## Hoja1
24-115 CostoInv/CostoO&M | Aer/Sub | respondent_id | report_year | spplmnt_num | row_number | row_seq | row_prvlg | designation_from | designation_to | voltage_oper | designed_voltage | structure | length_dsgnt | length_another | num_of_circuits | conductor_size | cost_land | cost_other | cost_total | expns_operations | expns_maint | expns_rents | expns_total | designation_from_f | designation_to_f | voltage_oper_f | designed_voltage_f | structure_f | length_dsgnt_f | length_another_f | num_of_circuits_f | conductor_size_f | cost_land_f | cost_other_f | cost_total_f | expns_operations_f | expns_maint_f | expns_rents_f | expns_total_f | report_prd
NO |  | 122 | 2011 | 0 | 1 | 1 |  | Colstrip 4 | Switchyard | 500 | 500 | St. Tower | 0.66 | 0 | 1 | 795 KCM ACSR | 0 | 71386 | 71386 | 0 | 0 | 0 | 0 | 611220085 | 0 | 0 | 0 | 0 | 0 | 0 | 0 | 0 | 0 | 0 | 0 | 0 | 0 | 0 | 0 | 12
NO |  | 122 | 2011 | 0 | 2 | 2 |  | Colstrip | Broadview A | 500 | 500 | St. Tower | 112.07 | 0 | 1 | 795 KCM ACSR | 470715 | 11393381 | 11864096 | 0 | 0 | 0 | 0 | 611220086 | 0 | 0 | 0 | 0 | 0 | 0 | 0 | 0 | 0 | 0 | 0 | 0 | 0 | 0 | 0 | 12
NO |  | 122 | 2011 | 0 | 3 | 3 |  | Colstrip | Broadview B | 500 | 500 | St. Tower | 115.87 | 0 | 1 | 795 KCM ACSR | 593662 | 15051362 | 15645024 | 0 | 0 | 0 | 0 | 611220087 | 0 | 0 | 0 | 0 | 0 | 0 | 0 | 0 | 0 | 0 | 0 | 0 | 0 | 0 | 0 | 12
NO |  | 122 | 2011 | 0 | 4 | 4 |  | Broadview | Townsend A | 500 | 500 | St. Tower | 133.39 | 0 | 1 | 795 KCM ACSR | 900048 | 13855456 | 14755504 | 0 | 0 | 0 | 0 | 611220110 | 0 | 0 | 0 | 0 | 0 | 0 | 0 | 0 | 0 | 0 | 0 | 0 | 0 | 0 | 0 | 12
NO |  | 122 | 2011 | 0 | 5 | 5 |  | Broadview | Townsend B | 500 | 500 | St. Tower | 133.37 | 0 | 1 | 795 KCM ACSR | 936763 | 13680057 | 14616820 | 61174 | 731080 | 152852 | 945106 | 611220111 | 0 | 0 | 0 | 0 | 0 | 0 | 0 | 0 | 0 | 0 | 0 | 0 | 0 | 0 | 0 | 12
NO |  | 122 | 2011 | 0 | 6 | 6 |  | Billings | Great Falls | 230 | 230 | Wood H Frame | 187.88 | 0 | 1 | 1272 KCM ACSR | 337519 | 11132587 | 11470106 | 0 | 0 | 0 | 0 | 0 | 0 | 0 | 0 | 0 | 0 | 0 | 0 | 0 | 0 | 0 | 0 | 0 | 0 | 0 | 0 | 12
NO |  | 122 | 2011 | 0 | 7 | 7 |  | Broadview | Alkali Creek Sub | 230 | 230 | Wood H Frame | 18.4 | 0 | 1 | 1272 KCM ACSR | 21848 | 925023 | 946871 | 0 | 0 | 0 | 0 | 0 | 0 | 0 | 0 | 0 | 0 | 0 | 0 | 0 | 0 | 0 | 0 | 0 | 0 | 0 | 0 | 12
NO |  | 122 | 2011 | 0 | 8 | 8 |  | Alkali Creek Sub | Laurel Baseline | 230 | 230 | Steel, Sgl Pol | 4.7 | 0 | 1 | 1272 KCM ACSR | 578771 | 1447705 | 2026476 | 56084 | 4819 | 44026 | 104929 | 0 | 0 | 0 | 0 | 0 | 0 | 0 | 0 | 0 | 0 | 0 | 0 | 0 | 0 | 0 | 0 | 12
NO |  | 122 | 2011 | 0 | 9 | 9 |  | Colstrip | Billings | 230 | 230 | Wood H Frame | 93.73 | 0 | 1 | 1272 KCM ACSR | 308152 | 3545580 | 3853732 | 8446 | 38318 | 0 | 46764 | 0 | 0 | 0 | 0 | 0 | 0 | 0 | 0 | 0 | 0 | 0 | 0 | 0 | 0 | 0 | 0 | 12
NO |  | 122 | 2011 | 0 | 10 | 10 |  | Billings | Yellowtail | 230 | 230 | Wood H Frame | 41.12 | 0 | 1 | 1272 KCM ACSR | 41629 | 2294179 | 2335808 | 1575 | 5242 | 0 | 6817 | 0 | 0 | 0 | 0 | 0 | 0 | 0 | 0 | 0 | 0 | 0 | 0 | 0 | 0 | 0 | 0 | 12
NO |  | 122 | 2011 | 0 | 11 | 11 |  | Hot Springs | Idaho Border | 230 | 230 | Wood H Frame | 276.35 | 0 | 1 | 1272 KCM ACSR | 640340 | 7320417 | 7960757 | 7419 | 74396 | 377813 | 459628 | 0 | 0 | 0 | 0 | 0 | 0 | 0 | 0 | 0 | 0 | 0 | 0 | 0 | 0 | 0 | 0 | 12
NO |  | 122 | 2011 | 0 | 12 | 12 |  | Ovando | Great Falls | 230 | 230 | Wood H Frame | 105.62 | 0 | 1 | 1272 KCM ACSR | 288681 | 5564378 | 5853059 | 61489 | 64105 | 0 | 125594 | 0 | 0 | 0 | 0 | 0 | 0 | 0 | 0 | 0 | 0 | 0 | 0 | 0 | 0 | 0 | 0 | 12
NO |  | 122 | 2011 | 0 | 13 | 13 |  | Anaconda | Billings | 230 | 230 | Wood H Frame | 224.78 | 0 | 1 | 1272 KCM ACSR | 462918 | 9550840 | 10013758 | 24032 | 31881 | 0 | 55913 | 0 | 0 | 0 | 0 | 0 | 0 | 0 | 0 | 0 | 0 | 0 | 0 | 0 | 0 | 0 | 0 | 12
NO |  | 122 | 2011 | 0 | 14 | 14 |  | Kerr | Anaconda A | 161 | 161 | Wood H Frame | 149.34 | 0 | 1 | 350 MCM CU | 180728 | 4685414 | 4866142 | 23387 | 114056 | 0 | 137443 | 0 | 0 | 0 | 0 | 0 | 0 | 0 | 0 | 0 | 0 | 0 | 0 | 0 | 0 | 0 | 0 | 12
NO |  | 122 | 2011 | 0 | 15 | 15 |  | Anaconda | Monida | 161 | 161 | Wood H Frame | 126.48 | 0 | 1 | 250 MCM CU | 65469 | 1318185 | 1383654 | 71807 | 123924 | 24585 | 220316 | 0 | 0 | 0 | 0 | 0 | 0 | 0 | 0 | 0 | 0 | 0 | 0 | 0 | 0 | 0 | 0 | 12
NO |  | 122 | 2011 | 0 | 16 | 16 |  | Anaconda | Billings | 161 | 161 | Wood H Frame | 235.65 | 0 | 1 | 556.5 MCM ACSR | 186724 | 5502588 | 5689312 | 0 | 0 | 0 | 0 | 0 | 0 | 0 | 0 | 0 | 0 | 0 | 0 | 0 | 0 | 0 | 0 | 0 | 0 | 0 | 0 | 12
NO |  | 122 | 2011 | 0 | 17 | 17 |  | Anaconda | Butte | 161 | 161 | Wood H Frame | 23.64 | 0 | 1 | 556.5 MCM ACSR | 10667 | 353729 | 364396 | 0 | 0 | 0 | 0 | 0 | 0 | 0 | 0 | 0 | 0 | 0 | 0 | 0 | 0 | 0 | 0 | 0 | 0 | 0 | 0 | 12
NO |  | 122 | 2011 | 0 | 18 | 18 |  | Clyde Park | Bozeman | 161 | 161 | Wood H Frame | 54.81 | 0 | 1 | 556.5 MCM ACSR | 448934 | 1830603 | 2279537 | 0 | 0 | 0 | 0 | 0 | 0 | 0 | 0 | 0 | 0 | 0 | 0 | 0 | 0 | 0 | 0 | 0 | 0 | 0 | 0 | 12
NO |  | 122 | 2011 | 0 | 19 | 19 |  | Missoula | Hamilton A | 161 | 161 | Wood H Frame | 53.58 | 0 | 1 | 556.5 MCM ACSR | 652145 | 2057030 | 2709175 | 0 | 0 | 0 | 0 | 0 | 0 | 0 | 0 | 0 | 0 | 0 | 0 | 0 | 0 | 0 | 0 | 0 | 0 | 0 | 0 | 12
NO |  | 122 | 2011 | 0 | 20 | 20 |  | Clyde Park | Emmigrant | 161 | 161 | Wood H Frame | 40.03 | 0 | 1 | 556.5 MCM ACSR | 720093 | 2952369 | 3672462 | 0 | 0 | 0 | 0 | 0 | 0 | 0 | 0 | 0 | 0 | 0 | 0 | 0 | 0 | 0 | 0 | 0 | 0 | 0 | 0 | 12
NO |  | 122 | 2011 | 0 | 21 | 21 |  | Bozeman | Ennis | 161 | 161 | Wood H Frame | 53.33 | 0 | 1 | 556.5 MCM ACSR | 1476730 | 5240745 | 6717475 | 0 | 0 | 0 | 0 | 0 | 0 | 0 | 0 | 0 | 0 | 0 | 0 | 0 | 0 | 0 | 0 | 0 | 0 | 0 | 0 | 12
NO |  | 122 | 2011 | 0 | 22 | 22 |  | Kerr | Anaconda B | 161 | 161 | Wood H Frame | 150.29 | 0 | 1 | 556.5 MCM ACSR | 965547 | 6329362 | 7294909 | 99566 | 266546 | 0 | 366112 | 0 | 0 | 0 | 0 | 0 | 0 | 0 | 0 | 0 | 0 | 0 | 0 | 0 | 0 | 0 | 0 | 12
NO |  | 122 | 2011 | 0 | 23 | 23 |  | Rattlesnake | Missoula #4 | 161 | 161 | Wood H Frame | 55.6 | 0 | 1 | 556.5 MCM ACSR | 2684587 | 2520693 | 5205280 | 0 | 0 | 0 | 0 | 0 | 0 | 0 | 0 | 0 | 0 | 0 | 0 | 0 | 0 | 0 | 0 | 0 | 0 | 0 | 0 | 12
NO |  | 122 | 2011 | 0 | 24 | 24 |  | Dillon | Salmon-Ennis | 161 | 161 | Wood H Frame | 81.62 | 0 | 1 | 556.5 MCM ACSR | 1360447 | 5694602 | 7055049 | 92348 | 87763 | 0 | 180111 | 0 | 0 | 0 | 0 | 0 | 0 | 0 | 0 | 0 | 0 | 0 | 0 | 0 | 0 | 0 | 0 | 12
NO |  | 122 | 2011 | 0 | 25 | 25 |  | Rainbow | Havre | 161 | 161 | Wood H Frame | 93.79 | 0 | 1 | 636 MCM ACSR | 92953 | 2150462 | 2243415 | 0 | 0 | 0 | 0 | 0 | 0 | 0 | 0 | 0 | 0 | 0 | 0 | 0 | 0 | 0 | 0 | 0 | 0 | 0 | 0 | 12
NO |  | 122 | 2011 | 0 | 26 | 26 |  | Three Rivers | Jackrabbit | 161 | 161 | SAHP Single Pe | 28.81 | 0 | 1 | 556 KCMIL ACSR | 1643626 | 7858388 | 9502014 | 12369 | 7195 | 0 | 19564 | 0 | 0 | 0 | 0 | 0 | 0 | 0 | 0 | 0 | 0 | 0 | 0 | 0 | 0 | 0 | 0 | 12
SI/SI | A | 122 | 2011 | 0 | 27 | 27 |  | All 115 kV |  | 115 | 115 | Various | 342.09 | 0 | 0 |  | 604878 | 9158888 | 9763766 | 79538 | 124159 | 25 | 203722 | 0 | 0 | 0 | 0 | 0 | 0 | 0 | 0 | 0 | 0 | 0 | 0 | 0 | 0 | 0 | 0 | 12
SI/SI | A | 122 | 2011 | 0 | 28 | 28 |  | All 100 kV |  | 100 | 100 | Various | 1734.19 | 0 | 0 |  | 5448145 | 84182272 | 89630417 | 530264 | 1064340 | 21293 | 1615897 | 0 | 0 | 0 | 0 | 0 | 0 | 0 | 0 | 0 | 0 | 0 | 0 | 0 | 0 | 0 | 0 | 12
SI/SI | A | 122 | 2011 | 0 | 29 | 29 |  | All 69 kV |  | 69 | 69 | Various | 1392.74 | 0 | 0 |  | 2085943 | 48301008 | 50386951 | 518796 | 486191 | 24729 | 1029716 | 0 | 0 | 0 | 0 | 0 | 0 | 0 | 0 | 0 | 0 | 0 | 0 | 0 | 0 | 0 | 0 | 12
SI/SI | A | 122 | 2011 | 0 | 30 | 30 |  | All 50 kV |  | 50 | 50 | Various | 752.12 | 0 | 0 |  | 1629295 | 29347202 | 30976497 | 252117 | 333058 | 9585 | 594760 | 0 | 0 | 0 | 0 | 0 | 0 | 0 | 0 | 0 | 0 | 0 | 0 | 0 | 0 | 0 | 0 | 12
NO |  | 122 | 2011 | 0 | 31 | 31 |  | Big Stone, SD | Gary, SD | 230 | 230 | H-Wood | 18.2 | 0 | 1 | 1272 MCM | 8674 | 1000401 | 1009075 | 0 | 0 | 0 | 0 | 611220088 | 0 | 0 | 0 | 0 | 0 | 0 | 0 | 0 | 0 | 0 | 0 | 0 | 0 | 0 | 0 | 12
NO |  | 122 | 2011 | 0 | 32 | 32 |  | Coyote, ND | Center, ND | 345 | 345 | H-Wood | 23.1 | 0 | 1 | 954 MCM | 223226 | 3192859 | 3416085 | 0 | 0 | 0 | 0 | 611220089 | 0 | 0 | 0 | 0 | 0 | 0 | 0 | 0 | 0 | 0 | 0 | 0 | 0 | 0 | 0 | 12
NO |  | 122 | 2011 | 0 | 33 | 33 |  | Neal, IA | Hinton, IA | 345 | 345 | H-Wood | 23.59 | 0 | 1 | 954 MCM | 16579 | 613304 | 629883 | 0 | 0 | 0 | 0 | 611220090 | 0 | 0 | 0 | 0 | 0 | 0 | 0 | 0 | 0 | 0 | 0 | 0 | 0 | 0 | 0 | 12
NO |  | 122 | 2011 | 0 | 34 | 34 |  | Less non-NWE 345kV Partial |  | 0 | 0 |  | -21.54 | 0 | 1 |  | 0 | 0 | 0 | 0 | 0 | 0 | 0 | 0 | 0 | 0 | 0 | 0 | 0 | 0 | 0 | 0 | 0 | 0 | 0 | 0 | 0 | 0 | 0 | 12
NO |  | 122 | 2011 | 0 | 35 | 35 |  | Various |  | 115 | 0 | Various | 322.51 | 0 | 0 |  | 0 | 0 | 0 | 0 | 0 | 0 | 0 | 0 | 0 | 0 | 0 | 0 | 0 | 0 | 0 | 0 | 0 | 0 | 0 | 0 | 0 | 0 | 0 | 12
NO |  | 122 | 2011 | 1 | 1 | 1 |  | Various |  | 69 | 0 | Various | 277.49 | 0 | 0 |  | 0 | 0 | 0 | 0 | 0 | 0 | 0 | 0 | 0 | 0 | 0 | 0 | 0 | 0 | 0 | 0 | 0 | 0 | 0 | 0 | 0 | 0 | 0 | 12
SI/SI | A | 122 | 2011 | 1 | 2 | 2 |  | Various |  | 34.5 | 0 | Various | 654.27 | 0 | 0 | Various | 1483017 | 52140354 | 53623371 | 6813707 | 524681 | 2743 | 7341131 | 0 | 0 | 0 | 0 | 0 | 0 | 0 | 0 | 0 | 0 | 0 | 0 | 0 | 0 | 0 | 0 | 12
NO |  | 122 | 2011 | 0 | 36 | 36 |  | TOTAL |  | 0 | 0 |  | 8113.67 | 0 | 30 |  | 27569453 | 372262809 | 399832262 | 8714118 | 4081754 | 657651 | 13453523 | 0 | 0 | 0 | 0 | 0 | 0 | 0 | 0 | 0 | 0 | 0 | 0 | 0 | 0 | 0 | 0 | 12
NO |  | 186 | 2011 | 0 | 1 | 1 |  | MOUNT STORM | MEADOWBROOK (529) | 500 | 500 | STEEL POLE | 0 | 0 | 1 | ACSS 1113 | 0 | 0 | 0 | 0 | 0 | 0 | 0 | 0 | 0 | 0 | 0 | 0 | 0 | 0 | 0 | 0 | 0 | 0 | 0 | 0 | 0 | 0 | 0 | 12
NO |  | 186 | 2011 | 0 | 2 | 2 |  | SURRY | SUFFOLK (531) | 500 | 500 | STEEL TOWER | 37.27 | 0 | 1 | ACAR 2500 | 0 | 0 | 0 | 0 | 0 | 0 | 0 | 0 | 0 | 0 | 0 | 0 | 0 | 0 | 0 | 0 | 0 | 0 | 0 | 0 | 0 | 0 | 0 | 12
NO |  | 186 | 2011 | 0 | 3 | 3 |  | DOOMS | CUNNINGHAM (534) | 500 | 500 | STEEL TOWER | 32.68 | 0 | 1 | AAAC 2049.5 | 0 | 0 | 0 | 0 | 0 | 0 | 0 | 0 | 0 | 0 | 0 | 0 | 0 | 0 | 0 | 0 | 0 | 0 | 0 | 0 | 0 | 0 | 0 | 12
NO |  | 186 | 2011 | 0 | 4 | 4 |  | LOUDOUN | MEADOWBROOK (535) | 500 | 500 | STEEL TOWER | 55.49 | 10.02 | 1 | ACSR 1351 | 0 | 0 | 0 | 0 | 0 | 0 | 0 | 0 | 0 | 0 | 0 | 0 | 0 | 0 | 0 | 0 | 0 | 0 | 0 | 0 | 0 | 0 | 0 | 12
NO |  | 186 | 2011 | 0 | 5 | 5 |  | MOUNT STORM | 502 JUNCTION (536) | 500 | 500 | STEEL POLE | 0 | 0 | 1 | ACSS 1113 | 0 | 0 | 0 | 0 | 0 | 0 | 0 | 0 | 0 | 0 | 0 | 0 | 0 | 0 | 0 | 0 | 0 | 0 | 0 | 0 | 0 | 0 | 0 | 12
NO |  | 186 | 2011 | 0 | 6 | 6 |  | OX | BRISTERS (539) | 500 | 500 | STEEL TOWER | 22.89 | 0 | 1 | ACAR 2500 | 0 | 0 | 0 | 0 | 0 | 0 | 0 | 0 | 0 | 0 | 0 | 0 | 0 | 0 | 0 | 0 | 0 | 0 | 0 | 0 | 0 | 0 | 0 | 12
NO |  | 186 | 2011 | 0 | 7 | 7 |  | FLUVANA PWR STA | CUNNINGHAM (542) | 500 | 500 | STEEL TOWER | 0.28 | 0 | 1 | AAAC 2049.5 | 0 | 0 | 0 | 0 | 0 | 0 | 0 | 0 | 0 | 0 | 0 | 0 | 0 | 0 | 0 | 0 | 0 | 0 | 0 | 0 | 0 | 0 | 0 | 12
NO |  | 186 | 2011 | 0 | 8 | 8 |  | PLEASANT VIEW | DOUBS (543) | 500 | 500 | STEEL TOWER | 3 | 0 | 1 | AAAC 2049.5 | 0 | 0 | 0 | 0 | 0 | 0 | 0 | 0 | 0 | 0 | 0 | 0 | 0 | 0 | 0 | 0 | 0 | 0 | 0 | 0 | 0 | 0 | 0 | 12
NO |  | 186 | 2011 | 0 | 9 | 9 |  | CARSON | SUFFOLK (544) | 500 | 500 | STEEL TOWER | 59.63 | 0 | 1 | ACSR 1351.5 | 0 | 0 | 0 | 0 | 0 | 0 | 0 | 0 | 0 | 0 | 0 | 0 | 0 | 0 | 0 | 0 | 0 | 0 | 0 | 0 | 0 | 0 | 0 | 12
NO |  | 186 | 2011 | 0 | 10 | 10 |  |  | (544) | 500 | 500 | STEEL H-FRAME | 1.83 | 0 | 0 | ACSR 1351.5 | 0 | 0 | 0 | 0 | 0 | 0 | 0 | 0 | 0 | 0 | 0 | 0 | 0 | 0 | 0 | 0 | 0 | 0 | 0 | 0 | 0 | 0 | 0 | 12
NO |  | 186 | 2011 | 0 | 11 | 11 |  | BRISTERS | MORRISVILLE (545) | 500 | 500 | STEEL TOWER | 7.91 | 0 | 1 | ACAR 2500 | 0 | 0 | 0 | 0 | 0 | 0 | 0 | 0 | 0 | 0 | 0 | 0 | 0 | 0 | 0 | 0 | 0 | 0 | 0 | 0 | 0 | 0 | 0 | 12
NO |  | 186 | 2011 | 0 | 12 | 12 |  | LEXINGTON | BATH (547) | 500 | 500 | STEEL TOWER | 34.7 | 0 | 1 | ACAR 2500 | 0 | 0 | 0 | 0 | 0 | 0 | 0 | 611860114 | 0 | 0 | 0 | 0 | 0 | 0 | 0 | 0 | 0 | 0 | 0 | 0 | 0 | 0 | 0 | 12
NO |  | 186 | 2011 | 0 | 13 | 13 |  | BATH | VALLEY (548) | 500 | 500 | LATTICE STEEL | 51.82 | 0 | 1 | ACAR 2500 | 0 | 0 | 0 | 0 | 0 | 0 | 0 | 611860115 | 0 | 0 | 0 | 0 | 0 | 0 | 0 | 0 | 0 | 0 | 0 | 0 | 0 | 0 | 0 | 12
NO |  | 186 | 2011 | 0 | 14 | 14 |  | VALLEY | DOOMS (549) | 500 | 500 | STEEL TOWER | 17.72 | 0 | 1 | AAAC 2049.5 | 0 | 0 | 0 | 0 | 0 | 0 | 0 | 0 | 0 | 0 | 0 | 0 | 0 | 0 | 0 | 0 | 0 | 0 | 0 | 0 | 0 | 0 | 0 | 12
NO |  | 186 | 2011 | 0 | 15 | 15 |  | MT. STORM | VALLEY (550) | 500 | 500 | STEEL TOWER | 64.39 | 0 | 1 | AAAC 2049.5 | 0 | 0 | 0 | 0 | 0 | 0 | 0 | 0 | 0 | 0 | 0 | 0 | 0 | 0 | 0 | 0 | 0 | 0 | 0 | 0 | 0 | 0 | 0 | 12
NO |  | 186 | 2011 | 0 | 16 | 16 |  | MT. STORM | DOUBS (551) | 500 | 500 | STEEL TOWER | 96.4 | 0 | 1 | AAAC 2049.5 | 0 | 0 | 0 | 0 | 0 | 0 | 0 | 0 | 0 | 0 | 0 | 0 | 0 | 0 | 0 | 0 | 0 | 0 | 0 | 0 | 0 | 0 | 0 | 12
NO |  | 186 | 2011 | 0 | 17 | 17 |  | BRISTERS | LADYSMITH (552) | 500 | 500 | STEEL TOWER | 35.41 | 0 | 1 | AAAC 2049.5 | 0 | 0 | 0 | 0 | 0 | 0 | 0 | 0 | 0 | 0 | 0 | 0 | 0 | 0 | 0 | 0 | 0 | 0 | 0 | 0 | 0 | 0 | 0 | 12
NO |  | 186 | 2011 | 0 | 18 | 18 |  |  | (552) | 500 | 500 | STEEL TOWER | 0 | 1.2 | 0 | AAAC 2049.5 | 0 | 0 | 0 | 0 | 0 | 0 | 0 | 0 | 0 | 0 | 0 | 0 | 0 | 0 | 0 | 0 | 0 | 0 | 0 | 0 | 0 | 0 | 0 | 12
NO |  | 186 | 2011 | 0 | 19 | 19 |  | CUNNINGHAM | ELMONT (553) | 500 | 500 | STEEL TOWER | 51.03 | 0 | 1 | AAAC 2049.5 | 0 | 0 | 0 | 0 | 0 | 0 | 0 | 0 | 0 | 0 | 0 | 0 | 0 | 0 | 0 | 0 | 0 | 0 | 0 | 0 | 0 | 0 | 0 | 12
NO |  | 186 | 2011 | 0 | 20 | 20 |  | MT STORM | PRUNNYTOWN (554) | 500 | 500 | STEEL TOWER | 0.07 | 0 | 1 | ACSR 2032.1 | 0 | 0 | 0 | 0 | 0 | 0 | 0 | 0 | 0 | 0 | 0 | 0 | 0 | 0 | 0 | 0 | 0 | 0 | 0 | 0 | 0 | 0 | 0 | 12
NO |  | 186 | 2011 | 0 | 21 | 21 |  | DOOMS | LEXINGTON (555) | 500 | 500 | STEEL TOWER | 39.04 | 0 | 1 | AAAC 2049.5 | 0 | 0 | 0 | 0 | 0 | 0 | 0 | 0 | 0 | 0 | 0 | 0 | 0 | 0 | 0 | 0 | 0 | 0 | 0 | 0 | 0 | 0 | 0 | 12
NO |  | 186 | 2011 | 0 | 22 | 22 |  | CLOVER | CARSON (556) | 500 | 500 | STEEL TOWER | 76.72 | 0 | 1 | ACSR 1351.5 | 0 | 0 | 0 | 0 | 0 | 0 | 0 | 0 | 0 | 0 | 0 | 0 | 0 | 0 | 0 | 0 | 0 | 0 | 0 | 0 | 0 | 0 | 0 | 12
NO |  | 186 | 2011 | 0 | 23 | 23 |  | ELMONT | CHICKAHOMINY (557) | 500 | 500 | STEEL TOWER | 27.73 | 0 | 1 | AAAC 2049.5 | 0 | 0 | 0 | 0 | 0 | 0 | 0 | 0 | 0 | 0 | 0 | 0 | 0 | 0 | 0 | 0 | 0 | 0 | 0 | 0 | 0 | 0 | 0 | 12
NO |  | 186 | 2011 | 0 | 24 | 24 |  | LOUDOUN | PLEASANT VIEW (558) | 500 | 500 | STEEL TOWER | 13.01 | 0 | 1 | AAAC 2049.5 | 0 | 0 | 0 | 0 | 0 | 0 | 0 | 0 | 0 | 0 | 0 | 0 | 0 | 0 | 0 | 0 | 0 | 0 | 0 | 0 | 0 | 0 | 0 | 12
NO |  | 186 | 2011 | 0 | 25 | 25 |  | LOUDOUN | CLIFTON (559) | 500 | 500 | STEEL TOWER | 12.08 | 0 | 1 | ACAR 2500 | 0 | 0 | 0 | 0 | 0 | 0 | 0 | 0 | 0 | 0 | 0 | 0 | 0 | 0 | 0 | 0 | 0 | 0 | 0 | 0 | 0 | 0 | 0 | 12
NO |  | 186 | 2011 | 0 | 26 | 26 |  | POSSUM POINT | BURCHES-PEPCO (560) | 500 | 500 | H.FRAME STEEL | 0.19 | 0 | 1 | ACAR 1534 | 0 | 0 | 0 | 0 | 0 | 0 | 0 | 0 | 0 | 0 | 0 | 0 | 0 | 0 | 0 | 0 | 0 | 0 | 0 | 0 | 0 | 0 | 0 | 12
NO |  | 186 | 2011 | 0 | 27 | 27 |  | CLIFTON | OX (561) | 500 | 500 | STEEL TOWER | 7.05 | 0 | 1 | ACAR 2500 | 0 | 0 | 0 | 0 | 0 | 0 | 0 | 0 | 0 | 0 | 0 | 0 | 0 | 0 | 0 | 0 | 0 | 0 | 0 | 0 | 0 | 0 | 0 | 12
NO |  | 186 | 2011 | 0 | 28 | 28 |  | CARSON | SEPTA (562) | 500 | 500 | STEEL TOWER | 38.47 | 0 | 1 | ACAR 2500 | 0 | 0 | 0 | 0 | 0 | 0 | 0 | 0 | 0 | 0 | 0 | 0 | 0 | 0 | 0 | 0 | 0 | 0 | 0 | 0 | 0 | 0 | 0 | 12
NO |  | 186 | 2011 | 0 | 29 | 29 |  | CARSON | MIDLOTHIAN (563) | 500 | 500 | STEEL TOWER | 37.41 | 0 | 1 | ACAR 2500 | 0 | 0 | 0 | 0 | 0 | 0 | 0 | 0 | 0 | 0 | 0 | 0 | 0 | 0 | 0 | 0 | 0 | 0 | 0 | 0 | 0 | 0 | 0 | 12
NO |  | 186 | 2011 | 0 | 30 | 30 |  | CUNNINGHAM | FLUVANA PWR STA (564) | 500 | 500 | STEEL TOWER | 0.26 | 0 | 1 | AAAC 2049.5 | 0 | 0 | 0 | 0 | 0 | 0 | 0 | 0 | 0 | 0 | 0 | 0 | 0 | 0 | 0 | 0 | 0 | 0 | 0 | 0 | 0 | 0 | 0 | 12
NO |  | 186 | 2011 | 0 | 31 | 31 |  | SUFFOLK | YADKIN (565) | 500 | 500 | STEEL TOWER | 4.8 | 0 | 1 | ACAR 2500 | 0 | 0 | 0 | 0 | 0 | 0 | 0 | 0 | 0 | 0 | 0 | 0 | 0 | 0 | 0 | 0 | 0 | 0 | 0 | 0 | 0 | 0 | 0 | 12
NO |  | 186 | 2011 | 0 | 32 | 32 |  |  | (565) | 500 | 500 | ALUM TOWER | 8.66 | 0 | 0 | ACAR 2500 | 0 | 0 | 0 | 0 | 0 | 0 | 0 | 0 | 0 | 0 | 0 | 0 | 0 | 0 | 0 | 0 | 0 | 0 | 0 | 0 | 0 | 0 | 0 | 12
NO |  | 186 | 2011 | 0 | 33 | 33 |  | LEXINGTON | CLOVERDALE-APCO (566) | 500 | 500 | STEEL TOWER | 7.09 | 0 | 1 | AAAC 2049.5 | 0 | 0 | 0 | 0 | 0 | 0 | 0 | 0 | 0 | 0 | 0 | 0 | 0 | 0 | 0 | 0 | 0 | 0 | 0 | 0 | 0 | 0 | 0 | 12
NO |  | 186 | 2011 | 0 | 34 | 34 |  | CHICKAHOMINY | SURRY (567) | 500 | 500 | STEEL TOWER | 44.44 | 0 | 1 | ACAR 2500 | 0 | 0 | 0 | 0 | 0 | 0 | 0 | 0 | 0 | 0 | 0 | 0 | 0 | 0 | 0 | 0 | 0 | 0 | 0 | 0 | 0 | 0 | 0 | 12
NO |  | 186 | 2011 | 0 | 35 | 35 |  | POSSUM POINT | LADYSMITH (568) | 500 | 500 | STEEL TOWER | 47.56 | 0 | 1 | ACAR 2500 | 0 | 0 | 0 | 0 | 0 | 0 | 0 | 0 | 0 | 0 | 0 | 0 | 0 | 0 | 0 | 0 | 0 | 0 | 0 | 0 | 0 | 0 | 0 | 12
NO |  | 186 | 2011 | 1 | 1 | 1 |  | LOUDOUN | MORRISVILLE (569) | 500 | 500 | STEEL TOWER | 22.03 | 0.33 | 1 | ACSR 1351 | 0 | 0 | 0 | 0 | 0 | 0 | 0 | 0 | 0 | 0 | 0 | 0 | 0 | 0 | 0 | 0 | 0 | 0 | 0 | 0 | 0 | 0 | 0 | 12
NO |  | 186 | 2011 | 1 | 2 | 2 |  |  | (569) | 500 | 500 | STEEL TOWER | 1.26 | 0 | 0 | AAAC 2049.5 | 0 | 0 | 0 | 0 | 0 | 0 | 0 | 0 | 0 | 0 | 0 | 0 | 0 | 0 | 0 | 0 | 0 | 0 | 0 | 0 | 0 | 0 | 0 | 12
NO |  | 186 | 2011 | 1 | 3 | 3 |  |  | (569) | 500 | 500 | STEEL TOWER | 8.16 | 0 | 0 | ACAR 2500 | 0 | 0 | 0 | 0 | 0 | 0 | 0 | 0 | 0 | 0 | 0 | 0 | 0 | 0 | 0 | 0 | 0 | 0 | 0 | 0 | 0 | 0 | 0 | 12
NO |  | 186 | 2011 | 1 | 4 | 4 |  | CARSON | WAKE (570) | 500 | 500 | STEEL TOWER | 56.4 | 0 | 1 | ACAR 2500 | 0 | 0 | 0 | 0 | 0 | 0 | 0 | 0 | 0 | 0 | 0 | 0 | 0 | 0 | 0 | 0 | 0 | 0 | 0 | 0 | 0 | 0 | 0 | 12
NO |  | 186 | 2011 | 1 | 5 | 5 |  | OX | POSSUM POINT (571) | 500 | 500 | H.FRAME STEEL | 12.86 | 0 | 1 | ACAR 1534 | 0 | 0 | 0 | 0 | 0 | 0 | 0 | 0 | 0 | 0 | 0 | 0 | 0 | 0 | 0 | 0 | 0 | 0 | 0 | 0 | 0 | 0 | 0 | 12
NO |  | 186 | 2011 | 1 | 6 | 6 |  | NORTH ANNA | MORRISVILLE (573) | 500 | 500 | STEEL TOWER | 32.91 | 0 | 1 | ACAR 2500 | 0 | 0 | 0 | 0 | 0 | 0 | 0 | 0 | 0 | 0 | 0 | 0 | 0 | 0 | 0 | 0 | 0 | 0 | 0 | 0 | 0 | 0 | 0 | 12
NO |  | 186 | 2011 | 1 | 7 | 7 |  | ELMONT | LADYSMITH (574) | 500 | 500 | STEEL TOWER | 26.19 | 0 | 1 | AAAC 2049.5 | 0 | 0 | 0 | 0 | 0 | 0 | 0 | 0 | 0 | 0 | 0 | 0 | 0 | 0 | 0 | 0 | 0 | 0 | 0 | 0 | 0 | 0 | 0 | 12
NO |  | 186 | 2011 | 1 | 8 | 8 |  | NORTH ANNA | LADYSMITH (575) | 500 | 500 | STEEL TOWER | 13.52 | 0 | 1 | ACAR 2500 | 0 | 0 | 0 | 0 | 0 | 0 | 0 | 0 | 0 | 0 | 0 | 0 | 0 | 0 | 0 | 0 | 0 | 0 | 0 | 0 | 0 | 0 | 0 | 12
NO |  | 186 | 2011 | 1 | 9 | 9 |  |  | (575) | 500 | 500 | H.FRAME STEEL | 1.01 | 0 | 0 | SDC 2500 | 0 | 0 | 0 | 0 | 0 | 0 | 0 | 0 | 0 | 0 | 0 | 0 | 0 | 0 | 0 | 0 | 0 | 0 | 0 | 0 | 0 | 0 | 0 | 12
NO |  | 186 | 2011 | 1 | 11 | 11 |  | SEPTA | SURRY (578) | 500 | 500 | STEEL TOWER | 11.46 | 0 | 1 | ACAR 2500 | 0 | 0 | 0 | 0 | 0 | 0 | 0 | 0 | 0 | 0 | 0 | 0 | 0 | 0 | 0 | 0 | 0 | 0 | 0 | 0 | 0 | 0 | 0 | 12
NO |  | 186 | 2011 | 1 | 12 | 12 |  | FENTRESS | SEPTA (579) | 500 | 500 | LATTICE STEEL | 46.86 | 0 | 1 | ACAR 2500 | 0 | 0 | 0 | 0 | 0 | 0 | 0 | 0 | 0 | 0 | 0 | 0 | 0 | 0 | 0 | 0 | 0 | 0 | 0 | 0 | 0 | 0 | 0 | 12
NO |  | 186 | 2011 | 1 | 13 | 13 |  | MORRISVILLE | MEADOWBROOK (580) | 500 | 500 | STEEL TOWER | 47.39 | 0 | 1 | ACAR 2500 | 0 | 0 | 0 | 0 | 0 | 0 | 0 | 0 | 0 | 0 | 0 | 0 | 0 | 0 | 0 | 0 | 0 | 0 | 0 | 0 | 0 | 0 | 0 | 12
NO |  | 186 | 2011 | 1 | 14 | 14 |  |  |  | 0 | 0 |  | 0 | 0 | 0 |  | 134615013 | 538132485 | 672747498 | 4250461 | 2113826 | 31249 | 6395536 | 0 | 0 | 0 | 0 | 0 | 0 | 0 | 0 | 0 | 0 | 0 | 0 | 0 | 0 | 0 | 0 | 12
NO |  | 186 | 2011 | 1 | 17 | 17 |  | PENDER | BULL RUN (200) | 230 | 230 | STEEL TOWER | 0.63 | 0 | 1 | ACSR 1033.5 | 0 | 0 | 0 | 0 | 0 | 0 | 0 | 0 | 0 | 0 | 0 | 0 | 0 | 0 | 0 | 0 | 0 | 0 | 0 | 0 | 0 | 0 | 0 | 12
NO |  | 186 | 2011 | 1 | 18 | 18 |  |  | (200) | 230 | 230 | H.FRAME STEEL | 2.87 | 0 | 0 | ACAR 2500 | 0 | 0 | 0 | 0 | 0 | 0 | 0 | 0 | 0 | 0 | 0 | 0 | 0 | 0 | 0 | 0 | 0 | 0 | 0 | 0 | 0 | 0 | 0 | 12
NO |  | 186 | 2011 | 1 | 19 | 19 |  |  | (200) | 230 | 230 | STEEL POLE | 3.99 | 0 | 0 | ACAR 2500 | 0 | 0 | 0 | 0 | 0 | 0 | 0 | 0 | 0 | 0 | 0 | 0 | 0 | 0 | 0 | 0 | 0 | 0 | 0 | 0 | 0 | 0 | 0 | 12
NO |  | 186 | 2011 | 1 | 20 | 20 |  | BRAMBLETON | PLEASANT VIEW (201) | 230 | 230 | STEEL TOWER | 7.97 | 0 | 1 | ACSS/TW/HT 1233.6 | 0 | 0 | 0 | 0 | 0 | 0 | 0 | 0 | 0 | 0 | 0 | 0 | 0 | 0 | 0 | 0 | 0 | 0 | 0 | 0 | 0 | 0 | 0 | 12
NO |  | 186 | 2011 | 1 | 21 | 21 |  | IDYLWOOD | CLARK (202) | 230 | 230 | STEEL TOWER | 4.03 | 0 | 1 | ACAR 1192.5 | 0 | 0 | 0 | 0 | 0 | 0 | 0 | 0 | 0 | 0 | 0 | 0 | 0 | 0 | 0 | 0 | 0 | 0 | 0 | 0 | 0 | 0 | 0 | 12
NO |  | 186 | 2011 | 1 | 22 | 22 |  | PLEASANT VIEW | DICKERSON (203) | 230 | 230 | STEEL POLE | 1.03 | 0 | 1 | ACSS/TW 768.2 | 0 | 0 | 0 | 0 | 0 | 0 | 0 | 0 | 0 | 0 | 0 | 0 | 0 | 0 | 0 | 0 | 0 | 0 | 0 | 0 | 0 | 0 | 0 | 12
NO |  | 186 | 2011 | 1 | 23 | 23 |  |  | (203) | 230 | 230 | STEEL POLE | 2.09 | 0 | 0 | ALUM 1177 | 0 | 0 | 0 | 0 | 0 | 0 | 0 | 0 | 0 | 0 | 0 | 0 | 0 | 0 | 0 | 0 | 0 | 0 | 0 | 0 | 0 | 0 | 0 | 12
NO |  | 186 | 2011 | 1 | 24 | 24 |  | GUM SPRINGS | JEFFERSON ST (204) | 230 | 230 | STEEL TOWER | 6.67 | 0 | 1 | ACAR 1033.5 | 0 | 0 | 0 | 0 | 0 | 0 | 0 | 0 | 0 | 0 | 0 | 0 | 0 | 0 | 0 | 0 | 0 | 0 | 0 | 0 | 0 | 0 | 0 | 12
NO |  | 186 | 2011 | 1 | 25 | 25 |  |  | (204) | 230 | 230 | WOOD POLE | 4.12 | 0 | 0 | ACAR 1109 | 0 | 0 | 0 | 0 | 0 | 0 | 0 | 0 | 0 | 0 | 0 | 0 | 0 | 0 | 0 | 0 | 0 | 0 | 0 | 0 | 0 | 0 | 0 | 12
NO |  | 186 | 2011 | 1 | 26 | 26 |  | CHESTERFIELD | LOCKS (205) | 230 | 230 | STEEL TOWER | 2.81 | 0 | 1 | ACAR 1109 | 0 | 0 | 0 | 0 | 0 | 0 | 0 | 0 | 0 | 0 | 0 | 0 | 0 | 0 | 0 | 0 | 0 | 0 | 0 | 0 | 0 | 0 | 0 | 12
NO |  | 186 | 2011 | 1 | 27 | 27 |  |  | (205) | 230 | 230 | STEEL TOWER | 9.42 | 0 | 0 | ACSR 1033.5 | 0 | 0 | 0 | 0 | 0 | 0 | 0 | 0 | 0 | 0 | 0 | 0 | 0 | 0 | 0 | 0 | 0 | 0 | 0 | 0 | 0 | 0 | 0 | 12
NO |  | 186 | 2011 | 1 | 28 | 28 |  | BRADDOCK | IDYLWOOD (207) | 230 | 230 | STEEL TOWER | 0 | 4.72 | 1 | ACAR 2500 | 0 | 0 | 0 | 0 | 0 | 0 | 0 | 0 | 0 | 0 | 0 | 0 | 0 | 0 | 0 | 0 | 0 | 0 | 0 | 0 | 0 | 0 | 0 | 12
NO |  | 186 | 2011 | 1 | 29 | 29 |  | CHESTERFIELD | SOUTHWEST (208) | 230 | 230 | STEEL TOWER | 14.25 | 0 | 1 | ACSR 1033.5 | 0 | 0 | 0 | 0 | 0 | 0 | 0 | 0 | 0 | 0 | 0 | 0 | 0 | 0 | 0 | 0 | 0 | 0 | 0 | 0 | 0 | 0 | 0 | 12
NO |  | 186 | 2011 | 1 | 30 | 30 |  |  | (208) | 230 | 230 | STEEL TOWER | 0.15 | 0 | 0 | ACAR 2500 | 0 | 0 | 0 | 0 | 0 | 0 | 0 | 0 | 0 | 0 | 0 | 0 | 0 | 0 | 0 | 0 | 0 | 0 | 0 | 0 | 0 | 0 | 0 | 12
NO |  | 186 | 2011 | 1 | 31 | 31 |  | WALLER | YORKTOWN (209) | 230 | 230 | WOOD | 14.36 | 0 | 1 | ACSR1033.5 | 0 | 0 | 0 | 0 | 0 | 0 | 0 | 0 | 0 | 0 | 0 | 0 | 0 | 0 | 0 | 0 | 0 | 0 | 0 | 0 | 0 | 0 | 0 | 12
NO |  | 186 | 2011 | 1 | 32 | 32 |  |  | (209) | 230 | 230 | STEEL TOWER | 4.44 | 0 | 0 | ACAR 721 | 0 | 0 | 0 | 0 | 0 | 0 | 0 | 0 | 0 | 0 | 0 | 0 | 0 | 0 | 0 | 0 | 0 | 0 | 0 | 0 | 0 | 0 | 0 | 12
NO |  | 186 | 2011 | 1 | 33 | 33 |  | HAYFIELD | VAN DORN (210) | 230 | 230 | STEEL TOWER | 0 | 2.9 | 1 | ACAR 1109 | 0 | 0 | 0 | 0 | 0 | 0 | 0 | 0 | 0 | 0 | 0 | 0 | 0 | 0 | 0 | 0 | 0 | 0 | 0 | 0 | 0 | 0 | 0 | 12
NO |  | 186 | 2011 | 1 | 34 | 34 |  | CHESTERFIELD | HOPEWELL (211) | 230 | 230 | STEEL TOWER | 11.17 | 0 | 1 | ACAR 1109 | 0 | 0 | 0 | 0 | 0 | 0 | 0 | 0 | 0 | 0 | 0 | 0 | 0 | 0 | 0 | 0 | 0 | 0 | 0 | 0 | 0 | 0 | 0 | 12
NO |  | 186 | 2011 | 1 | 35 | 35 |  | HOPEWELL | SURRY (212) | 230 | 230 | H.FRAME STEEL | 0.27 | 0 | 1 | ACAR 2500 | 0 | 0 | 0 | 0 | 0 | 0 | 0 | 0 | 0 | 0 | 0 | 0 | 0 | 0 | 0 | 0 | 0 | 0 | 0 | 0 | 0 | 0 | 0 | 12
NO |  | 186 | 2011 | 2 | 1 | 1 |  |  | (212) | 230 | 230 | STEEL TOWER | 42.7 | 0 | 0 | ACAR 721 | 0 | 0 | 0 | 0 | 0 | 0 | 0 | 0 | 0 | 0 | 0 | 0 | 0 | 0 | 0 | 0 | 0 | 0 | 0 | 0 | 0 | 0 | 0 | 12
NO |  | 186 | 2011 | 2 | 2 | 2 |  | LAKEVIEW | THELMA (213) | 230 | 230 | STEEL TOWER | 8.62 | 0 | 1 | ACSR 1033.5 | 0 | 0 | 0 | 0 | 0 | 0 | 0 | 0 | 0 | 0 | 0 | 0 | 0 | 0 | 0 | 0 | 0 | 0 | 0 | 0 | 0 | 0 | 0 | 12
NO |  | 186 | 2011 | 2 | 3 | 3 |  | SURRY | WINCHESTER (214) | 230 | 230 | STEEL TOWER | 13.9 | 0 | 1 | ACAR 1534 | 0 | 0 | 0 | 0 | 0 | 0 | 0 | 0 | 0 | 0 | 0 | 0 | 0 | 0 | 0 | 0 | 0 | 0 | 0 | 0 | 0 | 0 | 0 | 12
NO |  | 186 | 2011 | 2 | 4 | 4 |  |  | (214) | 230 | 230 | STEEL TOWER | 0 | 23.71 | 0 | ACAR 721 | 0 | 0 | 0 | 0 | 0 | 0 | 0 | 0 | 0 | 0 | 0 | 0 | 0 | 0 | 0 | 0 | 0 | 0 | 0 | 0 | 0 | 0 | 0 | 12
NO |  | 186 | 2011 | 2 | 5 | 5 |  | POSSUM POINT | HAYFIELD (215) | 230 | 230 | STEEL TOWER | 12.44 | 0 | 1 | ACAR 721 | 0 | 0 | 0 | 0 | 0 | 0 | 0 | 0 | 0 | 0 | 0 | 0 | 0 | 0 | 0 | 0 | 0 | 0 | 0 | 0 | 0 | 0 | 0 | 12
NO |  | 186 | 2011 | 2 | 6 | 6 |  |  | (215) | 230 | 230 | STEEL TOWER | 7.62 | 0 | 0 | ACAR 2500 | 0 | 0 | 0 | 0 | 0 | 0 | 0 | 0 | 0 | 0 | 0 | 0 | 0 | 0 | 0 | 0 | 0 | 0 | 0 | 0 | 0 | 0 | 0 | 12
NO |  | 186 | 2011 | 2 | 7 | 7 |  |  | (215) | 230 | 230 | STEEL POLE | 0.48 | 0.48 | 0 | ACSR 636 | 0 | 0 | 0 | 0 | 0 | 0 | 0 | 0 | 0 | 0 | 0 | 0 | 0 | 0 | 0 | 0 | 0 | 0 | 0 | 0 | 0 | 0 | 0 | 12
NO |  | 186 | 2011 | 2 | 8 | 8 |  | LAKESIDE | ELMONT (216) | 230 | 230 | H.FRAME STEEL | 5.74 | 0 | 1 | ACAR 2500 | 0 | 0 | 0 | 0 | 0 | 0 | 0 | 0 | 0 | 0 | 0 | 0 | 0 | 0 | 0 | 0 | 0 | 0 | 0 | 0 | 0 | 0 | 0 | 12
NO |  | 186 | 2011 | 2 | 9 | 9 |  | LAKESIDE | CHESTERFIELD (217) | 230 | 230 | H.FRAME WOOD | 21.22 | 0 | 1 | ACSR 795 | 0 | 0 | 0 | 0 | 0 | 0 | 0 | 0 | 0 | 0 | 0 | 0 | 0 | 0 | 0 | 0 | 0 | 0 | 0 | 0 | 0 | 0 | 0 | 12
NO |  | 186 | 2011 | 2 | 10 | 10 |  |  | (217) | 230 | 230 | H.FRAME STEEL | 0 | 0.1 | 0 | ACAR 1534 | 0 | 0 | 0 | 0 | 0 | 0 | 0 | 0 | 0 | 0 | 0 | 0 | 0 | 0 | 0 | 0 | 0 | 0 | 0 | 0 | 0 | 0 | 0 | 12
NO |  | 186 | 2011 | 2 | 11 | 11 |  | EVERETTS | GREENVILLE (CP&L) (218) | 230 | 230 | H.FRAME WOOD | 20.32 | 0 | 1 | ACAR 1109 | 0 | 0 | 0 | 0 | 0 | 0 | 0 | 0 | 0 | 0 | 0 | 0 | 0 | 0 | 0 | 0 | 0 | 0 | 0 | 0 | 0 | 0 | 0 | 12
NO |  | 186 | 2011 | 2 | 12 | 12 |  |  | (218) | 230 | 230 | STEEL TOWER | 1.33 | 0 | 0 | ACAR 1109 | 0 | 0 | 0 | 0 | 0 | 0 | 0 | 0 | 0 | 0 | 0 | 0 | 0 | 0 | 0 | 0 | 0 | 0 | 0 | 0 | 0 | 0 | 0 | 12
NO |  | 186 | 2011 | 2 | 13 | 13 |  | MIDLOTHIAN | SOUTHWEST (219) | 230 | 230 | STEEL POLE | 13.77 | 0 | 1 | ACAR 721 | 0 | 0 | 0 | 0 | 0 | 0 | 0 | 0 | 0 | 0 | 0 | 0 | 0 | 0 | 0 | 0 | 0 | 0 | 0 | 0 | 0 | 0 | 0 | 12
NO |  | 186 | 2011 | 2 | 14 | 14 |  |  | (219) | 230 | 230 | STEEL TOWER | 0 | 7.52 | 0 | ACAR 721 | 0 | 0 | 0 | 0 | 0 | 0 | 0 | 0 | 0 | 0 | 0 | 0 | 0 | 0 | 0 | 0 | 0 | 0 | 0 | 0 | 0 | 0 | 0 | 12
NO |  | 186 | 2011 | 2 | 15 | 15 |  | OX | GUM SPRINGS (220) | 230 | 230 | STEEL TOWER | 0 | 3.49 | 1 | ACSR 1033.5 | 0 | 0 | 0 | 0 | 0 | 0 | 0 | 0 | 0 | 0 | 0 | 0 | 0 | 0 | 0 | 0 | 0 | 0 | 0 | 0 | 0 | 0 | 0 | 12
NO |  | 186 | 2011 | 2 | 16 | 16 |  |  | (220) | 230 | 230 | STEEL TOWER | 0 | 6.09 | 0 | ACSS 1033.5 | 0 | 0 | 0 | 0 | 0 | 0 | 0 | 0 | 0 | 0 | 0 | 0 | 0 | 0 | 0 | 0 | 0 | 0 | 0 | 0 | 0 | 0 | 0 | 12
NO |  | 186 | 2011 | 2 | 17 | 17 |  |  | (220) | 230 | 230 | WOOD POLE | 0 | 4.53 | 0 | ACAR 1109 | 0 | 0 | 0 | 0 | 0 | 0 | 0 | 0 | 0 | 0 | 0 | 0 | 0 | 0 | 0 | 0 | 0 | 0 | 0 | 0 | 0 | 0 | 0 | 12
NO |  | 186 | 2011 | 2 | 18 | 18 |  | NORTHWEST | ELMONT (221) | 230 | 230 | STEEL TOWER | 5.93 | 0 | 1 | ACAR 721 | 0 | 0 | 0 | 0 | 0 | 0 | 0 | 0 | 0 | 0 | 0 | 0 | 0 | 0 | 0 | 0 | 0 | 0 | 0 | 0 | 0 | 0 | 0 | 12
NO |  | 186 | 2011 | 2 | 19 | 19 |  | NORTHWEST | SOUTHWEST (222) | 230 | 230 | STEEL TOWER | 10.25 | 0 | 1 | ACSR 1033.5 | 0 | 0 | 0 | 0 | 0 | 0 | 0 | 0 | 0 | 0 | 0 | 0 | 0 | 0 | 0 | 0 | 0 | 0 | 0 | 0 | 0 | 0 | 0 | 12
NO |  | 186 | 2011 | 2 | 20 | 20 |  | SURRY | YADKIN (223) | 230 | 230 | STEEL TOWER | 44.1 | 0 | 1 | ACAR 721 | 0 | 0 | 0 | 0 | 0 | 0 | 0 | 0 | 0 | 0 | 0 | 0 | 0 | 0 | 0 | 0 | 0 | 0 | 0 | 0 | 0 | 0 | 0 | 12
NO |  | 186 | 2011 | 2 | 21 | 21 |  | NORTHERN NECK | LANEXA (224) | 230 | 230 | STEEL TOWER | 41.27 | 0 | 1 | ACAR 1109 | 0 | 0 | 0 | 0 | 0 | 0 | 0 | 0 | 0 | 0 | 0 | 0 | 0 | 0 | 0 | 0 | 0 | 0 | 0 | 0 | 0 | 0 | 0 | 12
NO |  | 186 | 2011 | 2 | 22 | 22 |  | LAKEVIEW | THELMA (225) | 230 | 230 | STEEL TOWER | 8.69 | 0 | 1 | ACSR 1033.5 | 0 | 0 | 0 | 0 | 0 | 0 | 0 | 0 | 0 | 0 | 0 | 0 | 0 | 0 | 0 | 0 | 0 | 0 | 0 | 0 | 0 | 0 | 0 | 12
NO |  | 186 | 2011 | 2 | 23 | 23 |  | SURRY | CHURCHLAND (226) | 230 | 230 | STEEL TOWER | 0 | 37.63 | 1 | ACAR 721 | 0 | 0 | 0 | 0 | 0 | 0 | 0 | 0 | 0 | 0 | 0 | 0 | 0 | 0 | 0 | 0 | 0 | 0 | 0 | 0 | 0 | 0 | 0 | 12
NO |  | 186 | 2011 | 2 | 24 | 24 |  |  | (226) | 230 | 230 | STEEL POLE | 0 | 0.11 | 0 | ACAR 2500 | 0 | 0 | 0 | 0 | 0 | 0 | 0 | 0 | 0 | 0 | 0 | 0 | 0 | 0 | 0 | 0 | 0 | 0 | 0 | 0 | 0 | 0 | 0 | 12
NO |  | 186 | 2011 | 2 | 25 | 25 |  | BEAUMEADE | BRAMBLETON (227) | 230 | 230 | STEEL TOWER | 5.19 | 0 | 1 | SSAC 1192.5 | 0 | 0 | 0 | 0 | 0 | 0 | 0 | 0 | 0 | 0 | 0 | 0 | 0 | 0 | 0 | 0 | 0 | 0 | 0 | 0 | 0 | 0 | 0 | 12
NO |  | 186 | 2011 | 2 | 26 | 26 |  |  | (227) | 230 | 230 | STEEL TOWER | 0.18 | 0 | 0 | ACSR 1590 | 0 | 0 | 0 | 0 | 0 | 0 | 0 | 0 | 0 | 0 | 0 | 0 | 0 | 0 | 0 | 0 | 0 | 0 | 0 | 0 | 0 | 0 | 0 | 12
NO |  | 186 | 2011 | 2 | 27 | 27 |  |  | (227) | 230 | 230 | STEEL TOWER | 0 | 7.88 | 0 | ACSR 1033.5 | 0 | 0 | 0 | 0 | 0 | 0 | 0 | 0 | 0 | 0 | 0 | 0 | 0 | 0 | 0 | 0 | 0 | 0 | 0 | 0 | 0 | 0 | 0 | 12
NO |  | 186 | 2011 | 2 | 28 | 28 |  | CHESTERFIELD | HOPEWELL (228) | 230 | 230 | STEEL TOWER | 0 | 10.97 | 1 | ACAR 1109 | 0 | 0 | 0 | 0 | 0 | 0 | 0 | 0 | 0 | 0 | 0 | 0 | 0 | 0 | 0 | 0 | 0 | 0 | 0 | 0 | 0 | 0 | 0 | 12
NO |  | 186 | 2011 | 2 | 29 | 29 |  | EVERETTS | EDGECOMBE (229) | 230 | 230 | STEEL POLE | 0.28 | 0 | 1 | ACAR 1534 | 0 | 0 | 0 | 0 | 0 | 0 | 0 | 0 | 0 | 0 | 0 | 0 | 0 | 0 | 0 | 0 | 0 | 0 | 0 | 0 | 0 | 0 | 0 | 12
NO |  | 186 | 2011 | 2 | 30 | 30 |  |  | (229) | 230 | 230 | H.FRAME WOOD | 42.04 | 0 | 0 | ACSR 1033.5 | 0 | 0 | 0 | 0 | 0 | 0 | 0 | 0 | 0 | 0 | 0 | 0 | 0 | 0 | 0 | 0 | 0 | 0 | 0 | 0 | 0 | 0 | 0 | 12
NO |  | 186 | 2011 | 2 | 31 | 31 |  |  | (229) | 230 | 230 | STEEL TOWER | 2.53 | 0 | 0 | ACSR 1033.5 | 0 | 0 | 0 | 0 | 0 | 0 | 0 | 0 | 0 | 0 | 0 | 0 | 0 | 0 | 0 | 0 | 0 | 0 | 0 | 0 | 0 | 0 | 0 | 12
NO |  | 186 | 2011 | 2 | 32 | 32 |  | YADKIN | LANDSTOWN (231) | 230 | 230 | STEEL TOWER | 8.54 | 0 | 1 | AAAC 1177 | 0 | 0 | 0 | 0 | 0 | 0 | 0 | 0 | 0 | 0 | 0 | 0 | 0 | 0 | 0 | 0 | 0 | 0 | 0 | 0 | 0 | 0 | 0 | 12
NO |  | 186 | 2011 | 2 | 33 | 33 |  | GASTON | THELMA (232) | 230 | 230 | STEEL TOWER | 0.17 | 0 | 1 | ACSR 795 | 0 | 0 | 0 | 0 | 0 | 0 | 0 | 0 | 0 | 0 | 0 | 0 | 0 | 0 | 0 | 0 | 0 | 0 | 0 | 0 | 0 | 0 | 0 | 12
NO |  | 186 | 2011 | 2 | 34 | 34 |  | CHARLOTTSVILLE | DOOMS (233) | 230 | 230 | STEEL POLE | 0 | 14.04 | 1 | ACAR 545.6 | 0 | 0 | 0 | 0 | 0 | 0 | 0 | 0 | 0 | 0 | 0 | 0 | 0 | 0 | 0 | 0 | 0 | 0 | 0 | 0 | 0 | 0 | 0 | 12
NO |  | 186 | 2011 | 2 | 35 | 35 |  |  | (233) | 230 | 230 | STEEL POLE | 0 | 8.63 | 0 | ACSR 636 | 0 | 0 | 0 | 0 | 0 | 0 | 0 | 0 | 0 | 0 | 0 | 0 | 0 | 0 | 0 | 0 | 0 | 0 | 0 | 0 | 0 | 0 | 0 | 12
NO |  | 186 | 2011 | 3 | 1 | 1 |  | WINCHESTER | WHEALTON (234) | 230 | 230 | STEEL TOWER | 0.22 | 0 | 1 | ACAR 1534 | 0 | 0 | 0 | 0 | 0 | 0 | 0 | 0 | 0 | 0 | 0 | 0 | 0 | 0 | 0 | 0 | 0 | 0 | 0 | 0 | 0 | 0 | 0 | 12
NO |  | 186 | 2011 | 3 | 2 | 2 |  | FARMVILLE | CLOVER (235) | 230 | 230 | STEEL TOWER | 4.31 | 0 | 1 | ACSR 545.6 | 0 | 0 | 0 | 0 | 0 | 0 | 0 | 0 | 0 | 0 | 0 | 0 | 0 | 0 | 0 | 0 | 0 | 0 | 0 | 0 | 0 | 0 | 0 | 12
NO |  | 186 | 2011 | 3 | 3 | 3 |  |  | (235) | 230 | 230 | H.FRAME WOOD | 47.51 | 0 | 0 | ACSR 545.6 | 0 | 0 | 0 | 0 | 0 | 0 | 0 | 0 | 0 | 0 | 0 | 0 | 0 | 0 | 0 | 0 | 0 | 0 | 0 | 0 | 0 | 0 | 0 | 12
NO |  | 186 | 2011 | 3 | 4 | 4 |  |  | (235) | 230 | 230 | H.FRAME WOOD | 3.64 | 0 | 0 | ACSR 636 | 0 | 0 | 0 | 0 | 0 | 0 | 0 | 0 | 0 | 0 | 0 | 0 | 0 | 0 | 0 | 0 | 0 | 0 | 0 | 0 | 0 | 0 | 0 | 12
NO |  | 186 | 2011 | 3 | 5 | 5 |  | SOUTHWEST | PLAZA (236) | 230 | 230 | STEEL POLE | 3.3 | 0 | 1 | ACAR 2500 | 0 | 0 | 0 | 0 | 0 | 0 | 0 | 0 | 0 | 0 | 0 | 0 | 0 | 0 | 0 | 0 | 0 | 0 | 0 | 0 | 0 | 0 | 0 | 12
NO |  | 186 | 2011 | 3 | 6 | 6 |  |  | (236) | 230 | 230 | STEEL POLE | 0.74 | 0 | 0 | ACAR 721 | 0 | 0 | 0 | 0 | 0 | 0 | 0 | 0 | 0 | 0 | 0 | 0 | 0 | 0 | 0 | 0 | 0 | 0 | 0 | 0 | 0 | 0 | 0 | 12
NO |  | 186 | 2011 | 3 | 7 | 7 |  | POSSUM POINT | BRADDOCK (237) | 230 | 230 | STEEL TOWER | 0 | 13.66 | 0 | ACSR 1033.5 | 0 | 0 | 0 | 0 | 0 | 0 | 0 | 0 | 0 | 0 | 0 | 0 | 0 | 0 | 0 | 0 | 0 | 0 | 0 | 0 | 0 | 0 | 0 | 12
NO |  | 186 | 2011 | 3 | 8 | 8 |  |  | (237) | 230 | 230 | STEEL TOWER | 0 | 7.8 | 0 | SSAC 1033.5 | 0 | 0 | 0 | 0 | 0 | 0 | 0 | 0 | 0 | 0 | 0 | 0 | 0 | 0 | 0 | 0 | 0 | 0 | 0 | 0 | 0 | 0 | 0 | 12
NO |  | 186 | 2011 | 3 | 9 | 9 |  |  | (237) | 230 | 230 | STEEL POLE | 0.53 | 0 | 0 | ACAR 721 | 0 | 0 | 0 | 0 | 0 | 0 | 0 | 0 | 0 | 0 | 0 | 0 | 0 | 0 | 0 | 0 | 0 | 0 | 0 | 0 | 0 | 0 | 0 | 12
NO |  | 186 | 2011 | 3 | 10 | 10 |  | CARSON | CLUBHOUSE (238) | 230 | 230 | STEEL TOWER | 1.02 | 0 | 1 | ACAR 721 | 0 | 0 | 0 | 0 | 0 | 0 | 0 | 0 | 0 | 0 | 0 | 0 | 0 | 0 | 0 | 0 | 0 | 0 | 0 | 0 | 0 | 0 | 0 | 12
NO |  | 186 | 2011 | 3 | 11 | 11 |  |  | (238) | 230 | 230 | H.FRAME WOOD | 27.53 | 0 | 0 | ACAR 721 | 0 | 0 | 0 | 0 | 0 | 0 | 0 | 0 | 0 | 0 | 0 | 0 | 0 | 0 | 0 | 0 | 0 | 0 | 0 | 0 | 0 | 0 | 0 | 12
NO |  | 186 | 2011 | 3 | 12 | 12 |  | LAKEVIEW | HORNERTOWN (239) | 230 | 230 | WOOD | 2.32 | 0 | 1 | ACSR 1033.5 | 0 | 0 | 0 | 0 | 0 | 0 | 0 | 0 | 0 | 0 | 0 | 0 | 0 | 0 | 0 | 0 | 0 | 0 | 0 | 0 | 0 | 0 | 0 | 12
NO |  | 186 | 2011 | 3 | 13 | 13 |  |  | (239) | 230 | 230 | STEEL TOWER | 0 | 1.74 | 0 | ACSR 1033.5 | 0 | 0 | 0 | 0 | 0 | 0 | 0 | 0 | 0 | 0 | 0 | 0 | 0 | 0 | 0 | 0 | 0 | 0 | 0 | 0 | 0 | 0 | 0 | 12
NO |  | 186 | 2011 | 3 | 14 | 14 |  | HOPEWELL | SURRY (240) | 230 | 230 | STEEL TOWER | 0 | 42.97 | 1 | ACAR 721 | 0 | 0 | 0 | 0 | 0 | 0 | 0 | 0 | 0 | 0 | 0 | 0 | 0 | 0 | 0 | 0 | 0 | 0 | 0 | 0 | 0 | 0 | 0 | 12
NO |  | 186 | 2011 | 3 | 15 | 15 |  | JEFFERSON ST. | HAYFIELD (241) | 230 | 230 | STEEL TOWER | 4.54 | 0 | 1 | ACAR 1033.5 | 0 | 0 | 0 | 0 | 0 | 0 | 0 | 0 | 0 | 0 | 0 | 0 | 0 | 0 | 0 | 0 | 0 | 0 | 0 | 0 | 0 | 0 | 0 | 12
NO |  | 186 | 2011 | 3 | 16 | 16 |  |  | (241) | 230 | 230 | STEEL TOWER | 1.68 | 0 | 0 | ACSR 636 | 0 | 0 | 0 | 0 | 0 | 0 | 0 | 0 | 0 | 0 | 0 | 0 | 0 | 0 | 0 | 0 | 0 | 0 | 0 | 0 | 0 | 0 | 0 | 12
NO |  | 186 | 2011 | 3 | 17 | 17 |  | MIDLOTHIAN | TRABUE TAP PT (242) | 230 | 230 | STEEL TOWER | 0 | 3.09 | 1 | ACAR 721 | 0 | 0 | 0 | 0 | 0 | 0 | 0 | 0 | 0 | 0 | 0 | 0 | 0 | 0 | 0 | 0 | 0 | 0 | 0 | 0 | 0 | 0 | 0 | 12
NO |  | 186 | 2011 | 3 | 18 | 18 |  | OX | VAN DORN (243) | 230 | 230 | STEEL TOWER | 9.68 | 0 | 1 | ACSR 1033.5 | 0 | 0 | 0 | 0 | 0 | 0 | 0 | 0 | 0 | 0 | 0 | 0 | 0 | 0 | 0 | 0 | 0 | 0 | 0 | 0 | 0 | 0 | 0 | 12
NO |  | 186 | 2011 | 3 | 19 | 19 |  |  | (243) | 230 | 230 | STEEL POLE | 2.64 | 0 | 0 | ACAR 1109 | 0 | 0 | 0 | 0 | 0 | 0 | 0 | 0 | 0 | 0 | 0 | 0 | 0 | 0 | 0 | 0 | 0 | 0 | 0 | 0 | 0 | 0 | 0 | 12
NO |  | 186 | 2011 | 3 | 20 | 20 |  | BULL RUN | BURKE (244) | 230 | 230 | STEEL POLE | 8.87 | 0 | 1 | ACAR 1534 | 0 | 0 | 0 | 0 | 0 | 0 | 0 | 0 | 0 | 0 | 0 | 0 | 0 | 0 | 0 | 0 | 0 | 0 | 0 | 0 | 0 | 0 | 0 | 12
NO |  | 186 | 2011 | 3 | 21 | 21 |  | GREEN RUN | GREENWICH (245) | 230 | 230 | CON/STEEL POLE | 3.99 | 1.12 | 1 | SSAC 1590 | 0 | 0 | 0 | 0 | 0 | 0 | 0 | 0 | 0 | 0 | 0 | 0 | 0 | 0 | 0 | 0 | 0 | 0 | 0 | 0 | 0 | 0 | 0 | 12
NO |  | 186 | 2011 | 3 | 22 | 22 |  | SUFFOLK | EARLEYS (246) | 230 | 230 | H.FRAME WOOD | 41.29 | 0 | 1 | ACAR 545 | 0 | 0 | 0 | 0 | 0 | 0 | 0 | 0 | 0 | 0 | 0 | 0 | 0 | 0 | 0 | 0 | 0 | 0 | 0 | 0 | 0 | 0 | 0 | 12
NO |  | 186 | 2011 | 3 | 23 | 23 |  |  | (246) | 230 | 230 | STEEL TOWER | 3.1 | 0 | 0 | ACAR 545 | 0 | 0 | 0 | 0 | 0 | 0 | 0 | 0 | 0 | 0 | 0 | 0 | 0 | 0 | 0 | 0 | 0 | 0 | 0 | 0 | 0 | 0 | 0 | 12
NO |  | 186 | 2011 | 3 | 24 | 24 |  |  | NUCOR (246) | 230 | 230 | STEEL POLE | 5.38 | 0 | 0 | ACSR 636 | 0 | 0 | 0 | 0 | 0 | 0 | 0 | 0 | 0 | 0 | 0 | 0 | 0 | 0 | 0 | 0 | 0 | 0 | 0 | 0 | 0 | 0 | 0 | 12
NO |  | 186 | 2011 | 3 | 25 | 25 |  | SUFFOLK | WINFALL (247) | 230 | 230 | H.FRAME WOOD | 35.28 | 0 | 1 | ACAR 1109 | 0 | 0 | 0 | 0 | 0 | 0 | 0 | 0 | 0 | 0 | 0 | 0 | 0 | 0 | 0 | 0 | 0 | 0 | 0 | 0 | 0 | 0 | 0 | 12
NO |  | 186 | 2011 | 3 | 26 | 26 |  | GLEBE | OX (248) | 230 | 230 | STEEL POLE | 5.09 | 8.63 | 1 | ACAR 2500 | 0 | 0 | 0 | 0 | 0 | 0 | 0 | 0 | 0 | 0 | 0 | 0 | 0 | 0 | 0 | 0 | 0 | 0 | 0 | 0 | 0 | 0 | 0 | 12
NO |  | 186 | 2011 | 3 | 27 | 27 |  |  | (248) | 230 | 230 | UG-HPOF | 3.1 | 0 | 0 | CU 2500 | 0 | 0 | 0 | 0 | 0 | 0 | 0 | 0 | 0 | 0 | 0 | 0 | 0 | 0 | 0 | 0 | 0 | 0 | 0 | 0 | 0 | 0 | 0 | 12
NO |  | 186 | 2011 | 3 | 28 | 28 |  |  | (248) | 230 | 230 | STEEL POLE | 1.29 | 0 | 0 | ACSR 636 | 0 | 0 | 0 | 0 | 0 | 0 | 0 | 0 | 0 | 0 | 0 | 0 | 0 | 0 | 0 | 0 | 0 | 0 | 0 | 0 | 0 | 0 | 0 | 12
NO |  | 186 | 2011 | 3 | 29 | 29 |  | LOCKS | CARSON (249) | 230 | 230 | H.FRAME WOOD | 7.07 | 0 | 1 | ACSR 795 | 0 | 0 | 0 | 0 | 0 | 0 | 0 | 0 | 0 | 0 | 0 | 0 | 0 | 0 | 0 | 0 | 0 | 0 | 0 | 0 | 0 | 0 | 0 | 12
NO |  | 186 | 2011 | 3 | 30 | 30 |  |  | (249) | 230 | 230 | STEEL TOWER | 0 | 3.64 | 0 | ACSR 795 | 0 | 0 | 0 | 0 | 0 | 0 | 0 | 0 | 0 | 0 | 0 | 0 | 0 | 0 | 0 | 0 | 0 | 0 | 0 | 0 | 0 | 0 | 0 | 12
NO |  | 186 | 2011 | 3 | 31 | 31 |  | ARLINGTON | GLEBE (250) | 230 | 230 | STEEL POLE | 0 | 2.5 | 1 | ACAR 2500 | 0 | 0 | 0 | 0 | 0 | 0 | 0 | 0 | 0 | 0 | 0 | 0 | 0 | 0 | 0 | 0 | 0 | 0 | 0 | 0 | 0 | 0 | 0 | 12
NO |  | 186 | 2011 | 3 | 32 | 32 |  | ARLINGTON | IDYLWOOD (251) | 230 | 230 | CONCRETE POLE | 0.06 | 0 | 1 | ACSS 1192.5 | 0 | 0 | 0 | 0 | 0 | 0 | 0 | 0 | 0 | 0 | 0 | 0 | 0 | 0 | 0 | 0 | 0 | 0 | 0 | 0 | 0 | 0 | 0 | 12
NO |  | 186 | 2011 | 3 | 33 | 33 |  |  | (251) | 230 | 230 | STEEL POLE | 0 | 5.18 | 0 | ACSS 1192.5 | 0 | 0 | 0 | 0 | 0 | 0 | 0 | 0 | 0 | 0 | 0 | 0 | 0 | 0 | 0 | 0 | 0 | 0 | 0 | 0 | 0 | 0 | 0 | 12
NO |  | 186 | 2011 | 3 | 34 | 34 |  | AQUIA HARBOR | POSSUM POINT (252) | 230 | 230 | STEEL TOWER | 0.54 | 11.31 | 1 | ACAR 721 | 0 | 0 | 0 | 0 | 0 | 0 | 0 | 0 | 0 | 0 | 0 | 0 | 0 | 0 | 0 | 0 | 0 | 0 | 0 | 0 | 0 | 0 | 0 | 12
NO |  | 186 | 2011 | 3 | 35 | 35 |  | VALLEY | HARRISONBURG (253) | 230 | 230 | STEEL TOWER | 2.56 | 0 | 1 | ACAR 721 | 0 | 0 | 0 | 0 | 0 | 0 | 0 | 0 | 0 | 0 | 0 | 0 | 0 | 0 | 0 | 0 | 0 | 0 | 0 | 0 | 0 | 0 | 0 | 12
NO |  | 186 | 2011 | 4 | 1 | 1 |  |  | (253) | 230 | 230 | STEEL TOWER | 8.02 | 0 | 0 | ACSR 636 | 0 | 0 | 0 | 0 | 0 | 0 | 0 | 0 | 0 | 0 | 0 | 0 | 0 | 0 | 0 | 0 | 0 | 0 | 0 | 0 | 0 | 0 | 0 | 12
NO |  | 186 | 2011 | 4 | 2 | 2 |  | CLUBHOUSE | LAKEVIEW (254) | 230 | 230 | H. FRAME WOOD | 17.98 | 0 | 1 | ACSR 795 | 0 | 0 | 0 | 0 | 0 | 0 | 0 | 0 | 0 | 0 | 0 | 0 | 0 | 0 | 0 | 0 | 0 | 0 | 0 | 0 | 0 | 0 | 0 | 12
NO |  | 186 | 2011 | 4 | 3 | 3 |  | SOUTH ANNA PWR STA | NORTH ANNA (255) | 230 | 230 | H. FRAME ST/WO | 30.04 | 0 | 1 | ACSR 477 | 0 | 0 | 0 | 0 | 0 | 0 | 0 | 0 | 0 | 0 | 0 | 0 | 0 | 0 | 0 | 0 | 0 | 0 | 0 | 0 | 0 | 0 | 0 | 12
NO |  | 186 | 2011 | 4 | 4 | 4 |  |  | (255) | 230 | 230 | H. FRAME WOOD | 0.63 | 0 | 0 | ACSR 1590 | 0 | 0 | 0 | 0 | 0 | 0 | 0 | 0 | 0 | 0 | 0 | 0 | 0 | 0 | 0 | 0 | 0 | 0 | 0 | 0 | 0 | 0 | 0 | 12
NO |  | 186 | 2011 | 4 | 5 | 5 |  | FOUR RIVERS | LADYSMITH CT (256) | 230 | 230 | H. FRAME WOOD | 27.27 | 0 | 1 | ACSR 795 | 0 | 0 | 0 | 0 | 0 | 0 | 0 | 0 | 0 | 0 | 0 | 0 | 0 | 0 | 0 | 0 | 0 | 0 | 0 | 0 | 0 | 0 | 0 | 12
NO |  | 186 | 2011 | 4 | 6 | 6 |  | CHURCHLAND | SEWELLS POINT (257) | 230 | 230 | STEEL POLE | 5.22 | 0 | 1 | ACAR 721 | 0 | 0 | 0 | 0 | 0 | 0 | 0 | 0 | 0 | 0 | 0 | 0 | 0 | 0 | 0 | 0 | 0 | 0 | 0 | 0 | 0 | 0 | 0 | 12
NO |  | 186 | 2011 | 4 | 7 | 7 |  |  | (257) | 230 | 230 | SUBMARINE CABE | 1.59 | 0 | 0 | COPPER 1250 | 0 | 0 | 0 | 0 | 0 | 0 | 0 | 0 | 0 | 0 | 0 | 0 | 0 | 0 | 0 | 0 | 0 | 0 | 0 | 0 | 0 | 0 | 0 | 12
NO |  | 186 | 2011 | 4 | 8 | 8 |  | ARLINGTON | GLEBE (258) | 230 | 230 | STEEL POLE | 2.49 | 0 | 1 | ACAR 2500 | 0 | 0 | 0 | 0 | 0 | 0 | 0 | 0 | 0 | 0 | 0 | 0 | 0 | 0 | 0 | 0 | 0 | 0 | 0 | 0 | 0 | 0 | 0 | 12
NO |  | 186 | 2011 | 4 | 9 | 9 |  | BASIN | CHESTERFIELD (259) | 230 | 230 | STEEL POLE | 4.4 | 0.32 | 1 | ACAR 2500 | 0 | 0 | 0 | 0 | 0 | 0 | 0 | 0 | 0 | 0 | 0 | 0 | 0 | 0 | 0 | 0 | 0 | 0 | 0 | 0 | 0 | 0 | 0 | 12
NO |  | 186 | 2011 | 4 | 10 | 10 |  |  | (259) | 230 | 230 | STEEL TOWER | 3.86 | 3.68 | 0 | ACSR 1033 | 0 | 0 | 0 | 0 | 0 | 0 | 0 | 0 | 0 | 0 | 0 | 0 | 0 | 0 | 0 | 0 | 0 | 0 | 0 | 0 | 0 | 0 | 0 | 12
NO |  | 186 | 2011 | 4 | 11 | 11 |  |  | (259) | 230 | 230 | STEEL TOWER | 0.14 | 0 | 0 | ACAR 1109 | 0 | 0 | 0 | 0 | 0 | 0 | 0 | 0 | 0 | 0 | 0 | 0 | 0 | 0 | 0 | 0 | 0 | 0 | 0 | 0 | 0 | 0 | 0 | 12
NO |  | 186 | 2011 | 4 | 12 | 12 |  | GROTTOES | HARRISONBURG (260) | 230 | 230 | H. FRAME WOOD | 10.63 | 0 | 1 | ACAR 1109 | 0 | 0 | 0 | 0 | 0 | 0 | 0 | 0 | 0 | 0 | 0 | 0 | 0 | 0 | 0 | 0 | 0 | 0 | 0 | 0 | 0 | 0 | 0 | 12
NO |  | 186 | 2011 | 4 | 13 | 13 |  | NEWPORT NEWS | SHELLBANK (261) | 230 | 230 | STEEL POLE | 4.86 | 0 | 1 | ACAR 1109 | 0 | 0 | 0 | 0 | 0 | 0 | 0 | 0 | 0 | 0 | 0 | 0 | 0 | 0 | 0 | 0 | 0 | 0 | 0 | 0 | 0 | 0 | 0 | 12
NO |  | 186 | 2011 | 4 | 14 | 14 |  | YADKIN | GREENWICH (262) | 230 | 230 | STEEL TOWER | 10.62 | 0 | 1 | ACSR 1033 | 0 | 0 | 0 | 0 | 0 | 0 | 0 | 0 | 0 | 0 | 0 | 0 | 0 | 0 | 0 | 0 | 0 | 0 | 0 | 0 | 0 | 0 | 0 | 12
NO |  | 186 | 2011 | 4 | 15 | 15 |  |  | (262) | 230 | 230 | H. FRAME WOOD | 0.1 | 0 | 0 | ACSR 1033 | 0 | 0 | 0 | 0 | 0 | 0 | 0 | 0 | 0 | 0 | 0 | 0 | 0 | 0 | 0 | 0 | 0 | 0 | 0 | 0 | 0 | 0 | 0 | 12
NO |  | 186 | 2011 | 4 | 16 | 16 |  |  | (262) | 230 | 230 | STEEL TOWER | 2.83 | 0 | 0 | ACAR 721 | 0 | 0 | 0 | 0 | 0 | 0 | 0 | 0 | 0 | 0 | 0 | 0 | 0 | 0 | 0 | 0 | 0 | 0 | 0 | 0 | 0 | 0 | 0 | 12
NO |  | 186 | 2011 | 4 | 17 | 17 |  | CHUCKATUK | NEWPORT NEWS (263) | 230 | 230 | STEEL TOWER | 0 | 13.03 | 1 | ACAR 1534 | 0 | 0 | 0 | 0 | 0 | 0 | 0 | 0 | 0 | 0 | 0 | 0 | 0 | 0 | 0 | 0 | 0 | 0 | 0 | 0 | 0 | 0 | 0 | 12
NO |  | 186 | 2011 | 4 | 18 | 18 |  |  | (263) | 230 | 230 | STEEL TOWER | 0 | 1.81 | 0 | AAC 1033.5 | 0 | 0 | 0 | 0 | 0 | 0 | 0 | 0 | 0 | 0 | 0 | 0 | 0 | 0 | 0 | 0 | 0 | 0 | 0 | 0 | 0 | 0 | 0 | 12
NO |  | 186 | 2011 | 4 | 19 | 19 |  |  | (263) | 230 | 230 | H. FRAME STEEL | 0 | 0.61 | 0 | ACAR 1109 | 0 | 0 | 0 | 0 | 0 | 0 | 0 | 0 | 0 | 0 | 0 | 0 | 0 | 0 | 0 | 0 | 0 | 0 | 0 | 0 | 0 | 0 | 0 | 12
NO |  | 186 | 2011 | 4 | 20 | 20 |  | HUNTER | RESTON (264) | 230 | 230 | STEEL TOWER | 2.67 | 0 | 1 | ACSR 1192 | 0 | 0 | 0 | 0 | 0 | 0 | 0 | 0 | 0 | 0 | 0 | 0 | 0 | 0 | 0 | 0 | 0 | 0 | 0 | 0 | 0 | 0 | 0 | 12
NO |  | 186 | 2011 | 4 | 21 | 21 |  | CLIFTON | SULLY (265) | 230 | 230 | STEEL TOWER | 0 | 2.68 | 1 | ACSR 1033.5 | 0 | 0 | 0 | 0 | 0 | 0 | 0 | 0 | 0 | 0 | 0 | 0 | 0 | 0 | 0 | 0 | 0 | 0 | 0 | 0 | 0 | 0 | 0 | 12
NO |  | 186 | 2011 | 4 | 22 | 22 |  |  | (265) | 230 | 230 | STEEL TOWER | 0 | 4.87 | 0 | ACSR 1033.5 | 0 | 0 | 0 | 0 | 0 | 0 | 0 | 0 | 0 | 0 | 0 | 0 | 0 | 0 | 0 | 0 | 0 | 0 | 0 | 0 | 0 | 0 | 0 | 12
NO |  | 186 | 2011 | 4 | 23 | 23 |  |  | (265) | 230 | 230 | STEEL POLE | 0 | 5.25 | 0 | ACSR 1590 | 0 | 0 | 0 | 0 | 0 | 0 | 0 | 0 | 0 | 0 | 0 | 0 | 0 | 0 | 0 | 0 | 0 | 0 | 0 | 0 | 0 | 0 | 0 | 12
NO |  | 186 | 2011 | 4 | 24 | 24 |  |  | (265) | 230 | 230 | STEEL POLE | 0 | 1.16 | 0 | ACAR 1534 | 0 | 0 | 0 | 0 | 0 | 0 | 0 | 0 | 0 | 0 | 0 | 0 | 0 | 0 | 0 | 0 | 0 | 0 | 0 | 0 | 0 | 0 | 0 | 12
NO |  | 186 | 2011 | 4 | 25 | 25 |  | CLIFTON | GLEN CARLYN (266) | 230 | 230 | STEEL | 7.01 | 0 | 1 | ACSR 1033.5 | 0 | 0 | 0 | 0 | 0 | 0 | 0 | 0 | 0 | 0 | 0 | 0 | 0 | 0 | 0 | 0 | 0 | 0 | 0 | 0 | 0 | 0 | 0 | 12
NO |  | 186 | 2011 | 4 | 26 | 26 |  |  | (266) | 230 | 230 | STEEL POLE | 5.15 | 0 | 0 | AAAC 1600 | 0 | 0 | 0 | 0 | 0 | 0 | 0 | 0 | 0 | 0 | 0 | 0 | 0 | 0 | 0 | 0 | 0 | 0 | 0 | 0 | 0 | 0 | 0 | 12
NO |  | 186 | 2011 | 4 | 27 | 27 |  |  | (266) | 230 | 230 | STEEL POLE | 12.44 | 0 | 0 | ACAR 2500 | 0 | 0 | 0 | 0 | 0 | 0 | 0 | 0 | 0 | 0 | 0 | 0 | 0 | 0 | 0 | 0 | 0 | 0 | 0 | 0 | 0 | 0 | 0 | 12
NO |  | 186 | 2011 | 4 | 28 | 28 |  | CHURCHLAND | YADKIN (267) | 230 | 230 | STEEL TOWER | 9.01 | 2.29 | 1 | ACAR 721 | 0 | 0 | 0 | 0 | 0 | 0 | 0 | 0 | 0 | 0 | 0 | 0 | 0 | 0 | 0 | 0 | 0 | 0 | 0 | 0 | 0 | 0 | 0 | 12
NO |  | 186 | 2011 | 4 | 29 | 29 |  |  | (267) | 230 | 230 | STEEL POLE | 0 | 0.11 | 0 | ACAR 2500 | 0 | 0 | 0 | 0 | 0 | 0 | 0 | 0 | 0 | 0 | 0 | 0 | 0 | 0 | 0 | 0 | 0 | 0 | 0 | 0 | 0 | 0 | 0 | 12
NO |  | 186 | 2011 | 4 | 30 | 30 |  | COGENTRIX | HOPEWELL (268) | 230 | 230 | STEEL TOWER | 1 | 0 | 1 | ACAR 1109 | 0 | 0 | 0 | 0 | 0 | 0 | 0 | 0 | 0 | 0 | 0 | 0 | 0 | 0 | 0 | 0 | 0 | 0 | 0 | 0 | 0 | 0 | 0 | 12
NO |  | 186 | 2011 | 4 | 31 | 31 |  | SHAWBORO | FENTRESS (269) | 230 | 230 | STEEL TOWER | 4.33 | 0 | 1 | ACAR 545 | 0 | 0 | 0 | 0 | 0 | 0 | 0 | 0 | 0 | 0 | 0 | 0 | 0 | 0 | 0 | 0 | 0 | 0 | 0 | 0 | 0 | 0 | 0 | 12
NO |  | 186 | 2011 | 4 | 32 | 32 |  |  | (269) | 230 | 230 | H. FRAME WOOD | 21 | 0 | 0 | ACAR 545 | 0 | 0 | 0 | 0 | 0 | 0 | 0 | 0 | 0 | 0 | 0 | 0 | 0 | 0 | 0 | 0 | 0 | 0 | 0 | 0 | 0 | 0 | 0 | 12
NO |  | 186 | 2011 | 4 | 33 | 33 |  | BURKE | RAVENSWORTH (270) | 230 | 230 | STEEL TOWER | 2.98 | 0 | 1 | ACAR 1534 | 0 | 0 | 0 | 0 | 0 | 0 | 0 | 0 | 0 | 0 | 0 | 0 | 0 | 0 | 0 | 0 | 0 | 0 | 0 | 0 | 0 | 0 | 0 | 12
NO |  | 186 | 2011 | 4 | 34 | 34 |  |  | (270) | 230 | 230 | U.G.=HPOF | 2.18 | 0 | 0 | COPPER 1750 | 0 | 0 | 0 | 0 | 0 | 0 | 0 | 0 | 0 | 0 | 0 | 0 | 0 | 0 | 0 | 0 | 0 | 0 | 0 | 0 | 0 | 0 | 0 | 12
NO |  | 186 | 2011 | 4 | 35 | 35 |  | FENTRESS | LANDSTOWN (271) | 230 | 230 | STEEL TOWER | 8.8 | 0 | 1 | ACAR 721 | 0 | 0 | 0 | 0 | 0 | 0 | 0 | 0 | 0 | 0 | 0 | 0 | 0 | 0 | 0 | 0 | 0 | 0 | 0 | 0 | 0 | 0 | 0 | 12
NO |  | 186 | 2011 | 5 | 1 | 1 |  |  | (271) | 230 | 230 | CONCRETE POLE | 0.17 | 0 | 0 | ACAR 2500 | 0 | 0 | 0 | 0 | 0 | 0 | 0 | 0 | 0 | 0 | 0 | 0 | 0 | 0 | 0 | 0 | 0 | 0 | 0 | 0 | 0 | 0 | 0 | 12
NO |  | 186 | 2011 | 5 | 2 | 2 |  | DOOMS | GROTTOES (272) | 230 | 230 | STEEL TOWER | 11.53 | 0 | 1 | ACAR 721 | 0 | 0 | 0 | 0 | 0 | 0 | 0 | 0 | 0 | 0 | 0 | 0 | 0 | 0 | 0 | 0 | 0 | 0 | 0 | 0 | 0 | 0 | 0 | 12
NO |  | 186 | 2011 | 5 | 3 | 3 |  | GLEN CARLYN | ARLINGTON (273) | 230 | 230 | STEEL TOWER | 0 | 2.44 | 1 | ACAR 1600 | 0 | 0 | 0 | 0 | 0 | 0 | 0 | 0 | 0 | 0 | 0 | 0 | 0 | 0 | 0 | 0 | 0 | 0 | 0 | 0 | 0 | 0 | 0 | 12
NO |  | 186 | 2011 | 5 | 4 | 4 |  | BEAUMEADE | PLEASANT VIEW (274) | 230 | 230 | STEEL TOWER | 0 | 0.16 | 1 | SSAC 1192.5 | 0 | 0 | 0 | 0 | 0 | 0 | 0 | 0 | 0 | 0 | 0 | 0 | 0 | 0 | 0 | 0 | 0 | 0 | 0 | 0 | 0 | 0 | 0 | 12
NO |  | 186 | 2011 | 5 | 5 | 5 |  |  | (274) | 230 | 230 | STEEL POLE | 0 | 0.18 | 0 | ACSR 1590 | 0 | 0 | 0 | 0 | 0 | 0 | 0 | 0 | 0 | 0 | 0 | 0 | 0 | 0 | 0 | 0 | 0 | 0 | 0 | 0 | 0 | 0 | 0 | 12
NO |  | 186 | 2011 | 5 | 6 | 6 |  |  | (274) | 230 | 230 | STEEL TOWER | 0 | 5.06 | 0 | ACSR 1192.50 | 0 | 0 | 0 | 0 | 0 | 0 | 0 | 0 | 0 | 0 | 0 | 0 | 0 | 0 | 0 | 0 | 0 | 0 | 0 | 0 | 0 | 0 | 0 | 12
NO |  | 186 | 2011 | 5 | 7 | 7 |  | GLEBE | CRYSTAL (275) | 230 | 230 | U.G.=HPOF | 1.23 | 0 | 1 | COPPER 1750 | 0 | 0 | 0 | 0 | 0 | 0 | 0 | 0 | 0 | 0 | 0 | 0 | 0 | 0 | 0 | 0 | 0 | 0 | 0 | 0 | 0 | 0 | 0 | 12
NO |  | 186 | 2011 | 5 | 8 | 8 |  | GLEBE | CRYSTAL (276) | 230 | 230 | U.G.=HPOF | 1.2 | 0 | 1 | COPPER 1750 | 0 | 0 | 0 | 0 | 0 | 0 | 0 | 0 | 0 | 0 | 0 | 0 | 0 | 0 | 0 | 0 | 0 | 0 | 0 | 0 | 0 | 0 | 0 | 12
NO |  | 186 | 2011 | 5 | 9 | 9 |  | GLEN CARLYN | CLARENDON (277) | 230 | 230 | U.G.=HPOF | 1.95 | 0 | 1 | COPPER 1750 | 0 | 0 | 0 | 0 | 0 | 0 | 0 | 0 | 0 | 0 | 0 | 0 | 0 | 0 | 0 | 0 | 0 | 0 | 0 | 0 | 0 | 0 | 0 | 12
NO |  | 186 | 2011 | 5 | 10 | 10 |  | GLEN CARLYN | CLARENDON (278) | 230 | 230 | U.G.=HPOF | 1.95 | 0 | 1 | COPPER 1750 | 0 | 0 | 0 | 0 | 0 | 0 | 0 | 0 | 0 | 0 | 0 | 0 | 0 | 0 | 0 | 0 | 0 | 0 | 0 | 0 | 0 | 0 | 0 | 12
NO |  | 186 | 2011 | 5 | 11 | 11 |  | THRASHER | REEVES AVENUE (279) | 230 | 230 | STEEL POLE | 6.53 | 0 | 1 | ACAR 721 | 0 | 0 | 0 | 0 | 0 | 0 | 0 | 0 | 0 | 0 | 0 | 0 | 0 | 0 | 0 | 0 | 0 | 0 | 0 | 0 | 0 | 0 | 0 | 12
NO |  | 186 | 2011 | 5 | 12 | 12 |  | MARSH RUN CT | REMINGTON (280) | 230 | 230 | STEEL | 0 | 1.24 | 1 | ACSS 795 | 0 | 0 | 0 | 0 | 0 | 0 | 0 | 0 | 0 | 0 | 0 | 0 | 0 | 0 | 0 | 0 | 0 | 0 | 0 | 0 | 0 | 0 | 0 | 12
NO |  | 186 | 2011 | 5 | 13 | 13 |  | BRADDOCK | RAVENSWORTH (281) | 230 | 230 | STEEL TOWER | 0 | 2.06 | 1 | ACAR 2500 | 0 | 0 | 0 | 0 | 0 | 0 | 0 | 0 | 0 | 0 | 0 | 0 | 0 | 0 | 0 | 0 | 0 | 0 | 0 | 0 | 0 | 0 | 0 | 12
NO |  | 186 | 2011 | 5 | 14 | 14 |  | SPRUANCE | MIDLOTHIAN (282) | 230 | 230 | STEEL TOWER | 18.47 | 0 | 1 | ACAR 721 | 0 | 0 | 0 | 0 | 0 | 0 | 0 | 0 | 0 | 0 | 0 | 0 | 0 | 0 | 0 | 0 | 0 | 0 | 0 | 0 | 0 | 0 | 0 | 12
NO |  | 186 | 2011 | 5 | 15 | 15 |  |  | (282) | 230 | 230 | STEEL POLE | 0 | 3.12 | 0 | ACAR 2500 | 0 | 0 | 0 | 0 | 0 | 0 | 0 | 0 | 0 | 0 | 0 | 0 | 0 | 0 | 0 | 0 | 0 | 0 | 0 | 0 | 0 | 0 | 0 | 12
NO |  | 186 | 2011 | 5 | 16 | 16 |  | ELMONT | NORTHEAST (283) | 230 | 230 | STEEL TOWER | 5.22 | 0 | 1 | ACAR 721 | 0 | 0 | 0 | 0 | 0 | 0 | 0 | 0 | 0 | 0 | 0 | 0 | 0 | 0 | 0 | 0 | 0 | 0 | 0 | 0 | 0 | 0 | 0 | 12
NO |  | 186 | 2011 | 5 | 17 | 17 |  |  | (283) | 230 | 230 | H. FRAME WOOD | 7.97 | 0 | 0 | ACAR 721 | 0 | 0 | 0 | 0 | 0 | 0 | 0 | 0 | 0 | 0 | 0 | 0 | 0 | 0 | 0 | 0 | 0 | 0 | 0 | 0 | 0 | 0 | 0 | 12
NO |  | 186 | 2011 | 5 | 18 | 18 |  | BASIN | NORTHEAST (284) | 230 | 230 | STEEL TOWER | 6.27 | 0 | 1 | ACAR 721 | 0 | 0 | 0 | 0 | 0 | 0 | 0 | 0 | 0 | 0 | 0 | 0 | 0 | 0 | 0 | 0 | 0 | 0 | 0 | 0 | 0 | 0 | 0 | 12
NO |  | 186 | 2011 | 5 | 19 | 19 |  |  | (284) | 230 | 230 | H. FRAME WOOD | 2.26 | 0 | 0 | ACAR 721 | 0 | 0 | 0 | 0 | 0 | 0 | 0 | 0 | 0 | 0 | 0 | 0 | 0 | 0 | 0 | 0 | 0 | 0 | 0 | 0 | 0 | 0 | 0 | 12
NO |  | 186 | 2011 | 5 | 20 | 20 |  | WALLER | YORKTOWN (285) | 230 | 230 | STEEL POLE | 13.53 | 0 | 0 | ACAR 721 | 0 | 0 | 0 | 0 | 0 | 0 | 0 | 0 | 0 | 0 | 0 | 0 | 0 | 0 | 0 | 0 | 0 | 0 | 0 | 0 | 0 | 0 | 0 | 12
NO |  | 186 | 2011 | 5 | 21 | 21 |  |  | (285) | 230 | 230 | STEEL TOWER | 6.43 | 0 | 0 | ACAR 721 | 0 | 0 | 0 | 0 | 0 | 0 | 0 | 0 | 0 | 0 | 0 | 0 | 0 | 0 | 0 | 0 | 0 | 0 | 0 | 0 | 0 | 0 | 0 | 12
NO |  | 186 | 2011 | 5 | 22 | 22 |  | DARBYTOWN | WHITE OAK (286) | 230 | 230 | STEEL TOWER | 10.43 | 0 | 1 | ACAR 721 | 0 | 0 | 0 | 0 | 0 | 0 | 0 | 0 | 0 | 0 | 0 | 0 | 0 | 0 | 0 | 0 | 0 | 0 | 0 | 0 | 0 | 0 | 0 | 12
NO |  | 186 | 2011 | 5 | 23 | 23 |  |  | (286) | 230 | 230 | STEEL POLE | 3.51 | 0 | 0 |  | 0 | 0 | 0 | 0 | 0 | 0 | 0 | 0 | 0 | 0 | 0 | 0 | 0 | 0 | 0 | 0 | 0 | 0 | 0 | 0 | 0 | 0 | 0 | 12
NO |  | 186 | 2011 | 5 | 24 | 24 |  | CHESTERFIELD | CHICKAHOMINY (287) | 230 | 230 | H. FRAME WOOD | 0 | 13.95 | 1 | ACSR 1033.5 | 0 | 0 | 0 | 0 | 0 | 0 | 0 | 0 | 0 | 0 | 0 | 0 | 0 | 0 | 0 | 0 | 0 | 0 | 0 | 0 | 0 | 0 | 0 | 12
NO |  | 186 | 2011 | 5 | 25 | 25 |  |  | (287) | 230 | 230 | STEEL TOWER | 0 | 0.63 | 0 | ACSR 1033.5 | 0 | 0 | 0 | 0 | 0 | 0 | 0 | 0 | 0 | 0 | 0 | 0 | 0 | 0 | 0 | 0 | 0 | 0 | 0 | 0 | 0 | 0 | 0 | 12
NO |  | 186 | 2011 | 5 | 26 | 26 |  | PENINSULA | YORKTOWN (288) | 230 | 230 | WOOD POLE | 0 | 3.21 | 1 | ACAR 721 | 0 | 0 | 0 | 0 | 0 | 0 | 0 | 0 | 0 | 0 | 0 | 0 | 0 | 0 | 0 | 0 | 0 | 0 | 0 | 0 | 0 | 0 | 0 | 12
NO |  | 186 | 2011 | 5 | 27 | 27 |  |  | (288) | 230 | 230 | STEEL TOWER | 0 | 8 | 0 | ACAR 721 | 0 | 0 | 0 | 0 | 0 | 0 | 0 | 0 | 0 | 0 | 0 | 0 | 0 | 0 | 0 | 0 | 0 | 0 | 0 | 0 | 0 | 0 | 0 | 12
NO |  | 186 | 2011 | 5 | 28 | 28 |  | SUFFOLK | CHUCKATUCK (289) | 230 | 230 | H. FRAME WOOD | 0.13 | 0 | 1 | ACAR 2500 | 0 | 0 | 0 | 0 | 0 | 0 | 0 | 0 | 0 | 0 | 0 | 0 | 0 | 0 | 0 | 0 | 0 | 0 | 0 | 0 | 0 | 0 | 0 | 12
NO |  | 186 | 2011 | 5 | 29 | 29 |  |  | (289) | 230 | 230 | STEEL TOWER | 9.85 | 4.31 | 0 | ACAR 721 | 0 | 0 | 0 | 0 | 0 | 0 | 0 | 0 | 0 | 0 | 0 | 0 | 0 | 0 | 0 | 0 | 0 | 0 | 0 | 0 | 0 | 0 | 0 | 12
NO |  | 186 | 2011 | 5 | 30 | 30 |  |  | (289) | 230 | 230 | 3-POLE ANGLE | 0.33 | 0 | 0 | ACAR 721 | 0 | 0 | 0 | 0 | 0 | 0 | 0 | 0 | 0 | 0 | 0 | 0 | 0 | 0 | 0 | 0 | 0 | 0 | 0 | 0 | 0 | 0 | 0 | 12
NO |  | 186 | 2011 | 5 | 31 | 31 |  | SURRY | CHUCKATUCK (290) | 230 | 230 | STEEL TOWER | 0 | 23.36 | 1 | ACAR 721 | 0 | 0 | 0 | 0 | 0 | 0 | 0 | 0 | 0 | 0 | 0 | 0 | 0 | 0 | 0 | 0 | 0 | 0 | 0 | 0 | 0 | 0 | 0 | 12
NO |  | 186 | 2011 | 5 | 32 | 32 |  |  | (290) | 230 | 230 | CONCRETE POLE | 0 | 0.07 | 0 | ACAR 2500 | 0 | 0 | 0 | 0 | 0 | 0 | 0 | 0 | 0 | 0 | 0 | 0 | 0 | 0 | 0 | 0 | 0 | 0 | 0 | 0 | 0 | 0 | 0 | 12
NO |  | 186 | 2011 | 5 | 33 | 33 |  | DOOMS | CHARLOTTSVILLE (291) | 230 | 230 | STEEL POLE | 0 | 22.52 | 1 | ACAR 545.6 | 0 | 0 | 0 | 0 | 0 | 0 | 0 | 0 | 0 | 0 | 0 | 0 | 0 | 0 | 0 | 0 | 0 | 0 | 0 | 0 | 0 | 0 | 0 | 12
NO |  | 186 | 2011 | 5 | 34 | 34 |  | WHEALTON | YORKTOWN (292) | 230 | 230 | STEEL TOWER | 9.72 | 0 | 1 | ACSR 1033.5 | 0 | 0 | 0 | 0 | 0 | 0 | 0 | 0 | 0 | 0 | 0 | 0 | 0 | 0 | 0 | 0 | 0 | 0 | 0 | 0 | 0 | 0 | 0 | 12
NO |  | 186 | 2011 | 5 | 35 | 35 |  |  | (292) | 230 | 230 | H. FRAME WOOD | 4.58 | 0 | 0 | ACAR 721 | 0 | 0 | 0 | 0 | 0 | 0 | 0 | 0 | 0 | 0 | 0 | 0 | 0 | 0 | 0 | 0 | 0 | 0 | 0 | 0 | 0 | 0 | 0 | 12
NO |  | 186 | 2011 | 6 | 1 | 1 |  | VALLEY | DOOMS (293) | 230 | 230 | H. FRAME WOOD | 17.73 | 0 | 1 | ACAR 545.6 | 0 | 0 | 0 | 0 | 0 | 0 | 0 | 0 | 0 | 0 | 0 | 0 | 0 | 0 | 0 | 0 | 0 | 0 | 0 | 0 | 0 | 0 | 0 | 12
NO |  | 186 | 2011 | 6 | 2 | 2 |  |  | (293) | 230 | 230 | STEEL TOWER | 0 | 14.87 | 0 | ACAR 545.60 | 0 | 0 | 0 | 0 | 0 | 0 | 0 | 0 | 0 | 0 | 0 | 0 | 0 | 0 | 0 | 0 | 0 | 0 | 0 | 0 | 0 | 0 | 0 | 12
NO |  | 186 | 2011 | 6 | 3 | 3 |  |  | (293) | 230 | 230 | STEEL POLE | 0 | 1.37 | 0 | ACAR 545.6 | 0 | 0 | 0 | 0 | 0 | 0 | 0 | 0 | 0 | 0 | 0 | 0 | 0 | 0 | 0 | 0 | 0 | 0 | 0 | 0 | 0 | 0 | 0 | 12
NO |  | 186 | 2011 | 6 | 4 | 4 |  | ANNANDALE | BRADDOCK (294) | 230 | 230 | U.G.=HPOF | 3.58 | 0 | 1 | COPPER 250 | 0 | 0 | 0 | 0 | 0 | 0 | 0 | 0 | 0 | 0 | 0 | 0 | 0 | 0 | 0 | 0 | 0 | 0 | 0 | 0 | 0 | 0 | 0 | 12
NO |  | 186 | 2011 | 6 | 5 | 5 |  | LOUDOUN | BULL RUN (295) | 230 | 230 | STEEL TOWER | 0 | 8.67 | 1 | ACSR 1033 | 0 | 0 | 0 | 0 | 0 | 0 | 0 | 0 | 0 | 0 | 0 | 0 | 0 | 0 | 0 | 0 | 0 | 0 | 0 | 0 | 0 | 0 | 0 | 12
NO |  | 186 | 2011 | 6 | 6 | 6 |  | HALIFAX | PERSON-CP&L (296) | 230 | 230 | H. FRAME WOOD | 20.41 | 0 | 1 | ACAR 545.6 | 0 | 0 | 0 | 0 | 0 | 0 | 0 | 0 | 0 | 0 | 0 | 0 | 0 | 0 | 0 | 0 | 0 | 0 | 0 | 0 | 0 | 0 | 0 | 12
NO |  | 186 | 2011 | 6 | 7 | 7 |  | ANNANDALE | BRADDOCK (297) | 230 | 230 | U.G.=HPOF | 3.56 | 0 | 1 | COPPER 250 | 0 | 0 | 0 | 0 | 0 | 0 | 0 | 0 | 0 | 0 | 0 | 0 | 0 | 0 | 0 | 0 | 0 | 0 | 0 | 0 | 0 | 0 | 0 | 12
NO |  | 186 | 2011 | 6 | 8 | 8 |  | BREMO | FARMVILLE (298) | 230 | 230 | H. FRAME WOOD | 15.48 | 0 | 1 | ACAR 545.6 | 0 | 0 | 0 | 0 | 0 | 0 | 0 | 0 | 0 | 0 | 0 | 0 | 0 | 0 | 0 | 0 | 0 | 0 | 0 | 0 | 0 | 0 | 0 | 12
NO |  | 186 | 2011 | 6 | 9 | 9 |  |  | (298) | 230 | 230 | H.FRAME CONRTE | 12.79 | 0 | 0 | ACAR 545.6 | 0 | 0 | 0 | 0 | 0 | 0 | 0 | 0 | 0 | 0 | 0 | 0 | 0 | 0 | 0 | 0 | 0 | 0 | 0 | 0 | 0 | 0 | 0 | 12
NO |  | 186 | 2011 | 6 | 10 | 10 |  | REMINGTON CT | MARSH RUN CT (299) | 230 | 230 | STEEL TOWER | 1.15 | 0 | 1 | ACAR 545.6 | 0 | 0 | 0 | 0 | 0 | 0 | 0 | 0 | 0 | 0 | 0 | 0 | 0 | 0 | 0 | 0 | 0 | 0 | 0 | 0 | 0 | 0 | 0 | 12
NO |  | 186 | 2011 | 6 | 11 | 11 |  |  | (299) | 230 | 230 | STEEL POLE | 0.56 | 0 | 0 | ACSR 636 | 0 | 0 | 0 | 0 | 0 | 0 | 0 | 0 | 0 | 0 | 0 | 0 | 0 | 0 | 0 | 0 | 0 | 0 | 0 | 0 | 0 | 0 | 0 | 12
NO |  | 186 | 2011 | 6 | 12 | 12 |  | OCCOQUAN | POSSUM POINT (2001) | 230 | 230 | WOOD POLE | 0.17 | 0 | 1 | ACAR 2500 | 0 | 0 | 0 | 0 | 0 | 0 | 0 | 0 | 0 | 0 | 0 | 0 | 0 | 0 | 0 | 0 | 0 | 0 | 0 | 0 | 0 | 0 | 0 | 12
NO |  | 186 | 2011 | 6 | 13 | 13 |  |  | (2001) | 230 | 230 | STEEL TOWER | 0 | 4.44 | 0 | ACAR 721 | 0 | 0 | 0 | 0 | 0 | 0 | 0 | 0 | 0 | 0 | 0 | 0 | 0 | 0 | 0 | 0 | 0 | 0 | 0 | 0 | 0 | 0 | 0 | 12
NO |  | 186 | 2011 | 6 | 14 | 14 |  |  | (2001) | 230 | 230 | STEEL TOWER | 0 | 8 | 0 | ACSR 636 | 0 | 0 | 0 | 0 | 0 | 0 | 0 | 0 | 0 | 0 | 0 | 0 | 0 | 0 | 0 | 0 | 0 | 0 | 0 | 0 | 0 | 0 | 0 | 12
NO |  | 186 | 2011 | 6 | 15 | 15 |  | CARSON | POE (2002) | 230 | 230 | WD 3 POLE AGL | 0.18 | 0 | 1 | ACAR 721 | 0 | 0 | 0 | 0 | 0 | 0 | 0 | 0 | 0 | 0 | 0 | 0 | 0 | 0 | 0 | 0 | 0 | 0 | 0 | 0 | 0 | 0 | 0 | 12
NO |  | 186 | 2011 | 6 | 16 | 16 |  |  | (2002) | 230 | 230 | STEEL TOWER | 1.16 | 4.57 | 0 | ACAR 721 | 0 | 0 | 0 | 0 | 0 | 0 | 0 | 0 | 0 | 0 | 0 | 0 | 0 | 0 | 0 | 0 | 0 | 0 | 0 | 0 | 0 | 0 | 0 | 12
NO |  | 186 | 2011 | 6 | 17 | 17 |  |  | (2002) | 230 | 230 | H.FRAME CONRTE | 6.78 | 0 | 0 | ACAR 721 | 0 | 0 | 0 | 0 | 0 | 0 | 0 | 0 | 0 | 0 | 0 | 0 | 0 | 0 | 0 | 0 | 0 | 0 | 0 | 0 | 0 | 0 | 0 | 12
NO |  | 186 | 2011 | 6 | 18 | 18 |  | CHESTERFIELD | POE (2003) | 230 | 230 | WOOD POLE | 0.19 | 0 | 1 | ACAR 2500 | 0 | 0 | 0 | 0 | 0 | 0 | 0 | 0 | 0 | 0 | 0 | 0 | 0 | 0 | 0 | 0 | 0 | 0 | 0 | 0 | 0 | 0 | 0 | 12
NO |  | 186 | 2011 | 6 | 19 | 19 |  |  | (2003) | 230 | 230 | STEEL TOWER | 7 | 0 | 0 | ACAR 721 | 0 | 0 | 0 | 0 | 0 | 0 | 0 | 0 | 0 | 0 | 0 | 0 | 0 | 0 | 0 | 0 | 0 | 0 | 0 | 0 | 0 | 0 | 0 | 12
NO |  | 186 | 2011 | 6 | 20 | 20 |  |  | (2003) | 230 | 230 | STEEL TOWER | 0 | 3.18 | 0 | ACAR 1109 | 0 | 0 | 0 | 0 | 0 | 0 | 0 | 0 | 0 | 0 | 0 | 0 | 0 | 0 | 0 | 0 | 0 | 0 | 0 | 0 | 0 | 0 | 0 | 12
NO |  | 186 | 2011 | 6 | 21 | 21 |  |  | (2003) | 230 | 230 | STEEL TOWER | 0 | 9.02 | 0 | ACSR 1033.5 | 0 | 0 | 0 | 0 | 0 | 0 | 0 | 0 | 0 | 0 | 0 | 0 | 0 | 0 | 0 | 0 | 0 | 0 | 0 | 0 | 0 | 0 | 0 | 12
NO |  | 186 | 2011 | 6 | 22 | 22 |  | PENINSULA | SHELLBANK (2004) | 230 | 230 | STEEL TOWER | 0.37 | 0 | 1 | ACAR 721 | 0 | 0 | 0 | 0 | 0 | 0 | 0 | 0 | 0 | 0 | 0 | 0 | 0 | 0 | 0 | 0 | 0 | 0 | 0 | 0 | 0 | 0 | 0 | 12
NO |  | 186 | 2011 | 6 | 23 | 23 |  |  | (2004) | 230 | 230 | STEEL POLE | 5.92 | 0 | 0 | ACAR 721 | 0 | 0 | 0 | 0 | 0 | 0 | 0 | 0 | 0 | 0 | 0 | 0 | 0 | 0 | 0 | 0 | 0 | 0 | 0 | 0 | 0 | 0 | 0 | 12
NO |  | 186 | 2011 | 6 | 24 | 24 |  | CLARK | HUNTER (2005) | 230 | 230 | STEEL TOWER | 2.57 | 0 | 1 | ACSR 1192.5 | 0 | 0 | 0 | 0 | 0 | 0 | 0 | 0 | 0 | 0 | 0 | 0 | 0 | 0 | 0 | 0 | 0 | 0 | 0 | 0 | 0 | 0 | 0 | 12
NO |  | 186 | 2011 | 6 | 25 | 25 |  | CHURCHLAND | LAKE KINGMAN (2006) | 230 | 230 | CON/STEEL POLE | 1.47 | 0 | 1 | ACAR 1534 | 0 | 0 | 0 | 0 | 0 | 0 | 0 | 0 | 0 | 0 | 0 | 0 | 0 | 0 | 0 | 0 | 0 | 0 | 0 | 0 | 0 | 0 | 0 | 12
NO |  | 186 | 2011 | 6 | 26 | 26 |  | THALIA | LYNNHAVEN (2007) | 230 | 230 | CON/STEEL POLE | 3.37 | 0 | 1 | ACAR 2500 | 0 | 0 | 0 | 0 | 0 | 0 | 0 | 0 | 0 | 0 | 0 | 0 | 0 | 0 | 0 | 0 | 0 | 0 | 0 | 0 | 0 | 0 | 0 | 12
NO |  | 186 | 2011 | 6 | 27 | 27 |  | LOUDOUN | DULLES (2008) | 230 | 230 | STEEL TOWER | 4.53 | 0 | 1 | SSAC 1033.5 | 0 | 0 | 0 | 0 | 0 | 0 | 0 | 0 | 0 | 0 | 0 | 0 | 0 | 0 | 0 | 0 | 0 | 0 | 0 | 0 | 0 | 0 | 0 | 12
NO |  | 186 | 2011 | 6 | 28 | 28 |  |  | (2008) | 230 | 230 | STEEL POLE | 5.25 | 0 | 0 | ACSR 1590 | 0 | 0 | 0 | 0 | 0 | 0 | 0 | 0 | 0 | 0 | 0 | 0 | 0 | 0 | 0 | 0 | 0 | 0 | 0 | 0 | 0 | 0 | 0 | 12
NO |  | 186 | 2011 | 6 | 29 | 29 |  |  | (2008) | 230 | 230 | STEEL POLE | 0 | 3.26 | 0 | ACSR 1590 | 0 | 0 | 0 | 0 | 0 | 0 | 0 | 0 | 0 | 0 | 0 | 0 | 0 | 0 | 0 | 0 | 0 | 0 | 0 | 0 | 0 | 0 | 0 | 12
NO |  | 186 | 2011 | 6 | 30 | 30 |  |  | (2008) | 230 | 230 | STEEL POLE | 0.21 | 0 | 0 | ACSR 1590 | 0 | 0 | 0 | 0 | 0 | 0 | 0 | 0 | 0 | 0 | 0 | 0 | 0 | 0 | 0 | 0 | 0 | 0 | 0 | 0 | 0 | 0 | 0 | 12
NO |  | 186 | 2011 | 6 | 31 | 31 |  | MIDLOTHIAN | SHORT PUMP (2009) | 230 | 230 | H. FRAME STEEL | 24.84 | 0 | 1 | ACSR 636 | 0 | 0 | 0 | 0 | 0 | 0 | 0 | 0 | 0 | 0 | 0 | 0 | 0 | 0 | 0 | 0 | 0 | 0 | 0 | 0 | 0 | 0 | 0 | 12
NO |  | 186 | 2011 | 6 | 32 | 32 |  | RESTON | TYSONS (2010) | 230 | 230 | STEEL POLE | 0.27 | 0 | 1 | ACSS 1351 | 0 | 0 | 0 | 0 | 0 | 0 | 0 | 0 | 0 | 0 | 0 | 0 | 0 | 0 | 0 | 0 | 0 | 0 | 0 | 0 | 0 | 0 | 0 | 12
NO |  | 186 | 2011 | 6 | 33 | 33 |  |  | (2010) | 230 | 230 | CONCRETE POLE | 4.92 | 0 | 0 | ACSS 1033.5 | 0 | 0 | 0 | 0 | 0 | 0 | 0 | 0 | 0 | 0 | 0 | 0 | 0 | 0 | 0 | 0 | 0 | 0 | 0 | 0 | 0 | 0 | 0 | 12
NO |  | 186 | 2011 | 6 | 34 | 34 |  |  | (2010) | 230 | 230 | WOOD POLE | 2.64 | 0 | 0 | ACSS 1033.5 | 0 | 0 | 0 | 0 | 0 | 0 | 0 | 0 | 0 | 0 | 0 | 0 | 0 | 0 | 0 | 0 | 0 | 0 | 0 | 0 | 0 | 0 | 0 | 12
NO |  | 186 | 2011 | 6 | 35 | 35 |  | CLIFTON | CANNON BRANCH (2011) | 230 | 230 | STEEL POLE | 7.46 | 0 | 1 | ACSR 1590 | 0 | 0 | 0 | 0 | 0 | 0 | 0 | 0 | 0 | 0 | 0 | 0 | 0 | 0 | 0 | 0 | 0 | 0 | 0 | 0 | 0 | 0 | 0 | 12
NO |  | 186 | 2011 | 7 | 1 | 1 |  | ROANOLE VALLEY NUG | EARLEYS (2012) | 230 | 230 | STEEL TOWER | 3.58 | 0 | 1 | ACAR 545.6 | 0 | 0 | 0 | 0 | 0 | 0 | 0 | 0 | 0 | 0 | 0 | 0 | 0 | 0 | 0 | 0 | 0 | 0 | 0 | 0 | 0 | 0 | 0 | 12
NO |  | 186 | 2011 | 7 | 2 | 2 |  |  | (2012) | 230 | 230 | H. FRAME STEEL | 0 | 31.91 | 0 | ACAR 545.6 | 0 | 0 | 0 | 0 | 0 | 0 | 0 | 0 | 0 | 0 | 0 | 0 | 0 | 0 | 0 | 0 | 0 | 0 | 0 | 0 | 0 | 0 | 0 | 12
NO |  | 186 | 2011 | 7 | 3 | 3 |  |  | (2012) | 230 | 230 | H. FRAME STEEL | 0 | 2.1 | 0 | ACAR 1534 | 0 | 0 | 0 | 0 | 0 | 0 | 0 | 0 | 0 | 0 | 0 | 0 | 0 | 0 | 0 | 0 | 0 | 0 | 0 | 0 | 0 | 0 | 0 | 12
NO |  | 186 | 2011 | 7 | 4 | 4 |  |  | (2012) | 230 | 230 | H. FRAME STEEL | 0 | 0.11 | 0 | AAC 1590 | 0 | 0 | 0 | 0 | 0 | 0 | 0 | 0 | 0 | 0 | 0 | 0 | 0 | 0 | 0 | 0 | 0 | 0 | 0 | 0 | 0 | 0 | 0 | 12
NO |  | 186 | 2011 | 7 | 5 | 5 |  | OCCOQUAN | OX (2013) | 230 | 230 | STEEL POLE | 0 | 1.45 | 1 | ACAR 2500 | 0 | 0 | 0 | 0 | 0 | 0 | 0 | 0 | 0 | 0 | 0 | 0 | 0 | 0 | 0 | 0 | 0 | 0 | 0 | 0 | 0 | 0 | 0 | 12
NO |  | 186 | 2011 | 7 | 6 | 6 |  | EARLEYS | EVERETTS (2014) | 230 | 230 | H. FRAME WOOD | 32.36 | 0.26 | 1 | ACAR 545.6 | 0 | 0 | 0 | 0 | 0 | 0 | 0 | 0 | 0 | 0 | 0 | 0 | 0 | 0 | 0 | 0 | 0 | 0 | 0 | 0 | 0 | 0 | 0 | 12
NO |  | 186 | 2011 | 7 | 7 | 7 |  | RESTON | DULLES (2015) | 230 | 230 | STEEL TOWER | 1.42 | 0 | 1 | SSAC 1192.5 | 0 | 0 | 0 | 0 | 0 | 0 | 0 | 0 | 0 | 0 | 0 | 0 | 0 | 0 | 0 | 0 | 0 | 0 | 0 | 0 | 0 | 0 | 0 | 12
NO |  | 186 | 2011 | 7 | 8 | 8 |  |  | (2015) | 230 | 230 | STEEL TOWER | 3.64 | 0 | 0 | SSAC 1033.5 | 0 | 0 | 0 | 0 | 0 | 0 | 0 | 0 | 0 | 0 | 0 | 0 | 0 | 0 | 0 | 0 | 0 | 0 | 0 | 0 | 0 | 0 | 0 | 12
NO |  | 186 | 2011 | 7 | 9 | 9 |  |  | (2015) | 230 | 230 | CONC H.FRAME | 0.14 | 0 | 0 | SSAC 1033.5 | 0 | 0 | 0 | 0 | 0 | 0 | 0 | 0 | 0 | 0 | 0 | 0 | 0 | 0 | 0 | 0 | 0 | 0 | 0 | 0 | 0 | 0 | 0 | 12
NO |  | 186 | 2011 | 7 | 10 | 10 |  | LANEXA | HARMONY VILLAGE (2016) | 230 | 230 | STEEL TOWER | 5.19 | 0 | 1 | SSAC 1033.5 | 0 | 0 | 0 | 0 | 0 | 0 | 0 | 0 | 0 | 0 | 0 | 0 | 0 | 0 | 0 | 0 | 0 | 0 | 0 | 0 | 0 | 0 | 0 | 12
NO |  | 186 | 2011 | 7 | 11 | 11 |  |  | (2016) | 230 | 230 | H. FRAME STEEL | 25.84 | 0 | 0 | SSAC 1033.5 | 0 | 0 | 0 | 0 | 0 | 0 | 0 | 0 | 0 | 0 | 0 | 0 | 0 | 0 | 0 | 0 | 0 | 0 | 0 | 0 | 0 | 0 | 0 | 12
NO |  | 186 | 2011 | 7 | 12 | 12 |  | HARRISONBURG | ENDLESS CAVERNS (2017) | 230 | 230 | CONC H.FRAME | 19.76 | 0 | 1 |  | 0 | 0 | 0 | 0 | 0 | 0 | 0 | 0 | 0 | 0 | 0 | 0 | 0 | 0 | 0 | 0 | 0 | 0 | 0 | 0 | 0 | 0 | 0 | 12
NO |  | 186 | 2011 | 7 | 13 | 13 |  | GREENWICH | E. RIVER NUG (2018) | 230 | 230 | STEEL TOWER | 0 | 11.13 | 1 | ACAR 1534 | 0 | 0 | 0 | 0 | 0 | 0 | 0 | 0 | 0 | 0 | 0 | 0 | 0 | 0 | 0 | 0 | 0 | 0 | 0 | 0 | 0 | 0 | 0 | 12
NO |  | 186 | 2011 | 7 | 14 | 14 |  | THALIA | GREENWICH (2019) | 230 | 230 | STEEL POLE | 1.17 | 0 | 1 | SSAC 1590 | 0 | 0 | 0 | 0 | 0 | 0 | 0 | 0 | 0 | 0 | 0 | 0 | 0 | 0 | 0 | 0 | 0 | 0 | 0 | 0 | 0 | 0 | 0 | 12
NO |  | 186 | 2011 | 7 | 15 | 15 |  |  | (2019) | 230 | 230 | STEEL POLE | 1.17 | 0 | 0 | ACAR 2500 | 0 | 0 | 0 | 0 | 0 | 0 | 0 | 0 | 0 | 0 | 0 | 0 | 0 | 0 | 0 | 0 | 0 | 0 | 0 | 0 | 0 | 0 | 0 | 12
NO |  | 186 | 2011 | 7 | 16 | 16 |  | ELIZABETH CITY | WINFALL (2020) | 230 | 230 | H. FRAME WOOD | 15.35 | 0 | 1 | ACAR 1109 | 0 | 0 | 0 | 0 | 0 | 0 | 0 | 0 | 0 | 0 | 0 | 0 | 0 | 0 | 0 | 0 | 0 | 0 | 0 | 0 | 0 | 0 | 0 | 12
NO |  | 186 | 2011 | 7 | 17 | 17 |  | ELIZABETH CITY | SHAWBORO (2021) | 230 | 230 | H. FRAME WOOD | 10.26 | 0 | 1 | ACAR 545.6 | 0 | 0 | 0 | 0 | 0 | 0 | 0 | 0 | 0 | 0 | 0 | 0 | 0 | 0 | 0 | 0 | 0 | 0 | 0 | 0 | 0 | 0 | 0 | 12
NO |  | 186 | 2011 | 7 | 18 | 18 |  | RAVENSWORTH | POSSUM POINT (2022) | 230 | 230 | STEEL TOWER | 13.68 | 0 | 1 | ACSR 1033.5 | 0 | 0 | 0 | 0 | 0 | 0 | 0 | 0 | 0 | 0 | 0 | 0 | 0 | 0 | 0 | 0 | 0 | 0 | 0 | 0 | 0 | 0 | 0 | 12
NO |  | 186 | 2011 | 7 | 19 | 19 |  |  | (2022) | 230 | 230 | STEEL POLE | 0 | 0.53 | 0 | ACAR 721 | 0 | 0 | 0 | 0 | 0 | 0 | 0 | 0 | 0 | 0 | 0 | 0 | 0 | 0 | 0 | 0 | 0 | 0 | 0 | 0 | 0 | 0 | 0 | 12
NO |  | 186 | 2011 | 7 | 20 | 20 |  |  | (2022) | 230 | 230 | STEEL POLE | 5.68 | 0 | 0 | ACAR 2500 | 0 | 0 | 0 | 0 | 0 | 0 | 0 | 0 | 0 | 0 | 0 | 0 | 0 | 0 | 0 | 0 | 0 | 0 | 0 | 0 | 0 | 0 | 0 | 12
NO |  | 186 | 2011 | 7 | 21 | 21 |  | GLEBE | JEFFERSON STREET (2023) | 230 | 230 | STEEL POLE | 0 | 0.83 | 1 | ACAR 2500 | 0 | 0 | 0 | 0 | 0 | 0 | 0 | 0 | 0 | 0 | 0 | 0 | 0 | 0 | 0 | 0 | 0 | 0 | 0 | 0 | 0 | 0 | 0 | 12
NO |  | 186 | 2011 | 7 | 22 | 22 |  |  | (2023) | 230 | 230 | UG-HPOF | 0 | 3.1 | 0 | CU 2500 | 0 | 0 | 0 | 0 | 0 | 0 | 0 | 0 | 0 | 0 | 0 | 0 | 0 | 0 | 0 | 0 | 0 | 0 | 0 | 0 | 0 | 0 | 0 | 12
NO |  | 186 | 2011 | 7 | 23 | 23 |  | CHICKAHOMINY | LANEXA (2024) | 230 | 230 | STEEL TOWER | 14.26 | 0 | 1 | ACAR 721 | 0 | 0 | 0 | 0 | 0 | 0 | 0 | 0 | 0 | 0 | 0 | 0 | 0 | 0 | 0 | 0 | 0 | 0 | 0 | 0 | 0 | 0 | 0 | 12
NO |  | 186 | 2011 | 7 | 24 | 24 |  | GREEN RUN | LYNNHAVEN (2025) | 230 | 230 | STEEL TOWER | 5.11 | 0 | 1 | ACAR 721 | 0 | 0 | 0 | 0 | 0 | 0 | 0 | 0 | 0 | 0 | 0 | 0 | 0 | 0 | 0 | 0 | 0 | 0 | 0 | 0 | 0 | 0 | 0 | 12
NO |  | 186 | 2011 | 7 | 25 | 25 |  |  | (2025) | 230 | 230 | CONCRETE POLE | 1.86 | 0 | 0 | ACAR 2500 | 0 | 0 | 0 | 0 | 0 | 0 | 0 | 0 | 0 | 0 | 0 | 0 | 0 | 0 | 0 | 0 | 0 | 0 | 0 | 0 | 0 | 0 | 0 | 12
NO |  | 186 | 2011 | 7 | 26 | 26 |  | LANDSTOWN | LYNNHAVEN (2026) | 230 | 230 | STEEL TOWER | 0 | 5.88 | 1 | ACAR 721 | 0 | 0 | 0 | 0 | 0 | 0 | 0 | 0 | 0 | 0 | 0 | 0 | 0 | 0 | 0 | 0 | 0 | 0 | 0 | 0 | 0 | 0 | 0 | 12
NO |  | 186 | 2011 | 7 | 27 | 27 |  | MIDLOTHIAN | BREMO (2027) | 230 | 230 | WOOD/ST POLE | 35.62 | 0 | 1 | SSAC 1033.5 | 0 | 0 | 0 | 0 | 0 | 0 | 0 | 0 | 0 | 0 | 0 | 0 | 0 | 0 | 0 | 0 | 0 | 0 | 0 | 0 | 0 | 0 | 0 | 12
NO |  | 186 | 2011 | 7 | 28 | 28 |  | CHARLOTTSVILLE | BREMO (2028) | 230 | 230 | STEEL TOWER | 25.53 | 0 | 1 | ACAR 721 | 0 | 0 | 0 | 0 | 0 | 0 | 0 | 0 | 0 | 0 | 0 | 0 | 0 | 0 | 0 | 0 | 0 | 0 | 0 | 0 | 0 | 0 | 0 | 12
NO |  | 186 | 2011 | 7 | 29 | 29 |  | CIA | SWINKS MILL (2029) | 230 | 230 | STEEL POLE | 3.78 | 0 | 1 | ACSS 1033.5 | 0 | 0 | 0 | 0 | 0 | 0 | 0 | 0 | 0 | 0 | 0 | 0 | 0 | 0 | 0 | 0 | 0 | 0 | 0 | 0 | 0 | 0 | 0 | 12
NO |  | 186 | 2011 | 7 | 30 | 30 |  | LOUDOUN | GAINSVILLE (2030) | 230 | 230 | H. FRAME STEEL | 0.19 | 0 | 1 | ACSS 1033.5 | 0 | 0 | 0 | 0 | 0 | 0 | 0 | 0 | 0 | 0 | 0 | 0 | 0 | 0 | 0 | 0 | 0 | 0 | 0 | 0 | 0 | 0 | 0 | 12
NO |  | 186 | 2011 | 7 | 31 | 31 |  |  | (2030) | 230 | 230 | STEEL TOWER | 0 | 7.56 | 0 | ACSR 636 | 0 | 0 | 0 | 0 | 0 | 0 | 0 | 0 | 0 | 0 | 0 | 0 | 0 | 0 | 0 | 0 | 0 | 0 | 0 | 0 | 0 | 0 | 0 | 12
NO |  | 186 | 2011 | 7 | 32 | 32 |  | FOUR RIVERS | ELMONT (2032) | 230 | 230 | H. FRAME WOOD | 8.93 | 0 | 1 | ACSR 795 | 0 | 0 | 0 | 0 | 0 | 0 | 0 | 0 | 0 | 0 | 0 | 0 | 0 | 0 | 0 | 0 | 0 | 0 | 0 | 0 | 0 | 0 | 0 | 12
NO |  | 186 | 2011 | 7 | 33 | 33 |  | CLARK | STERLING PARK (2033) | 230 | 230 | STEEL TOWER | 2.47 | 0 | 1 | SSAC 1033.5 | 0 | 0 | 0 | 0 | 0 | 0 | 0 | 0 | 0 | 0 | 0 | 0 | 0 | 0 | 0 | 0 | 0 | 0 | 0 | 0 | 0 | 0 | 0 | 12
NO |  | 186 | 2011 | 7 | 34 | 34 |  |  | (2033) | 230 | 230 | STEEL TOWER | 2.63 | 0 | 0 | SSAC 1033.5 | 0 | 0 | 0 | 0 | 0 | 0 | 0 | 0 | 0 | 0 | 0 | 0 | 0 | 0 | 0 | 0 | 0 | 0 | 0 | 0 | 0 | 0 | 0 | 12
NO |  | 186 | 2011 | 7 | 35 | 35 |  |  | (2033) | 230 | 230 | STEEL POLE | 1.59 | 0 | 0 | SSAC 1033.5 | 0 | 0 | 0 | 0 | 0 | 0 | 0 | 0 | 0 | 0 | 0 | 0 | 0 | 0 | 0 | 0 | 0 | 0 | 0 | 0 | 0 | 0 | 0 | 12
NO |  | 186 | 2011 | 8 | 1 | 1 |  |  | (2033) | 230 | 230 | STEEL TOWER | 3.75 | 0 | 0 | SSAC 1192.5 | 0 | 0 | 0 | 0 | 0 | 0 | 0 | 0 | 0 | 0 | 0 | 0 | 0 | 0 | 0 | 0 | 0 | 0 | 0 | 0 | 0 | 0 | 0 | 12
NO |  | 186 | 2011 | 8 | 2 | 2 |  | EARLEYS | TROWBRIDGE (2034) | 230 | 230 | H. FRAME WOOD | 29.57 | 0 | 1 | ACAR 545 | 0 | 0 | 0 | 0 | 0 | 0 | 0 | 0 | 0 | 0 | 0 | 0 | 0 | 0 | 0 | 0 | 0 | 0 | 0 | 0 | 0 | 0 | 0 | 12
NO |  | 186 | 2011 | 8 | 3 | 3 |  |  | (2034) | 230 | 230 | STEEL TOWER | 5.49 | 0 | 0 | ACAR 545 | 0 | 0 | 0 | 0 | 0 | 0 | 0 | 0 | 0 | 0 | 0 | 0 | 0 | 0 | 0 | 0 | 0 | 0 | 0 | 0 | 0 | 0 | 0 | 12
NO |  | 186 | 2011 | 8 | 4 | 4 |  | IDYLWOOD | CIA (2035) | 230 | 230 | CONCRETE POLE | 6.41 | 0 | 1 | SSAC 1033.5 | 0 | 0 | 0 | 0 | 0 | 0 | 0 | 0 | 0 | 0 | 0 | 0 | 0 | 0 | 0 | 0 | 0 | 0 | 0 | 0 | 0 | 0 | 0 | 12
NO |  | 186 | 2011 | 8 | 5 | 5 |  | GLEBE | PENTAGON (2036) | 230 | 230 | U.G. HPFF | 2.37 | 0 | 1 | COPPER 1750 | 0 | 0 | 0 | 0 | 0 | 0 | 0 | 0 | 0 | 0 | 0 | 0 | 0 | 0 | 0 | 0 | 0 | 0 | 0 | 0 | 0 | 0 | 0 | 12
NO |  | 186 | 2011 | 8 | 6 | 6 |  | GLEBE | PENTAGON (2037) | 230 | 230 | U.G. HPFF | 2.37 | 0 | 1 | COPPER 1750 | 0 | 0 | 0 | 0 | 0 | 0 | 0 | 0 | 0 | 0 | 0 | 0 | 0 | 0 | 0 | 0 | 0 | 0 | 0 | 0 | 0 | 0 | 0 | 12
NO |  | 186 | 2011 | 8 | 7 | 7 |  | GREENWICH | REEVES AVENUE (2038) | 230 | 230 | STEEL POLE | 1.83 | 3.92 | 1 | ACAR 2500 | 0 | 0 | 0 | 0 | 0 | 0 | 0 | 0 | 0 | 0 | 0 | 0 | 0 | 0 | 0 | 0 | 0 | 0 | 0 | 0 | 0 | 0 | 0 | 12
NO |  | 186 | 2011 | 8 | 8 | 8 |  | MORRISVILLE | MARSH RUN CT (2039) | 230 | 230 | STEEL | 3.92 | 0 | 1 | ACAR 545.6 | 0 | 0 | 0 | 0 | 0 | 0 | 0 | 0 | 0 | 0 | 0 | 0 | 0 | 0 | 0 | 0 | 0 | 0 | 0 | 0 | 0 | 0 | 0 | 12
NO |  | 186 | 2011 | 8 | 9 | 9 |  | MORRISVILLE | MARSH RUN CT (2040) | 230 | 230 | STEEL | 0 | 3.92 | 1 | SSAC 795 | 0 | 0 | 0 | 0 | 0 | 0 | 0 | 0 | 0 | 0 | 0 | 0 | 0 | 0 | 0 | 0 | 0 | 0 | 0 | 0 | 0 | 0 | 0 | 12
NO |  | 186 | 2011 | 8 | 10 | 10 |  | HOPEWELL | HCF NUG (2041) | 230 | 230 | H.FRAME CONRTE | 0.03 | 0 | 1 | ACAR 1534 | 0 | 0 | 0 | 0 | 0 | 0 | 0 | 0 | 0 | 0 | 0 | 0 | 0 | 0 | 0 | 0 | 0 | 0 | 0 | 0 | 0 | 0 | 0 | 12
NO |  | 186 | 2011 | 8 | 11 | 11 |  | OCCOQUAN | OGDEN MARTIN (2042) | 230 | 230 | WOOD/ST POLE | 2.95 | 0.36 | 1 | ACAR 1534 | 0 | 0 | 0 | 0 | 0 | 0 | 0 | 0 | 0 | 0 | 0 | 0 | 0 | 0 | 0 | 0 | 0 | 0 | 0 | 0 | 0 | 0 | 0 | 12
NO |  | 186 | 2011 | 8 | 12 | 12 |  | DISCOVERY | RESTON (2043) | 230 | 230 | STEEL POLE | 1.82 | 0 | 1 | ACSR 1590 | 0 | 0 | 0 | 0 | 0 | 0 | 0 | 0 | 0 | 0 | 0 | 0 | 0 | 0 | 0 | 0 | 0 | 0 | 0 | 0 | 0 | 0 | 0 | 12
NO |  | 186 | 2011 | 8 | 13 | 13 |  |  | (2043) | 230 | 230 | STEEL | 0 | 3.62 | 0 | SSAC 1033.5 | 0 | 0 | 0 | 0 | 0 | 0 | 0 | 0 | 0 | 0 | 0 | 0 | 0 | 0 | 0 | 0 | 0 | 0 | 0 | 0 | 0 | 0 | 0 | 12
NO |  | 186 | 2011 | 8 | 14 | 14 |  |  | (2043) | 230 | 230 | STEEL | 0 | 1.46 | 0 | SSAC 1192.5 | 0 | 0 | 0 | 0 | 0 | 0 | 0 | 0 | 0 | 0 | 0 | 0 | 0 | 0 | 0 | 0 | 0 | 0 | 0 | 0 | 0 | 0 | 0 | 12
NO |  | 186 | 2011 | 8 | 15 | 15 |  | BEAR ISLAND | FOUR RIVERS (2044) | 230 | 230 | WOOD POLE | 0.05 | 0 | 1 | ACSR 795 | 0 | 0 | 0 | 0 | 0 | 0 | 0 | 0 | 0 | 0 | 0 | 0 | 0 | 0 | 0 | 0 | 0 | 0 | 0 | 0 | 0 | 0 | 0 | 12
NO |  | 186 | 2011 | 8 | 16 | 16 |  | LOUDOUN | BRAMBLETON (2045) | 230 | 230 | ST TOWER | 5.08 | 0 | 1 | ACCR 1033-T13 | 0 | 0 | 0 | 0 | 0 | 0 | 0 | 0 | 0 | 0 | 0 | 0 | 0 | 0 | 0 | 0 | 0 | 0 | 0 | 0 | 0 | 0 | 0 | 12
NO |  | 186 | 2011 | 8 | 17 | 17 |  | HOPEWELL | POLYESTER PWR STA (2046) | 230 | 230 | STEEL POLE | 0.72 | 0 | 1 | ACAR 1534 | 0 | 0 | 0 | 0 | 0 | 0 | 0 | 0 | 0 | 0 | 0 | 0 | 0 | 0 | 0 | 0 | 0 | 0 | 0 | 0 | 0 | 0 | 0 | 12
NO |  | 186 | 2011 | 8 | 18 | 18 |  | SURRY | GRAVEL NECK (2047) | 230 | 230 | CONCRETE POLE | 0.31 | 0 | 1 | ACSR 1033.5 | 0 | 0 | 0 | 0 | 0 | 0 | 0 | 0 | 0 | 0 | 0 | 0 | 0 | 0 | 0 | 0 | 0 | 0 | 0 | 0 | 0 | 0 | 0 | 12
NO |  | 186 | 2011 | 8 | 19 | 19 |  | SURRY | GRAVEL NECK (2048) | 230 | 230 | CONCRETE POLE | 0.44 | 0 | 1 | ACSR 1033.5 | 0 | 0 | 0 | 0 | 0 | 0 | 0 | 0 | 0 | 0 | 0 | 0 | 0 | 0 | 0 | 0 | 0 | 0 | 0 | 0 | 0 | 0 | 0 | 12
NO |  | 186 | 2011 | 8 | 20 | 20 |  | CHESTERFIELD | ALLIED (2049) | 230 | 230 | STEEL TOWER | 2.89 | 0 | 1 | ACSR 636 | 0 | 0 | 0 | 0 | 0 | 0 | 0 | 0 | 0 | 0 | 0 | 0 | 0 | 0 | 0 | 0 | 0 | 0 | 0 | 0 | 0 | 0 | 0 | 12
NO |  | 186 | 2011 | 8 | 21 | 21 |  |  | (2049) | 230 | 230 | STEEL POLE | 1.67 | 0 | 0 | ACSR 636 | 0 | 0 | 0 | 0 | 0 | 0 | 0 | 0 | 0 | 0 | 0 | 0 | 0 | 0 | 0 | 0 | 0 | 0 | 0 | 0 | 0 | 0 | 0 | 12
NO |  | 186 | 2011 | 8 | 22 | 22 |  |  | (2049) | 230 | 230 | H. FRAME WOOD | 5.35 | 0 | 0 | ACSR 636 | 0 | 0 | 0 | 0 | 0 | 0 | 0 | 0 | 0 | 0 | 0 | 0 | 0 | 0 | 0 | 0 | 0 | 0 | 0 | 0 | 0 | 0 | 0 | 12
NO |  | 186 | 2011 | 8 | 23 | 23 |  | ALLIED | CHICKAHOMINY (2050) | 230 | 230 | STEEL TOWER | 5.98 | 0 | 1 | ACSR 636 | 0 | 0 | 0 | 0 | 0 | 0 | 0 | 0 | 0 | 0 | 0 | 0 | 0 | 0 | 0 | 0 | 0 | 0 | 0 | 0 | 0 | 0 | 0 | 12
NO |  | 186 | 2011 | 8 | 24 | 24 |  |  | (2050) | 230 | 230 | H. FRAME WOOD | 6.58 | 0 | 0 | ACSR 636 | 0 | 0 | 0 | 0 | 0 | 0 | 0 | 0 | 0 | 0 | 0 | 0 | 0 | 0 | 0 | 0 | 0 | 0 | 0 | 0 | 0 | 0 | 0 | 12
NO |  | 186 | 2011 | 8 | 25 | 25 |  |  | (2050) | 230 | 230 | STEEL POLE | 2.47 | 0 | 0 | ACSR 636 | 0 | 0 | 0 | 0 | 0 | 0 | 0 | 0 | 0 | 0 | 0 | 0 | 0 | 0 | 0 | 0 | 0 | 0 | 0 | 0 | 0 | 0 | 0 | 12
NO |  | 186 | 2011 | 8 | 26 | 26 |  | CLIFTON | PENDER (2051) | 230 | 230 | STEEL POLE | 0 | 6.78 | 1 | ACAR 2500 | 0 | 0 | 0 | 0 | 0 | 0 | 0 | 0 | 0 | 0 | 0 | 0 | 0 | 0 | 0 | 0 | 0 | 0 | 0 | 0 | 0 | 0 | 0 | 12
NO |  | 186 | 2011 | 8 | 27 | 27 |  |  | (2051) | 230 | 230 | STEEL TOWER | 2.88 | 0 | 0 | ACSR 1033.5 | 0 | 0 | 0 | 0 | 0 | 0 | 0 | 0 | 0 | 0 | 0 | 0 | 0 | 0 | 0 | 0 | 0 | 0 | 0 | 0 | 0 | 0 | 0 | 12
NO |  | 186 | 2011 | 8 | 28 | 28 |  | LEXINGTON | CLIFTON FORGE (2052) | 230 | 230 | STEEL TOWER | 33.42 | 0 | 1 | ACSR 1033 | 0 | 0 | 0 | 0 | 0 | 0 | 0 | 0 | 0 | 0 | 0 | 0 | 0 | 0 | 0 | 0 | 0 | 0 | 0 | 0 | 0 | 0 | 0 | 12
NO |  | 186 | 2011 | 8 | 29 | 29 |  | NORTHEAST | DARBYTOWN (2053) | 230 | 230 | STEEL POLE | 3.5 | 0 | 1 | ACAR 721 | 0 | 0 | 0 | 0 | 0 | 0 | 0 | 0 | 0 | 0 | 0 | 0 | 0 | 0 | 0 | 0 | 0 | 0 | 0 | 0 | 0 | 0 | 0 | 12
NO |  | 186 | 2011 | 8 | 30 | 30 |  | CHARLOTTESVILLE | GORDONSVILLE (2054) | 230 | 230 | H. FRAME WOOD | 8.41 | 0 | 1 | ACAR 254.6 | 0 | 0 | 0 | 0 | 0 | 0 | 0 | 0 | 0 | 0 | 0 | 0 | 0 | 0 | 0 | 0 | 0 | 0 | 0 | 0 | 0 | 0 | 0 | 12
NO |  | 186 | 2011 | 8 | 31 | 31 |  |  | (2054) | 230 | 230 | WOOD POLE | 15.92 | 0 | 0 | ACSR 477 | 0 | 0 | 0 | 0 | 0 | 0 | 0 | 0 | 0 | 0 | 0 | 0 | 0 | 0 | 0 | 0 | 0 | 0 | 0 | 0 | 0 | 0 | 0 | 12
NO |  | 186 | 2011 | 8 | 32 | 32 |  | BASIN | BELLEMEADE (2055) | 230 | 230 | STEEL TOWER | 0.52 | 0.04 | 1 | ACAR 1534 | 0 | 0 | 0 | 0 | 0 | 0 | 0 | 0 | 0 | 0 | 0 | 0 | 0 | 0 | 0 | 0 | 0 | 0 | 0 | 0 | 0 | 0 | 0 | 12
NO |  | 186 | 2011 | 8 | 33 | 33 |  | HORNERTOWN | ROCKY MT. CP&L (2056) | 230 | 230 | H. FRAME WOOD | 26.25 | 0 | 1 | ACSR 1033.5 | 0 | 0 | 0 | 0 | 0 | 0 | 0 | 0 | 0 | 0 | 0 | 0 | 0 | 0 | 0 | 0 | 0 | 0 | 0 | 0 | 0 | 0 | 0 | 12
NO |  | 186 | 2011 | 8 | 34 | 34 |  |  | (2056) | 230 | 230 | STEEL | 2.68 | 0 | 0 | ACSR 1033.5 | 0 | 0 | 0 | 0 | 0 | 0 | 0 | 0 | 0 | 0 | 0 | 0 | 0 | 0 | 0 | 0 | 0 | 0 | 0 | 0 | 0 | 0 | 0 | 12
NO |  | 186 | 2011 | 8 | 35 | 35 |  |  | (2056) | 230 | 230 | STEEL | 0 | 4.16 | 0 | ACAR 1109 | 0 | 0 | 0 | 0 | 0 | 0 | 0 | 0 | 0 | 0 | 0 | 0 | 0 | 0 | 0 | 0 | 0 | 0 | 0 | 0 | 0 | 0 | 0 | 12
NO |  | 186 | 2011 | 9 | 1 | 1 |  | HORNERTOWN | ROSEMARY (2057) | 230 | 230 | STEEL POLE | 0.51 | 0 | 1 | ACAR 1534 | 0 | 0 | 0 | 0 | 0 | 0 | 0 | 0 | 0 | 0 | 0 | 0 | 0 | 0 | 0 | 0 | 0 | 0 | 0 | 0 | 0 | 0 | 0 | 12
NO |  | 186 | 2011 | 9 | 2 | 2 |  | EDGECOMB | ROCKY MT. CP&L (2058) | 230 | 230 | STEEL TOWER | 4.81 | 0 | 1 | ACAR 1109 | 0 | 0 | 0 | 0 | 0 | 0 | 0 | 0 | 0 | 0 | 0 | 0 | 0 | 0 | 0 | 0 | 0 | 0 | 0 | 0 | 0 | 0 | 0 | 12
NO |  | 186 | 2011 | 9 | 3 | 3 |  | CAROLINA | ROCKY VALLEY NUG (2060) | 230 | 230 | STEEL TOWER | 2 | 0 | 1 | ACAR 545.6 | 0 | 0 | 0 | 0 | 0 | 0 | 0 | 0 | 0 | 0 | 0 | 0 | 0 | 0 | 0 | 0 | 0 | 0 | 0 | 0 | 0 | 0 | 0 | 12
NO |  | 186 | 2011 | 9 | 4 | 4 |  |  | (2060) | 230 | 230 | H. FRAME STEEL | 2.1 | 0 | 0 | ACAR 1534 | 0 | 0 | 0 | 0 | 0 | 0 | 0 | 0 | 0 | 0 | 0 | 0 | 0 | 0 | 0 | 0 | 0 | 0 | 0 | 0 | 0 | 0 | 0 | 12
NO |  | 186 | 2011 | 9 | 5 | 5 |  | FOUR RIVERS | FOUR RIVERS NUG (2061) | 230 | 230 | STEEL POLE | 0.17 | 0 | 1 | ACSR 1590 | 0 | 0 | 0 | 0 | 0 | 0 | 0 | 0 | 0 | 0 | 0 | 0 | 0 | 0 | 0 | 0 | 0 | 0 | 0 | 0 | 0 | 0 | 0 | 12
NO |  | 186 | 2011 | 9 | 6 | 6 |  | RESTON | DRANESVILLE (2062) | 230 | 230 | STEEL POLE | 1.56 | 0 | 1 | SSAC 1192.5 | 0 | 0 | 0 | 0 | 0 | 0 | 0 | 0 | 0 | 0 | 0 | 0 | 0 | 0 | 0 | 0 | 0 | 0 | 0 | 0 | 0 | 0 | 0 | 12
NO |  | 186 | 2011 | 9 | 7 | 7 |  |  | (2062) | 230 | 230 | CONCRETE POLE | 1.41 | 0 | 0 | SSAC 1033.5 | 0 | 0 | 0 | 0 | 0 | 0 | 0 | 0 | 0 | 0 | 0 | 0 | 0 | 0 | 0 | 0 | 0 | 0 | 0 | 0 | 0 | 0 | 0 | 12
NO |  | 186 | 2011 | 9 | 8 | 8 |  | CLIFTON | RAVENSWORTH (2063) | 230 | 230 | STEEL TOWER | 7.13 | 0 | 1 | ACSR 1272 | 0 | 0 | 0 | 0 | 0 | 0 | 0 | 0 | 0 | 0 | 0 | 0 | 0 | 0 | 0 | 0 | 0 | 0 | 0 | 0 | 0 | 0 | 0 | 12
NO |  | 186 | 2011 | 9 | 9 | 9 |  | SHAWBORO | KITTY HAWK (2064) | 230 | 230 | ST. H-FRAME | 30.08 | 0 | 1 | ACAR 545.6 | 0 | 0 | 0 | 0 | 0 | 0 | 0 | 0 | 0 | 0 | 0 | 0 | 0 | 0 | 0 | 0 | 0 | 0 | 0 | 0 | 0 | 0 | 0 | 12
NO |  | 186 | 2011 | 9 | 10 | 10 |  |  | (2064) | 230 | 230 | CONC. POLE | 2.87 | 0 | 0 | ACSR/SD 795 | 0 | 0 | 0 | 0 | 0 | 0 | 0 | 0 | 0 | 0 | 0 | 0 | 0 | 0 | 0 | 0 | 0 | 0 | 0 | 0 | 0 | 0 | 0 | 12
NO |  | 186 | 2011 | 9 | 11 | 11 |  |  | (2064) | 230 | 230 | WOOD POLE | 3.96 | 0 | 0 | ACAR 721 | 0 | 0 | 0 | 0 | 0 | 0 | 0 | 0 | 0 | 0 | 0 | 0 | 0 | 0 | 0 | 0 | 0 | 0 | 0 | 0 | 0 | 0 | 0 | 12
NO |  | 186 | 2011 | 9 | 12 | 12 |  | BASIN | SPRUANCE (2065) | 230 | 230 | STEEL POLE | 3.19 | 0.47 | 1 | ACAR 2500 | 0 | 0 | 0 | 0 | 0 | 0 | 0 | 0 | 0 | 0 | 0 | 0 | 0 | 0 | 0 | 0 | 0 | 0 | 0 | 0 | 0 | 0 | 0 | 12
NO |  | 186 | 2011 | 9 | 13 | 13 |  | MIDLOTHIAN | WINTERPOCK (2066) | 230 | 230 | STEEL POLE | 2.83 | 2.74 | 1 | ACSR 636 | 0 | 0 | 0 | 0 | 0 | 0 | 0 | 0 | 0 | 0 | 0 | 0 | 0 | 0 | 0 | 0 | 0 | 0 | 0 | 0 | 0 | 0 | 0 | 12
NO |  | 186 | 2011 | 9 | 14 | 14 |  |  | (2066) | 230 | 230 | STEEL TOWER | 2.91 | 0 | 0 | ACSR 636 | 0 | 0 | 0 | 0 | 0 | 0 | 0 | 0 | 0 | 0 | 0 | 0 | 0 | 0 | 0 | 0 | 0 | 0 | 0 | 0 | 0 | 0 | 0 | 12
NO |  | 186 | 2011 | 9 | 15 | 15 |  |  | (2066) | 230 | 230 | STEEL H/POLE | 0 | 7.72 | 0 | ACSR 636 | 0 | 0 | 0 | 0 | 0 | 0 | 0 | 0 | 0 | 0 | 0 | 0 | 0 | 0 | 0 | 0 | 0 | 0 | 0 | 0 | 0 | 0 | 0 | 12
NO |  | 186 | 2011 | 9 | 16 | 16 |  |  | (2066) | 230 | 230 | STEEL TOWER | 0 | 1.44 | 0 | ACAR 721 | 0 | 0 | 0 | 0 | 0 | 0 | 0 | 0 | 0 | 0 | 0 | 0 | 0 | 0 | 0 | 0 | 0 | 0 | 0 | 0 | 0 | 0 | 0 | 12
NO |  | 186 | 2011 | 9 | 17 | 17 |  | FOUR RIVERS | FOUR RIVERS NUG (2067) | 230 | 230 | WOOD POLE | 0.06 | 0 | 1 | ACSR 1590 | 0 | 0 | 0 | 0 | 0 | 0 | 0 | 0 | 0 | 0 | 0 | 0 | 0 | 0 | 0 | 0 | 0 | 0 | 0 | 0 | 0 | 0 | 0 | 12
NO |  | 186 | 2011 | 9 | 18 | 18 |  | CLOVER | HALIFAX (2068) | 230 | 230 | H. FRAME WOOD | 3.65 | 0 | 1 | ACSR 636 | 0 | 0 | 0 | 0 | 0 | 0 | 0 | 0 | 0 | 0 | 0 | 0 | 0 | 0 | 0 | 0 | 0 | 0 | 0 | 0 | 0 | 0 | 0 | 12
NO |  | 186 | 2011 | 9 | 19 | 19 |  |  | (2068) | 230 | 230 | H. FRAME WOOD | 12.93 | 0 | 0 | ACSR 477 | 0 | 0 | 0 | 0 | 0 | 0 | 0 | 0 | 0 | 0 | 0 | 0 | 0 | 0 | 0 | 0 | 0 | 0 | 0 | 0 | 0 | 0 | 0 | 12
NO |  | 186 | 2011 | 9 | 20 | 20 |  |  | (2068) | 230 | 230 | CON. H. FRAME | 0.21 | 0 | 0 | ACSR 545.6 | 0 | 0 | 0 | 0 | 0 | 0 | 0 | 0 | 0 | 0 | 0 | 0 | 0 | 0 | 0 | 0 | 0 | 0 | 0 | 0 | 0 | 0 | 0 | 12
NO |  | 186 | 2011 | 9 | 21 | 21 |  | YADKIN | ELIZABETH RIVER (2070) | 230 | 230 | STEEL POLE | 2.56 | 0.72 | 1 | ACSR 1534 | 0 | 0 | 0 | 0 | 0 | 0 | 0 | 0 | 0 | 0 | 0 | 0 | 0 | 0 | 0 | 0 | 0 | 0 | 0 | 0 | 0 | 0 | 0 | 12
NO |  | 186 | 2011 | 9 | 22 | 22 |  | ELIZABETH RIVER | E. RIVER PWR STA (2071) | 230 | 230 | STEEL POLE | 0.08 | 0 | 1 | ACSR 1590 | 0 | 0 | 0 | 0 | 0 | 0 | 0 | 0 | 0 | 0 | 0 | 0 | 0 | 0 | 0 | 0 | 0 | 0 | 0 | 0 | 0 | 0 | 0 | 12
NO |  | 186 | 2011 | 9 | 23 | 23 |  | LYNNHAVEN | VIRGINIA BEACH (2072) | 230 | 230 | CONCRETE POLE | 4.36 | 0 | 1 | ACAR 2500 | 0 | 0 | 0 | 0 | 0 | 0 | 0 | 0 | 0 | 0 | 0 | 0 | 0 | 0 | 0 | 0 | 0 | 0 | 0 | 0 | 0 | 0 | 0 | 12
NO |  | 186 | 2011 | 9 | 24 | 24 |  | SHAWBORO | KITTY HAWK (2073) | 230 | 230 | ST. H-FRAME | 0 | 30.26 | 1 | ACAR 545.6 | 0 | 0 | 0 | 0 | 0 | 0 | 0 | 0 | 0 | 0 | 0 | 0 | 0 | 0 | 0 | 0 | 0 | 0 | 0 | 0 | 0 | 0 | 0 | 12
NO |  | 186 | 2011 | 9 | 25 | 25 |  |  | (2073) | 230 | 230 | CONC. POLE | 0 | 2.87 | 0 | ACSR/SD 795 | 0 | 0 | 0 | 0 | 0 | 0 | 0 | 0 | 0 | 0 | 0 | 0 | 0 | 0 | 0 | 0 | 0 | 0 | 0 | 0 | 0 | 0 | 0 | 12
NO |  | 186 | 2011 | 9 | 26 | 26 |  |  | (2073) | 230 | 230 | WD H-FRAME | 1.63 | 0 | 0 | ACSR 477 | 0 | 0 | 0 | 0 | 0 | 0 | 0 | 0 | 0 | 0 | 0 | 0 | 0 | 0 | 0 | 0 | 0 | 0 | 0 | 0 | 0 | 0 | 0 | 12
NO |  | 186 | 2011 | 9 | 27 | 27 |  |  | (2073) | 230 | 230 | WOOD POLE | 4.01 | 0 | 0 | ACSR 1033.5 | 0 | 0 | 0 | 0 | 0 | 0 | 0 | 0 | 0 | 0 | 0 | 0 | 0 | 0 | 0 | 0 | 0 | 0 | 0 | 0 | 0 | 0 | 0 | 12
NO |  | 186 | 2011 | 9 | 28 | 28 |  |  | AYDLETT | 230 | 230 | WD H-FRAME | 1.63 | 0 | 0 | ACSR 477 | 0 | 0 | 0 | 0 | 0 | 0 | 0 | 0 | 0 | 0 | 0 | 0 | 0 | 0 | 0 | 0 | 0 | 0 | 0 | 0 | 0 | 0 | 0 | 12
NO |  | 186 | 2011 | 9 | 29 | 29 |  | GORDONSVILLE | SOUTH ANNA (2074) | 230 | 230 | H. FRAME WOOD | 0.63 | 0 | 1 | ACSR 1590 | 0 | 0 | 0 | 0 | 0 | 0 | 0 | 0 | 0 | 0 | 0 | 0 | 0 | 0 | 0 | 0 | 0 | 0 | 0 | 0 | 0 | 0 | 0 | 12
NO |  | 186 | 2011 | 9 | 30 | 30 |  |  | (2074) | 230 | 230 | H. FRAME WOOD | 0.19 | 0 | 0 | ACSR 477 | 0 | 0 | 0 | 0 | 0 | 0 | 0 | 0 | 0 | 0 | 0 | 0 | 0 | 0 | 0 | 0 | 0 | 0 | 0 | 0 | 0 | 0 | 0 | 12
NO |  | 186 | 2011 | 9 | 31 | 31 |  |  | (2074) | 230 | 230 | STEEL POLE | 0.21 | 0 | 0 | ACSR 477 | 0 | 0 | 0 | 0 | 0 | 0 | 0 | 0 | 0 | 0 | 0 | 0 | 0 | 0 | 0 | 0 | 0 | 0 | 0 | 0 | 0 | 0 | 0 | 12
NO |  | 186 | 2011 | 9 | 32 | 32 |  | ELMONT | OLD CHURCH (2075) | 230 | 230 | H. FRAME STEEL | 32.08 | 0 | 1 | ACSR 636 | 0 | 0 | 0 | 0 | 0 | 0 | 0 | 0 | 0 | 0 | 0 | 0 | 0 | 0 | 0 | 0 | 0 | 0 | 0 | 0 | 0 | 0 | 0 | 12
NO |  | 186 | 2011 | 9 | 33 | 33 |  | BIRCHWOOD | NORTHERN NECK (2076) | 230 | 230 | H. FRAME STEEL | 41.19 | 0 | 1 | ACAR 545.6 | 0 | 0 | 0 | 0 | 0 | 0 | 0 | 0 | 0 | 0 | 0 | 0 | 0 | 0 | 0 | 0 | 0 | 0 | 0 | 0 | 0 | 0 | 0 | 12
NO |  | 186 | 2011 | 9 | 34 | 34 |  |  | (2076) | 230 | 230 | H. FRAME STEEL | 3.09 | 0 | 0 | ACAR 1534 | 0 | 0 | 0 | 0 | 0 | 0 | 0 | 0 | 0 | 0 | 0 | 0 | 0 | 0 | 0 | 0 | 0 | 0 | 0 | 0 | 0 | 0 | 0 | 12
NO |  | 186 | 2011 | 9 | 35 | 35 |  | REMINGTON | REMINGTON CT (2077) | 230 | 230 | ST. POLE | 0.54 | 0 | 1 | ACSR 636 | 0 | 0 | 0 | 0 | 0 | 0 | 0 | 0 | 0 | 0 | 0 | 0 | 0 | 0 | 0 | 0 | 0 | 0 | 0 | 0 | 0 | 0 | 0 | 12
NO |  | 186 | 2011 | 10 | 1 | 1 |  | POSSUM POINT 500 | POSSUM POINT 230 (2078) | 230 | 230 | H.FRAME | 0.81 | 0 | 1 | ACSR 636 | 0 | 0 | 0 | 0 | 0 | 0 | 0 | 0 | 0 | 0 | 0 | 0 | 0 | 0 | 0 | 0 | 0 | 0 | 0 | 0 | 0 | 0 | 0 | 12
NO |  | 186 | 2011 | 10 | 2 | 2 |  | BEAUMEADE | DRANESVILLE (2079) | 230 | 230 | STEEL POLE | 1.51 | 0.7 | 1 | ACSR 2-636 | 0 | 0 | 0 | 0 | 0 | 0 | 0 | 0 | 0 | 0 | 0 | 0 | 0 | 0 | 0 | 0 | 0 | 0 | 0 | 0 | 0 | 0 | 0 | 12
NO |  | 186 | 2011 | 10 | 3 | 3 |  |  | (2079) | 230 | 230 | STEEL TOWER | 2.12 | 0 | 0 | ACSR 1192.5 | 0 | 0 | 0 | 0 | 0 | 0 | 0 | 0 | 0 | 0 | 0 | 0 | 0 | 0 | 0 | 0 | 0 | 0 | 0 | 0 | 0 | 0 | 0 | 12
NO |  | 186 | 2011 | 10 | 4 | 4 |  |  | (2079) | 230 | 230 | CONC POLE | 0.04 | 0 | 0 | SSAC 1033.5 | 0 | 0 | 0 | 0 | 0 | 0 | 0 | 0 | 0 | 0 | 0 | 0 | 0 | 0 | 0 | 0 | 0 | 0 | 0 | 0 | 0 | 0 | 0 | 12
NO |  | 186 | 2011 | 10 | 5 | 5 |  |  | (2079) | 230 | 230 | STEEL TOWER | 0 | 3.67 | 0 | SSAC 1192.5 | 0 | 0 | 0 | 0 | 0 | 0 | 0 | 0 | 0 | 0 | 0 | 0 | 0 | 0 | 0 | 0 | 0 | 0 | 0 | 0 | 0 | 0 | 0 | 12
NO |  | 186 | 2011 | 10 | 6 | 6 |  |  | (2079) | 230 | 230 | STEEL POLE | 0 | 1.7 | 0 | SSAC 1192.5 | 0 | 0 | 0 | 0 | 0 | 0 | 0 | 0 | 0 | 0 | 0 | 0 | 0 | 0 | 0 | 0 | 0 | 0 | 0 | 0 | 0 | 0 | 0 | 12
NO |  | 186 | 2011 | 10 | 7 | 7 |  | BEAUMEADE | STERLING PARK (2081) | 230 | 230 | STEEL TOWER | 0.72 | 0 | 1 | ACSR 1192.5 | 0 | 0 | 0 | 0 | 0 | 0 | 0 | 0 | 0 | 0 | 0 | 0 | 0 | 0 | 0 | 0 | 0 | 0 | 0 | 0 | 0 | 0 | 0 | 12
NO |  | 186 | 2011 | 10 | 8 | 8 |  |  | (2081) | 230 | 230 | STEEL TOWER | 0 | 2.24 | 0 | SSAC 1192.5 | 0 | 0 | 0 | 0 | 0 | 0 | 0 | 0 | 0 | 0 | 0 | 0 | 0 | 0 | 0 | 0 | 0 | 0 | 0 | 0 | 0 | 0 | 0 | 12
NO |  | 186 | 2011 | 10 | 9 | 9 |  |  | (2081) | 230 | 230 | CONC POLE | 0 | 0.03 | 0 | SSAC 1033.5 | 0 | 0 | 0 | 0 | 0 | 0 | 0 | 0 | 0 | 0 | 0 | 0 | 0 | 0 | 0 | 0 | 0 | 0 | 0 | 0 | 0 | 0 | 0 | 12
NO |  | 186 | 2011 | 10 | 10 | 10 |  | SEWELLS POINT | NAVY NORTH (2082) | 230 | 230 | U.G. HPFF | 2.02 | 0 | 1 | CU 2500 | 0 | 0 | 0 | 0 | 0 | 0 | 0 | 0 | 0 | 0 | 0 | 0 | 0 | 0 | 0 | 0 | 0 | 0 | 0 | 0 | 0 | 0 | 0 | 12
NO |  | 186 | 2011 | 10 | 11 | 11 |  | BIRCHWOOD | FREDERCKSBURG (2083) | 230 | 230 | H. FRAME STEEL | 12.18 | 0 | 1 | ACAR 545.6 | 0 | 0 | 0 | 0 | 0 | 0 | 0 | 0 | 0 | 0 | 0 | 0 | 0 | 0 | 0 | 0 | 0 | 0 | 0 | 0 | 0 | 0 | 0 | 12
NO |  | 186 | 2011 | 10 | 12 | 12 |  |  | (2083) | 230 | 230 | H. FRAME STEEL | 0 | 3.05 | 0 | ACAR 1534 | 0 | 0 | 0 | 0 | 0 | 0 | 0 | 0 | 0 | 0 | 0 | 0 | 0 | 0 | 0 | 0 | 0 | 0 | 0 | 0 | 0 | 0 | 0 | 12
NO |  | 186 | 2011 | 10 | 13 | 13 |  | LEXINGTON | LOWMOOR (2084) | 230 | 230 | STEEL TOWER | 37.37 | 0 | 1 | ACSR 477 | 0 | 0 | 0 | 0 | 0 | 0 | 0 | 0 | 0 | 0 | 0 | 0 | 0 | 0 | 0 | 0 | 0 | 0 | 0 | 0 | 0 | 0 | 0 | 12
NO |  | 186 | 2011 | 10 | 14 | 14 |  | LANDSTOWN | WEST LANDING (2085) | 230 | 230 | STEEL POLE | 7.9 | 0 | 1 | ACSR 636 | 0 | 0 | 0 | 0 | 0 | 0 | 0 | 0 | 0 | 0 | 0 | 0 | 0 | 0 | 0 | 0 | 0 | 0 | 0 | 0 | 0 | 0 | 0 | 12
NO |  | 186 | 2011 | 10 | 15 | 15 |  | REMINGTON CT | WARRENTON (2086) | 230 | 230 | CONC. POLE | 11.2 | 0 | 1 | ACAR 1109 | 0 | 0 | 0 | 0 | 0 | 0 | 0 | 0 | 0 | 0 | 0 | 0 | 0 | 0 | 0 | 0 | 0 | 0 | 0 | 0 | 0 | 0 | 0 | 12
NO |  | 186 | 2011 | 10 | 16 | 16 |  |  | (2086) | 230 | 230 | STEEL POLE | 0 | 0.61 | 0 | ACAR 1109 | 0 | 0 | 0 | 0 | 0 | 0 | 0 | 0 | 0 | 0 | 0 | 0 | 0 | 0 | 0 | 0 | 0 | 0 | 0 | 0 | 0 | 0 | 0 | 12
NO |  | 186 | 2011 | 10 | 17 | 17 |  | FENTRESS | SHAWBORO (2087) | 230 | 230 | STEEL TOWER | 0 | 4.33 | 1 | ACAR 545.6 | 0 | 0 | 0 | 0 | 0 | 0 | 0 | 0 | 0 | 0 | 0 | 0 | 0 | 0 | 0 | 0 | 0 | 0 | 0 | 0 | 0 | 0 | 0 | 12
NO |  | 186 | 2011 | 10 | 18 | 18 |  |  | (2087) | 230 | 230 | STEEL POLE | 21.04 | 0 | 0 | ACSR 636 | 0 | 0 | 0 | 0 | 0 | 0 | 0 | 0 | 0 | 0 | 0 | 0 | 0 | 0 | 0 | 0 | 0 | 0 | 0 | 0 | 0 | 0 | 0 | 12
NO |  | 186 | 2011 | 10 | 19 | 19 |  | GORDONSVILLE | LOUISA CT (2088) | 230 | 230 | H. FRAME WOOD | 0.58 | 0 | 1 | ACSR 477 | 0 | 0 | 0 | 0 | 0 | 0 | 0 | 0 | 0 | 0 | 0 | 0 | 0 | 0 | 0 | 0 | 0 | 0 | 0 | 0 | 0 | 0 | 0 | 12
NO |  | 186 | 2011 | 10 | 20 | 20 |  |  | (2088) | 230 | 230 | STEEL POLE | 0 | 0.21 | 0 | ACSR 477 | 0 | 0 | 0 | 0 | 0 | 0 | 0 | 0 | 0 | 0 | 0 | 0 | 0 | 0 | 0 | 0 | 0 | 0 | 0 | 0 | 0 | 0 | 0 | 12
NO |  | 186 | 2011 | 10 | 21 | 21 |  | LADYSMITH | LADYSMITH CT (2089) | 230 | 230 | STEEL | 3.94 | 0 | 1 | ACSR 636 | 0 | 0 | 0 | 0 | 0 | 0 | 0 | 0 | 0 | 0 | 0 | 0 | 0 | 0 | 0 | 0 | 0 | 0 | 0 | 0 | 0 | 0 | 0 | 12
NO |  | 186 | 2011 | 10 | 22 | 22 |  | LADYSMITH CT | FREDERICKSBURG (2090) | 230 | 230 | STEEL TOWER | 0 | 5.2 | 1 | ACSR 795 | 0 | 0 | 0 | 0 | 0 | 0 | 0 | 0 | 0 | 0 | 0 | 0 | 0 | 0 | 0 | 0 | 0 | 0 | 0 | 0 | 0 | 0 | 0 | 12
NO |  | 186 | 2011 | 10 | 23 | 23 |  |  | (2090) | 230 | 230 | H. FRAME WOOD | 12.09 | 0 | 0 | ACSR 795 | 0 | 0 | 0 | 0 | 0 | 0 | 0 | 0 | 0 | 0 | 0 | 0 | 0 | 0 | 0 | 0 | 0 | 0 | 0 | 0 | 0 | 0 | 0 | 12
NO |  | 186 | 2011 | 10 | 24 | 24 |  | WHITE OAK | CHICKAHOMINY (2091) | 230 | 230 | STEEL TOWER | 3.62 | 0 | 1 | ACAR 721 | 0 | 0 | 0 | 0 | 0 | 0 | 0 | 0 | 0 | 0 | 0 | 0 | 0 | 0 | 0 | 0 | 0 | 0 | 0 | 0 | 0 | 0 | 0 | 12
NO |  | 186 | 2011 | 10 | 25 | 25 |  |  | (2091) | 230 | 230 | STEEL POLE | 3.51 | 0 | 0 | ACSR 636 | 0 | 0 | 0 | 0 | 0 | 0 | 0 | 0 | 0 | 0 | 0 | 0 | 0 | 0 | 0 | 0 | 0 | 0 | 0 | 0 | 0 | 0 | 0 | 12
NO |  | 186 | 2011 | 10 | 26 | 26 |  | SEWELLS POINT | NAVY NORTH (2093) | 230 | 230 | U.G. HPFF | 2.01 | 0 | 1 | CU 2500 | 0 | 0 | 0 | 0 | 0 | 0 | 0 | 0 | 0 | 0 | 0 | 0 | 0 | 0 | 0 | 0 | 0 | 0 | 0 | 0 | 0 | 0 | 0 | 12
NO |  | 186 | 2011 | 10 | 27 | 27 |  | BRAMBLETON | LOUDOUN (2094) | 230 | 230 | ST TOWER | 0 | 5.09 | 1 | ACSS/TW 1233.6 | 0 | 0 | 0 | 0 | 0 | 0 | 0 | 0 | 0 | 0 | 0 | 0 | 0 | 0 | 0 | 0 | 0 | 0 | 0 | 0 | 0 | 0 | 0 | 12
NO |  | 186 | 2011 | 10 | 28 | 28 |  | BEAUMEADE | GREENWAY (2095) | 230 | 230 | STEEL TOWER | 0 | 0.57 | 1 | ACSR 636 | 0 | 0 | 0 | 0 | 0 | 0 | 0 | 0 | 0 | 0 | 0 | 0 | 0 | 0 | 0 | 0 | 0 | 0 | 0 | 0 | 0 | 0 | 0 | 12
NO |  | 186 | 2011 | 10 | 29 | 29 |  |  | (2095) | 230 | 230 | STEEL POLE | 10.48 | 0 | 0 | ACSR 636 | 0 | 0 | 0 | 0 | 0 | 0 | 0 | 0 | 0 | 0 | 0 | 0 | 0 | 0 | 0 | 0 | 0 | 0 | 0 | 0 | 0 | 0 | 0 | 12
NO |  | 186 | 2011 | 10 | 30 | 30 |  | CLARENDON | BALLSTON (2096) | 230 | 230 | U.G. XLPE | 0.42 | 0 | 1 | CU 1500 | 0 | 0 | 0 | 0 | 0 | 0 | 0 | 0 | 0 | 0 | 0 | 0 | 0 | 0 | 0 | 0 | 0 | 0 | 0 | 0 | 0 | 0 | 0 | 12
NO |  | 186 | 2011 | 10 | 31 | 31 |  | OX | IDYLWOOD (2097) | 230 | 230 | STEEL TOWER | 7.83 | 0 | 1 | ACSS 1033.5 | 0 | 0 | 0 | 0 | 0 | 0 | 0 | 0 | 0 | 0 | 0 | 0 | 0 | 0 | 0 | 0 | 0 | 0 | 0 | 0 | 0 | 0 | 0 | 12
NO |  | 186 | 2011 | 10 | 32 | 32 |  |  | (2097) | 230 | 230 | STEEL TOWER | 4.47 | 0 | 0 | ACSR 795 | 0 | 0 | 0 | 0 | 0 | 0 | 0 | 0 | 0 | 0 | 0 | 0 | 0 | 0 | 0 | 0 | 0 | 0 | 0 | 0 | 0 | 0 | 0 | 12
NO |  | 186 | 2011 | 10 | 33 | 33 |  |  | (2097) | 230 | 230 | STEEL TOWER | 0.15 | 0 | 0 | ACSR 636 | 0 | 0 | 0 | 0 | 0 | 0 | 0 | 0 | 0 | 0 | 0 | 0 | 0 | 0 | 0 | 0 | 0 | 0 | 0 | 0 | 0 | 0 | 0 | 12
NO |  | 186 | 2011 | 10 | 34 | 34 |  | PLEASANT VIEW | HAMILTON (2098) | 230 | 230 | STEEL POLE | 8.92 | 1.02 | 1 | ACSR 636 | 0 | 0 | 0 | 0 | 0 | 0 | 0 | 0 | 0 | 0 | 0 | 0 | 0 | 0 | 0 | 0 | 0 | 0 | 0 | 0 | 0 | 0 | 0 | 12
NO |  | 186 | 2011 | 10 | 35 | 35 |  |  | (2098) | 230 | 230 | U.G. XLPE | 2.16 | 0 | 0 | CU 3500 | 0 | 0 | 0 | 0 | 0 | 0 | 0 | 0 | 0 | 0 | 0 | 0 | 0 | 0 | 0 | 0 | 0 | 0 | 0 | 0 | 0 | 0 | 0 | 12
NO |  | 186 | 2011 | 11 | 1 | 1 |  | CHURCHLAND | SEWELLS POINT (2099) | 230 | 230 | STEEL POLE | 0 | 5.25 | 1 | ACAR 721 | 0 | 0 | 0 | 0 | 0 | 0 | 0 | 0 | 0 | 0 | 0 | 0 | 0 | 0 | 0 | 0 | 0 | 0 | 0 | 0 | 0 | 0 | 0 | 12
NO |  | 186 | 2011 | 11 | 2 | 2 |  |  | (2099) | 230 | 230 | SUBMARINE | 1.58 | 0 | 0 | COPPER 1250 | 0 | 0 | 0 | 0 | 0 | 0 | 0 | 0 | 0 | 0 | 0 | 0 | 0 | 0 | 0 | 0 | 0 | 0 | 0 | 0 | 0 | 0 | 0 | 12
NO |  | 186 | 2011 | 11 | 3 | 3 |  | GAINESVILLE | BRISTERS (2101) | 230 | 230 | STEEL TOWER | 0 | 14.48 | 1 | ACSR 636 | 0 | 0 | 0 | 0 | 0 | 0 | 0 | 0 | 0 | 0 | 0 | 0 | 0 | 0 | 0 | 0 | 0 | 0 | 0 | 0 | 0 | 0 | 0 | 12
NO |  | 186 | 2011 | 11 | 4 | 4 |  |  | (2101) | 230 | 230 | STEEL | 0 | 1.9 | 0 | ACSR 636 | 0 | 0 | 0 | 0 | 0 | 0 | 0 | 0 | 0 | 0 | 0 | 0 | 0 | 0 | 0 | 0 | 0 | 0 | 0 | 0 | 0 | 0 | 0 | 12
NO |  | 186 | 2011 | 11 | 5 | 5 |  | CHICKAHOMINY | WALLER (2102) | 230 | 230 | H. FRAME STEEL | 0.41 | 0 | 1 | ACSR 636 | 0 | 0 | 0 | 0 | 0 | 0 | 0 | 0 | 0 | 0 | 0 | 0 | 0 | 0 | 0 | 0 | 0 | 0 | 0 | 0 | 0 | 0 | 0 | 12
NO |  | 186 | 2011 | 11 | 6 | 6 |  |  | (2102) | 230 | 230 | STEEL POLE | 4.82 | 0 | 0 | ACAR 721 | 0 | 0 | 0 | 0 | 0 | 0 | 0 | 0 | 0 | 0 | 0 | 0 | 0 | 0 | 0 | 0 | 0 | 0 | 0 | 0 | 0 | 0 | 0 | 12
NO |  | 186 | 2011 | 11 | 7 | 7 |  |  | (2102) | 230 | 230 | STEEL TOWER | 9.79 | 13.68 | 0 | ACAR 721 | 0 | 0 | 0 | 0 | 0 | 0 | 0 | 0 | 0 | 0 | 0 | 0 | 0 | 0 | 0 | 0 | 0 | 0 | 0 | 0 | 0 | 0 | 0 | 12
NO |  | 186 | 2011 | 11 | 8 | 8 |  | SHORT PUMP | ELMONT (2103) | 230 | 230 | H. FRAME | 9.66 | 0 | 1 | ACAR 1109 | 0 | 0 | 0 | 0 | 0 | 0 | 0 | 0 | 0 | 0 | 0 | 0 | 0 | 0 | 0 | 0 | 0 | 0 | 0 | 0 | 0 | 0 | 0 | 12
NO |  | 186 | 2011 | 11 | 9 | 9 |  | FREDERICKSBURG | AQUIA HARBOR (2104) | 230 | 230 | H. FRAME | 12.63 | 0 | 1 | ACAR 721 | 0 | 0 | 0 | 0 | 0 | 0 | 0 | 0 | 0 | 0 | 0 | 0 | 0 | 0 | 0 | 0 | 0 | 0 | 0 | 0 | 0 | 0 | 0 | 12
NO |  | 186 | 2011 | 11 | 10 | 10 |  |  | (2104) | 230 | 230 | WOOD | 0.02 | 0 | 0 | ACAR 1109 | 0 | 0 | 0 | 0 | 0 | 0 | 0 | 0 | 0 | 0 | 0 | 0 | 0 | 0 | 0 | 0 | 0 | 0 | 0 | 0 | 0 | 0 | 0 | 12
NO |  | 186 | 2011 | 11 | 11 | 11 |  | THRASHER | YADKIN (2105) | 230 | 230 | H. FRAME STEEL | 2.8 | 0 | 1 | ACSR 1033.5 | 0 | 0 | 0 | 0 | 0 | 0 | 0 | 0 | 0 | 0 | 0 | 0 | 0 | 0 | 0 | 0 | 0 | 0 | 0 | 0 | 0 | 0 | 0 | 12
NO |  | 186 | 2011 | 11 | 12 | 12 |  |  | (2105) | 230 | 230 |  | 4.94 | 0 | 0 | ACSR 636 | 0 | 0 | 0 | 0 | 0 | 0 | 0 | 0 | 0 | 0 | 0 | 0 | 0 | 0 | 0 | 0 | 0 | 0 | 0 | 0 | 0 | 0 | 0 | 12
NO |  | 186 | 2011 | 11 | 13 | 13 |  | BREMO | BEAR GARDEN (2106) | 230 | 230 | STEEL POLE | 1.39 | 0 | 1 | ACSR 636 | 0 | 0 | 0 | 0 | 0 | 0 | 0 | 0 | 0 | 0 | 0 | 0 | 0 | 0 | 0 | 0 | 0 | 0 | 0 | 0 | 0 | 0 | 0 | 12
NO |  | 186 | 2011 | 11 | 15 | 15 |  |  | (2107) | 230 | 230 | STEEL POLE | 1.64 | 0 | 0 | ACSR 1590 | 0 | 0 | 0 | 0 | 0 | 0 | 0 | 0 | 0 | 0 | 0 | 0 | 0 | 0 | 0 | 0 | 0 | 0 | 0 | 0 | 0 | 0 | 0 | 12
NO |  | 186 | 2011 | 11 | 16 | 16 |  | SWINKS MILL | TYSONS (2108) | 230 | 230 | STEEL POLE | 2.8 | 0 | 1 | ACSS 1033.5 | 0 | 0 | 0 | 0 | 0 | 0 | 0 | 0 | 0 | 0 | 0 | 0 | 0 | 0 | 0 | 0 | 0 | 0 | 0 | 0 | 0 | 0 | 0 | 12
NO |  | 186 | 2011 | 11 | 17 | 17 |  | HARRISONBURG | VALLEY (2109) | 230 | 230 | STEEL TOWER | 0 | 10.23 | 1 | ACAR 721 | 0 | 0 | 0 | 0 | 0 | 0 | 0 | 0 | 0 | 0 | 0 | 0 | 0 | 0 | 0 | 0 | 0 | 0 | 0 | 0 | 0 | 0 | 0 | 12
NO |  | 186 | 2011 | 11 | 18 | 18 |  |  | (2109) | 230 | 230 | STEEL POLE | 0.26 | 0.09 | 0 | ACSR 636 | 0 | 0 | 0 | 0 | 0 | 0 | 0 | 0 | 0 | 0 | 0 | 0 | 0 | 0 | 0 | 0 | 0 | 0 | 0 | 0 | 0 | 0 | 0 | 12
NO |  | 186 | 2011 | 11 | 20 | 20 |  |  | (2110) | 230 | 230 | STEEL TOWER | 8.88 | 0 | 0 | ACAR 2500 | 0 | 0 | 0 | 0 | 0 | 0 | 0 | 0 | 0 | 0 | 0 | 0 | 0 | 0 | 0 | 0 | 0 | 0 | 0 | 0 | 0 | 0 | 0 | 12
NO |  | 186 | 2011 | 11 | 24 | 24 |  | BEAUMEADE | NIVO (2116) | 230 | 230 | U.G. XLPE | 0.68 | 0 | 1 | CU 3500 | 0 | 0 | 0 | 0 | 0 | 0 | 0 | 0 | 0 | 0 | 0 | 0 | 0 | 0 | 0 | 0 | 0 | 0 | 0 | 0 | 0 | 0 | 0 | 12
NO |  | 186 | 2011 | 11 | 29 | 29 |  | BEAUMEADE | NIVO (2130) | 230 | 230 | U.G. XLPE | 0.72 | 0 | 1 | CU 3500 | 0 | 0 | 0 | 0 | 0 | 0 | 0 | 0 | 0 | 0 | 0 | 0 | 0 | 0 | 0 | 0 | 0 | 0 | 0 | 0 | 0 | 0 | 0 | 12
NO |  | 186 | 2011 | 12 | 3 | 3 |  | ALTAVISTA | LEESVILLE (104) | 138 | 138 | STEEL TOWER | 0 | 0 | 1 |  | 0 | 0 | 0 | 0 | 0 | 0 | 0 | 0 | 0 | 0 | 0 | 0 | 0 | 0 | 0 | 0 | 0 | 0 | 0 | 0 | 0 | 0 | 0 | 12
NO |  | 186 | 2011 | 0 | 36 | 36 |  | TOTAL |  | 0 | 0 |  | 5482.34 | 874.5 | 436 |  | 410291184 | 1745797998 | 2156089182 | 21276370 | 10581096 | 156420 | 32013886 | 0 | 0 | 0 | 0 | 0 | 0 | 0 | 0 | 0 | 0 | 0 | 0 | 0 | 0 | 0 | 0 | 12
NO |  | 186 | 2011 | 1 | 10 | 10 |  | MIDLOTHIAN | NORTH ANNA (576) | 500 | 500 | STEEL TOWER | 41.3 | 0 | 1 | ACAR 2500 | 0 | 0 | 0 | 0 | 0 | 0 | 0 | 0 | 0 | 0 | 0 | 0 | 0 | 0 | 0 | 0 | 0 | 0 | 0 | 0 | 0 | 0 | 0 | 12
NO |  | 186 | 2011 | 11 | 14 | 14 |  | SULLY | DISCOVERY (2107) | 230 | 230 | STEEL POLE | 1.16 | 0 | 1 | ACAR 1534 | 0 | 0 | 0 | 0 | 0 | 0 | 0 | 0 | 0 | 0 | 0 | 0 | 0 | 0 | 0 | 0 | 0 | 0 | 0 | 0 | 0 | 0 | 0 | 12
NO |  | 186 | 2011 | 11 | 19 | 19 |  | SUFFOLK | THRASHER (2110) | 230 | 230 | STEEL TOWER | 7.9 | 4.94 | 1 | ACSR 636 | 0 | 0 | 0 | 0 | 0 | 0 | 0 | 0 | 0 | 0 | 0 | 0 | 0 | 0 | 0 | 0 | 0 | 0 | 0 | 0 | 0 | 0 | 0 | 12
NO |  | 186 | 2011 | 11 | 21 | 21 |  | BREMO | BEAR GARDEN (2111) | 230 | 230 | STEEL POLE | 0 | 1.34 | 1 | ACSR 636 | 0 | 0 | 0 | 0 | 0 | 0 | 0 | 0 | 0 | 0 | 0 | 0 | 0 | 0 | 0 | 0 | 0 | 0 | 0 | 0 | 0 | 0 | 0 | 12
NO |  | 186 | 2011 | 11 | 35 | 35 |  | BREMO | SCOTTSVILLE APCO (8) | 138 | 138 | STEEL TOWER | 7.3 | 0 | 1 |  | 0 | 0 | 0 | 0 | 0 | 0 | 0 | 0 | 0 | 0 | 0 | 0 | 0 | 0 | 0 | 0 | 0 | 0 | 0 | 0 | 0 | 0 | 0 | 12
NO |  | 186 | 2011 | 11 | 22 | 22 |  | LANEXA | WALLER (2113) | 230 | 230 | WOOD | 14.48 | 0 | 1 | ACSR 1033.5 | 0 | 0 | 0 | 0 | 0 | 0 | 0 | 0 | 0 | 0 | 0 | 0 | 0 | 0 | 0 | 0 | 0 | 0 | 0 | 0 | 0 | 0 | 0 | 12
NO |  | 186 | 2011 | 12 | 1 | 1 |  | ALTAVISTA | NEW LONDON (13) | 138 | 138 | H FRAME WOOD | 0 | 0 | 1 |  | 0 | 0 | 0 | 0 | 0 | 0 | 0 | 0 | 0 | 0 | 0 | 0 | 0 | 0 | 0 | 0 | 0 | 0 | 0 | 0 | 0 | 0 | 0 | 12
NO |  | 186 | 2011 | 11 | 23 | 23 |  | GLEN CARLYN | ARLINGTON (2115) | 230 | 230 | STEEL POLE | 2.46 | 0 | 1 | ACSS 1192.5 | 0 | 0 | 0 | 0 | 0 | 0 | 0 | 0 | 0 | 0 | 0 | 0 | 0 | 0 | 0 | 0 | 0 | 0 | 0 | 0 | 0 | 0 | 0 | 12
NO |  | 186 | 2011 | 12 | 2 | 2 |  | FUDGE HOLLOW | APCO INTERCONNECT (14) | 138 | 138 | STEEL TOWER | 14.94 | 0 | 1 |  | 0 | 0 | 0 | 0 | 0 | 0 | 0 | 0 | 0 | 0 | 0 | 0 | 0 | 0 | 0 | 0 | 0 | 0 | 0 | 0 | 0 | 0 | 0 | 12
NO |  | 186 | 2011 | 12 | 8 | 8 |  | EDINBURG | STRASBURG PT. ED. (152) | 138 | 135 | WOOD POLE | 16.54 | 0 | 1 |  | 0 | 0 | 0 | 0 | 0 | 0 | 0 | 0 | 0 | 0 | 0 | 0 | 0 | 0 | 0 | 0 | 0 | 0 | 0 | 0 | 0 | 0 | 0 | 12
NO |  | 186 | 2011 | 12 | 14 | 14 |  | SUBTOTAL - 138KV |  | 138 | 0 |  | 57.48 | 6.36 | 10 |  | 12648597 | 35315410 | 47964007 | 213673 | 106263 | 1571 | 321507 | 0 | 0 | 0 | 0 | 0 | 0 | 0 | 0 | 0 | 0 | 0 | 0 | 0 | 0 | 0 | 0 | 12
NO |  | 186 | 2011 | 11 | 25 | 25 |  | AQUIA HARBOR | GARRISONVILLE (2119) | 230 | 230 | U.G. XLPE | 5.8 | 0 | 1 | CU 3500 | 0 | 0 | 0 | 0 | 0 | 0 | 0 | 0 | 0 | 0 | 0 | 0 | 0 | 0 | 0 | 0 | 0 | 0 | 0 | 0 | 0 | 0 | 0 | 12
NO |  | 186 | 2011 | 12 | 4 | 4 |  | EASTMILL | WESTVACO (109) | 138 | 138 | STEEL POLE | 0 | 0.89 | 1 |  | 0 | 0 | 0 | 0 | 0 | 0 | 0 | 0 | 0 | 0 | 0 | 0 | 0 | 0 | 0 | 0 | 0 | 0 | 0 | 0 | 0 | 0 | 0 | 12
NO |  | 186 | 2011 | 11 | 26 | 26 |  | AQUIA HARBOR | GARRISONVILLE (2120) | 230 | 230 | U.G. XLPE | 5.8 | 0 | 1 | CU 3500 | 0 | 0 | 0 | 0 | 0 | 0 | 0 | 0 | 0 | 0 | 0 | 0 | 0 | 0 | 0 | 0 | 0 | 0 | 0 | 0 | 0 | 0 | 0 | 12
NO |  | 186 | 2011 | 12 | 5 | 5 |  | LOWMOOR | FUDGE HOLLOW (112) | 138 | 138 | STEEL TOWER | 4.64 | 0.65 | 1 |  | 0 | 0 | 0 | 0 | 0 | 0 | 0 | 0 | 0 | 0 | 0 | 0 | 0 | 0 | 0 | 0 | 0 | 0 | 0 | 0 | 0 | 0 | 0 | 12
NO |  | 186 | 2011 | 11 | 27 | 27 |  | FENTRESS | THRASHER (2128) | 230 | 230 | STEEL POLE | 5.9 | 0 | 1 | ACAR 721 | 0 | 0 | 0 | 0 | 0 | 0 | 0 | 0 | 0 | 0 | 0 | 0 | 0 | 0 | 0 | 0 | 0 | 0 | 0 | 0 | 0 | 0 | 0 | 12
NO |  | 186 | 2011 | 12 | 6 | 6 |  |  | (112) | 138 | 138 | STEEL POLE | 2.14 | 0 | 0 |  | 0 | 0 | 0 | 0 | 0 | 0 | 0 | 0 | 0 | 0 | 0 | 0 | 0 | 0 | 0 | 0 | 0 | 0 | 0 | 0 | 0 | 0 | 0 | 12
NO |  | 186 | 2011 | 11 | 28 | 28 |  | CHICKAHOMINY | LANEXA (2129) | 230 | 230 | H FRAME ST/WD | 14.13 | 0 | 1 | ACSR 1033.5 | 0 | 0 | 0 | 0 | 0 | 0 | 0 | 0 | 0 | 0 | 0 | 0 | 0 | 0 | 0 | 0 | 0 | 0 | 0 | 0 | 0 | 0 | 0 | 12
NO |  | 186 | 2011 | 12 | 7 | 7 |  | CLIFTON FORGE | LOWMOOR (133) | 138 | 138 | STEEL TOWER | 5.05 | 0 | 1 |  | 0 | 0 | 0 | 0 | 0 | 0 | 0 | 0 | 0 | 0 | 0 | 0 | 0 | 0 | 0 | 0 | 0 | 0 | 0 | 0 | 0 | 0 | 0 | 12
NO |  | 186 | 2011 | 12 | 13 | 13 |  |  |  | 0 | 0 |  | 0 | 0 | 0 |  | 12648597 | 35315410 | 47964007 | 213673 | 106263 | 1571 | 321507 | 0 | 0 | 0 | 0 | 0 | 0 | 0 | 0 | 0 | 0 | 0 | 0 | 0 | 0 | 0 | 0 | 12
NO |  | 186 | 2011 | 12 | 19 | 19 |  |  |  | 0 | 0 |  | 0 | 0 | 0 |  | 95447201 | 334307375 | 429754576 | 7654297 | 3806610 | 56273 | 11517180 | 0 | 0 | 0 | 0 | 0 | 0 | 0 | 0 | 0 | 0 | 0 | 0 | 0 | 0 | 0 | 0 | 12
SI/SI | A | 186 | 2011 | 12 | 20 | 20 |  | SUBTOTAL - 115KV |  | 115 | 0 |  | 2063.93 | 222.98 | 158 |  | 95447201 | 334307375 | 429754576 | 7654297 | 3806610 | 56273 | 11517180 | 0 | 0 | 0 | 0 | 0 | 0 | 0 | 0 | 0 | 0 | 0 | 0 | 0 | 0 | 0 | 0 | 12
NO |  | 186 | 2011 | 11 | 30 | 30 |  | CAROLINA | LAKEVIEW (2141) | 230 | 230 | STEEL TOWER | 1.27 | 0 | 1 | ACSR 795 | 0 | 0 | 0 | 0 | 0 | 0 | 0 | 0 | 0 | 0 | 0 | 0 | 0 | 0 | 0 | 0 | 0 | 0 | 0 | 0 | 0 | 0 | 0 | 12
NO |  | 186 | 2011 | 12 | 9 | 9 |  | WESTVACO | FUDGE HOLLOW (155) | 138 | 138 | STEEL POLE | 0.46 | 0 | 1 |  | 0 | 0 | 0 | 0 | 0 | 0 | 0 | 0 | 0 | 0 | 0 | 0 | 0 | 0 | 0 | 0 | 0 | 0 | 0 | 0 | 0 | 0 | 0 | 12
NO |  | 186 | 2011 | 11 | 31 | 31 |  |  | (2141) | 230 | 230 | STEEL TOWER | 0.1 | 0 | 0 | ACSR 1033.5 | 0 | 0 | 0 | 0 | 0 | 0 | 0 | 0 | 0 | 0 | 0 | 0 | 0 | 0 | 0 | 0 | 0 | 0 | 0 | 0 | 0 | 0 | 0 | 12
NO |  | 186 | 2011 | 12 | 10 | 10 |  |  | (155) | 138 | 138 | WOOD POLE | 0 | 1.39 | 0 |  | 0 | 0 | 0 | 0 | 0 | 0 | 0 | 0 | 0 | 0 | 0 | 0 | 0 | 0 | 0 | 0 | 0 | 0 | 0 | 0 | 0 | 0 | 0 | 12
NO |  | 186 | 2011 | 12 | 16 | 16 |  | VARIOUS | VARIOUS | 115 | 0 | H. FRAME WOOD | 0 | 0 | 0 | VARIOUS | 0 | 0 | 0 | 0 | 0 | 0 | 0 | 0 | 0 | 0 | 0 | 0 | 0 | 0 | 0 | 0 | 0 | 0 | 0 | 0 | 0 | 0 | 0 | 12
NO |  | 186 | 2011 | 12 | 22 | 22 |  | VARIOUS | VARIOUS | 69 | 69 | H. FRAME WOOD | 78.85 | 0 | 6 |  | 0 | 0 | 0 | 0 | 0 | 0 | 0 | 0 | 0 | 0 | 0 | 0 | 0 | 0 | 0 | 0 | 0 | 0 | 0 | 0 | 0 | 0 | 0 | 12
NO |  | 186 | 2011 | 11 | 32 | 32 |  |  |  | 0 | 0 |  | 0 | 0 | 0 |  | 165967289 | 827647965 | 993615254 | 8816243 | 4384466 | 64815 | 13265524 | 0 | 0 | 0 | 0 | 0 | 0 | 0 | 0 | 0 | 0 | 0 | 0 | 0 | 0 | 0 | 0 | 12
NO |  | 186 | 2011 | 12 | 11 | 11 |  | LOWMOOR | EASTMILL (161) | 138 | 138 | WOOD POLE | 6.41 | 0 | 1 |  | 0 | 0 | 0 | 0 | 0 | 0 | 0 | 0 | 0 | 0 | 0 | 0 | 0 | 0 | 0 | 0 | 0 | 0 | 0 | 0 | 0 | 0 | 0 | 12
NO |  | 186 | 2011 | 12 | 17 | 17 |  |  |  | 115 | 0 | WOOD POLES | 2063.93 | 222.98 | 158 |  | 0 | 0 | 0 | 0 | 0 | 0 | 0 | 0 | 0 | 0 | 0 | 0 | 0 | 0 | 0 | 0 | 0 | 0 | 0 | 0 | 0 | 0 | 0 | 12
NO |  | 186 | 2011 | 12 | 23 | 23 |  |  |  | 69 | 69 | WOOD POLES | 0 | 0 | 0 |  | 0 | 0 | 0 | 0 | 0 | 0 | 0 | 0 | 0 | 0 | 0 | 0 | 0 | 0 | 0 | 0 | 0 | 0 | 0 | 0 | 0 | 0 | 0 | 12
NO |  | 186 | 2011 | 1 | 15 | 15 |  | SUBTOTAL-500KV |  | 500 | 500 |  | 1258.38 | 11.55 | 42 |  | 134615013 | 538132485 | 672747498 | 4250461 | 2113826 | 31249 | 6395536 | 0 | 0 | 0 | 0 | 0 | 0 | 0 | 0 | 0 | 0 | 0 | 0 | 0 | 0 | 0 | 0 | 12
NO |  | 186 | 2011 | 11 | 33 | 33 |  | SUBTOTAL - 230 |  | 230 | 230 |  | 2000.46 | 633.61 | 210 |  | 165967289 | 827647965 | 993615254 | 8816243 | 4384466 | 64815 | 13265524 | 0 | 0 | 0 | 0 | 0 | 0 | 0 | 0 | 0 | 0 | 0 | 0 | 0 | 0 | 0 | 0 | 12
NO |  | 186 | 2011 | 12 | 12 | 12 |  |  | (161) | 138 | 138 | STEEL POLE | 0 | 3.43 | 0 |  | 0 | 0 | 0 | 0 | 0 | 0 | 0 | 0 | 0 | 0 | 0 | 0 | 0 | 0 | 0 | 0 | 0 | 0 | 0 | 0 | 0 | 0 | 0 | 12
NO |  | 186 | 2011 | 12 | 18 | 18 |  |  |  | 115 | 0 | STEEL TOWER | 0 | 0 | 0 |  | 0 | 0 | 0 | 0 | 0 | 0 | 0 | 0 | 0 | 0 | 0 | 0 | 0 | 0 | 0 | 0 | 0 | 0 | 0 | 0 | 0 | 0 | 0 | 12
NO |  | 186 | 2011 | 12 | 24 | 24 |  |  |  | 69 | 69 | UG CABLE | 23.24 | 0 | 10 |  | 0 | 0 | 0 | 0 | 0 | 0 | 0 | 0 | 0 | 0 | 0 | 0 | 0 | 0 | 0 | 0 | 0 | 0 | 0 | 0 | 0 | 0 | 0 | 12
NO |  | 186 | 2011 | 12 | 25 | 25 |  |  |  | 0 | 0 |  | 0 | 0 | 0 |  | 1613084 | 10394763 | 12007847 | 341696 | 169931 | 2512 | 514139 | 0 | 0 | 0 | 0 | 0 | 0 | 0 | 0 | 0 | 0 | 0 | 0 | 0 | 0 | 0 | 0 | 12
SI/SI | A | 186 | 2011 | 12 | 26 | 26 |  | SUBTOTAL - 69KV |  | 69 | 69 |  | 102.09 | 0 | 16 |  | 1613084 | 10394763 | 12007847 | 341696 | 169931 | 2512 | 514139 | 0 | 0 | 0 | 0 | 0 | 0 | 0 | 0 | 0 | 0 | 0 | 0 | 0 | 0 | 0 | 0 | 12
NO |  | 309 | 2011 | 0 | 1 | 1 |  | OVERHEAD |  | 0 | 0 |  | 0 | 0 | 0 |  | 0 | 0 | 0 | 0 | 0 | 0 | 0 | 0 | 0 | 0 | 0 | 0 | 0 | 0 | 0 | 0 | 0 | 0 | 0 | 0 | 0 | 0 | 0 | 12
NO |  | 309 | 2011 | 0 | 2 | 2 |  | West Medway Station #446 | West Medway 3520 | 345 | 345 | Steel | 0.1 | 0 | 1 | Alum. 2-900 | 0 | 30064 | 30064 | 0 | 0 | 0 | 0 | 0 | 0 | 0 | 0 | 0 | 0 | 0 | 0 | 0 | 0 | 0 | 0 | 0 | 0 | 0 | 0 | 12
NO |  | 309 | 2011 | 0 | 3 | 3 |  | West Medway Station #446 | West Walpole Station #447 | 345 | 345 | Steel | 9.62 | 0 | 1 | ACSR 2500 | 0 | 1552169 | 1552169 | 0 | 0 | 0 | 0 | 0 | 0 | 0 | 0 | 0 | 0 | 0 | 0 | 0 | 0 | 0 | 0 | 0 | 0 | 0 | 0 | 12
NO |  | 309 | 2011 | 0 | 4 | 4 |  | West Walpole Station #447 | West Walpole | 345 | 345 | Steel | 0 | 0.65 | 1 | ACSR 2500 | 0 | 161208 | 161208 | 0 | 0 | 0 | 0 | 0 | 0 | 0 | 0 | 0 | 0 | 0 | 0 | 0 | 0 | 0 | 0 | 0 | 0 | 0 | 0 | 12
NO |  | 309 | 2011 | 0 | 5 | 5 |  | Stoughton Station #330 | West Walpole Station #447 | 345 | 345 | Steel | 8 | 0 | 1 | 2-1590 ACSR | 0 | 2478548 | 2478548 | 0 | 0 | 0 | 0 | 0 | 0 | 0 | 0 | 0 | 0 | 0 | 0 | 0 | 0 | 0 | 0 | 0 | 0 | 0 | 0 | 12
NO |  | 309 | 2011 | 0 | 6 | 6 |  | Holbrook Station #478 | Stoughton Station #330 | 345 | 345 | Steel | 6.6 | 0 | 1 | 2-1590 ACSR | 0 | 2044803 | 2044803 | 0 | 0 | 0 | 0 | 0 | 0 | 0 | 0 | 0 | 0 | 0 | 0 | 0 | 0 | 0 | 0 | 0 | 0 | 0 | 0 | 12
NO |  | 309 | 2011 | 0 | 7 | 7 |  | West Medway Station #446 | West Walpole | 345 | 345 | Steel | 0 | 8.93 | 1 | ACAR 2-1703 | 0 | 1277543 | 1277543 | 0 | 0 | 0 | 0 | 0 | 0 | 0 | 0 | 0 | 0 | 0 | 0 | 0 | 0 | 0 | 0 | 0 | 0 | 0 | 0 | 12
NO |  | 309 | 2011 | 0 | 8 | 8 |  | Whitman Station #451 | Holbrook Station #478 | 345 | 345 | Steel | 7.3 | 0 | 1 | ACSR 2-1590 | 950810 | 5128417 | 6079227 | 0 | 0 | 0 | 0 | 0 | 0 | 0 | 0 | 0 | 0 | 0 | 0 | 0 | 0 | 0 | 0 | 0 | 0 | 0 | 0 | 12
NO |  | 309 | 2011 | 0 | 9 | 9 |  | Woburn Station #211 | Billerica line | 345 | 345 | Wood | 6.18 | 0 | 1 | ACSR 2-954 | 0 | 1600760 | 1600760 | 0 | 0 | 0 | 0 | 0 | 0 | 0 | 0 | 0 | 0 | 0 | 0 | 0 | 0 | 0 | 0 | 0 | 0 | 0 | 0 | 12
NO |  | 309 | 2011 | 0 | 10 | 10 |  | Pilgrim Station #650 | Plymouth (M Standish T355) | 345 | 345 | Steel | 7.3 | 0 | 1 | ACSR 2-1703 | 666198 | 3824349 | 4490547 | 0 | 0 | 0 | 0 | 0 | 0 | 0 | 0 | 0 | 0 | 0 | 0 | 0 | 0 | 0 | 0 | 0 | 0 | 0 | 0 | 12
NO |  | 309 | 2011 | 0 | 11 | 11 |  | Pilgrim Station #650 | Plymouth (M Standish T342) | 345 | 345 | Steel | 0 | 7.29 | 1 | ACAR 2-1703 | 0 | 0 | 0 | 0 | 0 | 0 | 0 | 0 | 0 | 0 | 0 | 0 | 0 | 0 | 0 | 0 | 0 | 0 | 613090154 | 0 | 0 | 0 | 0 | 12
NO |  | 309 | 2011 | 0 | 12 | 12 |  | Plymouth | Whitman Station (Nat'l Grd | 345 | 345 | Steel | 25.85 | 0 | 1 | ACSR 2-1590 | 1619692 | 7705518 | 9325210 | 0 | 0 | 0 | 0 | 0 | 0 | 0 | 0 | 0 | 0 | 0 | 0 | 0 | 0 | 0 | 0 | 0 | 0 | 0 | 0 | 12
NO |  | 309 | 2011 | 0 | 13 | 13 |  | West Medway Station #446 | West Walpole Station #447 | 345 | 345 | Wood | 9.57 | 0 | 1 | ACSR 2-954 | 0 | 1369370 | 1369370 | 0 | 0 | 0 | 0 | 0 | 0 | 0 | 0 | 0 | 0 | 0 | 0 | 0 | 0 | 0 | 0 | 0 | 0 | 0 | 0 | 12
NO |  | 309 | 2011 | 0 | 14 | 14 |  | West Medway Station #446 | Milford Town Line 323 | 345 | 345 | Wood | 1.83 | 0 | 1 | Alum. 2-900 | 0 | 486255 | 486255 | 0 | 0 | 0 | 0 | 0 | 0 | 0 | 0 | 0 | 0 | 0 | 0 | 0 | 0 | 0 | 0 | 0 | 0 | 0 | 0 | 12
NO |  | 309 | 2011 | 0 | 15 | 15 |  | Woburn Station #211 | Lexington Station #320 | 345 | 345 | Wood | 8.24 | 0 | 1 | ACSR 2-1113 | 0 | 4734001 | 4734001 | 0 | 0 | 0 | 0 | 0 | 0 | 0 | 0 | 0 | 0 | 0 | 0 | 0 | 0 | 0 | 0 | 0 | 0 | 0 | 0 | 12
NO |  | 309 | 2011 | 0 | 16 | 16 |  | West Medway Station #446 | Milford Town Line 357 | 345 | 345 | Wood | 1.83 | 0 | 1 | ACSR 2-1104 | 0 | 1764971 | 1764971 | 0 | 0 | 0 | 0 | 0 | 0 | 0 | 0 | 0 | 0 | 0 | 0 | 0 | 0 | 0 | 0 | 0 | 0 | 0 | 0 | 12
NO |  | 309 | 2011 | 0 | 17 | 17 |  | Bellingham Tap 336 | Northeast Energy Associate | 345 | 345 | Wood | 0.05 | 0 | 1 | ACAR 2-1024 | 0 | 0 | 0 | 0 | 0 | 0 | 0 | 0 | 0 | 0 | 0 | 0 | 0 | 0 | 0 | 0 | 0 | 0 | 0 | 0 | 0 | 0 | 0 | 12
NO |  | 309 | 2011 | 0 | 18 | 18 |  | Bellingham Tap 336 | Blackstone Station #309 | 345 | 345 | Wood | 2.32 | 0 | 1 | ACSS 2-900 | 514000 | 2051400 | 2565400 | 0 | 0 | 0 | 0 | 0 | 0 | 0 | 0 | 0 | 0 | 0 | 0 | 0 | 0 | 0 | 0 | 0 | 0 | 0 | 0 | 12
NO |  | 309 | 2011 | 0 | 19 | 19 |  | Blackstone Station #309 | Mass/R.I. Line | 345 | 345 | Wood | 11.04 | 0 | 1 | ACSS 2-900 | 756500 | 2308500 | 3065000 | 0 | 0 | 0 | 0 | 0 | 0 | 0 | 0 | 0 | 0 | 0 | 0 | 0 | 0 | 0 | 0 | 0 | 0 | 0 | 0 | 12
NO |  | 309 | 2011 | 0 | 20 | 20 |  | Canal 322 | Myles Standish Tap 322 | 345 | 345 | H Frame | 13.1 | 0 | 1 | 2335 | 135401 | 1017104 | 1152505 | 0 | 0 | 0 | 0 | 0 | 0 | 0 | 0 | 0 | 0 | 0 | 0 | 0 | 0 | 0 | 0 | 0 | 0 | 0 | 0 | 12
NO |  | 309 | 2011 | 0 | 21 | 21 |  | Myles Standish Tap 322 | Carver 322 | 345 | 345 | H Frame | 7.2 | 0 | 1 | 2335 | 74661 | 560840 | 635501 | 0 | 0 | 0 | 0 | 0 | 0 | 0 | 0 | 0 | 0 | 0 | 0 | 0 | 0 | 0 | 0 | 0 | 0 | 0 | 0 | 12
NO |  | 309 | 2011 | 0 | 22 | 22 |  | Carver 331 | Bridgewater Town Line | 345 | 345 | H Frame | 9.4 | 0 | 1 | 2335 | 97246 | 730486 | 827732 | 0 | 0 | 0 | 0 | 0 | 0 | 0 | 0 | 0 | 0 | 0 | 0 | 0 | 0 | 0 | 0 | 0 | 0 | 0 | 0 | 12
NO |  | 309 | 2011 | 0 | 23 | 23 |  | Canal 342 | Myles Standish Tap 342 | 345 | 345 | S Lattice | 13.1 | 0 | 1 | 2-1703 | 142475 | 2268899 | 2411374 | 0 | 0 | 0 | 0 | 0 | 0 | 0 | 0 | 0 | 0 | 0 | 0 | 0 | 0 | 0 | 0 | 0 | 0 | 0 | 0 | 12
NO |  | 309 | 2011 | 0 | 24 | 24 |  | Cape Cod Canal Cr 343/322 | Cape Cod Canal Crossing | 345 | 345 | S Lattice | 1 | 0 | 2 | 2-1703 | 2337 | 157094 | 159431 | 0 | 0 | 0 | 0 | 0 | 0 | 0 | 0 | 0 | 0 | 0 | 0 | 0 | 0 | 0 | 0 | 0 | 0 | 0 | 0 | 12
NO |  | 309 | 2011 | 0 | 25 | 25 |  | Myles Standish Tap 355 | Carver 355 | 345 | 345 | S Lattice | 7.2 | 0 | 1 | 2-1703 | 93607 | 1568012 | 1661619 | 0 | 0 | 0 | 0 | 0 | 0 | 0 | 0 | 0 | 0 | 0 | 0 | 0 | 0 | 0 | 0 | 0 | 0 | 0 | 0 | 12
NO |  | 309 | 2011 | 0 | 26 | 26 |  | Bridgewater | Carver 356 | 345 | 345 | S Lattice | 9.4 | 0 | 1 | 2-1703 | 93505 | 1566316 | 1659821 | 0 | 0 | 0 | 0 | 0 | 0 | 0 | 0 | 0 | 0 | 0 | 0 | 0 | 0 | 0 | 0 | 0 | 0 | 0 | 0 | 12
NO |  | 309 | 2011 | 0 | 27 | 27 |  | W. Medway 336 | Bellingham Tap 336 | 345 | 345 | H Frame | 5.5 | 0 | 1 | 2-900 | 95422 | 191491 | 286913 | 0 | 0 | 0 | 0 | 0 | 0 | 0 | 0 | 0 | 0 | 0 | 0 | 0 | 0 | 0 | 0 | 0 | 0 | 0 | 0 | 12
NO |  | 309 | 2011 | 0 | 28 | 28 |  | West Medway Station #446 | Leland Street Station #240 | 230 | 230 | Steel | 10.39 | 0 | 1 | ACSR 1113 | 0 | 887788 | 887788 | 0 | 0 | 0 | 0 | 0 | 0 | 0 | 0 | 0 | 0 | 0 | 0 | 0 | 0 | 0 | 0 | 0 | 0 | 0 | 0 | 12
NO |  | 309 | 2011 | 0 | 29 | 29 |  | West Medway Station #446 | Leland Street Station #240 | 230 | 230 | Wood | 0.57 | 0 | 0 |  | 0 | 0 | 0 | 0 | 0 | 0 | 0 | 0 | 0 | 0 | 0 | 0 | 0 | 0 | 0 | 0 | 0 | 0 | 0 | 0 | 0 | 0 | 0 | 12
NO |  | 309 | 2011 | 0 | 30 | 30 |  | West Medway Station #446 | Waltham Station #282 | 230 | 230 | Steel | 0 | 17.58 | 1 | ACSR 1113 | 100775 | 2805256 | 2906031 | 0 | 0 | 0 | 0 | 0 | 0 | 0 | 0 | 0 | 0 | 0 | 0 | 0 | 0 | 0 | 0 | 0 | 0 | 0 | 0 | 12
NO |  | 309 | 2011 | 0 | 31 | 31 |  | West Medway Station #446 | Waltham Station #282 | 230 | 230 | Wood | 7.26 | 0 | 0 |  | 0 | 0 | 0 | 0 | 0 | 0 | 0 | 0 | 0 | 0 | 0 | 0 | 0 | 0 | 0 | 0 | 0 | 0 | 0 | 0 | 0 | 0 | 0 | 12
SI/SI | A | 309 | 2011 | 0 | 32 | 32 |  | Various Locations | Various Locations | 115 | 115 | Overhead | 430.88 | 52.91 | 100 | Various | 7452613 | 160450380 | 167902993 | 721733 | 10088175 | 0 | 10809908 | 0 | 0 | 0 | 0 | 0 | 0 | 0 | 0 | 0 | 0 | 0 | 0 | 0 | 0 | 0 | 0 | 12
NO |  | 309 | 2011 | 0 | 33 | 33 |  | UNDERGROUND |  | 0 | 0 |  | 0 | 0 | 0 |  | 0 | 0 | 0 | 0 | 0 | 0 | 0 | 0 | 0 | 0 | 0 | 0 | 0 | 0 | 0 | 0 | 0 | 0 | 0 | 0 | 0 | 0 | 0 | 12
NO |  | 309 | 2011 | 0 | 34 | 34 |  | No. Cambridge Station #509 | Woburn Station #211 | 345 | 345 | Underground | 12.04 | 0 | 2 | CU-2-2500 | 1610 | 14805078 | 14806688 | 0 | 0 | 0 | 0 | 0 | 0 | 0 | 0 | 0 | 0 | 0 | 0 | 0 | 0 | 0 | 0 | 0 | 0 | 0 | 0 | 12
NO |  | 309 | 2011 | 0 | 35 | 35 |  | Everett Station #250 | No. Cambridge Station #509 | 345 | 345 | Underground | 9.92 | 0 | 2 | CU-2500 | 2756 | 14889557 | 14892313 | 0 | 0 | 0 | 0 | 0 | 0 | 0 | 0 | 0 | 0 | 0 | 0 | 0 | 0 | 0 | 0 | 0 | 0 | 0 | 0 | 12
NO |  | 309 | 2011 | 1 | 1 | 1 |  | Everett Station #250 | Saugus Nat'l Grid Sta. #90 | 345 | 345 | Underground | 6.29 | 0 | 1 | CU-2-2500 | 0 | 22295501 | 22295501 | 0 | 0 | 0 | 0 | 0 | 0 | 0 | 0 | 0 | 0 | 0 | 0 | 0 | 0 | 0 | 0 | 0 | 0 | 0 | 0 | 12
NO |  | 309 | 2011 | 1 | 2 | 2 |  | Everett Station #250 | Boston Station #514 | 345 | 345 | Underground | 8.4 | 0 | 2 | CU-2500 | 0 | 25523693 | 25523693 | 0 | 0 | 0 | 0 | 0 | 0 | 0 | 0 | 0 | 0 | 0 | 0 | 0 | 0 | 0 | 0 | 0 | 0 | 0 | 0 | 12
NO |  | 309 | 2011 | 1 | 3 | 3 |  | Stoughton Station #330 | Hyde Park St. #496 Cir 316 | 345 | 345 | Underground | 11.4 | 0 | 1 | 2500CU | 0 | 41549505 | 41549505 | 0 | 0 | 0 | 0 | 0 | 0 | 0 | 0 | 0 | 0 | 0 | 0 | 0 | 0 | 0 | 0 | 0 | 0 | 0 | 0 | 12
NO |  | 309 | 2011 | 1 | 4 | 4 |  | Stoughton Station #330 | K St. Station #385, C 3162 | 345 | 345 | Underground | 17.5 | 0 | 1 | 2500CU | 0 | 67402101 | 67402101 | 0 | 0 | 0 | 0 | 0 | 0 | 0 | 0 | 0 | 0 | 0 | 0 | 0 | 0 | 0 | 0 | 0 | 0 | 0 | 0 | 12
NO |  | 309 | 2011 | 1 | 5 | 5 |  | Stoughton Station #330 | K St. Station #385, C 3163 | 345 | 345 | Underground | 17.5 | 0 | 1 | 2500CU | 0 | 82385931 | 82385931 | 0 | 0 | 0 | 0 | 0 | 0 | 0 | 0 | 0 | 0 | 0 | 0 | 0 | 0 | 0 | 0 | 0 | 0 | 0 | 0 | 12
SI/SI | S | 309 | 2011 | 1 | 6 | 6 |  | Various Locations | Various Locations | 115 | 115 | Underground | 159.5 | 0 | 37 | Various | 190528 | 167658646 | 167849174 | 710699 | 541481 | 0 | 1252180 | 0 | 0 | 0 | 0 | 0 | 0 | 0 | 0 | 0 | 0 | 0 | 0 | 0 | 0 | 0 | 0 | 12
NO |  | 309 | 2011 | 1 | 7 | 7 |  | TRANSM. LINE RENTS | Account 567 | 0 | 0 |  | 0 | 0 | 0 |  | 0 | 0 | 0 | 0 | 0 | 8141607 | 8141607 | 0 | 0 | 0 | 0 | 0 | 0 | 0 | 0 | 0 | 0 | 0 | 0 | 0 | 0 | 0 | 0 | 12
NO |  | 309 | 2011 | 0 | 36 | 36 |  | TOTAL |  | 0 | 0 |  | 863.38 | 87.36 | 176 |  | 12990136 | 647231554 | 660221690 | 1432432 | 10629656 | 8141607 | 20203695 | 0 | 0 | 0 | 0 | 0 | 0 | 0 | 0 | 0 | 0 | 0 | 0 | 0 | 0 | 0 | 0 | 12
NO |  | 105 | 2011 | 0 | 36 | 36 |  | TOTAL |  | 0 | 0 |  | 19.26 | 0 | 4 |  | 0 | 0 | 0 | 0 | 0 | 0 | 0 | 0 | 0 | 0 | 0 | 0 | 0 | 0 | 0 | 0 | 0 | 0 | 0 | 0 | 0 | 0 | 0 | 12
NO |  | 105 | 2011 | 0 | 1 | 1 |  | Albion, IL | Keensburg, IL | 138 | 138 | 2 | 11.68 | 0 | 1 |  | 0 | 0 | 0 | 0 | 0 | 0 | 0 | 0 | 0 | 0 | 0 | 0 | 0 | 0 | 0 | 0 | 0 | 0 | 0 | 0 | 0 | 0 | 0 | 12
NO |  | 105 | 2011 | 0 | 2 | 2 |  | Keensburg, IL | South Division, Mt. CarmeI | 138 | 138 | 1 | 6.2 | 0 | 1 | 477mcm | 0 | 0 | 0 | 0 | 0 | 0 | 0 | 0 | 0 | 0 | 0 | 0 | 0 | 0 | 0 | 0 | 0 | 0 | 0 | 0 | 0 | 0 | 0 | 12
NO |  | 105 | 2011 | 0 | 3 | 3 |  | South Division, Mt. Carmel | Third Street, Mt. Carmel | 138 | 138 | 1 | 1.38 | 0 | 2 | 477mcm | 0 | 0 | 0 | 0 | 0 | 0 | 0 | 0 | 0 | 0 | 0 | 0 | 0 | 0 | 0 | 0 | 0 | 0 | 0 | 0 | 0 | 0 | 0 | 12
NO |  | 105 | 2011 | 0 | 4 | 4 |  |  |  | 69 | 69 |  | 0 | 0 | 0 |  | 0 | 0 | 0 | 0 | 0 | 0 | 0 | 0 | 0 | 0 | 0 | 0 | 0 | 0 | 0 | 0 | 0 | 0 | 0 | 0 | 0 | 0 | 0 | 12
NO |  | 110 | 2011 | 0 | 1 | 1 |  | Streetore 314 at | Monroe converter | 450 | 450 | hframe | 6.1 | 0 | 0 | 2839.8 | 0 | 9101736 | 9101736 | 4650 | 39122 | 38232 | 82004 | 0 | 0 | 611100017 | 611100018 | 0 | 0 | 0 | 0 | 0 | 0 | 0 | 0 | 0 | 0 | 0 | 0 | 12
NO |  | 110 | 2011 | 0 | 2 | 2 |  | Vt NH stateline | terminal | 0 | 0 | steel | 0 | 0 | 0 | KCMIL | 0 | 0 | 0 | 0 | 0 | 0 | 0 | 0 | 0 | 0 | 0 | 0 | 0 | 0 | 0 | 0 | 0 | 0 | 0 | 0 | 0 | 0 | 0 | 12
NO |  | 110 | 2011 | 0 | 3 | 3 |  | Littleton NH |  | 0 | 0 |  | 0 | 0 | 0 | ACSR | 0 | 0 | 0 | 0 | 0 | 0 | 0 | 0 | 0 | 0 | 0 | 0 | 0 | 0 | 0 | 0 | 0 | 0 | 0 | 0 | 0 | 0 | 0 | 12
NO |  | 110 | 2011 | 0 | 36 | 36 |  | TOTAL |  | 0 | 0 |  | 6.1 | 0 | 0 |  | 0 | 9101736 | 9101736 | 4650 | 39122 | 38232 | 82004 | 0 | 0 | 0 | 0 | 0 | 0 | 0 | 0 | 0 | 0 | 0 | 0 | 0 | 0 | 0 | 0 | 12
NO |  | 112 | 2011 | 0 | 1 | 1 |  | MA NH | SANDY POND KU DC | 450 | 450 | SINGLE POLE | 8.48 | 0 | 0 |  | 0 | 145108518 | 145108518 | 0 | 35919 | 4359195 | 4395114 | 0 | 0 | 0 | 0 | 0 | 0 | 0 | 0 | 0 | 0 | 0 | 0 | 0 | 0 | 0 | 0 | 12
NO |  | 112 | 2011 | 0 | 2 | 2 |  | BORDER | JUNCTION | 0 | 0 | CARTA STEEL | 0 | 0 | 0 |  | 0 | 0 | 0 | 0 | 0 | 0 | 0 | 0 | 0 | 0 | 0 | 0 | 0 | 0 | 0 | 0 | 0 | 0 | 0 | 0 | 0 | 0 | 0 | 12
NO |  | 112 | 2011 | 0 | 4 | 4 |  |  | HUDSON NH | 0 | 0 |  | 0 | 0 | 0 |  | 0 | 0 | 0 | 0 | 0 | 0 | 0 | 0 | 0 | 0 | 0 | 0 | 0 | 0 | 0 | 0 | 0 | 0 | 0 | 0 | 0 | 0 | 0 | 12
NO |  | 112 | 2011 | 0 | 7 | 7 |  | SANDY POND | CAMEFORD KV | 450 | 450 | LATTRICE | 112.28 | 0 | 0 |  | 0 | 0 | 0 | 0 | 0 | 0 | 0 | 0 | 0 | 0 | 0 | 0 | 0 | 0 | 0 | 0 | 0 | 0 | 0 | 0 | 0 | 0 | 0 | 12
NO |  | 112 | 2011 | 0 | 8 | 8 |  | JUCTION | CONVERTER | 0 | 0 | STEEL | 0 | 0 | 0 |  | 0 | 0 | 0 | 0 | 0 | 0 | 0 | 0 | 0 | 0 | 0 | 0 | 0 | 0 | 0 | 0 | 0 | 0 | 0 | 0 | 0 | 0 | 0 | 12
NO |  | 112 | 2011 | 0 | 9 | 9 |  | HUDSON NH | TERMINAL | 0 | 0 | H FRAME | 0 | 0 | 0 |  | 0 | 0 | 0 | 0 | 0 | 0 | 0 | 0 | 0 | 0 | 0 | 0 | 0 | 0 | 0 | 0 | 0 | 0 | 0 | 0 | 0 | 0 | 0 | 12
NO |  | 112 | 2011 | 0 | 10 | 10 |  |  | MONORE NH | 0 | 0 |  | 0 | 0 | 0 |  | 0 | 0 | 0 | 0 | 0 | 0 | 0 | 0 | 0 | 0 | 0 | 0 | 0 | 0 | 0 | 0 | 0 | 0 | 0 | 0 | 0 | 0 | 0 | 12
NO |  | 112 | 2011 | 0 | 36 | 36 |  | TOTAL |  | 0 | 0 |  | 120.76 | 0 | 0 |  | 0 | 145108518 | 145108518 | 0 | 35919 | 4359195 | 4395114 | 0 | 0 | 0 | 0 | 0 | 0 | 0 | 0 | 0 | 0 | 0 | 0 | 0 | 0 | 0 | 0 | 12
NO |  | 111 | 2011 | 0 | 1 | 1 |  | Sandy Pond | MA NH Border | 450 | 450 | single pole | 12 | 0 | 0 | 2839.8 | 0 | 13889190 | 13889190 | 0 | 338 | 685711 | 686049 | 0 | 0 | 0 | 0 | 0 | 0 | 0 | 0 | 0 | 0 | 0 | 0 | 0 | 0 | 0 | 0 | 12
NO |  | 111 | 2011 | 0 | 2 | 2 |  |  |  | 0 | 0 | corten | 0 | 0 | 0 | KCMIL | 0 | 0 | 0 | 0 | 0 | 0 | 0 | 0 | 0 | 0 | 0 | 0 | 0 | 0 | 0 | 0 | 0 | 0 | 0 | 0 | 0 | 0 | 0 | 12
NO |  | 111 | 2011 | 0 | 3 | 3 |  |  |  | 0 | 0 | steel | 0 | 0 | 0 |  | 0 | 0 | 0 | 0 | 0 | 0 | 0 | 0 | 0 | 0 | 0 | 0 | 0 | 0 | 0 | 0 | 0 | 0 | 0 | 0 | 0 | 0 | 0 | 12
NO |  | 111 | 2011 | 0 | 36 | 36 |  | TOTAL |  | 0 | 0 |  | 12 | 0 | 0 |  | 0 | 13889190 | 13889190 | 0 | 338 | 685711 | 686049 | 0 | 0 | 0 | 0 | 0 | 0 | 0 | 0 | 0 | 0 | 0 | 0 | 0 | 0 | 0 | 0 | 12
NO |  | 95 | 2011 | 0 | 1 | 1 |  | AVS | Charlie Creek | 345 | 345 | 3 | 26.57 | 0 | 1 | 2306.2 KcMIL | 0 | 0 | 0 | 0 | 0 | 0 | 0 | 0 | 0 | 0 | 0 | 0 | 0 | 0 | 0 | 0 | 0 | 0 | 0 | 0 | 0 | 0 | 0 | 12
NO |  | 95 | 2011 | 0 | 2 | 2 |  | Coyote | Center | 345 | 345 | 2 | 11.41 | 0 | 1 | 2-954 MCM | 0 | 0 | 0 | 0 | 0 | 0 | 0 | 0 | 0 | 0 | 0 | 0 | 0 | 0 | 0 | 0 | 0 | 0 | 0 | 0 | 0 | 0 | 0 | 12
NO |  | 95 | 2011 | 0 | 3 | 3 |  | Coyote Switch Yard |  | 345 | 345 | 2 | 1.04 | 0 | 1 | 2-954 MCM | 0 | 0 | 0 | 0 | 0 | 0 | 0 | 0 | 0 | 0 | 0 | 0 | 0 | 0 | 0 | 0 | 0 | 0 | 0 | 0 | 0 | 0 | 0 | 12
NO |  | 95 | 2011 | 0 | 4 | 4 |  | Center | Jamestown | 345 | 345 | 2 | 10.69 | 0 | 1 | 2-1272 MCM | 0 | 0 | 0 | 0 | 0 | 0 | 0 | 0 | 610950121 | 0 | 0 | 0 | 0 | 0 | 0 | 0 | 0 | 0 | 0 | 0 | 0 | 0 | 0 | 12
NO |  | 95 | 2011 | 0 | 5 | 5 |  | Big Stone Plant | Sisseton | 230 | 230 | 2 | 47.55 | 0 | 1 | 954 MCM | 0 | 0 | 0 | 0 | 0 | 0 | 0 | 0 | 0 | 0 | 0 | 0 | 0 | 0 | 0 | 0 | 0 | 0 | 0 | 0 | 0 | 0 | 0 | 12
NO |  | 95 | 2011 | 0 | 6 | 6 |  | Heskett Station | East Bismarck | 230 | 230 | 2 | 10.49 | 0 | 1 | 795 MCM | 0 | 0 | 0 | 0 | 0 | 0 | 0 | 0 | 0 | 0 | 0 | 0 | 0 | 0 | 0 | 0 | 0 | 0 | 0 | 0 | 0 | 0 | 0 | 12
NO |  | 95 | 2011 | 0 | 7 | 7 |  | Bismarck | Wishek | 230 | 230 | 2 | 67.41 | 0 | 1 | 795 MCM | 0 | 0 | 0 | 0 | 0 | 0 | 0 | 0 | 0 | 0 | 0 | 0 | 0 | 0 | 0 | 0 | 0 | 0 | 0 | 0 | 0 | 0 | 0 | 12
NO |  | 95 | 2011 | 0 | 8 | 8 |  | Wishek | Ellendale | 230 | 230 | 2 | 54.83 | 0 | 1 | 795 MCM | 0 | 0 | 0 | 0 | 0 | 0 | 0 | 0 | 0 | 0 | 0 | 0 | 0 | 0 | 0 | 0 | 0 | 0 | 0 | 0 | 0 | 0 | 0 | 12
NO |  | 95 | 2011 | 0 | 9 | 9 |  | Heskett Station | WAPA Tie | 230 | 230 | 2 | 2.16 | 0 | 1 | 954 MCM | 0 | 0 | 0 | 0 | 0 | 0 | 0 | 0 | 0 | 0 | 0 | 0 | 0 | 0 | 0 | 0 | 0 | 0 | 0 | 0 | 0 | 0 | 0 | 12
NO |  | 95 | 2011 | 0 | 10 | 10 |  | Montana Border | South Dakota Border | 230 | 230 | 2 | 86.19 | 0 | 1 | 954 MCM | 0 | 0 | 0 | 0 | 0 | 0 | 0 | 0 | 0 | 0 | 0 | 0 | 0 | 0 | 0 | 0 | 0 | 0 | 0 | 0 | 0 | 0 | 0 | 12
NO |  | 95 | 2011 | 0 | 12 | 12 |  | Lines Below 132 Kilovolts |  | 115 | 115 | 2 | 572.84 | 2.96 | 0 | Various | 0 | 0 | 0 | 0 | 0 | 0 | 0 | 0 | 0 | 0 | 0 | 0 | 0 | 0 | 610950122 | 0 | 0 | 0 | 0 | 0 | 0 | 0 | 0 | 12
NO |  | 95 | 2011 | 0 | 13 | 13 |  |  |  | 69 | 69 | Various | 85.16 | 1.33 | 1 | Various | 0 | 0 | 0 | 0 | 0 | 0 | 0 | 0 | 0 | 0 | 0 | 0 | 0 | 0 | 0 | 0 | 0 | 0 | 0 | 0 | 0 | 0 | 0 | 12
NO |  | 95 | 2011 | 0 | 14 | 14 |  |  |  | 41.6 | 69 | 2 | 103.62 | 0 | 1 | 4/0 ACSR | 0 | 0 | 0 | 0 | 0 | 0 | 0 | 0 | 0 | 0 | 0 | 0 | 0 | 0 | 0 | 0 | 0 | 0 | 0 | 0 | 0 | 0 | 0 | 12
NO |  | 95 | 2011 | 0 | 15 | 15 |  |  |  | 57 | 69 | 2 | 3.34 | 0 | 1 | 4/0 ACSR | 0 | 0 | 0 | 0 | 0 | 0 | 0 | 0 | 0 | 0 | 0 | 0 | 0 | 0 | 0 | 0 | 0 | 0 | 0 | 0 | 0 | 0 | 0 | 12
NO |  | 95 | 2011 | 0 | 16 | 16 |  |  |  | 57 | 60 | Various | 865.05 | 0.89 | 1 | Various | 0 | 0 | 0 | 0 | 0 | 0 | 0 | 0 | 0 | 0 | 0 | 0 | 0 | 0 | 0 | 0 | 0 | 0 | 0 | 0 | 0 | 0 | 0 | 12
NO |  | 95 | 2011 | 0 | 17 | 17 |  |  |  | 41.6 | 0 | Various | 1047.66 | 17.86 | 0 | Various | 0 | 0 | 0 | 0 | 0 | 0 | 0 | 0 | 0 | 0 | 610950123 | 0 | 0 | 0 | 610950124 | 0 | 0 | 0 | 0 | 0 | 0 | 0 | 0 | 12
NO |  | 95 | 2011 | 0 | 18 | 18 |  |  |  | 33 | 35 | 1 | 28.99 | 0 | 1 | Various | 0 | 0 | 0 | 0 | 0 | 0 | 0 | 0 | 0 | 0 | 0 | 0 | 0 | 0 | 0 | 0 | 0 | 0 | 0 | 0 | 0 | 0 | 0 | 12
NO |  | 95 | 2011 | 0 | 20 | 20 |  |  |  | 0 | 0 |  | 0 | 0 | 0 |  | 3518932 | 76102884 | 79621816 | 3058041 | 1638595 | 1568573 | 6265209 | 0 | 0 | 0 | 0 | 0 | 0 | 0 | 0 | 0 | 610950125 | 610950126 | 610950127 | 610950222 | 610950223 | 610950224 | 610950225 | 12
NO |  | 95 | 2011 | 0 | 36 | 36 |  | TOTAL |  | 0 | 0 |  | 3025 | 23.04 | 15 |  | 3518932 | 76102884 | 79621816 | 3058041 | 1638595 | 1568573 | 6265209 | 0 | 0 | 0 | 0 | 0 | 0 | 0 | 0 | 0 | 0 | 0 | 0 | 0 | 0 | 0 | 0 | 12
SI/SI | A | 54 | 2011 | 0 | 1 | 1 |  | Fitchburg | Fitchburg | 69000 | 69000 |  | 5.7 | 0 | 1 |  | 606375 | 1134776 | 1741151 | 19070 | 72962 | 8262 | 100294 | 0 | 0 | 0 | 0 | 610540182 | 0 | 0 | 0 | 610540148 | 0 | 0 | 0 | 0 | 0 | 0 | 0 | 12
NO |  | 54 | 2011 | 0 | 2 | 2 |  | Fitchburg | Fitchburg | 69000 | 69000 |  | 3.5 | 3.7 | 2 |  | 0 | 0 | 0 | 0 | 0 | 0 | 0 | 0 | 0 | 0 | 0 | 0 | 0 | 0 | 0 | 0 | 0 | 0 | 0 | 0 | 0 | 0 | 0 | 12
NO |  | 54 | 2011 | 0 | 3 | 3 |  | Fitchburg | Fitchburg | 69000 | 69000 |  | 2.83 | 0.07 | 3 |  | 0 | 0 | 0 | 0 | 0 | 0 | 0 | 0 | 0 | 0 | 0 | 0 | 0 | 0 | 0 | 610540174 | 0 | 0 | 0 | 0 | 0 | 0 | 0 | 12
NO |  | 54 | 2011 | 0 | 4 | 4 |  | Fitchburg | Fitchburg | 69000 | 69000 |  | 0.5 | 0 | 6 |  | 0 | 0 | 0 | 0 | 0 | 0 | 0 | 0 | 0 | 0 | 0 | 0 | 0 | 0 | 0 | 0 | 0 | 0 | 0 | 0 | 0 | 0 | 0 | 12
NO |  | 54 | 2011 | 0 | 36 | 36 |  | TOTAL |  | 0 | 0 |  | 33.53 | 4.35 | 39 |  | 606375 | 1134776 | 1741151 | 19070 | 72962 | 8262 | 100294 | 0 | 0 | 0 | 0 | 0 | 0 | 0 | 0 | 0 | 0 | 0 | 0 | 0 | 0 | 0 | 0 | 12
NO |  | 54 | 2011 | 0 | 5 | 5 |  | Lunenburg | Townsend | 69000 | 69000 |  | 8.91 | 0.29 | 8 |  | 0 | 0 | 0 | 0 | 0 | 0 | 0 | 0 | 0 | 0 | 0 | 0 | 0 | 0 | 0 | 610540149 | 0 | 0 | 0 | 0 | 0 | 0 | 0 | 12
NO |  | 54 | 2011 | 0 | 6 | 6 |  | Lunenburg | Townsend | 69000 | 69000 |  | 8.7 | 0.29 | 9 |  | 0 | 0 | 0 | 0 | 0 | 0 | 0 | 0 | 0 | 0 | 0 | 0 | 0 | 0 | 0 | 0 | 0 | 0 | 0 | 0 | 0 | 0 | 0 | 12
NO |  | 54 | 2011 | 0 | 7 | 7 |  | Townsend | Towmsend | 69000 | 69000 | Poles Wood | 3.39 | 0 | 10 |  | 0 | 0 | 0 | 0 | 0 | 0 | 0 | 0 | 0 | 0 | 0 | 0 | 0 | 0 | 0 | 610540150 | 0 | 0 | 0 | 0 | 0 | 0 | 0 | 12
NO |  | 210 | 2011 | 0 | 1 | 1 |  | Sycamore | Bondurant | 345 | 345 | Wd H-fr | 9.38 | 0 | 1 | 853 ACAR 24/13 | 89218 | 548653 | 637871 | 0 | 0 | 0 | 0 | 0 | 0 | 0 | 0 | 0 | 0 | 0 | 0 | 0 | 0 | 0 | 0 | 0 | 0 | 0 | 612100248 | 12
NO |  | 210 | 2011 | 0 | 2 | 2 |  | Booneville | MO State Line | 345 | 345 | Wd H-fr | 97.13 | 0 | 1 | 853 ACAR 24/13 | 1056785 | 12235647 | 13292432 | 0 | 0 | 0 | 0 | 0 | 0 | 0 | 0 | 0 | 0 | 0 | 0 | 0 | 0 | 0 | 0 | 0 | 0 | 0 | 0 | 12
NO |  | 210 | 2011 | 0 | 3 | 3 |  | Grimes North | Lehigh | 345 | 345 | Stl H-fr, LTwr | 61.66 | 0 | 1 | 795 ACSR/2-853 | 1077085 | 6792439 | 7869524 | 0 | 0 | 0 | 0 | 0 | 612100224 | 0 | 0 | 0 | 0 | 0 | 0 | 0 | 0 | 0 | 0 | 0 | 0 | 0 | 0 | 12
NO |  | 210 | 2011 | 0 | 4 | 4 |  | Sycamore North | Grimes North | 345 | 345 | Stl H-fr, LTwr | 7.64 | 0 | 1 | 795 ACSR/2-853 | 133387 | 841179 | 974566 | 0 | 0 | 0 | 0 | 0 | 612100225 | 0 | 0 | 0 | 0 | 0 | 0 | 0 | 0 | 0 | 0 | 0 | 0 | 0 | 0 | 12
NO |  | 210 | 2011 | 0 | 5 | 5 |  | Sub K | Hills | 345 | 345 | Tower | 12.68 | 0 | 1 | 795 ACSR 26/7 | 51226 | 1472249 | 1523475 | 0 | 0 | 0 | 0 | 0 | 0 | 0 | 0 | 0 | 0 | 0 | 0 | 0 | 0 | 0 | 0 | 0 | 0 | 0 | 0 | 12
NO |  | 210 | 2011 | 0 | 6 | 6 |  | CBEC | W. Rolling H Tap | 345 | 345 | Stl H-fr | 55.36 | 0 | 1 | 795 ACSR 26/7 | 1867556 | 8369639 | 10237195 | 0 | 0 | 0 | 0 | 0 | 612100247 | 0 | 0 | 0 | 0 | 0 | 0 | 0 | 0 | 0 | 0 | 0 | 0 | 0 | 0 | 12
NO |  | 210 | 2011 | 0 | 7 | 7 |  | East Rolling Hills Tap | Madison County | 345 | 345 | Stl H-fr | 55.71 | 0 | 1 | 795 ACSR 26/7 | 1879547 | 9829095 | 11708642 | 0 | 0 | 0 | 0 | 0 | 612100226 | 0 | 0 | 0 | 0 | 0 | 0 | 0 | 0 | 0 | 0 | 0 | 0 | 0 | 0 | 12
NO |  | 210 | 2011 | 0 | 8 | 8 |  | West Rolling Hills Tap | Rolling Hills | 345 | 345 | StlH-fr/Stl SP | 0.05 | 0 | 1 | 795 ACSR 26/7 | 0 | 210659 | 210659 | 0 | 0 | 0 | 0 | 0 | 0 | 0 | 0 | 0 | 0 | 0 | 0 | 0 | 0 | 0 | 0 | 0 | 0 | 0 | 0 | 12
NO |  | 210 | 2011 | 0 | 9 | 9 |  | East Rolling Hills Tap | Rolling Hills | 345 | 345 | StlH-fr/Stl SP | 0.05 | 0 | 1 | 795 ACSR 26/7 | 0 | 210659 | 210659 | 0 | 0 | 0 | 0 | 0 | 0 | 0 | 0 | 0 | 0 | 0 | 0 | 0 | 0 | 0 | 0 | 0 | 0 | 0 | 0 | 12
NO |  | 210 | 2011 | 0 | 10 | 10 |  | Madison County | Booneville | 345 | 345 | Stl H-fr | 13.15 | 0 | 1 | 795 ACSR 26/7 | 442413 | 2062758 | 2505171 | 0 | 0 | 0 | 0 | 0 | 612100227 | 0 | 0 | 0 | 0 | 0 | 0 | 0 | 0 | 0 | 0 | 0 | 0 | 0 | 0 | 12
NO |  | 210 | 2011 | 0 | 11 | 11 |  | Sub 93 | Sub 39 | 345 | 345 | Stl H-fr | 47.54 | 0 | 1 | 954 ACSR 54/7 | 873662 | 5814497 | 6688159 | 0 | 0 | 0 | 0 | 0 | 612100228 | 0 | 0 | 0 | 0 | 0 | 0 | 0 | 0 | 0 | 0 | 0 | 0 | 0 | 0 | 12
NO |  | 210 | 2011 | 0 | 12 | 12 |  | Sub 93 | Sub 92 | 345 | 345 | Stl H-fr | 23.92 | 0 | 1 | 795 ACSR 26/7 | 1467050 | 9101848 | 10568898 | 0 | 0 | 0 | 0 | 0 | 612100229 | 0 | 0 | 0 | 0 | 0 | 0 | 0 | 0 | 0 | 0 | 0 | 0 | 0 | 0 | 12
NO |  | 210 | 2011 | 0 | 13 | 13 |  | Sub 93 | Sub T | 345 | 345 | Stl H-fr | 25.64 | 0 | 1 | 795 ACSR 26/7 | 1602754 | 8350723 | 9953477 | 0 | 0 | 0 | 0 | 0 | 612100230 | 0 | 0 | 0 | 0 | 0 | 0 | 0 | 0 | 0 | 0 | 0 | 0 | 0 | 0 | 12
NO |  | 210 | 2011 | 0 | 14 | 14 |  | CBEC | NE State Line | 345 | 345 | Stl H-fr | 6.16 | 0 | 1 | 954 ACSR 54/7 | 115614 | 1050447 | 1166061 | 0 | 0 | 0 | 0 | 0 | 0 | 0 | 0 | 0 | 0 | 0 | 0 | 0 | 0 | 0 | 0 | 0 | 0 | 0 | 0 | 12
NO |  | 210 | 2011 | 0 | 15 | 15 |  | DAEC | Hazelton | 345 | 345 | Tower | 18.12 | 0 | 1 | 795 ACSR 26/7 | 73727 | 1343225 | 1416952 | 0 | 0 | 0 | 0 | 0 | 0 | 0 | 0 | 0 | 0 | 0 | 0 | 0 | 0 | 0 | 0 | 0 | 0 | 0 | 0 | 12
NO |  | 210 | 2011 | 0 | 16 | 16 |  | Grimes South | Sycamore South | 345 | 345 | Lattice Tower | 0 | 7.64 | 1 | 2-853.7 ACAR | 0 | 401262 | 401262 | 0 | 0 | 0 | 0 | 0 | 0 | 0 | 0 | 0 | 0 | 0 | 0 | 0 | 0 | 0 | 0 | 0 | 0 | 0 | 0 | 12
NO |  | 210 | 2011 | 0 | 17 | 17 |  | Montezuma | Hills | 345 | 345 | Wd H-fr | 53.6 | 0 | 1 | 853 ACAR 24/13 | 492061 | 4780438 | 5272499 | 0 | 0 | 0 | 0 | 0 | 0 | 0 | 0 | 0 | 0 | 0 | 0 | 0 | 0 | 0 | 0 | 0 | 0 | 0 | 0 | 12
NO |  | 210 | 2011 | 0 | 18 | 18 |  | Sub 39 | MEC Cordova Sub | 345 | 345 | Tower | 15.45 | 0 | 1 | 954 ACSR 54/7 | 375377 | 1128910 | 1504287 | 0 | 0 | 0 | 0 | 0 | 0 | 0 | 0 | 0 | 0 | 0 | 0 | 0 | 0 | 0 | 0 | 0 | 0 | 0 | 0 | 12
NO |  | 210 | 2011 | 0 | 19 | 19 |  | QCPS | MEC Cordova Sub | 345 | 345 | Tower&Stl H-fr | 2.23 | 0 | 1 | 954 ACSR 45/7 | 0 | 0 | 0 | 0 | 0 | 0 | 0 | 0 | 0 | 0 | 0 | 0 | 0 | 0 | 0 | 0 | 0 | 0 | 0 | 0 | 0 | 0 | 0 | 12
NO |  | 210 | 2011 | 0 | 20 | 20 |  | Sub K | DAEC | 345 | 345 | Tower | 29.34 | 0 | 1 | 795 ACSR 26/7 | 119542 | 2177921 | 2297463 | 0 | 0 | 0 | 0 | 0 | 0 | 0 | 0 | 0 | 0 | 0 | 0 | 0 | 0 | 0 | 0 | 0 | 0 | 0 | 0 | 12
NO |  | 210 | 2011 | 0 | 21 | 21 |  | Raun | Neal 4 | 345 | 345 | Stl SP | 2.12 | 0 | 2 | 795 ACSR 26/7 | 0 | 370740 | 370740 | 0 | 0 | 0 | 0 | 0 | 612100231 | 0 | 0 | 0 | 0 | 0 | 0 | 0 | 0 | 0 | 0 | 0 | 0 | 0 | 0 | 12
NO |  | 210 | 2011 | 0 | 22 | 22 |  | Sub 56 | Walcott | 345 | 345 | Tower | 6.38 | 0 | 1 | 954 ACSR 54/7 | 34031 | 600751 | 634782 | 0 | 0 | 0 | 0 | 0 | 0 | 0 | 0 | 0 | 0 | 0 | 0 | 0 | 0 | 0 | 0 | 0 | 0 | 0 | 0 | 12
NO |  | 210 | 2011 | 0 | 23 | 23 |  | Raun | WAPA Sioux City | 345 | 345 | Stl H-fr | 23.59 | 0 | 1 | 954 ACSR 54/7 | 89145 | 2999923 | 3089068 | 0 | 0 | 0 | 0 | 0 | 612100232 | 0 | 0 | 0 | 0 | 0 | 0 | 0 | 0 | 0 | 0 | 0 | 0 | 0 | 0 | 12
NO |  | 210 | 2011 | 0 | 24 | 24 |  | Raun | NE State Line (OPPD) | 345 | 345 | Tower | 1.08 | 0 | 1 | 795 ACSR 26/7 | 1491 | 182949 | 184440 | 0 | 0 | 0 | 0 | 0 | 0 | 0 | 0 | 0 | 0 | 0 | 0 | 0 | 0 | 0 | 0 | 0 | 0 | 0 | 0 | 12
NO |  | 210 | 2011 | 0 | 25 | 25 |  | OGS | Montezuma | 345 | 345 | Stl H-fr | 36.4 | 0 | 1 | 795 ACSR 26/7 | 520808 | 14340511 | 14861319 | 0 | 0 | 0 | 0 | 0 | 612100233 | 0 | 0 | 0 | 0 | 0 | 0 | 0 | 0 | 0 | 0 | 0 | 0 | 0 | 0 | 12
NO |  | 210 | 2011 | 0 | 26 | 26 |  | Raun | MN State Line | 345 | 345 | Tower | 98.68 | 0 | 1 | 795 ACSR 26/7 | 548864 | 5609121 | 6157985 | 0 | 0 | 0 | 0 | 0 | 0 | 0 | 0 | 0 | 0 | 0 | 0 | 0 | 0 | 0 | 0 | 0 | 0 | 0 | 0 | 12
NO |  | 210 | 2011 | 0 | 27 | 27 |  | Raun | Neal North | 345 | 345 | Tower | 0.78 | 0 | 1 | 795 ACSR 26/7 | 0 | 62647 | 62647 | 0 | 0 | 0 | 0 | 0 | 612100234 | 0 | 0 | 0 | 0 | 0 | 0 | 0 | 0 | 0 | 0 | 0 | 0 | 0 | 0 | 12
NO |  | 210 | 2011 | 0 | 28 | 28 |  | Sub 56 | Sub 91 | 345 | 345 | Tower | 13.37 | 0 | 1 | 954 ACSR 54/7 | 385998 | 1378316 | 1764314 | 0 | 0 | 0 | 0 | 0 | 0 | 0 | 0 | 0 | 0 | 0 | 0 | 0 | 0 | 0 | 0 | 0 | 0 | 0 | 0 | 12
NO |  | 210 | 2011 | 0 | 29 | 29 |  | Sub 91 | QCPS | 345 | 345 | Tower | 13.64 | 0 | 1 | 954 ACSR 54/7 | 393794 | 2149924 | 2543718 | 0 | 0 | 0 | 0 | 0 | 0 | 0 | 0 | 0 | 0 | 0 | 0 | 0 | 0 | 0 | 0 | 0 | 0 | 0 | 0 | 12
NO |  | 210 | 2011 | 0 | 30 | 30 |  | Raun | Lehigh | 345 | 345 | Stl H-fr | 112.65 | 3.49 | 1 | 795&T2-397 ACSR | 2156014 | 12072935 | 14228949 | 0 | 0 | 0 | 0 | 0 | 612100235 | 0 | 0 | 0 | 0 | 0 | 0 | 0 | 0 | 0 | 0 | 0 | 0 | 0 | 0 | 12
NO |  | 210 | 2011 | 0 | 31 | 31 |  | Lehigh | Webster | 345 | 345 | Stl H-fr | 14.49 | 0 | 1 | 795 ACSR 26/7 | 234345 | 2178513 | 2412858 | 0 | 0 | 0 | 0 | 0 | 612100236 | 0 | 0 | 0 | 0 | 0 | 0 | 0 | 0 | 0 | 0 | 0 | 0 | 0 | 0 | 12
NO |  | 210 | 2011 | 0 | 32 | 32 |  | CBEC4 | Fallow Ave Sub | 345 | 345 | Stl SP | 71.29 | 0 | 1 | 2-T2-556 ACSR | 3872606 | 44851765 | 48724371 | 0 | 0 | 0 | 0 | 0 | 612100237 | 0 | 0 | 0 | 0 | 0 | 0 | 0 | 0 | 0 | 0 | 0 | 0 | 0 | 0 | 12
NO |  | 210 | 2011 | 0 | 33 | 33 |  | Fallow Ave Sub | Grimes | 345 | 345 | Stl SP | 52.36 | 0 | 1 | 2-T2-556 ACSR | 2844144 | 31578384 | 34422528 | 0 | 0 | 0 | 0 | 0 | 612100246 | 0 | 0 | 0 | 0 | 0 | 0 | 0 | 0 | 0 | 0 | 0 | 0 | 0 | 0 | 12
NO |  | 210 | 2011 | 0 | 34 | 34 |  | Grimes South | Booneville | 345 | 345 | Stl SP | 0 | 16.71 | 1 | T2-556 ACSR | 0 | 9203890 | 9203890 | 0 | 0 | 0 | 0 | 0 | 0 | 0 | 0 | 0 | 0 | 0 | 0 | 0 | 0 | 0 | 0 | 0 | 0 | 0 | 0 | 12
NO |  | 210 | 2011 | 0 | 35 | 35 |  | SE Polk | GDMEC | 345 | 345 | Stl SP | 1.28 | 0 | 2 | T2-397 ACSR 26/7 | 0 | 437215 | 437215 | 0 | 0 | 0 | 0 | 0 | 0 | 0 | 0 | 0 | 0 | 0 | 0 | 0 | 0 | 0 | 0 | 0 | 0 | 0 | 0 | 12
NO |  | 210 | 2011 | 1 | 1 | 1 |  | GDMEC | Bondurant | 345 | 345 | Stl SP | 8.66 | 0 | 2 | T2-397 ACSR 26/7 | 0 | 2958100 | 2958100 | 0 | 0 | 0 | 0 | 0 | 0 | 0 | 0 | 0 | 0 | 0 | 0 | 0 | 0 | 0 | 0 | 0 | 0 | 0 | 0 | 12
NO |  | 210 | 2011 | 1 | 2 | 2 |  | Raun | NE State Line (NPPD) | 345 | 345 | Tower | 1.08 | 0 | 1 | 954 ACSR 54/7 | 19269 | 804321 | 823590 | 0 | 0 | 0 | 0 | 0 | 0 | 0 | 0 | 0 | 0 | 0 | 0 | 0 | 0 | 0 | 0 | 0 | 0 | 0 | 0 | 12
NO |  | 210 | 2011 | 1 | 3 | 3 |  | Sub 92 | Hills | 345 | 345 | Tower | 16.32 | 0 | 1 | 954 ACSR 54/7 | 86138 | 1520590 | 1606728 | 0 | 0 | 0 | 0 | 0 | 0 | 0 | 0 | 0 | 0 | 0 | 0 | 0 | 0 | 0 | 0 | 0 | 0 | 0 | 0 | 12
NO |  | 210 | 2011 | 1 | 4 | 4 |  | Adams (STR B330) | Hazleton (STR B255) | 345 | 345 | Tower | 15.94 | 0 | 1 | 795 ACSR 26/7 | 86689 | 884635 | 971324 | 0 | 0 | 0 | 0 | 0 | 0 | 0 | 0 | 0 | 0 | 0 | 0 | 0 | 0 | 0 | 0 | 0 | 0 | 0 | 0 | 12
NO |  | 210 | 2011 | 1 | 5 | 5 |  | Bondurant | Montezuma | 345 | 345 | Wd H-fr | 49.91 | 0 | 1 | 853 ACAR 24/13 | 452482 | 3027817 | 3480299 | 0 | 0 | 0 | 0 | 0 | 0 | 0 | 0 | 0 | 0 | 0 | 0 | 0 | 0 | 0 | 0 | 0 | 0 | 0 | 0 | 12
NO |  | 210 | 2011 | 1 | 6 | 6 |  | Walcott | Sub 92 | 345 | 345 | Tower | 21.5 | 0 | 1 | 954 ACSR 54/7 | 114318 | 2333461 | 2447779 | 0 | 0 | 0 | 0 | 0 | 0 | 0 | 0 | 0 | 0 | 0 | 0 | 0 | 0 | 0 | 0 | 0 | 0 | 0 | 0 | 12
NO |  | 210 | 2011 | 1 | 7 | 7 |  | Madison Cty SW Sta | Norwalk | 345 | 345 | Stl SP | 14.62 | 0 | 1 | T2-397 ACSR | 0 | 7528999 | 7528999 | 0 | 0 | 0 | 0 | 0 | 0 | 0 | 0 | 0 | 0 | 0 | 0 | 0 | 0 | 0 | 0 | 0 | 0 | 0 | 0 | 12
NO |  | 210 | 2011 | 1 | 8 | 8 |  | Norwalk | S.E. Polk | 345 | 345 | Stl SP | 10.02 | 0 | 1 | T2-397 ACSR | 0 | 5277643 | 5277643 | 0 | 0 | 0 | 0 | 0 | 0 | 0 | 0 | 0 | 0 | 0 | 0 | 0 | 0 | 0 | 0 | 0 | 0 | 0 | 0 | 12
NO |  | 210 | 2011 | 1 | 9 | 9 |  | IA State Line | Cooper | 345 | 345 | Wd H-fr | 23.54 | 0 | 1 | 853 ACAR 24/13 | 14260 | 841637 | 855897 | 0 | 0 | 0 | 0 | 0 | 0 | 0 | 0 | 0 | 0 | 0 | 0 | 0 | 0 | 0 | 0 | 0 | 0 | 0 | 0 | 12
NO |  | 210 | 2011 | 1 | 10 | 10 |  | Less non-MEC 345kV partial |  | 0 | 0 |  | 0 | 0 | 0 |  | 0 | 0 | 0 | 0 | 0 | 0 | 0 | 0 | 0 | 0 | 0 | 0 | 0 | 0 | 0 | 0 | 0 | 0 | 0 | 0 | 0 | 0 | 0 | 12
NO |  | 210 | 2011 | 1 | 11 | 11 |  | Ownership miles |  | 0 | 0 |  | -179.05 | -0.98 | 0 |  | 0 | 0 | 0 | 0 | 0 | 0 | 0 | 0 | 0 | 0 | 0 | 0 | 0 | 0 | 0 | 0 | 0 | 0 | 0 | 0 | 0 | 0 | 0 | 12
NO |  | 210 | 2011 | 1 | 12 | 12 |  | 345 kV Expenses |  | 0 | 0 |  | 0 | 0 | 0 |  | 0 | 0 | 0 | 4845514 | 2528244 | 411574 | 7785332 | 0 | 0 | 0 | 0 | 0 | 0 | 0 | 0 | 0 | 0 | 0 | 0 | 0 | 0 | 0 | 0 | 12
NO |  | 210 | 2011 | 1 | 13 | 13 |  | Blackhawk | Hazleton (Str 95) | 161 | 161 | Wd H-fr | 11.83 | 0 | 1 | 477 ACSR 26/7 | 31718 | 215036 | 246754 | 0 | 0 | 0 | 0 | 0 | 0 | 0 | 0 | 0 | 0 | 0 | 0 | 0 | 0 | 0 | 0 | 0 | 0 | 0 | 0 | 12
NO |  | 210 | 2011 | 1 | 14 | 14 |  | Raun | Morningside | 161 | 161 | Wd H-fr | 16.53 | 0 | 1 | 556 ACSR 24/7 | 41198 | 902883 | 944081 | 0 | 0 | 0 | 0 | 0 | 0 | 0 | 0 | 0 | 0 | 0 | 0 | 0 | 0 | 0 | 0 | 0 | 0 | 0 | 0 | 12
NO |  | 210 | 2011 | 1 | 15 | 15 |  | Morningside | Plymouth | 161 | 161 | Wd H-fr | 11.17 | 0 | 1 | 556 ACSR 24/7 | 27963 | 612836 | 640799 | 0 | 0 | 0 | 0 | 0 | 0 | 0 | 0 | 0 | 0 | 0 | 0 | 0 | 0 | 0 | 0 | 0 | 0 | 0 | 0 | 12
NO |  | 210 | 2011 | 1 | 16 | 16 |  | Sycamore | 100th St. and 54th Ave. | 161 | 161 | Twr,StlSP,WdSP | 4.59 | 0 | 2 | 1192 AL 61 STR | 102384 | 1223571 | 1325955 | 0 | 0 | 0 | 0 | 0 | 0 | 0 | 0 | 0 | 0 | 0 | 0 | 0 | 0 | 0 | 0 | 0 | 0 | 0 | 0 | 12
NO |  | 210 | 2011 | 1 | 17 | 17 |  | Clarinda | Brooks Tap | 161 | 161 | Wd H-fr | 14.63 | 0 | 1 | 397 ACSR 26/7 | 19479 | 859620 | 879099 | 0 | 0 | 0 | 0 | 0 | 0 | 0 | 0 | 0 | 0 | 0 | 0 | 0 | 0 | 0 | 0 | 0 | 0 | 0 | 0 | 12
NO |  | 210 | 2011 | 1 | 18 | 18 |  | Brooks Tap | Creston | 161 | 161 | Wd H-fr | 29.2 | 0 | 1 | 397 ACSR 26/7 | 38957 | 1719240 | 1758197 | 0 | 0 | 0 | 0 | 0 | 0 | 0 | 0 | 0 | 0 | 0 | 0 | 0 | 0 | 0 | 0 | 0 | 0 | 0 | 0 | 12
NO |  | 210 | 2011 | 1 | 19 | 19 |  | Butler | Blackhawk | 161 | 161 | Wd H-fr | 23.83 | 0 | 1 | 477 ACSR 26/7 | 78842 | 842289 | 921131 | 0 | 0 | 0 | 0 | 0 | 0 | 0 | 0 | 0 | 0 | 0 | 0 | 0 | 0 | 0 | 0 | 0 | 0 | 0 | 0 | 12
NO |  | 210 | 2011 | 1 | 20 | 20 |  | Earlham | Booneville | 161 | 161 | DC Stl Pole | 0 | 14.56 | 1 | T2-556 ACSR | 86922 | 5763407 | 5850329 | 0 | 0 | 0 | 0 | 0 | 0 | 0 | 0 | 0 | 0 | 0 | 0 | 0 | 0 | 0 | 0 | 0 | 0 | 0 | 0 | 12
NO |  | 210 | 2011 | 1 | 21 | 21 |  | Franklin | Butler | 161 | 161 | Wd H-fr | 26.24 | 0 | 1 | 477 ACSR 26/7 | 84930 | 736236 | 821166 | 0 | 0 | 0 | 0 | 0 | 0 | 0 | 0 | 0 | 0 | 0 | 0 | 0 | 0 | 0 | 0 | 0 | 0 | 0 | 0 | 12
NO |  | 210 | 2011 | 1 | 22 | 22 |  | Sub 28 | Sub 17 | 161 | 161 | Wd H-fr | 10.73 | 0 | 1 | 795 ACSR 26/7 | 59016 | 571785 | 630801 | 0 | 0 | 0 | 0 | 0 | 0 | 0 | 0 | 0 | 0 | 0 | 0 | 0 | 0 | 0 | 0 | 0 | 0 | 0 | 0 | 12
NO |  | 210 | 2011 | 1 | 23 | 23 |  | Booneville | West Grand | 161 | 161 | Wd H-fr | 5.67 | 0 | 1 | 2156 ACSR 84/19 | 34732 | 143792 | 178524 | 0 | 0 | 0 | 0 | 0 | 0 | 0 | 0 | 0 | 0 | 0 | 0 | 0 | 0 | 0 | 0 | 0 | 0 | 0 | 0 | 12
NO |  | 210 | 2011 | 1 | 24 | 24 |  | West Grand | 60th St. | 161 | 161 | Wd H-fr | 2.25 | 0 | 1 | 2156 ACSR 84/19 | 13122 | 137602 | 150724 | 0 | 0 | 0 | 0 | 0 | 0 | 0 | 0 | 0 | 0 | 0 | 0 | 0 | 0 | 0 | 0 | 0 | 0 | 0 | 0 | 12
NO |  | 210 | 2011 | 1 | 25 | 25 |  | 60th St. | Ashawa | 161 | 161 | Wd H-fr | 2.21 | 0 | 1 | 2156 ACSR 84/19 | 13359 | 451146 | 464505 | 0 | 0 | 0 | 0 | 0 | 0 | 0 | 0 | 0 | 0 | 0 | 0 | 0 | 0 | 0 | 0 | 0 | 0 | 0 | 0 | 12
NO |  | 210 | 2011 | 1 | 26 | 26 |  | Sub 56 | Sub 89 | 161 | 161 | Wd H-fr | 22.15 | 0 | 1 | 397 ACSR 26/7 | 49476 | 602242 | 651718 | 0 | 0 | 0 | 0 | 0 | 0 | 0 | 0 | 0 | 0 | 0 | 0 | 0 | 0 | 0 | 0 | 0 | 0 | 0 | 0 | 12
NO |  | 210 | 2011 | 1 | 27 | 27 |  | Hastings | Bunge | 161 | 161 | Wd H-fr | 20.26 | 0 | 1 | 397 ACSR 26/7 | 53147 | 375639 | 428786 | 0 | 0 | 0 | 0 | 0 | 0 | 0 | 0 | 0 | 0 | 0 | 0 | 0 | 0 | 0 | 0 | 0 | 0 | 0 | 0 | 12
NO |  | 210 | 2011 | 1 | 28 | 28 |  | CBEC-River Bend | River Bend-Bunge | 161 | 161 | Wd H-fr | 2.32 | 0 | 1 | 397 ACSR 26/7 | 5833 | 1446731 | 1452564 | 0 | 0 | 0 | 0 | 0 | 0 | 0 | 0 | 0 | 0 | 0 | 0 | 0 | 0 | 0 | 0 | 0 | 0 | 0 | 0 | 12
NO |  | 210 | 2011 | 1 | 29 | 29 |  | Sub 39 | Sub 31 Tap | 161 | 161 | Wd H-fr | 5.66 | 0 | 1 | 795 ACSR 26/7 | 31130 | 301615 | 332745 | 0 | 0 | 0 | 0 | 0 | 0 | 0 | 0 | 0 | 0 | 0 | 0 | 0 | 0 | 0 | 0 | 0 | 0 | 0 | 0 | 12
NO |  | 210 | 2011 | 1 | 30 | 30 |  | Greenfield Plaza | SE Polk | 161 | 161 | Wd H-fr | 0.9 | 6.59 | 2 | 556 ACSR 26/7 | 144920 | 3029355 | 3174275 | 0 | 0 | 0 | 0 | 0 | 0 | 0 | 0 | 0 | 0 | 0 | 0 | 0 | 0 | 0 | 0 | 0 | 0 | 0 | 0 | 12
NO |  | 210 | 2011 | 1 | 31 | 31 |  | Altoona-Metro East | DMEC | 161 | 161 | Stl SP | 6.48 | 0 | 1 | T2-556 ACSR 26/7 | 110802 | 3682310 | 3793112 | 0 | 0 | 0 | 0 | 0 | 0 | 0 | 0 | 0 | 0 | 0 | 0 | 0 | 0 | 0 | 0 | 0 | 0 | 0 | 0 | 12
NO |  | 210 | 2011 | 1 | 32 | 32 |  | Sub 702 | Sub 701 | 161 | 161 | Stl SP, Wd SP | 1.89 | 0 | 2 | 1192 AL 61 STR | 8810 | 229769 | 238579 | 0 | 0 | 0 | 0 | 0 | 0 | 0 | 0 | 0 | 0 | 0 | 0 | 0 | 0 | 0 | 0 | 0 | 0 | 0 | 0 | 12
NO |  | 210 | 2011 | 1 | 33 | 33 |  | Sub 701 | NE State Line (OPPD) | 161 | 161 | Stl SP, Wd SP | 6.71 | 0 | 2 | 1192 AL 61 STR | 31292 | 1745168 | 1776460 | 0 | 0 | 0 | 0 | 0 | 0 | 0 | 0 | 0 | 0 | 0 | 0 | 0 | 0 | 0 | 0 | 0 | 0 | 0 | 0 | 12
NO |  | 210 | 2011 | 1 | 34 | 34 |  | Clarinda | Hastings | 161 | 161 | Wd H-fr | 31.27 | 0 | 1 | 397 ACSR 26/7 | 84295 | 1449566 | 1533861 | 0 | 0 | 0 | 0 | 0 | 0 | 0 | 0 | 0 | 0 | 0 | 0 | 0 | 0 | 0 | 0 | 0 | 0 | 0 | 0 | 12
NO |  | 210 | 2011 | 1 | 35 | 35 |  | Wright | Wall Lake | 161 | 161 | Wd H-fr | 11.68 | 0 | 1 | 477/1192 ACSR | 35688 | 165751 | 201439 | 0 | 0 | 0 | 0 | 0 | 0 | 0 | 0 | 0 | 0 | 0 | 0 | 0 | 0 | 0 | 0 | 0 | 0 | 0 | 0 | 12
NO |  | 210 | 2011 | 2 | 1 | 1 |  | Wall Lake | Franklin | 161 | 161 | Wd H-fr | 17.72 | 0 | 1 | 477/1192 ACSR | 55182 | 603871 | 659053 | 0 | 0 | 0 | 0 | 0 | 0 | 0 | 0 | 0 | 0 | 0 | 0 | 0 | 0 | 0 | 0 | 0 | 0 | 0 | 0 | 12
NO |  | 210 | 2011 | 2 | 2 | 2 |  | Newport | Denmark | 161 | 161 | Wd H-fr | 11.3 | 0 | 1 | 556 ACSR 26/7 | 19060 | 149491 | 168551 | 0 | 0 | 0 | 0 | 0 | 612100238 | 0 | 0 | 0 | 0 | 0 | 0 | 0 | 0 | 0 | 0 | 0 | 0 | 0 | 0 | 12
NO |  | 210 | 2011 | 2 | 3 | 3 |  | Sub 17 | Sub 49 | 161 | 161 | Stl SP, Wd SP | 3.53 | 0 | 1 | T2-397 ACSR 26/7 | 33638 | 606839 | 640477 | 0 | 0 | 0 | 0 | 0 | 0 | 0 | 0 | 0 | 0 | 0 | 0 | 0 | 0 | 0 | 0 | 0 | 0 | 0 | 0 | 12
NO |  | 210 | 2011 | 2 | 4 | 4 |  | Washburn | Hazleton | 161 | 161 | Wd H-fr | 28.53 | 0 | 1 | 636 ACSR 26/7 | 59190 | 2251620 | 2310810 | 0 | 0 | 0 | 0 | 0 | 0 | 0 | 0 | 0 | 0 | 0 | 0 | 0 | 0 | 0 | 0 | 0 | 0 | 0 | 0 | 12
NO |  | 210 | 2011 | 2 | 5 | 5 |  | Sac | Pocahontas | 161 | 161 | Wd H-fr | 27.12 | 0 | 1 | 477 ACSR 26/7 | 95804 | 7054547 | 7150351 | 0 | 0 | 0 | 0 | 0 | 0 | 0 | 0 | 0 | 0 | 0 | 0 | 0 | 0 | 0 | 0 | 0 | 0 | 0 | 0 | 12
NO |  | 210 | 2011 | 2 | 6 | 6 |  | Pocahontas | Pomeroy | 161 | 161 | Wd H-fr | 4.93 | 0 | 1 | 477 ACSR 26/7 | 17415 | 174630 | 192045 | 0 | 0 | 0 | 0 | 0 | 0 | 0 | 0 | 0 | 0 | 0 | 0 | 0 | 0 | 0 | 0 | 0 | 0 | 0 | 0 | 12
NO |  | 210 | 2011 | 2 | 7 | 7 |  | SE Polk | DMEC (West Line) | 161 | 161 | Stl SP | 0.99 | 0 | 1 | T2-556 AL 37 STR | 0 | 129602 | 129602 | 0 | 0 | 0 | 0 | 0 | 0 | 0 | 0 | 0 | 0 | 0 | 0 | 0 | 0 | 0 | 0 | 0 | 0 | 0 | 0 | 12
NO |  | 210 | 2011 | 2 | 8 | 8 |  | DMEC | Reasnor | 161 | 161 | Wd H-fr | 23.3 | 0 | 1 | T2-397 ACSR | 32303 | 4959055 | 4991358 | 0 | 0 | 0 | 0 | 0 | 0 | 0 | 0 | 0 | 0 | 0 | 0 | 0 | 0 | 0 | 0 | 0 | 0 | 0 | 0 | 12
NO |  | 210 | 2011 | 2 | 9 | 9 |  | SE Polk | DMEC (East Line) | 161 | 161 | Stl SP | 0.93 | 0 | 1 | T2-556 ACSR 26/7 | 5693 | 23568 | 29261 | 0 | 0 | 0 | 0 | 0 | 0 | 0 | 0 | 0 | 0 | 0 | 0 | 0 | 0 | 0 | 0 | 0 | 0 | 0 | 0 | 12
NO |  | 210 | 2011 | 2 | 10 | 10 |  | 100th & Douglas | 109th & Clark | 161 | 161 | Stl SP, Wd SP | 2.43 | 0 | 1 | 1192 AL 61 STR | 53206 | 635860 | 689066 | 0 | 0 | 0 | 0 | 0 | 0 | 0 | 0 | 0 | 0 | 0 | 0 | 0 | 0 | 0 | 0 | 0 | 0 | 0 | 0 | 12
NO |  | 210 | 2011 | 2 | 11 | 11 |  | Webster | Wright | 161 | 161 | Wd H-fr | 11.77 | 0 | 1 | 477 ACSR 26/7 | 36808 | 392216 | 429024 | 0 | 0 | 0 | 0 | 0 | 0 | 0 | 0 | 0 | 0 | 0 | 0 | 0 | 0 | 0 | 0 | 0 | 0 | 0 | 0 | 12
NO |  | 210 | 2011 | 2 | 12 | 12 |  | Sub 49 | IPW Tie (Beaver Chnl.) | 161 | 161 | Wd H-fr, Wd SP | 4.77 | 0 | 1 | 795 ACSR 26/7 | 35138 | 619940 | 655078 | 0 | 0 | 0 | 0 | 0 | 0 | 0 | 0 | 0 | 0 | 0 | 0 | 0 | 0 | 0 | 0 | 0 | 0 | 0 | 0 | 12
NO |  | 210 | 2011 | 2 | 13 | 13 |  | 100th St & 54th Ave | 100th & Douglas | 161 | 161 | Stl SP, Wd SP | 3.9 | 0 | 1 | 1192 AL 61 STR | 85305 | 1184633 | 1269938 | 0 | 0 | 0 | 0 | 0 | 0 | 0 | 0 | 0 | 0 | 0 | 0 | 0 | 0 | 0 | 0 | 0 | 0 | 0 | 0 | 12
NO |  | 210 | 2011 | 2 | 14 | 14 |  | Plymouth | LeMars South Tap | 161 | 161 | Wd H-fr | 9.03 | 0 | 1 | 477 ACSR 26/7 | 33622 | 730805 | 764427 | 0 | 0 | 0 | 0 | 0 | 0 | 0 | 0 | 0 | 0 | 0 | 0 | 0 | 0 | 0 | 0 | 0 | 0 | 0 | 0 | 12
NO |  | 210 | 2011 | 2 | 15 | 15 |  | LeMars South Tap | Little Sioux | 161 | 161 | Wd H-fr | 31.05 | 0 | 1 | 477 ACSR 26/7 | 105670 | 714330 | 820000 | 0 | 0 | 0 | 0 | 0 | 0 | 0 | 0 | 0 | 0 | 0 | 0 | 0 | 0 | 0 | 0 | 0 | 0 | 0 | 0 | 12
NO |  | 210 | 2011 | 2 | 16 | 16 |  | Sub 31 Tap | Sub 28 | 161 | 161 | Wd H-fr | 0.66 | 0 | 1 | 795 ACSR 26/7 | 3630 | 35171 | 38801 | 0 | 0 | 0 | 0 | 0 | 0 | 0 | 0 | 0 | 0 | 0 | 0 | 0 | 0 | 0 | 0 | 0 | 0 | 0 | 0 | 12
NO |  | 210 | 2011 | 2 | 17 | 17 |  | Neal 4 | Monona | 161 | 161 | Wd H-fr | 32.26 | 0 | 1 | 636 ACSR 26/7 | 144810 | 2337866 | 2482676 | 0 | 0 | 0 | 0 | 0 | 0 | 0 | 0 | 0 | 0 | 0 | 0 | 0 | 0 | 0 | 0 | 0 | 0 | 0 | 0 | 12
NO |  | 210 | 2011 | 2 | 18 | 18 |  | Sub 89 | Hills | 161 | 161 | Wd H-fr | 28.76 | 0 | 1 | 397 ACSR 26/7 | 64269 | 782317 | 846586 | 0 | 0 | 0 | 0 | 0 | 0 | 0 | 0 | 0 | 0 | 0 | 0 | 0 | 0 | 0 | 0 | 0 | 0 | 0 | 0 | 12
NO |  | 210 | 2011 | 2 | 19 | 19 |  | Boone Jct | Sub T (Ft Dodge) | 161 | 161 | Wd H-fr | 13.24 | 0 | 1 | 397 ACSR 26/7 | 49542 | 300302 | 349844 | 0 | 0 | 0 | 0 | 0 | 0 | 0 | 0 | 0 | 0 | 0 | 0 | 0 | 0 | 0 | 0 | 0 | 0 | 0 | 0 | 12
NO |  | 210 | 2011 | 2 | 20 | 20 |  | Raun | Neal 4 | 161 | 161 | Stl SP | 2.12 | 0 | 1 | 795 ACSR 26/7 | 8456 | 64906 | 73362 | 0 | 0 | 0 | 0 | 0 | 0 | 0 | 0 | 0 | 0 | 0 | 0 | 0 | 0 | 0 | 0 | 0 | 0 | 0 | 0 | 12
NO |  | 210 | 2011 | 2 | 21 | 21 |  | Wisdom | Triboji (Str 93) | 161 | 161 | Wd H-fr | 12.56 | 0 | 1 | 636 ACSR 26/7 | 46271 | 239098 | 285369 | 0 | 0 | 0 | 0 | 0 | 0 | 0 | 0 | 0 | 0 | 0 | 0 | 0 | 0 | 0 | 0 | 0 | 0 | 0 | 0 | 12
NO |  | 210 | 2011 | 2 | 22 | 22 |  | Altoona | Bondurant | 161 | 161 | Stl SP | 2.13 | 0 | 1 | T2-556 ACSR 26/7 | 35705 | 1120329 | 1156034 | 0 | 0 | 0 | 0 | 0 | 0 | 0 | 0 | 0 | 0 | 0 | 0 | 0 | 0 | 0 | 0 | 0 | 0 | 0 | 0 | 12
NO |  | 210 | 2011 | 2 | 23 | 23 |  | SE Polk AF Term | SE Polk AB Term | 161 | 161 | Wd SP | 0.04 | 0 | 1 | T2-556 AL 37 STR | 0 | 5517 | 5517 | 0 | 0 | 0 | 0 | 0 | 0 | 0 | 0 | 0 | 0 | 0 | 0 | 0 | 0 | 0 | 0 | 0 | 0 | 0 | 0 | 12
NO |  | 210 | 2011 | 2 | 24 | 24 |  | Sub 18 | Sub 43 | 161 | 161 | Tower | 8.88 | 0 | 1 | 1192 ACSR 54/19 | 166503 | 1008944 | 1175447 | 0 | 0 | 0 | 0 | 0 | 0 | 0 | 0 | 0 | 0 | 0 | 0 | 0 | 0 | 0 | 0 | 0 | 0 | 0 | 0 | 12
NO |  | 210 | 2011 | 2 | 25 | 25 |  | Raun | Neal North (North Tie) | 161 | 161 | Stl H-fr | 0.62 | 0 | 1 | 1192 ACSR 45/7 | 1091 | 8571 | 9662 | 0 | 0 | 0 | 0 | 0 | 0 | 0 | 0 | 0 | 0 | 0 | 0 | 0 | 0 | 0 | 0 | 0 | 0 | 0 | 0 | 12
NO |  | 210 | 2011 | 2 | 26 | 26 |  | Bondurant | Sycamore | 161 | 161 | Wd H-fr | 10 | 0 | 1 | 1192 ACSR 45/7 | 156547 | 5020579 | 5177126 | 0 | 0 | 0 | 0 | 0 | 0 | 0 | 0 | 0 | 0 | 0 | 0 | 0 | 0 | 0 | 0 | 0 | 0 | 0 | 0 | 12
NO |  | 210 | 2011 | 2 | 27 | 27 |  | Sub T | Webster | 161 | 161 | Wd H-fr | 14.23 | 0 | 1 | 477 ACSR 26/7 | 31471 | 169065 | 200536 | 0 | 0 | 0 | 0 | 0 | 0 | 0 | 0 | 0 | 0 | 0 | 0 | 0 | 0 | 0 | 0 | 0 | 0 | 0 | 0 | 12
NO |  | 210 | 2011 | 2 | 28 | 28 |  | Atlantic Munic Tap E | Adair-Earlham | 161 | 161 | Wd H-fr | 0 | 42.12 | 1 | T2-556 ACSR 26/7 | 275458 | 1560174 | 1835632 | 0 | 0 | 0 | 0 | 0 | 0 | 0 | 0 | 0 | 0 | 0 | 0 | 0 | 0 | 0 | 0 | 0 | 0 | 0 | 0 | 12
NO |  | 210 | 2011 | 2 | 29 | 29 |  | Pomeroy | Hayes | 161 | 161 | Wd H-fr, Wd SP | 21.78 | 0 | 1 | T2-556/477 ACSR | 169119 | 7475062 | 7644181 | 0 | 0 | 0 | 0 | 0 | 0 | 0 | 0 | 0 | 0 | 0 | 0 | 0 | 0 | 0 | 0 | 0 | 0 | 0 | 0 | 12
NO |  | 210 | 2011 | 2 | 30 | 30 |  | Sub T | Tate & Lyle | 161 | 161 | Wd H-fr/Wd SP | 9.17 | 0 | 1 | T2-556/477 ACSR | 18938 | 2539801 | 2558739 | 0 | 0 | 0 | 0 | 0 | 0 | 0 | 0 | 0 | 0 | 0 | 0 | 0 | 0 | 0 | 0 | 0 | 0 | 0 | 0 | 12
NO |  | 210 | 2011 | 2 | 31 | 31 |  | Hayes Sub | Webster | 161 | 161 | Wd H-fr/Wd SP | 14.56 | 0 | 1 | 636 ACSR/T2 556 | 129123 | 2039229 | 2168352 | 0 | 0 | 0 | 0 | 0 | 0 | 0 | 0 | 0 | 0 | 0 | 0 | 0 | 0 | 0 | 0 | 0 | 0 | 0 | 0 | 12
NO |  | 210 | 2011 | 2 | 32 | 32 |  | Hayes | Tate & Lyle | 161 | 161 | Wd SP | 0.97 | 0 | 1 | T2-556 ACSR 26/7 | 36010 | 838366 | 874376 | 0 | 0 | 0 | 0 | 0 | 0 | 0 | 0 | 0 | 0 | 0 | 0 | 0 | 0 | 0 | 0 | 0 | 0 | 0 | 0 | 12
NO |  | 210 | 2011 | 2 | 33 | 33 |  | Avoca-Teakwood | Atlantic Munic Tap W | 161 | 161 | Wd H-fr | 0 | 17.58 | 1 | T2-556 ACSR 26/7 | 133138 | 625536 | 758674 | 0 | 0 | 0 | 0 | 0 | 0 | 0 | 0 | 0 | 0 | 0 | 0 | 0 | 0 | 0 | 0 | 0 | 0 | 0 | 0 | 12
NO |  | 210 | 2011 | 2 | 34 | 34 |  | Raun | Neal North (South Tie) | 161 | 161 | Stl H-fr | 0 | 0.62 | 1 | 1192 ACSR 45/7 | 1091 | 8365 | 9456 | 0 | 0 | 0 | 0 | 0 | 0 | 0 | 0 | 0 | 0 | 0 | 0 | 0 | 0 | 0 | 0 | 0 | 0 | 0 | 0 | 12
NO |  | 210 | 2011 | 2 | 35 | 35 |  | 109th & Clark | Ashawa | 161 | 161 | Stl SP, Wd SP | 3.31 | 0 | 1 | 1192 AL 61 STR | 66125 | 901780 | 967905 | 0 | 0 | 0 | 0 | 0 | 0 | 0 | 0 | 0 | 0 | 0 | 0 | 0 | 0 | 0 | 0 | 0 | 0 | 0 | 0 | 12
NO |  | 210 | 2011 | 3 | 1 | 1 |  | Monona | Crawford County | 161 | 161 | Wd H-fr/Stl SP | 16.37 | 0 | 1 | 636 ACSR 26/7 | 64436 | 1265799 | 1330235 | 0 | 0 | 0 | 0 | 0 | 0 | 0 | 0 | 0 | 0 | 0 | 0 | 0 | 0 | 0 | 0 | 0 | 0 | 0 | 0 | 12
NO |  | 210 | 2011 | 3 | 2 | 2 |  | Crawford County | Victory | 161 | 161 | Wd H-fr/Stl SP | 17.19 | 0 | 1 | 636 ACSR 26/7 | 67672 | 984696 | 1052368 | 0 | 0 | 0 | 0 | 0 | 0 | 0 | 0 | 0 | 0 | 0 | 0 | 0 | 0 | 0 | 0 | 0 | 0 | 0 | 0 | 12
NO |  | 210 | 2011 | 3 | 3 | 3 |  | Victory | Carroll | 161 | 161 | Wd H-fr/Stl SP | 16.85 | 0 | 1 | 636 ACSR 26/7 | 66066 | 974784 | 1040850 | 0 | 0 | 0 | 0 | 0 | 0 | 0 | 0 | 0 | 0 | 0 | 0 | 0 | 0 | 0 | 0 | 0 | 0 | 0 | 0 | 12
NO |  | 210 | 2011 | 3 | 4 | 4 |  | Little Sioux | Clipper Sub | 161 | 161 | Wd H-fr | 17.43 | 2.62 | 1 | 477/1192 ACSR | 71190 | 6378600 | 6449790 | 0 | 0 | 0 | 0 | 0 | 0 | 0 | 0 | 0 | 0 | 0 | 0 | 0 | 0 | 0 | 0 | 0 | 0 | 0 | 0 | 12
NO |  | 210 | 2011 | 3 | 5 | 5 |  | Clipper Sub | Sac County | 161 | 161 | Wd H-fr | 2.99 | 0 | 1 | 477/1192 ACSR | 10617 | 78865 | 89482 | 0 | 0 | 0 | 0 | 0 | 0 | 0 | 0 | 0 | 0 | 0 | 0 | 0 | 0 | 0 | 0 | 0 | 0 | 0 | 0 | 12
NO |  | 210 | 2011 | 3 | 6 | 6 |  | Sub 87 | Newport | 161 | 161 | Wd H-fr | 12.69 | 0 | 1 | 556 ACSR 26/7 | 20238 | 251079 | 271317 | 0 | 0 | 0 | 0 | 0 | 612100239 | 0 | 0 | 0 | 0 | 0 | 0 | 0 | 0 | 0 | 0 | 0 | 0 | 0 | 0 | 12
NO |  | 210 | 2011 | 3 | 7 | 7 |  | Winterset Jct. | Creston | 161 | 161 | Wd H-fr | 24.12 | 0 | 1 | 397 ACSR 26/7 | 33440 | 457737 | 491177 | 0 | 0 | 0 | 0 | 0 | 0 | 0 | 0 | 0 | 0 | 0 | 0 | 0 | 0 | 0 | 0 | 0 | 0 | 0 | 0 | 12
NO |  | 210 | 2011 | 3 | 8 | 8 |  | Sub 18-Oak Grove | Galesburg | 161 | 161 | Wd H-fr | 35.35 | 0 | 1 | 556 ACSR 26/7 | 101057 | 996009 | 1097066 | 0 | 0 | 0 | 0 | 0 | 0 | 0 | 0 | 0 | 0 | 0 | 0 | 0 | 0 | 0 | 0 | 0 | 0 | 0 | 0 | 12
NO |  | 210 | 2011 | 3 | 9 | 9 |  | Plymouth | WAPA Sioux City | 161 | 161 | Wd H-fr | 1.2 | 0 | 1 | 477 ACSR 26/7 | 3665 | 18950 | 22615 | 0 | 0 | 0 | 0 | 0 | 0 | 0 | 0 | 0 | 0 | 0 | 0 | 0 | 0 | 0 | 0 | 0 | 0 | 0 | 0 | 12
NO |  | 210 | 2011 | 3 | 10 | 10 |  | Raun | NE State Line (OPPD) | 161 | 161 | Wd H-fr | 1.55 | 0 | 1 | 556 ACSR 24/7 | 9635 | 152482 | 162117 | 0 | 0 | 0 | 0 | 0 | 0 | 0 | 0 | 0 | 0 | 0 | 0 | 0 | 0 | 0 | 0 | 0 | 0 | 0 | 0 | 12
NO |  | 210 | 2011 | 3 | 11 | 11 |  | Quick Sub | Avoca | 161 | 161 | Stl SP | 0 | 21.3 | 1 | T-2 556 ACSR 26/7 | 127924 | 783326 | 911250 | 0 | 0 | 0 | 0 | 0 | 0 | 0 | 0 | 0 | 0 | 0 | 0 | 0 | 0 | 0 | 0 | 0 | 0 | 0 | 0 | 12
NO |  | 210 | 2011 | 3 | 12 | 12 |  | CBEC | Quick Sub | 161 | 161 | Stl SP | 0 | 12.1 | 1 | T-2 556 ACSR 26/7 | 72670 | 444987 | 517657 | 0 | 0 | 0 | 0 | 0 | 0 | 0 | 0 | 0 | 0 | 0 | 0 | 0 | 0 | 0 | 0 | 0 | 0 | 0 | 0 | 12
NO |  | 210 | 2011 | 3 | 13 | 13 |  | Sub 18 | Sub 85 | 161 | 161 | Wd H-fr | 3.84 | 0 | 1 | 556 ACSR 26/7 | 23101 | 163941 | 187042 | 0 | 0 | 0 | 0 | 0 | 0 | 0 | 0 | 0 | 0 | 0 | 0 | 0 | 0 | 0 | 0 | 0 | 0 | 0 | 0 | 12
NO |  | 210 | 2011 | 3 | 14 | 14 |  | OGS | Wapello | 161 | 161 | Wd H-fr | 18.88 | 0 | 1 | 954 ACSR 45/7 | 147897 | 950908 | 1098805 | 0 | 0 | 0 | 0 | 0 | 612100240 | 0 | 0 | 0 | 0 | 0 | 0 | 0 | 0 | 0 | 0 | 0 | 0 | 0 | 0 | 12
NO |  | 210 | 2011 | 3 | 15 | 15 |  | Parnell | Powesheik | 161 | 161 | Wd H-fr | 32.95 | 0 | 1 | 397 ACSR 26/7 | 108957 | 983900 | 1092857 | 0 | 0 | 0 | 0 | 0 | 0 | 0 | 0 | 0 | 0 | 0 | 0 | 0 | 0 | 0 | 0 | 0 | 0 | 0 | 0 | 12
NO |  | 210 | 2011 | 3 | 16 | 16 |  | Winterset Jct. | Norwalk | 161 | 161 | Wd H-fr/Stl SP | 4.38 | 14.25 | 1 | 397/T2-556 ACSR | 132218 | 6709465 | 6841683 | 0 | 0 | 0 | 0 | 0 | 0 | 0 | 0 | 0 | 0 | 0 | 0 | 0 | 0 | 0 | 0 | 0 | 0 | 0 | 0 | 12
NO |  | 210 | 2011 | 3 | 17 | 17 |  | Norwalk | Greenfield Plaza | 161 | 161 | Stl SP | 0.95 | 3.47 | 1 | 397/T2-556 ACSR | 28678 | 1634716 | 1663394 | 0 | 0 | 0 | 0 | 0 | 0 | 0 | 0 | 0 | 0 | 0 | 0 | 0 | 0 | 0 | 0 | 0 | 0 | 0 | 0 | 12
NO |  | 210 | 2011 | 3 | 18 | 18 |  | Norwalk | Booneville | 161 | 161 | Stl SP | 16.88 | 0 | 1 | T2-556 ACSR 26/7 | 1499726 | 9261939 | 10761665 | 0 | 0 | 0 | 0 | 0 | 0 | 0 | 0 | 0 | 0 | 0 | 0 | 0 | 0 | 0 | 0 | 0 | 0 | 0 | 0 | 12
NO |  | 210 | 2011 | 3 | 19 | 19 |  | Sub 85 | Sub 56 | 161 | 161 | Wd H-fr | 7.45 | 0 | 1 | 556 ACSR 26/7 | 45533 | 324173 | 369706 | 0 | 0 | 0 | 0 | 0 | 0 | 0 | 0 | 0 | 0 | 0 | 0 | 0 | 0 | 0 | 0 | 0 | 0 | 0 | 0 | 12
NO |  | 210 | 2011 | 3 | 20 | 20 |  | Sub 18 | Oak Grove East (West) | 161 | 161 | Stl SP | 3.33 | 0 | 2 | T2-556 ACSR 26/7 | 258600 | 2668538 | 2927138 | 0 | 0 | 0 | 0 | 0 | 0 | 0 | 0 | 0 | 0 | 0 | 0 | 0 | 0 | 0 | 0 | 0 | 0 | 0 | 0 | 12
NO |  | 210 | 2011 | 3 | 21 | 21 |  | Clarinda | MO State Line (SWPP) | 161 | 161 | Wd H-fr | 12.3 | 0 | 1 | 397 ACSR 26/7 | 17053 | 577073 | 594126 | 0 | 0 | 0 | 0 | 0 | 0 | 0 | 0 | 0 | 0 | 0 | 0 | 0 | 0 | 0 | 0 | 0 | 0 | 0 | 0 | 12
NO |  | 210 | 2011 | 3 | 22 | 22 |  | Sub 18-Sub 112 | Sub 87 | 161 | 161 | Wd H-fr | 26.54 | 0 | 1 | 556 ACSR 26/7 | 115774 | 927769 | 1043543 | 0 | 0 | 0 | 0 | 0 | 0 | 0 | 0 | 0 | 0 | 0 | 0 | 0 | 0 | 0 | 0 | 0 | 0 | 0 | 0 | 12
NO |  | 210 | 2011 | 3 | 23 | 23 |  | Floyd | Emery | 161 | 161 | Wd H-fr | 36.02 | 0 | 1 | 636 ACSR 26/7 | 170661 | 981580 | 1152241 | 0 | 0 | 0 | 0 | 0 | 0 | 0 | 0 | 0 | 0 | 0 | 0 | 0 | 0 | 0 | 0 | 0 | 0 | 0 | 0 | 12
NO |  | 210 | 2011 | 3 | 24 | 24 |  | Sub 43 | Sub 39 | 161 | 161 | Tower, Wd H-fr | 10.42 | 0 | 1 | 1192 ACSR 54/19 | 195379 | 1183923 | 1379302 | 0 | 0 | 0 | 0 | 0 | 0 | 0 | 0 | 0 | 0 | 0 | 0 | 0 | 0 | 0 | 0 | 0 | 0 | 0 | 0 | 12
NO |  | 210 | 2011 | 3 | 25 | 25 |  | Ashawa | Army Post | 161 | 161 | Wd H-fr | 4.28 | 0 | 1 | 556 ACSR 26/7 | 24787 | 174012 | 198799 | 0 | 0 | 0 | 0 | 0 | 0 | 0 | 0 | 0 | 0 | 0 | 0 | 0 | 0 | 0 | 0 | 0 | 0 | 0 | 0 | 12
NO |  | 210 | 2011 | 3 | 26 | 26 |  | Army Post | Greenfield Plaza | 161 | 161 | Wd H-fr | 5.28 | 0 | 1 | 556 ACSR 26/7 | 30549 | 214468 | 245017 | 0 | 0 | 0 | 0 | 0 | 0 | 0 | 0 | 0 | 0 | 0 | 0 | 0 | 0 | 0 | 0 | 0 | 0 | 0 | 0 | 12
NO |  | 210 | 2011 | 3 | 27 | 27 |  | Ashawa | 88th St. D.M. | 161 | 161 | Stl SP, Wd SP | 4.18 | 0 | 1 | T2-556AL/1192 AL | 24004 | 1708369 | 1732373 | 0 | 0 | 0 | 0 | 0 | 0 | 0 | 0 | 0 | 0 | 0 | 0 | 0 | 0 | 0 | 0 | 0 | 0 | 0 | 0 | 12
NO |  | 210 | 2011 | 3 | 28 | 28 |  | 88th St. Sub | Alice's Road Sub | 161 | 161 | Stl SP, Wd SP | 3.04 | 0 | 1 | T2-556 AL 37 ST | 274504 | 727695 | 1002199 | 0 | 0 | 0 | 0 | 0 | 0 | 0 | 0 | 0 | 0 | 0 | 0 | 0 | 0 | 0 | 0 | 0 | 0 | 0 | 0 | 12
NO |  | 210 | 2011 | 3 | 29 | 29 |  | Granger Tap | 100th & 54th Sub | 161 | 161 | Stl SP, Wd SP | 0.96 | 0 | 1 | T2-556 AL 37 ST | 116134 | 373474 | 489608 | 0 | 0 | 0 | 0 | 0 | 0 | 0 | 0 | 0 | 0 | 0 | 0 | 0 | 0 | 0 | 0 | 0 | 0 | 0 | 0 | 12
NO |  | 210 | 2011 | 3 | 30 | 30 |  | Grimes | Granger Tap | 161 | 161 | Stl SP, Wd SP | 2.3 | 0 | 1 | T2-556 AL 37 ST | 172578 | 543297 | 715875 | 0 | 0 | 0 | 0 | 0 | 612100241 | 0 | 0 | 0 | 0 | 0 | 0 | 0 | 0 | 0 | 0 | 0 | 0 | 0 | 0 | 12
NO |  | 210 | 2011 | 3 | 31 | 31 |  | 142nd St Sub | Grimes | 161 | 161 | Stl SP, Wd SP | 1.47 | 0 | 1 | T2-556 AL 37 ST | 130587 | 405724 | 536311 | 0 | 0 | 0 | 0 | 0 | 0 | 0 | 0 | 0 | 0 | 0 | 0 | 0 | 0 | 0 | 0 | 0 | 0 | 0 | 0 | 12
NO |  | 210 | 2011 | 3 | 32 | 32 |  | Alice's Road Sub | 142nd St Sub | 161 | 161 | Stl SP, Wd SP | 3.72 | 0 | 1 | T2-556 AL 37 ST | 330465 | 1314649 | 1645114 | 0 | 0 | 0 | 0 | 0 | 0 | 0 | 0 | 0 | 0 | 0 | 0 | 0 | 0 | 0 | 0 | 0 | 0 | 0 | 0 | 12
NO |  | 210 | 2011 | 3 | 33 | 33 |  | CBEC | Indian Creek East | 161 | 161 | Stl SP | 5.34 | 0 | 1 | 1192 AL/T2-556 AC | 23264 | 999509 | 1022773 | 0 | 0 | 0 | 0 | 0 | 0 | 0 | 0 | 0 | 0 | 0 | 0 | 0 | 0 | 0 | 0 | 0 | 0 | 0 | 0 | 12
NO |  | 210 | 2011 | 3 | 34 | 34 |  | Indian Creek East | Manawa | 161 | 161 | Stl SP | 0.29 | 0 | 1 | 1192 AL/T2-556 AC | 1548 | 66513 | 68061 | 0 | 0 | 0 | 0 | 0 | 0 | 0 | 0 | 0 | 0 | 0 | 0 | 0 | 0 | 0 | 0 | 0 | 0 | 0 | 0 | 12
NO |  | 210 | 2011 | 3 | 35 | 35 |  | Manawa | Sub 702 | 161 | 161 | Stl SP, Wd SP | 2.26 | 0 | 2 | 1192 AL 61 STR | 10289 | 343497 | 353786 | 0 | 0 | 0 | 0 | 0 | 0 | 0 | 0 | 0 | 0 | 0 | 0 | 0 | 0 | 0 | 0 | 0 | 0 | 0 | 0 | 12
NO |  | 210 | 2011 | 4 | 1 | 1 |  | Carroll County | Drager | 161 | 161 | Wd H-fr | 5.49 | 0 | 1 | 636 ACSR 26/7 | 15428 | 149684 | 165112 | 0 | 0 | 0 | 0 | 0 | 0 | 0 | 0 | 0 | 0 | 0 | 0 | 0 | 0 | 0 | 0 | 0 | 0 | 0 | 0 | 12
NO |  | 210 | 2011 | 4 | 2 | 2 |  | Drager | Grand Junction | 161 | 161 | Wd H-fr | 29.65 | 0 | 1 | 636 ACSR 26/7 | 83322 | 1176103 | 1259425 | 0 | 0 | 0 | 0 | 0 | 0 | 0 | 0 | 0 | 0 | 0 | 0 | 0 | 0 | 0 | 0 | 0 | 0 | 0 | 0 | 12
NO |  | 210 | 2011 | 4 | 3 | 3 |  | N.E. Ankeny | Alliant Tap (C17) | 161 | 161 | Stl SP | 1.22 | 0 | 1 | T2-556 ACSR | 0 | 277373 | 277373 | 0 | 0 | 0 | 0 | 0 | 0 | 0 | 0 | 0 | 0 | 0 | 0 | 0 | 0 | 0 | 0 | 0 | 0 | 0 | 0 | 12
NO |  | 210 | 2011 | 4 | 4 | 4 |  | N.E. Ankeny | Alliant Tap (F23) | 161 | 161 | Stl SP | 1.22 | 0 | 1 | T2-556 ACSR | 0 | 277373 | 277373 | 0 | 0 | 0 | 0 | 0 | 0 | 0 | 0 | 0 | 0 | 0 | 0 | 0 | 0 | 0 | 0 | 0 | 0 | 0 | 0 | 12
NO |  | 210 | 2011 | 4 | 5 | 5 |  | CBEC | OPPD 1206 | 161 | 161 | Stl SP | 5.87 | 0 | 1 | 1192 ACSS/954 | 15620 | 6195832 | 6211452 | 0 | 0 | 0 | 0 | 0 | 612100242 | 0 | 0 | 0 | 0 | 0 | 0 | 0 | 0 | 0 | 0 | 0 | 0 | 0 | 0 | 12
NO |  | 210 | 2011 | 4 | 6 | 6 |  | Sycamore | Ankeny | 161 | 161 | Wd SP, Stl SP | 7.73 | 0 | 1 | T2-556 ACSR | 685087 | 2301859 | 2986946 | 0 | 0 | 0 | 0 | 0 | 0 | 0 | 0 | 0 | 0 | 0 | 0 | 0 | 0 | 0 | 0 | 0 | 0 | 0 | 0 | 12
NO |  | 210 | 2011 | 4 | 7 | 7 |  | Ankeny | Ankeny NE | 161 | 161 | Stl SP | 6.43 | 0 | 1 | T2-556 ACSR | 716734 | 2212635 | 2929369 | 0 | 0 | 0 | 0 | 0 | 0 | 0 | 0 | 0 | 0 | 0 | 0 | 0 | 0 | 0 | 0 | 0 | 0 | 0 | 0 | 12
NO |  | 210 | 2011 | 4 | 8 | 8 |  | Granger Tap | Granger | 161 | 161 | Wd SP, Stl SP | 7.92 | 0 | 1 | T2-556 ACSR | 196187 | 1172154 | 1368341 | 0 | 0 | 0 | 0 | 0 | 612100243 | 0 | 0 | 0 | 0 | 0 | 0 | 0 | 0 | 0 | 0 | 0 | 0 | 0 | 0 | 12
NO |  | 210 | 2011 | 4 | 9 | 9 |  | Granger | Bittersweet | 161 | 161 | Wd SP, Stl SP | 7.13 | 0 | 1 | T2-556 ACSR | 176806 | 1056360 | 1233166 | 0 | 0 | 0 | 0 | 0 | 612100244 | 0 | 0 | 0 | 0 | 0 | 0 | 0 | 0 | 0 | 0 | 0 | 0 | 0 | 0 | 12
NO |  | 210 | 2011 | 4 | 10 | 10 |  | Black Hawk | Deere Foundry | 161 | 161 | Stl SP, Wd SP | 6.2 | 0 | 2 | 636 ACSR 26/7 | 0 | 139963 | 139963 | 0 | 0 | 0 | 0 | 0 | 0 | 0 | 0 | 0 | 0 | 0 | 0 | 0 | 0 | 0 | 0 | 0 | 0 | 0 | 0 | 12
NO |  | 210 | 2011 | 4 | 11 | 11 |  | Leeds | Plymouth | 161 | 161 | Wd H-fr, Wd | 6.15 | 0 | 1 | 636 ACSR 26/7 | 99916 | 618064 | 717980 | 0 | 0 | 0 | 0 | 0 | 0 | 0 | 0 | 0 | 0 | 0 | 0 | 0 | 0 | 0 | 0 | 0 | 0 | 0 | 0 | 12
NO |  | 210 | 2011 | 4 | 12 | 12 |  | Electrifarm | Washburn | 161 | 161 | Wd H-fr | 8.56 | 0 | 1 | 636 ACSR 26/7 | 11467 | 351345 | 362812 | 0 | 0 | 0 | 0 | 0 | 0 | 0 | 0 | 0 | 0 | 0 | 0 | 0 | 0 | 0 | 0 | 0 | 0 | 0 | 0 | 12
NO |  | 210 | 2011 | 4 | 13 | 13 |  | Deere Engine | Electrifarm | 161 | 161 | Wd SP | 2.74 | 0 | 1 | 636 ACSR 26/7 | 3349 | 105006 | 108355 | 0 | 0 | 0 | 0 | 0 | 0 | 0 | 0 | 0 | 0 | 0 | 0 | 0 | 0 | 0 | 0 | 0 | 0 | 0 | 0 | 12
NO |  | 210 | 2011 | 4 | 14 | 14 |  | Waterloo West | Deere Engine | 161 | 161 | Wd SP | 4.85 | 0 | 2 | 636 ACSR 26/7 | 5884 | 467547 | 473431 | 0 | 0 | 0 | 0 | 0 | 0 | 0 | 0 | 0 | 0 | 0 | 0 | 0 | 0 | 0 | 0 | 0 | 0 | 0 | 0 | 12
NO |  | 210 | 2011 | 4 | 15 | 15 |  | Waterloo West | Deere Foundry | 161 | 161 | Stl SP | 0.64 | 0 | 1 | 636 ACSR 26/7 | 802 | 349806 | 350608 | 0 | 0 | 0 | 0 | 0 | 0 | 0 | 0 | 0 | 0 | 0 | 0 | 0 | 0 | 0 | 0 | 0 | 0 | 0 | 0 | 12
NO |  | 210 | 2011 | 4 | 16 | 16 |  | Black Hawk-Midport | Lundquist | 161 | 161 | Stl SP, Wd SP | 1.26 | 5.52 | 2 | 636 ACSR 26/7 | 9305 | 416738 | 426043 | 0 | 0 | 0 | 0 | 0 | 0 | 0 | 0 | 0 | 0 | 0 | 0 | 0 | 0 | 0 | 0 | 0 | 0 | 0 | 0 | 12
NO |  | 210 | 2011 | 4 | 17 | 17 |  | Kellogg | Leeds | 161 | 161 | Stl SP, Wd SP | 3.52 | 0 | 1 | 636 ACSR 26/7 | 57187 | 614962 | 672149 | 0 | 0 | 0 | 0 | 0 | 0 | 0 | 0 | 0 | 0 | 0 | 0 | 0 | 0 | 0 | 0 | 0 | 0 | 0 | 0 | 12
NO |  | 210 | 2011 | 4 | 18 | 18 |  | Lundquist | Deere NE | 161 | 161 | Wd SP | 4.04 | 0.45 | 1 | 636 ACSR 26/7 | 0 | 1132479 | 1132479 | 0 | 0 | 0 | 0 | 0 | 0 | 0 | 0 | 0 | 0 | 0 | 0 | 0 | 0 | 0 | 0 | 0 | 0 | 0 | 0 | 12
NO |  | 210 | 2011 | 4 | 19 | 19 |  | Deere Foundry | Deere Component | 161 | 161 | Stl SP | 0.91 | 0 | 2 | 636 ACSR 26/7 | 13322 | 317743 | 331065 | 0 | 0 | 0 | 0 | 0 | 0 | 0 | 0 | 0 | 0 | 0 | 0 | 0 | 0 | 0 | 0 | 0 | 0 | 0 | 0 | 12
NO |  | 210 | 2011 | 4 | 20 | 20 |  | Deere Component | Lundquist | 161 | 161 | Stl H-fr | 0.47 | 0 | 1 | 636 ACSR 30/19 | 1084 | 194915 | 195999 | 0 | 0 | 0 | 0 | 0 | 0 | 0 | 0 | 0 | 0 | 0 | 0 | 0 | 0 | 0 | 0 | 0 | 0 | 0 | 0 | 12
NO |  | 210 | 2011 | 4 | 21 | 21 |  | Deere Northeast | Washburn | 161 | 161 | Wd SP | 7.94 | 0 | 1 | 636 ACSR 26/7 | 0 | 2299630 | 2299630 | 0 | 0 | 0 | 0 | 0 | 0 | 0 | 0 | 0 | 0 | 0 | 0 | 0 | 0 | 0 | 0 | 0 | 0 | 0 | 0 | 12
NO |  | 210 | 2011 | 4 | 22 | 22 |  | Raun | Interchange | 161 | 161 | Stl SP, Wd SP | 9.01 | 0 | 1 | 954 ACSR 45/7 | 149955 | 786853 | 936808 | 0 | 0 | 0 | 0 | 0 | 0 | 0 | 0 | 0 | 0 | 0 | 0 | 0 | 0 | 0 | 0 | 0 | 0 | 0 | 0 | 12
NO |  | 210 | 2011 | 4 | 23 | 23 |  | Interchange | Kellogg | 161 | 161 | Stl SP, Wd SP | 4.62 | 0 | 1 | 954 ACSR 45/7 | 71322 | 514597 | 585919 | 0 | 0 | 0 | 0 | 0 | 0 | 0 | 0 | 0 | 0 | 0 | 0 | 0 | 0 | 0 | 0 | 0 | 0 | 0 | 0 | 12
NO |  | 210 | 2011 | 4 | 24 | 24 |  | Sub K-Coralridge Sub | Coralridge Sub - Sub P | 161 | 161 | Stl SP, Wd SP | 9.31 | 0 | 1 | 1192 ACSR 54/19 | 247110 | 1573716 | 1820826 | 0 | 0 | 0 | 0 | 0 | 0 | 0 | 0 | 0 | 0 | 0 | 0 | 0 | 0 | 0 | 0 | 0 | 0 | 0 | 0 | 12
NO |  | 210 | 2011 | 4 | 25 | 25 |  | Sub 77 | Hydrocarbon | 161 | 161 | Stl SP, Wd SP | 3.98 | 0 | 1 | 1192 ACSR 54/19 | 62623 | 724718 | 787341 | 0 | 0 | 0 | 0 | 0 | 0 | 0 | 0 | 0 | 0 | 0 | 0 | 0 | 0 | 0 | 0 | 0 | 0 | 0 | 0 | 12
NO |  | 210 | 2011 | 4 | 26 | 26 |  | Sub 74 | Sub 77 | 161 | 161 | Stl SP, Wd SP | 2.98 | 0 | 1 | 1192 ACSR 54/19 | 46888 | 561652 | 608540 | 0 | 0 | 0 | 0 | 0 | 0 | 0 | 0 | 0 | 0 | 0 | 0 | 0 | 0 | 0 | 0 | 0 | 0 | 0 | 0 | 12
NO |  | 210 | 2011 | 4 | 27 | 27 |  | Hydrocarbon | Sub 91 | 161 | 161 | Stl SP, Wd SP | 2.61 | 0 | 1 | 1192 ACSR 54/19 | 41067 | 489683 | 530750 | 0 | 0 | 0 | 0 | 0 | 0 | 0 | 0 | 0 | 0 | 0 | 0 | 0 | 0 | 0 | 0 | 0 | 0 | 0 | 0 | 12
NO |  | 210 | 2011 | 4 | 28 | 28 |  | Switching Station 79 | Sub 91 | 161 | 161 | Stl SP, Wd SP | 8.15 | 0 | 1 | 1192 ACSR 54/19 | 73966 | 1302400 | 1376366 | 0 | 0 | 0 | 0 | 0 | 0 | 0 | 0 | 0 | 0 | 0 | 0 | 0 | 0 | 0 | 0 | 0 | 0 | 0 | 0 | 12
NO |  | 210 | 2011 | 4 | 29 | 29 |  | Sub 58 Tap | Sub 58 | 161 | 161 | Stl SP | 2.69 | 0 | 1 | 954 ACSR 45/7 | 19258 | 419736 | 438994 | 0 | 0 | 0 | 0 | 0 | 0 | 0 | 0 | 0 | 0 | 0 | 0 | 0 | 0 | 0 | 0 | 0 | 0 | 0 | 0 | 12
NO |  | 210 | 2011 | 4 | 30 | 30 |  | Sub 48 | Sub A | 161 | 161 | Tower, Wd SP | 2.84 | 1.98 | 1 | 1192 ACSR 54/19 | 75094 | 700716 | 775810 | 0 | 0 | 0 | 0 | 0 | 0 | 0 | 0 | 0 | 0 | 0 | 0 | 0 | 0 | 0 | 0 | 0 | 0 | 0 | 0 | 12
NO |  | 210 | 2011 | 4 | 31 | 31 |  | Ashawa | 16th & Wabash | 161 | 161 | Stl SP, Wd SP | 6.34 | 0 | 1 | 1192 AL 61 STR | 138774 | 2425207 | 2563981 | 0 | 0 | 0 | 0 | 0 | 0 | 0 | 0 | 0 | 0 | 0 | 0 | 0 | 0 | 0 | 0 | 0 | 0 | 0 | 0 | 12
NO |  | 210 | 2011 | 4 | 32 | 32 |  | SE Polk - Easter | Glover & Watrous | 161 | 161 | Stl SP, Wd SP | 5.36 | 0 | 1 | T2-556 AL 37 ST | 0 | 789591 | 789591 | 0 | 0 | 0 | 0 | 0 | 0 | 0 | 0 | 0 | 0 | 0 | 0 | 0 | 0 | 0 | 0 | 0 | 0 | 0 | 0 | 12
NO |  | 210 | 2011 | 4 | 33 | 33 |  | Glover & Watrous | 16th & Wabash | 161 | 161 | Wd SP | 2.65 | 0 | 1 | T2-556 AL 37 ST | 0 | 801114 | 801114 | 0 | 0 | 0 | 0 | 0 | 0 | 0 | 0 | 0 | 0 | 0 | 0 | 0 | 0 | 0 | 0 | 0 | 0 | 0 | 0 | 12
NO |  | 210 | 2011 | 4 | 34 | 34 |  | Forest & Vermont-MLK | 16th & Wabash | 161 | 161 | Stl SP, Wd SP | 2.67 | 0 | 1 | 1192 AL 61 STR | 125780 | 1461295 | 1587075 | 0 | 0 | 0 | 0 | 0 | 0 | 0 | 0 | 0 | 0 | 0 | 0 | 0 | 0 | 0 | 0 | 0 | 0 | 0 | 0 | 12
NO |  | 210 | 2011 | 4 | 35 | 35 |  | Forest & Vermont | Sycamore | 161 | 161 | Stl SP, Wd SP | 6.82 | 0 | 1 | 1192 AL 61 STR | 320014 | 4345555 | 4665569 | 0 | 0 | 0 | 0 | 0 | 0 | 0 | 0 | 0 | 0 | 0 | 0 | 0 | 0 | 0 | 0 | 0 | 0 | 0 | 0 | 12
NO |  | 210 | 2011 | 5 | 1 | 1 |  | Sub 39 | Sub 47 | 161 | 161 | Tower | 2.34 | 0 | 1 | 1192 ACSR 54/19 | 36457 | 340182 | 376639 | 0 | 0 | 0 | 0 | 0 | 0 | 0 | 0 | 0 | 0 | 0 | 0 | 0 | 0 | 0 | 0 | 0 | 0 | 0 | 0 | 12
NO |  | 210 | 2011 | 5 | 2 | 2 |  | Sub 47 | Sub 48 | 161 | 161 | Tower, Wd SP | 2.62 | 0 | 1 | 1192 ACSR 54/19 | 40819 | 380886 | 421705 | 0 | 0 | 0 | 0 | 0 | 0 | 0 | 0 | 0 | 0 | 0 | 0 | 0 | 0 | 0 | 0 | 0 | 0 | 0 | 0 | 12
NO |  | 210 | 2011 | 5 | 3 | 3 |  | Hills | Sub E | 161 | 161 | Stl SP, Wd SP | 6.56 | 0 | 1 | 556 ACSR 26/7 | 46963 | 1599824 | 1646787 | 0 | 0 | 0 | 0 | 0 | 0 | 0 | 0 | 0 | 0 | 0 | 0 | 0 | 0 | 0 | 0 | 0 | 0 | 0 | 0 | 12
NO |  | 210 | 2011 | 5 | 4 | 4 |  | Sub Y | Sub G | 161 | 161 | Stl SP, Wd SP | 3.77 | 0 | 1 | 556 ACSR 26/7 | 26990 | 588254 | 615244 | 0 | 0 | 0 | 0 | 0 | 0 | 0 | 0 | 0 | 0 | 0 | 0 | 0 | 0 | 0 | 0 | 0 | 0 | 0 | 0 | 12
NO |  | 210 | 2011 | 5 | 5 | 5 |  | Sub 58 | Sub 76 | 161 | 161 | Stl SP, Wd SP | 2.68 | 0 | 1 | 954 ACSR 45/7 | 19186 | 418175 | 437361 | 0 | 0 | 0 | 0 | 0 | 0 | 0 | 0 | 0 | 0 | 0 | 0 | 0 | 0 | 0 | 0 | 0 | 0 | 0 | 0 | 12
NO |  | 210 | 2011 | 5 | 6 | 6 |  | Sub E | Sub Y | 161 | 161 | Stl SP, Wd SP | 1.71 | 0 | 1 | 556 ACSR 26/7 | 12242 | 266821 | 279063 | 0 | 0 | 0 | 0 | 0 | 0 | 0 | 0 | 0 | 0 | 0 | 0 | 0 | 0 | 0 | 0 | 0 | 0 | 0 | 0 | 12
NO |  | 210 | 2011 | 5 | 7 | 7 |  | Sub J | Sub U | 161 | 161 | Stl SP, Wd SP | 1.67 | 0.78 | 1 | 795 ACSR 26/7 | 0 | 95499 | 95499 | 0 | 0 | 0 | 0 | 0 | 0 | 0 | 0 | 0 | 0 | 0 | 0 | 0 | 0 | 0 | 0 | 0 | 0 | 0 | 0 | 12
NO |  | 210 | 2011 | 5 | 8 | 8 |  | Sub J | Enron Sub (IEN) | 161 | 161 | Stl SP, Wd SP | 3.99 | 0 | 1 | 795 ACSR 26/7 | 28564 | 818563 | 847127 | 0 | 0 | 0 | 0 | 0 | 0 | 0 | 0 | 0 | 0 | 0 | 0 | 0 | 0 | 0 | 0 | 0 | 0 | 0 | 0 | 12
NO |  | 210 | 2011 | 5 | 9 | 9 |  | Hydrocarbon (Iowa City) | Hills | 161 | 161 | Stl SP, Wd SP | 3.39 | 0 | 1 | 795 ACSR 26/7 | 24269 | 671910 | 696179 | 0 | 0 | 0 | 0 | 0 | 0 | 0 | 0 | 0 | 0 | 0 | 0 | 0 | 0 | 0 | 0 | 0 | 0 | 0 | 0 | 12
NO |  | 210 | 2011 | 5 | 10 | 10 |  | Sub G | Sub P | 161 | 161 | Stl SP, Wd SP | 4.39 | 0 | 1 | 556 ACSR 26/7 | 31428 | 684995 | 716423 | 0 | 0 | 0 | 0 | 0 | 0 | 0 | 0 | 0 | 0 | 0 | 0 | 0 | 0 | 0 | 0 | 0 | 0 | 0 | 0 | 12
NO |  | 210 | 2011 | 5 | 11 | 11 |  | Sub ICU | Sub ICP | 161 | 161 | Stl SP, Wd SP | 1.16 | 0 | 1 | 795 ACSR 26/7 | 0 | 781982 | 781982 | 0 | 0 | 0 | 0 | 0 | 0 | 0 | 0 | 0 | 0 | 0 | 0 | 0 | 0 | 0 | 0 | 0 | 0 | 0 | 0 | 12
NO |  | 210 | 2011 | 5 | 12 | 12 |  | Sub ICP | 3 Terminal Tie | 161 | 161 | Stl SP | 0.05 | 0 | 1 | T2-397 ACSR 26/7 | 0 | 75760 | 75760 | 0 | 0 | 0 | 0 | 0 | 0 | 0 | 0 | 0 | 0 | 0 | 0 | 0 | 0 | 0 | 0 | 0 | 0 | 0 | 0 | 12
NO |  | 210 | 2011 | 5 | 13 | 13 |  | Sub 70 | Sub A | 161 | 161 | Wd H-fr | 0.23 | 0.33 | 1 | 2-397 ACSR 26/7 | 4009 | 87381 | 91390 | 0 | 0 | 0 | 0 | 0 | 0 | 0 | 0 | 0 | 0 | 0 | 0 | 0 | 0 | 0 | 0 | 0 | 0 | 0 | 0 | 12
NO |  | 210 | 2011 | 5 | 14 | 14 |  | Sub 70 | Sub 88 | 161 | 161 | Wd H-fr | 0.04 | 0.76 | 1 | 2-397 ACSR 26/7 | 5727 | 124829 | 130556 | 0 | 0 | 0 | 0 | 0 | 0 | 0 | 0 | 0 | 0 | 0 | 0 | 0 | 0 | 0 | 0 | 0 | 0 | 0 | 0 | 12
NO |  | 210 | 2011 | 5 | 15 | 15 |  | Sub 71 | Sub 88 | 161 | 161 | Wd H-fr | 4.05 | 0 | 1 | 2-397 ACSR 26/7 | 6436 | 76158 | 82594 | 0 | 0 | 0 | 0 | 0 | 0 | 0 | 0 | 0 | 0 | 0 | 0 | 0 | 0 | 0 | 0 | 0 | 0 | 0 | 0 | 12
NO |  | 210 | 2011 | 5 | 16 | 16 |  | Sub 79 | Sub 71 | 161 | 161 | Wd H-fr | 2.08 | 0 | 1 | 2-397 ACSR 26/7 | 4648 | 91438 | 96086 | 0 | 0 | 0 | 0 | 0 | 0 | 0 | 0 | 0 | 0 | 0 | 0 | 0 | 0 | 0 | 0 | 0 | 0 | 0 | 0 | 12
NO |  | 210 | 2011 | 5 | 17 | 17 |  | Sub 74 | Sub 79 | 161 | 161 | Wd H-fr | 2.08 | 0 | 1 | 2-397 ACSR 26/7 | 4648 | 36220 | 40868 | 0 | 0 | 0 | 0 | 0 | 0 | 0 | 0 | 0 | 0 | 0 | 0 | 0 | 0 | 0 | 0 | 0 | 0 | 0 | 0 | 12
NO |  | 210 | 2011 | 5 | 18 | 18 |  | Sub 74 | Sub 76 | 161 | 161 | Stl SP, Wd SP | 3.05 | 1.6 | 1 | 1192 ACSR 54/19 | 33290 | 725565 | 758855 | 0 | 0 | 0 | 0 | 0 | 0 | 0 | 0 | 0 | 0 | 0 | 0 | 0 | 0 | 0 | 0 | 0 | 0 | 0 | 0 | 12
NO |  | 210 | 2011 | 5 | 19 | 19 |  | Sub 74 | Sub 58 Tap | 161 | 161 | Wd H-fr | 1.09 | 0 | 1 | 1192 ACSR 54/19 | 2436 | 18981 | 21417 | 0 | 0 | 0 | 0 | 0 | 0 | 0 | 0 | 0 | 0 | 0 | 0 | 0 | 0 | 0 | 0 | 0 | 0 | 0 | 0 | 12
NO |  | 210 | 2011 | 0 | 36 | 36 |  | TOTAL |  | 0 | 0 |  | 2179.36 | 173.49 | 207 |  | 35363174 | 398888947 | 434252121 | 8805826 | 4510580 | 743269 | 14059675 | 0 | 0 | 0 | 0 | 0 | 0 | 0 | 0 | 0 | 0 | 0 | 0 | 0 | 0 | 0 | 0 | 12
NO |  | 210 | 2011 | 5 | 20 | 20 |  | Sub 78 | Sub 58 Tap | 161 | 161 | Wd H-fr | 1.55 | 0 | 1 | 2-397 ACSR 26/7 | 3464 | 26991 | 30455 | 0 | 0 | 0 | 0 | 0 | 0 | 0 | 0 | 0 | 0 | 0 | 0 | 0 | 0 | 0 | 0 | 0 | 0 | 0 | 0 | 12
NO |  | 210 | 2011 | 5 | 21 | 21 |  | Sub 56 | Sub 78 | 161 | 161 | Wd H-fr | 4.93 | 0 | 1 | 2-397 ACSR 26/7 | 11017 | 85848 | 96865 | 0 | 0 | 0 | 0 | 0 | 0 | 0 | 0 | 0 | 0 | 0 | 0 | 0 | 0 | 0 | 0 | 0 | 0 | 0 | 0 | 12
NO |  | 210 | 2011 | 5 | 22 | 22 |  | Hills | Parnell | 161 | 161 | Wd H-fr | 27.56 | 0 | 1 | 397 ACSR 26/7 | 61588 | 1705226 | 1766814 | 0 | 0 | 0 | 0 | 0 | 612100245 | 0 | 0 | 0 | 0 | 0 | 0 | 0 | 0 | 0 | 0 | 0 | 0 | 0 | 0 | 12
NO |  | 210 | 2011 | 5 | 23 | 23 |  | Less non-MEC 161kV Partial |  | 0 | 0 |  | 0 | 0 | 0 |  | 0 | 0 | 0 | 0 | 0 | 0 | 0 | 0 | 0 | 0 | 0 | 0 | 0 | 0 | 0 | 0 | 0 | 0 | 0 | 0 | 0 | 0 | 0 | 12
NO |  | 210 | 2011 | 5 | 24 | 24 |  | Ownership miles |  | 0 | 0 |  | -34.65 | 0 | 0 |  | 0 | 0 | 0 | 0 | 0 | 0 | 0 | 0 | 0 | 0 | 0 | 0 | 0 | 0 | 0 | 0 | 0 | 0 | 0 | 0 | 0 | 0 | 0 | 12
NO |  | 210 | 2011 | 5 | 25 | 25 |  | 161kV Expenses |  | 0 | 0 |  | 0 | 0 | 0 |  | 0 | 0 | 0 | 3960312 | 1982336 | 331695 | 6274343 | 0 | 0 | 0 | 0 | 0 | 0 | 0 | 0 | 0 | 0 | 0 | 0 | 0 | 0 | 0 | 0 | 12
SI/SI | A | 84 | 2011 | 0 | 1 | 1 |  | SYSTEM-WIDE | SYSTEM-WIDE | 34.5 | 34.5 | S.P. WOOD | 63.23 | 26 | 26 | VARIOUS | 51657 | 1728275 | 1779932 | 23170 | 133706 | 0 | 156876 | 0 | 0 | 0 | 0 | 0 | 0 | 0 | 0 | 0 | 0 | 0 | 0 | 0 | 0 | 0 | 0 | 12
NO |  | 84 | 2011 | 0 | 36 | 36 |  | TOTAL |  | 0 | 0 |  | 63.23 | 26 | 26 |  | 51657 | 1728275 | 1779932 | 23170 | 133706 | 0 | 156876 | 0 | 0 | 0 | 0 | 0 | 0 | 0 | 0 | 0 | 0 | 0 | 0 | 0 | 0 | 0 | 0 | 12
NO |  | 135 | 2011 | 0 | 1 | 1 |  | 500 kv lines |  | 0 | 0 |  | 0 | 0 | 0 |  | 25889420 | 128544403 | 154433823 | 0 | 0 | 0 | 0 | 0 | 0 | 0 | 0 | 0 | 0 | 0 | 0 | 0 | 0 | 0 | 0 | 0 | 0 | 0 | 0 | 12
NO |  | 135 | 2011 | 0 | 3 | 3 |  | 220 kv lines |  | 0 | 0 |  | 0 | 0 | 0 |  | 25502790 | 258533666 | 284036456 | 0 | 0 | 0 | 0 | 0 | 0 | 0 | 0 | 0 | 0 | 0 | 0 | 0 | 0 | 0 | 0 | 0 | 0 | 0 | 0 | 12
NO |  | 135 | 2011 | 0 | 5 | 5 |  | 132 kv lines |  | 0 | 0 |  | 0 | 0 | 0 |  | 3692527 | 35540019 | 39232546 | 0 | 0 | 0 | 0 | 0 | 0 | 0 | 0 | 0 | 0 | 0 | 0 | 0 | 0 | 0 | 0 | 0 | 0 | 0 | 0 | 12
SI/SI | A | 135 | 2011 | 0 | 7 | 7 |  | 66 kv lines |  | 0 | 0 |  | 0 | 0 | 0 |  | 1808330 | 83111813 | 84920143 | 0 | 0 | 0 | 0 | 0 | 0 | 0 | 0 | 0 | 0 | 0 | 0 | 0 | 0 | 0 | 0 | 0 | 0 | 0 | 0 | 12
SI/SI | A | 135 | 2011 | 0 | 9 | 9 |  | 13.2 kv lines |  | 0 | 0 |  | 0 | 0 | 0 |  | 2706 | 1579041 | 1581747 | 0 | 0 | 0 | 0 | 0 | 0 | 0 | 0 | 0 | 0 | 0 | 0 | 0 | 0 | 0 | 0 | 0 | 0 | 0 | 0 | 12
NO |  | 135 | 2011 | 0 | 11 | 11 |  | NONE |  | 0 | 0 |  | 0 | 0 | 0 |  | 940103 | 1036475 | 1976578 | 0 | 0 | 0 | 0 | 0 | 0 | 0 | 0 | 0 | 0 | 0 | 0 | 0 | 0 | 0 | 0 | 0 | 0 | 0 | 0 | 12
NO |  | 135 | 2011 | 1 | 1 | 1 |  | OWNED BY PECO ENERGY |  | 0 | 0 |  | 0 | 0 | 0 |  | 0 | 0 | 0 | 0 | 0 | 0 | 0 | 0 | 0 | 0 | 0 | 0 | 0 | 0 | 0 | 0 | 0 | 0 | 0 | 0 | 0 | 0 | 0 | 12
NO |  | 135 | 2011 | 1 | 2 | 2 |  | Branchburg Sub - 7501 | Deans Sub | 500 | 500 | SAC | 8.51 | 0 | 1 | 2493 MCM ACAR | 0 | 0 | 0 | 0 | 0 | 0 | 0 | 0 | 0 | 0 | 0 | 611350062 | 0 | 0 | 0 | 0 | 0 | 0 | 0 | 0 | 0 | 0 | 0 | 12
NO |  | 135 | 2011 | 1 | 3 | 3 |  | New Freedom Sub - 7502 | Deans Sub | 500 | 500 | SAC | 28.51 | 0 | 1 | 2493 MCM ACAR | 0 | 0 | 0 | 0 | 0 | 0 | 0 | 0 | 0 | 0 | 0 | 611350063 | 0 | 0 | 0 | 0 | 0 | 0 | 0 | 0 | 0 | 0 | 0 | 12
NO |  | 135 | 2011 | 1 | 4 | 4 |  | Salem Sub -7503 | New Freedom Sub | 500 | 500 | SAC | 21.39 | 0 | 1 | 2493 MCM ACAR | 0 | 0 | 0 | 0 | 0 | 0 | 0 | 0 | 0 | 0 | 0 | 611350064 | 0 | 0 | 0 | 0 | 0 | 0 | 0 | 0 | 0 | 0 | 0 | 12
NO |  | 135 | 2011 | 1 | 5 | 5 |  | Salem Sub -7504 | Keeney Sub | 500 | 500 | SAC | 5.81 | 0 | 1 | 2493 MCM ACAR | 0 | 0 | 0 | 0 | 0 | 0 | 0 | 0 | 0 | 0 | 0 | 611350065 | 0 | 0 | 0 | 0 | 0 | 0 | 0 | 0 | 0 | 0 | 0 | 12
NO |  | 135 | 2011 | 1 | 6 | 6 |  | Hope Creek - 7504 | Keeney Sub | 0 | 0 |  | 0 | 0 | 0 |  | 0 | 0 | 0 | 0 | 0 | 0 | 0 | 0 | 0 | 0 | 0 | 0 | 0 | 0 | 0 | 0 | 0 | 0 | 0 | 0 | 0 | 0 | 0 | 12
NO |  | 135 | 2011 | 1 | 7 | 7 |  | Peach Bottom N.Sub 7508 | Metropol. Edison | 500 | 500 | ST | 10.93 | 0 | 1 | 2493 MCM ACAR | 0 | 0 | 0 | 0 | 0 | 0 | 0 | 0 | 0 | 0 | 0 | 0 | 0 | 0 | 0 | 0 | 0 | 0 | 0 | 0 | 0 | 0 | 0 | 12
NO |  | 135 | 2011 | 1 | 8 | 8 |  | Bradford Sub - 7509 | Newlineville Sub | 0 | 0 | ST | 0 | 0 | 0 |  | 0 | 0 | 0 | 0 | 0 | 0 | 0 | 0 | 0 | 0 | 0 | 0 | 0 | 0 | 0 | 0 | 0 | 0 | 0 | 0 | 0 | 0 | 0 | 12
NO |  | 135 | 2011 | 1 | 9 | 9 |  | Limerick Sub -7511 | Whitpain Sub | 500 | 500 | ST | 14.3 | 0 | 1 | 2493 MCM ACAR | 0 | 0 | 0 | 0 | 0 | 0 | 0 | 0 | 0 | 0 | 0 | 0 | 0 | 0 | 0 | 0 | 0 | 0 | 0 | 0 | 0 | 0 | 0 | 12
NO |  | 135 | 2011 | 1 | 10 | 10 |  |  |  | 0 | 0 | TS | 1.48 | 0 | 1 |  | 0 | 0 | 0 | 0 | 0 | 0 | 0 | 0 | 0 | 0 | 0 | 0 | 0 | 0 | 0 | 0 | 0 | 0 | 0 | 0 | 0 | 0 | 0 | 12
NO |  | 135 | 2011 | 1 | 11 | 11 |  | Peach Bottom S. Sub -7512 | Balt. Gas & Elec | 500 | 500 | ST | 6.24 | 0 | 1 | 2493 MCM ACAR | 0 | 0 | 0 | 0 | 0 | 0 | 0 | 0 | 0 | 0 | 0 | 0 | 0 | 0 | 0 | 0 | 0 | 0 | 0 | 0 | 0 | 0 | 0 | 12
NO |  | 135 | 2011 | 1 | 12 | 12 |  | Peach Bottom N. Sub - 7513 | Limerick 500KV Sub | 500 | 500 | ST | 56.64 | 0 | 1 | 2493 MCM ACAR | 0 | 0 | 0 | 0 | 0 | 0 | 0 | 0 | 0 | 0 | 0 | 0 | 0 | 0 | 0 | 0 | 0 | 0 | 0 | 0 | 0 | 0 | 0 | 12
NO |  | 135 | 2011 | 1 | 14 | 14 |  | Conemaugh Sub -7515 | Conastone Sub | 500 | 500 | ST | 28.03 | 0 | 1 | 2493 MCM ACAR | 0 | 0 | 0 | 0 | 0 | 0 | 0 | 0 | 0 | 0 | 0 | 611350066 | 0 | 0 | 0 | 0 | 0 | 0 | 0 | 0 | 0 | 0 | 0 | 12
NO |  | 135 | 2011 | 1 | 17 | 17 |  |  |  | 0 | 0 | TS | 0.85 | 0 | 1 |  | 0 | 0 | 0 | 0 | 0 | 0 | 0 | 0 | 0 | 0 | 0 | 0 | 0 | 0 | 0 | 0 | 0 | 0 | 0 | 0 | 0 | 0 | 0 | 12
NO |  | 135 | 2011 | 1 | 18 | 18 |  | Elroy Sub -7517 | Branchburg Sub | 500 | 500 | ST | 19.85 | 0 | 1 | 2493 MCM ACAR | 0 | 0 | 0 | 0 | 0 | 0 | 0 | 0 | 0 | 0 | 0 | 0 | 0 | 0 | 0 | 0 | 0 | 0 | 0 | 0 | 0 | 0 | 0 | 12
NO |  | 135 | 2011 | 1 | 19 | 19 |  |  |  | 0 | 0 | TS | 3.58 | 0 | 1 |  | 0 | 0 | 0 | 0 | 0 | 0 | 0 | 0 | 0 | 0 | 0 | 0 | 0 | 0 | 0 | 0 | 0 | 0 | 0 | 0 | 0 | 0 | 0 | 12
NO |  | 135 | 2011 | 1 | 20 | 20 |  | Elroy Sub-7518 | Hosensack Sub | 500 | 500 | SAC | 17.63 | 0 | 1 | 2493 MCM ACAR | 0 | 0 | 0 | 0 | 0 | 0 | 0 | 0 | 0 | 0 | 0 | 0 | 0 | 0 | 0 | 0 | 0 | 0 | 0 | 0 | 0 | 0 | 0 | 12
NO |  | 135 | 2011 | 1 | 21 | 21 |  | Peach Bottom Sub -7521 | Pt. oc Conn with | 500 | 500 | SAC | 6.26 | 0 | 1 | 2493 MCM ACAR | 0 | 0 | 0 | 0 | 0 | 0 | 0 | 0 | 0 | 0 | 0 | 0 | 0 | 0 | 0 | 0 | 0 | 0 | 0 | 0 | 0 | 0 | 0 | 12
NO |  | 135 | 2011 | 1 | 22 | 22 |  |  | CPCO at PA-MD | 0 | 0 |  | 0 | 0 | 0 |  | 0 | 0 | 0 | 0 | 0 | 0 | 0 | 0 | 0 | 0 | 0 | 0 | 0 | 0 | 0 | 0 | 0 | 0 | 0 | 0 | 0 | 0 | 0 | 12
NO |  | 135 | 2011 | 1 | 23 | 23 |  |  | Stateline | 0 | 0 |  | 0 | 0 | 0 |  | 0 | 0 | 0 | 0 | 0 | 0 | 0 | 0 | 0 | 0 | 0 | 0 | 0 | 0 | 0 | 0 | 0 | 0 | 0 | 0 | 0 | 0 | 0 | 12
NO |  | 135 | 2011 | 1 | 24 | 24 |  | Peach Bottom S. Sub -7522 | PB N. Sub | 500 | 500 | ST | 1.81 | 0 | 2 | 2493 MCM ACAR | 0 | 0 | 0 | 0 | 0 | 0 | 0 | 0 | 0 | 0 | 0 | 0 | 0 | 0 | 0 | 0 | 0 | 0 | 0 | 0 | 0 | 0 | 0 | 12
NO |  | 135 | 2011 | 1 | 25 | 25 |  | Peach Bottom Gen. -7523 | PB N. Sub | 500 | 500 | ST | 0.46 | 0 | 1 | 2493 MCM ACAR | 0 | 0 | 0 | 0 | 0 | 0 | 0 | 0 | 0 | 0 | 0 | 0 | 0 | 0 | 0 | 0 | 0 | 0 | 0 | 0 | 0 | 0 | 0 | 12
NO |  | 135 | 2011 | 1 | 26 | 26 |  | Peach Bottom Gen. -7524 | PB S. Sub | 500 | 500 | ST | 0.44 | 0 | 1 | 2493 MCM ACAR | 0 | 0 | 0 | 0 | 0 | 0 | 0 | 0 | 0 | 0 | 0 | 0 | 0 | 0 | 0 | 0 | 0 | 0 | 0 | 0 | 0 | 0 | 0 | 12
NO |  | 135 | 2011 | 1 | 27 | 27 |  | Limerick transf. |  | 0 | 0 |  | 0 | 0 | 0 |  | 0 | 0 | 0 | 0 | 0 | 0 | 0 | 0 | 0 | 0 | 0 | 0 | 0 | 0 | 0 | 0 | 0 | 0 | 0 | 0 | 0 | 0 | 0 | 12
NO |  | 135 | 2011 | 1 | 28 | 28 |  | Switch Yard - 7526 | Limerick Sub | 500 | 500 | TS | 15.79 | 0 | 1 | 2493 MCM ACAR | 0 | 0 | 0 | 0 | 0 | 0 | 0 | 0 | 0 | 0 | 0 | 0 | 0 | 0 | 0 | 0 | 0 | 0 | 0 | 0 | 0 | 0 | 0 | 12
NO |  | 135 | 2011 | 1 | 29 | 29 |  | Limerick Sub 7527 | Whitpain Sub | 500 | 500 | TS | 0.34 | 0 | 1 | 2493 MCM ACAR | 0 | 0 | 0 | 0 | 0 | 0 | 0 | 0 | 0 | 0 | 0 | 0 | 0 | 0 | 0 | 0 | 0 | 0 | 0 | 0 | 0 | 0 | 0 | 12
NO |  | 135 | 2011 | 1 | 30 | 30 |  | Limerick Sub -7528 | Whitpain Sub | 500 | 500 | ST | 0.93 | 0 | 1 | 2493 MCM ACAR | 0 | 0 | 0 | 0 | 0 | 0 | 0 | 0 | 0 | 0 | 0 | 0 | 0 | 0 | 0 | 0 | 0 | 0 | 0 | 0 | 0 | 0 | 0 | 12
NO |  | 135 | 2011 | 1 | 31 | 31 |  |  |  | 500 | 500 | TS | 14.83 | 0 | 1 | 2493 MCM ACAR | 0 | 0 | 0 | 0 | 0 | 0 | 0 | 0 | 0 | 0 | 0 | 0 | 0 | 0 | 0 | 0 | 0 | 0 | 0 | 0 | 0 | 0 | 0 | 12
NO |  | 135 | 2011 | 2 | 2 | 2 |  | OWNED BY PECO ENERGY |  | 0 | 0 |  | 0 | 0 | 0 |  | 0 | 0 | 0 | 0 | 0 | 0 | 0 | 0 | 0 | 0 | 0 | 0 | 0 | 0 | 0 | 0 | 0 | 0 | 0 | 0 | 0 | 0 | 0 | 12
NO |  | 135 | 2011 | 2 | 3 | 3 |  | Nottingham Sub -7001 | Daleville Sub & | 220 | 220 | ST | 24.73 | 0 | 1 | 795 MCM ACSR | 0 | 0 | 0 | 0 | 0 | 0 | 0 | 0 | 0 | 0 | 0 | 0 | 0 | 0 | 0 | 0 | 0 | 0 | 0 | 0 | 0 | 0 | 0 | 12
NO |  | 135 | 2011 | 2 | 4 | 4 |  |  | Bradford Sub | 0 | 0 |  | 0 | 0 | 0 |  | 0 | 0 | 0 | 0 | 0 | 0 | 0 | 0 | 0 | 0 | 0 | 0 | 0 | 0 | 0 | 0 | 0 | 0 | 0 | 0 | 0 | 0 | 0 | 12
NO |  | 135 | 2011 | 2 | 5 | 5 |  | PEPCO | Bradford Sub | 0 | 0 |  | 0 | 0 | 0 |  | 0 | 0 | 0 | 0 | 0 | 0 | 0 | 0 | 0 | 0 | 0 | 0 | 0 | 0 | 0 | 0 | 0 | 0 | 0 | 0 | 0 | 0 | 0 | 12
NO |  | 135 | 2011 | 2 | 6 | 6 |  | West Nottingham Twp-7003 |  | 220 | 220 | ST | 25 | 0 | 1 | 795 MCM ACSR | 0 | 0 | 0 | 0 | 0 | 0 | 0 | 0 | 0 | 0 | 0 | 0 | 0 | 0 | 0 | 0 | 0 | 0 | 0 | 0 | 0 | 0 | 0 | 12
NO |  | 135 | 2011 | 2 | 7 | 7 |  | Bradford Sub - 7004 | Chichester Sub | 220 | 500 | ST | 12.72 | 0 | 1 | 2493 MCM ACAR | 0 | 0 | 0 | 0 | 0 | 0 | 0 | 0 | 0 | 0 | 0 | 0 | 0 | 0 | 0 | 0 | 0 | 0 | 0 | 0 | 0 | 0 | 0 | 12
NO |  | 135 | 2011 | 2 | 8 | 8 |  |  |  | 0 | 0 | TS | 6.22 | 0 | 1 |  | 0 | 0 | 0 | 0 | 0 | 0 | 0 | 0 | 0 | 0 | 0 | 0 | 0 | 0 | 0 | 0 | 0 | 0 | 0 | 0 | 0 | 0 | 0 | 12
NO |  | 135 | 2011 | 2 | 9 | 9 |  |  |  | 0 | 0 | HFW | 0.12 | 0 | 1 |  | 0 | 0 | 0 | 0 | 0 | 0 | 0 | 0 | 0 | 0 | 0 | 0 | 0 | 0 | 0 | 0 | 0 | 0 | 0 | 0 | 0 | 0 | 0 | 12
NO |  | 135 | 2011 | 2 | 10 | 10 |  |  |  | 0 | 0 | WP | 0.05 | 0 | 1 | 1590 MCM ACSR | 0 | 0 | 0 | 0 | 0 | 0 | 0 | 0 | 0 | 0 | 0 | 0 | 0 | 0 | 0 | 0 | 0 | 0 | 0 | 0 | 0 | 0 | 0 | 12
NO |  | 135 | 2011 | 2 | 11 | 11 |  | Chichester Sub-7005 | Alantic City Elec. Co | 220 | 220 | TS | 0.48 | 0 | 1 | 795 MCM ACSR | 0 | 0 | 0 | 0 | 0 | 0 | 0 | 0 | 0 | 0 | 0 | 0 | 0 | 0 | 0 | 0 | 0 | 0 | 0 | 0 | 0 | 0 | 0 | 12
NO |  | 135 | 2011 | 2 | 12 | 12 |  |  |  | 220 | 220 | AT | 2.7 | 0 | 1 | 795 MCM ACSR | 0 | 0 | 0 | 0 | 0 | 0 | 0 | 0 | 0 | 0 | 0 | 0 | 0 | 0 | 0 | 0 | 0 | 0 | 0 | 0 | 0 | 0 | 0 | 12
NO |  | 135 | 2011 | 2 | 13 | 13 |  |  |  | 0 | 0 | ST | 0.88 | 0 | 1 | 851 MCM ACSR | 0 | 0 | 0 | 0 | 0 | 0 | 0 | 0 | 0 | 0 | 0 | 0 | 0 | 0 | 0 | 0 | 0 | 0 | 0 | 0 | 0 | 0 | 0 | 12
NO |  | 135 | 2011 | 2 | 14 | 14 |  | Chichester Sub-7006 | Delmarva Power & Light Co. | 220 | 220 | AT | 0.65 | 0.09 | 1 | 1590 MCN ACSR | 0 | 0 | 0 | 0 | 0 | 0 | 0 | 0 | 0 | 0 | 0 | 611350067 | 0 | 0 | 0 | 0 | 0 | 0 | 0 | 0 | 0 | 0 | 0 | 12
NO |  | 135 | 2011 | 2 | 15 | 15 |  |  |  | 220 | 220 | TS | 0.85 | 0 | 1 | 1590 MCN ACSR | 0 | 0 | 0 | 0 | 0 | 0 | 0 | 0 | 0 | 0 | 0 | 0 | 0 | 0 | 0 | 0 | 0 | 0 | 0 | 0 | 0 | 0 | 0 | 12
NO |  | 135 | 2011 | 2 | 16 | 16 |  |  |  | 0 | 0 | TS | 3.53 | 0 | 1 | 1590 MCN ACSR | 0 | 0 | 0 | 0 | 0 | 0 | 0 | 0 | 0 | 0 | 0 | 611350068 | 0 | 0 | 0 | 0 | 0 | 0 | 0 | 0 | 0 | 0 | 0 | 12
NO |  | 135 | 2011 | 2 | 17 | 17 |  | Nottingham Sub -7008 | Balt. Gas & Elect | 0 | 0 |  | 0 | 0 | 0 |  | 0 | 0 | 0 | 0 | 0 | 0 | 0 | 0 | 0 | 0 | 0 | 0 | 0 | 0 | 0 | 0 | 0 | 0 | 0 | 0 | 0 | 0 | 0 | 12
NO |  | 135 | 2011 | 2 | 18 | 18 |  |  | Co. Graceton, MD | 220 | 220 | ST | 1 | 0 | 1 | 851 MCM ACSR | 0 | 0 | 0 | 0 | 0 | 0 | 0 | 0 | 0 | 0 | 0 | 0 | 0 | 0 | 0 | 0 | 0 | 0 | 0 | 0 | 0 | 0 | 0 | 12
NO |  | 135 | 2011 | 2 | 19 | 19 |  |  |  | 0 | 0 | HFW | 0.27 | 0 | 1 | 795 MCM ACSR | 0 | 0 | 0 | 0 | 0 | 0 | 0 | 0 | 0 | 0 | 0 | 0 | 0 | 0 | 0 | 0 | 0 | 0 | 0 | 0 | 0 | 0 | 0 | 12
NO |  | 135 | 2011 | 2 | 20 | 20 |  |  |  | 0 | 0 | ST | 17.95 | 0 | 1 | 795 MCM ACSR | 0 | 0 | 0 | 0 | 0 | 0 | 0 | 0 | 0 | 0 | 0 | 0 | 0 | 0 | 0 | 0 | 0 | 0 | 0 | 0 | 0 | 0 | 0 | 12
NO |  | 135 | 2011 | 2 | 21 | 21 |  | PEPCO | Nottingham Sub | 0 | 0 |  | 0 | 0 | 0 |  | 0 | 0 | 0 | 0 | 0 | 0 | 0 | 0 | 0 | 0 | 0 | 0 | 0 | 0 | 0 | 0 | 0 | 0 | 0 | 0 | 0 | 0 | 0 | 12
NO |  | 135 | 2011 | 2 | 22 | 22 |  | West Nottingham TWP -7009 |  | 220 | 220 | ST | 0.18 | 0 | 1 | 795 MCM ACSR | 0 | 0 | 0 | 0 | 0 | 0 | 0 | 0 | 0 | 0 | 0 | 611350069 | 0 | 0 | 0 | 0 | 0 | 0 | 0 | 0 | 0 | 0 | 0 | 12
NO |  | 135 | 2011 | 2 | 23 | 23 |  | Whitpain Sub - 7010 | PA Power & Light Co. | 220 | 220 | ST | 4.43 | 0 | 1 | 795 MCM ACSR | 0 | 0 | 0 | 0 | 0 | 0 | 0 | 0 | 0 | 0 | 0 | 0 | 0 | 0 | 0 | 0 | 0 | 0 | 0 | 0 | 0 | 0 | 0 | 12
NO |  | 135 | 2011 | 2 | 24 | 24 |  |  | Towamencin Twp | 0 | 0 | TS | 0.45 | 0 | 1 |  | 0 | 0 | 0 | 0 | 0 | 0 | 0 | 0 | 0 | 0 | 0 | 0 | 0 | 0 | 0 | 0 | 0 | 0 | 0 | 0 | 0 | 0 | 0 | 12
NO |  | 135 | 2011 | 2 | 25 | 25 |  |  |  | 0 | 0 |  | 0.65 | 0 | 1 |  | 0 | 0 | 0 | 0 | 0 | 0 | 0 | 0 | 0 | 0 | 0 | 0 | 0 | 0 | 0 | 0 | 0 | 0 | 0 | 0 | 0 | 0 | 0 | 12
NO |  | 135 | 2011 | 2 | 26 | 26 |  | Chichester Sub -7011 | Delmarva Power & | 220 | 220 | AT | 0 | 0 | 0 | 1590 MCM ACSR | 0 | 0 | 0 | 0 | 0 | 0 | 0 | 0 | 0 | 0 | 0 | 0 | 0 | 0 | 0 | 0 | 0 | 0 | 0 | 0 | 0 | 0 | 0 | 12
NO |  | 135 | 2011 | 2 | 27 | 27 |  |  | Light Co | 0 | 0 | ST | 1.89 | 0 | 1 |  | 0 | 0 | 0 | 0 | 0 | 0 | 0 | 0 | 0 | 0 | 0 | 611350070 | 0 | 0 | 0 | 0 | 0 | 0 | 0 | 0 | 0 | 0 | 0 | 12
NO |  | 135 | 2011 | 2 | 28 | 28 |  | Buckingham Sub - 7012 | PSE&G | 0 | 0 | ST | 0 | 0 | 0 |  | 0 | 0 | 0 | 0 | 0 | 0 | 0 | 0 | 0 | 0 | 0 | 0 | 0 | 0 | 0 | 0 | 0 | 0 | 0 | 0 | 0 | 0 | 0 | 12
NO |  | 135 | 2011 | 2 | 33 | 33 |  | OWNED BY PECO ENERGY |  | 0 | 0 |  | 0 | 0 | 0 |  | 0 | 0 | 0 | 0 | 0 | 0 | 0 | 0 | 0 | 0 | 0 | 0 | 0 | 0 | 0 | 0 | 0 | 0 | 0 | 0 | 0 | 0 | 0 | 12
NO |  | 135 | 2011 | 2 | 34 | 34 |  | Bradford Sub-7013 | Plymouth Mtg Sub | 220 | 220 | TS | 18.84 | 0 | 1 | 795 MCM ACSR | 0 | 0 | 0 | 0 | 0 | 0 | 0 | 0 | 0 | 0 | 0 | 0 | 0 | 0 | 0 | 0 | 0 | 0 | 0 | 0 | 0 | 0 | 0 | 12
NO |  | 135 | 2011 | 2 | 35 | 35 |  |  |  | 220 | 220 | TS | 1.82 | 0 | 1 | 795 MCM ACSR | 0 | 0 | 0 | 0 | 0 | 0 | 0 | 0 | 0 | 0 | 0 | 0 | 0 | 0 | 0 | 0 | 0 | 0 | 0 | 0 | 0 | 0 | 0 | 12
NO |  | 135 | 2011 | 3 | 1 | 1 |  |  |  | 220 | 220 | TS | 0.13 | 0 | 1 | 1590 MDM ACSR | 0 | 0 | 0 | 0 | 0 | 0 | 0 | 0 | 0 | 0 | 0 | 0 | 0 | 0 | 0 | 0 | 0 | 0 | 0 | 0 | 0 | 0 | 0 | 12
NO |  | 135 | 2011 | 3 | 2 | 2 |  |  |  | 220 | 220 | TS | 0.02 | 0 | 1 | 1000 MCM AL | 0 | 0 | 0 | 0 | 0 | 0 | 0 | 0 | 0 | 0 | 0 | 0 | 0 | 0 | 0 | 0 | 0 | 0 | 0 | 0 | 0 | 0 | 0 | 12
NO |  | 135 | 2011 | 3 | 3 | 3 |  |  |  | 220 | 220 | TS | 20.41 | 0 | 1 | 795 MCM ACSR | 0 | 0 | 0 | 0 | 0 | 0 | 0 | 0 | 0 | 0 | 0 | 0 | 0 | 0 | 0 | 0 | 0 | 0 | 0 | 0 | 0 | 0 | 0 | 12
NO |  | 135 | 2011 | 3 | 4 | 4 |  |  |  | 220 | 220 | TS | 0.37 | 0 | 1 | 795 MCM ACSR | 0 | 0 | 0 | 0 | 0 | 0 | 0 | 0 | 0 | 0 | 0 | 0 | 0 | 0 | 0 | 0 | 0 | 0 | 0 | 0 | 0 | 0 | 0 | 12
NO |  | 135 | 2011 | 3 | 5 | 5 |  |  |  | 220 | 220 | TS | 1.83 | 0 | 1 | 1000 MCM AL | 0 | 0 | 0 | 0 | 0 | 0 | 0 | 0 | 0 | 0 | 0 | 0 | 0 | 0 | 0 | 0 | 0 | 0 | 0 | 0 | 0 | 0 | 0 | 12
NO |  | 135 | 2011 | 3 | 6 | 6 |  | Plymouth Meeting Sta. -7014 | Whitpain Sub | 220 | 220 | TS | 10.24 | 0 | 2 | 795 MCM ACSR | 0 | 0 | 0 | 0 | 0 | 0 | 0 | 0 | 0 | 0 | 0 | 0 | 0 | 0 | 0 | 0 | 0 | 0 | 0 | 0 | 0 | 0 | 0 | 12
NO |  | 135 | 2011 | 3 | 9 | 9 |  | Whitpain Sub - 7016 | North Wales Sub | 220 | 220 | ST | 0.05 | 0 | 1 |  | 0 | 0 | 0 | 0 | 0 | 0 | 0 | 0 | 0 | 0 | 0 | 0 | 0 | 0 | 0 | 0 | 0 | 0 | 0 | 0 | 0 | 0 | 0 | 12
NO |  | 135 | 2011 | 3 | 10 | 10 |  |  |  | 0 | 0 | AT | 0.71 | 0 | 1 |  | 0 | 0 | 0 | 0 | 0 | 0 | 0 | 0 | 0 | 0 | 0 | 0 | 0 | 0 | 0 | 0 | 0 | 0 | 0 | 0 | 0 | 0 | 0 | 12
NO |  | 135 | 2011 | 3 | 11 | 11 |  |  |  | 0 | 0 | HFS | 1.84 | 0 | 1 | 1590 MCM ACSR | 0 | 0 | 0 | 0 | 0 | 0 | 0 | 0 | 0 | 0 | 0 | 0 | 0 | 0 | 0 | 0 | 0 | 0 | 0 | 0 | 0 | 0 | 0 | 12
NO |  | 135 | 2011 | 3 | 12 | 12 |  |  |  | 0 | 0 | WFS | 0.33 | 0 | 1 |  | 0 | 0 | 0 | 0 | 0 | 0 | 0 | 0 | 0 | 0 | 0 | 0 | 0 | 0 | 0 | 0 | 0 | 0 | 0 | 0 | 0 | 0 | 0 | 12
NO |  | 135 | 2011 | 3 | 13 | 13 |  |  |  | 0 | 0 | TS | 0.6 | 0 | 1 |  | 0 | 0 | 0 | 0 | 0 | 0 | 0 | 0 | 0 | 0 | 0 | 0 | 0 | 0 | 0 | 0 | 0 | 0 | 0 | 0 | 0 | 0 | 0 | 12
NO |  | 135 | 2011 | 3 | 14 | 14 |  | Whitpain -7017 | Waneeta Sub | 220 | 220 | AT | 2.37 | 0 | 1 | 1590 MCM ACSR | 0 | 0 | 0 | 0 | 0 | 0 | 0 | 0 | 0 | 0 | 0 | 0 | 0 | 0 | 0 | 0 | 0 | 0 | 0 | 0 | 0 | 0 | 0 | 12
NO |  | 135 | 2011 | 3 | 15 | 15 |  |  | & | 0 | 0 | ST | 0.2 | 0 | 1 | 795 MCM ACSR | 0 | 0 | 0 | 0 | 0 | 0 | 0 | 0 | 0 | 0 | 0 | 0 | 0 | 0 | 0 | 0 | 0 | 0 | 0 | 0 | 0 | 0 | 0 | 12
NO |  | 135 | 2011 | 3 | 16 | 16 |  |  |  | 0 | 0 | TS | 1.31 | 0 | 1 | 795 MCM ACSR | 0 | 0 | 0 | 0 | 0 | 0 | 0 | 0 | 0 | 0 | 0 | 0 | 0 | 0 | 0 | 0 | 0 | 0 | 0 | 0 | 0 | 0 | 0 | 12
NO |  | 135 | 2011 | 3 | 17 | 17 |  |  | Whitemarsh Sub | 0 | 0 | WFS | 0.52 | 0 | 1 | 1590 MCM ACSR | 0 | 0 | 0 | 0 | 0 | 0 | 0 | 0 | 0 | 0 | 0 | 0 | 0 | 0 | 0 | 0 | 0 | 0 | 0 | 0 | 0 | 0 | 0 | 12
NO |  | 135 | 2011 | 3 | 18 | 18 |  |  |  | 0 | 0 | WFS | 2.55 | 0 | 1 | 795 MCM ACSR | 0 | 0 | 0 | 0 | 0 | 0 | 0 | 0 | 0 | 0 | 0 | 611350071 | 0 | 0 | 0 | 0 | 0 | 0 | 0 | 0 | 0 | 0 | 0 | 12
NO |  | 135 | 2011 | 3 | 19 | 19 |  |  |  | 0 | 0 | HFS | 0.53 | 0.38 | 1 | 1590 MCM ACSR | 0 | 0 | 0 | 0 | 0 | 0 | 0 | 0 | 0 | 0 | 0 | 611350072 | 0 | 0 | 0 | 0 | 0 | 0 | 0 | 0 | 0 | 0 | 0 | 12
NO |  | 135 | 2011 | 3 | 20 | 20 |  |  |  | 0 | 0 | HFS | 0.85 | 4.08 | 1 | 795 MCM ACSR | 0 | 0 | 0 | 0 | 0 | 0 | 0 | 0 | 0 | 0 | 0 | 611350073 | 0 | 0 | 0 | 0 | 0 | 0 | 0 | 0 | 0 | 0 | 0 | 12
NO |  | 135 | 2011 | 3 | 23 | 23 |  | Plymouth Meeting -7020 | Waneeta Sub | 220 | 220 | TS | 6.25 | 0 | 1 | 1590 MCM ACSR | 0 | 0 | 0 | 0 | 0 | 0 | 0 | 0 | 0 | 0 | 0 | 0 | 0 | 0 | 0 | 0 | 0 | 0 | 0 | 0 | 0 | 0 | 0 | 12
NO |  | 135 | 2011 | 3 | 24 | 24 |  |  | & | 0 | 0 | TS | 1.2 | 0 | 1 | 1192.5MCMSSAC | 0 | 0 | 0 | 0 | 0 | 0 | 0 | 0 | 0 | 0 | 0 | 0 | 0 | 0 | 0 | 0 | 0 | 0 | 0 | 0 | 0 | 0 | 0 | 12
NO |  | 135 | 2011 | 3 | 25 | 25 |  |  | Whitemarch | 0 | 0 | TS | 0.94 | 0 | 1 | 795 MCM ACSR | 0 | 0 | 0 | 0 | 0 | 0 | 0 | 0 | 0 | 0 | 0 | 0 | 0 | 0 | 0 | 0 | 0 | 0 | 0 | 0 | 0 | 0 | 0 | 12
NO |  | 135 | 2011 | 3 | 26 | 26 |  |  |  | 0 | 0 | ST | 3.28 | 0 | 1 | 1590 MCM ACSR | 0 | 0 | 0 | 0 | 0 | 0 | 0 | 0 | 0 | 0 | 0 | 0 | 0 | 0 | 0 | 0 | 0 | 0 | 0 | 0 | 0 | 0 | 0 | 12
NO |  | 135 | 2011 | 3 | 27 | 27 |  |  |  | 0 | 0 | HFS | 6.13 | 0 | 1 | 1590 MCM ACSR | 0 | 0 | 0 | 0 | 0 | 0 | 0 | 0 | 0 | 0 | 0 | 0 | 0 | 0 | 0 | 0 | 0 | 0 | 0 | 0 | 0 | 0 | 0 | 12
NO |  | 135 | 2011 | 3 | 32 | 32 |  | Buckingham Sub - 7021 | Byberry Sub | 220 | 220 | AT | 11.91 | 0 | 1 |  | 0 | 0 | 0 | 0 | 0 | 0 | 0 | 0 | 0 | 0 | 0 | 0 | 0 | 0 | 0 | 0 | 0 | 0 | 0 | 0 | 0 | 0 | 0 | 12
NO |  | 135 | 2011 | 3 | 33 | 33 |  |  |  | 0 | 0 | HFS | 5.61 | 0 | 1 | 1590 MCM ACSR | 0 | 0 | 0 | 0 | 0 | 0 | 0 | 0 | 0 | 0 | 0 | 0 | 0 | 0 | 0 | 0 | 0 | 0 | 0 | 0 | 0 | 0 | 0 | 12
NO |  | 135 | 2011 | 3 | 34 | 34 |  |  |  | 0 | 0 | WFS | 2.82 | 0 | 1 |  | 0 | 0 | 0 | 0 | 0 | 0 | 0 | 0 | 0 | 0 | 0 | 0 | 0 | 0 | 0 | 0 | 0 | 0 | 0 | 0 | 0 | 0 | 0 | 12
NO |  | 135 | 2011 | 3 | 35 | 35 |  |  |  | 0 | 0 | TS | 0.16 | 0 | 1 | 1590 MCM ACSR | 0 | 0 | 0 | 0 | 0 | 0 | 0 | 0 | 0 | 0 | 0 | 0 | 0 | 0 | 0 | 0 | 0 | 0 | 0 | 0 | 0 | 0 | 0 | 12
NO |  | 135 | 2011 | 4 | 1 | 1 |  |  |  | 0 | 0 | ST | 31.77 | 0 | 1 |  | 0 | 0 | 0 | 0 | 0 | 0 | 0 | 0 | 0 | 0 | 0 | 0 | 0 | 0 | 0 | 0 | 0 | 0 | 0 | 0 | 0 | 0 | 0 | 12
NO |  | 135 | 2011 | 4 | 2 | 2 |  |  |  | 0 | 0 |  | 0 | 0 | 1 | 2493 MCM ACSR | 0 | 0 | 0 | 0 | 0 | 0 | 0 | 0 | 0 | 0 | 0 | 0 | 0 | 0 | 0 | 0 | 0 | 0 | 0 | 0 | 0 | 0 | 0 | 12
NO |  | 135 | 2011 | 4 | 3 | 3 |  | Peach Bottom N. Sub -7022 | Newlinville Sub | 220 | 220 | ST | 1.3 | 0 | 1 | 2505 MCM ACSR | 0 | 0 | 0 | 0 | 0 | 0 | 0 | 0 | 0 | 0 | 0 | 0 | 0 | 0 | 0 | 0 | 0 | 0 | 0 | 0 | 0 | 0 | 0 | 12
NO |  | 135 | 2011 | 4 | 4 | 4 |  |  |  | 0 | 0 | U | 0.34 | 0 | 1 | 1250 MCMCUOFC | 0 | 0 | 0 | 0 | 0 | 0 | 0 | 0 | 0 | 0 | 0 | 0 | 0 | 0 | 0 | 0 | 0 | 0 | 0 | 0 | 0 | 0 | 0 | 12
NO |  | 135 | 2011 | 4 | 5 | 5 |  | Plymouth Meeting Sub | Parrish Sub | 220 | 220 | ST | 1.85 | 0 | 1 | 1590 MCM ACSR | 0 | 0 | 0 | 0 | 0 | 0 | 0 | 0 | 0 | 0 | 0 | 0 | 0 | 0 | 0 | 0 | 0 | 0 | 0 | 0 | 0 | 0 | 0 | 12
NO |  | 135 | 2011 | 4 | 6 | 6 |  | - 7023 |  | 0 | 0 | AT | 5.37 | 0 | 1 |  | 0 | 0 | 0 | 0 | 0 | 0 | 0 | 0 | 0 | 0 | 0 | 0 | 0 | 0 | 0 | 0 | 0 | 0 | 0 | 0 | 0 | 0 | 0 | 12
NO |  | 135 | 2011 | 4 | 7 | 7 |  |  |  | 0 | 0 | HFS | 0 | 4.83 | 1 |  | 0 | 0 | 0 | 0 | 0 | 0 | 0 | 0 | 0 | 0 | 0 | 611350074 | 0 | 0 | 0 | 0 | 0 | 0 | 0 | 0 | 0 | 0 | 0 | 12
NO |  | 135 | 2011 | 4 | 8 | 8 |  |  |  | 0 | 0 | AT | 0.03 | 0 | 1 | 795 MCM ACSR | 0 | 0 | 0 | 0 | 0 | 0 | 0 | 0 | 0 | 0 | 0 | 0 | 0 | 0 | 0 | 0 | 0 | 0 | 0 | 0 | 0 | 0 | 0 | 12
NO |  | 135 | 2011 | 4 | 9 | 9 |  | Parrish Sub - 7024 | Grays Ferry Sub | 220 | 220 | WFS | 1.26 | 0 | 1 | 1590 MCM ACSR | 0 | 0 | 0 | 0 | 0 | 0 | 0 | 0 | 0 | 0 | 0 | 0 | 0 | 0 | 0 | 0 | 0 | 0 | 0 | 0 | 0 | 0 | 0 | 12
NO |  | 135 | 2011 | 4 | 10 | 10 |  |  |  | 0 | 0 | HFS | 1.2 | 0.23 | 1 |  | 0 | 0 | 0 | 0 | 0 | 0 | 0 | 0 | 0 | 0 | 0 | 611350075 | 0 | 0 | 0 | 0 | 0 | 0 | 0 | 0 | 0 | 0 | 0 | 12
NO |  | 135 | 2011 | 4 | 11 | 11 |  | Bradford Sub - 7025 | Newlinville Sub | 200 | 200 | AT | 9.32 | 9.23 | 2 | 1590 MCM ACSR | 0 | 0 | 0 | 0 | 0 | 0 | 0 | 0 | 0 | 0 | 0 | 611350076 | 0 | 0 | 0 | 0 | 0 | 0 | 0 | 0 | 0 | 0 | 0 | 12
NO |  | 135 | 2011 | 4 | 12 | 12 |  |  |  | 0 | 0 | ST | 0.07 | 0 | 1 | 795 MCM ACSR | 0 | 0 | 0 | 0 | 0 | 0 | 0 | 0 | 0 | 0 | 0 | 0 | 0 | 0 | 0 | 0 | 0 | 0 | 0 | 0 | 0 | 0 | 0 | 12
NO |  | 135 | 2011 | 4 | 13 | 13 |  | Grays Ferry Sub - 7028 | Schuylkill Sub | 220 | 220 | U | 0.2 | 0 | 1 | 2500 MCMCUPTC | 0 | 0 | 0 | 0 | 0 | 0 | 0 | 0 | 0 | 0 | 0 | 0 | 0 | 0 | 0 | 0 | 0 | 0 | 0 | 0 | 0 | 0 | 0 | 12
NO |  | 135 | 2011 | 4 | 14 | 14 |  |  |  | 0 | 0 | U | 0.15 | 0 | 1 | 2500 MCMCUPTC | 0 | 0 | 0 | 0 | 0 | 0 | 0 | 0 | 0 | 0 | 0 | 0 | 0 | 0 | 0 | 0 | 0 | 0 | 0 | 0 | 0 | 0 | 0 | 12
NO |  | 135 | 2011 | 4 | 15 | 15 |  | Master Sub - 7029 | Parrish Sub | 220 | 220 | AT | 0.01 | 0 | 1 | 1590 MCM ACSR | 0 | 0 | 0 | 0 | 0 | 0 | 0 | 0 | 0 | 0 | 0 | 0 | 0 | 0 | 0 | 0 | 0 | 0 | 0 | 0 | 0 | 0 | 0 | 12
NO |  | 135 | 2011 | 4 | 16 | 16 |  |  |  | 0 | 0 | HFS | 0.05 | 0 | 1 |  | 0 | 0 | 0 | 0 | 0 | 0 | 0 | 0 | 0 | 0 | 0 | 0 | 0 | 0 | 0 | 0 | 0 | 0 | 0 | 0 | 0 | 0 | 0 | 12
NO |  | 135 | 2011 | 4 | 17 | 17 |  |  |  | 0 | 0 | WFS | 0.14 | 0 | 1 |  | 0 | 0 | 0 | 0 | 0 | 0 | 0 | 0 | 0 | 0 | 0 | 0 | 0 | 0 | 0 | 0 | 0 | 0 | 0 | 0 | 0 | 0 | 0 | 12
NO |  | 135 | 2011 | 4 | 18 | 18 |  |  |  | 0 | 0 | ST | 0.06 | 0 | 1 |  | 0 | 0 | 0 | 0 | 0 | 0 | 0 | 0 | 0 | 0 | 0 | 0 | 0 | 0 | 0 | 0 | 0 | 0 | 0 | 0 | 0 | 0 | 0 | 12
NO |  | 135 | 2011 | 4 | 19 | 19 |  |  |  | 0 | 0 | HFS | 0 | 0.68 | 1 |  | 0 | 0 | 0 | 0 | 0 | 0 | 0 | 0 | 0 | 0 | 0 | 0 | 0 | 0 | 0 | 0 | 0 | 0 | 0 | 0 | 0 | 0 | 0 | 12
NO |  | 135 | 2011 | 4 | 20 | 20 |  | Waneeta Sub - 7030 | Richmond Sub | 220 | 220 | TS | 2.24 | 0 | 1 | 1500 MCM ACSR | 0 | 0 | 0 | 0 | 0 | 0 | 0 | 0 | 0 | 0 | 0 | 0 | 0 | 0 | 0 | 0 | 0 | 0 | 0 | 0 | 0 | 0 | 0 | 12
NO |  | 135 | 2011 | 4 | 21 | 21 |  |  |  | 0 | 0 | U | 0.95 | 0 | 1 | 2500 MCMCUPTC | 0 | 0 | 0 | 0 | 0 | 0 | 0 | 0 | 0 | 0 | 0 | 0 | 0 | 0 | 0 | 0 | 0 | 0 | 0 | 0 | 0 | 0 | 0 | 12
NO |  | 135 | 2011 | 4 | 22 | 22 |  |  |  | 0 | 0 | U | 0.95 | 0 | 1 | 2500 MCMCUPTC | 0 | 0 | 0 | 0 | 0 | 0 | 0 | 0 | 0 | 0 | 0 | 0 | 0 | 0 | 0 | 0 | 0 | 0 | 0 | 0 | 0 | 0 | 0 | 12
NO |  | 135 | 2011 | 4 | 23 | 23 |  | Richmond Sub - 7030 | PSE&G Co near | 220 | 220 | ST | 0.58 | 0 | 1 | 1590 MCM ACSR | 0 | 0 | 0 | 0 | 0 | 0 | 0 | 0 | 0 | 0 | 0 | 0 | 0 | 0 | 0 | 0 | 0 | 0 | 0 | 0 | 0 | 0 | 0 | 12
NO |  | 135 | 2011 | 4 | 24 | 24 |  |  | Camden, NJ | 0 | 0 |  | 0 | 0 | 0 |  | 0 | 0 | 0 | 0 | 0 | 0 | 0 | 0 | 0 | 0 | 0 | 0 | 0 | 0 | 0 | 0 | 0 | 0 | 0 | 0 | 0 | 0 | 0 | 12
NO |  | 135 | 2011 | 4 | 25 | 25 |  | Limerick 220KV Switchyar -2 | Limerick 230KV Sub | 220 | 220 | TS | 0.09 | 0 | 1 | 1590 MCM ACSR | 0 | 0 | 0 | 0 | 0 | 0 | 0 | 0 | 0 | 0 | 0 | 0 | 0 | 0 | 0 | 0 | 0 | 0 | 0 | 0 | 0 | 0 | 0 | 12
NO |  | 135 | 2011 | 4 | 26 | 26 |  | Limerick 500KV Sub - 7033 | Limerick 230KV Sub | 220 | 220 | TS | 0.45 | 0 | 1 | 1590 MCM ACSR | 0 | 0 | 0 | 0 | 0 | 0 | 0 | 0 | 0 | 0 | 0 | 0 | 0 | 0 | 0 | 0 | 0 | 0 | 0 | 0 | 0 | 0 | 0 | 12
NO |  | 135 | 2011 | 4 | 27 | 27 |  | Limerick 230KV Sub 7034 | Cromby Sub | 220 | 220 | TS | 15.09 | 0 | 2 | 1590 MCM ACSR | 0 | 0 | 0 | 0 | 0 | 0 | 0 | 0 | 0 | 0 | 0 | 0 | 0 | 0 | 0 | 0 | 0 | 0 | 0 | 0 | 0 | 0 | 0 | 12
NO |  | 135 | 2011 | 4 | 32 | 32 |  | Cromby Sub - 7036 | Plymouth Mtg. Sub | 220 | 220 | TS | 14.01 | 0 | 1 | 1590 MCM ACSR | 0 | 0 | 0 | 0 | 0 | 0 | 0 | 0 | 0 | 0 | 0 | 0 | 0 | 0 | 0 | 0 | 0 | 0 | 0 | 0 | 0 | 0 | 0 | 12
NO |  | 135 | 2011 | 4 | 33 | 33 |  | North Phila. Sub. - 7040 | Waneeta Sub | 220 | 220 | ST | 0.04 | 0 | 1 | 1590 MCM ACSR | 0 | 0 | 0 | 0 | 0 | 0 | 0 | 0 | 0 | 0 | 0 | 0 | 0 | 0 | 0 | 0 | 0 | 0 | 0 | 0 | 0 | 0 | 0 | 12
NO |  | 135 | 2011 | 4 | 34 | 34 |  |  |  | 0 | 0 | ST | 0 | 0.18 | 1 | 795 MCM ACSR | 0 | 0 | 0 | 0 | 0 | 0 | 0 | 0 | 0 | 0 | 0 | 611350078 | 0 | 0 | 0 | 0 | 0 | 0 | 0 | 0 | 0 | 0 | 0 | 12
NO |  | 135 | 2011 | 4 | 35 | 35 |  |  |  | 0 | 0 | WFS | 0.3 | 1.23 | 1 |  | 0 | 0 | 0 | 0 | 0 | 0 | 0 | 0 | 0 | 0 | 0 | 611350079 | 0 | 0 | 0 | 0 | 0 | 0 | 0 | 0 | 0 | 0 | 0 | 12
NO |  | 135 | 2011 | 5 | 3 | 3 |  | Master Sub - 7041 | North Phila Sub | 220 | 220 | TS | 0.01 | 0 | 1 | 1590 MCM ACSR | 0 | 0 | 0 | 0 | 0 | 0 | 0 | 0 | 0 | 0 | 0 | 0 | 0 | 0 | 0 | 0 | 0 | 0 | 0 | 0 | 0 | 0 | 0 | 12
NO |  | 135 | 2011 | 5 | 4 | 4 |  |  |  | 0 | 0 | TS | 0.05 | 0 | 1 | 795 MCM ACSR | 0 | 0 | 0 | 0 | 0 | 0 | 0 | 0 | 0 | 0 | 0 | 0 | 0 | 0 | 0 | 0 | 0 | 0 | 0 | 0 | 0 | 0 | 0 | 12
NO |  | 135 | 2011 | 5 | 5 | 5 |  |  |  | 0 | 0 | HFS | 2.56 | 0 | 1 |  | 0 | 0 | 0 | 0 | 0 | 0 | 0 | 0 | 0 | 0 | 0 | 611350081 | 0 | 0 | 0 | 0 | 0 | 0 | 0 | 0 | 0 | 0 | 0 | 12
NO |  | 135 | 2011 | 5 | 8 | 8 |  | Croydon Sub - 7042 | Holmesburg Sub | 220 | 220 | TS | 5.8 | 0 | 1 | 1590 MCM ACSR | 0 | 0 | 0 | 0 | 0 | 0 | 0 | 0 | 0 | 0 | 0 | 0 | 0 | 0 | 0 | 0 | 0 | 0 | 0 | 0 | 0 | 0 | 0 | 12
NO |  | 135 | 2011 | 5 | 9 | 9 |  |  | & | 0 | 0 | HFS | 0 | 9.32 | 1 |  | 0 | 0 | 0 | 0 | 0 | 0 | 0 | 0 | 0 | 0 | 0 | 611350082 | 0 | 0 | 0 | 0 | 0 | 0 | 0 | 0 | 0 | 0 | 0 | 12
NO |  | 135 | 2011 | 5 | 10 | 10 |  |  | Emilie Sub | 0 | 0 | AT | 0.01 | 0 | 1 |  | 0 | 0 | 0 | 0 | 0 | 0 | 0 | 0 | 0 | 0 | 0 | 0 | 0 | 0 | 0 | 0 | 0 | 0 | 0 | 0 | 0 | 0 | 0 | 12
NO |  | 135 | 2011 | 5 | 11 | 11 |  |  |  | 0 | 0 | WFS | 0.08 | 0 | 0 |  | 0 | 0 | 0 | 0 | 0 | 0 | 0 | 0 | 0 | 0 | 0 | 0 | 0 | 0 | 0 | 0 | 0 | 0 | 0 | 0 | 0 | 0 | 0 | 12
NO |  | 135 | 2011 | 5 | 12 | 12 |  | Emilie - 7043 | Croydon Sub | 220 | 220 | ST | 0.08 | 0 | 1 | 1590 MCM ACSR | 0 | 0 | 0 | 0 | 0 | 0 | 0 | 0 | 0 | 0 | 0 | 0 | 0 | 0 | 0 | 0 | 0 | 0 | 0 | 0 | 0 | 0 | 0 | 12
NO |  | 135 | 2011 | 5 | 13 | 13 |  |  |  | 0 | 0 | TS | 5.71 | 0 | 1 | 1590 MCM ACSR | 0 | 0 | 0 | 0 | 0 | 0 | 0 | 0 | 0 | 0 | 0 | 0 | 0 | 0 | 0 | 0 | 0 | 0 | 0 | 0 | 0 | 0 | 0 | 12
NO |  | 135 | 2011 | 5 | 14 | 14 |  | Croydon Sub - 7044 | Cox's Corner Sub | 220 | 220 | ST | 0.63 | 0 | 1 | 795 MCM ACSR | 0 | 0 | 0 | 0 | 0 | 0 | 0 | 0 | 0 | 0 | 0 | 0 | 0 | 0 | 0 | 0 | 0 | 0 | 0 | 0 | 0 | 0 | 0 | 12
NO |  | 135 | 2011 | 5 | 15 | 15 |  |  |  | 0 | 0 | TS | 0.09 | 0.7 | 1 | 1590 MCM ACSR | 0 | 0 | 0 | 0 | 0 | 0 | 0 | 0 | 0 | 0 | 0 | 611350083 | 0 | 0 | 0 | 0 | 0 | 0 | 0 | 0 | 0 | 0 | 0 | 12
NO |  | 135 | 2011 | 5 | 16 | 16 |  | North Wales Sub -7045 | Buckingham Sub | 220 | 220 | TS | 7.99 | 0 | 1 | 1590 MCM ACSR | 0 | 0 | 0 | 0 | 0 | 0 | 0 | 0 | 0 | 0 | 0 | 0 | 0 | 0 | 0 | 0 | 0 | 0 | 0 | 0 | 0 | 0 | 0 | 12
NO |  | 135 | 2011 | 5 | 17 | 17 |  |  |  | 0 | 0 | ST | 5.54 | 0 | 1 | 1590 MCM ACSR | 0 | 0 | 0 | 0 | 0 | 0 | 0 | 0 | 0 | 0 | 0 | 0 | 0 | 0 | 0 | 0 | 0 | 0 | 0 | 0 | 0 | 0 | 0 | 12
NO |  | 135 | 2011 | 5 | 18 | 18 |  | Whitpain Sub - 7046 | Heaton Sub | 220 | 220 | TS | 8.74 | 0 | 1 | 1590 MCM ACSR | 0 | 0 | 0 | 0 | 0 | 0 | 0 | 0 | 0 | 0 | 0 | 0 | 0 | 0 | 0 | 0 | 0 | 0 | 0 | 0 | 0 | 0 | 0 | 12
NO |  | 135 | 2011 | 5 | 19 | 19 |  |  |  | 0 | 0 | ST | 2.17 | 0 | 1 | 1590 MCM ACSR | 0 | 0 | 0 | 0 | 0 | 0 | 0 | 0 | 0 | 0 | 0 | 0 | 0 | 0 | 0 | 0 | 0 | 0 | 0 | 0 | 0 | 0 | 0 | 12
NO |  | 135 | 2011 | 5 | 20 | 20 |  |  |  | 0 | 0 | ST | 0 | 2.4 | 0 |  | 0 | 0 | 0 | 0 | 0 | 0 | 0 | 0 | 0 | 0 | 0 | 611350084 | 0 | 0 | 0 | 0 | 0 | 0 | 0 | 0 | 0 | 0 | 0 | 12
NO |  | 135 | 2011 | 5 | 21 | 21 |  |  |  | 0 | 0 | ST | 0 | 0.53 | 1 |  | 0 | 0 | 0 | 0 | 0 | 0 | 0 | 0 | 0 | 0 | 0 | 611350085 | 0 | 0 | 0 | 0 | 0 | 0 | 0 | 0 | 0 | 0 | 0 | 12
NO |  | 135 | 2011 | 5 | 22 | 22 |  | Eddystone Sub-7049 | Chichester Sub | 220 | 220 | TS | 5.8 | 0 | 1 | 1590 MCM ACSR | 0 | 0 | 0 | 0 | 0 | 0 | 0 | 0 | 0 | 0 | 0 | 611350086 | 0 | 0 | 0 | 0 | 0 | 0 | 0 | 0 | 0 | 0 | 0 | 12
NO |  | 135 | 2011 | 5 | 23 | 23 |  |  |  | 0 | 0 | TS | 0 | 1.25 | 2 |  | 0 | 0 | 0 | 0 | 0 | 0 | 0 | 0 | 0 | 0 | 0 | 611350087 | 0 | 0 | 0 | 0 | 0 | 0 | 0 | 0 | 0 | 0 | 0 | 12
NO |  | 135 | 2011 | 5 | 24 | 24 |  | Concord Su-7050 | Middletown Sub | 220 | 220 | TS | 8.92 | 0 | 1 | 1590 MCM ACSR | 0 | 0 | 0 | 0 | 0 | 0 | 0 | 0 | 0 | 0 | 0 | 0 | 0 | 0 | 0 | 0 | 0 | 0 | 0 | 0 | 0 | 0 | 0 | 12
NO |  | 135 | 2011 | 5 | 25 | 25 |  |  |  | 220 | 220 | HFS | 0.23 | 0 | 1 | 1590 MCM ACSR | 0 | 0 | 0 | 0 | 0 | 0 | 0 | 0 | 0 | 0 | 0 | 0 | 0 | 0 | 0 | 0 | 0 | 0 | 0 | 0 | 0 | 0 | 0 | 12
NO |  | 135 | 2011 | 5 | 28 | 28 |  | Eddystone Sub -7051 | Grays Ferry Sub | 220 | 220 | HFS | 1.21 | 0 | 1 | 1590 MCM ACSR | 0 | 0 | 0 | 0 | 0 | 0 | 0 | 0 | 0 | 0 | 0 | 0 | 0 | 0 | 0 | 0 | 0 | 0 | 0 | 0 | 0 | 0 | 0 | 12
NO |  | 135 | 2011 | 5 | 29 | 29 |  |  | & | 0 | 0 | TS | 10.16 | 0 | 1 |  | 0 | 0 | 0 | 0 | 0 | 0 | 0 | 0 | 0 | 0 | 0 | 0 | 0 | 0 | 0 | 0 | 0 | 0 | 0 | 0 | 0 | 0 | 0 | 12
NO |  | 135 | 2011 | 5 | 30 | 30 |  |  | Island Rd Sub | 220 | 220 | ST | 0.08 | 0 | 1 |  | 0 | 0 | 0 | 0 | 0 | 0 | 0 | 0 | 0 | 0 | 0 | 0 | 0 | 0 | 0 | 0 | 0 | 0 | 0 | 0 | 0 | 0 | 0 | 12
NO |  | 135 | 2011 | 5 | 31 | 31 |  |  |  | 0 | 0 | AT | 0.01 | 0 | 1 |  | 0 | 0 | 0 | 0 | 0 | 0 | 0 | 0 | 0 | 0 | 0 | 0 | 0 | 0 | 0 | 0 | 0 | 0 | 0 | 0 | 0 | 0 | 0 | 12
NO |  | 135 | 2011 | 5 | 32 | 32 |  | Eddystone Sub - 7052 | Grays Ferry Sub | 220 | 220 | AT | 0.13 | 0 | 1 | 1590 MCM ACSR | 0 | 0 | 0 | 0 | 0 | 0 | 0 | 0 | 0 | 0 | 0 | 0 | 0 | 0 | 0 | 0 | 0 | 0 | 0 | 0 | 0 | 0 | 0 | 12
NO |  | 135 | 2011 | 5 | 33 | 33 |  |  |  | 0 | 0 | TS | 10.96 | 0 | 1 |  | 0 | 0 | 0 | 0 | 0 | 0 | 0 | 0 | 0 | 0 | 0 | 611350088 | 0 | 0 | 0 | 0 | 0 | 0 | 0 | 0 | 0 | 0 | 0 | 12
NO |  | 135 | 2011 | 5 | 34 | 34 |  |  |  | 0 | 0 | U | 1.72 | 0 | 0 |  | 0 | 0 | 0 | 0 | 0 | 0 | 0 | 0 | 0 | 0 | 0 | 0 | 0 | 0 | 0 | 0 | 0 | 0 | 0 | 0 | 0 | 0 | 0 | 12
NO |  | 135 | 2011 | 5 | 35 | 35 |  | Grays Ferry Sub - 7053 | Passyunk Sub | 220 | 220 | U | 1.53 | 0 | 1 | 100 MCMCUPTC | 0 | 0 | 0 | 0 | 0 | 0 | 0 | 0 | 0 | 0 | 0 | 0 | 0 | 0 | 0 | 0 | 0 | 0 | 0 | 0 | 0 | 0 | 0 | 12
NO |  | 135 | 2011 | 6 | 1 | 1 |  | Heaton Sub-7054 | Buckingham Sub | 220 | 132 | ST | 0.61 | 0 | 1 | 795 MCM ACSR | 0 | 0 | 0 | 0 | 0 | 0 | 0 | 0 | 0 | 0 | 0 | 0 | 0 | 0 | 0 | 0 | 0 | 0 | 0 | 0 | 0 | 0 | 0 | 12
NO |  | 135 | 2011 | 6 | 2 | 2 |  |  |  | 0 | 0 | WFS | 4.52 | 0 | 1 |  | 0 | 0 | 0 | 0 | 0 | 0 | 0 | 0 | 0 | 0 | 0 | 0 | 0 | 0 | 0 | 0 | 0 | 0 | 0 | 0 | 0 | 0 | 0 | 12
NO |  | 135 | 2011 | 6 | 3 | 3 |  |  |  | 0 | 0 | HFS | 0.9 | 0 | 1 |  | 0 | 0 | 0 | 0 | 0 | 0 | 0 | 0 | 0 | 0 | 0 | 0 | 0 | 0 | 0 | 0 | 0 | 0 | 0 | 0 | 0 | 0 | 0 | 12
NO |  | 135 | 2011 | 6 | 4 | 4 |  |  |  | 0 | 0 | TS | 4.23 | 0 | 1 | 1590 MCM ACSR | 0 | 0 | 0 | 0 | 0 | 0 | 0 | 0 | 0 | 0 | 0 | 0 | 0 | 0 | 0 | 0 | 0 | 0 | 0 | 0 | 0 | 0 | 0 | 12
NO |  | 135 | 2011 | 6 | 5 | 5 |  |  |  | 0 | 0 | TS | 0.08 | 0 | 1 |  | 0 | 0 | 0 | 0 | 0 | 0 | 0 | 0 | 0 | 0 | 0 | 0 | 0 | 0 | 0 | 0 | 0 | 0 | 0 | 0 | 0 | 0 | 0 | 12
NO |  | 135 | 2011 | 6 | 6 | 6 |  | Whitpain Sub-7055 | Roxborough Sub & | 220 | 220 | AT | 0 | 5.04 | 1 | 1590 MCM ACSR | 0 | 0 | 0 | 0 | 0 | 0 | 0 | 0 | 0 | 0 | 0 | 611350089 | 0 | 0 | 0 | 0 | 0 | 0 | 0 | 0 | 0 | 0 | 0 | 12
NO |  | 135 | 2011 | 6 | 7 | 7 |  |  | Westmoreland Sub & | 0 | 0 | ST | 3 | 0 | 1 |  | 0 | 0 | 0 | 0 | 0 | 0 | 0 | 0 | 0 | 0 | 0 | 0 | 0 | 0 | 0 | 0 | 0 | 0 | 0 | 0 | 0 | 0 | 0 | 12
NO |  | 135 | 2011 | 6 | 8 | 8 |  |  | North Phila. Sub | 0 | 0 | WFS | 0.03 | 0 | 1 |  | 0 | 0 | 0 | 0 | 0 | 0 | 0 | 0 | 0 | 0 | 0 | 0 | 0 | 0 | 0 | 0 | 0 | 0 | 0 | 0 | 0 | 0 | 0 | 12
NO |  | 135 | 2011 | 6 | 9 | 9 |  |  |  | 0 | 0 | HFS | 1.17 | 0 | 1 |  | 0 | 0 | 0 | 0 | 0 | 0 | 0 | 0 | 0 | 0 | 0 | 0 | 0 | 0 | 0 | 0 | 0 | 0 | 0 | 0 | 0 | 0 | 0 | 12
NO |  | 135 | 2011 | 6 | 10 | 10 |  |  |  | 0 | 0 | HFS | 0.51 | 0 | 1 |  | 0 | 0 | 0 | 0 | 0 | 0 | 0 | 0 | 0 | 0 | 0 | 611350090 | 0 | 0 | 0 | 0 | 0 | 0 | 0 | 0 | 0 | 0 | 0 | 12
NO |  | 135 | 2011 | 6 | 11 | 11 |  |  |  | 0 | 0 | TS | 7.1 | 0 | 1 |  | 0 | 0 | 0 | 0 | 0 | 0 | 0 | 0 | 0 | 0 | 0 | 0 | 0 | 0 | 0 | 0 | 0 | 0 | 0 | 0 | 0 | 0 | 0 | 12
NO |  | 135 | 2011 | 6 | 12 | 12 |  | Morton Sub - 7056 | Middletwon Sub | 220 | 220 |  | 0 | 0 | 0 |  | 0 | 0 | 0 | 0 | 0 | 0 | 0 | 0 | 0 | 0 | 0 | 0 | 0 | 0 | 0 | 0 | 0 | 0 | 0 | 0 | 0 | 0 | 0 | 12
NO |  | 135 | 2011 | 6 | 13 | 13 |  | Heaton -7057 | Woodbourne | 220 | 220 | TS | 1.88 | 0 | 1 | 1590 MCM ACSR | 0 | 0 | 0 | 0 | 0 | 0 | 0 | 0 | 0 | 0 | 0 | 0 | 0 | 0 | 0 | 0 | 0 | 0 | 0 | 0 | 0 | 0 | 0 | 12
NO |  | 135 | 2011 | 6 | 18 | 18 |  | Master Sub-7404 | Callowhill Sub | 132 | 132 | U | 2.94 | 0 | 1 | 1500 MCMCUPTC | 0 | 0 | 0 | 0 | 0 | 0 | 0 | 0 | 0 | 0 | 0 | 0 | 0 | 0 | 0 | 0 | 0 | 0 | 0 | 0 | 0 | 0 | 0 | 12
NO |  | 135 | 2011 | 6 | 19 | 19 |  | Master Sub-7406 | Callowhill Sub | 132 | 132 | U | 2.56 | 0 | 1 | 1500 MCMCUPTC | 0 | 0 | 0 | 0 | 0 | 0 | 0 | 0 | 0 | 0 | 0 | 0 | 0 | 0 | 0 | 0 | 0 | 0 | 0 | 0 | 0 | 0 | 0 | 12
NO |  | 135 | 2011 | 6 | 20 | 20 |  | Tuna Sub -7408 | Callowhill Sub | 132 | 132 | U | 2.01 | 0 | 1 | 1500 MCMCUPTC | 0 | 0 | 0 | 0 | 0 | 0 | 0 | 0 | 0 | 0 | 0 | 0 | 0 | 0 | 0 | 0 | 0 | 0 | 0 | 0 | 0 | 0 | 0 | 12
NO |  | 135 | 2011 | 6 | 21 | 21 |  | Blue Grass Sub - 7416 | Holmesburg Sub | 132 | 132 | WFS | 2.7 | 0 | 1 | 795 MCM ACSR | 0 | 0 | 0 | 0 | 0 | 0 | 0 | 0 | 0 | 0 | 0 | 0 | 0 | 0 | 0 | 0 | 0 | 0 | 0 | 0 | 0 | 0 | 0 | 12
NO |  | 135 | 2011 | 6 | 22 | 22 |  |  |  | 0 | 0 | ST | 3.32 | 0 | 1 |  | 0 | 0 | 0 | 0 | 0 | 0 | 0 | 0 | 0 | 0 | 0 | 611350091 | 0 | 0 | 0 | 0 | 0 | 0 | 0 | 0 | 0 | 0 | 0 | 12
NO |  | 135 | 2011 | 6 | 23 | 23 |  | Byberry Sub-7418 | Blue Grass Sub | 132 | 132 | WFS | 0.43 | 0 | 1 | 477 MCM ACSR | 0 | 0 | 0 | 0 | 0 | 0 | 0 | 0 | 0 | 0 | 0 | 0 | 0 | 0 | 0 | 0 | 0 | 0 | 0 | 0 | 0 | 0 | 0 | 12
NO |  | 135 | 2011 | 6 | 24 | 24 |  |  |  | 0 | 0 | WP | 0.29 | 0 | 1 | 795 MCM ACSR | 0 | 0 | 0 | 0 | 0 | 0 | 0 | 0 | 0 | 0 | 0 | 0 | 0 | 0 | 0 | 0 | 0 | 0 | 0 | 0 | 0 | 0 | 0 | 12
NO |  | 135 | 2011 | 6 | 25 | 25 |  |  |  | 0 | 0 | TS | 0.95 | 0 | 1 |  | 0 | 0 | 0 | 0 | 0 | 0 | 0 | 0 | 0 | 0 | 0 | 0 | 0 | 0 | 0 | 0 | 0 | 0 | 0 | 0 | 0 | 0 | 0 | 12
NO |  | 135 | 2011 | 6 | 26 | 26 |  |  |  | 0 | 0 | HFW | 0.05 | 0 | 1 |  | 0 | 0 | 0 | 0 | 0 | 0 | 0 | 0 | 0 | 0 | 0 | 0 | 0 | 0 | 0 | 0 | 0 | 0 | 0 | 0 | 0 | 0 | 0 | 12
NO |  | 135 | 2011 | 6 | 27 | 27 |  |  |  | 0 | 0 | ST | 7.14 | 0 | 1 |  | 0 | 0 | 0 | 0 | 0 | 0 | 0 | 0 | 0 | 0 | 0 | 0 | 0 | 0 | 0 | 0 | 0 | 0 | 0 | 0 | 0 | 0 | 0 | 12
NO |  | 135 | 2011 | 6 | 28 | 28 |  | Waneeta Sub - 7419 | Blue Grass Sub | 132 | 132 | WFS | 1.29 | 0 | 1 | 795 MCM ACSR | 0 | 0 | 0 | 0 | 0 | 0 | 0 | 0 | 0 | 0 | 0 | 0 | 0 | 0 | 0 | 0 | 0 | 0 | 0 | 0 | 0 | 0 | 0 | 12
NO |  | 135 | 2011 | 6 | 29 | 29 |  |  |  | 0 | 0 | WP | 0.34 | 0 | 1 | 477 MCM ACSR | 0 | 0 | 0 | 0 | 0 | 0 | 0 | 0 | 0 | 0 | 0 | 0 | 0 | 0 | 0 | 0 | 0 | 0 | 0 | 0 | 0 | 0 | 0 | 12
NO |  | 135 | 2011 | 6 | 30 | 30 |  |  |  | 0 | 0 | TS | 1.57 | 0 | 1 |  | 0 | 0 | 0 | 0 | 0 | 0 | 0 | 0 | 0 | 0 | 0 | 0 | 0 | 0 | 0 | 0 | 0 | 0 | 0 | 0 | 0 | 0 | 0 | 12
NO |  | 135 | 2011 | 6 | 31 | 31 |  |  |  | 0 | 0 | HFW | 0.05 | 0 | 1 |  | 0 | 0 | 0 | 0 | 0 | 0 | 0 | 0 | 0 | 0 | 0 | 0 | 0 | 0 | 0 | 0 | 0 | 0 | 0 | 0 | 0 | 0 | 0 | 12
NO |  | 135 | 2011 | 6 | 32 | 32 |  |  |  | 0 | 0 | U | 2.42 | 0 | 1 |  | 0 | 0 | 0 | 0 | 0 | 0 | 0 | 0 | 0 | 0 | 0 | 0 | 0 | 0 | 0 | 0 | 0 | 0 | 0 | 0 | 0 | 0 | 0 | 12
NO |  | 135 | 2011 | 6 | 33 | 33 |  | Emilie Sub-7421 | PSE&G Co | 132 | 132 | ST | 5.32 | 0 | 1 | 477 MCM ACSR | 0 | 0 | 0 | 0 | 0 | 0 | 0 | 0 | 0 | 0 | 0 | 0 | 0 | 0 | 0 | 0 | 0 | 0 | 0 | 0 | 0 | 0 | 0 | 12
NO |  | 135 | 2011 | 6 | 34 | 34 |  |  |  | 132 | 132 | TP | 0.19 | 0 | 1 | 477 MCM ACSR | 0 | 0 | 0 | 0 | 0 | 0 | 0 | 0 | 0 | 0 | 0 | 0 | 0 | 0 | 0 | 0 | 0 | 0 | 0 | 0 | 0 | 0 | 0 | 12
NO |  | 135 | 2011 | 6 | 35 | 35 |  |  | Trenton,NJ | 132 | 132 | ST | 5.54 | 0 | 1 | 795 MCM ACSR | 0 | 0 | 0 | 0 | 0 | 0 | 0 | 0 | 0 | 0 | 0 | 0 | 0 | 0 | 0 | 0 | 0 | 0 | 0 | 0 | 0 | 0 | 0 | 12
NO |  | 135 | 2011 | 7 | 1 | 1 |  |  |  | 132 | 132 | TP | 0.6 | 0 | 1 | 795 MCM ACSR | 0 | 0 | 0 | 0 | 0 | 0 | 0 | 0 | 0 | 0 | 0 | 0 | 0 | 0 | 0 | 0 | 0 | 0 | 0 | 0 | 0 | 0 | 0 | 12
NO |  | 135 | 2011 | 7 | 2 | 2 |  |  |  | 132 | 132 | ST | 5.13 | 0 | 1 | 1590 MCM ACSR | 0 | 0 | 0 | 0 | 0 | 0 | 0 | 0 | 0 | 0 | 0 | 0 | 0 | 0 | 0 | 0 | 0 | 0 | 0 | 0 | 0 | 0 | 0 | 12
NO |  | 135 | 2011 | 7 | 3 | 3 |  |  |  | 132 | 132 | U | 0.11 | 0 | 1 | 3158 MCM XLP CU | 0 | 0 | 0 | 0 | 0 | 0 | 0 | 0 | 0 | 0 | 0 | 0 | 0 | 0 | 0 | 0 | 0 | 0 | 0 | 0 | 0 | 0 | 0 | 12
NO |  | 135 | 2011 | 7 | 4 | 4 |  | Byberry Sub-7422 | Emilie Sub | 132 | 132 | ST | 8.8 | 10 | 1 | 477 MCM ACSR | 0 | 0 | 0 | 0 | 0 | 0 | 0 | 0 | 0 | 0 | 0 | 611350092 | 0 | 0 | 0 | 0 | 0 | 0 | 0 | 0 | 0 | 0 | 0 | 12
NO |  | 135 | 2011 | 7 | 5 | 5 |  | Delaware Sub-7426 | Waneeta Sub | 132 | 132 | U | 3.44 | 0 | 1 | 2000 MCMCUPTC | 0 | 0 | 0 | 0 | 0 | 0 | 0 | 0 | 0 | 0 | 0 | 0 | 0 | 0 | 0 | 0 | 0 | 0 | 0 | 0 | 0 | 0 | 0 | 12
NO |  | 135 | 2011 | 7 | 6 | 6 |  | Plymouth Meeting Sub-7431 | Llanerch Sub | 132 | 132 | WP | 0.42 | 0 | 1 | 477 MCM ACSR | 0 | 0 | 0 | 0 | 0 | 0 | 0 | 0 | 0 | 0 | 0 | 0 | 0 | 0 | 0 | 0 | 0 | 0 | 0 | 0 | 0 | 0 | 0 | 12
NO |  | 135 | 2011 | 7 | 7 | 7 |  |  |  | 0 | 0 | HFW | 5.75 | 0 | 1 | 477 MCM ACSR | 0 | 0 | 0 | 0 | 0 | 0 | 0 | 0 | 0 | 0 | 0 | 0 | 0 | 0 | 0 | 0 | 0 | 0 | 0 | 0 | 0 | 0 | 0 | 12
NO |  | 135 | 2011 | 7 | 8 | 8 |  |  |  | 0 | 0 | ST | 1.26 | 0 | 1 | 477 MCM ACSR | 0 | 0 | 0 | 0 | 0 | 0 | 0 | 0 | 0 | 0 | 0 | 0 | 0 | 0 | 0 | 0 | 0 | 0 | 0 | 0 | 0 | 0 | 0 | 12
NO |  | 135 | 2011 | 7 | 9 | 9 |  |  |  | 0 | 0 | WFS | 1.95 | 0 | 1 | 477 MCM ACSR | 0 | 0 | 0 | 0 | 0 | 0 | 0 | 0 | 0 | 0 | 0 | 0 | 0 | 0 | 0 | 0 | 0 | 0 | 0 | 0 | 0 | 0 | 0 | 12
NO |  | 135 | 2011 | 7 | 10 | 10 |  |  |  | 0 | 0 | HFS | 0.22 | 0 | 1 | 477 MCM ACSR | 0 | 0 | 0 | 0 | 0 | 0 | 0 | 0 | 0 | 0 | 0 | 0 | 0 | 0 | 0 | 0 | 0 | 0 | 0 | 0 | 0 | 0 | 0 | 12
NO |  | 135 | 2011 | 7 | 11 | 11 |  |  |  | 0 | 0 | TS | 0.16 | 0 | 1 | 477 MCM ACSR | 0 | 0 | 0 | 0 | 0 | 0 | 0 | 0 | 0 | 0 | 0 | 0 | 0 | 0 | 0 | 0 | 0 | 0 | 0 | 0 | 0 | 0 | 0 | 12
NO |  | 135 | 2011 | 7 | 12 | 12 |  |  |  | 0 | 0 | HFW | 0.21 | 0 | 1 | 795 MCM ACSR | 0 | 0 | 0 | 0 | 0 | 0 | 0 | 0 | 0 | 0 | 0 | 0 | 0 | 0 | 0 | 0 | 0 | 0 | 0 | 0 | 0 | 0 | 0 | 12
NO |  | 135 | 2011 | 7 | 13 | 13 |  |  |  | 0 | 0 | ST | 2.3 | 0 | 1 | 795 MCM ACSR | 0 | 0 | 0 | 0 | 0 | 0 | 0 | 0 | 0 | 0 | 0 | 0 | 0 | 0 | 0 | 0 | 0 | 0 | 0 | 0 | 0 | 0 | 0 | 12
NO |  | 135 | 2011 | 7 | 14 | 14 |  |  |  | 0 | 0 | TS | 1.08 | 0 | 1 | 795 MCM ACSR | 0 | 0 | 0 | 0 | 0 | 0 | 0 | 0 | 0 | 0 | 0 | 0 | 0 | 0 | 0 | 0 | 0 | 0 | 0 | 0 | 0 | 0 | 0 | 12
NO |  | 135 | 2011 | 7 | 15 | 15 |  |  |  | 0 | 0 | U | 1 | 0 | 1 | 200 MCMCUPTC | 0 | 0 | 0 | 0 | 0 | 0 | 0 | 0 | 0 | 0 | 0 | 0 | 0 | 0 | 0 | 0 | 0 | 0 | 0 | 0 | 0 | 0 | 0 | 12
NO |  | 135 | 2011 | 7 | 16 | 16 |  | North Wales Sub-7432 | Buckingham Sub | 132 | 132 | TS | 0 | 0 | 0 | 795 MCM ACSR | 0 | 0 | 0 | 0 | 0 | 0 | 0 | 0 | 0 | 0 | 0 | 0 | 0 | 0 | 0 | 0 | 0 | 0 | 0 | 0 | 0 | 0 | 0 | 12
NO |  | 135 | 2011 | 7 | 17 | 17 |  |  |  | 0 | 0 | ST | 0 | 0 | 0 | 795 MCM ACSR | 0 | 0 | 0 | 0 | 0 | 0 | 0 | 0 | 0 | 0 | 0 | 0 | 0 | 0 | 0 | 0 | 0 | 0 | 0 | 0 | 0 | 0 | 0 | 12
NO |  | 135 | 2011 | 7 | 18 | 18 |  |  |  | 0 | 0 | HFS | 0 | 0 | 0 | 795 MCM ACSR | 0 | 0 | 0 | 0 | 0 | 0 | 0 | 0 | 0 | 0 | 0 | 0 | 0 | 0 | 0 | 0 | 0 | 0 | 0 | 0 | 0 | 0 | 0 | 12
NO |  | 135 | 2011 | 7 | 19 | 19 |  |  |  | 0 | 0 | HFW | 0 | 0 | 0 | 795 MCM ACSR | 0 | 0 | 0 | 0 | 0 | 0 | 0 | 0 | 0 | 0 | 0 | 0 | 0 | 0 | 0 | 0 | 0 | 0 | 0 | 0 | 0 | 0 | 0 | 12
NO |  | 135 | 2011 | 7 | 20 | 20 |  | Cromby Sub-7433 | Perkiomen | 132 | 132 | ST | 15.29 | 0 | 1 | 795 MCM ACSR | 0 | 0 | 0 | 0 | 0 | 0 | 0 | 0 | 0 | 0 | 0 | 0 | 0 | 0 | 0 | 0 | 0 | 0 | 0 | 0 | 0 | 0 | 0 | 12
NO |  | 135 | 2011 | 7 | 21 | 21 |  |  |  | 0 | 0 | TS | 0.05 | 0.1 | 1 | 795 MCM ACSR | 0 | 0 | 0 | 0 | 0 | 0 | 0 | 0 | 0 | 0 | 0 | 611350093 | 0 | 0 | 0 | 0 | 0 | 0 | 0 | 0 | 0 | 0 | 0 | 12
NO |  | 135 | 2011 | 7 | 22 | 22 |  |  |  | 0 | 0 | AT | 0.68 | 0 | 1 |  | 0 | 0 | 0 | 0 | 0 | 0 | 0 | 0 | 0 | 0 | 0 | 0 | 0 | 0 | 0 | 0 | 0 | 0 | 0 | 0 | 0 | 0 | 0 | 12
NO |  | 135 | 2011 | 7 | 23 | 23 |  |  |  | 0 | 0 | HFW | 0.01 | 0 | 1 | 795 MCM ACSR | 0 | 0 | 0 | 0 | 0 | 0 | 0 | 0 | 0 | 0 | 0 | 0 | 0 | 0 | 0 | 0 | 0 | 0 | 0 | 0 | 0 | 0 | 0 | 12
NO |  | 135 | 2011 | 7 | 24 | 24 |  | Cromby Sub-7434 | Heaton Sub | 132 | 220 | TS | 63 | 0 | 1 | 1590 MCM ACSR | 0 | 0 | 0 | 0 | 0 | 0 | 0 | 0 | 0 | 0 | 0 | 0 | 0 | 0 | 0 | 0 | 0 | 0 | 0 | 0 | 0 | 0 | 0 | 12
NO |  | 135 | 2011 | 7 | 25 | 25 |  |  |  | 0 | 0 |  | 3.63 | 0 | 1 |  | 0 | 0 | 0 | 0 | 0 | 0 | 0 | 0 | 0 | 0 | 0 | 611350094 | 0 | 0 | 0 | 0 | 0 | 0 | 0 | 0 | 0 | 0 | 0 | 12
NO |  | 135 | 2011 | 7 | 26 | 26 |  |  |  | 0 | 0 |  | 7.35 | 0 | 1 |  | 0 | 0 | 0 | 0 | 0 | 0 | 0 | 0 | 0 | 0 | 0 | 611350095 | 0 | 0 | 0 | 0 | 0 | 0 | 0 | 0 | 0 | 0 | 0 | 12
NO |  | 135 | 2011 | 7 | 27 | 27 |  | Bradford Sub-7435 | Lukens Steel 130-52 | 132 | 132 | HFS | 4.8 | 0 | 1 | 795 MCM ACSR | 0 | 0 | 0 | 0 | 0 | 0 | 0 | 0 | 0 | 0 | 0 | 0 | 0 | 0 | 0 | 0 | 0 | 0 | 0 | 0 | 0 | 0 | 0 | 12
NO |  | 135 | 2011 | 7 | 28 | 28 |  |  |  | 0 | 0 | HFS | 5.07 | 0 | 1 |  | 0 | 0 | 0 | 0 | 0 | 0 | 0 | 0 | 0 | 0 | 0 | 0 | 0 | 0 | 0 | 0 | 0 | 0 | 0 | 0 | 0 | 0 | 0 | 12
NO |  | 135 | 2011 | 7 | 29 | 29 |  | Newlinville Sub-7436 | Middletown Sub 130-54 | 132 | 220 | HFW | 0.63 | 0 | 1 | 795 MCM ACSR | 0 | 0 | 0 | 0 | 0 | 0 | 0 | 0 | 0 | 0 | 0 | 0 | 0 | 0 | 0 | 0 | 0 | 0 | 0 | 0 | 0 | 0 | 0 | 12
NO |  | 135 | 2011 | 7 | 30 | 30 |  | Plymouth Meeting Sub-7437 | Lukens Steel 130-37 | 132 | 220 | HFS | 0.23 | 0 | 1 | 795 MCM ACSR | 0 | 0 | 0 | 0 | 0 | 0 | 0 | 0 | 0 | 0 | 0 | 0 | 0 | 0 | 0 | 0 | 0 | 0 | 0 | 0 | 0 | 0 | 0 | 12
NO |  | 135 | 2011 | 7 | 31 | 31 |  |  |  | 0 | 0 | ST | 0.31 | 0 | 1 | 795 MCM ACSR | 0 | 0 | 0 | 0 | 0 | 0 | 0 | 0 | 0 | 0 | 0 | 0 | 0 | 0 | 0 | 0 | 0 | 0 | 0 | 0 | 0 | 0 | 0 | 12
NO |  | 135 | 2011 | 7 | 32 | 32 |  | Eddystone Sub-7440 | Chichester Sub | 132 | 132 | ST | 0.8 | 0 | 1 |  | 0 | 0 | 0 | 0 | 0 | 0 | 0 | 0 | 0 | 0 | 0 | 0 | 0 | 0 | 0 | 0 | 0 | 0 | 0 | 0 | 0 | 0 | 0 | 12
NO |  | 135 | 2011 | 7 | 33 | 33 |  |  |  | 0 | 0 | AT | 0.7 | 0 | 1 |  | 0 | 0 | 0 | 0 | 0 | 0 | 0 | 0 | 0 | 0 | 0 | 0 | 0 | 0 | 0 | 0 | 0 | 0 | 0 | 0 | 0 | 0 | 0 | 12
NO |  | 135 | 2011 | 7 | 34 | 34 |  |  |  | 0 | 0 | WFS | 0.18 | 0 | 1 |  | 0 | 0 | 0 | 0 | 0 | 0 | 0 | 0 | 0 | 0 | 0 | 0 | 0 | 0 | 0 | 0 | 0 | 0 | 0 | 0 | 0 | 0 | 0 | 12
NO |  | 135 | 2011 | 7 | 35 | 35 |  |  |  | 0 | 0 | TS | 0 | 4.42 | 1 | 795 MCM ACSR | 0 | 0 | 0 | 0 | 0 | 0 | 0 | 0 | 0 | 0 | 0 | 611350096 | 0 | 0 | 0 | 0 | 0 | 0 | 0 | 0 | 0 | 0 | 0 | 12
NO |  | 135 | 2011 | 8 | 1 | 1 |  |  |  | 0 | 0 | U | 0.38 | 0 | 1 | 1750 MCMALOFC | 0 | 0 | 0 | 0 | 0 | 0 | 0 | 0 | 0 | 0 | 0 | 0 | 0 | 0 | 0 | 0 | 0 | 0 | 0 | 0 | 0 | 0 | 0 | 12
NO |  | 135 | 2011 | 8 | 2 | 2 |  |  |  | 0 | 0 | U | 0.09 | 0 | 1 |  | 0 | 0 | 0 | 0 | 0 | 0 | 0 | 0 | 0 | 0 | 0 | 0 | 0 | 0 | 0 | 0 | 0 | 0 | 0 | 0 | 0 | 0 | 0 | 12
NO |  | 135 | 2011 | 8 | 3 | 3 |  | Eddystone Sub-7441 | Woodlyn Sub | 132 | 132 | ST | 0.36 | 0 | 1 | 795 MCM ACSR | 0 | 0 | 0 | 0 | 0 | 0 | 0 | 0 | 0 | 0 | 0 | 0 | 0 | 0 | 0 | 0 | 0 | 0 | 0 | 0 | 0 | 0 | 0 | 12
NO |  | 135 | 2011 | 8 | 4 | 4 |  |  |  | 0 | 0 | ST | 0 | 0.03 | 1 |  | 0 | 0 | 0 | 0 | 0 | 0 | 0 | 0 | 0 | 0 | 0 | 611350097 | 0 | 0 | 0 | 0 | 0 | 0 | 0 | 0 | 0 | 0 | 0 | 12
NO |  | 135 | 2011 | 8 | 5 | 5 |  |  |  | 0 | 0 | TS | 0.21 | 0 | 1 | 795 MCM ACSR | 0 | 0 | 0 | 0 | 0 | 0 | 0 | 0 | 0 | 0 | 0 | 0 | 0 | 0 | 0 | 0 | 0 | 0 | 0 | 0 | 0 | 0 | 0 | 12
NO |  | 135 | 2011 | 8 | 6 | 6 |  |  |  | 0 | 0 | TS | 0 | 0.82 | 1 | 795 MCM ACSR | 0 | 0 | 0 | 0 | 0 | 0 | 0 | 0 | 0 | 0 | 0 | 611350098 | 0 | 0 | 0 | 0 | 0 | 0 | 0 | 0 | 0 | 0 | 0 | 12
NO |  | 135 | 2011 | 8 | 7 | 7 |  |  |  | 0 | 0 | U | 0.54 | 0 | 1 | 2000 MCMCUOTC | 0 | 0 | 0 | 0 | 0 | 0 | 0 | 0 | 0 | 0 | 0 | 0 | 0 | 0 | 0 | 0 | 0 | 0 | 0 | 0 | 0 | 0 | 0 | 12
NO |  | 135 | 2011 | 8 | 8 | 8 |  |  |  | 0 | 0 | U | 0.38 | 0 | 1 | 1750 MCMALOFC | 0 | 0 | 0 | 0 | 0 | 0 | 0 | 0 | 0 | 0 | 0 | 0 | 0 | 0 | 0 | 0 | 0 | 0 | 0 | 0 | 0 | 0 | 0 | 12
NO |  | 135 | 2011 | 8 | 9 | 9 |  | Eddystone Sub - 7442 | Llanerch Sub | 132 | 132 | HFS | 1.13 | 2.78 | 1 |  | 0 | 0 | 0 | 0 | 0 | 0 | 0 | 0 | 0 | 0 | 0 | 611350099 | 0 | 0 | 0 | 0 | 0 | 0 | 0 | 0 | 0 | 0 | 0 | 12
NO |  | 135 | 2011 | 8 | 10 | 10 |  |  |  | 0 | 0 | WFS | 3.64 | 0 | 1 | 795 MCM ACSR | 0 | 0 | 0 | 0 | 0 | 0 | 0 | 0 | 0 | 0 | 0 | 0 | 0 | 0 | 0 | 0 | 0 | 0 | 0 | 0 | 0 | 0 | 0 | 12
NO |  | 135 | 2011 | 8 | 11 | 11 |  |  |  | 0 | 0 | U | 4.15 | 0 | 1 | 2000 MCMCUPTC | 0 | 0 | 0 | 0 | 0 | 0 | 0 | 0 | 0 | 0 | 0 | 0 | 0 | 0 | 0 | 0 | 0 | 0 | 0 | 0 | 0 | 0 | 0 | 12
NO |  | 135 | 2011 | 8 | 12 | 12 |  |  |  | 0 | 0 | ST | 0.53 | 0 | 1 | 795 MCM ACSR | 0 | 0 | 0 | 0 | 0 | 0 | 0 | 0 | 0 | 0 | 0 | 0 | 0 | 0 | 0 | 0 | 0 | 0 | 0 | 0 | 0 | 0 | 0 | 12
NO |  | 135 | 2011 | 8 | 13 | 13 |  |  |  | 0 | 0 | TS | 0 | 5.46 | 1 |  | 0 | 0 | 0 | 0 | 0 | 0 | 0 | 0 | 0 | 0 | 0 | 611350100 | 0 | 0 | 0 | 0 | 0 | 0 | 0 | 0 | 0 | 0 | 0 | 12
NO |  | 135 | 2011 | 8 | 14 | 14 |  |  |  | 0 | 0 | U | 4.62 | 0 | 1 | 2000 MCMCUPTC | 0 | 0 | 0 | 0 | 0 | 0 | 0 | 0 | 0 | 0 | 0 | 0 | 0 | 0 | 0 | 0 | 0 | 0 | 0 | 0 | 0 | 0 | 0 | 12
NO |  | 135 | 2011 | 8 | 15 | 15 |  |  |  | 0 | 0 | HFS | 0.22 | 0 | 1 |  | 0 | 0 | 0 | 0 | 0 | 0 | 0 | 0 | 0 | 0 | 0 | 0 | 0 | 0 | 0 | 0 | 0 | 0 | 0 | 0 | 0 | 0 | 0 | 12
NO |  | 135 | 2011 | 8 | 16 | 16 |  | Eddystone 220 Sub -7443 | Eddystone 132 Sub | 132 | 132 | WP | 0.06 | 0 | 1 | 1590 MCM ACSR | 0 | 0 | 0 | 0 | 0 | 0 | 0 | 0 | 0 | 0 | 0 | 0 | 0 | 0 | 0 | 0 | 0 | 0 | 0 | 0 | 0 | 0 | 0 | 12
NO |  | 135 | 2011 | 8 | 19 | 19 |  | Eddystone Sub 7445 | MasterSub | 132 | 132 | ST | 0 | 0.53 | 1 |  | 0 | 0 | 0 | 0 | 0 | 0 | 0 | 0 | 0 | 0 | 0 | 611350101 | 0 | 0 | 0 | 0 | 0 | 0 | 0 | 0 | 0 | 0 | 0 | 12
NO |  | 135 | 2011 | 8 | 20 | 20 |  |  |  | 0 | 0 | HFS | 0 | 0.22 | 1 | 795 MCM ACSR | 0 | 0 | 0 | 0 | 0 | 0 | 0 | 0 | 0 | 0 | 0 | 611350102 | 0 | 0 | 0 | 0 | 0 | 0 | 0 | 0 | 0 | 0 | 0 | 12
NO |  | 135 | 2011 | 8 | 21 | 21 |  |  |  | 0 | 0 | WFS | 0.11 | 0 | 1 |  | 0 | 0 | 0 | 0 | 0 | 0 | 0 | 0 | 0 | 0 | 0 | 0 | 0 | 0 | 0 | 0 | 0 | 0 | 0 | 0 | 0 | 0 | 0 | 12
NO |  | 135 | 2011 | 8 | 22 | 22 |  |  |  | 0 | 0 | HFS | 0 | 12.86 | 1 |  | 0 | 0 | 0 | 0 | 0 | 0 | 0 | 0 | 0 | 0 | 0 | 611350103 | 0 | 0 | 0 | 0 | 0 | 0 | 0 | 0 | 0 | 0 | 0 | 12
NO |  | 135 | 2011 | 8 | 26 | 26 |  | Middletown Sub - 7001 | Newtown Square & Goshen & | 66 | 66 | WP | 8.7 | 0 | 1 | 556 MCM AAC | 0 | 0 | 0 | 0 | 0 | 0 | 0 | 0 | 0 | 0 | 0 | 0 | 0 | 0 | 0 | 0 | 0 | 0 | 0 | 0 | 0 | 0 | 0 | 12
NO |  | 135 | 2011 | 8 | 29 | 29 |  | Planebrook Sub 7101 | Goshen Sub -6901 | 66 | 66 |  | 0 | 0 | 0 |  | 0 | 0 | 0 | 0 | 0 | 0 | 0 | 0 | 0 | 0 | 0 | 0 | 0 | 0 | 0 | 0 | 0 | 0 | 0 | 0 | 0 | 0 | 0 | 12
NO |  | 135 | 2011 | 8 | 30 | 30 |  |  |  | 66 | 66 |  | 0 | 0 | 0 |  | 0 | 0 | 0 | 0 | 0 | 0 | 0 | 0 | 0 | 0 | 0 | 0 | 0 | 0 | 0 | 0 | 0 | 0 | 0 | 0 | 0 | 0 | 0 | 12
NO |  | 135 | 2011 | 8 | 31 | 31 |  |  |  | 66 | 66 |  | 0 | 0 | 0 |  | 0 | 0 | 0 | 0 | 0 | 0 | 0 | 0 | 0 | 0 | 0 | 0 | 0 | 0 | 0 | 0 | 0 | 0 | 0 | 0 | 0 | 0 | 0 | 12
NO |  | 135 | 2011 | 8 | 32 | 32 |  | Goshen Sub - 7102 | Middletown Sub 6902 | 66 | 66 |  | 0 | 0 | 0 |  | 0 | 0 | 0 | 0 | 0 | 0 | 0 | 0 | 0 | 0 | 0 | 0 | 0 | 0 | 0 | 0 | 0 | 0 | 0 | 0 | 0 | 0 | 0 | 12
NO |  | 135 | 2011 | 8 | 33 | 33 |  |  |  | 66 | 66 |  | 0 | 0 | 0 |  | 0 | 0 | 0 | 0 | 0 | 0 | 0 | 0 | 0 | 0 | 0 | 0 | 0 | 0 | 0 | 0 | 0 | 0 | 0 | 0 | 0 | 0 | 0 | 12
NO |  | 135 | 2011 | 8 | 34 | 34 |  |  |  | 66 | 66 |  | 0 | 0 | 0 |  | 0 | 0 | 0 | 0 | 0 | 0 | 0 | 0 | 0 | 0 | 0 | 0 | 0 | 0 | 0 | 0 | 0 | 0 | 0 | 0 | 0 | 0 | 0 | 12
NO |  | 135 | 2011 | 8 | 35 | 35 |  | Richmond Sub-7104 | Westmoreland Sub | 66 | 66 | U | 6.27 | 0 | 1 | 2000 MCM CU | 0 | 0 | 0 | 0 | 0 | 0 | 0 | 0 | 0 | 0 | 0 | 0 | 0 | 0 | 0 | 0 | 0 | 0 | 0 | 0 | 0 | 0 | 0 | 12
NO |  | 135 | 2011 | 9 | 5 | 5 |  | Richmond Sub-7106 | Byberry Sub | 66 | 66 | U | 3.83 | 0 | 1 | 1500 MCM CU | 0 | 0 | 0 | 0 | 0 | 0 | 0 | 0 | 0 | 0 | 0 | 0 | 0 | 0 | 0 | 0 | 0 | 0 | 0 | 0 | 0 | 0 | 0 | 12
NO |  | 135 | 2011 | 9 | 6 | 6 |  |  |  | 0 | 0 | ST | 0.21 | 6.06 | 1 | 477 MCM ACSR | 0 | 0 | 0 | 0 | 0 | 0 | 0 | 0 | 0 | 0 | 0 | 611350104 | 0 | 0 | 0 | 0 | 0 | 0 | 0 | 0 | 0 | 0 | 0 | 12
NO |  | 135 | 2011 | 9 | 7 | 7 |  |  |  | 0 | 0 |  | 0 | 3.32 | 1 | 500 MCM CU | 0 | 0 | 0 | 0 | 0 | 0 | 0 | 0 | 0 | 0 | 0 | 611350105 | 0 | 0 | 0 | 0 | 0 | 0 | 0 | 0 | 0 | 0 | 0 | 12
NO |  | 135 | 2011 | 9 | 8 | 8 |  |  |  | 0 | 0 | WFS | 0.18 | 0 | 1 |  | 0 | 0 | 0 | 0 | 0 | 0 | 0 | 0 | 0 | 0 | 0 | 0 | 0 | 0 | 0 | 0 | 0 | 0 | 0 | 0 | 0 | 0 | 0 | 12
NO |  | 135 | 2011 | 9 | 9 | 9 |  |  |  | 66 | 66 | WFS | 0 | 1.11 | 1 | #4/0 CU | 0 | 0 | 0 | 0 | 0 | 0 | 0 | 0 | 0 | 0 | 0 | 611350106 | 0 | 0 | 0 | 0 | 0 | 0 | 0 | 0 | 0 | 0 | 0 | 12
NO |  | 135 | 2011 | 9 | 10 | 10 |  | Richmond Sub -7112 | Holmesburg Sub | 66 | 66 | HFS | 2.37 | 0 | 1 |  | 0 | 0 | 0 | 0 | 0 | 0 | 0 | 0 | 0 | 0 | 0 | 0 | 0 | 0 | 0 | 0 | 0 | 0 | 0 | 0 | 0 | 0 | 0 | 12
NO |  | 135 | 2011 | 9 | 11 | 11 |  |  |  | 0 | 0 | HFS | 0.04 | 0 | 1 | 336 MCM ACSR | 0 | 0 | 0 | 0 | 0 | 0 | 0 | 0 | 0 | 0 | 0 | 0 | 0 | 0 | 0 | 0 | 0 | 0 | 0 | 0 | 0 | 0 | 0 | 12
NO |  | 135 | 2011 | 9 | 12 | 12 |  |  |  | 0 | 0 | WFS | 0.29 | 0 | 1 |  | 0 | 0 | 0 | 0 | 0 | 0 | 0 | 0 | 0 | 0 | 0 | 0 | 0 | 0 | 0 | 0 | 0 | 0 | 0 | 0 | 0 | 0 | 0 | 12
NO |  | 135 | 2011 | 9 | 13 | 13 |  |  |  | 0 | 0 | U | 1.29 | 0 | 1 | 1100 MCMCUOFC | 0 | 0 | 0 | 0 | 0 | 0 | 0 | 0 | 0 | 0 | 0 | 0 | 0 | 0 | 0 | 0 | 0 | 0 | 0 | 0 | 0 | 0 | 0 | 12
NO |  | 135 | 2011 | 9 | 14 | 14 |  |  |  | 0 | 0 |  | 0.28 | 0 | 1 |  | 0 | 0 | 0 | 0 | 0 | 0 | 0 | 0 | 0 | 0 | 0 | 0 | 0 | 0 | 0 | 0 | 0 | 0 | 0 | 0 | 0 | 0 | 0 | 12
NO |  | 135 | 2011 | 9 | 15 | 15 |  |  |  | 220 | 220 | HFS | 1.49 | 5.27 | 1 | 795 MDM ACSR | 0 | 0 | 0 | 0 | 0 | 0 | 0 | 0 | 0 | 0 | 0 | 611350107 | 0 | 0 | 0 | 0 | 0 | 0 | 0 | 0 | 0 | 0 | 0 | 12
NO |  | 135 | 2011 | 9 | 16 | 16 |  |  |  | 0 | 0 | WFS | 0.18 | 0 | 1 |  | 0 | 0 | 0 | 0 | 0 | 0 | 0 | 0 | 0 | 0 | 0 | 611350108 | 0 | 0 | 0 | 0 | 0 | 0 | 0 | 0 | 0 | 0 | 0 | 12
NO |  | 135 | 2011 | 9 | 17 | 17 |  |  |  | 0 | 0 | TS | 0.27 | 0 | 1 | 795 MCM ACSR | 0 | 0 | 0 | 0 | 0 | 0 | 0 | 0 | 0 | 0 | 0 | 0 | 0 | 0 | 0 | 0 | 0 | 0 | 0 | 0 | 0 | 0 | 0 | 12
NO |  | 135 | 2011 | 9 | 18 | 18 |  | Westmoreland Sub-7115 | Master Sub | 66 | 66 | U | 0.64 | 0 | 1 | 1500 MCMCUPTC | 0 | 0 | 0 | 0 | 0 | 0 | 0 | 0 | 0 | 0 | 0 | 0 | 0 | 0 | 0 | 0 | 0 | 0 | 0 | 0 | 0 | 0 | 0 | 12
NO |  | 135 | 2011 | 9 | 19 | 19 |  |  |  | 0 | 0 | U | 2.56 | 0 | 1 | 2000 MCMCUPTC | 0 | 0 | 0 | 0 | 0 | 0 | 0 | 0 | 0 | 0 | 0 | 0 | 0 | 0 | 0 | 0 | 0 | 0 | 0 | 0 | 0 | 0 | 0 | 12
NO |  | 135 | 2011 | 9 | 20 | 20 |  |  |  | 0 | 0 | U | 2.08 | 0 | 1 | 750 MCMCUPTC | 0 | 0 | 0 | 0 | 0 | 0 | 0 | 0 | 0 | 0 | 0 | 0 | 0 | 0 | 0 | 0 | 0 | 0 | 0 | 0 | 0 | 0 | 0 | 12
NO |  | 135 | 2011 | 9 | 23 | 23 |  | Schuylkill Sub -7121 | Penn Sub - 6621 | 66 | 66 | U | 1.23 | 0 | 1 | 2000 MDMCUPTC | 0 | 0 | 0 | 0 | 0 | 0 | 0 | 0 | 0 | 0 | 0 | 0 | 0 | 0 | 0 | 0 | 0 | 0 | 0 | 0 | 0 | 0 | 0 | 12
NO |  | 135 | 2011 | 9 | 24 | 24 |  | Schuylkill Sub -7122 | Master Sub | 66 | 66 | U | 2.47 | 0 | 1 | 1500 MCMCUPTC | 0 | 0 | 0 | 0 | 0 | 0 | 0 | 0 | 0 | 0 | 0 | 0 | 0 | 0 | 0 | 0 | 0 | 0 | 0 | 0 | 0 | 0 | 0 | 12
NO |  | 135 | 2011 | 9 | 25 | 25 |  |  |  | 0 | 0 | U | 1.62 | 0 | 1 | 2000 MCMCUPTC | 0 | 0 | 0 | 0 | 0 | 0 | 0 | 0 | 0 | 0 | 0 | 0 | 0 | 0 | 0 | 0 | 0 | 0 | 0 | 0 | 0 | 0 | 0 | 12
NO |  | 135 | 2011 | 9 | 26 | 26 |  | Schuylkill Sub-7123 | Llanerch Sub | 66 | 66 | HFS | 0.32 | 3.15 | 1 |  | 0 | 0 | 0 | 0 | 0 | 0 | 0 | 0 | 0 | 0 | 0 | 611350109 | 0 | 0 | 0 | 0 | 0 | 0 | 0 | 0 | 0 | 0 | 0 | 12
NO |  | 135 | 2011 | 9 | 27 | 27 |  |  |  | 0 | 0 | WFS | 1.46 | 0 | 1 |  | 0 | 0 | 0 | 0 | 0 | 0 | 0 | 0 | 0 | 0 | 0 | 0 | 0 | 0 | 0 | 0 | 0 | 0 | 0 | 0 | 0 | 0 | 0 | 12
NO |  | 135 | 2011 | 9 | 28 | 28 |  |  |  | 0 | 0 | HFS | 0 | 0.18 | 1 | 795 MCM ACSR | 0 | 0 | 0 | 0 | 0 | 0 | 0 | 0 | 0 | 0 | 0 | 611350110 | 0 | 0 | 0 | 0 | 0 | 0 | 0 | 0 | 0 | 0 | 0 | 12
NO |  | 135 | 2011 | 9 | 29 | 29 |  |  |  | 0 | 0 | ST | 0.03 | 0 | 1 |  | 0 | 0 | 0 | 0 | 0 | 0 | 0 | 0 | 0 | 0 | 0 | 0 | 0 | 0 | 0 | 0 | 0 | 0 | 0 | 0 | 0 | 0 | 0 | 12
NO |  | 135 | 2011 | 9 | 30 | 30 |  |  |  | 66 | 66 | U | 0.14 | 0 | 1 | 200 MCMCUPL | 0 | 0 | 0 | 0 | 0 | 0 | 0 | 0 | 0 | 0 | 0 | 0 | 0 | 0 | 0 | 0 | 0 | 0 | 0 | 0 | 0 | 0 | 0 | 12
NO |  | 135 | 2011 | 9 | 31 | 31 |  |  |  | 0 | 0 | HFS | 0 | 0.78 | 1 | 795 MDM ACSR | 0 | 0 | 0 | 0 | 0 | 0 | 0 | 0 | 0 | 0 | 0 | 611350111 | 0 | 0 | 0 | 0 | 0 | 0 | 0 | 0 | 0 | 0 | 0 | 12
NO |  | 135 | 2011 | 9 | 32 | 32 |  | Schuylkill Sub -7124 | Island Road Sub | 66 | 66 | ST | 3.89 | 0 | 1 | #2/0 CU | 0 | 0 | 0 | 0 | 0 | 0 | 0 | 0 | 0 | 0 | 0 | 0 | 0 | 0 | 0 | 0 | 0 | 0 | 0 | 0 | 0 | 0 | 0 | 12
NO |  | 135 | 2011 | 9 | 33 | 33 |  |  |  | 0 | 0 | U | 0.65 | 0 | 1 | 700 MCMCUPTC | 0 | 0 | 0 | 0 | 0 | 0 | 0 | 0 | 0 | 0 | 0 | 0 | 0 | 0 | 0 | 0 | 0 | 0 | 0 | 0 | 0 | 0 | 0 | 12
NO |  | 135 | 2011 | 9 | 34 | 34 |  |  |  | 0 | 0 | U | 0.02 | 0 | 1 | 1000 MCMALSD | 0 | 0 | 0 | 0 | 0 | 0 | 0 | 0 | 0 | 0 | 0 | 0 | 0 | 0 | 0 | 0 | 0 | 0 | 0 | 0 | 0 | 0 | 0 | 12
NO |  | 135 | 2011 | 9 | 35 | 35 |  |  |  | 0 | 0 | U | 0.65 | 0 | 1 | 700 MCMCUPTC | 0 | 0 | 0 | 0 | 0 | 0 | 0 | 0 | 0 | 0 | 0 | 0 | 0 | 0 | 0 | 0 | 0 | 0 | 0 | 0 | 0 | 0 | 0 | 12
NO |  | 135 | 2011 | 10 | 4 | 4 |  | Upper Darby Sub-7125 | Llanerch Sub 6657 | 66 | 66 | WFS | 2.12 | 0 | 2 | 795 ACSR | 0 | 0 | 0 | 0 | 0 | 0 | 0 | 0 | 0 | 0 | 0 | 0 | 0 | 0 | 0 | 0 | 0 | 0 | 0 | 0 | 0 | 0 | 0 | 12
NO |  | 135 | 2011 | 10 | 5 | 5 |  |  |  | 0 | 0 | U | 0.14 | 0 | 1 |  | 0 | 0 | 0 | 0 | 0 | 0 | 0 | 0 | 0 | 0 | 0 | 0 | 0 | 0 | 0 | 0 | 0 | 0 | 0 | 0 | 0 | 0 | 0 | 12
NO |  | 135 | 2011 | 10 | 6 | 6 |  | Westmoreland Sub - 7126 | Schuylkill Sub | 66 | 66 | U | 0 | 0 | 0 |  | 0 | 0 | 0 | 0 | 0 | 0 | 0 | 0 | 0 | 0 | 0 | 0 | 0 | 0 | 0 | 0 | 0 | 0 | 0 | 0 | 0 | 0 | 0 | 12
NO |  | 135 | 2011 | 10 | 7 | 7 |  | Schuylkill Sub -7127 | Lombard Sub 6627 | 66 | 66 | U | 1.9 | 0 | 1 | 1000 MCM CU | 0 | 0 | 0 | 0 | 0 | 0 | 0 | 0 | 0 | 0 | 0 | 0 | 0 | 0 | 0 | 0 | 0 | 0 | 0 | 0 | 0 | 0 | 0 | 12
NO |  | 135 | 2011 | 10 | 8 | 8 |  | Schuylkill Sub -7128 | Penn Sub 6628 | 66 | 66 | U | 1.25 | 0 | 1 | 1500 MCM CU | 0 | 0 | 0 | 0 | 0 | 0 | 0 | 0 | 0 | 0 | 0 | 0 | 0 | 0 | 0 | 0 | 0 | 0 | 0 | 0 | 0 | 0 | 0 | 12
NO |  | 135 | 2011 | 10 | 9 | 9 |  |  |  | 0 | 0 | U | 0 | 0 | 0 |  | 0 | 0 | 0 | 0 | 0 | 0 | 0 | 0 | 0 | 0 | 0 | 0 | 0 | 0 | 0 | 0 | 0 | 0 | 0 | 0 | 0 | 0 | 0 | 12
NO |  | 135 | 2011 | 10 | 10 | 10 |  |  |  | 0 | 0 | U | 0 | 0 | 0 |  | 0 | 0 | 0 | 0 | 0 | 0 | 0 | 0 | 0 | 0 | 0 | 0 | 0 | 0 | 0 | 0 | 0 | 0 | 0 | 0 | 0 | 0 | 0 | 12
NO |  | 135 | 2011 | 10 | 11 | 11 |  | Southwark Sub -7130 | Schuylkill Sub | 66 | 66 | U | 1.9 | 0 | 1 | 1500 MCMCUOFC | 0 | 0 | 0 | 0 | 0 | 0 | 0 | 0 | 0 | 0 | 0 | 0 | 0 | 0 | 0 | 0 | 0 | 0 | 0 | 0 | 0 | 0 | 0 | 12
NO |  | 135 | 2011 | 10 | 12 | 12 |  |  |  | 0 | 0 | U | 3.45 | 0 | 1 | 1500 MCMCUOFC | 0 | 0 | 0 | 0 | 0 | 0 | 0 | 0 | 0 | 0 | 0 | 0 | 0 | 0 | 0 | 0 | 0 | 0 | 0 | 0 | 0 | 0 | 0 | 12
NO |  | 135 | 2011 | 10 | 13 | 13 |  |  |  | 0 | 0 | U | 1.68 | 0 | 1 | 1500 MCMCUOFC | 0 | 0 | 0 | 0 | 0 | 0 | 0 | 0 | 0 | 0 | 0 | 0 | 0 | 0 | 0 | 0 | 0 | 0 | 0 | 0 | 0 | 0 | 0 | 12
NO |  | 135 | 2011 | 10 | 14 | 14 |  |  |  | 0 | 0 | U | 3.14 | 0 | 1 | 1500 MCMCUOFC | 0 | 0 | 0 | 0 | 0 | 0 | 0 | 0 | 0 | 0 | 0 | 0 | 0 | 0 | 0 | 0 | 0 | 0 | 0 | 0 | 0 | 0 | 0 | 12
NO |  | 135 | 2011 | 10 | 15 | 15 |  | Southwark Sub -7131 | Island Road Sub | 66 | 66 | U | 4.4 | 0 | 1 | 1500 MCMCUOFC | 0 | 0 | 0 | 0 | 0 | 0 | 0 | 0 | 0 | 0 | 0 | 0 | 0 | 0 | 0 | 0 | 0 | 0 | 0 | 0 | 0 | 0 | 0 | 12
NO |  | 135 | 2011 | 10 | 16 | 16 |  |  |  | 0 | 0 | U | 2.58 | 0 | 1 | 1500 MCMCUOFC | 0 | 0 | 0 | 0 | 0 | 0 | 0 | 0 | 0 | 0 | 0 | 0 | 0 | 0 | 0 | 0 | 0 | 0 | 0 | 0 | 0 | 0 | 0 | 12
NO |  | 135 | 2011 | 10 | 17 | 17 |  | Southwark Sub - 7132 | Delaware Sub | 66 | 66 | U | 4.12 | 0 | 1 | 1500 MCMCUPTC | 0 | 0 | 0 | 0 | 0 | 0 | 0 | 0 | 0 | 0 | 0 | 0 | 0 | 0 | 0 | 0 | 0 | 0 | 0 | 0 | 0 | 0 | 0 | 12
NO |  | 135 | 2011 | 10 | 18 | 18 |  | Delaware Sub-7134 | North Phila Sub | 66 | 66 | U | 3.64 | 0 | 1 | 1500 MCMCUPTC | 0 | 0 | 0 | 0 | 0 | 0 | 0 | 0 | 0 | 0 | 0 | 0 | 0 | 0 | 0 | 0 | 0 | 0 | 0 | 0 | 0 | 0 | 0 | 12
NO |  | 135 | 2011 | 10 | 19 | 19 |  | North Phila Sub -7135 | Westmoreland Sub | 66 | 66 | U | 1.61 | 0 | 1 | 1500 MCMCUPTC | 0 | 0 | 0 | 0 | 0 | 0 | 0 | 0 | 0 | 0 | 0 | 0 | 0 | 0 | 0 | 0 | 0 | 0 | 0 | 0 | 0 | 0 | 0 | 12
NO |  | 135 | 2011 | 10 | 20 | 20 |  | Eddystone Sub 7141 | Chester Sub | 66 | 66 | TS | 2.93 | 0 | 1 | 795 MCM ACSR | 0 | 0 | 0 | 0 | 0 | 0 | 0 | 0 | 0 | 0 | 0 | 0 | 0 | 0 | 0 | 0 | 0 | 0 | 0 | 0 | 0 | 0 | 0 | 12
NO |  | 135 | 2011 | 10 | 21 | 21 |  |  |  | 0 | 0 | AT | 0.02 | 0 | 1 | 795 MCM ACSR | 0 | 0 | 0 | 0 | 0 | 0 | 0 | 0 | 0 | 0 | 0 | 0 | 0 | 0 | 0 | 0 | 0 | 0 | 0 | 0 | 0 | 0 | 0 | 12
NO |  | 135 | 2011 | 10 | 22 | 22 |  |  |  | 0 | 0 | U | 0.89 | 0 | 1 | 1500 MCMCUPTC | 0 | 0 | 0 | 0 | 0 | 0 | 0 | 0 | 0 | 0 | 0 | 0 | 0 | 0 | 0 | 0 | 0 | 0 | 0 | 0 | 0 | 0 | 0 | 12
NO |  | 135 | 2011 | 10 | 23 | 23 |  |  |  | 0 | 0 | U | 0.11 | 0 | 1 | 1250 MCM ALSD | 0 | 0 | 0 | 0 | 0 | 0 | 0 | 0 | 0 | 0 | 0 | 0 | 0 | 0 | 0 | 0 | 0 | 0 | 0 | 0 | 0 | 0 | 0 | 12
NO |  | 135 | 2011 | 10 | 24 | 24 |  |  |  | 0 | 0 | WFS | 0.04 | 0 | 1 | 795 MCM ACSR | 0 | 0 | 0 | 0 | 0 | 0 | 0 | 0 | 0 | 0 | 0 | 0 | 0 | 0 | 0 | 0 | 0 | 0 | 0 | 0 | 0 | 0 | 0 | 12
NO |  | 135 | 2011 | 10 | 25 | 25 |  | Woodlyn Sub-7142 | Upper Darby Sub | 66 | 66 | U | 0 | 0 | 1 | 500 MCMCUOFC | 0 | 0 | 0 | 0 | 0 | 0 | 0 | 0 | 0 | 0 | 0 | 0 | 0 | 0 | 0 | 0 | 0 | 0 | 0 | 0 | 0 | 0 | 0 | 12
NO |  | 135 | 2011 | 10 | 26 | 26 |  |  |  | 0 | 0 | U | 0 | 0 | 0 | 1100 MCMCUOFC | 0 | 0 | 0 | 0 | 0 | 0 | 0 | 0 | 0 | 0 | 0 | 0 | 0 | 0 | 0 | 0 | 0 | 0 | 0 | 0 | 0 | 0 | 0 | 12
NO |  | 135 | 2011 | 10 | 27 | 27 |  | Goshen - Middle 7143 | Newtown Sub | 0 | 0 | U | 0 | 0 | 0 | 1500 MCMCUOFC | 0 | 0 | 0 | 0 | 0 | 0 | 0 | 0 | 0 | 0 | 0 | 0 | 0 | 0 | 0 | 0 | 0 | 0 | 0 | 0 | 0 | 0 | 0 | 12
NO |  | 135 | 2011 | 10 | 28 | 28 |  | Chester Sub -7144 | Chichester Sub | 66 | 66 | TS | 0.7 | 0 | 1 | 795 MCM ACSR | 0 | 0 | 0 | 0 | 0 | 0 | 0 | 0 | 0 | 0 | 0 | 0 | 0 | 0 | 0 | 0 | 0 | 0 | 0 | 0 | 0 | 0 | 0 | 12
NO |  | 135 | 2011 | 10 | 29 | 29 |  |  |  | 0 | 0 | ST | 0.36 | 0 | 1 | 795 MCM ACSR | 0 | 0 | 0 | 0 | 0 | 0 | 0 | 0 | 0 | 0 | 0 | 0 | 0 | 0 | 0 | 0 | 0 | 0 | 0 | 0 | 0 | 0 | 0 | 12
NO |  | 135 | 2011 | 10 | 30 | 30 |  |  |  | 0 | 0 | AT | 0 | 1.24 | 1 | 795 ACSR | 0 | 0 | 0 | 0 | 0 | 0 | 0 | 0 | 0 | 0 | 0 | 611350112 | 0 | 0 | 0 | 0 | 0 | 0 | 0 | 0 | 0 | 0 | 0 | 12
NO |  | 135 | 2011 | 10 | 31 | 31 |  |  |  | 0 | 0 | U | 0.35 | 0 | 1 | 1500 MCMCUPTC | 0 | 0 | 0 | 0 | 0 | 0 | 0 | 0 | 0 | 0 | 0 | 0 | 0 | 0 | 0 | 0 | 0 | 0 | 0 | 0 | 0 | 0 | 0 | 12
NO |  | 135 | 2011 | 10 | 32 | 32 |  |  |  | 0 | 0 | U | 2.78 | 0 | 1 | 1500 MCMCUPTC | 0 | 0 | 0 | 0 | 0 | 0 | 0 | 0 | 0 | 0 | 0 | 0 | 0 | 0 | 0 | 0 | 0 | 0 | 0 | 0 | 0 | 0 | 0 | 12
NO |  | 135 | 2011 | 10 | 33 | 33 |  |  |  | 0 | 0 | WP | 0.08 | 0 | 1 | 795 MCM ACSR | 0 | 0 | 0 | 0 | 0 | 0 | 0 | 0 | 0 | 0 | 0 | 0 | 0 | 0 | 0 | 0 | 0 | 0 | 0 | 0 | 0 | 0 | 0 | 12
NO |  | 135 | 2011 | 10 | 34 | 34 |  |  |  | 0 | 0 | WP | 0.23 | 0 | 0 | 477 KCMD ACSR | 0 | 0 | 0 | 0 | 0 | 0 | 0 | 0 | 0 | 0 | 0 | 0 | 0 | 0 | 0 | 0 | 0 | 0 | 0 | 0 | 0 | 0 | 0 | 12
NO |  | 135 | 2011 | 10 | 35 | 35 |  |  |  | 0 | 0 | SP | 0.77 | 0 | 0 | 447 KCMD ACSR | 0 | 0 | 0 | 0 | 0 | 0 | 0 | 0 | 0 | 0 | 0 | 0 | 0 | 0 | 0 | 0 | 0 | 0 | 0 | 0 | 0 | 0 | 0 | 12
NO |  | 135 | 2011 | 11 | 1 | 1 |  | Chichester Sub-7145 | Delaware Power & Light | 66 | 66 | U | 0.3 | 0 | 1 | 1500 KCMIL CU OFC | 0 | 0 | 0 | 0 | 0 | 0 | 0 | 0 | 0 | 0 | 0 | 0 | 0 | 0 | 0 | 0 | 0 | 0 | 0 | 0 | 0 | 0 | 0 | 12
NO |  | 135 | 2011 | 11 | 2 | 2 |  |  |  | 0 | 0 | ST | 0.8 | 0 | 1 | 395.5 KCMIL ACSR | 0 | 0 | 0 | 0 | 0 | 0 | 0 | 0 | 0 | 0 | 0 | 0 | 0 | 0 | 0 | 0 | 0 | 0 | 0 | 0 | 0 | 0 | 0 | 12
NO |  | 135 | 2011 | 11 | 3 | 3 |  |  |  | 0 | 0 | WP | 1.25 | 0 | 1 | 556 KCMIL AAC | 0 | 0 | 0 | 0 | 0 | 0 | 0 | 0 | 0 | 0 | 0 | 0 | 0 | 0 | 0 | 0 | 0 | 0 | 0 | 0 | 0 | 0 | 0 | 12
NO |  | 135 | 2011 | 11 | 4 | 4 |  |  |  | 0 | 0 | ST | 0.57 | 0 | 1 | 477 KCMIL ACSR | 0 | 0 | 0 | 0 | 0 | 0 | 0 | 0 | 0 | 0 | 0 | 0 | 0 | 0 | 0 | 0 | 0 | 0 | 0 | 0 | 0 | 0 | 0 | 12
NO |  | 135 | 2011 | 11 | 5 | 5 |  | Chester Sub -7147 | Woodlyn Sub | 66 | 66 | U | 0 | 0 | 0 |  | 0 | 0 | 0 | 0 | 0 | 0 | 0 | 0 | 0 | 0 | 0 | 0 | 0 | 0 | 0 | 0 | 0 | 0 | 0 | 0 | 0 | 0 | 0 | 12
NO |  | 135 | 2011 | 11 | 6 | 6 |  | Island Rd Sub -7148 | Eddystone Sub | 0 | 0 |  | 0 | 0 | 0 |  | 0 | 0 | 0 | 0 | 0 | 0 | 0 | 0 | 0 | 0 | 0 | 0 | 0 | 0 | 0 | 0 | 0 | 0 | 0 | 0 | 0 | 0 | 0 | 12
NO |  | 135 | 2011 | 11 | 7 | 7 |  | Eddystone Sub-7149 | Tinicum Prop -6649 | 66 | 66 | TS | 0.43 | 0 | 2 | 4/0 ACSR | 0 | 0 | 0 | 0 | 0 | 0 | 0 | 0 | 0 | 0 | 0 | 0 | 0 | 0 | 0 | 0 | 0 | 0 | 0 | 0 | 0 | 0 | 0 | 12
NO |  | 135 | 2011 | 11 | 8 | 8 |  |  |  | 0 | 0 | WP | 1.2 | 0 | 2 | 4/0 ACSR | 0 | 0 | 0 | 0 | 0 | 0 | 0 | 0 | 0 | 0 | 0 | 0 | 0 | 0 | 0 | 0 | 0 | 0 | 0 | 0 | 0 | 0 | 0 | 12
NO |  | 135 | 2011 | 11 | 9 | 9 |  |  |  | 0 | 0 | ST | 0.57 | 0 | 2 | 2/0 CU | 0 | 0 | 0 | 0 | 0 | 0 | 0 | 0 | 0 | 0 | 0 | 0 | 0 | 0 | 0 | 0 | 0 | 0 | 0 | 0 | 0 | 0 | 0 | 12
NO |  | 135 | 2011 | 11 | 10 | 10 |  |  |  | 0 | 0 | WFS | 0.31 | 0 | 2 | 2/0 CU | 0 | 0 | 0 | 0 | 0 | 0 | 0 | 0 | 0 | 0 | 0 | 0 | 0 | 0 | 0 | 0 | 0 | 0 | 0 | 0 | 0 | 0 | 0 | 12
NO |  | 135 | 2011 | 11 | 11 | 11 |  | Eddystone Sub - 7158 | Tinicum Prop 6658 | 66 | 66 | TS | 1.38 | 0 | 1 | 795 ACSR | 0 | 0 | 0 | 0 | 0 | 0 | 0 | 0 | 0 | 0 | 0 | 0 | 0 | 0 | 0 | 0 | 0 | 0 | 0 | 0 | 0 | 0 | 0 | 12
NO |  | 135 | 2011 | 11 | 12 | 12 |  |  |  | 0 | 0 | TS | 0.43 | 0 | 2 | 4/0 ACSR | 0 | 0 | 0 | 0 | 0 | 0 | 0 | 0 | 0 | 0 | 0 | 0 | 0 | 0 | 0 | 0 | 0 | 0 | 0 | 0 | 0 | 0 | 0 | 12
NO |  | 135 | 2011 | 11 | 13 | 13 |  |  |  | 0 | 0 | WP | 1.2 | 0 | 2 | 4/0 ACSR | 0 | 0 | 0 | 0 | 0 | 0 | 0 | 0 | 0 | 0 | 0 | 0 | 0 | 0 | 0 | 0 | 0 | 0 | 0 | 0 | 0 | 0 | 0 | 12
NO |  | 135 | 2011 | 11 | 14 | 14 |  |  |  | 0 | 0 | ST | 0.56 | 0 | 2 | 2/0 CU | 0 | 0 | 0 | 0 | 0 | 0 | 0 | 0 | 0 | 0 | 0 | 0 | 0 | 0 | 0 | 0 | 0 | 0 | 0 | 0 | 0 | 0 | 0 | 12
NO |  | 135 | 2011 | 11 | 15 | 15 |  |  |  | 0 | 0 | WFS | 0.31 | 0 | 2 | 2/0 CU | 0 | 0 | 0 | 0 | 0 | 0 | 0 | 0 | 0 | 0 | 0 | 0 | 0 | 0 | 0 | 0 | 0 | 0 | 0 | 0 | 0 | 0 | 0 | 12
NO |  | 135 | 2011 | 11 | 16 | 16 |  | Schuylkill Sub- 7162 | Lombard Sub 6632 | 66 | 66 | U | 1.9 | 0 | 1 | 1500 MCMOFCCU | 0 | 0 | 0 | 0 | 0 | 0 | 0 | 0 | 0 | 0 | 0 | 0 | 0 | 0 | 0 | 0 | 0 | 0 | 0 | 0 | 0 | 0 | 0 | 12
NO |  | 135 | 2011 | 11 | 17 | 17 |  | Schuylkill Sub -7163 | Lombard Sub 6633 | 66 | 66 | U | 2.1 | 0 | 1 | 1500 MCMOFCCU | 0 | 0 | 0 | 0 | 0 | 0 | 0 | 0 | 0 | 0 | 0 | 0 | 0 | 0 | 0 | 0 | 0 | 0 | 0 | 0 | 0 | 0 | 0 | 12
NO |  | 135 | 2011 | 11 | 18 | 18 |  | Westmoreland Sub-7168 | Whitemarsh Sub | 66 | 132 | TS | 0 | 0.63 | 2 | 795 MCM ACSR | 0 | 0 | 0 | 0 | 0 | 0 | 0 | 0 | 0 | 0 | 0 | 611350113 | 0 | 0 | 0 | 0 | 0 | 0 | 0 | 0 | 0 | 0 | 0 | 12
NO |  | 135 | 2011 | 11 | 19 | 19 |  |  |  | 0 | 0 | ST | 0.3 | 0 | 1 |  | 0 | 0 | 0 | 0 | 0 | 0 | 0 | 0 | 0 | 0 | 0 | 0 | 0 | 0 | 0 | 0 | 0 | 0 | 0 | 0 | 0 | 0 | 0 | 12
NO |  | 135 | 2011 | 11 | 20 | 20 |  |  |  | 0 | 0 | ST | 0.25 | 0 | 2 | 500 MCM CU | 0 | 0 | 0 | 0 | 0 | 0 | 0 | 0 | 0 | 0 | 0 | 0 | 0 | 0 | 0 | 0 | 0 | 0 | 0 | 0 | 0 | 0 | 0 | 12
NO |  | 135 | 2011 | 11 | 21 | 21 |  |  |  | 0 | 0 | ST | 0 | 4.31 | 2 |  | 0 | 0 | 0 | 0 | 0 | 0 | 0 | 0 | 0 | 0 | 0 | 611350114 | 0 | 0 | 0 | 0 | 0 | 0 | 0 | 0 | 0 | 0 | 0 | 12
NO |  | 135 | 2011 | 11 | 22 | 22 |  |  |  | 0 | 0 | HFS | 0 | 4.86 | 2 |  | 0 | 0 | 0 | 0 | 0 | 0 | 0 | 0 | 0 | 0 | 0 | 611350115 | 0 | 0 | 0 | 0 | 0 | 0 | 0 | 0 | 0 | 0 | 0 | 12
NO |  | 135 | 2011 | 11 | 23 | 23 |  |  |  | 0 | 0 | HFS | 0.34 | 0 | 1 | 795 MCM ACSR | 0 | 0 | 0 | 0 | 0 | 0 | 0 | 0 | 0 | 0 | 0 | 0 | 0 | 0 | 0 | 0 | 0 | 0 | 0 | 0 | 0 | 0 | 0 | 12
NO |  | 135 | 2011 | 11 | 24 | 24 |  | Rochoro Sub-7169 | Westmoreland Sub | 66 | 66 | TS | 1.51 | 0 | 1 | 795 MCM ACSR | 0 | 0 | 0 | 0 | 0 | 0 | 0 | 0 | 0 | 0 | 0 | 0 | 0 | 0 | 0 | 0 | 0 | 0 | 0 | 0 | 0 | 0 | 0 | 12
NO |  | 135 | 2011 | 11 | 25 | 25 |  |  |  | 0 | 0 | ST | 4.86 | 0 | 2 | 500 MCM CU | 0 | 0 | 0 | 0 | 0 | 0 | 0 | 0 | 0 | 0 | 0 | 611350116 | 0 | 0 | 0 | 0 | 0 | 0 | 0 | 0 | 0 | 0 | 0 | 12
NO |  | 135 | 2011 | 11 | 26 | 26 |  |  |  | 0 | 0 | U | 0.08 | 0 | 1 | 1250 MCMCUSD | 0 | 0 | 0 | 0 | 0 | 0 | 0 | 0 | 0 | 0 | 0 | 0 | 0 | 0 | 0 | 0 | 0 | 0 | 0 | 0 | 0 | 0 | 0 | 12
NO |  | 135 | 2011 | 11 | 27 | 27 |  |  |  | 66 | 66 | HFS | 0 | 0.5 | 2 | 795 MCM ACSR | 0 | 0 | 0 | 0 | 0 | 0 | 0 | 0 | 0 | 0 | 0 | 0 | 0 | 0 | 0 | 0 | 0 | 0 | 0 | 0 | 0 | 0 | 0 | 12
NO |  | 135 | 2011 | 11 | 28 | 28 |  |  |  | 66 | 66 | ST | 2.97 | 0 | 1 | 795 MCM ACSR | 0 | 0 | 0 | 0 | 0 | 0 | 0 | 0 | 0 | 0 | 0 | 0 | 0 | 0 | 0 | 0 | 0 | 0 | 0 | 0 | 0 | 0 | 0 | 12
NO |  | 135 | 2011 | 11 | 29 | 29 |  | Plymouth Meeting Sub 7171 | Barbadoes Sub | 66 | 66 | ST | 0 | 0 | 0 |  | 0 | 0 | 0 | 0 | 0 | 0 | 0 | 0 | 0 | 0 | 0 | 0 | 0 | 0 | 0 | 0 | 0 | 0 | 0 | 0 | 0 | 0 | 0 | 12
NO |  | 135 | 2011 | 11 | 30 | 30 |  | Barbadoes Sub - 7172 | Cromby Sub | 66 | 66 | ST | 0 | 0 | 0 |  | 0 | 0 | 0 | 0 | 0 | 0 | 0 | 0 | 0 | 0 | 0 | 0 | 0 | 0 | 0 | 0 | 0 | 0 | 0 | 0 | 0 | 0 | 0 | 12
NO |  | 135 | 2011 | 11 | 31 | 31 |  | Plymouth Meeting Sub - 7174 | Cromby Sub | 66 | 66 | ST | 0 | 0 | 0 |  | 0 | 0 | 0 | 0 | 0 | 0 | 0 | 0 | 0 | 0 | 0 | 0 | 0 | 0 | 0 | 0 | 0 | 0 | 0 | 0 | 0 | 0 | 0 | 12
NO |  | 135 | 2011 | 11 | 32 | 32 |  |  |  | 0 | 0 | HFW | 0 | 0 | 0 |  | 0 | 0 | 0 | 0 | 0 | 0 | 0 | 0 | 0 | 0 | 0 | 0 | 0 | 0 | 0 | 0 | 0 | 0 | 0 | 0 | 0 | 0 | 0 | 12
NO |  | 135 | 2011 | 11 | 33 | 33 |  |  |  | 0 | 0 | WP | 0 | 0 | 0 |  | 0 | 0 | 0 | 0 | 0 | 0 | 0 | 0 | 0 | 0 | 0 | 0 | 0 | 0 | 0 | 0 | 0 | 0 | 0 | 0 | 0 | 0 | 0 | 12
NO |  | 135 | 2011 | 11 | 34 | 34 |  | Schuylkill Sub - 7176 | Passyunk Sub | 66 | 66 | U | 0 | 0 | 0 |  | 0 | 0 | 0 | 0 | 0 | 0 | 0 | 0 | 0 | 0 | 0 | 0 | 0 | 0 | 0 | 0 | 0 | 0 | 0 | 0 | 0 | 0 | 0 | 12
NO |  | 135 | 2011 | 11 | 35 | 35 |  | Passyunk Sub -7177 | Southwark Sub | 66 | 66 | U | 3.14 | 0 | 1 |  | 0 | 0 | 0 | 0 | 0 | 0 | 0 | 0 | 0 | 0 | 0 | 0 | 0 | 0 | 0 | 0 | 0 | 0 | 0 | 0 | 0 | 0 | 0 | 12
NO |  | 135 | 2011 | 12 | 1 | 1 |  | Cromby Sub-7180 | Moser Sub -6680 | 66 | 66 | WP | 3.3 | 0 | 1 | 4/0 CU | 0 | 0 | 0 | 0 | 0 | 0 | 0 | 0 | 0 | 0 | 0 | 0 | 0 | 0 | 0 | 0 | 0 | 0 | 0 | 0 | 0 | 0 | 0 | 12
NO |  | 135 | 2011 | 12 | 2 | 2 |  |  |  | 0 | 0 | HFW | 2.8 | 0 | 1 | 4/0 CU | 0 | 0 | 0 | 0 | 0 | 0 | 0 | 0 | 0 | 0 | 0 | 0 | 0 | 0 | 0 | 0 | 0 | 0 | 0 | 0 | 0 | 0 | 0 | 12
NO |  | 135 | 2011 | 12 | 3 | 3 |  |  |  | 0 | 0 | ST | 0.34 | 0 | 1 | 336.4 ACSR | 0 | 0 | 0 | 0 | 0 | 0 | 0 | 0 | 0 | 0 | 0 | 0 | 0 | 0 | 0 | 0 | 0 | 0 | 0 | 0 | 0 | 0 | 0 | 12
NO |  | 135 | 2011 | 12 | 4 | 4 |  |  |  | 0 | 0 | WP | 0.6 | 0 | 1 | 336.4 ACSR | 0 | 0 | 0 | 0 | 0 | 0 | 0 | 0 | 0 | 0 | 0 | 0 | 0 | 0 | 0 | 0 | 0 | 0 | 0 | 0 | 0 | 0 | 0 | 12
NO |  | 135 | 2011 | 12 | 5 | 5 |  |  |  | 0 | 0 | TS | 1.77 | 0 | 2 | 336.4 ACSR | 0 | 0 | 0 | 0 | 0 | 0 | 0 | 0 | 0 | 0 | 0 | 0 | 0 | 0 | 0 | 0 | 0 | 0 | 0 | 0 | 0 | 0 | 0 | 12
NO |  | 135 | 2011 | 12 | 6 | 6 |  |  |  | 0 | 0 | U | 2 | 0 | 1 | 2000 MCM CU | 0 | 0 | 0 | 0 | 0 | 0 | 0 | 0 | 0 | 0 | 0 | 0 | 0 | 0 | 0 | 0 | 0 | 0 | 0 | 0 | 0 | 0 | 0 | 12
NO |  | 135 | 2011 | 12 | 7 | 7 |  | Cromby Sub -7181 | Moser Sub 6681 | 66 | 66 | ST | 7.64 | 0 | 2 | 336.4 ACSR | 0 | 0 | 0 | 0 | 0 | 0 | 0 | 0 | 0 | 0 | 0 | 0 | 0 | 0 | 0 | 0 | 0 | 0 | 0 | 0 | 0 | 0 | 0 | 12
NO |  | 135 | 2011 | 12 | 8 | 8 |  |  |  | 0 | 0 | HFW | 2.1 | 0 | 1 | 477 ACSR | 0 | 0 | 0 | 0 | 0 | 0 | 0 | 0 | 0 | 0 | 0 | 0 | 0 | 0 | 0 | 0 | 0 | 0 | 0 | 0 | 0 | 0 | 0 | 12
NO |  | 135 | 2011 | 12 | 14 | 14 |  | Island Road Sub -7185 | Sharon Hill Sub 6645 | 66 | 66 | U | 1.61 | 0 | 1 |  | 0 | 0 | 0 | 0 | 0 | 0 | 0 | 0 | 0 | 0 | 0 | 0 | 0 | 0 | 0 | 0 | 0 | 0 | 0 | 0 | 0 | 0 | 0 | 12
NO |  | 135 | 2011 | 12 | 15 | 15 |  |  |  | 0 | 0 | TS | 1.01 | 0 | 1 |  | 0 | 0 | 0 | 0 | 0 | 0 | 0 | 0 | 0 | 0 | 0 | 0 | 0 | 0 | 0 | 0 | 0 | 0 | 0 | 0 | 0 | 0 | 0 | 12
NO |  | 135 | 2011 | 12 | 16 | 16 |  |  |  | 0 | 0 | WFW | 0.26 | 0 | 1 |  | 0 | 0 | 0 | 0 | 0 | 0 | 0 | 0 | 0 | 0 | 0 | 0 | 0 | 0 | 0 | 0 | 0 | 0 | 0 | 0 | 0 | 0 | 0 | 12
NO |  | 135 | 2011 | 12 | 17 | 17 |  |  |  | 0 | 0 | ST | 0.04 | 0 | 1 |  | 0 | 0 | 0 | 0 | 0 | 0 | 0 | 0 | 0 | 0 | 0 | 0 | 0 | 0 | 0 | 0 | 0 | 0 | 0 | 0 | 0 | 0 | 0 | 12
NO |  | 135 | 2011 | 12 | 18 | 18 |  |  |  | 0 | 0 | WP | 0.09 | 0 | 1 |  | 0 | 0 | 0 | 0 | 0 | 0 | 0 | 0 | 0 | 0 | 0 | 0 | 0 | 0 | 0 | 0 | 0 | 0 | 0 | 0 | 0 | 0 | 0 | 12
NO |  | 135 | 2011 | 12 | 19 | 19 |  | Bradford Sub-7190 | Cromby Sub | 66 | 66 |  | 0 | 0 | 0 |  | 0 | 0 | 0 | 0 | 0 | 0 | 0 | 0 | 0 | 0 | 0 | 0 | 0 | 0 | 0 | 0 | 0 | 0 | 0 | 0 | 0 | 0 | 0 | 12
NO |  | 135 | 2011 | 12 | 20 | 20 |  | Tredyffrin-6905 | Newtown Square | 66 | 66 | WP | 6.22 | 0 | 1 | 566 MCM AL | 0 | 0 | 0 | 0 | 0 | 0 | 0 | 0 | 0 | 0 | 0 | 0 | 0 | 0 | 0 | 0 | 0 | 0 | 0 | 0 | 0 | 0 | 0 | 12
NO |  | 135 | 2011 | 12 | 21 | 21 |  |  |  | 0 | 0 | U | 0.48 | 0 | 0 | 2000 MCMCU | 0 | 0 | 0 | 0 | 0 | 0 | 0 | 0 | 0 | 0 | 0 | 0 | 0 | 0 | 0 | 0 | 0 | 0 | 0 | 0 | 0 | 0 | 0 | 12
NO |  | 135 | 2011 | 12 | 22 | 22 |  | Schuylkill Gen. Sta-7301 | Schuylkill Sub | 13.2 | 13.2 | U | 0.07 | 0 | 3 | 2000 MCMCU | 0 | 0 | 0 | 0 | 0 | 0 | 0 | 0 | 0 | 0 | 0 | 0 | 0 | 0 | 0 | 0 | 0 | 0 | 0 | 0 | 0 | 0 | 0 | 12
NO |  | 135 | 2011 | 12 | 23 | 23 |  |  |  | 0 | 0 |  | 0 | 0 | 0 | 2500 MCMCU | 0 | 0 | 0 | 0 | 0 | 0 | 0 | 0 | 0 | 0 | 0 | 0 | 0 | 0 | 0 | 0 | 0 | 0 | 0 | 0 | 0 | 0 | 0 | 12
NO |  | 135 | 2011 | 12 | 24 | 24 |  |  |  | 13.2 | 13.2 | MSCL | 0.1 | 0 | 1 | 1500 MCM AL | 0 | 0 | 0 | 0 | 0 | 0 | 0 | 0 | 0 | 0 | 0 | 0 | 0 | 0 | 0 | 0 | 0 | 0 | 0 | 0 | 0 | 0 | 0 | 12
NO |  | 135 | 2011 | 12 | 25 | 25 |  | Chester Station -7308 | Chester Sub | 13.2 | 13.2 | U | 0 | 0 | 0 | 1750 MCMCU | 0 | 0 | 0 | 0 | 0 | 0 | 0 | 0 | 0 | 0 | 0 | 0 | 0 | 0 | 0 | 0 | 0 | 0 | 0 | 0 | 0 | 0 | 0 | 12
NO |  | 135 | 2011 | 12 | 26 | 26 |  | Delaware Gen. Sta. -7309 | Delaware Sub | 13.2 | 13.2 | U | 0.07 | 0 | 1 | 2250 MCM CU | 0 | 0 | 0 | 0 | 0 | 0 | 0 | 0 | 0 | 0 | 0 | 0 | 0 | 0 | 0 | 0 | 0 | 0 | 0 | 0 | 0 | 0 | 0 | 12
NO |  | 135 | 2011 | 12 | 27 | 27 |  |  |  | 0 | 0 | MEB | 0.05 | 0 | 1 | 6980 MCMCUBAR | 0 | 0 | 0 | 0 | 0 | 0 | 0 | 0 | 0 | 0 | 0 | 0 | 0 | 0 | 0 | 0 | 0 | 0 | 0 | 0 | 0 | 0 | 0 | 12
NO |  | 135 | 2011 | 12 | 28 | 28 |  | Richmond Gen. Sta. -7310 | Richmond Sub | 13.2 | 13.2 | U | 0.18 | 0 | 2 | 1500 MCM CU | 0 | 0 | 0 | 0 | 0 | 0 | 0 | 0 | 0 | 0 | 0 | 0 | 0 | 0 | 0 | 0 | 0 | 0 | 0 | 0 | 0 | 0 | 0 | 12
NO |  | 135 | 2011 | 12 | 29 | 29 |  | Southwark Station -7312 | Southwark Sub | 13.2 | 13.2 | U | 0 | 0 | 1 | 1750 MCMCU | 0 | 0 | 0 | 0 | 0 | 0 | 0 | 0 | 0 | 0 | 0 | 0 | 0 | 0 | 0 | 0 | 0 | 0 | 0 | 0 | 0 | 0 | 0 | 12
NO |  | 135 | 2011 | 12 | 30 | 30 |  | Delaware Station-7320 | Richmond Reg | 13.2 | 13.2 | U | 0 | 0 | 1 | 3 X 350 MCMCU | 0 | 0 | 0 | 0 | 0 | 0 | 0 | 0 | 0 | 0 | 0 | 0 | 0 | 0 | 0 | 0 | 0 | 0 | 0 | 0 | 0 | 0 | 0 | 12
NO |  | 135 | 2011 | 0 | 36 | 36 |  | TOTAL |  | 0 | 0 |  | 1118.51 | 109.09 | 355 |  | 57835876 | 508345417 | 566181293 | 0 | 0 | 0 | 0 | 0 | 0 | 0 | 0 | 0 | 0 | 0 | 0 | 0 | 0 | 0 | 0 | 0 | 0 | 0 | 0 | 12
NO |  | 135 | 2011 | 1 | 32 | 32 |  | Pch Btm-Pa St Line-7930 | Keeney-Del. State Line | 500 | 500 | SAC | 24.06 | 0 | 1 | 2493 MCM ACAR | 0 | 0 | 0 | 0 | 0 | 0 | 0 | 0 | 0 | 0 | 0 | 0 | 0 | 0 | 0 | 0 | 0 | 0 | 0 | 0 | 0 | 0 | 0 | 12
NO |  | 135 | 2011 | 2 | 29 | 29 |  |  | Lambertville, NJ | 220 | 220 | ST | 8.67 | 0 | 1 | 795 MCM ACSR | 0 | 0 | 0 | 0 | 0 | 0 | 0 | 0 | 0 | 0 | 0 | 0 | 0 | 0 | 0 | 0 | 0 | 0 | 0 | 0 | 0 | 0 | 0 | 12
NO |  | 135 | 2011 | 3 | 7 | 7 |  |  |  | 0 | 0 | AT | 5.11 | 0 | 1 | 1590 MCM ACSR | 0 | 0 | 0 | 0 | 0 | 0 | 0 | 0 | 0 | 0 | 0 | 0 | 0 | 0 | 0 | 0 | 0 | 0 | 0 | 0 | 0 | 0 | 0 | 12
NO |  | 135 | 2011 | 3 | 21 | 21 |  |  |  | 0 | 0 | TS | 0.03 | 0 | 1 | 1590 MCM ACSR | 0 | 0 | 0 | 0 | 0 | 0 | 0 | 0 | 0 | 0 | 0 | 0 | 0 | 0 | 0 | 0 | 0 | 0 | 0 | 0 | 0 | 0 | 0 | 12
NO |  | 135 | 2011 | 3 | 28 | 28 |  |  |  | 0 | 0 | U | 1.86 | 0 | 1 | 2000 MCMCUPTC | 0 | 0 | 0 | 0 | 0 | 0 | 0 | 0 | 0 | 0 | 0 | 0 | 0 | 0 | 0 | 0 | 0 | 0 | 0 | 0 | 0 | 0 | 0 | 12
NO |  | 135 | 2011 | 4 | 28 | 28 |  |  |  | 0 | 0 |  | 0 | 0 | 0 |  | 0 | 0 | 0 | 0 | 0 | 0 | 0 | 0 | 0 | 0 | 0 | 611350077 | 0 | 0 | 0 | 0 | 0 | 0 | 0 | 0 | 0 | 0 | 0 | 12
NO |  | 135 | 2011 | 4 | 29 | 29 |  |  |  | 0 | 0 |  | 0 | 0 | 0 |  | 0 | 0 | 0 | 0 | 0 | 0 | 0 | 0 | 0 | 0 | 0 | 611350117 | 0 | 0 | 0 | 0 | 0 | 0 | 0 | 0 | 0 | 0 | 0 | 12
NO |  | 135 | 2011 | 5 | 1 | 1 |  |  |  | 0 | 0 | HFS | 0 | 0.29 | 1 |  | 0 | 0 | 0 | 0 | 0 | 0 | 0 | 0 | 0 | 0 | 0 | 611350080 | 0 | 0 | 0 | 0 | 0 | 0 | 0 | 0 | 0 | 0 | 0 | 12
NO |  | 135 | 2011 | 5 | 6 | 6 |  |  |  | 0 | 0 | WFS | 0.25 | 0 | 1 | 795 MCM ACSR | 0 | 0 | 0 | 0 | 0 | 0 | 0 | 0 | 0 | 0 | 0 | 0 | 0 | 0 | 0 | 0 | 0 | 0 | 0 | 0 | 0 | 0 | 0 | 12
NO |  | 135 | 2011 | 5 | 26 | 26 |  |  |  | 220 | 220 | U | 4.21 | 0 | 1 | 3000 MCM CU | 0 | 0 | 0 | 0 | 0 | 0 | 0 | 0 | 0 | 0 | 0 | 0 | 0 | 0 | 0 | 0 | 0 | 0 | 0 | 0 | 0 | 0 | 0 | 12
NO |  | 135 | 2011 | 6 | 14 | 14 |  |  |  | 0 | 0 | WFS | 10.82 | 0 | 1 |  | 0 | 0 | 0 | 0 | 0 | 0 | 0 | 0 | 0 | 0 | 0 | 0 | 0 | 0 | 0 | 0 | 0 | 0 | 0 | 0 | 0 | 0 | 0 | 12
NO |  | 135 | 2011 | 6 | 16 | 16 |  | Concord Sub - 7059 | Clay Sub 220-01 | 220 | 220 | ST | 6.95 | 0 | 1 | 795 MCM ACSR | 0 | 0 | 0 | 0 | 0 | 0 | 0 | 0 | 0 | 0 | 0 | 0 | 0 | 0 | 0 | 0 | 0 | 0 | 0 | 0 | 0 | 0 | 0 | 12
NO |  | 135 | 2011 | 8 | 17 | 17 |  |  |  | 0 | 0 | TS | 0.01 | 0 | 1 |  | 0 | 0 | 0 | 0 | 0 | 0 | 0 | 0 | 0 | 0 | 0 | 0 | 0 | 0 | 0 | 0 | 0 | 0 | 0 | 0 | 0 | 0 | 0 | 12
NO |  | 135 | 2011 | 8 | 23 | 23 |  | Plymouth meeting Sub-7498 | Montco RR 130-34 | 132 | 132 | TS | 0.92 | 0 | 1 | 477 MCM ACSR | 0 | 0 | 0 | 0 | 0 | 0 | 0 | 0 | 0 | 0 | 0 | 0 | 0 | 0 | 0 | 0 | 0 | 0 | 0 | 0 | 0 | 0 | 0 | 12
NO |  | 135 | 2011 | 8 | 27 | 27 |  |  | Planebrook | 0 | 0 |  | 0 | 0 | 0 |  | 0 | 0 | 0 | 0 | 0 | 0 | 0 | 0 | 0 | 0 | 0 | 0 | 0 | 0 | 0 | 0 | 0 | 0 | 0 | 0 | 0 | 0 | 0 | 12
NO |  | 135 | 2011 | 9 | 1 | 1 |  |  |  | 66 | 66 | U | 6.61 | 0 | 1 | 1500 MCMCUPTC | 0 | 0 | 0 | 0 | 0 | 0 | 0 | 0 | 0 | 0 | 0 | 0 | 0 | 0 | 0 | 0 | 0 | 0 | 0 | 0 | 0 | 0 | 0 | 12
NO |  | 135 | 2011 | 9 | 21 | 21 |  |  |  | 0 | 0 | U | 2.08 | 0 | 1 | 750 MCMCUPTC | 0 | 0 | 0 | 0 | 0 | 0 | 0 | 0 | 0 | 0 | 0 | 0 | 0 | 0 | 0 | 0 | 0 | 0 | 0 | 0 | 0 | 0 | 0 | 12
NO |  | 135 | 2011 | 10 | 1 | 1 |  |  |  | 0 | 0 | WFS | 1.34 | 0 | 1 |  | 0 | 0 | 0 | 0 | 0 | 0 | 0 | 0 | 0 | 0 | 0 | 0 | 0 | 0 | 0 | 0 | 0 | 0 | 0 | 0 | 0 | 0 | 0 | 12
NO |  | 135 | 2011 | 12 | 9 | 9 |  |  |  | 0 | 0 | U | 0.97 | 0 | 1 | 1100 CUOFC | 0 | 0 | 0 | 0 | 0 | 0 | 0 | 0 | 0 | 0 | 0 | 0 | 0 | 0 | 0 | 0 | 0 | 0 | 0 | 0 | 0 | 0 | 0 | 12
NO |  | 135 | 2011 | 12 | 11 | 11 |  | Cromby Sub - 7104 | Eagle Sub & Planebrook Sub | 66 | 66 | WP | 20 | 0 | 1 | 795 MCM ACSR | 0 | 0 | 0 | 0 | 0 | 0 | 0 | 0 | 0 | 0 | 0 | 0 | 0 | 0 | 0 | 0 | 0 | 0 | 0 | 0 | 0 | 0 | 0 | 12
NO |  | 135 | 2011 | 12 | 31 | 31 |  | Richmond Station -7321 | Richmond Reg | 13.2 | 13.2 | U | 0 | 0 | 1 | 350 MCM CU | 0 | 0 | 0 | 0 | 0 | 0 | 0 | 0 | 0 | 0 | 0 | 0 | 0 | 0 | 0 | 0 | 0 | 0 | 0 | 0 | 0 | 0 | 0 | 12
NO |  | 135 | 2011 | 13 | 1 | 1 |  | Planebrook | Eagle | 69 | 0 | WP | 3.11 | 0 | 0 | 795 ACSR | 0 | 0 | 0 | 0 | 0 | 0 | 0 | 0 | 0 | 0 | 0 | 0 | 0 | 0 | 0 | 0 | 0 | 0 | 0 | 0 | 0 | 0 | 0 | 12
NO |  | 135 | 2011 | 13 | 2 | 2 |  | Cromby | Eagle | 69 | 0 | WP | 11 | 0 | 0 | 795 ACSR | 0 | 0 | 0 | 0 | 0 | 0 | 0 | 0 | 0 | 0 | 0 | 0 | 0 | 0 | 0 | 0 | 0 | 0 | 0 | 0 | 0 | 0 | 0 | 12
NO |  | 135 | 2011 | 13 | 3 | 3 |  | Tredyffrin | Newtown Square | 69 | 0 | WP | 4 | 0 | 0 | 477 ACSR | 0 | 0 | 0 | 0 | 0 | 0 | 0 | 0 | 0 | 0 | 0 | 0 | 0 | 0 | 0 | 0 | 0 | 0 | 0 | 0 | 0 | 0 | 0 | 12
NO |  | 135 | 2011 | 13 | 5 | 5 |  | Chester | Blueball | 69 | 0 | WP/TS | 0.13 | 0 | 0 | 795 ACSR | 0 | 0 | 0 | 0 | 0 | 0 | 0 | 0 | 0 | 0 | 0 | 0 | 0 | 0 | 0 | 0 | 0 | 0 | 0 | 0 | 0 | 0 | 0 | 12
NO |  | 135 | 2011 | 13 | 6 | 6 |  |  |  | 69 | 0 | TS | 0.27 | 0 | 0 | 477 ACSR | 0 | 0 | 0 | 0 | 0 | 0 | 0 | 0 | 0 | 0 | 0 | 0 | 0 | 0 | 0 | 0 | 0 | 0 | 0 | 0 | 0 | 0 | 0 | 12
NO |  | 135 | 2011 | 13 | 7 | 7 |  |  |  | 69 | 0 | WP | 0.79 | 0 | 0 | 397.5 ACSR | 0 | 0 | 0 | 0 | 0 | 0 | 0 | 0 | 0 | 0 | 0 | 0 | 0 | 0 | 0 | 0 | 0 | 0 | 0 | 0 | 0 | 0 | 0 | 12
NO |  | 135 | 2011 | 13 | 8 | 8 |  |  |  | 69 | 0 | TS | 1.27 | 0 | 0 | 556 AAL | 0 | 0 | 0 | 0 | 0 | 0 | 0 | 0 | 0 | 0 | 0 | 0 | 0 | 0 | 0 | 0 | 0 | 0 | 0 | 0 | 0 | 0 | 0 | 12
NO |  | 135 | 2011 | 13 | 9 | 9 |  |  |  | 69 | 0 | U | 0.3 | 0 | 0 | 1500 CU XLP | 0 | 0 | 0 | 0 | 0 | 0 | 0 | 0 | 0 | 0 | 0 | 0 | 0 | 0 | 0 | 0 | 0 | 0 | 0 | 0 | 0 | 0 | 0 | 12
NO |  | 135 | 2011 | 13 | 11 | 11 |  | Eddystone Sub - 7051 | Island Road | 230 | 0 | TS | 5.98 | 0 | 0 | 1590 ACSR | 0 | 0 | 0 | 0 | 0 | 0 | 0 | 0 | 0 | 0 | 0 | 0 | 0 | 0 | 0 | 0 | 0 | 0 | 0 | 0 | 0 | 0 | 0 | 12
NO |  | 202 | 2011 | 0 | 1 | 1 |  | Beluga | Point MacKenzie | 230 | 230 | Tower | 42.46 | 0 | 1 |  | 0 | 0 | 0 | 0 | 0 | 0 | 0 | 0 | 0 | 0 | 0 | 0 | 0 | 0 | 0 | 0 | 0 | 0 | 0 | 0 | 0 | 0 | 0 | 12
NO |  | 202 | 2011 | 0 | 2 | 2 |  | Beluga | Point MacKenzie | 230 | 230 | Tower | 42.46 | 0 | 1 |  | 0 | 0 | 0 | 0 | 0 | 0 | 0 | 0 | 0 | 0 | 0 | 0 | 0 | 0 | 0 | 0 | 0 | 0 | 0 | 0 | 0 | 0 | 0 | 12
NO |  | 202 | 2011 | 0 | 3 | 3 |  | Beluga | Point MacKenzie | 138 | 230 | Tower | 42.46 | 0 | 1 |  | 0 | 0 | 0 | 0 | 0 | 0 | 0 | 0 | 0 | 0 | 0 | 0 | 0 | 0 | 0 | 0 | 0 | 0 | 0 | 0 | 0 | 0 | 0 | 12
NO |  | 202 | 2011 | 0 | 4 | 4 |  | Point MacKenzie | Teeland | 230 | 230 | Tower | 26 | 0 | 1 |  | 0 | 0 | 0 | 0 | 0 | 0 | 0 | 0 | 0 | 0 | 0 | 0 | 0 | 0 | 0 | 0 | 0 | 0 | 0 | 0 | 0 | 0 | 0 | 12
NO |  | 202 | 2011 | 0 | 5 | 5 |  | Point MacKenzie | W. Terminal | 230 | 230 | Tower | 7.31 | 0 | 1 |  | 0 | 0 | 0 | 0 | 0 | 0 | 0 | 0 | 0 | 0 | 0 | 0 | 0 | 0 | 0 | 0 | 0 | 0 | 0 | 0 | 0 | 0 | 0 | 12
NO |  | 202 | 2011 | 0 | 6 | 6 |  | W. Terminal | E. Terminal | 230 | 230 | Submarine | 3.7 | 0 | 1 |  | 0 | 0 | 0 | 0 | 0 | 0 | 0 | 0 | 0 | 0 | 0 | 0 | 0 | 0 | 0 | 0 | 0 | 0 | 0 | 0 | 0 | 0 | 0 | 12
NO |  | 202 | 2011 | 0 | 7 | 7 |  | E. Terminal | Fossil Creek | 230 | 230 | Tower | 7.01 | 0 | 1 |  | 0 | 0 | 0 | 0 | 0 | 0 | 0 | 0 | 0 | 0 | 0 | 0 | 0 | 0 | 0 | 0 | 0 | 0 | 0 | 0 | 0 | 0 | 0 | 12
NO |  | 202 | 2011 | 0 | 8 | 8 |  | Fossil Creek | ML&P Plant 2 | 230 | 230 | Steel Pole | 5.47 | 0 | 2 |  | 0 | 0 | 0 | 0 | 0 | 0 | 0 | 0 | 0 | 0 | 0 | 0 | 0 | 0 | 0 | 0 | 0 | 0 | 0 | 0 | 0 | 0 | 0 | 12
NO |  | 202 | 2011 | 0 | 9 | 9 |  | ML&P Plant 2 | University | 230 | 230 | Steel Pole | 6.25 | 0 | 2 |  | 0 | 0 | 0 | 0 | 0 | 0 | 0 | 0 | 0 | 0 | 0 | 0 | 0 | 0 | 0 | 0 | 0 | 0 | 0 | 0 | 0 | 0 | 0 | 12
NO |  | 202 | 2011 | 0 | 10 | 10 |  | Point MacKenzie | Point Woronzof | 138 | 138 | Submarine | 7.4 | 0 | 1 |  | 0 | 0 | 0 | 0 | 0 | 0 | 0 | 0 | 0 | 0 | 0 | 0 | 0 | 0 | 0 | 0 | 0 | 0 | 0 | 0 | 0 | 0 | 0 | 12
NO |  | 202 | 2011 | 0 | 11 | 11 |  | Point Woronzof | Airport East | 138 | 138 | DB Cable | 1.89 | 0 | 1 |  | 0 | 0 | 0 | 0 | 0 | 0 | 0 | 0 | 0 | 0 | 0 | 0 | 0 | 0 | 0 | 0 | 0 | 0 | 0 | 0 | 0 | 0 | 0 | 12
NO |  | 202 | 2011 | 0 | 12 | 12 |  | Airport East | IGT Substation | 138 | 138 | Wood Pole | 0.72 | 0 | 2 |  | 0 | 0 | 0 | 0 | 0 | 0 | 0 | 0 | 0 | 0 | 0 | 0 | 0 | 0 | 0 | 0 | 0 | 0 | 0 | 0 | 0 | 0 | 0 | 12
NO |  | 202 | 2011 | 0 | 13 | 13 |  |  |  | 138 | 138 |  | 0 | 0.72 | 0 |  | 0 | 0 | 0 | 0 | 0 | 0 | 0 | 0 | 0 | 0 | 0 | 0 | 0 | 0 | 0 | 0 | 0 | 0 | 0 | 0 | 0 | 0 | 0 | 12
NO |  | 202 | 2011 | 0 | 14 | 14 |  |  |  | 138 | 138 | H Frame | 0.63 | 0 | 1 |  | 0 | 0 | 0 | 0 | 0 | 0 | 0 | 0 | 0 | 0 | 0 | 0 | 0 | 0 | 0 | 0 | 0 | 0 | 0 | 0 | 0 | 0 | 0 | 12
NO |  | 202 | 2011 | 0 | 15 | 15 |  |  |  | 138 | 138 | H Frame | 0.63 | 0 | 1 |  | 0 | 0 | 0 | 0 | 0 | 0 | 0 | 0 | 0 | 0 | 0 | 0 | 0 | 0 | 0 | 0 | 0 | 0 | 0 | 0 | 0 | 0 | 0 | 12
NO |  | 202 | 2011 | 0 | 16 | 16 |  |  |  | 138 | 138 | Wood Pole | 3.53 | 0 | 1 |  | 0 | 0 | 0 | 0 | 0 | 0 | 0 | 0 | 0 | 0 | 0 | 0 | 0 | 0 | 0 | 0 | 0 | 0 | 0 | 0 | 0 | 0 | 0 | 12
NO |  | 202 | 2011 | 0 | 17 | 17 |  | Northwood | International | 34.5 | 138 |  | 0 | 0.64 | 1 |  | 0 | 0 | 0 | 0 | 0 | 0 | 0 | 0 | 0 | 0 | 0 | 0 | 0 | 0 | 0 | 0 | 0 | 0 | 0 | 0 | 0 | 0 | 0 | 12
NO |  | 202 | 2011 | 0 | 18 | 18 |  |  |  | 138 | 138 | Wood Pole | 4.17 | 0 | 3 |  | 0 | 0 | 0 | 0 | 0 | 0 | 0 | 0 | 0 | 0 | 0 | 0 | 0 | 0 | 0 | 0 | 0 | 0 | 0 | 0 | 0 | 0 | 0 | 12
NO |  | 202 | 2011 | 0 | 19 | 19 |  | 36th | International | 34.5 | 34.5 |  | 0 | 2 | 0 |  | 0 | 0 | 0 | 0 | 0 | 0 | 0 | 0 | 0 | 0 | 0 | 0 | 0 | 0 | 0 | 0 | 0 | 0 | 0 | 0 | 0 | 0 | 0 | 12
NO |  | 202 | 2011 | 0 | 20 | 20 |  |  |  | 34.5 | 34.5 |  | 0 | 2 | 0 |  | 0 | 0 | 0 | 0 | 0 | 0 | 0 | 0 | 0 | 0 | 0 | 0 | 0 | 0 | 0 | 0 | 0 | 0 | 0 | 0 | 0 | 0 | 0 | 12
NO |  | 202 | 2011 | 0 | 21 | 21 |  | IGT Substation | Old Seward | 138 | 138 | Wood Pole | 1.5 | 0 | 3 |  | 0 | 0 | 0 | 0 | 0 | 0 | 0 | 0 | 0 | 0 | 0 | 0 | 0 | 0 | 0 | 0 | 0 | 0 | 0 | 0 | 0 | 0 | 0 | 12
NO |  | 202 | 2011 | 0 | 22 | 22 |  |  |  | 34.5 | 34.5 |  | 0 | 1.5 | 0 |  | 0 | 0 | 0 | 0 | 0 | 0 | 0 | 0 | 0 | 0 | 0 | 0 | 0 | 0 | 0 | 0 | 0 | 0 | 0 | 0 | 0 | 0 | 0 | 12
NO |  | 202 | 2011 | 0 | 23 | 23 |  |  |  | 34.5 | 34.5 |  | 0 | 1.5 | 0 |  | 0 | 0 | 0 | 0 | 0 | 0 | 0 | 0 | 0 | 0 | 0 | 0 | 0 | 0 | 0 | 0 | 0 | 0 | 0 | 0 | 0 | 0 | 0 | 12
NO |  | 202 | 2011 | 0 | 24 | 24 |  | Old Seward | Lake Otis | 138 | 138 | Wood Pole | 1 | 0 | 2 |  | 0 | 0 | 0 | 0 | 0 | 0 | 0 | 0 | 0 | 0 | 0 | 0 | 0 | 0 | 0 | 0 | 0 | 0 | 0 | 0 | 0 | 0 | 0 | 12
NO |  | 202 | 2011 | 0 | 25 | 25 |  |  |  | 34.5 | 34.5 |  | 0 | 1 | 0 |  | 0 | 0 | 0 | 0 | 0 | 0 | 0 | 0 | 0 | 0 | 0 | 0 | 0 | 0 | 0 | 0 | 0 | 0 | 0 | 0 | 0 | 0 | 0 | 12
NO |  | 202 | 2011 | 0 | 26 | 26 |  | Lake Otis | Dowling | 138 | 138 | H Frame | 1 | 0 | 1 |  | 0 | 0 | 0 | 0 | 0 | 0 | 0 | 0 | 0 | 0 | 0 | 0 | 0 | 0 | 0 | 0 | 0 | 0 | 0 | 0 | 0 | 0 | 0 | 12
NO |  | 202 | 2011 | 0 | 27 | 27 |  | International | Tudor | 0 | 115 | Wood Pole | 1.5 | 0 | 1 |  | 0 | 0 | 0 | 0 | 0 | 0 | 0 | 0 | 0 | 0 | 0 | 0 | 0 | 0 | 0 | 0 | 0 | 0 | 0 | 0 | 0 | 0 | 0 | 12
NO |  | 202 | 2011 | 0 | 28 | 28 |  | APA | University | 115 | 115 | H Frame | 1 | 0 | 1 |  | 0 | 0 | 0 | 0 | 0 | 0 | 0 | 0 | 0 | 0 | 0 | 0 | 0 | 0 | 0 | 0 | 0 | 0 | 0 | 0 | 0 | 0 | 0 | 12
NO |  | 202 | 2011 | 0 | 29 | 29 |  | University | Fort Richardson | 115 | 230 | Steel Pole | 0 | 3.6 | 0 |  | 0 | 0 | 0 | 0 | 0 | 0 | 0 | 0 | 0 | 0 | 0 | 0 | 0 | 0 | 0 | 0 | 0 | 0 | 0 | 0 | 0 | 0 | 0 | 12
NO |  | 202 | 2011 | 0 | 30 | 30 |  | Fort Richardson | Bird Point | 115 | 115 | H Frame | 23.9 | 0 | 1 |  | 0 | 0 | 0 | 0 | 0 | 0 | 0 | 0 | 0 | 0 | 0 | 0 | 0 | 0 | 0 | 0 | 0 | 0 | 0 | 0 | 0 | 0 | 0 | 12
NO |  | 202 | 2011 | 0 | 31 | 31 |  | Bird Point | Girdwood | 115 | 115 | Steel Structue | 5 | 0 | 1 |  | 0 | 0 | 0 | 0 | 0 | 0 | 0 | 0 | 0 | 0 | 0 | 0 | 0 | 0 | 0 | 0 | 0 | 0 | 0 | 0 | 0 | 0 | 0 | 12
NO |  | 202 | 2011 | 0 | 32 | 32 |  | Girdwood | Ingram Creek | 115 | 138 | H Frame | 16.2 | 0 | 1 |  | 0 | 0 | 0 | 0 | 0 | 0 | 0 | 0 | 0 | 0 | 0 | 0 | 0 | 0 | 0 | 0 | 0 | 0 | 0 | 0 | 0 | 0 | 0 | 12
NO |  | 202 | 2011 | 0 | 33 | 33 |  | Ingram Creek | Quartz Creek | 115 | 115 | H Frame | 40.7 | 0 | 1 |  | 0 | 0 | 0 | 0 | 0 | 0 | 0 | 0 | 0 | 0 | 0 | 0 | 0 | 0 | 0 | 0 | 0 | 0 | 0 | 0 | 0 | 0 | 0 | 12
NO |  | 202 | 2011 | 0 | 34 | 34 |  | Cooper Lake | Quartz Creek | 69 | 69 | H Frame | 5.6 | 0 | 1 |  | 0 | 0 | 0 | 0 | 0 | 0 | 0 | 0 | 0 | 0 | 0 | 0 | 0 | 0 | 0 | 0 | 0 | 0 | 0 | 0 | 0 | 0 | 0 | 12
NO |  | 202 | 2011 | 0 | 35 | 35 |  | Quartz Creek | Soldotna | 115 | 115 | Leased Line | 0 | 53.8 | 1 |  | 0 | 0 | 0 | 0 | 0 | 0 | 0 | 0 | 0 | 0 | 0 | 0 | 0 | 0 | 0 | 0 | 0 | 0 | 0 | 0 | 0 | 0 | 0 | 12
NO |  | 202 | 2011 | 1 | 1 | 1 |  | Soldotna | Bernice Lake | 115 | 115 | Leased Line | 0 | 26.11 | 1 |  | 0 | 0 | 0 | 0 | 0 | 0 | 0 | 0 | 0 | 0 | 0 | 0 | 0 | 0 | 0 | 0 | 0 | 0 | 0 | 0 | 0 | 0 | 0 | 12
NO |  | 202 | 2011 | 1 | 2 | 2 |  | Quartz Creek | Soldotna | 69 | 69 | Leased Line | 0 | 51.1 | 1 |  | 0 | 0 | 0 | 0 | 0 | 0 | 0 | 0 | 0 | 0 | 0 | 0 | 0 | 0 | 0 | 0 | 0 | 0 | 0 | 0 | 0 | 0 | 0 | 12
NO |  | 202 | 2011 | 1 | 3 | 3 |  | Campbell SS | Klatt SS | 34.5 | 34.5 | Underground | 0.6 | 0 | 1 |  | 0 | 0 | 0 | 0 | 0 | 0 | 0 | 0 | 0 | 0 | 0 | 0 | 0 | 0 | 0 | 0 | 0 | 0 | 0 | 0 | 0 | 0 | 0 | 12
NO |  | 202 | 2011 | 1 | 4 | 4 |  | Campbell SS | Klatt SS | 34.5 | 138 | Tower | 2.2 | 0 | 1 |  | 0 | 0 | 0 | 0 | 0 | 0 | 0 | 0 | 0 | 0 | 0 | 0 | 0 | 0 | 0 | 0 | 0 | 0 | 0 | 0 | 0 | 0 | 0 | 12
NO |  | 202 | 2011 | 1 | 5 | 5 |  | Elmore | University | 34.5 | 34.5 | Wood Pole | 0.5 | 0 | 1 |  | 0 | 0 | 0 | 0 | 0 | 0 | 0 | 0 | 0 | 0 | 0 | 0 | 0 | 0 | 0 | 0 | 0 | 0 | 0 | 0 | 0 | 0 | 0 | 12
NO |  | 202 | 2011 | 1 | 6 | 6 |  | Dowling | Elmore | 138 | 138 | Wood Pole | 1 | 0 | 3 |  | 0 | 0 | 0 | 0 | 0 | 0 | 0 | 0 | 0 | 0 | 0 | 0 | 0 | 0 | 0 | 0 | 0 | 0 | 0 | 0 | 0 | 0 | 0 | 12
NO |  | 202 | 2011 | 1 | 7 | 7 |  |  |  | 138 | 138 |  | 0 | 1 | 0 |  | 0 | 0 | 0 | 0 | 0 | 0 | 0 | 0 | 0 | 0 | 0 | 0 | 0 | 0 | 0 | 0 | 0 | 0 | 0 | 0 | 0 | 0 | 0 | 12
NO |  | 202 | 2011 | 1 | 8 | 8 |  |  |  | 34.5 | 34.5 |  | 0 | 1 | 0 |  | 0 | 0 | 0 | 0 | 0 | 0 | 0 | 0 | 0 | 0 | 0 | 0 | 0 | 0 | 0 | 0 | 0 | 0 | 0 | 0 | 0 | 0 | 0 | 12
NO |  | 202 | 2011 | 1 | 9 | 9 |  | Elmore | University | 138 | 138 | Wood Pole | 0.5 | 0 | 2 |  | 0 | 0 | 0 | 0 | 0 | 0 | 0 | 0 | 0 | 0 | 0 | 0 | 0 | 0 | 0 | 0 | 0 | 0 | 0 | 0 | 0 | 0 | 0 | 12
NO |  | 202 | 2011 | 1 | 10 | 10 |  |  |  | 138 | 138 |  | 0 | 0.5 | 0 |  | 0 | 0 | 0 | 0 | 0 | 0 | 0 | 0 | 0 | 0 | 0 | 0 | 0 | 0 | 0 | 0 | 0 | 0 | 0 | 0 | 0 | 0 | 0 | 12
NO |  | 202 | 2011 | 1 | 11 | 11 |  | 104th ARRC | Old Seward | 34.5 | 34.5 | Wood Pole | 0.5 | 0 | 1 |  | 0 | 0 | 0 | 0 | 0 | 0 | 0 | 0 | 0 | 0 | 0 | 0 | 0 | 0 | 0 | 0 | 0 | 0 | 0 | 0 | 0 | 0 | 0 | 12
NO |  | 202 | 2011 | 1 | 12 | 12 |  | Huffman | O'Malley Jct. | 34.5 | 138 | Wood Pole | 1 | 0 | 2 |  | 0 | 0 | 0 | 0 | 0 | 0 | 0 | 0 | 0 | 0 | 0 | 0 | 0 | 0 | 0 | 0 | 0 | 0 | 0 | 0 | 0 | 0 | 0 | 12
NO |  | 202 | 2011 | 1 | 13 | 13 |  |  |  | 34.5 | 34.5 |  | 0 | 1 | 0 |  | 0 | 0 | 0 | 0 | 0 | 0 | 0 | 0 | 0 | 0 | 0 | 0 | 0 | 0 | 0 | 0 | 0 | 0 | 0 | 0 | 0 | 0 | 0 | 12
NO |  | 202 | 2011 | 1 | 14 | 14 |  | O'Malley Jct. | Dowling | 138 | 138 | Wood Pole | 3 | 0 | 1 |  | 0 | 0 | 0 | 0 | 0 | 0 | 0 | 0 | 0 | 0 | 0 | 0 | 0 | 0 | 0 | 0 | 0 | 0 | 0 | 0 | 0 | 0 | 0 | 12
NO |  | 202 | 2011 | 1 | 15 | 15 |  | Northwood | Raspberry | 34.5 | 138 | Wood Pole | 2 | 0 | 1 |  | 0 | 0 | 0 | 0 | 0 | 0 | 0 | 0 | 0 | 0 | 0 | 0 | 0 | 0 | 0 | 0 | 0 | 0 | 0 | 0 | 0 | 0 | 0 | 12
NO |  | 202 | 2011 | 1 | 16 | 16 |  | IGT Substation | Airport Substation | 34.5 | 115 | Wood Pole | 1.6 | 0 | 1 |  | 0 | 0 | 0 | 0 | 0 | 0 | 0 | 0 | 0 | 0 | 0 | 0 | 0 | 0 | 0 | 0 | 0 | 0 | 0 | 0 | 0 | 0 | 0 | 12
NO |  | 202 | 2011 | 1 | 17 | 17 |  | Anchorage Bowl | Anchorage Bowl | 34.5 | 34.5 | Wood Pole | 24 | 0 | 1 |  | 0 | 0 | 0 | 0 | 0 | 0 | 0 | 0 | 0 | 0 | 0 | 0 | 0 | 0 | 0 | 0 | 0 | 0 | 0 | 0 | 0 | 0 | 0 | 12
NO |  | 202 | 2011 | 1 | 18 | 18 |  |  |  | 34.5 | 34.5 | Underground | 6.5 | 0.4 | 0 |  | 0 | 0 | 0 | 0 | 0 | 0 | 0 | 0 | 0 | 0 | 0 | 0 | 0 | 0 | 0 | 0 | 0 | 0 | 0 | 0 | 0 | 0 | 0 | 12
NO |  | 202 | 2011 | 1 | 19 | 19 |  | IGT Sub | Retherford | 138 | 138 | Steel | 3 | 0 | 1 |  | 0 | 0 | 0 | 0 | 0 | 0 | 0 | 0 | 0 | 0 | 0 | 0 | 0 | 0 | 0 | 0 | 0 | 0 | 0 | 0 | 0 | 0 | 0 | 12
NO |  | 202 | 2011 | 1 | 21 | 21 |  | Fossil Creek | Eklutna | 115 | 230 | Steel | 22.3 | 22.3 | 2 |  | 0 | 0 | 0 | 0 | 0 | 0 | 0 | 0 | 0 | 0 | 0 | 0 | 0 | 0 | 0 | 0 | 0 | 0 | 0 | 0 | 0 | 0 | 0 | 12
NO |  | 202 | 2011 | 1 | 22 | 22 |  | Eklutna | Palmer Sub | 115 | 115 | Wood Pole | 0 | 13.1 | 1 |  | 0 | 0 | 0 | 0 | 0 | 0 | 0 | 0 | 0 | 0 | 0 | 0 | 0 | 0 | 0 | 0 | 0 | 0 | 0 | 0 | 0 | 0 | 0 | 12
NO |  | 202 | 2011 | 1 | 23 | 23 |  | Anchorage Sub | Baxter Lake Sub | 115 | 230 | Steel | 1.5 | 0 | 2 |  | 0 | 0 | 0 | 0 | 0 | 0 | 0 | 0 | 0 | 0 | 0 | 0 | 0 | 0 | 0 | 0 | 0 | 0 | 0 | 0 | 0 | 0 | 0 | 12
NO |  | 202 | 2011 | 1 | 24 | 24 |  |  |  | 34.5 | 230 |  | 0 | 1.5 | 0 |  | 0 | 0 | 0 | 0 | 0 | 0 | 0 | 0 | 0 | 0 | 0 | 0 | 0 | 0 | 0 | 0 | 0 | 0 | 0 | 0 | 0 | 0 | 0 | 12
NO |  | 202 | 2011 | 1 | 25 | 25 |  | Baxter Lake Sub | MLP, Plant 2 Junction | 115 | 115 | H-Frame | 1 | 0 | 1 |  | 0 | 0 | 0 | 0 | 0 | 0 | 0 | 0 | 0 | 0 | 0 | 0 | 0 | 0 | 0 | 0 | 0 | 0 | 0 | 0 | 0 | 0 | 0 | 12
NO |  | 202 | 2011 | 1 | 27 | 27 |  | Retherford | O'Malley/ARCC | 138 | 138 | Steel | 0.75 | 0 | 1 |  | 0 | 0 | 0 | 0 | 0 | 0 | 0 | 0 | 0 | 0 | 0 | 0 | 0 | 0 | 0 | 0 | 0 | 0 | 0 | 0 | 0 | 0 | 0 | 12
NO |  | 202 | 2011 | 1 | 28 | 28 |  |  |  | 34 | 138 | Steel | 0 | 0.75 | 1 |  | 0 | 0 | 0 | 0 | 0 | 0 | 0 | 0 | 0 | 0 | 0 | 0 | 0 | 0 | 0 | 0 | 0 | 0 | 0 | 0 | 0 | 0 | 0 | 12
NO |  | 202 | 2011 | 1 | 29 | 29 |  |  |  | 34 | 34 | Steel | 0 | 0.75 | 1 |  | 0 | 0 | 0 | 0 | 0 | 0 | 0 | 0 | 0 | 0 | 0 | 0 | 0 | 0 | 0 | 0 | 0 | 0 | 0 | 0 | 0 | 0 | 0 | 12
NO |  | 202 | 2011 | 1 | 30 | 30 |  | ARRC/O'Malley | New Seward | 138 | 138 | Wood | 0.45 | 0 | 1 |  | 0 | 0 | 0 | 0 | 0 | 0 | 0 | 0 | 0 | 0 | 0 | 0 | 0 | 0 | 0 | 0 | 0 | 0 | 0 | 0 | 0 | 0 | 0 | 12
NO |  | 202 | 2011 | 1 | 31 | 31 |  |  |  | 34 | 34 | Wood | 0 | 0.45 | 1 |  | 0 | 0 | 0 | 0 | 0 | 0 | 0 | 0 | 0 | 0 | 0 | 0 | 0 | 0 | 0 | 0 | 0 | 0 | 0 | 0 | 0 | 0 | 0 | 12
NO |  | 202 | 2011 | 1 | 32 | 32 |  | New Seward | O'Malley Junction | 138 | 138 | Wood | 1.75 | 0 | 1 |  | 0 | 0 | 0 | 0 | 0 | 0 | 0 | 0 | 0 | 0 | 0 | 0 | 0 | 0 | 0 | 0 | 0 | 0 | 0 | 0 | 0 | 0 | 0 | 12
NO |  | 202 | 2011 | 1 | 33 | 33 |  |  |  | 34 | 34 | Underground | 0 | 1.75 | 1 |  | 0 | 0 | 0 | 0 | 0 | 0 | 0 | 0 | 0 | 0 | 0 | 0 | 0 | 0 | 0 | 0 | 0 | 0 | 0 | 0 | 0 | 0 | 0 | 12
NO |  | 202 | 2011 | 0 | 36 | 36 |  | TOTAL |  | 0 | 0 |  | 373.64 | 188.47 | 67 |  | 0 | 0 | 0 | 0 | 0 | 0 | 0 | 0 | 0 | 0 | 0 | 0 | 0 | 0 | 0 | 0 | 0 | 0 | 0 | 0 | 0 | 0 | 0 | 12
NO |  | 446 | 2011 | 0 | 1 | 1 |  | PG&E Pittsburg Substation | TBC Pittsburg Converter Sub | 230 | 230 | Cable | 1 | 0 | 1 | XLPE Cable 1600m2 | 0 | 0 | 0 | 0 | 0 | 0 | 0 | 0 | 0 | 0 | 0 | 0 | 0 | 0 | 0 | 0 | 0 | 0 | 0 | 0 | 0 | 0 | 0 | 12
NO |  | 446 | 2011 | 0 | 2 | 2 |  | TBC Pittsburg Converter Sub | TBC Potrero Converter Sub | 200 | 200 | Cable | 53 | 0 | 1 | XLPE Cable 1100m2 | 0 | 0 | 0 | 0 | 0 | 0 | 0 | 0 | 0 | 0 | 0 | 0 | 0 | 0 | 0 | 0 | 0 | 0 | 0 | 0 | 0 | 0 | 0 | 12
NO |  | 446 | 2011 | 0 | 3 | 3 |  | TBC Potrero Converter Sub | PG&E Potrero Substation | 115 | 115 | Cable | 1 | 0 | 1 | XLPE Cable 1600m2 | 0 | 0 | 0 | 0 | 0 | 0 | 0 | 0 | 0 | 0 | 0 | 0 | 0 | 0 | 0 | 0 | 0 | 0 | 0 | 0 | 0 | 0 | 0 | 12
NO |  | 446 | 2011 | 0 | 4 | 4 |  |  | Total | 0 | 0 |  | 0 | 0 | 0 |  | 63020238 | 431105628 | 494125866 | 5062176 | 660210 | 8185632 | 13908018 | 0 | 0 | 0 | 0 | 0 | 0 | 0 | 0 | 0 | 0 | 0 | 0 | 0 | 0 | 0 | 0 | 12
NO |  | 446 | 2011 | 0 | 36 | 36 |  | TOTAL |  | 0 | 0 |  | 55 | 0 | 3 |  | 63020238 | 431105628 | 494125866 | 5062176 | 660210 | 8185632 | 13908018 | 0 | 0 | 0 | 0 | 0 | 0 | 0 | 0 | 0 | 0 | 0 | 0 | 0 | 0 | 0 | 0 | 12
NO |  | 140 | 2011 | 0 | 36 | 36 |  | TOTAL |  | 0 | 0 |  | 0 | 0 | 0 |  | 0 | 0 | 0 | 0 | 0 | 0 | 0 | 0 | 0 | 0 | 0 | 0 | 0 | 0 | 0 | 0 | 0 | 0 | 0 | 0 | 0 | 0 | 0 | 12
NO |  | 132 | 2011 | 0 | 1 | 1 |  | Center | Maple River | 345 | 345 | Alum Tower | 48 | 0 | 1 |  | 0 | 5458744 | 5458744 | 0 | 0 | 0 | 0 | 0 | 0 | 0 | 0 | 0 | 0 | 0 | 0 | 0 | 0 | 0 | 0 | 0 | 0 | 0 | 0 | 12
NO |  | 132 | 2011 | 0 | 4 | 4 |  | Fergus Falls | Inman | 230 | 230 | Wood H | 19 | 0 | 1 |  | 6339 | 549602 | 555941 | 0 | 0 | 0 | 0 | 0 | 0 | 0 | 0 | 0 | 0 | 0 | 0 | 0 | 0 | 0 | 0 | 0 | 0 | 0 | 0 | 12
NO |  | 132 | 2011 | 0 | 5 | 5 |  | Fergus Falls | Wahpeton | 230 | 230 | Wood H | 29 | 0 | 1 |  | 5935 | 675257 | 681192 | 0 | 0 | 0 | 0 | 0 | 0 | 0 | 0 | 0 | 0 | 0 | 0 | 0 | 0 | 0 | 0 | 0 | 0 | 0 | 0 | 12
NO |  | 132 | 2011 | 0 | 6 | 6 |  | Wahpeton | Hankinson | 230 | 230 | Wood H | 26 | 0 | 1 |  | 0 | 475142 | 475142 | 0 | 0 | 0 | 0 | 0 | 0 | 0 | 0 | 0 | 0 | 0 | 0 | 0 | 0 | 0 | 0 | 0 | 0 | 0 | 0 | 12
NO |  | 132 | 2011 | 0 | 7 | 7 |  | Hankinson | Forman | 230 | 230 | Wood H | 37 | 0 | 1 |  | 0 | 765639 | 765639 | 0 | 0 | 0 | 0 | 0 | 0 | 0 | 0 | 0 | 0 | 0 | 0 | 0 | 0 | 0 | 0 | 0 | 0 | 0 | 0 | 12
NO |  | 132 | 2011 | 0 | 8 | 8 |  | Forman | Ellendale | 230 | 230 | Wood H | 47 | 0 | 1 |  | 0 | 1133627 | 1133627 | 0 | 0 | 0 | 0 | 0 | 0 | 0 | 0 | 0 | 0 | 0 | 0 | 0 | 0 | 0 | 0 | 0 | 0 | 0 | 0 | 12
NO |  | 132 | 2011 | 0 | 9 | 9 |  | Audubon (W 1/10) | Badoura | 230 | 230 | Wood H | 6 | 0 | 1 |  | 0 | 185155 | 185155 | 0 | 0 | 0 | 0 | 0 | 0 | 0 | 0 | 0 | 0 | 0 | 0 | 0 | 0 | 0 | 0 | 0 | 0 | 0 | 0 | 12
NO |  | 132 | 2011 | 0 | 10 | 10 |  | Audubon | Sheyenne | 230 | 230 | Wood H | 42 | 0 | 1 |  | 0 | 818044 | 818044 | 0 | 0 | 0 | 0 | 0 | 0 | 0 | 0 | 0 | 0 | 0 | 0 | 0 | 0 | 0 | 0 | 0 | 0 | 0 | 0 | 12
NO |  | 132 | 2011 | 0 | 11 | 11 |  | Winger (E 1/3) | Wilton | 230 | 230 | Alum H | 18 | 0 | 1 |  | 0 | 1852883 | 1852883 | 0 | 0 | 0 | 0 | 0 | 0 | 0 | 0 | 0 | 0 | 0 | 0 | 0 | 0 | 0 | 0 | 0 | 0 | 0 | 0 | 12
NO |  | 132 | 2011 | 0 | 12 | 12 |  | Grand Forks (M 1/3) | Winnipeg | 230 | 230 | Wood H | 27 | 0 | 1 |  | 0 | 899455 | 899455 | 0 | 0 | 0 | 0 | 0 | 0 | 0 | 0 | 0 | 0 | 0 | 0 | 0 | 0 | 0 | 0 | 0 | 0 | 0 | 0 | 12
NO |  | 132 | 2011 | 0 | 13 | 13 |  | Big Stone (N 1/3) | Hankinson | 230 | 230 | Wood H | 23 | 0 | 1 |  | 0 | 722275 | 722275 | 0 | 0 | 0 | 0 | 0 | 0 | 0 | 0 | 0 | 0 | 0 | 0 | 0 | 0 | 0 | 0 | 0 | 0 | 0 | 0 | 12
NO |  | 132 | 2011 | 0 | 14 | 14 |  | Big Stone (S 1/4) | Blair | 230 | 230 | Wood H | 15 | 0 | 1 |  | 0 | 608325 | 608325 | 0 | 0 | 0 | 0 | 0 | 0 | 0 | 0 | 0 | 0 | 0 | 0 | 0 | 0 | 0 | 0 | 0 | 0 | 0 | 0 | 12
NO |  | 132 | 2011 | 0 | 15 | 15 |  | Harvey | Coal Creek | 230 | 230 | Wood H | 75 | 0 | 1 |  | 0 | 10586713 | 10586713 | 0 | 0 | 0 | 0 | 0 | 0 | 0 | 0 | 0 | 0 | 0 | 0 | 0 | 0 | 0 | 0 | 0 | 0 | 0 | 0 | 12
NO |  | 132 | 2011 | 0 | 16 | 16 |  | Balta | Harvey | 230 | 230 | Wood H | 22 | 0 | 1 |  | 0 | 4230293 | 4230293 | 0 | 0 | 0 | 0 | 0 | 0 | 0 | 0 | 0 | 0 | 0 | 0 | 0 | 0 | 0 | 0 | 0 | 0 | 0 | 0 | 12
NO |  | 132 | 2011 | 0 | 17 | 17 |  | Rugby | Balta | 230 | 230 | Steel H | 18 | 0 | 1 |  | 0 | 3889667 | 3889667 | 0 | 0 | 0 | 0 | 0 | 0 | 0 | 0 | 0 | 0 | 0 | 0 | 0 | 0 | 0 | 0 | 0 | 0 | 0 | 0 | 12
SI/SI | A | 132 | 2011 | 0 | 21 | 21 |  |  | Total | 115 | 115 | Wood H | 452 | 0 | 0 |  | 74783 | 5927728 | 6002511 |  | 0 | 0 | 251829.6763 | 0 | 0 | 0 | 0 | 0 | 0 | 0 | 0 | 0 | 0 | 0 | 0 | 0 | 0 | 0 | 0 | 12
SI/SI | A | 132 | 2011 | 0 | 22 | 22 |  |  | Total | 115 | 115 | SWP | 394 | 0 | 0 |  | 49282 | 21428644 | 21477926 |  | 0 | 0 | 901086.0875 | 0 | 0 | 0 | 0 | 0 | 0 | 0 | 0 | 0 | 0 | 0 | 0 | 0 | 0 | 0 | 0 | 12
SI/SI | A | 132 | 2011 | 0 | 23 | 23 |  |  | Total | 69 | 69 |  | 212 | 0 | 0 |  | 0 | 6032990 | 6032990 |  | 0 | 0 | 253108.394 | 0 | 0 | 0 | 0 | 0 | 0 | 0 | 0 | 0 | 0 | 0 | 0 | 0 | 0 | 0 | 0 | 12
SI/SI | A | 132 | 2011 | 0 | 26 | 26 |  |  | Total | 41.6 | 41.6 | SWP | 3764 | 0 | 0 |  | 4953 | 78309793 | 78314746 |  | 0 | 0 | 3285621.1568 | 0 | 0 | 0 | 0 | 0 | 0 | 0 | 0 | 0 | 0 | 0 | 0 | 0 | 0 | 0 | 0 | 12
SI/SI | S | 132 | 2011 | 0 | 27 | 27 |  |  | Total | 41.6 | 41.6 | Underground | 1 | 0 | 0 |  | 0 | 72673 | 72673 |  | 0 | 0 | 3048.927 | 0 | 0 | 0 | 0 | 0 | 0 | 0 | 0 | 0 | 0 | 0 | 0 | 0 | 0 | 0 | 0 | 12
NO |  | 132 | 2011 | 0 | 36 | 36 |  | TOTAL |  | 0 | 0 |  | 5304 | 0 | 16 |  | 141292 | 153329070 | 153470362 | 4732877 | 1649313 | 56514 | 6438704 | 0 | 0 | 0 | 0 | 0 | 0 | 0 | 0 | 0 | 0 | 0 | 0 | 0 | 0 | 0 | 0 | 12
NO |  | 132 | 2011 | 0 | 2 | 2 |  | Monticello | Quarry Sub | 345 | 345 | Steel Pole | 29 | 0 | 1 |  | 0 | 8706421 | 8706421 | 0 | 0 | 0 | 0 | 0 | 0 | 0 | 0 | 0 | 0 | 0 | 0 | 0 | 0 | 0 | 0 | 0 | 0 | 0 | 0 | 12
NO |  | 132 | 2011 | 0 | 34 | 34 |  |  |  | 0 | 0 |  | 0 | 0 | 0 |  | 0 | 0 | 0 | 4732877 | 1649313 | 56514 | 6438704 | 0 | 0 | 0 | 0 | 0 | 0 | 0 | 0 | 0 | 0 | 0 | 0 | 611320200 | 0 | 0 | 0 | 12
NO |  | 33 | 2011 | 0 | 1 | 1 |  | 345 KV Lines |  | 0 | 0 |  | 0 | 0 | 0 |  | 655679 | 3383398 | 4039077 | 0 | 0 | 0 | 0 | 0 | 0 | 0 | 0 | 0 | 0 | 0 | 0 | 0 | 0 | 0 | 0 | 0 | 0 | 0 | 0 | 12
NO |  | 33 | 2011 | 0 | 2 | 2 |  | --------------------------- |  | 0 | 0 |  | 0 | 0 | 0 |  | 0 | 0 | 0 | 0 | 0 | 0 | 0 | 0 | 0 | 0 | 0 | 0 | 0 | 0 | 0 | 0 | 0 | 0 | 0 | 0 | 0 | 0 | 0 | 12
NO |  | 33 | 2011 | 0 | 3 | 3 |  | 138 KV Lines |  | 0 | 0 |  | 0 | 0 | 0 |  | 186474 | 4031312 | 4217786 | 0 | 0 | 0 | 0 | 0 | 0 | 0 | 0 | 0 | 0 | 0 | 0 | 0 | 0 | 0 | 0 | 0 | 0 | 0 | 0 | 12
NO |  | 33 | 2011 | 0 | 4 | 4 |  | --------------------------- |  | 0 | 0 |  | 0 | 0 | 0 |  | 0 | 0 | 0 | 0 | 0 | 0 | 0 | 0 | 0 | 0 | 0 | 0 | 0 | 0 | 0 | 0 | 0 | 0 | 0 | 0 | 0 | 0 | 0 | 12
NO |  | 33 | 2011 | 1 | 1 | 1 |  | 345KV LINES OVERHEAD |  | 0 | 0 |  | 0 | 0 | 0 |  | 0 | 0 | 0 | 0 | 0 | 0 | 0 | 0 | 0 | 0 | 0 | 0 | 0 | 0 | 0 | 0 | 0 | 0 | 0 | 0 | 0 | 0 | 0 | 12
NO |  | 33 | 2011 | 1 | 2 | 2 |  | --------------------------- |  | 0 | 0 |  | 0 | 0 | 0 |  | 0 | 0 | 0 | 0 | 0 | 0 | 0 | 0 | 0 | 0 | 0 | 0 | 0 | 0 | 0 | 0 | 0 | 0 | 0 | 0 | 0 | 0 | 0 | 12
NO |  | 33 | 2011 | 1 | 3 | 3 |  | 0721 State Line Station | Sheffield Sub. (NIPS Co.) | 345 | 345 | ST | 1.9 | 0 | 1 | 2338 ACSR | 0 | 0 | 0 | 0 | 0 | 0 | 0 | 0 | 610330031 | 0 | 0 | 0 | 0 | 0 | 0 | 0 | 0 | 0 | 0 | 0 | 0 | 0 | 0 | 12
NO |  | 33 | 2011 | 1 | 4 | 4 |  | 0722 State Line Station | III.-Ind. St. Line 118th St | 345 | 345 | ST | 0.07 | 1.86 | 1 | 2338 ACSR | 0 | 0 | 0 | 0 | 0 | 0 | 0 | 0 | 0 | 0 | 0 | 0 | 0 | 0 | 0 | 0 | 0 | 0 | 0 | 0 | 0 | 0 | 0 | 12
NO |  | 33 | 2011 | 1 | 5 | 5 |  | 6615 Green Acres (NIPS Co.) | I.M.P. Co. | 345 | 345 | SP | 0.16 | 0 | 1 | 2156 ACSR | 0 | 0 | 0 | 0 | 0 | 0 | 0 | 0 | 610330032 | 0 | 0 | 0 | 0 | 0 | 0 | 0 | 0 | 0 | 0 | 0 | 0 | 0 | 0 | 12
NO |  | 33 | 2011 | 1 | 6 | 6 |  | 6615 Green Acres (NIPS Co.) | I.M.P. Co. | 345 | 345 | ST | 0 | 6.42 | 0 | 1414 ACSR | 0 | 0 | 0 | 0 | 0 | 0 | 0 | 0 | 0 | 0 | 0 | 0 | 0 | 0 | 0 | 0 | 0 | 0 | 0 | 0 | 0 | 0 | 0 | 12
NO |  | 33 | 2011 | 1 | 7 | 7 |  | 6617 St. John (NIPS Co.) | Green Acres (NIPS Co.) | 345 | 345 | ST | 0.06 | 6.72 | 1 | 1414 ACSR | 0 | 0 | 0 | 0 | 0 | 0 | 0 | 0 | 0 | 0 | 0 | 0 | 0 | 0 | 0 | 0 | 0 | 0 | 0 | 0 | 0 | 0 | 0 | 12
NO |  | 33 | 2011 | 1 | 8 | 8 |  | 17705 III.-Ind State Line | Sheff Sub (NIPS Co portion) | 345 | 345 | ST | 0 | 0.03 | 1 | 2338 ACSR | 0 | 0 | 0 | 0 | 0 | 0 | 0 | 0 | 610330033 | 0 | 0 | 0 | 0 | 0 | 0 | 0 | 0 | 0 | 0 | 0 | 0 | 0 | 0 | 12
NO |  | 33 | 2011 | 1 | 9 | 9 |  | 17723 III.-Ind State Line | III.-Ind. St. Line | 345 | 345 | ST | 1.78 | 0 | 1 | 2156 ACSR | 0 | 0 | 0 | 0 | 0 | 0 | 0 | 0 | 0 | 0 | 0 | 0 | 0 | 0 | 0 | 0 | 0 | 0 | 0 | 0 | 0 | 0 | 0 | 12
NO |  | 33 | 2011 | 1 | 10 | 10 |  | 17724 III.-Ind State Line | III.-Ind. St. Line | 345 | 345 | ST | 0 | 1.78 | 1 | 2156 ACSR | 0 | 0 | 0 | 0 | 0 | 0 | 0 | 0 | 0 | 0 | 0 | 0 | 0 | 0 | 0 | 0 | 0 | 0 | 0 | 0 | 0 | 0 | 0 | 12
NO |  | 33 | 2011 | 1 | 11 | 11 |  | 94507 III.-Ind State Line | St. John (NIPS Co.) | 345 | 345 | ST | 0.08 | 6.95 | 1 | 1414 ACSR | 0 | 0 | 0 | 0 | 0 | 0 | 0 | 0 | 0 | 0 | 0 | 0 | 0 | 0 | 0 | 0 | 0 | 0 | 0 | 0 | 0 | 0 | 0 | 12
NO |  | 33 | 2011 | 1 | 12 | 12 |  | 97008 III.-Ind State Line | End of C.E.Co. of Ind. | 345 | 345 | ST | 20.33 | 0 | 1 | 1414 ACSR | 0 | 0 | 0 | 0 | 0 | 0 | 0 | 0 | 0 | 0 | 0 | 0 | 0 | 0 | 0 | 0 | 0 | 0 | 0 | 0 | 0 | 0 | 0 | 12
NO |  | 33 | 2011 | 1 | 15 | 15 |  | 138kV Lines Overhead |  | 0 | 0 |  | 0 | 0 | 0 |  | 0 | 0 | 0 | 0 | 0 | 0 | 0 | 0 | 0 | 0 | 0 | 0 | 0 | 0 | 0 | 0 | 0 | 0 | 0 | 0 | 0 | 0 | 0 | 12
NO |  | 33 | 2011 | 1 | 16 | 16 |  | --------------------------- |  | 0 | 0 |  | 0 | 0 | 0 |  | 0 | 0 | 0 | 0 | 0 | 0 | 0 | 0 | 0 | 0 | 0 | 0 | 0 | 0 | 0 | 0 | 0 | 0 | 0 | 0 | 0 | 0 | 0 | 12
NO |  | 33 | 2011 | 1 | 17 | 17 |  | 0703 State Line Station | III.-Ind. St. Line 118th St | 138 | 138 | ST | 0.16 | 1.76 | 1 | 1113 ACSR | 0 | 0 | 0 | 0 | 0 | 0 | 0 | 0 | 0 | 0 | 0 | 0 | 0 | 0 | 0 | 0 | 0 | 0 | 0 | 0 | 0 | 0 | 0 | 12
NO |  | 33 | 2011 | 1 | 18 | 18 |  | 0703 State Line Station | III.-Ind. St. Line 118th St | 138 | 138 | WP | 0.06 | 0 | 0 | 1113 ACSR | 0 | 0 | 0 | 0 | 0 | 0 | 0 | 0 | 0 | 0 | 0 | 0 | 0 | 0 | 0 | 0 | 0 | 0 | 0 | 0 | 0 | 0 | 0 | 12
NO |  | 33 | 2011 | 1 | 19 | 19 |  | 0704 State Line Station | III.-Ind. St. Line 118th St | 138 | 138 | SP | 0.06 | 0 | 1 | 1113 ACSR | 0 | 0 | 0 | 0 | 0 | 0 | 0 | 0 | 0 | 0 | 0 | 0 | 0 | 0 | 0 | 0 | 0 | 0 | 0 | 0 | 0 | 0 | 0 | 12
NO |  | 33 | 2011 | 1 | 20 | 20 |  | 0704 State Line Station | III.-Ind. St. Line 118th St | 138 | 138 | ST | 0.31 | 1.6 | 0 | 1113 ACSR | 0 | 0 | 0 | 0 | 0 | 0 | 0 | 0 | 0 | 0 | 0 | 0 | 0 | 0 | 0 | 0 | 0 | 0 | 0 | 0 | 0 | 0 | 0 | 12
NO |  | 33 | 2011 | 1 | 21 | 21 |  | 0705 State Line Station | Terminal Pothead | 138 | 138 | ST | 0.3 | 0.14 | 1 | 1113 ACSR | 0 | 0 | 0 | 0 | 0 | 0 | 0 | 0 | 0 | 0 | 0 | 0 | 0 | 0 | 0 | 0 | 0 | 0 | 0 | 0 | 0 | 0 | 0 | 12
NO |  | 33 | 2011 | 1 | 22 | 22 |  | 0706 State Line Station | III.-Ind. St. Line | 138 | 138 | SP | 0.1 | 0.05 | 1 | 1113 ACSR | 0 | 0 | 0 | 0 | 0 | 0 | 0 | 0 | 0 | 0 | 0 | 0 | 0 | 0 | 0 | 0 | 0 | 0 | 0 | 0 | 0 | 0 | 0 | 12
NO |  | 33 | 2011 | 1 | 23 | 23 |  | 0706 State Line Station | III.-Ind. St. Line | 138 | 138 | ST | 0.14 | 0 | 0 | 2156 ACSR | 0 | 0 | 0 | 0 | 0 | 0 | 0 | 0 | 0 | 0 | 0 | 0 | 0 | 0 | 0 | 0 | 0 | 0 | 0 | 0 | 0 | 0 | 0 | 12
NO |  | 33 | 2011 | 1 | 24 | 24 |  | 0707 State Line Station | III.-Ind. St. Line | 138 | 138 | ST | 0.03 | 0.14 | 1 | 2156 ACSR | 0 | 0 | 0 | 0 | 0 | 0 | 0 | 0 | 0 | 0 | 0 | 0 | 0 | 0 | 0 | 0 | 0 | 0 | 0 | 0 | 0 | 0 | 0 | 12
NO |  | 33 | 2011 | 1 | 25 | 25 |  | 0707 State Line Station | III.-Ind. St. Line | 138 | 138 | SP | 0.07 | 0.11 | 0 | 2156 ACSR | 0 | 0 | 0 | 0 | 0 | 0 | 0 | 0 | 0 | 0 | 0 | 0 | 0 | 0 | 0 | 0 | 0 | 0 | 0 | 0 | 0 | 0 | 0 | 12
NO |  | 33 | 2011 | 1 | 26 | 26 |  | 0708 State Line Station | III.-Ind. St. Line | 138 | 138 | SP | 0.07 | 0 | 1 | 2156 ACSR | 0 | 0 | 0 | 0 | 0 | 0 | 0 | 0 | 0 | 0 | 0 | 0 | 0 | 0 | 0 | 0 | 0 | 0 | 0 | 0 | 0 | 0 | 0 | 12
NO |  | 33 | 2011 | 1 | 27 | 27 |  | 0708 State Line Station | III.-Ind. St. Line | 138 | 138 | ST | 0.05 | 0 | 0 | 1113 ACSR | 0 | 0 | 0 | 0 | 0 | 0 | 0 | 0 | 0 | 0 | 0 | 0 | 0 | 0 | 0 | 0 | 0 | 0 | 0 | 0 | 0 | 0 | 0 | 12
NO |  | 33 | 2011 | 1 | 28 | 28 |  | 0716 State Line Station | III.-Ind. St. Line | 138 | 138 | SP | 0.24 | 0.06 | 1 | 1113 ACSR | 0 | 0 | 0 | 0 | 0 | 0 | 0 | 0 | 0 | 0 | 0 | 0 | 0 | 0 | 0 | 0 | 0 | 0 | 0 | 0 | 0 | 0 | 0 | 12
NO |  | 33 | 2011 | 2 | 1 | 1 |  | 138kV Lines Underground |  | 0 | 0 |  | 0 | 0 | 0 |  | 0 | 0 | 0 | 0 | 0 | 0 | 0 | 0 | 0 | 0 | 0 | 0 | 0 | 0 | 0 | 0 | 0 | 0 | 0 | 0 | 0 | 0 | 0 | 12
NO |  | 33 | 2011 | 2 | 2 | 2 |  | --------------------------- |  | 0 | 0 |  | 0 | 0 | 0 |  | 0 | 0 | 0 | 0 | 0 | 0 | 0 | 0 | 0 | 0 | 0 | 0 | 0 | 0 | 0 | 0 | 0 | 0 | 0 | 0 | 0 | 0 | 0 | 12
NO |  | 33 | 2011 | 2 | 3 | 3 |  | 0702 Station Bus | III.-Ind. St. Line | 138 | 138 | Underground | 0.06 | 0 | 1 | 800 mm2 | 0 | 0 | 0 | 0 | 0 | 0 | 0 | 0 | 0 | 0 | 0 | 0 | 0 | 0 | 0 | 0 | 0 | 0 | 0 | 0 | 0 | 0 | 0 | 12
NO |  | 33 | 2011 | 2 | 4 | 4 |  | 0705 Terminal Potheads | III.-Ind. St. Line | 138 | 138 | Underground | 0.08 | 0 | 0 | 800 mm2 | 0 | 0 | 0 | 0 | 0 | 0 | 0 | 0 | 0 | 0 | 0 | 0 | 0 | 0 | 0 | 0 | 0 | 0 | 0 | 0 | 0 | 0 | 0 | 12
NO |  | 33 | 2011 | 0 | 36 | 36 |  | TOTAL |  | 0 | 0 |  | 26.11 | 27.62 | 17 |  | 842153 | 7414710 | 8256863 | 0 | 0 | 0 | 0 | 0 | 0 | 0 | 0 | 0 | 0 | 0 | 0 | 0 | 0 | 0 | 0 | 0 | 0 | 0 | 0 | 12
NO |  | 49 | 2011 | 0 | 1 | 1 |  | Palo Verde | Kyrene | 500 | 500 | (1),(3) | 0 | 75 | 1 | 1780 ACSR | 1560377 | 7027603 | 8587980 | 0 | 0 | 0 | 0 | 0 | 0 | 0 | 0 | 0 | 0 | 610490361 | 0 | 0 | 0 | 0 | 0 | 0 | 0 | 0 | 0 | 12
NO |  | 49 | 2011 | 0 | 2 | 2 |  | Palo Verde | Westwing | 500 | 500 | (3) | 0 | 45 | 2 | 1780 ACSR | 1203340 | 5419588 | 6622928 | 0 | 0 | 0 | 0 | 0 | 0 | 0 | 0 | 0 | 0 | 610490362 | 0 | 0 | 0 | 0 | 0 | 0 | 0 | 0 | 0 | 12
NO |  | 49 | 2011 | 0 | 4 | 4 |  | Newman | West Mesa | 345 | 345 | (2) | 232.2 | 0 | 1 | 795 ACSR | 930038 | 11732414 | 12662452 | 0 | 0 | 0 | 0 | 0 | 610490363 | 0 | 0 | 0 | 0 | 0 | 0 | 0 | 0 | 0 | 0 | 0 | 0 | 0 | 0 | 12
NO |  | 49 | 2011 | 0 | 5 | 5 |  | Newman | Afton | 345 | 345 | (2) | 29.88 | 0 | 1 | 795 ACSR | 423552 | 4122103 | 4545655 | 0 | 0 | 0 | 0 | 0 | 0 | 0 | 0 | 0 | 0 | 0 | 0 | 0 | 0 | 0 | 0 | 0 | 0 | 0 | 0 | 12
NO |  | 49 | 2011 | 0 | 6 | 6 |  | Afton | Luna | 345 | 345 | (2) | 57.26 | 0 | 1 | 795 ACSR | 811653 | 7899195 | 8710848 | 0 | 0 | 0 | 0 | 0 | 0 | 0 | 0 | 0 | 0 | 0 | 0 | 0 | 0 | 0 | 0 | 0 | 0 | 0 | 0 | 12
NO |  | 49 | 2011 | 0 | 7 | 7 |  | Luna | Greenlee | 345 | 345 | (2) | 0 | 109.8 | 1 | 795 ACSR | 86513 | 1414579 | 1501092 | 0 | 0 | 0 | 0 | 0 | 610490364 | 0 | 0 | 0 | 0 | 610490365 | 0 | 0 | 0 | 0 | 0 | 0 | 0 | 0 | 0 | 12
NO |  | 49 | 2011 | 0 | 8 | 8 |  | Newman | Eddy County | 345 | 345 | (2) | 78.8 | 125.4 | 1 | 954 ACSR/T2 | 3107408 | 17242074 | 20349482 | 0 | 0 | 0 | 0 | 0 | 610490366 | 0 | 0 | 0 | 610490367 | 610490368 | 0 | 0 | 0 | 0 | 0 | 0 | 0 | 0 | 0 | 12
NO |  | 49 | 2011 | 0 | 9 | 9 |  | Diablo | Luna | 345 | 345 | (2) | 84.9 | 0 | 1 | 954 ACSR | 1114625 | 12378266 | 13492891 | 0 | 0 | 0 | 0 | 0 | 0 | 0 | 0 | 0 | 0 | 0 | 0 | 0 | 0 | 0 | 0 | 0 | 0 | 0 | 0 | 12
NO |  | 49 | 2011 | 0 | 10 | 10 |  | Luna | Macho Springs | 345 | 345 | (2),(3) | 24.86 | 0 | 1 | 954 ACSR | 173895 | 60781234 | 60955129 | 0 | 0 | 0 | 0 | 0 | 0 | 0 | 0 | 0 | 610490369 | 0 | 0 | 0 | 610490700 | 610490701 | 610490702 | 0 | 0 | 0 | 0 | 12
NO |  | 49 | 2011 | 0 | 11 | 11 |  | Macho Springs | Springerville | 345 | 345 | (2),(3) | 201.38 | 0 | 1 | 954 ACSR | 0 | 0 | 0 | 0 | 0 | 0 | 0 | 0 | 0 | 0 | 0 | 0 | 0 | 0 | 0 | 0 | 0 | 0 | 0 | 0 | 0 | 0 | 0 | 12
SI/NO | A | 49 | 2011 | 0 | 14 | 14 |  | Various 115kV Lines |  | 115 | 115 | (1),(2) | 435.57 | 49.37 | 1 | Various | 1986338 | 44246700 | 46233038 | 0 | 0 | 0 | 1093582.3333 | 0 | 0 | 0 | 0 | 0 | 0 | 610490370 | 0 | 0 | 0 | 0 | 0 | 0 | 0 | 0 | 0 | 12
SI/NO | A | 49 | 2011 | 0 | 15 | 15 |  | Various 69kV Lines |  | 69 | 69 | (1),(2) | 200.32 | 25.8 | 1 | Various | 309717 | 10531181 | 10840898 | 0 | 0 | 0 | 256427.3308 | 0 | 0 | 0 | 0 | 0 | 0 | 610490371 | 0 | 0 | 0 | 0 | 0 | 0 | 0 | 0 | 0 | 12
NO |  | 49 | 2011 | 0 | 36 | 36 |  | TOTAL |  | 0 | 0 |  | 1345.17 | 430.37 | 13 |  | 11707456 | 182794937 | 194502393 | 0 | 0 | 0 | 0 | 0 | 0 | 0 | 0 | 0 | 0 | 0 | 0 | 0 | 0 | 0 | 0 | 0 | 0 | 0 | 0 | 12
NO |  | 250 | 2011 | 0 | 36 | 36 |  | TOTAL |  | 0 | 0 |  | 0 | 0 | 0 |  | 0 | 0 | 0 | 0 | 0 | 0 | 0 | 0 | 0 | 0 | 0 | 0 | 0 | 0 | 0 | 0 | 0 | 0 | 0 | 0 | 0 | 0 | 0 | 12
NO |  | 23 | 2011 | 0 | 1 | 1 |  | Buxton | Surowiec | 0 | 0 |  | 0 | 0 | 0 |  | 0 | 0 | 0 | 0 | 0 | 0 | 0 | 0 | 0 | 0 | 0 | 0 | 0 | 0 | 0 | 0 | 0 | 0 | 0 | 0 | 0 | 0 | 0 | 12
NO |  | 23 | 2011 | 0 | 2 | 2 |  | 345 KV S/S | 345 KV S/S | 345 | 345 | WHF | 26.5 | 0 | 1 | 850.8ACSR | 515763 | 2642317 | 3158080 | 0 | 0 | 0 | 0 | 0 | 0 | 0 | 0 | 0 | 0 | 0 | 0 | 0 | 0 | 0 | 0 | 0 | 0 | 0 | 0 | 12
NO |  | 23 | 2011 | 0 | 4 | 4 |  | Buxton | Maine Yankee | 0 | 0 | WHF | 50.4 | 0 | 1 | 850.8ACSR | 0 | 0 | 0 | 0 | 0 | 0 | 0 | 0 | 0 | 0 | 0 | 0 | 0 | 0 | 0 | 0 | 0 | 0 | 0 | 0 | 0 | 0 | 0 | 12
NO |  | 23 | 2011 | 0 | 5 | 5 |  | 345 KV S/S | Wiscasset 345 KV S/S | 345 | 345 | Steel Towers | 3.4 | 2.6 | 1 | 900ACSR | 693152 | 5044611 | 5737763 | 0 | 0 | 0 | 0 | 0 | 0 | 0 | 0 | 0 | 0 | 0 | 0 | 0 | 0 | 0 | 0 | 0 | 0 | 0 | 0 | 12
NO |  | 23 | 2011 | 0 | 7 | 7 |  | Surowiec | Wiscasset | 0 | 0 | WHF | 23.7 | 0 | 1 | 850.8ACSR | 0 | 0 | 0 | 0 | 0 | 0 | 0 | 0 | 0 | 0 | 0 | 0 | 0 | 0 | 0 | 0 | 0 | 0 | 0 | 0 | 0 | 0 | 0 | 12
NO |  | 23 | 2011 | 0 | 8 | 8 |  | 345 KV S/S | 345 KV S/S | 345 | 345 | Steel Towers | 6 | 0 | 0 | 900ACSR | 392055 | 3819998 | 4212053 | 0 | 0 | 0 | 0 | 0 | 0 | 0 | 0 | 0 | 0 | 0 | 0 | 0 | 0 | 0 | 0 | 0 | 0 | 0 | 0 | 12
NO |  | 23 | 2011 | 0 | 10 | 10 |  | Mason | Wiscasset | 0 | 0 |  | 0 | 0 | 0 |  | 0 | 0 | 0 | 0 | 0 | 0 | 0 | 0 | 0 | 0 | 0 | 0 | 0 | 0 | 0 | 0 | 0 | 0 | 0 | 0 | 0 | 0 | 0 | 12
NO |  | 23 | 2011 | 0 | 11 | 11 |  | 345 KV S/S | 345 KV S/S | 345 | 345 | WHF | 3.3 | 0 | 1 | 850.8ACSR | 1605 | 849229 | 850834 | 0 | 0 | 0 | 0 | 0 | 0 | 0 | 0 | 0 | 0 | 0 | 0 | 0 | 0 | 0 | 0 | 0 | 0 | 0 | 0 | 12
NO |  | 23 | 2011 | 0 | 13 | 13 |  | Maine-New | Buxton | 0 | 0 |  | 0 | 0 | 0 |  | 0 | 0 | 0 | 0 | 0 | 0 | 0 | 0 | 0 | 0 | 0 | 0 | 0 | 0 | 0 | 0 | 0 | 0 | 0 | 0 | 0 | 0 | 0 | 12
NO |  | 23 | 2011 | 0 | 14 | 14 |  | Hampshire Border | 345 KV S/S | 345 | 345 | WHF | 30.6 | 0 | 1 | 850.8ACSR | 242584 | 3347224 | 3589808 | 0 | 0 | 0 | 0 | 0 | 0 | 0 | 0 | 0 | 0 | 0 | 0 | 0 | 0 | 0 | 0 | 0 | 0 | 0 | 0 | 12
NO |  | 23 | 2011 | 0 | 16 | 16 |  | Maine-New | Buxton | 0 | 0 |  | 0 | 0 | 0 |  | 0 | 0 | 0 | 0 | 0 | 0 | 0 | 0 | 0 | 0 | 0 | 0 | 0 | 0 | 0 | 0 | 0 | 0 | 0 | 0 | 0 | 0 | 0 | 12
NO |  | 23 | 2011 | 0 | 17 | 17 |  | Hampshire Border | 345 KV S/S | 345 | 345 | WHF | 30.6 | 0 | 1 | 850.8ACSR | 223815 | 2804190 | 3028005 | 0 | 0 | 0 | 0 | 0 | 0 | 0 | 0 | 0 | 0 | 0 | 0 | 0 | 0 | 0 | 0 | 0 | 0 | 0 | 0 | 12
NO |  | 23 | 2011 | 0 | 19 | 19 |  | Yarmouth | Buxton | 0 | 0 | WHF | 16.5 | 0 | 1 | 954CM | 0 | 0 | 0 | 0 | 0 | 0 | 0 | 0 | 0 | 0 | 0 | 0 | 0 | 0 | 0 | 0 | 0 | 0 | 0 | 0 | 0 | 0 | 0 | 12
NO |  | 23 | 2011 | 0 | 20 | 20 |  | 345 KV S/S | 345 KV S/S | 345 | 345 | Sgl Steel Pole | 6.8 | 0 | 1 | ACSR | 273556 | 12332906 | 12606462 | 0 | 0 | 0 | 0 | 0 | 0 | 0 | 0 | 0 | 0 | 0 | 0 | 0 | 0 | 0 | 0 | 0 | 0 | 0 | 0 | 12
NO |  | 23 | 2011 | 0 | 21 | 21 |  |  |  | 0 | 0 | Steel Towers | 6.8 | 0 | 1 |  | 0 | 0 | 0 | 0 | 0 | 0 | 0 | 0 | 0 | 0 | 0 | 0 | 0 | 0 | 0 | 0 | 0 | 0 | 0 | 0 | 0 | 0 | 0 | 12
SI/SI | A | 23 | 2011 | 0 | 23 | 23 |  |  |  | 115 | 0 | Overhead | 1124.44 | 19.17 | 0 |  | 6952979 | 152683745 | 159636724 |  | 0 | 0 | 5377351.1777 | 0 | 0 | 0 | 0 | 0 | 0 | 0 | 0 | 0 | 0 | 0 | 0 | 0 | 0 | 0 | 0 | 12
NO |  | 23 | 2011 | 0 | 24 | 24 |  |  |  | 0 | 0 | Underground | 0 | 2.6 | 0 |  | 0 | 0 | 0 | 0 | 0 | 0 | 0 | 0 | 0 | 0 | 0 | 0 | 0 | 0 | 0 | 0 | 0 | 0 | 0 | 0 | 0 | 0 | 0 | 12
SI/SI | A | 23 | 2011 | 0 | 26 | 26 |  |  |  | 34.5 | 0 | Overhead | 985.86 | 57.83 | 0 |  | 4342375 | 63685113 | 68027488 |  | 0 | 0 | 2291500.8749 | 0 | 0 | 0 | 0 | 0 | 0 | 0 | 0 | 0 | 0 | 0 | 0 | 0 | 0 | 0 | 0 | 12
NO |  | 23 | 2011 | 0 | 27 | 27 |  |  |  | 0 | 0 | Underground | 0 | 23.4 | 0 |  | 0 | 0 | 0 | 0 | 0 | 0 | 0 | 0 | 0 | 0 | 0 | 0 | 0 | 0 | 0 | 0 | 0 | 0 | 0 | 0 | 0 | 0 | 0 | 12
NO |  | 23 | 2011 | 1 | 1 | 1 |  | MA/NH Border | Sandy Pond Junction | 0 | 0 | Single Pole | 0 | 0 | 0 | 2839.8 | 0 | 0 | 0 | 0 | 0 | 0 | 0 | 610230129 | 0 | 0 | 0 | 0 | 0 | 0 | 0 | 0 | 0 | 0 | 0 | 0 | 0 | 0 | 0 | 12
NO |  | 23 | 2011 | 1 | 2 | 2 |  |  | Hudson, NH | 450 | 450 | Corten Steel | 8.48 | 0 | 1 | KcMil ACSR | 0 | 9759283 | 9759283 | 0 | 0 | 0 | 0 | 0 | 0 | 610230130 | 610230131 | 0 | 0 | 0 | 0 | 0 | 0 | 0 | 0 | 0 | 0 | 0 | 0 | 12
NO |  | 23 | 2011 | 1 | 4 | 4 |  | Sandy Pond | Comeford Converter | 0 | 0 |  | 0 | 0 | 0 |  | 0 | 0 | 0 | 0 | 0 | 0 | 0 | 610230132 | 0 | 0 | 0 | 0 | 0 | 0 | 0 | 0 | 0 | 0 | 0 | 0 | 0 | 0 | 0 | 12
NO |  | 23 | 2011 | 1 | 5 | 5 |  | Junction | Terminal | 0 | 0 | Lattice Steel | 0 | 0 | 0 |  | 0 | 0 | 0 | 0 | 0 | 0 | 0 | 0 | 0 | 0 | 0 | 0 | 0 | 0 | 0 | 0 | 0 | 0 | 0 | 0 | 0 | 0 | 0 | 12
NO |  | 23 | 2011 | 1 | 6 | 6 |  | Hudson, NH | Monroe, NH | 450 | 450 | H-Frame | 112.28 | 0 | 1 |  | 0 | 0 | 0 | 0 | 0 | 0 | 0 | 0 | 0 | 610230133 | 610230134 | 0 | 0 | 0 | 0 | 0 | 0 | 0 | 0 | 0 | 0 | 0 | 0 | 12
NO |  | 23 | 2011 | 1 | 8 | 8 |  | Sandy Pond | MA/NH | 0 | 0 | Single Pole | 0 | 0 | 0 | 2839.8 | 0 | 0 | 0 | 0 | 0 | 0 | 0 | 610230135 | 0 | 0 | 0 | 0 | 0 | 0 | 0 | 0 | 0 | 0 | 0 | 0 | 0 | 0 | 0 | 12
NO |  | 23 | 2011 | 1 | 9 | 9 |  | Converter Terminal | Border | 450 | 450 | Corten Steel | 12 | 0 | 1 | KcMil ACSR | 0 | 988980 | 988980 | 0 | 0 | 0 | 0 | 0 | 0 | 610230136 | 610230137 | 0 | 0 | 0 | 0 | 0 | 0 | 0 | 0 | 0 | 0 | 0 | 0 | 12
NO |  | 23 | 2011 | 1 | 11 | 11 |  | Milbury #3 | Sandy Pond, Ayer | 0 | 0 |  | 0 | 0 | 0 | 1113 MCM AL | 0 | 0 | 0 | 0 | 0 | 0 | 0 | 610230138 | 0 | 0 | 0 | 0 | 0 | 0 | 0 | 0 | 0 | 0 | 0 | 0 | 0 | 0 | 0 | 12
NO |  | 23 | 2011 | 1 | 12 | 12 |  |  | Medway Town Line | 345 | 345 | WH Frame | 0 | 0 | 0 | 1590 MCM | 54929 | 1698005 | 1752934 | 0 | 0 | 0 | 0 | 0 | 0 | 0 | 0 | 0 | 0 | 0 | 0 | 0 | 0 | 0 | 0 | 0 | 0 | 0 | 0 | 12
NO |  | 23 | 2011 | 1 | 13 | 13 |  |  |  | 0 | 0 | SPH Frame | 51.9 | 0 | 2 |  | 0 | 0 | 0 | 0 | 0 | 0 | 0 | 0 | 0 | 0 | 0 | 0 | 0 | 0 | 0 | 0 | 0 | 0 | 0 | 0 | 0 | 0 | 0 | 12
NO |  | 23 | 2011 | 1 | 15 | 15 |  |  |  | 0 | 0 |  | 0 | 0 | 0 |  | 0 | 0 | 0 | 0 | 0 | 0 | 0 | 610230139 | 0 | 0 | 0 | 0 | 0 | 0 | 0 | 0 | 0 | 0 | 0 | 0 | 0 | 0 | 0 | 12
NO |  | 23 | 2011 | 1 | 19 | 19 |  | Information was not |  | 0 | 0 |  | 0 | 0 | 0 |  | 0 | 0 | 0 | 0 | 0 | 0 | 0 | 0 | 0 | 0 | 0 | 0 | 0 | 0 | 0 | 0 | 0 | 0 | 0 | 0 | 0 | 0 | 0 | 12
NO |  | 23 | 2011 | 1 | 20 | 20 |  | supplied by the |  | 0 | 0 |  | 0 | 0 | 0 |  | 0 | 0 | 0 | 0 | 0 | 0 | 0 | 0 | 0 | 0 | 0 | 0 | 0 | 0 | 0 | 0 | 0 | 0 | 0 | 0 | 0 | 0 | 0 | 12
NO |  | 23 | 2011 | 1 | 21 | 21 |  | operating company. The |  | 0 | 0 |  | 0 | 0 | 0 |  | 0 | 0 | 0 | 0 | 0 | 0 | 0 | 0 | 0 | 0 | 0 | 0 | 0 | 0 | 0 | 0 | 0 | 0 | 0 | 0 | 0 | 0 | 0 | 12
NO |  | 23 | 2011 | 1 | 22 | 22 |  | information reported in |  | 0 | 0 |  | 0 | 0 | 0 |  | 0 | 0 | 0 | 0 | 0 | 0 | 0 | 0 | 0 | 0 | 0 | 0 | 0 | 0 | 0 | 0 | 0 | 0 | 0 | 0 | 0 | 0 | 0 | 12
NO |  | 23 | 2011 | 1 | 23 | 23 |  | columns (a) through (l) is |  | 0 | 0 |  | 0 | 0 | 0 |  | 0 | 0 | 0 | 0 | 0 | 0 | 0 | 0 | 0 | 0 | 0 | 0 | 0 | 0 | 0 | 0 | 0 | 0 | 0 | 0 | 0 | 0 | 0 | 12
NO |  | 23 | 2011 | 1 | 24 | 24 |  | as of 12/31/09. |  | 0 | 0 |  | 0 | 0 | 0 |  | 0 | 0 | 0 | 0 | 0 | 0 | 0 | 0 | 0 | 0 | 0 | 0 | 0 | 0 | 0 | 0 | 0 | 0 | 0 | 0 | 0 | 0 | 0 | 12
NO |  | 23 | 2011 | 0 | 36 | 36 |  | TOTAL |  | 0 | 0 |  | 2499.56 | 105.6 | 15 |  | 13692813 | 259655601 | 273348414 | 4501579 | 4706142 | 0 | 9207721 | 0 | 0 | 0 | 0 | 0 | 0 | 0 | 0 | 0 | 0 | 0 | 0 | 0 | 0 | 0 | 0 | 12
NO |  | 23 | 2011 | 0 | 31 | 31 |  |  |  | 0 | 0 |  | 0 | 0 | 0 |  | 0 | 0 | 0 | 4501579 | 4706142 | 0 | 9207721 | 0 | 0 | 0 | 0 | 0 | 0 | 0 | 0 | 0 | 0 | 0 | 0 | 0 | 0 | 0 | 0 | 12
NO |  | 90 | 2011 | 0 | 1 | 1 |  | Orient - at USA and Canada |  | 0 | 0 |  | 0 | 0 | 0 |  | 0 | 0 | 0 | 0 | 0 | 0 | 0 | 0 | 0 | 0 | 0 | 0 | 0 | 0 | 0 | 0 | 0 | 0 | 0 | 0 | 0 | 0 | 0 | 12
NO |  | 90 | 2011 | 0 | 2 | 2 |  | Border | Wiscasset | 345 | 345 | Wood H-Frame | 175.6 | 0 | 1 | 850.8 MCMACSR | 0 | 0 | 0 | 0 | 0 | 0 | 0 | 0 | 0 | 0 | 0 | 0 | 0 | 0 | 0 | 0 | 0 | 0 | 0 | 0 | 0 | 0 | 0 | 12
NO |  | 90 | 2011 | 0 | 3 | 3 |  |  |  | 0 | 0 | Steel Tower | 2.5 | 3 | 2 | 900 MCMACSR | 746917 | 15603334 | 16350251 | 60120 | 212500 | 0 | 272620 | 0 | 0 | 0 | 0 | 0 | 0 | 0 | 0 | 0 | 0 | 0 | 0 | 0 | 0 | 0 | 0 | 12
NO |  | 90 | 2011 | 0 | 36 | 36 |  | TOTAL |  | 0 | 0 |  | 178.1 | 3 | 3 |  | 746917 | 15603334 | 16350251 | 60120 | 212500 | 0 | 272620 | 0 | 0 | 0 | 0 | 0 | 0 | 0 | 0 | 0 | 0 | 0 | 0 | 0 | 0 | 0 | 0 | 12
NO |  | 129 | 2011 | 0 | 1 | 1 |  | Bayview | Kellam (6750) | 69 | 69 | Wood | 20.5 | 0 | 1 | 336 ACSR | 0 | 0 | 0 | 0 | 0 | 0 | 0 | 0 | 0 | 0 | 0 | 0 | 0 | 0 | 0 | 0 | 0 | 0 | 0 | 0 | 0 | 0 | 0 | 12
NO |  | 129 | 2011 | 0 | 2 | 2 |  | Kellam | Tasley (6721) | 69 | 69 | Wood | 14.9 | 0 | 1 | 336 ACSR | 0 | 0 | 0 | 0 | 0 | 0 | 0 | 0 | 0 | 0 | 0 | 0 | 0 | 0 | 0 | 0 | 0 | 0 | 0 | 0 | 0 | 0 | 0 | 12
NO |  | 129 | 2011 | 0 | 3 | 3 |  | Tasley | Oakhall (6790) | 69 | 69 | Wood | 19.3 | 0 | 1 | 477 ACSR | 0 | 0 | 0 | 0 | 0 | 0 | 0 | 0 | 0 | 0 | 0 | 0 | 0 | 0 | 0 | 0 | 0 | 0 | 0 | 0 | 0 | 0 | 0 | 12
NO |  | 129 | 2011 | 0 | 4 | 4 |  | Tasley | Oakhall (67780) | 69 | 69 | Wood | 19 | 0 | 1 | 954 ACSR | 0 | 0 | 0 | 0 | 0 | 0 | 0 | 0 | 0 | 0 | 0 | 0 | 0 | 0 | 0 | 0 | 0 | 0 | 0 | 0 | 0 | 0 | 0 | 12
NO |  | 129 | 2011 | 0 | 5 | 5 |  | Wattsville | Chincoteague (6745) | 69 | 69 | Wood | 9.1 | 0 | 1 | 336 ACSR | 0 | 0 | 0 | 0 | 0 | 0 | 0 | 0 | 0 | 0 | 0 | 0 | 0 | 0 | 0 | 0 | 0 | 0 | 0 | 0 | 0 | 0 | 0 | 12
NO |  | 129 | 2011 | 0 | 6 | 6 |  | Wattsville | Chnicoteague (6746) | 69 | 69 | Wood | 9.1 | 0 | 1 | 336 ACSR | 0 | 0 | 0 | 0 | 0 | 0 | 0 | 0 | 0 | 0 | 0 | 0 | 0 | 0 | 0 | 0 | 0 | 0 | 0 | 0 | 0 | 0 | 0 | 12
NO |  | 129 | 2011 | 0 | 7 | 7 |  | Wallops Tap | Wallops Island (6748) | 69 | 69 | Wood | 3.5 | 0 | 1 | 336 ACSR | 0 | 0 | 0 | 0 | 0 | 0 | 0 | 0 | 0 | 0 | 0 | 0 | 0 | 0 | 0 | 0 | 0 | 0 | 0 | 0 | 0 | 0 | 0 | 12
NO |  | 129 | 2011 | 0 | 8 | 8 |  |  |  | 0 | 0 |  | 0 | 0 | 0 |  | 2045090 | 7986008 | 10031098 | 1137813 | 0 | 0 | 1137813 | 0 | 0 | 0 | 0 | 0 | 0 | 0 | 0 | 0 | 0 | 0 | 0 | 0 | 0 | 0 | 0 | 12
SI/SI | A | 129 | 2011 | 0 | 9 | 9 |  | TOTAL |  | 0 | 0 |  | 95.4 | 0 | 7 |  | 2045090 | 7986008 | 10031098 | 1137813 | 0 | 0 | 1137813 | 0 | 0 | 0 | 0 | 0 | 0 | 0 | 0 | 0 | 0 | 0 | 0 | 0 | 0 | 0 | 0 | 12
NO |  | 129 | 2011 | 0 | 36 | 36 |  | TOTAL |  | 0 | 0 |  | 95.4 | 0 | 7 |  | 2045090 | 7986008 | 10031098 | 1137813 | 0 | 0 | 1137813 | 0 | 0 | 0 | 0 | 0 | 0 | 0 | 0 | 0 | 0 | 0 | 0 | 0 | 0 | 0 | 0 | 12
NO |  | 61 | 2011 | 0 | 1 | 1 |  | VT/NH Border | Canadian Border | 0 | 0 |  | 0 | 0 | 0 | 2839.8MCM | 0 | 0 | 0 | 0 | 0 | 0 | 0 | 0 | 0 | 0 | 0 | 0 | 0 | 0 | 0 | 0 | 0 | 0 | 0 | 0 | 0 | 0 | 0 | 12
NO |  | 61 | 2011 | 0 | 2 | 2 |  |  | Metallic Neutral Return | 450 | 450 | H-frame steel | 35 | 0 | 1 | ACSR | 0 | 1563276 | 1563276 | 0 | 0 | 0 | 0 | 0 | 0 | 0 | 0 | 0 | 0 | 0 | 0 | 0 | 0 | 0 | 0 | 0 | 0 | 0 | 0 | 12
SI/NO | A | 61 | 2011 | 0 | 4 | 4 |  |  |  | 115 | 0 | H-frame wood | 2.58 | 0 | 4 | ACSR | 244699 | 776583 | 1021282 | 0 | 0 | 0 | 24157.0963 | 0 | 0 | 0 | 0 | 0 | 0 | 0 | 0 | 0 | 0 | 0 | 0 | 0 | 0 | 0 | 0 | 12
NO |  | 61 | 2011 | 0 | 5 | 5 |  |  |  | 69 | 0 | Single Pole | 11.35 | 0 | 5 |  | 0 | 0 | 0 | 0 | 0 | 0 | 0 | 0 | 0 | 0 | 0 | 0 | 0 | 0 | 0 | 0 | 0 | 0 | 0 | 0 | 0 | 0 | 0 | 12
NO |  | 61 | 2011 | 0 | 6 | 6 |  |  |  | 34.5 | 0 | Single Pole | 248.58 | 0 | 35 |  | 0 | 0 | 0 | 0 | 0 | 0 | 0 | 0 | 0 | 0 | 0 | 0 | 0 | 0 | 0 | 0 | 0 | 0 | 0 | 0 | 0 | 0 | 0 | 12
NO |  | 61 | 2011 | 0 | 7 | 7 |  |  |  | 13.8 | 0 | Single Pole | 2.44 | 0 | 1 |  | 0 | 0 | 0 | 0 | 0 | 0 | 0 | 0 | 0 | 0 | 0 | 0 | 0 | 0 | 0 | 0 | 0 | 0 | 0 | 0 | 0 | 0 | 0 | 12
NO |  | 61 | 2011 | 0 | 8 | 8 |  |  |  | 0 | 0 | Underground | 0 | 0 | 0 | 750 MCMCU | 0 | 0 | 0 | 0 | 0 | 0 | 0 | 0 | 0 | 0 | 0 | 0 | 0 | 0 | 0 | 0 | 0 | 0 | 0 | 0 | 0 | 0 | 0 | 12
NO |  | 61 | 2011 | 0 | 9 | 9 |  | Total | Group | 115 | 0 |  | 299.95 | 0 | 46 |  | 244699 | 2339859 | 2584558 | 0 | 0 | 0 | 0 | 0 | 0 | 0 | 0 | 0 | 0 | 0 | 0 | 0 | 0 | 0 | 0 | 0 | 0 | 0 | 0 | 12
NO |  | 61 | 2011 | 0 | 10 | 10 |  | Total | Group | 69 | 0 |  | 0 | 0 | 0 |  | 0 | 0 | 0 | 0 | 0 | 0 | 0 | 0 | 0 | 0 | 0 | 0 | 0 | 0 | 0 | 0 | 0 | 0 | 0 | 0 | 0 | 0 | 0 | 12
NO |  | 61 | 2011 | 0 | 11 | 11 |  | Total | Group | 34.5 | 0 |  | 0 | 0 | 0 |  | 0 | 0 | 0 | 0 | 0 | 0 | 0 | 0 | 0 | 0 | 0 | 0 | 0 | 0 | 0 | 0 | 0 | 0 | 0 | 0 | 0 | 0 | 0 | 12
NO |  | 61 | 2011 | 0 | 12 | 12 |  | Total | Group | 13.8 | 0 |  | 0 | 0 | 0 |  | 0 | 0 | 0 | 0 | 0 | 0 | 0 | 0 | 0 | 0 | 0 | 0 | 0 | 0 | 0 | 0 | 0 | 0 | 0 | 0 | 0 | 0 | 0 | 12
NO |  | 61 | 2011 | 0 | 13 | 13 |  | Less than 132KV |  | 0 | 0 |  | 0 | 0 | 0 |  | 805824 | 19677353 | 20483177 | 0 | 0 | 0 | 0 | 0 | 0 | 0 | 0 | 0 | 0 | 0 | 0 | 0 | 0 | 0 | 0 | 0 | 0 | 0 | 0 | 12
NO |  | 61 | 2011 | 0 | 14 | 14 |  | Total | Group | 34.5 | 0 | Sh/Wd | 0 | 0 | 0 |  | 805824 | 19677353 | 20483177 | 0 | 0 | 0 | 0 | 0 | 0 | 0 | 0 | 0 | 0 | 0 | 0 | 0 | 0 | 0 | 0 | 0 | 0 | 0 | 0 | 12
NO |  | 61 | 2011 | 0 | 36 | 36 |  | TOTAL |  | 0 | 0 |  | 299.95 | 0 | 46 |  | 1050523 | 22017212 | 23067735 | 0 | 0 | 0 | 0 | 0 | 0 | 0 | 0 | 0 | 0 | 0 | 0 | 0 | 0 | 0 | 0 | 0 | 0 | 0 | 0 | 12
NO |  | 11 | 2011 | 0 | 1 | 1 |  | ORRINGTON | BAILEYVILLE | 345 | 0 | WOOD POLE | 84.4 | 0 | 1 | 1192 ACSR | 0 | 0 | 0 | 0 | 0 | 0 | 0 | 0 | 0 | 0 | 0 | 0 | 0 | 0 | 0 | 0 | 0 | 0 | 0 | 0 | 0 | 0 | 0 | 12
NO |  | 11 | 2011 | 0 | 2 | 2 |  | CHESTER | CHESTER | 345 | 0 | STEEL POLE | 0.18 | 0 | 0 | 1192 ACSR | 0 | 0 | 0 | 0 | 0 | 0 | 0 | 0 | 0 | 0 | 0 | 0 | 0 | 0 | 0 | 0 | 0 | 0 | 0 | 0 | 0 | 0 | 0 | 12
NO |  | 11 | 2011 | 0 | 3 | 3 |  | ELLSWORTH FALLS | TRENTON | 115 | 0 | WOOD POLE | 14.3 | 0 | 1 | 795 ACSR | 0 | 0 | 0 | 0 | 0 | 0 | 0 | 0 | 0 | 0 | 0 | 0 | 0 | 0 | 0 | 0 | 0 | 0 | 0 | 0 | 0 | 0 | 0 | 12
NO |  | 11 | 2011 | 0 | 4 | 4 |  | ORRINGTON | ELLSWORTH FALLS | 115 | 0 | WOOD POLE | 20.67 | 0 | 1 | 795 ACSR | 0 | 0 | 0 | 0 | 0 | 0 | 0 | 0 | 0 | 0 | 0 | 0 | 0 | 0 | 0 | 0 | 0 | 0 | 0 | 0 | 0 | 0 | 0 | 12
NO |  | 11 | 2011 | 0 | 5 | 5 |  | CHESTER | TA R7 WELS | 115 | 0 | H-FRAME | 17.26 | 0 | 1 | 795 ACSR | 0 | 0 | 0 | 0 | 0 | 0 | 0 | 0 | 0 | 0 | 0 | 0 | 0 | 0 | 0 | 0 | 0 | 0 | 0 | 0 | 0 | 0 | 0 | 12
NO |  | 11 | 2011 | 0 | 6 | 6 |  | CHESTER | CHESTER | 115 | 0 | H-FRAME | 0.37 | 0 | 1 | 795 ACSR | 0 | 0 | 0 | 0 | 0 | 0 | 0 | 0 | 0 | 0 | 0 | 0 | 0 | 0 | 0 | 0 | 0 | 0 | 0 | 0 | 0 | 0 | 0 | 12
NO |  | 11 | 2011 | 0 | 7 | 7 |  | ORRINGTON | BUCKSPORT | 115 | 0 | H-FRAME | 5.36 | 0 | 1 | 795 ACSR | 0 | 0 | 0 | 0 | 0 | 0 | 0 | 0 | 0 | 0 | 0 | 0 | 0 | 0 | 0 | 0 | 0 | 0 | 0 | 0 | 0 | 0 | 0 | 12
NO |  | 11 | 2011 | 0 | 8 | 8 |  | VEAZIE | JONESBORO | 115 | 0 | H-FRAME | 60.17 | 0 | 1 | 4/0 & 795 ACSR | 0 | 0 | 0 | 0 | 0 | 0 | 0 | 0 | 0 | 0 | 0 | 0 | 0 | 0 | 0 | 0 | 0 | 0 | 0 | 0 | 0 | 0 | 0 | 12
NO |  | 11 | 2011 | 0 | 9 | 9 |  | CLIFTON | ELLSWORTH FALLS | 115 | 0 | H-FRAME | 13.08 | 0 | 1 | 795 ACSR | 0 | 0 | 0 | 0 | 0 | 0 | 0 | 0 | 0 | 0 | 0 | 0 | 0 | 0 | 0 | 0 | 0 | 0 | 0 | 0 | 0 | 0 | 0 | 12
NO |  | 11 | 2011 | 0 | 10 | 10 |  | ELLSWORTH FALLS | ELLSWORTH FALLS | 115 | 0 | WOOD POLE | 0.59 | 0 | 1 | 266 & 795 ACSR | 0 | 0 | 0 | 0 | 0 | 0 | 0 | 0 | 0 | 0 | 0 | 0 | 0 | 0 | 0 | 0 | 0 | 0 | 0 | 0 | 0 | 0 | 0 | 12
NO |  | 11 | 2011 | 0 | 11 | 11 |  | COLUMBIA | HARRINGTON | 115 | 0 | H-FRAME | 4.23 | 0 | 1 | 266 ACSR | 0 | 0 | 0 | 0 | 0 | 0 | 0 | 0 | 0 | 0 | 0 | 0 | 0 | 0 | 0 | 0 | 0 | 0 | 0 | 0 | 0 | 0 | 0 | 12
NO |  | 11 | 2011 | 0 | 12 | 12 |  | ORRINGTON | BUCKSPORT | 115 | 0 | H-FRAME | 5.36 | 0 | 1 | 795 ACSR | 0 | 0 | 0 | 0 | 0 | 0 | 0 | 0 | 0 | 0 | 0 | 0 | 0 | 0 | 0 | 0 | 0 | 0 | 0 | 0 | 0 | 0 | 0 | 12
NO |  | 11 | 2011 | 0 | 13 | 13 |  | ORRINGTON | VEAZIE | 115 | 0 | STEEL POLE | 7.25 | 0 | 1 | 795 ACSR | 0 | 0 | 0 | 0 | 0 | 0 | 0 | 0 | 0 | 0 | 0 | 0 | 0 | 0 | 0 | 0 | 0 | 0 | 0 | 0 | 0 | 0 | 0 | 12
NO |  | 11 | 2011 | 0 | 14 | 14 |  | ORRINGTON | ORRINGTON | 115 | 0 | H-FRAME | 4.07 | 0 | 1 | 266 ACSR | 0 | 0 | 0 | 0 | 0 | 0 | 0 | 0 | 0 | 0 | 0 | 0 | 0 | 0 | 0 | 0 | 0 | 0 | 0 | 0 | 0 | 0 | 0 | 12
NO |  | 11 | 2011 | 0 | 15 | 15 |  | ORRINGTON | VEAZIE | 115 | 0 | H-FRAME | 7.25 | 0 | 1 | 795 ACSR | 0 | 0 | 0 | 0 | 0 | 0 | 0 | 0 | 0 | 0 | 0 | 0 | 0 | 0 | 0 | 0 | 0 | 0 | 0 | 0 | 0 | 0 | 0 | 12
NO |  | 11 | 2011 | 0 | 16 | 16 |  | ORRINGTON | VEAZIE | 115 | 0 | H-FRAME | 7.25 | 0 | 1 | 795 ACSR | 0 | 0 | 0 | 0 | 0 | 0 | 0 | 0 | 0 | 0 | 0 | 0 | 0 | 0 | 0 | 0 | 0 | 0 | 0 | 0 | 0 | 0 | 0 | 12
NO |  | 11 | 2011 | 0 | 19 | 19 |  |  |  | 46 | 0 | SUBMARINE | 0.44 | 0 | 0 |  | 0 | 0 | 0 | 0 | 0 | 0 | 0 | 0 | 0 | 0 | 0 | 0 | 0 | 0 | 0 | 0 | 0 | 0 | 0 | 0 | 0 | 0 | 0 | 12
NO |  | 11 | 2011 | 0 | 36 | 36 |  | TOTAL |  | 0 | 0 |  | 781.49 | 0 | 15 |  | 0 | 0 | 0 | 0 | 0 | 0 | 0 | 0 | 0 | 0 | 0 | 0 | 0 | 0 | 0 | 0 | 0 | 0 | 0 | 0 | 0 | 0 | 0 | 12
NO |  | 11 | 2011 | 0 | 18 | 18 |  |  |  | 46 | 0 | OVERHEAD | 282.66 | 0 | 0 |  | 0 | 0 | 0 | 0 | 0 | 0 | 0 | 0 | 0 | 0 | 0 | 0 | 0 | 0 | 0 | 0 | 0 | 0 | 0 | 0 | 0 | 0 | 0 | 12
NO |  | 11 | 2011 | 0 | 21 | 21 |  |  |  | 35 | 0 | OVERHEAD | 246.6 | 0 | 0 |  | 0 | 0 | 0 | 0 | 0 | 0 | 0 | 0 | 0 | 0 | 0 | 0 | 0 | 0 | 0 | 0 | 0 | 0 | 0 | 0 | 0 | 0 | 0 | 12
NO |  | 148 | 2011 | 0 | 1 | 1 |  | TL90-901 ONETA | CLARKSVILLE 345 (SWEPCO) | 345 | 345 | 3-16.21 | 16.21 | 0 | 1 | 2168.0 ACAR | 0 | 0 | 0 | 0 | 0 | 0 | 0 | 0 | 0 | 0 | 0 | 0 | 0 | 0 | 0 | 0 | 0 | 0 | 0 | 0 | 0 | 0 | 0 | 12
NO |  | 148 | 2011 | 0 | 2 | 2 |  | TL90-902 ONETA | RIVERSIDE POWER STATION 345 | 345 | 345 | 3-18.16 | 18.16 | 0 | 1 | 2156.0 ACSR | 0 | 0 | 0 | 0 | 0 | 0 | 0 | 0 | 0 | 0 | 0 | 0 | 0 | 0 | 0 | 0 | 0 | 0 | 0 | 0 | 0 | 0 | 0 | 12
NO |  | 148 | 2011 | 0 | 3 | 3 |  |  |  | 0 | 0 | 0 | 0 | 0 | 0 | 2168.0 ACAR | 0 | 0 | 0 | 0 | 0 | 0 | 0 | 0 | 0 | 0 | 0 | 0 | 0 | 0 | 0 | 0 | 0 | 0 | 0 | 0 | 0 | 0 | 0 | 12
NO |  | 148 | 2011 | 0 | 4 | 4 |  |  |  | 0 | 0 | 0 | 0 | 0 | 0 | 2267.0 ACAR | 0 | 0 | 0 | 0 | 0 | 0 | 0 | 0 | 0 | 0 | 0 | 0 | 0 | 0 | 0 | 0 | 0 | 0 | 0 | 0 | 0 | 0 | 0 | 12
NO |  | 148 | 2011 | 0 | 5 | 5 |  | TL90-903 NORTHEASTERN POWER | ONETA | 345 | 345 | 2-30.73 | 31.09 | 0 | 1 | 2267.0 ACAR | 0 | 0 | 0 | 0 | 0 | 0 | 0 | 0 | 0 | 0 | 0 | 0 | 0 | 0 | 0 | 0 | 0 | 0 | 0 | 0 | 0 | 0 | 0 | 12
NO |  | 148 | 2011 | 0 | 6 | 6 |  | STATION |  | 0 | 0 | 3-0.36 | 0 | 0 | 0 |  | 0 | 0 | 0 | 0 | 0 | 0 | 0 | 0 | 0 | 0 | 0 | 0 | 0 | 0 | 0 | 0 | 0 | 0 | 0 | 0 | 0 | 0 | 0 | 12
NO |  | 148 | 2011 | 0 | 7 | 7 |  | TL90-904 PITTSBURG 345 | VALLIANT 345 | 345 | 345 | 2-70.2 | 70.2 | 0 | 1 | 2x795.0 ACSR | 0 | 0 | 0 | 0 | 0 | 0 | 0 | 0 | 0 | 0 | 0 | 0 | 0 | 0 | 0 | 0 | 0 | 0 | 0 | 0 | 0 | 0 | 0 | 12
NO |  | 148 | 2011 | 0 | 8 | 8 |  | TL90-905 LYDIA (SWEPCO) | VALLIANT (PSO) | 345 | 345 | 2-20.4 | 20.4 | 0 | 1 | 2x795.0 ACSR | 0 | 0 | 0 | 0 | 0 | 0 | 0 | 0 | 0 | 0 | 0 | 0 | 0 | 0 | 0 | 0 | 0 | 0 | 0 | 0 | 0 | 0 | 0 | 12
NO |  | 148 | 2011 | 0 | 9 | 9 |  | TL90-906 RIVERSIDE POWER | SAPULPA ROAD | 345 | 345 | 1-0.5305 | 9.18 | 0 | 1 | 2156.0 ACSR | 0 | 0 | 0 | 0 | 0 | 0 | 0 | 0 | 0 | 0 | 0 | 0 | 0 | 0 | 0 | 0 | 0 | 0 | 0 | 0 | 0 | 0 | 0 | 12
NO |  | 148 | 2011 | 0 | 10 | 10 |  | STATION 345 |  | 0 | 0 | 2-7.7804 | 0 | 0 | 0 | 2267.0 ACAR | 0 | 0 | 0 | 0 | 0 | 0 | 0 | 0 | 0 | 0 | 0 | 0 | 0 | 0 | 0 | 0 | 0 | 0 | 0 | 0 | 0 | 0 | 0 | 12
NO |  | 148 | 2011 | 0 | 11 | 11 |  |  |  | 0 | 0 | 3-0.8699 | 0 | 0 | 0 |  | 0 | 0 | 0 | 0 | 0 | 0 | 0 | 0 | 0 | 0 | 0 | 0 | 0 | 0 | 0 | 0 | 0 | 0 | 0 | 0 | 0 | 0 | 0 | 12
NO |  | 148 | 2011 | 0 | 12 | 12 |  | TL90-907 RIVERSIDE POWER | REDBUD (OG&E) | 345 | 345 | 3-52.8 | 52.8 | 0 | 1 | 2167.0 ACSR | 0 | 0 | 0 | 0 | 0 | 0 | 0 | 0 | 0 | 0 | 0 | 0 | 0 | 0 | 0 | 0 | 0 | 0 | 0 | 0 | 0 | 0 | 0 | 12
NO |  | 148 | 2011 | 0 | 13 | 13 |  | STATION 345 |  | 0 | 0 | 0 | 0 | 0 | 0 | 2267.0 ACAR | 0 | 0 | 0 | 0 | 0 | 0 | 0 | 0 | 0 | 0 | 0 | 0 | 0 | 0 | 0 | 0 | 0 | 0 | 0 | 0 | 0 | 0 | 0 | 12
NO |  | 148 | 2011 | 0 | 14 | 14 |  | TL90-908 DELAWARE 345 | NORTHEASTERN STATION 345 | 345 | 345 | 2-28.22 | 29.87 | 0 | 1 | 2x795.0 ACSR | 0 | 0 | 0 | 0 | 0 | 0 | 0 | 0 | 0 | 0 | 0 | 0 | 0 | 0 | 0 | 0 | 0 | 0 | 0 | 0 | 0 | 0 | 0 | 12
NO |  | 148 | 2011 | 0 | 15 | 15 |  |  |  | 0 | 0 | 3-1.65 | 0 | 0 | 0 |  | 0 | 0 | 0 | 0 | 0 | 0 | 0 | 0 | 0 | 0 | 0 | 0 | 0 | 0 | 0 | 0 | 0 | 0 | 0 | 0 | 0 | 0 | 0 | 12
NO |  | 148 | 2011 | 0 | 16 | 16 |  | TL90-909 NORTHEASTERN | TULSA NORTH 345 | 345 | 345 | 3-22.51 | 22.51 | 0 | 1 | 2267.0 ACAR | 0 | 0 | 0 | 0 | 0 | 0 | 0 | 0 | 0 | 0 | 0 | 0 | 0 | 0 | 0 | 0 | 0 | 0 | 0 | 0 | 0 | 0 | 0 | 12
NO |  | 148 | 2011 | 0 | 17 | 17 |  | STATION |  | 0 | 0 | 0 | 0 | 0 | 0 |  | 0 | 0 | 0 | 0 | 0 | 0 | 0 | 0 | 0 | 0 | 0 | 0 | 0 | 0 | 0 | 0 | 0 | 0 | 0 | 0 | 0 | 0 | 0 | 12
NO |  | 148 | 2011 | 0 | 18 | 18 |  | TL90-914 TULSA NORTH 345 | WEKIWA | 345 | 345 | 2-17.5 | 17.5 | 0 | 1 | 2267.0 ACAR | 0 | 0 | 0 | 0 | 0 | 0 | 0 | 0 | 0 | 0 | 0 | 0 | 0 | 0 | 0 | 0 | 0 | 0 | 0 | 0 | 0 | 0 | 0 | 12
NO |  | 148 | 2011 | 0 | 19 | 19 |  | TL90-915 PITTSBURG 345 | SUNNYSIDE (OG&E) | 345 | 345 | 2-85.6 | 87.81 | 0 | 1 | 2x795.0 ACSR | 0 | 0 | 0 | 0 | 0 | 0 | 0 | 0 | 0 | 0 | 0 | 0 | 0 | 0 | 0 | 0 | 0 | 0 | 0 | 0 | 0 | 0 | 0 | 12
NO |  | 148 | 2011 | 0 | 20 | 20 |  |  |  | 0 | 0 | 3-1.8 | 0 | 0 | 0 | 2x954.0 ACSR | 0 | 0 | 0 | 0 | 0 | 0 | 0 | 0 | 0 | 0 | 0 | 0 | 0 | 0 | 0 | 0 | 0 | 0 | 0 | 0 | 0 | 0 | 0 | 12
NO |  | 148 | 2011 | 0 | 21 | 21 |  | TL90-916 LAWTON EASTSIDE | SUNNYSIDE (OG&E) | 345 | 345 | 2-69.19 | 69.8 | 1.77 | 1 | 2x795.0 ACSR | 0 | 0 | 0 | 0 | 0 | 0 | 0 | 0 | 0 | 0 | 0 | 0 | 0 | 0 | 0 | 0 | 0 | 0 | 0 | 0 | 0 | 0 | 0 | 12
NO |  | 148 | 2011 | 0 | 22 | 22 |  | 345 |  | 0 | 0 | 3-0.41 | 0 | 0 | 0 | 2x954.0 ACSR | 0 | 0 | 0 | 0 | 0 | 0 | 0 | 0 | 0 | 0 | 0 | 0 | 0 | 0 | 0 | 0 | 0 | 0 | 0 | 0 | 0 | 0 | 0 | 12
NO |  | 148 | 2011 | 0 | 23 | 23 |  | TL90-917 PITTSBURG 345 | SEMINOLE (OG&E) | 345 | 345 | 2-10.96 | 10.96 | 0 | 1 | 2x795.0 ACSR | 0 | 0 | 0 | 0 | 0 | 0 | 0 | 0 | 0 | 0 | 0 | 0 | 0 | 0 | 0 | 0 | 0 | 0 | 0 | 0 | 0 | 0 | 0 | 12
NO |  | 148 | 2011 | 0 | 24 | 24 |  | TL90-918 LAWTON EASTSIDE | OKLAUNION | 345 | 345 | 1-1.94 | 52.04 | 0.41 | 1 | 2x795.0 ACSR | 0 | 0 | 0 | 0 | 0 | 0 | 0 | 0 | 0 | 0 | 0 | 0 | 0 | 0 | 0 | 0 | 0 | 0 | 0 | 0 | 0 | 0 | 0 | 12
NO |  | 148 | 2011 | 0 | 25 | 25 |  | 345 |  | 0 | 0 | 2-50.1 | 0 | 0 | 0 | 2x954.0 ACSR | 0 | 0 | 0 | 0 | 0 | 0 | 0 | 0 | 0 | 0 | 0 | 0 | 0 | 0 | 0 | 0 | 0 | 0 | 0 | 0 | 0 | 0 | 0 | 12
NO |  | 148 | 2011 | 0 | 26 | 26 |  | TL90-919 LAWTON EASTSIDE | CIMARRON (OG&E) | 345 | 345 | 1-21.3 | 21.3 | 0 | 1 | 2x795.0 ACSR | 0 | 0 | 0 | 0 | 0 | 0 | 0 | 0 | 0 | 0 | 0 | 0 | 0 | 0 | 0 | 0 | 0 | 0 | 0 | 0 | 0 | 0 | 0 | 12
NO |  | 148 | 2011 | 0 | 27 | 27 |  | 345 |  | 0 | 0 | 0 | 0 | 0 | 0 |  | 0 | 0 | 0 | 0 | 0 | 0 | 0 | 0 | 0 | 0 | 0 | 0 | 0 | 0 | 0 | 0 | 0 | 0 | 0 | 0 | 0 | 0 | 0 | 12
NO |  | 148 | 2011 | 0 | 28 | 28 |  | TL90-921 CLARKSVILLE | MUSKOGEE (OG&E) | 345 | 345 | 3-2.54 | 2.54 | 0 | 1 | 2156.0 ACSR | 0 | 0 | 0 | 0 | 0 | 0 | 0 | 0 | 0 | 0 | 0 | 0 | 0 | 0 | 0 | 0 | 0 | 0 | 0 | 0 | 0 | 0 | 0 | 12
NO |  | 148 | 2011 | 0 | 29 | 29 |  | 345(SWEPCO) |  | 0 | 0 | 0 | 0 | 0 | 0 | 2168.0 ACAR | 0 | 0 | 0 | 0 | 0 | 0 | 0 | 0 | 0 | 0 | 0 | 0 | 0 | 0 | 0 | 0 | 0 | 0 | 0 | 0 | 0 | 0 | 0 | 12
NO |  | 148 | 2011 | 0 | 30 | 30 |  | TL90-922 DELAWARE 345 | NEOSHO (KG&E) | 345 | 345 | 2-24.48 | 24.48 | 0 | 1 | 2x795.0 ACSR | 0 | 0 | 0 | 0 | 0 | 0 | 0 | 0 | 0 | 0 | 0 | 0 | 0 | 0 | 0 | 0 | 0 | 0 | 0 | 0 | 0 | 0 | 0 | 12
NO |  | 148 | 2011 | 0 | 31 | 31 |  | TL90-923 RIVERSIDE STATION | Co-GENTRIX | 345 | 345 | SP-1.0 | 1 | 0 | 1 | 2-1272.0 ACSR | 0 | 0 | 0 | 0 | 0 | 0 | 0 | 0 | 0 | 0 | 0 | 0 | 0 | 0 | 0 | 0 | 0 | 0 | 0 | 0 | 0 | 0 | 0 | 12
NO |  | 148 | 2011 | 0 | 32 | 32 |  | TL90-924 ONETA | ONETA ENERGY CENTER (CAL | 345 | 345 | 2-0.145 | 0.14 | 0 | 1 | 2 -1272.0 ACSR | 0 | 0 | 0 | 0 | 0 | 0 | 0 | 0 | 0 | 0 | 0 | 0 | 0 | 0 | 0 | 0 | 0 | 0 | 0 | 0 | 0 | 0 | 0 | 12
NO |  | 148 | 2011 | 0 | 33 | 33 |  | TL90-925 ONETA | ONETA ENERGY CENTER (CAL | 345 | 345 | 2-0.147 | 0.15 | 0 | 1 | 2 -1272.0 ACSR | 0 | 0 | 0 | 0 | 0 | 0 | 0 | 0 | 0 | 0 | 0 | 0 | 0 | 0 | 0 | 0 | 0 | 0 | 0 | 0 | 0 | 0 | 0 | 12
NO |  | 148 | 2011 | 1 | 1 | 1 |  | TL90-927 SAPULPA ROAD | WEKIWA | 345 | 345 | 1-0.2023 | 12.44 | 0 | 1 | 2156.0 ACSR | 0 | 0 | 0 | 0 | 0 | 0 | 0 | 0 | 0 | 0 | 0 | 0 | 0 | 0 | 0 | 0 | 0 | 0 | 0 | 0 | 0 | 0 | 0 | 12
NO |  | 148 | 2011 | 1 | 2 | 2 |  |  |  | 0 | 0 | 2-10.1803 | 0 | 0 | 0 | 2267.0 ACAR | 0 | 0 | 0 | 0 | 0 | 0 | 0 | 0 | 0 | 0 | 0 | 0 | 0 | 0 | 0 | 0 | 0 | 0 | 0 | 0 | 0 | 0 | 0 | 12
NO |  | 148 | 2011 | 1 | 3 | 3 |  |  |  | 0 | 0 | 3-1.3717 | 0 | 0 | 0 |  | 0 | 0 | 0 | 0 | 0 | 0 | 0 | 0 | 0 | 0 | 0 | 0 | 0 | 0 | 0 | 0 | 0 | 0 | 0 | 0 | 0 | 0 | 0 | 12
NO |  | 148 | 2011 | 1 | 4 | 4 |  | SubTotal 345 kV Lines in OK |  | 0 | 0 |  | 570.58 | 2.18 | 21 |  | 0 | 0 | 0 | 0 | 0 | 0 | 0 | 0 | 0 | 0 | 0 | 0 | 0 | 0 | 0 | 0 | 0 | 0 | 0 | 0 | 0 | 0 | 0 | 12
NO |  | 148 | 2011 | 1 | 5 | 5 |  | TL90-918 LAWTON EASTSIDE | OKLAUNION | 345 | 345 | 2-14.35 | 14.35 | 0 | 1 | 2x795.0 ACSR | 0 | 0 | 0 | 0 | 0 | 0 | 0 | 0 | 0 | 0 | 0 | 0 | 0 | 0 | 0 | 0 | 0 | 0 | 0 | 0 | 0 | 0 | 0 | 12
NO |  | 148 | 2011 | 1 | 6 | 6 |  | 345 |  | 0 | 0 | 0 | 0 | 0 | 0 | 2x954.0 ACSR | 0 | 0 | 0 | 0 | 0 | 0 | 0 | 0 | 0 | 0 | 0 | 0 | 0 | 0 | 0 | 0 | 0 | 0 | 0 | 0 | 0 | 0 | 0 | 12
NO |  | 148 | 2011 | 1 | 7 | 7 |  | TL90-920 OKLAUNION | TUCO(SPS) | 345 | 345 | 2-0.88 | 0.88 | 0 | 1 | 2x795.0 ACSR | 0 | 0 | 0 | 0 | 0 | 0 | 0 | 0 | 0 | 0 | 0 | 0 | 0 | 0 | 0 | 0 | 0 | 0 | 0 | 0 | 0 | 0 | 0 | 12
NO |  | 148 | 2011 | 1 | 8 | 8 |  | SubTotal 345 kV Lines in TX |  | 0 | 0 |  | 15.23 | 0 | 2 |  | 0 | 0 | 0 | 0 | 0 | 0 | 0 | 0 | 0 | 0 | 0 | 0 | 0 | 0 | 0 | 0 | 0 | 0 | 0 | 0 | 0 | 0 | 0 | 12
NO |  | 148 | 2011 | 1 | 9 | 9 |  | TL90-910 TULSA NORTH 345 | GRDA #1 | 345 | 345 | 3-13.07 | 13.07 | 0 | 1 | 2267.0 ACAR | 0 | 0 | 0 | 0 | 0 | 0 | 0 | 0 | 0 | 0 | 0 | 0 | 0 | 0 | 0 | 0 | 0 | 0 | 0 | 0 | 0 | 0 | 0 | 12
NO |  | 148 | 2011 | 1 | 10 | 10 |  | SubTotal 345 kV Lines (Chan |  | 0 | 0 |  | 13.07 | 0 | 1 |  | 0 | 0 | 0 | 0 | 0 | 0 | 0 | 0 | 0 | 0 | 0 | 0 | 0 | 0 | 0 | 0 | 0 | 0 | 0 | 0 | 0 | 0 | 0 | 12
NO |  | 148 | 2011 | 1 | 11 | 11 |  | Total 345 kV Lines (All) |  | 0 | 0 |  | 598.88 | 2.18 | 24 |  | 0 | 0 | 0 | 0 | 0 | 0 | 0 | 0 | 0 | 0 | 0 | 0 | 0 | 0 | 0 | 0 | 0 | 0 | 0 | 0 | 0 | 0 | 0 | 12
NO |  | 148 | 2011 | 1 | 12 | 12 |  | TL85-100 ELK CITY | GRAPEVINE (SPS) | 230 | 230 | 2-34.12 | 34.12 | 0 | 1 | 795.0 ACSR | 0 | 0 | 0 | 0 | 0 | 0 | 0 | 0 | 0 | 0 | 0 | 0 | 0 | 0 | 0 | 0 | 0 | 0 | 0 | 0 | 0 | 0 | 0 | 12
NO |  | 148 | 2011 | 1 | 13 | 13 |  | Total 230 kV Lines (All) |  | 0 | 0 |  | 34.12 | 0 | 1 |  | 0 | 0 | 0 | 0 | 0 | 0 | 0 | 0 | 0 | 0 | 0 | 0 | 0 | 0 | 0 | 0 | 0 | 0 | 0 | 0 | 0 | 0 | 0 | 12
NO |  | 148 | 2011 | 1 | 14 | 14 |  | TL83-555 GROVE | NOEL (EDE) | 161 | 161 | 2-7.61 | 7.61 | 0.8 | 1 | (T2) 397 ACSR | 0 | 0 | 0 | 0 | 0 | 0 | 0 | 0 | 0 | 0 | 0 | 0 | 0 | 0 | 0 | 0 | 0 | 0 | 0 | 0 | 0 | 0 | 0 | 12
NO |  | 148 | 2011 | 1 | 15 | 15 |  |  |  | 0 | 0 | 0 | 0 | 0 | 0 | 795.0 ACSR | 0 | 0 | 0 | 0 | 0 | 0 | 0 | 0 | 0 | 0 | 0 | 0 | 0 | 0 | 0 | 0 | 0 | 0 | 0 | 0 | 0 | 0 | 0 | 12
NO |  | 148 | 2011 | 1 | 16 | 16 |  | Total 161 kV Lines (All) |  | 0 | 0 |  | 7.61 | 0.8 | 1 |  | 0 | 0 | 0 | 0 | 0 | 0 | 0 | 0 | 0 | 0 | 0 | 0 | 0 | 0 | 0 | 0 | 0 | 0 | 0 | 0 | 0 | 0 | 0 | 12
NO |  | 148 | 2011 | 1 | 17 | 17 |  | TL81-501 TULSA SE | KENOSHA | 138 | 138 | 1-10.54 | 10.54 | 0 | 1 | 477.0 ACSR | 0 | 0 | 0 | 0 | 0 | 0 | 0 | 0 | 0 | 0 | 0 | 0 | 0 | 0 | 0 | 0 | 0 | 0 | 0 | 0 | 0 | 0 | 0 | 12
NO |  | 148 | 2011 | 1 | 18 | 18 |  | TL81-502 FORD GLASS PLANT | TULSA SOUTHEAST | 138 | 138 | 1-4.9189 | 2.81 | 4.35 | 1 | (T2) 423 (2-4/0 | 0 | 0 | 0 | 0 | 0 | 0 | 0 | 0 | 0 | 0 | 0 | 0 | 0 | 0 | 0 | 0 | 0 | 0 | 0 | 0 | 0 | 0 | 0 | 12
NO |  | 148 | 2011 | 1 | 19 | 19 |  |  |  | 0 | 0 | 2-0.7443 | 0 | 0 | 0 | 556.5 ACSR | 0 | 0 | 0 | 0 | 0 | 0 | 0 | 0 | 0 | 0 | 0 | 0 | 0 | 0 | 0 | 0 | 0 | 0 | 0 | 0 | 0 | 0 | 0 | 12
NO |  | 148 | 2011 | 1 | 20 | 20 |  |  |  | 0 | 0 | 3-0.2298 | 0 | 0 | 0 | 795.0 ACSR | 0 | 0 | 0 | 0 | 0 | 0 | 0 | 0 | 0 | 0 | 0 | 0 | 0 | 0 | 0 | 0 | 0 | 0 | 0 | 0 | 0 | 0 | 0 | 12
NO |  | 148 | 2011 | 1 | 21 | 21 |  | TL81-503 SOUTH HUDSON | TULSA SOUTHEAST | 138 | 138 | 1-1.22 | 1.97 | 0 | 1 | 556.5 ACSR | 0 | 0 | 0 | 0 | 0 | 0 | 0 | 0 | 0 | 0 | 0 | 0 | 0 | 0 | 0 | 0 | 0 | 0 | 0 | 0 | 0 | 0 | 0 | 12
NO |  | 148 | 2011 | 1 | 22 | 22 |  |  |  | 0 | 0 | 2-0.75 | 0 | 0 | 0 |  | 0 | 0 | 0 | 0 | 0 | 0 | 0 | 0 | 0 | 0 | 0 | 0 | 0 | 0 | 0 | 0 | 0 | 0 | 0 | 0 | 0 | 0 | 0 | 12
NO |  | 148 | 2011 | 1 | 23 | 23 |  | TL81-506 CLINTON JCT | WEATHERFORD WINDFARM | 138 | 138 | 1-0.9 | 14.38 | 0 | 1 | 477.0 ACSR | 0 | 0 | 0 | 0 | 0 | 0 | 0 | 0 | 0 | 0 | 0 | 0 | 0 | 0 | 0 | 0 | 0 | 0 | 0 | 0 | 0 | 0 | 0 | 12
NO |  | 148 | 2011 | 1 | 24 | 24 |  |  |  | 0 | 0 | 2-13.48 | 0 | 0 | 0 | 795.0 ACSR | 0 | 0 | 0 | 0 | 0 | 0 | 0 | 0 | 0 | 0 | 0 | 0 | 0 | 0 | 0 | 0 | 0 | 0 | 0 | 0 | 0 | 0 | 0 | 12
NO |  | 148 | 2011 | 1 | 25 | 25 |  | TL81-507 VALLIANT 345 | WEYCO VALLIANT | 138 | 138 | 1-2.7233 | 4.37 | 0 | 1 | 477.0 ACSR | 0 | 0 | 0 | 0 | 0 | 0 | 0 | 0 | 0 | 0 | 0 | 0 | 0 | 0 | 0 | 0 | 0 | 0 | 0 | 0 | 0 | 0 | 0 | 12
NO |  | 148 | 2011 | 1 | 26 | 26 |  |  |  | 0 | 0 | 2-1.6476 | 0 | 0 | 0 | 795.0 ACSR | 0 | 0 | 0 | 0 | 0 | 0 | 0 | 0 | 0 | 0 | 0 | 0 | 0 | 0 | 0 | 0 | 0 | 0 | 0 | 0 | 0 | 0 | 0 | 12
NO |  | 148 | 2011 | 1 | 27 | 27 |  | TL81-509 CORNVILLE | NORGE ROAD | 138 | 138 | 2-4.82 | 4.89 | 0 | 1 | 397.0 ACSR | 0 | 0 | 0 | 0 | 0 | 0 | 0 | 0 | 0 | 0 | 0 | 0 | 0 | 0 | 0 | 0 | 0 | 0 | 0 | 0 | 0 | 0 | 0 | 12
NO |  | 148 | 2011 | 1 | 28 | 28 |  |  |  | 0 | 0 | 3-0.07 | 0 | 0 | 0 |  | 0 | 0 | 0 | 0 | 0 | 0 | 0 | 0 | 0 | 0 | 0 | 0 | 0 | 0 | 0 | 0 | 0 | 0 | 0 | 0 | 0 | 0 | 0 | 12
NO |  | 148 | 2011 | 1 | 29 | 29 |  | TL81-510 ELK CITY | HOBART JCT. | 138 | 138 | 2-37.65 | 37.65 | 0 | 1 | 266.8 ACSR | 0 | 0 | 0 | 0 | 0 | 0 | 0 | 0 | 0 | 0 | 0 | 0 | 0 | 0 | 0 | 0 | 0 | 0 | 0 | 0 | 0 | 0 | 0 | 12
NO |  | 148 | 2011 | 1 | 30 | 30 |  |  |  | 0 | 0 | 0 | 0 | 0 | 0 | 4/0 ACSR | 0 | 0 | 0 | 0 | 0 | 0 | 0 | 0 | 0 | 0 | 0 | 0 | 0 | 0 | 0 | 0 | 0 | 0 | 0 | 0 | 0 | 0 | 0 | 12
NO |  | 148 | 2011 | 1 | 31 | 31 |  |  |  | 0 | 0 | 0 | 0 | 0 | 0 | 477.0 ACSR | 0 | 0 | 0 | 0 | 0 | 0 | 0 | 0 | 0 | 0 | 0 | 0 | 0 | 0 | 0 | 0 | 0 | 0 | 0 | 0 | 0 | 0 | 0 | 12
NO |  | 148 | 2011 | 1 | 32 | 32 |  | TL81-511 CLINTON JCT | ELK CITY | 138 | 138 | 2-24.1 | 24.1 | 0 | 1 | 477.0 ACSR | 0 | 0 | 0 | 0 | 0 | 0 | 0 | 0 | 0 | 0 | 0 | 0 | 0 | 0 | 0 | 0 | 0 | 0 | 0 | 0 | 0 | 0 | 0 | 12
NO |  | 148 | 2011 | 2 | 1 | 1 |  | TL81-512 BROKEN ARROW 81st | ONETA | 138 | 138 | 1-8.1575 | 8.32 | 0 | 1 | (T2) 795 ACSR | 0 | 0 | 0 | 0 | 0 | 0 | 0 | 0 | 0 | 0 | 0 | 0 | 0 | 0 | 0 | 0 | 0 | 0 | 0 | 0 | 0 | 0 | 0 | 12
NO |  | 148 | 2011 | 2 | 2 | 2 |  |  |  | 0 | 0 | 0 | 0 | 0 | 0 | 1272.0 ACSR | 0 | 0 | 0 | 0 | 0 | 0 | 0 | 0 | 0 | 0 | 0 | 0 | 0 | 0 | 0 | 0 | 0 | 0 | 0 | 0 | 0 | 0 | 0 | 12
NO |  | 148 | 2011 | 2 | 3 | 3 |  |  |  | 0 | 0 | 0 | 0 | 0 | 0 | 1590.0 ACSR | 0 | 0 | 0 | 0 | 0 | 0 | 0 | 0 | 0 | 0 | 0 | 0 | 0 | 0 | 0 | 0 | 0 | 0 | 0 | 0 | 0 | 0 | 0 | 12
NO |  | 148 | 2011 | 2 | 4 | 4 |  |  |  | 0 | 0 | 0 | 0 | 0 | 0 | 477.0 ACSR | 0 | 0 | 0 | 0 | 0 | 0 | 0 | 0 | 0 | 0 | 0 | 0 | 0 | 0 | 0 | 0 | 0 | 0 | 0 | 0 | 0 | 0 | 0 | 12
NO |  | 148 | 2011 | 2 | 5 | 5 |  |  |  | 0 | 0 | 0 | 0 | 0 | 0 | 795.0 ACSR | 0 | 0 | 0 | 0 | 0 | 0 | 0 | 0 | 0 | 0 | 0 | 0 | 0 | 0 | 0 | 0 | 0 | 0 | 0 | 0 | 0 | 0 | 0 | 12
NO |  | 148 | 2011 | 2 | 6 | 6 |  | TL81-513 RIVERSIDE POWER | 96TH and YALE | 138 | 138 | 1-3.29 | 6.56 | 1.87 | 1 | 1272.0 ACSR | 0 | 0 | 0 | 0 | 0 | 0 | 0 | 0 | 0 | 0 | 0 | 0 | 0 | 0 | 0 | 0 | 0 | 0 | 0 | 0 | 0 | 0 | 0 | 12
NO |  | 148 | 2011 | 2 | 7 | 7 |  | STATION 138 |  | 0 | 0 | 2-3.27 | 0 | 0 | 0 | 266.8 ACSR | 0 | 0 | 0 | 0 | 0 | 0 | 0 | 0 | 0 | 0 | 0 | 0 | 0 | 0 | 0 | 0 | 0 | 0 | 0 | 0 | 0 | 0 | 0 | 12
NO |  | 148 | 2011 | 2 | 8 | 8 |  |  |  | 0 | 0 | 0 | 0 | 0 | 0 | 2x477.0 ACSR | 0 | 0 | 0 | 0 | 0 | 0 | 0 | 0 | 0 | 0 | 0 | 0 | 0 | 0 | 0 | 0 | 0 | 0 | 0 | 0 | 0 | 0 | 0 | 12
NO |  | 148 | 2011 | 2 | 9 | 9 |  |  |  | 0 | 0 | 0 | 0 | 0 | 0 | 2x795.0 ACSR | 0 | 0 | 0 | 0 | 0 | 0 | 0 | 0 | 0 | 0 | 0 | 0 | 0 | 0 | 0 | 0 | 0 | 0 | 0 | 0 | 0 | 0 | 0 | 12
NO |  | 148 | 2011 | 2 | 10 | 10 |  |  |  | 0 | 0 | 0 | 0 | 0 | 0 | 477.0 ACSR | 0 | 0 | 0 | 0 | 0 | 0 | 0 | 0 | 0 | 0 | 0 | 0 | 0 | 0 | 0 | 0 | 0 | 0 | 0 | 0 | 0 | 0 | 0 | 12
NO |  | 148 | 2011 | 2 | 11 | 11 |  | TL81-514 BIXBY 111TH | ONETA | 138 | 138 | 1-5.7854 | 5.77 | 6 | 1 | 1272.0 ACSR | 0 | 0 | 0 | 0 | 0 | 0 | 0 | 0 | 0 | 0 | 0 | 0 | 0 | 0 | 0 | 0 | 0 | 0 | 0 | 0 | 0 | 0 | 0 | 12
NO |  | 148 | 2011 | 2 | 12 | 12 |  |  |  | 0 | 0 | 0 | 0 | 0 | 0 | 477.0 ACSR | 0 | 0 | 0 | 0 | 0 | 0 | 0 | 0 | 0 | 0 | 0 | 0 | 0 | 0 | 0 | 0 | 0 | 0 | 0 | 0 | 0 | 0 | 0 | 12
NO |  | 148 | 2011 | 2 | 13 | 13 |  | TL81-515 COMANCHE STATION | LAWTON EASTSIDE | 138 | 138 | NONE | 0 | 5.22 | 1 | 795.0 ACSR | 0 | 0 | 0 | 0 | 0 | 0 | 0 | 0 | 0 | 0 | 0 | 0 | 0 | 0 | 0 | 0 | 0 | 0 | 0 | 0 | 0 | 0 | 0 | 12
NO |  | 148 | 2011 | 2 | 14 | 14 |  |  |  | 0 | 0 | 0 | 0 | 0 | 0 |  | 0 | 0 | 0 | 0 | 0 | 0 | 0 | 0 | 0 | 0 | 0 | 0 | 0 | 0 | 0 | 0 | 0 | 0 | 0 | 0 | 0 | 0 | 0 | 12
NO |  | 148 | 2011 | 2 | 15 | 15 |  | TL81-516 IDABEL | VALLIANT 345 | 138 | 138 | 2-18.29 | 18.29 | 0 | 1 | 795.0 ACSR | 0 | 0 | 0 | 0 | 0 | 0 | 0 | 0 | 0 | 0 | 0 | 0 | 0 | 0 | 0 | 0 | 0 | 0 | 0 | 0 | 0 | 0 | 0 | 12
NO |  | 148 | 2011 | 2 | 16 | 16 |  |  |  | 0 | 0 | 0 | 0 | 0 | 0 | 795.0 Self Dampi | 0 | 0 | 0 | 0 | 0 | 0 | 0 | 0 | 0 | 0 | 0 | 0 | 0 | 0 | 0 | 0 | 0 | 0 | 0 | 0 | 0 | 0 | 0 | 12
NO |  | 148 | 2011 | 2 | 17 | 17 |  | TL81-517 SWPA | Explorer Holdenville | 138 | 138 | 1-0.45 | 0.45 | 0 | 1 | 336.4 ACSR | 0 | 0 | 0 | 0 | 0 | 0 | 0 | 0 | 0 | 0 | 0 | 0 | 0 | 0 | 0 | 0 | 0 | 0 | 0 | 0 | 0 | 0 | 0 | 12
NO |  | 148 | 2011 | 2 | 18 | 18 |  |  |  | 0 | 0 | 0 | 0 | 0 | 0 | 397.0 ACSR | 0 | 0 | 0 | 0 | 0 | 0 | 0 | 0 | 0 | 0 | 0 | 0 | 0 | 0 | 0 | 0 | 0 | 0 | 0 | 0 | 0 | 0 | 0 | 12
NO |  | 148 | 2011 | 2 | 19 | 19 |  | TL81-518 TULSA NORTH | WEST EDISON | 138 | 138 | 1-9.47 | 12.67 | 0 | 1 | 477.0 ACSR | 0 | 0 | 0 | 0 | 0 | 0 | 0 | 0 | 0 | 0 | 0 | 0 | 0 | 0 | 0 | 0 | 0 | 0 | 0 | 0 | 0 | 0 | 0 | 12
NO |  | 148 | 2011 | 2 | 20 | 20 |  |  |  | 0 | 0 | 2-3.2 | 0 | 0 | 0 | 795.0 ACSR | 0 | 0 | 0 | 0 | 0 | 0 | 0 | 0 | 0 | 0 | 0 | 0 | 0 | 0 | 0 | 0 | 0 | 0 | 0 | 0 | 0 | 0 | 0 | 12
NO |  | 148 | 2011 | 2 | 21 | 21 |  | TL81-519 TULSA POWER | 36TH & LEWIS | 138 | 138 | 1-1.41 | 2.01 | 0 | 1 | 2156.0 ACSR | 0 | 0 | 0 | 0 | 0 | 0 | 0 | 0 | 0 | 0 | 0 | 0 | 0 | 0 | 0 | 0 | 0 | 0 | 0 | 0 | 0 | 0 | 0 | 12
NO |  | 148 | 2011 | 2 | 22 | 22 |  | STATION |  | 0 | 0 | 3-0.6 | 0 | 0 | 0 | 2x795.0 ACSR | 0 | 0 | 0 | 0 | 0 | 0 | 0 | 0 | 0 | 0 | 0 | 0 | 0 | 0 | 0 | 0 | 0 | 0 | 0 | 0 | 0 | 0 | 0 | 12
NO |  | 148 | 2011 | 2 | 23 | 23 |  | TL81-520 TULSA SOUTHEAST | 36TH & LEWIS | 138 | 138 | 1-8.5682 | 8.48 | 0.1 | 1 | 1272.0 ACSR | 0 | 0 | 0 | 0 | 0 | 0 | 0 | 0 | 0 | 0 | 0 | 0 | 0 | 0 | 0 | 0 | 0 | 0 | 0 | 0 | 0 | 0 | 0 | 12
NO |  | 148 | 2011 | 2 | 24 | 24 |  |  |  | 0 | 0 | 0 | 0 | 0 | 0 | 477.0 ACSR | 0 | 0 | 0 | 0 | 0 | 0 | 0 | 0 | 0 | 0 | 0 | 0 | 0 | 0 | 0 | 0 | 0 | 0 | 0 | 0 | 0 | 0 | 0 | 12
NO |  | 148 | 2011 | 2 | 25 | 25 |  | TL81-521 SAPULPA ROAD | TULSA POWER STATION | 138 | 138 | 1-11.552 | 13.79 | 0.09 | 1 | (T2) 636 ACSR | 0 | 0 | 0 | 0 | 0 | 0 | 0 | 0 | 0 | 0 | 0 | 0 | 0 | 0 | 0 | 0 | 0 | 0 | 0 | 0 | 0 | 0 | 0 | 12
NO |  | 148 | 2011 | 2 | 26 | 26 |  |  |  | 0 | 0 | 2-1.5899 | 0 | 0 | 0 | 477.0 ACSR | 0 | 0 | 0 | 0 | 0 | 0 | 0 | 0 | 0 | 0 | 0 | 0 | 0 | 0 | 0 | 0 | 0 | 0 | 0 | 0 | 0 | 0 | 0 | 12
NO |  | 148 | 2011 | 2 | 27 | 27 |  |  |  | 0 | 0 | 3-0.6524 | 0 | 0 | 0 | 559.6 AAAC | 0 | 0 | 0 | 0 | 0 | 0 | 0 | 0 | 0 | 0 | 0 | 0 | 0 | 0 | 0 | 0 | 0 | 0 | 0 | 0 | 0 | 0 | 0 | 12
NO |  | 148 | 2011 | 2 | 28 | 28 |  |  |  | 0 | 0 | 0 | 0 | 0 | 0 | 795.0 ACSR | 0 | 0 | 0 | 0 | 0 | 0 | 0 | 0 | 0 | 0 | 0 | 0 | 0 | 0 | 0 | 0 | 0 | 0 | 0 | 0 | 0 | 0 | 0 | 12
NO |  | 148 | 2011 | 2 | 29 | 29 |  | TL81-522 RIVERSIDE POWER | TULSA POWER STATION | 138 | 138 | 1-1.1224 | 5.82 | 3.04 | 1 | 556.5 ACSR | 0 | 0 | 0 | 0 | 0 | 0 | 0 | 0 | 0 | 0 | 0 | 0 | 0 | 0 | 0 | 0 | 0 | 0 | 0 | 0 | 0 | 0 | 0 | 12
NO |  | 148 | 2011 | 2 | 30 | 30 |  | STATION 138 |  | 0 | 0 | 2-5.3941 | 0 | 0 | 0 | 795.0 ACSR | 0 | 0 | 0 | 0 | 0 | 0 | 0 | 0 | 0 | 0 | 0 | 0 | 0 | 0 | 0 | 0 | 0 | 0 | 0 | 0 | 0 | 0 | 0 | 12
NO |  | 148 | 2011 | 2 | 31 | 31 |  |  |  | 0 | 0 | 3-2.0254 | 0 | 0 | 0 |  | 0 | 0 | 0 | 0 | 0 | 0 | 0 | 0 | 0 | 0 | 0 | 0 | 0 | 0 | 0 | 0 | 0 | 0 | 0 | 0 | 0 | 0 | 0 | 12
NO |  | 148 | 2011 | 2 | 32 | 32 |  | TL81-523 RIVERSIDE POWER | BEELINE (OG&E) | 138 | 138 | 3-1.9 | 0 | 1.9 | 1 | 1272.0 ACSR | 0 | 0 | 0 | 0 | 0 | 0 | 0 | 0 | 0 | 0 | 0 | 0 | 0 | 0 | 0 | 0 | 0 | 0 | 0 | 0 | 0 | 0 | 0 | 12
NO |  | 148 | 2011 | 2 | 33 | 33 |  | STATION 138 |  | 0 | 0 | 0 | 0 | 0 | 0 |  | 0 | 0 | 0 | 0 | 0 | 0 | 0 | 0 | 0 | 0 | 0 | 0 | 0 | 0 | 0 | 0 | 0 | 0 | 0 | 0 | 0 | 0 | 0 | 12
NO |  | 148 | 2011 | 3 | 1 | 1 |  | TL81-524 SAND SPRINGS | DENVER | 138 | 138 | 1-7.33 | 7.33 | 0 | 1 | 397.0 ACSR | 0 | 0 | 0 | 0 | 0 | 0 | 0 | 0 | 0 | 0 | 0 | 0 | 0 | 0 | 0 | 0 | 0 | 0 | 0 | 0 | 0 | 0 | 0 | 12
NO |  | 148 | 2011 | 3 | 2 | 2 |  |  |  | 0 | 0 | 0 | 0 | 0 | 0 | 477.0 ACSR | 0 | 0 | 0 | 0 | 0 | 0 | 0 | 0 | 0 | 0 | 0 | 0 | 0 | 0 | 0 | 0 | 0 | 0 | 0 | 0 | 0 | 0 | 0 | 12
NO |  | 148 | 2011 | 3 | 3 | 3 |  |  |  | 0 | 0 | 0 | 0 | 0 | 0 | 556.5 ACSR | 0 | 0 | 0 | 0 | 0 | 0 | 0 | 0 | 0 | 0 | 0 | 0 | 0 | 0 | 0 | 0 | 0 | 0 | 0 | 0 | 0 | 0 | 0 | 12
NO |  | 148 | 2011 | 3 | 4 | 4 |  |  |  | 0 | 0 | 0 | 0 | 0 | 0 | 636.0 ACSR | 0 | 0 | 0 | 0 | 0 | 0 | 0 | 0 | 0 | 0 | 0 | 0 | 0 | 0 | 0 | 0 | 0 | 0 | 0 | 0 | 0 | 0 | 0 | 12
NO |  | 148 | 2011 | 3 | 5 | 5 |  | TL81-525 TULSA STATION | DENVER | 138 | 138 | 1-5.56 | 5.56 | 0.41 | 1 | 477.0 ACSR | 0 | 0 | 0 | 0 | 0 | 0 | 0 | 0 | 0 | 0 | 0 | 0 | 0 | 0 | 0 | 0 | 0 | 0 | 0 | 0 | 0 | 0 | 0 | 12
NO |  | 148 | 2011 | 3 | 6 | 6 |  |  |  | 0 | 0 | 0 | 0 | 0 | 0 | 795.0 AAC | 0 | 0 | 0 | 0 | 0 | 0 | 0 | 0 | 0 | 0 | 0 | 0 | 0 | 0 | 0 | 0 | 0 | 0 | 0 | 0 | 0 | 0 | 0 | 12
NO |  | 148 | 2011 | 3 | 7 | 7 |  |  |  | 0 | 0 | 0 | 0 | 0 | 0 | 795.0 ACSR | 0 | 0 | 0 | 0 | 0 | 0 | 0 | 0 | 0 | 0 | 0 | 0 | 0 | 0 | 0 | 0 | 0 | 0 | 0 | 0 | 0 | 0 | 0 | 12
NO |  | 148 | 2011 | 3 | 8 | 8 |  | TL81-526 CATOOSA | PRYOR CREEK | 138 | 138 | 1-18.24 | 31.86 | 12.56 | 1 | (T2) 423 (2-4/0 | 0 | 0 | 0 | 0 | 0 | 0 | 0 | 0 | 0 | 0 | 0 | 0 | 0 | 0 | 0 | 0 | 0 | 0 | 0 | 0 | 0 | 0 | 0 | 12
NO |  | 148 | 2011 | 3 | 9 | 9 |  |  |  | 0 | 0 | 2-13.42 | 0 | 0 | 0 | 1272.0 ACSR | 0 | 0 | 0 | 0 | 0 | 0 | 0 | 0 | 0 | 0 | 0 | 0 | 0 | 0 | 0 | 0 | 0 | 0 | 0 | 0 | 0 | 0 | 0 | 12
NO |  | 148 | 2011 | 3 | 10 | 10 |  |  |  | 0 | 0 | 3-0.2 | 0 | 0 | 0 | 477.0 ACSR | 0 | 0 | 0 | 0 | 0 | 0 | 0 | 0 | 0 | 0 | 0 | 0 | 0 | 0 | 0 | 0 | 0 | 0 | 0 | 0 | 0 | 0 | 0 | 12
NO |  | 148 | 2011 | 3 | 11 | 11 |  |  |  | 0 | 0 | 0 | 0 | 0 | 0 | 795.0 ACSR | 0 | 0 | 0 | 0 | 0 | 0 | 0 | 0 | 0 | 0 | 0 | 0 | 0 | 0 | 0 | 0 | 0 | 0 | 0 | 0 | 0 | 0 | 0 | 12
NO |  | 148 | 2011 | 3 | 12 | 12 |  | TL81-527 LAWTON EASTSIDE | LAWTON 112TH & W. GORE | 138 | 138 | 1-16.03 | 16.03 | 0 | 1 | 795.0 ACSR | 0 | 0 | 0 | 0 | 0 | 0 | 0 | 0 | 0 | 0 | 0 | 0 | 0 | 0 | 0 | 0 | 0 | 0 | 0 | 0 | 0 | 0 | 0 | 12
NO |  | 148 | 2011 | 3 | 13 | 13 |  | TL81-528 TULSA NORTH 138 | WEKIWA | 138 | 138 | 1-5.82 | 25.67 | 0 | 1 | 1272.0 ACSR | 0 | 0 | 0 | 0 | 0 | 0 | 0 | 0 | 0 | 0 | 0 | 0 | 0 | 0 | 0 | 0 | 0 | 0 | 0 | 0 | 0 | 0 | 0 | 12
NO |  | 148 | 2011 | 3 | 14 | 14 |  |  |  | 0 | 0 | 2-9.01 | 0 | 0 | 0 | 266.8 ACSR | 0 | 0 | 0 | 0 | 0 | 0 | 0 | 0 | 0 | 0 | 0 | 0 | 0 | 0 | 0 | 0 | 0 | 0 | 0 | 0 | 0 | 0 | 0 | 12
NO |  | 148 | 2011 | 3 | 15 | 15 |  |  |  | 0 | 0 | 3-10.84 | 0 | 0 | 0 | 477.0 ACSR | 0 | 0 | 0 | 0 | 0 | 0 | 0 | 0 | 0 | 0 | 0 | 0 | 0 | 0 | 0 | 0 | 0 | 0 | 0 | 0 | 0 | 0 | 0 | 12
NO |  | 148 | 2011 | 3 | 16 | 16 |  |  |  | 0 | 0 | 0 | 0 | 0 | 0 | 636.0 ACSR | 0 | 0 | 0 | 0 | 0 | 0 | 0 | 0 | 0 | 0 | 0 | 0 | 0 | 0 | 0 | 0 | 0 | 0 | 0 | 0 | 0 | 0 | 0 | 12
NO |  | 148 | 2011 | 3 | 17 | 17 |  |  |  | 0 | 0 | 0 | 0 | 0 | 0 | 795.0 ACSR | 0 | 0 | 0 | 0 | 0 | 0 | 0 | 0 | 0 | 0 | 0 | 0 | 0 | 0 | 0 | 0 | 0 | 0 | 0 | 0 | 0 | 0 | 0 | 12
NO |  | 148 | 2011 | 3 | 18 | 18 |  | TL81-529 WEKIWA SUB | KEYSTONE (SWPA) | 138 | 138 | 2-1.98 | 1.98 | 0 | 1 | 477.0 ACSR | 0 | 0 | 0 | 0 | 0 | 0 | 0 | 0 | 0 | 0 | 0 | 0 | 0 | 0 | 0 | 0 | 0 | 0 | 0 | 0 | 0 | 0 | 0 | 12
NO |  | 148 | 2011 | 3 | 19 | 19 |  | TL81-530 RIVERSIDE 138 | RIVERSIDE 345 | 138 | 138 | 1-0.993 | 0.99 | 0 | 1 | 2 -2156.0 ACSR | 0 | 0 | 0 | 0 | 0 | 0 | 0 | 0 | 0 | 0 | 0 | 0 | 0 | 0 | 0 | 0 | 0 | 0 | 0 | 0 | 0 | 0 | 0 | 12
NO |  | 148 | 2011 | 3 | 20 | 20 |  | TL81-531 HOLLIS | HOLLIS (TNC INTERCONNECT) | 138 | 138 | 1-5.45 | 5.45 | 0 | 1 | 477.0 ACSR | 0 | 0 | 0 | 0 | 0 | 0 | 0 | 0 | 0 | 0 | 0 | 0 | 0 | 0 | 0 | 0 | 0 | 0 | 0 | 0 | 0 | 0 | 0 | 12
NO |  | 148 | 2011 | 3 | 21 | 21 |  | TL81-534 SHEFFIELD STEEL CO | WEKIWA | 138 | 138 | 1-5.38 | 6.71 | 0.69 | 1 | 1272.0 ACSR | 0 | 0 | 0 | 0 | 0 | 0 | 0 | 0 | 0 | 0 | 0 | 0 | 0 | 0 | 0 | 0 | 0 | 0 | 0 | 0 | 0 | 0 | 0 | 12
NO |  | 148 | 2011 | 3 | 22 | 22 |  |  |  | 0 | 0 | 2-1.33 | 0 | 0 | 0 | 795.0 ACSR | 0 | 0 | 0 | 0 | 0 | 0 | 0 | 0 | 0 | 0 | 0 | 0 | 0 | 0 | 0 | 0 | 0 | 0 | 0 | 0 | 0 | 0 | 0 | 12
NO |  | 148 | 2011 | 3 | 23 | 23 |  | TL81-536 SHIDLER | OSAGE (OG&E) | 138 | 138 | 2-5.31 | 5.31 | 0 | 1 | 336.4 ACSR | 0 | 0 | 0 | 0 | 0 | 0 | 0 | 0 | 0 | 0 | 0 | 0 | 0 | 0 | 0 | 0 | 0 | 0 | 0 | 0 | 0 | 0 | 0 | 12
NO |  | 148 | 2011 | 3 | 24 | 24 |  |  |  | 0 | 0 | 0 | 0 | 0 | 0 | 477.0 ACSR | 0 | 0 | 0 | 0 | 0 | 0 | 0 | 0 | 0 | 0 | 0 | 0 | 0 | 0 | 0 | 0 | 0 | 0 | 0 | 0 | 0 | 0 | 0 | 12
NO |  | 148 | 2011 | 3 | 25 | 25 |  | TL81-537 ELK CITY | ERICK (WFEC) | 138 | 138 | 1-29.1372 | 29.14 | 0 | 1 | (T2) 423 (2-4/0 | 0 | 0 | 0 | 0 | 0 | 0 | 0 | 0 | 0 | 0 | 0 | 0 | 0 | 0 | 0 | 0 | 0 | 0 | 0 | 0 | 0 | 0 | 0 | 12
NO |  | 148 | 2011 | 3 | 26 | 26 |  | TL81-539 LONE OAK | MCALESTER | 138 | 138 | 1-19.357 | 19.36 | 0 | 1 | 4/0 ACSR | 0 | 0 | 0 | 0 | 0 | 0 | 0 | 0 | 0 | 0 | 0 | 0 | 0 | 0 | 0 | 0 | 0 | 0 | 0 | 0 | 0 | 0 | 0 | 12
NO |  | 148 | 2011 | 3 | 27 | 27 |  |  |  | 0 | 0 | 0 | 0 | 0 | 0 | 477.0 ACSS | 0 | 0 | 0 | 0 | 0 | 0 | 0 | 0 | 0 | 0 | 0 | 0 | 0 | 0 | 0 | 0 | 0 | 0 | 0 | 0 | 0 | 0 | 0 | 12
NO |  | 148 | 2011 | 3 | 28 | 28 |  |  |  | 0 | 0 | 0 | 0 | 0 | 0 | 556.5 ACSR | 0 | 0 | 0 | 0 | 0 | 0 | 0 | 0 | 0 | 0 | 0 | 0 | 0 | 0 | 0 | 0 | 0 | 0 | 0 | 0 | 0 | 0 | 0 | 12
NO |  | 148 | 2011 | 3 | 29 | 29 |  |  |  | 0 | 0 | 0 | 0 | 0 | 0 | 795.0 ACSR | 0 | 0 | 0 | 0 | 0 | 0 | 0 | 0 | 0 | 0 | 0 | 0 | 0 | 0 | 0 | 0 | 0 | 0 | 0 | 0 | 0 | 0 | 0 | 12
NO |  | 148 | 2011 | 3 | 30 | 30 |  | TL81-540 LAWTON EASTSIDE | LAWTON SHERIDAN ROAD | 138 | 138 | 1-7.43 | 7.43 | 0 | 1 | 1272.0 ACSR | 0 | 0 | 0 | 0 | 0 | 0 | 0 | 0 | 0 | 0 | 0 | 0 | 0 | 0 | 0 | 0 | 0 | 0 | 0 | 0 | 0 | 0 | 0 | 12
NO |  | 148 | 2011 | 3 | 31 | 31 |  | TL81-541 LAWTON SHERIDAN | LAWTON 112TH & W GORE | 138 | 138 | 1-11.9495 | 11.95 | 0 | 1 | 1272.0 ACSR | 0 | 0 | 0 | 0 | 0 | 0 | 0 | 0 | 0 | 0 | 0 | 0 | 0 | 0 | 0 | 0 | 0 | 0 | 0 | 0 | 0 | 0 | 0 | 12
NO |  | 148 | 2011 | 3 | 32 | 32 |  | ROAD |  | 0 | 0 | 0 | 0 | 0 | 0 | 477.0 ACSR | 0 | 0 | 0 | 0 | 0 | 0 | 0 | 0 | 0 | 0 | 0 | 0 | 0 | 0 | 0 | 0 | 0 | 0 | 0 | 0 | 0 | 0 | 0 | 12
NO |  | 148 | 2011 | 3 | 33 | 33 |  | TL81-542 LAWTON 112TH W | SNYDER | 138 | 138 | 1-8.2183 | 28.17 | 0.45 | 1 | 3/0 ACSR | 0 | 0 | 0 | 0 | 0 | 0 | 0 | 0 | 0 | 0 | 0 | 0 | 0 | 0 | 0 | 0 | 0 | 0 | 0 | 0 | 0 | 0 | 0 | 12
NO |  | 148 | 2011 | 3 | 34 | 34 |  | GORE |  | 0 | 0 | 2-20.4036 | 0 | 0 | 0 | 477.0 ACSR | 0 | 0 | 0 | 0 | 0 | 0 | 0 | 0 | 0 | 0 | 0 | 0 | 0 | 0 | 0 | 0 | 0 | 0 | 0 | 0 | 0 | 0 | 0 | 12
NO |  | 148 | 2011 | 3 | 35 | 35 |  | TL81-543 LAWTON GOODYEAR | LAWTON 112TH & W. GORE | 138 | 138 | 1-0.59 | 0.59 | 0 | 1 | 477.0 ACSR | 0 | 0 | 0 | 0 | 0 | 0 | 0 | 0 | 0 | 0 | 0 | 0 | 0 | 0 | 0 | 0 | 0 | 0 | 0 | 0 | 0 | 0 | 0 | 12
NO |  | 148 | 2011 | 4 | 1 | 1 |  | TL81-544 KIMBERLY CLARK | RIVERSIDE 138 | 138 | 138 | 1-2.494 | 2.59 | 1.6 | 1 | 1272.0 ACSR | 0 | 0 | 0 | 0 | 0 | 0 | 0 | 0 | 0 | 0 | 0 | 0 | 0 | 0 | 0 | 0 | 0 | 0 | 0 | 0 | 0 | 0 | 0 | 12
NO |  | 148 | 2011 | 4 | 2 | 2 |  |  |  | 0 | 0 | 2-0.1 | 0 | 0 | 0 |  | 0 | 0 | 0 | 0 | 0 | 0 | 0 | 0 | 0 | 0 | 0 | 0 | 0 | 0 | 0 | 0 | 0 | 0 | 0 | 0 | 0 | 0 | 0 | 12
NO |  | 148 | 2011 | 4 | 3 | 3 |  | TL81-545 NORTHEASTERN POWER | VINITA JCT | 138 | 138 | 1-15.89 | 48.12 | 0 | 1 | (T2) 636 ACSR | 0 | 0 | 0 | 0 | 0 | 0 | 0 | 0 | 0 | 0 | 0 | 0 | 0 | 0 | 0 | 0 | 0 | 0 | 0 | 0 | 0 | 0 | 0 | 12
NO |  | 148 | 2011 | 4 | 4 | 4 |  | STATION |  | 0 | 0 | 2-32.23 | 0 | 0 | 0 | 1272.0 ACSR | 0 | 0 | 0 | 0 | 0 | 0 | 0 | 0 | 0 | 0 | 0 | 0 | 0 | 0 | 0 | 0 | 0 | 0 | 0 | 0 | 0 | 0 | 0 | 12
NO |  | 148 | 2011 | 4 | 5 | 5 |  |  |  | 0 | 0 | 0 | 0 | 0 | 0 | 477.0 ACSR | 0 | 0 | 0 | 0 | 0 | 0 | 0 | 0 | 0 | 0 | 0 | 0 | 0 | 0 | 0 | 0 | 0 | 0 | 0 | 0 | 0 | 0 | 0 | 12
NO |  | 148 | 2011 | 4 | 6 | 6 |  | TL81-546 MAID | PRYOR JCT. | 138 | 138 | 1-1.3127 | 6.98 | 0 | 1 | 1272.0 ACSR | 0 | 0 | 0 | 0 | 0 | 0 | 0 | 0 | 0 | 0 | 0 | 0 | 0 | 0 | 0 | 0 | 0 | 0 | 0 | 0 | 0 | 0 | 0 | 12
NO |  | 148 | 2011 | 4 | 7 | 7 |  |  |  | 0 | 0 | 2-5.6704 | 0 | 0 | 0 | 477.0 ACSS | 0 | 0 | 0 | 0 | 0 | 0 | 0 | 0 | 0 | 0 | 0 | 0 | 0 | 0 | 0 | 0 | 0 | 0 | 0 | 0 | 0 | 0 | 0 | 12
NO |  | 148 | 2011 | 4 | 8 | 8 |  | TL81-547 CATOOSA | MINGO ROAD AIRPORT | 138 | 138 | 1-2.44 | 8.35 | 0 | 1 | (T2) 636 ACSR | 0 | 0 | 0 | 0 | 0 | 0 | 0 | 0 | 0 | 0 | 0 | 0 | 0 | 0 | 0 | 0 | 0 | 0 | 0 | 0 | 0 | 0 | 0 | 12
NO |  | 148 | 2011 | 4 | 9 | 9 |  |  |  | 0 | 0 | 2-5.91 | 0 | 0 | 0 | 1272.0 ACSR | 0 | 0 | 0 | 0 | 0 | 0 | 0 | 0 | 0 | 0 | 0 | 0 | 0 | 0 | 0 | 0 | 0 | 0 | 0 | 0 | 0 | 0 | 0 | 12
NO |  | 148 | 2011 | 4 | 10 | 10 |  | TL81-548 AMERICAN AIRLINES | TULSA NORTH 138 | 138 | 138 | 1-8.825 | 11.98 | 0 | 1 | (T2) 397 ACSR | 0 | 0 | 0 | 0 | 0 | 0 | 0 | 0 | 0 | 0 | 0 | 0 | 0 | 0 | 0 | 0 | 0 | 0 | 0 | 0 | 0 | 0 | 0 | 12
NO |  | 148 | 2011 | 4 | 11 | 11 |  |  |  | 0 | 0 | 2-3.16 | 0 | 0 | 0 | (T2) 636 ACSR | 0 | 0 | 0 | 0 | 0 | 0 | 0 | 0 | 0 | 0 | 0 | 0 | 0 | 0 | 0 | 0 | 0 | 0 | 0 | 0 | 0 | 0 | 0 | 12
NO |  | 148 | 2011 | 4 | 12 | 12 |  |  |  | 0 | 0 | 0 | 0 | 0 | 0 | 1272.0 ACSR | 0 | 0 | 0 | 0 | 0 | 0 | 0 | 0 | 0 | 0 | 0 | 0 | 0 | 0 | 0 | 0 | 0 | 0 | 0 | 0 | 0 | 0 | 0 | 12
NO |  | 148 | 2011 | 4 | 13 | 13 |  | TL81-549 BARTLESVILLE | NOWATA | 138 | 138 | 1-14.36 | 14.51 | 0 | 1 | (T2) 397 ACSR | 0 | 0 | 0 | 0 | 0 | 0 | 0 | 0 | 0 | 0 | 0 | 0 | 0 | 0 | 0 | 0 | 0 | 0 | 0 | 0 | 0 | 0 | 0 | 12
NO |  | 148 | 2011 | 4 | 14 | 14 |  | SOUTHEAST |  | 0 | 0 | 2-0.15 | 0 | 0 | 0 | 795.0 ACSR | 0 | 0 | 0 | 0 | 0 | 0 | 0 | 0 | 0 | 0 | 0 | 0 | 0 | 0 | 0 | 0 | 0 | 0 | 0 | 0 | 0 | 0 | 0 | 12
NO |  | 148 | 2011 | 4 | 15 | 15 |  | TL81-550 RIVERSIDE POWER | TULSA POWER STATION | 138 | 138 | 1-12.3613 | 14.01 | 0 | 1 | (T2) 636 ACSR | 0 | 0 | 0 | 0 | 0 | 0 | 0 | 0 | 0 | 0 | 0 | 0 | 0 | 0 | 0 | 0 | 0 | 0 | 0 | 0 | 0 | 0 | 0 | 12
NO |  | 148 | 2011 | 4 | 16 | 16 |  | STATION 138 |  | 0 | 0 | 2-1.6513 | 0 | 0 | 0 | 1272.0 ACSR | 0 | 0 | 0 | 0 | 0 | 0 | 0 | 0 | 0 | 0 | 0 | 0 | 0 | 0 | 0 | 0 | 0 | 0 | 0 | 0 | 0 | 0 | 0 | 12
NO |  | 148 | 2011 | 4 | 17 | 17 |  |  |  | 0 | 0 | 0 | 0 | 0 | 0 | 2x795.0 ACSR | 0 | 0 | 0 | 0 | 0 | 0 | 0 | 0 | 0 | 0 | 0 | 0 | 0 | 0 | 0 | 0 | 0 | 0 | 0 | 0 | 0 | 0 | 0 | 12
NO |  | 148 | 2011 | 4 | 18 | 18 |  |  |  | 0 | 0 | 0 | 0 | 0 | 0 | 4/0 ACSR | 0 | 0 | 0 | 0 | 0 | 0 | 0 | 0 | 0 | 0 | 0 | 0 | 0 | 0 | 0 | 0 | 0 | 0 | 0 | 0 | 0 | 0 | 0 | 12
NO |  | 148 | 2011 | 4 | 19 | 19 |  |  |  | 0 | 0 | 0 | 0 | 0 | 0 | 795.0 ACSR | 0 | 0 | 0 | 0 | 0 | 0 | 0 | 0 | 0 | 0 | 0 | 0 | 0 | 0 | 0 | 0 | 0 | 0 | 0 | 0 | 0 | 0 | 0 | 12
NO |  | 148 | 2011 | 4 | 20 | 20 |  | TL81-551 BIXBY 111TH | KIMBERLY CLARK | 138 | 138 | 1-5.35 | 5.35 | 0.96 | 1 | 1272.0 ACSR | 0 | 0 | 0 | 0 | 0 | 0 | 0 | 0 | 0 | 0 | 0 | 0 | 0 | 0 | 0 | 0 | 0 | 0 | 0 | 0 | 0 | 0 | 0 | 12
NO |  | 148 | 2011 | 4 | 21 | 21 |  | TL81-553 81ST & GARNETT | TULSA SOUTHEAST | 138 | 138 | 1-3.2261 | 3.23 | 5.26 | 1 | 1272.0 ACSR | 0 | 0 | 0 | 0 | 0 | 0 | 0 | 0 | 0 | 0 | 0 | 0 | 0 | 0 | 0 | 0 | 0 | 0 | 0 | 0 | 0 | 0 | 0 | 12
NO |  | 148 | 2011 | 4 | 22 | 22 |  |  |  | 0 | 0 | 0 | 0 | 0 | 0 | 477.0 ACSR | 0 | 0 | 0 | 0 | 0 | 0 | 0 | 0 | 0 | 0 | 0 | 0 | 0 | 0 | 0 | 0 | 0 | 0 | 0 | 0 | 0 | 0 | 0 | 12
NO |  | 148 | 2011 | 4 | 23 | 23 |  | TL81-554 GROVE | PRYOR JCT. | 138 | 138 | 1-1.8 | 48.2 | 0 | 1 | (T2) 397 ACSR | 0 | 0 | 0 | 0 | 0 | 0 | 0 | 0 | 0 | 0 | 0 | 0 | 0 | 0 | 0 | 0 | 0 | 0 | 0 | 0 | 0 | 0 | 0 | 12
NO |  | 148 | 2011 | 4 | 24 | 24 |  |  |  | 0 | 0 | 2-46.4 | 0 | 0 | 0 | 397.0 ACSR | 0 | 0 | 0 | 0 | 0 | 0 | 0 | 0 | 0 | 0 | 0 | 0 | 0 | 0 | 0 | 0 | 0 | 0 | 0 | 0 | 0 | 0 | 0 | 12
NO |  | 148 | 2011 | 4 | 25 | 25 |  |  |  | 0 | 0 | 0 | 0 | 0 | 0 | 795.0 ACSR | 0 | 0 | 0 | 0 | 0 | 0 | 0 | 0 | 0 | 0 | 0 | 0 | 0 | 0 | 0 | 0 | 0 | 0 | 0 | 0 | 0 | 0 | 0 | 12
NO |  | 148 | 2011 | 4 | 26 | 26 |  | TL81-556 EAST 61ST STREET | TULSA SOUTHEAST | 138 | 138 | 1-3.1994 | 3.54 | 0 | 1 | 1272.0 ACSR | 0 | 0 | 0 | 0 | 0 | 0 | 0 | 0 | 0 | 0 | 0 | 0 | 0 | 0 | 0 | 0 | 0 | 0 | 0 | 0 | 0 | 0 | 0 | 12
NO |  | 148 | 2011 | 4 | 27 | 27 |  |  |  | 0 | 0 | 2-0.3357 | 0 | 0 | 0 | 556.5 ACSR | 0 | 0 | 0 | 0 | 0 | 0 | 0 | 0 | 0 | 0 | 0 | 0 | 0 | 0 | 0 | 0 | 0 | 0 | 0 | 0 | 0 | 0 | 0 | 12
NO |  | 148 | 2011 | 4 | 28 | 28 |  | TL81-557 VINITA JCT | HOCKERVILLE (EDE) | 138 | 138 | 1-8.29 | 36.32 | 0 | 1 | (T2) 397 ACSR | 0 | 0 | 0 | 0 | 0 | 0 | 0 | 0 | 0 | 0 | 0 | 0 | 0 | 0 | 0 | 0 | 0 | 0 | 0 | 0 | 0 | 0 | 0 | 12
NO |  | 148 | 2011 | 4 | 29 | 29 |  |  |  | 0 | 0 | 2-28.03 | 0 | 0 | 0 | 795.0 ACSR | 0 | 0 | 0 | 0 | 0 | 0 | 0 | 0 | 0 | 0 | 0 | 0 | 0 | 0 | 0 | 0 | 0 | 0 | 0 | 0 | 0 | 0 | 0 | 12
NO |  | 148 | 2011 | 4 | 30 | 30 |  | TL81-558 MOUND ROAD | SHIDLER | 138 | 138 | 1-3.19 | 41.42 | 0 | 1 | 477.0 ACSR | 0 | 0 | 0 | 0 | 0 | 0 | 0 | 0 | 0 | 0 | 0 | 0 | 0 | 0 | 0 | 0 | 0 | 0 | 0 | 0 | 0 | 0 | 0 | 12
NO |  | 148 | 2011 | 4 | 31 | 31 |  |  |  | 0 | 0 | 2-38.23 | 0 | 0 | 0 | 795.0 ACSR | 0 | 0 | 0 | 0 | 0 | 0 | 0 | 0 | 0 | 0 | 0 | 0 | 0 | 0 | 0 | 0 | 0 | 0 | 0 | 0 | 0 | 0 | 0 | 12
NO |  | 148 | 2011 | 4 | 32 | 32 |  | TL81-559 BARTLESVILLE | BARTLESVILLE SOUTHEAST | 138 | 138 | 1-3.57 | 4.99 | 0 | 1 | 477.0 ACSR | 0 | 0 | 0 | 0 | 0 | 0 | 0 | 0 | 0 | 0 | 0 | 0 | 0 | 0 | 0 | 0 | 0 | 0 | 0 | 0 | 0 | 0 | 0 | 12
NO |  | 148 | 2011 | 4 | 33 | 33 |  | COMANCHE |  | 0 | 0 | 2-1.42 | 0 | 0 | 0 | 636.0 ACSR | 0 | 0 | 0 | 0 | 0 | 0 | 0 | 0 | 0 | 0 | 0 | 0 | 0 | 0 | 0 | 0 | 0 | 0 | 0 | 0 | 0 | 0 | 0 | 12
NO |  | 148 | 2011 | 4 | 34 | 34 |  |  |  | 0 | 0 | 0 | 0 | 0 | 0 | 795.0 ACSR | 0 | 0 | 0 | 0 | 0 | 0 | 0 | 0 | 0 | 0 | 0 | 0 | 0 | 0 | 0 | 0 | 0 | 0 | 0 | 0 | 0 | 0 | 0 | 12
NO |  | 148 | 2011 | 5 | 1 | 1 |  | TL81-560 ONETA | 81ST & GARNETT | 138 | 138 | 1-16.443 | 16.44 | 0 | 1 | (T2) 636 ACSR | 0 | 0 | 0 | 0 | 0 | 0 | 0 | 0 | 0 | 0 | 0 | 0 | 0 | 0 | 0 | 0 | 0 | 0 | 0 | 0 | 0 | 0 | 0 | 12
NO |  | 148 | 2011 | 5 | 2 | 2 |  |  |  | 0 | 0 | 0 | 0 | 0 | 0 | 1272.0 ACSR | 0 | 0 | 0 | 0 | 0 | 0 | 0 | 0 | 0 | 0 | 0 | 0 | 0 | 0 | 0 | 0 | 0 | 0 | 0 | 0 | 0 | 0 | 0 | 12
NO |  | 148 | 2011 | 5 | 3 | 3 |  |  |  | 0 | 0 | 0 | 0 | 0 | 0 | 795.0 ACSR | 0 | 0 | 0 | 0 | 0 | 0 | 0 | 0 | 0 | 0 | 0 | 0 | 0 | 0 | 0 | 0 | 0 | 0 | 0 | 0 | 0 | 0 | 0 | 12
NO |  | 148 | 2011 | 5 | 4 | 4 |  | TL81-561 CRAIG JCT. | IDABEL | 138 | 138 | 1-2.35 | 20.19 | 0 | 1 | 477.0 ACSR | 0 | 0 | 0 | 0 | 0 | 0 | 0 | 0 | 0 | 0 | 0 | 0 | 0 | 0 | 0 | 0 | 0 | 0 | 0 | 0 | 0 | 0 | 0 | 12
NO |  | 148 | 2011 | 5 | 5 | 5 |  |  |  | 0 | 0 | 2-17.32 | 0 | 0 | 0 | 795.0 ACSR | 0 | 0 | 0 | 0 | 0 | 0 | 0 | 0 | 0 | 0 | 0 | 0 | 0 | 0 | 0 | 0 | 0 | 0 | 0 | 0 | 0 | 0 | 0 | 12
NO |  | 148 | 2011 | 5 | 6 | 6 |  |  |  | 0 | 0 | 0 | 0 | 0 | 0 | 795.0 Self Dampi | 0 | 0 | 0 | 0 | 0 | 0 | 0 | 0 | 0 | 0 | 0 | 0 | 0 | 0 | 0 | 0 | 0 | 0 | 0 | 0 | 0 | 0 | 0 | 12
NO |  | 148 | 2011 | 5 | 7 | 7 |  | TL81-562 AMERICAN AIRLINES | MOHAWK | 138 | 138 | 1-5.52 | 6.03 | 0 | 1 | 1272.0 ACSR | 0 | 0 | 0 | 0 | 0 | 0 | 0 | 0 | 0 | 0 | 0 | 0 | 0 | 0 | 0 | 0 | 0 | 0 | 0 | 0 | 0 | 0 | 0 | 12
NO |  | 148 | 2011 | 5 | 8 | 8 |  |  |  | 0 | 0 | 2-0.51 | 0 | 0 | 0 |  | 0 | 0 | 0 | 0 | 0 | 0 | 0 | 0 | 0 | 0 | 0 | 0 | 0 | 0 | 0 | 0 | 0 | 0 | 0 | 0 | 0 | 0 | 0 | 12
NO |  | 148 | 2011 | 5 | 9 | 9 |  | TL81-563 EAST 61ST STREET | 96TH AND YALE | 138 | 138 | 1-2.58 | 5.61 | 0 | 1 | 1272.0 ACSR | 0 | 0 | 0 | 0 | 0 | 0 | 0 | 0 | 0 | 0 | 0 | 0 | 0 | 0 | 0 | 0 | 0 | 0 | 0 | 0 | 0 | 0 | 0 | 12
NO |  | 148 | 2011 | 5 | 10 | 10 |  |  |  | 0 | 0 | 2-3.03 | 0 | 0 | 0 |  | 0 | 0 | 0 | 0 | 0 | 0 | 0 | 0 | 0 | 0 | 0 | 0 | 0 | 0 | 0 | 0 | 0 | 0 | 0 | 0 | 0 | 0 | 0 | 12
NO |  | 148 | 2011 | 5 | 11 | 11 |  | TL81-564 DELAWARE 345 | CITY OF COFFEYVILLE B | 138 | 138 | 1-15.54 | 15.54 | 0 | 1 | 1272.0 ACSR | 0 | 0 | 0 | 0 | 0 | 0 | 0 | 0 | 0 | 0 | 0 | 0 | 0 | 0 | 0 | 0 | 0 | 0 | 0 | 0 | 0 | 0 | 0 | 12
NO |  | 148 | 2011 | 5 | 12 | 12 |  | TL81-565 COMANCHE POWER | LAWTON 112TH & W. GORE | 138 | 138 | 1-19.69 | 19.69 | 0 | 1 | (T2) 636 ACSR | 0 | 0 | 0 | 0 | 0 | 0 | 0 | 0 | 0 | 0 | 0 | 0 | 0 | 0 | 0 | 0 | 0 | 0 | 0 | 0 | 0 | 0 | 0 | 12
NO |  | 148 | 2011 | 5 | 13 | 13 |  | STATION |  | 0 | 0 | 0 | 0 | 0 | 0 |  | 0 | 0 | 0 | 0 | 0 | 0 | 0 | 0 | 0 | 0 | 0 | 0 | 0 | 0 | 0 | 0 | 0 | 0 | 0 | 0 | 0 | 0 | 0 | 12
NO |  | 148 | 2011 | 5 | 14 | 14 |  | TL81-566 BROKEN ARROW 81ST | FORD | 138 | 138 | 1-3.06 | 3.06 | 0 | 1 | 795.0 ACSR | 0 | 0 | 0 | 0 | 0 | 0 | 0 | 0 | 0 | 0 | 0 | 0 | 0 | 0 | 0 | 0 | 0 | 0 | 0 | 0 | 0 | 0 | 0 | 12
NO |  | 148 | 2011 | 5 | 15 | 15 |  | TL81-567 HENRYETTA | WELEETKA | 138 | 138 | 1-13.326 | 13.33 | 0 | 1 | 1272.0 ACSR | 0 | 0 | 0 | 0 | 0 | 0 | 0 | 0 | 0 | 0 | 0 | 0 | 0 | 0 | 0 | 0 | 0 | 0 | 0 | 0 | 0 | 0 | 0 | 12
NO |  | 148 | 2011 | 5 | 16 | 16 |  | TL81-568 AMERICAN AIRLINES | MINGO ROAD AIRPORT | 138 | 138 | 1-0.93 | 0.93 | 0.38 | 1 | 1272.0 ACSR | 0 | 0 | 0 | 0 | 0 | 0 | 0 | 0 | 0 | 0 | 0 | 0 | 0 | 0 | 0 | 0 | 0 | 0 | 0 | 0 | 0 | 0 | 0 | 12
NO |  | 148 | 2011 | 5 | 17 | 17 |  | TL81-569 WELEETKA POWER | SWPA WELEETKA STATION | 138 | 138 | 2-2.62 | 2.62 | 0 | 1 | 795.0 ACSR | 0 | 0 | 0 | 0 | 0 | 0 | 0 | 0 | 0 | 0 | 0 | 0 | 0 | 0 | 0 | 0 | 0 | 0 | 0 | 0 | 0 | 0 | 0 | 12
NO |  | 148 | 2011 | 5 | 18 | 18 |  | STATION |  | 0 | 0 |  | 0 | 0 | 0 |  | 0 | 0 | 0 | 0 | 0 | 0 | 0 | 0 | 0 | 0 | 0 | 0 | 0 | 0 | 0 | 0 | 0 | 0 | 0 | 0 | 0 | 0 | 0 | 12
NO |  | 148 | 2011 | 5 | 19 | 19 |  | TL81-570 WEATHERFORD JCT | WEATHERFORD SE | 138 | 138 | 1-0.13 | 1.01 | 0 | 1 | 795.0 ACSR | 0 | 0 | 0 | 0 | 0 | 0 | 0 | 0 | 0 | 0 | 0 | 0 | 0 | 0 | 0 | 0 | 0 | 0 | 0 | 0 | 0 | 0 | 0 | 12
NO |  | 148 | 2011 | 5 | 20 | 20 |  |  |  | 0 | 0 | 2-0.885 | 0 | 0 | 0 |  | 0 | 0 | 0 | 0 | 0 | 0 | 0 | 0 | 0 | 0 | 0 | 0 | 0 | 0 | 0 | 0 | 0 | 0 | 0 | 0 | 0 | 0 | 0 | 12
NO |  | 148 | 2011 | 5 | 21 | 21 |  | TL81-571 36TH & OLYMPIA | TULSA POWER STATION | 138 | 138 | NONE | 0 | 0.86 | 1 | (T2) 636 ACSR | 0 | 0 | 0 | 0 | 0 | 0 | 0 | 0 | 0 | 0 | 0 | 0 | 0 | 0 | 0 | 0 | 0 | 0 | 0 | 0 | 0 | 0 | 0 | 12
NO |  | 148 | 2011 | 5 | 22 | 22 |  |  |  | 0 | 0 | 0 | 0 | 0 | 0 |  | 0 | 0 | 0 | 0 | 0 | 0 | 0 | 0 | 0 | 0 | 0 | 0 | 0 | 0 | 0 | 0 | 0 | 0 | 0 | 0 | 0 | 0 | 0 | 12
NO |  | 148 | 2011 | 5 | 23 | 23 |  | TL81-572 WEATHERFORD | WEATHERFORD SE | 138 | 138 | 1-2.81 | 9.9 | 0 | 1 | 4/0 ACSR | 0 | 0 | 0 | 0 | 0 | 0 | 0 | 0 | 0 | 0 | 0 | 0 | 0 | 0 | 0 | 0 | 0 | 0 | 0 | 0 | 0 | 0 | 0 | 12
NO |  | 148 | 2011 | 5 | 24 | 24 |  | WINDFARM |  | 0 | 0 | 2-7.0905 | 0 | 0 | 0 | 477.0 ACSR | 0 | 0 | 0 | 0 | 0 | 0 | 0 | 0 | 0 | 0 | 0 | 0 | 0 | 0 | 0 | 0 | 0 | 0 | 0 | 0 | 0 | 0 | 0 | 12
NO |  | 148 | 2011 | 5 | 25 | 25 |  |  |  | 0 | 0 | 0 | 0 | 0 | 0 | 795.0 ACSR | 0 | 0 | 0 | 0 | 0 | 0 | 0 | 0 | 0 | 0 | 0 | 0 | 0 | 0 | 0 | 0 | 0 | 0 | 0 | 0 | 0 | 0 | 0 | 12
NO |  | 148 | 2011 | 5 | 26 | 26 |  | TL81-573 RIVERSIDE POWER | SAPULPA ROAD | 138 | 138 | 1-3.2222 | 5.56 | 4.79 | 1 | (T2) 636 ACSR | 0 | 0 | 0 | 0 | 0 | 0 | 0 | 0 | 0 | 0 | 0 | 0 | 0 | 0 | 0 | 0 | 0 | 0 | 0 | 0 | 0 | 0 | 0 | 12
NO |  | 148 | 2011 | 5 | 27 | 27 |  | STATION 138 |  | 0 | 0 | 2-2.3355 | 0 | 0 | 0 | 477.0 ACSR | 0 | 0 | 0 | 0 | 0 | 0 | 0 | 0 | 0 | 0 | 0 | 0 | 0 | 0 | 0 | 0 | 0 | 0 | 0 | 0 | 0 | 0 | 0 | 12
NO |  | 148 | 2011 | 5 | 28 | 28 |  |  |  | 0 | 0 | 0 | 0 | 0 | 0 | 795.0 ACSR | 0 | 0 | 0 | 0 | 0 | 0 | 0 | 0 | 0 | 0 | 0 | 0 | 0 | 0 | 0 | 0 | 0 | 0 | 0 | 0 | 0 | 0 | 0 | 12
NO |  | 148 | 2011 | 5 | 29 | 29 |  | TL81-574 SAND SPRINGS | SAPULPA ROAD | 138 | 138 | 3-4.2354 | 4.24 | 5.15 | 1 | 1272.0 ACSR | 0 | 0 | 0 | 0 | 0 | 0 | 0 | 0 | 0 | 0 | 0 | 0 | 0 | 0 | 0 | 0 | 0 | 0 | 0 | 0 | 0 | 0 | 0 | 12
NO |  | 148 | 2011 | 5 | 30 | 30 |  |  |  | 0 | 0 | 0 | 0 | 0 | 0 | 556.5 ACSR | 0 | 0 | 0 | 0 | 0 | 0 | 0 | 0 | 0 | 0 | 0 | 0 | 0 | 0 | 0 | 0 | 0 | 0 | 0 | 0 | 0 | 0 | 0 | 12
NO |  | 148 | 2011 | 5 | 31 | 31 |  | TL81-575 RIVERSIDE 138 | RIVERSIDE 345 | 138 | 138 | 1-0.2549 | 0.25 | 0.64 | 1 | 2 -2156.0 ACSR | 0 | 0 | 0 | 0 | 0 | 0 | 0 | 0 | 0 | 0 | 0 | 0 | 0 | 0 | 0 | 0 | 0 | 0 | 0 | 0 | 0 | 0 | 0 | 12
NO |  | 148 | 2011 | 5 | 32 | 32 |  | TL81-578 MAID | PRYOR CREEK | 138 | 138 | 1-2.5692 | 2.57 | 0.69 | 1 | 1272.0 ACSR | 0 | 0 | 0 | 0 | 0 | 0 | 0 | 0 | 0 | 0 | 0 | 0 | 0 | 0 | 0 | 0 | 0 | 0 | 0 | 0 | 0 | 0 | 0 | 12
NO |  | 148 | 2011 | 5 | 33 | 33 |  | TL81-579 ALTUS JCT. | SNYDER | 138 | 138 | 1-25.7163 | 25.72 | 0 | 1 | (T2) 397 ACSR | 0 | 0 | 0 | 0 | 0 | 0 | 0 | 0 | 0 | 0 | 0 | 0 | 0 | 0 | 0 | 0 | 0 | 0 | 0 | 0 | 0 | 0 | 0 | 12
NO |  | 148 | 2011 | 5 | 34 | 34 |  |  |  | 0 | 0 | 0 | 0 | 0 | 0 | 795.0 ACSR | 0 | 0 | 0 | 0 | 0 | 0 | 0 | 0 | 0 | 0 | 0 | 0 | 0 | 0 | 0 | 0 | 0 | 0 | 0 | 0 | 0 | 0 | 0 | 12
NO |  | 148 | 2011 | 6 | 1 | 1 |  | TL81-580 88TH & MINGO | TULSA NORTH | 138 | 138 | 1-2.871 | 4.48 | 6.5 | 1 | 556.5 ACSR | 0 | 0 | 0 | 0 | 0 | 0 | 0 | 0 | 0 | 0 | 0 | 0 | 0 | 0 | 0 | 0 | 0 | 0 | 0 | 0 | 0 | 0 | 0 | 12
NO |  | 148 | 2011 | 6 | 2 | 2 |  |  |  | 0 | 0 | 3-9.33 | 0 | 0 | 0 | 795.0 ACSR | 0 | 0 | 0 | 0 | 0 | 0 | 0 | 0 | 0 | 0 | 0 | 0 | 0 | 0 | 0 | 0 | 0 | 0 | 0 | 0 | 0 | 0 | 0 | 12
NO |  | 148 | 2011 | 6 | 3 | 3 |  | TL81-581 HUGO | VALLIANT 345 | 138 | 138 | 2-28.9 | 28.9 | 0 | 1 | 795.0 ACSR | 0 | 0 | 0 | 0 | 0 | 0 | 0 | 0 | 0 | 0 | 0 | 0 | 0 | 0 | 0 | 0 | 0 | 0 | 0 | 0 | 0 | 0 | 0 | 12
NO |  | 148 | 2011 | 6 | 4 | 4 |  | TL81-583 HOBART JCT | VETERANS (OMPA) | 138 | 138 | 2-32.4058 | 32.41 | 0 | 1 | 477.0 ACSR | 0 | 0 | 0 | 0 | 0 | 0 | 0 | 0 | 0 | 0 | 0 | 0 | 0 | 0 | 0 | 0 | 0 | 0 | 0 | 0 | 0 | 0 | 0 | 12
NO |  | 148 | 2011 | 6 | 5 | 5 |  | TL81-599 NORTHEASTERN 138 | NORTHEASTERN 345 | 138 | 138 | 1-0.33 | 0.33 | 0 | 1 | 795.0 ACSR | 0 | 0 | 0 | 0 | 0 | 0 | 0 | 0 | 0 | 0 | 0 | 0 | 0 | 0 | 0 | 0 | 0 | 0 | 0 | 0 | 0 | 0 | 0 | 12
NO |  | 148 | 2011 | 6 | 6 | 6 |  | TL81-801 CORNVILLE | MAUD (OG&E) | 138 | 138 | 2-60.42 | 60.42 | 5.79 | 1 | 266.8 ACSR | 0 | 0 | 0 | 0 | 0 | 0 | 0 | 0 | 0 | 0 | 0 | 0 | 0 | 0 | 0 | 0 | 0 | 0 | 0 | 0 | 0 | 0 | 0 | 12
NO |  | 148 | 2011 | 6 | 7 | 7 |  |  |  | 0 | 0 | 0 | 0 | 0 | 0 | 3/0 S CUweld CU 1 | 0 | 0 | 0 | 0 | 0 | 0 | 0 | 0 | 0 | 0 | 0 | 0 | 0 | 0 | 0 | 0 | 0 | 0 | 0 | 0 | 0 | 0 | 0 | 12
NO |  | 148 | 2011 | 6 | 8 | 8 |  |  |  | 0 | 0 | 0 | 0 | 0 | 0 | 4/0 ACSR | 0 | 0 | 0 | 0 | 0 | 0 | 0 | 0 | 0 | 0 | 0 | 0 | 0 | 0 | 0 | 0 | 0 | 0 | 0 | 0 | 0 | 0 | 0 | 12
NO |  | 148 | 2011 | 6 | 9 | 9 |  |  |  | 0 | 0 | 0 | 0 | 0 | 0 | 795.0 ACSR | 0 | 0 | 0 | 0 | 0 | 0 | 0 | 0 | 0 | 0 | 0 | 0 | 0 | 0 | 0 | 0 | 0 | 0 | 0 | 0 | 0 | 0 | 0 | 12
NO |  | 148 | 2011 | 6 | 10 | 10 |  | TL81-802 OKMULGEE CITY | RIVERSIDE POWER STATION 138 | 138 | 138 | 1-28.31 | 28.31 | 1.9 | 1 | 1272.0 ACSR | 0 | 0 | 0 | 0 | 0 | 0 | 0 | 0 | 0 | 0 | 0 | 0 | 0 | 0 | 0 | 0 | 0 | 0 | 0 | 0 | 0 | 0 | 0 | 12
NO |  | 148 | 2011 | 6 | 11 | 11 |  |  |  | 0 | 0 | 0 | 0 | 0 | 0 | 477.0 ACSR | 0 | 0 | 0 | 0 | 0 | 0 | 0 | 0 | 0 | 0 | 0 | 0 | 0 | 0 | 0 | 0 | 0 | 0 | 0 | 0 | 0 | 0 | 0 | 12
NO |  | 148 | 2011 | 6 | 12 | 12 |  | TL81-803 SOUTHWESTERN POWER | ANADARKO (WFEC) | 138 | 138 | 2-7.37 | 7.37 | 0 | 1 | 795.0 ACSR | 0 | 0 | 0 | 0 | 0 | 0 | 0 | 0 | 0 | 0 | 0 | 0 | 0 | 0 | 0 | 0 | 0 | 0 | 0 | 0 | 0 | 0 | 0 | 12
NO |  | 148 | 2011 | 6 | 13 | 13 |  | STATION |  | 0 | 0 | 0 | 0 | 0 | 0 |  | 0 | 0 | 0 | 0 | 0 | 0 | 0 | 0 | 0 | 0 | 0 | 0 | 0 | 0 | 0 | 0 | 0 | 0 | 0 | 0 | 0 | 0 | 0 | 12
NO |  | 148 | 2011 | 6 | 14 | 14 |  | TL81-804 NORGE ROAD | SOUTHWESTERN POWER STATION | 138 | 138 | 2-22.35 | 22.35 | 0 | 1 | 397.0 ACSR | 0 | 0 | 0 | 0 | 0 | 0 | 0 | 0 | 0 | 0 | 0 | 0 | 0 | 0 | 0 | 0 | 0 | 0 | 0 | 0 | 0 | 0 | 0 | 12
NO |  | 148 | 2011 | 6 | 15 | 15 |  | TL81-805 OKMULGEE | WELEETKA | 138 | 138 | 1-0.163 | 23.43 | 0 | 1 | 477.0 ACSR | 0 | 0 | 0 | 0 | 0 | 0 | 0 | 0 | 0 | 0 | 0 | 0 | 0 | 0 | 0 | 0 | 0 | 0 | 0 | 0 | 0 | 0 | 0 | 12
NO |  | 148 | 2011 | 6 | 16 | 16 |  |  |  | 0 | 0 | 2-23.267 | 0 | 0 | 0 |  | 0 | 0 | 0 | 0 | 0 | 0 | 0 | 0 | 0 | 0 | 0 | 0 | 0 | 0 | 0 | 0 | 0 | 0 | 0 | 0 | 0 | 0 | 0 | 12
NO |  | 148 | 2011 | 6 | 17 | 17 |  | TL81-806 SAND SPRINGS | WILDHORSE | 138 | 138 | 1-6.56 | 35.19 | 0.8 | 1 | 266.8 ACSR | 0 | 0 | 0 | 0 | 0 | 0 | 0 | 0 | 0 | 0 | 0 | 0 | 0 | 0 | 0 | 0 | 0 | 0 | 0 | 0 | 0 | 0 | 0 | 12
NO |  | 148 | 2011 | 6 | 18 | 18 |  |  |  | 0 | 0 | 2-28.63 | 0 | 0 | 0 | 3/0 ACSR | 0 | 0 | 0 | 0 | 0 | 0 | 0 | 0 | 0 | 0 | 0 | 0 | 0 | 0 | 0 | 0 | 0 | 0 | 0 | 0 | 0 | 0 | 0 | 12
NO |  | 148 | 2011 | 6 | 19 | 19 |  |  |  | 0 | 0 |  | 0 | 0 | 0 | 4/0 ACSR | 0 | 0 | 0 | 0 | 0 | 0 | 0 | 0 | 0 | 0 | 0 | 0 | 0 | 0 | 0 | 0 | 0 | 0 | 0 | 0 | 0 | 0 | 0 | 12
NO |  | 148 | 2011 | 6 | 20 | 20 |  |  |  | 0 | 0 |  | 0 | 0 | 0 | 477.0 ACSR | 0 | 0 | 0 | 0 | 0 | 0 | 0 | 0 | 0 | 0 | 0 | 0 | 0 | 0 | 0 | 0 | 0 | 0 | 0 | 0 | 0 | 0 | 0 | 12
NO |  | 148 | 2011 | 6 | 21 | 21 |  |  |  | 0 | 0 |  | 0 | 0 | 0 | 795.0 ACSR | 0 | 0 | 0 | 0 | 0 | 0 | 0 | 0 | 0 | 0 | 0 | 0 | 0 | 0 | 0 | 0 | 0 | 0 | 0 | 0 | 0 | 0 | 0 | 12
NO |  | 148 | 2011 | 6 | 22 | 22 |  | TL81-807 ONETA | TULSA SOUTHEAST | 138 | 138 | 1-2.2884 | 20.76 | 0 | 1 | (T2) 397 ACSR | 0 | 0 | 0 | 0 | 0 | 0 | 0 | 0 | 0 | 0 | 0 | 0 | 0 | 0 | 0 | 0 | 0 | 0 | 0 | 0 | 0 | 0 | 0 | 12
NO |  | 148 | 2011 | 6 | 23 | 23 |  |  |  | 0 | 0 | 2-3.046 | 0 | 0 | 0 | (T2) 795 ACSR | 0 | 0 | 0 | 0 | 0 | 0 | 0 | 0 | 0 | 0 | 0 | 0 | 0 | 0 | 0 | 0 | 0 | 0 | 0 | 0 | 0 | 0 | 0 | 12
NO |  | 148 | 2011 | 6 | 24 | 24 |  |  |  | 0 | 0 | 3-15.4243 | 0 | 0 | 0 | 477.0 ACSR | 0 | 0 | 0 | 0 | 0 | 0 | 0 | 0 | 0 | 0 | 0 | 0 | 0 | 0 | 0 | 0 | 0 | 0 | 0 | 0 | 0 | 0 | 0 | 12
NO |  | 148 | 2011 | 6 | 25 | 25 |  |  |  | 0 | 0 | 0 | 0 | 0 | 0 | 795.0 ACSR | 0 | 0 | 0 | 0 | 0 | 0 | 0 | 0 | 0 | 0 | 0 | 0 | 0 | 0 | 0 | 0 | 0 | 0 | 0 | 0 | 0 | 0 | 0 | 12
NO |  | 148 | 2011 | 6 | 26 | 26 |  | TL81-808 36TH & OLYMPIA | SAND SPRINGS | 138 | 138 | 1-2.65 | 3.7 | 7.17 | 1 | (T2) 636 ACSR | 0 | 0 | 0 | 0 | 0 | 0 | 0 | 0 | 0 | 0 | 0 | 0 | 0 | 0 | 0 | 0 | 0 | 0 | 0 | 0 | 0 | 0 | 0 | 12
NO |  | 148 | 2011 | 6 | 27 | 27 |  |  |  | 0 | 0 | 3-1.05 | 0 | 0 | 0 | 556.5 ACSR | 0 | 0 | 0 | 0 | 0 | 0 | 0 | 0 | 0 | 0 | 0 | 0 | 0 | 0 | 0 | 0 | 0 | 0 | 0 | 0 | 0 | 0 | 0 | 12
NO |  | 148 | 2011 | 6 | 28 | 28 |  |  |  | 0 | 0 | 0 | 0 | 0 | 0 | 795.0 ACSR | 0 | 0 | 0 | 0 | 0 | 0 | 0 | 0 | 0 | 0 | 0 | 0 | 0 | 0 | 0 | 0 | 0 | 0 | 0 | 0 | 0 | 0 | 0 | 12
NO |  | 148 | 2011 | 6 | 29 | 29 |  | TL81-809 RIVERSIDE POWER | SOUTH HUDSON | 138 | 138 | 1-5.88 | 12.8 | 0 | 1 | 1272.0 ACSR | 0 | 0 | 0 | 0 | 0 | 0 | 0 | 0 | 0 | 0 | 0 | 0 | 0 | 0 | 0 | 0 | 0 | 0 | 0 | 0 | 0 | 0 | 0 | 12
NO |  | 148 | 2011 | 6 | 30 | 30 |  | STATION 138 |  | 0 | 0 | 2-4.79 | 0 | 0 | 0 | 266.8 ACSR | 0 | 0 | 0 | 0 | 0 | 0 | 0 | 0 | 0 | 0 | 0 | 0 | 0 | 0 | 0 | 0 | 0 | 0 | 0 | 0 | 0 | 0 | 0 | 12
NO |  | 148 | 2011 | 6 | 31 | 31 |  |  |  | 0 | 0 | 3-1.86 | 0 | 0 | 0 | 2x795.0 ACSR | 0 | 0 | 0 | 0 | 0 | 0 | 0 | 0 | 0 | 0 | 0 | 0 | 0 | 0 | 0 | 0 | 0 | 0 | 0 | 0 | 0 | 0 | 0 | 12
NO |  | 148 | 2011 | 6 | 32 | 32 |  |  |  | 0 | 0 | 4-0.27 | 0 | 0 | 0 | 477.0 ACSR | 0 | 0 | 0 | 0 | 0 | 0 | 0 | 0 | 0 | 0 | 0 | 0 | 0 | 0 | 0 | 0 | 0 | 0 | 0 | 0 | 0 | 0 | 0 | 12
NO |  | 148 | 2011 | 6 | 33 | 33 |  |  |  | 0 | 0 | 0 | 0 | 0 | 0 | 789.4 CU Undergro | 0 | 0 | 0 | 0 | 0 | 0 | 0 | 0 | 0 | 0 | 0 | 0 | 0 | 0 | 0 | 0 | 0 | 0 | 0 | 0 | 0 | 0 | 0 | 12
NO |  | 148 | 2011 | 7 | 1 | 1 |  | TL81-810 CATOOSA | TULSA SOUTHEAST | 138 | 138 | 1-5.9502 | 10.27 | 8.45 | 1 | (T2) 397 ACSR | 0 | 0 | 0 | 0 | 0 | 0 | 0 | 0 | 0 | 0 | 0 | 0 | 0 | 0 | 0 | 0 | 0 | 0 | 0 | 0 | 0 | 0 | 0 | 12
NO |  | 148 | 2011 | 7 | 2 | 2 |  |  |  | 0 | 0 | 3-4.3217 | 0 | 0 | 0 | (T2) 477 ACSR | 0 | 0 | 0 | 0 | 0 | 0 | 0 | 0 | 0 | 0 | 0 | 0 | 0 | 0 | 0 | 0 | 0 | 0 | 0 | 0 | 0 | 0 | 0 | 12
NO |  | 148 | 2011 | 7 | 3 | 3 |  |  |  | 0 | 0 | 0 | 0 | 0 | 0 | 477.0 ACSR | 0 | 0 | 0 | 0 | 0 | 0 | 0 | 0 | 0 | 0 | 0 | 0 | 0 | 0 | 0 | 0 | 0 | 0 | 0 | 0 | 0 | 0 | 0 | 12
NO |  | 148 | 2011 | 7 | 4 | 4 |  |  |  | 0 | 0 | 0 | 0 | 0 | 0 | 556.5 ACSR | 0 | 0 | 0 | 0 | 0 | 0 | 0 | 0 | 0 | 0 | 0 | 0 | 0 | 0 | 0 | 0 | 0 | 0 | 0 | 0 | 0 | 0 | 0 | 12
NO |  | 148 | 2011 | 7 | 5 | 5 |  |  |  | 0 | 0 | 0 | 0 | 0 | 0 | 795.0 ACSR | 0 | 0 | 0 | 0 | 0 | 0 | 0 | 0 | 0 | 0 | 0 | 0 | 0 | 0 | 0 | 0 | 0 | 0 | 0 | 0 | 0 | 0 | 0 | 12
NO |  | 148 | 2011 | 7 | 6 | 6 |  | TL81-811 SAND SPRINGS | WEKIWA SUB | 138 | 138 | 1-6.1 | 9.9 | 9.01 | 1 | 1272.0 ACSR | 0 | 0 | 0 | 0 | 0 | 0 | 0 | 0 | 0 | 0 | 0 | 0 | 0 | 0 | 0 | 0 | 0 | 0 | 0 | 0 | 0 | 0 | 0 | 12
NO |  | 148 | 2011 | 7 | 7 | 7 |  |  |  | 0 | 0 | 3-3.8 | 0 | 0 | 0 | 477.0 ACSR | 0 | 0 | 0 | 0 | 0 | 0 | 0 | 0 | 0 | 0 | 0 | 0 | 0 | 0 | 0 | 0 | 0 | 0 | 0 | 0 | 0 | 0 | 0 | 12
NO |  | 148 | 2011 | 7 | 8 | 8 |  |  |  | 0 | 0 | 0 | 0 | 0 | 0 | 636.0 ACSR | 0 | 0 | 0 | 0 | 0 | 0 | 0 | 0 | 0 | 0 | 0 | 0 | 0 | 0 | 0 | 0 | 0 | 0 | 0 | 0 | 0 | 0 | 0 | 12
NO |  | 148 | 2011 | 7 | 9 | 9 |  |  |  | 0 | 0 | 0 | 0 | 0 | 0 | 795.0 ACSR | 0 | 0 | 0 | 0 | 0 | 0 | 0 | 0 | 0 | 0 | 0 | 0 | 0 | 0 | 0 | 0 | 0 | 0 | 0 | 0 | 0 | 0 | 0 | 12
NO |  | 148 | 2011 | 7 | 10 | 10 |  | TL81-812 SAPULPA ROAD | TULSA POWER STATION | 138 | 138 | 1-7.5953 | 11.39 | 0 | 1 | (T2) 636 ACSR | 0 | 0 | 0 | 0 | 0 | 0 | 0 | 0 | 0 | 0 | 0 | 0 | 0 | 0 | 0 | 0 | 0 | 0 | 0 | 0 | 0 | 0 | 0 | 12
NO |  | 148 | 2011 | 7 | 11 | 11 |  |  |  | 0 | 0 | 3-3.7929 | 0 | 0 | 0 | 1272.0 ACSR | 0 | 0 | 0 | 0 | 0 | 0 | 0 | 0 | 0 | 0 | 0 | 0 | 0 | 0 | 0 | 0 | 0 | 0 | 0 | 0 | 0 | 0 | 0 | 12
NO |  | 148 | 2011 | 7 | 12 | 12 |  |  |  | 0 | 0 | 0 | 0 | 0 | 0 | 477.0 ACSR | 0 | 0 | 0 | 0 | 0 | 0 | 0 | 0 | 0 | 0 | 0 | 0 | 0 | 0 | 0 | 0 | 0 | 0 | 0 | 0 | 0 | 0 | 0 | 12
NO |  | 148 | 2011 | 7 | 13 | 13 |  | TL81-813 SAND SPRINGS | SHEFFIELD STEEL | 138 | 138 | 3-0.86 | 0.86 | 0 | 1 | 1272.0 ACSR | 0 | 0 | 0 | 0 | 0 | 0 | 0 | 0 | 0 | 0 | 0 | 0 | 0 | 0 | 0 | 0 | 0 | 0 | 0 | 0 | 0 | 0 | 0 | 12
NO |  | 148 | 2011 | 7 | 14 | 14 |  | TL81-814 NORTHEASTERN POWER | TULSA NORTH 138 | 138 | 138 | 1-0.644 | 21.65 | 0 | 1 | 477.0 ACSR | 0 | 0 | 0 | 0 | 0 | 0 | 0 | 0 | 0 | 0 | 0 | 0 | 0 | 0 | 0 | 0 | 0 | 0 | 0 | 0 | 0 | 0 | 0 | 12
NO |  | 148 | 2011 | 7 | 15 | 15 |  | STATION |  | 0 | 0 | 3-21.01 | 0 | 0 | 0 | 556.5 ACSR | 0 | 0 | 0 | 0 | 0 | 0 | 0 | 0 | 0 | 0 | 0 | 0 | 0 | 0 | 0 | 0 | 0 | 0 | 0 | 0 | 0 | 0 | 0 | 12
NO |  | 148 | 2011 | 7 | 16 | 16 |  |  |  | 0 | 0 | 0 | 0 | 0 | 0 | 636.0 ACSR | 0 | 0 | 0 | 0 | 0 | 0 | 0 | 0 | 0 | 0 | 0 | 0 | 0 | 0 | 0 | 0 | 0 | 0 | 0 | 0 | 0 | 0 | 0 | 12
NO |  | 148 | 2011 | 7 | 17 | 17 |  |  |  | 0 | 0 | 0 | 0 | 0 | 0 | 795.0 ACSS | 0 | 0 | 0 | 0 | 0 | 0 | 0 | 0 | 0 | 0 | 0 | 0 | 0 | 0 | 0 | 0 | 0 | 0 | 0 | 0 | 0 | 0 | 0 | 12
NO |  | 148 | 2011 | 7 | 18 | 18 |  | TL81-815 NORTHEASTERN POWER | NOWATA | 138 | 138 | 1-0.17 | 19.89 | 0.3 | 1 | 795.0 ACSR | 0 | 0 | 0 | 0 | 0 | 0 | 0 | 0 | 0 | 0 | 0 | 0 | 0 | 0 | 0 | 0 | 0 | 0 | 0 | 0 | 0 | 0 | 0 | 12
NO |  | 148 | 2011 | 7 | 19 | 19 |  | STATION |  | 0 | 0 | 2-19.6 | 0 | 0 | 0 |  | 0 | 0 | 0 | 0 | 0 | 0 | 0 | 0 | 0 | 0 | 0 | 0 | 0 | 0 | 0 | 0 | 0 | 0 | 0 | 0 | 0 | 0 | 0 | 12
NO |  | 148 | 2011 | 7 | 20 | 20 |  |  |  | 0 | 0 | 3-0.12 | 0 | 0 | 0 |  | 0 | 0 | 0 | 0 | 0 | 0 | 0 | 0 | 0 | 0 | 0 | 0 | 0 | 0 | 0 | 0 | 0 | 0 | 0 | 0 | 0 | 0 | 0 | 12
NO |  | 148 | 2011 | 7 | 21 | 21 |  | TL81-816 BARTLESVILLE | NORTHEASTERN STATION | 138 | 138 | 1-23.36 | 23.36 | 0.81 | 1 | (T2) 636 ACSR | 0 | 0 | 0 | 0 | 0 | 0 | 0 | 0 | 0 | 0 | 0 | 0 | 0 | 0 | 0 | 0 | 0 | 0 | 0 | 0 | 0 | 0 | 0 | 12
NO |  | 148 | 2011 | 7 | 22 | 22 |  | SOUTHEAST |  | 0 | 0 | 0 | 0 | 0 | 0 | 1272.0 ACSR | 0 | 0 | 0 | 0 | 0 | 0 | 0 | 0 | 0 | 0 | 0 | 0 | 0 | 0 | 0 | 0 | 0 | 0 | 0 | 0 | 0 | 0 | 0 | 12
NO |  | 148 | 2011 | 7 | 23 | 23 |  | TL81-817 CATOOSA | NORTHEASTERN POWER STATION | 138 | 138 | 1-3.524 | 12.85 | 13.3 | 1 | 477.0 ACSR | 0 | 0 | 0 | 0 | 0 | 0 | 0 | 0 | 0 | 0 | 0 | 0 | 0 | 0 | 0 | 0 | 0 | 0 | 0 | 0 | 0 | 0 | 0 | 12
NO |  | 148 | 2011 | 7 | 24 | 24 |  |  |  | 0 | 0 | 3-9.33 | 0 | 0 | 0 | 636.0 ACSR | 0 | 0 | 0 | 0 | 0 | 0 | 0 | 0 | 0 | 0 | 0 | 0 | 0 | 0 | 0 | 0 | 0 | 0 | 0 | 0 | 0 | 0 | 0 | 12
NO |  | 148 | 2011 | 7 | 25 | 25 |  | TL81-818 SAND SPRINGS | BLUEBELL (OG&E) | 138 | 138 | 1-0.2 | 11.93 | 0 | 1 | (T2) 636 ACSR | 0 | 0 | 0 | 0 | 0 | 0 | 0 | 0 | 0 | 0 | 0 | 0 | 0 | 0 | 0 | 0 | 0 | 0 | 0 | 0 | 0 | 0 | 0 | 12
NO |  | 148 | 2011 | 7 | 26 | 26 |  |  |  | 0 | 0 | 2-11.098 | 0 | 0 | 0 | 477.0 ACSR | 0 | 0 | 0 | 0 | 0 | 0 | 0 | 0 | 0 | 0 | 0 | 0 | 0 | 0 | 0 | 0 | 0 | 0 | 0 | 0 | 0 | 0 | 0 | 12
NO |  | 148 | 2011 | 7 | 27 | 27 |  |  |  | 0 | 0 | 3-0.632 | 0 | 0 | 0 | 795.0 ACSR | 0 | 0 | 0 | 0 | 0 | 0 | 0 | 0 | 0 | 0 | 0 | 0 | 0 | 0 | 0 | 0 | 0 | 0 | 0 | 0 | 0 | 0 | 0 | 12
NO |  | 148 | 2011 | 7 | 28 | 28 |  | TL81-819 HOBART JCT | SOUTHWESTERN POWER STATION | 138 | 138 | 2-42.7 | 42.7 | 0 | 1 | 397.0 ACSR | 0 | 0 | 0 | 0 | 0 | 0 | 0 | 0 | 0 | 0 | 0 | 0 | 0 | 0 | 0 | 0 | 0 | 0 | 0 | 0 | 0 | 0 | 0 | 12
NO |  | 148 | 2011 | 7 | 29 | 29 |  |  |  | 0 | 0 | 0 | 0 | 0 | 0 | 4/0 ACSR | 0 | 0 | 0 | 0 | 0 | 0 | 0 | 0 | 0 | 0 | 0 | 0 | 0 | 0 | 0 | 0 | 0 | 0 | 0 | 0 | 0 | 0 | 0 | 12
NO |  | 148 | 2011 | 7 | 30 | 30 |  |  |  | 0 | 0 | 0 | 0 | 0 | 0 | 795.0 ACSR | 0 | 0 | 0 | 0 | 0 | 0 | 0 | 0 | 0 | 0 | 0 | 0 | 0 | 0 | 0 | 0 | 0 | 0 | 0 | 0 | 0 | 0 | 0 | 12
NO |  | 148 | 2011 | 7 | 31 | 31 |  | TL81-820 ALTUS JCT | RUSSELL (WFEC) | 138 | 138 | 2-5.0983 | 5.1 | 7.15 | 1 | 477.0 ACSR | 0 | 0 | 0 | 0 | 0 | 0 | 0 | 0 | 0 | 0 | 0 | 0 | 0 | 0 | 0 | 0 | 0 | 0 | 0 | 0 | 0 | 0 | 0 | 12
NO |  | 148 | 2011 | 7 | 32 | 32 |  | TL81-821 CORNVILLE | DUNCAN 138 KV | 138 | 138 | 1-25.77 | 50.53 | 0.07 | 1 | (T2) 397 ACSR | 0 | 0 | 0 | 0 | 0 | 0 | 0 | 0 | 0 | 0 | 0 | 0 | 0 | 0 | 0 | 0 | 0 | 0 | 0 | 0 | 0 | 0 | 0 | 12
NO |  | 148 | 2011 | 7 | 33 | 33 |  |  |  | 0 | 0 | 2-24.73 | 0 | 0 | 0 | 266.8 ACSR | 0 | 0 | 0 | 0 | 0 | 0 | 0 | 0 | 0 | 0 | 0 | 0 | 0 | 0 | 0 | 0 | 0 | 0 | 0 | 0 | 0 | 0 | 0 | 12
NO |  | 148 | 2011 | 7 | 34 | 34 |  |  |  | 0 | 0 | 0 | 0 | 0 | 0 | 477.0 ACSR | 0 | 0 | 0 | 0 | 0 | 0 | 0 | 0 | 0 | 0 | 0 | 0 | 0 | 0 | 0 | 0 | 0 | 0 | 0 | 0 | 0 | 0 | 0 | 12
NO |  | 148 | 2011 | 7 | 35 | 35 |  |  |  | 0 | 0 | 0 | 0 | 0 | 0 | 795.0 ACSR | 0 | 0 | 0 | 0 | 0 | 0 | 0 | 0 | 0 | 0 | 0 | 0 | 0 | 0 | 0 | 0 | 0 | 0 | 0 | 0 | 0 | 0 | 0 | 12
NO |  | 148 | 2011 | 8 | 1 | 1 |  | TL81-822 NORTHEASTERN POWER | TULSA NORTH 138 | 138 | 138 | 1-0.31 | 1.12 | 21.26 | 1 | 477.0 ACSR | 0 | 0 | 0 | 0 | 0 | 0 | 0 | 0 | 0 | 0 | 0 | 0 | 0 | 0 | 0 | 0 | 0 | 0 | 0 | 0 | 0 | 0 | 0 | 12
NO |  | 148 | 2011 | 8 | 2 | 2 |  | STATION |  | 0 | 0 | 3-0.81 | 0 | 0 | 0 | 795.0 ACSR | 0 | 0 | 0 | 0 | 0 | 0 | 0 | 0 | 0 | 0 | 0 | 0 | 0 | 0 | 0 | 0 | 0 | 0 | 0 | 0 | 0 | 0 | 0 | 12
NO |  | 148 | 2011 | 8 | 3 | 3 |  | TL81-823 ATOKA | TUPELO (SWPA) | 138 | 138 | 2-33.56 | 33.56 | 0 | 1 | 266.8 ACSR | 0 | 0 | 0 | 0 | 0 | 0 | 0 | 0 | 0 | 0 | 0 | 0 | 0 | 0 | 0 | 0 | 0 | 0 | 0 | 0 | 0 | 0 | 0 | 12
NO |  | 148 | 2011 | 8 | 4 | 4 |  |  |  | 0 | 0 | 0 | 0 | 0 | 0 | 477.0 ACSR | 0 | 0 | 0 | 0 | 0 | 0 | 0 | 0 | 0 | 0 | 0 | 0 | 0 | 0 | 0 | 0 | 0 | 0 | 0 | 0 | 0 | 0 | 0 | 12
NO |  | 148 | 2011 | 8 | 5 | 5 |  | TL81-825 LAWTON EASTSIDE | SOUTHWESTERN STATION | 138 | 138 | 2-36.12 | 36.12 | 0 | 1 | 795.0 ACSR | 0 | 0 | 0 | 0 | 0 | 0 | 0 | 0 | 0 | 0 | 0 | 0 | 0 | 0 | 0 | 0 | 0 | 0 | 0 | 0 | 0 | 0 | 0 | 12
NO |  | 148 | 2011 | 8 | 6 | 6 |  | TL81-826 BARTLESVILLE | DEARING (KG&E) | 138 | 138 | 1-2.73 | 2.73 | 0 | 1 | 556.5 ACSR | 0 | 0 | 0 | 0 | 0 | 0 | 0 | 0 | 0 | 0 | 0 | 0 | 0 | 0 | 0 | 0 | 0 | 0 | 0 | 0 | 0 | 0 | 0 | 12
NO |  | 148 | 2011 | 8 | 7 | 7 |  | SOUTHEAST |  | 0 | 0 | 0 | 0 | 0 | 0 |  | 0 | 0 | 0 | 0 | 0 | 0 | 0 | 0 | 0 | 0 | 0 | 0 | 0 | 0 | 0 | 0 | 0 | 0 | 0 | 0 | 0 | 0 | 0 | 12
NO |  | 148 | 2011 | 8 | 8 | 8 |  | TL81-827 BARTLESVILLE | BARTLESVILLE SOUTHEAST | 138 | 138 | 2-11.35 | 11.35 | 7.37 | 1 | 266.8 ACSR | 0 | 0 | 0 | 0 | 0 | 0 | 0 | 0 | 0 | 0 | 0 | 0 | 0 | 0 | 0 | 0 | 0 | 0 | 0 | 0 | 0 | 0 | 0 | 12
NO |  | 148 | 2011 | 8 | 9 | 9 |  | COMANCHE |  | 0 | 0 | 0 | 0 | 0 | 0 | 477.0 ACSR | 0 | 0 | 0 | 0 | 0 | 0 | 0 | 0 | 0 | 0 | 0 | 0 | 0 | 0 | 0 | 0 | 0 | 0 | 0 | 0 | 0 | 0 | 0 | 12
NO |  | 148 | 2011 | 8 | 10 | 10 |  |  |  | 0 | 0 | 0 | 0 | 0 | 0 | 795.0 ACSR | 0 | 0 | 0 | 0 | 0 | 0 | 0 | 0 | 0 | 0 | 0 | 0 | 0 | 0 | 0 | 0 | 0 | 0 | 0 | 0 | 0 | 0 | 0 | 12
NO |  | 148 | 2011 | 8 | 11 | 11 |  | TL81-828 CATOOSA | NORTHEASTERN POWER STATION | 138 | 138 | 1-13.8 | 25.66 | 0 | 1 | 397.0 ACSR | 0 | 0 | 0 | 0 | 0 | 0 | 0 | 0 | 0 | 0 | 0 | 0 | 0 | 0 | 0 | 0 | 0 | 0 | 0 | 0 | 0 | 0 | 0 | 12
NO |  | 148 | 2011 | 8 | 12 | 12 |  |  |  | 0 | 0 | 2-9.78 | 0 | 0 | 0 | 477.0 ACSR | 0 | 0 | 0 | 0 | 0 | 0 | 0 | 0 | 0 | 0 | 0 | 0 | 0 | 0 | 0 | 0 | 0 | 0 | 0 | 0 | 0 | 0 | 0 | 12
NO |  | 148 | 2011 | 8 | 13 | 13 |  |  |  | 0 | 0 | 3-2.08 | 0 | 0 | 0 | 556.5 ACSR | 0 | 0 | 0 | 0 | 0 | 0 | 0 | 0 | 0 | 0 | 0 | 0 | 0 | 0 | 0 | 0 | 0 | 0 | 0 | 0 | 0 | 0 | 0 | 12
NO |  | 148 | 2011 | 8 | 14 | 14 |  |  |  | 0 | 0 | 0 | 0 | 0 | 0 | 795.0 ACSR | 0 | 0 | 0 | 0 | 0 | 0 | 0 | 0 | 0 | 0 | 0 | 0 | 0 | 0 | 0 | 0 | 0 | 0 | 0 | 0 | 0 | 0 | 0 | 12
NO |  | 148 | 2011 | 8 | 15 | 15 |  | TL81-829 88TH & MINGO | CATOOSA | 138 | 138 | 1-2.871 | 0 | 10.54 | 1 | 556.5 ACSR | 0 | 0 | 0 | 0 | 0 | 0 | 0 | 0 | 0 | 0 | 0 | 0 | 0 | 0 | 0 | 0 | 0 | 0 | 0 | 0 | 0 | 0 | 0 | 12
NO |  | 148 | 2011 | 8 | 16 | 16 |  |  |  | 0 | 0 | 3-9.33 | 0 | 0 | 0 | 795.0 ACSR | 0 | 0 | 0 | 0 | 0 | 0 | 0 | 0 | 0 | 0 | 0 | 0 | 0 | 0 | 0 | 0 | 0 | 0 | 0 | 0 | 0 | 0 | 0 | 12
NO |  | 148 | 2011 | 8 | 17 | 17 |  | TL81-833 CORNVILLE | CIMARRON (OG&E) | 138 | 138 | 1-4.77 | 24.54 | 3.25 | 1 | 266.8 ACSR | 0 | 0 | 0 | 0 | 0 | 0 | 0 | 0 | 0 | 0 | 0 | 0 | 0 | 0 | 0 | 0 | 0 | 0 | 0 | 0 | 0 | 0 | 0 | 12
NO |  | 148 | 2011 | 8 | 18 | 18 |  |  |  | 0 | 0 | 2-19.77 | 0 | 0 | 0 | 795.0 ACSR | 0 | 0 | 0 | 0 | 0 | 0 | 0 | 0 | 0 | 0 | 0 | 0 | 0 | 0 | 0 | 0 | 0 | 0 | 0 | 0 | 0 | 0 | 0 | 12
NO |  | 148 | 2011 | 8 | 19 | 19 |  | TL81-834 LONE OAK | WELEETKA | 138 | 138 | 2-51.8 | 51.8 | 0 | 1 | 3/0 S CUweld CU 1 | 0 | 0 | 0 | 0 | 0 | 0 | 0 | 0 | 0 | 0 | 0 | 0 | 0 | 0 | 0 | 0 | 0 | 0 | 0 | 0 | 0 | 0 | 0 | 12
NO |  | 148 | 2011 | 8 | 20 | 20 |  |  |  | 0 | 0 | 0 | 0 | 0 | 0 | 477.0 ACSR | 0 | 0 | 0 | 0 | 0 | 0 | 0 | 0 | 0 | 0 | 0 | 0 | 0 | 0 | 0 | 0 | 0 | 0 | 0 | 0 | 0 | 0 | 0 | 12
NO |  | 148 | 2011 | 8 | 21 | 21 |  |  |  | 0 | 0 | 0 | 0 | 0 | 0 | 795.0 ACSR | 0 | 0 | 0 | 0 | 0 | 0 | 0 | 0 | 0 | 0 | 0 | 0 | 0 | 0 | 0 | 0 | 0 | 0 | 0 | 0 | 0 | 0 | 0 | 12
NO |  | 148 | 2011 | 8 | 22 | 22 |  | TL81-835 LONE OAK | BROKEN BOW (SWPA) | 138 | 138 | 1-9.15 | 85.83 | 0 | 1 | 3/0 S CUweld CU 1 | 0 | 0 | 0 | 0 | 0 | 0 | 0 | 0 | 0 | 0 | 0 | 0 | 0 | 0 | 0 | 0 | 0 | 0 | 0 | 0 | 0 | 0 | 0 | 12
NO |  | 148 | 2011 | 8 | 23 | 23 |  |  |  | 0 | 0 | 2-76.68 | 0 | 0 | 0 | 477.0 ACSR | 0 | 0 | 0 | 0 | 0 | 0 | 0 | 0 | 0 | 0 | 0 | 0 | 0 | 0 | 0 | 0 | 0 | 0 | 0 | 0 | 0 | 0 | 0 | 12
NO |  | 148 | 2011 | 8 | 24 | 24 |  |  |  | 0 | 0 | 0 | 0 | 0 | 0 | 795.0 ACSR | 0 | 0 | 0 | 0 | 0 | 0 | 0 | 0 | 0 | 0 | 0 | 0 | 0 | 0 | 0 | 0 | 0 | 0 | 0 | 0 | 0 | 0 | 0 | 12
NO |  | 148 | 2011 | 8 | 25 | 25 |  | TL81-836 RED OAK | EUFAULA (SWPA) | 138 | 138 | 1-16.5252 | 43.96 | 0 | 1 | 4/0 ACSR | 0 | 0 | 0 | 0 | 0 | 0 | 0 | 0 | 0 | 0 | 0 | 0 | 0 | 0 | 0 | 0 | 0 | 0 | 0 | 0 | 0 | 0 | 0 | 12
NO |  | 148 | 2011 | 8 | 26 | 26 |  |  |  | 0 | 0 | 2-26.5865 | 0 | 0 | 0 | 477.0 ACSR | 0 | 0 | 0 | 0 | 0 | 0 | 0 | 0 | 0 | 0 | 0 | 0 | 0 | 0 | 0 | 0 | 0 | 0 | 0 | 0 | 0 | 0 | 0 | 12
NO |  | 148 | 2011 | 8 | 27 | 27 |  |  |  | 0 | 0 | 3-0.8437 | 0 | 0 | 0 | 556.5 ACSR | 0 | 0 | 0 | 0 | 0 | 0 | 0 | 0 | 0 | 0 | 0 | 0 | 0 | 0 | 0 | 0 | 0 | 0 | 0 | 0 | 0 | 0 | 0 | 12
NO |  | 148 | 2011 | 8 | 28 | 28 |  |  |  | 0 | 0 | 0 | 0 | 0 | 0 | 795.0 ACSR | 0 | 0 | 0 | 0 | 0 | 0 | 0 | 0 | 0 | 0 | 0 | 0 | 0 | 0 | 0 | 0 | 0 | 0 | 0 | 0 | 0 | 0 | 0 | 12
NO |  | 148 | 2011 | 8 | 29 | 29 |  | TL81-837 OKMULGEE CITY | RIVERSIDE POWER STATION 138 | 138 | 138 | 2-26.11 | 26.11 | 1.9 | 1 | 795.0 ACSR | 0 | 0 | 0 | 0 | 0 | 0 | 0 | 0 | 0 | 0 | 0 | 0 | 0 | 0 | 0 | 0 | 0 | 0 | 0 | 0 | 0 | 0 | 0 | 12
NO |  | 148 | 2011 | 8 | 30 | 30 |  | TL81-838 CATOOSA | ONETA | 138 | 138 | 1-11.8836 | 15.27 | 13.28 | 1 | (T2) 477 ACSR | 0 | 0 | 0 | 0 | 0 | 0 | 0 | 0 | 0 | 0 | 0 | 0 | 0 | 0 | 0 | 0 | 0 | 0 | 0 | 0 | 0 | 0 | 0 | 12
NO |  | 148 | 2011 | 8 | 31 | 31 |  |  |  | 0 | 0 | 2-3.3867 | 0 | 0 | 0 | 477.0 ACSR | 0 | 0 | 0 | 0 | 0 | 0 | 0 | 0 | 0 | 0 | 0 | 0 | 0 | 0 | 0 | 0 | 0 | 0 | 0 | 0 | 0 | 0 | 0 | 12
NO |  | 148 | 2011 | 8 | 32 | 32 |  |  |  | 0 | 0 | 0 | 0 | 0 | 0 | 556.5 ACSR | 0 | 0 | 0 | 0 | 0 | 0 | 0 | 0 | 0 | 0 | 0 | 0 | 0 | 0 | 0 | 0 | 0 | 0 | 0 | 0 | 0 | 0 | 0 | 12
NO |  | 148 | 2011 | 8 | 33 | 33 |  |  |  | 0 | 0 | 0 | 0 | 0 | 0 | 795.0 ACSR | 0 | 0 | 0 | 0 | 0 | 0 | 0 | 0 | 0 | 0 | 0 | 0 | 0 | 0 | 0 | 0 | 0 | 0 | 0 | 0 | 0 | 0 | 0 | 12
NO |  | 148 | 2011 | 8 | 34 | 34 |  | TL81-840 DUNCAN | LAWTON EASTSIDE | 138 | 138 | 2-21.59 | 26.81 | 0 | 1 | 266.8 ACSR | 0 | 0 | 0 | 0 | 0 | 0 | 0 | 0 | 0 | 0 | 0 | 0 | 0 | 0 | 0 | 0 | 0 | 0 | 0 | 0 | 0 | 0 | 0 | 12
NO |  | 148 | 2011 | 8 | 35 | 35 |  |  |  | 0 | 0 | 3-5.22 | 0 | 0 | 0 | 795.0 ACSR | 0 | 0 | 0 | 0 | 0 | 0 | 0 | 0 | 0 | 0 | 0 | 0 | 0 | 0 | 0 | 0 | 0 | 0 | 0 | 0 | 0 | 0 | 0 | 12
NO |  | 148 | 2011 | 9 | 1 | 1 |  | TL81-841 CORNVILLE | SOUTHWESTERN POWER STATION | 138 | 138 | 1-0.41 | 30.87 | 0 | 1 | 477.0 ACSR | 0 | 0 | 0 | 0 | 0 | 0 | 0 | 0 | 0 | 0 | 0 | 0 | 0 | 0 | 0 | 0 | 0 | 0 | 0 | 0 | 0 | 0 | 0 | 12
NO |  | 148 | 2011 | 9 | 2 | 2 |  |  |  | 0 | 0 | 2-27.21 | 0 | 0 | 0 | 795.0 ACSR | 0 | 0 | 0 | 0 | 0 | 0 | 0 | 0 | 0 | 0 | 0 | 0 | 0 | 0 | 0 | 0 | 0 | 0 | 0 | 0 | 0 | 0 | 0 | 12
NO |  | 148 | 2011 | 9 | 3 | 3 |  |  |  | 0 | 0 | 3-3.25 | 0 | 0 | 0 |  | 0 | 0 | 0 | 0 | 0 | 0 | 0 | 0 | 0 | 0 | 0 | 0 | 0 | 0 | 0 | 0 | 0 | 0 | 0 | 0 | 0 | 0 | 0 | 12
NO |  | 148 | 2011 | 9 | 4 | 4 |  | TL81-842 WELEETKA | MAUD (OG&E) | 138 | 138 | 2-49.12 | 49.12 | 0 | 1 | 3/0 S CUweld CU 1 | 0 | 0 | 0 | 0 | 0 | 0 | 0 | 0 | 0 | 0 | 0 | 0 | 0 | 0 | 0 | 0 | 0 | 0 | 0 | 0 | 0 | 0 | 0 | 12
NO |  | 148 | 2011 | 9 | 5 | 5 |  |  |  | 0 | 0 | 0 | 0 | 0 | 0 | 477.0 ACSR | 0 | 0 | 0 | 0 | 0 | 0 | 0 | 0 | 0 | 0 | 0 | 0 | 0 | 0 | 0 | 0 | 0 | 0 | 0 | 0 | 0 | 0 | 0 | 12
NO |  | 148 | 2011 | 9 | 6 | 6 |  |  |  | 0 | 0 | 0 | 0 | 0 | 0 | 795.0 ACSR | 0 | 0 | 0 | 0 | 0 | 0 | 0 | 0 | 0 | 0 | 0 | 0 | 0 | 0 | 0 | 0 | 0 | 0 | 0 | 0 | 0 | 0 | 0 | 12
NO |  | 148 | 2011 | 9 | 7 | 7 |  | TL81-843 BARNSDALL TAP | TULSA NORTH 138 | 138 | 138 | 2-25.34 | 25.34 | 0 | 1 | 795.0 ACSR | 0 | 0 | 0 | 0 | 0 | 0 | 0 | 0 | 0 | 0 | 0 | 0 | 0 | 0 | 0 | 0 | 0 | 0 | 0 | 0 | 0 | 0 | 0 | 12
NO |  | 148 | 2011 | 9 | 8 | 8 |  | TL81-844 BARTLESVILLE | MOUND ROAD | 138 | 138 | 2-2.83 | 2.83 | 0.97 | 1 | 266.8 ACSR | 0 | 0 | 0 | 0 | 0 | 0 | 0 | 0 | 0 | 0 | 0 | 0 | 0 | 0 | 0 | 0 | 0 | 0 | 0 | 0 | 0 | 0 | 0 | 12
NO |  | 148 | 2011 | 9 | 9 | 9 |  | COMANCHE |  | 0 | 0 | 0 | 0 | 0 | 0 | 795.0 ACSR | 0 | 0 | 0 | 0 | 0 | 0 | 0 | 0 | 0 | 0 | 0 | 0 | 0 | 0 | 0 | 0 | 0 | 0 | 0 | 0 | 0 | 0 | 0 | 12
NO |  | 148 | 2011 | 9 | 10 | 10 |  | TL81-845 RUSSELL (WFEC) | LAKE PAULINE (TNC) | 138 | 138 | 1-0.2573 | 23.29 | 0 | 1 | 477.0 ACSR | 0 | 0 | 0 | 0 | 0 | 0 | 0 | 0 | 0 | 0 | 0 | 0 | 0 | 0 | 0 | 0 | 0 | 0 | 0 | 0 | 0 | 0 | 0 | 12
NO |  | 148 | 2011 | 9 | 11 | 11 |  |  |  | 0 | 0 | 2-23.0327 | 0 | 0 | 0 |  | 0 | 0 | 0 | 0 | 0 | 0 | 0 | 0 | 0 | 0 | 0 | 0 | 0 | 0 | 0 | 0 | 0 | 0 | 0 | 0 | 0 | 0 | 0 | 12
NO |  | 148 | 2011 | 9 | 12 | 12 |  | TL81-846 MOHAWK | TULSA NORTH 138 | 138 | 138 | 1-14.94 | 14.94 | 0 | 1 | 477.0 ACSR | 0 | 0 | 0 | 0 | 0 | 0 | 0 | 0 | 0 | 0 | 0 | 0 | 0 | 0 | 0 | 0 | 0 | 0 | 0 | 0 | 0 | 0 | 0 | 12
NO |  | 148 | 2011 | 9 | 13 | 13 |  | TL81-847 CRAIG JCT (PSO) | PATTERSON (SWEPCO) | 138 | 138 | 1-0.35 | 2.8 | 0 | 1 | 1272.0 ACSR | 0 | 0 | 0 | 0 | 0 | 0 | 0 | 0 | 0 | 0 | 0 | 0 | 0 | 0 | 0 | 0 | 0 | 0 | 0 | 0 | 0 | 0 | 0 | 12
NO |  | 148 | 2011 | 9 | 14 | 14 |  |  |  | 0 | 0 | 2-2.45 | 0 | 0 | 0 | 795.0 ACSR | 0 | 0 | 0 | 0 | 0 | 0 | 0 | 0 | 0 | 0 | 0 | 0 | 0 | 0 | 0 | 0 | 0 | 0 | 0 | 0 | 0 | 0 | 0 | 12
NO |  | 148 | 2011 | 9 | 15 | 15 |  | TL81-848 LAWTON EASTSIDE | SOUTHWESTERN STATION | 138 | 138 | 1-1.11 | 40.92 | 0 | 1 | 2x397.0 ACSR | 0 | 0 | 0 | 0 | 0 | 0 | 0 | 0 | 0 | 0 | 0 | 0 | 0 | 0 | 0 | 0 | 0 | 0 | 0 | 0 | 0 | 0 | 0 | 12
NO |  | 148 | 2011 | 9 | 16 | 16 |  |  |  | 0 | 0 | 2-39.81 | 0 | 0 | 0 | 477.0 ACSR | 0 | 0 | 0 | 0 | 0 | 0 | 0 | 0 | 0 | 0 | 0 | 0 | 0 | 0 | 0 | 0 | 0 | 0 | 0 | 0 | 0 | 0 | 0 | 12
NO |  | 148 | 2011 | 9 | 17 | 17 |  |  |  | 0 | 0 | 0 | 0 | 0 | 0 | 795.0 ACSR | 0 | 0 | 0 | 0 | 0 | 0 | 0 | 0 | 0 | 0 | 0 | 0 | 0 | 0 | 0 | 0 | 0 | 0 | 0 | 0 | 0 | 0 | 0 | 12
NO |  | 148 | 2011 | 9 | 18 | 18 |  | TL81-849 OKMULGEE | HENRYETTA | 138 | 138 | 1-13.641 | 13.64 | 0.16 | 1 | 1272.0 ACSR | 0 | 0 | 0 | 0 | 0 | 0 | 0 | 0 | 0 | 0 | 0 | 0 | 0 | 0 | 0 | 0 | 0 | 0 | 0 | 0 | 0 | 0 | 0 | 12
NO |  | 148 | 2011 | 9 | 19 | 19 |  |  |  | 0 | 0 | 0 | 0 | 0 | 0 | 795.0 ACSR | 0 | 0 | 0 | 0 | 0 | 0 | 0 | 0 | 0 | 0 | 0 | 0 | 0 | 0 | 0 | 0 | 0 | 0 | 0 | 0 | 0 | 0 | 0 | 12
NO |  | 148 | 2011 | 9 | 20 | 20 |  | SubTotal 138 kV Lines in OK |  | 0 | 0 |  | 1878.17 | 176.99 | 116 |  | 0 | 0 | 0 | 0 | 0 | 0 | 0 | 0 | 0 | 0 | 0 | 0 | 0 | 0 | 0 | 0 | 0 | 0 | 0 | 0 | 0 | 0 | 0 | 12
NO |  | 148 | 2011 | 9 | 21 | 21 |  | TL81-531 HOLLIS | HOLLIS (TNC INTERCONNECT) | 138 | 138 | 1-11.63 | 11.63 | 0 | 1 | 477.0 ACSR | 0 | 0 | 0 | 0 | 0 | 0 | 0 | 0 | 0 | 0 | 0 | 0 | 0 | 0 | 0 | 0 | 0 | 0 | 0 | 0 | 0 | 0 | 0 | 12
NO |  | 148 | 2011 | 9 | 22 | 22 |  | SubTotal 138 kV Lines in TX |  | 0 | 0 |  | 11.63 | 0 | 1 |  | 0 | 0 | 0 | 0 | 0 | 0 | 0 | 0 | 0 | 0 | 0 | 0 | 0 | 0 | 0 | 0 | 0 | 0 | 0 | 0 | 0 | 0 | 0 | 12
NO |  | 148 | 2011 | 9 | 23 | 23 |  | TL81-504 CRAIG JCT | BROKEN BOW DAM (SWPA) | 138 | 138 | 1-7.54.68 | 9.24 | 2.35 | 1 | 795.0 ACSR | 0 | 0 | 0 | 0 | 0 | 0 | 0 | 0 | 0 | 0 | 0 | 0 | 0 | 0 | 0 | 0 | 0 | 0 | 0 | 0 | 0 | 0 | 0 | 12
NO |  | 148 | 2011 | 9 | 24 | 24 |  |  |  | 0 | 0 | 2-1.6979 | 0 | 0 | 0 | 795.0 ACSR | 0 | 0 | 0 | 0 | 0 | 0 | 0 | 0 | 0 | 0 | 0 | 0 | 0 | 0 | 0 | 0 | 0 | 0 | 0 | 0 | 0 | 0 | 0 | 12
NO |  | 148 | 2011 | 9 | 25 | 25 |  | TL81-535 WEATHERFORD JCT | JENSON (OG&E) | 138 | 138 | 1-0.0316 | 40.8 | 2.41 | 1 | 795.0 ACSR | 0 | 0 | 0 | 0 | 0 | 0 | 0 | 0 | 0 | 0 | 0 | 0 | 0 | 0 | 0 | 0 | 0 | 0 | 0 | 0 | 0 | 0 | 0 | 12
NO |  | 148 | 2011 | 9 | 26 | 26 |  |  |  | 0 | 0 | 2-40.766 | 0 | 0 | 0 |  | 0 | 0 | 0 | 0 | 0 | 0 | 0 | 0 | 0 | 0 | 0 | 0 | 0 | 0 | 0 | 0 | 0 | 0 | 0 | 0 | 0 | 0 | 0 | 12
NO |  | 148 | 2011 | 9 | 27 | 27 |  | TL81-552 BARNSDALL TAP | MOUND ROAD | 138 | 138 | 1-0.54 | 19.95 | 0 | 1 | 1272.0 ACSR | 0 | 0 | 0 | 0 | 0 | 0 | 0 | 0 | 0 | 0 | 0 | 0 | 0 | 0 | 0 | 0 | 0 | 0 | 0 | 0 | 0 | 0 | 0 | 12
NO |  | 148 | 2011 | 9 | 28 | 28 |  |  |  | 0 | 0 | 2-14.26 | 0 | 0 | 0 | 795.0 ACSR | 0 | 0 | 0 | 0 | 0 | 0 | 0 | 0 | 0 | 0 | 0 | 0 | 0 | 0 | 0 | 0 | 0 | 0 | 0 | 0 | 0 | 0 | 0 | 12
NO |  | 148 | 2011 | 9 | 29 | 29 |  | SubTotal 138 kV Lines (Chan |  | 0 | 0 |  | 69.99 | 4.76 | 3 |  | 0 | 0 | 0 | 0 | 0 | 0 | 0 | 0 | 0 | 0 | 0 | 0 | 0 | 0 | 0 | 0 | 0 | 0 | 0 | 0 | 0 | 0 | 0 | 12
NO |  | 148 | 2011 | 9 | 30 | 30 |  | Total 138 kV Lines (All) |  | 0 | 0 |  | 1959.79 | 181.75 | 120 |  | 0 | 0 | 0 | 0 | 0 | 0 | 0 | 0 | 0 | 0 | 0 | 0 | 0 | 0 | 0 | 0 | 0 | 0 | 0 | 0 | 0 | 0 | 0 | 12
NO |  | 148 | 2011 | 9 | 31 | 31 |  | TL81-824 PRYOR JCT. | KERR HYDRO (GRDA) | 115 | 115 | 2-7.92 | 10.49 | 0 | 1 | 266.8 ACSR | 0 | 0 | 0 | 0 | 0 | 0 | 0 | 0 | 0 | 0 | 0 | 0 | 0 | 0 | 0 | 0 | 0 | 0 | 0 | 0 | 0 | 0 | 0 | 12
NO |  | 148 | 2011 | 9 | 32 | 32 |  |  |  | 0 | 0 | 3-2.57 | 0 | 0 | 0 | 556.5 ACSR | 0 | 0 | 0 | 0 | 0 | 0 | 0 | 0 | 0 | 0 | 0 | 0 | 0 | 0 | 0 | 0 | 0 | 0 | 0 | 0 | 0 | 0 | 0 | 12
NO |  | 148 | 2011 | 9 | 34 | 34 |  | Total 115 kV Lines (All) |  | 0 | 0 |  | 10.49 | 0 | 1 |  | 0 | 0 | 0 | 0 | 0 | 0 | 0 | 0 | 0 | 0 | 0 | 0 | 0 | 0 | 0 | 0 | 0 | 0 | 0 | 0 | 0 | 0 | 0 | 12
NO |  | 148 | 2011 | 10 | 1 | 1 |  | TL66-103 WELEETKA POWER | FIXICO(OG&E) | 69 | 69 | 1-11.16 | 11.27 | 0 | 1 | 1/0 ACSR | 0 | 0 | 0 | 0 | 0 | 0 | 0 | 0 | 0 | 0 | 0 | 0 | 0 | 0 | 0 | 0 | 0 | 0 | 0 | 0 | 0 | 0 | 0 | 12
NO |  | 148 | 2011 | 10 | 2 | 2 |  | STATION |  | 0 | 0 | 3-0.11 | 0 | 0 | 0 | 266.8 ACSR | 0 | 0 | 0 | 0 | 0 | 0 | 0 | 0 | 0 | 0 | 0 | 0 | 0 | 0 | 0 | 0 | 0 | 0 | 0 | 0 | 0 | 0 | 0 | 12
NO |  | 148 | 2011 | 10 | 3 | 3 |  |  |  | 0 | 0 | 0 | 0 | 0 | 0 | 3/0 CU Hard Drawn | 0 | 0 | 0 | 0 | 0 | 0 | 0 | 0 | 0 | 0 | 0 | 0 | 0 | 0 | 0 | 0 | 0 | 0 | 0 | 0 | 0 | 0 | 0 | 12
NO |  | 148 | 2011 | 10 | 4 | 4 |  | TL66-106 CHOUTEAU | TULSA SOUTHEAST | 69 | 69 | 1-22.43 | 57.82 | 0 | 1 | 2/0 CU Hard Drawn | 0 | 0 | 0 | 0 | 0 | 0 | 0 | 0 | 0 | 0 | 0 | 0 | 0 | 0 | 0 | 0 | 0 | 0 | 0 | 0 | 0 | 0 | 0 | 12
NO |  | 148 | 2011 | 10 | 5 | 5 |  |  |  | 0 | 0 | 2-35.39 | 0 | 0 | 0 | 266.8 ACSR | 0 | 0 | 0 | 0 | 0 | 0 | 0 | 0 | 0 | 0 | 0 | 0 | 0 | 0 | 0 | 0 | 0 | 0 | 0 | 0 | 0 | 0 | 0 | 12
NO |  | 148 | 2011 | 10 | 6 | 6 |  |  |  | 0 | 0 | 0 | 0 | 0 | 0 | 4/0 ACSR | 0 | 0 | 0 | 0 | 0 | 0 | 0 | 0 | 0 | 0 | 0 | 0 | 0 | 0 | 0 | 0 | 0 | 0 | 0 | 0 | 0 | 0 | 0 | 12
NO |  | 148 | 2011 | 10 | 7 | 7 |  |  |  | 0 | 0 | 0 | 0 | 0 | 0 | 477.0 ACSR | 0 | 0 | 0 | 0 | 0 | 0 | 0 | 0 | 0 | 0 | 0 | 0 | 0 | 0 | 0 | 0 | 0 | 0 | 0 | 0 | 0 | 0 | 0 | 12
NO |  | 148 | 2011 | 10 | 8 | 8 |  |  |  | 0 | 0 | 0 | 0 | 0 | 0 | 556.5 ACSR | 0 | 0 | 0 | 0 | 0 | 0 | 0 | 0 | 0 | 0 | 0 | 0 | 0 | 0 | 0 | 0 | 0 | 0 | 0 | 0 | 0 | 0 | 0 | 12
NO |  | 148 | 2011 | 10 | 9 | 9 |  | TL66-108 MCALESTER | WELEETKA POWER STATION | 69 | 69 | 2-32.27 | 33.06 | 2.12 | 1 | 211.3 ACSR | 0 | 0 | 0 | 0 | 0 | 0 | 0 | 0 | 0 | 0 | 0 | 0 | 0 | 0 | 0 | 0 | 0 | 0 | 0 | 0 | 0 | 0 | 0 | 12
NO |  | 148 | 2011 | 10 | 10 | 10 |  |  |  | 0 | 0 | 3-0.79 | 0 | 0 | 0 | 266.8 ACSR | 0 | 0 | 0 | 0 | 0 | 0 | 0 | 0 | 0 | 0 | 0 | 0 | 0 | 0 | 0 | 0 | 0 | 0 | 0 | 0 | 0 | 0 | 0 | 12
NO |  | 148 | 2011 | 10 | 11 | 11 |  | TL66-109 CATOOSA | DAWSON | 69 | 69 | 1-5.45 | 7.19 | 0 | 1 | 477.0 ACSR | 0 | 0 | 0 | 0 | 0 | 0 | 0 | 0 | 0 | 0 | 0 | 0 | 0 | 0 | 0 | 0 | 0 | 0 | 0 | 0 | 0 | 0 | 0 | 12
NO |  | 148 | 2011 | 10 | 12 | 12 |  |  |  | 0 | 0 | 2-1.74 | 0 | 0 | 0 |  | 0 | 0 | 0 | 0 | 0 | 0 | 0 | 0 | 0 | 0 | 0 | 0 | 0 | 0 | 0 | 0 | 0 | 0 | 0 | 0 | 0 | 0 | 0 | 12
NO |  | 148 | 2011 | 10 | 13 | 13 |  | TL66-111 LONE OAK | RED OAK | 69 | 69 | 2-18.69 | 18.69 | 8.93 | 1 | 4/0 ACSR | 0 | 0 | 0 | 0 | 0 | 0 | 0 | 0 | 0 | 0 | 0 | 0 | 0 | 0 | 0 | 0 | 0 | 0 | 0 | 0 | 0 | 0 | 0 | 12
NO |  | 148 | 2011 | 10 | 14 | 14 |  |  |  | 0 | 0 |  | 0 | 0 | 0 | 477.0 ACSR | 0 | 0 | 0 | 0 | 0 | 0 | 0 | 0 | 0 | 0 | 0 | 0 | 0 | 0 | 0 | 0 | 0 | 0 | 0 | 0 | 0 | 0 | 0 | 12
NO |  | 148 | 2011 | 10 | 15 | 15 |  | TL66-112 SAND SPRINGS | SUNRAY DX | 69 | 69 | 1-0.61 | 4.1 | 1.25 | 1 | 397.0 ACSR | 0 | 0 | 0 | 0 | 0 | 0 | 0 | 0 | 0 | 0 | 0 | 0 | 0 | 0 | 0 | 0 | 0 | 0 | 0 | 0 | 0 | 0 | 0 | 12
NO |  | 148 | 2011 | 10 | 16 | 16 |  |  |  | 0 | 0 | 2-3.12 | 0 | 0 | 0 | 266.8 ACSR | 0 | 0 | 0 | 0 | 0 | 0 | 0 | 0 | 0 | 0 | 0 | 0 | 0 | 0 | 0 | 0 | 0 | 0 | 0 | 0 | 0 | 0 | 0 | 12
NO |  | 148 | 2011 | 10 | 17 | 17 |  |  |  | 0 | 0 | 3-0.37 | 0 | 0 | 0 | 4/0 CU | 0 | 0 | 0 | 0 | 0 | 0 | 0 | 0 | 0 | 0 | 0 | 0 | 0 | 0 | 0 | 0 | 0 | 0 | 0 | 0 | 0 | 0 | 0 | 12
NO |  | 148 | 2011 | 10 | 18 | 18 |  |  |  | 0 | 0 |  | 0 | 0 | 0 | 477.0 ACSR | 0 | 0 | 0 | 0 | 0 | 0 | 0 | 0 | 0 | 0 | 0 | 0 | 0 | 0 | 0 | 0 | 0 | 0 | 0 | 0 | 0 | 0 | 0 | 12
NO |  | 148 | 2011 | 10 | 19 | 19 |  |  |  | 0 | 0 |  | 0 | 0 | 0 | 556.5 ACSR | 0 | 0 | 0 | 0 | 0 | 0 | 0 | 0 | 0 | 0 | 0 | 0 | 0 | 0 | 0 | 0 | 0 | 0 | 0 | 0 | 0 | 0 | 0 | 12
NO |  | 148 | 2011 | 10 | 20 | 20 |  |  |  | 0 | 0 |  | 0 | 0 | 0 | 636.0 ACSR | 0 | 0 | 0 | 0 | 0 | 0 | 0 | 0 | 0 | 0 | 0 | 0 | 0 | 0 | 0 | 0 | 0 | 0 | 0 | 0 | 0 | 0 | 0 | 12
NO |  | 148 | 2011 | 10 | 21 | 21 |  | TL66-113 BARTLESVILLE COMAN | BLAKE STATION | 69 | 69 | 2-12.00 | 12 | 4.71 | 1 | 4/0 ACSR | 0 | 0 | 0 | 0 | 0 | 0 | 0 | 0 | 0 | 0 | 0 | 0 | 0 | 0 | 0 | 0 | 0 | 0 | 0 | 0 | 0 | 0 | 0 | 12
NO |  | 148 | 2011 | 10 | 22 | 22 |  | TL66-117 ATOKA | McALESTER | 69 | 69 | 1-3.99 | 47.34 | 0 | 1 | 266.8 ACSR | 0 | 0 | 0 | 0 | 0 | 0 | 0 | 0 | 0 | 0 | 0 | 0 | 0 | 0 | 0 | 0 | 0 | 0 | 0 | 0 | 0 | 0 | 0 | 12
NO |  | 148 | 2011 | 10 | 23 | 23 |  |  |  | 0 | 0 | 2-43.35 | 0 | 0 | 0 | 3/0 ACSR | 0 | 0 | 0 | 0 | 0 | 0 | 0 | 0 | 0 | 0 | 0 | 0 | 0 | 0 | 0 | 0 | 0 | 0 | 0 | 0 | 0 | 0 | 0 | 12
NO |  | 148 | 2011 | 10 | 24 | 24 |  |  |  | 0 | 0 | 0 | 0 | 0 | 0 | 477.0 ACSR | 0 | 0 | 0 | 0 | 0 | 0 | 0 | 0 | 0 | 0 | 0 | 0 | 0 | 0 | 0 | 0 | 0 | 0 | 0 | 0 | 0 | 0 | 0 | 12
NO |  | 148 | 2011 | 10 | 25 | 25 |  | TL66-118 RED OAK | TALHINA WEST | 69 | 69 | 1-10.4 | 14.73 | 0 | 1 | 266.8 ACSR | 0 | 0 | 0 | 0 | 0 | 0 | 0 | 0 | 0 | 0 | 0 | 0 | 0 | 0 | 0 | 0 | 0 | 0 | 0 | 0 | 0 | 0 | 0 | 12
NO |  | 148 | 2011 | 10 | 26 | 26 |  |  |  | 0 | 0 | 2-4.33 | 0 | 0 | 0 | 4/0 ACSR | 0 | 0 | 0 | 0 | 0 | 0 | 0 | 0 | 0 | 0 | 0 | 0 | 0 | 0 | 0 | 0 | 0 | 0 | 0 | 0 | 0 | 0 | 0 | 12
NO |  | 148 | 2011 | 10 | 27 | 27 |  | TL66-119 HUGO | VALLIANT 345 KV | 69 | 69 | 1-2.13 | 37.09 | 0 | 1 | 4/0 ACSR | 0 | 0 | 0 | 0 | 0 | 0 | 0 | 0 | 0 | 0 | 0 | 0 | 0 | 0 | 0 | 0 | 0 | 0 | 0 | 0 | 0 | 0 | 0 | 12
NO |  | 148 | 2011 | 10 | 28 | 28 |  |  |  | 0 | 0 | 2-34.964 | 0 | 0 | 0 | 477.0 ACSR | 0 | 0 | 0 | 0 | 0 | 0 | 0 | 0 | 0 | 0 | 0 | 0 | 0 | 0 | 0 | 0 | 0 | 0 | 0 | 0 | 0 | 0 | 0 | 12
NO |  | 148 | 2011 | 10 | 29 | 29 |  | TL66-121 RED OAK (PSO) | HOWE (OG&E) | 69 | 69 | 2-37.16 | 37.16 | 0 | 1 | 4/0 ACSR | 0 | 0 | 0 | 0 | 0 | 0 | 0 | 0 | 0 | 0 | 0 | 0 | 0 | 0 | 0 | 0 | 0 | 0 | 0 | 0 | 0 | 0 | 0 | 12
NO |  | 148 | 2011 | 10 | 30 | 30 |  | TL66-130 ATOKA | HUGO | 69 | 69 | 1-4.301 | 54.56 | 0 | 1 | 1/0 ACSR | 0 | 0 | 0 | 0 | 0 | 0 | 0 | 0 | 0 | 0 | 0 | 0 | 0 | 0 | 0 | 0 | 0 | 0 | 0 | 0 | 0 | 0 | 0 | 12
NO |  | 148 | 2011 | 10 | 31 | 31 |  |  |  | 0 | 0 | 2-50.26 | 0 | 0 | 0 | 4/0 ACSR | 0 | 0 | 0 | 0 | 0 | 0 | 0 | 0 | 0 | 0 | 0 | 0 | 0 | 0 | 0 | 0 | 0 | 0 | 0 | 0 | 0 | 0 | 0 | 12
NO |  | 148 | 2011 | 10 | 32 | 32 |  |  |  | 0 | 0 | 0 | 0 | 0 | 0 | 477.0 ACSR | 0 | 0 | 0 | 0 | 0 | 0 | 0 | 0 | 0 | 0 | 0 | 0 | 0 | 0 | 0 | 0 | 0 | 0 | 0 | 0 | 0 | 0 | 0 | 12
NO |  | 148 | 2011 | 11 | 1 | 1 |  | TL66-131 TULSA POWER | SUNRAY DX | 69 | 69 | 1-3.14 | 5.58 | 0 | 1 | 477.0 ACSR | 0 | 0 | 0 | 0 | 0 | 0 | 0 | 0 | 0 | 0 | 0 | 0 | 0 | 0 | 0 | 0 | 0 | 0 | 0 | 0 | 0 | 0 | 0 | 12
NO |  | 148 | 2011 | 11 | 2 | 2 |  |  |  | 0 | 0 | 2-2.44 | 0 | 0 | 0 | 556.5 ACSR | 0 | 0 | 0 | 0 | 0 | 0 | 0 | 0 | 0 | 0 | 0 | 0 | 0 | 0 | 0 | 0 | 0 | 0 | 0 | 0 | 0 | 0 | 0 | 12
NO |  | 148 | 2011 | 11 | 3 | 3 |  |  |  | 0 | 0 |  | 0 | 0 | 0 | 636.0 ACSR | 0 | 0 | 0 | 0 | 0 | 0 | 0 | 0 | 0 | 0 | 0 | 0 | 0 | 0 | 0 | 0 | 0 | 0 | 0 | 0 | 0 | 0 | 0 | 12
NO |  | 148 | 2011 | 11 | 4 | 4 |  | TL66-138 WELEETKA STATION | OKEMAH | 69 | 69 | 2-11.83 | 11.94 | 0.11 | 1 | 4/0 ACSR | 0 | 0 | 0 | 0 | 0 | 0 | 0 | 0 | 0 | 0 | 0 | 0 | 0 | 0 | 0 | 0 | 0 | 0 | 0 | 0 | 0 | 0 | 0 | 12
NO |  | 148 | 2011 | 11 | 5 | 5 |  |  |  | 0 | 0 | 3-0.11 | 0 | 0 | 0 | 4/0 CU | 0 | 0 | 0 | 0 | 0 | 0 | 0 | 0 | 0 | 0 | 0 | 0 | 0 | 0 | 0 | 0 | 0 | 0 | 0 | 0 | 0 | 0 | 0 | 12
NO |  | 148 | 2011 | 11 | 6 | 6 |  | TL66-140 PRYOR JCT | PRYOR CITY(GRDA) | 69 | 69 | 1-4.65 | 4.65 | 0 | 1 | 397.0 ACSR | 0 | 0 | 0 | 0 | 0 | 0 | 0 | 0 | 0 | 0 | 0 | 0 | 0 | 0 | 0 | 0 | 0 | 0 | 0 | 0 | 0 | 0 | 0 | 12
NO |  | 148 | 2011 | 11 | 7 | 7 |  | TL66-141 CHOUTEAU | PRYOR CITY(GRDA) | 69 | 69 | 1-1.92 | 13.31 | 0 | 1 | 2/0 ACSR | 0 | 0 | 0 | 0 | 0 | 0 | 0 | 0 | 0 | 0 | 0 | 0 | 0 | 0 | 0 | 0 | 0 | 0 | 0 | 0 | 0 | 0 | 0 | 12
NO |  | 148 | 2011 | 11 | 8 | 8 |  |  |  | 0 | 0 | 2-11.39 | 0 | 0 | 0 | 4/0 ACSR | 0 | 0 | 0 | 0 | 0 | 0 | 0 | 0 | 0 | 0 | 0 | 0 | 0 | 0 | 0 | 0 | 0 | 0 | 0 | 0 | 0 | 0 | 0 | 12
NO |  | 148 | 2011 | 11 | 9 | 9 |  | TL66-142 PRYOR JCT | VINITA | 69 | 69 | 1-25.64 | 25.64 | 1.08 | 1 | 3/0 CU Hard Drawn | 0 | 0 | 0 | 0 | 0 | 0 | 0 | 0 | 0 | 0 | 0 | 0 | 0 | 0 | 0 | 0 | 0 | 0 | 0 | 0 | 0 | 0 | 0 | 12
NO |  | 148 | 2011 | 11 | 10 | 10 |  |  |  | 0 | 0 | 0 | 0 | 0 | 0 | 397.0 ACSR | 0 | 0 | 0 | 0 | 0 | 0 | 0 | 0 | 0 | 0 | 0 | 0 | 0 | 0 | 0 | 0 | 0 | 0 | 0 | 0 | 0 | 0 | 0 | 12
NO |  | 148 | 2011 | 11 | 11 | 11 |  |  |  | 0 | 0 | 0 | 0 | 0 | 0 | 477.0 ACSR | 0 | 0 | 0 | 0 | 0 | 0 | 0 | 0 | 0 | 0 | 0 | 0 | 0 | 0 | 0 | 0 | 0 | 0 | 0 | 0 | 0 | 0 | 0 | 12
NO |  | 148 | 2011 | 11 | 12 | 12 |  | TL66-145 VALLIANT 345 | GEORGIA PACIFIC | 69 | 69 | 1-12.19 | 18.16 | 1.5 | 1 | 4/0 ACSR | 0 | 0 | 0 | 0 | 0 | 0 | 0 | 0 | 0 | 0 | 0 | 0 | 0 | 0 | 0 | 0 | 0 | 0 | 0 | 0 | 0 | 0 | 0 | 12
NO |  | 148 | 2011 | 11 | 13 | 13 |  |  |  | 0 | 0 | 2-5.97 | 0 | 0 | 0 | 477.0 ACSR | 0 | 0 | 0 | 0 | 0 | 0 | 0 | 0 | 0 | 0 | 0 | 0 | 0 | 0 | 0 | 0 | 0 | 0 | 0 | 0 | 0 | 0 | 0 | 12
NO |  | 148 | 2011 | 11 | 14 | 14 |  | TL66-146 GRDA TAP (AFTON) | EXPLORER PIPELINE PUMP | 69 | 69 | 1-4.32 | 4.32 | 0 | 1 | 4/0 ACSR | 0 | 0 | 0 | 0 | 0 | 0 | 0 | 0 | 0 | 0 | 0 | 0 | 0 | 0 | 0 | 0 | 0 | 0 | 0 | 0 | 0 | 0 | 0 | 12
NO |  | 148 | 2011 | 11 | 15 | 15 |  | TL66-147 GRDA TAP (RAMONA) | RAMONA | 69 | 69 | 2-0.11 | 0.11 | 0 | 1 | 4/0 ACSR | 0 | 0 | 0 | 0 | 0 | 0 | 0 | 0 | 0 | 0 | 0 | 0 | 0 | 0 | 0 | 0 | 0 | 0 | 0 | 0 | 0 | 0 | 0 | 12
NO |  | 148 | 2011 | 11 | 16 | 16 |  | TL66-148 GRDA TAP (AFTON) | AFTON | 69 | 69 | 1-0.61 | 0.61 | 0 | 1 | 4/0 ACSR | 0 | 0 | 0 | 0 | 0 | 0 | 0 | 0 | 0 | 0 | 0 | 0 | 0 | 0 | 0 | 0 | 0 | 0 | 0 | 0 | 0 | 0 | 0 | 12
NO |  | 148 | 2011 | 11 | 17 | 17 |  | TL66-149 VINITA | VINITA JUNCTION | 69 | 69 | 1-0.04 | 0.04 | 2.81 | 1 | 397.0 ACSR | 0 | 0 | 0 | 0 | 0 | 0 | 0 | 0 | 0 | 0 | 0 | 0 | 0 | 0 | 0 | 0 | 0 | 0 | 0 | 0 | 0 | 0 | 0 | 12
NO |  | 148 | 2011 | 11 | 18 | 18 |  |  |  | 0 | 0 | 0 | 0 | 0 | 0 | 477.0 ACSR | 0 | 0 | 0 | 0 | 0 | 0 | 0 | 0 | 0 | 0 | 0 | 0 | 0 | 0 | 0 | 0 | 0 | 0 | 0 | 0 | 0 | 0 | 0 | 12
NO |  | 148 | 2011 | 11 | 19 | 19 |  | TL66-150 DAWSON | COLLINSVILLE (GRDA) | 69 | 69 | 1-6.463 | 6.46 | 0 | 1 | 4/0 ACSR | 0 | 0 | 0 | 0 | 0 | 0 | 0 | 0 | 0 | 0 | 0 | 0 | 0 | 0 | 0 | 0 | 0 | 0 | 0 | 0 | 0 | 0 | 0 | 12
NO |  | 148 | 2011 | 11 | 20 | 20 |  |  |  | 0 | 0 |  | 0 | 0 | 0 | 2/0 CU | 0 | 0 | 0 | 0 | 0 | 0 | 0 | 0 | 0 | 0 | 0 | 0 | 0 | 0 | 0 | 0 | 0 | 0 | 0 | 0 | 0 | 0 | 0 | 12
NO |  | 148 | 2011 | 11 | 21 | 21 |  | TL66-601 FREDERICK JCT | SNYDER | 69 | 69 | 1-8.78 | 26.76 | 0.56 | 1 | 1/0 ACSR | 0 | 0 | 0 | 0 | 0 | 0 | 0 | 0 | 0 | 0 | 0 | 0 | 0 | 0 | 0 | 0 | 0 | 0 | 0 | 0 | 0 | 0 | 0 | 12
NO |  | 148 | 2011 | 11 | 22 | 22 |  |  |  | 0 | 0 | 2-17.9756 | 0 | 0 | 0 | 3/0 ACSR | 0 | 0 | 0 | 0 | 0 | 0 | 0 | 0 | 0 | 0 | 0 | 0 | 0 | 0 | 0 | 0 | 0 | 0 | 0 | 0 | 0 | 0 | 0 | 12
NO |  | 148 | 2011 | 11 | 23 | 23 |  |  |  | 0 | 0 | 0 | 0 | 0 | 0 | 4/0 ACSR | 0 | 0 | 0 | 0 | 0 | 0 | 0 | 0 | 0 | 0 | 0 | 0 | 0 | 0 | 0 | 0 | 0 | 0 | 0 | 0 | 0 | 0 | 0 | 12
NO |  | 148 | 2011 | 11 | 24 | 24 |  | TL66-606 HOBART CITY | SNYDER | 69 | 69 | 1-5.38 | 29.29 | 0 | 1 | 3/0 ACSR | 0 | 0 | 0 | 0 | 0 | 0 | 0 | 0 | 0 | 0 | 0 | 0 | 0 | 0 | 0 | 0 | 0 | 0 | 0 | 0 | 0 | 0 | 0 | 12
NO |  | 148 | 2011 | 11 | 25 | 25 |  |  |  | 0 | 0 | 2-23.91 | 0 | 0 | 0 | 397.0 ACSR | 0 | 0 | 0 | 0 | 0 | 0 | 0 | 0 | 0 | 0 | 0 | 0 | 0 | 0 | 0 | 0 | 0 | 0 | 0 | 0 | 0 | 0 | 0 | 12
NO |  | 148 | 2011 | 11 | 26 | 26 |  | TL66-607 FORT SILL | LAWTON EASTSIDE | 69 | 69 | 1-4.66 | 4.66 | 5.58 | 1 | 477.0 ACSR | 0 | 0 | 0 | 0 | 0 | 0 | 0 | 0 | 0 | 0 | 0 | 0 | 0 | 0 | 0 | 0 | 0 | 0 | 0 | 0 | 0 | 0 | 0 | 12
NO |  | 148 | 2011 | 11 | 27 | 27 |  | TL66-608 ALTUS JCT | SNYDER | 69 | 69 | 1-7.05 | 28.94 | 0.46 | 1 | 4/0 ACSR | 0 | 0 | 0 | 0 | 0 | 0 | 0 | 0 | 0 | 0 | 0 | 0 | 0 | 0 | 0 | 0 | 0 | 0 | 0 | 0 | 0 | 0 | 0 | 12
NO |  | 148 | 2011 | 11 | 28 | 28 |  |  |  | 0 | 0 | 2-21.89 | 0 | 0 | 0 | 477.0 ACSR | 0 | 0 | 0 | 0 | 0 | 0 | 0 | 0 | 0 | 0 | 0 | 0 | 0 | 0 | 0 | 0 | 0 | 0 | 0 | 0 | 0 | 0 | 0 | 12
NO |  | 148 | 2011 | 11 | 29 | 29 |  | TL66-609 CORNVILLE | LINDSAY WATER FLOOD | 69 | 69 | 1-6.29 | 33.26 | 0.29 | 1 | # 2A CW | 0 | 0 | 0 | 0 | 0 | 0 | 0 | 0 | 0 | 0 | 0 | 0 | 0 | 0 | 0 | 0 | 0 | 0 | 0 | 0 | 0 | 0 | 0 | 12
NO |  | 148 | 2011 | 11 | 30 | 30 |  |  |  | 0 | 0 | 2-26.97 | 0 | 0 | 0 | 1/0 ACSR | 0 | 0 | 0 | 0 | 0 | 0 | 0 | 0 | 0 | 0 | 0 | 0 | 0 | 0 | 0 | 0 | 0 | 0 | 0 | 0 | 0 | 0 | 0 | 12
NO |  | 148 | 2011 | 11 | 31 | 31 |  |  |  | 0 | 0 |  | 0 | 0 | 0 | 203.2 ACSR | 0 | 0 | 0 | 0 | 0 | 0 | 0 | 0 | 0 | 0 | 0 | 0 | 0 | 0 | 0 | 0 | 0 | 0 | 0 | 0 | 0 | 0 | 0 | 12
NO |  | 148 | 2011 | 11 | 32 | 32 |  |  |  | 0 | 0 |  | 0 | 0 | 0 | 266.8 ACSR | 0 | 0 | 0 | 0 | 0 | 0 | 0 | 0 | 0 | 0 | 0 | 0 | 0 | 0 | 0 | 0 | 0 | 0 | 0 | 0 | 0 | 0 | 0 | 12
NO |  | 148 | 2011 | 11 | 33 | 33 |  |  |  | 0 | 0 |  | 0 | 0 | 0 | 4/0 ACSR | 0 | 0 | 0 | 0 | 0 | 0 | 0 | 0 | 0 | 0 | 0 | 0 | 0 | 0 | 0 | 0 | 0 | 0 | 0 | 0 | 0 | 0 | 0 | 12
NO |  | 148 | 2011 | 11 | 34 | 34 |  | TL66-610 DUNCAN | COMANCHE(WFEC) | 69 | 69 | 1-10.94 | 10.94 | 0 | 1 | 4/0 ACSR | 0 | 0 | 0 | 0 | 0 | 0 | 0 | 0 | 0 | 0 | 0 | 0 | 0 | 0 | 0 | 0 | 0 | 0 | 0 | 0 | 0 | 0 | 0 | 12
NO |  | 148 | 2011 | 11 | 35 | 35 |  |  |  | 0 | 0 | 0 | 0 | 0 | 0 | 477.0 ACSR | 0 | 0 | 0 | 0 | 0 | 0 | 0 | 0 | 0 | 0 | 0 | 0 | 0 | 0 | 0 | 0 | 0 | 0 | 0 | 0 | 0 | 0 | 0 | 12
NO |  | 148 | 2011 | 12 | 1 | 1 |  | TL66-611 HOBART CITY | HOBART JCT. | 69 | 69 | 2-1.86 | 1.86 | 0 | 1 | 397.0 ACSR | 0 | 0 | 0 | 0 | 0 | 0 | 0 | 0 | 0 | 0 | 0 | 0 | 0 | 0 | 0 | 0 | 0 | 0 | 0 | 0 | 0 | 0 | 0 | 12
NO |  | 148 | 2011 | 12 | 2 | 2 |  | TL66-612 SOUTHWESTERN | BINGER | 69 | 69 | 2-15.19 | 15.19 | 0 | 1 | 266.8 ACSR | 0 | 0 | 0 | 0 | 0 | 0 | 0 | 0 | 0 | 0 | 0 | 0 | 0 | 0 | 0 | 0 | 0 | 0 | 0 | 0 | 0 | 0 | 0 | 12
NO |  | 148 | 2011 | 12 | 3 | 3 |  | STATION |  | 0 | 0 |  | 0 | 0 | 0 | 397.0 ACSR | 0 | 0 | 0 | 0 | 0 | 0 | 0 | 0 | 0 | 0 | 0 | 0 | 0 | 0 | 0 | 0 | 0 | 0 | 0 | 0 | 0 | 0 | 0 | 12
NO |  | 148 | 2011 | 12 | 4 | 4 |  |  |  | 0 | 0 |  | 0 | 0 | 0 | 4/0 ACSR | 0 | 0 | 0 | 0 | 0 | 0 | 0 | 0 | 0 | 0 | 0 | 0 | 0 | 0 | 0 | 0 | 0 | 0 | 0 | 0 | 0 | 0 | 0 | 12
NO |  | 148 | 2011 | 12 | 5 | 5 |  | TL66-613 CORNVILLE | CYRIL | 69 | 69 | 1-0.1 | 18.01 | 4.5 | 1 | 4/0 ACSR | 0 | 0 | 0 | 0 | 0 | 0 | 0 | 0 | 0 | 0 | 0 | 0 | 0 | 0 | 0 | 0 | 0 | 0 | 0 | 0 | 0 | 0 | 0 | 12
NO |  | 148 | 2011 | 12 | 6 | 6 |  |  |  | 0 | 0 | 2-17.91 | 0 | 0 | 0 | 477.0 ACSR | 0 | 0 | 0 | 0 | 0 | 0 | 0 | 0 | 0 | 0 | 0 | 0 | 0 | 0 | 0 | 0 | 0 | 0 | 0 | 0 | 0 | 0 | 0 | 12
NO |  | 148 | 2011 | 12 | 7 | 7 |  | TL66-617 FORT SILL | PORTER HILL | 69 | 69 | 1-10.08 | 10.08 | 0 | 1 | 477.0 ACSR | 0 | 0 | 0 | 0 | 0 | 0 | 0 | 0 | 0 | 0 | 0 | 0 | 0 | 0 | 0 | 0 | 0 | 0 | 0 | 0 | 0 | 0 | 0 | 12
NO |  | 148 | 2011 | 12 | 8 | 8 |  | TL66-618 ELGIN JCT | PORTER HILL | 69 | 69 | 1-6.7 | 6.7 | 0 | 1 | 477.0 ACSR | 0 | 0 | 0 | 0 | 0 | 0 | 0 | 0 | 0 | 0 | 0 | 0 | 0 | 0 | 0 | 0 | 0 | 0 | 0 | 0 | 0 | 0 | 0 | 12
NO |  | 148 | 2011 | 12 | 9 | 9 |  | TL66-619 LAWTON EASTSIDE | LAWTON WOLF CREEK | 69 | 69 | 1-5.18 | 8.87 | 0 | 1 | 477.0 ACSR | 0 | 0 | 0 | 0 | 0 | 0 | 0 | 0 | 0 | 0 | 0 | 0 | 0 | 0 | 0 | 0 | 0 | 0 | 0 | 0 | 0 | 0 | 0 | 12
NO |  | 148 | 2011 | 12 | 10 | 10 |  |  |  | 0 | 0 | 2-3.5 | 0 | 0 | 0 |  | 0 | 0 | 0 | 0 | 0 | 0 | 0 | 0 | 0 | 0 | 0 | 0 | 0 | 0 | 0 | 0 | 0 | 0 | 0 | 0 | 0 | 0 | 0 | 12
NO |  | 148 | 2011 | 12 | 11 | 11 |  |  |  | 0 | 0 | 3-0.19 | 0 | 0 | 0 |  | 0 | 0 | 0 | 0 | 0 | 0 | 0 | 0 | 0 | 0 | 0 | 0 | 0 | 0 | 0 | 0 | 0 | 0 | 0 | 0 | 0 | 0 | 0 | 12
NO |  | 148 | 2011 | 12 | 12 | 12 |  | TL66-622 CLINTON CITY | WEATHERFORD | 69 | 69 | 1-16.64 | 31.71 | 0.2 | 1 | 397.0 ACSR | 0 | 0 | 0 | 0 | 0 | 0 | 0 | 0 | 0 | 0 | 0 | 0 | 0 | 0 | 0 | 0 | 0 | 0 | 0 | 0 | 0 | 0 | 0 | 12
NO |  | 148 | 2011 | 12 | 13 | 13 |  |  |  | 0 | 0 | 2-14.85 | 0 | 0 | 0 | 4/0 ACSR | 0 | 0 | 0 | 0 | 0 | 0 | 0 | 0 | 0 | 0 | 0 | 0 | 0 | 0 | 0 | 0 | 0 | 0 | 0 | 0 | 0 | 0 | 0 | 12
NO |  | 148 | 2011 | 12 | 14 | 14 |  |  |  | 0 | 0 | 3-0.22 | 0 | 0 | 0 | 477.0 ACSR | 0 | 0 | 0 | 0 | 0 | 0 | 0 | 0 | 0 | 0 | 0 | 0 | 0 | 0 | 0 | 0 | 0 | 0 | 0 | 0 | 0 | 0 | 0 | 12
NO |  | 148 | 2011 | 12 | 15 | 15 |  | TL66-624 FREDERICK JCT | VERNON MAIN STREET | 69 | 69 | 1-4.73 | 24.95 | 0 | 1 | 1/0 ACSR | 0 | 0 | 0 | 0 | 0 | 0 | 0 | 0 | 0 | 0 | 0 | 0 | 0 | 0 | 0 | 0 | 0 | 0 | 0 | 0 | 0 | 0 | 0 | 12
NO |  | 148 | 2011 | 12 | 16 | 16 |  |  |  | 0 | 0 | 2-20.22 | 0 | 0 | 0 | 238.9 ACSR | 0 | 0 | 0 | 0 | 0 | 0 | 0 | 0 | 0 | 0 | 0 | 0 | 0 | 0 | 0 | 0 | 0 | 0 | 0 | 0 | 0 | 0 | 0 | 12
NO |  | 148 | 2011 | 12 | 17 | 17 |  |  |  | 0 | 0 | 0 | 0 | 0 | 0 | 4/0 ACSR | 0 | 0 | 0 | 0 | 0 | 0 | 0 | 0 | 0 | 0 | 0 | 0 | 0 | 0 | 0 | 0 | 0 | 0 | 0 | 0 | 0 | 0 | 0 | 12
NO |  | 148 | 2011 | 12 | 18 | 18 |  | TL66-625 CYRIL | ELGIN JCT. | 69 | 69 | 2-9.01 | 9.01 | 0 | 1 | 477.0 ACSR | 0 | 0 | 0 | 0 | 0 | 0 | 0 | 0 | 0 | 0 | 0 | 0 | 0 | 0 | 0 | 0 | 0 | 0 | 0 | 0 | 0 | 0 | 0 | 12
NO |  | 148 | 2011 | 12 | 19 | 19 |  | TL66-626 CLINTON CITY | CLINTON JCT | 69 | 69 | 1-18.03 | 18.03 | 0 | 1 | 4/0 ACSR | 0 | 0 | 0 | 0 | 0 | 0 | 0 | 0 | 0 | 0 | 0 | 0 | 0 | 0 | 0 | 0 | 0 | 0 | 0 | 0 | 0 | 0 | 0 | 12
NO |  | 148 | 2011 | 12 | 20 | 20 |  |  |  | 0 | 0 | 0 | 0 | 0 | 0 | 477.0 ACSR | 0 | 0 | 0 | 0 | 0 | 0 | 0 | 0 | 0 | 0 | 0 | 0 | 0 | 0 | 0 | 0 | 0 | 0 | 0 | 0 | 0 | 0 | 0 | 12
NO |  | 148 | 2011 | 12 | 21 | 21 |  | TL66-627 DUKE | RUSSELL (WFEC) | 69 | 69 | 1-2.5 | 2.5 | 0 | 1 | 4/0 ACSR | 0 | 0 | 0 | 0 | 0 | 0 | 0 | 0 | 0 | 0 | 0 | 0 | 0 | 0 | 0 | 0 | 0 | 0 | 0 | 0 | 0 | 0 | 0 | 12
NO |  | 148 | 2011 | 12 | 22 | 22 |  | TL66-628 COMANCHE STATION | LAWTON EASTSIDE | 69 | 69 | 1-0.45 | 0.45 | 4.92 | 1 | 477.0 ACSR | 0 | 0 | 0 | 0 | 0 | 0 | 0 | 0 | 0 | 0 | 0 | 0 | 0 | 0 | 0 | 0 | 0 | 0 | 0 | 0 | 0 | 0 | 0 | 12
NO |  | 148 | 2011 | 12 | 23 | 23 |  |  |  | 0 | 0 | 0 | 0 | 0 | 0 | 795.0 ACSR | 0 | 0 | 0 | 0 | 0 | 0 | 0 | 0 | 0 | 0 | 0 | 0 | 0 | 0 | 0 | 0 | 0 | 0 | 0 | 0 | 0 | 0 | 0 | 12
NO |  | 148 | 2011 | 12 | 24 | 24 |  | TL66-629 COMANCHE POWER | WALTERS JCT | 69 | 69 | 1-16.43 | 16.73 | 0 | 1 | 397.0 ACSR | 0 | 0 | 0 | 0 | 0 | 0 | 0 | 0 | 0 | 0 | 0 | 0 | 0 | 0 | 0 | 0 | 0 | 0 | 0 | 0 | 0 | 0 | 0 | 12
NO |  | 148 | 2011 | 12 | 25 | 25 |  | STATION |  | 0 | 0 | 0 | 0 | 0 | 0 | 4/0 ACSR | 0 | 0 | 0 | 0 | 0 | 0 | 0 | 0 | 0 | 0 | 0 | 0 | 0 | 0 | 0 | 0 | 0 | 0 | 0 | 0 | 0 | 0 | 0 | 12
NO |  | 148 | 2011 | 12 | 26 | 26 |  |  |  | 0 | 0 | 0 | 0 | 0 | 0 | 477.0 ACSR | 0 | 0 | 0 | 0 | 0 | 0 | 0 | 0 | 0 | 0 | 0 | 0 | 0 | 0 | 0 | 0 | 0 | 0 | 0 | 0 | 0 | 0 | 0 | 12
NO |  | 148 | 2011 | 12 | 27 | 27 |  | TL66-630 WAURIKA | COMANCHE (WFEC) | 69 | 69 | 1-20.07 | 20.07 | 0.7 | 1 | 266.8 ACSR | 0 | 0 | 0 | 0 | 0 | 0 | 0 | 0 | 0 | 0 | 0 | 0 | 0 | 0 | 0 | 0 | 0 | 0 | 0 | 0 | 0 | 0 | 0 | 12
NO |  | 148 | 2011 | 12 | 28 | 28 |  |  |  | 0 | 0 |  | 0 | 0 | 0 | 397.0 ACSR | 0 | 0 | 0 | 0 | 0 | 0 | 0 | 0 | 0 | 0 | 0 | 0 | 0 | 0 | 0 | 0 | 0 | 0 | 0 | 0 | 0 | 0 | 0 | 12
NO |  | 148 | 2011 | 12 | 29 | 29 |  |  |  | 0 | 0 |  | 0 | 0 | 0 | 4/0 ACSR | 0 | 0 | 0 | 0 | 0 | 0 | 0 | 0 | 0 | 0 | 0 | 0 | 0 | 0 | 0 | 0 | 0 | 0 | 0 | 0 | 0 | 0 | 0 | 12
NO |  | 148 | 2011 | 12 | 30 | 30 |  |  |  | 0 | 0 |  | 0 | 0 | 0 | 477.0 ACSR | 0 | 0 | 0 | 0 | 0 | 0 | 0 | 0 | 0 | 0 | 0 | 0 | 0 | 0 | 0 | 0 | 0 | 0 | 0 | 0 | 0 | 0 | 0 | 12
NO |  | 148 | 2011 | 12 | 31 | 31 |  | TL66-631 ELK CITY | HAMMON JCT | 69 | 69 | 1-17.25 | 18.2 | 0 | 1 | 4/0 ACSR | 0 | 0 | 0 | 0 | 0 | 0 | 0 | 0 | 0 | 0 | 0 | 0 | 0 | 0 | 0 | 0 | 0 | 0 | 0 | 0 | 0 | 0 | 0 | 12
NO |  | 148 | 2011 | 12 | 32 | 32 |  |  |  | 0 | 0 | 2-0.95 | 0 | 0 | 0 | 477.0 ACSR | 0 | 0 | 0 | 0 | 0 | 0 | 0 | 0 | 0 | 0 | 0 | 0 | 0 | 0 | 0 | 0 | 0 | 0 | 0 | 0 | 0 | 0 | 0 | 12
NO |  | 148 | 2011 | 12 | 33 | 33 |  | TL66-632 WEATHERFORD | WEATHERFORD SE | 69 | 69 | 1-2.2 | 2.2 | 0 | 1 | 477.0 ACSR | 0 | 0 | 0 | 0 | 0 | 0 | 0 | 0 | 0 | 0 | 0 | 0 | 0 | 0 | 0 | 0 | 0 | 0 | 0 | 0 | 0 | 0 | 0 | 12
NO |  | 148 | 2011 | 12 | 34 | 34 |  | SubTotal 69 kV Lines (Old) |  | 0 | 0 |  | 764.24 | 39.72 | 45 |  | 0 | 0 | 0 | 0 | 0 | 0 | 0 | 0 | 0 | 0 | 0 | 0 | 0 | 0 | 0 | 0 | 0 | 0 | 0 | 0 | 0 | 0 | 0 | 12
NO |  | 148 | 2011 | 12 | 35 | 35 |  | Total 69 kV Lines (All) |  | 0 | 0 |  | 764.24 | 39.72 | 45 |  | 0 | 0 | 0 | 0 | 0 | 0 | 0 | 0 | 0 | 0 | 0 | 0 | 0 | 0 | 0 | 0 | 0 | 0 | 0 | 0 | 0 | 0 | 0 | 12
NO |  | 148 | 2011 | 13 | 1 | 1 |  | H-Single Circuit H-Frame | ES-Add'n to Existing STR | 0 | 0 |  | 0 | 0 | 0 |  | 0 | 0 | 0 | 0 | 0 | 0 | 0 | 0 | 0 | 0 | 0 | 0 | 0 | 0 | 0 | 0 | 0 | 0 | 0 | 0 | 0 | 0 | 0 | 12
NO |  | 148 | 2011 | 13 | 2 | 2 |  | HH-Double Circuit H-Frame | ST-Sin Circuit Steel Tower | 0 | 0 |  | 0 | 0 | 0 |  | 0 | 0 | 0 | 0 | 0 | 0 | 0 | 0 | 0 | 0 | 0 | 0 | 0 | 0 | 0 | 0 | 0 | 0 | 0 | 0 | 0 | 0 | 0 | 12
NO |  | 148 | 2011 | 13 | 3 | 3 |  | HHH-Triple Circuit H-Frame | STDC-DBL Cir Steel Tower | 0 | 0 |  | 0 | 0 | 0 |  | 0 | 0 | 0 | 0 | 0 | 0 | 0 | 0 | 0 | 0 | 0 | 0 | 0 | 0 | 0 | 0 | 0 | 0 | 0 | 0 | 0 | 0 | 0 | 12
NO |  | 148 | 2011 | 13 | 4 | 4 |  | P-Single Circuit Sidepost | STTC-Triple Cir Steel Tower | 0 | 0 |  | 0 | 0 | 0 |  | 0 | 0 | 0 | 0 | 0 | 0 | 0 | 0 | 0 | 0 | 0 | 0 | 0 | 0 | 0 | 0 | 0 | 0 | 0 | 0 | 0 | 0 | 0 | 12
NO |  | 148 | 2011 | 13 | 5 | 5 |  | PP-Double Circuit Sidepost | STR-Structure | 0 | 0 |  | 0 | 0 | 0 |  | 0 | 0 | 0 | 0 | 0 | 0 | 0 | 0 | 0 | 0 | 0 | 0 | 0 | 0 | 0 | 0 | 0 | 0 | 0 | 0 | 0 | 0 | 0 | 12
NO |  | 148 | 2011 | 13 | 6 | 6 |  | Z-Single Circuit Wishbone | D-Single Circuit Davit Arm | 0 | 0 |  | 0 | 0 | 0 |  | 0 | 0 | 0 | 0 | 0 | 0 | 0 | 0 | 0 | 0 | 0 | 0 | 0 | 0 | 0 | 0 | 0 | 0 | 0 | 0 | 0 | 0 | 0 | 12
NO |  | 148 | 2011 | 13 | 7 | 7 |  | S-Single Circuit Steel Pole | DD-Dbl Circuit Davit Arm | 0 | 0 |  | 0 | 0 | 0 |  | 0 | 0 | 0 | 0 | 0 | 0 | 0 | 0 | 0 | 0 | 0 | 0 | 0 | 0 | 0 | 0 | 0 | 0 | 0 | 0 | 0 | 0 | 0 | 12
NO |  | 148 | 2011 | 13 | 8 | 8 |  | SS-Dbl Circuit Steel Pole | B-Single Circuit B Type STR | 0 | 0 |  | 0 | 0 | 0 |  | 0 | 0 | 0 | 0 | 0 | 0 | 0 | 0 | 0 | 0 | 0 | 0 | 0 | 0 | 0 | 0 | 0 | 0 | 0 | 0 | 0 | 0 | 0 | 12
NO |  | 148 | 2011 | 13 | 9 | 9 |  | ACAR-Aluminum Conductor | ACSR-Aluminum Conductor | 0 | 0 |  | 0 | 0 | 0 |  | 0 | 0 | 0 | 0 | 0 | 0 | 0 | 0 | 0 | 0 | 0 | 0 | 0 | 0 | 0 | 0 | 0 | 0 | 0 | 0 | 0 | 0 | 0 | 12
NO |  | 148 | 2011 | 13 | 11 | 11 |  | CU-Copper | ACWS/SCWS-Copper Weld | 0 | 0 |  | 0 | 0 | 0 |  | 0 | 0 | 0 | 0 | 0 | 0 | 0 | 0 | 0 | 0 | 0 | 0 | 0 | 0 | 0 | 0 | 0 | 0 | 0 | 0 | 0 | 0 | 0 | 12
NO |  | 148 | 2011 | 0 | 36 | 36 |  | TOTAL |  | 0 | 0 |  | 3375.13 | 224.45 | 192 |  | 37438049 | 366633344 | 404071393 | 201654 | 3570303 | 0 | 3771957 | 0 | 0 | 0 | 0 | 0 | 0 | 0 | 0 | 0 | 0 | 0 | 0 | 0 | 0 | 0 | 0 | 12
NO |  | 148 | 2011 | 13 | 10 | 10 |  | Alloy Reinforced | Steel Reinforced | 0 | 0 |  | 0 | 0 | 0 |  | 0 | 0 | 0 | 0 | 0 | 0 | 0 | 0 | 0 | 0 | 0 | 0 | 0 | 0 | 0 | 0 | 0 | 0 | 0 | 0 | 0 | 0 | 0 | 12
NO |  | 148 | 2011 | 13 | 13 | 13 |  | Line cost and expense are | not available by individual | 0 | 0 |  | 0 | 0 | 0 |  | 37438049 | 366633344 | 404071393 | 201654 | 3570303 | 0 | 3771957 | 0 | 0 | 0 | 0 | 0 | 0 | 0 | 0 | 0 | 0 | 0 | 0 | 0 | 0 | 0 | 0 | 12
NO |  | 148 | 2011 | 13 | 14 | 14 |  | transmission line | Total shown in Column j-p | 0 | 0 |  | 0 | 0 | 0 |  | 0 | 0 | 0 | 0 | 0 | 0 | 0 | 0 | 0 | 0 | 0 | 0 | 0 | 0 | 0 | 0 | 0 | 0 | 0 | 0 | 0 | 0 | 0 | 12
NO |  | 164 | 2011 | 0 | 1 | 1 |  | 345 kV in AR |  | 0 | 0 |  | 0 | 0 | 0 |  | 0 | 0 | 0 | 0 | 0 | 0 | 0 | 0 | 0 | 0 | 0 | 0 | 0 | 0 | 0 | 0 | 0 | 0 | 0 | 0 | 0 | 0 | 0 | 12
NO |  | 164 | 2011 | 0 | 2 | 2 |  | 90-001 Chamber Springs | Clarksville 345 | 345 | 345 | 1-6.85 | 6.85 | 0 | 1 | 2x795.0 ACSR | 0 | 0 | 0 | 0 | 0 | 0 | 0 | 0 | 0 | 0 | 0 | 0 | 0 | 0 | 0 | 0 | 0 | 0 | 0 | 0 | 0 | 0 | 0 | 12
NO |  | 164 | 2011 | 0 | 3 | 3 |  | 90-009 Flint Creek | GRDA GRDA 1 (Interconnect) | 345 | 345 | 2-2.86 | 2.86 | 0 | 1 | 2x1431.0 ACSR | 0 | 0 | 0 | 0 | 0 | 0 | 0 | 0 | 0 | 0 | 0 | 0 | 0 | 0 | 0 | 0 | 0 | 0 | 0 | 0 | 0 | 0 | 0 | 12
NO |  | 164 | 2011 | 0 | 4 | 4 |  | 90-010 Flint Creek | CUS Brookline (Interconnect | 345 | 345 | 3-17.92 | 17.92 | 0 | 1 | 2156.0 ACSR | 0 | 0 | 0 | 0 | 0 | 0 | 0 | 0 | 0 | 0 | 0 | 0 | 0 | 0 | 0 | 0 | 0 | 0 | 0 | 0 | 0 | 0 | 0 | 12
NO |  | 164 | 2011 | 0 | 5 | 5 |  | 90-023 Chambers Spring | Tontitown | 345 | 345 | 1-11.5267 | 11.53 | 0 | 1 | 2x795.0 ACSR | 0 | 0 | 0 | 0 | 0 | 0 | 0 | 0 | 0 | 0 | 0 | 0 | 0 | 0 | 0 | 0 | 0 | 0 | 0 | 0 | 0 | 0 | 0 | 12
NO |  | 164 | 2011 | 0 | 7 | 7 |  | Subtotal 345 kV in AR |  | 0 | 0 |  | 39.16 | 0 | 4 |  | 0 | 0 | 0 | 0 | 0 | 0 | 0 | 0 | 0 | 0 | 0 | 0 | 0 | 0 | 0 | 0 | 0 | 0 | 0 | 0 | 0 | 0 | 0 | 12
NO |  | 164 | 2011 | 0 | 9 | 9 |  | 345 kV in LA |  | 0 | 0 |  | 0 | 0 | 0 |  | 0 | 0 | 0 | 0 | 0 | 0 | 0 | 0 | 0 | 0 | 0 | 0 | 0 | 0 | 0 | 0 | 0 | 0 | 0 | 0 | 0 | 0 | 0 | 12
NO |  | 164 | 2011 | 0 | 10 | 10 |  | 90-005 Diana | Southwest Shreveport | 345 | 345 | 3-3.3 | 3.3 | 7.5 | 1 | 2156.0 ACSR | 0 | 0 | 0 | 0 | 0 | 0 | 0 | 0 | 0 | 0 | 0 | 0 | 0 | 0 | 0 | 0 | 0 | 0 | 0 | 0 | 0 | 0 | 0 | 12
NO |  | 164 | 2011 | 0 | 11 | 11 |  |  |  | 0 | 0 |  | 0 | 0 | 0 | 2x795.0 ACSR | 0 | 0 | 0 | 0 | 0 | 0 | 0 | 0 | 0 | 0 | 0 | 0 | 0 | 0 | 0 | 0 | 0 | 0 | 0 | 0 | 0 | 0 | 0 | 12
NO |  | 164 | 2011 | 0 | 12 | 12 |  | 90-008 Southwest Shreveport | CLECO Dolet Hills | 345 | 345 | 3-34.6 | 34.6 | 0 | 1 | 2156.0 ACSR | 0 | 0 | 0 | 0 | 0 | 0 | 0 | 0 | 0 | 0 | 0 | 0 | 0 | 0 | 0 | 0 | 0 | 0 | 0 | 0 | 0 | 0 | 0 | 12
NO |  | 164 | 2011 | 0 | 13 | 13 |  |  | (Interconnect) | 0 | 0 |  | 0 | 0 | 0 |  | 0 | 0 | 0 | 0 | 0 | 0 | 0 | 0 | 0 | 0 | 0 | 0 | 0 | 0 | 0 | 0 | 0 | 0 | 0 | 0 | 0 | 0 | 0 | 12
NO |  | 164 | 2011 | 0 | 14 | 14 |  | 90-011 Longwood | Entergy El Dorado | 345 | 345 | 2-37.72 | 37.72 | 0 | 1 | 2x1024.0 ACAR | 0 | 0 | 0 | 0 | 0 | 0 | 0 | 0 | 0 | 0 | 0 | 0 | 0 | 0 | 0 | 0 | 0 | 0 | 0 | 0 | 0 | 0 | 0 | 12
NO |  | 164 | 2011 | 0 | 15 | 15 |  |  | (Interconnect) | 0 | 0 |  | 0 | 0 | 0 |  | 0 | 0 | 0 | 0 | 0 | 0 | 0 | 0 | 0 | 0 | 0 | 0 | 0 | 0 | 0 | 0 | 0 | 0 | 0 | 0 | 0 | 0 | 0 | 12
NO |  | 164 | 2011 | 0 | 16 | 16 |  | 90-012 Longwood | Southwest Shreveport | 345 | 345 | 1-19.02 | 19.02 | 0 | 1 | 2x795.0 ACSR | 0 | 0 | 0 | 0 | 0 | 0 | 0 | 0 | 0 | 0 | 0 | 0 | 0 | 0 | 0 | 0 | 0 | 0 | 0 | 0 | 0 | 0 | 0 | 12
NO |  | 164 | 2011 | 0 | 17 | 17 |  | 90-013 Longwood | Wilkes | 345 | 345 | 3-3.06 | 3.06 | 0 | 1 | 2x1024.0 ACAR | 0 | 0 | 0 | 0 | 0 | 0 | 0 | 0 | 0 | 0 | 0 | 0 | 0 | 0 | 0 | 0 | 0 | 0 | 0 | 0 | 0 | 0 | 0 | 12
NO |  | 164 | 2011 | 0 | 19 | 19 |  | Subtotal 345 kV in LA |  | 0 | 0 |  | 97.7 | 7.5 | 5 |  | 0 | 0 | 0 | 0 | 0 | 0 | 0 | 0 | 0 | 0 | 0 | 0 | 0 | 0 | 0 | 0 | 0 | 0 | 0 | 0 | 0 | 0 | 0 | 12
NO |  | 164 | 2011 | 0 | 21 | 21 |  | 345 kV in OK |  | 0 | 0 |  | 0 | 0 | 0 |  | 0 | 0 | 0 | 0 | 0 | 0 | 0 | 0 | 0 | 0 | 0 | 0 | 0 | 0 | 0 | 0 | 0 | 0 | 0 | 0 | 0 | 0 | 0 | 12
NO |  | 164 | 2011 | 0 | 22 | 22 |  | 90-001 Chamber Springs | Clarksville 345 | 345 | 345 | 1-61.57 | 61.57 | 0 | 1 | 2x795.0 ACSR | 0 | 0 | 0 | 0 | 0 | 0 | 0 | 0 | 0 | 0 | 0 | 0 | 0 | 0 | 0 | 0 | 0 | 0 | 0 | 0 | 0 | 0 | 0 | 12
NO |  | 164 | 2011 | 0 | 24 | 24 |  | Subtotal 345 kV in OK |  | 0 | 0 |  | 61.57 | 0 | 1 |  | 0 | 0 | 0 | 0 | 0 | 0 | 0 | 0 | 0 | 0 | 0 | 0 | 0 | 0 | 0 | 0 | 0 | 0 | 0 | 0 | 0 | 0 | 0 | 12
NO |  | 164 | 2011 | 0 | 26 | 26 |  | 345 kV in TX |  | 0 | 0 |  | 0 | 0 | 0 |  | 0 | 0 | 0 | 0 | 0 | 0 | 0 | 0 | 0 | 0 | 0 | 0 | 0 | 0 | 0 | 0 | 0 | 0 | 0 | 0 | 0 | 0 | 0 | 12
NO |  | 164 | 2011 | 0 | 27 | 27 |  | 90-002 Crockett | Entergy Grimes | 345 | 345 | 3-26.4 | 26.4 | 0 | 1 | 2x1024.0 ACAR | 0 | 0 | 0 | 0 | 0 | 0 | 0 | 0 | 0 | 0 | 0 | 0 | 0 | 0 | 0 | 0 | 0 | 0 | 0 | 0 | 0 | 0 | 0 | 12
NO |  | 164 | 2011 | 0 | 28 | 28 |  |  | (Interconnect) | 0 | 0 |  | 0 | 0 | 0 |  | 0 | 0 | 0 | 0 | 0 | 0 | 0 | 0 | 0 | 0 | 0 | 0 | 0 | 0 | 0 | 0 | 0 | 0 | 0 | 0 | 0 | 0 | 0 | 12
NO |  | 164 | 2011 | 0 | 29 | 29 |  | 90-003 Lebrock | Pirkey | 345 | 345 | 2-0.11 | 6.3 | 0.47 | 1 | 2x1024.0 ACAR | 0 | 0 | 0 | 0 | 0 | 0 | 0 | 0 | 0 | 0 | 0 | 0 | 0 | 0 | 0 | 0 | 0 | 0 | 0 | 0 | 0 | 0 | 0 | 12
NO |  | 164 | 2011 | 0 | 30 | 30 |  |  |  | 0 | 0 | 3-6.19 | 0 | 0 | 0 | 2x1272.0 ACSR | 0 | 0 | 0 | 0 | 0 | 0 | 0 | 0 | 0 | 0 | 0 | 0 | 0 | 0 | 0 | 0 | 0 | 0 | 0 | 0 | 0 | 0 | 0 | 12
NO |  | 164 | 2011 | 0 | 31 | 31 |  | 90-004 Diana | Pirkey | 345 | 345 | 2-0.15 | 24.75 | 0 | 1 | 2x1024.0 ACAR | 0 | 0 | 0 | 0 | 0 | 0 | 0 | 0 | 0 | 0 | 0 | 0 | 0 | 0 | 0 | 0 | 0 | 0 | 0 | 0 | 0 | 0 | 0 | 12
NO |  | 164 | 2011 | 0 | 32 | 32 |  |  |  | 0 | 0 | 3-24.6 | 0 | 0 | 0 |  | 0 | 0 | 0 | 0 | 0 | 0 | 0 | 0 | 0 | 0 | 0 | 0 | 0 | 0 | 0 | 0 | 0 | 0 | 0 | 0 | 0 | 0 | 0 | 12
NO |  | 164 | 2011 | 0 | 33 | 33 |  | 90-005 Diana | Southwest Shreveport | 345 | 345 | 3-46.45 | 46.45 | 0 | 1 | 2156.0 ACSR | 0 | 0 | 0 | 0 | 0 | 0 | 0 | 0 | 0 | 0 | 0 | 0 | 0 | 0 | 0 | 0 | 0 | 0 | 0 | 0 | 0 | 0 | 0 | 12
NO |  | 164 | 2011 | 0 | 34 | 34 |  | 90-006 Diana | Welsh | 345 | 345 | 3-23.69 | 23.69 | 0 | 1 | 2156.0 ACSR | 0 | 0 | 0 | 0 | 0 | 0 | 0 | 0 | 0 | 0 | 0 | 0 | 0 | 0 | 0 | 0 | 0 | 0 | 0 | 0 | 0 | 0 | 0 | 12
NO |  | 164 | 2011 | 0 | 35 | 35 |  | 90-007 Diana | Welsh | 345 | 345 | 3-23.6 | 23.6 | 0 | 1 | 2156.0 ACSR | 0 | 0 | 0 | 0 | 0 | 0 | 0 | 0 | 0 | 0 | 0 | 0 | 0 | 0 | 0 | 0 | 0 | 0 | 0 | 0 | 0 | 0 | 0 | 12
NO |  | 164 | 2011 | 1 | 1 | 1 |  | 90-013 Longwood | Wilkes | 345 | 345 | 3-35.34 | 35.34 | 0 | 1 | 2x1024.0 ACAR | 0 | 0 | 0 | 0 | 0 | 0 | 0 | 0 | 0 | 0 | 0 | 0 | 0 | 0 | 0 | 0 | 0 | 0 | 0 | 0 | 0 | 0 | 0 | 12
NO |  | 164 | 2011 | 1 | 2 | 2 |  | 90-014 Welsh | Welsh DC | 345 | 345 | 3-0.48 | 0.48 | 0 | 1 | 2156.0 ACSR | 0 | 0 | 0 | 0 | 0 | 0 | 0 | 0 | 0 | 0 | 0 | 0 | 0 | 0 | 0 | 0 | 0 | 0 | 0 | 0 | 0 | 0 | 0 | 12
NO |  | 164 | 2011 | 1 | 3 | 3 |  | 90-015 Northwest Texarkana | Welsh | 345 | 345 | 3-44.02 | 44.02 | 12.08 | 1 | 2156.0 ACSR | 0 | 0 | 0 | 0 | 0 | 0 | 0 | 0 | 0 | 0 | 0 | 0 | 0 | 0 | 0 | 0 | 0 | 0 | 0 | 0 | 0 | 0 | 0 | 12
NO |  | 164 | 2011 | 1 | 4 | 4 |  | 90-017 Welsh | Wilkes | 345 | 345 | 3-30.63 | 30.63 | 0 | 1 | 2156.0 ACSR | 0 | 0 | 0 | 0 | 0 | 0 | 0 | 0 | 0 | 0 | 0 | 0 | 0 | 0 | 0 | 0 | 0 | 0 | 0 | 0 | 0 | 0 | 0 | 12
NO |  | 164 | 2011 | 1 | 5 | 5 |  |  |  | 0 | 0 |  | 0 | 0 | 0 | 2x795.0 ACSR | 0 | 0 | 0 | 0 | 0 | 0 | 0 | 0 | 0 | 0 | 0 | 0 | 0 | 0 | 0 | 0 | 0 | 0 | 0 | 0 | 0 | 0 | 0 | 12
NO |  | 164 | 2011 | 1 | 6 | 6 |  | 90-018 Crockett | Tenaska Rusk County | 345 | 345 | 3-67.14 | 67.14 | 0 | 1 | 2x1024.0 ACAR | 0 | 0 | 0 | 0 | 0 | 0 | 0 | 0 | 0 | 0 | 0 | 0 | 0 | 0 | 0 | 0 | 0 | 0 | 0 | 0 | 0 | 0 | 0 | 12
NO |  | 164 | 2011 | 1 | 7 | 7 |  | 90-019 Lebrock | Pirkey | 345 | 345 | 1-5.21 | 6.11 | 0 | 1 | 2x1272.0 ACSR | 0 | 0 | 0 | 0 | 0 | 0 | 0 | 0 | 0 | 0 | 0 | 0 | 0 | 0 | 0 | 0 | 0 | 0 | 0 | 0 | 0 | 0 | 0 | 12
NO |  | 164 | 2011 | 1 | 8 | 8 |  |  |  | 0 | 0 | 2-0.9 | 0 | 0 | 0 |  | 0 | 0 | 0 | 0 | 0 | 0 | 0 | 0 | 0 | 0 | 0 | 0 | 0 | 0 | 0 | 0 | 0 | 0 | 0 | 0 | 0 | 0 | 0 | 12
NO |  | 164 | 2011 | 1 | 9 | 9 |  | 90-022 Lebrock | Tenaska Rusk County | 345 | 345 | 3-30.63 | 30.63 | 0 | 1 | 2x1024.0 ACAR | 0 | 0 | 0 | 0 | 0 | 0 | 0 | 0 | 0 | 0 | 0 | 0 | 0 | 0 | 0 | 0 | 0 | 0 | 0 | 0 | 0 | 0 | 0 | 12
NO |  | 164 | 2011 | 1 | 10 | 10 |  |  |  | 0 | 0 |  | 0 | 0 | 0 | 2x1272.0 ACSR | 0 | 0 | 0 | 0 | 0 | 0 | 0 | 0 | 0 | 0 | 0 | 0 | 0 | 0 | 0 | 0 | 0 | 0 | 0 | 0 | 0 | 0 | 0 | 12
NO |  | 164 | 2011 | 1 | 11 | 11 |  | 90-905 Welsh | PSO Valliant (Interconnect) | 345 | 345 | 3-87.22 | 87.22 | 0 | 1 | 2156.0 ACSR | 0 | 0 | 0 | 0 | 0 | 0 | 0 | 0 | 0 | 0 | 0 | 0 | 0 | 0 | 0 | 0 | 0 | 0 | 0 | 0 | 0 | 0 | 0 | 12
NO |  | 164 | 2011 | 1 | 12 | 12 |  |  | w/tap to NW Texarkana | 0 | 0 |  | 0 | 0 | 0 | 2x795.0 ACSR | 0 | 0 | 0 | 0 | 0 | 0 | 0 | 0 | 0 | 0 | 0 | 0 | 0 | 0 | 0 | 0 | 0 | 0 | 0 | 0 | 0 | 0 | 0 | 12
NO |  | 164 | 2011 | 1 | 13 | 13 |  | 75000 (TL199) Welsh | Monticello | 345 | 345 | 3-16.0 | 16 | 0 | 1 | 2156 ACSR | 0 | 0 | 0 | 0 | 0 | 0 | 0 | 0 | 0 | 0 | 0 | 0 | 0 | 0 | 0 | 0 | 0 | 0 | 0 | 0 | 0 | 0 | 0 | 12
NO |  | 164 | 2011 | 1 | 15 | 15 |  | Subtotal 345 kV in TX |  | 0 | 0 |  | 468.76 | 12.55 | 15 |  | 0 | 0 | 0 | 0 | 0 | 0 | 0 | 0 | 0 | 0 | 0 | 0 | 0 | 0 | 0 | 0 | 0 | 0 | 0 | 0 | 0 | 0 | 0 | 12
NO |  | 164 | 2011 | 1 | 17 | 17 |  | Total 345 kV SWEPCO |  | 0 | 0 |  | 667.19 | 20.05 | 25 |  | 0 | 0 | 0 | 0 | 0 | 0 | 0 | 0 | 0 | 0 | 0 | 0 | 0 | 0 | 0 | 0 | 0 | 0 | 0 | 0 | 0 | 0 | 0 | 12
NO |  | 164 | 2011 | 1 | 19 | 19 |  | 161 kV in AR |  | 0 | 0 |  | 0 | 0 | 0 |  | 0 | 0 | 0 | 0 | 0 | 0 | 0 | 0 | 0 | 0 | 0 | 0 | 0 | 0 | 0 | 0 | 0 | 0 | 0 | 0 | 0 | 0 | 0 | 12
NO |  | 164 | 2011 | 1 | 20 | 20 |  | 83-001 Chamber Springs | Tontitown | 161 | 161 | 1-0.08 | 11.61 | 0.64 | 1 | 1020.0 ACCC/TW | 0 | 0 | 0 | 0 | 0 | 0 | 0 | 0 | 0 | 0 | 0 | 0 | 0 | 0 | 0 | 0 | 0 | 0 | 0 | 0 | 0 | 0 | 0 | 12
NO |  | 164 | 2011 | 1 | 21 | 21 |  |  |  | 0 | 0 | 2-11.53 | 0 | 0 | 0 | 2156.0 ACSR | 0 | 0 | 0 | 0 | 0 | 0 | 0 | 0 | 0 | 0 | 0 | 0 | 0 | 0 | 0 | 0 | 0 | 0 | 0 | 0 | 0 | 0 | 0 | 12
NO |  | 164 | 2011 | 1 | 22 | 22 |  | 83-002 Chamber Springs | South Fayetteville | 161 | 161 | 1-0.37 | 16.82 | 0 | 1 | 1272.0 ACSR | 0 | 0 | 0 | 0 | 0 | 0 | 0 | 0 | 0 | 0 | 0 | 0 | 0 | 0 | 0 | 0 | 0 | 0 | 0 | 0 | 0 | 0 | 0 | 12
NO |  | 164 | 2011 | 1 | 23 | 23 |  |  |  | 0 | 0 | 2-16.45 | 0 | 0 | 0 | 2x397.0 ACSR | 0 | 0 | 0 | 0 | 0 | 0 | 0 | 0 | 0 | 0 | 0 | 0 | 0 | 0 | 0 | 0 | 0 | 0 | 0 | 0 | 0 | 0 | 0 | 12
NO |  | 164 | 2011 | 1 | 24 | 24 |  | 83-003 Dyess | East Rogers | 161 | 161 | 2-13.42 | 13.42 | 0 | 1 | 666.0 ACSR | 0 | 0 | 0 | 0 | 0 | 0 | 0 | 0 | 0 | 0 | 0 | 0 | 0 | 0 | 0 | 0 | 0 | 0 | 0 | 0 | 0 | 0 | 0 | 12
NO |  | 164 | 2011 | 1 | 25 | 25 |  | 83-004 Dyess | Tontitown | 161 | 161 | 1-6.207 | 7.09 | 0 | 1 | 1272.0 ACSR | 0 | 0 | 0 | 0 | 0 | 0 | 0 | 0 | 0 | 0 | 0 | 0 | 0 | 0 | 0 | 0 | 0 | 0 | 0 | 0 | 0 | 0 | 0 | 12
NO |  | 164 | 2011 | 1 | 26 | 26 |  |  |  | 0 | 0 | 2-0.8788 | 0 | 0 | 0 | 2156.0 ACSR | 0 | 0 | 0 | 0 | 0 | 0 | 0 | 0 | 0 | 0 | 0 | 0 | 0 | 0 | 0 | 0 | 0 | 0 | 0 | 0 | 0 | 0 | 0 | 12
NO |  | 164 | 2011 | 1 | 27 | 27 |  |  |  | 0 | 0 |  | 0 | 0 | 0 | 2x397.0 ACSR | 0 | 0 | 0 | 0 | 0 | 0 | 0 | 0 | 0 | 0 | 0 | 0 | 0 | 0 | 0 | 0 | 0 | 0 | 0 | 0 | 0 | 0 | 0 | 12
NO |  | 164 | 2011 | 1 | 28 | 28 |  | 83-005 Dyess | Hyland | 161 | 161 | 1-9.49 | 13.99 | 0 | 1 | 1272.0 AAC | 0 | 0 | 0 | 0 | 0 | 0 | 0 | 0 | 0 | 0 | 0 | 0 | 0 | 0 | 0 | 0 | 0 | 0 | 0 | 0 | 0 | 0 | 0 | 12
NO |  | 164 | 2011 | 1 | 29 | 29 |  |  |  | 0 | 0 | 2-4.5 | 0 | 0 | 0 | 2x397.0 ACSR | 0 | 0 | 0 | 0 | 0 | 0 | 0 | 0 | 0 | 0 | 0 | 0 | 0 | 0 | 0 | 0 | 0 | 0 | 0 | 0 | 0 | 0 | 0 | 12
NO |  | 164 | 2011 | 1 | 30 | 30 |  | 83-006 East Centerton | East Rogers | 161 | 161 | 1-9.18 | 9.18 | 0 | 1 | 1272.0 ACSR | 0 | 0 | 0 | 0 | 0 | 0 | 0 | 0 | 0 | 0 | 0 | 0 | 0 | 0 | 0 | 0 | 0 | 0 | 0 | 0 | 0 | 0 | 0 | 12
NO |  | 164 | 2011 | 1 | 31 | 31 |  |  |  | 0 | 0 |  | 0 | 0 | 0 | 1590.0 ACSR | 0 | 0 | 0 | 0 | 0 | 0 | 0 | 0 | 0 | 0 | 0 | 0 | 0 | 0 | 0 | 0 | 0 | 0 | 0 | 0 | 0 | 0 | 0 | 12
NO |  | 164 | 2011 | 1 | 32 | 32 |  | 83-007 East Centerton | Flint Creek | 161 | 161 | 1-14.985 | 14.99 | 5.28 | 1 | 1020.0 ACCC/TW | 0 | 0 | 0 | 0 | 0 | 0 | 0 | 0 | 0 | 0 | 0 | 0 | 0 | 0 | 0 | 0 | 0 | 0 | 0 | 0 | 0 | 0 | 0 | 12
NO |  | 164 | 2011 | 1 | 33 | 33 |  |  |  | 0 | 0 |  | 0 | 0 | 0 | 1590.0 ACSR | 0 | 0 | 0 | 0 | 0 | 0 | 0 | 0 | 0 | 0 | 0 | 0 | 0 | 0 | 0 | 0 | 0 | 0 | 0 | 0 | 0 | 0 | 0 | 12
NO |  | 164 | 2011 | 1 | 34 | 34 |  |  |  | 0 | 0 |  | 0 | 0 | 0 | 2156.0 ACSR | 0 | 0 | 0 | 0 | 0 | 0 | 0 | 0 | 0 | 0 | 0 | 0 | 0 | 0 | 0 | 0 | 0 | 0 | 0 | 0 | 0 | 0 | 0 | 12
NO |  | 164 | 2011 | 2 | 1 | 1 |  | 83-008 East Rogers | SWPA Beaver Dam | 161 | 161 | 2-16.81 | 16.81 | 0 | 1 | 666.0 ACSR | 0 | 0 | 0 | 0 | 0 | 0 | 0 | 0 | 0 | 0 | 0 | 0 | 0 | 0 | 0 | 0 | 0 | 0 | 0 | 0 | 0 | 0 | 0 | 12
NO |  | 164 | 2011 | 2 | 2 | 2 |  |  | (Interconnect) | 0 | 0 |  | 0 | 0 | 0 |  | 0 | 0 | 0 | 0 | 0 | 0 | 0 | 0 | 0 | 0 | 0 | 0 | 0 | 0 | 0 | 0 | 0 | 0 | 0 | 0 | 0 | 0 | 0 | 12
NO |  | 164 | 2011 | 2 | 3 | 3 |  | 83-009 Eureka Springs | SWPA Beaver Dam | 161 | 161 | 2-1.25 | 1.25 | 0 | 1 | 795.0 ACSR | 0 | 0 | 0 | 0 | 0 | 0 | 0 | 0 | 0 | 0 | 0 | 0 | 0 | 0 | 0 | 0 | 0 | 0 | 0 | 0 | 0 | 0 | 0 | 12
NO |  | 164 | 2011 | 2 | 4 | 4 |  |  | (Interconnect) | 0 | 0 |  | 0 | 0 | 0 |  | 0 | 0 | 0 | 0 | 0 | 0 | 0 | 0 | 0 | 0 | 0 | 0 | 0 | 0 | 0 | 0 | 0 | 0 | 0 | 0 | 0 | 0 | 0 | 12
NO |  | 164 | 2011 | 2 | 5 | 5 |  | 83-010 Eureka Springs | Entergy Harrison | 161 | 161 | 1-0.94 | 5.34 | 0 | 1 | 666.0 ACSR | 0 | 0 | 0 | 0 | 0 | 0 | 0 | 0 | 0 | 0 | 0 | 0 | 0 | 0 | 0 | 0 | 0 | 0 | 0 | 0 | 0 | 0 | 0 | 12
NO |  | 164 | 2011 | 2 | 6 | 6 |  |  | (Interconnect) | 0 | 0 | 2-4.4 | 0 | 0 | 0 |  | 0 | 0 | 0 | 0 | 0 | 0 | 0 | 0 | 0 | 0 | 0 | 0 | 0 | 0 | 0 | 0 | 0 | 0 | 0 | 0 | 0 | 0 | 0 | 12
NO |  | 164 | 2011 | 2 | 7 | 7 |  | 83-011 Eureka Springs | SWPA Table Rock | 161 | 161 | 2-1.25 | 1.25 | 0 | 1 | 795.0 ACSR | 0 | 0 | 0 | 0 | 0 | 0 | 0 | 0 | 0 | 0 | 0 | 0 | 0 | 0 | 0 | 0 | 0 | 0 | 0 | 0 | 0 | 0 | 0 | 12
NO |  | 164 | 2011 | 2 | 8 | 8 |  |  | (Interconnect) | 0 | 0 |  | 0 | 0 | 0 |  | 0 | 0 | 0 | 0 | 0 | 0 | 0 | 0 | 0 | 0 | 0 | 0 | 0 | 0 | 0 | 0 | 0 | 0 | 0 | 0 | 0 | 0 | 0 | 12
NO |  | 164 | 2011 | 2 | 9 | 9 |  | 83-012 Flint Creek | EDE Decatur South | 161 | 161 | 2-0.03 | 0.03 | 0 | 1 | 795.0 ACSR | 0 | 0 | 0 | 0 | 0 | 0 | 0 | 0 | 0 | 0 | 0 | 0 | 0 | 0 | 0 | 0 | 0 | 0 | 0 | 0 | 0 | 0 | 0 | 12
NO |  | 164 | 2011 | 2 | 10 | 10 |  |  | (Interconnect) | 0 | 0 |  | 0 | 0 | 0 |  | 0 | 0 | 0 | 0 | 0 | 0 | 0 | 0 | 0 | 0 | 0 | 0 | 0 | 0 | 0 | 0 | 0 | 0 | 0 | 0 | 0 | 0 | 0 | 12
NO |  | 164 | 2011 | 2 | 11 | 11 |  | 83-013 Flint Creek | Siloam Springs | 161 | 161 | 1-5.4379 | 7.11 | 2.29 | 1 | 2x397.0 ACSR | 0 | 0 | 0 | 0 | 0 | 0 | 0 | 0 | 0 | 0 | 0 | 0 | 0 | 0 | 0 | 0 | 0 | 0 | 0 | 0 | 0 | 0 | 0 | 12
NO |  | 164 | 2011 | 2 | 12 | 12 |  |  |  | 0 | 0 | 2-1.6754 | 0 | 0 | 0 |  | 0 | 0 | 0 | 0 | 0 | 0 | 0 | 0 | 0 | 0 | 0 | 0 | 0 | 0 | 0 | 0 | 0 | 0 | 0 | 0 | 0 | 0 | 0 | 12
NO |  | 164 | 2011 | 2 | 13 | 13 |  | 83-014 Hyland | Southeast Fayetteville | 161 | 161 | 1-2.81 | 2.81 | 0 | 1 | 2x397.0 ACSR | 0 | 0 | 0 | 0 | 0 | 0 | 0 | 0 | 0 | 0 | 0 | 0 | 0 | 0 | 0 | 0 | 0 | 0 | 0 | 0 | 0 | 0 | 0 | 12
NO |  | 164 | 2011 | 2 | 14 | 14 |  | 83-015 North Huntington | OGE Fort Smith | 161 | 161 | 2-13.1921 | 13.19 | 0 | 1 | 1272.0 ACSR | 0 | 0 | 0 | 0 | 0 | 0 | 0 | 0 | 0 | 0 | 0 | 0 | 0 | 0 | 0 | 0 | 0 | 0 | 0 | 0 | 0 | 0 | 0 | 12
NO |  | 164 | 2011 | 2 | 15 | 15 |  |  | (Interconnect) | 0 | 0 |  | 0 | 0 | 0 | 397.0 ACSR | 0 | 0 | 0 | 0 | 0 | 0 | 0 | 0 | 0 | 0 | 0 | 0 | 0 | 0 | 0 | 0 | 0 | 0 | 0 | 0 | 0 | 0 | 0 | 12
NO |  | 164 | 2011 | 2 | 16 | 16 |  |  |  | 0 | 0 |  | 0 | 0 | 0 | 795.0 ACSR | 0 | 0 | 0 | 0 | 0 | 0 | 0 | 0 | 0 | 0 | 0 | 0 | 0 | 0 | 0 | 0 | 0 | 0 | 0 | 0 | 0 | 0 | 0 | 12
NO |  | 164 | 2011 | 2 | 17 | 17 |  | 83-016 North Huntington | West Booneville | 161 | 161 | 1-19.61 | 19.61 | 0 | 1 | 397.0 ACSR | 0 | 0 | 0 | 0 | 0 | 0 | 0 | 0 | 0 | 0 | 0 | 0 | 0 | 0 | 0 | 0 | 0 | 0 | 0 | 0 | 0 | 0 | 0 | 12
NO |  | 164 | 2011 | 2 | 18 | 18 |  | 83-017 North Magazine | Danville | 161 | 161 | 1-25.9462 | 25.95 | 0 | 1 | 1272.0 ACSR | 0 | 0 | 0 | 0 | 0 | 0 | 0 | 0 | 0 | 0 | 0 | 0 | 0 | 0 | 0 | 0 | 0 | 0 | 0 | 0 | 0 | 0 | 0 | 12
NO |  | 164 | 2011 | 2 | 19 | 19 |  | 83-018 North Magazine | VBI (OG&E) | 161 | 161 | 2-8.8 | 8.8 | 0 | 1 | 250.0 CW | 0 | 0 | 0 | 0 | 0 | 0 | 0 | 0 | 0 | 0 | 0 | 0 | 0 | 0 | 0 | 0 | 0 | 0 | 0 | 0 | 0 | 0 | 0 | 12
NO |  | 164 | 2011 | 2 | 20 | 20 |  | 83-020 Siloam Springs | GRDA Siloam Springs | 161 | 161 | 2-2.06 | 2.06 | 0 | 1 | 2x397.0 ACSR | 0 | 0 | 0 | 0 | 0 | 0 | 0 | 0 | 0 | 0 | 0 | 0 | 0 | 0 | 0 | 0 | 0 | 0 | 0 | 0 | 0 | 0 | 0 | 12
NO |  | 164 | 2011 | 2 | 21 | 21 |  |  | (Interconnect) | 0 | 0 |  | 0 | 0 | 0 |  | 0 | 0 | 0 | 0 | 0 | 0 | 0 | 0 | 0 | 0 | 0 | 0 | 0 | 0 | 0 | 0 | 0 | 0 | 0 | 0 | 0 | 0 | 0 | 12
NO |  | 164 | 2011 | 2 | 22 | 22 |  | 83-021 South Fayetteville | Southeast Fayetteville | 161 | 161 | 1-2.96 | 2.96 | 0 | 1 | 2x397.0 ACSR | 0 | 0 | 0 | 0 | 0 | 0 | 0 | 0 | 0 | 0 | 0 | 0 | 0 | 0 | 0 | 0 | 0 | 0 | 0 | 0 | 0 | 0 | 0 | 12
NO |  | 164 | 2011 | 2 | 23 | 23 |  | 83-022 North Magazine | West Booneville | 161 | 161 | 1-13.96 | 13.96 | 0 | 1 | 397.0 ACSR | 0 | 0 | 0 | 0 | 0 | 0 | 0 | 0 | 0 | 0 | 0 | 0 | 0 | 0 | 0 | 0 | 0 | 0 | 0 | 0 | 0 | 0 | 0 | 12
NO |  | 164 | 2011 | 2 | 24 | 24 |  | 83-026 Dyess | Tontitown | 161 | 161 | 1-7.44 | 7.44 | 0 | 1 | 2156.0 ACSR | 0 | 0 | 0 | 0 | 0 | 0 | 0 | 0 | 0 | 0 | 0 | 0 | 0 | 0 | 0 | 0 | 0 | 0 | 0 | 0 | 0 | 0 | 0 | 12
NO |  | 164 | 2011 | 2 | 25 | 25 |  | 83-025 Chamber Springs | Flint Creek | 161 | 161 | 1-4.0138 | 14.35 | 0 | 1 | 1272.0 ACSR | 0 | 0 | 0 | 0 | 0 | 0 | 0 | 0 | 0 | 0 | 0 | 0 | 0 | 0 | 0 | 0 | 0 | 0 | 0 | 0 | 0 | 0 | 0 | 12
NO |  | 164 | 2011 | 2 | 26 | 26 |  |  |  | 0 | 0 | 2-10.3371 | 0 | 0 | 0 | 2x397.0 ACSR | 0 | 0 | 0 | 0 | 0 | 0 | 0 | 0 | 0 | 0 | 0 | 0 | 0 | 0 | 0 | 0 | 0 | 0 | 0 | 0 | 0 | 0 | 0 | 12
NO |  | 164 | 2011 | 2 | 27 | 27 |  | 83-027 Flint Creek | Tontitown | 161 | 161 | 1-5.629 | 16.22 | 0.4 | 1 | 2156.0 ACSR | 0 | 0 | 0 | 0 | 0 | 0 | 0 | 0 | 0 | 0 | 0 | 0 | 0 | 0 | 0 | 0 | 0 | 0 | 0 | 0 | 0 | 0 | 0 | 12
NO |  | 164 | 2011 | 2 | 28 | 28 |  |  |  | 0 | 0 | 2-10.594 | 0 | 0 | 0 | 2x397.0 ACSR | 0 | 0 | 0 | 0 | 0 | 0 | 0 | 0 | 0 | 0 | 0 | 0 | 0 | 0 | 0 | 0 | 0 | 0 | 0 | 0 | 0 | 0 | 0 | 12
NO |  | 164 | 2011 | 2 | 29 | 29 |  | 83-028 Lowell | Tontitown | 161 | 161 | 1-11.2 | 11.2 | 0 | 1 | 1590.0 ACSR | 0 | 0 | 0 | 0 | 0 | 0 | 0 | 0 | 0 | 0 | 0 | 0 | 0 | 0 | 0 | 0 | 0 | 0 | 0 | 0 | 0 | 0 | 0 | 12
NO |  | 164 | 2011 | 2 | 30 | 30 |  | 83-029 Lowell | Rogers | 161 | 161 | 1-4.4 | 4.4 | 0 | 1 | 1590.0 ACSR | 0 | 0 | 0 | 0 | 0 | 0 | 0 | 0 | 0 | 0 | 0 | 0 | 0 | 0 | 0 | 0 | 0 | 0 | 0 | 0 | 0 | 0 | 0 | 12
NO |  | 164 | 2011 | 2 | 31 | 31 |  | 83-030 East Rogers | Rogers | 161 | 161 | 1-4.6 | 4.6 | 0 | 1 | 1272.0 ACSR | 0 | 0 | 0 | 0 | 0 | 0 | 0 | 0 | 0 | 0 | 0 | 0 | 0 | 0 | 0 | 0 | 0 | 0 | 0 | 0 | 0 | 0 | 0 | 12
NO |  | 164 | 2011 | 2 | 32 | 32 |  | 83-032 Mattison Plant | Tontitown | 161 | 161 | 1-0.2343 | 0.23 | 0 | 1 | 2x1590.0 ACSR | 0 | 0 | 0 | 0 | 0 | 0 | 0 | 0 | 0 | 0 | 0 | 0 | 0 | 0 | 0 | 0 | 0 | 0 | 0 | 0 | 0 | 0 | 0 | 12
NO |  | 164 | 2011 | 2 | 33 | 33 |  | 83-033 Chamber Springs | Siloam Springs | 161 | 161 | 1-7.5625 | 7.56 | 0 | 1 | 1590.0 ACSR | 0 | 0 | 0 | 0 | 0 | 0 | 0 | 0 | 0 | 0 | 0 | 0 | 0 | 0 | 0 | 0 | 0 | 0 | 0 | 0 | 0 | 0 | 0 | 12
NO |  | 164 | 2011 | 2 | 34 | 34 |  | 83-034 Dyess | Van Asche | 161 | 161 | 1-5.55 | 5.97 | 0 | 1 | 1590.0 ACSR | 0 | 0 | 0 | 0 | 0 | 0 | 0 | 0 | 0 | 0 | 0 | 0 | 0 | 0 | 0 | 0 | 0 | 0 | 0 | 0 | 0 | 0 | 0 | 12
NO |  | 164 | 2011 | 2 | 35 | 35 |  | 83-035 Fayetteville | Van Asche | 161 | 161 | 1-4.1839 | 4.18 | 0 | 1 | 1590.0 ACSR | 0 | 0 | 0 | 0 | 0 | 0 | 0 | 0 | 0 | 0 | 0 | 0 | 0 | 0 | 0 | 0 | 0 | 0 | 0 | 0 | 0 | 0 | 0 | 12
NO |  | 164 | 2011 | 3 | 1 | 1 |  | 83-036 Fayetteville | South Fayetteville | 161 | 161 | 1-1.98 | 1.98 | 0 | 1 | 1590.0 ACSR | 0 | 0 | 0 | 0 | 0 | 0 | 0 | 0 | 0 | 0 | 0 | 0 | 0 | 0 | 0 | 0 | 0 | 0 | 0 | 0 | 0 | 0 | 0 | 12
NO |  | 164 | 2011 | 3 | 3 | 3 |  | Subtotal 161 kV in AR |  | 0 | 0 |  | 286.36 | 8.61 | 32 |  | 0 | 0 | 0 | 0 | 0 | 0 | 0 | 0 | 0 | 0 | 0 | 0 | 0 | 0 | 0 | 0 | 0 | 0 | 0 | 0 | 0 | 0 | 0 | 12
NO |  | 164 | 2011 | 3 | 5 | 5 |  | Total 161 kV SWEPCO |  | 0 | 0 |  | 286.36 | 8.61 | 32 |  | 0 | 0 | 0 | 0 | 0 | 0 | 0 | 0 | 0 | 0 | 0 | 0 | 0 | 0 | 0 | 0 | 0 | 0 | 0 | 0 | 0 | 0 | 0 | 12
NO |  | 164 | 2011 | 3 | 7 | 7 |  | 138 kV in AR |  | 0 | 0 |  | 0 | 0 | 0 |  | 0 | 0 | 0 | 0 | 0 | 0 | 0 | 0 | 0 | 0 | 0 | 0 | 0 | 0 | 0 | 0 | 0 | 0 | 0 | 0 | 0 | 0 | 0 | 12
NO |  | 164 | 2011 | 3 | 8 | 8 |  | 81-009 Dequeen | PSO Craig Jct. | 138 | 138 | 2-7.49 | 7.49 | 0 | 1 | 397.0 ACSR | 0 | 0 | 0 | 0 | 0 | 0 | 0 | 0 | 0 | 0 | 0 | 0 | 0 | 0 | 0 | 0 | 0 | 0 | 0 | 0 | 0 | 0 | 0 | 12
NO |  | 164 | 2011 | 3 | 9 | 9 |  |  | (Interconnect) | 0 | 0 |  | 0 | 0 | 0 |  | 0 | 0 | 0 | 0 | 0 | 0 | 0 | 0 | 0 | 0 | 0 | 0 | 0 | 0 | 0 | 0 | 0 | 0 | 0 | 0 | 0 | 0 | 0 | 12
NO |  | 164 | 2011 | 3 | 10 | 10 |  | 81-044 North New Boston | Patterson | 138 | 138 | 2-18.45 | 18.45 | 0 | 1 | 2x203.2 ACSR | 0 | 0 | 0 | 0 | 0 | 0 | 0 | 0 | 0 | 0 | 0 | 0 | 0 | 0 | 0 | 0 | 0 | 0 | 0 | 0 | 0 | 0 | 0 | 12
NO |  | 164 | 2011 | 3 | 11 | 11 |  |  |  | 0 | 0 |  | 0 | 0 | 0 | 666.0 ACSR | 0 | 0 | 0 | 0 | 0 | 0 | 0 | 0 | 0 | 0 | 0 | 0 | 0 | 0 | 0 | 0 | 0 | 0 | 0 | 0 | 0 | 0 | 0 | 12
NO |  | 164 | 2011 | 3 | 12 | 12 |  | 81-847 Patterson | PSO Craig Jct. | 138 | 138 | 1-26.4705 | 26.95 | 0 | 1 | 1272.0 ACSR | 0 | 0 | 0 | 0 | 0 | 0 | 0 | 0 | 0 | 0 | 0 | 0 | 0 | 0 | 0 | 0 | 0 | 0 | 0 | 0 | 0 | 0 | 0 | 12
NO |  | 164 | 2011 | 3 | 13 | 13 |  |  | (Interconnect) | 0 | 0 | 2-0.4811 | 0 | 0 | 0 |  | 0 | 0 | 0 | 0 | 0 | 0 | 0 | 0 | 0 | 0 | 0 | 0 | 0 | 0 | 0 | 0 | 0 | 0 | 0 | 0 | 0 | 0 | 0 | 12
NO |  | 164 | 2011 | 3 | 14 | 14 |  | 81-049 Northwest Texarkana | Patterson | 138 | 138 | 2-8.26 | 8.26 | 0 | 1 | 1024.0 ACAR | 0 | 0 | 0 | 0 | 0 | 0 | 0 | 0 | 0 | 0 | 0 | 0 | 0 | 0 | 0 | 0 | 0 | 0 | 0 | 0 | 0 | 0 | 0 | 12
NO |  | 164 | 2011 | 3 | 15 | 15 |  | 81-050 Northwest Texarkana | Sugar Hill | 138 | 138 | 1-0.78 | 0.78 | 0 | 1 | 1272.0 ACSR | 0 | 0 | 0 | 0 | 0 | 0 | 0 | 0 | 0 | 0 | 0 | 0 | 0 | 0 | 0 | 0 | 0 | 0 | 0 | 0 | 0 | 0 | 0 | 12
NO |  | 164 | 2011 | 3 | 16 | 16 |  | 81-054 Patterson | South Dierks | 138 | 138 | 1-2.28 | 32.34 | 0 | 1 | 2x397.0 ACSR | 0 | 0 | 0 | 0 | 0 | 0 | 0 | 0 | 0 | 0 | 0 | 0 | 0 | 0 | 0 | 0 | 0 | 0 | 0 | 0 | 0 | 0 | 0 | 12
NO |  | 164 | 2011 | 3 | 17 | 17 |  |  |  | 0 | 0 | 2-30.06 | 0 | 0 | 0 | 397.0 ACSR | 0 | 0 | 0 | 0 | 0 | 0 | 0 | 0 | 0 | 0 | 0 | 0 | 0 | 0 | 0 | 0 | 0 | 0 | 0 | 0 | 0 | 0 | 0 | 12
NO |  | 164 | 2011 | 3 | 18 | 18 |  | 81-055 Patterson | South Nashville | 138 | 138 | 2-23.42 | 23.42 | 1.64 | 1 | 1272.0 ACSR | 0 | 0 | 0 | 0 | 0 | 0 | 0 | 0 | 0 | 0 | 0 | 0 | 0 | 0 | 0 | 0 | 0 | 0 | 0 | 0 | 0 | 0 | 0 | 12
NO |  | 164 | 2011 | 3 | 19 | 19 |  |  |  | 0 | 0 |  | 0 | 0 | 0 | 336.4 ACSR | 0 | 0 | 0 | 0 | 0 | 0 | 0 | 0 | 0 | 0 | 0 | 0 | 0 | 0 | 0 | 0 | 0 | 0 | 0 | 0 | 0 | 0 | 0 | 12
NO |  | 164 | 2011 | 3 | 20 | 20 |  |  |  | 0 | 0 |  | 0 | 0 | 0 | 4/0 CU 19/1 | 0 | 0 | 0 | 0 | 0 | 0 | 0 | 0 | 0 | 0 | 0 | 0 | 0 | 0 | 0 | 0 | 0 | 0 | 0 | 0 | 0 | 0 | 0 | 12
NO |  | 164 | 2011 | 3 | 21 | 21 |  | 81-062 South Nashville | Entergy South Murfreesboro | 138 | 138 | 2-19.54 | 19.54 | 0 | 1 | 1272.0 ACSR | 0 | 0 | 0 | 0 | 0 | 0 | 0 | 0 | 0 | 0 | 0 | 0 | 0 | 0 | 0 | 0 | 0 | 0 | 0 | 0 | 0 | 0 | 0 | 12
NO |  | 164 | 2011 | 3 | 22 | 22 |  |  | (Interconnect) | 0 | 0 |  | 0 | 0 | 0 | 4/0 CU 19/1 | 0 | 0 | 0 | 0 | 0 | 0 | 0 | 0 | 0 | 0 | 0 | 0 | 0 | 0 | 0 | 0 | 0 | 0 | 0 | 0 | 0 | 0 | 0 | 12
NO |  | 164 | 2011 | 3 | 23 | 23 |  | 81-072 Bann | Southeast Texarkana | 138 | 138 | 1-0.384 | 0.38 | 0 | 1 | 1272.0 ACSR | 0 | 0 | 0 | 0 | 0 | 0 | 0 | 0 | 0 | 0 | 0 | 0 | 0 | 0 | 0 | 0 | 0 | 0 | 0 | 0 | 0 | 0 | 0 | 12
NO |  | 164 | 2011 | 3 | 24 | 24 |  | 81-848 Mena | PSO Craig Jct. | 138 | 138 | 1-28.22 | 28.22 | 0 | 1 | 795.0 ACSR | 0 | 0 | 0 | 0 | 0 | 0 | 0 | 0 | 0 | 0 | 0 | 0 | 0 | 0 | 0 | 0 | 0 | 0 | 0 | 0 | 0 | 0 | 0 | 12
NO |  | 164 | 2011 | 3 | 25 | 25 |  |  | (Interconnect) | 0 | 0 |  | 0 | 0 | 0 |  | 0 | 0 | 0 | 0 | 0 | 0 | 0 | 0 | 0 | 0 | 0 | 0 | 0 | 0 | 0 | 0 | 0 | 0 | 0 | 0 | 0 | 0 | 0 | 12
NO |  | 164 | 2011 | 3 | 26 | 26 |  | 81-086 Sugar Hill | Turk | 138 | 138 | 1-21.70 | 21.7 | 0 | 1 | 1590 ACSR | 0 | 0 | 0 | 0 | 0 | 0 | 0 | 0 | 0 | 0 | 0 | 0 | 0 | 0 | 0 | 0 | 0 | 0 | 0 | 0 | 0 | 0 | 0 | 12
NO |  | 164 | 2011 | 3 | 28 | 28 |  | Subtotal 138 kV in AR |  | 0 | 0 |  | 187.53 | 1.64 | 11 |  | 0 | 0 | 0 | 0 | 0 | 0 | 0 | 0 | 0 | 0 | 0 | 0 | 0 | 0 | 0 | 0 | 0 | 0 | 0 | 0 | 0 | 0 | 0 | 12
NO |  | 164 | 2011 | 3 | 30 | 30 |  | 138 kV in LA |  | 0 | 0 |  | 0 | 0 | 0 |  | 0 | 0 | 0 | 0 | 0 | 0 | 0 | 0 | 0 | 0 | 0 | 0 | 0 | 0 | 0 | 0 | 0 | 0 | 0 | 0 | 0 | 0 | 0 | 12
NO |  | 164 | 2011 | 3 | 31 | 31 |  | 81-001 Arsenal Hill | Fort Humbug w/tap to | 138 | 138 | 1-4.53 | 5.06 | 0 | 1 | 2156 ACSR | 0 | 0 | 0 | 0 | 0 | 0 | 0 | 0 | 0 | 0 | 0 | 0 | 0 | 0 | 0 | 0 | 0 | 0 | 0 | 0 | 0 | 0 | 0 | 12
NO |  | 164 | 2011 | 3 | 32 | 32 |  |  | Trichel Street | 0 | 0 | 2-0.53 | 0 | 0 | 0 | 1272.0 SD 54/19 | 0 | 0 | 0 | 0 | 0 | 0 | 0 | 0 | 0 | 0 | 0 | 0 | 0 | 0 | 0 | 0 | 0 | 0 | 0 | 0 | 0 | 0 | 0 | 12
NO |  | 164 | 2011 | 3 | 33 | 33 |  |  |  | 0 | 0 |  | 0 | 0 | 0 | 2x397.0 ACSR | 0 | 0 | 0 | 0 | 0 | 0 | 0 | 0 | 0 | 0 | 0 | 0 | 0 | 0 | 0 | 0 | 0 | 0 | 0 | 0 | 0 | 0 | 0 | 12
NO |  | 164 | 2011 | 3 | 34 | 34 |  | 81-002 Arsenal Hill | Lieberman | 138 | 138 | 2-20.74 | 20.74 | 1.03 | 1 | 2x266.8 ACSR | 0 | 0 | 0 | 0 | 0 | 0 | 0 | 0 | 0 | 0 | 0 | 0 | 0 | 0 | 0 | 0 | 0 | 0 | 0 | 0 | 0 | 0 | 0 | 12
NO |  | 164 | 2011 | 3 | 35 | 35 |  |  |  | 0 | 0 |  | 0 | 0 | 0 | 666.0 ACSR | 0 | 0 | 0 | 0 | 0 | 0 | 0 | 0 | 0 | 0 | 0 | 0 | 0 | 0 | 0 | 0 | 0 | 0 | 0 | 0 | 0 | 0 | 0 | 12
NO |  | 164 | 2011 | 4 | 1 | 1 |  | 81-003 Arsenal Hill | Linwood | 138 | 138 | 1-5.0591 | 5.06 | 0 | 1 | 1272.0 AAC | 0 | 0 | 0 | 0 | 0 | 0 | 0 | 0 | 0 | 0 | 0 | 0 | 0 | 0 | 0 | 0 | 0 | 0 | 0 | 0 | 0 | 0 | 0 | 12
NO |  | 164 | 2011 | 4 | 2 | 2 |  |  |  | 0 | 0 |  | 0 | 0 | 0 | 1272.0 ACSR | 0 | 0 | 0 | 0 | 0 | 0 | 0 | 0 | 0 | 0 | 0 | 0 | 0 | 0 | 0 | 0 | 0 | 0 | 0 | 0 | 0 | 0 | 0 | 12
NO |  | 164 | 2011 | 4 | 3 | 3 |  | 81-004 Arsenal Hill | Longwood | 138 | 138 | 2-15.56 | 16.4 | 0 | 1 | 1024.0 ACAR | 0 | 0 | 0 | 0 | 0 | 0 | 0 | 0 | 0 | 0 | 0 | 0 | 0 | 0 | 0 | 0 | 0 | 0 | 0 | 0 | 0 | 0 | 0 | 12
NO |  | 164 | 2011 | 4 | 4 | 4 |  |  |  | 0 | 0 | 3-0.84 | 0 | 0 | 0 | 2x266.8 ACSR | 0 | 0 | 0 | 0 | 0 | 0 | 0 | 0 | 0 | 0 | 0 | 0 | 0 | 0 | 0 | 0 | 0 | 0 | 0 | 0 | 0 | 0 | 0 | 12
NO |  | 164 | 2011 | 4 | 5 | 5 |  | 81-007 Center | Logansport | 138 | 138 | 1-0.6 | 0.6 | 0 | 1 | 755.0 ACAR | 0 | 0 | 0 | 0 | 0 | 0 | 0 | 0 | 0 | 0 | 0 | 0 | 0 | 0 | 0 | 0 | 0 | 0 | 0 | 0 | 0 | 0 | 0 | 12
NO |  | 164 | 2011 | 4 | 6 | 6 |  | 81-013 Flournoy | General Motors | 138 | 138 | 1-0.58 | 1.56 | 0 | 1 | 666.0 ACSR | 0 | 0 | 0 | 0 | 0 | 0 | 0 | 0 | 0 | 0 | 0 | 0 | 0 | 0 | 0 | 0 | 0 | 0 | 0 | 0 | 0 | 0 | 0 | 12
NO |  | 164 | 2011 | 4 | 7 | 7 |  |  |  | 0 | 0 | 2-0.98 | 0 | 0 | 0 | 795.0 ACSR | 0 | 0 | 0 | 0 | 0 | 0 | 0 | 0 | 0 | 0 | 0 | 0 | 0 | 0 | 0 | 0 | 0 | 0 | 0 | 0 | 0 | 0 | 0 | 12
NO |  | 164 | 2011 | 4 | 8 | 8 |  | 81-014 Flournoy | Longwood | 138 | 138 | 2-12.22 | 12.22 | 0 | 1 | 666.0 ACSR | 0 | 0 | 0 | 0 | 0 | 0 | 0 | 0 | 0 | 0 | 0 | 0 | 0 | 0 | 0 | 0 | 0 | 0 | 0 | 0 | 0 | 0 | 0 | 12
NO |  | 164 | 2011 | 4 | 9 | 9 |  | 81-015 Fort Humbug | South Shreveport | 138 | 138 | 1-10.62 | 10.62 | 0 | 1 | 1272.0 AAC | 0 | 0 | 0 | 0 | 0 | 0 | 0 | 0 | 0 | 0 | 0 | 0 | 0 | 0 | 0 | 0 | 0 | 0 | 0 | 0 | 0 | 0 | 0 | 12
NO |  | 164 | 2011 | 4 | 10 | 10 |  | 81-016 General Motors | Southwest Shreveport | 138 | 138 | 1-1.28 | 4.34 | 0 | 1 | 666.0 ACSR | 0 | 0 | 0 | 0 | 0 | 0 | 0 | 0 | 0 | 0 | 0 | 0 | 0 | 0 | 0 | 0 | 0 | 0 | 0 | 0 | 0 | 0 | 0 | 12
NO |  | 164 | 2011 | 4 | 11 | 11 |  |  |  | 0 | 0 | 2-3.06 | 0 | 0 | 0 | 795.0 ACSR | 0 | 0 | 0 | 0 | 0 | 0 | 0 | 0 | 0 | 0 | 0 | 0 | 0 | 0 | 0 | 0 | 0 | 0 | 0 | 0 | 0 | 0 | 0 | 12
NO |  | 164 | 2011 | 4 | 12 | 12 |  | 81-019 IPC Jefferson | Lieberman | 138 | 138 | 1-0.72 | 7.2 | 0 | 1 | 2156.0 ACSR | 0 | 0 | 0 | 0 | 0 | 0 | 0 | 0 | 0 | 0 | 0 | 0 | 0 | 0 | 0 | 0 | 0 | 0 | 0 | 0 | 0 | 0 | 0 | 12
NO |  | 164 | 2011 | 4 | 13 | 13 |  |  |  | 0 | 0 | 2-6.48 | 0 | 0 | 0 | 336.4 ACSR | 0 | 0 | 0 | 0 | 0 | 0 | 0 | 0 | 0 | 0 | 0 | 0 | 0 | 0 | 0 | 0 | 0 | 0 | 0 | 0 | 0 | 0 | 0 | 12
NO |  | 164 | 2011 | 4 | 14 | 14 |  | 81-029 Lieberman | Red Point | 138 | 138 | 1-9.4 | 33.57 | 0 | 1 | 1272.0 ACSR | 0 | 0 | 0 | 0 | 0 | 0 | 0 | 0 | 0 | 0 | 0 | 0 | 0 | 0 | 0 | 0 | 0 | 0 | 0 | 0 | 0 | 0 | 0 | 12
NO |  | 164 | 2011 | 4 | 15 | 15 |  |  |  | 0 | 0 | 2-24.17 | 0 | 0 | 0 | 2x397.0 ACSR | 0 | 0 | 0 | 0 | 0 | 0 | 0 | 0 | 0 | 0 | 0 | 0 | 0 | 0 | 0 | 0 | 0 | 0 | 0 | 0 | 0 | 0 | 0 | 12
NO |  | 164 | 2011 | 4 | 16 | 16 |  | 81-030 Lieberman | Longwood | 138 | 138 | 1-1.826 | 9.63 | 0 | 1 | 2156.0 ACSR | 0 | 0 | 0 | 0 | 0 | 0 | 0 | 0 | 0 | 0 | 0 | 0 | 0 | 0 | 0 | 0 | 0 | 0 | 0 | 0 | 0 | 0 | 0 | 12
NO |  | 164 | 2011 | 4 | 17 | 17 |  |  |  | 0 | 0 | 2-7.802 | 0 | 0 | 0 | 2x266.8 ACSR | 0 | 0 | 0 | 0 | 0 | 0 | 0 | 0 | 0 | 0 | 0 | 0 | 0 | 0 | 0 | 0 | 0 | 0 | 0 | 0 | 0 | 0 | 0 | 12
NO |  | 164 | 2011 | 4 | 18 | 18 |  | 81-031 Linwood | South Shreveport w/tap to | 138 | 138 | 1-2.48 | 2.65 | 0 | 1 | 397.0 ACSR | 0 | 0 | 0 | 0 | 0 | 0 | 0 | 0 | 0 | 0 | 0 | 0 | 0 | 0 | 0 | 0 | 0 | 0 | 0 | 0 | 0 | 0 | 0 | 12
NO |  | 164 | 2011 | 4 | 19 | 19 |  |  | Cedar Grove | 0 | 0 | 2-0.17 | 0 | 0 | 0 | 954.0 ACSR | 0 | 0 | 0 | 0 | 0 | 0 | 0 | 0 | 0 | 0 | 0 | 0 | 0 | 0 | 0 | 0 | 0 | 0 | 0 | 0 | 0 | 0 | 0 | 12
NO |  | 164 | 2011 | 4 | 20 | 20 |  | 81-032 Linwood | Southwest Shreveport | 138 | 138 | 1-8.96 | 9.22 | 0 | 1 | 1272.0 AAC | 0 | 0 | 0 | 0 | 0 | 0 | 0 | 0 | 0 | 0 | 0 | 0 | 0 | 0 | 0 | 0 | 0 | 0 | 0 | 0 | 0 | 0 | 0 | 12
NO |  | 164 | 2011 | 4 | 21 | 21 |  |  |  | 0 | 0 | 2-0.26 | 0 | 0 | 0 | 1272.0 ACSR | 0 | 0 | 0 | 0 | 0 | 0 | 0 | 0 | 0 | 0 | 0 | 0 | 0 | 0 | 0 | 0 | 0 | 0 | 0 | 0 | 0 | 0 | 0 | 12
NO |  | 164 | 2011 | 4 | 22 | 22 |  |  |  | 0 | 0 |  | 0 | 0 | 0 | 1703.0 ACAR | 0 | 0 | 0 | 0 | 0 | 0 | 0 | 0 | 0 | 0 | 0 | 0 | 0 | 0 | 0 | 0 | 0 | 0 | 0 | 0 | 0 | 0 | 0 | 12
NO |  | 164 | 2011 | 4 | 23 | 23 |  | 81-033 Carthage POD | Logansport | 138 | 138 | 2-4.38 | 4.38 | 0 | 1 | 755.0 ACAR | 0 | 0 | 0 | 0 | 0 | 0 | 0 | 0 | 0 | 0 | 0 | 0 | 0 | 0 | 0 | 0 | 0 | 0 | 0 | 0 | 0 | 0 | 0 | 12
NO |  | 164 | 2011 | 4 | 24 | 24 |  | 81-034 Logansport | Stonewall | 138 | 138 | 1-22.91 | 22.91 | 0 | 1 | 1272.0 ACSR | 0 | 0 | 0 | 0 | 0 | 0 | 0 | 0 | 0 | 0 | 0 | 0 | 0 | 0 | 0 | 0 | 0 | 0 | 0 | 0 | 0 | 0 | 0 | 12
NO |  | 164 | 2011 | 4 | 25 | 25 |  |  |  | 0 | 0 |  | 0 | 0 | 0 | 795.0 ACSR | 0 | 0 | 0 | 0 | 0 | 0 | 0 | 0 | 0 | 0 | 0 | 0 | 0 | 0 | 0 | 0 | 0 | 0 | 0 | 0 | 0 | 0 | 0 | 12
NO |  | 164 | 2011 | 4 | 26 | 26 |  | 81-039 Longwood | Scottsville | 138 | 138 | 2-3.88 | 3.88 | 0 | 1 | 2x397.0 ACSR | 0 | 0 | 0 | 0 | 0 | 0 | 0 | 0 | 0 | 0 | 0 | 0 | 0 | 0 | 0 | 0 | 0 | 0 | 0 | 0 | 0 | 0 | 0 | 12
NO |  | 164 | 2011 | 4 | 27 | 27 |  | 81-060 Red Point | Whitehurst | 138 | 138 | 1-6.86 | 6.86 | 0 | 1 | 2x397.0 ACSR | 0 | 0 | 0 | 0 | 0 | 0 | 0 | 0 | 0 | 0 | 0 | 0 | 0 | 0 | 0 | 0 | 0 | 0 | 0 | 0 | 0 | 0 | 0 | 12
NO |  | 164 | 2011 | 4 | 28 | 28 |  |  |  | 0 | 0 |  | 0 | 0 | 0 | 397.0 ACSR | 0 | 0 | 0 | 0 | 0 | 0 | 0 | 0 | 0 | 0 | 0 | 0 | 0 | 0 | 0 | 0 | 0 | 0 | 0 | 0 | 0 | 0 | 0 | 12
NO |  | 164 | 2011 | 4 | 29 | 29 |  | 81-061 Rock Hill | Southwest Shreveport | 138 | 138 | 1-2.3763 | 13.81 | 0 | 1 | 1590.0 ACSR | 0 | 0 | 0 | 0 | 0 | 0 | 0 | 0 | 0 | 0 | 0 | 0 | 0 | 0 | 0 | 0 | 0 | 0 | 0 | 0 | 0 | 0 | 0 | 12
NO |  | 164 | 2011 | 4 | 30 | 30 |  |  |  | 0 | 0 | 2-11.433 | 0 | 0 | 0 | 397.0 ACSR | 0 | 0 | 0 | 0 | 0 | 0 | 0 | 0 | 0 | 0 | 0 | 0 | 0 | 0 | 0 | 0 | 0 | 0 | 0 | 0 | 0 | 0 | 0 | 12
NO |  | 164 | 2011 | 4 | 31 | 31 |  | 81-063 South Shreveport | Wallace Lake | 138 | 138 | 2-11.18 | 11.18 | 0 | 1 | 666.0 ACSR | 0 | 0 | 0 | 0 | 0 | 0 | 0 | 0 | 0 | 0 | 0 | 0 | 0 | 0 | 0 | 0 | 0 | 0 | 0 | 0 | 0 | 0 | 0 | 12
NO |  | 164 | 2011 | 4 | 32 | 32 |  |  |  | 0 | 0 |  | 0 | 0 | 0 | 795.0 ACSR | 0 | 0 | 0 | 0 | 0 | 0 | 0 | 0 | 0 | 0 | 0 | 0 | 0 | 0 | 0 | 0 | 0 | 0 | 0 | 0 | 0 | 0 | 0 | 12
NO |  | 164 | 2011 | 4 | 33 | 33 |  | 81-064 South Shreveport | Western Electric | 138 | 138 | 1-0.1 | 5.44 | 0 | 1 | 2x397.0 ACSR | 0 | 0 | 0 | 0 | 0 | 0 | 0 | 0 | 0 | 0 | 0 | 0 | 0 | 0 | 0 | 0 | 0 | 0 | 0 | 0 | 0 | 0 | 0 | 12
NO |  | 164 | 2011 | 4 | 34 | 34 |  |  |  | 0 | 0 | 2-5.34 | 0 | 0 | 0 |  | 0 | 0 | 0 | 0 | 0 | 0 | 0 | 0 | 0 | 0 | 0 | 0 | 0 | 0 | 0 | 0 | 0 | 0 | 0 | 0 | 0 | 0 | 0 | 12
NO |  | 164 | 2011 | 5 | 1 | 1 |  | 81-065 Southwest Shreveport | Western Electric w/tap to | 138 | 138 | 1-8.14 | 12.32 | 0 | 1 | 1272.0 ACSR | 0 | 0 | 0 | 0 | 0 | 0 | 0 | 0 | 0 | 0 | 0 | 0 | 0 | 0 | 0 | 0 | 0 | 0 | 0 | 0 | 0 | 0 | 0 | 12
NO |  | 164 | 2011 | 5 | 2 | 2 |  |  | Stonewall | 0 | 0 | 2-4.18 | 0 | 0 | 0 | 2x795.0 ACSR | 0 | 0 | 0 | 0 | 0 | 0 | 0 | 0 | 0 | 0 | 0 | 0 | 0 | 0 | 0 | 0 | 0 | 0 | 0 | 0 | 0 | 0 | 0 | 12
NO |  | 164 | 2011 | 5 | 3 | 3 |  | 81-066 Trichel Street | Whitehurst | 138 | 138 | 1-4.51 | 4.51 | 0 | 1 | 2x397.0 ACSR | 0 | 0 | 0 | 0 | 0 | 0 | 0 | 0 | 0 | 0 | 0 | 0 | 0 | 0 | 0 | 0 | 0 | 0 | 0 | 0 | 0 | 0 | 0 | 12
NO |  | 164 | 2011 | 5 | 4 | 4 |  | 81-067 Wallace Lake | CLECO IPC Mansfield | 138 | 138 | 2-6.86 | 6.86 | 0 | 1 | 666.0 ACSR | 0 | 0 | 0 | 0 | 0 | 0 | 0 | 0 | 0 | 0 | 0 | 0 | 0 | 0 | 0 | 0 | 0 | 0 | 0 | 0 | 0 | 0 | 0 | 12
NO |  | 164 | 2011 | 5 | 5 | 5 |  |  | (Interconnect) | 0 | 0 |  | 0 | 0 | 0 |  | 0 | 0 | 0 | 0 | 0 | 0 | 0 | 0 | 0 | 0 | 0 | 0 | 0 | 0 | 0 | 0 | 0 | 0 | 0 | 0 | 0 | 0 | 0 | 12
NO |  | 164 | 2011 | 5 | 6 | 6 |  | 81-081 Port Robson | Wallace Lake | 138 | 138 | 1-5.5962 | 5.6 | 0 | 1 | 1590.0 ACSR | 0 | 0 | 0 | 0 | 0 | 0 | 0 | 0 | 0 | 0 | 0 | 0 | 0 | 0 | 0 | 0 | 0 | 0 | 0 | 0 | 0 | 0 | 0 | 12
NO |  | 164 | 2011 | 5 | 7 | 7 |  | 81-082 Bean | Port Robson | 138 | 138 | 1-1.3028 | 1.3 | 0 | 1 | 1590.0 ACSR | 0 | 0 | 0 | 0 | 0 | 0 | 0 | 0 | 0 | 0 | 0 | 0 | 0 | 0 | 0 | 0 | 0 | 0 | 0 | 0 | 0 | 0 | 0 | 12
NO |  | 164 | 2011 | 5 | 8 | 8 |  | 81-083 Bean | Caplis | 138 | 138 | 1-2.92 | 2.92 | 0.08 | 1 | 1590.0 ACSR | 0 | 0 | 0 | 0 | 0 | 0 | 0 | 0 | 0 | 0 | 0 | 0 | 0 | 0 | 0 | 0 | 0 | 0 | 0 | 0 | 0 | 0 | 0 | 12
NO |  | 164 | 2011 | 5 | 9 | 9 |  | 81-084 South Shreveport | Southwest Shreveport | 138 | 138 | 1-10.339 | 10.34 | 2.38 | 1 | 1272.0 ACSR | 0 | 0 | 0 | 0 | 0 | 0 | 0 | 0 | 0 | 0 | 0 | 0 | 0 | 0 | 0 | 0 | 0 | 0 | 0 | 0 | 0 | 0 | 0 | 12
NO |  | 164 | 2011 | 5 | 14 | 14 |  | 138 kV in OK |  | 0 | 0 |  | 0 | 0 | 0 |  | 0 | 0 | 0 | 0 | 0 | 0 | 0 | 0 | 0 | 0 | 0 | 0 | 0 | 0 | 0 | 0 | 0 | 0 | 0 | 0 | 0 | 0 | 0 | 12
NO |  | 164 | 2011 | 5 | 15 | 15 |  | 81-009 Dequeen | PSO Craig Jct. | 138 | 138 | 2-10.01 | 10.01 | 0 | 1 | 397.0 ACSR | 0 | 0 | 0 | 0 | 0 | 0 | 0 | 0 | 0 | 0 | 0 | 0 | 0 | 0 | 0 | 0 | 0 | 0 | 0 | 0 | 0 | 0 | 0 | 12
NO |  | 164 | 2011 | 5 | 16 | 16 |  |  | (Interconnect) | 0 | 0 |  | 0 | 0 | 0 |  | 0 | 0 | 0 | 0 | 0 | 0 | 0 | 0 | 0 | 0 | 0 | 0 | 0 | 0 | 0 | 0 | 0 | 0 | 0 | 0 | 0 | 0 | 0 | 12
NO |  | 164 | 2011 | 5 | 17 | 17 |  | 81-847 Patterson | PSO Craig Jct. | 138 | 138 | 1-9.4407 | 9.44 | 0 | 1 | 1272.0 ACSR | 0 | 0 | 0 | 0 | 0 | 0 | 0 | 0 | 0 | 0 | 0 | 0 | 0 | 0 | 0 | 0 | 0 | 0 | 0 | 0 | 0 | 0 | 0 | 12
NO |  | 164 | 2011 | 5 | 18 | 18 |  |  | (Interconnect) | 0 | 0 |  | 0 | 0 | 0 | 795.0 ACSR | 0 | 0 | 0 | 0 | 0 | 0 | 0 | 0 | 0 | 0 | 0 | 0 | 0 | 0 | 0 | 0 | 0 | 0 | 0 | 0 | 0 | 0 | 0 | 12
NO |  | 164 | 2011 | 5 | 19 | 19 |  | 81-848 Mena | PSO Craig Jct. | 138 | 138 | 1-17.82 | 17.82 | 0 | 1 | 2x397.0 ACSR | 0 | 0 | 0 | 0 | 0 | 0 | 0 | 0 | 0 | 0 | 0 | 0 | 0 | 0 | 0 | 0 | 0 | 0 | 0 | 0 | 0 | 0 | 0 | 12
NO |  | 164 | 2011 | 5 | 24 | 24 |  | 138 kV in TX |  | 0 | 0 |  | 0 | 0 | 0 |  | 0 | 0 | 0 | 0 | 0 | 0 | 0 | 0 | 0 | 0 | 0 | 0 | 0 | 0 | 0 | 0 | 0 | 0 | 0 | 0 | 0 | 0 | 0 | 12
NO |  | 164 | 2011 | 5 | 25 | 25 |  | 81-005 Bann | IPC Domino | 138 | 138 | 2-11.31 | 11.31 | 0 | 1 | 1024.0 ACAR | 0 | 0 | 0 | 0 | 0 | 0 | 0 | 0 | 0 | 0 | 0 | 0 | 0 | 0 | 0 | 0 | 0 | 0 | 0 | 0 | 0 | 0 | 0 | 12
NO |  | 164 | 2011 | 5 | 26 | 26 |  | 81-007 Center | Logansport | 138 | 138 | 1-16.38 | 16.38 | 0 | 1 | 755.0 ACAR | 0 | 0 | 0 | 0 | 0 | 0 | 0 | 0 | 0 | 0 | 0 | 0 | 0 | 0 | 0 | 0 | 0 | 0 | 0 | 0 | 0 | 0 | 0 | 12
NO |  | 164 | 2011 | 5 | 27 | 27 |  | 81-006 Bann | Northwest Texarkana | 138 | 138 | 1-3.8914 | 3.89 | 1.44 | 1 | 2156.0 ACSR | 0 | 0 | 0 | 0 | 0 | 0 | 0 | 0 | 0 | 0 | 0 | 0 | 0 | 0 | 0 | 0 | 0 | 0 | 0 | 0 | 0 | 0 | 0 | 12
NO |  | 164 | 2011 | 5 | 28 | 28 |  |  |  | 0 | 0 |  | 0 | 0 | 0 | 397.0 ACSR | 0 | 0 | 0 | 0 | 0 | 0 | 0 | 0 | 0 | 0 | 0 | 0 | 0 | 0 | 0 | 0 | 0 | 0 | 0 | 0 | 0 | 0 | 0 | 12
NO |  | 164 | 2011 | 5 | 29 | 29 |  | 81-008 Center | Tenaha | 138 | 138 | 1-10.71 | 10.71 | 0 | 1 | 795.0 ACSR | 0 | 0 | 0 | 0 | 0 | 0 | 0 | 0 | 0 | 0 | 0 | 0 | 0 | 0 | 0 | 0 | 0 | 0 | 0 | 0 | 0 | 0 | 0 | 12
NO |  | 164 | 2011 | 5 | 30 | 30 |  | 81-010 Diana | Lone Star South | 138 | 138 | 1-0.12 | 12.63 | 0 | 1 | 2x336.0&397.0 ACS | 0 | 0 | 0 | 0 | 0 | 0 | 0 | 0 | 0 | 0 | 0 | 0 | 0 | 0 | 0 | 0 | 0 | 0 | 0 | 0 | 0 | 0 | 0 | 12
NO |  | 164 | 2011 | 5 | 31 | 31 |  |  |  | 0 | 0 | 2-12.51 | 0 | 0 | 0 | 2x666.0&795.0 ACS | 0 | 0 | 0 | 0 | 0 | 0 | 0 | 0 | 0 | 0 | 0 | 0 | 0 | 0 | 0 | 0 | 0 | 0 | 0 | 0 | 0 | 0 | 0 | 12
NO |  | 164 | 2011 | 5 | 32 | 32 |  |  |  | 0 | 0 |  | 0 | 0 | 0 | 2x795.0 ACSR | 0 | 0 | 0 | 0 | 0 | 0 | 0 | 0 | 0 | 0 | 0 | 0 | 0 | 0 | 0 | 0 | 0 | 0 | 0 | 0 | 0 | 0 | 0 | 12
NO |  | 164 | 2011 | 5 | 33 | 33 |  | 81-011 Diana | Perdue | 138 | 138 | 2-21.85 | 21.85 | 0 | 1 | 2x397.0 ACSR | 0 | 0 | 0 | 0 | 0 | 0 | 0 | 0 | 0 | 0 | 0 | 0 | 0 | 0 | 0 | 0 | 0 | 0 | 0 | 0 | 0 | 0 | 0 | 12
NO |  | 164 | 2011 | 6 | 1 | 1 |  | 81-012 Diana | Pliler Road w/tap to NGPL | 138 | 138 | 1-2.42 | 14.28 | 3.23 | 1 | 1272.0 ACSR | 0 | 0 | 0 | 0 | 0 | 0 | 0 | 0 | 0 | 0 | 0 | 0 | 0 | 0 | 0 | 0 | 0 | 0 | 0 | 0 | 0 | 0 | 0 | 12
NO |  | 164 | 2011 | 6 | 2 | 2 |  |  |  | 0 | 0 | 2-11.86 | 0 | 0 | 0 | 2x336.0&397.0 ACS | 0 | 0 | 0 | 0 | 0 | 0 | 0 | 0 | 0 | 0 | 0 | 0 | 0 | 0 | 0 | 0 | 0 | 0 | 0 | 0 | 0 | 0 | 0 | 12
NO |  | 164 | 2011 | 6 | 3 | 3 |  |  |  | 0 | 0 |  | 0 | 0 | 0 | 336.4 ACSR | 0 | 0 | 0 | 0 | 0 | 0 | 0 | 0 | 0 | 0 | 0 | 0 | 0 | 0 | 0 | 0 | 0 | 0 | 0 | 0 | 0 | 0 | 0 | 12
NO |  | 164 | 2011 | 6 | 4 | 4 |  | 81-017 Harrison Road | Knox Lee | 138 | 138 | 2-12.87 | 12.87 | 2.5 | 1 | 1272.0 ACSR | 0 | 0 | 0 | 0 | 0 | 0 | 0 | 0 | 0 | 0 | 0 | 0 | 0 | 0 | 0 | 0 | 0 | 0 | 0 | 0 | 0 | 0 | 0 | 12
NO |  | 164 | 2011 | 6 | 5 | 5 |  |  |  | 0 | 0 |  | 0 | 0 | 0 | 2x397.0 ACSR | 0 | 0 | 0 | 0 | 0 | 0 | 0 | 0 | 0 | 0 | 0 | 0 | 0 | 0 | 0 | 0 | 0 | 0 | 0 | 0 | 0 | 0 | 0 | 12
NO |  | 164 | 2011 | 6 | 6 | 6 |  | 81-018 Harrison Road | Perdue w/tap to Liberty | 138 | 138 | 1-2.76 | 24.84 | 0 | 1 | 1272.0 ACSR | 0 | 0 | 0 | 0 | 0 | 0 | 0 | 0 | 0 | 0 | 0 | 0 | 0 | 0 | 0 | 0 | 0 | 0 | 0 | 0 | 0 | 0 | 0 | 12
NO |  | 164 | 2011 | 6 | 7 | 7 |  |  | City | 0 | 0 | 2-22.08 | 0 | 0 | 0 | 2x397.0 ACSR | 0 | 0 | 0 | 0 | 0 | 0 | 0 | 0 | 0 | 0 | 0 | 0 | 0 | 0 | 0 | 0 | 0 | 0 | 0 | 0 | 0 | 0 | 0 | 12
NO |  | 164 | 2011 | 6 | 8 | 8 |  |  |  | 0 | 0 |  | 0 | 0 | 0 | 397.0 ACSR | 0 | 0 | 0 | 0 | 0 | 0 | 0 | 0 | 0 | 0 | 0 | 0 | 0 | 0 | 0 | 0 | 0 | 0 | 0 | 0 | 0 | 0 | 0 | 12
NO |  | 164 | 2011 | 6 | 9 | 9 |  | 81-019 IPC Jefferson | Lieberman | 138 | 138 | 2-19.8 | 19.8 | 0 | 1 | 336.4 ACSR | 0 | 0 | 0 | 0 | 0 | 0 | 0 | 0 | 0 | 0 | 0 | 0 | 0 | 0 | 0 | 0 | 0 | 0 | 0 | 0 | 0 | 0 | 0 | 12
NO |  | 164 | 2011 | 6 | 10 | 10 |  |  |  | 0 | 0 |  | 0 | 0 | 0 | 397.0 ACSR | 0 | 0 | 0 | 0 | 0 | 0 | 0 | 0 | 0 | 0 | 0 | 0 | 0 | 0 | 0 | 0 | 0 | 0 | 0 | 0 | 0 | 0 | 0 | 12
NO |  | 164 | 2011 | 6 | 11 | 11 |  | 81-020 IPC Jefferson | Jefferson Switching | 138 | 138 | 1-1.42 | 1.42 | 0 | 1 | 795.0 ACSR | 0 | 0 | 0 | 0 | 0 | 0 | 0 | 0 | 0 | 0 | 0 | 0 | 0 | 0 | 0 | 0 | 0 | 0 | 0 | 0 | 0 | 0 | 0 | 12
NO |  | 164 | 2011 | 6 | 12 | 12 |  | 81-021 Diana | Lake Lamond | 138 | 138 | 1-22.98 | 22.98 | 0 | 1 | 1590.0 ACSR | 0 | 0 | 0 | 0 | 0 | 0 | 0 | 0 | 0 | 0 | 0 | 0 | 0 | 0 | 0 | 0 | 0 | 0 | 0 | 0 | 0 | 0 | 0 | 12
NO |  | 164 | 2011 | 6 | 13 | 13 |  | 81-022 Jefferson Switching | Marshall 138 | 138 | 138 | 2-16.6 | 16.6 | 0 | 1 | 1024.0 ACAR | 0 | 0 | 0 | 0 | 0 | 0 | 0 | 0 | 0 | 0 | 0 | 0 | 0 | 0 | 0 | 0 | 0 | 0 | 0 | 0 | 0 | 0 | 0 | 12
NO |  | 164 | 2011 | 6 | 14 | 14 |  | 81-023 Jefferson Switching | Wilkes | 138 | 138 | 2-11.1 | 11.1 | 0 | 1 | 1024.0 ACAR | 0 | 0 | 0 | 0 | 0 | 0 | 0 | 0 | 0 | 0 | 0 | 0 | 0 | 0 | 0 | 0 | 0 | 0 | 0 | 0 | 0 | 0 | 0 | 12
NO |  | 164 | 2011 | 6 | 15 | 15 |  | 81-024 Knox Lee | Northwest Henderson | 138 | 138 | 1-7.1 | 17.88 | 0 | 1 | 1272.0 ACSR | 0 | 0 | 0 | 0 | 0 | 0 | 0 | 0 | 0 | 0 | 0 | 0 | 0 | 0 | 0 | 0 | 0 | 0 | 0 | 0 | 0 | 0 | 0 | 12
NO |  | 164 | 2011 | 6 | 16 | 16 |  |  |  | 0 | 0 | 2-10.78 | 0 | 0 | 0 | 2x397.0 ACSR | 0 | 0 | 0 | 0 | 0 | 0 | 0 | 0 | 0 | 0 | 0 | 0 | 0 | 0 | 0 | 0 | 0 | 0 | 0 | 0 | 0 | 0 | 0 | 12
NO |  | 164 | 2011 | 6 | 17 | 17 |  | 81-025 Knox Lee | Overton | 138 | 138 | 1-23.91 | 23.91 | 0 | 1 | 2x397.0 ACSR | 0 | 0 | 0 | 0 | 0 | 0 | 0 | 0 | 0 | 0 | 0 | 0 | 0 | 0 | 0 | 0 | 0 | 0 | 0 | 0 | 0 | 0 | 0 | 12
NO |  | 164 | 2011 | 6 | 18 | 18 |  | 81-026 Knox Lee | Pirkey | 138 | 138 | 2-13.49 | 13.49 | 0 | 1 | 2x1033.5 ACSR | 0 | 0 | 0 | 0 | 0 | 0 | 0 | 0 | 0 | 0 | 0 | 0 | 0 | 0 | 0 | 0 | 0 | 0 | 0 | 0 | 0 | 0 | 0 | 12
NO |  | 164 | 2011 | 6 | 19 | 19 |  | 81-027 Knox Lee | Rock Hill | 138 | 138 | 1-2.69 | 15.04 | 0 | 1 | 666.0 ACSR | 0 | 0 | 0 | 0 | 0 | 0 | 0 | 0 | 0 | 0 | 0 | 0 | 0 | 0 | 0 | 0 | 0 | 0 | 0 | 0 | 0 | 0 | 0 | 12
NO |  | 164 | 2011 | 6 | 20 | 20 |  |  |  | 0 | 0 | 2-12.35 | 0 | 0 | 0 | 795.0 ACSR | 0 | 0 | 0 | 0 | 0 | 0 | 0 | 0 | 0 | 0 | 0 | 0 | 0 | 0 | 0 | 0 | 0 | 0 | 0 | 0 | 0 | 0 | 0 | 12
NO |  | 164 | 2011 | 6 | 21 | 21 |  | 81-028 Knox Lee | South Texas Eastman | 138 | 138 | 2-6.47 | 6.47 | 0 | 1 | 2x336.0 ACSR | 0 | 0 | 0 | 0 | 0 | 0 | 0 | 0 | 0 | 0 | 0 | 0 | 0 | 0 | 0 | 0 | 0 | 0 | 0 | 0 | 0 | 0 | 0 | 12
NO |  | 164 | 2011 | 6 | 22 | 22 |  |  |  | 0 | 0 |  | 0 | 0 | 0 | 2x795.0 ACSR | 0 | 0 | 0 | 0 | 0 | 0 | 0 | 0 | 0 | 0 | 0 | 0 | 0 | 0 | 0 | 0 | 0 | 0 | 0 | 0 | 0 | 0 | 0 | 12
NO |  | 164 | 2011 | 6 | 23 | 23 |  | 81-033 Carthage POD | Logansport | 138 | 138 | 1-23.2 | 40.98 | 0 | 1 | 1272.0 ACSR | 0 | 0 | 0 | 0 | 0 | 0 | 0 | 0 | 0 | 0 | 0 | 0 | 0 | 0 | 0 | 0 | 0 | 0 | 0 | 0 | 0 | 0 | 0 | 12
NO |  | 164 | 2011 | 6 | 24 | 24 |  |  |  | 0 | 0 | 2-17.78 | 0 | 0 | 0 | 755.0 ACAR | 0 | 0 | 0 | 0 | 0 | 0 | 0 | 0 | 0 | 0 | 0 | 0 | 0 | 0 | 0 | 0 | 0 | 0 | 0 | 0 | 0 | 0 | 0 | 12
NO |  | 164 | 2011 | 6 | 25 | 25 |  | 81-035 Lone Star South | Pittsburg | 138 | 138 | 1-17.67 | 17.67 | 0 | 1 | 1590.0 ACSR | 0 | 0 | 0 | 0 | 0 | 0 | 0 | 0 | 0 | 0 | 0 | 0 | 0 | 0 | 0 | 0 | 0 | 0 | 0 | 0 | 0 | 0 | 0 | 12
NO |  | 164 | 2011 | 6 | 26 | 26 |  | 81-036 Lone Star South | Wilkes | 138 | 138 | 1-0.12 | 10.99 | 0 | 1 | 2x666.0&795.0 ACS | 0 | 0 | 0 | 0 | 0 | 0 | 0 | 0 | 0 | 0 | 0 | 0 | 0 | 0 | 0 | 0 | 0 | 0 | 0 | 0 | 0 | 0 | 0 | 12
NO |  | 164 | 2011 | 6 | 27 | 27 |  |  |  | 0 | 0 | 2-10.87 | 0 | 0 | 0 | 2x795.0 ACSR | 0 | 0 | 0 | 0 | 0 | 0 | 0 | 0 | 0 | 0 | 0 | 0 | 0 | 0 | 0 | 0 | 0 | 0 | 0 | 0 | 0 | 0 | 0 | 12
NO |  | 164 | 2011 | 6 | 28 | 28 |  | 81-037 Pliler Road | Whitney | 138 | 138 | 1-3.23 | 12.99 | 0 | 1 | 1272.0 ACSR | 0 | 0 | 0 | 0 | 0 | 0 | 0 | 0 | 0 | 0 | 0 | 0 | 0 | 0 | 0 | 0 | 0 | 0 | 0 | 0 | 0 | 0 | 0 | 12
NO |  | 164 | 2011 | 6 | 29 | 29 |  |  |  | 0 | 0 | 2-9.76 | 0 | 0 | 0 | 2x336.0&397.0 ACS | 0 | 0 | 0 | 0 | 0 | 0 | 0 | 0 | 0 | 0 | 0 | 0 | 0 | 0 | 0 | 0 | 0 | 0 | 0 | 0 | 0 | 0 | 0 | 12
NO |  | 164 | 2011 | 6 | 30 | 30 |  |  |  | 0 | 0 |  | 0 | 0 | 0 | 2x397.0 ACSR | 0 | 0 | 0 | 0 | 0 | 0 | 0 | 0 | 0 | 0 | 0 | 0 | 0 | 0 | 0 | 0 | 0 | 0 | 0 | 0 | 0 | 0 | 0 | 12
NO |  | 164 | 2011 | 6 | 31 | 31 |  | 81-039 Longwood | Scottsville | 138 | 138 | 2-12.19 | 12.19 | 0 | 1 | 2x397.0 ACSR | 0 | 0 | 0 | 0 | 0 | 0 | 0 | 0 | 0 | 0 | 0 | 0 | 0 | 0 | 0 | 0 | 0 | 0 | 0 | 0 | 0 | 0 | 0 | 12
NO |  | 164 | 2011 | 6 | 32 | 32 |  | 81-040 Marshall | Pirkey | 138 | 138 | 2-6.53 | 6.53 | 2.32 | 1 | 2x1033.5 ACSR | 0 | 0 | 0 | 0 | 0 | 0 | 0 | 0 | 0 | 0 | 0 | 0 | 0 | 0 | 0 | 0 | 0 | 0 | 0 | 0 | 0 | 0 | 0 | 12
NO |  | 164 | 2011 | 6 | 33 | 33 |  | 81-041 North Mineola | RCEC Canton Tap | 138 | 138 | 1-18.1261 | 18.13 | 0 | 1 | 1272.0 ACSR | 0 | 0 | 0 | 0 | 0 | 0 | 0 | 0 | 0 | 0 | 0 | 0 | 0 | 0 | 0 | 0 | 0 | 0 | 0 | 0 | 0 | 0 | 0 | 12
NO |  | 164 | 2011 | 6 | 34 | 34 |  |  | (Interconnect) | 0 | 0 |  | 0 | 0 | 0 | 795.0 ACSR | 0 | 0 | 0 | 0 | 0 | 0 | 0 | 0 | 0 | 0 | 0 | 0 | 0 | 0 | 0 | 0 | 0 | 0 | 0 | 0 | 0 | 0 | 0 | 12
NO |  | 164 | 2011 | 7 | 2 | 2 |  |  |  | 0 | 0 | 1-0.3598 | 0 | 0 | 0 | 1272.0 ACSR | 0 | 0 | 0 | 0 | 0 | 0 | 0 | 0 | 0 | 0 | 0 | 0 | 0 | 0 | 0 | 0 | 0 | 0 | 0 | 0 | 0 | 0 | 0 | 12
NO |  | 164 | 2011 | 7 | 3 | 3 |  |  |  | 0 | 0 | 1-2.1255 | 0 | 0 | 0 | 2x397.0 ACSR | 0 | 0 | 0 | 0 | 0 | 0 | 0 | 0 | 0 | 0 | 0 | 0 | 0 | 0 | 0 | 0 | 0 | 0 | 0 | 0 | 0 | 0 | 0 | 12
NO |  | 164 | 2011 | 7 | 5 | 5 |  | 81-043 Bann | North New Boston w/tap to | 138 | 138 | 1-17.59 | 17.89 | 0 | 1 | 2156.0 ACSR | 0 | 0 | 0 | 0 | 0 | 0 | 0 | 0 | 0 | 0 | 0 | 0 | 0 | 0 | 0 | 0 | 0 | 0 | 0 | 0 | 0 | 0 | 0 | 12
NO |  | 164 | 2011 | 7 | 6 | 6 |  |  | NW Texarkana | 0 | 0 | 2-0.3 | 0 | 0 | 0 | 2x477.0 ACSR | 0 | 0 | 0 | 0 | 0 | 0 | 0 | 0 | 0 | 0 | 0 | 0 | 0 | 0 | 0 | 0 | 0 | 0 | 0 | 0 | 0 | 0 | 0 | 12
NO |  | 164 | 2011 | 7 | 7 | 7 |  |  |  | 0 | 0 |  | 0 | 0 | 0 | 477.0 ACSR | 0 | 0 | 0 | 0 | 0 | 0 | 0 | 0 | 0 | 0 | 0 | 0 | 0 | 0 | 0 | 0 | 0 | 0 | 0 | 0 | 0 | 0 | 0 | 12
NO |  | 164 | 2011 | 7 | 8 | 8 |  | 81-044 North New Boston | Patterson | 138 | 138 | 2-5.41 | 5.41 | 0 | 1 | 666.0 ACSR | 0 | 0 | 0 | 0 | 0 | 0 | 0 | 0 | 0 | 0 | 0 | 0 | 0 | 0 | 0 | 0 | 0 | 0 | 0 | 0 | 0 | 0 | 0 | 12
NO |  | 164 | 2011 | 7 | 9 | 9 |  | 81-045 North New Boston | Wilkes | 138 | 138 | 2-46.79 | 46.79 | 0 | 1 | 666.0 ACSR | 0 | 0 | 0 | 0 | 0 | 0 | 0 | 0 | 0 | 0 | 0 | 0 | 0 | 0 | 0 | 0 | 0 | 0 | 0 | 0 | 0 | 0 | 0 | 12
NO |  | 164 | 2011 | 7 | 10 | 10 |  | 81-047 Eastex Switching | Whitney | 138 | 138 | 1-0.78 | 3.27 | 0 | 1 | 2x336.0 ACSR | 0 | 0 | 0 | 0 | 0 | 0 | 0 | 0 | 0 | 0 | 0 | 0 | 0 | 0 | 0 | 0 | 0 | 0 | 0 | 0 | 0 | 0 | 0 | 12
NO |  | 164 | 2011 | 7 | 11 | 11 |  | Station |  | 0 | 0 | 2-2.49 | 0 | 0 | 0 | 2x795.0 ACSR | 0 | 0 | 0 | 0 | 0 | 0 | 0 | 0 | 0 | 0 | 0 | 0 | 0 | 0 | 0 | 0 | 0 | 0 | 0 | 0 | 0 | 0 | 0 | 12
NO |  | 164 | 2011 | 7 | 12 | 12 |  | 81-048 Northwest Henderson | Overton | 138 | 138 | 1-7.22 | 13.18 | 0 | 1 | 2x397.0 ACSR | 0 | 0 | 0 | 0 | 0 | 0 | 0 | 0 | 0 | 0 | 0 | 0 | 0 | 0 | 0 | 0 | 0 | 0 | 0 | 0 | 0 | 0 | 0 | 12
NO |  | 164 | 2011 | 7 | 13 | 13 |  |  |  | 0 | 0 | 2-5.96 | 0 | 0 | 0 |  | 0 | 0 | 0 | 0 | 0 | 0 | 0 | 0 | 0 | 0 | 0 | 0 | 0 | 0 | 0 | 0 | 0 | 0 | 0 | 0 | 0 | 0 | 0 | 12
NO |  | 164 | 2011 | 7 | 14 | 14 |  | 81-049 Northwest Texarkana | Patterson | 138 | 138 | 1-0.1859 | 7.64 | 0 | 1 | 1024.0 ACAR | 0 | 0 | 0 | 0 | 0 | 0 | 0 | 0 | 0 | 0 | 0 | 0 | 0 | 0 | 0 | 0 | 0 | 0 | 0 | 0 | 0 | 0 | 0 | 12
NO |  | 164 | 2011 | 7 | 15 | 15 |  |  |  | 0 | 0 | 2-6.5517 | 0 | 0 | 0 | 1272.0 SD 54/19 | 0 | 0 | 0 | 0 | 0 | 0 | 0 | 0 | 0 | 0 | 0 | 0 | 0 | 0 | 0 | 0 | 0 | 0 | 0 | 0 | 0 | 0 | 0 | 12
NO |  | 164 | 2011 | 7 | 16 | 16 |  |  |  | 0 | 0 | 3-0.9 | 0 | 0 | 0 | 2156.0 ACSR | 0 | 0 | 0 | 0 | 0 | 0 | 0 | 0 | 0 | 0 | 0 | 0 | 0 | 0 | 0 | 0 | 0 | 0 | 0 | 0 | 0 | 0 | 0 | 12
NO |  | 164 | 2011 | 7 | 17 | 17 |  | 81-050 Northwest Texarkana | Sugar Hill | 138 | 138 | 1-10.34 | 10.34 | 0 | 1 | 1272.0 ACSR | 0 | 0 | 0 | 0 | 0 | 0 | 0 | 0 | 0 | 0 | 0 | 0 | 0 | 0 | 0 | 0 | 0 | 0 | 0 | 0 | 0 | 0 | 0 | 12
NO |  | 164 | 2011 | 7 | 18 | 18 |  | 81-056 Camp County | Petty | 138 | 138 | 1-5.56 | 5.56 | 0 | 1 | 1272.0 ACSR | 0 | 0 | 0 | 0 | 0 | 0 | 0 | 0 | 0 | 0 | 0 | 0 | 0 | 0 | 0 | 0 | 0 | 0 | 0 | 0 | 0 | 0 | 0 | 12
NO |  | 164 | 2011 | 7 | 19 | 19 |  | 81-057 Petty | Wilkes | 138 | 138 | 2-34.08 | 34.08 | 0 | 1 |  | 0 | 0 | 0 | 0 | 0 | 0 | 0 | 0 | 0 | 0 | 0 | 0 | 0 | 0 | 0 | 0 | 0 | 0 | 0 | 0 | 0 | 0 | 0 | 12
NO |  | 164 | 2011 | 7 | 20 | 20 |  | 81-058 Pirkey | Scottsville | 138 | 138 | 1-0.48 | 17.48 | 0 | 1 | 1272.0 ACSR | 0 | 0 | 0 | 0 | 0 | 0 | 0 | 0 | 0 | 0 | 0 | 0 | 0 | 0 | 0 | 0 | 0 | 0 | 0 | 0 | 0 | 0 | 0 | 12
NO |  | 164 | 2011 | 7 | 21 | 21 |  |  |  | 0 | 0 | 2-17 | 0 | 0 | 0 | 2x397.0 ACSR | 0 | 0 | 0 | 0 | 0 | 0 | 0 | 0 | 0 | 0 | 0 | 0 | 0 | 0 | 0 | 0 | 0 | 0 | 0 | 0 | 0 | 0 | 0 | 12
NO |  | 164 | 2011 | 7 | 22 | 22 |  |  |  | 0 | 0 |  | 0 | 0 | 0 | 2x477.0 ACSR | 0 | 0 | 0 | 0 | 0 | 0 | 0 | 0 | 0 | 0 | 0 | 0 | 0 | 0 | 0 | 0 | 0 | 0 | 0 | 0 | 0 | 0 | 0 | 12
NO |  | 164 | 2011 | 7 | 23 | 23 |  | 81-059 Pirkey | Whitney | 138 | 138 | 2-15.53 | 15.53 | 0 | 1 | 2x1033.5 ACSR | 0 | 0 | 0 | 0 | 0 | 0 | 0 | 0 | 0 | 0 | 0 | 0 | 0 | 0 | 0 | 0 | 0 | 0 | 0 | 0 | 0 | 0 | 0 | 12
NO |  | 164 | 2011 | 7 | 24 | 24 |  | 81-061 Rock Hill | Southwest Shreveport | 138 | 138 | 2-23.3121 | 23.31 | 0 | 1 | 397.0 ACSR | 0 | 0 | 0 | 0 | 0 | 0 | 0 | 0 | 0 | 0 | 0 | 0 | 0 | 0 | 0 | 0 | 0 | 0 | 0 | 0 | 0 | 0 | 0 | 12
NO |  | 164 | 2011 | 7 | 25 | 25 |  | 81-068 West Atlanta | Wilkes | 138 | 138 | 1-0.35 | 32.03 | 0 | 1 | 1024.0 ACAR | 0 | 0 | 0 | 0 | 0 | 0 | 0 | 0 | 0 | 0 | 0 | 0 | 0 | 0 | 0 | 0 | 0 | 0 | 0 | 0 | 0 | 0 | 0 | 12
NO |  | 164 | 2011 | 7 | 26 | 26 |  |  |  | 0 | 0 | 2-31.68 | 0 | 0 | 0 | 666.0 ACSR | 0 | 0 | 0 | 0 | 0 | 0 | 0 | 0 | 0 | 0 | 0 | 0 | 0 | 0 | 0 | 0 | 0 | 0 | 0 | 0 | 0 | 0 | 0 | 12
NO |  | 164 | 2011 | 7 | 27 | 27 |  | 81-069 IPC Domino | West Atlanta w/tap to IPC | 138 | 138 | 1-5.79 | 24.04 | 0 | 1 | 1024.0 ACAR | 0 | 0 | 0 | 0 | 0 | 0 | 0 | 0 | 0 | 0 | 0 | 0 | 0 | 0 | 0 | 0 | 0 | 0 | 0 | 0 | 0 | 0 | 0 | 12
NO |  | 164 | 2011 | 7 | 28 | 28 |  |  |  | 0 | 0 | 2-18.25 | 0 | 0 | 0 | 397.0 ACSR | 0 | 0 | 0 | 0 | 0 | 0 | 0 | 0 | 0 | 0 | 0 | 0 | 0 | 0 | 0 | 0 | 0 | 0 | 0 | 0 | 0 | 0 | 0 | 12
NO |  | 164 | 2011 | 7 | 29 | 29 |  | 81-070 Carthage POD | Rock Hill | 138 | 138 | 1-9.5221 | 9.52 | 0 | 1 | 1272.0 ACSR | 0 | 0 | 0 | 0 | 0 | 0 | 0 | 0 | 0 | 0 | 0 | 0 | 0 | 0 | 0 | 0 | 0 | 0 | 0 | 0 | 0 | 0 | 0 | 12
NO |  | 164 | 2011 | 7 | 30 | 30 |  | 81-072 Bann | Southeast Texarkana | 138 | 138 | 1-11.341 | 11.34 | 0 | 1 | 1272.0 ACSR | 0 | 0 | 0 | 0 | 0 | 0 | 0 | 0 | 0 | 0 | 0 | 0 | 0 | 0 | 0 | 0 | 0 | 0 | 0 | 0 | 0 | 0 | 0 | 12
NO |  | 164 | 2011 | 7 | 31 | 31 |  | 81-073 Eastex Switching | Harrison Road | 138 | 138 | 1-9.57 | 9.57 | 0 | 1 | 1272.0 ACSR | 0 | 0 | 0 | 0 | 0 | 0 | 0 | 0 | 0 | 0 | 0 | 0 | 0 | 0 | 0 | 0 | 0 | 0 | 0 | 0 | 0 | 0 | 0 | 12
NO |  | 164 | 2011 | 7 | 32 | 32 |  | Station |  | 0 | 0 |  | 0 | 0 | 0 |  | 0 | 0 | 0 | 0 | 0 | 0 | 0 | 0 | 0 | 0 | 0 | 0 | 0 | 0 | 0 | 0 | 0 | 0 | 0 | 0 | 0 | 0 | 0 | 12
NO |  | 164 | 2011 | 7 | 33 | 33 |  | 81-076 Eastex Switching | South Texas Eastman | 138 | 138 | 2-0.8307 | 0.83 | 0 | 1 | 2x795.0 ACSR | 0 | 0 | 0 | 0 | 0 | 0 | 0 | 0 | 0 | 0 | 0 | 0 | 0 | 0 | 0 | 0 | 0 | 0 | 0 | 0 | 0 | 0 | 0 | 12
NO |  | 164 | 2011 | 7 | 34 | 34 |  | Station |  | 0 | 0 |  | 0 | 0 | 0 |  | 0 | 0 | 0 | 0 | 0 | 0 | 0 | 0 | 0 | 0 | 0 | 0 | 0 | 0 | 0 | 0 | 0 | 0 | 0 | 0 | 0 | 0 | 0 | 12
NO |  | 164 | 2011 | 8 | 2 | 2 |  | 81-845 Lake Pauline | WFEC Russell (Interconnect) | 138 | 138 | 2-14.22 | 14.22 | 0 | 1 | 477.0 ACSR | 0 | 0 | 0 | 0 | 0 | 0 | 0 | 0 | 0 | 0 | 0 | 0 | 0 | 0 | 0 | 0 | 0 | 0 | 0 | 0 | 0 | 0 | 0 | 12
NO |  | 164 | 2011 | 8 | 3 | 3 |  | 81-080 North Mineola | Winnsboro | 138 | 138 | 1-25.14 | 25.14 | 0 | 1 | 1590 ACSR | 0 | 0 | 0 | 0 | 0 | 0 | 0 | 0 | 0 | 0 | 0 | 0 | 0 | 0 | 0 | 0 | 0 | 0 | 0 | 0 | 0 | 0 | 0 | 12
NO |  | 164 | 2011 | 8 | 5 | 5 |  | 81-085 Brady (Exxon Mobil) | Perdue | 138 | 138 | 1-0.3598 | 12.29 | 0 | 1 | 1272.0 ACSR | 0 | 0 | 0 | 0 | 0 | 0 | 0 | 0 | 0 | 0 | 0 | 0 | 0 | 0 | 0 | 0 | 0 | 0 | 0 | 0 | 0 | 0 | 0 | 12
NO |  | 164 | 2011 | 8 | 6 | 6 |  |  |  | 0 | 0 | 1-1.622 | 0 | 0 | 0 | 2x397.0 ACSR | 0 | 0 | 0 | 0 | 0 | 0 | 0 | 0 | 0 | 0 | 0 | 0 | 0 | 0 | 0 | 0 | 0 | 0 | 0 | 0 | 0 | 0 | 0 | 12
NO |  | 164 | 2011 | 8 | 14 | 14 |  | Total 138 kV SWEPCO |  | 0 | 0 |  | 1355.64 | 15.51 | 94 |  | 0 | 0 | 0 | 0 | 0 | 0 | 0 | 0 | 0 | 0 | 0 | 0 | 0 | 0 | 0 | 0 | 0 | 0 | 0 | 0 | 0 | 0 | 0 | 12
NO |  | 164 | 2011 | 8 | 16 | 16 |  | 115 kV in AR |  | 0 | 0 |  | 0 | 0 | 0 |  | 0 | 0 | 0 | 0 | 0 | 0 | 0 | 0 | 0 | 0 | 0 | 0 | 0 | 0 | 0 | 0 | 0 | 0 | 0 | 0 | 0 | 0 | 0 | 12
NO |  | 164 | 2011 | 8 | 17 | 17 |  | 81-038 Hope | AECC Fulton Plant | 115 | 115 | 2-0.01 | 0.01 | 0 | 1 | 1272.0 AAC | 0 | 0 | 0 | 0 | 0 | 0 | 0 | 0 | 0 | 0 | 0 | 0 | 0 | 0 | 0 | 0 | 0 | 0 | 0 | 0 | 0 | 0 | 0 | 12
NO |  | 164 | 2011 | 8 | 18 | 18 |  |  | (Interconnect) | 0 | 0 |  | 0 | 0 | 0 | 1272.0 ACSR | 0 | 0 | 0 | 0 | 0 | 0 | 0 | 0 | 0 | 0 | 0 | 0 | 0 | 0 | 0 | 0 | 0 | 0 | 0 | 0 | 0 | 0 | 0 | 12
NO |  | 164 | 2011 | 9 | 3 | 3 |  | 66-005 Ashdown | Patterson | 69 | 69 | 1-0.81 | 1.15 | 0 | 1 | 2x397.0 ACSR | 0 | 0 | 0 | 0 | 0 | 0 | 0 | 0 | 0 | 0 | 0 | 0 | 0 | 0 | 0 | 0 | 0 | 0 | 0 | 0 | 0 | 0 | 0 | 12
NO |  | 164 | 2011 | 9 | 4 | 4 |  |  |  | 0 | 0 | 2-0.34 | 0 | 0 | 0 |  | 0 | 0 | 0 | 0 | 0 | 0 | 0 | 0 | 0 | 0 | 0 | 0 | 0 | 0 | 0 | 0 | 0 | 0 | 0 | 0 | 0 | 0 | 0 | 12
NO |  | 164 | 2011 | 9 | 5 | 5 |  | 66-006 Ashdown | Twelfth Street w/taps to | 69 | 69 | 1-19.81 | 20.51 | 0 | 1 | 1272.0 ACSR | 0 | 0 | 0 | 0 | 0 | 0 | 0 | 0 | 0 | 0 | 0 | 0 | 0 | 0 | 0 | 0 | 0 | 0 | 0 | 0 | 0 | 0 | 0 | 12
NO |  | 164 | 2011 | 9 | 6 | 6 |  |  | Sugar Hill & Nekoosa | 0 | 0 | 2-0.7 | 0 | 0 | 0 | 2x397.0 ACSR | 0 | 0 | 0 | 0 | 0 | 0 | 0 | 0 | 0 | 0 | 0 | 0 | 0 | 0 | 0 | 0 | 0 | 0 | 0 | 0 | 0 | 0 | 0 | 12
NO |  | 164 | 2011 | 9 | 7 | 7 |  |  |  | 0 | 0 |  | 0 | 0 | 0 | 397.0 ACSR | 0 | 0 | 0 | 0 | 0 | 0 | 0 | 0 | 0 | 0 | 0 | 0 | 0 | 0 | 0 | 0 | 0 | 0 | 0 | 0 | 0 | 0 | 0 | 12
NO |  | 164 | 2011 | 9 | 8 | 8 |  | 66-007 Atlanta | Bloomburg | 69 | 69 | 2-0.25 | 0.25 | 0 | 1 | 397.0 ACSR | 0 | 0 | 0 | 0 | 0 | 0 | 0 | 0 | 0 | 0 | 0 | 0 | 0 | 0 | 0 | 0 | 0 | 0 | 0 | 0 | 0 | 0 | 0 | 12
NO |  | 164 | 2011 | 9 | 9 | 9 |  | 66-011 Southeast Texarkana | Texarkana Plant | 69 | 69 | 1-0.236 | 0.24 | 0.2 | 1 | 1272.0 ACSR | 0 | 0 | 0 | 0 | 0 | 0 | 0 | 0 | 0 | 0 | 0 | 0 | 0 | 0 | 0 | 0 | 0 | 0 | 0 | 0 | 0 | 0 | 0 | 12
NO |  | 164 | 2011 | 9 | 10 | 10 |  | 66-012 Bann | Thirty Ninth Street w/taps | 69 | 69 | 1-0.07 | 0.07 | 0.63 | 1 | 1272.0 ACSR | 0 | 0 | 0 | 0 | 0 | 0 | 0 | 0 | 0 | 0 | 0 | 0 | 0 | 0 | 0 | 0 | 0 | 0 | 0 | 0 | 0 | 0 | 0 | 12
NO |  | 164 | 2011 | 9 | 11 | 11 |  |  | to Red Lick & Sugar Hill | 0 | 0 |  | 0 | 0 | 0 |  | 0 | 0 | 0 | 0 | 0 | 0 | 0 | 0 | 0 | 0 | 0 | 0 | 0 | 0 | 0 | 0 | 0 | 0 | 0 | 0 | 0 | 0 | 0 | 12
NO |  | 164 | 2011 | 9 | 12 | 12 |  | 66-016 Bloomburg | Hosston w/taps to Rodessa | 69 | 69 | 1-0.5 | 8.95 | 0 | 1 | 266.8 ACSR | 0 | 0 | 0 | 0 | 0 | 0 | 0 | 0 | 0 | 0 | 0 | 0 | 0 | 0 | 0 | 0 | 0 | 0 | 0 | 0 | 0 | 0 | 0 | 12
NO |  | 164 | 2011 | 9 | 13 | 13 |  |  | & Texas Eastern | 0 | 0 | 2-8.45 | 0 | 0 | 0 |  | 0 | 0 | 0 | 0 | 0 | 0 | 0 | 0 | 0 | 0 | 0 | 0 | 0 | 0 | 0 | 0 | 0 | 0 | 0 | 0 | 0 | 0 | 0 | 12
NO |  | 164 | 2011 | 9 | 14 | 14 |  | 66-017 Bloomburg | Texarkana Plant w/tap to | 69 | 69 | 1-1.33 | 19.82 | 0 | 1 | 266.8 ACSR | 0 | 0 | 0 | 0 | 0 | 0 | 0 | 0 | 0 | 0 | 0 | 0 | 0 | 0 | 0 | 0 | 0 | 0 | 0 | 0 | 0 | 0 | 0 | 12
NO |  | 164 | 2011 | 9 | 15 | 15 |  |  | IPC | 0 | 0 | 2-18.49 | 0 | 0 | 0 | 4/0 ACSR | 0 | 0 | 0 | 0 | 0 | 0 | 0 | 0 | 0 | 0 | 0 | 0 | 0 | 0 | 0 | 0 | 0 | 0 | 0 | 0 | 0 | 0 | 0 | 12
NO |  | 164 | 2011 | 9 | 16 | 16 |  | 66-018 Booneville | OGE Branch (Interconnect) | 69 | 69 | 1-12.11 | 12.11 | 0 | 1 | 4/0 ACSR | 0 | 0 | 0 | 0 | 0 | 0 | 0 | 0 | 0 | 0 | 0 | 0 | 0 | 0 | 0 | 0 | 0 | 0 | 0 | 0 | 0 | 0 | 0 | 12
NO |  | 164 | 2011 | 9 | 17 | 17 |  | 66-019 Booneville | West Booneville | 69 | 69 | 1-2.64 | 2.64 | 0 | 1 | 4/0 ACSR | 0 | 0 | 0 | 0 | 0 | 0 | 0 | 0 | 0 | 0 | 0 | 0 | 0 | 0 | 0 | 0 | 0 | 0 | 0 | 0 | 0 | 0 | 0 | 12
NO |  | 164 | 2011 | 9 | 18 | 18 |  | 66-033 Dequeen | Mena | 69 | 69 | 1-5.63 | 40.15 | 1.78 | 1 | 795.0 ACSR | 0 | 0 | 0 | 0 | 0 | 0 | 0 | 0 | 0 | 0 | 0 | 0 | 0 | 0 | 0 | 0 | 0 | 0 | 0 | 0 | 0 | 0 | 0 | 12
NO |  | 164 | 2011 | 9 | 19 | 19 |  |  |  | 0 | 0 | 2-34.52 | 0 | 0 | 0 |  | 0 | 0 | 0 | 0 | 0 | 0 | 0 | 0 | 0 | 0 | 0 | 0 | 0 | 0 | 0 | 0 | 0 | 0 | 0 | 0 | 0 | 0 | 0 | 12
NO |  | 164 | 2011 | 9 | 20 | 20 |  | 66-034 Dequeen | Nashville | 69 | 69 | 1-0.04 | 28.79 | 0 | 1 | 4/0 ACSR | 0 | 0 | 0 | 0 | 0 | 0 | 0 | 0 | 0 | 0 | 0 | 0 | 0 | 0 | 0 | 0 | 0 | 0 | 0 | 0 | 0 | 0 | 0 | 12
NO |  | 164 | 2011 | 9 | 21 | 21 |  |  |  | 0 | 0 | 2-28.75 | 0 | 0 | 0 |  | 0 | 0 | 0 | 0 | 0 | 0 | 0 | 0 | 0 | 0 | 0 | 0 | 0 | 0 | 0 | 0 | 0 | 0 | 0 | 0 | 0 | 0 | 0 | 12
NO |  | 164 | 2011 | 9 | 22 | 22 |  | 66-035 Dequeen | Patterson w/tap to Magnolia | 69 | 69 | 1-1.56 | 39.26 | 0 | 1 | 2/0 ACSR | 0 | 0 | 0 | 0 | 0 | 0 | 0 | 0 | 0 | 0 | 0 | 0 | 0 | 0 | 0 | 0 | 0 | 0 | 0 | 0 | 0 | 0 | 0 | 12
NO |  | 164 | 2011 | 9 | 23 | 23 |  |  | Foreman | 0 | 0 | 2-37.7 | 0 | 0 | 0 | 4/0 ACSR | 0 | 0 | 0 | 0 | 0 | 0 | 0 | 0 | 0 | 0 | 0 | 0 | 0 | 0 | 0 | 0 | 0 | 0 | 0 | 0 | 0 | 0 | 0 | 12
NO |  | 164 | 2011 | 9 | 24 | 24 |  | 66-036 Dierks | Mena w/tap to US Motors | 69 | 69 | 1-10.29 | 40.6 | 0 | 1 | 397.0 ACSR | 0 | 0 | 0 | 0 | 0 | 0 | 0 | 0 | 0 | 0 | 0 | 0 | 0 | 0 | 0 | 0 | 0 | 0 | 0 | 0 | 0 | 0 | 0 | 12
NO |  | 164 | 2011 | 9 | 25 | 25 |  |  |  | 0 | 0 | 2-30.31 | 0 | 0 | 0 | 477.0 ACSR | 0 | 0 | 0 | 0 | 0 | 0 | 0 | 0 | 0 | 0 | 0 | 0 | 0 | 0 | 0 | 0 | 0 | 0 | 0 | 0 | 0 | 0 | 0 | 12
NO |  | 164 | 2011 | 9 | 26 | 26 |  | 66-037 Dierks | South Dierks | 69 | 69 | 1-1.25 | 1.86 | 0 | 1 | 397.0 ACSR | 0 | 0 | 0 | 0 | 0 | 0 | 0 | 0 | 0 | 0 | 0 | 0 | 0 | 0 | 0 | 0 | 0 | 0 | 0 | 0 | 0 | 0 | 0 | 12
NO |  | 164 | 2011 | 9 | 27 | 27 |  |  |  | 0 | 0 | 2-0.61 | 0 | 0 | 0 |  | 0 | 0 | 0 | 0 | 0 | 0 | 0 | 0 | 0 | 0 | 0 | 0 | 0 | 0 | 0 | 0 | 0 | 0 | 0 | 0 | 0 | 0 | 0 | 12
NO |  | 164 | 2011 | 9 | 28 | 28 |  | 66-038 Dierks | West Murfreesboro | 69 | 69 | 1-18.77 | 18.77 | 0 | 1 | 266.8 ACSR | 0 | 0 | 0 | 0 | 0 | 0 | 0 | 0 | 0 | 0 | 0 | 0 | 0 | 0 | 0 | 0 | 0 | 0 | 0 | 0 | 0 | 0 | 0 | 12
NO |  | 164 | 2011 | 9 | 29 | 29 |  | 66-039 Dyess | Springdale | 69 | 69 | 1-5.4 | 5.4 | 0 | 1 | 336.4 ACSR | 0 | 0 | 0 | 0 | 0 | 0 | 0 | 0 | 0 | 0 | 0 | 0 | 0 | 0 | 0 | 0 | 0 | 0 | 0 | 0 | 0 | 0 | 0 | 12
NO |  | 164 | 2011 | 9 | 30 | 30 |  |  |  | 0 | 0 |  | 0 | 0 | 0 | 666.0 ACSR | 0 | 0 | 0 | 0 | 0 | 0 | 0 | 0 | 0 | 0 | 0 | 0 | 0 | 0 | 0 | 0 | 0 | 0 | 0 | 0 | 0 | 0 | 0 | 12
NO |  | 164 | 2011 | 9 | 31 | 31 |  | 66-041 Dyess | Springdale | 69 | 69 | 2-2.03 | 2.03 | 0 | 1 | 2x397.0 ACSR | 0 | 0 | 0 | 0 | 0 | 0 | 0 | 0 | 0 | 0 | 0 | 0 | 0 | 0 | 0 | 0 | 0 | 0 | 0 | 0 | 0 | 0 | 0 | 12
NO |  | 164 | 2011 | 9 | 32 | 32 |  | 66-042 East Centerton | North Rogers w/tap to | 69 | 69 | 1-10.86 | 11.86 | 0 | 1 | 1272.0 AAC | 0 | 0 | 0 | 0 | 0 | 0 | 0 | 0 | 0 | 0 | 0 | 0 | 0 | 0 | 0 | 0 | 0 | 0 | 0 | 0 | 0 | 0 | 0 | 12
NO |  | 164 | 2011 | 9 | 33 | 33 |  |  | Centerton | 0 | 0 | 2-1 | 0 | 0 | 0 | 1272.0 ACSR | 0 | 0 | 0 | 0 | 0 | 0 | 0 | 0 | 0 | 0 | 0 | 0 | 0 | 0 | 0 | 0 | 0 | 0 | 0 | 0 | 0 | 0 | 0 | 12
NO |  | 164 | 2011 | 9 | 34 | 34 |  |  |  | 0 | 0 |  | 0 | 0 | 0 | 336.4 ACSR | 0 | 0 | 0 | 0 | 0 | 0 | 0 | 0 | 0 | 0 | 0 | 0 | 0 | 0 | 0 | 0 | 0 | 0 | 0 | 0 | 0 | 0 | 0 | 12
NO |  | 164 | 2011 | 10 | 3 | 3 |  | 66-062 Greenland | South Fayetteville | 69 | 69 | 1-0.22 | 4.64 | 0 | 1 | 336.4 ACSR | 0 | 0 | 0 | 0 | 0 | 0 | 0 | 0 | 0 | 0 | 0 | 0 | 0 | 0 | 0 | 0 | 0 | 0 | 0 | 0 | 0 | 0 | 0 | 12
NO |  | 164 | 2011 | 10 | 4 | 4 |  |  |  | 0 | 0 | 2-4.42 | 0 | 0 | 0 |  | 0 | 0 | 0 | 0 | 0 | 0 | 0 | 0 | 0 | 0 | 0 | 0 | 0 | 0 | 0 | 0 | 0 | 0 | 0 | 0 | 0 | 0 | 0 | 12
NO |  | 164 | 2011 | 10 | 5 | 5 |  | 66-063 Greenland | AECC VBI North | 69 | 69 | 1-2.38 | 43.89 | 0 | 1 | 2/0 ACSR | 0 | 0 | 0 | 0 | 0 | 0 | 0 | 0 | 0 | 0 | 0 | 0 | 0 | 0 | 0 | 0 | 0 | 0 | 0 | 0 | 0 | 0 | 0 | 12
NO |  | 164 | 2011 | 10 | 6 | 6 |  |  | (Interconnect) w/tap to | 0 | 0 | 2-41.51 | 0 | 0 | 0 | 336.4 ACSR | 0 | 0 | 0 | 0 | 0 | 0 | 0 | 0 | 0 | 0 | 0 | 0 | 0 | 0 | 0 | 0 | 0 | 0 | 0 | 0 | 0 | 0 | 0 | 12
NO |  | 164 | 2011 | 10 | 7 | 7 |  |  | Sefor | 0 | 0 |  | 0 | 0 | 0 | 477.0 ACSR | 0 | 0 | 0 | 0 | 0 | 0 | 0 | 0 | 0 | 0 | 0 | 0 | 0 | 0 | 0 | 0 | 0 | 0 | 0 | 0 | 0 | 0 | 0 | 12
NO |  | 164 | 2011 | 10 | 8 | 8 |  | 66-098 Midland | North Huntington w/tap to | 69 | 69 | 1-14.2 | 14.2 | 0 | 1 | 2/0 ACSR | 0 | 0 | 0 | 0 | 0 | 0 | 0 | 0 | 0 | 0 | 0 | 0 | 0 | 0 | 0 | 0 | 0 | 0 | 0 | 0 | 0 | 0 | 0 | 12
NO |  | 164 | 2011 | 10 | 9 | 9 |  |  | Excelior | 0 | 0 |  | 0 | 0 | 0 | 397.0 ACSR | 0 | 0 | 0 | 0 | 0 | 0 | 0 | 0 | 0 | 0 | 0 | 0 | 0 | 0 | 0 | 0 | 0 | 0 | 0 | 0 | 0 | 0 | 0 | 12
NO |  | 164 | 2011 | 10 | 10 | 10 |  |  |  | 0 | 0 |  | 0 | 0 | 0 | 4/0 ACSR | 0 | 0 | 0 | 0 | 0 | 0 | 0 | 0 | 0 | 0 | 0 | 0 | 0 | 0 | 0 | 0 | 0 | 0 | 0 | 0 | 0 | 0 | 0 | 12
NO |  | 164 | 2011 | 10 | 11 | 11 |  | 66-105 Murfreesboro West | Nashville w/tap to | 69 | 69 | 1-2.0381 | 12.76 | 0 | 1 | 2/0 ACSR | 0 | 0 | 0 | 0 | 0 | 0 | 0 | 0 | 0 | 0 | 0 | 0 | 0 | 0 | 0 | 0 | 0 | 0 | 0 | 0 | 0 | 0 | 0 | 12
NO |  | 164 | 2011 | 10 | 12 | 12 |  |  | Murfreesboro Uptown | 0 | 0 | 2-10.7257 | 0 | 0 | 0 | 4/0 ACSR | 0 | 0 | 0 | 0 | 0 | 0 | 0 | 0 | 0 | 0 | 0 | 0 | 0 | 0 | 0 | 0 | 0 | 0 | 0 | 0 | 0 | 0 | 0 | 12
NO |  | 164 | 2011 | 10 | 13 | 13 |  | 66-114 Patterson | Nekoosa Edwards | 69 | 138 | 1-5.09 | 5.09 | 0 | 1 | 1272.0 ACSR | 0 | 0 | 0 | 0 | 0 | 0 | 0 | 0 | 0 | 0 | 0 | 0 | 0 | 0 | 0 | 0 | 0 | 0 | 0 | 0 | 0 | 0 | 0 | 12
NO |  | 164 | 2011 | 10 | 14 | 14 |  | 66-121 Midland | OGE Howe (Interconnect) - | 69 | 69 | 2-7 | 7 | 0 | 1 | 4/0 ACSR | 0 | 0 | 0 | 0 | 0 | 0 | 0 | 0 | 0 | 0 | 0 | 0 | 0 | 0 | 0 | 0 | 0 | 0 | 0 | 0 | 0 | 0 | 0 | 12
NO |  | 164 | 2011 | 10 | 15 | 15 |  |  | PSO Red Oak (Interconnect) | 0 | 0 |  | 0 | 0 | 0 |  | 0 | 0 | 0 | 0 | 0 | 0 | 0 | 0 | 0 | 0 | 0 | 0 | 0 | 0 | 0 | 0 | 0 | 0 | 0 | 0 | 0 | 0 | 0 | 12
NO |  | 164 | 2011 | 10 | 16 | 16 |  | 66-124 Taylor Street | Texarkana Plant | 69 | 69 | 1-0.2 | 0.2 | 0 | 1 | 1272.0 ACSR | 0 | 0 | 0 | 0 | 0 | 0 | 0 | 0 | 0 | 0 | 0 | 0 | 0 | 0 | 0 | 0 | 0 | 0 | 0 | 0 | 0 | 0 | 0 | 12
NO |  | 164 | 2011 | 10 | 17 | 17 |  | 66-126 Texarkana Plant | Twelfth Street W/tap to | 69 | 69 | 1-4.94 | 4.94 | 0 | 1 | 2x336.0 ACSR | 0 | 0 | 0 | 0 | 0 | 0 | 0 | 0 | 0 | 0 | 0 | 0 | 0 | 0 | 0 | 0 | 0 | 0 | 0 | 0 | 0 | 0 | 0 | 12
NO |  | 164 | 2011 | 10 | 18 | 18 |  |  | Cooper Tire | 0 | 0 |  | 0 | 0 | 0 | 2x397.0 ACSR | 0 | 0 | 0 | 0 | 0 | 0 | 0 | 0 | 0 | 0 | 0 | 0 | 0 | 0 | 0 | 0 | 0 | 0 | 0 | 0 | 0 | 0 | 0 | 12
NO |  | 164 | 2011 | 10 | 19 | 19 |  |  |  | 0 | 0 |  | 0 | 0 | 0 | 4/0 ACSR | 0 | 0 | 0 | 0 | 0 | 0 | 0 | 0 | 0 | 0 | 0 | 0 | 0 | 0 | 0 | 0 | 0 | 0 | 0 | 0 | 0 | 0 | 0 | 12
NO |  | 164 | 2011 | 10 | 20 | 20 |  | 66-127 Murfreesboro West | SWPA Narrows Dam | 69 | 69 | 1-2.8275 | 6.7 | 0 | 1 | 336.4 ACSR | 0 | 0 | 0 | 0 | 0 | 0 | 0 | 0 | 0 | 0 | 0 | 0 | 0 | 0 | 0 | 0 | 0 | 0 | 0 | 0 | 0 | 0 | 0 | 12
NO |  | 164 | 2011 | 10 | 21 | 21 |  |  | (Interconnect) | 0 | 0 | 2-3.8737 | 0 | 0 | 0 | 4/0 ACSR | 0 | 0 | 0 | 0 | 0 | 0 | 0 | 0 | 0 | 0 | 0 | 0 | 0 | 0 | 0 | 0 | 0 | 0 | 0 | 0 | 0 | 0 | 0 | 12
NO |  | 164 | 2011 | 10 | 22 | 22 |  | 66-129 AECC Fitzhugh | OGE Helberg (Interconnect) | 69 | 69 | 1-2.44 | 2.44 | 0 | 1 | 795.0 ACSR | 0 | 0 | 0 | 0 | 0 | 0 | 0 | 0 | 0 | 0 | 0 | 0 | 0 | 0 | 0 | 0 | 0 | 0 | 0 | 0 | 0 | 0 | 0 | 12
NO |  | 164 | 2011 | 10 | 23 | 23 |  | (Interconnect) |  | 0 | 0 |  | 0 | 0 | 0 |  | 0 | 0 | 0 | 0 | 0 | 0 | 0 | 0 | 0 | 0 | 0 | 0 | 0 | 0 | 0 | 0 | 0 | 0 | 0 | 0 | 0 | 0 | 0 | 12
NO |  | 164 | 2011 | 10 | 24 | 24 |  | 66-133 AECC VBI North | OGE VBI (Interconnect) | 69 | 69 | 2-0.04 | 0.04 | 0 | 1 | 336.4 ACSR | 0 | 0 | 0 | 0 | 0 | 0 | 0 | 0 | 0 | 0 | 0 | 0 | 0 | 0 | 0 | 0 | 0 | 0 | 0 | 0 | 0 | 0 | 0 | 12
NO |  | 164 | 2011 | 10 | 25 | 25 |  | (Interconnect) |  | 0 | 0 |  | 0 | 0 | 0 |  | 0 | 0 | 0 | 0 | 0 | 0 | 0 | 0 | 0 | 0 | 0 | 0 | 0 | 0 | 0 | 0 | 0 | 0 | 0 | 0 | 0 | 0 | 0 | 12
NO |  | 164 | 2011 | 10 | 26 | 26 |  | 66-206 Nashville | Okay | 69 | 69 | 2-14.13 | 14.13 | 0 | 1 | 559.0 ACAR | 0 | 0 | 0 | 0 | 0 | 0 | 0 | 0 | 0 | 0 | 0 | 0 | 0 | 0 | 0 | 0 | 0 | 0 | 0 | 0 | 0 | 0 | 0 | 12
NO |  | 164 | 2011 | 10 | 27 | 27 |  | 66-208 North Huntington | Waldron | 69 | 69 | 1-18.53 | 18.53 | 0 | 1 | 477.0 ACSR | 0 | 0 | 0 | 0 | 0 | 0 | 0 | 0 | 0 | 0 | 0 | 0 | 0 | 0 | 0 | 0 | 0 | 0 | 0 | 0 | 0 | 0 | 0 | 12
NO |  | 164 | 2011 | 10 | 28 | 28 |  | 66-218 Prairie Grove | Siloam Springs | 69 | 69 | 1-1.19 | 20.56 | 0 | 1 | 477.0 ACSR | 0 | 0 | 0 | 0 | 0 | 0 | 0 | 0 | 0 | 0 | 0 | 0 | 0 | 0 | 0 | 0 | 0 | 0 | 0 | 0 | 0 | 0 | 0 | 12
NO |  | 164 | 2011 | 10 | 34 | 34 |  | 69 kV in LA |  | 0 | 0 |  | 0 | 0 | 0 |  | 0 | 0 | 0 | 0 | 0 | 0 | 0 | 0 | 0 | 0 | 0 | 0 | 0 | 0 | 0 | 0 | 0 | 0 | 0 | 0 | 0 | 0 | 0 | 12
NO |  | 164 | 2011 | 10 | 35 | 35 |  | 66-001 Arsenal Hill | Brooks Street | 69 | 69 | 1-1.77 | 1.77 | 0 | 1 | 2x397.0 ACSR | 0 | 0 | 0 | 0 | 0 | 0 | 0 | 0 | 0 | 0 | 0 | 0 | 0 | 0 | 0 | 0 | 0 | 0 | 0 | 0 | 0 | 0 | 0 | 12
NO |  | 164 | 2011 | 11 | 1 | 1 |  | 66-002 Arsenal Hill | North Market | 69 | 69 | 1-2.2031 | 2.2 | 0 | 1 | 1272.0 ACSR | 0 | 0 | 0 | 0 | 0 | 0 | 0 | 0 | 0 | 0 | 0 | 0 | 0 | 0 | 0 | 0 | 0 | 0 | 0 | 0 | 0 | 0 | 0 | 12
NO |  | 164 | 2011 | 11 | 2 | 2 |  | 66-004 Arsenal Hill | Waterworks | 69 | 69 | 1-2.5527 | 2.55 | 0 | 1 | 1272.0 ACSR | 0 | 0 | 0 | 0 | 0 | 0 | 0 | 0 | 0 | 0 | 0 | 0 | 0 | 0 | 0 | 0 | 0 | 0 | 0 | 0 | 0 | 0 | 0 | 12
NO |  | 164 | 2011 | 11 | 3 | 3 |  | 66-003 Arsenal Hill | Shed Road | 69 | 69 | 1-0.79 | 2.21 | 0 | 1 | 2500.0 CU | 0 | 0 | 0 | 0 | 0 | 0 | 0 | 0 | 0 | 0 | 0 | 0 | 0 | 0 | 0 | 0 | 0 | 0 | 0 | 0 | 0 | 0 | 0 | 12
NO |  | 164 | 2011 | 11 | 4 | 4 |  |  |  | 0 | 0 | 2-0.99 | 0 | 0 | 0 | 2x397.0 ACSR | 0 | 0 | 0 | 0 | 0 | 0 | 0 | 0 | 0 | 0 | 0 | 0 | 0 | 0 | 0 | 0 | 0 | 0 | 0 | 0 | 0 | 0 | 0 | 12
NO |  | 164 | 2011 | 11 | 5 | 5 |  | 66-016 Bloomburg | Hosston w/taps to Rodessa | 69 | 69 | 2-12 | 12 | 0 | 1 | 266.8 ACSR | 0 | 0 | 0 | 0 | 0 | 0 | 0 | 0 | 0 | 0 | 0 | 0 | 0 | 0 | 0 | 0 | 0 | 0 | 0 | 0 | 0 | 0 | 0 | 12
NO |  | 164 | 2011 | 11 | 6 | 6 |  |  | & Texas Eastern | 0 | 0 |  | 0 | 0 | 0 |  | 0 | 0 | 0 | 0 | 0 | 0 | 0 | 0 | 0 | 0 | 0 | 0 | 0 | 0 | 0 | 0 | 0 | 0 | 0 | 0 | 0 | 0 | 0 | 12
NO |  | 164 | 2011 | 11 | 7 | 7 |  | 66-020 Broadmoor | Fort Humbug | 69 | 69 | 1-1.5766 | 1.58 | 0.16 | 1 | 666.0 ACSR | 0 | 0 | 0 | 0 | 0 | 0 | 0 | 0 | 0 | 0 | 0 | 0 | 0 | 0 | 0 | 0 | 0 | 0 | 0 | 0 | 0 | 0 | 0 | 12
NO |  | 164 | 2011 | 11 | 8 | 8 |  | 66-021 Broadmoor | Fern Street | 69 | 69 | 1-1.7404 | 1.74 | 2.73 | 1 | 266.8 ACSR | 0 | 0 | 0 | 0 | 0 | 0 | 0 | 0 | 0 | 0 | 0 | 0 | 0 | 0 | 0 | 0 | 0 | 0 | 0 | 0 | 0 | 0 | 0 | 12
NO |  | 164 | 2011 | 11 | 9 | 9 |  | 66-022 Brooks Street | Edwards Street | 69 | 69 | 2-0.81 | 0.81 | 0 | 1 | 666.0 ACSR | 0 | 0 | 0 | 0 | 0 | 0 | 0 | 0 | 0 | 0 | 0 | 0 | 0 | 0 | 0 | 0 | 0 | 0 | 0 | 0 | 0 | 0 | 0 | 12
NO |  | 164 | 2011 | 11 | 10 | 10 |  | 66-023 Brownlee Road | Minden Road | 69 | 69 | 2-4.37 | 4.37 | 0 | 1 | 666.0 ACSR | 0 | 0 | 0 | 0 | 0 | 0 | 0 | 0 | 0 | 0 | 0 | 0 | 0 | 0 | 0 | 0 | 0 | 0 | 0 | 0 | 0 | 0 | 0 | 12
NO |  | 164 | 2011 | 11 | 11 | 11 |  | 66-024 Brownlee Road | North Market | 69 | 69 | 1-0.77 | 4.7 | 0 | 1 | 2x203.2 ACSR | 0 | 0 | 0 | 0 | 0 | 0 | 0 | 0 | 0 | 0 | 0 | 0 | 0 | 0 | 0 | 0 | 0 | 0 | 0 | 0 | 0 | 0 | 0 | 12
NO |  | 164 | 2011 | 11 | 12 | 12 |  |  |  | 0 | 0 | 2-3.93 | 0 | 0 | 0 | 666.0 ACSR | 0 | 0 | 0 | 0 | 0 | 0 | 0 | 0 | 0 | 0 | 0 | 0 | 0 | 0 | 0 | 0 | 0 | 0 | 0 | 0 | 0 | 0 | 0 | 12
NO |  | 164 | 2011 | 11 | 13 | 13 |  | 66-044 Edwards Street | Fort Humbug | 69 | 69 | 1-0.68 | 0.89 | 0.56 | 1 | 666.0 ACSR | 0 | 0 | 0 | 0 | 0 | 0 | 0 | 0 | 0 | 0 | 0 | 0 | 0 | 0 | 0 | 0 | 0 | 0 | 0 | 0 | 0 | 0 | 0 | 12
NO |  | 164 | 2011 | 11 | 14 | 14 |  |  |  | 0 | 0 | 2-0.21 | 0 | 0 | 0 |  | 0 | 0 | 0 | 0 | 0 | 0 | 0 | 0 | 0 | 0 | 0 | 0 | 0 | 0 | 0 | 0 | 0 | 0 | 0 | 0 | 0 | 0 | 0 | 12
NO |  | 164 | 2011 | 11 | 15 | 15 |  | 66-045 Ellerbe Road | Fern Street | 69 | 69 | 1-2.37 | 2.37 | 0 | 1 | 2x397.0 ACSR | 0 | 0 | 0 | 0 | 0 | 0 | 0 | 0 | 0 | 0 | 0 | 0 | 0 | 0 | 0 | 0 | 0 | 0 | 0 | 0 | 0 | 0 | 0 | 12
NO |  | 164 | 2011 | 11 | 16 | 16 |  | 66-046 Ellerbe Road | Lucas | 69 | 69 | 1-3.03 | 3.03 | 0 | 1 | 397.0 ACSR | 0 | 0 | 0 | 0 | 0 | 0 | 0 | 0 | 0 | 0 | 0 | 0 | 0 | 0 | 0 | 0 | 0 | 0 | 0 | 0 | 0 | 0 | 0 | 12
NO |  | 164 | 2011 | 11 | 17 | 17 |  | 66-047 Ellerbe Road | South Shreveport w/tap to | 69 | 69 | 2-2.81 | 2.81 | 0 | 1 | 336.4 ACSR | 0 | 0 | 0 | 0 | 0 | 0 | 0 | 0 | 0 | 0 | 0 | 0 | 0 | 0 | 0 | 0 | 0 | 0 | 0 | 0 | 0 | 0 | 0 | 12
NO |  | 164 | 2011 | 11 | 18 | 18 |  |  | Forbing Road | 0 | 0 |  | 0 | 0 | 0 | 666.0 ACSR | 0 | 0 | 0 | 0 | 0 | 0 | 0 | 0 | 0 | 0 | 0 | 0 | 0 | 0 | 0 | 0 | 0 | 0 | 0 | 0 | 0 | 0 | 0 | 12
NO |  | 164 | 2011 | 11 | 19 | 19 |  | 66-054 Flournoy | Hardy Street | 69 | 69 | 1-8.77 | 10.14 | 0 | 1 | 397.0 ACSR | 0 | 0 | 0 | 0 | 0 | 0 | 0 | 0 | 0 | 0 | 0 | 0 | 0 | 0 | 0 | 0 | 0 | 0 | 0 | 0 | 0 | 0 | 0 | 12
NO |  | 164 | 2011 | 11 | 20 | 20 |  |  |  | 0 | 0 | 2-1.37 | 0 | 0 | 0 |  | 0 | 0 | 0 | 0 | 0 | 0 | 0 | 0 | 0 | 0 | 0 | 0 | 0 | 0 | 0 | 0 | 0 | 0 | 0 | 0 | 0 | 0 | 0 | 12
NO |  | 164 | 2011 | 11 | 21 | 21 |  | 66-055 Flournoy | Summer Grove w/taps to | 69 | 69 | 1-1.83 | 9.26 | 0 | 1 | 1/0 ACSR | 0 | 0 | 0 | 0 | 0 | 0 | 0 | 0 | 0 | 0 | 0 | 0 | 0 | 0 | 0 | 0 | 0 | 0 | 0 | 0 | 0 | 0 | 0 | 12
NO |  | 164 | 2011 | 11 | 22 | 22 |  |  | American Pump & Woolworth | 0 | 0 | 2-8.84 | 0 | 0 | 0 | 397.0 ACSR | 0 | 0 | 0 | 0 | 0 | 0 | 0 | 0 | 0 | 0 | 0 | 0 | 0 | 0 | 0 | 0 | 0 | 0 | 0 | 0 | 0 | 0 | 0 | 12
NO |  | 164 | 2011 | 11 | 23 | 23 |  | 66-056 Flournoy | Woodlawn w/taps to Karnack | 69 | 69 | 1-0.97 | 42.97 | 0 | 1 | 397.0 ACSR | 0 | 0 | 0 | 0 | 0 | 0 | 0 | 0 | 0 | 0 | 0 | 0 | 0 | 0 | 0 | 0 | 0 | 0 | 0 | 0 | 0 | 0 | 0 | 12
NO |  | 164 | 2011 | 11 | 24 | 24 |  |  | & Midvalley | 0 | 0 | 2-8.55 | 0 | 0 | 0 | 4/0 ACSR | 0 | 0 | 0 | 0 | 0 | 0 | 0 | 0 | 0 | 0 | 0 | 0 | 0 | 0 | 0 | 0 | 0 | 0 | 0 | 0 | 0 | 0 | 0 | 12
NO |  | 164 | 2011 | 11 | 25 | 25 |  | 66-065 Hardy Street | Midway | 69 | 69 | 1-1.17 | 1.17 | 0 | 1 | 666.0 ACSR | 0 | 0 | 0 | 0 | 0 | 0 | 0 | 0 | 0 | 0 | 0 | 0 | 0 | 0 | 0 | 0 | 0 | 0 | 0 | 0 | 0 | 0 | 0 | 12
NO |  | 164 | 2011 | 11 | 26 | 26 |  | 66-067 Hardy Street | Waterworks | 69 | 69 | 1-1.55 | 1.55 | 0 | 1 | 666.0 ACSR | 0 | 0 | 0 | 0 | 0 | 0 | 0 | 0 | 0 | 0 | 0 | 0 | 0 | 0 | 0 | 0 | 0 | 0 | 0 | 0 | 0 | 0 | 0 | 12
NO |  | 164 | 2011 | 11 | 27 | 27 |  | 66-070 Hosston | North Benton w/tap to Mott | 69 | 69 | 1-27.73 | 27.73 | 0 | 1 | 203.2 ACSR | 0 | 0 | 0 | 0 | 0 | 0 | 0 | 0 | 0 | 0 | 0 | 0 | 0 | 0 | 0 | 0 | 0 | 0 | 0 | 0 | 0 | 0 | 0 | 12
NO |  | 164 | 2011 | 11 | 28 | 28 |  |  |  | 0 | 0 |  | 0 | 0 | 0 | 266.8 ACSR | 0 | 0 | 0 | 0 | 0 | 0 | 0 | 0 | 0 | 0 | 0 | 0 | 0 | 0 | 0 | 0 | 0 | 0 | 0 | 0 | 0 | 0 | 0 | 12
NO |  | 164 | 2011 | 11 | 29 | 29 |  |  |  | 0 | 0 |  | 0 | 0 | 0 | 397.0 ACSR | 0 | 0 | 0 | 0 | 0 | 0 | 0 | 0 | 0 | 0 | 0 | 0 | 0 | 0 | 0 | 0 | 0 | 0 | 0 | 0 | 0 | 0 | 0 | 12
NO |  | 164 | 2011 | 11 | 30 | 30 |  |  |  | 0 | 0 |  | 0 | 0 | 0 | 4/0 ACSR | 0 | 0 | 0 | 0 | 0 | 0 | 0 | 0 | 0 | 0 | 0 | 0 | 0 | 0 | 0 | 0 | 0 | 0 | 0 | 0 | 0 | 0 | 0 | 12
NO |  | 164 | 2011 | 11 | 31 | 31 |  | 66-071 Hosston | Superior w/tap to Belcher | 69 | 69 | 2-14.98 | 14.98 | 0 | 1 | 266.8 ACSR | 0 | 0 | 0 | 0 | 0 | 0 | 0 | 0 | 0 | 0 | 0 | 0 | 0 | 0 | 0 | 0 | 0 | 0 | 0 | 0 | 0 | 0 | 0 | 12
NO |  | 164 | 2011 | 11 | 32 | 32 |  |  |  | 0 | 0 |  | 0 | 0 | 0 | 4/0 ACSR | 0 | 0 | 0 | 0 | 0 | 0 | 0 | 0 | 0 | 0 | 0 | 0 | 0 | 0 | 0 | 0 | 0 | 0 | 0 | 0 | 0 | 0 | 0 | 12
NO |  | 164 | 2011 | 11 | 33 | 33 |  | 66-072 Hosston | Superior | 69 | 69 | 1-6.65 | 10.45 | 0 | 1 | 336.4 ACSR | 0 | 0 | 0 | 0 | 0 | 0 | 0 | 0 | 0 | 0 | 0 | 0 | 0 | 0 | 0 | 0 | 0 | 0 | 0 | 0 | 0 | 0 | 0 | 12
NO |  | 164 | 2011 | 11 | 34 | 34 |  |  |  | 0 | 0 | 2-3.8 | 0 | 0 | 0 | 4/0 ACSR | 0 | 0 | 0 | 0 | 0 | 0 | 0 | 0 | 0 | 0 | 0 | 0 | 0 | 0 | 0 | 0 | 0 | 0 | 0 | 0 | 0 | 0 | 0 | 12
NO |  | 164 | 2011 | 12 | 3 | 3 |  | 66-092 Lucas | Wallace Lake w/tap to Finne | 69 | 69 | 1-5.2889 | 5.78 | 2.65 | 1 | 2/0 ACSR | 0 | 0 | 0 | 0 | 0 | 0 | 0 | 0 | 0 | 0 | 0 | 0 | 0 | 0 | 0 | 0 | 0 | 0 | 0 | 0 | 0 | 0 | 0 | 12
NO |  | 164 | 2011 | 12 | 4 | 4 |  |  |  | 0 | 0 | 2-0.4863 | 0 | 0 | 0 | 397.0 ACSR | 0 | 0 | 0 | 0 | 0 | 0 | 0 | 0 | 0 | 0 | 0 | 0 | 0 | 0 | 0 | 0 | 0 | 0 | 0 | 0 | 0 | 0 | 0 | 12
NO |  | 164 | 2011 | 12 | 5 | 5 |  | 66-096 McDade | Red Point | 69 | 69 | 1-14.73 | 14.73 | 0 | 1 | 4/0 ACSR | 0 | 0 | 0 | 0 | 0 | 0 | 0 | 0 | 0 | 0 | 0 | 0 | 0 | 0 | 0 | 0 | 0 | 0 | 0 | 0 | 0 | 0 | 0 | 12
NO |  | 164 | 2011 | 12 | 6 | 6 |  | 66-099 Midway | Summer Grove w/tap to South | 69 | 69 | 1-8.29 | 12.19 | 0 | 1 | 477.0 ACSR | 0 | 0 | 0 | 0 | 0 | 0 | 0 | 0 | 0 | 0 | 0 | 0 | 0 | 0 | 0 | 0 | 0 | 0 | 0 | 0 | 0 | 0 | 0 | 12
NO |  | 164 | 2011 | 12 | 7 | 7 |  |  | Shreveport | 0 | 0 | 2-3.9 | 0 | 0 | 0 | 666.0 ACSR | 0 | 0 | 0 | 0 | 0 | 0 | 0 | 0 | 0 | 0 | 0 | 0 | 0 | 0 | 0 | 0 | 0 | 0 | 0 | 0 | 0 | 0 | 0 | 12
NO |  | 164 | 2011 | 12 | 8 | 8 |  |  |  | 0 | 0 |  | 0 | 0 | 0 | 795.0 ACSR | 0 | 0 | 0 | 0 | 0 | 0 | 0 | 0 | 0 | 0 | 0 | 0 | 0 | 0 | 0 | 0 | 0 | 0 | 0 | 0 | 0 | 0 | 0 | 12
NO |  | 164 | 2011 | 12 | 9 | 9 |  | 66-100 Minden Road | Shed Road | 69 | 69 | 2-1.7 | 1.7 | 0 | 1 | 2x397.0 ACSR | 0 | 0 | 0 | 0 | 0 | 0 | 0 | 0 | 0 | 0 | 0 | 0 | 0 | 0 | 0 | 0 | 0 | 0 | 0 | 0 | 0 | 0 | 0 | 12
NO |  | 164 | 2011 | 12 | 10 | 10 |  | 66-320 Red Point | Bellevue w/tap to Dogwood | 69 | 69 | 1-12.05 | 12.05 | 0 | 1 | 4/0 ACSR | 0 | 0 | 0 | 0 | 0 | 0 | 0 | 0 | 0 | 0 | 0 | 0 | 0 | 0 | 0 | 0 | 0 | 0 | 0 | 0 | 0 | 0 | 0 | 12
NO |  | 164 | 2011 | 12 | 11 | 11 |  | 66-321 Calumet | LS #12457 w/tap to JD Ward | 69 | 69 | 1-4.96 | 4.96 | 0 | 1 | 2/0 ACSR | 0 | 0 | 0 | 0 | 0 | 0 | 0 | 0 | 0 | 0 | 0 | 0 | 0 | 0 | 0 | 0 | 0 | 0 | 0 | 0 | 0 | 0 | 0 | 12
NO |  | 164 | 2011 | 12 | 12 | 12 |  |  |  | 0 | 0 |  | 0 | 0 | 0 | 266.8 ACSR | 0 | 0 | 0 | 0 | 0 | 0 | 0 | 0 | 0 | 0 | 0 | 0 | 0 | 0 | 0 | 0 | 0 | 0 | 0 | 0 | 0 | 0 | 0 | 12
NO |  | 164 | 2011 | 12 | 13 | 13 |  | 66-331 Blanchard | North Market | 69 | 69 | 2-13.35 | 13.35 | 0 | 1 | 477.0 ACSR | 0 | 0 | 0 | 0 | 0 | 0 | 0 | 0 | 0 | 0 | 0 | 0 | 0 | 0 | 0 | 0 | 0 | 0 | 0 | 0 | 0 | 0 | 0 | 12
NO |  | 164 | 2011 | 12 | 14 | 14 |  | 66-332 Calumet | Red Point | 69 | 69 | 1-4.24 | 4.24 | 0 | 1 | 266.8 ACSR | 0 | 0 | 0 | 0 | 0 | 0 | 0 | 0 | 0 | 0 | 0 | 0 | 0 | 0 | 0 | 0 | 0 | 0 | 0 | 0 | 0 | 0 | 0 | 12
NO |  | 164 | 2011 | 12 | 15 | 15 |  | TL349 Belmont | Many | 69 | 69 |  | 10.38 | 0 | 1 | 795 kCM ACSR | 0 | 0 | 0 | 0 | 0 | 0 | 0 | 0 | 0 | 0 | 0 | 0 | 0 | 0 | 0 | 0 | 0 | 0 | 0 | 0 | 0 | 0 | 0 | 12
NO |  | 164 | 2011 | 12 | 16 | 16 |  | TL349 Belmont | Marthaville | 69 | 69 |  | 9 | 0 | 1 | 336.4 kCM ACSR | 0 | 0 | 0 | 0 | 0 | 0 | 0 | 0 | 0 | 0 | 0 | 0 | 0 | 0 | 0 | 0 | 0 | 0 | 0 | 0 | 0 | 0 | 0 | 12
NO |  | 164 | 2011 | 12 | 17 | 17 |  | TL351 Many | Noble | 69 | 69 |  | 18.8 | 0 | 1 | 795 kCM ACSR | 0 | 0 | 0 | 0 | 0 | 0 | 0 | 0 | 0 | 0 | 0 | 0 | 0 | 0 | 0 | 0 | 0 | 0 | 0 | 0 | 0 | 0 | 0 | 12
NO |  | 164 | 2011 | 12 | 18 | 18 |  | TL351 Many | Negreet | 69 | 69 |  | 12.63 | 0 | 1 | 795 kCM ACSR | 0 | 0 | 0 | 0 | 0 | 0 | 0 | 0 | 0 | 0 | 0 | 0 | 0 | 0 | 0 | 0 | 0 | 0 | 0 | 0 | 0 | 0 | 0 | 12
NO |  | 164 | 2011 | 12 | 19 | 19 |  | TL352 Hornbeck | N Leesville | 69 | 69 |  | 13 | 0 | 1 | 336.4 kCM ACSR | 0 | 0 | 0 | 0 | 0 | 0 | 0 | 0 | 0 | 0 | 0 | 0 | 0 | 0 | 0 | 0 | 0 | 0 | 0 | 0 | 0 | 0 | 0 | 12
NO |  | 164 | 2011 | 12 | 20 | 20 |  | TL348 E Leesville | N Leesville | 69 | 69 |  | 2.5 | 0 | 1 | 336.4 kCM ACSR | 0 | 0 | 0 | 0 | 0 | 0 | 0 | 0 | 0 | 0 | 0 | 0 | 0 | 0 | 0 | 0 | 0 | 0 | 0 | 0 | 0 | 0 | 0 | 12
NO |  | 164 | 2011 | 12 | 27 | 27 |  | 69 kV in TX |  | 0 | 0 |  | 0 | 0 | 0 |  | 0 | 0 | 0 | 0 | 0 | 0 | 0 | 0 | 0 | 0 | 0 | 0 | 0 | 0 | 0 | 0 | 0 | 0 | 0 | 0 | 0 | 0 | 0 | 12
NO |  | 164 | 2011 | 12 | 28 | 28 |  | 66-007 Atlanta | Bloomburg | 69 | 69 | 2-7.75 | 7.75 | 0 | 1 | 397.0 ACSR | 0 | 0 | 0 | 0 | 0 | 0 | 0 | 0 | 0 | 0 | 0 | 0 | 0 | 0 | 0 | 0 | 0 | 0 | 0 | 0 | 0 | 0 | 0 | 12
NO |  | 164 | 2011 | 12 | 29 | 29 |  | 66-008 Atlanta | Linden W/tap to West | 69 | 69 | 1-0.99 | 13.49 | 0 | 1 | 397.0 ACSR | 0 | 0 | 0 | 0 | 0 | 0 | 0 | 0 | 0 | 0 | 0 | 0 | 0 | 0 | 0 | 0 | 0 | 0 | 0 | 0 | 0 | 0 | 0 | 12
NO |  | 164 | 2011 | 12 | 30 | 30 |  |  | Atlanta | 0 | 0 | 2-12.5 | 0 | 0 | 0 |  | 0 | 0 | 0 | 0 | 0 | 0 | 0 | 0 | 0 | 0 | 0 | 0 | 0 | 0 | 0 | 0 | 0 | 0 | 0 | 0 | 0 | 0 | 0 | 12
NO |  | 164 | 2011 | 12 | 31 | 31 |  | 66-009 Bann | New Boston w/tap to Lone | 69 | 69 | 1-16.859 | 16.86 | 0 | 1 | 2/0 ACSR | 0 | 0 | 0 | 0 | 0 | 0 | 0 | 0 | 0 | 0 | 0 | 0 | 0 | 0 | 0 | 0 | 0 | 0 | 0 | 0 | 0 | 0 | 0 | 12
NO |  | 164 | 2011 | 12 | 32 | 32 |  |  | Star and Red River | 0 | 0 |  | 0 | 0 | 0 | 397.0 ACSR | 0 | 0 | 0 | 0 | 0 | 0 | 0 | 0 | 0 | 0 | 0 | 0 | 0 | 0 | 0 | 0 | 0 | 0 | 0 | 0 | 0 | 0 | 0 | 12
NO |  | 164 | 2011 | 12 | 33 | 33 |  |  |  | 0 | 0 |  | 0 | 0 | 0 | 477.0 ACSR | 0 | 0 | 0 | 0 | 0 | 0 | 0 | 0 | 0 | 0 | 0 | 0 | 0 | 0 | 0 | 0 | 0 | 0 | 0 | 0 | 0 | 0 | 0 | 12
NO |  | 164 | 2011 | 12 | 34 | 34 |  | 66-010 Bann | Texarkana Operations Center | 69 | 69 | 1-6.43 | 6.43 | 0 | 1 | 666.0 ACSR | 0 | 0 | 0 | 0 | 0 | 0 | 0 | 0 | 0 | 0 | 0 | 0 | 0 | 0 | 0 | 0 | 0 | 0 | 0 | 0 | 0 | 0 | 0 | 12
NO |  | 164 | 2011 | 13 | 1 | 1 |  | 66-012 Bann | Thirty Ninth Street w/taps | 69 | 69 | 1-9.37 | 10.57 | 0 | 1 | 1272.0 ACSR | 0 | 0 | 0 | 0 | 0 | 0 | 0 | 0 | 0 | 0 | 0 | 0 | 0 | 0 | 0 | 0 | 0 | 0 | 0 | 0 | 0 | 0 | 0 | 12
NO |  | 164 | 2011 | 13 | 2 | 2 |  |  | to Red Lick & Sugar Hill | 0 | 0 | 2-1.2 | 0 | 0 | 0 | 2x397.0 ACSR | 0 | 0 | 0 | 0 | 0 | 0 | 0 | 0 | 0 | 0 | 0 | 0 | 0 | 0 | 0 | 0 | 0 | 0 | 0 | 0 | 0 | 0 | 0 | 12
NO |  | 164 | 2011 | 13 | 3 | 3 |  |  |  | 0 | 0 |  | 0 | 0 | 0 | 477.0 ACSR | 0 | 0 | 0 | 0 | 0 | 0 | 0 | 0 | 0 | 0 | 0 | 0 | 0 | 0 | 0 | 0 | 0 | 0 | 0 | 0 | 0 | 0 | 0 | 12
NO |  | 164 | 2011 | 13 | 4 | 4 |  | 66-013 Beckville | L.A. Pacific | 69 | 69 | 2-6.6 | 6.6 | 0 | 1 | 397.0 ACSR | 0 | 0 | 0 | 0 | 0 | 0 | 0 | 0 | 0 | 0 | 0 | 0 | 0 | 0 | 0 | 0 | 0 | 0 | 0 | 0 | 0 | 0 | 0 | 12
NO |  | 164 | 2011 | 13 | 5 | 5 |  | 66-014 Beckville | Poynter | 69 | 69 | 1-5.58 | 24.01 | 0.63 | 1 | 397.0 ACSR | 0 | 0 | 0 | 0 | 0 | 0 | 0 | 0 | 0 | 0 | 0 | 0 | 0 | 0 | 0 | 0 | 0 | 0 | 0 | 0 | 0 | 0 | 0 | 12
NO |  | 164 | 2011 | 13 | 6 | 6 |  |  |  | 0 | 0 | 2-18.43 | 0 | 0 | 0 | 4/0 ACSR | 0 | 0 | 0 | 0 | 0 | 0 | 0 | 0 | 0 | 0 | 0 | 0 | 0 | 0 | 0 | 0 | 0 | 0 | 0 | 0 | 0 | 0 | 0 | 12
NO |  | 164 | 2011 | 13 | 7 | 7 |  | 66-015 Beckville | Rock Hill | 69 | 69 | 2-4.1 | 4.1 | 0 | 1 | 666.0 ACSR | 0 | 0 | 0 | 0 | 0 | 0 | 0 | 0 | 0 | 0 | 0 | 0 | 0 | 0 | 0 | 0 | 0 | 0 | 0 | 0 | 0 | 0 | 0 | 12
NO |  | 164 | 2011 | 13 | 8 | 8 |  | 66-016 Bloomburg | Hosston w/taps to Rodessa | 69 | 69 | 1-1.86 | 1.86 | 0 | 1 | # 2 CU (7 Strand) | 0 | 0 | 0 | 0 | 0 | 0 | 0 | 0 | 0 | 0 | 0 | 0 | 0 | 0 | 0 | 0 | 0 | 0 | 0 | 0 | 0 | 0 | 0 | 12
NO |  | 164 | 2011 | 13 | 9 | 9 |  |  | & Texas Eastern | 0 | 0 |  | 0 | 0 | 0 |  | 0 | 0 | 0 | 0 | 0 | 0 | 0 | 0 | 0 | 0 | 0 | 0 | 0 | 0 | 0 | 0 | 0 | 0 | 0 | 0 | 0 | 0 | 0 | 12
NO |  | 164 | 2011 | 13 | 10 | 10 |  | 66-017 Bloomburg | Texarkana Plant w/tap to | 69 | 69 | 1-1.64 | 1.64 | 0 | 1 | 4/0 ACSR | 0 | 0 | 0 | 0 | 0 | 0 | 0 | 0 | 0 | 0 | 0 | 0 | 0 | 0 | 0 | 0 | 0 | 0 | 0 | 0 | 0 | 0 | 0 | 12
NO |  | 164 | 2011 | 13 | 11 | 11 |  |  | IPC | 0 | 0 |  | 0 | 0 | 0 |  | 0 | 0 | 0 | 0 | 0 | 0 | 0 | 0 | 0 | 0 | 0 | 0 | 0 | 0 | 0 | 0 | 0 | 0 | 0 | 0 | 0 | 0 | 0 | 12
NO |  | 164 | 2011 | 13 | 12 | 12 |  | 66-025 Carthage | Rock Hill | 69 | 69 | 1-1.0127 | 11.5 | 0 | 1 | 336.4 ACSR | 0 | 0 | 0 | 0 | 0 | 0 | 0 | 0 | 0 | 0 | 0 | 0 | 0 | 0 | 0 | 0 | 0 | 0 | 0 | 0 | 0 | 0 | 0 | 12
NO |  | 164 | 2011 | 13 | 13 | 13 |  |  |  | 0 | 0 | 2-10.4876 | 0 | 0 | 0 |  | 0 | 0 | 0 | 0 | 0 | 0 | 0 | 0 | 0 | 0 | 0 | 0 | 0 | 0 | 0 | 0 | 0 | 0 | 0 | 0 | 0 | 0 | 0 | 12
NO |  | 164 | 2011 | 13 | 14 | 14 |  | 66-026 Carthage | L.A. Pacific | 69 | 69 | 2-2.3 | 2.3 | 0 | 1 | 397.0 ACSR | 0 | 0 | 0 | 0 | 0 | 0 | 0 | 0 | 0 | 0 | 0 | 0 | 0 | 0 | 0 | 0 | 0 | 0 | 0 | 0 | 0 | 0 | 0 | 12
NO |  | 164 | 2011 | 13 | 15 | 15 |  | 66-027 Clarksville | Greggton w/taps to MidVally | 69 | 69 | 1-8.49 | 8.49 | 0 | 1 | 2/0 ACSR | 0 | 0 | 0 | 0 | 0 | 0 | 0 | 0 | 0 | 0 | 0 | 0 | 0 | 0 | 0 | 0 | 0 | 0 | 0 | 0 | 0 | 0 | 0 | 12
NO |  | 164 | 2011 | 13 | 16 | 16 |  |  | & Texoma | 0 | 0 |  | 0 | 0 | 0 | 755.0 ACAR | 0 | 0 | 0 | 0 | 0 | 0 | 0 | 0 | 0 | 0 | 0 | 0 | 0 | 0 | 0 | 0 | 0 | 0 | 0 | 0 | 0 | 0 | 0 | 12
NO |  | 164 | 2011 | 13 | 17 | 17 |  | 66-028 Clarksville | Sabine w/tap to Service | 69 | 69 | 1-1.85 | 8.96 | 0 | 1 | 2/0 ACSR | 0 | 0 | 0 | 0 | 0 | 0 | 0 | 0 | 0 | 0 | 0 | 0 | 0 | 0 | 0 | 0 | 0 | 0 | 0 | 0 | 0 | 0 | 0 | 12
NO |  | 164 | 2011 | 13 | 18 | 18 |  |  | Pipeline | 0 | 0 | 2-7.11 | 0 | 0 | 0 | 397.0 ACSR | 0 | 0 | 0 | 0 | 0 | 0 | 0 | 0 | 0 | 0 | 0 | 0 | 0 | 0 | 0 | 0 | 0 | 0 | 0 | 0 | 0 | 0 | 0 | 12
NO |  | 164 | 2011 | 13 | 19 | 19 |  | 66-029 Clarksville | Perdue | 69 | 69 | 1-7.29 | 7.29 | 0 | 1 | 477.0 ACSR | 0 | 0 | 0 | 0 | 0 | 0 | 0 | 0 | 0 | 0 | 0 | 0 | 0 | 0 | 0 | 0 | 0 | 0 | 0 | 0 | 0 | 0 | 0 | 12
NO |  | 164 | 2011 | 13 | 20 | 20 |  | 66-030 Clarksville | Perdue | 69 | 69 | 1-6.32 | 6.97 | 0 | 1 | 2x397.0 ACSR | 0 | 0 | 0 | 0 | 0 | 0 | 0 | 0 | 0 | 0 | 0 | 0 | 0 | 0 | 0 | 0 | 0 | 0 | 0 | 0 | 0 | 0 | 0 | 12
NO |  | 164 | 2011 | 13 | 21 | 21 |  |  |  | 0 | 0 | 2-0.65 | 0 | 0 | 0 |  | 0 | 0 | 0 | 0 | 0 | 0 | 0 | 0 | 0 | 0 | 0 | 0 | 0 | 0 | 0 | 0 | 0 | 0 | 0 | 0 | 0 | 0 | 0 | 12
NO |  | 164 | 2011 | 13 | 22 | 22 |  | 66-031 Daingerfield | Hughes Springs w/tap to | 69 | 69 | 1-15.51 | 15.51 | 0 | 1 | 336.4 ACSR | 0 | 0 | 0 | 0 | 0 | 0 | 0 | 0 | 0 | 0 | 0 | 0 | 0 | 0 | 0 | 0 | 0 | 0 | 0 | 0 | 0 | 0 | 0 | 12
NO |  | 164 | 2011 | 13 | 23 | 23 |  |  | Lone Star & Air Products | 0 | 0 |  | 0 | 0 | 0 | 397.0 ACSR | 0 | 0 | 0 | 0 | 0 | 0 | 0 | 0 | 0 | 0 | 0 | 0 | 0 | 0 | 0 | 0 | 0 | 0 | 0 | 0 | 0 | 0 | 0 | 12
NO |  | 164 | 2011 | 13 | 24 | 24 |  |  |  | 0 | 0 |  | 0 | 0 | 0 | 4/0 ACSR | 0 | 0 | 0 | 0 | 0 | 0 | 0 | 0 | 0 | 0 | 0 | 0 | 0 | 0 | 0 | 0 | 0 | 0 | 0 | 0 | 0 | 0 | 0 | 12
NO |  | 164 | 2011 | 13 | 25 | 25 |  | 66-032 Daingerfield | Mount Pleasant | 69 | 69 | 1-2.98 | 17.23 | 0 | 1 | 397.0 ACSR | 0 | 0 | 0 | 0 | 0 | 0 | 0 | 0 | 0 | 0 | 0 | 0 | 0 | 0 | 0 | 0 | 0 | 0 | 0 | 0 | 0 | 0 | 0 | 12
NO |  | 164 | 2011 | 13 | 26 | 26 |  |  |  | 0 | 0 | 2-14.25 | 0 | 0 | 0 |  | 0 | 0 | 0 | 0 | 0 | 0 | 0 | 0 | 0 | 0 | 0 | 0 | 0 | 0 | 0 | 0 | 0 | 0 | 0 | 0 | 0 | 0 | 0 | 12
NO |  | 164 | 2011 | 13 | 27 | 27 |  | 66-048 Evenside | Northwest Henderson | 69 | 69 | 1-6.4 | 6.4 | 0 | 1 | 397.0 ACSR | 0 | 0 | 0 | 0 | 0 | 0 | 0 | 0 | 0 | 0 | 0 | 0 | 0 | 0 | 0 | 0 | 0 | 0 | 0 | 0 | 0 | 0 | 0 | 12
NO |  | 164 | 2011 | 13 | 28 | 28 |  | 66-049 Evenside | Poynter | 69 | 69 | 1-3.66 | 3.66 | 0 | 1 | 477.0 ACSR | 0 | 0 | 0 | 0 | 0 | 0 | 0 | 0 | 0 | 0 | 0 | 0 | 0 | 0 | 0 | 0 | 0 | 0 | 0 | 0 | 0 | 0 | 0 | 12
NO |  | 164 | 2011 | 13 | 29 | 29 |  | 66-050 Evenside | Sawmill w/taps to Sohio | 69 | 69 | 1-14.89 | 14.89 | 0 | 1 | 2/0 ACSR | 0 | 0 | 0 | 0 | 0 | 0 | 0 | 0 | 0 | 0 | 0 | 0 | 0 | 0 | 0 | 0 | 0 | 0 | 0 | 0 | 0 | 0 | 0 | 12
NO |  | 164 | 2011 | 13 | 30 | 30 |  |  | Pump & North Laneville | 0 | 0 |  | 0 | 0 | 0 | 266.8 ACSR | 0 | 0 | 0 | 0 | 0 | 0 | 0 | 0 | 0 | 0 | 0 | 0 | 0 | 0 | 0 | 0 | 0 | 0 | 0 | 0 | 0 | 0 | 0 | 12
NO |  | 164 | 2011 | 13 | 31 | 31 |  | 66-056 Flournoy | Woodlawn w/taps to Karnack | 69 | 69 | 1-33.22 | 33.57 | 0 | 1 | # 2 CU (7 Strand) | 0 | 0 | 0 | 0 | 0 | 0 | 0 | 0 | 0 | 0 | 0 | 0 | 0 | 0 | 0 | 0 | 0 | 0 | 0 | 0 | 0 | 0 | 0 | 12
NO |  | 164 | 2011 | 13 | 32 | 32 |  |  | & Midvalley | 0 | 0 | 2-0.35 | 0 | 0 | 0 | 2/0 ACSR | 0 | 0 | 0 | 0 | 0 | 0 | 0 | 0 | 0 | 0 | 0 | 0 | 0 | 0 | 0 | 0 | 0 | 0 | 0 | 0 | 0 | 0 | 0 | 12
NO |  | 164 | 2011 | 13 | 33 | 33 |  |  |  | 0 | 0 |  | 0 | 0 | 0 | 336.4 ACSR | 0 | 0 | 0 | 0 | 0 | 0 | 0 | 0 | 0 | 0 | 0 | 0 | 0 | 0 | 0 | 0 | 0 | 0 | 0 | 0 | 0 | 0 | 0 | 12
NO |  | 164 | 2011 | 13 | 34 | 34 |  |  |  | 0 | 0 |  | 0 | 0 | 0 | 4/0 ACSR | 0 | 0 | 0 | 0 | 0 | 0 | 0 | 0 | 0 | 0 | 0 | 0 | 0 | 0 | 0 | 0 | 0 | 0 | 0 | 0 | 0 | 0 | 0 | 12
NO |  | 164 | 2011 | 14 | 3 | 3 |  | 66-059 Grand Saline | Mineola | 69 | 69 | 1-6.8132 | 6.81 | 6.99 | 1 | 4/0 ACSR | 0 | 0 | 0 | 0 | 0 | 0 | 0 | 0 | 0 | 0 | 0 | 0 | 0 | 0 | 0 | 0 | 0 | 0 | 0 | 0 | 0 | 0 | 0 | 12
NO |  | 164 | 2011 | 14 | 5 | 5 |  | 66-060 Grand Saline | Quitman w/tap to Alba | 69 | 69 | 1-25.01 | 25.01 | 0 | 1 | 336.4 ACSR | 0 | 0 | 0 | 0 | 0 | 0 | 0 | 0 | 0 | 0 | 0 | 0 | 0 | 0 | 0 | 0 | 0 | 0 | 0 | 0 | 0 | 0 | 0 | 12
NO |  | 164 | 2011 | 14 | 6 | 6 |  |  |  | 0 | 0 |  | 0 | 0 | 0 | 397.0 ACSR | 0 | 0 | 0 | 0 | 0 | 0 | 0 | 0 | 0 | 0 | 0 | 0 | 0 | 0 | 0 | 0 | 0 | 0 | 0 | 0 | 0 | 0 | 0 | 12
NO |  | 164 | 2011 | 14 | 7 | 7 |  |  |  | 0 | 0 |  | 0 | 0 | 0 | 477.0 ACSR | 0 | 0 | 0 | 0 | 0 | 0 | 0 | 0 | 0 | 0 | 0 | 0 | 0 | 0 | 0 | 0 | 0 | 0 | 0 | 0 | 0 | 0 | 0 | 12
NO |  | 164 | 2011 | 14 | 8 | 8 |  |  |  | 0 | 0 |  | 0 | 0 | 0 | 795.0 ACSR | 0 | 0 | 0 | 0 | 0 | 0 | 0 | 0 | 0 | 0 | 0 | 0 | 0 | 0 | 0 | 0 | 0 | 0 | 0 | 0 | 0 | 0 | 0 | 12
NO |  | 164 | 2011 | 14 | 9 | 9 |  | 66-064 Greggton | Lake Lamond | 69 | 69 | 1-2.66 | 2.66 | 0 | 1 | 1272 ACSR | 0 | 0 | 0 | 0 | 0 | 0 | 0 | 0 | 0 | 0 | 0 | 0 | 0 | 0 | 0 | 0 | 0 | 0 | 0 | 0 | 0 | 0 | 0 | 12
NO |  | 164 | 2011 | 14 | 10 | 10 |  | 66-068 Hawkins | Mineola | 69 | 69 | 1-1.24 | 18.9 | 0 | 1 | 477.0 ACSR | 0 | 0 | 0 | 0 | 0 | 0 | 0 | 0 | 0 | 0 | 0 | 0 | 0 | 0 | 0 | 0 | 0 | 0 | 0 | 0 | 0 | 0 | 0 | 12
NO |  | 164 | 2011 | 14 | 11 | 11 |  |  |  | 0 | 0 | 2-17.66 | 0 | 0 | 0 |  | 0 | 0 | 0 | 0 | 0 | 0 | 0 | 0 | 0 | 0 | 0 | 0 | 0 | 0 | 0 | 0 | 0 | 0 | 0 | 0 | 0 | 0 | 0 | 12
NO |  | 164 | 2011 | 14 | 12 | 12 |  | 66-069 Hawkins | Perdue | 69 | 69 | 1-10.9 | 10.9 | 0 | 1 | 477.0 ACSR | 0 | 0 | 0 | 0 | 0 | 0 | 0 | 0 | 0 | 0 | 0 | 0 | 0 | 0 | 0 | 0 | 0 | 0 | 0 | 0 | 0 | 0 | 0 | 12
NO |  | 164 | 2011 | 14 | 13 | 13 |  | 66-073 Hughes Springs | Linden | 69 | 69 | 1-0.25 | 15.7 | 0 | 1 | 397.0 ACSR | 0 | 0 | 0 | 0 | 0 | 0 | 0 | 0 | 0 | 0 | 0 | 0 | 0 | 0 | 0 | 0 | 0 | 0 | 0 | 0 | 0 | 0 | 0 | 12
NO |  | 164 | 2011 | 14 | 14 | 14 |  |  |  | 0 | 0 | 2-15.45 | 0 | 0 | 0 |  | 0 | 0 | 0 | 0 | 0 | 0 | 0 | 0 | 0 | 0 | 0 | 0 | 0 | 0 | 0 | 0 | 0 | 0 | 0 | 0 | 0 | 0 | 0 | 12
NO |  | 164 | 2011 | 14 | 15 | 15 |  | 66-074 Hughes Springs | Lone Star South w/tap to | 69 | 69 | 1-8.38 | 8.38 | 0 | 1 | 336.4 ACSR | 0 | 0 | 0 | 0 | 0 | 0 | 0 | 0 | 0 | 0 | 0 | 0 | 0 | 0 | 0 | 0 | 0 | 0 | 0 | 0 | 0 | 0 | 0 | 12
NO |  | 164 | 2011 | 14 | 16 | 16 |  |  | Air Products | 0 | 0 |  | 0 | 0 | 0 | 397.0 ACSR | 0 | 0 | 0 | 0 | 0 | 0 | 0 | 0 | 0 | 0 | 0 | 0 | 0 | 0 | 0 | 0 | 0 | 0 | 0 | 0 | 0 | 0 | 0 | 12
NO |  | 164 | 2011 | 14 | 17 | 17 |  | 66-075 Jefferson | North Marshall w/tap to | 69 | 69 | 2-13.65 | 13.65 | 0 | 1 | 266.8 ACSR | 0 | 0 | 0 | 0 | 0 | 0 | 0 | 0 | 0 | 0 | 0 | 0 | 0 | 0 | 0 | 0 | 0 | 0 | 0 | 0 | 0 | 0 | 0 | 12
NO |  | 164 | 2011 | 14 | 18 | 18 |  |  | Woodlawn | 0 | 0 |  | 0 | 0 | 0 |  | 0 | 0 | 0 | 0 | 0 | 0 | 0 | 0 | 0 | 0 | 0 | 0 | 0 | 0 | 0 | 0 | 0 | 0 | 0 | 0 | 0 | 0 | 0 | 12
NO |  | 164 | 2011 | 14 | 19 | 19 |  | 66-076 Jefferson | Superior | 69 | 69 | 2-18.3 | 18.3 | 0 | 1 | 266.8 ACSR | 0 | 0 | 0 | 0 | 0 | 0 | 0 | 0 | 0 | 0 | 0 | 0 | 0 | 0 | 0 | 0 | 0 | 0 | 0 | 0 | 0 | 0 | 0 | 12
NO |  | 164 | 2011 | 14 | 20 | 20 |  | 66-077 Kilgore | Overton | 69 | 69 | 1-4.72 | 12.42 | 0.07 | 1 | 336.4 ACSR | 0 | 0 | 0 | 0 | 0 | 0 | 0 | 0 | 0 | 0 | 0 | 0 | 0 | 0 | 0 | 0 | 0 | 0 | 0 | 0 | 0 | 0 | 0 | 12
NO |  | 164 | 2011 | 14 | 21 | 21 |  |  |  | 0 | 0 | 2-7.7 | 0 | 0 | 0 | 477.0 ACSR | 0 | 0 | 0 | 0 | 0 | 0 | 0 | 0 | 0 | 0 | 0 | 0 | 0 | 0 | 0 | 0 | 0 | 0 | 0 | 0 | 0 | 0 | 0 | 12
NO |  | 164 | 2011 | 14 | 22 | 22 |  | 66-078 Kilgore | Sabine | 69 | 69 | 1-3.49 | 5.61 | 0.7 | 1 | 4/0 ACSR | 0 | 0 | 0 | 0 | 0 | 0 | 0 | 0 | 0 | 0 | 0 | 0 | 0 | 0 | 0 | 0 | 0 | 0 | 0 | 0 | 0 | 0 | 0 | 12
NO |  | 164 | 2011 | 14 | 23 | 23 |  |  |  | 0 | 0 | 2-2.12 | 0 | 0 | 0 |  | 0 | 0 | 0 | 0 | 0 | 0 | 0 | 0 | 0 | 0 | 0 | 0 | 0 | 0 | 0 | 0 | 0 | 0 | 0 | 0 | 0 | 0 | 0 | 12
NO |  | 164 | 2011 | 14 | 24 | 24 |  | 66-079 Kilgore | Whitney | 69 | 69 | 1-8.935 | 16.34 | 0.04 | 1 | 336.4 ACSR | 0 | 0 | 0 | 0 | 0 | 0 | 0 | 0 | 0 | 0 | 0 | 0 | 0 | 0 | 0 | 0 | 0 | 0 | 0 | 0 | 0 | 0 | 0 | 12
NO |  | 164 | 2011 | 14 | 25 | 25 |  |  |  | 0 | 0 | 2-7.4 | 0 | 0 | 0 |  | 0 | 0 | 0 | 0 | 0 | 0 | 0 | 0 | 0 | 0 | 0 | 0 | 0 | 0 | 0 | 0 | 0 | 0 | 0 | 0 | 0 | 0 | 0 | 12
NO |  | 164 | 2011 | 14 | 26 | 26 |  | 66-080 Knox Lee | Southeast Longview | 69 | 69 | 1-5.87 | 5.87 | 0 | 1 | 2x477.0 ACSR | 0 | 0 | 0 | 0 | 0 | 0 | 0 | 0 | 0 | 0 | 0 | 0 | 0 | 0 | 0 | 0 | 0 | 0 | 0 | 0 | 0 | 0 | 0 | 12
NO |  | 164 | 2011 | 14 | 27 | 27 |  |  |  | 0 | 0 |  | 0 | 0 | 0 | 2x795.0 ACSR | 0 | 0 | 0 | 0 | 0 | 0 | 0 | 0 | 0 | 0 | 0 | 0 | 0 | 0 | 0 | 0 | 0 | 0 | 0 | 0 | 0 | 0 | 0 | 12
NO |  | 164 | 2011 | 14 | 28 | 28 |  | 66-081 Lake Lamond | Longview | 69 | 69 | 1-3.14 | 3.14 | 0 | 1 | 755.0 ACAR | 0 | 0 | 0 | 0 | 0 | 0 | 0 | 0 | 0 | 0 | 0 | 0 | 0 | 0 | 0 | 0 | 0 | 0 | 0 | 0 | 0 | 0 | 0 | 12
NO |  | 164 | 2011 | 14 | 29 | 29 |  | 66-082 Lake Lamond | Southeast Longview w/tap to | 69 | 69 | 1-8.66 | 8.66 | 0 | 1 | 2x336.0&397.0 ACS | 0 | 0 | 0 | 0 | 0 | 0 | 0 | 0 | 0 | 0 | 0 | 0 | 0 | 0 | 0 | 0 | 0 | 0 | 0 | 0 | 0 | 0 | 0 | 12
NO |  | 164 | 2011 | 14 | 30 | 30 |  |  | Big Three | 0 | 0 |  | 0 | 0 | 0 | 397.0 ACSR | 0 | 0 | 0 | 0 | 0 | 0 | 0 | 0 | 0 | 0 | 0 | 0 | 0 | 0 | 0 | 0 | 0 | 0 | 0 | 0 | 0 | 0 | 0 | 12
NO |  | 164 | 2011 | 14 | 31 | 31 |  | 66-083 Lake Lamond | Longview Heights | 69 | 69 | 1-7.16 | 7.16 | 2.7 | 1 | 477.0 ACSR | 0 | 0 | 0 | 0 | 0 | 0 | 0 | 0 | 0 | 0 | 0 | 0 | 0 | 0 | 0 | 0 | 0 | 0 | 0 | 0 | 0 | 0 | 0 | 12
NO |  | 164 | 2011 | 14 | 32 | 32 |  |  |  | 0 | 0 |  | 0 | 0 | 0 | 795.0 ACSR | 0 | 0 | 0 | 0 | 0 | 0 | 0 | 0 | 0 | 0 | 0 | 0 | 0 | 0 | 0 | 0 | 0 | 0 | 0 | 0 | 0 | 0 | 0 | 12
NO |  | 164 | 2011 | 14 | 33 | 33 |  | 66-087 Lone Star Power | Lone Star South | 69 | 69 | 1-0.9 | 0.9 | 0.73 | 1 | 397.0 ACSR | 0 | 0 | 0 | 0 | 0 | 0 | 0 | 0 | 0 | 0 | 0 | 0 | 0 | 0 | 0 | 0 | 0 | 0 | 0 | 0 | 0 | 0 | 0 | 12
NO |  | 164 | 2011 | 14 | 34 | 34 |  | Plant |  | 0 | 0 |  | 0 | 0 | 0 |  | 0 | 0 | 0 | 0 | 0 | 0 | 0 | 0 | 0 | 0 | 0 | 0 | 0 | 0 | 0 | 0 | 0 | 0 | 0 | 0 | 0 | 0 | 0 | 12
NO |  | 164 | 2011 | 15 | 1 | 1 |  | 66-088 Longview | Whitney | 69 | 69 | 1-2.59 | 2.59 | 0 | 1 | 2x336.0 ACSR | 0 | 0 | 0 | 0 | 0 | 0 | 0 | 0 | 0 | 0 | 0 | 0 | 0 | 0 | 0 | 0 | 0 | 0 | 0 | 0 | 0 | 0 | 0 | 12
NO |  | 164 | 2011 | 15 | 2 | 2 |  |  |  | 0 | 0 |  | 0 | 0 | 0 | 2x397.0 ACSR | 0 | 0 | 0 | 0 | 0 | 0 | 0 | 0 | 0 | 0 | 0 | 0 | 0 | 0 | 0 | 0 | 0 | 0 | 0 | 0 | 0 | 0 | 0 | 12
NO |  | 164 | 2011 | 15 | 3 | 3 |  | 66-090 Longview Heights | Whitney | 69 | 69 | 1-4.18 | 4.18 | 0 | 1 | 666.0 ACSR | 0 | 0 | 0 | 0 | 0 | 0 | 0 | 0 | 0 | 0 | 0 | 0 | 0 | 0 | 0 | 0 | 0 | 0 | 0 | 0 | 0 | 0 | 0 | 12
NO |  | 164 | 2011 | 15 | 4 | 4 |  | 66-093 Longview Heights | Marshall 69 | 69 | 69 | 1-21.07 | 21.07 | 0 | 1 | 4/0 ACSR | 0 | 0 | 0 | 0 | 0 | 0 | 0 | 0 | 0 | 0 | 0 | 0 | 0 | 0 | 0 | 0 | 0 | 0 | 0 | 0 | 0 | 0 | 0 | 12
NO |  | 164 | 2011 | 15 | 5 | 5 |  | 66-094 Marshall | North Marshall | 69 | 69 | 2-3.49 | 3.49 | 0 | 1 | 1272.0 ACSR | 0 | 0 | 0 | 0 | 0 | 0 | 0 | 0 | 0 | 0 | 0 | 0 | 0 | 0 | 0 | 0 | 0 | 0 | 0 | 0 | 0 | 0 | 0 | 12
NO |  | 164 | 2011 | 15 | 6 | 6 |  | 66-095 Marshall | Rock Hill w/tap to Blocker | 69 | 69 | 1-18.14 | 18.14 | 0.29 | 1 | 1272.0 ACSR | 0 | 0 | 0 | 0 | 0 | 0 | 0 | 0 | 0 | 0 | 0 | 0 | 0 | 0 | 0 | 0 | 0 | 0 | 0 | 0 | 0 | 0 | 0 | 12
NO |  | 164 | 2011 | 15 | 7 | 7 |  |  |  | 0 | 0 |  | 0 | 0 | 0 | 397.0 ACSR | 0 | 0 | 0 | 0 | 0 | 0 | 0 | 0 | 0 | 0 | 0 | 0 | 0 | 0 | 0 | 0 | 0 | 0 | 0 | 0 | 0 | 0 | 0 | 12
NO |  | 164 | 2011 | 15 | 8 | 8 |  | 66-101 Mineola | North Mineola | 69 | 69 | 1-1.6056 | 2.29 | 0.68 | 1 | 477.0 ACSR | 0 | 0 | 0 | 0 | 0 | 0 | 0 | 0 | 0 | 0 | 0 | 0 | 0 | 0 | 0 | 0 | 0 | 0 | 0 | 0 | 0 | 0 | 0 | 12
NO |  | 164 | 2011 | 15 | 9 | 9 |  |  |  | 0 | 0 | 2-0.6851 | 0 | 0 | 0 |  | 0 | 0 | 0 | 0 | 0 | 0 | 0 | 0 | 0 | 0 | 0 | 0 | 0 | 0 | 0 | 0 | 0 | 0 | 0 | 0 | 0 | 0 | 0 | 12
NO |  | 164 | 2011 | 15 | 10 | 10 |  | 66-102 Mount Pleasant | New Boston w/taps to Naples | 69 | 69 | 1-23.69 | 55.24 | 0 | 1 | 266.8 ACSR | 0 | 0 | 0 | 0 | 0 | 0 | 0 | 0 | 0 | 0 | 0 | 0 | 0 | 0 | 0 | 0 | 0 | 0 | 0 | 0 | 0 | 0 | 0 | 12
NO |  | 164 | 2011 | 15 | 11 | 11 |  |  | & Cookville | 0 | 0 | 2-31.55 | 0 | 0 | 0 | 397.0 ACSR | 0 | 0 | 0 | 0 | 0 | 0 | 0 | 0 | 0 | 0 | 0 | 0 | 0 | 0 | 0 | 0 | 0 | 0 | 0 | 0 | 0 | 0 | 0 | 12
NO |  | 164 | 2011 | 15 | 12 | 12 |  |  |  | 0 | 0 |  | 0 | 0 | 0 | 4/0 ACSR | 0 | 0 | 0 | 0 | 0 | 0 | 0 | 0 | 0 | 0 | 0 | 0 | 0 | 0 | 0 | 0 | 0 | 0 | 0 | 0 | 0 | 0 | 0 | 12
NO |  | 164 | 2011 | 15 | 13 | 13 |  | 66-107 New Boston | North New Boston | 69 | 69 | 1-1.3 | 1.3 | 0 | 1 | 666.0 ACSR | 0 | 0 | 0 | 0 | 0 | 0 | 0 | 0 | 0 | 0 | 0 | 0 | 0 | 0 | 0 | 0 | 0 | 0 | 0 | 0 | 0 | 0 | 0 | 12
NO |  | 164 | 2011 | 15 | 14 | 14 |  | 66-115 Petty | Pilgrim's Pride w/taps to | 69 | 69 | 1-1.55 | 1.55 | 0 | 1 | 1272.0 AAC | 0 | 0 | 0 | 0 | 0 | 0 | 0 | 0 | 0 | 0 | 0 | 0 | 0 | 0 | 0 | 0 | 0 | 0 | 0 | 0 | 0 | 0 | 0 | 12
NO |  | 164 | 2011 | 15 | 15 | 15 |  |  | Winfield, Mount Vernon & | 0 | 0 |  | 0 | 0 | 0 |  | 0 | 0 | 0 | 0 | 0 | 0 | 0 | 0 | 0 | 0 | 0 | 0 | 0 | 0 | 0 | 0 | 0 | 0 | 0 | 0 | 0 | 0 | 0 | 12
NO |  | 164 | 2011 | 15 | 16 | 16 |  |  | West Mount Pleasant | 0 | 0 |  | 0 | 0 | 0 |  | 0 | 0 | 0 | 0 | 0 | 0 | 0 | 0 | 0 | 0 | 0 | 0 | 0 | 0 | 0 | 0 | 0 | 0 | 0 | 0 | 0 | 0 | 0 | 12
NO |  | 164 | 2011 | 15 | 17 | 17 |  | 66-116 Petty | Pilgrim's Pride w/taps to | 69 | 69 | 1-15.66 | 16.33 | 0 | 1 | 1272.0 AAC | 0 | 0 | 0 | 0 | 0 | 0 | 0 | 0 | 0 | 0 | 0 | 0 | 0 | 0 | 0 | 0 | 0 | 0 | 0 | 0 | 0 | 0 | 0 | 12
NO |  | 164 | 2011 | 15 | 18 | 18 |  |  | Winfield, Mount Vernon & | 0 | 0 | 2-0.67 | 0 | 0 | 0 | 4/0 ACSR | 0 | 0 | 0 | 0 | 0 | 0 | 0 | 0 | 0 | 0 | 0 | 0 | 0 | 0 | 0 | 0 | 0 | 0 | 0 | 0 | 0 | 0 | 0 | 12
NO |  | 164 | 2011 | 15 | 19 | 19 |  |  | West Mount Pleasant | 0 | 0 |  | 0 | 0 | 0 | 477.0 ACSR | 0 | 0 | 0 | 0 | 0 | 0 | 0 | 0 | 0 | 0 | 0 | 0 | 0 | 0 | 0 | 0 | 0 | 0 | 0 | 0 | 0 | 0 | 0 | 12
NO |  | 164 | 2011 | 15 | 20 | 20 |  | 66-122 Southeast Longview | Whitney w/tap to Letoureau | 69 | 69 | 1-4.68 | 4.68 | 0 | 1 | 1024.0 ACAR | 0 | 0 | 0 | 0 | 0 | 0 | 0 | 0 | 0 | 0 | 0 | 0 | 0 | 0 | 0 | 0 | 0 | 0 | 0 | 0 | 0 | 0 | 0 | 12
NO |  | 164 | 2011 | 15 | 21 | 21 |  |  |  | 0 | 0 |  | 0 | 0 | 0 | 2/0 ACSR | 0 | 0 | 0 | 0 | 0 | 0 | 0 | 0 | 0 | 0 | 0 | 0 | 0 | 0 | 0 | 0 | 0 | 0 | 0 | 0 | 0 | 0 | 0 | 12
NO |  | 164 | 2011 | 15 | 22 | 22 |  |  |  | 0 | 0 |  | 0 | 0 | 0 | 2x795.0 ACSR | 0 | 0 | 0 | 0 | 0 | 0 | 0 | 0 | 0 | 0 | 0 | 0 | 0 | 0 | 0 | 0 | 0 | 0 | 0 | 0 | 0 | 0 | 0 | 12
NO |  | 164 | 2011 | 15 | 23 | 23 |  | 66-123 Taylor Street | Texarkana Operations Center | 69 | 69 | 1-2.96 | 2.96 | 0 | 1 | 666.0 ACSR | 0 | 0 | 0 | 0 | 0 | 0 | 0 | 0 | 0 | 0 | 0 | 0 | 0 | 0 | 0 | 0 | 0 | 0 | 0 | 0 | 0 | 0 | 0 | 12
NO |  | 164 | 2011 | 15 | 24 | 24 |  | 66-124 Taylor Street | Texarkana Plant | 69 | 69 | 1-2.86 | 2.86 | 0 | 1 | 1272.0 ACSR | 0 | 0 | 0 | 0 | 0 | 0 | 0 | 0 | 0 | 0 | 0 | 0 | 0 | 0 | 0 | 0 | 0 | 0 | 0 | 0 | 0 | 0 | 0 | 12
NO |  | 164 | 2011 | 15 | 25 | 25 |  | 66-125 Taylor Street | Thirty Ninth Street | 69 | 69 | 1-2.4 | 2.4 | 0 | 1 | 2x397.0 ACSR | 0 | 0 | 0 | 0 | 0 | 0 | 0 | 0 | 0 | 0 | 0 | 0 | 0 | 0 | 0 | 0 | 0 | 0 | 0 | 0 | 0 | 0 | 0 | 12
NO |  | 164 | 2011 | 15 | 26 | 26 |  | 66-128 Winfield | Winnsboro w/taps to Mount | 69 | 69 | 1-18.6941 | 31.59 | 2.71 | 1 | 2/0 ACSR | 0 | 0 | 0 | 0 | 0 | 0 | 0 | 0 | 0 | 0 | 0 | 0 | 0 | 0 | 0 | 0 | 0 | 0 | 0 | 0 | 0 | 0 | 0 | 12
NO |  | 164 | 2011 | 15 | 27 | 27 |  |  | Vernon & Texoma | 0 | 0 | 2-12.8976 | 0 | 0 | 0 | 336.4 ACSR | 0 | 0 | 0 | 0 | 0 | 0 | 0 | 0 | 0 | 0 | 0 | 0 | 0 | 0 | 0 | 0 | 0 | 0 | 0 | 0 | 0 | 0 | 0 | 12
NO |  | 164 | 2011 | 15 | 28 | 28 |  |  |  | 0 | 0 |  | 0 | 0 | 0 | 477.0 ACSR | 0 | 0 | 0 | 0 | 0 | 0 | 0 | 0 | 0 | 0 | 0 | 0 | 0 | 0 | 0 | 0 | 0 | 0 | 0 | 0 | 0 | 0 | 0 | 12
NO |  | 164 | 2011 | 15 | 29 | 29 |  | 66-203 Mount Pleasant | Petty | 69 | 69 | 1-2.06 | 2.06 | 0 | 1 | 755.0 ACAR | 0 | 0 | 0 | 0 | 0 | 0 | 0 | 0 | 0 | 0 | 0 | 0 | 0 | 0 | 0 | 0 | 0 | 0 | 0 | 0 | 0 | 0 | 0 | 12
NO |  | 164 | 2011 | 15 | 30 | 30 |  | 66-204 Mount Pleasant | West Mount Pleasant | 69 | 69 | 2-2.75 | 2.75 | 0 | 1 | 477.0 ACSR | 0 | 0 | 0 | 0 | 0 | 0 | 0 | 0 | 0 | 0 | 0 | 0 | 0 | 0 | 0 | 0 | 0 | 0 | 0 | 0 | 0 | 0 | 0 | 12
NO |  | 164 | 2011 | 15 | 31 | 31 |  | 66-210 North Mineola | Quitman | 69 | 69 |  | 0 | 9.42 | 1 | 1272.0 ACSR | 0 | 0 | 0 | 0 | 0 | 0 | 0 | 0 | 0 | 0 | 0 | 0 | 0 | 0 | 0 | 0 | 0 | 0 | 0 | 0 | 0 | 0 | 0 | 12
NO |  | 164 | 2011 | 15 | 32 | 32 |  | 66-212 Northwest Henderson | Poynter | 69 | 69 | 1-2.62 | 3.25 | 0 | 1 | 397.0 ACSR | 0 | 0 | 0 | 0 | 0 | 0 | 0 | 0 | 0 | 0 | 0 | 0 | 0 | 0 | 0 | 0 | 0 | 0 | 0 | 0 | 0 | 0 | 0 | 12
NO |  | 164 | 2011 | 15 | 33 | 33 |  |  |  | 0 | 0 | 2-0.63 | 0 | 0 | 0 |  | 0 | 0 | 0 | 0 | 0 | 0 | 0 | 0 | 0 | 0 | 0 | 0 | 0 | 0 | 0 | 0 | 0 | 0 | 0 | 0 | 0 | 0 | 0 | 12
NO |  | 164 | 2011 | 15 | 34 | 34 |  | 66-213 Overton | Turnertown | 69 | 69 | 1-6.02 | 8.29 | 0 | 1 | 2/0 ACSR | 0 | 0 | 0 | 0 | 0 | 0 | 0 | 0 | 0 | 0 | 0 | 0 | 0 | 0 | 0 | 0 | 0 | 0 | 0 | 0 | 0 | 0 | 0 | 12
NO |  | 164 | 2011 | 16 | 3 | 3 |  | 66-219 Quitman | Winnsboro w/tap to Quitman | 69 | 69 | 1-11.74 | 11.74 | 15.72 | 1 | 1/0 ACSR | 0 | 0 | 0 | 0 | 0 | 0 | 0 | 0 | 0 | 0 | 0 | 0 | 0 | 0 | 0 | 0 | 0 | 0 | 0 | 0 | 0 | 0 | 0 | 12
NO |  | 164 | 2011 | 16 | 4 | 4 |  |  | Magnolia | 0 | 0 |  | 0 | 0 | 0 | 477.0 ACSR | 0 | 0 | 0 | 0 | 0 | 0 | 0 | 0 | 0 | 0 | 0 | 0 | 0 | 0 | 0 | 0 | 0 | 0 | 0 | 0 | 0 | 0 | 0 | 12
NO |  | 164 | 2011 | 16 | 6 | 6 |  | 66-330 Carthage | Murvaul REC | 69 | 69 | 1-2.62 | 2.62 | 1.35 | 1 | 336.4 ACSR | 0 | 0 | 0 | 0 | 0 | 0 | 0 | 0 | 0 | 0 | 0 | 0 | 0 | 0 | 0 | 0 | 0 | 0 | 0 | 0 | 0 | 0 | 0 | 12
NO |  | 164 | 2011 | 16 | 7 | 7 |  |  |  | 0 | 0 |  | 0 | 0 | 0 | 397.0 ACSR | 0 | 0 | 0 | 0 | 0 | 0 | 0 | 0 | 0 | 0 | 0 | 0 | 0 | 0 | 0 | 0 | 0 | 0 | 0 | 0 | 0 | 0 | 0 | 12
NO |  | 164 | 2011 | 16 | 8 | 8 |  | 66-624 Vernon Main Street | Frederick Jct. | 69 | 69 | 1-7.19 | 7.19 | 0 | 1 | 238.9 ACSR | 0 | 0 | 0 | 0 | 0 | 0 | 0 | 0 | 0 | 0 | 0 | 0 | 0 | 0 | 0 | 0 | 0 | 0 | 0 | 0 | 0 | 0 | 0 | 12
NO |  | 164 | 2011 | 16 | 9 | 9 |  | 66-633 Marshall 138 | Marshall 69 | 69 | 69 | 1-0.1136 | 0.11 | 0 | 1 | 2x1272.0 AAC | 0 | 0 | 0 | 0 | 0 | 0 | 0 | 0 | 0 | 0 | 0 | 0 | 0 | 0 | 0 | 0 | 0 | 0 | 0 | 0 | 0 | 0 | 0 | 12
NO |  | 164 | 2011 | 16 | 10 | 10 |  | 66-800 (21046) Northwest | West Childress w/tap to | 69 | 69 | 1-33.81 | 34.61 | 0 | 1 | 336.4 ACSR | 0 | 0 | 0 | 0 | 0 | 0 | 0 | 0 | 0 | 0 | 0 | 0 | 0 | 0 | 0 | 0 | 0 | 0 | 0 | 0 | 0 | 0 | 0 | 12
NO |  | 164 | 2011 | 16 | 11 | 11 |  | Memphis | Amoco | 0 | 0 | 2-0.8 | 0 | 0 | 0 | 4/0 ACSR | 0 | 0 | 0 | 0 | 0 | 0 | 0 | 0 | 0 | 0 | 0 | 0 | 0 | 0 | 0 | 0 | 0 | 0 | 0 | 0 | 0 | 0 | 0 | 12
NO |  | 164 | 2011 | 0 | 36 | 36 |  | TOTAL |  | 0 | 0 |  | 3917.1 | 103.48 | 303 |  | 56537973 | 549119289 | 605657262 | 216809 | 4846762 | 0 | 5063571 | 0 | 0 | 0 | 0 | 0 | 0 | 0 | 0 | 0 | 0 | 0 | 0 | 0 | 0 | 0 | 0 | 12
NO |  | 164 | 2011 | 5 | 10 | 10 |  | TL331 Caplis | McDade | 138 | 138 | 2-7.87 | 7.87 | 0 | 0 |  | 0 | 0 | 0 | 0 | 0 | 0 | 0 | 0 | 0 | 0 | 0 | 0 | 0 | 0 | 0 | 0 | 0 | 0 | 0 | 0 | 0 | 0 | 0 | 12
NO |  | 164 | 2011 | 5 | 12 | 12 |  | Subtotal 138 kV in LA |  | 0 | 0 |  | 259.05 | 3.49 | 28 |  | 0 | 0 | 0 | 0 | 0 | 0 | 0 | 0 | 0 | 0 | 0 | 0 | 0 | 0 | 0 | 0 | 0 | 0 | 0 | 0 | 0 | 0 | 0 | 12
NO |  | 164 | 2011 | 5 | 20 | 20 |  |  | (Interconnect) | 0 | 0 |  | 0 | 0 | 0 | 795.0 ACSR | 0 | 0 | 0 | 0 | 0 | 0 | 0 | 0 | 0 | 0 | 0 | 0 | 0 | 0 | 0 | 0 | 0 | 0 | 0 | 0 | 0 | 0 | 0 | 12
NO |  | 164 | 2011 | 5 | 22 | 22 |  | Subtotal 138 kV in OK |  | 0 | 0 |  | 37.27 | 0 | 3 |  | 0 | 0 | 0 | 0 | 0 | 0 | 0 | 0 | 0 | 0 | 0 | 0 | 0 | 0 | 0 | 0 | 0 | 0 | 0 | 0 | 0 | 0 | 0 | 12
NO |  | 164 | 2011 | 7 | 35 | 35 |  | 81-078 Camp County | Pittsburg | 138 | 138 | 1-4.3419 | 4.34 | 0 | 1 | 1272.0 ACSR | 0 | 0 | 0 | 0 | 0 | 0 | 0 | 0 | 0 | 0 | 0 | 0 | 0 | 0 | 0 | 0 | 0 | 0 | 0 | 0 | 0 | 0 | 0 | 12
NO |  | 164 | 2011 | 8 | 7 | 7 |  |  |  | 0 | 0 | 2-10.308 | 0 | 0 | 0 | 2x397.0 ACSR | 0 | 0 | 0 | 0 | 0 | 0 | 0 | 0 | 0 | 0 | 0 | 0 | 0 | 0 | 0 | 0 | 0 | 0 | 0 | 0 | 0 | 0 | 0 | 12
NO |  | 164 | 2011 | 8 | 9 | 9 |  |  |  | 0 | 0 | 2-51.35 | 0 | 0 | 0 |  | 0 | 0 | 0 | 0 | 0 | 0 | 0 | 0 | 0 | 0 | 0 | 0 | 0 | 0 | 0 | 0 | 0 | 0 | 0 | 0 | 0 | 0 | 0 | 12
NO |  | 164 | 2011 | 8 | 19 | 19 |  | 81-051 Okay | Hope | 115 | 138 | 1-15.5 | 15.5 | 0 | 1 | 1591 ACSR | 0 | 0 | 0 | 0 | 0 | 0 | 0 | 0 | 0 | 0 | 0 | 0 | 0 | 0 | 0 | 0 | 0 | 0 | 0 | 0 | 0 | 0 | 0 | 12
NO |  | 164 | 2011 | 8 | 21 | 21 |  | 81-053 AECC Fulton Plant | Entergy Patmos | 115 | 115 | 2-7.1 | 7.1 | 0 | 1 | 1272.0 ACSR | 0 | 0 | 0 | 0 | 0 | 0 | 0 | 0 | 0 | 0 | 0 | 0 | 0 | 0 | 0 | 0 | 0 | 0 | 0 | 0 | 0 | 0 | 0 | 12
NO |  | 164 | 2011 | 8 | 24 | 24 |  | Subtotal 115 kV in AR |  | 0 | 0 |  | 41.92 | 0 | 4 |  | 0 | 0 | 0 | 0 | 0 | 0 | 0 | 0 | 0 | 0 | 0 | 0 | 0 | 0 | 0 | 0 | 0 | 0 | 0 | 0 | 0 | 0 | 0 | 12
NO |  | 164 | 2011 | 8 | 26 | 26 |  | 115 kV in LA |  | 0 | 0 |  | 0 | 0 | 0 |  | 0 | 0 | 0 | 0 | 0 | 0 | 0 | 0 | 0 | 0 | 0 | 0 | 0 | 0 | 0 | 0 | 0 | 0 | 0 | 0 | 0 | 0 | 0 | 12
NO |  | 164 | 2011 | 8 | 29 | 29 |  | Subtotal 115 kV in LA |  | 0 | 0 |  | 0.64 | 0 | 1 |  | 0 | 0 | 0 | 0 | 0 | 0 | 0 | 0 | 0 | 0 | 0 | 0 | 0 | 0 | 0 | 0 | 0 | 0 | 0 | 0 | 0 | 0 | 0 | 12
NO |  | 164 | 2011 | 8 | 31 | 31 |  | 115 kV in TX |  | 0 | 0 |  | 0 | 0 | 0 |  | 0 | 0 | 0 | 0 | 0 | 0 | 0 | 0 | 0 | 0 | 0 | 0 | 0 | 0 | 0 | 0 | 0 | 0 | 0 | 0 | 0 | 0 | 0 | 12
NO |  | 164 | 2011 | 9 | 35 | 35 |  | 66-043 East Rogers | North Rogers | 69 | 69 | 1-1.95 | 1.95 | 0 | 1 | 2x397.0 ACSR | 0 | 0 | 0 | 0 | 0 | 0 | 0 | 0 | 0 | 0 | 0 | 0 | 0 | 0 | 0 | 0 | 0 | 0 | 0 | 0 | 0 | 0 | 0 | 12
NO |  | 164 | 2011 | 10 | 29 | 29 |  |  |  | 0 | 0 | 2-19.37 | 0 | 0 | 0 |  | 0 | 0 | 0 | 0 | 0 | 0 | 0 | 0 | 0 | 0 | 0 | 0 | 0 | 0 | 0 | 0 | 0 | 0 | 0 | 0 | 0 | 0 | 0 | 12
NO |  | 164 | 2011 | 11 | 35 | 35 |  | 66-076 Jefferson | Superior | 69 | 69 | 2-3.4 | 3.4 | 0 | 1 | 266.8 ACSR | 0 | 0 | 0 | 0 | 0 | 0 | 0 | 0 | 0 | 0 | 0 | 0 | 0 | 0 | 0 | 0 | 0 | 0 | 0 | 0 | 0 | 0 | 0 | 12
NO |  | 164 | 2011 | 12 | 21 | 21 |  | TL347 E Leesville | Hicks | 69 | 69 |  | 16.38 | 0 | 1 | 336.4 kCM ACSR | 0 | 0 | 0 | 0 | 0 | 0 | 0 | 0 | 0 | 0 | 0 | 0 | 0 | 0 | 0 | 0 | 0 | 0 | 0 | 0 | 0 | 0 | 0 | 12
NO |  | 164 | 2011 | 13 | 35 | 35 |  | 66-057 Gilmer | Perdue | 69 | 69 | 1-11.44 | 11.44 | 0 | 1 | 397.0 ACSR | 0 | 0 | 0 | 0 | 0 | 0 | 0 | 0 | 0 | 0 | 0 | 0 | 0 | 0 | 0 | 0 | 0 | 0 | 0 | 0 | 0 | 0 | 0 | 12
NO |  | 164 | 2011 | 15 | 35 | 35 |  |  |  | 0 | 0 | 2-2.27 | 0 | 0 | 0 |  | 0 | 0 | 0 | 0 | 0 | 0 | 0 | 0 | 0 | 0 | 0 | 0 | 0 | 0 | 0 | 0 | 0 | 0 | 0 | 0 | 0 | 0 | 0 | 12
NO |  | 164 | 2011 | 16 | 12 | 12 |  | 66-802 (21047) Clarendon | Jericho | 69 | 69 | 1-18.72 | 18.72 | 0 | 1 | 336.4 ACSR | 0 | 0 | 0 | 0 | 0 | 0 | 0 | 0 | 0 | 0 | 0 | 0 | 0 | 0 | 0 | 0 | 0 | 0 | 0 | 0 | 0 | 0 | 0 | 12
NO |  | 164 | 2011 | 12 | 22 | 22 |  | TL355 Interconnect | Verda | 13.8 | 69 |  | 6.42 | 0 | 1 | 336.4 kCM ACSR | 0 | 0 | 0 | 0 | 0 | 0 | 0 | 0 | 0 | 0 | 0 | 0 | 0 | 0 | 0 | 0 | 0 | 0 | 0 | 0 | 0 | 0 | 0 | 12
NO |  | 164 | 2011 | 14 | 1 | 1 |  | 66-058 Gilmer | Pittsburg w/tap to | 69 | 69 | 1-24.47 | 24.47 | 0 | 1 | 2/0 ACSR | 0 | 0 | 0 | 0 | 0 | 0 | 0 | 0 | 0 | 0 | 0 | 0 | 0 | 0 | 0 | 0 | 0 | 0 | 0 | 0 | 0 | 0 | 0 | 12
NO |  | 164 | 2011 | 16 | 1 | 1 |  | 66-217 Pittsburg | Winnsboro w/tap to Ferndale | 69 | 69 | 1-23.1680 | 23.17 | 0.93 | 1 | 266.8 ACSR | 0 | 0 | 0 | 0 | 0 | 0 | 0 | 0 | 0 | 0 | 0 | 0 | 0 | 0 | 0 | 0 | 0 | 0 | 0 | 0 | 0 | 0 | 0 | 12
NO |  | 164 | 2011 | 16 | 13 | 13 |  | 66-803 (21176) Vernon Main | WFEC Russell (Interconnect) | 69 | 69 | 2-4.34 | 4.34 | 0 | 1 | 477.0 ACSR | 0 | 0 | 0 | 0 | 0 | 0 | 0 | 0 | 0 | 0 | 0 | 0 | 0 | 0 | 0 | 0 | 0 | 0 | 0 | 0 | 0 | 0 | 0 | 12
NO |  | 164 | 2011 | 16 | 15 | 15 |  |  | (Interconnect) | 0 | 0 | 2-16.915 | 0 | 0 | 0 |  | 0 | 0 | 0 | 0 | 0 | 0 | 0 | 0 | 0 | 0 | 0 | 0 | 0 | 0 | 0 | 0 | 0 | 0 | 0 | 0 | 0 | 0 | 0 | 12
NO |  | 164 | 2011 | 16 | 20 | 20 |  | Total 69 kV SWEPCO |  | 0 | 0 |  | 1551.11 | 59.31 | 146 |  | 0 | 0 | 0 | 0 | 0 | 0 | 0 | 0 | 0 | 0 | 0 | 0 | 0 | 0 | 0 | 0 | 0 | 0 | 0 | 0 | 0 | 0 | 0 | 12
NO |  | 164 | 2011 | 9 | 1 | 1 |  | 69 kV in AR |  | 0 | 0 |  | 0 | 0 | 0 |  | 0 | 0 | 0 | 0 | 0 | 0 | 0 | 0 | 0 | 0 | 0 | 0 | 0 | 0 | 0 | 0 | 0 | 0 | 0 | 0 | 0 | 0 | 0 | 12
NO |  | 164 | 2011 | 10 | 1 | 1 |  | 66-061 Greenland | Prairie Grove | 69 | 69 | 2-8.04 | 8.04 | 0.52 | 1 | 477.0 ACSR | 0 | 0 | 0 | 0 | 0 | 0 | 0 | 0 | 0 | 0 | 0 | 0 | 0 | 0 | 0 | 0 | 0 | 0 | 0 | 0 | 0 | 0 | 0 | 12
NO |  | 164 | 2011 | 10 | 30 | 30 |  | 66-640 North Huntington | Waldron (N.O.) | 69 | 69 | 1-14.21 | 14.21 | 6.94 | 1 | 477.0 ACSR | 0 | 0 | 0 | 0 | 0 | 0 | 0 | 0 | 0 | 0 | 0 | 0 | 0 | 0 | 0 | 0 | 0 | 0 | 0 | 0 | 0 | 0 | 0 | 12
NO |  | 164 | 2011 | 10 | 32 | 32 |  | Subtotal 69 kV in AR |  | 0 | 0 |  | 433.78 | 10.07 | 35 |  | 0 | 0 | 0 | 0 | 0 | 0 | 0 | 0 | 0 | 0 | 0 | 0 | 0 | 0 | 0 | 0 | 0 | 0 | 0 | 0 | 0 | 0 | 0 | 12
NO |  | 164 | 2011 | 12 | 1 | 1 |  | 66-086 Logansport | Stanley (PHEC) | 69 | 69 | 1-6.82 | 6.82 | 0.18 | 1 | 1/0 ACSR | 0 | 0 | 0 | 0 | 0 | 0 | 0 | 0 | 0 | 0 | 0 | 0 | 0 | 0 | 0 | 0 | 0 | 0 | 0 | 0 | 0 | 0 | 0 | 12
NO |  | 164 | 2011 | 12 | 23 | 23 |  | TL354 Bayou-Pierre | Kingston | 69 | 69 |  | 9 | 0 | 0 |  | 0 | 0 | 0 | 0 | 0 | 0 | 0 | 0 | 0 | 0 | 0 | 0 | 0 | 0 | 0 | 0 | 0 | 0 | 0 | 0 | 0 | 0 | 0 | 12
NO |  | 164 | 2011 | 12 | 25 | 25 |  | Subtotal 69 kV in LA |  | 0 | 0 |  | 338.61 | 6.28 | 40 |  | 0 | 0 | 0 | 0 | 0 | 0 | 0 | 0 | 0 | 0 | 0 | 0 | 0 | 0 | 0 | 0 | 0 | 0 | 0 | 0 | 0 | 0 | 0 | 12
NO |  | 164 | 2011 | 14 | 2 | 2 |  |  | Pittsburg Steel | 0 | 0 |  | 0 | 0 | 0 | 336.4 ACSR | 0 | 0 | 0 | 0 | 0 | 0 | 0 | 0 | 0 | 0 | 0 | 0 | 0 | 0 | 0 | 0 | 0 | 0 | 0 | 0 | 0 | 0 | 0 | 12
NO |  | 164 | 2011 | 16 | 2 | 2 |  |  | Lake | 0 | 0 |  | 0 | 0 | 0 | 477.0 ACSR | 0 | 0 | 0 | 0 | 0 | 0 | 0 | 0 | 0 | 0 | 0 | 0 | 0 | 0 | 0 | 0 | 0 | 0 | 0 | 0 | 0 | 0 | 0 | 12
NO |  | 164 | 2011 | 16 | 14 | 14 |  | 66-804 (21200) Shamrock | SPS Magic City | 69 | 69 | 1-0.85 | 17 | 0 | 1 | 2/0 ACSR | 0 | 0 | 0 | 0 | 0 | 0 | 0 | 0 | 0 | 0 | 0 | 0 | 0 | 0 | 0 | 0 | 0 | 0 | 0 | 0 | 0 | 0 | 0 | 12
NO |  | 164 | 2011 | 16 | 16 | 16 |  | 66-806 (21508) Clarendon | Northwest Memphis | 69 | 69 | 1-25.8 | 25.8 | 0 | 1 | 336.4 ACSR | 0 | 0 | 0 | 0 | 0 | 0 | 0 | 0 | 0 | 0 | 0 | 0 | 0 | 0 | 0 | 0 | 0 | 0 | 0 | 0 | 0 | 0 | 0 | 12
NO |  | 164 | 2011 | 16 | 18 | 18 |  | Subtotal 69 kV in TX |  | 0 | 0 |  | 778.72 | 42.96 | 71 |  | 0 | 0 | 0 | 0 | 0 | 0 | 0 | 0 | 0 | 0 | 0 | 0 | 0 | 0 | 0 | 0 | 0 | 0 | 0 | 0 | 0 | 0 | 0 | 12
NO |  | 164 | 2011 | 16 | 22 | 22 |  | Line Costs and expenses are | not available by individual | 0 | 0 |  | 0 | 0 | 0 |  | 56537973 | 549119289 | 605657262 | 216809 | 4846762 | 0 | 5063571 | 0 | 0 | 0 | 0 | 0 | 0 | 0 | 0 | 0 | 0 | 0 | 0 | 0 | 0 | 0 | 0 | 12
NO |  | 164 | 2011 | 16 | 23 | 23 |  | transmission line. | Total shown in Column j-p | 0 | 0 |  | 0 | 0 | 0 |  | 0 | 0 | 0 | 0 | 0 | 0 | 0 | 0 | 0 | 0 | 0 | 0 | 0 | 0 | 0 | 0 | 0 | 0 | 0 | 0 | 0 | 0 | 0 | 12
NO |  | 164 | 2011 | 7 | 1 | 1 |  | 81-042 Brady (Exxon Mobil) | North Mineola | 138 | 138 | 2-16.88 | 19.37 | 0 | 1 | 2x397.0 ACSR | 0 | 0 | 0 | 0 | 0 | 0 | 0 | 0 | 0 | 0 | 0 | 0 | 0 | 0 | 0 | 0 | 0 | 0 | 0 | 0 | 0 | 0 | 0 | 12
NO |  | 164 | 2011 | 8 | 1 | 1 |  | 81-079 Pittsburg | Winnsboro | 138 | 138 | 1-20.2818 | 20.28 | 0.89 | 1 | 1590 ACSR | 0 | 0 | 0 | 0 | 0 | 0 | 0 | 0 | 0 | 0 | 0 | 0 | 0 | 0 | 0 | 0 | 0 | 0 | 0 | 0 | 0 | 0 | 0 | 12
NO |  | 164 | 2011 | 8 | 8 | 8 |  | 81-900 (21048) Shamrock | West Childress | 138 | 138 | 1-4.92 | 56.27 | 0 | 1 | 477.0 ACSR | 0 | 0 | 0 | 0 | 0 | 0 | 0 | 0 | 0 | 0 | 0 | 0 | 0 | 0 | 0 | 0 | 0 | 0 | 0 | 0 | 0 | 0 | 0 | 12
NO |  | 164 | 2011 | 8 | 10 | 10 |  | 81-901 (21085) Lake Pauline | West Childress | 138 | 138 | 2-35.14 | 35.14 | 0 | 1 | 477.0 ACSR | 0 | 0 | 0 | 0 | 0 | 0 | 0 | 0 | 0 | 0 | 0 | 0 | 0 | 0 | 0 | 0 | 0 | 0 | 0 | 0 | 0 | 0 | 0 | 12
NO |  | 164 | 2011 | 8 | 12 | 12 |  | Subtotal 138 kV in TX |  | 0 | 0 |  | 871.79 | 10.38 | 52 |  | 0 | 0 | 0 | 0 | 0 | 0 | 0 | 0 | 0 | 0 | 0 | 0 | 0 | 0 | 0 | 0 | 0 | 0 | 0 | 0 | 0 | 0 | 0 | 12
NO |  | 164 | 2011 | 8 | 20 | 20 |  | 81-052 Okay | Patterson | 115 | 138 | 1-19.31 | 19.31 | 0 | 1 | 1590 ACSR | 0 | 0 | 0 | 0 | 0 | 0 | 0 | 0 | 0 | 0 | 0 | 0 | 0 | 0 | 0 | 0 | 0 | 0 | 0 | 0 | 0 | 0 | 0 | 12
NO |  | 164 | 2011 | 8 | 22 | 22 |  | (Interconnect) | (Interconnect) | 0 | 0 |  | 0 | 0 | 0 | 666.0 ACSR | 0 | 0 | 0 | 0 | 0 | 0 | 0 | 0 | 0 | 0 | 0 | 0 | 0 | 0 | 0 | 0 | 0 | 0 | 0 | 0 | 0 | 0 | 0 | 12
NO |  | 164 | 2011 | 8 | 27 | 27 |  | TL357 Interconnect | Jeld-Wen | 115 | 115 |  | 0.64 | 0 | 1 | 336.4 kCM ACSR | 0 | 0 | 0 | 0 | 0 | 0 | 0 | 0 | 0 | 0 | 0 | 0 | 0 | 0 | 0 | 0 | 0 | 0 | 0 | 0 | 0 | 0 | 0 | 12
NO |  | 164 | 2011 | 8 | 32 | 32 |  | 81-902 (21149) Shamrock | SPS Nichols (Interconnect) | 115 | 115 | 1-14.24 | 14.24 | 0 | 1 | 4/0 ACSR | 0 | 0 | 0 | 0 | 0 | 0 | 0 | 0 | 0 | 0 | 0 | 0 | 0 | 0 | 0 | 0 | 0 | 0 | 0 | 0 | 0 | 0 | 0 | 12
NO |  | 164 | 2011 | 8 | 34 | 34 |  | Subtotal 115 kV in TX |  | 0 | 0 |  | 14.24 | 0 | 1 |  | 0 | 0 | 0 | 0 | 0 | 0 | 0 | 0 | 0 | 0 | 0 | 0 | 0 | 0 | 0 | 0 | 0 | 0 | 0 | 0 | 0 | 0 | 0 | 12
NO |  | 164 | 2011 | 8 | 35 | 35 |  | Total 115 kV SWEPCO |  | 0 | 0 |  | 56.8 | 0 | 6 |  | 0 | 0 | 0 | 0 | 0 | 0 | 0 | 0 | 0 | 0 | 0 | 0 | 0 | 0 | 0 | 0 | 0 | 0 | 0 | 0 | 0 | 0 | 0 | 12
NO |  | 6 | 2011 | 0 | 1 | 1 |  | STATE OF TENNESSEE |  | 0 | 0 |  | 0 | 0 | 0 |  | 0 | 0 | 0 | 0 | 0 | 0 | 0 | 0 | 0 | 0 | 0 | 0 | 0 | 0 | 0 | 0 | 0 | 0 | 0 | 0 | 0 | 0 | 0 | 12
NO |  | 6 | 2011 | 0 | 3 | 3 |  | 0188 BRADFORD, VA | SULLIVAN, TN | 500 | 500 | ST | 0.17 | 0 | 1 | 2049KCM ACAR | 2967 | 38696 | 41663 | 0 | 0 | 0 | 0 | 0 | 0 | 0 | 0 | 0 | 0 | 0 | 0 | 0 | 0 | 0 | 0 | 0 | 0 | 0 | 0 | 12
NO |  | 6 | 2011 | 0 | 4 | 4 |  | 0400 CANE RIVER, TN CIR-A | NAGEL, TN | 230 | 230 | ST | 45.58 | 0 | 1 | 1590KCM ACSR | 4474347 | 18205365 | 22679712 | 0 | 0 | 0 | 0 | 0 | 0 | 0 | 0 | 0 | 0 | 0 | 0 | 0 | 0 | 0 | 0 | 0 | 0 | 0 | 0 | 12
NO |  | 6 | 2011 | 0 | 5 | 5 |  | CANE RIVER, TN CIR-B | NAGEL, TN | 230 | 230 | ST | 0.69 | 44.9 | 1 | 1590KCM ACSR | 0 | 0 | 0 | 0 | 0 | 0 | 0 | 0 | 0 | 0 | 0 | 0 | 0 | 0 | 0 | 0 | 0 | 0 | 0 | 0 | 0 | 0 | 0 | 12
NO |  | 6 | 2011 | 0 | 6 | 6 |  | 0351 CLINCH RIVER, VA | NAGEL, TN | 138 | 138 | ST | 0.19 | 0 | 1 | 1590KCM ACSR | 1099 | 155842 | 156941 | 0 | 0 | 0 | 0 | 0 | 0 | 0 | 0 | 0 | 0 | 0 | 0 | 0 | 0 | 0 | 0 | 0 | 0 | 0 | 0 | 12
NO |  | 6 | 2011 | 0 | 7 | 7 |  | 0353 NAGEL, TN | REEDY CREEK, TN | 138 | 138 | ST | 0 | 0.19 | 1 | 1590KCM ACSR | 0 | 12972 | 12972 | 0 | 0 | 0 | 0 | 0 | 0 | 0 | 0 | 0 | 0 | 0 | 0 | 0 | 0 | 0 | 0 | 0 | 0 | 0 | 0 | 12
NO |  | 6 | 2011 | 0 | 8 | 8 |  | 0349 BROADFORD, VA | NAGEL, TN | 138 | 138 | ST | 12.63 | 0 | 1 | 397KCM ACSR | 190745 | 540192 | 730937 | 0 | 0 | 0 | 0 | 0 | 0 | 0 | 0 | 0 | 0 | 0 | 0 | 0 | 0 | 0 | 0 | 0 | 0 | 0 | 0 | 12
NO |  | 6 | 2011 | 0 | 9 | 9 |  |  |  | 0 | 0 | WP | 0.15 | 0 | 0 |  | 0 | 0 | 0 | 0 | 0 | 0 | 0 | 0 | 0 | 0 | 0 | 0 | 0 | 0 | 0 | 0 | 0 | 0 | 0 | 0 | 0 | 0 | 0 | 12
NO |  | 6 | 2011 | 0 | 10 | 10 |  | 0355 NAGEL, TN | WEST KINGSPORT, TN | 138 | 138 | ST | 0 | 1.27 | 1 | 556KCM | 0 | 97891 | 97891 | 0 | 0 | 0 | 0 | 0 | 0 | 0 | 0 | 0 | 0 | 0 | 0 | 0 | 0 | 0 | 0 | 0 | 0 | 0 | 0 | 12
NO |  | 6 | 2011 | 0 | 11 | 11 |  |  |  | 0 | 0 | WP | 0 | 0.25 | 0 |  | 0 | 0 | 0 | 0 | 0 | 0 | 0 | 0 | 0 | 0 | 0 | 0 | 0 | 0 | 0 | 0 | 0 | 0 | 0 | 0 | 0 | 0 | 0 | 12
NO |  | 6 | 2011 | 0 | 12 | 12 |  | 0176 NORTH BRISTOL, VA | WEST KINGSPORT, VA | 138 | 138 | ST | 5.7 | 11.27 | 1 | 397KCM ACSR | 39359 | 341016 | 380375 | 0 | 0 | 0 | 0 | 0 | 0 | 0 | 0 | 0 | 0 | 0 | 0 | 0 | 0 | 0 | 0 | 0 | 0 | 0 | 0 | 12
NO |  | 6 | 2011 | 0 | 13 | 13 |  | HOLSTON, TN | REEDY CREEK, TN | 138 | 138 | ST | 0 | 5.62 | 1 | 397KCM ACSR | 0 | 0 | 0 | 0 | 0 | 0 | 0 | 0 | 0 | 0 | 0 | 0 | 0 | 0 | 0 | 0 | 0 | 0 | 0 | 0 | 0 | 0 | 0 | 12
NO |  | 6 | 2011 | 0 | 14 | 14 |  | 0179 BOONE DAM, TN | HOLSTON, TN | 138 | 138 | ST | 0.19 | 0 | 1 | 636KCM ACSR | 74007 | 830271 | 904278 | 0 | 0 | 0 | 0 | 0 | 0 | 0 | 0 | 0 | 0 | 0 | 0 | 0 | 0 | 0 | 0 | 0 | 0 | 0 | 0 | 12
NO |  | 6 | 2011 | 0 | 15 | 15 |  |  |  | 0 | 0 | WP | 7.71 | 0 | 0 |  | 0 | 0 | 0 | 0 | 0 | 0 | 0 | 0 | 0 | 0 | 0 | 0 | 0 | 0 | 0 | 0 | 0 | 0 | 0 | 0 | 0 | 0 | 0 | 12
NO |  | 6 | 2011 | 0 | 16 | 16 |  | 0180 HOLSTON, TN | WALTERS, NC | 138 | 138 | ST | 65.16 | 0 | 1 | 250KCM CU | 85926 | 939854 | 1025780 | 0 | 0 | 0 | 0 | 0 | 0 | 0 | 0 | 0 | 0 | 0 | 0 | 0 | 0 | 0 | 0 | 0 | 0 | 0 | 0 | 12
NO |  | 6 | 2011 | 0 | 18 | 18 |  | STATE OF VIRGINIA |  | 0 | 0 |  | 0 | 0 | 0 |  | 0 | 0 | 0 | 0 | 0 | 0 | 0 | 0 | 0 | 0 | 0 | 0 | 0 | 0 | 0 | 0 | 0 | 0 | 0 | 0 | 0 | 0 | 0 | 12
NO |  | 6 | 2011 | 0 | 20 | 20 |  | 0186 BAKER, KY | BROADFORD, VA | 765 | 765 | ST | 0.45 | 0 | 1 | 954KCM ACSR | 1164349 | 11884444 | 13048793 | 0 | 0 | 0 | 0 | 0 | 0 | 0 | 0 | 0 | 0 | 0 | 0 | 0 | 0 | 0 | 0 | 0 | 0 | 0 | 0 | 12
NO |  | 6 | 2011 | 0 | 21 | 21 |  |  |  | 0 | 0 | AT | 47.26 | 0 | 0 |  | 0 | 0 | 0 | 0 | 0 | 0 | 0 | 0 | 0 | 0 | 0 | 0 | 0 | 0 | 0 | 0 | 0 | 0 | 0 | 0 | 0 | 0 | 0 | 12
NO |  | 6 | 2011 | 0 | 22 | 22 |  | 0187 BROADFORD, VA | JACKSONS FERRY, VA | 765 | 765 | ST | 48.87 | 0 | 1 | 954KCM ACSR | 793194 | 9567297 | 10360491 | 0 | 0 | 0 | 0 | 0 | 0 | 0 | 0 | 0 | 0 | 0 | 0 | 0 | 0 | 0 | 0 | 0 | 0 | 0 | 0 | 12
NO |  | 6 | 2011 | 0 | 23 | 23 |  | 0253 CLOVERDALE, VA | JACKSONS FERRY, VA | 765 | 765 | ST | 65.16 | 0 | 1 | 954KCM ACSR | 1753895 | 15186002 | 16939897 | 0 | 0 | 0 | 0 | 0 | 0 | 0 | 0 | 0 | 0 | 0 | 0 | 0 | 0 | 0 | 0 | 0 | 0 | 0 | 0 | 12
NO |  | 6 | 2011 | 0 | 24 | 24 |  | 0310 CLOVERDALE, VA | JOSHUA FALLS, VA | 765 | 765 | ST | 56.65 | 0 | 1 | 1351KCM ACSR | 3581956 | 19370162 | 22952118 | 0 | 0 | 0 | 0 | 0 | 0 | 0 | 0 | 0 | 0 | 0 | 0 | 0 | 0 | 0 | 0 | 0 | 0 | 0 | 0 | 12
NO |  | 6 | 2011 | 0 | 25 | 25 |  | 0406 JACKSON FERRY | WYOMING | 765 | 765 | ST | 57.42 | 0 | 1 | 795 KCM ACSR | 15809308 | 158673892 | 174483200 | 0 | 0 | 0 | 0 | 0 | 0 | 0 | 0 | 0 | 0 | 0 | 0 | 0 | 0 | 0 | 0 | 0 | 0 | 0 | 0 | 12
NO |  | 6 | 2011 | 0 | 26 | 26 |  | 0334 AXTON, VA | JACKSONS FERRY, VA | 765 | 765 | ST | 73.48 | 0 | 1 | 1351KCM ACSR | 8049898 | 40768642 | 48818540 | 0 | 0 | 0 | 0 | 0 | 0 | 0 | 0 | 0 | 0 | 0 | 0 | 0 | 0 | 0 | 0 | 0 | 0 | 0 | 0 | 12
NO |  | 6 | 2011 | 0 | 27 | 27 |  | 0181 BROADFORD, VA | SULLIVAN, TN | 500 | 500 | ST | 33.35 | 0 | 1 | 2049KCM ACAR | 679635 | 14923606 | 15603241 | 0 | 0 | 0 | 0 | 0 | 0 | 0 | 0 | 0 | 0 | 0 | 0 | 0 | 0 | 0 | 0 | 0 | 0 | 0 | 0 | 12
NO |  | 6 | 2011 | 0 | 28 | 28 |  | 0001CLOVERDALE, VA | LEXINGTON, VA | 500 | 500 | ST | 36.18 | 0 | 1 | 2049KCM ACAR | 547308 | 3800210 | 4347518 | 0 | 0 | 0 | 0 | 0 | 0 | 0 | 0 | 0 | 0 | 0 | 0 | 0 | 0 | 0 | 0 | 0 | 0 | 0 | 0 | 12
NO |  | 6 | 2011 | 0 | 29 | 29 |  | 0182 JACKSONS FERRY, VA | MCGUIRE, NC | 500 | 500 | ST | 25.68 | 0 | 1 | 2049KCM ACAR | 429222 | 3174063 | 3603285 | 0 | 0 | 0 | 0 | 0 | 0 | 0 | 0 | 0 | 0 | 0 | 0 | 0 | 0 | 0 | 0 | 0 | 0 | 0 | 0 | 12
NO |  | 6 | 2011 | 0 | 30 | 30 |  | KANAWHA, WV | MATT FUNK, VA | 345 | 345 | ST | 8.26 | 0 | 1 | 1563KCM ACAR | 0 | 0 | 0 | 0 | 0 | 0 | 0 | 0 | 0 | 0 | 0 | 0 | 0 | 0 | 0 | 0 | 0 | 0 | 0 | 0 | 0 | 0 | 0 | 12
NO |  | 6 | 2011 | 0 | 31 | 31 |  |  |  | 0 | 0 | AT | 34.05 | 0 | 0 |  | 0 | 0 | 0 | 0 | 0 | 0 | 0 | 0 | 0 | 0 | 0 | 0 | 0 | 0 | 0 | 0 | 0 | 0 | 0 | 0 | 0 | 0 | 0 | 12
NO |  | 6 | 2011 | 0 | 32 | 32 |  | 0008 CLOVERDALE, VA | MATT FUNK, VA | 345 | 345 | ST | 0 | 8.26 | 1 | 954 KCM ACSR | 727018 | 5070108 | 5797126 | 0 | 0 | 0 | 0 | 0 | 0 | 0 | 0 | 0 | 0 | 0 | 0 | 0 | 0 | 0 | 0 | 0 | 0 | 0 | 0 | 12
NO |  | 6 | 2011 | 0 | 33 | 33 |  |  |  | 0 | 0 | AT | 19.02 | 0 | 0 |  | 0 | 0 | 0 | 0 | 0 | 0 | 0 | 0 | 0 | 0 | 0 | 0 | 0 | 0 | 0 | 0 | 0 | 0 | 0 | 0 | 0 | 0 | 0 | 12
NO |  | 6 | 2011 | 0 | 34 | 34 |  | EAST DANVILLE NO. 1, VA | ROXBORO, NC | 230 | 230 | ST | 7.63 | 0 | 1 | 1590KCM ACSR | 0 | 0 | 0 | 0 | 0 | 0 | 0 | 0 | 0 | 0 | 0 | 0 | 0 | 0 | 0 | 0 | 0 | 0 | 0 | 0 | 0 | 0 | 0 | 12
NO |  | 6 | 2011 | 0 | 35 | 35 |  | 0142 EAST DANVILLE NO. 2,VA | ROXBORO, NC | 230 | 230 | ST | 0 | 7.63 | 1 | 1590KCM ACSR | 443321 | 3241648 | 3684969 | 0 | 0 | 0 | 0 | 0 | 0 | 0 | 0 | 0 | 0 | 0 | 0 | 0 | 0 | 0 | 0 | 0 | 0 | 0 | 0 | 12
NO |  | 6 | 2011 | 1 | 1 | 1 |  | 0417 BAILEYSVILLE, WV | HALES BRANCH, VA | 138 | 138 | ST | 0 | 0.06 | 1 | 636KCM ACSR | 0 | 20687 | 20687 | 0 | 0 | 0 | 0 | 0 | 0 | 0 | 0 | 0 | 0 | 0 | 0 | 0 | 0 | 0 | 0 | 0 | 0 | 0 | 0 | 12
NO |  | 6 | 2011 | 1 | 2 | 2 |  |  |  | 0 | 0 | WP | 6.36 | 0 | 0 |  | 0 | 0 | 0 | 0 | 0 | 0 | 0 | 0 | 0 | 0 | 0 | 0 | 0 | 0 | 0 | 0 | 0 | 0 | 0 | 0 | 0 | 0 | 0 | 12
NO |  | 6 | 2011 | 1 | 3 | 3 |  | 0054 GARDEN CREEK, VA | HALES BRANCH, VA | 138 | 138 | ST | 0 | 0.13 | 1 | 636KCM ACSR | 226134 | 406518 | 632652 | 0 | 0 | 0 | 0 | 0 | 0 | 0 | 0 | 0 | 0 | 0 | 0 | 0 | 0 | 0 | 0 | 0 | 0 | 0 | 0 | 12
NO |  | 6 | 2011 | 1 | 4 | 4 |  |  |  | 0 | 0 | WP | 7.03 | 0 | 0 |  | 0 | 0 | 0 | 0 | 0 | 0 | 0 | 0 | 0 | 0 | 0 | 0 | 0 | 0 | 0 | 0 | 0 | 0 | 0 | 0 | 0 | 0 | 0 | 12
NO |  | 6 | 2011 | 1 | 5 | 5 |  | 0409 LOONEY CREEK TAP, VA |  | 138 | 138 | ST | 9.68 | 0 | 1 | 795KCM ACSR | 979772 | 3019536 | 3999308 | 0 | 0 | 0 | 0 | 0 | 0 | 0 | 0 | 0 | 0 | 0 | 0 | 0 | 0 | 0 | 0 | 0 | 0 | 0 | 0 | 12
NO |  | 6 | 2011 | 1 | 6 | 6 |  | 0434 GRASSY CREEK, VA | HALES BRANCH, VA | 138 | 138 | ST | 6.29 | 0 | 1 | 795KCM ACSR | 918400 | 3724840 | 4643240 | 0 | 0 | 0 | 0 | 0 | 0 | 0 | 0 | 0 | 0 | 0 | 0 | 0 | 0 | 0 | 0 | 0 | 0 | 0 | 0 | 12
NO |  | 6 | 2011 | 1 | 7 | 7 |  |  |  | 0 | 0 | WP | 1.73 | 0 | 0 |  | 0 | 0 | 0 | 0 | 0 | 0 | 0 | 0 | 0 | 0 | 0 | 0 | 0 | 0 | 0 | 0 | 0 | 0 | 0 | 0 | 0 | 0 | 0 | 12
NO |  | 6 | 2011 | 1 | 8 | 8 |  | 0110 CLAYTOR, VA | MATT FUNK, VA | 138 | 138 | ST | 30.61 | 0.63 | 1 | 636KCM ACSR | 153486 | 1402798 | 1556284 | 0 | 0 | 0 | 0 | 0 | 0 | 0 | 0 | 0 | 0 | 0 | 0 | 0 | 0 | 0 | 0 | 0 | 0 | 0 | 0 | 12
NO |  | 6 | 2011 | 1 | 9 | 9 |  | 0112 MATT FUNK, VA | ROANOKE, VA | 138 | 138 | ST | 12.9 | 4.53 | 1 | 636KCM ACSR | 57714 | 2106024 | 2163738 | 0 | 0 | 0 | 0 | 0 | 0 | 0 | 0 | 0 | 0 | 0 | 0 | 0 | 0 | 0 | 0 | 0 | 0 | 0 | 0 | 12
NO |  | 6 | 2011 | 1 | 10 | 10 |  | 0113 CLAYTOR, VA | HANCOCK, VA | 138 | 138 | ST | 0.08 | 38.93 | 1 | 397KCM ACSR | 3164 | 50129 | 53293 | 0 | 0 | 0 | 0 | 0 | 0 | 0 | 0 | 0 | 0 | 0 | 0 | 0 | 0 | 0 | 0 | 0 | 0 | 0 | 0 | 12
NO |  | 6 | 2011 | 1 | 11 | 11 |  | 0114 HANCOCK, VA | ROANOKE, VA | 138 | 138 | ST | 4.91 | 4.46 | 1 | 397KCM ACSR | 132826 | 164090 | 296916 | 0 | 0 | 0 | 0 | 0 | 0 | 0 | 0 | 0 | 0 | 0 | 0 | 0 | 0 | 0 | 0 | 0 | 0 | 0 | 0 | 12
NO |  | 6 | 2011 | 1 | 12 | 12 |  | 0229 MERRIMAC TAP, VA |  | 138 | 138 | WP | 7.16 | 0 | 1 | 556KCM ACSR | 148394 | 254780 | 403174 | 0 | 0 | 0 | 0 | 0 | 0 | 0 | 0 | 0 | 0 | 0 | 0 | 0 | 0 | 0 | 0 | 0 | 0 | 0 | 0 | 12
NO |  | 6 | 2011 | 1 | 13 | 13 |  | 0138 COLLINSVILLE | TAP LINE | 138 | 138 |  | 0 | 0 | 0 |  | 0 | 14460 | 14460 | 0 | 0 | 0 | 0 | 0 | 0 | 0 | 0 | 0 | 0 | 0 | 0 | 0 | 0 | 0 | 0 | 0 | 0 | 0 | 0 | 12
NO |  | 6 | 2011 | 1 | 14 | 14 |  | 8161 CVEC | SCOTTSVILLE | 46 | 138 | ST | 1.39 | 0 | 1 |  | 4724 | 101005 | 105729 | 0 | 0 | 0 | 0 | 0 | 0 | 0 | 0 | 0 | 0 | 0 | 0 | 0 | 0 | 0 | 0 | 0 | 0 | 0 | 0 | 12
NO |  | 6 | 2011 | 1 | 15 | 15 |  | 0422 JACKSONS FERRY, VA | PEAK CREEK, VA | 138 | 138 | WP | 13.85 | 0 | 1 | 795KCM ACSR | 888319 | 2369797 | 3258116 | 0 | 0 | 0 | 0 | 0 | 0 | 0 | 0 | 0 | 0 | 0 | 0 | 0 | 0 | 0 | 0 | 0 | 0 | 0 | 0 | 12
NO |  | 6 | 2011 | 1 | 16 | 16 |  | 0129 PHILPOTT TAP, VA |  | 138 | 138 | WP | 0.34 | 0 | 1 | 4/0KCM ACSR | 924 | 20874 | 21798 | 0 | 0 | 0 | 0 | 0 | 0 | 0 | 0 | 0 | 0 | 0 | 0 | 0 | 0 | 0 | 0 | 0 | 0 | 0 | 0 | 12
NO |  | 6 | 2011 | 1 | 17 | 17 |  | 0248 CLAYTOR, VA | FIELDALE | 138 | 138 | ST | 0 | 0.12 | 1 | 556KCM ACSR | 164567 | 1360258 | 1524825 | 0 | 0 | 0 | 0 | 0 | 0 | 0 | 0 | 0 | 0 | 0 | 0 | 0 | 0 | 0 | 0 | 0 | 0 | 0 | 0 | 12
NO |  | 6 | 2011 | 1 | 18 | 18 |  |  |  | 0 | 0 | WP | 37.89 | 0 | 0 |  | 0 | 0 | 0 | 0 | 0 | 0 | 0 | 0 | 0 | 0 | 0 | 0 | 0 | 0 | 0 | 0 | 0 | 0 | 0 | 0 | 0 | 0 | 0 | 12
NO |  | 6 | 2011 | 1 | 19 | 19 |  | 0249 FIELDALE, VA | WEST BASSETT, VA | 138 | 138 | ST | 0.12 | 0 | 1 | 556KCM ACSR | 27986 | 72466 | 100452 | 0 | 0 | 0 | 0 | 0 | 0 | 0 | 0 | 0 | 0 | 0 | 0 | 0 | 0 | 0 | 0 | 0 | 0 | 0 | 0 | 12
NO |  | 6 | 2011 | 1 | 20 | 20 |  |  |  | 0 | 0 | WP | 6.37 | 0 | 0 |  | 0 | 0 | 0 | 0 | 0 | 0 | 0 | 0 | 0 | 0 | 0 | 0 | 0 | 0 | 0 | 0 | 0 | 0 | 0 | 0 | 0 | 0 | 0 | 12
NO |  | 6 | 2011 | 1 | 21 | 21 |  | 0120 BEAVER CREEK, KY | CLINCH RIVER, VA | 138 | 138 | ST | 26.63 | 0 | 1 | 636KCM ACSR | 326585 | 872738 | 1199323 | 0 | 0 | 0 | 0 | 0 | 0 | 0 | 0 | 0 | 0 | 0 | 0 | 0 | 0 | 0 | 0 | 0 | 0 | 0 | 0 | 12
NO |  | 6 | 2011 | 1 | 22 | 22 |  | 0122 CLINCH RIVER, VA | FREMONT, VA | 138 | 138 | ST | 0 | 17.99 | 1 | 636KCM ACSR | 0 | 169927 | 169927 | 0 | 0 | 0 | 0 | 0 | 0 | 0 | 0 | 0 | 0 | 0 | 0 | 0 | 0 | 0 | 0 | 0 | 0 | 0 | 0 | 12
NO |  | 6 | 2011 | 1 | 23 | 23 |  | 0123 BEAVER CREEK, KY | FREMONT, VA | 138 | 138 | ST | 0 | 8.86 | 1 | 636KCM ACSR | 0 | 84786 | 84786 | 0 | 0 | 0 | 0 | 0 | 0 | 0 | 0 | 0 | 0 | 0 | 0 | 0 | 0 | 0 | 0 | 0 | 0 | 0 | 0 | 12
NO |  | 6 | 2011 | 1 | 24 | 24 |  | 0289 COOPER RIDGE LOOP, VA |  | 138 | 138 | WP | 0.1 | 0 | 1 | 636KCM ACSR | 1935 | 26643 | 28578 | 0 | 0 | 0 | 0 | 0 | 0 | 0 | 0 | 0 | 0 | 0 | 0 | 0 | 0 | 0 | 0 | 0 | 0 | 0 | 0 | 12
NO |  | 6 | 2011 | 1 | 25 | 25 |  | 0350 CLINCH RIVER, VA | NAGEL, TN | 138 | 138 | ST | 4.53 | 36.83 | 1 | 636KCM ACSR | 300191 | 1724699 | 2024890 | 0 | 0 | 0 | 0 | 0 | 0 | 0 | 0 | 0 | 0 | 0 | 0 | 0 | 0 | 0 | 0 | 0 | 0 | 0 | 0 | 12
NO |  | 6 | 2011 | 1 | 26 | 26 |  | 0352 NAGEL, TN | REEDY CREEK, TN | 138 | 138 | ST | 0 | 5.36 | 1 | 556KCM ACSR | 156495 | 237289 | 393784 | 0 | 0 | 0 | 0 | 0 | 0 | 0 | 0 | 0 | 0 | 0 | 0 | 0 | 0 | 0 | 0 | 0 | 0 | 0 | 0 | 12
NO |  | 6 | 2011 | 1 | 27 | 27 |  | 0365 DICKENS TAP |  | 138 | 138 | WP | 3.47 | 0 | 1 | 795KCM ACSR | 167107 | 707936 | 875043 | 0 | 0 | 0 | 0 | 0 | 0 | 0 | 0 | 0 | 0 | 0 | 0 | 0 | 0 | 0 | 0 | 0 | 0 | 0 | 0 | 12
NO |  | 6 | 2011 | 1 | 28 | 28 |  | 0259A EAST DANVILLE, WV | EAST MONUMENT | 138 | 138 |  | 3.91 | 0 | 0 |  | 0 | 12736 | 12736 | 0 | 0 | 0 | 0 | 0 | 0 | 0 | 0 | 0 | 0 | 0 | 0 | 0 | 0 | 0 | 0 | 0 | 0 | 0 | 0 | 12
NO |  | 6 | 2011 | 1 | 29 | 29 |  | 0125 CLINCH RIVER, VA | MORELAND DRIVE, TN | 138 | 138 | ST | 49.11 | 0.01 | 1 | 636KCM ACSR | 349263 | 1317987 | 1667250 | 0 | 0 | 0 | 0 | 0 | 0 | 0 | 0 | 0 | 0 | 0 | 0 | 0 | 0 | 0 | 0 | 0 | 0 | 0 | 0 | 12
NO |  | 6 | 2011 | 1 | 30 | 30 |  | CLINCH RIVER, VA | SALTVILLE #1A, VA | 138 | 138 | ST | 0 | 25.35 | 1 | 636KCM ACSR | 0 | 0 | 0 | 0 | 0 | 0 | 0 | 0 | 0 | 0 | 0 | 0 | 0 | 0 | 0 | 0 | 0 | 0 | 0 | 0 | 0 | 0 | 0 | 12
NO |  | 6 | 2011 | 1 | 31 | 31 |  | 0148 CLINCH RIVER, VA | SALTVILLE#1B, VA | 138 | 138 | ST | 25.5 | 0 | 1 | 1033KCM ACSR | 214586 | 1091738 | 1306324 | 0 | 0 | 0 | 0 | 0 | 0 | 0 | 0 | 0 | 0 | 0 | 0 | 0 | 0 | 0 | 0 | 0 | 0 | 0 | 0 | 12
NO |  | 6 | 2011 | 1 | 32 | 32 |  | 0256 LEBANON 138KV TAP VA |  | 138 | 138 | WP | 0.18 | 0 | 1 | 336KCM ACSR | 488 | 23809 | 24297 | 0 | 0 | 0 | 0 | 0 | 0 | 0 | 0 | 0 | 0 | 0 | 0 | 0 | 0 | 0 | 0 | 0 | 0 | 0 | 0 | 12
NO |  | 6 | 2011 | 1 | 33 | 33 |  | 7539 DAN, VA | CAROLINA | 138 | 138 |  | 0 | 0 | 0 |  | 7968 | 0 | 7968 | 0 | 0 | 0 | 0 | 0 | 0 | 0 | 0 | 0 | 0 | 0 | 0 | 0 | 0 | 0 | 0 | 0 | 0 | 0 | 0 | 12
NO |  | 6 | 2011 | 1 | 34 | 34 |  | 0154 CLINCH RIVER, VA | SALTVILLE #2, VA | 138 | 138 | ST | 2.56 | 39.67 | 1 | 397KCM ACSR | 208734 | 2172130 | 2380864 | 0 | 0 | 0 | 0 | 0 | 0 | 0 | 0 | 0 | 0 | 0 | 0 | 0 | 0 | 0 | 0 | 0 | 0 | 0 | 0 | 12
NO |  | 6 | 2011 | 1 | 35 | 35 |  | 0193 BROADFORD, VA | SALTVILLE, VA | 138 | 138 | ST | 0 | 4.79 | 1 | 795KCM ACSR | 62937 | 269368 | 332305 | 0 | 0 | 0 | 0 | 0 | 0 | 0 | 0 | 0 | 0 | 0 | 0 | 0 | 0 | 0 | 0 | 0 | 0 | 0 | 0 | 12
NO |  | 6 | 2011 | 2 | 1 | 1 |  | 0191 BROADFORD, VA | NAGEL, TN | 138 | 138 | ST | 44.61 | 0.13 | 1 | 397KCM ACSR | 894712 | 1851214 | 2745926 | 0 | 0 | 0 | 0 | 0 | 0 | 0 | 0 | 0 | 0 | 0 | 0 | 0 | 0 | 0 | 0 | 0 | 0 | 0 | 0 | 12
NO |  | 6 | 2011 | 2 | 2 | 2 |  | 0354 NAGEL, TN | WEST KINGSPORT, TN | 138 | 138 | ST | 0 | 5.04 | 1 | 1590KCM ACSR | 0 | 261110 | 261110 | 0 | 0 | 0 | 0 | 0 | 0 | 0 | 0 | 0 | 0 | 0 | 0 | 0 | 0 | 0 | 0 | 0 | 0 | 0 | 0 | 12
NO |  | 6 | 2011 | 2 | 3 | 3 |  | 0361 CLINCH RIVER, VA | SPRING CREEK, VA | 138 | 138 | ST | 18.49 | 3.54 | 1 | 636KCM ACSR | 102061 | 690019 | 792080 | 0 | 0 | 0 | 0 | 0 | 0 | 0 | 0 | 0 | 0 | 0 | 0 | 0 | 0 | 0 | 0 | 0 | 0 | 0 | 0 | 12
NO |  | 6 | 2011 | 2 | 4 | 4 |  | 0192 NORTH BRISTOL, VA | SPRING CREEK, VA | 138 | 138 | ST | 0 | 8.82 | 1 | 795 KCM ACSR | 0 | 7638 | 7638 | 0 | 0 | 0 | 0 | 0 | 0 | 0 | 0 | 0 | 0 | 0 | 0 | 0 | 0 | 0 | 0 | 0 | 0 | 0 | 0 | 12
NO |  | 6 | 2011 | 2 | 5 | 5 |  | 0153 NORTH BRISTOL, VA | WEST KINGSPORT, VA | 138 | 138 | ST | 0 | 3.61 | 1 | 397KCM ACSR | 15023 | 57176 | 72199 | 0 | 0 | 0 | 0 | 0 | 0 | 0 | 0 | 0 | 0 | 0 | 0 | 0 | 0 | 0 | 0 | 0 | 0 | 0 | 0 | 12
NO |  | 6 | 2011 | 2 | 6 | 6 |  | 0167 CLINCH RIVER, VA | GARDEN CREEK, VA | 138 | 138 | ST | 1.04 | 0 | 1 | 636KCM ACSR | 320998 | 1315399 | 1636397 | 0 | 0 | 0 | 0 | 0 | 0 | 0 | 0 | 0 | 0 | 0 | 0 | 0 | 0 | 0 | 0 | 0 | 0 | 0 | 0 | 12
NO |  | 6 | 2011 | 2 | 7 | 7 |  |  |  | 0 | 0 | WP | 22.72 | 0 | 0 |  | 0 | 0 | 0 | 0 | 0 | 0 | 0 | 0 | 0 | 0 | 0 | 0 | 0 | 0 | 0 | 0 | 0 | 0 | 0 | 0 | 0 | 0 | 0 | 12
NO |  | 6 | 2011 | 2 | 8 | 8 |  | 0298 FLETCHERS RIDGE TAP,VA |  | 138 | 138 | WP | 0.01 | 0 | 1 | 300KCM CU | 0 | 1688 | 1688 | 0 | 0 | 0 | 0 | 0 | 0 | 0 | 0 | 0 | 0 | 0 | 0 | 0 | 0 | 0 | 0 | 0 | 0 | 0 | 0 | 12
NO |  | 6 | 2011 | 2 | 9 | 9 |  | 0313 SKEGGS BRANCH, VA |  | 138 | 138 | WP | 0.39 | 0 | 1 | 397KCM ACSR | 223 | 169888 | 170111 | 0 | 0 | 0 | 0 | 0 | 0 | 0 | 0 | 0 | 0 | 0 | 0 | 0 | 0 | 0 | 0 | 0 | 0 | 0 | 0 | 12
NO |  | 6 | 2011 | 2 | 10 | 10 |  | CLINCHFIELD LOOP SITE, VA |  | 138 | 138 | WP | 0.09 | 0.09 | 1 | 636KCM ACSR | 0 | 0 | 0 | 0 | 0 | 0 | 0 | 0 | 0 | 0 | 0 | 0 | 0 | 0 | 0 | 0 | 0 | 0 | 0 | 0 | 0 | 0 | 0 | 12
NO |  | 6 | 2011 | 2 | 11 | 11 |  | 0416 CLOVERDALE, VA | HUNTINGTON COURT, VA | 138 | 138 | ST | 5.81 | 0 | 1 | 795KCM ACSR | 1166518 | 2849901 | 4016419 | 0 | 0 | 0 | 0 | 0 | 0 | 0 | 0 | 0 | 0 | 0 | 0 | 0 | 0 | 0 | 0 | 0 | 0 | 0 | 0 | 12
NO |  | 6 | 2011 | 2 | 12 | 12 |  | 0124 CLOVERDALE, VA | SMITH MOUNTAIN, VA | 138 | 138 | AT | 32.41 | 0 | 1 | 556KCM ACSR | 383894 | 1282832 | 1666726 | 0 | 0 | 0 | 0 | 0 | 0 | 0 | 0 | 0 | 0 | 0 | 0 | 0 | 0 | 0 | 0 | 0 | 0 | 0 | 0 | 12
NO |  | 6 | 2011 | 2 | 13 | 13 |  | DANVILLE B CIR, VA | EAST DANVILLE, VA | 138 | 138 | ST | 0 | 2.78 | 1 | 336KCM ACSR | 0 | 0 | 0 | 0 | 0 | 0 | 0 | 0 | 0 | 0 | 0 | 0 | 0 | 0 | 0 | 0 | 0 | 0 | 0 | 0 | 0 | 0 | 0 | 12
NO |  | 6 | 2011 | 2 | 14 | 14 |  | 1020 CLINCH RIVER | VIRGINA CITY | 138 | 138 |  | 0 | 0 | 0 |  | 0 | 1922636 | 1922636 | 0 | 0 | 0 | 0 | 0 | 0 | 0 | 0 | 0 | 0 | 0 | 0 | 0 | 0 | 0 | 0 | 0 | 0 | 0 | 0 | 12
NO |  | 6 | 2011 | 2 | 15 | 15 |  | 0359 AXTON, VA | MARTINSVILLE, VA | 138 | 138 | ST | 11.38 | 0 | 1 | 966KCM ACSR | 144251 | 1809100 | 1953351 | 0 | 0 | 0 | 0 | 0 | 0 | 0 | 0 | 0 | 0 | 0 | 0 | 0 | 0 | 0 | 0 | 0 | 0 | 0 | 0 | 12
NO |  | 6 | 2011 | 2 | 16 | 16 |  | 0135 AXTON, VA | DANVILLE #2, VA | 138 | 138 | ST | 16 | 0 | 1 | 336KCM ACSR | 1101363 | 3353926 | 4455289 | 0 | 0 | 0 | 0 | 0 | 0 | 0 | 0 | 0 | 0 | 0 | 0 | 0 | 0 | 0 | 0 | 0 | 0 | 0 | 0 | 12
NO |  | 6 | 2011 | 2 | 17 | 17 |  |  |  | 0 | 0 | WP | 2.99 | 0 | 0 |  | 0 | 0 | 0 | 0 | 0 | 0 | 0 | 0 | 0 | 0 | 0 | 0 | 0 | 0 | 0 | 0 | 0 | 0 | 0 | 0 | 0 | 0 | 0 | 12
NO |  | 6 | 2011 | 2 | 18 | 18 |  | 0358 AXTON, VA | DANVILLE #1-A, VA | 138 | 138 | ST | 0 | 16.38 | 1 | 336KCM ACSR | 127378 | 1015976 | 1143354 | 0 | 0 | 0 | 0 | 0 | 0 | 0 | 0 | 0 | 0 | 0 | 0 | 0 | 0 | 0 | 0 | 0 | 0 | 0 | 0 | 12
NO |  | 6 | 2011 | 2 | 19 | 19 |  | AXTON, VA | DANVILLE #2, VA | 138 | 138 | ST | 1.39 | 0 | 1 | 795KCM SSAC | 0 | 0 | 0 | 0 | 0 | 0 | 0 | 0 | 0 | 0 | 0 | 0 | 0 | 0 | 0 | 0 | 0 | 0 | 0 | 0 | 0 | 0 | 0 | 12
NO |  | 6 | 2011 | 2 | 20 | 20 |  |  |  | 0 | 0 | WP | 16.75 | 0 | 0 |  | 0 | 0 | 0 | 0 | 0 | 0 | 0 | 0 | 0 | 0 | 0 | 0 | 0 | 0 | 0 | 0 | 0 | 0 | 0 | 0 | 0 | 0 | 0 | 12
NO |  | 6 | 2011 | 2 | 21 | 21 |  | 0146 FIELDDALE, VA | RIDGEWAY, VA | 138 | 138 | WP | 10.34 | 0 | 1 | 397KCM ACSR | 113134 | 329834 | 442968 | 0 | 0 | 0 | 0 | 0 | 0 | 0 | 0 | 0 | 0 | 0 | 0 | 0 | 0 | 0 | 0 | 0 | 0 | 0 | 0 | 12
NO |  | 6 | 2011 | 2 | 22 | 22 |  | 0300 DAN RIVER, NC | RIDGEWAY, VA | 138 | 138 | WP | 4.6 | 0 | 1 | 397KCM ACSR | 26305 | 335048 | 361353 | 0 | 0 | 0 | 0 | 0 | 0 | 0 | 0 | 0 | 0 | 0 | 0 | 0 | 0 | 0 | 0 | 0 | 0 | 0 | 0 | 12
NO |  | 6 | 2011 | 2 | 23 | 23 |  | SHEFFIELD LOOP |  | 138 | 138 | ST | 0.02 | 0.02 | 1 | 795KCM ACSR | 0 | 0 | 0 | 0 | 0 | 0 | 0 | 0 | 0 | 0 | 0 | 0 | 0 | 0 | 0 | 0 | 0 | 0 | 0 | 0 | 0 | 0 | 0 | 12
NO |  | 6 | 2011 | 2 | 24 | 24 |  | 0025 GLEN LYN, VA | SOUTH PRINCETON, WV | 138 | 138 | ST | 0.42 | 0 | 1 | 1590KCM ACSR | 1625 | 25392 | 27017 | 0 | 0 | 0 | 0 | 0 | 0 | 0 | 0 | 0 | 0 | 0 | 0 | 0 | 0 | 0 | 0 | 0 | 0 | 0 | 0 | 12
NO |  | 6 | 2011 | 2 | 25 | 25 |  | GLEN LYN, VA | SOUTH PRINCETON, WV | 138 | 138 | ST | 0 | 0.42 | 1 | 1590KCM ACSR | 0 | 0 | 0 | 0 | 0 | 0 | 0 | 0 | 0 | 0 | 0 | 0 | 0 | 0 | 0 | 0 | 0 | 0 | 0 | 0 | 0 | 0 | 0 | 12
NO |  | 6 | 2011 | 2 | 26 | 26 |  | 0058 GLEN LYN, VA | WYTHE, VA | 138 | 138 | ST | 29.5 | 0 | 1 | 556KCM ACSR | 545798 | 2258457 | 2804255 | 0 | 0 | 0 | 0 | 0 | 0 | 0 | 0 | 0 | 0 | 0 | 0 | 0 | 0 | 0 | 0 | 0 | 0 | 0 | 0 | 12
NO |  | 6 | 2011 | 2 | 27 | 27 |  | GLEN LYN, VA | WYTHE, VA | 138 | 138 | ST | 0.6 | 29.43 | 1 | 556KCM ACSR | 0 | 0 | 0 | 0 | 0 | 0 | 0 | 0 | 0 | 0 | 0 | 0 | 0 | 0 | 0 | 0 | 0 | 0 | 0 | 0 | 0 | 0 | 0 | 12
NO |  | 6 | 2011 | 2 | 28 | 28 |  | 0375 PROGRESS PARK EXT |  | 138 | 138 | ST | 3 | 0 | 1 | 1590KCM ACSR | 0 | 4414862 | 4414862 | 0 | 0 | 0 | 0 | 0 | 0 | 0 | 0 | 0 | 0 | 0 | 0 | 0 | 0 | 0 | 0 | 0 | 0 | 0 | 0 | 12
NO |  | 6 | 2011 | 2 | 29 | 29 |  | 0427 EVINGTON 138KV TAP VA |  | 138 | 138 |  | 0.03 | 0 | 0 |  | 3957 | 0 | 3957 | 0 | 0 | 0 | 0 | 0 | 0 | 0 | 0 | 0 | 0 | 0 | 0 | 0 | 0 | 0 | 0 | 0 | 0 | 0 | 0 | 12
NO |  | 6 | 2011 | 2 | 30 | 30 |  | 0063 BROADFORD, VA | SALTVILLE 1A, VA | 138 | 138 | ST | 3.8 | 3.57 | 1 | 795KCM ACSR | 0 | 38518 | 38518 | 0 | 0 | 0 | 0 | 0 | 0 | 0 | 0 | 0 | 0 | 0 | 0 | 0 | 0 | 0 | 0 | 0 | 0 | 0 | 0 | 12
NO |  | 6 | 2011 | 2 | 31 | 31 |  | BRADFORD, VA | SALTVILLE 1B, VA | 138 | 138 | ST | 0 | 3.71 | 1 | 556KCM ACSR | 0 | 0 | 0 | 0 | 0 | 0 | 0 | 0 | 0 | 0 | 0 | 0 | 0 | 0 | 0 | 0 | 0 | 0 | 0 | 0 | 0 | 0 | 0 | 12
NO |  | 6 | 2011 | 2 | 32 | 32 |  | RURAL RETREAT LOOP, WV |  | 138 | 138 | ST | 0.02 | 0.02 | 1 | 795KCM ACSR | 0 | 0 | 0 | 0 | 0 | 0 | 0 | 0 | 0 | 0 | 0 | 0 | 0 | 0 | 0 | 0 | 0 | 0 | 0 | 0 | 0 | 0 | 0 | 12
NO |  | 6 | 2011 | 2 | 33 | 33 |  | 0333 BROADFORD, VA | RICHLANDS, VA | 138 | 138 | WP | 14.45 | 0 | 1 | 1033KCM ACSR | 527060 | 2957253 | 3484313 | 0 | 0 | 0 | 0 | 0 | 0 | 0 | 0 | 0 | 0 | 0 | 0 | 0 | 0 | 0 | 0 | 0 | 0 | 0 | 0 | 12
NO |  | 6 | 2011 | 2 | 34 | 34 |  | 0368 CLAY POOL HILL LOOP,VA |  | 138 | 138 | WP | 0.09 | 0.09 | 1 | 1033KCM ACSR | 11256 | 122304 | 133560 | 0 | 0 | 0 | 0 | 0 | 0 | 0 | 0 | 0 | 0 | 0 | 0 | 0 | 0 | 0 | 0 | 0 | 0 | 0 | 0 | 12
NO |  | 6 | 2011 | 2 | 35 | 35 |  | HUFFMAN, VA | JACKSONS FERRY, VA | 138 | 138 | ST | 0 | 1.88 | 1 | 1033KCM ACSR | 0 | 0 | 0 | 0 | 0 | 0 | 0 | 0 | 0 | 0 | 0 | 0 | 0 | 0 | 0 | 0 | 0 | 0 | 0 | 0 | 0 | 0 | 0 | 12
NO |  | 6 | 2011 | 3 | 1 | 1 |  |  |  | 0 | 0 | WP | 7.99 | 0 | 0 |  | 0 | 0 | 0 | 0 | 0 | 0 | 0 | 0 | 0 | 0 | 0 | 0 | 0 | 0 | 0 | 0 | 0 | 0 | 0 | 0 | 0 | 0 | 0 | 12
NO |  | 6 | 2011 | 3 | 2 | 2 |  | 0241 HUFFMAN, VA | WYTHE, VA | 138 | 138 | ST | 1.96 | 1 | 1 | 795KCM ACSR | 1067639 | 3746883 | 4814522 | 0 | 0 | 0 | 0 | 0 | 0 | 0 | 0 | 0 | 0 | 0 | 0 | 0 | 0 | 0 | 0 | 0 | 0 | 0 | 0 | 12
NO |  | 6 | 2011 | 3 | 3 | 3 |  |  |  | 0 | 0 | WP | 37 | 0 | 0 |  | 0 | 0 | 0 | 0 | 0 | 0 | 0 | 0 | 0 | 0 | 0 | 0 | 0 | 0 | 0 | 0 | 0 | 0 | 0 | 0 | 0 | 0 | 0 | 12
NO |  | 6 | 2011 | 3 | 4 | 4 |  | 0061 ATKINS, VA | BROADFORD CIR A, VA | 138 | 138 | ST | 19.99 | 0.43 | 1 | 556KCM ACSR | 60504 | 706375 | 766879 | 0 | 0 | 0 | 0 | 0 | 0 | 0 | 0 | 0 | 0 | 0 | 0 | 0 | 0 | 0 | 0 | 0 | 0 | 0 | 0 | 12
NO |  | 6 | 2011 | 3 | 5 | 5 |  | ATKINS, VA | BROADFORD CIR B, VA | 138 | 138 | ST | 0 | 16.02 | 1 | 556KCM ACSR | 0 | 0 | 0 | 0 | 0 | 0 | 0 | 0 | 0 | 0 | 0 | 0 | 0 | 0 | 0 | 0 | 0 | 0 | 0 | 0 | 0 | 0 | 0 | 12
NO |  | 6 | 2011 | 3 | 6 | 6 |  | ATKINS, VA | WYTHE CIR A, VA | 138 | 138 | ST | 21.9 | 0.03 | 1 | 1590KCM ACSR | 0 | 0 | 0 | 0 | 0 | 0 | 0 | 0 | 0 | 0 | 0 | 0 | 0 | 0 | 0 | 0 | 0 | 0 | 0 | 0 | 0 | 0 | 0 | 12
NO |  | 6 | 2011 | 3 | 7 | 7 |  | ATKINS, VA | WYTHE CIR B, VA | 138 | 138 | ST | 0 | 20.52 | 1 | 556KCM ACSR | 0 | 0 | 0 | 0 | 0 | 0 | 0 | 0 | 0 | 0 | 0 | 0 | 0 | 0 | 0 | 0 | 0 | 0 | 0 | 0 | 0 | 0 | 0 | 12
NO |  | 6 | 2011 | 3 | 8 | 8 |  | 0433 HUFFMAN, VA | WILLIS GAP, VA | 138 | 138 | WP | 14.1 | 0 | 1 | 1033KCM ACSR | 1475063 | 3473281 | 4948344 | 0 | 0 | 0 | 0 | 0 | 0 | 0 | 0 | 0 | 0 | 0 | 0 | 0 | 0 | 0 | 0 | 0 | 0 | 0 | 0 | 12
NO |  | 6 | 2011 | 3 | 9 | 9 |  | 0106 CLAYTOR, VA | GLEN LYN #1, VA | 138 | 138 | ST | 25.82 | 0 | 1 | 397KCM ACSR | 92951 | 661302 | 754253 | 0 | 0 | 0 | 0 | 0 | 0 | 0 | 0 | 0 | 0 | 0 | 0 | 0 | 0 | 0 | 0 | 0 | 0 | 0 | 0 | 12
NO |  | 6 | 2011 | 3 | 10 | 10 |  | CLAYTOR, VA | GLEN LYN #2, VA | 138 | 138 | ST | 0 | 25.82 | 1 | 397KCM ACSR | 0 | 0 | 0 | 0 | 0 | 0 | 0 | 0 | 0 | 0 | 0 | 0 | 0 | 0 | 0 | 0 | 0 | 0 | 0 | 0 | 0 | 0 | 0 | 12
NO |  | 6 | 2011 | 3 | 11 | 11 |  | 0109 MORGANS CUT LOOP, VA |  | 138 | 138 | ST | 0.02 | 0.02 | 1 | 397KCM ACSR | 0 | 6044 | 6044 | 0 | 0 | 0 | 0 | 0 | 0 | 0 | 0 | 0 | 0 | 0 | 0 | 0 | 0 | 0 | 0 | 0 | 0 | 0 | 0 | 12
NO |  | 6 | 2011 | 3 | 12 | 12 |  | 0117 HANCOCK, VA | MATT FUNK, VA | 138 | 138 | ST | 15.71 | 0.07 | 1 | 556KCM ACSR | 4312 | 107436 | 111748 | 0 | 0 | 0 | 0 | 0 | 0 | 0 | 0 | 0 | 0 | 0 | 0 | 0 | 0 | 0 | 0 | 0 | 0 | 0 | 0 | 12
NO |  | 6 | 2011 | 3 | 13 | 13 |  | 0118 CLOVERDALE, VA | MATT FUNK, VA | 138 | 138 | ST | 0 | 20.98 | 1 | 636KCM ACSR | 0 | 334384 | 334384 | 0 | 0 | 0 | 0 | 0 | 0 | 0 | 0 | 0 | 0 | 0 | 0 | 0 | 0 | 0 | 0 | 0 | 0 | 0 | 0 | 12
NO |  | 6 | 2011 | 3 | 14 | 14 |  | 0119 CLOVERDALE, VA | GLEN LYN, VA | 138 | 138 | ST | 20.19 | 39.17 | 1 | 556KCM ACSR | 421645 | 1177581 | 1599226 | 0 | 0 | 0 | 0 | 0 | 0 | 0 | 0 | 0 | 0 | 0 | 0 | 0 | 0 | 0 | 0 | 0 | 0 | 0 | 0 | 12
NO |  | 6 | 2011 | 3 | 15 | 15 |  | 0374 PATRIOT CENTRE EXT |  | 138 | 138 | ST | 3 | 0 | 1 | 795KCM ACSR | 0 | 2669720 | 2669720 | 0 | 0 | 0 | 0 | 0 | 0 | 0 | 0 | 0 | 0 | 0 | 0 | 0 | 0 | 0 | 0 | 0 | 0 | 0 | 0 | 12
NO |  | 6 | 2011 | 3 | 16 | 16 |  | 0367 BURLINGTON HEIGHTS LOO |  | 138 | 138 | ST | 0.02 | 0.02 | 1 | 795KCM ACSR | 874 | 66912 | 67786 | 0 | 0 | 0 | 0 | 0 | 0 | 0 | 0 | 0 | 0 | 0 | 0 | 0 | 0 | 0 | 0 | 0 | 0 | 0 | 0 | 12
NO |  | 6 | 2011 | 3 | 17 | 17 |  | 0383 WEST SALEM LOOP, VA |  | 138 | 138 | ST | 0.3 | 0.3 | 1 | 795KCM ACSR | 23029 | 240431 | 263460 | 0 | 0 | 0 | 0 | 0 | 0 | 0 | 0 | 0 | 0 | 0 | 0 | 0 | 0 | 0 | 0 | 0 | 0 | 0 | 0 | 12
NO |  | 6 | 2011 | 3 | 18 | 18 |  | 0116 CELANESE, VA | GLEN LYN, VA | 138 | 138 | ST | 3.59 | 0 | 1 | 556KCM ACSR | 272689 | 2153544 | 2426233 | 0 | 0 | 0 | 0 | 0 | 0 | 0 | 0 | 0 | 0 | 0 | 0 | 0 | 0 | 0 | 0 | 0 | 0 | 0 | 0 | 12
NO |  | 6 | 2011 | 3 | 19 | 19 |  |  |  | 0 | 0 | WP | 3.58 | 0 | 0 |  | 0 | 0 | 0 | 0 | 0 | 0 | 0 | 0 | 0 | 0 | 0 | 0 | 0 | 0 | 0 | 0 | 0 | 0 | 0 | 0 | 0 | 0 | 0 | 12
NO |  | 6 | 2011 | 3 | 20 | 20 |  | 0115 CELANESE, VA | MATT FUNK, VA | 138 | 138 | ST | 34.1 | 0 | 1 | 556KCM ACSR | 522741 | 1647541 | 2170282 | 0 | 0 | 0 | 0 | 0 | 0 | 0 | 0 | 0 | 0 | 0 | 0 | 0 | 0 | 0 | 0 | 0 | 0 | 0 | 0 | 12
NO |  | 6 | 2011 | 3 | 21 | 21 |  |  |  | 0 | 0 | WP | 2.1 | 0 | 0 |  | 0 | 0 | 0 | 0 | 0 | 0 | 0 | 0 | 0 | 0 | 0 | 0 | 0 | 0 | 0 | 0 | 0 | 0 | 0 | 0 | 0 | 0 | 0 | 12
NO |  | 6 | 2011 | 3 | 22 | 22 |  | 0038 BRADLEY CIR-A, WV | GLEN LYN-HINTON, VA | 138 | 138 | ST | 0.32 | 3.55 | 1 | 556KCM ACSR | 0 | 21211 | 21211 | 0 | 0 | 0 | 0 | 0 | 0 | 0 | 0 | 0 | 0 | 0 | 0 | 0 | 0 | 0 | 0 | 0 | 0 | 0 | 0 | 12
NO |  | 6 | 2011 | 3 | 23 | 23 |  | 0224 BRADLEY CIR-B, WV | GLEN LYN-HINTON | 138 | 138 | ST | 3.55 | 0.32 | 1 | 556KCM ACSR | 24652 | 90000 | 114652 | 0 | 0 | 0 | 0 | 0 | 0 | 0 | 0 | 0 | 0 | 0 | 0 | 0 | 0 | 0 | 0 | 0 | 0 | 0 | 0 | 12
NO |  | 6 | 2011 | 3 | 24 | 24 |  | 0145 ALTAVISTA, VA | REUSENS, VA | 138 | 138 | ST | 5.49 | 0 | 1 | 397KCM ACSR | 183315 | 1079381 | 1262696 | 0 | 0 | 0 | 0 | 0 | 0 | 0 | 0 | 0 | 0 | 0 | 0 | 0 | 0 | 0 | 0 | 0 | 0 | 0 | 0 | 12
NO |  | 6 | 2011 | 3 | 25 | 25 |  | 0311 OPOSSUM CREEK, VA | REUSENS, VA | 138 | 138 | ST | 9.3 | 5.49 | 1 | 397KCM ACSR | 256447 | 1609688 | 1866135 | 0 | 0 | 0 | 0 | 0 | 0 | 0 | 0 | 0 | 0 | 0 | 0 | 0 | 0 | 0 | 0 | 0 | 0 | 0 | 0 | 12
NO |  | 6 | 2011 | 3 | 26 | 26 |  | 0312 BRUSH TAVERN TAP, VA |  | 138 | 138 | WP | 2.89 | 0 | 1 | 556KCM ACSR | 144337 | 270347 | 414684 | 0 | 0 | 0 | 0 | 0 | 0 | 0 | 0 | 0 | 0 | 0 | 0 | 0 | 0 | 0 | 0 | 0 | 0 | 0 | 0 | 12
NO |  | 6 | 2011 | 3 | 27 | 27 |  | BOONSBORO LOOP, VA |  | 138 | 138 | ST | 0.02 | 0.02 | 1 | 397KCM ACSR | 0 | 0 | 0 | 0 | 0 | 0 | 0 | 0 | 0 | 0 | 0 | 0 | 0 | 0 | 0 | 0 | 0 | 0 | 0 | 0 | 0 | 0 | 0 | 12
NO |  | 6 | 2011 | 3 | 28 | 28 |  | 0394 GRAVES MILLS LOOP, VA |  | 138 | 138 | ST | 0.04 | 0.04 | 1 | 795KCM ACSR | 0 | 9812 | 9812 | 0 | 0 | 0 | 0 | 0 | 0 | 0 | 0 | 0 | 0 | 0 | 0 | 0 | 0 | 0 | 0 | 0 | 0 | 0 | 0 | 12
NO |  | 6 | 2011 | 3 | 29 | 29 |  | 7119 HANCOCK, VA | ROANOKE, VA TOWER 198 | 138 | 138 |  | 0 | 0 | 0 |  | 9444 | 0 | 9444 | 0 | 0 | 0 | 0 | 0 | 0 | 0 | 0 | 0 | 0 | 0 | 0 | 0 | 0 | 0 | 0 | 0 | 0 | 0 | 0 | 12
NO |  | 6 | 2011 | 3 | 30 | 30 |  | 0156A CLIFFORD, VA | REUSENS, VA | 138 | 138 | ST | 22.63 | 3.63 | 1 | 795KCM ACSR | 0 | 143912 | 143912 | 0 | 0 | 0 | 0 | 0 | 0 | 0 | 0 | 0 | 0 | 0 | 0 | 0 | 0 | 0 | 0 | 0 | 0 | 0 | 0 | 12
NO |  | 6 | 2011 | 3 | 31 | 31 |  | 0156 CLIFFORD, VA | SCOTTSVILLE, VA | 138 | 138 | ST | 28.56 | 0 | 1 | 397KCM ACSR | 516702 | 2497776 | 3014478 | 0 | 0 | 0 | 0 | 0 | 0 | 0 | 0 | 0 | 0 | 0 | 0 | 0 | 0 | 0 | 0 | 0 | 0 | 0 | 0 | 12
NO |  | 6 | 2011 | 3 | 32 | 32 |  | BREMO, VA | SCOTTSVILLE, VA | 138 | 138 | ST | 7.11 | 0 | 1 | 397KCM ACSR | 0 | 0 | 0 | 0 | 0 | 0 | 0 | 0 | 0 | 0 | 0 | 0 | 0 | 0 | 0 | 0 | 0 | 0 | 0 | 0 | 0 | 0 | 0 | 12
NO |  | 6 | 2011 | 3 | 33 | 33 |  | 0170 OPOSSUM CREEK, VA | SMITH MOUNTAIN, VA | 138 | 138 | ST | 13.9 | 0 | 1 | 556KCM ACSR | 490896 | 1577824 | 2068720 | 0 | 0 | 0 | 0 | 0 | 0 | 0 | 0 | 0 | 0 | 0 | 0 | 0 | 0 | 0 | 0 | 0 | 0 | 0 | 0 | 12
NO |  | 6 | 2011 | 3 | 34 | 34 |  |  |  | 0 | 0 | WP | 19.54 | 0 | 0 |  | 0 | 0 | 0 | 0 | 0 | 0 | 0 | 0 | 0 | 0 | 0 | 0 | 0 | 0 | 0 | 0 | 0 | 0 | 0 | 0 | 0 | 0 | 0 | 12
NO |  | 6 | 2011 | 3 | 35 | 35 |  | LEESVILLE, VA | SMITH MOUNTAIN, VA | 138 | 138 | ST | 0 | 8.13 | 1 | 556KCM ACSR | 0 | 0 | 0 | 0 | 0 | 0 | 0 | 0 | 0 | 0 | 0 | 0 | 0 | 0 | 0 | 0 | 0 | 0 | 0 | 0 | 0 | 0 | 0 | 12
NO |  | 6 | 2011 | 4 | 1 | 1 |  | 0173 ALTAVISTA, VA | LEESVILLE, VA | 138 | 138 | ST | 0.06 | 5.12 | 1 | 556KCM ACSR | 0 | 250070 | 250070 | 0 | 0 | 0 | 0 | 0 | 0 | 0 | 0 | 0 | 0 | 0 | 0 | 0 | 0 | 0 | 0 | 0 | 0 | 0 | 0 | 12
NO |  | 6 | 2011 | 4 | 2 | 2 |  |  |  | 0 | 0 | WP | 3.42 | 0 | 0 |  | 0 | 0 | 0 | 0 | 0 | 0 | 0 | 0 | 0 | 0 | 0 | 0 | 0 | 0 | 0 | 0 | 0 | 0 | 0 | 0 | 0 | 0 | 0 | 12
NO |  | 6 | 2011 | 4 | 3 | 3 |  | 0258 OPOSSUM CREEK, VA | PEAKSVIEW, VA | 138 | 138 | WP | 1.43 | 0 | 1 | 556KCM ACSR | 91593 | 149064 | 240657 | 0 | 0 | 0 | 0 | 0 | 0 | 0 | 0 | 0 | 0 | 0 | 0 | 0 | 0 | 0 | 0 | 0 | 0 | 0 | 0 | 12
NO |  | 6 | 2011 | 4 | 4 | 4 |  | 0309 EAST LYNCHBURG, VA | OPOSSUM CREEK, VA | 138 | 138 | ST | 2.93 | 0 | 1 | 1590KCM ACSR | 871 | 970144 | 971015 | 0 | 0 | 0 | 0 | 0 | 0 | 0 | 0 | 0 | 0 | 0 | 0 | 0 | 0 | 0 | 0 | 0 | 0 | 0 | 0 | 12
NO |  | 6 | 2011 | 4 | 5 | 5 |  | 0322 JOSHUA FALLS, VA | REUSENS, VA | 138 | 138 | ST | 6.36 | 0 | 1 | 556KCM ACSR | 217862 | 2119786 | 2337648 | 0 | 0 | 0 | 0 | 0 | 0 | 0 | 0 | 0 | 0 | 0 | 0 | 0 | 0 | 0 | 0 | 0 | 0 | 0 | 0 | 12
NO |  | 6 | 2011 | 4 | 6 | 6 |  |  |  | 0 | 0 | UG | 0.31 | 0 | 0 |  | 0 | 0 | 0 | 0 | 0 | 0 | 0 | 0 | 0 | 0 | 0 | 0 | 0 | 0 | 0 | 0 | 0 | 0 | 0 | 0 | 0 | 0 | 0 | 12
NO |  | 6 | 2011 | 4 | 7 | 7 |  | JOSHUA FALLS, VA | REUSENS, VA | 138 | 138 | ST | 2.71 | 6.9 | 1 | 1590KCM ACSR | 0 | 0 | 0 | 0 | 0 | 0 | 0 | 0 | 0 | 0 | 0 | 0 | 0 | 0 | 0 | 0 | 0 | 0 | 0 | 0 | 0 | 0 | 0 | 12
NO |  | 6 | 2011 | 4 | 8 | 8 |  | 0321 JOSHUA FALLS, VA | OPOSSUM CREEK, VA | 138 | 138 | ST | 0 | 6.52 | 1 | 1590KCM ACSR | 0 | 208449 | 208449 | 0 | 0 | 0 | 0 | 0 | 0 | 0 | 0 | 0 | 0 | 0 | 0 | 0 | 0 | 0 | 0 | 0 | 0 | 0 | 0 | 12
NO |  | 6 | 2011 | 4 | 9 | 9 |  | 0320 EAST LYNCHBURG, VA | JOSHUA FALLS, VA | 138 | 138 | ST | 3.03 | 0 | 1 | 1590KCM ACSR | 114629 | 1882233 | 1996862 | 0 | 0 | 0 | 0 | 0 | 0 | 0 | 0 | 0 | 0 | 0 | 0 | 0 | 0 | 0 | 0 | 0 | 0 | 0 | 0 | 12
NO |  | 6 | 2011 | 4 | 10 | 10 |  |  |  | 0 | 0 | UG | 0.61 | 0 | 0 |  | 0 | 0 | 0 | 0 | 0 | 0 | 0 | 0 | 0 | 0 | 0 | 0 | 0 | 0 | 0 | 0 | 0 | 0 | 0 | 0 | 0 | 0 | 0 | 12
NO |  | 6 | 2011 | 4 | 11 | 11 |  | 0366 RUSTBURG TAP, VA |  | 138 | 138 | WP | 4.46 | 0 | 1 | 795KCM ACSR | 189212 | 727694 | 916906 | 0 | 0 | 0 | 0 | 0 | 0 | 0 | 0 | 0 | 0 | 0 | 0 | 0 | 0 | 0 | 0 | 0 | 0 | 0 | 0 | 12
NO |  | 6 | 2011 | 4 | 12 | 12 |  | 0395 MONEL LOOP, VA |  | 138 | 138 | ST | 0.03 | 0.03 | 1 | 1590KCM ACSR | 0 | 82443 | 82443 | 0 | 0 | 0 | 0 | 0 | 0 | 0 | 0 | 0 | 0 | 0 | 0 | 0 | 0 | 0 | 0 | 0 | 0 | 0 | 0 | 12
NO |  | 6 | 2011 | 4 | 13 | 13 |  | 0399 TANK HILL TAP, VA |  | 138 | 138 | WP | 0.95 | 0 | 1 | 795KCM ACSR | 80939 | 195654 | 276593 | 0 | 0 | 0 | 0 | 0 | 0 | 0 | 0 | 0 | 0 | 0 | 0 | 0 | 0 | 0 | 0 | 0 | 0 | 0 | 0 | 12
NO |  | 6 | 2011 | 4 | 14 | 14 |  | 0161 CLOVERDALE, VA | ROANOKE, VA | 138 | 138 | ST | 16.88 | 0 | 1 | 556KCM ACSR | 47024 | 793386 | 840410 | 0 | 0 | 0 | 0 | 0 | 0 | 0 | 0 | 0 | 0 | 0 | 0 | 0 | 0 | 0 | 0 | 0 | 0 | 0 | 0 | 12
NO |  | 6 | 2011 | 4 | 15 | 15 |  | 0160 CLOVERDALE, VA | REUSENS, VA | 138 | 138 | ST | 37.28 | 7.89 | 1 | 397KCM ACSR | 97252 | 1232176 | 1329428 | 0 | 0 | 0 | 0 | 0 | 0 | 0 | 0 | 0 | 0 | 0 | 0 | 0 | 0 | 0 | 0 | 0 | 0 | 0 | 0 | 12
NO |  | 6 | 2011 | 4 | 16 | 16 |  | MOSELEY, VA | REUSENS, VA | 138 | 138 | ST | 0 | 22.19 | 1 | 397KCM ACSR | 0 | 0 | 0 | 0 | 0 | 0 | 0 | 0 | 0 | 0 | 0 | 0 | 0 | 0 | 0 | 0 | 0 | 0 | 0 | 0 | 0 | 0 | 0 | 12
NO |  | 6 | 2011 | 4 | 17 | 17 |  | 0163 MOSELEY, VA | ROANOKE, VA | 138 | 138 | ST | 0.56 | 20.25 | 1 | 795KCM ACSR | 0 | 200882 | 200882 | 0 | 0 | 0 | 0 | 0 | 0 | 0 | 0 | 0 | 0 | 0 | 0 | 0 | 0 | 0 | 0 | 0 | 0 | 0 | 0 | 12
NO |  | 6 | 2011 | 4 | 18 | 18 |  | 0421 MOUNT UNION | CLOVERDALE | 69 | 138 |  | 0 | 0 | 0 |  | 192628 | 1004194 | 1196822 | 0 | 0 | 0 | 0 | 0 | 0 | 0 | 0 | 0 | 0 | 0 | 0 | 0 | 0 | 0 | 0 | 0 | 0 | 0 | 0 | 12
NO |  | 6 | 2011 | 4 | 19 | 19 |  | 0292 VINTON LOOP, VA |  | 138 | 138 | ST | 0.02 | 0.02 | 1 | 795KCM ACSR | 0 | 11645 | 11645 | 0 | 0 | 0 | 0 | 0 | 0 | 0 | 0 | 0 | 0 | 0 | 0 | 0 | 0 | 0 | 0 | 0 | 0 | 0 | 0 | 12
NO |  | 6 | 2011 | 4 | 20 | 20 |  | 0396 BONSACK LOOP, VA |  | 138 | 138 | ST | 0.33 | 0.33 | 1 | 795KCM ACSR | 32925 | 109914 | 142839 | 0 | 0 | 0 | 0 | 0 | 0 | 0 | 0 | 0 | 0 | 0 | 0 | 0 | 0 | 0 | 0 | 0 | 0 | 0 | 0 | 12
NO |  | 6 | 2011 | 4 | 21 | 21 |  | 0168 EAST DANVILLE, VA | SMITH MOUNTAIN, VA | 138 | 138 | AT | 32.1 | 0 | 1 | 556KCM ACSR | 286127 | 1213846 | 1499973 | 0 | 0 | 0 | 0 | 0 | 0 | 0 | 0 | 0 | 0 | 0 | 0 | 0 | 0 | 0 | 0 | 0 | 0 | 0 | 0 | 12
NO |  | 6 | 2011 | 4 | 22 | 22 |  | BEARSKIN TAP, VA |  | 138 | 138 | ST | 0.02 | 0 | 1 | 556KCM ACSR | 0 | 0 | 0 | 0 | 0 | 0 | 0 | 0 | 0 | 0 | 0 | 0 | 0 | 0 | 0 | 0 | 0 | 0 | 0 | 0 | 0 | 0 | 0 | 12
NO |  | 6 | 2011 | 4 | 23 | 23 |  | 0419 PENHOOK, VA | SMITH MOUNTAIN, VA | 138 | 138 | ST | 6.55 | 0 | 1 | 1033KCM ACSR | 350824 | 1729878 | 2080702 | 0 | 0 | 0 | 0 | 0 | 0 | 0 | 0 | 0 | 0 | 0 | 0 | 0 | 0 | 0 | 0 | 0 | 0 | 0 | 0 | 12
NO |  | 6 | 2011 | 4 | 24 | 24 |  | 0371 PENHOOK, VA | WESTLAKE | 138 | 138 | ST | 14.77 | 0 | 0 | 1033KCM ACSR | 0 | 9245610 | 9245610 | 0 | 0 | 0 | 0 | 0 | 0 | 0 | 0 | 0 | 0 | 0 | 0 | 0 | 0 | 0 | 0 | 0 | 0 | 0 | 0 | 12
NO |  | 6 | 2011 | 4 | 25 | 25 |  | 0369 BLAINE, VA | WESTLAKE | 138 | 138 | ST | 10.56 | 0 | 1 | 1033.5 KCM ACSR | 3322902 | 9368379 | 12691281 | 0 | 0 | 0 | 0 | 0 | 0 | 0 | 0 | 0 | 0 | 0 | 0 | 0 | 0 | 0 | 0 | 0 | 0 | 0 | 0 | 12
NO |  | 6 | 2011 | 4 | 26 | 26 |  | 0423 STONEWALL TAP |  | 69 | 138 | WP | 8.65 | 0 | 1 |  | 0 | 162843 | 162843 | 0 | 0 | 0 | 0 | 0 | 0 | 0 | 0 | 0 | 0 | 0 | 0 | 0 | 0 | 0 | 0 | 0 | 0 | 0 | 0 | 12
NO |  | 6 | 2011 | 4 | 27 | 27 |  | 0259 REGIS, VA | MONUMENT, VA | 138 | 138 | WP | 1.9 | 0.7 | 1 | 795KCM ACSR | 246316 | 421982 | 668298 | 0 | 0 | 0 | 0 | 0 | 0 | 0 | 0 | 0 | 0 | 0 | 0 | 0 | 0 | 0 | 0 | 0 | 0 | 0 | 0 | 12
NO |  | 6 | 2011 | 4 | 28 | 28 |  | 0266 HANCOCK, VA | ROANOKE ELECTRIC STEEL, VA | 138 | 138 | ST | 1.28 | 0 | 1 | 795KCM ACSR | 107986 | 658306 | 766292 | 0 | 0 | 0 | 0 | 0 | 0 | 0 | 0 | 0 | 0 | 0 | 0 | 0 | 0 | 0 | 0 | 0 | 0 | 0 | 0 | 12
NO |  | 6 | 2011 | 4 | 29 | 29 |  |  |  | 0 | 0 | WP | 0.47 | 0 | 0 |  | 0 | 0 | 0 | 0 | 0 | 0 | 0 | 0 | 0 | 0 | 0 | 0 | 0 | 0 | 0 | 0 | 0 | 0 | 0 | 0 | 0 | 0 | 0 | 12
NO |  | 6 | 2011 | 4 | 30 | 30 |  | 0042 SALTVILLE, VA | TAZEWELL, VA | 138 | 138 | ST | 20.71 | 0.09 | 1 | 1272KCM ACSR | 224298 | 652367 | 876665 | 0 | 0 | 0 | 0 | 0 | 0 | 0 | 0 | 0 | 0 | 0 | 0 | 0 | 0 | 0 | 0 | 0 | 0 | 0 | 0 | 12
NO |  | 6 | 2011 | 4 | 31 | 31 |  | SALTVILLE, VA | TAZEWELL, VA | 138 | 138 | ST | 0 | 20.64 | 1 | 397KCM ACSR | 0 | 0 | 0 | 0 | 0 | 0 | 0 | 0 | 0 | 0 | 0 | 0 | 0 | 0 | 0 | 0 | 0 | 0 | 0 | 0 | 0 | 0 | 0 | 12
NO |  | 6 | 2011 | 4 | 32 | 32 |  | 0270 BLUEFIELD, WV | TAZEWELL, VA | 138 | 138 | WP | 20.51 | 0 | 1 | 795KCM ACSR | 413592 | 970403 | 1383995 | 0 | 0 | 0 | 0 | 0 | 0 | 0 | 0 | 0 | 0 | 0 | 0 | 0 | 0 | 0 | 0 | 0 | 0 | 0 | 0 | 12
NO |  | 6 | 2011 | 4 | 33 | 33 |  | BAILEYSVILLE, WV | TAZEWELL, VA | 138 | 138 | ST | 8.71 | 0 | 1 | 397KCM ACSR | 0 | 0 | 0 | 0 | 0 | 0 | 0 | 0 | 0 | 0 | 0 | 0 | 0 | 0 | 0 | 0 | 0 | 0 | 0 | 0 | 0 | 0 | 0 | 12
NO |  | 6 | 2011 | 4 | 34 | 34 |  | BAILEYSVILLE, WV | TAZEWELL, VA | 138 | 138 | ST | 0.06 | 8.71 | 1 | 397KCM ACSR | 0 | 0 | 0 | 0 | 0 | 0 | 0 | 0 | 0 | 0 | 0 | 0 | 0 | 0 | 0 | 0 | 0 | 0 | 0 | 0 | 0 | 0 | 0 | 12
NO |  | 6 | 2011 | 4 | 35 | 35 |  | 0338 BLUEFIELD, VA | SOUTH PRINCETON, VA | 138 | 138 | WP | 5.98 | 0 | 1 | 556KCM ACSR | 56588 | 164099 | 220687 | 0 | 0 | 0 | 0 | 0 | 0 | 0 | 0 | 0 | 0 | 0 | 0 | 0 | 0 | 0 | 0 | 0 | 0 | 0 | 0 | 12
NO |  | 6 | 2011 | 5 | 1 | 1 |  | 0414 RIVERVILLE TAP, VA |  | 138 | 138 | ST | 0.11 | 0 | 1 | 795KCM ACSR | 340351 | 983745 | 1324096 | 0 | 0 | 0 | 0 | 0 | 0 | 0 | 0 | 0 | 0 | 0 | 0 | 0 | 0 | 0 | 0 | 0 | 0 | 0 | 0 | 12
NO |  | 6 | 2011 | 5 | 2 | 2 |  | 0132 ROANOKE | CAROLINA | 138 | 138 | WP | 9.02 | 0 | 0 |  | 168653 | 4777568 | 4946221 | 0 | 0 | 0 | 0 | 0 | 0 | 0 | 0 | 0 | 0 | 0 | 0 | 0 | 0 | 0 | 0 | 0 | 0 | 0 | 0 | 12
NO |  | 6 | 2011 | 5 | 3 | 3 |  |  |  | 138 | 138 | ST | 44.09 | 57.16 | 1 | 795KCM ACSR | 0 | 0 | 0 | 0 | 0 | 0 | 0 | 0 | 0 | 0 | 0 | 0 | 0 | 0 | 0 | 0 | 0 | 0 | 0 | 0 | 0 | 0 | 0 | 12
NO |  | 6 | 2011 | 5 | 4 | 4 |  | 0385 CAPITALIZED SPARE PART | MAX MEADOW | 138 | 138 |  | 0 | 0 | 1 |  | 95651 | 846357 | 942008 | 0 | 0 | 0 | 0 | 0 | 0 | 0 | 0 | 0 | 0 | 0 | 0 | 0 | 0 | 0 | 0 | 0 | 0 | 0 | 0 | 12
NO |  | 6 | 2011 | 5 | 5 | 5 |  | 1004 KEYWOOD TAP |  | 138 | 138 | WP | 0.38 | 0 | 0 |  | 2415 | 178146 | 180561 | 0 | 0 | 0 | 0 | 0 | 0 | 0 | 0 | 0 | 0 | 0 | 0 | 0 | 0 | 0 | 0 | 0 | 0 | 0 | 0 | 12
NO |  | 6 | 2011 | 5 | 6 | 6 |  | 0467 CLEARBROOK, VA | MATT FUNK, VA | 138 | 138 | SP | 0.09 | 0 | 1 | 1590KCM ACSR | 0 | 322555 | 322555 | 0 | 0 | 0 | 0 | 0 | 0 | 0 | 0 | 0 | 0 | 0 | 0 | 0 | 0 | 0 | 0 | 0 | 0 | 0 | 0 | 12
NO |  | 6 | 2011 | 5 | 7 | 7 |  | 0381 LAKE FOREST, VA |  | 138 | 138 | ST | 3.3 | 0 | 2 | 1590KCM ACSR | 368031 | 5486954 | 5854985 | 0 | 0 | 0 | 0 | 0 | 0 | 0 | 0 | 0 | 0 | 0 | 0 | 0 | 0 | 0 | 0 | 0 | 0 | 0 | 0 | 12
NO |  | 6 | 2011 | 5 | 8 | 8 |  | 0465 SUNSCAPE |  | 138 | 138 | ST | 1.4 | 0 | 2 | 1590KCM ACSR | 3038800 | 4029154 | 7067954 | 0 | 0 | 0 | 0 | 0 | 0 | 0 | 0 | 0 | 0 | 0 | 0 | 0 | 0 | 0 | 0 | 0 | 0 | 0 | 0 | 12
NO |  | 6 | 2011 | 5 | 9 | 9 |  | 0470 LOCKHART, VA |  | 138 | 138 | ST | 0 | 0.3 | 1 | 795KCM ACSR | 0 | 658814 | 658814 | 0 | 0 | 0 | 0 | 0 | 0 | 0 | 0 | 0 | 0 | 0 | 0 | 0 | 0 | 0 | 0 | 0 | 0 | 0 | 0 | 12
NO |  | 6 | 2011 | 5 | 14 | 14 |  | 0297 GAVIN, OH | MOUNTAINEER, WV | 765 | 765 | ST | 8.29 | 0 | 1 | 1351KCM ACSR | 335815 | 3720196 | 4056011 | 0 | 0 | 0 | 0 | 0 | 0 | 0 | 0 | 0 | 0 | 0 | 0 | 0 | 0 | 0 | 0 | 0 | 0 | 0 | 0 | 12
NO |  | 6 | 2011 | 5 | 15 | 15 |  | 0296 KAMMER, WV | MOUNTAINEER, WV | 765 | 765 | ST | 19.37 | 0 | 1 | 1351KCM ACSR | 2512087 | 26819468 | 29331555 | 0 | 0 | 0 | 0 | 0 | 0 | 0 | 0 | 0 | 0 | 0 | 0 | 0 | 0 | 0 | 0 | 0 | 0 | 0 | 0 | 12
NO |  | 6 | 2011 | 5 | 16 | 16 |  |  |  | 0 | 0 | AT | 95.48 | 0 | 0 |  | 0 | 0 | 0 | 0 | 0 | 0 | 0 | 0 | 0 | 0 | 0 | 0 | 0 | 0 | 0 | 0 | 0 | 0 | 0 | 0 | 0 | 0 | 0 | 12
NO |  | 6 | 2011 | 5 | 17 | 17 |  | 0183 AMOS, WV | CULODEN, WV | 765 | 765 | AT | 15.2 | 0 | 1 | 954KCM ACSR | 1676840 | 13792376 | 15469216 | 0 | 0 | 0 | 0 | 0 | 0 | 0 | 0 | 0 | 0 | 0 | 0 | 0 | 0 | 0 | 0 | 0 | 0 | 0 | 0 | 12
NO |  | 6 | 2011 | 5 | 18 | 18 |  | 0183A BAKER, KY | CULLODEN, WV | 765 | 765 | AT | 33.86 | 0 | 1 | 954KCM ACSR | 0 | 3493 | 3493 | 0 | 0 | 0 | 0 | 0 | 0 | 0 | 0 | 0 | 0 | 0 | 0 | 0 | 0 | 0 | 0 | 0 | 0 | 0 | 0 | 12
NO |  | 6 | 2011 | 5 | 19 | 19 |  | 0324 CULLODEN, WV | WYOMING, WV | 765 | 765 | ST | 58.08 | 0 | 1 | 1351KCM ACSR | 11110484 | 59734842 | 70845326 | 0 | 0 | 0 | 0 | 0 | 0 | 0 | 0 | 0 | 0 | 0 | 0 | 0 | 0 | 0 | 0 | 0 | 0 | 0 | 0 | 12
NO |  | 6 | 2011 | 5 | 20 | 20 |  | 0344 CULLODEN, WV | GAVIN, OH | 765 | 765 | ST | 41.56 | 0 | 1 | 1351KCM ACSR | 3531348 | 23647002 | 27178350 | 0 | 0 | 0 | 0 | 0 | 0 | 0 | 0 | 0 | 0 | 0 | 0 | 0 | 0 | 0 | 0 | 0 | 0 | 0 | 0 | 12
NO |  | 6 | 2011 | 5 | 21 | 21 |  | 0405 JACKSON FERRY | WYOMING | 765 | 765 | ST | 32.3 | 0 | 1 | 795KCM ACSR | 7611938 | 87596617 | 95208555 | 0 | 0 | 0 | 0 | 0 | 0 | 0 | 0 | 0 | 0 | 0 | 0 | 0 | 0 | 0 | 0 | 0 | 0 | 0 | 0 | 12
NO |  | 6 | 2011 | 5 | 22 | 22 |  | 0295 AMOS, WV | MOUNTAINEER, WV | 765 | 765 | ST | 46.58 | 0 | 1 | 1351KCM ACSR | 1820457 | 17941449 | 19761906 | 0 | 0 | 0 | 0 | 0 | 0 | 0 | 0 | 0 | 0 | 0 | 0 | 0 | 0 | 0 | 0 | 0 | 0 | 0 | 0 | 12
NO |  | 6 | 2011 | 5 | 23 | 23 |  | 0185 BAKER, KY | BROADFORD, VA | 765 | 765 | AT | 4.32 | 0 | 1 | 954KCM ACSR | 103170 | 1226468 | 1329638 | 0 | 0 | 0 | 0 | 0 | 0 | 0 | 0 | 0 | 0 | 0 | 0 | 0 | 0 | 0 | 0 | 0 | 0 | 0 | 0 | 12
NO |  | 6 | 2011 | 5 | 24 | 24 |  | 0012 BAKER, KY | TRI STATE, WV | 345 | 345 | ST | 5.58 | 0 | 1 | 954KCM ACSR | 69041 | 810101 | 879142 | 0 | 0 | 0 | 0 | 0 | 0 | 0 | 0 | 0 | 0 | 0 | 0 | 0 | 0 | 0 | 0 | 0 | 0 | 0 | 0 | 12
NO |  | 6 | 2011 | 5 | 25 | 25 |  | 0003 KYGER CREEK, OH | SPORN, WV | 345 | 345 | ST | 12.12 | 0 | 1 | 1414KCM ACSR | 115378 | 750921 | 866299 | 0 | 0 | 0 | 0 | 0 | 0 | 0 | 0 | 0 | 0 | 0 | 0 | 0 | 0 | 0 | 0 | 0 | 0 | 0 | 0 | 12
NO |  | 6 | 2011 | 5 | 26 | 26 |  | 0004 MUSKINGUM, WV | SPORN, WV | 345 | 345 | ST | 0 | 2.21 | 1 | 1275KCM ACSR | 21922 | 187013 | 208935 | 0 | 0 | 0 | 0 | 0 | 0 | 0 | 0 | 0 | 0 | 0 | 0 | 0 | 0 | 0 | 0 | 0 | 0 | 0 | 0 | 12
NO |  | 6 | 2011 | 5 | 27 | 27 |  | MUSKINGUM, WV | SPORN, WV | 345 | 345 | ST | 2.21 | 0 | 1 | 1275KCM ACSR | 0 | 0 | 0 | 0 | 0 | 0 | 0 | 0 | 0 | 0 | 0 | 0 | 0 | 0 | 0 | 0 | 0 | 0 | 0 | 0 | 0 | 0 | 0 | 12
NO |  | 6 | 2011 | 5 | 28 | 28 |  | 0005 KANAWHA, WV | MATT FUNK, VA | 345 | 345 | ST | 5.8 | 0 | 1 | 1563KCM ACSR | 928615 | 8703358 | 9631973 | 0 | 0 | 0 | 0 | 0 | 0 | 0 | 0 | 0 | 0 | 0 | 0 | 0 | 0 | 0 | 0 | 0 | 0 | 0 | 0 | 12
NO |  | 6 | 2011 | 5 | 29 | 29 |  |  |  | 0 | 0 | AT | 60.1 | 0 | 0 |  | 0 | 0 | 0 | 0 | 0 | 0 | 0 | 0 | 0 | 0 | 0 | 0 | 0 | 0 | 0 | 0 | 0 | 0 | 0 | 0 | 0 | 0 | 0 | 12
NO |  | 6 | 2011 | 5 | 30 | 30 |  | 0218 AMOS, WV | SPORN, WV | 345 | 345 | ST | 46.29 | 0 | 1 | 1563KCM ACSR | 188996 | 1893520 | 2082516 | 0 | 0 | 0 | 0 | 0 | 0 | 0 | 0 | 0 | 0 | 0 | 0 | 0 | 0 | 0 | 0 | 0 | 0 | 0 | 0 | 12
NO |  | 6 | 2011 | 5 | 31 | 31 |  | 0006 KANAWHA, WV | SPORN, WV | 345 | 345 | ST | 0 | 62.08 | 1 | 1414KCM ACSR | 746587 | 3836570 | 4583157 | 0 | 0 | 0 | 0 | 0 | 0 | 0 | 0 | 0 | 0 | 0 | 0 | 0 | 0 | 0 | 0 | 0 | 0 | 0 | 0 | 12
NO |  | 6 | 2011 | 5 | 32 | 32 |  | AMOS, WV | KANAWHA, WV | 345 | 345 | ST | 27.9 | 12.1 | 1 | 1563KCM ACSR | 0 | 0 | 0 | 0 | 0 | 0 | 0 | 0 | 0 | 0 | 0 | 0 | 0 | 0 | 0 | 0 | 0 | 0 | 0 | 0 | 0 | 0 | 0 | 12
NO |  | 6 | 2011 | 5 | 33 | 33 |  | 0011 KYGER CREEK, WV | TRI STATE, WV | 345 | 345 | ST | 0 | 12.12 | 1 | 1414KCM ACSR | 842945 | 4496102 | 5339047 | 0 | 0 | 0 | 0 | 0 | 0 | 0 | 0 | 0 | 0 | 0 | 0 | 0 | 0 | 0 | 0 | 0 | 0 | 0 | 0 | 12
NO |  | 6 | 2011 | 5 | 34 | 34 |  |  |  | 0 | 0 | AT | 63.23 | 0 | 0 |  | 0 | 0 | 0 | 0 | 0 | 0 | 0 | 0 | 0 | 0 | 0 | 0 | 0 | 0 | 0 | 0 | 0 | 0 | 0 | 0 | 0 | 0 | 0 | 12
NO |  | 6 | 2011 | 5 | 35 | 35 |  | BETH TAP WV |  | 138 | 138 | WP | 1.15 | 0 | 1 | 336KCM ACSR | 0 | 0 | 0 | 0 | 0 | 0 | 0 | 0 | 0 | 0 | 0 | 0 | 0 | 0 | 0 | 0 | 0 | 0 | 0 | 0 | 0 | 0 | 0 | 12
NO |  | 6 | 2011 | 6 | 1 | 1 |  | SOURWOOD LOOP, WV |  | 138 | 138 | ST | 0.06 | 0.06 | 1 | 636KCM ACSR | 0 | 0 | 0 | 0 | 0 | 0 | 0 | 0 | 0 | 0 | 0 | 0 | 0 | 0 | 0 | 0 | 0 | 0 | 0 | 0 | 0 | 0 | 0 | 12
NO |  | 6 | 2011 | 6 | 2 | 2 |  | 0308 PAD FORK LOOP, WV |  | 138 | 138 | WP | 0.24 | 0 | 1 | 397KCM ACSR | 7775 | 52060 | 59835 | 0 | 0 | 0 | 0 | 0 | 0 | 0 | 0 | 0 | 0 | 0 | 0 | 0 | 0 | 0 | 0 | 0 | 0 | 0 | 0 | 12
NO |  | 6 | 2011 | 6 | 3 | 3 |  | 0330 JIM BRANCH, WV | WYOMING, WV | 138 | 138 | ST | 6.88 | 0 | 1 | 1590KCM ACSR | 612367 | 4416189 | 5028556 | 0 | 0 | 0 | 0 | 0 | 0 | 0 | 0 | 0 | 0 | 0 | 0 | 0 | 0 | 0 | 0 | 0 | 0 | 0 | 0 | 12
NO |  | 6 | 2011 | 6 | 4 | 4 |  |  |  | 0 | 0 | WP | 15.54 | 0.05 | 0 |  | 0 | 0 | 0 | 0 | 0 | 0 | 0 | 0 | 0 | 0 | 0 | 0 | 0 | 0 | 0 | 0 | 0 | 0 | 0 | 0 | 0 | 0 | 0 | 12
NO |  | 6 | 2011 | 6 | 5 | 5 |  | BAILYESVILLE, WV | WYOMING, WV | 138 | 138 | ST | 0.24 | 5.46 | 1 | 1590KCM ACSR | 0 | 0 | 0 | 0 | 0 | 0 | 0 | 0 | 0 | 0 | 0 | 0 | 0 | 0 | 0 | 0 | 0 | 0 | 0 | 0 | 0 | 0 | 0 | 12
NO |  | 6 | 2011 | 6 | 6 | 6 |  | 0332 WELCH TAP, WV |  | 138 | 138 | WP | 0.47 | 0 | 1 | 795KCM ACSR | 13366 | 132045 | 145411 | 0 | 0 | 0 | 0 | 0 | 0 | 0 | 0 | 0 | 0 | 0 | 0 | 0 | 0 | 0 | 0 | 0 | 0 | 0 | 0 | 12
NO |  | 6 | 2011 | 6 | 7 | 7 |  | 0053 BAILEYSVILLE, WV | HALES BRANCH, VA | 138 | 138 | WP | 21.43 | 0 | 1 | 636KCM ACSR | 250077 | 866437 | 1116514 | 0 | 0 | 0 | 0 | 0 | 0 | 0 | 0 | 0 | 0 | 0 | 0 | 0 | 0 | 0 | 0 | 0 | 0 | 0 | 0 | 12
NO |  | 6 | 2011 | 6 | 8 | 8 |  | 0035 STOTESBURTY TAP, WV |  | 138 | 138 | WP | 0.12 | 0 | 1 | 336KCM ACSR | 30759 | 135847 | 166606 | 0 | 0 | 0 | 0 | 0 | 0 | 0 | 0 | 0 | 0 | 0 | 0 | 0 | 0 | 0 | 0 | 0 | 0 | 0 | 0 | 12
NO |  | 6 | 2011 | 6 | 9 | 9 |  | 0211 MULLENSVILLE LOOP, WV |  | 138 | 138 | ST | 0.99 | 0.99 | 1 | 556KCM ACSR | 12756 | 102169 | 114925 | 0 | 0 | 0 | 0 | 0 | 0 | 0 | 0 | 0 | 0 | 0 | 0 | 0 | 0 | 0 | 0 | 0 | 0 | 0 | 0 | 12
NO |  | 6 | 2011 | 6 | 10 | 10 |  | 0212 PINNACLE CREEK LOOP, W |  | 138 | 138 | ST | 2.98 | 2.98 | 1 | 556KCM ACSR | 36292 | 369355 | 405647 | 0 | 0 | 0 | 0 | 0 | 0 | 0 | 0 | 0 | 0 | 0 | 0 | 0 | 0 | 0 | 0 | 0 | 0 | 0 | 0 | 12
NO |  | 6 | 2011 | 6 | 11 | 11 |  | 0294 NORTH BECKLEY LOOP, WV |  | 138 | 138 | ST | 0.65 | 0.65 | 1 | 556KCM ACSR | 7223 | 66600 | 73823 | 0 | 0 | 0 | 0 | 0 | 0 | 0 | 0 | 0 | 0 | 0 | 0 | 0 | 0 | 0 | 0 | 0 | 0 | 0 | 0 | 12
NO |  | 6 | 2011 | 6 | 12 | 12 |  | 0210 BAILEYSVILLE, WV | WYOMING, WV | 138 | 138 | ST | 0.15 | 5.73 | 1 | 1590KCM ACSR | 294463 | 2654068 | 2948531 | 0 | 0 | 0 | 0 | 0 | 0 | 0 | 0 | 0 | 0 | 0 | 0 | 0 | 0 | 0 | 0 | 0 | 0 | 0 | 0 | 12
NO |  | 6 | 2011 | 6 | 13 | 13 |  | MULLENS, WV | WYOMING, WV | 138 | 138 | ST | 6.01 | 0 | 1 | 556KCM ACSR | 0 | 0 | 0 | 0 | 0 | 0 | 0 | 0 | 0 | 0 | 0 | 0 | 0 | 0 | 0 | 0 | 0 | 0 | 0 | 0 | 0 | 0 | 0 | 12
NO |  | 6 | 2011 | 6 | 14 | 14 |  |  |  | 0 | 0 | WP | 17.09 | 0 | 0 |  | 0 | 0 | 0 | 0 | 0 | 0 | 0 | 0 | 0 | 0 | 0 | 0 | 0 | 0 | 0 | 0 | 0 | 0 | 0 | 0 | 0 | 0 | 0 | 12
NO |  | 6 | 2011 | 6 | 15 | 15 |  | 0356 PIMBERTON TAP, WV |  | 138 | 138 | ST | 0.17 | 0 | 1 | 336KCM ACSR | 165267 | 566718 | 731985 | 0 | 0 | 0 | 0 | 0 | 0 | 0 | 0 | 0 | 0 | 0 | 0 | 0 | 0 | 0 | 0 | 0 | 0 | 0 | 0 | 12
NO |  | 6 | 2011 | 6 | 16 | 16 |  |  |  | 0 | 0 | WP | 4.69 | 0 | 0 |  | 0 | 0 | 0 | 0 | 0 | 0 | 0 | 0 | 0 | 0 | 0 | 0 | 0 | 0 | 0 | 0 | 0 | 0 | 0 | 0 | 0 | 0 | 0 | 12
NO |  | 6 | 2011 | 6 | 17 | 17 |  | BRADLEY, WV | TAMS MOUNTAIN, WV | 138 | 138 | ST | 0 | 0.08 | 1 | 556KCM ACSR | 0 | 0 | 0 | 0 | 0 | 0 | 0 | 0 | 0 | 0 | 0 | 0 | 0 | 0 | 0 | 0 | 0 | 0 | 0 | 0 | 0 | 0 | 0 | 12
NO |  | 6 | 2011 | 6 | 18 | 18 |  |  |  | 0 | 0 | WP | 15.39 | 0 | 0 |  | 0 | 0 | 0 | 0 | 0 | 0 | 0 | 0 | 0 | 0 | 0 | 0 | 0 | 0 | 0 | 0 | 0 | 0 | 0 | 0 | 0 | 0 | 0 | 12
NO |  | 6 | 2011 | 6 | 19 | 19 |  | 0216 MULLENS, WV | TAMS MOUNTAIN, WV | 138 | 138 | ST | 0 | 0.93 | 1 | 556KCM ACSR | 438645 | 959637 | 1398282 | 0 | 0 | 0 | 0 | 0 | 0 | 0 | 0 | 0 | 0 | 0 | 0 | 0 | 0 | 0 | 0 | 0 | 0 | 0 | 0 | 12
NO |  | 6 | 2011 | 6 | 20 | 20 |  |  |  | 0 | 0 | WP | 8.55 | 0 | 0 |  | 0 | 0 | 0 | 0 | 0 | 0 | 0 | 0 | 0 | 0 | 0 | 0 | 0 | 0 | 0 | 0 | 0 | 0 | 0 | 0 | 0 | 0 | 0 | 12
NO |  | 6 | 2011 | 6 | 21 | 21 |  | 0094 BIG SANDY, KY | DEWEY, KY | 138 | 138 | ST | 0 | 0.18 | 1 | 636KCM ACSR | 21898 | 113937 | 135835 | 0 | 0 | 0 | 0 | 0 | 0 | 0 | 0 | 0 | 0 | 0 | 0 | 0 | 0 | 0 | 0 | 0 | 0 | 0 | 0 | 12
NO |  | 6 | 2011 | 6 | 22 | 22 |  | 0426 BIG SANDY, KY | INEZ, KY | 138 | 138 | ST | 7.52 | 0 | 1 | 795KCM ACSR | 938851 | 4885736 | 5824587 | 0 | 0 | 0 | 0 | 0 | 0 | 0 | 0 | 0 | 0 | 0 | 0 | 0 | 0 | 0 | 0 | 0 | 0 | 0 | 0 | 12
NO |  | 6 | 2011 | 6 | 23 | 23 |  | BIG SANDY, KY | INEZ, KY | 138 | 138 | ST | 0 | 7.52 | 1 | 795KCM ACSR | 0 | 0 | 0 | 0 | 0 | 0 | 0 | 0 | 0 | 0 | 0 | 0 | 0 | 0 | 0 | 0 | 0 | 0 | 0 | 0 | 0 | 0 | 0 | 12
NO |  | 6 | 2011 | 6 | 24 | 24 |  | 0092 BELLEFONTE, KY | TRI STATE, WV | 138 | 138 | ST | 3.7 | 0 | 1 | 795KCM ACSR | 51938 | 863909 | 915847 | 0 | 0 | 0 | 0 | 0 | 0 | 0 | 0 | 0 | 0 | 0 | 0 | 0 | 0 | 0 | 0 | 0 | 0 | 0 | 0 | 12
NO |  | 6 | 2011 | 6 | 25 | 25 |  | 0429 MIDKIFF, WV | TRI STATE, WV | 138 | 138 | WP | 26.17 | 0 | 1 | 795KCM ACSR | 383451 | 2352508 | 2735959 | 0 | 0 | 0 | 0 | 0 | 0 | 0 | 0 | 0 | 0 | 0 | 0 | 0 | 0 | 0 | 0 | 0 | 0 | 0 | 0 | 12
NO |  | 6 | 2011 | 6 | 26 | 26 |  | 0028 CABIN CREEK, WV | KANAWHA #1, WV | 138 | 138 | ST | 0 | 3.48 | 1 | 556KICM ACSR | 0 | 43870 | 43870 | 0 | 0 | 0 | 0 | 0 | 0 | 0 | 0 | 0 | 0 | 0 | 0 | 0 | 0 | 0 | 0 | 0 | 0 | 0 | 0 | 12
NO |  | 6 | 2011 | 6 | 27 | 27 |  | 0029 CABIN CREEK, WV | KANAWHA #2, WV | 138 | 138 | ST | 3.48 | 0 | 1 | 556KCM ACSR | 36601 | 83528 | 120129 | 0 | 0 | 0 | 0 | 0 | 0 | 0 | 0 | 0 | 0 | 0 | 0 | 0 | 0 | 0 | 0 | 0 | 0 | 0 | 0 | 12
NO |  | 6 | 2011 | 6 | 28 | 28 |  | 0098 CAPITOL HILL, WV | KANAWHA, WV | 138 | 138 | ST | 17.59 | 0 | 1 | 556KCM ACSR | 41816 | 584236 | 626052 | 0 | 0 | 0 | 0 | 0 | 0 | 0 | 0 | 0 | 0 | 0 | 0 | 0 | 0 | 0 | 0 | 0 | 0 | 0 | 0 | 12
NO |  | 6 | 2011 | 6 | 29 | 29 |  | 0326 RENSFORD LOOP, WV | KANAWHA, WV | 138 | 138 | ST | 0.54 | 0 | 1 | 556KCM ACSR | 10727 | 665020 | 675747 | 0 | 0 | 0 | 0 | 0 | 0 | 0 | 0 | 0 | 0 | 0 | 0 | 0 | 0 | 0 | 0 | 0 | 0 | 0 | 0 | 12
NO |  | 6 | 2011 | 6 | 30 | 30 |  | FLATWOOD TAP, WV |  | 138 | 138 | ST | 4.63 | 0 | 1 | 795KCM ACSR | 0 | 0 | 0 | 0 | 0 | 0 | 0 | 0 | 0 | 0 | 0 | 0 | 0 | 0 | 0 | 0 | 0 | 0 | 0 | 0 | 0 | 0 | 0 | 12
NO |  | 6 | 2011 | 6 | 31 | 31 |  | 0245 GILBOA, WV | KANAWHA, WV | 138 | 138 | ST | 0 | 0.27 | 1 | 795KCM ACSR | 415420 | 2184984 | 2600404 | 0 | 0 | 0 | 0 | 0 | 0 | 0 | 0 | 0 | 0 | 0 | 0 | 0 | 0 | 0 | 0 | 0 | 0 | 0 | 0 | 12
NO |  | 6 | 2011 | 6 | 32 | 32 |  |  |  | 0 | 0 | WP | 15.12 | 0 | 0 |  | 0 | 0 | 0 | 0 | 0 | 0 | 0 | 0 | 0 | 0 | 0 | 0 | 0 | 0 | 0 | 0 | 0 | 0 | 0 | 0 | 0 | 0 | 0 | 12
NO |  | 6 | 2011 | 6 | 33 | 33 |  | 0390 BELVA TAP, WV |  | 138 | 138 | ST | 0.64 | 0.64 | 1 | 954KCM ACSR | 32811 | 521765 | 554576 | 0 | 0 | 0 | 0 | 0 | 0 | 0 | 0 | 0 | 0 | 0 | 0 | 0 | 0 | 0 | 0 | 0 | 0 | 0 | 0 | 12
NO |  | 6 | 2011 | 6 | 34 | 34 |  | 0372 JEHU EXT WV |  | 138 | 138 | ST | 0.6 | 0 | 1 | 556KCM ACSR | 0 | 542715 | 542715 | 0 | 0 | 0 | 0 | 0 | 0 | 0 | 0 | 0 | 0 | 0 | 0 | 0 | 0 | 0 | 0 | 0 | 0 | 0 | 0 | 12
NO |  | 6 | 2011 | 6 | 35 | 35 |  | 0097 CAPITOL HILL, WV | CHEMICAL, WV | 138 | 138 | ST | 6.08 | 0 | 1 | 556KCM ACSR | 428072 | 316480 | 744552 | 0 | 0 | 0 | 0 | 0 | 0 | 0 | 0 | 0 | 0 | 0 | 0 | 0 | 0 | 0 | 0 | 0 | 0 | 0 | 0 | 12
NO |  | 6 | 2011 | 7 | 1 | 1 |  | 0101 DEXTER, WV | SPORN CIR B, OH | 138 | 138 | ST | 9.14 | 0 | 1 | 397KCM ACSR | 39991 | 15852 | 55843 | 0 | 0 | 0 | 0 | 0 | 0 | 0 | 0 | 0 | 0 | 0 | 0 | 0 | 0 | 0 | 0 | 0 | 0 | 0 | 0 | 12
NO |  | 6 | 2011 | 7 | 2 | 2 |  | 0104 BANCROFT TAP, WV |  | 138 | 138 | ST | 1.03 | 0 | 1 | 556KCM ACSR | 24961 | 424310 | 449271 | 0 | 0 | 0 | 0 | 0 | 0 | 0 | 0 | 0 | 0 | 0 | 0 | 0 | 0 | 0 | 0 | 0 | 0 | 0 | 0 | 12
NO |  | 6 | 2011 | 7 | 3 | 3 |  | DEXTER, OH | SPORN CIR A, WV | 138 | 138 | ST | 0 | 9.07 | 1 | 397KCM ACSR | 0 | 0 | 0 | 0 | 0 | 0 | 0 | 0 | 0 | 0 | 0 | 0 | 0 | 0 | 0 | 0 | 0 | 0 | 0 | 0 | 0 | 0 | 0 | 12
NO |  | 6 | 2011 | 7 | 4 | 4 |  | LEON LOOP, WV |  | 138 | 138 | ST | 0.17 | 0.17 | 1 | 1033KCM ACSR | 0 | 0 | 0 | 0 | 0 | 0 | 0 | 0 | 0 | 0 | 0 | 0 | 0 | 0 | 0 | 0 | 0 | 0 | 0 | 0 | 0 | 0 | 0 | 12
NO |  | 6 | 2011 | 7 | 5 | 5 |  | AMERICAN ALLOYS, WV | SPORN, WV | 138 | 138 | ST | 0 | 0.03 | 1 | 556KCM ACSR | 0 | 0 | 0 | 0 | 0 | 0 | 0 | 0 | 0 | 0 | 0 | 0 | 0 | 0 | 0 | 0 | 0 | 0 | 0 | 0 | 0 | 0 | 0 | 12
NO |  | 6 | 2011 | 7 | 6 | 6 |  | 0402 SISSON TAP, WV |  | 138 | 138 | ST | 10.48 | 1.17 | 1 | 795KCM ACSR | 274985 | 2202668 | 2477653 | 0 | 0 | 0 | 0 | 0 | 0 | 0 | 0 | 0 | 0 | 0 | 0 | 0 | 0 | 0 | 0 | 0 | 0 | 0 | 0 | 12
NO |  | 6 | 2011 | 7 | 7 | 7 |  |  |  | 0 | 0 | WP | 0.09 | 0 | 0 |  | 0 | 0 | 0 | 0 | 0 | 0 | 0 | 0 | 0 | 0 | 0 | 0 | 0 | 0 | 0 | 0 | 0 | 0 | 0 | 0 | 0 | 0 | 0 | 12
NO |  | 6 | 2011 | 7 | 8 | 8 |  | AMOS, WV | SOUTH BUFFALO CIR B, WV | 138 | 138 | ST | 12.23 | 5.86 | 1 | 397KCM ACSR | 0 | 0 | 0 | 0 | 0 | 0 | 0 | 0 | 0 | 0 | 0 | 0 | 0 | 0 | 0 | 0 | 0 | 0 | 0 | 0 | 0 | 0 | 0 | 12
NO |  | 6 | 2011 | 7 | 9 | 9 |  | SOUTH BUFFALO, WV | SPORN CIR A, WV | 138 | 138 | ST | 0 | 31.46 | 1 | 397KCM ACSR | 0 | 0 | 0 | 0 | 0 | 0 | 0 | 0 | 0 | 0 | 0 | 0 | 0 | 0 | 0 | 0 | 0 | 0 | 0 | 0 | 0 | 0 | 0 | 12
NO |  | 6 | 2011 | 7 | 10 | 10 |  | SOUTH BUFFALO, WV | SPORN CIR B WV | 138 | 138 | ST | 36.34 | 0 | 1 | 1351KCM ACSR | 0 | 0 | 0 | 0 | 0 | 0 | 0 | 0 | 0 | 0 | 0 | 0 | 0 | 0 | 0 | 0 | 0 | 0 | 0 | 0 | 0 | 0 | 0 | 12
NO |  | 6 | 2011 | 7 | 11 | 11 |  | 0023 MINNIX MOUNTAIN LOOP |  | 138 | 138 | ST | 0.04 | 0.04 | 1 | 1033KCM ACSR | 0 | 9830 | 9830 | 0 | 0 | 0 | 0 | 0 | 0 | 0 | 0 | 0 | 0 | 0 | 0 | 0 | 0 | 0 | 0 | 0 | 0 | 0 | 0 | 12
NO |  | 6 | 2011 | 7 | 12 | 12 |  | 0024 SPEEDWAY TAP, WV |  | 138 | 138 | ST | 0.03 | 0 | 1 | 556KCM ACSR | 55997 | 293956 | 349953 | 0 | 0 | 0 | 0 | 0 | 0 | 0 | 0 | 0 | 0 | 0 | 0 | 0 | 0 | 0 | 0 | 0 | 0 | 0 | 0 | 12
NO |  | 6 | 2011 | 7 | 13 | 13 |  |  |  | 0 | 0 | WP | 7.22 | 0 | 0 |  | 0 | 0 | 0 | 0 | 0 | 0 | 0 | 0 | 0 | 0 | 0 | 0 | 0 | 0 | 0 | 0 | 0 | 0 | 0 | 0 | 0 | 0 | 0 | 12
NO |  | 6 | 2011 | 7 | 14 | 14 |  | 0020 GLEN LYN, VA | SOUTH PRINCETON, WV | 138 | 138 | ST | 12.84 | 0 | 1 | 397KCM ACSR | 125528 | 412936 | 538464 | 0 | 0 | 0 | 0 | 0 | 0 | 0 | 0 | 0 | 0 | 0 | 0 | 0 | 0 | 0 | 0 | 0 | 0 | 0 | 0 | 12
NO |  | 6 | 2011 | 7 | 15 | 15 |  | 0424 GLEN LYN, VA | SOUTH PRINCETON, WV | 138 | 138 | ST | 0.02 | 12.86 | 1 | 1351KCM ACSR | 58676 | 437304 | 495980 | 0 | 0 | 0 | 0 | 0 | 0 | 0 | 0 | 0 | 0 | 0 | 0 | 0 | 0 | 0 | 0 | 0 | 0 | 0 | 0 | 12
NO |  | 6 | 2011 | 7 | 16 | 16 |  | SOUTH PRINCETON, WV | SWITCHBACK A, WV | 138 | 138 | ST | 15.46 | 0 | 1 | 397KCM ACSR | 0 | 0 | 0 | 0 | 0 | 0 | 0 | 0 | 0 | 0 | 0 | 0 | 0 | 0 | 0 | 0 | 0 | 0 | 0 | 0 | 0 | 0 | 0 | 12
NO |  | 6 | 2011 | 7 | 17 | 17 |  | SOUTH PRINCETON, WV | SWITCHBACK B, WV | 138 | 138 | ST | 0 | 15.46 | 1 | 397KCM ACSR | 0 | 0 | 0 | 0 | 0 | 0 | 0 | 0 | 0 | 0 | 0 | 0 | 0 | 0 | 0 | 0 | 0 | 0 | 0 | 0 | 0 | 0 | 0 | 12
NO |  | 6 | 2011 | 7 | 18 | 18 |  | 0055 GLEN LYN, VA | WYTHE, VA | 138 | 138 | ST | 1.42 | 0 | 1 | 556KCM ACSR | 10708 | 41691 | 52399 | 0 | 0 | 0 | 0 | 0 | 0 | 0 | 0 | 0 | 0 | 0 | 0 | 0 | 0 | 0 | 0 | 0 | 0 | 0 | 0 | 12
NO |  | 6 | 2011 | 7 | 19 | 19 |  | GLEN LYN, VA | WYTHE, VA | 138 | 138 | ST | 0 | 1.42 | 1 | 556KCM ACSR | 0 | 0 | 0 | 0 | 0 | 0 | 0 | 0 | 0 | 0 | 0 | 0 | 0 | 0 | 0 | 0 | 0 | 0 | 0 | 0 | 0 | 0 | 0 | 12
NO |  | 6 | 2011 | 7 | 20 | 20 |  | 0093 BIG SANDY | WEST HUNTINGTON, WV | 138 | 138 | ST | 3.26 | 0.05 | 1 | 1351KCM ACSR | 342681 | 1647121 | 1989802 | 0 | 0 | 0 | 0 | 0 | 0 | 0 | 0 | 0 | 0 | 0 | 0 | 0 | 0 | 0 | 0 | 0 | 0 | 0 | 0 | 12
NO |  | 6 | 2011 | 7 | 21 | 21 |  |  |  | 0 | 0 | AT | 15.7 | 0 | 0 |  | 0 | 0 | 0 | 0 | 0 | 0 | 0 | 0 | 0 | 0 | 0 | 0 | 0 | 0 | 0 | 0 | 0 | 0 | 0 | 0 | 0 | 0 | 0 | 12
NO |  | 6 | 2011 | 7 | 22 | 22 |  | 0031 BRADLEY, WV | KANAWHA #1, WV | 138 | 138 | ST | 0 | 26.94 | 1 | 556KCM ACSR | 0 | 161032 | 161032 | 0 | 0 | 0 | 0 | 0 | 0 | 0 | 0 | 0 | 0 | 0 | 0 | 0 | 0 | 0 | 0 | 0 | 0 | 0 | 0 | 12
NO |  | 6 | 2011 | 7 | 23 | 23 |  | 0222 BRADLEY, WV | KANAWHA #2, WV | 138 | 138 | ST | 26.94 | 0 | 1 | 556KCM ACSR | 155550 | 986305 | 1141855 | 0 | 0 | 0 | 0 | 0 | 0 | 0 | 0 | 0 | 0 | 0 | 0 | 0 | 0 | 0 | 0 | 0 | 0 | 0 | 0 | 12
NO |  | 6 | 2011 | 7 | 24 | 24 |  | 0032 BRADLEY CIR A, WV | GLEN LYN-HINTON, VA | 138 | 138 | ST | 0.08 | 40.85 | 1 | 556KCM ACSR | 0 | 260135 | 260135 | 0 | 0 | 0 | 0 | 0 | 0 | 0 | 0 | 0 | 0 | 0 | 0 | 0 | 0 | 0 | 0 | 0 | 0 | 0 | 0 | 12
NO |  | 6 | 2011 | 7 | 25 | 25 |  | 0223 BRADLEY CIR B, WV | GLEN LYN-HINTON, VA | 138 | 138 | ST | 42.93 | 2.08 | 1 | 1590KCM ACSR | 384511 | 2580787 | 2965298 | 0 | 0 | 0 | 0 | 0 | 0 | 0 | 0 | 0 | 0 | 0 | 0 | 0 | 0 | 0 | 0 | 0 | 0 | 0 | 0 | 12
NO |  | 6 | 2011 | 7 | 26 | 26 |  | 0219 KINCAID LOOP, WV |  | 138 | 138 | ST | 0.09 | 0.09 | 1 | 556KCM ACSR | 908 | 48439 | 49347 | 0 | 0 | 0 | 0 | 0 | 0 | 0 | 0 | 0 | 0 | 0 | 0 | 0 | 0 | 0 | 0 | 0 | 0 | 0 | 0 | 12
NO |  | 6 | 2011 | 7 | 27 | 27 |  | 0246 BRADLEY, WV | DAMERON, WV | 138 | 138 | WP | 9.52 | 0 | 1 | 795KCM ACSR | 222040 | 497940 | 719980 | 0 | 0 | 0 | 0 | 0 | 0 | 0 | 0 | 0 | 0 | 0 | 0 | 0 | 0 | 0 | 0 | 0 | 0 | 0 | 0 | 12
NO |  | 6 | 2011 | 7 | 28 | 28 |  | 0216B BRADLEY | TAMS MOUNTAIN | 138 | 138 |  | 0 | 0 | 0 |  | 26184 | 373400 | 399584 | 0 | 0 | 0 | 0 | 0 | 0 | 0 | 0 | 0 | 0 | 0 | 0 | 0 | 0 | 0 | 0 | 0 | 0 | 0 | 0 | 12
NO |  | 6 | 2011 | 7 | 29 | 29 |  | 0415 CLIFFTOP TAP, WV |  | 138 | 138 | ST | 2.81 | 0 | 1 | 795KCM ACSR | 509691 | 880895 | 1390586 | 0 | 0 | 0 | 0 | 0 | 0 | 0 | 0 | 0 | 0 | 0 | 0 | 0 | 0 | 0 | 0 | 0 | 0 | 0 | 0 | 12
NO |  | 6 | 2011 | 7 | 30 | 30 |  | 0049 BAILEYSVILLE, WV | KANAWHA #1, WV | 138 | 138 | ST | 46.42 | 0 | 1 | 636KCM ACSR | 718711 | 3810090 | 4528801 | 0 | 0 | 0 | 0 | 0 | 0 | 0 | 0 | 0 | 0 | 0 | 0 | 0 | 0 | 0 | 0 | 0 | 0 | 0 | 0 | 12
NO |  | 6 | 2011 | 7 | 31 | 31 |  | BAILEYSVILLE, WV | KANAWHA #2, WV | 138 | 138 | ST | 0.04 | 46.42 | 1 | 636KCM ACSR | 0 | 0 | 0 | 0 | 0 | 0 | 0 | 0 | 0 | 0 | 0 | 0 | 0 | 0 | 0 | 0 | 0 | 0 | 0 | 0 | 0 | 0 | 0 | 12
NO |  | 6 | 2011 | 7 | 32 | 32 |  |  |  | 0 | 0 | WP | 0.17 | 0 | 0 |  | 0 | 0 | 0 | 0 | 0 | 0 | 0 | 0 | 0 | 0 | 0 | 0 | 0 | 0 | 0 | 0 | 0 | 0 | 0 | 0 | 0 | 0 | 0 | 12
NO |  | 6 | 2011 | 7 | 33 | 33 |  | 0052 BIM TAP, WV |  | 138 | 138 | WP,ST | 11.56 | 0 | 1 | 556KCM ACSR | 47606 | 1398521 | 1446127 | 0 | 0 | 0 | 0 | 0 | 0 | 0 | 0 | 0 | 0 | 0 | 0 | 0 | 0 | 0 | 0 | 0 | 0 | 0 | 0 | 12
NO |  | 6 | 2011 | 7 | 34 | 34 |  | 3827 BRADLEY | LAYLAND | 69 | 138 | SP | 10.94 | 0 | 1 |  | 429554 | 1905112 | 2334666 | 0 | 0 | 0 | 0 | 0 | 0 | 0 | 0 | 0 | 0 | 0 | 0 | 0 | 0 | 0 | 0 | 0 | 0 | 0 | 0 | 12
NO |  | 6 | 2011 | 7 | 35 | 35 |  | 3484 COBB TAP |  | 46 | 138 | WP | 0.13 | 0 | 1 |  | 18217 | 96539 | 114756 | 0 | 0 | 0 | 0 | 0 | 0 | 0 | 0 | 0 | 0 | 0 | 0 | 0 | 0 | 0 | 0 | 0 | 0 | 0 | 0 | 12
NO |  | 6 | 2011 | 8 | 1 | 1 |  | 0420 FRANKS BRANCH |  | 46 | 138 | WP | 5.17 | 0 | 1 |  | 155376 | 1103878 | 1259254 | 0 | 0 | 0 | 0 | 0 | 0 | 0 | 0 | 0 | 0 | 0 | 0 | 0 | 0 | 0 | 0 | 0 | 0 | 0 | 0 | 12
NO |  | 6 | 2011 | 8 | 2 | 2 |  | 2123 SOUTH NEAL | WEST HUNTINGTON | 69 | 138 | ST | 2.12 | 0 | 1 |  | 0 | 245040 | 245040 | 0 | 0 | 0 | 0 | 0 | 0 | 0 | 0 | 0 | 0 | 0 | 0 | 0 | 0 | 0 | 0 | 0 | 0 | 0 | 0 | 12
NO |  | 6 | 2011 | 8 | 3 | 3 |  | 0220 KOPPERSTON LOOP, WV |  | 138 | 138 | ST | 0.19 | 0.19 | 1 | 1033KCM ACSR | 3693 | 78595 | 82288 | 0 | 0 | 0 | 0 | 0 | 0 | 0 | 0 | 0 | 0 | 0 | 0 | 0 | 0 | 0 | 0 | 0 | 0 | 0 | 0 | 12
NO |  | 6 | 2011 | 8 | 4 | 4 |  | 0243 BOLT TAP, WV |  | 138 | 138 | WP | 5.8 | 0 | 1 | 795KCM ACSR | 66310 | 300593 | 366903 | 0 | 0 | 0 | 0 | 0 | 0 | 0 | 0 | 0 | 0 | 0 | 0 | 0 | 0 | 0 | 0 | 0 | 0 | 0 | 0 | 12
NO |  | 6 | 2011 | 8 | 5 | 5 |  | 0301 WHARTON TAP, WV |  | 138 | 138 | WP | 0.2 | 0 | 1 | 556KCM ACSR | 4779 | 78174 | 82953 | 0 | 0 | 0 | 0 | 0 | 0 | 0 | 0 | 0 | 0 | 0 | 0 | 0 | 0 | 0 | 0 | 0 | 0 | 0 | 0 | 12
NO |  | 6 | 2011 | 8 | 6 | 6 |  | 0384 HINTON | WESTVACO, WV | 138 | 138 | ST | 35.38 | 0 | 1 | 4/0 ACSR | 295160 | 2475163 | 2770323 | 0 | 0 | 0 | 0 | 0 | 0 | 0 | 0 | 0 | 0 | 0 | 0 | 0 | 0 | 0 | 0 | 0 | 0 | 0 | 0 | 12
NO |  | 6 | 2011 | 8 | 7 | 7 |  | 0389 GREENBRIER LOOP, WV |  | 138 | 138 | ST | 0.49 | 0.49 | 1 | 246KCM ACAR | 4221 | 24870 | 29091 | 0 | 0 | 0 | 0 | 0 | 0 | 0 | 0 | 0 | 0 | 0 | 0 | 0 | 0 | 0 | 0 | 0 | 0 | 0 | 0 | 12
NO |  | 6 | 2011 | 8 | 8 | 8 |  | 0393 RONCEVERTE LOOP, WV |  | 138 | 138 | ST | 0.01 | 0.01 | 1 | 4/0 ACSR | 0 | 172 | 172 | 0 | 0 | 0 | 0 | 0 | 0 | 0 | 0 | 0 | 0 | 0 | 0 | 0 | 0 | 0 | 0 | 0 | 0 | 0 | 0 | 12
NO |  | 6 | 2011 | 8 | 9 | 9 |  | 0357 GRASSY FALLS, WV | MCCLUNG, WV | 138 | 138 | WP | 0.22 | 0 | 1 | 954KCM ACSR | 12959 | 85580 | 98539 | 0 | 0 | 0 | 0 | 0 | 0 | 0 | 0 | 0 | 0 | 0 | 0 | 0 | 0 | 0 | 0 | 0 | 0 | 0 | 0 | 12
NO |  | 6 | 2011 | 8 | 10 | 10 |  | 0304 RUM CREEK TAP, WV |  | 138 | 138 | WP | 2.48 | 0 | 1 | 556KCM ACSR | 67979 | 716010 | 783989 | 0 | 0 | 0 | 0 | 0 | 0 | 0 | 0 | 0 | 0 | 0 | 0 | 0 | 0 | 0 | 0 | 0 | 0 | 0 | 0 | 12
NO |  | 6 | 2011 | 8 | 11 | 11 |  | 0318 M&B TAP, WV |  | 138 | 138 | WP | 0.31 | 0 | 1 | 556KCM ACSR | 11404 | 64085 | 75489 | 0 | 0 | 0 | 0 | 0 | 0 | 0 | 0 | 0 | 0 | 0 | 0 | 0 | 0 | 0 | 0 | 0 | 0 | 0 | 0 | 12
NO |  | 6 | 2011 | 8 | 12 | 12 |  | 0013 LOGAN, WV | WYOMING #1-A, WV | 138 | 138 | ST | 11.52 | 14.48 | 1 | 1590KCM ACSR | 257263 | 5390937 | 5648200 | 0 | 0 | 0 | 0 | 0 | 0 | 0 | 0 | 0 | 0 | 0 | 0 | 0 | 0 | 0 | 0 | 0 | 0 | 0 | 0 | 12
NO |  | 6 | 2011 | 8 | 13 | 13 |  | LOGAN, WV | WYOMING #1-B, WV | 138 | 138 | ST | 21.88 | 0 | 1 | 1590KCM ACSR | 0 | 0 | 0 | 0 | 0 | 0 | 0 | 0 | 0 | 0 | 0 | 0 | 0 | 0 | 0 | 0 | 0 | 0 | 0 | 0 | 0 | 0 | 0 | 12
NO |  | 6 | 2011 | 8 | 14 | 14 |  | 0387 LOGAN, WV | WYOMING #2, WV | 138 | 138 | ST | 23.74 | 0 | 1 | 1033KCM ACSR | 921918 | 9017202 | 9939120 | 0 | 0 | 0 | 0 | 0 | 0 | 0 | 0 | 0 | 0 | 0 | 0 | 0 | 0 | 0 | 0 | 0 | 0 | 0 | 0 | 12
NO |  | 6 | 2011 | 8 | 15 | 15 |  | 0045 LOGAN, WV | SPRIGG#1, WV | 138 | 138 | ST | 17.63 | 0 | 1 | 397KCM ACSR | 384180 | 2232425 | 2616605 | 0 | 0 | 0 | 0 | 0 | 0 | 0 | 0 | 0 | 0 | 0 | 0 | 0 | 0 | 0 | 0 | 0 | 0 | 0 | 0 | 12
NO |  | 6 | 2011 | 8 | 16 | 16 |  | LOGAN, WV | SPRIGG #2, WV | 138 | 138 | ST | 0 | 17.93 | 1 | 397KCM ACSR | 0 | 0 | 0 | 0 | 0 | 0 | 0 | 0 | 0 | 0 | 0 | 0 | 0 | 0 | 0 | 0 | 0 | 0 | 0 | 0 | 0 | 0 | 0 | 12
NO |  | 6 | 2011 | 8 | 17 | 17 |  | 3791 BOLT, WV | TRAP HILL, WV | 46 | 138 | WP | 6.03 | 0 | 1 |  | 68777 | 408871 | 477648 | 0 | 0 | 0 | 0 | 0 | 0 | 0 | 0 | 0 | 0 | 0 | 0 | 0 | 0 | 0 | 0 | 0 | 0 | 0 | 0 | 12
NO |  | 6 | 2011 | 8 | 18 | 18 |  | 0048 CHAUNCEY TAP, WV |  | 138 | 138 | ST | 3.67 | 0 | 1 | 397KCM ACSR | 23671 | 76577 | 100248 | 0 | 0 | 0 | 0 | 0 | 0 | 0 | 0 | 0 | 0 | 0 | 0 | 0 | 0 | 0 | 0 | 0 | 0 | 0 | 0 | 12
NO |  | 6 | 2011 | 8 | 19 | 19 |  | 0328 RAGLAND LOOP, WV |  | 138 | 138 | WP | 0.56 | 0 | 1 | 556KCM ACSR | 16270 | 179955 | 196225 | 0 | 0 | 0 | 0 | 0 | 0 | 0 | 0 | 0 | 0 | 0 | 0 | 0 | 0 | 0 | 0 | 0 | 0 | 0 | 0 | 12
NO |  | 6 | 2011 | 8 | 20 | 20 |  | 0317 GRANT BRANCH TAP, WV |  | 138 | 138 | WP | 6.76 | 0 | 1 | 556KCM ACSR | 174991 | 1353486 | 1528477 | 0 | 0 | 0 | 0 | 0 | 0 | 0 | 0 | 0 | 0 | 0 | 0 | 0 | 0 | 0 | 0 | 0 | 0 | 0 | 0 | 12
NO |  | 6 | 2011 | 8 | 21 | 21 |  | 0346 PINE CREEK TAP, WV |  | 138 | 138 | WP | 1.83 | 0 | 1 | 556KCM ACSR | 6927 | 56597 | 63524 | 0 | 0 | 0 | 0 | 0 | 0 | 0 | 0 | 0 | 0 | 0 | 0 | 0 | 0 | 0 | 0 | 0 | 0 | 0 | 0 | 12
NO |  | 6 | 2011 | 8 | 22 | 22 |  | 0401 HATFIELD, WV | SPRIGG, WV | 138 | 138 | WP | 10.69 | 0 | 1 | 1033KCM ACSR | 380290 | 3017861 | 3398151 | 0 | 0 | 0 | 0 | 0 | 0 | 0 | 0 | 0 | 0 | 0 | 0 | 0 | 0 | 0 | 0 | 0 | 0 | 0 | 0 | 12
NO |  | 6 | 2011 | 8 | 23 | 23 |  | CINDERELLA LOOP, WV |  | 138 | 138 | ST | 0.37 | 0.37 | 1 | 1035KCM ACSR | 0 | 0 | 0 | 0 | 0 | 0 | 0 | 0 | 0 | 0 | 0 | 0 | 0 | 0 | 0 | 0 | 0 | 0 | 0 | 0 | 0 | 0 | 0 | 12
NO |  | 6 | 2011 | 8 | 24 | 24 |  | 0325 JIM BRANCH, WV | SWITCHBACK, WV | 138 | 138 | WP | 16.91 | 0.59 | 1 | 1033KCM ACSR | 364486 | 3426192 | 3790678 | 0 | 0 | 0 | 0 | 0 | 0 | 0 | 0 | 0 | 0 | 0 | 0 | 0 | 0 | 0 | 0 | 0 | 0 | 0 | 0 | 12
NO |  | 6 | 2011 | 8 | 25 | 25 |  | 0077 MILLBROOK, OH | SPORN, WV | 138 | 138 | ST | 9.36 | 0 | 1 | 477KCM ACSR | 39980 | 262113 | 302093 | 0 | 0 | 0 | 0 | 0 | 0 | 0 | 0 | 0 | 0 | 0 | 0 | 0 | 0 | 0 | 0 | 0 | 0 | 0 | 0 | 12
NO |  | 6 | 2011 | 8 | 26 | 26 |  | ADDISON LICK, WV | SPORN, WV | 138 | 138 | ST | 0 | 9.36 | 1 | 477KCM ACSR | 0 | 0 | 0 | 0 | 0 | 0 | 0 | 0 | 0 | 0 | 0 | 0 | 0 | 0 | 0 | 0 | 0 | 0 | 0 | 0 | 0 | 0 | 0 | 12
NO |  | 6 | 2011 | 8 | 27 | 27 |  | 0075 SOUTH POINT, OH | SPORN, WV | 138 | 138 | ST | 10.18 | 0.4 | 1 | 397KCM ACSR | 56725 | 355992 | 412717 | 0 | 0 | 0 | 0 | 0 | 0 | 0 | 0 | 0 | 0 | 0 | 0 | 0 | 0 | 0 | 0 | 0 | 0 | 0 | 0 | 12
NO |  | 6 | 2011 | 8 | 28 | 28 |  |  |  | 0 | 0 | WP | 0.94 | 0 | 0 |  | 0 | 0 | 0 | 0 | 0 | 0 | 0 | 0 | 0 | 0 | 0 | 0 | 0 | 0 | 0 | 0 | 0 | 0 | 0 | 0 | 0 | 0 | 0 | 12
NO |  | 6 | 2011 | 8 | 29 | 29 |  | NORTH PROCTORVILLE, OH | SPORN, WV | 138 | 138 | ST | 0 | 9.79 | 1 | 397KCM ACSR | 0 | 0 | 0 | 0 | 0 | 0 | 0 | 0 | 0 | 0 | 0 | 0 | 0 | 0 | 0 | 0 | 0 | 0 | 0 | 0 | 0 | 0 | 0 | 12
NO |  | 6 | 2011 | 8 | 30 | 30 |  | 0076 DARRAH, WV | NORTH PROCTORVILLE, OH | 138 | 138 | ST | 1.89 | 0 | 1 | 795KCM ACSR | 68724 | 277606 | 346330 | 0 | 0 | 0 | 0 | 0 | 0 | 0 | 0 | 0 | 0 | 0 | 0 | 0 | 0 | 0 | 0 | 0 | 0 | 0 | 0 | 12
NO |  | 6 | 2011 | 8 | 31 | 31 |  | DARRAH, WV | NORTH PROCTORVILLE, OH | 138 | 138 | ST | 0 | 1.83 | 1 | 556KCM ACSR | 0 | 0 | 0 | 0 | 0 | 0 | 0 | 0 | 0 | 0 | 0 | 0 | 0 | 0 | 0 | 0 | 0 | 0 | 0 | 0 | 0 | 0 | 0 | 12
NO |  | 6 | 2011 | 8 | 32 | 32 |  | 0081 RAVENSWOOD, WV | SPORN #1, WV | 138 | 138 | ST | 1.04 | 0 | 1 | 795KCM ACSR | 8324 | 598252 | 606576 | 0 | 0 | 0 | 0 | 0 | 0 | 0 | 0 | 0 | 0 | 0 | 0 | 0 | 0 | 0 | 0 | 0 | 0 | 0 | 0 | 12
NO |  | 6 | 2011 | 8 | 33 | 33 |  | RAVENSWOOD, WV | SPORN #2, WV | 138 | 138 | ST | 0 | 1.07 | 1 | 795KCM ACSR | 0 | 0 | 0 | 0 | 0 | 0 | 0 | 0 | 0 | 0 | 0 | 0 | 0 | 0 | 0 | 0 | 0 | 0 | 0 | 0 | 0 | 0 | 0 | 12
NO |  | 6 | 2011 | 8 | 34 | 34 |  | 0083 RAVENSWOOD, WV | SPORN #3, WV | 138 | 138 | ST | 1.19 | 0 | 1 | 795KCM ACSR | 1375 | 1177611 | 1178986 | 0 | 0 | 0 | 0 | 0 | 0 | 0 | 0 | 0 | 0 | 0 | 0 | 0 | 0 | 0 | 0 | 0 | 0 | 0 | 0 | 12
NO |  | 6 | 2011 | 8 | 35 | 35 |  | RAVENSWOOD, WV | SPORN #4, WV | 138 | 138 | ST | 0 | 0.74 | 1 | 795KCM ACSR | 0 | 0 | 0 | 0 | 0 | 0 | 0 | 0 | 0 | 0 | 0 | 0 | 0 | 0 | 0 | 0 | 0 | 0 | 0 | 0 | 0 | 0 | 0 | 12
NO |  | 6 | 2011 | 9 | 1 | 1 |  | 0247 EAST HUNTINGTON, WV | NORTH PROCTORVILLE, OH | 138 | 138 | ST | 0.6 | 0 | 1 | 795KCMACSR | 883 | 207664 | 208547 | 0 | 0 | 0 | 0 | 0 | 0 | 0 | 0 | 0 | 0 | 0 | 0 | 0 | 0 | 0 | 0 | 0 | 0 | 0 | 0 | 12
NO |  | 6 | 2011 | 9 | 2 | 2 |  | 0067 JOHNS CREEK, KY | SPRIGG, WV | 138 | 138 | WP | 1.46 | 0 | 1 | 397KCM ACSR | 35183 | 148203 | 183386 | 0 | 0 | 0 | 0 | 0 | 0 | 0 | 0 | 0 | 0 | 0 | 0 | 0 | 0 | 0 | 0 | 0 | 0 | 0 | 0 | 12
NO |  | 6 | 2011 | 9 | 3 | 3 |  | 0271 BLUEFIELD, WV | TAZEWELL, VA | 138 | 138 | WP | 1.24 | 0 | 1 | 795KCM ACSR | 72506 | 127742 | 200248 | 0 | 0 | 0 | 0 | 0 | 0 | 0 | 0 | 0 | 0 | 0 | 0 | 0 | 0 | 0 | 0 | 0 | 0 | 0 | 0 | 12
NO |  | 6 | 2011 | 9 | 4 | 4 |  | 0017 BAILEYSVILLE, WV | TAZEWELL, VA | 138 | 138 | ST | 31.33 | 0.32 | 1 | 1590KCM ACSR | 22869 | 1812028 | 1834897 | 0 | 0 | 0 | 0 | 0 | 0 | 0 | 0 | 0 | 0 | 0 | 0 | 0 | 0 | 0 | 0 | 0 | 0 | 0 | 0 | 12
NO |  | 6 | 2011 | 9 | 5 | 5 |  | 0016 BAILEYSVILLE, WV | TAZEWELL, VA | 138 | 138 | ST | 2.78 | 27.64 | 1 | 397KCM ACSR | 306 | 159796 | 160102 | 0 | 0 | 0 | 0 | 0 | 0 | 0 | 0 | 0 | 0 | 0 | 0 | 0 | 0 | 0 | 0 | 0 | 0 | 0 | 0 | 12
NO |  | 6 | 2011 | 9 | 6 | 6 |  | CARSWELL TAP, WV |  | 138 | 138 | ST | 1.37 | 1.37 | 1 | 397KCM ACSR | 0 | 0 | 0 | 0 | 0 | 0 | 0 | 0 | 0 | 0 | 0 | 0 | 0 | 0 | 0 | 0 | 0 | 0 | 0 | 0 | 0 | 0 | 0 | 12
NO |  | 6 | 2011 | 9 | 7 | 7 |  | 0069 CABIN CREEK, WV | TURNER #1 CIR A, WV | 138 | 138 | ST | 23.24 | 0 | 1 | 336KCM ACSR | 121700 | 774349 | 896049 | 0 | 0 | 0 | 0 | 0 | 0 | 0 | 0 | 0 | 0 | 0 | 0 | 0 | 0 | 0 | 0 | 0 | 0 | 0 | 0 | 12
NO |  | 6 | 2011 | 9 | 8 | 8 |  | 0070 CABIN CREEK, WV | TURNER#1 CIR B. WV | 138 | 138 | ST | 4.53 | 19.45 | 1 | 795KCM ACSR | 0 | 143373 | 143373 | 0 | 0 | 0 | 0 | 0 | 0 | 0 | 0 | 0 | 0 | 0 | 0 | 0 | 0 | 0 | 0 | 0 | 0 | 0 | 0 | 12
NO |  | 6 | 2011 | 9 | 9 | 9 |  | 0194 CHESTERFIELD TAP, WV |  | 138 | 138 | ST | 5.76 | 0 | 1 | 795KCM ACSR | 83408 | 361745 | 445153 | 0 | 0 | 0 | 0 | 0 | 0 | 0 | 0 | 0 | 0 | 0 | 0 | 0 | 0 | 0 | 0 | 0 | 0 | 0 | 0 | 12
NO |  | 6 | 2011 | 9 | 10 | 10 |  | 0071 CABIN CREEK, WV | TURNER #2, WV | 138 | 138 | ST | 0.08 | 1.36 | 1 | 250KCM ACSR | 102139 | 744055 | 846194 | 0 | 0 | 0 | 0 | 0 | 0 | 0 | 0 | 0 | 0 | 0 | 0 | 0 | 0 | 0 | 0 | 0 | 0 | 0 | 0 | 12
NO |  | 6 | 2011 | 9 | 11 | 11 |  |  |  | 0 | 0 | WP | 22.11 | 0 | 0 |  | 0 | 0 | 0 | 0 | 0 | 0 | 0 | 0 | 0 | 0 | 0 | 0 | 0 | 0 | 0 | 0 | 0 | 0 | 0 | 0 | 0 | 0 | 0 | 12
NO |  | 6 | 2011 | 9 | 12 | 12 |  | 0268 ST ALBANS LOOP, WV |  | 138 | 138 | ST | 0.34 | 0.34 | 1 | 1033KCM ACSR | 14984 | 112973 | 127957 | 0 | 0 | 0 | 0 | 0 | 0 | 0 | 0 | 0 | 0 | 0 | 0 | 0 | 0 | 0 | 0 | 0 | 0 | 0 | 0 | 12
NO |  | 6 | 2011 | 9 | 13 | 13 |  | 0230 AMOS, WV | TURNER #1, WV | 138 | 138 | ST | 11.97 | 0 | 1 | 1033KCM ACSR | 205662 | 1432465 | 1638127 | 0 | 0 | 0 | 0 | 0 | 0 | 0 | 0 | 0 | 0 | 0 | 0 | 0 | 0 | 0 | 0 | 0 | 0 | 0 | 0 | 12
NO |  | 6 | 2011 | 9 | 14 | 14 |  | AMOS, WV | TURNER #2, WV | 138 | 138 | ST | 0 | 11.96 | 1 | 1033KCM ACSR | 0 | 0 | 0 | 0 | 0 | 0 | 0 | 0 | 0 | 0 | 0 | 0 | 0 | 0 | 0 | 0 | 0 | 0 | 0 | 0 | 0 | 0 | 0 | 12
NO |  | 6 | 2011 | 9 | 15 | 15 |  | AMOS, WV | CHEMICAL #1 A, WV | 138 | 138 | ST | 1.32 | 8.49 | 1 | 397KCM ACSR | 0 | 0 | 0 | 0 | 0 | 0 | 0 | 0 | 0 | 0 | 0 | 0 | 0 | 0 | 0 | 0 | 0 | 0 | 0 | 0 | 0 | 0 | 0 | 12
NO |  | 6 | 2011 | 9 | 16 | 16 |  | 0226 AMOS, WV | CHEMICAL #1 B, WV | 138 | 138 | ST | 5.98 | 0 | 1 | 1033KCM ACSR | 522959 | 2650148 | 3173107 | 0 | 0 | 0 | 0 | 0 | 0 | 0 | 0 | 0 | 0 | 0 | 0 | 0 | 0 | 0 | 0 | 0 | 0 | 0 | 0 | 12
NO |  | 6 | 2011 | 9 | 17 | 17 |  | AMOS, WV | CHEMICAL #2 A, WV | 138 | 138 | ST | 7.6 | 8.95 | 1 | 1033KCM ACSR | 0 | 0 | 0 | 0 | 0 | 0 | 0 | 0 | 0 | 0 | 0 | 0 | 0 | 0 | 0 | 0 | 0 | 0 | 0 | 0 | 0 | 0 | 0 | 12
NO |  | 6 | 2011 | 9 | 18 | 18 |  | AMOS, WV | CHEMICAL #2 B, WV | 138 | 138 | ST | 0 | 4.13 | 1 | 397KCM ACSR | 0 | 0 | 0 | 0 | 0 | 0 | 0 | 0 | 0 | 0 | 0 | 0 | 0 | 0 | 0 | 0 | 0 | 0 | 0 | 0 | 0 | 0 | 0 | 12
NO |  | 6 | 2011 | 9 | 19 | 19 |  | 0343 STONE BRANCH TAP, WV |  | 138 | 138 | WP | 6.24 | 0 | 1 | 795KCM ACSR | 271135 | 987133 | 1258268 | 0 | 0 | 0 | 0 | 0 | 0 | 0 | 0 | 0 | 0 | 0 | 0 | 0 | 0 | 0 | 0 | 0 | 0 | 0 | 0 | 12
NO |  | 6 | 2011 | 9 | 20 | 20 |  | HOPKINS, WV | LOGAN, WV | 138 | 138 | ST | 7.56 | 11.16 | 1 | 336KCM ACSR | 0 | 0 | 0 | 0 | 0 | 0 | 0 | 0 | 0 | 0 | 0 | 0 | 0 | 0 | 0 | 0 | 0 | 0 | 0 | 0 | 0 | 0 | 0 | 12
NO |  | 6 | 2011 | 9 | 21 | 21 |  | HOPKINS, WV | LOGAN, WV | 138 | 138 | ST | 18.69 | 0 | 1 | 336KCM ACSR | 0 | 0 | 0 | 0 | 0 | 0 | 0 | 0 | 0 | 0 | 0 | 0 | 0 | 0 | 0 | 0 | 0 | 0 | 0 | 0 | 0 | 0 | 0 | 12
NO |  | 6 | 2011 | 9 | 22 | 22 |  | 0228 AMOS, WV | HOPKINS, WV | 138 | 138 | ST | 4.53 | 17.2 | 1 | 336KCM ACSR | 187000 | 2305423 | 2492423 | 0 | 0 | 0 | 0 | 0 | 0 | 0 | 0 | 0 | 0 | 0 | 0 | 0 | 0 | 0 | 0 | 0 | 0 | 0 | 0 | 12
NO |  | 6 | 2011 | 9 | 23 | 23 |  | AMOS, WV | HOPKINS, WV | 138 | 138 | ST | 28.24 | 0.31 | 1 | 795KCM ACSR | 0 | 0 | 0 | 0 | 0 | 0 | 0 | 0 | 0 | 0 | 0 | 0 | 0 | 0 | 0 | 0 | 0 | 0 | 0 | 0 | 0 | 0 | 0 | 12
NO |  | 6 | 2011 | 9 | 24 | 24 |  | 0364 GRASSY FORK TAP, WV |  | 138 | 138 | WP | 2.18 | 0 | 1 | 795KCM ACSR | 217295 | 348601 | 565896 | 0 | 0 | 0 | 0 | 0 | 0 | 0 | 0 | 0 | 0 | 0 | 0 | 0 | 0 | 0 | 0 | 0 | 0 | 0 | 0 | 12
NO |  | 6 | 2011 | 9 | 25 | 25 |  | 0376 DINGESS LOOP, WV |  | 138 | 138 | ST | 0.16 | 0.16 | 1 | 1033KCM ACSR | 46860 | 197811 | 244671 | 0 | 0 | 0 | 0 | 0 | 0 | 0 | 0 | 0 | 0 | 0 | 0 | 0 | 0 | 0 | 0 | 0 | 0 | 0 | 0 | 12
NO |  | 6 | 2011 | 9 | 26 | 26 |  |  |  | 0 | 0 | WP | 0.19 | 0.19 | 0 |  | 0 | 0 | 0 | 0 | 0 | 0 | 0 | 0 | 0 | 0 | 0 | 0 | 0 | 0 | 0 | 0 | 0 | 0 | 0 | 0 | 0 | 0 | 0 | 12
NO |  | 6 | 2011 | 9 | 27 | 27 |  | 0306 INEZ, KY | LOGAN, WV | 138 | 138 | ST | 0.02 | 0.79 | 1 | 795KCM ACSR | 508716 | 1998014 | 2506730 | 0 | 0 | 0 | 0 | 0 | 0 | 0 | 0 | 0 | 0 | 0 | 0 | 0 | 0 | 0 | 0 | 0 | 0 | 0 | 0 | 12
NO |  | 6 | 2011 | 9 | 28 | 28 |  |  |  | 0 | 0 | WP | 23.27 | 0 | 0 |  | 0 | 0 | 0 | 0 | 0 | 0 | 0 | 0 | 0 | 0 | 0 | 0 | 0 | 0 | 0 | 0 | 0 | 0 | 0 | 0 | 0 | 0 | 0 | 12
NO |  | 6 | 2011 | 9 | 29 | 29 |  | 0428 SHARPLES TAP 138KV |  | 138 | 138 | WP | 6.98 | 0 | 1 | 795KCM ACSR | 422450 | 1550140 | 1972590 | 0 | 0 | 0 | 0 | 0 | 0 | 0 | 0 | 0 | 0 | 0 | 0 | 0 | 0 | 0 | 0 | 0 | 0 | 0 | 0 | 12
NO |  | 6 | 2011 | 9 | 30 | 30 |  | 0432 MUD FORK LOOP, WV |  | 138 | 138 | ST | 0.76 | 0.76 | 1 | 795KCM ACSR | 17821 | 632847 | 650668 | 0 | 0 | 0 | 0 | 0 | 0 | 0 | 0 | 0 | 0 | 0 | 0 | 0 | 0 | 0 | 0 | 0 | 0 | 0 | 0 | 12
NO |  | 6 | 2011 | 9 | 31 | 31 |  | 0087 DARRAH, WV | TRI STATE, WV | 138 | 138 | ST | 10.28 | 4.05 | 1 | 397KCM | 96265 | 371298 | 467563 | 0 | 0 | 0 | 0 | 0 | 0 | 0 | 0 | 0 | 0 | 0 | 0 | 0 | 0 | 0 | 0 | 0 | 0 | 0 | 0 | 12
NO |  | 6 | 2011 | 9 | 32 | 32 |  | 0436 DAWES LOOP, 138KV, WV |  | 138 | 138 |  | 0 | 0 | 0 |  | 0 | 108097 | 108097 | 0 | 0 | 0 | 0 | 0 | 0 | 0 | 0 | 0 | 0 | 0 | 0 | 0 | 0 | 0 | 0 | 0 | 0 | 0 | 0 | 12
NO |  | 6 | 2011 | 9 | 33 | 33 |  | 0088 TRI STATE, WV | WEST HUNTINGTON, WV | 138 | 138 | ST | 0 | 5.79 | 1 | 397KCM ACSR | 0 | 417483 | 417483 | 0 | 0 | 0 | 0 | 0 | 0 | 0 | 0 | 0 | 0 | 0 | 0 | 0 | 0 | 0 | 0 | 0 | 0 | 0 | 0 | 12
NO |  | 6 | 2011 | 9 | 34 | 34 |  | 0090 SOUTH POINT, OH | TRISTATE CIR A, WV | 138 | 138 | ST | 7.85 | 0 | 1 | 397KCM ACSR | 77380 | 1363728 | 1441108 | 0 | 0 | 0 | 0 | 0 | 0 | 0 | 0 | 0 | 0 | 0 | 0 | 0 | 0 | 0 | 0 | 0 | 0 | 0 | 0 | 12
NO |  | 6 | 2011 | 9 | 35 | 35 |  | SOUTH POINT, OH | TRI STATE CIR B, WV | 138 | 138 | ST | 0.28 | 6.76 | 1 | 1351KCM ACSR | 0 | 0 | 0 | 0 | 0 | 0 | 0 | 0 | 0 | 0 | 0 | 0 | 0 | 0 | 0 | 0 | 0 | 0 | 0 | 0 | 0 | 0 | 0 | 12
NO |  | 6 | 2011 | 10 | 1 | 1 |  | 0225 AMOS | SPORN | 138 | 138 | ST | 0 | 11.48 | 0 | 397KCM ACSR | 579715 | 4368481 | 4948196 | 0 | 0 | 0 | 0 | 0 | 0 | 0 | 0 | 0 | 0 | 0 | 0 | 0 | 0 | 0 | 0 | 0 | 0 | 0 | 0 | 12
NO |  | 6 | 2011 | 10 | 2 | 2 |  | 0237 AMOS, WV | DARRAH, WV | 138 | 138 | ST | 35.06 | 0 | 1 | 397KCM ACSR | 204750 | 1329982 | 1534732 | 0 | 0 | 0 | 0 | 0 | 0 | 0 | 0 | 0 | 0 | 0 | 0 | 0 | 0 | 0 | 0 | 0 | 0 | 0 | 0 | 12
NO |  | 6 | 2011 | 10 | 3 | 3 |  | 0238 AMOS, WV | WEST HUNTINGTON, WV | 138 | 138 | ST | 5.33 | 40.83 | 1 | 1033KCM ACSR | 180351 | 1244353 | 1424704 | 0 | 0 | 0 | 0 | 0 | 0 | 0 | 0 | 0 | 0 | 0 | 0 | 0 | 0 | 0 | 0 | 0 | 0 | 0 | 0 | 12
NO |  | 6 | 2011 | 10 | 4 | 4 |  |  |  | 0 | 0 | WP | 0.1 | 0 | 0 |  | 0 | 0 | 0 | 0 | 0 | 0 | 0 | 0 | 0 | 0 | 0 | 0 | 0 | 0 | 0 | 0 | 0 | 0 | 0 | 0 | 0 | 0 | 0 | 12
NO |  | 6 | 2011 | 10 | 5 | 5 |  | PARKHILL STATION TAP, WV |  | 138 | 138 | ST | 0.01 | 0 | 1 | 397KCM ACSR | 0 | 0 | 0 | 0 | 0 | 0 | 0 | 0 | 0 | 0 | 0 | 0 | 0 | 0 | 0 | 0 | 0 | 0 | 0 | 0 | 0 | 0 | 0 | 12
NO |  | 6 | 2011 | 10 | 6 | 6 |  | 0277 CABELL LOOP, WV |  | 138 | 138 | ST | 0.77 | 0.77 | 1 | 954KCM ACSR | 31083 | 178480 | 209563 | 0 | 0 | 0 | 0 | 0 | 0 | 0 | 0 | 0 | 0 | 0 | 0 | 0 | 0 | 0 | 0 | 0 | 0 | 0 | 0 | 12
NO |  | 6 | 2011 | 10 | 7 | 7 |  | 0302 MILTON LOOP, WV |  | 138 | 138 | ST | 1.71 | 1.71 | 1 | 795KCM ACSR | 167958 | 555568 | 723526 | 0 | 0 | 0 | 0 | 0 | 0 | 0 | 0 | 0 | 0 | 0 | 0 | 0 | 0 | 0 | 0 | 0 | 0 | 0 | 0 | 12
NO |  | 6 | 2011 | 10 | 8 | 8 |  | 0378 CURRY LOOP, WV |  | 138 | 138 | ST | 1.67 | 1.67 | 1 | 1033KCM ACSR | 131412 | 718020 | 849432 | 0 | 0 | 0 | 0 | 0 | 0 | 0 | 0 | 0 | 0 | 0 | 0 | 0 | 0 | 0 | 0 | 0 | 0 | 0 | 0 | 12
NO |  | 6 | 2011 | 10 | 9 | 9 |  | 0095 CARBIDE MAIN, WV | TURNER, WV | 138 | 138 | ST | 0 | 0.08 | 1 | 556KCM ACSR | 2850 | 4237 | 7087 | 0 | 0 | 0 | 0 | 0 | 0 | 0 | 0 | 0 | 0 | 0 | 0 | 0 | 0 | 0 | 0 | 0 | 0 | 0 | 0 | 12
NO |  | 6 | 2011 | 10 | 10 | 10 |  |  |  | 0 | 0 | WP | 0.09 | 0 | 0 |  | 0 | 0 | 0 | 0 | 0 | 0 | 0 | 0 | 0 | 0 | 0 | 0 | 0 | 0 | 0 | 0 | 0 | 0 | 0 | 0 | 0 | 0 | 0 | 12
NO |  | 6 | 2011 | 10 | 11 | 11 |  | CARBIDE #8, WV | CHEMICAL-TURNER A, WV | 138 | 138 | ST | 0.04 | 1.21 | 1 | 397KCM ACSR | 0 | 0 | 0 | 0 | 0 | 0 | 0 | 0 | 0 | 0 | 0 | 0 | 0 | 0 | 0 | 0 | 0 | 0 | 0 | 0 | 0 | 0 | 0 | 12
NO |  | 6 | 2011 | 10 | 12 | 12 |  | 0096 CARBIDE #8, WV | CHEMICAL-TURNER B, WV | 138 | 138 | ST | 6.79 | 0 | 1 | 1033KCM ACSR | 178118 | 688713 | 866831 | 0 | 0 | 0 | 0 | 0 | 0 | 0 | 0 | 0 | 0 | 0 | 0 | 0 | 0 | 0 | 0 | 0 | 0 | 0 | 0 | 12
NO |  | 6 | 2011 | 10 | 13 | 13 |  | 0337 BLUEFIELD, WV | SOUTH PRINCETON, WV | 138 | 138 | ST | 0.25 | 0.29 | 1 | 556KCM ACSR | 204775 | 914222 | 1118997 | 0 | 0 | 0 | 0 | 0 | 0 | 0 | 0 | 0 | 0 | 0 | 0 | 0 | 0 | 0 | 0 | 0 | 0 | 0 | 0 | 12
NO |  | 6 | 2011 | 10 | 14 | 14 |  | 0336 CLENDENIN TAP |  | 138 | 138 | WP | 8.3 | 0 | 0 |  | 584308 | 2946610 | 3530918 | 0 | 0 | 0 | 0 | 0 | 0 | 0 | 0 | 0 | 0 | 0 | 0 | 0 | 0 | 0 | 0 | 0 | 0 | 0 | 0 | 12
NO |  | 6 | 2011 | 10 | 15 | 15 |  | CAPITALIZED SPARE PARTS | 0373,0379 | 138 | 138 |  | 0 | 0 | 1 |  | 21339 | 30955 | 52294 | 0 | 0 | 0 | 0 | 0 | 0 | 0 | 0 | 0 | 0 | 0 | 0 | 0 | 0 | 0 | 0 | 0 | 0 | 0 | 0 | 12
NO |  | 6 | 2011 | 10 | 16 | 16 |  | 1005 CHERRY CREEK | CLIFFTOP | 138 | 138 | SP | 7.2 | 0 | 1 | 795 ACSR | 1585997 | 3516915 | 5102912 | 0 | 0 | 0 | 0 | 0 | 0 | 0 | 0 | 0 | 0 | 0 | 0 | 0 | 0 | 0 | 0 | 0 | 0 | 0 | 0 | 12
NO |  | 6 | 2011 | 10 | 17 | 17 |  | 0377 SPORN | CLINE ENERGY EXTENSION | 138 | 138 | SP | 0.07 | 0 | 1 | 397KCM ACSR | 0 | 62168 | 62168 | 0 | 0 | 0 | 0 | 0 | 0 | 0 | 0 | 0 | 0 | 0 | 0 | 0 | 0 | 0 | 0 | 0 | 0 | 0 | 0 | 12
NO |  | 6 | 2011 | 10 | 18 | 18 |  | 0370 SOUTHRIDGE EXTENSION |  | 138 | 138 | SP | 1.86 | 0 | 2 | 556KCM ACSR | 0 | 3033447 | 3033447 | 0 | 0 | 0 | 0 | 0 | 0 | 0 | 0 | 0 | 0 | 0 | 0 | 0 | 0 | 0 | 0 | 0 | 0 | 0 | 0 | 12
NO |  | 6 | 2011 | 10 | 19 | 19 |  | 0098A FLATWOOD TAP 138KV |  | 0 | 0 |  | 0 | 0 | 0 |  | 234003 | 827419 | 1061422 | 0 | 0 | 0 | 0 | 0 | 0 | 0 | 0 | 0 | 0 | 0 | 0 | 0 | 0 | 0 | 0 | 0 | 0 | 0 | 0 | 12
NO |  | 6 | 2011 | 10 | 20 | 20 |  | 0386 GARRISON WV |  | 138 | 138 | SP | 0.2 | 0 | 2 | 795 KCM ACSR | 0 | 435842 | 435842 | 0 | 0 | 0 | 0 | 0 | 0 | 0 | 0 | 0 | 0 | 0 | 0 | 0 | 0 | 0 | 0 | 0 | 0 | 0 | 0 | 12
NO |  | 6 | 2011 | 10 | 21 | 21 |  | 0382 LANHAM, WV |  | 138 | 138 | SP | 1.4 | 0 | 2 | 795 KCM ACSR | 0 | 3764996 | 3764996 | 0 | 0 | 0 | 0 | 0 | 0 | 0 | 0 | 0 | 0 | 0 | 0 | 0 | 0 | 0 | 0 | 0 | 0 | 0 | 0 | 12
NO |  | 6 | 2011 | 10 | 22 | 22 |  | 0473 CARETTA | JIM BRANCH | 138 | 138 |  | 0 | 0 | 0 |  | 149618 | 0 | 149618 | 0 | 0 | 0 | 0 | 0 | 0 | 0 | 0 | 0 | 0 | 0 | 0 | 0 | 0 | 0 | 0 | 0 | 0 | 0 | 0 | 12
NO |  | 6 | 2011 | 10 | 23 | 23 |  | 0471 HALLS RIDGE | SOUTH PRINCETON, WV | 138 | 138 | ST | 0.42 | 0 | 0 | 1590kcm ACSR | 473710 | 1164751 | 1638461 | 0 | 0 | 0 | 0 | 0 | 0 | 0 | 0 | 0 | 0 | 0 | 0 | 0 | 0 | 0 | 0 | 0 | 0 | 0 | 0 | 12
NO |  | 6 | 2011 | 10 | 24 | 24 |  | 0466 LAEGER | WHARNCLIFFE, WV | 138 | 138 | ST | 3.4 | 0 | 0 | 556.5 kcm 26/7 AC | 0 | 5451866 | 5451866 | 0 | 0 | 0 | 0 | 0 | 0 | 0 | 0 | 0 | 0 | 0 | 0 | 0 | 0 | 0 | 0 | 0 | 0 | 0 | 0 | 12
NO |  | 6 | 2011 | 10 | 25 | 25 |  | 1050 ROCKHOUSE |  | 138 | 138 |  | 0 | 0 | 0 |  | 18807 | 278520 | 297327 | 0 | 0 | 0 | 0 | 0 | 0 | 0 | 0 | 0 | 0 | 0 | 0 | 0 | 0 | 0 | 0 | 0 | 0 | 0 | 0 | 12
NO |  | 6 | 2011 | 10 | 26 | 26 |  | 0388 TECH DRIVE | CLAYTOR TECH DRIVE, VA | 138 | 138 | ST | 0.04 | 0 | 0 | 1590 kcm ACSR | 0 | 285593 | 285593 | 0 | 0 | 0 | 0 | 0 | 0 | 0 | 0 | 0 | 0 | 0 | 0 | 0 | 0 | 0 | 0 | 0 | 0 | 0 | 0 | 12
NO |  | 6 | 2011 | 10 | 27 | 27 |  | 1072 CLENDENIN, WV | MORRIS BRANCH | 138 | 138 | ST | 2.2 | 0 | 1 | 795 KCM ACSR | 880869 | 2444049 | 3324918 | 0 | 0 | 0 | 0 | 0 | 0 | 0 | 0 | 0 | 0 | 0 | 0 | 0 | 0 | 0 | 0 | 0 | 0 | 0 | 0 | 12
NO |  | 6 | 2011 | 10 | 28 | 28 |  | 0474 COBB, WV | THOROFARE CREEK | 138 | 138 | ST | 0.45 | 0 | 1 | 795 KCM ACSR | 33000 | 514899 | 547899 | 0 | 0 | 0 | 0 | 0 | 0 | 0 | 0 | 0 | 0 | 0 | 0 | 0 | 0 | 0 | 0 | 0 | 0 | 0 | 0 | 12
NO |  | 6 | 2011 | 10 | 29 | 29 |  | 0463 CROOKED CREEK, WV |  | 138 | 138 | ST | 1.29 | 0 | 0 | 1033KCM ACSR | 206487 | 2293434 | 2499921 | 0 | 0 | 0 | 0 | 0 | 0 | 0 | 0 | 0 | 0 | 0 | 0 | 0 | 0 | 0 | 0 | 0 | 0 | 0 | 0 | 12
NO |  | 6 | 2011 | 10 | 30 | 30 |  | 0472 MERRITS CREEK, WV |  | 138 | 138 | ST | 3.67 | 0 | 0 | 1033KCM ACSR | 0 | 4994814 | 4994814 | 0 | 0 | 0 | 0 | 0 | 0 | 0 | 0 | 0 | 0 | 0 | 0 | 0 | 0 | 0 | 0 | 0 | 0 | 0 | 0 | 12
NO |  | 6 | 2011 | 10 | 31 | 31 |  | 3843 BIM, WV |  | 47 | 138 | ST | 0.16 | 0 | 0 |  | 229853 | 2510752 | 2740605 | 0 | 0 | 0 | 0 | 0 | 0 | 0 | 0 | 0 | 0 | 0 | 0 | 0 | 0 | 0 | 0 | 0 | 0 | 0 | 0 | 12
NO |  | 6 | 2011 | 10 | 32 | 32 |  |  |  | 0 | 0 | WP | 11.17 | 0 | 0 |  | 0 | 0 | 0 | 0 | 0 | 0 | 0 | 0 | 0 | 0 | 0 | 0 | 0 | 0 | 0 | 0 | 0 | 0 | 0 | 0 | 0 | 0 | 0 | 12
NO |  | 6 | 2011 | 10 | 33 | 33 |  | 0478 POLYMER LOOP, WV |  | 138 | 138 | ST | 3.1 | 0 | 0 | 795 KCM ACSR | 0 | 3975472 | 3975472 | 0 | 0 | 0 | 0 | 0 | 0 | 0 | 0 | 0 | 0 | 0 | 0 | 0 | 0 | 0 | 0 | 0 | 0 | 0 | 0 | 12
NO |  | 6 | 2011 | 10 | 34 | 34 |  | 0477 BROAD RUN, WV | THOROFARE CREEK | 138 | 138 |  | 1.4 | 0 | 0 |  | 179827 | 1975373 | 2155200 | 0 | 0 | 0 | 0 | 0 | 0 | 0 | 0 | 0 | 0 | 0 | 0 | 0 | 0 | 0 | 0 | 0 | 0 | 0 | 0 | 12
NO |  | 6 | 2011 | 10 | 35 | 35 |  | 0475 PATRIOT COAL, WV | POINT LICK | 138 | 138 | ST | 0.05 | 0 | 0 | 556.5 kcm 26/7 AC | 0 | 75795 | 75795 | 0 | 0 | 0 | 0 | 0 | 0 | 0 | 0 | 0 | 0 | 0 | 0 | 0 | 0 | 0 | 0 | 0 | 0 | 0 | 0 | 12
NO |  | 6 | 2011 | 11 | 1 | 1 |  | Lines Under 138KV |  | 0 | 0 |  | 1747.58 | 181.37 | 0 |  | 18732791 | 143737357 | 162470148 | 0 | 0 | 0 | 0 | 0 | 0 | 0 | 0 | 0 | 0 | 0 | 0 | 0 | 0 | 0 | 0 | 0 | 0 | 0 | 0 | 12
NO |  | 6 | 2011 | 11 | 2 | 2 |  |  |  | 0 | 0 | AT=Alum | 0 | 0 | 0 |  | 0 | 0 | 0 | 0 | 0 | 0 | 0 | 0 | 0 | 0 | 0 | 0 | 0 | 0 | 0 | 0 | 0 | 0 | 0 | 0 | 0 | 0 | 0 | 12
NO |  | 6 | 2011 | 11 | 3 | 3 |  |  |  | 0 | 0 | SP= Steel Pole | 0 | 0 | 0 |  | 0 | 0 | 0 | 0 | 0 | 0 | 0 | 0 | 0 | 0 | 0 | 0 | 0 | 0 | 0 | 0 | 0 | 0 | 0 | 0 | 0 | 0 | 0 | 12
NO |  | 6 | 2011 | 11 | 6 | 6 |  | EXPENSES TN 230KV |  | 0 | 0 |  | 0 | 0 | 0 |  | 0 | 0 | 0 | 9573 | 105986 | 0 | 115559 | 0 | 0 | 0 | 0 | 0 | 0 | 0 | 0 | 0 | 0 | 0 | 0 | 0 | 0 | 0 | 0 | 12
NO |  | 6 | 2011 | 11 | 7 | 7 |  | EXPENSES TN 138KV |  | 0 | 0 |  | 0 | 0 | 0 |  | 0 | 0 | 0 | 11585 | 128259 | 0 | 139844 | 0 | 0 | 0 | 0 | 0 | 0 | 0 | 0 | 0 | 0 | 0 | 0 | 0 | 0 | 0 | 0 | 12
NO |  | 6 | 2011 | 11 | 8 | 8 |  | EXPENSES VA 765KV |  | 0 | 0 |  | 0 | 0 | 0 |  | 0 | 0 | 0 | 36676 | 406052 | 0 | 442728 | 0 | 0 | 0 | 0 | 0 | 0 | 0 | 0 | 0 | 0 | 0 | 0 | 0 | 0 | 0 | 0 | 12
NO |  | 6 | 2011 | 11 | 9 | 9 |  | EXPENSES VA 500KV |  | 0 | 0 |  | 0 | 0 | 0 |  | 0 | 0 | 0 | 9997 | 110682 | 0 | 120679 | 0 | 0 | 0 | 0 | 0 | 0 | 0 | 0 | 0 | 0 | 0 | 0 | 0 | 0 | 0 | 0 | 12
NO |  | 6 | 2011 | 11 | 10 | 10 |  | EXPENSES VA 345KV |  | 0 | 0 |  | 0 | 0 | 0 |  | 0 | 0 | 0 | 7307 | 80899 | 0 | 88206 | 0 | 0 | 0 | 0 | 0 | 0 | 0 | 0 | 0 | 0 | 0 | 0 | 0 | 0 | 0 | 0 | 12
NO |  | 6 | 2011 | 11 | 11 | 11 |  | EXPENSES VA 230KV |  | 0 | 0 |  | 0 | 0 | 0 |  | 0 | 0 | 0 | 1602 | 17740 | 0 | 19342 | 0 | 0 | 0 | 0 | 0 | 0 | 0 | 0 | 0 | 0 | 0 | 0 | 0 | 0 | 0 | 0 | 12
NO |  | 6 | 2011 | 11 | 12 | 12 |  | EXPENSES VA 138KV |  | 0 | 0 |  | 0 | 0 | 0 |  | 0 | 0 | 0 | 175357 | 1941456 | 0 | 2116813 | 0 | 0 | 0 | 0 | 0 | 0 | 0 | 0 | 0 | 0 | 0 | 0 | 0 | 0 | 0 | 0 | 12
NO |  | 6 | 2011 | 11 | 13 | 13 |  | EXPENSES WV 765KV |  | 0 | 0 |  | 0 | 0 | 0 |  | 0 | 0 | 0 | 40083 | 443775 | 0 | 483858 | 0 | 0 | 0 | 0 | 0 | 0 | 0 | 0 | 0 | 0 | 0 | 0 | 0 | 0 | 0 | 0 | 12
NO |  | 6 | 2011 | 11 | 14 | 14 |  | EXPENSES WV 345KV |  | 0 | 0 |  | 0 | 0 | 0 |  | 0 | 0 | 0 | 32733 | 362400 | 0 | 395133 | 0 | 0 | 0 | 0 | 0 | 0 | 0 | 0 | 0 | 0 | 0 | 0 | 0 | 0 | 0 | 0 | 12
NO |  | 6 | 2011 | 11 | 15 | 15 |  | EXPENSES WV 138KV |  | 0 | 0 |  | 0 | 0 | 0 |  | 0 | 0 | 0 | 154470 | 1710198 | 0 | 1864668 | 0 | 0 | 0 | 0 | 0 | 0 | 0 | 0 | 0 | 0 | 0 | 0 | 0 | 0 | 0 | 0 | 12
NO |  | 6 | 2011 | 11 | 16 | 16 |  | EXPENSES < 132KV |  | 0 | 0 |  | 0 | 0 | 0 |  | 0 | 0 | 0 | 202540 | 2242418 | 0 | 2444958 | 0 | 0 | 0 | 0 | 0 | 0 | 0 | 0 | 0 | 0 | 0 | 0 | 0 | 0 | 0 | 0 | 12
NO |  | 6 | 2011 | 0 | 36 | 36 |  | TOTAL |  | 0 | 0 |  | 5106.25 | 1388.39 | 313 |  | 136858518 | 984124086 | 1120982604 | 681941 | 7550063 | 0 | 8232004 | 0 | 0 | 0 | 0 | 0 | 0 | 0 | 0 | 0 | 0 | 0 | 0 | 0 | 0 | 0 | 0 | 12
NO |  | 6 | 2011 | 5 | 11 | 11 |  | STATE OF WEST VIRGINIA |  | 0 | 0 |  | 0 | 0 | 0 |  | 0 | 0 | 0 | 0 | 0 | 0 | 0 | 0 | 0 | 0 | 0 | 0 | 0 | 0 | 0 | 0 | 0 | 0 | 0 | 0 | 0 | 0 | 0 | 12
NO |  | 6 | 2011 | 5 | 13 | 13 |  | 0276 AMOS, WV | HANGING ROCK, H | 765 | 765 | ST | 26.7 | 0 | 1 | 954KCM ACSR | 640379 | 6925361 | 7565740 | 0 | 0 | 0 | 0 | 0 | 0 | 0 | 0 | 0 | 0 | 0 | 0 | 0 | 0 | 0 | 0 | 0 | 0 | 0 | 0 | 12
NO |  | 6 | 2011 | 11 | 5 | 5 |  | EXPENSES TN 500KV |  | 0 | 0 |  | 0 | 0 | 0 |  | 0 | 0 | 0 | 18 | 198 | 0 | 216 | 0 | 0 | 0 | 0 | 0 | 0 | 0 | 0 | 0 | 0 | 0 | 0 | 0 | 0 | 0 | 0 | 12
NO |  | 70 | 2011 | 0 | 1 | 1 |  | Borah | Midpoint | 345 | 500 | S Tower | 85.17 | 0 | 1 | 1272 ACSR | 256381 | 21789412 | 22045793 | 0 | 0 | 0 | 0 | 0 | 0 | 0 | 0 | 0 | 0 | 0 | 0 | 0 | 0 | 0 | 0 | 0 | 0 | 0 | 0 | 12
NO |  | 70 | 2011 | 0 | 2 | 2 |  | Boardman | Slatt | 500 | 500 | S Tower | 1.79 | 0 | 1 | 2X1780 ACSR | 0 | 446708 | 446708 | 0 | 0 | 0 | 0 | 0 | 0 | 0 | 0 | 0 | 0 | 0 | 0 | 0 | 0 | 0 | 0 | 0 | 0 | 0 | 0 | 12
NO |  | 70 | 2011 | 0 | 3 | 3 |  | Summer lake | Hemingway | 500 | 500 | S Tower | 0.4 | 0 | 1 | 1272 ACSR | 0 | 835662 | 835662 | 0 | 0 | 0 | 0 | 0 | 0 | 0 | 0 | 0 | 0 | 0 | 0 | 0 | 0 | 0 | 0 | 0 | 0 | 0 | 0 | 12
NO |  | 70 | 2011 | 0 | 4 | 4 |  | Hemingway | Midpoint | 500 | 500 | S Tower | 0.37 | 0 | 1 | 1272 ACSR | 0 | 0 | 0 | 0 | 0 | 0 | 0 | 0 | 0 | 0 | 0 | 0 | 0 | 0 | 0 | 0 | 0 | 0 | 0 | 0 | 0 | 0 | 0 | 12
NO |  | 70 | 2011 | 0 | 6 | 6 |  | Jim Bridger | Goshen | 345 | 345 | S Tower | 226.4 | 0 | 1 | 1272 ACSR | 483309 | 16763326 | 17246635 | 0 | 0 | 0 | 0 | 0 | 0 | 0 | 0 | 0 | 0 | 0 | 0 | 0 | 0 | 0 | 0 | 0 | 0 | 0 | 0 | 12
NO |  | 70 | 2011 | 0 | 7 | 7 |  | State Line | Midpoint | 345 | 345 | S Tower | 76.04 | 0 | 2 | 795 ACSR | 571979 | 11048835 | 11620814 | 0 | 0 | 0 | 0 | 0 | 0 | 0 | 0 | 0 | 0 | 0 | 0 | 0 | 0 | 0 | 0 | 0 | 0 | 0 | 0 | 12
NO |  | 70 | 2011 | 0 | 8 | 8 |  | Kinport | Borah | 345 | 345 | S Tower | 27.1 | 0 | 1 | 1272 ACSR | 344220 | 6008061 | 6352281 | 0 | 0 | 0 | 0 | 0 | 0 | 0 | 0 | 0 | 0 | 0 | 0 | 0 | 0 | 0 | 0 | 0 | 0 | 0 | 0 | 12
NO |  | 70 | 2011 | 0 | 9 | 9 |  | Midpoint | Borah #1 | 345 | 345 | H Wood | 79.29 | 0 | 1 | 715.5 ACSR | 283143 | 5876940 | 6160083 | 0 | 0 | 0 | 0 | 0 | 0 | 0 | 0 | 0 | 0 | 0 | 0 | 0 | 0 | 0 | 0 | 0 | 0 | 0 | 0 | 12
NO |  | 70 | 2011 | 0 | 10 | 10 |  | Midpoint | Borah #2 | 345 | 345 | H Wood | 77.58 | 0 | 2 | 715.5 ACSR | 64851 | 12257047 | 12321898 | 0 | 0 | 0 | 0 | 0 | 0 | 0 | 0 | 0 | 0 | 0 | 0 | 0 | 0 | 0 | 0 | 0 | 0 | 0 | 0 | 12
NO |  | 70 | 2011 | 0 | 11 | 11 |  | Adelaide Tap | Adelaide | 345 | 345 | H Wood | 2.67 | 0 | 2 | 715.5 ACSR | 51448 | 347946 | 399394 | 0 | 0 | 0 | 0 | 0 | 0 | 0 | 0 | 0 | 0 | 0 | 0 | 0 | 0 | 0 | 0 | 0 | 0 | 0 | 0 | 12
NO |  | 70 | 2011 | 0 | 13 | 13 |  | Quartz | LaGrande | 230 | 230 | H Wood | 46.3 | 0 | 1 | 795 ACSR | 62218 | 2841222 | 2903440 | 0 | 0 | 0 | 0 | 0 | 0 | 0 | 0 | 0 | 0 | 0 | 0 | 0 | 0 | 0 | 0 | 0 | 0 | 0 | 0 | 12
NO |  | 70 | 2011 | 0 | 14 | 14 |  | Midpoint | Hunt | 230 | 230 | S Tower | 0.7 | 0 | 2 | 715.5 ACSR | 9145 | 998452 | 1007597 | 0 | 0 | 0 | 0 | 0 | 0 | 0 | 0 | 0 | 0 | 0 | 0 | 0 | 0 | 0 | 0 | 0 | 0 | 0 | 0 | 12
NO |  | 70 | 2011 | 0 | 15 | 15 |  | Brady | Antelope | 230 | 230 | H Wood | 56.29 | 0 | 1 | 1272 ACSR | 108301 | 2930700 | 3039001 | 0 | 0 | 0 | 0 | 0 | 0 | 0 | 0 | 0 | 0 | 0 | 0 | 0 | 0 | 0 | 0 | 0 | 0 | 0 | 0 | 12
NO |  | 70 | 2011 | 0 | 16 | 16 |  | Brady | Treasureton | 230 | 230 | H Wood | 0.11 | 0 | 1 | 795 ACSR | 0 | 6186 | 6186 | 0 | 0 | 0 | 0 | 0 | 0 | 0 | 0 | 0 | 0 | 0 | 0 | 0 | 0 | 0 | 0 | 0 | 0 | 0 | 0 | 12
NO |  | 70 | 2011 | 0 | 17 | 17 |  | Brady #1 & #2 | Kinport | 230 | 230 | S Tower | 17.94 | 0 | 2 | 715.5 ACSR | 18829 | 969871 | 988700 | 0 | 0 | 0 | 0 | 0 | 0 | 0 | 0 | 0 | 0 | 0 | 0 | 0 | 0 | 0 | 0 | 0 | 0 | 0 | 0 | 12
NO |  | 70 | 2011 | 0 | 18 | 18 |  | Jim Bridger | Point of Rocks | 230 | 230 | H Wood | 1.4 | 0 | 1 | 1272 ACSR | 1190 | 51525 | 52715 | 0 | 0 | 0 | 0 | 0 | 0 | 0 | 0 | 0 | 0 | 0 | 0 | 0 | 0 | 0 | 0 | 0 | 0 | 0 | 0 | 12
NO |  | 70 | 2011 | 0 | 19 | 19 |  | Brownlee | Ontario | 230 | 230 | S Tower | 72.74 | 0 | 1 | 2X954 ACSR | 1676838 | 20541790 | 22218628 | 0 | 0 | 0 | 0 | 0 | 0 | 0 | 0 | 0 | 0 | 0 | 0 | 0 | 0 | 0 | 0 | 0 | 0 | 0 | 0 | 12
NO |  | 70 | 2011 | 0 | 20 | 20 |  | Mora | Bowmont | 138 | 230 | S P Wood | 9.91 | 0 | 1 | 715.5 ACSR | 413793 | 2167266 | 2581059 | 0 | 0 | 0 | 0 | 0 | 0 | 0 | 0 | 0 | 0 | 0 | 0 | 0 | 0 | 0 | 0 | 0 | 0 | 0 | 0 | 12
NO |  | 70 | 2011 | 0 | 21 | 21 |  | Mora | Bowmont | 138 | 230 | H Wood | 8.82 | 0 | 1 | 715.5 ACSR | 0 | 0 | 0 | 0 | 0 | 0 | 0 | 0 | 0 | 0 | 0 | 0 | 0 | 0 | 0 | 0 | 0 | 0 | 0 | 0 | 0 | 0 | 0 | 12
NO |  | 70 | 2011 | 0 | 22 | 22 |  | Jim Bridger | Point of Rocks | 230 | 230 | H Wood | 2.79 | 0 | 1 | 1272 ACSR | 1899 | 212523 | 214422 | 0 | 0 | 0 | 0 | 0 | 0 | 0 | 0 | 0 | 0 | 0 | 0 | 0 | 0 | 0 | 0 | 0 | 0 | 0 | 0 | 12
NO |  | 70 | 2011 | 0 | 23 | 23 |  | Caldwell 710 | Locust | 230 | 230 | SP Steel | 18.59 | 0 | 1 | 1590 ACSR | 2138236 | 8775086 | 10913322 | 0 | 0 | 0 | 0 | 0 | 0 | 0 | 0 | 0 | 0 | 0 | 0 | 0 | 0 | 0 | 0 | 0 | 0 | 0 | 0 | 12
NO |  | 70 | 2011 | 0 | 24 | 24 |  | Boise Bench | Caldwell | 230 | 230 | S Tower | 7.56 | 0 | 1 | 1272 ACSR | 1748214 | 6980587 | 8728801 | 0 | 0 | 0 | 0 | 0 | 0 | 0 | 0 | 0 | 0 | 0 | 0 | 0 | 0 | 0 | 0 | 0 | 0 | 0 | 0 | 12
NO |  | 70 | 2011 | 0 | 25 | 25 |  | Boise Bench | Caldwell | 230 | 230 | H Wood | 33.68 | 0 | 1 | 715.5 ACSR | 0 | 0 | 0 | 0 | 0 | 0 | 0 | 0 | 0 | 0 | 0 | 0 | 0 | 0 | 0 | 0 | 0 | 0 | 0 | 0 | 0 | 0 | 0 | 12
NO |  | 70 | 2011 | 0 | 26 | 26 |  | Boise Bench | Cloverdale | 230 | 230 | S Tower | 16.1 | 0 | 2 | 1272 ACSR | 3062812 | 6869820 | 9932632 | 0 | 0 | 0 | 0 | 0 | 0 | 0 | 0 | 0 | 0 | 0 | 0 | 0 | 0 | 0 | 0 | 0 | 0 | 0 | 0 | 12
NO |  | 70 | 2011 | 0 | 27 | 27 |  | Boardman | Dalreed Sub | 230 | 230 | H Wood | 1.68 | 0 | 1 | 795 AAC | 0 | 80895 | 80895 | 0 | 0 | 0 | 0 | 0 | 0 | 0 | 0 | 0 | 0 | 0 | 0 | 0 | 0 | 0 | 0 | 0 | 0 | 0 | 0 | 12
NO |  | 70 | 2011 | 0 | 28 | 28 |  | Brownlee 714 | Oxbow | 230 | 230 | SP Steel | 11.06 | 0 | 2 | 954 ACSR | 34174 | 16039303 | 16073477 | 0 | 0 | 0 | 0 | 0 | 0 | 0 | 0 | 0 | 0 | 0 | 0 | 0 | 0 | 0 | 0 | 0 | 0 | 0 | 0 | 12
NO |  | 70 | 2011 | 0 | 29 | 29 |  | Caldwell | Ontario | 230 | 230 | H Wood | 29.84 | 0 | 1 | 2X954 ACSR | 224688 | 6285960 | 6510648 | 0 | 0 | 0 | 0 | 0 | 0 | 0 | 0 | 0 | 0 | 0 | 0 | 0 | 0 | 0 | 0 | 0 | 0 | 0 | 0 | 12
NO |  | 70 | 2011 | 0 | 30 | 30 |  | Caldwell | Ontario | 230 | 230 | S Tower | 3.27 | 0 | 1 | 1272 ACSR | 0 | 0 | 0 | 0 | 0 | 0 | 0 | 0 | 0 | 0 | 0 | 0 | 0 | 0 | 0 | 0 | 0 | 0 | 0 | 0 | 0 | 0 | 0 | 12
NO |  | 70 | 2011 | 0 | 31 | 31 |  | Bennett Mtn PP | Rattlesnake TS | 230 | 230 | SP Steel | 4.44 | 0 | 1 | 1272 ACSR | 81701 | 1666354 | 1748055 | 0 | 0 | 0 | 0 | 0 | 0 | 0 | 0 | 0 | 0 | 0 | 0 | 0 | 0 | 0 | 0 | 0 | 0 | 0 | 0 | 12
NO |  | 70 | 2011 | 0 | 32 | 32 |  | Borah | Hunt | 230 | 230 | H Steel | 68.17 | 0 | 1 | 1590 ACSR | 624917 | 22457621 | 23082538 | 0 | 0 | 0 | 0 | 0 | 0 | 0 | 0 | 0 | 0 | 0 | 0 | 0 | 0 | 0 | 0 | 0 | 0 | 0 | 0 | 12
NO |  | 70 | 2011 | 0 | 33 | 33 |  | Danskin | Hubbard | 230 | 230 | H Steel | 36.28 | 0 | 1 | 1590 ACSR | 0 | 15210561 | 15210561 | 0 | 0 | 0 | 0 | 0 | 0 | 0 | 0 | 0 | 0 | 0 | 0 | 0 | 0 | 0 | 0 | 0 | 0 | 0 | 0 | 12
NO |  | 70 | 2011 | 0 | 34 | 34 |  | Danskin | Hubbard | 230 | 230 | SP Steel | 1.9 | 0 | 1 | 1590 ACSR | 0 | 0 | 0 | 0 | 0 | 0 | 0 | 0 | 0 | 0 | 0 | 0 | 0 | 0 | 0 | 0 | 0 | 0 | 0 | 0 | 0 | 0 | 0 | 12
NO |  | 70 | 2011 | 0 | 35 | 35 |  | Danskin | Hubbard | 230 | 230 | SP Steel | 1.3 | 0 | 2 | 1590 ACSR | 0 | 0 | 0 | 0 | 0 | 0 | 0 | 0 | 0 | 0 | 0 | 0 | 0 | 0 | 0 | 0 | 0 | 0 | 0 | 0 | 0 | 0 | 0 | 12
NO |  | 70 | 2011 | 1 | 1 | 1 |  | Danskin | Bennett Mtn | 230 | 230 | SP Steel | 5.47 | 0 | 1 | 1590 ACSR | 0 | 3528033 | 3528033 | 0 | 0 | 0 | 0 | 0 | 0 | 0 | 0 | 0 | 0 | 0 | 0 | 0 | 0 | 0 | 0 | 0 | 0 | 0 | 0 | 12
NO |  | 70 | 2011 | 1 | 2 | 2 |  | Hemingway | Bowmont | 230 | 230 | SP Steel | 13.02 | 0 | 1 | 1590 ACSR | 1854996 | 9212985 | 11067981 | 0 | 0 | 0 | 0 | 0 | 0 | 0 | 0 | 0 | 0 | 0 | 0 | 0 | 0 | 0 | 0 | 0 | 0 | 0 | 0 | 12
NO |  | 70 | 2011 | 1 | 3 | 3 |  | Langley Gulch Tap |  | 0 | 230 |  | 0 | 0 | 0 |  | 896110 | 0 | 896110 | 0 | 0 | 0 | 0 | 0 | 0 | 0 | 0 | 0 | 0 | 0 | 0 | 0 | 0 | 0 | 0 | 0 | 0 | 0 | 0 | 12
NO |  | 70 | 2011 | 1 | 4 | 4 |  | Boise Bench | Midpoint #1 | 230 | 230 | S Tower | 0.87 | 0 | 1 | 715.5 ACSR | 336186 | 5172731 | 5508917 | 0 | 0 | 0 | 0 | 0 | 0 | 0 | 0 | 0 | 0 | 0 | 0 | 0 | 0 | 0 | 0 | 0 | 0 | 0 | 0 | 12
NO |  | 70 | 2011 | 1 | 5 | 5 |  | Boise Bench | Midpoint #1 | 230 | 230 | H Wood | 108.23 | 0 | 1 | 715.5 ACSR | 0 | 0 | 0 | 0 | 0 | 0 | 0 | 0 | 0 | 0 | 0 | 0 | 0 | 0 | 0 | 0 | 0 | 0 | 0 | 0 | 0 | 0 | 0 | 12
NO |  | 70 | 2011 | 1 | 6 | 6 |  | Brownlee | Quartz Jct | 230 | 230 | S Tower | 1.52 | 0 | 1 | 795 ACSR | 53068 | 2229410 | 2282478 | 0 | 0 | 0 | 0 | 0 | 0 | 0 | 0 | 0 | 0 | 0 | 0 | 0 | 0 | 0 | 0 | 0 | 0 | 0 | 0 | 12
NO |  | 70 | 2011 | 1 | 7 | 7 |  | Brownlee | Quartz Jct | 230 | 230 | H Wood | 41.32 | 0 | 1 | 795 ACSR | 0 | 0 | 0 | 0 | 0 | 0 | 0 | 0 | 0 | 0 | 0 | 0 | 0 | 0 | 0 | 0 | 0 | 0 | 0 | 0 | 0 | 0 | 0 | 12
NO |  | 70 | 2011 | 1 | 8 | 8 |  | Brownlee | Boise Bench #1 & #2 | 230 | 230 | S Tower | 99.76 | 0 | 2 | VARIOUS | 289934 | 8046450 | 8336384 | 0 | 0 | 0 | 0 | 0 | 0 | 0 | 0 | 0 | 0 | 0 | 0 | 0 | 0 | 0 | 0 | 0 | 0 | 0 | 0 | 12
NO |  | 70 | 2011 | 1 | 9 | 9 |  | Oxbow | Brownlee | 230 | 230 | S Tower | 10.8 | 0 | 2 | 1272 ACSR | 14810 | 1182550 | 1197360 | 0 | 0 | 0 | 0 | 0 | 0 | 0 | 0 | 0 | 0 | 0 | 0 | 0 | 0 | 0 | 0 | 0 | 0 | 0 | 0 | 12
NO |  | 70 | 2011 | 1 | 10 | 10 |  | Boise Bench | Midpoint #2 | 230 | 230 | S Tower | 3.32 | 0 | 1 | 715.5 ACSR | 227825 | 6380708 | 6608533 | 0 | 0 | 0 | 0 | 0 | 0 | 0 | 0 | 0 | 0 | 0 | 0 | 0 | 0 | 0 | 0 | 0 | 0 | 0 | 0 | 12
NO |  | 70 | 2011 | 1 | 11 | 11 |  | Boise Bench | Midpoint #2 | 230 | 230 | H Wood | 102.07 | 0 | 1 | VARIOUS | 0 | 0 | 0 | 0 | 0 | 0 | 0 | 0 | 0 | 0 | 0 | 0 | 0 | 0 | 0 | 0 | 0 | 0 | 0 | 0 | 0 | 0 | 0 | 12
NO |  | 70 | 2011 | 1 | 12 | 12 |  | Oxbow | Pallette Jct | 230 | 230 | S Tower | 20.03 | 0 | 2 | 1272 ACSR | 92037 | 2097566 | 2189603 | 0 | 0 | 0 | 0 | 0 | 0 | 0 | 0 | 0 | 0 | 0 | 0 | 0 | 0 | 0 | 0 | 0 | 0 | 0 | 0 | 12
NO |  | 70 | 2011 | 1 | 13 | 13 |  | Pallette Jct | Imnaha | 230 | 230 | H Wood | 24.43 | 0 | 2 | 1272 ACSR | 171081 | 1386300 | 1557381 | 0 | 0 | 0 | 0 | 0 | 0 | 0 | 0 | 0 | 0 | 0 | 0 | 0 | 0 | 0 | 0 | 0 | 0 | 0 | 0 | 12
NO |  | 70 | 2011 | 1 | 14 | 14 |  | Hells Canyon | Palette Jct | 230 | 230 | S Tower | 8.16 | 0 | 2 | 1272 ACSR | 44687 | 1252130 | 1296817 | 0 | 0 | 0 | 0 | 0 | 0 | 0 | 0 | 0 | 0 | 0 | 0 | 0 | 0 | 0 | 0 | 0 | 0 | 0 | 0 | 12
NO |  | 70 | 2011 | 1 | 15 | 15 |  | Brownlee | Boise Bench | 230 | 230 | S Tower | 102.08 | 0 | 2 | 954 ACSR | 184817 | 5624726 | 5809543 | 0 | 0 | 0 | 0 | 0 | 0 | 0 | 0 | 0 | 0 | 0 | 0 | 0 | 0 | 0 | 0 | 0 | 0 | 0 | 0 | 12
NO |  | 70 | 2011 | 1 | 16 | 16 |  | Boise Bench | Midpoint #3 | 230 | 230 | H Wood | 106.31 | 0 | 1 | 715.5 ACSR | 247857 | 5599323 | 5847180 | 0 | 0 | 0 | 0 | 0 | 0 | 0 | 0 | 0 | 0 | 0 | 0 | 0 | 0 | 0 | 0 | 0 | 0 | 0 | 0 | 12
NO |  | 70 | 2011 | 1 | 17 | 17 |  | Palette Jct | Enterprise | 230 | 230 | H Wood | 29.12 | 0 | 1 | 1272 ACSR | 84014 | 1739212 | 1823226 | 0 | 0 | 0 | 0 | 0 | 0 | 0 | 0 | 0 | 0 | 0 | 0 | 0 | 0 | 0 | 0 | 0 | 0 | 0 | 0 | 12
NO |  | 70 | 2011 | 1 | 18 | 18 |  | Borah | Brady #2 | 230 | 230 | S Tower | 0.41 | 0 | 1 | 1272 ACSR | 3068 | 416606 | 419674 | 0 | 0 | 0 | 0 | 0 | 0 | 0 | 0 | 0 | 0 | 0 | 0 | 0 | 0 | 0 | 0 | 0 | 0 | 0 | 0 | 12
NO |  | 70 | 2011 | 1 | 19 | 19 |  | Borah | Brady #2 | 230 | 230 | H Wood | 3.56 | 0 | 1 | 715.5 ACSR | 0 | 0 | 0 | 0 | 0 | 0 | 0 | 0 | 0 | 0 | 0 | 0 | 0 | 0 | 0 | 0 | 0 | 0 | 0 | 0 | 0 | 0 | 0 | 12
NO |  | 70 | 2011 | 1 | 20 | 20 |  | Borah | Brady #1 | 230 | 230 | H Wood | 3.87 | 0 | 1 | 1272 ACSR | 10064 | 311349 | 321413 | 0 | 0 | 0 | 0 | 0 | 0 | 0 | 0 | 0 | 0 | 0 | 0 | 0 | 0 | 0 | 0 | 0 | 0 | 0 | 0 | 12
NO |  | 70 | 2011 | 1 | 22 | 22 |  | Goshen | State Line | 161 | 161 | H Wood | 90.48 | 0 | 1 | 250 COPPER | 16155 | 648382 | 664537 | 0 | 0 | 0 | 0 | 0 | 0 | 0 | 0 | 0 | 0 | 0 | 0 | 0 | 0 | 0 | 0 | 0 | 0 | 0 | 0 | 12
NO |  | 70 | 2011 | 1 | 23 | 23 |  | Don | Goshen | 161 | 161 | S Tower | 2.39 | 0 | 2 | 715.5 ACSR | 76041 | 1698355 | 1774396 | 0 | 0 | 0 | 0 | 0 | 0 | 0 | 0 | 0 | 0 | 0 | 0 | 0 | 0 | 0 | 0 | 0 | 0 | 0 | 0 | 12
NO |  | 70 | 2011 | 1 | 24 | 24 |  | Don | Goshen | 161 | 161 | H Wood | 48.43 | 0 | 2 | 397.5 ACSR | 0 | 0 | 0 | 0 | 0 | 0 | 0 | 0 | 0 | 0 | 0 | 0 | 0 | 0 | 0 | 0 | 0 | 0 | 0 | 0 | 0 | 0 | 0 | 12
NO |  | 70 | 2011 | 1 | 26 | 26 |  | American Falls Power Plant | Adelaide | 138 | 138 | H Wood | 10.99 | 0 | 2 | 250 COPPER | 26507 | 262590 | 289097 | 0 | 0 | 0 | 0 | 0 | 0 | 0 | 0 | 0 | 0 | 0 | 0 | 0 | 0 | 0 | 0 | 0 | 0 | 0 | 0 | 12
NO |  | 70 | 2011 | 1 | 27 | 27 |  | American Falls Power Plant | Adelaide | 138 | 138 | S P Wood | 0.12 | 0 | 2 | 250 COPPER | 0 | 0 | 0 | 0 | 0 | 0 | 0 | 0 | 0 | 0 | 0 | 0 | 0 | 0 | 0 | 0 | 0 | 0 | 0 | 0 | 0 | 0 | 0 | 12
NO |  | 70 | 2011 | 1 | 28 | 28 |  | Minidoka Loop | Adelaide | 138 | 138 | S Tower | 1.12 | 0 | 2 | 715.5 ACSR | 21326 | 254909 | 276235 | 0 | 0 | 0 | 0 | 0 | 0 | 0 | 0 | 0 | 0 | 0 | 0 | 0 | 0 | 0 | 0 | 0 | 0 | 0 | 0 | 12
NO |  | 70 | 2011 | 1 | 29 | 29 |  | Nampa | Caldwell | 138 | 138 | S P Wood | 10.75 | 0 | 2 | 795 AAC | 608325 | 1779264 | 2387589 | 0 | 0 | 0 | 0 | 0 | 0 | 0 | 0 | 0 | 0 | 0 | 0 | 0 | 0 | 0 | 0 | 0 | 0 | 0 | 0 | 12
NO |  | 70 | 2011 | 1 | 30 | 30 |  | Upper Salmon | Mountain Home Jct | 138 | 138 | H Wood | 54.29 | 0 | 1 | 795 ACSR | 47687 | 3565872 | 3613559 | 0 | 0 | 0 | 0 | 0 | 0 | 0 | 0 | 0 | 0 | 0 | 0 | 0 | 0 | 0 | 0 | 0 | 0 | 0 | 0 | 12
NO |  | 70 | 2011 | 1 | 31 | 31 |  | Upper Salmon | Cliff | 138 | 138 | H Wood | 30.81 | 0 | 1 | 795 ACSR | 43568 | 913613 | 957181 | 0 | 0 | 0 | 0 | 0 | 0 | 0 | 0 | 0 | 0 | 0 | 0 | 0 | 0 | 0 | 0 | 0 | 0 | 0 | 0 | 12
NO |  | 70 | 2011 | 1 | 32 | 32 |  | Eastgate | Russet | 138 | 138 | S P Wood | 2.08 | 0 | 1 | 795 AAC | 270823 | 557504 | 828327 | 0 | 0 | 0 | 0 | 0 | 0 | 0 | 0 | 0 | 0 | 0 | 0 | 0 | 0 | 0 | 0 | 0 | 0 | 0 | 0 | 12
NO |  | 70 | 2011 | 1 | 33 | 33 |  | Brady | Fremont | 138 | 138 | S Tower | 0.98 | 0 | 2 | VARIOUS | 564932 | 3770086 | 4335018 | 0 | 0 | 0 | 0 | 0 | 0 | 0 | 0 | 0 | 0 | 0 | 0 | 0 | 0 | 0 | 0 | 0 | 0 | 0 | 0 | 12
NO |  | 70 | 2011 | 1 | 34 | 34 |  | Brady | Fremont | 138 | 138 | H Wood | 24.32 | 0 | 2 | VARIOUS | 0 | 0 | 0 | 0 | 0 | 0 | 0 | 0 | 0 | 0 | 0 | 0 | 0 | 0 | 0 | 0 | 0 | 0 | 0 | 0 | 0 | 0 | 0 | 12
NO |  | 70 | 2011 | 1 | 35 | 35 |  | Brady | Fremont | 138 | 138 | S P Wood | 24.33 | 0 | 2 | VARIOUS | 0 | 0 | 0 | 0 | 0 | 0 | 0 | 0 | 0 | 0 | 0 | 0 | 0 | 0 | 0 | 0 | 0 | 0 | 0 | 0 | 0 | 0 | 0 | 12
NO |  | 70 | 2011 | 2 | 1 | 1 |  | King | Lower Malad | 138 | 138 | H Wood | 84.51 | 0 | 2 | VARIOUS | 76823 | 2316106 | 2392929 | 0 | 0 | 0 | 0 | 0 | 0 | 0 | 0 | 0 | 0 | 0 | 0 | 0 | 0 | 0 | 0 | 0 | 0 | 0 | 0 | 12
NO |  | 70 | 2011 | 2 | 2 | 2 |  | Emmett Jct | Payette | 138 | 138 | H Wood | 66.46 | 0 | 2 | VARIOUS | 30918 | 2512162 | 2543080 | 0 | 0 | 0 | 0 | 0 | 0 | 0 | 0 | 0 | 0 | 0 | 0 | 0 | 0 | 0 | 0 | 0 | 0 | 0 | 0 | 12
NO |  | 70 | 2011 | 2 | 3 | 3 |  | Mountain Home AFB Tap |  | 138 | 138 | H Wood | 6.2 | 0 | 1 | 397.5 ACSR | 1955 | 12983 | 14938 | 0 | 0 | 0 | 0 | 0 | 0 | 0 | 0 | 0 | 0 | 0 | 0 | 0 | 0 | 0 | 0 | 0 | 0 | 0 | 0 | 12
NO |  | 70 | 2011 | 2 | 4 | 4 |  | Ontario | Quartz | 138 | 138 | H Wood | 73.33 | 0 | 1 | VARIOUS | 34428 | 2150955 | 2185383 | 0 | 0 | 0 | 0 | 0 | 0 | 0 | 0 | 0 | 0 | 0 | 0 | 0 | 0 | 0 | 0 | 0 | 0 | 0 | 0 | 12
NO |  | 70 | 2011 | 2 | 5 | 5 |  | King | American Falls PP | 138 | 138 | S Tower | 1.03 | 0 | 2 | 715.5 ACSR | 216919 | 7976117 | 8193036 | 0 | 0 | 0 | 0 | 0 | 0 | 0 | 0 | 0 | 0 | 0 | 0 | 0 | 0 | 0 | 0 | 0 | 0 | 0 | 0 | 12
NO |  | 70 | 2011 | 2 | 6 | 6 |  | King | American Falls PP | 138 | 138 | H Wood | 141.74 | 0 | 1 | 715.5 ACSR | 0 | 0 | 0 | 0 | 0 | 0 | 0 | 0 | 0 | 0 | 0 | 0 | 0 | 0 | 0 | 0 | 0 | 0 | 0 | 0 | 0 | 0 | 0 | 12
NO |  | 70 | 2011 | 2 | 7 | 7 |  | King | American Falls PP | 138 | 138 | S P Wood | 3.71 | 0 | 1 | 715.5 ACSR | 0 | 0 | 0 | 0 | 0 | 0 | 0 | 0 | 0 | 0 | 0 | 0 | 0 | 0 | 0 | 0 | 0 | 0 | 0 | 0 | 0 | 0 | 0 | 12
NO |  | 70 | 2011 | 2 | 8 | 8 |  | Duffin | Clawson | 138 | 138 | H Wood | 6.22 | 0 | 1 | 4\0 | 4191 | 309857 | 314048 | 0 | 0 | 0 | 0 | 0 | 0 | 0 | 0 | 0 | 0 | 0 | 0 | 0 | 0 | 0 | 0 | 0 | 0 | 0 | 0 | 12
NO |  | 70 | 2011 | 2 | 9 | 9 |  | American Falls | Brady Tie | 138 | 138 | H Wood | 0.33 | 0 | 1 | 954 ACSR | 0 | 96921 | 96921 | 0 | 0 | 0 | 0 | 0 | 0 | 0 | 0 | 0 | 0 | 0 | 0 | 0 | 0 | 0 | 0 | 0 | 0 | 0 | 0 | 12
NO |  | 70 | 2011 | 2 | 10 | 10 |  | Upper Salmon A-B | King | 138 | 138 | H Wood | 5.66 | 0 | 1 | 250 COPPER | 2741 | 93073 | 95814 | 0 | 0 | 0 | 0 | 0 | 0 | 0 | 0 | 0 | 0 | 0 | 0 | 0 | 0 | 0 | 0 | 0 | 0 | 0 | 0 | 12
NO |  | 70 | 2011 | 2 | 11 | 11 |  | Upper Salmon B | Wells | 138 | 138 | H Wood | 125.59 | 0 | 1 | VARIOUS | 28490 | 2150317 | 2178807 | 0 | 0 | 0 | 0 | 0 | 0 | 0 | 0 | 0 | 0 | 0 | 0 | 0 | 0 | 0 | 0 | 0 | 0 | 0 | 0 | 12
NO |  | 70 | 2011 | 2 | 12 | 12 |  | King | Wood River | 138 | 138 | H Wood | 73.71 | 0 | 1 | VARIOUS | 173683 | 2834498 | 3008181 | 0 | 0 | 0 | 0 | 0 | 0 | 0 | 0 | 0 | 0 | 0 | 0 | 0 | 0 | 0 | 0 | 0 | 0 | 0 | 0 | 12
NO |  | 70 | 2011 | 2 | 13 | 13 |  | Boise Bench | Grove | 138 | 138 | S P Wood | 10.38 | 0 | 2 | VARIOUS | 225602 | 1652772 | 1878374 | 0 | 0 | 0 | 0 | 0 | 0 | 0 | 0 | 0 | 0 | 0 | 0 | 0 | 0 | 0 | 0 | 0 | 0 | 0 | 0 | 12
NO |  | 70 | 2011 | 2 | 14 | 14 |  | Quartz | John Day | 138 | 138 | H Wood | 67.32 | 0 | 1 | 397.5 ACSR | 92173 | 2362416 | 2454589 | 0 | 0 | 0 | 0 | 0 | 0 | 0 | 0 | 0 | 0 | 0 | 0 | 0 | 0 | 0 | 0 | 0 | 0 | 0 | 0 | 12
NO |  | 70 | 2011 | 2 | 15 | 15 |  | Sinker Creek Tap |  | 138 | 138 | H Wood | 2.8 | 0 | 1 | VARIOUS | 20 | 77199 | 77219 | 0 | 0 | 0 | 0 | 0 | 0 | 0 | 0 | 0 | 0 | 0 | 0 | 0 | 0 | 0 | 0 | 0 | 0 | 0 | 0 | 12
NO |  | 70 | 2011 | 2 | 16 | 16 |  | Mora | Cloverdale | 138 | 138 | H Wood | 2.57 | 0 | 1 | 715.5 ACSR | 3168369 | 9724534 | 12892903 | 0 | 0 | 0 | 0 | 0 | 0 | 0 | 0 | 0 | 0 | 0 | 0 | 0 | 0 | 0 | 0 | 0 | 0 | 0 | 0 | 12
NO |  | 70 | 2011 | 2 | 17 | 17 |  | Mora | Cloverdale | 138 | 138 | S P Wood | 22.28 | 0 | 1 | VARIOUS | 0 | 0 | 0 | 0 | 0 | 0 | 0 | 0 | 0 | 0 | 0 | 0 | 0 | 0 | 0 | 0 | 0 | 0 | 0 | 0 | 0 | 0 | 0 | 12
NO |  | 70 | 2011 | 2 | 18 | 18 |  | Mora | Cloverdale | 138 | 138 | S P Steel | 0.96 | 0 | 2 | 795AAC | 0 | 0 | 0 | 0 | 0 | 0 | 0 | 0 | 0 | 0 | 0 | 0 | 0 | 0 | 0 | 0 | 0 | 0 | 0 | 0 | 0 | 0 | 0 | 12
NO |  | 70 | 2011 | 2 | 19 | 19 |  | Stoddard Jct | Stoddard Sub | 138 | 138 | S P Steel | 3.8 | 0 | 1 | 1272 ACSR | 0 | 0 | 0 | 0 | 0 | 0 | 0 | 0 | 0 | 0 | 0 | 0 | 0 | 0 | 0 | 0 | 0 | 0 | 0 | 0 | 0 | 0 | 0 | 12
NO |  | 70 | 2011 | 2 | 20 | 20 |  | Fossil Gulch Tap |  | 138 | 138 | H Wood | 1.95 | 0 | 1 | 250 COPPER | 450 | 199195 | 199645 | 0 | 0 | 0 | 0 | 0 | 0 | 0 | 0 | 0 | 0 | 0 | 0 | 0 | 0 | 0 | 0 | 0 | 0 | 0 | 0 | 12
NO |  | 70 | 2011 | 2 | 21 | 21 |  | Wood River | Midpoint | 138 | 138 | H Wood | 53.04 | 0 | 2 | 397.5 ACSR | 349712 | 6997913 | 7347625 | 0 | 0 | 0 | 0 | 0 | 0 | 0 | 0 | 0 | 0 | 0 | 0 | 0 | 0 | 0 | 0 | 0 | 0 | 0 | 0 | 12
NO |  | 70 | 2011 | 2 | 22 | 22 |  | Wood River | Midpoint | 138 | 138 | S P Wood | 16.69 | 0 | 2 | 397.5 ACSR | 0 | 0 | 0 | 0 | 0 | 0 | 0 | 0 | 0 | 0 | 0 | 0 | 0 | 0 | 0 | 0 | 0 | 0 | 0 | 0 | 0 | 0 | 0 | 12
NO |  | 70 | 2011 | 2 | 23 | 23 |  | Oxbow | McCall | 138 | 138 | H Wood | 37.16 | 0 | 1 | 397.5 ACSR | 109899 | 2306969 | 2416868 | 0 | 0 | 0 | 0 | 0 | 0 | 0 | 0 | 0 | 0 | 0 | 0 | 0 | 0 | 0 | 0 | 0 | 0 | 0 | 0 | 12
NO |  | 70 | 2011 | 2 | 24 | 24 |  | Oxbow | McCall | 138 | 138 | S P Wood | 2.32 | 0 | 1 | 397.5 ACSR | 0 | 0 | 0 | 0 | 0 | 0 | 0 | 0 | 0 | 0 | 0 | 0 | 0 | 0 | 0 | 0 | 0 | 0 | 0 | 0 | 0 | 0 | 0 | 12
NO |  | 70 | 2011 | 2 | 25 | 25 |  | Lowell Jct | Nampa | 138 | 138 | S P Wood | 7.5 | 0 | 2 | 715.5 ACSR | 211131 | 1448294 | 1659425 | 0 | 0 | 0 | 0 | 0 | 0 | 0 | 0 | 0 | 0 | 0 | 0 | 0 | 0 | 0 | 0 | 0 | 0 | 0 | 0 | 12
NO |  | 70 | 2011 | 2 | 26 | 26 |  | Hunt | Milner | 138 | 138 | S P Wood | 19.4 | 0 | 1 | 715.5 ACSR | 3324 | 1190604 | 1193928 | 0 | 0 | 0 | 0 | 0 | 0 | 0 | 0 | 0 | 0 | 0 | 0 | 0 | 0 | 0 | 0 | 0 | 0 | 0 | 0 | 12
NO |  | 70 | 2011 | 2 | 27 | 27 |  | Strike | Bruneau Bridge | 138 | 138 | H Wood | 13.49 | 0 | 1 | 397.5 ACSR | 14927 | 587404 | 602331 | 0 | 0 | 0 | 0 | 0 | 0 | 0 | 0 | 0 | 0 | 0 | 0 | 0 | 0 | 0 | 0 | 0 | 0 | 0 | 0 | 12
NO |  | 70 | 2011 | 2 | 28 | 28 |  | American Falls | Kramer Sub | 138 | 138 | S P Wood | 18.4 | 0 | 2 | 715.5 ACSR | 13734 | 1051324 | 1065058 | 0 | 0 | 0 | 0 | 0 | 0 | 0 | 0 | 0 | 0 | 0 | 0 | 0 | 0 | 0 | 0 | 0 | 0 | 0 | 0 | 12
NO |  | 70 | 2011 | 2 | 29 | 29 |  | Pingree | Haven | 138 | 138 | S P Wood | 11.72 | 0 | 1 | 397.5 ACSR | 18223 | 1276855 | 1295078 | 0 | 0 | 0 | 0 | 0 | 0 | 0 | 0 | 0 | 0 | 0 | 0 | 0 | 0 | 0 | 0 | 0 | 0 | 0 | 0 | 12
NO |  | 70 | 2011 | 2 | 30 | 30 |  | Midpoint | Twin Falls | 138 | 138 | S P Wood | 25.13 | 0 | 2 | VARIOUS | 54848 | 2969759 | 3024607 | 0 | 0 | 0 | 0 | 0 | 0 | 0 | 0 | 0 | 0 | 0 | 0 | 0 | 0 | 0 | 0 | 0 | 0 | 0 | 0 | 12
NO |  | 70 | 2011 | 2 | 31 | 31 |  | Twin Falls | Russett | 138 | 138 | S P Wood | 1.71 | 0 | 1 | 715.5 ACSR | 16790 | 206158 | 222948 | 0 | 0 | 0 | 0 | 0 | 0 | 0 | 0 | 0 | 0 | 0 | 0 | 0 | 0 | 0 | 0 | 0 | 0 | 0 | 0 | 12
NO |  | 70 | 2011 | 2 | 32 | 32 |  | Blackfoot | Aiken | 46 | 138 | S P Wood | 6.18 | 0 | 2 | 715.5 ACSR | 13616 | 491359 | 504975 | 0 | 0 | 0 | 0 | 0 | 0 | 0 | 0 | 0 | 0 | 0 | 0 | 0 | 0 | 0 | 0 | 0 | 0 | 0 | 0 | 12
NO |  | 70 | 2011 | 2 | 33 | 33 |  | Peterson | Tendoy | 69 | 138 | H Wood | 57.21 | 0 | 1 | 397.5 ACSR | 395696 | 3449949 | 3845645 | 0 | 0 | 0 | 0 | 0 | 0 | 0 | 0 | 0 | 0 | 0 | 0 | 0 | 0 | 0 | 0 | 0 | 0 | 0 | 0 | 12
NO |  | 70 | 2011 | 2 | 34 | 34 |  | Eastgate Tap | Eastgate | 138 | 138 | S P Wood | 6.36 | 0 | 1 | 715.5 ACSR | 343955 | 2136683 | 2480638 | 0 | 0 | 0 | 0 | 0 | 0 | 0 | 0 | 0 | 0 | 0 | 0 | 0 | 0 | 0 | 0 | 0 | 0 | 0 | 0 | 12
NO |  | 70 | 2011 | 2 | 35 | 35 |  | Kimberly Tap | Kimberly | 138 | 138 | S P Steel | 1.83 | 0 | 2 | 795 ACSR | 0 | 0 | 0 | 0 | 0 | 0 | 0 | 0 | 0 | 0 | 0 | 0 | 0 | 0 | 0 | 0 | 0 | 0 | 0 | 0 | 0 | 0 | 0 | 12
NO |  | 70 | 2011 | 3 | 1 | 1 |  | Boise Bench | Mora | 138 | 138 | H Wood | 13.18 | 0 | 2 | 715.5 ACSR | 14697 | 637273 | 651970 | 0 | 0 | 0 | 0 | 0 | 0 | 0 | 0 | 0 | 0 | 0 | 0 | 0 | 0 | 0 | 0 | 0 | 0 | 0 | 0 | 12
NO |  | 70 | 2011 | 3 | 2 | 2 |  | Bowmont-Caldwell | Simplot Sub | 138 | 138 | S P Wood | 0.51 | 0 | 1 | 795 AAC | 0 | 49642 | 49642 | 0 | 0 | 0 | 0 | 0 | 0 | 0 | 0 | 0 | 0 | 0 | 0 | 0 | 0 | 0 | 0 | 0 | 0 | 0 | 0 | 12
NO |  | 70 | 2011 | 3 | 3 | 3 |  | Gary Lane | Eagle | 138 | 138 | S P Wood | 6.53 | 0 | 1 | 795 AAC | 489037 | 1944888 | 2433925 | 0 | 0 | 0 | 0 | 0 | 0 | 0 | 0 | 0 | 0 | 0 | 0 | 0 | 0 | 0 | 0 | 0 | 0 | 0 | 0 | 12
NO |  | 70 | 2011 | 3 | 4 | 4 |  | Locust Grove | Blackcat Sub | 138 | 138 | S P Steel | 10.06 | 2.98 | 1 | 1272 ACSR | 935725 | 3601861 | 4537586 | 0 | 0 | 0 | 0 | 0 | 0 | 0 | 0 | 0 | 0 | 0 | 0 | 0 | 0 | 0 | 0 | 0 | 0 | 0 | 0 | 12
NO |  | 70 | 2011 | 3 | 5 | 5 |  | Boise Bench | Butler | 138 | 138 | S P Wood | 0.14 | 4.02 | 1 | 1272 ACSR | 34687 | 838605 | 873292 | 0 | 0 | 0 | 0 | 0 | 0 | 0 | 0 | 0 | 0 | 0 | 0 | 0 | 0 | 0 | 0 | 0 | 0 | 0 | 0 | 12
NO |  | 70 | 2011 | 3 | 6 | 6 |  | Eagle | Star | 138 | 138 | S P Wood | 6.39 | 0 | 1 | 715.5 ACSR | 179817 | 2909434 | 3089251 | 0 | 0 | 0 | 0 | 0 | 0 | 0 | 0 | 0 | 0 | 0 | 0 | 0 | 0 | 0 | 0 | 0 | 0 | 0 | 0 | 12
NO |  | 70 | 2011 | 3 | 7 | 7 |  | Karcher Sub | Zilog Tap | 138 | 138 | S P Steel | 2.08 | 0 | 1 | 795 AAC | 43035 | 435188 | 478223 | 0 | 0 | 0 | 0 | 0 | 0 | 0 | 0 | 0 | 0 | 0 | 0 | 0 | 0 | 0 | 0 | 0 | 0 | 0 | 0 | 12
NO |  | 70 | 2011 | 3 | 8 | 8 |  | Cloverdale - 712 | 712 - Wye | 138 | 138 | S P Steel | 0.4 | 4.02 | 1 | 1272 ACSR | 140412 | 709148 | 849560 | 0 | 0 | 0 | 0 | 0 | 0 | 0 | 0 | 0 | 0 | 0 | 0 | 0 | 0 | 0 | 0 | 0 | 0 | 0 | 0 | 12
NO |  | 70 | 2011 | 3 | 9 | 9 |  | Victory Jct | Victory | 138 | 138 | S P Steel | 1.9 | 0 | 1 | 1272 ACSR | 0 | 0 | 0 | 0 | 0 | 0 | 0 | 0 | 0 | 0 | 0 | 0 | 0 | 0 | 0 | 0 | 0 | 0 | 0 | 0 | 0 | 0 | 0 | 12
NO |  | 70 | 2011 | 3 | 10 | 10 |  | Butler | Wye | 138 | 138 | S P Steel | 2.94 | 0 | 1 | 795 ACSR | 134471 | 1405436 | 1539907 | 0 | 0 | 0 | 0 | 0 | 0 | 0 | 0 | 0 | 0 | 0 | 0 | 0 | 0 | 0 | 0 | 0 | 0 | 0 | 0 | 12
NO |  | 70 | 2011 | 3 | 11 | 11 |  | Horseflat | Starkey | 138 | 138 | H Wood | 33.86 | 0 | 1 | 715.5 ACSR | 2473833 | 18432096 | 20905929 | 0 | 0 | 0 | 0 | 0 | 0 | 0 | 0 | 0 | 0 | 0 | 0 | 0 | 0 | 0 | 0 | 0 | 0 | 0 | 0 | 12
NO |  | 70 | 2011 | 3 | 12 | 12 |  | Starkey | Mccall | 138 | 138 | S P Steel | 2.08 | 0 | 2 | 715.5 ACSR | 0 | 0 | 0 | 0 | 0 | 0 | 0 | 0 | 0 | 0 | 0 | 0 | 0 | 0 | 0 | 0 | 0 | 0 | 0 | 0 | 0 | 0 | 0 | 12
NO |  | 70 | 2011 | 3 | 13 | 13 |  | Starkey | Mccall | 138 | 138 | H Wood | 3.8 | 0 | 1 | 715.5 ACSR | 0 | 0 | 0 | 0 | 0 | 0 | 0 | 0 | 0 | 0 | 0 | 0 | 0 | 0 | 0 | 0 | 0 | 0 | 0 | 0 | 0 | 0 | 0 | 12
NO |  | 70 | 2011 | 3 | 14 | 14 |  | Starkey | Mccall | 138 | 138 | S P Steel | 1.5 | 0 | 1 | 715.5 ACSR | 0 | 0 | 0 | 0 | 0 | 0 | 0 | 0 | 0 | 0 | 0 | 0 | 0 | 0 | 0 | 0 | 0 | 0 | 0 | 0 | 0 | 0 | 0 | 12
NO |  | 70 | 2011 | 3 | 15 | 15 |  | Starkey | Mccall | 138 | 138 | S P Wood | 17.61 | 0 | 1 | 715.5 ACSR | 0 | 0 | 0 | 0 | 0 | 0 | 0 | 0 | 0 | 0 | 0 | 0 | 0 | 0 | 0 | 0 | 0 | 0 | 0 | 0 | 0 | 0 | 0 | 12
NO |  | 70 | 2011 | 3 | 16 | 16 |  | Chestnut | Happy Valley | 138 | 138 | S P Steel | 2.8 | 0 | 1 | 1272 ACSR | 78579 | 1821921 | 1900500 | 0 | 0 | 0 | 0 | 0 | 0 | 0 | 0 | 0 | 0 | 0 | 0 | 0 | 0 | 0 | 0 | 0 | 0 | 0 | 0 | 12
NO |  | 70 | 2011 | 3 | 17 | 17 |  | Garnet | Ward | 0 | 138 |  | 0 | 0 | 0 |  | 40580 | 0 | 40580 | 0 | 0 | 0 | 0 | 0 | 0 | 0 | 0 | 0 | 0 | 0 | 0 | 0 | 0 | 0 | 0 | 0 | 0 | 0 | 0 | 12
NO |  | 70 | 2011 | 3 | 18 | 18 |  | McCall | Lake Fork | 138 | 138 | S P Wood | 8.8 | 0 | 1 | 715.5 ACSR | 331539 | 4682879 | 5014418 | 0 | 0 | 0 | 0 | 0 | 0 | 0 | 0 | 0 | 0 | 0 | 0 | 0 | 0 | 0 | 0 | 0 | 0 | 0 | 0 | 12
NO |  | 70 | 2011 | 3 | 19 | 19 |  | McCall | Lake Fork | 138 | 138 | S Steel | 2.9 | 0 | 0 |  | 0 | 0 | 0 | 0 | 0 | 0 | 0 | 0 | 0 | 0 | 0 | 0 | 0 | 0 | 0 | 0 | 0 | 0 | 0 | 0 | 0 | 0 | 0 | 12
NO |  | 70 | 2011 | 3 | 20 | 20 |  | Caldwell | Willis | 138 | 138 | S P Steel | 1.3 | 0 | 1 | 1272 ACSR | 272231 | 2141218 | 2413449 | 0 | 0 | 0 | 0 | 0 | 0 | 0 | 0 | 0 | 0 | 0 | 0 | 0 | 0 | 0 | 0 | 0 | 0 | 0 | 0 | 12
NO |  | 70 | 2011 | 3 | 21 | 21 |  | Caldwell | Willis | 138 | 138 | S P Steel | 1.59 | 0 | 1 | 795 ACSR | 0 | 0 | 0 | 0 | 0 | 0 | 0 | 0 | 0 | 0 | 0 | 0 | 0 | 0 | 0 | 0 | 0 | 0 | 0 | 0 | 0 | 0 | 0 | 12
NO |  | 70 | 2011 | 3 | 22 | 22 |  | Caldwell | Willis | 138 | 138 | S P Wood | 0.87 | 0 | 1 | 795 ACSR | 0 | 0 | 0 | 0 | 0 | 0 | 0 | 0 | 0 | 0 | 0 | 0 | 0 | 0 | 0 | 0 | 0 | 0 | 0 | 0 | 0 | 0 | 0 | 12
NO |  | 70 | 2011 | 3 | 23 | 23 |  | Valivue Tap |  | 138 | 138 | S P Steel | 0.8 | 0 | 2 | 795 ACSR | 0 | 351497 | 351497 | 0 | 0 | 0 | 0 | 0 | 0 | 0 | 0 | 0 | 0 | 0 | 0 | 0 | 0 | 0 | 0 | 0 | 0 | 0 | 0 | 12
NO |  | 70 | 2011 | 3 | 24 | 24 |  | Kinport | Don #1 | 138 | 138 | S Tower | 1.24 | 0 | 2 | 715.5 ACSR | 1174 | 212777 | 213951 | 0 | 0 | 0 | 0 | 0 | 0 | 0 | 0 | 0 | 0 | 0 | 0 | 0 | 0 | 0 | 0 | 0 | 0 | 0 | 0 | 12
NO |  | 70 | 2011 | 3 | 25 | 25 |  | Donn | HOKU | 138 | 138 | S P Steel | 2.74 | 0 | 1 | 1272 ACSR | 190 | 398 | 588 | 0 | 0 | 0 | 0 | 0 | 0 | 0 | 0 | 0 | 0 | 0 | 0 | 0 | 0 | 0 | 0 | 0 | 0 | 0 | 0 | 12
NO |  | 70 | 2011 | 3 | 26 | 26 |  | Rockland Jct | Rockland Wind Farm | 138 | 138 | S P Steel | 5.31 | 0 | 1 | 795 ACSR | 0 | 356945 | 356945 | 0 | 0 | 0 | 0 | 0 | 0 | 0 | 0 | 0 | 0 | 0 | 0 | 0 | 0 | 0 | 0 | 0 | 0 | 0 | 0 | 12
NO |  | 70 | 2011 | 3 | 27 | 27 |  | HOKU | Alamed | 138 | 138 | S P Steel | 0.22 | 0 | 2 | 1272 ACSR | 0 | 0 | 0 | 0 | 0 | 0 | 0 | 0 | 0 | 0 | 0 | 0 | 0 | 0 | 0 | 0 | 0 | 0 | 0 | 0 | 0 | 0 | 0 | 12
NO |  | 70 | 2011 | 3 | 28 | 28 |  | HOKU | Alamed | 138 | 138 | S P Steel | 0.23 | 0 | 2 | 795 ACSR | 0 | 0 | 0 | 0 | 0 | 0 | 0 | 0 | 0 | 0 | 0 | 0 | 0 | 0 | 0 | 0 | 0 | 0 | 0 | 0 | 0 | 0 | 0 | 12
NO |  | 70 | 2011 | 3 | 29 | 29 |  | HOKU | Alamed | 138 | 138 | S P Steel | 2.85 | 0 | 1 | 795 ACSR | 0 | 0 | 0 | 0 | 0 | 0 | 0 | 0 | 0 | 0 | 0 | 0 | 0 | 0 | 0 | 0 | 0 | 0 | 0 | 0 | 0 | 0 | 0 | 12
NO |  | 70 | 2011 | 3 | 30 | 30 |  | Twin Falls PP Tap |  | 138 | 138 | H Wood | 0.82 | 0 | 1 | 250 COPPER | 58 | 63805 | 63863 | 0 | 0 | 0 | 0 | 0 | 0 | 0 | 0 | 0 | 0 | 0 | 0 | 0 | 0 | 0 | 0 | 0 | 0 | 0 | 0 | 12
NO |  | 70 | 2011 | 3 | 31 | 31 |  | American Falls PP | Amercian Falls Trans ST | 138 | 138 | S P Steel | 0.37 | 0 | 1 | 715.5 ACSR | 0 | 76560 | 76560 | 0 | 0 | 0 | 0 | 0 | 0 | 0 | 0 | 0 | 0 | 0 | 0 | 0 | 0 | 0 | 0 | 0 | 0 | 0 | 0 | 12
NO |  | 70 | 2011 | 3 | 32 | 32 |  | Lower Salmon | King Tie | 138 | 138 | H Wood | 0.11 | 0 | 1 | 397.5 ACSR | 0 | 4406 | 4406 | 0 | 0 | 0 | 0 | 0 | 0 | 0 | 0 | 0 | 0 | 0 | 0 | 0 | 0 | 0 | 0 | 0 | 0 | 0 | 0 | 12
NO |  | 70 | 2011 | 3 | 33 | 33 |  | C J Strike | Strike Jct | 138 | 138 | S Tower | 4.32 | 0 | 2 | 715.5 ACSR | 5566 | 384068 | 389634 | 0 | 0 | 0 | 0 | 0 | 0 | 0 | 0 | 0 | 0 | 0 | 0 | 0 | 0 | 0 | 0 | 0 | 0 | 0 | 0 | 12
NO |  | 70 | 2011 | 3 | 34 | 34 |  | Strike Jct | Mountain Home Jct | 138 | 138 | H Wood | 23.39 | 0 | 1 | 397.5 ACSR | 4355 | 2220763 | 2225118 | 0 | 0 | 0 | 0 | 0 | 0 | 0 | 0 | 0 | 0 | 0 | 0 | 0 | 0 | 0 | 0 | 0 | 0 | 0 | 0 | 12
NO |  | 70 | 2011 | 3 | 35 | 35 |  | Strike Jct | Bowmont | 0 | 138 | H Wood | 0.05 | 0 | 1 | 715.5 ACSR | 86651 | 1866338 | 1952989 | 0 | 0 | 0 | 0 | 0 | 0 | 0 | 0 | 0 | 0 | 0 | 0 | 0 | 0 | 0 | 0 | 0 | 0 | 0 | 0 | 12
NO |  | 70 | 2011 | 4 | 1 | 1 |  | Strike Jct | Bowmont | 138 | 138 | S Tower | 0.36 | 0 | 1 | 715.5 ACSR | 0 | 0 | 0 | 0 | 0 | 0 | 0 | 0 | 0 | 0 | 0 | 0 | 0 | 0 | 0 | 0 | 0 | 0 | 0 | 0 | 0 | 0 | 0 | 12
NO |  | 70 | 2011 | 4 | 2 | 2 |  | Strike Jct | Bowmont | 138 | 138 | H Wood | 68.24 | 0 | 1 |  | 0 | 0 | 0 | 0 | 0 | 0 | 0 | 0 | 0 | 0 | 0 | 0 | 0 | 0 | 0 | 0 | 0 | 0 | 0 | 0 | 0 | 0 | 0 | 12
NO |  | 70 | 2011 | 4 | 3 | 3 |  | Lucky Peak | Lucky Peak Jct | 138 | 138 | H Wood | 4.48 | 0 | 2 | 715.5 ACSR | 7 | 279481 | 279488 | 0 | 0 | 0 | 0 | 0 | 0 | 0 | 0 | 0 | 0 | 0 | 0 | 0 | 0 | 0 | 0 | 0 | 0 | 0 | 0 | 12
NO |  | 70 | 2011 | 0 | 36 | 36 |  | TOTAL |  | 0 | 0 |  | 4759.01 | 11.02 | 186 |  | 31147986 | 426733642 | 457881628 | 0 | 0 | 0 | 0 | 0 | 0 | 0 | 0 | 0 | 0 | 0 | 0 | 0 | 0 | 0 | 0 | 0 | 0 | 0 | 0 | 12
NO |  | 70 | 2011 | 4 | 4 | 4 |  | Bliss | King | 138 | 138 | H Wood | 10.47 | 0 | 1 | 715.5 ACSR | 5620 | 1052343 | 1057963 | 0 | 0 | 0 | 0 | 0 | 0 | 0 | 0 | 0 | 0 | 0 | 0 | 0 | 0 | 0 | 0 | 0 | 0 | 0 | 0 | 12
NO |  | 70 | 2011 | 4 | 5 | 5 |  | Milner Deadend | Milner PP | 138 | 138 | S P Wood | 1.31 | 0 | 1 | 715.5 ACSR | 2814 | 183606 | 186420 | 0 | 0 | 0 | 0 | 0 | 0 | 0 | 0 | 0 | 0 | 0 | 0 | 0 | 0 | 0 | 0 | 0 | 0 | 0 | 0 | 12
SI/NO | A | 70 | 2011 | 4 | 13 | 13 |  | 69 Kv Lines |  | 69 | 69 | H Wood | 166.31 | 0 | 1 | VARIOUS | 1499275 | 49640986 | 51140261 | 0 | 0 | 0 | 1209656.3057 | 0 | 0 | 0 | 0 | 0 | 0 | 0 | 0 | 0 | 0 | 0 | 0 | 0 | 0 | 0 | 0 | 12
NO |  | 70 | 2011 | 4 | 6 | 6 |  | Swan Falls Tap |  | 138 | 138 | H Wood | 1 | 0 | 1 | 397.5 ACSR | 12885 | 261511 | 274396 | 0 | 0 | 0 | 0 | 0 | 0 | 0 | 0 | 0 | 0 | 0 | 0 | 0 | 0 | 0 | 0 | 0 | 0 | 0 | 0 | 12
SI/NO | A | 70 | 2011 | 4 | 10 | 10 |  | Hines | BPA (Harney) | 115 | 115 | H Wood | 3.28 | 0 | 1 | 397.5 ACSR | 1978 | 63404 | 65382 | 0 | 0 | 0 | 1546.5261 | 0 | 0 | 0 | 0 | 0 | 0 | 0 | 0 | 0 | 0 | 0 | 0 | 0 | 0 | 0 | 0 | 12
SI/NO | A | 70 | 2011 | 4 | 14 | 14 |  | 69 Kv Lines |  | 69 | 69 | S P Wood | 938.98 | 0 | 1 | VARIOUS | 0 | 0 | 0 | 0 | 0 | 0 | 0 | 0 | 0 | 0 | 0 | 0 | 0 | 0 | 0 | 0 | 0 | 0 | 0 | 0 | 0 | 0 | 0 | 12
SI/NO | A | 70 | 2011 | 4 | 17 | 17 |  | 46 Kv Lines |  | 46 | 46 | S P Wood | 409.08 | 0 | 1 | VARIOUS | 307949 | 13432476 | 13740425 | 0 | 0 | 0 | 325011.8678 | 0 | 0 | 0 | 0 | 0 | 0 | 0 | 0 | 0 | 0 | 0 | 0 | 0 | 0 | 0 | 0 | 12
NO |  | 73 | 2011 | 0 | 36 | 36 |  | TOTAL |  | 0 | 0 |  | 3937.64 | 122.54 | 203 |  | 59425678 | 560412735 | 619838413 | 355042 | 8167896 | 0 | 8522938 | 0 | 0 | 0 | 0 | 0 | 0 | 0 | 0 | 0 | 0 | 0 | 0 | 0 | 0 | 0 | 0 | 12
NO |  | 73 | 2011 | 0 | 1 | 1 |  | STATE OF INDIANA |  | 0 | 0 |  | 0 | 0 | 0 |  | 0 | 0 | 0 | 0 | 0 | 0 | 0 | 0 | 0 | 0 | 0 | 0 | 0 | 0 | 0 | 0 | 0 | 0 | 0 | 0 | 0 | 0 | 0 | 12
NO |  | 73 | 2011 | 0 | 2 | 2 |  | 6128 DUMONT | JEFFERSON | 765 | 765 | ALUM TOWER | 203 | 0 | 1 | 4-954 MCM | 2893347 | 43378921 | 46272268 | 0 | 0 | 0 | 0 | 0 | 0 | 0 | 0 | 0 | 0 | 0 | 0 | 0 | 0 | 0 | 0 | 0 | 0 | 0 | 0 | 12
NO |  | 73 | 2011 | 0 | 3 | 3 |  | 6136 DUMONT | WILTON CENTER | 765 | 765 | STEEL TOWER | 63 | 0 | 1 | 4-954 MCM | 1542558 | 9390112 | 10932670 | 0 | 0 | 0 | 0 | 0 | 0 | 0 | 0 | 0 | 0 | 0 | 0 | 0 | 0 | 0 | 0 | 0 | 0 | 0 | 0 | 12
NO |  | 73 | 2011 | 0 | 4 | 4 |  | 6141 DUMONT | MARYSVILLE | 765 | 765 | STEEL TOWER | 104 | 0 | 1 | 4-954 MCM | 1737329 | 19213551 | 20950880 | 0 | 0 | 0 | 0 | 0 | 0 | 0 | 0 | 0 | 0 | 0 | 0 | 0 | 0 | 0 | 0 | 0 | 0 | 0 | 0 | 12
NO |  | 73 | 2011 | 0 | 5 | 5 |  | 6215 D.C. COOK | DUMONT | 765 | 765 | STEEL TOWER | 20 | 0 | 1 | 4-954 MCM | 450398 | 5215078 | 5665476 | 0 | 0 | 0 | 0 | 0 | 0 | 0 | 0 | 0 | 0 | 0 | 0 | 0 | 0 | 0 | 0 | 0 | 0 | 0 | 0 | 12
NO |  | 73 | 2011 | 0 | 6 | 6 |  | 6223 ROCKPORT | JEFFERSON | 765 | 765 | STEEL TOWER | 111 | 0 | 1 | 4-1351 MCM | 6286757 | 87903402 | 94190159 | 0 | 0 | 0 | 0 | 0 | 0 | 0 | 0 | 0 | 0 | 0 | 0 | 0 | 0 | 0 | 0 | 0 | 0 | 0 | 0 | 12
NO |  | 73 | 2011 | 0 | 7 | 7 |  | 6224 ROCKPORT | SULLIVAN | 765 | 765 | STEEL TOWER | 97 | 0 | 1 | 4-1351 MCM | 14100277 | 68424089 | 82524366 | 0 | 0 | 0 | 0 | 0 | 0 | 0 | 0 | 0 | 0 | 0 | 0 | 0 | 0 | 0 | 0 | 0 | 0 | 0 | 0 | 12
NO |  | 73 | 2011 | 0 | 8 | 8 |  | 6226 JEFFERSON | WEST | 765 | 765 |  | 0 | 0 | 0 |  | 761721 | 9497 | 771218 | 0 | 0 | 0 | 0 | 0 | 0 | 0 | 0 | 0 | 0 | 0 | 0 | 0 | 0 | 0 | 0 | 0 | 0 | 0 | 0 | 12
NO |  | 73 | 2011 | 0 | 9 | 9 |  | 6236 HANGING ROCK | JEFFERSON | 765 | 765 | STEEL TOWER | 1 | 0 | 1 | 4-1351 MCM | 31637 | 766942 | 798579 | 0 | 0 | 0 | 0 | 0 | 0 | 0 | 0 | 0 | 0 | 0 | 0 | 0 | 0 | 0 | 0 | 0 | 0 | 0 | 0 | 12
NO |  | 73 | 2011 | 0 | 10 | 10 |  | 0675 TANNERS CREEK | SORENSON | 345 | 345 | STEEL TOWER | 136 | 0 | 2 | 1275 MCM | 1455976 | 11618198 | 13074174 | 0 | 0 | 0 | 0 | 0 | 0 | 0 | 0 | 0 | 0 | 0 | 0 | 0 | 0 | 0 | 0 | 0 | 0 | 0 | 0 | 12
NO |  | 73 | 2011 | 0 | 11 | 11 |  | 0676 SORENSON | EAST LIMA | 345 | 345 | STEEL TOWER | 30 | 0 | 1 | 1275 MCM | 107576 | 1561710 | 1669286 | 0 | 0 | 0 | 0 | 0 | 0 | 0 | 0 | 0 | 0 | 0 | 0 | 0 | 0 | 0 | 0 | 0 | 0 | 0 | 0 | 12
NO |  | 73 | 2011 | 0 | 12 | 12 |  | 0677 BREED | DEQUINE EAST | 345 | 345 | STEEL TOWER | 188.19 | 0 | 2 | 1414 MCM | 1304053 | 12057984 | 13362037 | 0 | 0 | 0 | 0 | 0 | 0 | 0 | 0 | 0 | 0 | 0 | 0 | 0 | 0 | 0 | 0 | 0 | 0 | 0 | 0 | 12
NO |  | 73 | 2011 | 0 | 13 | 13 |  | 0678 DEQUINE | OLIVE | 345 | 345 | STEEL TOWER | 0.45 | 0 | 0 | 2303 ACSR 54/37 | 481571 | 11551539 | 12033110 | 0 | 0 | 0 | 0 | 0 | 0 | 0 | 0 | 0 | 0 | 0 | 0 | 0 | 0 | 0 | 0 | 0 | 0 | 0 | 0 | 12
NO |  | 73 | 2011 | 0 | 14 | 14 |  | 0679 SORENSON | OLIVE | 345 | 345 | STEEL TOWER | 78 | 0 | 2 | 1414 MCM | 447262 | 7970440 | 8417702 | 0 | 0 | 0 | 0 | 0 | 0 | 0 | 0 | 0 | 0 | 0 | 0 | 0 | 0 | 0 | 0 | 0 | 0 | 0 | 0 | 12
NO |  | 73 | 2011 | 0 | 15 | 15 |  | 0680 OLIVE | GOODINGS GROVE | 345 | 345 | STEEL TOWER | 41 | 0 | 2 | 1414 MCM | 429643 | 4660850 | 5090493 | 0 | 0 | 0 | 0 | 0 | 0 | 0 | 0 | 0 | 0 | 0 | 0 | 0 | 0 | 0 | 0 | 0 | 0 | 0 | 0 | 12
NO |  | 73 | 2011 | 0 | 16 | 16 |  | 0683 DESOTO | JCT TOWER (MAR. CO) | 345 | 345 | STEEL TOWER | 53 | 6 | 1 | 2-954 MCM | 513937 | 3976476 | 4490413 | 0 | 0 | 0 | 0 | 0 | 0 | 0 | 0 | 0 | 0 | 0 | 0 | 0 | 0 | 0 | 0 | 0 | 0 | 0 | 0 | 12
NO |  | 73 | 2011 | 0 | 17 | 17 |  | 0684 TANNERS CREEK | JUNCTION TOWER | 345 | 345 | ST & ALUM TWR | 80 | 0 | 1 | 2-954 MCM | 457068 | 6585480 | 7042548 | 0 | 0 | 0 | 0 | 0 | 0 | 0 | 0 | 0 | 0 | 0 | 0 | 0 | 0 | 0 | 0 | 0 | 0 | 0 | 0 | 12
NO |  | 73 | 2011 | 0 | 18 | 18 |  | 0685 HANNA | JUNCTION TOWER | 345 | 345 |  | 0 | 0 | 0 |  | 293779 | 655842 | 949621 | 0 | 0 | 0 | 0 | 0 | 0 | 0 | 0 | 0 | 0 | 0 | 0 | 0 | 0 | 0 | 0 | 0 | 0 | 0 | 0 | 12
NO |  | 73 | 2011 | 0 | 19 | 19 |  | 0687 TANNERS CREEK | MIAMI FORT | 345 | 345 | STEEL TOWER | 0 | 0 | 2 | 2-954 MCM | 0 | 197170 | 197170 | 0 | 0 | 0 | 0 | 0 | 0 | 0 | 0 | 0 | 0 | 0 | 0 | 0 | 0 | 0 | 0 | 0 | 0 | 0 | 0 | 12
NO |  | 73 | 2011 | 0 | 20 | 20 |  | 0688 EUGENE | SIDNEY | 345 | 345 | WOOD POLE | 2 | 0 | 1 | 1414 MCM | 10088 | 602243 | 612331 | 0 | 0 | 0 | 0 | 0 | 0 | 0 | 0 | 0 | 0 | 0 | 0 | 0 | 0 | 0 | 0 | 0 | 0 | 0 | 0 | 12
NO |  | 73 | 2011 | 0 | 21 | 21 |  | 0689 SORENSON-OLIVE | TWIN BRANCH | 345 | 345 | STEEL TOWER | 11 | 0 | 2 | 1563 MCM | 352058 | 1658649 | 2010707 | 0 | 0 | 0 | 0 | 0 | 0 | 0 | 0 | 0 | 0 | 0 | 0 | 0 | 0 | 0 | 0 | 0 | 0 | 0 | 0 | 12
NO |  | 73 | 2011 | 0 | 22 | 22 |  | 0690 BREED | CIPSCO | 345 | 345 | STEEL TOWER | 1 | 0 | 1 | 2-1024 MCM | 0 | 314122 | 314122 | 0 | 0 | 0 | 0 | 0 | 0 | 0 | 0 | 0 | 0 | 0 | 0 | 0 | 0 | 0 | 0 | 0 | 0 | 0 | 0 | 12
NO |  | 73 | 2011 | 0 | 23 | 23 |  | 0691 BREED | PETERSBURG | 345 | 345 | STEEL TOWER | 1 | 0 | 1 | 2-954 MCM | 0 | 188845 | 188845 | 0 | 0 | 0 | 0 | 0 | 0 | 0 | 0 | 0 | 0 | 0 | 0 | 0 | 0 | 0 | 0 | 0 | 0 | 0 | 0 | 12
NO |  | 73 | 2011 | 0 | 24 | 24 |  | 6118 ROBISON PARK | SORENSON-EAST LIMA | 345 | 345 | STEEL TOWER | 23 | 0 | 1 | 1414 MCM | 169865 | 2746629 | 2916494 | 0 | 0 | 0 | 0 | 0 | 0 | 0 | 0 | 0 | 0 | 0 | 0 | 0 | 0 | 0 | 0 | 0 | 0 | 0 | 0 | 12
NO |  | 73 | 2011 | 0 | 25 | 25 |  | 6119 COOK | OLIVE | 345 | 345 | STEEL TOWER | 4 | 0 | 2 | 2-954 MCM | 94648 | 1071930 | 1166578 | 0 | 0 | 0 | 0 | 0 | 0 | 0 | 0 | 0 | 0 | 0 | 0 | 0 | 0 | 0 | 0 | 0 | 0 | 0 | 0 | 12
NO |  | 73 | 2011 | 0 | 26 | 26 |  | 6122 DUMONT | OLIVE | 345 | 345 | STEEL TOWER | 15 | 0 | 2 | 2-954 MCM | 180037 | 2836290 | 3016327 | 0 | 0 | 0 | 0 | 0 | 0 | 0 | 0 | 0 | 0 | 0 | 0 | 0 | 0 | 0 | 0 | 0 | 0 | 0 | 0 | 12
NO |  | 73 | 2011 | 0 | 27 | 27 |  | 6123 DUMONT | TWIN BRANCH | 345 | 345 | STEEL TOWER | 17 | 0 | 2 | 2-954 MCM | 344829 | 3539921 | 3884750 | 0 | 0 | 0 | 0 | 0 | 0 | 0 | 0 | 0 | 0 | 0 | 0 | 0 | 0 | 0 | 0 | 0 | 0 | 0 | 0 | 12
NO |  | 73 | 2011 | 0 | 28 | 28 |  | 6125 ROBISON PARK | EAST | 345 | 345 |  | 0 | 0 | 0 |  | 173109 | 0 | 173109 | 0 | 0 | 0 | 0 | 0 | 0 | 0 | 0 | 0 | 0 | 0 | 0 | 0 | 0 | 0 | 0 | 0 | 0 | 0 | 0 | 12
NO |  | 73 | 2011 | 0 | 29 | 29 |  | 6133 DUMONT | BABCOCK | 345 | 345 | STEEL TOWER | 9 | 0 | 1 | 2-954 MCM | 163248 | 1187728 | 1350976 | 0 | 0 | 0 | 0 | 0 | 0 | 0 | 0 | 0 | 0 | 0 | 0 | 0 | 0 | 0 | 0 | 0 | 0 | 0 | 0 | 12
NO |  | 73 | 2011 | 0 | 30 | 30 |  | 6145 TWIN BRANCH | COOK-ROB PARK JCT | 345 | 345 | STEEL TOWER | 6 | 0 | 2 | 2-954 MCM | 187405 | 1212899 | 1400304 | 0 | 0 | 0 | 0 | 0 | 0 | 0 | 0 | 0 | 0 | 0 | 0 | 0 | 0 | 0 | 0 | 0 | 0 | 0 | 0 | 12
NO |  | 73 | 2011 | 0 | 31 | 31 |  | 6147 COOK | ROBISON PARK | 345 | 345 | STEEL TOWER | 68 | 0 | 2 | 2-954 MCM | 1604481 | 14423542 | 16028023 | 0 | 0 | 0 | 0 | 0 | 0 | 0 | 0 | 0 | 0 | 0 | 0 | 0 | 0 | 0 | 0 | 0 | 0 | 0 | 0 | 12
NO |  | 73 | 2011 | 0 | 32 | 32 |  | 6148 JACKSON ROAD | SORENSON-OLIVE | 345 | 345 | STEEL TOWER | 4 | 0 | 2 | 2303 MCM | 293721 | 968687 | 1262408 | 0 | 0 | 0 | 0 | 0 | 0 | 0 | 0 | 0 | 0 | 0 | 0 | 0 | 0 | 0 | 0 | 0 | 0 | 0 | 0 | 12
NO |  | 73 | 2011 | 0 | 33 | 33 |  | 6213 COOK-ROB-PARK JCT | ARGENTA | 345 | 345 | STEEL TOWER | 2 | 0 | 2 | 2-954 MCM | 94989 | 888489 | 983478 | 0 | 0 | 0 | 0 | 0 | 0 | 0 | 0 | 0 | 0 | 0 | 0 | 0 | 0 | 0 | 0 | 0 | 0 | 0 | 0 | 12
NO |  | 73 | 2011 | 0 | 34 | 34 |  | 6237 JACKSON ROAD | WEST | 345 | 345 |  | 0 | 0 | 0 |  | 48061 | 0 | 48061 | 0 | 0 | 0 | 0 | 0 | 0 | 0 | 0 | 0 | 0 | 0 | 0 | 0 | 0 | 0 | 0 | 0 | 0 | 0 | 0 | 12
NO |  | 73 | 2011 | 0 | 35 | 35 |  | 6240 TWIN BRANCH | SUBSTATION CORRIDOR | 345 | 345 |  | 0 | 0 | 0 |  | 8817 | 0 | 8817 | 0 | 0 | 0 | 0 | 0 | 0 | 0 | 0 | 0 | 0 | 0 | 0 | 0 | 0 | 0 | 0 | 0 | 0 | 0 | 0 | 12
NO |  | 73 | 2011 | 1 | 1 | 1 |  | 6256 BREED | SULLIVAN | 345 | 345 | STEEL TOWER | 2 | 0 | 2 | 1351.5 MCM | 0 | 1580285 | 1580285 | 0 | 0 | 0 | 0 | 0 | 0 | 0 | 0 | 0 | 0 | 0 | 0 | 0 | 0 | 0 | 0 | 0 | 0 | 0 | 0 | 12
NO |  | 73 | 2011 | 1 | 4 | 4 |  | 6232 GODMAN TAP |  | 34 | 138 |  | 0 | 0 | 0 |  | 10045 | 93336 | 103381 | 0 | 0 | 0 | 0 | 0 | 0 | 0 | 0 | 0 | 0 | 0 | 0 | 0 | 0 | 0 | 0 | 0 | 0 | 0 | 0 | 12
NO |  | 73 | 2011 | 1 | 5 | 5 |  | 0602 TWIN BRANCH | RIVERSIDE | 138 | 138 | STEEL TOWER | 6 | 0 | 2 | 397.5 MCM | 93091 | 322828 | 415919 | 0 | 0 | 0 | 0 | 0 | 0 | 0 | 0 | 0 | 0 | 0 | 0 | 0 | 0 | 0 | 0 | 0 | 0 | 0 | 0 | 12
NO |  | 73 | 2011 | 1 | 6 | 6 |  | 0603 TWIN BRANCH | SOUTH BEND | 138 | 138 | STEEL TOWER | 5 | 0 | 1 | 397.5 MCM | 21836 | 337821 | 359657 | 0 | 0 | 0 | 0 | 0 | 0 | 0 | 0 | 0 | 0 | 0 | 0 | 0 | 0 | 0 | 0 | 0 | 0 | 0 | 0 | 12
NO |  | 73 | 2011 | 1 | 7 | 7 |  | 0604 TWIN BRANCH | ROBISON PARK | 138 | 138 | STEEL TOWER | 65 | 0 | 2 | 397.5 MCM | 104914 | 1942120 | 2047034 | 0 | 0 | 0 | 0 | 0 | 0 | 0 | 0 | 0 | 0 | 0 | 0 | 0 | 0 | 0 | 0 | 0 | 0 | 0 | 0 | 12
NO |  | 73 | 2011 | 1 | 8 | 8 |  | 0605 SOUTH BEND | MICHIGAN CITY | 138 | 138 | STEEL TOWER | 0 | 0 | 1 | 397.5 MCM | 88927 | 1825476 | 1914403 | 0 | 0 | 0 | 0 | 0 | 0 | 0 | 0 | 0 | 0 | 0 | 0 | 0 | 0 | 0 | 0 | 0 | 0 | 0 | 0 | 12
NO |  | 73 | 2011 | 1 | 9 | 9 |  | 0606 ROBISON PARK | HAVILAND | 138 | 138 | STEEL TOWER | 20 | 0 | 2 | 397.5 MCM | 26662 | 788903 | 815565 | 0 | 0 | 0 | 0 | 0 | 0 | 0 | 0 | 0 | 0 | 0 | 0 | 0 | 0 | 0 | 0 | 0 | 0 | 0 | 0 | 12
NO |  | 73 | 2011 | 1 | 10 | 10 |  | 0607 ROBISON PARK | DEER CREEK | 138 | 138 | STEEL TOWER | 60 | 0 | 2 | 397.5 MCM | 146959 | 2382580 | 2529539 | 0 | 0 | 0 | 0 | 0 | 0 | 0 | 0 | 0 | 0 | 0 | 0 | 0 | 0 | 0 | 0 | 0 | 0 | 0 | 0 | 12
NO |  | 73 | 2011 | 1 | 11 | 11 |  | 0608 DEER CREEK | KOKOMO | 138 | 138 | STEEL TOWER | 7 | 0 | 1 | 336.4 MCM | 20552 | 387202 | 407754 | 0 | 0 | 0 | 0 | 0 | 0 | 0 | 0 | 0 | 0 | 0 | 0 | 0 | 0 | 0 | 0 | 0 | 0 | 0 | 0 | 12
NO |  | 73 | 2011 | 1 | 12 | 12 |  | 0609 CONCORD TAP |  | 138 | 138 | STEEL TOWER | 4 | 0 | 2 | 397.5 MCM | 45025 | 368110 | 413135 | 0 | 0 | 0 | 0 | 0 | 0 | 0 | 0 | 0 | 0 | 0 | 0 | 0 | 0 | 0 | 0 | 0 | 0 | 0 | 0 | 12
NO |  | 73 | 2011 | 1 | 13 | 13 |  | 0613 TWIN BRANCH | JACKSON ROAD | 138 | 138 | STEEL TOWER | 8 | 0 | 2 | 447 MCM | 88528 | 504578 | 593106 | 0 | 0 | 0 | 0 | 0 | 0 | 0 | 0 | 0 | 0 | 0 | 0 | 0 | 0 | 0 | 0 | 0 | 0 | 0 | 0 | 12
NO |  | 73 | 2011 | 1 | 14 | 14 |  | 0614 LINCOLN TAP |  | 138 | 138 | STEEL TOWER | 4 | 0 | 2 | 397.5 MCM | 48572 | 134586 | 183158 | 0 | 0 | 0 | 0 | 0 | 0 | 0 | 0 | 0 | 0 | 0 | 0 | 0 | 0 | 0 | 0 | 0 | 0 | 0 | 0 | 12
NO |  | 73 | 2011 | 1 | 15 | 15 |  | 0615 TWIN BRANCH | ROBISON PARK | 138 | 138 | STEEL TOWER | 65.83 | 0 | 1 | 477 MCM | 317644 | 2142745 | 2460389 | 0 | 0 | 0 | 0 | 0 | 0 | 0 | 0 | 0 | 0 | 0 | 0 | 0 | 0 | 0 | 0 | 0 | 0 | 0 | 0 | 12
NO |  | 73 | 2011 | 1 | 16 | 16 |  | 0616 DEER CREEK | DELAWARE | 138 | 138 | STEEL TOWER | 24.5 | 0 | 2 | 397.5 MCM | 57269 | 355705 | 412974 | 0 | 0 | 0 | 0 | 0 | 0 | 0 | 0 | 0 | 0 | 0 | 0 | 0 | 0 | 0 | 0 | 0 | 0 | 0 | 0 | 12
NO |  | 73 | 2011 | 1 | 17 | 17 |  | 0617 DELAWARE | MADISON | 138 | 138 | STEEL TOWER | 19 | 0 | 2 | 397.5 MCM | 82081 | 494437 | 576518 | 0 | 0 | 0 | 0 | 0 | 0 | 0 | 0 | 0 | 0 | 0 | 0 | 0 | 0 | 0 | 0 | 0 | 0 | 0 | 0 | 12
NO |  | 73 | 2011 | 1 | 18 | 18 |  | 0618 DELAWARE | COLLEGE CORNER | 138 | 138 | STEEL TWR & UG | 56.31 | 0 | 2 | 397.5 MCM | 259455 | 966381 | 1225836 | 0 | 0 | 0 | 0 | 0 | 0 | 0 | 0 | 0 | 0 | 0 | 0 | 0 | 0 | 0 | 0 | 0 | 0 | 0 | 0 | 12
NO |  | 73 | 2011 | 1 | 19 | 19 |  | 0618 DELAWARE | COLLEGE CORNER | 138 | 138 | UNDERGROUND | 1.69 | 0 | 2 | 397.5 MCM | 0 | 0 | 0 | 0 | 0 | 0 | 0 | 0 | 0 | 0 | 0 | 0 | 0 | 0 | 0 | 0 | 0 | 0 | 0 | 0 | 0 | 0 | 0 | 12
NO |  | 73 | 2011 | 1 | 20 | 20 |  | 0725 DELAWARE | TRENTON | 138 | 138 | STEEL TWR & UG | 0 | 0 | 0 | 397.5 MCM | 0 | 1360786 | 1360786 | 0 | 0 | 0 | 0 | 0 | 0 | 0 | 0 | 0 | 0 | 0 | 0 | 0 | 0 | 0 | 0 | 0 | 0 | 0 | 0 | 12
NO |  | 73 | 2011 | 1 | 21 | 21 |  | 0619 MADISON | NEW CASTLE | 138 | 138 | STEEL TOWER | 6 | 1 | 1 | 795 MCM | 39152 | 279395 | 318547 | 0 | 0 | 0 | 0 | 0 | 0 | 0 | 0 | 0 | 0 | 0 | 0 | 0 | 0 | 0 | 0 | 0 | 0 | 0 | 0 | 12
NO |  | 73 | 2011 | 1 | 22 | 22 |  | 0620 TANNERS CREEK | MADISON | 138 | 138 | STEEL TOWER | 82 | 0 | 2 | 636 MCM | 420806 | 3572066 | 3992872 | 0 | 0 | 0 | 0 | 0 | 0 | 0 | 0 | 0 | 0 | 0 | 0 | 0 | 0 | 0 | 0 | 0 | 0 | 0 | 0 | 12
NO |  | 73 | 2011 | 1 | 23 | 23 |  | 0622 JACKSON ROAD | OLIVE | 138 | 138 | STEEL TOWER | 17 | 1 | 1 | 556.5 MCM | 187920 | 1064021 | 1251941 | 0 | 0 | 0 | 0 | 0 | 0 | 0 | 0 | 0 | 0 | 0 | 0 | 0 | 0 | 0 | 0 | 0 | 0 | 0 | 0 | 12
NO |  | 73 | 2011 | 1 | 24 | 24 |  | 0623 MADISON | PENDLETON | 138 | 138 | WOOD & STEEL | 5 | 0 | 1 | 477 MCM | 77498 | 264394 | 341892 | 0 | 0 | 0 | 0 | 0 | 0 | 0 | 0 | 0 | 0 | 0 | 0 | 0 | 0 | 0 | 0 | 0 | 0 | 0 | 0 | 12
NO |  | 73 | 2011 | 1 | 25 | 25 |  | 0624 DRAGOON TAP |  | 138 | 138 | STEEL TOWER | 2 | 0 | 1 | 795 MCM | 18502 | 160276 | 178778 | 0 | 0 | 0 | 0 | 0 | 0 | 0 | 0 | 0 | 0 | 0 | 0 | 0 | 0 | 0 | 0 | 0 | 0 | 0 | 0 | 12
NO |  | 73 | 2011 | 1 | 26 | 26 |  | 0625 TANNERS CREEK | COLLEGE CORNER | 138 | 138 | STEEL TOWER | 40 | 0 | 2 | 636 MCM | 178525 | 1652881 | 1831406 | 0 | 0 | 0 | 0 | 0 | 0 | 0 | 0 | 0 | 0 | 0 | 0 | 0 | 0 | 0 | 0 | 0 | 0 | 0 | 0 | 12
NO |  | 73 | 2011 | 1 | 27 | 27 |  | 0626 COLLEGE CORNER | RANDOLPH | 138 | 138 | WOOD H-FRAME | 39 | 0 | 1 | 556.5 MCM | 196883 | 2298971 | 2495854 | 0 | 0 | 0 | 0 | 0 | 0 | 0 | 0 | 0 | 0 | 0 | 0 | 0 | 0 | 0 | 0 | 0 | 0 | 0 | 0 | 12
NO |  | 73 | 2011 | 1 | 28 | 28 |  | 0627 RANDOLPH | JAY | 138 | 138 | WOOD H-FRAME | 24 | 0 | 1 | 556.5 MCM | 133748 | 1044850 | 1178598 | 0 | 0 | 0 | 0 | 0 | 0 | 0 | 0 | 0 | 0 | 0 | 0 | 0 | 0 | 0 | 0 | 0 | 0 | 0 | 0 | 12
NO |  | 73 | 2011 | 1 | 29 | 29 |  | 0628 MCKINLEY TAP |  | 138 | 138 | STEEL TOWER | 1 | 0 | 2 | 300 MCM CU | 38296 | 124801 | 163097 | 0 | 0 | 0 | 0 | 0 | 0 | 0 | 0 | 0 | 0 | 0 | 0 | 0 | 0 | 0 | 0 | 0 | 0 | 0 | 0 | 12
NO |  | 73 | 2011 | 1 | 30 | 30 |  | 0629 JAY | LINCOLN | 138 | 138 | WOOD & STEEL | 49 | 0 | 1 | 556.5 MCM | 207712 | 1952962 | 2160674 | 0 | 0 | 0 | 0 | 0 | 0 | 0 | 0 | 0 | 0 | 0 | 0 | 0 | 0 | 0 | 0 | 0 | 0 | 0 | 0 | 12
NO |  | 73 | 2011 | 1 | 31 | 31 |  | 0630 NEW CARLISLE | MAPLE | 138 | 138 | WOOD H-FRAME | 1 | 0 | 1 | 397.5 MCM | 2242 | 32335 | 34577 | 0 | 0 | 0 | 0 | 0 | 0 | 0 | 0 | 0 | 0 | 0 | 0 | 0 | 0 | 0 | 0 | 0 | 0 | 0 | 0 | 12
NO |  | 73 | 2011 | 1 | 32 | 32 |  | 6104 SORENSON | DEVILS HOLLOW | 138 | 138 | STEEL TOWER | 3 | 0 | 2 | 556.5 MCM | 35618 | 318074 | 353692 | 0 | 0 | 0 | 0 | 0 | 0 | 0 | 0 | 0 | 0 | 0 | 0 | 0 | 0 | 0 | 0 | 0 | 0 | 0 | 0 | 12
NO |  | 73 | 2011 | 1 | 33 | 33 |  | 0632 SORENSON | DEVILS HOLLOW | 138 | 138 | STEEL TOWER | 0 | 0 | 0 | 556.5 MCM | 40380 | 1975339 | 2015719 | 0 | 0 | 0 | 0 | 0 | 0 | 0 | 0 | 0 | 0 | 0 | 0 | 0 | 0 | 0 | 0 | 0 | 0 | 0 | 0 | 12
NO |  | 73 | 2011 | 1 | 34 | 34 |  | 0634 DEER CREEK | MULLIN | 138 | 138 | WOOD H-FRAME | 15 | 0 | 1 | 556.5 MCM | 126284 | 562915 | 689199 | 0 | 0 | 0 | 0 | 0 | 0 | 0 | 0 | 0 | 0 | 0 | 0 | 0 | 0 | 0 | 0 | 0 | 0 | 0 | 0 | 12
NO |  | 73 | 2011 | 1 | 35 | 35 |  | 0635 PENDLETON | MULLIN | 138 | 138 | WOOD & STEEL | 16 | 0 | 1 | 556.5 MCM | 124403 | 458758 | 583161 | 0 | 0 | 0 | 0 | 0 | 0 | 0 | 0 | 0 | 0 | 0 | 0 | 0 | 0 | 0 | 0 | 0 | 0 | 0 | 0 | 12
NO |  | 73 | 2011 | 2 | 1 | 1 |  | 0636 DEER CREEK | FISHER BODY | 138 | 138 | STEEL TOWER | 5.04 | 0 | 2 | 397.5 MCM | 41365 | 204739 | 246104 | 0 | 0 | 0 | 0 | 0 | 0 | 0 | 0 | 0 | 0 | 0 | 0 | 0 | 0 | 0 | 0 | 0 | 0 | 0 | 0 | 12
NO |  | 73 | 2011 | 2 | 2 | 2 |  | 0637 TWIN BRANCH | CONCORD | 138 | 138 | STEEL TOWER | 17 | 1 | 1 | 556.5 MCM | 183462 | 878750 | 1062212 | 0 | 0 | 0 | 0 | 0 | 0 | 0 | 0 | 0 | 0 | 0 | 0 | 0 | 0 | 0 | 0 | 0 | 0 | 0 | 0 | 12
NO |  | 73 | 2011 | 2 | 3 | 3 |  | 0638 GRANT | FISHER BODY | 138 | 138 | STEEL TOWER | 0 | 1 | 1 | 397.5 MCM | 2880 | 48472 | 51352 | 0 | 0 | 0 | 0 | 0 | 0 | 0 | 0 | 0 | 0 | 0 | 0 | 0 | 0 | 0 | 0 | 0 | 0 | 0 | 0 | 12
NO |  | 73 | 2011 | 2 | 4 | 4 |  | 0639 ROBISON PARK | AUBURN | 138 | 138 | WOOD & STEEL | 15 | 0 | 1 | 556.5 MCM | 76321 | 594637 | 670958 | 0 | 0 | 0 | 0 | 0 | 0 | 0 | 0 | 0 | 0 | 0 | 0 | 0 | 0 | 0 | 0 | 0 | 0 | 0 | 0 | 12
NO |  | 73 | 2011 | 2 | 5 | 5 |  | 0641 DESOTO | MEDFORD | 138 | 138 | STEEL TOWER | 7 | 0 | 2 | 556.5 MCM | 75010 | 280989 | 355999 | 0 | 0 | 0 | 0 | 0 | 0 | 0 | 0 | 0 | 0 | 0 | 0 | 0 | 0 | 0 | 0 | 0 | 0 | 0 | 0 | 12
NO |  | 73 | 2011 | 2 | 6 | 6 |  | 0642 OLIVE | HICKORY CREEK | 138 | 138 | STEEL TOWER | 3 | 2 | 1 | 556.5 MCM | 23973 | 177628 | 201601 | 0 | 0 | 0 | 0 | 0 | 0 | 0 | 0 | 0 | 0 | 0 | 0 | 0 | 0 | 0 | 0 | 0 | 0 | 0 | 0 | 12
NO |  | 73 | 2011 | 2 | 7 | 7 |  | 0645 COREY TAP |  | 138 | 138 | WOOD H-FRAME | 4 | 0 | 1 | 477 MCM | 29668 | 317100 | 346768 | 0 | 0 | 0 | 0 | 0 | 0 | 0 | 0 | 0 | 0 | 0 | 0 | 0 | 0 | 0 | 0 | 0 | 0 | 0 | 0 | 12
NO |  | 73 | 2011 | 2 | 8 | 8 |  | 0646 OLIVE | NEW CARLISLE | 138 | 138 | STEEL TOWER | 2 | 0 | 1 | 556.5 MCM | 20280 | 155782 | 176062 | 0 | 0 | 0 | 0 | 0 | 0 | 0 | 0 | 0 | 0 | 0 | 0 | 0 | 0 | 0 | 0 | 0 | 0 | 0 | 0 | 12
NO |  | 73 | 2011 | 2 | 9 | 9 |  | 0647 OLIVE | SOUTH BEND | 138 | 138 | STEEL TOWER | 1 | 16 | 1 | 556.5 MCM | 23084 | 1365149 | 1388233 | 0 | 0 | 0 | 0 | 0 | 0 | 0 | 0 | 0 | 0 | 0 | 0 | 0 | 0 | 0 | 0 | 0 | 0 | 0 | 0 | 12
NO |  | 73 | 2011 | 2 | 10 | 10 |  | 0648 MEDFORD TAP |  | 138 | 138 | STEEL TOWER | 8 | 0 | 2 | 556.5 MCM | 134009 | 302296 | 436305 | 0 | 0 | 0 | 0 | 0 | 0 | 0 | 0 | 0 | 0 | 0 | 0 | 0 | 0 | 0 | 0 | 0 | 0 | 0 | 0 | 12
NO |  | 73 | 2011 | 2 | 11 | 11 |  | 0714 EAST SIDE STA ENTR |  | 138 | 138 | UNDERGROUND | 0 | 0 | 1 | 795 MCM | 0 | 724752 | 724752 | 0 | 0 | 0 | 0 | 0 | 0 | 0 | 0 | 0 | 0 | 0 | 0 | 0 | 0 | 0 | 0 | 0 | 0 | 0 | 0 | 12
NO |  | 73 | 2011 | 2 | 12 | 12 |  | 0723 SPY RUN STATION |  | 138 | 138 | UNDERGROUND | 0 | 0 | 1 | 3.5IN OD | 0 | 398528 | 398528 | 0 | 0 | 0 | 0 | 0 | 0 | 0 | 0 | 0 | 0 | 0 | 0 | 0 | 0 | 0 | 0 | 0 | 0 | 0 | 0 | 12
NO |  | 73 | 2011 | 2 | 13 | 13 |  | 6101 WESTINGHOUSE TAP |  | 138 | 138 | STEEL TOWER | 2 | 0 | 2 | 556.5 MCM | 31370 | 80037 | 111407 | 0 | 0 | 0 | 0 | 0 | 0 | 0 | 0 | 0 | 0 | 0 | 0 | 0 | 0 | 0 | 0 | 0 | 0 | 0 | 0 | 12
NO |  | 73 | 2011 | 2 | 14 | 14 |  | 6102 MILAN TAP |  | 138 | 138 | STEEL TOWER | 6 | 0 | 2 | 397.5 MCM | 35398 | 226349 | 261747 | 0 | 0 | 0 | 0 | 0 | 0 | 0 | 0 | 0 | 0 | 0 | 0 | 0 | 0 | 0 | 0 | 0 | 0 | 0 | 0 | 12
NO |  | 73 | 2011 | 2 | 15 | 15 |  | 6103 MILAN | GOODRICH | 138 | 138 | STEEL TOWER | 1 | 0 | 2 | 397.5 MCM | 1694 | 31137 | 32831 | 0 | 0 | 0 | 0 | 0 | 0 | 0 | 0 | 0 | 0 | 0 | 0 | 0 | 0 | 0 | 0 | 0 | 0 | 0 | 0 | 12
NO |  | 73 | 2011 | 2 | 16 | 16 |  | 6105 DESOTO | JAY | 138 | 138 | WOOD & STEEL | 13 | 0 | 1 | 2-556.5 MCM | 67227 | 562318 | 629545 | 0 | 0 | 0 | 0 | 0 | 0 | 0 | 0 | 0 | 0 | 0 | 0 | 0 | 0 | 0 | 0 | 0 | 0 | 0 | 0 | 12
NO |  | 73 | 2011 | 2 | 17 | 17 |  | 6106 DESOTO | DEER CREEK-DELAWARE | 138 | 138 | STEEL TOWER | 8 | 0 | 2 | 636 MCM | 63247 | 339836 | 403083 | 0 | 0 | 0 | 0 | 0 | 0 | 0 | 0 | 0 | 0 | 0 | 0 | 0 | 0 | 0 | 0 | 0 | 0 | 0 | 0 | 12
NO |  | 73 | 2011 | 2 | 18 | 18 |  | 6107 DARDEN TAP |  | 138 | 138 | WOOD H-FRAME | 1 | 0 | 1 | 336.4 MCM | 5232 | 719390 | 724622 | 0 | 0 | 0 | 0 | 0 | 0 | 0 | 0 | 0 | 0 | 0 | 0 | 0 | 0 | 0 | 0 | 0 | 0 | 0 | 0 | 12
NO |  | 73 | 2011 | 2 | 19 | 19 |  | 6109 ROBISON PARK | RICHLAND | 138 | 138 | WOOD & STEEL | 18 | 0 | 1 | 636 MCM | 123078 | 718259 | 841337 | 0 | 0 | 0 | 0 | 0 | 0 | 0 | 0 | 0 | 0 | 0 | 0 | 0 | 0 | 0 | 0 | 0 | 0 | 0 | 0 | 12
NO |  | 73 | 2011 | 2 | 20 | 20 |  | 6110 WESTINGHOUSE | 23RD STREET | 138 | 138 | STEEL TOWER | 0 | 0 | 2 | 556.5 MCM | 13643 | 60184 | 73827 | 0 | 0 | 0 | 0 | 0 | 0 | 0 | 0 | 0 | 0 | 0 | 0 | 0 | 0 | 0 | 0 | 0 | 0 | 0 | 0 | 12
NO |  | 73 | 2011 | 2 | 21 | 21 |  | 6111 KANKAKEE | WEST SIDE | 138 | 138 | WOOD POLE | 2 | 0 | 1 | 636 MCM | 19773 | 177907 | 197680 | 0 | 0 | 0 | 0 | 0 | 0 | 0 | 0 | 0 | 0 | 0 | 0 | 0 | 0 | 0 | 0 | 0 | 0 | 0 | 0 | 12
NO |  | 73 | 2011 | 2 | 22 | 22 |  | 6113 INDUSTRIAL PARK |  | 138 | 138 | STEEL TOWER | 3 | 0 | 2 | 745 MCM | 32372 | 436056 | 468428 | 0 | 0 | 0 | 0 | 0 | 0 | 0 | 0 | 0 | 0 | 0 | 0 | 0 | 0 | 0 | 0 | 0 | 0 | 0 | 0 | 12
NO |  | 73 | 2011 | 2 | 23 | 23 |  | 6114 OLIVE | MICHIGAN CITY | 138 | 138 | STEEL TOWER | 2 | 1 | 1 | 636 MCM | 15878 | 189366 | 205244 | 0 | 0 | 0 | 0 | 0 | 0 | 0 | 0 | 0 | 0 | 0 | 0 | 0 | 0 | 0 | 0 | 0 | 0 | 0 | 0 | 12
NO |  | 73 | 2011 | 2 | 24 | 24 |  | 6115 HUMMEL CREEK | VAN BUREN | 138 | 138 | STEEL TOWER | 6 | 0 | 2 | 795 MCM | 40836 | 486308 | 527144 | 0 | 0 | 0 | 0 | 0 | 0 | 0 | 0 | 0 | 0 | 0 | 0 | 0 | 0 | 0 | 0 | 0 | 0 | 0 | 0 | 12
NO |  | 73 | 2011 | 2 | 25 | 25 |  | 6130 HUMMEL CREEK | TOWER 70, GREENTOWN | 138 | 138 |  | 0 | 0 | 0 |  | 44222 | 584596 | 628818 | 0 | 0 | 0 | 0 | 0 | 0 | 0 | 0 | 0 | 0 | 0 | 0 | 0 | 0 | 0 | 0 | 0 | 0 | 0 | 0 | 12
NO |  | 73 | 2011 | 2 | 26 | 26 |  | 6116 SOUTH ELWOOD TAP |  | 138 | 138 | WOOD POLE | 3 | 0 | 1 | 556.5 MCM | 5090 | 678826 | 683916 | 0 | 0 | 0 | 0 | 0 | 0 | 0 | 0 | 0 | 0 | 0 | 0 | 0 | 0 | 0 | 0 | 0 | 0 | 0 | 0 | 12
NO |  | 73 | 2011 | 2 | 27 | 27 |  | 6117 PENDLETON | FALL CREEK | 138 | 138 | STEEL TOWER | 10 | 0 | 2 | 795 MCM | 176360 | 969302 | 1145662 | 0 | 0 | 0 | 0 | 0 | 0 | 0 | 0 | 0 | 0 | 0 | 0 | 0 | 0 | 0 | 0 | 0 | 0 | 0 | 0 | 12
NO |  | 73 | 2011 | 2 | 28 | 28 |  | 6121 ROBISON PARK | LINCOLN | 138 | 138 | STEEL TOWER | 8 | 0 | 1 | 795 MCM | 677 | 983213 | 983890 | 0 | 0 | 0 | 0 | 0 | 0 | 0 | 0 | 0 | 0 | 0 | 0 | 0 | 0 | 0 | 0 | 0 | 0 | 0 | 0 | 12
NO |  | 73 | 2011 | 2 | 29 | 29 |  | 6126 CONCORD | EAST ELKHART | 138 | 138 | STEEL TOWER | 11 | 0 | 1 | 795 MCM | 179506 | 986412 | 1165918 | 0 | 0 | 0 | 0 | 0 | 0 | 0 | 0 | 0 | 0 | 0 | 0 | 0 | 0 | 0 | 0 | 0 | 0 | 0 | 0 | 12
NO |  | 73 | 2011 | 2 | 30 | 30 |  | 6129 GREENTOWN-GRANT | HUMMEL CREEK | 138 | 138 | STEEL TOWER | 21 | 0 | 1 | 795 MCM | 180124 | 1321738 | 1501862 | 0 | 0 | 0 | 0 | 0 | 0 | 0 | 0 | 0 | 0 | 0 | 0 | 0 | 0 | 0 | 0 | 0 | 0 | 0 | 0 | 12
NO |  | 73 | 2011 | 2 | 31 | 31 |  | 6131 INDUSTRIAL PARK | MC KINLEY | 138 | 138 | WOOD POLE | 5 | 0 | 1 | 795 MCM | 75257 | 326046 | 401303 | 0 | 0 | 0 | 0 | 0 | 0 | 0 | 0 | 0 | 0 | 0 | 0 | 0 | 0 | 0 | 0 | 0 | 0 | 0 | 0 | 12
NO |  | 73 | 2011 | 2 | 32 | 32 |  | 6132 CROSS STREET TAP | JUNCTION TOWER #88 | 138 | 138 | WOOD POLE | 4 | 0 | 1 | 795 MCM | 262613 | 192719 | 455332 | 0 | 0 | 0 | 0 | 0 | 0 | 0 | 0 | 0 | 0 | 0 | 0 | 0 | 0 | 0 | 0 | 0 | 0 | 0 | 0 | 12
NO |  | 73 | 2011 | 2 | 33 | 33 |  | 6134 LINCOLN | ANTHONY | 138 | 138 | WOOD POLE | 3 | 0 | 1 | 795 MCM | 90524 | 634914 | 725438 | 0 | 0 | 0 | 0 | 0 | 0 | 0 | 0 | 0 | 0 | 0 | 0 | 0 | 0 | 0 | 0 | 0 | 0 | 0 | 0 | 12
NO |  | 73 | 2011 | 2 | 34 | 34 |  | 6135 WAYNEDALE TAP |  | 138 | 138 | STEEL TOWER | 0 | 0 | 2 | 795 MCM | 22040 | 71621 | 93661 | 0 | 0 | 0 | 0 | 0 | 0 | 0 | 0 | 0 | 0 | 0 | 0 | 0 | 0 | 0 | 0 | 0 | 0 | 0 | 0 | 12
NO |  | 73 | 2011 | 2 | 35 | 35 |  | 6138 JACKSON ROAD | SOUTH SIDE | 138 | 138 | WOOD POLE | 2 | 0 | 1 | 795 MCM | 1633 | 627504 | 629137 | 0 | 0 | 0 | 0 | 0 | 0 | 0 | 0 | 0 | 0 | 0 | 0 | 0 | 0 | 0 | 0 | 0 | 0 | 0 | 0 | 12
NO |  | 73 | 2011 | 3 | 1 | 1 |  | 6142 ALBION | KENDALLVILLE | 138 | 138 | WOOD POLE | 10 | 0 | 1 | 795 MCM | 77153 | 539898 | 617051 | 0 | 0 | 0 | 0 | 0 | 0 | 0 | 0 | 0 | 0 | 0 | 0 | 0 | 0 | 0 | 0 | 0 | 0 | 0 | 0 | 12
NO |  | 73 | 2011 | 3 | 2 | 2 |  | 6150 SOUTHSIDE | SOUTH BEND | 138 | 138 | WOOD & STEEL | 6.07 | 0 | 1 | 795 MCM | 321978 | 1955476 | 2277454 | 0 | 0 | 0 | 0 | 0 | 0 | 0 | 0 | 0 | 0 | 0 | 0 | 0 | 0 | 0 | 0 | 0 | 0 | 0 | 0 | 12
NO |  | 73 | 2011 | 3 | 3 | 3 |  | 6219 DELCO BATTERY TAP |  | 138 | 138 | STEEL POLE | 1 | 0 | 2 | 795 MCM AA | 47993 | 59531 | 107524 | 0 | 0 | 0 | 0 | 0 | 0 | 0 | 0 | 0 | 0 | 0 | 0 | 0 | 0 | 0 | 0 | 0 | 0 | 0 | 0 | 12
NO |  | 73 | 2011 | 3 | 4 | 4 |  | 6220 FALL CREEK | MADISON-NEW CASTLE | 138 | 138 | STEEL TOWER | 1 | 0 | 2 | 795 MCM | 65007 | 307522 | 372529 | 0 | 0 | 0 | 0 | 0 | 0 | 0 | 0 | 0 | 0 | 0 | 0 | 0 | 0 | 0 | 0 | 0 | 0 | 0 | 0 | 12
NO |  | 73 | 2011 | 3 | 5 | 5 |  | 6225 INDUSTRIAL PARK | SPY RUN | 138 | 138 | WOOD POLE | 4 | 0 | 1 | 1033 MCM | 91134 | 603198 | 694332 | 0 | 0 | 0 | 0 | 0 | 0 | 0 | 0 | 0 | 0 | 0 | 0 | 0 | 0 | 0 | 0 | 0 | 0 | 0 | 0 | 12
NO |  | 73 | 2011 | 3 | 6 | 6 |  | 6266 WALLEN |  | 138 | 138 | STEEL POLE | 0.22 | 0 | 1 | 1033.5 KCM | 0 | 484324 | 484324 | 0 | 0 | 0 | 0 | 0 | 0 | 0 | 0 | 0 | 0 | 0 | 0 | 0 | 0 | 0 | 0 | 0 | 0 | 0 | 0 | 12
NO |  | 73 | 2011 | 3 | 7 | 7 |  | 6234 CABOT TAP/CR 4 | EAST ELKHART | 138 | 138 | WOOD POLE | 0.13 | 0 | 1 | 556.5 MCM | 0 | 39158 | 39158 | 0 | 0 | 0 | 0 | 0 | 0 | 0 | 0 | 0 | 0 | 0 | 0 | 0 | 0 | 0 | 0 | 0 | 0 | 0 | 0 | 12
NO |  | 73 | 2011 | 3 | 8 | 8 |  | 6238 SORENSON | MCKINLEYTOWER | 138 | 138 | STEEL TOWER | 3 | 0 | 2 | 795 MCM | 157782 | 1140939 | 1298721 | 0 | 0 | 0 | 0 | 0 | 0 | 0 | 0 | 0 | 0 | 0 | 0 | 0 | 0 | 0 | 0 | 0 | 0 | 0 | 0 | 12
NO |  | 73 | 2011 | 3 | 9 | 9 |  | 6241 KENDALLVILLE TAP | CITY OF AUBURN #5 | 138 | 138 | WOOD H-FR &POL | 14 | 0 | 1 | 795 MCM | 694850 | 2341025 | 3035875 | 0 | 0 | 0 | 0 | 0 | 0 | 0 | 0 | 0 | 0 | 0 | 0 | 0 | 0 | 0 | 0 | 0 | 0 | 0 | 0 | 12
NO |  | 73 | 2011 | 3 | 10 | 10 |  | 6242 AUBURN | CITY OF AUBURN #5 | 138 | 138 | WOOD POLE | 2 | 0 | 1 | 795 MCM | 61515 | 370703 | 432218 | 0 | 0 | 0 | 0 | 0 | 0 | 0 | 0 | 0 | 0 | 0 | 0 | 0 | 0 | 0 | 0 | 0 | 0 | 0 | 0 | 12
NO |  | 73 | 2011 | 3 | 11 | 11 |  | 6245 LAPORTE JCT | LIQUID CARBONICS | 138 | 138 | WOOD POLE | 5 | 0 | 1 | 795 MCM | 58646 | 1030934 | 1089580 | 0 | 0 | 0 | 0 | 0 | 0 | 0 | 0 | 0 | 0 | 0 | 0 | 0 | 0 | 0 | 0 | 0 | 0 | 0 | 0 | 12
NO |  | 73 | 2011 | 3 | 12 | 12 |  | 6246 LAPORTE JCT | AIRCO | 138 | 138 | WOOD POLE | 1 | 0 | 1 | 795 MCM | 45547 | 267987 | 313534 | 0 | 0 | 0 | 0 | 0 | 0 | 0 | 0 | 0 | 0 | 0 | 0 | 0 | 0 | 0 | 0 | 0 | 0 | 0 | 0 | 12
NO |  | 73 | 2011 | 3 | 13 | 13 |  | 6248 ELCONA TAP | CONC-DUN-E-ELK | 138 | 138 | WOOD POLE | 2 | 0 | 1 | 795 MCM | 87386 | 557013 | 644399 | 0 | 0 | 0 | 0 | 0 | 0 | 0 | 0 | 0 | 0 | 0 | 0 | 0 | 0 | 0 | 0 | 0 | 0 | 0 | 0 | 12
NO |  | 73 | 2011 | 3 | 14 | 14 |  | 6249 ALLEN | LINCOLN | 138 | 138 | STEEL TOWER | 5 | 0 | 2 | 1033 MCM | 23500 | 1658390 | 1681890 | 0 | 0 | 0 | 0 | 0 | 0 | 0 | 0 | 0 | 0 | 0 | 0 | 0 | 0 | 0 | 0 | 0 | 0 | 0 | 0 | 12
NO |  | 73 | 2011 | 3 | 15 | 15 |  | 6250 ALLEN | ADAMS/HILLCREST | 138 | 138 | STEEL TOWER | 5 | 0 | 2 | 1033 MCM | 0 | 1723802 | 1723802 | 0 | 0 | 0 | 0 | 0 | 0 | 0 | 0 | 0 | 0 | 0 | 0 | 0 | 0 | 0 | 0 | 0 | 0 | 0 | 0 | 12
NO |  | 73 | 2011 | 3 | 16 | 16 |  | 6251 OLIVE | EDISON | 138 | 138 | STEEL TOWER | 1 | 0 | 2 | 795 MCM | 202537 | 688549 | 891086 | 0 | 0 | 0 | 0 | 0 | 0 | 0 | 0 | 0 | 0 | 0 | 0 | 0 | 0 | 0 | 0 | 0 | 0 | 0 | 0 | 12
NO |  | 73 | 2011 | 3 | 17 | 17 |  | 6253 TRIER RD TAP |  | 138 | 138 | STEEL POLE | 0 | 0 | 1 | 795 MCM | 0 | 69888 | 69888 | 0 | 0 | 0 | 0 | 0 | 0 | 0 | 0 | 0 | 0 | 0 | 0 | 0 | 0 | 0 | 0 | 0 | 0 | 0 | 0 | 12
NO |  | 73 | 2011 | 3 | 18 | 18 |  | 6258 KENZIE CREEK | TWIN BRANCH | 138 | 138 | STEEL TOWER | 0 | 0 | 2 | 1033 MCM | 0 | 136604 | 136604 | 0 | 0 | 0 | 0 | 0 | 0 | 0 | 0 | 0 | 0 | 0 | 0 | 0 | 0 | 0 | 0 | 0 | 0 | 0 | 0 | 12
NO |  | 73 | 2011 | 3 | 19 | 19 |  | 6260 WILMINGTON TAP |  | 138 | 138 | WOOD POLE | 1 | 9 | 1 | 2-954 MCM | 0 | 1365463 | 1365463 | 0 | 0 | 0 | 0 | 0 | 0 | 0 | 0 | 0 | 0 | 0 | 0 | 0 | 0 | 0 | 0 | 0 | 0 | 0 | 0 | 12
NO |  | 73 | 2011 | 3 | 20 | 20 |  | 6229 DUNLAP NORTH TAP |  | 34 | 138 | WOOD POLE | 2 | 0 | 2 | 795 MCM | 10443 | 304289 | 314732 | 0 | 0 | 0 | 0 | 0 | 0 | 0 | 0 | 0 | 0 | 0 | 0 | 0 | 0 | 0 | 0 | 0 | 0 | 0 | 0 | 12
NO |  | 73 | 2011 | 3 | 21 | 21 |  | 6140 INDIANA-PURDUE |  | 34 | 138 | STEEL POLE | 0 | 0 | 2 | 1033 MCM | 428 | 127388 | 127816 | 0 | 0 | 0 | 0 | 0 | 0 | 0 | 0 | 0 | 0 | 0 | 0 | 0 | 0 | 0 | 0 | 0 | 0 | 0 | 0 | 12
NO |  | 73 | 2011 | 3 | 22 | 22 |  | 6217 HILLCREST | KINNERK | 69 | 138 | WOOD POLE | 4 | 0 | 1 | 795 MCM | 47490 | 264978 | 312468 | 0 | 0 | 0 | 0 | 0 | 0 | 0 | 0 | 0 | 0 | 0 | 0 | 0 | 0 | 0 | 0 | 0 | 0 | 0 | 0 | 12
NO |  | 73 | 2011 | 3 | 23 | 23 |  | 6252 KENDALLVILLE | BIXLER | 138 | 138 | WOOD POLE | 2 | 0 | 1 | 795 MCM | 118432 | 760317 | 878749 | 0 | 0 | 0 | 0 | 0 | 0 | 0 | 0 | 0 | 0 | 0 | 0 | 0 | 0 | 0 | 0 | 0 | 0 | 0 | 0 | 12
NO |  | 73 | 2011 | 3 | 24 | 24 |  | 6254 ALLEN/LINCOLN | ALLEN/HILLCREST | 138 | 138 |  | 0 | 0 | 0 |  | 385522 | 0 | 385522 | 0 | 0 | 0 | 0 | 0 | 0 | 0 | 0 | 0 | 0 | 0 | 0 | 0 | 0 | 0 | 0 | 0 | 0 | 0 | 0 | 12
NO |  | 73 | 2011 | 3 | 25 | 25 |  | 6265 CONCORD | WOLF | 138 | 138 | WOOD POLE | 0.56 | 0.54 | 1 | 336.4 ACSR KCM | 0 | 0 | 0 | 0 | 0 | 0 | 0 | 0 | 0 | 0 | 0 | 0 | 0 | 0 | 0 | 0 | 0 | 0 | 0 | 0 | 0 | 0 | 0 | 12
NO |  | 73 | 2011 | 3 | 26 | 26 |  | INDALEX TAP/CR 4 | EAST ELKHART | 138 | 138 | WOOD POLE | 1.09 | 0 | 0 |  | 0 | 651251 | 651251 | 0 | 0 | 0 | 0 | 0 | 0 | 0 | 0 | 0 | 0 | 0 | 0 | 0 | 0 | 0 | 0 | 0 | 0 | 0 | 0 | 12
NO |  | 73 | 2011 | 3 | 27 | 27 |  | 6267 STUDEBAKER | WEST SIDE | 138 | 138 | WOOD POLE | 1.41 | 0 | 1 | 954 MCM | 184975 | 2362898 | 2547873 | 0 | 0 | 0 | 0 | 0 | 0 | 0 | 0 | 0 | 0 | 0 | 0 | 0 | 0 | 0 | 0 | 0 | 0 | 0 | 0 | 12
NO |  | 73 | 2011 | 3 | 28 | 28 |  |  |  | 138 | 138 | STEEL | 1.11 | 0 | 1 | 954 MCM | 0 | 0 | 0 | 0 | 0 | 0 | 0 | 0 | 0 | 0 | 0 | 0 | 0 | 0 | 0 | 0 | 0 | 0 | 0 | 0 | 0 | 0 | 0 | 12
NO |  | 73 | 2011 | 3 | 29 | 29 |  | 6270 JONES CREEK | HOGAN | 138 | 138 |  | 5.62 | 0 | 0 |  | 2100 | 5707002 | 5709102 | 0 | 0 | 0 | 0 | 0 | 0 | 0 | 0 | 0 | 0 | 0 | 0 | 0 | 0 | 0 | 0 | 0 | 0 | 0 | 0 | 12
NO |  | 73 | 2011 | 3 | 32 | 32 |  | STATE OF MICHIGAN |  | 0 | 0 |  | 0 | 0 | 0 |  | 0 | 0 | 0 | 0 | 0 | 0 | 0 | 0 | 0 | 0 | 0 | 0 | 0 | 0 | 0 | 0 | 0 | 0 | 0 | 0 | 0 | 0 | 0 | 12
NO |  | 73 | 2011 | 3 | 33 | 33 |  | 6216 D.C. COOK | DUMONT | 765 | 765 | STEEL TOWER | 16 | 0 | 1 | 4-954 MCM | 874946 | 3483777 | 4358723 | 0 | 0 | 0 | 0 | 0 | 0 | 0 | 0 | 0 | 0 | 0 | 0 | 0 | 0 | 0 | 0 | 0 | 0 | 0 | 0 | 12
NO |  | 73 | 2011 | 3 | 34 | 34 |  | 6120 COOK | PALISADES | 345 | 345 | STEEL TOWER | 42 | 0 | 2 | 2-954 MCM | 1073200 | 5919284 | 6992484 | 0 | 0 | 0 | 0 | 0 | 0 | 0 | 0 | 0 | 0 | 0 | 0 | 0 | 0 | 0 | 0 | 0 | 0 | 0 | 0 | 12
NO |  | 73 | 2011 | 3 | 35 | 35 |  | 6143 D.C. COOK | OLIVE-PALISADES | 345 | 345 | STEEL TOWER | 5 | 0 | 2 | 2-954 MCM | 722573 | 1183640 | 1906213 | 0 | 0 | 0 | 0 | 0 | 0 | 0 | 0 | 0 | 0 | 0 | 0 | 0 | 0 | 0 | 0 | 0 | 0 | 0 | 0 | 12
NO |  | 73 | 2011 | 4 | 1 | 1 |  | 6144 TWIN BRANCH | COOK-ROB PARK JCT | 345 | 345 | STEEL TOWER | 0 | 0 | 2 | 2-954 MCM | 252200 | 45570 | 297770 | 0 | 0 | 0 | 0 | 0 | 0 | 0 | 0 | 0 | 0 | 0 | 0 | 0 | 0 | 0 | 0 | 0 | 0 | 0 | 0 | 12
NO |  | 73 | 2011 | 4 | 2 | 2 |  | 6151 COOK | OLIVE | 345 | 345 |  | 0 | 0 | 0 |  | 0 | 1497837 | 1497837 | 0 | 0 | 0 | 0 | 0 | 0 | 0 | 0 | 0 | 0 | 0 | 0 | 0 | 0 | 0 | 0 | 0 | 0 | 0 | 0 | 12
NO |  | 73 | 2011 | 4 | 3 | 3 |  | 6152 COOK | ROBINSON PARK | 345 | 345 |  | 0 | 0 | 0 |  | 12355 | 0 | 12355 | 0 | 0 | 0 | 0 | 0 | 0 | 0 | 0 | 0 | 0 | 0 | 0 | 0 | 0 | 0 | 0 | 0 | 0 | 0 | 0 | 12
NO |  | 73 | 2011 | 4 | 4 | 4 |  | 6146 D.C. COOK | ROBISON PARK | 345 | 345 | STEEL TOWER | 37 | 0 | 2 | 2-954 MCM | 1373242 | 7341588 | 8714830 | 0 | 0 | 0 | 0 | 0 | 0 | 0 | 0 | 0 | 0 | 0 | 0 | 0 | 0 | 0 | 0 | 0 | 0 | 0 | 0 | 12
NO |  | 73 | 2011 | 4 | 5 | 5 |  | 6214 COOK-ROB PARK | ARGENTA | 345 | 345 | STEEL TOWER | 29 | 0 | 2 | 2-954 MCM | 1096469 | 4997511 | 6093980 | 0 | 0 | 0 | 0 | 0 | 0 | 0 | 0 | 0 | 0 | 0 | 0 | 0 | 0 | 0 | 0 | 0 | 0 | 0 | 0 | 12
NO |  | 73 | 2011 | 4 | 6 | 6 |  | 6221 D.C. COOK | OLIVE-PALISADES | 345 | 345 | STEEL TOWER | 5 | 0 | 2 | 2-954 MCM | 0 | 1894767 | 1894767 | 0 | 0 | 0 | 0 | 0 | 0 | 0 | 0 | 0 | 0 | 0 | 0 | 0 | 0 | 0 | 0 | 0 | 0 | 0 | 0 | 12
NO |  | 73 | 2011 | 4 | 7 | 7 |  | 6263 BARODA TAP |  | 138 | 138 |  | 0 | 0 | 0 |  | 0 | -8230 | -8230 | 0 | 0 | 0 | 0 | 0 | 0 | 0 | 0 | 0 | 0 | 0 | 0 | 0 | 0 | 0 | 0 | 0 | 0 | 0 | 0 | 12
NO |  | 73 | 2011 | 4 | 8 | 8 |  | 0601 TWIN BRANCH | RIVERSIDE | 138 | 138 | STEEL TOWER | 33 | 0 | 2 | 397.5 MCM | 210485 | 1035095 | 1245580 | 0 | 0 | 0 | 0 | 0 | 0 | 0 | 0 | 0 | 0 | 0 | 0 | 0 | 0 | 0 | 0 | 0 | 0 | 0 | 0 | 12
NO |  | 73 | 2011 | 4 | 9 | 9 |  | 0610 AUTO SPECIALTIES |  | 138 | 138 |  | 0 | 0 | 0 |  | 821 | 0 | 821 | 0 | 0 | 0 | 0 | 0 | 0 | 0 | 0 | 0 | 0 | 0 | 0 | 0 | 0 | 0 | 0 | 0 | 0 | 0 | 0 | 12
NO |  | 73 | 2011 | 4 | 10 | 10 |  | 0621 TWIN BRANCH - R | HICKORY CREEK | 138 | 138 | STEEL TOWER | 5 | 0 | 2 | 397.5 MCM | 51083 | 307583 | 358666 | 0 | 0 | 0 | 0 | 0 | 0 | 0 | 0 | 0 | 0 | 0 | 0 | 0 | 0 | 0 | 0 | 0 | 0 | 0 | 0 | 12
NO |  | 73 | 2011 | 4 | 11 | 11 |  | 0644 RIVERSIDE | HARTFORD | 138 | 138 | WOOD H-FRAME | 16.33 | 0 | 1 | 397.5 MCM | 117604 | 1137254 | 1254858 | 0 | 0 | 0 | 0 | 0 | 0 | 0 | 0 | 0 | 0 | 0 | 0 | 0 | 0 | 0 | 0 | 0 | 0 | 0 | 0 | 12
NO |  | 73 | 2011 | 4 | 12 | 12 |  | 0649 COREY TAP |  | 138 | 138 | WOOD H-FRAME | 13 | 0 | 1 | 477 MCM | 73434 | 312859 | 386293 | 0 | 0 | 0 | 0 | 0 | 0 | 0 | 0 | 0 | 0 | 0 | 0 | 0 | 0 | 0 | 0 | 0 | 0 | 0 | 0 | 12
NO |  | 73 | 2011 | 4 | 13 | 13 |  | 6108 RIVERSIDE | OLIVE-HICKORY CREEK | 138 | 138 | WOOD & STEEL | 6 | 0 | 1 | 636 MCM | 72387 | 1000342 | 1072729 | 0 | 0 | 0 | 0 | 0 | 0 | 0 | 0 | 0 | 0 | 0 | 0 | 0 | 0 | 0 | 0 | 0 | 0 | 0 | 0 | 12
NO |  | 73 | 2011 | 4 | 14 | 14 |  | 6124 BENTON HARBOR | RIVERSIDE-HARTFORD | 138 | 138 | STEEL TOWER | 1 | 0 | 2 | 795 MCM | 88699 | 168142 | 256841 | 0 | 0 | 0 | 0 | 0 | 0 | 0 | 0 | 0 | 0 | 0 | 0 | 0 | 0 | 0 | 0 | 0 | 0 | 0 | 0 | 12
NO |  | 73 | 2011 | 4 | 15 | 15 |  | 6137 EDGEWATER TAP |  | 138 | 138 | WOOD POLE | 0.76 | 0 | 1 | 556.5 MCM | 604 | 58612 | 59216 | 0 | 0 | 0 | 0 | 0 | 0 | 0 | 0 | 0 | 0 | 0 | 0 | 0 | 0 | 0 | 0 | 0 | 0 | 0 | 0 | 12
NO |  | 73 | 2011 | 4 | 16 | 16 |  | 6139 BENTON HARBOR | TWIN BRANCH-R SIDE | 138 | 138 | STEEL TOWER | 6 | 0 | 2 | 795 MCM | 472534 | 628432 | 1100966 | 0 | 0 | 0 | 0 | 0 | 0 | 0 | 0 | 0 | 0 | 0 | 0 | 0 | 0 | 0 | 0 | 0 | 0 | 0 | 0 | 12
NO |  | 73 | 2011 | 4 | 17 | 17 |  | 6149 HARTFORD | COREY | 138 | 138 | WOOD POLE | 41 | 0 | 1 | 795 MCM | 794466 | 2143146 | 2937612 | 0 | 0 | 0 | 0 | 0 | 0 | 0 | 0 | 0 | 0 | 0 | 0 | 0 | 0 | 0 | 0 | 0 | 0 | 0 | 0 | 12
NO |  | 73 | 2011 | 4 | 18 | 18 |  | 6218 MOTTVILLE TAP |  | 138 | 138 | WOOD POLE | 1 | 0 | 1 | 795 AA | 16279 | 100911 | 117190 | 0 | 0 | 0 | 0 | 0 | 0 | 0 | 0 | 0 | 0 | 0 | 0 | 0 | 0 | 0 | 0 | 0 | 0 | 0 | 0 | 12
NO |  | 73 | 2011 | 4 | 19 | 19 |  | 6255 KENZIE CREEK | VALLEY | 138 | 138 | WOOD POLE | 20 | 0 | 1 | 1033 MCM | 579785 | 5031076 | 5610861 | 0 | 0 | 0 | 0 | 0 | 0 | 0 | 0 | 0 | 0 | 0 | 0 | 0 | 0 | 0 | 0 | 0 | 0 | 0 | 0 | 12
NO |  | 73 | 2011 | 4 | 20 | 20 |  | 6257 KENZIE CREEK | T B/R'SIDE/HICK CR | 138 | 138 | STEEL TOWER | 0 | 0 | 0 | 795 MCM | 0 | 383038 | 383038 | 0 | 0 | 0 | 0 | 0 | 0 | 0 | 0 | 0 | 0 | 0 | 0 | 0 | 0 | 0 | 0 | 0 | 0 | 0 | 0 | 12
NO |  | 73 | 2011 | 4 | 21 | 21 |  | 6261 FLATBUSH TAP |  | 138 | 138 |  | 1 | 0 | 1 |  | 64293 | 430007 | 494300 | 0 | 0 | 0 | 0 | 0 | 0 | 0 | 0 | 0 | 0 | 0 | 0 | 0 | 0 | 0 | 0 | 0 | 0 | 0 | 0 | 12
NO |  | 73 | 2011 | 4 | 22 | 22 |  | 6262 WEST ST TAP |  | 138 | 138 |  | 1 | 0 | 2 |  | 24993 | 331419 | 356412 | 0 | 0 | 0 | 0 | 0 | 0 | 0 | 0 | 0 | 0 | 0 | 0 | 0 | 0 | 0 | 0 | 0 | 0 | 0 | 0 | 12
NO |  | 73 | 2011 | 4 | 23 | 23 |  | 6700 GM HYDRAMATIC |  | 138 | 138 | STEEL TOWER | 2 | 0 | 2 | 795 MCM | 10463 | 370087 | 380550 | 0 | 0 | 0 | 0 | 0 | 0 | 0 | 0 | 0 | 0 | 0 | 0 | 0 | 0 | 0 | 0 | 0 | 0 | 0 | 0 | 12
NO |  | 73 | 2011 | 4 | 24 | 24 |  | 6227 NICKERSON | TOWER #13A | 138 | 138 |  | 0 | 0 | 0 |  | 0 | 151111 | 151111 | 0 | 0 | 0 | 0 | 0 | 0 | 0 | 0 | 0 | 0 | 0 | 0 | 0 | 0 | 0 | 0 | 0 | 0 | 0 | 0 | 12
NO |  | 73 | 2011 | 4 | 25 | 25 |  | 0643 OLIVE | HICKORY CREEK | 138 | 138 |  | 0 | 0 | 0 |  | 171679 | 1190287 | 1361966 | 0 | 0 | 0 | 0 | 0 | 0 | 0 | 0 | 0 | 0 | 0 | 0 | 0 | 0 | 0 | 0 | 0 | 0 | 0 | 0 | 12
NO |  | 73 | 2011 | 4 | 26 | 26 |  | 6268 SAUK TRAIL |  | 138 | 138 | STEEL | 1.6 | 0 | 0 | 1033.5KCM 45/7ACR | 271564 | 2429016 | 2700580 | 0 | 0 | 0 | 0 | 0 | 0 | 0 | 0 | 0 | 0 | 0 | 0 | 0 | 0 | 0 | 0 | 0 | 0 | 0 | 0 | 12
NO |  | 73 | 2011 | 4 | 29 | 29 |  | VOLTAGE OTHER |  | 0 | 0 |  | 0 | 0 | 0 |  | 0 | 0 | 0 | 0 | 0 | 0 | 0 | 0 | 0 | 0 | 0 | 0 | 0 | 0 | 0 | 0 | 0 | 0 | 0 | 0 | 0 | 0 | 0 | 12
NO |  | 73 | 2011 | 4 | 30 | 30 |  | VOLTAGE 765KV |  | 0 | 0 |  | 0 | 0 | 0 |  | 0 | 0 | 0 | 53779 | 1237200 | 0 | 1290979 | 0 | 0 | 0 | 0 | 0 | 0 | 0 | 0 | 0 | 0 | 0 | 0 | 0 | 0 | 0 | 0 | 12
NO |  | 73 | 2011 | 4 | 31 | 31 |  | VOLTAGE 345KV |  | 0 | 0 |  | 0 | 0 | 0 |  | 0 | 0 | 0 | 79369 | 1825907 | 0 | 1905276 | 0 | 0 | 0 | 0 | 0 | 0 | 0 | 0 | 0 | 0 | 0 | 0 | 0 | 0 | 0 | 0 | 12
NO |  | 73 | 2011 | 4 | 32 | 32 |  | VOLTAGE 138KV |  | 0 | 0 |  | 0 | 0 | 0 |  | 0 | 0 | 0 | 95998 | 2208473 | 0 | 2304471 | 0 | 0 | 0 | 0 | 0 | 0 | 0 | 0 | 0 | 0 | 0 | 0 | 0 | 0 | 0 | 0 | 12
NO |  | 73 | 2011 | 1 | 2 | 2 |  | 6259 COLLINGWOOD | SOUTH BUTLER | 345 | 345 | STEEL POLE | 12 | 0 | 1 | 2-954 MCM | 652439 | 3115754 | 3768193 | 0 | 0 | 0 | 0 | 0 | 0 | 0 | 0 | 0 | 0 | 0 | 0 | 0 | 0 | 0 | 0 | 0 | 0 | 0 | 0 | 12
NO |  | 73 | 2011 | 1 | 3 | 3 |  | 6127 EAST ELKHART TAP |  | 138 | 138 |  | 0 | 0 | 0 |  | 10276 | 297119 | 307395 | 0 | 0 | 0 | 0 | 0 | 0 | 0 | 0 | 0 | 0 | 0 | 0 | 0 | 0 | 0 | 0 | 0 | 0 | 0 | 0 | 12
SI/SI | A | 73 | 2011 | 3 | 30 | 30 |  | LINES<132 KV | SYSTEM | 69 | 0 | WOOD, STEEL | 930.63 | 72 | 1 | VARIOUS | 3716225 | 87674659 | 91390884 | 0 | 0 | 0 | 0 | 0 | 0 | 0 | 0 | 0 | 0 | 0 | 0 | 0 | 0 | 0 | 0 | 0 | 0 | 0 | 0 | 12
SI/SI | A | 73 | 2011 | 4 | 27 | 27 |  | LESS THAN 132 KV LINES |  | 69 | 0 | WOOD, STEEL | 425.1 | 12 | 0 | VARIOUS | 1578542 | 24862483 | 26441025 | 0 | 0 | 0 | 0 | 0 | 0 | 0 | 0 | 0 | 0 | 0 | 0 | 0 | 0 | 0 | 0 | 0 | 0 | 0 | 0 | 12
SI/SI | A | 73 | 2011 | 4 | 33 | 33 |  | VOLTAGE LESS THAN 132 KV |  | 0 | 0 |  | 0 | 0 | 0 |  | 0 | 0 | 0 | 125896 | 2896316 | 0 | 3022212 | 0 | 0 | 0 | 0 | 0 | 0 | 0 | 0 | 0 | 0 | 0 | 0 | 0 | 0 | 0 | 0 | 12
NO |  | 83 | 2011 | 0 | 1 | 1 |  | STATE OF TENNESSEE |  | 0 | 0 |  | 0 | 0 | 0 |  | 0 | 0 | 0 | 0 | 0 | 0 | 0 | 0 | 0 | 0 | 0 | 0 | 0 | 0 | 0 | 0 | 0 | 0 | 0 | 0 | 0 | 0 | 0 | 12
NO |  | 83 | 2011 | 0 | 2 | 2 |  | Holston Ordance Tap #2, TN |  | 138 | 138 | WP | 0.07 | 0 | 1 | 4/0 ACSR | 0 | 2143 | 2143 | 0 | 0 | 0 | 0 | 0 | 0 | 0 | 0 | 0 | 0 | 0 | 0 | 0 | 0 | 0 | 0 | 0 | 0 | 0 | 0 | 12
NO |  | 83 | 2011 | 0 | 3 | 3 |  | Short Hills Tap, TN |  | 138 | 138 | WP | 0.04 | 0 | 1 | 556KCM ACSR | 0 | 0 | 0 | 0 | 0 | 0 | 0 | 0 | 0 | 0 | 0 | 0 | 0 | 0 | 0 | 0 | 0 | 0 | 0 | 0 | 0 | 0 | 0 | 12
NO |  | 83 | 2011 | 0 | 4 | 4 |  | Broadford, VA | Nagel, TN | 138 | 138 | ST | 11.76 | 0.01 | 1 | 556KCM ACSR | 0 | 1525 | 1525 | 0 | 0 | 0 | 0 | 0 | 0 | 0 | 0 | 0 | 0 | 0 | 0 | 0 | 0 | 0 | 0 | 0 | 0 | 0 | 0 | 12
NO |  | 83 | 2011 | 0 | 5 | 5 |  |  |  | 0 | 0 | WP | 0.11 | 0 | 0 |  | 0 | 0 | 0 | 0 | 0 | 0 | 0 | 0 | 0 | 0 | 0 | 0 | 0 | 0 | 0 | 0 | 0 | 0 | 0 | 0 | 0 | 0 | 0 | 12
NO |  | 83 | 2011 | 0 | 6 | 6 |  | North Bristol, VA | West Kingsport, TN | 138 | 138 | ST | 1.92 | 2.92 | 1 | 556KCM ACSR | 43271 | 244450 | 287721 | 0 | 0 | 0 | 0 | 0 | 0 | 0 | 0 | 0 | 0 | 0 | 0 | 0 | 0 | 0 | 0 | 0 | 0 | 0 | 0 | 12
NO |  | 83 | 2011 | 0 | 7 | 7 |  | Holston, TN | Reedy Creek, TN | 138 | 138 | ST | 0 | 7.4 | 1 | 556KCM ACSR | 159 | 91001 | 91160 | 0 | 0 | 0 | 0 | 0 | 0 | 0 | 0 | 0 | 0 | 0 | 0 | 0 | 0 | 0 | 0 | 0 | 0 | 0 | 0 | 12
NO |  | 83 | 2011 | 0 | 8 | 8 |  | Clinch River, VA | Moreland Drive, TN | 138 | 138 | ST | 7.83 | 0 | 1 | 556KCM ACSR | 373373 | 722175 | 1095548 | 0 | 0 | 0 | 0 | 0 | 0 | 0 | 0 | 0 | 0 | 0 | 0 | 0 | 0 | 0 | 0 | 0 | 0 | 0 | 0 | 12
NO |  | 83 | 2011 | 0 | 9 | 9 |  | Nagel, TN | Reedy Creek, TN | 138 | 138 | ST | 0 | 5.61 | 1 | 556KCM ACSR | 0 | 142046 | 142046 | 0 | 0 | 0 | 0 | 0 | 0 | 0 | 0 | 0 | 0 | 0 | 0 | 0 | 0 | 0 | 0 | 0 | 0 | 0 | 0 | 12
NO |  | 83 | 2011 | 0 | 10 | 10 |  | Nagel, TN | West Kingsport, TN | 138 | 138 | ST | 0 | 3.25 | 1 | 556KCM ACSR | 0 | 0 | 0 | 0 | 0 | 0 | 0 | 0 | 0 | 0 | 0 | 0 | 0 | 0 | 0 | 0 | 0 | 0 | 0 | 0 | 0 | 0 | 0 | 12
NO |  | 83 | 2011 | 0 | 11 | 11 |  | Industry Drive, TN | West Kingsport, TN | 138 | 138 | ST | 0.37 | 0 | 1 | 795KCM ACSR | 1856 | 359413 | 361269 | 0 | 0 | 0 | 0 | 0 | 0 | 0 | 0 | 0 | 0 | 0 | 0 | 0 | 0 | 0 | 0 | 0 | 0 | 0 | 0 | 12
NO |  | 83 | 2011 | 0 | 12 | 12 |  | EXPENSES 138KV LINES |  | 0 | 0 |  | 0 | 0 | 0 |  | 0 | 0 | 0 | 23878 | 4383 | 0 | 28261 | 0 | 0 | 0 | 0 | 0 | 0 | 0 | 0 | 0 | 0 | 0 | 0 | 0 | 0 | 0 | 0 | 12
SI/SI | A | 83 | 2011 | 0 | 14 | 14 |  | Lines < 132 KV |  | 0 | 0 |  | 30.26 | 0.08 | 0 |  | 118760 | 2280285 | 2399045 | 17546 | 3220 | 0 | 20766 | 0 | 0 | 0 | 0 | 0 | 0 | 0 | 0 | 0 | 0 | 0 | 0 | 0 | 0 | 0 | 0 | 12
NO |  | 83 | 2011 | 0 | 23 | 23 |  |  |  | 0 | 0 | WP=Wood | 0 | 0 | 0 |  | 0 | 0 | 0 | 0 | 0 | 0 | 0 | 0 | 0 | 0 | 0 | 0 | 0 | 0 | 0 | 0 | 0 | 0 | 0 | 0 | 0 | 0 | 0 | 12
NO |  | 83 | 2011 | 0 | 24 | 24 |  |  |  | 0 | 0 | ST=Steel Pole | 0 | 0 | 0 |  | 0 | 0 | 0 | 0 | 0 | 0 | 0 | 0 | 0 | 0 | 0 | 0 | 0 | 0 | 0 | 0 | 0 | 0 | 0 | 0 | 0 | 0 | 0 | 12
NO |  | 83 | 2011 | 0 | 36 | 36 |  | TOTAL |  | 0 | 0 |  | 52.36 | 19.27 | 9 |  | 537419 | 3843038 | 4380457 | 41424 | 7603 | 0 | 49027 | 0 | 0 | 0 | 0 | 0 | 0 | 0 | 0 | 0 | 0 | 0 | 0 | 0 | 0 | 0 | 0 | 12
NO |  | 127 | 2011 | 0 | 1 | 1 |  | Ohio Power Company |  | 0 | 0 |  | 0 | 0 | 0 |  | 0 | 0 | 0 | 0 | 0 | 0 | 0 | 0 | 0 | 0 | 0 | 0 | 0 | 0 | 0 | 0 | 0 | 0 | 0 | 0 | 0 | 0 | 0 | 12
NO |  | 127 | 2011 | 0 | 2 | 2 |  | 0168 BAKER | DON MARQUIS | 765 | 765 | AT | 26.41 | 0 | 1 | 954 ACSR | 1876001 | 8519081 | 10395082 | 0 | 0 | 0 | 0 | 0 | 0 | 0 | 0 | 0 | 0 | 0 | 0 | 0 | 0 | 0 | 0 | 0 | 0 | 0 | 0 | 12
NO |  | 127 | 2011 | 0 | 3 | 3 |  | 0168 BAKER | DON MARQUIS | 765 | 765 | ST | 10.32 | 0 | 1 | 954 ACSR | 0 | 0 | 0 | 0 | 0 | 0 | 0 | 0 | 0 | 0 | 0 | 0 | 0 | 0 | 0 | 0 | 0 | 0 | 0 | 0 | 0 | 0 | 0 | 12
NO |  | 127 | 2011 | 0 | 4 | 4 |  | 0171 KAMMER | DUMONT | 765 | 765 | AT | 100.19 | 0 | 1 | 954 ACSR | 9945335 | 45617869 | 55563204 | 0 | 0 | 0 | 0 | 0 | 0 | 0 | 0 | 0 | 0 | 0 | 0 | 0 | 0 | 0 | 0 | 0 | 0 | 0 | 0 | 12
NO |  | 127 | 2011 | 0 | 5 | 5 |  | 0171 KAMMER | DUMONT | 765 | 765 | ST | 126.14 | 0 | 1 | 954 ACSR | 0 | 0 | 0 | 0 | 0 | 0 | 0 | 0 | 0 | 0 | 0 | 0 | 0 | 0 | 0 | 0 | 0 | 0 | 0 | 0 | 0 | 0 | 0 | 12
NO |  | 127 | 2011 | 0 | 6 | 6 |  | 0194 AMOS | NORTH PROCTORVILLE | 765 | 765 | ST | 5.3 | 0 | 1 | 1351.5 AC | 204407 | 1793797 | 1998204 | 0 | 0 | 0 | 0 | 0 | 0 | 0 | 0 | 0 | 0 | 0 | 0 | 0 | 0 | 0 | 0 | 0 | 0 | 0 | 0 | 12
NO |  | 127 | 2011 | 0 | 7 | 7 |  | 0195 GAVIN | MARYSVILLE | 765 | 765 | ST | 124.4 | 0 | 1 | 1351.5 AC | 7373486 | 27976755 | 35350241 | 0 | 0 | 0 | 0 | 0 | 0 | 0 | 0 | 0 | 0 | 0 | 0 | 0 | 0 | 0 | 0 | 0 | 0 | 0 | 0 | 12
NO |  | 127 | 2011 | 0 | 8 | 8 |  | 0232 AMOS | GAVIN | 765 | 765 | ST | 0.49 | 0 | 1 | 1351.5 AC | 0 | 314184 | 314184 | 0 | 0 | 0 | 0 | 0 | 0 | 0 | 0 | 0 | 0 | 0 | 0 | 0 | 0 | 0 | 0 | 0 | 0 | 0 | 0 | 12
NO |  | 127 | 2011 | 0 | 9 | 9 |  | 0233 GAVIN | KAMMER | 765 | 765 | ST | 2.62 | 0 | 1 | 1351.5 AC | 494510 | 1222540 | 1717050 | 0 | 0 | 0 | 0 | 0 | 0 | 0 | 0 | 0 | 0 | 0 | 0 | 0 | 0 | 0 | 0 | 0 | 0 | 0 | 0 | 12
NO |  | 127 | 2011 | 0 | 10 | 10 |  | 0263 KAMMER | SOUTH CANTON | 765 | 765 | AT | 0.24 | 0 | 1 | 1351.5 AC | 9344715 | 45738311 | 55083026 | 0 | 0 | 0 | 0 | 0 | 0 | 0 | 0 | 0 | 0 | 0 | 0 | 0 | 0 | 0 | 0 | 0 | 0 | 0 | 0 | 12
NO |  | 127 | 2011 | 0 | 11 | 11 |  | 0263 KAMMER | SOUTH CANTON | 765 | 765 | ST | 78.44 | 0 | 1 | 1351.5 AC | 0 | 0 | 0 | 0 | 0 | 0 | 0 | 0 | 0 | 0 | 0 | 0 | 0 | 0 | 0 | 0 | 0 | 0 | 0 | 0 | 0 | 0 | 0 | 12
NO |  | 127 | 2011 | 0 | 12 | 12 |  | 0269 NORTH PROCTORVILLE | HANGING ROCK | 765 | 765 | ST | 25.99 | 0 | 1 | 1351.5 AC | 1462777 | 10652917 | 12115694 | 0 | 0 | 0 | 0 | 0 | 0 | 0 | 0 | 0 | 0 | 0 | 0 | 0 | 0 | 0 | 0 | 0 | 0 | 0 | 0 | 12
NO |  | 127 | 2011 | 0 | 13 | 13 |  | 0270 HANGING ROCK | JEFFERSON | 765 | 765 | ST | 6.14 | 0 | 1 | 1351.5 AC | 650192 | 3951199 | 4601391 | 0 | 0 | 0 | 0 | 0 | 0 | 0 | 0 | 0 | 0 | 0 | 0 | 0 | 0 | 0 | 0 | 0 | 0 | 0 | 0 | 12
NO |  | 127 | 2011 | 0 | 14 | 14 |  | 0047 SPORN | MUSKINGUM | 345 | 345 | ST | 46.52 | 0 | 1 | 1275 ACSR | 259060 | 6428495 | 6687555 | 0 | 0 | 0 | 0 | 0 | 0 | 0 | 0 | 0 | 0 | 0 | 0 | 0 | 0 | 0 | 0 | 0 | 0 | 0 | 0 | 12
NO |  | 127 | 2011 | 0 | 15 | 15 |  | 0048 MUSKINGUM | CENTRAL | 345 | 345 | ST | 28.1 | 0 | 1 | 2303 ACAR | 1255207 | 5754946 | 7010153 | 0 | 0 | 0 | 0 | 0 | 0 | 0 | 0 | 0 | 0 | 0 | 0 | 0 | 0 | 0 | 0 | 0 | 0 | 0 | 0 | 12
NO |  | 127 | 2011 | 0 | 16 | 16 |  | 0048 MUSKINGUM | CENTRAL | 345 | 345 | ST | 53.94 | 0 | 2 | 2303 ACAR | 0 | 0 | 0 | 0 | 0 | 0 | 0 | 0 | 0 | 0 | 0 | 0 | 0 | 0 | 0 | 0 | 0 | 0 | 0 | 0 | 0 | 0 | 0 | 12
NO |  | 127 | 2011 | 0 | 17 | 17 |  | 0052 CENTRAL | EAST LIMA | 345 | 345 | ST | 2.68 | 0 | 1 | 1275 ACSR | 737119 | 9126960 | 9864079 | 0 | 0 | 0 | 0 | 0 | 0 | 0 | 0 | 0 | 0 | 0 | 0 | 0 | 0 | 0 | 0 | 0 | 0 | 0 | 0 | 12
NO |  | 127 | 2011 | 0 | 18 | 18 |  | 0052 CENTRAL | EAST LIMA | 345 | 345 | ST | 71.36 | 0 | 2 | 2303 ACAR | 0 | 0 | 0 | 0 | 0 | 0 | 0 | 0 | 0 | 0 | 0 | 0 | 0 | 0 | 0 | 0 | 0 | 0 | 0 | 0 | 0 | 0 | 0 | 12
NO |  | 127 | 2011 | 0 | 19 | 19 |  | 0070 EAST LIMA | SORENSON | 345 | 345 | ST | 42.58 | 0 | 1 | 1275 ACSR | 429503 | 2371411 | 2800914 | 0 | 0 | 0 | 0 | 0 | 0 | 0 | 0 | 0 | 0 | 0 | 0 | 0 | 0 | 0 | 0 | 0 | 0 | 0 | 0 | 12
NO |  | 127 | 2011 | 0 | 20 | 20 |  | 0079 MUSKINGUM | TIDD | 345 | 345 | ST | 83.57 | 0 | 2 | 1414 ACSR | 1075707 | 7854986 | 8930693 | 0 | 0 | 0 | 0 | 0 | 0 | 0 | 0 | 0 | 0 | 0 | 0 | 0 | 0 | 0 | 0 | 0 | 0 | 0 | 0 | 12
NO |  | 127 | 2011 | 0 | 21 | 21 |  | 0088 KAMMER EXT. NO. 1 |  | 345 | 345 | ST | 0.2 | 0 | 1 | 1414 ACSR | 1104 | 15200 | 16304 | 0 | 0 | 0 | 0 | 0 | 0 | 0 | 0 | 0 | 0 | 0 | 0 | 0 | 0 | 0 | 0 | 0 | 0 | 0 | 0 | 12
NO |  | 127 | 2011 | 0 | 22 | 22 |  | 0088 KAMMER EXT. NO. 1 (WV) |  | 345 | 345 | ST | 0.38 | 0 | 1 | 1414 ACSR | 0 | 0 | 0 | 0 | 0 | 0 | 0 | 0 | 0 | 0 | 0 | 0 | 0 | 0 | 0 | 0 | 0 | 0 | 0 | 0 | 0 | 0 | 0 | 12
NO |  | 127 | 2011 | 0 | 23 | 23 |  | 0104 TIDD | CANTON CENTRAL | 345 | 345 | AT | 37.29 | 0 | 1 | 954 ACSR | 914992 | 4133839 | 5048831 | 0 | 0 | 0 | 0 | 0 | 0 | 0 | 0 | 0 | 0 | 0 | 0 | 0 | 0 | 0 | 0 | 0 | 0 | 0 | 0 | 12
NO |  | 127 | 2011 | 0 | 24 | 24 |  | 0104 TIDD | CANTON CENTRAL | 345 | 345 | ST | 14.21 | 0 | 1 | 954 ACSR | 0 | 0 | 0 | 0 | 0 | 0 | 0 | 0 | 0 | 0 | 0 | 0 | 0 | 0 | 0 | 0 | 0 | 0 | 0 | 0 | 0 | 0 | 0 | 12
NO |  | 127 | 2011 | 0 | 25 | 25 |  | 0106 CANTON CENTRAL | JUNIPER | 345 | 345 | AT | 4.06 | 0 | 1 | 954 ACSR | 234114 | 590726 | 824840 | 0 | 0 | 0 | 0 | 0 | 0 | 0 | 0 | 0 | 0 | 0 | 0 | 0 | 0 | 0 | 0 | 0 | 0 | 0 | 0 | 12
NO |  | 127 | 2011 | 0 | 26 | 26 |  | 0106 CANTON | JUNIPER | 345 | 345 | ST | 1.36 | 0 | 1 | 954 ACSR | 0 | 0 | 0 | 0 | 0 | 0 | 0 | 0 | 0 | 0 | 0 | 0 | 0 | 0 | 0 | 0 | 0 | 0 | 0 | 0 | 0 | 0 | 0 | 12
NO |  | 127 | 2011 | 0 | 27 | 27 |  | 0106 CANTON | JUNIPER | 345 | 345 | ST | 0.55 | 0 | 2 | 954 ACSR | 0 | 0 | 0 | 0 | 0 | 0 | 0 | 0 | 0 | 0 | 0 | 0 | 0 | 0 | 0 | 0 | 0 | 0 | 0 | 0 | 0 | 0 | 0 | 12
NO |  | 127 | 2011 | 0 | 28 | 28 |  | 0119 MUSKINGUM | OHIO CENTRAL | 345 | 345 | AT | 30.75 | 0 | 1 | 1414 ACSR | 442149 | 2316001 | 2758150 | 0 | 0 | 0 | 0 | 0 | 0 | 0 | 0 | 0 | 0 | 0 | 0 | 0 | 0 | 0 | 0 | 0 | 0 | 0 | 0 | 12
NO |  | 127 | 2011 | 0 | 29 | 29 |  | 0119 MUSKINGUM | OHIO CENTRAL | 345 | 345 | ST | 12.51 | 0 | 1 | 954 ACSR | 0 | 0 | 0 | 0 | 0 | 0 | 0 | 0 | 0 | 0 | 0 | 0 | 0 | 0 | 0 | 0 | 0 | 0 | 0 | 0 | 0 | 0 | 0 | 12
NO |  | 127 | 2011 | 0 | 30 | 30 |  | 0142 KAMMER EXT. NO. 2 |  | 345 | 345 | ST | 0.15 | 0 | 1 | 1414 ACSR | 518 | 30806 | 31324 | 0 | 0 | 0 | 0 | 0 | 0 | 0 | 0 | 0 | 0 | 0 | 0 | 0 | 0 | 0 | 0 | 0 | 0 | 0 | 0 | 12
NO |  | 127 | 2011 | 0 | 31 | 31 |  | 0142 KAMMER EXT. NO. 2 (WV) |  | 345 | 345 | ST | 0.3 | 0 | 1 | 1414 ACSR | 0 | 0 | 0 | 0 | 0 | 0 | 0 | 0 | 0 | 0 | 0 | 0 | 0 | 0 | 0 | 0 | 0 | 0 | 0 | 0 | 0 | 0 | 0 | 12
NO |  | 127 | 2011 | 0 | 32 | 32 |  | 0161 OHIO CENTRAL | FOSTORIA CENTRAL | 345 | 345 | AT | 100.53 | 0 | 1 | 954 ACSR | 1678273 | 10446762 | 12125035 | 0 | 0 | 0 | 0 | 0 | 0 | 0 | 0 | 0 | 0 | 0 | 0 | 0 | 0 | 0 | 0 | 0 | 0 | 0 | 0 | 12
NO |  | 127 | 2011 | 0 | 33 | 33 |  | 0161 OHIO CENTRAL | FOSTORIA CENTRAL | 345 | 345 | ST | 5.99 | 0 | 1 | 954 ACSR | 0 | 0 | 0 | 0 | 0 | 0 | 0 | 0 | 0 | 0 | 0 | 0 | 0 | 0 | 0 | 0 | 0 | 0 | 0 | 0 | 0 | 0 | 0 | 12
NO |  | 127 | 2011 | 0 | 34 | 34 |  | 0162 FOSTORIA CENTRAL | EAST LIMA | 345 | 345 | AT | 34.47 | 0 | 1 | 954 ACSR | 1073666 | 3408432 | 4482098 | 0 | 0 | 0 | 0 | 0 | 0 | 0 | 0 | 0 | 0 | 0 | 0 | 0 | 0 | 0 | 0 | 0 | 0 | 0 | 0 | 12
NO |  | 127 | 2011 | 0 | 35 | 35 |  | 0162 FOSTORIA CENTRAL | EAST LIMA | 345 | 345 | ST | 5.35 | 0 | 1 | 954 ACSR | 0 | 0 | 0 | 0 | 0 | 0 | 0 | 0 | 0 | 0 | 0 | 0 | 0 | 0 | 0 | 0 | 0 | 0 | 0 | 0 | 0 | 0 | 0 | 12
NO |  | 127 | 2011 | 1 | 1 | 1 |  | 0163 FOSTORIA CENTRAL | PEMBERVILLE | 345 | 345 | ST | 19.29 | 0 | 2 | 954 ACSR | 418163 | 3316084 | 3734247 | 0 | 0 | 0 | 0 | 0 | 0 | 0 | 0 | 0 | 0 | 0 | 0 | 0 | 0 | 0 | 0 | 0 | 0 | 0 | 0 | 12
NO |  | 127 | 2011 | 1 | 2 | 2 |  | 0166 SOUTH CANTON | SAMMIS | 345 | 345 | ST | 0.74 | 0 | 1 | 954 ACSR | 15472 | 471939 | 487411 | 0 | 0 | 0 | 0 | 0 | 0 | 0 | 0 | 0 | 0 | 0 | 0 | 0 | 0 | 0 | 0 | 0 | 0 | 0 | 0 | 12
NO |  | 127 | 2011 | 1 | 3 | 3 |  | 0167 SOUTH CANTON | STAR | 345 | 345 | ST | 0.69 | 0 | 1 | 954 ACSR | 20410 | 182467 | 202877 | 0 | 0 | 0 | 0 | 0 | 0 | 0 | 0 | 0 | 0 | 0 | 0 | 0 | 0 | 0 | 0 | 0 | 0 | 0 | 0 | 12
NO |  | 127 | 2011 | 1 | 4 | 4 |  | 0172 SOUTHWEST LIMA EXTEN |  | 345 | 345 | ST | 14.68 | 0 | 2 | 1414 ACSR | 513253 | 2311352 | 2824605 | 0 | 0 | 0 | 0 | 0 | 0 | 0 | 0 | 0 | 0 | 0 | 0 | 0 | 0 | 0 | 0 | 0 | 0 | 0 | 0 | 12
NO |  | 127 | 2011 | 1 | 5 | 5 |  | 0173 SOUTHWEST LIMA | MIAMI | 345 | 345 | AT | 18.04 | 0 | 1 | 954 ACSR | 443997 | 1523295 | 1967292 | 0 | 0 | 0 | 0 | 0 | 0 | 0 | 0 | 0 | 0 | 0 | 0 | 0 | 0 | 0 | 0 | 0 | 0 | 0 | 0 | 12
NO |  | 127 | 2011 | 1 | 6 | 6 |  | 0173 SOUTHWEST LIMA | MIAMI | 345 | 345 | ST | 0.97 | 0 | 1 | 954 ACSR | 0 | 0 | 0 | 0 | 0 | 0 | 0 | 0 | 0 | 0 | 0 | 0 | 0 | 0 | 0 | 0 | 0 | 0 | 0 | 0 | 0 | 0 | 0 | 12
NO |  | 127 | 2011 | 1 | 7 | 7 |  | 0208 TIDD | COLIER | 345 | 345 | ST | 0.31 | 0 | 2 | 954 ACSR | 999 | 225879 | 226878 | 0 | 0 | 0 | 0 | 0 | 0 | 0 | 0 | 0 | 0 | 0 | 0 | 0 | 0 | 0 | 0 | 0 | 0 | 0 | 0 | 12
NO |  | 127 | 2011 | 1 | 8 | 8 |  | 0248 MARYSVILLE EXT NO |  | 345 | 345 | ST | 4.22 | 0 | 2 | 1275 ACSR | 108893 | 1111112 | 1220005 | 0 | 0 | 0 | 0 | 0 | 0 | 0 | 0 | 0 | 0 | 0 | 0 | 0 | 0 | 0 | 0 | 0 | 0 | 0 | 0 | 12
NO |  | 127 | 2011 | 1 | 9 | 9 |  | 0249 MARYSVILLE EXT NO |  | 345 | 345 | ST | 4.84 | 0 | 2 | 2303 ACAR | 186006 | 998934 | 1184940 | 0 | 0 | 0 | 0 | 0 | 0 | 0 | 0 | 0 | 0 | 0 | 0 | 0 | 0 | 0 | 0 | 0 | 0 | 0 | 0 | 12
NO |  | 127 | 2011 | 1 | 10 | 10 |  | 0279 SOUTH CANTON | CANTON CENTRAL | 345 | 345 | ST | 8.16 | 0 | 2 | 954 ACSR | 512626 | 4308481 | 4821107 | 0 | 0 | 0 | 0 | 0 | 0 | 0 | 0 | 0 | 0 | 0 | 0 | 0 | 0 | 0 | 0 | 0 | 0 | 0 | 0 | 12
NO |  | 127 | 2011 | 1 | 11 | 11 |  | 0365 WATERFORD EXTENSION | MUSKINGUM-SPORN | 345 | 345 | ST | 0.98 | 0 | 0 | 954 ACSR | 0 | 13499 | 13499 | 0 | 0 | 0 | 0 | 0 | 0 | 0 | 0 | 0 | 0 | 0 | 0 | 0 | 0 | 0 | 0 | 0 | 0 | 0 | 0 | 12
NO |  | 127 | 2011 | 1 | 12 | 12 |  | 0366 BEVERLY EXTENSION |  | 345 | 345 | ST | 0.1 | 0 | 0 |  | 0 | 0 | 0 | 0 | 0 | 0 | 0 | 0 | 0 | 0 | 0 | 0 | 0 | 0 | 0 | 0 | 0 | 0 | 0 | 0 | 0 | 0 | 0 | 12
NO |  | 127 | 2011 | 1 | 13 | 13 |  | 0001 LIMA | FT WAYNE | 138 | 138 | WP | 0.1 | 0 | 2 | 397.5 ACS | 121902 | 772381 | 894283 | 0 | 0 | 0 | 0 | 0 | 0 | 0 | 0 | 0 | 0 | 0 | 0 | 0 | 0 | 0 | 0 | 0 | 0 | 0 | 0 | 12
NO |  | 127 | 2011 | 1 | 14 | 14 |  | 0001 LIMA | FT WAYNE | 138 | 138 | ST | 43.58 | 0 | 2 | 397.5 ACS | 0 | 0 | 0 | 0 | 0 | 0 | 0 | 0 | 0 | 0 | 0 | 0 | 0 | 0 | 0 | 0 | 0 | 0 | 0 | 0 | 0 | 0 | 0 | 12
NO |  | 127 | 2011 | 1 | 15 | 15 |  | 0004 HOWARD | ASHLAND | 138 | 138 | ST | 6.15 | 0 | 1 | 397.5 ACS | 20508 | 79591 | 100099 | 0 | 0 | 0 | 0 | 0 | 0 | 0 | 0 | 0 | 0 | 0 | 0 | 0 | 0 | 0 | 0 | 0 | 0 | 0 | 0 | 12
NO |  | 127 | 2011 | 1 | 16 | 16 |  | 0004 HOWARD | ASHLAND | 138 | 138 | ST | 1.84 | 0 | 2 | 397.5 ACS | 0 | 0 | 0 | 0 | 0 | 0 | 0 | 0 | 0 | 0 | 0 | 0 | 0 | 0 | 0 | 0 | 0 | 0 | 0 | 0 | 0 | 0 | 0 | 12
NO |  | 127 | 2011 | 1 | 17 | 17 |  | 0005 WINDSOR | CANTON | 138 | 138 | ST | 54.39 | 0 | 1 | 556.5 ACS | 382811 | 1704835 | 2087646 | 0 | 0 | 0 | 0 | 0 | 0 | 0 | 0 | 0 | 0 | 0 | 0 | 0 | 0 | 0 | 0 | 0 | 0 | 0 | 0 | 12
NO |  | 127 | 2011 | 1 | 18 | 18 |  | 0005 WINDSOR | CANTON | 138 | 138 | WP | 0.08 | 0 | 1 | 636 ACSR | 0 | 0 | 0 | 0 | 0 | 0 | 0 | 0 | 0 | 0 | 0 | 0 | 0 | 0 | 0 | 0 | 0 | 0 | 0 | 0 | 0 | 0 | 0 | 12
NO |  | 127 | 2011 | 1 | 19 | 19 |  | 0006 WINDSOR | CANTON (WV) | 138 | 138 | ST | 0.32 | 0 | 1 | 556.5 ACS | 6308 | 7773 | 14081 | 0 | 0 | 0 | 0 | 0 | 0 | 0 | 0 | 0 | 0 | 0 | 0 | 0 | 0 | 0 | 0 | 0 | 0 | 0 | 0 | 12
NO |  | 127 | 2011 | 1 | 20 | 20 |  | 0007 PHILO | HOWARD | 138 | 138 | WP | 0.05 | 0 | 2 | 556.5 ACS | 305134 | 1789420 | 2094554 | 0 | 0 | 0 | 0 | 0 | 0 | 0 | 0 | 0 | 0 | 0 | 0 | 0 | 0 | 0 | 0 | 0 | 0 | 0 | 0 | 12
NO |  | 127 | 2011 | 1 | 21 | 21 |  | 0007 PHILO | HOWARD | 138 | 138 | ST | 80.73 | 0 | 2 | 556.5 ACS | 0 | 0 | 0 | 0 | 0 | 0 | 0 | 0 | 0 | 0 | 0 | 0 | 0 | 0 | 0 | 0 | 0 | 0 | 0 | 0 | 0 | 0 | 0 | 12
NO |  | 127 | 2011 | 1 | 22 | 22 |  | 0010 FOSTORIA | PEMBERVILLE | 138 | 138 | ST | 18.49 | 0 | 2 | 336.4 ACS | 59421 | 336284 | 395705 | 0 | 0 | 0 | 0 | 0 | 0 | 0 | 0 | 0 | 0 | 0 | 0 | 0 | 0 | 0 | 0 | 0 | 0 | 0 | 0 | 12
NO |  | 127 | 2011 | 1 | 23 | 23 |  | 0010 FOSTORIA | PEMBERVILLE | 138 | 138 | ST | 0.06 | 0 | 1 | 477 ACSR | 0 | 0 | 0 | 0 | 0 | 0 | 0 | 0 | 0 | 0 | 0 | 0 | 0 | 0 | 0 | 0 | 0 | 0 | 0 | 0 | 0 | 0 | 0 | 12
NO |  | 127 | 2011 | 1 | 24 | 24 |  | 0010 FOSTORIA | PEMBERVILLE | 138 | 138 | WP | 0 | 0 | 1 | 556.5 ACS | 0 | 0 | 0 | 0 | 0 | 0 | 0 | 0 | 0 | 0 | 0 | 0 | 0 | 0 | 0 | 0 | 0 | 0 | 0 | 0 | 0 | 0 | 0 | 12
NO |  | 127 | 2011 | 1 | 25 | 25 |  | 0011 PHILO | RUTLAND | 138 | 138 | ST | 65.7 | 0 | 2 | 397.5 ACS | 138617 | 1566455 | 1705072 | 0 | 0 | 0 | 0 | 0 | 0 | 0 | 0 | 0 | 0 | 0 | 0 | 0 | 0 | 0 | 0 | 0 | 0 | 0 | 0 | 12
NO |  | 127 | 2011 | 1 | 26 | 26 |  | 0016 SOUTH POINT | TURNER | 138 | 138 | ST | 0.48 | 0 | 2 | 397.5 ACS | 2514 | 19200 | 21714 | 0 | 0 | 0 | 0 | 0 | 0 | 0 | 0 | 0 | 0 | 0 | 0 | 0 | 0 | 0 | 0 | 0 | 0 | 0 | 0 | 12
NO |  | 127 | 2011 | 1 | 27 | 27 |  | 0018 PHILO | TORREY | 138 | 138 | ST | 70.73 | 0 | 1 | 1033.5 AC | 0 | 0 | 0 | 0 | 0 | 0 | 0 | 0 | 0 | 0 | 0 | 0 | 0 | 0 | 0 | 0 | 0 | 0 | 0 | 0 | 0 | 0 | 0 | 12
NO |  | 127 | 2011 | 1 | 28 | 28 |  | 0019 CROOKSVILLE | WEST LANCASTER | 138 | 138 | ST | 30.7 | 0 | 2 | 397.5 ACS | 63306 | 511378 | 574684 | 0 | 0 | 0 | 0 | 0 | 0 | 0 | 0 | 0 | 0 | 0 | 0 | 0 | 0 | 0 | 0 | 0 | 0 | 0 | 0 | 12
NO |  | 127 | 2011 | 1 | 29 | 29 |  | 0020 PHILO | CANTON | 138 | 138 | ST | 74.04 | 0 | 1 | 1033.5 AC | 0 | -2697 | -2697 | 0 | 0 | 0 | 0 | 0 | 0 | 0 | 0 | 0 | 0 | 0 | 0 | 0 | 0 | 0 | 0 | 0 | 0 | 0 | 0 | 12
NO |  | 127 | 2011 | 1 | 30 | 30 |  | 0025 TIDD | WAGENHALS | 138 | 138 | ST | 53.45 | 0 | 1 | 1033.5 AC | 214121 | 1224049 | 1438170 | 0 | 0 | 0 | 0 | 0 | 0 | 0 | 0 | 0 | 0 | 0 | 0 | 0 | 0 | 0 | 0 | 0 | 0 | 0 | 0 | 12
NO |  | 127 | 2011 | 1 | 31 | 31 |  | 0028 PORTSMOUTH | TRENTON NO. 2 | 138 | 138 | WP | 67.7 | 0 | 1 | 477 ACSR | 259966 | 1817353 | 2077319 | 0 | 0 | 0 | 0 | 0 | 0 | 0 | 0 | 0 | 0 | 0 | 0 | 0 | 0 | 0 | 0 | 0 | 0 | 0 | 0 | 12
NO |  | 127 | 2011 | 1 | 32 | 32 |  | 0028 PORTSMOUTH | TRENTON NO. 2 | 138 | 138 | ST | 0.24 | 0 | 1 | 477 ACSR | 0 | 0 | 0 | 0 | 0 | 0 | 0 | 0 | 0 | 0 | 0 | 0 | 0 | 0 | 0 | 0 | 0 | 0 | 0 | 0 | 0 | 0 | 0 | 12
NO |  | 127 | 2011 | 1 | 33 | 33 |  | 0028 PORTSMOUTH | TRENTON NO. 2 | 138 | 138 | ST | 0.45 | 0 | 2 | 6X477 ACS | 0 | 0 | 0 | 0 | 0 | 0 | 0 | 0 | 0 | 0 | 0 | 0 | 0 | 0 | 0 | 0 | 0 | 0 | 0 | 0 | 0 | 0 | 0 | 12
NO |  | 127 | 2011 | 1 | 34 | 34 |  | 0032 TRENTON | MUNCIE | 138 | 138 | ST | 24.62 | 0 | 1 | 397.5 ACS | 4691 | 2279 | 6970 | 0 | 0 | 0 | 0 | 0 | 0 | 0 | 0 | 0 | 0 | 0 | 0 | 0 | 0 | 0 | 0 | 0 | 0 | 0 | 0 | 12
NO |  | 127 | 2011 | 1 | 35 | 35 |  | 0033 RUTLAND | SPORN | 138 | 138 | ST | 4.81 | 0 | 2 | 397.5 ACS | 10001 | 125971 | 135972 | 0 | 0 | 0 | 0 | 0 | 0 | 0 | 0 | 0 | 0 | 0 | 0 | 0 | 0 | 0 | 0 | 0 | 0 | 0 | 0 | 12
NO |  | 127 | 2011 | 2 | 1 | 1 |  | 0034 SPORN | SOUTH POINT | 138 | 138 | ST | 9.22 | 0 | 1 | 397.5 ACS | 152649 | 1204599 | 1357248 | 0 | 0 | 0 | 0 | 0 | 0 | 0 | 0 | 0 | 0 | 0 | 0 | 0 | 0 | 0 | 0 | 0 | 0 | 0 | 0 | 12
NO |  | 127 | 2011 | 2 | 2 | 2 |  | 0034 SPORN | SOUTH POINT | 138 | 138 | ST | 40.41 | 0 | 2 | 397.5 ACS | 0 | 0 | 0 | 0 | 0 | 0 | 0 | 0 | 0 | 0 | 0 | 0 | 0 | 0 | 0 | 0 | 0 | 0 | 0 | 0 | 0 | 0 | 0 | 12
NO |  | 127 | 2011 | 2 | 3 | 3 |  | 0036 SPORN | PORTSMOUTH | 138 | 138 | ST | 0.05 | 0 | 1 | 477 ACSR | 292599 | 1502481 | 1795080 | 0 | 0 | 0 | 0 | 0 | 0 | 0 | 0 | 0 | 0 | 0 | 0 | 0 | 0 | 0 | 0 | 0 | 0 | 0 | 0 | 12
NO |  | 127 | 2011 | 2 | 4 | 4 |  | 0036 SPORN | PORTSMOUTH | 138 | 138 | ST | 48.76 | 0 | 2 | 477 ACSR | 0 | 0 | 0 | 0 | 0 | 0 | 0 | 0 | 0 | 0 | 0 | 0 | 0 | 0 | 0 | 0 | 0 | 0 | 0 | 0 | 0 | 0 | 0 | 12
NO |  | 127 | 2011 | 2 | 5 | 5 |  | 0037 HILLSBORO | MAYSVILLE | 138 | 138 | WP | 33.55 | 0 | 1 | 477 ACSR | 106703 | 778525 | 885228 | 0 | 0 | 0 | 0 | 0 | 0 | 0 | 0 | 0 | 0 | 0 | 0 | 0 | 0 | 0 | 0 | 0 | 0 | 0 | 0 | 12
NO |  | 127 | 2011 | 2 | 6 | 6 |  | 0038 CROOKSVILLE | NORTH NEWARK | 138 | 138 | WP | 30.67 | 0 | 1 | 397.5 ACS | 101265 | 742388 | 843653 | 0 | 0 | 0 | 0 | 0 | 0 | 0 | 0 | 0 | 0 | 0 | 0 | 0 | 0 | 0 | 0 | 0 | 0 | 0 | 0 | 12
NO |  | 127 | 2011 | 2 | 7 | 7 |  | 0038 CROOKSVILLE | NORTH NEWARK | 138 | 138 | ST | 0.58 | 0 | 2 | 397.5 ACS | 0 | 0 | 0 | 0 | 0 | 0 | 0 | 0 | 0 | 0 | 0 | 0 | 0 | 0 | 0 | 0 | 0 | 0 | 0 | 0 | 0 | 0 | 0 | 12
NO |  | 127 | 2011 | 2 | 8 | 8 |  | 0039 WEST LANCASTER | SOUTH BALTIMORE | 138 | 138 | WP | 9.82 | 0 | 1 | 397.5 ACS | 69643 | 325534 | 395177 | 0 | 0 | 0 | 0 | 0 | 0 | 0 | 0 | 0 | 0 | 0 | 0 | 0 | 0 | 0 | 0 | 0 | 0 | 0 | 0 | 12
NO |  | 127 | 2011 | 2 | 9 | 9 |  | 0041 NORTH NEWARK | WEST MT. VERNON | 138 | 138 | WP | 20.28 | 0 | 1 | 477 ACSR | 84396 | 568108 | 652504 | 0 | 0 | 0 | 0 | 0 | 0 | 0 | 0 | 0 | 0 | 0 | 0 | 0 | 0 | 0 | 0 | 0 | 0 | 0 | 0 | 12
NO |  | 127 | 2011 | 2 | 10 | 10 |  | 0041 NORTH NEWARK | WEST MT. VERNON | 138 | 138 | ST | 1.48 | 0 | 2 | 477 ACSR | 0 | 0 | 0 | 0 | 0 | 0 | 0 | 0 | 0 | 0 | 0 | 0 | 0 | 0 | 0 | 0 | 0 | 0 | 0 | 0 | 0 | 0 | 0 | 12
NO |  | 127 | 2011 | 2 | 11 | 11 |  | 0042 SOUTH BALTIMORE | NORTH NEWARK | 138 | 138 | WP | 21.04 | 0 | 1 | 397.5 ACS | 119954 | 651775 | 771729 | 0 | 0 | 0 | 0 | 0 | 0 | 0 | 0 | 0 | 0 | 0 | 0 | 0 | 0 | 0 | 0 | 0 | 0 | 0 | 0 | 12
NO |  | 127 | 2011 | 2 | 12 | 12 |  | 0042 SOUTH BALTIMORE | NORTH NEWARK | 138 | 138 | ST | 0.05 | 0 | 1 | 397.5 ACS | 0 | 0 | 0 | 0 | 0 | 0 | 0 | 0 | 0 | 0 | 0 | 0 | 0 | 0 | 0 | 0 | 0 | 0 | 0 | 0 | 0 | 0 | 0 | 12
NO |  | 127 | 2011 | 2 | 13 | 13 |  | 0042 SOUTH BALTIMORE | NORTH NEWARK | 138 | 138 | ST | 0.08 | 0 | 2 | 795 ACSR | 0 | 0 | 0 | 0 | 0 | 0 | 0 | 0 | 0 | 0 | 0 | 0 | 0 | 0 | 0 | 0 | 0 | 0 | 0 | 0 | 0 | 0 | 0 | 12
NO |  | 127 | 2011 | 2 | 14 | 14 |  | 0043 BELLEFONTE EXT. |  | 138 | 138 | ST | 2.8 | 0 | 2 | 397.5 ACS | 31776 | 214368 | 246144 | 0 | 0 | 0 | 0 | 0 | 0 | 0 | 0 | 0 | 0 | 0 | 0 | 0 | 0 | 0 | 0 | 0 | 0 | 0 | 0 | 12
NO |  | 127 | 2011 | 2 | 15 | 15 |  | 0044 SUMMERFIELD | NATRIUM | 138 | 138 | ST | 27.07 | 0 | 2 | 556.5 ACS | 157804 | 855468 | 1013272 | 0 | 0 | 0 | 0 | 0 | 0 | 0 | 0 | 0 | 0 | 0 | 0 | 0 | 0 | 0 | 0 | 0 | 0 | 0 | 0 | 12
NO |  | 127 | 2011 | 2 | 16 | 16 |  | 0045 PHILO | MUSKINGUM | 138 | 138 | ST | 23.16 | 0 | 2 | 636 ACSR | 151470 | 744025 | 895495 | 0 | 0 | 0 | 0 | 0 | 0 | 0 | 0 | 0 | 0 | 0 | 0 | 0 | 0 | 0 | 0 | 0 | 0 | 0 | 0 | 12
NO |  | 127 | 2011 | 2 | 17 | 17 |  | 0046 MUSKINGUM | SUMMERFIELD | 138 | 138 | ST | 25.31 | 0 | 2 | 556.5 ACS | 124221 | 790550 | 914771 | 0 | 0 | 0 | 0 | 0 | 0 | 0 | 0 | 0 | 0 | 0 | 0 | 0 | 0 | 0 | 0 | 0 | 0 | 0 | 0 | 12
NO |  | 127 | 2011 | 2 | 18 | 18 |  | 0049 FOSTORIA | EAST LIMA | 138 | 138 | WP | 0.06 | 0 | 1 | 397.5 ACS | 157978 | 1302423 | 1460401 | 0 | 0 | 0 | 0 | 0 | 0 | 0 | 0 | 0 | 0 | 0 | 0 | 0 | 0 | 0 | 0 | 0 | 0 | 0 | 0 | 12
NO |  | 127 | 2011 | 2 | 19 | 19 |  | 0049 FOSTORIA | EAST LIMA | 138 | 138 | ST | 40.77 | 0 | 2 | 397.5 ACS | 0 | 0 | 0 | 0 | 0 | 0 | 0 | 0 | 0 | 0 | 0 | 0 | 0 | 0 | 0 | 0 | 0 | 0 | 0 | 0 | 0 | 0 | 0 | 12
NO |  | 127 | 2011 | 2 | 20 | 20 |  | 0050 EAST LIMA | LIMA | 138 | 138 | ST | 4.43 | 0 | 2 | 397.5 ACS | 0 | 0 | 0 | 0 | 0 | 0 | 0 | 0 | 0 | 0 | 0 | 0 | 0 | 0 | 0 | 0 | 0 | 0 | 0 | 0 | 0 | 0 | 0 | 12
NO |  | 127 | 2011 | 2 | 21 | 21 |  | 0055 TORREY | WOOSTER | 138 | 138 | WP | 28.69 | 0 | 1 | 556.5 ACS | 218662 | 902724 | 1121386 | 0 | 0 | 0 | 0 | 0 | 0 | 0 | 0 | 0 | 0 | 0 | 0 | 0 | 0 | 0 | 0 | 0 | 0 | 0 | 0 | 12
NO |  | 127 | 2011 | 2 | 22 | 22 |  | 0056 WEST MT. VERNON | SOUTH KENTON | 138 | 138 | WP | 59.06 | 0 | 1 | 477 ACSR | 405614 | 2825928 | 3231542 | 0 | 0 | 0 | 0 | 0 | 0 | 0 | 0 | 0 | 0 | 0 | 0 | 0 | 0 | 0 | 0 | 0 | 0 | 0 | 0 | 12
NO |  | 127 | 2011 | 2 | 23 | 23 |  | 0057 SOUTH KENTON | STERLING | 138 | 138 | CP | 0 | 0 | 1 | 336.4 ACS | 121468 | 1466244 | 1587712 | 0 | 0 | 0 | 0 | 0 | 0 | 0 | 0 | 0 | 0 | 0 | 0 | 0 | 0 | 0 | 0 | 0 | 0 | 0 | 0 | 12
NO |  | 127 | 2011 | 2 | 24 | 24 |  | 0057 SOUTH KENTON | STERLING | 138 | 138 | WP | 28.4 | 0 | 1 | 477 ACSR | 0 | 0 | 0 | 0 | 0 | 0 | 0 | 0 | 0 | 0 | 0 | 0 | 0 | 0 | 0 | 0 | 0 | 0 | 0 | 0 | 0 | 0 | 0 | 12
NO |  | 127 | 2011 | 2 | 25 | 25 |  | 0058 SOUTH POINT | PORTSMOUTH | 138 | 138 | ST | 0.04 | 0 | 1 | 397.5 ACS | 96813 | 1050455 | 1147268 | 0 | 0 | 0 | 0 | 0 | 0 | 0 | 0 | 0 | 0 | 0 | 0 | 0 | 0 | 0 | 0 | 0 | 0 | 0 | 0 | 12
NO |  | 127 | 2011 | 2 | 26 | 26 |  | 0058 SOUTH POINT | PORTSMOUTH | 138 | 138 | ST | 34.57 | 0 | 2 | 397.5 ACS | 0 | 0 | 0 | 0 | 0 | 0 | 0 | 0 | 0 | 0 | 0 | 0 | 0 | 0 | 0 | 0 | 0 | 0 | 0 | 0 | 0 | 0 | 0 | 12
NO |  | 127 | 2011 | 2 | 27 | 27 |  | 0059 PHILO | CROOKSVILLE | 138 | 138 | ST | 15.37 | 0 | 2 | 336.4 ACS | 58078 | 325659 | 383737 | 0 | 0 | 0 | 0 | 0 | 0 | 0 | 0 | 0 | 0 | 0 | 0 | 0 | 0 | 0 | 0 | 0 | 0 | 0 | 0 | 12
NO |  | 127 | 2011 | 2 | 28 | 28 |  | 0060 LIMA | STERLING | 138 | 138 | WP | 5.96 | 0 | 1 | 4/0 CU. | 32604 | 626511 | 659115 | 0 | 0 | 0 | 0 | 0 | 0 | 0 | 0 | 0 | 0 | 0 | 0 | 0 | 0 | 0 | 0 | 0 | 0 | 0 | 0 | 12
NO |  | 127 | 2011 | 2 | 29 | 29 |  | 0061 EAST LIMA | WEST LIMA | 138 | 138 | WP | 0.15 | 0 | 2 | 556.5 ACS | 288848 | 859500 | 1148348 | 0 | 0 | 0 | 0 | 0 | 0 | 0 | 0 | 0 | 0 | 0 | 0 | 0 | 0 | 0 | 0 | 0 | 0 | 0 | 0 | 12
NO |  | 127 | 2011 | 2 | 30 | 30 |  | 0061 EAST LIMA | WEST LIMA | 138 | 138 | ST | 11.19 | 0 | 2 | 556.5 ACS | 0 | 0 | 0 | 0 | 0 | 0 | 0 | 0 | 0 | 0 | 0 | 0 | 0 | 0 | 0 | 0 | 0 | 0 | 0 | 0 | 0 | 0 | 0 | 12
NO |  | 127 | 2011 | 2 | 31 | 31 |  | 0061 EAST LIMA | WEST LIMA | 138 | 138 | ST | 1.05 | 0 | 3 | 556.5 ACS | 0 | 0 | 0 | 0 | 0 | 0 | 0 | 0 | 0 | 0 | 0 | 0 | 0 | 0 | 0 | 0 | 0 | 0 | 0 | 0 | 0 | 0 | 0 | 12
NO |  | 127 | 2011 | 2 | 32 | 32 |  | 0063 TORREY | MASSILLON | 138 | 138 | ST | 0.29 | 0 | 2 | 1033.5 AC | 0 | 32552 | 32552 | 0 | 0 | 0 | 0 | 0 | 0 | 0 | 0 | 0 | 0 | 0 | 0 | 0 | 0 | 0 | 0 | 0 | 0 | 0 | 0 | 12
NO |  | 127 | 2011 | 2 | 33 | 33 |  | 0066 WAGENHALS | WEST CANTON | 138 | 138 | ST | 9.16 | 0 | 1 | 556.5 ACS | 337756 | 451387 | 789143 | 0 | 0 | 0 | 0 | 0 | 0 | 0 | 0 | 0 | 0 | 0 | 0 | 0 | 0 | 0 | 0 | 0 | 0 | 0 | 0 | 12
NO |  | 127 | 2011 | 2 | 34 | 34 |  | 0066 WAGENHALS | WEST CANTON | 138 | 138 | ST | 0.85 | 0 | 2 | 795 ACSR | 0 | 0 | 0 | 0 | 0 | 0 | 0 | 0 | 0 | 0 | 0 | 0 | 0 | 0 | 0 | 0 | 0 | 0 | 0 | 0 | 0 | 0 | 0 | 12
NO |  | 127 | 2011 | 2 | 35 | 35 |  | 0067 TORREY | AKRON | 138 | 138 | ST | 0.28 | 0 | 1 | 556.5 ACS | 0 | 130650 | 130650 | 0 | 0 | 0 | 0 | 0 | 0 | 0 | 0 | 0 | 0 | 0 | 0 | 0 | 0 | 0 | 0 | 0 | 0 | 0 | 0 | 12
NO |  | 127 | 2011 | 3 | 1 | 1 |  | 0069 TIDD | SOUTH CADIZ | 138 | 138 | WP | 16.59 | 0 | 1 | 477 ACSR | 96329 | 412036 | 508365 | 0 | 0 | 0 | 0 | 0 | 0 | 0 | 0 | 0 | 0 | 0 | 0 | 0 | 0 | 0 | 0 | 0 | 0 | 0 | 0 | 12
NO |  | 127 | 2011 | 3 | 2 | 2 |  | 0071 AKRON | CANTON | 138 | 138 | ST | 3.75 | 0 | 1 | 200 CU | 403916 | 3019209 | 3423125 | 0 | 0 | 0 | 0 | 0 | 0 | 0 | 0 | 0 | 0 | 0 | 0 | 0 | 0 | 0 | 0 | 0 | 0 | 0 | 0 | 12
NO |  | 127 | 2011 | 3 | 3 | 3 |  | 0072 TIDD | WEIRTON NO. 2 | 138 | 138 | WP | 6.21 | 0 | 1 | 556.5 ACS | 116789 | 139041 | 255830 | 0 | 0 | 0 | 0 | 0 | 0 | 0 | 0 | 0 | 0 | 0 | 0 | 0 | 0 | 0 | 0 | 0 | 0 | 0 | 0 | 12
NO |  | 127 | 2011 | 3 | 4 | 4 |  | 0072 TIDD | WEIRTON NO. 2 | 138 | 138 | ST | 0.05 | 0 | 1 | 556.5 ACS | 0 | 0 | 0 | 0 | 0 | 0 | 0 | 0 | 0 | 0 | 0 | 0 | 0 | 0 | 0 | 0 | 0 | 0 | 0 | 0 | 0 | 0 | 0 | 12
NO |  | 127 | 2011 | 3 | 5 | 5 |  | 0073 WEIRTON | SOUTH TORONTO | 69 | 138 | ST | 0.48 | 0 | 2 | 219.9 ACS | 36985 | 69595 | 106580 | 0 | 0 | 0 | 0 | 0 | 0 | 0 | 0 | 0 | 0 | 0 | 0 | 0 | 0 | 0 | 0 | 0 | 0 | 0 | 0 | 12
NO |  | 127 | 2011 | 3 | 6 | 6 |  | 0073 WEIRTON | SOUTH TORONTO | 138 | 138 | ST | 0.14 | 0 | 1 | 556.5 ACS | 0 | 0 | 0 | 0 | 0 | 0 | 0 | 0 | 0 | 0 | 0 | 0 | 0 | 0 | 0 | 0 | 0 | 0 | 0 | 0 | 0 | 0 | 0 | 12
NO |  | 127 | 2011 | 3 | 7 | 7 |  | 0075 SPORN | KAISER NO. 1 | 138 | 138 | ST | 4.25 | 0 | 2 | 795 ACSR | 39729 | 195053 | 234782 | 0 | 0 | 0 | 0 | 0 | 0 | 0 | 0 | 0 | 0 | 0 | 0 | 0 | 0 | 0 | 0 | 0 | 0 | 0 | 0 | 12
NO |  | 127 | 2011 | 3 | 8 | 8 |  | 0076 LUCASVILLE | SARGENTS | 138 | 138 | WP | 11.88 | 0 | 1 | 636 ACSR | 77618 | 763452 | 841070 | 0 | 0 | 0 | 0 | 0 | 0 | 0 | 0 | 0 | 0 | 0 | 0 | 0 | 0 | 0 | 0 | 0 | 0 | 0 | 0 | 12
NO |  | 127 | 2011 | 3 | 9 | 9 |  | 0078 TIDD | WINDSOR JCT. | 138 | 138 | ST | 3.77 | 0 | 1 | 1780 ACSR | 50235 | 259764 | 309999 | 0 | 0 | 0 | 0 | 0 | 0 | 0 | 0 | 0 | 0 | 0 | 0 | 0 | 0 | 0 | 0 | 0 | 0 | 0 | 0 | 12
NO |  | 127 | 2011 | 3 | 10 | 10 |  | 0080 NEWCOMERSTOWN | SOUTH COSHOCTON | 138 | 138 | WP | 14.33 | 0 | 1 | 336.4 ACS | 61796 | 479956 | 541752 | 0 | 0 | 0 | 0 | 0 | 0 | 0 | 0 | 0 | 0 | 0 | 0 | 0 | 0 | 0 | 0 | 0 | 0 | 0 | 0 | 12
NO |  | 127 | 2011 | 3 | 11 | 11 |  | 0081 FORD MOTOR EXT |  | 138 | 138 | ST | 0.25 | 0 | 2 | 397.5 ACS | 5312 | 44276 | 49588 | 0 | 0 | 0 | 0 | 0 | 0 | 0 | 0 | 0 | 0 | 0 | 0 | 0 | 0 | 0 | 0 | 0 | 0 | 0 | 0 | 12
NO |  | 127 | 2011 | 3 | 12 | 12 |  | 0086 SPORN | KAISER NO. 2 | 138 | 138 | ST | 5.67 | 0 | 2 | 795 ACSR | 74582 | 270881 | 345463 | 0 | 0 | 0 | 0 | 0 | 0 | 0 | 0 | 0 | 0 | 0 | 0 | 0 | 0 | 0 | 0 | 0 | 0 | 0 | 0 | 12
NO |  | 127 | 2011 | 3 | 13 | 13 |  | 0087 WINDSOR JUNCTION | TILTONVILLE | 138 | 138 | ST | 3.81 | 0 | 1 | 556.5 ACS | 45654 | 230649 | 276303 | 0 | 0 | 0 | 0 | 0 | 0 | 0 | 0 | 0 | 0 | 0 | 0 | 0 | 0 | 0 | 0 | 0 | 0 | 0 | 0 | 12
NO |  | 127 | 2011 | 3 | 14 | 14 |  | 0087 WINDSOR JUNCTION | TILTONVILLE | 138 | 138 | ST | 0.3 | 0 | 2 | 556.5 ACS | 0 | 0 | 0 | 0 | 0 | 0 | 0 | 0 | 0 | 0 | 0 | 0 | 0 | 0 | 0 | 0 | 0 | 0 | 0 | 0 | 0 | 0 | 0 | 12
NO |  | 127 | 2011 | 3 | 15 | 15 |  | 0089 WEST PHILO EXT. NO. 1 |  | 138 | 138 | WP | 0.05 | 0 | 1 | 397.5 ACS | 592 | 6287 | 6879 | 0 | 0 | 0 | 0 | 0 | 0 | 0 | 0 | 0 | 0 | 0 | 0 | 0 | 0 | 0 | 0 | 0 | 0 | 0 | 0 | 12
NO |  | 127 | 2011 | 3 | 16 | 16 |  | 0090 WEST PHILO EXT. NO. 1 |  | 138 | 138 | WP | 0.13 | 0 | 1 | 397.5 ACS | 0 | 0 | 0 | 0 | 0 | 0 | 0 | 0 | 0 | 0 | 0 | 0 | 0 | 0 | 0 | 0 | 0 | 0 | 0 | 0 | 0 | 0 | 0 | 12
NO |  | 127 | 2011 | 3 | 17 | 17 |  | 0091 KAMMER | OHIO FERRO ALLOYS | 138 | 138 | WP | 2.45 | 0 | 1 | 556.5 ACS | 22177 | 94664 | 116841 | 0 | 0 | 0 | 0 | 0 | 0 | 0 | 0 | 0 | 0 | 0 | 0 | 0 | 0 | 0 | 0 | 0 | 0 | 0 | 0 | 12
NO |  | 127 | 2011 | 3 | 18 | 18 |  | 0091 KAMMER | OHIO FERRO ALLOYS (WV) | 138 | 138 | ST | 0.71 | 0 | 1 | 556.5 ACS | 0 | 0 | 0 | 0 | 0 | 0 | 0 | 0 | 0 | 0 | 0 | 0 | 0 | 0 | 0 | 0 | 0 | 0 | 0 | 0 | 0 | 0 | 0 | 12
NO |  | 127 | 2011 | 3 | 19 | 19 |  | 0095 PORTSMOUTH | TRENTON NO. 1 | 138 | 138 | WP | 68.24 | 0 | 1 | 477 ACSR | 392562 | 3342876 | 3735438 | 0 | 0 | 0 | 0 | 0 | 0 | 0 | 0 | 0 | 0 | 0 | 0 | 0 | 0 | 0 | 0 | 0 | 0 | 0 | 0 | 12
NO |  | 127 | 2011 | 3 | 20 | 20 |  | 0095 PORTSMOUTH | TRENTON NO. 1 | 138 | 138 | ST | 1.04 | 0 | 1 | 477 ACSR | 0 | 0 | 0 | 0 | 0 | 0 | 0 | 0 | 0 | 0 | 0 | 0 | 0 | 0 | 0 | 0 | 0 | 0 | 0 | 0 | 0 | 0 | 0 | 12
NO |  | 127 | 2011 | 3 | 21 | 21 |  | 0095 PORTSMOUTH | TRENTON NO. 1 | 138 | 138 | ST | 0.24 | 0 | 2 | 477 ACSR | 0 | 0 | 0 | 0 | 0 | 0 | 0 | 0 | 0 | 0 | 0 | 0 | 0 | 0 | 0 | 0 | 0 | 0 | 0 | 0 | 0 | 0 | 0 | 12
NO |  | 127 | 2011 | 3 | 22 | 22 |  | 0096 THIVENER | BUCKEYE CO-OP | 138 | 138 | WP | 6.16 | 0 | 1 | 219.9 ACS | 38610 | 428769 | 467379 | 0 | 0 | 0 | 0 | 0 | 0 | 0 | 0 | 0 | 0 | 0 | 0 | 0 | 0 | 0 | 0 | 0 | 0 | 0 | 0 | 12
NO |  | 127 | 2011 | 3 | 23 | 23 |  | 0097 MERCERVILLE | APPLE GROVE | 138 | 138 | ST | 5.11 | 0 | 2 | 397.5 ACS | 40620 | 478717 | 519337 | 0 | 0 | 0 | 0 | 0 | 0 | 0 | 0 | 0 | 0 | 0 | 0 | 0 | 0 | 0 | 0 | 0 | 0 | 0 | 0 | 12
NO |  | 127 | 2011 | 3 | 24 | 24 |  | 0098 MILLWOOD EXT. |  | 138 | 138 | WP | 0.1 | 0 | 1 | 500 CU. | 0 | 2786 | 2786 | 0 | 0 | 0 | 0 | 0 | 0 | 0 | 0 | 0 | 0 | 0 | 0 | 0 | 0 | 0 | 0 | 0 | 0 | 0 | 0 | 12
NO |  | 127 | 2011 | 3 | 25 | 25 |  | 0101 THIVENER EXT. |  | 138 | 138 | WP | 0.09 | 0 | 1 | 219.9 ACS | 0 | 2576 | 2576 | 0 | 0 | 0 | 0 | 0 | 0 | 0 | 0 | 0 | 0 | 0 | 0 | 0 | 0 | 0 | 0 | 0 | 0 | 0 | 0 | 12
NO |  | 127 | 2011 | 3 | 26 | 26 |  | 0102 MEIGS EXT. NO. 1 |  | 138 | 138 | WP | 0.1 | 0 | 1 | 219.9 ACS | 891 | 40208 | 41099 | 0 | 0 | 0 | 0 | 0 | 0 | 0 | 0 | 0 | 0 | 0 | 0 | 0 | 0 | 0 | 0 | 0 | 0 | 0 | 0 | 12
NO |  | 127 | 2011 | 3 | 27 | 27 |  | 0103 MEIGS EXT NO. 2 |  | 138 | 138 | WP | 0.17 | 0 | 1 | 219.9 ACS | 1207 | 5193 | 6400 | 0 | 0 | 0 | 0 | 0 | 0 | 0 | 0 | 0 | 0 | 0 | 0 | 0 | 0 | 0 | 0 | 0 | 0 | 0 | 0 | 12
NO |  | 127 | 2011 | 3 | 28 | 28 |  | 0108 OHIO CENTRAL | NORTH NEWARK | 138 | 138 | ST | 0.33 | 0 | 2 | 397.5 ACS | 182781 | 928661 | 1111442 | 0 | 0 | 0 | 0 | 0 | 0 | 0 | 0 | 0 | 0 | 0 | 0 | 0 | 0 | 0 | 0 | 0 | 0 | 0 | 0 | 12
NO |  | 127 | 2011 | 3 | 29 | 29 |  | 0108 OHIO CENTRAL | NORTH NEWARK | 138 | 138 | WP | 21.3 | 0 | 1 | 556.5 ACS | 0 | 0 | 0 | 0 | 0 | 0 | 0 | 0 | 0 | 0 | 0 | 0 | 0 | 0 | 0 | 0 | 0 | 0 | 0 | 0 | 0 | 0 | 0 | 12
NO |  | 127 | 2011 | 3 | 30 | 30 |  | 0110 NORTH STRASBURG EXT |  | 138 | 138 | WP | 0.06 | 0 | 1 | 1033.5 AC | 0 | 5723 | 5723 | 0 | 0 | 0 | 0 | 0 | 0 | 0 | 0 | 0 | 0 | 0 | 0 | 0 | 0 | 0 | 0 | 0 | 0 | 0 | 0 | 12
NO |  | 127 | 2011 | 3 | 31 | 31 |  | 0111 NORTH STRASBURG EXT |  | 138 | 138 | WP | 0.06 | 0 | 1 | 1033.5 AC | 83 | 6965 | 7048 | 0 | 0 | 0 | 0 | 0 | 0 | 0 | 0 | 0 | 0 | 0 | 0 | 0 | 0 | 0 | 0 | 0 | 0 | 0 | 0 | 12
NO |  | 127 | 2011 | 3 | 32 | 32 |  | 0112 ZANESVILLE EXT. |  | 138 | 138 | ST | 6.48 | 0 | 2 | 336.4 ACS | 19512 | 104084 | 123596 | 0 | 0 | 0 | 0 | 0 | 0 | 0 | 0 | 0 | 0 | 0 | 0 | 0 | 0 | 0 | 0 | 0 | 0 | 0 | 0 | 12
NO |  | 127 | 2011 | 3 | 33 | 33 |  | 0113 HOWARD | BUCYRUS CENTER | 138 | 138 | ST | 16.3 | 0 | 1 | 556.5 ACS | 222508 | 411368 | 633876 | 0 | 0 | 0 | 0 | 0 | 0 | 0 | 0 | 0 | 0 | 0 | 0 | 0 | 0 | 0 | 0 | 0 | 0 | 0 | 0 | 12
NO |  | 127 | 2011 | 3 | 34 | 34 |  | 0113 HOWARD | BUCYRUS CENTER | 138 | 138 | ST | 0.27 | 0 | 2 | 556.5 ACS | 0 | 0 | 0 | 0 | 0 | 0 | 0 | 0 | 0 | 0 | 0 | 0 | 0 | 0 | 0 | 0 | 0 | 0 | 0 | 0 | 0 | 0 | 0 | 12
NO |  | 127 | 2011 | 3 | 35 | 35 |  | 0114 SOUTH PEMBERVILLE | FREEMONT | 138 | 138 | WP | 14.18 | 0 | 1 | 556.5 ACS | 156468 | 460275 | 616743 | 0 | 0 | 0 | 0 | 0 | 0 | 0 | 0 | 0 | 0 | 0 | 0 | 0 | 0 | 0 | 0 | 0 | 0 | 0 | 0 | 12
NO |  | 127 | 2011 | 4 | 1 | 1 |  | 0114 SOUTH PEMBERVILLE | FREEMONT | 138 | 138 | ST | 1.29 | 0 | 2 | 556.5 ACS | 0 | 0 | 0 | 0 | 0 | 0 | 0 | 0 | 0 | 0 | 0 | 0 | 0 | 0 | 0 | 0 | 0 | 0 | 0 | 0 | 0 | 0 | 0 | 12
NO |  | 127 | 2011 | 4 | 2 | 2 |  | 0115 SUMMERFIELD | BERNE | 138 | 138 | WP | 3.46 | 0 | 1 | 4/0 ACSR | 13905 | 214660 | 228565 | 0 | 0 | 0 | 0 | 0 | 0 | 0 | 0 | 0 | 0 | 0 | 0 | 0 | 0 | 0 | 0 | 0 | 0 | 0 | 0 | 12
NO |  | 127 | 2011 | 4 | 3 | 3 |  | 0118 SOUTH COSHOCTON | WOOSTER | 138 | 138 | WP | 39.51 | 0 | 1 | 477 ACSR | 304837 | 1325879 | 1630716 | 0 | 0 | 0 | 0 | 0 | 0 | 0 | 0 | 0 | 0 | 0 | 0 | 0 | 0 | 0 | 0 | 0 | 0 | 0 | 0 | 12
NO |  | 127 | 2011 | 4 | 4 | 4 |  | 0120 OHIO CENTRAL | COSHOCTON JCT. | 138 | 138 | ST | 0.2 | 0 | 1 | 556.5 ACS | 132152 | 815461 | 947613 | 0 | 0 | 0 | 0 | 0 | 0 | 0 | 0 | 0 | 0 | 0 | 0 | 0 | 0 | 0 | 0 | 0 | 0 | 0 | 0 | 12
NO |  | 127 | 2011 | 4 | 5 | 5 |  | 0120 OHIO CENTRAL | COSHOCTON JCT. | 138 | 138 | ST | 14.52 | 0 | 2 | 636 ACSR | 0 | 0 | 0 | 0 | 0 | 0 | 0 | 0 | 0 | 0 | 0 | 0 | 0 | 0 | 0 | 0 | 0 | 0 | 0 | 0 | 0 | 0 | 0 | 12
NO |  | 127 | 2011 | 4 | 6 | 6 |  | 0122 KAMMER | ORMET NO. 1 | 138 | 138 | ST | 1.71 | 0 | 2 | 1033.5 AC | 10607 | 134568 | 145175 | 0 | 0 | 0 | 0 | 0 | 0 | 0 | 0 | 0 | 0 | 0 | 0 | 0 | 0 | 0 | 0 | 0 | 0 | 0 | 0 | 12
NO |  | 127 | 2011 | 4 | 7 | 7 |  | 0123 FINDLAY CENTER EXT. |  | 138 | 138 | ST | 6.66 | 0 | 1 | 556.5 ACS | 121176 | 366395 | 487571 | 0 | 0 | 0 | 0 | 0 | 0 | 0 | 0 | 0 | 0 | 0 | 0 | 0 | 0 | 0 | 0 | 0 | 0 | 0 | 0 | 12
NO |  | 127 | 2011 | 4 | 8 | 8 |  | 0125 TIDD | WEIRTON NO. 1 | 138 | 138 | ST | 0.41 | 0 | 2 | 556.5 ACS | 6527 | 35909 | 42436 | 0 | 0 | 0 | 0 | 0 | 0 | 0 | 0 | 0 | 0 | 0 | 0 | 0 | 0 | 0 | 0 | 0 | 0 | 0 | 0 | 12
NO |  | 127 | 2011 | 4 | 9 | 9 |  | 0126 ARROYO | EAST LIVERPOOL | 138 | 138 | ST | 0.15 | 0 | 1 | 556.5 ACS | 4128 | 25660 | 29788 | 0 | 0 | 0 | 0 | 0 | 0 | 0 | 0 | 0 | 0 | 0 | 0 | 0 | 0 | 0 | 0 | 0 | 0 | 0 | 0 | 12
NO |  | 127 | 2011 | 4 | 10 | 10 |  | 0128 TIDD | NATRIUM | 138 | 138 | ST | 0.26 | 0 | 1 | 556.5 ACS | 1423 | 35982 | 37405 | 0 | 0 | 0 | 0 | 0 | 0 | 0 | 0 | 0 | 0 | 0 | 0 | 0 | 0 | 0 | 0 | 0 | 0 | 0 | 0 | 12
NO |  | 127 | 2011 | 4 | 11 | 11 |  | 0129 HOWARD | FOSTORIA | 138 | 138 | ST | 0.5 | 0 | 1 | 397.5 ACS | 7029 | 309640 | 316669 | 0 | 0 | 0 | 0 | 0 | 0 | 0 | 0 | 0 | 0 | 0 | 0 | 0 | 0 | 0 | 0 | 0 | 0 | 0 | 0 | 12
NO |  | 127 | 2011 | 4 | 12 | 12 |  | 0129 HOWARD | FOSTORIA | 138 | 138 | ST | 44.38 | 0 | 2 | 397.5 ACS | 0 | 0 | 0 | 0 | 0 | 0 | 0 | 0 | 0 | 0 | 0 | 0 | 0 | 0 | 0 | 0 | 0 | 0 | 0 | 0 | 0 | 0 | 0 | 12
NO |  | 127 | 2011 | 4 | 13 | 13 |  | 0130 EAST WHEELERSBURG | TEXAS EASTERN | 138 | 138 | WP | 1.99 | 0 | 1 | 4/0 ACSR | 14193 | 131571 | 145764 | 0 | 0 | 0 | 0 | 0 | 0 | 0 | 0 | 0 | 0 | 0 | 0 | 0 | 0 | 0 | 0 | 0 | 0 | 0 | 0 | 12
NO |  | 127 | 2011 | 4 | 14 | 14 |  | 0131 KAMMER | ORMET NO. 2 | 138 | 138 | ST | 1.55 | 0 | 2 | 1033.5 AC | 9540 | 128327 | 137867 | 0 | 0 | 0 | 0 | 0 | 0 | 0 | 0 | 0 | 0 | 0 | 0 | 0 | 0 | 0 | 0 | 0 | 0 | 0 | 0 | 12
NO |  | 127 | 2011 | 4 | 15 | 15 |  | 0133 SUNNYSIDE | WAGENHALS NO. 1 | 138 | 138 | ST | 1.44 | 0 | 1 | 1033.5 AC | 123707 | 198706 | 322413 | 0 | 0 | 0 | 0 | 0 | 0 | 0 | 0 | 0 | 0 | 0 | 0 | 0 | 0 | 0 | 0 | 0 | 0 | 0 | 0 | 12
NO |  | 127 | 2011 | 4 | 16 | 16 |  | 0133 SUNNYSIDE | WAGENHALS NO. 1 | 138 | 138 | WP | 2.23 | 0 | 1 | 397.5 ACS | 0 | 0 | 0 | 0 | 0 | 0 | 0 | 0 | 0 | 0 | 0 | 0 | 0 | 0 | 0 | 0 | 0 | 0 | 0 | 0 | 0 | 0 | 0 | 12
NO |  | 127 | 2011 | 4 | 17 | 17 |  | 0134 TIDD | WHEELING STEEL | 138 | 138 | ST | 5.12 | 0 | 2 | 556.5 ACS | 136465 | 280302 | 416767 | 0 | 0 | 0 | 0 | 0 | 0 | 0 | 0 | 0 | 0 | 0 | 0 | 0 | 0 | 0 | 0 | 0 | 0 | 0 | 0 | 12
NO |  | 127 | 2011 | 4 | 18 | 18 |  | 0141 MILLBROOK | SILOAM | 138 | 138 | ST | 1.6 | 0 | 2 | 556.5 ACS | 49080 | 146231 | 195311 | 0 | 0 | 0 | 0 | 0 | 0 | 0 | 0 | 0 | 0 | 0 | 0 | 0 | 0 | 0 | 0 | 0 | 0 | 0 | 0 | 12
NO |  | 127 | 2011 | 4 | 19 | 19 |  | 0141 MILLBROOK | SILOAM | 138 | 138 | SP | 0.05 | 0 | 1 | 954 ACSR | 0 | 0 | 0 | 0 | 0 | 0 | 0 | 0 | 0 | 0 | 0 | 0 | 0 | 0 | 0 | 0 | 0 | 0 | 0 | 0 | 0 | 0 | 0 | 12
NO |  | 127 | 2011 | 4 | 20 | 20 |  | 0143 ZANESVILLE | OHIO CENTRAL | 138 | 138 | WP | 10.96 | 0 | 1 | 556.5 ACS | 312373 | 740749 | 1053122 | 0 | 0 | 0 | 0 | 0 | 0 | 0 | 0 | 0 | 0 | 0 | 0 | 0 | 0 | 0 | 0 | 0 | 0 | 0 | 0 | 12
NO |  | 127 | 2011 | 4 | 21 | 21 |  | 0143 ZANESVILLE | OHIO CENTRAL | 138 | 138 | ST | 1.87 | 0 | 1 | 556.5 ACS | 0 | 0 | 0 | 0 | 0 | 0 | 0 | 0 | 0 | 0 | 0 | 0 | 0 | 0 | 0 | 0 | 0 | 0 | 0 | 0 | 0 | 0 | 0 | 12
NO |  | 127 | 2011 | 4 | 22 | 22 |  | 0144 TORREY | TIMKEN | 138 | 138 | WP | 0.8 | 0 | 1 | 1033.5 AC | 5655 | 208367 | 214022 | 0 | 0 | 0 | 0 | 0 | 0 | 0 | 0 | 0 | 0 | 0 | 0 | 0 | 0 | 0 | 0 | 0 | 0 | 0 | 0 | 12
NO |  | 127 | 2011 | 4 | 23 | 23 |  | 0144 TORREY | TIMKEN | 138 | 138 | ST | 0.86 | 0 | 1 | 1033.5 AC | 0 | 0 | 0 | 0 | 0 | 0 | 0 | 0 | 0 | 0 | 0 | 0 | 0 | 0 | 0 | 0 | 0 | 0 | 0 | 0 | 0 | 0 | 0 | 12
NO |  | 127 | 2011 | 4 | 24 | 24 |  | 0145 CANTON CENTRAL | TIMKEN | 138 | 138 | SP | 0.74 | 0 | 1 | 1033.5 AC | 124425 | 577566 | 701991 | 0 | 0 | 0 | 0 | 0 | 0 | 0 | 0 | 0 | 0 | 0 | 0 | 0 | 0 | 0 | 0 | 0 | 0 | 0 | 0 | 12
NO |  | 127 | 2011 | 4 | 25 | 25 |  | 0145 CANTON CENTRAL | TIMKEN | 138 | 138 | ST | 5.52 | 0 | 1 | 636 ACSR | 0 | 0 | 0 | 0 | 0 | 0 | 0 | 0 | 0 | 0 | 0 | 0 | 0 | 0 | 0 | 0 | 0 | 0 | 0 | 0 | 0 | 0 | 0 | 12
NO |  | 127 | 2011 | 4 | 26 | 26 |  | 0146 EAST LIMA | WESTMINSTER | 138 | 138 | ST | 8.38 | 0 | 2 | 636 ACSR | 201012 | 473121 | 674133 | 0 | 0 | 0 | 0 | 0 | 0 | 0 | 0 | 0 | 0 | 0 | 0 | 0 | 0 | 0 | 0 | 0 | 0 | 0 | 0 | 12
NO |  | 127 | 2011 | 4 | 27 | 27 |  | 0147 SUNNYSIDE | WAGENHALS NO. 2 | 138 | 138 | WP | 2.21 | 0 | 1 | 397.5 ACS | 0 | 69158 | 69158 | 0 | 0 | 0 | 0 | 0 | 0 | 0 | 0 | 0 | 0 | 0 | 0 | 0 | 0 | 0 | 0 | 0 | 0 | 0 | 0 | 12
NO |  | 127 | 2011 | 4 | 28 | 28 |  | 0149 CANTON CENTRAL | WAGENHALS | 138 | 138 | ST | 2.02 | 0 | 2 | 1033.5 AC | 1585 | 337042 | 338627 | 0 | 0 | 0 | 0 | 0 | 0 | 0 | 0 | 0 | 0 | 0 | 0 | 0 | 0 | 0 | 0 | 0 | 0 | 0 | 0 | 12
NO |  | 127 | 2011 | 4 | 29 | 29 |  | 0151 SOUTH CANTON | TORREY | 138 | 138 | ST | 1.26 | 0 | 1 | 1780 ACSR | 7157 | 339849 | 347006 | 0 | 0 | 0 | 0 | 0 | 0 | 0 | 0 | 0 | 0 | 0 | 0 | 0 | 0 | 0 | 0 | 0 | 0 | 0 | 0 | 12
NO |  | 127 | 2011 | 4 | 30 | 30 |  | 0151 SOUTH CANTON | TORREY | 138 | 138 | ST | 1.6 | 0 | 2 | 556.5 ACS | 0 | 0 | 0 | 0 | 0 | 0 | 0 | 0 | 0 | 0 | 0 | 0 | 0 | 0 | 0 | 0 | 0 | 0 | 0 | 0 | 0 | 0 | 0 | 12
NO |  | 127 | 2011 | 4 | 31 | 31 |  | 0152 MALAGA | SPEIDEL | 69 | 138 | WP | 11.99 | 0 | 1 | 556.5 ACS | 108181 | 320909 | 429090 | 0 | 0 | 0 | 0 | 0 | 0 | 0 | 0 | 0 | 0 | 0 | 0 | 0 | 0 | 0 | 0 | 0 | 0 | 0 | 0 | 12
NO |  | 127 | 2011 | 4 | 32 | 32 |  | 0153 BRIDGEVILLE EXT. |  | 138 | 138 | WP | 1.88 | 0 | 1 | 336.4 ACS | 17128 | 78877 | 96005 | 0 | 0 | 0 | 0 | 0 | 0 | 0 | 0 | 0 | 0 | 0 | 0 | 0 | 0 | 0 | 0 | 0 | 0 | 0 | 0 | 12
NO |  | 127 | 2011 | 4 | 33 | 33 |  | 0156 TIFFIN CENTER EXT. |  | 138 | 138 | WP | 5.34 | 0 | 1 | 556.5 ACS | 90342 | 236857 | 327199 | 0 | 0 | 0 | 0 | 0 | 0 | 0 | 0 | 0 | 0 | 0 | 0 | 0 | 0 | 0 | 0 | 0 | 0 | 0 | 0 | 12
NO |  | 127 | 2011 | 4 | 34 | 34 |  | 0156 TIFFIN CENTER EXT. |  | 69 | 138 | WP | 1.81 | 0 | 2 | 556.5 ACS | 0 | 0 | 0 | 0 | 0 | 0 | 0 | 0 | 0 | 0 | 0 | 0 | 0 | 0 | 0 | 0 | 0 | 0 | 0 | 0 | 0 | 0 | 0 | 12
NO |  | 127 | 2011 | 4 | 35 | 35 |  | 0158 ROBINSON PARK | RICHLAND | 138 | 138 | WP | 14.94 | 0 | 1 | 636 ACSR | 121928 | 397542 | 519470 | 0 | 0 | 0 | 0 | 0 | 0 | 0 | 0 | 0 | 0 | 0 | 0 | 0 | 0 | 0 | 0 | 0 | 0 | 0 | 0 | 12
NO |  | 127 | 2011 | 5 | 1 | 1 |  | 0159 EAST LIMA | RICHLAND | 138 | 138 | WP | 27.74 | 0 | 1 | 636 ACSR | 355024 | 1202143 | 1557167 | 0 | 0 | 0 | 0 | 0 | 0 | 0 | 0 | 0 | 0 | 0 | 0 | 0 | 0 | 0 | 0 | 0 | 0 | 0 | 0 | 12
NO |  | 127 | 2011 | 5 | 2 | 2 |  | 0164 FOSTORIA CENTRAL | FOSTORIA | 138 | 138 | ST | 0.08 | 0 | 1 | 1033.5 AC | 17527 | 388100 | 405627 | 0 | 0 | 0 | 0 | 0 | 0 | 0 | 0 | 0 | 0 | 0 | 0 | 0 | 0 | 0 | 0 | 0 | 0 | 0 | 0 | 12
NO |  | 127 | 2011 | 5 | 3 | 3 |  | 0164 FOSTORIA CENTRAL | FOSTORIA | 138 | 138 | ST | 1.48 | 0 | 2 | 1033.5 AC | 0 | 0 | 0 | 0 | 0 | 0 | 0 | 0 | 0 | 0 | 0 | 0 | 0 | 0 | 0 | 0 | 0 | 0 | 0 | 0 | 0 | 0 | 0 | 12
NO |  | 127 | 2011 | 5 | 4 | 4 |  | 0169 SOUTH CALDWELL | SOUTH CUMBERLAND | 138 | 138 | WP | 10.86 | 0 | 1 | 556.5 ACS | 76201 | 317408 | 393609 | 0 | 0 | 0 | 0 | 0 | 0 | 0 | 0 | 0 | 0 | 0 | 0 | 0 | 0 | 0 | 0 | 0 | 0 | 0 | 0 | 12
NO |  | 127 | 2011 | 5 | 5 | 5 |  | 0170 HANGING ROCK EXT. |  | 138 | 138 | ST | 4.33 | 0 | 1 | 636 ACSR | 69853 | 306918 | 376771 | 0 | 0 | 0 | 0 | 0 | 0 | 0 | 0 | 0 | 0 | 0 | 0 | 0 | 0 | 0 | 0 | 0 | 0 | 0 | 0 | 12
NO |  | 127 | 2011 | 5 | 6 | 6 |  | 0174 CANTON CENTRAL | BLUEBELL | 138 | 138 | WP | 0.36 | 0 | 1 | 795 ACSR | 1607 | 23414 | 25021 | 0 | 0 | 0 | 0 | 0 | 0 | 0 | 0 | 0 | 0 | 0 | 0 | 0 | 0 | 0 | 0 | 0 | 0 | 0 | 0 | 12
NO |  | 127 | 2011 | 5 | 7 | 7 |  | 0175 CANTON CENTRAL | CLOVERDALE | 138 | 138 | WP | 0.38 | 0 | 1 | 795 ACSR | 874 | 23807 | 24681 | 0 | 0 | 0 | 0 | 0 | 0 | 0 | 0 | 0 | 0 | 0 | 0 | 0 | 0 | 0 | 0 | 0 | 0 | 0 | 0 | 12
NO |  | 127 | 2011 | 5 | 8 | 8 |  | 0176 TIDD | STEUBENVILLE | 138 | 138 | ST | 7.3 | 0 | 1 | 795 ACSR | 95789 | 460852 | 556641 | 0 | 0 | 0 | 0 | 0 | 0 | 0 | 0 | 0 | 0 | 0 | 0 | 0 | 0 | 0 | 0 | 0 | 0 | 0 | 0 | 12
NO |  | 127 | 2011 | 5 | 9 | 9 |  | 0177 SOUTHWEST LIMA | STERLING | 138 | 138 | ST | 5.14 | 0 | 2 | 1590 ACSR | 169056 | 1210676 | 1379732 | 0 | 0 | 0 | 0 | 0 | 0 | 0 | 0 | 0 | 0 | 0 | 0 | 0 | 0 | 0 | 0 | 0 | 0 | 0 | 0 | 12
NO |  | 127 | 2011 | 5 | 10 | 10 |  | 0177 SOUTHWEST LIMA | STERLING | 34 | 138 | WP | 0.18 | 0 | 2 | 4/0 CU. | 0 | 0 | 0 | 0 | 0 | 0 | 0 | 0 | 0 | 0 | 0 | 0 | 0 | 0 | 0 | 0 | 0 | 0 | 0 | 0 | 0 | 0 | 0 | 12
NO |  | 127 | 2011 | 5 | 11 | 11 |  | 0177 SOUTHWEST LIMA | STERLING | 138 | 138 | SP | 0.02 | 0 | 1 | 556.5 ACS | 0 | 0 | 0 | 0 | 0 | 0 | 0 | 0 | 0 | 0 | 0 | 0 | 0 | 0 | 0 | 0 | 0 | 0 | 0 | 0 | 0 | 0 | 0 | 12
NO |  | 127 | 2011 | 5 | 12 | 12 |  | 0177 SOUTHWEST LIMA | STERLING | 138 | 138 | WP | 0.03 | 0 | 1 | 556.5 ACS | 0 | 0 | 0 | 0 | 0 | 0 | 0 | 0 | 0 | 0 | 0 | 0 | 0 | 0 | 0 | 0 | 0 | 0 | 0 | 0 | 0 | 0 | 0 | 12
NO |  | 127 | 2011 | 5 | 13 | 13 |  | 0178 SOUTHWEST LIMA | WEST LIMA | 138 | 138 | ST | 0.88 | 0 | 2 | 556.5 ACS | 0 | 55737 | 55737 | 0 | 0 | 0 | 0 | 0 | 0 | 0 | 0 | 0 | 0 | 0 | 0 | 0 | 0 | 0 | 0 | 0 | 0 | 0 | 0 | 12
NO |  | 127 | 2011 | 5 | 14 | 14 |  | 0180 OHIO CENTRAL EXT NO. 1 |  | 138 | 138 | WP | 0.46 | 0 | 1 | 556.5 ACS | 375 | 18926 | 19301 | 0 | 0 | 0 | 0 | 0 | 0 | 0 | 0 | 0 | 0 | 0 | 0 | 0 | 0 | 0 | 0 | 0 | 0 | 0 | 0 | 12
NO |  | 127 | 2011 | 5 | 15 | 15 |  | 0181 OHIO CENTRAL EXT NO. 2 |  | 138 | 138 | WP | 0.45 | 0 | 1 | 556.6 ACS | 199 | 19571 | 19770 | 0 | 0 | 0 | 0 | 0 | 0 | 0 | 0 | 0 | 0 | 0 | 0 | 0 | 0 | 0 | 0 | 0 | 0 | 0 | 0 | 12
NO |  | 127 | 2011 | 5 | 16 | 16 |  | 0182 SOUTH CANTON | WEST CANTON | 138 | 138 | SP | 5.2 | 0 | 2 | 795 ACSR | 545298 | 1085331 | 1630629 | 0 | 0 | 0 | 0 | 0 | 0 | 0 | 0 | 0 | 0 | 0 | 0 | 0 | 0 | 0 | 0 | 0 | 0 | 0 | 0 | 12
NO |  | 127 | 2011 | 5 | 17 | 17 |  | 0182 SOUTH CANTON | WEST CANTON | 138 | 138 | ST | 2.59 | 0 | 1 | 795 ACSR | 0 | 0 | 0 | 0 | 0 | 0 | 0 | 0 | 0 | 0 | 0 | 0 | 0 | 0 | 0 | 0 | 0 | 0 | 0 | 0 | 0 | 0 | 0 | 12
NO |  | 127 | 2011 | 5 | 18 | 18 |  | 0182 SOUTH CANTON | WEST CANTON | 138 | 138 | ST | 2.26 | 0 | 2 | 795 ACSR | 0 | 0 | 0 | 0 | 0 | 0 | 0 | 0 | 0 | 0 | 0 | 0 | 0 | 0 | 0 | 0 | 0 | 0 | 0 | 0 | 0 | 0 | 0 | 12
NO |  | 127 | 2011 | 5 | 19 | 19 |  | 0183 KAMMER | WEST BELLAIRE | 138 | 138 | ST | 12.85 | 0 | 1 | 1033.5 AC | 278550 | 1260929 | 1539479 | 0 | 0 | 0 | 0 | 0 | 0 | 0 | 0 | 0 | 0 | 0 | 0 | 0 | 0 | 0 | 0 | 0 | 0 | 0 | 0 | 12
NO |  | 127 | 2011 | 5 | 20 | 20 |  | 0183 KAMMER | WEST BELLAIRE | 69 | 138 | ST | 0.33 | 0 | 2 | 954 ACSR | 0 | 0 | 0 | 0 | 0 | 0 | 0 | 0 | 0 | 0 | 0 | 0 | 0 | 0 | 0 | 0 | 0 | 0 | 0 | 0 | 0 | 0 | 0 | 12
NO |  | 127 | 2011 | 5 | 21 | 21 |  | 0186 EAST ZANESVILLE EXT. |  | 138 | 138 | WP | 0.04 | 0 | 1 | 556.5 ACS | 0 | 4938 | 4938 | 0 | 0 | 0 | 0 | 0 | 0 | 0 | 0 | 0 | 0 | 0 | 0 | 0 | 0 | 0 | 0 | 0 | 0 | 0 | 0 | 12
NO |  | 127 | 2011 | 5 | 22 | 22 |  | 0187 WEST BELLAIRE | BRUES | 138 | 138 | ST | 4.26 | 0 | 1 | 556.5 ACS | 175209 | 411938 | 587147 | 0 | 0 | 0 | 0 | 0 | 0 | 0 | 0 | 0 | 0 | 0 | 0 | 0 | 0 | 0 | 0 | 0 | 0 | 0 | 0 | 12
NO |  | 127 | 2011 | 5 | 23 | 23 |  | 0188 WEST BELLAIRE | TILTONVILLE | 138 | 138 | WP | 11.49 | 0 | 1 | 795 ACSR | 330224 | 878897 | 1209121 | 0 | 0 | 0 | 0 | 0 | 0 | 0 | 0 | 0 | 0 | 0 | 0 | 0 | 0 | 0 | 0 | 0 | 0 | 0 | 0 | 12
NO |  | 127 | 2011 | 5 | 24 | 24 |  | 0188 WEST BELLAIRE | TILTONVILLE | 138 | 138 | ST | 0.5 | 0 | 1 | 795 ACSR | 0 | 0 | 0 | 0 | 0 | 0 | 0 | 0 | 0 | 0 | 0 | 0 | 0 | 0 | 0 | 0 | 0 | 0 | 0 | 0 | 0 | 0 | 0 | 12
NO |  | 127 | 2011 | 5 | 25 | 25 |  | 0189 CROOKSVILLE TIE |  | 138 | 138 | WP | 0.2 | 0 | 1 | 556.5 ACS | 868 | 10088 | 10956 | 0 | 0 | 0 | 0 | 0 | 0 | 0 | 0 | 0 | 0 | 0 | 0 | 0 | 0 | 0 | 0 | 0 | 0 | 0 | 0 | 12
NO |  | 127 | 2011 | 5 | 26 | 26 |  | 0190 SOUTHWEST LIMA | WEST MOULTON | 138 | 138 | WP | 13.33 | 0 | 1 | 636 ACSR | 130175 | 432118 | 562293 | 0 | 0 | 0 | 0 | 0 | 0 | 0 | 0 | 0 | 0 | 0 | 0 | 0 | 0 | 0 | 0 | 0 | 0 | 0 | 0 | 12
NO |  | 127 | 2011 | 5 | 27 | 27 |  | 0193 TIFFIN CENTER | FREMONT CENTER | 138 | 138 | WP | 11.84 | 0 | 1 | 556.5 ACS | 256571 | 780344 | 1036915 | 0 | 0 | 0 | 0 | 0 | 0 | 0 | 0 | 0 | 0 | 0 | 0 | 0 | 0 | 0 | 0 | 0 | 0 | 0 | 0 | 12
NO |  | 127 | 2011 | 5 | 28 | 28 |  | 0193 TIFFIN CENTER | FREMONT CENTER | 138 | 138 | ST | 0.7 | 0 | 1 | 556.5 ACS | 0 | 0 | 0 | 0 | 0 | 0 | 0 | 0 | 0 | 0 | 0 | 0 | 0 | 0 | 0 | 0 | 0 | 0 | 0 | 0 | 0 | 0 | 0 | 12
NO |  | 127 | 2011 | 5 | 29 | 29 |  | 0193 TIFFIN CENTER | FREMONT CENTER | 138 | 138 | ST | 0.04 | 0 | 2 | 795 ACSR | 0 | 0 | 0 | 0 | 0 | 0 | 0 | 0 | 0 | 0 | 0 | 0 | 0 | 0 | 0 | 0 | 0 | 0 | 0 | 0 | 0 | 0 | 0 | 12
NO |  | 127 | 2011 | 5 | 30 | 30 |  | 0196 FREMONT CENTER | FREMONT | 138 | 138 | WP | 3.02 | 0 | 1 | 795 ACSR | 128757 | 568711 | 697468 | 0 | 0 | 0 | 0 | 0 | 0 | 0 | 0 | 0 | 0 | 0 | 0 | 0 | 0 | 0 | 0 | 0 | 0 | 0 | 0 | 12
NO |  | 127 | 2011 | 5 | 31 | 31 |  | 0196 FREMONT CENTER | FREMONT | 138 | 138 | ST | 2.68 | 0 | 1 | 795 ACSR | 0 | 0 | 0 | 0 | 0 | 0 | 0 | 0 | 0 | 0 | 0 | 0 | 0 | 0 | 0 | 0 | 0 | 0 | 0 | 0 | 0 | 0 | 0 | 12
NO |  | 127 | 2011 | 5 | 32 | 32 |  | 0198 N. PROCTORVILLE | EAST HUNTINGTON | 138 | 138 | ST | 3.86 | 0 | 1 | 795 ACSR | 217008 | 697254 | 914262 | 0 | 0 | 0 | 0 | 0 | 0 | 0 | 0 | 0 | 0 | 0 | 0 | 0 | 0 | 0 | 0 | 0 | 0 | 0 | 0 | 12
NO |  | 127 | 2011 | 5 | 33 | 33 |  | 0198 N. PROCTORVILLE | EAST HUNTINGTON | 34 | 138 | ST | 0.08 | 0 | 2 | 795 ACSR | 0 | 0 | 0 | 0 | 0 | 0 | 0 | 0 | 0 | 0 | 0 | 0 | 0 | 0 | 0 | 0 | 0 | 0 | 0 | 0 | 0 | 0 | 0 | 12
NO |  | 127 | 2011 | 5 | 34 | 34 |  | 0200 CAMPBELL ROAD | MIDWEST CO-OP | 138 | 138 | WP | 0.15 | 0 | 1 | 336.4 ACS | 7295 | 6963 | 14258 | 0 | 0 | 0 | 0 | 0 | 0 | 0 | 0 | 0 | 0 | 0 | 0 | 0 | 0 | 0 | 0 | 0 | 0 | 0 | 0 | 12
NO |  | 127 | 2011 | 5 | 35 | 35 |  | 0201 N. PROCTORVILLE | SOUTH POINT | 138 | 138 | ST | 0.04 | 0 | 1 | 795 ACSR | 387022 | 1465883 | 1852905 | 0 | 0 | 0 | 0 | 0 | 0 | 0 | 0 | 0 | 0 | 0 | 0 | 0 | 0 | 0 | 0 | 0 | 0 | 0 | 0 | 12
NO |  | 127 | 2011 | 6 | 1 | 1 |  | 0201 N. PROCTORVILLE | SOUTH POINT | 138 | 138 | ST | 10.83 | 0 | 2 | 795 ACSR | 0 | 0 | 0 | 0 | 0 | 0 | 0 | 0 | 0 | 0 | 0 | 0 | 0 | 0 | 0 | 0 | 0 | 0 | 0 | 0 | 0 | 0 | 0 | 12
NO |  | 127 | 2011 | 6 | 2 | 2 |  | 0202 MUSKINGUM | WOLF CREEK | 138 | 138 | WP | 3.65 | 0 | 1 | 556.5 ACS | 29168 | 461152 | 490320 | 0 | 0 | 0 | 0 | 0 | 0 | 0 | 0 | 0 | 0 | 0 | 0 | 0 | 0 | 0 | 0 | 0 | 0 | 0 | 0 | 12
NO |  | 127 | 2011 | 6 | 3 | 3 |  | 0202 MUSKINGUM | WOLF CREEK | 138 | 138 | ST | 1.06 | 0 | 1 | 636 ACSR | 0 | 0 | 0 | 0 | 0 | 0 | 0 | 0 | 0 | 0 | 0 | 0 | 0 | 0 | 0 | 0 | 0 | 0 | 0 | 0 | 0 | 0 | 0 | 12
NO |  | 127 | 2011 | 6 | 4 | 4 |  | 0203 SWITZER EXT. NO. 1 |  | 138 | 138 | WP | 0.04 | 0 | 1 | 556.5 ACS | 0 | 5580 | 5580 | 0 | 0 | 0 | 0 | 0 | 0 | 0 | 0 | 0 | 0 | 0 | 0 | 0 | 0 | 0 | 0 | 0 | 0 | 0 | 0 | 12
NO |  | 127 | 2011 | 6 | 5 | 5 |  | 0204 SWITZER EXT. NO. 2 |  | 138 | 138 | WP | 0.06 | 0 | 1 | 556.5 ACS | 0 | 6304 | 6304 | 0 | 0 | 0 | 0 | 0 | 0 | 0 | 0 | 0 | 0 | 0 | 0 | 0 | 0 | 0 | 0 | 0 | 0 | 0 | 0 | 12
NO |  | 127 | 2011 | 6 | 6 | 6 |  | 0210 BUCKLEY ROAD EXT. |  | 138 | 138 | SP | 0.09 | 0 | 1 | 795 ACSR | 46892 | 263140 | 310032 | 0 | 0 | 0 | 0 | 0 | 0 | 0 | 0 | 0 | 0 | 0 | 0 | 0 | 0 | 0 | 0 | 0 | 0 | 0 | 0 | 12
NO |  | 127 | 2011 | 6 | 7 | 7 |  | 0210 BUCKLEY ROAD EXT. |  | 138 | 138 | WP | 2.62 | 0 | 1 | 795 ACSR | 0 | 0 | 0 | 0 | 0 | 0 | 0 | 0 | 0 | 0 | 0 | 0 | 0 | 0 | 0 | 0 | 0 | 0 | 0 | 0 | 0 | 0 | 0 | 12
NO |  | 127 | 2011 | 6 | 8 | 8 |  | 0213 WINDSOR EXT. NO. 2 |  | 0 | 138 | WP | 0.11 | 0 | 1 |  | 232 | 9417 | 9649 | 0 | 0 | 0 | 0 | 0 | 0 | 0 | 0 | 0 | 0 | 0 | 0 | 0 | 0 | 0 | 0 | 0 | 0 | 0 | 0 | 12
NO |  | 127 | 2011 | 6 | 9 | 9 |  | 0221 DARRAH | NORTH PROCTORVILLE | 138 | 138 | ST | 3.51 | 0 | 1 | 1033.5 AC | 36957 | 516508 | 553465 | 0 | 0 | 0 | 0 | 0 | 0 | 0 | 0 | 0 | 0 | 0 | 0 | 0 | 0 | 0 | 0 | 0 | 0 | 0 | 0 | 12
NO |  | 127 | 2011 | 6 | 10 | 10 |  | 0223 DEXTER | MEIGS NO. 2 | 138 | 138 | WP | 5.53 | 0 | 1 | 556.5 ACS | 70644 | 209263 | 279907 | 0 | 0 | 0 | 0 | 0 | 0 | 0 | 0 | 0 | 0 | 0 | 0 | 0 | 0 | 0 | 0 | 0 | 0 | 0 | 0 | 12
NO |  | 127 | 2011 | 6 | 11 | 11 |  | 0224 NORTH RUTLAND | MEIGS NO. 1 | 138 | 138 | WP | 3.84 | 0 | 1 | 556.5 ACS | 48250 | 152211 | 200461 | 0 | 0 | 0 | 0 | 0 | 0 | 0 | 0 | 0 | 0 | 0 | 0 | 0 | 0 | 0 | 0 | 0 | 0 | 0 | 0 | 12
NO |  | 127 | 2011 | 6 | 12 | 12 |  | 0225 AMITY | ACADEMIA | 138 | 138 | ST | 0.14 | 0 | 1 | 556.5 ACS | 173198 | 411482 | 584680 | 0 | 0 | 0 | 0 | 0 | 0 | 0 | 0 | 0 | 0 | 0 | 0 | 0 | 0 | 0 | 0 | 0 | 0 | 0 | 0 | 12
NO |  | 127 | 2011 | 6 | 13 | 13 |  | 0225 AMITY | ACADEMIA | 138 | 138 | ST | 6.33 | 0 | 2 | 795 ACSR | 0 | 0 | 0 | 0 | 0 | 0 | 0 | 0 | 0 | 0 | 0 | 0 | 0 | 0 | 0 | 0 | 0 | 0 | 0 | 0 | 0 | 0 | 0 | 12
NO |  | 127 | 2011 | 6 | 14 | 14 |  | 0226 ACADEMIA | WEST MT. VERNON | 138 | 138 | ST | 0.15 | 0 | 2 | 556.5 ACS | 40795 | 538178 | 578973 | 0 | 0 | 0 | 0 | 0 | 0 | 0 | 0 | 0 | 0 | 0 | 0 | 0 | 0 | 0 | 0 | 0 | 0 | 0 | 0 | 12
NO |  | 127 | 2011 | 6 | 15 | 15 |  | 0226 ACADEMIA | WEST MT. VERNON | 138 | 138 | ST | 5.95 | 0 | 1 | 795 ACSR | 0 | 0 | 0 | 0 | 0 | 0 | 0 | 0 | 0 | 0 | 0 | 0 | 0 | 0 | 0 | 0 | 0 | 0 | 0 | 0 | 0 | 0 | 0 | 12
NO |  | 127 | 2011 | 6 | 16 | 16 |  | 0229 CANNELVILLE | GURNSEY MUSKINGUM C | 138 | 138 | WP | 0.11 | 0 | 1 | 336.4 ACS | 697 | 19745 | 20442 | 0 | 0 | 0 | 0 | 0 | 0 | 0 | 0 | 0 | 0 | 0 | 0 | 0 | 0 | 0 | 0 | 0 | 0 | 0 | 0 | 12
NO |  | 127 | 2011 | 6 | 17 | 17 |  | 0230 FAIRCREST EXT. |  | 138 | 138 | SP | 0.04 | 0 | 1 | 1033.5 AC | 0 | 7504 | 7504 | 0 | 0 | 0 | 0 | 0 | 0 | 0 | 0 | 0 | 0 | 0 | 0 | 0 | 0 | 0 | 0 | 0 | 0 | 0 | 0 | 12
NO |  | 127 | 2011 | 6 | 18 | 18 |  | 0235 WEST MILLERSPORT | HEATH | 138 | 138 | WP | 11.85 | 0 | 1 | 795 ACSR | 369312 | 598799 | 968111 | 0 | 0 | 0 | 0 | 0 | 0 | 0 | 0 | 0 | 0 | 0 | 0 | 0 | 0 | 0 | 0 | 0 | 0 | 0 | 0 | 12
NO |  | 127 | 2011 | 6 | 19 | 19 |  | 0235 WEST MILLERSPORT | HEATH | 138 | 138 | ST | 0.16 | 0 | 1 | 795 ACSR | 0 | 0 | 0 | 0 | 0 | 0 | 0 | 0 | 0 | 0 | 0 | 0 | 0 | 0 | 0 | 0 | 0 | 0 | 0 | 0 | 0 | 0 | 0 | 12
NO |  | 127 | 2011 | 6 | 20 | 20 |  | 0238 NORTH PROCTORVILLE | EXTENSION | 138 | 138 | ST | 3.54 | 0 | 1 | 556.5 ACS | 78186 | 260728 | 338914 | 0 | 0 | 0 | 0 | 0 | 0 | 0 | 0 | 0 | 0 | 0 | 0 | 0 | 0 | 0 | 0 | 0 | 0 | 0 | 0 | 12
NO |  | 127 | 2011 | 6 | 21 | 21 |  | 0240 NORTH CROWN CITY EXT |  | 138 | 138 | WP | 0.24 | 0 | 1 | 556.5 ACS | 2168 | 14035 | 16203 | 0 | 0 | 0 | 0 | 0 | 0 | 0 | 0 | 0 | 0 | 0 | 0 | 0 | 0 | 0 | 0 | 0 | 0 | 0 | 0 | 12
NO |  | 127 | 2011 | 6 | 22 | 22 |  | 0241 NORTH CROWN CITY EXT |  | 138 | 138 | WP | 0.24 | 0 | 1 | 556.5 ACS | 2276 | 18225 | 20501 | 0 | 0 | 0 | 0 | 0 | 0 | 0 | 0 | 0 | 0 | 0 | 0 | 0 | 0 | 0 | 0 | 0 | 0 | 0 | 0 | 12
NO |  | 127 | 2011 | 6 | 23 | 23 |  | 0242 HEATH EXT. NO. 2 |  | 138 | 138 | ST | 1.29 | 0 | 1 | 795 ACSR | 112231 | 101538 | 213769 | 0 | 0 | 0 | 0 | 0 | 0 | 0 | 0 | 0 | 0 | 0 | 0 | 0 | 0 | 0 | 0 | 0 | 0 | 0 | 0 | 12
NO |  | 127 | 2011 | 6 | 24 | 24 |  | 0243 HEATH EXT. NO. 1 |  | 138 | 138 | ST | 1.29 | 0 | 1 | 556.5 ACS | 37817 | 42712 | 80529 | 0 | 0 | 0 | 0 | 0 | 0 | 0 | 0 | 0 | 0 | 0 | 0 | 0 | 0 | 0 | 0 | 0 | 0 | 0 | 0 | 12
NO |  | 127 | 2011 | 6 | 25 | 25 |  | 0244 EAST SIDE EXT. |  | 138 | 138 | WP | 0.24 | 0 | 2 | 795 ACSR | 23316 | 101341 | 124657 | 0 | 0 | 0 | 0 | 0 | 0 | 0 | 0 | 0 | 0 | 0 | 0 | 0 | 0 | 0 | 0 | 0 | 0 | 0 | 0 | 12
NO |  | 127 | 2011 | 6 | 26 | 26 |  | 0244 EAST SIDE EXT. |  | 138 | 138 | ST | 0.08 | 0 | 2 | 795 ACSR | 0 | 0 | 0 | 0 | 0 | 0 | 0 | 0 | 0 | 0 | 0 | 0 | 0 | 0 | 0 | 0 | 0 | 0 | 0 | 0 | 0 | 0 | 0 | 12
NO |  | 127 | 2011 | 6 | 27 | 27 |  | 0245 SOUTHEAST CANTON | SUNNYSIDE | 138 | 138 | ST | 2.31 | 0 | 2 | 1033.5 AC | 214206 | 625085 | 839291 | 0 | 0 | 0 | 0 | 0 | 0 | 0 | 0 | 0 | 0 | 0 | 0 | 0 | 0 | 0 | 0 | 0 | 0 | 0 | 0 | 12
NO |  | 127 | 2011 | 6 | 28 | 28 |  | 0247 SOUTHEAST CANTON | WACO | 138 | 138 | ST | 2.12 | 0 | 2 | 1033.5 AC | 194250 | 520019 | 714269 | 0 | 0 | 0 | 0 | 0 | 0 | 0 | 0 | 0 | 0 | 0 | 0 | 0 | 0 | 0 | 0 | 0 | 0 | 0 | 0 | 12
NO |  | 127 | 2011 | 6 | 29 | 29 |  | 0252 WEST DOVER EXT. NO. |  | 138 | 138 | WP | 0.1 | 0 | 1 | 1033.5 AC | 0 | 12561 | 12561 | 0 | 0 | 0 | 0 | 0 | 0 | 0 | 0 | 0 | 0 | 0 | 0 | 0 | 0 | 0 | 0 | 0 | 0 | 0 | 0 | 12
NO |  | 127 | 2011 | 6 | 30 | 30 |  | 0253 WEST DOVER EXT. NO. |  | 138 | 138 | WP | 0.09 | 0 | 1 | 1033.5 AC | 348 | 6084 | 6432 | 0 | 0 | 0 | 0 | 0 | 0 | 0 | 0 | 0 | 0 | 0 | 0 | 0 | 0 | 0 | 0 | 0 | 0 | 0 | 0 | 12
NO |  | 127 | 2011 | 6 | 31 | 31 |  | 0254 BUCKEYE CO-OP EXT. A |  | 138 | 138 | WP | 0.21 | 0 | 1 | 556.5 ACS | 2627 | 21827 | 24454 | 0 | 0 | 0 | 0 | 0 | 0 | 0 | 0 | 0 | 0 | 0 | 0 | 0 | 0 | 0 | 0 | 0 | 0 | 0 | 0 | 12
NO |  | 127 | 2011 | 6 | 32 | 32 |  | 0257 GREENLAWN EXT. |  | 138 | 138 | WP | 1.09 | 0 | 2 | 795 ACSR | 29329 | 97211 | 126540 | 0 | 0 | 0 | 0 | 0 | 0 | 0 | 0 | 0 | 0 | 0 | 0 | 0 | 0 | 0 | 0 | 0 | 0 | 0 | 0 | 12
NO |  | 127 | 2011 | 6 | 33 | 33 |  | 0260 EAST PROCTORVILLE EXT. |  | 138 | 138 | ST | 0.13 | 0 | 2 | 1033.5 AC | 3146 | 46469 | 49615 | 0 | 0 | 0 | 0 | 0 | 0 | 0 | 0 | 0 | 0 | 0 | 0 | 0 | 0 | 0 | 0 | 0 | 0 | 0 | 0 | 12
NO |  | 127 | 2011 | 6 | 34 | 34 |  | 0264 FREMONT | SANDUSKY BAY | 69 | 138 | WP | 12.13 | 0 | 1 | 795 ACSR | 522464 | 1341778 | 1864242 | 0 | 0 | 0 | 0 | 0 | 0 | 0 | 0 | 0 | 0 | 0 | 0 | 0 | 0 | 0 | 0 | 0 | 0 | 0 | 0 | 12
NO |  | 127 | 2011 | 6 | 35 | 35 |  | 0265 WEST DOVER | SUGARCREEK | 138 | 138 | WP | 4.07 | 0 | 1 | 795 ACSR | 317328 | 266194 | 583522 | 0 | 0 | 0 | 0 | 0 | 0 | 0 | 0 | 0 | 0 | 0 | 0 | 0 | 0 | 0 | 0 | 0 | 0 | 0 | 0 | 12
NO |  | 127 | 2011 | 7 | 1 | 1 |  | 0267 NORTH PORTSMOUTH | CENTRAL PORTSMOUTH | 138 | 138 | WP | 6.04 | 0 | 1 | 795 ACSR | 141040 | 642102 | 783142 | 0 | 0 | 0 | 0 | 0 | 0 | 0 | 0 | 0 | 0 | 0 | 0 | 0 | 0 | 0 | 0 | 0 | 0 | 0 | 0 | 12
NO |  | 127 | 2011 | 7 | 2 | 2 |  | 0273 BUCKLEY ROAD | FREMONT CENTER | 69 | 138 | WP | 0.9 | 0 | 2 | 556.5 ACS | 27304 | 249067 | 276371 | 0 | 0 | 0 | 0 | 0 | 0 | 0 | 0 | 0 | 0 | 0 | 0 | 0 | 0 | 0 | 0 | 0 | 0 | 0 | 0 | 12
NO |  | 127 | 2011 | 7 | 3 | 3 |  | 0274 WAYVIEW | HOOVER NORTH | 69 | 138 | ST | 0.02 | 0 | 1 | 795 ACSR | 24583 | 397019 | 421602 | 0 | 0 | 0 | 0 | 0 | 0 | 0 | 0 | 0 | 0 | 0 | 0 | 0 | 0 | 0 | 0 | 0 | 0 | 0 | 0 | 12
NO |  | 127 | 2011 | 7 | 4 | 4 |  | 0274 WAYVIEW | HOOVER NORTH | 69 | 138 | ST | 1.04 | 0 | 2 | 795 ACSR | 0 | 0 | 0 | 0 | 0 | 0 | 0 | 0 | 0 | 0 | 0 | 0 | 0 | 0 | 0 | 0 | 0 | 0 | 0 | 0 | 0 | 0 | 0 | 12
NO |  | 127 | 2011 | 7 | 5 | 5 |  | 0275 WEST CANTON JCT. | WAYVIEW | 138 | 138 | WP | 1.11 | 0 | 1 | 795 ACSR | 94695 | 1164921 | 1259616 | 0 | 0 | 0 | 0 | 0 | 0 | 0 | 0 | 0 | 0 | 0 | 0 | 0 | 0 | 0 | 0 | 0 | 0 | 0 | 0 | 12
NO |  | 127 | 2011 | 7 | 6 | 6 |  | 0275 WEST CANTON JCT. | WAYVIEW | 138 | 138 | SP | 1.8 | 0 | 2 | 795 ACSR | 0 | 0 | 0 | 0 | 0 | 0 | 0 | 0 | 0 | 0 | 0 | 0 | 0 | 0 | 0 | 0 | 0 | 0 | 0 | 0 | 0 | 0 | 0 | 12
NO |  | 127 | 2011 | 7 | 7 | 7 |  | 0275 WEST CANTON JCT. | WAYVIEW | 138 | 138 | ST | 1.89 | 0 | 1 | 795 ACSR | 0 | 0 | 0 | 0 | 0 | 0 | 0 | 0 | 0 | 0 | 0 | 0 | 0 | 0 | 0 | 0 | 0 | 0 | 0 | 0 | 0 | 0 | 0 | 12
NO |  | 127 | 2011 | 7 | 8 | 8 |  | 0276 BELDEN VILLAGE EXT. |  | 138 | 138 | SP | 1.51 | 0 | 1 | 795 ACSR | 133378 | 354325 | 487703 | 0 | 0 | 0 | 0 | 0 | 0 | 0 | 0 | 0 | 0 | 0 | 0 | 0 | 0 | 0 | 0 | 0 | 0 | 0 | 0 | 12
NO |  | 127 | 2011 | 7 | 9 | 9 |  | 0280 EAST AMSTERDAM | CARROLL CO-OP | 69 | 138 | WP | 7.98 | 0 | 1 | 795 ACSR | 284961 | 931508 | 1216469 | 0 | 0 | 0 | 0 | 0 | 0 | 0 | 0 | 0 | 0 | 0 | 0 | 0 | 0 | 0 | 0 | 0 | 0 | 0 | 0 | 12
NO |  | 127 | 2011 | 7 | 10 | 10 |  | 0282 SOUTH POINT TIE |  | 138 | 138 | WP | 0.09 | 0 | 1 | 795 ACSR | 0 | 12090 | 12090 | 0 | 0 | 0 | 0 | 0 | 0 | 0 | 0 | 0 | 0 | 0 | 0 | 0 | 0 | 0 | 0 | 0 | 0 | 0 | 0 | 12
NO |  | 127 | 2011 | 7 | 11 | 11 |  | 0286 WEST CANTON TIE |  | 138 | 138 | SP | 0.07 | 0 | 2 | 795 ACSR | 135135 | 267143 | 402278 | 0 | 0 | 0 | 0 | 0 | 0 | 0 | 0 | 0 | 0 | 0 | 0 | 0 | 0 | 0 | 0 | 0 | 0 | 0 | 0 | 12
NO |  | 127 | 2011 | 7 | 12 | 12 |  | 0289 OHIO CENTRAL EXT. NO. |  | 138 | 138 | WP | 0.27 | 0 | 1 | 636 ACSR | 0 | 15828 | 15828 | 0 | 0 | 0 | 0 | 0 | 0 | 0 | 0 | 0 | 0 | 0 | 0 | 0 | 0 | 0 | 0 | 0 | 0 | 0 | 0 | 12
NO |  | 127 | 2011 | 7 | 13 | 13 |  | 0290 SOUTH CANTON EXT. NO. |  | 138 | 138 | ST | 0.71 | 0 | 2 | 1033.5 AC | 12103 | 105405 | 117508 | 0 | 0 | 0 | 0 | 0 | 0 | 0 | 0 | 0 | 0 | 0 | 0 | 0 | 0 | 0 | 0 | 0 | 0 | 0 | 0 | 12
NO |  | 127 | 2011 | 7 | 14 | 14 |  | 0294 SOUTH CANTON EXT. NO. |  | 138 | 138 | ST | 0.31 | 0 | 2 | 1033.5 AC | 27213 | 118561 | 145774 | 0 | 0 | 0 | 0 | 0 | 0 | 0 | 0 | 0 | 0 | 0 | 0 | 0 | 0 | 0 | 0 | 0 | 0 | 0 | 0 | 12
NO |  | 127 | 2011 | 7 | 15 | 15 |  | 0295 BROADACRE EXT. |  | 138 | 138 | SP | 0.04 | 0 | 2 | 1780 ACSR | 0 | 43415 | 43415 | 0 | 0 | 0 | 0 | 0 | 0 | 0 | 0 | 0 | 0 | 0 | 0 | 0 | 0 | 0 | 0 | 0 | 0 | 0 | 0 | 12
NO |  | 127 | 2011 | 7 | 16 | 16 |  | 0307 WEST VAN WERT | DELPHOS CENTER | 69 | 138 | WP | 1.7 | 0 | 1 | 795 ACSR | 30533 | 162383 | 192916 | 0 | 0 | 0 | 0 | 0 | 0 | 0 | 0 | 0 | 0 | 0 | 0 | 0 | 0 | 0 | 0 | 0 | 0 | 0 | 0 | 12
NO |  | 127 | 2011 | 7 | 17 | 17 |  | 0313 BUCKEYE COOP EXT. W |  | 138 | 138 | WP | 0.85 | 0 | 1 | 556.5 ACS | 19405 | 93826 | 113231 | 0 | 0 | 0 | 0 | 0 | 0 | 0 | 0 | 0 | 0 | 0 | 0 | 0 | 0 | 0 | 0 | 0 | 0 | 0 | 0 | 12
NO |  | 127 | 2011 | 7 | 18 | 18 |  | 0316 ORDANANCE JCT. EXT. |  | 138 | 138 | SP | 0.1 | 0 | 2 | 1590 ACSR | 0 | 13046 | 13046 | 0 | 0 | 0 | 0 | 0 | 0 | 0 | 0 | 0 | 0 | 0 | 0 | 0 | 0 | 0 | 0 | 0 | 0 | 0 | 0 | 12
NO |  | 127 | 2011 | 7 | 19 | 19 |  | 0317 GUERNSEY | MUSKINGUM CO-OP EXT. | 138 | 138 | WP | 0.12 | 0 | 1 | 556.5 ACS | 974 | 41700 | 42674 | 0 | 0 | 0 | 0 | 0 | 0 | 0 | 0 | 0 | 0 | 0 | 0 | 0 | 0 | 0 | 0 | 0 | 0 | 0 | 0 | 12
NO |  | 127 | 2011 | 7 | 20 | 20 |  | 0318 BUCKEYE CO-OP EXT. M |  | 138 | 138 | WP | 0.15 | 0 | 1 | 556.5 ACS | 21636 | 29443 | 51079 | 0 | 0 | 0 | 0 | 0 | 0 | 0 | 0 | 0 | 0 | 0 | 0 | 0 | 0 | 0 | 0 | 0 | 0 | 0 | 0 | 12
NO |  | 127 | 2011 | 7 | 21 | 21 |  | 0320 HEDDING ROAD | MORROW CO-OP | 138 | 138 | WP | 0.09 | 0 | 1 | 795 ACSR | 8 | 40513 | 40521 | 0 | 0 | 0 | 0 | 0 | 0 | 0 | 0 | 0 | 0 | 0 | 0 | 0 | 0 | 0 | 0 | 0 | 0 | 0 | 0 | 12
NO |  | 127 | 2011 | 7 | 22 | 22 |  | 0324 WEST MILLERSPORT | SOUTH CENTRAL POWER | 138 | 138 | WP | 0.2 | 0 | 1 | 556.5 ACS | 0 | 33801 | 33801 | 0 | 0 | 0 | 0 | 0 | 0 | 0 | 0 | 0 | 0 | 0 | 0 | 0 | 0 | 0 | 0 | 0 | 0 | 0 | 0 | 12
NO |  | 127 | 2011 | 7 | 23 | 23 |  | 0325 SHELBY MUNICIPAL EXT. |  | 138 | 138 | ST | 0.53 | 0 | 1 | 336.4 ACS | 0 | 0 | 0 | 0 | 0 | 0 | 0 | 0 | 0 | 0 | 0 | 0 | 0 | 0 | 0 | 0 | 0 | 0 | 0 | 0 | 0 | 0 | 0 | 12
NO |  | 127 | 2011 | 7 | 24 | 24 |  | 0326 BLOOMFIELD | GUERNSEY MUSKINGUM C | 138 | 138 | WP | 0.41 | 0 | 1 | 336.4 ACS | 5181 | 96269 | 101450 | 0 | 0 | 0 | 0 | 0 | 0 | 0 | 0 | 0 | 0 | 0 | 0 | 0 | 0 | 0 | 0 | 0 | 0 | 0 | 0 | 12
NO |  | 127 | 2011 | 7 | 25 | 25 |  | 0327 NORTH CENTRAL CO-OP |  | 138 | 138 | WP | 0.45 | 0 | 1 | 336.4 ACS | 26148 | 87090 | 113238 | 0 | 0 | 0 | 0 | 0 | 0 | 0 | 0 | 0 | 0 | 0 | 0 | 0 | 0 | 0 | 0 | 0 | 0 | 0 | 0 | 12
NO |  | 127 | 2011 | 7 | 26 | 26 |  | 0328 NORTH CHESIRE | EXTENSION NO. 2 | 138 | 138 |  | 0 | 0 | 0 |  | 4300 | 0 | 4300 | 0 | 0 | 0 | 0 | 0 | 0 | 0 | 0 | 0 | 0 | 0 | 0 | 0 | 0 | 0 | 0 | 0 | 0 | 0 | 0 | 12
NO |  | 127 | 2011 | 7 | 27 | 27 |  | 0329 TYCOON EXT. |  | 138 | 138 | WP | 0.29 | 0 | 1 | 556.5 ACS | 20171 | 80661 | 100832 | 0 | 0 | 0 | 0 | 0 | 0 | 0 | 0 | 0 | 0 | 0 | 0 | 0 | 0 | 0 | 0 | 0 | 0 | 0 | 0 | 12
NO |  | 127 | 2011 | 7 | 28 | 28 |  | 0331 LICKING CO-OP EXT. |  | 138 | 138 | WP | 0.04 | 0 | 1 | 336.4 ACS | 940 | 22202 | 23142 | 0 | 0 | 0 | 0 | 0 | 0 | 0 | 0 | 0 | 0 | 0 | 0 | 0 | 0 | 0 | 0 | 0 | 0 | 0 | 0 | 12
NO |  | 127 | 2011 | 7 | 29 | 29 |  | 0333 ASHLEY EXT |  | 69 | 138 | WP | 0.62 | 0 | 1 | 336.4 ACS | 86963 | 112471 | 199434 | 0 | 0 | 0 | 0 | 0 | 0 | 0 | 0 | 0 | 0 | 0 | 0 | 0 | 0 | 0 | 0 | 0 | 0 | 0 | 0 | 12
NO |  | 127 | 2011 | 7 | 30 | 30 |  | 0334 NORTH CHESIRE | EXTENTION NO. 1 | 138 | 138 | ST | 0.38 | 0 | 2 | 1033.5 AC | 16571 | 79950 | 96521 | 0 | 0 | 0 | 0 | 0 | 0 | 0 | 0 | 0 | 0 | 0 | 0 | 0 | 0 | 0 | 0 | 0 | 0 | 0 | 0 | 12
NO |  | 127 | 2011 | 7 | 31 | 31 |  | 0336 SHUFFEL ROAD | TIMKEN RESEARCH | 69 | 138 | ST | 0.66 | 0 | 1 | 795 ACSR | 4001 | 175402 | 179403 | 0 | 0 | 0 | 0 | 0 | 0 | 0 | 0 | 0 | 0 | 0 | 0 | 0 | 0 | 0 | 0 | 0 | 0 | 0 | 0 | 12
NO |  | 127 | 2011 | 7 | 32 | 32 |  | 0337 TIMKEN, RICHVILLE EX |  | 138 | 138 | WP | 1.11 | 0 | 2 | 1033.5 AC | 153330 | 548818 | 702148 | 0 | 0 | 0 | 0 | 0 | 0 | 0 | 0 | 0 | 0 | 0 | 0 | 0 | 0 | 0 | 0 | 0 | 0 | 0 | 0 | 12
NO |  | 127 | 2011 | 7 | 33 | 33 |  | 0338 CONESVILLE COAL PREP |  | 138 | 138 | WP | 0.63 | 0 | 1 | 1033.5 AC | 21917 | 141203 | 163120 | 0 | 0 | 0 | 0 | 0 | 0 | 0 | 0 | 0 | 0 | 0 | 0 | 0 | 0 | 0 | 0 | 0 | 0 | 0 | 0 | 12
NO |  | 127 | 2011 | 7 | 34 | 34 |  | 0339 A.G.A. GAS EXT. |  | 138 | 138 | WP | 0.16 | 0 | 1 | 336.4 ACS | 4230 | 215197 | 219427 | 0 | 0 | 0 | 0 | 0 | 0 | 0 | 0 | 0 | 0 | 0 | 0 | 0 | 0 | 0 | 0 | 0 | 0 | 0 | 0 | 12
NO |  | 127 | 2011 | 7 | 35 | 35 |  | 0342 EAST WOOSTER EXT. NO. |  | 138 | 138 | ST | 5.15 | 0 | 2 | 556.5 ACS | 57693 | 205160 | 262853 | 0 | 0 | 0 | 0 | 0 | 0 | 0 | 0 | 0 | 0 | 0 | 0 | 0 | 0 | 0 | 0 | 0 | 0 | 0 | 0 | 12
NO |  | 127 | 2011 | 8 | 1 | 1 |  | 0343 EAST WOOSTER EXT. |  | 138 | 138 | WP | 0.18 | 0 | 1 | 795 ACSR | 16134 | 206825 | 222959 | 0 | 0 | 0 | 0 | 0 | 0 | 0 | 0 | 0 | 0 | 0 | 0 | 0 | 0 | 0 | 0 | 0 | 0 | 0 | 0 | 12
NO |  | 127 | 2011 | 8 | 2 | 2 |  | 0343 EAST WOOSTER EXT. |  | 138 | 138 | WP | 0.43 | 0 | 2 | 795 ACSR | 0 | 0 | 0 | 0 | 0 | 0 | 0 | 0 | 0 | 0 | 0 | 0 | 0 | 0 | 0 | 0 | 0 | 0 | 0 | 0 | 0 | 0 | 0 | 12
NO |  | 127 | 2011 | 8 | 3 | 3 |  | 0344 WAGENHALS | LTV STEEL NO. 1 | 138 | 138 | ST | 0.65 | 0 | 1 | 1033.5 AC | 67527 | 101885 | 169412 | 0 | 0 | 0 | 0 | 0 | 0 | 0 | 0 | 0 | 0 | 0 | 0 | 0 | 0 | 0 | 0 | 0 | 0 | 0 | 0 | 12
NO |  | 127 | 2011 | 8 | 4 | 4 |  | 0345 WAGENHALS | LTV STEEL NO. 2 | 138 | 138 | ST | 0.68 | 0 | 1 | 1033.5 AC | 1568 | 118175 | 119743 | 0 | 0 | 0 | 0 | 0 | 0 | 0 | 0 | 0 | 0 | 0 | 0 | 0 | 0 | 0 | 0 | 0 | 0 | 0 | 0 | 12
NO |  | 127 | 2011 | 8 | 5 | 5 |  | 0346 FOSTORIA TIE |  | 138 | 138 | WP | 0.02 | 0 | 1 | 336.4 ACS | 0 | 0 | 0 | 0 | 0 | 0 | 0 | 0 | 0 | 0 | 0 | 0 | 0 | 0 | 0 | 0 | 0 | 0 | 0 | 0 | 0 | 0 | 0 | 12
NO |  | 127 | 2011 | 8 | 6 | 6 |  | 0347 FOSTORIA CENTRAL EXT. |  | 138 | 138 | ST | 0.1 | 0 | 2 | 1033.5 AC | 3617 | 45851 | 49468 | 0 | 0 | 0 | 0 | 0 | 0 | 0 | 0 | 0 | 0 | 0 | 0 | 0 | 0 | 0 | 0 | 0 | 0 | 0 | 0 | 12
NO |  | 127 | 2011 | 8 | 7 | 7 |  | 0348 FOSTORIA CENTRAL EXT. |  | 138 | 138 | ST | 0.1 | 0 | 1 | 1033.5 AC | 10877 | 59075 | 69952 | 0 | 0 | 0 | 0 | 0 | 0 | 0 | 0 | 0 | 0 | 0 | 0 | 0 | 0 | 0 | 0 | 0 | 0 | 0 | 0 | 12
NO |  | 127 | 2011 | 8 | 8 | 8 |  | 0349 FOSTORIA POWER EXT. |  | 138 | 138 | ST | 0.1 | 0 | 3 | 336.4 ACS | 0 | 0 | 0 | 0 | 0 | 0 | 0 | 0 | 0 | 0 | 0 | 0 | 0 | 0 | 0 | 0 | 0 | 0 | 0 | 0 | 0 | 0 | 0 | 12
NO |  | 127 | 2011 | 8 | 9 | 9 |  | 0350 HANCOCK WOOD CO-OP |  | 138 | 138 | WP | 0.03 | 0 | 1 | 556.5 ACS | 0 | 12614 | 12614 | 0 | 0 | 0 | 0 | 0 | 0 | 0 | 0 | 0 | 0 | 0 | 0 | 0 | 0 | 0 | 0 | 0 | 0 | 0 | 0 | 12
NO |  | 127 | 2011 | 8 | 10 | 10 |  | 0351 EAST LEIPSIC EXT |  | 138 | 138 | SP | 6.57 | 0 | 2 | 795 ACSR | 491697 | 2945947 | 3437644 | 0 | 0 | 0 | 0 | 0 | 0 | 0 | 0 | 0 | 0 | 0 | 0 | 0 | 0 | 0 | 0 | 0 | 0 | 0 | 0 | 12
NO |  | 127 | 2011 | 8 | 11 | 11 |  | 0352 BUCKEYE CO-OP EXT |  | 138 | 138 | WP | 0.09 | 0 | 1 | 336.4 ACS | 1602 | 36388 | 37990 | 0 | 0 | 0 | 0 | 0 | 0 | 0 | 0 | 0 | 0 | 0 | 0 | 0 | 0 | 0 | 0 | 0 | 0 | 0 | 0 | 12
NO |  | 127 | 2011 | 8 | 12 | 12 |  | 0353 STERLING | FOUNDRY PARK | 138 | 138 | WP | 0.91 | 0 | 1 | 795 ACSR | 7772 | 74088 | 81860 | 0 | 0 | 0 | 0 | 0 | 0 | 0 | 0 | 0 | 0 | 0 | 0 | 0 | 0 | 0 | 0 | 0 | 0 | 0 | 0 | 12
NO |  | 127 | 2011 | 8 | 13 | 13 |  | 0354 GAVIN EXT. NO. 1 |  | 138 | 138 | ST | 3.1 | 0 | 2 | 1033.5 AC | 349666 | 1509061 | 1858727 | 0 | 0 | 0 | 0 | 0 | 0 | 0 | 0 | 0 | 0 | 0 | 0 | 0 | 0 | 0 | 0 | 0 | 0 | 0 | 0 | 12
NO |  | 127 | 2011 | 8 | 14 | 14 |  | 0355 GAVIN EXT. NO. 2 |  | 138 | 138 | ST | 3.01 | 0 | 2 | 1033.5 AC | 190026 | 1842620 | 2032646 | 0 | 0 | 0 | 0 | 0 | 0 | 0 | 0 | 0 | 0 | 0 | 0 | 0 | 0 | 0 | 0 | 0 | 0 | 0 | 0 | 12
NO |  | 127 | 2011 | 8 | 15 | 15 |  | 0358 LICKING REC. EXT. A |  | 138 | 138 | WP | 0.24 | 0 | 1 | 556.5 ACS | 1275 | 62153 | 63428 | 0 | 0 | 0 | 0 | 0 | 0 | 0 | 0 | 0 | 0 | 0 | 0 | 0 | 0 | 0 | 0 | 0 | 0 | 0 | 0 | 12
NO |  | 127 | 2011 | 8 | 16 | 16 |  | 0359 BUCKHORN | HOLMES | 138 | 138 | WP | 0.98 | 0 | 1 | 336.4 ACS | 75227 | 300012 | 375239 | 0 | 0 | 0 | 0 | 0 | 0 | 0 | 0 | 0 | 0 | 0 | 0 | 0 | 0 | 0 | 0 | 0 | 0 | 0 | 0 | 12
NO |  | 127 | 2011 | 8 | 17 | 17 |  | 0360 ADAMS RUAL ELECTRICK | EMERALD | 138 | 138 | WP | 0.8 | 0 | 1 | 556.5 ACS | 3853 | 227025 | 230878 | 0 | 0 | 0 | 0 | 0 | 0 | 0 | 0 | 0 | 0 | 0 | 0 | 0 | 0 | 0 | 0 | 0 | 0 | 0 | 0 | 12
NO |  | 127 | 2011 | 8 | 18 | 18 |  | 0361 RILEY CREEK | PAULDING PUTNAM | 138 | 138 | ST | 1.2 | 0 | 1 | 336.4 ACS | 0 | 372700 | 372700 | 0 | 0 | 0 | 0 | 0 | 0 | 0 | 0 | 0 | 0 | 0 | 0 | 0 | 0 | 0 | 0 | 0 | 0 | 0 | 0 | 12
NO |  | 127 | 2011 | 8 | 19 | 19 |  | 0363 MEIGS NO. 2 | WILKESVILLE | 138 | 138 |  | 1.6 | 0 | 1 |  | 9000 | 96880 | 105880 | 0 | 0 | 0 | 0 | 0 | 0 | 0 | 0 | 0 | 0 | 0 | 0 | 0 | 0 | 0 | 0 | 0 | 0 | 0 | 0 | 12
NO |  | 127 | 2011 | 8 | 20 | 20 |  | 0364 NORTH CENTRAL CO-OP |  | 138 | 138 |  | 1.84 | 0 | 1 | 556.5 ACS | 217676 | 532226 | 749902 | 0 | 0 | 0 | 0 | 0 | 0 | 0 | 0 | 0 | 0 | 0 | 0 | 0 | 0 | 0 | 0 | 0 | 0 | 0 | 0 | 12
NO |  | 127 | 2011 | 8 | 21 | 21 |  | 0368 BALL HOLLOW | WASHINGTON CO-OP | 138 | 138 |  | 0.05 | 0 | 1 | 556.5 ACS | 0 | 7549 | 7549 | 0 | 0 | 0 | 0 | 0 | 0 | 0 | 0 | 0 | 0 | 0 | 0 | 0 | 0 | 0 | 0 | 0 | 0 | 0 | 0 | 12
NO |  | 127 | 2011 | 8 | 22 | 22 |  | 0371 SPENCER RIDGE | BUCKINGHAM COAL | 138 | 138 | WP | 0.12 | 0 | 1 | 4/0 ACSR | -1 | -41451 | -41452 | 0 | 0 | 0 | 0 | 0 | 0 | 0 | 0 | 0 | 0 | 0 | 0 | 0 | 0 | 0 | 0 | 0 | 0 | 0 | 0 | 12
NO |  | 127 | 2011 | 8 | 23 | 23 |  | 0370 BUCKEYE CO-OP EXT |  | 138 | 138 | ST | 0.1 | 0 | 2 | 397.5 ACS | 0 | 34918 | 34918 | 0 | 0 | 0 | 0 | 0 | 0 | 0 | 0 | 0 | 0 | 0 | 0 | 0 | 0 | 0 | 0 | 0 | 0 | 0 | 0 | 12
NO |  | 127 | 2011 | 8 | 24 | 24 |  | 0372 NORTH BELLVILLE LOOP |  | 138 | 138 | WP | 0.11 | 0 | 2 | 556.5 ACS | 0 | 225220 | 225220 | 0 | 0 | 0 | 0 | 0 | 0 | 0 | 0 | 0 | 0 | 0 | 0 | 0 | 0 | 0 | 0 | 0 | 0 | 0 | 0 | 12
NO |  | 127 | 2011 | 8 | 25 | 25 |  | 0375 HANTHORN RD | G.O. ETHANOL | 0 | 138 | ST | 0.34 | 0 | 1 | 556.5 ACS | 0 | 48557 | 48557 | 0 | 0 | 0 | 0 | 0 | 0 | 0 | 0 | 0 | 0 | 0 | 0 | 0 | 0 | 0 | 0 | 0 | 0 | 0 | 0 | 12
NO |  | 127 | 2011 | 9 | 3 | 3 |  | BEATTY | HAYDEN | 345 | 345 | 1 | 0 | 0 | 1 | 2-954 ACSR | 0 | 0 | 0 | 0 | 0 | 0 | 0 | 0 | 0 | 0 | 0 | 0 | 0 | 0 | 0 | 0 | 0 | 0 | 0 | 0 | 0 | 0 | 0 | 12
NO |  | 127 | 2011 | 9 | 4 | 4 |  | 9032 BEATTY | HAYDEN | 345 | 345 | 3 | 17 | 0 | 1 | 2-954 ACSR | 1194611 | 3101280 | 4295891 | 0 | 0 | 0 | 0 | 0 | 0 | 0 | 0 | 0 | 0 | 0 | 0 | 0 | 0 | 0 | 0 | 0 | 0 | 0 | 0 | 12
NO |  | 127 | 2011 | 9 | 5 | 5 |  | 9034 CONESVILLE | CORRIDOR | 345 | 345 | 3 | 54 | 0 | 1 | 2-954 ACSR | 742088 | 4966382 | 5708470 | 0 | 0 | 0 | 0 | 0 | 0 | 0 | 0 | 0 | 0 | 0 | 0 | 0 | 0 | 0 | 0 | 0 | 0 | 0 | 0 | 12
NO |  | 127 | 2011 | 9 | 6 | 6 |  | C633 POINT N | STR. 96-1 | 345 | 345 | 1,3 | 4.24 | 0 | 1 | 2-954 ACSR | 70173 | 4631876 | 4702049 | 0 | 0 | 0 | 0 | 0 | 0 | 0 | 0 | 0 | 0 | 0 | 0 | 0 | 0 | 0 | 0 | 0 | 0 | 0 | 0 | 12
NO |  | 127 | 2011 | 9 | 7 | 7 |  | HAYDEN | HYATT | 345 | 345 | 1 | 0 | 0 | 1 | 2-954 ACSR | 0 | 0 | 0 | 0 | 0 | 0 | 0 | 0 | 0 | 0 | 0 | 0 | 0 | 0 | 0 | 0 | 0 | 0 | 0 | 0 | 0 | 0 | 0 | 12
NO |  | 127 | 2011 | 9 | 8 | 8 |  | HAYDEN | HYATT | 345 | 345 | 2 | 0 | 0 | 1 | 2-954 ACSR | 0 | 0 | 0 | 0 | 0 | 0 | 0 | 0 | 0 | 0 | 0 | 0 | 0 | 0 | 0 | 0 | 0 | 0 | 0 | 0 | 0 | 0 | 0 | 12
NO |  | 127 | 2011 | 9 | 9 | 9 |  | 9037 HAYDEN | HYATT | 345 | 345 | 3 | 12 | 0 | 1 | 2-954 ACSR | 835964 | 1916457 | 2752421 | 0 | 0 | 0 | 0 | 0 | 0 | 0 | 0 | 0 | 0 | 0 | 0 | 0 | 0 | 0 | 0 | 0 | 0 | 0 | 0 | 12
NO |  | 127 | 2011 | 9 | 10 | 10 |  | 9038 HAYDEN | ROBERTS | 345 | 345 | 1 | 11.53 | 0 | 1 | 2-954 ACSR | 1438506 | 4809603 | 6248109 | 0 | 0 | 0 | 0 | 0 | 0 | 0 | 0 | 0 | 0 | 0 | 0 | 0 | 0 | 0 | 0 | 0 | 0 | 0 | 0 | 12
NO |  | 127 | 2011 | 9 | 11 | 11 |  | 9039 POINT Z | CORRIDOR | 345 | 345 | 3 | 13 | 0 | 1 | 2-954 ACSR | 789723 | 3903904 | 4693627 | 0 | 0 | 0 | 0 | 0 | 0 | 0 | 0 | 0 | 0 | 0 | 0 | 0 | 0 | 0 | 0 | 0 | 0 | 0 | 0 | 12
NO |  | 127 | 2011 | 9 | 12 | 12 |  | C613 KIRK EXT #1 (NORTH) |  | 345 | 345 | 1 | 0.25 | 0 | 1 | 636 ACSR 26/7 | 0 | 68482 | 68482 | 0 | 0 | 0 | 0 | 0 | 0 | 0 | 0 | 0 | 0 | 0 | 0 | 0 | 0 | 0 | 0 | 0 | 0 | 0 | 0 | 12
NO |  | 127 | 2011 | 9 | 13 | 13 |  | C614 KIRK EXT #2 (SOUTH) |  | 345 | 345 | 1 | 0.25 | 0 | 1 | 636 ACSR 26/7 | 0 | 67644 | 67644 | 0 | 0 | 0 | 0 | 0 | 0 | 0 | 0 | 0 | 0 | 0 | 0 | 0 | 0 | 0 | 0 | 0 | 0 | 0 | 0 | 12
NO |  | 127 | 2011 | 9 | 14 | 14 |  | 8790 DAVIDSON | DUBLIN | 138 | 138 | 4 | 3.16 | 0 | 1 | 2000 CU KCM | 0 | 7120559 | 7120559 | 0 | 0 | 0 | 0 | 0 | 0 | 0 | 0 | 0 | 0 | 0 | 0 | 0 | 0 | 0 | 0 | 0 | 0 | 0 | 0 | 12
NO |  | 127 | 2011 | 9 | 15 | 15 |  | C710 DUBLIN | SAWMILL | 138 | 138 | 1 | 6.4 | 0 | 1 | 636 ACSR 26/7 | 254401 | 1251386 | 1505787 | 0 | 0 | 0 | 0 | 0 | 0 | 0 | 0 | 0 | 0 | 0 | 0 | 0 | 0 | 0 | 0 | 0 | 0 | 0 | 0 | 12
NO |  | 127 | 2011 | 9 | 16 | 16 |  | C795 KIMBERLY EXTENSION |  | 138 | 138 | 1 | 0.56 | 0 | 2 | 636 ACSR 26/7 | 21083 | 716838 | 737921 | 0 | 0 | 0 | 0 | 0 | 0 | 0 | 0 | 0 | 0 | 0 | 0 | 0 | 0 | 0 | 0 | 0 | 0 | 0 | 0 | 12
NO |  | 127 | 2011 | 9 | 17 | 17 |  | C796 DON MARQUIS LOOP #1 |  | 138 | 138 | 1 | 6.6 | 0 | 1 | 1033.5 KCM | 1297075 | 10611994 | 11909069 | 0 | 0 | 0 | 0 | 0 | 0 | 0 | 0 | 0 | 0 | 0 | 0 | 0 | 0 | 0 | 0 | 0 | 0 | 0 | 0 | 12
NO |  | 127 | 2011 | 9 | 18 | 18 |  | C798 DON MARQUIS LOOP #2 |  | 138 | 138 | 1 | 0.65 | 0 | 1 | 1033.5 KCM | 0 | 1112156 | 1112156 | 0 | 0 | 0 | 0 | 0 | 0 | 0 | 0 | 0 | 0 | 0 | 0 | 0 | 0 | 0 | 0 | 0 | 0 | 0 | 0 | 12
NO |  | 127 | 2011 | 9 | 19 | 19 |  | C799 GREIF EXTENSION |  | 138 | 138 | 4 | 0.66 | 0 | 2 | 2000 kcm CU | 0 | 9807 | 9807 | 0 | 0 | 0 | 0 | 0 | 0 | 0 | 0 | 0 | 0 | 0 | 0 | 0 | 0 | 0 | 0 | 0 | 0 | 0 | 0 | 12
NO |  | 127 | 2011 | 9 | 20 | 20 |  | C800 LICK | JACKSON | 138 | 138 | 1 | 1.09 | 0 | 0 |  | 0 | 0 | 0 | 0 | 0 | 0 | 0 | 0 | 0 | 0 | 0 | 0 | 0 | 0 | 0 | 0 | 0 | 0 | 0 | 0 | 0 | 0 | 0 | 12
NO |  | 127 | 2011 | 9 | 21 | 21 |  | C850 WILLOW ISLAND | MILL CREEK | 138 | 138 | 1 | 9.14 | 0 | 1 | 954 ACSR 45/7 | 141721 | 877711 | 1019432 | 0 | 0 | 0 | 0 | 0 | 0 | 0 | 0 | 0 | 0 | 0 | 0 | 0 | 0 | 0 | 0 | 0 | 0 | 0 | 0 | 12
NO |  | 127 | 2011 | 9 | 22 | 22 |  | C851 MILL CREEK | RIVERVIEW | 138 | 138 | 1 | 10.8 | 0 | 1 | 954 ACSR 45/7 | 409734 | 1494023 | 1903757 | 0 | 0 | 0 | 0 | 0 | 0 | 0 | 0 | 0 | 0 | 0 | 0 | 0 | 0 | 0 | 0 | 0 | 0 | 0 | 0 | 12
NO |  | 127 | 2011 | 9 | 23 | 23 |  | C852 RIVERVIEW | CORNER | 138 | 138 | 1 | 7.09 | 0 | 1 | 954 ACSR 45/7 | 460764 | 1023764 | 1484528 | 0 | 0 | 0 | 0 | 0 | 0 | 0 | 0 | 0 | 0 | 0 | 0 | 0 | 0 | 0 | 0 | 0 | 0 | 0 | 0 | 12
NO |  | 127 | 2011 | 9 | 24 | 24 |  | C853 CORNER | SHELL | 138 | 138 | 1 | 2.13 | 0 | 1 | 336.4 ACSR 26/7 | 13024 | 74763 | 87787 | 0 | 0 | 0 | 0 | 0 | 0 | 0 | 0 | 0 | 0 | 0 | 0 | 0 | 0 | 0 | 0 | 0 | 0 | 0 | 0 | 12
NO |  | 127 | 2011 | 9 | 25 | 25 |  | C854 PARKERSBURG | CORNER | 138 | 138 | 1 | 7.67 | 0 | 1 | 336.4&954 ACSR | 68318 | 375612 | 443930 | 0 | 0 | 0 | 0 | 0 | 0 | 0 | 0 | 0 | 0 | 0 | 0 | 0 | 0 | 0 | 0 | 0 | 0 | 0 | 0 | 12
NO |  | 127 | 2011 | 9 | 26 | 26 |  | C855 MUSKINGUM | CORNER | 138 | 138 | 1 | 15.79 | 0 | 1 | 556.5 ACSR 26/7 | 206006 | 349959 | 555965 | 0 | 0 | 0 | 0 | 0 | 0 | 0 | 0 | 0 | 0 | 0 | 0 | 0 | 0 | 0 | 0 | 0 | 0 | 0 | 0 | 12
NO |  | 127 | 2011 | 9 | 27 | 27 |  | C856 BELMONT | RIVERVIEW | 138 | 138 | 1 | 0.86 | 0 | 1 | 954 ACSR 45/7 | 32224 | 223438 | 255662 | 0 | 0 | 0 | 0 | 0 | 0 | 0 | 0 | 0 | 0 | 0 | 0 | 0 | 0 | 0 | 0 | 0 | 0 | 0 | 0 | 12
NO |  | 127 | 2011 | 9 | 28 | 28 |  | C857 WASHINGTON | CORNER | 138 | 138 | 1 | 6.51 | 0 | 1 | 954 ACSR 45/7 | 400377 | 745254 | 1145631 | 0 | 0 | 0 | 0 | 0 | 0 | 0 | 0 | 0 | 0 | 0 | 0 | 0 | 0 | 0 | 0 | 0 | 0 | 0 | 0 | 12
NO |  | 127 | 2011 | 9 | 29 | 29 |  | C858 RIVERVIEW | ELKEM METALS | 138 | 138 | 1 | 0.8 | 0 | 1 | 954 ACSR 45/7 | 86869 | 939648 | 1026517 | 0 | 0 | 0 | 0 | 0 | 0 | 0 | 0 | 0 | 0 | 0 | 0 | 0 | 0 | 0 | 0 | 0 | 0 | 0 | 0 | 12
NO |  | 127 | 2011 | 9 | 30 | 30 |  | COMMONLY OWNED: (A) |  | 0 | 0 |  | 0 | 0 | 0 |  | 0 | 0 | 0 | 0 | 0 | 0 | 0 | 611270101 | 0 | 0 | 0 | 0 | 0 | 0 | 0 | 0 | 0 | 0 | 0 | 0 | 0 | 0 | 0 | 12
NO |  | 127 | 2011 | 9 | 31 | 31 |  | 9001 BECKJORD | PIERCE | 345 | 345 | 3 | 0 | 0 | 1 | 1414 ACSR | 14534 | 49229 | 63763 | 0 | 0 | 0 | 0 | 0 | 0 | 0 | 0 | 0 | 0 | 0 | 0 | 0 | 0 | 0 | 0 | 0 | 0 | 0 | 0 | 12
NO |  | 127 | 2011 | 9 | 32 | 32 |  | 9002 PIERCE | FOSTER | 345 | 345 | 3 | 24 | 0 | 1 | 2-1024 ACAR | 341949 | 829458 | 1171407 | 0 | 0 | 0 | 0 | 0 | 0 | 0 | 0 | 0 | 0 | 0 | 0 | 0 | 0 | 0 | 0 | 0 | 0 | 0 | 0 | 12
NO |  | 127 | 2011 | 9 | 33 | 33 |  | 9006 GREENE | BEATTY | 345 | 345 | 3 | 49 | 0 | 1 | 2-1024 ACAR | 407288 | 1348252 | 1755540 | 0 | 0 | 0 | 0 | 0 | 0 | 0 | 0 | 0 | 0 | 0 | 0 | 0 | 0 | 0 | 0 | 0 | 0 | 0 | 0 | 12
NO |  | 127 | 2011 | 9 | 34 | 34 |  | 9007 MARQUIS | POINT X | 345 | 345 | 3 | 46 | 0 | 1 | 2-983 ACAR | 224274 | 1371171 | 1595445 | 0 | 0 | 0 | 0 | 0 | 0 | 0 | 0 | 0 | 0 | 0 | 0 | 0 | 0 | 0 | 0 | 0 | 0 | 0 | 0 | 12
NO |  | 127 | 2011 | 9 | 35 | 35 |  | 9009 STUART | GREENE | 345 | 345 | 3 | 79 | 0 | 1 | 2-1024 ACAR | 457134 | 2262033 | 2719167 | 0 | 0 | 0 | 0 | 0 | 0 | 0 | 0 | 0 | 0 | 0 | 0 | 0 | 0 | 0 | 0 | 0 | 0 | 0 | 0 | 12
NO |  | 127 | 2011 | 10 | 1 | 1 |  | 9010 STUART | POINT M-KILLEN | 345 | 345 | 3 | 13 | 0 | 1 | 2-983 ACAR | 110255 | 1559205 | 1669460 | 0 | 0 | 0 | 0 | 0 | 0 | 0 | 0 | 0 | 0 | 0 | 0 | 0 | 0 | 0 | 0 | 0 | 0 | 0 | 0 | 12
NO |  | 127 | 2011 | 10 | 2 | 2 |  | STUART | FOSTER | 345 | 345 | 3 | 55 | 0 | 1 | 2-1024 ACAR | 0 | 0 | 0 | 0 | 0 | 0 | 0 | 0 | 0 | 0 | 0 | 0 | 0 | 0 | 0 | 0 | 0 | 0 | 0 | 0 | 0 | 0 | 0 | 12
NO |  | 127 | 2011 | 10 | 3 | 3 |  | 9011 STUART | FOSTER | 345 | 345 | 3 | 1 | 0 | 1 | 2-1024 ACAR | 380541 | 1547728 | 1928269 | 0 | 0 | 0 | 0 | 0 | 0 | 0 | 0 | 0 | 0 | 0 | 0 | 0 | 0 | 0 | 0 | 0 | 0 | 0 | 0 | 12
NO |  | 127 | 2011 | 10 | 4 | 4 |  | 9041 STUART | ZIMMER | 345 | 345 | 3 | 35 | 0 | 1 | 2-954 ACSR | 262436 | 1445792 | 1708228 | 0 | 0 | 0 | 0 | 0 | 0 | 0 | 0 | 0 | 0 | 0 | 0 | 0 | 0 | 0 | 0 | 0 | 0 | 0 | 0 | 12
NO |  | 127 | 2011 | 10 | 5 | 5 |  | 9044 ZIMMER | PORT UNION | 345 | 345 | 3 | 10 | 0 | 1 | 2-954 ACSR | 292501 | 1255302 | 1547803 | 0 | 0 | 0 | 0 | 0 | 0 | 0 | 0 | 0 | 0 | 0 | 0 | 0 | 0 | 0 | 0 | 0 | 0 | 0 | 0 | 12
NO |  | 127 | 2011 | 10 | 6 | 6 |  | 9049 KILLEN-POINT O | MARQUIS | 345 | 345 |  | 0 | 0 | 0 |  | 0 | 132751 | 132751 | 0 | 0 | 0 | 0 | 0 | 0 | 0 | 0 | 0 | 0 | 0 | 0 | 0 | 0 | 0 | 0 | 0 | 0 | 0 | 0 | 12
NO |  | 127 | 2011 | 10 | 7 | 7 |  | POINT O-KILLEN | MARQUIS | 345 | 345 | 3 | 32 | 0 | 1 | 2-983 ACAR | 0 | 0 | 0 | 0 | 0 | 0 | 0 | 0 | 0 | 0 | 0 | 0 | 0 | 0 | 0 | 0 | 0 | 0 | 0 | 0 | 0 | 0 | 0 | 12
NO |  | 127 | 2011 | 10 | 8 | 8 |  | POINT Y | BEATTY | 345 | 345 | 3 | 15 | 0 | 1 | 2-983 ACAR | 0 | 0 | 0 | 0 | 0 | 0 | 0 | 0 | 0 | 0 | 0 | 0 | 0 | 0 | 0 | 0 | 0 | 0 | 0 | 0 | 0 | 0 | 0 | 12
NO |  | 127 | 2011 | 10 | 9 | 9 |  | 9742 POINT Y | BEATTY | 345 | 345 | 3 | 0 | 4 | 1 | 2-983 ACAR | 106814 | 569305 | 676119 | 0 | 0 | 0 | 0 | 0 | 0 | 0 | 0 | 0 | 0 | 0 | 0 | 0 | 0 | 0 | 0 | 0 | 0 | 0 | 0 | 12
NO |  | 127 | 2011 | 10 | 10 | 10 |  | COMMONLY OWNED: (B) |  | 0 | 0 |  | 0 | 0 | 0 |  | 0 | 0 | 0 | 0 | 0 | 0 | 0 | 0 | 0 | 0 | 0 | 0 | 0 | 0 | 0 | 0 | 0 | 0 | 0 | 0 | 0 | 0 | 0 | 12
NO |  | 127 | 2011 | 10 | 11 | 11 |  | 9031 BEATTY | BIXBY | 345 | 345 | 3 | 13 | 0 | 1 | 2-954 ACSR | 238833 | 747276 | 986109 | 0 | 0 | 0 | 0 | 0 | 0 | 0 | 0 | 0 | 0 | 0 | 0 | 0 | 0 | 0 | 0 | 0 | 0 | 0 | 0 | 12
NO |  | 127 | 2011 | 10 | 12 | 12 |  | STUART | TOWER 2 | 345 | 345 | 3 | 0 | 0 | 1 | 2-954 ACSR | 0 | 0 | 0 | 0 | 0 | 0 | 0 | 0 | 0 | 0 | 0 | 0 | 0 | 0 | 0 | 0 | 0 | 0 | 0 | 0 | 0 | 0 | 0 | 12
NO |  | 127 | 2011 | 10 | 13 | 13 |  | 9042 TOWER 2 | POINT Y | 345 | 345 | 3 | 75 | 0 | 1 | 2-954 ACSR | 679660 | 2141019 | 2820679 | 0 | 0 | 0 | 0 | 0 | 0 | 0 | 0 | 0 | 0 | 0 | 0 | 0 | 0 | 0 | 0 | 0 | 0 | 0 | 0 | 12
NO |  | 127 | 2011 | 10 | 14 | 14 |  | CONESVILLE | TOWER 71 | 345 | 345 | 2 | 51 | 0 | 1 | 2-954 ACSR | 0 | 0 | 0 | 0 | 0 | 0 | 0 | 0 | 0 | 0 | 0 | 0 | 0 | 0 | 0 | 0 | 0 | 0 | 0 | 0 | 0 | 0 | 0 | 12
NO |  | 127 | 2011 | 10 | 15 | 15 |  | 9043 TOWER 71 | BIXBY | 345 | 345 | 3 | 0 | 15 | 1 | 2-954 ACSR | 360944 | 1605593 | 1966537 | 0 | 0 | 0 | 0 | 0 | 0 | 0 | 0 | 0 | 0 | 0 | 0 | 0 | 0 | 0 | 0 | 0 | 0 | 0 | 0 | 12
NO |  | 127 | 2011 | 10 | 16 | 16 |  | POINT X | TOWER 27 | 345 | 345 | 3 | 17 | 0 | 1 | 2-954 ACSR | 0 | 0 | 0 | 0 | 0 | 0 | 0 | 0 | 0 | 0 | 0 | 0 | 0 | 0 | 0 | 0 | 0 | 0 | 0 | 0 | 0 | 0 | 0 | 12
NO |  | 127 | 2011 | 10 | 17 | 17 |  | 9707 TOWER 27 | BIXBY | 345 | 345 | 3 | 0 | 9 | 1 | 2-954 ACSR | 213385 | 563492 | 776877 | 0 | 0 | 0 | 0 | 0 | 0 | 0 | 0 | 0 | 0 | 0 | 0 | 0 | 0 | 0 | 0 | 0 | 0 | 0 | 0 | 12
NO |  | 127 | 2011 | 10 | 18 | 18 |  | COMMONLY OWNED: (C) |  | 0 | 0 |  | 0 | 0 | 0 |  | 0 | 0 | 0 | 0 | 0 | 0 | 0 | 0 | 0 | 0 | 0 | 0 | 0 | 0 | 0 | 0 | 0 | 0 | 0 | 0 | 0 | 0 | 0 | 12
NO |  | 127 | 2011 | 10 | 19 | 19 |  | 9040 CONESVILLE | POINT Z | 345 | 345 | 3 | 57 | 0 | 1 | 2-954 ACSR | 1514424 | 5630711 | 7145135 | 0 | 0 | 0 | 0 | 0 | 0 | 0 | 0 | 0 | 0 | 0 | 0 | 0 | 0 | 0 | 0 | 0 | 0 | 0 | 0 | 12
NO |  | 127 | 2011 | 10 | 20 | 20 |  | COMMONLY OWNED: (D) |  | 0 | 0 |  | 0 | 0 | 0 |  | 0 | 0 | 0 | 0 | 0 | 0 | 0 | 0 | 0 | 0 | 0 | 0 | 0 | 0 | 0 | 0 | 0 | 0 | 0 | 0 | 0 | 0 | 0 | 12
NO |  | 127 | 2011 | 10 | 21 | 21 |  | POINT Z | HYATT | 345 | 345 | 3 | 9 | 0 | 1 | 2-954 ACSR | 0 | 0 | 0 | 0 | 0 | 0 | 0 | 0 | 0 | 0 | 0 | 0 | 0 | 0 | 0 | 0 | 0 | 0 | 0 | 0 | 0 | 0 | 0 | 12
NO |  | 127 | 2011 | 10 | 22 | 22 |  | POINT Z | HYATT | 345 | 345 | 1 | 2 | 0 | 1 | 2-954 ACSR | 0 | 0 | 0 | 0 | 0 | 0 | 0 | 0 | 0 | 0 | 0 | 0 | 0 | 0 | 0 | 0 | 0 | 0 | 0 | 0 | 0 | 0 | 0 | 12
NO |  | 127 | 2011 | 10 | 23 | 23 |  | 9740 POINT Z | HYATT | 345 | 345 | 2 | 0 | 0 | 1 | 2-954 ACSR | 613989 | 2097710 | 2711699 | 0 | 0 | 0 | 0 | 0 | 0 | 0 | 0 | 0 | 0 | 0 | 0 | 0 | 0 | 0 | 0 | 0 | 0 | 0 | 0 | 12
NO |  | 127 | 2011 | 10 | 24 | 24 |  | COMMONLY OWNED: (E) |  | 0 | 0 |  | 0 | 0 | 0 |  | 0 | 0 | 0 | 0 | 0 | 0 | 0 | 0 | 0 | 0 | 0 | 0 | 0 | 0 | 0 | 0 | 0 | 0 | 0 | 0 | 0 | 0 | 0 | 12
NO |  | 127 | 2011 | 10 | 25 | 25 |  | STUART | ZIMMER | 345 | 345 | 3 | 1 | 0 | 1 | 2-954 ACSR | 0 | 0 | 0 | 0 | 0 | 0 | 0 | 0 | 0 | 0 | 0 | 0 | 0 | 0 | 0 | 0 | 0 | 0 | 0 | 0 | 0 | 0 | 0 | 12
NO |  | 127 | 2011 | 10 | 26 | 26 |  | 9045 ZIMMER-SILVER GROVE | RED BANK | 345 | 345 | 3 | 33 | 2 | 1 | 2-954 ACSR | 46141 | 3333699 | 3379840 | 0 | 0 | 0 | 0 | 0 | 0 | 0 | 0 | 0 | 0 | 0 | 0 | 0 | 0 | 0 | 0 | 0 | 0 | 0 | 0 | 12
NO |  | 127 | 2011 | 10 | 27 | 27 |  | 9145 ZIMMER-SILVER GROVE | RED BANK | 345 | 345 | 3 | 0 | 0 | 1 | 2-954 ACSR | 261902 | 3054661 | 3316563 | 0 | 0 | 0 | 0 | 0 | 0 | 0 | 0 | 0 | 0 | 0 | 0 | 0 | 0 | 0 | 0 | 0 | 0 | 0 | 0 | 12
NO |  | 127 | 2011 | 10 | 28 | 28 |  | 9046 RED BANK | TERMINAL | 345 | 345 | 3 | 7 | 0 | 1 | 2-954 ACSR | 232956 | 2023424 | 2256380 | 0 | 0 | 0 | 0 | 0 | 0 | 0 | 0 | 0 | 0 | 0 | 0 | 0 | 0 | 0 | 0 | 0 | 0 | 0 | 0 | 12
NO |  | 127 | 2011 | 10 | 29 | 29 |  | 9053 ZIMMER | PIERCE | 345 | 345 | 3 | 1 | 36 | 1 | 2-954 ACSR | 153013 | 531322 | 684335 | 0 | 0 | 0 | 0 | 0 | 0 | 0 | 0 | 0 | 0 | 0 | 0 | 0 | 0 | 0 | 0 | 0 | 0 | 0 | 0 | 12
NO |  | 127 | 2011 | 10 | 30 | 30 |  | ROBERTS | BETHEL | 138 | 138 | 1 | 0 | 0 | 2 | 636 ACSR | 0 | 0 | 0 | 0 | 0 | 0 | 0 | 0 | 0 | 0 | 0 | 0 | 0 | 0 | 0 | 0 | 0 | 0 | 0 | 0 | 0 | 0 | 0 | 12
NO |  | 127 | 2011 | 10 | 31 | 31 |  | 8001 ROBERTS | BETHEL | 138 | 138 | 3 | 5 | 0 | 2 | 636 ACSR | 154413 | 839323 | 993736 | 0 | 0 | 0 | 0 | 0 | 0 | 0 | 0 | 0 | 0 | 0 | 0 | 0 | 0 | 0 | 0 | 0 | 0 | 0 | 0 | 12
NO |  | 127 | 2011 | 10 | 32 | 32 |  | ROBERTS | KENNY | 138 | 138 | 1 | 1 | 0 | 1 | 954 ACSR | 0 | 0 | 0 | 0 | 0 | 0 | 0 | 0 | 0 | 0 | 0 | 0 | 0 | 0 | 0 | 0 | 0 | 0 | 0 | 0 | 0 | 0 | 0 | 12
NO |  | 127 | 2011 | 10 | 33 | 33 |  | 8002 ROBERTS | KENNY | 138 | 138 | 4 | 3 | 0 | 1 | 2500 ALUM | 15618 | 2565158 | 2580776 | 0 | 0 | 0 | 0 | 0 | 0 | 0 | 0 | 0 | 0 | 0 | 0 | 0 | 0 | 0 | 0 | 0 | 0 | 0 | 0 | 12
NO |  | 127 | 2011 | 10 | 34 | 34 |  | C789 BEAVER 138KV EXTENSION |  | 138 | 138 |  | 0 | 0 | 0 | 0 | 1623 | 0 | 1623 | 0 | 0 | 0 | 0 | 0 | 0 | 0 | 0 | 0 | 0 | 0 | 0 | 0 | 0 | 0 | 0 | 0 | 0 | 0 | 0 | 12
NO |  | 127 | 2011 | 10 | 35 | 35 |  | BETHEL | LINWORTH | 138 | 138 | 3 | 0 | 3 | 1 | 636 ACSR | 0 | 0 | 0 | 0 | 0 | 0 | 0 | 0 | 0 | 0 | 0 | 0 | 0 | 0 | 0 | 0 | 0 | 0 | 0 | 0 | 0 | 0 | 0 | 12
NO |  | 127 | 2011 | 11 | 1 | 1 |  | 8004 BETHEL | LINWORTH | 138 | 138 | 1 | 2 | 0 | 1 | 636 AA | 30989 | 271745 | 302734 | 0 | 0 | 0 | 0 | 0 | 0 | 0 | 0 | 0 | 0 | 0 | 0 | 0 | 0 | 0 | 0 | 0 | 0 | 0 | 0 | 12
NO |  | 127 | 2011 | 11 | 2 | 2 |  | 8005 PICWAY | HARRISON | 138 | 138 | 3 | 1 | 0 | 1 | 636 ACSR | 0 | 5881 | 5881 | 0 | 0 | 0 | 0 | 0 | 0 | 0 | 0 | 0 | 0 | 0 | 0 | 0 | 0 | 0 | 0 | 0 | 0 | 0 | 0 | 12
NO |  | 127 | 2011 | 11 | 3 | 3 |  | 8008 GROVES | BEXLEY | 138 | 138 | 1 | 4 | 0 | 1 | 636 ACSR | 275683 | 430554 | 706237 | 0 | 0 | 0 | 0 | 0 | 0 | 0 | 0 | 0 | 0 | 0 | 0 | 0 | 0 | 0 | 0 | 0 | 0 | 0 | 0 | 12
NO |  | 127 | 2011 | 11 | 4 | 4 |  | 8009 BEXLEY | ST. CLAIR | 138 | 138 | 1 | 4 | 0 | 1 | 636 AA | 94264 | 611160 | 705424 | 0 | 0 | 0 | 0 | 0 | 0 | 0 | 0 | 0 | 0 | 0 | 0 | 0 | 0 | 0 | 0 | 0 | 0 | 0 | 0 | 12
NO |  | 127 | 2011 | 11 | 5 | 5 |  | BIXBY | LSII | 138 | 138 | 1 | 1 | 2 | 1 | 636 ACSR | 0 | 0 | 0 | 0 | 0 | 0 | 0 | 0 | 0 | 0 | 0 | 0 | 0 | 0 | 0 | 0 | 0 | 0 | 0 | 0 | 0 | 0 | 0 | 12
NO |  | 127 | 2011 | 11 | 6 | 6 |  | BIXBY | LSII | 138 | 138 | 2 | 2 | 0 | 1 | 636 ACSR | 0 | 0 | 0 | 0 | 0 | 0 | 0 | 0 | 0 | 0 | 0 | 0 | 0 | 0 | 0 | 0 | 0 | 0 | 0 | 0 | 0 | 0 | 0 | 12
NO |  | 127 | 2011 | 11 | 7 | 7 |  | 8010 BIXBY | LSII | 138 | 138 | 3 | 0 | 0 | 1 | 636 ACSR | 50964 | 3079914 | 3130878 | 0 | 0 | 0 | 0 | 0 | 0 | 0 | 0 | 0 | 0 | 0 | 0 | 0 | 0 | 0 | 0 | 0 | 0 | 0 | 0 | 12
NO |  | 127 | 2011 | 11 | 8 | 8 |  | BIXBY | W. LANCASTER | 138 | 138 | 2 | 18 | 0 | 1 | 4/O CWC | 0 | 0 | 0 | 0 | 0 | 0 | 0 | 0 | 0 | 0 | 0 | 0 | 0 | 0 | 0 | 0 | 0 | 0 | 0 | 0 | 0 | 0 | 0 | 12
NO |  | 127 | 2011 | 11 | 9 | 9 |  | BIXBY | W. LANCASTER | 138 | 138 | 2 | 0 | 0 | 1 | 954 ACSR | 0 | 0 | 0 | 0 | 0 | 0 | 0 | 0 | 0 | 0 | 0 | 0 | 0 | 0 | 0 | 0 | 0 | 0 | 0 | 0 | 0 | 0 | 0 | 12
NO |  | 127 | 2011 | 11 | 10 | 10 |  | 8011 BIXBY | W. LANCASTER | 138 | 138 | 2 | 1 | 0 | 1 | 636 ACSR | 112126 | 1304878 | 1417004 | 0 | 0 | 0 | 0 | 0 | 0 | 0 | 0 | 0 | 0 | 0 | 0 | 0 | 0 | 0 | 0 | 0 | 0 | 0 | 0 | 12
NO |  | 127 | 2011 | 11 | 11 | 11 |  | POSTON | ROSS | 138 | 138 | 2 | 42 | 0 | 1 | 636 ACSR | 0 | 0 | 0 | 0 | 0 | 0 | 0 | 0 | 0 | 0 | 0 | 0 | 0 | 0 | 0 | 0 | 0 | 0 | 0 | 0 | 0 | 0 | 0 | 12
NO |  | 127 | 2011 | 11 | 12 | 12 |  | 8012 POSTON | ROSS | 138 | 138 | 3 | 1 | 0 | 1 | 636 ACSR | 303062 | 1606705 | 1909767 | 0 | 0 | 0 | 0 | 0 | 0 | 0 | 0 | 0 | 0 | 0 | 0 | 0 | 0 | 0 | 0 | 0 | 0 | 0 | 0 | 12
NO |  | 127 | 2011 | 11 | 13 | 13 |  | 8013 ROSS | DELANO | 138 | 138 | 2 | 5 | 0 | 1 | 336.4 ACSR | 25566 | 395171 | 420737 | 0 | 0 | 0 | 0 | 0 | 0 | 0 | 0 | 0 | 0 | 0 | 0 | 0 | 0 | 0 | 0 | 0 | 0 | 0 | 0 | 12
NO |  | 127 | 2011 | 11 | 14 | 14 |  | 8013 ROSS | DELANO | 138 | 138 | 1 | 0.32 | 0 | 1 | 556.5 ACSR 18/1 | 0 | 0 | 0 | 0 | 0 | 0 | 0 | 0 | 0 | 0 | 0 | 0 | 0 | 0 | 0 | 0 | 0 | 0 | 0 | 0 | 0 | 0 | 0 | 12
NO |  | 127 | 2011 | 11 | 15 | 15 |  | CIRCLEVILLE | HARRISON | 138 | 138 | 2 | 14 | 0 | 1 | 336.4 ACSR | 0 | 0 | 0 | 0 | 0 | 0 | 0 | 0 | 0 | 0 | 0 | 0 | 0 | 0 | 0 | 0 | 0 | 0 | 0 | 0 | 0 | 0 | 0 | 12
NO |  | 127 | 2011 | 11 | 16 | 16 |  | 8014 CIRCLEVILLE | HARRISON | 138 | 138 | 3 | 1 | 0 | 1 | 636 ACSR | 156176 | 1351501 | 1507677 | 0 | 0 | 0 | 0 | 0 | 0 | 0 | 0 | 0 | 0 | 0 | 0 | 0 | 0 | 0 | 0 | 0 | 0 | 0 | 0 | 12
NO |  | 127 | 2011 | 11 | 17 | 17 |  | LSII | MARION | 138 | 138 | 1 | 2.17 | 0 | 1 | 636 ACSR | 0 | 0 | 0 | 0 | 0 | 0 | 0 | 0 | 0 | 0 | 0 | 0 | 0 | 0 | 0 | 0 | 0 | 0 | 0 | 0 | 0 | 0 | 0 | 12
NO |  | 127 | 2011 | 11 | 18 | 18 |  | 8015 LSII | MARION | 138 | 138 | 3 | 3 | 0 | 1 | 636 ACSR | 289360 | 1781791 | 2071151 | 0 | 0 | 0 | 0 | 0 | 0 | 0 | 0 | 0 | 0 | 0 | 0 | 0 | 0 | 0 | 0 | 0 | 0 | 0 | 0 | 12
NO |  | 127 | 2011 | 11 | 19 | 19 |  | 8016 MARION | CANAL | 138 | 138 | 4 | 4 | 0 | 1 | 600 CU PIPT | 0 | 774047 | 774047 | 0 | 0 | 0 | 0 | 0 | 0 | 0 | 0 | 0 | 0 | 0 | 0 | 0 | 0 | 0 | 0 | 0 | 0 | 0 | 0 | 12
NO |  | 127 | 2011 | 11 | 20 | 20 |  | 8017 ST CLAIR | CLINTON | 138 | 138 | 4 | 4 | 0 | 1 | 600 CU PIPT | 2 | 637129 | 637131 | 0 | 0 | 0 | 0 | 0 | 0 | 0 | 0 | 0 | 0 | 0 | 0 | 0 | 0 | 0 | 0 | 0 | 0 | 0 | 0 | 12
NO |  | 127 | 2011 | 11 | 21 | 21 |  | HARRISON | MARION | 138 | 138 | 2 | 7 | 0 | 1 | 636 ACSR | 0 | 0 | 0 | 0 | 0 | 0 | 0 | 0 | 0 | 0 | 0 | 0 | 0 | 0 | 0 | 0 | 0 | 0 | 0 | 0 | 0 | 0 | 0 | 12
NO |  | 127 | 2011 | 11 | 22 | 22 |  | 8018 HARRISON | MARION | 138 | 138 | 3 | 0 | 3 | 1 | 636 ACSR | 51703 | 550606 | 602309 | 0 | 0 | 0 | 0 | 0 | 0 | 0 | 0 | 0 | 0 | 0 | 0 | 0 | 0 | 0 | 0 | 0 | 0 | 0 | 0 | 12
NO |  | 127 | 2011 | 11 | 23 | 23 |  | 8019 BIXBY | GROVES-ASTOR | 138 | 138 | 1 | 13 | 0 | 1 | 636 AA | 636315 | 1689859 | 2326174 | 0 | 0 | 0 | 0 | 0 | 0 | 0 | 0 | 0 | 0 | 0 | 0 | 0 | 0 | 0 | 0 | 0 | 0 | 0 | 0 | 12
NO |  | 127 | 2011 | 11 | 24 | 24 |  | 8020 POSTON | HARRISON | 138 | 138 | 2 | 54 | 0 | 1 | 636 ACSR | 692511 | 2160899 | 2853410 | 0 | 0 | 0 | 0 | 0 | 0 | 0 | 0 | 0 | 0 | 0 | 0 | 0 | 0 | 0 | 0 | 0 | 0 | 0 | 0 | 12
NO |  | 127 | 2011 | 11 | 25 | 25 |  | 8021 BEATTY | WILSON (EAST) | 138 | 138 | 3 | 7 | 1 | 1 | 636 ACSR | 108649 | 529978 | 638627 | 0 | 0 | 0 | 0 | 0 | 0 | 0 | 0 | 0 | 0 | 0 | 0 | 0 | 0 | 0 | 0 | 0 | 0 | 0 | 0 | 12
NO |  | 127 | 2011 | 11 | 26 | 26 |  | BEATTY | WILSON (WEST) | 138 | 138 | 3 | 0 | 1 | 2 | 636 ACSR | 0 | 0 | 0 | 0 | 0 | 0 | 0 | 0 | 0 | 0 | 0 | 0 | 0 | 0 | 0 | 0 | 0 | 0 | 0 | 0 | 0 | 0 | 0 | 12
NO |  | 127 | 2011 | 11 | 27 | 27 |  | 8022 BEATTY | WILSON (WEST) | 138 | 138 | 3 | 0 | 9 | 1 | 636 ACSR | 164110 | 647056 | 811166 | 0 | 0 | 0 | 0 | 0 | 0 | 0 | 0 | 0 | 0 | 0 | 0 | 0 | 0 | 0 | 0 | 0 | 0 | 0 | 0 | 12
NO |  | 127 | 2011 | 11 | 28 | 28 |  | 8023 WAVERLY | SARGENTS | 138 | 138 | 2 | 16 | 0 | 1 | 636 ACSR | 219295 | 1510052 | 1729347 | 0 | 0 | 0 | 0 | 0 | 0 | 0 | 0 | 0 | 0 | 0 | 0 | 0 | 0 | 0 | 0 | 0 | 0 | 0 | 0 | 12
NO |  | 127 | 2011 | 11 | 29 | 29 |  | WAVERLY | ADAMS-SEAMAN | 138 | 138 | 2 | 25 | 0 | 1 | 336.4 ACSR | 0 | 0 | 0 | 0 | 0 | 0 | 0 | 0 | 0 | 0 | 0 | 0 | 0 | 0 | 0 | 0 | 0 | 0 | 0 | 0 | 0 | 0 | 0 | 12
NO |  | 127 | 2011 | 11 | 30 | 30 |  | 8024 WAVERLY | ADAMS-SEAMAN | 138 | 138 | 2 | 11 | 0 | 1 | 636 ACSR | 376920 | 2287430 | 2664350 | 0 | 0 | 0 | 0 | 0 | 0 | 0 | 0 | 0 | 0 | 0 | 0 | 0 | 0 | 0 | 0 | 0 | 0 | 0 | 0 | 12
NO |  | 127 | 2011 | 11 | 31 | 31 |  | CIRCLEVILLE | SCIPPO | 138 | 138 | 2 | 2 | 0 | 1 | 336.4 ACSR | 0 | 0 | 0 | 0 | 0 | 0 | 0 | 0 | 0 | 0 | 0 | 0 | 0 | 0 | 0 | 0 | 0 | 0 | 0 | 0 | 0 | 0 | 0 | 12
NO |  | 127 | 2011 | 11 | 32 | 32 |  | 8025 CIRCLEVILLE | SCIPPO | 138 | 138 | 1 | 1 | 0 | 1 | 636 ACSR | 23380 | 719514 | 742894 | 0 | 0 | 0 | 0 | 0 | 0 | 0 | 0 | 0 | 0 | 0 | 0 | 0 | 0 | 0 | 0 | 0 | 0 | 0 | 0 | 12
NO |  | 127 | 2011 | 11 | 33 | 33 |  | POSTON | LICK | 138 | 138 | 1 | 0 | 0 | 1 | 636 ACSR | 0 | 0 | 0 | 0 | 0 | 0 | 0 | 0 | 0 | 0 | 0 | 0 | 0 | 0 | 0 | 0 | 0 | 0 | 0 | 0 | 0 | 0 | 0 | 12
NO |  | 127 | 2011 | 11 | 34 | 34 |  | 8026 POSTON | LICK | 138 | 138 | 3 | 35 | 0 | 1 | 636 ACSR | 665085 | 1359883 | 2024968 | 0 | 0 | 0 | 0 | 0 | 0 | 0 | 0 | 0 | 0 | 0 | 0 | 0 | 0 | 0 | 0 | 0 | 0 | 0 | 0 | 12
NO |  | 127 | 2011 | 11 | 35 | 35 |  | WAVERLY | LICK | 138 | 138 | 1 | 0 | 0 | 1 | 636 ACSR | 0 | 0 | 0 | 0 | 0 | 0 | 0 | 0 | 0 | 0 | 0 | 0 | 0 | 0 | 0 | 0 | 0 | 0 | 0 | 0 | 0 | 0 | 0 | 12
NO |  | 127 | 2011 | 12 | 1 | 1 |  | WAVERLY | LICK | 138 | 138 | 2 | 16 | 0 | 1 | 636 ACSR | 0 | 0 | 0 | 0 | 0 | 0 | 0 | 0 | 0 | 0 | 0 | 0 | 0 | 0 | 0 | 0 | 0 | 0 | 0 | 0 | 0 | 0 | 0 | 12
NO |  | 127 | 2011 | 12 | 2 | 2 |  | 8027 WAVERLY | LICK | 138 | 138 | 3 | 11 | 0 | 1 | 636 ACSR | 1226980 | 4326837 | 5553817 | 0 | 0 | 0 | 0 | 0 | 0 | 0 | 0 | 0 | 0 | 0 | 0 | 0 | 0 | 0 | 0 | 0 | 0 | 0 | 0 | 12
NO |  | 127 | 2011 | 12 | 3 | 3 |  | MORSE | GENOA-KARL | 138 | 138 | 3 | 4 | 0 | 1 | 1272 ACSR | 0 | 0 | 0 | 0 | 0 | 0 | 0 | 0 | 0 | 0 | 0 | 0 | 0 | 0 | 0 | 0 | 0 | 0 | 0 | 0 | 0 | 0 | 0 | 12
NO |  | 127 | 2011 | 12 | 4 | 4 |  | 8028 MORSE | GENOA-KARL | 138 | 138 | 1 | 5 | 0 | 1 | 636 ACSR | 231180 | 855108 | 1086288 | 0 | 0 | 0 | 0 | 0 | 0 | 0 | 0 | 0 | 0 | 0 | 0 | 0 | 0 | 0 | 0 | 0 | 0 | 0 | 0 | 12
NO |  | 127 | 2011 | 12 | 5 | 5 |  | MORSE | GENOA-KARL | 138 | 138 | 2 | 2 | 0 | 1 | 600 CU PIPT | 0 | 0 | 0 | 0 | 0 | 0 | 0 | 0 | 0 | 0 | 0 | 0 | 0 | 0 | 0 | 0 | 0 | 0 | 0 | 0 | 0 | 0 | 0 | 12
NO |  | 127 | 2011 | 12 | 6 | 6 |  | 8029 OSU | HESS | 138 | 138 | 4 | 1 | 0 | 1 | 636 ACSR | 69573 | 2041637 | 2111210 | 0 | 0 | 0 | 0 | 0 | 0 | 0 | 0 | 0 | 0 | 0 | 0 | 0 | 0 | 0 | 0 | 0 | 0 | 0 | 0 | 12
NO |  | 127 | 2011 | 12 | 7 | 7 |  | 8030 WILSON | FIFTH-HESS | 138 | 138 | 3 | 3 | 0 | 1 | 600 CU PIPT | 97260 | 1025843 | 1123103 | 0 | 0 | 0 | 0 | 0 | 0 | 0 | 0 | 0 | 0 | 0 | 0 | 0 | 0 | 0 | 0 | 0 | 0 | 0 | 0 | 12
NO |  | 127 | 2011 | 12 | 8 | 8 |  | WILSON | FIFTH-HESS | 138 | 138 | 4 | 2 | 0 | 1 | 636 ACSR | 0 | 0 | 0 | 0 | 0 | 0 | 0 | 0 | 0 | 0 | 0 | 0 | 0 | 0 | 0 | 0 | 0 | 0 | 0 | 0 | 0 | 0 | 0 | 12
NO |  | 127 | 2011 | 12 | 9 | 9 |  | WILSON | ROBERTS | 138 | 138 | 3 | 5 | 0 | 1 | 636 ACSR | 0 | 0 | 0 | 0 | 0 | 0 | 0 | 0 | 0 | 0 | 0 | 0 | 0 | 0 | 0 | 0 | 0 | 0 | 0 | 0 | 0 | 0 | 0 | 12
NO |  | 127 | 2011 | 12 | 10 | 10 |  | 8031 WILSON | ROBERTS | 138 | 138 | 1 | 0 | 0 | 1 | 636 ACSR | 546274 | 2368946 | 2915220 | 0 | 0 | 0 | 0 | 0 | 0 | 0 | 0 | 0 | 0 | 0 | 0 | 0 | 0 | 0 | 0 | 0 | 0 | 0 | 0 | 12
NO |  | 127 | 2011 | 12 | 11 | 11 |  | WILSON | ROBERTS | 138 | 138 | 1 | 1 | 0 | 2 | 636 ACSR | 0 | 0 | 0 | 0 | 0 | 0 | 0 | 0 | 0 | 0 | 0 | 0 | 0 | 0 | 0 | 0 | 0 | 0 | 0 | 0 | 0 | 0 | 0 | 12
NO |  | 127 | 2011 | 12 | 12 | 12 |  | BIXBY | BUCKEYE STEEL | 138 | 138 | 3 | 3 | 1 | 1 | 636 ACSR | 0 | 0 | 0 | 0 | 0 | 0 | 0 | 0 | 0 | 0 | 0 | 0 | 0 | 0 | 0 | 0 | 0 | 0 | 0 | 0 | 0 | 0 | 0 | 12
NO |  | 127 | 2011 | 12 | 13 | 13 |  | BIXBY | BUCKEYE STEEL | 138 | 138 | 2 | 2 | 0 | 1 | 636 AA | 0 | 0 | 0 | 0 | 0 | 0 | 0 | 0 | 0 | 0 | 0 | 0 | 0 | 0 | 0 | 0 | 0 | 0 | 0 | 0 | 0 | 0 | 0 | 12
NO |  | 127 | 2011 | 12 | 14 | 14 |  | 8032 BIXBY | BUCKEYE STEEL | 138 | 138 | 1 | 1.17 | 0 | 1 | 1250 CU PIPT | 11703 | 909031 | 920734 | 0 | 0 | 0 | 0 | 0 | 0 | 0 | 0 | 0 | 0 | 0 | 0 | 0 | 0 | 0 | 0 | 0 | 0 | 0 | 0 | 12
NO |  | 127 | 2011 | 12 | 15 | 15 |  | 8033 GAY | VINE | 138 | 138 | 4 | 2 | 0 | 1 | 954 ACSR | 64446 | 564718 | 629164 | 0 | 0 | 0 | 0 | 0 | 0 | 0 | 0 | 0 | 0 | 0 | 0 | 0 | 0 | 0 | 0 | 0 | 0 | 0 | 0 | 12
NO |  | 127 | 2011 | 12 | 16 | 16 |  | EAST BROAD | GAHANNA | 138 | 138 | 1 | 0.03 | 1.03 | 1 | 636 AA | 0 | 0 | 0 | 0 | 0 | 0 | 0 | 0 | 0 | 0 | 0 | 0 | 0 | 0 | 0 | 0 | 0 | 0 | 0 | 0 | 0 | 0 | 0 | 12
NO |  | 127 | 2011 | 12 | 17 | 17 |  | 8034 EAST BROAD | GAHANNA | 138 | 138 | 2 | 1 | 0 | 1 | 336.4 ACSR | 103917 | 464894 | 568811 | 0 | 0 | 0 | 0 | 0 | 0 | 0 | 0 | 0 | 0 | 0 | 0 | 0 | 0 | 0 | 0 | 0 | 0 | 0 | 0 | 12
NO |  | 127 | 2011 | 12 | 18 | 18 |  | EAST BROAD | GAHANNA | 138 | 138 | 2 | 3 | 0 | 1 | 636 ACSR | 0 | 0 | 0 | 0 | 0 | 0 | 0 | 0 | 0 | 0 | 0 | 0 | 0 | 0 | 0 | 0 | 0 | 0 | 0 | 0 | 0 | 0 | 0 | 12
NO |  | 127 | 2011 | 12 | 19 | 19 |  | 8035 HYATT | SAWMILL | 138 | 138 | 1 | 0 | 0 | 1 | 636 ACSR | 104014 | 716135 | 820149 | 0 | 0 | 0 | 0 | 0 | 0 | 0 | 0 | 0 | 0 | 0 | 0 | 0 | 0 | 0 | 0 | 0 | 0 | 0 | 0 | 12
NO |  | 127 | 2011 | 12 | 20 | 20 |  | HYATT | SAWMILL | 138 | 138 | 2 | 5 | 0 | 1 | 336.4 ACSR | 0 | 0 | 0 | 0 | 0 | 0 | 0 | 0 | 0 | 0 | 0 | 0 | 0 | 0 | 0 | 0 | 0 | 0 | 0 | 0 | 0 | 0 | 0 | 12
NO |  | 127 | 2011 | 12 | 21 | 21 |  | 8036 GAHANNA | MORSE | 138 | 138 | 2 | 5 | 0 | 1 | 636 ACSR | 43113 | 3839996 | 3883109 | 0 | 0 | 0 | 0 | 0 | 0 | 0 | 0 | 0 | 0 | 0 | 0 | 0 | 0 | 0 | 0 | 0 | 0 | 0 | 0 | 12
NO |  | 127 | 2011 | 12 | 22 | 22 |  | GAHANNA | MORSE | 138 | 138 | 2 | 0 | 0 | 1 | 1272 ACSR | 0 | 0 | 0 | 0 | 0 | 0 | 0 | 0 | 0 | 0 | 0 | 0 | 0 | 0 | 0 | 0 | 0 | 0 | 0 | 0 | 0 | 0 | 0 | 12
NO |  | 127 | 2011 | 12 | 23 | 23 |  | CORRIDOR | MORSE-BLENDON | 138 | 138 | 3 | 0 | 7 | 1 | 1272 ACSR | 0 | 0 | 0 | 0 | 0 | 0 | 0 | 0 | 0 | 0 | 0 | 0 | 0 | 0 | 0 | 0 | 0 | 0 | 0 | 0 | 0 | 0 | 0 | 12
NO |  | 127 | 2011 | 12 | 24 | 24 |  | 8037 CORRIDOR | MORSE-BLENDON | 138 | 138 | 1 | 1 | 0 | 2 | 1272 ACSR | 0 | 486015 | 486015 | 0 | 0 | 0 | 0 | 0 | 0 | 0 | 0 | 0 | 0 | 0 | 0 | 0 | 0 | 0 | 0 | 0 | 0 | 0 | 0 | 12
NO |  | 127 | 2011 | 12 | 25 | 25 |  | 8038 CORRIDOR | MORSE | 138 | 138 | 3 | 7 | 0 | 1 | 1272 ACSR | 365837 | 379394 | 745231 | 0 | 0 | 0 | 0 | 0 | 0 | 0 | 0 | 0 | 0 | 0 | 0 | 0 | 0 | 0 | 0 | 0 | 0 | 0 | 0 | 12
NO |  | 127 | 2011 | 12 | 26 | 26 |  | 8039 KIRK | EAST BROAD | 138 | 138 | 3 | 10 | 0 | 1 | 1272 ACSR | 312452 | 676797 | 989249 | 0 | 0 | 0 | 0 | 0 | 0 | 0 | 0 | 0 | 0 | 0 | 0 | 0 | 0 | 0 | 0 | 0 | 0 | 0 | 0 | 12
NO |  | 127 | 2011 | 12 | 27 | 27 |  | 8040 KIRK | EAST BROAD | 138 | 138 | 3 | 0 | 10 | 1 | 600 CU PIPT | 786 | 265320 | 266106 | 0 | 0 | 0 | 0 | 0 | 0 | 0 | 0 | 0 | 0 | 0 | 0 | 0 | 0 | 0 | 0 | 0 | 0 | 0 | 0 | 12
NO |  | 127 | 2011 | 12 | 28 | 28 |  | 8041 CANAL | MOUND | 138 | 138 | 4 | 2 | 0 | 1 | 1272 ACSR | 18282 | 1214748 | 1233030 | 0 | 0 | 0 | 0 | 0 | 0 | 0 | 0 | 0 | 0 | 0 | 0 | 0 | 0 | 0 | 0 | 0 | 0 | 0 | 0 | 12
NO |  | 127 | 2011 | 12 | 29 | 29 |  | 8043 CONESVILLE | TRENT | 138 | 138 | 3 | 52 | 0 | 1 | 1272 ACSR | 776375 | 2479633 | 3256008 | 0 | 0 | 0 | 0 | 0 | 0 | 0 | 0 | 0 | 0 | 0 | 0 | 0 | 0 | 0 | 0 | 0 | 0 | 0 | 0 | 12
NO |  | 127 | 2011 | 12 | 30 | 30 |  | CONESVILLE | TRENT | 138 | 138 | 1 | 0 | 0 | 1 | 1272 ACSR | 0 | 0 | 0 | 0 | 0 | 0 | 0 | 0 | 0 | 0 | 0 | 0 | 0 | 0 | 0 | 0 | 0 | 0 | 0 | 0 | 0 | 0 | 0 | 12
NO |  | 127 | 2011 | 12 | 31 | 31 |  | TRENT | DELAWARE | 138 | 138 | 3 | 13 | 0 | 1 | 1272 ACSR | 0 | 0 | 0 | 0 | 0 | 0 | 0 | 0 | 0 | 0 | 0 | 0 | 0 | 0 | 0 | 0 | 0 | 0 | 0 | 0 | 0 | 0 | 0 | 12
NO |  | 127 | 2011 | 12 | 32 | 32 |  | 8044 TRENT | DELAWARE | 138 | 138 | 1 | 0 | 0 | 1 | 1272 ACSR | 351919 | 910978 | 1262897 | 0 | 0 | 0 | 0 | 0 | 0 | 0 | 0 | 0 | 0 | 0 | 0 | 0 | 0 | 0 | 0 | 0 | 0 | 0 | 0 | 12
NO |  | 127 | 2011 | 12 | 33 | 33 |  | 8046 ST. CLAIR | MIFFLIN STELZER | 138 | 138 | 1 | 7 | 0 | 1 | 636 AA | 86821 | 964763 | 1051584 | 0 | 0 | 0 | 0 | 0 | 0 | 0 | 0 | 0 | 0 | 0 | 0 | 0 | 0 | 0 | 0 | 0 | 0 | 0 | 0 | 12
NO |  | 127 | 2011 | 12 | 34 | 34 |  | KENNY | KARL | 138 | 138 | 3 | 1 | 0 | 1 | 1272 ACSR | 0 | 0 | 0 | 0 | 0 | 0 | 0 | 0 | 0 | 0 | 0 | 0 | 0 | 0 | 0 | 0 | 0 | 0 | 0 | 0 | 0 | 0 | 0 | 12
NO |  | 127 | 2011 | 12 | 35 | 35 |  | KENNY | KARL | 138 | 138 | 3 | 3 | 0 | 1 | 336.4 ACSR | 0 | 0 | 0 | 0 | 0 | 0 | 0 | 0 | 0 | 0 | 0 | 0 | 0 | 0 | 0 | 0 | 0 | 0 | 0 | 0 | 0 | 0 | 0 | 12
NO |  | 127 | 2011 | 13 | 1 | 1 |  | 8047 KENNY | KARL | 138 | 138 | 4 | 3 | 0 | 1 | 2500 ALUM | 32810 | 2172523 | 2205333 | 0 | 0 | 0 | 0 | 0 | 0 | 0 | 0 | 0 | 0 | 0 | 0 | 0 | 0 | 0 | 0 | 0 | 0 | 0 | 0 | 12
NO |  | 127 | 2011 | 13 | 2 | 2 |  | MORSE | CLINTON | 138 | 138 | 3 | 0 | 5 | 1 | 1272 ACSR | 0 | 0 | 0 | 0 | 0 | 0 | 0 | 0 | 0 | 0 | 0 | 0 | 0 | 0 | 0 | 0 | 0 | 0 | 0 | 0 | 0 | 0 | 0 | 12
NO |  | 127 | 2011 | 13 | 3 | 3 |  | MORSE | CLINTON | 138 | 138 | 3 | 0 | 3 | 1 | 636 ACSR | 0 | 0 | 0 | 0 | 0 | 0 | 0 | 0 | 0 | 0 | 0 | 0 | 0 | 0 | 0 | 0 | 0 | 0 | 0 | 0 | 0 | 0 | 0 | 12
NO |  | 127 | 2011 | 13 | 4 | 4 |  | 8048 MORSE | HUNTLEY-CLINTON | 138 | 138 | 3 | 3 | 0 | 1 | 636 AA | 12669 | 306092 | 318761 | 0 | 0 | 0 | 0 | 0 | 0 | 0 | 0 | 0 | 0 | 0 | 0 | 0 | 0 | 0 | 0 | 0 | 0 | 0 | 0 | 12
NO |  | 127 | 2011 | 13 | 5 | 5 |  | BIXBY | GROVES | 138 | 138 | 3 | 3 | 0 | 2 | 636 ACSR | 0 | 0 | 0 | 0 | 0 | 0 | 0 | 0 | 0 | 0 | 0 | 0 | 0 | 0 | 0 | 0 | 0 | 0 | 0 | 0 | 0 | 0 | 0 | 12
NO |  | 127 | 2011 | 13 | 6 | 6 |  | BIXBY | GROVES | 138 | 138 | 1 | 1 | 0 | 2 | 636 ACSR | 0 | 0 | 0 | 0 | 0 | 0 | 0 | 0 | 0 | 0 | 0 | 0 | 0 | 0 | 0 | 0 | 0 | 0 | 0 | 0 | 0 | 0 | 0 | 12
NO |  | 127 | 2011 | 13 | 7 | 7 |  | BIXBY | GROVES | 138 | 138 | 3 | 0 | 0 | 1 | 1272 ACSR | 0 | 0 | 0 | 0 | 0 | 0 | 0 | 0 | 0 | 0 | 0 | 0 | 0 | 0 | 0 | 0 | 0 | 0 | 0 | 0 | 0 | 0 | 0 | 12
NO |  | 127 | 2011 | 13 | 8 | 8 |  | 8049 BIXBY | GROVES | 138 | 138 | 1 | 0 | 0 | 1 | 336.4 ACSR | 515448 | 633338 | 1148786 | 0 | 0 | 0 | 0 | 0 | 0 | 0 | 0 | 0 | 0 | 0 | 0 | 0 | 0 | 0 | 0 | 0 | 0 | 0 | 0 | 12
NO |  | 127 | 2011 | 13 | 9 | 9 |  | POSTON | STROUDS RUN-CROOKSVILLE | 138 | 138 | 1 | 0 | 0 | 1 | 1272 KCM | 0 | 0 | 0 | 0 | 0 | 0 | 0 | 0 | 0 | 0 | 0 | 0 | 0 | 0 | 0 | 0 | 0 | 0 | 0 | 0 | 0 | 0 | 0 | 12
NO |  | 127 | 2011 | 13 | 10 | 10 |  | 8051 POSTON | STROUDS RUN-CROOKSVILLE | 138 | 138 | 2 | 7 | 0 | 1 | 636 ACSR | 110523 | 619018 | 729541 | 0 | 0 | 0 | 0 | 0 | 0 | 0 | 0 | 0 | 0 | 0 | 0 | 0 | 0 | 0 | 0 | 0 | 0 | 0 | 0 | 12
NO |  | 127 | 2011 | 13 | 11 | 11 |  | 8052 HYATT | DELAWARE | 138 | 138 | 2 | 4 | 0 | 1 | 636 ACSR | 43940 | 416697 | 460637 | 0 | 0 | 0 | 0 | 0 | 0 | 0 | 0 | 0 | 0 | 0 | 0 | 0 | 0 | 0 | 0 | 0 | 0 | 0 | 0 | 12
NO |  | 127 | 2011 | 13 | 12 | 12 |  | 8053 BEATTY | CANAL | 138 | 138 | 1 | 11.34 | 2 | 1 | 636 AA | 145824 | 1395775 | 1541599 | 0 | 0 | 0 | 0 | 0 | 0 | 0 | 0 | 0 | 0 | 0 | 0 | 0 | 0 | 0 | 0 | 0 | 0 | 0 | 0 | 12
NO |  | 127 | 2011 | 13 | 13 | 13 |  | 8055 CONESVILLE | OHIO CENTRAL | 138 | 138 | 2 | 12 | 0 | 1 | 636 ACSR | 180778 | 1421676 | 1602454 | 0 | 0 | 0 | 0 | 0 | 0 | 0 | 0 | 0 | 0 | 0 | 0 | 0 | 0 | 0 | 0 | 0 | 0 | 0 | 0 | 12
NO |  | 127 | 2011 | 13 | 14 | 14 |  | 8056 EAST BROAD | ASTOR | 138 | 138 | 1 | 3 | 0 | 1 | 636 AA | 4790 | 254733 | 259523 | 0 | 0 | 0 | 0 | 0 | 0 | 0 | 0 | 0 | 0 | 0 | 0 | 0 | 0 | 0 | 0 | 0 | 0 | 0 | 0 | 12
NO |  | 127 | 2011 | 13 | 15 | 15 |  | 8057 HARRISON | BEATTY | 138 | 138 | 1,3 | 8.57 | 0.12 | 1 | 336.4 ACSR | 86138 | 71051 | 157189 | 0 | 0 | 0 | 0 | 0 | 0 | 0 | 0 | 0 | 0 | 0 | 0 | 0 | 0 | 0 | 0 | 0 | 0 | 0 | 0 | 12
NO |  | 127 | 2011 | 13 | 16 | 16 |  | 8058 HARRISON | S CENTRAL REA | 138 | 138 | 1 | 0 | 0 | 1 | 636 AA | 0 | 20701 | 20701 | 0 | 0 | 0 | 0 | 0 | 0 | 0 | 0 | 0 | 0 | 0 | 0 | 0 | 0 | 0 | 0 | 0 | 0 | 0 | 0 | 12
NO |  | 127 | 2011 | 13 | 17 | 17 |  | 8060 BEATTY | MCCOMB | 138 | 138 | 1 | 2 | 3 | 1 | 636 AA | 155011 | 868708 | 1023719 | 0 | 0 | 0 | 0 | 0 | 0 | 0 | 0 | 0 | 0 | 0 | 0 | 0 | 0 | 0 | 0 | 0 | 0 | 0 | 0 | 12
NO |  | 127 | 2011 | 13 | 18 | 18 |  | MORSE | STELZER | 138 | 138 | 4 | 2 | 0 | 1 | 2500 CU PIPT | 0 | 0 | 0 | 0 | 0 | 0 | 0 | 0 | 0 | 0 | 0 | 0 | 0 | 0 | 0 | 0 | 0 | 0 | 0 | 0 | 0 | 0 | 0 | 12
NO |  | 127 | 2011 | 13 | 19 | 19 |  | 8061 MORSE | STELZER | 138 | 138 | 1 | 2 | 0 | 1 | 636 AA | 17716 | 1344121 | 1361837 | 0 | 0 | 0 | 0 | 0 | 0 | 0 | 0 | 0 | 0 | 0 | 0 | 0 | 0 | 0 | 0 | 0 | 0 | 0 | 0 | 12
NO |  | 127 | 2011 | 13 | 20 | 20 |  | 8062 HUNTLEY | LINWORTH | 138 | 138 | 1 | 3.23 | 1 | 1 | 636 ACSR | 27349 | 897921 | 925270 | 0 | 0 | 0 | 0 | 0 | 0 | 0 | 0 | 0 | 0 | 0 | 0 | 0 | 0 | 0 | 0 | 0 | 0 | 0 | 0 | 12
NO |  | 127 | 2011 | 13 | 21 | 21 |  | 8065 HYATT | GENOA | 138 | 138 | 1 | 5 | 9 | 1 | 636 ACSR | 98570 | 1391462 | 1490032 | 0 | 0 | 0 | 0 | 0 | 0 | 0 | 0 | 0 | 0 | 0 | 0 | 0 | 0 | 0 | 0 | 0 | 0 | 0 | 0 | 12
NO |  | 127 | 2011 | 13 | 22 | 22 |  | BUCKEYE STEEL | GAY | 138 | 138 | 1 | 3 | 0 | 1 | 636 AA | 0 | 0 | 0 | 0 | 0 | 0 | 0 | 0 | 0 | 0 | 0 | 0 | 0 | 0 | 0 | 0 | 0 | 0 | 0 | 0 | 0 | 0 | 0 | 12
NO |  | 127 | 2011 | 13 | 23 | 23 |  | 8066 BUCKEYE STEEL | GAY | 138 | 138 | 4 | 1 | 0 | 1 | 1259 CU PIPT | 0 | 818625 | 818625 | 0 | 0 | 0 | 0 | 0 | 0 | 0 | 0 | 0 | 0 | 0 | 0 | 0 | 0 | 0 | 0 | 0 | 0 | 0 | 0 | 12
NO |  | 127 | 2011 | 13 | 24 | 24 |  | POSTON | ELLIOT-DEXTER | 138 | 138 | 1 | 0 | 0 | 1 | 1272 KCM | 0 | 0 | 0 | 0 | 0 | 0 | 0 | 0 | 0 | 0 | 0 | 0 | 0 | 0 | 0 | 0 | 0 | 0 | 0 | 0 | 0 | 0 | 0 | 12
NO |  | 127 | 2011 | 13 | 25 | 25 |  | 8067 POSTON | ELLIOT-DEXTER | 138 | 138 | 2 | 7 | 0 | 1 | 636 ACSR | 226914 | 1016901 | 1243815 | 0 | 0 | 0 | 0 | 0 | 0 | 0 | 0 | 0 | 0 | 0 | 0 | 0 | 0 | 0 | 0 | 0 | 0 | 0 | 0 | 12
NO |  | 127 | 2011 | 13 | 26 | 26 |  | 8068 HYATT | HUNTLEY | 138 | 138 | 1 | 12 | 0 | 1 | 636 ACSR | 420061 | 4408831 | 4828892 | 0 | 0 | 0 | 0 | 0 | 0 | 0 | 0 | 0 | 0 | 0 | 0 | 0 | 0 | 0 | 0 | 0 | 0 | 0 | 0 | 12
NO |  | 127 | 2011 | 13 | 27 | 27 |  | LICK | ADDISON | 138 | 138 | 2 | 29 | 0 | 1 | 336.4 ACSR | 0 | 0 | 0 | 0 | 0 | 0 | 0 | 0 | 0 | 0 | 0 | 0 | 0 | 0 | 0 | 0 | 0 | 0 | 0 | 0 | 0 | 0 | 0 | 12
NO |  | 127 | 2011 | 13 | 28 | 28 |  | 8069 LICK | ADDISON | 138 | 138 | 1 | 0 | 0 | 1 | 336.4 ACSR | 212689 | 1920546 | 2133235 | 0 | 0 | 0 | 0 | 0 | 0 | 0 | 0 | 0 | 0 | 0 | 0 | 0 | 0 | 0 | 0 | 0 | 0 | 0 | 0 | 12
NO |  | 127 | 2011 | 13 | 29 | 29 |  | SCIPPO | SCIOTO TRAIL - DUPONT | 138 | 138 | 1 | 1 | 0 | 1 | 636 ACSR | 0 | 0 | 0 | 0 | 0 | 0 | 0 | 0 | 0 | 0 | 0 | 0 | 0 | 0 | 0 | 0 | 0 | 0 | 0 | 0 | 0 | 0 | 0 | 12
NO |  | 127 | 2011 | 13 | 30 | 30 |  | SCIPPO | SCIOTO TRAIL - DUPONT | 138 | 138 | 2 | 0 | 1 | 1 | 636 ACSR | 0 | 0 | 0 | 0 | 0 | 0 | 0 | 0 | 0 | 0 | 0 | 0 | 0 | 0 | 0 | 0 | 0 | 0 | 0 | 0 | 0 | 0 | 0 | 12
NO |  | 127 | 2011 | 13 | 31 | 31 |  | 8070 SCIPPO | SCIOTO TRAIL-DUPONT | 138 | 138 | 2 | 1 | 0 | 1 | 336 ACSR | 137673 | 267661 | 405334 | 0 | 0 | 0 | 0 | 0 | 0 | 0 | 0 | 0 | 0 | 0 | 0 | 0 | 0 | 0 | 0 | 0 | 0 | 0 | 0 | 12
NO |  | 127 | 2011 | 13 | 32 | 32 |  | DELANO | SCIOTO TRAIL | 138 | 138 | 2 | 11 | 0 | 1 | 336.4 ACSR | 0 | 0 | 0 | 0 | 0 | 0 | 0 | 0 | 0 | 0 | 0 | 0 | 0 | 0 | 0 | 0 | 0 | 0 | 0 | 0 | 0 | 0 | 0 | 12
NO |  | 127 | 2011 | 13 | 33 | 33 |  | 8071 DELANO | SCIOTO TRAIL | 138 | 138 | 1 | 1 | 0 | 1 | 636 ACSR | 117304 | 638005 | 755309 | 0 | 0 | 0 | 0 | 0 | 0 | 0 | 0 | 0 | 0 | 0 | 0 | 0 | 0 | 0 | 0 | 0 | 0 | 0 | 0 | 12
NO |  | 127 | 2011 | 13 | 34 | 34 |  | 8071 DELANO | SCIOTO TRAIL | 138 | 138 | 2 | 0.31 | 0 | 1 | 556.5 ACSR 18.1 | 0 | 0 | 0 | 0 | 0 | 0 | 0 | 0 | 0 | 0 | 0 | 0 | 0 | 0 | 0 | 0 | 0 | 0 | 0 | 0 | 0 | 0 | 0 | 12
NO |  | 127 | 2011 | 13 | 35 | 35 |  | SAWMILL | BETHEL | 138 | 138 | 1 | 0 | 0 | 1 | 636 ACSR | 0 | 0 | 0 | 0 | 0 | 0 | 0 | 0 | 0 | 0 | 0 | 0 | 0 | 0 | 0 | 0 | 0 | 0 | 0 | 0 | 0 | 0 | 0 | 12
NO |  | 127 | 2011 | 14 | 1 | 1 |  | 8072 SAWMILL | BETHEL | 138 | 138 | 3 | 5 | 0 | 1 | 636 ACSR | 80121 | 322559 | 402680 | 0 | 0 | 0 | 0 | 0 | 0 | 0 | 0 | 0 | 0 | 0 | 0 | 0 | 0 | 0 | 0 | 0 | 0 | 0 | 0 | 12
NO |  | 127 | 2011 | 14 | 2 | 2 |  | 8074 SCIPPO | HARGUS | 138 | 138 | 1 | 1 | 0 | 1 | 636 ACSR | 54800 | 204663 | 259463 | 0 | 0 | 0 | 0 | 0 | 0 | 0 | 0 | 0 | 0 | 0 | 0 | 0 | 0 | 0 | 0 | 0 | 0 | 0 | 0 | 12
NO |  | 127 | 2011 | 14 | 3 | 3 |  | 8075 MOUND | ST. CLAIR | 138 | 138 | 4 | 2 | 0 | 1 | 600 CU PIPT | 9105 | 1200257 | 1209362 | 0 | 0 | 0 | 0 | 0 | 0 | 0 | 0 | 0 | 0 | 0 | 0 | 0 | 0 | 0 | 0 | 0 | 0 | 0 | 0 | 12
NO |  | 127 | 2011 | 14 | 4 | 4 |  | WAVERLY | MULBERRY | 138 | 138 | 1 | 2 | 0 | 1 | 636 ACSR | 0 | 0 | 0 | 0 | 0 | 0 | 0 | 0 | 0 | 0 | 0 | 0 | 0 | 0 | 0 | 0 | 0 | 0 | 0 | 0 | 0 | 0 | 0 | 12
NO |  | 127 | 2011 | 14 | 5 | 5 |  | 8077 WAVERLY | MULBERRY | 138 | 138 | 1 | 2.06 | 0 | 1 | 636 ACSR | 174868 | 2210884 | 2385752 | 0 | 0 | 0 | 0 | 0 | 0 | 0 | 0 | 0 | 0 | 0 | 0 | 0 | 0 | 0 | 0 | 0 | 0 | 0 | 0 | 12
NO |  | 127 | 2011 | 14 | 6 | 6 |  | 8078 MCCOMB | SULLIVANT-GAY | 138 | 138 |  | 8 | 0 | 2 | 636 ACSR | 531105 | 5016885 | 5547990 | 0 | 0 | 0 | 0 | 0 | 0 | 0 | 0 | 0 | 0 | 0 | 0 | 0 | 0 | 0 | 0 | 0 | 0 | 0 | 0 | 12
NO |  | 127 | 2011 | 14 | 7 | 7 |  | MULBERRY | ROSS | 138 | 138 | 1 | 0 | 2 | 1 | 636 ACSR | 0 | 0 | 0 | 0 | 0 | 0 | 0 | 0 | 0 | 0 | 0 | 0 | 0 | 0 | 0 | 0 | 0 | 0 | 0 | 0 | 0 | 0 | 0 | 12
NO |  | 127 | 2011 | 14 | 8 | 8 |  | MULBERRY | ROSS | 138 | 138 | 2 | 3 | 0 | 1 | 636 ACSR | 0 | 0 | 0 | 0 | 0 | 0 | 0 | 0 | 0 | 0 | 0 | 0 | 0 | 0 | 0 | 0 | 0 | 0 | 0 | 0 | 0 | 0 | 0 | 12
NO |  | 127 | 2011 | 14 | 9 | 9 |  | 8079 MULBERRY | ROSS | 138 | 138 | 1 | 1 | 0 | 1 | 636 ACSR | 30427 | 912264 | 942691 | 0 | 0 | 0 | 0 | 0 | 0 | 0 | 0 | 0 | 0 | 0 | 0 | 0 | 0 | 0 | 0 | 0 | 0 | 0 | 0 | 12
NO |  | 127 | 2011 | 14 | 10 | 10 |  | 8080 EAST BROAD | BEXLEY | 138 | 138 | 1 | 6 | 0 | 1 | 954 ACSR | 259762 | 1235603 | 1495365 | 0 | 0 | 0 | 0 | 0 | 0 | 0 | 0 | 0 | 0 | 0 | 0 | 0 | 0 | 0 | 0 | 0 | 0 | 0 | 0 | 12
NO |  | 127 | 2011 | 14 | 11 | 11 |  | 8081 HYATT | ROSS | 138 | 138 | 1 | 1 | 0 | 1 | 1272 ACSR | 164367 | 128377 | 292744 | 0 | 0 | 0 | 0 | 0 | 0 | 0 | 0 | 0 | 0 | 0 | 0 | 0 | 0 | 0 | 0 | 0 | 0 | 0 | 0 | 12
NO |  | 127 | 2011 | 14 | 12 | 12 |  | 8082 CORRIDOR | GENOA | 138 | 138 | 1 | 0 | 0 | 1 | 1272 ACSR | 0 | 555336 | 555336 | 0 | 0 | 0 | 0 | 0 | 0 | 0 | 0 | 0 | 0 | 0 | 0 | 0 | 0 | 0 | 0 | 0 | 0 | 0 | 0 | 12
NO |  | 127 | 2011 | 14 | 13 | 13 |  | 8083 CORRIDOR | GAHANNA | 138 | 138 | 1 | 1 | 0 | 1 | 1272 ACSR | 174912 | 513962 | 688874 | 0 | 0 | 0 | 0 | 0 | 0 | 0 | 0 | 0 | 0 | 0 | 0 | 0 | 0 | 0 | 0 | 0 | 0 | 0 | 0 | 12
NO |  | 127 | 2011 | 14 | 14 | 14 |  | KIRK | W. MILLERSPORT | 138 | 138 | 3 | 0 | 8 | 1 | 1272 ACSR | 0 | 0 | 0 | 0 | 0 | 0 | 0 | 0 | 0 | 0 | 0 | 0 | 0 | 0 | 0 | 0 | 0 | 0 | 0 | 0 | 0 | 0 | 0 | 12
NO |  | 127 | 2011 | 14 | 15 | 15 |  | KIRK | W. MILLERSPORT | 138 | 138 | 3 | 0 | 0 | 1 | 636 ACSR | 0 | 0 | 0 | 0 | 0 | 0 | 0 | 0 | 0 | 0 | 0 | 0 | 0 | 0 | 0 | 0 | 0 | 0 | 0 | 0 | 0 | 0 | 0 | 12
NO |  | 127 | 2011 | 14 | 16 | 16 |  | CONESVILLE | KIRK | 138 | 138 | 2 | 0 | 0 | 1 | 1272 ACSR | 0 | 0 | 0 | 0 | 0 | 0 | 0 | 0 | 0 | 0 | 0 | 0 | 0 | 0 | 0 | 0 | 0 | 0 | 0 | 0 | 0 | 0 | 0 | 12
NO |  | 127 | 2011 | 14 | 17 | 17 |  | CONESVILLE | KIRK | 138 | 138 | 3 | 38 | 0 | 2 | 1272 ACSR | 0 | 0 | 0 | 0 | 0 | 0 | 0 | 0 | 0 | 0 | 0 | 0 | 0 | 0 | 0 | 0 | 0 | 0 | 0 | 0 | 0 | 0 | 0 | 12
NO |  | 127 | 2011 | 14 | 18 | 18 |  | 8086 CONESVILLE | KIRK | 138 | 138 | 3 | 8 | 0 | 1 | 1272 ACSR | 548224 | 2823798 | 3372022 | 0 | 0 | 0 | 0 | 0 | 0 | 0 | 0 | 0 | 0 | 0 | 0 | 0 | 0 | 0 | 0 | 0 | 0 | 0 | 0 | 12
NO |  | 127 | 2011 | 14 | 19 | 19 |  | 8088 HESS | VINE | 138 | 138 | 4 | 2 | 0 | 1 | 1250 CU PIPT | 0 | 1179534 | 1179534 | 0 | 0 | 0 | 0 | 0 | 0 | 0 | 0 | 0 | 0 | 0 | 0 | 0 | 0 | 0 | 0 | 0 | 0 | 0 | 0 | 12
NO |  | 127 | 2011 | 14 | 20 | 20 |  | 8092 VINE | CITY OF COLUMBUS EAST | 138 | 138 | 1 | 1.28 | 0 | 1 | 983.1 ACAR | 62758 | 1041062 | 1103820 | 0 | 0 | 0 | 0 | 0 | 0 | 0 | 0 | 0 | 0 | 0 | 0 | 0 | 0 | 0 | 0 | 0 | 0 | 0 | 0 | 12
NO |  | 127 | 2011 | 14 | 21 | 21 |  | POSTON | W. LANCASTER | 138 | 138 | 2 | 12 | 0 | 1 | 636 ACSR | 0 | 0 | 0 | 0 | 0 | 0 | 0 | 0 | 0 | 0 | 0 | 0 | 0 | 0 | 0 | 0 | 0 | 0 | 0 | 0 | 0 | 0 | 0 | 12
NO |  | 127 | 2011 | 14 | 22 | 22 |  | POSTON | W. LANCASTER | 138 | 138 | 1 | 0 | 0 | 1 | 636 ACSR | 0 | 0 | 0 | 0 | 0 | 0 | 0 | 0 | 0 | 0 | 0 | 0 | 0 | 0 | 0 | 0 | 0 | 0 | 0 | 0 | 0 | 0 | 0 | 12
NO |  | 127 | 2011 | 14 | 23 | 23 |  | 8096 POSTON | W. LANCASTER | 138 | 138 | 2 | 23 | 0 | 1 | 336 ACSR | 35117 | 1300528 | 1335645 | 0 | 0 | 0 | 0 | 0 | 0 | 0 | 0 | 0 | 0 | 0 | 0 | 0 | 0 | 0 | 0 | 0 | 0 | 0 | 0 | 12
NO |  | 127 | 2011 | 14 | 24 | 24 |  | 8098 VINE | CITY OF COLUMBUS WEST | 138 | 138 | 1 | 1 | 0 | 1 | 983.1 ACSR | 287234 | 274143 | 561377 | 0 | 0 | 0 | 0 | 0 | 0 | 0 | 0 | 0 | 0 | 0 | 0 | 0 | 0 | 0 | 0 | 0 | 0 | 0 | 0 | 12
NO |  | 127 | 2011 | 14 | 25 | 25 |  | ST. CLAIR | VINE | 138 | 138 | 1 | 1 | 0 | 1 | 954 ACSR | 0 | 0 | 0 | 0 | 0 | 0 | 0 | 0 | 0 | 0 | 0 | 0 | 0 | 0 | 0 | 0 | 0 | 0 | 0 | 0 | 0 | 0 | 0 | 12
NO |  | 127 | 2011 | 14 | 26 | 26 |  | 8099 ST. CLAIR | VINE | 138 | 138 | 4 | 1 | 0 | 1 | 2750 CU KCM | 544816 | 2932159 | 3476975 | 0 | 0 | 0 | 0 | 0 | 0 | 0 | 0 | 0 | 0 | 0 | 0 | 0 | 0 | 0 | 0 | 0 | 0 | 0 | 0 | 12
NO |  | 127 | 2011 | 14 | 27 | 27 |  | 8102 CLINTON | OSU | 138 | 138 | 4 | 4 | 0 | 1 | 600 CU PIPT | 174545 | 1186767 | 1361312 | 0 | 0 | 0 | 0 | 0 | 0 | 0 | 0 | 0 | 0 | 0 | 0 | 0 | 0 | 0 | 0 | 0 | 0 | 0 | 0 | 12
NO |  | 127 | 2011 | 14 | 28 | 28 |  | 8105 DAVIDSON RD | ROBERTS-BETHEL | 138 | 138 | 1 | 0 | 0 | 2 | 636 ACSR | 10882 | 348906 | 359788 | 0 | 0 | 0 | 0 | 0 | 0 | 0 | 0 | 0 | 0 | 0 | 0 | 0 | 0 | 0 | 0 | 0 | 0 | 0 | 0 | 12
NO |  | 127 | 2011 | 14 | 29 | 29 |  | 8129 OSU | HESS | 138 | 138 | 4 | 1 | 0 | 1 | 600 CU PIPT | 0 | 371400 | 371400 | 0 | 0 | 0 | 0 | 0 | 0 | 0 | 0 | 0 | 0 | 0 | 0 | 0 | 0 | 0 | 0 | 0 | 0 | 0 | 0 | 12
NO |  | 127 | 2011 | 14 | 30 | 30 |  | 8712 SCIPPO | EAST SCIPPO | 138 | 138 |  | 0 | 0 | 0 | 636 ACSR | 0 | 34138 | 34138 | 0 | 0 | 0 | 0 | 0 | 0 | 0 | 0 | 0 | 0 | 0 | 0 | 0 | 0 | 0 | 0 | 0 | 0 | 0 | 0 | 12
NO |  | 127 | 2011 | 14 | 31 | 31 |  | EAST BROAD | BEXLEY | 138 | 138 | 2 | 0 | 0 | 1 | 954 ACSR | 0 | 0 | 0 | 0 | 0 | 0 | 0 | 0 | 0 | 0 | 0 | 0 | 0 | 0 | 0 | 0 | 0 | 0 | 0 | 0 | 0 | 0 | 0 | 12
NO |  | 127 | 2011 | 14 | 32 | 32 |  | 8788 FISHER 138KV |  | 138 | 138 | 3 | 0.42 | 0 | 1 | 636 ACSR | 31625 | 483466 | 515091 | 0 | 0 | 0 | 0 | 0 | 0 | 0 | 0 | 0 | 0 | 0 | 0 | 0 | 0 | 0 | 0 | 0 | 0 | 0 | 0 | 12
NO |  | 127 | 2011 | 14 | 33 | 33 |  | C792 CLAYBURNE | KENWORTH | 138 | 138 | 1 | 0.32 | 0 | 1 | 565.5 ACSR 18/1 | 0 | 1555 | 1555 | 0 | 0 | 0 | 0 | 0 | 0 | 0 | 0 | 0 | 0 | 0 | 0 | 0 | 0 | 0 | 0 | 0 | 0 | 0 | 0 | 12
NO |  | 127 | 2011 | 14 | 34 | 34 |  | C793 DELANO | KENWORTH | 138 | 138 | 1 | 0.31 | 0 | 1 | 556.5 ACSR 18/1 | 0 | 2421 | 2421 | 0 | 0 | 0 | 0 | 0 | 0 | 0 | 0 | 0 | 0 | 0 | 0 | 0 | 0 | 0 | 0 | 0 | 0 | 0 | 0 | 12
NO |  | 127 | 2011 | 14 | 35 | 35 |  | C794 BOLTON EXTENSION |  | 138 | 138 |  | 0 | 0 | 0 |  | 39431 | 0 | 39431 | 0 | 0 | 0 | 0 | 0 | 0 | 0 | 0 | 0 | 0 | 0 | 0 | 0 | 0 | 0 | 0 | 0 | 0 | 0 | 0 | 12
NO |  | 127 | 2011 | 15 | 1 | 1 |  | COMMONLY OWNED: (F) |  | 0 | 0 |  | 0 | 0 | 0 |  | 0 | 0 | 0 | 0 | 0 | 0 | 0 | 0 | 0 | 0 | 0 | 0 | 0 | 0 | 0 | 0 | 0 | 0 | 0 | 0 | 0 | 0 | 0 | 12
NO |  | 127 | 2011 | 15 | 2 | 2 |  | C633A BIXBY | POINT N | 345 | 345 | 3 | 14.81 | 0 | 1 | 2-954 ACRS | 414014 | 736724 | 1150738 | 0 | 0 | 0 | 0 | 0 | 0 | 0 | 0 | 0 | 0 | 0 | 0 | 0 | 0 | 0 | 0 | 0 | 0 | 0 | 0 | 12
NO |  | 127 | 2011 | 15 | 3 | 3 |  | C633B KIRK | CORRIDOR | 345 | 345 | 2 | 18.38 | 0 | 1 | 2-954 ACRS | 495504 | 971791 | 1467295 | 0 | 0 | 0 | 0 | 0 | 0 | 0 | 0 | 0 | 0 | 0 | 0 | 0 | 0 | 0 | 0 | 0 | 0 | 0 | 0 | 12
NO |  | 127 | 2011 | 15 | 6 | 6 |  | EXPENSES 765KV LINES |  | 0 | 0 |  | 0 | 0 | 0 |  | 0 | 0 | 0 | 28953 | 586420 | 0 | 615373 | 0 | 0 | 0 | 0 | 0 | 0 | 0 | 0 | 0 | 0 | 0 | 0 | 0 | 0 | 0 | 0 | 12
NO |  | 127 | 2011 | 0 | 36 | 36 |  | TOTAL |  | 0 | 0 |  | 7681.47 | 160.65 | 615 |  | 108522160 | 687121497 | 795643657 | 448126 | 9076292 | 0 | 9524418 | 0 | 0 | 0 | 0 | 0 | 0 | 0 | 0 | 0 | 0 | 0 | 0 | 0 | 0 | 0 | 0 | 12
NO |  | 127 | 2011 | 8 | 26 | 26 |  | 0376 WARNER EXTENSION | SUNNYSIDE-TORREY | 138 | 138 | WP | 0.3 | 0 | 1 | 397.5 ACS | 0 | 0 | 0 | 0 | 0 | 0 | 0 | 0 | 0 | 0 | 0 | 0 | 0 | 0 | 0 | 0 | 0 | 0 | 0 | 0 | 0 | 0 | 0 | 12
NO |  | 127 | 2011 | 8 | 27 | 27 |  | 0377 YELLOWBUSH |  | 138 | 138 | ST | 0.04 | 0 | 1 | 795 ACSR | 0 | 65 | 65 | 0 | 0 | 0 | 0 | 0 | 0 | 0 | 0 | 0 | 0 | 0 | 0 | 0 | 0 | 0 | 0 | 0 | 0 | 0 | 0 | 12
NO |  | 127 | 2011 | 9 | 1 | 1 |  | Columbus Southern Power Co |  | 0 | 0 |  | 0 | 0 | 0 |  | 0 | 0 | 0 | 0 | 0 | 0 | 0 | 611270127 | 0 | 0 | 0 | 0 | 0 | 0 | 0 | 0 | 0 | 0 | 0 | 0 | 0 | 0 | 0 | 12
NO |  | 127 | 2011 | 9 | 2 | 2 |  | FULLY OWNED TRANS LINES: |  | 0 | 0 |  | 0 | 0 | 0 |  | 0 | 0 | 0 | 0 | 0 | 0 | 0 | 0 | 0 | 0 | 0 | 0 | 0 | 0 | 0 | 0 | 0 | 0 | 0 | 0 | 0 | 0 | 0 | 12
NO |  | 127 | 2011 | 15 | 7 | 7 |  | EXPENSES 345KV LINES |  | 0 | 0 |  | 0 | 0 | 0 |  | 0 | 0 | 0 | 84934 | 1720245 | 0 | 1805179 | 0 | 0 | 0 | 0 | 0 | 0 | 0 | 0 | 0 | 0 | 0 | 0 | 0 | 0 | 0 | 0 | 12
SI/SI | A | 127 | 2011 | 8 | 28 | 28 |  | LINES < 132KV |  | 0 | 0 |  | 2518.81 | 0 | 0 |  | 12102562 | 157823816 | 169926378 | 0 | 0 | 0 | 0 | 0 | 0 | 0 | 0 | 0 | 0 | 0 | 0 | 0 | 0 | 0 | 0 | 0 | 0 | 0 | 0 | 12
NO |  | 127 | 2011 | 15 | 4 | 4 |  | TRANSMISSION LINES | LESS THAN 132 KV | 0 | 0 |  | 607.09 | 22.5 | 0 |  | 6730380 | 51559699 | 58290079 | 0 | 0 | 0 | 0 | 0 | 0 | 0 | 0 | 0 | 0 | 0 | 0 | 0 | 0 | 0 | 0 | 0 | 0 | 0 | 0 | 12
NO |  | 127 | 2011 | 15 | 8 | 8 |  | EXPENSES 138KV LINES |  | 0 | 0 |  | 0 | 0 | 0 |  | 0 | 0 | 0 | 154328 | 3125740 | 0 | 3280068 | 0 | 0 | 0 | 0 | 0 | 0 | 0 | 0 | 0 | 0 | 0 | 0 | 0 | 0 | 0 | 0 | 12
SI/SI | A | 127 | 2011 | 15 | 9 | 9 |  | EXPENSES <132KV LINES |  | 0 | 0 |  | 0 | 0 | 0 |  | 0 | 0 | 0 | 179911 | 3643887 | 0 | 3823798 | 0 | 0 | 0 | 0 | 0 | 0 | 0 | 0 | 0 | 0 | 0 | 0 | 0 | 0 | 0 | 0 | 12
NO |  | 184 | 2011 | 0 | 1 | 1 |  | 450 KV DC Transmission Line |  | 0 | 0 |  | 0 | 0 | 0 |  | 0 | 0 | 0 | 0 | 0 | 0 | 0 | 0 | 0 | 0 | 0 | 0 | 0 | 0 | 0 | 0 | 0 | 0 | 0 | 0 | 0 | 0 | 0 | 12
NO |  | 184 | 2011 | 0 | 3 | 3 |  | US/Canada Border at Norton | VT/NH State Line at | 0 | 0 |  | 0 | 0 | 0 |  | 0 | 0 | 0 | 0 | 0 | 0 | 0 | 0 | 0 | 0 | 0 | 0 | 0 | 0 | 0 | 0 | 0 | 0 | 0 | 0 | 0 | 0 | 0 | 12
NO |  | 184 | 2011 | 0 | 4 | 4 |  | Vermont | Waterford Vermont | 405 | 450 | H-Frame Steel | 52.3 | 0 | 0 | 2839.8 MCM ACSR | 1775113 | 45444794 | 47219907 | 0 | 0 | 0 | 0 | 0 | 0 | 0 | 0 | 0 | 0 | 0 | 0 | 0 | 0 | 0 | 0 | 0 | 0 | 0 | 0 | 12
NO |  | 184 | 2011 | 0 | 36 | 36 |  | TOTAL |  | 0 | 0 |  | 52.3 | 0 | 0 |  | 1775113 | 45444794 | 47219907 | 0 | 0 | 0 | 0 | 0 | 0 | 0 | 0 | 0 | 0 | 0 | 0 | 0 | 0 | 0 | 0 | 0 | 0 | 0 | 0 | 12
NO |  | 192 | 2011 | 0 | 1 | 1 |  | 0444 KAMMER | FT MARTIN | 500 | 500 | STEEL | 15.57 | 0 | 0 | 954 ACSR | 238235 | 2008000 | 2246235 | 0 | 0 | 0 | 0 | 0 | 0 | 0 | 0 | 0 | 0 | 0 | 0 | 0 | 0 | 0 | 0 | 0 | 0 | 0 | 0 | 12
NO |  | 192 | 2011 | 0 | 2 | 2 |  | EXPENSES 500KV LINES |  | 0 | 0 |  | 0 | 0 | 0 |  | 0 | 0 | 0 | 8 | 21661 | 0 | 21669 | 0 | 0 | 0 | 0 | 0 | 0 | 0 | 0 | 0 | 0 | 0 | 0 | 0 | 0 | 0 | 0 | 12
NO |  | 192 | 2011 | 0 | 3 | 3 |  | 0437 TIDD | COLLIER | 345 | 345 | STEEL | 7.39 | 0 | 0 | 954 ACSR | 136422 | 850209 | 986631 | 0 | 0 | 0 | 0 | 0 | 0 | 0 | 0 | 0 | 0 | 0 | 0 | 0 | 0 | 0 | 0 | 0 | 0 | 0 | 0 | 12
NO |  | 192 | 2011 | 0 | 4 | 4 |  | 0445 TIDD | WYLIE RIDGE | 345 | 345 | STEEL | 1.36 | 7.07 | 0 | 954 ACSR | 23937 | 482396 | 506333 | 0 | 0 | 0 | 0 | 0 | 0 | 0 | 0 | 0 | 0 | 0 | 0 | 0 | 0 | 0 | 0 | 0 | 0 | 0 | 0 | 12
NO |  | 192 | 2011 | 0 | 5 | 5 |  | EXPENSES 345KV LINES |  | 0 | 0 |  | 0 | 0 | 0 |  | 0 | 0 | 0 | 8 | 22009 | 0 | 22017 | 0 | 0 | 0 | 0 | 0 | 0 | 0 | 0 | 0 | 0 | 0 | 0 | 0 | 0 | 0 | 0 | 12
NO |  | 192 | 2011 | 0 | 6 | 6 |  | 0416 TIDD | NATRIUM | 138 | 138 | STEEL | 40.24 | 0 | 0 | BUNDLED | 157249 | 1509079 | 1666328 | 0 | 0 | 0 | 0 | 0 | 0 | 0 | 0 | 0 | 0 | 0 | 0 | 0 | 0 | 0 | 0 | 0 | 0 | 0 | 0 | 12
NO |  | 192 | 2011 | 0 | 7 | 7 |  | 0417 TIDD | NATRIUM | 0 | 0 |  | 0 | 0 | 0 |  | 0 | 17909 | 17909 | 0 | 0 | 0 | 0 | 0 | 0 | 0 | 0 | 0 | 0 | 0 | 0 | 0 | 0 | 0 | 0 | 0 | 0 | 0 | 0 | 12
NO |  | 192 | 2011 | 0 | 8 | 8 |  | 0019 NATRIUM | MONONGAHELA | 138 | 138 | STEEL | 0.52 | 0 | 0 | 336.4 ACSR | 16065 | 248723 | 264788 | 0 | 0 | 0 | 0 | 0 | 0 | 0 | 0 | 0 | 0 | 0 | 0 | 0 | 0 | 0 | 0 | 0 | 0 | 0 | 0 | 12
NO |  | 192 | 2011 | 0 | 9 | 9 |  | 0019 NATRIUM | MONONGAHELA | 138 | 138 | WOOD POLE | 3.46 | 0 | 0 | 336.4 ACSR | 0 | 0 | 0 | 0 | 0 | 0 | 0 | 0 | 0 | 0 | 0 | 0 | 0 | 0 | 0 | 0 | 0 | 0 | 0 | 0 | 0 | 0 | 0 | 12
NO |  | 192 | 2011 | 0 | 10 | 10 |  | 0023 TIDD | GEORGE WASHINGTON | 138 | 138 | STEEL | 4.5 | 0 | 0 | 336.4 ACSR | 38568 | 157632 | 196200 | 0 | 0 | 0 | 0 | 0 | 0 | 0 | 0 | 0 | 0 | 0 | 0 | 0 | 0 | 0 | 0 | 0 | 0 | 0 | 0 | 12
NO |  | 192 | 2011 | 0 | 11 | 11 |  | 0024 SUMMERFIELD | NATRIUM | 138 | 138 | STEEL | 2.09 | 0 | 0 | 556.5 ACSR | 16754 | 104582 | 121336 | 0 | 0 | 0 | 0 | 0 | 0 | 0 | 0 | 0 | 0 | 0 | 0 | 0 | 0 | 0 | 0 | 0 | 0 | 0 | 0 | 12
NO |  | 192 | 2011 | 0 | 12 | 12 |  | 0031 KAMMER | TIDD/NATRIUM | 138 | 138 | STEEL | 2.82 | 0 | 0 | 176.9 ACSR | 18849 | 138181 | 157030 | 0 | 0 | 0 | 0 | 0 | 0 | 0 | 0 | 0 | 0 | 0 | 0 | 0 | 0 | 0 | 0 | 0 | 0 | 0 | 0 | 12
NO |  | 192 | 2011 | 0 | 13 | 13 |  | 0431 KAMMER | ORMET #1 | 138 | 138 |  | 0 | 0 | 0 |  | 2913 | 0 | 2913 | 0 | 0 | 0 | 0 | 0 | 0 | 0 | 0 | 0 | 0 | 0 | 0 | 0 | 0 | 0 | 0 | 0 | 0 | 0 | 0 | 12
NO |  | 192 | 2011 | 0 | 14 | 14 |  | 0432 KAMMER | ORMET #1 | 138 | 138 | STEEL | 9.85 | 0 | 0 | 556.5 ACSR | 112975 | 990052 | 1103027 | 0 | 0 | 0 | 0 | 0 | 0 | 0 | 0 | 0 | 0 | 0 | 0 | 0 | 0 | 0 | 0 | 0 | 0 | 0 | 0 | 12
NO |  | 192 | 2011 | 0 | 15 | 15 |  | 0433 KAMMER | ORMET #2 | 138 | 138 | STEEL | 10.01 | 0 | 0 | 1003.5 ACSR | 112293 | 1097516 | 1209809 | 0 | 0 | 0 | 0 | 0 | 0 | 0 | 0 | 0 | 0 | 0 | 0 | 0 | 0 | 0 | 0 | 0 | 0 | 0 | 0 | 12
NO |  | 192 | 2011 | 0 | 16 | 16 |  | 0434 KAMMER | ORMET #2 | 138 | 138 |  | 0 | 0 | 0 |  | 0 | 26848 | 26848 | 0 | 0 | 0 | 0 | 0 | 0 | 0 | 0 | 0 | 0 | 0 | 0 | 0 | 0 | 0 | 0 | 0 | 0 | 0 | 0 | 12
NO |  | 192 | 2011 | 0 | 17 | 17 |  | 0435 KAMMER | ORMET #2 | 138 | 138 |  | 0 | 0 | 0 |  | 2641 | 0 | 2641 | 0 | 0 | 0 | 0 | 0 | 0 | 0 | 0 | 0 | 0 | 0 | 0 | 0 | 0 | 0 | 0 | 0 | 0 | 0 | 0 | 12
NO |  | 192 | 2011 | 0 | 18 | 18 |  | 0034 KAMMER | GEORGE WASHINGTON | 138 | 138 | STEEL | 6.78 | 0 | 0 | 636 ACSR | 78425 | 312235 | 390660 | 0 | 0 | 0 | 0 | 0 | 0 | 0 | 0 | 0 | 0 | 0 | 0 | 0 | 0 | 0 | 0 | 0 | 0 | 0 | 0 | 12
NO |  | 192 | 2011 | 0 | 19 | 19 |  | 0036 TIDD/NATRIUM | BRUES 138KV TAP | 138 | 138 | STEEL | 5.86 | 3.75 | 0 | 397.5 ACSR | 92805 | 274696 | 367501 | 0 | 0 | 0 | 0 | 0 | 0 | 0 | 0 | 0 | 0 | 0 | 0 | 0 | 0 | 0 | 0 | 0 | 0 | 0 | 0 | 12
NO |  | 192 | 2011 | 0 | 20 | 20 |  | 0036 TIDD/NATRIUM | BRUES 138KV TAP | 138 | 138 | WOOD POLE | 0.08 | 0 | 0 | 176.9 ACSR | 0 | 0 | 0 | 0 | 0 | 0 | 0 | 0 | 0 | 0 | 0 | 0 | 0 | 0 | 0 | 0 | 0 | 0 | 0 | 0 | 0 | 0 | 0 | 12
NO |  | 192 | 2011 | 0 | 21 | 21 |  | 0439 ARROYO | EAST LIVERPOOL | 138 | 138 | STEEL | 0.82 | 0 | 0 | 556.5 ACSR | 76292 | 361287 | 437579 | 0 | 0 | 0 | 0 | 0 | 0 | 0 | 0 | 0 | 0 | 0 | 0 | 0 | 0 | 0 | 0 | 0 | 0 | 0 | 0 | 12
NO |  | 192 | 2011 | 0 | 22 | 22 |  | 0439 ARROYO | EAST LIVERPOOL | 138 | 138 | WOOD POLE | 6.71 | 0 | 0 | 556.5 ACSR | 0 | 0 | 0 | 0 | 0 | 0 | 0 | 0 | 0 | 0 | 0 | 0 | 0 | 0 | 0 | 0 | 0 | 0 | 0 | 0 | 0 | 0 | 0 | 12
NO |  | 192 | 2011 | 0 | 23 | 23 |  | 0440 TIDD | WEIRTON | 138 | 138 | WOOD POLE | 2.38 | 0.43 | 0 | 556.5 ACSR | 36246 | 146351 | 182597 | 0 | 0 | 0 | 0 | 0 | 0 | 0 | 0 | 0 | 0 | 0 | 0 | 0 | 0 | 0 | 0 | 0 | 0 | 0 | 0 | 12
NO |  | 192 | 2011 | 0 | 24 | 24 |  | 0047 TIDD/NATRIUM | WEST LIBERTY | 138 | 138 | WOOD POLE | 0.89 | 0 | 0 | 4/0 | 9304 | 49662 | 58966 | 0 | 0 | 0 | 0 | 0 | 0 | 0 | 0 | 0 | 0 | 0 | 0 | 0 | 0 | 0 | 0 | 0 | 0 | 0 | 0 | 12
NO |  | 192 | 2011 | 0 | 25 | 25 |  | 0049 BRUES | WEST BELLAIRE | 138 | 138 | STEEL | 0.46 | 0 | 0 | 556.5 ACSR | 0 | 74294 | 74294 | 0 | 0 | 0 | 0 | 0 | 0 | 0 | 0 | 0 | 0 | 0 | 0 | 0 | 0 | 0 | 0 | 0 | 0 | 0 | 0 | 12
NO |  | 192 | 2011 | 0 | 26 | 26 |  | 0054 TIDD | VALLEY GROVE | 138 | 138 | WOOD POLE | 0.48 | 0 | 0 | 556.5 ACSR | 18748 | 42375 | 61123 | 0 | 0 | 0 | 0 | 0 | 0 | 0 | 0 | 0 | 0 | 0 | 0 | 0 | 0 | 0 | 0 | 0 | 0 | 0 | 0 | 12
NO |  | 192 | 2011 | 0 | 27 | 27 |  | 0059 TIDD/NATRIUM | GRAVE CREEK | 138 | 138 | WOOD POLE | 0.54 | 0 | 0 | 556.5 ACSR | 12373 | 113937 | 126310 | 0 | 0 | 0 | 0 | 0 | 0 | 0 | 0 | 0 | 0 | 0 | 0 | 0 | 0 | 0 | 0 | 0 | 0 | 0 | 0 | 12
NO |  | 192 | 2011 | 0 | 28 | 28 |  | 1051 FT HENRY TAP |  | 138 | 138 | WOOD POLE | 0.08 | 0 | 1 | 556 26/7 ACSR | 1471 | 106648 | 108119 | 0 | 0 | 0 | 0 | 0 | 0 | 0 | 0 | 0 | 0 | 0 | 0 | 0 | 0 | 0 | 0 | 0 | 0 | 0 | 0 | 12
NO |  | 192 | 2011 | 0 | 29 | 29 |  | 0061 BATTLE RUN TAP | BATTLE RUN STATION | 138 | 138 | STEEL | 0.13 | 0 | 1 |  | 1852 | 124884 | 126736 | 0 | 0 | 0 | 0 | 0 | 0 | 0 | 0 | 0 | 0 | 0 | 0 | 0 | 0 | 0 | 0 | 0 | 0 | 0 | 0 | 12
NO |  | 192 | 2011 | 0 | 30 | 30 |  | 0061 BATTLE RUN TAP | BATTLE RUN STATION | 138 | 138 | WOOD POLE | 0.04 | 0 | 1 |  | 0 | 0 | 0 | 0 | 0 | 0 | 0 | 0 | 0 | 0 | 0 | 0 | 0 | 0 | 0 | 0 | 0 | 0 | 0 | 0 | 0 | 0 | 0 | 12
NO |  | 192 | 2011 | 0 | 31 | 31 |  | 0062 SAND HILL | WARTON HILL | 138 | 138 | STEEL | 6.94 | 0 | 1 | 795 ACSR | 0 | 11206391 | 11206391 | 0 | 0 | 0 | 0 | 0 | 0 | 0 | 0 | 0 | 0 | 0 | 0 | 0 | 0 | 0 | 0 | 0 | 0 | 0 | 0 | 12
NO |  | 192 | 2011 | 0 | 32 | 32 |  | EXPENSES 138KV LINES |  | 0 | 0 |  | 0 | 0 | 0 |  | 0 | 0 | 0 | 56 | 152837 | 0 | 152893 | 0 | 0 | 0 | 0 | 0 | 0 | 0 | 0 | 0 | 0 | 0 | 0 | 0 | 0 | 0 | 0 | 12
NO |  | 192 | 2011 | 0 | 36 | 36 |  | TOTAL |  | 0 | 0 |  | 191.29 | 16.3 | 4 |  | 1562106 | 25568255 | 27130361 | 105 | 288799 | 0 | 288904 | 0 | 0 | 0 | 0 | 0 | 0 | 0 | 0 | 0 | 0 | 0 | 0 | 0 | 0 | 0 | 0 | 12
SI/SI | A | 192 | 2011 | 0 | 33 | 33 |  | LINES <132KV |  | 0.69 | 0.69 | WP/ST | 61.29 | 5.05 | 0 |  | 357689 | 5124368 | 5482057 | 33 | 92292 | 0 | 92325 | 0 | 0 | 0 | 0 | 0 | 0 | 0 | 0 | 0 | 0 | 0 | 0 | 0 | 0 | 0 | 0 | 12
NO |  | 245 | 2011 | 0 | 36 | 36 |  | TOTAL |  | 0 | 0 |  | 0 | 0 | 0 |  | 0 | 0 | 0 | 0 | 0 | 0 | 0 | 0 | 0 | 0 | 0 | 0 | 0 | 0 | 0 | 0 | 0 | 0 | 0 | 0 | 0 | 0 | 0 | 12
NO |  | 19 | 2011 | 0 | 1 | 1 |  | Roseton | Rock Tavern | 345 | 0 | H Frame-W | 17.22 | 0 | 0 | 1033.5ACSR | 1148076 | 1940740 | 3088816 | 0 | 0 | 0 | 0 | 0 | 0 | 0 | 0 | 0 | 0 | 0 | 0 | 0 | 0 | 0 | 0 | 0 | 0 | 0 | 0 | 12
NO |  | 19 | 2011 | 0 | 2 | 2 |  | Roseton | Hurley Avenue | 345 | 0 | H Frame-W | 30.31 | 0 | 0 | 1033.5ACSR | 1832921 | 5031940 | 6864861 | 0 | 0 | 0 | 0 | 0 | 0 | 0 | 0 | 0 | 0 | 0 | 0 | 0 | 0 | 0 | 0 | 0 | 0 | 0 | 0 | 12
NO |  | 19 | 2011 | 0 | 3 | 3 |  | Hurley Avenue | Leeds | 345 | 0 | H Frame-W | 28.62 | 0 | 0 | 1033.5ACSR | 1744570 | 4063975 | 5808545 | 0 | 0 | 0 | 0 | 0 | 0 | 0 | 0 | 0 | 0 | 0 | 0 | 0 | 0 | 0 | 0 | 0 | 0 | 0 | 0 | 12
SI/SI | A | 19 | 2011 | 0 | 4 | 4 |  | 115KV Lines |  | 115 | 0 | Several | 220.47 | 0 | 0 | Several | 4659067 | 36815519 | 41474586 | 0 | 0 | 0 | 2407736.8875 | 0 | 0 | 0 | 0 | 0 | 0 | 0 | 0 | 0 | 0 | 0 | 0 | 0 | 0 | 0 | 0 | 12
SI/SI | A | 19 | 2011 | 0 | 5 | 5 |  | 69KV Lines |  | 69 | 0 | Several | 298.84 | 26.74 | 0 | Several | 11370663 | 53212979 | 64583642 | 0 | 0 | 0 | 3749294.0177 | 0 | 0 | 0 | 0 | 0 | 0 | 0 | 0 | 0 | 0 | 0 | 0 | 0 | 0 | 0 | 0 | 12
SI/SI | A | 19 | 2011 | 0 | 6 | 6 |  | New Baltimore | Westerlo | 34.5 | 0 | Sgl. Pole-W | 6.35 | 0 | 0 | 1/0 Alum | 6303 | 196648 | 202951 | 0 | 0 | 0 | 11781.9768 | 0 | 0 | 0 | 0 | 0 | 0 | 0 | 0 | 0 | 0 | 0 | 0 | 0 | 0 | 0 | 0 | 12
NO |  | 19 | 2011 | 0 | 14 | 14 |  | Segregation of Expenses by | Line is not available | 0 | 0 |  | 0 | 0 | 0 |  | 0 | 0 | 0 | 3627660 | 1826539 | 1629663 | 7083862 | 0 | 0 | 0 | 0 | 0 | 0 | 0 | 0 | 0 | 0 | 0 | 0 | 0 | 0 | 0 | 0 | 12
NO |  | 19 | 2011 | 0 | 36 | 36 |  | TOTAL |  | 0 | 0 |  | 601.81 | 26.74 | 0 |  | 20761600 | 101261801 | 122023401 | 3627660 | 1826539 | 1629663 | 7083862 | 0 | 0 | 0 | 0 | 0 | 0 | 0 | 0 | 0 | 0 | 0 | 0 | 0 | 0 | 0 | 0 | 12
NO |  | 314 | 2011 | 0 | 36 | 36 |  | TOTAL |  | 0 | 0 |  | 0 | 0 | 0 |  | 0 | 0 | 0 | 0 | 0 | 0 | 0 | 0 | 0 | 0 | 0 | 0 | 0 | 0 | 0 | 0 | 0 | 0 | 0 | 0 | 0 | 0 | 0 | 12
NO |  | 320 | 2011 | 0 | 1 | 1 |  | VT/NH STATE LINE | VERNON, VT | 345 | 345 | TOWER | 0.17 | 0 | 0 | 927ACAR/954ACSR | 2203 | 449626 | 451829 | 0 | 0 | 0 | 0 | 0 | 0 | 613200137 | 0 | 0 | 0 | 0 | 0 | 0 | 0 | 0 | 0 | 0 | 0 | 0 | 0 | 12
NO |  | 320 | 2011 | 0 | 2 | 2 |  | VT/NH STATE LINE | VERNON. VT | 345 | 345 | TOWER | 0.14 | 0 | 0 | 954 ACSR | 0 | 413477 | 413477 | 0 | 0 | 0 | 0 | 0 | 0 | 0 | 0 | 0 | 0 | 0 | 0 | 0 | 0 | 0 | 0 | 0 | 0 | 0 | 0 | 12
NO |  | 320 | 2011 | 0 | 3 | 3 |  | VERNON, VT | CAVENDISH, VT | 345 | 345 | H-FRAME WOOD | 51.2 | 0 | 0 | 927.2 ACAR | 2113716 | 8534180 | 10647896 | 0 | 0 | 0 | 0 | 0 | 0 | 0 | 0 | 0 | 0 | 0 | 0 | 0 | 0 | 0 | 0 | 0 | 0 | 0 | 0 | 12
NO |  | 320 | 2011 | 0 | 4 | 4 |  | CAVENDISH, VT | W. RUTLAND, VT | 345 | 345 | H-FRAME WOOD | 27.4 | 0 | 0 | 954 ACSR | 1763023 | 6700989 | 8464012 | 0 | 0 | 0 | 0 | 0 | 0 | 613200138 | 0 | 0 | 0 | 0 | 0 | 0 | 0 | 0 | 0 | 0 | 0 | 0 | 0 | 12
NO |  | 320 | 2011 | 0 | 5 | 5 |  | WEST RUTLAND, VT | NEW HAVEN, VT | 345 | 345 | H-FRAME WOOD | 35.63 | 0 | 0 | 954 ACSR | 678533 | 48901776 | 49580309 | 0 | 0 | 0 | 0 | 0 | 0 | 0 | 0 | 0 | 0 | 0 | 0 | 0 | 0 | 0 | 0 | 0 | 0 | 0 | 0 | 12
NO |  | 320 | 2011 | 0 | 7 | 7 |  | MONROE, NH | WILLIAMSTOWN, VT | 230 | 230 | H-FRAME WOOD | 32.5 | 0 | 0 | 927.2/954 ACSR | 1369973 | 2241313 | 3611286 | 0 | 0 | 0 | 0 | 0 | 0 | 0 | 0 | 0 | 0 | 0 | 0 | 0 | 0 | 0 | 0 | 0 | 0 | 0 | 0 | 12
SI/NO | A | 320 | 2011 | 0 | 9 | 9 |  | VT/NY STATE LINE | BENNINGTON, VT | 115 | 115 | H-FRAME WOOD | 6.8 | 0 | 0 | 795 ACSR | 76630 | 271095 | 347725 | 0 | 0 | 0 | 8224.9822 | 0 | 0 | 0 | 0 | 0 | 0 | 0 | 0 | 0 | 0 | 0 | 0 | 0 | 0 | 0 | 0 | 12
SI/NO | A | 320 | 2011 | 0 | 10 | 10 |  | RUTLAND, VT | WEST RUTLAND, VT | 115 | 115 | H-FRAME WOOD | 5.05 | 0 | 0 | 795ACSR/927ACAR | 53638 | 321796 | 375434 | 0 | 0 | 0 | 8880.4026 | 0 | 0 | 0 | 0 | 0 | 0 | 0 | 0 | 0 | 0 | 0 | 0 | 0 | 0 | 0 | 0 | 12
SI/NO | A | 320 | 2011 | 0 | 11 | 11 |  | ASCUTNEY, VT | CLAREMONT, NH | 115 | 115 | H-FRAME WOOD | 2.2 | 0 | 0 | 477 ACSR | 12023 | 78767 | 90790 | 0 | 0 | 0 | 2147.5193 | 0 | 0 | 0 | 0 | 0 | 0 | 0 | 0 | 0 | 0 | 0 | 0 | 0 | 0 | 0 | 0 | 12
SI/NO | A | 320 | 2011 | 0 | 12 | 12 |  | GEORGIA, VT | HIGHGATE, VT | 115 | 115 | H-FRAME WOOD | 17.9 | 0 | 0 | 556.5/1272 | 285168 | 2179840 | 2465008 | 0 | 0 | 0 | 58306.5556 | 0 | 0 | 0 | 0 | 0 | 0 | 0 | 0 | 0 | 0 | 0 | 0 | 0 | 0 | 0 | 0 | 12
SI/NO | A | 320 | 2011 | 0 | 13 | 13 |  | GRAND ISLE, VT | ESSEX, VT | 115 | 115 | H-FRAME WOOD | 20.44 | 0 | 0 | 954 AA/ACSR | 190371 | 981104 | 1171475 | 0 | 0 | 0 | 27709.7162 | 0 | 0 | 0 | 0 | 0 | 0 | 0 | 0 | 0 | 0 | 0 | 0 | 0 | 0 | 0 | 0 | 12
NO |  | 320 | 2011 | 0 | 14 | 14 |  | GRAND ISLE, VT | ESSEX, VT | 115 | 230 | UNDERGROUND | 2.01 | 0 | 0 | 1750 MCM COOP | 0 | 3510756 | 3510756 | 0 | 0 | 0 | 0 | 0 | 0 | 0 | 0 | 0 | 0 | 0 | 0 | 0 | 0 | 0 | 0 | 0 | 0 | 0 | 0 | 12
SI/NO | A | 320 | 2011 | 0 | 15 | 15 |  | ESSEX, VT | BARRE, VT | 115 | 115 | H-FRAME WOOD | 36.8 | 0 | 0 | 795 ACSR | 191353 | 1506887 | 1698240 | 0 | 0 | 0 | 40169.6566 | 0 | 0 | 0 | 0 | 0 | 0 | 0 | 0 | 0 | 0 | 0 | 0 | 0 | 0 | 0 | 0 | 12
SI/NO | A | 320 | 2011 | 0 | 16 | 16 |  | BARRE, VT | WILDER, VT | 115 | 115 | H-FRAME WOOD | 39.6 | 0 | 0 | 795 ACSR/954ACSS | 314961 | 3005906 | 3320867 | 0 | 0 | 0 | 78550.7862 | 0 | 0 | 0 | 0 | 0 | 0 | 0 | 0 | 0 | 0 | 0 | 0 | 0 | 0 | 0 | 0 | 12
SI/NO | A | 320 | 2011 | 0 | 17 | 17 |  | RUTLAND, VT | ASCUTNEY, VT | 115 | 115 | H-FRAME WOOD | 36.8 | 0 | 0 | 795 ACSR/954ACSR | 407878 | 3043691 | 3451569 | 0 | 0 | 0 | 81642.3719 | 0 | 0 | 0 | 0 | 0 | 0 | 0 | 0 | 0 | 0 | 0 | 0 | 0 | 0 | 0 | 0 | 12
SI/NO | A | 320 | 2011 | 0 | 18 | 18 |  | MIDDLEBURY, VT | ESSEX, VT | 115 | 115 | H-FRAME WOOD | 33.61 | 0 | 0 | 954/1272 | 590102 | 3677544 | 4267646 | 0 | 0 | 0 | 100945.611 | 0 | 0 | 0 | 0 | 0 | 0 | 0 | 0 | 0 | 0 | 0 | 0 | 0 | 0 | 0 | 0 | 12
SI/NO | A | 320 | 2011 | 0 | 19 | 19 |  | WILLISTON, VT | GEORGIA, VT | 115 | 115 | H-FRAME WOOD | 18.1 | 0 | 0 | 954 ACSR | 103392 | 1421505 | 1524897 | 0 | 0 | 0 | 36069.4536 | 0 | 0 | 0 | 0 | 0 | 0 | 0 | 0 | 0 | 0 | 0 | 0 | 0 | 0 | 0 | 0 | 12
SI/NO | A | 320 | 2011 | 0 | 20 | 20 |  | WILLISTON, VT | BURLINGTON, VT | 115 | 115 | SINGLE WOOD | 4.73 | 0 | 0 | 795 ACSR | 69911 | 7832934 | 7902845 | 0 | 0 | 0 | 186931.5115 | 0 | 0 | 0 | 0 | 0 | 0 | 0 | 0 | 0 | 0 | 0 | 0 | 0 | 0 | 0 | 0 | 12
SI/NO | A | 320 | 2011 | 0 | 21 | 21 |  | VT/NH STATE LINE | ASCUTNEY, VT | 115 | 115 | H-FRAME WOOD | 1.2 | 0 | 0 | 795 ACSR | 9063 | 60279 | 69342 | 0 | 0 | 0 | 1640.1947 | 0 | 0 | 0 | 0 | 0 | 0 | 0 | 0 | 0 | 0 | 0 | 0 | 0 | 0 | 0 | 0 | 12
SI/NO | A | 320 | 2011 | 0 | 22 | 22 |  | WEST RUTLAND, VT | MIDDLEBURY, VT | 115 | 115 | H-FRAME WOOD | 28.03 | 0 | 0 | 927.2 ACAR | 794678 | 3914214 | 4708892 | 0 | 0 | 0 | 111382.7108 | 0 | 0 | 0 | 0 | 0 | 0 | 0 | 0 | 0 | 0 | 0 | 0 | 0 | 0 | 0 | 0 | 12
SI/NO | A | 320 | 2011 | 0 | 23 | 23 |  | VT/NY STATE LINE | GRAND ISLE, VT | 115 | 115 | SUBMARINE | 3.26 | 0 | 0 | 500/1000 | 13831 | 994622 | 1008453 | 0 | 0 | 0 | 23853.643 | 0 | 0 | 0 | 0 | 0 | 0 | 0 | 0 | 0 | 0 | 0 | 0 | 0 | 0 | 0 | 0 | 12
SI/NO | A | 320 | 2011 | 0 | 24 | 24 |  | VT/NH STATE LINE | VERNON, VT | 115 | 115 | H-FRAME WOOD | 0.16 | 0 | 0 | 1272 ACSR | 0 | 203427 | 203427 | 0 | 0 | 0 | 4811.8009 | 0 | 0 | 0 | 0 | 0 | 0 | 0 | 0 | 0 | 0 | 0 | 0 | 0 | 0 | 0 | 0 | 12
SI/NO | A | 320 | 2011 | 0 | 25 | 25 |  | ST JOHNSBURY, VT | LITTLETON, NH | 115 | 115 | H-FRAME WOOD | 9.5 | 0 | 0 | 927.2 ACAR | 173165 | 658571 | 831736 | 0 | 0 | 0 | 19673.6324 | 0 | 0 | 0 | 0 | 0 | 0 | 0 | 0 | 0 | 0 | 0 | 0 | 0 | 0 | 0 | 0 | 12
SI/NO | A | 320 | 2011 | 0 | 26 | 26 |  | GEORGIA, VT | FAIRFAX, VT | 115 | 115 | H-FRAME WOOD | 14.5 | 0 | 0 | 927.2 ACAR | 401877 | 841312 | 1243189 | 0 | 0 | 0 | 29406.0176 | 0 | 0 | 0 | 0 | 0 | 0 | 0 | 0 | 0 | 0 | 0 | 0 | 0 | 0 | 0 | 0 | 12
SI/NO | A | 320 | 2011 | 0 | 27 | 27 |  | BENNINGTON, VT | E ARLINGTON, VT | 46 | 115 | H-FRAME WOOD | 11.4 | 0 | 0 | 927.2 ACAR | 278437 | 828602 | 1107039 | 0 | 0 | 0 | 26185.5665 | 0 | 0 | 0 | 0 | 0 | 0 | 0 | 0 | 0 | 0 | 0 | 0 | 0 | 0 | 0 | 0 | 12
SI/NO | A | 320 | 2011 | 0 | 28 | 28 |  | ST JOHNSBURY, VT | IRASBURG, VT | 115 | 115 | H-FRAME WOOD | 36.5 | 0 | 0 | 927.2 ACAR | 1069206 | 2467825 | 3537031 | 0 | 0 | 0 | 83663.8642 | 0 | 0 | 0 | 0 | 0 | 0 | 0 | 0 | 0 | 0 | 0 | 0 | 0 | 0 | 0 | 0 | 12
SI/NO | A | 320 | 2011 | 0 | 29 | 29 |  | BENNINGTON, VT | MA STATE LINE | 115 | 115 | H-FRAME WOOD | 10.9 | 0 | 0 | 927.2 ACAR | 231349 | 767750 | 999099 | 0 | 0 | 0 | 23632.3863 | 0 | 0 | 0 | 0 | 0 | 0 | 0 | 0 | 0 | 0 | 0 | 0 | 0 | 0 | 0 | 0 | 12
SI/NO | A | 320 | 2011 | 0 | 30 | 30 |  | MILTON, VT | GEORGIA, VT | 115 | 115 | H-FRAME WOOD | 8.9 | 0 | 0 | 927.2 ACAR | 146869 | 639947 | 786816 | 0 | 0 | 0 | 18611.1083 | 0 | 0 | 0 | 0 | 0 | 0 | 0 | 0 | 0 | 0 | 0 | 0 | 0 | 0 | 0 | 0 | 12
SI/NO | A | 320 | 2011 | 0 | 31 | 31 |  | WILLISTON, VT | S BURLINGTON, VT | 115 | 115 | H-FRAME WOOD | 6.2 | 0.66 | 0 | 927.2 ACAR | 1033446 | 969781 | 2003227 | 0 | 0 | 0 | 47383.7271 | 0 | 0 | 0 | 0 | 0 | 0 | 0 | 0 | 0 | 0 | 0 | 0 | 0 | 0 | 0 | 0 | 12
SI/NO | A | 320 | 2011 | 0 | 32 | 32 |  | ASCUTNEY, VT | WINDSOR, VT | 115 | 115 | H-FRAME WOOD | 7.2 | 0 | 0 | 927.2 ACAR | 257898 | 866051 | 1123949 | 0 | 0 | 0 | 26585.5506 | 0 | 0 | 0 | 0 | 0 | 0 | 0 | 0 | 0 | 0 | 0 | 0 | 0 | 0 | 0 | 0 | 12
SI/NO | A | 320 | 2011 | 0 | 33 | 33 |  | WEST RUTLAND, VT | VT/NY STATE LINE | 115 | 115 | H-FRAME WOOD | 13.24 | 0 | 0 | 795 ACSR/954ACSR | 94215 | 859292 | 953507 | 0 | 0 | 0 | 22553.9669 | 0 | 0 | 0 | 0 | 0 | 0 | 0 | 0 | 0 | 0 | 0 | 0 | 0 | 0 | 0 | 0 | 12
NO |  | 320 | 2011 | 0 | 34 | 34 |  | NEW HIGHGATE, VT | RICHFORD, VT | 120 | 120 | H-FRAME WOOD | 22.55 | 0 | 0 | 556 ACSR | 47225 | 2697014 | 2744239 | 0 | 0 | 0 | 0 | 0 | 0 | 0 | 0 | 0 | 0 | 0 | 0 | 0 | 0 | 0 | 0 | 0 | 0 | 0 | 0 | 12
NO |  | 320 | 2011 | 0 | 35 | 35 |  | DERBY, VT | RICHFORD, VT | 48 | 120 | SINGLE WOOD | 27.73 | 0 | 0 | 336/556 ACSR | 32513 | 2187393 | 2219906 | 0 | 0 | 0 | 0 | 0 | 0 | 613200139 | 0 | 0 | 0 | 0 | 0 | 0 | 0 | 0 | 0 | 0 | 0 | 0 | 0 | 12
NO |  | 320 | 2011 | 1 | 1 | 1 |  | NEWPORT, VT | RICHFORD, VT | 120 | 120 | SINGLE WOOD | 25.4 | 0 | 0 | 556/795 ACSR | 32517 | 2962140 | 2994657 | 0 | 0 | 0 | 0 | 0 | 0 | 0 | 0 | 0 | 0 | 0 | 0 | 0 | 0 | 0 | 0 | 0 | 0 | 0 | 0 | 12
NO |  | 320 | 2011 | 1 | 2 | 2 |  | NEWPORT, VT | DERBY, VT | 120 | 120 | SINGLE WOOD | 7.05 | 0 | 0 | 795 ACSR | 4179 | 446100 | 450279 | 0 | 0 | 0 | 0 | 0 | 0 | 0 | 0 | 0 | 0 | 0 | 0 | 0 | 0 | 0 | 0 | 0 | 0 | 0 | 0 | 12
SI/NO | A | 320 | 2011 | 1 | 3 | 3 |  | IRASBURG, VT | MOSHER'S TAP (NEWPORT, VT) | 48 | 115 | SINGLE WOOD | 6.48 | 0 | 0 | 556 ACSR | 26235 | 4029723 | 4055958 | 0 | 0 | 0 | 95938.4069 | 0 | 0 | 613200140 | 0 | 0 | 0 | 0 | 0 | 0 | 0 | 0 | 0 | 0 | 0 | 0 | 0 | 12
SI/NO | A | 320 | 2011 | 1 | 4 | 4 |  | IRASBURG, VT | MOSHER'S TAP (NEWPORT, VT) | 115 | 115 | SINGLE WOOD | 6.48 | 0 | 0 | 1272 ACSR | 247183 | 4306518 | 4553701 | 0 | 0 | 0 | 107711.8697 | 0 | 0 | 0 | 0 | 0 | 0 | 0 | 0 | 0 | 0 | 0 | 0 | 0 | 0 | 0 | 0 | 12
SI/NO | A | 320 | 2011 | 1 | 5 | 5 |  | NEW HAVEN, VT | BURLINGTON, VT | 115 | 115 | H-FRAME WOOD | 24.37 | 0.66 | 0 | 1272 ACSR/954ACSR | 16862846 | 37996752 | 54859598 | 0 | 0 | 0 | 1297632.3811 | 0 | 0 | 0 | 0 | 0 | 0 | 0 | 0 | 0 | 0 | 0 | 0 | 0 | 0 | 0 | 0 | 12
SI/NO | S | 320 | 2011 | 1 | 6 | 6 |  | SHELBURNE, VT | BAY ROAD (UNDERGROUND) | 115 | 115 | UNDERGROUND | 1.73 | 0 | 0 | 2500 MCM | 1150054 | 13307776 | 14457830 | 0 | 0 | 0 | 341981.1492 | 0 | 0 | 0 | 0 | 0 | 0 | 0 | 0 | 0 | 0 | 0 | 0 | 0 | 0 | 0 | 0 | 12
SI/NO | S | 320 | 2011 | 1 | 7 | 7 |  | CHARLOTTE, VT | FERRY ROAD (UNDERGROUND) | 115 | 115 | UNDERGROUND | 0.45 | 0 | 0 | 2500 MCM | 379640 | 3713187 | 4092827 | 0 | 0 | 0 | 96810.4951 | 0 | 0 | 0 | 0 | 0 | 0 | 0 | 0 | 0 | 0 | 0 | 0 | 0 | 0 | 0 | 0 | 12
SI/NO | A | 320 | 2011 | 1 | 8 | 8 |  | DUXBURY, VT | STOWE, VT | 115 | 115 | SINGLE WOOD | 9.8 | 0 | 0 | 1272 ACSR | 9432795 | 19282991 | 28715786 | 0 | 0 | 0 | 679234.5391 | 0 | 0 | 0 | 0 | 0 | 0 | 0 | 0 | 0 | 0 | 0 | 0 | 0 | 0 | 0 | 0 | 12
NO |  | 320 | 2011 | 1 | 9 | 9 |  | VERNON, VT | NEWFANE, VT | 345 | 345 | H-FRAME WOOD | 17.44 | 0 | 0 | 954 ACSR | 159395 | 38331056 | 38490451 | 0 | 0 | 0 | 0 | 0 | 0 | 0 | 0 | 0 | 0 | 0 | 0 | 0 | 0 | 0 | 0 | 0 | 0 | 0 | 0 | 12
SI/NO | A | 320 | 2011 | 1 | 10 | 10 |  | ESSEX, VT | BURLINGTON , VT | 115 | 115 | SINGLE WOOD | 4.59 | 0 | 0 | 1272 ACSR | 450079 | 8732285 | 9182364 | 0 | 0 | 0 | 217196.8679 | 0 | 0 | 0 | 0 | 0 | 0 | 0 | 0 | 0 | 0 | 0 | 0 | 0 | 0 | 0 | 0 | 12
NO |  | 320 | 2011 | 1 | 11 | 11 |  | VERNON, VT | VT YANKEE | 345 | 345 | TOWER | 0.46 | 0 | 0 | 927 ACSR | 0 | 114010 | 114010 | 0 | 0 | 0 | 0 | 0 | 0 | 0 | 0 | 0 | 0 | 0 | 0 | 0 | 0 | 0 | 0 | 0 | 0 | 0 | 0 | 12
NO |  | 320 | 2011 | 1 | 12 | 12 |  | NEWFANE, VT | COOLIDGE, VT | 345 | 345 | H-FRAME WOOD | 35.39 | 0 | 0 | 954 ACSR | 1504231 | 50588797 | 52093028 | 0 | 0 | 0 | 0 | 0 | 0 | 0 | 0 | 0 | 0 | 0 | 0 | 0 | 0 | 0 | 0 | 0 | 0 | 0 | 0 | 12
NO |  | 320 | 2011 | 0 | 36 | 36 |  | TOTAL |  | 0 | 0 |  | 711.99 | 1.32 | 0 |  | 43055801 | 297840601 | 340896402 | 0 | 0 | 0 | 0 | 0 | 0 | 0 | 0 | 0 | 0 | 0 | 0 | 0 | 0 | 0 | 0 | 0 | 0 | 0 | 0 | 12
NO |  | 120 | 2011 | 0 | 1 | 1 |  | Forbes (MPC) (5702) | Manitoba Hydro Interconn | 500 | 500 | Tower | 203.79 | 0 | 1 | 3-1192ACSR | 1723334 | 65308649 | 67031983 | 0 | 0 | 0 | 0 | 0 | 0 | 0 | 0 | 0 | 0 | 0 | 0 | 0 | 0 | 0 | 0 | 0 | 0 | 0 | 0 | 12
NO |  | 120 | 2011 | 0 | 2 | 2 |  | Chisago Co (5703) | MN Power Interconn | 500 | 500 | Tower | 61.56 | 0 | 1 | 3-1192ACSR | 2237403 | 15571270 | 17808673 | 0 | 0 | 0 | 0 | 0 | 0 | 0 | 0 | 0 | 0 | 0 | 0 | 0 | 0 | 0 | 0 | 0 | 0 | 0 | 0 | 12
NO |  | 120 | 2011 | 0 | 3 | 3 |  | Split Rock (0953) | Lakefield Junction | 345 | 345 | Steel Pole | 85.68 | 0 | 1 |  | 7693156 | 109685937 | 117379093 | 0 | 0 | 0 | 0 | 0 | 0 | 0 | 0 | 0 | 0 | 0 | 0 | 0 | 0 | 0 | 0 | 0 | 0 | 0 | 0 | 12
NO |  | 120 | 2011 | 0 | 5 | 5 |  | Brookings (0970) | White | 345 | 345 | Steel Pole | 0.31 | 0 | 1 | 2-795ACSS | 0 | 1215849 | 1215849 | 0 | 0 | 0 | 0 | 0 | 0 | 0 | 0 | 0 | 0 | 0 | 0 | 0 | 0 | 0 | 0 | 0 | 0 | 0 | 0 | 12
NO |  | 120 | 2011 | 0 | 6 | 6 |  | Brookings (0971) | White | 345 | 345 | Steel Pole | 0.43 | 0 | 1 |  | 13748 | 933240 | 946988 | 0 | 0 | 0 | 0 | 0 | 0 | 0 | 0 | 0 | 0 | 0 | 0 | 0 | 0 | 0 | 0 | 0 | 0 | 0 | 0 | 12
NO |  | 120 | 2011 | 0 | 7 | 7 |  | Monticello (0973) | Quarry | 345 | 345 | Steel Pole | 28.37 | 0 | 1 | 2-954 ACSS | 1054739 | 9142163 | 10196902 | 0 | 0 | 0 | 0 | 0 | 0 | 0 | 0 | 0 | 0 | 0 | 0 | 0 | 0 | 0 | 0 | 0 | 0 | 0 | 0 | 12
NO |  | 120 | 2011 | 0 | 8 | 8 |  | Wilmarth (0974) | Calpine Interconnection #3 | 345 | 345 | Steel Pole | 0.22 | 0 | 1 | 2-795ACSR | 0 | 888655 | 888655 | 0 | 0 | 0 | 0 | 0 | 0 | 0 | 0 | 0 | 0 | 0 | 0 | 0 | 0 | 0 | 0 | 0 | 0 | 0 | 0 | 12
NO |  | 120 | 2011 | 0 | 9 | 9 |  | King (0975) | Red Rock | 345 | 345 | Tower | 18.85 | 0 | 1 | 2-795ACSR | 401128 | 2394100 | 2795228 | 0 | 0 | 0 | 0 | 0 | 0 | 0 | 0 | 0 | 0 | 0 | 0 | 0 | 0 | 0 | 0 | 0 | 0 | 0 | 0 | 12
NO |  | 120 | 2011 | 0 | 10 | 10 |  |  |  | 0 | 0 | 2 Pole K | 6.12 | 0 | 1 | 2-795ACSR | 0 | 0 | 0 | 0 | 0 | 0 | 0 | 0 | 0 | 0 | 0 | 0 | 0 | 0 | 0 | 0 | 0 | 0 | 0 | 0 | 0 | 0 | 0 | 12
NO |  | 120 | 2011 | 0 | 11 | 11 |  | Parkers Lake (0976) | Prairie Island | 345 | 345 | Tower | 31.29 | 0 | 1 | 2-795ACSR | 2319556 | 9227878 | 11547434 | 0 | 0 | 0 | 0 | 0 | 0 | 0 | 0 | 0 | 0 | 0 | 0 | 0 | 0 | 0 | 0 | 0 | 0 | 0 | 0 | 12
NO |  | 120 | 2011 | 0 | 12 | 12 |  |  |  | 0 | 0 | Tower | 5.93 | 0 | 1 | 2-954ACSR | 0 | 0 | 0 | 0 | 0 | 0 | 0 | 0 | 0 | 0 | 0 | 0 | 0 | 0 | 0 | 0 | 0 | 0 | 0 | 0 | 0 | 0 | 0 | 12
NO |  | 120 | 2011 | 0 | 13 | 13 |  |  |  | 0 | 0 | Steel Pole | 4.13 | 0 | 1 | 2-795ACSR | 0 | 0 | 0 | 0 | 0 | 0 | 0 | 0 | 0 | 0 | 0 | 0 | 0 | 0 | 0 | 0 | 0 | 0 | 0 | 0 | 0 | 0 | 0 | 12
NO |  | 120 | 2011 | 0 | 14 | 14 |  |  |  | 0 | 0 | Steel Pole | 0.11 | 0 | 1 | 2312ACSR | 0 | 0 | 0 | 0 | 0 | 0 | 0 | 0 | 0 | 0 | 0 | 0 | 0 | 0 | 0 | 0 | 0 | 0 | 0 | 0 | 0 | 0 | 0 | 12
NO |  | 120 | 2011 | 0 | 15 | 15 |  |  |  | 0 | 0 | Stl Pl-0976 | 0 | 0.11 | 1 | 2312ACSR | 0 | 0 | 0 | 0 | 0 | 0 | 0 | 0 | 0 | 0 | 0 | 0 | 0 | 0 | 0 | 0 | 0 | 0 | 0 | 0 | 0 | 0 | 0 | 12
NO |  | 120 | 2011 | 0 | 16 | 16 |  |  |  | 0 | 0 | 2 Pole K | 25.91 | 0 | 1 | 2-954ACSR | 0 | 0 | 0 | 0 | 0 | 0 | 0 | 0 | 0 | 0 | 0 | 0 | 0 | 0 | 0 | 0 | 0 | 0 | 0 | 0 | 0 | 0 | 0 | 12
NO |  | 120 | 2011 | 0 | 17 | 17 |  | King (0977) | Terminal | 345 | 345 | Tower | 19.7 | 0 | 1 | 2-795ACSR | 2273876 | 4482347 | 6756223 | 0 | 0 | 0 | 0 | 0 | 0 | 0 | 0 | 0 | 0 | 0 | 0 | 0 | 0 | 0 | 0 | 0 | 0 | 0 | 0 | 12
NO |  | 120 | 2011 | 0 | 18 | 18 |  |  |  | 0 | 0 | Steel Pole | 3.3 | 0 | 1 | 2-795ACSR | 0 | 0 | 0 | 0 | 0 | 0 | 0 | 0 | 0 | 0 | 0 | 0 | 0 | 0 | 0 | 0 | 0 | 0 | 0 | 0 | 0 | 0 | 0 | 12
NO |  | 120 | 2011 | 0 | 19 | 19 |  | Monticello (0978) | Parkers Lake | 345 | 345 | Tower | 16.31 | 0 | 1 | 2-954ACSR | 882197 | 7538493 | 8420690 | 0 | 0 | 0 | 0 | 0 | 0 | 0 | 0 | 0 | 0 | 0 | 0 | 0 | 0 | 0 | 0 | 0 | 0 | 0 | 0 | 12
NO |  | 120 | 2011 | 0 | 20 | 20 |  |  |  | 0 | 0 | 2 Pole K | 20.84 | 0 | 1 | 2-954ACSR | 0 | 0 | 0 | 0 | 0 | 0 | 0 | 0 | 0 | 0 | 0 | 0 | 0 | 0 | 0 | 0 | 0 | 0 | 0 | 0 | 0 | 0 | 0 | 12
NO |  | 120 | 2011 | 0 | 21 | 21 |  | Prairie Island (0979) | Adams | 345 | 345 | Tower | 2.42 | 0 | 1 | 2-954ACSR | 187240 | 21821687 | 22008927 | 0 | 0 | 0 | 0 | 0 | 0 | 0 | 0 | 0 | 0 | 0 | 0 | 0 | 0 | 0 | 0 | 0 | 0 | 0 | 0 | 12
NO |  | 120 | 2011 | 0 | 22 | 22 |  |  |  | 0 | 0 | Tower | 0.87 | 0 | 1 | 2-795ACSR | 0 | 0 | 0 | 0 | 0 | 0 | 0 | 0 | 0 | 0 | 0 | 0 | 0 | 0 | 0 | 0 | 0 | 0 | 0 | 0 | 0 | 0 | 0 | 12
NO |  | 120 | 2011 | 0 | 23 | 23 |  |  |  | 0 | 0 | 2 Pole K | 72.96 | 0 | 1 | 2-795ACSR | 0 | 0 | 0 | 0 | 0 | 0 | 0 | 0 | 0 | 0 | 0 | 0 | 0 | 0 | 0 | 0 | 0 | 0 | 0 | 0 | 0 | 0 | 0 | 12
NO |  | 120 | 2011 | 0 | 24 | 24 |  | Chisago Co (0980) | Coon Creek | 345 | 345 | Tw on 0977 | 0 | 11.12 | 1 | 2-795ACSR | 5380476 | 12978573 | 18359049 | 0 | 0 | 0 | 0 | 0 | 0 | 0 | 0 | 0 | 0 | 0 | 0 | 0 | 0 | 0 | 0 | 0 | 0 | 0 | 0 | 12
NO |  | 120 | 2011 | 0 | 25 | 25 |  |  |  | 0 | 0 | Stl Pl-0977 | 0 | 3.3 | 1 | 2-795ACSR | 0 | 0 | 0 | 0 | 0 | 0 | 0 | 0 | 0 | 0 | 0 | 0 | 0 | 0 | 0 | 0 | 0 | 0 | 0 | 0 | 0 | 0 | 0 | 12
NO |  | 120 | 2011 | 0 | 26 | 26 |  |  |  | 0 | 0 | Tower | 6.98 | 0 | 1 | 2-795ACSR | 0 | 0 | 0 | 0 | 0 | 0 | 0 | 0 | 0 | 0 | 0 | 0 | 0 | 0 | 0 | 0 | 0 | 0 | 0 | 0 | 0 | 0 | 0 | 12
NO |  | 120 | 2011 | 0 | 27 | 27 |  |  |  | 0 | 0 | Steel Pole | 4.98 | 0 | 1 | 2-795ACSR | 0 | 0 | 0 | 0 | 0 | 0 | 0 | 0 | 0 | 0 | 0 | 0 | 0 | 0 | 0 | 0 | 0 | 0 | 0 | 0 | 0 | 0 | 0 | 12
NO |  | 120 | 2011 | 0 | 28 | 28 |  |  |  | 0 | 0 | Steel Pole | 31.36 | 0 | 1 | 2-954ACSR | 0 | 0 | 0 | 0 | 0 | 0 | 0 | 0 | 0 | 0 | 0 | 0 | 0 | 0 | 0 | 0 | 0 | 0 | 0 | 0 | 0 | 0 | 0 | 12
NO |  | 120 | 2011 | 0 | 29 | 29 |  | King (0981) | St Croix River | 345 | 345 | Tw on 0975 | 0 | 14.8 | 1 | 2-795ACSR | 24099 | 879285 | 903384 | 0 | 0 | 0 | 0 | 0 | 0 | 0 | 0 | 0 | 0 | 0 | 0 | 0 | 0 | 0 | 0 | 0 | 0 | 0 | 0 | 12
NO |  | 120 | 2011 | 0 | 30 | 30 |  |  |  | 0 | 0 | Tower | 0.62 | 0 | 1 | 2-795ACSR | 0 | 0 | 0 | 0 | 0 | 0 | 0 | 0 | 0 | 0 | 0 | 0 | 0 | 0 | 0 | 0 | 0 | 0 | 0 | 0 | 0 | 0 | 0 | 12
NO |  | 120 | 2011 | 0 | 31 | 31 |  |  |  | 0 | 0 | 2 Pole K | 3.84 | 0 | 1 | 2-795ACSR | 0 | 0 | 0 | 0 | 0 | 0 | 0 | 0 | 0 | 0 | 0 | 0 | 0 | 0 | 0 | 0 | 0 | 0 | 0 | 0 | 0 | 0 | 0 | 12
NO |  | 120 | 2011 | 0 | 32 | 32 |  | Blue Lake (0982) | Lakefield Junction | 345 | 345 | Tower | 15.54 | 0 | 1 | 2-795ACSR | 1340494 | 20783596 | 22124090 | 0 | 0 | 0 | 0 | 0 | 0 | 0 | 0 | 0 | 0 | 0 | 0 | 0 | 0 | 0 | 0 | 0 | 0 | 0 | 0 | 12
NO |  | 120 | 2011 | 0 | 33 | 33 |  |  |  | 0 | 0 | 2 Pole K | 112.87 | 0 | 1 | 2-795ACSR | 0 | 0 | 0 | 0 | 0 | 0 | 0 | 0 | 0 | 0 | 0 | 0 | 0 | 0 | 0 | 0 | 0 | 0 | 0 | 0 | 0 | 0 | 0 | 12
NO |  | 120 | 2011 | 0 | 34 | 34 |  | Sherburne Co (0984) | Terminal | 345 | 345 | Tower | 12.24 | 0 | 1 | 2-954ACSR | 667056 | 8596616 | 9263672 | 0 | 0 | 0 | 0 | 0 | 0 | 0 | 0 | 0 | 0 | 0 | 0 | 0 | 0 | 0 | 0 | 0 | 0 | 0 | 0 | 12
NO |  | 120 | 2011 | 0 | 35 | 35 |  |  |  | 0 | 0 | 2 Pole K | 16.21 | 0 | 1 | 2-954ACSR | 0 | 0 | 0 | 0 | 0 | 0 | 0 | 0 | 0 | 0 | 0 | 0 | 0 | 0 | 0 | 0 | 0 | 0 | 0 | 0 | 0 | 0 | 0 | 12
NO |  | 120 | 2011 | 1 | 1 | 1 |  |  |  | 0 | 0 | Tw on 0977 | 0 | 1.97 | 1 | 2-795ACSR | 0 | 0 | 0 | 0 | 0 | 0 | 0 | 0 | 0 | 0 | 0 | 0 | 0 | 0 | 0 | 0 | 0 | 0 | 0 | 0 | 0 | 0 | 0 | 12
NO |  | 120 | 2011 | 1 | 2 | 2 |  |  |  | 0 | 0 | Steel Pole | 15.07 | 0 | 1 | 2-795ACSR | 0 | 0 | 0 | 0 | 0 | 0 | 0 | 0 | 0 | 0 | 0 | 0 | 0 | 0 | 0 | 0 | 0 | 0 | 0 | 0 | 0 | 0 | 0 | 12
NO |  | 120 | 2011 | 1 | 3 | 3 |  |  |  | 0 | 0 | Stl Pl-0980 | 0 | 5.11 | 1 | 2-795ACSR | 0 | 0 | 0 | 0 | 0 | 0 | 0 | 0 | 0 | 0 | 0 | 0 | 0 | 0 | 0 | 0 | 0 | 0 | 0 | 0 | 0 | 0 | 0 | 12
NO |  | 120 | 2011 | 1 | 4 | 4 |  |  |  | 0 | 0 | Tw on 0980 | 0 | 6.65 | 1 | 2-795ACSR | 0 | 0 | 0 | 0 | 0 | 0 | 0 | 0 | 0 | 0 | 0 | 0 | 0 | 0 | 0 | 0 | 0 | 0 | 0 | 0 | 0 | 0 | 0 | 12
NO |  | 120 | 2011 | 1 | 5 | 5 |  | Sherburne Co (0985) | CU Conn | 345 | 345 | Tower | 5.82 | 0 | 1 | 2-954ACSR | 17816 | 7513502 | 7531318 | 0 | 0 | 0 | 0 | 0 | 0 | 0 | 0 | 0 | 0 | 0 | 0 | 0 | 0 | 0 | 0 | 0 | 0 | 0 | 0 | 12
NO |  | 120 | 2011 | 1 | 6 | 6 |  |  |  | 0 | 0 | 2 Pole K | 20.33 | 0 | 1 | 2-954ACSR | 0 | 0 | 0 | 0 | 0 | 0 | 0 | 0 | 0 | 0 | 0 | 0 | 0 | 0 | 0 | 0 | 0 | 0 | 0 | 0 | 0 | 0 | 0 | 12
NO |  | 120 | 2011 | 1 | 7 | 7 |  |  |  | 0 | 0 | Tw on 0978 | 0 | 7.11 | 1 | 2-954ACSR | 0 | 0 | 0 | 0 | 0 | 0 | 0 | 0 | 0 | 0 | 0 | 0 | 0 | 0 | 0 | 0 | 0 | 0 | 0 | 0 | 0 | 0 | 0 | 12
NO |  | 120 | 2011 | 1 | 8 | 8 |  | Prairie Island (0986) | Red Rock | 345 | 345 | Tower | 3.29 | 0 | 1 | 2-795ACSR | 661692 | 6824204 | 7485896 | 0 | 0 | 0 | 0 | 0 | 0 | 0 | 0 | 0 | 0 | 0 | 0 | 0 | 0 | 0 | 0 | 0 | 0 | 0 | 0 | 12
NO |  | 120 | 2011 | 1 | 9 | 9 |  |  |  | 0 | 0 | Tw on 0979 | 0 | 2.42 | 1 | 2-954ACSR | 0 | 0 | 0 | 0 | 0 | 0 | 0 | 0 | 0 | 0 | 0 | 0 | 0 | 0 | 0 | 0 | 0 | 0 | 0 | 0 | 0 | 0 | 0 | 12
NO |  | 120 | 2011 | 1 | 10 | 10 |  |  |  | 0 | 0 | 2 Pole K | 20.26 | 0 | 1 | 2-795ACSR | 0 | 0 | 0 | 0 | 0 | 0 | 0 | 0 | 0 | 0 | 0 | 0 | 0 | 0 | 0 | 0 | 0 | 0 | 0 | 0 | 0 | 0 | 0 | 12
NO |  | 120 | 2011 | 1 | 11 | 11 |  |  |  | 0 | 0 | Steel Pole | 5.28 | 0 | 1 | 2-795ACSR | 0 | 0 | 0 | 0 | 0 | 0 | 0 | 0 | 0 | 0 | 0 | 0 | 0 | 0 | 0 | 0 | 0 | 0 | 0 | 0 | 0 | 0 | 0 | 12
NO |  | 120 | 2011 | 1 | 12 | 12 |  | Prairie Island (0987) | Red Rock | 345 | 345 | Stl Pl-0986 | 0 | 6.48 | 1 | 2-795ACSR | 0 | 2421198 | 2421198 | 0 | 0 | 0 | 0 | 0 | 0 | 0 | 0 | 0 | 0 | 0 | 0 | 0 | 0 | 0 | 0 | 0 | 0 | 0 | 0 | 12
NO |  | 120 | 2011 | 1 | 13 | 13 |  |  |  | 0 | 0 | 2 Pole K | 19.33 | 0 | 1 | 2-795ACSR | 0 | 0 | 0 | 0 | 0 | 0 | 0 | 0 | 0 | 0 | 0 | 0 | 0 | 0 | 0 | 0 | 0 | 0 | 0 | 0 | 0 | 0 | 0 | 12
NO |  | 120 | 2011 | 1 | 14 | 14 |  |  |  | 0 | 0 | Tw on 0986 | 0 | 2.16 | 1 | 2-795ACSR | 0 | 0 | 0 | 0 | 0 | 0 | 0 | 0 | 0 | 0 | 0 | 0 | 0 | 0 | 0 | 0 | 0 | 0 | 0 | 0 | 0 | 0 | 0 | 12
NO |  | 120 | 2011 | 1 | 15 | 15 |  |  |  | 0 | 0 | Tower | 1.47 | 0 | 1 | 2-795ACSR | 0 | 0 | 0 | 0 | 0 | 0 | 0 | 0 | 0 | 0 | 0 | 0 | 0 | 0 | 0 | 0 | 0 | 0 | 0 | 0 | 0 | 0 | 0 | 12
NO |  | 120 | 2011 | 1 | 16 | 16 |  |  |  | 0 | 0 | Tw on 0976 | 0 | 2.57 | 1 | 2-954ACSR | 0 | 0 | 0 | 0 | 0 | 0 | 0 | 0 | 0 | 0 | 0 | 0 | 0 | 0 | 0 | 0 | 0 | 0 | 0 | 0 | 0 | 0 | 0 | 12
NO |  | 120 | 2011 | 1 | 17 | 17 |  | Parkers Lake (0988) | Blue Lake | 345 | 345 | Tower | 0 | 11.56 | 1 | 2-795ACSR | 0 | 478209 | 478209 | 0 | 0 | 0 | 0 | 0 | 0 | 0 | 0 | 0 | 0 | 0 | 0 | 0 | 0 | 0 | 0 | 0 | 0 | 0 | 0 | 12
NO |  | 120 | 2011 | 1 | 18 | 18 |  |  |  | 0 | 0 | Steel Pole | 0 | 3.3 | 1 | 2-795ACSR | 0 | 0 | 0 | 0 | 0 | 0 | 0 | 0 | 0 | 0 | 0 | 0 | 0 | 0 | 0 | 0 | 0 | 0 | 0 | 0 | 0 | 0 | 0 | 12
NO |  | 120 | 2011 | 1 | 19 | 19 |  | Blue Lake (0989) | Red Rock | 345 | 345 | Tower | 7.62 | 0 | 1 | 2-795ACSR | 353005 | 3118397 | 3471402 | 0 | 0 | 0 | 0 | 0 | 0 | 0 | 0 | 0 | 0 | 0 | 0 | 0 | 0 | 0 | 0 | 0 | 0 | 0 | 0 | 12
NO |  | 120 | 2011 | 1 | 20 | 20 |  |  |  | 0 | 0 | Tw on 0976 | 0 | 19.1 | 1 | 2-795ACSR | 0 | 0 | 0 | 0 | 0 | 0 | 0 | 0 | 0 | 0 | 0 | 0 | 0 | 0 | 0 | 0 | 0 | 0 | 0 | 0 | 0 | 0 | 0 | 12
NO |  | 120 | 2011 | 1 | 21 | 21 |  |  |  | 0 | 0 | Steel Pole | 0.58 | 0 | 1 | 2-795ACSR | 0 | 0 | 0 | 0 | 0 | 0 | 0 | 0 | 0 | 0 | 0 | 0 | 0 | 0 | 0 | 0 | 0 | 0 | 0 | 0 | 0 | 0 | 0 | 12
NO |  | 120 | 2011 | 1 | 22 | 22 |  |  |  | 0 | 0 | Stl Pl-0976 | 0 | 0.83 | 1 | 2-795ACSR | 0 | 0 | 0 | 0 | 0 | 0 | 0 | 0 | 0 | 0 | 0 | 0 | 0 | 0 | 0 | 0 | 0 | 0 | 0 | 0 | 0 | 0 | 0 | 12
NO |  | 120 | 2011 | 1 | 23 | 23 |  |  |  | 0 | 0 | 2 Pole K | 3.03 | 0 | 1 | 2-795ACSR | 0 | 0 | 0 | 0 | 0 | 0 | 0 | 0 | 0 | 0 | 0 | 0 | 0 | 0 | 0 | 0 | 0 | 0 | 0 | 0 | 0 | 0 | 0 | 12
NO |  | 120 | 2011 | 1 | 24 | 24 |  | Sherburne Co (0991) | Monticello | 345 | 345 | Tw on 0985 | 0 | 5.78 | 1 | 2-954ACSR | 0 | 196978 | 196978 | 0 | 0 | 0 | 0 | 0 | 0 | 0 | 0 | 0 | 0 | 0 | 0 | 0 | 0 | 0 | 0 | 0 | 0 | 0 | 0 | 12
NO |  | 120 | 2011 | 1 | 25 | 25 |  | Sherburne Co (0992) | Coon Creek | 345 | 345 | Tower | 0.88 | 0 | 1 | 2-954ACSR | 472775 | 3451753 | 3924528 | 0 | 0 | 0 | 0 | 0 | 0 | 0 | 0 | 0 | 0 | 0 | 0 | 0 | 0 | 0 | 0 | 0 | 0 | 0 | 0 | 12
NO |  | 120 | 2011 | 1 | 26 | 26 |  |  |  | 0 | 0 | 2 Pole K | 16.21 | 0 | 1 | 2-954ACSR | 0 | 0 | 0 | 0 | 0 | 0 | 0 | 0 | 0 | 0 | 0 | 0 | 0 | 0 | 0 | 0 | 0 | 0 | 0 | 0 | 0 | 0 | 0 | 12
NO |  | 120 | 2011 | 1 | 27 | 27 |  |  |  | 0 | 0 | Stl Pl-0984 | 0 | 15.07 | 1 | 2-954ACSR | 0 | 0 | 0 | 0 | 0 | 0 | 0 | 0 | 0 | 0 | 0 | 0 | 0 | 0 | 0 | 0 | 0 | 0 | 0 | 0 | 0 | 0 | 0 | 12
NO |  | 120 | 2011 | 1 | 28 | 28 |  |  |  | 0 | 0 | Tw on 0984 | 0 | 11.34 | 1 | 2-954ACSR | 0 | 0 | 0 | 0 | 0 | 0 | 0 | 0 | 0 | 0 | 0 | 0 | 0 | 0 | 0 | 0 | 0 | 0 | 0 | 0 | 0 | 0 | 0 | 12
NO |  | 120 | 2011 | 1 | 29 | 29 |  | Chisago Co (0994) | King | 345 | 345 | Tw on 0977 | 0 | 6.61 | 1 | 2-795ACSR | 0 | 1649369 | 1649369 | 0 | 0 | 0 | 0 | 0 | 0 | 0 | 0 | 0 | 0 | 0 | 0 | 0 | 0 | 0 | 0 | 0 | 0 | 0 | 0 | 12
NO |  | 120 | 2011 | 1 | 30 | 30 |  |  |  | 0 | 0 | Stl Pl-0980 | 0 | 31.56 | 1 | 2-954ACSR | 0 | 0 | 0 | 0 | 0 | 0 | 0 | 0 | 0 | 0 | 0 | 0 | 0 | 0 | 0 | 0 | 0 | 0 | 0 | 0 | 0 | 0 | 0 | 12
NO |  | 120 | 2011 | 1 | 31 | 31 |  | Parkers Lake (0996) | CU Conn | 345 | 345 | Tw on 0978 | 0 | 9.64 | 1 | 2-954ACSR | 0 | 566584 | 566584 | 0 | 0 | 0 | 0 | 0 | 0 | 0 | 0 | 0 | 0 | 0 | 0 | 0 | 0 | 0 | 0 | 0 | 0 | 0 | 0 | 12
NO |  | 120 | 2011 | 1 | 32 | 32 |  | Split Rock (0997) | WAPA (Watertwn) | 345 | 345 | Steel Pole | 5.23 | 0 | 1 | 2-954ACSR | 139860 | 8455822 | 8595682 | 0 | 0 | 0 | 0 | 0 | 0 | 0 | 0 | 0 | 0 | 0 | 0 | 0 | 0 | 0 | 0 | 0 | 0 | 0 | 0 | 12
NO |  | 120 | 2011 | 1 | 33 | 33 |  | Split Rock (0998) | WAPA (Sioux Cty) | 345 | 345 | Steel Pole | 0 | 5.23 | 1 | 2-954ACSR | 0 | 670200 | 670200 | 0 | 0 | 0 | 0 | 0 | 0 | 0 | 0 | 0 | 0 | 0 | 0 | 0 | 0 | 0 | 0 | 0 | 0 | 0 | 0 | 12
NO |  | 120 | 2011 | 1 | 34 | 34 |  | Black Dog (0900) | WAPA | 230 | 230 | Tower | 104.34 | 0 | 1 | 795ACSR | 437164 | 7918952 | 8356116 | 0 | 0 | 0 | 0 | 0 | 0 | 0 | 0 | 0 | 0 | 0 | 0 | 0 | 0 | 0 | 0 | 0 | 0 | 0 | 0 | 12
NO |  | 120 | 2011 | 1 | 35 | 35 |  |  |  | 0 | 0 | 2 Pole K | 3.43 | 0 | 1 | 795ACSR | 0 | 0 | 0 | 0 | 0 | 0 | 0 | 0 | 0 | 0 | 0 | 0 | 0 | 0 | 0 | 0 | 0 | 0 | 0 | 0 | 0 | 0 | 0 | 12
NO |  | 120 | 2011 | 2 | 1 | 1 |  | Red Rock (0902) | MP Co. | 230 | 230 | 2 Pole K | 52.83 | 0 | 1 | 795ACSR | 153946 | 3327428 | 3481374 | 0 | 0 | 0 | 0 | 0 | 0 | 0 | 0 | 0 | 0 | 0 | 0 | 0 | 0 | 0 | 0 | 0 | 0 | 0 | 0 | 12
NO |  | 120 | 2011 | 2 | 2 | 2 |  |  |  | 0 | 0 | 2 Pole K | 9.77 | 0 | 1 | 1272ACSR | 0 | 0 | 0 | 0 | 0 | 0 | 0 | 0 | 0 | 0 | 0 | 0 | 0 | 0 | 0 | 0 | 0 | 0 | 0 | 0 | 0 | 0 | 0 | 12
NO |  | 120 | 2011 | 2 | 3 | 3 |  |  |  | 0 | 0 | Tower | 4.05 | 0 | 1 | 1272ACSR | 0 | 0 | 0 | 0 | 0 | 0 | 0 | 0 | 0 | 0 | 0 | 0 | 0 | 0 | 0 | 0 | 0 | 0 | 0 | 0 | 0 | 0 | 0 | 12
NO |  | 120 | 2011 | 2 | 4 | 4 |  | Audobon (0909) | Badura | 230 | 230 | 2 Pole H | 38.31 | 0 | 1 | 795ACSR | 57863 | 1257750 | 1315613 | 0 | 0 | 0 | 0 | 0 | 0 | 0 | 0 | 0 | 0 | 0 | 0 | 0 | 0 | 0 | 0 | 0 | 0 | 0 | 0 | 12
NO |  | 120 | 2011 | 2 | 5 | 5 |  | Maple River (0910) | Minnkota Conn | 230 | 230 | Tower | 3.61 | 0 | 1 | 795ACSR | 55625 | 283964 | 339589 | 0 | 0 | 0 | 0 | 0 | 0 | 0 | 0 | 0 | 0 | 0 | 0 | 0 | 0 | 0 | 0 | 0 | 0 | 0 | 0 | 12
NO |  | 120 | 2011 | 2 | 6 | 6 |  | Maple River (0911) | OTP Co | 230 | 230 | Tw on 0910 | 0 | 3.61 | 1 | 795ACSR | 31735 | 575571 | 607306 | 0 | 0 | 0 | 0 | 0 | 0 | 0 | 0 | 0 | 0 | 0 | 0 | 0 | 0 | 0 | 0 | 0 | 0 | 0 | 0 | 12
NO |  | 120 | 2011 | 2 | 7 | 7 |  |  | Interconn | 230 | 230 | 2 Pole H | 4.41 | 0 | 1 | 795ACSR | 0 | 0 | 0 | 0 | 0 | 0 | 0 | 0 | 0 | 0 | 0 | 0 | 0 | 0 | 0 | 0 | 0 | 0 | 0 | 0 | 0 | 0 | 0 | 12
NO |  | 120 | 2011 | 2 | 8 | 8 |  | Drayton (0912) | Manitoba Hydro Interconn | 230 | 230 | 2 Pole H | 28.69 | 0 | 1 | 954ACSR | 57281 | 2101216 | 2158497 | 0 | 0 | 0 | 0 | 0 | 0 | 0 | 0 | 0 | 0 | 0 | 0 | 0 | 0 | 0 | 0 | 0 | 0 | 0 | 0 | 12
NO |  | 120 | 2011 | 2 | 9 | 9 |  | Sheyenne (0915) | WAPA | 230 | 230 | 2 Pole H | 4.26 | 0 | 1 | 795ACSR | 21223 | 870044 | 891267 | 0 | 0 | 0 | 0 | 0 | 0 | 0 | 0 | 0 | 0 | 0 | 0 | 0 | 0 | 0 | 0 | 0 | 0 | 0 | 0 | 12
NO |  | 120 | 2011 | 2 | 10 | 10 |  | Prairie (0916) | Minnkota-Grand Forks | 230 | 230 | 2 Pole H | 6.64 | 0 | 1 | 954ACSR | 24662 | 1412278 | 1436940 | 0 | 0 | 0 | 0 | 0 | 0 | 0 | 0 | 0 | 0 | 0 | 0 | 0 | 0 | 0 | 0 | 0 | 0 | 0 | 0 | 12
NO |  | 120 | 2011 | 2 | 11 | 11 |  | Split Rock (0918) | Sioux Falls | 230 | 230 | Steel Poles | 0.96 | 0 | 1 | 795 ACSS | 0 | 605867 | 605867 | 0 | 0 | 0 | 0 | 0 | 0 | 0 | 0 | 0 | 0 | 0 | 0 | 0 | 0 | 0 | 0 | 0 | 0 | 0 | 0 | 12
NO |  | 120 | 2011 | 2 | 12 | 12 |  | Paynesville Trans (0919) | Willmar | 230 | 230 | Steel Poles | 26.88 | 0 | 1 | 795 ACSS | 302577 | 7615686 | 7918263 | 0 | 0 | 0 | 0 | 0 | 0 | 0 | 0 | 0 | 0 | 0 | 0 | 0 | 0 | 0 | 0 | 0 | 0 | 0 | 0 | 12
NO |  | 120 | 2011 | 2 | 13 | 13 |  |  |  | 230 | 230 | 2 Pole H | 2.99 | 0 | 1 |  | 0 | 0 | 0 | 0 | 0 | 0 | 0 | 0 | 0 | 0 | 0 | 0 | 0 | 0 | 0 | 0 | 0 | 0 | 0 | 0 | 0 | 0 | 0 | 12
NO |  | 120 | 2011 | 2 | 14 | 14 |  | Rugby (0920) | Manitoba Hydro Inter | 230 | 230 | Steel Poles | 56.32 | 0 | 1 | 954ACSR | 1288507 | 12624412 | 13912919 | 0 | 0 | 0 | 0 | 0 | 0 | 0 | 0 | 0 | 0 | 0 | 0 | 0 | 0 | 0 | 0 | 0 | 0 | 0 | 0 | 12
NO |  | 120 | 2011 | 2 | 15 | 15 |  | Red Rock (0921) | 0902 Connection | 230 | 230 | Tower | 4.06 | 0 | 1 | 1272 ACSR | 283792 | 971341 | 1255133 | 0 | 0 | 0 | 0 | 0 | 0 | 0 | 0 | 0 | 0 | 0 | 0 | 0 | 0 | 0 | 0 | 0 | 0 | 0 | 0 | 12
NO |  | 120 | 2011 | 2 | 16 | 16 |  |  |  | 230 | 230 | 2 Pole K | 9.66 | 0 | 1 | 1272 ACSR | 0 | 0 | 0 | 0 | 0 | 0 | 0 | 0 | 0 | 0 | 0 | 0 | 0 | 0 | 0 | 0 | 0 | 0 | 0 | 0 | 0 | 0 | 0 | 12
NO |  | 120 | 2011 | 2 | 17 | 17 |  | Mankato (5300) | Winnebago | 161 | 161 | 2 Pole H | 29.18 | 0 | 1 | 477ACSR | 143079 | 1308811 | 1451890 | 0 | 0 | 0 | 0 | 0 | 0 | 0 | 0 | 0 | 0 | 0 | 0 | 0 | 0 | 0 | 0 | 0 | 0 | 0 | 0 | 12
NO |  | 120 | 2011 | 2 | 18 | 18 |  | Split Rock (5301) | Heron Lake | 161 | 161 | 2 Pole H | 20.05 | 0 | 1 | 477ACSR | 59271 | 1536006 | 1595277 | 0 | 0 | 0 | 0 | 0 | 0 | 0 | 0 | 0 | 0 | 0 | 0 | 0 | 0 | 0 | 0 | 0 | 0 | 0 | 0 | 12
NO |  | 120 | 2011 | 2 | 19 | 19 |  | Lawrence Creek (5305) | St. Croix Falls | 161 | 161 | Steel Poles | 1.45 | 0 | 1 | 794 ACSS | 52746 | 9804791 | 9857537 | 0 | 0 | 0 | 0 | 0 | 0 | 0 | 0 | 0 | 0 | 0 | 0 | 0 | 0 | 0 | 0 | 0 | 0 | 0 | 0 | 12
NO |  | 120 | 2011 | 2 | 21 | 21 |  | Pleasant Valley (5306) | Grand Meadow | 161 | 161 | Steel Poles | 16.03 | 0 | 1 | 795 ACSS | 926252 | 0 | 926252 | 0 | 0 | 0 | 0 | 0 | 0 | 0 | 0 | 0 | 0 | 0 | 0 | 0 | 0 | 0 | 0 | 0 | 0 | 0 | 0 | 12
SI/SI | A | 120 | 2011 | 2 | 22 | 22 |  | Various 115.00 OH |  | 115 | 0 |  | 1414.82 | 121.02 | 0 |  | 17837286 | 436662466 | 454499752 | 0 | 0 | 0 | 4897601.9229 | 0 | 0 | 0 | 0 | 0 | 0 | 0 | 0 | 0 | 0 | 0 | 0 | 0 | 0 | 0 | 0 | 12
SI/SI | A | 120 | 2011 | 2 | 23 | 23 |  | Various 69.00 OH |  | 69 | 0 |  | 1562.7 | 61.92 | 0 |  | 4442781 | 146380144 | 150822925 | 0 | 0 | 0 | 1625238.8351 | 0 | 0 | 0 | 0 | 0 | 0 | 0 | 0 | 0 | 0 | 0 | 0 | 0 | 0 | 0 | 0 | 12
SI/SI | A | 120 | 2011 | 2 | 24 | 24 |  | Various 34.50 OH |  | 34.5 | 0 |  | 77.92 | 13.2 | 0 |  | 0 | 20069160 | 20069160 | 0 | 0 | 0 | 216261.4087 | 0 | 0 | 0 | 0 | 0 | 0 | 0 | 0 | 0 | 0 | 0 | 0 | 0 | 0 | 0 | 0 | 12
SI/SI | A | 120 | 2011 | 2 | 25 | 25 |  | Various 23.00 OH |  | 23 | 0 |  | 5.55 | 1.2 | 0 |  | 425 | 471752 | 472177 | 0 | 0 | 0 | 5088.0885 | 0 | 0 | 0 | 0 | 0 | 0 | 0 | 0 | 0 | 0 | 0 | 0 | 0 | 0 | 0 | 0 | 12
SI/SI | S | 120 | 2011 | 2 | 26 | 26 |  | Various 161.00 UG |  | 115 | 0 | Undergrnd | 0 | 0.58 | 0 |  | 0 | 0 | 0 | 0 | 0 | 0 | 0 | 0 | 0 | 0 | 0 | 0 | 0 | 611200619 | 0 | 0 | 0 | 0 | 0 | 0 | 0 | 0 | 0 | 12
SI/SI | S | 120 | 2011 | 2 | 27 | 27 |  | Various 115.00 UG |  | 69 | 0 | Undergrnd | 0 | 9.78 | 0 |  | 0 | 23902111 | 23902111 | 0 | 0 | 0 | 257564.5515 | 0 | 0 | 0 | 0 | 0 | 0 | 611200620 | 0 | 0 | 0 | 0 | 0 | 0 | 0 | 0 | 0 | 12
NO |  | 120 | 2011 | 2 | 28 | 28 |  | Various 69.00 UG |  | 0 | 0 | Undergrnd | 0 | 0.12 | 0 |  | 0 | 798244 | 798244 | 0 | 0 | 0 | 0 | 0 | 0 | 0 | 0 | 0 | 0 | 611200621 | 0 | 0 | 0 | 0 | 0 | 0 | 0 | 0 | 0 | 12
SI/SI | S | 120 | 2011 | 2 | 29 | 29 |  | Various 34.50 UG |  | 13.8 | 0 | Undergrnd | 0 | 1.59 | 0 |  | 0 | 0 | 0 | 0 | 0 | 0 | 0 | 0 | 0 | 0 | 0 | 0 | 0 | 611200622 | 0 | 0 | 0 | 0 | 0 | 0 | 0 | 0 | 0 | 12
NO |  | 120 | 2011 | 2 | 30 | 30 |  | Various 13.80 UG |  | 0 | 0 | Undergrnd | 0 | 2 | 0 |  | 16241 | 0 | 16241 | 0 | 0 | 0 | 0 | 0 | 0 | 0 | 0 | 0 | 0 | 611200623 | 0 | 0 | 0 | 0 | 0 | 0 | 0 | 0 | 0 | 12
NO |  | 120 | 2011 | 0 | 36 | 36 |  | TOTAL |  | 0 | 0 |  | 4427.05 | 398.84 | 89 |  | 54036106 | 1008120470 | 1062156576 | 2043882 | 7455097 | 1946616 | 11445595 | 0 | 0 | 0 | 0 | 0 | 0 | 0 | 0 | 0 | 0 | 0 | 0 | 0 | 0 | 0 | 0 | 12
NO |  | 120 | 2011 | 2 | 31 | 31 |  | Leased Line Granite City | St. Regis | 0 | 0 |  | 0 | 0 | 0 |  | 0 | 821298 | 821298 | 0 | 0 | 0 | 0 | 0 | 0 | 0 | 0 | 0 | 0 | 0 | 0 | 0 | 0 | 611200790 | 0 | 0 | 0 | 0 | 0 | 12
NO |  | 120 | 2011 | 2 | 32 | 32 |  | Preconstruction No KV |  | 0 | 0 |  | 0 | 0 | 0 |  | 0 | 6624 | 6624 | 0 | 0 | 0 | 0 | 0 | 0 | 0 | 0 | 0 | 0 | 0 | 0 | 0 | 0 | 0 | 0 | 0 | 0 | 0 | 0 | 12
NO |  | 120 | 2011 | 2 | 34 | 34 |  | All lines |  | 0 | 0 |  | 0 | 0 | 0 |  | 0 | 0 | 0 | 2043882 | 7455097 | 1946616 | 11445595 | 0 | 0 | 0 | 0 | 0 | 0 | 0 | 0 | 0 | 0 | 0 | 0 | 0 | 0 | 0 | 0 | 12
NO |  | 121 | 2011 | 0 | 1 | 1 |  | (W3101) ST CROIX RIVER (LIN | EAU CLAIRE | 345 | 0 | K-FRAME | 59.06 | 0 | 1 | 795 ACSR | 406075 | 21509499 | 21915574 | 0 | 0 | 0 | 0 | 0 | 0 | 0 | 0 | 0 | 0 | 0 | 0 | 0 | 0 | 0 | 0 | 0 | 0 | 0 | 0 | 12
NO |  | 121 | 2011 | 0 | 2 | 2 |  | (W3101) ST CROIX RIVER (LIN | EAU CLAIRE | 345 | 0 | TOWER | 4.77 | 0 | 1 | 795 ACSR | 0 | 0 | 0 | 0 | 0 | 0 | 0 | 0 | 0 | 0 | 0 | 0 | 0 | 0 | 0 | 0 | 0 | 0 | 0 | 0 | 0 | 0 | 0 | 12
NO |  | 121 | 2011 | 0 | 3 | 3 |  | (W3102) ROCKY RUN (WPS) | EAU CLAIRE | 345 | 0 | K-FRAME | 77.64 | 0 | 1 | 795 ACSR | 399713 | 35110992 | 35510705 | 0 | 0 | 0 | 0 | 0 | 0 | 0 | 0 | 0 | 0 | 0 | 0 | 0 | 0 | 0 | 0 | 0 | 0 | 0 | 0 | 12
NO |  | 121 | 2011 | 0 | 4 | 4 |  | (W3102) ROCKY RUN (WPS) | EAU CLAIRE | 345 | 0 | TOWER | 2.39 | 0 | 1 | 795 ACSR | 0 | 0 | 0 | 0 | 0 | 0 | 0 | 0 | 0 | 0 | 0 | 0 | 0 | 0 | 0 | 0 | 0 | 0 | 0 | 0 | 0 | 0 | 0 | 12
NO |  | 121 | 2011 | 0 | 5 | 5 |  | (W3201) LA CROSSE | DPC TIE | 161 | 0 | H-FRAME | 3.89 | 0 | 1 | 795 ACSR | 25111 | 592635 | 617746 | 0 | 0 | 0 | 0 | 0 | 0 | 0 | 0 | 0 | 0 | 0 | 0 | 0 | 0 | 0 | 0 | 0 | 0 | 0 | 0 | 12
NO |  | 121 | 2011 | 0 | 6 | 6 |  | (W3201) LA CROSSE | DPC TIE | 161 | 0 | TOWER | 0.13 | 0 | 1 | 795 ACSR | 0 | 0 | 0 | 0 | 0 | 0 | 0 | 0 | 0 | 0 | 0 | 0 | 0 | 0 | 0 | 0 | 0 | 0 | 0 | 0 | 0 | 0 | 0 | 12
NO |  | 121 | 2011 | 0 | 7 | 7 |  | (W3202) EAU CLAIRE | STR. 10 | 161 | 0 | H-FRAME | 1.02 | 0 | 1 | 477 ACSR | 0 | 25977 | 25977 | 0 | 0 | 0 | 0 | 0 | 0 | 0 | 0 | 0 | 0 | 0 | 0 | 0 | 0 | 0 | 0 | 0 | 0 | 0 | 0 | 12
NO |  | 121 | 2011 | 0 | 8 | 8 |  | (W3203) EAU CLAIRE | LA CROSSE | 161 | 0 | H-FRAME | 79.52 | 0 | 1 | 477 ACSR | 485486 | 2950222 | 3435708 | 0 | 0 | 0 | 0 | 0 | 0 | 0 | 0 | 0 | 0 | 0 | 0 | 0 | 0 | 0 | 0 | 0 | 0 | 0 | 0 | 12
NO |  | 121 | 2011 | 0 | 9 | 9 |  | (W3203) EAU CLAIRE | LA CROSSE | 161 | 0 | TOWER | 0.51 | 0 | 1 | 477 ACSR | 0 | 0 | 0 | 0 | 0 | 0 | 0 | 0 | 0 | 0 | 0 | 0 | 0 | 0 | 0 | 0 | 0 | 0 | 0 | 0 | 0 | 0 | 0 | 12
NO |  | 121 | 2011 | 0 | 10 | 10 |  | (W3204) JACKSON COUNTY | ALMA | 161 | 0 | H-FRAME | 23.5 | 0 | 1 | 795 ACSR | 158671 | 1050656 | 1209327 | 0 | 0 | 0 | 0 | 0 | 0 | 0 | 0 | 0 | 0 | 0 | 0 | 0 | 0 | 0 | 0 | 0 | 0 | 0 | 0 | 12
NO |  | 121 | 2011 | 0 | 11 | 11 |  | (W3204) JACKSON COUNTY | ALMA | 161 | 0 | TOWER | 0.12 | 0.02 | 1 | 795 ACSR | 0 | 0 | 0 | 0 | 0 | 0 | 0 | 0 | 0 | 0 | 0 | 0 | 0 | 0 | 0 | 0 | 0 | 0 | 0 | 0 | 0 | 0 | 0 | 12
NO |  | 121 | 2011 | 0 | 12 | 12 |  | (W3205) COULEE AVE. | LA CROSSE | 161 | 0 | H-FRAME | 8.14 | 0 | 1 | 477 ACSR | 96279 | 1626270 | 1722549 | 0 | 0 | 0 | 0 | 0 | 0 | 0 | 0 | 0 | 0 | 0 | 0 | 0 | 0 | 0 | 0 | 0 | 0 | 0 | 0 | 12
NO |  | 121 | 2011 | 0 | 13 | 13 |  | (W3205) COULEE AVE. | LA CROSSE | 161 | 0 | TOWER | 0.18 | 0 | 1 | 477 ACSR | 0 | 0 | 0 | 0 | 0 | 0 | 0 | 0 | 0 | 0 | 0 | 0 | 0 | 0 | 0 | 0 | 0 | 0 | 0 | 0 | 0 | 0 | 0 | 12
NO |  | 121 | 2011 | 0 | 14 | 14 |  | (W3206) COULEE AVENUE | DPC TIE | 161 | 0 | H-FRAME | 0.78 | 0.97 | 1 | 636 ACSR | 0 | 387782 | 387782 | 0 | 0 | 0 | 0 | 0 | 0 | 0 | 0 | 0 | 0 | 0 | 0 | 0 | 0 | 0 | 0 | 0 | 0 | 0 | 0 | 12
NO |  | 121 | 2011 | 0 | 15 | 15 |  | (W3207) LA CROSSE | MONROE COUNTY | 161 | 0 | H-FRAME | 26.8 | 0 | 1 | 705 ACSR | 226595 | 1831707 | 2058302 | 0 | 0 | 0 | 0 | 0 | 0 | 0 | 0 | 0 | 0 | 0 | 0 | 0 | 0 | 0 | 0 | 0 | 0 | 0 | 0 | 12
NO |  | 121 | 2011 | 0 | 16 | 16 |  | (W3209) CRYSTAL CAVE | APPLE RIVER | 161 | 0 | 1 POLE WD | 40.32 | 0 | 1 | 954 ACSR | 276200 | 4672919 | 4949119 | 0 | 0 | 0 | 0 | 0 | 0 | 0 | 0 | 0 | 0 | 0 | 0 | 0 | 0 | 0 | 0 | 0 | 0 | 0 | 0 | 12
NO |  | 121 | 2011 | 0 | 17 | 17 |  | (W3210) EAU CLAIRE | ELK MOUND | 161 | 0 | H-FRAME | 7.76 | 0 | 1 | 795 ACSR | 12527 | 2840179 | 2852706 | 0 | 0 | 0 | 0 | 0 | 0 | 0 | 0 | 0 | 0 | 0 | 0 | 0 | 0 | 0 | 0 | 0 | 0 | 0 | 0 | 12
NO |  | 121 | 2011 | 0 | 18 | 18 |  | (W3211) LINE W3220 | PRESTO | 161 | 0 | 1 POLE WD | 1.84 | 0 | 1 | 4/0 ACSR | 44366 | 371935 | 416301 | 0 | 0 | 0 | 0 | 0 | 0 | 0 | 0 | 0 | 0 | 0 | 0 | 0 | 0 | 0 | 0 | 0 | 0 | 0 | 0 | 12
NO |  | 121 | 2011 | 0 | 19 | 19 |  | (W3213) EAU CLAIRE | WHEATON | 161 | 0 | H-FRAME | 24.36 | 0.57 | 1 | 795 ACSR | 352275 | 6155581 | 6507856 | 0 | 0 | 0 | 0 | 0 | 0 | 0 | 0 | 0 | 0 | 0 | 0 | 0 | 0 | 0 | 0 | 0 | 0 | 0 | 0 | 12
NO |  | 121 | 2011 | 0 | 20 | 20 |  | (W3214) WHEATON | HYDRO LANE | 161 | 0 | 1 POLE WD | 11.76 | 1.62 | 1 | 795 ACSR | 485031 | 3497609 | 3982640 | 0 | 0 | 0 | 0 | 0 | 0 | 0 | 0 | 0 | 0 | 0 | 0 | 0 | 0 | 0 | 0 | 0 | 0 | 0 | 0 | 12
NO |  | 121 | 2011 | 0 | 21 | 21 |  | (W3215) CRYSTAL CAVE | RED CEDAR | 161 | 0 | 1 POLE WD | 27.18 | 1.56 | 1 | 795 ACSR | 35141 | 535317 | 570458 | 0 | 0 | 0 | 0 | 0 | 0 | 0 | 0 | 0 | 0 | 0 | 0 | 0 | 0 | 0 | 0 | 0 | 0 | 0 | 0 | 12
NO |  | 121 | 2011 | 0 | 22 | 22 |  | (W3216) STONE LAKE | WASHCO (DPC) | 161 | 0 | H-FRAME | 0.09 | 20.26 | 1 | 636 ACSR | 30345 | 0 | 30345 | 0 | 0 | 0 | 0 | 0 | 0 | 0 | 0 | 0 | 0 | 0 | 0 | 0 | 0 | 0 | 0 | 0 | 0 | 0 | 0 | 12
NO |  | 121 | 2011 | 0 | 24 | 24 |  | (W3218) ST CROIX RIVER (LIN | POPLAR LAKE (DPC) | 161 | 0 | STEEL POLE | 0.08 | 0 | 1 | 795 ACSR | 0 | 0 | 0 | 0 | 0 | 0 | 0 | 0 | 0 | 0 | 0 | 0 | 0 | 0 | 0 | 0 | 0 | 0 | 0 | 0 | 0 | 0 | 0 | 12
NO |  | 121 | 2011 | 0 | 25 | 25 |  | (W3218) ST CROIX RIVER (LIN | POPLAR LAKE (DPC) | 161 | 0 | UNDERGROUND | 2.38 | 0 | 1 | 3000 CU | 0 | 15418929 | 15418929 | 0 | 0 | 0 | 0 | 0 | 0 | 0 | 0 | 0 | 0 | 0 | 0 | 0 | 0 | 0 | 0 | 0 | 0 | 0 | 0 | 12
NO |  | 121 | 2011 | 0 | 26 | 26 |  | (W3219) GRAVEL ISLAND | HALLIE | 161 | 0 | STEEL POLE | 3.15 | 0 | 1 | 795 ACSS | 22419 | 2478460 | 2500879 | 0 | 0 | 0 | 0 | 0 | 0 | 0 | 0 | 0 | 0 | 0 | 0 | 0 | 0 | 0 | 0 | 0 | 0 | 0 | 0 | 12
NO |  | 121 | 2011 | 0 | 27 | 27 |  | (W3220) EAU CLAIRE | HALLIE | 161 | 0 | STEEL POLE | 3.48 | 0.27 | 1 | 795 ACSS | 0 | 3901549 | 3901549 | 0 | 0 | 0 | 0 | 0 | 0 | 0 | 0 | 0 | 0 | 0 | 0 | 0 | 0 | 0 | 0 | 0 | 0 | 0 | 0 | 12
SI/SI | A | 121 | 2011 | 0 | 29 | 29 |  | Various 115kV Wood Pole |  | 115 | 0 | H-FRAME | 336.65 | 24.45 | 0 |  | 2474737 | 43840217 | 46314954 | 0 | 0 | 0 | 540697.3924 | 0 | 0 | 0 | 0 | 0 | 0 | 0 | 0 | 0 | 0 | 0 | 0 | 0 | 0 | 0 | 0 | 12
SI/SI | A | 121 | 2011 | 0 | 30 | 30 |  | Various 115kV Tower |  | 115 | 0 | TOWER | 83.78 | 6.35 | 0 |  | 255115 | 5114720 | 5369835 | 0 | 0 | 0 | 62689.3807 | 0 | 0 | 0 | 0 | 0 | 0 | 0 | 0 | 0 | 0 | 0 | 0 | 0 | 0 | 0 | 0 | 12
SI/SI | A | 121 | 2011 | 0 | 31 | 31 |  | Various 88kV Wood Pole |  | 88 | 0 | H-FRAME | 72.3 | 4.74 | 0 |  | 135680 | 3616743 | 3752423 | 0 | 0 | 0 | 43807.1326 | 0 | 0 | 0 | 0 | 0 | 0 | 0 | 0 | 0 | 0 | 0 | 0 | 0 | 0 | 0 | 0 | 12
SI/SI | A | 121 | 2011 | 0 | 33 | 33 |  | Various 69kV Tower |  | 69 | 0 | TOWER | 22.03 | 2.32 | 0 |  | 99449 | 1876287 | 1975736 | 0 | 0 | 0 | 23065.451 | 0 | 0 | 0 | 0 | 0 | 0 | 0 | 0 | 0 | 0 | 0 | 0 | 0 | 0 | 0 | 0 | 12
SI/SI | A | 121 | 2011 | 0 | 34 | 34 |  | Various 34.5kV Wood Pole |  | 34.5 | 0 | 1 POLE WOOD | 256.41 | 12.16 | 0 |  | 726642 | 15299446 | 16026088 | 0 | 0 | 0 | 187094.302 | 0 | 0 | 0 | 0 | 0 | 0 | 0 | 0 | 0 | 0 | 0 | 0 | 0 | 0 | 0 | 0 | 12
NO |  | 121 | 2011 | 0 | 36 | 36 |  | TOTAL |  | 0 | 0 |  | 2181.59 | 182.48 | 27 |  | 13025179 | 289650030 | 302675209 | 1057695 | 2047464 | 428380 | 3533539 | 0 | 0 | 0 | 0 | 0 | 0 | 0 | 0 | 0 | 0 | 0 | 0 | 0 | 0 | 0 | 0 | 12
NO |  | 121 | 2011 | 0 | 23 | 23 |  | (W3217) STONE LAKE | GINGLES | 161 | 0 | 1 POLE WD | 63.74 | 0 | 1 | 795 ACSR | 519901 | 19936466 | 20456367 | 0 | 0 | 0 | 0 | 0 | 0 | 0 | 0 | 0 | 0 | 0 | 0 | 0 | 0 | 0 | 0 | 0 | 0 | 0 | 0 | 12
SI/SI | A | 121 | 2011 | 0 | 32 | 32 |  | Various 69kV Wood Pole |  | 69 | 0 | WOOD POLE | 910.63 | 107.19 | 0 |  | 5650818 | 91735594 | 97386412 | 0 | 0 | 0 | 1136923.9192 | 0 | 0 | 0 | 0 | 0 | 0 | 0 | 0 | 0 | 0 | 0 | 0 | 0 | 0 | 0 | 0 | 12
SI/SI | A | 121 | 2011 | 0 | 35 | 35 |  | Various 34.5kV Tower |  | 34.5 | 0 | TOWER | 17.51 | 0 | 0 |  | 4078 | 911441 | 915519 | 0 | 0 | 0 | 10688.0973 | 0 | 0 | 0 | 0 | 0 | 0 | 0 | 0 | 0 | 0 | 0 | 0 | 0 | 0 | 0 | 0 | 12
SI/SI | A | 121 | 2011 | 1 | 1 | 1 |  | Various 23kV Wood Pole |  | 23 | 0 | 1 POLE WOOD | 6.82 | 0 | 0 |  | 7931 | 626004 | 633935 | 0 | 0 | 0 | 7400.7847 | 0 | 0 | 0 | 0 | 0 | 0 | 0 | 0 | 0 | 0 | 0 | 0 | 0 | 0 | 0 | 0 | 12
SI/SI | S | 121 | 2011 | 1 | 2 | 2 |  | (W3432) LaCrosse | Coulee | 69 | 0 | UNDERGROUND | 0.87 | 0 | 0 |  | 94594 | 1734894 | 1829488 | 0 | 0 | 0 | 21358.0994 | 0 | 0 | 0 | 0 | 0 | 0 | 0 | 0 | 0 | 0 | 0 | 0 | 0 | 0 | 0 | 0 | 12
NO |  | 121 | 2011 | 1 | 4 | 4 |  | Expenses Applicable to |  | 0 | 0 |  | 0 | 0 | 0 |  | 0 | 0 | 0 | 0 | 0 | 0 | 0 | 0 | 0 | 0 | 0 | 0 | 0 | 0 | 0 | 0 | 0 | 0 | 0 | 0 | 0 | 0 | 0 | 12
NO |  | 121 | 2011 | 1 | 5 | 5 |  | All Lines |  | 0 | 0 |  | 0 | 0 | 0 |  | 0 | 0 | 0 | 1057695 | 2047464 | 428380 | 3533539 | 0 | 0 | 0 | 0 | 0 | 0 | 0 | 0 | 0 | 0 | 0 | 0 | 0 | 0 | 0 | 0 | 12
NO |  | 444 | 2011 | 0 | 1 | 1 |  | Baldwin | Rush Island | 345 | 345 | 2 | 28.7 | 0 | 1 | 954 ACSR | 10555436 | 42016041 | 52571477 | 0 | 27515 | 0 | 27515 | 0 | 0 | 0 | 0 | 0 | 0 | 0 | 0 | 0 | 0 | 0 | 0 | 0 | 0 | 0 | 0 | 12
NO |  | 444 | 2011 | 0 | 36 | 36 |  | TOTAL |  | 0 | 0 |  | 28.7 | 0 | 1 |  | 10555436 | 42016041 | 52571477 | 0 | 27515 | 0 | 27515 | 0 | 0 | 0 | 0 | 0 | 0 | 0 | 0 | 0 | 0 | 0 | 0 | 0 | 0 | 0 | 0 | 12
NO |  | 176 | 2011 | 0 | 1 | 1 |  | 138 KV Lines |  | 0 | 0 |  | 0 | 0 | 0 |  | 0 | 0 | 0 | 0 | 0 | 0 | 0 | 0 | 0 | 0 | 0 | 0 | 0 | 0 | 0 | 0 | 0 | 0 | 0 | 0 | 0 | 0 | 0 | 12
NO |  | 176 | 2011 | 0 | 2 | 2 |  | Vail (Ln 101) | Irvington #1 | 138 | 138 | Towers | 0 | 7.5 | 1 | D | 10341 | 592026 | 602367 | 0 | 0 | 0 | 0 | 0 | 0 | 0 | 0 | 0 | 0 | 0 | 0 | 0 | 0 | 0 | 0 | 0 | 0 | 0 | 0 | 12
NO |  | 176 | 2011 | 0 | 3 | 3 |  | Vail (Ln 101) | Irvington-Robert Bills-Vail | 138 | 138 | Towers | 3.5 | 0 | 0 | A | 0 | 0 | 0 | 0 | 0 | 0 | 0 | 0 | 0 | 0 | 0 | 0 | 0 | 0 | 0 | 0 | 0 | 0 | 0 | 0 | 0 | 0 | 0 | 12
NO |  | 176 | 2011 | 0 | 4 | 4 |  | Vail (Ln 102) | Irvington #2 | 138 | 138 | Towers | 11.05 | 0 | 1 | D | 0 | 118611 | 118611 | 0 | 0 | 0 | 0 | 0 | 0 | 0 | 0 | 0 | 0 | 0 | 0 | 0 | 0 | 0 | 0 | 0 | 0 | 0 | 0 | 12
NO |  | 176 | 2011 | 0 | 5 | 5 |  | Vail (Ln 103) | Spanish Trail | 138 | 138 | Towers | 13.84 | 0 | 1 | B | 577374 | 4077386 | 4654760 | 0 | 0 | 0 | 0 | 0 | 0 | 0 | 0 | 0 | 0 | 0 | 0 | 0 | 0 | 0 | 0 | 0 | 0 | 0 | 0 | 12
NO |  | 176 | 2011 | 0 | 6 | 6 |  | Vail (Ln 104) | Ft Huachuca | 138 | 138 | H-Frame | 43.85 | 0 | 1 | E | 237688 | 5215604 | 5453292 | 0 | 0 | 0 | 0 | 0 | 0 | 0 | 0 | 0 | 0 | 0 | 0 | 0 | 0 | 0 | 0 | 0 | 0 | 0 | 0 | 12
NO |  | 176 | 2011 | 0 | 7 | 7 |  | Vail (Ln 104) | Ft Huachuca | 138 | 138 | Towers | 7.95 | 0 | 1 | D | 0 | 0 | 0 | 0 | 0 | 0 | 0 | 0 | 0 | 0 | 0 | 0 | 0 | 0 | 0 | 0 | 0 | 0 | 0 | 0 | 0 | 0 | 0 | 12
NO |  | 176 | 2011 | 0 | 8 | 8 |  | South (Ln 105) | Irvington | 138 | 138 | H-Frame | 3.6 | 0 | 0 | D | 76781 | 1458412 | 1535193 | 0 | 0 | 0 | 0 | 0 | 0 | 0 | 0 | 0 | 0 | 0 | 0 | 0 | 0 | 0 | 0 | 0 | 0 | 0 | 0 | 12
NO |  | 176 | 2011 | 0 | 9 | 9 |  | South (Ln 105) | Irvington | 138 | 138 | Towers | 0 | 12.5 | 1 | D | 0 | 0 | 0 | 0 | 0 | 0 | 0 | 0 | 0 | 0 | 0 | 0 | 0 | 0 | 0 | 0 | 0 | 0 | 0 | 0 | 0 | 0 | 0 | 12
NO |  | 176 | 2011 | 0 | 10 | 10 |  | South (Ln 106) | AS&R | 138 | 138 | Wood | 5.6 | 0 | 1 | D | 278049 | 1100510 | 1378559 | 0 | 0 | 0 | 0 | 0 | 0 | 0 | 0 | 0 | 0 | 0 | 0 | 0 | 0 | 0 | 0 | 0 | 0 | 0 | 0 | 12
NO |  | 176 | 2011 | 0 | 11 | 11 |  | South (Ln 107) | Duval | 138 | 138 | Wood | 15.1 | 0 | 0 | D | 0 | 1371004 | 1371004 | 0 | 0 | 0 | 0 | 0 | 0 | 0 | 0 | 0 | 0 | 0 | 0 | 0 | 0 | 0 | 0 | 0 | 0 | 0 | 0 | 12
NO |  | 176 | 2011 | 0 | 12 | 12 |  | Vail (Ln 108) | East Loop | 138 | 138 | H-Frame | 8.65 | 0 | 1 | D | 0 | 631489 | 631489 | 0 | 0 | 0 | 0 | 0 | 0 | 0 | 0 | 0 | 0 | 0 | 0 | 0 | 0 | 0 | 0 | 0 | 0 | 0 | 0 | 12
NO |  | 176 | 2011 | 0 | 13 | 13 |  | Vail (Ln 108) | East Loop | 138 | 138 | Steel Poles | 3.45 | 0 | 1 | A | 0 | 0 | 0 | 0 | 0 | 0 | 0 | 0 | 0 | 0 | 0 | 0 | 0 | 0 | 0 | 0 | 0 | 0 | 0 | 0 | 0 | 0 | 0 | 12
NO |  | 176 | 2011 | 0 | 14 | 14 |  | Vail (Ln 108) | East Loop | 138 | 138 | Towers | 0 | 4.6 | 0 | B | 0 | 0 | 0 | 0 | 0 | 0 | 0 | 0 | 0 | 0 | 0 | 0 | 0 | 0 | 0 | 0 | 0 | 0 | 0 | 0 | 0 | 0 | 0 | 12
NO |  | 176 | 2011 | 0 | 15 | 15 |  | Midvale (Ln 109) | South | 138 | 138 | Towers | 12.36 | 0 | 1 | D | 0 | 990714 | 990714 | 0 | 0 | 0 | 0 | 0 | 0 | 0 | 0 | 0 | 0 | 0 | 0 | 0 | 0 | 0 | 0 | 0 | 0 | 0 | 0 | 12
NO |  | 176 | 2011 | 0 | 16 | 16 |  | DeMoss Petrie (Ln 110) | North Loop | 138 | 138 | Towers | 14 | 0 | 1 | D | 469687 | 2505790 | 2975477 | 0 | 0 | 0 | 0 | 0 | 0 | 0 | 0 | 0 | 0 | 0 | 0 | 0 | 0 | 0 | 0 | 0 | 0 | 0 | 0 | 12
NO |  | 176 | 2011 | 0 | 17 | 17 |  | Irvington (Ln 111) | Tucson | 138 | 138 | Towers | 0 | 10.9 | 1 | D | 993205 | 2135380 | 3128585 | 0 | 0 | 0 | 0 | 0 | 0 | 0 | 0 | 0 | 0 | 0 | 0 | 0 | 0 | 0 | 0 | 0 | 0 | 0 | 0 | 12
NO |  | 176 | 2011 | 0 | 18 | 18 |  | Tucson (Ln 112) | West Ina | 138 | 138 | Towers | 0 | 10.6 | 1 | D | 587588 | 254350 | 841938 | 0 | 0 | 0 | 0 | 0 | 0 | 0 | 0 | 0 | 0 | 0 | 0 | 0 | 0 | 0 | 0 | 0 | 0 | 0 | 0 | 12
NO |  | 176 | 2011 | 0 | 19 | 19 |  | East Loop (Ln 113) | Roberts | 138 | 138 | Wood Poles | 5.14 | 0 | 2 | D | 339893 | 2847748 | 3187641 | 0 | 0 | 0 | 0 | 0 | 0 | 0 | 0 | 0 | 0 | 0 | 0 | 0 | 0 | 0 | 0 | 0 | 0 | 0 | 0 | 12
NO |  | 176 | 2011 | 0 | 20 | 20 |  | East Loop (Ln 113) | Roberts | 138 | 138 | Steel Poles | 1.96 | 0 | 2 | D | 0 | 0 | 0 | 0 | 0 | 0 | 0 | 0 | 0 | 0 | 0 | 0 | 0 | 0 | 0 | 0 | 0 | 0 | 0 | 0 | 0 | 0 | 0 | 12
NO |  | 176 | 2011 | 0 | 21 | 21 |  | North Loop (Ln 114) | Rillito | 138 | 138 | Steel Poles | 3.38 | 0 | 1 | D | 84330 | 2404705 | 2489035 | 0 | 0 | 0 | 0 | 0 | 0 | 0 | 0 | 0 | 0 | 0 | 0 | 0 | 0 | 0 | 0 | 0 | 0 | 0 | 0 | 12
NO |  | 176 | 2011 | 0 | 22 | 22 |  | North Loop (Ln 114) | Rillito | 138 | 138 | Towers | 3.38 | 0 | 1 | D | 0 | 0 | 0 | 0 | 0 | 0 | 0 | 0 | 0 | 0 | 0 | 0 | 0 | 0 | 0 | 0 | 0 | 0 | 0 | 0 | 0 | 0 | 0 | 12
NO |  | 176 | 2011 | 0 | 23 | 23 |  | North Loop (Ln 114) | Rillito | 138 | 138 | Towers | 0 | 3.38 | 1 | D | 0 | 0 | 0 | 0 | 0 | 0 | 0 | 0 | 0 | 0 | 0 | 0 | 0 | 0 | 0 | 0 | 0 | 0 | 0 | 0 | 0 | 0 | 0 | 12
NO |  | 176 | 2011 | 0 | 24 | 24 |  | East Loop (Ln 115) | North East | 138 | 138 | Steel Poles | 6.9 | 0 | 1 | D | 176406 | 1372368 | 1548774 | 0 | 0 | 0 | 0 | 0 | 0 | 0 | 0 | 0 | 0 | 0 | 0 | 0 | 0 | 0 | 0 | 0 | 0 | 0 | 0 | 12
NO |  | 176 | 2011 | 0 | 25 | 25 |  | Tortolita (Ln 117) | North Loop #1 | 138 | 138 | Wood | 14.3 | 0 | 1 | A | 98700 | 4048342 | 4147042 | 0 | 0 | 0 | 0 | 0 | 0 | 0 | 0 | 0 | 0 | 0 | 0 | 0 | 0 | 0 | 0 | 0 | 0 | 0 | 0 | 12
NO |  | 176 | 2011 | 0 | 26 | 26 |  | Tortolita (Ln 118) | North Loop #2 | 138 | 138 | Wood | 14.3 | 0 | 1 | A | 9905 | 4116543 | 4126448 | 0 | 0 | 0 | 0 | 0 | 0 | 0 | 0 | 0 | 0 | 0 | 0 | 0 | 0 | 0 | 0 | 0 | 0 | 0 | 0 | 12
NO |  | 176 | 2011 | 0 | 27 | 27 |  | East Loop (Ln 119) | Spanish Trail | 138 | 138 | Steel Poles | 2.45 | 0 | 1 | A | 131388 | 1343474 | 1474862 | 0 | 0 | 0 | 0 | 0 | 0 | 0 | 0 | 0 | 0 | 0 | 0 | 0 | 0 | 0 | 0 | 0 | 0 | 0 | 0 | 12
NO |  | 176 | 2011 | 0 | 28 | 28 |  | La Canada (Ln 120) | Rillito | 138 | 138 | Steel Poles | 5.37 | 0 | 1 | C | 990119 | 963995 | 1954114 | 0 | 0 | 0 | 0 | 0 | 0 | 0 | 0 | 0 | 0 | 0 | 0 | 0 | 0 | 0 | 0 | 0 | 0 | 0 | 0 | 12
NO |  | 176 | 2011 | 0 | 29 | 29 |  | Spanish Trail (Ln 121) | Roberts | 138 | 138 | Wood | 5.68 | 0 | 1 | D | 0 | 382268 | 382268 | 0 | 0 | 0 | 0 | 0 | 0 | 0 | 0 | 0 | 0 | 0 | 0 | 0 | 0 | 0 | 0 | 0 | 0 | 0 | 0 | 12
NO |  | 176 | 2011 | 0 | 30 | 30 |  | Tortolita (Ln 122) | Rancho Vistoso | 138 | 138 | Steel Poles | 9.7 | 0 | 1 | C | 1523539 | 457762 | 1981301 | 0 | 0 | 0 | 0 | 0 | 0 | 0 | 0 | 0 | 0 | 0 | 0 | 0 | 0 | 0 | 0 | 0 | 0 | 0 | 0 | 12
NO |  | 176 | 2011 | 0 | 31 | 31 |  | Northeast (Ln 123) | Snyder | 138 | 138 | Steel Poles | 4.5 | 0 | 1 | E | 40150 | 5385098 | 5425248 | 0 | 0 | 0 | 0 | 0 | 0 | 0 | 0 | 0 | 0 | 0 | 0 | 0 | 0 | 0 | 0 | 0 | 0 | 0 | 0 | 12
NO |  | 176 | 2011 | 0 | 32 | 32 |  | Northeast (Ln 123) | Snyder | 138 | 138 | Steel Poles | 0.16 | 0 | 1 | D | 0 | 0 | 0 | 0 | 0 | 0 | 0 | 0 | 0 | 0 | 0 | 0 | 0 | 0 | 0 | 0 | 0 | 0 | 0 | 0 | 0 | 0 | 0 | 12
NO |  | 176 | 2011 | 0 | 33 | 33 |  | Northeast (Ln 123) | Snyder | 138 | 138 | Steel Poles | 3.44 | 0 | 1 | E | 0 | 0 | 0 | 0 | 0 | 0 | 0 | 0 | 0 | 0 | 0 | 0 | 0 | 0 | 0 | 0 | 0 | 0 | 0 | 0 | 0 | 0 | 0 | 12
NO |  | 176 | 2011 | 0 | 34 | 34 |  | Rillito (Ln 124) | Northeast | 138 | 138 | Steel Poles | 6.16 | 0 | 1 | D | 46715 | 281717 | 328432 | 0 | 0 | 0 | 0 | 0 | 0 | 0 | 0 | 0 | 0 | 0 | 0 | 0 | 0 | 0 | 0 | 0 | 0 | 0 | 0 | 12
NO |  | 176 | 2011 | 0 | 35 | 35 |  | Tortolita (Ln 125) | Rancho Vistoso | 138 | 138 | Wood | 14.3 | 0 | 1 | B | 0 | 4421314 | 4421314 | 0 | 0 | 0 | 0 | 0 | 0 | 0 | 0 | 0 | 0 | 0 | 0 | 0 | 0 | 0 | 0 | 0 | 0 | 0 | 0 | 12
NO |  | 176 | 2011 | 1 | 1 | 1 |  | East Loop (Ln 126) | Snyder | 138 | 138 | Wood | 3.4 | 0 | 1 | C | 392226 | 2744423 | 3136649 | 0 | 0 | 0 | 0 | 0 | 0 | 0 | 0 | 0 | 0 | 0 | 0 | 0 | 0 | 0 | 0 | 0 | 0 | 0 | 0 | 12
NO |  | 176 | 2011 | 1 | 2 | 2 |  | East Loop (Ln 126) | Snyder | 138 | 138 | Wood | 0.75 | 0 | 1 | E | 0 | 0 | 0 | 0 | 0 | 0 | 0 | 0 | 0 | 0 | 0 | 0 | 0 | 0 | 0 | 0 | 0 | 0 | 0 | 0 | 0 | 0 | 0 | 12
NO |  | 176 | 2011 | 1 | 3 | 3 |  | East Loop (Ln 126) | Snyder | 138 | 138 | Wood | 1.1 | 0 | 1 | D | 0 | 0 | 0 | 0 | 0 | 0 | 0 | 0 | 0 | 0 | 0 | 0 | 0 | 0 | 0 | 0 | 0 | 0 | 0 | 0 | 0 | 0 | 0 | 12
NO |  | 176 | 2011 | 1 | 4 | 4 |  | DeMoss Petrie (Ln 127) | Northeast | 138 | 138 | Wood | 5.7 | 0 | 1 | B | 264292 | 3150075 | 3414367 | 0 | 0 | 0 | 0 | 0 | 0 | 0 | 0 | 0 | 0 | 0 | 0 | 0 | 0 | 0 | 0 | 0 | 0 | 0 | 0 | 12
NO |  | 176 | 2011 | 1 | 5 | 5 |  | La Canada (Ln 128) | Rancho Vistoso | 138 | 138 | Steel Poles | 0 | 5.2 | 1 | C | 1176913 | 730144 | 1907057 | 0 | 0 | 0 | 0 | 0 | 0 | 0 | 0 | 0 | 0 | 0 | 0 | 0 | 0 | 0 | 0 | 0 | 0 | 0 | 0 | 12
NO |  | 176 | 2011 | 1 | 6 | 6 |  | Drexel (Ln 129) | Midvale | 138 | 138 | Steel Poles | 6.43 | 0 | 1 | C | 0 | 176334 | 176334 | 0 | 0 | 0 | 0 | 0 | 0 | 0 | 0 | 0 | 0 | 0 | 0 | 0 | 0 | 0 | 0 | 0 | 0 | 0 | 0 | 12
NO |  | 176 | 2011 | 1 | 7 | 7 |  | Irvington (Ln 130) | Drexel | 138 | 138 | Towers | 2.5 | 0 | 1 | D | 0 | 40093 | 40093 | 0 | 0 | 0 | 0 | 0 | 0 | 0 | 0 | 0 | 0 | 0 | 0 | 0 | 0 | 0 | 0 | 0 | 0 | 0 | 0 | 12
NO |  | 176 | 2011 | 1 | 8 | 8 |  | Irvington (Ln 131) | Santa Cruz | 138 | 138 | Towers | 9.8 | 0 | 1 | D | 0 | 145463 | 145463 | 0 | 0 | 0 | 0 | 0 | 0 | 0 | 0 | 0 | 0 | 0 | 0 | 0 | 0 | 0 | 0 | 0 | 0 | 0 | 0 | 12
NO |  | 176 | 2011 | 1 | 9 | 9 |  | North Loop (Ln 132) | West Ina | 138 | 138 | Towers | 0 | 5.8 | 1 | D | 0 | 115732 | 115732 | 0 | 0 | 0 | 0 | 0 | 0 | 0 | 0 | 0 | 0 | 0 | 0 | 0 | 0 | 0 | 0 | 0 | 0 | 0 | 0 | 12
NO |  | 176 | 2011 | 1 | 10 | 10 |  | Saguaro (Ln 133) | Tortolita #1 | 138 | 138 | Wood | 1.2 | 0 | 1 | D | 142261 | 772769 | 915030 | 0 | 0 | 0 | 0 | 0 | 0 | 0 | 0 | 0 | 0 | 0 | 0 | 0 | 0 | 0 | 0 | 0 | 0 | 0 | 0 | 12
NO |  | 176 | 2011 | 1 | 11 | 11 |  | Saguaro (Ln 134) | Tortolita #2 | 138 | 138 | Wood | 1.2 | 0 | 1 | D | 0 | 710354 | 710354 | 0 | 0 | 0 | 0 | 0 | 0 | 0 | 0 | 0 | 0 | 0 | 0 | 0 | 0 | 0 | 0 | 0 | 0 | 0 | 0 | 12
NO |  | 176 | 2011 | 1 | 12 | 12 |  | Vail (Ln 137) | Cienega | 138 | 138 | Steel Poles | 6.88 | 0 | 0 | D | 0 | 11451 | 11451 | 0 | 0 | 0 | 0 | 0 | 0 | 0 | 0 | 0 | 0 | 0 | 0 | 0 | 0 | 0 | 0 | 0 | 0 | 0 | 0 | 12
NO |  | 176 | 2011 | 1 | 13 | 13 |  | Santa Cruz (Ln 139) | DeMoss Petrie | 138 | 138 | Towers | 3.9 | 0 | 1 | D | 0 | 200300 | 200300 | 0 | 0 | 0 | 0 | 0 | 0 | 0 | 0 | 0 | 0 | 0 | 0 | 0 | 0 | 0 | 0 | 0 | 0 | 0 | 0 | 12
NO |  | 176 | 2011 | 1 | 14 | 14 |  | Irvington (Ln 140) | 22nd Street | 138 | 138 | Steel Poles | 3.4 | 0 | 2 | C | 0 | 1194112 | 1194112 | 0 | 0 | 0 | 0 | 0 | 0 | 0 | 0 | 0 | 0 | 0 | 0 | 0 | 0 | 0 | 0 | 0 | 0 | 0 | 0 | 12
NO |  | 176 | 2011 | 1 | 15 | 15 |  | South (Ln 141) | Green Valley | 138 | 138 | Steel Poles | 14.7 | 0 | 1 | C | 630707 | 8401077 | 9031784 | 0 | 0 | 0 | 0 | 0 | 0 | 0 | 0 | 0 | 0 | 0 | 0 | 0 | 0 | 0 | 0 | 0 | 0 | 0 | 0 | 12
NO |  | 176 | 2011 | 1 | 16 | 16 |  | 22nd Street (Ln 145) | East Loop | 138 | 138 | Wood Poles | 4.6 | 0 | 1 | G | 0 | 3319241 | 3319241 | 0 | 0 | 0 | 0 | 0 | 0 | 0 | 0 | 0 | 0 | 0 | 0 | 0 | 0 | 0 | 0 | 0 | 0 | 0 | 0 | 12
NO |  | 176 | 2011 | 1 | 17 | 17 |  | Green Valley | Cypress raw | 138 | 138 | Steel Poles | 4.3 | 0 | 1 | C | 0 | 0 | 0 | 0 | 0 | 0 | 0 | 0 | 0 | 0 | 0 | 0 | 0 | 0 | 0 | 0 | 0 | 0 | 0 | 0 | 0 | 0 | 0 | 12
NO |  | 176 | 2011 | 1 | 18 | 18 |  | Tortolita (Ln 156) | North Loop #3 | 138 | 138 | Steel Poles | 13.5 | 0 | 1 | E | 0 | 4049932 | 4049932 | 0 | 0 | 0 | 0 | 0 | 0 | 0 | 0 | 0 | 0 | 0 | 0 | 0 | 0 | 0 | 0 | 0 | 0 | 0 | 0 | 12
NO |  | 176 | 2011 | 1 | 19 | 19 |  | Tortolita (Ln 161) | North Loop #4 | 138 | 138 | Steel Poles | 13.5 | 0 | 1 | E | 0 | 4049932 | 4049932 | 0 | 0 | 0 | 0 | 0 | 0 | 0 | 0 | 0 | 0 | 0 | 0 | 0 | 0 | 0 | 0 | 0 | 0 | 0 | 0 | 12
NO |  | 176 | 2011 | 1 | 20 | 20 |  | 138 KV O&M Expenses |  | 0 | 0 |  | 0 | 0 | 0 |  | 0 | 0 | 0 | 0 | 757949 | 0 | 757949 | 0 | 0 | 0 | 0 | 0 | 0 | 0 | 0 | 0 | 0 | 0 | 0 | 0 | 0 | 0 | 0 | 12
NO |  | 176 | 2011 | 1 | 21 | 21 |  | 345 KV Lines |  | 0 | 0 |  | 0 | 0 | 0 |  | 0 | 0 | 0 | 0 | 0 | 0 | 0 | 0 | 0 | 0 | 0 | 0 | 0 | 0 | 0 | 0 | 0 | 0 | 0 | 0 | 0 | 0 | 0 | 12
NO |  | 176 | 2011 | 1 | 22 | 22 |  | Coronado (COSP1) | Springerville | 345 | 345 | Towers | 21.84 | 0 | 1 | H | 778794 | 4934065 | 5712859 | 0 | 0 | 0 | 0 | 0 | 0 | 0 | 0 | 0 | 0 | 0 | 0 | 0 | 0 | 0 | 0 | 0 | 0 | 0 | 0 | 12
NO |  | 176 | 2011 | 1 | 23 | 23 |  | El Paso (EPLUN) | Luna | 345 | 345 | Towers | 11.87 | 0 | 2 | I | 0 | 1456958 | 1456958 | 0 | 0 | 0 | 0 | 611760078 | 0 | 0 | 0 | 0 | 0 | 0 | 0 | 0 | 0 | 0 | 0 | 0 | 0 | 0 | 0 | 12
NO |  | 176 | 2011 | 1 | 24 | 24 |  | Four Corners (FCSJ1) | San Juan | 345 | 345 | H-Frame | 10.5 | 0 | 1 | J | 3127057 | 763605 | 3890662 | 0 | 0 | 0 | 0 | 611760079 | 0 | 0 | 0 | 0 | 0 | 0 | 0 | 0 | 0 | 0 | 0 | 0 | 0 | 0 | 0 | 12
NO |  | 176 | 2011 | 1 | 25 | 25 |  | Winchester | Vail | 345 | 345 | Towers | 40.35 | 0 | 1 | H | 1570179 | 20254151 | 21824330 | 0 | 0 | 0 | 0 | 611760080 | 0 | 0 | 0 | 0 | 0 | 0 | 0 | 0 | 0 | 0 | 0 | 0 | 0 | 0 | 0 | 12
NO |  | 176 | 2011 | 1 | 26 | 26 |  | Springerville | Vail Express | 345 | 345 | Towers | 238.25 | 0 | 1 | H | 9681 | 40868054 | 40877735 | 0 | 0 | 0 | 0 | 0 | 0 | 0 | 0 | 0 | 0 | 0 | 0 | 0 | 0 | 0 | 0 | 0 | 0 | 0 | 0 | 12
NO |  | 176 | 2011 | 1 | 27 | 27 |  | Springerville | Vail Express | 345 | 345 | Steel Poles | 0.8 | 0 | 1 | H | 0 | 0 | 0 | 0 | 0 | 0 | 0 | 0 | 0 | 0 | 0 | 0 | 0 | 0 | 0 | 0 | 0 | 0 | 0 | 0 | 0 | 0 | 0 | 12
NO |  | 176 | 2011 | 1 | 28 | 28 |  | McKinley (MCSP1) | Springerville #1 | 345 | 345 | Towers | 106.17 | 1.24 | 1 | H | 672474 | 16521822 | 17194296 | 0 | 0 | 0 | 0 | 611760081 | 0 | 0 | 0 | 0 | 0 | 0 | 0 | 0 | 0 | 0 | 0 | 0 | 0 | 0 | 0 | 12
NO |  | 176 | 2011 | 1 | 29 | 29 |  | McKinley (MCSP2) | Springerville #2 | 345 | 345 | Towers | 107.41 | 0 | 1 | H | 2192028 | 16924000 | 19116028 | 0 | 0 | 0 | 0 | 611760082 | 0 | 0 | 0 | 0 | 0 | 0 | 0 | 0 | 0 | 0 | 0 | 0 | 0 | 0 | 0 | 12
NO |  | 176 | 2011 | 1 | 30 | 30 |  | San Juan (SJMC1) | McKinley #1 | 345 | 345 | Towers | 90.5 | 0 | 1 | H | 1260260 | 14063972 | 15324232 | 0 | 0 | 0 | 0 | 611760083 | 0 | 0 | 0 | 0 | 0 | 0 | 0 | 0 | 0 | 0 | 0 | 0 | 0 | 0 | 0 | 12
NO |  | 176 | 2011 | 1 | 31 | 31 |  | San Juan (SJMC2) | McKinley #2 | 345 | 345 | Towers | 90.5 | 0 | 1 | H | 0 | 10641068 | 10641068 | 0 | 0 | 0 | 0 | 611760084 | 0 | 0 | 0 | 0 | 0 | 0 | 0 | 0 | 0 | 0 | 0 | 0 | 0 | 0 | 0 | 12
NO |  | 176 | 2011 | 1 | 32 | 32 |  | Springerville (SPGL1) | Greenlee #1 | 345 | 345 | Towers | 88.23 | 0 | 1 | H | 2416448 | 13380250 | 15796698 | 0 | 0 | 0 | 0 | 611760085 | 0 | 0 | 0 | 0 | 0 | 0 | 0 | 0 | 0 | 0 | 0 | 0 | 0 | 0 | 0 | 12
NO |  | 176 | 2011 | 1 | 33 | 33 |  | Springerville (SPGL2) | Greenlee Lead #2 | 345 | 345 | Towers | 0 | 0 | 1 | H | 0 | 0 | 0 | 0 | 0 | 0 | 0 | 0 | 0 | 0 | 0 | 0 | 0 | 0 | 0 | 0 | 0 | 0 | 0 | 0 | 0 | 0 | 0 | 12
NO |  | 176 | 2011 | 1 | 34 | 34 |  | Springerville (SPGNE) | Greenlee Express | 345 | 345 | Towers | 110.26 | 0 | 1 | H | 135932 | 46148983 | 46284915 | 0 | 0 | 0 | 0 | 0 | 0 | 0 | 0 | 0 | 0 | 0 | 0 | 0 | 0 | 0 | 0 | 0 | 0 | 0 | 0 | 12
NO |  | 176 | 2011 | 1 | 35 | 35 |  | Vail (VLSO1) | South | 345 | 345 | Towers | 13.7 | 0 | 1 | H | 676506 | 2236454 | 2912960 | 0 | 0 | 0 | 0 | 611760086 | 0 | 0 | 0 | 0 | 0 | 0 | 0 | 0 | 0 | 0 | 0 | 0 | 0 | 0 | 0 | 12
NO |  | 176 | 2011 | 2 | 1 | 1 |  | West Wing (WWSO1)/Pinal W | South | 345 | 345 | Towers | 117.37 | 0 | 1 | H | 4087039 | 25583887 | 29670926 | 0 | 0 | 0 | 0 | 611760087 | 0 | 0 | 0 | 0 | 0 | 0 | 0 | 0 | 0 | 0 | 0 | 0 | 0 | 0 | 0 | 12
NO |  | 176 | 2011 | 2 | 2 | 2 |  | West Wing | South/Pinal West | 345 | 345 | Towers | 61.31 | 0 | 1 | H | 0 | 0 | 0 | 0 | 0 | 0 | 0 | 0 | 0 | 0 | 0 | 0 | 0 | 0 | 0 | 0 | 0 | 0 | 0 | 0 | 0 | 0 | 0 | 12
NO |  | 176 | 2011 | 2 | 3 | 3 |  | 345 O&M Expenses |  | 0 | 0 |  | 0 | 0 | 0 |  | 0 | 0 | 0 | 0 | 803057 | 316025 | 1119082 | 0 | 0 | 0 | 0 | 0 | 0 | 0 | 0 | 0 | 0 | 0 | 0 | 0 | 0 | 0 | 0 | 12
NO |  | 176 | 2011 | 2 | 4 | 4 |  | 500 KV Lines |  | 0 | 0 |  | 0 | 0 | 0 |  | 0 | 0 | 0 | 0 | 0 | 0 | 0 | 0 | 0 | 0 | 0 | 0 | 0 | 0 | 0 | 0 | 0 | 0 | 0 | 0 | 0 | 0 | 0 | 12
NO |  | 176 | 2011 | 2 | 5 | 5 |  | Southern Transmission | (SOTRN) | 500 | 500 |  | 0 | 0 | 0 |  | 168872 | 8267702 | 8436574 | 0 | 0 | 0 | 0 | 0 | 0 | 0 | 0 | 0 | 0 | 0 | 0 | 0 | 0 | 0 | 0 | 0 | 0 | 0 | 0 | 12
NO |  | 176 | 2011 | 2 | 6 | 6 |  | Navajo (SOTRN) | Moen Kopi | 500 | 500 | Towers | 76 | 0 | 1 | K | 0 | 0 | 0 | 0 | 0 | 0 | 0 | 611760088 | 0 | 0 | 0 | 0 | 0 | 0 | 0 | 0 | 0 | 0 | 0 | 0 | 0 | 0 | 0 | 12
NO |  | 176 | 2011 | 2 | 7 | 7 |  | Moen Kopi (SOTRN) | West Wing | 500 | 500 | Towers | 179 | 0 | 1 | K | 0 | 0 | 0 | 0 | 0 | 0 | 0 | 611760089 | 0 | 0 | 0 | 0 | 0 | 0 | 0 | 0 | 0 | 0 | 0 | 0 | 0 | 0 | 0 | 12
NO |  | 176 | 2011 | 2 | 8 | 8 |  | Navajo (SOTRN) | West Wing | 500 | 500 | Towers | 255 | 0 | 1 | K | 0 | 0 | 0 | 0 | 0 | 0 | 0 | 611760090 | 0 | 0 | 0 | 0 | 0 | 0 | 0 | 0 | 0 | 0 | 0 | 0 | 0 | 0 | 0 | 12
NO |  | 176 | 2011 | 2 | 9 | 9 |  | Saguaro (SOTRN) | Tortolita | 500 | 500 | Towers | 1.02 | 0 | 1 | K | 0 | 0 | 0 | 0 | 0 | 0 | 0 | 0 | 0 | 0 | 0 | 0 | 0 | 0 | 0 | 0 | 0 | 0 | 0 | 0 | 0 | 0 | 0 | 12
NO |  | 176 | 2011 | 2 | 10 | 10 |  | Saguaro #2 (SATO2) | Tortolita | 500 | 500 | Towers | 1.02 | 0 | 1 | K | 0 | 1308033 | 1308033 | 0 | 0 | 0 | 0 | 0 | 0 | 0 | 0 | 0 | 0 | 0 | 0 | 0 | 0 | 0 | 0 | 0 | 0 | 0 | 0 | 12
NO |  | 176 | 2011 | 2 | 11 | 11 |  | Palo Verde | Pinal West | 500 | 500 | Towers | 52 | 0 | 1 | 1590 ACSR | 0 | 8479963 | 8479963 | 0 | 0 | 0 | 0 | 611760091 | 0 | 0 | 0 | 0 | 0 | 0 | 0 | 0 | 0 | 0 | 0 | 0 | 0 | 0 | 0 | 12
NO |  | 176 | 2011 | 0 | 36 | 36 |  | TOTAL |  | 0 | 0 |  | 2014.03 | 61.72 | 74 |  | 26373527 | 310121009 | 336494536 | 30593 | 1598887 | 316025 | 1945505 | 0 | 0 | 0 | 0 | 0 | 0 | 0 | 0 | 0 | 0 | 0 | 0 | 0 | 0 | 0 | 0 | 12
NO |  | 176 | 2011 | 2 | 12 | 12 |  | 500 KV O&M Expenses |  | 0 | 0 |  | 0 | 0 | 0 |  | 0 | 0 | 0 | 30593 | 37881 | 0 | 68474 | 0 | 0 | 0 | 0 | 0 | 0 | 0 | 0 | 0 | 0 | 0 | 0 | 0 | 0 | 0 | 0 | 12
NO |  | 176 | 2011 | 2 | 13 | 13 |  | Other Owners |  | 0 | 0 |  | 0 | 0 | 0 |  | 0 | 0 | 0 | 0 | 0 | 0 | 0 | 611760092 | 0 | 0 | 0 | 0 | 0 | 0 | 0 | 0 | 0 | 0 | 0 | 0 | 0 | 0 | 0 | 12
NO |  | 266 | 2011 | 0 | 1 | 1 |  | None |  | 0 | 0 |  | 0 | 0 | 0 |  | 0 | 0 | 0 | 0 | 0 | 0 | 0 | 0 | 0 | 0 | 0 | 0 | 0 | 0 | 0 | 0 | 0 | 0 | 0 | 0 | 0 | 0 | 0 | 12
NO |  | 266 | 2011 | 0 | 36 | 36 |  | TOTAL |  | 0 | 0 |  | 0 | 0 | 0 |  | 0 | 0 | 0 | 0 | 0 | 0 | 0 | 0 | 0 | 0 | 0 | 0 | 0 | 0 | 0 | 0 | 0 | 0 | 0 | 0 | 0 | 0 | 0 | 12
SI/SI | A | 288 | 2011 | 0 | 1 | 1 |  | Transmission-Northern Ariz | Havasu / Kingman | 69 | 69 | SP-W | 222.48 | 0 | 0 | 1/0 Copper | 494101 | 33511879 | 34005980 | 46980 | 51032 | 26528 | 124540 | 0 | 0 | 0 | 0 | 0 | 0 | 0 | 0 | 0 | 0 | 0 | 0 | 0 | 0 | 0 | 0 | 12
SI/SI | A | 288 | 2011 | 0 | 2 | 2 |  |  |  | 69 | 69 | SP-S | 1 | 0 | 2 | 927 AAAC/795 | 0 | 0 | 0 | 0 | 0 | 0 | 0 | 0 | 0 | 0 | 0 | 0 | 0 | 0 | 0 | 0 | 0 | 0 | 0 | 0 | 0 | 0 | 0 | 12
SI/SI | A | 288 | 2011 | 0 | 3 | 3 |  |  |  | 69 | 69 | SP-S | 2.37 | 0 | 1 | 477 ACSS | 0 | 0 | 0 | 0 | 0 | 0 | 0 | 0 | 0 | 0 | 0 | 0 | 0 | 0 | 0 | 0 | 0 | 0 | 0 | 0 | 0 | 0 | 0 | 12
SI/SI | A | 288 | 2011 | 0 | 4 | 4 |  |  |  | 69 | 69 | SP-S | 9 | 0 | 1 | 927 AAAC/795 | 0 | 0 | 0 | 0 | 0 | 0 | 0 | 0 | 0 | 0 | 0 | 0 | 0 | 0 | 0 | 0 | 0 | 0 | 0 | 0 | 0 | 0 | 0 | 12
SI/SI | A | 288 | 2011 | 0 | 5 | 5 |  |  |  | 69 | 69 | SP-S | 14.29 | 0 | 1 | 559 AAAC | 0 | 0 | 0 | 0 | 0 | 0 | 0 | 0 | 0 | 0 | 0 | 0 | 0 | 0 | 0 | 0 | 0 | 0 | 0 | 0 | 0 | 0 | 0 | 12
SI/SI | A | 288 | 2011 | 0 | 6 | 6 |  |  |  | 69 | 69 | SP-S | 1.3 | 0 | 1 | 1/0 ACSR | 0 | 0 | 0 | 0 | 0 | 0 | 0 | 0 | 0 | 0 | 0 | 0 | 0 | 0 | 0 | 0 | 0 | 0 | 0 | 0 | 0 | 0 | 0 | 12
SI/SI | A | 288 | 2011 | 0 | 7 | 7 |  |  |  | 69 | 69 | SP-S | 12 | 0 | 1 | 927 AAAC | 0 | 0 | 0 | 0 | 0 | 0 | 0 | 0 | 0 | 0 | 0 | 0 | 0 | 0 | 0 | 0 | 0 | 0 | 0 | 0 | 0 | 0 | 0 | 12
SI/SI | A | 288 | 2011 | 0 | 8 | 8 |  |  |  | 69 | 69 | SP-S | 0.3 | 0 | 2 | 4/0 ACSR | 0 | 0 | 0 | 0 | 0 | 0 | 0 | 0 | 0 | 0 | 0 | 0 | 0 | 0 | 0 | 0 | 0 | 0 | 0 | 0 | 0 | 0 | 0 | 12
SI/SI | A | 288 | 2011 | 0 | 9 | 9 |  |  |  | 69 | 69 | SP-S | 3.5 | 0 | 1 | 927 AAAC | 0 | 0 | 0 | 0 | 0 | 0 | 0 | 0 | 0 | 0 | 0 | 0 | 0 | 0 | 0 | 0 | 0 | 0 | 0 | 0 | 0 | 0 | 0 | 12
SI/SI | A | 288 | 2011 | 0 | 10 | 10 |  |  |  | 69 | 69 | SP-S | 3.5 | 0 | 1 | 447 ACSS | 0 | 0 | 0 | 0 | 0 | 0 | 0 | 0 | 0 | 0 | 0 | 0 | 0 | 0 | 0 | 0 | 0 | 0 | 0 | 0 | 0 | 0 | 0 | 12
SI/SI | A | 288 | 2011 | 0 | 11 | 11 |  |  |  | 69 | 69 | SP-S | 3.9 | 0 | 1 | 477 ACSS | 0 | 0 | 0 | 0 | 0 | 0 | 0 | 0 | 0 | 0 | 0 | 0 | 0 | 0 | 0 | 0 | 0 | 0 | 0 | 0 | 0 | 0 | 0 | 12
NO |  | 288 | 2011 | 0 | 12 | 12 |  | Subtotal-Northern Ariz |  | 0 | 0 |  | 273.64 | 0 | 12 |  | 494101 | 33511879 | 34005980 | 46980 | 51032 | 26528 | 124540 | 0 | 0 | 0 | 0 | 0 | 0 | 0 | 0 | 0 | 0 | 0 | 0 | 0 | 0 | 0 | 0 | 12
NO |  | 288 | 2011 | 0 | 36 | 36 |  | TOTAL |  | 0 | 0 |  | 329.64 | 0 | 13 |  | 802144 | 42315174 | 43117318 | 46980 | 55447 | 26528 | 128955 | 0 | 0 | 0 | 0 | 0 | 0 | 0 | 0 | 0 | 0 | 0 | 0 | 0 | 0 | 0 | 0 | 12
NO |  | 288 | 2011 | 0 | 14 | 14 |  | Transmission-Santa Cruz |  | 115 | 138 | SP-S | 56 | 0 | 1 | 559.5 AAAC | 308043 | 8803295 | 9111338 | 0 | 4415 | 0 | 4415 | 0 | 0 | 0 | 0 | 0 | 0 | 0 | 0 | 0 | 0 | 0 | 0 | 0 | 0 | 0 | 0 | 12
NO |  | 443 | 2011 | 0 | 1 | 1 |  | CAHOKIA | RIVERMINES | 0 | 0 |  | 0 | 0 | 0 |  | 0 | 0 | 0 | 0 | 0 | 0 | 0 | 0 | 0 | 0 | 0 | 0 | 0 | 0 | 0 | 0 | 0 | 0 | 0 | 0 | 0 | 0 | 0 | 12
NO |  | 443 | 2011 | 0 | 2 | 2 |  | Cahokia | Dupo Ferry-1 | 138 | 138 | Steel Tower | 0.12 | 0 | 2 | 954 ACSR | 68953 | 3874365 | 3943318 | 0 | 0 | 0 | 0 | 0 | 0 | 0 | 0 | 0 | 0 | 0 | 0 | 0 | 0 | 0 | 0 | 0 | 0 | 0 | 0 | 12
NO |  | 443 | 2011 | 0 | 3 | 3 |  |  |  | 0 | 0 |  | 6.8 | 0 | 2 | 300ACSR | 0 | 0 | 0 | 0 | 0 | 0 | 0 | 0 | 0 | 0 | 0 | 0 | 0 | 0 | 0 | 0 | 0 | 0 | 0 | 0 | 0 | 0 | 0 | 12
NO |  | 443 | 2011 | 0 | 4 | 4 |  | Dupo Ferry | Buck Knob-1 | 138 | 138 | Steel Tower | 21.1 | 0 | 2 | 300ACSR | 0 | 0 | 0 | 0 | 0 | 0 | 0 | 0 | 0 | 0 | 0 | 0 | 0 | 0 | 0 | 0 | 0 | 0 | 0 | 0 | 0 | 0 | 0 | 12
NO |  | 443 | 2011 | 0 | 5 | 5 |  | U.E. Buck Knob Ln | Dupo Ferry Road | 138 | 138 | Wood Pole | 9.85 | 0 | 1 | 1272 SAC 61 STR, | 0 | 0 | 0 | 0 | 0 | 0 | 0 | 0 | 0 | 0 | 0 | 0 | 0 | 0 | 0 | 0 | 0 | 0 | 0 | 0 | 0 | 0 | 0 | 12
NO |  | 443 | 2011 | 0 | 7 | 7 |  | VENICE-CAMBELL | MALINE-PAGE | 0 | 0 |  | 0 | 0 | 0 |  | 0 | 0 | 0 | 0 | 0 | 0 | 0 | 0 | 0 | 0 | 0 | 0 | 0 | 0 | 0 | 0 | 0 | 0 | 0 | 0 | 0 | 0 | 0 | 12
NO |  | 443 | 2011 | 0 | 8 | 8 |  | Venice | Cambell-1 | 138 | 138 | Steel Tower | 1 | 0 | 2 | 350 CU | 7263 | 503956 | 511219 | 0 | 0 | 0 | 0 | 0 | 0 | 0 | 0 | 0 | 0 | 0 | 0 | 0 | 0 | 0 | 0 | 0 | 0 | 0 | 0 | 12
NO |  | 443 | 2011 | 0 | 9 | 9 |  | Venice | Cambell-2 | 138 | 138 | Steel Tower | 0 | 2 | 2 | 954 ACSR | 0 | 0 | 0 | 0 | 0 | 0 | 0 | 0 | 0 | 0 | 0 | 0 | 0 | 0 | 0 | 0 | 0 | 0 | 0 | 0 | 0 | 0 | 0 | 12
NO |  | 443 | 2011 | 0 | 11 | 11 |  | W. Frankfort | Joppa | 230 | 230 | Wood H | 47.65 | 0 | 1 | 954 ACSR | 823761 | 10946268 | 11770029 | 0 | 0 | 0 | 0 | 0 | 0 | 0 | 0 | 0 | 0 | 0 | 0 | 0 | 0 | 0 | 0 | 0 | 0 | 0 | 0 | 12
NO |  | 443 | 2011 | 0 | 12 | 12 |  | Cahokia | West Frankfort-1 | 230 | 230 | Steel Tower | 89.53 | 0 | 1 | 955 ACSR | 0 | 0 | 0 | 0 | 0 | 0 | 0 | 0 | 0 | 0 | 0 | 0 | 0 | 0 | 0 | 0 | 0 | 0 | 0 | 0 | 0 | 0 | 0 | 12
NO |  | 443 | 2011 | 0 | 13 | 13 |  | U. E. Line 2303 | N. Coulterville | 230 | 230 | H-Frame | 0.47 | 0 | 1 | 795 ACSR | 0 | 0 | 0 | 0 | 0 | 0 | 0 | 0 | 0 | 0 | 0 | 0 | 0 | 0 | 0 | 0 | 0 | 0 | 0 | 0 | 0 | 0 | 0 | 12
NO |  | 443 | 2011 | 0 | 15 | 15 |  | Cape | Joppa | 161 | 161 | Steel Tower | 33.3 | 0 | 1 | 795ACSR | 106748 | 1227628 | 1334376 | 0 | 0 | 0 | 0 | 0 | 0 | 0 | 0 | 0 | 0 | 0 | 0 | 0 | 0 | 0 | 0 | 0 | 0 | 0 | 0 | 12
NO |  | 443 | 2011 | 0 | 16 | 16 |  |  |  | 0 | 0 | Wood H | 0 | 0 | 0 |  | 0 | 0 | 0 | 0 | 0 | 0 | 0 | 0 | 0 | 0 | 0 | 0 | 0 | 0 | 0 | 0 | 0 | 0 | 0 | 0 | 0 | 0 | 0 | 12
NO |  | 443 | 2011 | 0 | 18 | 18 |  | PAGE | KEOKUK 4 | 0 | 0 |  | 0 | 0 | 0 |  | 0 | 0 | 0 | 0 | 0 | 0 | 0 | 0 | 0 | 0 | 0 | 0 | 0 | 0 | 0 | 0 | 0 | 0 | 0 | 0 | 0 | 0 | 0 | 12
NO |  | 443 | 2011 | 0 | 19 | 19 |  | Sioux | S. Quincy 4 | 138 | 138 | Steel Tower | 84.9 | 0 | 2 | 300 CU | 408931 | 7038927 | 7447858 | 0 | 0 | 0 | 0 | 0 | 0 | 0 | 0 | 0 | 0 | 0 | 0 | 0 | 0 | 0 | 0 | 0 | 0 | 0 | 0 | 12
NO |  | 443 | 2011 | 0 | 20 | 20 |  |  |  | 0 | 0 | Steel Tower | 0.27 | 0 | 2 | 954 ACSR | 0 | 0 | 0 | 0 | 0 | 0 | 0 | 0 | 0 | 0 | 0 | 0 | 0 | 0 | 0 | 0 | 0 | 0 | 0 | 0 | 0 | 0 | 0 | 12
NO |  | 443 | 2011 | 0 | 21 | 21 |  |  |  | 0 | 0 | Steel Tower | 0.48 | 0 | 2 | 477 ACSR | 0 | 0 | 0 | 0 | 0 | 0 | 0 | 0 | 0 | 0 | 0 | 0 | 0 | 0 | 0 | 0 | 0 | 0 | 0 | 0 | 0 | 0 | 0 | 12
NO |  | 443 | 2011 | 0 | 22 | 22 |  | S. Quincy | E. Quincy4 | 138 | 138 | Steel Tower | 4 | 0 | 2 | 300 CU | 0 | 0 | 0 | 0 | 0 | 0 | 0 | 0 | 0 | 0 | 0 | 0 | 0 | 0 | 0 | 0 | 0 | 0 | 0 | 0 | 0 | 0 | 0 | 12
NO |  | 443 | 2011 | 0 | 23 | 23 |  |  |  | 0 | 0 | Steel Tower | 0.2 | 0 | 2 | 954 ACSR | 0 | 0 | 0 | 0 | 0 | 0 | 0 | 0 | 0 | 0 | 0 | 0 | 0 | 0 | 0 | 0 | 0 | 0 | 0 | 0 | 0 | 0 | 0 | 12
NO |  | 443 | 2011 | 0 | 24 | 24 |  | E. Quincy | Hamilton | 138 | 138 | Wood H | 29.9 | 0 | 2 | 300 CU | 0 | 0 | 0 | 0 | 0 | 0 | 0 | 0 | 0 | 0 | 0 | 0 | 0 | 0 | 0 | 0 | 0 | 0 | 0 | 0 | 0 | 0 | 0 | 12
NO |  | 443 | 2011 | 0 | 25 | 25 |  |  |  | 0 | 0 |  | 0.1 | 0 | 2 | 954 ACSR | 0 | 0 | 0 | 0 | 0 | 0 | 0 | 0 | 0 | 0 | 0 | 0 | 0 | 0 | 0 | 0 | 0 | 0 | 0 | 0 | 0 | 0 | 0 | 12
NO |  | 443 | 2011 | 0 | 26 | 26 |  |  |  | 0 | 0 |  | 0.5 | 0 | 2 | 556 ACSR | 0 | 0 | 0 | 0 | 0 | 0 | 0 | 0 | 0 | 0 | 0 | 0 | 0 | 0 | 0 | 0 | 0 | 0 | 0 | 0 | 0 | 0 | 0 | 12
NO |  | 443 | 2011 | 0 | 28 | 28 |  | E. Quincy | Hamilton | 0 | 0 |  | 0 | 0 | 0 |  | 183 | 0 | 183 | 0 | 0 | 0 | 0 | 0 | 0 | 0 | 0 | 0 | 0 | 0 | 0 | 0 | 0 | 0 | 0 | 0 | 0 | 0 | 0 | 12
NO |  | 443 | 2011 | 0 | 30 | 30 |  | SIOUX-ROXFORD | BERKELEY | 0 | 0 |  | 0 | 0 | 0 |  | 0 | 0 | 0 | 0 | 0 | 0 | 0 | 0 | 0 | 0 | 0 | 0 | 0 | 0 | 0 | 0 | 0 | 0 | 0 | 0 | 0 | 0 | 0 | 12
NO |  | 443 | 2011 | 0 | 31 | 31 |  | Sioux | Roxford-1&2 | 138 | 138 | Steel Tower | 0.5 | 0 | 2 | 954 ACSR | 15592 | 2340625 | 2356217 | 0 | 0 | 0 | 0 | 0 | 0 | 0 | 0 | 0 | 0 | 0 | 0 | 0 | 0 | 0 | 0 | 0 | 0 | 0 | 0 | 12
NO |  | 443 | 2011 | 0 | 33 | 33 |  | Cahokia | Ridge-1&2 | 138 | 138 | Steel Tower | 3.79 | 0 | 2 | 954 ACSR | 159286 | 833074 | 992360 | 0 | 0 | 0 | 0 | 0 | 0 | 0 | 0 | 0 | 0 | 0 | 0 | 0 | 0 | 0 | 0 | 0 | 0 | 0 | 0 | 12
NO |  | 443 | 2011 | 1 | 1 | 1 |  | RUSH ISLAND | SHAWNEE | 0 | 0 |  | 0 | 0 | 0 |  | 0 | 0 | 0 | 0 | 0 | 0 | 0 | 0 | 0 | 0 | 0 | 0 | 0 | 0 | 0 | 0 | 0 | 0 | 0 | 0 | 0 | 0 | 0 | 12
NO |  | 443 | 2011 | 1 | 2 | 2 |  | Shawnee | Joppa | 345 | 345 | Steel Tower | 0.42 | 0 | 1 | 795 ACSR | 234843 | 5761876 | 5996719 | 0 | 0 | 0 | 0 | 0 | 0 | 0 | 0 | 0 | 0 | 0 | 0 | 0 | 0 | 0 | 0 | 0 | 0 | 0 | 0 | 12
NO |  | 443 | 2011 | 1 | 3 | 3 |  |  |  | 0 | 0 | Steel Tower | 7.2 | 0 | 1 | 795 ACSR | 0 | 0 | 0 | 0 | 0 | 0 | 0 | 0 | 0 | 0 | 0 | 0 | 0 | 0 | 0 | 0 | 0 | 0 | 0 | 0 | 0 | 0 | 0 | 12
NO |  | 443 | 2011 | 1 | 4 | 4 |  | Joppa | Kelso | 345 | 345 | Wood H | 33.9 | 0 | 1 | 795 ACSR | 0 | 0 | 0 | 0 | 0 | 0 | 0 | 0 | 0 | 0 | 0 | 0 | 0 | 0 | 0 | 0 | 0 | 0 | 0 | 0 | 0 | 0 | 0 | 12
NO |  | 443 | 2011 | 1 | 5 | 5 |  | CAHOKIA | VENICE | 0 | 0 |  | 0 | 0 | 0 |  | 0 | 0 | 0 | 0 | 0 | 0 | 0 | 0 | 0 | 0 | 0 | 0 | 0 | 0 | 0 | 0 | 0 | 0 | 0 | 0 | 0 | 0 | 0 | 12
NO |  | 443 | 2011 | 1 | 6 | 6 |  | Cahokia | Ashley-2 | 138 | 138 | Steel Tower | 3.92 | 0 | 2 | 350 CU | 46880 | 2299297 | 2346177 | 0 | 0 | 0 | 0 | 0 | 0 | 0 | 0 | 0 | 0 | 0 | 0 | 0 | 0 | 0 | 0 | 0 | 0 | 0 | 0 | 12
NO |  | 443 | 2011 | 1 | 13 | 13 |  | Cahokia | Meramec-1&2 | 138 | 138 | Steel Tower | 6.3 | 0 | 2 | 350 CU | 113639 | 2137226 | 2250865 | 0 | 0 | 0 | 0 | 0 | 0 | 0 | 0 | 0 | 0 | 0 | 0 | 0 | 0 | 0 | 0 | 0 | 0 | 0 | 0 | 12
NO |  | 443 | 2011 | 1 | 16 | 16 |  | CAHOKIA-CENTRAL | WATSON | 0 | 0 |  | 0 | 0 | 0 |  | 0 | 0 | 0 | 0 | 0 | 0 | 0 | 0 | 0 | 0 | 0 | 0 | 0 | 0 | 0 | 0 | 0 | 0 | 0 | 0 | 0 | 0 | 0 | 12
NO |  | 443 | 2011 | 1 | 23 | 23 |  | Cahokia | Roxford-4 | 345 | 345 | Wood H | 0.4 | 0 | 1 | 2156 ACSR | 424229 | 4481989 | 4906218 | 0 | 0 | 0 | 0 | 0 | 0 | 0 | 0 | 0 | 0 | 0 | 0 | 0 | 0 | 0 | 0 | 0 | 0 | 0 | 0 | 12
NO |  | 443 | 2011 | 1 | 24 | 24 |  |  |  | 0 | 0 | Steel Tower | 10.9 | 0 | 1 | 954 ACSR | 0 | 0 | 0 | 0 | 0 | 0 | 0 | 0 | 0 | 0 | 0 | 0 | 0 | 0 | 0 | 0 | 0 | 0 | 0 | 0 | 0 | 0 | 0 | 12
NO |  | 443 | 2011 | 1 | 25 | 25 |  |  |  | 0 | 0 | Steel Tower | 4.54 | 0 | 2 | 954 ACSR | 0 | 0 | 0 | 0 | 0 | 0 | 0 | 0 | 0 | 0 | 0 | 0 | 0 | 0 | 0 | 0 | 0 | 0 | 0 | 0 | 0 | 0 | 0 | 12
NO |  | 443 | 2011 | 2 | 3 | 3 |  |  |  | 138 | 138 | Wood Pole | 18.55 | 0 | 1 | 954 ACSR | 0 | 0 | 0 | 0 | 0 | 0 | 0 | 0 | 0 | 0 | 0 | 0 | 0 | 0 | 0 | 0 | 0 | 0 | 0 | 0 | 0 | 0 | 0 | 12
NO |  | 443 | 2011 | 2 | 5 | 5 |  | Roodhouse West | Jerseyville N.W. | 138 | 138 | Wood Pole | 28.24 | 0 | 1 | 954 ACSR | 0 | 0 | 0 | 0 | 0 | 0 | 0 | 0 | 0 | 0 | 0 | 0 | 0 | 0 | 0 | 0 | 0 | 0 | 0 | 0 | 0 | 0 | 0 | 12
NO |  | 443 | 2011 | 2 | 7 | 7 |  | Meredosia | Meredosia East, Lines 1,2,3 | 138 | 138 | Wood Pole | 0.32 | 0 | 1 | 1272 ACSR | 0 | 702659 | 702659 | 0 | 0 | 0 | 0 | 0 | 0 | 0 | 0 | 0 | 0 | 0 | 0 | 0 | 0 | 0 | 0 | 0 | 0 | 0 | 0 | 12
NO |  | 443 | 2011 | 2 | 9 | 9 |  |  |  | 138 | 138 | Steel Pole | 0.05 | 0 | 1 | 1590 AAC | 0 | 0 | 0 | 0 | 0 | 0 | 0 | 0 | 0 | 0 | 0 | 0 | 0 | 0 | 0 | 0 | 0 | 0 | 0 | 0 | 0 | 0 | 0 | 12
NO |  | 443 | 2011 | 2 | 11 | 11 |  | Mattoon West | Kansas West | 0 | 0 |  | 0 | 0 | 0 |  | 0 | 0 | 0 | 0 | 0 | 0 | 0 | 0 | 0 | 0 | 0 | 0 | 0 | 0 | 0 | 0 | 0 | 0 | 0 | 0 | 0 | 0 | 0 | 12
NO |  | 443 | 2011 | 2 | 13 | 13 |  |  |  | 138 | 138 | Wood H | 7.68 | 0 | 1 | 1024.5 ACAR | 0 | 0 | 0 | 0 | 0 | 0 | 0 | 0 | 0 | 0 | 0 | 0 | 0 | 0 | 0 | 0 | 0 | 0 | 0 | 0 | 0 | 0 | 0 | 12
NO |  | 443 | 2011 | 2 | 15 | 15 |  | Charlston NE | Kansas West | 138 | 138 | Wood H | 10.65 | 0 | 1 | 1024.5 ACAR | 0 | 0 | 0 | 0 | 0 | 0 | 0 | 0 | 0 | 0 | 0 | 0 | 0 | 0 | 0 | 0 | 0 | 0 | 0 | 0 | 0 | 0 | 0 | 12
NO |  | 443 | 2011 | 2 | 17 | 17 |  | Pawnee West | Jerseyville Northwest | 138 | 138 | Wood H | 53.93 | 0 | 1 | 556 ACSR | 1043202 | 2779350 | 3822552 | 0 | 0 | 0 | 0 | 0 | 0 | 0 | 0 | 0 | 0 | 0 | 0 | 0 | 0 | 0 | 0 | 0 | 0 | 0 | 0 | 12
NO |  | 443 | 2011 | 2 | 19 | 19 |  | Coffeen P.P. | Coffeen North | 138 | 138 | Wood H | 0.28 | 0 | 1 | 477 ACSR | 0 | 25145 | 25145 | 0 | 0 | 0 | 0 | 0 | 0 | 0 | 0 | 0 | 0 | 0 | 0 | 0 | 0 | 0 | 0 | 0 | 0 | 0 | 0 | 12
NO |  | 443 | 2011 | 2 | 21 | 21 |  | GRAND TOWER | MUDDY (NORTH LINE) | 0 | 0 |  | 0 | 0 | 0 |  | 0 | 0 | 0 | 0 | 0 | 0 | 0 | 0 | 0 | 0 | 0 | 0 | 0 | 0 | 0 | 0 | 0 | 0 | 0 | 0 | 0 | 0 | 0 | 12
NO |  | 443 | 2011 | 2 | 24 | 24 |  | Carbondale N.W. | W. Frankfort | 138 | 138 | Wood H | 19.05 | 0 | 1 | 556 ACSR | 0 | 0 | 0 | 0 | 0 | 0 | 0 | 0 | 0 | 0 | 0 | 0 | 0 | 0 | 0 | 0 | 0 | 0 | 0 | 0 | 0 | 0 | 0 | 12
NO |  | 443 | 2011 | 2 | 26 | 26 |  |  |  | 138 | 138 | Wood H | 5.45 | 0 | 1 | 336 ACSR | 0 | 0 | 0 | 0 | 0 | 0 | 0 | 0 | 0 | 0 | 0 | 0 | 0 | 0 | 0 | 0 | 0 | 0 | 0 | 0 | 0 | 0 | 0 | 12
NO |  | 443 | 2011 | 2 | 28 | 28 |  | W. Frankfort | W.Frankfort East | 138 | 138 | Wood H | 5.25 | 0 | 1 | 1272 ACSR | 0 | 0 | 0 | 0 | 0 | 0 | 0 | 0 | 0 | 0 | 0 | 0 | 0 | 0 | 0 | 0 | 0 | 0 | 0 | 0 | 0 | 0 | 0 | 12
NO |  | 443 | 2011 | 2 | 31 | 31 |  | Newton | Louisville South | 138 | 138 | Wood H | 20.49 | 0 | 1 | 954 ACSR | 0 | 783403 | 783403 | 0 | 0 | 0 | 0 | 0 | 0 | 0 | 0 | 0 | 0 | 0 | 0 | 0 | 0 | 0 | 0 | 0 | 0 | 0 | 0 | 12
NO |  | 443 | 2011 | 3 | 5 | 5 |  | Neoga South | Pana North | 138 | 138 | Wood H | 34.2 | 0 | 1 | 954 ACSR | 0 | 0 | 0 | 0 | 0 | 0 | 0 | 0 | 0 | 0 | 0 | 0 | 0 | 0 | 0 | 0 | 0 | 0 | 0 | 0 | 0 | 0 | 0 | 12
NO |  | 443 | 2011 | 3 | 10 | 10 |  | Taylorville South | Taylorville N.E. | 138 | 138 | Wood H | 8.45 | 0 | 1 | 556 ACSR | 0 | 0 | 0 | 0 | 0 | 0 | 0 | 0 | 0 | 0 | 0 | 0 | 0 | 0 | 0 | 0 | 0 | 0 | 0 | 0 | 0 | 0 | 0 | 12
NO |  | 443 | 2011 | 3 | 14 | 14 |  | Pawnee West | Auburn North | 138 | 138 | Wood H | 7.86 | 0 | 1 | 954 ACSR | 0 | 0 | 0 | 0 | 0 | 0 | 0 | 0 | 0 | 0 | 0 | 0 | 0 | 0 | 0 | 0 | 0 | 0 | 0 | 0 | 0 | 0 | 0 | 12
NO |  | 443 | 2011 | 3 | 19 | 19 |  |  |  | 138 | 138 | Wood H | 0.47 | 0 | 1 | 954 ACSR | 0 | 0 | 0 | 0 | 0 | 0 | 0 | 0 | 0 | 0 | 0 | 0 | 0 | 0 | 0 | 0 | 0 | 0 | 0 | 0 | 0 | 0 | 0 | 12
NO |  | 443 | 2011 | 3 | 21 | 21 |  | HUTSONVILLE | GIBSON CITY SOUTH | 0 | 0 |  | 0 | 0 | 0 |  | 0 | 0 | 0 | 0 | 0 | 0 | 0 | 0 | 0 | 0 | 0 | 0 | 0 | 0 | 0 | 0 | 0 | 0 | 0 | 0 | 0 | 0 | 0 | 12
NO |  | 443 | 2011 | 3 | 22 | 22 |  | Hutsonville | Kansas West | 138 | 138 | Wood H | 33.66 | 0 | 1 | 350 CU | 876256 | 18260452 | 19136708 | 0 | 0 | 0 | 0 | 0 | 0 | 0 | 0 | 0 | 0 | 0 | 0 | 0 | 0 | 0 | 0 | 0 | 0 | 0 | 0 | 12
NO |  | 443 | 2011 | 3 | 24 | 24 |  | Kansas West | Murdock | 138 | 138 | Wood H | 18.08 | 0 | 1 | 350 CU | 0 | 0 | 0 | 0 | 0 | 0 | 0 | 0 | 0 | 0 | 0 | 0 | 0 | 0 | 0 | 0 | 0 | 0 | 0 | 0 | 0 | 0 | 0 | 12
NO |  | 443 | 2011 | 3 | 25 | 25 |  |  |  | 138 | 138 | Wood H | 0.9 | 0 | 1 | 954 ACSR | 0 | 0 | 0 | 0 | 0 | 0 | 0 | 0 | 0 | 0 | 0 | 0 | 0 | 0 | 0 | 0 | 0 | 0 | 0 | 0 | 0 | 0 | 0 | 12
NO |  | 443 | 2011 | 3 | 27 | 27 |  | Kansas West | Paris South | 138 | 138 | Wood H | 15.02 | 0 | 1 | 556 ACSR | 0 | 0 | 0 | 0 | 0 | 0 | 0 | 0 | 0 | 0 | 0 | 0 | 0 | 0 | 0 | 0 | 0 | 0 | 0 | 0 | 0 | 0 | 0 | 12
NO |  | 443 | 2011 | 3 | 32 | 32 |  |  |  | 138 | 138 | Wood H | 6.81 | 0 | 1 | 336 ACSR | 0 | 0 | 0 | 0 | 0 | 0 | 0 | 0 | 0 | 0 | 0 | 0 | 0 | 0 | 0 | 0 | 0 | 0 | 0 | 0 | 0 | 0 | 0 | 12
NO |  | 443 | 2011 | 3 | 34 | 34 |  | Rantoul | Rising I.P. | 138 | 138 | Wood Pole | 15.41 | 0 | 1 | 954 ACSR | 0 | 0 | 0 | 0 | 0 | 0 | 0 | 0 | 0 | 0 | 0 | 0 | 0 | 0 | 0 | 0 | 0 | 0 | 0 | 0 | 0 | 0 | 0 | 12
NO |  | 443 | 2011 | 3 | 35 | 35 |  |  |  | 138 | 138 | Steel Pole | 1.09 | 0 | 1 | 954 ACSR | 0 | 0 | 0 | 0 | 0 | 0 | 0 | 0 | 0 | 0 | 0 | 0 | 0 | 0 | 0 | 0 | 0 | 0 | 0 | 0 | 0 | 0 | 0 | 12
NO |  | 443 | 2011 | 4 | 2 | 2 |  |  |  | 138 | 138 | Wood H | 15.93 | 0 | 1 | 556 ACSR | 0 | 0 | 0 | 0 | 0 | 0 | 0 | 0 | 0 | 0 | 0 | 0 | 0 | 0 | 0 | 0 | 0 | 0 | 0 | 0 | 0 | 0 | 0 | 12
NO |  | 443 | 2011 | 4 | 5 | 5 |  | Mededosia East | Quincy | 138 | 138 | Wood H | 45.3 | 0 | 1 | 954 ACSR | 152358 | 2754739 | 2907097 | 0 | 0 | 0 | 0 | 0 | 0 | 0 | 0 | 0 | 0 | 0 | 0 | 0 | 0 | 0 | 0 | 0 | 0 | 0 | 0 | 12
NO |  | 443 | 2011 | 4 | 9 | 9 |  | W. FRANKFORT | PANA NORTH | 0 | 0 |  | 0 | 0 | 0 |  | 0 | 0 | 0 | 0 | 0 | 0 | 0 | 0 | 0 | 0 | 0 | 0 | 0 | 0 | 0 | 0 | 0 | 0 | 0 | 0 | 0 | 0 | 0 | 12
NO |  | 443 | 2011 | 4 | 11 | 11 |  | Mt. Vernon - 42 St | Line 1322 | 138 | 138 | Wood Pole | 2.18 | 0 | 1 | 795 ACSR | 0 | 0 | 0 | 0 | 0 | 0 | 0 | 0 | 0 | 0 | 0 | 0 | 0 | 0 | 0 | 0 | 0 | 0 | 0 | 0 | 0 | 0 | 0 | 12
NO |  | 443 | 2011 | 4 | 14 | 14 |  | Benton Northwest | INA | 138 | 138 | Wood H | 10.47 | 0 | 1 | 350 CU | 0 | 0 | 0 | 0 | 0 | 0 | 0 | 0 | 0 | 0 | 0 | 0 | 0 | 0 | 0 | 0 | 0 | 0 | 0 | 0 | 0 | 0 | 0 | 12
NO |  | 443 | 2011 | 4 | 15 | 15 |  |  |  | 138 | 138 | Wood H | 1.04 | 0 | 1 | 556 ACSR | 0 | 0 | 0 | 0 | 0 | 0 | 0 | 0 | 0 | 0 | 0 | 0 | 0 | 0 | 0 | 0 | 0 | 0 | 0 | 0 | 0 | 0 | 0 | 12
NO |  | 443 | 2011 | 4 | 16 | 16 |  |  |  | 138 | 138 | Al. Lat. H | 1.65 | 0 | 1 | 556 ACSR | 0 | 0 | 0 | 0 | 0 | 0 | 0 | 0 | 0 | 0 | 0 | 0 | 0 | 0 | 0 | 0 | 0 | 0 | 0 | 0 | 0 | 0 | 0 | 12
NO |  | 443 | 2011 | 4 | 18 | 18 |  | INA | Mt. Vernon 42nd St. I.P. | 138 | 138 | Wood H | 8.37 | 0 | 1 | 350 CU | 0 | 0 | 0 | 0 | 0 | 0 | 0 | 0 | 0 | 0 | 0 | 0 | 0 | 0 | 0 | 0 | 0 | 0 | 0 | 0 | 0 | 0 | 0 | 12
NO |  | 443 | 2011 | 4 | 19 | 19 |  |  |  | 138 | 138 | Wood H | 0.41 | 0 | 1 | 556 ACSR | 0 | 0 | 0 | 0 | 0 | 0 | 0 | 0 | 0 | 0 | 0 | 0 | 0 | 0 | 0 | 0 | 0 | 0 | 0 | 0 | 0 | 0 | 0 | 12
NO |  | 443 | 2011 | 4 | 20 | 20 |  |  |  | 138 | 138 | Al. Lat. H | 2.26 | 0 | 1 | 556 ACSR | 0 | 0 | 0 | 0 | 0 | 0 | 0 | 0 | 0 | 0 | 0 | 0 | 0 | 0 | 0 | 0 | 0 | 0 | 0 | 0 | 0 | 0 | 0 | 12
NO |  | 443 | 2011 | 4 | 22 | 22 |  | Mt. Vernon 42nd St. I.P. | Mt. Vernon West, I.P. | 138 | 138 | Wood H | 2.31 | 0 | 1 | 954 ACSR | 0 | 0 | 0 | 0 | 0 | 0 | 0 | 0 | 0 | 0 | 0 | 0 | 0 | 0 | 0 | 0 | 0 | 0 | 0 | 0 | 0 | 0 | 0 | 12
NO |  | 443 | 2011 | 4 | 23 | 23 |  |  |  | 138 | 138 | Wood Pole | 0.83 | 0 | 1 | 954 ACSR | 0 | 0 | 0 | 0 | 0 | 0 | 0 | 0 | 0 | 0 | 0 | 0 | 0 | 0 | 0 | 0 | 0 | 0 | 0 | 0 | 0 | 0 | 0 | 12
NO |  | 443 | 2011 | 4 | 26 | 26 |  |  |  | 138 | 138 | Wood H | 27.6 | 0 | 1 | 556 ACSR | 0 | 0 | 0 | 0 | 0 | 0 | 0 | 0 | 0 | 0 | 0 | 0 | 0 | 0 | 0 | 0 | 0 | 0 | 0 | 0 | 0 | 0 | 0 | 12
NO |  | 443 | 2011 | 4 | 27 | 27 |  |  |  | 138 | 138 | Wood H | 0.51 | 0 | 1 | 477 ACSR | 0 | 0 | 0 | 0 | 0 | 0 | 0 | 0 | 0 | 0 | 0 | 0 | 0 | 0 | 0 | 0 | 0 | 0 | 0 | 0 | 0 | 0 | 0 | 12
NO |  | 443 | 2011 | 4 | 30 | 30 |  | Avena Tap |  | 138 | 138 | Al. Lat. Y | 6.12 | 0 | 1 | 556 ACSR | 0 | 0 | 0 | 0 | 0 | 0 | 0 | 0 | 0 | 0 | 0 | 0 | 0 | 0 | 0 | 0 | 0 | 0 | 0 | 0 | 0 | 0 | 0 | 12
NO |  | 443 | 2011 | 4 | 32 | 32 |  | Ramsey East | Pana North | 138 | 138 | Wood H | 18.43 | 0 | 1 | 954 ACSR | 0 | 0 | 0 | 0 | 0 | 0 | 0 | 0 | 0 | 0 | 0 | 0 | 0 | 0 | 0 | 0 | 0 | 0 | 0 | 0 | 0 | 0 | 0 | 12
NO |  | 443 | 2011 | 5 | 1 | 1 |  | VERMILLION, I.P. | PAXTON EAST | 0 | 0 |  | 0 | 0 | 0 |  | 0 | 0 | 0 | 0 | 0 | 0 | 0 | 0 | 0 | 0 | 0 | 0 | 0 | 0 | 0 | 0 | 0 | 0 | 0 | 0 | 0 | 0 | 0 | 12
NO |  | 443 | 2011 | 5 | 6 | 6 |  | MEREDOSIA EAST | MACOMB NORTHEAST | 0 | 0 |  | 0 | 0 | 0 |  | 0 | 0 | 0 | 0 | 0 | 0 | 0 | 0 | 0 | 0 | 0 | 0 | 0 | 0 | 0 | 0 | 0 | 0 | 0 | 0 | 0 | 0 | 0 | 12
NO |  | 443 | 2011 | 5 | 7 | 7 |  | Meredosia East | Ipava South | 138 | 138 | Wood H | 39.88 | 0 | 1 | 556 ACSR | 759016 | 3902659 | 4661675 | 0 | 0 | 0 | 0 | 0 | 0 | 0 | 0 | 0 | 0 | 0 | 0 | 0 | 0 | 0 | 0 | 0 | 0 | 0 | 0 | 12
NO |  | 443 | 2011 | 5 | 9 | 9 |  | Amex Coal Tap |  | 138 | 138 | Wood H | 1.43 | 0 | 1 | 336 ACSR | 0 | 0 | 0 | 0 | 0 | 0 | 0 | 0 | 0 | 0 | 0 | 0 | 0 | 0 | 0 | 0 | 0 | 0 | 0 | 0 | 0 | 0 | 0 | 12
NO |  | 443 | 2011 | 5 | 11 | 11 |  | Ipava South | Macomb West | 138 | 138 | Wood H | 21.41 | 0 | 1 | 556 ACSR | 0 | 0 | 0 | 0 | 0 | 0 | 0 | 0 | 0 | 0 | 0 | 0 | 0 | 0 | 0 | 0 | 0 | 0 | 0 | 0 | 0 | 0 | 0 | 12
NO |  | 443 | 2011 | 5 | 12 | 12 |  | Macomb West | Macomb Northeast | 138 | 138 | Wood Pole | 2.82 | 0 | 1 | 954 ACSR | 0 | 0 | 0 | 0 | 0 | 0 | 0 | 0 | 0 | 0 | 0 | 0 | 0 | 0 | 0 | 0 | 0 | 0 | 0 | 0 | 0 | 0 | 0 | 12
NO |  | 443 | 2011 | 5 | 14 | 14 |  | NEWTON | MURDOCK | 0 | 0 |  | 0 | 0 | 0 |  | 0 | 0 | 0 | 0 | 0 | 0 | 0 | 0 | 0 | 0 | 0 | 0 | 0 | 0 | 0 | 0 | 0 | 0 | 0 | 0 | 0 | 0 | 0 | 12
NO |  | 443 | 2011 | 5 | 17 | 17 |  | Effingham | Neoga South | 138 | 138 | Wood H | 13.36 | 0 | 1 | 954 ACSR | 0 | 0 | 0 | 0 | 0 | 0 | 0 | 0 | 0 | 0 | 0 | 0 | 0 | 0 | 0 | 0 | 0 | 0 | 0 | 0 | 0 | 0 | 0 | 12
NO |  | 443 | 2011 | 5 | 19 | 19 |  | Neoga South | Mattoon West | 138 | 138 | Wood H | 14.2 | 0 | 1 | 954 ACSR | 0 | 0 | 0 | 0 | 0 | 0 | 0 | 0 | 0 | 0 | 0 | 0 | 0 | 0 | 0 | 0 | 0 | 0 | 0 | 0 | 0 | 0 | 0 | 12
NO |  | 443 | 2011 | 5 | 22 | 22 |  |  |  | 138 | 138 | Wood H | 16.24 | 0 | 1 | 556 ACSR | 0 | 0 | 0 | 0 | 0 | 0 | 0 | 0 | 0 | 0 | 0 | 0 | 0 | 0 | 0 | 0 | 0 | 0 | 0 | 0 | 0 | 0 | 0 | 12
NO |  | 443 | 2011 | 5 | 24 | 24 |  | GRAND TOWER | MUDDY (SOUTH LINE) | 0 | 0 |  | 0 | 0 | 0 |  | 0 | 0 | 0 | 0 | 0 | 0 | 0 | 0 | 0 | 0 | 0 | 0 | 0 | 0 | 0 | 0 | 0 | 0 | 0 | 0 | 0 | 0 | 0 | 12
NO |  | 443 | 2011 | 5 | 27 | 27 |  | Marion South | Crab Orchard | 138 | 138 | Wood H | 9.1 | 0 | 1 | 556 ACSR | 0 | 0 | 0 | 0 | 0 | 0 | 0 | 0 | 0 | 0 | 0 | 0 | 0 | 0 | 0 | 0 | 0 | 0 | 0 | 0 | 0 | 0 | 0 | 12
NO |  | 443 | 2011 | 5 | 29 | 29 |  | Crab Orchard | Muddy | 138 | 138 | Wood H | 19.08 | 0 | 1 | 556 ACSR | 0 | 0 | 0 | 0 | 0 | 0 | 0 | 0 | 0 | 0 | 0 | 0 | 0 | 0 | 0 | 0 | 0 | 0 | 0 | 0 | 0 | 0 | 0 | 12
NO |  | 443 | 2011 | 6 | 1 | 1 |  | Grand Tower | Steelville, I.P. | 138 | 138 | Wood H | 13.91 | 0 | 1 | 556 ACSR | 243039 | 3828274 | 4071313 | 0 | 0 | 0 | 0 | 0 | 0 | 0 | 0 | 0 | 0 | 0 | 0 | 0 | 0 | 0 | 0 | 0 | 0 | 0 | 0 | 12
NO |  | 443 | 2011 | 6 | 5 | 5 |  | Hutsonville | Robinson (Marathon Oil) | 138 | 138 | Wood H | 12.51 | 0 | 1 | 556 ACSR | 279661 | 11367685 | 11647346 | 0 | 0 | 0 | 0 | 0 | 0 | 0 | 0 | 0 | 0 | 0 | 0 | 0 | 0 | 0 | 0 | 0 | 0 | 0 | 0 | 12
NO |  | 443 | 2011 | 6 | 7 | 7 |  | Marathon Refinery Tap |  | 138 | 138 | Wood Pole | 1.73 | 0 | 1 | 336 ACSR | 0 | 0 | 0 | 0 | 0 | 0 | 0 | 0 | 0 | 0 | 0 | 0 | 0 | 0 | 0 | 0 | 0 | 0 | 0 | 0 | 0 | 0 | 0 | 12
NO |  | 443 | 2011 | 6 | 10 | 10 |  |  |  | 138 | 138 | Wood H | 3.14 | 0 | 1 | 1024.5 ACAR | 0 | 0 | 0 | 0 | 0 | 0 | 0 | 0 | 0 | 0 | 0 | 0 | 0 | 0 | 0 | 0 | 0 | 0 | 0 | 0 | 0 | 0 | 0 | 12
NO |  | 443 | 2011 | 6 | 11 | 11 |  | Robinson | Lawrenceville South | 138 | 138 | Wood H | 21.63 | 0 | 1 | 556 ACSR | 0 | 0 | 0 | 0 | 0 | 0 | 0 | 0 | 0 | 0 | 0 | 0 | 0 | 0 | 0 | 0 | 0 | 0 | 0 | 0 | 0 | 0 | 0 | 12
NO |  | 443 | 2011 | 6 | 13 | 13 |  | Lawrenceville South | Olney North | 138 | 138 | Wood H | 22.8 | 0 | 1 | 556 ACSR | 0 | 0 | 0 | 0 | 0 | 0 | 0 | 0 | 0 | 0 | 0 | 0 | 0 | 0 | 0 | 0 | 0 | 0 | 0 | 0 | 0 | 0 | 0 | 12
NO |  | 443 | 2011 | 6 | 15 | 15 |  | Olney North | Louisville South | 138 | 138 | Wood H | 22.5 | 0 | 1 | 556 ACSR | 0 | 0 | 0 | 0 | 0 | 0 | 0 | 0 | 0 | 0 | 0 | 0 | 0 | 0 | 0 | 0 | 0 | 0 | 0 | 0 | 0 | 0 | 0 | 12
NO |  | 443 | 2011 | 6 | 17 | 17 |  | Lawrenceville South | Vincennes, P.S. | 138 | 138 | Al. Lat. H | 9.76 | 0 | 1 | 1024.5 ACAR | 0 | 0 | 0 | 0 | 0 | 0 | 0 | 0 | 0 | 0 | 0 | 0 | 0 | 0 | 0 | 0 | 0 | 0 | 0 | 0 | 0 | 0 | 0 | 12
NO |  | 443 | 2011 | 6 | 25 | 25 |  | Canton South | I.P. Interconnection | 138 | 138 | Wood H | 11.63 | 0 | 1 | 556 ACSR | 0 | 0 | 0 | 0 | 0 | 0 | 0 | 0 | 0 | 0 | 0 | 0 | 0 | 0 | 0 | 0 | 0 | 0 | 0 | 0 | 0 | 0 | 0 | 12
NO |  | 443 | 2011 | 6 | 28 | 28 |  | W. FRANKFORT EAST | CRAB ORCHARD | 0 | 0 |  | 0 | 0 | 0 |  | 0 | 0 | 0 | 0 | 0 | 0 | 0 | 0 | 0 | 0 | 0 | 0 | 0 | 0 | 0 | 0 | 0 | 0 | 0 | 0 | 0 | 0 | 0 | 12
NO |  | 443 | 2011 | 6 | 30 | 30 |  |  |  | 138 | 138 | Wood H | 0.61 | 0 | 1 | 556 ACSR | 0 | 0 | 0 | 0 | 0 | 0 | 0 | 0 | 0 | 0 | 0 | 0 | 0 | 0 | 0 | 0 | 0 | 0 | 0 | 0 | 0 | 0 | 0 | 12
NO |  | 443 | 2011 | 6 | 32 | 32 |  | Herrin East | Crab Orchard | 138 | 138 | Wood H | 6.42 | 0 | 1 | 556 ACSR | 0 | 0 | 0 | 0 | 0 | 0 | 0 | 0 | 0 | 0 | 0 | 0 | 0 | 0 | 0 | 0 | 0 | 0 | 0 | 0 | 0 | 0 | 0 | 12
NO |  | 443 | 2011 | 6 | 33 | 33 |  |  |  | 138 | 138 | Wood Pole | 6.77 | 0 | 1 | 1024.5 ACAR | 0 | 0 | 0 | 0 | 0 | 0 | 0 | 0 | 0 | 0 | 0 | 0 | 0 | 0 | 0 | 0 | 0 | 0 | 0 | 0 | 0 | 0 | 0 | 12
NO |  | 443 | 2011 | 6 | 35 | 35 |  | Meredosia | E. Quincy (South Line No. 2 | 138 | 138 | Wood H | 45.43 | 0 | 1 | 954 ACSR | 205 | 1729996 | 1730201 | 0 | 0 | 0 | 0 | 0 | 0 | 0 | 0 | 0 | 0 | 0 | 0 | 0 | 0 | 0 | 0 | 0 | 0 | 0 | 0 | 12
NO |  | 443 | 2011 | 7 | 1 | 1 |  | OLNEY NORTH | MUDDY | 0 | 0 |  | 0 | 0 | 0 |  | 0 | 0 | 0 | 0 | 0 | 0 | 0 | 0 | 0 | 0 | 0 | 0 | 0 | 0 | 0 | 0 | 0 | 0 | 0 | 0 | 0 | 0 | 0 | 12
NO |  | 443 | 2011 | 7 | 2 | 2 |  | Olney North | Albion South | 138 | 138 | Wood H | 28.01 | 0 | 1 | 556 ACSR | 469949 | 3282539 | 3752488 | 0 | 0 | 0 | 0 | 0 | 0 | 0 | 0 | 0 | 0 | 0 | 0 | 0 | 0 | 0 | 0 | 0 | 0 | 0 | 0 | 12
NO |  | 443 | 2011 | 7 | 4 | 4 |  | Albion South | Norris City North | 138 | 138 | Wood H | 25.85 | 0 | 1 | 954 ACSR | 0 | 0 | 0 | 0 | 0 | 0 | 0 | 0 | 0 | 0 | 0 | 0 | 0 | 0 | 0 | 0 | 0 | 0 | 0 | 0 | 0 | 0 | 0 | 12
NO |  | 443 | 2011 | 7 | 5 | 5 |  |  |  | 138 | 138 | Steel Pole | 2.01 | 0 | 2 | 954 ACSR | 0 | 0 | 0 | 0 | 0 | 0 | 0 | 0 | 0 | 0 | 0 | 0 | 0 | 0 | 0 | 0 | 0 | 0 | 0 | 0 | 0 | 0 | 0 | 12
NO |  | 443 | 2011 | 7 | 10 | 10 |  | I.P. Tap | Blue Mound West | 138 | 138 | Wood Pole | 5.72 | 0 | 1 | 336 ACSR | 50341 | 215179 | 265520 | 0 | 0 | 0 | 0 | 0 | 0 | 0 | 0 | 0 | 0 | 0 | 0 | 0 | 0 | 0 | 0 | 0 | 0 | 0 | 0 | 12
NO |  | 443 | 2011 | 7 | 13 | 13 |  | PAXTON EAST | GOODLAND, N.I.P.S. IND. | 0 | 0 |  | 0 | 0 | 0 |  | 0 | 0 | 0 | 0 | 0 | 0 | 0 | 0 | 0 | 0 | 0 | 0 | 0 | 0 | 0 | 0 | 0 | 0 | 0 | 0 | 0 | 0 | 0 | 12
NO |  | 443 | 2011 | 7 | 14 | 14 |  | Paxton East | Gilman | 138 | 138 | Wood H | 21.72 | 0 | 1 | 556 ACSR | 751595 | 4462762 | 5214357 | 0 | 0 | 0 | 0 | 0 | 0 | 0 | 0 | 0 | 0 | 0 | 0 | 0 | 0 | 0 | 0 | 0 | 0 | 0 | 0 | 12
NO |  | 443 | 2011 | 7 | 16 | 16 |  | Gilman | Watseka | 138 | 138 | Wood Pole | 15.21 | 0.38 | 1 | 1024.5 ACAR | 0 | 0 | 0 | 0 | 0 | 0 | 0 | 0 | 0 | 0 | 0 | 0 | 0 | 0 | 0 | 0 | 0 | 0 | 0 | 0 | 0 | 0 | 0 | 12
NO |  | 443 | 2011 | 7 | 18 | 18 |  | Watseka | Goodland | 138 | 138 | Wood Pole | 14.26 | 0 | 1 | 1024.5 ACAR | 0 | 0 | 0 | 0 | 0 | 0 | 0 | 0 | 0 | 0 | 0 | 0 | 0 | 0 | 0 | 0 | 0 | 0 | 0 | 0 | 0 | 0 | 0 | 12
NO |  | 443 | 2011 | 7 | 21 | 21 |  | E. QUINCY | QUINCY, 3RD 7 JEFFERSON | 0 | 0 |  | 0 | 0 | 0 |  | 0 | 0 | 0 | 0 | 0 | 0 | 0 | 0 | 0 | 0 | 0 | 0 | 0 | 0 | 0 | 0 | 0 | 0 | 0 | 0 | 0 | 0 | 0 | 12
NO |  | 443 | 2011 | 7 | 22 | 22 |  | E. Quincy | Quincy South | 138 | 138 | Wood H | 6.48 | 0 | 1 | 954 ACSR | 3572075 | 988534 | 4560609 | 0 | 0 | 0 | 0 | 0 | 0 | 0 | 0 | 0 | 0 | 0 | 0 | 0 | 0 | 0 | 0 | 0 | 0 | 0 | 0 | 12
NO |  | 443 | 2011 | 7 | 24 | 24 |  | Quincy South | N. Marblehead | 138 | 138 | Wood H | 4.6 | 0 | 1 | 1272 ACSR | 0 | 0 | 0 | 0 | 0 | 0 | 0 | 0 | 0 | 0 | 0 | 0 | 0 | 0 | 0 | 0 | 0 | 0 | 0 | 0 | 0 | 0 | 0 | 12
NO |  | 443 | 2011 | 7 | 26 | 26 |  | N. Marblehead | Quincy, 3rd & Jefferson | 138 | 138 | Wood Pole | 4.35 | 0 | 1 | 954 ACSR | 0 | 0 | 0 | 0 | 0 | 0 | 0 | 0 | 0 | 0 | 0 | 0 | 0 | 0 | 0 | 0 | 0 | 0 | 0 | 0 | 0 | 0 | 0 | 12
NO |  | 443 | 2011 | 8 | 1 | 1 |  | COFFEEN NORTH | BREED, I.M.P.C. INDIANA | 0 | 0 |  | 0 | 0 | 0 |  | 0 | 0 | 0 | 0 | 0 | 0 | 0 | 0 | 0 | 0 | 0 | 0 | 0 | 0 | 0 | 0 | 0 | 0 | 0 | 0 | 0 | 0 | 0 | 12
NO |  | 443 | 2011 | 8 | 4 | 4 |  | Ramsey East | Neoga South | 345 | 345 | Al. Lat. H | 30.45 | 0 | 1 | 1024.5 ACAR | 0 | 0 | 0 | 0 | 0 | 0 | 0 | 0 | 0 | 0 | 0 | 0 | 0 | 0 | 0 | 0 | 0 | 0 | 0 | 0 | 0 | 0 | 0 | 12
NO |  | 443 | 2011 | 8 | 6 | 6 |  | Neoga South | Casey West | 345 | 345 | Al. Lat. H | 21.13 | 0 | 1 | 1158.4 ACSR | 0 | 0 | 0 | 0 | 0 | 0 | 0 | 0 | 0 | 0 | 0 | 0 | 0 | 0 | 0 | 0 | 0 | 0 | 0 | 0 | 0 | 0 | 0 | 12
NO |  | 443 | 2011 | 8 | 10 | 10 |  | Coffeen | Coffeen North | 345 | 345 | Al. Lat. H | 0.21 | 0 | 1 | 954 ACSR | 0 | 0 | 0 | 0 | 0 | 0 | 0 | 0 | 0 | 0 | 0 | 0 | 0 | 0 | 0 | 0 | 0 | 0 | 0 | 0 | 0 | 0 | 0 | 12
NO |  | 443 | 2011 | 8 | 12 | 12 |  | Coffeen | Coffeen North 2 | 345 | 345 | Wood Pole | 0.22 | 0 | 1 | 954 ACSS | 0 | 0 | 0 | 0 | 0 | 0 | 0 | 0 | 0 | 0 | 0 | 0 | 0 | 0 | 0 | 0 | 0 | 0 | 0 | 0 | 0 | 0 | 0 | 12
NO |  | 443 | 2011 | 8 | 14 | 14 |  | Com. Ed., Kincaid | Pawnee West | 345 | 345 | Wood H | 6.11 | 0 | 1 | 954 ACSR | 101924 | 516086 | 618010 | 0 | 0 | 0 | 0 | 0 | 0 | 0 | 0 | 0 | 0 | 0 | 0 | 0 | 0 | 0 | 0 | 0 | 0 | 0 | 0 | 12
NO |  | 443 | 2011 | 8 | 16 | 16 |  | Shawnee, TVA | Frankfort East | 345 | 345 | Wood H | 16.97 | 0 | 1 | 954 ACSR | 382167 | 8071125 | 8453292 | 0 | 0 | 0 | 0 | 0 | 0 | 0 | 0 | 0 | 0 | 0 | 0 | 0 | 0 | 0 | 0 | 0 | 0 | 0 | 0 | 12
NO |  | 443 | 2011 | 8 | 20 | 20 |  | Newton | Casey West | 345 | 345 | Al. Lat. H | 26.54 | 0 | 1 | 954 ACSR | 773305 | 5382858 | 6156163 | 0 | 0 | 0 | 0 | 0 | 0 | 0 | 0 | 0 | 0 | 0 | 0 | 0 | 0 | 0 | 0 | 0 | 0 | 0 | 0 | 12
NO |  | 443 | 2011 | 8 | 22 | 22 |  | Casey West | Kansas West | 345 | 345 | Al. Lat. H | 21.16 | 0 | 1 | 954 ACSR | 0 | 0 | 0 | 0 | 0 | 0 | 0 | 0 | 0 | 0 | 0 | 0 | 0 | 0 | 0 | 0 | 0 | 0 | 0 | 0 | 0 | 0 | 0 | 12
NO |  | 443 | 2011 | 8 | 24 | 24 |  | Newton | Mt. Vernon, I.P. | 345 | 345 | Al. Lat. H | 27.81 | 0 | 1 | 954 ACSR | 742956 | 7718611 | 8461567 | 0 | 0 | 0 | 0 | 0 | 0 | 0 | 0 | 0 | 0 | 0 | 0 | 0 | 0 | 0 | 0 | 0 | 0 | 0 | 0 | 12
NO |  | 443 | 2011 | 8 | 25 | 25 |  | W. Mt. Vernon | Str. 239 | 345 | 345 | H-Frame | 34.02 | 0 | 1 | 2-954 ACSR | 0 | 0 | 0 | 0 | 0 | 0 | 0 | 0 | 0 | 0 | 0 | 0 | 0 | 0 | 0 | 0 | 0 | 0 | 0 | 0 | 0 | 0 | 0 | 12
NO |  | 443 | 2011 | 8 | 27 | 27 |  | Ipava South | Duck Creek, Cilco | 345 | 345 | Al. Lat. H | 9.46 | 0 | 1 | 954 ACSR | 163722 | 1609542 | 1773264 | 0 | 0 | 0 | 0 | 0 | 0 | 0 | 0 | 0 | 0 | 0 | 0 | 0 | 0 | 0 | 0 | 0 | 0 | 0 | 0 | 12
NO |  | 443 | 2011 | 8 | 33 | 33 |  | Kickapoo | McGrath/Limit | 138 | 138 | 1 | 3.12 | 0 | 1 | VARIOUS | 46118 | 53297 | 99415 | 0 | 0 | 0 | 0 | 0 | 0 | 0 | 0 | 0 | 0 | 0 | 0 | 0 | 0 | 0 | 0 | 0 | 0 | 0 | 0 | 12
NO |  | 443 | 2011 | 8 | 35 | 35 |  | R.S. Wallace | Spring Bay Sub | 138 | 138 | 1,2,3 | 11.74 | 0.01 | 1 | 636 ACSR | 233013 | 1318849 | 1551862 | 0 | 0 | 0 | 0 | 0 | 0 | 0 | 0 | 0 | 0 | 0 | 0 | 0 | 0 | 0 | 0 | 0 | 0 | 0 | 0 | 12
NO |  | 443 | 2011 | 10 | 1 | 1 |  | R.S. Wallace | Keystone | 138 | 138 | 3 | 5.23 | 0 | 2 | 927.2 ACAR | 0 | 1148504 | 1148504 | 0 | 0 | 0 | 0 | 0 | 0 | 0 | 0 | 0 | 0 | 0 | 0 | 0 | 0 | 0 | 0 | 0 | 0 | 0 | 0 | 12
NO |  | 443 | 2011 | 10 | 3 | 3 |  | E.D. Edwards | Keystone | 138 | 138 | 1 | 3.27 | 0 | 1 | 2-927.2 ACAR | 15761 | 568380 | 584141 | 0 | 0 | 0 | 0 | 0 | 0 | 0 | 0 | 0 | 0 | 0 | 0 | 0 | 0 | 0 | 0 | 0 | 0 | 0 | 0 | 12
NO |  | 443 | 2011 | 10 | 5 | 5 |  | E. Springfield | Elkhart | 138 | 138 | 2 | 14.63 | 0 | 1 | 477 ACSR | 167673 | 1882786 | 2050459 | 0 | 0 | 0 | 0 | 0 | 0 | 0 | 0 | 0 | 0 | 0 | 0 | 0 | 0 | 0 | 0 | 0 | 0 | 0 | 0 | 12
NO |  | 443 | 2011 | 10 | 7 | 7 |  | Havana | Springfield (CILCO) | 138 | 138 |  | 33.17 | 0.38 | 2 | 477 ACSR | 0 | 0 | 0 | 0 | 0 | 0 | 0 | 0 | 0 | 0 | 0 | 614430346 | 0 | 0 | 0 | 0 | 0 | 0 | 0 | 0 | 0 | 0 | 0 | 12
NO |  | 443 | 2011 | 10 | 9 | 9 |  | Hallock | Richland | 138 | 138 | 3 | 9.97 | 0 | 1 | VARIOUS | 482234 | 31655 | 513889 | 0 | 0 | 0 | 0 | 0 | 0 | 0 | 0 | 0 | 0 | 0 | 0 | 0 | 0 | 0 | 0 | 0 | 0 | 0 | 0 | 12
NO |  | 443 | 2011 | 10 | 11 | 11 |  | Spring Bay Sub | IP Structure "82" | 138 | 138 | 2,3 | 0.22 | 0 | 0 | 636 ACSR | 177388 | 3452173 | 3629561 | 0 | 0 | 0 | 0 | 0 | 0 | 0 | 0 | 0 | 0 | 0 | 0 | 0 | 0 | 0 | 0 | 0 | 0 | 0 | 0 | 12
NO |  | 443 | 2011 | 10 | 13 | 13 |  | Hennepin | E. Peoria (CILCO) | 138 | 138 | H-Frame | 37.68 | 0 | 1 | 636 ACSR | 0 | 0 | 0 | 0 | 0 | 0 | 0 | 0 | 0 | 0 | 0 | 0 | 0 | 0 | 0 | 0 | 0 | 0 | 0 | 0 | 0 | 0 | 0 | 12
NO |  | 443 | 2011 | 10 | 15 | 15 |  | Tazewell | Tower "5" | 345 | 345 | 3 | 0 | 0.64 | 1 | 1277 ACAR | 76573 | 701848 | 778421 | 0 | 0 | 0 | 0 | 0 | 0 | 0 | 0 | 0 | 0 | 0 | 0 | 0 | 0 | 0 | 0 | 0 | 0 | 0 | 0 | 12
NO |  | 443 | 2011 | 10 | 17 | 17 |  | Tazewell | Tower "5" | 345 | 345 | 3 | 0.64 | 0 | 1 | 1277 ACAR | 0 | 0 | 0 | 0 | 0 | 0 | 0 | 0 | 0 | 0 | 0 | 0 | 0 | 0 | 0 | 0 | 0 | 0 | 0 | 0 | 0 | 0 | 0 | 12
NO |  | 443 | 2011 | 10 | 19 | 19 |  | Duck Creek | Tazewell | 345 | 345 | 1,3,4 | 34.58 | 0 | 2 | 954 ACSR | 1859162 | 12143858 | 14003020 | 0 | 0 | 0 | 0 | 0 | 0 | 0 | 0 | 0 | 0 | 0 | 0 | 0 | 0 | 0 | 0 | 0 | 0 | 0 | 0 | 12
NO |  | 443 | 2011 | 10 | 21 | 21 |  | Duck Creek | Ipava | 345 | 345 | 2 | 11.74 | 0 | 1 | 954 ACSR | 270420 | 2362675 | 2633095 | 0 | 0 | 0 | 0 | 0 | 0 | 0 | 0 | 0 | 0 | 0 | 0 | 0 | 0 | 0 | 0 | 0 | 0 | 0 | 0 | 12
NO |  | 443 | 2011 | 10 | 23 | 23 |  | Henry River Crossing |  | 69 | 138 | 3 | 1.52 | 0 | 2 | 1277 ACAR | 0 | 323486 | 323486 | 0 | 0 | 0 | 0 | 0 | 0 | 0 | 0 | 0 | 0 | 0 | 0 | 0 | 0 | 0 | 0 | 0 | 0 | 0 | 0 | 12
NO |  | 443 | 2011 | 10 | 25 | 25 |  | Toledo Ave |  | 0 | 138 |  | 0 | 0 | 0 |  | 98390 | 0 | 98390 | 0 | 0 | 0 | 0 | 0 | 0 | 0 | 0 | 0 | 0 | 0 | 0 | 0 | 0 | 0 | 0 | 0 | 0 | 0 | 0 | 12
NO |  | 443 | 2011 | 10 | 27 | 27 |  | Lanesville Tap |  | 138 | 138 | 1 | 0.14 | 0 | 1 | 1272 ACAR | 0 | 268930 | 268930 | 0 | 0 | 0 | 0 | 0 | 0 | 0 | 0 | 0 | 0 | 0 | 0 | 0 | 0 | 0 | 0 | 0 | 0 | 0 | 0 | 12
NO |  | 443 | 2011 | 10 | 29 | 29 |  | Lanesville Tap |  | 345 | 345 | 1 | 0.13 | 0 | 1 | 1277 ACAR | 0 | 0 | 0 | 0 | 0 | 0 | 0 | 0 | 0 | 0 | 0 | 0 | 0 | 0 | 0 | 0 | 0 | 0 | 0 | 0 | 0 | 0 | 0 | 12
NO |  | 443 | 2011 | 10 | 31 | 31 |  | Limit Sub | Casimir Sub | 345 | 138 | 1 | 4.27 | 0 | 1 | 2-266 ACSR | 0 | 0 | 0 | 0 | 0 | 0 | 0 | 0 | 0 | 0 | 0 | 0 | 0 | 0 | 0 | 0 | 0 | 0 | 0 | 0 | 0 | 0 | 0 | 12
NO |  | 443 | 2011 | 10 | 33 | 33 |  | Lincoln | Heyworth | 345 | 138 | 1 | 10.77 | 0 | 1 | 2-266.8 ACSR | 0 | 0 | 0 | 0 | 0 | 0 | 0 | 0 | 0 | 0 | 0 | 0 | 0 | 0 | 0 | 0 | 0 | 0 | 0 | 0 | 0 | 0 | 0 | 12
NO |  | 443 | 2011 | 10 | 35 | 35 |  | E.D. Edwards | Bartonville | 0 | 138 | 1,3 | 0 | 4.59 | 2 | 927.2 ACAR | 0 | 0 | 0 | 0 | 0 | 0 | 0 | 0 | 0 | 0 | 0 | 0 | 0 | 0 | 0 | 0 | 0 | 0 | 0 | 0 | 0 | 0 | 0 | 12
NO |  | 443 | 2011 | 12 | 1 | 1 |  | E. Collinsville | Porter Rd. | 138 | 138 | H-Frame | 5.74 | 0 | 1 | 477 ACSR | 0 | 341800 | 341800 | 0 | 0 | 0 | 0 | 0 | 0 | 0 | 0 | 0 | 0 | 0 | 0 | 0 | 0 | 0 | 0 | 0 | 0 | 0 | 0 | 12
NO |  | 443 | 2011 | 12 | 3 | 3 |  | Porter Rd. | E. Belleville | 138 | 138 | H-Frame | 4.38 | 0 | 1 | 795 ACSR | 0 | 115650 | 115650 | 0 | 0 | 0 | 0 | 0 | 0 | 0 | 0 | 0 | 0 | 0 | 0 | 0 | 0 | 0 | 0 | 0 | 0 | 0 | 0 | 12
NO |  | 443 | 2011 | 12 | 5 | 5 |  | Wood River P. S. | N. Staunton | 138 | 138 |  | 25.46 | 0 | 2 | 1272 ACSR 18.16 M | 82047 | 4452691 | 4534738 | 0 | 0 | 0 | 0 | 0 | 0 | 0 | 0 | 614430360 | 0 | 0 | 0 | 0 | 0 | 0 | 0 | 0 | 0 | 0 | 0 | 12
NO |  | 443 | 2011 | 12 | 7 | 7 |  | N. Staunton | Midway | 138 | 138 | H-Frame | 14.92 | 0 | 1 | 1272 ACSR | 148547 | 6704506 | 6853053 | 0 | 0 | 0 | 0 | 0 | 0 | 0 | 0 | 0 | 0 | 0 | 0 | 0 | 0 | 0 | 0 | 0 | 0 | 0 | 0 | 12
NO |  | 443 | 2011 | 12 | 9 | 9 |  | Wood River P. S. | U. E. Venice | 138 | 138 |  | 24.29 | 0 | 2 | 1272 ACSR 15.89 M | 193246 | 2653626 | 2846872 | 0 | 0 | 0 | 0 | 0 | 0 | 0 | 0 | 614430361 | 0 | 0 | 0 | 0 | 0 | 0 | 0 | 0 | 0 | 0 | 0 | 12
NO |  | 443 | 2011 | 12 | 11 | 11 |  | Wood River P. S. | Stallings | 138 | 138 |  | 12.96 | 4.88 | 2 | 1272 ACSR 1.24 MI | 81740 | 1277016 | 1358756 | 0 | 0 | 0 | 0 | 0 | 0 | 0 | 0 | 614430362 | 0 | 0 | 0 | 0 | 0 | 0 | 0 | 0 | 0 | 0 | 0 | 12
NO |  | 443 | 2011 | 12 | 13 | 13 |  | N. Pana | Decatur Rt. 51 | 138 | 138 |  | 36.34 | 0 | 1 | 1272 ACSR, 795 AC | 162697 | 2340417 | 2503114 | 0 | 0 | 0 | 0 | 0 | 0 | 0 | 0 | 614430363 | 0 | 0 | 0 | 0 | 0 | 0 | 0 | 0 | 0 | 0 | 0 | 12
NO |  | 443 | 2011 | 12 | 15 | 15 |  | N. Pana | Midway | 138 | 138 | H-Frame | 33.8 | 0 | 1 | 477 ACSR | 41683 | 776897 | 818580 | 0 | 0 | 0 | 0 | 0 | 0 | 0 | 0 | 0 | 0 | 0 | 0 | 0 | 0 | 0 | 0 | 0 | 0 | 0 | 0 | 12
NO |  | 443 | 2011 | 12 | 17 | 17 |  | E. Belleville | Turkey Hill | 138 | 138 | H- Frame | 4.92 | 0 | 1 | 1272 ACSR | 87348 | 1067678 | 1155026 | 0 | 0 | 0 | 0 | 0 | 0 | 0 | 0 | 0 | 0 | 0 | 0 | 0 | 0 | 0 | 0 | 0 | 0 | 0 | 0 | 12
NO |  | 443 | 2011 | 12 | 19 | 19 |  | N. Coulterville | Steeleville | 138 | 138 | H-Frame | 17.5 | 0 | 1 | 477 ACSR | 61054 | 1044214 | 1105268 | 0 | 0 | 0 | 0 | 0 | 0 | 0 | 0 | 0 | 0 | 0 | 0 | 0 | 0 | 0 | 0 | 0 | 0 | 0 | 0 | 12
NO |  | 443 | 2011 | 12 | 21 | 21 |  | Turkey Hill | Ashley | 138 | 138 |  | 43.57 | 0 | 1 | 477 ACSR | 89455 | 2056601 | 2146056 | 0 | 0 | 0 | 0 | 0 | 0 | 0 | 0 | 614430364 | 0 | 0 | 0 | 0 | 0 | 0 | 0 | 0 | 0 | 0 | 0 | 12
NO |  | 443 | 2011 | 12 | 23 | 23 |  | Ashley | W. Mt. Vernon | 138 | 138 | H-Frame | 12.17 | 0 | 1 | 477 ACSR | 17845 | 839477 | 857322 | 0 | 0 | 0 | 0 | 0 | 0 | 0 | 0 | 0 | 0 | 0 | 0 | 0 | 0 | 0 | 0 | 0 | 0 | 0 | 0 | 12
NO |  | 443 | 2011 | 12 | 25 | 25 |  | Turkey Hill | U. E. Cahokia | 138 | 138 |  | 22.07 | 2.75 | 2 | 2156 ACSR 16.1 MI | 323673 | 3481984 | 3805657 | 0 | 0 | 0 | 0 | 0 | 0 | 0 | 0 | 614430365 | 0 | 0 | 0 | 0 | 0 | 0 | 0 | 0 | 0 | 0 | 0 | 12
NO |  | 443 | 2011 | 12 | 27 | 27 |  | Wood River P. S. | U. E. Roxford | 138 | 138 | Steel Tower, | 0.46 | 7.97 | 2 | 795 ACSR, 2156 AC | 42348 | 5199653 | 5242001 | 0 | 0 | 0 | 0 | 0 | 0 | 0 | 0 | 0 | 0 | 0 | 0 | 0 | 0 | 0 | 0 | 0 | 0 | 0 | 0 | 12
NO |  | 443 | 2011 | 12 | 29 | 29 |  | Porter Rd Sub |  | 0 | 138 |  | 0 | 0 | 0 |  | 73672 | 218300 | 291972 | 0 | 0 | 0 | 0 | 0 | 0 | 0 | 0 | 0 | 0 | 0 | 0 | 0 | 0 | 0 | 0 | 0 | 0 | 0 | 0 | 12
NO |  | 443 | 2011 | 12 | 31 | 31 |  | Hennepin | Oglesby | 138 | 138 | H-Frame | 14.51 | 0 | 1 | 795 ACSR | 33134 | 3178023 | 3211157 | 0 | 0 | 0 | 0 | 0 | 0 | 0 | 0 | 0 | 0 | 0 | 0 | 0 | 0 | 0 | 0 | 0 | 0 | 0 | 0 | 12
NO |  | 443 | 2011 | 12 | 33 | 33 |  | N. Decatur | Decatur E. Main | 138 | 138 | Wood Pole | 3.87 | 0.67 | 1 | 1272 SAC | 21893 | 1537231 | 1559124 | 0 | 0 | 0 | 0 | 0 | 0 | 0 | 0 | 0 | 0 | 0 | 0 | 0 | 0 | 0 | 0 | 0 | 0 | 0 | 0 | 12
NO |  | 443 | 2011 | 12 | 35 | 35 |  | S. Belleville | Tilden 138KV | 138 | 138 |  | 57.16 | 0 | 1 | 1113 ACSR, 1272 A | 340514 | 3413337 | 3753851 | 0 | 0 | 0 | 0 | 0 | 0 | 0 | 0 | 614430366 | 0 | 0 | 0 | 0 | 0 | 0 | 0 | 0 | 0 | 0 | 0 | 12
NO |  | 443 | 2011 | 14 | 1 | 1 |  | Oreana Sub. | ADM N. Sub. | 138 | 138 | Wood Pole | 3.91 | 0 | 1 | T-2 1272 SAC | 380457 | 1612478 | 1992935 | 0 | 0 | 0 | 0 | 0 | 0 | 0 | 0 | 0 | 0 | 0 | 0 | 0 | 0 | 0 | 0 | 0 | 0 | 0 | 0 | 12
NO |  | 443 | 2011 | 14 | 3 | 3 |  | PPG - Mt. Zion | Faries Pkwy. | 138 | 138 | Wood Pole | 9.72 | 0 | 1 | 1272 ACSR 2.5 MI, | 44685 | 1921826 | 1966511 | 0 | 0 | 0 | 0 | 0 | 0 | 0 | 0 | 0 | 0 | 0 | 0 | 0 | 0 | 0 | 0 | 0 | 0 | 0 | 0 | 12
NO |  | 443 | 2011 | 14 | 5 | 5 |  | Midway | Coffeen (CIPS) | 138 | 138 |  | 4.01 | 0.7 | 1 | 2-1113 ACSR 1.2 M | 35659 | 881081 | 916740 | 0 | 0 | 0 | 0 | 0 | 0 | 0 | 0 | 614430375 | 0 | 0 | 0 | 0 | 0 | 0 | 0 | 0 | 0 | 0 | 0 | 12
NO |  | 443 | 2011 | 14 | 7 | 7 |  | Hennepin | C. E. Co. Line 6101 | 138 | 138 | H-Frame | 0.65 | 0 | 1 | 795 ACSR | 2508 | 38303 | 40811 | 0 | 0 | 0 | 0 | 0 | 0 | 0 | 0 | 0 | 0 | 0 | 0 | 0 | 0 | 0 | 0 | 0 | 0 | 0 | 0 | 12
NO |  | 443 | 2011 | 14 | 9 | 9 |  | Sidney Bunsonville | Eugene (I & M E) | 345 | 345 |  | 29.26 | 0 | 1 | 1414 EXP ACSR | 359074 | 2790856 | 3149930 | 0 | 0 | 0 | 0 | 0 | 0 | 0 | 0 | 614430376 | 0 | 0 | 0 | 0 | 0 | 0 | 0 | 0 | 0 | 0 | 0 | 12
NO |  | 443 | 2011 | 14 | 11 | 11 |  | Baldwin | Cahokia | 345 | 345 | Steel Tower | 35.42 | 0.81 | 2 | 2-1113 ACSR | 817285 | 8059444 | 8876729 | 0 | 0 | 0 | 0 | 0 | 0 | 0 | 0 | 0 | 0 | 0 | 0 | 0 | 0 | 0 | 0 | 0 | 0 | 0 | 0 | 12
NO |  | 443 | 2011 | 14 | 13 | 13 |  | Baldwin | Turkey Hill | 345 | 345 | Steel Tower | 20.78 | 0 | 2 | 2-1113 ACSR | 279266 | 3325312 | 3604578 | 0 | 0 | 0 | 0 | 0 | 0 | 0 | 0 | 0 | 0 | 0 | 0 | 0 | 0 | 0 | 0 | 0 | 0 | 0 | 0 | 12
NO |  | 443 | 2011 | 14 | 15 | 15 |  | Sidney | West Kansas | 345 | 345 | H-Frame | 35.19 | 0 | 1 | 2-954 ACSR 33.6 | 1164182 | 7824066 | 8988248 | 0 | 0 | 0 | 0 | 0 | 0 | 0 | 0 | 0 | 0 | 0 | 0 | 0 | 0 | 0 | 0 | 0 | 0 | 0 | 0 | 12
NO |  | 443 | 2011 | 14 | 17 | 17 |  | Baldwin | Stallings | 345 | 345 |  | 53.31 | 7.02 | 2 | 2-1272 ACSR 32.2 | 3006253 | 21003539 | 24009792 | 0 | 0 | 0 | 0 | 0 | 0 | 0 | 0 | 614430377 | 0 | 0 | 0 | 0 | 0 | 0 | 0 | 0 | 0 | 0 | 0 | 12
NO |  | 443 | 2011 | 14 | 19 | 19 |  | Clinton P. S. | Brokaw | 345 | 345 | H-Frame | 22.41 | 0 | 1 | 2-1272 ACSR | 671071 | 3354869 | 4025940 | 0 | 0 | 0 | 0 | 0 | 0 | 0 | 0 | 0 | 0 | 0 | 0 | 0 | 0 | 0 | 0 | 0 | 0 | 0 | 0 | 12
NO |  | 443 | 2011 | 14 | 21 | 21 |  | Baldwin | W. Mt. Vernon | 345 | 345 |  | 47.74 | 5.25 | 2 | 2-1272 ACSR 46.81 | 626157 | 11924720 | 12550877 | 0 | 0 | 0 | 0 | 0 | 0 | 0 | 0 | 614430378 | 0 | 0 | 0 | 0 | 0 | 0 | 0 | 0 | 0 | 0 | 0 | 12
NO |  | 443 | 2011 | 14 | 23 | 23 |  | Clinton P. S. | Rising | 345 | 345 |  | 52.02 | 0.34 | 2 | 2-1113 ACSR 12.7 | 1194955 | 9891230 | 11086185 | 0 | 0 | 0 | 0 | 0 | 0 | 0 | 0 | 614430379 | 0 | 0 | 0 | 0 | 0 | 0 | 0 | 0 | 0 | 0 | 0 | 12
NO |  | 443 | 2011 | 14 | 25 | 25 |  | Coffeen | Roxford-Stallings | 345 | 345 |  | 49.87 | 0 | 2 | 2156 ACSR | 1137351 | 10710824 | 11848175 | 0 | 0 | 0 | 0 | 0 | 0 | 0 | 0 | 614430380 | 0 | 0 | 0 | 0 | 0 | 0 | 0 | 0 | 0 | 0 | 0 | 12
NO |  | 443 | 2011 | 14 | 27 | 27 |  | W. Mt. Vernon | W Frankfort | 345 | 345 | H-Frame | 36.25 | 0 | 1 | 2-954 ACSR | 264980 | 5646591 | 5911571 | 0 | 0 | 0 | 0 | 0 | 0 | 0 | 0 | 0 | 0 | 0 | 0 | 0 | 0 | 0 | 0 | 0 | 0 | 0 | 0 | 12
NO |  | 443 | 2011 | 14 | 29 | 29 |  | Latham | Clinton P. S. | 345 | 345 |  | 22.33 | 7.28 | 2 | 2-1113 ACSR 12.61 | 249464 | 8338945 | 8588409 | 0 | 0 | 0 | 0 | 0 | 0 | 0 | 0 | 614430381 | 0 | 0 | 0 | 0 | 0 | 0 | 0 | 0 | 0 | 0 | 0 | 12
NO |  | 443 | 2011 | 14 | 31 | 31 |  | Oreana | Line 4571 | 345 | 345 | Steel Pole | 0 | 8.49 | 2 | 2-954 ACSR | 0 | 0 | 0 | 0 | 0 | 0 | 0 | 0 | 0 | 0 | 0 | 0 | 0 | 0 | 0 | 0 | 0 | 0 | 0 | 0 | 0 | 0 | 0 | 12
NO |  | 443 | 2011 | 14 | 33 | 33 |  | UE Roxford | Stallings | 345 | 345 |  | 8.44 | 0 | 2 | 2-1113 ACSR | 0 | 2114106 | 2114106 | 0 | 0 | 0 | 0 | 0 | 0 | 0 | 0 | 614430382 | 0 | 0 | 0 | 0 | 0 | 0 | 0 | 0 | 0 | 0 | 0 | 12
NO |  | 443 | 2011 | 14 | 35 | 35 |  |  | Total Expenses | 0 | 0 |  | 0 | 0 | 0 |  | 0 | 0 | 0 | 19064 | 9220256 | 686848 | 9926168 | 0 | 0 | 0 | 0 | 0 | 0 | 0 | 0 | 0 | 0 | 0 | 0 | 0 | 0 | 0 | 0 | 12
NO |  | 443 | 2011 | 0 | 36 | 36 |  | TOTAL |  | 0 | 0 |  | 4211.58 | 127.93 | 336 |  | 49325725 | 495406595 | 544732320 | 19064 | 9220256 | 686848 | 9926168 | 0 | 0 | 0 | 0 | 0 | 0 | 0 | 0 | 0 | 0 | 0 | 0 | 0 | 0 | 0 | 0 | 12
NO |  | 443 | 2011 | 1 | 7 | 7 |  | Ashley | Venice-2 | 138 | 138 | Steel Tower | 0.58 | 0 | 2 | 954 ACSR | 0 | 0 | 0 | 0 | 0 | 0 | 0 | 0 | 0 | 0 | 0 | 0 | 0 | 0 | 0 | 0 | 0 | 0 | 0 | 0 | 0 | 0 | 0 | 12
NO |  | 443 | 2011 | 1 | 9 | 9 |  | Palmyra | N. Marblehead | 161 | 161 | Wood H | 1.89 | 0 | 1 | 954 ACSR | 70371 | 614780 | 685151 | 0 | 0 | 0 | 0 | 0 | 0 | 0 | 0 | 0 | 0 | 0 | 0 | 0 | 0 | 0 | 0 | 0 | 0 | 0 | 0 | 12
NO |  | 443 | 2011 | 1 | 11 | 11 |  | Venice | Ridge-4 | 138 | 138 | Steel Tower | 5.04 | 0 | 1 | 954 ACSR | 221996 | 1485218 | 1707214 | 0 | 0 | 0 | 0 | 0 | 0 | 0 | 0 | 0 | 0 | 0 | 0 | 0 | 0 | 0 | 0 | 0 | 0 | 0 | 0 | 12
NO |  | 443 | 2011 | 1 | 14 | 14 |  |  |  | 0 | 0 |  | 11.12 | 0 | 2 | 954 ACSR | 0 | 0 | 0 | 0 | 0 | 0 | 0 | 0 | 0 | 0 | 0 | 0 | 0 | 0 | 0 | 0 | 0 | 0 | 0 | 0 | 0 | 0 | 0 | 12
NO |  | 443 | 2011 | 1 | 17 | 17 |  | Cahokia | Central 1&2 | 138 | 138 | Steel Tower | 1 | 0 | 2 | 954 ACSR | 6905 | 355889 | 362794 | 0 | 0 | 0 | 0 | 0 | 0 | 0 | 0 | 0 | 0 | 0 | 0 | 0 | 0 | 0 | 0 | 0 | 0 | 0 | 0 | 12
NO |  | 443 | 2011 | 1 | 19 | 19 |  | Coffeen | Stallings | 345 | 345 | Wood H | 0.2 | 0 | 2 | 954 ACSR | 0 | 100853 | 100853 | 0 | 0 | 0 | 0 | 0 | 0 | 0 | 0 | 0 | 0 | 0 | 0 | 0 | 0 | 0 | 0 | 0 | 0 | 0 | 0 | 12
NO |  | 443 | 2011 | 1 | 26 | 26 |  |  |  | 0 | 0 | Steel Tower | 0.06 | 0 | 1 | 954 ACSR | 0 | 0 | 0 | 0 | 0 | 0 | 0 | 0 | 0 | 0 | 0 | 0 | 0 | 0 | 0 | 0 | 0 | 0 | 0 | 0 | 0 | 0 | 0 | 12
NO |  | 443 | 2011 | 1 | 28 | 28 |  | Sioux | Roxford-5 | 345 | 345 | Steel Tower | 0.5 | 0 | 1 | 954ACSR | 0 | 291028 | 291028 | 0 | 0 | 0 | 0 | 0 | 0 | 0 | 0 | 0 | 0 | 0 | 0 | 0 | 0 | 0 | 0 | 0 | 0 | 0 | 0 | 12
NO |  | 443 | 2011 | 1 | 30 | 30 |  | Grand Tower | Perryville-UE | 138 | 138 | Wood H | 0.26 | 0 | 1 | 954 ACSR | 0 | 20318 | 20318 | 0 | 0 | 0 | 0 | 0 | 0 | 0 | 0 | 0 | 0 | 0 | 0 | 0 | 0 | 0 | 0 | 0 | 0 | 0 | 0 | 12
NO |  | 443 | 2011 | 1 | 32 | 32 |  | Macomb Northeast | Niota | 138 | 138 | Wood Pole | 41.37 | 0 | 1 | 954 ACSR | 1244090 | 6240025 | 7484115 | 0 | 0 | 0 | 0 | 0 | 0 | 0 | 0 | 0 | 0 | 0 | 0 | 0 | 0 | 0 | 0 | 0 | 0 | 0 | 0 | 12
NO |  | 443 | 2011 | 1 | 34 | 34 |  | Gibson City | Gibson City CTG (UE) | 138 | 138 | Steel Pole | 2.84 | 0 | 1 | 954 ACSR | 4800 | -16917 | -12117 | 0 | 0 | 0 | 0 | 0 | 0 | 0 | 0 | 0 | 0 | 0 | 0 | 0 | 0 | 0 | 0 | 0 | 0 | 0 | 0 | 12
NO |  | 443 | 2011 | 2 | 1 | 1 |  | MEREDOSIA EAST | JERSEYVILLE NORTHWEST | 0 | 0 |  | 0 | 0 | 0 |  | 0 | 0 | 0 | 0 | 0 | 0 | 0 | 0 | 0 | 0 | 0 | 0 | 0 | 0 | 0 | 0 | 0 | 0 | 0 | 0 | 0 | 0 | 0 | 12
NO |  | 443 | 2011 | 2 | 2 | 2 |  | Meredosia East | Roodhouse West | 138 | 138 | Wood Pole | 12.42 | 0 | 1 | 954 ACSR | 10376 | 10301682 | 10312058 | 0 | 0 | 0 | 0 | 0 | 0 | 0 | 0 | 0 | 0 | 0 | 0 | 0 | 0 | 0 | 0 | 0 | 0 | 0 | 0 | 12
NO |  | 443 | 2011 | 2 | 8 | 8 |  |  |  | 138 | 138 | Wood Pole | 0.28 | 0 | 1 | 954 ACSR | 0 | 0 | 0 | 0 | 0 | 0 | 0 | 0 | 0 | 0 | 0 | 0 | 0 | 0 | 0 | 0 | 0 | 0 | 0 | 0 | 0 | 0 | 0 | 12
NO |  | 443 | 2011 | 2 | 12 | 12 |  | Mattoon West | Charlston NE | 138 | 138 | Wood Pole | 7.89 | 0 | 1 | 954 ACSR | 631004 | 1527065 | 2158069 | 0 | 0 | 0 | 0 | 0 | 0 | 0 | 0 | 0 | 0 | 0 | 0 | 0 | 0 | 0 | 0 | 0 | 0 | 0 | 0 | 12
NO |  | 443 | 2011 | 2 | 22 | 22 |  | Grand Tower | Carbondale N.W. | 138 | 138 | Wood H | 16.66 | 0 | 1 | 556 ACSR | 8316 | 4511526 | 4519842 | 0 | 0 | 0 | 0 | 0 | 0 | 0 | 0 | 0 | 0 | 0 | 0 | 0 | 0 | 0 | 0 | 0 | 0 | 0 | 0 | 12
NO |  | 443 | 2011 | 2 | 25 | 25 |  |  |  | 138 | 138 | Wood H | 3.08 | 0 | 1 | 954 ACSR | 0 | 0 | 0 | 0 | 0 | 0 | 0 | 0 | 0 | 0 | 0 | 0 | 0 | 0 | 0 | 0 | 0 | 0 | 0 | 0 | 0 | 0 | 0 | 12
NO |  | 443 | 2011 | 2 | 29 | 29 |  | W. Frankfort East | Muddy | 138 | 138 | Steel Lat. H | 20.2 | 0 | 1 | 556 ACSR | 0 | 0 | 0 | 0 | 0 | 0 | 0 | 0 | 0 | 0 | 0 | 0 | 0 | 0 | 0 | 0 | 0 | 0 | 0 | 0 | 0 | 0 | 0 | 12
NO |  | 443 | 2011 | 3 | 1 | 1 |  | HUTSONVILLE | MEREDOSIA EAST | 0 | 0 |  | 0 | 0 | 0 |  | 0 | 0 | 0 | 0 | 0 | 0 | 0 | 0 | 0 | 0 | 0 | 0 | 0 | 0 | 0 | 0 | 0 | 0 | 0 | 0 | 0 | 0 | 0 | 12
NO |  | 443 | 2011 | 3 | 2 | 2 |  | Hutsonville | Neoga South | 138 | 138 | Wood H | 45.44 | 0 | 1 | 350 CU | 393151 | 11603417 | 11996568 | 0 | 0 | 0 | 0 | 0 | 0 | 0 | 0 | 0 | 0 | 0 | 0 | 0 | 0 | 0 | 0 | 0 | 0 | 0 | 0 | 12
NO |  | 443 | 2011 | 3 | 3 | 3 |  | Jacksonville Ind Pk | N. Jacksonville | 138 | 138 | Wood pole | 4.67 | 0 | 1 | 477 ACSR | 0 | 0 | 0 | 0 | 0 | 0 | 0 | 0 | 0 | 0 | 0 | 0 | 0 | 0 | 0 | 0 | 0 | 0 | 0 | 0 | 0 | 0 | 0 | 12
NO |  | 443 | 2011 | 3 | 7 | 7 |  | Pana North | Taylorville South | 138 | 138 | Wood H | 12.91 | 0 | 1 | 954 ACSR | 0 | 0 | 0 | 0 | 0 | 0 | 0 | 0 | 0 | 0 | 0 | 0 | 0 | 0 | 0 | 0 | 0 | 0 | 0 | 0 | 0 | 0 | 0 | 12
NO |  | 443 | 2011 | 3 | 11 | 11 |  | Taylorville South | Pawnee West | 138 | 138 | Wood H | 10.01 | 0 | 0 | 954 ACSR | 0 | 0 | 0 | 0 | 0 | 0 | 0 | 0 | 0 | 0 | 0 | 0 | 0 | 0 | 0 | 0 | 0 | 0 | 0 | 0 | 0 | 0 | 0 | 12
NO |  | 443 | 2011 | 3 | 12 | 12 |  | Taylorville South | Taylorville N.E. | 138 | 138 | Wood H | 7.98 | 0 | 1 | 350 CU | 0 | 0 | 0 | 0 | 0 | 0 | 0 | 0 | 0 | 0 | 0 | 0 | 0 | 0 | 0 | 0 | 0 | 0 | 0 | 0 | 0 | 0 | 0 | 12
NO |  | 443 | 2011 | 3 | 16 | 16 |  | Auburn North | Jacksonville North, Jacks | 138 | 138 | Wood H | 29.09 | 0 | 1 | 954 ACSR | 0 | 0 | 0 | 0 | 0 | 0 | 0 | 0 | 0 | 0 | 0 | 0 | 0 | 0 | 0 | 0 | 0 | 0 | 0 | 0 | 0 | 0 | 0 | 12
NO |  | 443 | 2011 | 3 | 18 | 18 |  | Jacksonville Ind. Park, I | Meredosia East | 138 | 138 | Wood H | 18.32 | 0 | 1 | 350 CU | 0 | 0 | 0 | 0 | 0 | 0 | 0 | 0 | 0 | 0 | 0 | 0 | 0 | 0 | 0 | 0 | 0 | 0 | 0 | 0 | 0 | 0 | 0 | 12
NO |  | 443 | 2011 | 3 | 29 | 29 |  | Murdock | Sidney I.P. | 138 | 138 | Wood H | 15.46 | 0 | 1 | 2156 ACSR | 0 | 0 | 0 | 0 | 0 | 0 | 0 | 0 | 0 | 0 | 0 | 0 | 0 | 0 | 0 | 0 | 0 | 0 | 0 | 0 | 0 | 0 | 0 | 12
NO |  | 443 | 2011 | 3 | 31 | 31 |  | Sidney, I.P. | Rantoul-Paxton East | 138 | 138 | Wood H | 30.53 | 0 | 1 | 350 CU | 0 | 0 | 0 | 0 | 0 | 0 | 0 | 0 | 0 | 0 | 0 | 0 | 0 | 0 | 0 | 0 | 0 | 0 | 0 | 0 | 0 | 0 | 0 | 12
NO |  | 443 | 2011 | 4 | 1 | 1 |  | Paxton East | Gibson City South | 138 | 138 | Wood H | 0.86 | 0 | 1 | 350 CU | 0 | 0 | 0 | 0 | 0 | 0 | 0 | 0 | 0 | 0 | 0 | 0 | 0 | 0 | 0 | 0 | 0 | 0 | 0 | 0 | 0 | 0 | 0 | 12
NO |  | 443 | 2011 | 4 | 4 | 4 |  | MEREDOSIA EAST | MACOMB WEST-QUINCY (NORTH L | 0 | 0 |  | 0 | 0 | 0 |  | 0 | 0 | 0 | 0 | 0 | 0 | 0 | 0 | 0 | 0 | 0 | 0 | 0 | 0 | 0 | 0 | 0 | 0 | 0 | 0 | 0 | 0 | 0 | 12
NO |  | 443 | 2011 | 4 | 7 | 7 |  | Clayton Junction | Macomb West | 138 | 138 | Wood H | 41.25 | 0 | 1 | 556 ACSR | 0 | 0 | 0 | 0 | 0 | 0 | 0 | 0 | 0 | 0 | 0 | 0 | 0 | 0 | 0 | 0 | 0 | 0 | 0 | 0 | 0 | 0 | 0 | 12
NO |  | 443 | 2011 | 4 | 10 | 10 |  | W. Frankfort | Benton Northwest | 138 | 138 | Wood H | 9.62 | 0 | 1 | 350 CU | 492785 | 7497290 | 7990075 | 0 | 0 | 0 | 0 | 0 | 0 | 0 | 0 | 0 | 0 | 0 | 0 | 0 | 0 | 0 | 0 | 0 | 0 | 0 | 0 | 12
NO |  | 443 | 2011 | 4 | 12 | 12 |  |  |  | 138 | 138 | Wood H | 0.59 | 0 | 1 | 556 ACSR | 0 | 0 | 0 | 0 | 0 | 0 | 0 | 0 | 0 | 0 | 0 | 0 | 0 | 0 | 0 | 0 | 0 | 0 | 0 | 0 | 0 | 0 | 0 | 12
NO |  | 443 | 2011 | 4 | 25 | 25 |  | Mt. Vernon West, I.P. | Louisville South-Ramsey E | 138 | 138 | Wood H | 19.97 | 0 | 1 | 350 CU | 0 | 0 | 0 | 0 | 0 | 0 | 0 | 0 | 0 | 0 | 0 | 0 | 0 | 0 | 0 | 0 | 0 | 0 | 0 | 0 | 0 | 0 | 0 | 12
NO |  | 443 | 2011 | 4 | 28 | 28 |  |  |  | 138 | 138 | Wood H | 40.08 | 0 | 1 | 954 ACSR | 0 | 0 | 0 | 0 | 0 | 0 | 0 | 0 | 0 | 0 | 0 | 0 | 0 | 0 | 0 | 0 | 0 | 0 | 0 | 0 | 0 | 0 | 0 | 12
NO |  | 443 | 2011 | 5 | 2 | 2 |  | Vermillion, I.P. | Hoopeston | 138 | 138 | Wood H | 22 | 0 | 1 | 556 ACSR | 105383 | 988870 | 1094253 | 0 | 0 | 0 | 0 | 0 | 0 | 0 | 0 | 0 | 0 | 0 | 0 | 0 | 0 | 0 | 0 | 0 | 0 | 0 | 0 | 12
NO |  | 443 | 2011 | 5 | 4 | 4 |  | Hoopeston | Paxton East | 138 | 138 | Wood H | 20.88 | 0 | 1 | 556 ACSR | 0 | 0 | 0 | 0 | 0 | 0 | 0 | 0 | 0 | 0 | 0 | 0 | 0 | 0 | 0 | 0 | 0 | 0 | 0 | 0 | 0 | 0 | 0 | 12
NO |  | 443 | 2011 | 5 | 15 | 15 |  | Newton | Effingham | 138 | 138 | Wood H | 21.94 | 0 | 1 | 2-954 ACSR | 620556 | 12535325 | 13155881 | 0 | 0 | 0 | 0 | 0 | 0 | 0 | 0 | 0 | 0 | 0 | 0 | 0 | 0 | 0 | 0 | 0 | 0 | 0 | 0 | 12
NO |  | 443 | 2011 | 5 | 21 | 21 |  | Mattoon | Murdock | 138 | 138 | Wood H | 24.56 | 0 | 1 | 954 ACSR | 0 | 0 | 0 | 0 | 0 | 0 | 0 | 0 | 0 | 0 | 0 | 0 | 0 | 0 | 0 | 0 | 0 | 0 | 0 | 0 | 0 | 0 | 0 | 12
NO |  | 443 | 2011 | 5 | 25 | 25 |  | Grand Tower | Marion South | 138 | 138 | Wood H | 30.54 | 0 | 1 | 556 ACSR | 218696 | 3604482 | 3823178 | 0 | 0 | 0 | 0 | 0 | 0 | 0 | 0 | 0 | 0 | 0 | 0 | 0 | 0 | 0 | 0 | 0 | 0 | 0 | 0 | 12
NO |  | 443 | 2011 | 5 | 31 | 31 |  | Harco South Tap |  | 138 | 138 | Wood H | 3.47 | 0 | 1 | 556 ACSR | 0 | 0 | 0 | 0 | 0 | 0 | 0 | 0 | 0 | 0 | 0 | 0 | 0 | 0 | 0 | 0 | 0 | 0 | 0 | 0 | 0 | 0 | 0 | 12
NO |  | 443 | 2011 | 5 | 33 | 33 |  | Amex Coal Tap |  | 138 | 138 | Wood H | 1.14 | 0 | 1 | 336ACSR | 0 | 0 | 0 | 0 | 0 | 0 | 0 | 0 | 0 | 0 | 0 | 0 | 0 | 0 | 0 | 0 | 0 | 0 | 0 | 0 | 0 | 0 | 0 | 12
NO |  | 443 | 2011 | 5 | 35 | 35 |  | Kenrllis Tap |  | 138 | 138 | Wood H | 0.27 | 0 | 1 | 336ACSR | 0 | 0 | 0 | 0 | 0 | 0 | 0 | 0 | 0 | 0 | 0 | 0 | 0 | 0 | 0 | 0 | 0 | 0 | 0 | 0 | 0 | 0 | 0 | 12
NO |  | 443 | 2011 | 6 | 2 | 2 |  | Steeleville | STR. No. 121 | 138 | 138 | H-Frame | 14.08 | 0 | 1 | 477 ACSR | 0 | 0 | 0 | 0 | 0 | 0 | 0 | 0 | 0 | 0 | 0 | 0 | 0 | 0 | 0 | 0 | 0 | 0 | 0 | 0 | 0 | 0 | 0 | 12
NO |  | 443 | 2011 | 6 | 4 | 4 |  | HUTSONVILLE | VINCENNES, P.S. IND. | 0 | 0 |  | 0 | 0 | 0 |  | 0 | 0 | 0 | 0 | 0 | 0 | 0 | 0 | 0 | 0 | 0 | 0 | 0 | 0 | 0 | 0 | 0 | 0 | 0 | 0 | 0 | 0 | 0 | 12
NO |  | 443 | 2011 | 6 | 9 | 9 |  | Robinson | Newton | 138 | 138 | Wood Pole | 31.18 | 0 | 1 | 1024.5 ACAR | 0 | 0 | 0 | 0 | 0 | 0 | 0 | 0 | 0 | 0 | 0 | 0 | 0 | 0 | 0 | 0 | 0 | 0 | 0 | 0 | 0 | 0 | 0 | 12
NO |  | 443 | 2011 | 6 | 18 | 18 |  |  |  | 138 | 138 | Al. Lat. H | 0.13 | 0 | 1 | 954 ACSR | 0 | 0 | 0 | 0 | 0 | 0 | 0 | 0 | 0 | 0 | 0 | 0 | 0 | 0 | 0 | 0 | 0 | 0 | 0 | 0 | 0 | 0 | 0 | 12
NO |  | 443 | 2011 | 6 | 20 | 20 |  | HAVANA I.P. | I.P. INTERCONNECTION | 0 | 0 |  | 0 | 0 | 0 |  | 0 | 0 | 0 | 0 | 0 | 0 | 0 | 0 | 0 | 0 | 0 | 0 | 0 | 0 | 0 | 0 | 0 | 0 | 0 | 0 | 0 | 0 | 0 | 12
NO |  | 443 | 2011 | 6 | 21 | 21 |  | Havana I.P. | Ipava South | 138 | 138 | Wood H | 14.07 | 0 | 1 | 2-954 ACSR | 14189 | 5739008 | 5753197 | 0 | 0 | 0 | 0 | 0 | 0 | 0 | 0 | 0 | 0 | 0 | 0 | 0 | 0 | 0 | 0 | 0 | 0 | 0 | 0 | 12
NO |  | 443 | 2011 | 6 | 23 | 23 |  | Ipava South | Canton South | 138 | 138 | Wood H | 21.18 | 0 | 1 | 556 ACSR | 0 | 0 | 0 | 0 | 0 | 0 | 0 | 0 | 0 | 0 | 0 | 0 | 0 | 0 | 0 | 0 | 0 | 0 | 0 | 0 | 0 | 0 | 0 | 12
NO |  | 443 | 2011 | 6 | 26 | 26 |  | Havana | Ipava (CIPS) | 138 | 138 |  | 0.41 | 0.44 | 2 | 1113 ACSR .45 MI, | 0 | 0 | 0 | 0 | 0 | 0 | 0 | 0 | 0 | 0 | 0 | 614430345 | 0 | 0 | 0 | 0 | 0 | 0 | 0 | 0 | 0 | 0 | 0 | 12
NO |  | 443 | 2011 | 6 | 29 | 29 |  | W. Frankfort East | Herrin East | 138 | 138 | Wood H | 10.07 | 0 | 2 | 556 ACSR | 76890 | 2147912 | 2224802 | 0 | 0 | 0 | 0 | 0 | 0 | 0 | 0 | 0 | 0 | 0 | 0 | 0 | 0 | 0 | 0 | 0 | 0 | 0 | 0 | 12
NO |  | 443 | 2011 | 7 | 6 | 6 |  | Norris City North | Muddy | 138 | 138 | Wood H | 23.14 | 0 | 1 | 556 ACSR | 0 | 0 | 0 | 0 | 0 | 0 | 0 | 0 | 0 | 0 | 0 | 0 | 0 | 0 | 0 | 0 | 0 | 0 | 0 | 0 | 0 | 0 | 0 | 12
NO |  | 443 | 2011 | 7 | 8 | 8 |  | I.P. Tap | Moweaqua North | 138 | 138 | Wood H | 3.37 | 0 | 1 | 556 ACSR | 0 | 0 | 0 | 0 | 0 | 0 | 0 | 0 | 0 | 0 | 0 | 0 | 0 | 0 | 0 | 0 | 0 | 0 | 0 | 0 | 0 | 0 | 0 | 12
NO |  | 443 | 2011 | 7 | 19 | 19 |  |  |  | 138 | 138 | Wood Pole | 0.14 | 0 | 2 | 1024.5 ACAR | 0 | 0 | 0 | 0 | 0 | 0 | 0 | 0 | 0 | 0 | 0 | 0 | 0 | 0 | 0 | 0 | 0 | 0 | 0 | 0 | 0 | 0 | 0 | 12
NO |  | 443 | 2011 | 7 | 28 | 28 |  | Joppa | Marion South | 161 | 161 | St. Lat. H | 32.44 | 0 | 1 | 1024.5 ACAR | 269531 | 1920579 | 2190110 | 0 | 0 | 0 | 0 | 0 | 0 | 0 | 0 | 0 | 0 | 0 | 0 | 0 | 0 | 0 | 0 | 0 | 0 | 0 | 0 | 12
NO |  | 443 | 2011 | 7 | 31 | 31 |  | Joppa | Mound City West | 161 | 161 | Wood H | 23.42 | 0 | 1 | 556 ACSR | 0 | 0 | 0 | 0 | 0 | 0 | 0 | 0 | 0 | 0 | 0 | 0 | 0 | 0 | 0 | 0 | 0 | 0 | 0 | 0 | 0 | 0 | 0 | 12
NO |  | 443 | 2011 | 7 | 33 | 33 |  | Coffeen | Pana North | 345 | 345 | Al. Lat. H | 30.4 | 0 | 1 | 954 ACSR | 89946 | 2401522 | 2491468 | 0 | 0 | 0 | 0 | 0 | 0 | 0 | 0 | 0 | 0 | 0 | 0 | 0 | 0 | 0 | 0 | 0 | 0 | 0 | 0 | 12
NO |  | 443 | 2011 | 8 | 2 | 2 |  | Coffeen North | Ramsey East | 345 | 345 | Al. Lat. H | 22.03 | 0 | 1 | 954 ACSR | 3064572 | 8554406 | 11618978 | 0 | 0 | 0 | 0 | 0 | 0 | 0 | 0 | 0 | 0 | 0 | 0 | 0 | 0 | 0 | 0 | 0 | 0 | 0 | 0 | 12
NO |  | 443 | 2011 | 8 | 8 | 8 |  | Casey West | Breed, I.M.P.C. Indiana | 345 | 345 | Al. Lat. H | 27.45 | 0 | 1 | 1158.4 ACSR | 0 | 0 | 0 | 0 | 0 | 0 | 0 | 0 | 0 | 0 | 0 | 0 | 0 | 0 | 0 | 0 | 0 | 0 | 0 | 0 | 0 | 0 | 0 | 12
NO |  | 443 | 2011 | 8 | 17 | 17 |  | Str. 98 | E.W. Frankfort | 345 | 345 | H-Frame | 33.72 | 0 | 1 | 2-954 ACSR | 0 | 0 | 0 | 0 | 0 | 0 | 0 | 0 | 0 | 0 | 0 | 0 | 0 | 0 | 0 | 0 | 0 | 0 | 0 | 0 | 0 | 0 | 0 | 12
NO |  | 443 | 2011 | 8 | 19 | 19 |  | NEWTON | KANSAS WEST | 0 | 0 |  | 0 | 0 | 0 |  | 0 | 0 | 0 | 0 | 0 | 0 | 0 | 0 | 0 | 0 | 0 | 0 | 0 | 0 | 0 | 0 | 0 | 0 | 0 | 0 | 0 | 0 | 0 | 12
NO |  | 443 | 2011 | 8 | 29 | 29 |  | Albion South | Gibson, PS. Indiana | 345 | 345 | St. Lat. H | 17.25 | 0 | 1 | 954 ACSR | 268799 | 1905037 | 2173836 | 0 | 0 | 0 | 0 | 0 | 0 | 0 | 0 | 0 | 0 | 0 | 0 | 0 | 0 | 0 | 0 | 0 | 0 | 0 | 0 | 12
NO |  | 443 | 2011 | 8 | 31 | 31 |  | W. Frankfort East | Norris City North | 345 | 345 | Steel Pole | 33.1 | 0 | 1 | 954 ACSR | 0 | 9593927 | 9593927 | 0 | 0 | 0 | 0 | 0 | 0 | 0 | 0 | 0 | 0 | 0 | 0 | 0 | 0 | 0 | 0 | 0 | 0 | 0 | 0 | 12
NO |  | 443 | 2011 | 9 | 1 | 1 |  | E.D. Edwards | Cat Mapleton | 138 | 138 | 1,3 | 5.79 | 0.3 | 1 | 927.2 ACAR | 0 | 408493 | 408493 | 0 | 0 | 0 | 0 | 0 | 0 | 0 | 0 | 0 | 0 | 0 | 0 | 0 | 0 | 0 | 0 | 0 | 0 | 0 | 0 | 12
NO |  | 443 | 2011 | 9 | 3 | 3 |  | Lincoln-Kickapoo | IP Co Tap | 138 | 138 | 1 | 5.22 | 0 | 1 | 477 ACSR | 3119 | 328687 | 331806 | 0 | 0 | 0 | 0 | 0 | 0 | 0 | 0 | 0 | 0 | 0 | 0 | 0 | 0 | 0 | 0 | 0 | 0 | 0 | 0 | 12
NO |  | 443 | 2011 | 9 | 5 | 5 |  | Fargo | Hines | 138 | 138 | 1,3,4 | 9.33 | 0 | 1 | 927.2 ACAR | 86431 | 2271273 | 2357704 | 0 | 0 | 0 | 0 | 0 | 0 | 0 | 0 | 0 | 0 | 0 | 0 | 0 | 0 | 0 | 0 | 0 | 0 | 0 | 0 | 12
NO |  | 443 | 2011 | 9 | 7 | 7 |  | R.S. Wallace | Tazewell | 138 | 138 | 1,3 | 6.52 | 6.62 | 1 | VARIOUS | 0 | 946689 | 946689 | 0 | 0 | 0 | 0 | 0 | 0 | 0 | 0 | 0 | 0 | 0 | 0 | 0 | 0 | 0 | 0 | 0 | 0 | 0 | 0 | 12
NO |  | 443 | 2011 | 9 | 9 | 9 |  | Tazewell | Eastern | 138 | 138 | 1,3 | 15.2 | 0 | 1 | 927.2 ACAR | 0 | 224721 | 224721 | 0 | 0 | 0 | 0 | 0 | 0 | 0 | 0 | 0 | 0 | 0 | 0 | 0 | 0 | 0 | 0 | 0 | 0 | 0 | 0 | 12
NO |  | 443 | 2011 | 9 | 11 | 11 |  | Hines Sub | Cat #2 Sub | 138 | 138 | 1,2,3 | 3.52 | 6.62 | 2 | VARIOUS | 0 | 0 | 0 | 0 | 0 | 0 | 0 | 0 | 0 | 0 | 0 | 0 | 0 | 0 | 0 | 0 | 0 | 0 | 0 | 0 | 0 | 0 | 0 | 12
NO |  | 443 | 2011 | 9 | 13 | 13 |  | E.D. Edwards | Fargo | 138 | 138 | 3 | 0 | 20.4 | 2 | 927.2 ACAR | 81485 | 1711482 | 1792967 | 0 | 0 | 0 | 0 | 0 | 0 | 0 | 0 | 0 | 0 | 0 | 0 | 0 | 0 | 0 | 0 | 0 | 0 | 0 | 0 | 12
NO |  | 443 | 2011 | 9 | 15 | 15 |  | E.D. Edwards | Cat Mapleton Fargo | 138 | 138 | 2,3 | 23.19 | 0 | 2 | 927.2 ACAR | 0 | 0 | 0 | 0 | 0 | 0 | 0 | 0 | 0 | 0 | 0 | 0 | 0 | 0 | 0 | 0 | 0 | 0 | 0 | 0 | 0 | 0 | 0 | 12
NO |  | 443 | 2011 | 9 | 17 | 17 |  | R.S. Wallace | Cat E. Peoria | 138 | 138 | 3 | 0 | 0.73 | 2 | 927.2 ACAR | 0 | 1176534 | 1176534 | 0 | 0 | 0 | 0 | 0 | 0 | 0 | 0 | 0 | 0 | 0 | 0 | 0 | 0 | 0 | 0 | 0 | 0 | 0 | 0 | 12
NO |  | 443 | 2011 | 9 | 19 | 19 |  | E.D. Edwards | Tazewell | 138 | 345 | 3 | 0 | 9 | 2 | 954 ACSR | 142199 | 536239 | 678438 | 0 | 0 | 0 | 0 | 0 | 0 | 0 | 0 | 0 | 0 | 0 | 0 | 0 | 0 | 0 | 0 | 0 | 0 | 0 | 0 | 12
NO |  | 443 | 2011 | 9 | 21 | 21 |  | E.D. Edwards | Tazewell | 138 | 138 | 3 | 9.07 | 0 | 2 | VARIOUS | 0 | 0 | 0 | 0 | 0 | 0 | 0 | 0 | 0 | 0 | 0 | 0 | 0 | 0 | 0 | 0 | 0 | 0 | 0 | 0 | 0 | 0 | 0 | 12
NO |  | 443 | 2011 | 9 | 23 | 23 |  | E.D. Edwards | Cat E. Peoria | 138 | 138 | 1,3 | 7.82 | 1.65 | 2 | VARIOUS | 0 | 17714 | 17714 | 0 | 0 | 0 | 0 | 0 | 0 | 0 | 0 | 0 | 0 | 0 | 0 | 0 | 0 | 0 | 0 | 0 | 0 | 0 | 0 | 12
NO |  | 443 | 2011 | 9 | 25 | 25 |  | Cat #2 Sub | Tazewell | 138 | 138 | 1,2,3 | 0 | 10.87 | 2 | VARIOUS | 251727 | 1983684 | 2235411 | 0 | 0 | 0 | 0 | 0 | 0 | 0 | 0 | 0 | 0 | 0 | 0 | 0 | 0 | 0 | 0 | 0 | 0 | 0 | 0 | 12
NO |  | 443 | 2011 | 9 | 27 | 27 |  | Fargo | Moss Cat | 138 | 138 | 3 | 13.73 | 0 | 2 | 927.2 ACAR | 164424 | 2721658 | 2886082 | 0 | 0 | 0 | 0 | 0 | 0 | 0 | 0 | 0 | 0 | 0 | 0 | 0 | 0 | 0 | 0 | 0 | 0 | 0 | 0 | 12
NO |  | 443 | 2011 | 9 | 29 | 29 |  | New Holland | Kickapoo | 138 | 138 | 1 | 12 | 0 | 1 | 336.4 MCM | 31094 | 206355 | 237449 | 0 | 0 | 0 | 0 | 0 | 0 | 0 | 0 | 0 | 0 | 0 | 0 | 0 | 0 | 0 | 0 | 0 | 0 | 0 | 0 | 12
NO |  | 443 | 2011 | 9 | 31 | 31 |  | Tazewell/Lincoln | E. Springfield | 138 | 138 | 1,2,3 | 58 | 0 | 1 | VARIOUS | 171450 | 16465240 | 16636690 | 0 | 0 | 0 | 0 | 0 | 0 | 0 | 0 | 0 | 0 | 0 | 0 | 0 | 0 | 0 | 0 | 0 | 0 | 0 | 0 | 12
NO |  | 443 | 2011 | 9 | 33 | 33 |  | E.D. Edwards | CE Co Tap | 138 | 138 | 1,3 | 1.21 | 0.3 | 2 | VARIOUS | 17488 | 146869 | 164357 | 0 | 0 | 0 | 0 | 0 | 0 | 0 | 0 | 0 | 0 | 0 | 0 | 0 | 0 | 0 | 0 | 0 | 0 | 0 | 0 | 12
NO |  | 443 | 2011 | 9 | 35 | 35 |  | Moss Cat | Hallock | 138 | 138 | 1,3 | 6.89 | 2.2 | 2 | 927.2 ACAR | 90080 | 889213 | 979293 | 0 | 0 | 0 | 0 | 0 | 0 | 0 | 0 | 0 | 0 | 0 | 0 | 0 | 0 | 0 | 0 | 0 | 0 | 0 | 0 | 12
NO |  | 443 | 2011 | 11 | 1 | 1 |  | Curtis Rd | Champaign | 0 | 138 | Wood Poles | 0 | 0 | 0 |  | 0 | 147277 | 147277 | 0 | 0 | 0 | 0 | 0 | 0 | 0 | 0 | 0 | 0 | 0 | 0 | 0 | 0 | 0 | 0 | 0 | 0 | 0 | 0 | 12
NO |  | 443 | 2011 | 11 | 3 | 3 |  | Clinton Rt. 54 | N. Decatur | 138 | 138 | Steel Tower | 17.58 | 2.48 | 2 | 336.4 ACSR | 41916 | 1712519 | 1754435 | 0 | 0 | 0 | 0 | 0 | 0 | 0 | 0 | 0 | 0 | 0 | 0 | 0 | 0 | 0 | 0 | 0 | 0 | 0 | 0 | 12
NO |  | 443 | 2011 | 11 | 5 | 5 |  | S. Bloomington | Raab Rd. Sw. Sta. | 138 | 138 |  | 7.28 | 0 | 1 | T-2 477 ACSR 3.5 | 0 | 897875 | 897875 | 0 | 0 | 0 | 0 | 0 | 0 | 0 | 0 | 614430347 | 0 | 0 | 0 | 0 | 0 | 0 | 0 | 0 | 0 | 0 | 0 | 12
NO |  | 443 | 2011 | 11 | 7 | 7 |  | N. Decatur | W. Illiopolis | 138 | 138 |  | 32.64 | 1.4 | 0 | 477 ACSR 13.4 MI, | 152089 | 5424803 | 5576892 | 0 | 0 | 0 | 0 | 0 | 0 | 0 | 0 | 614430348 | 0 | 0 | 0 | 0 | 0 | 0 | 0 | 0 | 0 | 0 | 0 | 12
NO |  | 443 | 2011 | 11 | 9 | 9 |  | W. Mason City | N. Decatur | 138 | 138 |  | 51.1 | 0 | 2 | 477 ACSR | 68792 | 2584534 | 2653326 | 0 | 0 | 0 | 0 | 0 | 0 | 0 | 0 | 614430349 | 0 | 0 | 0 | 0 | 0 | 0 | 0 | 0 | 0 | 0 | 0 | 12
NO |  | 443 | 2011 | 11 | 11 | 11 |  | Havana | Old Danver Rd. | 138 | 138 |  | 58.84 | 4.3 | 1 | 1113 ACSR 29.04 M | 119805 | 3492290 | 3612095 | 0 | 0 | 0 | 0 | 0 | 0 | 0 | 0 | 614430350 | 0 | 0 | 0 | 0 | 0 | 0 | 0 | 0 | 0 | 0 | 0 | 12
NO |  | 443 | 2011 | 11 | 13 | 13 |  | Havana | Monmouth Blvd. | 138 | 138 |  | 53.87 | 0 | 2 | 1113 ACSR 19.8 MI | 267026 | 11797113 | 12064139 | 0 | 0 | 0 | 0 | 0 | 0 | 0 | 0 | 614430351 | 0 | 0 | 0 | 0 | 0 | 0 | 0 | 0 | 0 | 0 | 0 | 12
NO |  | 443 | 2011 | 11 | 15 | 15 |  | S. Bloomington | Old Danvers Sw. Sta. | 138 | 138 | Steel Tower | 2.25 | 3.33 | 2 | 336.4 ACSR | 70121 | 1439606 | 1509727 | 0 | 0 | 0 | 0 | 0 | 0 | 0 | 0 | 0 | 0 | 0 | 0 | 0 | 0 | 0 | 0 | 0 | 0 | 0 | 0 | 12
NO |  | 443 | 2011 | 11 | 17 | 17 |  | E. Galesburg | E. Kewanee | 138 | 138 |  | 32.13 | 0 | 1 | 477 ACSR | 97325 | 808837 | 906162 | 0 | 0 | 0 | 0 | 0 | 0 | 0 | 0 | 614430352 | 0 | 0 | 0 | 0 | 0 | 0 | 0 | 0 | 0 | 0 | 0 | 12
NO |  | 443 | 2011 | 11 | 19 | 19 |  | S. Bloomington | Clinton Route 54 | 138 | 138 |  | 23 | 0 | 1 | 336.4 ACSR 20 MI, | 54076 | 2680874 | 2734950 | 0 | 0 | 0 | 0 | 0 | 0 | 0 | 0 | 614430353 | 0 | 0 | 0 | 0 | 0 | 0 | 0 | 0 | 0 | 0 | 0 | 12
NO |  | 443 | 2011 | 11 | 21 | 21 |  | Brokaw | Mahomet | 138 | 138 |  | 34.66 | 0 | 1 | 477 ACSR | 152842 | 2639122 | 2791964 | 0 | 0 | 0 | 0 | 0 | 0 | 0 | 0 | 614430354 | 0 | 0 | 0 | 0 | 0 | 0 | 0 | 0 | 0 | 0 | 0 | 12
NO |  | 443 | 2011 | 11 | 23 | 23 |  | S. Raab Road | Oglesby | 138 | 138 |  | 53.05 | 0 | 1 | 477 ACSR | 150771 | 3449402 | 3600173 | 0 | 0 | 0 | 0 | 0 | 0 | 0 | 0 | 614430357 | 0 | 0 | 0 | 0 | 0 | 0 | 0 | 0 | 0 | 0 | 0 | 12
NO |  | 443 | 2011 | 11 | 25 | 25 |  | N. Champaign | Sidney | 138 | 138 |  | 16.37 | 0 | 1 | 795 ACSR 9.8 MI, | 123054 | 1918156 | 2041210 | 0 | 0 | 0 | 0 | 0 | 0 | 0 | 0 | 614430387 | 0 | 0 | 0 | 0 | 0 | 0 | 0 | 0 | 0 | 0 | 0 | 12
NO |  | 443 | 2011 | 11 | 27 | 27 |  | E. Galesburg | Monmouth Blvd. | 138 | 138 | H-Frame | 8.63 | 0 | 1 | 1272 ACSR 4.6 MI, | 44334 | 553887 | 598221 | 0 | 0 | 0 | 0 | 0 | 0 | 0 | 0 | 0 | 0 | 0 | 0 | 0 | 0 | 0 | 0 | 0 | 0 | 0 | 0 | 12
NO |  | 443 | 2011 | 11 | 29 | 29 |  | Vermilion | N. Champaign | 138 | 138 |  | 26.8 | 0 | 1 | 477 ACSR | 146255 | 1226555 | 1372810 | 0 | 0 | 0 | 0 | 0 | 0 | 0 | 0 | 614430358 | 0 | 0 | 0 | 0 | 0 | 0 | 0 | 0 | 0 | 0 | 0 | 12
NO |  | 443 | 2011 | 11 | 31 | 31 |  | Havana | W. Mason City Tap | 138 | 138 |  | 20.2 | 0 | 2 | 954 ACSR 1.8 MI, | 32320 | 706326 | 738646 | 0 | 0 | 0 | 0 | 0 | 0 | 0 | 0 | 614430359 | 0 | 0 | 0 | 0 | 0 | 0 | 0 | 0 | 0 | 0 | 0 | 12
NO |  | 443 | 2011 | 11 | 33 | 33 |  | Decatur E. Main | Decatur Rt. 51 | 138 | 138 | Wood Pole | 2.44 | 0 | 1 | 1272 ACSR | 40875 | 179312 | 220187 | 0 | 0 | 0 | 0 | 0 | 0 | 0 | 0 | 0 | 0 | 0 | 0 | 0 | 0 | 0 | 0 | 0 | 0 | 0 | 0 | 12
NO |  | 443 | 2011 | 11 | 35 | 35 |  | Stallings | E. Collinsville | 138 | 138 | H-Frame | 8.6 | 0 | 1 | 1272 ACSR | 113022 | 1633753 | 1746775 | 0 | 0 | 0 | 0 | 0 | 0 | 0 | 0 | 0 | 0 | 0 | 0 | 0 | 0 | 0 | 0 | 0 | 0 | 0 | 0 | 12
NO |  | 443 | 2011 | 13 | 1 | 1 |  | Turkey Hill | S. Belleville | 138 | 138 | H-Frame | 2.29 | 0 | 1 | 1272 ACSR | 12133 | 303342 | 315475 | 0 | 0 | 0 | 0 | 0 | 0 | 0 | 0 | 0 | 0 | 0 | 0 | 0 | 0 | 0 | 0 | 0 | 0 | 0 | 0 | 12
NO |  | 443 | 2011 | 13 | 3 | 3 |  | Ashley | W. Frankfort | 138 | 138 | H-Frame | 35.44 | 0 | 1 | 477 ACSR | 64210 | 1677256 | 1741466 | 0 | 0 | 0 | 0 | 0 | 0 | 0 | 0 | 0 | 0 | 0 | 0 | 0 | 0 | 0 | 0 | 0 | 0 | 0 | 0 | 12
NO |  | 443 | 2011 | 13 | 5 | 5 |  | Midway | S. Centralia | 138 | 138 |  | 43.41 | 0 | 1 | 477 ACSR | 71997 | 1931816 | 2003813 | 0 | 0 | 0 | 0 | 0 | 0 | 0 | 0 | 614430367 | 0 | 0 | 0 | 0 | 0 | 0 | 0 | 0 | 0 | 0 | 0 | 12
NO |  | 443 | 2011 | 13 | 7 | 7 |  | S. Centralia | W. Mt. Vernon | 138 | 138 | H-Frame | 15.8 | 0 | 1 | 477 ACSR | 22231 | 549651 | 571882 | 0 | 0 | 0 | 0 | 0 | 0 | 0 | 0 | 0 | 0 | 0 | 0 | 0 | 0 | 0 | 0 | 0 | 0 | 0 | 0 | 12
NO |  | 443 | 2011 | 13 | 9 | 9 |  | Hennepin | E. Kewanee | 138 | 138 | H- Frame | 31.39 | 0 | 2 | 477 ACSR | 62859 | 1157450 | 1220309 | 0 | 0 | 0 | 0 | 0 | 0 | 0 | 0 | 0 | 0 | 0 | 0 | 0 | 0 | 0 | 0 | 0 | 0 | 0 | 0 | 12
NO |  | 443 | 2011 | 13 | 11 | 11 |  | Hennepin | Oglesby | 138 | 138 | H-Frame | 13.38 | 0 | 1 | T2-477 .64 MI, 47 | 19513 | 1022824 | 1042337 | 0 | 0 | 0 | 0 | 0 | 0 | 0 | 0 | 0 | 0 | 0 | 0 | 0 | 0 | 0 | 0 | 0 | 0 | 0 | 0 | 12
NO |  | 443 | 2011 | 13 | 13 | 13 |  | S. Bloomington | Brokaw | 138 | 138 |  | 4.94 | 0 | 2 | 1272 ACSR 1.3 MI, | 147830 | 2038737 | 2186567 | 0 | 0 | 0 | 0 | 0 | 0 | 0 | 0 | 614430368 | 0 | 0 | 0 | 0 | 0 | 0 | 0 | 0 | 0 | 0 | 0 | 12
NO |  | 443 | 2011 | 13 | 15 | 15 |  | Latham | N. Decatur | 138 | 138 |  | 14.99 | 0 | 2 | 795 ACSR 2 MI, 47 | 42750 | 322327 | 365077 | 0 | 0 | 0 | 0 | 0 | 0 | 0 | 0 | 614430369 | 0 | 0 | 0 | 0 | 0 | 0 | 0 | 0 | 0 | 0 | 0 | 12
NO |  | 443 | 2011 | 13 | 17 | 17 |  | Vermilion | Tilton GM | 138 | 138 |  | 11.44 | 0 | 1 | 1272 ACSR | 97666 | 1131257 | 1228923 | 0 | 0 | 0 | 0 | 0 | 0 | 0 | 0 | 614430370 | 0 | 0 | 0 | 0 | 0 | 0 | 0 | 0 | 0 | 0 | 0 | 12
NO |  | 443 | 2011 | 13 | 19 | 19 |  | Bunsonville | Tilton GM | 138 | 138 |  | 8.59 | 0.69 | 1 | 2156 ACSR 7.1 MI | 100378 | 619470 | 719848 | 0 | 0 | 0 | 0 | 0 | 0 | 0 | 0 | 614430371 | 0 | 0 | 0 | 0 | 0 | 0 | 0 | 0 | 0 | 0 | 0 | 12
NO |  | 443 | 2011 | 13 | 21 | 21 |  | Brokaw | Gibson City | 138 | 138 | H-Frame | 28.49 | 0 | 1 | 477 ACSR | 0 | 202379 | 202379 | 0 | 0 | 0 | 0 | 0 | 0 | 0 | 0 | 0 | 0 | 0 | 0 | 0 | 0 | 0 | 0 | 0 | 0 | 0 | 0 | 12
NO |  | 443 | 2011 | 13 | 23 | 23 |  | S. Belleville | Centreville 138 KV | 138 | 138 |  | 8.35 | 0 | 1 | 477 ACSR 7.9 MI, | 191391 | 2673259 | 2864650 | 0 | 0 | 0 | 0 | 0 | 0 | 0 | 0 | 614430372 | 0 | 0 | 0 | 0 | 0 | 0 | 0 | 0 | 0 | 0 | 0 | 12
NO |  | 443 | 2011 | 13 | 25 | 25 |  | Rising | N. Champaign | 138 | 138 |  | 10.78 | 0 | 1 | 2156 ACSR 8.8 MI, | 96850 | 1551053 | 1647903 | 0 | 0 | 0 | 0 | 0 | 0 | 0 | 0 | 614430373 | 0 | 0 | 0 | 0 | 0 | 0 | 0 | 0 | 0 | 0 | 0 | 12
NO |  | 443 | 2011 | 13 | 27 | 27 |  | Brokaw | S. Bloomington | 138 | 138 |  | 3.2 | 2.44 | 2 | 1272 ACSR 4.5 MI, | 23050 | 1335820 | 1358870 | 0 | 0 | 0 | 0 | 0 | 0 | 0 | 0 | 614430374 | 0 | 0 | 0 | 0 | 0 | 0 | 0 | 0 | 0 | 0 | 0 | 12
NO |  | 443 | 2011 | 13 | 29 | 29 |  | N. Decatur St | N. 27 St. | 138 | 138 | Wood Pole | 2.18 | 0 | 1 | 1272 ACSR | 197093 | 301101 | 498194 | 0 | 0 | 0 | 0 | 0 | 0 | 0 | 0 | 0 | 0 | 0 | 0 | 0 | 0 | 0 | 0 | 0 | 0 | 0 | 0 | 12
NO |  | 443 | 2011 | 13 | 31 | 31 |  | N. 27 St. | ADM N. Sub | 138 | 138 | Wood Pole | 2.1 | 0 | 1 | 2156 ACSR | 0 | 462150 | 462150 | 0 | 0 | 0 | 0 | 0 | 0 | 0 | 0 | 0 | 0 | 0 | 0 | 0 | 0 | 0 | 0 | 0 | 0 | 0 | 0 | 12
NO |  | 443 | 2011 | 13 | 33 | 33 |  | ADM N. Sub | Oreana | 138 | 138 | Wood Pole | 3.23 | 0 | 1 | 2156 ACSR | 34620 | 855503 | 890123 | 0 | 0 | 0 | 0 | 0 | 0 | 0 | 0 | 0 | 0 | 0 | 0 | 0 | 0 | 0 | 0 | 0 | 0 | 0 | 0 | 12
NO |  | 443 | 2011 | 13 | 35 | 35 |  | ADM N. Sub | Faries Pkwy. | 138 | 138 | Wood Pole | 1.36 | 0 | 1 | T-2 795 ACSR 1.2 | 28912 | 520799 | 549711 | 0 | 0 | 0 | 0 | 0 | 0 | 0 | 0 | 0 | 0 | 0 | 0 | 0 | 0 | 0 | 0 | 0 | 0 | 0 | 0 | 12
NO |  | 443 | 2011 | 14 | 34 | 34 |  | N.LaSalle-Ottawa | Wedron-Fox River | 138 | 138 | Steel Pole | 24.5 | 0 | 1 | 477 ACSR | 9352712 | 25279506 | 34632218 | 0 | 0 | 0 | 0 | 0 | 0 | 0 | 0 | 0 | 0 | 0 | 0 | 0 | 0 | 0 | 0 | 0 | 0 | 0 | 0 | 12
NO |  | 258 | 2011 | 0 | 1 | 1 |  | Ashtabula | Erie West (Penelec) | 345 | 345 | Steel Tower | 14.92 | 0 | 1 | 954 ACSR | 0 | 882225 | 882225 | 0 | 0 | 0 | 0 | 0 | 0 | 0 | 0 | 0 | 0 | 0 | 0 | 0 | 0 | 0 | 0 | 0 | 0 | 0 | 0 | 12
NO |  | 258 | 2011 | 0 | 2 | 2 |  | Avon | Beaver #1 | 345 | 345 | Steel Tower | 16.16 | 0 | 1 | 954 ACSR | 0 | 3406615 | 3406615 | 0 | 0 | 0 | 0 | 0 | 0 | 0 | 0 | 0 | 0 | 0 | 0 | 0 | 0 | 0 | 0 | 0 | 0 | 0 | 0 | 12
NO |  | 258 | 2011 | 0 | 3 | 3 |  | Avon | Beaver #2 | 345 | 345 | Steel Tower | 1.8 | 12.61 | 1 | 954 ACSR | 0 | 3526175 | 3526175 | 0 | 0 | 0 | 0 | 0 | 0 | 0 | 0 | 0 | 0 | 0 | 0 | 0 | 0 | 0 | 0 | 0 | 0 | 0 | 0 | 12
NO |  | 258 | 2011 | 0 | 4 | 4 |  | Avon | Beaver #2 | 345 | 345 | Steel Pole | 1.8 | 0 | 1 | 954 ACSR | 0 | 0 | 0 | 0 | 0 | 0 | 0 | 0 | 0 | 0 | 0 | 0 | 0 | 0 | 0 | 0 | 0 | 0 | 0 | 0 | 0 | 0 | 0 | 12
NO |  | 258 | 2011 | 0 | 5 | 5 |  | Avon | Juniper | 345 | 345 | Steel H Frame | 44.05 | 0 | 1 | 954 ACSR | 0 | 30581100 | 30581100 | 0 | 0 | 0 | 0 | 0 | 0 | 0 | 0 | 0 | 0 | 0 | 0 | 0 | 0 | 0 | 0 | 0 | 0 | 0 | 0 | 12
NO |  | 258 | 2011 | 0 | 6 | 6 |  | Bay Shore | Fostoria Central | 345 | 345 | Steel Tower | 20.03 | 0 | 1 | 1024ACSR | 0 | 2803423 | 2803423 | 0 | 0 | 0 | 0 | 0 | 0 | 0 | 0 | 0 | 0 | 0 | 0 | 0 | 0 | 0 | 0 | 0 | 0 | 0 | 0 | 12
NO |  | 258 | 2011 | 0 | 7 | 7 |  | Bay Shore | Monroe | 345 | 345 | Steel Tower | 7.43 | 0 | 1 | 1024ACSR | 0 | 305959 | 305959 | 0 | 0 | 0 | 0 | 0 | 0 | 0 | 0 | 0 | 0 | 0 | 0 | 0 | 0 | 0 | 0 | 0 | 0 | 0 | 0 | 12
NO |  | 258 | 2011 | 0 | 8 | 8 |  | Bay Shore | Monroe | 345 | 345 | Steel Tower | 1 | 0 | 1 | 2253ACSR | 0 | 0 | 0 | 0 | 0 | 0 | 0 | 0 | 0 | 0 | 0 | 0 | 0 | 0 | 0 | 0 | 0 | 0 | 0 | 0 | 0 | 0 | 0 | 12
NO |  | 258 | 2011 | 0 | 9 | 9 |  | Beaver | Carlisle | 345 | 345 | Steel Tower | 16.73 | 0 | 1 | 954ACSR | 0 | 2646947 | 2646947 | 0 | 0 | 0 | 0 | 0 | 0 | 0 | 0 | 0 | 0 | 0 | 0 | 0 | 0 | 0 | 0 | 0 | 0 | 0 | 0 | 12
NO |  | 258 | 2011 | 0 | 10 | 10 |  | Beaver | Carlisle | 345 | 345 | Steel H Frame | 1.49 | 0 | 1 | 954ACSR | 0 | 0 | 0 | 0 | 0 | 0 | 0 | 0 | 0 | 0 | 0 | 0 | 0 | 0 | 0 | 0 | 0 | 0 | 0 | 0 | 0 | 0 | 0 | 12
NO |  | 258 | 2011 | 0 | 11 | 11 |  | Beaver | Davis Besse | 345 | 345 | Steel Pole | 1.66 | 0 | 1 | 954ACSR | 0 | 10431219 | 10431219 | 0 | 0 | 0 | 0 | 0 | 0 | 0 | 0 | 0 | 0 | 0 | 0 | 0 | 0 | 0 | 0 | 0 | 0 | 0 | 0 | 12
NO |  | 258 | 2011 | 0 | 12 | 12 |  | Beaver | Davis Besse | 345 | 345 | Steel Tower | 54.62 | 3.55 | 1 | 954ACSR | 0 | 0 | 0 | 0 | 0 | 0 | 0 | 0 | 0 | 0 | 0 | 0 | 0 | 0 | 0 | 0 | 0 | 0 | 0 | 0 | 0 | 0 | 0 | 12
NO |  | 258 | 2011 | 0 | 13 | 13 |  | Beaver Valley | Hanna | 345 | 345 | Steel Tower | 0 | 52.02 | 1 | 954ACSR | 0 | 4770561 | 4770561 | 0 | 0 | 0 | 0 | 0 | 0 | 0 | 0 | 0 | 0 | 0 | 0 | 0 | 0 | 0 | 0 | 0 | 0 | 0 | 0 | 12
NO |  | 258 | 2011 | 0 | 14 | 14 |  | Beaver Valley | Hanna | 345 | 345 | Wood H Frame | 0.69 | 0 | 1 | 954ACSR | 0 | 0 | 0 | 0 | 0 | 0 | 0 | 0 | 0 | 0 | 0 | 0 | 0 | 0 | 0 | 0 | 0 | 0 | 0 | 0 | 0 | 0 | 0 | 12
NO |  | 258 | 2011 | 0 | 15 | 15 |  | Beaver Valley | Hanna | 345 | 345 | Steel Tower | 6.4 | 0 | 1 | 1024ACSR | 0 | 0 | 0 | 0 | 0 | 0 | 0 | 0 | 0 | 0 | 0 | 0 | 0 | 0 | 0 | 0 | 0 | 0 | 0 | 0 | 0 | 0 | 0 | 12
NO |  | 258 | 2011 | 0 | 16 | 16 |  | Beaver Valley | Sammis (OH) | 345 | 345 | Steel Tower | 0.17 | 0 | 1 | 954ACSR | 0 | 689418 | 689418 | 0 | 0 | 0 | 0 | 0 | 0 | 0 | 0 | 0 | 0 | 0 | 0 | 0 | 0 | 0 | 0 | 0 | 0 | 0 | 0 | 12
NO |  | 258 | 2011 | 0 | 17 | 17 |  | Beaver Valley | Sammis (OH) | 345 | 345 | Wood H Frame | 0.21 | 0 | 1 | 954ACSR | 0 | 0 | 0 | 0 | 0 | 0 | 0 | 0 | 0 | 0 | 0 | 0 | 0 | 0 | 0 | 0 | 0 | 0 | 0 | 0 | 0 | 0 | 0 | 12
NO |  | 258 | 2011 | 0 | 18 | 18 |  | Beaver Valley | Sammis (PA) | 345 | 345 | Steel Tower | 6.1 | 0 | 0 | 954ACSR | 376041 | 1818951 | 2194992 | 0 | 0 | 0 | 0 | 0 | 0 | 0 | 0 | 0 | 0 | 0 | 0 | 0 | 0 | 0 | 0 | 0 | 0 | 0 | 0 | 12
NO |  | 258 | 2011 | 0 | 19 | 19 |  | Beaver Valley | Sammis (WV) | 345 | 345 | Steel Tower | 7.3 | 0 | 0 | 954ACSR | 7251 | 2266770 | 2274021 | 0 | 0 | 0 | 0 | 0 | 0 | 0 | 0 | 0 | 0 | 0 | 0 | 0 | 0 | 0 | 0 | 0 | 0 | 0 | 0 | 12
NO |  | 258 | 2011 | 0 | 20 | 20 |  | Carlisle | Star | 345 | 345 | Steel Tower | 33.39 | 1.73 | 1 | 954ACSR | 0 | 4920501 | 4920501 | 0 | 0 | 0 | 0 | 0 | 0 | 0 | 0 | 0 | 0 | 0 | 0 | 0 | 0 | 0 | 0 | 0 | 0 | 0 | 0 | 12
NO |  | 258 | 2011 | 0 | 21 | 21 |  | Carlisle | Star | 345 | 345 | Wood H Frame | 2.09 | 0 | 1 | 954ACSR | 0 | 0 | 0 | 0 | 0 | 0 | 0 | 0 | 0 | 0 | 0 | 0 | 0 | 0 | 0 | 0 | 0 | 0 | 0 | 0 | 0 | 0 | 0 | 12
NO |  | 258 | 2011 | 0 | 22 | 22 |  | Chamberlin | Harding | 345 | 345 | Wood H Frame | 17.54 | 0 | 1 | 954ACSR | 0 | 19867536 | 19867536 | 0 | 0 | 0 | 0 | 0 | 0 | 0 | 0 | 0 | 0 | 0 | 0 | 0 | 0 | 0 | 0 | 0 | 0 | 0 | 0 | 12
NO |  | 258 | 2011 | 0 | 23 | 23 |  | Chamberlin | Mansfield | 345 | 345 | Steel Tower | 73.04 | 0.7 | 1 | 954ACSR | 257604 | 33306551 | 33564155 | 0 | 0 | 0 | 0 | 0 | 0 | 0 | 0 | 0 | 0 | 0 | 0 | 0 | 0 | 0 | 0 | 0 | 0 | 0 | 0 | 12
NO |  | 258 | 2011 | 0 | 24 | 24 |  | Chamberlin | Mansfield | 345 | 345 | Steel Tower | 8.4 | 0 | 1 | 1024ACSR | 0 | 0 | 0 | 0 | 0 | 0 | 0 | 0 | 0 | 0 | 0 | 0 | 0 | 0 | 0 | 0 | 0 | 0 | 0 | 0 | 0 | 0 | 0 | 12
NO |  | 258 | 2011 | 0 | 25 | 25 |  | Chamberlin | Mansfield | 345 | 345 | Steel Pole | 4.53 | 0 | 1 | 954ACSR | 0 | 0 | 0 | 0 | 0 | 0 | 0 | 0 | 0 | 0 | 0 | 0 | 0 | 0 | 0 | 0 | 0 | 0 | 0 | 0 | 0 | 0 | 0 | 12
NO |  | 258 | 2011 | 0 | 26 | 26 |  | Davis Besse | Bay Shore | 345 | 345 | Steel Tower | 20.67 | 0 | 1 | 954ACSR | 0 | 3056340 | 3056340 | 0 | 0 | 0 | 0 | 0 | 0 | 0 | 0 | 0 | 0 | 0 | 0 | 0 | 0 | 0 | 0 | 0 | 0 | 0 | 0 | 12
NO |  | 258 | 2011 | 0 | 27 | 27 |  | Davis Besse | Lemoyne | 345 | 345 | Steel Tower | 21.5 | 0 | 1 | 954ACSR | 0 | 2767700 | 2767700 | 0 | 0 | 0 | 0 | 0 | 0 | 0 | 0 | 0 | 0 | 0 | 0 | 0 | 0 | 0 | 0 | 0 | 0 | 0 | 0 | 12
NO |  | 258 | 2011 | 0 | 28 | 28 |  | Eastlake | Juniper | 345 | 345 | Steel Tower | 40.78 | 0 | 1 | 954ACSR | 0 | 5999512 | 5999512 | 0 | 0 | 0 | 0 | 0 | 0 | 0 | 0 | 0 | 0 | 0 | 0 | 0 | 0 | 0 | 0 | 0 | 0 | 0 | 0 | 12
NO |  | 258 | 2011 | 0 | 29 | 29 |  | Hanna | Canton Central | 345 | 345 | Steel Tower | 26.6 | 0 | 1 | 954ACSR | 0 | 1809607 | 1809607 | 0 | 0 | 0 | 0 | 0 | 0 | 0 | 0 | 0 | 0 | 0 | 0 | 0 | 0 | 0 | 0 | 0 | 0 | 0 | 0 | 12
NO |  | 258 | 2011 | 0 | 30 | 30 |  | Hanna | Highland | 345 | 345 | Steel Tower | 0.7 | 0 | 1 | 954ACSR | 0 | 2744076 | 2744076 | 0 | 0 | 0 | 0 | 0 | 0 | 0 | 0 | 0 | 0 | 0 | 0 | 0 | 0 | 0 | 0 | 0 | 0 | 0 | 0 | 12
NO |  | 258 | 2011 | 0 | 31 | 31 |  | Hanna | Highland | 345 | 345 | Wood H Frame | 23.76 | 0 | 1 | 954ACSR | 0 | 0 | 0 | 0 | 0 | 0 | 0 | 0 | 0 | 0 | 0 | 0 | 0 | 0 | 0 | 0 | 0 | 0 | 0 | 0 | 0 | 0 | 0 | 12
NO |  | 258 | 2011 | 0 | 32 | 32 |  | Harding | Fox | 345 | 345 | Steel Pole | 5.2 | 0 | 2 | 954ACSR | 0 | 3193135 | 3193135 | 0 | 0 | 0 | 0 | 0 | 0 | 0 | 0 | 0 | 0 | 0 | 0 | 0 | 0 | 0 | 0 | 0 | 0 | 0 | 0 | 12
NO |  | 258 | 2011 | 0 | 33 | 33 |  | Highland | Mansfield (OH) | 345 | 345 | Steel Pole | 0.16 | 0 | 1 | 954ACSR | 159132 | 12839817 | 12998949 | 0 | 0 | 0 | 0 | 0 | 0 | 0 | 0 | 0 | 0 | 0 | 0 | 0 | 0 | 0 | 0 | 0 | 0 | 0 | 0 | 12
NO |  | 258 | 2011 | 0 | 34 | 34 |  | Highland | Mansfield (OH) | 345 | 345 | Steel Tower | 40.61 | 0 | 1 | 954ACSR | 0 | 0 | 0 | 0 | 0 | 0 | 0 | 0 | 0 | 0 | 0 | 0 | 0 | 0 | 0 | 0 | 0 | 0 | 0 | 0 | 0 | 0 | 0 | 12
NO |  | 258 | 2011 | 0 | 35 | 35 |  | Highland | Mansfield (PA) | 345 | 345 | Steel Tower | 10.4 | 0 | 1 | 954ACSR | 0 | 436241 | 436241 | 0 | 0 | 0 | 0 | 0 | 0 | 0 | 0 | 0 | 0 | 0 | 0 | 0 | 0 | 0 | 0 | 0 | 0 | 0 | 0 | 12
NO |  | 258 | 2011 | 1 | 1 | 1 |  | Highland | Shenango (OH) | 345 | 345 | Steel Tower | 3.71 | 0 | 1 | 954ACSR | 0 | 4827939 | 4827939 | 0 | 0 | 0 | 0 | 0 | 0 | 0 | 0 | 0 | 0 | 0 | 0 | 0 | 0 | 0 | 0 | 0 | 0 | 0 | 0 | 12
NO |  | 258 | 2011 | 1 | 2 | 2 |  | Highland | Shenango (OH) | 345 | 345 | Steel Pole | 2.01 | 0 | 1 | 954ACSR | 0 | 0 | 0 | 0 | 0 | 0 | 0 | 0 | 0 | 0 | 0 | 0 | 0 | 0 | 0 | 0 | 0 | 0 | 0 | 0 | 0 | 0 | 0 | 12
NO |  | 258 | 2011 | 1 | 3 | 3 |  | Highland | Shenango (OH) | 345 | 345 | Wood H Frame | 13.6 | 0 | 1 | 954ACSR | 0 | 0 | 0 | 0 | 0 | 0 | 0 | 0 | 0 | 0 | 0 | 0 | 0 | 0 | 0 | 0 | 0 | 0 | 0 | 0 | 0 | 0 | 0 | 12
NO |  | 258 | 2011 | 1 | 4 | 4 |  | Highland | Shenango (PA) | 345 | 345 | Steel Tower | 4.28 | 0 | 1 | 954ACSR | 0 | 689224 | 689224 | 0 | 0 | 0 | 0 | 0 | 0 | 0 | 0 | 0 | 0 | 0 | 0 | 0 | 0 | 0 | 0 | 0 | 0 | 0 | 0 | 12
NO |  | 258 | 2011 | 1 | 5 | 5 |  | Hoytdale | Shenango (PA) | 345 | 345 | Steel Tower | 23.82 | 7.11 | 1 | 954ACSR | 0 | 3708478 | 3708478 | 0 | 0 | 0 | 0 | 0 | 0 | 0 | 0 | 0 | 0 | 0 | 0 | 0 | 0 | 0 | 0 | 0 | 0 | 0 | 0 | 12
NO |  | 258 | 2011 | 1 | 6 | 6 |  | Hyatt | Tangy | 345 | 345 | Steel Tower | 3.09 | 0 | 1 | 954ACSR | 0 | 2736337 | 2736337 | 0 | 0 | 0 | 0 | 0 | 0 | 0 | 0 | 0 | 0 | 0 | 0 | 0 | 0 | 0 | 0 | 0 | 0 | 0 | 0 | 12
NO |  | 258 | 2011 | 1 | 7 | 7 |  | Inland | Harding | 345 | 345 | Steel Pole | 2.1 | 2.16 | 1 | 954ACSR | 0 | 1686194 | 1686194 | 0 | 0 | 0 | 0 | 0 | 0 | 0 | 0 | 0 | 0 | 0 | 0 | 0 | 0 | 0 | 0 | 0 | 0 | 0 | 0 | 12
NO |  | 258 | 2011 | 1 | 8 | 8 |  | Juniper | Hanna | 345 | 345 | Steel Tower | 27.88 | 0.07 | 1 | 954ACSR | 0 | 1912640 | 1912640 | 0 | 0 | 0 | 0 | 0 | 0 | 0 | 0 | 0 | 0 | 0 | 0 | 0 | 0 | 0 | 0 | 0 | 0 | 0 | 0 | 12
NO |  | 258 | 2011 | 1 | 9 | 9 |  | Juniper | Harding | 345 | 345 | Steel Pole | 4.24 | 0 | 1 | 954ACSR | 0 | 19623865 | 19623865 | 0 | 0 | 0 | 0 | 0 | 0 | 0 | 0 | 0 | 0 | 0 | 0 | 0 | 0 | 0 | 0 | 0 | 0 | 0 | 0 | 12
NO |  | 258 | 2011 | 1 | 10 | 10 |  | Juniper | Harding | 345 | 345 | Steel Tower | 3.63 | 0 | 1 | 954ACSR | 0 | 0 | 0 | 0 | 0 | 0 | 0 | 0 | 0 | 0 | 0 | 0 | 0 | 0 | 0 | 0 | 0 | 0 | 0 | 0 | 0 | 0 | 0 | 12
NO |  | 258 | 2011 | 1 | 11 | 11 |  | Juniper | Star | 345 | 345 | Steel Tower | 8.56 | 9.6 | 1 | 954ACSR | 0 | 6732222 | 6732222 | 0 | 0 | 0 | 0 | 0 | 0 | 0 | 0 | 0 | 0 | 0 | 0 | 0 | 0 | 0 | 0 | 0 | 0 | 0 | 0 | 12
NO |  | 258 | 2011 | 1 | 12 | 12 |  | Juniper | Star | 345 | 345 | Steel H Frame | 11.36 | 0 | 1 | 954ACSR | 0 | 0 | 0 | 0 | 0 | 0 | 0 | 0 | 0 | 0 | 0 | 0 | 0 | 0 | 0 | 0 | 0 | 0 | 0 | 0 | 0 | 0 | 0 | 12
NO |  | 258 | 2011 | 1 | 13 | 13 |  | Lemoyne | Majestic | 345 | 345 | Steel Tower | 0 | 18.31 | 1 | 1024ACSR | 0 | 2795828 | 2795828 | 0 | 0 | 0 | 0 | 0 | 0 | 0 | 0 | 0 | 0 | 0 | 0 | 0 | 0 | 0 | 0 | 0 | 0 | 0 | 0 | 12
NO |  | 258 | 2011 | 1 | 14 | 14 |  | Lemoyne | Majestic | 345 | 345 | Steel Tower | 0 | 1 | 1 | 2253ACSR | 0 | 0 | 0 | 0 | 0 | 0 | 0 | 0 | 0 | 0 | 0 | 0 | 0 | 0 | 0 | 0 | 0 | 0 | 0 | 0 | 0 | 0 | 0 | 12
NO |  | 258 | 2011 | 1 | 15 | 15 |  | Lemoyne | Midway | 345 | 345 | Steel Tower | 24.5 | 0 | 1 | 954ACSR | 0 | 3279228 | 3279228 | 0 | 0 | 0 | 0 | 0 | 0 | 0 | 0 | 0 | 0 | 0 | 0 | 0 | 0 | 0 | 0 | 0 | 0 | 0 | 0 | 12
NO |  | 258 | 2011 | 1 | 16 | 16 |  | Lemoyne | Fostoria Central | 345 | 345 | Steel Tower | 0 | 4.15 | 1 | 1024ACSR | 0 | 369074 | 369074 | 0 | 0 | 0 | 0 | 0 | 0 | 0 | 0 | 0 | 0 | 0 | 0 | 0 | 0 | 0 | 0 | 0 | 0 | 0 | 0 | 12
NO |  | 258 | 2011 | 1 | 17 | 17 |  | Mansfield | Beaver Valley #1 | 345 | 345 | Steel Tower | 2 | 0 | 1 | 1024ACSR | 0 | 1390087 | 1390087 | 0 | 0 | 0 | 0 | 0 | 0 | 0 | 0 | 0 | 0 | 0 | 0 | 0 | 0 | 0 | 0 | 0 | 0 | 0 | 0 | 12
NO |  | 258 | 2011 | 1 | 18 | 18 |  | Mansfield | Beaver Valley #2 | 345 | 345 | Steel Tower | 1.5 | 0 | 1 | 1024ACSR | 88023 | 1181764 | 1269787 | 0 | 0 | 0 | 0 | 0 | 0 | 0 | 0 | 0 | 0 | 0 | 0 | 0 | 0 | 0 | 0 | 0 | 0 | 0 | 0 | 12
NO |  | 258 | 2011 | 1 | 19 | 19 |  | Mansfield | Crescent | 345 | 345 | Steel Tower | 0.12 | 0 | 1 | 954ACSR | 0 | 158306 | 158306 | 0 | 0 | 0 | 0 | 0 | 0 | 0 | 0 | 0 | 0 | 0 | 0 | 0 | 0 | 0 | 0 | 0 | 0 | 0 | 0 | 12
NO |  | 258 | 2011 | 1 | 20 | 20 |  | Mansfield | Hoytdale | 345 | 345 | Steel Tower | 22.38 | 0 | 1 | 954ACSR | 0 | 8171971 | 8171971 | 0 | 0 | 0 | 0 | 0 | 0 | 0 | 0 | 0 | 0 | 0 | 0 | 0 | 0 | 0 | 0 | 0 | 0 | 0 | 0 | 12
NO |  | 258 | 2011 | 1 | 21 | 21 |  | Marysville | Tangy | 345 | 345 | Steel Tower | 0 | 3.09 | 1 | 954ACSR | 0 | 410845 | 410845 | 0 | 0 | 0 | 0 | 0 | 0 | 0 | 0 | 0 | 0 | 0 | 0 | 0 | 0 | 0 | 0 | 0 | 0 | 0 | 0 | 12
NO |  | 258 | 2011 | 1 | 22 | 22 |  | Midway | Allen Junction | 345 | 345 | Steel Tower | 23.56 | 0 | 1 | 954ACSR | 0 | 8510642 | 8510642 | 0 | 0 | 0 | 0 | 0 | 0 | 0 | 0 | 0 | 0 | 0 | 0 | 0 | 0 | 0 | 0 | 0 | 0 | 0 | 0 | 12
NO |  | 258 | 2011 | 1 | 23 | 23 |  | Midway | Allen Junction | 345 | 345 | Steel Pole | 9.65 | 0 | 1 | 954ACSR | 0 | 0 | 0 | 0 | 0 | 0 | 0 | 0 | 0 | 0 | 0 | 0 | 0 | 0 | 0 | 0 | 0 | 0 | 0 | 0 | 0 | 0 | 0 | 12
NO |  | 258 | 2011 | 1 | 24 | 24 |  | Perry | Ashtabula | 345 | 345 | Steel Tower | 23.32 | 0 | 1 | 954ACSR | 0 | 1177720 | 1177720 | 0 | 0 | 0 | 0 | 0 | 0 | 0 | 0 | 0 | 0 | 0 | 0 | 0 | 0 | 0 | 0 | 0 | 0 | 0 | 0 | 12
NO |  | 258 | 2011 | 1 | 25 | 25 |  | Perry | Eastlake | 345 | 345 | Steel Tower | 20.48 | 0 | 1 | 954ACSR | 0 | 6023912 | 6023912 | 0 | 0 | 0 | 0 | 0 | 0 | 0 | 0 | 0 | 0 | 0 | 0 | 0 | 0 | 0 | 0 | 0 | 0 | 0 | 0 | 12
NO |  | 258 | 2011 | 1 | 26 | 26 |  | Perry | Harding | 345 | 345 | Steel Tower | 0 | 52.86 | 1 | 954ACSR | 0 | 7458669 | 7458669 | 0 | 0 | 0 | 0 | 0 | 0 | 0 | 0 | 0 | 0 | 0 | 0 | 0 | 0 | 0 | 0 | 0 | 0 | 0 | 0 | 12
NO |  | 258 | 2011 | 1 | 27 | 27 |  | Perry | Harding | 345 | 345 | Steel Pole | 0 | 2.1 | 1 | 954ACSR | 0 | 0 | 0 | 0 | 0 | 0 | 0 | 0 | 0 | 0 | 0 | 0 | 0 | 0 | 0 | 0 | 0 | 0 | 0 | 0 | 0 | 0 | 0 | 12
NO |  | 258 | 2011 | 1 | 28 | 28 |  | Perry | Inland | 345 | 345 | Steel Pole | 11.37 | 0 | 1 | 954ACSR | 0 | 41860564 | 41860564 | 0 | 0 | 0 | 0 | 0 | 0 | 0 | 0 | 0 | 0 | 0 | 0 | 0 | 0 | 0 | 0 | 0 | 0 | 0 | 0 | 12
NO |  | 258 | 2011 | 1 | 29 | 29 |  | Perry | Inland | 345 | 345 | Steel Tower | 43.65 | 0 | 1 | 954ACSR | 0 | 0 | 0 | 0 | 0 | 0 | 0 | 0 | 0 | 0 | 0 | 0 | 0 | 0 | 0 | 0 | 0 | 0 | 0 | 0 | 0 | 0 | 0 | 12
NO |  | 258 | 2011 | 1 | 30 | 30 |  | South Canton | Star | 345 | 345 | Steel Tower | 33.42 | 0 | 1 | 954ACSR | 0 | 3995554 | 3995554 | 0 | 0 | 0 | 0 | 0 | 0 | 0 | 0 | 0 | 0 | 0 | 0 | 0 | 0 | 0 | 0 | 0 | 0 | 0 | 0 | 12
NO |  | 258 | 2011 | 1 | 31 | 31 |  | W.H. Sammis | Highland | 345 | 345 | Steel Tower | 49.45 | 0.07 | 1 | 954ACSR | 0 | 5027023 | 5027023 | 0 | 0 | 0 | 0 | 0 | 0 | 0 | 0 | 0 | 0 | 0 | 0 | 0 | 0 | 0 | 0 | 0 | 0 | 0 | 0 | 12
NO |  | 258 | 2011 | 1 | 32 | 32 |  | W.H. Sammis | South Canton | 345 | 345 | Steel Tower | 46.69 | 0 | 1 | 954ACSR | 0 | 3810902 | 3810902 | 0 | 0 | 0 | 0 | 0 | 0 | 0 | 0 | 0 | 0 | 0 | 0 | 0 | 0 | 0 | 0 | 0 | 0 | 0 | 0 | 12
NO |  | 258 | 2011 | 1 | 33 | 33 |  | W.H. Sammis | Star | 345 | 345 | Wood H Frame | 1.87 | 0 | 1 | 954ACSR | 0 | 6071346 | 6071346 | 0 | 0 | 0 | 0 | 0 | 0 | 0 | 0 | 0 | 0 | 0 | 0 | 0 | 0 | 0 | 0 | 0 | 0 | 0 | 0 | 12
NO |  | 258 | 2011 | 1 | 34 | 34 |  | W.H. Sammis | Star | 345 | 345 | Steel Tower | 66.86 | 0 | 1 | 954ACSR | 0 | 0 | 0 | 0 | 0 | 0 | 0 | 0 | 0 | 0 | 0 | 0 | 0 | 0 | 0 | 0 | 0 | 0 | 0 | 0 | 0 | 0 | 0 | 12
NO |  | 258 | 2011 | 1 | 35 | 35 |  | W.H. Sammis | Wylie Ridge | 345 | 345 | Steel Tower | 4.33 | 0.06 | 1 | 954ACSR | 0 | 1251162 | 1251162 | 0 | 0 | 0 | 0 | 0 | 0 | 0 | 0 | 0 | 0 | 0 | 0 | 0 | 0 | 0 | 0 | 0 | 0 | 0 | 0 | 12
NO |  | 258 | 2011 | 2 | 1 | 1 |  | Total 345kv Lines |  | 0 | 0 |  | 1025.36 | 171.19 | 69 |  | 888051 | 299931875 | 300819926 | 0 | 0 | 0 | 0 | 0 | 0 | 0 | 0 | 0 | 0 | 0 | 0 | 0 | 0 | 0 | 0 | 0 | 0 | 0 | 0 | 12
NO |  | 258 | 2011 | 2 | 2 | 2 |  | Allen Jct | Jackman | 138 | 138 | Wood Pole | 0.71 | 0 | 1 | 336ACSR | 0 | 753324 | 753324 | 0 | 0 | 0 | 0 | 0 | 0 | 0 | 0 | 0 | 0 | 0 | 0 | 0 | 0 | 0 | 0 | 0 | 0 | 0 | 0 | 12
NO |  | 258 | 2011 | 2 | 3 | 3 |  | Allen Jct | Jackman | 138 | 138 | Steel Tower | 8.53 | 0 | 1 | 636ACSR | 0 | 0 | 0 | 0 | 0 | 0 | 0 | 0 | 0 | 0 | 0 | 0 | 0 | 0 | 0 | 0 | 0 | 0 | 0 | 0 | 0 | 0 | 0 | 12
NO |  | 258 | 2011 | 2 | 4 | 4 |  | Allen Jct | Jackman | 138 | 138 | Steel Pole | 2.19 | 0 | 1 | 954ACSR | 0 | 0 | 0 | 0 | 0 | 0 | 0 | 0 | 0 | 0 | 0 | 0 | 0 | 0 | 0 | 0 | 0 | 0 | 0 | 0 | 0 | 0 | 0 | 12
NO |  | 258 | 2011 | 2 | 5 | 5 |  | Allen Jct | Stryker | 138 | 138 | Wood Pole | 10.4 | 0 | 1 | 336AA | 0 | 3753257 | 3753257 | 0 | 0 | 0 | 0 | 0 | 0 | 0 | 0 | 0 | 0 | 0 | 0 | 0 | 0 | 0 | 0 | 0 | 0 | 0 | 0 | 12
NO |  | 258 | 2011 | 2 | 6 | 6 |  | Allen Jct | Stryker | 138 | 138 | Wood Pole | 39.07 | 0 | 1 | 636AA | 0 | 0 | 0 | 0 | 0 | 0 | 0 | 0 | 0 | 0 | 0 | 0 | 0 | 0 | 0 | 0 | 0 | 0 | 0 | 0 | 0 | 0 | 0 | 12
NO |  | 258 | 2011 | 2 | 7 | 7 |  | Allen Jct | Vulcan | 138 | 138 | Wood Pole | 0.01 | 0 | 1 | 336AA | 0 | 1945935 | 1945935 | 0 | 0 | 0 | 0 | 0 | 0 | 0 | 0 | 0 | 0 | 0 | 0 | 0 | 0 | 0 | 0 | 0 | 0 | 0 | 0 | 12
NO |  | 258 | 2011 | 2 | 8 | 8 |  | Allen Jct | Vulcan | 138 | 138 | Steel Tower | 2.46 | 0 | 1 | 954ACSR | 0 | 0 | 0 | 0 | 0 | 0 | 0 | 0 | 0 | 0 | 0 | 0 | 0 | 0 | 0 | 0 | 0 | 0 | 0 | 0 | 0 | 0 | 0 | 12
NO |  | 258 | 2011 | 2 | 9 | 9 |  | Allen Jct | Vulcan | 138 | 138 | Wood Pole | 9.2 | 0 | 1 | 954ACSR | 0 | 0 | 0 | 0 | 0 | 0 | 0 | 0 | 0 | 0 | 0 | 0 | 0 | 0 | 0 | 0 | 0 | 0 | 0 | 0 | 0 | 0 | 0 | 12
NO |  | 258 | 2011 | 2 | 10 | 10 |  | Allen Jct | Vulcan | 138 | 138 | Steel Pole | 5.31 | 0 | 1 | 954ACSR | 0 | 0 | 0 | 0 | 0 | 0 | 0 | 0 | 0 | 0 | 0 | 0 | 0 | 0 | 0 | 0 | 0 | 0 | 0 | 0 | 0 | 0 | 0 | 12
NO |  | 258 | 2011 | 2 | 11 | 11 |  | Allen Jct | Westgate | 138 | 138 | Wood Pole | 5.86 | 0 | 1 | 954AA | 0 | 1145759 | 1145759 | 0 | 0 | 0 | 0 | 0 | 0 | 0 | 0 | 0 | 0 | 0 | 0 | 0 | 0 | 0 | 0 | 0 | 0 | 0 | 0 | 12
NO |  | 258 | 2011 | 2 | 12 | 12 |  | Allen Jct | Westgate | 138 | 138 | Steel Pole | 0.67 | 4.29 | 1 | 954ACSR | 0 | 0 | 0 | 0 | 0 | 0 | 0 | 0 | 0 | 0 | 0 | 0 | 0 | 0 | 0 | 0 | 0 | 0 | 0 | 0 | 0 | 0 | 0 | 12
NO |  | 258 | 2011 | 2 | 13 | 13 |  | Angola | Eber - Vulcan | 138 | 138 | Steel Pole | 1.72 | 0 | 1 | 954AA | 0 | 775798 | 775798 | 0 | 0 | 0 | 0 | 0 | 0 | 0 | 0 | 0 | 0 | 0 | 0 | 0 | 0 | 0 | 0 | 0 | 0 | 0 | 0 | 12
NO |  | 258 | 2011 | 2 | 14 | 14 |  | Angola | Eber - Vulcan | 138 | 138 | Wood Pole | 10.9 | 0 | 1 | 954AA | 0 | 0 | 0 | 0 | 0 | 0 | 0 | 0 | 0 | 0 | 0 | 0 | 0 | 0 | 0 | 0 | 0 | 0 | 0 | 0 | 0 | 0 | 0 | 12
NO |  | 258 | 2011 | 2 | 15 | 15 |  | Angola | Eber - Vulcan | 138 | 138 | Wood Pole | 0.85 | 0 | 1 | 336ACSR | 0 | 0 | 0 | 0 | 0 | 0 | 0 | 0 | 0 | 0 | 0 | 0 | 0 | 0 | 0 | 0 | 0 | 0 | 0 | 0 | 0 | 0 | 0 | 12
NO |  | 258 | 2011 | 2 | 16 | 16 |  | Angola | Midway | 138 | 138 | Wood Pole | 7.34 | 0 | 1 | 954AA | 0 | 3015168 | 3015168 | 0 | 0 | 0 | 0 | 0 | 0 | 0 | 0 | 0 | 0 | 0 | 0 | 0 | 0 | 0 | 0 | 0 | 0 | 0 | 0 | 12
NO |  | 258 | 2011 | 2 | 17 | 17 |  | Angola | Midway | 138 | 138 | Steel Pole | 13.71 | 0 | 1 | 954AA | 0 | 0 | 0 | 0 | 0 | 0 | 0 | 0 | 0 | 0 | 0 | 0 | 0 | 0 | 0 | 0 | 0 | 0 | 0 | 0 | 0 | 0 | 0 | 12
NO |  | 258 | 2011 | 2 | 18 | 18 |  | Angola | Midway | 138 | 138 | Wood Pole | 0.28 | 0 | 1 | 336ACSR | 0 | 0 | 0 | 0 | 0 | 0 | 0 | 0 | 0 | 0 | 0 | 0 | 0 | 0 | 0 | 0 | 0 | 0 | 0 | 0 | 0 | 0 | 0 | 12
NO |  | 258 | 2011 | 2 | 19 | 19 |  | Ashtabula | Ashtabula - C | 138 | 138 | Wood Pole | 0.53 | 0 | 1 | 795ACSR | 0 | 64490 | 64490 | 0 | 0 | 0 | 0 | 0 | 0 | 0 | 0 | 0 | 0 | 0 | 0 | 0 | 0 | 0 | 0 | 0 | 0 | 0 | 0 | 12
NO |  | 258 | 2011 | 2 | 20 | 20 |  | Ashtabula | Conneaut | 138 | 138 | Steel Tower | 1.26 | 0 | 2 | 1192ACSR | 0 | 2379053 | 2379053 | 0 | 0 | 0 | 0 | 0 | 0 | 0 | 0 | 0 | 0 | 0 | 0 | 0 | 0 | 0 | 0 | 0 | 0 | 0 | 0 | 12
NO |  | 258 | 2011 | 2 | 21 | 21 |  | Ashtabula | Conneaut | 138 | 138 | Steel Tower | 16.49 | 0 | 2 | 795ACSR | 0 | 0 | 0 | 0 | 0 | 0 | 0 | 0 | 0 | 0 | 0 | 0 | 0 | 0 | 0 | 0 | 0 | 0 | 0 | 0 | 0 | 0 | 0 | 12
NO |  | 258 | 2011 | 2 | 22 | 22 |  | Ashtabula | Mayfield | 138 | 138 | Steel Tower | 0.12 | 0 | 4 | 1033ACSR | 0 | 3196948 | 3196948 | 0 | 0 | 0 | 0 | 0 | 0 | 0 | 0 | 0 | 0 | 0 | 0 | 0 | 0 | 0 | 0 | 0 | 0 | 0 | 0 | 12
NO |  | 258 | 2011 | 2 | 23 | 23 |  | Ashtabula | Mayfield | 138 | 138 | Steel Tower | 43.38 | 0 | 4 | 4/0 CU | 0 | 0 | 0 | 0 | 0 | 0 | 0 | 0 | 0 | 0 | 0 | 0 | 0 | 0 | 0 | 0 | 0 | 0 | 0 | 0 | 0 | 0 | 0 | 12
NO |  | 258 | 2011 | 2 | 24 | 24 |  | Ashtabula | Mayfield | 138 | 138 | Wood Pole | 0.15 | 0 | 2 | 336ACSR | 0 | 0 | 0 | 0 | 0 | 0 | 0 | 0 | 0 | 0 | 0 | 0 | 0 | 0 | 0 | 0 | 0 | 0 | 0 | 0 | 0 | 0 | 0 | 12
NO |  | 258 | 2011 | 2 | 25 | 25 |  | Ashtabula | Mayfield | 138 | 138 | Steel Pole | 3.66 | 0 | 2 | 795ACSR | 0 | 0 | 0 | 0 | 0 | 0 | 0 | 0 | 0 | 0 | 0 | 0 | 0 | 0 | 0 | 0 | 0 | 0 | 0 | 0 | 0 | 0 | 0 | 12
NO |  | 258 | 2011 | 2 | 26 | 26 |  | Ashtabula | Mayfield | 138 | 138 | Steel Tower | 0.98 | 0 | 2 | 795ACSR | 0 | 0 | 0 | 0 | 0 | 0 | 0 | 0 | 0 | 0 | 0 | 0 | 0 | 0 | 0 | 0 | 0 | 0 | 0 | 0 | 0 | 0 | 0 | 12
NO |  | 258 | 2011 | 2 | 27 | 27 |  | Avery | Greenfield | 138 | 138 | Wood H Frame | 10.45 | 0 | 1 | 605ACSR | 0 | 624078 | 624078 | 0 | 0 | 0 | 0 | 0 | 0 | 0 | 0 | 0 | 0 | 0 | 0 | 0 | 0 | 0 | 0 | 0 | 0 | 0 | 0 | 12
NO |  | 258 | 2011 | 2 | 28 | 28 |  | Avery | Shinrock | 138 | 138 | Wood H Frame | 7.47 | 0 | 1 | 605ACSR | 0 | 20110 | 20110 | 0 | 0 | 0 | 0 | 0 | 0 | 0 | 0 | 0 | 0 | 0 | 0 | 0 | 0 | 0 | 0 | 0 | 0 | 0 | 0 | 12
NO |  | 258 | 2011 | 2 | 29 | 29 |  | Avon | Emily | 138 | 138 | Wood Poles | 2.52 | 0 | 1 | 1192ACSR | 0 | 2240530 | 2240530 | 0 | 0 | 0 | 0 | 0 | 0 | 0 | 0 | 0 | 0 | 0 | 0 | 0 | 0 | 0 | 0 | 0 | 0 | 0 | 0 | 12
NO |  | 258 | 2011 | 2 | 30 | 30 |  | Avon | Emily | 138 | 138 | Steel Poles | 3.17 | 0 | 1 | 795ACSR | 0 | 0 | 0 | 0 | 0 | 0 | 0 | 0 | 0 | 0 | 0 | 0 | 0 | 0 | 0 | 0 | 0 | 0 | 0 | 0 | 0 | 0 | 0 | 12
NO |  | 258 | 2011 | 2 | 31 | 31 |  | Avon | Emily | 138 | 138 | Steel Tower | 20.02 | 0 | 1 | 795ACSR | 0 | 0 | 0 | 0 | 0 | 0 | 0 | 0 | 0 | 0 | 0 | 0 | 0 | 0 | 0 | 0 | 0 | 0 | 0 | 0 | 0 | 0 | 0 | 12
NO |  | 258 | 2011 | 2 | 32 | 32 |  | Avon | Fowles | 138 | 138 | Steel Tower | 1.25 | 0 | 2 | 795ACSR | 0 | 2870246 | 2870246 | 0 | 0 | 0 | 0 | 0 | 0 | 0 | 0 | 0 | 0 | 0 | 0 | 0 | 0 | 0 | 0 | 0 | 0 | 0 | 0 | 12
NO |  | 258 | 2011 | 2 | 33 | 33 |  | Avon | Fowles | 138 | 138 | Wood Pole | 0.02 | 0 | 2 | 795ACSR | 0 | 0 | 0 | 0 | 0 | 0 | 0 | 0 | 0 | 0 | 0 | 0 | 0 | 0 | 0 | 0 | 0 | 0 | 0 | 0 | 0 | 0 | 0 | 12
NO |  | 258 | 2011 | 2 | 34 | 34 |  | Avon | Fowles | 138 | 138 | Steel Pole | 7.54 | 0 | 2 | 795ACSR | 0 | 0 | 0 | 0 | 0 | 0 | 0 | 0 | 0 | 0 | 0 | 0 | 0 | 0 | 0 | 0 | 0 | 0 | 0 | 0 | 0 | 0 | 0 | 12
NO |  | 258 | 2011 | 2 | 35 | 35 |  | Avon | Fowles | 138 | 138 | Steel Tower | 17.86 | 0 | 4 | 795ACSR | 0 | 0 | 0 | 0 | 0 | 0 | 0 | 0 | 0 | 0 | 0 | 0 | 0 | 0 | 0 | 0 | 0 | 0 | 0 | 0 | 0 | 0 | 0 | 12
NO |  | 258 | 2011 | 3 | 1 | 1 |  | Avon | Fox | 138 | 138 | Steel Tower | 2.17 | 0 | 1 | 1192ACSR | 0 | 1968986 | 1968986 | 0 | 0 | 0 | 0 | 0 | 0 | 0 | 0 | 0 | 0 | 0 | 0 | 0 | 0 | 0 | 0 | 0 | 0 | 0 | 0 | 12
NO |  | 258 | 2011 | 3 | 2 | 2 |  | Avon | Fox | 138 | 138 | Steel Pole | 0.07 | 0 | 1 | 795ACSR | 0 | 0 | 0 | 0 | 0 | 0 | 0 | 0 | 0 | 0 | 0 | 0 | 0 | 0 | 0 | 0 | 0 | 0 | 0 | 0 | 0 | 0 | 0 | 12
NO |  | 258 | 2011 | 3 | 3 | 3 |  | Avon | Fox | 138 | 138 | Steel Tower | 0.17 | 0 | 1 | 1590ACSR | 0 | 0 | 0 | 0 | 0 | 0 | 0 | 0 | 0 | 0 | 0 | 0 | 0 | 0 | 0 | 0 | 0 | 0 | 0 | 0 | 0 | 0 | 0 | 12
NO |  | 258 | 2011 | 3 | 4 | 4 |  | Avon | Fox | 138 | 138 | Steel Tower | 26.94 | 0 | 1 | 795ACSR | 0 | 0 | 0 | 0 | 0 | 0 | 0 | 0 | 0 | 0 | 0 | 0 | 0 | 0 | 0 | 0 | 0 | 0 | 0 | 0 | 0 | 0 | 0 | 12
NO |  | 258 | 2011 | 3 | 5 | 5 |  | Babb | E. Akron | 138 | 138 | Steel Tower | 1.33 | 0 | 1 | 336ACSR | 0 | 2331194 | 2331194 | 0 | 0 | 0 | 0 | 0 | 0 | 0 | 0 | 0 | 0 | 0 | 0 | 0 | 0 | 0 | 0 | 0 | 0 | 0 | 0 | 12
NO |  | 258 | 2011 | 3 | 6 | 6 |  | Babb | E. Akron | 138 | 138 | Wood H Frame | 7.98 | 0 | 1 | 605ACSR | 0 | 0 | 0 | 0 | 0 | 0 | 0 | 0 | 0 | 0 | 0 | 0 | 0 | 0 | 0 | 0 | 0 | 0 | 0 | 0 | 0 | 0 | 0 | 12
NO |  | 258 | 2011 | 3 | 7 | 7 |  | Babb | Valley | 138 | 138 | Wood H Frame | 1.96 | 0 | 1 | 477ACSR | 0 | 326706 | 326706 | 0 | 0 | 0 | 0 | 0 | 0 | 0 | 0 | 0 | 0 | 0 | 0 | 0 | 0 | 0 | 0 | 0 | 0 | 0 | 0 | 12
NO |  | 258 | 2011 | 3 | 8 | 8 |  | Babb | W. Akron | 138 | 138 | Steel Tower | 0 | 6.51 | 1 | 477ACSR | 0 | 169422 | 169422 | 0 | 0 | 0 | 0 | 0 | 0 | 0 | 0 | 0 | 0 | 0 | 0 | 0 | 0 | 0 | 0 | 0 | 0 | 0 | 0 | 12
NO |  | 258 | 2011 | 3 | 9 | 9 |  | Barberton | Babcock-Wilcox | 138 | 138 | Wood H Frame | 0.29 | 0 | 1 | 336ACSR | 0 | 55870 | 55870 | 0 | 0 | 0 | 0 | 0 | 0 | 0 | 0 | 0 | 0 | 0 | 0 | 0 | 0 | 0 | 0 | 0 | 0 | 0 | 0 | 12
NO |  | 258 | 2011 | 3 | 10 | 10 |  | Barberton | Babcock-Wilcox | 138 | 138 | Steel Tower | 0.48 | 0 | 1 | 477ACSR | 0 | 0 | 0 | 0 | 0 | 0 | 0 | 0 | 0 | 0 | 0 | 0 | 0 | 0 | 0 | 0 | 0 | 0 | 0 | 0 | 0 | 0 | 0 | 12
NO |  | 258 | 2011 | 3 | 11 | 11 |  | Barberton | Cloverdale | 138 | 138 | Steel Tower | 1.39 | 22.17 | 1 | 605ACSR | 0 | 292880 | 292880 | 0 | 0 | 0 | 0 | 0 | 0 | 0 | 0 | 0 | 0 | 0 | 0 | 0 | 0 | 0 | 0 | 0 | 0 | 0 | 0 | 12
NO |  | 258 | 2011 | 3 | 12 | 12 |  | Barberton | Cloverdale | 138 | 138 | Steel Pole | 0.19 | 0 | 1 | 605ACSR | 0 | 0 | 0 | 0 | 0 | 0 | 0 | 0 | 0 | 0 | 0 | 0 | 0 | 0 | 0 | 0 | 0 | 0 | 0 | 0 | 0 | 0 | 0 | 12
NO |  | 258 | 2011 | 3 | 13 | 13 |  | Barberton | Star - North | 138 | 138 | Steel Tower | 1.19 | 2.45 | 1 | 605ACSR | 0 | 153941 | 153941 | 0 | 0 | 0 | 0 | 0 | 0 | 0 | 0 | 0 | 0 | 0 | 0 | 0 | 0 | 0 | 0 | 0 | 0 | 0 | 0 | 12
NO |  | 258 | 2011 | 3 | 14 | 14 |  | Barberton | Star - North | 138 | 138 | Wood H Frame | 2.22 | 0 | 1 | 605ACSR | 0 | 0 | 0 | 0 | 0 | 0 | 0 | 0 | 0 | 0 | 0 | 0 | 0 | 0 | 0 | 0 | 0 | 0 | 0 | 0 | 0 | 0 | 0 | 12
NO |  | 258 | 2011 | 3 | 15 | 15 |  | Barberton | Star - South | 138 | 138 | Wood H Frame | 1.55 | 0 | 1 | 605ACSR | 0 | 277233 | 277233 | 0 | 0 | 0 | 0 | 0 | 0 | 0 | 0 | 0 | 0 | 0 | 0 | 0 | 0 | 0 | 0 | 0 | 0 | 0 | 0 | 12
NO |  | 258 | 2011 | 3 | 16 | 16 |  | Barberton | Star - South | 138 | 138 | Steel Pole | 1.46 | 0 | 1 | 605ACSR | 0 | 0 | 0 | 0 | 0 | 0 | 0 | 0 | 0 | 0 | 0 | 0 | 0 | 0 | 0 | 0 | 0 | 0 | 0 | 0 | 0 | 0 | 0 | 12
NO |  | 258 | 2011 | 3 | 17 | 17 |  | Barberton | Star - South | 138 | 138 | Steel Tower | 0.09 | 1.65 | 1 | 605ACSR | 0 | 0 | 0 | 0 | 0 | 0 | 0 | 0 | 0 | 0 | 0 | 0 | 0 | 0 | 0 | 0 | 0 | 0 | 0 | 0 | 0 | 0 | 0 | 12
NO |  | 258 | 2011 | 3 | 18 | 18 |  | Barberton | W. Akron | 138 | 138 | Steel Tower | 9.66 | 0 | 1 | 336ACSR | 6850 | 303812 | 310662 | 0 | 0 | 0 | 0 | 0 | 0 | 0 | 0 | 0 | 0 | 0 | 0 | 0 | 0 | 0 | 0 | 0 | 0 | 0 | 0 | 12
NO |  | 258 | 2011 | 3 | 19 | 19 |  | Barberton | W. Akron | 138 | 138 | Wood Pole | 0.06 | 0 | 1 | 605ACSR | 0 | 0 | 0 | 0 | 0 | 0 | 0 | 0 | 0 | 0 | 0 | 0 | 0 | 0 | 0 | 0 | 0 | 0 | 0 | 0 | 0 | 0 | 0 | 12
NO |  | 258 | 2011 | 3 | 20 | 20 |  | Bay Shore Tap | Hydra-Matic | 138 | 138 | Wood Pole | 0.37 | 11.63 | 1 | 954AL | 0 | 99466 | 99466 | 0 | 0 | 0 | 0 | 0 | 0 | 0 | 0 | 0 | 0 | 0 | 0 | 0 | 0 | 0 | 0 | 0 | 0 | 0 | 0 | 12
NO |  | 258 | 2011 | 3 | 21 | 21 |  | Bay Shore | Decant | 138 | 138 | Steel Tower | 1.26 | 0 | 1 | 1024ACSR | 0 | 223217 | 223217 | 0 | 0 | 0 | 0 | 0 | 0 | 0 | 0 | 0 | 0 | 0 | 0 | 0 | 0 | 0 | 0 | 0 | 0 | 0 | 0 | 12
NO |  | 258 | 2011 | 3 | 22 | 22 |  | Bay Shore | Decant | 138 | 138 | Steel Tower | 0.23 | 0 | 1 | 954ACSR | 0 | 0 | 0 | 0 | 0 | 0 | 0 | 0 | 0 | 0 | 0 | 0 | 0 | 0 | 0 | 0 | 0 | 0 | 0 | 0 | 0 | 0 | 0 | 12
NO |  | 258 | 2011 | 3 | 23 | 23 |  | Bay Shore | Decant | 138 | 138 | Steel Tower | 5.89 | 0 | 1 | 739ACSR | 0 | 0 | 0 | 0 | 0 | 0 | 0 | 0 | 0 | 0 | 0 | 0 | 0 | 0 | 0 | 0 | 0 | 0 | 0 | 0 | 0 | 0 | 0 | 12
NO |  | 258 | 2011 | 3 | 24 | 24 |  | Bay Shore | Dixie | 138 | 138 | Wood Pole | 2.75 | 0 | 1 | 1024ACSR | 0 | 1135861 | 1135861 | 0 | 0 | 0 | 0 | 0 | 0 | 0 | 0 | 0 | 0 | 0 | 0 | 0 | 0 | 0 | 0 | 0 | 0 | 0 | 0 | 12
NO |  | 258 | 2011 | 3 | 25 | 25 |  | Bay Shore | Dixie | 138 | 138 | Steel Pole | 3.65 | 0 | 1 | 954ACSR | 0 | 0 | 0 | 0 | 0 | 0 | 0 | 0 | 0 | 0 | 0 | 0 | 0 | 0 | 0 | 0 | 0 | 0 | 0 | 0 | 0 | 0 | 0 | 12
NO |  | 258 | 2011 | 3 | 26 | 26 |  | Bay Shore | Dixie | 138 | 138 | Steel Tower | 2.26 | 0 | 1 | 739ACSR | 0 | 0 | 0 | 0 | 0 | 0 | 0 | 0 | 0 | 0 | 0 | 0 | 0 | 0 | 0 | 0 | 0 | 0 | 0 | 0 | 0 | 0 | 0 | 12
NO |  | 258 | 2011 | 3 | 27 | 27 |  | Bay Shore | Dixie | 138 | 138 | Steel Tower | 0.17 | 0 | 1 | 795ACSR | 0 | 0 | 0 | 0 | 0 | 0 | 0 | 0 | 0 | 0 | 0 | 0 | 0 | 0 | 0 | 0 | 0 | 0 | 0 | 0 | 0 | 0 | 0 | 12
NO |  | 258 | 2011 | 3 | 28 | 28 |  | Bay Shore | Ironville | 138 | 138 | Steel Tower | 0 | 3.41 | 1 | 636ACSR | 0 | 273812 | 273812 | 0 | 0 | 0 | 0 | 0 | 0 | 0 | 0 | 0 | 0 | 0 | 0 | 0 | 0 | 0 | 0 | 0 | 0 | 0 | 0 | 12
NO |  | 258 | 2011 | 3 | 29 | 29 |  | Bay Shore | Jackman | 138 | 138 | Steel Pole | 0.2 | 0 | 1 | 336ACSR | 0 | 980944 | 980944 | 0 | 0 | 0 | 0 | 0 | 0 | 0 | 0 | 0 | 0 | 0 | 0 | 0 | 0 | 0 | 0 | 0 | 0 | 0 | 0 | 12
NO |  | 258 | 2011 | 3 | 30 | 30 |  | Bay Shore | Jackman | 138 | 138 | Wood Pole | 0.37 | 0 | 1 | 954ACSR | 0 | 0 | 0 | 0 | 0 | 0 | 0 | 0 | 0 | 0 | 0 | 0 | 0 | 0 | 0 | 0 | 0 | 0 | 0 | 0 | 0 | 0 | 0 | 12
NO |  | 258 | 2011 | 3 | 31 | 31 |  | Bay Shore | Jackman | 138 | 138 | Steel Tower | 11.87 | 0 | 1 | 636ACSR | 0 | 0 | 0 | 0 | 0 | 0 | 0 | 0 | 0 | 0 | 0 | 0 | 0 | 0 | 0 | 0 | 0 | 0 | 0 | 0 | 0 | 0 | 0 | 12
NO |  | 258 | 2011 | 3 | 32 | 32 |  | Bay Shore | Maclean - Lemoyne | 138 | 138 | Steel Tower | 2.77 | 0 | 1 | 1024ACSR | 0 | 1435307 | 1435307 | 0 | 0 | 0 | 0 | 0 | 0 | 0 | 0 | 0 | 0 | 0 | 0 | 0 | 0 | 0 | 0 | 0 | 0 | 0 | 0 | 12
NO |  | 258 | 2011 | 3 | 33 | 33 |  | Bay Shore | Maclean - Lemoyne | 138 | 138 | Steel Tower | 8.94 | 0 | 1 | 1024ACSR | 0 | 0 | 0 | 0 | 0 | 0 | 0 | 0 | 0 | 0 | 0 | 0 | 0 | 0 | 0 | 0 | 0 | 0 | 0 | 0 | 0 | 0 | 0 | 12
NO |  | 258 | 2011 | 3 | 34 | 34 |  | Bay Shore | Maclean - Lemoyne | 138 | 138 | Steel Tower | 0 | 9.22 | 1 | 636ACSR | 0 | 0 | 0 | 0 | 0 | 0 | 0 | 0 | 0 | 0 | 0 | 0 | 0 | 0 | 0 | 0 | 0 | 0 | 0 | 0 | 0 | 0 | 0 | 12
NO |  | 258 | 2011 | 3 | 35 | 35 |  | Bay Shore | Maclean - Lemoyne | 138 | 138 | Steel Tower | 7.23 | 2.77 | 1 | 954ACSR | 0 | 0 | 0 | 0 | 0 | 0 | 0 | 0 | 0 | 0 | 0 | 0 | 0 | 0 | 0 | 0 | 0 | 0 | 0 | 0 | 0 | 0 | 0 | 12
NO |  | 258 | 2011 | 4 | 1 | 1 |  | Bay Shore | Maclean - Lemoyne | 138 | 138 | Steel Tower | 0 | 7.23 | 1 | 954ACSR | 0 | 0 | 0 | 0 | 0 | 0 | 0 | 0 | 0 | 0 | 0 | 0 | 0 | 0 | 0 | 0 | 0 | 0 | 0 | 0 | 0 | 0 | 0 | 12
NO |  | 258 | 2011 | 4 | 2 | 2 |  | Beatty (C&SOE) | London | 138 | 138 | Steel Tower | 0.81 | 0 | 1 | 477ACSR | 0 | 272506 | 272506 | 0 | 0 | 0 | 0 | 0 | 0 | 0 | 0 | 0 | 0 | 0 | 0 | 0 | 0 | 0 | 0 | 0 | 0 | 0 | 0 | 12
NO |  | 258 | 2011 | 4 | 3 | 3 |  | Beatty (C&SOE) | London | 138 | 138 | Wood H Frame | 19.49 | 0 | 1 | 477ACSR | 0 | 0 | 0 | 0 | 0 | 0 | 0 | 0 | 0 | 0 | 0 | 0 | 0 | 0 | 0 | 0 | 0 | 0 | 0 | 0 | 0 | 0 | 0 | 12
NO |  | 258 | 2011 | 4 | 4 | 4 |  | Beaver | Brookside | 138 | 138 | Steel Tower | 36.27 | 2.61 | 1 | 336ACSR | 0 | 1003749 | 1003749 | 0 | 0 | 0 | 0 | 0 | 0 | 0 | 0 | 0 | 0 | 0 | 0 | 0 | 0 | 0 | 0 | 0 | 0 | 0 | 0 | 12
NO |  | 258 | 2011 | 4 | 5 | 5 |  | Beaver | Brookside | 138 | 138 | Wood Pole | 0.14 | 0 | 1 | 795ACSR | 0 | 0 | 0 | 0 | 0 | 0 | 0 | 0 | 0 | 0 | 0 | 0 | 0 | 0 | 0 | 0 | 0 | 0 | 0 | 0 | 0 | 0 | 0 | 12
NO |  | 258 | 2011 | 4 | 6 | 6 |  | Beaver | Greenfield | 138 | 138 | Steel Tower | 6.22 | 0 | 1 | 795ACSR | 55463 | 8390679 | 8446142 | 0 | 0 | 0 | 0 | 0 | 0 | 0 | 0 | 0 | 0 | 0 | 0 | 0 | 0 | 0 | 0 | 0 | 0 | 0 | 0 | 12
NO |  | 258 | 2011 | 4 | 7 | 7 |  | Beaver | Greenfield | 138 | 138 | Steel Tower | 27.74 | 0 | 1 | 954ACSR | 0 | 0 | 0 | 0 | 0 | 0 | 0 | 0 | 0 | 0 | 0 | 0 | 0 | 0 | 0 | 0 | 0 | 0 | 0 | 0 | 0 | 0 | 0 | 12
NO |  | 258 | 2011 | 4 | 8 | 8 |  | Beaver | Johnson | 138 | 138 | Steel Tower | 3.39 | 9.71 | 1 | 336ACSR | 32871 | 543722 | 576593 | 0 | 0 | 0 | 0 | 0 | 0 | 0 | 0 | 0 | 0 | 0 | 0 | 0 | 0 | 0 | 0 | 0 | 0 | 0 | 0 | 12
NO |  | 258 | 2011 | 4 | 9 | 9 |  | Beaver | Johnson | 138 | 138 | Wood H Frame | 0 | 0.19 | 1 | 795ACSR | 0 | 0 | 0 | 0 | 0 | 0 | 0 | 0 | 0 | 0 | 0 | 0 | 0 | 0 | 0 | 0 | 0 | 0 | 0 | 0 | 0 | 0 | 0 | 12
NO |  | 258 | 2011 | 4 | 10 | 10 |  | Beaver | NASA | 138 | 138 | Steel Tower | 0.76 | 0 | 1 | 477ACSR | 2656 | 614375 | 617031 | 0 | 0 | 0 | 0 | 0 | 0 | 0 | 0 | 0 | 0 | 0 | 0 | 0 | 0 | 0 | 0 | 0 | 0 | 0 | 0 | 12
NO |  | 258 | 2011 | 4 | 11 | 11 |  | Beaver | NASA | 138 | 138 | Steel Tower | 0 | 24.67 | 1 | 336ACSR | 0 | 0 | 0 | 0 | 0 | 0 | 0 | 0 | 0 | 0 | 0 | 0 | 0 | 0 | 0 | 0 | 0 | 0 | 0 | 0 | 0 | 0 | 0 | 12
NO |  | 258 | 2011 | 4 | 12 | 12 |  | Beaver | NASA | 138 | 138 | Wood Pole | 3.15 | 0 | 1 | 795ACSR | 0 | 0 | 0 | 0 | 0 | 0 | 0 | 0 | 0 | 0 | 0 | 0 | 0 | 0 | 0 | 0 | 0 | 0 | 0 | 0 | 0 | 0 | 0 | 12
NO |  | 258 | 2011 | 4 | 13 | 13 |  | Beaver | New Departure | 138 | 138 | Steel Tower | 1.93 | 0 | 1 | 336ACSR | 0 | 1505513 | 1505513 | 0 | 0 | 0 | 0 | 0 | 0 | 0 | 0 | 0 | 0 | 0 | 0 | 0 | 0 | 0 | 0 | 0 | 0 | 0 | 0 | 12
NO |  | 258 | 2011 | 4 | 14 | 14 |  | Beaver | New Departure | 138 | 138 | Steel Tower | 26.98 | 0 | 1 | 477ACSR | 0 | 0 | 0 | 0 | 0 | 0 | 0 | 0 | 0 | 0 | 0 | 0 | 0 | 0 | 0 | 0 | 0 | 0 | 0 | 0 | 0 | 0 | 0 | 12
NO |  | 258 | 2011 | 4 | 15 | 15 |  | Beaver | New Departure | 138 | 138 | Wood Pole | 0.18 | 3.18 | 1 | 795ACSR | 0 | 0 | 0 | 0 | 0 | 0 | 0 | 0 | 0 | 0 | 0 | 0 | 0 | 0 | 0 | 0 | 0 | 0 | 0 | 0 | 0 | 0 | 0 | 12
NO |  | 258 | 2011 | 4 | 16 | 16 |  | Blue Jacket | Kirby | 138 | 138 | Wood Pole | 6.32 | 0 | 1 | 795ACSR | 0 | 1007066 | 1007066 | 0 | 0 | 0 | 0 | 0 | 0 | 0 | 0 | 0 | 0 | 0 | 0 | 0 | 0 | 0 | 0 | 0 | 0 | 0 | 0 | 12
NO |  | 258 | 2011 | 4 | 17 | 17 |  | Bluebell | American Steel | 138 | 138 | Wood H Frame | 0.86 | 0 | 1 | 336ACSR | 0 | 69565 | 69565 | 0 | 0 | 0 | 0 | 0 | 0 | 0 | 0 | 0 | 0 | 0 | 0 | 0 | 0 | 0 | 0 | 0 | 0 | 0 | 0 | 12
NO |  | 258 | 2011 | 4 | 18 | 18 |  | Bluebell | Canton Central | 138 | 138 | Steel Tower | 0.03 | 0 | 1 | 795ACSR | 0 | 674668 | 674668 | 0 | 0 | 0 | 0 | 0 | 0 | 0 | 0 | 0 | 0 | 0 | 0 | 0 | 0 | 0 | 0 | 0 | 0 | 0 | 0 | 12
NO |  | 258 | 2011 | 4 | 19 | 19 |  | Bluebell | Canton Central | 138 | 138 | Steel Tower | 17.85 | 0 | 1 | 336ACSR | 0 | 0 | 0 | 0 | 0 | 0 | 0 | 0 | 0 | 0 | 0 | 0 | 0 | 0 | 0 | 0 | 0 | 0 | 0 | 0 | 0 | 0 | 0 | 12
NO |  | 258 | 2011 | 4 | 20 | 20 |  | Bluebell | Highland | 138 | 138 | Steel Tower | 0.45 | 0 | 1 | 477ACSR | 0 | 360002 | 360002 | 0 | 0 | 0 | 0 | 0 | 0 | 0 | 0 | 0 | 0 | 0 | 0 | 0 | 0 | 0 | 0 | 0 | 0 | 0 | 0 | 12
NO |  | 258 | 2011 | 4 | 21 | 21 |  | Bluebell | Highland | 138 | 138 | Steel Tower | 0 | 22.28 | 1 | 336ACSR | 0 | 0 | 0 | 0 | 0 | 0 | 0 | 0 | 0 | 0 | 0 | 0 | 0 | 0 | 0 | 0 | 0 | 0 | 0 | 0 | 0 | 0 | 0 | 12
NO |  | 258 | 2011 | 4 | 22 | 22 |  | Bluebell | Knox | 138 | 138 | Steel Tower | 0 | 3.49 | 1 | 477ACSR | 0 | 558684 | 558684 | 0 | 0 | 0 | 0 | 0 | 0 | 0 | 0 | 0 | 0 | 0 | 0 | 0 | 0 | 0 | 0 | 0 | 0 | 0 | 0 | 12
NO |  | 258 | 2011 | 4 | 23 | 23 |  | Bluebell | Knox | 138 | 138 | Wood Pole | 5.46 | 0 | 1 | 795ACSR | 0 | 0 | 0 | 0 | 0 | 0 | 0 | 0 | 0 | 0 | 0 | 0 | 0 | 0 | 0 | 0 | 0 | 0 | 0 | 0 | 0 | 0 | 0 | 12
NO |  | 258 | 2011 | 4 | 24 | 24 |  | Bluebell | Pidgeon | 138 | 138 | Steel Tower | 15.11 | 0 | 1 | 795ACSR | 0 | 841880 | 841880 | 0 | 0 | 0 | 0 | 0 | 0 | 0 | 0 | 0 | 0 | 0 | 0 | 0 | 0 | 0 | 0 | 0 | 0 | 0 | 0 | 12
NO |  | 258 | 2011 | 4 | 25 | 25 |  | Boardman | Nevada | 138 | 138 | Wood Pole | 0 | 1.21 | 1 | 300 CU | 0 | 146567 | 146567 | 0 | 0 | 0 | 0 | 0 | 0 | 0 | 0 | 0 | 0 | 0 | 0 | 0 | 0 | 0 | 0 | 0 | 0 | 0 | 0 | 12
NO |  | 258 | 2011 | 4 | 26 | 26 |  | Boardman | Nevada | 138 | 138 | Wood Pole | 0.06 | 0.3 | 1 | 477ACSR | 0 | 0 | 0 | 0 | 0 | 0 | 0 | 0 | 0 | 0 | 0 | 0 | 0 | 0 | 0 | 0 | 0 | 0 | 0 | 0 | 0 | 0 | 0 | 12
NO |  | 258 | 2011 | 4 | 27 | 27 |  | Boardman | Riverbend | 138 | 138 | Wood Pole | 0.99 | 0 | 1 | 795ACSR | 0 | 1712784 | 1712784 | 0 | 0 | 0 | 0 | 0 | 0 | 0 | 0 | 0 | 0 | 0 | 0 | 0 | 0 | 0 | 0 | 0 | 0 | 0 | 0 | 12
NO |  | 258 | 2011 | 4 | 28 | 28 |  | Boardman | Riverbend | 138 | 138 | Steel Tower | 7.39 | 0 | 1 | 795ACSR | 0 | 0 | 0 | 0 | 0 | 0 | 0 | 0 | 0 | 0 | 0 | 0 | 0 | 0 | 0 | 0 | 0 | 0 | 0 | 0 | 0 | 0 | 0 | 12
NO |  | 258 | 2011 | 4 | 29 | 29 |  | Boardman | Riverbend | 138 | 138 | Steel Pole | 2.27 | 0 | 1 | 795ACSR | 0 | 0 | 0 | 0 | 0 | 0 | 0 | 0 | 0 | 0 | 0 | 0 | 0 | 0 | 0 | 0 | 0 | 0 | 0 | 0 | 0 | 0 | 0 | 12
NO |  | 258 | 2011 | 4 | 30 | 30 |  | Boardman | Shenango (OH) | 138 | 138 | Steel Tower | 1.01 | 0 | 1 | 300 CU | 2108 | 1314933 | 1317041 | 0 | 0 | 0 | 0 | 0 | 0 | 0 | 0 | 0 | 0 | 0 | 0 | 0 | 0 | 0 | 0 | 0 | 0 | 0 | 0 | 12
NO |  | 258 | 2011 | 4 | 31 | 31 |  | Boardman | Shenango (OH) | 138 | 138 | Steel Tower | 12.27 | 0 | 1 | 477ACSR | 0 | 0 | 0 | 0 | 0 | 0 | 0 | 0 | 0 | 0 | 0 | 0 | 0 | 0 | 0 | 0 | 0 | 0 | 0 | 0 | 0 | 0 | 0 | 12
NO |  | 258 | 2011 | 4 | 32 | 32 |  | Boardman | Shenango (OH) | 138 | 138 | Wood H Frame | 3.5 | 0 | 1 | 477ACSR | 0 | 0 | 0 | 0 | 0 | 0 | 0 | 0 | 0 | 0 | 0 | 0 | 0 | 0 | 0 | 0 | 0 | 0 | 0 | 0 | 0 | 0 | 0 | 12
NO |  | 258 | 2011 | 4 | 33 | 33 |  | Boardman | Shenango (OH) | 138 | 138 | Steel Tower | 1.1 | 0 | 1 | 795ACSR | 0 | 0 | 0 | 0 | 0 | 0 | 0 | 0 | 0 | 0 | 0 | 0 | 0 | 0 | 0 | 0 | 0 | 0 | 0 | 0 | 0 | 0 | 0 | 12
NO |  | 258 | 2011 | 4 | 34 | 34 |  | Boardman | Shenango (PA) | 138 | 138 | Steel Pole | 0.17 | 0 | 1 | 795ACSR | 0 | 232404 | 232404 | 0 | 0 | 0 | 0 | 0 | 0 | 0 | 0 | 0 | 0 | 0 | 0 | 0 | 0 | 0 | 0 | 0 | 0 | 0 | 0 | 12
NO |  | 258 | 2011 | 4 | 35 | 35 |  | Boardman | Shenango (PA) | 138 | 138 | Steel Tower | 3.75 | 0 | 1 | 795ACSR | 0 | 0 | 0 | 0 | 0 | 0 | 0 | 0 | 0 | 0 | 0 | 0 | 0 | 0 | 0 | 0 | 0 | 0 | 0 | 0 | 0 | 0 | 0 | 12
NO |  | 258 | 2011 | 5 | 1 | 1 |  | Brookside | Cloverdale | 138 | 138 | Steel Tower | 42.09 | 0 | 1 | 336ACSR | 0 | 1826557 | 1826557 | 0 | 0 | 0 | 0 | 0 | 0 | 0 | 0 | 0 | 0 | 0 | 0 | 0 | 0 | 0 | 0 | 0 | 0 | 0 | 0 | 12
NO |  | 258 | 2011 | 5 | 2 | 2 |  | Brookside | Cloverdale | 138 | 138 | Steel Tower | 0.02 | 0 | 1 | 4/0 CU | 0 | 0 | 0 | 0 | 0 | 0 | 0 | 0 | 0 | 0 | 0 | 0 | 0 | 0 | 0 | 0 | 0 | 0 | 0 | 0 | 0 | 0 | 0 | 12
NO |  | 258 | 2011 | 5 | 3 | 3 |  | Brookside | Howard (OP) | 138 | 138 | Steel Tower | 0.17 | 13.57 | 1 | 336ACSR | 0 | 85389 | 85389 | 0 | 0 | 0 | 0 | 0 | 0 | 0 | 0 | 0 | 0 | 0 | 0 | 0 | 0 | 0 | 0 | 0 | 0 | 0 | 0 | 12
NO |  | 258 | 2011 | 5 | 4 | 4 |  | Brookside | Leaside | 138 | 138 | Steel Tower | 22.8 | 0 | 1 | 336ACSR | 0 | 826906 | 826906 | 0 | 0 | 0 | 0 | 0 | 0 | 0 | 0 | 0 | 0 | 0 | 0 | 0 | 0 | 0 | 0 | 0 | 0 | 0 | 0 | 12
NO |  | 258 | 2011 | 5 | 5 | 5 |  | Brookside | Leaside | 138 | 138 | Steel Tower | 1.74 | 0 | 1 | 397ACSR | 0 | 0 | 0 | 0 | 0 | 0 | 0 | 0 | 0 | 0 | 0 | 0 | 0 | 0 | 0 | 0 | 0 | 0 | 0 | 0 | 0 | 0 | 0 | 12
NO |  | 258 | 2011 | 5 | 6 | 6 |  | Brookside | Longview (East) | 138 | 138 | Steel Tower | 0 | 0.06 | 1 | 795ACSR | 0 | 70473 | 70473 | 0 | 0 | 0 | 0 | 0 | 0 | 0 | 0 | 0 | 0 | 0 | 0 | 0 | 0 | 0 | 0 | 0 | 0 | 0 | 0 | 12
NO |  | 258 | 2011 | 5 | 7 | 7 |  | Brookside | Longview (East) | 138 | 138 | Steel Tower | 0 | 13.77 | 1 | 336ACSR | 0 | 0 | 0 | 0 | 0 | 0 | 0 | 0 | 0 | 0 | 0 | 0 | 0 | 0 | 0 | 0 | 0 | 0 | 0 | 0 | 0 | 0 | 0 | 12
NO |  | 258 | 2011 | 5 | 8 | 8 |  | Brookside | Longview (West) | 138 | 138 | Steel Tower | 13.79 | 0 | 1 | 336ACSR | 0 | 305987 | 305987 | 0 | 0 | 0 | 0 | 0 | 0 | 0 | 0 | 0 | 0 | 0 | 0 | 0 | 0 | 0 | 0 | 0 | 0 | 0 | 0 | 12
NO |  | 258 | 2011 | 5 | 9 | 9 |  | Brookside | Longview (West) | 138 | 138 | Steel Tower | 0.05 | 0 | 1 | 795ACSR | 0 | 0 | 0 | 0 | 0 | 0 | 0 | 0 | 0 | 0 | 0 | 0 | 0 | 0 | 0 | 0 | 0 | 0 | 0 | 0 | 0 | 0 | 0 | 12
NO |  | 258 | 2011 | 5 | 10 | 10 |  | Brookside | Wellington | 138 | 138 | Wood H Frame | 4.22 | 0 | 1 | 336ACSR | 0 | 326806 | 326806 | 0 | 0 | 0 | 0 | 0 | 0 | 0 | 0 | 0 | 0 | 0 | 0 | 0 | 0 | 0 | 0 | 0 | 0 | 0 | 0 | 12
NO |  | 258 | 2011 | 5 | 11 | 11 |  | Brookside | Wellington | 138 | 138 | Steel Tower | 0 | 20.06 | 1 | 336ACSR | 0 | 0 | 0 | 0 | 0 | 0 | 0 | 0 | 0 | 0 | 0 | 0 | 0 | 0 | 0 | 0 | 0 | 0 | 0 | 0 | 0 | 0 | 0 | 12
NO |  | 258 | 2011 | 5 | 12 | 12 |  | Burger | Brookside | 138 | 138 | Steel Tower | 107.54 | 0 | 1 | 605ACSR | 1618 | 2191135 | 2192753 | 0 | 0 | 0 | 0 | 0 | 0 | 0 | 0 | 0 | 0 | 0 | 0 | 0 | 0 | 0 | 0 | 0 | 0 | 0 | 0 | 12
NO |  | 258 | 2011 | 5 | 13 | 13 |  | Burger | Cloverdale #1 | 138 | 138 | Wood H Frame | 72.45 | 0 | 1 | 477ACSR | 0 | 6853106 | 6853106 | 0 | 0 | 0 | 0 | 0 | 0 | 0 | 0 | 0 | 0 | 0 | 0 | 0 | 0 | 0 | 0 | 0 | 0 | 0 | 0 | 12
NO |  | 258 | 2011 | 5 | 14 | 14 |  | Burger | Cloverdale #1 | 138 | 138 | Steel Tower | 2.13 | 0.04 | 1 | 477ACSR | 0 | 0 | 0 | 0 | 0 | 0 | 0 | 0 | 0 | 0 | 0 | 0 | 0 | 0 | 0 | 0 | 0 | 0 | 0 | 0 | 0 | 0 | 0 | 12
NO |  | 258 | 2011 | 5 | 15 | 15 |  | Burger | Cloverdale #2 | 138 | 138 | Wood H Frame | 0.23 | 0 | 1 | 795ACSR | 0 | 2727402 | 2727402 | 0 | 0 | 0 | 0 | 0 | 0 | 0 | 0 | 0 | 0 | 0 | 0 | 0 | 0 | 0 | 0 | 0 | 0 | 0 | 0 | 12
NO |  | 258 | 2011 | 5 | 16 | 16 |  | Burger | Cloverdale #2 | 138 | 138 | Steel Tower | 74.35 | 0 | 1 | 795ACSR | 0 | 0 | 0 | 0 | 0 | 0 | 0 | 0 | 0 | 0 | 0 | 0 | 0 | 0 | 0 | 0 | 0 | 0 | 0 | 0 | 0 | 0 | 0 | 12
NO |  | 258 | 2011 | 5 | 17 | 17 |  | Burger | Cloverdale #3 | 138 | 138 | Steel Tower | 0 | 74.34 | 1 | 795ACSR | 0 | 654157 | 654157 | 0 | 0 | 0 | 0 | 0 | 0 | 0 | 0 | 0 | 0 | 0 | 0 | 0 | 0 | 0 | 0 | 0 | 0 | 0 | 0 | 12
NO |  | 258 | 2011 | 5 | 18 | 18 |  | Burger | Cloverdale #3 | 138 | 138 | Wood H Frame | 0.24 | 0 | 1 | 795ACSR | 0 | 0 | 0 | 0 | 0 | 0 | 0 | 0 | 0 | 0 | 0 | 0 | 0 | 0 | 0 | 0 | 0 | 0 | 0 | 0 | 0 | 0 | 0 | 12
NO |  | 258 | 2011 | 5 | 19 | 19 |  | Burger | Knox | 138 | 138 | Steel Tower | 0 | 0.33 | 1 | 477ACSR | 0 | 6722905 | 6722905 | 0 | 0 | 0 | 0 | 0 | 0 | 0 | 0 | 0 | 0 | 0 | 0 | 0 | 0 | 0 | 0 | 0 | 0 | 0 | 0 | 12
NO |  | 258 | 2011 | 5 | 20 | 20 |  | Burger | Knox | 138 | 138 | Wood H Frame | 68.01 | 0 | 1 | 477ACSR | 0 | 0 | 0 | 0 | 0 | 0 | 0 | 0 | 0 | 0 | 0 | 0 | 0 | 0 | 0 | 0 | 0 | 0 | 0 | 0 | 0 | 0 | 0 | 12
NO |  | 258 | 2011 | 5 | 21 | 21 |  | Burger | Knox | 138 | 138 | Wood Pole | 0 | 0.23 | 1 | 795ACSR | 0 | 0 | 0 | 0 | 0 | 0 | 0 | 0 | 0 | 0 | 0 | 0 | 0 | 0 | 0 | 0 | 0 | 0 | 0 | 0 | 0 | 0 | 0 | 12
NO |  | 258 | 2011 | 5 | 22 | 22 |  | Burger | Longview | 138 | 138 | Steel Tower | 2.75 | 99.28 | 1 | 605ACSR | 0 | 1247140 | 1247140 | 0 | 0 | 0 | 0 | 0 | 0 | 0 | 0 | 0 | 0 | 0 | 0 | 0 | 0 | 0 | 0 | 0 | 0 | 0 | 0 | 12
NO |  | 258 | 2011 | 5 | 23 | 23 |  | Burger | Longview | 138 | 138 | Wood H Frame | 16.41 | 0 | 1 | 605ACSR | 0 | 0 | 0 | 0 | 0 | 0 | 0 | 0 | 0 | 0 | 0 | 0 | 0 | 0 | 0 | 0 | 0 | 0 | 0 | 0 | 0 | 0 | 0 | 12
NO |  | 258 | 2011 | 5 | 24 | 24 |  | Canton Central | Cloverdale | 138 | 138 | Steel Tower | 12.19 | 0 | 1 | 336ACSR | 0 | 611119 | 611119 | 0 | 0 | 0 | 0 | 0 | 0 | 0 | 0 | 0 | 0 | 0 | 0 | 0 | 0 | 0 | 0 | 0 | 0 | 0 | 0 | 12
NO |  | 258 | 2011 | 5 | 25 | 25 |  | Carlisle | Gates | 138 | 138 | Wood Pole | 7.92 | 0 | 1 | 605ACSR | 0 | 1300435 | 1300435 | 0 | 0 | 0 | 0 | 0 | 0 | 0 | 0 | 0 | 0 | 0 | 0 | 0 | 0 | 0 | 0 | 0 | 0 | 0 | 0 | 12
NO |  | 258 | 2011 | 5 | 26 | 26 |  | Carlisle | Gates | 138 | 138 | Steel Tower | 0 | 0.06 | 1 | 605ACSR | 0 | 0 | 0 | 0 | 0 | 0 | 0 | 0 | 0 | 0 | 0 | 0 | 0 | 0 | 0 | 0 | 0 | 0 | 0 | 0 | 0 | 0 | 0 | 12
NO |  | 258 | 2011 | 5 | 27 | 27 |  | Carlisle | Johnson | 138 | 138 | Steel Pole | 1.63 | 0 | 1 | 605ACSR | 0 | 2970757 | 2970757 | 0 | 0 | 0 | 0 | 0 | 0 | 0 | 0 | 0 | 0 | 0 | 0 | 0 | 0 | 0 | 0 | 0 | 0 | 0 | 0 | 12
NO |  | 258 | 2011 | 5 | 28 | 28 |  | Carlisle | Johnson | 138 | 138 | Wood Pole | 12.54 | 0 | 1 | 605ACSR | 0 | 0 | 0 | 0 | 0 | 0 | 0 | 0 | 0 | 0 | 0 | 0 | 0 | 0 | 0 | 0 | 0 | 0 | 0 | 0 | 0 | 0 | 0 | 12
NO |  | 258 | 2011 | 5 | 29 | 29 |  | Carlisle | Lorain (East) | 138 | 138 | Steel Pole | 0.27 | 0 | 1 | 605ACSR | 0 | 1602811 | 1602811 | 0 | 0 | 0 | 0 | 0 | 0 | 0 | 0 | 0 | 0 | 0 | 0 | 0 | 0 | 0 | 0 | 0 | 0 | 0 | 0 | 12
NO |  | 258 | 2011 | 5 | 30 | 30 |  | Carlisle | Lorain (East) | 138 | 138 | Wood Pole | 0 | 12.54 | 1 | 605ACSR | 0 | 0 | 0 | 0 | 0 | 0 | 0 | 0 | 0 | 0 | 0 | 0 | 0 | 0 | 0 | 0 | 0 | 0 | 0 | 0 | 0 | 0 | 0 | 12
NO |  | 258 | 2011 | 5 | 31 | 31 |  | Carlisle | Lorain (East) | 138 | 138 | Wood Pole | 1.54 | 0 | 1 | 795ACSR | 0 | 0 | 0 | 0 | 0 | 0 | 0 | 0 | 0 | 0 | 0 | 0 | 0 | 0 | 0 | 0 | 0 | 0 | 0 | 0 | 0 | 0 | 0 | 12
NO |  | 258 | 2011 | 5 | 32 | 32 |  | Carlisle | Lorain (East) | 138 | 138 | Steel Tower | 1.5 | 0 | 1 | 795ACSR | 0 | 0 | 0 | 0 | 0 | 0 | 0 | 0 | 0 | 0 | 0 | 0 | 0 | 0 | 0 | 0 | 0 | 0 | 0 | 0 | 0 | 0 | 0 | 12
NO |  | 258 | 2011 | 5 | 33 | 33 |  | Carlisle | Shinrock | 138 | 138 | Wood H Frame | 13.05 | 0 | 1 | 605ACSR | 0 | 1839858 | 1839858 | 0 | 0 | 0 | 0 | 0 | 0 | 0 | 0 | 0 | 0 | 0 | 0 | 0 | 0 | 0 | 0 | 0 | 0 | 0 | 0 | 12
NO |  | 258 | 2011 | 5 | 34 | 34 |  | Carlisle | Shinrock | 138 | 138 | Steel Tower | 6.31 | 2.81 | 1 | 605ACSR | 0 | 0 | 0 | 0 | 0 | 0 | 0 | 0 | 0 | 0 | 0 | 0 | 0 | 0 | 0 | 0 | 0 | 0 | 0 | 0 | 0 | 0 | 0 | 12
NO |  | 258 | 2011 | 5 | 35 | 35 |  | Carlisle | Shinrock | 138 | 138 | Wood Pole | 0 | 7.92 | 1 | 605ACSR | 0 | 0 | 0 | 0 | 0 | 0 | 0 | 0 | 0 | 0 | 0 | 0 | 0 | 0 | 0 | 0 | 0 | 0 | 0 | 0 | 0 | 0 | 0 | 12
NO |  | 258 | 2011 | 6 | 1 | 1 |  | Cedar Street | Shenango (PA) | 138 | 138 | Wood Pole | 1.31 | 0 | 1 | 336ACSR | 3379 | 1464403 | 1467782 | 0 | 0 | 0 | 0 | 0 | 0 | 0 | 0 | 0 | 0 | 0 | 0 | 0 | 0 | 0 | 0 | 0 | 0 | 0 | 0 | 12
NO |  | 258 | 2011 | 6 | 2 | 2 |  | Cedar Street | Shenango (PA) | 138 | 138 | Wood Pole | 11.95 | 0 | 1 | 795ACSR | 0 | 0 | 0 | 0 | 0 | 0 | 0 | 0 | 0 | 0 | 0 | 0 | 0 | 0 | 0 | 0 | 0 | 0 | 0 | 0 | 0 | 0 | 0 | 12
NO |  | 258 | 2011 | 6 | 3 | 3 |  | Cedar Street | Shenango (PA) | 138 | 138 | Steel Tower | 5.62 | 0.17 | 1 | 795ACSR | 0 | 0 | 0 | 0 | 0 | 0 | 0 | 0 | 0 | 0 | 0 | 0 | 0 | 0 | 0 | 0 | 0 | 0 | 0 | 0 | 0 | 0 | 0 | 12
NO |  | 258 | 2011 | 6 | 4 | 4 |  | Central | Niles | 138 | 138 | Wood Pole | 0.35 | 0 | 1 | 477ACSR | 0 | 468271 | 468271 | 0 | 0 | 0 | 0 | 0 | 0 | 0 | 0 | 0 | 0 | 0 | 0 | 0 | 0 | 0 | 0 | 0 | 0 | 0 | 0 | 12
NO |  | 258 | 2011 | 6 | 5 | 5 |  | Central | Niles | 138 | 138 | Steel Tower | 3.09 | 0 | 1 | 477ACSR | 0 | 0 | 0 | 0 | 0 | 0 | 0 | 0 | 0 | 0 | 0 | 0 | 0 | 0 | 0 | 0 | 0 | 0 | 0 | 0 | 0 | 0 | 0 | 12
NO |  | 258 | 2011 | 6 | 6 | 6 |  | Central | Packard | 138 | 138 | Wood Pole | 3.46 | 0 | 1 | 336ACSR | 0 | 1289931 | 1289931 | 0 | 0 | 0 | 0 | 0 | 0 | 0 | 0 | 0 | 0 | 0 | 0 | 0 | 0 | 0 | 0 | 0 | 0 | 0 | 0 | 12
NO |  | 258 | 2011 | 6 | 7 | 7 |  | Central | Packard | 138 | 138 | Steel Tower | 3.6 | 0.23 | 1 | 477ACSR | 0 | 0 | 0 | 0 | 0 | 0 | 0 | 0 | 0 | 0 | 0 | 0 | 0 | 0 | 0 | 0 | 0 | 0 | 0 | 0 | 0 | 0 | 0 | 12
NO |  | 258 | 2011 | 6 | 8 | 8 |  | Central | Packard | 138 | 138 | Wood H Frame | 5.06 | 0 | 1 | 477ACSR | 0 | 0 | 0 | 0 | 0 | 0 | 0 | 0 | 0 | 0 | 0 | 0 | 0 | 0 | 0 | 0 | 0 | 0 | 0 | 0 | 0 | 0 | 0 | 12
NO |  | 258 | 2011 | 6 | 9 | 9 |  | Chamberlin | Darrow | 138 | 138 | Wood H Frame | 9.75 | 0 | 1 | 477ACSR | 0 | 706383 | 706383 | 0 | 0 | 0 | 0 | 0 | 0 | 0 | 0 | 0 | 0 | 0 | 0 | 0 | 0 | 0 | 0 | 0 | 0 | 0 | 0 | 12
NO |  | 258 | 2011 | 6 | 10 | 10 |  | Chamberlin | Darrow | 138 | 138 | Steel Tower | 0 | 4.86 | 1 | 477ACSR | 0 | 0 | 0 | 0 | 0 | 0 | 0 | 0 | 0 | 0 | 0 | 0 | 0 | 0 | 0 | 0 | 0 | 0 | 0 | 0 | 0 | 0 | 0 | 12
NO |  | 258 | 2011 | 6 | 11 | 11 |  | Chamberlin | Shalersville | 138 | 138 |  | 0 | 0 | 0 |  | 7908 | 0 | 7908 | 0 | 0 | 0 | 0 | 0 | 0 | 0 | 0 | 0 | 0 | 0 | 0 | 0 | 0 | 0 | 0 | 0 | 0 | 0 | 0 | 12
NO |  | 258 | 2011 | 6 | 12 | 12 |  | Chamberlin | Valley | 138 | 138 | Steel Pole | 14.06 | 0 | 1 | 477ACSR | 0 | 2569059 | 2569059 | 0 | 0 | 0 | 0 | 0 | 0 | 0 | 0 | 0 | 0 | 0 | 0 | 0 | 0 | 0 | 0 | 0 | 0 | 0 | 0 | 12
NO |  | 258 | 2011 | 6 | 13 | 13 |  | Chamberlin | Valley | 138 | 138 | Wood H Frame | 2.59 | 0 | 1 | 477ACSR | 0 | 0 | 0 | 0 | 0 | 0 | 0 | 0 | 0 | 0 | 0 | 0 | 0 | 0 | 0 | 0 | 0 | 0 | 0 | 0 | 0 | 0 | 0 | 12
NO |  | 258 | 2011 | 6 | 14 | 14 |  | Chamberlin | W. Akron | 138 | 138 | Steel Pole | 17.82 | 0 | 1 | 477ACSR | 0 | 1658575 | 1658575 | 0 | 0 | 0 | 0 | 0 | 0 | 0 | 0 | 0 | 0 | 0 | 0 | 0 | 0 | 0 | 0 | 0 | 0 | 0 | 0 | 12
NO |  | 258 | 2011 | 6 | 15 | 15 |  | Chamberlin | W. Akron | 138 | 138 | Wood H Frame | 0.05 | 0 | 1 | 605ACSR | 0 | 0 | 0 | 0 | 0 | 0 | 0 | 0 | 0 | 0 | 0 | 0 | 0 | 0 | 0 | 0 | 0 | 0 | 0 | 0 | 0 | 0 | 0 | 12
NO |  | 258 | 2011 | 6 | 16 | 16 |  | Chamberlin | W. Akron | 138 | 138 | Wood Pole | 0.02 | 0 | 1 | 336ACSR | 0 | 0 | 0 | 0 | 0 | 0 | 0 | 0 | 0 | 0 | 0 | 0 | 0 | 0 | 0 | 0 | 0 | 0 | 0 | 0 | 0 | 0 | 0 | 12
NO |  | 258 | 2011 | 6 | 17 | 17 |  | Chrysler | O.I. Levis Park | 138 | 138 | Wood Pole | 7.82 | 0 | 1 | 954AA | 11003 | 721967 | 732970 | 0 | 0 | 0 | 0 | 0 | 0 | 0 | 0 | 0 | 0 | 0 | 0 | 0 | 0 | 0 | 0 | 0 | 0 | 0 | 0 | 12
NO |  | 258 | 2011 | 6 | 18 | 18 |  | Clark | E. Springfield | 138 | 138 | Wood Pole | 0 | 2.86 | 1 | 477ACSR | 0 | 509644 | 509644 | 0 | 0 | 0 | 0 | 0 | 0 | 0 | 0 | 0 | 0 | 0 | 0 | 0 | 0 | 0 | 0 | 0 | 0 | 0 | 0 | 12
NO |  | 258 | 2011 | 6 | 19 | 19 |  | Clark | E. Springfield | 138 | 138 | Wood H Frame | 2.22 | 7.82 | 1 | 605ACSR | 0 | 0 | 0 | 0 | 0 | 0 | 0 | 0 | 0 | 0 | 0 | 0 | 0 | 0 | 0 | 0 | 0 | 0 | 0 | 0 | 0 | 0 | 0 | 12
NO |  | 258 | 2011 | 6 | 20 | 20 |  | Clark | E. Springfield | 138 | 138 | Steel Tower | 0 | 0.04 | 1 | 954ACSR | 0 | 0 | 0 | 0 | 0 | 0 | 0 | 0 | 0 | 0 | 0 | 0 | 0 | 0 | 0 | 0 | 0 | 0 | 0 | 0 | 0 | 0 | 0 | 12
NO |  | 258 | 2011 | 6 | 21 | 21 |  | Clark | E. Springfield | 138 | 138 | Wood Pole | 0.02 | 0 | 1 | 336ACSR | 0 | 0 | 0 | 0 | 0 | 0 | 0 | 0 | 0 | 0 | 0 | 0 | 0 | 0 | 0 | 0 | 0 | 0 | 0 | 0 | 0 | 0 | 0 | 12
NO |  | 258 | 2011 | 6 | 22 | 22 |  | Clark | Greene | 138 | 138 | Wood Pole | 6.93 | 0 | 1 | 605ACSR | 0 | 1881167 | 1881167 | 0 | 0 | 0 | 0 | 0 | 0 | 0 | 0 | 0 | 0 | 0 | 0 | 0 | 0 | 0 | 0 | 0 | 0 | 0 | 0 | 12
NO |  | 258 | 2011 | 6 | 23 | 23 |  | Clark | Greene | 138 | 138 | Wood H Frame | 19.32 | 0 | 1 | 605ACSR | 0 | 0 | 0 | 0 | 0 | 0 | 0 | 0 | 0 | 0 | 0 | 0 | 0 | 0 | 0 | 0 | 0 | 0 | 0 | 0 | 0 | 0 | 0 | 12
NO |  | 258 | 2011 | 6 | 24 | 24 |  | Clark | Greene | 138 | 138 | Steel Tower | 1.14 | 0 | 1 | 954ACSR | 0 | 0 | 0 | 0 | 0 | 0 | 0 | 0 | 0 | 0 | 0 | 0 | 0 | 0 | 0 | 0 | 0 | 0 | 0 | 0 | 0 | 0 | 0 | 12
NO |  | 258 | 2011 | 6 | 25 | 25 |  | Clark | Urbana | 138 | 138 | Wood Pole | 8.7 | 0 | 1 | 795ACSR | 0 | 1660831 | 1660831 | 0 | 0 | 0 | 0 | 0 | 0 | 0 | 0 | 0 | 0 | 0 | 0 | 0 | 0 | 0 | 0 | 0 | 0 | 0 | 0 | 12
NO |  | 258 | 2011 | 6 | 26 | 26 |  | Cloverdale | East Wooster | 138 | 138 | Steel Tower | 0 | 20.19 | 1 | 336ACSR | 0 | 347610 | 347610 | 0 | 0 | 0 | 0 | 0 | 0 | 0 | 0 | 0 | 0 | 0 | 0 | 0 | 0 | 0 | 0 | 0 | 0 | 0 | 0 | 12
NO |  | 258 | 2011 | 6 | 27 | 27 |  | Cloverdale | Star | 138 | 138 | Steel Tower | 23.57 | 0 | 1 | 605ACSR | 0 | 876977 | 876977 | 0 | 0 | 0 | 0 | 0 | 0 | 0 | 0 | 0 | 0 | 0 | 0 | 0 | 0 | 0 | 0 | 0 | 0 | 0 | 0 | 12
NO |  | 258 | 2011 | 6 | 28 | 28 |  | Cloverdale | Torrey (OP) | 138 | 138 | Steel Tower | 0.15 | 6.7 | 1 | 477ACSR | 0 | 276509 | 276509 | 0 | 0 | 0 | 0 | 0 | 0 | 0 | 0 | 0 | 0 | 0 | 0 | 0 | 0 | 0 | 0 | 0 | 0 | 0 | 0 | 12
NO |  | 258 | 2011 | 6 | 29 | 29 |  | Crissinger | Roberts | 138 | 138 | Wood H Frame | 1.43 | 0 | 1 | 336ACSR | 0 | 1120176 | 1120176 | 0 | 0 | 0 | 0 | 0 | 0 | 0 | 0 | 0 | 0 | 0 | 0 | 0 | 0 | 0 | 0 | 0 | 0 | 0 | 0 | 12
NO |  | 258 | 2011 | 6 | 30 | 30 |  | Crissinger | Roberts | 138 | 138 | Steel Tower | 3.37 | 0.02 | 1 | 336ACSR | 0 | 0 | 0 | 0 | 0 | 0 | 0 | 0 | 0 | 0 | 0 | 0 | 0 | 0 | 0 | 0 | 0 | 0 | 0 | 0 | 0 | 0 | 0 | 12
NO |  | 258 | 2011 | 6 | 31 | 31 |  | Crissinger | Tangy | 0 | 138 | Underground | 0.25 | 0 | 1 | 1000MM | 0 | 0 | 0 | 0 | 0 | 0 | 0 | 0 | 0 | 0 | 0 | 0 | 0 | 0 | 0 | 0 | 0 | 0 | 0 | 0 | 0 | 0 | 0 | 12
NO |  | 258 | 2011 | 6 | 32 | 32 |  | Crissinger | Tangy | 0 | 138 | Wood Pole | 3.47 | 0 | 1 | 795ACSR | 0 | 0 | 0 | 0 | 0 | 0 | 0 | 0 | 0 | 0 | 0 | 0 | 0 | 0 | 0 | 0 | 0 | 0 | 0 | 0 | 0 | 0 | 0 | 12
NO |  | 258 | 2011 | 6 | 33 | 33 |  | Crissinger | Tangy | 138 | 138 | Wood H Frame | 18.38 | 0 | 1 | 336ACSR | 0 | 7003065 | 7003065 | 0 | 0 | 0 | 0 | 0 | 0 | 0 | 0 | 0 | 0 | 0 | 0 | 0 | 0 | 0 | 0 | 0 | 0 | 0 | 0 | 12
NO |  | 258 | 2011 | 6 | 34 | 34 |  | Crissinger | Tangy | 0 | 138 | Steel Tower | 0.1 | 0 | 1 | 795ACSR | 0 | 0 | 0 | 0 | 0 | 0 | 0 | 0 | 0 | 0 | 0 | 0 | 0 | 0 | 0 | 0 | 0 | 0 | 0 | 0 | 0 | 0 | 0 | 12
NO |  | 258 | 2011 | 6 | 35 | 35 |  | Crissinger | Tangy | 138 | 138 | Steel Tower | 3.29 | 1.14 | 1 | 336ACSR | 0 | 0 | 0 | 0 | 0 | 0 | 0 | 0 | 0 | 0 | 0 | 0 | 0 | 0 | 0 | 0 | 0 | 0 | 0 | 0 | 0 | 0 | 0 | 12
NO |  | 258 | 2011 | 7 | 1 | 1 |  | Crossland | Chemetron Corp. | 138 | 138 | Steel Tower | 0.34 | 0 | 1 | 336ACSR | 0 | 102552 | 102552 | 0 | 0 | 0 | 0 | 0 | 0 | 0 | 0 | 0 | 0 | 0 | 0 | 0 | 0 | 0 | 0 | 0 | 0 | 0 | 0 | 12
NO |  | 258 | 2011 | 7 | 2 | 2 |  | Crossland | Sharon | 138 | 138 | Wood Pole | 0.59 | 0 | 1 | 336ACSR | 0 | 781066 | 781066 | 0 | 0 | 0 | 0 | 0 | 0 | 0 | 0 | 0 | 0 | 0 | 0 | 0 | 0 | 0 | 0 | 0 | 0 | 0 | 0 | 12
NO |  | 258 | 2011 | 7 | 3 | 3 |  | Crossland | Sharon | 138 | 138 | Steel Tower | 2.9 | 0 | 1 | 336ACSR | 0 | 0 | 0 | 0 | 0 | 0 | 0 | 0 | 0 | 0 | 0 | 0 | 0 | 0 | 0 | 0 | 0 | 0 | 0 | 0 | 0 | 0 | 0 | 12
NO |  | 258 | 2011 | 7 | 4 | 4 |  | Crossland | Sharon | 138 | 138 | Steel Tower | 9.02 | 0 | 1 | 477ACSR | 0 | 0 | 0 | 0 | 0 | 0 | 0 | 0 | 0 | 0 | 0 | 0 | 0 | 0 | 0 | 0 | 0 | 0 | 0 | 0 | 0 | 0 | 0 | 12
NO |  | 258 | 2011 | 7 | 5 | 5 |  | Crossland | Sharon | 138 | 138 | Wood Pole | 0.14 | 0 | 1 | 795ACSR | 0 | 0 | 0 | 0 | 0 | 0 | 0 | 0 | 0 | 0 | 0 | 0 | 0 | 0 | 0 | 0 | 0 | 0 | 0 | 0 | 0 | 0 | 0 | 12
NO |  | 258 | 2011 | 7 | 6 | 6 |  | Dale | W. Canton | 138 | 138 | Wood Pole | 4.96 | 0 | 1 | 605ACSR | 4386 | 1696927 | 1701313 | 0 | 0 | 0 | 0 | 0 | 0 | 0 | 0 | 0 | 0 | 0 | 0 | 0 | 0 | 0 | 0 | 0 | 0 | 0 | 0 | 12
NO |  | 258 | 2011 | 7 | 7 | 7 |  | Darrow | Hanna | 138 | 138 | Steel Tower | 13.73 | 0.07 | 1 | 477ACSR | 0 | 1430009 | 1430009 | 0 | 0 | 0 | 0 | 0 | 0 | 0 | 0 | 0 | 0 | 0 | 0 | 0 | 0 | 0 | 0 | 0 | 0 | 0 | 0 | 12
NO |  | 258 | 2011 | 7 | 8 | 8 |  | Darrow | Hanna | 138 | 138 | Wood Pole | 1.59 | 1.58 | 1 | 477ACSR | 0 | 0 | 0 | 0 | 0 | 0 | 0 | 0 | 0 | 0 | 0 | 0 | 0 | 0 | 0 | 0 | 0 | 0 | 0 | 0 | 0 | 0 | 0 | 12
NO |  | 258 | 2011 | 7 | 9 | 9 |  | Darrow | Hanna | 138 | 138 | Wood H Frame | 2.48 | 0 | 1 | 605ACSR | 0 | 0 | 0 | 0 | 0 | 0 | 0 | 0 | 0 | 0 | 0 | 0 | 0 | 0 | 0 | 0 | 0 | 0 | 0 | 0 | 0 | 0 | 0 | 12
NO |  | 258 | 2011 | 7 | 10 | 10 |  | Decant | West Fremont | 138 | 138 | Wood Pole | 0.07 | 0 | 1 | 336AA | 0 | 4989179 | 4989179 | 0 | 0 | 0 | 0 | 0 | 0 | 0 | 0 | 0 | 0 | 0 | 0 | 0 | 0 | 0 | 0 | 0 | 0 | 0 | 0 | 12
NO |  | 258 | 2011 | 7 | 11 | 11 |  | Decant | West Fremont | 138 | 138 | Wood Pole | 0.57 | 0 | 1 | 336ACSR | 0 | 0 | 0 | 0 | 0 | 0 | 0 | 0 | 0 | 0 | 0 | 0 | 0 | 0 | 0 | 0 | 0 | 0 | 0 | 0 | 0 | 0 | 0 | 12
NO |  | 258 | 2011 | 7 | 12 | 12 |  | Decant | West Fremont | 138 | 138 | Steel Tower | 15.74 | 0 | 1 | 739ACSR | 0 | 0 | 0 | 0 | 0 | 0 | 0 | 0 | 0 | 0 | 0 | 0 | 0 | 0 | 0 | 0 | 0 | 0 | 0 | 0 | 0 | 0 | 0 | 12
NO |  | 258 | 2011 | 7 | 13 | 13 |  | Delaware | Tangy | 138 | 138 | Wood H Frame | 0.97 | 0 | 1 | 605ACSR | 0 | 42900 | 42900 | 0 | 0 | 0 | 0 | 0 | 0 | 0 | 0 | 0 | 0 | 0 | 0 | 0 | 0 | 0 | 0 | 0 | 0 | 0 | 0 | 12
NO |  | 258 | 2011 | 7 | 14 | 14 |  | Dell Tap | Dell | 138 | 138 | Steel Pole | 1.01 | 0 | 2 | 795ACSR | 0 | 359580 | 359580 | 0 | 0 | 0 | 0 | 0 | 0 | 0 | 0 | 0 | 0 | 0 | 0 | 0 | 0 | 0 | 0 | 0 | 0 | 0 | 0 | 12
NO |  | 258 | 2011 | 7 | 15 | 15 |  | Delta | Wauseon | 138 | 138 | Steel Pole | 0.1 | 0 | 1 | 336ACSR | 21994 | 771486 | 793480 | 0 | 0 | 0 | 0 | 0 | 0 | 0 | 0 | 0 | 0 | 0 | 0 | 0 | 0 | 0 | 0 | 0 | 0 | 0 | 0 | 12
NO |  | 258 | 2011 | 7 | 16 | 16 |  | Delta | Wauseon | 138 | 138 | Wood Pole | 1.21 | 0 | 1 | 336ACSR | 0 | 0 | 0 | 0 | 0 | 0 | 0 | 0 | 0 | 0 | 0 | 0 | 0 | 0 | 0 | 0 | 0 | 0 | 0 | 0 | 0 | 0 | 0 | 12
NO |  | 258 | 2011 | 7 | 17 | 17 |  | Delta | Wauseon | 138 | 138 | Steel Tower | 0.1 | 0 | 1 | 954ACSR | 0 | 0 | 0 | 0 | 0 | 0 | 0 | 0 | 0 | 0 | 0 | 0 | 0 | 0 | 0 | 0 | 0 | 0 | 0 | 0 | 0 | 0 | 0 | 12
NO |  | 258 | 2011 | 7 | 18 | 18 |  | Delta | Wauseon | 138 | 138 | Wood Pole | 8.57 | 0 | 1 | 954ACSR | 0 | 0 | 0 | 0 | 0 | 0 | 0 | 0 | 0 | 0 | 0 | 0 | 0 | 0 | 0 | 0 | 0 | 0 | 0 | 0 | 0 | 0 | 0 | 12
NO |  | 258 | 2011 | 7 | 19 | 19 |  | Delta | Wauseon | 138 | 138 | Steel Pole | 0.19 | 0 | 1 | 954ACSR | 0 | 0 | 0 | 0 | 0 | 0 | 0 | 0 | 0 | 0 | 0 | 0 | 0 | 0 | 0 | 0 | 0 | 0 | 0 | 0 | 0 | 0 | 0 | 12
NO |  | 258 | 2011 | 7 | 20 | 20 |  | Dixie | Jackman #2 | 138 | 138 | Steel Tower | 0 | 2 | 1 | 739ACSR | 0 | 368339 | 368339 | 0 | 0 | 0 | 0 | 0 | 0 | 0 | 0 | 0 | 0 | 0 | 0 | 0 | 0 | 0 | 0 | 0 | 0 | 0 | 0 | 12
NO |  | 258 | 2011 | 7 | 21 | 21 |  | E. Springfield | London | 138 | 138 | Steel Tower | 14.71 | 0.81 | 1 | 477ACSR | 0 | 993652 | 993652 | 0 | 0 | 0 | 0 | 0 | 0 | 0 | 0 | 0 | 0 | 0 | 0 | 0 | 0 | 0 | 0 | 0 | 0 | 0 | 0 | 12
NO |  | 258 | 2011 | 7 | 22 | 22 |  | E. Springfield | London | 138 | 138 | Steel Tower | 2.85 | 0 | 1 | 605ACSR | 0 | 0 | 0 | 0 | 0 | 0 | 0 | 0 | 0 | 0 | 0 | 0 | 0 | 0 | 0 | 0 | 0 | 0 | 0 | 0 | 0 | 0 | 0 | 12
NO |  | 258 | 2011 | 7 | 23 | 23 |  | E. Springfield | Tangy | 138 | 138 | Steel Tower | 1.78 | 2.24 | 1 | 336ACSR | 2019 | 1207512 | 1209531 | 0 | 0 | 0 | 0 | 0 | 0 | 0 | 0 | 0 | 0 | 0 | 0 | 0 | 0 | 0 | 0 | 0 | 0 | 0 | 0 | 12
NO |  | 258 | 2011 | 7 | 24 | 24 |  | E. Springfield | Tangy | 138 | 138 | Wood H Frame | 41.23 | 0 | 1 | 336ACSR | 0 | 0 | 0 | 0 | 0 | 0 | 0 | 0 | 0 | 0 | 0 | 0 | 0 | 0 | 0 | 0 | 0 | 0 | 0 | 0 | 0 | 0 | 0 | 12
NO |  | 258 | 2011 | 7 | 25 | 25 |  | East Akron | Gilchrist | 138 | 138 | Steel Tower | 0 | 1.19 | 1 | 300 CU | 0 | 44469 | 44469 | 0 | 0 | 0 | 0 | 0 | 0 | 0 | 0 | 0 | 0 | 0 | 0 | 0 | 0 | 0 | 0 | 0 | 0 | 0 | 0 | 12
NO |  | 258 | 2011 | 7 | 26 | 26 |  | East Akron | Gilchrist | 138 | 138 | Steel Tower | 0 | 2.7 | 1 | 477ACSR | 0 | 0 | 0 | 0 | 0 | 0 | 0 | 0 | 0 | 0 | 0 | 0 | 0 | 0 | 0 | 0 | 0 | 0 | 0 | 0 | 0 | 0 | 0 | 12
NO |  | 258 | 2011 | 7 | 27 | 27 |  | East Akron | Hanna | 138 | 138 | Steel Tower | 12.14 | 3.28 | 1 | 605ACSR | 0 | 2429823 | 2429823 | 0 | 0 | 0 | 0 | 0 | 0 | 0 | 0 | 0 | 0 | 0 | 0 | 0 | 0 | 0 | 0 | 0 | 0 | 0 | 0 | 12
NO |  | 258 | 2011 | 7 | 28 | 28 |  | East Akron | West Ravenna | 138 | 138 | Wood H Frame | 7.95 | 0 | 1 | 477ACSR | 0 | 778920 | 778920 | 0 | 0 | 0 | 0 | 0 | 0 | 0 | 0 | 0 | 0 | 0 | 0 | 0 | 0 | 0 | 0 | 0 | 0 | 0 | 0 | 12
NO |  | 258 | 2011 | 7 | 29 | 29 |  | East Akron | West Ravenna | 138 | 138 | Steel Tower | 3.75 | 0 | 1 | 477ACSR | 0 | 0 | 0 | 0 | 0 | 0 | 0 | 0 | 0 | 0 | 0 | 0 | 0 | 0 | 0 | 0 | 0 | 0 | 0 | 0 | 0 | 0 | 0 | 12
NO |  | 258 | 2011 | 7 | 30 | 30 |  | Eastlake | Jordan | 138 | 138 | Steel Tower | 6.6 | 0 | 2 | 1033ACSR | 0 | 1977780 | 1977780 | 0 | 0 | 0 | 0 | 0 | 0 | 0 | 0 | 0 | 0 | 0 | 0 | 0 | 0 | 0 | 0 | 0 | 0 | 0 | 0 | 12
NO |  | 258 | 2011 | 7 | 31 | 31 |  | Eastlake | Jordan | 138 | 138 | Steel Tower | 0.34 | 0 | 2 | 1192ACSR | 0 | 0 | 0 | 0 | 0 | 0 | 0 | 0 | 0 | 0 | 0 | 0 | 0 | 0 | 0 | 0 | 0 | 0 | 0 | 0 | 0 | 0 | 0 | 12
NO |  | 258 | 2011 | 7 | 32 | 32 |  | Eastlake | Jordan | 138 | 138 | Steel Pole | 7.48 | 0 | 2 | 795ACSR | 0 | 0 | 0 | 0 | 0 | 0 | 0 | 0 | 0 | 0 | 0 | 0 | 0 | 0 | 0 | 0 | 0 | 0 | 0 | 0 | 0 | 0 | 0 | 12
NO |  | 258 | 2011 | 7 | 33 | 33 |  | Eastlake | Lloyd | 138 | 138 | Steel Tower | 4.26 | 0 | 2 | 1033ACSR | 0 | 6713169 | 6713169 | 0 | 0 | 0 | 0 | 0 | 0 | 0 | 0 | 0 | 0 | 0 | 0 | 0 | 0 | 0 | 0 | 0 | 0 | 0 | 0 | 12
NO |  | 258 | 2011 | 7 | 34 | 34 |  | Eastlake | Lloyd | 138 | 138 | Steel Pole | 14.02 | 0 | 2 | 1192ACSR | 0 | 0 | 0 | 0 | 0 | 0 | 0 | 0 | 0 | 0 | 0 | 0 | 0 | 0 | 0 | 0 | 0 | 0 | 0 | 0 | 0 | 0 | 0 | 12
NO |  | 258 | 2011 | 7 | 35 | 35 |  | Eastlake | Lloyd | 138 | 138 | Steel Tower | 0.33 | 0 | 2 | 1192ACSR | 0 | 0 | 0 | 0 | 0 | 0 | 0 | 0 | 0 | 0 | 0 | 0 | 0 | 0 | 0 | 0 | 0 | 0 | 0 | 0 | 0 | 0 | 0 | 12
NO |  | 258 | 2011 | 8 | 1 | 1 |  | Eastlake | Lloyd | 138 | 138 | Steel Tower | 0.06 | 0 | 2 | 4/0 CU | 0 | 0 | 0 | 0 | 0 | 0 | 0 | 0 | 0 | 0 | 0 | 0 | 0 | 0 | 0 | 0 | 0 | 0 | 0 | 0 | 0 | 0 | 0 | 12
NO |  | 258 | 2011 | 8 | 2 | 2 |  | Eastlake | Lloyd | 138 | 138 | Steel Tower | 2.1 | 0 | 2 | 795ACSR | 0 | 0 | 0 | 0 | 0 | 0 | 0 | 0 | 0 | 0 | 0 | 0 | 0 | 0 | 0 | 0 | 0 | 0 | 0 | 0 | 0 | 0 | 0 | 12
NO |  | 258 | 2011 | 8 | 3 | 3 |  | Eastlake | Mayfield | 138 | 138 | Steel Tower | 2.13 | 0 | 2 | 1033ACSR | 0 | 800260 | 800260 | 0 | 0 | 0 | 0 | 0 | 0 | 0 | 0 | 0 | 0 | 0 | 0 | 0 | 0 | 0 | 0 | 0 | 0 | 0 | 0 | 12
NO |  | 258 | 2011 | 8 | 4 | 4 |  | Eastlake | Mayfield | 138 | 138 | Steel Tower | 0.34 | 0 | 2 | 1192ACSR | 0 | 0 | 0 | 0 | 0 | 0 | 0 | 0 | 0 | 0 | 0 | 0 | 0 | 0 | 0 | 0 | 0 | 0 | 0 | 0 | 0 | 0 | 0 | 12
NO |  | 258 | 2011 | 8 | 5 | 5 |  | Eastlake | Mayfield | 138 | 138 | Steel Tower | 11.18 | 0 | 2 | 795ACSR | 0 | 0 | 0 | 0 | 0 | 0 | 0 | 0 | 0 | 0 | 0 | 0 | 0 | 0 | 0 | 0 | 0 | 0 | 0 | 0 | 0 | 0 | 0 | 12
NO |  | 258 | 2011 | 8 | 6 | 6 |  | Eastlake | Mayfield - Northfield | 138 | 138 | Steel Tower | 2.1 | 0 | 2 | 1033ACSR | 0 | 1545094 | 1545094 | 0 | 0 | 0 | 0 | 0 | 0 | 0 | 0 | 0 | 0 | 0 | 0 | 0 | 0 | 0 | 0 | 0 | 0 | 0 | 0 | 12
NO |  | 258 | 2011 | 8 | 7 | 7 |  | Eastlake | Mayfield - Northfield | 138 | 138 | Steel Tower | 0.35 | 0 | 2 | 1192ACSR | 0 | 0 | 0 | 0 | 0 | 0 | 0 | 0 | 0 | 0 | 0 | 0 | 0 | 0 | 0 | 0 | 0 | 0 | 0 | 0 | 0 | 0 | 0 | 12
NO |  | 258 | 2011 | 8 | 8 | 8 |  | Eastlake | Mayfield - Northfield | 138 | 138 | Steel Tower | 28.76 | 0 | 2 | 795ACSR | 0 | 0 | 0 | 0 | 0 | 0 | 0 | 0 | 0 | 0 | 0 | 0 | 0 | 0 | 0 | 0 | 0 | 0 | 0 | 0 | 0 | 0 | 0 | 12
NO |  | 258 | 2011 | 8 | 9 | 9 |  | Eastlake | Nursery | 138 | 138 | Steel Tower | 1.69 | 0 | 2 | 1192ACSR | 0 | 3103918 | 3103918 | 0 | 0 | 0 | 0 | 0 | 0 | 0 | 0 | 0 | 0 | 0 | 0 | 0 | 0 | 0 | 0 | 0 | 0 | 0 | 0 | 12
NO |  | 258 | 2011 | 8 | 10 | 10 |  | Eastlake | Nursery | 138 | 138 | Steel Tower | 11.66 | 0 | 2 | 795ACSR | 0 | 0 | 0 | 0 | 0 | 0 | 0 | 0 | 0 | 0 | 0 | 0 | 0 | 0 | 0 | 0 | 0 | 0 | 0 | 0 | 0 | 0 | 0 | 12
NO |  | 258 | 2011 | 8 | 11 | 11 |  | Eastlake | Nursery | 138 | 138 | Steel Pole | 2.32 | 0 | 2 | 795ACSR | 0 | 0 | 0 | 0 | 0 | 0 | 0 | 0 | 0 | 0 | 0 | 0 | 0 | 0 | 0 | 0 | 0 | 0 | 0 | 0 | 0 | 0 | 0 | 12
NO |  | 258 | 2011 | 8 | 12 | 12 |  | Eber | Swanton | 138 | 138 | Wood Pole | 0.71 | 0 | 1 | 336ACSR | 0 | 483873 | 483873 | 0 | 0 | 0 | 0 | 0 | 0 | 0 | 0 | 0 | 0 | 0 | 0 | 0 | 0 | 0 | 0 | 0 | 0 | 0 | 0 | 12
NO |  | 258 | 2011 | 8 | 13 | 13 |  | Eber | Swanton | 138 | 138 | Steel Pole | 0.08 | 0 | 1 | 336ACSR | 0 | 0 | 0 | 0 | 0 | 0 | 0 | 0 | 0 | 0 | 0 | 0 | 0 | 0 | 0 | 0 | 0 | 0 | 0 | 0 | 0 | 0 | 0 | 12
NO |  | 258 | 2011 | 8 | 14 | 14 |  | Eber | Swanton | 138 | 138 | Wood Pole | 5.39 | 0 | 1 | 954ACSR | 0 | 0 | 0 | 0 | 0 | 0 | 0 | 0 | 0 | 0 | 0 | 0 | 0 | 0 | 0 | 0 | 0 | 0 | 0 | 0 | 0 | 0 | 0 | 12
NO |  | 258 | 2011 | 8 | 15 | 15 |  | Edgewater | Beaver | 138 | 138 | Steel Tower | 9.26 | 0 | 1 | 336ACSR | 0 | 918670 | 918670 | 0 | 0 | 0 | 0 | 0 | 0 | 0 | 0 | 0 | 0 | 0 | 0 | 0 | 0 | 0 | 0 | 0 | 0 | 0 | 0 | 12
NO |  | 258 | 2011 | 8 | 16 | 16 |  | Edgewater | Beaver | 138 | 138 | Wood H Frame | 0.19 | 0 | 1 | 605ACSR | 0 | 0 | 0 | 0 | 0 | 0 | 0 | 0 | 0 | 0 | 0 | 0 | 0 | 0 | 0 | 0 | 0 | 0 | 0 | 0 | 0 | 0 | 0 | 12
NO |  | 258 | 2011 | 8 | 17 | 17 |  | Edgewater | Beaver | 138 | 138 | Steel Tower | 2.89 | 0 | 1 | 795ACSR | 0 | 0 | 0 | 0 | 0 | 0 | 0 | 0 | 0 | 0 | 0 | 0 | 0 | 0 | 0 | 0 | 0 | 0 | 0 | 0 | 0 | 0 | 0 | 12
NO |  | 258 | 2011 | 8 | 18 | 18 |  | Edgewater | USS/Kobe Steel | 138 | 138 | Steel Tower | 0.61 | 0 | 1 | 336ACSR | 0 | 170562 | 170562 | 0 | 0 | 0 | 0 | 0 | 0 | 0 | 0 | 0 | 0 | 0 | 0 | 0 | 0 | 0 | 0 | 0 | 0 | 0 | 0 | 12
NO |  | 258 | 2011 | 8 | 19 | 19 |  | Edgewater | USS/Kobe Steel | 138 | 138 | Steel Tower | 0 | 2.39 | 1 | 605ACSR | 0 | 0 | 0 | 0 | 0 | 0 | 0 | 0 | 0 | 0 | 0 | 0 | 0 | 0 | 0 | 0 | 0 | 0 | 0 | 0 | 0 | 0 | 0 | 12
NO |  | 258 | 2011 | 8 | 20 | 20 |  | Emily | Fox | 138 | 138 | Steel Tower | 2.17 | 0 | 1 | 1192ACSR | 91636 | 3781036 | 3872672 | 0 | 0 | 0 | 0 | 0 | 0 | 0 | 0 | 0 | 0 | 0 | 0 | 0 | 0 | 0 | 0 | 0 | 0 | 0 | 0 | 12
NO |  | 258 | 2011 | 8 | 21 | 21 |  | Emily | Fox | 138 | 138 | Steel Pole | 0.49 | 0 | 1 | 1192ACSR | 0 | 0 | 0 | 0 | 0 | 0 | 0 | 0 | 0 | 0 | 0 | 0 | 0 | 0 | 0 | 0 | 0 | 0 | 0 | 0 | 0 | 0 | 0 | 12
NO |  | 258 | 2011 | 8 | 22 | 22 |  | Emily | Fox | 138 | 138 | Wood Pole | 4.86 | 0 | 1 | 1192ACSR | 0 | 0 | 0 | 0 | 0 | 0 | 0 | 0 | 0 | 0 | 0 | 0 | 0 | 0 | 0 | 0 | 0 | 0 | 0 | 0 | 0 | 0 | 0 | 12
NO |  | 258 | 2011 | 8 | 23 | 23 |  | Emily | Fox | 138 | 138 | Steel Tower | 0.17 | 0 | 1 | 1590ACSR | 0 | 0 | 0 | 0 | 0 | 0 | 0 | 0 | 0 | 0 | 0 | 0 | 0 | 0 | 0 | 0 | 0 | 0 | 0 | 0 | 0 | 0 | 0 | 12
NO |  | 258 | 2011 | 8 | 24 | 24 |  | Emily | Fox | 138 | 138 | Steel Tower | 4.68 | 0 | 1 | 795ACSR | 0 | 0 | 0 | 0 | 0 | 0 | 0 | 0 | 0 | 0 | 0 | 0 | 0 | 0 | 0 | 0 | 0 | 0 | 0 | 0 | 0 | 0 | 0 | 12
NO |  | 258 | 2011 | 8 | 25 | 25 |  | Emily | Fox | 138 | 138 | Steel Tower | 13.38 | 0 | 1 | 954ACSR | 0 | 0 | 0 | 0 | 0 | 0 | 0 | 0 | 0 | 0 | 0 | 0 | 0 | 0 | 0 | 0 | 0 | 0 | 0 | 0 | 0 | 0 | 0 | 12
NO |  | 258 | 2011 | 8 | 26 | 26 |  | Evergreen | Highland #1 | 138 | 138 | Steel Tower | 2.6 | 0 | 1 | 477ACSR | 0 | 240953 | 240953 | 0 | 0 | 0 | 0 | 0 | 0 | 0 | 0 | 0 | 0 | 0 | 0 | 0 | 0 | 0 | 0 | 0 | 0 | 0 | 0 | 12
NO |  | 258 | 2011 | 8 | 27 | 27 |  | Evergreen | Highland #1 | 138 | 138 | Steel Tower | 0.08 | 0 | 1 | 795ACSR | 0 | 0 | 0 | 0 | 0 | 0 | 0 | 0 | 0 | 0 | 0 | 0 | 0 | 0 | 0 | 0 | 0 | 0 | 0 | 0 | 0 | 0 | 0 | 12
NO |  | 258 | 2011 | 8 | 28 | 28 |  | Evergreen | Highland #2 | 138 | 138 | Steel Tower | 2.5 | 0 | 1 | 477ACSR | 0 | 254013 | 254013 | 0 | 0 | 0 | 0 | 0 | 0 | 0 | 0 | 0 | 0 | 0 | 0 | 0 | 0 | 0 | 0 | 0 | 0 | 0 | 0 | 12
NO |  | 258 | 2011 | 8 | 29 | 29 |  | Evergreen | Highland #2 | 138 | 138 | Wood H Frame | 0.17 | 0 | 1 | 795ACSR | 0 | 0 | 0 | 0 | 0 | 0 | 0 | 0 | 0 | 0 | 0 | 0 | 0 | 0 | 0 | 0 | 0 | 0 | 0 | 0 | 0 | 0 | 0 | 12
NO |  | 258 | 2011 | 8 | 30 | 30 |  | Evergreen | Highland #3 | 138 | 138 | Steel Tower | 0.13 | 0.64 | 1 | 336ACSR | 0 | 931055 | 931055 | 0 | 0 | 0 | 0 | 0 | 0 | 0 | 0 | 0 | 0 | 0 | 0 | 0 | 0 | 0 | 0 | 0 | 0 | 0 | 0 | 12
NO |  | 258 | 2011 | 8 | 31 | 31 |  | Evergreen | Highland #3 | 138 | 138 | Wood H Frame | 6.31 | 0 | 1 | 477ACSR | 0 | 0 | 0 | 0 | 0 | 0 | 0 | 0 | 0 | 0 | 0 | 0 | 0 | 0 | 0 | 0 | 0 | 0 | 0 | 0 | 0 | 0 | 0 | 12
NO |  | 258 | 2011 | 8 | 32 | 32 |  | Evergreen | Ivanhoe | 138 | 138 | Steel Tower | 1.57 | 1.17 | 1 | 477ACSR | 0 | 478649 | 478649 | 0 | 0 | 0 | 0 | 0 | 0 | 0 | 0 | 0 | 0 | 0 | 0 | 0 | 0 | 0 | 0 | 0 | 0 | 0 | 0 | 12
NO |  | 258 | 2011 | 8 | 33 | 33 |  | Evergreen | Ivanhoe | 138 | 138 | Wood H Frame | 7.18 | 0 | 1 | 795ACSR | 0 | 0 | 0 | 0 | 0 | 0 | 0 | 0 | 0 | 0 | 0 | 0 | 0 | 0 | 0 | 0 | 0 | 0 | 0 | 0 | 0 | 0 | 0 | 12
NO |  | 258 | 2011 | 8 | 34 | 34 |  | Firestone | South Akron | 138 | 138 | Wood Pole | 0.23 | 0 | 1 | 605ACSR | 5458 | 1017025 | 1022483 | 0 | 0 | 0 | 0 | 0 | 0 | 0 | 0 | 0 | 0 | 0 | 0 | 0 | 0 | 0 | 0 | 0 | 0 | 0 | 0 | 12
NO |  | 258 | 2011 | 8 | 35 | 35 |  | Firestone | South Akron | 138 | 138 | Steel Tower | 2.45 | 0 | 1 | 605ACSR | 0 | 0 | 0 | 0 | 0 | 0 | 0 | 0 | 0 | 0 | 0 | 0 | 0 | 0 | 0 | 0 | 0 | 0 | 0 | 0 | 0 | 0 | 0 | 12
NO |  | 258 | 2011 | 9 | 1 | 1 |  | Firestone | South Akron | 138 | 138 | Steel Pole | 0.22 | 0 | 1 | 605ACSR | 0 | 0 | 0 | 0 | 0 | 0 | 0 | 0 | 0 | 0 | 0 | 0 | 0 | 0 | 0 | 0 | 0 | 0 | 0 | 0 | 0 | 0 | 0 | 12
NO |  | 258 | 2011 | 9 | 2 | 2 |  | Firestone | Urban | 138 | 138 | Steel Pole | 2.33 | 0.22 | 1 | 605ACSR | 0 | 1094529 | 1094529 | 0 | 0 | 0 | 0 | 0 | 0 | 0 | 0 | 0 | 0 | 0 | 0 | 0 | 0 | 0 | 0 | 0 | 0 | 0 | 0 | 12
NO |  | 258 | 2011 | 9 | 3 | 3 |  | Firestone | Urban | 138 | 138 | Steel Tower | 4.2 | 0 | 1 | 795ACSR | 0 | 0 | 0 | 0 | 0 | 0 | 0 | 0 | 0 | 0 | 0 | 0 | 0 | 0 | 0 | 0 | 0 | 0 | 0 | 0 | 0 | 0 | 0 | 12
NO |  | 258 | 2011 | 9 | 4 | 4 |  | Fowles | Fox | 138 | 138 | Steel Tower | 2.19 | 0 | 2 | 1192ACSR | 0 | 1086893 | 1086893 | 0 | 0 | 0 | 0 | 0 | 0 | 0 | 0 | 0 | 0 | 0 | 0 | 0 | 0 | 0 | 0 | 0 | 0 | 0 | 0 | 12
NO |  | 258 | 2011 | 9 | 5 | 5 |  | Fowles | Fox | 138 | 138 | Steel Tower | 0.17 | 0 | 2 | 1590ACSR | 0 | 0 | 0 | 0 | 0 | 0 | 0 | 0 | 0 | 0 | 0 | 0 | 0 | 0 | 0 | 0 | 0 | 0 | 0 | 0 | 0 | 0 | 0 | 12
NO |  | 258 | 2011 | 9 | 6 | 6 |  | Fowles | Fox | 138 | 138 | Steel Pole | 0.32 | 0 | 2 | 4/0 CU | 0 | 0 | 0 | 0 | 0 | 0 | 0 | 0 | 0 | 0 | 0 | 0 | 0 | 0 | 0 | 0 | 0 | 0 | 0 | 0 | 0 | 0 | 0 | 12
NO |  | 258 | 2011 | 9 | 7 | 7 |  | Fowles | Fox | 138 | 138 | Steel Tower | 1.97 | 0 | 2 | 4/0 CU | 0 | 0 | 0 | 0 | 0 | 0 | 0 | 0 | 0 | 0 | 0 | 0 | 0 | 0 | 0 | 0 | 0 | 0 | 0 | 0 | 0 | 0 | 0 | 12
NO |  | 258 | 2011 | 9 | 8 | 8 |  | Fowles | Fox | 138 | 138 | Steel Tower | 4.73 | 0 | 2 | 795ACSR | 0 | 0 | 0 | 0 | 0 | 0 | 0 | 0 | 0 | 0 | 0 | 0 | 0 | 0 | 0 | 0 | 0 | 0 | 0 | 0 | 0 | 0 | 0 | 12
NO |  | 258 | 2011 | 9 | 9 | 9 |  | Fowles | NASA | 138 | 138 | Steel Tower | 4.51 | 0 | 2 | 4/0 CU | 70880 | 10493070 | 10563950 | 0 | 0 | 0 | 0 | 0 | 0 | 0 | 0 | 0 | 0 | 0 | 0 | 0 | 0 | 0 | 0 | 0 | 0 | 0 | 0 | 12
NO |  | 258 | 2011 | 9 | 10 | 10 |  | Fowles | NASA | 138 | 138 | Steel Tower | 6.59 | 0 | 2 | 636ACSR | 0 | 0 | 0 | 0 | 0 | 0 | 0 | 0 | 0 | 0 | 0 | 0 | 0 | 0 | 0 | 0 | 0 | 0 | 0 | 0 | 0 | 0 | 0 | 12
NO |  | 258 | 2011 | 9 | 11 | 11 |  | Fowles | NASA | 138 | 138 | Steel Tower | 7.22 | 0 | 2 | 636ACSR | 0 | 0 | 0 | 0 | 0 | 0 | 0 | 0 | 0 | 0 | 0 | 0 | 0 | 0 | 0 | 0 | 0 | 0 | 0 | 0 | 0 | 0 | 0 | 12
NO |  | 258 | 2011 | 9 | 12 | 12 |  | Fowles | Pleasant Valley | 138 | 138 | Steel Tower | 8.82 | 0 | 2 | 4/0 CU | 0 | 2426156 | 2426156 | 0 | 0 | 0 | 0 | 0 | 0 | 0 | 0 | 0 | 0 | 0 | 0 | 0 | 0 | 0 | 0 | 0 | 0 | 0 | 0 | 12
NO |  | 258 | 2011 | 9 | 13 | 13 |  | Fowles | Pleasant Valley | 138 | 138 | Steel Tower | 8.98 | 0 | 2 | 4/0 CU | 0 | 0 | 0 | 0 | 0 | 0 | 0 | 0 | 0 | 0 | 0 | 0 | 0 | 0 | 0 | 0 | 0 | 0 | 0 | 0 | 0 | 0 | 0 | 12
NO |  | 258 | 2011 | 9 | 14 | 14 |  | Fowles | Pleasant Valley | 138 | 138 | Steel Tower | 0.25 | 0 | 2 | 795ACSR | 0 | 0 | 0 | 0 | 0 | 0 | 0 | 0 | 0 | 0 | 0 | 0 | 0 | 0 | 0 | 0 | 0 | 0 | 0 | 0 | 0 | 0 | 0 | 12
NO |  | 258 | 2011 | 9 | 15 | 15 |  | Fowles | Pleasant Valley | 138 | 138 | Steel Pole | 0.86 | 0 | 2 | 795ACSR | 0 | 0 | 0 | 0 | 0 | 0 | 0 | 0 | 0 | 0 | 0 | 0 | 0 | 0 | 0 | 0 | 0 | 0 | 0 | 0 | 0 | 0 | 0 | 12
NO |  | 258 | 2011 | 9 | 16 | 16 |  | Fowles | Pleasant Valley | 138 | 138 | Steel Pole | 0.77 | 0 | 2 | 795ACSR | 0 | 0 | 0 | 0 | 0 | 0 | 0 | 0 | 0 | 0 | 0 | 0 | 0 | 0 | 0 | 0 | 0 | 0 | 0 | 0 | 0 | 0 | 0 | 12
NO |  | 258 | 2011 | 9 | 17 | 17 |  | Fox | Clinton | 138 | 138 | Steel Tower | 2.15 | 0 | 4 | 1192ACSR | 0 | 655847 | 655847 | 0 | 0 | 0 | 0 | 0 | 0 | 0 | 0 | 0 | 0 | 0 | 0 | 0 | 0 | 0 | 0 | 0 | 0 | 0 | 0 | 12
NO |  | 258 | 2011 | 9 | 18 | 18 |  | Fox | Clinton | 138 | 138 | Steel Tower | 0.03 | 0 | 4 | 795ACSR | 0 | 0 | 0 | 0 | 0 | 0 | 0 | 0 | 0 | 0 | 0 | 0 | 0 | 0 | 0 | 0 | 0 | 0 | 0 | 0 | 0 | 0 | 0 | 12
NO |  | 258 | 2011 | 9 | 19 | 19 |  | Galion | Cardington | 138 | 138 | Wood Pole | 17.12 | 0 | 1 | 605ACSR | 0 | 2952757 | 2952757 | 0 | 0 | 0 | 0 | 0 | 0 | 0 | 0 | 0 | 0 | 0 | 0 | 0 | 0 | 0 | 0 | 0 | 0 | 0 | 0 | 12
NO |  | 258 | 2011 | 9 | 20 | 20 |  | Galion | General Motors | 138 | 138 | Wood H Frame | 16.5 | 0 | 1 | 477ACSR | 0 | 289962 | 289962 | 0 | 0 | 0 | 0 | 0 | 0 | 0 | 0 | 0 | 0 | 0 | 0 | 0 | 0 | 0 | 0 | 0 | 0 | 0 | 0 | 12
NO |  | 258 | 2011 | 9 | 21 | 21 |  | Galion | Leaside | 138 | 138 | Steel Tower | 8.57 | 0 | 1 | 336ACSR | 0 | 78497 | 78497 | 0 | 0 | 0 | 0 | 0 | 0 | 0 | 0 | 0 | 0 | 0 | 0 | 0 | 0 | 0 | 0 | 0 | 0 | 0 | 0 | 12
NO |  | 258 | 2011 | 9 | 22 | 22 |  | Galion | Roberts (North) | 138 | 138 | Steel Tower | 22.2 | 0 | 1 | 336ACSR | 0 | 479423 | 479423 | 0 | 0 | 0 | 0 | 0 | 0 | 0 | 0 | 0 | 0 | 0 | 0 | 0 | 0 | 0 | 0 | 0 | 0 | 0 | 0 | 12
NO |  | 258 | 2011 | 9 | 23 | 23 |  | Galion | Roberts (South) | 138 | 138 | Steel Tower | 0.04 | 22.1 | 1 | 477ACSR | 0 | 354277 | 354277 | 0 | 0 | 0 | 0 | 0 | 0 | 0 | 0 | 0 | 0 | 0 | 0 | 0 | 0 | 0 | 0 | 0 | 0 | 0 | 0 | 12
NO |  | 258 | 2011 | 9 | 24 | 24 |  | Galion | Roberts (South) | 138 | 138 | Wood Pole | 0.07 | 0 | 1 | 477ACSR | 0 | 0 | 0 | 0 | 0 | 0 | 0 | 0 | 0 | 0 | 0 | 0 | 0 | 0 | 0 | 0 | 0 | 0 | 0 | 0 | 0 | 0 | 0 | 12
NO |  | 258 | 2011 | 9 | 25 | 25 |  | Galion | Roberts (South) | 138 | 138 | Steel Pole | 0.02 | 0 | 1 | 477ACSR | 0 | 0 | 0 | 0 | 0 | 0 | 0 | 0 | 0 | 0 | 0 | 0 | 0 | 0 | 0 | 0 | 0 | 0 | 0 | 0 | 0 | 0 | 0 | 12
NO |  | 258 | 2011 | 9 | 26 | 26 |  | Gates | Johnson | 138 | 138 | Steel Tower | 5.05 | 0 | 1 | 605ACSR | 0 | 626455 | 626455 | 0 | 0 | 0 | 0 | 0 | 0 | 0 | 0 | 0 | 0 | 0 | 0 | 0 | 0 | 0 | 0 | 0 | 0 | 0 | 0 | 12
NO |  | 258 | 2011 | 9 | 27 | 27 |  | Gates | Johnson | 138 | 138 | Wood H Frame | 0.1 | 0 | 1 | 605ACSR | 0 | 0 | 0 | 0 | 0 | 0 | 0 | 0 | 0 | 0 | 0 | 0 | 0 | 0 | 0 | 0 | 0 | 0 | 0 | 0 | 0 | 0 | 0 | 12
NO |  | 258 | 2011 | 9 | 28 | 28 |  | General Motors | Highland | 138 | 138 | Wood H Frame | 2.95 | 0 | 1 | 795ACSR | 0 | 344383 | 344383 | 0 | 0 | 0 | 0 | 0 | 0 | 0 | 0 | 0 | 0 | 0 | 0 | 0 | 0 | 0 | 0 | 0 | 0 | 0 | 0 | 12
NO |  | 258 | 2011 | 9 | 29 | 29 |  | General Motors | Highland | 138 | 138 | Steel Tower | 0 | 1.95 | 1 | 795ACSR | 0 | 0 | 0 | 0 | 0 | 0 | 0 | 0 | 0 | 0 | 0 | 0 | 0 | 0 | 0 | 0 | 0 | 0 | 0 | 0 | 0 | 0 | 0 | 12
NO |  | 258 | 2011 | 9 | 30 | 30 |  | General Motors | Longview | 138 | 138 | Steel Tower | 0.1 | 8.3 | 1 | 477ACSR | 0 | 291347 | 291347 | 0 | 0 | 0 | 0 | 0 | 0 | 0 | 0 | 0 | 0 | 0 | 0 | 0 | 0 | 0 | 0 | 0 | 0 | 0 | 0 | 12
NO |  | 258 | 2011 | 9 | 31 | 31 |  | General Motors | Newton Falls | 138 | 138 | Steel Tower | 1.49 | 0 | 1 | 954ACSR | 0 | 1000144 | 1000144 | 0 | 0 | 0 | 0 | 0 | 0 | 0 | 0 | 0 | 0 | 0 | 0 | 0 | 0 | 0 | 0 | 0 | 0 | 0 | 0 | 12
NO |  | 258 | 2011 | 9 | 32 | 32 |  | General Motors | Newton Falls | 138 | 138 | Wood H Frame | 5.71 | 0 | 1 | 795ACSR | 0 | 0 | 0 | 0 | 0 | 0 | 0 | 0 | 0 | 0 | 0 | 0 | 0 | 0 | 0 | 0 | 0 | 0 | 0 | 0 | 0 | 0 | 0 | 12
NO |  | 258 | 2011 | 9 | 33 | 33 |  | Gilchrist | South Akron | 138 | 138 | Steel Tower | 0 | 6.44 | 1 | 300 CU | 0 | 872632 | 872632 | 0 | 0 | 0 | 0 | 0 | 0 | 0 | 0 | 0 | 0 | 0 | 0 | 0 | 0 | 0 | 0 | 0 | 0 | 0 | 0 | 12
NO |  | 258 | 2011 | 9 | 34 | 34 |  | Gilchrist | South Akron | 138 | 138 | Steel Tower | 12.83 | 0 | 1 | 477ACSR | 0 | 0 | 0 | 0 | 0 | 0 | 0 | 0 | 0 | 0 | 0 | 0 | 0 | 0 | 0 | 0 | 0 | 0 | 0 | 0 | 0 | 0 | 0 | 12
NO |  | 258 | 2011 | 9 | 35 | 35 |  | Gilchrist | South Akron | 138 | 138 | Wood Pole | 0.81 | 0 | 1 | 477ACSR | 0 | 0 | 0 | 0 | 0 | 0 | 0 | 0 | 0 | 0 | 0 | 0 | 0 | 0 | 0 | 0 | 0 | 0 | 0 | 0 | 0 | 0 | 0 | 12
NO |  | 258 | 2011 | 10 | 1 | 1 |  | Greenfield | Ford | 138 | 138 | Wood H Frame | 1.18 | 0 | 1 | 336ACSR | 6098 | 255584 | 261682 | 0 | 0 | 0 | 0 | 0 | 0 | 0 | 0 | 0 | 0 | 0 | 0 | 0 | 0 | 0 | 0 | 0 | 0 | 0 | 0 | 12
NO |  | 258 | 2011 | 10 | 2 | 2 |  | Greenfield | Ford | 138 | 138 | Steel Tower | 0.76 | 0 | 1 | 605ACSR | 0 | 0 | 0 | 0 | 0 | 0 | 0 | 0 | 0 | 0 | 0 | 0 | 0 | 0 | 0 | 0 | 0 | 0 | 0 | 0 | 0 | 0 | 0 | 12
NO |  | 258 | 2011 | 10 | 3 | 3 |  | Greenfield | Lakeview | 138 | 138 | Steel Tower | 13.16 | 0 | 1 | 336ACSR | 0 | 1890096 | 1890096 | 0 | 0 | 0 | 0 | 0 | 0 | 0 | 0 | 0 | 0 | 0 | 0 | 0 | 0 | 0 | 0 | 0 | 0 | 0 | 0 | 12
NO |  | 258 | 2011 | 10 | 4 | 4 |  | Greenfield | Lakeview | 138 | 138 | Wood H Frame | 1.16 | 0 | 1 | 795ACSR | 0 | 0 | 0 | 0 | 0 | 0 | 0 | 0 | 0 | 0 | 0 | 0 | 0 | 0 | 0 | 0 | 0 | 0 | 0 | 0 | 0 | 0 | 0 | 12
NO |  | 258 | 2011 | 10 | 5 | 5 |  | Greenfield | NASA | 138 | 138 | Steel Tower | 2.82 | 1.84 | 1 | 336ACSR | 0 | 82241 | 82241 | 0 | 0 | 0 | 0 | 0 | 0 | 0 | 0 | 0 | 0 | 0 | 0 | 0 | 0 | 0 | 0 | 0 | 0 | 0 | 0 | 12
NO |  | 258 | 2011 | 10 | 6 | 6 |  | Greenfield | New Departure | 138 | 138 | Wood Pole | 0.26 | 0 | 1 | 477ACSR | 0 | 29378 | 29378 | 0 | 0 | 0 | 0 | 0 | 0 | 0 | 0 | 0 | 0 | 0 | 0 | 0 | 0 | 0 | 0 | 0 | 0 | 0 | 0 | 12
NO |  | 258 | 2011 | 10 | 7 | 7 |  | Greenfield | New Departure | 138 | 138 | Steel Tower | 0.02 | 0 | 1 | 477ACSR | 0 | 0 | 0 | 0 | 0 | 0 | 0 | 0 | 0 | 0 | 0 | 0 | 0 | 0 | 0 | 0 | 0 | 0 | 0 | 0 | 0 | 0 | 0 | 12
NO |  | 258 | 2011 | 10 | 8 | 8 |  | Hamilton | Horizon | 138 | 138 | Underground | 1.5 | 0 | 2 | 2000 CU | 0 | 3786538 | 3786538 | 0 | 0 | 0 | 0 | 0 | 0 | 0 | 0 | 0 | 0 | 0 | 0 | 0 | 0 | 0 | 0 | 0 | 0 | 0 | 0 | 12
NO |  | 258 | 2011 | 10 | 9 | 9 |  | Hanna | Newton Falls | 138 | 138 | Steel Tower | 18.82 | 0 | 1 | 477ACSR | 0 | 939724 | 939724 | 0 | 0 | 0 | 0 | 0 | 0 | 0 | 0 | 0 | 0 | 0 | 0 | 0 | 0 | 0 | 0 | 0 | 0 | 0 | 0 | 12
NO |  | 258 | 2011 | 10 | 10 | 10 |  | Hanna | Newton Falls | 138 | 138 | Wood H Frame | 1.6 | 0 | 1 | 605ACSR | 0 | 0 | 0 | 0 | 0 | 0 | 0 | 0 | 0 | 0 | 0 | 0 | 0 | 0 | 0 | 0 | 0 | 0 | 0 | 0 | 0 | 0 | 0 | 12
NO |  | 258 | 2011 | 10 | 11 | 11 |  | Hanna | Shalersville | 138 | 138 | Wood Pole | 11.03 | 0 | 1 | 795ACSR | 40506 | 5634032 | 5674538 | 0 | 0 | 0 | 0 | 0 | 0 | 0 | 0 | 0 | 0 | 0 | 0 | 0 | 0 | 0 | 0 | 0 | 0 | 0 | 0 | 12
NO |  | 258 | 2011 | 10 | 12 | 12 |  | Hanna | Shalersville | 138 | 138 | Steel Pole | 1.84 | 0 | 1 | 795ACSR | 0 | 0 | 0 | 0 | 0 | 0 | 0 | 0 | 0 | 0 | 0 | 0 | 0 | 0 | 0 | 0 | 0 | 0 | 0 | 0 | 0 | 0 | 0 | 12
NO |  | 258 | 2011 | 10 | 13 | 13 |  | Hanna | West Ravenna #1 | 138 | 138 | Steel Tower | 4.11 | 0 | 1 | 605ACSR | 0 | 1119468 | 1119468 | 0 | 0 | 0 | 0 | 0 | 0 | 0 | 0 | 0 | 0 | 0 | 0 | 0 | 0 | 0 | 0 | 0 | 0 | 0 | 0 | 12
NO |  | 258 | 2011 | 10 | 14 | 14 |  | Hanna | West Ravenna #1 | 138 | 138 | Steel Pole | 0.72 | 0 | 1 | 795ACSR | 0 | 0 | 0 | 0 | 0 | 0 | 0 | 0 | 0 | 0 | 0 | 0 | 0 | 0 | 0 | 0 | 0 | 0 | 0 | 0 | 0 | 0 | 0 | 12
NO |  | 258 | 2011 | 10 | 15 | 15 |  | Hanna | West Ravenna #2 | 138 | 138 | Steel Tower | 0 | 3.88 | 1 | 605ACSR | 0 | 259501 | 259501 | 0 | 0 | 0 | 0 | 0 | 0 | 0 | 0 | 0 | 0 | 0 | 0 | 0 | 0 | 0 | 0 | 0 | 0 | 0 | 0 | 12
NO |  | 258 | 2011 | 10 | 16 | 16 |  | Hanna | West Ravenna #2 | 138 | 138 | Steel Pole | 0 | 0.96 | 1 | 795ACSR | 0 | 0 | 0 | 0 | 0 | 0 | 0 | 0 | 0 | 0 | 0 | 0 | 0 | 0 | 0 | 0 | 0 | 0 | 0 | 0 | 0 | 0 | 0 | 12
NO |  | 258 | 2011 | 10 | 17 | 17 |  | Harding | Jennings | 138 | 138 | Steel Pole | 0.47 | 0 | 2 | 1192ACSR | 0 | 4553054 | 4553054 | 0 | 0 | 0 | 0 | 0 | 0 | 0 | 0 | 0 | 0 | 0 | 0 | 0 | 0 | 0 | 0 | 0 | 0 | 0 | 0 | 12
NO |  | 258 | 2011 | 10 | 18 | 18 |  | Harding | Jennings | 138 | 138 | Steel Tower | 3.12 | 0 | 4 | 1590ACSR | 0 | 0 | 0 | 0 | 0 | 0 | 0 | 0 | 0 | 0 | 0 | 0 | 0 | 0 | 0 | 0 | 0 | 0 | 0 | 0 | 0 | 0 | 0 | 12
NO |  | 258 | 2011 | 10 | 19 | 19 |  | Harding | Jennings | 138 | 138 | Wood Pole | 0.03 | 0 | 1 | 4/0 CU | 0 | 0 | 0 | 0 | 0 | 0 | 0 | 0 | 0 | 0 | 0 | 0 | 0 | 0 | 0 | 0 | 0 | 0 | 0 | 0 | 0 | 0 | 0 | 12
NO |  | 258 | 2011 | 10 | 20 | 20 |  | Harding | Jennings | 138 | 138 | Steel Tower | 0.34 | 0 | 4 | 795ACSR | 0 | 0 | 0 | 0 | 0 | 0 | 0 | 0 | 0 | 0 | 0 | 0 | 0 | 0 | 0 | 0 | 0 | 0 | 0 | 0 | 0 | 0 | 0 | 12
NO |  | 258 | 2011 | 10 | 21 | 21 |  | Highland | Mahoningside | 138 | 138 | Wood Pole | 4.19 | 0.69 | 1 | 477ACSR | 0 | 756801 | 756801 | 0 | 0 | 0 | 0 | 0 | 0 | 0 | 0 | 0 | 0 | 0 | 0 | 0 | 0 | 0 | 0 | 0 | 0 | 0 | 0 | 12
NO |  | 258 | 2011 | 10 | 22 | 22 |  | Highland | Mahoningside | 138 | 138 | Wood Pole | 0.09 | 0 | 1 | 795ACSR | 0 | 0 | 0 | 0 | 0 | 0 | 0 | 0 | 0 | 0 | 0 | 0 | 0 | 0 | 0 | 0 | 0 | 0 | 0 | 0 | 0 | 0 | 0 | 12
NO |  | 258 | 2011 | 10 | 23 | 23 |  | Highland | Salt Springs | 138 | 138 | Wood Pole | 0.09 | 0 | 1 | 795ACSR | 0 | 666605 | 666605 | 0 | 0 | 0 | 0 | 0 | 0 | 0 | 0 | 0 | 0 | 0 | 0 | 0 | 0 | 0 | 0 | 0 | 0 | 0 | 0 | 12
NO |  | 258 | 2011 | 10 | 24 | 24 |  | Highland | Salt Springs | 138 | 138 | Steel Tower | 6.2 | 0.48 | 1 | 795ACSR | 0 | 0 | 0 | 0 | 0 | 0 | 0 | 0 | 0 | 0 | 0 | 0 | 0 | 0 | 0 | 0 | 0 | 0 | 0 | 0 | 0 | 0 | 0 | 12
NO |  | 258 | 2011 | 10 | 25 | 25 |  | Horizon | Jennings #1 | 138 | 138 | Steel Tower | 1.58 | 0 | 1 | 1033ACSR | 0 | 1451142 | 1451142 | 0 | 0 | 0 | 0 | 0 | 0 | 0 | 0 | 0 | 0 | 0 | 0 | 0 | 0 | 0 | 0 | 0 | 0 | 0 | 0 | 12
NO |  | 258 | 2011 | 10 | 26 | 26 |  | Horizon | Jennings #1 | 138 | 138 | Underground | 0.25 | 0 | 1 | 2000 CU | 0 | 0 | 0 | 0 | 0 | 0 | 0 | 0 | 0 | 0 | 0 | 0 | 0 | 0 | 0 | 0 | 0 | 0 | 0 | 0 | 0 | 0 | 0 | 12
NO |  | 258 | 2011 | 10 | 27 | 27 |  | Horizon | Jennings #1 | 138 | 138 | Steel Tower | 0.45 | 0 | 1 | 1192ACSR | 0 | 0 | 0 | 0 | 0 | 0 | 0 | 0 | 0 | 0 | 0 | 0 | 0 | 0 | 0 | 0 | 0 | 0 | 0 | 0 | 0 | 0 | 0 | 12
NO |  | 258 | 2011 | 10 | 28 | 28 |  | Horizon | Jennings #1 | 138 | 138 | Steel Tower | 0.05 | 0 | 1 | 795ACSR | 0 | 0 | 0 | 0 | 0 | 0 | 0 | 0 | 0 | 0 | 0 | 0 | 0 | 0 | 0 | 0 | 0 | 0 | 0 | 0 | 0 | 0 | 0 | 12
NO |  | 258 | 2011 | 10 | 29 | 29 |  | Horizon | Jennings #2 | 138 | 138 | Underground | 0 | 0.25 | 1 | 2000 CU | 0 | 0 | 0 | 0 | 0 | 0 | 0 | 0 | 0 | 0 | 0 | 0 | 0 | 0 | 0 | 0 | 0 | 0 | 0 | 0 | 0 | 0 | 0 | 12
NO |  | 258 | 2011 | 10 | 30 | 30 |  | Horizon | Jennings #2 | 138 | 138 | Steel Tower | 0 | 0.45 | 1 | 1192ACSR | 0 | 0 | 0 | 0 | 0 | 0 | 0 | 0 | 0 | 0 | 0 | 0 | 0 | 0 | 0 | 0 | 0 | 0 | 0 | 0 | 0 | 0 | 0 | 12
NO |  | 258 | 2011 | 10 | 31 | 31 |  | Horizon | Jennings #2 | 138 | 138 | Steel Tower | 0 | 1.58 | 1 | 1033ACSR | 0 | 0 | 0 | 0 | 0 | 0 | 0 | 0 | 0 | 0 | 0 | 0 | 0 | 0 | 0 | 0 | 0 | 0 | 0 | 0 | 0 | 0 | 0 | 12
NO |  | 258 | 2011 | 10 | 32 | 32 |  | Horizon | Jennings #2 | 138 | 138 | Steel Tower | 0 | 0.05 | 1 | 795ACSR | 0 | 0 | 0 | 0 | 0 | 0 | 0 | 0 | 0 | 0 | 0 | 0 | 0 | 0 | 0 | 0 | 0 | 0 | 0 | 0 | 0 | 0 | 0 | 12
NO |  | 258 | 2011 | 10 | 33 | 33 |  | Hoytdale | Koppel | 138 | 138 | Steel Tower | 1.68 | 0 | 1 | 795ACSR | 0 | 130103 | 130103 | 0 | 0 | 0 | 0 | 0 | 0 | 0 | 0 | 0 | 0 | 0 | 0 | 0 | 0 | 0 | 0 | 0 | 0 | 0 | 0 | 12
NO |  | 258 | 2011 | 10 | 34 | 34 |  | Hoytdale | Maple | 138 | 138 | H Fr & Wd Pole | 9.51 | 0 | 1 | 477ACSR | 0 | 1984549 | 1984549 | 0 | 0 | 0 | 0 | 0 | 0 | 0 | 0 | 0 | 0 | 0 | 0 | 0 | 0 | 0 | 0 | 0 | 0 | 0 | 0 | 12
NO |  | 258 | 2011 | 10 | 35 | 35 |  | Hoytdale | Maple | 138 | 138 | Steel Tower | 0 | 1.68 | 1 | 795ACSR | 0 | 0 | 0 | 0 | 0 | 0 | 0 | 0 | 0 | 0 | 0 | 0 | 0 | 0 | 0 | 0 | 0 | 0 | 0 | 0 | 0 | 0 | 0 | 12
NO |  | 258 | 2011 | 11 | 1 | 1 |  | Hoytdale | Maple | 138 | 138 | Steel Tower | 0.46 | 0 | 1 | 795ACSR | 0 | 0 | 0 | 0 | 0 | 0 | 0 | 0 | 0 | 0 | 0 | 0 | 0 | 0 | 0 | 0 | 0 | 0 | 0 | 0 | 0 | 0 | 0 | 12
NO |  | 258 | 2011 | 11 | 2 | 2 |  | Hoytdale | New Castle #1 | 138 | 138 | Steel Tower | 0 | 8.1 | 1 | 795ACSR | 0 | 175701 | 175701 | 0 | 0 | 0 | 0 | 0 | 0 | 0 | 0 | 0 | 0 | 0 | 0 | 0 | 0 | 0 | 0 | 0 | 0 | 0 | 0 | 12
NO |  | 258 | 2011 | 11 | 3 | 3 |  | Hoytdale | New Castle #2 | 138 | 138 | Steel Tower | 8.1 | 0 | 1 | 795ACSR | 0 | 820437 | 820437 | 0 | 0 | 0 | 0 | 0 | 0 | 0 | 0 | 0 | 0 | 0 | 0 | 0 | 0 | 0 | 0 | 0 | 0 | 0 | 0 | 12
NO |  | 258 | 2011 | 11 | 4 | 4 |  | Hoytdale | Pine | 138 | 138 | Steel Pole | 13.05 | 0 | 1 | 795ACSR | 0 | 6338648 | 6338648 | 0 | 0 | 0 | 0 | 0 | 0 | 0 | 0 | 0 | 0 | 0 | 0 | 0 | 0 | 0 | 0 | 0 | 0 | 0 | 0 | 12
NO |  | 258 | 2011 | 11 | 5 | 5 |  | Hoytdale | Pine | 138 | 138 | Wood Pole | 9.94 | 0 | 1 | 795ACSR | 0 | 0 | 0 | 0 | 0 | 0 | 0 | 0 | 0 | 0 | 0 | 0 | 0 | 0 | 0 | 0 | 0 | 0 | 0 | 0 | 0 | 0 | 0 | 12
NO |  | 258 | 2011 | 11 | 6 | 6 |  | Hoytdale | Pine | 138 | 138 | Wood Pole | 4.16 | 0 | 1 | 795ACSR | 0 | 0 | 0 | 0 | 0 | 0 | 0 | 0 | 0 | 0 | 0 | 0 | 0 | 0 | 0 | 0 | 0 | 0 | 0 | 0 | 0 | 0 | 0 | 12
NO |  | 258 | 2011 | 11 | 7 | 7 |  | Hunt | Hunt | 138 | 138 | Wood Pole | 2.21 | 0 | 1 | 795ACSR | 0 | 636586 | 636586 | 0 | 0 | 0 | 0 | 0 | 0 | 0 | 0 | 0 | 0 | 0 | 0 | 0 | 0 | 0 | 0 | 0 | 0 | 0 | 0 | 12
NO |  | 258 | 2011 | 11 | 8 | 8 |  | Hunt | Hunt | 138 | 138 | Steel Tower | 0 | 0.05 | 1 | 795ACSR | 0 | 0 | 0 | 0 | 0 | 0 | 0 | 0 | 0 | 0 | 0 | 0 | 0 | 0 | 0 | 0 | 0 | 0 | 0 | 0 | 0 | 0 | 0 | 12
NO |  | 258 | 2011 | 11 | 9 | 9 |  | Inland | Ivy | 138 | 138 | Steel Pole | 0.27 | 0 | 2 | 1590ACSR | 0 | 203685 | 203685 | 0 | 0 | 0 | 0 | 0 | 0 | 0 | 0 | 0 | 0 | 0 | 0 | 0 | 0 | 0 | 0 | 0 | 0 | 0 | 0 | 12
NO |  | 258 | 2011 | 11 | 10 | 10 |  | Ivanhoe | Mahoningside | 138 | 138 | Wood Pole | 1.62 | 0 | 1 | 477ACSR | 0 | 289268 | 289268 | 0 | 0 | 0 | 0 | 0 | 0 | 0 | 0 | 0 | 0 | 0 | 0 | 0 | 0 | 0 | 0 | 0 | 0 | 0 | 0 | 12
NO |  | 258 | 2011 | 11 | 11 | 11 |  | Ivanhoe | Mahoningside | 138 | 138 | Wood Pole | 0.07 | 0 | 1 | 795ACSR | 0 | 0 | 0 | 0 | 0 | 0 | 0 | 0 | 0 | 0 | 0 | 0 | 0 | 0 | 0 | 0 | 0 | 0 | 0 | 0 | 0 | 0 | 0 | 12
NO |  | 258 | 2011 | 11 | 12 | 12 |  | Ivanhoe | Packard | 138 | 138 | Wood H Frame | 2.6 | 0 | 1 | 477ACSR | 0 | 186445 | 186445 | 0 | 0 | 0 | 0 | 0 | 0 | 0 | 0 | 0 | 0 | 0 | 0 | 0 | 0 | 0 | 0 | 0 | 0 | 0 | 0 | 12
NO |  | 258 | 2011 | 11 | 13 | 13 |  | Ivanhoe | Packard | 138 | 138 | Steel Tower | 0.69 | 0 | 1 | 795ACSR | 0 | 0 | 0 | 0 | 0 | 0 | 0 | 0 | 0 | 0 | 0 | 0 | 0 | 0 | 0 | 0 | 0 | 0 | 0 | 0 | 0 | 0 | 0 | 12
NO |  | 258 | 2011 | 11 | 14 | 14 |  | Jackman | Bellevue #2 | 138 | 138 | Steel Tower | 0 | 2.23 | 1 | 636ACRS | 0 | 42865 | 42865 | 0 | 0 | 0 | 0 | 0 | 0 | 0 | 0 | 0 | 0 | 0 | 0 | 0 | 0 | 0 | 0 | 0 | 0 | 0 | 0 | 12
NO |  | 258 | 2011 | 11 | 15 | 15 |  | Jackman | Vulcan | 138 | 138 | Steel Tower | 3.99 | 1.72 | 1 | 636ACSR | 0 | 267865 | 267865 | 0 | 0 | 0 | 0 | 0 | 0 | 0 | 0 | 0 | 0 | 0 | 0 | 0 | 0 | 0 | 0 | 0 | 0 | 0 | 0 | 12
NO |  | 258 | 2011 | 11 | 16 | 16 |  | Jackman | Vulcan | 138 | 138 | Steel Pole | 0.04 | 0 | 1 | 954ACSR | 0 | 0 | 0 | 0 | 0 | 0 | 0 | 0 | 0 | 0 | 0 | 0 | 0 | 0 | 0 | 0 | 0 | 0 | 0 | 0 | 0 | 0 | 0 | 12
NO |  | 258 | 2011 | 11 | 17 | 17 |  | Jackman | Vulcan | 138 | 138 | Steel Pole | 0.61 | 0 | 1 | 605ACSR | 0 | 0 | 0 | 0 | 0 | 0 | 0 | 0 | 0 | 0 | 0 | 0 | 0 | 0 | 0 | 0 | 0 | 0 | 0 | 0 | 0 | 0 | 0 | 12
NO |  | 258 | 2011 | 11 | 18 | 18 |  | Jennings | Clark | 138 | 138 | Wood Pole | 0.32 | 0 | 1 | 795ACSR | 0 | 142419 | 142419 | 0 | 0 | 0 | 0 | 0 | 0 | 0 | 0 | 0 | 0 | 0 | 0 | 0 | 0 | 0 | 0 | 0 | 0 | 0 | 0 | 12
NO |  | 258 | 2011 | 11 | 19 | 19 |  | Johnson | Lorain | 138 | 138 | Steel Tower | 3.63 | 0 | 1 | 4/0 CU | 0 | 1188537 | 1188537 | 0 | 0 | 0 | 0 | 0 | 0 | 0 | 0 | 0 | 0 | 0 | 0 | 0 | 0 | 0 | 0 | 0 | 0 | 0 | 0 | 12
NO |  | 258 | 2011 | 11 | 20 | 20 |  | Johnson | Lorain | 138 | 138 | Steel Pole | 3.45 | 0.03 | 1 | 605ACSR | 0 | 0 | 0 | 0 | 0 | 0 | 0 | 0 | 0 | 0 | 0 | 0 | 0 | 0 | 0 | 0 | 0 | 0 | 0 | 0 | 0 | 0 | 0 | 12
NO |  | 258 | 2011 | 11 | 21 | 21 |  | Johnson | Lorain | 138 | 138 | Steel Tower | 5.13 | 0 | 1 | 636ACSR | 0 | 0 | 0 | 0 | 0 | 0 | 0 | 0 | 0 | 0 | 0 | 0 | 0 | 0 | 0 | 0 | 0 | 0 | 0 | 0 | 0 | 0 | 0 | 12
NO |  | 258 | 2011 | 11 | 22 | 22 |  | Johnson | USS/Kobe | 138 | 138 | Wood H Frame | 3.3 | 0 | 1 | 336ACSR | 0 | 954360 | 954360 | 0 | 0 | 0 | 0 | 0 | 0 | 0 | 0 | 0 | 0 | 0 | 0 | 0 | 0 | 0 | 0 | 0 | 0 | 0 | 0 | 12
NO |  | 258 | 2011 | 11 | 23 | 23 |  | Johnson | USS/Kobe | 138 | 138 | Steel Tower | 0.65 | 0.95 | 1 | 336ACSR | 0 | 0 | 0 | 0 | 0 | 0 | 0 | 0 | 0 | 0 | 0 | 0 | 0 | 0 | 0 | 0 | 0 | 0 | 0 | 0 | 0 | 0 | 0 | 12
NO |  | 258 | 2011 | 11 | 24 | 24 |  | Jordan | Inland | 138 | 138 | Steel Pole | 5.35 | 0 | 2 | 795ACSR | 0 | 1200823 | 1200823 | 0 | 0 | 0 | 0 | 0 | 0 | 0 | 0 | 0 | 0 | 0 | 0 | 0 | 0 | 0 | 0 | 0 | 0 | 0 | 0 | 12
NO |  | 258 | 2011 | 11 | 25 | 25 |  | Juniper | Jennings | 138 | 138 | Steel Tower | 0.13 | 0 | 1 | 1033ACSR | 0 | 3181961 | 3181961 | 0 | 0 | 0 | 0 | 0 | 0 | 0 | 0 | 0 | 0 | 0 | 0 | 0 | 0 | 0 | 0 | 0 | 0 | 0 | 0 | 12
NO |  | 258 | 2011 | 11 | 26 | 26 |  | Juniper | Jennings | 138 | 138 | Underground | 0.2 | 0 | 1 | 2500CAL | 0 | 0 | 0 | 0 | 0 | 0 | 0 | 0 | 0 | 0 | 0 | 0 | 0 | 0 | 0 | 0 | 0 | 0 | 0 | 0 | 0 | 0 | 0 | 12
NO |  | 258 | 2011 | 11 | 27 | 27 |  | Juniper | Jennings | 138 | 138 | Steel Tower | 10.5 | 0 | 1 | 795ACSR | 0 | 0 | 0 | 0 | 0 | 0 | 0 | 0 | 0 | 0 | 0 | 0 | 0 | 0 | 0 | 0 | 0 | 0 | 0 | 0 | 0 | 0 | 0 | 12
NO |  | 258 | 2011 | 11 | 28 | 28 |  | Juniper | Jennings | 138 | 138 | Steel Tower | 9.93 | 0 | 1 | 795ACSR | 0 | 0 | 0 | 0 | 0 | 0 | 0 | 0 | 0 | 0 | 0 | 0 | 0 | 0 | 0 | 0 | 0 | 0 | 0 | 0 | 0 | 0 | 0 | 12
NO |  | 258 | 2011 | 11 | 29 | 29 |  | Juniper | Jennings | 138 | 138 | Steel Pole | 2.24 | 0 | 1 | 795ACSR | 0 | 0 | 0 | 0 | 0 | 0 | 0 | 0 | 0 | 0 | 0 | 0 | 0 | 0 | 0 | 0 | 0 | 0 | 0 | 0 | 0 | 0 | 0 | 12
NO |  | 258 | 2011 | 11 | 30 | 30 |  | Juniper | Jennings | 138 | 138 | Steel Tower | 1.23 | 0 | 2 | 795ACSR | 0 | 0 | 0 | 0 | 0 | 0 | 0 | 0 | 0 | 0 | 0 | 0 | 0 | 0 | 0 | 0 | 0 | 0 | 0 | 0 | 0 | 0 | 0 | 12
NO |  | 258 | 2011 | 11 | 31 | 31 |  | Juniper | Jennings | 138 | 138 | Steel Tower | 0.71 | 0 | 1 | 954ACSR | 0 | 0 | 0 | 0 | 0 | 0 | 0 | 0 | 0 | 0 | 0 | 0 | 0 | 0 | 0 | 0 | 0 | 0 | 0 | 0 | 0 | 0 | 0 | 12
NO |  | 258 | 2011 | 11 | 32 | 32 |  | Juniper | Jennings | 138 | 138 | Steel Tower | 0.13 | 0 | 1 | 500ACSR | 0 | 0 | 0 | 0 | 0 | 0 | 0 | 0 | 0 | 0 | 0 | 0 | 0 | 0 | 0 | 0 | 0 | 0 | 0 | 0 | 0 | 0 | 0 | 12
NO |  | 258 | 2011 | 11 | 33 | 33 |  | Juniper | Jennings | 138 | 138 | Steel Tower | 0.13 | 0 | 1 | 4/0 CU | 0 | 0 | 0 | 0 | 0 | 0 | 0 | 0 | 0 | 0 | 0 | 0 | 0 | 0 | 0 | 0 | 0 | 0 | 0 | 0 | 0 | 0 | 0 | 12
NO |  | 258 | 2011 | 11 | 34 | 34 |  | Juniper | Newburgh | 138 | 138 | Steel Tower | 0.13 | 0 | 1 | 1033ACSR | 0 | 2425793 | 2425793 | 0 | 0 | 0 | 0 | 0 | 0 | 0 | 0 | 0 | 0 | 0 | 0 | 0 | 0 | 0 | 0 | 0 | 0 | 0 | 0 | 12
NO |  | 258 | 2011 | 11 | 35 | 35 |  | Juniper | Newburgh | 138 | 138 | Underground | 0.2 | 0 | 1 | 2500CAL | 0 | 0 | 0 | 0 | 0 | 0 | 0 | 0 | 0 | 0 | 0 | 0 | 0 | 0 | 0 | 0 | 0 | 0 | 0 | 0 | 0 | 0 | 0 | 12
NO |  | 258 | 2011 | 12 | 1 | 1 |  | Juniper | Newburgh | 138 | 138 | Steel Pole | 10.93 | 0 | 1 | 795ACSR | 0 | 0 | 0 | 0 | 0 | 0 | 0 | 0 | 0 | 0 | 0 | 0 | 0 | 0 | 0 | 0 | 0 | 0 | 0 | 0 | 0 | 0 | 0 | 12
NO |  | 258 | 2011 | 12 | 2 | 2 |  | Juniper | Newburgh | 138 | 138 | Steel Tower | 2.45 | 0 | 2 | 795ACSR | 0 | 0 | 0 | 0 | 0 | 0 | 0 | 0 | 0 | 0 | 0 | 0 | 0 | 0 | 0 | 0 | 0 | 0 | 0 | 0 | 0 | 0 | 0 | 12
NO |  | 258 | 2011 | 12 | 3 | 3 |  | Juniper | Newburgh | 138 | 138 | Steel Pole | 9.69 | 0 | 1 | 795ACSR | 0 | 0 | 0 | 0 | 0 | 0 | 0 | 0 | 0 | 0 | 0 | 0 | 0 | 0 | 0 | 0 | 0 | 0 | 0 | 0 | 0 | 0 | 0 | 12
NO |  | 258 | 2011 | 12 | 4 | 4 |  | Juniper | Newburgh | 138 | 138 | Steel Tower | 0.71 | 0 | 2 | 954ACSR | 0 | 0 | 0 | 0 | 0 | 0 | 0 | 0 | 0 | 0 | 0 | 0 | 0 | 0 | 0 | 0 | 0 | 0 | 0 | 0 | 0 | 0 | 0 | 12
NO |  | 258 | 2011 | 12 | 5 | 5 |  | Juniper | Pleasant Valley | 138 | 138 | Steel Tower | 7.06 | 0 | 2 | 795ACSR | 0 | 456246 | 456246 | 0 | 0 | 0 | 0 | 0 | 0 | 0 | 0 | 0 | 0 | 0 | 0 | 0 | 0 | 0 | 0 | 0 | 0 | 0 | 0 | 12
NO |  | 258 | 2011 | 12 | 6 | 6 |  | Juniper | Pleasant Valley | 138 | 138 | Wood Pole | 0.01 | 0 | 2 | 795ACSR | 0 | 0 | 0 | 0 | 0 | 0 | 0 | 0 | 0 | 0 | 0 | 0 | 0 | 0 | 0 | 0 | 0 | 0 | 0 | 0 | 0 | 0 | 0 | 12
NO |  | 258 | 2011 | 12 | 7 | 7 |  | Juniper | Pleasant Valley | 138 | 138 | Steel Tower | 1.08 | 0 | 2 | 954ACSR | 0 | 0 | 0 | 0 | 0 | 0 | 0 | 0 | 0 | 0 | 0 | 0 | 0 | 0 | 0 | 0 | 0 | 0 | 0 | 0 | 0 | 0 | 0 | 12
NO |  | 258 | 2011 | 12 | 8 | 8 |  | Kirby | Roberts | 138 | 138 | Wood Pole | 4.54 | 0 | 1 | 336ACSR | 0 | 1688045 | 1688045 | 0 | 0 | 0 | 0 | 0 | 0 | 0 | 0 | 0 | 0 | 0 | 0 | 0 | 0 | 0 | 0 | 0 | 0 | 0 | 0 | 12
NO |  | 258 | 2011 | 12 | 9 | 9 |  | Kirby | Roberts | 138 | 138 | Wood Pole | 10.04 | 0 | 1 | 795ACSR | 0 | 0 | 0 | 0 | 0 | 0 | 0 | 0 | 0 | 0 | 0 | 0 | 0 | 0 | 0 | 0 | 0 | 0 | 0 | 0 | 0 | 0 | 0 | 12
NO |  | 258 | 2011 | 12 | 10 | 10 |  | Kirby | Tangy | 138 | 138 | Wood Pole | 21.88 | 0 | 1 | 795ACSR | 0 | 4298892 | 4298892 | 0 | 0 | 0 | 0 | 0 | 0 | 0 | 0 | 0 | 0 | 0 | 0 | 0 | 0 | 0 | 0 | 0 | 0 | 0 | 0 | 12
NO |  | 258 | 2011 | 12 | 11 | 11 |  | Lake Shore | Hamilton | 138 | 138 | Underground | 2.96 | 0 | 2 | 2000 PIPE CBL | 0 | 3580560 | 3580560 | 0 | 0 | 0 | 0 | 0 | 0 | 0 | 0 | 0 | 0 | 0 | 0 | 0 | 0 | 0 | 0 | 0 | 0 | 0 | 0 | 12
NO |  | 258 | 2011 | 12 | 12 | 12 |  | Lake Shore | Inland (Owned) | 138 | 138 | Steel Pole | 0.66 | 0 | 1 | 1192ACSR | 0 | 370472 | 370472 | 0 | 0 | 0 | 0 | 0 | 0 | 0 | 0 | 0 | 0 | 0 | 0 | 0 | 0 | 0 | 0 | 0 | 0 | 0 | 0 | 12
NO |  | 258 | 2011 | 12 | 13 | 13 |  | Lakeview | Ottawa | 138 | 138 | Steel Tower | 2.54 | 0 | 1 | 739ACSR | 0 | 657387 | 657387 | 0 | 0 | 0 | 0 | 0 | 0 | 0 | 0 | 0 | 0 | 0 | 0 | 0 | 0 | 0 | 0 | 0 | 0 | 0 | 0 | 12
NO |  | 258 | 2011 | 12 | 14 | 14 |  | Lakeview | Ottawa | 138 | 138 | Steel Tower | 0.04 | 0 | 1 | 954ACSR | 0 | 0 | 0 | 0 | 0 | 0 | 0 | 0 | 0 | 0 | 0 | 0 | 0 | 0 | 0 | 0 | 0 | 0 | 0 | 0 | 0 | 0 | 0 | 12
NO |  | 258 | 2011 | 12 | 15 | 15 |  | Lakeview | Ottawa | 138 | 138 | Steel Tower | 7.75 | 0 | 1 | 795ACSR | 0 | 0 | 0 | 0 | 0 | 0 | 0 | 0 | 0 | 0 | 0 | 0 | 0 | 0 | 0 | 0 | 0 | 0 | 0 | 0 | 0 | 0 | 0 | 12
NO |  | 258 | 2011 | 12 | 16 | 16 |  | Lemoyne | Midway | 138 | 138 | Steel Tower | 24.23 | 0 | 1 | 336ACSR | 0 | 376085 | 376085 | 0 | 0 | 0 | 0 | 0 | 0 | 0 | 0 | 0 | 0 | 0 | 0 | 0 | 0 | 0 | 0 | 0 | 0 | 0 | 0 | 12
NO |  | 258 | 2011 | 12 | 17 | 17 |  | Lemoyne | Midway (Brim) | 138 | 138 | Steel Tower | 0 | 24.23 | 1 | 336ACSR | 0 | 1010492 | 1010492 | 0 | 0 | 0 | 0 | 0 | 0 | 0 | 0 | 0 | 0 | 0 | 0 | 0 | 0 | 0 | 0 | 0 | 0 | 0 | 0 | 12
NO |  | 258 | 2011 | 12 | 18 | 18 |  | Lemoyne | Midway (Brim) | 138 | 138 | Wood Pole | 5.11 | 0 | 1 | 954AA | 0 | 0 | 0 | 0 | 0 | 0 | 0 | 0 | 0 | 0 | 0 | 0 | 0 | 0 | 0 | 0 | 0 | 0 | 0 | 0 | 0 | 0 | 0 | 12
NO |  | 258 | 2011 | 12 | 19 | 19 |  | Lemoyne | O.P.Tie Fostoria #1 | 138 | 138 | Steel Tower | 4.04 | 0 | 1 | 477ACSR | 0 | 180143 | 180143 | 0 | 0 | 0 | 0 | 0 | 0 | 0 | 0 | 0 | 0 | 0 | 0 | 0 | 0 | 0 | 0 | 0 | 0 | 0 | 0 | 12
NO |  | 258 | 2011 | 12 | 20 | 20 |  | Lemoyne | O.P.Tie Fostoria #1 | 138 | 138 | Steel Tower | 0.28 | 0 | 1 | 954ACSR | 0 | 0 | 0 | 0 | 0 | 0 | 0 | 0 | 0 | 0 | 0 | 0 | 0 | 0 | 0 | 0 | 0 | 0 | 0 | 0 | 0 | 0 | 0 | 12
NO |  | 258 | 2011 | 12 | 21 | 21 |  | Lemoyne | O.P.Tie Fostoria #2 | 138 | 138 | Steel Tower | 0 | 4.32 | 1 | 954ACSR | 0 | 43180 | 43180 | 0 | 0 | 0 | 0 | 0 | 0 | 0 | 0 | 0 | 0 | 0 | 0 | 0 | 0 | 0 | 0 | 0 | 0 | 0 | 0 | 12
NO |  | 258 | 2011 | 12 | 22 | 22 |  | Lemoyne | West Fremont | 138 | 138 | Wood Pole | 24.91 | 0 | 1 | 954AA | 0 | 1524485 | 1524485 | 0 | 0 | 0 | 0 | 0 | 0 | 0 | 0 | 0 | 0 | 0 | 0 | 0 | 0 | 0 | 0 | 0 | 0 | 0 | 0 | 12
NO |  | 258 | 2011 | 12 | 23 | 23 |  | Lemoyne | West Fremont | 138 | 138 | Steel Pole | 0.55 | 0 | 1 | 954AA | 0 | 0 | 0 | 0 | 0 | 0 | 0 | 0 | 0 | 0 | 0 | 0 | 0 | 0 | 0 | 0 | 0 | 0 | 0 | 0 | 0 | 0 | 0 | 12
NO |  | 258 | 2011 | 12 | 24 | 24 |  | Leroy Center | Nursery | 138 | 138 | Steel Tower | 5.81 | 0 | 2 | 795ACSR | 0 | 712445 | 712445 | 0 | 0 | 0 | 0 | 0 | 0 | 0 | 0 | 0 | 0 | 0 | 0 | 0 | 0 | 0 | 0 | 0 | 0 | 0 | 0 | 12
NO |  | 258 | 2011 | 12 | 25 | 25 |  | Lincoln Park | Lowellville | 138 | 138 | Steel Tower | 5.58 | 0 | 1 | 300CU | 0 | 286919 | 286919 | 0 | 0 | 0 | 0 | 0 | 0 | 0 | 0 | 0 | 0 | 0 | 0 | 0 | 0 | 0 | 0 | 0 | 0 | 0 | 0 | 12
NO |  | 258 | 2011 | 12 | 26 | 26 |  | Lincoln Park | Lowellville | 138 | 138 | Steel Tower | 2.91 | 0 | 1 | 477ACSR | 0 | 0 | 0 | 0 | 0 | 0 | 0 | 0 | 0 | 0 | 0 | 0 | 0 | 0 | 0 | 0 | 0 | 0 | 0 | 0 | 0 | 0 | 0 | 12
NO |  | 258 | 2011 | 12 | 27 | 27 |  | Lincoln Park | Lowellville | 138 | 138 | Steel Tower | 0.04 | 0 | 1 | 795ACSR | 0 | 0 | 0 | 0 | 0 | 0 | 0 | 0 | 0 | 0 | 0 | 0 | 0 | 0 | 0 | 0 | 0 | 0 | 0 | 0 | 0 | 0 | 0 | 12
NO |  | 258 | 2011 | 12 | 28 | 28 |  | Lincoln Park | Masury | 138 | 138 | Wood Pole | 1.43 | 0 | 1 | 477ACSR | 0 | 698226 | 698226 | 0 | 0 | 0 | 0 | 0 | 0 | 0 | 0 | 0 | 0 | 0 | 0 | 0 | 0 | 0 | 0 | 0 | 0 | 0 | 0 | 12
NO |  | 258 | 2011 | 12 | 29 | 29 |  | Lincoln Park | Masury | 138 | 138 | Steel Tower | 0.41 | 3.14 | 1 | 477ACSR | 0 | 0 | 0 | 0 | 0 | 0 | 0 | 0 | 0 | 0 | 0 | 0 | 0 | 0 | 0 | 0 | 0 | 0 | 0 | 0 | 0 | 0 | 0 | 12
NO |  | 258 | 2011 | 12 | 30 | 30 |  | Lincoln Park | Masury | 138 | 138 | Steel Tower | 0.43 | 0 | 1 | 795ACSR | 0 | 0 | 0 | 0 | 0 | 0 | 0 | 0 | 0 | 0 | 0 | 0 | 0 | 0 | 0 | 0 | 0 | 0 | 0 | 0 | 0 | 0 | 0 | 12
NO |  | 258 | 2011 | 12 | 31 | 31 |  | Lincoln Park | Masury | 138 | 138 | Steel Tower | 6.76 | 0 | 1 | 300CU | 0 | 0 | 0 | 0 | 0 | 0 | 0 | 0 | 0 | 0 | 0 | 0 | 0 | 0 | 0 | 0 | 0 | 0 | 0 | 0 | 0 | 0 | 0 | 12
NO |  | 258 | 2011 | 12 | 32 | 32 |  | Lincoln Park | Masury | 138 | 138 | Wood H Frame | 0.28 | 0 | 1 | 300CU | 0 | 0 | 0 | 0 | 0 | 0 | 0 | 0 | 0 | 0 | 0 | 0 | 0 | 0 | 0 | 0 | 0 | 0 | 0 | 0 | 0 | 0 | 0 | 12
NO |  | 258 | 2011 | 12 | 33 | 33 |  | Longview | Empire Steel | 138 | 138 | Steel Tower | 0.1 | 0 | 1 | 336ACSR | 0 | 71641 | 71641 | 0 | 0 | 0 | 0 | 0 | 0 | 0 | 0 | 0 | 0 | 0 | 0 | 0 | 0 | 0 | 0 | 0 | 0 | 0 | 0 | 12
NO |  | 258 | 2011 | 12 | 34 | 34 |  | Longview | Empire Steel | 138 | 138 | Wood H Frame | 2.17 | 0 | 1 | 336ACSR | 0 | 0 | 0 | 0 | 0 | 0 | 0 | 0 | 0 | 0 | 0 | 0 | 0 | 0 | 0 | 0 | 0 | 0 | 0 | 0 | 0 | 0 | 0 | 12
NO |  | 258 | 2011 | 12 | 35 | 35 |  | MacLean | Chrysler | 138 | 138 | Wood Pole | 0.5 | 0 | 1 | 336ACSR | 0 | 281777 | 281777 | 0 | 0 | 0 | 0 | 0 | 0 | 0 | 0 | 0 | 0 | 0 | 0 | 0 | 0 | 0 | 0 | 0 | 0 | 0 | 0 | 12
NO |  | 258 | 2011 | 13 | 1 | 1 |  | MacLean | Chrysler | 138 | 138 | Wood Pole | 4.27 | 0 | 1 | 954AA | 0 | 0 | 0 | 0 | 0 | 0 | 0 | 0 | 0 | 0 | 0 | 0 | 0 | 0 | 0 | 0 | 0 | 0 | 0 | 0 | 0 | 0 | 0 | 12
NO |  | 258 | 2011 | 13 | 2 | 2 |  | Maple | Krendale | 138 | 138 | H-Fr & Wd Pole | 12.95 | 0 | 1 | 477ACSR | 0 | 4212489 | 4212489 | 0 | 0 | 0 | 0 | 0 | 0 | 0 | 0 | 0 | 0 | 0 | 0 | 0 | 0 | 0 | 0 | 0 | 0 | 0 | 0 | 12
NO |  | 258 | 2011 | 13 | 3 | 3 |  | Maple | Krendale | 138 | 138 | Wood Pole | 0.09 | 0 | 1 | 795ACSR | 0 | 0 | 0 | 0 | 0 | 0 | 0 | 0 | 0 | 0 | 0 | 0 | 0 | 0 | 0 | 0 | 0 | 0 | 0 | 0 | 0 | 0 | 0 | 12
NO |  | 258 | 2011 | 13 | 4 | 4 |  | Maple | Pine | 138 | 138 | Wd & Stl pole | 0.54 | 0 | 1 | 336ACSR | 0 | 6485407 | 6485407 | 0 | 0 | 0 | 0 | 0 | 0 | 0 | 0 | 0 | 0 | 0 | 0 | 0 | 0 | 0 | 0 | 0 | 0 | 0 | 0 | 12
NO |  | 258 | 2011 | 13 | 5 | 5 |  | Maple | Pine | 138 | 138 | Wd & Stl pole | 12.95 | 0.77 | 1 | 795ACSR | 0 | 0 | 0 | 0 | 0 | 0 | 0 | 0 | 0 | 0 | 0 | 0 | 0 | 0 | 0 | 0 | 0 | 0 | 0 | 0 | 0 | 0 | 0 | 12
NO |  | 258 | 2011 | 13 | 6 | 6 |  | Masury | Crossland (OH) | 138 | 138 | Wood H Frame | 1.33 | 0 | 1 | 336ACSR | 0 | 534144 | 534144 | 0 | 0 | 0 | 0 | 0 | 0 | 0 | 0 | 0 | 0 | 0 | 0 | 0 | 0 | 0 | 0 | 0 | 0 | 0 | 0 | 12
NO |  | 258 | 2011 | 13 | 7 | 7 |  | Masury | Crossland (OH) | 138 | 138 | Steel Tower | 4.57 | 0.8 | 1 | 477ACSR | 0 | 0 | 0 | 0 | 0 | 0 | 0 | 0 | 0 | 0 | 0 | 0 | 0 | 0 | 0 | 0 | 0 | 0 | 0 | 0 | 0 | 0 | 0 | 12
NO |  | 258 | 2011 | 13 | 8 | 8 |  | Masury | Crossland (PA) | 138 | 138 | Wood Pole | 0.09 | 0 | 1 | 336ACSR | 0 | 35075 | 35075 | 0 | 0 | 0 | 0 | 0 | 0 | 0 | 0 | 0 | 0 | 0 | 0 | 0 | 0 | 0 | 0 | 0 | 0 | 0 | 0 | 12
NO |  | 258 | 2011 | 13 | 9 | 9 |  | Masury | Crossland (PA) | 138 | 138 | Steel Tower | 0.01 | 0 | 1 | 477ACSR | 0 | 0 | 0 | 0 | 0 | 0 | 0 | 0 | 0 | 0 | 0 | 0 | 0 | 0 | 0 | 0 | 0 | 0 | 0 | 0 | 0 | 0 | 0 | 12
NO |  | 258 | 2011 | 13 | 10 | 10 |  | Masury | Crossland (PA) | 138 | 138 | Wood Pole | 0.09 | 0 | 1 | 795ACSR | 0 | 0 | 0 | 0 | 0 | 0 | 0 | 0 | 0 | 0 | 0 | 0 | 0 | 0 | 0 | 0 | 0 | 0 | 0 | 0 | 0 | 0 | 0 | 12
NO |  | 258 | 2011 | 13 | 11 | 11 |  | Masury | Maysville (OH) | 138 | 138 | Wood Pole | 6.36 | 0 | 1 | 477ACSR | 0 | 1698334 | 1698334 | 0 | 0 | 0 | 0 | 0 | 0 | 0 | 0 | 0 | 0 | 0 | 0 | 0 | 0 | 0 | 0 | 0 | 0 | 0 | 0 | 12
NO |  | 258 | 2011 | 13 | 12 | 12 |  | Masury | Maysville (OH) | 138 | 138 | Steel Tower | 0 | 3.5 | 1 | 795ACSR | 0 | 0 | 0 | 0 | 0 | 0 | 0 | 0 | 0 | 0 | 0 | 0 | 0 | 0 | 0 | 0 | 0 | 0 | 0 | 0 | 0 | 0 | 0 | 12
NO |  | 258 | 2011 | 13 | 13 | 13 |  | Masury | Maysville (PA) | 138 | 138 | Wood Pole | 8.68 | 0 | 1 | 795ACSR | 0 | 1140410 | 1140410 | 0 | 0 | 0 | 0 | 0 | 0 | 0 | 0 | 0 | 0 | 0 | 0 | 0 | 0 | 0 | 0 | 0 | 0 | 0 | 0 | 12
NO |  | 258 | 2011 | 13 | 14 | 14 |  | Masury | Salt Springs | 138 | 138 | Steel Tower | 11.87 | 0 | 1 | 300CU | 0 | 5245369 | 5245369 | 0 | 0 | 0 | 0 | 0 | 0 | 0 | 0 | 0 | 0 | 0 | 0 | 0 | 0 | 0 | 0 | 0 | 0 | 0 | 0 | 12
NO |  | 258 | 2011 | 13 | 15 | 15 |  | Masury | Salt Springs | 138 | 138 | Steel Tower | 0.54 | 0 | 1 | 5/8" HI TENSO | 0 | 0 | 0 | 0 | 0 | 0 | 0 | 0 | 0 | 0 | 0 | 0 | 0 | 0 | 0 | 0 | 0 | 0 | 0 | 0 | 0 | 0 | 0 | 12
NO |  | 258 | 2011 | 13 | 16 | 16 |  | Masury | Salt Springs | 138 | 138 | Steel Tower | 0.05 | 0 | 1 | 795ACSR | 0 | 0 | 0 | 0 | 0 | 0 | 0 | 0 | 0 | 0 | 0 | 0 | 0 | 0 | 0 | 0 | 0 | 0 | 0 | 0 | 0 | 0 | 0 | 12
NO |  | 258 | 2011 | 13 | 17 | 17 |  | Masury | Salt Springs | 138 | 138 | Steel Tower | 0.01 | 0 | 1 | 477ACSR | 0 | 0 | 0 | 0 | 0 | 0 | 0 | 0 | 0 | 0 | 0 | 0 | 0 | 0 | 0 | 0 | 0 | 0 | 0 | 0 | 0 | 0 | 0 | 12
NO |  | 258 | 2011 | 13 | 18 | 18 |  | Masury | Shenango (OH) | 138 | 138 | Steel Tower | 0.33 | 0 | 1 | 300CU | 0 | 491595 | 491595 | 0 | 0 | 0 | 0 | 0 | 0 | 0 | 0 | 0 | 0 | 0 | 0 | 0 | 0 | 0 | 0 | 0 | 0 | 0 | 0 | 12
NO |  | 258 | 2011 | 13 | 19 | 19 |  | Masury | Shenango (OH) | 138 | 138 | Steel Tower | 5.5 | 0 | 1 | 477ACSR | 0 | 0 | 0 | 0 | 0 | 0 | 0 | 0 | 0 | 0 | 0 | 0 | 0 | 0 | 0 | 0 | 0 | 0 | 0 | 0 | 0 | 0 | 0 | 12
NO |  | 258 | 2011 | 13 | 20 | 20 |  | Masury | Shenango (OH) | 138 | 138 | Steel Tower | 1.1 | 0 | 1 | 795ACSR | 0 | 0 | 0 | 0 | 0 | 0 | 0 | 0 | 0 | 0 | 0 | 0 | 0 | 0 | 0 | 0 | 0 | 0 | 0 | 0 | 0 | 0 | 0 | 12
NO |  | 258 | 2011 | 13 | 21 | 21 |  | Mayfield | Northfield | 138 | 138 | Steel Pole | 1.72 | 0 | 2 | 1192ACSR | 0 | 3789872 | 3789872 | 0 | 0 | 0 | 0 | 0 | 0 | 0 | 0 | 0 | 0 | 0 | 0 | 0 | 0 | 0 | 0 | 0 | 0 | 0 | 0 | 12
NO |  | 258 | 2011 | 13 | 22 | 22 |  | Mayfield | Northfield | 138 | 138 | Steel Tower | 18.34 | 0 | 2 | 795ACSR | 0 | 0 | 0 | 0 | 0 | 0 | 0 | 0 | 0 | 0 | 0 | 0 | 0 | 0 | 0 | 0 | 0 | 0 | 0 | 0 | 0 | 0 | 0 | 12
NO |  | 258 | 2011 | 13 | 23 | 23 |  | Mayfield | Northfield | 138 | 138 | Steel Pole | 7.62 | 0 | 2 | 795ACSR | 0 | 0 | 0 | 0 | 0 | 0 | 0 | 0 | 0 | 0 | 0 | 0 | 0 | 0 | 0 | 0 | 0 | 0 | 0 | 0 | 0 | 0 | 0 | 12
NO |  | 258 | 2011 | 13 | 24 | 24 |  | Midway | Stryker - Richland | 138 | 138 | Steel Tower | 39.04 | 33.04 | 1 | 336ACSR | 0 | 1215564 | 1215564 | 0 | 0 | 0 | 0 | 0 | 0 | 0 | 0 | 0 | 0 | 0 | 0 | 0 | 0 | 0 | 0 | 0 | 0 | 0 | 0 | 12
NO |  | 258 | 2011 | 13 | 25 | 25 |  | Midway | Stryker - Richland | 138 | 138 | Wood Pole | 1.74 | 1.74 | 1 | 336ACSR | 0 | 0 | 0 | 0 | 0 | 0 | 0 | 0 | 0 | 0 | 0 | 0 | 0 | 0 | 0 | 0 | 0 | 0 | 0 | 0 | 0 | 0 | 0 | 12
NO |  | 258 | 2011 | 13 | 26 | 26 |  | Midway | Wauseon - Richland | 138 | 138 | Wood Pole | 4.98 | 0 | 1 | 336ACSR | 0 | 139949 | 139949 | 0 | 0 | 0 | 0 | 0 | 0 | 0 | 0 | 0 | 0 | 0 | 0 | 0 | 0 | 0 | 0 | 0 | 0 | 0 | 0 | 12
NO |  | 258 | 2011 | 13 | 27 | 27 |  | Niles | Bluebell | 138 | 138 | Steel Tower | 22.03 | 3.95 | 1 | 336ACSR | 0 | 293227 | 293227 | 0 | 0 | 0 | 0 | 0 | 0 | 0 | 0 | 0 | 0 | 0 | 0 | 0 | 0 | 0 | 0 | 0 | 0 | 0 | 0 | 12
NO |  | 258 | 2011 | 13 | 28 | 28 |  | Niles | Bluebell | 138 | 138 | Wood H Frame | 0.26 | 0 | 1 | 477ACSR | 0 | 0 | 0 | 0 | 0 | 0 | 0 | 0 | 0 | 0 | 0 | 0 | 0 | 0 | 0 | 0 | 0 | 0 | 0 | 0 | 0 | 0 | 0 | 12
NO |  | 258 | 2011 | 13 | 29 | 29 |  | Niles | Evergreen | 138 | 138 | Steel Tower | 0 | 2.5 | 1 | 336ACSR | 0 | 314547 | 314547 | 0 | 0 | 0 | 0 | 0 | 0 | 0 | 0 | 0 | 0 | 0 | 0 | 0 | 0 | 0 | 0 | 0 | 0 | 0 | 0 | 12
NO |  | 258 | 2011 | 13 | 30 | 30 |  | Niles | Evergreen | 138 | 138 | Steel Tower | 0.48 | 0 | 1 | 477ACSR | 0 | 0 | 0 | 0 | 0 | 0 | 0 | 0 | 0 | 0 | 0 | 0 | 0 | 0 | 0 | 0 | 0 | 0 | 0 | 0 | 0 | 0 | 0 | 12
NO |  | 258 | 2011 | 13 | 31 | 31 |  | Niles | Evergreen | 138 | 138 | Steel Tower | 4.05 | 0 | 1 | 795ACSR | 0 | 0 | 0 | 0 | 0 | 0 | 0 | 0 | 0 | 0 | 0 | 0 | 0 | 0 | 0 | 0 | 0 | 0 | 0 | 0 | 0 | 0 | 0 | 12
NO |  | 258 | 2011 | 13 | 32 | 32 |  | Niles | Salt Springs | 138 | 138 | Steel Tower | 3.16 | 0 | 1 | 795ACSR | 0 | 261637 | 261637 | 0 | 0 | 0 | 0 | 0 | 0 | 0 | 0 | 0 | 0 | 0 | 0 | 0 | 0 | 0 | 0 | 0 | 0 | 0 | 0 | 12
NO |  | 258 | 2011 | 13 | 33 | 33 |  | Northfield | Juniper | 138 | 138 | Steel Tower | 0.17 | 0 | 4 | 1033ACSR | 0 | 732902 | 732902 | 0 | 0 | 0 | 0 | 0 | 0 | 0 | 0 | 0 | 0 | 0 | 0 | 0 | 0 | 0 | 0 | 0 | 0 | 0 | 0 | 12
NO |  | 258 | 2011 | 13 | 34 | 34 |  | Northfield | Juniper | 138 | 138 | Steel Tower | 2.21 | 0 | 4 | 795ACSR | 0 | 0 | 0 | 0 | 0 | 0 | 0 | 0 | 0 | 0 | 0 | 0 | 0 | 0 | 0 | 0 | 0 | 0 | 0 | 0 | 0 | 0 | 0 | 12
NO |  | 258 | 2011 | 13 | 35 | 35 |  | O.I. Levis Park | Midway | 138 | 138 | Wood Pole | 0.63 | 0 | 1 | 336ACSR | 0 | 762147 | 762147 | 0 | 0 | 0 | 0 | 0 | 0 | 0 | 0 | 0 | 0 | 0 | 0 | 0 | 0 | 0 | 0 | 0 | 0 | 0 | 0 | 12
NO |  | 258 | 2011 | 14 | 1 | 1 |  | O.I. Levis Park | Midway | 138 | 138 | Wood Pole | 3.28 | 0 | 1 | 954ACSR | 0 | 0 | 0 | 0 | 0 | 0 | 0 | 0 | 0 | 0 | 0 | 0 | 0 | 0 | 0 | 0 | 0 | 0 | 0 | 0 | 0 | 0 | 0 | 12
NO |  | 258 | 2011 | 14 | 2 | 2 |  | O.I. Levis Park | Midway | 138 | 138 | Wood H Frame | 11.65 | 0 | 1 | 954ACSR | 0 | 0 | 0 | 0 | 0 | 0 | 0 | 0 | 0 | 0 | 0 | 0 | 0 | 0 | 0 | 0 | 0 | 0 | 0 | 0 | 0 | 0 | 0 | 12
NO |  | 258 | 2011 | 14 | 3 | 3 |  | Ottawa | W. Fremont #1 | 138 | 138 | Steel Tower | 0 | 9.05 | 1 | 336ACSR | 0 | 0 | 0 | 0 | 0 | 0 | 0 | 0 | 0 | 0 | 0 | 0 | 0 | 0 | 0 | 0 | 0 | 0 | 0 | 0 | 0 | 0 | 0 | 12
NO |  | 258 | 2011 | 14 | 4 | 4 |  | Ottawa | W. Fremont #2 | 138 | 138 | Steel Tower | 9.05 | 0 | 1 | 336ACSR | 0 | 0 | 0 | 0 | 0 | 0 | 0 | 0 | 0 | 0 | 0 | 0 | 0 | 0 | 0 | 0 | 0 | 0 | 0 | 0 | 0 | 0 | 0 | 12
NO |  | 258 | 2011 | 14 | 5 | 5 |  | Pleasant Valley | Harding | 138 | 138 | Steel Tower | 0.32 | 0 | 2 | 1033ACSR | 0 | 1515226 | 1515226 | 0 | 0 | 0 | 0 | 0 | 0 | 0 | 0 | 0 | 0 | 0 | 0 | 0 | 0 | 0 | 0 | 0 | 0 | 0 | 0 | 12
NO |  | 258 | 2011 | 14 | 6 | 6 |  | Pleasant Valley | Harding | 138 | 138 | Steel Tower | 0.67 | 0 | 4 | 1590ACSR | 0 | 0 | 0 | 0 | 0 | 0 | 0 | 0 | 0 | 0 | 0 | 0 | 0 | 0 | 0 | 0 | 0 | 0 | 0 | 0 | 0 | 0 | 0 | 12
NO |  | 258 | 2011 | 14 | 7 | 7 |  | Pleasant Valley | Harding | 138 | 138 | Steel Tower | 5.16 | 0 | 2 | 795ACSR | 0 | 0 | 0 | 0 | 0 | 0 | 0 | 0 | 0 | 0 | 0 | 0 | 0 | 0 | 0 | 0 | 0 | 0 | 0 | 0 | 0 | 0 | 0 | 12
NO |  | 258 | 2011 | 14 | 8 | 8 |  | Pleasant Valley | Harding | 138 | 138 | Steel Tower | 4.98 | 0 | 2 | 795ACSR | 0 | 0 | 0 | 0 | 0 | 0 | 0 | 0 | 0 | 0 | 0 | 0 | 0 | 0 | 0 | 0 | 0 | 0 | 0 | 0 | 0 | 0 | 0 | 12
NO |  | 258 | 2011 | 14 | 9 | 9 |  | Pleasant Valley | W. Akron (East) | 138 | 138 | Steel Tower | 0 | 9.39 | 1 | 605ACSR | 0 | 177576 | 177576 | 0 | 0 | 0 | 0 | 0 | 0 | 0 | 0 | 0 | 0 | 0 | 0 | 0 | 0 | 0 | 0 | 0 | 0 | 0 | 0 | 12
NO |  | 258 | 2011 | 14 | 10 | 10 |  | Pleasant Valley | W. Akron (East) | 138 | 138 | Steel Tower | 5.96 | 0 | 1 | 636ACSR | 0 | 0 | 0 | 0 | 0 | 0 | 0 | 0 | 0 | 0 | 0 | 0 | 0 | 0 | 0 | 0 | 0 | 0 | 0 | 0 | 0 | 0 | 0 | 12
NO |  | 258 | 2011 | 14 | 11 | 11 |  | Pleasant Valley | W. Akron (East) | 138 | 138 | Steel Tower | 0.27 | 0 | 1 | 795ACSR | 0 | 0 | 0 | 0 | 0 | 0 | 0 | 0 | 0 | 0 | 0 | 0 | 0 | 0 | 0 | 0 | 0 | 0 | 0 | 0 | 0 | 0 | 0 | 12
NO |  | 258 | 2011 | 14 | 12 | 12 |  | Pleasant Valley | W. Akron (West) | 138 | 138 | Steel Tower | 0 | 8.22 | 1 | 200 CU | 0 | 855719 | 855719 | 0 | 0 | 0 | 0 | 0 | 0 | 0 | 0 | 0 | 0 | 0 | 0 | 0 | 0 | 0 | 0 | 0 | 0 | 0 | 0 | 12
NO |  | 258 | 2011 | 14 | 13 | 13 |  | Pleasant Valley | W. Akron (West) | 138 | 138 | Steel Tower | 0 | 0.07 | 1 | 336ACSR | 0 | 0 | 0 | 0 | 0 | 0 | 0 | 0 | 0 | 0 | 0 | 0 | 0 | 0 | 0 | 0 | 0 | 0 | 0 | 0 | 0 | 0 | 0 | 12
NO |  | 258 | 2011 | 14 | 14 | 14 |  | Pleasant Valley | W. Akron (West) | 138 | 138 | Steel Tower | 6.13 | 0 | 1 | 4/0 CU | 0 | 0 | 0 | 0 | 0 | 0 | 0 | 0 | 0 | 0 | 0 | 0 | 0 | 0 | 0 | 0 | 0 | 0 | 0 | 0 | 0 | 0 | 0 | 12
NO |  | 258 | 2011 | 14 | 15 | 15 |  | Pleasant Valley | W. Akron (West) | 138 | 138 | Steel Tower | 0 | 1.13 | 1 | 605ACSR | 0 | 0 | 0 | 0 | 0 | 0 | 0 | 0 | 0 | 0 | 0 | 0 | 0 | 0 | 0 | 0 | 0 | 0 | 0 | 0 | 0 | 0 | 0 | 12
NO |  | 258 | 2011 | 14 | 16 | 16 |  | Richland | Ayersville | 138 | 138 | Wood Pole | 5.27 | 0 | 1 | 636AA | 0 | 515065 | 515065 | 0 | 0 | 0 | 0 | 0 | 0 | 0 | 0 | 0 | 0 | 0 | 0 | 0 | 0 | 0 | 0 | 0 | 0 | 0 | 0 | 12
NO |  | 258 | 2011 | 14 | 17 | 17 |  | Richland | E. Lima (OP) | 138 | 138 | Wood H Frame | 13.56 | 0 | 1 | 636ACSR | 0 | 303103 | 303103 | 0 | 0 | 0 | 0 | 0 | 0 | 0 | 0 | 0 | 0 | 0 | 0 | 0 | 0 | 0 | 0 | 0 | 0 | 0 | 0 | 12
NO |  | 258 | 2011 | 14 | 18 | 18 |  | Richland | E. Lima (OP) | 138 | 138 | Wood Pole | 2.07 | 0 | 1 | 636ACSR | 0 | 0 | 0 | 0 | 0 | 0 | 0 | 0 | 0 | 0 | 0 | 0 | 0 | 0 | 0 | 0 | 0 | 0 | 0 | 0 | 0 | 0 | 0 | 12
NO |  | 258 | 2011 | 14 | 19 | 19 |  | Richland | G.M. | 138 | 138 | Wood Pole | 2.25 | 0 | 2 | 636AA | 0 | 252990 | 252990 | 0 | 0 | 0 | 0 | 0 | 0 | 0 | 0 | 0 | 0 | 0 | 0 | 0 | 0 | 0 | 0 | 0 | 0 | 0 | 0 | 12
NO |  | 258 | 2011 | 14 | 20 | 20 |  | Richland | G.M. | 138 | 138 | Steel Tower | 0.15 | 0 | 2 | 636AA | 0 | 0 | 0 | 0 | 0 | 0 | 0 | 0 | 0 | 0 | 0 | 0 | 0 | 0 | 0 | 0 | 0 | 0 | 0 | 0 | 0 | 0 | 0 | 12
NO |  | 258 | 2011 | 14 | 21 | 21 |  | Richland | Lockwood | 138 | 138 | Wood Pole | 10.69 | 0 | 1 | 636AA | 0 | 398377 | 398377 | 0 | 0 | 0 | 0 | 0 | 0 | 0 | 0 | 0 | 0 | 0 | 0 | 0 | 0 | 0 | 0 | 0 | 0 | 0 | 0 | 12
NO |  | 258 | 2011 | 14 | 22 | 22 |  | Richland | Lockwood | 138 | 138 | Steel Pole | 0.11 | 0 | 1 | 636AA | 0 | 0 | 0 | 0 | 0 | 0 | 0 | 0 | 0 | 0 | 0 | 0 | 0 | 0 | 0 | 0 | 0 | 0 | 0 | 0 | 0 | 0 | 0 | 12
NO |  | 258 | 2011 | 14 | 23 | 23 |  | Richland | S.W. Defiance | 138 | 138 | Wood Pole | 0.06 | 0 | 1 | 336AA | 0 | 375321 | 375321 | 0 | 0 | 0 | 0 | 0 | 0 | 0 | 0 | 0 | 0 | 0 | 0 | 0 | 0 | 0 | 0 | 0 | 0 | 0 | 0 | 12
NO |  | 258 | 2011 | 14 | 24 | 24 |  | Richland | S.W. Defiance | 138 | 138 | Wood Pole | 3.17 | 0 | 1 | 636AA | 0 | 0 | 0 | 0 | 0 | 0 | 0 | 0 | 0 | 0 | 0 | 0 | 0 | 0 | 0 | 0 | 0 | 0 | 0 | 0 | 0 | 0 | 0 | 12
NO |  | 258 | 2011 | 14 | 25 | 25 |  | Riverbend | Salt Springs | 138 | 138 | Steel Pole | 0 | 2.26 | 1 | 795ACSR | 0 | 362059 | 362059 | 0 | 0 | 0 | 0 | 0 | 0 | 0 | 0 | 0 | 0 | 0 | 0 | 0 | 0 | 0 | 0 | 0 | 0 | 0 | 0 | 12
NO |  | 258 | 2011 | 14 | 26 | 26 |  | Riverbend | Salt Springs | 138 | 138 | Wood Pole | 0 | 0.99 | 1 | 795ACSR | 0 | 0 | 0 | 0 | 0 | 0 | 0 | 0 | 0 | 0 | 0 | 0 | 0 | 0 | 0 | 0 | 0 | 0 | 0 | 0 | 0 | 0 | 0 | 12
NO |  | 258 | 2011 | 14 | 27 | 27 |  | Riverbend | Salt Springs | 138 | 138 | Steel Tower | 1.52 | 0.03 | 1 | 795ACSR | 0 | 0 | 0 | 0 | 0 | 0 | 0 | 0 | 0 | 0 | 0 | 0 | 0 | 0 | 0 | 0 | 0 | 0 | 0 | 0 | 0 | 0 | 0 | 12
NO |  | 258 | 2011 | 14 | 28 | 28 |  | Sammis | Boardman | 138 | 138 | Wood H frame | 1.63 | 0 | 1 | 795ACSR | 0 | 2064511 | 2064511 | 0 | 0 | 0 | 0 | 0 | 0 | 0 | 0 | 0 | 0 | 0 | 0 | 0 | 0 | 0 | 0 | 0 | 0 | 0 | 0 | 12
NO |  | 258 | 2011 | 14 | 29 | 29 |  | Sammis | Boardman | 138 | 138 | Steel Tower | 35.47 | 0 | 1 | 795ACSR | 0 | 0 | 0 | 0 | 0 | 0 | 0 | 0 | 0 | 0 | 0 | 0 | 0 | 0 | 0 | 0 | 0 | 0 | 0 | 0 | 0 | 0 | 0 | 12
NO |  | 258 | 2011 | 14 | 30 | 30 |  | Sammis | Boardman | 138 | 138 | Steel Pole | 0.11 | 0 | 1 | 795ACSR | 0 | 0 | 0 | 0 | 0 | 0 | 0 | 0 | 0 | 0 | 0 | 0 | 0 | 0 | 0 | 0 | 0 | 0 | 0 | 0 | 0 | 0 | 0 | 12
NO |  | 258 | 2011 | 14 | 31 | 31 |  | Sammis | East Akron | 138 | 138 | Steel Tower | 64.75 | 0 | 1 | 300 CU | 0 | 2411153 | 2411153 | 0 | 0 | 0 | 0 | 0 | 0 | 0 | 0 | 0 | 0 | 0 | 0 | 0 | 0 | 0 | 0 | 0 | 0 | 0 | 0 | 12
NO |  | 258 | 2011 | 14 | 32 | 32 |  | Sammis | East Akron | 138 | 138 | Steel Tower | 2.07 | 0 | 1 | 477ACSR | 0 | 0 | 0 | 0 | 0 | 0 | 0 | 0 | 0 | 0 | 0 | 0 | 0 | 0 | 0 | 0 | 0 | 0 | 0 | 0 | 0 | 0 | 0 | 12
NO |  | 258 | 2011 | 14 | 33 | 33 |  | Sammis | East Akron | 138 | 138 | Steel Tower | 1.5 | 0 | 1 | 795ACSR | 0 | 0 | 0 | 0 | 0 | 0 | 0 | 0 | 0 | 0 | 0 | 0 | 0 | 0 | 0 | 0 | 0 | 0 | 0 | 0 | 0 | 0 | 0 | 12
NO |  | 258 | 2011 | 14 | 34 | 34 |  | Sammis | East Akron | 138 | 138 | Wood Pole | 0.08 | 0 | 1 | 336ACSR | 0 | 0 | 0 | 0 | 0 | 0 | 0 | 0 | 0 | 0 | 0 | 0 | 0 | 0 | 0 | 0 | 0 | 0 | 0 | 0 | 0 | 0 | 0 | 12
NO |  | 258 | 2011 | 14 | 35 | 35 |  | Sammis | Lowellville | 138 | 138 | Steel Tower | 49.33 | 0 | 1 | 300 CU | 0 | 2144466 | 2144466 | 0 | 0 | 0 | 0 | 0 | 0 | 0 | 0 | 0 | 0 | 0 | 0 | 0 | 0 | 0 | 0 | 0 | 0 | 0 | 0 | 12
NO |  | 258 | 2011 | 15 | 1 | 1 |  | Sammis | Lowellville | 138 | 138 | Wood H frame | 1.4 | 0 | 1 | 795ACSR | 0 | 0 | 0 | 0 | 0 | 0 | 0 | 0 | 0 | 0 | 0 | 0 | 0 | 0 | 0 | 0 | 0 | 0 | 0 | 0 | 0 | 0 | 0 | 12
NO |  | 258 | 2011 | 15 | 2 | 2 |  | Sammis | Pidgeon | 138 | 138 | Steel Tower | 28.61 | 1.18 | 1 | 795ACSR | 0 | 1906400 | 1906400 | 0 | 0 | 0 | 0 | 0 | 0 | 0 | 0 | 0 | 0 | 0 | 0 | 0 | 0 | 0 | 0 | 0 | 0 | 0 | 0 | 12
NO |  | 258 | 2011 | 15 | 3 | 3 |  | Shenango (Pa) | Crossland | 138 | 138 | Steel Tower | 8.07 | 8.69 | 1 | 795ACSR | 0 | 948701 | 948701 | 0 | 0 | 0 | 0 | 0 | 0 | 0 | 0 | 0 | 0 | 0 | 0 | 0 | 0 | 0 | 0 | 0 | 0 | 0 | 0 | 12
NO |  | 258 | 2011 | 15 | 4 | 4 |  | Shenango (Pa) | McDowell | 138 | 138 | Steel Tower | 1.89 | 0 | 1 | 795ACSR | 0 | 1481871 | 1481871 | 0 | 0 | 0 | 0 | 0 | 0 | 0 | 0 | 0 | 0 | 0 | 0 | 0 | 0 | 0 | 0 | 0 | 0 | 0 | 0 | 12
NO |  | 258 | 2011 | 15 | 5 | 5 |  | Shenango (Pa) | McDowell | 138 | 138 | Wood Pole | 14.69 | 0 | 1 | 795ACSR | 0 | 0 | 0 | 0 | 0 | 0 | 0 | 0 | 0 | 0 | 0 | 0 | 0 | 0 | 0 | 0 | 0 | 0 | 0 | 0 | 0 | 0 | 0 | 12
NO |  | 258 | 2011 | 15 | 6 | 6 |  | Shenango (Pa) | Sharon | 138 | 138 | Steel Tower | 0 | 1.39 | 1 | 795ACSR | 0 | 335337 | 335337 | 0 | 0 | 0 | 0 | 0 | 0 | 0 | 0 | 0 | 0 | 0 | 0 | 0 | 0 | 0 | 0 | 0 | 0 | 0 | 0 | 12
NO |  | 258 | 2011 | 15 | 7 | 7 |  | Shenango (Pa) | Sharon | 138 | 138 | Wood Pole | 8.64 | 0 | 1 | 795ACSR | 0 | 0 | 0 | 0 | 0 | 0 | 0 | 0 | 0 | 0 | 0 | 0 | 0 | 0 | 0 | 0 | 0 | 0 | 0 | 0 | 0 | 0 | 0 | 12
NO |  | 258 | 2011 | 15 | 8 | 8 |  | South Akron | Dale | 138 | 138 | Steel Tower | 1.83 | 0 | 1 | 605ACSR | 0 | 728581 | 728581 | 0 | 0 | 0 | 0 | 0 | 0 | 0 | 0 | 0 | 0 | 0 | 0 | 0 | 0 | 0 | 0 | 0 | 0 | 0 | 0 | 12
NO |  | 258 | 2011 | 15 | 9 | 9 |  | South Akron | Dale | 138 | 138 | Wood Pole | 0.23 | 0 | 1 | 605ACSR | 0 | 0 | 0 | 0 | 0 | 0 | 0 | 0 | 0 | 0 | 0 | 0 | 0 | 0 | 0 | 0 | 0 | 0 | 0 | 0 | 0 | 0 | 0 | 12
NO |  | 258 | 2011 | 15 | 10 | 10 |  | South Akron | Dale | 138 | 138 | Steel Pole | 8.59 | 0 | 1 | 605ACSR | 0 | 0 | 0 | 0 | 0 | 0 | 0 | 0 | 0 | 0 | 0 | 0 | 0 | 0 | 0 | 0 | 0 | 0 | 0 | 0 | 0 | 0 | 0 | 12
NO |  | 258 | 2011 | 15 | 11 | 11 |  | Star | Urban | 138 | 138 | Steel Tower | 11.56 | 4.06 | 1 | 605ACSR | 0 | 802199 | 802199 | 0 | 0 | 0 | 0 | 0 | 0 | 0 | 0 | 0 | 0 | 0 | 0 | 0 | 0 | 0 | 0 | 0 | 0 | 0 | 0 | 12
NO |  | 258 | 2011 | 15 | 12 | 12 |  | Star | Urban | 138 | 138 | Steel Pole | 0.03 | 0 | 1 | 795ACSR | 0 | 0 | 0 | 0 | 0 | 0 | 0 | 0 | 0 | 0 | 0 | 0 | 0 | 0 | 0 | 0 | 0 | 0 | 0 | 0 | 0 | 0 | 0 | 12
NO |  | 258 | 2011 | 15 | 13 | 13 |  | Star | West Akron | 138 | 138 | Steel Pole | 1.07 | 1.04 | 1 | 605ACSR | 0 | 782793 | 782793 | 0 | 0 | 0 | 0 | 0 | 0 | 0 | 0 | 0 | 0 | 0 | 0 | 0 | 0 | 0 | 0 | 0 | 0 | 0 | 0 | 12
NO |  | 258 | 2011 | 15 | 14 | 14 |  | Star | West Akron | 138 | 138 | Steel Tower | 1.47 | 16.9 | 1 | 605ACSR | 0 | 0 | 0 | 0 | 0 | 0 | 0 | 0 | 0 | 0 | 0 | 0 | 0 | 0 | 0 | 0 | 0 | 0 | 0 | 0 | 0 | 0 | 0 | 12
NO |  | 258 | 2011 | 15 | 15 | 15 |  | Star | West Medina | 138 | 138 | Wood Pole | 25.22 | 0 | 1 | 605ACSR | 0 | 2825819 | 2825819 | 0 | 0 | 0 | 0 | 0 | 0 | 0 | 0 | 0 | 0 | 0 | 0 | 0 | 0 | 0 | 0 | 0 | 0 | 0 | 0 | 12
NO |  | 258 | 2011 | 15 | 16 | 16 |  | Swanton | Delta | 138 | 138 | Wood Pole | 5.76 | 0 | 1 | 954ACSR | 0 | 299502 | 299502 | 0 | 0 | 0 | 0 | 0 | 0 | 0 | 0 | 0 | 0 | 0 | 0 | 0 | 0 | 0 | 0 | 0 | 0 | 0 | 0 | 12
NO |  | 258 | 2011 | 15 | 17 | 17 |  | West Akron | Aetna | 138 | 138 | Steel Tower | 8.45 | 0 | 1 | 477ACSR | 0 | 1194596 | 1194596 | 0 | 0 | 0 | 0 | 0 | 0 | 0 | 0 | 0 | 0 | 0 | 0 | 0 | 0 | 0 | 0 | 0 | 0 | 0 | 0 | 12
NO |  | 258 | 2011 | 15 | 18 | 18 |  | West Akron | West Medina #1 | 138 | 138 | Wood Pole | 28.1 | 0 | 1 | 605ACSR | 26 | 8965059 | 8965085 | 0 | 0 | 0 | 0 | 0 | 0 | 0 | 0 | 0 | 0 | 0 | 0 | 0 | 0 | 0 | 0 | 0 | 0 | 0 | 0 | 12
NO |  | 258 | 2011 | 15 | 19 | 19 |  | West Canton | Sunnyside Torrey | 138 | 138 | Steel Tower | 3.65 | 0 | 1 | 200 CU | 3652 | 888870 | 892522 | 0 | 0 | 0 | 0 | 0 | 0 | 0 | 0 | 0 | 0 | 0 | 0 | 0 | 0 | 0 | 0 | 0 | 0 | 0 | 0 | 12
NO |  | 258 | 2011 | 15 | 20 | 20 |  | West Canton | Sunnyside Torrey | 138 | 138 | Wood H Frame | 6.65 | 0 | 1 | 795ACSR | 0 | 0 | 0 | 0 | 0 | 0 | 0 | 0 | 0 | 0 | 0 | 0 | 0 | 0 | 0 | 0 | 0 | 0 | 0 | 0 | 0 | 0 | 0 | 12
NO |  | 258 | 2011 | 15 | 21 | 21 |  | Westgate | Jackman | 138 | 138 | Wood Pole | 4.02 | 0 | 1 | 954ACSR | 0 | 636151 | 636151 | 0 | 0 | 0 | 0 | 0 | 0 | 0 | 0 | 0 | 0 | 0 | 0 | 0 | 0 | 0 | 0 | 0 | 0 | 0 | 0 | 12
NO |  | 258 | 2011 | 15 | 22 | 22 |  | Total 138kv Lines |  | 0 | 0 |  | 2635.13 | 652.42 | 563 |  | 370511 | 286594115 | 286964626 | 0 | 0 | 0 | 0 | 0 | 0 | 0 | 0 | 0 | 0 | 0 | 0 | 0 | 0 | 0 | 0 | 0 | 0 | 0 | 0 | 12
SI/SI | A | 258 | 2011 | 15 | 24 | 24 |  | 69kv Overhead |  | 69 | 69 | Various | 2140.54 | 114.58 | 0 | Various | 1599148 | 232417200 | 234016348 | 0 | 0 | 0 | 3302761.3823 | 0 | 0 | 0 | 0 | 0 | 0 | 0 | 0 | 0 | 0 | 0 | 0 | 0 | 0 | 0 | 0 | 12
SI/SI | S | 258 | 2011 | 15 | 25 | 25 |  | 69kv Underground |  | 69 | 69 | Underground | 0.5 | 0 | 0 | Various | 5011 | 728303 | 733314 | 0 | 0 | 0 | 10349.5383 | 0 | 0 | 0 | 0 | 0 | 0 | 0 | 0 | 0 | 0 | 0 | 0 | 0 | 0 | 0 | 0 | 12
NO |  | 258 | 2011 | 15 | 27 | 27 |  | Operation and Maintenance |  | 0 | 0 |  | 0 | 0 | 0 |  | 0 | 0 | 0 | 3257629 | 8351108 | 0 | 11608737 | 0 | 0 | 0 | 0 | 0 | 0 | 0 | 0 | 0 | 0 | 0 | 0 | 612580092 | 612580093 | 0 | 0 | 12
NO |  | 258 | 2011 | 15 | 28 | 28 |  | Expense |  | 0 | 0 |  | 0 | 0 | 0 |  | 0 | 0 | 0 | 0 | 0 | 0 | 0 | 0 | 0 | 0 | 0 | 0 | 0 | 0 | 0 | 0 | 0 | 0 | 0 | 0 | 0 | 0 | 0 | 12
NO |  | 258 | 2011 | 0 | 36 | 36 |  | TOTAL |  | 0 | 0 |  | 5801.53 | 938.19 | 632 |  | 2862721 | 819671493 | 822534214 | 3257629 | 8351108 | 0 | 11608737 | 0 | 0 | 0 | 0 | 0 | 0 | 0 | 0 | 0 | 0 | 0 | 0 | 0 | 0 | 0 | 0 | 12
SI/SI | A | 25 | 2011 | 0 | 1 | 1 |  | Various | Various | 34.5 | 34.5 | Wood Pole | 121.37 | 1.67 | 22 | Various | 358753 | 5285120 | 5643873 | 190987 | 320113 | 3399 | 514499 | 0 | 0 | 0 | 0 | 0 | 0 | 0 | 0 | 0 | 0 | 0 | 0 | 0 | 0 | 0 | 0 | 12
NO |  | 25 | 2011 | 0 | 2 | 2 |  |  |  | 0 | 0 | (H. Frame) | 3.72 | 0 | 0 |  | 0 | 0 | 0 | 0 | 0 | 0 | 0 | 0 | 0 | 0 | 0 | 0 | 0 | 0 | 0 | 0 | 0 | 0 | 0 | 0 | 0 | 0 | 0 | 12
NO |  | 25 | 2011 | 0 | 3 | 3 |  |  |  | 0 | 0 | (Steel Tower) | 0.16 | 0 | 0 |  | 0 | 0 | 0 | 0 | 0 | 0 | 0 | 0 | 0 | 0 | 0 | 0 | 0 | 0 | 0 | 0 | 0 | 0 | 0 | 0 | 0 | 0 | 0 | 12
SI/SI | A | 25 | 2011 | 0 | 5 | 5 |  | Various | Various | 34.5 | 34.5 | H. Frame | 3.79 | 0 | 1 |  | 0 | 0 | 0 | 0 | 0 | 0 | 0 | 0 | 0 | 0 | 0 | 0 | 0 | 0 | 0 | 0 | 0 | 0 | 0 | 0 | 0 | 0 | 0 | 12
NO |  | 25 | 2011 | 0 | 6 | 6 |  |  |  | 0 | 0 | (Wood Pole) | 3.28 | 0 | 0 |  | 0 | 0 | 0 | 0 | 0 | 0 | 0 | 0 | 0 | 0 | 0 | 0 | 0 | 0 | 0 | 0 | 0 | 0 | 0 | 0 | 0 | 0 | 0 | 12
SI/SI | A | 25 | 2011 | 0 | 8 | 8 |  | Various | Various | 46 | 46 | Wood Pole | 444.94 | 2.92 | 91 | Various | 3059216 | 20900059 | 23959275 | 419320 | 2211337 | 7464 | 2638121 | 0 | 0 | 0 | 0 | 0 | 0 | 0 | 0 | 0 | 0 | 0 | 0 | 0 | 0 | 0 | 0 | 12
NO |  | 25 | 2011 | 0 | 9 | 9 |  |  |  | 0 | 0 | (H. Frame) | 23.22 | 0 | 0 |  | 0 | 0 | 0 | 0 | 0 | 0 | 0 | 0 | 0 | 0 | 0 | 0 | 0 | 0 | 0 | 0 | 0 | 0 | 0 | 0 | 0 | 0 | 0 | 12
NO |  | 25 | 2011 | 0 | 10 | 10 |  |  |  | 0 | 0 | (Steel Tower) | 1 | 0 | 0 |  | 0 | 0 | 0 | 0 | 0 | 0 | 0 | 0 | 0 | 0 | 0 | 0 | 0 | 0 | 0 | 0 | 0 | 0 | 0 | 0 | 0 | 0 | 0 | 12
SI/SI | A | 25 | 2011 | 0 | 12 | 12 |  | Various | Various | 46 | 46 | H. Frame | 0 | 4.92 | 1 |  | 0 | 0 | 0 | 0 | 0 | 0 | 0 | 0 | 0 | 0 | 0 | 0 | 0 | 0 | 0 | 0 | 0 | 0 | 0 | 0 | 0 | 0 | 0 | 12
NO |  | 25 | 2011 | 0 | 13 | 13 |  |  |  | 0 | 0 | (Wood Pole) | 0 | 0.6 | 0 |  | 0 | 0 | 0 | 0 | 0 | 0 | 0 | 0 | 0 | 0 | 0 | 0 | 0 | 0 | 0 | 0 | 0 | 0 | 0 | 0 | 0 | 0 | 0 | 12
SI/SI | A | 25 | 2011 | 0 | 15 | 15 |  | Various | Various | 69 | 69 | Wood Pole | 0.74 | 0 | 3 | Various | 13430 | 1515639 | 1529069 | 0 | 8576 | 0 | 8576 | 0 | 0 | 0 | 0 | 0 | 0 | 0 | 0 | 0 | 0 | 0 | 0 | 0 | 0 | 0 | 0 | 12
NO |  | 25 | 2011 | 0 | 16 | 16 |  |  |  | 0 | 0 | (H. Frame) | 0.11 | 0 | 0 |  | 0 | 0 | 0 | 0 | 0 | 0 | 0 | 0 | 0 | 0 | 0 | 0 | 0 | 0 | 0 | 0 | 0 | 0 | 0 | 0 | 0 | 0 | 0 | 12
SI/SI | A | 25 | 2011 | 0 | 18 | 18 |  | Various | Various | 69 | 69 | H. Frame | 9.04 | 0 | 1 |  | 0 | 0 | 0 | 0 | 0 | 0 | 0 | 0 | 0 | 0 | 0 | 0 | 0 | 0 | 0 | 0 | 0 | 0 | 0 | 0 | 0 | 0 | 0 | 12
NO |  | 25 | 2011 | 0 | 19 | 19 |  |  |  | 0 | 0 | (Wood Pole) | 1.26 | 0 | 0 |  | 0 | 0 | 0 | 0 | 0 | 0 | 0 | 0 | 0 | 0 | 0 | 0 | 0 | 0 | 0 | 0 | 0 | 0 | 0 | 0 | 0 | 0 | 0 | 12
SI/SI | A | 25 | 2011 | 0 | 21 | 21 |  | Ladder Hill | Vernon Road | 115 | 115 | Wood Pole | 0.61 | 0 | 1 | 795 ACSR | 19819 | 42958 | 62777 | 5965 | 0 | 106 | 6071 | 0 | 0 | 0 | 0 | 0 | 0 | 0 | 0 | 0 | 0 | 0 | 0 | 0 | 0 | 0 | 0 | 12
NO |  | 25 | 2011 | 0 | 23 | 23 |  | Canadian Border | Highgate Convertor | 120 | 120 | H. Frame | 7.58 | 0 | 1 | 954 ACSR | 347006 | 992182 | 1339188 | 45947 | 3992 | 818 | 50757 | 0 | 0 | 0 | 0 | 0 | 0 | 0 | 0 | 0 | 0 | 0 | 0 | 0 | 0 | 0 | 0 | 12
NO |  | 25 | 2011 | 0 | 36 | 36 |  | TOTAL |  | 0 | 0 |  | 620.82 | 10.11 | 121 |  | 3798224 | 28735958 | 32534182 | 662219 | 2544018 | 11787 | 3218024 | 0 | 0 | 0 | 0 | 0 | 0 | 0 | 0 | 0 | 0 | 0 | 0 | 0 | 0 | 0 | 0 | 12
NO |  | 30 | 2011 | 0 | 1 | 1 |  | Ashtabula | Erie West (Penelec Co) | 0 | 0 |  | 0 | 0 | 0 |  | 493397 | 0 | 493397 | 0 | 0 | 0 | 0 | 0 | 0 | 0 | 0 | 0 | 0 | 0 | 0 | 0 | 0 | 0 | 0 | 0 | 0 | 0 | 0 | 12
NO |  | 30 | 2011 | 0 | 2 | 2 |  | Avon | Beaver #1 | 0 | 0 |  | 0 | 0 | 0 |  | 1008761 | 0 | 1008761 | 0 | 0 | 0 | 0 | 0 | 0 | 0 | 0 | 0 | 0 | 0 | 0 | 0 | 0 | 0 | 0 | 0 | 0 | 0 | 0 | 12
NO |  | 30 | 2011 | 0 | 3 | 3 |  | Avon | Beaver #2 | 0 | 0 |  | 0 | 0 | 0 |  | 75716 | 0 | 75716 | 0 | 0 | 0 | 0 | 0 | 0 | 0 | 0 | 0 | 0 | 0 | 0 | 0 | 0 | 0 | 0 | 0 | 0 | 0 | 0 | 12
NO |  | 30 | 2011 | 0 | 4 | 4 |  | Avon | Juniper | 0 | 0 |  | 0 | 0 | 0 |  | 5563864 | 0 | 5563864 | 0 | 0 | 0 | 0 | 0 | 0 | 0 | 0 | 0 | 0 | 0 | 0 | 0 | 0 | 0 | 0 | 0 | 0 | 0 | 0 | 12
NO |  | 30 | 2011 | 0 | 5 | 5 |  | Eastlake Tap | Juniper | 0 | 0 |  | 0 | 0 | 0 |  | 4281242 | 0 | 4281242 | 0 | 0 | 0 | 0 | 0 | 0 | 0 | 0 | 0 | 0 | 0 | 0 | 0 | 0 | 0 | 0 | 0 | 0 | 0 | 0 | 12
NO |  | 30 | 2011 | 0 | 6 | 6 |  | Hanna | Canton Central | 0 | 0 |  | 0 | 0 | 0 |  | 1978441 | 0 | 1978441 | 0 | 0 | 0 | 0 | 0 | 0 | 0 | 0 | 0 | 0 | 0 | 0 | 0 | 0 | 0 | 0 | 0 | 0 | 0 | 0 | 12
NO |  | 30 | 2011 | 0 | 7 | 7 |  | Harding | Fox | 0 | 0 |  | 0 | 0 | 0 |  | 2129702 | 0 | 2129702 | 0 | 0 | 0 | 0 | 0 | 0 | 0 | 0 | 0 | 0 | 0 | 0 | 0 | 0 | 0 | 0 | 0 | 0 | 0 | 0 | 12
NO |  | 30 | 2011 | 0 | 8 | 8 |  | Inland | Harding | 0 | 0 |  | 0 | 0 | 0 |  | 447483 | 0 | 447483 | 0 | 0 | 0 | 0 | 0 | 0 | 0 | 0 | 0 | 0 | 0 | 0 | 0 | 0 | 0 | 0 | 0 | 0 | 0 | 0 | 12
NO |  | 30 | 2011 | 0 | 9 | 9 |  | Juniper | Hanna | 0 | 0 |  | 0 | 0 | 0 |  | 2078914 | 0 | 2078914 | 0 | 0 | 0 | 0 | 0 | 0 | 0 | 0 | 0 | 0 | 0 | 0 | 0 | 0 | 0 | 0 | 0 | 0 | 0 | 0 | 12
NO |  | 30 | 2011 | 0 | 10 | 10 |  | Juniper | Harding | 0 | 0 |  | 0 | 0 | 0 |  | 2701286 | 0 | 2701286 | 0 | 0 | 0 | 0 | 0 | 0 | 0 | 0 | 0 | 0 | 0 | 0 | 0 | 0 | 0 | 0 | 0 | 0 | 0 | 0 | 12
NO |  | 30 | 2011 | 0 | 11 | 11 |  | Juniper | Star | 0 | 0 |  | 0 | 0 | 0 |  | 1083661 | 0 | 1083661 | 0 | 0 | 0 | 0 | 0 | 0 | 0 | 0 | 0 | 0 | 0 | 0 | 0 | 0 | 0 | 0 | 0 | 0 | 0 | 0 | 12
NO |  | 30 | 2011 | 0 | 12 | 12 |  | Perry | Ashtabula | 0 | 0 |  | 0 | 0 | 0 |  | 1917657 | 0 | 1917657 | 0 | 0 | 0 | 0 | 0 | 0 | 0 | 0 | 0 | 0 | 0 | 0 | 0 | 0 | 0 | 0 | 0 | 0 | 0 | 0 | 12
NO |  | 30 | 2011 | 0 | 13 | 13 |  | Perry | Eastlake | 0 | 0 |  | 0 | 0 | 0 |  | 3524976 | 0 | 3524976 | 0 | 0 | 0 | 0 | 0 | 0 | 0 | 0 | 0 | 0 | 0 | 0 | 0 | 0 | 0 | 0 | 0 | 0 | 0 | 0 | 12
NO |  | 30 | 2011 | 0 | 14 | 14 |  | Perry | Harding | 0 | 0 |  | 0 | 0 | 0 |  | 969572 | 0 | 969572 | 0 | 0 | 0 | 0 | 0 | 0 | 0 | 0 | 0 | 0 | 0 | 0 | 0 | 0 | 0 | 0 | 0 | 0 | 0 | 0 | 12
NO |  | 30 | 2011 | 0 | 15 | 15 |  | Perry | Inland | 0 | 0 |  | 0 | 0 | 0 |  | 7485733 | 0 | 7485733 | 0 | 0 | 0 | 0 | 0 | 0 | 0 | 0 | 0 | 0 | 0 | 0 | 0 | 0 | 0 | 0 | 0 | 0 | 0 | 0 | 12
NO |  | 30 | 2011 | 0 | 16 | 16 |  | TOTAL 345 KV LINES |  | 0 | 0 |  | 0 | 0 | 0 |  | 35740405 | 0 | 35740405 | 0 | 0 | 0 | 0 | 0 | 0 | 0 | 0 | 0 | 0 | 0 | 0 | 0 | 610300073 | 0 | 0 | 0 | 0 | 0 | 0 | 12
NO |  | 30 | 2011 | 0 | 17 | 17 |  | Seneca | Glade | 230 | 230 | Steel Tower | 0.68 | 0 | 1 | 2495 ACSR | 0 | 183290 | 183290 | 0 | 0 | 0 | 0 | 0 | 0 | 0 | 0 | 0 | 0 | 0 | 0 | 0 | 0 | 0 | 0 | 0 | 0 | 0 | 0 | 12
NO |  | 30 | 2011 | 0 | 18 | 18 |  | TOTAL 230 KV LINES |  | 0 | 0 |  | 0.68 | 0 | 1 |  | 0 | 183290 | 183290 | 0 | 0 | 0 | 0 | 0 | 0 | 0 | 0 | 0 | 0 | 0 | 0 | 0 | 0 | 0 | 0 | 0 | 0 | 0 | 0 | 12
NO |  | 30 | 2011 | 0 | 20 | 20 |  | Ashtabula | Ashtabula-C (LPC) | 0 | 0 |  | 0 | 0 | 0 |  | 15143 | 0 | 15143 | 0 | 0 | 0 | 0 | 0 | 0 | 0 | 0 | 0 | 0 | 0 | 0 | 0 | 0 | 0 | 0 | 0 | 0 | 0 | 0 | 12
NO |  | 30 | 2011 | 0 | 21 | 21 |  | Ashtabula | Conneaut | 0 | 0 |  | 0 | 0 | 0 |  | 66571 | 0 | 66571 | 0 | 0 | 0 | 0 | 0 | 0 | 0 | 0 | 0 | 0 | 0 | 0 | 0 | 0 | 0 | 0 | 0 | 0 | 0 | 0 | 12
NO |  | 30 | 2011 | 0 | 22 | 22 |  | Ashtabula | Mayfield | 0 | 0 |  | 0 | 0 | 0 |  | 1085356 | 3419679 | 4505035 | 0 | 0 | 0 | 0 | 0 | 0 | 0 | 0 | 0 | 0 | 0 | 0 | 0 | 0 | 0 | 0 | 0 | 0 | 0 | 0 | 12
NO |  | 30 | 2011 | 0 | 23 | 23 |  | Avon | Emily | 0 | 0 |  | 0 | 0 | 0 |  | 892034 | 603618 | 1495652 | 0 | 0 | 0 | 0 | 0 | 0 | 0 | 0 | 0 | 0 | 0 | 0 | 0 | 0 | 0 | 0 | 0 | 0 | 0 | 0 | 12
NO |  | 30 | 2011 | 0 | 24 | 24 |  | Avon | Fowles | 0 | 0 |  | 0 | 0 | 0 |  | 1110467 | 0 | 1110467 | 0 | 0 | 0 | 0 | 0 | 0 | 0 | 0 | 0 | 0 | 0 | 0 | 0 | 0 | 0 | 0 | 0 | 0 | 0 | 0 | 12
NO |  | 30 | 2011 | 0 | 25 | 25 |  | Avon | Fox | 0 | 0 |  | 0 | 0 | 0 |  | 836711 | 0 | 836711 | 0 | 0 | 0 | 0 | 0 | 0 | 0 | 0 | 0 | 0 | 0 | 0 | 0 | 0 | 0 | 0 | 0 | 0 | 0 | 0 | 12
NO |  | 30 | 2011 | 0 | 26 | 26 |  | Carlisle | Lorain East | 0 | 0 |  | 0 | 0 | 0 |  | 74546 | 0 | 74546 | 0 | 0 | 0 | 0 | 0 | 0 | 0 | 0 | 0 | 0 | 0 | 0 | 0 | 0 | 0 | 0 | 0 | 0 | 0 | 0 | 12
NO |  | 30 | 2011 | 0 | 27 | 27 |  | Dell Tap | Dell | 0 | 0 |  | 0 | 0 | 0 |  | 231089 | 0 | 231089 | 0 | 0 | 0 | 0 | 0 | 0 | 0 | 0 | 0 | 0 | 0 | 0 | 0 | 0 | 0 | 0 | 0 | 0 | 0 | 0 | 12
NO |  | 30 | 2011 | 0 | 28 | 28 |  | Eastlake | Jordan | 0 | 0 |  | 0 | 0 | 0 |  | 683354 | 0 | 683354 | 0 | 0 | 0 | 0 | 0 | 0 | 0 | 0 | 0 | 0 | 0 | 0 | 0 | 0 | 0 | 0 | 0 | 0 | 0 | 0 | 12
NO |  | 30 | 2011 | 0 | 29 | 29 |  | Eastlake | Lloyd | 0 | 0 |  | 0 | 0 | 0 |  | 3197206 | 0 | 3197206 | 0 | 0 | 0 | 0 | 0 | 0 | 0 | 0 | 0 | 0 | 0 | 0 | 0 | 0 | 0 | 0 | 0 | 0 | 0 | 0 | 12
NO |  | 30 | 2011 | 0 | 30 | 30 |  | Eastlake | Mayfield | 0 | 0 |  | 0 | 0 | 0 |  | 192015 | 0 | 192015 | 0 | 0 | 0 | 0 | 0 | 0 | 0 | 0 | 0 | 0 | 0 | 0 | 0 | 0 | 0 | 0 | 0 | 0 | 0 | 0 | 12
NO |  | 30 | 2011 | 0 | 31 | 31 |  | Eastlake | Mayfield - Northfield | 0 | 0 |  | 0 | 0 | 0 |  | 371344 | 0 | 371344 | 0 | 0 | 0 | 0 | 0 | 0 | 0 | 0 | 0 | 0 | 0 | 0 | 0 | 0 | 0 | 0 | 0 | 0 | 0 | 0 | 12
NO |  | 30 | 2011 | 0 | 32 | 32 |  | Eastlake | Nursery | 0 | 0 |  | 0 | 0 | 0 |  | 93692 | 600 | 94292 | 0 | 0 | 0 | 0 | 0 | 0 | 0 | 0 | 0 | 0 | 0 | 0 | 0 | 0 | 0 | 0 | 0 | 0 | 0 | 0 | 12
NO |  | 30 | 2011 | 0 | 33 | 33 |  | Emily | Fox | 0 | 0 |  | 0 | 0 | 0 |  | 386007 | 0 | 386007 | 0 | 0 | 0 | 0 | 0 | 0 | 0 | 0 | 0 | 0 | 0 | 0 | 0 | 0 | 0 | 0 | 0 | 0 | 0 | 0 | 12
NO |  | 30 | 2011 | 0 | 34 | 34 |  | Fowles | Fox | 0 | 0 |  | 0 | 0 | 0 |  | 528203 | 0 | 528203 | 0 | 0 | 0 | 0 | 0 | 0 | 0 | 0 | 0 | 0 | 0 | 0 | 0 | 0 | 0 | 0 | 0 | 0 | 0 | 0 | 12
NO |  | 30 | 2011 | 0 | 35 | 35 |  | Fowles | NASA | 0 | 0 |  | 0 | 0 | 0 |  | 175425 | 0 | 175425 | 0 | 0 | 0 | 0 | 0 | 0 | 0 | 0 | 0 | 0 | 0 | 0 | 0 | 0 | 0 | 0 | 0 | 0 | 0 | 0 | 12
NO |  | 30 | 2011 | 1 | 1 | 1 |  | Fowles | Pleasant Valley | 0 | 0 |  | 0 | 0 | 0 |  | 179020 | 0 | 179020 | 0 | 0 | 0 | 0 | 0 | 0 | 0 | 0 | 0 | 0 | 0 | 0 | 0 | 0 | 0 | 0 | 0 | 0 | 0 | 0 | 12
NO |  | 30 | 2011 | 1 | 2 | 2 |  | Fox | Clinton | 0 | 0 |  | 0 | 0 | 0 |  | 42956 | 0 | 42956 | 0 | 0 | 0 | 0 | 0 | 0 | 0 | 0 | 0 | 0 | 0 | 0 | 0 | 0 | 0 | 0 | 0 | 0 | 0 | 0 | 12
NO |  | 30 | 2011 | 1 | 3 | 3 |  | Hamilton | Horizon | 0 | 0 |  | 0 | 0 | 0 |  | 160477 | 0 | 160477 | 0 | 0 | 0 | 0 | 0 | 0 | 0 | 0 | 0 | 0 | 0 | 0 | 0 | 0 | 0 | 0 | 0 | 0 | 0 | 0 | 12
NO |  | 30 | 2011 | 1 | 4 | 4 |  | Harding | Jennings | 0 | 0 |  | 0 | 0 | 0 |  | 377898 | 0 | 377898 | 0 | 0 | 0 | 0 | 0 | 0 | 0 | 0 | 0 | 0 | 0 | 0 | 0 | 0 | 0 | 0 | 0 | 0 | 0 | 0 | 12
NO |  | 30 | 2011 | 1 | 5 | 5 |  | Harding | Jennings (LTV East) | 0 | 0 |  | 0 | 0 | 0 |  | 184462 | 0 | 184462 | 0 | 0 | 0 | 0 | 0 | 0 | 0 | 0 | 0 | 0 | 0 | 0 | 0 | 0 | 0 | 0 | 0 | 0 | 0 | 0 | 12
NO |  | 30 | 2011 | 1 | 6 | 6 |  | Horizon | Jennings | 0 | 0 |  | 0 | 0 | 0 |  | 963411 | 0 | 963411 | 0 | 0 | 0 | 0 | 0 | 0 | 0 | 0 | 0 | 0 | 0 | 0 | 0 | 0 | 0 | 0 | 0 | 0 | 0 | 0 | 12
NO |  | 30 | 2011 | 1 | 7 | 7 |  | Jennings | Clark | 0 | 0 |  | 0 | 0 | 0 |  | 14546 | 0 | 14546 | 0 | 0 | 0 | 0 | 0 | 0 | 0 | 0 | 0 | 0 | 0 | 0 | 0 | 0 | 0 | 0 | 0 | 0 | 0 | 0 | 12
NO |  | 30 | 2011 | 1 | 8 | 8 |  | Johnson | Lorain | 0 | 0 |  | 0 | 0 | 0 |  | 66229 | 0 | 66229 | 0 | 0 | 0 | 0 | 0 | 0 | 0 | 0 | 0 | 0 | 0 | 0 | 0 | 0 | 0 | 0 | 0 | 0 | 0 | 0 | 12
NO |  | 30 | 2011 | 1 | 9 | 9 |  | Jordan | Inland | 0 | 0 |  | 0 | 0 | 0 |  | 58918 | 0 | 58918 | 0 | 0 | 0 | 0 | 0 | 0 | 0 | 0 | 0 | 0 | 0 | 0 | 0 | 0 | 0 | 0 | 0 | 0 | 0 | 0 | 12
NO |  | 30 | 2011 | 1 | 10 | 10 |  | Juniper | Jennings | 0 | 0 |  | 0 | 0 | 0 |  | 1395763 | 0 | 1395763 | 0 | 0 | 0 | 0 | 0 | 0 | 0 | 0 | 0 | 0 | 0 | 0 | 0 | 0 | 0 | 0 | 0 | 0 | 0 | 0 | 12
NO |  | 30 | 2011 | 1 | 11 | 11 |  | Juniper | Newburgh | 0 | 0 |  | 0 | 0 | 0 |  | 910025 | 0 | 910025 | 0 | 0 | 0 | 0 | 0 | 0 | 0 | 0 | 0 | 0 | 0 | 0 | 0 | 0 | 0 | 0 | 0 | 0 | 0 | 0 | 12
NO |  | 30 | 2011 | 1 | 12 | 12 |  | Juniper | Pleasant Valley | 0 | 0 |  | 0 | 0 | 0 |  | 61158 | 0 | 61158 | 0 | 0 | 0 | 0 | 0 | 0 | 0 | 0 | 0 | 0 | 0 | 0 | 0 | 0 | 0 | 0 | 0 | 0 | 0 | 0 | 12
NO |  | 30 | 2011 | 1 | 13 | 13 |  | Leroy Center | Nursery | 0 | 0 |  | 0 | 0 | 0 |  | 114757 | 0 | 114757 | 0 | 0 | 0 | 0 | 0 | 0 | 0 | 0 | 0 | 0 | 0 | 0 | 0 | 0 | 0 | 0 | 0 | 0 | 0 | 0 | 12
NO |  | 30 | 2011 | 1 | 14 | 14 |  | Mayfield | Northfield | 0 | 0 |  | 0 | 0 | 0 |  | 1843656 | 0 | 1843656 | 0 | 0 | 0 | 0 | 0 | 0 | 0 | 0 | 0 | 0 | 0 | 0 | 0 | 0 | 0 | 0 | 0 | 0 | 0 | 0 | 12
NO |  | 30 | 2011 | 1 | 15 | 15 |  | Northfield | Juniper | 0 | 0 |  | 0 | 0 | 0 |  | 23546 | 0 | 23546 | 0 | 0 | 0 | 0 | 0 | 0 | 0 | 0 | 0 | 0 | 0 | 0 | 0 | 0 | 0 | 0 | 0 | 0 | 0 | 0 | 12
NO |  | 30 | 2011 | 1 | 16 | 16 |  | Pleasant Valley | Harding | 0 | 0 |  | 0 | 0 | 0 |  | 111022 | 0 | 111022 | 0 | 0 | 0 | 0 | 0 | 0 | 0 | 0 | 0 | 0 | 0 | 0 | 0 | 0 | 0 | 0 | 0 | 0 | 0 | 0 | 12
NO |  | 30 | 2011 | 1 | 17 | 17 |  | Pleasant Valley | West Akron (East) | 0 | 0 |  | 0 | 0 | 0 |  | 309094 | 0 | 309094 | 0 | 0 | 0 | 0 | 0 | 0 | 0 | 0 | 0 | 0 | 0 | 0 | 0 | 0 | 0 | 0 | 0 | 0 | 0 | 0 | 12
NO |  | 30 | 2011 | 1 | 18 | 18 |  | TOTAL 138 KV LINES |  | 0 | 0 |  | 0 | 0 | 0 |  | 16756101 | 4023897 | 20779998 | 0 | 0 | 0 | 0 | 0 | 0 | 0 | 0 | 0 | 0 | 0 | 0 | 0 | 610300077 | 0 | 0 | 0 | 0 | 0 | 0 | 12
SI/SI | A | 30 | 2011 | 1 | 20 | 20 |  | 69 KV Ovhd Trans. Lines |  | 0 | 0 | Various | 811.7 | 0 | 2 |  | 0 | 0 | 0 | 0 | 0 | 0 | 0 | 0 | 0 | 0 | 0 | 0 | 0 | 0 | 0 | 0 | 0 | 0 | 0 | 0 | 0 | 0 | 0 | 12
SI/SI | A | 30 | 2011 | 1 | 21 | 21 |  | 34.5 KV Ovhd Trans. Lines |  | 0 | 0 | Various | 218.27 | 0 | 1 |  | 3157937 | 82981266 | 86139203 | 0 | 0 | 0 | 244418.1209 | 0 | 0 | 0 | 0 | 0 | 0 | 0 | 0 | 0 | 0 | 0 | 0 | 0 | 0 | 0 | 0 | 12
SI/SI | A | 30 | 2011 | 1 | 22 | 22 |  | 23 KV Ovhd Trans. Lines |  | 0 | 0 | Various | 49.36 | 0 | 1 |  | 12348 | 3457248 | 3469596 | 0 | 0 | 0 | 9844.9034 | 0 | 0 | 0 | 0 | 0 | 0 | 0 | 0 | 0 | 0 | 0 | 0 | 0 | 0 | 0 | 0 | 12
SI/SI | S | 30 | 2011 | 1 | 24 | 24 |  | 69 KV UG Trans. Lines |  | 0 | 0 |  | 0 | 0 | 0 |  | 1389856 | 4074243 | 5464099 | 0 | 0 | 0 | 15504.2624 | 0 | 0 | 0 | 0 | 0 | 0 | 0 | 0 | 0 | 610300074 | 0 | 0 | 0 | 0 | 0 | 0 | 12
SI/SI | S | 30 | 2011 | 1 | 25 | 25 |  | 34.5 KV UG Trans. Lines |  | 0 | 0 |  | 212.43 | 0 | 0 |  | 2066317 | 54296700 | 56363017 | 0 | 0 | 0 | 159928.8387 | 0 | 0 | 0 | 0 | 0 | 0 | 0 | 0 | 0 | 0 | 0 | 0 | 0 | 0 | 0 | 0 | 12
SI/SI | S | 30 | 2011 | 1 | 26 | 26 |  | 23 KV UG Trans. Lines |  | 0 | 0 |  | 821.06 | 0 | 0 |  | 230880 | 64644814 | 64875694 | 0 | 0 | 0 | 184083.3751 | 0 | 0 | 0 | 0 | 0 | 0 | 0 | 0 | 0 | 0 | 0 | 0 | 0 | 0 | 0 | 0 | 12
NO |  | 30 | 2011 | 1 | 29 | 29 |  | Operation and Maintenance |  | 0 | 0 |  | 0 | 0 | 0 |  | 0 | 0 | 0 | 561601 | 213074 | 0 | 774675 | 0 | 0 | 0 | 0 | 0 | 0 | 0 | 0 | 0 | 0 | 0 | 0 | 610300075 | 610300076 | 0 | 0 | 12
NO |  | 30 | 2011 | 1 | 30 | 30 |  | Expense |  | 0 | 0 |  | 0 | 0 | 0 |  | 0 | 0 | 0 | 0 | 0 | 0 | 0 | 0 | 0 | 0 | 0 | 0 | 0 | 0 | 0 | 0 | 0 | 0 | 0 | 0 | 0 | 0 | 0 | 12
NO |  | 30 | 2011 | 0 | 36 | 36 |  | TOTAL |  | 0 | 0 |  | 2113.5 | 0 | 5 |  | 59353844 | 213661458 | 273015302 | 561601 | 213074 | 0 | 774675 | 0 | 0 | 0 | 0 | 0 | 0 | 0 | 0 | 0 | 0 | 0 | 0 | 0 | 0 | 0 | 0 | 12
NO |  | 177 | 2011 | 0 | 1 | 1 |  | Mason Sub. | Franklin Sub. Incl. Taps | 138 | 138 | Steel Tower | 0.45 | 0 | 1 | 300 ACSR | 389203 | 14241278 | 14630481 | 0 | 0 | 0 | 0 | 0 | 0 | 0 | 0 | 0 | 0 | 0 | 0 | 611770368 | 0 | 611770367 | 0 | 0 | 0 | 0 | 0 | 12
NO |  | 177 | 2011 | 0 | 2 | 2 |  |  |  | 0 | 0 | Steel Tower | 7.55 | 0 | 2 | 954 ACSR | 0 | 0 | 0 | 0 | 0 | 0 | 0 | 0 | 0 | 0 | 0 | 0 | 0 | 0 | 0 | 0 | 0 | 0 | 0 | 0 | 0 | 0 | 0 | 12
NO |  | 177 | 2011 | 0 | 3 | 3 |  |  |  | 0 | 0 | Wood Pole | 0.05 | 0 | 1 | 954 ACSR | 0 | 0 | 0 | 0 | 0 | 0 | 0 | 0 | 0 | 0 | 0 | 0 | 0 | 0 | 0 | 0 | 0 | 0 | 0 | 0 | 0 | 0 | 0 | 12
NO |  | 177 | 2011 | 0 | 4 | 4 |  |  |  | 0 | 0 | Steel Tower | 0.03 | 0 | 2 | 954 ACSR | 0 | 0 | 0 | 0 | 0 | 0 | 0 | 0 | 0 | 0 | 0 | 0 | 0 | 0 | 0 | 0 | 0 | 0 | 0 | 0 | 0 | 0 | 0 | 12
NO |  | 177 | 2011 | 0 | 5 | 5 |  | Eatherton Sub. Tap | Grey Summit - Wildwood | 0 | 0 | Steel Pole | 0.3 | 0 | 2 |  | 0 | 0 | 0 | 0 | 0 | 0 | 0 | 0 | 0 | 0 | 0 | 0 | 0 | 0 | 0 | 0 | 0 | 0 | 0 | 0 | 0 | 0 | 0 | 12
NO |  | 177 | 2011 | 0 | 7 | 7 |  | Gasconade Sub. | Osage Sub. Incl. Taps | 138 | 138 | Steel Tower | 0.05 | 3.92 | 1 | 954 ACSR | 0 | 0 | 0 | 0 | 0 | 0 | 0 | 0 | 0 | 0 | 0 | 0 | 0 | 0 | 0 | 0 | 0 | 0 | 0 | 0 | 0 | 0 | 0 | 12
NO |  | 177 | 2011 | 0 | 8 | 8 |  |  |  | 0 | 0 | Wood H-Frame | 62.43 | 0 | 1 | 336.4 ACSR | 0 | 0 | 0 | 0 | 0 | 0 | 0 | 0 | 0 | 0 | 0 | 0 | 0 | 0 | 0 | 0 | 0 | 0 | 0 | 0 | 0 | 0 | 0 | 12
NO |  | 177 | 2011 | 0 | 9 | 9 |  |  |  | 0 | 0 | Wood H-Frame | 4.79 | 0 | 1 | 954 ACSR | 0 | 0 | 0 | 0 | 0 | 0 | 0 | 0 | 0 | 0 | 0 | 0 | 0 | 0 | 0 | 0 | 0 | 0 | 0 | 0 | 0 | 0 | 0 | 12
NO |  | 177 | 2011 | 0 | 11 | 11 |  | Mason Sub. | Osage Sub. Incl. Taps | 138 | 138 | Steel Tower | 0.45 | 0 | 1 | 300 ACSR | 0 | 0 | 0 | 0 | 0 | 0 | 0 | 0 | 0 | 0 | 0 | 0 | 0 | 0 | 0 | 0 | 0 | 0 | 0 | 0 | 0 | 0 | 0 | 12
NO |  | 177 | 2011 | 0 | 12 | 12 |  |  |  | 0 | 0 | Steel Tower | 9.78 | 0 | 2 | 954 ACSR | 0 | 0 | 0 | 0 | 0 | 0 | 0 | 0 | 0 | 0 | 0 | 0 | 0 | 0 | 0 | 0 | 0 | 0 | 0 | 0 | 0 | 0 | 0 | 12
NO |  | 177 | 2011 | 0 | 13 | 13 |  |  |  | 0 | 0 | Steel Tower | 0.05 | 0 | 1 | 954 ACSR | 0 | 0 | 0 | 0 | 0 | 0 | 0 | 0 | 0 | 0 | 0 | 0 | 0 | 0 | 0 | 0 | 0 | 0 | 0 | 0 | 0 | 0 | 0 | 12
NO |  | 177 | 2011 | 0 | 14 | 14 |  |  |  | 0 | 0 | Wood H-Frame | 99.03 | 0 | 1 | 336.4 ACSR | 0 | 0 | 0 | 0 | 0 | 0 | 0 | 0 | 0 | 0 | 0 | 0 | 0 | 0 | 0 | 0 | 0 | 0 | 0 | 0 | 0 | 0 | 0 | 12
NO |  | 177 | 2011 | 0 | 15 | 15 |  |  |  | 0 | 0 | Wood H-Frame | 4.79 | 0 | 1 | 954 ACSR | 0 | 0 | 0 | 0 | 0 | 0 | 0 | 0 | 0 | 0 | 0 | 0 | 0 | 0 | 0 | 0 | 0 | 0 | 0 | 0 | 0 | 0 | 0 | 12
NO |  | 177 | 2011 | 0 | 17 | 17 |  | Rivermines Sub. | Osage Sub. Incl. Taps | 138 | 138 | Steel Tower | 24.99 | 0 | 2 | 954 ACSS | 155046 | 5052957 | 5208003 | 0 | 0 | 0 | 0 | 0 | 0 | 0 | 0 | 0 | 0 | 0 | 0 | 0 | 0 | 0 | 0 | 0 | 0 | 0 | 0 | 12
NO |  | 177 | 2011 | 0 | 18 | 18 |  |  |  | 0 | 0 | Steel Tower | 93.51 | 0 | 2 | 250 BC | 0 | 0 | 0 | 0 | 0 | 0 | 0 | 0 | 0 | 0 | 0 | 0 | 0 | 0 | 0 | 0 | 0 | 0 | 0 | 0 | 0 | 0 | 0 | 12
NO |  | 177 | 2011 | 0 | 19 | 19 |  |  |  | 0 | 0 | Wood H-Frame | 0.39 | 0 | 1 | 4/0 ACSR | 0 | 0 | 0 | 0 | 0 | 0 | 0 | 0 | 0 | 0 | 0 | 0 | 0 | 0 | 0 | 0 | 0 | 0 | 0 | 0 | 0 | 0 | 0 | 12
NO |  | 177 | 2011 | 0 | 20 | 20 |  |  |  | 0 | 0 | Wood H-Frame | 1.02 | 0 | 2 | 250 BC | 0 | 0 | 0 | 0 | 0 | 0 | 0 | 0 | 0 | 0 | 0 | 0 | 0 | 0 | 0 | 0 | 0 | 0 | 0 | 0 | 0 | 0 | 0 | 12
NO |  | 177 | 2011 | 0 | 22 | 22 |  | Cahokia Sub. | Rivermines Sub. Incl. Taps | 138 | 138 | Steel Tower | 1.32 | 0 | 2 | 318 ACSR | 81579 | 6733399 | 6814978 | 0 | 0 | 0 | 0 | 0 | 0 | 0 | 0 | 0 | 0 | 0 | 0 | 0 | 0 | 0 | 0 | 0 | 0 | 0 | 0 | 12
NO |  | 177 | 2011 | 0 | 23 | 23 |  |  |  | 0 | 0 | Steel Tower | 25.49 | 0 | 2 | 4/0 BC | 0 | 0 | 0 | 0 | 0 | 0 | 0 | 0 | 0 | 0 | 0 | 0 | 0 | 0 | 0 | 0 | 0 | 0 | 0 | 0 | 0 | 0 | 0 | 12
NO |  | 177 | 2011 | 0 | 24 | 24 |  |  |  | 0 | 0 | Steel Tower | 0.32 | 0 | 2 | 4/0 CW | 0 | 0 | 0 | 0 | 0 | 0 | 0 | 0 | 0 | 0 | 0 | 0 | 0 | 0 | 0 | 0 | 0 | 0 | 0 | 0 | 0 | 0 | 0 | 12
NO |  | 177 | 2011 | 0 | 25 | 25 |  |  |  | 0 | 0 | Steel Tower | 0.54 | 0 | 2 | 300 ACSR | 0 | 0 | 0 | 0 | 0 | 0 | 0 | 0 | 0 | 0 | 0 | 0 | 0 | 0 | 0 | 0 | 0 | 0 | 0 | 0 | 0 | 0 | 0 | 12
NO |  | 177 | 2011 | 0 | 27 | 27 |  |  |  | 0 | 0 | Steel Tower | 2.02 | 0 | 1 | 556 ACSR | 0 | 0 | 0 | 0 | 0 | 0 | 0 | 0 | 0 | 0 | 0 | 0 | 0 | 0 | 0 | 0 | 0 | 0 | 0 | 0 | 0 | 0 | 0 | 12
NO |  | 177 | 2011 | 0 | 29 | 29 |  |  |  | 0 | 0 | Wood H-Frame | 1.13 | 0 | 1 | 1590 ACSR | 0 | 0 | 0 | 0 | 0 | 0 | 0 | 0 | 0 | 0 | 0 | 0 | 0 | 0 | 0 | 0 | 0 | 0 | 0 | 0 | 0 | 0 | 0 | 12
NO |  | 177 | 2011 | 0 | 30 | 30 |  |  |  | 0 | 0 | Wood H-Frame | 6.74 | 0 | 1 | 336.4 ACSR | 0 | 0 | 0 | 0 | 0 | 0 | 0 | 0 | 0 | 0 | 0 | 0 | 0 | 0 | 0 | 0 | 0 | 0 | 0 | 0 | 0 | 0 | 0 | 12
NO |  | 177 | 2011 | 0 | 32 | 32 |  | Meramec Sub. | Watson Sub. Incl. Taps | 138 | 138 | Steel Tower | 3.67 | 0 | 1 | 795 AL | 435379 | 3568369 | 4003748 | 0 | 0 | 0 | 0 | 0 | 0 | 0 | 0 | 0 | 0 | 0 | 0 | 0 | 0 | 0 | 0 | 0 | 0 | 0 | 0 | 12
NO |  | 177 | 2011 | 0 | 33 | 33 |  |  |  | 0 | 0 | Wood H-Frame | 10.19 | 0 | 1 | 2-70 ACSR | 0 | 0 | 0 | 0 | 0 | 0 | 0 | 0 | 0 | 0 | 0 | 0 | 0 | 0 | 0 | 0 | 0 | 0 | 0 | 0 | 0 | 0 | 0 | 12
NO |  | 177 | 2011 | 1 | 1 | 1 |  | Meramec Sub. | Watson Sub. | 138 | 138 | Steel Tower | 3.63 | 0 | 1 | 795 AL | 0 | 0 | 0 | 0 | 0 | 0 | 0 | 0 | 0 | 0 | 0 | 0 | 0 | 0 | 0 | 0 | 0 | 0 | 0 | 0 | 0 | 0 | 0 | 12
NO |  | 177 | 2011 | 1 | 2 | 2 |  |  |  | 0 | 0 | Wood H-Frame | 10.66 | 0 | 1 | 2-795 ACSR | 0 | 0 | 0 | 0 | 0 | 0 | 0 | 0 | 0 | 0 | 0 | 0 | 0 | 0 | 0 | 0 | 0 | 0 | 0 | 0 | 0 | 0 | 0 | 12
NO |  | 177 | 2011 | 1 | 4 | 4 |  | Page Sub. | Maline Sub. | 138 | 138 | Steel Tower | 10.22 | 0.2 | 1 | 350 BC | 1231767 | 9011007 | 10242774 | 0 | 0 | 0 | 0 | 0 | 0 | 0 | 0 | 0 | 0 | 0 | 0 | 0 | 0 | 0 | 0 | 0 | 0 | 0 | 0 | 12
NO |  | 177 | 2011 | 1 | 5 | 5 |  |  |  | 0 | 0 | Steel Tower | 4.5 | 0 | 1 | 954 ACSR | 0 | 0 | 0 | 0 | 0 | 0 | 0 | 0 | 0 | 0 | 0 | 0 | 0 | 0 | 0 | 0 | 0 | 0 | 0 | 0 | 0 | 0 | 0 | 12
NO |  | 177 | 2011 | 1 | 7 | 7 |  | Venice Sub. | Maline Sub. | 138 | 138 | Steel Tower | 0.41 | 1.62 | 1 | 350 BC | 0 | 0 | 0 | 0 | 0 | 0 | 0 | 0 | 0 | 0 | 0 | 0 | 0 | 0 | 0 | 0 | 0 | 0 | 0 | 0 | 0 | 0 | 0 | 12
NO |  | 177 | 2011 | 1 | 8 | 8 |  |  |  | 0 | 138 | Steel Tower | 0.13 | 4.5 | 1 | 954 ACSR | 0 | 0 | 0 | 0 | 0 | 0 | 0 | 0 | 0 | 0 | 0 | 0 | 0 | 0 | 0 | 0 | 0 | 0 | 0 | 0 | 0 | 0 | 0 | 12
NO |  | 177 | 2011 | 1 | 9 | 9 |  |  |  | 0 | 345 | Steel Tower | 0 | 2.55 | 1 | 2-95 ACSR | 0 | 0 | 0 | 0 | 0 | 0 | 0 | 0 | 0 | 0 | 0 | 0 | 0 | 0 | 0 | 0 | 0 | 0 | 0 | 0 | 0 | 0 | 0 | 12
NO |  | 177 | 2011 | 1 | 10 | 10 |  |  |  | 0 | 345 | Steel Pole | 0.8 | 0 | 1 | 954 ACSR | 0 | 0 | 0 | 0 | 0 | 0 | 0 | 0 | 0 | 0 | 0 | 0 | 0 | 0 | 0 | 0 | 0 | 0 | 0 | 0 | 0 | 0 | 0 | 12
NO |  | 177 | 2011 | 1 | 11 | 11 |  |  |  | 0 | 345 | Wood H-Frame | 0.12 | 0 | 1 | 954 ACSR | 0 | 0 | 0 | 0 | 0 | 0 | 0 | 0 | 0 | 0 | 0 | 0 | 0 | 0 | 0 | 0 | 0 | 0 | 0 | 0 | 0 | 0 | 0 | 12
NO |  | 177 | 2011 | 1 | 13 | 13 |  | Campbell Sub. | Euclid Sub. | 138 | 138 | Steel Pole | 0.65 | 0 | 1 | 2156 ACSR | 0 | 0 | 0 | 0 | 0 | 0 | 0 | 0 | 0 | 0 | 0 | 0 | 0 | 0 | 0 | 0 | 0 | 0 | 0 | 0 | 0 | 0 | 0 | 12
NO |  | 177 | 2011 | 1 | 18 | 18 |  | Sioux-Berkeley | Dardenne Sub. | 138 | 138 | Steel Tower | 0 | 3.16 | 1 | 795 ACSR | 948345 | 15358422 | 16306767 | 0 | 0 | 0 | 0 | 0 | 0 | 0 | 0 | 0 | 0 | 0 | 0 | 0 | 0 | 0 | 0 | 0 | 0 | 0 | 0 | 12
NO |  | 177 | 2011 | 1 | 19 | 19 |  |  |  | 0 | 0 | Steel Tower | 15.54 | 0 | 1 | 954 ACSR | 0 | 0 | 0 | 0 | 0 | 0 | 0 | 0 | 0 | 0 | 0 | 0 | 0 | 0 | 0 | 0 | 0 | 0 | 0 | 0 | 0 | 0 | 0 | 12
NO |  | 177 | 2011 | 1 | 21 | 21 |  | Dardenne Sub. | Montgomery Sub. | 161 | 161 | Steel Tower | 41.69 | 0 | 1 | 954 ACSR | 0 | 0 | 0 | 0 | 0 | 0 | 0 | 0 | 0 | 0 | 0 | 0 | 0 | 0 | 0 | 0 | 0 | 0 | 0 | 0 | 0 | 0 | 0 | 12
NO |  | 177 | 2011 | 1 | 22 | 22 |  |  |  | 0 | 0 | Wood H-Frame | 0.17 | 0 | 1 | 795 ACSR | 0 | 0 | 0 | 0 | 0 | 0 | 0 | 0 | 0 | 0 | 0 | 0 | 0 | 0 | 0 | 0 | 0 | 0 | 0 | 0 | 0 | 0 | 0 | 12
NO |  | 177 | 2011 | 1 | 23 | 23 |  |  |  | 0 | 0 | Wood Poles | 0.03 | 0 | 1 | 954 ACSR | 0 | 0 | 0 | 0 | 0 | 0 | 0 | 0 | 0 | 0 | 0 | 0 | 0 | 0 | 0 | 0 | 0 | 0 | 0 | 0 | 0 | 0 | 0 | 12
NO |  | 177 | 2011 | 1 | 24 | 24 |  | GM Tap | Enon Sub | 161 | 161 | Steel Pole | 0.5 | 0 | 1 | 954 ACSR | 0 | 0 | 0 | 0 | 0 | 0 | 0 | 0 | 0 | 0 | 0 | 0 | 0 | 0 | 0 | 0 | 0 | 0 | 0 | 0 | 0 | 0 | 0 | 12
NO |  | 177 | 2011 | 1 | 25 | 25 |  | Montgomery Sub. | M.P.S. Co. | 161 | 161 | Steel Tower | 0.84 | 0 | 1 | 795 ACSR | 0 | 0 | 0 | 0 | 0 | 0 | 0 | 0 | 0 | 0 | 0 | 0 | 0 | 0 | 0 | 0 | 0 | 0 | 0 | 0 | 0 | 0 | 0 | 12
NO |  | 177 | 2011 | 1 | 26 | 26 |  |  |  | 0 | 0 | Wood H-Frame | 77.45 | 0 | 1 | 795 ACSR | 0 | 0 | 0 | 0 | 0 | 0 | 0 | 0 | 0 | 0 | 0 | 0 | 0 | 0 | 0 | 0 | 0 | 0 | 0 | 0 | 0 | 0 | 0 | 12
NO |  | 177 | 2011 | 1 | 28 | 28 |  | Belleau Sub. | Gen. Motors Sub. | 161 | 161 | Wood H-Frame | 0.08 | 0 | 1 | 954 ACSR | 0 | 0 | 0 | 0 | 0 | 0 | 0 | 0 | 0 | 0 | 0 | 0 | 0 | 0 | 0 | 0 | 0 | 0 | 0 | 0 | 0 | 0 | 0 | 12
NO |  | 177 | 2011 | 1 | 29 | 29 |  |  |  | 138 | 138 | Wood H-Frame | 0.07 | 0 | 1 | 954 ACSR | 0 | 0 | 0 | 0 | 0 | 0 | 0 | 0 | 0 | 0 | 0 | 0 | 0 | 0 | 0 | 0 | 0 | 0 | 0 | 0 | 0 | 0 | 0 | 12
NO |  | 177 | 2011 | 1 | 30 | 30 |  |  |  | 138 | 138 | Steel Pole | 0.07 | 0 | 1 | 954 ACSR | 0 | 0 | 0 | 0 | 0 | 0 | 0 | 0 | 0 | 0 | 0 | 0 | 0 | 0 | 0 | 0 | 0 | 0 | 0 | 0 | 0 | 0 | 0 | 12
NO |  | 177 | 2011 | 1 | 32 | 32 |  | Tap | General Motors | 161 | 161 | Tower | 4.3 | 0 | 2 | NA | 0 | 0 | 0 | 0 | 0 | 0 | 0 | 0 | 0 | 0 | 0 | 0 | 0 | 0 | 0 | 0 | 0 | 0 | 0 | 0 | 0 | 0 | 0 | 12
NO |  | 177 | 2011 | 1 | 34 | 34 |  | Huster Sub. | Belleau Sub. | 138 | 138 | Wood H-Frame | 0.07 | 0 | 1 | 954 ACSR | 0 | 0 | 0 | 0 | 0 | 0 | 0 | 0 | 0 | 0 | 0 | 0 | 0 | 0 | 0 | 0 | 0 | 0 | 0 | 0 | 0 | 0 | 0 | 12
NO |  | 177 | 2011 | 2 | 1 | 1 |  | Rivermines | Fredericktown Sub. | 138 | 161 | Steel Tower | 1.45 | 0 | 1 | 795 ACSR | 255146 | 8816403 | 9071549 | 0 | 0 | 0 | 0 | 0 | 0 | 0 | 0 | 0 | 0 | 0 | 0 | 0 | 0 | 0 | 0 | 0 | 0 | 0 | 0 | 12
NO |  | 177 | 2011 | 2 | 2 | 2 |  |  |  | 0 | 0 | Wood H-Frame | 23.16 | 0 | 1 | 795 ACSR | 0 | 0 | 0 | 0 | 0 | 0 | 0 | 0 | 0 | 0 | 0 | 0 | 0 | 0 | 0 | 0 | 0 | 0 | 0 | 0 | 0 | 0 | 0 | 12
NO |  | 177 | 2011 | 2 | 4 | 4 |  | Fredericktown Sub. | Cape GIrardeau Viaduct Sub. | 161 | 161 | Wood H-Frame | 46.1 | 0 | 1 | 795 ACSR | 0 | 0 | 0 | 0 | 0 | 0 | 0 | 0 | 0 | 0 | 0 | 0 | 0 | 0 | 0 | 0 | 0 | 0 | 0 | 0 | 0 | 0 | 0 | 12
NO |  | 177 | 2011 | 2 | 6 | 6 |  | Cape GIrardeau | Joppa Plant | 161 | 161 | Steel Tower | 3.8 | 0 | 1 | 795 ACSR | 0 | 0 | 0 | 0 | 0 | 0 | 0 | 0 | 0 | 0 | 0 | 0 | 0 | 0 | 0 | 0 | 0 | 0 | 0 | 0 | 0 | 0 | 0 | 12
NO |  | 177 | 2011 | 2 | 7 | 7 |  |  |  | 161 | 161 | Wood H-Frame | 3.24 | 0 | 1 | 795 ACSR | 0 | 0 | 0 | 0 | 0 | 0 | 0 | 0 | 0 | 0 | 0 | 0 | 0 | 0 | 0 | 0 | 0 | 0 | 0 | 0 | 0 | 0 | 0 | 12
NO |  | 177 | 2011 | 2 | 9 | 9 |  | Page Sub. | Hamilton Sub. Incl. Tap | 138 | 138 | Steel Tower | 0.56 | 0 | 1 | 556.5 ACSR | 264794 | 1913408 | 2178202 | 0 | 0 | 0 | 0 | 0 | 0 | 0 | 0 | 0 | 0 | 0 | 0 | 0 | 0 | 0 | 0 | 0 | 0 | 0 | 0 | 12
NO |  | 177 | 2011 | 2 | 10 | 10 |  |  |  | 0 | 0 | Steel Tower | 0.02 | 0 | 1 | 350 BC | 0 | 0 | 0 | 0 | 0 | 0 | 0 | 0 | 0 | 0 | 0 | 0 | 0 | 0 | 0 | 0 | 0 | 0 | 0 | 0 | 0 | 0 | 0 | 12
NO |  | 177 | 2011 | 2 | 11 | 11 |  |  |  | 0 | 0 | Steel Tower | 2.89 | 0 | 1 | 300 CCSR | 0 | 0 | 0 | 0 | 0 | 0 | 0 | 0 | 0 | 0 | 0 | 0 | 0 | 0 | 0 | 0 | 0 | 0 | 0 | 0 | 0 | 0 | 0 | 12
NO |  | 177 | 2011 | 2 | 12 | 12 |  |  |  | 0 | 0 | Steel Tower | 21.05 | 0 | 1 | 300 BC | 0 | 0 | 0 | 0 | 0 | 0 | 0 | 0 | 0 | 0 | 0 | 0 | 0 | 0 | 0 | 0 | 0 | 0 | 0 | 0 | 0 | 0 | 0 | 12
NO |  | 177 | 2011 | 2 | 13 | 13 |  |  |  | 0 | 0 | Wood H-Frame | 0.2 | 0 | 1 | 300 BC | 0 | 0 | 0 | 0 | 0 | 0 | 0 | 0 | 0 | 0 | 0 | 0 | 0 | 0 | 0 | 0 | 0 | 0 | 0 | 0 | 0 | 0 | 0 | 12
NO |  | 177 | 2011 | 2 | 16 | 16 |  | *Page Sub. | Keokuk Sub. Incl. Tap | 110 | 110 | Steel Tower | 3.42 | 0 | 1 | 300 CCSR | 0 | 0 | 0 | 0 | 0 | 0 | 0 | 0 | 0 | 0 | 0 | 0 | 0 | 0 | 0 | 0 | 0 | 0 | 0 | 0 | 0 | 0 | 0 | 12
NO |  | 177 | 2011 | 2 | 17 | 17 |  |  |  | 0 | 0 | Steel Tower | 0 | 139.83 | 1 | 300 BC | 0 | 0 | 0 | 0 | 0 | 0 | 0 | 0 | 0 | 0 | 0 | 0 | 0 | 0 | 0 | 0 | 0 | 0 | 0 | 0 | 0 | 0 | 0 | 12
NO |  | 177 | 2011 | 2 | 18 | 18 |  |  |  | 0 | 0 | Steel Tower | 0 | 0.48 | 1 | 477 ACSR | 0 | 0 | 0 | 0 | 0 | 0 | 0 | 0 | 0 | 0 | 0 | 0 | 0 | 0 | 0 | 0 | 0 | 0 | 0 | 0 | 0 | 0 | 0 | 12
NO |  | 177 | 2011 | 2 | 20 | 20 |  | Osage | Moberly | 161 | 161 | Steel Tower | 0.68 | 0 | 1 | 556.5 ACSR | 678286 | 7808949 | 8487235 | 0 | 0 | 0 | 0 | 0 | 0 | 0 | 0 | 0 | 0 | 0 | 0 | 0 | 0 | 0 | 0 | 0 | 0 | 0 | 0 | 12
NO |  | 177 | 2011 | 2 | 21 | 21 |  |  |  | 0 | 0 | Wood H-Frame | 77.27 | 0 | 1 | 556.5 ACSR | 0 | 0 | 0 | 0 | 0 | 0 | 0 | 0 | 0 | 0 | 0 | 0 | 0 | 0 | 0 | 0 | 0 | 0 | 0 | 0 | 0 | 0 | 0 | 12
NO |  | 177 | 2011 | 2 | 22 | 22 |  |  |  | 0 | 0 | Wood H-Frame | 0.04 | 0 | 1 | 954 ACSR | 0 | 0 | 0 | 0 | 0 | 0 | 0 | 0 | 0 | 0 | 0 | 0 | 0 | 0 | 0 | 0 | 0 | 0 | 0 | 0 | 0 | 0 | 0 | 12
NO |  | 177 | 2011 | 2 | 23 | 23 |  |  |  | 0 | 0 | Wood H-Frame | 20 | 0 | 1 | 556 ACSS | 0 | 0 | 0 | 0 | 0 | 0 | 0 | 0 | 0 | 0 | 0 | 0 | 0 | 0 | 0 | 0 | 0 | 0 | 0 | 0 | 0 | 0 | 0 | 12
NO |  | 177 | 2011 | 2 | 26 | 26 |  | Roxford Sub. | Berkeley Sub. | 138 | 138 | Steel Tower | 12.83 | 0 | 2 | 954 ACSR | 367209 | 5389012 | 5756221 | 0 | 0 | 0 | 0 | 0 | 0 | 0 | 0 | 0 | 0 | 0 | 0 | 0 | 0 | 0 | 0 | 0 | 0 | 0 | 0 | 12
NO |  | 177 | 2011 | 2 | 27 | 27 |  |  |  | 138 | 138 | Steel Tower | 6.75 | 0 | 3 | 954 ACSR | 0 | 0 | 0 | 0 | 0 | 0 | 0 | 0 | 0 | 0 | 0 | 0 | 0 | 0 | 0 | 0 | 0 | 0 | 0 | 0 | 0 | 0 | 0 | 12
NO |  | 177 | 2011 | 2 | 28 | 28 |  |  |  | 0 | 0 | Steel Tower | 0 | 7.39 | 1 | 954 ACSR | 0 | 0 | 0 | 0 | 0 | 0 | 0 | 0 | 0 | 0 | 0 | 0 | 0 | 0 | 0 | 0 | 0 | 0 | 0 | 0 | 0 | 0 | 0 | 12
NO |  | 177 | 2011 | 2 | 30 | 30 |  | St. Francois Sub. | New Bourbon | 138 | 138 | Wood H-Frame | 24.5 | 0 | 1 | 795 ACSR | 502437 | 4362103 | 4864540 | 0 | 0 | 0 | 0 | 0 | 0 | 0 | 0 | 0 | 0 | 0 | 0 | 0 | 0 | 0 | 0 | 0 | 0 | 0 | 0 | 12
NO |  | 177 | 2011 | 2 | 32 | 32 |  | Osage Plant | Osage Sub. | 138 | 138 | Steel Tower | 0.87 | 0 | 1 | 336.4 ACSR | 0 | 139954 | 139954 | 0 | 0 | 0 | 0 | 0 | 0 | 0 | 0 | 0 | 0 | 0 | 0 | 0 | 0 | 0 | 0 | 0 | 0 | 0 | 0 | 12
NO |  | 177 | 2011 | 2 | 33 | 33 |  |  |  | 0 | 0 | Steel Tower | 0.49 | 0.48 | 1 | 336.4 ACSR | 0 | 0 | 0 | 0 | 0 | 0 | 0 | 0 | 0 | 0 | 0 | 0 | 0 | 0 | 0 | 0 | 0 | 0 | 0 | 0 | 0 | 0 | 0 | 12
NO |  | 177 | 2011 | 2 | 35 | 35 |  | Meramec Sub. | Mason Sub. | 138 | 138 | Steel Tower | 23.5 | 0 | 2 | 954 ACSR | 1060162 | 3642025 | 4702187 | 0 | 0 | 0 | 0 | 0 | 0 | 0 | 0 | 0 | 0 | 0 | 0 | 0 | 0 | 0 | 0 | 0 | 0 | 0 | 0 | 12
NO |  | 177 | 2011 | 3 | 1 | 1 |  | Sioux Sub. | Montgomery Sub. | 345 | 345 | Steel Tower | 9 | 57.23 | 1 | 2-954 ACSR | 763760 | 25464402 | 26228162 | 0 | 0 | 0 | 0 | 0 | 0 | 0 | 0 | 0 | 0 | 0 | 0 | 0 | 0 | 0 | 0 | 0 | 0 | 0 | 0 | 12
NO |  | 177 | 2011 | 3 | 2 | 2 |  |  |  | 0 | 0 | Wood H-Frame | 0.16 | 0 | 1 | 2-954 ACSR | 0 | 0 | 0 | 0 | 0 | 0 | 0 | 0 | 0 | 0 | 0 | 0 | 0 | 0 | 0 | 0 | 0 | 0 | 0 | 0 | 0 | 0 | 0 | 12
NO |  | 177 | 2011 | 3 | 4 | 4 |  | Montgomery Sub. | Hills Sub. | 345 | 345 | Wood H-Frame | 185.21 | 0 | 1 | 2-795 ACSR | 0 | 0 | 0 | 0 | 0 | 0 | 0 | 0 | 0 | 0 | 0 | 0 | 0 | 0 | 0 | 0 | 0 | 0 | 0 | 0 | 0 | 0 | 0 | 12
NO |  | 177 | 2011 | 3 | 5 | 5 |  |  |  | 0 | 0 | Steel Tower | 0.93 | 0 | 1 | 2-795 ACSR | 0 | 0 | 0 | 0 | 0 | 0 | 0 | 0 | 0 | 0 | 0 | 0 | 0 | 0 | 0 | 0 | 0 | 0 | 0 | 0 | 0 | 0 | 0 | 12
NO |  | 177 | 2011 | 3 | 7 | 7 |  | Tap Structure | Palmyra Sub. | 345 | 345 | Wood H-Frame | 2.48 | 0 | 1 | 2-954 ACSR | 0 | 0 | 0 | 0 | 0 | 0 | 0 | 0 | 0 | 0 | 0 | 0 | 0 | 0 | 0 | 0 | 0 | 0 | 0 | 0 | 0 | 0 | 0 | 12
NO |  | 177 | 2011 | 3 | 9 | 9 |  | Page Sub. | Berkeley Sub. | 138 | 138 | Steel Tower | 7 | 0 | 2 | 954 ACSR | 0 | 1406012 | 1406012 | 0 | 0 | 0 | 0 | 0 | 0 | 0 | 0 | 0 | 0 | 0 | 0 | 0 | 0 | 0 | 0 | 0 | 0 | 0 | 0 | 12
NO |  | 177 | 2011 | 3 | 11 | 11 |  | Tyson | Big River | 138 | 138 | Wood Pole | 13.34 | 0 | 1 | 954 ACSR | 1819378 | 6047693 | 7867071 | 0 | 0 | 0 | 0 | 0 | 0 | 0 | 0 | 0 | 0 | 0 | 0 | 0 | 0 | 0 | 0 | 0 | 0 | 0 | 0 | 12
NO |  | 177 | 2011 | 3 | 12 | 12 |  |  |  | 0 | 0 | Steel Tower | 0 | 0 | 0 |  | 0 | 0 | 0 | 0 | 0 | 0 | 0 | 0 | 0 | 0 | 0 | 0 | 0 | 0 | 0 | 0 | 0 | 0 | 0 | 0 | 0 | 0 | 0 | 12
NO |  | 177 | 2011 | 3 | 14 | 14 |  | Gray Summit | Rockwood | 138 | 138 | Wood Pole | 10.86 | 0 | 1 | 954 ACSR | 903140 | 5402068 | 6305208 | 0 | 0 | 0 | 0 | 0 | 0 | 0 | 0 | 0 | 0 | 0 | 0 | 0 | 0 | 0 | 0 | 0 | 0 | 0 | 0 | 12
NO |  | 177 | 2011 | 3 | 20 | 20 |  | Rush Island | Shawnee Sub. | 345 | 345 |  | 0 | 0 | 0 |  | 1449334 | 16519064 | 17968398 | 0 | 0 | 0 | 0 | 0 | 0 | 0 | 0 | 0 | 0 | 0 | 0 | 0 | 0 | 0 | 0 | 0 | 0 | 0 | 0 | 12
NO |  | 177 | 2011 | 3 | 21 | 21 |  |  |  | 0 | 0 | Steel Tower | 0.22 | 0 | 1 | 1192 ASCR | 0 | 0 | 0 | 0 | 0 | 0 | 0 | 0 | 0 | 0 | 0 | 0 | 0 | 0 | 0 | 0 | 0 | 0 | 0 | 0 | 0 | 0 | 0 | 12
NO |  | 177 | 2011 | 3 | 22 | 22 |  |  |  | 0 | 0 | Steel Tower | 1.7 | 0.22 | 1 | 2-795 ACSR | 0 | 0 | 0 | 0 | 0 | 0 | 0 | 0 | 0 | 0 | 0 | 0 | 0 | 0 | 0 | 0 | 0 | 0 | 0 | 0 | 0 | 0 | 0 | 12
NO |  | 177 | 2011 | 3 | 23 | 23 |  |  |  | 0 | 0 | Wood H-Frame | 84.18 | 0 | 1 | 2-795 ACSR | 0 | 0 | 0 | 0 | 0 | 0 | 0 | 0 | 0 | 0 | 0 | 0 | 0 | 0 | 0 | 0 | 0 | 0 | 0 | 0 | 0 | 0 | 0 | 12
NO |  | 177 | 2011 | 3 | 24 | 24 |  |  |  | 0 | 0 | Wood H-Frame | 16.98 | 0 | 1 | 2-954 ACSR | 0 | 0 | 0 | 0 | 0 | 0 | 0 | 0 | 0 | 0 | 0 | 0 | 0 | 0 | 0 | 0 | 0 | 0 | 0 | 0 | 0 | 0 | 0 | 12
NO |  | 177 | 2011 | 3 | 25 | 25 |  | Rush | St. Francois 2 | 0 | 0 | Wood H-Frame | 17 | 0 | 1 | 954/7 ACSS | 0 | 0 | 0 | 0 | 0 | 0 | 0 | 0 | 0 | 0 | 0 | 0 | 0 | 0 | 0 | 0 | 0 | 0 | 0 | 0 | 0 | 0 | 0 | 12
NO |  | 177 | 2011 | 3 | 27 | 27 |  | Clark Sub. | Meramec Mining Corp. | 138 | 138 | Wood H-Frame | 17.7 | 0 | 1 | 336.4 ACSR | 57953 | 1054087 | 1112040 | 0 | 0 | 0 | 0 | 0 | 0 | 0 | 0 | 0 | 0 | 0 | 0 | 0 | 0 | 0 | 0 | 0 | 0 | 0 | 0 | 12
NO |  | 177 | 2011 | 3 | 28 | 28 |  |  | Pea Ridge Iron Mine | 0 | 0 | Wood H-Frame | 17.7 | 0 | 1 | 336.4 ACSR | 0 | 0 | 0 | 0 | 0 | 0 | 0 | 0 | 0 | 0 | 0 | 0 | 0 | 0 | 0 | 0 | 0 | 0 | 0 | 0 | 0 | 0 | 0 | 12
NO |  | 177 | 2011 | 3 | 30 | 30 |  | Cahokia Sub. | Venice Sub. | 0 | 0 |  | 0 | 0 | 0 |  | 108011 | 1390601 | 1498612 | 0 | 0 | 0 | 0 | 0 | 0 | 0 | 0 | 0 | 0 | 0 | 0 | 0 | 0 | 0 | 0 | 0 | 0 | 0 | 0 | 12
NO |  | 177 | 2011 | 3 | 31 | 31 |  |  |  | 138 | 138 | Steel Tower | 0.58 | 0 | 2 | 954 AL | 0 | 0 | 0 | 0 | 0 | 0 | 0 | 0 | 0 | 0 | 0 | 0 | 0 | 0 | 0 | 0 | 0 | 0 | 0 | 0 | 0 | 0 | 0 | 12
NO |  | 177 | 2011 | 3 | 34 | 34 |  | Sioux Sub. | Berk-Viele | 138 | 138 | Steel Tower | 9.07 | 0 | 3 | 954 ACSR | 2495710 | 17316242 | 19811952 | 0 | 0 | 0 | 0 | 0 | 0 | 0 | 0 | 0 | 0 | 0 | 0 | 0 | 0 | 0 | 0 | 0 | 0 | 0 | 0 | 12
NO |  | 177 | 2011 | 3 | 35 | 35 |  | New Hope Tap | CEPC Interconnect | 161 | 161 | HF-Wood | 0 | 0.02 | 1 | 795 ACSR | 0 | 0 | 0 | 0 | 0 | 0 | 0 | 0 | 0 | 0 | 0 | 0 | 0 | 0 | 0 | 0 | 0 | 0 | 0 | 0 | 0 | 0 | 0 | 12
NO |  | 177 | 2011 | 4 | 1 | 1 |  | Berkeley Sub. | Dardenne Sub. | 138 | 138 | Steel Tower | 8.27 | 0 | 1 | 954 ACSR | 0 | 0 | 0 | 0 | 0 | 0 | 0 | 0 | 0 | 0 | 0 | 0 | 0 | 0 | 0 | 0 | 0 | 0 | 0 | 0 | 0 | 0 | 0 | 12
NO |  | 177 | 2011 | 4 | 2 | 2 |  |  |  | 0 | 0 | Steel Tower | 2.29 | 0 | 1 | 795 ACSR | 0 | 0 | 0 | 0 | 0 | 0 | 0 | 0 | 0 | 0 | 0 | 0 | 0 | 0 | 0 | 0 | 0 | 0 | 0 | 0 | 0 | 0 | 0 | 12
NO |  | 177 | 2011 | 4 | 3 | 3 |  |  |  | 0 | 0 | Wood H-Frame | 15.59 | 0 | 1 | 795 ACSR | 0 | 0 | 0 | 0 | 0 | 0 | 0 | 0 | 0 | 0 | 0 | 0 | 0 | 0 | 0 | 0 | 0 | 0 | 0 | 0 | 0 | 0 | 0 | 12
NO |  | 177 | 2011 | 4 | 4 | 4 |  | Hannibal West Tap | Hannibal West sub | 161 | 161 | HF-Wood | 0.02 | 0 | 2 | 336.4 KCMIL | 0 | 0 | 0 | 0 | 0 | 0 | 0 | 0 | 0 | 0 | 0 | 0 | 0 | 0 | 0 | 0 | 0 | 0 | 0 | 0 | 0 | 0 | 0 | 12
NO |  | 177 | 2011 | 4 | 5 | 5 |  | Dardenne Sub. | Viele Sub. | 161 | 161 | Wood H-Frame | 134.03 | 0 | 1 | 795 ACSR | 0 | 0 | 0 | 0 | 0 | 0 | 0 | 0 | 0 | 0 | 0 | 0 | 0 | 0 | 0 | 0 | 0 | 0 | 0 | 0 | 0 | 0 | 0 | 12
NO |  | 177 | 2011 | 4 | 7 | 7 |  | Huster Viele #1 | Marion Sub. | 161 | 161 | Wood H-Frame | 0.41 | 0 | 1 | 477 ACSR | 0 | 0 | 0 | 0 | 0 | 0 | 0 | 0 | 0 | 0 | 0 | 0 | 0 | 0 | 0 | 0 | 0 | 0 | 0 | 0 | 0 | 0 | 0 | 12
NO |  | 177 | 2011 | 4 | 9 | 9 |  | Palmyra Sub. | N. Marble Sub | 161 | 345 | Steel Tower | 0.62 | 0 | 2 | 2-954 ACSR | 0 | 0 | 0 | 0 | 0 | 0 | 0 | 0 | 0 | 0 | 0 | 0 | 0 | 0 | 0 | 0 | 0 | 0 | 0 | 0 | 0 | 0 | 0 | 12
NO |  | 177 | 2011 | 4 | 10 | 10 |  |  |  | 161 | 161 | Wood H-Frame | 5.58 | 0 | 1 | 954 ACSR | 0 | 0 | 0 | 0 | 0 | 0 | 0 | 0 | 0 | 0 | 0 | 0 | 0 | 0 | 0 | 0 | 0 | 0 | 0 | 0 | 0 | 0 | 0 | 12
NO |  | 177 | 2011 | 4 | 12 | 12 |  | Huster Sub. | Belleau Sub. | 138 | 138 | Wood H-Frame | 0.13 | 0 | 1 | 795 ACSR | 0 | 0 | 0 | 0 | 0 | 0 | 0 | 0 | 0 | 0 | 0 | 0 | 0 | 0 | 0 | 0 | 0 | 0 | 0 | 0 | 0 | 0 | 0 | 12
NO |  | 177 | 2011 | 4 | 14 | 14 |  | Belleau Sub. | Pike Sub. | 138 | 138 | Steel Pole | 0.24 | 0 | 1 | 795 ACSR | 0 | 0 | 0 | 0 | 0 | 0 | 0 | 0 | 0 | 0 | 0 | 0 | 0 | 0 | 0 | 0 | 0 | 0 | 0 | 0 | 0 | 0 | 0 | 12
NO |  | 177 | 2011 | 4 | 18 | 18 |  | Meramec Sub. | Cahokia Sub. Incl Tap | 0 | 0 |  | 0 | 0 | 0 |  | 59400 | 417199 | 476599 | 0 | 0 | 0 | 0 | 0 | 0 | 0 | 0 | 0 | 0 | 0 | 0 | 0 | 0 | 0 | 0 | 0 | 0 | 0 | 0 | 12
NO |  | 177 | 2011 | 4 | 19 | 19 |  |  |  | 138 | 138 | Steel Tower | 2.55 | 0 | 1 | 954 ACSR | 0 | 0 | 0 | 0 | 0 | 0 | 0 | 0 | 0 | 0 | 0 | 0 | 0 | 0 | 0 | 0 | 0 | 0 | 0 | 0 | 0 | 0 | 0 | 12
NO |  | 177 | 2011 | 4 | 21 | 21 |  | Meramec Sub. | Cahokia Sub | 138 | 138 | Steel Tower | 6.17 | 0 | 1 | 350 BC | 0 | 0 | 0 | 0 | 0 | 0 | 0 | 0 | 0 | 0 | 0 | 0 | 0 | 0 | 0 | 0 | 0 | 0 | 0 | 0 | 0 | 0 | 0 | 12
NO |  | 177 | 2011 | 4 | 22 | 22 |  |  |  | 0 | 0 |  | 0 | 0.95 | 1 | 954 ACSR | 0 | 0 | 0 | 0 | 0 | 0 | 0 | 0 | 0 | 0 | 0 | 0 | 0 | 0 | 0 | 0 | 0 | 0 | 0 | 0 | 0 | 0 | 0 | 12
NO |  | 177 | 2011 | 4 | 26 | 26 |  | Conway Sub. | Meramec Plant | 138 | 138 | Steel Tower | 22.93 | 0 | 2 | 954 ACSR | 812196 | 3467354 | 4279550 | 0 | 0 | 0 | 0 | 0 | 0 | 0 | 0 | 0 | 0 | 0 | 0 | 0 | 0 | 0 | 0 | 0 | 0 | 0 | 0 | 12
NO |  | 177 | 2011 | 4 | 27 | 27 |  |  |  | 0 | 0 | Steel Tower | 3.92 | 0 | 1 | 954 ACSR | 0 | 0 | 0 | 0 | 0 | 0 | 0 | 0 | 0 | 0 | 0 | 0 | 0 | 0 | 0 | 0 | 0 | 0 | 0 | 0 | 0 | 0 | 0 | 12
NO |  | 177 | 2011 | 4 | 29 | 29 |  | Meramec Sub. | Rivermines Sub. | 138 | 138 | Steel Tower | 0.26 | 0 | 1 | 954 ACSR | 1290512 | 15528133 | 16818645 | 0 | 0 | 0 | 0 | 0 | 0 | 0 | 0 | 0 | 0 | 0 | 0 | 0 | 0 | 0 | 0 | 0 | 0 | 0 | 0 | 12
NO |  | 177 | 2011 | 4 | 30 | 30 |  |  |  | 0 | 0 | Steel Tower | 0 | 1.04 | 1 | 795 ACSR | 0 | 0 | 0 | 0 | 0 | 0 | 0 | 0 | 0 | 0 | 0 | 0 | 0 | 0 | 0 | 0 | 0 | 0 | 0 | 0 | 0 | 0 | 0 | 12
NO |  | 177 | 2011 | 4 | 31 | 31 |  |  |  | 0 | 0 | Wood H-Frame | 44.76 | 0 | 1 | 795 ACSR | 0 | 0 | 0 | 0 | 0 | 0 | 0 | 0 | 0 | 0 | 0 | 0 | 0 | 0 | 0 | 0 | 0 | 0 | 0 | 0 | 0 | 0 | 0 | 12
NO |  | 177 | 2011 | 4 | 32 | 32 |  | St. Francois | Rivermines-3 | 138 | 138 | Steel Pole | 10 | 0 | 1 | 2156 ACSR | 0 | 0 | 0 | 0 | 0 | 0 | 0 | 0 | 0 | 0 | 0 | 0 | 0 | 0 | 0 | 0 | 0 | 0 | 0 | 0 | 0 | 0 | 0 | 12
NO |  | 177 | 2011 | 4 | 33 | 33 |  | Meramec Sub. | Rivermines | 138 | 138 | Steel Tower | 1.04 | 0 | 1 | 795 ACSR | 0 | 0 | 0 | 0 | 0 | 0 | 0 | 0 | 0 | 0 | 0 | 0 | 0 | 0 | 0 | 0 | 0 | 0 | 0 | 0 | 0 | 0 | 0 | 12
NO |  | 177 | 2011 | 4 | 34 | 34 |  |  |  | 0 | 0 | Steel Tower | 0 | 1.45 | 1 | 795 ACSR | 0 | 0 | 0 | 0 | 0 | 0 | 0 | 0 | 0 | 0 | 0 | 0 | 0 | 0 | 0 | 0 | 0 | 0 | 0 | 0 | 0 | 0 | 0 | 12
NO |  | 177 | 2011 | 4 | 35 | 35 |  |  |  | 0 | 0 | Wood H-Frame | 42.7 | 0 | 1 | 795 ACSR | 0 | 0 | 0 | 0 | 0 | 0 | 0 | 0 | 0 | 0 | 0 | 0 | 0 | 0 | 0 | 0 | 0 | 0 | 0 | 0 | 0 | 0 | 0 | 12
NO |  | 177 | 2011 | 5 | 1 | 1 |  | Joachim Tap | Joachim Sub | 138 | 138 | Wood Pole | 0.67 | 0 | 2 | 795 ACSS | 0 | 0 | 0 | 0 | 0 | 0 | 0 | 0 | 0 | 0 | 0 | 0 | 0 | 0 | 0 | 0 | 0 | 0 | 0 | 0 | 0 | 0 | 0 | 12
NO |  | 177 | 2011 | 5 | 2 | 2 |  | Rivermines | Taum Sauk Sub. | 138 | 138 | Steel Tower | 29.66 | 0 | 2 | 2-477 ACSR | 58035 | 4273433 | 4331468 | 0 | 0 | 0 | 0 | 0 | 0 | 0 | 0 | 0 | 0 | 0 | 0 | 0 | 0 | 0 | 0 | 0 | 0 | 0 | 0 | 12
NO |  | 177 | 2011 | 5 | 3 | 3 |  | Montgomery Sub. | Overton Sub. | 345 | 345 | Steel Tower | 1.27 | 0 | 1 | 2-795 ACSR | 292132 | 4486265 | 4778397 | 0 | 0 | 0 | 0 | 0 | 0 | 0 | 0 | 0 | 0 | 0 | 0 | 0 | 0 | 0 | 0 | 0 | 0 | 0 | 0 | 12
NO |  | 177 | 2011 | 5 | 4 | 4 |  |  |  | 0 | 0 | Wood H-Frame | 63.13 | 0 | 1 | 2-795 ACSR | 0 | 0 | 0 | 0 | 0 | 0 | 0 | 0 | 0 | 0 | 0 | 0 | 0 | 0 | 0 | 0 | 0 | 0 | 0 | 0 | 0 | 0 | 0 | 12
NO |  | 177 | 2011 | 5 | 6 | 6 |  | Cahokia Sub. | Central Sub. Incl. Tap to | 138 | 138 | Steel Tower | 3.49 | 0 | 2 | 954 ACSR | 416924 | 7561691 | 7978615 | 0 | 0 | 0 | 0 | 0 | 0 | 0 | 0 | 0 | 0 | 0 | 0 | 0 | 0 | 0 | 0 | 0 | 0 | 0 | 0 | 12
NO |  | 177 | 2011 | 5 | 7 | 7 |  |  | Poplar Sub | 0 | 0 | Steel Pole | 0.06 | 0 | 1 | 954 ACSR | 0 | 0 | 0 | 0 | 0 | 0 | 0 | 0 | 0 | 0 | 0 | 0 | 0 | 0 | 0 | 0 | 0 | 0 | 0 | 0 | 0 | 0 | 0 | 12
NO |  | 177 | 2011 | 5 | 8 | 8 |  | Central Sub. | Watson Sub. | 138 | 138 | Steel Tower | 5.85 | 0 | 1 | 954 ACSR | 0 | 0 | 0 | 0 | 0 | 0 | 0 | 0 | 0 | 0 | 0 | 0 | 0 | 0 | 0 | 0 | 0 | 0 | 0 | 0 | 0 | 0 | 0 | 12
NO |  | 177 | 2011 | 5 | 10 | 10 |  | Page Sub. | Mason Sub | 138 | 138 | Steel Tower | 9.6 | 0 | 2 | 954 ACSR | 427065 | 4248055 | 4675120 | 0 | 0 | 0 | 0 | 0 | 0 | 0 | 0 | 0 | 0 | 0 | 0 | 0 | 0 | 0 | 0 | 0 | 0 | 0 | 0 | 12
NO |  | 177 | 2011 | 5 | 11 | 11 |  |  |  | 0 | 0 | Steel Tower | 9.63 | 0 | 2 | 2156 ACSR | 0 | 0 | 0 | 0 | 0 | 0 | 0 | 0 | 0 | 0 | 0 | 0 | 0 | 0 | 0 | 0 | 0 | 0 | 0 | 0 | 0 | 0 | 0 | 12
NO |  | 177 | 2011 | 5 | 13 | 13 |  | St. Genevieve | Rivermines | 138 | 138 | Wood H-Frame | 18.6 | 0 | 2 | 795 ACSR | 0 | 29896 | 29896 | 0 | 0 | 0 | 0 | 0 | 0 | 0 | 0 | 0 | 0 | 0 | 0 | 0 | 0 | 0 | 0 | 0 | 0 | 0 | 0 | 12
NO |  | 177 | 2011 | 5 | 15 | 15 |  | Callaway Sub. | Bland Sub. | 345 | 345 | Steel Tower | 31.5 | 0 | 1 | 1590 ACSR | 254201 | 14088090 | 14342291 | 0 | 0 | 0 | 0 | 611770364 | 0 | 0 | 0 | 0 | 0 | 0 | 0 | 0 | 0 | 0 | 0 | 0 | 0 | 0 | 0 | 12
NO |  | 177 | 2011 | 5 | 17 | 17 |  | Sioux Sub. | Maline Sub. | 138 | 138 | Steel Tower | 15.88 | 0 | 2 | 2156 ACSR | 162634 | 4314586 | 4477220 | 0 | 0 | 0 | 0 | 0 | 0 | 0 | 0 | 0 | 0 | 0 | 0 | 0 | 0 | 0 | 0 | 0 | 0 | 0 | 0 | 12
NO |  | 177 | 2011 | 5 | 18 | 18 |  |  |  | 0 | 0 | Wood Pole | 0 | 0 | 0 |  | 0 | 0 | 0 | 0 | 0 | 0 | 0 | 0 | 0 | 0 | 0 | 0 | 0 | 0 | 0 | 0 | 0 | 0 | 0 | 0 | 0 | 0 | 0 | 12
NO |  | 177 | 2011 | 5 | 19 | 19 |  | Tap Struct. | Portage Sub. | 138 | 138 | Steel Tower | 0.2 | 0 | 1 | 336.4 ACSR | 0 | 0 | 0 | 0 | 0 | 0 | 0 | 0 | 0 | 0 | 0 | 0 | 0 | 0 | 0 | 0 | 0 | 0 | 0 | 0 | 0 | 0 | 0 | 12
NO |  | 177 | 2011 | 5 | 20 | 20 |  | Labadie Plant | Mason Sub. | 345 | 345 | Steel Tower | 24.01 | 0.07 | 2 | 2-954 ACSR | 387702 | 5292252 | 5679954 | 0 | 0 | 0 | 0 | 0 | 0 | 0 | 0 | 0 | 0 | 0 | 0 | 0 | 0 | 0 | 0 | 0 | 0 | 0 | 0 | 12
NO |  | 177 | 2011 | 5 | 21 | 21 |  |  |  | 0 | 0 | Steel Tower | 0.46 | 0 | 1 | 2-954 ACSR | 0 | 0 | 0 | 0 | 0 | 0 | 0 | 0 | 0 | 0 | 0 | 0 | 0 | 0 | 0 | 0 | 0 | 0 | 0 | 0 | 0 | 0 | 0 | 12
NO |  | 177 | 2011 | 5 | 22 | 22 |  |  |  | 0 | 0 | Wood H-Frame | 0.3 | 0 | 1 | 2-954 ACSR | 0 | 0 | 0 | 0 | 0 | 0 | 0 | 0 | 0 | 0 | 0 | 0 | 0 | 0 | 0 | 0 | 0 | 0 | 0 | 0 | 0 | 0 | 0 | 12
NO |  | 177 | 2011 | 5 | 24 | 24 |  | Labadie | Gray Summit | 138 | 138 | Wood H-Frame | 5.96 | 0 | 1 | 336.4 ACSR | 0 | 16054 | 16054 | 0 | 0 | 0 | 0 | 0 | 0 | 0 | 0 | 0 | 0 | 0 | 0 | 0 | 0 | 0 | 0 | 0 | 0 | 0 | 0 | 12
NO |  | 177 | 2011 | 5 | 28 | 28 |  | Labadie Plant | Tyson Sub. | 345 | 345 | Steel Tower | 30 | 0.26 | 2 | 2-954 ACSR | 525393 | 7031529 | 7556922 | 0 | 0 | 0 | 0 | 0 | 0 | 0 | 0 | 0 | 0 | 0 | 0 | 0 | 0 | 0 | 0 | 0 | 0 | 0 | 0 | 12
NO |  | 177 | 2011 | 5 | 29 | 29 |  |  |  | 0 | 0 | Wood H-Frame | 0.05 | 0 | 1 | 2156 ACSR | 0 | 0 | 0 | 0 | 0 | 0 | 0 | 0 | 0 | 0 | 0 | 0 | 0 | 0 | 0 | 0 | 0 | 0 | 0 | 0 | 0 | 0 | 0 | 12
NO |  | 177 | 2011 | 5 | 30 | 30 |  |  |  | 0 | 0 | Steel Tower | 0.07 | 0 | 1 | 2-954 ACSR | 0 | 0 | 0 | 0 | 0 | 0 | 0 | 0 | 0 | 0 | 0 | 0 | 0 | 0 | 0 | 0 | 0 | 0 | 0 | 0 | 0 | 0 | 0 | 12
NO |  | 177 | 2011 | 5 | 31 | 31 |  |  |  | 0 | 0 | Wood H-Frame | 0.49 | 0 | 1 | 2-954 ACSR | 0 | 0 | 0 | 0 | 0 | 0 | 0 | 0 | 0 | 0 | 0 | 0 | 0 | 0 | 0 | 0 | 0 | 0 | 0 | 0 | 0 | 0 | 0 | 12
NO |  | 177 | 2011 | 5 | 33 | 33 |  | Labadie Plant | Franks Sub. | 345 | 345 | Steel Tower | 0.5 | 2.8 | 1 | 2-954 ACSR | 374059 | 6665249 | 7039308 | 0 | 0 | 0 | 0 | 0 | 0 | 0 | 0 | 0 | 0 | 0 | 0 | 0 | 0 | 0 | 0 | 0 | 0 | 0 | 0 | 12
NO |  | 177 | 2011 | 5 | 34 | 34 |  |  |  | 0 | 0 | Wood H-Frame | 44 | 0 | 1 | 2-954 ACSR | 0 | 0 | 0 | 0 | 0 | 0 | 0 | 0 | 0 | 0 | 0 | 0 | 0 | 0 | 0 | 0 | 0 | 0 | 0 | 0 | 0 | 0 | 0 | 12
NO |  | 177 | 2011 | 5 | 35 | 35 |  |  |  | 0 | 0 | Wood H-Frame | 36.68 | 0 | 1 | 2-795 ACSR | 0 | 0 | 0 | 0 | 0 | 0 | 0 | 0 | 0 | 0 | 0 | 0 | 0 | 0 | 0 | 0 | 0 | 0 | 0 | 0 | 0 | 0 | 0 | 12
NO |  | 177 | 2011 | 6 | 1 | 1 |  | Bland Sub. | Labadie Sub. | 345 | 345 | Wood Pole | 0.23 | 0 | 1 | 954 ACSR | 0 | 0 | 0 | 0 | 0 | 0 | 0 | 0 | 0 | 0 | 0 | 0 | 0 | 0 | 0 | 0 | 0 | 0 | 0 | 0 | 0 | 0 | 0 | 12
NO |  | 177 | 2011 | 6 | 2 | 2 |  | Bland Sub. | Franks Sub. | 345 | 345 | Wood Pole | 0.33 | 0 | 1 | 954 ACSR | 0 | 0 | 0 | 0 | 0 | 0 | 0 | 0 | 0 | 0 | 0 | 0 | 0 | 0 | 0 | 0 | 0 | 0 | 0 | 0 | 0 | 0 | 0 | 12
NO |  | 177 | 2011 | 6 | 4 | 4 |  | Callaway | Montgomery Sub. | 345 | 345 | Steel Tower | 23.22 | 0 | 2 | 1590 ACSR | 254647 | 14647961 | 14902608 | 0 | 0 | 0 | 0 | 0 | 0 | 0 | 0 | 0 | 0 | 0 | 0 | 0 | 0 | 0 | 0 | 0 | 0 | 0 | 0 | 12
NO |  | 177 | 2011 | 6 | 6 | 6 |  | Callaway-Bland #30 | Loose Creek | 345 | 345 | Wood H-Frame | 17 | 6.7 | 1 | 954 ACSS | 1666761 | 9084642 | 10751403 | 0 | 0 | 0 | 0 | 0 | 0 | 0 | 0 | 0 | 0 | 0 | 0 | 0 | 0 | 0 | 0 | 0 | 0 | 0 | 0 | 12
NO |  | 177 | 2011 | 6 | 8 | 8 |  | Loose Creek | Franks | 345 | 345 | Wood H-Frame | 37.3 | 0 | 1 | 954 ACSS | 1129895 | 18157736 | 19287631 | 0 | 0 | 0 | 0 | 0 | 0 | 0 | 0 | 0 | 0 | 0 | 0 | 0 | 0 | 0 | 0 | 0 | 0 | 0 | 0 | 12
NO |  | 177 | 2011 | 6 | 10 | 10 |  | Mid-Rivers |  | 161 | 161 | Wood Pole | 0.03 | 0 | 1 | 954/7 ACSR | 0 | 189643 | 189643 | 0 | 0 | 0 | 0 | 0 | 0 | 0 | 0 | 0 | 0 | 0 | 0 | 0 | 0 | 0 | 0 | 0 | 0 | 0 | 0 | 12
NO |  | 177 | 2011 | 6 | 12 | 12 |  | Rush Island Plant | Tyson Sub | 345 | 345 | Steel Pole | 1.5 | 0 | 2 | 2-954 ACSR | 1075186 | 13730409 | 14805595 | 0 | 0 | 0 | 0 | 0 | 0 | 0 | 0 | 0 | 0 | 0 | 0 | 0 | 0 | 0 | 0 | 0 | 0 | 0 | 0 | 12
NO |  | 177 | 2011 | 6 | 13 | 13 |  |  |  | 0 | 0 | Steel Tower | 31.64 | 0 | 2 | 2-954 ACSR | 0 | 0 | 0 | 0 | 0 | 0 | 0 | 0 | 0 | 0 | 0 | 0 | 0 | 0 | 0 | 0 | 0 | 0 | 0 | 0 | 0 | 0 | 0 | 12
NO |  | 177 | 2011 | 6 | 14 | 14 |  | Joachim Tap | Joachim Sub | 345 | 345 | Wood Pole | 0.09 | 0 | 2 | 954 54/7 ACSS | 0 | 0 | 0 | 0 | 0 | 0 | 0 | 0 | 0 | 0 | 0 | 0 | 0 | 0 | 0 | 0 | 0 | 0 | 0 | 0 | 0 | 0 | 0 | 12
NO |  | 177 | 2011 | 6 | 15 | 15 |  | Mariosa Delta (Jeff City) | Apache Flats | 161 | 161 | Wood H-Frame | 20.7 | 0 | 1 | 954 ACSR | 2699060 | 7221135 | 9920195 | 0 | 0 | 0 | 0 | 0 | 0 | 0 | 0 | 0 | 0 | 0 | 0 | 0 | 0 | 0 | 0 | 0 | 0 | 0 | 0 | 12
NO |  | 177 | 2011 | 6 | 16 | 16 |  | Loose Creek | Mariosa Delta | 345 | 345 | Wood H-Frame | 10.7 | 0 | 1 | 954/7 ACSR | 0 | 11620886 | 11620886 | 0 | 0 | 0 | 0 | 0 | 0 | 0 | 0 | 0 | 0 | 0 | 0 | 0 | 0 | 0 | 0 | 0 | 0 | 0 | 0 | 12
NO |  | 177 | 2011 | 6 | 17 | 17 |  | Cahokia Sub. | Roxford Sub. | 345 | 345 | Steel Tower | 3.35 | 0 | 1 | 2-954 ACSR | 231890 | 2948383 | 3180273 | 0 | 0 | 0 | 0 | 0 | 0 | 0 | 0 | 0 | 0 | 0 | 0 | 0 | 0 | 0 | 0 | 0 | 0 | 0 | 0 | 12
NO |  | 177 | 2011 | 6 | 21 | 21 |  | Moreau (Jeff City) | Mariosa Delta (Guthrie) | 161 | 161 | Wood H-Frame | 3.87 | 0 | 1 | 954 ACSR | 334276 | 1669798 | 2004074 | 0 | 0 | 0 | 0 | 0 | 0 | 0 | 0 | 0 | 0 | 0 | 0 | 0 | 0 | 0 | 0 | 0 | 0 | 0 | 0 | 12
NO |  | 177 | 2011 | 6 | 23 | 23 |  | Thomas Hill A.E.C. Plant | Adair Sub. | 161 | 161 | Wood H-Frame | 44.08 | 0 | 1 | 954 ACSR | 85039 | 1805220 | 1890259 | 0 | 0 | 0 | 0 | 0 | 0 | 0 | 0 | 0 | 0 | 0 | 0 | 0 | 0 | 0 | 0 | 0 | 0 | 0 | 0 | 12
NO |  | 177 | 2011 | 6 | 25 | 25 |  | Labadie Plant | Montgomery Sub. | 345 | 345 | Steel Tower | 3.91 | 0 | 1 | 2-954 ACSR | 175454 | 4836524 | 5011978 | 0 | 0 | 0 | 0 | 0 | 0 | 0 | 0 | 0 | 0 | 0 | 0 | 0 | 0 | 0 | 0 | 0 | 0 | 0 | 0 | 12
NO |  | 177 | 2011 | 6 | 26 | 26 |  |  |  | 0 | 0 | Wood H-Frame | 45.93 | 0 | 1 | 2-954 ACSR | 0 | 0 | 0 | 0 | 0 | 0 | 0 | 0 | 0 | 0 | 0 | 0 | 0 | 0 | 0 | 0 | 0 | 0 | 0 | 0 | 0 | 0 | 0 | 12
NO |  | 177 | 2011 | 6 | 28 | 28 |  | Essix | Stoddard | 161 | 161 | Wood Poles | 0.09 | 0 | 1 | 795 ACSR | 4703 | 105291 | 109994 | 0 | 0 | 0 | 0 | 0 | 0 | 0 | 0 | 0 | 0 | 0 | 0 | 0 | 0 | 0 | 0 | 0 | 0 | 0 | 0 | 12
NO |  | 177 | 2011 | 6 | 30 | 30 |  | Adair Sub. | Wapello-ISU Connection | 161 | 161 | Wood H-Frame | 32.01 | 0 | 1 | 795 ACSR | 108391 | 1239143 | 1347534 | 0 | 0 | 0 | 0 | 0 | 0 | 0 | 0 | 0 | 0 | 0 | 0 | 0 | 0 | 0 | 0 | 0 | 0 | 0 | 0 | 12
NO |  | 177 | 2011 | 6 | 32 | 32 |  | Cominco Sub #1 | Buick Smelter | 161 | 161 | HF-Wood | 0.69 | 0 | 1 | 336 ACSR | 132732 | 3025195 | 3157927 | 0 | 0 | 0 | 0 | 0 | 0 | 0 | 0 | 0 | 0 | 0 | 0 | 0 | 0 | 0 | 0 | 0 | 0 | 0 | 0 | 12
NO |  | 177 | 2011 | 6 | 33 | 33 |  | Fletcher SW Sta. | Buick Mines | 161 | 161 | HF-Wood | 10.4 | 0 | 1 | 636 ACSR | 0 | 0 | 0 | 0 | 0 | 0 | 0 | 0 | 0 | 0 | 0 | 0 | 0 | 0 | 0 | 0 | 0 | 0 | 0 | 0 | 0 | 0 | 0 | 12
NO |  | 177 | 2011 | 6 | 34 | 34 |  | Buick Mines | Cominco | 161 | 161 | HF-Wood | 2.27 | 0 | 1 | 636 ACSR | 0 | 0 | 0 | 0 | 0 | 0 | 0 | 0 | 0 | 0 | 0 | 0 | 0 | 0 | 0 | 0 | 0 | 0 | 0 | 0 | 0 | 0 | 0 | 12
NO |  | 177 | 2011 | 6 | 35 | 35 |  | Mo. Lead Term | Mo. Lead Str. | 161 | 161 | HF-Wood | 0.07 | 0 | 1 | 4/0 ACSR | 0 | 0 | 0 | 0 | 0 | 0 | 0 | 0 | 0 | 0 | 0 | 0 | 0 | 0 | 0 | 0 | 0 | 0 | 0 | 0 | 0 | 0 | 0 | 12
NO |  | 177 | 2011 | 7 | 1 | 1 |  | Clark | Pilot Knob Tap | 161 | 161 | HF-Wood | 0 | 0.04 | 1 | 636 ACSR | 0 | 0 | 0 | 0 | 0 | 0 | 0 | 0 | 0 | 0 | 0 | 0 | 0 | 0 | 0 | 0 | 0 | 0 | 0 | 0 | 0 | 0 | 0 | 12
NO |  | 177 | 2011 | 7 | 2 | 2 |  | Clark Sub. | Viburnum Jct. | 161 | 161 | HF-Wood | 15.09 | 0 | 1 | 636 ACSR | 0 | 0 | 0 | 0 | 0 | 0 | 0 | 0 | 0 | 0 | 0 | 0 | 0 | 0 | 0 | 0 | 0 | 0 | 0 | 0 | 0 | 0 | 0 | 12
NO |  | 177 | 2011 | 7 | 3 | 3 |  | Cominco Sub #2 | Buick Smelter | 161 | 161 | HF-Wood | 0.66 | 0 | 1 | 336 ACSR | 0 | 0 | 0 | 0 | 0 | 0 | 0 | 0 | 0 | 0 | 0 | 0 | 0 | 0 | 0 | 0 | 0 | 0 | 0 | 0 | 0 | 0 | 0 | 12
NO |  | 177 | 2011 | 7 | 4 | 4 |  | Cominco Sub | Viburnum Jct. | 161 | 161 | HF-Wood | 6.06 | 0 | 1 | 636 ACSR | 0 | 0 | 0 | 0 | 0 | 0 | 0 | 0 | 0 | 0 | 0 | 0 | 0 | 0 | 0 | 0 | 0 | 0 | 0 | 0 | 0 | 0 | 0 | 12
NO |  | 177 | 2011 | 7 | 5 | 5 |  | Buick Mines | Cominco Sub | 161 | 161 | HF-Wood | 2.34 | 0 | 1 | 336 ACSR | 0 | 0 | 0 | 0 | 0 | 0 | 0 | 0 | 0 | 0 | 0 | 0 | 0 | 0 | 0 | 0 | 0 | 0 | 0 | 0 | 0 | 0 | 0 | 12
NO |  | 177 | 2011 | 7 | 6 | 6 |  | Pilot Knob Sub | Clark Sub | 161 | 161 | HF-Wood | 27.78 | 0 | 1 | 636 ACSR | 0 | 0 | 0 | 0 | 0 | 0 | 0 | 0 | 0 | 0 | 0 | 0 | 0 | 0 | 0 | 0 | 0 | 0 | 0 | 0 | 0 | 0 | 0 | 12
NO |  | 177 | 2011 | 7 | 7 | 7 |  | Pilot Knob Sub #1 | Pilot Knob Pellet E | 161 | 161 | HF-Wood | 0.22 | 0 | 1 | 336 ACSR | 0 | 0 | 0 | 0 | 0 | 0 | 0 | 0 | 0 | 0 | 0 | 0 | 0 | 0 | 0 | 0 | 0 | 0 | 0 | 0 | 0 | 0 | 0 | 12
NO |  | 177 | 2011 | 7 | 8 | 8 |  | Fletcher SW Sta. | West of Hwy N | 161 | 161 | HF-Wood | 13.04 | 0 | 1 | 667 ACSR | 1824 | 544503 | 546327 | 0 | 0 | 0 | 0 | 0 | 0 | 0 | 0 | 0 | 0 | 0 | 0 | 0 | 0 | 0 | 0 | 0 | 0 | 0 | 0 | 12
NO |  | 177 | 2011 | 7 | 9 | 9 |  | Jct W of Hwy N | Pilot Knob Sub | 161 | 161 | HF-Wood | 18.76 | 0 | 1 | 1590 ACSR | 0 | 0 | 0 | 0 | 0 | 0 | 0 | 0 | 0 | 0 | 0 | 0 | 0 | 0 | 0 | 0 | 0 | 0 | 0 | 0 | 0 | 0 | 0 | 12
NO |  | 177 | 2011 | 7 | 10 | 10 |  | Pilot Knob Sub #2 | Pilot Knob Pellet W | 161 | 161 | HF-Wood | 0.23 | 0 | 1 | 336 ACSR | 0 | 0 | 0 | 0 | 0 | 0 | 0 | 0 | 0 | 0 | 0 | 0 | 0 | 0 | 0 | 0 | 0 | 0 | 0 | 0 | 0 | 0 | 0 | 12
NO |  | 177 | 2011 | 7 | 12 | 12 |  | Fletcher SW Sta. | Sweetwater | 161 | 161 | HF-Wood | 9.26 | 0 | 1 | 954/7 ACSR | 19766 | 2900714 | 2920480 | 0 | 0 | 0 | 0 | 0 | 0 | 0 | 0 | 0 | 0 | 0 | 0 | 0 | 0 | 0 | 0 | 0 | 0 | 0 | 0 | 12
NO |  | 177 | 2011 | 7 | 14 | 14 |  | Sioux Plant | Mason Sub. | 345 | 345 | Steel Pole | 12.48 | 0 | 1 | 2-954 ACSR | 1214378 | 6372099 | 7586477 | 0 | 0 | 0 | 0 | 0 | 0 | 0 | 0 | 0 | 0 | 0 | 0 | 0 | 0 | 0 | 0 | 0 | 0 | 0 | 0 | 12
NO |  | 177 | 2011 | 7 | 15 | 15 |  |  |  | 345 | 345 | Steel Tower | 8.66 | 0 | 1 | 2-954 ACSR | 0 | 0 | 0 | 0 | 0 | 0 | 0 | 0 | 0 | 0 | 0 | 0 | 0 | 0 | 0 | 0 | 0 | 0 | 0 | 0 | 0 | 0 | 0 | 12
NO |  | 177 | 2011 | 7 | 16 | 16 |  |  |  | 345 | 345 | Wood H-Frame | 0.8 | 0 | 1 | 2-953 ACSR | 0 | 0 | 0 | 0 | 0 | 0 | 0 | 0 | 0 | 0 | 0 | 0 | 0 | 0 | 0 | 0 | 0 | 0 | 0 | 0 | 0 | 0 | 0 | 12
NO |  | 177 | 2011 | 7 | 18 | 18 |  | Sioux | Roxford Sub. | 345 | 345 | Steel Tower | 11.9 | 0 | 1 | 954 ACSR | 96923 | 6779393 | 6876316 | 0 | 0 | 0 | 0 | 0 | 0 | 0 | 0 | 0 | 0 | 0 | 0 | 0 | 0 | 0 | 0 | 0 | 0 | 0 | 0 | 12
NO |  | 177 | 2011 | 7 | 19 | 19 |  |  |  | 345 | 345 | Steel Tower | 0.3 | 0 | 1 | 954 ACSR | 0 | 0 | 0 | 0 | 0 | 0 | 0 | 0 | 0 | 0 | 0 | 0 | 0 | 0 | 0 | 0 | 0 | 0 | 0 | 0 | 0 | 0 | 0 | 12
NO |  | 177 | 2011 | 7 | 23 | 23 |  | Tyson Sub. | Marshall Sub. | 138 | 138 | Steel Tower | 5.38 | 0 | 2 | 2156 ACSR | 136588 | 1933385 | 2069973 | 0 | 0 | 0 | 0 | 0 | 0 | 0 | 0 | 0 | 0 | 0 | 0 | 0 | 0 | 0 | 0 | 0 | 0 | 0 | 0 | 12
NO |  | 177 | 2011 | 7 | 24 | 24 |  |  |  | 0 | 0 | Steel Pole | 1.77 | 0 | 2 | 2156 ACSR | 0 | 0 | 0 | 0 | 0 | 0 | 0 | 0 | 0 | 0 | 0 | 0 | 0 | 0 | 0 | 0 | 0 | 0 | 0 | 0 | 0 | 0 | 0 | 12
NO |  | 177 | 2011 | 7 | 25 | 25 |  |  |  | 0 | 0 | Steel Pole | 0.06 | 0 | 2 | 336.5 ACSR | 0 | 0 | 0 | 0 | 0 | 0 | 0 | 0 | 0 | 0 | 0 | 0 | 0 | 0 | 0 | 0 | 0 | 0 | 0 | 0 | 0 | 0 | 0 | 12
NO |  | 177 | 2011 | 7 | 26 | 26 |  | Highway N Supply (AECI) |  | 161 | 161 | Steel Pole | 0.7 | 0 | 2 | 795 ACSR | 0 | 1466287 | 1466287 | 0 | 0 | 0 | 0 | 0 | 0 | 0 | 0 | 0 | 0 | 0 | 0 | 0 | 0 | 0 | 0 | 0 | 0 | 0 | 0 | 12
NO |  | 177 | 2011 | 7 | 27 | 27 |  | Marshall Sub. | Lakeshire Sub. | 138 | 138 | Steel Pole | 8.32 | 0 | 1 | 2156 ACSR | 371982 | 3999286 | 4371268 | 0 | 0 | 0 | 0 | 0 | 0 | 0 | 0 | 0 | 0 | 0 | 0 | 0 | 0 | 0 | 0 | 0 | 0 | 0 | 0 | 12
NO |  | 177 | 2011 | 7 | 29 | 29 |  | Mauer Lake Sub. | Carrollton Sub. | 161 | 161 | Wood Poles | 3 | 0 | 1 | 556 ACSR | 41999 | 636292 | 678291 | 0 | 0 | 0 | 0 | 0 | 0 | 0 | 0 | 0 | 0 | 0 | 0 | 0 | 0 | 0 | 0 | 0 | 0 | 0 | 0 | 12
NO |  | 177 | 2011 | 7 | 31 | 31 |  | Cape | Sikeston | 161 | 161 | Wood H-Frame | 19.98 | 0 | 1 | NA | 293410 | 3146997 | 3440407 | 0 | 0 | 0 | 0 | 0 | 0 | 0 | 0 | 0 | 0 | 0 | 0 | 0 | 0 | 0 | 0 | 0 | 0 | 0 | 0 | 12
NO |  | 177 | 2011 | 7 | 32 | 32 |  |  |  | 161 | 161 | Wood H-Frame | 6 | 0 | 1 | 954 ACSR | 0 | 0 | 0 | 0 | 0 | 0 | 0 | 0 | 0 | 0 | 0 | 0 | 0 | 0 | 0 | 0 | 0 | 0 | 0 | 0 | 0 | 0 | 0 | 12
NO |  | 177 | 2011 | 7 | 33 | 33 |  | Miner Sub. | Sikeston Tap | 161 | 161 | Single Pole | 10.85 | 0 | 1 | NA | 0 | 0 | 0 | 0 | 0 | 0 | 0 | 0 | 0 | 0 | 0 | 0 | 0 | 0 | 0 | 0 | 0 | 0 | 0 | 0 | 0 | 0 | 0 | 12
NO |  | 177 | 2011 | 7 | 34 | 34 |  | Kelso-Morley-3 | Morley-Stoddard-3 Tap | 161 | 161 | HF-Wood | 0.15 | 0 | 1 | 954 ACSR | 0 | 0 | 0 | 0 | 0 | 0 | 0 | 0 | 0 | 0 | 0 | 0 | 0 | 0 | 0 | 0 | 0 | 0 | 0 | 0 | 0 | 0 | 0 | 12
NO |  | 177 | 2011 | 7 | 35 | 35 |  | Cape | Kelso-3 | 161 | 161 | Wood H-Frame | 7.5 | 0 | 1 | 954 ACSR | 374188 | 10178925 | 10553113 | 0 | 0 | 0 | 0 | 0 | 0 | 0 | 0 | 0 | 0 | 0 | 0 | 0 | 0 | 0 | 0 | 0 | 0 | 0 | 0 | 12
NO |  | 177 | 2011 | 8 | 1 | 1 |  | Kelso | Stoddard-3 | 161 | 161 | Wood H-Frame | 28.5 | 0 | 1 | 954 ACSR | 0 | 0 | 0 | 0 | 0 | 0 | 0 | 0 | 0 | 0 | 0 | 0 | 0 | 0 | 0 | 0 | 0 | 0 | 0 | 0 | 0 | 0 | 0 | 12
NO |  | 177 | 2011 | 8 | 2 | 2 |  | Stoddard | Berntie | 161 | 161 | Wood H-Frame | 12.7 | 0 | 1 | 336 ACSR | 0 | 0 | 0 | 0 | 0 | 0 | 0 | 0 | 0 | 0 | 0 | 0 | 0 | 0 | 0 | 0 | 0 | 0 | 0 | 0 | 0 | 0 | 0 | 12
NO |  | 177 | 2011 | 8 | 4 | 4 |  | Mason | McClay | 138 | 138 | Steel Pole | 12 | 0 | 1 | 795 ACSR | 4339574 | 11949287 | 16288861 | 0 | 0 | 0 | 0 | 0 | 0 | 0 | 0 | 0 | 0 | 0 | 0 | 0 | 0 | 0 | 0 | 0 | 0 | 0 | 0 | 12
NO |  | 177 | 2011 | 8 | 6 | 6 |  | Marshall Sub. | Hunter Sub. | 138 | 138 | Steel Pole | 8.62 | 0 | 2 | 1192 SSAC | 3843550 | 15433263 | 19276813 | 0 | 0 | 0 | 0 | 0 | 0 | 0 | 0 | 0 | 0 | 0 | 0 | 0 | 0 | 0 | 0 | 0 | 0 | 0 | 0 | 12
NO |  | 177 | 2011 | 8 | 7 | 7 |  | Missouri City | Mauer Lake (Excelsior Tap) | 161 | 161 | Wood Poles | 3 | 0 | 1 | 556 ACSR | 25935 | 321426 | 347361 | 0 | 0 | 0 | 0 | 0 | 0 | 0 | 0 | 0 | 0 | 0 | 0 | 0 | 0 | 0 | 0 | 0 | 0 | 0 | 0 | 12
NO |  | 177 | 2011 | 8 | 9 | 9 |  | Balldwin | Rushisland | 345 | 345 | Steel Tower | 1.5 | 0 | 1 | 954 ACSS | 352886 | 16567456 | 16920342 | 0 | 0 | 0 | 0 | 0 | 0 | 0 | 0 | 0 | 0 | 0 | 0 | 0 | 0 | 0 | 0 | 0 | 0 | 0 | 0 | 12
NO |  | 177 | 2011 | 8 | 11 | 11 |  |  | Total Expenses | 0 | 0 |  | 0 | 0 | 0 |  | 0 | 0 | 0 | 3816 | 5220962 | 1620286 | 6845064 | 0 | 0 | 0 | 0 | 0 | 0 | 0 | 0 | 0 | 0 | 0 | 0 | 0 | 0 | 0 | 0 | 12
NO |  | 177 | 2011 | 0 | 36 | 36 |  | TOTAL |  | 0 | 0 |  | 2391.71 | 234.91 | 234 |  | 43343842 | 420742663 | 464086505 | 3816 | 5220962 | 1620286 | 6845064 | 0 | 0 | 0 | 0 | 0 | 0 | 0 | 0 | 0 | 0 | 0 | 0 | 0 | 0 | 0 | 0 | 12
NO |  | 177 | 2011 | 7 | 30 | 30 |  | Big River | Rockwood | 138 | 138 | Wood H-Frame | 11.18 | 0 | 1 | 795 ACSR | 5305913 | 10174143 | 15480056 | 0 | 0 | 0 | 0 | 0 | 0 | 0 | 0 | 0 | 0 | 0 | 0 | 0 | 0 | 0 | 0 | 0 | 0 | 0 | 0 | 12
NO |  | 77 | 2011 | 0 | 1 | 1 |  | Smithburg | Deans | 500 | 500 | Steel H Frame | 17.91 | 0 | 1 | 2493 ACAR | 8713467 | 13646708 | 22360175 | 0 | 0 | 0 | 0 | 0 | 0 | 0 | 0 | 0 | 0 | 0 | 0 | 0 | 0 | 0 | 0 | 0 | 0 | 0 | 0 | 12
NO |  | 77 | 2011 | 0 | 2 | 2 |  | Total 500 KV Lines |  | 0 | 0 |  | 17.91 | 0 | 1 |  | 8713467 | 13646708 | 22360175 | 0 | 0 | 0 | 0 | 0 | 0 | 0 | 0 | 0 | 0 | 0 | 0 | 0 | 0 | 0 | 0 | 0 | 0 | 0 | 0 | 12
NO |  | 77 | 2011 | 0 | 4 | 4 |  | Atlantic | Larrabee | 230 | 230 | Steel Tower | 11.6 | 0 | 2 | 1590 ACSR | 419571 | 1897017 | 2316588 | 0 | 0 | 0 | 0 | 0 | 0 | 0 | 0 | 0 | 0 | 0 | 0 | 0 | 0 | 0 | 0 | 0 | 0 | 0 | 0 | 12
NO |  | 77 | 2011 | 0 | 5 | 5 |  | Atlantic | Ocean View | 230 | 230 | Wood H Frame | 4.62 | 0 | 2 | 1590 ACSR | 266210 | 2082233 | 2348443 | 0 | 0 | 0 | 0 | 0 | 0 | 0 | 0 | 0 | 0 | 0 | 0 | 0 | 0 | 0 | 0 | 0 | 0 | 0 | 0 | 12
NO |  | 77 | 2011 | 0 | 6 | 6 |  | Atlantic | Red Bank | 230 | 230 | Steel Tower | 7.34 | 0 | 2 | 1590 ACSR | 1900349 | 5184218 | 7084567 | 0 | 0 | 0 | 0 | 0 | 0 | 0 | 0 | 0 | 0 | 0 | 0 | 0 | 0 | 0 | 0 | 0 | 0 | 0 | 0 | 12
NO |  | 77 | 2011 | 0 | 7 | 7 |  | Chester | West Wharton | 230 | 230 | Steel Tower | 10.67 | 0 | 1 | 1590 ACSR | 177421 | 1820501 | 1997922 | 0 | 0 | 0 | 0 | 0 | 0 | 0 | 0 | 0 | 0 | 0 | 0 | 0 | 0 | 0 | 0 | 0 | 0 | 0 | 0 | 12
NO |  | 77 | 2011 | 0 | 8 | 8 |  | Cookstown | Cox's Corner | 230 | 230 | Steel Tower | 10.77 | 0 | 1 | 1590 ACSR | 573809 | 1296989 | 1870798 | 0 | 0 | 0 | 0 | 0 | 0 | 0 | 0 | 0 | 0 | 0 | 0 | 0 | 0 | 0 | 0 | 0 | 0 | 0 | 0 | 12
NO |  | 77 | 2011 | 0 | 9 | 9 |  | East Flemington Loop |  | 230 | 230 | Steel Tower | 3.18 | 0 | 1 | 1590 ACSR | 103982 | 2156311 | 2260293 | 0 | 0 | 0 | 0 | 0 | 0 | 0 | 0 | 0 | 0 | 0 | 0 | 0 | 0 | 0 | 0 | 0 | 0 | 0 | 0 | 12
NO |  | 77 | 2011 | 0 | 10 | 10 |  | Franklin | Montville | 230 | 230 | None | 20.6 | 0 | 0 |  | 315760 | 642353 | 958113 | 0 | 0 | 0 | 0 | 0 | 0 | 0 | 0 | 0 | 0 | 0 | 0 | 0 | 0 | 0 | 0 | 0 | 0 | 0 | 0 | 12
NO |  | 77 | 2011 | 0 | 11 | 11 |  | Freneau | Aberdeen | 230 | 230 | Steel Tower | 4.1 | 0 | 2 | 1590 ACSR | 223834 | 3278102 | 3501936 | 0 | 0 | 0 | 0 | 0 | 0 | 0 | 0 | 0 | 0 | 0 | 0 | 0 | 0 | 0 | 0 | 0 | 0 | 0 | 0 | 12
NO |  | 77 | 2011 | 0 | 12 | 12 |  | Gilbert | Glen Gardner | 230 | 230 | Steel Tower | 15.97 | 0 | 1 | 1590 ACSR | 235860 | 2411842 | 2647702 | 0 | 0 | 0 | 0 | 0 | 0 | 0 | 0 | 0 | 0 | 0 | 0 | 0 | 0 | 0 | 0 | 0 | 0 | 0 | 0 | 12
NO |  | 77 | 2011 | 0 | 13 | 13 |  | Gilbert | Hosensack | 230 | 230 | Steel Tower | 0.28 | 0 | 1 | 1590 ACSR | 0 | 5607 | 5607 | 0 | 0 | 0 | 0 | 0 | 0 | 0 | 0 | 0 | 0 | 0 | 0 | 0 | 0 | 0 | 0 | 0 | 0 | 0 | 0 | 12
NO |  | 77 | 2011 | 0 | 14 | 14 |  | Gilbert | Martin's Creek | 230 | 230 | Steel Tower | 18.75 | 0 | 1 | 1590 ACSR | 275914 | 9066182 | 9342096 | 0 | 0 | 0 | 0 | 0 | 0 | 0 | 0 | 0 | 0 | 0 | 0 | 0 | 0 | 0 | 0 | 0 | 0 | 0 | 0 | 12
NO |  | 77 | 2011 | 0 | 15 | 15 |  | Glen Gardner | Chester | 230 | 230 | Steel Tower | 25.74 | 0 | 1 | 1590 ACSR | 120033 | 1337834 | 1457867 | 0 | 0 | 0 | 0 | 0 | 0 | 0 | 0 | 0 | 0 | 0 | 0 | 0 | 0 | 0 | 0 | 0 | 0 | 0 | 0 | 12
NO |  | 77 | 2011 | 0 | 16 | 16 |  | Kittatinny | Montville | 230 | 230 | Steel Tower | 2.1 | 0 | 1 | 1590 ACSR | 143377 | 3378143 | 3521520 | 0 | 0 | 0 | 0 | 0 | 0 | 0 | 0 | 0 | 0 | 0 | 0 | 0 | 0 | 0 | 0 | 0 | 0 | 0 | 0 | 12
NO |  | 77 | 2011 | 0 | 17 | 17 |  | Larrabee | Pleasant Valley | 230 | 230 | Steel Tower | 79.99 | 0 | 2 | 1590 ACSR | 1684986 | 11285954 | 12970940 | 0 | 0 | 0 | 0 | 0 | 0 | 0 | 0 | 0 | 0 | 0 | 0 | 0 | 0 | 0 | 0 | 0 | 0 | 0 | 0 | 12
NO |  | 77 | 2011 | 0 | 18 | 18 |  | Larrabee | Manitou | 230 | 230 | Steel Tower | 14.75 | 0 | 2 | 1590 ACSR | 1302318 | 1747796 | 3050114 | 0 | 0 | 0 | 0 | 0 | 0 | 0 | 0 | 0 | 0 | 0 | 0 | 0 | 0 | 0 | 0 | 0 | 0 | 0 | 0 | 12
NO |  | 77 | 2011 | 0 | 19 | 19 |  | Larrabee | Cookstown | 230 | 230 | Steel Tower | 21.37 | 0 | 1 | 1590 ACSR | 346937 | 2097207 | 2444144 | 0 | 0 | 0 | 0 | 0 | 0 | 0 | 0 | 0 | 0 | 0 | 0 | 0 | 0 | 0 | 0 | 0 | 0 | 0 | 0 | 12
NO |  | 77 | 2011 | 0 | 20 | 20 |  | Manitou | Oyster Creek | 230 | 230 | Steel Tower | 10.88 | 0 | 2 | 1590 ACSR | 735288 | 1409495 | 2144783 | 0 | 0 | 0 | 0 | 0 | 0 | 0 | 0 | 0 | 0 | 0 | 0 | 0 | 0 | 0 | 0 | 0 | 0 | 0 | 0 | 12
NO |  | 77 | 2011 | 0 | 21 | 21 |  | Manitou | Whitings | 230 | 230 | Steel Pole | 8.78 | 0 | 1 | 1590 ACSR | 27135 | 5025095 | 5052230 | 0 | 0 | 0 | 0 | 0 | 0 | 0 | 0 | 0 | 0 | 0 | 0 | 0 | 0 | 0 | 0 | 0 | 0 | 0 | 0 | 12
NO |  | 77 | 2011 | 0 | 22 | 22 |  | New Jersey Steel Co | Tower 20 | 230 | 230 | Steel Tower | 0.07 | 0 | 1 | 1590 ACSR | 0 | 2289 | 2289 | 0 | 0 | 0 | 0 | 0 | 0 | 0 | 0 | 0 | 0 | 0 | 0 | 0 | 0 | 0 | 0 | 0 | 0 | 0 | 0 | 12
NO |  | 77 | 2011 | 0 | 23 | 23 |  | Oyster Creek | Sands Point | 230 | 230 | None | 0.07 | 0 | 1 | 795 ACSR | 0 | 29497 | 29497 | 0 | 0 | 0 | 0 | 0 | 0 | 0 | 0 | 0 | 0 | 0 | 0 | 0 | 0 | 0 | 0 | 0 | 0 | 0 | 0 | 12
NO |  | 77 | 2011 | 0 | 24 | 24 |  | Parlin Cogen Loop |  | 230 | 230 | Steel Pole | 0.07 | 0 | 1 | 1590 ACSR | 0 | 632 | 632 | 0 | 0 | 0 | 0 | 0 | 0 | 0 | 0 | 0 | 0 | 0 | 0 | 0 | 0 | 0 | 0 | 0 | 0 | 0 | 0 | 12
NO |  | 77 | 2011 | 0 | 25 | 25 |  | Portland | Whippany | 230 | 230 | Steel Tower | 41.11 | 0 | 2 | 1590 ACSR | 2677456 | 17510928 | 20188384 | 0 | 0 | 0 | 0 | 0 | 0 | 0 | 0 | 0 | 0 | 0 | 0 | 0 | 0 | 0 | 0 | 0 | 0 | 0 | 0 | 12
NO |  | 77 | 2011 | 0 | 26 | 26 |  | Portland | Kittatinny | 230 | 230 | Steel Tower | 6.41 | 0 | 2 | 1590 ACSR | 238634 | 2537031 | 2775665 | 0 | 0 | 0 | 0 | 0 | 0 | 0 | 0 | 0 | 0 | 0 | 0 | 0 | 0 | 0 | 0 | 0 | 0 | 0 | 0 | 12
NO |  | 77 | 2011 | 0 | 27 | 27 |  | Raritan River | Traynor | 230 | 230 | Steel Tower | 23.68 | 0 | 2 | 1590 ACSR | 1081384 | 3856671 | 4938055 | 0 | 0 | 0 | 0 | 0 | 0 | 0 | 0 | 0 | 0 | 0 | 0 | 0 | 0 | 0 | 0 | 0 | 0 | 0 | 0 | 12
NO |  | 77 | 2011 | 0 | 28 | 28 |  | Raritan River | Atlantic | 230 | 230 | Steel Tower | 21.7 | 0 | 2 | 1590 ACSR | 1143446 | 3904798 | 5048244 | 0 | 0 | 0 | 0 | 0 | 0 | 0 | 0 | 0 | 0 | 0 | 0 | 0 | 0 | 0 | 0 | 0 | 0 | 0 | 0 | 12
NO |  | 77 | 2011 | 0 | 29 | 29 |  | Raritan River | Gas Turbines | 230 | 230 | Wood H Frame | 0.23 | 0 | 1 | 1590 ACSR | 0 | 59525 | 59525 | 0 | 0 | 0 | 0 | 0 | 0 | 0 | 0 | 0 | 0 | 0 | 0 | 0 | 0 | 0 | 0 | 0 | 0 | 0 | 0 | 12
NO |  | 77 | 2011 | 0 | 30 | 30 |  | Smithburg | Larrabee | 230 | 230 | Steel Tower | 19.28 | 0 | 1 | 1590 ACSR | 61909 | 4069421 | 4131330 | 0 | 0 | 0 | 0 | 0 | 0 | 0 | 0 | 0 | 0 | 0 | 0 | 0 | 0 | 0 | 0 | 0 | 0 | 0 | 0 | 12
NO |  | 77 | 2011 | 0 | 31 | 31 |  | South River Cogen Loop |  | 230 | 230 | Steel Poles | 0.6 | 0 | 2 | 1590 ACSR | 0 | 322 | 322 | 0 | 0 | 0 | 0 | 0 | 0 | 0 | 0 | 0 | 0 | 0 | 0 | 0 | 0 | 0 | 0 | 0 | 0 | 0 | 0 | 12
NO |  | 77 | 2011 | 0 | 32 | 32 |  | Tower Number 12 | Raritan River | 230 | 230 | Steel Tower | 2.96 | 0 | 1 | 1590 ACSR | 98774 | 867209 | 965983 | 0 | 0 | 0 | 0 | 0 | 0 | 0 | 0 | 0 | 0 | 0 | 0 | 0 | 0 | 0 | 0 | 0 | 0 | 0 | 0 | 12
NO |  | 77 | 2011 | 0 | 33 | 33 |  | Tower Number 19 | Morristown | 230 | 230 | Steel Pole | 3.46 | 0 | 2 | 1590 ACSR | 150879 | 4511534 | 4662413 | 0 | 0 | 0 | 0 | 0 | 0 | 0 | 0 | 0 | 0 | 0 | 0 | 0 | 0 | 0 | 0 | 0 | 0 | 0 | 0 | 12
NO |  | 77 | 2011 | 0 | 34 | 34 |  | Unn Valley | Monroe | 230 | 230 |  | 7.5 | 0 | 0 |  | 471963 | 0 | 471963 | 0 | 0 | 0 | 0 | 0 | 0 | 0 | 0 | 0 | 0 | 0 | 0 | 0 | 0 | 0 | 0 | 0 | 0 | 0 | 0 | 12
NO |  | 77 | 2011 | 0 | 35 | 35 |  | Van Hiseville | Whitings | 230 | 230 | Steel Pole | 17.96 | 0 | 1 | 1590 ACSR | 1804121 | 15234357 | 17038478 | 0 | 0 | 0 | 0 | 0 | 0 | 0 | 0 | 0 | 0 | 0 | 0 | 0 | 0 | 0 | 0 | 0 | 0 | 0 | 0 | 12
NO |  | 77 | 2011 | 1 | 1 | 1 |  | Werner Station | Tower Number 12 | 230 | 230 | Steel Tower | 1.18 | 0 | 1 | 1590 ACSR | 15818 | 579220 | 595038 | 0 | 0 | 0 | 0 | 0 | 0 | 0 | 0 | 0 | 0 | 0 | 0 | 0 | 0 | 0 | 0 | 0 | 0 | 0 | 0 | 12
NO |  | 77 | 2011 | 1 | 2 | 2 |  | Whippany | Traynor | 230 | 230 | Steel Tower | 9.37 | 0 | 2 | 1590 ACSR | 381237 | 1722426 | 2103663 | 0 | 0 | 0 | 0 | 0 | 0 | 0 | 0 | 0 | 0 | 0 | 0 | 0 | 0 | 0 | 0 | 0 | 0 | 0 | 0 | 12
NO |  | 77 | 2011 | 1 | 3 | 3 |  | Whippany | Roseland | 230 | 230 | Steel Tower | 2.67 | 0 | 1 | 1033.5 ACSR | 134880 | 532319 | 667199 | 0 | 0 | 0 | 0 | 0 | 0 | 0 | 0 | 0 | 0 | 0 | 0 | 0 | 0 | 0 | 0 | 0 | 0 | 0 | 0 | 12
NO |  | 77 | 2011 | 1 | 4 | 4 |  | Whippany | West Wharton | 230 | 230 | Steel Tower | 15.94 | 0 | 1 | 1590 ACSR | 395660 | 2645477 | 3041137 | 0 | 0 | 0 | 0 | 0 | 0 | 0 | 0 | 0 | 0 | 0 | 0 | 0 | 0 | 0 | 0 | 0 | 0 | 0 | 0 | 12
NO |  | 77 | 2011 | 1 | 5 | 5 |  | Total 230 KV Lines |  | 0 | 0 |  | 445.75 | 0 | 48 |  | 17508945 | 114186535 | 131695480 | 0 | 0 | 0 | 0 | 0 | 0 | 0 | 0 | 0 | 0 | 0 | 0 | 0 | 0 | 0 | 0 | 0 | 0 | 0 | 0 | 12
NO |  | 77 | 2011 | 1 | 13 | 13 |  | Expense |  | 0 | 0 |  | 0 | 0 | 0 |  | 0 | 0 | 0 | 0 | 0 | 0 | 0 | 0 | 0 | 0 | 0 | 0 | 0 | 0 | 0 | 0 | 0 | 0 | 0 | 610770191 | 610770192 | 0 | 0 | 12
NO |  | 77 | 2011 | 0 | 36 | 36 |  | TOTAL |  | 0 | 0 |  | 2086.47 | 72.93 | 49 |  | 55822218 | 398379880 | 454202098 | 0 | 0 | 0 | 0 | 0 | 0 | 0 | 0 | 0 | 0 | 0 | 0 | 0 | 0 | 0 | 0 | 0 | 0 | 0 | 0 | 12
SI/NO | A | 77 | 2011 | 1 | 7 | 7 |  | 115 KV Lines |  | 115 | 115 | Various | 137.54 | 54.91 | 0 |  | 2372700 | 9573918 | 11946618 | 0 | 0 | 0 | 282581.6981 | 0 | 0 | 0 | 0 | 0 | 0 | 0 | 0 | 0 | 0 | 0 | 0 | 0 | 0 | 0 | 0 | 12
SI/NO | A | 77 | 2011 | 1 | 9 | 9 |  | 34.5 KV Lines |  | 34.5 | 34.5 | Various | 1485.27 | 18.02 | 0 |  | 27227106 | 260972719 | 288199825 | 0 | 0 | 0 | 6816991.7167 | 0 | 0 | 0 | 0 | 0 | 0 | 0 | 0 | 0 | 0 | 0 | 0 | 0 | 0 | 0 | 0 | 12
NO |  | 77 | 2011 | 1 | 12 | 12 |  | Operation and Maintenance |  | 0 | 0 |  | 0 | 0 | 0 |  | 0 | 0 | 0 | 0 | 0 | 0 | 0 | 0 | 0 | 0 | 0 | 0 | 0 | 0 | 0 | 0 | 0 | 0 | 0 | 0 | 0 | 0 | 0 | 12
NO |  | 96 | 2011 | 0 | 1 | 1 |  | Alburtis | Branchburg | 500 | 500 | Steel Tower | 5.03 | 0 | 1 | 2493 ACAR | 165345 | 640730 | 806075 | 0 | 0 | 0 | 0 | 0 | 0 | 0 | 0 | 0 | 0 | 0 | 0 | 0 | 0 | 0 | 0 | 0 | 0 | 0 | 0 | 12
NO |  | 96 | 2011 | 0 | 2 | 2 |  | Conemaugh | Hunterstown | 500 | 500 | Steel Tower | 1.52 | 0 | 1 | 2493 ACAR | 15097 | 426584 | 441681 | 0 | 0 | 0 | 0 | 0 | 0 | 0 | 0 | 0 | 0 | 0 | 0 | 0 | 0 | 0 | 0 | 0 | 0 | 0 | 0 | 12
NO |  | 96 | 2011 | 0 | 3 | 3 |  | Hunterstown | Conastone | 500 | 500 | Steel Tower | 15.03 | 0 | 1 | 2493 ACAR | 24563 | 642422 | 666985 | 0 | 0 | 0 | 0 | 0 | 0 | 0 | 0 | 0 | 0 | 0 | 0 | 0 | 0 | 0 | 0 | 0 | 0 | 0 | 0 | 12
NO |  | 96 | 2011 | 0 | 4 | 4 |  | Juniata | Three Mile Island | 500 | 500 | Steel Tower | 27.22 | 0 | 1 | 2493 ACAR | 1460284 | 5193438 | 6653722 | 0 | 0 | 0 | 0 | 0 | 0 | 0 | 0 | 0 | 0 | 0 | 0 | 0 | 0 | 0 | 0 | 0 | 0 | 0 | 0 | 12
NO |  | 96 | 2011 | 0 | 5 | 5 |  | Juniata | Alburtis | 500 | 500 | Steel Tower | 61.27 | 0 | 1 | 2493 ACAR | 1895929 | 10652648 | 12548577 | 0 | 0 | 0 | 0 | 0 | 0 | 0 | 0 | 0 | 0 | 0 | 0 | 0 | 0 | 0 | 0 | 0 | 0 | 0 | 0 | 12
NO |  | 96 | 2011 | 0 | 6 | 6 |  | Three Mile Island | Hosensack | 500 | 500 | Steel Tower | 74.64 | 0 | 1 | 2493 ACAR | 6652989 | 16412294 | 23065283 | 0 | 0 | 0 | 0 | 0 | 0 | 0 | 0 | 0 | 0 | 0 | 0 | 0 | 0 | 0 | 0 | 0 | 0 | 0 | 0 | 12
NO |  | 96 | 2011 | 0 | 7 | 7 |  | Three Mile Island | Peach Bottom | 500 | 500 | Steel Tower | 18.35 | 0 | 1 | 2493 ACAR | 731778 | 2119178 | 2850956 | 0 | 0 | 0 | 0 | 0 | 0 | 0 | 0 | 0 | 0 | 0 | 0 | 0 | 0 | 0 | 0 | 0 | 0 | 0 | 0 | 12
NO |  | 96 | 2011 | 0 | 8 | 8 |  | Total 500 KV Lines |  | 0 | 0 |  | 203.06 | 0 | 7 |  | 10945985 | 36087294 | 47033279 | 0 | 0 | 0 | 0 | 0 | 0 | 0 | 0 | 0 | 0 | 0 | 0 | 0 | 0 | 0 | 0 | 0 | 0 | 0 | 0 | 12
NO |  | 96 | 2011 | 0 | 10 | 10 |  | Alburtis | Hosensack | 230 | 230 | Steel Tower | 0.15 | 6.47 | 1 | 1590 ACSR | 0 | 213926 | 213926 | 0 | 0 | 0 | 0 | 0 | 0 | 0 | 0 | 0 | 0 | 0 | 0 | 0 | 0 | 0 | 0 | 0 | 0 | 0 | 0 | 12
NO |  | 96 | 2011 | 0 | 11 | 11 |  | Dauphin | Hummelstown | 230 | 230 | Steel Tower | 13.72 | 1.17 | 1 | 1033.5 ACSR | 123089 | 273075 | 396164 | 0 | 0 | 0 | 0 | 0 | 0 | 0 | 0 | 0 | 0 | 0 | 0 | 0 | 0 | 0 | 0 | 0 | 0 | 0 | 0 | 12
NO |  | 96 | 2011 | 0 | 12 | 12 |  | Hosensack | North Temple | 230 | 230 | Steel Tower | 23.13 | 0 | 1 | 1108.6 ACAR | 528600 | 1962039 | 2490639 | 0 | 0 | 0 | 0 | 0 | 0 | 0 | 0 | 0 | 0 | 0 | 0 | 0 | 0 | 0 | 0 | 0 | 0 | 0 | 0 | 12
NO |  | 96 | 2011 | 0 | 13 | 13 |  | Hosensack | PA-NJ State Line | 230 | 230 | Steel Tower | 20.6 | 0 | 1 | 1590 ACSR | 265500 | 2231701 | 2497201 | 0 | 0 | 0 | 0 | 0 | 0 | 0 | 0 | 0 | 0 | 0 | 0 | 0 | 0 | 0 | 0 | 0 | 0 | 0 | 0 | 12
NO |  | 96 | 2011 | 0 | 14 | 14 |  | Ironwood | South Lebanon | 230 | 230 | Steel Tower | 2.79 | 0 | 1 | 1590 ACSR | 0 | 404937 | 404937 | 0 | 0 | 0 | 0 | 0 | 0 | 0 | 0 | 0 | 0 | 0 | 0 | 0 | 0 | 0 | 0 | 0 | 0 | 0 | 0 | 12
NO |  | 96 | 2011 | 0 | 15 | 15 |  | Jackson | Yorkana | 230 | 230 | Wood H Frame | 18.75 | 0 | 1 | 1590 ACSR | 1773258 | 1304322 | 3077580 | 0 | 0 | 0 | 0 | 0 | 0 | 0 | 0 | 0 | 0 | 0 | 0 | 0 | 0 | 0 | 0 | 0 | 0 | 0 | 0 | 12
NO |  | 96 | 2011 | 0 | 16 | 16 |  | Jackson | Hunterstown | 230 | 230 | Wood H Frame | 18.44 | 0 | 1 | 1590 ACSR | 117274 | 3483356 | 3600630 | 0 | 0 | 0 | 0 | 0 | 0 | 0 | 0 | 0 | 0 | 0 | 0 | 0 | 0 | 0 | 0 | 0 | 0 | 0 | 0 | 12
NO |  | 96 | 2011 | 0 | 17 | 17 |  | Juniata | Dauphin | 230 | 230 | Steel Tower | 11.23 | 0 | 1 | 1033.5 ACSR | 177500 | 1775376 | 1952876 | 0 | 0 | 0 | 0 | 0 | 0 | 0 | 0 | 0 | 0 | 0 | 0 | 0 | 0 | 0 | 0 | 0 | 0 | 0 | 0 | 12
NO |  | 96 | 2011 | 0 | 18 | 18 |  | Middletown Junction | Hummelstown | 230 | 230 | Steel Tower | 6.79 | 0 | 1 | 1033.5 ACSR | 295118 | 566095 | 861213 | 0 | 0 | 0 | 0 | 0 | 0 | 0 | 0 | 0 | 0 | 0 | 0 | 0 | 0 | 0 | 0 | 0 | 0 | 0 | 0 | 12
NO |  | 96 | 2011 | 0 | 19 | 19 |  | Middletown Junction | North Lebanon | 230 | 230 | Steel Tower | 24.51 | 0 | 1 | 1590 ACSR | 849623 | 2945905 | 3795528 | 0 | 0 | 0 | 0 | 0 | 0 | 0 | 0 | 0 | 0 | 0 | 0 | 0 | 0 | 0 | 0 | 0 | 0 | 0 | 0 | 12
NO |  | 96 | 2011 | 0 | 20 | 20 |  | Middletown Junction | South Lebanon | 230 | 230 | Steel Tower | 24.47 | 0 | 1 | 1033.5 ACSR | 677182 | 2277899 | 2955081 | 0 | 0 | 0 | 0 | 0 | 0 | 0 | 0 | 0 | 0 | 0 | 0 | 0 | 0 | 0 | 0 | 0 | 0 | 0 | 0 | 12
NO |  | 96 | 2011 | 0 | 21 | 21 |  | North Hershey | Alburtis | 230 | 230 | Steel Tower | 5.8 | 62.77 | 1 | 1590 ACSR | 516431 | 3176664 | 3693095 | 0 | 0 | 0 | 0 | 0 | 0 | 0 | 0 | 0 | 0 | 0 | 0 | 0 | 0 | 0 | 0 | 0 | 0 | 0 | 0 | 12
NO |  | 96 | 2011 | 0 | 22 | 22 |  | North Hershey | Hummelstown | 230 | 230 | Steel Tower | 0 | 6.44 | 1 | 1590 ACSR | 0 | 148807 | 148807 | 0 | 0 | 0 | 0 | 0 | 0 | 0 | 0 | 0 | 0 | 0 | 0 | 0 | 0 | 0 | 0 | 0 | 0 | 0 | 0 | 12
NO |  | 96 | 2011 | 0 | 23 | 23 |  | North Temple | Ironwood | 230 | 230 | Steel Tower | 34.37 | 0 | 1 | 1590 ACSR | 1022037 | 3435636 | 4457673 | 0 | 0 | 0 | 0 | 0 | 0 | 0 | 0 | 0 | 0 | 0 | 0 | 0 | 0 | 0 | 0 | 0 | 0 | 0 | 0 | 12
NO |  | 96 | 2011 | 0 | 24 | 24 |  | Portland | NJ State Line - Whippany | 230 | 230 | Steel Tower | 0.31 | 0 | 1 | 1590 ACSR | 1408 | 56622 | 58030 | 0 | 0 | 0 | 0 | 0 | 0 | 0 | 0 | 0 | 0 | 0 | 0 | 0 | 0 | 0 | 0 | 0 | 0 | 0 | 0 | 12
NO |  | 96 | 2011 | 0 | 25 | 25 |  | Portland | Martins Creek | 230 | 230 | Steel Tower | 4.44 | 0 | 1 | 2493 ACAR | 78779 | 1108095 | 1186874 | 0 | 0 | 0 | 0 | 0 | 0 | 0 | 0 | 0 | 0 | 0 | 0 | 0 | 0 | 0 | 0 | 0 | 0 | 0 | 0 | 12
NO |  | 96 | 2011 | 0 | 26 | 26 |  | Portland | NJ State Line - Kittatinny | 230 | 230 | Steel Tower | 0 | 0.31 | 1 | 1590 ACSR | 0 | 106454 | 106454 | 0 | 0 | 0 | 0 | 0 | 0 | 0 | 0 | 0 | 0 | 0 | 0 | 0 | 0 | 0 | 0 | 0 | 0 | 0 | 0 | 12
NO |  | 96 | 2011 | 0 | 27 | 27 |  | PPL 230 KV Line | Northwood | 230 | 230 | Steel Tower | 0.77 | 0.41 | 1 | 1033.5 ACSR | 16983 | 364557 | 381540 | 0 | 0 | 0 | 0 | 0 | 0 | 0 | 0 | 0 | 0 | 0 | 0 | 0 | 0 | 0 | 0 | 0 | 0 | 0 | 0 | 12
NO |  | 96 | 2011 | 0 | 28 | 28 |  | South Lebanon | South Reading | 230 | 230 | Steel Tower | 28.78 | 5.68 | 1 | 1033.5 ACSR | 0 | 1499211 | 1499211 | 0 | 0 | 0 | 0 | 0 | 0 | 0 | 0 | 0 | 0 | 0 | 0 | 0 | 0 | 0 | 0 | 0 | 0 | 0 | 0 | 12
NO |  | 96 | 2011 | 0 | 29 | 29 |  | South Ridge | Hosensack | 230 | 230 | Steel Tower | 27.42 | 0 | 1 | 795 ACSR | 473601 | 1724673 | 2198274 | 0 | 0 | 0 | 0 | 0 | 0 | 0 | 0 | 0 | 0 | 0 | 0 | 0 | 0 | 0 | 0 | 0 | 0 | 0 | 0 | 12
NO |  | 96 | 2011 | 0 | 30 | 30 |  | Three Mile Island | Jackson | 230 | 230 | Wood H Frame | 18.05 | 0 | 1 | 1033.5 ACSR | 469153 | 2180559 | 2649712 | 0 | 0 | 0 | 0 | 0 | 0 | 0 | 0 | 0 | 0 | 0 | 0 | 0 | 0 | 0 | 0 | 0 | 0 | 0 | 0 | 12
NO |  | 96 | 2011 | 0 | 31 | 31 |  | Three Mile Island | Middletown Junction | 230 | 230 | Steel Tower | 2.97 | 0 | 1 | 1033.5 ACSR | 30494 | 1135384 | 1165878 | 0 | 0 | 0 | 0 | 0 | 0 | 0 | 0 | 0 | 0 | 0 | 0 | 0 | 0 | 0 | 0 | 0 | 0 | 0 | 0 | 12
NO |  | 96 | 2011 | 0 | 32 | 32 |  | Yorkana | Brunner Island | 230 | 230 | Wood H Frame | 12.59 | 0 | 1 | 1590 ACSR | 447845 | 726777 | 1174622 | 0 | 0 | 0 | 0 | 0 | 0 | 0 | 0 | 0 | 0 | 0 | 0 | 0 | 0 | 0 | 0 | 0 | 0 | 0 | 0 | 12
NO |  | 96 | 2011 | 0 | 33 | 33 |  | Total 230 KV Lines |  | 0 | 0 |  | 300.08 | 83.25 | 23 |  | 7863875 | 33102070 | 40965945 | 0 | 0 | 0 | 0 | 0 | 0 | 0 | 0 | 0 | 0 | 0 | 0 | 0 | 0 | 0 | 0 | 0 | 0 | 0 | 0 | 12
NO |  | 96 | 2011 | 0 | 35 | 35 |  | Germantown, PA | MD State Line | 138 | 138 | Wood H Frame | 2.73 | 0 | 1 | 556.5 ACSR | 21815 | 76058 | 97873 | 0 | 0 | 0 | 0 | 0 | 0 | 0 | 0 | 0 | 0 | 0 | 0 | 0 | 0 | 0 | 0 | 0 | 0 | 0 | 0 | 12
NO |  | 96 | 2011 | 1 | 1 | 1 |  | Total 138 KV Lines |  | 0 | 0 |  | 2.73 | 0 | 1 |  | 21815 | 76058 | 97873 | 0 | 0 | 0 | 0 | 0 | 0 | 0 | 0 | 0 | 0 | 0 | 0 | 0 | 0 | 0 | 0 | 0 | 0 | 0 | 0 | 12
SI/NO | A | 96 | 2011 | 1 | 3 | 3 |  | 115 KV Lines |  | 115 | 115 |  | 326.53 | 36.55 | 0 |  | 6475309 | 32090068 | 38565377 | 0 | 0 | 0 | 912213.7932 | 0 | 0 | 0 | 0 | 0 | 0 | 0 | 0 | 0 | 0 | 0 | 0 | 0 | 0 | 0 | 0 | 12
SI/NO | A | 96 | 2011 | 1 | 4 | 4 |  | 69 KV Lines |  | 69 | 69 |  | 389.85 | 44.21 | 0 |  | 9607844 | 35810869 | 45418713 | 0 | 0 | 0 | 1074320.5354 | 0 | 0 | 0 | 0 | 0 | 0 | 0 | 0 | 0 | 0 | 0 | 0 | 0 | 0 | 0 | 0 | 12
SI/NO | A | 96 | 2011 | 1 | 5 | 5 |  | 34.5 KV Lines |  | 34.5 | 34.5 |  | 29.19 | 6.22 | 0 |  | 1468107 | 3698686 | 5166793 | 0 | 0 | 0 | 122213.7629 | 0 | 0 | 0 | 0 | 0 | 0 | 0 | 0 | 0 | 0 | 0 | 0 | 0 | 0 | 0 | 0 | 12
NO |  | 96 | 2011 | 1 | 7 | 7 |  | Operation and Maintenance |  | 0 | 0 |  | 0 | 0 | 0 |  | 0 | 0 | 0 | 0 | 0 | 0 | 0 | 0 | 0 | 0 | 0 | 0 | 0 | 0 | 0 | 0 | 0 | 0 | 0 | 0 | 0 | 0 | 0 | 12
NO |  | 96 | 2011 | 1 | 8 | 8 |  | Expense |  | 0 | 0 |  | 0 | 0 | 0 |  | 0 | 0 | 0 | 0 | 0 | 0 | 0 | 0 | 0 | 0 | 0 | 0 | 0 | 0 | 0 | 0 | 0 | 0 | 0 | 610960109 | 610960110 | 0 | 0 | 12
NO |  | 96 | 2011 | 0 | 36 | 36 |  | TOTAL |  | 0 | 0 |  | 1251.44 | 170.23 | 31 |  | 36382935 | 140865045 | 177247980 | 0 | 0 | 0 | 0 | 0 | 0 | 0 | 0 | 0 | 0 | 0 | 0 | 0 | 0 | 0 | 0 | 0 | 0 | 0 | 0 | 12
NO |  | 126 | 2011 | 0 | 1 | 1 |  | Avon | Beaver No.1 | 0 | 0 |  | 0 | 0 | 0 |  | 1342816 | 211561 | 1554377 | 0 | 0 | 0 | 0 | 0 | 0 | 0 | 0 | 0 | 0 | 0 | 0 | 0 | 0 | 0 | 0 | 0 | 0 | 0 | 0 | 12
NO |  | 126 | 2011 | 0 | 2 | 2 |  | Avon | Beaver No.2 | 0 | 0 |  | 0 | 0 | 0 |  | 23699 | 0 | 23699 | 0 | 0 | 0 | 0 | 0 | 0 | 0 | 0 | 0 | 0 | 0 | 0 | 0 | 0 | 0 | 0 | 0 | 0 | 0 | 0 | 12
NO |  | 126 | 2011 | 0 | 3 | 3 |  | Beaver | Carlisle | 0 | 0 |  | 0 | 0 | 0 |  | 885647 | 0 | 885647 | 0 | 0 | 0 | 0 | 0 | 0 | 0 | 0 | 0 | 0 | 0 | 0 | 0 | 0 | 0 | 0 | 0 | 0 | 0 | 0 | 12
NO |  | 126 | 2011 | 0 | 4 | 4 |  | Beaver | Davis-Besse (TE) | 0 | 0 |  | 0 | 0 | 0 |  | 1362248 | 0 | 1362248 | 0 | 0 | 0 | 0 | 0 | 0 | 0 | 0 | 0 | 0 | 0 | 0 | 0 | 0 | 0 | 0 | 0 | 0 | 0 | 0 | 12
NO |  | 126 | 2011 | 0 | 5 | 5 |  | Beaver Valley | Hanna | 0 | 0 |  | 0 | 0 | 0 |  | 0 | 0 | 0 | 0 | 0 | 0 | 0 | 0 | 0 | 0 | 0 | 0 | 0 | 0 | 0 | 0 | 0 | 0 | 0 | 0 | 0 | 0 | 0 | 12
NO |  | 126 | 2011 | 0 | 6 | 6 |  | Beaver Valley | Sammis | 0 | 0 |  | 0 | 0 | 0 |  | 0 | 0 | 0 | 0 | 0 | 0 | 0 | 0 | 0 | 0 | 0 | 0 | 0 | 0 | 0 | 0 | 0 | 0 | 0 | 0 | 0 | 0 | 0 | 12
NO |  | 126 | 2011 | 0 | 7 | 7 |  | Carlisle | Star | 0 | 0 |  | 0 | 0 | 0 |  | 1544246 | 0 | 1544246 | 0 | 0 | 0 | 0 | 0 | 0 | 0 | 0 | 0 | 0 | 0 | 0 | 0 | 0 | 0 | 0 | 0 | 0 | 0 | 0 | 12
NO |  | 126 | 2011 | 0 | 8 | 8 |  | Chamberlin | Harding | 0 | 0 |  | 0 | 0 | 0 |  | 12444680 | 0 | 12444680 | 0 | 0 | 0 | 0 | 0 | 0 | 0 | 0 | 0 | 0 | 0 | 0 | 0 | 0 | 0 | 0 | 0 | 0 | 0 | 0 | 12
NO |  | 126 | 2011 | 0 | 9 | 9 |  | Chamberlin | Mansfield | 0 | 0 |  | 0 | 0 | 0 |  | 1520653 | 0 | 1520653 | 0 | 0 | 0 | 0 | 0 | 0 | 0 | 0 | 0 | 0 | 0 | 0 | 0 | 0 | 0 | 0 | 0 | 0 | 0 | 0 | 12
NO |  | 126 | 2011 | 0 | 10 | 10 |  | Hanna | Canton Central | 0 | 0 |  | 0 | 0 | 0 |  | 8 | 0 | 8 | 0 | 0 | 0 | 0 | 0 | 0 | 0 | 0 | 0 | 0 | 0 | 0 | 0 | 0 | 0 | 0 | 0 | 0 | 0 | 0 | 12
NO |  | 126 | 2011 | 0 | 11 | 11 |  | Hanna | Highland | 0 | 0 |  | 0 | 0 | 0 |  | 1022115 | 0 | 1022115 | 0 | 0 | 0 | 0 | 0 | 0 | 0 | 0 | 0 | 0 | 0 | 0 | 0 | 0 | 0 | 0 | 0 | 0 | 0 | 0 | 12
NO |  | 126 | 2011 | 0 | 12 | 12 |  | Highland | Mansfield | 0 | 0 |  | 0 | 0 | 0 |  | 3065109 | 0 | 3065109 | 0 | 0 | 0 | 0 | 0 | 0 | 0 | 0 | 0 | 0 | 0 | 0 | 0 | 0 | 0 | 0 | 0 | 0 | 0 | 0 | 12
NO |  | 126 | 2011 | 0 | 13 | 13 |  | Highland | Shenango (OH) | 0 | 0 |  | 0 | 0 | 0 |  | 3382690 | 0 | 3382690 | 0 | 0 | 0 | 0 | 0 | 0 | 0 | 0 | 0 | 0 | 0 | 0 | 0 | 0 | 0 | 0 | 0 | 0 | 0 | 0 | 12
NO |  | 126 | 2011 | 0 | 14 | 14 |  | Hyatt (OP) | Tangy | 0 | 0 |  | 0 | 0 | 0 |  | 649005 | 0 | 649005 | 0 | 0 | 0 | 0 | 0 | 0 | 0 | 0 | 0 | 0 | 0 | 0 | 0 | 0 | 0 | 0 | 0 | 0 | 0 | 0 | 12
NO |  | 126 | 2011 | 0 | 15 | 15 |  | Juniper | Hanna | 0 | 0 |  | 0 | 0 | 0 |  | 178076 | 0 | 178076 | 0 | 0 | 0 | 0 | 0 | 0 | 0 | 0 | 0 | 0 | 0 | 0 | 0 | 0 | 0 | 0 | 0 | 0 | 0 | 0 | 12
NO |  | 126 | 2011 | 0 | 16 | 16 |  | Juniper | Star | 0 | 0 |  | 0 | 0 | 0 |  | 393506 | 0 | 393506 | 0 | 0 | 0 | 0 | 0 | 0 | 0 | 0 | 0 | 0 | 0 | 0 | 0 | 0 | 0 | 0 | 0 | 0 | 0 | 0 | 12
NO |  | 126 | 2011 | 0 | 17 | 17 |  | South Canton (OP) | Star | 0 | 0 |  | 0 | 0 | 0 |  | 728362 | 0 | 728362 | 0 | 0 | 0 | 0 | 0 | 0 | 0 | 0 | 0 | 0 | 0 | 0 | 0 | 0 | 0 | 0 | 0 | 0 | 0 | 0 | 12
NO |  | 126 | 2011 | 0 | 18 | 18 |  | W.H. Sammis | Highland | 0 | 0 |  | 0 | 0 | 0 |  | 882992 | 0 | 882992 | 0 | 0 | 0 | 0 | 0 | 0 | 0 | 0 | 0 | 0 | 0 | 0 | 0 | 0 | 0 | 0 | 0 | 0 | 0 | 0 | 12
NO |  | 126 | 2011 | 0 | 19 | 19 |  | W.H. Sammis | South Canton (OP) | 0 | 0 |  | 0 | 0 | 0 |  | 677186 | 0 | 677186 | 0 | 0 | 0 | 0 | 0 | 0 | 0 | 0 | 0 | 0 | 0 | 0 | 0 | 0 | 0 | 0 | 0 | 0 | 0 | 0 | 12
NO |  | 126 | 2011 | 0 | 20 | 20 |  | W.H. Sammis | Star | 0 | 0 |  | 0 | 0 | 0 |  | 1619036 | 0 | 1619036 | 0 | 0 | 0 | 0 | 0 | 0 | 0 | 0 | 0 | 0 | 0 | 0 | 0 | 0 | 0 | 0 | 0 | 0 | 0 | 0 | 12
NO |  | 126 | 2011 | 0 | 21 | 21 |  | W.H. Sammis | Wylie Ridge | 0 | 0 |  | 0 | 0 | 0 |  | 65669 | 0 | 65669 | 0 | 0 | 0 | 0 | 0 | 0 | 0 | 0 | 0 | 0 | 0 | 0 | 0 | 0 | 0 | 0 | 0 | 0 | 0 | 0 | 12
NO |  | 126 | 2011 | 0 | 22 | 22 |  | 345 KV Spare Plant |  | 0 | 0 |  | 0 | 0 | 0 |  | 0 | 0 | 0 | 0 | 0 | 0 | 0 | 0 | 0 | 0 | 0 | 0 | 0 | 0 | 0 | 0 | 0 | 0 | 0 | 0 | 0 | 0 | 0 | 12
NO |  | 126 | 2011 | 0 | 23 | 23 |  | Total 345 KV Lines |  | 0 | 0 |  | 0 | 0 | 0 |  | 31787743 | 211561 | 31999304 | 0 | 0 | 0 | 0 | 0 | 0 | 0 | 0 | 0 | 0 | 0 | 0 | 0 | 611260078 | 0 | 0 | 0 | 0 | 0 | 0 | 12
NO |  | 126 | 2011 | 0 | 26 | 26 |  | Avery | Greenfield | 0 | 0 |  | 0 | 0 | 0 |  | 183752 | 0 | 183752 | 0 | 0 | 0 | 0 | 0 | 0 | 0 | 0 | 0 | 0 | 0 | 0 | 0 | 0 | 0 | 0 | 0 | 0 | 0 | 0 | 12
NO |  | 126 | 2011 | 0 | 27 | 27 |  | Avery | Shinrock | 0 | 0 |  | 0 | 0 | 0 |  | 0 | 0 | 0 | 0 | 0 | 0 | 0 | 0 | 0 | 0 | 0 | 0 | 0 | 0 | 0 | 0 | 0 | 0 | 0 | 0 | 0 | 0 | 0 | 12
NO |  | 126 | 2011 | 0 | 28 | 28 |  | Babb | Valley | 0 | 0 |  | 0 | 0 | 0 |  | 0 | 0 | 0 | 0 | 0 | 0 | 0 | 0 | 0 | 0 | 0 | 0 | 0 | 0 | 0 | 0 | 0 | 0 | 0 | 0 | 0 | 0 | 0 | 12
NO |  | 126 | 2011 | 0 | 29 | 29 |  | Babb | E. Akron | 0 | 0 |  | 0 | 0 | 0 |  | 673102 | 0 | 673102 | 0 | 0 | 0 | 0 | 0 | 0 | 0 | 0 | 0 | 0 | 0 | 0 | 0 | 0 | 0 | 0 | 0 | 0 | 0 | 0 | 12
NO |  | 126 | 2011 | 0 | 30 | 30 |  | Babb | W. Akron | 0 | 0 |  | 0 | 0 | 0 |  | 10130 | 0 | 10130 | 0 | 0 | 0 | 0 | 0 | 0 | 0 | 0 | 0 | 0 | 0 | 0 | 0 | 0 | 0 | 0 | 0 | 0 | 0 | 0 | 12
NO |  | 126 | 2011 | 0 | 31 | 31 |  | Barberton | Babcock-Wilcox | 0 | 0 |  | 0 | 0 | 0 |  | 9942 | 0 | 9942 | 0 | 0 | 0 | 0 | 0 | 0 | 0 | 0 | 0 | 0 | 0 | 0 | 0 | 0 | 0 | 0 | 0 | 0 | 0 | 0 | 12
NO |  | 126 | 2011 | 0 | 32 | 32 |  | Barberton | Cloverdale | 0 | 0 |  | 0 | 0 | 0 |  | 44869 | 124093 | 168962 | 0 | 0 | 0 | 0 | 0 | 0 | 0 | 0 | 0 | 0 | 0 | 0 | 0 | 0 | 0 | 0 | 0 | 0 | 0 | 0 | 12
NO |  | 126 | 2011 | 0 | 33 | 33 |  | Barberton | Star, North | 0 | 0 |  | 0 | 0 | 0 |  | 80860 | 0 | 80860 | 0 | 0 | 0 | 0 | 0 | 0 | 0 | 0 | 0 | 0 | 0 | 0 | 0 | 0 | 0 | 0 | 0 | 0 | 0 | 0 | 12
NO |  | 126 | 2011 | 0 | 34 | 34 |  | Barberton | Star, South | 0 | 0 |  | 0 | 0 | 0 |  | 0 | 0 | 0 | 0 | 0 | 0 | 0 | 0 | 0 | 0 | 0 | 0 | 0 | 0 | 0 | 0 | 0 | 0 | 0 | 0 | 0 | 0 | 0 | 12
NO |  | 126 | 2011 | 0 | 35 | 35 |  | Barberton | West Akron | 0 | 0 |  | 0 | 0 | 0 |  | 67412 | 234091 | 301503 | 0 | 0 | 0 | 0 | 0 | 0 | 0 | 0 | 0 | 0 | 0 | 0 | 0 | 0 | 0 | 0 | 0 | 0 | 0 | 0 | 12
NO |  | 126 | 2011 | 1 | 1 | 1 |  | Beatty Rd. (C & SOE) | London | 0 | 0 |  | 0 | 0 | 0 |  | 106609 | 0 | 106609 | 0 | 0 | 0 | 0 | 0 | 0 | 0 | 0 | 0 | 0 | 0 | 0 | 0 | 0 | 0 | 0 | 0 | 0 | 0 | 0 | 12
NO |  | 126 | 2011 | 1 | 2 | 2 |  | Beaver | Brookside | 0 | 0 |  | 0 | 0 | 0 |  | 137887 | 0 | 137887 | 0 | 0 | 0 | 0 | 0 | 0 | 0 | 0 | 0 | 0 | 0 | 0 | 0 | 0 | 0 | 0 | 0 | 0 | 0 | 0 | 12
NO |  | 126 | 2011 | 1 | 3 | 3 |  | Beaver | Johnson | 0 | 0 |  | 0 | 0 | 0 |  | 66421 | 0 | 66421 | 0 | 0 | 0 | 0 | 0 | 0 | 0 | 0 | 0 | 0 | 0 | 0 | 0 | 0 | 0 | 0 | 0 | 0 | 0 | 0 | 12
NO |  | 126 | 2011 | 1 | 4 | 4 |  | Beaver | NASA | 0 | 0 |  | 0 | 0 | 0 |  | 44273 | 0 | 44273 | 0 | 0 | 0 | 0 | 0 | 0 | 0 | 0 | 0 | 0 | 0 | 0 | 0 | 0 | 0 | 0 | 0 | 0 | 0 | 0 | 12
NO |  | 126 | 2011 | 1 | 5 | 5 |  | Beaver | New Departure | 0 | 0 |  | 0 | 0 | 0 |  | 293362 | 0 | 293362 | 0 | 0 | 0 | 0 | 0 | 0 | 0 | 0 | 0 | 0 | 0 | 0 | 0 | 0 | 0 | 0 | 0 | 0 | 0 | 0 | 12
NO |  | 126 | 2011 | 1 | 6 | 6 |  | Beaver | West Lorain | 138 | 138 | Wood H Frame | 0.17 | 0 | 1 | 954ACSR | 0 | 0 | 0 | 0 | 0 | 0 | 0 | 0 | 0 | 0 | 0 | 0 | 0 | 0 | 0 | 0 | 0 | 0 | 0 | 0 | 0 | 0 | 0 | 12
NO |  | 126 | 2011 | 1 | 7 | 7 |  | Beaver | West Lorain | 138 | 138 | Wd 3 Pole Stru | 0.14 | 0 | 1 | 954ACSR | 0 | 0 | 0 | 0 | 0 | 0 | 0 | 0 | 0 | 0 | 0 | 0 | 0 | 0 | 0 | 0 | 0 | 0 | 0 | 0 | 0 | 0 | 0 | 12
NO |  | 126 | 2011 | 1 | 8 | 8 |  | Blue Jacket | Kirby | 0 | 0 |  | 0 | 0 | 0 |  | 468347 | 0 | 468347 | 0 | 0 | 0 | 0 | 0 | 0 | 0 | 0 | 0 | 0 | 0 | 0 | 0 | 0 | 0 | 0 | 0 | 0 | 0 | 0 | 12
NO |  | 126 | 2011 | 1 | 9 | 9 |  | Bluebell | American Steel | 0 | 0 |  | 0 | 0 | 0 |  | 13956 | 0 | 13956 | 0 | 0 | 0 | 0 | 0 | 0 | 0 | 0 | 0 | 0 | 0 | 0 | 0 | 0 | 0 | 0 | 0 | 0 | 0 | 0 | 12
NO |  | 126 | 2011 | 1 | 10 | 10 |  | Bluebell | Canton Cent. (OP) | 0 | 0 |  | 0 | 0 | 0 |  | 135464 | 639925 | 775389 | 0 | 0 | 0 | 0 | 0 | 0 | 0 | 0 | 0 | 0 | 0 | 0 | 0 | 0 | 0 | 0 | 0 | 0 | 0 | 0 | 12
NO |  | 126 | 2011 | 1 | 11 | 11 |  | Bluebell | Highland | 0 | 0 |  | 0 | 0 | 0 |  | 15404 | 60130 | 75534 | 0 | 0 | 0 | 0 | 0 | 0 | 0 | 0 | 0 | 0 | 0 | 0 | 0 | 0 | 0 | 0 | 0 | 0 | 0 | 0 | 12
NO |  | 126 | 2011 | 1 | 12 | 12 |  | Bluebell | Knox | 0 | 0 |  | 0 | 0 | 0 |  | 39722 | 0 | 39722 | 0 | 0 | 0 | 0 | 0 | 0 | 0 | 0 | 0 | 0 | 0 | 0 | 0 | 0 | 0 | 0 | 0 | 0 | 0 | 0 | 12
NO |  | 126 | 2011 | 1 | 13 | 13 |  | Bluebell | Pidgeon | 0 | 0 |  | 0 | 0 | 0 |  | 139195 | 0 | 139195 | 0 | 0 | 0 | 0 | 0 | 0 | 0 | 0 | 0 | 0 | 0 | 0 | 0 | 0 | 0 | 0 | 0 | 0 | 0 | 0 | 12
NO |  | 126 | 2011 | 1 | 14 | 14 |  | Boardman | Nevada | 0 | 0 |  | 0 | 0 | 0 |  | 13207 | 0 | 13207 | 0 | 0 | 0 | 0 | 0 | 0 | 0 | 0 | 0 | 0 | 0 | 0 | 0 | 0 | 0 | 0 | 0 | 0 | 0 | 0 | 12
NO |  | 126 | 2011 | 1 | 15 | 15 |  | Boardman | Riverbend | 0 | 0 |  | 0 | 0 | 0 |  | 623495 | 169555 | 793050 | 0 | 0 | 0 | 0 | 0 | 0 | 0 | 0 | 0 | 0 | 0 | 0 | 0 | 0 | 0 | 0 | 0 | 0 | 0 | 0 | 12
NO |  | 126 | 2011 | 1 | 16 | 16 |  | Boardman | Shenango (OH) | 0 | 0 |  | 0 | 0 | 0 |  | 262903 | 0 | 262903 | 0 | 0 | 0 | 0 | 0 | 0 | 0 | 0 | 0 | 0 | 0 | 0 | 0 | 0 | 0 | 0 | 0 | 0 | 0 | 0 | 12
NO |  | 126 | 2011 | 1 | 17 | 17 |  | Brookside | Cloverdale | 0 | 0 |  | 0 | 0 | 0 |  | 269529 | 1309073 | 1578602 | 0 | 0 | 0 | 0 | 0 | 0 | 0 | 0 | 0 | 0 | 0 | 0 | 0 | 0 | 0 | 0 | 0 | 0 | 0 | 0 | 12
NO |  | 126 | 2011 | 1 | 18 | 18 |  | Brookside | Leaside | 0 | 0 |  | 0 | 0 | 0 |  | 150503 | 382269 | 532772 | 0 | 0 | 0 | 0 | 0 | 0 | 0 | 0 | 0 | 0 | 0 | 0 | 0 | 0 | 0 | 0 | 0 | 0 | 0 | 0 | 12
NO |  | 126 | 2011 | 1 | 19 | 19 |  | Brookside | Longview, West | 0 | 0 |  | 0 | 0 | 0 |  | 202908 | 258985 | 461893 | 0 | 0 | 0 | 0 | 0 | 0 | 0 | 0 | 0 | 0 | 0 | 0 | 0 | 0 | 0 | 0 | 0 | 0 | 0 | 0 | 12
NO |  | 126 | 2011 | 1 | 20 | 20 |  | Brookside | Wellington | 0 | 0 |  | 0 | 0 | 0 |  | 23460 | 0 | 23460 | 0 | 0 | 0 | 0 | 0 | 0 | 0 | 0 | 0 | 0 | 0 | 0 | 0 | 0 | 0 | 0 | 0 | 0 | 0 | 0 | 12
NO |  | 126 | 2011 | 1 | 21 | 21 |  | Burger | Brookside | 0 | 0 |  | 0 | 0 | 0 |  | 208968 | 0 | 208968 | 0 | 0 | 0 | 0 | 0 | 0 | 0 | 0 | 0 | 0 | 0 | 0 | 0 | 0 | 0 | 0 | 0 | 0 | 0 | 0 | 12
NO |  | 126 | 2011 | 1 | 22 | 22 |  | Burger | Cloverdale No.1 | 0 | 0 |  | 0 | 0 | 0 |  | 393546 | 0 | 393546 | 0 | 0 | 0 | 0 | 0 | 0 | 0 | 0 | 0 | 0 | 0 | 0 | 0 | 0 | 0 | 0 | 0 | 0 | 0 | 0 | 12
NO |  | 126 | 2011 | 1 | 23 | 23 |  | Burger | Cloverdale No.2 | 0 | 0 |  | 0 | 0 | 0 |  | 145502 | 0 | 145502 | 0 | 0 | 0 | 0 | 0 | 0 | 0 | 0 | 0 | 0 | 0 | 0 | 0 | 0 | 0 | 0 | 0 | 0 | 0 | 0 | 12
NO |  | 126 | 2011 | 1 | 24 | 24 |  | Burger | Knox | 0 | 0 |  | 0 | 0 | 0 |  | 72278 | 0 | 72278 | 0 | 0 | 0 | 0 | 0 | 0 | 0 | 0 | 0 | 0 | 0 | 0 | 0 | 0 | 0 | 0 | 0 | 0 | 0 | 0 | 12
NO |  | 126 | 2011 | 1 | 25 | 25 |  | Burger | Longview | 0 | 0 |  | 0 | 0 | 0 |  | 72047 | 0 | 72047 | 0 | 0 | 0 | 0 | 0 | 0 | 0 | 0 | 0 | 0 | 0 | 0 | 0 | 0 | 0 | 0 | 0 | 0 | 0 | 0 | 12
NO |  | 126 | 2011 | 1 | 26 | 26 |  | Canton Cent. (OP) | Cloverdale | 0 | 0 |  | 0 | 0 | 0 |  | 106362 | 213737 | 320099 | 0 | 0 | 0 | 0 | 0 | 0 | 0 | 0 | 0 | 0 | 0 | 0 | 0 | 0 | 0 | 0 | 0 | 0 | 0 | 0 | 12
NO |  | 126 | 2011 | 1 | 27 | 27 |  | Carlisle | Gates | 0 | 0 |  | 0 | 0 | 0 |  | 705258 | 0 | 705258 | 0 | 0 | 0 | 0 | 0 | 0 | 0 | 0 | 0 | 0 | 0 | 0 | 0 | 0 | 0 | 0 | 0 | 0 | 0 | 0 | 12
NO |  | 126 | 2011 | 1 | 28 | 28 |  | Carlisle | Johnson | 0 | 0 |  | 0 | 0 | 0 |  | 1972405 | 0 | 1972405 | 0 | 0 | 0 | 0 | 0 | 0 | 0 | 0 | 0 | 0 | 0 | 0 | 0 | 0 | 0 | 0 | 0 | 0 | 0 | 0 | 12
NO |  | 126 | 2011 | 1 | 29 | 29 |  | Carlisle | Lorain (CEI) East | 0 | 0 |  | 0 | 0 | 0 |  | 61294 | 152609 | 213903 | 0 | 0 | 0 | 0 | 0 | 0 | 0 | 0 | 0 | 0 | 0 | 0 | 0 | 0 | 0 | 0 | 0 | 0 | 0 | 0 | 12
NO |  | 126 | 2011 | 1 | 30 | 30 |  | Carlisle | Shinrock | 0 | 0 |  | 0 | 0 | 0 |  | 273183 | 569573 | 842756 | 0 | 0 | 0 | 0 | 0 | 0 | 0 | 0 | 0 | 0 | 0 | 0 | 0 | 0 | 0 | 0 | 0 | 0 | 0 | 0 | 12
NO |  | 126 | 2011 | 1 | 31 | 31 |  | Central | Niles | 0 | 0 |  | 0 | 0 | 0 |  | 86305 | 0 | 86305 | 0 | 0 | 0 | 0 | 0 | 0 | 0 | 0 | 0 | 0 | 0 | 0 | 0 | 0 | 0 | 0 | 0 | 0 | 0 | 0 | 12
NO |  | 126 | 2011 | 1 | 32 | 32 |  | Central | Packard | 0 | 0 |  | 0 | 0 | 0 |  | 399482 | 0 | 399482 | 0 | 0 | 0 | 0 | 0 | 0 | 0 | 0 | 0 | 0 | 0 | 0 | 0 | 0 | 0 | 0 | 0 | 0 | 0 | 0 | 12
NO |  | 126 | 2011 | 1 | 33 | 33 |  | Chamberlin | Darrow | 0 | 0 |  | 0 | 0 | 0 |  | 297046 | 0 | 297046 | 0 | 0 | 0 | 0 | 0 | 0 | 0 | 0 | 0 | 0 | 0 | 0 | 0 | 0 | 0 | 0 | 0 | 0 | 0 | 0 | 12
NO |  | 126 | 2011 | 1 | 34 | 34 |  | Chamberlin | Valley | 0 | 0 |  | 0 | 0 | 0 |  | 1078911 | 0 | 1078911 | 0 | 0 | 0 | 0 | 0 | 0 | 0 | 0 | 0 | 0 | 0 | 0 | 0 | 0 | 0 | 0 | 0 | 0 | 0 | 0 | 12
NO |  | 126 | 2011 | 1 | 35 | 35 |  | Clark | E. Springfield | 0 | 0 |  | 0 | 0 | 0 |  | 83552 | 307075 | 390627 | 0 | 0 | 0 | 0 | 0 | 0 | 0 | 0 | 0 | 0 | 0 | 0 | 0 | 0 | 0 | 0 | 0 | 0 | 0 | 0 | 12
NO |  | 126 | 2011 | 2 | 1 | 1 |  | Clark | Greene | 0 | 0 |  | 0 | 0 | 0 |  | 939593 | 913165 | 1852758 | 0 | 0 | 0 | 0 | 0 | 0 | 0 | 0 | 0 | 0 | 0 | 0 | 0 | 0 | 0 | 0 | 0 | 0 | 0 | 0 | 12
NO |  | 126 | 2011 | 2 | 2 | 2 |  | Clark | Urbana | 0 | 0 |  | 0 | 0 | 0 |  | 261623 | 0 | 261623 | 0 | 0 | 0 | 0 | 0 | 0 | 0 | 0 | 0 | 0 | 0 | 0 | 0 | 0 | 0 | 0 | 0 | 0 | 0 | 0 | 12
NO |  | 126 | 2011 | 2 | 3 | 3 |  | Cloverdale | Star | 0 | 0 |  | 0 | 0 | 0 |  | 261776 | 591406 | 853182 | 0 | 0 | 0 | 0 | 0 | 0 | 0 | 0 | 0 | 0 | 0 | 0 | 0 | 0 | 0 | 0 | 0 | 0 | 0 | 0 | 12
NO |  | 126 | 2011 | 2 | 4 | 4 |  | Cloverdale | Torrey | 0 | 0 |  | 0 | 0 | 0 |  | 10619 | 0 | 10619 | 0 | 0 | 0 | 0 | 0 | 0 | 0 | 0 | 0 | 0 | 0 | 0 | 0 | 0 | 0 | 0 | 0 | 0 | 0 | 0 | 12
NO |  | 126 | 2011 | 2 | 5 | 5 |  | Crissinger | Roberts | 0 | 0 |  | 0 | 0 | 0 |  | 295427 | 115262 | 410689 | 0 | 0 | 0 | 0 | 0 | 0 | 0 | 0 | 0 | 0 | 0 | 0 | 0 | 0 | 0 | 0 | 0 | 0 | 0 | 0 | 12
NO |  | 126 | 2011 | 2 | 6 | 6 |  | Crissinger | Tangy | 0 | 0 |  | 0 | 0 | 0 |  | 204252 | 474729 | 678981 | 0 | 0 | 0 | 0 | 0 | 0 | 0 | 0 | 0 | 0 | 0 | 0 | 0 | 0 | 0 | 0 | 0 | 0 | 0 | 0 | 12
NO |  | 126 | 2011 | 2 | 7 | 7 |  | Darrow | Hanna | 0 | 0 |  | 0 | 0 | 0 |  | 544795 | 0 | 544795 | 0 | 0 | 0 | 0 | 0 | 0 | 0 | 0 | 0 | 0 | 0 | 0 | 0 | 0 | 0 | 0 | 0 | 0 | 0 | 0 | 12
NO |  | 126 | 2011 | 2 | 8 | 8 |  | Delaware (C&SOE Co.) | Tangy | 0 | 0 |  | 0 | 0 | 0 |  | 12246 | 0 | 12246 | 0 | 0 | 0 | 0 | 0 | 0 | 0 | 0 | 0 | 0 | 0 | 0 | 0 | 0 | 0 | 0 | 0 | 0 | 0 | 0 | 12
NO |  | 126 | 2011 | 2 | 9 | 9 |  | East Akron | Hanna | 0 | 0 |  | 0 | 0 | 0 |  | 855378 | 0 | 855378 | 0 | 0 | 0 | 0 | 0 | 0 | 0 | 0 | 0 | 0 | 0 | 0 | 0 | 0 | 0 | 0 | 0 | 0 | 0 | 0 | 12
NO |  | 126 | 2011 | 2 | 10 | 10 |  | East Akron | West Ravenna | 0 | 0 |  | 0 | 0 | 0 |  | 94790 | 0 | 94790 | 0 | 0 | 0 | 0 | 0 | 0 | 0 | 0 | 0 | 0 | 0 | 0 | 0 | 0 | 0 | 0 | 0 | 0 | 0 | 0 | 12
NO |  | 126 | 2011 | 2 | 11 | 11 |  | E. Springfield | London | 0 | 0 |  | 0 | 0 | 0 |  | 455459 | 0 | 455459 | 0 | 0 | 0 | 0 | 0 | 0 | 0 | 0 | 0 | 0 | 0 | 0 | 0 | 0 | 0 | 0 | 0 | 0 | 0 | 0 | 12
NO |  | 126 | 2011 | 2 | 12 | 12 |  | E. Springfield | Tangy | 0 | 0 |  | 0 | 0 | 0 |  | 341046 | 418168 | 759214 | 0 | 0 | 0 | 0 | 0 | 0 | 0 | 0 | 0 | 0 | 0 | 0 | 0 | 0 | 0 | 0 | 0 | 0 | 0 | 0 | 12
NO |  | 126 | 2011 | 2 | 13 | 13 |  | Edgewater | Beaver | 0 | 0 |  | 0 | 0 | 0 |  | 264405 | 0 | 264405 | 0 | 0 | 0 | 0 | 0 | 0 | 0 | 0 | 0 | 0 | 0 | 0 | 0 | 0 | 0 | 0 | 0 | 0 | 0 | 0 | 12
NO |  | 126 | 2011 | 2 | 14 | 14 |  | Edgewater | USS Kobe Steel | 0 | 0 |  | 0 | 0 | 0 |  | 37588 | 0 | 37588 | 0 | 0 | 0 | 0 | 0 | 0 | 0 | 0 | 0 | 0 | 0 | 0 | 0 | 0 | 0 | 0 | 0 | 0 | 0 | 0 | 12
NO |  | 126 | 2011 | 2 | 15 | 15 |  | Evergreen | Highland No.1 | 0 | 0 |  | 0 | 0 | 0 |  | 3481 | 0 | 3481 | 0 | 0 | 0 | 0 | 0 | 0 | 0 | 0 | 0 | 0 | 0 | 0 | 0 | 0 | 0 | 0 | 0 | 0 | 0 | 0 | 12
NO |  | 126 | 2011 | 2 | 16 | 16 |  | Evergreen | Highland No.2 | 0 | 0 |  | 0 | 0 | 0 |  | 31131 | 0 | 31131 | 0 | 0 | 0 | 0 | 0 | 0 | 0 | 0 | 0 | 0 | 0 | 0 | 0 | 0 | 0 | 0 | 0 | 0 | 0 | 0 | 12
NO |  | 126 | 2011 | 2 | 17 | 17 |  | Evergreen | Highland No.3 | 0 | 0 |  | 0 | 0 | 0 |  | 170521 | 0 | 170521 | 0 | 0 | 0 | 0 | 0 | 0 | 0 | 0 | 0 | 0 | 0 | 0 | 0 | 0 | 0 | 0 | 0 | 0 | 0 | 0 | 12
NO |  | 126 | 2011 | 2 | 18 | 18 |  | Evergreen | Ivanhoe | 0 | 0 |  | 0 | 0 | 0 |  | 266763 | 120989 | 387752 | 0 | 0 | 0 | 0 | 0 | 0 | 0 | 0 | 0 | 0 | 0 | 0 | 0 | 0 | 0 | 0 | 0 | 0 | 0 | 0 | 12
NO |  | 126 | 2011 | 2 | 19 | 19 |  | Firestone | South Akron | 0 | 0 |  | 0 | 0 | 0 |  | 79645 | 61074 | 140719 | 0 | 0 | 0 | 0 | 0 | 0 | 0 | 0 | 0 | 0 | 0 | 0 | 0 | 0 | 0 | 0 | 0 | 0 | 0 | 0 | 12
NO |  | 126 | 2011 | 2 | 20 | 20 |  | Firestone | Urban | 0 | 0 |  | 0 | 0 | 0 |  | 5702 | 196507 | 202209 | 0 | 0 | 0 | 0 | 0 | 0 | 0 | 0 | 0 | 0 | 0 | 0 | 0 | 0 | 0 | 0 | 0 | 0 | 0 | 0 | 12
NO |  | 126 | 2011 | 2 | 21 | 21 |  | Galion | Cardington | 0 | 0 |  | 0 | 0 | 0 |  | 1095338 | 0 | 1095338 | 0 | 0 | 0 | 0 | 0 | 0 | 0 | 0 | 0 | 0 | 0 | 0 | 0 | 0 | 0 | 0 | 0 | 0 | 0 | 0 | 12
NO |  | 126 | 2011 | 2 | 22 | 22 |  | Galion | General Motors | 0 | 0 |  | 0 | 0 | 0 |  | 15260 | 63852 | 79112 | 0 | 0 | 0 | 0 | 0 | 0 | 0 | 0 | 0 | 0 | 0 | 0 | 0 | 0 | 0 | 0 | 0 | 0 | 0 | 0 | 12
NO |  | 126 | 2011 | 2 | 23 | 23 |  | Galion | Roberts, North | 0 | 0 |  | 0 | 0 | 0 |  | 72905 | 987956 | 1060861 | 0 | 0 | 0 | 0 | 0 | 0 | 0 | 0 | 0 | 0 | 0 | 0 | 0 | 0 | 0 | 0 | 0 | 0 | 0 | 0 | 12
NO |  | 126 | 2011 | 2 | 24 | 24 |  | Galion | Roberts, South | 0 | 0 |  | 0 | 0 | 0 |  | 0 | 104782 | 104782 | 0 | 0 | 0 | 0 | 0 | 0 | 0 | 0 | 0 | 0 | 0 | 0 | 0 | 0 | 0 | 0 | 0 | 0 | 0 | 0 | 12
NO |  | 126 | 2011 | 2 | 25 | 25 |  | Gates | Johnson | 0 | 0 |  | 0 | 0 | 0 |  | 164739 | 0 | 164739 | 0 | 0 | 0 | 0 | 0 | 0 | 0 | 0 | 0 | 0 | 0 | 0 | 0 | 0 | 0 | 0 | 0 | 0 | 0 | 0 | 12
NO |  | 126 | 2011 | 2 | 26 | 26 |  | General Motors | Highland | 0 | 0 |  | 0 | 0 | 0 |  | 20387 | 0 | 20387 | 0 | 0 | 0 | 0 | 0 | 0 | 0 | 0 | 0 | 0 | 0 | 0 | 0 | 0 | 0 | 0 | 0 | 0 | 0 | 0 | 12
NO |  | 126 | 2011 | 2 | 27 | 27 |  | General Motors | Longview | 0 | 0 |  | 0 | 0 | 0 |  | 152019 | 146401 | 298420 | 0 | 0 | 0 | 0 | 0 | 0 | 0 | 0 | 0 | 0 | 0 | 0 | 0 | 0 | 0 | 0 | 0 | 0 | 0 | 0 | 12
NO |  | 126 | 2011 | 2 | 28 | 28 |  | General Motors | Newton Falls | 0 | 0 |  | 0 | 0 | 0 |  | 48345 | 0 | 48345 | 0 | 0 | 0 | 0 | 0 | 0 | 0 | 0 | 0 | 0 | 0 | 0 | 0 | 0 | 0 | 0 | 0 | 0 | 0 | 0 | 12
NO |  | 126 | 2011 | 2 | 29 | 29 |  | Gilchrist | South Akron | 0 | 0 |  | 0 | 0 | 0 |  | 97053 | 0 | 97053 | 0 | 0 | 0 | 0 | 0 | 0 | 0 | 0 | 0 | 0 | 0 | 0 | 0 | 0 | 0 | 0 | 0 | 0 | 0 | 0 | 12
NO |  | 126 | 2011 | 2 | 30 | 30 |  | Greenfield | Ford | 0 | 0 |  | 0 | 0 | 0 |  | 7798 | 0 | 7798 | 0 | 0 | 0 | 0 | 0 | 0 | 0 | 0 | 0 | 0 | 0 | 0 | 0 | 0 | 0 | 0 | 0 | 0 | 0 | 0 | 12
NO |  | 126 | 2011 | 2 | 31 | 31 |  | Greenfield | Lakeview | 0 | 0 |  | 0 | 0 | 0 |  | 122717 | 0 | 122717 | 0 | 0 | 0 | 0 | 0 | 0 | 0 | 0 | 0 | 0 | 0 | 0 | 0 | 0 | 0 | 0 | 0 | 0 | 0 | 0 | 12
NO |  | 126 | 2011 | 2 | 32 | 32 |  | Greenfield | NASA | 0 | 0 |  | 0 | 0 | 0 |  | 28004 | 0 | 28004 | 0 | 0 | 0 | 0 | 0 | 0 | 0 | 0 | 0 | 0 | 0 | 0 | 0 | 0 | 0 | 0 | 0 | 0 | 0 | 0 | 12
NO |  | 126 | 2011 | 2 | 33 | 33 |  | Hanna | Newton Falls | 0 | 0 |  | 0 | 0 | 0 |  | 209299 | 0 | 209299 | 0 | 0 | 0 | 0 | 0 | 0 | 0 | 0 | 0 | 0 | 0 | 0 | 0 | 0 | 0 | 0 | 0 | 0 | 0 | 0 | 12
NO |  | 126 | 2011 | 2 | 34 | 34 |  | Hanna | Shalersville | 0 | 0 |  | 0 | 0 | 0 |  | 770 | 19237 | 20007 | 0 | 0 | 0 | 0 | 0 | 0 | 0 | 0 | 0 | 0 | 0 | 0 | 0 | 0 | 0 | 0 | 0 | 0 | 0 | 0 | 12
NO |  | 126 | 2011 | 2 | 35 | 35 |  | Hanna | West Ravenna No.1 | 0 | 0 |  | 0 | 0 | 0 |  | 234136 | 0 | 234136 | 0 | 0 | 0 | 0 | 0 | 0 | 0 | 0 | 0 | 0 | 0 | 0 | 0 | 0 | 0 | 0 | 0 | 0 | 0 | 0 | 12
NO |  | 126 | 2011 | 3 | 1 | 1 |  | Highland | Mahoningside | 0 | 0 |  | 0 | 0 | 0 |  | 132277 | 0 | 132277 | 0 | 0 | 0 | 0 | 0 | 0 | 0 | 0 | 0 | 0 | 0 | 0 | 0 | 0 | 0 | 0 | 0 | 0 | 0 | 0 | 12
NO |  | 126 | 2011 | 3 | 2 | 2 |  | Highland | Salt Springs | 0 | 0 |  | 0 | 0 | 0 |  | 58525 | 256365 | 314890 | 0 | 0 | 0 | 0 | 0 | 0 | 0 | 0 | 0 | 0 | 0 | 0 | 0 | 0 | 0 | 0 | 0 | 0 | 0 | 0 | 12
NO |  | 126 | 2011 | 3 | 3 | 3 |  | Hunt | Hunt | 0 | 0 |  | 0 | 0 | 0 |  | 26950 | 0 | 26950 | 0 | 0 | 0 | 0 | 0 | 0 | 0 | 0 | 0 | 0 | 0 | 0 | 0 | 0 | 0 | 0 | 0 | 0 | 0 | 0 | 12
NO |  | 126 | 2011 | 3 | 4 | 4 |  | Ivanhoe | Mahoningside | 0 | 0 |  | 0 | 0 | 0 |  | 101267 | 0 | 101267 | 0 | 0 | 0 | 0 | 0 | 0 | 0 | 0 | 0 | 0 | 0 | 0 | 0 | 0 | 0 | 0 | 0 | 0 | 0 | 0 | 12
NO |  | 126 | 2011 | 3 | 5 | 5 |  | Ivanhoe | Packard | 0 | 0 |  | 0 | 0 | 0 |  | 86124 | 0 | 86124 | 0 | 0 | 0 | 0 | 0 | 0 | 0 | 0 | 0 | 0 | 0 | 0 | 0 | 0 | 0 | 0 | 0 | 0 | 0 | 0 | 12
NO |  | 126 | 2011 | 3 | 6 | 6 |  | Johnson | Lorain | 0 | 0 |  | 0 | 0 | 0 |  | 120188 | 0 | 120188 | 0 | 0 | 0 | 0 | 0 | 0 | 0 | 0 | 0 | 0 | 0 | 0 | 0 | 0 | 0 | 0 | 0 | 0 | 0 | 0 | 12
NO |  | 126 | 2011 | 3 | 7 | 7 |  | Johnson | USS Kobe Steel | 0 | 0 |  | 0 | 0 | 0 |  | 47713 | 0 | 47713 | 0 | 0 | 0 | 0 | 0 | 0 | 0 | 0 | 0 | 0 | 0 | 0 | 0 | 0 | 0 | 0 | 0 | 0 | 0 | 0 | 12
NO |  | 126 | 2011 | 3 | 8 | 8 |  | Kirby | Roberts | 0 | 0 |  | 0 | 0 | 0 |  | 528646 | 0 | 528646 | 0 | 0 | 0 | 0 | 0 | 0 | 0 | 0 | 0 | 0 | 0 | 0 | 0 | 0 | 0 | 0 | 0 | 0 | 0 | 0 | 12
NO |  | 126 | 2011 | 3 | 9 | 9 |  | Kirby | Tangy | 0 | 0 |  | 0 | 0 | 0 |  | 2034286 | 0 | 2034286 | 0 | 0 | 0 | 0 | 0 | 0 | 0 | 0 | 0 | 0 | 0 | 0 | 0 | 0 | 0 | 0 | 0 | 0 | 0 | 0 | 12
NO |  | 126 | 2011 | 3 | 10 | 10 |  | Lakeview | Ottawa | 0 | 0 |  | 0 | 0 | 0 |  | 57125 | 0 | 57125 | 0 | 0 | 0 | 0 | 0 | 0 | 0 | 0 | 0 | 0 | 0 | 0 | 0 | 0 | 0 | 0 | 0 | 0 | 0 | 0 | 12
NO |  | 126 | 2011 | 3 | 11 | 11 |  | Lincoln Park | Lowellville | 0 | 0 |  | 0 | 0 | 0 |  | 53234 | 0 | 53234 | 0 | 0 | 0 | 0 | 0 | 0 | 0 | 0 | 0 | 0 | 0 | 0 | 0 | 0 | 0 | 0 | 0 | 0 | 0 | 0 | 12
NO |  | 126 | 2011 | 3 | 12 | 12 |  | Lincoln Park | Masury | 0 | 0 |  | 0 | 0 | 0 |  | 118829 | 0 | 118829 | 0 | 0 | 0 | 0 | 0 | 0 | 0 | 0 | 0 | 0 | 0 | 0 | 0 | 0 | 0 | 0 | 0 | 0 | 0 | 0 | 12
NO |  | 126 | 2011 | 3 | 13 | 13 |  | Longview | Empire Steel | 0 | 0 |  | 0 | 0 | 0 |  | 41694 | 46392 | 88086 | 0 | 0 | 0 | 0 | 0 | 0 | 0 | 0 | 0 | 0 | 0 | 0 | 0 | 0 | 0 | 0 | 0 | 0 | 0 | 0 | 12
NO |  | 126 | 2011 | 3 | 14 | 14 |  | Masury | Crossland (OH) | 0 | 0 |  | 0 | 0 | 0 |  | 100064 | 0 | 100064 | 0 | 0 | 0 | 0 | 0 | 0 | 0 | 0 | 0 | 0 | 0 | 0 | 0 | 0 | 0 | 0 | 0 | 0 | 0 | 0 | 12
NO |  | 126 | 2011 | 3 | 15 | 15 |  | Masury | Maysville (OH) | 0 | 0 |  | 0 | 0 | 0 |  | 422864 | 0 | 422864 | 0 | 0 | 0 | 0 | 0 | 0 | 0 | 0 | 0 | 0 | 0 | 0 | 0 | 0 | 0 | 0 | 0 | 0 | 0 | 0 | 12
NO |  | 126 | 2011 | 3 | 16 | 16 |  | Masury | Salt Springs | 0 | 0 |  | 0 | 0 | 0 |  | 101122 | 0 | 101122 | 0 | 0 | 0 | 0 | 0 | 0 | 0 | 0 | 0 | 0 | 0 | 0 | 0 | 0 | 0 | 0 | 0 | 0 | 0 | 0 | 12
NO |  | 126 | 2011 | 3 | 17 | 17 |  | Masury | Shenango | 0 | 0 |  | 0 | 0 | 0 |  | 55627 | 0 | 55627 | 0 | 0 | 0 | 0 | 0 | 0 | 0 | 0 | 0 | 0 | 0 | 0 | 0 | 0 | 0 | 0 | 0 | 0 | 0 | 0 | 12
NO |  | 126 | 2011 | 3 | 18 | 18 |  | Niles | Bluebell | 0 | 0 |  | 0 | 0 | 0 |  | 96530 | 800830 | 897360 | 0 | 0 | 0 | 0 | 0 | 0 | 0 | 0 | 0 | 0 | 0 | 0 | 0 | 0 | 0 | 0 | 0 | 0 | 0 | 0 | 12
NO |  | 126 | 2011 | 3 | 19 | 19 |  | Niles | Evergreen | 0 | 0 |  | 0 | 0 | 0 |  | 67700 | 0 | 67700 | 0 | 0 | 0 | 0 | 0 | 0 | 0 | 0 | 0 | 0 | 0 | 0 | 0 | 0 | 0 | 0 | 0 | 0 | 0 | 0 | 12
NO |  | 126 | 2011 | 3 | 20 | 20 |  | Niles | Salt Springs | 0 | 0 |  | 0 | 0 | 0 |  | 74825 | 0 | 74825 | 0 | 0 | 0 | 0 | 0 | 0 | 0 | 0 | 0 | 0 | 0 | 0 | 0 | 0 | 0 | 0 | 0 | 0 | 0 | 0 | 12
NO |  | 126 | 2011 | 3 | 21 | 21 |  | Pleasant Valley | W. Akron, West | 0 | 0 |  | 0 | 0 | 0 |  | 27661 | 0 | 27661 | 0 | 0 | 0 | 0 | 0 | 0 | 0 | 0 | 0 | 0 | 0 | 0 | 0 | 0 | 0 | 0 | 0 | 0 | 0 | 0 | 12
NO |  | 126 | 2011 | 3 | 22 | 22 |  | Riverbend | Salt Springs | 0 | 0 |  | 0 | 0 | 0 |  | 149123 | 74022 | 223145 | 0 | 0 | 0 | 0 | 0 | 0 | 0 | 0 | 0 | 0 | 0 | 0 | 0 | 0 | 0 | 0 | 0 | 0 | 0 | 0 | 12
NO |  | 126 | 2011 | 3 | 23 | 23 |  | Sammis | Boardman | 0 | 0 |  | 0 | 0 | 0 |  | 236025 | 0 | 236025 | 0 | 0 | 0 | 0 | 0 | 0 | 0 | 0 | 0 | 0 | 0 | 0 | 0 | 0 | 0 | 0 | 0 | 0 | 0 | 0 | 12
NO |  | 126 | 2011 | 3 | 24 | 24 |  | Sammis | East Akron | 0 | 0 |  | 0 | 0 | 0 |  | 631973 | 0 | 631973 | 0 | 0 | 0 | 0 | 0 | 0 | 0 | 0 | 0 | 0 | 0 | 0 | 0 | 0 | 0 | 0 | 0 | 0 | 0 | 0 | 12
NO |  | 126 | 2011 | 3 | 25 | 25 |  | Sammis | Lowellville | 0 | 0 |  | 0 | 0 | 0 |  | 160804 | 0 | 160804 | 0 | 0 | 0 | 0 | 0 | 0 | 0 | 0 | 0 | 0 | 0 | 0 | 0 | 0 | 0 | 0 | 0 | 0 | 0 | 0 | 12
NO |  | 126 | 2011 | 3 | 26 | 26 |  | Sammis | Pidgeon | 0 | 0 |  | 0 | 0 | 0 |  | 14829 | 0 | 14829 | 0 | 0 | 0 | 0 | 0 | 0 | 0 | 0 | 0 | 0 | 0 | 0 | 0 | 0 | 0 | 0 | 0 | 0 | 0 | 0 | 12
NO |  | 126 | 2011 | 3 | 27 | 27 |  | South Akron | Dale | 0 | 0 |  | 0 | 0 | 0 |  | 224984 | 0 | 224984 | 0 | 0 | 0 | 0 | 0 | 0 | 0 | 0 | 0 | 0 | 0 | 0 | 0 | 0 | 0 | 0 | 0 | 0 | 0 | 0 | 12
NO |  | 126 | 2011 | 3 | 28 | 28 |  | Star | Urban | 0 | 0 |  | 0 | 0 | 0 |  | 267198 | 416956 | 684154 | 0 | 0 | 0 | 0 | 0 | 0 | 0 | 0 | 0 | 0 | 0 | 0 | 0 | 0 | 0 | 0 | 0 | 0 | 0 | 0 | 12
NO |  | 126 | 2011 | 3 | 29 | 29 |  | Star | West Akron | 0 | 0 |  | 0 | 0 | 0 |  | 213288 | 109970 | 323258 | 0 | 0 | 0 | 0 | 0 | 0 | 0 | 0 | 0 | 0 | 0 | 0 | 0 | 0 | 0 | 0 | 0 | 0 | 0 | 0 | 12
NO |  | 126 | 2011 | 3 | 30 | 30 |  | Star | West Medina | 0 | 0 |  | 0 | 0 | 0 |  | 49238 | 0 | 49238 | 0 | 0 | 0 | 0 | 0 | 0 | 0 | 0 | 0 | 0 | 0 | 0 | 0 | 0 | 0 | 0 | 0 | 0 | 0 | 0 | 12
NO |  | 126 | 2011 | 3 | 31 | 31 |  | West Akron | Aetna | 0 | 0 |  | 0 | 0 | 0 |  | 648841 | 317079 | 965920 | 0 | 0 | 0 | 0 | 0 | 0 | 0 | 0 | 0 | 0 | 0 | 0 | 0 | 0 | 0 | 0 | 0 | 0 | 0 | 0 | 12
NO |  | 126 | 2011 | 3 | 32 | 32 |  | West Akron | West Medina No.1 | 0 | 0 |  | 0 | 0 | 0 |  | 4271123 | 0 | 4271123 | 0 | 0 | 0 | 0 | 0 | 0 | 0 | 0 | 0 | 0 | 0 | 0 | 0 | 0 | 0 | 0 | 0 | 0 | 0 | 0 | 12
NO |  | 126 | 2011 | 3 | 33 | 33 |  | TOTAL 138 KV Lines |  | 0 | 0 |  | 0.31 | 0 | 2 |  | 28658538 | 10656257 | 39314795 | 0 | 0 | 0 | 0 | 0 | 0 | 0 | 0 | 0 | 0 | 0 | 0 | 0 | 611260079 | 611260080 | 0 | 0 | 0 | 0 | 0 | 12
SI/SI | A | 126 | 2011 | 4 | 1 | 1 |  | 69 KV Trans. Lines |  | 0 | 0 |  | 0 | 0 | 0 |  | 21586375 | 944590 | 22530965 | 0 | 0 | 0 | 153820.4046 | 0 | 0 | 0 | 0 | 0 | 0 | 0 | 0 | 0 | 611260081 | 0 | 0 | 0 | 0 | 0 | 0 | 12
SI/SI | A | 126 | 2011 | 4 | 2 | 2 |  | 34.5 KV Trans. Lines |  | 0 | 0 | Various | 171.76 | 9.51 | 0 |  | 1999578 | 20319229 | 22318807 | 0 | 0 | 0 | 152371.9878 | 0 | 0 | 0 | 0 | 0 | 0 | 0 | 0 | 0 | 0 | 0 | 0 | 0 | 0 | 0 | 0 | 12
SI/SI | A | 126 | 2011 | 4 | 3 | 3 |  | 23 KV Trans. Lines |  | 0 | 0 | Various | 378.16 | 146.99 | 0 |  | 2705242 | 41591451 | 44296693 | 0 | 0 | 0 | 302416.4851 | 0 | 0 | 0 | 0 | 0 | 0 | 0 | 0 | 0 | 0 | 0 | 0 | 0 | 0 | 0 | 0 | 12
NO |  | 126 | 2011 | 4 | 6 | 6 |  | Operation and Maintenance |  | 0 | 0 |  | 0 | 0 | 0 |  | 0 | 0 | 0 | 657893 | 437582 | 0 | 1095475 | 0 | 0 | 0 | 0 | 0 | 0 | 0 | 0 | 0 | 0 | 0 | 0 | 611260082 | 611260083 | 0 | 0 | 12
NO |  | 126 | 2011 | 4 | 7 | 7 |  | Expense |  | 0 | 0 |  | 0 | 0 | 0 |  | 0 | 0 | 0 | 0 | 0 | 0 | 0 | 0 | 0 | 0 | 0 | 0 | 0 | 0 | 0 | 0 | 0 | 0 | 0 | 0 | 0 | 0 | 0 | 12
NO |  | 126 | 2011 | 0 | 36 | 36 |  | TOTAL |  | 0 | 0 |  | 550.23 | 156.5 | 2 |  | 86737476 | 73723088 | 160460564 | 657893 | 437582 | 0 | 1095475 | 0 | 0 | 0 | 0 | 0 | 0 | 0 | 0 | 0 | 0 | 0 | 0 | 0 | 0 | 0 | 0 | 12
NO |  | 136 | 2011 | 0 | 1 | 1 |  | Conemaugh | Juniata | 500 | 500 | Steel Tower | 106.27 | 0 | 1 | 2493 MCM ACAR | 1488798 | 13469926 | 14958724 | 0 | 0 | 0 | 0 | 0 | 0 | 0 | 0 | 0 | 0 | 0 | 0 | 0 | 0 | 0 | 0 | 0 | 0 | 0 | 0 | 12
NO |  | 136 | 2011 | 0 | 2 | 2 |  | Keystone | Conemaugh | 500 | 500 | Steel Tower | 25.87 | 0 | 1 | 2493 MCM ACAR | 417920 | 4211459 | 4629379 | 0 | 0 | 0 | 0 | 0 | 0 | 0 | 0 | 0 | 0 | 0 | 0 | 0 | 0 | 0 | 0 | 0 | 0 | 0 | 0 | 12
NO |  | 136 | 2011 | 0 | 3 | 3 |  | Keystone | Juniata | 500 | 500 | Steel Tower | 102.51 | 0 | 1 | 2493 MCM ACAR | 1427304 | 12403429 | 13830733 | 0 | 0 | 0 | 0 | 0 | 0 | 0 | 0 | 0 | 0 | 0 | 0 | 0 | 0 | 0 | 0 | 0 | 0 | 0 | 0 | 12
NO |  | 136 | 2011 | 0 | 4 | 4 |  | Keystone Corridor |  | 0 | 0 |  | 0 | 0 | 0 |  | 209295 | 0 | 209295 | 0 | 0 | 0 | 0 | 0 | 0 | 0 | 0 | 0 | 0 | 0 | 0 | 0 | 0 | 0 | 0 | 0 | 0 | 0 | 0 | 12
NO |  | 136 | 2011 | 0 | 5 | 5 |  | Total 500 KV Lines |  | 0 | 0 |  | 234.65 | 0 | 3 |  | 3543317 | 30084814 | 33628131 | 0 | 0 | 0 | 0 | 0 | 0 | 0 | 0 | 0 | 0 | 0 | 0 | 0 | 0 | 0 | 0 | 0 | 0 | 0 | 0 | 12
NO |  | 136 | 2011 | 0 | 7 | 7 |  | Erie South | Erie West | 345 | 345 | Steel Tower | 21.12 | 0 | 1 | 1033.5 MCM ACSR | 441227 | 2757381 | 3198608 | 0 | 0 | 0 | 0 | 0 | 0 | 0 | 0 | 0 | 0 | 0 | 0 | 0 | 0 | 0 | 0 | 0 | 0 | 0 | 0 | 12
NO |  | 136 | 2011 | 0 | 8 | 8 |  | Erie West | Ohio State | 345 | 345 | Steel Tower | 2.15 | 0 | 1 | 1033.5 MCM ACSR | 3053 | 685431 | 688484 | 0 | 0 | 0 | 0 | 0 | 0 | 0 | 0 | 0 | 0 | 0 | 0 | 0 | 0 | 0 | 0 | 0 | 0 | 0 | 0 | 12
NO |  | 136 | 2011 | 0 | 9 | 9 |  | Erie West | Ohio State | 345 | 345 | Steel H Frame | 5.02 | 0 | 1 | 1033.5 MCM ACSR | 0 | 0 | 0 | 0 | 0 | 0 | 0 | 0 | 0 | 0 | 0 | 0 | 0 | 0 | 0 | 0 | 0 | 0 | 0 | 0 | 0 | 0 | 0 | 12
NO |  | 136 | 2011 | 0 | 10 | 10 |  | Homer City | Wayne | 345 | 345 | Wood C Frame | 84.8 | 0 | 1 | 2493 MCM ACAR | 1465495 | 21335660 | 22801155 | 0 | 0 | 0 | 0 | 0 | 0 | 0 | 0 | 0 | 0 | 0 | 0 | 0 | 0 | 0 | 0 | 0 | 0 | 0 | 0 | 12
NO |  | 136 | 2011 | 0 | 11 | 11 |  | Total 345 KV Lines |  | 0 | 0 |  | 113.09 | 0 | 4 |  | 1909775 | 24778472 | 26688247 | 0 | 0 | 0 | 0 | 0 | 0 | 0 | 0 | 0 | 0 | 0 | 0 | 0 | 0 | 0 | 0 | 0 | 0 | 0 | 0 | 12
NO |  | 136 | 2011 | 0 | 13 | 13 |  | Altoona | Raystown | 230 | 230 | Steel Tower | 16.97 | 0 | 1 | 1033.5 MCM ACSR | 319203 | 1022087 | 1341290 | 0 | 0 | 0 | 0 | 0 | 0 | 0 | 0 | 0 | 0 | 0 | 0 | 0 | 0 | 0 | 0 | 0 | 0 | 0 | 0 | 12
NO |  | 136 | 2011 | 0 | 14 | 14 |  | East Towanda | N. Meshoppen | 230 | 230 | Wood H Frame | 48.58 | 0 | 1 | 1033.5 MCM ACSR | 276877 | 1500921 | 1777798 | 0 | 0 | 0 | 0 | 0 | 0 | 0 | 0 | 0 | 0 | 0 | 0 | 0 | 0 | 0 | 0 | 0 | 0 | 0 | 0 | 12
NO |  | 136 | 2011 | 0 | 15 | 15 |  | East Towanda | Hillside | 230 | 230 | Wood H Frame | 21.52 | 0 | 1 | 1033.5 MCM ACSR | 160473 | 1067993 | 1228466 | 0 | 0 | 0 | 0 | 0 | 0 | 0 | 0 | 0 | 0 | 0 | 0 | 0 | 0 | 0 | 0 | 0 | 0 | 0 | 0 | 12
NO |  | 136 | 2011 | 0 | 16 | 16 |  | Erie East | Dunkirk | 230 | 230 | Wood H Frame | 4.48 | 0 | 1 | 1033.5 MCM ACSR | 34804 | 129600 | 164404 | 0 | 0 | 0 | 0 | 0 | 0 | 0 | 0 | 0 | 0 | 0 | 0 | 0 | 0 | 0 | 0 | 0 | 0 | 0 | 0 | 12
NO |  | 136 | 2011 | 0 | 17 | 17 |  | Erie South | Erie East | 230 | 230 | Wood H Frame | 13.66 | 0 | 1 | 1033.5 MCM ACSR | 155108 | 453044 | 608152 | 0 | 0 | 0 | 0 | 0 | 0 | 0 | 0 | 0 | 0 | 0 | 0 | 0 | 0 | 0 | 0 | 0 | 0 | 0 | 0 | 12
NO |  | 136 | 2011 | 0 | 18 | 18 |  | Forest | Elko | 230 | 230 | Wood H Frame | 11.77 | 0 | 1 | 1033.5 MCM ACSR | 90369 | 837009 | 927378 | 0 | 0 | 0 | 0 | 0 | 0 | 0 | 0 | 0 | 0 | 0 | 0 | 0 | 0 | 0 | 0 | 0 | 0 | 0 | 0 | 12
NO |  | 136 | 2011 | 0 | 19 | 19 |  | Glade | Erie South | 230 | 230 | Wood H Frame | 61.78 | 0 | 1 | 1033.5 MCM ACSR | 569099 | 1883846 | 2452945 | 0 | 0 | 0 | 0 | 0 | 0 | 0 | 0 | 0 | 0 | 0 | 0 | 0 | 0 | 0 | 0 | 0 | 0 | 0 | 0 | 12
NO |  | 136 | 2011 | 0 | 20 | 20 |  | Glade | Forest | 230 | 230 | Wood H Frame | 35.69 | 0 | 1 | 1033.5 MCM ACSR | 101273 | 1474312 | 1575585 | 0 | 0 | 0 | 0 | 0 | 0 | 0 | 0 | 0 | 0 | 0 | 0 | 0 | 0 | 0 | 0 | 0 | 0 | 0 | 0 | 12
NO |  | 136 | 2011 | 0 | 21 | 21 |  | Glade Tap | Lewis Run | 230 | 230 | Wood H Frame | 21.48 | 0 | 1 | 1590 MCM ACSR | 13112 | 3769016 | 3782128 | 0 | 0 | 0 | 0 | 0 | 0 | 0 | 0 | 0 | 0 | 0 | 0 | 0 | 0 | 0 | 0 | 0 | 0 | 0 | 0 | 12
NO |  | 136 | 2011 | 0 | 22 | 22 |  | Homer City | Seward | 230 | 230 | Wood H Frame | 13.59 | 0 | 1 | 636 MCM ACSR | 153558 | 1757072 | 1910630 | 0 | 0 | 0 | 0 | 0 | 0 | 0 | 0 | 0 | 0 | 0 | 0 | 0 | 0 | 0 | 0 | 0 | 0 | 0 | 0 | 12
NO |  | 136 | 2011 | 0 | 23 | 23 |  | Homer City | Seward | 230 | 230 | Steel Tower | 1.17 | 0 | 1 | 636 MCM ACSR | 0 | 0 | 0 | 0 | 0 | 0 | 0 | 0 | 0 | 0 | 0 | 0 | 0 | 0 | 0 | 0 | 0 | 0 | 0 | 0 | 0 | 0 | 0 | 12
NO |  | 136 | 2011 | 0 | 24 | 24 |  | Homer City | Johnstown | 230 | 230 | Wood H Frame | 18.85 | 0 | 1 | 636 MCM ACSR | 204223 | 1419356 | 1623579 | 0 | 0 | 0 | 0 | 0 | 0 | 0 | 0 | 0 | 0 | 0 | 0 | 0 | 0 | 0 | 0 | 0 | 0 | 0 | 0 | 12
NO |  | 136 | 2011 | 0 | 25 | 25 |  | Homer City | Johnstown | 230 | 230 | Steel Tower | 0.43 | 0 | 1 | 636 MCM ACSR | 0 | 0 | 0 | 0 | 0 | 0 | 0 | 0 | 0 | 0 | 0 | 0 | 0 | 0 | 0 | 0 | 0 | 0 | 0 | 0 | 0 | 0 | 0 | 12
NO |  | 136 | 2011 | 0 | 26 | 26 |  | Homer City | Hooversville | 230 | 230 | Wood H Frame | 33.01 | 0 | 1 | 1590 MCM ACSR | 571558 | 3929764 | 4501322 | 0 | 0 | 0 | 0 | 0 | 0 | 0 | 0 | 0 | 0 | 0 | 0 | 0 | 0 | 0 | 0 | 0 | 0 | 0 | 0 | 12
NO |  | 136 | 2011 | 0 | 27 | 27 |  | Homer City | Hooversville | 230 | 230 | Steel Tower | 1.47 | 0 | 1 | 1590 MCM ACSR | 0 | 0 | 0 | 0 | 0 | 0 | 0 | 0 | 0 | 0 | 0 | 0 | 0 | 0 | 0 | 0 | 0 | 0 | 0 | 0 | 0 | 0 | 0 | 12
NO |  | 136 | 2011 | 0 | 28 | 28 |  | Johnstown | Altoona | 230 | 230 | Wood H Frame | 35.06 | 0 | 1 | 1033.5 MCM ACSR | 478884 | 2042246 | 2521130 | 0 | 0 | 0 | 0 | 0 | 0 | 0 | 0 | 0 | 0 | 0 | 0 | 0 | 0 | 0 | 0 | 0 | 0 | 0 | 0 | 12
NO |  | 136 | 2011 | 0 | 29 | 29 |  | Johnstown | Altoona | 230 | 230 | Steel Tower | 1.17 | 0 | 1 | 1033.5 MCM ACSR | 0 | 0 | 0 | 0 | 0 | 0 | 0 | 0 | 0 | 0 | 0 | 0 | 0 | 0 | 0 | 0 | 0 | 0 | 0 | 0 | 0 | 0 | 0 | 12
NO |  | 136 | 2011 | 0 | 30 | 30 |  | Johnstown | Bethlehem Steel | 230 | 230 | Wood C Frame | 1.45 | 5.45 | 1 | 1033.5 MCM ACSR | 4543 | 1052739 | 1057282 | 0 | 0 | 0 | 0 | 0 | 0 | 0 | 0 | 0 | 0 | 0 | 0 | 0 | 0 | 0 | 0 | 0 | 0 | 0 | 0 | 12
NO |  | 136 | 2011 | 0 | 31 | 31 |  | Keystone | Homer City | 230 | 230 | Wood C Frame | 12.53 | 0 | 1 | 636 MCM ACSR | 169386 | 1214870 | 1384256 | 0 | 0 | 0 | 0 | 0 | 0 | 0 | 0 | 0 | 0 | 0 | 0 | 0 | 0 | 0 | 0 | 0 | 0 | 0 | 0 | 12
NO |  | 136 | 2011 | 0 | 32 | 32 |  | Keystone | Homer City | 230 | 230 | Steel Tower | 0.51 | 0 | 1 | 636 MCM ACSR | 0 | 0 | 0 | 0 | 0 | 0 | 0 | 0 | 0 | 0 | 0 | 0 | 0 | 0 | 0 | 0 | 0 | 0 | 0 | 0 | 0 | 0 | 0 | 12
NO |  | 136 | 2011 | 0 | 33 | 33 |  | Lewistown | MIddletown Junction | 230 | 230 | Steel Tower | 0.27 | 0 | 1 | 1033.5 MCM ACSR | 348535 | 1193827 | 1542362 | 0 | 0 | 0 | 0 | 0 | 0 | 0 | 0 | 0 | 0 | 0 | 0 | 0 | 0 | 0 | 0 | 0 | 0 | 0 | 0 | 12
NO |  | 136 | 2011 | 0 | 34 | 34 |  | Lewistown | MIddletown Junction | 230 | 230 | Steel Tower | 30.46 | 0 | 1 | 1033.5 MCM ACSR | 0 | 0 | 0 | 0 | 0 | 0 | 0 | 0 | 0 | 0 | 0 | 0 | 0 | 0 | 0 | 0 | 0 | 0 | 0 | 0 | 0 | 0 | 0 | 12
NO |  | 136 | 2011 | 0 | 35 | 35 |  | Lewistown | Yeagertown No. 1 | 230 | 230 | Wood C Frame | 3.97 | 0 | 1 | 1033.5 MCM ACSR | 164469 | 972760 | 1137229 | 0 | 0 | 0 | 0 | 0 | 0 | 0 | 0 | 0 | 0 | 0 | 0 | 0 | 0 | 0 | 0 | 0 | 0 | 0 | 0 | 12
NO |  | 136 | 2011 | 1 | 1 | 1 |  | Lewistown | Yeagertown No. 1 | 230 | 230 | Steel Tower | 0.73 | 0.51 | 1 | 1033.5 MCM ACSR | 0 | 0 | 0 | 0 | 0 | 0 | 0 | 0 | 0 | 0 | 0 | 0 | 0 | 0 | 0 | 0 | 0 | 0 | 0 | 0 | 0 | 0 | 0 | 12
NO |  | 136 | 2011 | 1 | 2 | 2 |  | Lewistown | Yeagertown No. 2 | 230 | 230 | Wood H Frame | 4.1 | 1.2 | 1 | 1033.5 MCM ACSR | 0 | 367961 | 367961 | 0 | 0 | 0 | 0 | 0 | 0 | 0 | 0 | 0 | 0 | 0 | 0 | 0 | 0 | 0 | 0 | 0 | 0 | 0 | 0 | 12
NO |  | 136 | 2011 | 1 | 3 | 3 |  | Shawville | East Towanda | 230 | 230 | Wood H Frame | 106.04 | 0 | 1 | 1033.5 MCM ACSR | 767902 | 4664973 | 5432875 | 0 | 0 | 0 | 0 | 0 | 0 | 0 | 0 | 0 | 0 | 0 | 0 | 0 | 0 | 0 | 0 | 0 | 0 | 0 | 0 | 12
NO |  | 136 | 2011 | 1 | 4 | 4 |  | Shawville | East Towanda | 230 | 230 | Steel Tower | 0.07 | 0 | 1 | 1033.5 MCM ACSR | 0 | 0 | 0 | 0 | 0 | 0 | 0 | 0 | 0 | 0 | 0 | 0 | 0 | 0 | 0 | 0 | 0 | 0 | 0 | 0 | 0 | 0 | 0 | 12
NO |  | 136 | 2011 | 1 | 5 | 5 |  | Raystown | Lewistown | 230 | 230 | Steel Tower | 27.26 | 0 | 1 | 1033.5 MCM ACSR | 88801 | 1882319 | 1971120 | 0 | 0 | 0 | 0 | 0 | 0 | 0 | 0 | 0 | 0 | 0 | 0 | 0 | 0 | 0 | 0 | 0 | 0 | 0 | 0 | 12
NO |  | 136 | 2011 | 1 | 6 | 6 |  | Raystown | Lewistown | 230 | 230 | Wood H Frame | 0.08 | 0 | 1 | 1033.5 MCM ACSR | 0 | 0 | 0 | 0 | 0 | 0 | 0 | 0 | 0 | 0 | 0 | 0 | 0 | 0 | 0 | 0 | 0 | 0 | 0 | 0 | 0 | 0 | 0 | 12
NO |  | 136 | 2011 | 1 | 7 | 7 |  | Seward | Johnstown | 230 | 230 | Wood H Frame | 6.67 | 0 | 1 | 1033.5 MCM ACSR | 65673 | 390875 | 456548 | 0 | 0 | 0 | 0 | 0 | 0 | 0 | 0 | 0 | 0 | 0 | 0 | 0 | 0 | 0 | 0 | 0 | 0 | 0 | 0 | 12
NO |  | 136 | 2011 | 1 | 8 | 8 |  | Shawville | Elko | 230 | 230 | Wood H Frame | 28.55 | 0 | 1 | 1033.5 MCM ACSR | 264255 | 1226320 | 1490575 | 0 | 0 | 0 | 0 | 0 | 0 | 0 | 0 | 0 | 0 | 0 | 0 | 0 | 0 | 0 | 0 | 0 | 0 | 0 | 0 | 12
NO |  | 136 | 2011 | 1 | 9 | 9 |  | Shawville | Moshannon | 230 | 230 | Wood H Frame | 11.97 | 0 | 1 | 1033.5 MCM ACSR | 0 | 330851 | 330851 | 0 | 0 | 0 | 0 | 0 | 0 | 0 | 0 | 0 | 0 | 0 | 0 | 0 | 0 | 0 | 0 | 0 | 0 | 0 | 0 | 12
NO |  | 136 | 2011 | 1 | 10 | 10 |  | Shawville | Shingletown | 230 | 230 | Wood H Frame | 5.68 | 0 | 1 | 1033.5 MCM ACSR | 256016 | 1787263 | 2043279 | 0 | 0 | 0 | 0 | 0 | 0 | 0 | 0 | 0 | 0 | 0 | 0 | 0 | 0 | 0 | 0 | 0 | 0 | 0 | 0 | 12
NO |  | 136 | 2011 | 1 | 11 | 11 |  | Shawville | Shingletown | 230 | 230 | Steel Tower | 35.03 | 0 | 1 | 1033.5 MCM ACSR | 0 | 0 | 0 | 0 | 0 | 0 | 0 | 0 | 0 | 0 | 0 | 0 | 0 | 0 | 0 | 0 | 0 | 0 | 0 | 0 | 0 | 0 | 0 | 12
NO |  | 136 | 2011 | 1 | 12 | 12 |  | Shingletown | Lewistown | 230 | 230 | Wood H Frame | 5.44 | 0 | 1 | 1033.5 MCM ACSR | 0 | 0 | 0 | 0 | 0 | 0 | 0 | 0 | 0 | 0 | 0 | 0 | 0 | 0 | 0 | 0 | 0 | 0 | 0 | 0 | 0 | 0 | 0 | 12
NO |  | 136 | 2011 | 1 | 13 | 13 |  | Shingletown | Lewistown | 230 | 230 | Steel Tower | 20.7 | 0 | 1 | 1033.5 MCM ACSR | 359065 | 1377927 | 1736992 | 0 | 0 | 0 | 0 | 0 | 0 | 0 | 0 | 0 | 0 | 0 | 0 | 0 | 0 | 0 | 0 | 0 | 0 | 0 | 0 | 12
NO |  | 136 | 2011 | 1 | 14 | 14 |  | Total 230 KV Lines |  | 0 | 0 |  | 642.19 | 7.16 | 36 |  | 5617186 | 37748951 | 43366137 | 0 | 0 | 0 | 0 | 0 | 0 | 0 | 0 | 0 | 0 | 0 | 0 | 0 | 0 | 0 | 0 | 0 | 0 | 0 | 0 | 12
NO |  | 136 | 2011 | 1 | 16 | 16 |  | Blairsville | Social Hall | 138 | 138 | Wood H Frame | 4.8 | 0 | 1 | 636 MCM ACSR | 55955 | 193208 | 249163 | 0 | 0 | 0 | 0 | 0 | 0 | 0 | 0 | 0 | 0 | 0 | 0 | 0 | 0 | 0 | 0 | 0 | 0 | 0 | 0 | 12
NO |  | 136 | 2011 | 1 | 17 | 17 |  | Brookville | Elko | 138 | 138 | Wood H Frame | 0.54 | 0 | 1 | 636 MCM ACSR | 6540 | 62906 | 69446 | 0 | 0 | 0 | 0 | 0 | 0 | 0 | 0 | 0 | 0 | 0 | 0 | 0 | 0 | 0 | 0 | 0 | 0 | 0 | 0 | 12
NO |  | 136 | 2011 | 1 | 18 | 18 |  | Brookville | New Bethlehem | 138 | 138 | Wood H Frame | 0.54 | 0 | 1 | 636 MCM ACSR | 5359 | 82338 | 87697 | 0 | 0 | 0 | 0 | 0 | 0 | 0 | 0 | 0 | 0 | 0 | 0 | 0 | 0 | 0 | 0 | 0 | 0 | 0 | 0 | 12
NO |  | 136 | 2011 | 1 | 19 | 19 |  | Roxbury | West Penn | 138 | 138 | Wood H Frame | 5.57 | 0 | 1 | 636 MCM ACSR | 30303 | 179354 | 209657 | 0 | 0 | 0 | 0 | 0 | 0 | 0 | 0 | 0 | 0 | 0 | 0 | 0 | 0 | 0 | 0 | 0 | 0 | 0 | 0 | 12
NO |  | 136 | 2011 | 1 | 20 | 20 |  | Total 138 KV Lines |  | 0 | 0 |  | 11.45 | 0 | 4 |  | 98157 | 517806 | 615963 | 0 | 0 | 0 | 0 | 0 | 0 | 0 | 0 | 0 | 0 | 0 | 0 | 0 | 0 | 0 | 0 | 0 | 0 | 0 | 0 | 12
SI/NO | A | 136 | 2011 | 1 | 22 | 22 |  | 115 KV Lines |  | 0 | 0 |  | 1328.19 | 1.08 | 0 |  | 9292297 | 88480458 | 97772755 | 0 | 0 | 0 | 2312687.2508 | 0 | 0 | 0 | 0 | 0 | 0 | 0 | 0 | 0 | 0 | 0 | 0 | 0 | 0 | 0 | 0 | 12
SI/NO | A | 136 | 2011 | 1 | 24 | 24 |  | 46 KV Lines |  | 0 | 0 |  | 359.33 | 4.26 | 0 |  | 3567613 | 28023160 | 31590773 | 0 | 0 | 0 | 747238.6143 | 0 | 0 | 0 | 0 | 0 | 0 | 0 | 0 | 0 | 0 | 0 | 0 | 0 | 0 | 0 | 0 | 12
NO |  | 136 | 2011 | 1 | 26 | 26 |  | Operation and Maintenance |  | 0 | 0 |  | 0 | 0 | 0 |  | 0 | 0 | 0 | 0 | 0 | 0 | 0 | 0 | 0 | 0 | 0 | 0 | 0 | 0 | 0 | 0 | 0 | 0 | 0 | 0 | 0 | 0 | 0 | 12
NO |  | 136 | 2011 | 1 | 27 | 27 |  | Expense |  | 0 | 0 |  | 0 | 0 | 0 |  | 0 | 0 | 0 | 0 | 0 | 0 | 0 | 0 | 0 | 0 | 0 | 0 | 0 | 0 | 0 | 0 | 0 | 0 | 0 | 611360192 | 611360193 | 0 | 0 | 12
NO |  | 136 | 2011 | 0 | 36 | 36 |  | TOTAL |  | 0 | 0 |  | 2688.9 | 12.5 | 47 |  | 24028345 | 209633661 | 233662006 | 0 | 0 | 0 | 0 | 0 | 0 | 0 | 0 | 0 | 0 | 0 | 0 | 0 | 0 | 0 | 0 | 0 | 0 | 0 | 0 | 12
NO |  | 175 | 2011 | 0 | 1 | 1 |  | Bay Shore | O.P. Tie-Fostoria | 0 | 0 |  | 0 | 0 | 0 |  | 1110371 | 0 | 1110371 | 0 | 0 | 0 | 0 | 0 | 0 | 0 | 0 | 0 | 0 | 0 | 0 | 0 | 0 | 0 | 0 | 0 | 0 | 0 | 0 | 12
NO |  | 175 | 2011 | 0 | 2 | 2 |  | Bay Shore | Monroe | 0 | 0 |  | 0 | 0 | 0 |  | 282155 | 0 | 282155 | 0 | 0 | 0 | 0 | 0 | 0 | 0 | 0 | 0 | 0 | 0 | 0 | 0 | 0 | 0 | 0 | 0 | 0 | 0 | 0 | 12
NO |  | 175 | 2011 | 0 | 3 | 3 |  | Beaver | Davis-Besse | 0 | 0 |  | 0 | 0 | 0 |  | 962502 | 0 | 962502 | 0 | 0 | 0 | 0 | 0 | 0 | 0 | 0 | 0 | 0 | 0 | 0 | 0 | 0 | 0 | 0 | 0 | 0 | 0 | 0 | 12
NO |  | 175 | 2011 | 0 | 4 | 4 |  | Davis-Besse | Bay Shore | 0 | 0 |  | 0 | 0 | 0 |  | 1053523 | 0 | 1053523 | 0 | 0 | 0 | 0 | 0 | 0 | 0 | 0 | 0 | 0 | 0 | 0 | 0 | 0 | 0 | 0 | 0 | 0 | 0 | 0 | 12
NO |  | 175 | 2011 | 0 | 5 | 5 |  | Davis-Besse | Lemoyne | 0 | 0 |  | 0 | 0 | 0 |  | 1016138 | 0 | 1016138 | 0 | 0 | 0 | 0 | 0 | 0 | 0 | 0 | 0 | 0 | 0 | 0 | 0 | 0 | 0 | 0 | 0 | 0 | 0 | 0 | 12
NO |  | 175 | 2011 | 0 | 6 | 6 |  | Lemoyne | Midway | 0 | 0 |  | 0 | 0 | 0 |  | 1665764 | 0 | 1665764 | 0 | 0 | 0 | 0 | 0 | 0 | 0 | 0 | 0 | 0 | 0 | 0 | 0 | 0 | 0 | 0 | 0 | 0 | 0 | 0 | 12
NO |  | 175 | 2011 | 0 | 7 | 7 |  | Lemoyne | O.P. Tie-Fostoria | 0 | 0 |  | 0 | 0 | 0 |  | 11230 | 0 | 11230 | 0 | 0 | 0 | 0 | 0 | 0 | 0 | 0 | 0 | 0 | 0 | 0 | 0 | 0 | 0 | 0 | 0 | 0 | 0 | 0 | 12
NO |  | 175 | 2011 | 0 | 8 | 8 |  | Midway | Allen Junction | 0 | 0 |  | 0 | 0 | 0 |  | 2333904 | 0 | 2333904 | 0 | 0 | 0 | 0 | 0 | 0 | 0 | 0 | 0 | 0 | 0 | 0 | 0 | 0 | 0 | 0 | 0 | 0 | 0 | 0 | 12
NO |  | 175 | 2011 | 0 | 9 | 9 |  | Total 345 KV Lines |  | 0 | 0 |  | 0 | 0 | 0 |  | 8435587 | 0 | 8435587 | 0 | 0 | 0 | 0 | 0 | 0 | 0 | 0 | 0 | 0 | 0 | 0 | 0 | 611750065 | 0 | 0 | 0 | 0 | 0 | 0 | 12
NO |  | 175 | 2011 | 0 | 11 | 11 |  | Allen Jct. | Jackman | 0 | 0 |  | 0 | 0 | 0 |  | 139323 | 0 | 139323 | 0 | 0 | 0 | 0 | 0 | 0 | 0 | 0 | 0 | 0 | 0 | 0 | 0 | 0 | 0 | 0 | 0 | 0 | 0 | 0 | 12
NO |  | 175 | 2011 | 0 | 12 | 12 |  | Allen Jct. | Stryker | 0 | 0 |  | 0 | 0 | 0 |  | 438867 | 0 | 438867 | 0 | 0 | 0 | 0 | 0 | 0 | 0 | 0 | 0 | 0 | 0 | 0 | 0 | 0 | 0 | 0 | 0 | 0 | 0 | 0 | 12
NO |  | 175 | 2011 | 0 | 13 | 13 |  | Allen Jct. | Vulcan | 0 | 0 |  | 0 | 0 | 0 |  | 434412 | 0 | 434412 | 0 | 0 | 0 | 0 | 0 | 0 | 0 | 0 | 0 | 0 | 0 | 0 | 0 | 0 | 0 | 0 | 0 | 0 | 0 | 0 | 12
NO |  | 175 | 2011 | 0 | 14 | 14 |  | Allen Jct. | Westgate | 0 | 0 |  | 0 | 0 | 0 |  | 242365 | 0 | 242365 | 0 | 0 | 0 | 0 | 0 | 0 | 0 | 0 | 0 | 0 | 0 | 0 | 0 | 0 | 0 | 0 | 0 | 0 | 0 | 0 | 12
NO |  | 175 | 2011 | 0 | 15 | 15 |  | Angola | Eber - Vulcan | 0 | 0 |  | 0 | 0 | 0 |  | 39601 | 0 | 39601 | 0 | 0 | 0 | 0 | 0 | 0 | 0 | 0 | 0 | 0 | 0 | 0 | 0 | 0 | 0 | 0 | 0 | 0 | 0 | 0 | 12
NO |  | 175 | 2011 | 0 | 16 | 16 |  | Angola | Midway | 0 | 0 |  | 0 | 0 | 0 |  | 1242796 | 0 | 1242796 | 0 | 0 | 0 | 0 | 0 | 0 | 0 | 0 | 0 | 0 | 0 | 0 | 0 | 0 | 0 | 0 | 0 | 0 | 0 | 0 | 12
NO |  | 175 | 2011 | 0 | 17 | 17 |  | Bay Shore | Decant | 0 | 0 |  | 0 | 0 | 0 |  | 67445 | 0 | 67445 | 0 | 0 | 0 | 0 | 0 | 0 | 0 | 0 | 0 | 0 | 0 | 0 | 0 | 0 | 0 | 0 | 0 | 0 | 0 | 0 | 12
NO |  | 175 | 2011 | 0 | 18 | 18 |  | Bay Shore | Dixie | 0 | 0 |  | 0 | 0 | 0 |  | 361949 | 0 | 361949 | 0 | 0 | 0 | 0 | 0 | 0 | 0 | 0 | 0 | 0 | 0 | 0 | 0 | 0 | 0 | 0 | 0 | 0 | 0 | 0 | 12
NO |  | 175 | 2011 | 0 | 19 | 19 |  | Bay Shore | Jackman | 0 | 0 |  | 0 | 0 | 0 |  | 262619 | 147683 | 410302 | 0 | 0 | 0 | 0 | 0 | 0 | 0 | 0 | 0 | 0 | 0 | 0 | 0 | 0 | 0 | 0 | 0 | 0 | 0 | 0 | 12
NO |  | 175 | 2011 | 0 | 20 | 20 |  | Bay Shore | Maclean - Lemoyne | 0 | 0 |  | 0 | 0 | 0 |  | 394175 | 0 | 394175 | 0 | 0 | 0 | 0 | 0 | 0 | 0 | 0 | 0 | 0 | 0 | 0 | 0 | 0 | 0 | 0 | 0 | 0 | 0 | 0 | 12
NO |  | 175 | 2011 | 0 | 21 | 21 |  | Bay Shore Tap No. 1 | Hydra-Matic | 0 | 0 |  | 0 | 0 | 0 |  | 75581 | 0 | 75581 | 0 | 0 | 0 | 0 | 0 | 0 | 0 | 0 | 0 | 0 | 0 | 0 | 0 | 0 | 0 | 0 | 0 | 0 | 0 | 0 | 12
NO |  | 175 | 2011 | 0 | 22 | 22 |  | Bay Shore Tap No. 2 | Hydra-Matic | 0 | 0 |  | 0 | 0 | 0 |  | 31363 | 0 | 31363 | 0 | 0 | 0 | 0 | 0 | 0 | 0 | 0 | 0 | 0 | 0 | 0 | 0 | 0 | 0 | 0 | 0 | 0 | 0 | 0 | 12
NO |  | 175 | 2011 | 0 | 23 | 23 |  | Chysler | O.I. Levis Park | 0 | 0 |  | 0 | 0 | 0 |  | 89667 | 90 | 89757 | 0 | 0 | 0 | 0 | 0 | 0 | 0 | 0 | 0 | 0 | 0 | 0 | 0 | 0 | 0 | 0 | 0 | 0 | 0 | 0 | 12
NO |  | 175 | 2011 | 0 | 24 | 24 |  | Decant | West Fremont | 0 | 0 |  | 0 | 0 | 0 |  | 320492 | 0 | 320492 | 0 | 0 | 0 | 0 | 0 | 0 | 0 | 0 | 0 | 0 | 0 | 0 | 0 | 0 | 0 | 0 | 0 | 0 | 0 | 0 | 12
NO |  | 175 | 2011 | 0 | 25 | 25 |  | Delta | Wauseon | 0 | 0 |  | 0 | 0 | 0 |  | 448 | 0 | 448 | 0 | 0 | 0 | 0 | 0 | 0 | 0 | 0 | 0 | 0 | 0 | 0 | 0 | 0 | 0 | 0 | 0 | 0 | 0 | 0 | 12
NO |  | 175 | 2011 | 0 | 26 | 26 |  | Dixie | Jackman No. 2 N.B. | 0 | 0 |  | 0 | 0 | 0 |  | 4276 | 0 | 4276 | 0 | 0 | 0 | 0 | 0 | 0 | 0 | 0 | 0 | 0 | 0 | 0 | 0 | 0 | 0 | 0 | 0 | 0 | 0 | 0 | 12
NO |  | 175 | 2011 | 0 | 27 | 27 |  | Eber | Swanton | 0 | 0 |  | 0 | 0 | 0 |  | 2697 | 0 | 2697 | 0 | 0 | 0 | 0 | 0 | 0 | 0 | 0 | 0 | 0 | 0 | 0 | 0 | 0 | 0 | 0 | 0 | 0 | 0 | 0 | 12
NO |  | 175 | 2011 | 0 | 28 | 28 |  | Jackman | Vulcan | 0 | 0 |  | 0 | 0 | 0 |  | 257490 | 0 | 257490 | 0 | 0 | 0 | 0 | 0 | 0 | 0 | 0 | 0 | 0 | 0 | 0 | 0 | 0 | 0 | 0 | 0 | 0 | 0 | 0 | 12
NO |  | 175 | 2011 | 0 | 29 | 29 |  | Lakeview | Ottawa | 0 | 0 |  | 0 | 0 | 0 |  | 25442 | 0 | 25442 | 0 | 0 | 0 | 0 | 0 | 0 | 0 | 0 | 0 | 0 | 0 | 0 | 0 | 0 | 0 | 0 | 0 | 0 | 0 | 0 | 12
NO |  | 175 | 2011 | 0 | 30 | 30 |  | Lemoyne | Midway | 0 | 0 |  | 0 | 0 | 0 |  | 105814 | 0 | 105814 | 0 | 0 | 0 | 0 | 0 | 0 | 0 | 0 | 0 | 0 | 0 | 0 | 0 | 0 | 0 | 0 | 0 | 0 | 0 | 0 | 12
NO |  | 175 | 2011 | 0 | 31 | 31 |  | Lemoyne | Midway (Brim) | 0 | 0 |  | 0 | 0 | 0 |  | 54211 | 0 | 54211 | 0 | 0 | 0 | 0 | 0 | 0 | 0 | 0 | 0 | 0 | 0 | 0 | 0 | 0 | 0 | 0 | 0 | 0 | 0 | 0 | 12
NO |  | 175 | 2011 | 0 | 32 | 32 |  | Lemoyne | O.P.Tie-Fost.No.1 | 0 | 0 |  | 0 | 0 | 0 |  | 84193 | 0 | 84193 | 0 | 0 | 0 | 0 | 0 | 0 | 0 | 0 | 0 | 0 | 0 | 0 | 0 | 0 | 0 | 0 | 0 | 0 | 0 | 0 | 12
NO |  | 175 | 2011 | 0 | 33 | 33 |  | Lemoyne | West Fremont | 0 | 0 |  | 0 | 0 | 0 |  | 312850 | 0 | 312850 | 0 | 0 | 0 | 0 | 0 | 0 | 0 | 0 | 0 | 0 | 0 | 0 | 0 | 0 | 0 | 0 | 0 | 0 | 0 | 0 | 12
NO |  | 175 | 2011 | 0 | 34 | 34 |  | MacLean | Chrysler | 0 | 0 |  | 0 | 0 | 0 |  | 276504 | 59787 | 336291 | 0 | 0 | 0 | 0 | 0 | 0 | 0 | 0 | 0 | 0 | 0 | 0 | 0 | 0 | 0 | 0 | 0 | 0 | 0 | 0 | 12
NO |  | 175 | 2011 | 0 | 35 | 35 |  | Midway | Stryker | 0 | 0 |  | 0 | 0 | 0 |  | 217097 | 0 | 217097 | 0 | 0 | 0 | 0 | 0 | 0 | 0 | 0 | 0 | 0 | 0 | 0 | 0 | 0 | 0 | 0 | 0 | 0 | 0 | 0 | 12
NO |  | 175 | 2011 | 1 | 1 | 1 |  | Midway | Wauseon - Richland | 0 | 0 |  | 0 | 0 | 0 |  | 74806 | 0 | 74806 | 0 | 0 | 0 | 0 | 0 | 0 | 0 | 0 | 0 | 0 | 0 | 0 | 0 | 0 | 0 | 0 | 0 | 0 | 0 | 0 | 12
NO |  | 175 | 2011 | 1 | 2 | 2 |  | Richland | Ayersville | 0 | 0 |  | 0 | 0 | 0 |  | 15147 | 0 | 15147 | 0 | 0 | 0 | 0 | 0 | 0 | 0 | 0 | 0 | 0 | 0 | 0 | 0 | 0 | 0 | 0 | 0 | 0 | 0 | 0 | 12
NO |  | 175 | 2011 | 1 | 3 | 3 |  | Richland | E. Lima (OP) | 0 | 0 |  | 0 | 0 | 0 |  | 223488 | 0 | 223488 | 0 | 0 | 0 | 0 | 0 | 0 | 0 | 0 | 0 | 0 | 0 | 0 | 0 | 0 | 0 | 0 | 0 | 0 | 0 | 0 | 12
NO |  | 175 | 2011 | 1 | 4 | 4 |  | Richland | G.M. | 0 | 0 |  | 0 | 0 | 0 |  | 20699 | 0 | 20699 | 0 | 0 | 0 | 0 | 0 | 0 | 0 | 0 | 0 | 0 | 0 | 0 | 0 | 0 | 0 | 0 | 0 | 0 | 0 | 0 | 12
NO |  | 175 | 2011 | 1 | 5 | 5 |  | Richland | G.M. West | 0 | 0 |  | 0 | 0 | 0 |  | 29384 | 0 | 29384 | 0 | 0 | 0 | 0 | 0 | 0 | 0 | 0 | 0 | 0 | 0 | 0 | 0 | 0 | 0 | 0 | 0 | 0 | 0 | 0 | 12
NO |  | 175 | 2011 | 1 | 6 | 6 |  | Richland | Lockwood | 0 | 0 |  | 0 | 0 | 0 |  | 77634 | 0 | 77634 | 0 | 0 | 0 | 0 | 0 | 0 | 0 | 0 | 0 | 0 | 0 | 0 | 0 | 0 | 0 | 0 | 0 | 0 | 0 | 0 | 12
NO |  | 175 | 2011 | 1 | 7 | 7 |  | Richland | S.W. Defiance | 0 | 0 |  | 0 | 0 | 0 |  | 16334 | 0 | 16334 | 0 | 0 | 0 | 0 | 0 | 0 | 0 | 0 | 0 | 0 | 0 | 0 | 0 | 0 | 0 | 0 | 0 | 0 | 0 | 0 | 12
NO |  | 175 | 2011 | 1 | 8 | 8 |  | Swanton | Delta | 0 | 0 |  | 0 | 0 | 0 |  | 1323 | 0 | 1323 | 0 | 0 | 0 | 0 | 0 | 0 | 0 | 0 | 0 | 0 | 0 | 0 | 0 | 0 | 0 | 0 | 0 | 0 | 0 | 0 | 12
NO |  | 175 | 2011 | 1 | 9 | 9 |  | Westgate | Jackman | 0 | 0 |  | 0 | 0 | 0 |  | 167913 | 0 | 167913 | 0 | 0 | 0 | 0 | 0 | 0 | 0 | 0 | 0 | 0 | 0 | 0 | 0 | 0 | 0 | 0 | 0 | 0 | 0 | 0 | 12
NO |  | 175 | 2011 | 1 | 10 | 10 |  | Total 138 KV Lines |  | 0 | 0 |  | 0 | 0 | 0 |  | 6108405 | 207560 | 6315965 | 0 | 0 | 0 | 0 | 0 | 0 | 0 | 0 | 0 | 0 | 0 | 0 | 0 | 611750068 | 0 | 0 | 0 | 0 | 0 | 0 | 12
SI/SI | A | 175 | 2011 | 1 | 12 | 12 |  | 69 KV Ovhd Trans. Lines |  | 0 | 0 |  | 0 | 0 | 0 |  | 1184344 | 1303792 | 2488136 | 0 | 0 | 0 | 31832.7698 | 0 | 0 | 0 | 0 | 0 | 0 | 0 | 0 | 0 | 611750067 | 0 | 0 | 0 | 0 | 0 | 0 | 12
SI/SI | A | 175 | 2011 | 1 | 13 | 13 |  | 34.5 KV Ovhd Trans Lines |  | 0 | 0 | Various | 134.34 | 0 | 0 | Various | 628992 | 5460286 | 6089278 | 0 | 0 | 0 | 77905.1407 | 0 | 0 | 0 | 0 | 0 | 0 | 0 | 0 | 0 | 0 | 0 | 0 | 0 | 0 | 0 | 0 | 12
SI/SI | A | 175 | 2011 | 1 | 14 | 14 |  | 23 KV Ovhd Trans Lines |  | 0 | 0 | Various | 88.29 | 0 | 0 | Various | 5251 | 1618902 | 1624153 | 0 | 0 | 0 | 20779.1249 | 0 | 0 | 0 | 0 | 0 | 0 | 0 | 0 | 0 | 0 | 0 | 0 | 0 | 0 | 0 | 0 | 12
SI/SI | S | 175 | 2011 | 1 | 16 | 16 |  | 69 KV UG Trans. Lines |  | 0 | 0 |  | 0 | 0 | 0 |  | 0 | 0 | 0 | 0 | 0 | 0 | 0 | 0 | 0 | 0 | 0 | 0 | 0 | 0 | 0 | 0 | 0 | 0 | 0 | 0 | 0 | 0 | 0 | 12
SI/SI | S | 175 | 2011 | 1 | 17 | 17 |  | 34.5 KV UG Trans. Lines |  | 0 | 0 | Underground | 0.12 | 0 | 0 | Various | 10416 | 90421 | 100837 | 0 | 0 | 0 | 1290.0907 | 0 | 0 | 0 | 0 | 0 | 0 | 0 | 0 | 0 | 0 | 0 | 0 | 0 | 0 | 0 | 0 | 12
SI/SI | S | 175 | 2011 | 1 | 18 | 18 |  | 23 KV UG Trans. Lines |  | 0 | 0 | Underground | 0.6 | 0 | 0 | Various | 1167 | 359643 | 360810 | 0 | 0 | 0 | 4616.139 | 0 | 0 | 0 | 0 | 0 | 0 | 0 | 0 | 0 | 0 | 0 | 0 | 0 | 0 | 0 | 0 | 12
NO |  | 175 | 2011 | 1 | 20 | 20 |  | Operation and Maintenance |  | 0 | 0 |  | 0 | 0 | 0 |  | 0 | 0 | 0 | 252083 | 73069 | 0 | 325152 | 0 | 0 | 0 | 0 | 0 | 0 | 0 | 0 | 0 | 0 | 0 | 0 | 611750069 | 611750070 | 0 | 0 | 12
NO |  | 175 | 2011 | 1 | 21 | 21 |  | Expense |  | 0 | 0 |  | 0 | 0 | 0 |  | 0 | 0 | 0 | 0 | 0 | 0 | 0 | 0 | 0 | 0 | 0 | 0 | 0 | 0 | 0 | 0 | 0 | 0 | 0 | 0 | 0 | 0 | 0 | 12
NO |  | 175 | 2011 | 0 | 36 | 36 |  | TOTAL |  | 0 | 0 |  | 223.35 | 0 | 0 |  | 16374162 | 9040604 | 25414766 | 252083 | 73069 | 0 | 325152 | 0 | 0 | 0 | 0 | 0 | 0 | 0 | 0 | 0 | 0 | 0 | 0 | 0 | 0 | 0 | 0 | 12
NO |  | 137 | 2011 | 0 | 1 | 1 |  | Beaver Valley | Sammis | 0 | 0 |  | 0 | 0 | 0 |  | 0 | 0 | 0 | 0 | 0 | 0 | 0 | 0 | 0 | 0 | 0 | 0 | 0 | 0 | 0 | 0 | 0 | 0 | 0 | 0 | 0 | 0 | 0 | 12
NO |  | 137 | 2011 | 0 | 2 | 2 |  | Hanna | Highland | 0 | 0 |  | 0 | 0 | 0 |  | 0 | 0 | 0 | 0 | 0 | 0 | 0 | 0 | 0 | 0 | 0 | 0 | 0 | 0 | 0 | 0 | 0 | 0 | 0 | 0 | 0 | 0 | 0 | 12
NO |  | 137 | 2011 | 0 | 3 | 3 |  | Highland | Mansfield | 0 | 0 |  | 0 | 0 | 0 |  | 0 | 0 | 0 | 0 | 0 | 0 | 0 | 0 | 0 | 0 | 0 | 0 | 0 | 0 | 0 | 0 | 0 | 0 | 0 | 0 | 0 | 0 | 0 | 12
NO |  | 137 | 2011 | 0 | 4 | 4 |  | Highland | Shenango (PA) | 0 | 0 |  | 0 | 0 | 0 |  | 103037 | 0 | 103037 | 0 | 0 | 0 | 0 | 0 | 0 | 0 | 0 | 0 | 0 | 0 | 0 | 0 | 0 | 0 | 0 | 0 | 0 | 0 | 0 | 12
NO |  | 137 | 2011 | 0 | 5 | 5 |  | Hoytdale | Shenango (PA) | 0 | 0 |  | 0 | 0 | 0 |  | 404063 | 0 | 404063 | 0 | 0 | 0 | 0 | 0 | 0 | 0 | 0 | 0 | 0 | 0 | 0 | 0 | 0 | 0 | 0 | 0 | 0 | 0 | 0 | 12
NO |  | 137 | 2011 | 0 | 6 | 6 |  | Mansfield | Beaver Valley #1 | 0 | 0 |  | 0 | 0 | 0 |  | 0 | 0 | 0 | 0 | 0 | 0 | 0 | 0 | 0 | 0 | 0 | 0 | 0 | 0 | 0 | 0 | 0 | 0 | 0 | 0 | 0 | 0 | 0 | 12
NO |  | 137 | 2011 | 0 | 7 | 7 |  | Mansfield | Beaver Valley #2 | 0 | 0 |  | 0 | 0 | 0 |  | 0 | 0 | 0 | 0 | 0 | 0 | 0 | 0 | 0 | 0 | 0 | 0 | 0 | 0 | 0 | 0 | 0 | 0 | 0 | 0 | 0 | 0 | 0 | 12
NO |  | 137 | 2011 | 0 | 8 | 8 |  | Mansfield | Crescent | 0 | 0 |  | 0 | 0 | 0 |  | 0 | 0 | 0 | 0 | 0 | 0 | 0 | 0 | 0 | 0 | 0 | 0 | 0 | 0 | 0 | 0 | 0 | 0 | 0 | 0 | 0 | 0 | 0 | 12
NO |  | 137 | 2011 | 0 | 9 | 9 |  | Mansfield | Hoytdale | 0 | 0 |  | 0 | 0 | 0 |  | 1014808 | 0 | 1014808 | 0 | 0 | 0 | 0 | 0 | 0 | 0 | 0 | 0 | 0 | 0 | 0 | 0 | 0 | 0 | 0 | 0 | 0 | 0 | 0 | 12
NO |  | 137 | 2011 | 0 | 10 | 10 |  | TOTAL 345 KV Lines |  | 0 | 0 |  | 0 | 0 | 0 |  | 1521908 | 0 | 1521908 | 0 | 0 | 0 | 0 | 0 | 0 | 0 | 0 | 0 | 0 | 0 | 0 | 0 | 611370056 | 0 | 0 | 0 | 0 | 0 | 0 | 12
NO |  | 137 | 2011 | 0 | 12 | 12 |  | Boardman | Shenango (PA) | 0 | 0 |  | 0 | 0 | 0 |  | 8659 | 0 | 8659 | 0 | 0 | 0 | 0 | 0 | 0 | 0 | 0 | 0 | 0 | 0 | 0 | 0 | 0 | 0 | 0 | 0 | 0 | 0 | 0 | 12
NO |  | 137 | 2011 | 0 | 13 | 13 |  | Boardman | Shenango (OH) | 0 | 0 |  | 0 | 0 | 0 |  | 39475 | 0 | 39475 | 0 | 0 | 0 | 0 | 0 | 0 | 0 | 0 | 0 | 0 | 0 | 0 | 0 | 0 | 0 | 0 | 0 | 0 | 0 | 0 | 12
NO |  | 137 | 2011 | 0 | 14 | 14 |  | Cedar Street | Shenango (PA) | 0 | 0 |  | 0 | 0 | 0 |  | 301860 | 0 | 301860 | 0 | 0 | 0 | 0 | 0 | 0 | 0 | 0 | 0 | 0 | 0 | 0 | 0 | 0 | 0 | 0 | 0 | 0 | 0 | 0 | 12
NO |  | 137 | 2011 | 0 | 15 | 15 |  | Crossland | Sharon | 0 | 0 |  | 0 | 0 | 0 |  | 86886 | 0 | 86886 | 0 | 0 | 0 | 0 | 0 | 0 | 0 | 0 | 0 | 0 | 0 | 0 | 0 | 0 | 0 | 0 | 0 | 0 | 0 | 0 | 12
NO |  | 137 | 2011 | 0 | 16 | 16 |  | Hoytdale | Koppel | 0 | 0 |  | 0 | 0 | 0 |  | 17597 | 0 | 17597 | 0 | 0 | 0 | 0 | 0 | 0 | 0 | 0 | 0 | 0 | 0 | 0 | 0 | 0 | 0 | 0 | 0 | 0 | 0 | 0 | 12
NO |  | 137 | 2011 | 0 | 17 | 17 |  | Hoytdale | Maple | 0 | 0 |  | 0 | 0 | 0 |  | 149462 | 0 | 149462 | 0 | 0 | 0 | 0 | 0 | 0 | 0 | 0 | 0 | 0 | 0 | 0 | 0 | 0 | 0 | 0 | 0 | 0 | 0 | 0 | 12
NO |  | 137 | 2011 | 0 | 18 | 18 |  | Hoytdale | New Castle #1 | 0 | 0 |  | 0 | 0 | 0 |  | 121729 | 0 | 121729 | 0 | 0 | 0 | 0 | 0 | 0 | 0 | 0 | 0 | 0 | 0 | 0 | 0 | 0 | 0 | 0 | 0 | 0 | 0 | 0 | 12
NO |  | 137 | 2011 | 0 | 19 | 19 |  | Hoytdale | Pine | 0 | 0 |  | 0 | 0 | 0 |  | 1430452 | 0 | 1430452 | 0 | 0 | 0 | 0 | 0 | 0 | 0 | 0 | 0 | 0 | 0 | 0 | 0 | 0 | 0 | 0 | 0 | 0 | 0 | 0 | 12
NO |  | 137 | 2011 | 0 | 20 | 20 |  | Maple | Krendale | 0 | 0 |  | 0 | 0 | 0 |  | 122290 | 0 | 122290 | 0 | 0 | 0 | 0 | 0 | 0 | 0 | 0 | 0 | 0 | 0 | 0 | 0 | 0 | 0 | 0 | 0 | 0 | 0 | 0 | 12
NO |  | 137 | 2011 | 0 | 21 | 21 |  | Maple | Pine | 0 | 0 |  | 0 | 0 | 0 |  | 1409253 | 0 | 1409253 | 0 | 0 | 0 | 0 | 0 | 0 | 0 | 0 | 0 | 0 | 0 | 0 | 0 | 0 | 0 | 0 | 0 | 0 | 0 | 0 | 12
NO |  | 137 | 2011 | 0 | 22 | 22 |  | Masury | Crossland | 0 | 0 |  | 0 | 0 | 0 |  | 3465 | 0 | 3465 | 0 | 0 | 0 | 0 | 0 | 0 | 0 | 0 | 0 | 0 | 0 | 0 | 0 | 0 | 0 | 0 | 0 | 0 | 0 | 0 | 12
NO |  | 137 | 2011 | 0 | 23 | 23 |  | Masury | Maysville (PA) | 0 | 0 |  | 0 | 0 | 0 |  | 249450 | 0 | 249450 | 0 | 0 | 0 | 0 | 0 | 0 | 0 | 0 | 0 | 0 | 0 | 0 | 0 | 0 | 0 | 0 | 0 | 0 | 0 | 0 | 12
NO |  | 137 | 2011 | 0 | 24 | 24 |  | Shenango (PA) | Crossland | 0 | 0 |  | 0 | 0 | 0 |  | 157366 | 0 | 157366 | 0 | 0 | 0 | 0 | 0 | 0 | 0 | 0 | 0 | 0 | 0 | 0 | 0 | 0 | 0 | 0 | 0 | 0 | 0 | 0 | 12
NO |  | 137 | 2011 | 0 | 25 | 25 |  | Shenango (PA) | McDowell | 0 | 0 |  | 0 | 0 | 0 |  | 288767 | 0 | 288767 | 0 | 0 | 0 | 0 | 0 | 0 | 0 | 0 | 0 | 0 | 0 | 0 | 0 | 0 | 0 | 0 | 0 | 0 | 0 | 0 | 12
NO |  | 137 | 2011 | 0 | 26 | 26 |  | Shenango (PA) | Sharon | 0 | 0 |  | 0 | 0 | 0 |  | 52035 | 0 | 52035 | 0 | 0 | 0 | 0 | 0 | 0 | 0 | 0 | 0 | 0 | 0 | 0 | 0 | 0 | 0 | 0 | 0 | 0 | 0 | 0 | 12
NO |  | 137 | 2011 | 0 | 27 | 27 |  | TOTAL 138 KV Lines |  | 0 | 0 |  | 0 | 0 | 0 |  | 4438746 | 0 | 4438746 | 0 | 0 | 0 | 0 | 0 | 0 | 0 | 0 | 0 | 0 | 0 | 0 | 0 | 611370060 | 0 | 0 | 0 | 0 | 0 | 0 | 12
SI/SI | A | 137 | 2011 | 0 | 29 | 29 |  | 69 KV Trans. Lines |  | 0 | 0 |  | 0 | 0 | 0 |  | 2622692 | 956929 | 3579621 | 0 | 0 | 0 | 23472.4624 | 0 | 0 | 0 | 0 | 0 | 0 | 0 | 0 | 0 | 611370057 | 0 | 0 | 0 | 0 | 0 | 0 | 12
SI/SI | A | 137 | 2011 | 0 | 30 | 30 |  | 23 KV Trans. Lines |  | 0 | 0 | Various | 44.3 | 3.38 | 0 |  | 109404 | 3121990 | 3231394 | 0 | 0 | 0 | 21189.0516 | 0 | 0 | 0 | 0 | 0 | 0 | 0 | 0 | 0 | 0 | 0 | 0 | 0 | 0 | 0 | 0 | 12
NO |  | 137 | 2011 | 0 | 32 | 32 |  | Operation and Maintenance |  | 0 | 0 |  | 0 | 0 | 0 |  | 0 | 0 | 0 | 65693 | 18054 | 0 | 83747 | 0 | 0 | 0 | 0 | 0 | 0 | 0 | 0 | 0 | 0 | 0 | 0 | 611370058 | 611370059 | 0 | 0 | 12
NO |  | 137 | 2011 | 0 | 33 | 33 |  | Expense |  | 0 | 0 |  | 0 | 0 | 0 |  | 0 | 0 | 0 | 0 | 0 | 0 | 0 | 0 | 0 | 0 | 0 | 0 | 0 | 0 | 0 | 0 | 0 | 0 | 0 | 0 | 0 | 0 | 0 | 12
NO |  | 137 | 2011 | 0 | 36 | 36 |  | TOTAL |  | 0 | 0 |  | 44.3 | 3.38 | 0 |  | 8692750 | 4078919 | 12771669 | 65693 | 18054 | 0 | 83747 | 0 | 0 | 0 | 0 | 0 | 0 | 0 | 0 | 0 | 0 | 0 | 0 | 0 | 0 | 0 | 0 | 12
NO |  | 1 | 2011 | 0 | 36 | 36 |  | TOTAL |  | 0 | 0 |  | 0 | 0 | 0 |  | 0 | 0 | 0 | 0 | 0 | 0 | 0 | 0 | 0 | 0 | 0 | 0 | 0 | 0 | 0 | 0 | 0 | 0 | 0 | 0 | 0 | 0 | 0 | 12
NO |  | 40 | 2011 | 0 | 1 | 1 |  | Wisconsin Rapids | Biron, DuBay, Stevens Point | 0 | 0 |  | 0 | 0 | 0 |  | 0 | 0 | 0 | 0 | 0 | 0 | 0 | 0 | 0 | 0 | 0 | 0 | 0 | 0 | 0 | 0 | 0 | 0 | 0 | 0 | 0 | 0 | 0 | 12
NO |  | 40 | 2011 | 0 | 2 | 2 |  |  | Whiting, Rocky Run, Kraft | 0 | 0 |  | 0 | 0 | 0 |  | 0 | 0 | 0 | 0 | 0 | 0 | 0 | 0 | 0 | 0 | 0 | 0 | 0 | 0 | 0 | 0 | 0 | 0 | 0 | 0 | 0 | 0 | 0 | 12
SI/SI | A | 40 | 2011 | 0 | 3 | 3 |  |  | Grand Rapids, WR & WQC | 46 | 46 | (1) | 61.29 | 0 | 16 | 3/0 Gza ACSR | 45282 | 4635190 | 4680472 | 409381 | 352045 | 461 | 761887 | 0 | 0 | 0 | 0 | 0 | 0 | 0 | 0 | 0 | 0 | 0 | 0 | 0 | 0 | 0 | 610400006 | 12
NO |  | 40 | 2011 | 0 | 36 | 36 |  | TOTAL |  | 0 | 0 |  | 61.29 | 0 | 16 |  | 45282 | 4635190 | 4680472 | 409381 | 352045 | 461 | 761887 | 0 | 0 | 0 | 0 | 0 | 0 | 0 | 0 | 0 | 0 | 0 | 0 | 0 | 0 | 0 | 0 | 12
NO |  | 227 | 2011 | 0 | 1 | 1 |  | Atlanta | Airport | 138 | 138 | single wood | 30.62 | 0 | 1 | 477 ACSR | 141433 | 2273005 | 2414438 | 0 | 0 | 0 | 0 | 0 | 0 | 0 | 0 | 0 | 0 | 0 | 0 | 0 | 0 | 0 | 0 | 0 | 0 | 0 | 0 | 12
NO |  | 227 | 2011 | 0 | 2 | 2 |  | Hersey | Leroy | 69 | 138 | single wood | 14.57 | 0 | 1 | 477 ACSR | 65812 | 1048587 | 1114399 | 0 | 0 | 0 | 0 | 0 | 0 | 0 | 0 | 0 | 0 | 0 | 0 | 0 | 0 | 0 | 0 | 0 | 0 | 0 | 0 | 12
NO |  | 227 | 2011 | 0 | 3 | 3 |  | Lake County | Pere Marquette | 138 | 138 | single wood | 18.44 | 0 | 1 | 477 ACSR | 125777 | 1263933 | 1389710 | 0 | 0 | 0 | 0 | 0 | 0 | 0 | 0 | 0 | 0 | 0 | 0 | 0 | 0 | 0 | 0 | 0 | 0 | 0 | 0 | 12
NO |  | 227 | 2011 | 0 | 4 | 4 |  | Livingston | Atlanta | 138 | 138 | single wood | 31.17 | 0 | 1 | 477 ACSR | 65312 | 632129 | 697441 | 0 | 0 | 0 | 0 | 0 | 0 | 0 | 0 | 0 | 0 | 0 | 0 | 0 | 0 | 0 | 0 | 0 | 0 | 0 | 0 | 12
NO |  | 227 | 2011 | 0 | 5 | 5 |  | South Boardman | Leroy | 69 | 138 | H-frame wood | 47.33 | 0 | 1 | 477 ACSR | 27311 | 1353452 | 1380763 | 0 | 0 | 0 | 0 | 0 | 0 | 0 | 0 | 0 | 0 | 0 | 0 | 0 | 0 | 0 | 0 | 0 | 0 | 0 | 0 | 12
NO |  | 227 | 2011 | 0 | 6 | 6 |  | Lake County | Bass Lake | 69 | 138 | single wood | 8.27 | 0 | 1 | 795 ACSS | 16630 | 1768160 | 1784790 | 0 | 0 | 0 | 0 | 0 | 0 | 0 | 0 | 0 | 0 | 0 | 0 | 0 | 0 | 0 | 0 | 0 | 0 | 0 | 0 | 12
NO |  | 227 | 2011 | 0 | 7 | 7 |  | Kalkaska | Westwood | 69 | 138 | single wood | 11.62 | 0 | 1 | 795 ACSS | 95643 | 2344297 | 2439940 | 0 | 0 | 0 | 0 | 0 | 0 | 0 | 0 | 0 | 0 | 0 | 0 | 0 | 0 | 0 | 0 | 0 | 0 | 0 | 0 | 12
NO |  | 227 | 2011 | 0 | 8 | 8 |  | Corwith Tap |  | 138 | 138 | single wood | 0.21 | 0 | 1 | 336.4 ACSR | 18000 | 45647 | 63647 | 0 | 0 | 0 | 0 | 0 | 0 | 0 | 0 | 0 | 0 | 0 | 0 | 0 | 0 | 0 | 0 | 0 | 0 | 0 | 0 | 12
NO |  | 227 | 2011 | 0 | 9 | 9 |  | Odawa Tap |  | 138 | 138 | single wood | 0.06 | 0 | 1 | 477 ACSR | 0 | 140002 | 140002 | 0 | 0 | 0 | 0 | 0 | 0 | 0 | 0 | 0 | 0 | 0 | 0 | 0 | 0 | 0 | 0 | 0 | 0 | 0 | 0 | 12
NO |  | 227 | 2011 | 0 | 10 | 10 |  | Elmira | Gaylord | 69 | 138 | single wood | 7.05 | 0 | 1 | 795 ACSS | 72416 | 3985001 | 4057417 | 0 | 0 | 0 | 0 | 0 | 0 | 0 | 0 | 0 | 0 | 0 | 0 | 0 | 0 | 0 | 0 | 0 | 0 | 0 | 0 | 12
NO |  | 227 | 2011 | 0 | 11 | 11 |  | Gaylord Gen | Gaylord OCB | 69 | 138 | single wood | 7.32 | 0 | 2 | 795 ACSS | 6133 | 162685 | 168818 | 0 | 0 | 0 | 0 | 0 | 0 | 0 | 0 | 0 | 0 | 0 | 0 | 0 | 0 | 0 | 0 | 0 | 0 | 0 | 0 | 12
NO |  | 227 | 2011 | 0 | 12 | 12 |  | Grand Traverse | Eastbay | 69 | 138 | single wood | 6.54 | 0 | 1 | 795 ACSS | 10041 | 1779509 | 1789550 | 0 | 0 | 0 | 0 | 0 | 0 | 0 | 0 | 0 | 0 | 0 | 0 | 0 | 0 | 0 | 0 | 0 | 0 | 0 | 0 | 12
NO |  | 227 | 2011 | 0 | 13 | 13 |  | Grawn | Gray | 69 | 138 | single wood | 8.73 | 0 | 1 | 795 ACSS | 12656 | 2339807 | 2352463 | 0 | 0 | 0 | 0 | 0 | 0 | 0 | 0 | 0 | 0 | 0 | 0 | 0 | 0 | 0 | 0 | 0 | 0 | 0 | 0 | 12
NO |  | 227 | 2011 | 0 | 14 | 14 |  | Dayton | Judd | 120 | 120 | steel | 0.78 | 0 | 1 | 954 ACSRDual | 0 | 0 | 0 | 0 | 0 | 0 | 0 | 0 | 0 | 0 | 0 | 0 | 0 | 0 | 0 | 0 | 0 | 0 | 0 | 0 | 0 | 0 | 0 | 12
NO |  | 227 | 2011 | 0 | 15 | 15 |  | Alba Tap |  | 138 | 138 | single wood | 0.36 | 0 | 1 | 266.8 ACSR | 0 | 8910 | 8910 | 0 | 0 | 0 | 0 | 0 | 0 | 0 | 0 | 0 | 0 | 0 | 0 | 0 | 0 | 0 | 0 | 0 | 0 | 0 | 0 | 12
NO |  | 227 | 2011 | 0 | 16 | 16 |  | Redwood | Donaldson Creek | 138 | 138 | single wood | 0.25 | 0 | 1 | 336.4 ACSR | 0 | 0 | 0 | 0 | 0 | 0 | 0 | 0 | 0 | 0 | 0 | 0 | 0 | 0 | 0 | 0 | 0 | 0 | 0 | 0 | 0 | 0 | 0 | 12
NO |  | 227 | 2011 | 0 | 17 | 17 |  | Lake County | Plains Junction | 69 | 138 | single wood | 14.89 | 0 | 1 | 795 ACSS | 94864 | 4684182 | 4779046 | 0 | 0 | 0 | 0 | 0 | 0 | 0 | 0 | 0 | 0 | 0 | 0 | 0 | 0 | 0 | 0 | 0 | 0 | 0 | 0 | 12
NO |  | 227 | 2011 | 0 | 18 | 18 |  | South Boardman | Kalkaska | 69 | 138 | single wood | 3.69 | 0 | 1 | 795 ACSS | 3350 | 1155812 | 1159162 | 0 | 0 | 0 | 0 | 0 | 0 | 0 | 0 | 0 | 0 | 0 | 0 | 0 | 0 | 0 | 0 | 0 | 0 | 0 | 0 | 12
NO |  | 227 | 2011 | 0 | 19 | 19 |  | Advance | Hayes Junction | 69 | 138 | single wood | 7.77 | 0 | 1 | 795 ACSS | 49693 | 2810508 | 2860201 | 0 | 0 | 0 | 0 | 0 | 0 | 0 | 0 | 0 | 0 | 0 | 0 | 0 | 0 | 0 | 0 | 0 | 0 | 0 | 0 | 12
NO |  | 227 | 2011 | 0 | 20 | 20 |  | Blendon | Fairview | 69 | 138 | single wood | 7.49 | 0 | 1 | 795 ACSS | 0 | 2269166 | 2269166 | 0 | 0 | 0 | 0 | 0 | 0 | 0 | 0 | 0 | 0 | 0 | 0 | 0 | 0 | 0 | 0 | 0 | 0 | 0 | 0 | 12
NO |  | 227 | 2011 | 0 | 21 | 21 |  | Copemish | Brethren | 69 | 138 | single wood | 10.81 | 0 | 1 | 795 ACSS | 117984 | 3966541 | 4084525 | 0 | 0 | 0 | 0 | 0 | 0 | 0 | 0 | 0 | 0 | 0 | 0 | 0 | 0 | 0 | 0 | 0 | 0 | 0 | 0 | 12
NO |  | 227 | 2011 | 0 | 22 | 22 |  | Clinton Tap |  | 69 | 138 | single wood | 7.38 | 0 | 2 | 795 ACSS | 76585 | 3619656 | 3696241 | 0 | 0 | 0 | 0 | 0 | 0 | 0 | 0 | 0 | 0 | 0 | 0 | 0 | 0 | 0 | 0 | 0 | 0 | 0 | 0 | 12
NO |  | 227 | 2011 | 0 | 23 | 23 |  | Clinton | Chester | 69 | 138 | single wood | 0.36 | 0 | 1 | 795 ACSS | 1816 | 87013 | 88829 | 0 | 0 | 0 | 0 | 0 | 0 | 0 | 0 | 0 | 0 | 0 | 0 | 0 | 0 | 0 | 0 | 0 | 0 | 0 | 0 | 12
NO |  | 227 | 2011 | 0 | 24 | 24 |  | Grand Traverse | Grawn | 69 | 138 | single wood | 5.21 | 0 | 1 | 795 ACSS | 112206 | 987369 | 1099575 | 0 | 0 | 0 | 0 | 0 | 0 | 0 | 0 | 0 | 0 | 0 | 0 | 0 | 0 | 0 | 0 | 0 | 0 | 0 | 0 | 12
SI/NO | A | 227 | 2011 | 0 | 25 | 25 |  | 69 kV Lines |  | 69 | 69 | single wood | 1239.16 | 0 | 1 | 3/0 - 4/0 ACSR | 3992295 | 104359801 | 108352096 | 0 | 0 | 0 | 2562927.7912 | 0 | 0 | 0 | 0 | 0 | 0 | 0 | 0 | 0 | 0 | 0 | 0 | 0 | 0 | 0 | 0 | 12
NO |  | 227 | 2011 | 0 | 36 | 36 |  | TOTAL |  | 0 | 0 |  | 1490.08 | 0 | 27 |  | 5105957 | 143085172 | 148191129 | 0 | 0 | 0 | 0 | 0 | 0 | 0 | 0 | 0 | 0 | 0 | 0 | 0 | 0 | 0 | 0 | 0 | 0 | 0 | 0 | 12
NO |  | 17 | 2011 | 0 | 1 | 1 |  | Cumberland | Richmond | 500 | 500 | T | 56.62 | 0 | 1 | 1590MCMA(B) | 0 | 0 | 0 | 0 | 0 | 0 | 0 | 0 | 0 | 0 | 0 | 0 | 0 | 0 | 0 | 0 | 0 | 0 | 0 | 0 | 0 | 0 | 0 | 12
NO |  | 17 | 2011 | 0 | 2 | 2 |  | Cumberland | Wake | 500 | 500 | T | 67.26 | 0 | 1 | 1590MCMA(B) | 0 | 0 | 0 | 0 | 0 | 0 | 0 | 0 | 0 | 0 | 0 | 0 | 0 | 0 | 0 | 0 | 0 | 0 | 0 | 0 | 0 | 0 | 0 | 12
NO |  | 17 | 2011 | 0 | 3 | 3 |  | Durham | Wake | 500 | 500 | T | 27.9 | 0 | 1 | 3-1590MCMA | 0 | 0 | 0 | 0 | 0 | 0 | 0 | 0 | 0 | 0 | 0 | 0 | 0 | 0 | 0 | 0 | 0 | 0 | 0 | 0 | 0 | 0 | 0 | 12
NO |  | 17 | 2011 | 0 | 4 | 4 |  | Mayo | Durham | 500 | 500 | T | 45.1 | 0 | 1 | 3-1590MCMA | 0 | 0 | 0 | 0 | 0 | 0 | 0 | 0 | 0 | 0 | 0 | 0 | 0 | 0 | 0 | 0 | 0 | 0 | 0 | 0 | 0 | 0 | 0 | 12
NO |  | 17 | 2011 | 0 | 5 | 5 |  | Mayo | Person | 500 | 500 | T | 9.94 | 0 | 1 | 1590MCMA(B) | 0 | 0 | 0 | 0 | 0 | 0 | 0 | 0 | 0 | 0 | 0 | 0 | 0 | 0 | 0 | 0 | 0 | 0 | 0 | 0 | 0 | 0 | 0 | 12
NO |  | 17 | 2011 | 0 | 6 | 6 |  | Richmond | Newport (Duke) | 500 | 500 | T | 32.69 | 0 | 1 | 2515MCMA(B) | 0 | 0 | 0 | 0 | 0 | 0 | 0 | 0 | 0 | 0 | 0 | 0 | 0 | 0 | 0 | 0 | 0 | 0 | 0 | 0 | 0 | 0 | 0 | 12
NO |  | 17 | 2011 | 0 | 7 | 7 |  | Wake | Carson (VEPCO) | 500 | 500 | T | 52.6 | 0 | 1 | 2515MCMA(B) | 0 | 0 | 0 | 0 | 0 | 0 | 0 | 0 | 0 | 0 | 0 | 0 | 0 | 0 | 0 | 0 | 0 | 0 | 0 | 0 | 0 | 0 | 0 | 12
NO |  | 17 | 2011 | 0 | 8 | 8 |  | Tot. 500kV Lines in NC |  | 0 | 0 |  | 0 | 0 | 0 |  | 23557293 | 64058675 | 87615968 | 0 | 0 | 0 | 0 | 0 | 0 | 0 | 0 | 0 | 0 | 0 | 0 | 0 | 0 | 0 | 0 | 0 | 0 | 0 | 0 | 12
NO |  | 17 | 2011 | 0 | 9 | 9 |  | Apex US 1 | Cary Regency Park | 230 | 230 | S-HFR | 7 | 0 | 1 | 2-1272MCMA | 0 | 0 | 0 | 0 | 0 | 0 | 0 | 0 | 0 | 0 | 0 | 0 | 0 | 0 | 0 | 0 | 0 | 0 | 0 | 0 | 0 | 0 | 0 | 12
NO |  | 17 | 2011 | 0 | 10 | 10 |  | Asheboro | Biscoe | 230 | 230 | S-HFR | 0.18 | 0 | 1 | 1272MCMA | 0 | 0 | 0 | 0 | 0 | 0 | 0 | 0 | 0 | 0 | 0 | 0 | 0 | 0 | 0 | 0 | 0 | 0 | 0 | 0 | 0 | 0 | 0 | 12
NO |  | 17 | 2011 | 0 | 11 | 11 |  | Asheboro | Biscoe | 230 | 230 | W-HFR | 25.65 | 0 | 1 | 1272MCMA | 0 | 0 | 0 | 0 | 0 | 0 | 0 | 0 | 0 | 0 | 0 | 0 | 0 | 0 | 0 | 0 | 0 | 0 | 0 | 0 | 0 | 0 | 0 | 12
NO |  | 17 | 2011 | 0 | 12 | 12 |  | Asheboro | DPC Pleasant Garden | 230 | 230 | S-HFR | 18.48 | 0 | 1 | 2-1590MCMA | 0 | 0 | 0 | 0 | 0 | 0 | 0 | 0 | 0 | 0 | 0 | 0 | 0 | 0 | 0 | 0 | 0 | 0 | 0 | 0 | 0 | 0 | 0 | 12
NO |  | 17 | 2011 | 0 | 13 | 13 |  | Asheboro | Siler City | 230 | 230 | W-HFR | 8.94 | 0 | 1 | 1272MCMA(B) | 0 | 0 | 0 | 0 | 0 | 0 | 0 | 0 | 0 | 0 | 0 | 0 | 0 | 0 | 0 | 0 | 0 | 0 | 0 | 0 | 0 | 0 | 0 | 12
NO |  | 17 | 2011 | 0 | 14 | 14 |  | Asheboro | Siler City | 230 | 230 | S-HFR | 1.1 | 0 | 1 | 1272MCMA(B) | 0 | 0 | 0 | 0 | 0 | 0 | 0 | 0 | 0 | 0 | 0 | 0 | 0 | 0 | 0 | 0 | 0 | 0 | 0 | 0 | 0 | 0 | 0 | 12
NO |  | 17 | 2011 | 0 | 15 | 15 |  | Asheboro | Siler City | 230 | 230 | C-HFR | 15.69 | 0 | 1 | 1272MCMA(B) | 0 | 0 | 0 | 0 | 0 | 0 | 0 | 0 | 0 | 0 | 0 | 0 | 0 | 0 | 0 | 0 | 0 | 0 | 0 | 0 | 0 | 0 | 0 | 12
NO |  | 17 | 2011 | 0 | 16 | 16 |  | Asheville Plant | Enka | 230 | 230 | DC S-TWR | 6.66 | 0 | 2 | 1272MCMA | 0 | 0 | 0 | 0 | 0 | 0 | 0 | 0 | 0 | 0 | 0 | 0 | 0 | 0 | 0 | 0 | 0 | 0 | 0 | 0 | 0 | 0 | 0 | 12
NO |  | 17 | 2011 | 0 | 17 | 17 |  | Asheville Plant | Enka | 230 | 230 | S-SP | 0.43 | 0 | 1 | 1272MCMA | 0 | 0 | 0 | 0 | 0 | 0 | 0 | 0 | 0 | 0 | 0 | 0 | 0 | 0 | 0 | 0 | 0 | 0 | 0 | 0 | 0 | 0 | 0 | 12
NO |  | 17 | 2011 | 0 | 18 | 18 |  | Asheville Plant | Pisgah Forest (DPC) | 230 | 230 | DC-T | 0.18 | 0 | 2 | 1272MCMA | 0 | 0 | 0 | 0 | 0 | 0 | 0 | 0 | 0 | 0 | 0 | 0 | 0 | 0 | 0 | 0 | 0 | 0 | 0 | 0 | 0 | 0 | 0 | 12
NO |  | 17 | 2011 | 0 | 19 | 19 |  | Asheville Plant | Pisgah Forest (DPC) | 230 | 230 | W-H Fr. | 3.43 | 0 | 1 | 1272MCMA | 0 | 0 | 0 | 0 | 0 | 0 | 0 | 0 | 0 | 0 | 0 | 0 | 0 | 0 | 0 | 0 | 0 | 0 | 0 | 0 | 0 | 0 | 0 | 12
NO |  | 17 | 2011 | 0 | 20 | 20 |  | Asheville Plant | Pisgah Forest (DPC) | 230 | 230 | W-H Fr. | 3.43 | 0.18 | 1 | 1272MCMA | 0 | 0 | 0 | 0 | 0 | 0 | 0 | 0 | 0 | 0 | 0 | 0 | 0 | 0 | 0 | 0 | 0 | 0 | 0 | 0 | 0 | 0 | 0 | 12
NO |  | 17 | 2011 | 0 | 21 | 21 |  | Aurora | Aurora PCS (Black) | 230 | 230 | DC-CP | 0.74 | 0 | 2 | 795MCMA | 0 | 0 | 0 | 0 | 0 | 0 | 0 | 0 | 0 | 0 | 0 | 0 | 0 | 0 | 0 | 0 | 0 | 0 | 0 | 0 | 0 | 0 | 0 | 12
NO |  | 17 | 2011 | 0 | 22 | 22 |  | Aurora | Aurora PCS (Black) | 230 | 230 | W-H Fr. | 1.44 | 0 | 1 | 795MCMA | 0 | 0 | 0 | 0 | 0 | 0 | 0 | 0 | 0 | 0 | 0 | 0 | 0 | 0 | 0 | 0 | 0 | 0 | 0 | 0 | 0 | 0 | 0 | 12
NO |  | 17 | 2011 | 0 | 23 | 23 |  | Aurora | Aurora PCS (Black) | 230 | 230 | DC S-HFR | 5.49 | 0 | 2 | 795MCMA | 0 | 0 | 0 | 0 | 0 | 0 | 0 | 0 | 0 | 0 | 0 | 0 | 0 | 0 | 0 | 0 | 0 | 0 | 0 | 0 | 0 | 0 | 0 | 12
NO |  | 17 | 2011 | 0 | 24 | 24 |  | Aurora | Aurora PCS (Black) | 230 | 230 | S-SP | 0.28 | 0 | 1 | 795MCMA | 0 | 0 | 0 | 0 | 0 | 0 | 0 | 0 | 0 | 0 | 0 | 0 | 0 | 0 | 0 | 0 | 0 | 0 | 0 | 0 | 0 | 0 | 0 | 12
NO |  | 17 | 2011 | 0 | 25 | 25 |  | Aurora | Aurora PCS (White) | 230 | 230 | DC S-HFR | 5.47 | 0 | 2 | 795MCMA | 0 | 0 | 0 | 0 | 0 | 0 | 0 | 0 | 0 | 0 | 0 | 0 | 0 | 0 | 0 | 0 | 0 | 0 | 0 | 0 | 0 | 0 | 0 | 12
NO |  | 17 | 2011 | 0 | 26 | 26 |  | Aurora | Aurora PCS (White) | 230 | 230 | S-SP | 0.25 | 0 | 1 | 795MCMA | 0 | 0 | 0 | 0 | 0 | 0 | 0 | 0 | 0 | 0 | 0 | 0 | 0 | 0 | 0 | 0 | 0 | 0 | 0 | 0 | 0 | 0 | 0 | 12
NO |  | 17 | 2011 | 0 | 27 | 27 |  | Aurora | Aurora PCS (White) | 230 | 230 | W-H Fr. | 1.46 | 0.74 | 1 | 795MCMA | 0 | 0 | 0 | 0 | 0 | 0 | 0 | 0 | 0 | 0 | 0 | 0 | 0 | 0 | 0 | 0 | 0 | 0 | 0 | 0 | 0 | 0 | 0 | 12
NO |  | 17 | 2011 | 0 | 28 | 28 |  | Aurora | Greenville | 230 | 230 | DC-T | 1.87 | 0 | 2 | 1109MCMA | 0 | 0 | 0 | 0 | 0 | 0 | 0 | 0 | 0 | 0 | 0 | 0 | 0 | 0 | 0 | 0 | 0 | 0 | 0 | 0 | 0 | 0 | 0 | 12
NO |  | 17 | 2011 | 0 | 29 | 29 |  | Aurora | Greenville | 230 | 230 | W-H Fr. | 36.77 | 0 | 1 | 1272&1109MCMA | 0 | 0 | 0 | 0 | 0 | 0 | 0 | 0 | 0 | 0 | 0 | 0 | 0 | 0 | 0 | 0 | 0 | 0 | 0 | 0 | 0 | 0 | 0 | 12
NO |  | 17 | 2011 | 0 | 30 | 30 |  | Aurora | New Bern | 230 | 230 | W-H Fr. | 27.74 | 0 | 1 | 1272MCMA | 0 | 0 | 0 | 0 | 0 | 0 | 0 | 0 | 0 | 0 | 0 | 0 | 0 | 0 | 0 | 0 | 0 | 0 | 0 | 0 | 0 | 0 | 0 | 12
NO |  | 17 | 2011 | 0 | 31 | 31 |  | Biscoe | Rockingham | 230 | 230 | S-HFR | 0.18 | 0 | 1 | 1272MCMA | 0 | 0 | 0 | 0 | 0 | 0 | 0 | 0 | 0 | 0 | 0 | 0 | 0 | 0 | 0 | 0 | 0 | 0 | 0 | 0 | 0 | 0 | 0 | 12
NO |  | 17 | 2011 | 0 | 32 | 32 |  | Biscoe | Rockingham | 230 | 230 | W-HFR | 36.83 | 0 | 1 | 1272MCMA | 0 | 0 | 0 | 0 | 0 | 0 | 0 | 0 | 0 | 0 | 0 | 0 | 0 | 0 | 0 | 0 | 0 | 0 | 0 | 0 | 0 | 0 | 0 | 12
NO |  | 17 | 2011 | 0 | 33 | 33 |  | Brunswick Plant | Castle Hayne (East) | 230 | 230 | S-HFR | 1.21 | 0 | 1 | 2515MCMA | 0 | 0 | 0 | 0 | 0 | 0 | 0 | 0 | 0 | 0 | 0 | 0 | 0 | 0 | 0 | 0 | 0 | 0 | 0 | 0 | 0 | 0 | 0 | 12
NO |  | 17 | 2011 | 0 | 34 | 34 |  | Brunswick Plant | Castle Hayne (East) | 230 | 230 | DC-T | 1.15 | 0 | 2 | 2500MCMA | 0 | 0 | 0 | 0 | 0 | 0 | 0 | 0 | 0 | 0 | 0 | 0 | 0 | 0 | 0 | 0 | 0 | 0 | 0 | 0 | 0 | 0 | 0 | 12
NO |  | 17 | 2011 | 0 | 35 | 35 |  | Brunswick Plant | Castle Hayne (East) | 230 | 230 | W-H Fr. | 24.43 | 0 | 1 | 1272&2515MCMA | 0 | 0 | 0 | 0 | 0 | 0 | 0 | 0 | 0 | 0 | 0 | 0 | 0 | 0 | 0 | 0 | 0 | 0 | 0 | 0 | 0 | 0 | 0 | 12
NO |  | 17 | 2011 | 1 | 1 | 1 |  | Brunswick Plant | Castle Hayne (East) | 230 | 230 | S-SP | 7.21 | 0 | 1 | 2515MCMA | 0 | 0 | 0 | 0 | 0 | 0 | 0 | 0 | 0 | 0 | 0 | 0 | 0 | 0 | 0 | 0 | 0 | 0 | 0 | 0 | 0 | 0 | 0 | 12
NO |  | 17 | 2011 | 1 | 2 | 2 |  | Brunswick Plant | Castle Hayne (East) | 230 | 230 | C-SP | 0.7 | 0 | 1 | 1272MCMA | 0 | 0 | 0 | 0 | 0 | 0 | 0 | 0 | 0 | 0 | 0 | 0 | 0 | 0 | 0 | 0 | 0 | 0 | 0 | 0 | 0 | 0 | 0 | 12
NO |  | 17 | 2011 | 1 | 3 | 3 |  | Brunswick Plant | Delco (East) | 230 | 230 | DC-T | 0.17 | 0 | 2 | 1272MCMA | 0 | 0 | 0 | 0 | 0 | 0 | 0 | 0 | 0 | 0 | 0 | 0 | 0 | 0 | 0 | 0 | 0 | 0 | 0 | 0 | 0 | 0 | 0 | 12
NO |  | 17 | 2011 | 1 | 4 | 4 |  | Brunswick Plant | Delco (East) | 230 | 230 | W-H Fr. | 29.85 | 0 | 1 | 1272MCMA | 0 | 0 | 0 | 0 | 0 | 0 | 0 | 0 | 0 | 0 | 0 | 0 | 0 | 0 | 0 | 0 | 0 | 0 | 0 | 0 | 0 | 0 | 0 | 12
NO |  | 17 | 2011 | 1 | 5 | 5 |  | Brunswick Plant | Delco (East) | 230 | 230 | S-HFR | 1.13 | 0 | 1 | 1272MCMA | 0 | 0 | 0 | 0 | 0 | 0 | 0 | 0 | 0 | 0 | 0 | 0 | 0 | 0 | 0 | 0 | 0 | 0 | 0 | 0 | 0 | 0 | 0 | 12
NO |  | 17 | 2011 | 1 | 6 | 6 |  | Brunswick Plant | Jacksonville | 230 | 230 | W-H Fr. | 75.21 | 0 | 1 | 1272MCMA | 0 | 0 | 0 | 0 | 0 | 0 | 0 | 0 | 0 | 0 | 0 | 0 | 0 | 0 | 0 | 0 | 0 | 0 | 0 | 0 | 0 | 0 | 0 | 12
NO |  | 17 | 2011 | 1 | 7 | 7 |  | Brunswick Plant | Weatherspoon Plant | 230 | 230 | DC-T | 0.28 | 0 | 2 | 1272MCMA | 0 | 0 | 0 | 0 | 0 | 0 | 0 | 0 | 0 | 0 | 0 | 0 | 0 | 0 | 0 | 0 | 0 | 0 | 0 | 0 | 0 | 0 | 0 | 12
NO |  | 17 | 2011 | 1 | 8 | 8 |  | Brunswick Plant | Weatherspoon Plant | 230 | 230 | W-H Fr. | 77.65 | 0 | 1 | 1272MCMA | 0 | 0 | 0 | 0 | 0 | 0 | 0 | 0 | 0 | 0 | 0 | 0 | 0 | 0 | 0 | 0 | 0 | 0 | 0 | 0 | 0 | 0 | 0 | 12
NO |  | 17 | 2011 | 1 | 9 | 9 |  | Brunswick Plant | Wilmington Corning SW Sta | 230 | 230 | S-SP | 7.04 | 0 | 1 | 1272MCMA | 0 | 0 | 0 | 0 | 0 | 0 | 0 | 0 | 0 | 0 | 0 | 0 | 0 | 0 | 0 | 0 | 0 | 0 | 0 | 0 | 0 | 0 | 0 | 12
NO |  | 17 | 2011 | 1 | 10 | 10 |  | Brunswick Plant | Wilmington Corning SW Sta | 230 | 230 | W-H Fr. | 17.13 | 1.15 | 1 | 1272&2515MCMA | 0 | 0 | 0 | 0 | 0 | 0 | 0 | 0 | 0 | 0 | 0 | 0 | 0 | 0 | 0 | 0 | 0 | 0 | 0 | 0 | 0 | 0 | 0 | 12
NO |  | 17 | 2011 | 1 | 11 | 11 |  | Brunswick Plant | Wilmington Corning SW Sta | 230 | 230 | S-H Fr. | 1.36 | 0 | 1 | 2515MCMA | 0 | 0 | 0 | 0 | 0 | 0 | 0 | 0 | 0 | 0 | 0 | 0 | 0 | 0 | 0 | 0 | 0 | 0 | 0 | 0 | 0 | 0 | 0 | 12
NO |  | 17 | 2011 | 1 | 12 | 12 |  | Brunswick Plant | Delco (West) | 230 | 230 | W-H Fr. | 30.35 | 0 | 1 | 1272MCMA | 0 | 0 | 0 | 0 | 0 | 0 | 0 | 0 | 0 | 0 | 0 | 0 | 0 | 0 | 0 | 0 | 0 | 0 | 0 | 0 | 0 | 0 | 0 | 12
NO |  | 17 | 2011 | 1 | 13 | 13 |  | Brunswick Plant | Delco (West) | 230 | 230 | S-H Fr. | 1.08 | 0 | 1 | 1272MCMA | 0 | 0 | 0 | 0 | 0 | 0 | 0 | 0 | 0 | 0 | 0 | 0 | 0 | 0 | 0 | 0 | 0 | 0 | 0 | 0 | 0 | 0 | 0 | 12
NO |  | 17 | 2011 | 1 | 14 | 14 |  | Brunswick Plant | Wallace | 230 | 230 | W-H Fr. | 53.57 | 0 | 1 | 1272MCMA | 0 | 0 | 0 | 0 | 0 | 0 | 0 | 0 | 0 | 0 | 0 | 0 | 0 | 0 | 0 | 0 | 0 | 0 | 0 | 0 | 0 | 0 | 0 | 12
NO |  | 17 | 2011 | 1 | 15 | 15 |  | Brunswick Plant | Wallace | 230 | 230 | S-H Fr. | 1.25 | 0 | 1 | 1272MCMA | 0 | 0 | 0 | 0 | 0 | 0 | 0 | 0 | 0 | 0 | 0 | 0 | 0 | 0 | 0 | 0 | 0 | 0 | 0 | 0 | 0 | 0 | 0 | 12
NO |  | 17 | 2011 | 1 | 16 | 16 |  | Brunswick Plant | Whiteville | 230 | 230 | W-H Fr. | 47.74 | 0 | 1 | 1272MCMA | 0 | 0 | 0 | 0 | 0 | 0 | 0 | 0 | 0 | 0 | 0 | 0 | 0 | 0 | 0 | 0 | 0 | 0 | 0 | 0 | 0 | 0 | 0 | 12
NO |  | 17 | 2011 | 1 | 17 | 17 |  | Brunswick Plant | Whiteville | 230 | 230 | S-H Fr. | 1.07 | 0 | 1 | 1272MCMA | 0 | 0 | 0 | 0 | 0 | 0 | 0 | 0 | 0 | 0 | 0 | 0 | 0 | 0 | 0 | 0 | 0 | 0 | 0 | 0 | 0 | 0 | 0 | 12
NO |  | 17 | 2011 | 1 | 18 | 18 |  | Brunswick Plant Unit #1 | Brunswick Plant U#1 CAP | 230 | 230 | S-HFR | 0.2 | 0 | 1 | 795MCMA | 0 | 0 | 0 | 0 | 0 | 0 | 0 | 0 | 0 | 0 | 0 | 0 | 0 | 0 | 0 | 0 | 0 | 0 | 0 | 0 | 0 | 0 | 0 | 12
NO |  | 17 | 2011 | 1 | 19 | 19 |  | Cane River | Nagel East & West(APCO) | 230 | 230 | DC-T | 15.01 | 0 | 2 | 1590MCMA | 0 | 0 | 0 | 0 | 0 | 0 | 0 | 0 | 0 | 0 | 0 | 0 | 0 | 0 | 0 | 0 | 0 | 0 | 0 | 0 | 0 | 0 | 0 | 12
NO |  | 17 | 2011 | 1 | 20 | 20 |  | Cane River | Craggy | 230 | 230 | S-H Fr. | 26.39 | 0 | 1 | 1590MCMA | 0 | 0 | 0 | 0 | 0 | 0 | 0 | 0 | 0 | 0 | 0 | 0 | 0 | 0 | 0 | 0 | 0 | 0 | 0 | 0 | 0 | 0 | 0 | 12
NO |  | 17 | 2011 | 1 | 21 | 21 |  | Cape Fear Plant | Harris Plant (North) | 230 | 230 | W-H Fr. | 7.12 | 0 | 1 | 2515&1272MCMA(B) | 0 | 0 | 0 | 0 | 0 | 0 | 0 | 0 | 0 | 0 | 0 | 0 | 0 | 0 | 0 | 0 | 0 | 0 | 0 | 0 | 0 | 0 | 0 | 12
NO |  | 17 | 2011 | 1 | 22 | 22 |  | Cape Fear Plant | Harris Plant (North) | 230 | 230 | S-H Fr. | 0.25 | 0 | 1 | 1272MCMA(B) | 0 | 0 | 0 | 0 | 0 | 0 | 0 | 0 | 0 | 0 | 0 | 0 | 0 | 0 | 0 | 0 | 0 | 0 | 0 | 0 | 0 | 0 | 0 | 12
NO |  | 17 | 2011 | 1 | 23 | 23 |  | Cape Fear Plant | Harris Plant (South) | 230 | 230 | W-H Fr. | 6.14 | 0 | 1 | 1272MCMA(B) | 0 | 0 | 0 | 0 | 0 | 0 | 0 | 0 | 0 | 0 | 0 | 0 | 0 | 0 | 0 | 0 | 0 | 0 | 0 | 0 | 0 | 0 | 0 | 12
NO |  | 17 | 2011 | 1 | 24 | 24 |  | Cape Fear Plant | Harris Plant (South) | 230 | 230 | S-H Fr. | 0.38 | 0 | 1 | 1272MCMA(B) | 0 | 0 | 0 | 0 | 0 | 0 | 0 | 0 | 0 | 0 | 0 | 0 | 0 | 0 | 0 | 0 | 0 | 0 | 0 | 0 | 0 | 0 | 0 | 12
NO |  | 17 | 2011 | 1 | 25 | 25 |  | Cape Fear Plant | Jonesboro | 230 | 230 | W-H Fr. | 10.1 | 0 | 1 | 795&1272MCMA(B) | 0 | 0 | 0 | 0 | 0 | 0 | 0 | 0 | 0 | 0 | 0 | 0 | 0 | 0 | 0 | 0 | 0 | 0 | 0 | 0 | 0 | 0 | 0 | 12
NO |  | 17 | 2011 | 1 | 26 | 26 |  | Cape Fear Plant | West End | 230 | 230 | W-H Fr. | 37.54 | 0 | 1 | 1272&2515MCMA | 0 | 0 | 0 | 0 | 0 | 0 | 0 | 0 | 0 | 0 | 0 | 0 | 0 | 0 | 0 | 0 | 0 | 0 | 0 | 0 | 0 | 0 | 0 | 12
NO |  | 17 | 2011 | 1 | 27 | 27 |  | Cary Regency Park | Method | 230 | 230 | DC-SSP | 0.22 | 0 | 2 | 2515MCMA | 0 | 0 | 0 | 0 | 0 | 0 | 0 | 0 | 0 | 0 | 0 | 0 | 0 | 0 | 0 | 0 | 0 | 0 | 0 | 0 | 0 | 0 | 0 | 12
NO |  | 17 | 2011 | 1 | 28 | 28 |  | Cary Regency Park | Method | 230 | 230 | S-SP | 4.53 | 0 | 1 | 2515&1272MCMA | 0 | 0 | 0 | 0 | 0 | 0 | 0 | 0 | 0 | 0 | 0 | 0 | 0 | 0 | 0 | 0 | 0 | 0 | 0 | 0 | 0 | 0 | 0 | 12
NO |  | 17 | 2011 | 1 | 29 | 29 |  | Cary Regency Park | Method | 230 | 230 | W-H Fr. | 3.99 | 0 | 1 | 1272MCMA(B) | 0 | 0 | 0 | 0 | 0 | 0 | 0 | 0 | 0 | 0 | 0 | 0 | 0 | 0 | 0 | 0 | 0 | 0 | 0 | 0 | 0 | 0 | 0 | 12
NO |  | 17 | 2011 | 1 | 30 | 30 |  | Cary Regency Park | RTP | 230 | 230 | S-HFR | 11.03 | 0 | 1 | 1272MCMA | 0 | 0 | 0 | 0 | 0 | 0 | 0 | 0 | 0 | 0 | 0 | 0 | 0 | 0 | 0 | 0 | 0 | 0 | 0 | 0 | 0 | 0 | 0 | 12
NO |  | 17 | 2011 | 1 | 31 | 31 |  | Castle Hayne | Jacksonville | 230 | 230 | W-H Fr. | 44.9 | 0 | 1 | 1272MCMA | 0 | 0 | 0 | 0 | 0 | 0 | 0 | 0 | 0 | 0 | 0 | 0 | 0 | 0 | 0 | 0 | 0 | 0 | 0 | 0 | 0 | 0 | 0 | 12
NO |  | 17 | 2011 | 1 | 32 | 32 |  | Castle Hayne | Wilmington Corning SW. Sta. | 230 | 230 | S-SP | 0.45 | 0 | 1 | 1272MCMA | 0 | 0 | 0 | 0 | 0 | 0 | 0 | 0 | 0 | 0 | 0 | 0 | 0 | 0 | 0 | 0 | 0 | 0 | 0 | 0 | 0 | 0 | 0 | 12
NO |  | 17 | 2011 | 1 | 33 | 33 |  | Castle Hayne | Wilmington Corning SW. Sta. | 230 | 230 | W-HFR | 5.12 | 0 | 1 | 1272MCMA | 0 | 0 | 0 | 0 | 0 | 0 | 0 | 0 | 0 | 0 | 0 | 0 | 0 | 0 | 0 | 0 | 0 | 0 | 0 | 0 | 0 | 0 | 0 | 12
NO |  | 17 | 2011 | 1 | 34 | 34 |  | Clinton | Erwin | 230 | 230 | S-SP | 3.89 | 0 | 1 | 1272MCMA | 0 | 0 | 0 | 0 | 0 | 0 | 0 | 0 | 0 | 0 | 0 | 0 | 0 | 0 | 0 | 0 | 0 | 0 | 0 | 0 | 0 | 0 | 0 | 12
NO |  | 17 | 2011 | 1 | 35 | 35 |  | Clinton | Erwin | 230 | 230 | W-H Fr. | 30.43 | 0 | 1 | 1272MCMA | 0 | 0 | 0 | 0 | 0 | 0 | 0 | 0 | 0 | 0 | 0 | 0 | 0 | 0 | 0 | 0 | 0 | 0 | 0 | 0 | 0 | 0 | 0 | 12
NO |  | 17 | 2011 | 2 | 1 | 1 |  | Clinton | Mt Olive | 230 | 230 | S-HFR | 0.27 | 0 | 1 | 1590MCMA | 0 | 0 | 0 | 0 | 0 | 0 | 0 | 0 | 0 | 0 | 0 | 0 | 0 | 0 | 0 | 0 | 0 | 0 | 0 | 0 | 0 | 0 | 0 | 12
NO |  | 17 | 2011 | 2 | 2 | 2 |  | Clinton | Mt. Olive | 230 | 230 | S-SP | 14.22 | 0 | 1 | 1590MCMA | 0 | 0 | 0 | 0 | 0 | 0 | 0 | 0 | 0 | 0 | 0 | 0 | 0 | 0 | 0 | 0 | 0 | 0 | 0 | 0 | 0 | 0 | 0 | 12
NO |  | 17 | 2011 | 2 | 3 | 3 |  | Clinton | Wallace | 230 | 230 | W-H Fr. | 36.68 | 0 | 1 | 1272&556MCMA(B) | 0 | 0 | 0 | 0 | 0 | 0 | 0 | 0 | 0 | 0 | 0 | 0 | 0 | 0 | 0 | 0 | 0 | 0 | 0 | 0 | 0 | 0 | 0 | 12
NO |  | 17 | 2011 | 2 | 4 | 4 |  | Cumberland | Delco | 230 | 230 | W-H Fr. | 54.4 | 0 | 1 | 1272MCMA | 0 | 0 | 0 | 0 | 0 | 0 | 0 | 0 | 0 | 0 | 0 | 0 | 0 | 0 | 0 | 0 | 0 | 0 | 0 | 0 | 0 | 0 | 0 | 12
NO |  | 17 | 2011 | 2 | 5 | 5 |  | Cumberland | Fayetteville (North) | 230 | 230 | DC-SSP | 5.16 | 0 | 2 | 2515MCMA | 0 | 0 | 0 | 0 | 0 | 0 | 0 | 0 | 0 | 0 | 0 | 0 | 0 | 0 | 0 | 0 | 0 | 0 | 0 | 0 | 0 | 0 | 0 | 12
NO |  | 17 | 2011 | 2 | 6 | 6 |  | Cumberland | Fayetteville (North) | 230 | 230 | W-H Fr. | 8.58 | 0 | 1 | 2515MCMA | 0 | 0 | 0 | 0 | 0 | 0 | 0 | 0 | 0 | 0 | 0 | 0 | 0 | 0 | 0 | 0 | 0 | 0 | 0 | 0 | 0 | 0 | 0 | 12
NO |  | 17 | 2011 | 2 | 7 | 7 |  | Cumberland | Fayetteville (South) | 230 | 230 | W-H Fr. | 13.73 | 0 | 1 | 2515MCMA | 0 | 0 | 0 | 0 | 0 | 0 | 0 | 0 | 0 | 0 | 0 | 0 | 0 | 0 | 0 | 0 | 0 | 0 | 0 | 0 | 0 | 0 | 0 | 12
NO |  | 17 | 2011 | 2 | 8 | 8 |  | Cumberland | Whiteville | 230 | 230 | W-H Fr. | 40.93 | 0 | 1 | 1272&2515MCMA | 0 | 0 | 0 | 0 | 0 | 0 | 0 | 0 | 0 | 0 | 0 | 0 | 0 | 0 | 0 | 0 | 0 | 0 | 0 | 0 | 0 | 0 | 0 | 12
NO |  | 17 | 2011 | 2 | 9 | 9 |  | Durham | East Durham (DPC) | 230 | 230 | DC-SH Fr. | 0.75 | 0 | 2 | 1272MCMA(B) | 0 | 0 | 0 | 0 | 0 | 0 | 0 | 0 | 0 | 0 | 0 | 0 | 0 | 0 | 0 | 0 | 0 | 0 | 0 | 0 | 0 | 0 | 0 | 12
NO |  | 17 | 2011 | 2 | 10 | 10 |  | Durham | East Durham (DPC) | 230 | 230 | C-H Fr. | 0.6 | 0 | 1 | 1272MCMA(B) | 0 | 0 | 0 | 0 | 0 | 0 | 0 | 0 | 0 | 0 | 0 | 0 | 0 | 0 | 0 | 0 | 0 | 0 | 0 | 0 | 0 | 0 | 0 | 12
NO |  | 17 | 2011 | 2 | 11 | 11 |  | Durham | East Durham (DPC) | 230 | 230 | W-H Fr. | 8.31 | 0 | 1 | 1272MCMA(B) | 0 | 0 | 0 | 0 | 0 | 0 | 0 | 0 | 0 | 0 | 0 | 0 | 0 | 0 | 0 | 0 | 0 | 0 | 0 | 0 | 0 | 0 | 0 | 12
NO |  | 17 | 2011 | 2 | 12 | 12 |  | Durham | Falls | 230 | 230 | S-HFR | 3.53 | 0 | 1 | 2-1590MCMA | 0 | 0 | 0 | 0 | 0 | 0 | 0 | 0 | 0 | 0 | 0 | 0 | 0 | 0 | 0 | 0 | 0 | 0 | 0 | 0 | 0 | 0 | 0 | 12
NO |  | 17 | 2011 | 2 | 13 | 13 |  | Durham | Falls | 230 | 230 | DC S-HFR | 9.14 | 0 | 2 | 2-1590MCMA | 0 | 0 | 0 | 0 | 0 | 0 | 0 | 0 | 0 | 0 | 0 | 0 | 0 | 0 | 0 | 0 | 0 | 0 | 0 | 0 | 0 | 0 | 0 | 12
NO |  | 17 | 2011 | 2 | 14 | 14 |  | Durham | Falls | 230 | 230 | S-SP | 1.15 | 0 | 1 | 2-1590MCMA | 0 | 0 | 0 | 0 | 0 | 0 | 0 | 0 | 0 | 0 | 0 | 0 | 0 | 0 | 0 | 0 | 0 | 0 | 0 | 0 | 0 | 0 | 0 | 12
NO |  | 17 | 2011 | 2 | 15 | 15 |  | Durham | Method | 230 | 230 | DC-SSP | 1.52 | 0 | 2 | 2515MCMA | 0 | 0 | 0 | 0 | 0 | 0 | 0 | 0 | 0 | 0 | 0 | 0 | 0 | 0 | 0 | 0 | 0 | 0 | 0 | 0 | 0 | 0 | 0 | 12
NO |  | 17 | 2011 | 2 | 16 | 16 |  | Durham | Method | 230 | 230 | S-SP | 13.53 | 0 | 1 | 2515MCMA | 0 | 0 | 0 | 0 | 0 | 0 | 0 | 0 | 0 | 0 | 0 | 0 | 0 | 0 | 0 | 0 | 0 | 0 | 0 | 0 | 0 | 0 | 0 | 12
NO |  | 17 | 2011 | 2 | 17 | 17 |  | Durham | Method | 230 | 230 | W-H Fr. | 1.15 | 0 | 1 | 2515&1272MCMA(B) | 0 | 0 | 0 | 0 | 0 | 0 | 0 | 0 | 0 | 0 | 0 | 0 | 0 | 0 | 0 | 0 | 0 | 0 | 0 | 0 | 0 | 0 | 0 | 12
NO |  | 17 | 2011 | 2 | 18 | 18 |  | Durham | RTP | 230 | 230 | s-hfr | 10.1 | 0 | 1 | 1272MCMA | 0 | 0 | 0 | 0 | 0 | 0 | 0 | 0 | 0 | 0 | 0 | 0 | 0 | 0 | 0 | 0 | 0 | 0 | 0 | 0 | 0 | 0 | 0 | 12
NO |  | 17 | 2011 | 2 | 19 | 19 |  | Erwin | Fayetteville East | 230 | 230 | W-H Fr. | 23.09 | 0 | 1 | 1272MCMA | 0 | 0 | 0 | 0 | 0 | 0 | 0 | 0 | 0 | 0 | 0 | 0 | 0 | 0 | 0 | 0 | 0 | 0 | 0 | 0 | 0 | 0 | 0 | 12
NO |  | 17 | 2011 | 2 | 20 | 20 |  | Erwin | Milburnie | 230 | 230 | S-HFR | 0.5 | 0 | 1 | 1272MCMA | 0 | 0 | 0 | 0 | 0 | 0 | 0 | 0 | 0 | 0 | 0 | 0 | 0 | 0 | 0 | 0 | 0 | 0 | 0 | 0 | 0 | 0 | 0 | 12
NO |  | 17 | 2011 | 2 | 21 | 21 |  | Erwin | Milburnie | 230 | 230 | S-SP | 0.71 | 0 | 1 | 1272MCMA | 0 | 0 | 0 | 0 | 0 | 0 | 0 | 0 | 0 | 0 | 0 | 0 | 0 | 0 | 0 | 0 | 0 | 0 | 0 | 0 | 0 | 0 | 0 | 12
NO |  | 17 | 2011 | 2 | 22 | 22 |  | Erwin | Milburnie | 230 | 230 | DC-T | 1.83 | 0 | 2 | 1272MCMA | 0 | 0 | 0 | 0 | 0 | 0 | 0 | 0 | 0 | 0 | 0 | 0 | 0 | 0 | 0 | 0 | 0 | 0 | 0 | 0 | 0 | 0 | 0 | 12
NO |  | 17 | 2011 | 2 | 23 | 23 |  | Erwin | Milburnie | 230 | 230 | W-H Fr. | 34.08 | 0 | 1 | 1272MCMA | 0 | 0 | 0 | 0 | 0 | 0 | 0 | 0 | 0 | 0 | 0 | 0 | 0 | 0 | 0 | 0 | 0 | 0 | 0 | 0 | 0 | 0 | 0 | 12
NO |  | 17 | 2011 | 2 | 24 | 24 |  | Erwin | Selma | 230 | 230 | S-SP | 3.14 | 0 | 1 | 1272MCMA | 0 | 0 | 0 | 0 | 0 | 0 | 0 | 0 | 0 | 0 | 0 | 0 | 0 | 0 | 0 | 0 | 0 | 0 | 0 | 0 | 0 | 0 | 0 | 12
NO |  | 17 | 2011 | 2 | 25 | 25 |  | Erwin | Selma | 230 | 230 | W-H Fr. | 22.06 | 0 | 1 | 1272MCMA | 0 | 0 | 0 | 0 | 0 | 0 | 0 | 0 | 0 | 0 | 0 | 0 | 0 | 0 | 0 | 0 | 0 | 0 | 0 | 0 | 0 | 0 | 0 | 12
NO |  | 17 | 2011 | 2 | 26 | 26 |  | Falls | Milburnie | 230 | 230 | DC-T | 10.92 | 0 | 2 | 1272MCMA | 0 | 0 | 0 | 0 | 0 | 0 | 0 | 0 | 0 | 0 | 0 | 0 | 0 | 0 | 0 | 0 | 0 | 0 | 0 | 0 | 0 | 0 | 0 | 12
NO |  | 17 | 2011 | 2 | 27 | 27 |  | Falls | Milburnie | 230 | 230 | S-H Fr. | 0.32 | 0 | 1 | 1272MCMA | 0 | 0 | 0 | 0 | 0 | 0 | 0 | 0 | 0 | 0 | 0 | 0 | 0 | 0 | 0 | 0 | 0 | 0 | 0 | 0 | 0 | 0 | 0 | 12
NO |  | 17 | 2011 | 2 | 28 | 28 |  | Fayetteville | Fayetteville East | 230 | 230 | DC-T | 0.97 | 0 | 2 | 1272MCMA | 0 | 0 | 0 | 0 | 0 | 0 | 0 | 0 | 0 | 0 | 0 | 0 | 0 | 0 | 0 | 0 | 0 | 0 | 0 | 0 | 0 | 0 | 0 | 12
NO |  | 17 | 2011 | 2 | 29 | 29 |  | Fayetteville | Fayetteville East | 230 | 230 | W-H Fr. | 9.82 | 0 | 1 | 1272MCMA | 0 | 0 | 0 | 0 | 0 | 0 | 0 | 0 | 0 | 0 | 0 | 0 | 0 | 0 | 0 | 0 | 0 | 0 | 0 | 0 | 0 | 0 | 0 | 12
NO |  | 17 | 2011 | 2 | 30 | 30 |  | Fayetteville | Fort Bragg Woodruff St. | 230 | 230 | DC-SSP | 0.21 | 0 | 2 | 1272MCMA(B) | 0 | 0 | 0 | 0 | 0 | 0 | 0 | 0 | 0 | 0 | 0 | 0 | 0 | 0 | 0 | 0 | 0 | 0 | 0 | 0 | 0 | 0 | 0 | 12
NO |  | 17 | 2011 | 2 | 31 | 31 |  | Fayetteville | Fort Bragg Woodruff St. | 230 | 230 | S-SP | 6.99 | 0 | 1 | 2515&1272MCMA(B) | 0 | 0 | 0 | 0 | 0 | 0 | 0 | 0 | 0 | 0 | 0 | 0 | 0 | 0 | 0 | 0 | 0 | 0 | 0 | 0 | 0 | 0 | 0 | 12
NO |  | 17 | 2011 | 2 | 32 | 32 |  | Fayetteville | Fort Bragg Woodruff St. | 230 | 230 | W-H Fr. | 13.68 | 0 | 1 | 1272MCMA(B) | 0 | 0 | 0 | 0 | 0 | 0 | 0 | 0 | 0 | 0 | 0 | 0 | 0 | 0 | 0 | 0 | 0 | 0 | 0 | 0 | 0 | 0 | 0 | 12
NO |  | 17 | 2011 | 2 | 33 | 33 |  | Fayetteville | Raeford | 230 | 230 | DC-SSP | 1.95 | 0 | 2 | 1272MCMA(B) | 0 | 0 | 0 | 0 | 0 | 0 | 0 | 0 | 0 | 0 | 0 | 0 | 0 | 0 | 0 | 0 | 0 | 0 | 0 | 0 | 0 | 0 | 0 | 12
NO |  | 17 | 2011 | 2 | 34 | 34 |  | Fayetteville | Raeford | 230 | 230 | W-H Fr. | 14.97 | 0 | 1 | 1272MCMA(B) | 0 | 0 | 0 | 0 | 0 | 0 | 0 | 0 | 0 | 0 | 0 | 0 | 0 | 0 | 0 | 0 | 0 | 0 | 0 | 0 | 0 | 0 | 0 | 12
NO |  | 17 | 2011 | 2 | 35 | 35 |  | Fayetteville | Rockingham | 230 | 230 | W-H Fr. | 51.52 | 1.88 | 1 | 1272MCMA | 0 | 0 | 0 | 0 | 0 | 0 | 0 | 0 | 0 | 0 | 0 | 0 | 0 | 0 | 0 | 0 | 0 | 0 | 0 | 0 | 0 | 0 | 0 | 12
NO |  | 17 | 2011 | 3 | 1 | 1 |  | Fayetteville | Rockingham | 230 | 230 | DC S-HFR | 2.3 | 0 | 2 | 1272MCMA | 0 | 0 | 0 | 0 | 0 | 0 | 0 | 0 | 0 | 0 | 0 | 0 | 0 | 0 | 0 | 0 | 0 | 0 | 0 | 0 | 0 | 0 | 0 | 12
NO |  | 17 | 2011 | 3 | 2 | 2 |  | Fayetteville | Rockingham | -230 | -230 | (W-HFR) | -2.3 | 0 | -1 | (1272MCMA) | 0 | 0 | 0 | 0 | 0 | 0 | 0 | 0 | 0 | 0 | 0 | 0 | 0 | 0 | 0 | 0 | 0 | 0 | 0 | 0 | 0 | 0 | 0 | 12
NO |  | 17 | 2011 | 3 | 3 | 3 |  | Fayetteville East | Fort Bragg Woodruff St. | 230 | 230 | DC-SH Fr. | 6.44 | 0 | 2 | 1590MCMA | 0 | 0 | 0 | 0 | 0 | 0 | 0 | 0 | 0 | 0 | 0 | 0 | 0 | 0 | 0 | 0 | 0 | 0 | 0 | 0 | 0 | 0 | 0 | 12
NO |  | 17 | 2011 | 3 | 4 | 4 |  | Fayetteville East | Fort Bragg Woodruff St. | 230 | 230 | S-SP | 3.73 | 0.21 | 1 | 1590MCMA | 0 | 0 | 0 | 0 | 0 | 0 | 0 | 0 | 0 | 0 | 0 | 0 | 0 | 0 | 0 | 0 | 0 | 0 | 0 | 0 | 0 | 0 | 0 | 12
NO |  | 17 | 2011 | 3 | 5 | 5 |  | Fayetteville East | Fort Bragg Woodruff St. | 230 | 230 | DC S-SP | 0.03 | 0 | 2 | 1590MCMA | 0 | 0 | 0 | 0 | 0 | 0 | 0 | 0 | 0 | 0 | 0 | 0 | 0 | 0 | 0 | 0 | 0 | 0 | 0 | 0 | 0 | 0 | 0 | 12
NO |  | 17 | 2011 | 3 | 6 | 6 |  | Fort Bragg Woodruff St. | Richmond Sub | 230 | 230 | S-SP | 5.98 | 0 | 1 | 21590MCMA | 0 | 0 | 0 | 0 | 0 | 0 | 0 | 0 | 0 | 0 | 0 | 0 | 0 | 0 | 0 | 0 | 0 | 0 | 0 | 0 | 0 | 0 | 0 | 12
NO |  | 17 | 2011 | 3 | 7 | 7 |  | Fort Bragg Woodruff St. | Richmond Sub | 230 | 230 | DC S-HFR | 2.77 | 0 | 2 | 21590MCMA | 0 | 0 | 0 | 0 | 0 | 0 | 0 | 0 | 0 | 0 | 0 | 0 | 0 | 0 | 0 | 0 | 0 | 0 | 0 | 0 | 0 | 0 | 0 | 12
NO |  | 17 | 2011 | 3 | 8 | 8 |  | Fort Bragg Woodruff St. | Richmond Sub | 230 | 230 | S-SP | 3.7 | 0 | 1 | 2-1590MCMA | 0 | 0 | 0 | 0 | 0 | 0 | 0 | 0 | 0 | 0 | 0 | 0 | 0 | 0 | 0 | 0 | 0 | 0 | 0 | 0 | 0 | 0 | 0 | 12
NO |  | 17 | 2011 | 3 | 9 | 9 |  | Fort Bragg Woodruff St. | Richmond Sub | 230 | 230 | S-HFR | 51.32 | 0 | 1 | 2-1590MCMA | 0 | 0 | 0 | 0 | 0 | 0 | 0 | 0 | 0 | 0 | 0 | 0 | 0 | 0 | 0 | 0 | 0 | 0 | 0 | 0 | 0 | 0 | 0 | 12
NO |  | 17 | 2011 | 3 | 10 | 10 |  | Greenville | Everetts (VP) | 230 | 230 | DC-T | 0.61 | 0 | 1 | 1109MCMA | 0 | 0 | 0 | 0 | 0 | 0 | 0 | 0 | 0 | 0 | 0 | 0 | 0 | 0 | 0 | 0 | 0 | 0 | 0 | 0 | 0 | 0 | 0 | 12
NO |  | 17 | 2011 | 3 | 11 | 11 |  | Greenville | Wilson | 230 | 230 | W-H Fr. | 14.56 | 0 | 1 | 1272&546MCMA(B) | 0 | 0 | 0 | 0 | 0 | 0 | 0 | 0 | 0 | 0 | 0 | 0 | 0 | 0 | 0 | 0 | 0 | 0 | 0 | 0 | 0 | 0 | 0 | 12
NO |  | 17 | 2011 | 3 | 12 | 12 |  | Greenville | Wilson | 230 | 230 | DC-T | 0.65 | 0 | 1 | 546MCMA(B) | 0 | 0 | 0 | 0 | 0 | 0 | 0 | 0 | 0 | 0 | 0 | 0 | 0 | 0 | 0 | 0 | 0 | 0 | 0 | 0 | 0 | 0 | 0 | 12
NO |  | 17 | 2011 | 3 | 13 | 13 |  | Harris Plant | Siler City | 230 | 230 | S-H Fr. | 10.79 | 0 | 1 | 1272MCMA(B) | 0 | 0 | 0 | 0 | 0 | 0 | 0 | 0 | 0 | 0 | 0 | 0 | 0 | 0 | 0 | 0 | 0 | 0 | 0 | 0 | 0 | 0 | 0 | 12
NO |  | 17 | 2011 | 3 | 14 | 14 |  | Harris Plant | Siler City | 230 | 230 | W-H Fr. | 20.69 | 0 | 1 | 2515&1272MCMA(B) | 0 | 0 | 0 | 0 | 0 | 0 | 0 | 0 | 0 | 0 | 0 | 0 | 0 | 0 | 0 | 0 | 0 | 0 | 0 | 0 | 0 | 0 | 0 | 12
NO |  | 17 | 2011 | 3 | 15 | 15 |  | Harris Plant | Apex US #1 | 230 | 230 | W-H Fr. | 3.96 | 0 | 1 | 1272MCMA(B) | 0 | 0 | 0 | 0 | 0 | 0 | 0 | 0 | 0 | 0 | 0 | 0 | 0 | 0 | 0 | 0 | 0 | 0 | 0 | 0 | 0 | 0 | 0 | 12
NO |  | 17 | 2011 | 3 | 16 | 16 |  | Harris Plant | Erwin | 230 | 230 | S-H Fr. | 0.92 | 0 | 1 | 1272MCMA(B) | 0 | 0 | 0 | 0 | 0 | 0 | 0 | 0 | 0 | 0 | 0 | 0 | 0 | 0 | 0 | 0 | 0 | 0 | 0 | 0 | 0 | 0 | 0 | 12
NO |  | 17 | 2011 | 3 | 17 | 17 |  | Harris Plant | Erwin | 230 | 230 | W-H Fr. | 28.85 | 0 | 1 | 1272MCMA(B) | 0 | 0 | 0 | 0 | 0 | 0 | 0 | 0 | 0 | 0 | 0 | 0 | 0 | 0 | 0 | 0 | 0 | 0 | 0 | 0 | 0 | 0 | 0 | 12
NO |  | 17 | 2011 | 3 | 18 | 18 |  | Harris Plant | Fort Bragg Woodruff St. | 230 | 230 | DC-SSP | 1.15 | 0 | 2 | 1272MCMA(B) | 0 | 0 | 0 | 0 | 0 | 0 | 0 | 0 | 0 | 0 | 0 | 0 | 0 | 0 | 0 | 0 | 0 | 0 | 0 | 0 | 0 | 0 | 0 | 12
NO |  | 17 | 2011 | 3 | 19 | 19 |  | Harris Plant | Fort Bragg Woodruff St. | 230 | 230 | S-H Fr. | 0.27 | 0 | 1 | 1272MCMA(B) | 0 | 0 | 0 | 0 | 0 | 0 | 0 | 0 | 0 | 0 | 0 | 0 | 0 | 0 | 0 | 0 | 0 | 0 | 0 | 0 | 0 | 0 | 0 | 12
NO |  | 17 | 2011 | 3 | 20 | 20 |  | Harris Plant | Fort Bragg Woodruff St. | 230 | 230 | W-H Fr. | 34.23 | 0 | 1 | 1272MCMA(B) | 0 | 0 | 0 | 0 | 0 | 0 | 0 | 0 | 0 | 0 | 0 | 0 | 0 | 0 | 0 | 0 | 0 | 0 | 0 | 0 | 0 | 0 | 0 | 12
NO |  | 17 | 2011 | 3 | 21 | 21 |  | Harris Plant | Wake | 230 | 230 | S-SP | 5.39 | 0 | 1 | 1590MCMA(B) | 0 | 0 | 0 | 0 | 0 | 0 | 0 | 0 | 0 | 0 | 0 | 0 | 0 | 0 | 0 | 0 | 0 | 0 | 0 | 0 | 0 | 0 | 0 | 12
NO |  | 17 | 2011 | 3 | 22 | 22 |  | Harris Plant | Wake | 230 | 230 | S-H Fr. | 32.39 | 0 | 1 | 1590MCMA(B) | 0 | 0 | 0 | 0 | 0 | 0 | 0 | 0 | 0 | 0 | 0 | 0 | 0 | 0 | 0 | 0 | 0 | 0 | 0 | 0 | 0 | 0 | 0 | 12
NO |  | 17 | 2011 | 3 | 23 | 23 |  | Havelock | Jacksonville | 230 | 230 | DC-T | 10.41 | 0 | 2 | 1272MCMA | 0 | 0 | 0 | 0 | 0 | 0 | 0 | 0 | 0 | 0 | 0 | 0 | 0 | 0 | 0 | 0 | 0 | 0 | 0 | 0 | 0 | 0 | 0 | 12
NO |  | 17 | 2011 | 3 | 24 | 24 |  | Havelock | Jacksonville | 230 | 230 | W-H Fr. | 27.84 | 0 | 1 | 1272&556MCMA(B) | 0 | 0 | 0 | 0 | 0 | 0 | 0 | 0 | 0 | 0 | 0 | 0 | 0 | 0 | 0 | 0 | 0 | 0 | 0 | 0 | 0 | 0 | 0 | 12
NO |  | 17 | 2011 | 3 | 25 | 25 |  | Havelock | Morehead Wildwood | 230 | 230 | DC-SSP | 0.27 | 0 | 2 | 1590MCMA | 0 | 0 | 0 | 0 | 0 | 0 | 0 | 0 | 0 | 0 | 0 | 0 | 0 | 0 | 0 | 0 | 0 | 0 | 0 | 0 | 0 | 0 | 0 | 12
NO |  | 17 | 2011 | 3 | 26 | 26 |  | Havelock | Morehead Wildwood | 230 | 230 | W-H Fr. | 14.82 | 0 | 1 | 1590MCMA | 0 | 0 | 0 | 0 | 0 | 0 | 0 | 0 | 0 | 0 | 0 | 0 | 0 | 0 | 0 | 0 | 0 | 0 | 0 | 0 | 0 | 0 | 0 | 12
NO |  | 17 | 2011 | 3 | 27 | 27 |  | Havelock | Morehead Wildwood | 230 | 230 | S-SP | 0.23 | 0 | 1 | 1590MCMA | 0 | 0 | 0 | 0 | 0 | 0 | 0 | 0 | 0 | 0 | 0 | 0 | 0 | 0 | 0 | 0 | 0 | 0 | 0 | 0 | 0 | 0 | 0 | 12
NO |  | 17 | 2011 | 3 | 28 | 28 |  | Havelock | New Bern | 230 | 230 | DC-T | 0.13 | 0 | 2 | 1272MCMA | 0 | 0 | 0 | 0 | 0 | 0 | 0 | 0 | 0 | 0 | 0 | 0 | 0 | 0 | 0 | 0 | 0 | 0 | 0 | 0 | 0 | 0 | 0 | 12
NO |  | 17 | 2011 | 3 | 29 | 29 |  | Havelock | New Bern | 230 | 230 | W-H Fr. | 23.34 | 0 | 1 | 1272MCMA | 0 | 0 | 0 | 0 | 0 | 0 | 0 | 0 | 0 | 0 | 0 | 0 | 0 | 0 | 0 | 0 | 0 | 0 | 0 | 0 | 0 | 0 | 0 | 12
NO |  | 17 | 2011 | 3 | 30 | 30 |  | Havelock Sub | Havelock Cap Bank | 230 | 230 | S-HFR | 0.07 | 0 | 1 | 795MCMA | 0 | 0 | 0 | 0 | 0 | 0 | 0 | 0 | 0 | 0 | 0 | 0 | 0 | 0 | 0 | 0 | 0 | 0 | 0 | 0 | 0 | 0 | 0 | 12
NO |  | 17 | 2011 | 3 | 31 | 31 |  | Henderson | Person | 230 | 230 | DC-T | 2.46 | 0 | 2 | 1272MCMA | 0 | 0 | 0 | 0 | 0 | 0 | 0 | 0 | 0 | 0 | 0 | 0 | 0 | 0 | 0 | 0 | 0 | 0 | 0 | 0 | 0 | 0 | 0 | 12
NO |  | 17 | 2011 | 3 | 32 | 32 |  | Henderson | Person | 230 | 230 | W-H Fr. | 37.47 | 0 | 1 | 1272MCMA | 0 | 0 | 0 | 0 | 0 | 0 | 0 | 0 | 0 | 0 | 0 | 0 | 0 | 0 | 0 | 0 | 0 | 0 | 0 | 0 | 0 | 0 | 0 | 12
NO |  | 17 | 2011 | 3 | 33 | 33 |  | Jacksonville | New Bern | 230 | 230 | W-H Fr. | 30.41 | 0 | 1 | 1272MCMA | 0 | 0 | 0 | 0 | 0 | 0 | 0 | 0 | 0 | 0 | 0 | 0 | 0 | 0 | 0 | 0 | 0 | 0 | 0 | 0 | 0 | 0 | 0 | 12
NO |  | 17 | 2011 | 3 | 34 | 34 |  | Jacksonville | Wallace | 230 | 230 | W-H Fr. | 30.82 | 0 | 1 | 1272MCMA | 0 | 0 | 0 | 0 | 0 | 0 | 0 | 0 | 0 | 0 | 0 | 0 | 0 | 0 | 0 | 0 | 0 | 0 | 0 | 0 | 0 | 0 | 0 | 12
NO |  | 17 | 2011 | 3 | 35 | 35 |  | Kinston DuPont | Wommack | 230 | 230 | S-SP | 0.14 | 0 | 1 | 1272MCMA | 0 | 0 | 0 | 0 | 0 | 0 | 0 | 0 | 0 | 0 | 0 | 0 | 0 | 0 | 0 | 0 | 0 | 0 | 0 | 0 | 0 | 0 | 0 | 12
NO |  | 17 | 2011 | 4 | 1 | 1 |  | Kinston DuPont | Wommack | 230 | 230 | W-H Fr. | 2.21 | 0 | 1 | 1272MCMA | 0 | 0 | 0 | 0 | 0 | 0 | 0 | 0 | 0 | 0 | 0 | 0 | 0 | 0 | 0 | 0 | 0 | 0 | 0 | 0 | 0 | 0 | 0 | 12
NO |  | 17 | 2011 | 4 | 2 | 2 |  | Kinston DuPont | Wommack | 230 | 230 | S-HFR | 16.85 | 0 | 1 | 1272MCMA | 0 | 0 | 0 | 0 | 0 | 0 | 0 | 0 | 0 | 0 | 0 | 0 | 0 | 0 | 0 | 0 | 0 | 0 | 0 | 0 | 0 | 0 | 0 | 12
NO |  | 17 | 2011 | 4 | 3 | 3 |  | Laurinburg | Richmond | 230 | 230 | C-SP | 3.32 | 0 | 1 | 2515MCMA | 0 | 0 | 0 | 0 | 0 | 0 | 0 | 0 | 0 | 0 | 0 | 0 | 0 | 0 | 0 | 0 | 0 | 0 | 0 | 0 | 0 | 0 | 0 | 12
NO |  | 17 | 2011 | 4 | 4 | 4 |  | Laurinburg | Richmond | 230 | 230 | W-H Fr. | 17.12 | 0 | 1 | 2515&1272MCMA(B) | 0 | 0 | 0 | 0 | 0 | 0 | 0 | 0 | 0 | 0 | 0 | 0 | 0 | 0 | 0 | 0 | 0 | 0 | 0 | 0 | 0 | 0 | 0 | 12
NO |  | 17 | 2011 | 4 | 5 | 5 |  | Lee Sub | Milburnie | 230 | 230 | S-SP | 0.43 | 0 | 1 | 1272MCMA | 0 | 0 | 0 | 0 | 0 | 0 | 0 | 0 | 0 | 0 | 0 | 0 | 0 | 0 | 0 | 0 | 0 | 0 | 0 | 0 | 0 | 0 | 0 | 12
NO |  | 17 | 2011 | 4 | 6 | 6 |  | Lee Sub | Milburnie | 230 | 230 | W-H Fr. | 38.38 | 1.36 | 1 | 1272MCMA | 0 | 0 | 0 | 0 | 0 | 0 | 0 | 0 | 0 | 0 | 0 | 0 | 0 | 0 | 0 | 0 | 0 | 0 | 0 | 0 | 0 | 0 | 0 | 12
NO |  | 17 | 2011 | 4 | 7 | 7 |  | Lee Sub | Mt. Olive | 230 | 230 | S-HFR | 0.23 | 0 | 1 | 1590MCMA | 0 | 0 | 0 | 0 | 0 | 0 | 0 | 0 | 0 | 0 | 0 | 0 | 0 | 0 | 0 | 0 | 0 | 0 | 0 | 0 | 0 | 0 | 0 | 12
NO |  | 17 | 2011 | 4 | 8 | 8 |  | Lee Sub | Mt. Olive | 230 | 230 | S-SP | 10.39 | 0 | 1 | 1590MCMA | 0 | 0 | 0 | 0 | 0 | 0 | 0 | 0 | 0 | 0 | 0 | 0 | 0 | 0 | 0 | 0 | 0 | 0 | 0 | 0 | 0 | 0 | 0 | 12
NO |  | 17 | 2011 | 4 | 9 | 9 |  | Lee Sub | Mt. Olive | 230 | 230 | DC S-HFR | 3.21 | 0 | 2 | 1590MCMA | 0 | 0 | 0 | 0 | 0 | 0 | 0 | 0 | 0 | 0 | 0 | 0 | 0 | 0 | 0 | 0 | 0 | 0 | 0 | 0 | 0 | 0 | 0 | 12
NO |  | 17 | 2011 | 4 | 10 | 10 |  | Lee Sub | Selma | 230 | 230 | S-SP | 0.24 | 0 | 1 | 2515&1272MCMA(B) | 0 | 0 | 0 | 0 | 0 | 0 | 0 | 0 | 0 | 0 | 0 | 0 | 0 | 0 | 0 | 0 | 0 | 0 | 0 | 0 | 0 | 0 | 0 | 12
NO |  | 17 | 2011 | 4 | 11 | 11 |  | Lee Sub | Selma | 230 | 230 | W-H Fr. | 16.54 | 0 | 1 | 1272MCMA(B) | 0 | 0 | 0 | 0 | 0 | 0 | 0 | 0 | 0 | 0 | 0 | 0 | 0 | 0 | 0 | 0 | 0 | 0 | 0 | 0 | 0 | 0 | 0 | 12
NO |  | 17 | 2011 | 4 | 12 | 12 |  | Lee Sub | Wommack (North) | 230 | 230 | W-H Fr. | 30.47 | 0 | 1 | 1272MCMA(B) | 0 | 0 | 0 | 0 | 0 | 0 | 0 | 0 | 0 | 0 | 0 | 0 | 0 | 0 | 0 | 0 | 0 | 0 | 0 | 0 | 0 | 0 | 0 | 12
NO |  | 17 | 2011 | 4 | 13 | 13 |  | Lee Sub | Wommack (South) | 230 | 230 | S-HFR | 29.45 | 0 | 1 | 2-1272MCMA | 0 | 0 | 0 | 0 | 0 | 0 | 0 | 0 | 0 | 0 | 0 | 0 | 0 | 0 | 0 | 0 | 0 | 0 | 0 | 0 | 0 | 0 | 0 | 12
NO |  | 17 | 2011 | 4 | 14 | 14 |  | Lilesville | DPC Oakboro (Black) | 230 | 230 | S-HFR | 24.7 | 0 | 1 | 1272 MCMA | 0 | 0 | 0 | 0 | 0 | 0 | 0 | 0 | 0 | 0 | 0 | 0 | 0 | 0 | 0 | 0 | 0 | 0 | 0 | 0 | 0 | 0 | 0 | 12
NO |  | 17 | 2011 | 4 | 15 | 15 |  | Lilesville | DPC Oakboro (White) | 230 | 230 | S-HFR | 24.7 | 0 | 1 | 1272 MCMA | 0 | 0 | 0 | 0 | 0 | 0 | 0 | 0 | 0 | 0 | 0 | 0 | 0 | 0 | 0 | 0 | 0 | 0 | 0 | 0 | 0 | 0 | 0 | 12
NO |  | 17 | 2011 | 4 | 16 | 16 |  | LIlesville | Rockingham (Black) | 230 | 230 | S-HFR | 10.36 | 0 | 1 | 1272 MCMA | 0 | 0 | 0 | 0 | 0 | 0 | 0 | 0 | 0 | 0 | 0 | 0 | 0 | 0 | 0 | 0 | 0 | 0 | 0 | 0 | 0 | 0 | 0 | 12
NO |  | 17 | 2011 | 4 | 17 | 17 |  | Lilesville | Rockingham (White) | 230 | 230 | S-HFR | 10.35 | 0 | 1 | 1272 MCMA | 0 | 0 | 0 | 0 | 0 | 0 | 0 | 0 | 0 | 0 | 0 | 0 | 0 | 0 | 0 | 0 | 0 | 0 | 0 | 0 | 0 | 0 | 0 | 12
NO |  | 17 | 2011 | 4 | 18 | 18 |  | MARION | WHITEVILLE | 230 | 230 | S-SP | 21.91 | 0 | 1 | 1590MCMA | 0 | 0 | 0 | 0 | 0 | 0 | 0 | 0 | 0 | 0 | 0 | 0 | 0 | 0 | 0 | 0 | 0 | 0 | 0 | 0 | 0 | 0 | 0 | 12
NO |  | 17 | 2011 | 4 | 19 | 19 |  | Method | East Durham (DPC) | 230 | 230 | DC-SH Fr. | 0.77 | 0 | 2 | 1272MCMA(B) | 0 | 0 | 0 | 0 | 0 | 0 | 0 | 0 | 0 | 0 | 0 | 0 | 0 | 0 | 0 | 0 | 0 | 0 | 0 | 0 | 0 | 0 | 0 | 12
NO |  | 17 | 2011 | 4 | 20 | 20 |  | Method | East Durham (DPC) | 230 | 230 | S-SP | 4.36 | 0 | 1 | 2515MCMA | 0 | 0 | 0 | 0 | 0 | 0 | 0 | 0 | 0 | 0 | 0 | 0 | 0 | 0 | 0 | 0 | 0 | 0 | 0 | 0 | 0 | 0 | 0 | 12
NO |  | 17 | 2011 | 4 | 21 | 21 |  | Method | East Durham (DPC) | 230 | 230 | C-H Fr. | 0.55 | 0 | 1 | 1272MCMA(B) | 0 | 0 | 0 | 0 | 0 | 0 | 0 | 0 | 0 | 0 | 0 | 0 | 0 | 0 | 0 | 0 | 0 | 0 | 0 | 0 | 0 | 0 | 0 | 12
NO |  | 17 | 2011 | 4 | 22 | 22 |  | Method | East Durham (DPC) | 230 | 230 | W-H Fr. | 12.86 | 1.53 | 1 | 2515&1272MCMA(B) | 0 | 0 | 0 | 0 | 0 | 0 | 0 | 0 | 0 | 0 | 0 | 0 | 0 | 0 | 0 | 0 | 0 | 0 | 0 | 0 | 0 | 0 | 0 | 12
NO |  | 17 | 2011 | 4 | 23 | 23 |  | Method | East Durham (DPC) | 230 | 230 | S-H Fr. | 2.16 | 0 | 1 | 1272MCMA(B) | 0 | 0 | 0 | 0 | 0 | 0 | 0 | 0 | 0 | 0 | 0 | 0 | 0 | 0 | 0 | 0 | 0 | 0 | 0 | 0 | 0 | 0 | 0 | 12
NO |  | 17 | 2011 | 4 | 24 | 24 |  | Method | Milburnie | 230 | 230 | DC-SSP | 4.1 | 0 | 2 | 1272MCMA | 0 | 0 | 0 | 0 | 0 | 0 | 0 | 0 | 0 | 0 | 0 | 0 | 0 | 0 | 0 | 0 | 0 | 0 | 0 | 0 | 0 | 0 | 0 | 12
NO |  | 17 | 2011 | 4 | 25 | 25 |  | Method | Milburnie | 230 | 230 | S-SP | 3.79 | 0 | 1 | 1272MCMA | 0 | 0 | 0 | 0 | 0 | 0 | 0 | 0 | 0 | 0 | 0 | 0 | 0 | 0 | 0 | 0 | 0 | 0 | 0 | 0 | 0 | 0 | 0 | 12
NO |  | 17 | 2011 | 4 | 26 | 26 |  | Method | Milburnie | 230 | 230 | W-SP | 4.59 | 0.26 | 1 | 1272MCMA | 0 | 0 | 0 | 0 | 0 | 0 | 0 | 0 | 0 | 0 | 0 | 0 | 0 | 0 | 0 | 0 | 0 | 0 | 0 | 0 | 0 | 0 | 0 | 12
NO |  | 17 | 2011 | 4 | 27 | 27 |  | Milburnie | Person | 230 | 230 | DC-T | 36.82 | 0 | 2 | 1272MCMA | 0 | 0 | 0 | 0 | 0 | 0 | 0 | 0 | 0 | 0 | 0 | 0 | 0 | 0 | 0 | 0 | 0 | 0 | 0 | 0 | 0 | 0 | 0 | 12
NO |  | 17 | 2011 | 4 | 28 | 28 |  | Milburnie | Person | 230 | 230 | S-H Fr. | 12.18 | 0 | 1 | 1272MCMA | 0 | 0 | 0 | 0 | 0 | 0 | 0 | 0 | 0 | 0 | 0 | 0 | 0 | 0 | 0 | 0 | 0 | 0 | 0 | 0 | 0 | 0 | 0 | 12
NO |  | 17 | 2011 | 4 | 29 | 29 |  | Milburnie | Person | 230 | 230 | W-H Fr. | 0.49 | 10.92 | 1 | 1272MCMA | 0 | 0 | 0 | 0 | 0 | 0 | 0 | 0 | 0 | 0 | 0 | 0 | 0 | 0 | 0 | 0 | 0 | 0 | 0 | 0 | 0 | 0 | 0 | 12
NO |  | 17 | 2011 | 4 | 30 | 30 |  | Milburnie | Wake | 230 | 230 | W-H Fr. | 7 | 0 | 1 | 1272MCMA(B) | 0 | 0 | 0 | 0 | 0 | 0 | 0 | 0 | 0 | 0 | 0 | 0 | 0 | 0 | 0 | 0 | 0 | 0 | 0 | 0 | 0 | 0 | 0 | 12
NO |  | 17 | 2011 | 4 | 31 | 31 |  | New Bern | Wommack (North) | 230 | 230 | S-H Fr. | 3.11 | 0 | 1 | 1272MCMA | 0 | 0 | 0 | 0 | 0 | 0 | 0 | 0 | 0 | 0 | 0 | 0 | 0 | 0 | 0 | 0 | 0 | 0 | 0 | 0 | 0 | 0 | 0 | 12
NO |  | 17 | 2011 | 4 | 32 | 32 |  | New Bern | Wommack (North) | 230 | 230 | S-SP | 0.14 | 0 | 1 | 1272MCMA | 0 | 0 | 0 | 0 | 0 | 0 | 0 | 0 | 0 | 0 | 0 | 0 | 0 | 0 | 0 | 0 | 0 | 0 | 0 | 0 | 0 | 0 | 0 | 12
NO |  | 17 | 2011 | 4 | 33 | 33 |  | New Bern | Wommack (North) | 230 | 230 | W-H Fr. | 28.78 | 0 | 1 | 1272MCMA | 0 | 0 | 0 | 0 | 0 | 0 | 0 | 0 | 0 | 0 | 0 | 0 | 0 | 0 | 0 | 0 | 0 | 0 | 0 | 0 | 0 | 0 | 0 | 12
NO |  | 17 | 2011 | 4 | 34 | 34 |  | New Bern | Wommack (South) | 230 | 230 | W-HFR | 33.87 | 0 | 1 | 1272MCMA | 0 | 0 | 0 | 0 | 0 | 0 | 0 | 0 | 0 | 0 | 0 | 0 | 0 | 0 | 0 | 0 | 0 | 0 | 0 | 0 | 0 | 0 | 0 | 12
NO |  | 17 | 2011 | 4 | 35 | 35 |  | Person | Rocky Mount | 230 | 230 | S-HFR | 2.6 | 0 | 1 | 1272MCMA | 0 | 0 | 0 | 0 | 0 | 0 | 0 | 0 | 0 | 0 | 0 | 0 | 0 | 0 | 0 | 0 | 0 | 0 | 0 | 0 | 0 | 0 | 0 | 12
NO |  | 17 | 2011 | 5 | 1 | 1 |  | Person | Rocky Mount | 230 | 230 | DC-SSP | 0.18 | 0 | 2 | 1272MCMA | 0 | 0 | 0 | 0 | 0 | 0 | 0 | 0 | 0 | 0 | 0 | 0 | 0 | 0 | 0 | 0 | 0 | 0 | 0 | 0 | 0 | 0 | 0 | 12
NO |  | 17 | 2011 | 5 | 2 | 2 |  | Person | Rocky Mount | 230 | 230 | T | 8.59 | 0 | 1 | 1272MCMA | 0 | 0 | 0 | 0 | 0 | 0 | 0 | 0 | 0 | 0 | 0 | 0 | 0 | 0 | 0 | 0 | 0 | 0 | 0 | 0 | 0 | 0 | 0 | 12
NO |  | 17 | 2011 | 5 | 3 | 3 |  | Person | Rocky Mount | 230 | 230 | W-H Fr. | 69.41 | 0 | 1 | 1272MCMA | 0 | 0 | 0 | 0 | 0 | 0 | 0 | 0 | 0 | 0 | 0 | 0 | 0 | 0 | 0 | 0 | 0 | 0 | 0 | 0 | 0 | 0 | 0 | 12
NO |  | 17 | 2011 | 5 | 4 | 4 |  | Person | Halifax (VP) | 230 | 230 | W-H Fr. | 4.85 | 0 | 1 | 1272MCMA | 0 | 0 | 0 | 0 | 0 | 0 | 0 | 0 | 0 | 0 | 0 | 0 | 0 | 0 | 0 | 0 | 0 | 0 | 0 | 0 | 0 | 0 | 0 | 12
NO |  | 17 | 2011 | 5 | 5 | 5 |  | Raeford | Richmond | 230 | 230 | W-H Fr. | 35.17 | 0 | 1 | 1272MCMA(B) | 0 | 0 | 0 | 0 | 0 | 0 | 0 | 0 | 0 | 0 | 0 | 0 | 0 | 0 | 0 | 0 | 0 | 0 | 0 | 0 | 0 | 0 | 0 | 12
NO |  | 17 | 2011 | 5 | 6 | 6 |  | Richmond | Rockingham | 230 | 230 | S-HFR | 0.4 | 0 | 1 | 2-1272MCMA(B) | 0 | 0 | 0 | 0 | 0 | 0 | 0 | 0 | 0 | 0 | 0 | 0 | 0 | 0 | 0 | 0 | 0 | 0 | 0 | 0 | 0 | 0 | 0 | 12
NO |  | 17 | 2011 | 5 | 7 | 7 |  | Richmond | Rockingham | 230 | 230 | W-H Fr. | 5.57 | 0 | 1 | 1272MCMA(B) | 0 | 0 | 0 | 0 | 0 | 0 | 0 | 0 | 0 | 0 | 0 | 0 | 0 | 0 | 0 | 0 | 0 | 0 | 0 | 0 | 0 | 0 | 0 | 12
NO |  | 17 | 2011 | 5 | 8 | 8 |  | Richmond | Rockingham | 230 | 230 | DCS C-SP | 1.41 | 0 | 1 | 21590MCMA | 0 | 0 | 0 | 0 | 0 | 0 | 0 | 0 | 0 | 0 | 0 | 0 | 0 | 0 | 0 | 0 | 0 | 0 | 0 | 0 | 0 | 0 | 0 | 12
NO |  | 17 | 2011 | 5 | 9 | 9 |  | Richmond | Rockingham | 230 | 230 | S-HFR | 6.4 | 0 | 1 | 21590MCMA | 0 | 0 | 0 | 0 | 0 | 0 | 0 | 0 | 0 | 0 | 0 | 0 | 0 | 0 | 0 | 0 | 0 | 0 | 0 | 0 | 0 | 0 | 0 | 12
NO |  | 17 | 2011 | 5 | 10 | 10 |  | Richmond County Plant | Richmond Substation (Black) | 230 | 230 | S-HFR | 1.09 | 0 | 1 | 21590MCMA(B) | 0 | 0 | 0 | 0 | 0 | 0 | 0 | 0 | 0 | 0 | 0 | 0 | 0 | 0 | 0 | 0 | 0 | 0 | 0 | 0 | 0 | 0 | 0 | 12
NO |  | 17 | 2011 | 5 | 11 | 11 |  | Richmond County Plant | Richmond Substation (White) | 230 | 230 | S-HFR | 0.88 | 0 | 1 | 21590MCMA(B) | 0 | 0 | 0 | 0 | 0 | 0 | 0 | 0 | 0 | 0 | 0 | 0 | 0 | 0 | 0 | 0 | 0 | 0 | 0 | 0 | 0 | 0 | 0 | 12
NO |  | 17 | 2011 | 5 | 12 | 12 |  | Richmond County Plant | Richmond 500kV Sub (Orange) | 230 | 230 | S-HFR | 1.56 | 0 | 1 | 21590MCMA | 0 | 0 | 0 | 0 | 0 | 0 | 0 | 0 | 0 | 0 | 0 | 0 | 0 | 0 | 0 | 0 | 0 | 0 | 0 | 0 | 0 | 0 | 0 | 12
NO |  | 17 | 2011 | 5 | 13 | 13 |  | Rockingham | Oakboro (DPC) B&W | 230 | 230 | DC-T | 34.83 | 0 | 2 | 954MCMA | 0 | 0 | 0 | 0 | 0 | 0 | 0 | 0 | 0 | 0 | 0 | 0 | 0 | 0 | 0 | 0 | 0 | 0 | 0 | 0 | 0 | 0 | 0 | 12
NO |  | 17 | 2011 | 5 | 14 | 14 |  | Rockingham | West End | 230 | 230 | DC-T | 5.75 | 0 | 2 | 1272MCMA | 0 | 0 | 0 | 0 | 0 | 0 | 0 | 0 | 0 | 0 | 0 | 0 | 0 | 0 | 0 | 0 | 0 | 0 | 0 | 0 | 0 | 0 | 0 | 12
NO |  | 17 | 2011 | 5 | 15 | 15 |  | Rockingham | West End | 230 | 230 | W-H Fr. | 28.24 | 0 | 1 | 1272MCMA | 0 | 0 | 0 | 0 | 0 | 0 | 0 | 0 | 0 | 0 | 0 | 0 | 0 | 0 | 0 | 0 | 0 | 0 | 0 | 0 | 0 | 0 | 0 | 12
NO |  | 17 | 2011 | 5 | 16 | 16 |  | Rockingham | West End | 230 | 230 | DC S-HFR | 2.3 | 0 | 2 | 2-1590MCMA | 0 | 0 | 0 | 0 | 0 | 0 | 0 | 0 | 0 | 0 | 0 | 0 | 0 | 0 | 0 | 0 | 0 | 0 | 0 | 0 | 0 | 0 | 0 | 12
NO |  | 17 | 2011 | 5 | 17 | 17 |  | Rockingham | West End | 230 | 230 | S-HFR | 29.81 | 0 | 1 | 2-1590MCMA | 0 | 0 | 0 | 0 | 0 | 0 | 0 | 0 | 0 | 0 | 0 | 0 | 0 | 0 | 0 | 0 | 0 | 0 | 0 | 0 | 0 | 0 | 0 | 12
NO |  | 17 | 2011 | 5 | 18 | 18 |  | Rocky Mount | Edgecombe (VP) | 230 | 230 | DC-T | 4.25 | 0 | 2 | 1272MCMA | 0 | 0 | 0 | 0 | 0 | 0 | 0 | 0 | 0 | 0 | 0 | 0 | 0 | 0 | 0 | 0 | 0 | 0 | 0 | 0 | 0 | 0 | 0 | 12
NO |  | 17 | 2011 | 5 | 19 | 19 |  | Rocky Mount | Edgecombe (VP) | 230 | 230 | DC-SSP | 0.3 | 0 | 2 | 1272MCMA | 0 | 0 | 0 | 0 | 0 | 0 | 0 | 0 | 0 | 0 | 0 | 0 | 0 | 0 | 0 | 0 | 0 | 0 | 0 | 0 | 0 | 0 | 0 | 12
NO |  | 17 | 2011 | 5 | 20 | 20 |  | Rocky Mount | Hornertown (VP) | 230 | 230 | T | 0 | 4.55 | 2 | 1272MCMA | 0 | 0 | 0 | 0 | 0 | 0 | 0 | 0 | 0 | 0 | 0 | 0 | 0 | 0 | 0 | 0 | 0 | 0 | 0 | 0 | 0 | 0 | 0 | 12
NO |  | 17 | 2011 | 5 | 21 | 21 |  | Rocky Mount | Wilson | 230 | 230 | S-SP | 0.85 | 0 | 1 | 1590MCMA | 0 | 0 | 0 | 0 | 0 | 0 | 0 | 0 | 0 | 0 | 0 | 0 | 0 | 0 | 0 | 0 | 0 | 0 | 0 | 0 | 0 | 0 | 0 | 12
NO |  | 17 | 2011 | 5 | 22 | 22 |  | Rocky Mount | Wilson | 230 | 230 | DC-SSP | 8.26 | 0 | 2 | 1590MCMA | 0 | 0 | 0 | 0 | 0 | 0 | 0 | 0 | 0 | 0 | 0 | 0 | 0 | 0 | 0 | 0 | 0 | 0 | 0 | 0 | 0 | 0 | 0 | 12
NO |  | 17 | 2011 | 5 | 23 | 23 |  | Rocky Mount | Wilson | 230 | 230 | DC S-HFR | 3.68 | 0 | 2 | 1590MCMA | 0 | 0 | 0 | 0 | 0 | 0 | 0 | 0 | 0 | 0 | 0 | 0 | 0 | 0 | 0 | 0 | 0 | 0 | 0 | 0 | 0 | 0 | 0 | 12
NO |  | 17 | 2011 | 5 | 24 | 24 |  | Roxboro Plant | East Danville (AEP) (North) | 230 | 230 | S-HFR | 1.79 | 0 | 1 | 1590MCMA | 0 | 0 | 0 | 0 | 0 | 0 | 0 | 0 | 0 | 0 | 0 | 0 | 0 | 0 | 0 | 0 | 0 | 0 | 0 | 0 | 0 | 0 | 0 | 12
NO |  | 17 | 2011 | 5 | 25 | 25 |  | Roxboro Plant | East Danville (AEP) (North) | 230 | 230 | DC S-HFR | 7.26 | 0 | 2 | 1590MCMA | 0 | 0 | 0 | 0 | 0 | 0 | 0 | 0 | 0 | 0 | 0 | 0 | 0 | 0 | 0 | 0 | 0 | 0 | 0 | 0 | 0 | 0 | 0 | 12
NO |  | 17 | 2011 | 5 | 26 | 26 |  | Roxboro Plant | East Danville (AEP) (North) | 230 | 230 | DC S-SP | 1.74 | 0 | 2 | 1590MCMA | 0 | 0 | 0 | 0 | 0 | 0 | 0 | 0 | 0 | 0 | 0 | 0 | 0 | 0 | 0 | 0 | 0 | 0 | 0 | 0 | 0 | 0 | 0 | 12
NO |  | 17 | 2011 | 5 | 27 | 27 |  | Roxboro Plant | East Danville (AEP) (South) | 230 | 230 | S-HFR | 1.82 | 0 | 1 | 1590MCMA | 0 | 0 | 0 | 0 | 0 | 0 | 0 | 0 | 0 | 0 | 0 | 0 | 0 | 0 | 0 | 0 | 0 | 0 | 0 | 0 | 0 | 0 | 0 | 12
NO |  | 17 | 2011 | 5 | 28 | 28 |  | Roxboro Plant | East Danville (AEP) (South) | 230 | 230 | DC S-HFR | 7.26 | 0 | 2 | 1590MCMA | 0 | 0 | 0 | 0 | 0 | 0 | 0 | 0 | 0 | 0 | 0 | 0 | 0 | 0 | 0 | 0 | 0 | 0 | 0 | 0 | 0 | 0 | 0 | 12
NO |  | 17 | 2011 | 5 | 29 | 29 |  | Roxboro Plant | East Danville (AEP) (South) | 230 | 230 | DC S-SP | 1.74 | 0 | 2 | 1590MCMA | 0 | 0 | 0 | 0 | 0 | 0 | 0 | 0 | 0 | 0 | 0 | 0 | 0 | 0 | 0 | 0 | 0 | 0 | 0 | 0 | 0 | 0 | 0 | 12
NO |  | 17 | 2011 | 5 | 30 | 30 |  | Roxboro Plant | Falls | 230 | 230 | DC-T | 0.15 | 0 | 2 | 1272MCMA | 0 | 0 | 0 | 0 | 0 | 0 | 0 | 0 | 0 | 0 | 0 | 0 | 0 | 0 | 0 | 0 | 0 | 0 | 0 | 0 | 0 | 0 | 0 | 12
NO |  | 17 | 2011 | 5 | 31 | 31 |  | Roxboro Plant | Falls | 230 | 230 | C-SP | 0.21 | 0 | 1 | 1590MCMA | 0 | 0 | 0 | 0 | 0 | 0 | 0 | 0 | 0 | 0 | 0 | 0 | 0 | 0 | 0 | 0 | 0 | 0 | 0 | 0 | 0 | 0 | 0 | 12
NO |  | 17 | 2011 | 5 | 32 | 32 |  | Roxboro Plant | Falls | 230 | 230 | S-H Fr. | 0.17 | 0 | 1 | 1272MCMA | 0 | 0 | 0 | 0 | 0 | 0 | 0 | 0 | 0 | 0 | 0 | 0 | 0 | 0 | 0 | 0 | 0 | 0 | 0 | 0 | 0 | 0 | 0 | 12
NO |  | 17 | 2011 | 5 | 33 | 33 |  | Roxboro Plant | Falls | 230 | 230 | W-H Fr. | 1.55 | 47.74 | 1 | 1272&1590MCMA | 0 | 0 | 0 | 0 | 0 | 0 | 0 | 0 | 0 | 0 | 0 | 0 | 0 | 0 | 0 | 0 | 0 | 0 | 0 | 0 | 0 | 0 | 0 | 12
NO |  | 17 | 2011 | 5 | 34 | 34 |  | Roxboro Plant | East Durham (East) (DPC) | 230 | 230 | C-H Fr. | 1.65 | 0 | 1 | 1272MCMA(B) | 0 | 0 | 0 | 0 | 0 | 0 | 0 | 0 | 0 | 0 | 0 | 0 | 0 | 0 | 0 | 0 | 0 | 0 | 0 | 0 | 0 | 0 | 0 | 12
NO |  | 17 | 2011 | 5 | 35 | 35 |  | Roxboro Plant | East Durham (East) (DPC) | 230 | 230 | W-H Fr. | 31.99 | 0.76 | 1 | 1272MCMA(B) | 0 | 0 | 0 | 0 | 0 | 0 | 0 | 0 | 0 | 0 | 0 | 0 | 0 | 0 | 0 | 0 | 0 | 0 | 0 | 0 | 0 | 0 | 0 | 12
NO |  | 17 | 2011 | 6 | 1 | 1 |  | Roxboro Plant | East Durham (West) (DPC) | 230 | 230 | C-H Fr. | 1.71 | 0 | 1 | 1272MCMA(B) | 0 | 0 | 0 | 0 | 0 | 0 | 0 | 0 | 0 | 0 | 0 | 0 | 0 | 0 | 0 | 0 | 0 | 0 | 0 | 0 | 0 | 0 | 0 | 12
NO |  | 17 | 2011 | 6 | 2 | 2 |  | Roxboro Plant | East Durham (West) (DPC) | 230 | 230 | W-H Fr. | 31.98 | 0.77 | 1 | 1272MCMA(B) | 0 | 0 | 0 | 0 | 0 | 0 | 0 | 0 | 0 | 0 | 0 | 0 | 0 | 0 | 0 | 0 | 0 | 0 | 0 | 0 | 0 | 0 | 0 | 12
NO |  | 17 | 2011 | 6 | 3 | 3 |  | Roxboro Plant | Eno (DPC) B&W | 230 | 230 | DC-T | 33.78 | 0 | 2 | 1272MCMA(B) | 0 | 0 | 0 | 0 | 0 | 0 | 0 | 0 | 0 | 0 | 0 | 0 | 0 | 0 | 0 | 0 | 0 | 0 | 0 | 0 | 0 | 0 | 0 | 12
NO |  | 17 | 2011 | 6 | 4 | 4 |  | Roxboro Plant | Person (Middle) | 230 | 230 | T | 0.14 | 0 | 1 | 1272MCMA(B) | 0 | 0 | 0 | 0 | 0 | 0 | 0 | 0 | 0 | 0 | 0 | 0 | 0 | 0 | 0 | 0 | 0 | 0 | 0 | 0 | 0 | 0 | 0 | 12
NO |  | 17 | 2011 | 6 | 5 | 5 |  | Roxboro Plant | Person (Middle) | 230 | 230 | C-H Fr. | 0.1 | 0 | 1 | 1272MCMA(B) | 0 | 0 | 0 | 0 | 0 | 0 | 0 | 0 | 0 | 0 | 0 | 0 | 0 | 0 | 0 | 0 | 0 | 0 | 0 | 0 | 0 | 0 | 0 | 12
NO |  | 17 | 2011 | 6 | 6 | 6 |  | Roxboro Plant | Person (Middle) | 230 | 230 | S-H Fr. | 1.83 | 0 | 1 | 1590MCMA(B) | 0 | 0 | 0 | 0 | 0 | 0 | 0 | 0 | 0 | 0 | 0 | 0 | 0 | 0 | 0 | 0 | 0 | 0 | 0 | 0 | 0 | 0 | 0 | 12
NO |  | 17 | 2011 | 6 | 7 | 7 |  | Roxboro Plant | Person (CEFFO) | 230 | 230 | C-SP | 0.21 | 0 | 1 | 1590MCMA(B) | 0 | 0 | 0 | 0 | 0 | 0 | 0 | 0 | 0 | 0 | 0 | 0 | 0 | 0 | 0 | 0 | 0 | 0 | 0 | 0 | 0 | 0 | 0 | 12
NO |  | 17 | 2011 | 6 | 8 | 8 |  | Roxboro Plant | Person (CEFFO) | 230 | 230 | W-H Fr. | 1.9 | 0.15 | 1 | 1590MCMA(B) | 0 | 0 | 0 | 0 | 0 | 0 | 0 | 0 | 0 | 0 | 0 | 0 | 0 | 0 | 0 | 0 | 0 | 0 | 0 | 0 | 0 | 0 | 0 | 12
NO |  | 17 | 2011 | 6 | 9 | 9 |  | Roxboro Plant | Person (HYCO) | 230 | 230 | T | 0.08 | 0 | 1 | 2515MCMA | 0 | 0 | 0 | 0 | 0 | 0 | 0 | 0 | 0 | 0 | 0 | 0 | 0 | 0 | 0 | 0 | 0 | 0 | 0 | 0 | 0 | 0 | 0 | 12
NO |  | 17 | 2011 | 6 | 10 | 10 |  | Roxboro Plant | Person (HYCO) | 230 | 230 | W-H Fr. | 1.18 | 0 | 1 | 1272&2515MCMA(B) | 0 | 0 | 0 | 0 | 0 | 0 | 0 | 0 | 0 | 0 | 0 | 0 | 0 | 0 | 0 | 0 | 0 | 0 | 0 | 0 | 0 | 0 | 0 | 12
NO |  | 17 | 2011 | 6 | 11 | 11 |  | RTP | Amberly | 230 | 230 | S-SP | 4.11 | 0 | 2 | 2-1590MCMA | 0 | 0 | 0 | 0 | 0 | 0 | 0 | 0 | 0 | 0 | 0 | 0 | 0 | 0 | 0 | 0 | 0 | 0 | 0 | 0 | 0 | 0 | 0 | 12
NO |  | 17 | 2011 | 6 | 12 | 12 |  | Selma | Wake | 230 | 230 | W-H Fr. | 21 | 0 | 1 | 2515&1272MCMA(B) | 0 | 0 | 0 | 0 | 0 | 0 | 0 | 0 | 0 | 0 | 0 | 0 | 0 | 0 | 0 | 0 | 0 | 0 | 0 | 0 | 0 | 0 | 0 | 12
NO |  | 17 | 2011 | 6 | 13 | 13 |  | Sutton Plant | Castle Hayne | 230 | 230 | W-H Fr. | 13.93 | 0 | 1 | 1272MCMA | 0 | 0 | 0 | 0 | 0 | 0 | 0 | 0 | 0 | 0 | 0 | 0 | 0 | 0 | 0 | 0 | 0 | 0 | 0 | 0 | 0 | 0 | 0 | 12
NO |  | 17 | 2011 | 6 | 14 | 14 |  | Sutton Plant | Delco | 230 | 230 | W-H Fr. | 14.9 | 0.28 | 1 | 1272MCMA | 0 | 0 | 0 | 0 | 0 | 0 | 0 | 0 | 0 | 0 | 0 | 0 | 0 | 0 | 0 | 0 | 0 | 0 | 0 | 0 | 0 | 0 | 0 | 12
NO |  | 17 | 2011 | 6 | 15 | 15 |  | Sutton Plant | Delco | 230 | 230 | S-HFR | 0.44 | 0 | 1 | 1272MCMA | 0 | 0 | 0 | 0 | 0 | 0 | 0 | 0 | 0 | 0 | 0 | 0 | 0 | 0 | 0 | 0 | 0 | 0 | 0 | 0 | 0 | 0 | 0 | 12
NO |  | 17 | 2011 | 6 | 16 | 16 |  | Sutton Plant | Delco | -230 | -230 | (W-HFR) | -0.34 | 0 | 1 | (1272MCMA) | 0 | 0 | 0 | 0 | 0 | 0 | 0 | 0 | 0 | 0 | 0 | 0 | 0 | 0 | 0 | 0 | 0 | 0 | 0 | 0 | 0 | 0 | 0 | 12
NO |  | 17 | 2011 | 6 | 17 | 17 |  | Sutton Plant | Wallace | 230 | 230 | T | 3.21 | 0 | 1 | 1272MCMA | 0 | 0 | 0 | 0 | 0 | 0 | 0 | 0 | 0 | 0 | 0 | 0 | 0 | 0 | 0 | 0 | 0 | 0 | 0 | 0 | 0 | 0 | 0 | 12
NO |  | 17 | 2011 | 6 | 18 | 18 |  | Sutton Plant | Wallace | 230 | 230 | W-H Fr. | 29.13 | 0 | 1 | 1272MCMA | 0 | 0 | 0 | 0 | 0 | 0 | 0 | 0 | 0 | 0 | 0 | 0 | 0 | 0 | 0 | 0 | 0 | 0 | 0 | 0 | 0 | 0 | 0 | 12
NO |  | 17 | 2011 | 6 | 19 | 19 |  | Wake | Zebulon | 230 | 230 | W-H Fr. | 10.74 | 0 | 1 | 1272MCMA(B) | 0 | 0 | 0 | 0 | 0 | 0 | 0 | 0 | 0 | 0 | 0 | 0 | 0 | 0 | 0 | 0 | 0 | 0 | 0 | 0 | 0 | 0 | 0 | 12
NO |  | 17 | 2011 | 6 | 20 | 20 |  | Wake | Zebulon | 230 | 230 | S-H Fr. | 0.49 | 0 | 1 | 1272MCMA(B) | 0 | 0 | 0 | 0 | 0 | 0 | 0 | 0 | 0 | 0 | 0 | 0 | 0 | 0 | 0 | 0 | 0 | 0 | 0 | 0 | 0 | 0 | 0 | 12
NO |  | 17 | 2011 | 6 | 21 | 21 |  | Weatherspoon Plant | Fayetteville | 230 | 230 | W-H Fr. | 32.55 | 0.97 | 1 | 1272MCMA | 0 | 0 | 0 | 0 | 0 | 0 | 0 | 0 | 0 | 0 | 0 | 0 | 0 | 0 | 0 | 0 | 0 | 0 | 0 | 0 | 0 | 0 | 0 | 12
NO |  | 17 | 2011 | 6 | 22 | 22 |  | Weatherspoon Plant | Latta | 230 | 230 | T | 0.37 | 0 | 1 | 1272MCMA | 0 | 0 | 0 | 0 | 0 | 0 | 0 | 0 | 0 | 0 | 0 | 0 | 0 | 0 | 0 | 0 | 0 | 0 | 0 | 0 | 0 | 0 | 0 | 12
NO |  | 17 | 2011 | 6 | 23 | 23 |  | Weatherspoon Plant | Latta | 230 | 230 | W-H Fr. | 18.29 | 0.28 | 1 | 1272MCMA | 0 | 0 | 0 | 0 | 0 | 0 | 0 | 0 | 0 | 0 | 0 | 0 | 0 | 0 | 0 | 0 | 0 | 0 | 0 | 0 | 0 | 0 | 0 | 12
NO |  | 17 | 2011 | 6 | 24 | 24 |  | Weatherspoon Plant | Laurinburg | 230 | 230 | W-H Fr. | 31.46 | 0 | 1 | 1272&2515MCMA | 0 | 0 | 0 | 0 | 0 | 0 | 0 | 0 | 0 | 0 | 0 | 0 | 0 | 0 | 0 | 0 | 0 | 0 | 0 | 0 | 0 | 0 | 0 | 12
NO |  | 17 | 2011 | 6 | 25 | 25 |  | Weatherspoon Plant | Laurinburg | 230 | 230 | S-H Fr. | 0.99 | 0 | 1 | 1272MCMA | 0 | 0 | 0 | 0 | 0 | 0 | 0 | 0 | 0 | 0 | 0 | 0 | 0 | 0 | 0 | 0 | 0 | 0 | 0 | 0 | 0 | 0 | 0 | 12
NO |  | 17 | 2011 | 6 | 26 | 26 |  | Wayne County Plant | Lee Substation | 230 | 230 | S-HFR | 0.31 | 0 | 1 | 1590MCMA(B) | 0 | 0 | 0 | 0 | 0 | 0 | 0 | 0 | 0 | 0 | 0 | 0 | 0 | 0 | 0 | 0 | 0 | 0 | 0 | 0 | 0 | 0 | 0 | 12
NO |  | 17 | 2011 | 6 | 27 | 27 |  | Wilmington Corning SW Sta. | Wilmington Corning Sub. (N) | 230 | 230 | S-SP | 0.48 | 0 | 1 | 795MCMA | 0 | 0 | 0 | 0 | 0 | 0 | 0 | 0 | 0 | 0 | 0 | 0 | 0 | 0 | 0 | 0 | 0 | 0 | 0 | 0 | 0 | 0 | 0 | 12
NO |  | 17 | 2011 | 6 | 28 | 28 |  | Wilmington Corning SW Sta. | Wilmington Corning Sub (S) | 230 | 230 | S-SP | 0.43 | 0 | 1 | 795MCMA | 0 | 0 | 0 | 0 | 0 | 0 | 0 | 0 | 0 | 0 | 0 | 0 | 0 | 0 | 0 | 0 | 0 | 0 | 0 | 0 | 0 | 0 | 0 | 12
NO |  | 17 | 2011 | 6 | 29 | 29 |  | Wilson | Zebulon | 230 | 230 | W-H Fr. | 25.92 | 0 | 1 | 1272MCMA(B)&2515 | 0 | 0 | 0 | 0 | 0 | 0 | 0 | 0 | 0 | 0 | 0 | 0 | 0 | 0 | 0 | 0 | 0 | 0 | 0 | 0 | 0 | 0 | 0 | 12
NO |  | 17 | 2011 | 6 | 30 | 30 |  | Wilson | Zebulon | 230 | 230 | S-H Fr. | 0.46 | 0 | 1 | 1272MCMA(B) | 0 | 0 | 0 | 0 | 0 | 0 | 0 | 0 | 0 | 0 | 0 | 0 | 0 | 0 | 0 | 0 | 0 | 0 | 0 | 0 | 0 | 0 | 0 | 12
NO |  | 17 | 2011 | 6 | 31 | 31 |  | Tap Point | Angier | 230 | 230 | W-H Fr. | 0.11 | 0 | 1 | 795MCMA | 0 | 0 | 0 | 0 | 0 | 0 | 0 | 0 | 0 | 0 | 0 | 0 | 0 | 0 | 0 | 0 | 0 | 0 | 0 | 0 | 0 | 0 | 0 | 12
NO |  | 17 | 2011 | 6 | 32 | 32 |  | Tap Point | Ansonville | 230 | 230 | S-SP | 0.03 | 0 | 1 | 795MCMA | 0 | 0 | 0 | 0 | 0 | 0 | 0 | 0 | 0 | 0 | 0 | 0 | 0 | 0 | 0 | 0 | 0 | 0 | 0 | 0 | 0 | 0 | 0 | 12
NO |  | 17 | 2011 | 6 | 33 | 33 |  | Tap Point | Apex (Bank #1) | 230 | 230 | W-H Fr. | 0.01 | 0 | 1 | 795MCMA | 0 | 0 | 0 | 0 | 0 | 0 | 0 | 0 | 0 | 0 | 0 | 0 | 0 | 0 | 0 | 0 | 0 | 0 | 0 | 0 | 0 | 0 | 0 | 12
NO |  | 17 | 2011 | 6 | 34 | 34 |  | Tap Point | Apex (Bank #2) | 230 | 230 | S-HFR | 0.01 | 0 | 1 | 795MCMA | 0 | 0 | 0 | 0 | 0 | 0 | 0 | 0 | 0 | 0 | 0 | 0 | 0 | 0 | 0 | 0 | 0 | 0 | 0 | 0 | 0 | 0 | 0 | 12
NO |  | 17 | 2011 | 6 | 35 | 35 |  | Tap Point | Apex (Bank #3) | 230 | 230 | S-HFR | 0.03 | 0 | 1 | 795MCMA | 0 | 0 | 0 | 0 | 0 | 0 | 0 | 0 | 0 | 0 | 0 | 0 | 0 | 0 | 0 | 0 | 0 | 0 | 0 | 0 | 0 | 0 | 0 | 12
NO |  | 17 | 2011 | 7 | 1 | 1 |  | Tap Point | Auburn | 230 | 230 | W-H Fr. | 0.1 | 0 | 1 | 1272MCMA | 0 | 0 | 0 | 0 | 0 | 0 | 0 | 0 | 0 | 0 | 0 | 0 | 0 | 0 | 0 | 0 | 0 | 0 | 0 | 0 | 0 | 0 | 0 | 12
NO |  | 17 | 2011 | 7 | 2 | 2 |  | Tap Point | Bahama | 230 | 230 | W-H Fr. | 0.06 | 0 | 1 | 795MCMA | 0 | 0 | 0 | 0 | 0 | 0 | 0 | 0 | 0 | 0 | 0 | 0 | 0 | 0 | 0 | 0 | 0 | 0 | 0 | 0 | 0 | 0 | 0 | 12
NO |  | 17 | 2011 | 7 | 3 | 3 |  | Tap Point | Bailey | 230 | 230 | W-H Fr. | 1.38 | 0 | 1 | 795MCMA | 0 | 0 | 0 | 0 | 0 | 0 | 0 | 0 | 0 | 0 | 0 | 0 | 0 | 0 | 0 | 0 | 0 | 0 | 0 | 0 | 0 | 0 | 0 | 12
NO |  | 17 | 2011 | 7 | 4 | 4 |  | Tap Point | Bayboro | 230 | 230 | W-H Fr. | 2.13 | 0 | 1 | 1272MCMA | 0 | 0 | 0 | 0 | 0 | 0 | 0 | 0 | 0 | 0 | 0 | 0 | 0 | 0 | 0 | 0 | 0 | 0 | 0 | 0 | 0 | 0 | 0 | 12
NO |  | 17 | 2011 | 7 | 5 | 5 |  | Tap Point | Benson | 230 | 230 | W-H Fr. | 0.01 | 0 | 1 | 795MCMA | 0 | 0 | 0 | 0 | 0 | 0 | 0 | 0 | 0 | 0 | 0 | 0 | 0 | 0 | 0 | 0 | 0 | 0 | 0 | 0 | 0 | 0 | 0 | 12
NO |  | 17 | 2011 | 7 | 6 | 6 |  | Tap Point | Benson PGI | 230 | 230 | W-H Fr. | 1.98 | 0 | 1 | 795MCMA | 0 | 0 | 0 | 0 | 0 | 0 | 0 | 0 | 0 | 0 | 0 | 0 | 0 | 0 | 0 | 0 | 0 | 0 | 0 | 0 | 0 | 0 | 0 | 12
NO |  | 17 | 2011 | 7 | 7 | 7 |  | Tap Point | Buies Creek | 230 | 230 | W-H Fr. | 0.06 | 0 | 1 | 795MCMA | 0 | 0 | 0 | 0 | 0 | 0 | 0 | 0 | 0 | 0 | 0 | 0 | 0 | 0 | 0 | 0 | 0 | 0 | 0 | 0 | 0 | 0 | 0 | 12
NO |  | 17 | 2011 | 7 | 8 | 8 |  | Tap Point | Bynum | 230 | 230 | S-HFR | 0.06 | 0 | 1 | 795MCMA | 0 | 0 | 0 | 0 | 0 | 0 | 0 | 0 | 0 | 0 | 0 | 0 | 0 | 0 | 0 | 0 | 0 | 0 | 0 | 0 | 0 | 0 | 0 | 12
NO |  | 17 | 2011 | 7 | 9 | 9 |  | Tap Point | Bynum | 230 | 230 | W-H Fr. | 9.26 | 0 | 1 | 795MCMA | 0 | 0 | 0 | 0 | 0 | 0 | 0 | 0 | 0 | 0 | 0 | 0 | 0 | 0 | 0 | 0 | 0 | 0 | 0 | 0 | 0 | 0 | 0 | 12
NO |  | 17 | 2011 | 7 | 10 | 10 |  | Tap Point | Camden 230/23kV Yard | 230 | 230 | W-HFR | 0.18 | 0 | 1 | 1272MCMA | 0 | 0 | 0 | 0 | 0 | 0 | 0 | 0 | 0 | 0 | 0 | 0 | 0 | 0 | 0 | 0 | 0 | 0 | 0 | 0 | 0 | 0 | 0 | 12
NO |  | 17 | 2011 | 7 | 11 | 11 |  | Tap Point | Camp LeJeune #1 | 230 | 230 | W-H Fr. | 4.65 | 0 | 1 | 795MCMA | 0 | 0 | 0 | 0 | 0 | 0 | 0 | 0 | 0 | 0 | 0 | 0 | 0 | 0 | 0 | 0 | 0 | 0 | 0 | 0 | 0 | 0 | 0 | 12
NO |  | 17 | 2011 | 7 | 12 | 12 |  | Tap Point | Camp LeJeune #2 | 230 | 230 | W-H Fr. | 0.04 | 0 | 1 | 795MCMA | 0 | 0 | 0 | 0 | 0 | 0 | 0 | 0 | 0 | 0 | 0 | 0 | 0 | 0 | 0 | 0 | 0 | 0 | 0 | 0 | 0 | 0 | 0 | 12
NO |  | 17 | 2011 | 7 | 13 | 13 |  | Tap Point | Cary | 230 | 230 | W-H Fr. | 0.93 | 0 | 1 | 795MCMA | 0 | 0 | 0 | 0 | 0 | 0 | 0 | 0 | 0 | 0 | 0 | 0 | 0 | 0 | 0 | 0 | 0 | 0 | 0 | 0 | 0 | 0 | 0 | 12
NO |  | 17 | 2011 | 7 | 14 | 14 |  | Tap Point | Cary Evans Road (East) | 230 | 230 | W-H Fr. | 0.04 | 0 | 1 | 795MCMA | 0 | 0 | 0 | 0 | 0 | 0 | 0 | 0 | 0 | 0 | 0 | 0 | 0 | 0 | 0 | 0 | 0 | 0 | 0 | 0 | 0 | 0 | 0 | 12
NO |  | 17 | 2011 | 7 | 15 | 15 |  | Tap Point | Cary Evans Road (West) | 230 | 230 | S-HFR | 0.04 | 0 | 1 | 795MCMA | 0 | 0 | 0 | 0 | 0 | 0 | 0 | 0 | 0 | 0 | 0 | 0 | 0 | 0 | 0 | 0 | 0 | 0 | 0 | 0 | 0 | 0 | 0 | 12
NO |  | 17 | 2011 | 7 | 16 | 16 |  | Tap Point | Cary Trenton Road | 230 | 230 | S-SP-11 | 4.34 | 0 | 1 | 795MCMA | 0 | 0 | 0 | 0 | 0 | 0 | 0 | 0 | 0 | 0 | 0 | 0 | 0 | 0 | 0 | 0 | 0 | 0 | 0 | 0 | 0 | 0 | 0 | 12
NO |  | 17 | 2011 | 7 | 17 | 17 |  | Tap Point | Cary Triangle Forest | 230 | 230 | W-H Fr. | 0.04 | 0 | 1 | 795MCMA | 0 | 0 | 0 | 0 | 0 | 0 | 0 | 0 | 0 | 0 | 0 | 0 | 0 | 0 | 0 | 0 | 0 | 0 | 0 | 0 | 0 | 0 | 0 | 12
NO |  | 17 | 2011 | 7 | 18 | 18 |  | Tap Point | Catherine Lake | 230 | 230 | W-H Fr. | 0.08 | 0 | 1 | 795MCMA | 0 | 0 | 0 | 0 | 0 | 0 | 0 | 0 | 0 | 0 | 0 | 0 | 0 | 0 | 0 | 0 | 0 | 0 | 0 | 0 | 0 | 0 | 0 | 12
NO |  | 17 | 2011 | 7 | 19 | 19 |  | Tap Point | Chocowinity | 230 | 230 | W-H Fr. | 0.05 | 0 | 1 | 1272MCMA | 0 | 0 | 0 | 0 | 0 | 0 | 0 | 0 | 0 | 0 | 0 | 0 | 0 | 0 | 0 | 0 | 0 | 0 | 0 | 0 | 0 | 0 | 0 | 12
NO |  | 17 | 2011 | 7 | 20 | 20 |  | Tap Point | Clifdale | 230 | 230 | W-H Fr. | 0.54 | 0 | 1 | 795MCMA | 0 | 0 | 0 | 0 | 0 | 0 | 0 | 0 | 0 | 0 | 0 | 0 | 0 | 0 | 0 | 0 | 0 | 0 | 0 | 0 | 0 | 0 | 0 | 12
NO |  | 17 | 2011 | 7 | 21 | 21 |  | Tap Point | Concord | 230 | 230 | S-HFR | 0.13 | 0 | 1 | 795MCMA | 0 | 0 | 0 | 0 | 0 | 0 | 0 | 0 | 0 | 0 | 0 | 0 | 0 | 0 | 0 | 0 | 0 | 0 | 0 | 0 | 0 | 0 | 0 | 12
NO |  | 17 | 2011 | 7 | 22 | 22 |  | Tap Point | Craven County Wood Energy | 230 | 230 | W-H Fr. | 1.87 | 0 | 1 | 795MCMA | 0 | 0 | 0 | 0 | 0 | 0 | 0 | 0 | 0 | 0 | 0 | 0 | 0 | 0 | 0 | 0 | 0 | 0 | 0 | 0 | 0 | 0 | 0 | 12
NO |  | 17 | 2011 | 7 | 23 | 23 |  | Tap Point | Dover | 230 | 230 | S-HFR | 0.04 | 0 | 1 | 795MCMA | 0 | 0 | 0 | 0 | 0 | 0 | 0 | 0 | 0 | 0 | 0 | 0 | 0 | 0 | 0 | 0 | 0 | 0 | 0 | 0 | 0 | 0 | 0 | 12
NO |  | 17 | 2011 | 7 | 24 | 24 |  | Tap Point | Dudley Georgia Pacific | 230 | 230 | W-H Fr. | 2.64 | 0 | 1 | 795MCMA | 0 | 0 | 0 | 0 | 0 | 0 | 0 | 0 | 0 | 0 | 0 | 0 | 0 | 0 | 0 | 0 | 0 | 0 | 0 | 0 | 0 | 0 | 0 | 12
NO |  | 17 | 2011 | 7 | 25 | 25 |  | Tap Point | Ellerbe | 230 | 230 | W-H Fr. | 0.04 | 0 | 1 | 795MCMA | 0 | 0 | 0 | 0 | 0 | 0 | 0 | 0 | 0 | 0 | 0 | 0 | 0 | 0 | 0 | 0 | 0 | 0 | 0 | 0 | 0 | 0 | 0 | 12
NO |  | 17 | 2011 | 7 | 26 | 26 |  | Tap Point | Fort Bragg Knox St. | 230 | 230 | W-H Fr. | 0.08 | 0 | 1 | 795MCMA | 0 | 0 | 0 | 0 | 0 | 0 | 0 | 0 | 0 | 0 | 0 | 0 | 0 | 0 | 0 | 0 | 0 | 0 | 0 | 0 | 0 | 0 | 0 | 12
NO |  | 17 | 2011 | 7 | 27 | 27 |  | Tap Point | Fort Bragg Longstreet Road | 230 | 230 | S-SP | 0.47 | 0 | 1 | 795MCMA | 0 | 0 | 0 | 0 | 0 | 0 | 0 | 0 | 0 | 0 | 0 | 0 | 0 | 0 | 0 | 0 | 0 | 0 | 0 | 0 | 0 | 0 | 0 | 12
NO |  | 17 | 2011 | 7 | 28 | 28 |  | Tap Point | Fort Bragg Longstreet Road | 230 | 230 | DC S-HFR | 2.75 | 0 | 2 | 795MCMA | 0 | 0 | 0 | 0 | 0 | 0 | 0 | 0 | 0 | 0 | 0 | 0 | 0 | 0 | 0 | 0 | 0 | 0 | 0 | 0 | 0 | 0 | 0 | 12
NO |  | 17 | 2011 | 7 | 29 | 29 |  | Tap Point | Fort Bragg Main | 230 | 230 | S-SP | 0.04 | 0 | 1 | 795MCMA | 0 | 0 | 0 | 0 | 0 | 0 | 0 | 0 | 0 | 0 | 0 | 0 | 0 | 0 | 0 | 0 | 0 | 0 | 0 | 0 | 0 | 0 | 0 | 12
NO |  | 17 | 2011 | 7 | 30 | 30 |  | Tap Point | Fort Bragg Woodruff St. | 230 | 230 | S-HFR | 0.07 | 0 | 1 | 795MCMA | 0 | 0 | 0 | 0 | 0 | 0 | 0 | 0 | 0 | 0 | 0 | 0 | 0 | 0 | 0 | 0 | 0 | 0 | 0 | 0 | 0 | 0 | 0 | 12
NO |  | 17 | 2011 | 7 | 31 | 31 |  | Tap Point | Four Oaks | 230 | 230 | W-H Fr. | 0.07 | 0 | 1 | 795MCMA | 0 | 0 | 0 | 0 | 0 | 0 | 0 | 0 | 0 | 0 | 0 | 0 | 0 | 0 | 0 | 0 | 0 | 0 | 0 | 0 | 0 | 0 | 0 | 12
NO |  | 17 | 2011 | 7 | 32 | 32 |  | Tap Point | Fuquay | 230 | 230 | W-H Fr. | 0.48 | 0 | 1 | 795MCMA | 0 | 0 | 0 | 0 | 0 | 0 | 0 | 0 | 0 | 0 | 0 | 0 | 0 | 0 | 0 | 0 | 0 | 0 | 0 | 0 | 0 | 0 | 0 | 12
NO |  | 17 | 2011 | 7 | 33 | 33 |  | Tap Point | Fuquay Bells Lake | 230 | 230 | W-H Fr. | 0.15 | 0 | 1 | 795MCMA | 0 | 0 | 0 | 0 | 0 | 0 | 0 | 0 | 0 | 0 | 0 | 0 | 0 | 0 | 0 | 0 | 0 | 0 | 0 | 0 | 0 | 0 | 0 | 12
NO |  | 17 | 2011 | 7 | 34 | 34 |  | Tap Point | Garland | 230 | 230 | W-H Fr. | 0.06 | 0 | 1 | 795MCMA | 0 | 0 | 0 | 0 | 0 | 0 | 0 | 0 | 0 | 0 | 0 | 0 | 0 | 0 | 0 | 0 | 0 | 0 | 0 | 0 | 0 | 0 | 0 | 12
NO |  | 17 | 2011 | 7 | 35 | 35 |  | Tap Point | Garner Panther Branch | 230 | 230 | W-H Fr. | 0.15 | 0 | 1 | 795MCMA | 0 | 0 | 0 | 0 | 0 | 0 | 0 | 0 | 0 | 0 | 0 | 0 | 0 | 0 | 0 | 0 | 0 | 0 | 0 | 0 | 0 | 0 | 0 | 12
NO |  | 17 | 2011 | 8 | 1 | 1 |  | Tap Point | Camp Geiger | 230 | 230 | S-SP | 1.94 | 0 | 1 | 1272MCMA | 0 | 0 | 0 | 0 | 0 | 0 | 0 | 0 | 0 | 0 | 0 | 0 | 0 | 0 | 0 | 0 | 0 | 0 | 0 | 0 | 0 | 0 | 0 | 12
NO |  | 17 | 2011 | 8 | 2 | 2 |  | Tap Point | Grantham | 230 | 230 | W-H Fr. | 0.1 | 0 | 1 | 795MCMA | 0 | 0 | 0 | 0 | 0 | 0 | 0 | 0 | 0 | 0 | 0 | 0 | 0 | 0 | 0 | 0 | 0 | 0 | 0 | 0 | 0 | 0 | 0 | 12
NO |  | 17 | 2011 | 8 | 3 | 3 |  | Tap Point | Hamlet | 230 | 230 | W-H Fr. | 0.02 | 0 | 1 | 1272MCMA | 0 | 0 | 0 | 0 | 0 | 0 | 0 | 0 | 0 | 0 | 0 | 0 | 0 | 0 | 0 | 0 | 0 | 0 | 0 | 0 | 0 | 0 | 0 | 12
NO |  | 17 | 2011 | 8 | 4 | 4 |  | Tap Point | Hamlet | 230 | 230 | S-HFR | 0.02 | 0 | 1 | 1272MCMA | 0 | 0 | 0 | 0 | 0 | 0 | 0 | 0 | 0 | 0 | 0 | 0 | 0 | 0 | 0 | 0 | 0 | 0 | 0 | 0 | 0 | 0 | 0 | 12
NO |  | 17 | 2011 | 8 | 5 | 5 |  | Tap Point | Henderson East | 230 | 230 | W-H Fr. | 0.06 | 0 | 1 | 1272MCMA | 0 | 0 | 0 | 0 | 0 | 0 | 0 | 0 | 0 | 0 | 0 | 0 | 0 | 0 | 0 | 0 | 0 | 0 | 0 | 0 | 0 | 0 | 0 | 12
NO |  | 17 | 2011 | 8 | 6 | 6 |  | Tap Point | Holly Springs (East) | 230 | 230 | S-HFR | 0.11 | 0 | 1 | 795MCMA | 0 | 0 | 0 | 0 | 0 | 0 | 0 | 0 | 0 | 0 | 0 | 0 | 0 | 0 | 0 | 0 | 0 | 0 | 0 | 0 | 0 | 0 | 0 | 12
NO |  | 17 | 2011 | 8 | 7 | 7 |  | Tap Point | Holly Springs (West) | 230 | 230 | S-HFR | 0.11 | 0 | 1 | 795MCMA | 0 | 0 | 0 | 0 | 0 | 0 | 0 | 0 | 0 | 0 | 0 | 0 | 0 | 0 | 0 | 0 | 0 | 0 | 0 | 0 | 0 | 0 | 0 | 12
NO |  | 17 | 2011 | 8 | 8 | 8 |  | Tap Point | Holly Springs Industrial | 230 | 230 | S-HFR | 0.83 | 0 | 1 | 795MCMA | 0 | 0 | 0 | 0 | 0 | 0 | 0 | 0 | 0 | 0 | 0 | 0 | 0 | 0 | 0 | 0 | 0 | 0 | 0 | 0 | 0 | 0 | 0 | 12
NO |  | 17 | 2011 | 8 | 9 | 9 |  | Tap Point | Hope Mills Rockfish Road | 230 | 230 | W-H Fr. | 0.07 | 0 | 1 | 795MCMA | 0 | 0 | 0 | 0 | 0 | 0 | 0 | 0 | 0 | 0 | 0 | 0 | 0 | 0 | 0 | 0 | 0 | 0 | 0 | 0 | 0 | 0 | 0 | 12
NO |  | 17 | 2011 | 8 | 10 | 10 |  | Tap Point | Jacksonville Tarawa | 230 | 230 | W-H Fr. | 0.04 | 0 | 1 | 795MCMA | 0 | 0 | 0 | 0 | 0 | 0 | 0 | 0 | 0 | 0 | 0 | 0 | 0 | 0 | 0 | 0 | 0 | 0 | 0 | 0 | 0 | 0 | 0 | 12
NO |  | 17 | 2011 | 8 | 11 | 11 |  | Tap Point | Knightdale Square D | 230 | 230 | W-H Fr. | 0.95 | 0 | 1 | 795MCMA | 0 | 0 | 0 | 0 | 0 | 0 | 0 | 0 | 0 | 0 | 0 | 0 | 0 | 0 | 0 | 0 | 0 | 0 | 0 | 0 | 0 | 0 | 0 | 12
NO |  | 17 | 2011 | 8 | 12 | 12 |  | Tap Point | Laurel Hills | 230 | 230 | W-H Fr. | 0.03 | 0 | 1 | 795MCMA | 0 | 0 | 0 | 0 | 0 | 0 | 0 | 0 | 0 | 0 | 0 | 0 | 0 | 0 | 0 | 0 | 0 | 0 | 0 | 0 | 0 | 0 | 0 | 12
NO |  | 17 | 2011 | 8 | 13 | 13 |  | Tap Point | Laurinburg City | 230 | 230 | W-H Fr. | 0.03 | 0 | 1 | 795MCMA | 0 | 0 | 0 | 0 | 0 | 0 | 0 | 0 | 0 | 0 | 0 | 0 | 0 | 0 | 0 | 0 | 0 | 0 | 0 | 0 | 0 | 0 | 0 | 12
NO |  | 17 | 2011 | 8 | 14 | 14 |  | Tap Point | Leesville Wood Valley | 230 | 230 | W-H Fr. | 0.15 | 0 | 1 | 795MCMA | 0 | 0 | 0 | 0 | 0 | 0 | 0 | 0 | 0 | 0 | 0 | 0 | 0 | 0 | 0 | 0 | 0 | 0 | 0 | 0 | 0 | 0 | 0 | 12
NO |  | 17 | 2011 | 8 | 15 | 15 |  | Tap Point | Lumberton POD#3 | 230 | 230 | S-SP | 0.7 | 0 | 1 | 795MCMA | 0 | 0 | 0 | 0 | 0 | 0 | 0 | 0 | 0 | 0 | 0 | 0 | 0 | 0 | 0 | 0 | 0 | 0 | 0 | 0 | 0 | 0 | 0 | 12
NO |  | 17 | 2011 | 8 | 16 | 16 |  | Tap Point | Masonboro | 230 | 230 | S-SP | 0.03 | 0 | 1 | 795MCMA | 0 | 0 | 0 | 0 | 0 | 0 | 0 | 0 | 0 | 0 | 0 | 0 | 0 | 0 | 0 | 0 | 0 | 0 | 0 | 0 | 0 | 0 | 0 | 12
NO |  | 17 | 2011 | 8 | 17 | 17 |  | Tap Point | Mayo Plant | 230 | 230 | W-H Fr. | 3.06 | 0 | 1 | 795MCMA | 0 | 0 | 0 | 0 | 0 | 0 | 0 | 0 | 0 | 0 | 0 | 0 | 0 | 0 | 0 | 0 | 0 | 0 | 0 | 0 | 0 | 0 | 0 | 12
NO |  | 17 | 2011 | 8 | 18 | 18 |  | Tap Point | Morrisville | 230 | 230 | W-H Fr. | 0.11 | 0 | 1 | 795MCMA | 0 | 0 | 0 | 0 | 0 | 0 | 0 | 0 | 0 | 0 | 0 | 0 | 0 | 0 | 0 | 0 | 0 | 0 | 0 | 0 | 0 | 0 | 0 | 12
NO |  | 17 | 2011 | 8 | 19 | 19 |  | Tap Point | NCSU CBC | 230 | 230 | S-HFR | 0.2 | 0 | 1 | 795MCMA | 0 | 0 | 0 | 0 | 0 | 0 | 0 | 0 | 0 | 0 | 0 | 0 | 0 | 0 | 0 | 0 | 0 | 0 | 0 | 0 | 0 | 0 | 0 | 12
NO |  | 17 | 2011 | 8 | 20 | 20 |  | Tap Point | New Bern West | 230 | 230 | W-H Fr. | 0.04 | 0 | 1 | 795MCMA | 0 | 0 | 0 | 0 | 0 | 0 | 0 | 0 | 0 | 0 | 0 | 0 | 0 | 0 | 0 | 0 | 0 | 0 | 0 | 0 | 0 | 0 | 0 | 12
NO |  | 17 | 2011 | 8 | 21 | 21 |  | Tap Point | New Hill | 230 | 230 | W-H Fr. | 0.2 | 0 | 1 | 795MCMA | 0 | 0 | 0 | 0 | 0 | 0 | 0 | 0 | 0 | 0 | 0 | 0 | 0 | 0 | 0 | 0 | 0 | 0 | 0 | 0 | 0 | 0 | 0 | 12
NO |  | 17 | 2011 | 8 | 22 | 22 |  | Tap Point | Newton Grove | 230 | 230 | W-H Fr. | 2.13 | 0 | 1 | 795MCMA | 0 | 0 | 0 | 0 | 0 | 0 | 0 | 0 | 0 | 0 | 0 | 0 | 0 | 0 | 0 | 0 | 0 | 0 | 0 | 0 | 0 | 0 | 0 | 12
NO |  | 17 | 2011 | 8 | 23 | 23 |  | Tap Point | Oxford North | 230 | 230 | W-H Fr. | 0.92 | 0 | 1 | 1272MCMA | 0 | 0 | 0 | 0 | 0 | 0 | 0 | 0 | 0 | 0 | 0 | 0 | 0 | 0 | 0 | 0 | 0 | 0 | 0 | 0 | 0 | 0 | 0 | 12
NO |  | 17 | 2011 | 8 | 24 | 24 |  | Tap Point | Oxford South | 230 | 230 | W-H Fr. | 6.3 | 0 | 1 | 795MCMA | 0 | 0 | 0 | 0 | 0 | 0 | 0 | 0 | 0 | 0 | 0 | 0 | 0 | 0 | 0 | 0 | 0 | 0 | 0 | 0 | 0 | 0 | 0 | 12
NO |  | 17 | 2011 | 8 | 25 | 25 |  | Tap Point | Person Sub 230/24kV Bank | 230 | 230 | S-HFR | 0.11 | 0 | 1 | 795MCMA | 0 | 0 | 0 | 0 | 0 | 0 | 0 | 0 | 0 | 0 | 0 | 0 | 0 | 0 | 0 | 0 | 0 | 0 | 0 | 0 | 0 | 0 | 0 | 12
NO |  | 17 | 2011 | 8 | 26 | 26 |  | Tap Point | Pitt Greene EMC | 230 | 230 | S-HFR | 0.04 | 0 | 1 | 795MCMA | 0 | 0 | 0 | 0 | 0 | 0 | 0 | 0 | 0 | 0 | 0 | 0 | 0 | 0 | 0 | 0 | 0 | 0 | 0 | 0 | 0 | 0 | 0 | 12
NO |  | 17 | 2011 | 8 | 27 | 27 |  | Tap Point | Pittsboro | 230 | 230 | W-H Fr. | 0.03 | 0 | 1 | 795MCMA | 0 | 0 | 0 | 0 | 0 | 0 | 0 | 0 | 0 | 0 | 0 | 0 | 0 | 0 | 0 | 0 | 0 | 0 | 0 | 0 | 0 | 0 | 0 | 12
NO |  | 17 | 2011 | 8 | 28 | 28 |  | Tap Point | Prospect | 230 | 230 | W-H Fr. | 0.03 | 0 | 1 | 795MCMA | 0 | 0 | 0 | 0 | 0 | 0 | 0 | 0 | 0 | 0 | 0 | 0 | 0 | 0 | 0 | 0 | 0 | 0 | 0 | 0 | 0 | 0 | 0 | 12
NO |  | 17 | 2011 | 8 | 29 | 29 |  | Tap Point | Raleigh Blue Ridge Road | 230 | 230 | S-SP | 0.03 | 0 | 1 | 795MCMA | 0 | 0 | 0 | 0 | 0 | 0 | 0 | 0 | 0 | 0 | 0 | 0 | 0 | 0 | 0 | 0 | 0 | 0 | 0 | 0 | 0 | 0 | 0 | 12
NO |  | 17 | 2011 | 8 | 30 | 30 |  | Tap Point | Raleigh Durham Airport | 230 | 230 | W-H Fr. | 0.09 | 0 | 1 | 795MCMA | 0 | 0 | 0 | 0 | 0 | 0 | 0 | 0 | 0 | 0 | 0 | 0 | 0 | 0 | 0 | 0 | 0 | 0 | 0 | 0 | 0 | 0 | 0 | 12
NO |  | 17 | 2011 | 8 | 31 | 31 |  | Tap Point | Raleigh Foxcroft | 230 | 230 | W-H Fr. | 0.03 | 0 | 1 | 795MCMA | 0 | 0 | 0 | 0 | 0 | 0 | 0 | 0 | 0 | 0 | 0 | 0 | 0 | 0 | 0 | 0 | 0 | 0 | 0 | 0 | 0 | 0 | 0 | 12
NO |  | 17 | 2011 | 8 | 32 | 32 |  | Tap Point | Raleigh Homestead (North) | 230 | 230 | S-HFR | 0.07 | 0 | 1 | 1272MCMA | 0 | 0 | 0 | 0 | 0 | 0 | 0 | 0 | 0 | 0 | 0 | 0 | 0 | 0 | 0 | 0 | 0 | 0 | 0 | 0 | 0 | 0 | 0 | 12
NO |  | 17 | 2011 | 8 | 33 | 33 |  | Tap Point | Raleigh Homestead (South) | 230 | 230 | S-HFR | 0.07 | 0 | 1 | 1272MCMA | 0 | 0 | 0 | 0 | 0 | 0 | 0 | 0 | 0 | 0 | 0 | 0 | 0 | 0 | 0 | 0 | 0 | 0 | 0 | 0 | 0 | 0 | 0 | 12
NO |  | 17 | 2011 | 8 | 34 | 34 |  | Tap Point | Raleigh Honeycutt | 230 | 230 | S-SP | 2.08 | 0 | 1 | 1590MCMA(B) | 0 | 0 | 0 | 0 | 0 | 0 | 0 | 0 | 0 | 0 | 0 | 0 | 0 | 0 | 0 | 0 | 0 | 0 | 0 | 0 | 0 | 0 | 0 | 12
NO |  | 17 | 2011 | 8 | 35 | 35 |  | Tap Point | Raleigh Leesville Road | 230 | 230 | W-H Fr. | 0.04 | 0 | 1 | 795MCMA | 0 | 0 | 0 | 0 | 0 | 0 | 0 | 0 | 0 | 0 | 0 | 0 | 0 | 0 | 0 | 0 | 0 | 0 | 0 | 0 | 0 | 0 | 0 | 12
NO |  | 17 | 2011 | 9 | 1 | 1 |  | Tap Point | Raleigh NCSU Centennial | 230 | 230 | S-SP | 0.05 | 0 | 1 | 1272MCMA | 0 | 0 | 0 | 0 | 0 | 0 | 0 | 0 | 0 | 0 | 0 | 0 | 0 | 0 | 0 | 0 | 0 | 0 | 0 | 0 | 0 | 0 | 0 | 12
NO |  | 17 | 2011 | 9 | 2 | 2 |  | Tap Point | Raleigh Oakdale | 230 | 230 | S-SP | 1.26 | 0 | 1 | 795MCMA | 0 | 0 | 0 | 0 | 0 | 0 | 0 | 0 | 0 | 0 | 0 | 0 | 0 | 0 | 0 | 0 | 0 | 0 | 0 | 0 | 0 | 0 | 0 | 12
NO |  | 17 | 2011 | 9 | 3 | 3 |  | Tap Point | Raleigh Six Forks | 230 | 230 | S-H Fr. | 0.07 | 0 | 1 | 1272MCMA | 0 | 0 | 0 | 0 | 0 | 0 | 0 | 0 | 0 | 0 | 0 | 0 | 0 | 0 | 0 | 0 | 0 | 0 | 0 | 0 | 0 | 0 | 0 | 12
NO |  | 17 | 2011 | 9 | 4 | 4 |  | Tap Point | Rhems | 230 | 230 | W-H Fr. | 0.04 | 0 | 1 | 795MCMA | 0 | 0 | 0 | 0 | 0 | 0 | 0 | 0 | 0 | 0 | 0 | 0 | 0 | 0 | 0 | 0 | 0 | 0 | 0 | 0 | 0 | 0 | 0 | 12
NO |  | 17 | 2011 | 9 | 5 | 5 |  | Tap Point | Rockingham Aberdeen Road | 230 | 230 | W-H Fr. | 0.6 | 0 | 1 | 795MCMA | 0 | 0 | 0 | 0 | 0 | 0 | 0 | 0 | 0 | 0 | 0 | 0 | 0 | 0 | 0 | 0 | 0 | 0 | 0 | 0 | 0 | 0 | 0 | 12
NO |  | 17 | 2011 | 9 | 6 | 6 |  | Tap Point | Rolesville | 230 | 230 | W-H Fr. | 5.67 | 0 | 1 | 1590MCMA | 0 | 0 | 0 | 0 | 0 | 0 | 0 | 0 | 0 | 0 | 0 | 0 | 0 | 0 | 0 | 0 | 0 | 0 | 0 | 0 | 0 | 0 | 0 | 12
NO |  | 17 | 2011 | 9 | 7 | 7 |  | Tap Point | Rose Hill | 230 | 230 | W-H Fr. | 0.16 | 0 | 1 | 795MCMA | 0 | 0 | 0 | 0 | 0 | 0 | 0 | 0 | 0 | 0 | 0 | 0 | 0 | 0 | 0 | 0 | 0 | 0 | 0 | 0 | 0 | 0 | 0 | 12
NO |  | 17 | 2011 | 9 | 8 | 8 |  | Tap Point | Rowland | 230 | 230 | W-H Fr. | 6.86 | 0 | 1 | 795MCMA | 0 | 0 | 0 | 0 | 0 | 0 | 0 | 0 | 0 | 0 | 0 | 0 | 0 | 0 | 0 | 0 | 0 | 0 | 0 | 0 | 0 | 0 | 0 | 12
NO |  | 17 | 2011 | 9 | 9 | 9 |  | Tap Point | Roxboro Bowmantown Road Tap | 230 | 230 | S-HFR | 0.04 | 0 | 1 | 1272MCMA | 0 | 0 | 0 | 0 | 0 | 0 | 0 | 0 | 0 | 0 | 0 | 0 | 0 | 0 | 0 | 0 | 0 | 0 | 0 | 0 | 0 | 0 | 0 | 12
NO |  | 17 | 2011 | 9 | 10 | 10 |  | Tap Point | Roxboro Cogentrix | 230 | 230 | W-H Fr. | 0.6 | 0 | 1 | 795MCMA | 0 | 0 | 0 | 0 | 0 | 0 | 0 | 0 | 0 | 0 | 0 | 0 | 0 | 0 | 0 | 0 | 0 | 0 | 0 | 0 | 0 | 0 | 0 | 12
NO |  | 17 | 2011 | 9 | 11 | 11 |  | Tap Point | Roxb. Plt Unit #3 C. Tower | 230 | 230 | W-H Fr. | 0.24 | 0 | 1 | 795MCMA | 0 | 0 | 0 | 0 | 0 | 0 | 0 | 0 | 0 | 0 | 0 | 0 | 0 | 0 | 0 | 0 | 0 | 0 | 0 | 0 | 0 | 0 | 0 | 12
NO |  | 17 | 2011 | 9 | 12 | 12 |  | Tap Point | Roxboro South | 230 | 230 | W-H Fr. | 0.79 | 0 | 1 | 795MCMA | 0 | 0 | 0 | 0 | 0 | 0 | 0 | 0 | 0 | 0 | 0 | 0 | 0 | 0 | 0 | 0 | 0 | 0 | 0 | 0 | 0 | 0 | 0 | 12
NO |  | 17 | 2011 | 9 | 13 | 13 |  | Tap Point | Sanford Deep River | 230 | 230 | W-H Fr. | 2.63 | 0 | 1 | 795MCMA | 0 | 0 | 0 | 0 | 0 | 0 | 0 | 0 | 0 | 0 | 0 | 0 | 0 | 0 | 0 | 0 | 0 | 0 | 0 | 0 | 0 | 0 | 0 | 12
NO |  | 17 | 2011 | 9 | 14 | 14 |  | Tap Point | Sanford Deep River | 230 | 230 | S-HFR | 0.09 | 0 | 1 | 795MCMA | 0 | 0 | 0 | 0 | 0 | 0 | 0 | 0 | 0 | 0 | 0 | 0 | 0 | 0 | 0 | 0 | 0 | 0 | 0 | 0 | 0 | 0 | 0 | 12
NO |  | 17 | 2011 | 9 | 15 | 15 |  | Tap Point | Sanford Garden Street | 230 | 230 | W-H Fr. | 3.25 | 0 | 1 | 1590MCMA | 0 | 0 | 0 | 0 | 0 | 0 | 0 | 0 | 0 | 0 | 0 | 0 | 0 | 0 | 0 | 0 | 0 | 0 | 0 | 0 | 0 | 0 | 0 | 12
NO |  | 17 | 2011 | 9 | 16 | 16 |  | Tap Point | Sanford Horner Blvd. | 230 | 230 | W-H Fr. | 0.04 | 0 | 1 | 795MCMA | 0 | 0 | 0 | 0 | 0 | 0 | 0 | 0 | 0 | 0 | 0 | 0 | 0 | 0 | 0 | 0 | 0 | 0 | 0 | 0 | 0 | 0 | 0 | 12
NO |  | 17 | 2011 | 9 | 17 | 17 |  | Tap Point | Scotts Hill | 230 | 230 | S-SP | 3.37 | 0 | 1 | 795MCMA | 0 | 0 | 0 | 0 | 0 | 0 | 0 | 0 | 0 | 0 | 0 | 0 | 0 | 0 | 0 | 0 | 0 | 0 | 0 | 0 | 0 | 0 | 0 | 12
NO |  | 17 | 2011 | 9 | 18 | 18 |  | Tap Point | Siler City Hwy. 64 | 230 | 230 | S-HFR | 0.53 | 0 | 1 | 795MCMA | 0 | 0 | 0 | 0 | 0 | 0 | 0 | 0 | 0 | 0 | 0 | 0 | 0 | 0 | 0 | 0 | 0 | 0 | 0 | 0 | 0 | 0 | 0 | 12
NO |  | 17 | 2011 | 9 | 19 | 19 |  | Tap Point | Southport | 230 | 230 | W-H Fr. | 1.88 | 0 | 1 | 1272MCMA | 0 | 0 | 0 | 0 | 0 | 0 | 0 | 0 | 0 | 0 | 0 | 0 | 0 | 0 | 0 | 0 | 0 | 0 | 0 | 0 | 0 | 0 | 0 | 12
NO |  | 17 | 2011 | 9 | 20 | 20 |  | Tap Point | Southport Adm (West) | 230 | 230 | W-H Fr. | 0.48 | 0 | 1 | 1272MCMA | 0 | 0 | 0 | 0 | 0 | 0 | 0 | 0 | 0 | 0 | 0 | 0 | 0 | 0 | 0 | 0 | 0 | 0 | 0 | 0 | 0 | 0 | 0 | 12
NO |  | 17 | 2011 | 9 | 21 | 21 |  | Tap Point | Southport Cogentrix | 230 | 230 | W-H Fr. | 0.3 | 0 | 1 | 795MCMA | 0 | 0 | 0 | 0 | 0 | 0 | 0 | 0 | 0 | 0 | 0 | 0 | 0 | 0 | 0 | 0 | 0 | 0 | 0 | 0 | 0 | 0 | 0 | 12
NO |  | 17 | 2011 | 9 | 22 | 22 |  | Tap Point | Summerton | 230 | 230 | W-H Fr. | 2.7 | 0 | 1 | 795MCMA | 0 | 0 | 0 | 0 | 0 | 0 | 0 | 0 | 0 | 0 | 0 | 0 | 0 | 0 | 0 | 0 | 0 | 0 | 0 | 0 | 0 | 0 | 0 | 12
NO |  | 17 | 2011 | 9 | 23 | 23 |  | Tap Point | Swansbsoro | 230 | 230 | W-H Fr. | 0.07 | 0 | 1 | 795MCMA | 0 | 0 | 0 | 0 | 0 | 0 | 0 | 0 | 0 | 0 | 0 | 0 | 0 | 0 | 0 | 0 | 0 | 0 | 0 | 0 | 0 | 0 | 0 | 12
NO |  | 17 | 2011 | 9 | 24 | 24 |  | Tap Point | Tideland EMC Edwards | 230 | 230 | S-SP | 0.61 | 0 | 1 | 1590MCMA | 0 | 0 | 0 | 0 | 0 | 0 | 0 | 0 | 0 | 0 | 0 | 0 | 0 | 0 | 0 | 0 | 0 | 0 | 0 | 0 | 0 | 0 | 0 | 12
NO |  | 17 | 2011 | 9 | 25 | 25 |  | Tap Point | Topsail | 230 | 230 | W-H Fr. | 1.55 | 0 | 1 | 795MCMA | 0 | 0 | 0 | 0 | 0 | 0 | 0 | 0 | 0 | 0 | 0 | 0 | 0 | 0 | 0 | 0 | 0 | 0 | 0 | 0 | 0 | 0 | 0 | 12
NO |  | 17 | 2011 | 9 | 26 | 26 |  | Tap Point | Town of Apex POD #4 | 230 | 230 | S-HFR | 0.12 | 0 | 1 | 795 MCMA | 0 | 0 | 0 | 0 | 0 | 0 | 0 | 0 | 0 | 0 | 0 | 0 | 0 | 0 | 0 | 0 | 0 | 0 | 0 | 0 | 0 | 0 | 0 | 12
NO |  | 17 | 2011 | 9 | 27 | 27 |  | Tap Point | Town of Farmville | 230 | 230 | S-HFR | 0.03 | 0 | 1 | 795 MCMA | 0 | 0 | 0 | 0 | 0 | 0 | 0 | 0 | 0 | 0 | 0 | 0 | 0 | 0 | 0 | 0 | 0 | 0 | 0 | 0 | 0 | 0 | 0 | 12
NO |  | 17 | 2011 | 9 | 28 | 28 |  | Tap Point | Wadesboro Bowman School | 230 | 230 | S-HFR | 12.98 | 0 | 8 | 1590MCMA | 0 | 0 | 0 | 0 | 0 | 0 | 0 | 0 | 0 | 0 | 0 | 0 | 0 | 0 | 0 | 0 | 0 | 0 | 0 | 0 | 0 | 0 | 0 | 12
NO |  | 17 | 2011 | 9 | 29 | 29 |  | Tap Point | Wake Tech | 230 | 230 | S-HFR | 0.06 | 0 | 1 | 795MCMA | 0 | 0 | 0 | 0 | 0 | 0 | 0 | 0 | 0 | 0 | 0 | 0 | 0 | 0 | 0 | 0 | 0 | 0 | 0 | 0 | 0 | 0 | 0 | 12
NO |  | 17 | 2011 | 9 | 30 | 30 |  | Tap Point | Warsaw | 230 | 230 | S-SP | 0.61 | 0 | 1 | 795MCMA | 0 | 0 | 0 | 0 | 0 | 0 | 0 | 0 | 0 | 0 | 0 | 0 | 0 | 0 | 0 | 0 | 0 | 0 | 0 | 0 | 0 | 0 | 0 | 12
NO |  | 17 | 2011 | 9 | 31 | 31 |  | Tap Point | Warsaw | 230 | 230 | W-H Fr. | 2.46 | 0 | 1 | 795MCMA | 0 | 0 | 0 | 0 | 0 | 0 | 0 | 0 | 0 | 0 | 0 | 0 | 0 | 0 | 0 | 0 | 0 | 0 | 0 | 0 | 0 | 0 | 0 | 12
NO |  | 17 | 2011 | 9 | 32 | 32 |  | Tap Point | Weatherspoon Sub | 230 | 230 | W-H Fr. | 0.09 | 0 | 1 | 795MCMA | 0 | 0 | 0 | 0 | 0 | 0 | 0 | 0 | 0 | 0 | 0 | 0 | 0 | 0 | 0 | 0 | 0 | 0 | 0 | 0 | 0 | 0 | 0 | 12
NO |  | 17 | 2011 | 9 | 33 | 33 |  | Tap Point | Wendell | 230 | 230 | W-H Fr. | 0.07 | 0 | 1 | 795MCMA | 0 | 0 | 0 | 0 | 0 | 0 | 0 | 0 | 0 | 0 | 0 | 0 | 0 | 0 | 0 | 0 | 0 | 0 | 0 | 0 | 0 | 0 | 0 | 12
NO |  | 17 | 2011 | 9 | 34 | 34 |  | Tap Point | Wilmington Kosa | 230 | 230 | W-H Fr. | 0.58 | 0 | 1 | 1272MCMA | 0 | 0 | 0 | 0 | 0 | 0 | 0 | 0 | 0 | 0 | 0 | 0 | 0 | 0 | 0 | 0 | 0 | 0 | 0 | 0 | 0 | 0 | 0 | 12
NO |  | 17 | 2011 | 9 | 35 | 35 |  | Tap Point | Wilmington Cedar Avenue | 230 | 230 | S-SP | 0.21 | 0 | 1 | 795MCMA | 0 | 0 | 0 | 0 | 0 | 0 | 0 | 0 | 0 | 0 | 0 | 0 | 0 | 0 | 0 | 0 | 0 | 0 | 0 | 0 | 0 | 0 | 0 | 12
NO |  | 17 | 2011 | 10 | 1 | 1 |  | Tap Point | Wilmington East | 230 | 230 | W-H Fr. | 0.01 | 0 | 1 | 1272MCMA | 0 | 0 | 0 | 0 | 0 | 0 | 0 | 0 | 0 | 0 | 0 | 0 | 0 | 0 | 0 | 0 | 0 | 0 | 0 | 0 | 0 | 0 | 0 | 12
NO |  | 17 | 2011 | 10 | 2 | 2 |  | Tap Point | Wilmington Ninth & Orange | 230 | 230 | S-SP | 2.01 | 0 | 1 | 1272MCMA | 0 | 0 | 0 | 0 | 0 | 0 | 0 | 0 | 0 | 0 | 0 | 0 | 0 | 0 | 0 | 0 | 0 | 0 | 0 | 0 | 0 | 0 | 0 | 12
NO |  | 17 | 2011 | 10 | 3 | 3 |  | Tap Point | Wilmington Ogden (East) | 230 | 230 | W-H Fr. | 0.06 | 0 | 1 | 795MCMA | 0 | 0 | 0 | 0 | 0 | 0 | 0 | 0 | 0 | 0 | 0 | 0 | 0 | 0 | 0 | 0 | 0 | 0 | 0 | 0 | 0 | 0 | 0 | 12
NO |  | 17 | 2011 | 10 | 4 | 4 |  | Tap Point | Wilmington Ogden (West) | 230 | 230 | S-HFR | 0.06 | 0 | 1 | 795MCMA | 0 | 0 | 0 | 0 | 0 | 0 | 0 | 0 | 0 | 0 | 0 | 0 | 0 | 0 | 0 | 0 | 0 | 0 | 0 | 0 | 0 | 0 | 0 | 12
NO |  | 17 | 2011 | 10 | 5 | 5 |  | Tap Point | Wilmington Praxair | 230 | 230 | W-H Fr. | 0.58 | 0 | 1 | 795MCMA | 0 | 0 | 0 | 0 | 0 | 0 | 0 | 0 | 0 | 0 | 0 | 0 | 0 | 0 | 0 | 0 | 0 | 0 | 0 | 0 | 0 | 0 | 0 | 12
NO |  | 17 | 2011 | 10 | 6 | 6 |  | Tap Point | Wilmington Basf | 230 | 230 | W-H Fr. | 0.22 | 0 | 1 | 795MCMA | 0 | 0 | 0 | 0 | 0 | 0 | 0 | 0 | 0 | 0 | 0 | 0 | 0 | 0 | 0 | 0 | 0 | 0 | 0 | 0 | 0 | 0 | 0 | 12
NO |  | 17 | 2011 | 10 | 7 | 7 |  | Tap Point | Wilson Mills | 230 | 230 | W-H Fr. | 0.09 | 0 | 1 | 795MCMA | 0 | 0 | 0 | 0 | 0 | 0 | 0 | 0 | 0 | 0 | 0 | 0 | 0 | 0 | 0 | 0 | 0 | 0 | 0 | 0 | 0 | 0 | 0 | 12
NO |  | 17 | 2011 | 10 | 8 | 8 |  | Tap Point | Yanceyville | 230 | 230 | S-SP | 10.36 | 0 | 1 | 795MCMA | 0 | 0 | 0 | 0 | 0 | 0 | 0 | 0 | 0 | 0 | 0 | 0 | 0 | 0 | 0 | 0 | 0 | 0 | 0 | 0 | 0 | 0 | 0 | 12
NO |  | 17 | 2011 | 10 | 9 | 9 |  | Tot. 230 kV Lines in NC |  | 0 | 0 |  | 0 | 0 | 0 |  | 90802030 | 450092267 | 540894297 | 0 | 0 | 0 | 0 | 0 | 0 | 0 | 0 | 0 | 0 | 0 | 0 | 0 | 0 | 0 | 0 | 0 | 0 | 0 | 0 | 12
NO |  | 17 | 2011 | 10 | 10 | 10 |  | Camden | Lugoff(SCPSA) | 230 | 230 | W-H Fr. | 5.37 | 0 | 1 | 1272MCMA | 0 | 0 | 0 | 0 | 0 | 0 | 0 | 0 | 0 | 0 | 0 | 0 | 0 | 0 | 0 | 0 | 0 | 0 | 0 | 0 | 0 | 0 | 0 | 12
NO |  | 17 | 2011 | 10 | 11 | 11 |  | Darlington County Plant | Florence | 230 | 230 | S-SP | 37.28 | 0 | 1 | 1590MCMA | 0 | 0 | 0 | 0 | 0 | 0 | 0 | 0 | 0 | 0 | 0 | 0 | 0 | 0 | 0 | 0 | 0 | 0 | 0 | 0 | 0 | 0 | 0 | 12
NO |  | 17 | 2011 | 10 | 12 | 12 |  | Darlington County Plant | Robinson Plant (South) | 230 | 230 | W-H Fr. | 1.71 | 0 | 1 | 2515MCMA | 0 | 0 | 0 | 0 | 0 | 0 | 0 | 0 | 0 | 0 | 0 | 0 | 0 | 0 | 0 | 0 | 0 | 0 | 0 | 0 | 0 | 0 | 0 | 12
NO |  | 17 | 2011 | 10 | 13 | 13 |  | Darlington County Plant | Robinson Plant (North) | 230 | 230 | S-HFR | 1.67 | 0 | 1 | 2515MCMA | 0 | 0 | 0 | 0 | 0 | 0 | 0 | 0 | 0 | 0 | 0 | 0 | 0 | 0 | 0 | 0 | 0 | 0 | 0 | 0 | 0 | 0 | 0 | 12
NO |  | 17 | 2011 | 10 | 14 | 14 |  | Darlington County Plant | South Bethune (SCPSA) | 230 | 230 | W-H Fr. | 0.06 | 0 | 1 | 1272MCMA | 0 | 0 | 0 | 0 | 0 | 0 | 0 | 0 | 0 | 0 | 0 | 0 | 0 | 0 | 0 | 0 | 0 | 0 | 0 | 0 | 0 | 0 | 0 | 12
NO |  | 17 | 2011 | 10 | 15 | 15 |  | Darlington County Plant | Sumter | 230 | 230 | DC-SSP | 5.68 | 0 | 2 | 1272MCMA | 0 | 0 | 0 | 0 | 0 | 0 | 0 | 0 | 0 | 0 | 0 | 0 | 0 | 0 | 0 | 0 | 0 | 0 | 0 | 0 | 0 | 0 | 0 | 12
NO |  | 17 | 2011 | 10 | 16 | 16 |  | Darlington County Plant | Sumter | 230 | 230 | W-H Fr. | 48.01 | 0 | 1 | 1272MCMA | 0 | 0 | 0 | 0 | 0 | 0 | 0 | 0 | 0 | 0 | 0 | 0 | 0 | 0 | 0 | 0 | 0 | 0 | 0 | 0 | 0 | 0 | 0 | 12
NO |  | 17 | 2011 | 10 | 17 | 17 |  | Darlington County Plant | Laurinburg | 230 | 230 | W-H Fr. | 34.39 | 0 | 1 | 2515MCMA | 0 | 0 | 0 | 0 | 0 | 0 | 0 | 0 | 0 | 0 | 0 | 0 | 0 | 0 | 0 | 0 | 0 | 0 | 0 | 0 | 0 | 0 | 0 | 12
NO |  | 17 | 2011 | 10 | 18 | 18 |  | Florence | Kingstree | 230 | 230 | W-H Fr. | 49.46 | 0 | 1 | 1272MCMA | 0 | 0 | 0 | 0 | 0 | 0 | 0 | 0 | 0 | 0 | 0 | 0 | 0 | 0 | 0 | 0 | 0 | 0 | 0 | 0 | 0 | 0 | 0 | 12
NO |  | 17 | 2011 | 10 | 19 | 19 |  | Florence | Latta | 230 | 230 | W-H Fr. | 23.49 | 0 | 1 | 1272MCMA | 0 | 0 | 0 | 0 | 0 | 0 | 0 | 0 | 0 | 0 | 0 | 0 | 0 | 0 | 0 | 0 | 0 | 0 | 0 | 0 | 0 | 0 | 0 | 12
NO |  | 17 | 2011 | 10 | 20 | 20 |  | Florence | Darlington (SCPSA) | 230 | 230 | W-H Fr. | 11.05 | 0 | 1 | 1272MCMA | 0 | 0 | 0 | 0 | 0 | 0 | 0 | 0 | 0 | 0 | 0 | 0 | 0 | 0 | 0 | 0 | 0 | 0 | 0 | 0 | 0 | 0 | 0 | 12
NO |  | 17 | 2011 | 10 | 21 | 21 |  | Latta | Marion | 230 | 230 | W-H Fr. | 8.36 | 0 | 1 | 1590MCMA | 0 | 0 | 0 | 0 | 0 | 0 | 0 | 0 | 0 | 0 | 0 | 0 | 0 | 0 | 0 | 0 | 0 | 0 | 0 | 0 | 0 | 0 | 0 | 12
NO |  | 17 | 2011 | 10 | 22 | 22 |  | MARION | SCPSA MARION NORTH | 230 | 230 | S-HFR | 0.07 | 0 | 1 | 2-1272MCMA | 0 | 0 | 0 | 0 | 0 | 0 | 0 | 0 | 0 | 0 | 0 | 0 | 0 | 0 | 0 | 0 | 0 | 0 | 0 | 0 | 0 | 0 | 0 | 12
NO |  | 17 | 2011 | 10 | 23 | 23 |  | MARION | SCPSA MARION SOUTH | 230 | 230 | S-HFR | 0.08 | 0 | 1 | 2-1272MCMA | 0 | 0 | 0 | 0 | 0 | 0 | 0 | 0 | 0 | 0 | 0 | 0 | 0 | 0 | 0 | 0 | 0 | 0 | 0 | 0 | 0 | 0 | 0 | 12
NO |  | 17 | 2011 | 10 | 24 | 24 |  | MARION | WHITEVILLE | 230 | 230 | S-SP | 21.41 | 0 | 1 | 1590MCMA | 0 | 0 | 0 | 0 | 0 | 0 | 0 | 0 | 0 | 0 | 0 | 0 | 0 | 0 | 0 | 0 | 0 | 0 | 0 | 0 | 0 | 0 | 0 | 12
NO |  | 17 | 2011 | 10 | 25 | 25 |  | Robinson Plant | Florence | 230 | 230 | DC-T | 1.4 | 0 | 2 | 1272MCMA | 0 | 0 | 0 | 0 | 0 | 0 | 0 | 0 | 0 | 0 | 0 | 0 | 0 | 0 | 0 | 0 | 0 | 0 | 0 | 0 | 0 | 0 | 0 | 12
NO |  | 17 | 2011 | 10 | 26 | 26 |  | Robinson Plant | Florence | 230 | 230 | W-H Fr. | 38.41 | 0 | 1 | 1272MCMA | 0 | 0 | 0 | 0 | 0 | 0 | 0 | 0 | 0 | 0 | 0 | 0 | 0 | 0 | 0 | 0 | 0 | 0 | 0 | 0 | 0 | 0 | 0 | 12
NO |  | 17 | 2011 | 10 | 27 | 27 |  | Robinson Plant | Rockingham | 230 | 230 | S-SP | 0.23 | 0 | 1 | 1272MCMA | 0 | 0 | 0 | 0 | 0 | 0 | 0 | 0 | 0 | 0 | 0 | 0 | 0 | 0 | 0 | 0 | 0 | 0 | 0 | 0 | 0 | 0 | 0 | 12
NO |  | 17 | 2011 | 10 | 28 | 28 |  | Robinson Plant | Rockingham | 230 | 230 | W-H Fr. | 40.35 | 0 | 1 | 1272MCMA | 0 | 0 | 0 | 0 | 0 | 0 | 0 | 0 | 0 | 0 | 0 | 0 | 0 | 0 | 0 | 0 | 0 | 0 | 0 | 0 | 0 | 0 | 0 | 12
NO |  | 17 | 2011 | 10 | 29 | 29 |  | Robinson Plant | Darlington (SCPSA) | 230 | 230 | DC-T | 0.6 | 0 | 2 | 1272MCMA | 0 | 0 | 0 | 0 | 0 | 0 | 0 | 0 | 0 | 0 | 0 | 0 | 0 | 0 | 0 | 0 | 0 | 0 | 0 | 0 | 0 | 0 | 0 | 12
NO |  | 17 | 2011 | 10 | 30 | 30 |  | Robinson Plant | Darlington (SCPSA) | 230 | 230 | W-H Fr. | 17.95 | 0 | 1 | 1272MCMA | 0 | 0 | 0 | 0 | 0 | 0 | 0 | 0 | 0 | 0 | 0 | 0 | 0 | 0 | 0 | 0 | 0 | 0 | 0 | 0 | 0 | 0 | 0 | 12
NO |  | 17 | 2011 | 10 | 31 | 31 |  | Robinson Plant | Sumter | 230 | 230 | W-H Fr. | 40.56 | 0.6 | 1 | 1272MCMA | 0 | 0 | 0 | 0 | 0 | 0 | 0 | 0 | 0 | 0 | 0 | 0 | 0 | 0 | 0 | 0 | 0 | 0 | 0 | 0 | 0 | 0 | 0 | 12
NO |  | 17 | 2011 | 10 | 32 | 32 |  | Sumter | Canadys (SCE&G) | 230 | 230 | DC-T | 7.26 | 0 | 2 | 795MCMA | 0 | 0 | 0 | 0 | 0 | 0 | 0 | 0 | 0 | 0 | 0 | 0 | 0 | 0 | 0 | 0 | 0 | 0 | 0 | 0 | 0 | 0 | 0 | 12
NO |  | 17 | 2011 | 10 | 33 | 33 |  | Sumter | Canadys (SCE&G) | 230 | 230 | W-H Fr. | 22.9 | 0 | 1 | 795MCMA | 0 | 0 | 0 | 0 | 0 | 0 | 0 | 0 | 0 | 0 | 0 | 0 | 0 | 0 | 0 | 0 | 0 | 0 | 0 | 0 | 0 | 0 | 0 | 12
NO |  | 17 | 2011 | 10 | 34 | 34 |  | Sumter | Wateree Plant (SCE&G) | 230 | 230 | W-H Fr. | 16.58 | 7.26 | 1 | 1272MCMA | 0 | 0 | 0 | 0 | 0 | 0 | 0 | 0 | 0 | 0 | 0 | 0 | 0 | 0 | 0 | 0 | 0 | 0 | 0 | 0 | 0 | 0 | 0 | 12
NO |  | 17 | 2011 | 10 | 35 | 35 |  | Weatherspoon | Latta | 230 | 230 | W-HFR | 21.35 | 0 | 1 | 1272MCMA | 0 | 0 | 0 | 0 | 0 | 0 | 0 | 0 | 0 | 0 | 0 | 0 | 0 | 0 | 0 | 0 | 0 | 0 | 0 | 0 | 0 | 0 | 0 | 12
NO |  | 17 | 2011 | 11 | 1 | 1 |  | Tap Point | Bishopville | 230 | 230 | W-H Fr. | 0.16 | 0 | 1 | 795MCMA | 0 | 0 | 0 | 0 | 0 | 0 | 0 | 0 | 0 | 0 | 0 | 0 | 0 | 0 | 0 | 0 | 0 | 0 | 0 | 0 | 0 | 0 | 0 | 12
NO |  | 17 | 2011 | 11 | 2 | 2 |  | Tap Point | Cheraw Cash Rd. | 230 | 230 | S-SP | 1.08 | 0 | 1 | 795MCMA | 0 | 0 | 0 | 0 | 0 | 0 | 0 | 0 | 0 | 0 | 0 | 0 | 0 | 0 | 0 | 0 | 0 | 0 | 0 | 0 | 0 | 0 | 0 | 12
NO |  | 17 | 2011 | 11 | 3 | 3 |  | Tap Point | Cheraw Reid Park | 230 | 230 | W-H Fr. | 5.3 | 0 | 1 | 1272MCMA | 0 | 0 | 0 | 0 | 0 | 0 | 0 | 0 | 0 | 0 | 0 | 0 | 0 | 0 | 0 | 0 | 0 | 0 | 0 | 0 | 0 | 0 | 0 | 12
NO |  | 17 | 2011 | 11 | 4 | 4 |  | Tap Point | Dillon North | 230 | 230 | S-SP | 3.51 | 0 | 1 | 795MCMA | 0 | 0 | 0 | 0 | 0 | 0 | 0 | 0 | 0 | 0 | 0 | 0 | 0 | 0 | 0 | 0 | 0 | 0 | 0 | 0 | 0 | 0 | 0 | 12
NO |  | 17 | 2011 | 11 | 5 | 5 |  | Tap Point | Dillon Maple | 230 | 230 | W-H Fr. | 4.39 | 0 | 1 | 795MCMA | 0 | 0 | 0 | 0 | 0 | 0 | 0 | 0 | 0 | 0 | 0 | 0 | 0 | 0 | 0 | 0 | 0 | 0 | 0 | 0 | 0 | 0 | 0 | 12
NO |  | 17 | 2011 | 11 | 6 | 6 |  | Tap Point | Dovesville Nucor | 230 | 230 | W-H Fr. | 6.81 | 0 | 1 | 1272MCMA | 0 | 0 | 0 | 0 | 0 | 0 | 0 | 0 | 0 | 0 | 0 | 0 | 0 | 0 | 0 | 0 | 0 | 0 | 0 | 0 | 0 | 0 | 0 | 12
NO |  | 17 | 2011 | 11 | 7 | 7 |  | Tap Point | Elliott | 230 | 230 | W-H Fr. | 2.15 | 0 | 1 | 795MCMA | 0 | 0 | 0 | 0 | 0 | 0 | 0 | 0 | 0 | 0 | 0 | 0 | 0 | 0 | 0 | 0 | 0 | 0 | 0 | 0 | 0 | 0 | 0 | 12
NO |  | 17 | 2011 | 11 | 8 | 8 |  | Tap Point | Florence Cashua | 230 | 230 | C-SP | 1.3 | 0 | 1 | 795MCMA | 0 | 0 | 0 | 0 | 0 | 0 | 0 | 0 | 0 | 0 | 0 | 0 | 0 | 0 | 0 | 0 | 0 | 0 | 0 | 0 | 0 | 0 | 0 | 12
NO |  | 17 | 2011 | 11 | 9 | 9 |  | Tap Point | Florence Ebenezer | 230 | 230 | W-H Fr. | 0.08 | 0 | 1 | 1590MCMA | 0 | 0 | 0 | 0 | 0 | 0 | 0 | 0 | 0 | 0 | 0 | 0 | 0 | 0 | 0 | 0 | 0 | 0 | 0 | 0 | 0 | 0 | 0 | 12
NO |  | 17 | 2011 | 11 | 10 | 10 |  | Tap Point | Florence West | 230 | 230 | W-H Fr. | 0.03 | 0 | 1 | 795MCMA | 0 | 0 | 0 | 0 | 0 | 0 | 0 | 0 | 0 | 0 | 0 | 0 | 0 | 0 | 0 | 0 | 0 | 0 | 0 | 0 | 0 | 0 | 0 | 12
NO |  | 17 | 2011 | 11 | 11 | 11 |  | Tap Point | Hartsville Segars Mill | 230 | 230 | W-H Fr. | 0.06 | 0 | 1 | 795MCMA | 0 | 0 | 0 | 0 | 0 | 0 | 0 | 0 | 0 | 0 | 0 | 0 | 0 | 0 | 0 | 0 | 0 | 0 | 0 | 0 | 0 | 0 | 0 | 12
NO |  | 17 | 2011 | 0 | 36 | 36 |  | TOTAL |  | 0 | 0 |  | 6019.73 | 141.1 | 496 |  | 158605694 | 760905438 | 919511132 | 599215 | 15349677 | 0 | 15948892 | 0 | 0 | 0 | 0 | 0 | 0 | 0 | 0 | 0 | 0 | 0 | 0 | 0 | 0 | 0 | 0 | 12
NO |  | 17 | 2011 | 11 | 12 | 12 |  | Tap Point | Hartsville Talley Metals | 230 | 230 | W-HFR | 0.31 | 0 | 1 | 795MCMA | 0 | 0 | 0 | 0 | 0 | 0 | 0 | 0 | 0 | 0 | 0 | 0 | 0 | 0 | 0 | 0 | 0 | 0 | 0 | 0 | 0 | 0 | 0 | 12
NO |  | 17 | 2011 | 11 | 13 | 13 |  | Tap Point | Hartsville Talley Metals | 230 | 230 | S-SP | 0.74 | 0 | 1 | 1590MCMA | 0 | 0 | 0 | 0 | 0 | 0 | 0 | 0 | 0 | 0 | 0 | 0 | 0 | 0 | 0 | 0 | 0 | 0 | 0 | 0 | 0 | 0 | 0 | 12
NO |  | 17 | 2011 | 11 | 14 | 14 |  | Tap Point | Kingstree North | 230 | 230 | W-H Fr. | 0.14 | 0 | 1 | 795MCMA | 0 | 0 | 0 | 0 | 0 | 0 | 0 | 0 | 0 | 0 | 0 | 0 | 0 | 0 | 0 | 0 | 0 | 0 | 0 | 0 | 0 | 0 | 0 | 12
NO |  | 17 | 2011 | 11 | 15 | 15 |  | Tap Point | Lake City | 230 | 230 | W-H Fr. | 0.08 | 0 | 1 | 795MCMA | 0 | 0 | 0 | 0 | 0 | 0 | 0 | 0 | 0 | 0 | 0 | 0 | 0 | 0 | 0 | 0 | 0 | 0 | 0 | 0 | 0 | 0 | 0 | 12
NO |  | 17 | 2011 | 11 | 16 | 16 |  | Tap Point | McColl | 230 | 230 | W-H Fr. | 0.9 | 0 | 1 | 795MCMA | 0 | 0 | 0 | 0 | 0 | 0 | 0 | 0 | 0 | 0 | 0 | 0 | 0 | 0 | 0 | 0 | 0 | 0 | 0 | 0 | 0 | 0 | 0 | 12
NO |  | 17 | 2011 | 11 | 17 | 17 |  | Tap Point | Olanta | 230 | 230 | W-H Fr. | 0.05 | 0 | 1 | 795MCMA | 0 | 0 | 0 | 0 | 0 | 0 | 0 | 0 | 0 | 0 | 0 | 0 | 0 | 0 | 0 | 0 | 0 | 0 | 0 | 0 | 0 | 0 | 0 | 12
NO |  | 17 | 2011 | 11 | 18 | 18 |  | Tap Point | Society Hill | 230 | 230 | W-SP | 1.13 | 0 | 1 | 795MCMA | 0 | 0 | 0 | 0 | 0 | 0 | 0 | 0 | 0 | 0 | 0 | 0 | 0 | 0 | 0 | 0 | 0 | 0 | 0 | 0 | 0 | 0 | 0 | 12
NO |  | 17 | 2011 | 11 | 19 | 19 |  | Tap Point | Summerton | 230 | 230 | W-HFR | 2.7 | 0 | 1 | 795MCMA | 0 | 0 | 0 | 0 | 0 | 0 | 0 | 0 | 0 | 0 | 0 | 0 | 0 | 0 | 0 | 0 | 0 | 0 | 0 | 0 | 0 | 0 | 0 | 12
NO |  | 17 | 2011 | 11 | 20 | 20 |  | Tap Point | Sumter Alice Drive | 230 | 230 | W-H Fr. | 0.3 | 0 | 1 | 795MCMA | 0 | 0 | 0 | 0 | 0 | 0 | 0 | 0 | 0 | 0 | 0 | 0 | 0 | 0 | 0 | 0 | 0 | 0 | 0 | 0 | 0 | 0 | 0 | 12
SI/SI | A | 17 | 2011 | 11 | 30 | 30 |  | 115kV Pole Lines-SC |  | 0 | 0 | Pole | 440.7 | 0.37 | 1 |  | 0 | 0 | 0 | 0 | 0 | 0 | 0 | 0 | 0 | 0 | 0 | 0 | 0 | 0 | 0 | 0 | 0 | 0 | 0 | 0 | 0 | 0 | 0 | 12
NO |  | 17 | 2011 | 11 | 21 | 21 |  | Tap Point | Sumter North | 230 | 230 | S-SP | 0.73 | 0 | 1 | 795MCMA | 0 | 0 | 0 | 0 | 0 | 0 | 0 | 0 | 0 | 0 | 0 | 0 | 0 | 0 | 0 | 0 | 0 | 0 | 0 | 0 | 0 | 0 | 0 | 12
NO |  | 17 | 2011 | 11 | 22 | 22 |  | Tap Point | Sumter Wedgefield Rd. | 230 | 230 | W-H Fr. | 0.05 | 0 | 1 | 795MCMA | 0 | 0 | 0 | 0 | 0 | 0 | 0 | 0 | 0 | 0 | 0 | 0 | 0 | 0 | 0 | 0 | 0 | 0 | 0 | 0 | 0 | 0 | 0 | 12
SI/SI | A | 17 | 2011 | 11 | 29 | 29 |  | 115kV Tower Lines-SC |  | 0 | 0 | T | 85.15 | 0 | 5 |  | 0 | 0 | 0 | 0 | 0 | 0 | 0 | 0 | 0 | 0 | 0 | 0 | 0 | 0 | 0 | 0 | 0 | 0 | 0 | 0 | 0 | 0 | 0 | 12
NO |  | 17 | 2011 | 11 | 23 | 23 |  | Tot. 230kV Lines in SC |  | 0 | 0 |  | 0 | 0 | 0 |  | 13503813 | 60272505 | 73776318 | 0 | 0 | 0 | 0 | 0 | 0 | 0 | 0 | 0 | 0 | 0 | 0 | 0 | 0 | 0 | 0 | 0 | 0 | 0 | 0 | 12
SI/SI | A | 17 | 2011 | 11 | 31 | 31 |  | Tot. 115Kv Lines in SC |  | 0 | 0 |  | 0 | 0 | 0 |  | 3320513 | 23025617 | 26346130 | 0 | 0 | 0 | 456972.8058 | 0 | 0 | 0 | 0 | 0 | 0 | 0 | 0 | 0 | 0 | 0 | 0 | 0 | 0 | 0 | 0 | 12
SI/SI | A | 17 | 2011 | 11 | 24 | 24 |  | 115kV Tower Lines-NC |  | 0 | 0 | T | 389.55 | 37.89 | 4 |  | 0 | 0 | 0 | 0 | 0 | 0 | 0 | 0 | 0 | 0 | 0 | 0 | 0 | 0 | 0 | 0 | 0 | 0 | 0 | 0 | 0 | 0 | 0 | 12
SI/SI | A | 17 | 2011 | 11 | 32 | 32 |  | 66KV Tower Lines NC |  | 0 | 0 | T | 1.56 | 0.97 | 1 |  | 0 | 0 | 0 | 0 | 0 | 0 | 0 | 0 | 0 | 0 | 0 | 0 | 0 | 0 | 0 | 0 | 0 | 0 | 0 | 0 | 0 | 0 | 0 | 12
SI/SI | A | 17 | 2011 | 11 | 25 | 25 |  | 115kV Pole Lines-NC |  | 0 | 0 | Pole | 1557.75 | 19.08 | 20 |  | 0 | 0 | 0 | 0 | 0 | 0 | 0 | 0 | 0 | 0 | 0 | 0 | 0 | 0 | 0 | 0 | 0 | 0 | 0 | 0 | 0 | 0 | 0 | 12
SI/SI | A | 17 | 2011 | 11 | 33 | 33 |  | 66KV Pole Lines-NC |  | 0 | 0 | Wood Pole | 8.55 | 1.2 | 1 |  | 0 | 0 | 0 | 0 | 0 | 0 | 0 | 0 | 0 | 0 | 0 | 0 | 0 | 0 | 0 | 0 | 0 | 0 | 0 | 0 | 0 | 0 | 0 | 12
SI/SI | A | 17 | 2011 | 11 | 26 | 26 |  | Tot. 115kV Lines-NC |  | 0 | 0 |  | 0 | 0 | 0 |  | 27364817 | 162776204 | 190141021 | 0 | 0 | 0 | 3297990.0984 | 0 | 0 | 0 | 0 | 0 | 0 | 0 | 0 | 0 | 0 | 0 | 0 | 0 | 0 | 0 | 0 | 12
SI/SI | A | 17 | 2011 | 11 | 34 | 34 |  | Tot. 66KV Lines in NC |  | 0 | 0 |  | 0 | 0 | 0 |  | 57228 | 680170 | 737398 | 0 | 0 | 0 | 12790.1454 | 0 | 0 | 0 | 0 | 0 | 0 | 0 | 0 | 0 | 0 | 0 | 0 | 0 | 0 | 0 | 0 | 12
NO |  | 17 | 2011 | 12 | 1 | 1 |  | Tot. KV Lines |  | 0 | 0 |  | 0 | 0 | 0 |  | 0 | 0 | 0 | 599215 | 15349677 | 0 | 15948892 | 0 | 0 | 0 | 0 | 0 | 0 | 0 | 0 | 0 | 0 | 0 | 0 | 0 | 0 | 0 | 0 | 12
NO |  | 191 | 2011 | 0 | 1 | 1 |  | 345 kV LINES: |  | 0 | 0 |  | 0 | 0 | 0 |  | 0 | 0 | 0 | 0 | 0 | 0 | 0 | 0 | 0 | 0 | 0 | 0 | 0 | 0 | 0 | 0 | 0 | 0 | 0 | 0 | 0 | 0 | 0 | 12
NO |  | 191 | 2011 | 0 | 2 | 2 |  | 01 Swissvale Sub | Lang Sub | 345 | 345 | HFW | 38.07 | 0 | 1 | 795.0 ACSR | 128475 | 5312643 | 5441118 | 0 | 0 | 0 | 0 | 0 | 0 | 0 | 0 | 0 | 0 | 0 | 0 | 0 | 0 | 0 | 0 | 0 | 0 | 0 | 0 | 12
NO |  | 191 | 2011 | 0 | 3 | 3 |  | 01 Lang Sub | Wichita KPL-KGE Tie | 345 | 345 | HFW | 34.17 | 0 | 1 | 795.0 ACSR | 0 | 0 | 0 | 0 | 0 | 0 | 0 | 0 | 0 | 0 | 0 | 0 | 0 | 0 | 0 | 0 | 0 | 0 | 611910604 | 0 | 0 | 0 | 0 | 12
NO |  | 191 | 2011 | 0 | 5 | 5 |  | 02 Swissvale Sub | Stillwell KPL-KCPL Tie | 345 | 345 | HFW | 18.53 | 0 | 1 | 795.0 ACSR | 32119 | 716722 | 748841 | 0 | 0 | 0 | 0 | 0 | 0 | 0 | 0 | 0 | 0 | 0 | 0 | 0 | 0 | 0 | 0 | 0 | 0 | 0 | 0 | 12
NO |  | 191 | 2011 | 0 | 7 | 7 |  | 03 Jeffrey EC | Hoyt Sub | 345 | 345 | HFW | 24.29 | 0 | 1 | 795.0 ACSR | 85579 | 2990904 | 3076483 | 0 | 0 | 0 | 0 | 0 | 0 | 0 | 0 | 0 | 0 | 0 | 0 | 0 | 0 | 0 | 0 | 0 | 0 | 0 | 0 | 12
NO |  | 191 | 2011 | 0 | 9 | 9 |  | 04 Morris Co Sub | Lang Sub | 345 | 345 | ST | 1.06 | 0 | 1 | 795.0 ACSR | 207363 | 5311113 | 5518476 | 0 | 0 | 0 | 0 | 0 | 0 | 0 | 0 | 0 | 0 | 0 | 0 | 0 | 0 | 0 | 0 | 0 | 0 | 0 | 0 | 12
NO |  | 191 | 2011 | 0 | 10 | 10 |  | 04 Morris Co Sub | Str 220 | 345 | 345 | HFW | 27.67 | 0 | 1 | 795.0 ACSR | 0 | 0 | 0 | 0 | 0 | 0 | 0 | 0 | 0 | 0 | 0 | 0 | 0 | 0 | 0 | 0 | 0 | 0 | 611910605 | 0 | 0 | 0 | 0 | 12
NO |  | 191 | 2011 | 0 | 11 | 11 |  | 04 Str 220 | Emporia EC | 345 | 345 | HFW | 0.04 | 0 | 1 | 795.0 ACSR | 0 | 0 | 0 | 0 | 0 | 0 | 0 | 0 | 0 | 0 | 0 | 0 | 0 | 0 | 0 | 0 | 0 | 0 | 611910606 | 0 | 0 | 0 | 0 | 12
NO |  | 191 | 2011 | 0 | 13 | 13 |  | 05 Jeffrey EC | Morris Co Sub | 345 | 345 | HFW | 56.83 | 0 | 1 | 795.0 ACSR | 77432 | 8764359 | 8841791 | 0 | 0 | 0 | 0 | 0 | 0 | 0 | 0 | 0 | 0 | 0 | 0 | 0 | 0 | 0 | 0 | 0 | 0 | 0 | 0 | 12
NO |  | 191 | 2011 | 0 | 15 | 15 |  | 06 Hoyt Sub | Stranger Ck Sub | 345 | 345 | HFW | 33.07 | 0 | 1 | 795.0 ACSR | 289774 | 7267345 | 7557119 | 0 | 0 | 0 | 0 | 0 | 0 | 0 | 0 | 0 | 0 | 0 | 0 | 0 | 0 | 0 | 0 | 0 | 0 | 0 | 0 | 12
NO |  | 191 | 2011 | 0 | 16 | 16 |  | 06 Hoyt Sub | Stranger Ck Sub | 345 | 345 | SPS | 3.53 | 0 | 1 | 795.0 ACSR | 0 | 0 | 0 | 0 | 0 | 0 | 0 | 0 | 0 | 0 | 0 | 0 | 0 | 0 | 0 | 0 | 0 | 0 | 611910607 | 0 | 0 | 0 | 0 | 12
NO |  | 191 | 2011 | 0 | 18 | 18 |  | 07 Jeffrey EC | Summit Sub | 345 | 345 | HFW | 72.87 | 0 | 1 | 1192.5 ACSR | 669756 | 33268213 | 33937969 | 0 | 0 | 0 | 0 | 0 | 0 | 0 | 0 | 0 | 0 | 0 | 0 | 0 | 0 | 0 | 0 | 0 | 0 | 0 | 0 | 12
NO |  | 191 | 2011 | 0 | 19 | 19 |  | 07 Jeffrey EC | Summit Sub | 345 | 345 | HFS | 24.23 | 0 | 1 | 1192.5 ACSR | 0 | 0 | 0 | 0 | 0 | 0 | 0 | 0 | 0 | 0 | 0 | 0 | 0 | 0 | 0 | 0 | 0 | 0 | 611910623 | 0 | 0 | 0 | 0 | 12
NO |  | 191 | 2011 | 0 | 21 | 21 |  | 08 Stranger Creek Sub | Iatan KPL-KCPL Tie | 345 | 345 | ST | 1.86 | 0 | 2 | 954.0 ACSR | 25495 | 1060183 | 1085678 | 0 | 0 | 0 | 0 | 0 | 0 | 0 | 0 | 0 | 0 | 0 | 0 | 0 | 0 | 0 | 0 | 0 | 0 | 0 | 0 | 12
NO |  | 191 | 2011 | 0 | 23 | 23 |  | 19N Reno Co | Str 4 | 345 | 345 | SPS | 0.03 | 0 | 1 | 1192.5 ACSR | 4097552 | 81846137 | 85943689 | 0 | 0 | 0 | 0 | 0 | 0 | 0 | 0 | 0 | 0 | 0 | 0 | 0 | 0 | 0 | 0 | 0 | 0 | 0 | 0 | 12
NO |  | 191 | 2011 | 0 | 24 | 24 |  | 19N Str 4 | Summit Sub | 345 | 345 | HFS | 53.2 | 0 | 1 | 1192.5 ACSR | 0 | 0 | 0 | 0 | 0 | 0 | 0 | 0 | 0 | 0 | 0 | 0 | 0 | 0 | 0 | 0 | 0 | 0 | 611910624 | 0 | 0 | 0 | 0 | 12
NO |  | 191 | 2011 | 0 | 26 | 26 |  | 21 Emporia EC | Lang Sub | 345 | 345 | HFW | 0.14 | 0 | 1 | 795.0 ACSR | 0 | 223663 | 223663 | 0 | 0 | 0 | 0 | 0 | 0 | 0 | 0 | 0 | 0 | 0 | 0 | 0 | 0 | 0 | 0 | 0 | 0 | 0 | 0 | 12
NO |  | 191 | 2011 | 0 | 27 | 27 |  | TOTAL 345kV LINES |  | 0 | 0 |  | 389.59 | 0 | 17 |  | 5613545 | 146761282 | 152374827 | 0 | 0 | 0 | 0 | 0 | 0 | 0 | 0 | 0 | 0 | 0 | 0 | 0 | 0 | 0 | 0 | 0 | 0 | 0 | 0 | 12
NO |  | 191 | 2011 | 0 | 29 | 29 |  | 230 kV LINES: |  | 0 | 0 |  | 0 | 0 | 0 |  | 0 | 0 | 0 | 0 | 0 | 0 | 0 | 0 | 0 | 0 | 0 | 0 | 0 | 0 | 0 | 0 | 0 | 0 | 0 | 0 | 0 | 0 | 0 | 12
NO |  | 191 | 2011 | 0 | 30 | 30 |  | 01 Tecumseh Hill Sub | Swissvale Sub | 230 | 230 | HFW | 12.56 | 0 | 1 | 927.2 AAAC | 39823 | 641440 | 681263 | 0 | 0 | 0 | 0 | 0 | 0 | 0 | 0 | 0 | 0 | 0 | 0 | 0 | 0 | 0 | 0 | 0 | 0 | 0 | 0 | 12
NO |  | 191 | 2011 | 0 | 31 | 31 |  | 01 Tecumseh Hill Sub | Swissvale Sub | 230 | 230 | ST | 2.44 | 0 | 1 | 927.2 AAAC | 0 | 0 | 0 | 0 | 0 | 0 | 0 | 0 | 0 | 0 | 0 | 0 | 0 | 0 | 0 | 0 | 0 | 0 | 611910608 | 0 | 0 | 0 | 0 | 12
NO |  | 191 | 2011 | 0 | 33 | 33 |  | 02 Swissvale Sub | Morris Co Sub | 230 | 230 | HFW | 49.75 | 0 | 1 | 927.2 AAAC | 76306 | 1396714 | 1473020 | 0 | 0 | 0 | 0 | 0 | 0 | 0 | 0 | 0 | 0 | 0 | 0 | 0 | 0 | 0 | 0 | 0 | 0 | 0 | 0 | 12
NO |  | 191 | 2011 | 1 | 1 | 1 |  | 03 Morris Co Sub | McDowell Creek Sw Sta | 230 | 230 | HFW | 28.22 | 0 | 1 | 927.2 AAAC | 60408 | 1704664 | 1765072 | 0 | 0 | 0 | 0 | 0 | 0 | 0 | 0 | 0 | 0 | 0 | 0 | 0 | 0 | 0 | 0 | 0 | 0 | 0 | 0 | 12
NO |  | 191 | 2011 | 1 | 2 | 2 |  | 03 Morris Co Sub | McDowell Creek Sw Sta | 230 | 230 | 3PW | 0.36 | 0 | 1 | 795.0 ACSR | 0 | 0 | 0 | 0 | 0 | 0 | 0 | 0 | 0 | 0 | 0 | 0 | 0 | 0 | 0 | 0 | 0 | 0 | 611910610 | 0 | 0 | 0 | 0 | 12
NO |  | 191 | 2011 | 1 | 4 | 4 |  | 04 Morris Co Sub | West Emporia Sub | 115 | 230 | HFW | 22.36 | 0 | 1 | 927.2 AAAC | 46668 | 672801 | 719469 | 0 | 0 | 0 | 0 | 0 | 0 | 0 | 0 | 0 | 0 | 0 | 0 | 0 | 0 | 0 | 0 | 0 | 0 | 0 | 0 | 12
NO |  | 191 | 2011 | 1 | 5 | 5 |  | 04 Morris Co Sub | West Emporia Sub | 115 | 230 | ST | 0 | 0.87 | 1 | 795.0 ACSR | 0 | 0 | 0 | 0 | 0 | 0 | 0 | 0 | 0 | 0 | 0 | 0 | 0 | 0 | 0 | 0 | 0 | 0 | 611910612 | 0 | 0 | 0 | 0 | 12
NO |  | 191 | 2011 | 1 | 7 | 7 |  | 05 Morris Co Sub | Summit Sub | 230 | 230 | HFW | 59.34 | 0 | 1 | 927.2 AAAC | 86251 | 4212699 | 4298950 | 0 | 0 | 0 | 0 | 0 | 0 | 0 | 0 | 0 | 0 | 0 | 0 | 0 | 0 | 0 | 0 | 0 | 0 | 0 | 0 | 12
NO |  | 191 | 2011 | 1 | 8 | 8 |  | 05 Str 175A | Str 175E | 230 | 345 | SPS | 0.78 | 0 | 1 | 1192.5 ACSR | 0 | 0 | 0 | 0 | 0 | 0 | 0 | 0 | 0 | 0 | 0 | 0 | 0 | 0 | 0 | 0 | 0 | 0 | 611910613 | 0 | 0 | 0 | 0 | 12
NO |  | 191 | 2011 | 1 | 10 | 10 |  | 06 Summit Sub | E McPherson/Circle | 230 | 230 | HFW | 51.43 | 0 | 1 | 927.2 AAAC | 65470 | 2792674 | 2858144 | 0 | 0 | 0 | 0 | 0 | 0 | 0 | 0 | 0 | 0 | 0 | 0 | 0 | 0 | 0 | 0 | 0 | 0 | 0 | 0 | 12
NO |  | 191 | 2011 | 1 | 12 | 12 |  | 07 Swissvale Sub | Lawrence Hill Sub | 230 | 230 | HFS | 4.39 | 0 | 1 | 927.2 AAAC | 51211 | 2948820 | 3000031 | 0 | 0 | 0 | 0 | 0 | 0 | 0 | 0 | 0 | 0 | 0 | 0 | 0 | 0 | 0 | 0 | 0 | 0 | 0 | 0 | 12
NO |  | 191 | 2011 | 1 | 13 | 13 |  | 07 Swissvale Sub | Lawrence Hill Sub | 230 | 230 | SPW | 0.15 | 0 | 1 | 927.2 AAAC | 0 | 0 | 0 | 0 | 0 | 0 | 0 | 0 | 0 | 0 | 0 | 0 | 0 | 0 | 0 | 0 | 0 | 0 | 611910614 | 0 | 0 | 0 | 0 | 12
NO |  | 191 | 2011 | 1 | 14 | 14 |  | 07 Swissvale Sub | Lawrence Hill Sub | 230 | 230 | HFW | 19.27 | 0 | 1 | 927.2 AAAC | 0 | 0 | 0 | 0 | 0 | 0 | 0 | 0 | 0 | 0 | 0 | 0 | 0 | 0 | 0 | 0 | 0 | 0 | 611910615 | 0 | 0 | 0 | 0 | 12
NO |  | 191 | 2011 | 1 | 16 | 16 |  | 08 Swissvale Sub | Auburn Rd Sub | 230 | 230 | HFW | 17.4 | 0 | 1 | 927.2 AAAC | 69138 | 691875 | 761013 | 0 | 0 | 0 | 0 | 0 | 0 | 0 | 0 | 0 | 0 | 0 | 0 | 0 | 0 | 0 | 0 | 0 | 0 | 0 | 0 | 12
NO |  | 191 | 2011 | 1 | 18 | 18 |  | 09 Lawrence Hill Sub | Midland Jct Sub | 230 | 230 | HFW | 2.48 | 0 | 1 | 795.0 ACSR | 14347 | 172882 | 187229 | 0 | 0 | 0 | 0 | 0 | 0 | 0 | 0 | 0 | 0 | 0 | 0 | 0 | 0 | 0 | 0 | 0 | 0 | 0 | 0 | 12
NO |  | 191 | 2011 | 1 | 19 | 19 |  | 09 Lawrence Hill Sub | Midland Jct Sub | 230 | 230 | HFW | 0.26 | 0 | 1 | 927.2 AAAC | 0 | 0 | 0 | 0 | 0 | 0 | 0 | 0 | 0 | 0 | 0 | 0 | 0 | 0 | 0 | 0 | 0 | 0 | 611910616 | 0 | 0 | 0 | 0 | 12
NO |  | 191 | 2011 | 1 | 21 | 21 |  | 10 Summit Sub | Str. 45 | 230 | 230 | SPS | 6.18 | 5.86 | 1 | 1192.5 ACSR | 32676 | 1262667 | 1295343 | 0 | 0 | 0 | 0 | 0 | 0 | 0 | 0 | 0 | 0 | 0 | 0 | 0 | 0 | 0 | 0 | 0 | 0 | 0 | 0 | 12
NO |  | 191 | 2011 | 1 | 22 | 22 |  | 10 Str. 45 | Salina KPL-MEI Tie | 230 | 230 | HFW | 10.37 | 0 | 1 | 927.2 AAAC | 0 | 0 | 0 | 0 | 0 | 0 | 0 | 0 | 0 | 0 | 0 | 0 | 0 | 0 | 0 | 0 | 0 | 0 | 611910625 | 0 | 0 | 0 | 0 | 12
NO |  | 191 | 2011 | 1 | 24 | 24 |  | 12 Midland Jct Sub | Jarbalo Jct Sw Sta | 115 | 230 | HFW | 16.13 | 0 | 1 | 1192.5 ACSR | 38344 | 902171 | 940515 | 0 | 0 | 0 | 0 | 0 | 0 | 0 | 0 | 0 | 0 | 0 | 0 | 0 | 0 | 0 | 0 | 0 | 0 | 0 | 0 | 12
NO |  | 191 | 2011 | 1 | 26 | 26 |  | 13 Jeffrey EC Sub | Auburn Rd Sub | 230 | 230 | HFW | 29.75 | 0 | 1 | 795.0 ACSR | 65602 | 1863433 | 1929035 | 0 | 0 | 0 | 0 | 0 | 0 | 0 | 0 | 0 | 0 | 0 | 0 | 0 | 0 | 0 | 0 | 0 | 0 | 0 | 0 | 12
NO |  | 191 | 2011 | 1 | 28 | 28 |  | 14 Jeffrey EC Sub | East Manhattan Sub | 230 | 230 | HFW | 27.06 | 0 | 1 | 1192.5 ACSR | 49351 | 2306872 | 2356223 | 0 | 0 | 0 | 0 | 0 | 0 | 0 | 0 | 0 | 0 | 0 | 0 | 0 | 0 | 0 | 0 | 0 | 0 | 0 | 0 | 12
NO |  | 191 | 2011 | 1 | 30 | 30 |  | 15 East Manhattan Sub | Manhattan KPL-SECI Tie | 230 | 230 | SPW | 2.91 | 0 | 1 | 1192.5 ACSR | 73579 | 1478308 | 1551887 | 0 | 0 | 0 | 0 | 0 | 0 | 0 | 0 | 0 | 0 | 0 | 0 | 0 | 0 | 0 | 0 | 0 | 0 | 0 | 0 | 12
NO |  | 191 | 2011 | 1 | 31 | 31 |  | 15 East Manhattan Sub | Manhattan KPL-SECI Tie | 230 | 230 | SPW | 1.55 | 0 | 1 | 927.2 AAAC | 0 | 0 | 0 | 0 | 0 | 0 | 0 | 0 | 0 | 0 | 0 | 0 | 0 | 0 | 0 | 0 | 0 | 0 | 611910617 | 0 | 0 | 0 | 0 | 12
NO |  | 191 | 2011 | 1 | 32 | 32 |  | 15 East Manhattan Sub | Manhattan KPL-SECI Tie | 230 | 230 | HFW | 3.88 | 0 | 1 | 795.0 ACSR | 0 | 0 | 0 | 0 | 0 | 0 | 0 | 0 | 0 | 0 | 0 | 0 | 0 | 0 | 0 | 0 | 0 | 0 | 611910618 | 0 | 0 | 0 | 0 | 12
NO |  | 191 | 2011 | 1 | 35 | 35 |  | TOTAL 230kV LINES |  | 0 | 0 |  | 369.02 | 6.73 | 24 |  | 769174 | 23048020 | 23817194 | 0 | 0 | 0 | 0 | 0 | 0 | 0 | 0 | 0 | 0 | 0 | 0 | 0 | 0 | 0 | 0 | 0 | 0 | 0 | 0 | 12
NO |  | 191 | 2011 | 2 | 1 | 1 |  | 161 kV LINES: |  | 0 | 0 |  | 0 | 0 | 0 |  | 0 | 0 | 0 | 0 | 0 | 0 | 0 | 0 | 0 | 0 | 0 | 0 | 0 | 0 | 0 | 0 | 0 | 0 | 0 | 0 | 0 | 0 | 0 | 12
NO |  | 191 | 2011 | 2 | 3 | 3 |  | 01 Tecumseh Hill Sub | Kelly Sub | 161 | 161 | HFW | 52.36 | 0 | 1 | 24 RI CU | 0 | 0 | 0 | 0 | 0 | 0 | 0 | 0 | 0 | 0 | 0 | 0 | 0 | 0 | 0 | 0 | 0 | 0 | 611910620 | 0 | 0 | 0 | 0 | 12
NO |  | 191 | 2011 | 2 | 4 | 4 |  | 01 Kelly Sub | Nebraska KPL-OPPD Tie | 161 | 161 | HFW | 17.06 | 0 | 1 | 1192.5 ACSR | 0 | 0 | 0 | 0 | 0 | 0 | 0 | 0 | 0 | 0 | 0 | 0 | 0 | 0 | 0 | 0 | 0 | 0 | 611910626 | 0 | 0 | 0 | 0 | 12
NO |  | 191 | 2011 | 2 | 6 | 6 |  | 02 Midland Jct Sub | Pentagon Sub | 161 | 161 | HFW | 20.94 | 0 | 1 | 927.2 AAAC | 52891 | 841285 | 894176 | 0 | 0 | 0 | 0 | 0 | 0 | 0 | 0 | 0 | 0 | 0 | 0 | 0 | 0 | 0 | 0 | 0 | 0 | 0 | 0 | 12
NO |  | 191 | 2011 | 2 | 9 | 9 |  | 03 Hook Jct | Kaw Jct | 161 | 161 | HFW | 0.62 | 0 | 1 | 397.5 ACSR | 66467 | 938300 | 1004767 | 0 | 0 | 0 | 0 | 0 | 0 | 0 | 0 | 0 | 0 | 0 | 0 | 0 | 0 | 0 | 0 | 0 | 0 | 0 | 0 | 12
NO |  | 191 | 2011 | 2 | 11 | 11 |  | 03 Kaw Jct | Tecumseh Hill Sub | 161 | 161 | HFW | 0.88 | 0 | 1 | 927.2 AAAC | 0 | 0 | 0 | 0 | 0 | 0 | 0 | 0 | 0 | 0 | 0 | 0 | 0 | 0 | 0 | 0 | 0 | 0 | 611910621 | 0 | 0 | 0 | 0 | 12
NO |  | 191 | 2011 | 2 | 12 | 12 |  | 03 Kaw Jct | Tecumseh Hill Sub | 161 | 161 | ST | 0.33 | 0 | 1 | 927.2 AAAC | 0 | 0 | 0 | 0 | 0 | 0 | 0 | 0 | 0 | 0 | 0 | 0 | 0 | 0 | 0 | 0 | 0 | 0 | 611910629 | 0 | 0 | 0 | 0 | 12
NO |  | 191 | 2011 | 2 | 13 | 13 |  | 03 Kaw Jct | Midland Jct Sub | 161 | 161 | HFW | 16.87 | 0 | 1 | 397.5 ACSR | 0 | 0 | 0 | 0 | 0 | 0 | 0 | 0 | 0 | 0 | 0 | 0 | 0 | 0 | 0 | 0 | 0 | 0 | 611910622 | 0 | 0 | 0 | 0 | 12
NO |  | 191 | 2011 | 2 | 14 | 14 |  | 03 Kaw Jct | Midland Jct Sub | 161 | 161 | HFW | 1.25 | 0 | 1 | 795.0 ACSR | 0 | 0 | 0 | 0 | 0 | 0 | 0 | 0 | 0 | 0 | 0 | 0 | 0 | 0 | 0 | 0 | 0 | 0 | 611910630 | 0 | 0 | 0 | 0 | 12
NO |  | 191 | 2011 | 2 | 16 | 16 |  | 04 Tecumseh Hill Sub | Williams Bros Pipeline | 161 | 161 | HFW | 8.11 | 0 | 1 | 24 RI CU | 25829 | 528780 | 554609 | 0 | 0 | 0 | 0 | 0 | 0 | 0 | 0 | 0 | 0 | 0 | 0 | 0 | 0 | 0 | 0 | 0 | 0 | 0 | 0 | 12
NO |  | 191 | 2011 | 2 | 18 | 18 |  | 04 Tecumseh Hill Sub | Williams Bros Pipeline | 161 | 161 | HFW | 4.95 | 0 | 1 | 336.4 ACSR | 0 | 0 | 0 | 0 | 0 | 0 | 0 | 0 | 0 | 0 | 0 | 0 | 0 | 0 | 0 | 0 | 0 | 0 | 611910632 | 0 | 0 | 0 | 0 | 12
NO |  | 191 | 2011 | 2 | 19 | 19 |  | 04 Tecumseh Hill Sub | Williams Bros Pipeline | 161 | 161 | SPW | 0.35 | 0 | 1 | 397.5 ACSR | 0 | 0 | 0 | 0 | 0 | 0 | 0 | 0 | 0 | 0 | 0 | 0 | 0 | 0 | 0 | 0 | 0 | 0 | 611910633 | 0 | 0 | 0 | 0 | 12
NO |  | 191 | 2011 | 2 | 20 | 20 |  | 04 Williams Bros Pipeline | KPL-KGE Tie | 161 | 161 | SPW | 0.17 | 0 | 1 | 397.5 ACSR | 0 | 0 | 0 | 0 | 0 | 0 | 0 | 0 | 0 | 0 | 0 | 0 | 0 | 0 | 0 | 0 | 0 | 0 | 611910634 | 0 | 0 | 0 | 0 | 12
NO |  | 191 | 2011 | 2 | 21 | 21 |  | 04 Williams Bros Pipeline | KPL-KGE Tie | 161 | 161 | HFW | 10.23 | 0 | 1 | 24 RI CU | 0 | 0 | 0 | 0 | 0 | 0 | 0 | 0 | 0 | 0 | 0 | 0 | 0 | 0 | 0 | 0 | 0 | 0 | 611910635 | 0 | 0 | 0 | 0 | 12
NO |  | 191 | 2011 | 2 | 23 | 23 |  | 05 Stranger Creek Sub | KCPL-GMO Tie | 161 | 161 | HFW | 9.94 | 0 | 1 | 1192.5 ACSR | 29980 | 2026487 | 2056467 | 0 | 0 | 0 | 0 | 0 | 0 | 0 | 0 | 0 | 0 | 0 | 0 | 0 | 0 | 0 | 0 | 0 | 0 | 0 | 0 | 12
NO |  | 191 | 2011 | 2 | 26 | 26 |  | 06 Spring Hill Sub | Spring Hill KPL-KCPL Tie | 161 | 161 | SPW | 0.62 | 0 | 1 | 1192.5 ACSR | 30117 | 197502 | 227619 | 0 | 0 | 0 | 0 | 0 | 0 | 0 | 0 | 0 | 0 | 0 | 0 | 0 | 0 | 0 | 0 | 0 | 0 | 0 | 0 | 12
SI/NO | A | 191 | 2011 | 2 | 29 | 29 |  | 115 kV LINES |  | 115 | 0 |  | 1001.08 | 118.87 | 0 | Various Sizes | 10499105 | 192749596 | 203248701 | 0 | 0 | 0 | 4807583.4576 | 0 | 0 | 0 | 611910636 | 0 | 0 | 0 | 0 | 0 | 0 | 0 | 0 | 0 | 0 | 0 | 0 | 12
SI/NO | A | 191 | 2011 | 2 | 31 | 31 |  | 69 kV LINES |  | 69 | 69 |  | 125.96 | 3.74 | 0 | Various Sizes | 1580238 | 10259677 | 11839915 | 0 | 0 | 0 | 280057.7776 | 0 | 0 | 0 | 0 | 0 | 0 | 0 | 0 | 0 | 0 | 0 | 0 | 0 | 0 | 0 | 0 | 12
SI/NO | A | 191 | 2011 | 2 | 33 | 33 |  | 34.5 kV LINES |  | 34.5 | 34.5 |  | 1441.26 | 0 | 0 | Various Sizes | 782817 | 79470475 | 80253292 | 0 | 0 | 0 | 1898287.1582 | 0 | 0 | 0 | 0 | 0 | 0 | 0 | 0 | 0 | 0 | 0 | 0 | 0 | 0 | 0 | 0 | 12
NO |  | 191 | 2011 | 0 | 36 | 36 |  | TOTAL |  | 0 | 0 |  | 3478.93 | 129.34 | 61 |  | 19514444 | 459922504 | 479436948 | 0 | 0 | 0 | 0 | 0 | 0 | 0 | 0 | 0 | 0 | 0 | 0 | 0 | 0 | 0 | 0 | 0 | 0 | 0 | 0 | 12
NO |  | 191 | 2011 | 2 | 2 | 2 |  | 01 Tecumseh Hill Sub | Kelly Sub | 161 | 161 | ST | 0.49 | 0 | 1 | 7/12 E CW | 64281 | 3101100 | 3165381 | 0 | 0 | 0 | 0 | 0 | 0 | 0 | 0 | 0 | 0 | 0 | 0 | 0 | 0 | 0 | 0 | 0 | 0 | 0 | 0 | 12
NO |  | 191 | 2011 | 2 | 7 | 7 |  | 02 Pentagon Sub | Greenwood KPL-KCPL Tie | 161 | 161 | HFW | 3.78 | 0 | 1 | 927.2 AAAC | 0 | 0 | 0 | 0 | 0 | 0 | 0 | 0 | 0 | 0 | 0 | 0 | 0 | 0 | 0 | 0 | 0 | 0 | 611910627 | 0 | 0 | 0 | 0 | 12
NO |  | 191 | 2011 | 2 | 10 | 10 |  | 03 Hook Jct | Kaw Jct | 161 | 161 | HFW | 0.31 | 0 | 1 | 927.2 AAAC | 0 | 0 | 0 | 0 | 0 | 0 | 0 | 0 | 0 | 0 | 0 | 0 | 0 | 0 | 0 | 0 | 0 | 0 | 611910628 | 0 | 0 | 0 | 0 | 12
NO |  | 191 | 2011 | 2 | 17 | 17 |  | 04 Tecumseh Hill Sub | Williams Bros Pipeline | 161 | 161 | SPW | 0.89 | 0 | 1 | 795.0 ACSR | 0 | 0 | 0 | 0 | 0 | 0 | 0 | 0 | 0 | 0 | 0 | 0 | 0 | 0 | 0 | 0 | 0 | 0 | 611910631 | 0 | 0 | 0 | 0 | 12
NO |  | 191 | 2011 | 2 | 24 | 24 |  | 05 Stranger Creek Sub | KCPL-GMO Tie | 161 | 161 | SPS | 1.87 | 0 | 1 | 1192.5 ACSR | 0 | 0 | 0 | 0 | 0 | 0 | 0 | 0 | 0 | 0 | 0 | 0 | 0 | 0 | 0 | 0 | 0 | 0 | 611910637 | 0 | 0 | 0 | 0 | 12
NO |  | 191 | 2011 | 2 | 27 | 27 |  | TOTAL 161 kV LINES |  | 0 | 0 |  | 152.02 | 0 | 20 |  | 269565 | 7633454 | 7903019 | 0 | 0 | 0 | 0 | 0 | 0 | 0 | 0 | 0 | 0 | 0 | 0 | 0 | 0 | 0 | 0 | 0 | 0 | 0 | 0 | 12
NO |  | 80 | 2011 | 0 | 1 | 1 |  | 345 kV LINES: |  | 0 | 0 |  | 0 | 0 | 0 |  | 0 | 0 | 0 | 0 | 0 | 0 | 0 | 0 | 0 | 0 | 0 | 0 | 0 | 0 | 0 | 0 | 0 | 0 | 0 | 0 | 0 | 0 | 0 | 12
NO |  | 80 | 2011 | 0 | 2 | 2 |  | 01 Wichita KPL-KGE Tie | Wichita Sub | 345 | 345 | HFW | 60.67 | 0 | 1 | 795.0 ACSR | 359222 | 10305047 | 10664269 | 0 | 0 | 0 | 0 | 0 | 0 | 0 | 0 | 0 | 0 | 0 | 0 | 0 | 0 | 0 | 0 | 0 | 0 | 0 | 0 | 12
NO |  | 80 | 2011 | 0 | 4 | 4 |  | 09 Wichita | Woodring KGE-OGE Tie | 345 | 345 | HFW | 29.67 | 0 | 1 | 795.0 ACSR | 272269 | 11956383 | 12228652 | 0 | 0 | 0 | 0 | 0 | 0 | 0 | 0 | 0 | 0 | 0 | 0 | 0 | 0 | 0 | 0 | 0 | 0 | 0 | 0 | 12
NO |  | 80 | 2011 | 0 | 5 | 5 |  | 09 Wichita | Woodring KGE-OGE Tie | 345 | 345 | HFS | 29.81 | 0 | 1 | 795.0 ACSR | 0 | 0 | 0 | 0 | 0 | 0 | 0 | 0 | 0 | 0 | 0 | 0 | 0 | 0 | 0 | 0 | 0 | 0 | 610800402 | 0 | 0 | 0 | 0 | 12
NO |  | 80 | 2011 | 0 | 7 | 7 |  | 10 Wichita Sub | Benton Sub | 345 | 345 | HFW | 19.76 | 0 | 1 | 954.0 ACSR | 532700 | 2514221 | 3046921 | 0 | 0 | 0 | 0 | 0 | 0 | 0 | 0 | 0 | 0 | 0 | 0 | 0 | 0 | 0 | 0 | 0 | 0 | 0 | 0 | 12
NO |  | 80 | 2011 | 0 | 8 | 8 |  | 10 Benton Sub | Rose Hill Sub | 345 | 345 | HFW | 9.87 | 0 | 1 | 954.0 ACSR | 0 | 0 | 0 | 0 | 0 | 0 | 0 | 0 | 0 | 0 | 0 | 0 | 0 | 0 | 0 | 0 | 0 | 0 | 610800403 | 0 | 0 | 0 | 0 | 12
NO |  | 80 | 2011 | 0 | 9 | 9 |  | 10 Benton Sub | Rose Hill Sub | 345 | 345 | ST | 5.6 | 0 | 1 | 954.0 ACSR | 0 | 0 | 0 | 0 | 0 | 0 | 0 | 0 | 0 | 0 | 0 | 0 | 0 | 0 | 0 | 0 | 0 | 0 | 610800404 | 0 | 0 | 0 | 0 | 12
NO |  | 80 | 2011 | 0 | 11 | 11 |  | 11 Rose Hill Sub | Latham Sub | 345 | 345 | HFW | 30.44 | 0 | 1 | 954.0 ACSR | 575940 | 12086577 | 12662517 | 0 | 0 | 0 | 0 | 0 | 0 | 0 | 0 | 0 | 0 | 0 | 0 | 0 | 0 | 0 | 0 | 0 | 0 | 0 | 0 | 12
NO |  | 80 | 2011 | 0 | 12 | 12 |  | 11 Latham Sub | Str 593 | 345 | 345 | HFS | 6.88 | 0 | 1 | 954.0 ACSR | 0 | 0 | 0 | 0 | 0 | 0 | 0 | 0 | 0 | 0 | 0 | 0 | 0 | 0 | 0 | 0 | 0 | 0 | 610800405 | 0 | 0 | 0 | 0 | 12
NO |  | 80 | 2011 | 0 | 13 | 13 |  | Str 593 | Caney Sub | 345 | 345 | HFW | 1.18 | 0 | 1 | 954.0 ACSR | 0 | 0 | 0 | 0 | 0 | 0 | 0 | 0 | 0 | 0 | 0 | 0 | 0 | 0 | 0 | 0 | 0 | 0 | 610800406 | 0 | 0 | 0 | 0 | 12
NO |  | 80 | 2011 | 0 | 16 | 16 |  | 12 Neosho 345 Sub | LaCygne KGE-KCPL Tie | 345 | 345 | HFW | 82.44 | 0 | 1 | 954.0 ACSR | 466761 | 5537305 | 6004066 | 0 | 0 | 0 | 0 | 0 | 0 | 0 | 0 | 0 | 0 | 0 | 0 | 0 | 0 | 0 | 0 | 0 | 0 | 0 | 0 | 12
NO |  | 80 | 2011 | 0 | 23 | 23 |  | 15 LaCygne KGE-KCPL Tie | Wolf Creek Sub | 345 | 345 | ST | 3 | 0 | 1 | 954.0 ACSR | 1475571 | 18420012 | 19895583 | 0 | 0 | 0 | 0 | 0 | 0 | 0 | 0 | 0 | 0 | 0 | 0 | 0 | 0 | 0 | 0 | 0 | 0 | 0 | 0 | 12
NO |  | 80 | 2011 | 0 | 24 | 24 |  | 15 LaCygne KGE-KCPL Tie | Wolf Creek Sub | 345 | 345 | HFW | 56.65 | 0 | 1 | 954.0 ACSR | 0 | 0 | 0 | 0 | 0 | 0 | 0 | 0 | 0 | 0 | 0 | 0 | 0 | 0 | 0 | 0 | 0 | 0 | 610800408 | 0 | 0 | 0 | 0 | 12
NO |  | 80 | 2011 | 0 | 25 | 25 |  | 15 Wolf Creek Sub | Benton Sub | 345 | 345 | ST | 3.22 | 0 | 1 | 954.0 ACSR | 0 | 0 | 0 | 0 | 0 | 0 | 0 | 0 | 0 | 0 | 0 | 0 | 0 | 0 | 0 | 0 | 0 | 0 | 610800409 | 0 | 0 | 0 | 0 | 12
NO |  | 80 | 2011 | 0 | 30 | 30 |  | 19S Reno County Sub | Wichita 345 Sub | 345 | 345 | ST | 43.16 | 0 | 1 | 1192.5 ACSR | 3095629 | 55460031 | 58555660 | 0 | 0 | 0 | 0 | 0 | 0 | 0 | 0 | 0 | 0 | 0 | 0 | 0 | 0 | 0 | 0 | 0 | 0 | 0 | 0 | 12
NO |  | 80 | 2011 | 1 | 13 | 13 |  | 138 kV LINES: |  | 0 | 0 |  | 0 | 0 | 0 |  | 0 | 0 | 0 | 0 | 0 | 0 | 0 | 0 | 0 | 0 | 0 | 0 | 0 | 0 | 0 | 0 | 0 | 0 | 0 | 0 | 0 | 0 | 0 | 12
NO |  | 80 | 2011 | 1 | 17 | 17 |  | 01 Butler Sub | Midian Sub | 138 | 138 | ST | 3 | 0 | 1 | 477.0 ACSR | 0 | 0 | 0 | 0 | 0 | 0 | 0 | 0 | 0 | 0 | 0 | 0 | 0 | 0 | 0 | 0 | 0 | 0 | 610800416 | 0 | 0 | 0 | 0 | 12
NO |  | 80 | 2011 | 1 | 19 | 19 |  | 02 El Paso Sub | Weaver Sub | 138 | 138 | HFW | 12.83 | 0 | 1 | 477.0 ACSR | 89729 | 1301670 | 1391399 | 0 | 0 | 0 | 0 | 0 | 0 | 0 | 0 | 0 | 0 | 0 | 0 | 0 | 0 | 0 | 0 | 0 | 0 | 0 | 0 | 12
NO |  | 80 | 2011 | 1 | 30 | 30 |  | 05A El Paso Sub | Sumner County Sub | 138 | 138 | HFW | 0.04 | 0 | 2 | 477.0 ACSR | 144047 | 1548352 | 1692399 | 0 | 0 | 0 | 0 | 0 | 0 | 0 | 0 | 0 | 0 | 0 | 0 | 0 | 0 | 0 | 0 | 0 | 0 | 0 | 0 | 12
NO |  | 80 | 2011 | 1 | 34 | 34 |  | 05A El Paso Sub | Creswell Sub | 138 | 138 | CONC | 0.62 | 0.62 | 1 | 477.0 ACSR | 0 | 0 | 0 | 0 | 0 | 0 | 0 | 0 | 0 | 0 | 0 | 0 | 0 | 0 | 0 | 0 | 0 | 0 | 610800425 | 0 | 0 | 0 | 0 | 12
NO |  | 80 | 2011 | 2 | 2 | 2 |  | 05B Creswell Sub | White Eagle KGE-OGE Tie | 138 | 138 | HFW | 6.07 | 0 | 1 | 477.0 ACSR | 0 | 0 | 0 | 0 | 0 | 0 | 0 | 0 | 0 | 0 | 0 | 0 | 0 | 0 | 0 | 0 | 0 | 0 | 610800487 | 0 | 0 | 0 | 0 | 12
NO |  | 80 | 2011 | 2 | 7 | 7 |  | 06 Murray Gill Sub | Hoover Sub | 138 | 138 | ST | 0.06 | 1.51 | 1 | 954.0 ACSR | 0 | 0 | 0 | 0 | 0 | 0 | 0 | 0 | 0 | 0 | 0 | 0 | 0 | 0 | 0 | 0 | 0 | 0 | 610800429 | 0 | 0 | 0 | 0 | 12
NO |  | 80 | 2011 | 2 | 12 | 12 |  | 07 Gordon Evans Sub | Cowskin Sub | 138 | 138 | ST | 0 | 0.06 | 1 | 954.0 ACSR | 0 | 0 | 0 | 0 | 0 | 0 | 0 | 0 | 0 | 0 | 0 | 0 | 0 | 0 | 0 | 0 | 0 | 0 | 610800432 | 0 | 0 | 0 | 0 | 12
NO |  | 80 | 2011 | 2 | 16 | 16 |  | 08 Gordan Evans Sub | Hoover Sub | 138 | 138 | ST | 0.03 | 0 | 1 | 666.0 ACSR | 0 | 0 | 0 | 0 | 0 | 0 | 0 | 0 | 0 | 0 | 0 | 0 | 0 | 0 | 0 | 0 | 0 | 0 | 610800434 | 0 | 0 | 0 | 0 | 12
NO |  | 80 | 2011 | 2 | 24 | 24 |  | 10 Benton Sub | Northeast Sub | 138 | 138 | ST | 1.23 | 0 | 1 | 666.0 ACSR | 0 | 0 | 0 | 0 | 0 | 0 | 0 | 0 | 0 | 0 | 0 | 0 | 0 | 0 | 0 | 0 | 0 | 0 | 610800438 | 0 | 0 | 0 | 0 | 12
NO |  | 80 | 2011 | 3 | 25 | 25 |  | 22 Murray Gill Sub | Waco Jct | 138 | 138 | SPW | 0.65 | 0 | 1 | 954.0 ACSR | 103203 | 3277415 | 3380618 | 0 | 0 | 0 | 0 | 0 | 0 | 0 | 0 | 0 | 0 | 0 | 0 | 0 | 0 | 0 | 0 | 0 | 0 | 0 | 0 | 12
NO |  | 80 | 2011 | 4 | 1 | 1 |  | 25 Montgomery Sub | Taylor Sub | 138 | 138 | SPW | 1.86 | 0 | 1 | 954.0 ACSR | 81747 | 3188317 | 3270064 | 0 | 0 | 0 | 0 | 0 | 0 | 0 | 0 | 0 | 0 | 0 | 0 | 0 | 0 | 0 | 0 | 0 | 0 | 0 | 0 | 12
NO |  | 80 | 2011 | 4 | 8 | 8 |  | 26 Northeast Sub | Benton Sub | 138 | 138 | HFW | 4.72 | 0 | 1 | 954.0 ACSR | 0 | 0 | 0 | 0 | 0 | 0 | 0 | 0 | 0 | 0 | 0 | 0 | 0 | 0 | 0 | 0 | 0 | 0 | 610800457 | 0 | 0 | 0 | 0 | 12
NO |  | 80 | 2011 | 4 | 19 | 19 |  | 28 El Paso Sub | Stearman Sub | 138 | 138 | SPW | 5.19 | 0 | 1 | 954.0 ACSR | 132779 | 2341486 | 2474265 | 0 | 0 | 0 | 0 | 0 | 0 | 0 | 0 | 0 | 0 | 0 | 0 | 0 | 0 | 0 | 0 | 0 | 0 | 0 | 0 | 12
NO |  | 80 | 2011 | 4 | 20 | 20 |  | 28 El Paso Sub | Stearman Sub | 138 | 138 | SPS | 0.3 | 0 | 1 | 954.0 ACSR | 0 | 0 | 0 | 0 | 0 | 0 | 0 | 0 | 0 | 0 | 0 | 0 | 0 | 0 | 0 | 0 | 0 | 0 | 610800465 | 0 | 0 | 0 | 0 | 12
NO |  | 80 | 2011 | 4 | 23 | 23 |  | 28 El Paso Sub | Boeing Sub | 138 | 138 | SPS | 0.52 | 0 | 1 | 477.0 ACSR | 0 | 0 | 0 | 0 | 0 | 0 | 0 | 0 | 0 | 0 | 0 | 0 | 0 | 0 | 0 | 0 | 0 | 0 | 610800468 | 0 | 0 | 0 | 0 | 12
NO |  | 80 | 2011 | 0 | 36 | 36 |  | TOTAL |  | 0 | 0 |  | 2419.42 | 49.2 | 142 |  | 22785131 | 324112406 | 346897537 | 0 | 0 | 0 | 0 | 0 | 0 | 0 | 0 | 0 | 0 | 0 | 0 | 0 | 0 | 0 | 0 | 0 | 0 | 0 | 0 | 12
NO |  | 80 | 2011 | 0 | 14 | 14 |  | Caney Sub | Neosho Sub | 345 | 345 | HFW | 75.75 | 0 | 1 | 954.0 ACSR | 0 | 0 | 0 | 0 | 0 | 0 | 0 | 0 | 0 | 0 | 0 | 0 | 0 | 0 | 0 | 0 | 0 | 0 | 610800485 | 0 | 0 | 0 | 0 | 12
NO |  | 80 | 2011 | 0 | 17 | 17 |  | 12 Neosho 345 Sub | LaCygne KGE-KCPL Tie | 345 | 345 | ST | 1.08 | 0 | 1 | 954.0 ACSR | 0 | 0 | 0 | 0 | 0 | 0 | 0 | 0 | 0 | 0 | 0 | 0 | 0 | 0 | 0 | 0 | 0 | 0 | 610800407 | 0 | 0 | 0 | 0 | 12
NO |  | 80 | 2011 | 0 | 19 | 19 |  | 13 Neosho 345 Sub | Northeastern KGE-AEP Tie | 345 | 345 | HFW | 23.53 | 0 | 1 | 795.0 ACSR | 131636 | 1513237 | 1644873 | 0 | 0 | 0 | 0 | 0 | 0 | 0 | 0 | 0 | 0 | 0 | 0 | 0 | 0 | 0 | 0 | 0 | 0 | 0 | 0 | 12
NO |  | 80 | 2011 | 0 | 21 | 21 |  | 14 Neosho 345 Sub | Morgan KGE-AECI Tie | 345 | 345 | HFW | 31.01 | 0 | 1 | 795.0 ACSR | 225488 | 1918153 | 2143641 | 0 | 0 | 0 | 0 | 0 | 0 | 0 | 0 | 0 | 0 | 0 | 0 | 0 | 0 | 0 | 0 | 0 | 0 | 0 | 0 | 12
NO |  | 80 | 2011 | 0 | 26 | 26 |  | 15 Wolf Creek Sub | Benton Sub | 345 | 345 | HFW | 94.73 | 0 | 1 | 954.0 ACSR | 0 | 0 | 0 | 0 | 0 | 0 | 0 | 0 | 0 | 0 | 0 | 0 | 0 | 0 | 0 | 0 | 0 | 0 | 610800410 | 0 | 0 | 0 | 0 | 12
NO |  | 80 | 2011 | 0 | 28 | 28 |  | 16 Wolf Creek Sub | Rose Hill Sub | 345 | 345 | HFW | 97.89 | 0 | 1 | 954.0 ACSR | 2034038 | 16320617 | 18354655 | 0 | 0 | 0 | 0 | 0 | 0 | 0 | 0 | 0 | 0 | 0 | 0 | 0 | 0 | 0 | 0 | 0 | 0 | 0 | 0 | 12
NO |  | 80 | 2011 | 0 | 31 | 31 |  | 20 Rose Hill Sub | KGE-OKGE Tie | 345 | 345 |  | 0 | 0 | 0 |  | 4301159 | 0 | 4301159 | 0 | 0 | 0 | 0 | 0 | 0 | 0 | 0 | 610800505 | 610800506 | 610800507 | 610800508 | 610800509 | 0 | 0 | 0 | 0 | 0 | 0 | 0 | 12
NO |  | 80 | 2011 | 0 | 34 | 34 |  | 04 KPL-KGE Tie | Midian Sub | 161 | 161 | HFW | 93.43 | 0 | 1 | 250 CU | 931677 | 4090095 | 5021772 | 0 | 0 | 0 | 0 | 0 | 0 | 0 | 0 | 0 | 0 | 0 | 0 | 0 | 0 | 0 | 0 | 0 | 0 | 0 | 0 | 12
NO |  | 80 | 2011 | 1 | 2 | 2 |  | 07 Neosho SES Sub | Riverton KGE-EDE Tie | 161 | 161 | ST | 0.21 | 0 | 1 | 795.0 ACSR | 0 | 0 | 0 | 0 | 0 | 0 | 0 | 0 | 0 | 0 | 0 | 0 | 0 | 0 | 0 | 0 | 0 | 0 | 610800411 | 0 | 0 | 0 | 0 | 12
NO |  | 80 | 2011 | 1 | 5 | 5 |  | 08 Neosho Sub | Marmaton Sub | 161 | 161 | ST | 0 | 0.21 | 2 | 336.0 ACSR | 0 | 0 | 0 | 0 | 0 | 0 | 0 | 0 | 0 | 0 | 0 | 0 | 0 | 0 | 0 | 0 | 0 | 0 | 610800412 | 0 | 0 | 0 | 0 | 12
NO |  | 80 | 2011 | 1 | 8 | 8 |  | 09 Litchfield Sub | Asbury KGE-EDE Tie | 161 | 161 | HFW | 1.51 | 0 | 1 | 795.0 ACSR | 0 | 0 | 0 | 0 | 0 | 0 | 0 | 0 | 0 | 0 | 0 | 0 | 0 | 0 | 0 | 0 | 0 | 0 | 610800450 | 0 | 0 | 0 | 0 | 12
NO |  | 80 | 2011 | 1 | 14 | 14 |  | 01 Neosho Sub | Altoona Sub | 138 | 138 | SPW | 0.46 | 0 | 1 | 795.0 ACSR | 89537 | 3002077 | 3091614 | 0 | 0 | 0 | 0 | 0 | 0 | 0 | 0 | 0 | 0 | 0 | 0 | 0 | 0 | 0 | 0 | 0 | 0 | 0 | 0 | 12
NO |  | 80 | 2011 | 1 | 20 | 20 |  | 02 El Paso Sub | Weaver Sub | 138 | 138 | ST | 0.05 | 0 | 1 | 477.0 ACSR | 0 | 0 | 0 | 0 | 0 | 0 | 0 | 0 | 0 | 0 | 0 | 0 | 0 | 0 | 0 | 0 | 0 | 0 | 610800488 | 0 | 0 | 0 | 0 | 12
NO |  | 80 | 2011 | 1 | 23 | 23 |  | 03 Murray Gill Sub | El Paso Sub | 138 | 138 | ST | 1.69 | 0 | 1 | 954.0 ACSR | 0 | 0 | 0 | 0 | 0 | 0 | 0 | 0 | 0 | 0 | 0 | 0 | 0 | 0 | 0 | 0 | 0 | 0 | 610800418 | 0 | 0 | 0 | 0 | 12
NO |  | 80 | 2011 | 1 | 26 | 26 |  | 04 Weaver Sub | Butler Sub | 138 | 138 | HFW | 12.5 | 0 | 1 | 477.0 ACSR | 0 | 0 | 0 | 0 | 0 | 0 | 0 | 0 | 0 | 0 | 0 | 0 | 0 | 0 | 0 | 0 | 0 | 0 | 610800419 | 0 | 0 | 0 | 0 | 12
NO |  | 80 | 2011 | 1 | 31 | 31 |  | 05A El Paso Sub | Creswell Sub | 138 | 138 | HFW | 37.09 | 0 | 1 | 477.0 ACSR | 0 | 0 | 0 | 0 | 0 | 0 | 0 | 0 | 0 | 0 | 0 | 0 | 0 | 0 | 0 | 0 | 0 | 0 | 610800422 | 0 | 0 | 0 | 0 | 12
NO |  | 80 | 2011 | 0 | 32 | 32 |  | TOTAL 345 kV LINES |  | 0 | 0 |  | 706.34 | 0 | 20 |  | 13470413 | 136031583 | 149501996 | 0 | 0 | 0 | 0 | 0 | 0 | 0 | 0 | 0 | 0 | 0 | 0 | 0 | 0 | 0 | 0 | 0 | 0 | 0 | 0 | 12
NO |  | 80 | 2011 | 0 | 33 | 33 |  | 161 kV LINES: |  | 0 | 0 |  | 0 | 0 | 0 |  | 0 | 0 | 0 | 0 | 0 | 0 | 0 | 0 | 0 | 0 | 0 | 0 | 0 | 0 | 0 | 0 | 0 | 0 | 0 | 0 | 0 | 0 | 0 | 12
NO |  | 80 | 2011 | 1 | 1 | 1 |  | 07 Neosho SES Sub | Riverton KGE-EDE Tie | 161 | 161 | ST | 2.23 | 0 | 1 | 636.0 ACSR | 3928 | 41734 | 45662 | 0 | 0 | 0 | 0 | 0 | 0 | 0 | 0 | 0 | 0 | 0 | 0 | 0 | 0 | 0 | 0 | 0 | 0 | 0 | 0 | 12
NO |  | 80 | 2011 | 1 | 4 | 4 |  | 08 Neosho Sub | Marmaton Sub | 161 | 161 | HFW | 38.88 | 0 | 1 | 336.0 ACSR | 18272 | 2017386 | 2035658 | 0 | 0 | 0 | 0 | 0 | 0 | 0 | 0 | 0 | 0 | 0 | 0 | 0 | 0 | 0 | 0 | 0 | 0 | 0 | 0 | 12
NO |  | 80 | 2011 | 1 | 7 | 7 |  | 09 Marmaton Sub | Litchfield Sub | 161 | 161 | HFW | 40.54 | 0 | 1 | 795.0 ACSR | 104701 | 1490177 | 1594878 | 0 | 0 | 0 | 0 | 0 | 0 | 0 | 0 | 0 | 0 | 0 | 0 | 0 | 0 | 0 | 0 | 0 | 0 | 0 | 0 | 12
NO |  | 80 | 2011 | 1 | 10 | 10 |  | 10 Neosho 161 Sub | Neosho 345 Sub | 161 | 161 | HFW | 0.29 | 0 | 1 | 954.0 ACSR | 0 | 79704 | 79704 | 0 | 0 | 0 | 0 | 0 | 0 | 0 | 0 | 0 | 0 | 0 | 0 | 0 | 0 | 0 | 0 | 0 | 0 | 0 | 0 | 12
NO |  | 80 | 2011 | 1 | 16 | 16 |  | 01 Altoona Sub | Butler Sub | 138 | 138 | ST & HFW | 70.62 | 0 | 1 | 266.8 ACSR | 0 | 0 | 0 | 0 | 0 | 0 | 0 | 0 | 0 | 0 | 0 | 0 | 0 | 0 | 0 | 0 | 0 | 0 | 610800415 | 0 | 0 | 0 | 0 | 12
NO |  | 80 | 2011 | 1 | 22 | 22 |  | 03 Murray Gill Sub | El Paso Sub | 138 | 138 | HFW | 9.18 | 0 | 1 | 954.0 ACSR | 54863 | 820904 | 875767 | 0 | 0 | 0 | 0 | 0 | 0 | 0 | 0 | 0 | 0 | 0 | 0 | 0 | 0 | 0 | 0 | 0 | 0 | 0 | 0 | 12
NO |  | 80 | 2011 | 1 | 25 | 25 |  | 04 Weaver Sub | Butler Sub | 138 | 138 | SPW | 2.28 | 0 | 1 | 477.0 ACSR | 83310 | 809512 | 892822 | 0 | 0 | 0 | 0 | 0 | 0 | 0 | 0 | 0 | 0 | 0 | 0 | 0 | 0 | 0 | 0 | 0 | 0 | 0 | 0 | 12
NO |  | 80 | 2011 | 1 | 28 | 28 |  | 04 Weaver Sub | Butler Sub | 138 | 138 | ST | 0.81 | 0 | 1 | 477.0 ACSR | 0 | 0 | 0 | 0 | 0 | 0 | 0 | 0 | 0 | 0 | 0 | 0 | 0 | 0 | 0 | 0 | 0 | 0 | 610800421 | 0 | 0 | 0 | 0 | 12
NO |  | 80 | 2011 | 1 | 33 | 33 |  | 05A El Paso Sub | Creswell Sub | 138 | 138 | ST | 0 | 0.03 | 1 | 477.0 ACSR | 0 | 0 | 0 | 0 | 0 | 0 | 0 | 0 | 0 | 0 | 0 | 0 | 0 | 0 | 0 | 0 | 0 | 0 | 610800424 | 0 | 0 | 0 | 0 | 12
NO |  | 80 | 2011 | 2 | 19 | 19 |  | 09 Benton Sub | Chisholm Sub | 138 | 138 | HFW | 4.99 | 0 | 1 | 666.0 ACSR | 0 | 0 | 0 | 0 | 0 | 0 | 0 | 0 | 0 | 0 | 0 | 0 | 0 | 0 | 0 | 0 | 0 | 0 | 610800435 | 0 | 0 | 0 | 0 | 12
NO |  | 80 | 2011 | 2 | 27 | 27 |  | 11 Gordon Evans Sub | Halstead Sub | 138 | 138 | ST | 0 | 0.06 | 1 | 477.0 ACSR | 0 | 0 | 0 | 0 | 0 | 0 | 0 | 0 | 0 | 0 | 0 | 0 | 0 | 0 | 0 | 0 | 0 | 0 | 610800439 | 0 | 0 | 0 | 0 | 12
NO |  | 80 | 2011 | 3 | 22 | 22 |  | 21 Rose Hill Sub | El Paso Sub | 138 | 138 | HFW | 1.74 | 0 | 1 | 954.0 ACSR | 0 | 0 | 0 | 0 | 0 | 0 | 0 | 0 | 0 | 0 | 0 | 0 | 0 | 0 | 0 | 0 | 0 | 0 | 610800445 | 0 | 0 | 0 | 0 | 12
NO |  | 80 | 2011 | 4 | 4 | 4 |  | 25 Montgomery Sub | Altoona Sub | 138 | 138 | HFW | 10.63 | 0 | 1 | 954.0 ACSR | 0 | 0 | 0 | 0 | 0 | 0 | 0 | 0 | 0 | 0 | 0 | 0 | 0 | 0 | 0 | 0 | 0 | 0 | 610800454 | 0 | 0 | 0 | 0 | 12
NO |  | 80 | 2011 | 4 | 16 | 16 |  | 27 Rose Hill Sub | Weaver Sub | 138 | 138 | ST | 0.02 | 0 | 1 | 954.0 ACSR | 0 | 0 | 0 | 0 | 0 | 0 | 0 | 0 | 0 | 0 | 0 | 0 | 0 | 0 | 0 | 0 | 0 | 0 | 610800463 | 0 | 0 | 0 | 0 | 12
NO |  | 80 | 2011 | 1 | 11 | 11 |  | TOTAL 161 kV LINES |  | 0 | 0 |  | 177.09 | 0.21 | 9 |  | 1058578 | 7719096 | 8777674 | 0 | 0 | 0 | 0 | 0 | 0 | 0 | 0 | 0 | 0 | 0 | 0 | 0 | 0 | 0 | 0 | 0 | 0 | 0 | 0 | 12
NO |  | 80 | 2011 | 1 | 15 | 15 |  | 01 Neosho Sub | Altoona Sub | 138 | 138 | ST | 32.85 | 0 | 1 | 266.8 ACSR | 0 | 0 | 0 | 0 | 0 | 0 | 0 | 0 | 0 | 0 | 0 | 0 | 0 | 0 | 0 | 0 | 0 | 0 | 610800414 | 0 | 0 | 0 | 0 | 12
NO |  | 80 | 2011 | 1 | 27 | 27 |  | 04 Weaver Sub | Butler Sub | 138 | 138 | SPS | 0.72 | 0 | 1 | 477.0 ACSR | 0 | 0 | 0 | 0 | 0 | 0 | 0 | 0 | 0 | 0 | 0 | 0 | 0 | 0 | 0 | 0 | 0 | 0 | 610800420 | 0 | 0 | 0 | 0 | 12
NO |  | 80 | 2011 | 1 | 32 | 32 |  | 05A El Paso Sub | Creswell Sub | 138 | 138 | ST | 0.07 | 0 | 1 | 3" SP AL | 0 | 0 | 0 | 0 | 0 | 0 | 0 | 0 | 0 | 0 | 0 | 0 | 0 | 0 | 0 | 0 | 0 | 0 | 610800423 | 0 | 0 | 0 | 0 | 12
NO |  | 80 | 2011 | 2 | 4 | 4 |  | 06 Murray Gill Sub | Hoover Sub | 138 | 138 | SPW | 0.19 | 0 | 1 | 954.0 ACSR | 53525 | 642715 | 696240 | 0 | 0 | 0 | 0 | 0 | 0 | 0 | 0 | 0 | 0 | 0 | 0 | 0 | 0 | 0 | 0 | 0 | 0 | 0 | 0 | 12
NO |  | 80 | 2011 | 2 | 9 | 9 |  | 07 Gordon Evans Sub | Cowskin Sub | 138 | 138 | SPS | 2.68 | 0 | 1 | 666.0 ACSR | 89233 | 895882 | 985115 | 0 | 0 | 0 | 0 | 0 | 0 | 0 | 0 | 0 | 0 | 0 | 0 | 0 | 0 | 0 | 0 | 0 | 0 | 0 | 0 | 12
NO |  | 80 | 2011 | 2 | 21 | 21 |  | 10 Benton Sub | Northeast Sub | 138 | 138 | ST | 0.04 | 0 | 1 | 3" SP AL | 161521 | 577423 | 738944 | 0 | 0 | 0 | 0 | 0 | 0 | 0 | 0 | 0 | 0 | 0 | 0 | 0 | 0 | 0 | 0 | 0 | 0 | 0 | 0 | 12
NO |  | 80 | 2011 | 3 | 21 | 21 |  | 21 Rose Hill Sub | El Paso Sub | 138 | 138 | SPS | 0 | 6.52 | 1 | 954.0 ACSR | 125051 | 1268170 | 1393221 | 0 | 0 | 0 | 0 | 0 | 0 | 0 | 0 | 0 | 0 | 0 | 0 | 0 | 0 | 0 | 0 | 0 | 0 | 0 | 0 | 12
NO |  | 80 | 2011 | 4 | 3 | 3 |  | 25 Taylor Sub | Altoona Sub | 138 | 138 | HFW | 7.54 | 0 | 1 | 954.0 ACSR | 0 | 0 | 0 | 0 | 0 | 0 | 0 | 0 | 0 | 0 | 0 | 0 | 0 | 0 | 0 | 0 | 0 | 0 | 610800455 | 0 | 0 | 0 | 0 | 12
NO |  | 80 | 2011 | 4 | 10 | 10 |  | 26 Northeast Sub | Benton Sub | 138 | 138 | ST | 0 | 1.23 | 1 | 666.0 ACSR | 0 | 0 | 0 | 0 | 0 | 0 | 0 | 0 | 0 | 0 | 0 | 0 | 0 | 0 | 0 | 0 | 0 | 0 | 610800459 | 0 | 0 | 0 | 0 | 12
NO |  | 80 | 2011 | 4 | 15 | 15 |  | 27 Rose Hill Sub | Weaver Sub | 138 | 138 | HFW | 1.18 | 0 | 1 | 954.0 ACSR | 0 | 0 | 0 | 0 | 0 | 0 | 0 | 0 | 0 | 0 | 0 | 0 | 0 | 0 | 0 | 0 | 0 | 0 | 610800462 | 0 | 0 | 0 | 0 | 12
NO |  | 80 | 2011 | 4 | 29 | 29 |  | 29 Chisholm Sub | 17th Street Sub | 138 | 138 | SPS | 0.28 | 0 | 1 | 954.0 ACSR | 119828 | 1690546 | 1810374 | 0 | 0 | 0 | 0 | 0 | 0 | 0 | 0 | 0 | 0 | 0 | 0 | 0 | 0 | 0 | 0 | 0 | 0 | 0 | 0 | 12
NO |  | 80 | 2011 | 2 | 1 | 1 |  | 05A El Paso Sub | Creswell Sub | 138 | 138 | SHF | 0 | 15.02 | 2 | 1192.5 ACSR | 0 | 0 | 0 | 0 | 0 | 0 | 0 | 0 | 0 | 0 | 0 | 0 | 0 | 0 | 0 | 0 | 0 | 0 | 610800486 | 0 | 0 | 0 | 0 | 12
NO |  | 80 | 2011 | 2 | 6 | 6 |  | 06 Murray Gill Sub | Hoover Sub | 138 | 138 | ST | 1.8 | 0 | 1 | 954.0 ACSR | 0 | 0 | 0 | 0 | 0 | 0 | 0 | 0 | 0 | 0 | 0 | 0 | 0 | 0 | 0 | 0 | 0 | 0 | 610800428 | 0 | 0 | 0 | 0 | 12
NO |  | 80 | 2011 | 2 | 11 | 11 |  | 07 Gordon Evans Sub | Cowskin Sub | 138 | 138 | ST | 0.03 | 0 | 1 | 666.0 ACSR | 0 | 0 | 0 | 0 | 0 | 0 | 0 | 0 | 0 | 0 | 0 | 0 | 0 | 0 | 0 | 0 | 0 | 0 | 610800431 | 0 | 0 | 0 | 0 | 12
NO |  | 80 | 2011 | 2 | 15 | 15 |  | 08 Gordan Evans Sub | Hoover Sub | 138 | 138 | ST | 0.62 | 0 | 2 | 666.0 ACSR | 0 | 0 | 0 | 0 | 0 | 0 | 0 | 0 | 0 | 0 | 0 | 0 | 0 | 0 | 0 | 0 | 0 | 0 | 610800433 | 0 | 0 | 0 | 0 | 12
NO |  | 80 | 2011 | 2 | 18 | 18 |  | 09 Benton Sub | Chisholm Sub | 138 | 138 | SPS | 4.64 | 0 | 1 | 477.0 ACSR | 165352 | 1576637 | 1741989 | 0 | 0 | 0 | 0 | 0 | 0 | 0 | 0 | 0 | 0 | 0 | 0 | 0 | 0 | 0 | 0 | 0 | 0 | 0 | 0 | 12
NO |  | 80 | 2011 | 2 | 23 | 23 |  | 10 Benton Sub | Northeast Sub | 138 | 138 | SPS | 0 | 4.64 | 1 | 477.0 ACSR | 0 | 0 | 0 | 0 | 0 | 0 | 0 | 0 | 0 | 0 | 0 | 0 | 0 | 0 | 0 | 0 | 0 | 0 | 610800437 | 0 | 0 | 0 | 0 | 12
NO |  | 80 | 2011 | 2 | 26 | 26 |  | 11 Gordon Evans Sub | Halstead Sub | 138 | 138 | HFW | 14.62 | 0 | 1 | 477.0 ACSR | 55863 | 2148849 | 2204712 | 0 | 0 | 0 | 0 | 0 | 0 | 0 | 0 | 0 | 0 | 0 | 0 | 0 | 0 | 0 | 0 | 0 | 0 | 0 | 0 | 12
NO |  | 80 | 2011 | 2 | 30 | 30 |  | 12 Gordon Evans Sub | Chisholm Sub | 138 | 138 | ST | 0.44 | 0 | 1 | 666.0 ACSR | 0 | 0 | 0 | 0 | 0 | 0 | 0 | 0 | 0 | 0 | 0 | 0 | 0 | 0 | 0 | 0 | 0 | 0 | 610800440 | 0 | 0 | 0 | 0 | 12
NO |  | 80 | 2011 | 3 | 27 | 27 |  | 22 Waco Jct | Centennial Sub | 138 | 138 | SPW | 8.37 | 0 | 1 | 954.0 ACSR | 0 | 0 | 0 | 0 | 0 | 0 | 0 | 0 | 0 | 0 | 0 | 0 | 0 | 0 | 0 | 0 | 0 | 0 | 610800448 | 0 | 0 | 0 | 0 | 12
NO |  | 80 | 2011 | 4 | 7 | 7 |  | 26 Northeast Sub | Benton Sub | 138 | 138 | SPW | 3.04 | 0 | 1 | 954.0 ACSR | 386692 | 2013940 | 2400632 | 0 | 0 | 0 | 0 | 0 | 0 | 0 | 0 | 0 | 0 | 0 | 0 | 0 | 0 | 0 | 0 | 0 | 0 | 0 | 0 | 12
NO |  | 80 | 2011 | 4 | 22 | 22 |  | 28 El Paso Sub | Boeing Sub | 138 | 138 | SPW | 1.12 | 0 | 1 | 954.0 ACSR | 0 | 0 | 0 | 0 | 0 | 0 | 0 | 0 | 0 | 0 | 0 | 0 | 0 | 0 | 0 | 0 | 0 | 0 | 610800467 | 0 | 0 | 0 | 0 | 12
NO |  | 80 | 2011 | 4 | 26 | 26 |  | 28 Boeing Sub | Canal Sub | 138 | 138 | SPS | 0.18 | 0 | 1 | 954.0 ACSR | 0 | 0 | 0 | 0 | 0 | 0 | 0 | 0 | 0 | 0 | 0 | 0 | 0 | 0 | 0 | 0 | 0 | 0 | 610800471 | 0 | 0 | 0 | 0 | 12
NO |  | 80 | 2011 | 2 | 5 | 5 |  | 06 Murray Gill Sub | Hoover Sub | 138 | 138 | HFW | 5.48 | 0 | 1 | 954.0 ACSR | 0 | 0 | 0 | 0 | 0 | 0 | 0 | 0 | 0 | 0 | 0 | 0 | 0 | 0 | 0 | 0 | 0 | 0 | 610800427 | 0 | 0 | 0 | 0 | 12
NO |  | 80 | 2011 | 2 | 10 | 10 |  | 07 Gordon Evans Sub | Cowskin Sub | 138 | 138 | HFW | 3.92 | 0 | 1 | 666.0 ACSR | 0 | 0 | 0 | 0 | 0 | 0 | 0 | 0 | 0 | 0 | 0 | 0 | 0 | 0 | 0 | 0 | 0 | 0 | 610800430 | 0 | 0 | 0 | 0 | 12
NO |  | 80 | 2011 | 2 | 14 | 14 |  | 08 Gordan Evans Sub | Hoover Sub | 138 | 138 | HFW | 12.01 | 0 | 1 | 666.0 ACSR | 146553 | 1008546 | 1155099 | 0 | 0 | 0 | 0 | 0 | 0 | 0 | 0 | 0 | 0 | 0 | 0 | 0 | 0 | 0 | 0 | 0 | 0 | 0 | 0 | 12
NO |  | 80 | 2011 | 2 | 22 | 22 |  | 10 Benton Sub | Northeast Sub | 138 | 138 | HFW | 3.98 | 0 | 1 | 666.0 ACSR | 0 | 0 | 0 | 0 | 0 | 0 | 0 | 0 | 0 | 0 | 0 | 0 | 0 | 0 | 0 | 0 | 0 | 0 | 610800436 | 0 | 0 | 0 | 0 | 12
NO |  | 80 | 2011 | 2 | 29 | 29 |  | 12 Gordon Evans Sub | Chisholm Sub | 138 | 138 | HFW | 7.86 | 0 | 1 | 666.0 ACSR | 388865 | 6697216 | 7086081 | 0 | 0 | 0 | 0 | 0 | 0 | 0 | 0 | 0 | 0 | 0 | 0 | 0 | 0 | 0 | 0 | 0 | 0 | 0 | 0 | 12
NO |  | 80 | 2011 | 2 | 31 | 31 |  | 12 Gordon Evans Sub | Chisholm Sub | 138 | 138 | SPS | 3.94 | 0 | 1 | 954.0 ACSR | 0 | 0 | 0 | 0 | 0 | 0 | 0 | 0 | 0 | 0 | 0 | 0 | 0 | 0 | 0 | 0 | 0 | 0 | 610800441 | 0 | 0 | 0 | 0 | 12
NO |  | 80 | 2011 | 3 | 13 | 13 |  | 18 Northeast Sub | Weaver Sub | 138 | 138 | ST | 0 | 0.84 | 1 | 795.0 ACSR | 0 | 0 | 0 | 0 | 0 | 0 | 0 | 0 | 0 | 0 | 0 | 0 | 0 | 0 | 0 | 0 | 0 | 0 | 610800442 | 0 | 0 | 0 | 0 | 12
NO |  | 80 | 2011 | 3 | 28 | 28 |  | 22 Centennial Sub | Cowskin Sub | 138 | 138 | ST | 0.02 | 0 | 1 | 3" SP AL | 0 | 0 | 0 | 0 | 0 | 0 | 0 | 0 | 0 | 0 | 0 | 0 | 0 | 0 | 0 | 0 | 0 | 0 | 610800451 | 0 | 0 | 0 | 0 | 12
NO |  | 80 | 2011 | 4 | 11 | 11 |  | 26 Benton Sub | Midian Sub | 138 | 138 | HFW | 14.08 | 0 | 1 | 954.0 ACSR | 0 | 0 | 0 | 0 | 0 | 0 | 0 | 0 | 0 | 0 | 0 | 0 | 0 | 0 | 0 | 0 | 0 | 0 | 610800460 | 0 | 0 | 0 | 0 | 12
NO |  | 80 | 2011 | 4 | 21 | 21 |  | 28 Stearman Sub | Boeing Sub | 138 | 138 | SPS | 0 | 0.28 | 1 | 954.0 ACSR | 0 | 0 | 0 | 0 | 0 | 0 | 0 | 0 | 0 | 0 | 0 | 0 | 0 | 0 | 0 | 0 | 0 | 0 | 610800466 | 0 | 0 | 0 | 0 | 12
NO |  | 80 | 2011 | 4 | 25 | 25 |  | 28 Boeing Sub | Canal Sub | 138 | 138 | SPW | 3.18 | 0 | 1 | 954.0 ACSR | 0 | 0 | 0 | 0 | 0 | 0 | 0 | 0 | 0 | 0 | 0 | 0 | 0 | 0 | 0 | 0 | 0 | 0 | 610800470 | 0 | 0 | 0 | 0 | 12
NO |  | 80 | 2011 | 4 | 30 | 30 |  | 29 Chisholm Sub | 17th Street Sub | 138 | 138 | HFW | 1.53 | 0 | 1 | 954.0 ACSR | 0 | 0 | 0 | 0 | 0 | 0 | 0 | 0 | 0 | 0 | 0 | 0 | 0 | 0 | 0 | 0 | 0 | 0 | 610800473 | 0 | 0 | 0 | 0 | 12
NO |  | 80 | 2011 | 3 | 1 | 1 |  | 13 Murray Gill Sub | Clearwater Sub | 138 | 138 | SHF | 7.96 | 0 | 1 | 1192.5 ACSR | 50179 | 7608276 | 7658455 | 0 | 0 | 0 | 0 | 0 | 0 | 0 | 0 | 0 | 0 | 0 | 0 | 0 | 0 | 0 | 0 | 0 | 0 | 0 | 0 | 12
NO |  | 80 | 2011 | 3 | 12 | 12 |  | 18 Northeast Sub | Weaver Sub | 138 | 138 | SPS | 0.27 | 0 | 1 | 795.0 ACSR | 265589 | 1123365 | 1388954 | 0 | 0 | 0 | 0 | 0 | 0 | 0 | 0 | 0 | 0 | 0 | 0 | 0 | 0 | 0 | 0 | 0 | 0 | 0 | 0 | 12
NO |  | 80 | 2011 | 3 | 14 | 14 |  | 18 Northeast Sub | Weaver Sub | 138 | 138 | SPW | 0.29 | 0 | 1 | 795.0 ACSR | 0 | 0 | 0 | 0 | 0 | 0 | 0 | 0 | 0 | 0 | 0 | 0 | 0 | 0 | 0 | 0 | 0 | 0 | 610800443 | 0 | 0 | 0 | 0 | 12
NO |  | 80 | 2011 | 3 | 26 | 26 |  | 22 Waco Jct | Waco Sub | 138 | 138 | SPW | 1.23 | 0 | 2 | 954.0 ACSR | 0 | 0 | 0 | 0 | 0 | 0 | 0 | 0 | 0 | 0 | 0 | 0 | 0 | 0 | 0 | 0 | 0 | 0 | 610800447 | 0 | 0 | 0 | 0 | 12
NO |  | 80 | 2011 | 3 | 31 | 31 |  | 23 Canal Sub | 17th Street Sub | 138 | 138 | SPW | 4.4 | 0 | 1 | 954.0 ACSR | 0 | 890166 | 890166 | 0 | 0 | 0 | 0 | 0 | 0 | 0 | 0 | 0 | 0 | 0 | 0 | 0 | 0 | 0 | 0 | 0 | 0 | 0 | 0 | 12
NO |  | 80 | 2011 | 4 | 2 | 2 |  | 25 Taylor Sub | Altoona Sub | 138 | 138 | SPW | 2.75 | 0 | 1 | 954.0 ACSR | 0 | 0 | 0 | 0 | 0 | 0 | 0 | 0 | 0 | 0 | 0 | 0 | 0 | 0 | 0 | 0 | 0 | 0 | 610800453 | 0 | 0 | 0 | 0 | 12
NO |  | 80 | 2011 | 4 | 9 | 9 |  | 26 Northeast Sub | Benton Sub | 138 | 138 | ST | 0.05 | 0 | 1 | 954.0 ACSR | 0 | 0 | 0 | 0 | 0 | 0 | 0 | 0 | 0 | 0 | 0 | 0 | 0 | 0 | 0 | 0 | 0 | 0 | 610800458 | 0 | 0 | 0 | 0 | 12
NO |  | 80 | 2011 | 4 | 14 | 14 |  | 27 Rose Hill Sub | Weaver Sub | 138 | 138 | SPS | 0.72 | 0 | 1 | 954.0 ACSR | 32973 | 644180 | 677153 | 0 | 0 | 0 | 0 | 0 | 0 | 0 | 0 | 0 | 0 | 0 | 0 | 0 | 0 | 0 | 0 | 0 | 0 | 0 | 0 | 12
NO |  | 80 | 2011 | 4 | 24 | 24 |  | 28 El Paso Sub | Boeing Sub | 138 | 138 | ST | 0 | 0.11 | 1 | 954.0 ACSR | 0 | 0 | 0 | 0 | 0 | 0 | 0 | 0 | 0 | 0 | 0 | 0 | 0 | 0 | 0 | 0 | 0 | 0 | 610800469 | 0 | 0 | 0 | 0 | 12
NO |  | 80 | 2011 | 5 | 3 | 3 |  | 30 El Paso Sub | 64th Street Sub | 138 | 138 | SPW | 0.92 | 0 | 1 | 477.0 ACSR | 0 | 0 | 0 | 0 | 0 | 0 | 0 | 0 | 0 | 0 | 0 | 0 | 0 | 0 | 0 | 0 | 0 | 0 | 610800476 | 0 | 0 | 0 | 0 | 12
NO |  | 80 | 2011 | 5 | 9 | 9 |  | 32 Gordon Evans Sub | Wichita 345 Sub | 138 | 138 | HFW | 0.11 | 0 | 1 | 954.0 ACSR | 0 | 51985 | 51985 | 0 | 0 | 0 | 0 | 0 | 0 | 0 | 0 | 0 | 0 | 0 | 0 | 0 | 0 | 0 | 0 | 0 | 0 | 0 | 0 | 12
NO |  | 80 | 2011 | 5 | 11 | 11 |  | 33 64th Street Sub | Weaver Sub | 138 | 138 | ST | 0 | 0.25 | 1 | 954.0 ACSR | 0 | 3501600 | 3501600 | 0 | 0 | 0 | 0 | 0 | 0 | 0 | 0 | 0 | 0 | 0 | 0 | 0 | 0 | 0 | 0 | 0 | 0 | 0 | 0 | 12
NO |  | 80 | 2011 | 5 | 17 | 17 |  | 34 Crisholm Sub | Grant Sub | 69 | 138 | SPW | 2.31 | 0 | 1 | 954.0 ACSR | 0 | 653751 | 653751 | 0 | 0 | 0 | 0 | 0 | 0 | 0 | 0 | 0 | 0 | 0 | 0 | 0 | 0 | 0 | 0 | 0 | 0 | 0 | 0 | 12
NO |  | 80 | 2011 | 3 | 2 | 2 |  | 13 Clearwater Sub | Harper Sub | 138 | 138 | HFW | 6.12 | 0 | 1 | 266.8 ACSR | 0 | 0 | 0 | 0 | 0 | 0 | 0 | 0 | 0 | 0 | 0 | 0 | 0 | 0 | 0 | 0 | 0 | 0 | 610800504 | 0 | 0 | 0 | 0 | 12
NO |  | 80 | 2011 | 3 | 4 | 4 |  | 14 Halstead Sub | Moundridge Sub | 138 | 138 | HFW | 11.16 | 0 | 1 | 795.0 ACSR | 17325 | 1558623 | 1575948 | 0 | 0 | 0 | 0 | 0 | 0 | 0 | 0 | 0 | 0 | 0 | 0 | 0 | 0 | 0 | 0 | 0 | 0 | 0 | 0 | 12
NO |  | 80 | 2011 | 3 | 6 | 6 |  | 15 Neosho Sub | Liberty/Dearing Sub | 138 | 138 | HFW | 41.19 | 0 | 1 | 795.0 ACSR | 83755 | 1735006 | 1818761 | 0 | 0 | 0 | 0 | 0 | 0 | 0 | 0 | 0 | 0 | 0 | 0 | 0 | 0 | 0 | 0 | 0 | 0 | 0 | 0 | 12
NO |  | 80 | 2011 | 3 | 8 | 8 |  | 16 Altoona Sub | Tioga Sub | 138 | 138 | HFW | 16.38 | 0 | 1 | 477.0 ACSR | 45415 | 492060 | 537475 | 0 | 0 | 0 | 0 | 0 | 0 | 0 | 0 | 0 | 0 | 0 | 0 | 0 | 0 | 0 | 0 | 0 | 0 | 0 | 0 | 12
NO |  | 80 | 2011 | 3 | 10 | 10 |  | 17 Dearing Sub | Bartlesville KGE-AEP Tie | 138 | 138 | HFW | 3.91 | 0 | 1 | 795.0 ACSR | 8283 | 1708760 | 1717043 | 0 | 0 | 0 | 0 | 0 | 0 | 0 | 0 | 0 | 0 | 0 | 0 | 0 | 0 | 0 | 0 | 0 | 0 | 0 | 0 | 12
NO |  | 80 | 2011 | 3 | 15 | 15 |  | 18 Northeast Sub | Weaver Sub | 138 | 138 | HFW | 10.29 | 0 | 1 | 795.0 ACSR | 0 | 0 | 0 | 0 | 0 | 0 | 0 | 0 | 0 | 0 | 0 | 0 | 0 | 0 | 0 | 0 | 0 | 0 | 610800444 | 0 | 0 | 0 | 0 | 12
NO |  | 80 | 2011 | 3 | 17 | 17 |  | 19 Gordon Evans Sub | Wichita 345 Sub | 138 | 138 | ST | 0.19 | 0 | 1 | 795.0 ACSR | 0 | 34081 | 34081 | 0 | 0 | 0 | 0 | 0 | 0 | 0 | 0 | 0 | 0 | 0 | 0 | 0 | 0 | 0 | 0 | 0 | 0 | 0 | 0 | 12
NO |  | 80 | 2011 | 3 | 19 | 19 |  | 20 Dearing Sub | Montgomery Sub | 138 | 138 | HFW | 11.45 | 0 | 1 | 795.0 ACSR | 33611 | 466492 | 500103 | 0 | 0 | 0 | 0 | 0 | 0 | 0 | 0 | 0 | 0 | 0 | 0 | 0 | 0 | 0 | 0 | 0 | 0 | 0 | 0 | 12
NO |  | 80 | 2011 | 3 | 23 | 23 |  | 21 Rose Hill Sub | El Paso Sub | 138 | 138 | ST | 0.11 | 0 | 1 | 954.0 ACSR | 0 | 0 | 0 | 0 | 0 | 0 | 0 | 0 | 0 | 0 | 0 | 0 | 0 | 0 | 0 | 0 | 0 | 0 | 610800446 | 0 | 0 | 0 | 0 | 12
NO |  | 80 | 2011 | 3 | 29 | 29 |  | 22 Centennial Sub | Cowskin Sub | 138 | 138 | SPW | 3.36 | 0 | 1 | 954.0 ACSR | 0 | 0 | 0 | 0 | 0 | 0 | 0 | 0 | 0 | 0 | 0 | 0 | 0 | 0 | 0 | 0 | 0 | 0 | 610800449 | 0 | 0 | 0 | 0 | 12
NO |  | 80 | 2011 | 3 | 32 | 32 |  | 23 Canal Sub | 17th Street Sub | 138 | 138 | SPS | 0.47 | 0 | 1 | 954.0 ACSR | 0 | 0 | 0 | 0 | 0 | 0 | 0 | 0 | 0 | 0 | 0 | 0 | 0 | 0 | 0 | 0 | 0 | 0 | 610800452 | 0 | 0 | 0 | 0 | 12
NO |  | 80 | 2011 | 3 | 34 | 34 |  | 24 Neosho 345 Sub | Neosho SES Sub | 138 | 138 | HFW | 0.28 | 0 | 1 | 954.0 ACSR | 0 | 83643 | 83643 | 0 | 0 | 0 | 0 | 0 | 0 | 0 | 0 | 0 | 0 | 0 | 0 | 0 | 0 | 0 | 0 | 0 | 0 | 0 | 0 | 12
NO |  | 80 | 2011 | 4 | 5 | 5 |  | 25 Montgomery Sub | Altoona Sub | 138 | 138 | ST | 0.71 | 0 | 1 | 954.0 ACSR | 0 | 0 | 0 | 0 | 0 | 0 | 0 | 0 | 0 | 0 | 0 | 0 | 0 | 0 | 0 | 0 | 0 | 0 | 610800456 | 0 | 0 | 0 | 0 | 12
NO |  | 80 | 2011 | 4 | 12 | 12 |  | 26 Benton Sub | Midian Sub | 138 | 138 | ST | 0.02 | 0 | 1 | 954.0 ACSR | 0 | 0 | 0 | 0 | 0 | 0 | 0 | 0 | 0 | 0 | 0 | 0 | 0 | 0 | 0 | 0 | 0 | 0 | 610800461 | 0 | 0 | 0 | 0 | 12
NO |  | 80 | 2011 | 4 | 17 | 17 |  | 27 Rose Hill Sub | Weaver Sub | 138 | 138 | ST | 0.02 | 5.47 | 1 | 954.0 ACSR | 0 | 0 | 0 | 0 | 0 | 0 | 0 | 0 | 0 | 0 | 0 | 0 | 0 | 0 | 0 | 0 | 0 | 0 | 610800464 | 0 | 0 | 0 | 0 | 12
NO |  | 80 | 2011 | 4 | 27 | 27 |  | 28 Boeing Sub | Canal Sub | 138 | 138 | SPS | 0 | 0.52 | 1 | 477.0 ACSR | 0 | 0 | 0 | 0 | 0 | 0 | 0 | 0 | 0 | 0 | 0 | 0 | 0 | 0 | 0 | 0 | 0 | 0 | 610800472 | 0 | 0 | 0 | 0 | 12
NO |  | 80 | 2011 | 4 | 31 | 31 |  | 29 Chisholm Sub | 17th Street Sub | 138 | 138 | CONC | 4.09 | 0 | 1 | 954.0 ACSR | 0 | 0 | 0 | 0 | 0 | 0 | 0 | 0 | 0 | 0 | 0 | 0 | 0 | 0 | 0 | 0 | 0 | 0 | 610800474 | 0 | 0 | 0 | 0 | 12
NO |  | 80 | 2011 | 5 | 1 | 1 |  | 30 El Paso Sub | 64th Street Sub | 138 | 138 | ST | 0.27 | 0 | 1 | 954.0 ACSR | 5688 | 1168207 | 1173895 | 0 | 0 | 0 | 0 | 0 | 0 | 0 | 0 | 0 | 0 | 0 | 0 | 0 | 0 | 0 | 0 | 0 | 0 | 0 | 0 | 12
NO |  | 80 | 2011 | 5 | 4 | 4 |  | 30 El Paso Sub | 64th Street Sub | 138 | 138 | ST | 0.99 | 0 | 1 | 477.0 ACSR | 0 | 0 | 0 | 0 | 0 | 0 | 0 | 0 | 0 | 0 | 0 | 0 | 0 | 0 | 0 | 0 | 0 | 0 | 610800477 | 0 | 0 | 0 | 0 | 12
NO |  | 80 | 2011 | 5 | 6 | 6 |  | 31 Rose Hill Sub | Stearman Sub | 138 | 138 | SPS | 10.19 | 0 | 2 | 954.0 ACSR | 1519628 | 7193608 | 8713236 | 0 | 0 | 0 | 0 | 0 | 0 | 0 | 0 | 0 | 0 | 0 | 0 | 0 | 0 | 0 | 0 | 0 | 0 | 0 | 0 | 12
NO |  | 80 | 2011 | 5 | 12 | 12 |  | 33 64th Street Sub | Weaver Sub | 138 | 138 | SPW | 10.01 | 0 | 1 | 954.0 ACSR | 0 | 0 | 0 | 0 | 0 | 0 | 0 | 0 | 0 | 0 | 0 | 0 | 0 | 0 | 0 | 0 | 0 | 0 | 610800479 | 0 | 0 | 0 | 0 | 12
NO |  | 80 | 2011 | 5 | 14 | 14 |  | 33 Springdale Tap | Springdale Sub | 138 | 138 | SPW | 0.06 | 0 | 1 | 954.0 ACSR | 0 | 0 | 0 | 0 | 0 | 0 | 0 | 0 | 0 | 0 | 0 | 0 | 0 | 0 | 0 | 0 | 0 | 0 | 610800481 | 0 | 0 | 0 | 0 | 12
NO |  | 80 | 2011 | 5 | 20 | 20 |  | 36 Timber Jct Sub | TC Rock Sub | 138 | 138 | SPW | 1.12 | 0 | 2 | 1192.5 ACSR | 0 | 0 | 0 | 0 | 0 | 0 | 0 | 0 | 0 | 0 | 0 | 0 | 0 | 0 | 0 | 0 | 0 | 0 | 610800483 | 0 | 0 | 0 | 0 | 12
NO |  | 80 | 2011 | 5 | 2 | 2 |  | 30 El Paso Sub | 64th Street Sub | 138 | 138 | SPW | 5.77 | 0 | 1 | 954.0 ACSR | 0 | 0 | 0 | 0 | 0 | 0 | 0 | 0 | 0 | 0 | 0 | 0 | 0 | 0 | 0 | 0 | 0 | 0 | 610800475 | 0 | 0 | 0 | 0 | 12
NO |  | 80 | 2011 | 5 | 7 | 7 |  | 31 Rose Hill Sub | Stearman Sub | 138 | 138 | SPS | 1.45 | 0 | 1 | 954.0 ACSR | 0 | 0 | 0 | 0 | 0 | 0 | 0 | 0 | 0 | 0 | 0 | 0 | 0 | 0 | 0 | 0 | 0 | 0 | 610800478 | 0 | 0 | 0 | 0 | 12
NO |  | 80 | 2011 | 5 | 13 | 13 |  | 33 64th Street Sub | Weaver Sub | 138 | 138 | SPW | 0 | 0.92 | 1 | 954.0 ACSR | 0 | 0 | 0 | 0 | 0 | 0 | 0 | 0 | 0 | 0 | 0 | 0 | 0 | 0 | 0 | 0 | 0 | 0 | 610800480 | 0 | 0 | 0 | 0 | 12
NO |  | 80 | 2011 | 5 | 15 | 15 |  | 33 Harry St Sub So Tap | Harry St Sub | 138 | 138 | SPW | 0.12 | 0 | 1 | 954.0 ACSR | 0 | 0 | 0 | 0 | 0 | 0 | 0 | 0 | 0 | 0 | 0 | 0 | 0 | 0 | 0 | 0 | 0 | 0 | 610800482 | 0 | 0 | 0 | 0 | 12
NO |  | 80 | 2011 | 5 | 19 | 19 |  | 36 Sumner County Sub | Timber Jct Sub | 138 | 138 | SPW | 12 | 0 | 1 | 1192.5 ACSR | 1049582 | 8516830 | 9566412 | 0 | 0 | 0 | 0 | 0 | 0 | 0 | 0 | 0 | 0 | 0 | 0 | 0 | 0 | 0 | 0 | 0 | 0 | 0 | 0 | 12
NO |  | 80 | 2011 | 5 | 23 | 23 |  | TOTAL 138 kV LINES |  | 0 | 0 |  | 501.74 | 38.08 | 113 |  | 5558878 | 72355971 | 77914849 | 0 | 0 | 0 | 0 | 0 | 0 | 0 | 0 | 0 | 0 | 0 | 0 | 0 | 0 | 0 | 0 | 0 | 0 | 0 | 0 | 12
SI/NO | A | 80 | 2011 | 5 | 25 | 25 |  | 69 kV LINES |  | 69 | 69 |  | 925.61 | 10.91 | 0 |  | 1543804 | 106403600 | 107947404 | 0 | 0 | 0 | 2553355.3287 | 0 | 0 | 0 | 0 | 0 | 0 | 0 | 0 | 0 | 0 | 0 | 0 | 0 | 0 | 0 | 0 | 12
NO |  | 80 | 2011 | 5 | 22 | 22 |  | 38 Bentley West Sub | 38 Bentley East Sub | 138 | 138 | SPW | 3.41 | 0 | 1 | 1192.5 ACSR | -24848 | 115681 | 90833 | 0 | 0 | 0 | 0 | 0 | 0 | 0 | 0 | 0 | 0 | 0 | 0 | 0 | 610800530 | 0 | 0 | 0 | 0 | 0 | 0 | 12
SI/NO | A | 80 | 2011 | 5 | 27 | 27 |  | 34.5 kV LINES |  | 34.5 | 34.5 |  | 108.64 | 0 | 0 |  | 1153458 | 1602156 | 2755614 | 0 | 0 | 0 | 65180.4622 | 0 | 0 | 0 | 0 | 0 | 0 | 0 | 0 | 0 | 0 | 0 | 0 | 0 | 0 | 0 | 0 | 12
NO |  | 42 | 2011 | 0 | 1 | 1 |  | COMMONLY OWNED 345 KV |  | 0 | 0 |  | 0 | 0 | 0 |  | 0 | 0 | 0 | 0 | 0 | 0 | 0 | 610420169 | 0 | 0 | 0 | 0 | 0 | 0 | 0 | 0 | 0 | 0 | 0 | 0 | 0 | 0 | 0 | 12
NO |  | 42 | 2011 | 0 | 2 | 2 |  | Beckjord Station | Pierce Sub. A | 354 | 345 | Steel Tower | 0.32 | 0 | 1 | 1414 ACSR | 14534 | 49231 | 63765 | 48263 | 4221 | 0 | 52484 | 0 | 0 | 0 | 0 | 0 | 0 | 0 | 0 | 0 | 0 | 0 | 0 | 0 | 0 | 0 | 0 | 12
NO |  | 42 | 2011 | 0 | 4 | 4 |  | Pierce Sub. | Foster Sub. A | 345 | 345 | Steel Tower | 23.95 | 0 | 2 | 2-1024.5 ACAR | 341950 | 829456 | 1171406 | 0 | 0 | 0 | 0 | 0 | 0 | 0 | 0 | 0 | 0 | 0 | 0 | 0 | 0 | 0 | 0 | 0 | 0 | 0 | 0 | 12
NO |  | 42 | 2011 | 0 | 6 | 6 |  | Greene Sub. | Sugarcreek Sub. J | 345 | 345 | Steel Tower | 1.45 | 0 | 1 | 2-1024.5 ACAR | 0 | 0 | 0 | 0 | 0 | 0 | 0 | 0 | 0 | 0 | 0 | 0 | 0 | 0 | 0 | 0 | 0 | 0 | 0 | 0 | 0 | 0 | 0 | 12
NO |  | 42 | 2011 | 0 | 7 | 7 |  |  | J | 345 | 345 | Steel Pole | 6.85 | 0 | 2 | 2-1024.5 ACAR | 84936 | 369053 | 453989 | 0 | 775 | 0 | 775 | 0 | 0 | 0 | 0 | 0 | 0 | 0 | 0 | 0 | 0 | 0 | 0 | 0 | 0 | 0 | 0 | 12
NO |  | 42 | 2011 | 0 | 9 | 9 |  | Greene Sub. | Beatty Sub. A | 345 | 345 | Steel Tower | 39.32 | 0 | 1 | 2-1024.5 ACAR | 0 | 0 | 0 | 0 | 0 | 0 | 0 | 0 | 0 | 0 | 0 | 0 | 0 | 0 | 0 | 0 | 0 | 0 | 0 | 0 | 0 | 0 | 0 | 12
NO |  | 42 | 2011 | 0 | 10 | 10 |  |  | A | 345 | 345 | Wood H-Frame | 0.62 | 0 | 1 | 2-1024.5 ACAR | 0 | 0 | 0 | 0 | 0 | 0 | 0 | 0 | 0 | 0 | 0 | 0 | 0 | 0 | 0 | 0 | 0 | 0 | 0 | 0 | 0 | 0 | 0 | 12
NO |  | 42 | 2011 | 0 | 11 | 11 |  |  | A | 345 | 345 | Steel Tower | 3.64 | 0 | 2 | 2-1024.5 ACAR | 0 | 0 | 0 | 0 | 0 | 0 | 0 | 0 | 0 | 0 | 0 | 0 | 0 | 0 | 0 | 0 | 0 | 0 | 0 | 0 | 0 | 0 | 0 | 12
NO |  | 42 | 2011 | 0 | 12 | 12 |  |  | A | 345 | 345 | Steel Tower | 5.42 | 0 | 1 | 2-1024.5 ACAR | 407287 | 1301707 | 1708994 | 0 | 20904 | 0 | 20904 | 0 | 0 | 0 | 0 | 0 | 0 | 0 | 0 | 0 | 0 | 0 | 0 | 0 | 0 | 0 | 0 | 12
NO |  | 42 | 2011 | 0 | 14 | 14 |  | Marquis Sub. | Bixby Sub. A | 345 | 345 | Steel Tower | 45.86 | 0 | 1 | 2-983.1 ACAR | 0 | 0 | 0 | 0 | 0 | 0 | 0 | 0 | 0 | 0 | 0 | 0 | 0 | 0 | 0 | 0 | 0 | 0 | 0 | 0 | 0 | 0 | 0 | 12
NO |  | 42 | 2011 | 0 | 15 | 15 |  |  | B | 345 | 345 | Steel Tower | 17.3 | 0 | 1 | 2-954 ACSR | 0 | 0 | 0 | 0 | 0 | 0 | 0 | 0 | 0 | 0 | 0 | 0 | 0 | 0 | 0 | 0 | 0 | 0 | 0 | 0 | 0 | 0 | 0 | 12
NO |  | 42 | 2011 | 0 | 16 | 16 |  |  | B | 345 | 345 | Steel Tower | 0 | 8.52 | 0 | 2-954 ACSR | 437658 | 1892302 | 2329960 | 0 | 198371 | 0 | 198371 | 0 | 0 | 0 | 0 | 0 | 0 | 0 | 0 | 0 | 0 | 0 | 0 | 0 | 0 | 0 | 0 | 12
NO |  | 42 | 2011 | 0 | 18 | 18 |  | Stuart Sub. | Clinton Sub. A | 345 | 345 | Steel Tower | 0.06 | 0 | 2 | 2-1024.5 ACAR | 0 | 0 | 0 | 0 | 0 | 0 | 0 | 0 | 0 | 0 | 0 | 0 | 0 | 0 | 0 | 0 | 0 | 0 | 0 | 0 | 0 | 0 | 0 | 12
NO |  | 42 | 2011 | 0 | 19 | 19 |  |  | A | 345 | 345 | Steel Tower | 54.04 | 0 | 1 | 2-1024.5 ACAR | 0 | 0 | 0 | 0 | 0 | 0 | 0 | 0 | 0 | 0 | 0 | 0 | 0 | 0 | 0 | 0 | 0 | 0 | 0 | 0 | 0 | 0 | 0 | 12
NO |  | 42 | 2011 | 0 | 20 | 20 |  | Clinton Sub. | Greene Sub. A | 345 | 345 | Steel Tower | 22.26 | 0 | 1 | 2-1024.5 ACAR | 0 | 0 | 0 | 0 | 0 | 0 | 0 | 0 | 0 | 0 | 0 | 0 | 0 | 0 | 0 | 0 | 0 | 0 | 0 | 0 | 0 | 0 | 0 | 12
NO |  | 42 | 2011 | 0 | 21 | 21 |  |  | A | 345 | 345 | Wood H-Frame | 0.58 | 0 | 1 | 2-1024.5 ACAR | 0 | 0 | 0 | 0 | 0 | 0 | 0 | 0 | 0 | 0 | 0 | 0 | 0 | 0 | 0 | 0 | 0 | 0 | 0 | 0 | 0 | 0 | 0 | 12
NO |  | 42 | 2011 | 0 | 22 | 22 |  |  | A | 345 | 345 | Steel Tower | 2.18 | 0 | 1 | 2-1024.5 ACAR | 0 | 0 | 0 | 0 | 0 | 0 | 0 | 0 | 0 | 0 | 0 | 0 | 0 | 0 | 0 | 0 | 0 | 0 | 0 | 0 | 0 | 0 | 0 | 12
NO |  | 42 | 2011 | 0 | 23 | 23 |  |  | J | 345 | 345 | Steel Tower | 1.16 | 0 | 2 | 2-1024.5 ACAR | 0 | 0 | 0 | 0 | 0 | 0 | 0 | 0 | 0 | 0 | 0 | 0 | 0 | 0 | 0 | 0 | 0 | 0 | 0 | 0 | 0 | 0 | 0 | 12
NO |  | 42 | 2011 | 0 | 24 | 24 |  |  | J | 345 | 345 | Steel Tower | 0.1 | 0 | 2 | 2-1024.5 ACAR | 469103 | 2351775 | 2820878 | 0 | 46184 | 0 | 46184 | 0 | 0 | 0 | 0 | 0 | 0 | 0 | 0 | 0 | 0 | 0 | 0 | 0 | 0 | 0 | 0 | 12
NO |  | 42 | 2011 | 0 | 26 | 26 |  | Stuart Sub. | Killen Tie West A | 345 | 345 | Steel Tower | 13.13 | 0 | 1 | 2-983.1 ACAR | 0 | 0 | 0 | 0 | 0 | 0 | 0 | 0 | 0 | 0 | 0 | 0 | 0 | 0 | 0 | 0 | 0 | 0 | 0 | 0 | 0 | 0 | 0 | 12
NO |  | 42 | 2011 | 0 | 27 | 27 |  | Killen Tie East | Marquis Sub. A | 345 | 345 | Steel Tower | 3.9 | 0 | 1 | 2-983.1 ACAR | 0 | 0 | 0 | 0 | 0 | 0 | 0 | 0 | 0 | 0 | 0 | 0 | 0 | 0 | 0 | 0 | 0 | 0 | 0 | 0 | 0 | 0 | 0 | 12
NO |  | 42 | 2011 | 0 | 28 | 28 |  |  | A | 345 | 345 | Steel Tower | 28.11 | 0 | 1 | 2-983.1 ACAR | 110254 | 1559205 | 1669459 | 0 | 6935 | 0 | 6935 | 0 | 0 | 0 | 0 | 0 | 0 | 0 | 0 | 0 | 0 | 0 | 0 | 0 | 0 | 0 | 0 | 12
NO |  | 42 | 2011 | 0 | 30 | 30 |  | Stuart Sub. | Foster Sub. A | 345 | 345 | Steel Tower | 0.59 | 0 | 1 | 2-1024 ACAR | 0 | 0 | 0 | 0 | 0 | 0 | 0 | 0 | 0 | 0 | 0 | 0 | 0 | 0 | 0 | 0 | 0 | 0 | 0 | 0 | 0 | 0 | 0 | 12
NO |  | 42 | 2011 | 0 | 31 | 31 |  |  | A | 345 | 345 | Steel Tower | 55.18 | 0 | 1 | 2-1024 ACAR | 0 | 0 | 0 | 0 | 0 | 0 | 0 | 0 | 0 | 0 | 0 | 0 | 0 | 0 | 0 | 0 | 0 | 0 | 0 | 0 | 0 | 0 | 0 | 12
NO |  | 42 | 2011 | 0 | 32 | 32 |  |  | J | 345 | 345 | Steel Tower | 1.4 | 0 | 2 | 2-1024 ACAR | 0 | 0 | 0 | 0 | 0 | 0 | 0 | 0 | 0 | 0 | 0 | 0 | 0 | 0 | 0 | 0 | 0 | 0 | 0 | 0 | 0 | 0 | 0 | 12
NO |  | 42 | 2011 | 0 | 33 | 33 |  |  | J | 345 | 345 | Steel H-Frame | 0 | 1.57 | 3 | 2-1024 ACAR | 0 | 0 | 0 | 0 | 0 | 0 | 0 | 0 | 0 | 0 | 0 | 0 | 0 | 0 | 0 | 0 | 0 | 0 | 0 | 0 | 0 | 0 | 0 | 12
NO |  | 42 | 2011 | 0 | 34 | 34 |  |  | J | 345 | 345 | Steel Pole | 0.23 | 0 | 1 | 2-1024 ACAR | 380541 | 1599101 | 1979642 | 68949 | 14216 | 0 | 83165 | 0 | 0 | 0 | 0 | 0 | 0 | 0 | 0 | 0 | 0 | 0 | 0 | 0 | 0 | 0 | 0 | 12
NO |  | 42 | 2011 | 1 | 1 | 1 |  | COMMONLY OWNED 345 KV |  | 0 | 0 |  | 0 | 0 | 0 |  | 0 | 0 | 0 | 0 | 0 | 0 | 0 | 0 | 0 | 0 | 0 | 0 | 0 | 0 | 0 | 0 | 0 | 0 | 0 | 0 | 0 | 0 | 0 | 12
NO |  | 42 | 2011 | 1 | 2 | 2 |  | Sugarcreek Sub. | Foster Sub. J | 345 | 345 | Steel Pole | 24.11 | 0 | 2 | 2-1024.5 ACAR | 0 | 0 | 0 | 0 | 0 | 0 | 0 | 0 | 0 | 0 | 0 | 0 | 0 | 0 | 0 | 0 | 0 | 0 | 0 | 0 | 0 | 0 | 0 | 12
NO |  | 42 | 2011 | 1 | 3 | 3 |  |  | J | 345 | 345 | Steel Tower | 0.23 | 0 | 2 | 2-1024.5 ACAR | 0 | 0 | 0 | 0 | 0 | 0 | 0 | 0 | 0 | 0 | 0 | 0 | 0 | 0 | 0 | 0 | 0 | 0 | 0 | 0 | 0 | 0 | 0 | 12
NO |  | 42 | 2011 | 1 | 4 | 4 |  |  | J | 345 | 345 | Steel H-Frame | 1.57 | 0 | 3 | 2-1024.5 ACAR | 0 | 0 | 0 | 0 | 0 | 0 | 0 | 0 | 0 | 0 | 0 | 0 | 0 | 0 | 0 | 0 | 0 | 0 | 0 | 0 | 0 | 0 | 0 | 12
NO |  | 42 | 2011 | 1 | 5 | 5 |  |  | J | 345 | 345 | Steel Pole | 1.4 | 0 | 1 | 2-1024.5 ACAR | 423046 | 1111608 | 1534654 | 0 | 48528 | 0 | 48528 | 0 | 0 | 0 | 0 | 0 | 0 | 0 | 0 | 0 | 0 | 0 | 0 | 0 | 0 | 0 | 0 | 12
NO |  | 42 | 2011 | 1 | 7 | 7 |  | Beatty Sub. | Bixby Sub. B | 345 | 345 | Steel Tower | 4.69 | 0 | 1 | 2-954 ACSR | 0 | 0 | 0 | 0 | 0 | 0 | 0 | 0 | 0 | 0 | 0 | 0 | 0 | 0 | 0 | 0 | 0 | 0 | 0 | 0 | 0 | 0 | 0 | 12
NO |  | 42 | 2011 | 1 | 8 | 8 |  |  | B | 345 | 345 | Steel Tower | 8.52 | 0 | 2 | 2-954 ACSR | 238833 | 777158 | 1015991 | 0 | 166 | 0 | 166 | 0 | 0 | 0 | 0 | 0 | 0 | 0 | 0 | 0 | 0 | 0 | 0 | 0 | 0 | 0 | 0 | 12
NO |  | 42 | 2011 | 1 | 10 | 10 |  | Bixby Sub. | Point N (Kirk) K | 345 | 345 | Steel Tower | 14.81 | 0 | 2 | 2-954 ACSR | 0 | 0 | 0 | 0 | 0 | 0 | 0 | 0 | 0 | 0 | 0 | 0 | 0 | 0 | 0 | 0 | 0 | 0 | 0 | 0 | 0 | 0 | 0 | 12
NO |  | 42 | 2011 | 1 | 11 | 11 |  | Kirk Sub. | Corridor Sub. K | 345 | 345 | Wood H-Frame | 18.38 | 0 | 1 | 2-954 ACSR | 287711 | 725580 | 1013291 | 0 | 200 | 0 | 200 | 0 | 0 | 0 | 0 | 0 | 0 | 0 | 0 | 0 | 0 | 0 | 0 | 0 | 0 | 0 | 0 | 12
NO |  | 42 | 2011 | 1 | 13 | 13 |  | Stuart Sub. | Spurlock Tap A | 345 | 345 | Steel Tower | 7.62 | 0 | 1 | 2-954 ACSR | 0 | 0 | 0 | 0 | 0 | 0 | 0 | 0 | 0 | 0 | 0 | 0 | 0 | 0 | 0 | 0 | 0 | 0 | 0 | 0 | 0 | 0 | 0 | 12
NO |  | 42 | 2011 | 1 | 14 | 14 |  | Spurlock Tap | Zimmer Sta. A | 345 | 345 | Steel Tower | 27.51 | 0 | 1 | 2-954 ACSR | 0 | 0 | 0 | 0 | 0 | 0 | 0 | 0 | 0 | 0 | 0 | 0 | 0 | 0 | 0 | 0 | 0 | 0 | 0 | 0 | 0 | 0 | 0 | 12
NO |  | 42 | 2011 | 1 | 15 | 15 |  |  | E | 345 | 345 | Steel Tower | 0.78 | 0 | 2 | 2-954 ACSR | 262436 | 1445273 | 1707709 | 92390 | 10910 | 0 | 103300 | 0 | 0 | 0 | 0 | 0 | 0 | 0 | 0 | 0 | 0 | 0 | 0 | 0 | 0 | 0 | 0 | 12
NO |  | 42 | 2011 | 1 | 17 | 17 |  | Zimmer Sta. | Foster Jct. E | 345 | 345 | Steel Tower | 0 | 0.28 | 0 | 2-954 ACSR | 0 | 0 | 0 | 0 | 0 | 0 | 0 | 0 | 0 | 0 | 0 | 0 | 0 | 0 | 0 | 0 | 0 | 0 | 0 | 0 | 0 | 0 | 0 | 12
NO |  | 42 | 2011 | 1 | 18 | 18 |  |  | E | 345 | 345 | Steel Tower | 0 | 0.23 | 0 | 2-954 ACSR | 0 | 0 | 0 | 0 | 0 | 0 | 0 | 0 | 0 | 0 | 0 | 0 | 0 | 0 | 0 | 0 | 0 | 0 | 0 | 0 | 0 | 0 | 0 | 12
NO |  | 42 | 2011 | 1 | 19 | 19 |  |  | E | 345 | 345 | Steel Tower | 0 | 0.8 | 0 | 2-954 ACSR | 0 | 0 | 0 | 0 | 0 | 0 | 0 | 0 | 0 | 0 | 0 | 0 | 0 | 0 | 0 | 0 | 0 | 0 | 0 | 0 | 0 | 0 | 0 | 12
NO |  | 42 | 2011 | 1 | 20 | 20 |  |  | A | 345 | 345 | Steel Tower | 9.52 | 0 | 1 | 2-954 ACSR | 0 | 0 | 0 | 0 | 0 | 0 | 0 | 0 | 0 | 0 | 0 | 0 | 0 | 0 | 0 | 0 | 0 | 0 | 0 | 0 | 0 | 0 | 0 | 12
NO |  | 42 | 2011 | 1 | 21 | 21 |  |  | E | 345 | 345 | Steel Tower | 0 | 23.38 | 0 | 2-1024.5 ACAR | 0 | 0 | 0 | 0 | 0 | 0 | 0 | 0 | 0 | 0 | 0 | 0 | 0 | 0 | 0 | 0 | 0 | 0 | 0 | 0 | 0 | 0 | 0 | 12
NO |  | 42 | 2011 | 1 | 22 | 22 |  | Foster Jct. | Port Union Sub. E | 345 | 345 | Steel Tower | 11.7 | 0 | 2 | 2-954 ACSR | 445514 | 1785609 | 2231123 | 135291 | 15023 | 0 | 150314 | 0 | 0 | 0 | 0 | 0 | 0 | 0 | 0 | 0 | 0 | 0 | 0 | 0 | 0 | 0 | 0 | 12
NO |  | 42 | 2011 | 1 | 24 | 24 |  | Zimmer Sta. | Silver Grove Sub. E | 345 | 345 | Steel Tower | 13.55 | 0 | 1 | 2-1113 ACSR | 0 | 0 | 0 | 0 | 0 | 0 | 0 | 0 | 0 | 0 | 0 | 0 | 0 | 0 | 0 | 0 | 0 | 0 | 0 | 0 | 0 | 0 | 0 | 12
NO |  | 42 | 2011 | 1 | 25 | 25 |  |  | E | 345 | 345 | Steel Tower | 2.01 | 0 | 2 | 2-1113 ACSR | 536138 | 8367092 | 8903230 | 88254 | 7617 | 0 | 95871 | 0 | 0 | 0 | 0 | 0 | 0 | 0 | 0 | 0 | 0 | 0 | 0 | 0 | 0 | 0 | 0 | 12
NO |  | 42 | 2011 | 1 | 27 | 27 |  | Silver Grove Sub. | Red Bank Sub. E | 345 | 345 | Steel Tower | 0 | 2.01 | 0 | 2-1113 ACSR | 0 | 0 | 0 | 0 | 0 | 0 | 0 | 0 | 0 | 0 | 0 | 0 | 0 | 0 | 0 | 0 | 0 | 0 | 0 | 0 | 0 | 0 | 0 | 12
NO |  | 42 | 2011 | 1 | 28 | 28 |  |  | E | 345 | 345 | Steel Tower | 17.01 | 0 | 2 | 2-954 ACSR | 0 | 0 | 0 | 0 | 0 | 0 | 0 | 0 | 0 | 0 | 0 | 0 | 0 | 0 | 0 | 0 | 0 | 0 | 0 | 0 | 0 | 0 | 0 | 12
NO |  | 42 | 2011 | 1 | 29 | 29 |  | Red Bank Sub | Terminal Sub. E | 345 | 345 | Steel Tower | 6.65 | 0 | 2 | 2-954 ACSR | 0 | 0 | 0 | 49643 | 21226 | 0 | 70869 | 0 | 0 | 0 | 0 | 0 | 0 | 0 | 0 | 0 | 0 | 0 | 0 | 0 | 0 | 0 | 0 | 12
NO |  | 42 | 2011 | 1 | 30 | 30 |  | Stuart Sub. | Atlanta Sub. B | 345 | 345 | Steel Tower | 0 | 0.06 | 2 | 2-954 ACSR | 0 | 0 | 0 | 0 | 0 | 0 | 0 | 0 | 0 | 0 | 0 | 0 | 0 | 0 | 0 | 0 | 0 | 0 | 0 | 0 | 0 | 0 | 0 | 12
NO |  | 42 | 2011 | 1 | 31 | 31 |  |  | B | 345 | 345 | Steel Tower | 70.14 | 0 | 1 | 2-954 ACSR | 106955 | 489949 | 596904 | 0 | 0 | 0 | 0 | 0 | 0 | 0 | 0 | 0 | 0 | 0 | 0 | 0 | 0 | 0 | 0 | 0 | 0 | 0 | 0 | 12
NO |  | 42 | 2011 | 2 | 1 | 1 |  | COMMONLY OWNED 345 KV |  | 0 | 0 |  | 0 | 0 | 0 |  | 0 | 0 | 0 | 0 | 0 | 0 | 0 | 0 | 0 | 0 | 0 | 0 | 0 | 0 | 0 | 0 | 0 | 0 | 0 | 0 | 0 | 0 | 0 | 12
NO |  | 42 | 2011 | 2 | 2 | 2 |  | Atlanta Sub. | Adkins Sub. A | 345 | 345 | Steel Tower | 4.8 | 0 | 1 | 2-983.1 ACAR | 0 | 0 | 0 | 0 | 0 | 0 | 0 | 0 | 0 | 0 | 0 | 0 | 0 | 0 | 0 | 0 | 0 | 0 | 0 | 0 | 0 | 0 | 0 | 12
NO |  | 42 | 2011 | 2 | 3 | 3 |  |  | A | 345 | 345 | Steel Tower | 5.94 | 0 | 1 | 2-983.1 ACAR | 0 | 0 | 0 | 0 | 0 | 0 | 0 | 0 | 0 | 0 | 0 | 0 | 0 | 0 | 0 | 0 | 0 | 0 | 0 | 0 | 0 | 0 | 0 | 12
NO |  | 42 | 2011 | 2 | 4 | 4 |  | Adkins Sub. | Beatty Sub. A | 345 | 345 | Steel Tower | 9.26 | 0 | 1 | 2-983.1 ACAR | 0 | 0 | 0 | 0 | 0 | 0 | 0 | 0 | 0 | 0 | 0 | 0 | 0 | 0 | 0 | 0 | 0 | 0 | 0 | 0 | 0 | 0 | 0 | 12
NO |  | 42 | 2011 | 2 | 5 | 5 |  |  | A | 345 | 345 | Steel Tower | 0 | 3.54 | 0 | 2-983.1 ACAR | 0 | 0 | 0 | 0 | 0 | 0 | 0 | 0 | 0 | 0 | 0 | 0 | 0 | 0 | 0 | 0 | 0 | 0 | 0 | 0 | 0 | 0 | 0 | 12
NO |  | 42 | 2011 | 2 | 6 | 6 |  |  | A | 345 | 345 | Steel Tower | 0.16 | 0 | 1 | 2-983.1 ACAR | 679517 | 2113257 | 2792774 | 0 | 153404 | 0 | 153404 | 0 | 0 | 0 | 0 | 0 | 0 | 0 | 0 | 0 | 0 | 0 | 0 | 0 | 0 | 0 | 0 | 12
NO |  | 42 | 2011 | 2 | 8 | 8 |  | Bixby Sub. | Conesville Sub. B | 345 | 345 | Steel Tower | 0 | 14.87 | 0 | 2-954 ACSR | 0 | 0 | 0 | 0 | 0 | 0 | 0 | 0 | 0 | 0 | 0 | 0 | 0 | 0 | 0 | 0 | 0 | 0 | 0 | 0 | 0 | 0 | 0 | 12
NO |  | 42 | 2011 | 2 | 9 | 9 |  |  | B | 345 | 345 | Wood H-Frame | 50.86 | 0 | 1 | 2-954 ACSR | 360943 | 1516588 | 1877531 | 0 | 52666 | 0 | 52666 | 0 | 0 | 0 | 0 | 0 | 0 | 0 | 0 | 0 | 0 | 0 | 0 | 0 | 0 | 0 | 0 | 12
NO |  | 42 | 2011 | 2 | 11 | 11 |  | Conesville Sub. | Hyatt Sub. C | 345 | 345 | Steel Tower | 56.98 | 0 | 1 | 2-954 ACSR | 0 | 0 | 0 | 0 | 0 | 0 | 0 | 0 | 0 | 0 | 0 | 0 | 0 | 0 | 0 | 0 | 0 | 0 | 0 | 0 | 0 | 0 | 0 | 12
NO |  | 42 | 2011 | 2 | 12 | 12 |  |  | D | 345 | 345 | Steel Tower | 9.09 | 0 | 2 | 2-954 ACSR | 0 | 0 | 0 | 0 | 0 | 0 | 0 | 0 | 0 | 0 | 0 | 0 | 0 | 0 | 0 | 0 | 0 | 0 | 0 | 0 | 0 | 0 | 0 | 12
NO |  | 42 | 2011 | 2 | 13 | 13 |  |  | D | 345 | 345 | Steel Pole | 1.78 | 0 | 2 | 2-954 ACSR | 0 | 0 | 0 | 0 | 0 | 0 | 0 | 0 | 0 | 0 | 0 | 0 | 0 | 0 | 0 | 0 | 0 | 0 | 0 | 0 | 0 | 0 | 0 | 12
NO |  | 42 | 2011 | 2 | 14 | 14 |  |  | D | 345 | 345 | Wood H-Frame | 0.48 | 0 | 2 | 2-954 ACSR | 449457 | 1634266 | 2083723 | 0 | 13213 | 0 | 13213 | 0 | 0 | 0 | 0 | 0 | 0 | 0 | 0 | 0 | 0 | 0 | 0 | 0 | 0 | 0 | 0 | 12
NO |  | 42 | 2011 | 2 | 16 | 16 |  | Seven Mile Tie | Miami Fort Sta. I | 345 | 345 | Steel Tower | 0 | 33.25 | 0 | 2-954 ACSR | 0 | 0 | 0 | 0 | 0 | 0 | 0 | 0 | 0 | 0 | 0 | 0 | 0 | 0 | 0 | 0 | 0 | 0 | 0 | 0 | 0 | 0 | 0 | 12
NO |  | 42 | 2011 | 2 | 17 | 17 |  |  | I | 345 | 345 | Steel Tower | 1.37 | 0 | 1 | 2-954 ACSR | 0 | 0 | 0 | 0 | 0 | 0 | 0 | 0 | 0 | 0 | 0 | 0 | 0 | 0 | 0 | 0 | 0 | 0 | 0 | 0 | 0 | 0 | 0 | 12
NO |  | 42 | 2011 | 2 | 18 | 18 |  | Miami Fort Sta. | Todhunter Sub. I | 345 | 345 | Steel Tower | 33.25 | 0 | 2 | 2-954 ACSR | 0 | 0 | 0 | 0 | 0 | 0 | 0 | 0 | 0 | 0 | 0 | 0 | 0 | 0 | 0 | 0 | 0 | 0 | 0 | 0 | 0 | 0 | 0 | 12
NO |  | 42 | 2011 | 2 | 19 | 19 |  |  | I | 345 | 345 | Steel Tower | 9.57 | 0 | 1 | 2-954 ACSR | 2422347 | 8356520 | 10778867 | 151686 | 202027 | 0 | 353713 | 0 | 0 | 0 | 0 | 0 | 0 | 0 | 0 | 0 | 0 | 0 | 0 | 0 | 0 | 0 | 0 | 12
NO |  | 42 | 2011 | 2 | 21 | 21 |  | Foster | Bath J | 345 | 345 | Steel Tower | 0 | 7.25 | 2 | 2-1024.5 ACAR | 0 | 0 | 0 | 0 | 0 | 0 | 0 | 0 | 0 | 0 | 0 | 0 | 0 | 0 | 0 | 0 | 0 | 0 | 0 | 0 | 0 | 0 | 0 | 12
NO |  | 42 | 2011 | 2 | 22 | 22 |  |  | J | 345 | 345 | Steel Pole | 0 | 30.96 | 2 | 2-1024.5 ACAR | 0 | 0 | 0 | 0 | 0 | 0 | 0 | 0 | 0 | 0 | 0 | 0 | 0 | 0 | 0 | 0 | 0 | 0 | 0 | 0 | 0 | 0 | 0 | 12
NO |  | 42 | 2011 | 2 | 23 | 23 |  |  | J | 345 | 345 | Steel Pole | 0.41 | 0 | 1 | 2-1024.5 ACAR | 0 | 0 | 0 | 0 | 0 | 0 | 0 | 0 | 0 | 0 | 0 | 0 | 0 | 0 | 0 | 0 | 0 | 0 | 0 | 0 | 0 | 0 | 0 | 12
NO |  | 42 | 2011 | 2 | 24 | 24 |  |  | J | 345 | 345 | Steel H-Frame | 0 | 1.57 | 3 | 2-1024.5 ACAR | 0 | 17861060 | 17861060 | 0 | 2731 | 0 | 2731 | 0 | 0 | 0 | 0 | 0 | 0 | 0 | 0 | 0 | 0 | 0 | 0 | 0 | 0 | 0 | 0 | 12
NO |  | 42 | 2011 | 2 | 26 | 26 |  | TOTAL COMMONLY OWNED |  | 0 | 0 |  | 751.8 | 128.29 | 89 |  | 8459160 | 56135790 | 64594950 | 634476 | 819317 | 0 | 1453793 | 0 | 0 | 0 | 0 | 0 | 0 | 0 | 0 | 0 | 0 | 0 | 0 | 0 | 0 | 0 | 0 | 12
NO |  | 42 | 2011 | 2 | 27 | 27 |  | 345 KV FACIL-SEE NOTE (L) |  | 0 | 0 |  | 0 | 0 | 0 |  | 0 | 0 | 0 | 0 | 0 | 0 | 0 | 0 | 0 | 0 | 0 | 0 | 0 | 0 | 0 | 0 | 0 | 0 | 0 | 0 | 0 | 0 | 0 | 12
NO |  | 42 | 2011 | 2 | 29 | 29 |  | WHOLLY OWNED 345 KV |  | 0 | 0 |  | 0 | 0 | 0 |  | 0 | 0 | 0 | 0 | 0 | 0 | 0 | 0 | 0 | 0 | 0 | 0 | 0 | 0 | 0 | 0 | 0 | 0 | 0 | 0 | 0 | 0 | 0 | 12
NO |  | 42 | 2011 | 2 | 30 | 30 |  | Greene Sub. | Sugarcreek Sub. | 345 | 345 | Steel Tower | 2.81 | 0 | 2 | 2-1024.5 ACAR | 0 | 0 | 0 | 0 | 0 | 0 | 0 | 0 | 0 | 0 | 0 | 0 | 0 | 0 | 0 | 0 | 0 | 0 | 0 | 0 | 0 | 0 | 0 | 12
NO |  | 42 | 2011 | 2 | 31 | 31 |  |  |  | 345 | 345 | Steel Pole | 0.36 | 0 | 2 | 2-1024.5 ACAR | 0 | 568167 | 568167 | 0 | 0 | 0 | 0 | 0 | 0 | 0 | 0 | 0 | 0 | 0 | 0 | 0 | 0 | 0 | 0 | 0 | 0 | 0 | 0 | 12
NO |  | 42 | 2011 | 2 | 33 | 33 |  | Sugarcreek Sub. | Foster Sub. | 345 | 345 | Steel Tower | 0 | 2.81 | 0 | 2-1024.5 ACAR | 0 | 0 | 0 | 0 | 0 | 0 | 0 | 0 | 0 | 0 | 0 | 0 | 0 | 0 | 0 | 0 | 0 | 0 | 0 | 0 | 0 | 0 | 0 | 12
NO |  | 42 | 2011 | 2 | 34 | 34 |  |  |  | 345 | 345 | Steel Pole | 0 | 0.36 | 0 | 2-1024.5 ACAR | 0 | 128444 | 128444 | 0 | 0 | 0 | 0 | 0 | 0 | 0 | 0 | 0 | 0 | 0 | 0 | 0 | 0 | 0 | 0 | 0 | 0 | 0 | 0 | 12
NO |  | 42 | 2011 | 3 | 1 | 1 |  | WHOLLY OWNED 345 KV |  | 0 | 0 |  | 0 | 0 | 0 |  | 0 | 0 | 0 | 0 | 0 | 0 | 0 | 0 | 0 | 0 | 0 | 0 | 0 | 0 | 0 | 0 | 0 | 0 | 0 | 0 | 0 | 0 | 0 | 12
NO |  | 42 | 2011 | 3 | 2 | 2 |  | Greene Sub. | Bath Sub. | 345 | 345 | Steel Tower | 4.51 | 0 | 2 | 2-1024.5 ACAR | 0 | 0 | 0 | 0 | 0 | 0 | 0 | 0 | 0 | 0 | 0 | 0 | 0 | 0 | 0 | 0 | 0 | 0 | 0 | 0 | 0 | 0 | 0 | 12
NO |  | 42 | 2011 | 3 | 3 | 3 |  |  |  | 345 | 345 | Steel Pole | 0.06 | 0 | 1 | 2-1024.5 ACAR | 0 | 0 | 0 | 0 | 0 | 0 | 0 | 0 | 0 | 0 | 0 | 0 | 0 | 0 | 0 | 0 | 0 | 0 | 0 | 0 | 0 | 0 | 0 | 12
NO |  | 42 | 2011 | 3 | 4 | 4 |  | Bath Sub. | Miami Sub. | 345 | 345 | Steel Pole | 0.06 | 0 | 1 | 2-1024.5 ACAR | 0 | 0 | 0 | 0 | 0 | 0 | 0 | 0 | 0 | 0 | 0 | 0 | 0 | 0 | 0 | 0 | 0 | 0 | 0 | 0 | 0 | 0 | 0 | 12
NO |  | 42 | 2011 | 3 | 5 | 5 |  |  |  | 345 | 345 | Steel Tower | 20.71 | 0 | 2 | 2-1024.5 ACAR | 996644 | 2555134 | 3551778 | 0 | 278041 | 0 | 278041 | 0 | 0 | 0 | 0 | 0 | 0 | 0 | 0 | 0 | 0 | 0 | 0 | 0 | 0 | 0 | 0 | 12
NO |  | 42 | 2011 | 3 | 7 | 7 |  | Miami Sub. | Shelby Sub. | 345 | 345 | Steel Tower | 7.74 | 0 | 1 | 2-1024.5 ACAR | 0 | 0 | 0 | 0 | 0 | 0 | 0 | 0 | 0 | 0 | 0 | 0 | 0 | 0 | 0 | 0 | 0 | 0 | 0 | 0 | 0 | 0 | 0 | 12
NO |  | 42 | 2011 | 3 | 8 | 8 |  |  |  | 345 | 345 | Steel Tower | 17.54 | 0 | 1 | 2-1024.5 ACAR | 0 | 0 | 0 | 0 | 0 | 0 | 0 | 0 | 0 | 0 | 0 | 0 | 0 | 0 | 0 | 0 | 0 | 0 | 0 | 0 | 0 | 0 | 0 | 12
NO |  | 42 | 2011 | 3 | 9 | 9 |  | Shelby Sub. | Dinsmore Inter-Conn Pt. | 0 | 0 |  | 0 | 0 | 0 |  | 0 | 0 | 0 | 0 | 0 | 0 | 0 | 0 | 0 | 0 | 0 | 0 | 0 | 0 | 0 | 0 | 0 | 0 | 0 | 0 | 0 | 0 | 0 | 12
NO |  | 42 | 2011 | 3 | 10 | 10 |  |  | w/Ohio Power Co. | 345 | 345 | Steel Tower | 9.25 | 0 | 1 | 2-1024.5 ACAR | 812634 | 2773147 | 3585781 | 0 | 117292 | 0 | 117292 | 0 | 0 | 0 | 0 | 0 | 0 | 0 | 0 | 0 | 0 | 0 | 0 | 0 | 0 | 0 | 0 | 12
NO |  | 42 | 2011 | 3 | 12 | 12 |  | Miami Sub. | West Milton Sub. | 345 | 345 | Steel Pole | 0.44 | 0 | 1 | 2-1024.5 ACAR | 0 | 0 | 0 | 0 | 0 | 0 | 0 | 0 | 0 | 0 | 0 | 0 | 0 | 0 | 0 | 0 | 0 | 0 | 0 | 0 | 0 | 0 | 0 | 12
NO |  | 42 | 2011 | 3 | 13 | 13 |  |  |  | 345 | 345 | Steel Pole | 8.4 | 0 | 2 | 2-1024.5 ACAR | 0 | 0 | 0 | 0 | 0 | 0 | 0 | 0 | 0 | 0 | 0 | 0 | 0 | 0 | 0 | 0 | 0 | 0 | 0 | 0 | 0 | 0 | 0 | 12
NO |  | 42 | 2011 | 3 | 15 | 15 |  | West Milton Sub. | Seven Mile Tie | 345 | 345 | Steel Pole | 9.81 | 0 | 1 | 2-1024.5 ACAR | 0 | 0 | 0 | 0 | 0 | 0 | 0 | 0 | 0 | 0 | 0 | 0 | 0 | 0 | 0 | 0 | 0 | 0 | 0 | 0 | 0 | 0 | 0 | 12
NO |  | 42 | 2011 | 3 | 16 | 16 |  |  |  | 345 | 345 | Steel Pole | 1.71 | 0 | 1 | 2-1024.5 ACAR | 0 | 0 | 0 | 0 | 0 | 0 | 0 | 0 | 0 | 0 | 0 | 0 | 0 | 0 | 0 | 0 | 0 | 0 | 0 | 0 | 0 | 0 | 0 | 12
NO |  | 42 | 2011 | 3 | 17 | 17 |  |  |  | 345 | 345 | Steel Pole | 4.13 | 0 | 1 | 2-1024.5 ACAR | 0 | 0 | 0 | 0 | 0 | 0 | 0 | 0 | 0 | 0 | 0 | 0 | 0 | 0 | 0 | 0 | 0 | 0 | 0 | 0 | 0 | 0 | 0 | 12
NO |  | 42 | 2011 | 3 | 18 | 18 |  |  |  | 345 | 345 | Steel Pole | 21.7 | 0 | 1 | 2-1024.5 ACAR | 0 | 0 | 0 | 0 | 0 | 0 | 0 | 0 | 0 | 0 | 0 | 0 | 0 | 0 | 0 | 0 | 0 | 0 | 0 | 0 | 0 | 0 | 0 | 12
NO |  | 42 | 2011 | 3 | 19 | 19 |  |  |  | 345 | 345 | Steel Pole | 0.12 | 0 | 1 | 2-1024.5 ACAR | 2641058 | 9923490 | 12564548 | 0 | 0 | 0 | 0 | 0 | 0 | 0 | 0 | 0 | 0 | 0 | 0 | 0 | 0 | 0 | 0 | 0 | 0 | 0 | 0 | 12
NO |  | 42 | 2011 | 3 | 21 | 21 |  | Killen Sub. | Stuart Tie West | 345 | 345 | Steel Tower | 3.52 | 0 | 1 | 2-954 ACSR | 147277 | 3153325 | 3300602 | 0 | 0 | 0 | 0 | 0 | 0 | 0 | 0 | 0 | 0 | 0 | 0 | 0 | 0 | 0 | 0 | 0 | 0 | 0 | 0 | 12
NO |  | 42 | 2011 | 3 | 22 | 22 |  |  |  | 345 | 345 | Steel Pole | 2.01 | 0 | 0 | 2-954 ACSR | 0 | 0 | 0 | 0 | 0 | 0 | 0 | 0 | 0 | 0 | 0 | 0 | 0 | 0 | 0 | 0 | 0 | 0 | 0 | 0 | 0 | 0 | 0 | 12
NO |  | 42 | 2011 | 3 | 23 | 23 |  |  | Non-Energized | 0 | 345 | Steel Tower | 2.06 | 0 | 1 | 2-983.1 ACSR | 0 | 0 | 0 | 0 | 0 | 0 | 0 | 0 | 0 | 0 | 0 | 0 | 0 | 0 | 0 | 0 | 0 | 0 | 0 | 0 | 0 | 0 | 0 | 12
NO |  | 42 | 2011 | 3 | 25 | 25 |  | Killen Sub. | Marquis Tie East | 345 | 345 | Steel Tower | 6.04 | 0 | 1 | 2-954 ACSR | 0 | 0 | 0 | 0 | 12553 | 0 | 12553 | 0 | 0 | 0 | 0 | 0 | 0 | 0 | 0 | 0 | 0 | 0 | 0 | 0 | 0 | 0 | 0 | 12
NO |  | 42 | 2011 | 3 | 26 | 26 |  |  |  | 345 | 345 | Steel H-Frame | 0.42 | 0 | 1 | 2-954 ACSR | 266243 | 2647257 | 2913500 | 0 | 0 | 0 | 0 | 0 | 0 | 0 | 0 | 0 | 0 | 0 | 0 | 0 | 0 | 0 | 0 | 0 | 0 | 0 | 0 | 12
NO |  | 42 | 2011 | 3 | 28 | 28 |  | TOTAL WHOLLY OWNED |  | 0 | 0 |  | 123.4 | 3.17 | 25 |  | 4863856 | 21748964 | 26612820 | 0 | 407886 | 0 | 407886 | 0 | 0 | 0 | 0 | 0 | 0 | 0 | 0 | 0 | 0 | 0 | 0 | 0 | 0 | 0 | 0 | 12
NO |  | 42 | 2011 | 3 | 29 | 29 |  | 345 KV FACIL-SEE NOTE (L) |  | 0 | 0 |  | 0 | 0 | 0 |  | 0 | 0 | 0 | 0 | 0 | 0 | 0 | 0 | 0 | 0 | 0 | 0 | 0 | 0 | 0 | 0 | 0 | 0 | 0 | 0 | 0 | 0 | 0 | 12
NO |  | 42 | 2011 | 3 | 31 | 31 |  | WHOLLY OWNED 138 KV |  | 0 | 0 |  | 0 | 0 | 0 |  | 0 | 0 | 0 | 0 | 0 | 0 | 0 | 0 | 0 | 0 | 0 | 0 | 0 | 0 | 0 | 0 | 0 | 0 | 0 | 0 | 0 | 0 | 0 | 12
NO |  | 42 | 2011 | 3 | 32 | 32 |  | Hutchings Sub. | Trenton Tie (Ohio Power) | 138 | 138 | Wood H-Frame | 2.02 | 0 | 1 | 795 ACSR | 0 | 0 | 0 | 0 | 0 | 0 | 0 | 0 | 0 | 0 | 0 | 0 | 0 | 0 | 0 | 0 | 0 | 0 | 0 | 0 | 0 | 0 | 0 | 12
NO |  | 42 | 2011 | 3 | 33 | 33 |  |  |  | 138 | 138 | Wood Pole | 1.24 | 0 | 1 | 795 ACSR | 0 | 0 | 0 | 0 | 0 | 0 | 0 | 0 | 0 | 0 | 0 | 0 | 0 | 0 | 0 | 0 | 0 | 0 | 0 | 0 | 0 | 0 | 0 | 12
NO |  | 42 | 2011 | 3 | 34 | 34 |  |  |  | 138 | 138 | Steel Tower | 11.39 | 0 | 2 | 795 ACSR | 352374 | 691151 | 1043525 | 36686 | 12870 | 0 | 49556 | 0 | 0 | 0 | 0 | 0 | 0 | 0 | 0 | 0 | 0 | 0 | 0 | 0 | 0 | 0 | 0 | 12
NO |  | 42 | 2011 | 4 | 1 | 1 |  | WHOLLY OWNED 138 KV |  | 0 | 0 |  | 0 | 0 | 0 |  | 0 | 0 | 0 | 0 | 0 | 0 | 0 | 0 | 0 | 0 | 0 | 0 | 0 | 0 | 0 | 0 | 0 | 0 | 0 | 0 | 0 | 0 | 0 | 12
NO |  | 42 | 2011 | 4 | 2 | 2 |  | Hutchings Sub. | Hillsboro Tie (Ohio Power) | 138 | 138 | Wood Pole | 0.04 | 0 | 1 | 795 ACSR | 0 | 0 | 0 | 0 | 0 | 0 | 0 | 0 | 0 | 0 | 0 | 0 | 0 | 0 | 0 | 0 | 0 | 0 | 0 | 0 | 0 | 0 | 0 | 12
NO |  | 42 | 2011 | 4 | 3 | 3 |  |  |  | 138 | 138 | Steel Tower | 0.14 | 0 | 1 | 795 ACSR | 0 | 0 | 0 | 0 | 0 | 0 | 0 | 0 | 0 | 0 | 0 | 0 | 0 | 0 | 0 | 0 | 0 | 0 | 0 | 0 | 0 | 0 | 0 | 12
NO |  | 42 | 2011 | 4 | 4 | 4 |  |  |  | 138 | 138 | Steel Tower | 0 | 0.17 | 0 | 795 ACSR | 0 | 0 | 0 | 0 | 0 | 0 | 0 | 0 | 0 | 0 | 0 | 0 | 0 | 0 | 0 | 0 | 0 | 0 | 0 | 0 | 0 | 0 | 0 | 12
NO |  | 42 | 2011 | 4 | 5 | 5 |  |  |  | 138 | 138 | Steel Tower | 0 | 11.39 | 0 | 795 ACSR | 0 | 0 | 0 | 0 | 0 | 0 | 0 | 0 | 0 | 0 | 0 | 0 | 0 | 0 | 0 | 0 | 0 | 0 | 0 | 0 | 0 | 0 | 0 | 12
NO |  | 42 | 2011 | 4 | 6 | 6 |  |  |  | 138 | 345 | Steel Tower | 0.21 | 0 | 1 | 795 ACSR | 0 | 0 | 0 | 0 | 0 | 0 | 0 | 0 | 0 | 0 | 0 | 0 | 0 | 0 | 0 | 0 | 0 | 0 | 0 | 0 | 0 | 0 | 0 | 12
NO |  | 42 | 2011 | 4 | 7 | 7 |  |  |  | 138 | 345 | Steel Tower | 4.03 | 0 | 1 | 2-795 ACSR | 0 | 0 | 0 | 0 | 0 | 0 | 0 | 0 | 0 | 0 | 0 | 0 | 0 | 0 | 0 | 0 | 0 | 0 | 0 | 0 | 0 | 0 | 0 | 12
NO |  | 42 | 2011 | 4 | 8 | 8 |  |  |  | 138 | 138 | Wood Pole | 0.03 | 0 | 1 | 477 ACSR | 87719 | 569993 | 657712 | 0 | 17923 | 0 | 17923 | 0 | 0 | 0 | 0 | 0 | 0 | 0 | 0 | 0 | 0 | 0 | 0 | 0 | 0 | 0 | 0 | 12
NO |  | 42 | 2011 | 4 | 10 | 10 |  | Hutchings Sub. | Sugarcreek Sub. | 138 | 138 | Wood H-Frame | 10.32 | 0 | 1 | 636 ACSR | 0 | 0 | 0 | 0 | 0 | 0 | 0 | 0 | 0 | 0 | 0 | 0 | 0 | 0 | 0 | 0 | 0 | 0 | 0 | 0 | 0 | 0 | 0 | 12
NO |  | 42 | 2011 | 4 | 11 | 11 |  |  |  | 138 | 138 | Wood Pole | 0.13 | 0 | 1 | 795 AL | 0 | 0 | 0 | 0 | 0 | 0 | 0 | 0 | 0 | 0 | 0 | 0 | 0 | 0 | 0 | 0 | 0 | 0 | 0 | 0 | 0 | 0 | 0 | 12
NO |  | 42 | 2011 | 4 | 12 | 12 |  |  |  | 138 | 138 | Steel Tower | 0.17 | 0 | 2 | 636 ACSR | 0 | 0 | 0 | 0 | 0 | 0 | 0 | 0 | 0 | 0 | 0 | 0 | 0 | 0 | 0 | 0 | 0 | 0 | 0 | 0 | 0 | 0 | 0 | 12
NO |  | 42 | 2011 | 4 | 13 | 13 |  |  |  | 138 | 138 | Steel Tower | 0.9 | 0 | 1 | 636 ACSR | 0 | 0 | 0 | 0 | 0 | 0 | 0 | 0 | 0 | 0 | 0 | 0 | 0 | 0 | 0 | 0 | 0 | 0 | 0 | 0 | 0 | 0 | 0 | 12
NO |  | 42 | 2011 | 4 | 14 | 14 |  |  |  | 138 | 138 | Underground | 0.39 | 0 | 1 | 1250 CU | 89430 | 533617 | 623047 | 0 | 83001 | 824 | 83825 | 0 | 0 | 0 | 0 | 0 | 0 | 0 | 0 | 0 | 0 | 0 | 0 | 0 | 0 | 0 | 0 | 12
NO |  | 42 | 2011 | 4 | 16 | 16 |  | Miami Sub. | West Milton Sub. | 138 | 345 | Steel Pole | 0.18 | 0 | 1 | 1351.5 AL | 0 | 0 | 0 | 0 | 0 | 0 | 0 | 0 | 0 | 0 | 0 | 0 | 0 | 0 | 0 | 0 | 0 | 0 | 0 | 0 | 0 | 0 | 0 | 12
NO |  | 42 | 2011 | 4 | 17 | 17 |  |  |  | 138 | 345 | Steel Pole | 0 | 8.4 | 0 | 2-1024.5 ACAR | 0 | 0 | 0 | 0 | 0 | 0 | 0 | 0 | 0 | 0 | 0 | 0 | 0 | 0 | 0 | 0 | 0 | 0 | 0 | 0 | 0 | 0 | 0 | 12
NO |  | 42 | 2011 | 4 | 18 | 18 |  |  |  | 138 | 345 | Steel Pole | 0.21 | 0 | 1 | 2-1024.5 ACAR | 0 | 391485 | 391485 | 0 | 0 | 0 | 0 | 0 | 0 | 0 | 0 | 0 | 0 | 0 | 0 | 0 | 0 | 0 | 0 | 0 | 0 | 0 | 0 | 12
NO |  | 42 | 2011 | 4 | 20 | 20 |  | Hutchings Sub. | Crown Sub. | 138 | 138 | Wood Pole | 10.3 | 0 | 1 | 636 ACSR | 0 | 0 | 0 | 0 | 0 | 0 | 0 | 0 | 0 | 0 | 0 | 0 | 0 | 0 | 0 | 0 | 0 | 0 | 0 | 0 | 0 | 0 | 0 | 12
NO |  | 42 | 2011 | 4 | 21 | 21 |  |  |  | 138 | 138 | Wood Pole | 1.02 | 0 | 2 | 636 ACSR | 0 | 0 | 0 | 0 | 0 | 0 | 0 | 0 | 0 | 0 | 0 | 0 | 0 | 0 | 0 | 0 | 0 | 0 | 0 | 0 | 0 | 0 | 0 | 12
NO |  | 42 | 2011 | 4 | 22 | 22 |  |  |  | 138 | 138 | Wood H-Frame | 1.14 | 0 | 3 | 636 ACSR | 0 | 0 | 0 | 0 | 0 | 0 | 0 | 0 | 0 | 0 | 0 | 0 | 0 | 0 | 0 | 0 | 0 | 0 | 0 | 0 | 0 | 0 | 0 | 12
NO |  | 42 | 2011 | 4 | 23 | 23 |  |  |  | 138 | 138 | Steel Tower | 0.28 | 0 | 2 | 636 ACSR | 0 | 0 | 0 | 0 | 0 | 0 | 0 | 0 | 0 | 0 | 0 | 0 | 0 | 0 | 0 | 0 | 0 | 0 | 0 | 0 | 0 | 0 | 0 | 12
NO |  | 42 | 2011 | 4 | 24 | 24 |  |  |  | 138 | 138 | Steel Tower | 0.08 | 0 | 1 | 636 ACSR | 0 | 674181 | 674181 | 0 | 24703 | 0 | 24703 | 0 | 0 | 0 | 0 | 0 | 0 | 0 | 0 | 0 | 0 | 0 | 0 | 0 | 0 | 0 | 0 | 12
NO |  | 42 | 2011 | 4 | 26 | 26 |  | Trebein Sub. | Bath Sub. | 138 | 138 | Steel Tower | 0 | 0.18 | 0 | 477 ACSR | 0 | 0 | 0 | 0 | 0 | 0 | 0 | 0 | 0 | 0 | 0 | 0 | 0 | 0 | 0 | 0 | 0 | 0 | 0 | 0 | 0 | 0 | 0 | 12
NO |  | 42 | 2011 | 4 | 27 | 27 |  |  |  | 138 | 138 | Wood Pole | 0.31 | 0 | 1 | 477 ACSR | 0 | 0 | 0 | 0 | 0 | 0 | 0 | 0 | 0 | 0 | 0 | 0 | 0 | 0 | 0 | 0 | 0 | 0 | 0 | 0 | 0 | 0 | 0 | 12
NO |  | 42 | 2011 | 4 | 28 | 28 |  |  |  | 138 | 138 | Steel Tower | 4.07 | 0 | 2 | 477 ACSR | 0 | 243254 | 243254 | 0 | 3471 | 0 | 3471 | 0 | 0 | 0 | 0 | 0 | 0 | 0 | 0 | 0 | 0 | 0 | 0 | 0 | 0 | 0 | 0 | 12
NO |  | 42 | 2011 | 4 | 30 | 30 |  | Bath Sub. | Urbana Sub. | 138 | 138 | Steel Tower | 4.36 | 0 | 2 | 477 ACSR | 0 | 0 | 0 | 0 | 0 | 0 | 0 | 0 | 0 | 0 | 0 | 0 | 0 | 0 | 0 | 0 | 0 | 0 | 0 | 0 | 0 | 0 | 0 | 12
NO |  | 42 | 2011 | 4 | 31 | 31 |  |  |  | 138 | 138 | Wood H-Frame | 20.69 | 0 | 1 | 477 ACSR | 0 | 0 | 0 | 0 | 0 | 0 | 0 | 0 | 0 | 0 | 0 | 0 | 0 | 0 | 0 | 0 | 0 | 0 | 0 | 0 | 0 | 0 | 0 | 12
NO |  | 42 | 2011 | 4 | 32 | 32 |  |  |  | 138 | 138 | Wood Pole | 0.23 | 0 | 1 | 477 ACSR | 0 | 1392425 | 1392425 | 0 | 67300 | 0 | 67300 | 0 | 0 | 0 | 0 | 0 | 0 | 0 | 0 | 0 | 0 | 0 | 0 | 0 | 0 | 0 | 0 | 12
NO |  | 42 | 2011 | 5 | 1 | 1 |  | WHOLLY OWNED 138 KV |  | 0 | 0 |  | 0 | 0 | 0 |  | 0 | 0 | 0 | 0 | 0 | 0 | 0 | 0 | 0 | 0 | 0 | 0 | 0 | 0 | 0 | 0 | 0 | 0 | 0 | 0 | 0 | 0 | 0 | 12
NO |  | 42 | 2011 | 5 | 2 | 2 |  | Urbana Sub. | Darby Sub. | 138 | 138 | Wood Pole | 0.04 | 0 | 1 | 477 ACSR | 0 | 0 | 0 | 0 | 0 | 0 | 0 | 0 | 0 | 0 | 0 | 0 | 0 | 0 | 0 | 0 | 0 | 0 | 0 | 0 | 0 | 0 | 0 | 12
NO |  | 42 | 2011 | 5 | 3 | 3 |  |  |  | 138 | 138 | Wood H-Frame | 30.68 | 0 | 1 | 795 ACSR | 0 | 0 | 0 | 0 | 0 | 0 | 0 | 0 | 0 | 0 | 0 | 0 | 0 | 0 | 0 | 0 | 0 | 0 | 0 | 0 | 0 | 0 | 0 | 12
NO |  | 42 | 2011 | 5 | 4 | 4 |  |  |  | 138 | 138 | Steel Tower | 0 | 0.51 | 0 | 795 ACSR | 0 | 0 | 0 | 0 | 0 | 0 | 0 | 0 | 0 | 0 | 0 | 0 | 0 | 0 | 0 | 0 | 0 | 0 | 0 | 0 | 0 | 0 | 0 | 12
NO |  | 42 | 2011 | 5 | 5 | 5 |  |  |  | 138 | 138 | Steel Pole | 1.22 | 0 | 1 | 4/0 ACSR | 240900 | 674588 | 915488 | 0 | 36891 | 0 | 36891 | 0 | 0 | 0 | 0 | 0 | 0 | 0 | 0 | 0 | 0 | 0 | 0 | 0 | 0 | 0 | 0 | 12
NO |  | 42 | 2011 | 5 | 7 | 7 |  | Darby Sub. | Delaware Sub (CSP) | 138 | 138 | Wood H-Frame | 14.13 | 0 | 1 | 636 ACSR | 0 | 0 | 0 | 0 | 0 | 0 | 0 | 0 | 0 | 0 | 0 | 0 | 0 | 0 | 0 | 0 | 0 | 0 | 0 | 0 | 0 | 0 | 0 | 12
NO |  | 42 | 2011 | 5 | 8 | 8 |  |  |  | 138 | 138 | Steel Pole | 0.02 | 0 | 1 | 477 ACSR | 322028 | 293767 | 615795 | 0 | 15475 | 0 | 15475 | 0 | 0 | 0 | 0 | 0 | 0 | 0 | 0 | 0 | 0 | 0 | 0 | 0 | 0 | 0 | 0 | 12
NO |  | 42 | 2011 | 5 | 10 | 10 |  | Greene Sub. | Trebein Sub. | 138 | 138 | Wood H-Frame | 0.21 | 0 | 1 | 1351.5 AL | 0 | 0 | 0 | 0 | 0 | 0 | 0 | 0 | 0 | 0 | 0 | 0 | 0 | 0 | 0 | 0 | 0 | 0 | 0 | 0 | 0 | 0 | 0 | 12
NO |  | 42 | 2011 | 5 | 11 | 11 |  |  |  | 138 | 138 | Steel Tower | 0.94 | 0 | 2 | 636 ACSR | 0 | 0 | 0 | 0 | 0 | 0 | 0 | 0 | 0 | 0 | 0 | 0 | 0 | 0 | 0 | 0 | 0 | 0 | 0 | 0 | 0 | 0 | 0 | 12
NO |  | 42 | 2011 | 5 | 12 | 12 |  |  |  | 138 | 138 | Steel Tower | 0.29 | 0 | 2 | 1351.5 ACSR | 0 | 0 | 0 | 0 | 0 | 0 | 0 | 0 | 0 | 0 | 0 | 0 | 0 | 0 | 0 | 0 | 0 | 0 | 0 | 0 | 0 | 0 | 0 | 12
NO |  | 42 | 2011 | 5 | 13 | 13 |  |  |  | 138 | 138 | Steel Tower | 0.08 | 0 | 1 | 1351.5 AL | 20533 | 166782 | 187315 | 0 | 0 | 0 | 0 | 0 | 0 | 0 | 0 | 0 | 0 | 0 | 0 | 0 | 0 | 0 | 0 | 0 | 0 | 0 | 0 | 12
NO |  | 42 | 2011 | 5 | 15 | 15 |  | Greene Sub. | Airway Sub. | 138 | 138 | Steel Tower | 6.46 | 0 | 1 | 636 ACSR | 0 | 0 | 0 | 0 | 0 | 0 | 0 | 0 | 0 | 0 | 0 | 0 | 0 | 0 | 0 | 0 | 0 | 0 | 0 | 0 | 0 | 0 | 0 | 12
NO |  | 42 | 2011 | 5 | 16 | 16 |  |  |  | 138 | 138 | Steel Tower | 0.65 | 0 | 2 | 795 ACSR | 0 | 413727 | 413727 | 0 | 27716 | 0 | 27716 | 0 | 0 | 0 | 0 | 0 | 0 | 0 | 0 | 0 | 0 | 0 | 0 | 0 | 0 | 0 | 0 | 12
NO |  | 42 | 2011 | 5 | 18 | 18 |  | Greene Sub. | Monument Sub. | 138 | 138 | Wood Pole | 0.12 | 0 | 1 | 1351.5 ACSR | 0 | 0 | 0 | 0 | 0 | 0 | 0 | 0 | 0 | 0 | 0 | 0 | 0 | 0 | 0 | 0 | 0 | 0 | 0 | 0 | 0 | 0 | 0 | 12
NO |  | 42 | 2011 | 5 | 19 | 19 |  |  |  | 138 | 138 | Wood Pole | 1.93 | 0 | 1 | 1351.5 AL | 0 | 0 | 0 | 0 | 0 | 0 | 0 | 0 | 0 | 0 | 0 | 0 | 0 | 0 | 0 | 0 | 0 | 0 | 0 | 0 | 0 | 0 | 0 | 12
NO |  | 42 | 2011 | 5 | 20 | 20 |  |  |  | 138 | 138 | Steel Tower | 0.07 | 0 | 1 | 1351.5 ACSR | 0 | 0 | 0 | 0 | 0 | 0 | 0 | 0 | 0 | 0 | 0 | 0 | 0 | 0 | 0 | 0 | 0 | 0 | 0 | 0 | 0 | 0 | 0 | 12
NO |  | 42 | 2011 | 5 | 21 | 21 |  |  |  | 138 | 138 | Steel Tower | 7.72 | 0 | 2 | 1351.5 ACSR | 0 | 0 | 0 | 0 | 0 | 0 | 0 | 0 | 0 | 0 | 0 | 0 | 0 | 0 | 0 | 0 | 0 | 0 | 0 | 0 | 0 | 0 | 0 | 12
NO |  | 42 | 2011 | 5 | 22 | 22 |  |  |  | 138 | 138 | Steel Tower | 0.07 | 0 | 1 | 1351.5 AL | 0 | 0 | 0 | 0 | 0 | 0 | 0 | 0 | 0 | 0 | 0 | 0 | 0 | 0 | 0 | 0 | 0 | 0 | 0 | 0 | 0 | 0 | 0 | 12
NO |  | 42 | 2011 | 5 | 23 | 23 |  |  |  | 138 | 138 | Steel Pole | 0.49 | 0 | 1 | 1351 AL | 83529 | 967356 | 1050885 | 0 | 448 | 0 | 448 | 0 | 0 | 0 | 0 | 0 | 0 | 0 | 0 | 0 | 0 | 0 | 0 | 0 | 0 | 0 | 0 | 12
NO |  | 42 | 2011 | 5 | 25 | 25 |  | Monument Sub. | Wyandot Sub. | 138 | 138 | Underground | 1.19 | 0 | 0 | 1250 CU | 0 | 0 | 0 | 0 | 0 | 0 | 0 | 0 | 0 | 0 | 0 | 0 | 0 | 0 | 0 | 0 | 0 | 0 | 0 | 0 | 0 | 0 | 0 | 12
NO |  | 42 | 2011 | 5 | 26 | 26 |  |  |  | 138 | 138 | Underground | 1.25 | 0 | 0 | 1250 CU | 0 | 488273 | 488273 | 36686 | 0 | 0 | 36686 | 0 | 0 | 0 | 0 | 0 | 0 | 0 | 0 | 0 | 0 | 0 | 0 | 0 | 0 | 0 | 0 | 12
NO |  | 42 | 2011 | 5 | 28 | 28 |  | Monument Sub. | Webster Sub. | 138 | 138 | Wood Pole | 0.96 | 0 | 1 | 1351.5 AL | 0 | 0 | 0 | 0 | 0 | 0 | 0 | 0 | 0 | 0 | 0 | 0 | 0 | 0 | 0 | 0 | 0 | 0 | 0 | 0 | 0 | 0 | 0 | 12
NO |  | 42 | 2011 | 5 | 29 | 29 |  |  |  | 138 | 138 | Steel Pole | 1.22 | 0 | 1 | 1351.5 AL | 6971 | 271871 | 278842 | 0 | 1586 | 0 | 1586 | 0 | 0 | 0 | 0 | 0 | 0 | 0 | 0 | 0 | 0 | 0 | 0 | 0 | 0 | 0 | 0 | 12
NO |  | 42 | 2011 | 6 | 1 | 1 |  | WHOLLY OWNED 138 KV |  | 0 | 0 |  | 0 | 0 | 0 |  | 0 | 0 | 0 | 0 | 0 | 0 | 0 | 0 | 0 | 0 | 0 | 0 | 0 | 0 | 0 | 0 | 0 | 0 | 0 | 0 | 0 | 0 | 0 | 12
NO |  | 42 | 2011 | 6 | 2 | 2 |  | Needmore Sub. | Northridge Sub. | 138 | 138 | Wood Pole | 0.61 | 0 | 1 | 636 ACSR | 0 | 0 | 0 | 0 | 0 | 0 | 0 | 0 | 0 | 0 | 0 | 0 | 0 | 0 | 0 | 0 | 0 | 0 | 0 | 0 | 0 | 0 | 0 | 12
NO |  | 42 | 2011 | 6 | 3 | 3 |  |  |  | 138 | 138 | Steel Tower | 1.62 | 0 | 2 | 636 ACSR | 0 | 0 | 0 | 0 | 0 | 0 | 0 | 0 | 0 | 0 | 0 | 0 | 0 | 0 | 0 | 0 | 0 | 0 | 0 | 0 | 0 | 0 | 0 | 12
NO |  | 42 | 2011 | 6 | 4 | 4 |  |  |  | 138 | 138 | Wood Pole | 0.03 | 0 | 1 | 4/0 ACSR | 0 | 0 | 0 | 0 | 0 | 0 | 0 | 0 | 0 | 0 | 0 | 0 | 0 | 0 | 0 | 0 | 0 | 0 | 0 | 0 | 0 | 0 | 0 | 12
NO |  | 42 | 2011 | 6 | 5 | 5 |  |  |  | 138 | 138 | Steel Tower | 0.01 | 0 | 1 | 636 ACSR | 0 | 162184 | 162184 | 0 | 0 | 0 | 0 | 0 | 0 | 0 | 0 | 0 | 0 | 0 | 0 | 0 | 0 | 0 | 0 | 0 | 0 | 0 | 0 | 12
NO |  | 42 | 2011 | 6 | 6 | 6 |  | Northridge Sub. | Miami Sub. | 138 | 138 | Wood H-Frame | 2.77 | 0 | 1 | 636 ACSR | 0 | 0 | 0 | 0 | 0 | 0 | 0 | 0 | 0 | 0 | 0 | 0 | 0 | 0 | 0 | 0 | 0 | 0 | 0 | 0 | 0 | 0 | 0 | 12
NO |  | 42 | 2011 | 6 | 7 | 7 |  |  |  | 138 | 138 | Wood Pole | 0.52 | 0 | 1 | 636 ACSR | 0 | 0 | 0 | 0 | 0 | 0 | 0 | 0 | 0 | 0 | 0 | 0 | 0 | 0 | 0 | 0 | 0 | 0 | 0 | 0 | 0 | 0 | 0 | 12
NO |  | 42 | 2011 | 6 | 8 | 8 |  |  |  | 138 | 138 | Steel Tower | 4.84 | 0 | 2 | 636 ACSR | 0 | 0 | 0 | 0 | 0 | 0 | 0 | 0 | 0 | 0 | 0 | 0 | 0 | 0 | 0 | 0 | 0 | 0 | 0 | 0 | 0 | 0 | 0 | 12
NO |  | 42 | 2011 | 6 | 9 | 9 |  |  |  | 138 | 138 | Steel Tower | 1.4 | 0 | 3 | 1351.5 ACSR | 0 | 0 | 0 | 0 | 0 | 0 | 0 | 0 | 0 | 0 | 0 | 0 | 0 | 0 | 0 | 0 | 0 | 0 | 0 | 0 | 0 | 0 | 0 | 12
NO |  | 42 | 2011 | 6 | 10 | 10 |  |  |  | 138 | 138 | Steel Tower | 0.04 | 0 | 1 | 1351.5 ACSR | 0 | 593514 | 593514 | 0 | 61640 | 0 | 61640 | 0 | 0 | 0 | 0 | 0 | 0 | 0 | 0 | 0 | 0 | 0 | 0 | 0 | 0 | 0 | 0 | 12
NO |  | 42 | 2011 | 6 | 12 | 12 |  | Sugarcreek Sub. | Bellbrook Sub. | 138 | 138 | Wood Pole | 0.1 | 0 | 1 | 1351.5 AL | 0 | 0 | 0 | 0 | 0 | 0 | 0 | 0 | 0 | 0 | 0 | 0 | 0 | 0 | 0 | 0 | 0 | 0 | 0 | 0 | 0 | 0 | 0 | 12
NO |  | 42 | 2011 | 6 | 13 | 13 |  |  |  | 138 | 138 | Wood H-Frame | 1.56 | 0 | 1 | 1351.5 ACSR | 0 | 0 | 0 | 0 | 0 | 0 | 0 | 0 | 0 | 0 | 0 | 0 | 0 | 0 | 0 | 0 | 0 | 0 | 0 | 0 | 0 | 0 | 0 | 12
NO |  | 42 | 2011 | 6 | 14 | 14 |  |  |  | 138 | 138 | Wood Pole | 1.11 | 0 | 1 | 1351.5 AL | 0 | 0 | 0 | 0 | 0 | 0 | 0 | 0 | 0 | 0 | 0 | 0 | 0 | 0 | 0 | 0 | 0 | 0 | 0 | 0 | 0 | 0 | 0 | 12
NO |  | 42 | 2011 | 6 | 15 | 15 |  | Bellbrook Sub. | Alpha Sub. | 138 | 138 | Wood H-Frame | 1.83 | 0 | 1 | 1351.5 ACSR | 0 | 0 | 0 | 0 | 0 | 0 | 0 | 0 | 0 | 0 | 0 | 0 | 0 | 0 | 0 | 0 | 0 | 0 | 0 | 0 | 0 | 0 | 0 | 12
NO |  | 42 | 2011 | 6 | 16 | 16 |  |  |  | 138 | 138 | Wood Pole | 0.29 | 0 | 1 | 1351.5 AL | 0 | 0 | 0 | 0 | 0 | 0 | 0 | 0 | 0 | 0 | 0 | 0 | 0 | 0 | 0 | 0 | 0 | 0 | 0 | 0 | 0 | 0 | 0 | 12
NO |  | 42 | 2011 | 6 | 17 | 17 |  |  |  | 138 | 138 | Steel Pole | 0.76 | 0 | 2 | 1351.5 ACSR | 33457 | 1112854 | 1146311 | 0 | 27124 | 0 | 27124 | 0 | 0 | 0 | 0 | 0 | 0 | 0 | 0 | 0 | 0 | 0 | 0 | 0 | 0 | 0 | 0 | 12
NO |  | 42 | 2011 | 6 | 19 | 19 |  | Sugarcreek Sub. | Centerville Sub. | 138 | 138 | Wood Pole | 3.89 | 0 | 1 | 1351.5 AL | 0 | 0 | 0 | 0 | 0 | 0 | 0 | 0 | 0 | 0 | 0 | 0 | 0 | 0 | 0 | 0 | 0 | 0 | 0 | 0 | 0 | 0 | 0 | 12
NO |  | 42 | 2011 | 6 | 20 | 20 |  |  |  | 138 | 138 | Wood Pole | 1.3 | 0 | 2 | 1351.5 AL | 0 | 0 | 0 | 0 | 0 | 0 | 0 | 0 | 0 | 0 | 0 | 0 | 0 | 0 | 0 | 0 | 0 | 0 | 0 | 0 | 0 | 0 | 0 | 12
NO |  | 42 | 2011 | 6 | 21 | 21 |  |  |  | 138 | 138 | Wood Pole | 1.07 | 0 | 1 | 636 ACSR | 0 | 0 | 0 | 0 | 0 | 0 | 0 | 0 | 0 | 0 | 0 | 0 | 0 | 0 | 0 | 0 | 0 | 0 | 0 | 0 | 0 | 0 | 0 | 12
NO |  | 42 | 2011 | 6 | 22 | 22 |  |  |  | 138 | 138 | Wood Pole | 0.05 | 0 | 2 | 636 ACSR | 0 | 644474 | 644474 | 0 | 10571 | 0 | 10571 | 0 | 0 | 0 | 0 | 0 | 0 | 0 | 0 | 0 | 0 | 0 | 0 | 0 | 0 | 0 | 0 | 12
NO |  | 42 | 2011 | 6 | 24 | 24 |  | Centerville | Hempstead Sub. | 138 | 138 | Wood Pole | 0.3 | 0 | 1 | 1351.5 AL | 0 | 0 | 0 | 0 | 0 | 0 | 0 | 0 | 0 | 0 | 0 | 0 | 0 | 0 | 0 | 0 | 0 | 0 | 0 | 0 | 0 | 0 | 0 | 12
NO |  | 42 | 2011 | 6 | 25 | 25 |  |  |  | 138 | 138 | Wood Pole | 3 | 0 | 1 | 636 ACSR | 0 | 112008 | 112008 | 0 | 18055 | 0 | 18055 | 0 | 0 | 0 | 0 | 0 | 0 | 0 | 0 | 0 | 0 | 0 | 0 | 0 | 0 | 0 | 0 | 12
NO |  | 42 | 2011 | 6 | 27 | 27 |  | Alpha Sub. | Greene Sub. | 138 | 138 | Wood Pole | 0.83 | 0 | 1 | 636 ACSR | 0 | 0 | 0 | 0 | 0 | 0 | 0 | 0 | 0 | 0 | 0 | 0 | 0 | 0 | 0 | 0 | 0 | 0 | 0 | 0 | 0 | 0 | 0 | 12
NO |  | 42 | 2011 | 6 | 28 | 28 |  |  |  | 138 | 138 | Wood Pole | 1.39 | 0 | 2 | 636 ACSR | 0 | 0 | 0 | 0 | 0 | 0 | 0 | 0 | 0 | 0 | 0 | 0 | 0 | 0 | 0 | 0 | 0 | 0 | 0 | 0 | 0 | 0 | 0 | 12
NO |  | 42 | 2011 | 6 | 29 | 29 |  |  |  | 138 | 138 | Wood H-Frame | 2.45 | 0 | 1 | 636 ACSR | 0 | 0 | 0 | 0 | 0 | 0 | 0 | 0 | 0 | 0 | 0 | 0 | 0 | 0 | 0 | 0 | 0 | 0 | 0 | 0 | 0 | 0 | 0 | 12
NO |  | 42 | 2011 | 6 | 30 | 30 |  |  |  | 138 | 138 | Wood Pole | 0.1 | 0 | 1 | 1351.5 AL | 46920 | 63468 | 110388 | 0 | 7194 | 0 | 7194 | 0 | 0 | 0 | 0 | 0 | 0 | 0 | 0 | 0 | 0 | 0 | 0 | 0 | 0 | 0 | 0 | 12
NO |  | 42 | 2011 | 7 | 1 | 1 |  | WHOLLY OWNED 138 KV |  | 0 | 0 |  | 0 | 0 | 0 |  | 0 | 0 | 0 | 0 | 0 | 0 | 0 | 0 | 0 | 0 | 0 | 0 | 0 | 0 | 0 | 0 | 0 | 0 | 0 | 0 | 0 | 0 | 0 | 12
NO |  | 42 | 2011 | 7 | 2 | 2 |  | Eldean Sub. | Sidney Sub. | 138 | 138 | Wood Pole | 0.87 | 0 | 1 | 477 ACSR | 0 | 0 | 0 | 0 | 0 | 0 | 0 | 0 | 0 | 0 | 0 | 0 | 0 | 0 | 0 | 0 | 0 | 0 | 0 | 0 | 0 | 0 | 0 | 12
NO |  | 42 | 2011 | 7 | 3 | 3 |  |  |  | 138 | 138 | Wood H-Frame | 11.82 | 0 | 1 | 636 ACSR | 0 | 0 | 0 | 0 | 0 | 0 | 0 | 0 | 0 | 0 | 0 | 0 | 0 | 0 | 0 | 0 | 0 | 0 | 0 | 0 | 0 | 0 | 0 | 12
NO |  | 42 | 2011 | 7 | 4 | 4 |  |  |  | 138 | 138 | Wood Pole | 0.07 | 0 | 1 | 636 ACSR | 0 | 0 | 0 | 0 | 0 | 0 | 0 | 0 | 0 | 0 | 0 | 0 | 0 | 0 | 0 | 0 | 0 | 0 | 0 | 0 | 0 | 0 | 0 | 12
NO |  | 42 | 2011 | 7 | 5 | 5 |  |  |  | 138 | 138 | Wood Pole | 3.7 | 0 | 1 | 795 ACSR | 0 | 0 | 0 | 0 | 0 | 0 | 0 | 0 | 0 | 0 | 0 | 0 | 0 | 0 | 0 | 0 | 0 | 0 | 0 | 0 | 0 | 0 | 0 | 12
NO |  | 42 | 2011 | 7 | 6 | 6 |  |  |  | 138 | 138 | Steel Tower | 2.32 | 0 | 3 | 636 ACSR | 0 | 0 | 0 | 0 | 0 | 0 | 0 | 0 | 0 | 0 | 0 | 0 | 0 | 0 | 0 | 0 | 0 | 0 | 0 | 0 | 0 | 0 | 0 | 12
NO |  | 42 | 2011 | 7 | 7 | 7 |  |  |  | 138 | 138 | Steel Pole | 0.13 | 0 | 1 | 1351.5 AL | 0 | 0 | 0 | 0 | 0 | 0 | 0 | 0 | 0 | 0 | 0 | 0 | 0 | 0 | 0 | 0 | 0 | 0 | 0 | 0 | 0 | 0 | 0 | 12
NO |  | 42 | 2011 | 7 | 8 | 8 |  |  |  | 138 | 138 | Steel Pole | 0.06 | 0 | 1 | 1351.5 ACSR | 0 | 0 | 0 | 0 | 0 | 0 | 0 | 0 | 0 | 0 | 0 | 0 | 0 | 0 | 0 | 0 | 0 | 0 | 0 | 0 | 0 | 0 | 0 | 12
NO |  | 42 | 2011 | 7 | 9 | 9 |  |  |  | 138 | 138 | Steel Pole | 5.26 | 0 | 2 | 1351.5 ACSR | 0 | 0 | 0 | 0 | 0 | 0 | 0 | 0 | 0 | 0 | 0 | 0 | 0 | 0 | 0 | 0 | 0 | 0 | 0 | 0 | 0 | 0 | 0 | 12
NO |  | 42 | 2011 | 7 | 10 | 10 |  |  |  | 138 | 138 | Wood Pole | 0.37 | 0 | 2 | 1351.5 ACSR | 71441 | 3251226 | 3322667 | 0 | 8871 | 0 | 8871 | 0 | 0 | 0 | 0 | 0 | 0 | 0 | 0 | 0 | 0 | 0 | 0 | 0 | 0 | 0 | 0 | 12
NO |  | 42 | 2011 | 7 | 12 | 12 |  | Webster Sub. | Needmore Sub. | 138 | 138 | Wood Pole | 0.19 | 0 | 1 | 636 ACSR | 0 | 0 | 0 | 0 | 0 | 0 | 0 | 0 | 0 | 0 | 0 | 0 | 0 | 0 | 0 | 0 | 0 | 0 | 0 | 0 | 0 | 0 | 0 | 12
NO |  | 42 | 2011 | 7 | 13 | 13 |  |  |  | 138 | 138 | Steel Tower | 1.34 | 0 | 2 | 636 ACSR | 0 | 0 | 0 | 0 | 0 | 0 | 0 | 0 | 0 | 0 | 0 | 0 | 0 | 0 | 0 | 0 | 0 | 0 | 0 | 0 | 0 | 0 | 0 | 12
NO |  | 42 | 2011 | 7 | 14 | 14 |  |  |  | 138 | 138 | Steel Tower | 0.05 | 0 | 1 | 636 ACSR | 0 | 0 | 0 | 0 | 0 | 0 | 0 | 0 | 0 | 0 | 0 | 0 | 0 | 0 | 0 | 0 | 0 | 0 | 0 | 0 | 0 | 0 | 0 | 12
NO |  | 42 | 2011 | 7 | 15 | 15 |  |  |  | 138 | 138 | Wood Pole | 0.01 | 0 | 1 | 477 ACSR | 0 | 186142 | 186142 | 0 | 447 | 0 | 447 | 0 | 0 | 0 | 0 | 0 | 0 | 0 | 0 | 0 | 0 | 0 | 0 | 0 | 0 | 0 | 0 | 12
NO |  | 42 | 2011 | 7 | 17 | 17 |  | Sidney Sub. | Shelby Sub. | 138 | 138 | Wood Pole | 0.08 | 0 | 1 | 477 ACSR | 0 | 0 | 0 | 0 | 0 | 0 | 0 | 0 | 0 | 0 | 0 | 0 | 0 | 0 | 0 | 0 | 0 | 0 | 0 | 0 | 0 | 0 | 0 | 12
NO |  | 42 | 2011 | 7 | 18 | 18 |  |  |  | 138 | 138 | Steel Tower | 0 | 2.32 | 0 | 477 ACSR | 0 | 0 | 0 | 0 | 0 | 0 | 0 | 0 | 0 | 0 | 0 | 0 | 0 | 0 | 0 | 0 | 0 | 0 | 0 | 0 | 0 | 0 | 0 | 12
NO |  | 42 | 2011 | 7 | 19 | 19 |  |  |  | 138 | 138 | Wood H-Frame | 4.68 | 0 | 1 | 477 ACSR | 0 | 0 | 0 | 0 | 0 | 0 | 0 | 0 | 0 | 0 | 0 | 0 | 0 | 0 | 0 | 0 | 0 | 0 | 0 | 0 | 0 | 0 | 0 | 12
NO |  | 42 | 2011 | 7 | 20 | 20 |  |  |  | 138 | 138 | Wood Pole | 2.17 | 0 | 2 | 795 ACSR | 257706 | 1406143 | 1663849 | 0 | 6852 | 0 | 6852 | 0 | 0 | 0 | 0 | 0 | 0 | 0 | 0 | 0 | 0 | 0 | 0 | 0 | 0 | 0 | 0 | 12
NO |  | 42 | 2011 | 7 | 22 | 22 |  | Shelby Sub. | Amsterdam Sub. | 138 | 138 | Wood Pole | 24.47 | 0 | 1 | 795 ACSR | 0 | 0 | 0 | 0 | 0 | 0 | 0 | 0 | 0 | 0 | 0 | 0 | 0 | 0 | 0 | 0 | 0 | 0 | 0 | 0 | 0 | 0 | 0 | 12
NO |  | 42 | 2011 | 7 | 23 | 23 |  |  |  | 138 | 138 | Wood Pole | 0.98 | 0 | 2 | 795 ACSR | 78824 | 1373749 | 1452573 | 0 | 5165 | 0 | 5165 | 0 | 0 | 0 | 0 | 0 | 0 | 0 | 0 | 0 | 0 | 0 | 0 | 0 | 0 | 0 | 0 | 12
NO |  | 42 | 2011 | 7 | 25 | 25 |  | West Milton Sub. | Greenville Sub. | 138 | 138 | Steel Pole | 11.45 | 0 | 1 | 795 ACSR | 0 | 0 | 0 | 0 | 0 | 0 | 0 | 0 | 0 | 0 | 0 | 0 | 0 | 0 | 0 | 0 | 0 | 0 | 0 | 0 | 0 | 0 | 0 | 12
NO |  | 42 | 2011 | 7 | 26 | 26 |  |  |  | 138 | 138 | Wood Pole | 9.18 | 0 | 1 | 795 ACSR | 782220 | 2097384 | 2879604 | 0 | 26723 | 0 | 26723 | 0 | 0 | 0 | 0 | 0 | 0 | 0 | 0 | 0 | 0 | 0 | 0 | 0 | 0 | 0 | 0 | 12
NO |  | 42 | 2011 | 7 | 28 | 28 |  | Shelby Sub. | Quincy Sub. | 138 | 138 | Wood Pole | 0 | 2.18 | 0 | 795 ACSR | 0 | 0 | 0 | 0 | 0 | 0 | 0 | 0 | 0 | 0 | 0 | 0 | 0 | 0 | 0 | 0 | 0 | 0 | 0 | 0 | 0 | 0 | 0 | 12
NO |  | 42 | 2011 | 7 | 29 | 29 |  |  |  | 138 | 138 | Wood H-Frame | 5.96 | 0 | 1 | 477 ACSR | 0 | 0 | 0 | 0 | 0 | 0 | 0 | 0 | 0 | 0 | 0 | 0 | 0 | 0 | 0 | 0 | 0 | 0 | 0 | 0 | 0 | 0 | 0 | 12
NO |  | 42 | 2011 | 7 | 30 | 30 |  |  |  | 138 | 138 | Wood Pole | 0.01 | 0 | 1 | 4/0 ACSR | 0 | 0 | 0 | 0 | 0 | 0 | 0 | 0 | 0 | 0 | 0 | 0 | 0 | 0 | 0 | 0 | 0 | 0 | 0 | 0 | 0 | 0 | 0 | 12
NO |  | 42 | 2011 | 7 | 31 | 31 |  |  |  | 138 | 138 | Wood Pole | 1.38 | 0 | 1 | 477 ACSR | 0 | 0 | 0 | 0 | 0 | 0 | 0 | 0 | 0 | 0 | 0 | 0 | 0 | 0 | 0 | 0 | 0 | 0 | 0 | 0 | 0 | 0 | 0 | 12
NO |  | 42 | 2011 | 7 | 32 | 32 |  | Quincy Sub. | Logan Sub. | 138 | 138 | Wood Pole | 10.13 | 0 | 1 | 477 ACSR | 0 | 0 | 0 | 0 | 0 | 0 | 0 | 0 | 0 | 0 | 0 | 0 | 0 | 0 | 0 | 0 | 0 | 0 | 0 | 0 | 0 | 0 | 0 | 12
NO |  | 42 | 2011 | 7 | 33 | 33 |  |  |  | 138 | 138 | Wood Pole | 0.02 | 0 | 1 | 1351.5 AL | 0 | 603644 | 603644 | 0 | 4693 | 0 | 4693 | 0 | 0 | 0 | 0 | 0 | 0 | 0 | 0 | 0 | 0 | 0 | 0 | 0 | 0 | 0 | 0 | 12
NO |  | 42 | 2011 | 8 | 1 | 1 |  | WHOLLY OWNED 138 KV |  | 0 | 0 |  | 0 | 0 | 0 |  | 0 | 0 | 0 | 0 | 0 | 0 | 0 | 0 | 0 | 0 | 0 | 0 | 0 | 0 | 0 | 0 | 0 | 0 | 0 | 0 | 0 | 0 | 0 | 12
NO |  | 42 | 2011 | 8 | 2 | 2 |  | Miami Sub. | New Carlisle | 138 | 345 | Steel Tower | 0 | 5.95 | 0 | 2-1024.5 ACAR | 0 | 0 | 0 | 0 | 0 | 0 | 0 | 0 | 0 | 0 | 0 | 0 | 0 | 0 | 0 | 0 | 0 | 0 | 0 | 0 | 0 | 0 | 0 | 12
NO |  | 42 | 2011 | 8 | 3 | 3 |  |  |  | 138 | 138 | Wood Pole | 0.15 | 0 | 1 | 1351.5 AL | 0 | 0 | 0 | 0 | 0 | 0 | 0 | 0 | 0 | 0 | 0 | 0 | 0 | 0 | 0 | 0 | 0 | 0 | 0 | 0 | 0 | 0 | 0 | 12
NO |  | 42 | 2011 | 8 | 4 | 4 |  |  |  | 138 | 138 | Steel Pole | 0.88 | 0 | 2 | 1351.5 ACSR | 0 | 0 | 0 | 0 | 0 | 0 | 0 | 0 | 0 | 0 | 0 | 0 | 0 | 0 | 0 | 0 | 0 | 0 | 0 | 0 | 0 | 0 | 0 | 12
NO |  | 42 | 2011 | 8 | 5 | 5 |  |  |  | 138 | 138 | Wood Pole | 0.17 | 0 | 2 | 1351.5 ACSR | 0 | 0 | 0 | 0 | 0 | 0 | 0 | 0 | 0 | 0 | 0 | 0 | 0 | 0 | 0 | 0 | 0 | 0 | 0 | 0 | 0 | 0 | 0 | 12
NO |  | 42 | 2011 | 8 | 6 | 6 |  |  |  | 138 | 138 | Wood Pole | 0.07 | 0 | 1 | 1351.5 ACSR | 0 | 0 | 0 | 0 | 0 | 0 | 0 | 0 | 0 | 0 | 0 | 0 | 0 | 0 | 0 | 0 | 0 | 0 | 0 | 0 | 0 | 0 | 0 | 12
NO |  | 42 | 2011 | 8 | 8 | 8 |  | Bath Sub. | New Carlisle Sub. | 138 | 345 | Steel Tower | 0 | 14.65 | 0 | 2-1024.5 ACAR | 0 | 0 | 0 | 0 | 0 | 0 | 0 | 0 | 0 | 0 | 0 | 0 | 0 | 0 | 0 | 0 | 0 | 0 | 0 | 0 | 0 | 0 | 0 | 12
NO |  | 42 | 2011 | 8 | 9 | 9 |  |  |  | 138 | 138 | Wood Pole | 0.12 | 0 | 1 | 1351.5 ACSR | 0 | 0 | 0 | 0 | 0 | 0 | 0 | 0 | 0 | 0 | 0 | 0 | 0 | 0 | 0 | 0 | 0 | 0 | 0 | 0 | 0 | 0 | 0 | 12
NO |  | 42 | 2011 | 8 | 10 | 10 |  |  |  | 138 | 345 | Steel Pole | 0.05 | 0 | 1 | 1351.5 AL | 0 | 0 | 0 | 0 | 0 | 0 | 0 | 0 | 0 | 0 | 0 | 0 | 0 | 0 | 0 | 0 | 0 | 0 | 0 | 0 | 0 | 0 | 0 | 12
NO |  | 42 | 2011 | 8 | 11 | 11 |  |  |  | 138 | 138 | Steel Pole | 0 | 0.88 | 0 | 1351.5 ACSR | 0 | 0 | 0 | 0 | 0 | 0 | 0 | 0 | 0 | 0 | 0 | 0 | 0 | 0 | 0 | 0 | 0 | 0 | 0 | 0 | 0 | 0 | 0 | 12
NO |  | 42 | 2011 | 8 | 12 | 12 |  |  |  | 138 | 138 | Wood Pole | 0 | 0.17 | 0 | 1351.5 ACSR | 0 | 0 | 0 | 0 | 0 | 0 | 0 | 0 | 0 | 0 | 0 | 0 | 0 | 0 | 0 | 0 | 0 | 0 | 0 | 0 | 0 | 0 | 0 | 12
NO |  | 42 | 2011 | 8 | 13 | 13 |  |  |  | 138 | 138 | Wood Pole | 0.08 | 0 | 1 | 1351.5 ACSR | 61294 | 2566216 | 2627510 | 1888 | 9728 | 0 | 11616 | 0 | 0 | 0 | 0 | 0 | 0 | 0 | 0 | 0 | 0 | 0 | 0 | 0 | 0 | 0 | 0 | 12
NO |  | 42 | 2011 | 8 | 15 | 15 |  | Knollwood Sub. | Overlook Sub. | 138 | 138 | Steel Tower | 0 | 4.53 | 0 | 1351.5 ACSR | 0 | 0 | 0 | 0 | 0 | 0 | 0 | 0 | 0 | 0 | 0 | 0 | 0 | 0 | 0 | 0 | 0 | 0 | 0 | 0 | 0 | 0 | 0 | 12
NO |  | 42 | 2011 | 8 | 16 | 16 |  | Overlook Sub. | Monument Sub. | 138 | 138 | Wood Pole | 1.27 | 0 | 1 | 1351.5 ACSR | 0 | 0 | 0 | 0 | 0 | 0 | 0 | 0 | 0 | 0 | 0 | 0 | 0 | 0 | 0 | 0 | 0 | 0 | 0 | 0 | 0 | 0 | 0 | 12
NO |  | 42 | 2011 | 8 | 17 | 17 |  |  |  | 138 | 138 | Steel Tower | 1.58 | 0 | 1 | 2-300 CU | 0 | 0 | 0 | 0 | 13284 | 0 | 13284 | 0 | 0 | 0 | 0 | 0 | 0 | 0 | 0 | 0 | 0 | 0 | 0 | 0 | 0 | 0 | 0 | 12
NO |  | 42 | 2011 | 8 | 18 | 18 |  |  |  | 138 | 138 | Steel Tower | 1.54 | 0 | 2 | 795 ACSR | 0 | 0 | 0 | 0 | 2451 | 0 | 2451 | 0 | 0 | 0 | 0 | 0 | 0 | 0 | 0 | 0 | 0 | 0 | 0 | 0 | 0 | 0 | 0 | 12
NO |  | 42 | 2011 | 8 | 20 | 20 |  | Clark (Ohio Edison) | Urbana | 138 | 138 | Steel Pole | 2.48 | 0 | 1 | 795 ACSR | 0 | 594711 | 594711 | 0 | 0 | 0 | 0 | 0 | 0 | 0 | 0 | 0 | 0 | 0 | 0 | 0 | 0 | 0 | 0 | 0 | 0 | 0 | 0 | 12
NO |  | 42 | 2011 | 8 | 22 | 22 |  | Greene Sub. | Knollwood Sub. | 138 | 138 | Wood Pole | 0.22 | 0 | 1 | 1351.5 ACSR | 0 | 0 | 0 | 0 | 0 | 0 | 0 | 0 | 0 | 0 | 0 | 0 | 0 | 0 | 0 | 0 | 0 | 0 | 0 | 0 | 0 | 0 | 0 | 12
NO |  | 42 | 2011 | 8 | 23 | 23 |  |  |  | 138 | 138 | Steel Tower | 0 | 3.4 | 0 | 1351.5 ACSR | 0 | 0 | 0 | 0 | 0 | 0 | 0 | 0 | 0 | 0 | 0 | 0 | 0 | 0 | 0 | 0 | 0 | 0 | 0 | 0 | 0 | 0 | 0 | 12
NO |  | 42 | 2011 | 8 | 25 | 25 |  | Monument Sub. | Webster Sub. | 138 | 138 | Steel Tower | 0 | 1.54 | 0 | 795 ACSR | 0 | 0 | 0 | 0 | 0 | 0 | 0 | 0 | 0 | 0 | 0 | 0 | 0 | 0 | 0 | 0 | 0 | 0 | 0 | 0 | 0 | 0 | 0 | 12
NO |  | 42 | 2011 | 8 | 26 | 26 |  |  |  | 138 | 138 | Steel Tower | 2.25 | 0 | 1 | 2-300 CU | 0 | 495014 | 495014 | 0 | 547 | 0 | 547 | 0 | 0 | 0 | 0 | 0 | 0 | 0 | 0 | 0 | 0 | 0 | 0 | 0 | 0 | 0 | 0 | 12
NO |  | 42 | 2011 | 8 | 28 | 28 |  | Blue Jacket Sub. | Kirby (Ohio Edison) | 138 | 138 | Steel Pole | 0.16 | 0 | 2 | 795 AL | 0 | 0 | 0 | 0 | 0 | 0 | 0 | 0 | 0 | 0 | 0 | 0 | 0 | 0 | 0 | 0 | 0 | 0 | 0 | 0 | 0 | 0 | 0 | 12
NO |  | 42 | 2011 | 8 | 29 | 29 |  |  |  | 138 | 138 | Wood Pole | 18 | 0 | 1 | 795 AL | 0 | 0 | 0 | 0 | 0 | 0 | 0 | 0 | 0 | 0 | 0 | 0 | 0 | 0 | 0 | 0 | 0 | 0 | 0 | 0 | 0 | 0 | 0 | 12
NO |  | 42 | 2011 | 8 | 30 | 30 |  |  |  | 138 | 138 | Steel Pole | 3.45 | 0 | 1 | 795 AL | 1100000 | 2924529 | 4024529 | 0 | 7827 | 0 | 7827 | 0 | 0 | 0 | 0 | 0 | 0 | 0 | 0 | 0 | 0 | 0 | 0 | 0 | 0 | 0 | 0 | 12
NO |  | 42 | 2011 | 9 | 1 | 1 |  | WHOLLY OWNED 138 KV |  | 0 | 0 |  | 0 | 0 | 0 |  | 0 | 0 | 0 | 0 | 0 | 0 | 0 | 0 | 0 | 0 | 0 | 0 | 0 | 0 | 0 | 0 | 0 | 0 | 0 | 0 | 0 | 0 | 0 | 12
NO |  | 42 | 2011 | 9 | 2 | 2 |  | Miami Sub. | Eldean Sub. | 138 | 138 | Wood H-Frame | 3.84 | 0 | 1 | 636 ACSR | 0 | 0 | 0 | 0 | 0 | 0 | 0 | 0 | 0 | 0 | 0 | 0 | 0 | 0 | 0 | 0 | 0 | 0 | 0 | 0 | 0 | 0 | 0 | 12
NO |  | 42 | 2011 | 9 | 3 | 3 |  |  |  | 138 | 138 | Wood H-Frame | 1.77 | 0 | 2 | 636 ACSR | 0 | 0 | 0 | 0 | 0 | 0 | 0 | 0 | 0 | 0 | 0 | 0 | 0 | 0 | 0 | 0 | 0 | 0 | 0 | 0 | 0 | 0 | 0 | 12
NO |  | 42 | 2011 | 9 | 4 | 4 |  |  |  | 138 | 138 | Wood Pole | 0.14 | 0 | 1 | 636 ACSR | 0 | 0 | 0 | 0 | 0 | 0 | 0 | 0 | 0 | 0 | 0 | 0 | 0 | 0 | 0 | 0 | 0 | 0 | 0 | 0 | 0 | 0 | 0 | 12
NO |  | 42 | 2011 | 9 | 5 | 5 |  |  |  | 138 | 138 | Steel Tower | 0.06 | 0 | 1 | 1351.5 ACSR | 0 | 0 | 0 | 0 | 0 | 0 | 0 | 0 | 0 | 0 | 0 | 0 | 0 | 0 | 0 | 0 | 0 | 0 | 0 | 0 | 0 | 0 | 0 | 12
NO |  | 42 | 2011 | 9 | 6 | 6 |  |  |  | 138 | 138 | Steel Tower | 0 | 1.4 | 3 | 1351.5 ACSR | 0 | 0 | 0 | 0 | 0 | 0 | 0 | 0 | 0 | 0 | 0 | 0 | 0 | 0 | 0 | 0 | 0 | 0 | 0 | 0 | 0 | 0 | 0 | 12
NO |  | 42 | 2011 | 9 | 7 | 7 |  |  |  | 138 | 138 | Wood H-Frame | 6.26 | 0 | 1 | 1351.5 ACSR | 0 | 0 | 0 | 0 | 0 | 0 | 0 | 0 | 0 | 0 | 0 | 0 | 0 | 0 | 0 | 0 | 0 | 0 | 0 | 0 | 0 | 0 | 0 | 12
NO |  | 42 | 2011 | 9 | 8 | 8 |  |  |  | 138 | 138 | Steel Pole | 0.15 | 0 | 1 | 1351.5 ACSR | 0 | 0 | 0 | 0 | 0 | 0 | 0 | 0 | 0 | 0 | 0 | 0 | 0 | 0 | 0 | 0 | 0 | 0 | 0 | 0 | 0 | 0 | 0 | 12
NO |  | 42 | 2011 | 9 | 9 | 9 |  |  |  | 138 | 138 | Steel Pole | 0 | 5.26 | 2 | 1351.5 ACSR | 0 | 0 | 0 | 0 | 0 | 0 | 0 | 0 | 0 | 0 | 0 | 0 | 0 | 0 | 0 | 0 | 0 | 0 | 0 | 0 | 0 | 0 | 0 | 12
NO |  | 42 | 2011 | 9 | 10 | 10 |  |  |  | 138 | 138 | Wood Pole | 0 | 0.37 | 2 | 1351.5 ACSR | 0 | 1012142 | 1012142 | 0 | 14130 | 0 | 14130 | 0 | 0 | 0 | 0 | 0 | 0 | 0 | 0 | 0 | 0 | 0 | 0 | 0 | 0 | 0 | 0 | 12
NO |  | 42 | 2011 | 9 | 12 | 12 |  | TOTAL WHOLLY OWNED |  | 0 | 0 |  | 316.88 | 63.3 | 155 |  | 3635346 | 26971872 | 30607218 | 75260 | 516686 | 824 | 592770 | 0 | 0 | 0 | 0 | 0 | 0 | 0 | 0 | 0 | 0 | 0 | 0 | 0 | 0 | 0 | 0 | 12
NO |  | 42 | 2011 | 9 | 13 | 13 |  | 138 KV FACIL-SEE NOTE (L) |  | 0 | 0 |  | 0 | 0 | 0 |  | 0 | 0 | 0 | 0 | 0 | 0 | 0 | 0 | 0 | 0 | 0 | 0 | 0 | 0 | 0 | 0 | 0 | 0 | 0 | 0 | 0 | 0 | 0 | 12
NO |  | 42 | 2011 | 9 | 15 | 15 |  | WHOLLY OWNED 69 KV |  | 0 | 0 |  | 0 | 0 | 0 |  | 0 | 0 | 0 | 0 | 0 | 0 | 0 | 0 | 0 | 0 | 0 | 0 | 0 | 0 | 0 | 0 | 0 | 0 | 0 | 0 | 0 | 0 | 0 | 12
NO |  | 42 | 2011 | 9 | 16 | 16 |  | 69 KV Lines | H Non-Energized | 0 | 138 | Wood Pole | 0.13 | 0 | 0 |  | 0 | 0 | 0 | 0 | 0 | 0 | 0 | 0 | 0 | 0 | 0 | 0 | 0 | 0 | 0 | 0 | 0 | 0 | 0 | 0 | 0 | 0 | 0 | 12
NO |  | 42 | 2011 | 9 | 17 | 17 |  |  |  | 69 | 69 | Wood Pole | 709.8 | 9.26 | 0 |  | 0 | 0 | 0 | 0 | 0 | 0 | 0 | 0 | 0 | 0 | 0 | 0 | 0 | 0 | 0 | 0 | 0 | 0 | 0 | 0 | 0 | 0 | 0 | 12
NO |  | 42 | 2011 | 9 | 18 | 18 |  |  |  | 69 | 69 | Wood H-Frame | 0.22 | 1.14 | 0 |  | 0 | 0 | 0 | 0 | 0 | 0 | 0 | 0 | 0 | 0 | 0 | 0 | 0 | 0 | 0 | 0 | 0 | 0 | 0 | 0 | 0 | 0 | 0 | 12
NO |  | 42 | 2011 | 9 | 19 | 19 |  |  |  | 69 | 69 | Steel Pole | 22.67 | 3.91 | 0 |  | 0 | 0 | 0 | 0 | 0 | 0 | 0 | 0 | 0 | 0 | 0 | 0 | 0 | 0 | 0 | 0 | 0 | 0 | 0 | 0 | 0 | 0 | 0 | 12
NO |  | 42 | 2011 | 9 | 20 | 20 |  |  |  | 69 | 69 | Steel Tower | 50.65 | 26.96 | 0 |  | 0 | 0 | 0 | 0 | 0 | 0 | 0 | 0 | 0 | 0 | 0 | 0 | 0 | 0 | 0 | 0 | 0 | 0 | 0 | 0 | 0 | 0 | 0 | 12
NO |  | 42 | 2011 | 9 | 21 | 21 |  |  |  | 69 | 138 | Steel Pole | 0.12 | 0 | 0 |  | 0 | 0 | 0 | 0 | 0 | 0 | 0 | 0 | 0 | 0 | 0 | 0 | 0 | 0 | 0 | 0 | 0 | 0 | 0 | 0 | 0 | 0 | 0 | 12
NO |  | 42 | 2011 | 9 | 22 | 22 |  |  |  | 69 | 69 | Underground | 5.67 | 0 | 0 |  | 0 | 0 | 0 | 0 | 0 | 0 | 0 | 0 | 0 | 0 | 0 | 0 | 0 | 0 | 0 | 0 | 0 | 0 | 0 | 0 | 0 | 0 | 0 | 12
NO |  | 42 | 2011 | 9 | 23 | 23 |  |  |  | 69 | 138 | Wood Pole | 103.84 | 3.95 | 0 |  | 0 | 0 | 0 | 0 | 0 | 0 | 0 | 0 | 0 | 0 | 0 | 0 | 0 | 0 | 0 | 0 | 0 | 0 | 0 | 0 | 0 | 0 | 0 | 12
NO |  | 42 | 2011 | 9 | 24 | 24 |  |  |  | 69 | 138 | Wood H-Frame | 8.78 | 1.77 | 0 |  | 0 | 0 | 0 | 0 | 0 | 0 | 0 | 0 | 0 | 0 | 0 | 0 | 0 | 0 | 0 | 0 | 0 | 0 | 0 | 0 | 0 | 0 | 0 | 12
NO |  | 42 | 2011 | 9 | 25 | 25 |  |  |  | 69 | 138 | Steel Tower | 8.55 | 29 | 0 |  | 0 | 0 | 0 | 0 | 0 | 0 | 0 | 0 | 0 | 0 | 0 | 0 | 0 | 0 | 0 | 0 | 0 | 0 | 0 | 0 | 0 | 0 | 0 | 12
NO |  | 42 | 2011 | 9 | 26 | 26 |  |  | H Non-Energized | 0 | 69 | Wood Pole | 3.4 | 0 | 0 |  | 0 | 0 | 0 | 0 | 0 | 0 | 0 | 0 | 0 | 0 | 0 | 0 | 0 | 0 | 0 | 0 | 0 | 0 | 0 | 0 | 0 | 0 | 0 | 12
SI/SI | A | 42 | 2011 | 9 | 28 | 28 |  | All 69 KV Lines |  | 0 | 0 |  | 0 | 0 | 0 |  | 13875018 | 72395889 | 86270907 | 42575 | 1525299 | 0 | 1567874 | 0 | 0 | 0 | 0 | 0 | 0 | 0 | 0 | 0 | 0 | 0 | 0 | 0 | 0 | 0 | 0 | 12
NO |  | 42 | 2011 | 9 | 30 | 30 |  | TOTAL WHOLLY OWNED |  | 0 | 0 |  | 913.83 | 75.99 | 0 |  | 13875018 | 72395889 | 86270907 | 42575 | 1525299 | 0 | 1567874 | 0 | 0 | 0 | 0 | 0 | 0 | 0 | 0 | 0 | 0 | 0 | 0 | 0 | 0 | 0 | 0 | 12
NO |  | 42 | 2011 | 9 | 31 | 31 |  | 69 KV FACIL-SEE NOTE (L) |  | 0 | 0 |  | 0 | 0 | 0 |  | 0 | 0 | 0 | 0 | 0 | 0 | 0 | 0 | 0 | 0 | 0 | 0 | 0 | 0 | 0 | 0 | 0 | 0 | 0 | 0 | 0 | 0 | 0 | 12
NO |  | 42 | 2011 | 10 | 1 | 1 |  | WHOLLY OWNED 34.5 KV |  | 0 | 0 |  | 0 | 0 | 0 |  | 0 | 0 | 0 | 0 | 0 | 0 | 0 | 0 | 0 | 0 | 0 | 0 | 0 | 0 | 0 | 0 | 0 | 0 | 0 | 0 | 0 | 0 | 0 | 12
NO |  | 42 | 2011 | 10 | 2 | 2 |  | 34.5 KV Lines | H Non-Energized | 34.5 | 34.5 | Wood Pole | 3.98 | 0 | 0 |  | 0 | 0 | 0 | 0 | 0 | 0 | 0 | 0 | 0 | 0 | 0 | 0 | 0 | 0 | 0 | 0 | 0 | 0 | 0 | 0 | 0 | 0 | 0 | 12
NO |  | 42 | 2011 | 10 | 3 | 3 |  |  |  | 34.5 | 69 | Wood Pole | 8.05 | 0 | 0 |  | 0 | 0 | 0 | 0 | 0 | 0 | 0 | 0 | 0 | 0 | 0 | 0 | 0 | 0 | 0 | 0 | 0 | 0 | 0 | 0 | 0 | 0 | 0 | 12
NO |  | 42 | 2011 | 10 | 4 | 4 |  |  |  | 34.5 | 34.5 | Wood Pole | 24.27 | 1.08 | 0 |  | 0 | 0 | 0 | 0 | 0 | 0 | 0 | 0 | 0 | 0 | 0 | 0 | 0 | 0 | 0 | 0 | 0 | 0 | 0 | 0 | 0 | 0 | 0 | 12
NO |  | 42 | 2011 | 10 | 5 | 5 |  |  | H Non-Energized | 34.5 | 69 | Wood H-Frame | 0 | 1.14 | 0 |  | 0 | 0 | 0 | 0 | 0 | 0 | 0 | 0 | 0 | 0 | 0 | 0 | 0 | 0 | 0 | 0 | 0 | 0 | 0 | 0 | 0 | 0 | 0 | 12
NO |  | 42 | 2011 | 10 | 6 | 6 |  |  | H Non-Energized | 34.5 | 138 | Steel Tower | 0 | 1.28 | 0 |  | 0 | 0 | 0 | 0 | 0 | 0 | 0 | 0 | 0 | 0 | 0 | 0 | 0 | 0 | 0 | 0 | 0 | 0 | 0 | 0 | 0 | 0 | 0 | 12
NO |  | 42 | 2011 | 10 | 8 | 8 |  | TOTAL WHOLLY OWNED |  | 0 | 0 |  | 36.3 | 3.5 | 0 |  | 0 | 0 | 0 | 0 | 0 | 0 | 0 | 0 | 0 | 0 | 0 | 0 | 0 | 0 | 0 | 0 | 0 | 0 | 0 | 0 | 0 | 0 | 0 | 12
NO |  | 42 | 2011 | 10 | 9 | 9 |  | 34.5 KV FAC-SEE NOTE (L) |  | 0 | 0 |  | 0 | 0 | 0 |  | 0 | 0 | 0 | 0 | 4808 | 0 | 4808 | 0 | 0 | 0 | 0 | 0 | 0 | 0 | 0 | 0 | 0 | 0 | 0 | 0 | 0 | 0 | 0 | 12
NO |  | 42 | 2011 | 0 | 36 | 36 |  | TOTAL |  | 0 | 0 |  | 2142.21 | 274.25 | 269 |  | 30833380 | 177252515 | 208085895 | 752311 | 3273996 | 824 | 4027131 | 0 | 0 | 0 | 0 | 0 | 0 | 0 | 0 | 0 | 0 | 0 | 0 | 0 | 0 | 0 | 0 | 12
NO |  | 41 | 2011 | 0 | 36 | 36 |  | TOTAL |  | 0 | 0 |  | 0 | 0 | 0 |  | 0 | 0 | 0 | 0 | 0 | 0 | 0 | 0 | 0 | 0 | 0 | 0 | 0 | 0 | 0 | 0 | 0 | 0 | 0 | 0 | 0 | 0 | 0 | 12
NO |  | 159 | 2011 | 0 | 1 | 1 |  | 115 KV System | Various | 115 | 230 | Various | 95.17 | 0 | 0 | Various | 1307722 | 10677074 | 11984796 | 0 | 0 | 0 | 0 | 0 | 0 | 0 | 0 | 0 | 0 | 0 | 611590516 | 0 | 0 | 0 | 0 | 0 | 0 | 0 | 0 | 12
SI/SI | A | 159 | 2011 | 0 | 2 | 2 |  | 115 KV System | Various | 115 | 115 | Various | 1479.3 | 96.46 | 0 | Various | 27695911 | 207170116 | 234866027 | 0 | 0 | 0 | 2416865.2132 | 0 | 0 | 0 | 0 | 0 | 0 | 0 | 611590620 | 0 | 0 | 0 | 0 | 0 | 0 | 0 | 0 | 12
SI/SI | A | 159 | 2011 | 0 | 3 | 3 |  | 46 KV System | Various | 46 | 115 | Various | 42.7 | 0 | 0 | Various | 393946 | 2206881 | 2600827 | 0 | 0 | 0 | 26763.5485 | 0 | 0 | 0 | 0 | 0 | 0 | 0 | 611590517 | 0 | 0 | 0 | 0 | 0 | 0 | 0 | 0 | 12
SI/SI | A | 159 | 2011 | 0 | 4 | 4 |  | 46 KV System | Various | 46 | 46 | Various | 607.56 | 25.77 | 0 | Various | 2157896 | 42963137 | 45121033 | 0 | 0 | 0 | 464313.449 | 0 | 0 | 0 | 0 | 0 | 0 | 0 | 611590518 | 0 | 0 | 0 | 0 | 0 | 0 | 0 | 0 | 12
SI/SI | A | 159 | 2011 | 0 | 5 | 5 |  | 33 KV System | Various | 33 | 33 | Various | 67.68 | 3.29 | 0 |  | 62375 | 4126679 | 4189054 | 0 | 0 | 0 | 43107.0386 | 0 | 0 | 0 | 0 | 0 | 0 | 0 | 611590519 | 0 | 0 | 0 | 0 | 0 | 0 | 0 | 0 | 12
SI/SI | A | 159 | 2011 | 0 | 6 | 6 |  | 13.8 KV System | SPA | 13.8 | 46 | Various | 0.34 | 0 | 1 |  | 0 | 0 | 0 | 0 | 0 | 0 | 0 | 0 | 0 | 0 | 0 | 0 | 0 | 0 | 0 | 0 | 0 | 0 | 0 | 0 | 0 | 0 | 0 | 12
SI/SI | A | 159 | 2011 | 0 | 7 | 7 |  | 13.8 KV System | Neal Shoals | 13.8 | 13.8 | Wood-SP | 11.1 | 0 | 1 |  | 0 | 0 | 0 | 0 | 0 | 0 | 0 | 0 | 0 | 0 | 0 | 0 | 0 | 0 | 0 | 0 | 0 | 0 | 0 | 0 | 0 | 0 | 0 | 12
SI/SI | A | 159 | 2011 | 0 | 8 | 8 |  | 13.8 KV System | Neal Shoals | 13.8 | 13.8 | Wood-SP | 2.9 | 2.9 | 2 | 336mcm | 4210 | 228414 | 232624 | 0 | 0 | 0 | 2393.7939 | 0 | 0 | 0 | 0 | 0 | 0 | 0 | 0 | 0 | 0 | 0 | 0 | 0 | 0 | 0 | 0 | 12
NO |  | 159 | 2011 | 0 | 9 | 9 |  | 230 KV System |  | 0 | 0 |  | 0 | 0 | 0 |  | 12458662 | 160220661 | 172679323 | 0 | 0 | 0 | 0 | 0 | 0 | 0 | 0 | 0 | 0 | 0 | 0 | 0 | 0 | 0 | 611590520 | 0 | 0 | 0 | 0 | 12
NO |  | 159 | 2011 | 0 | 10 | 10 |  | CEC Cola Energy | Fold-in | 230 | 230 | Steel-SP | 5.88 | 0 | 1 | 1272mcm | 0 | 0 | 0 | 0 | 0 | 0 | 0 | 0 | 0 | 0 | 0 | 0 | 0 | 0 | 0 | 0 | 0 | 0 | 0 | 0 | 0 | 0 | 0 | 12
NO |  | 159 | 2011 | 0 | 11 | 11 |  | Canadys | Sumter | 230 | 230 | Wood-H | 32 | 0 | 1 | 795mcm | 0 | 0 | 0 | 0 | 0 | 0 | 0 | 0 | 0 | 0 | 0 | 0 | 0 | 0 | 0 | 0 | 0 | 0 | 0 | 0 | 0 | 0 | 0 | 12
NO |  | 159 | 2011 | 0 | 12 | 12 |  | Canadys | Faber Place #1 | 230 | 230 | Wood-H | 40.34 | 0 | 1 | 795mcm | 0 | 0 | 0 | 0 | 0 | 0 | 0 | 0 | 0 | 0 | 0 | 0 | 0 | 0 | 0 | 0 | 0 | 0 | 0 | 0 | 0 | 0 | 0 | 12
NO |  | 159 | 2011 | 0 | 13 | 13 |  | Canadys | Faber Place #2 | 230 | 230 | Wood-H | 42.8 | 0 | 1 | 795mcm | 0 | 0 | 0 | 0 | 0 | 0 | 0 | 0 | 0 | 0 | 0 | 0 | 0 | 0 | 0 | 0 | 0 | 0 | 0 | 0 | 0 | 0 | 0 | 12
NO |  | 159 | 2011 | 0 | 14 | 14 |  | Canadys | Yemassee | 230 | 230 | Wood-H | 30.3 | 0 | 1 | Various | 0 | 0 | 0 | 0 | 0 | 0 | 0 | 0 | 0 | 0 | 0 | 0 | 0 | 0 | 0 | 0 | 0 | 0 | 0 | 0 | 0 | 0 | 0 | 12
NO |  | 159 | 2011 | 0 | 15 | 15 |  | Canadys | Urquhart | 230 | 230 | Wood-H | 79.47 | 0 | 1 | 1272mcm | 0 | 0 | 0 | 0 | 0 | 0 | 0 | 0 | 0 | 0 | 0 | 0 | 0 | 0 | 0 | 0 | 0 | 0 | 0 | 0 | 0 | 0 | 0 | 12
NO |  | 159 | 2011 | 0 | 16 | 16 |  | Canadys | Graniteville-SRP | 230 | 230 | Wood-H | 0.08 | 0 | 1 | 795mcm | 0 | 0 | 0 | 0 | 0 | 0 | 0 | 0 | 0 | 0 | 0 | 0 | 0 | 0 | 0 | 0 | 0 | 0 | 0 | 0 | 0 | 0 | 0 | 12
NO |  | 159 | 2011 | 0 | 17 | 17 |  | Church Creek | Yemassee | 230 | 230 | Various | 52.1 | 0 | 1 | 1272mcm | 0 | 0 | 0 | 0 | 0 | 0 | 0 | 0 | 0 | 0 | 0 | 0 | 0 | 0 | 0 | 0 | 0 | 0 | 0 | 0 | 0 | 0 | 0 | 12
NO |  | 159 | 2011 | 0 | 18 | 18 |  | Cope | Orangeburg | 230 | 230 | Steel-SP | 22.05 | 0 | 2 | 795mcm | 0 | 0 | 0 | 0 | 0 | 0 | 0 | 0 | 0 | 0 | 0 | 0 | 0 | 0 | 0 | 0 | 0 | 0 | 0 | 0 | 0 | 0 | 0 | 12
NO |  | 159 | 2011 | 0 | 19 | 19 |  | Cope | Canadys | 230 | 230 | Steel-SP | 40.53 | 0 | 2 | 795mcm | 0 | 0 | 0 | 0 | 0 | 0 | 0 | 0 | 0 | 0 | 0 | 0 | 0 | 0 | 0 | 0 | 0 | 0 | 0 | 0 | 0 | 0 | 0 | 12
NO |  | 159 | 2011 | 0 | 20 | 20 |  | Edenwood | Denny Terrace | 230 | 230 | Wood-H | 12.16 | 0 | 1 |  | 0 | 0 | 0 | 0 | 0 | 0 | 0 | 0 | 0 | 0 | 0 | 0 | 0 | 0 | 0 | 0 | 0 | 0 | 0 | 0 | 0 | 0 | 0 | 12
NO |  | 159 | 2011 | 0 | 21 | 21 |  | Edenwood | McMeekin | 230 | 230 | Various | 11.48 | 0 | 1 | Various | 0 | 0 | 0 | 0 | 0 | 0 | 0 | 0 | 0 | 0 | 0 | 0 | 0 | 0 | 0 | 0 | 0 | 0 | 0 | 0 | 0 | 0 | 0 | 12
NO |  | 159 | 2011 | 0 | 22 | 22 |  | Edenwood | Tie | 230 | 230 | Wood-H | 1.45 | 0 | 1 | 1272mcm | 0 | 0 | 0 | 0 | 0 | 0 | 0 | 0 | 0 | 0 | 0 | 0 | 0 | 0 | 0 | 0 | 0 | 0 | 0 | 0 | 0 | 0 | 0 | 12
NO |  | 159 | 2011 | 0 | 23 | 23 |  | Edenwood | Owens Steel | 230 | 230 | Steel-SP | 0.41 | 0 | 1 | 1272mcm | 0 | 0 | 0 | 0 | 0 | 0 | 0 | 0 | 0 | 0 | 0 | 0 | 0 | 0 | 0 | 0 | 0 | 0 | 0 | 0 | 0 | 0 | 0 | 12
NO |  | 159 | 2011 | 0 | 24 | 24 |  | Fairfield | Summer | 230 | 230 | Wood-H | 2.79 | 0 | 1 | 1272mcm | 0 | 0 | 0 | 0 | 0 | 0 | 0 | 0 | 0 | 0 | 0 | 0 | 0 | 0 | 0 | 0 | 0 | 0 | 0 | 0 | 0 | 0 | 0 | 12
NO |  | 159 | 2011 | 0 | 25 | 25 |  | Goose Creek | Ashley Phos. | 230 | 230 | Wood-H | 3.1 | 0 | 1 | 1272mcm | 0 | 0 | 0 | 0 | 0 | 0 | 0 | 0 | 0 | 0 | 0 | 0 | 0 | 0 | 0 | 0 | 0 | 0 | 0 | 0 | 0 | 0 | 0 | 12
NO |  | 159 | 2011 | 0 | 26 | 26 |  | Graniteville | Urquhart | 230 | 230 | Wood-H | 11.26 | 0 | 1 | 1272mcm | 0 | 0 | 0 | 0 | 0 | 0 | 0 | 0 | 0 | 0 | 0 | 0 | 0 | 0 | 0 | 0 | 0 | 0 | 0 | 0 | 0 | 0 | 0 | 12
NO |  | 159 | 2011 | 0 | 27 | 27 |  | Hanahan | Bushy Park | 230 | 230 | Wood-H | 10.5 | 0 | 1 |  | 0 | 0 | 0 | 0 | 0 | 0 | 0 | 0 | 0 | 0 | 0 | 0 | 0 | 0 | 0 | 0 | 0 | 0 | 0 | 0 | 0 | 0 | 0 | 12
NO |  | 159 | 2011 | 0 | 28 | 28 |  | Hopkins | Tap | 230 | 230 | Steel-SP | 2.84 | 0 | 1 | 1272mcm | 0 | 0 | 0 | 0 | 0 | 0 | 0 | 0 | 0 | 0 | 0 | 0 | 0 | 0 | 0 | 0 | 0 | 0 | 0 | 0 | 0 | 0 | 0 | 12
NO |  | 159 | 2011 | 0 | 29 | 29 |  | Huron | Tap | 230 | 230 | Wood-H | 0.11 | 0 | 1 | 1272mcm | 0 | 0 | 0 | 0 | 0 | 0 | 0 | 0 | 0 | 0 | 0 | 0 | 0 | 0 | 0 | 0 | 0 | 0 | 0 | 0 | 0 | 0 | 0 | 12
NO |  | 159 | 2011 | 0 | 30 | 30 |  | Jasper | Yemassee#1 | 230 | 230 | Steel-SP | 39.49 | 0 | 2 | 1272mcm | 0 | 0 | 0 | 0 | 0 | 0 | 0 | 0 | 0 | 0 | 0 | 0 | 0 | 0 | 0 | 0 | 0 | 0 | 0 | 0 | 0 | 0 | 0 | 12
NO |  | 159 | 2011 | 0 | 31 | 31 |  | Jasper | Yemassee#2 | 230 | 230 | Steel-SP | 39.27 | 0 | 2 | 1272mcm | 0 | 0 | 0 | 0 | 0 | 0 | 0 | 0 | 0 | 0 | 0 | 0 | 0 | 0 | 0 | 0 | 0 | 0 | 0 | 0 | 0 | 0 | 0 | 12
NO |  | 159 | 2011 | 0 | 32 | 32 |  | Jasper | Purrysburg (Santee) | 230 | 230 | Steel-SP | 1.24 | 0 | 2 | 1272mcm | 0 | 0 | 0 | 0 | 0 | 0 | 0 | 0 | 0 | 0 | 0 | 0 | 0 | 0 | 0 | 0 | 0 | 0 | 0 | 0 | 0 | 0 | 0 | 12
NO |  | 159 | 2011 | 0 | 33 | 33 |  | Ladson | Ashley Phos. | 230 | 230 | Wood-H | 4.6 | 0 | 1 |  | 0 | 0 | 0 | 0 | 0 | 0 | 0 | 0 | 0 | 0 | 0 | 0 | 0 | 0 | 0 | 0 | 0 | 0 | 0 | 0 | 0 | 0 | 0 | 12
NO |  | 159 | 2011 | 0 | 34 | 34 |  | McMeekin | Parr | 230 | 230 | Wood-H | 16.66 | 0 | 1 | 795mcm | 0 | 0 | 0 | 0 | 0 | 0 | 0 | 0 | 0 | 0 | 0 | 0 | 0 | 0 | 0 | 0 | 0 | 0 | 0 | 0 | 0 | 0 | 0 | 12
NO |  | 159 | 2011 | 0 | 35 | 35 |  | Parr | Denny Terrace | 230 | 230 | Wood-H | 21.96 | 0 | 1 | 795mcm | 0 | 0 | 0 | 0 | 0 | 0 | 0 | 0 | 0 | 0 | 0 | 0 | 0 | 0 | 0 | 0 | 0 | 0 | 0 | 0 | 0 | 0 | 0 | 12
NO |  | 159 | 2011 | 1 | 1 | 1 |  | Parr | Duke | 230 | 230 | Tower | 10.9 | 10.9 | 1 | 954mcm | 0 | 0 | 0 | 0 | 0 | 0 | 0 | 0 | 0 | 0 | 0 | 0 | 0 | 0 | 0 | 0 | 0 | 0 | 0 | 0 | 0 | 0 | 0 | 12
NO |  | 159 | 2011 | 1 | 2 | 2 |  | Pepperhill | Mateeba | 230 | 230 | Wood-H | 7.1 | 0 | 1 | 795mcm | 0 | 0 | 0 | 0 | 0 | 0 | 0 | 0 | 0 | 0 | 0 | 0 | 0 | 0 | 0 | 0 | 0 | 0 | 0 | 0 | 0 | 0 | 0 | 12
NO |  | 159 | 2011 | 1 | 3 | 3 |  | St. George | Ladson | 230 | 230 | Wood-H | 33 | 0 | 1 | 795mcm | 0 | 0 | 0 | 0 | 0 | 0 | 0 | 0 | 0 | 0 | 0 | 0 | 0 | 0 | 0 | 0 | 0 | 0 | 0 | 0 | 0 | 0 | 0 | 12
NO |  | 159 | 2011 | 1 | 4 | 4 |  | Summer | Denny Terrace | 230 | 230 | Wood-H | 2.54 | 0 | 1 | 1272mcm | 0 | 0 | 0 | 0 | 0 | 0 | 0 | 0 | 0 | 0 | 0 | 0 | 0 | 0 | 0 | 0 | 0 | 0 | 0 | 0 | 0 | 0 | 0 | 12
NO |  | 159 | 2011 | 1 | 5 | 5 |  | Summer | Parr #1 | 230 | 230 | Wood-H | 2.38 | 0 | 1 | 1272mcm | 0 | 0 | 0 | 0 | 0 | 0 | 0 | 0 | 0 | 0 | 0 | 0 | 0 | 0 | 0 | 0 | 0 | 0 | 0 | 0 | 0 | 0 | 0 | 12
NO |  | 159 | 2011 | 1 | 6 | 6 |  | Summer | Parr #2 | 230 | 230 | Wood-H | 2.26 | 0 | 1 | 1272mcm | 0 | 0 | 0 | 0 | 0 | 0 | 0 | 0 | 0 | 0 | 0 | 0 | 0 | 0 | 0 | 0 | 0 | 0 | 0 | 0 | 0 | 0 | 0 | 12
NO |  | 159 | 2011 | 1 | 7 | 7 |  | Summer | Graniteville | 230 | 230 | Wood-H | 63.26 | 0 | 1 | 1272mcm | 0 | 0 | 0 | 0 | 0 | 0 | 0 | 0 | 0 | 0 | 0 | 0 | 0 | 0 | 0 | 0 | 0 | 0 | 0 | 0 | 0 | 0 | 0 | 12
NO |  | 159 | 2011 | 1 | 8 | 8 |  | Summer | Pineland | 230 | 230 | Wood-H | 24.3 | 0 | 1 | 1272mcm | 0 | 0 | 0 | 0 | 0 | 0 | 0 | 0 | 0 | 0 | 0 | 0 | 0 | 0 | 0 | 0 | 0 | 0 | 0 | 0 | 0 | 0 | 0 | 12
NO |  | 159 | 2011 | 1 | 9 | 9 |  | Summer | Denny Terrace | 230 | 230 | Wood-H | 26.26 | 0 | 1 | 1272mcm | 0 | 0 | 0 | 0 | 0 | 0 | 0 | 0 | 0 | 0 | 0 | 0 | 0 | 0 | 0 | 0 | 0 | 0 | 0 | 0 | 0 | 0 | 0 | 12
NO |  | 159 | 2011 | 1 | 10 | 10 |  | Summerville | Tap | 230 | 230 | Wood-H | 0 | 0.08 | 1 | 1272mcm | 0 | 0 | 0 | 0 | 0 | 0 | 0 | 0 | 0 | 0 | 0 | 0 | 0 | 0 | 0 | 0 | 0 | 0 | 0 | 0 | 0 | 0 | 0 | 12
NO |  | 159 | 2011 | 1 | 11 | 11 |  | Timberlake | Tap | 230 | 230 | Wood-SP | 8.41 | 0 | 1 | 1272mcm | 0 | 0 | 0 | 0 | 0 | 0 | 0 | 0 | 0 | 0 | 0 | 0 | 0 | 0 | 0 | 0 | 0 | 0 | 0 | 0 | 0 | 0 | 0 | 12
NO |  | 159 | 2011 | 1 | 12 | 12 |  | Urquhart | Fold-in | 230 | 230 | Steel-H | 9.55 | 0 | 1 | 1272mcm | 0 | 0 | 0 | 0 | 0 | 0 | 0 | 0 | 0 | 0 | 0 | 0 | 0 | 0 | 0 | 0 | 0 | 0 | 0 | 0 | 0 | 0 | 0 | 12
NO |  | 159 | 2011 | 1 | 13 | 13 |  | Vogtle | SRP | 230 | 230 | Steel-H | 17.1 | 0 | 1 | 795mcm | 0 | 0 | 0 | 0 | 0 | 0 | 0 | 0 | 0 | 0 | 0 | 0 | 0 | 0 | 0 | 0 | 0 | 0 | 0 | 0 | 0 | 0 | 0 | 12
NO |  | 159 | 2011 | 1 | 14 | 14 |  | Ward | Tie | 230 | 230 | Wood-H | 0.07 | 0 | 1 | 1272mcm | 0 | 0 | 0 | 0 | 0 | 0 | 0 | 0 | 0 | 0 | 0 | 0 | 0 | 0 | 0 | 0 | 0 | 0 | 0 | 0 | 0 | 0 | 0 | 12
NO |  | 159 | 2011 | 1 | 15 | 15 |  | Wateree | Denny Terrace | 230 | 230 | Wood-H | 29.94 | 0 | 1 | Various | 0 | 0 | 0 | 0 | 0 | 0 | 0 | 0 | 0 | 0 | 0 | 0 | 0 | 0 | 0 | 0 | 0 | 0 | 0 | 0 | 0 | 0 | 0 | 12
NO |  | 159 | 2011 | 1 | 16 | 16 |  | Wateree | Edenwood | 230 | 230 | Wood-H | 27.8 | 0 | 1 | 1272mcm | 0 | 0 | 0 | 0 | 0 | 0 | 0 | 0 | 0 | 0 | 0 | 0 | 0 | 0 | 0 | 0 | 0 | 0 | 0 | 0 | 0 | 0 | 0 | 12
NO |  | 159 | 2011 | 1 | 17 | 17 |  | Wateree | Sumter | 230 | 230 | Wood-H | 0.86 | 0 | 1 | 1272mcm | 0 | 0 | 0 | 0 | 0 | 0 | 0 | 0 | 0 | 0 | 0 | 0 | 0 | 0 | 0 | 0 | 0 | 0 | 0 | 0 | 0 | 0 | 0 | 12
NO |  | 159 | 2011 | 1 | 18 | 18 |  | Wateree | St. George | 230 | 230 | Wood-H | 45.6 | 0 | 1 | 1272mcm | 0 | 0 | 0 | 0 | 0 | 0 | 0 | 0 | 0 | 0 | 0 | 0 | 0 | 0 | 0 | 0 | 0 | 0 | 0 | 0 | 0 | 0 | 0 | 12
NO |  | 159 | 2011 | 1 | 19 | 19 |  | Wateree | Pineland | 230 | 230 | Wood-H | 38.18 | 0 | 1 | 1272mcm | 0 | 0 | 0 | 0 | 0 | 0 | 0 | 0 | 0 | 0 | 0 | 0 | 0 | 0 | 0 | 0 | 0 | 0 | 0 | 0 | 0 | 0 | 0 | 12
NO |  | 159 | 2011 | 1 | 20 | 20 |  | Wateree | Hercules | 230 | 230 | Wood-H | 0.45 | 0 | 1 | 1272mcm | 0 | 0 | 0 | 0 | 0 | 0 | 0 | 0 | 0 | 0 | 0 | 0 | 0 | 0 | 0 | 0 | 0 | 0 | 0 | 0 | 0 | 0 | 0 | 12
NO |  | 159 | 2011 | 1 | 21 | 21 |  | Wateree | Orangeburg | 230 | 230 | Wood-H | 27.1 | 0 | 1 | 795mcm | 0 | 0 | 0 | 0 | 0 | 0 | 0 | 0 | 0 | 0 | 0 | 0 | 0 | 0 | 0 | 0 | 0 | 0 | 0 | 0 | 0 | 0 | 0 | 12
NO |  | 159 | 2011 | 1 | 22 | 22 |  | Wateree-Edenwood | Columbia | 230 | 230 | Steel-H | 2.95 | 2.95 | 2 | 1272mcm | 0 | 0 | 0 | 0 | 0 | 0 | 0 | 0 | 0 | 0 | 0 | 0 | 0 | 0 | 0 | 0 | 0 | 0 | 0 | 0 | 0 | 0 | 0 | 12
NO |  | 159 | 2011 | 1 | 23 | 23 |  | Williams | Wateree | 230 | 230 | Wood-H | 10.3 | 0 | 1 | 1272mcm | 0 | 0 | 0 | 0 | 0 | 0 | 0 | 0 | 0 | 0 | 0 | 0 | 0 | 0 | 0 | 0 | 0 | 0 | 0 | 0 | 0 | 0 | 0 | 12
NO |  | 159 | 2011 | 1 | 24 | 24 |  | Williams | Canadys | 230 | 230 | Wood-H | 9.6 | 0.7 | 1 | 1272mcm | 0 | 0 | 0 | 0 | 0 | 0 | 0 | 0 | 0 | 0 | 0 | 0 | 0 | 0 | 0 | 0 | 0 | 0 | 0 | 0 | 0 | 0 | 0 | 12
NO |  | 159 | 2011 | 1 | 25 | 25 |  | Williams | Faber Place #2 | 230 | 230 | Tower-H | 18 | 6.71 | 2 | 1272mcm | 0 | 0 | 0 | 0 | 0 | 0 | 0 | 0 | 0 | 0 | 0 | 0 | 0 | 0 | 0 | 0 | 0 | 0 | 0 | 0 | 0 | 0 | 0 | 12
NO |  | 159 | 2011 | 1 | 26 | 26 |  | Williams | Tie | 230 | 230 | Concrete | 0.08 | 0 | 1 | 1272mcm | 0 | 0 | 0 | 0 | 0 | 0 | 0 | 0 | 0 | 0 | 0 | 0 | 0 | 0 | 0 | 0 | 0 | 0 | 0 | 0 | 0 | 0 | 0 | 12
NO |  | 159 | 2011 | 1 | 27 | 27 |  | Williams | DuPont | 230 | 230 | Wood-H | 6.6 | 0 | 1 | 1272mcm | 0 | 0 | 0 | 0 | 0 | 0 | 0 | 0 | 0 | 0 | 0 | 0 | 0 | 0 | 0 | 0 | 0 | 0 | 0 | 0 | 0 | 0 | 0 | 12
NO |  | 159 | 2011 | 1 | 28 | 28 |  | Yemassee | Burton | 230 | 230 | Steel-SP | 21.31 | 0 | 2 | 1272mcm | 0 | 0 | 0 | 0 | 0 | 0 | 0 | 0 | 0 | 0 | 0 | 0 | 0 | 0 | 0 | 0 | 0 | 0 | 0 | 0 | 0 | 0 | 0 | 12
NO |  | 159 | 2011 | 1 | 29 | 29 |  | Yemassee | Santee | 230 | 230 | Wood-H | 2.93 | 0 | 2 | 1272mcm | 0 | 0 | 0 | 0 | 0 | 0 | 0 | 0 | 0 | 0 | 0 | 0 | 0 | 0 | 0 | 0 | 0 | 0 | 0 | 0 | 0 | 0 | 0 | 12
NO |  | 159 | 2011 | 1 | 30 | 30 |  | Underground |  | 0 | 0 |  | 0 | 0 | 0 |  | 0 | 0 | 0 | 0 | 0 | 0 | 0 | 0 | 0 | 0 | 0 | 0 | 0 | 0 | 0 | 0 | 0 | 0 | 0 | 0 | 0 | 0 | 0 | 12
SI/SI | A | 159 | 2011 | 1 | 31 | 31 |  | 33 KV System |  | 0 | 0 |  | 0.23 | 0 | 2 | 250mcm | 0 | 16443 | 16443 | 0 | 0 | 0 | 169.205 | 0 | 0 | 0 | 0 | 0 | 0 | 0 | 0 | 0 | 0 | 0 | 0 | 0 | 0 | 0 | 0 | 12
SI/SI | A | 159 | 2011 | 1 | 32 | 32 |  | 46 KV System |  | 0 | 0 |  | 0.9 | 0 | 1 | 750mcm | 0 | 1627286 | 1627286 | 0 | 0 | 0 | 16745.4228 | 0 | 0 | 0 | 0 | 0 | 0 | 0 | 0 | 0 | 0 | 0 | 0 | 0 | 0 | 0 | 0 | 12
SI/SI | A | 159 | 2011 | 1 | 33 | 33 |  | 115 KV System |  | 0 | 0 |  | 12.9 | 0 | 1 | 1500mcm | 9181311 | 36277838 | 45459149 | 0 | 0 | 0 | 467792.7976 | 0 | 0 | 0 | 0 | 0 | 0 | 0 | 0 | 0 | 0 | 0 | 0 | 0 | 0 | 0 | 0 | 12
NO |  | 159 | 2011 | 0 | 36 | 36 |  | TOTAL |  | 0 | 0 |  | 3294.48 | 149.76 | 72 |  | 53262033 | 465514529 | 518776562 | 289083 | 5049335 | 0 | 5338418 | 0 | 0 | 0 | 0 | 0 | 0 | 0 | 0 | 0 | 0 | 0 | 0 | 0 | 0 | 0 | 0 | 12
NO |  | 159 | 2011 | 1 | 34 | 34 |  |  |  | 0 | 0 |  | 0 | 0 | 0 |  | 0 | 0 | 0 | 289083 | 5049335 | 0 | 5338418 | 0 | 0 | 0 | 0 | 0 | 0 | 0 | 0 | 0 | 0 | 0 | 0 | 611590618 | 611590619 | 0 | 0 | 12
SI/SI | A | 187 | 2011 | 0 | 1 | 1 |  | Group Sum |  | 60 | 60 |  | 1 | 0 | 0 |  | 136038 | 70092 | 206130 | 0 | 0 | 0 | 0 | 0 | 0 | 0 | 0 | 0 | 0 | 0 | 0 | 0 | 0 | 0 | 0 | 0 | 0 | 0 | 0 | 12
SI/SI | A | 187 | 2011 | 0 | 3 | 3 |  | Group Sum |  | 115 | 115 |  | 1544 | 0 | 0 |  | 9848311 | 108275898 | 118124209 | 374817 | 1079305 | 884 | 1455006 | 0 | 0 | 0 | 0 | 0 | 0 | 0 | 0 | 0 | 0 | 0 | 0 | 0 | 0 | 0 | 0 | 12
NO |  | 187 | 2011 | 0 | 5 | 5 |  | Beacon Sub #4 | BPA Bell Sub | 230 | 230 | Steel Tower | 1 | 0 | 1 | 1272 ACSS | 0 | 0 | 0 | 0 | 0 | 0 | 0 | 0 | 0 | 0 | 0 | 0 | 0 | 0 | 0 | 0 | 0 | 0 | 0 | 0 | 0 | 0 | 0 | 12
NO |  | 187 | 2011 | 0 | 6 | 6 |  | Beacon Sub | BPA Bell Sub | 230 | 230 | H Type | 5 | 0 | 1 | 1272 ACSS | 17912 | 1316679 | 1334591 | 0 | 24734 | 0 | 24734 | 0 | 0 | 0 | 0 | 0 | 0 | 0 | 0 | 0 | 0 | 0 | 0 | 0 | 0 | 0 | 0 | 12
NO |  | 187 | 2011 | 0 | 7 | 7 |  | Beacon Sub #5 | BPA Bell Sub | 230 | 230 | Steel Pole | 4 | 0 | 1 | 1272 ACSS | 0 | 0 | 0 | 0 | 0 | 0 | 0 | 0 | 0 | 0 | 0 | 0 | 0 | 0 | 0 | 0 | 0 | 0 | 0 | 0 | 0 | 0 | 0 | 12
NO |  | 187 | 2011 | 0 | 8 | 8 |  | Beacon Sub #5 | BPA Bell Sub | 230 | 230 | H Type | 2 | 0 | 1 | 1272 ACSS | 30323 | 3275357 | 3305680 | 0 | 22522 | 0 | 22522 | 0 | 0 | 0 | 0 | 0 | 0 | 0 | 0 | 0 | 0 | 0 | 0 | 0 | 0 | 0 | 0 | 12
NO |  | 187 | 2011 | 0 | 9 | 9 |  | Beacon | Cabinet Gorge Plant | 230 | 230 | Steel Tower | 0 | 1 | 1 | 1272 ACSS | 0 | 0 | 0 | 0 | 0 | 0 | 0 | 0 | 0 | 0 | 0 | 0 | 0 | 0 | 0 | 0 | 0 | 0 | 0 | 0 | 0 | 0 | 0 | 12
NO |  | 187 | 2011 | 0 | 10 | 10 |  | Beacon | Cabinet Gorge Plant | 230 | 230 | Steel Pole | 28 | 0 | 2 | 1590 ACSS | 0 | 0 | 0 | 0 | 0 | 0 | 0 | 0 | 0 | 0 | 0 | 0 | 0 | 0 | 0 | 0 | 0 | 0 | 0 | 0 | 0 | 0 | 0 | 12
NO |  | 187 | 2011 | 0 | 11 | 11 |  | Beacon | Cabinet Gorge Plant | 230 | 230 | H Type | 53 | 0 | 1 | 1590 ACSR | 1118774 | 36029040 | 37147814 | 508 | 518645 | 0 | 519153 | 0 | 0 | 0 | 0 | 0 | 0 | 0 | 0 | 0 | 0 | 0 | 0 | 0 | 0 | 0 | 0 | 12
NO |  | 187 | 2011 | 0 | 12 | 12 |  | Beacon Sub | Lolo Sub | 230 | 230 | Steel Tower | 1 | 0 | 1 | 1272 ACSS | 0 | 0 | 0 | 0 | 0 | 0 | 0 | 0 | 0 | 0 | 0 | 0 | 0 | 0 | 0 | 0 | 0 | 0 | 0 | 0 | 0 | 0 | 0 | 12
NO |  | 187 | 2011 | 0 | 13 | 13 |  | Beacon Sub | Lolo Sub | 230 | 230 | H Type | 102 | 0 | 1 | 1272 McMAL | 456162 | 8679839 | 9136001 | 1011 | 11034 | 0 | 12045 | 0 | 0 | 0 | 0 | 0 | 0 | 0 | 0 | 0 | 0 | 0 | 0 | 0 | 0 | 0 | 0 | 12
NO |  | 187 | 2011 | 0 | 14 | 14 |  | Benewah | Shawnee | 230 | 230 | Steel Pole | 60 | 0 | 1 | 1590 ACSS | 570207 | 47630821 | 48201028 | 0 | 6499 | 0 | 6499 | 0 | 0 | 0 | 0 | 0 | 0 | 0 | 0 | 0 | 0 | 0 | 0 | 0 | 0 | 0 | 0 | 12
NO |  | 187 | 2011 | 0 | 15 | 15 |  | Noxon Plant | Pine Creek Sub | 230 | 230 | Steel Pole | 29 | 0 | 1 | 1272 ACSR | 0 | 0 | 0 | 0 | 0 | 0 | 0 | 0 | 0 | 0 | 0 | 0 | 0 | 0 | 0 | 0 | 0 | 0 | 0 | 0 | 0 | 0 | 0 | 12
NO |  | 187 | 2011 | 0 | 16 | 16 |  | Noxon Plant | Pine Creek Sub | 230 | 230 | H Type | 14 | 0 | 1 | 954 McMAL | 1052733 | 17987859 | 19040592 | 4332 | 31449 | 0 | 35781 | 0 | 0 | 0 | 0 | 0 | 0 | 0 | 0 | 0 | 0 | 0 | 0 | 0 | 0 | 0 | 0 | 12
NO |  | 187 | 2011 | 0 | 17 | 17 |  | Cabinet Gorge Plant | Noxon | 230 | 230 | H Type | 19 | 0 | 1 | 954 McMAL | 177733 | 1091601 | 1269334 | 29781 | 23946 | 0 | 53727 | 0 | 0 | 0 | 0 | 0 | 0 | 0 | 0 | 0 | 0 | 0 | 0 | 0 | 0 | 0 | 0 | 12
NO |  | 187 | 2011 | 0 | 18 | 18 |  | Benewah Sw. Station | Pine Creek Sub | 230 | 230 | Steel Tower | 0 | 0 | 1 | 954 McMAL | 0 | 0 | 0 | 0 | 0 | 0 | 0 | 0 | 0 | 0 | 0 | 0 | 0 | 0 | 0 | 0 | 0 | 0 | 0 | 0 | 0 | 0 | 0 | 12
NO |  | 187 | 2011 | 0 | 19 | 19 |  | Benewah Sw. Station | Pine Creek Sub | 230 | 230 | H Type | 43 | 0 | 1 | 954 McMAL | 240045 | 2605672 | 2845717 | 1788 | 18107 | 0 | 19895 | 0 | 0 | 0 | 0 | 0 | 0 | 0 | 0 | 0 | 0 | 0 | 0 | 0 | 0 | 0 | 0 | 12
NO |  | 187 | 2011 | 0 | 20 | 20 |  | Divide Creek | Lolo Sub | 230 | 230 | Steel Tower | 0 | 0 | 1 | 1272 McMAL | 0 | 0 | 0 | 0 | 0 | 0 | 0 | 0 | 0 | 0 | 0 | 0 | 0 | 0 | 0 | 0 | 0 | 0 | 0 | 0 | 0 | 0 | 0 | 12
NO |  | 187 | 2011 | 0 | 21 | 21 |  | Divide Creek | Lolo Sub | 230 | 230 | H Type | 43 | 0 | 1 | 1272 McMAL | 86228 | 3698377 | 3784605 | 40455 | 114132 | 0 | 154587 | 0 | 0 | 0 | 0 | 0 | 0 | 0 | 0 | 0 | 0 | 0 | 0 | 0 | 0 | 0 | 0 | 12
NO |  | 187 | 2011 | 0 | 22 | 22 |  | N. Lewiston | Walla Walla | 230 | 230 | H Type | 43 | 0 | 1 | 1272 McMAL | 0 | 0 | 0 | 0 | 0 | 0 | 0 | 0 | 0 | 0 | 0 | 0 | 0 | 0 | 0 | 0 | 0 | 0 | 0 | 0 | 0 | 0 | 0 | 12
NO |  | 187 | 2011 | 0 | 23 | 23 |  | N. Lewiston | Walla Walla | 230 | 230 | Steel Pole | 4 | 0 | 1 | 1272 McMAL | 623984 | 6934229 | 7558213 | 19732 | 5588 | 0 | 25320 | 0 | 0 | 0 | 0 | 0 | 0 | 0 | 0 | 0 | 0 | 0 | 0 | 0 | 0 | 0 | 0 | 12
NO |  | 187 | 2011 | 0 | 24 | 24 |  | N. Lewiston | Shawnee | 230 | 230 | Steel Pole | 7 | 0 | 1 | 1272 McMAL | 0 | 0 | 0 | 0 | 0 | 0 | 0 | 0 | 0 | 0 | 0 | 0 | 0 | 0 | 0 | 0 | 0 | 0 | 0 | 0 | 0 | 0 | 0 | 12
NO |  | 187 | 2011 | 0 | 25 | 25 |  | N. Lewiston | Shawnee | 230 | 230 | H Type | 27 | 0 | 1 | 1272 McMAL | 872150 | 10046041 | 10918191 | 0 | 8676 | 0 | 8676 | 0 | 0 | 0 | 0 | 0 | 0 | 0 | 0 | 0 | 0 | 0 | 0 | 0 | 0 | 0 | 0 | 12
NO |  | 187 | 2011 | 0 | 26 | 26 |  | Walla Walla | Wanapum | 230 | 230 | Alum | 0 | 0 | 1 | 1272 McMAL | 0 | 0 | 0 | 0 | 0 | 0 | 0 | 0 | 0 | 0 | 0 | 0 | 0 | 0 | 0 | 0 | 0 | 0 | 0 | 0 | 0 | 0 | 0 | 12
NO |  | 187 | 2011 | 0 | 27 | 27 |  | Walla Walla | Wanapum | 230 | 230 | H Type | 78 | 0 | 1 | 1272 McMAL | 70781 | 2673767 | 2744548 | 521 | 124361 | 0 | 124882 | 0 | 0 | 0 | 0 | 0 | 0 | 0 | 0 | 0 | 0 | 0 | 0 | 0 | 0 | 0 | 0 | 12
NO |  | 187 | 2011 | 0 | 28 | 28 |  | BPA (Libby) | Noxon Plant | 230 | 230 | Steel Tower | 1 | 0 | 1 | 1272 McMAL | 0 | 0 | 0 | 0 | 0 | 0 | 0 | 0 | 0 | 0 | 0 | 0 | 0 | 0 | 0 | 0 | 0 | 0 | 0 | 0 | 0 | 0 | 0 | 12
NO |  | 187 | 2011 | 0 | 29 | 29 |  | BPA/Hot Springs #1 | Noxon Plant | 230 | 230 | Steel Tower | 1 | 0 | 1 | 1272 McMAL | 0 | 19521 | 19521 | 980 | 0 | 0 | 980 | 0 | 0 | 0 | 0 | 0 | 0 | 0 | 0 | 0 | 0 | 0 | 0 | 0 | 0 | 0 | 0 | 12
NO |  | 187 | 2011 | 0 | 30 | 30 |  | BPA/Hot Springs #2 | Noxon Plant (dead) | 230 | 230 | Steel Tower | 0 | 2 | 1 | 1272 McMAL | 0 | 0 | 0 | 0 | 0 | 0 | 0 | 0 | 0 | 0 | 0 | 0 | 0 | 0 | 0 | 0 | 0 | 0 | 0 | 0 | 0 | 0 | 0 | 12
NO |  | 187 | 2011 | 0 | 31 | 31 |  | BPA/Hot Springs #2 | Noxon Plant | 230 | 230 | H Type | 68 | 0 | 1 | 1272 McMAL | 292838 | 3308408 | 3601246 | 0 | 267967 | 0 | 267967 | 0 | 0 | 0 | 0 | 0 | 0 | 0 | 0 | 0 | 0 | 0 | 0 | 0 | 0 | 0 | 0 | 12
NO |  | 187 | 2011 | 0 | 32 | 32 |  | BPA Line | West Side Sub | 230 | 230 | Steel Pole | 2 | 0 | 2 | 1272 McMAL | 36461 | 594543 | 631004 | 0 | 96 | 0 | 96 | 0 | 0 | 0 | 0 | 0 | 0 | 0 | 0 | 0 | 0 | 0 | 0 | 0 | 0 | 0 | 0 | 12
NO |  | 187 | 2011 | 0 | 33 | 33 |  | Hatwai | N. Lewiston Sub | 230 | 230 | H Type | 7 | 0 | 1 | 1590 ACSR | 106581 | 2546756 | 2653337 | 491 | 0 | 0 | 491 | 0 | 0 | 0 | 0 | 0 | 0 | 0 | 0 | 0 | 0 | 0 | 0 | 0 | 0 | 0 | 0 | 12
NO |  | 187 | 2011 | 0 | 34 | 34 |  | Divide Creek | Imnaha | 230 | 230 | H Type | 20 | 0 | 1 | 1272 McMAL | 201359 | 1298111 | 1499470 | 0 | 0 | 0 | 0 | 0 | 0 | 0 | 0 | 0 | 0 | 0 | 0 | 0 | 0 | 0 | 0 | 0 | 0 | 0 | 0 | 12
NO |  | 187 | 2011 | 0 | 35 | 35 |  | Colstrip Plant | Broadview | 500 | 500 |  | 0 | 0 | 0 |  | 595789 | 29897923 | 30493712 | 63167 | 311421 | 81739 | 456327 | 0 | 0 | 0 | 0 | 0 | 0 | 0 | 0 | 0 | 0 | 0 | 0 | 0 | 0 | 0 | 0 | 12
NO |  | 187 | 2011 | 0 | 36 | 36 |  | TOTAL |  | 0 | 0 |  | 2207 | 3 | 32 |  | 16534409 | 287980534 | 304514943 | 537583 | 2568482 | 82623 | 3188688 | 0 | 0 | 0 | 0 | 0 | 0 | 0 | 0 | 0 | 0 | 0 | 0 | 0 | 0 | 0 | 0 | 12
NO |  | 131 | 2011 | 0 | 1 | 1 |  | Bowline Point (L67) | West Haverstraw Trans str. | 345 | 345 | Underground | 1.69 | 0 | 1 | 2000 kCM Cu. | 0 | 0 | 0 | 0 | 0 | 0 | 0 | 0 | 0 | 0 | 0 | 0 | 0 | 0 | 0 | 0 | 0 | 0 | 0 | 0 | 0 | 0 | 0 | 12
NO |  | 131 | 2011 | 0 | 2 | 2 |  | Bowline Point (L68) | West Haverstraw Trans str. | 345 | 345 | Underground | 1.69 | 0 | 1 | 2000 kCM Cu. | 0 | 0 | 0 | 0 | 0 | 0 | 0 | 0 | 0 | 0 | 0 | 0 | 0 | 0 | 0 | 0 | 0 | 0 | 0 | 0 | 0 | 0 | 0 | 12
NO |  | 131 | 2011 | 0 | 3 | 3 |  | West Haverstraw (L 67, 68) | Ladentown | 345 | 345 | Steel Pole | 4.98 | 4.98 | 2 | 2-2493 kCM ACAR | 0 | 0 | 0 | 0 | 0 | 0 | 0 | 0 | 0 | 0 | 0 | 0 | 0 | 0 | 0 | 0 | 0 | 0 | 0 | 0 | 0 | 0 | 0 | 12
NO |  | 131 | 2011 | 0 | 4 | 4 |  | West Haverstraw 345 KV(L671 | Tap Line 67 | 345 | 345 | Frame | 0.01 | 0 | 1 | 2-2493 kCM ACAR | 0 | 0 | 0 | 0 | 0 | 0 | 0 | 0 | 0 | 0 | 0 | 0 | 0 | 0 | 0 | 0 | 0 | 0 | 0 | 0 | 0 | 0 | 0 | 12
NO |  | 131 | 2011 | 0 | 5 | 5 |  | Ramapo 345 KV (L69, 70) | NY/NJ Stateline | 345 | 345 | Steel Tower | 3.46 | 3.46 | 2 | 2-1590 kCM ACSR | 0 | 0 | 0 | 0 | 0 | 0 | 0 | 0 | 0 | 0 | 0 | 0 | 0 | 0 | 0 | 0 | 0 | 0 | 0 | 0 | 0 | 0 | 0 | 12
NO |  | 131 | 2011 | 0 | 6 | 6 |  | Ramapo 345 KV (L77) | Rock Tavern (CHG&E) | 345 | 345 | Steel Tower | 24.88 | 0 | 1 | 2-1590 kCM ACSR | 0 | 0 | 0 | 0 | 0 | 0 | 0 | 0 | 0 | 0 | 0 | 0 | 0 | 0 | 0 | 0 | 0 | 0 | 0 | 0 | 0 | 0 | 0 | 12
NO |  | 131 | 2011 | 0 | 7 | 7 |  | Ramapo 345 KV (W72) | Ladentown | 345 | 345 | Steel Pole | 0 | 5.28 | 1 | 2-2493 kCM ACAR | 0 | 0 | 0 | 0 | 0 | 0 | 0 | 0 | 0 | 0 | 0 | 0 | 0 | 0 | 0 | 0 | 0 | 0 | 0 | 0 | 0 | 0 | 0 | 12
NO |  | 131 | 2011 | 0 | 8 | 8 |  | Ladentown (Y88) | Buchanan (Con Ed) | 345 | 345 | Steel Pole | 0 | 9.37 | 1 | 2-2493 kCM ACAR | 0 | 0 | 0 | 0 | 0 | 0 | 0 | 0 | 0 | 0 | 0 | 0 | 0 | 0 | 0 | 0 | 0 | 0 | 0 | 0 | 0 | 0 | 0 | 12
NO |  | 131 | 2011 | 0 | 9 | 9 |  | Ramapo 345 KV (L94) | Buchanan (Con Ed) | 345 | 345 | Steel Pole | 14.65 | 0 | 1 | 2-2493 kCM ACAR | 0 | 0 | 0 | 0 | 0 | 0 | 0 | 0 | 0 | 0 | 0 | 0 | 0 | 0 | 0 | 0 | 0 | 0 | 0 | 0 | 0 | 0 | 0 | 12
NO |  | 131 | 2011 | 0 | 10 | 10 |  | Ramapo 138 KV (L26) | Sugarloaf | 138 | 115 | Wood | 1.21 | 0 | 1 | 1272 kCM ACSR | 0 | 0 | 0 | 0 | 0 | 0 | 0 | 0 | 0 | 0 | 0 | 0 | 0 | 0 | 0 | 0 | 0 | 0 | 0 | 0 | 0 | 0 | 0 | 12
NO |  | 131 | 2011 | 0 | 11 | 11 |  | Ramapo 138 KV (L26) | Sugarloaf | 138 | 115 | Steel Tower | 0.86 | 0 | 1 | 1033.5 kCM ACSR | 0 | 0 | 0 | 0 | 0 | 0 | 0 | 0 | 0 | 0 | 0 | 0 | 0 | 0 | 0 | 0 | 0 | 0 | 0 | 0 | 0 | 0 | 0 | 12
NO |  | 131 | 2011 | 0 | 12 | 12 |  | Ramapo 138 KV (L26) | Sugarloaf | 138 | 115 | Steel Tower | 14.64 | 0 | 1 | 2-336.4 kCM ACSR | 0 | 0 | 0 | 0 | 0 | 0 | 0 | 0 | 0 | 0 | 0 | 0 | 0 | 0 | 0 | 0 | 0 | 0 | 0 | 0 | 0 | 0 | 0 | 12
NO |  | 131 | 2011 | 0 | 13 | 13 |  | Shoemaker 138 KV (L27) | Chester 138 KV | 138 | 138 | Steel Pole | 0 | 0.86 | 1 | 1033.5 kCM ACSR | 0 | 0 | 0 | 0 | 0 | 0 | 0 | 0 | 0 | 0 | 0 | 0 | 0 | 0 | 0 | 0 | 0 | 0 | 0 | 0 | 0 | 0 | 0 | 12
NO |  | 131 | 2011 | 0 | 14 | 14 |  | Shoemaker 138 KV (L27) | Chester 138 KV | 138 | 138 | Wood | 5.32 | 0 | 1 | 795 kCM ACSR | 0 | 0 | 0 | 0 | 0 | 0 | 0 | 0 | 0 | 0 | 0 | 0 | 0 | 0 | 0 | 0 | 0 | 0 | 0 | 0 | 0 | 0 | 0 | 12
NO |  | 131 | 2011 | 0 | 15 | 15 |  | Shoemaker 138 KV (L27) | Chester 138 KV | 138 | 115 | Steel Tower | 2.18 | 0 | 1 | 2-336.4 kCM ACSR | 0 | 0 | 0 | 0 | 0 | 0 | 0 | 0 | 0 | 0 | 0 | 0 | 0 | 0 | 0 | 0 | 0 | 0 | 0 | 0 | 0 | 0 | 0 | 12
NO |  | 131 | 2011 | 0 | 16 | 16 |  | Shoemaker 138 KV (L27) | Chester 138 KV | 138 | 138 | Wood | 1.34 | 0 | 1 | 794 kCM ACSR | 0 | 0 | 0 | 0 | 0 | 0 | 0 | 0 | 0 | 0 | 0 | 0 | 0 | 0 | 0 | 0 | 0 | 0 | 0 | 0 | 0 | 0 | 0 | 12
NO |  | 131 | 2011 | 0 | 17 | 17 |  | Chester 138 KV (L271) | Sugarloaf | 138 | 138 | Wood | 2.4 | 0 | 1 | 795 kCM ACSR | 0 | 0 | 0 | 0 | 0 | 0 | 0 | 0 | 0 | 0 | 0 | 0 | 0 | 0 | 0 | 0 | 0 | 0 | 0 | 0 | 0 | 0 | 0 | 12
NO |  | 131 | 2011 | 0 | 18 | 18 |  | Middletown Tap (L29) | Shoemaker | 138 | 138 | Steel Pole | 0.87 | 0 | 1 | 2-1033.5 kCM ACSR | 0 | 0 | 0 | 0 | 0 | 0 | 0 | 0 | 0 | 0 | 0 | 0 | 0 | 0 | 0 | 0 | 0 | 0 | 0 | 0 | 0 | 0 | 0 | 12
NO |  | 131 | 2011 | 0 | 19 | 19 |  | Ramapo 138 KV (L51) | NY/NJ Stateline | 138 | 138 | Wood | 0 | 1.21 | 1 | 1272 kCM ACSR | 0 | 0 | 0 | 0 | 0 | 0 | 0 | 0 | 0 | 0 | 0 | 0 | 0 | 0 | 0 | 0 | 0 | 0 | 0 | 0 | 0 | 0 | 0 | 12
NO |  | 131 | 2011 | 0 | 20 | 20 |  | Ramapo 138 KV (L51) | NY/NJ Stateline | 138 | 138 | Steel Tower | 0 | 0.86 | 1 | 1033.5 kCM ACSR | 0 | 0 | 0 | 0 | 0 | 0 | 0 | 0 | 0 | 0 | 0 | 0 | 0 | 0 | 0 | 0 | 0 | 0 | 0 | 0 | 0 | 0 | 0 | 12
NO |  | 131 | 2011 | 0 | 21 | 21 |  | Ramapo 138 KV (L51) | NY/NJ Stateline | 138 | 138 | Steel Tower | 1.11 | 0 | 1 | 1033.5 kCM ACSR | 0 | 0 | 0 | 0 | 0 | 0 | 0 | 0 | 0 | 0 | 0 | 0 | 0 | 0 | 0 | 0 | 0 | 0 | 0 | 0 | 0 | 0 | 0 | 12
NO |  | 131 | 2011 | 0 | 22 | 22 |  | Ramapo 138 KV (L52) | Hillburn | 138 | 138 | Wood & Steel | 1.98 | 0 | 1 | 1272 kCM ACSR | 0 | 0 | 0 | 0 | 0 | 0 | 0 | 0 | 0 | 0 | 0 | 0 | 0 | 0 | 0 | 0 | 0 | 0 | 0 | 0 | 0 | 0 | 0 | 12
NO |  | 131 | 2011 | 0 | 23 | 23 |  | Lovett 138 KV (L53) | West Haverstraw 138 KV | 138 | 138 | Underground | 0.92 | 0 | 1 | 2000 kCM Cu. | 0 | 0 | 0 | 0 | 0 | 0 | 0 | 0 | 0 | 0 | 0 | 0 | 0 | 0 | 0 | 0 | 0 | 0 | 0 | 0 | 0 | 0 | 0 | 12
NO |  | 131 | 2011 | 0 | 24 | 24 |  | Lovett 138 KV (L53) | West Haverstraw 138 KV | 138 | 138 | Steel Tower | 3.31 | 0 | 1 | 795 kCM ACSR | 0 | 0 | 0 | 0 | 0 | 0 | 0 | 0 | 0 | 0 | 0 | 0 | 0 | 0 | 0 | 0 | 0 | 0 | 0 | 0 | 0 | 0 | 0 | 12
NO |  | 131 | 2011 | 0 | 25 | 25 |  | West Haverstraw 138KV(L530) | New Hempstead | 138 | 138 | Wood & Steel | 4.21 | 0 | 1 | 795 kCM ACSR | 0 | 0 | 0 | 0 | 0 | 0 | 0 | 0 | 0 | 0 | 0 | 0 | 0 | 0 | 0 | 0 | 0 | 0 | 0 | 0 | 0 | 0 | 0 | 12
NO |  | 131 | 2011 | 0 | 26 | 26 |  | New Hempstead (L531) | New Square No. Trans Str. | 138 | 138 | Wood & Steel | 0.5 | 0 | 1 | 795 kCM ACSR | 0 | 0 | 0 | 0 | 0 | 0 | 0 | 0 | 0 | 0 | 0 | 0 | 0 | 0 | 0 | 0 | 0 | 0 | 0 | 0 | 0 | 0 | 0 | 12
NO |  | 131 | 2011 | 0 | 27 | 27 |  | New Sq No Trans Str. (L531) | New Square No. Trans Str. | 138 | 138 | Underground | 0.58 | 0 | 1 |  | 0 | 0 | 0 | 0 | 0 | 0 | 0 | 0 | 0 | 0 | 0 | 0 | 0 | 0 | 0 | 0 | 0 | 0 | 0 | 0 | 0 | 0 | 0 | 12
NO |  | 131 | 2011 | 0 | 28 | 28 |  | New Sq So Trans Str. (L531) | Burns 138 KV | 138 | 138 | Steel Tower | 1.57 | 0 | 1 | 795.kCM ACSR | 0 | 0 | 0 | 0 | 0 | 0 | 0 | 0 | 0 | 0 | 0 | 0 | 0 | 0 | 0 | 0 | 0 | 0 | 0 | 0 | 0 | 0 | 0 | 12
NO |  | 131 | 2011 | 0 | 29 | 29 |  | Lovett 138 KV (L54) | Stony Point 138 KV | 138 | 138 | Underground | 0.93 | 0 | 1 | 2000 kCM Cu. | 0 | 0 | 0 | 0 | 0 | 0 | 0 | 0 | 0 | 0 | 0 | 0 | 0 | 0 | 0 | 0 | 0 | 0 | 0 | 0 | 0 | 0 | 0 | 12
NO |  | 131 | 2011 | 0 | 30 | 30 |  | Lovett 138 KV (L54) | Stony Point 138 KV | 138 | 138 | Steel Tower | 0 | 1.39 | 1 | 795 kCM ACSR | 0 | 0 | 0 | 0 | 0 | 0 | 0 | 0 | 0 | 0 | 0 | 0 | 0 | 0 | 0 | 0 | 0 | 0 | 0 | 0 | 0 | 0 | 0 | 12
NO |  | 131 | 2011 | 0 | 31 | 31 |  | West Haverstraw 138 KV(L541 | New Square No. Trans Str. | 138 | 138 | Wood & Steel | 4.71 | 0 | 1 | 795 kCM ACSR | 0 | 0 | 0 | 0 | 0 | 0 | 0 | 0 | 0 | 0 | 0 | 0 | 0 | 0 | 0 | 0 | 0 | 0 | 0 | 0 | 0 | 0 | 0 | 12
NO |  | 131 | 2011 | 0 | 32 | 32 |  | New Square No. Trans (L541) | New Square So. Trans Str. | 138 | 138 | Underground | 0.58 | 0 | 0 |  | 0 | 0 | 0 | 0 | 0 | 0 | 0 | 0 | 0 | 0 | 0 | 0 | 0 | 0 | 0 | 0 | 0 | 0 | 0 | 0 | 0 | 0 | 0 | 12
NO |  | 131 | 2011 | 0 | 33 | 33 |  | New Square So. Trans (L541) | Burns 138 KV | 138 | 138 | Steel Tower | 1.57 | 0 | 0 | 795 kCM ACSR | 0 | 0 | 0 | 0 | 0 | 0 | 0 | 0 | 0 | 0 | 0 | 0 | 0 | 0 | 0 | 0 | 0 | 0 | 0 | 0 | 0 | 0 | 0 | 12
NO |  | 131 | 2011 | 0 | 34 | 34 |  | Stoney Point 138 KV (L542) | West Haverstraw 138 KV | 138 | 138 | Steel Tower | 0 | 1.94 | 1 | 795 kCM ACSR | 0 | 0 | 0 | 0 | 0 | 0 | 0 | 0 | 0 | 0 | 0 | 0 | 0 | 0 | 0 | 0 | 0 | 0 | 0 | 0 | 0 | 0 | 0 | 12
NO |  | 131 | 2011 | 0 | 35 | 35 |  | Lovett 138 KV (L56) | Minisceongo Switch | 138 | 138 | Wood & Steel | 0.32 | 3.38 | 1 | 795 kCM ACSR | 0 | 0 | 0 | 0 | 0 | 0 | 0 | 0 | 0 | 0 | 0 | 0 | 0 | 0 | 0 | 0 | 0 | 0 | 0 | 0 | 0 | 0 | 0 | 12
NO |  | 131 | 2011 | 1 | 1 | 1 |  | Minisceongo Switch (L56) | Bowline 138 KV | 138 | 138 | Underground | 0.67 | 0 | 1 | 2000 kCM Cu. | 0 | 0 | 0 | 0 | 0 | 0 | 0 | 0 | 0 | 0 | 0 | 0 | 0 | 0 | 0 | 0 | 0 | 0 | 0 | 0 | 0 | 0 | 0 | 12
NO |  | 131 | 2011 | 1 | 2 | 2 |  | Bowline 138 KV (L561) | Minisceongo Switch | 138 | 138 | Underground | 0.67 | 0 | 1 | 2000 kCM Cu. | 0 | 0 | 0 | 0 | 0 | 0 | 0 | 0 | 0 | 0 | 0 | 0 | 0 | 0 | 0 | 0 | 0 | 0 | 0 | 0 | 0 | 0 | 0 | 12
NO |  | 131 | 2011 | 1 | 3 | 3 |  | Minisceongo Switch (L561) | Congers | 138 | 138 | Wood | 0 | 6.32 | 1 | 1272 kCM ACSR | 0 | 0 | 0 | 0 | 0 | 0 | 0 | 0 | 0 | 0 | 0 | 0 | 0 | 0 | 0 | 0 | 0 | 0 | 0 | 0 | 0 | 0 | 0 | 12
NO |  | 131 | 2011 | 1 | 4 | 4 |  | Congers (L562) | West Nyack | 138 | 138 | Wood | 2.37 | 0 | 1 | 1272 kCM ACSR | 0 | 0 | 0 | 0 | 0 | 0 | 0 | 0 | 0 | 0 | 0 | 0 | 0 | 0 | 0 | 0 | 0 | 0 | 0 | 0 | 0 | 0 | 0 | 12
NO |  | 131 | 2011 | 1 | 5 | 5 |  | Congers (L562) | West Nyack | 138 | 138 | Wood & Steel | 0.38 | 0 | 1 | 1272 kCM ACSR | 0 | 0 | 0 | 0 | 0 | 0 | 0 | 0 | 0 | 0 | 0 | 0 | 0 | 0 | 0 | 0 | 0 | 0 | 0 | 0 | 0 | 0 | 0 | 12
NO |  | 131 | 2011 | 1 | 6 | 6 |  | Congers (L562) | West Nyack | 138 | 138 | Wood & Steel | 0.44 | 0 | 1 | 795 kCM ACSR | 0 | 0 | 0 | 0 | 0 | 0 | 0 | 0 | 0 | 0 | 0 | 0 | 0 | 0 | 0 | 0 | 0 | 0 | 0 | 0 | 0 | 0 | 0 | 12
NO |  | 131 | 2011 | 1 | 7 | 7 |  | Ramapo 138 KV (L60) | Tallman 138 KV | 138 | 138 | Wood & Steel | 0 | 1.6 | 1 | 1272 kCM ACSS | 0 | 0 | 0 | 0 | 0 | 0 | 0 | 0 | 0 | 0 | 0 | 0 | 0 | 0 | 0 | 0 | 0 | 0 | 0 | 0 | 0 | 0 | 0 | 12
NO |  | 131 | 2011 | 1 | 8 | 8 |  | Ramapo 138 KV (L60) | Tallman 138 KV | 138 | 138 | Wood & Steel | 2.7 | 0 | 1 | 1272 kCM ACSS | 0 | 0 | 0 | 0 | 0 | 0 | 0 | 0 | 0 | 0 | 0 | 0 | 0 | 0 | 0 | 0 | 0 | 0 | 0 | 0 | 0 | 0 | 0 | 12
NO |  | 131 | 2011 | 1 | 9 | 9 |  | Tallman 138 KV (L602) | Monsey 138 KV | 138 | 138 | Wood & Steel | 3.2 | 0 | 1 | 1272 kCM ACSS | 0 | 0 | 0 | 0 | 0 | 0 | 0 | 0 | 0 | 0 | 0 | 0 | 0 | 0 | 0 | 0 | 0 | 0 | 0 | 0 | 0 | 0 | 0 | 12
NO |  | 131 | 2011 | 1 | 10 | 10 |  | Monsey 138 KV (L601) | Burns 138 KV | 138 | 138 | Wood & Steel | 2.9 | 0 | 1 | 1272 kCM ACSS | 0 | 0 | 0 | 0 | 0 | 0 | 0 | 0 | 0 | 0 | 0 | 0 | 0 | 0 | 0 | 0 | 0 | 0 | 0 | 0 | 0 | 0 | 0 | 12
NO |  | 131 | 2011 | 1 | 11 | 11 |  | West Haverstraw 345KV(194E) | West Haverstraw 138 KV | 138 | 138 | Underground | 0.13 | 0 | 1 | 2000 kCM Cu. | 0 | 0 | 0 | 0 | 0 | 0 | 0 | 0 | 0 | 0 | 0 | 0 | 0 | 0 | 0 | 0 | 0 | 0 | 0 | 0 | 0 | 0 | 0 | 12
NO |  | 131 | 2011 | 1 | 12 | 12 |  | West Haverstraw 345KV(194W) | West Haverstraw 138 KV | 138 | 138 | Underground | 0.13 | 0 | 1 | 2000 kCM Cu. | 0 | 0 | 0 | 0 | 0 | 0 | 0 | 0 | 0 | 0 | 0 | 0 | 0 | 0 | 0 | 0 | 0 | 0 | 0 | 0 | 0 | 0 | 0 | 12
NO |  | 131 | 2011 | 1 | 13 | 13 |  | Burns (L702) | Corporte Drive | 138 | 138 | Wood | 0.25 | 0 | 1 | 795 kCM ACSR | 0 | 0 | 0 | 0 | 0 | 0 | 0 | 0 | 0 | 0 | 0 | 0 | 0 | 0 | 0 | 0 | 0 | 0 | 0 | 0 | 0 | 0 | 0 | 12
NO |  | 131 | 2011 | 1 | 14 | 14 |  | Burns (L702) | Corporte Drive | 138 | 138 | Wood & Steel | 4.1 | 0.66 | 1 | 556.5 kCM ACSR | 0 | 0 | 0 | 0 | 0 | 0 | 0 | 0 | 0 | 0 | 0 | 0 | 0 | 0 | 0 | 0 | 0 | 0 | 0 | 0 | 0 | 0 | 0 | 12
NO |  | 131 | 2011 | 1 | 15 | 15 |  | Burns (L702) | Corporte Drive | 138 | 138 | Steel Pole | 3.28 | 0 | 1 | 1590 kCM ACSR | 0 | 0 | 0 | 0 | 0 | 0 | 0 | 0 | 0 | 0 | 0 | 0 | 0 | 0 | 0 | 0 | 0 | 0 | 0 | 0 | 0 | 0 | 0 | 12
NO |  | 131 | 2011 | 1 | 16 | 16 |  | Burns (702) | Corporte Drive | 138 | 138 | Underground | 1.86 | 0 | 1 | 3500 KCM XLPE | 0 | 0 | 0 | 0 | 0 | 0 | 0 | 0 | 0 | 0 | 0 | 0 | 0 | 0 | 0 | 0 | 0 | 0 | 0 | 0 | 0 | 0 | 0 | 12
NO |  | 131 | 2011 | 1 | 17 | 17 |  | Corporate Drive | NY/NJ Stateline | 138 | 138 | Underground | 1.3 | 0 | 1 | 3500KCM XLPE | 0 | 0 | 0 | 0 | 0 | 0 | 0 | 0 | 0 | 0 | 0 | 0 | 0 | 0 | 0 | 0 | 0 | 0 | 0 | 0 | 0 | 0 | 0 | 12
NO |  | 131 | 2011 | 1 | 18 | 18 |  | Corporate Drive | NY/NJ Stateline | 138 | 138 | Steel Pole | 1.3 | 0 | 1 | 1590 kCM ACSR | 0 | 0 | 0 | 0 | 0 | 0 | 0 | 0 | 0 | 0 | 0 | 0 | 0 | 0 | 0 | 0 | 0 | 0 | 0 | 0 | 0 | 0 | 0 | 12
NO |  | 131 | 2011 | 1 | 19 | 19 |  | Sugarloaf (CHG&E) (SL) | Sugarloaf | 115 | 115 | Wood | 0.08 | 0 | 1 | 795 kCM ACSR | 0 | 0 | 0 | 0 | 0 | 0 | 0 | 0 | 0 | 0 | 0 | 0 | 0 | 0 | 0 | 0 | 0 | 0 | 0 | 0 | 0 | 0 | 0 | 12
NO |  | 131 | 2011 | 1 | 20 | 20 |  | Vic.Monroe (L's SL94&SL95) | Vic. Oxford Tap(CHG&E Lines | 0 | 115 | Steel Tower | 1.4 | 1.4 | 2 | 2/0 CW Cu. | 0 | 0 | 0 | 0 | 0 | 0 | 0 | 0 | 0 | 0 | 0 | 0 | 0 | 0 | 0 | 0 | 0 | 0 | 0 | 0 | 0 | 0 | 0 | 12
NO |  | 131 | 2011 | 1 | 21 | 21 |  | Swinging Bridge (L9) | Mongaup | 69 | 69 | Wood | 3.2 | 0 | 1 | #2 Cu. | 0 | 0 | 0 | 0 | 0 | 0 | 0 | 0 | 0 | 0 | 0 | 0 | 0 | 0 | 0 | 0 | 0 | 0 | 0 | 0 | 0 | 0 | 0 | 12
NO |  | 131 | 2011 | 1 | 22 | 22 |  | Shoemaker 69 KV (L11) | Westtown | 69 | 69 | Wood Steel | 10 | 0 | 1 | 336.4 kCM ACSS | 0 | 0 | 0 | 0 | 0 | 0 | 0 | 0 | 0 | 0 | 0 | 0 | 0 | 0 | 0 | 0 | 0 | 0 | 0 | 0 | 0 | 0 | 0 | 12
NO |  | 131 | 2011 | 1 | 23 | 23 |  | Westtown (L111) | Port Jervis 69 KV | 34.5 | 69 | Wood Steel | 12 | 0 | 1 | 366.4 kCM ACSS | 0 | 0 | 0 | 0 | 0 | 0 | 0 | 0 | 0 | 0 | 0 | 0 | 0 | 0 | 0 | 0 | 0 | 0 | 0 | 0 | 0 | 0 | 0 | 12
NO |  | 131 | 2011 | 1 | 24 | 24 |  | Mongaup (L12) | Shoemaker | 69 | 69 | Steel Tower | 21.11 | 0 | 1 | 4/0 Cu. | 0 | 0 | 0 | 0 | 0 | 0 | 0 | 0 | 0 | 0 | 0 | 0 | 0 | 0 | 0 | 0 | 0 | 0 | 0 | 0 | 0 | 0 | 0 | 12
NO |  | 131 | 2011 | 1 | 25 | 25 |  | Mongaup (L13) | Cuddebackville | 69 | 69 | Steel Tower | 0 | 10.03 | 1 | 4/0 Cu. | 0 | 0 | 0 | 0 | 0 | 0 | 0 | 0 | 0 | 0 | 0 | 0 | 0 | 0 | 0 | 0 | 0 | 0 | 0 | 0 | 0 | 0 | 0 | 12
NO |  | 131 | 2011 | 1 | 26 | 26 |  | Cuddebackville (L131) | Mongaup | 69 | 69 | Steel Tower | 0 | 11.08 | 1 | 4/0 Cu. | 0 | 0 | 0 | 0 | 0 | 0 | 0 | 0 | 0 | 0 | 0 | 0 | 0 | 0 | 0 | 0 | 0 | 0 | 0 | 0 | 0 | 0 | 0 | 12
NO |  | 131 | 2011 | 1 | 27 | 27 |  | Shoemaker 69 KV (L14) | Westtown | 69 | 69 | Wood & Steel | 0 | 10 | 1 | 336.4 kCM ACSS | 0 | 0 | 0 | 0 | 0 | 0 | 0 | 0 | 0 | 0 | 0 | 0 | 0 | 0 | 0 | 0 | 0 | 0 | 0 | 0 | 0 | 0 | 0 | 12
NO |  | 131 | 2011 | 1 | 28 | 28 |  | Westtown (L14) | Port Jervis 69 KV | 0 | 69 | Wood & Steel | 0 | 12 | 1 | 336.4 kCM ACSS | 0 | 0 | 0 | 0 | 0 | 0 | 0 | 0 | 0 | 0 | 0 | 0 | 0 | 0 | 0 | 0 | 0 | 0 | 0 | 0 | 0 | 0 | 0 | 12
NO |  | 131 | 2011 | 1 | 29 | 29 |  | Mongaup (L15) | Rio | 69 | 69 | Steel Tower | 5.29 | 0 | 1 | 4/0 Cu. | 0 | 0 | 0 | 0 | 0 | 0 | 0 | 0 | 0 | 0 | 0 | 0 | 0 | 0 | 0 | 0 | 0 | 0 | 0 | 0 | 0 | 0 | 0 | 12
NO |  | 131 | 2011 | 1 | 30 | 30 |  | Sugarloaf (L24, 25) | Shoemaker | 69 | 115 | Steel Tower | 9.66 | 9.66 | 2 | 336.4 kCM ACSR | 0 | 0 | 0 | 0 | 0 | 0 | 0 | 0 | 0 | 0 | 0 | 0 | 0 | 0 | 0 | 0 | 0 | 0 | 0 | 0 | 0 | 0 | 0 | 12
NO |  | 131 | 2011 | 1 | 31 | 31 |  | Sugarloaf (L24, 25) | Shoemaker | 69 | 115 | Wood | 2.34 | 2.34 | 2 | 795 kCM ACSR | 0 | 0 | 0 | 0 | 0 | 0 | 0 | 0 | 0 | 0 | 0 | 0 | 0 | 0 | 0 | 0 | 0 | 0 | 0 | 0 | 0 | 0 | 0 | 12
NO |  | 131 | 2011 | 1 | 32 | 32 |  | Hillburn (L31) | Sloatsburg | 69 | 69 | Wood | 1.76 | 0 | 1 | 795 kCM ACSR | 0 | 0 | 0 | 0 | 0 | 0 | 0 | 0 | 0 | 0 | 0 | 0 | 0 | 0 | 0 | 0 | 0 | 0 | 0 | 0 | 0 | 0 | 0 | 12
NO |  | 131 | 2011 | 1 | 33 | 33 |  | Hillburn (L31) | Sloatsburg | 69 | 69 | Wood & Steel | 1.24 | 0 | 1 | 795 kCM ACSR | 0 | 0 | 0 | 0 | 0 | 0 | 0 | 0 | 0 | 0 | 0 | 0 | 0 | 0 | 0 | 0 | 0 | 0 | 0 | 0 | 0 | 0 | 0 | 12
NO |  | 131 | 2011 | 1 | 34 | 34 |  | Sloatsburg (L311) | Harriman | 69 | 69 | Wood | 3.31 | 0.4 | 1 | 795 kCM ACSR | 0 | 0 | 0 | 0 | 0 | 0 | 0 | 0 | 0 | 0 | 0 | 0 | 0 | 0 | 0 | 0 | 0 | 0 | 0 | 0 | 0 | 0 | 0 | 12
NO |  | 131 | 2011 | 1 | 35 | 35 |  | Sloatsburg (L311) | Harriman | 69 | 69 | Wood & Steel | 8.95 | 0 | 1 | 795 kCM ACSR | 0 | 0 | 0 | 0 | 0 | 0 | 0 | 0 | 0 | 0 | 0 | 0 | 0 | 0 | 0 | 0 | 0 | 0 | 0 | 0 | 0 | 0 | 0 | 12
NO |  | 131 | 2011 | 2 | 1 | 1 |  | Harriman (L312) | Monroe | 69 | 69 | Wood & Steel | 3.04 | 0 | 1 | 795 kCM ACSR&1272 | 0 | 0 | 0 | 0 | 0 | 0 | 0 | 0 | 0 | 0 | 0 | 0 | 0 | 0 | 0 | 0 | 0 | 0 | 0 | 0 | 0 | 0 | 0 | 12
NO |  | 131 | 2011 | 2 | 2 | 2 |  | Monroe (L313) | Sugarloaf | 69 | 69 | Wood | 4.49 | 0 | 1 | kCM ACSS at ends | 0 | 0 | 0 | 0 | 0 | 0 | 0 | 0 | 0 | 0 | 0 | 0 | 0 | 0 | 0 | 0 | 0 | 0 | 0 | 0 | 0 | 0 | 0 | 12
NO |  | 131 | 2011 | 2 | 3 | 3 |  | NJ/NY Stateline (L43) | Blue Hill | 69 | 69 | Underground | 0.6 | 0 | 1 | 750 kCM AI. | 0 | 0 | 0 | 0 | 0 | 0 | 0 | 0 | 0 | 0 | 0 | 0 | 0 | 0 | 0 | 0 | 0 | 0 | 0 | 0 | 0 | 0 | 0 | 12
NO |  | 131 | 2011 | 2 | 4 | 4 |  | NJ/NY Stateline (L44) | Blue Hill | 69 | 69 | Underground | 0.6 | 0 | 1 | 750 kCM AI. | 0 | 0 | 0 | 0 | 0 | 0 | 0 | 0 | 0 | 0 | 0 | 0 | 0 | 0 | 0 | 0 | 0 | 0 | 0 | 0 | 0 | 0 | 0 | 12
NO |  | 131 | 2011 | 2 | 5 | 5 |  | NJ/NY Stateline (L46) | NY/NJ Stateline | 69 | 69 | Wood | 0.03 | 0 | 1 | 795 kCM ACSR | 0 | 0 | 0 | 0 | 0 | 0 | 0 | 0 | 0 | 0 | 0 | 0 | 0 | 0 | 0 | 0 | 0 | 0 | 0 | 0 | 0 | 0 | 0 | 12
NO |  | 131 | 2011 | 2 | 6 | 6 |  | Burns (L49) | Nanuet | 69 | 69 | Wood & Steel | 2.59 | 0 | 1 | 795 kCM ACSR | 0 | 0 | 0 | 0 | 0 | 0 | 0 | 0 | 0 | 0 | 0 | 0 | 0 | 0 | 0 | 0 | 0 | 0 | 0 | 0 | 0 | 0 | 0 | 12
NO |  | 131 | 2011 | 2 | 7 | 7 |  | Nanuet (L491) | NY/NJ Stateline | 69 | 69 | Wood & Steel | 3.03 | 0 | 1 | 795 kCM ACSR | 0 | 0 | 0 | 0 | 0 | 0 | 0 | 0 | 0 | 0 | 0 | 0 | 0 | 0 | 0 | 0 | 0 | 0 | 0 | 0 | 0 | 0 | 0 | 12
NO |  | 131 | 2011 | 2 | 8 | 8 |  | Tap (L491) | Pearl River | 69 | 69 | Wood & Steel | 0.11 | 0 | 1 | 4/0 Cu. | 0 | 0 | 0 | 0 | 0 | 0 | 0 | 0 | 0 | 0 | 0 | 0 | 0 | 0 | 0 | 0 | 0 | 0 | 0 | 0 | 0 | 0 | 0 | 12
NO |  | 131 | 2011 | 2 | 9 | 9 |  | Lovett 69KV (L55) | Cedar Switch | 69 | 69 | Wood & Steel | 2.21 | 0 | 1 | 556.5 kCM ACSR | 0 | 0 | 0 | 0 | 0 | 0 | 0 | 0 | 0 | 0 | 0 | 0 | 0 | 0 | 0 | 0 | 0 | 0 | 0 | 0 | 0 | 0 | 0 | 12
NO |  | 131 | 2011 | 2 | 10 | 10 |  | Cedar Switch (L551) | West Nyack | 69 | 69 | Wood | 9.74 | 0 | 1 | 795 kCM ACSR | 0 | 0 | 0 | 0 | 0 | 0 | 0 | 0 | 0 | 0 | 0 | 0 | 0 | 0 | 0 | 0 | 0 | 0 | 0 | 0 | 0 | 0 | 0 | 12
NO |  | 131 | 2011 | 2 | 11 | 11 |  | Cedar Switch (L551) | West Nyack | 69 | 69 | Wood & Steel | 0.74 | 0 | 1 | 795 kCM ACSR | 0 | 0 | 0 | 0 | 0 | 0 | 0 | 0 | 0 | 0 | 0 | 0 | 0 | 0 | 0 | 0 | 0 | 0 | 0 | 0 | 0 | 0 | 0 | 12
NO |  | 131 | 2011 | 2 | 12 | 12 |  | Hillburn (L65) | NY/NJ Stateline | 69 | 69 | Wood | 0.12 | 0 | 1 | 1033.5 kCM ACSR | 0 | 0 | 0 | 0 | 0 | 0 | 0 | 0 | 0 | 0 | 0 | 0 | 0 | 0 | 0 | 0 | 0 | 0 | 0 | 0 | 0 | 0 | 0 | 12
NO |  | 131 | 2011 | 2 | 13 | 13 |  | Hillburn (L65) | NY/NJ Stateline | 69 | 69 | Steel Tower | 0 | 1.07 | 1 | 1033.5 kCM ACSR | 0 | 0 | 0 | 0 | 0 | 0 | 0 | 0 | 0 | 0 | 0 | 0 | 0 | 0 | 0 | 0 | 0 | 0 | 0 | 0 | 0 | 0 | 0 | 12
NO |  | 131 | 2011 | 2 | 14 | 14 |  | West Nyack (L701) | NY/NJ Stateline | 69 | 69 | Steel Pole | 0 | 4.63 | 1 | 1590 kCM ACSR | 0 | 0 | 0 | 0 | 0 | 0 | 0 | 0 | 0 | 0 | 0 | 0 | 0 | 0 | 0 | 0 | 0 | 0 | 0 | 0 | 0 | 0 | 0 | 12
NO |  | 131 | 2011 | 2 | 15 | 15 |  | Cedar Switch (L71) | Grassy Point | 69 | 69 | Wood | 0.47 | 0 | 1 | 336.4 kCM ACSR | 0 | 0 | 0 | 0 | 0 | 0 | 0 | 0 | 0 | 0 | 0 | 0 | 0 | 0 | 0 | 0 | 0 | 0 | 0 | 0 | 0 | 0 | 0 | 12
NO |  | 131 | 2011 | 2 | 16 | 16 |  | Aluf (L748) | Orangeburg | 69 | 69 | Wood | 0.26 | 0 | 1 | 795 kCM ACSR | 0 | 0 | 0 | 0 | 0 | 0 | 0 | 0 | 0 | 0 | 0 | 0 | 0 | 0 | 0 | 0 | 0 | 0 | 0 | 0 | 0 | 0 | 0 | 12
NO |  | 131 | 2011 | 2 | 17 | 17 |  | Orangeburg (L749) | Rockland County Sewer Dist. | 69 | 69 | Wood | 0.56 | 0 | 1 | 556.5 kCM ACSR | 0 | 0 | 0 | 0 | 0 | 0 | 0 | 0 | 0 | 0 | 0 | 0 | 0 | 0 | 0 | 0 | 0 | 0 | 0 | 0 | 0 | 0 | 0 | 12
NO |  | 131 | 2011 | 2 | 18 | 18 |  | West Nyack (L75) | Aluf | 69 | 69 | Wood & Steel | 3.48 | 0 | 1 | 795 kCM ACSR | 0 | 0 | 0 | 0 | 0 | 0 | 0 | 0 | 0 | 0 | 0 | 0 | 0 | 0 | 0 | 0 | 0 | 0 | 0 | 0 | 0 | 0 | 0 | 12
NO |  | 131 | 2011 | 2 | 19 | 19 |  | Rockland Co. Sewer Dist. | Sparkill | 69 | 69 | Wood | 1.2 | 0 | 1 | 556.5 kCM ACSR | 0 | 0 | 0 | 0 | 0 | 0 | 0 | 0 | 0 | 0 | 0 | 0 | 0 | 0 | 0 | 0 | 0 | 0 | 0 | 0 | 0 | 0 | 0 | 12
NO |  | 131 | 2011 | 2 | 20 | 20 |  | Sparkill (L751) | NY/NJ Stateline | 69 | 69 | Wood & Steel | 1.43 | 0 | 1 | 336.4 kCM ACSR | 0 | 0 | 0 | 0 | 0 | 0 | 0 | 0 | 0 | 0 | 0 | 0 | 0 | 0 | 0 | 0 | 0 | 0 | 0 | 0 | 0 | 0 | 0 | 12
NO |  | 131 | 2011 | 2 | 21 | 21 |  | Hillburn (L89) | NY/NJ Stateline | 69 | 69 | Wood & Steel | 0 | 1.24 | 1 | 795 kCM ACSR | 0 | 0 | 0 | 0 | 0 | 0 | 0 | 0 | 0 | 0 | 0 | 0 | 0 | 0 | 0 | 0 | 0 | 0 | 0 | 0 | 0 | 0 | 0 | 12
NO |  | 131 | 2011 | 2 | 22 | 22 |  | Hillburn (L89) | NY/NJ Stateline | 69 | 69 | Wood & Steel | 0.84 | 0 | 1 | 795 kCM ACSR | 0 | 0 | 0 | 0 | 0 | 0 | 0 | 0 | 0 | 0 | 0 | 0 | 0 | 0 | 0 | 0 | 0 | 0 | 0 | 0 | 0 | 0 | 0 | 12
NO |  | 131 | 2011 | 2 | 23 | 23 |  | Hillburn (L89) | NY/NJ Stateline | 69 | 69 | Wood | 4.36 | 0 | 1 | 795 kCM ACSR | 0 | 0 | 0 | 0 | 0 | 0 | 0 | 0 | 0 | 0 | 0 | 0 | 0 | 0 | 0 | 0 | 0 | 0 | 0 | 0 | 0 | 0 | 0 | 12
NO |  | 131 | 2011 | 2 | 24 | 24 |  | Monroe (L96) | Blooming Grove | 69 | 69 | Wood | 2.86 | 0 | 1 | 2/0 Cu. | 0 | 0 | 0 | 0 | 0 | 0 | 0 | 0 | 0 | 0 | 0 | 0 | 0 | 0 | 0 | 0 | 0 | 0 | 0 | 0 | 0 | 0 | 0 | 12
NO |  | 131 | 2011 | 2 | 25 | 25 |  | Monroe (L96) | Blooming Grove | 69 | 69 | Wood | 1.42 | 0 | 1 | 1/0 Cu. | 0 | 0 | 0 | 0 | 0 | 0 | 0 | 0 | 0 | 0 | 0 | 0 | 0 | 0 | 0 | 0 | 0 | 0 | 0 | 0 | 0 | 0 | 0 | 12
NO |  | 131 | 2011 | 2 | 26 | 26 |  | Sterling Forest (L98) | Lake Road | 69 | 69 | Wood | 1.34 | 0 | 1 | 795 kCM ACSR | 0 | 0 | 0 | 0 | 0 | 0 | 0 | 0 | 0 | 0 | 0 | 0 | 0 | 0 | 0 | 0 | 0 | 0 | 0 | 0 | 0 | 0 | 0 | 12
NO |  | 131 | 2011 | 2 | 27 | 27 |  | Sterling Forest (L98) | Lake Road | 69 | 69 | Wood | 3.19 | 0 | 1 | 4/0 ACSR | 0 | 0 | 0 | 0 | 0 | 0 | 0 | 0 | 0 | 0 | 0 | 0 | 0 | 0 | 0 | 0 | 0 | 0 | 0 | 0 | 0 | 0 | 0 | 12
NO |  | 131 | 2011 | 2 | 28 | 28 |  | Lake Road (L981) | Blue Lake | 69 | 69 | Wood | 0.15 | 0.28 | 1 | 795 kCM ACSR | 0 | 0 | 0 | 0 | 0 | 0 | 0 | 0 | 0 | 0 | 0 | 0 | 0 | 0 | 0 | 0 | 0 | 0 | 0 | 0 | 0 | 0 | 0 | 12
NO |  | 131 | 2011 | 2 | 29 | 29 |  | Lake Road (L981) | Blue Lake | 69 | 69 | Wood | 0.55 | 0 | 1 | 336.4 kCM ACSR | 0 | 0 | 0 | 0 | 0 | 0 | 0 | 0 | 0 | 0 | 0 | 0 | 0 | 0 | 0 | 0 | 0 | 0 | 0 | 0 | 0 | 0 | 0 | 12
NO |  | 131 | 2011 | 2 | 30 | 30 |  | Blue Lake (L982) | NY/NJ Stateline | 69 | 69 | Wood | 0.28 | 0 | 1 | 795 kCM ACSR | 0 | 0 | 0 | 0 | 0 | 0 | 0 | 0 | 0 | 0 | 0 | 0 | 0 | 0 | 0 | 0 | 0 | 0 | 0 | 0 | 0 | 0 | 0 | 12
NO |  | 131 | 2011 | 2 | 31 | 31 |  | Sterling Forest (L99) | Hunt | 69 | 69 | Wood | 3.18 | 0.73 | 1 | 795 kCM ACSR | 0 | 0 | 0 | 0 | 0 | 0 | 0 | 0 | 0 | 0 | 0 | 0 | 0 | 0 | 0 | 0 | 0 | 0 | 0 | 0 | 0 | 0 | 0 | 12
NO |  | 131 | 2011 | 2 | 32 | 32 |  | Hunt (L991) | Wisner | 69 | 69 | Wood | 3.52 | 0 | 1 | 795 kCM ACSR | 0 | 0 | 0 | 0 | 0 | 0 | 0 | 0 | 0 | 0 | 0 | 0 | 0 | 0 | 0 | 0 | 0 | 0 | 0 | 0 | 0 | 0 | 0 | 12
NO |  | 131 | 2011 | 2 | 33 | 33 |  | Wisner (L993) | Sugarloaf | 69 | 69 | Wood | 4.5 | 0 | 1 | 795 kCM ACSR | 0 | 0 | 0 | 0 | 0 | 0 | 0 | 0 | 0 | 0 | 0 | 0 | 0 | 0 | 0 | 0 | 0 | 0 | 0 | 0 | 0 | 0 | 0 | 12
NO |  | 131 | 2011 | 2 | 34 | 34 |  | Shoemaker (L119) | East Walkill | 69 | 69 | Wood | 2.4 | 0 | 1 | 795 kCM ACSR | 0 | 0 | 0 | 0 | 0 | 0 | 0 | 0 | 0 | 0 | 0 | 0 | 0 | 0 | 0 | 0 | 0 | 0 | 0 | 0 | 0 | 0 | 0 | 12
NO |  | 131 | 2011 | 2 | 35 | 35 |  | Shoemaker (L119) | East Walkill | 69 | 69 | Wood & Steel | 1.8 | 0 | 1 | 795 kCM ACSR | 0 | 0 | 0 | 0 | 0 | 0 | 0 | 0 | 0 | 0 | 0 | 0 | 0 | 0 | 0 | 0 | 0 | 0 | 0 | 0 | 0 | 0 | 0 | 12
NO |  | 131 | 2011 | 3 | 1 | 1 |  | Shoemaker (L120) | Silver Lake | 69 | 69 | Wood | 3.14 | 0 | 1 | 795 kCM ACSR | 0 | 0 | 0 | 0 | 0 | 0 | 0 | 0 | 0 | 0 | 0 | 0 | 0 | 0 | 0 | 0 | 0 | 0 | 0 | 0 | 0 | 0 | 0 | 12
NO |  | 131 | 2011 | 3 | 2 | 2 |  | East Walkill (L121) | Silver Lake | 69 | 69 | Wood & Stell | 0 | 1.8 | 1 | 795 kCM ACSR | 0 | 0 | 0 | 0 | 0 | 0 | 0 | 0 | 0 | 0 | 0 | 0 | 0 | 0 | 0 | 0 | 0 | 0 | 0 | 0 | 0 | 0 | 0 | 12
NO |  | 131 | 2011 | 3 | 3 | 3 |  | East Walkill (L121) | Silver Lake | 69 | 69 | Wood | 0.74 | 0 | 1 | 795 kCm ACSR | 0 | 0 | 0 | 0 | 0 | 0 | 0 | 0 | 0 | 0 | 0 | 0 | 0 | 0 | 0 | 0 | 0 | 0 | 0 | 0 | 0 | 0 | 0 | 12
NO |  | 131 | 2011 | 3 | 4 | 4 |  | Silver Lake (L122 | Washington Heights | 69 | 69 | Wood | 1.38 | 0 | 1 | 795 kCM ACSR | 0 | 0 | 0 | 0 | 0 | 0 | 0 | 0 | 0 | 0 | 0 | 0 | 0 | 0 | 0 | 0 | 0 | 0 | 0 | 0 | 0 | 0 | 0 | 12
NO |  | 131 | 2011 | 3 | 5 | 5 |  | Blooming Grove (WM) | Maybrook (CHG&E) | 69 | 69 | Wood | 2.43 | 0 | 1 | 1/0 Cu. | 0 | 0 | 0 | 0 | 0 | 0 | 0 | 0 | 0 | 0 | 0 | 0 | 0 | 0 | 0 | 0 | 0 | 0 | 0 | 0 | 0 | 0 | 0 | 12
NO |  | 131 | 2011 | 3 | 6 | 6 |  | Lovett 69kV (L40) | N.Y. Trap Rock (Tompkins C) | 34.5 | 34.5 | Wood | 0.34 | 0 | 1 | #2 Cu. | 0 | 0 | 0 | 0 | 0 | 0 | 0 | 0 | 0 | 0 | 0 | 0 | 0 | 0 | 0 | 0 | 0 | 0 | 0 | 0 | 0 | 0 | 0 | 12
NO |  | 131 | 2011 | 3 | 7 | 7 |  | NJ/NY Stateline (L45) | Pearl River | 34.5 | 34.5 | Wood & Steel | 1.28 | 0 | 1 | 795 kCM ACSR | 0 | 0 | 0 | 0 | 0 | 0 | 0 | 0 | 0 | 0 | 0 | 0 | 0 | 0 | 0 | 0 | 0 | 0 | 0 | 0 | 0 | 0 | 0 | 12
NO |  | 131 | 2011 | 3 | 8 | 8 |  | Burns (L50) | Pearl River | 34.5 | 34.5 | Wood & Steel | 0 | 1.8 | 1 | 4/0 Cu. | 0 | 0 | 0 | 0 | 0 | 0 | 0 | 0 | 0 | 0 | 0 | 0 | 0 | 0 | 0 | 0 | 0 | 0 | 0 | 0 | 0 | 0 | 0 | 12
NO |  | 131 | 2011 | 3 | 9 | 9 |  | Burns (L50) | Pearl River | 34.5 | 34.5 | Wood & Steel | 0 | 0.82 | 1 | 795 kCM ACSR | 0 | 0 | 0 | 0 | 0 | 0 | 0 | 0 | 0 | 0 | 0 | 0 | 0 | 0 | 0 | 0 | 0 | 0 | 0 | 0 | 0 | 0 | 0 | 12
NO |  | 131 | 2011 | 3 | 10 | 10 |  | Burns (L50) | Pearl River | 34.5 | 34.5 | Wood & Steel | 0 | 1.65 | 1 | 4/0 Cu. | 0 | 0 | 0 | 0 | 0 | 0 | 0 | 0 | 0 | 0 | 0 | 0 | 0 | 0 | 0 | 0 | 0 | 0 | 0 | 0 | 0 | 0 | 0 | 12
NO |  | 131 | 2011 | 3 | 11 | 11 |  | NJ/NY Stateline (L73) | NY/NJ Stateline | 0 | 34.5 | Steel Tower | 0.24 | 0 | 1 | 2/0 Cu. | 0 | 0 | 0 | 0 | 0 | 0 | 0 | 0 | 0 | 0 | 0 | 0 | 0 | 0 | 0 | 0 | 0 | 0 | 0 | 0 | 0 | 0 | 0 | 12
NO |  | 131 | 2011 | 3 | 12 | 12 |  | NJ/NY Stateline (L73) | Airmont | 0 | 34.5 | Wood & Steel | 1.2 | 0 | 1 | 2/0 Cu. | 0 | 0 | 0 | 0 | 0 | 0 | 0 | 0 | 0 | 0 | 0 | 0 | 0 | 0 | 0 | 0 | 0 | 0 | 0 | 0 | 0 | 0 | 0 | 12
NO |  | 131 | 2011 | 3 | 13 | 13 |  | Airmont (L731) | Burns | 0 | 34.5 | Wood & Steel | 4.82 | 0 | 1 | 2/0 CU. | 0 | 0 | 0 | 0 | 0 | 0 | 0 | 0 | 0 | 0 | 0 | 0 | 0 | 0 | 0 | 0 | 0 | 0 | 0 | 0 | 0 | 0 | 0 | 12
NO |  | 131 | 2011 | 3 | 14 | 14 |  | Airmont (L731) | Burns | 0 | 34.5 | Steel Tower | 0.12 | 0 | 1 | 4/0 Cu. | 0 | 0 | 0 | 0 | 0 | 0 | 0 | 0 | 0 | 0 | 0 | 0 | 0 | 0 | 0 | 0 | 0 | 0 | 0 | 0 | 0 | 0 | 0 | 12
NO |  | 131 | 2011 | 3 | 15 | 15 |  | NJ/NY Stateline (L74) | NY/NJ Stateline | 0 | 34.5 | Steel Tower | 0 | 0.24 | 1 | 2/0 Cu. | 0 | 0 | 0 | 0 | 0 | 0 | 0 | 0 | 0 | 0 | 0 | 0 | 0 | 0 | 0 | 0 | 0 | 0 | 0 | 0 | 0 | 0 | 0 | 12
NO |  | 131 | 2011 | 3 | 16 | 16 |  | NJ/NY Stateline (L74) | Monsey | 0 | 34.5 | Wood & Steel | 0 | 3.31 | 1 | 2/0 Cu. | 0 | 0 | 0 | 0 | 0 | 0 | 0 | 0 | 0 | 0 | 0 | 0 | 0 | 0 | 0 | 0 | 0 | 0 | 0 | 0 | 0 | 0 | 0 | 12
NO |  | 131 | 2011 | 3 | 17 | 17 |  | Monsey (L741) | Burns | 0 | 34.5 | Steel Tower | 0 | 2.74 | 1 | 2/0 Cu. | 0 | 0 | 0 | 0 | 0 | 0 | 0 | 0 | 0 | 0 | 0 | 0 | 0 | 0 | 0 | 0 | 0 | 0 | 0 | 0 | 0 | 0 | 0 | 12
NO |  | 131 | 2011 | 3 | 18 | 18 |  | Monsey (L741) | Burns | 0 | 34.5 | Steel Tower | 0 | 0.12 | 1 | 4/0 Cu. | 0 | 0 | 0 | 0 | 0 | 0 | 0 | 0 | 0 | 0 | 0 | 0 | 0 | 0 | 0 | 0 | 0 | 0 | 0 | 0 | 0 | 0 | 0 | 12
NO |  | 131 | 2011 | 3 | 19 | 19 |  | Harriman (L841) | Long Pond Tap | 34.5 | 34.5 | Wood & Steel | 2.1 | 0 | 1 | 2/0 Cu. | 0 | 0 | 0 | 0 | 0 | 0 | 0 | 0 | 0 | 0 | 0 | 0 | 0 | 0 | 0 | 0 | 0 | 0 | 0 | 0 | 0 | 0 | 0 | 12
NO |  | 131 | 2011 | 3 | 20 | 20 |  | Harriman (L841) | Long Pond Tap | 34.5 | 34.5 | Wood & Steel | 4.26 | 0 | 1 | 4/0 ACSR | 0 | 0 | 0 | 0 | 0 | 0 | 0 | 0 | 0 | 0 | 0 | 0 | 0 | 0 | 0 | 0 | 0 | 0 | 0 | 0 | 0 | 0 | 0 | 12
NO |  | 131 | 2011 | 3 | 21 | 21 |  | Harriman (L841) | Long Pond Tap | 34.5 | 34.5 | Wood & Steel | 0.28 | 0 | 1 | 4/0 Cu. | 0 | 0 | 0 | 0 | 0 | 0 | 0 | 0 | 0 | 0 | 0 | 0 | 0 | 0 | 0 | 0 | 0 | 0 | 0 | 0 | 0 | 0 | 0 | 12
NO |  | 131 | 2011 | 3 | 22 | 22 |  | Long Pond Tap (L841) | Highland Falls | 34.5 | 34.5 | Wood | 3.33 | 0 | 1 | 2/0 Cu. | 0 | 0 | 0 | 0 | 0 | 0 | 0 | 0 | 0 | 0 | 0 | 0 | 0 | 0 | 0 | 0 | 0 | 0 | 0 | 0 | 0 | 0 | 0 | 12
NO |  | 131 | 2011 | 3 | 23 | 23 |  | Long Pond Tap (L841) | Highland Falls | 34.5 | 34.5 | Wood | 1.44 | 0 | 1 | 4/0 ACSR | 0 | 0 | 0 | 0 | 0 | 0 | 0 | 0 | 0 | 0 | 0 | 0 | 0 | 0 | 0 | 0 | 0 | 0 | 0 | 0 | 0 | 0 | 0 | 12
NO |  | 131 | 2011 | 3 | 24 | 24 |  | Harriman (L851) | Long Pond Tap | 34.5 | 34.5 | Wood & Steel | 3.32 | 3.33 | 1 | 2/0 Cu. | 0 | 0 | 0 | 0 | 0 | 0 | 0 | 0 | 0 | 0 | 0 | 0 | 0 | 0 | 0 | 0 | 0 | 0 | 0 | 0 | 0 | 0 | 0 | 12
NO |  | 131 | 2011 | 3 | 25 | 25 |  | Long Pond Tap (L851) | West Point #2 (U.S. Gov't) | 34.5 | 34.5 | Wood | 3.38 | 0.55 | 1 | 4/0 ACSR | 0 | 0 | 0 | 0 | 0 | 0 | 0 | 0 | 0 | 0 | 0 | 0 | 0 | 0 | 0 | 0 | 0 | 0 | 0 | 0 | 0 | 0 | 0 | 12
NO |  | 131 | 2011 | 3 | 26 | 26 |  | Long Pond Tap (L851) | West point #2 9 U.S. Gov't) | 34.5 | 34.5 | Wood | 1.49 | 0 | 1 | 556.5 kCm ACSR | 0 | 0 | 0 | 0 | 0 | 0 | 0 | 0 | 0 | 0 | 0 | 0 | 0 | 0 | 0 | 0 | 0 | 0 | 0 | 0 | 0 | 0 | 0 | 12
NO |  | 131 | 2011 | 3 | 27 | 27 |  | West Pt #2 U.S. Gov't (L853 | Highland Falls | 34.5 | 34.5 | Wood | 0 | 2.16 | 1 | 795 kCM ACSR | 0 | 0 | 0 | 0 | 0 | 0 | 0 | 0 | 0 | 0 | 0 | 0 | 0 | 0 | 0 | 0 | 0 | 0 | 0 | 0 | 0 | 0 | 0 | 12
NO |  | 131 | 2011 | 3 | 28 | 28 |  | West Pt #2 U.S. Gov't (L853 | Highland Falls | 34.5 | 34.5 | Wood | 0 | 0.13 | 1 | 2/0 Cu. | 0 | 0 | 0 | 0 | 0 | 0 | 0 | 0 | 0 | 0 | 0 | 0 | 0 | 0 | 0 | 0 | 0 | 0 | 0 | 0 | 0 | 0 | 0 | 12
NO |  | 131 | 2011 | 3 | 29 | 29 |  | Long Pond (L92) | Dean | 34.5 | 34.5 | Wood | 0.09 | 0 | 1 | #2 Cu. | 0 | 0 | 0 | 0 | 0 | 0 | 0 | 0 | 0 | 0 | 0 | 0 | 0 | 0 | 0 | 0 | 0 | 0 | 0 | 0 | 0 | 0 | 0 | 12
NO |  | 131 | 2011 | 3 | 30 | 30 |  | Dean (L92) | Quensboro | 34.5 | 34.5 | Wood | 2.87 | 0 | 1 | #2 Cu. | 0 | 0 | 0 | 0 | 0 | 0 | 0 | 0 | 0 | 0 | 0 | 0 | 0 | 0 | 0 | 0 | 0 | 0 | 0 | 0 | 0 | 0 | 0 | 12
NO |  | 131 | 2011 | 3 | 31 | 31 |  | Highland Falls (L93) | West Pt #1 (U.S. Gov't) | 34.5 | 34.5 | Wood | 0.5 | 0 | 1 | #2 Cu. | 0 | 0 | 0 | 0 | 0 | 0 | 0 | 0 | 0 | 0 | 0 | 0 | 0 | 0 | 0 | 0 | 0 | 0 | 0 | 0 | 0 | 0 | 0 | 12
NO |  | 131 | 2011 | 3 | 32 | 32 |  | Cuddebackville( L3)DX5-3-34 | Wurtsboro | 34.5 | 34 | Wood | 10.09 | 0 | 1 | #1 Cu. Solid | 0 | 0 | 0 | 0 | 0 | 0 | 0 | 0 | 0 | 0 | 0 | 0 | 0 | 0 | 0 | 0 | 0 | 0 | 0 | 0 | 0 | 0 | 0 | 12
NO |  | 131 | 2011 | 3 | 33 | 33 |  | Cuddebackville (L3)DX5-3-34 | Wurtsboro | 34.5 | 34.5 | Wood | 0.93 | 0 | 1 | 2/0 Cu. | 0 | 0 | 0 | 0 | 0 | 0 | 0 | 0 | 0 | 0 | 0 | 0 | 0 | 0 | 0 | 0 | 0 | 0 | 0 | 0 | 0 | 0 | 0 | 12
NO |  | 131 | 2011 | 3 | 34 | 34 |  | Wurtsboro (L3) (DX5-3-34) | Summitville | 34.5 | 34.5 | Wood | 3.58 | 0 | 1 | 1/0 Cu. | 0 | 0 | 0 | 0 | 0 | 0 | 0 | 0 | 0 | 0 | 0 | 0 | 0 | 0 | 0 | 0 | 0 | 0 | 0 | 0 | 0 | 0 | 0 | 12
NO |  | 131 | 2011 | 3 | 35 | 35 |  | Wurtsboro (L3) (DX5-3-34) | Summitville | 34.5 | 34.5 | Wood | 0.25 | 0 | 1 | 2/0 Cu. | 0 | 0 | 0 | 0 | 0 | 0 | 0 | 0 | 0 | 0 | 0 | 0 | 0 | 0 | 0 | 0 | 0 | 0 | 0 | 0 | 0 | 0 | 0 | 12
NO |  | 131 | 2011 | 4 | 1 | 1 |  | Cuddebackville(L4)(DX5-4-34 | Otisville | 34.5 | 34.5 | Wood | 4.1 | 0 | 1 | 336.4 kCM ACSR | 0 | 0 | 0 | 0 | 0 | 0 | 0 | 0 | 0 | 0 | 0 | 0 | 0 | 0 | 0 | 0 | 0 | 0 | 0 | 0 | 0 | 0 | 0 | 12
NO |  | 131 | 2011 | 4 | 2 | 2 |  | Otisville (L4) (DX5-4-34) | Pocatello | 34.5 | 34.5 | Wood | 4.17 | 0 | 1 | 336.4 kCM ACSR | 0 | 0 | 0 | 0 | 0 | 0 | 0 | 0 | 0 | 0 | 0 | 0 | 0 | 0 | 0 | 0 | 0 | 0 | 0 | 0 | 0 | 0 | 0 | 12
NO |  | 131 | 2011 | 4 | 3 | 3 |  | Otisville (L4) (DX5-4-34) | Pocatello | 34.5 | 34.5 | Wood | 2.14 | 0 | 1 | 2/0 Cu. | 0 | 0 | 0 | 0 | 0 | 0 | 0 | 0 | 0 | 0 | 0 | 0 | 0 | 0 | 0 | 0 | 0 | 0 | 0 | 0 | 0 | 0 | 0 | 12
NO |  | 131 | 2011 | 4 | 4 | 4 |  | Pocatello (L4) (DX) | Shoemaker | 34.5 | 34.5 | Wood | 0.26 | 0 | 1 | 2/0 Cu. | 0 | 0 | 0 | 0 | 0 | 0 | 0 | 0 | 0 | 0 | 0 | 0 | 0 | 0 | 0 | 0 | 0 | 0 | 0 | 0 | 0 | 0 | 0 | 12
NO |  | 131 | 2011 | 4 | 5 | 5 |  | Pocatello (L4) (DX) | Shoemaker | 34.5 | 34.5 | Steel Tower | 0.52 | 0 | 1 | 4/0 Cu. | 0 | 0 | 0 | 0 | 0 | 0 | 0 | 0 | 0 | 0 | 0 | 0 | 0 | 0 | 0 | 0 | 0 | 0 | 0 | 0 | 0 | 0 | 0 | 12
NO |  | 131 | 2011 | 4 | 6 | 6 |  | Pocatello (L4) (DX) | Shoemaker | 34.5 | 34.5 | Steel Tower | 1.33 | 0 | 1 | 2/0 Cu. | 0 | 0 | 0 | 0 | 0 | 0 | 0 | 0 | 0 | 0 | 0 | 0 | 0 | 0 | 0 | 0 | 0 | 0 | 0 | 0 | 0 | 0 | 0 | 12
NO |  | 131 | 2011 | 4 | 7 | 7 |  | Wurtsboro (L6) (DX) | Bloomingburg | 34.5 | 34.5 | Wood | 2.72 | 0 | 1 | 1/0 Cu. Solid | 0 | 0 | 0 | 0 | 0 | 0 | 0 | 0 | 0 | 0 | 0 | 0 | 0 | 0 | 0 | 0 | 0 | 0 | 0 | 0 | 0 | 0 | 0 | 12
NO |  | 131 | 2011 | 4 | 8 | 8 |  | Wurtsboro (L6) (DX) | Bloomingburg | 34.5 | 34.5 | Wood | 0.26 | 0 | 1 | 2/0 Cu. | 0 | 0 | 0 | 0 | 0 | 0 | 0 | 0 | 0 | 0 | 0 | 0 | 0 | 0 | 0 | 0 | 0 | 0 | 0 | 0 | 0 | 0 | 0 | 12
NO |  | 131 | 2011 | 4 | 9 | 9 |  | Bloomingburg (L6) (DX) | Pocatello | 34.5 | 34.5 | Wood | 4.82 | 0 | 1 | 1/0 Cu. Solid | 0 | 0 | 0 | 0 | 0 | 0 | 0 | 0 | 0 | 0 | 0 | 0 | 0 | 0 | 0 | 0 | 0 | 0 | 0 | 0 | 0 | 0 | 0 | 12
NO |  | 131 | 2011 | 4 | 10 | 10 |  | BloomingBurg (L6) (DX) | Pocatello | 34.5 | 34.5 | Wood | 1.59 | 2.14 | 1 | 2/0 Cu. | 0 | 0 | 0 | 0 | 0 | 0 | 0 | 0 | 0 | 0 | 0 | 0 | 0 | 0 | 0 | 0 | 0 | 0 | 0 | 0 | 0 | 0 | 0 | 12
NO |  | 131 | 2011 | 4 | 11 | 11 |  | Pocatello(L6) (DX) | Shoemaker | 34.5 | 34.5 | Wood | 0 | 0.27 | 1 | 2/0 Cu. | 0 | 0 | 0 | 0 | 0 | 0 | 0 | 0 | 0 | 0 | 0 | 0 | 0 | 0 | 0 | 0 | 0 | 0 | 0 | 0 | 0 | 0 | 0 | 12
NO |  | 131 | 2011 | 4 | 12 | 12 |  | Pocatello (L6) (DX) | Shoemaker | 34.5 | 34.5 | Steel Tower | 0 | 0.52 | 1 | 4/0 Cu. | 0 | 0 | 0 | 0 | 0 | 0 | 0 | 0 | 0 | 0 | 0 | 0 | 0 | 0 | 0 | 0 | 0 | 0 | 0 | 0 | 0 | 0 | 0 | 12
NO |  | 131 | 2011 | 4 | 13 | 13 |  | Pocatello (L6) (DX) | Shoemaker | 34.5 | 34.5 | Wood & Steel | 0 | 1.36 | 1 | 2/0 Cu. | 0 | 0 | 0 | 0 | 0 | 0 | 0 | 0 | 0 | 0 | 0 | 0 | 0 | 0 | 0 | 0 | 0 | 0 | 0 | 0 | 0 | 0 | 0 | 12
NO |  | 131 | 2011 | 4 | 14 | 14 |  | Port Jervis (L7) DX5-10-34 | NY/PA Stateline | 34.5 | 34.5 | Wood | 0.45 | 0 | 1 | 2/0 Cu. | 0 | 0 | 0 | 0 | 0 | 0 | 0 | 0 | 0 | 0 | 0 | 0 | 0 | 0 | 0 | 0 | 0 | 0 | 0 | 0 | 0 | 0 | 0 | 12
NO |  | 131 | 2011 | 4 | 15 | 15 |  | Port Jervis (L7) DX5-10-34 | NY/PA Stateline | 34.5 | 34.5 | Wood | 0.07 | 0 | 1 | 134.6 kCM ACSR | 0 | 0 | 0 | 0 | 0 | 0 | 0 | 0 | 0 | 0 | 0 | 0 | 0 | 0 | 0 | 0 | 0 | 0 | 0 | 0 | 0 | 0 | 0 | 12
NO |  | 131 | 2011 | 4 | 16 | 16 |  | Rio (L18) (DX) | Port Jervis | 34.5 | 34.5 | Steel Tower | 1.69 | 0 | 1 | 4/0 Cu. | 0 | 0 | 0 | 0 | 0 | 0 | 0 | 0 | 0 | 0 | 0 | 0 | 0 | 0 | 0 | 0 | 0 | 0 | 0 | 0 | 0 | 0 | 0 | 12
NO |  | 131 | 2011 | 4 | 17 | 17 |  | Rio (L18) (DX) | Port Jervis | 34.5 | 34.5 | Wood | 3.83 | 0 | 1 | 2/0 Cu. | 0 | 0 | 0 | 0 | 0 | 0 | 0 | 0 | 0 | 0 | 0 | 0 | 0 | 0 | 0 | 0 | 0 | 0 | 0 | 0 | 0 | 0 | 0 | 12
NO |  | 131 | 2011 | 4 | 18 | 18 |  | Rio (L18) (DX) | Port Jervis | 34.5 | 34.5 | Wood | 0.75 | 0 | 1 | 336.4 kCM ACSR | 0 | 0 | 0 | 0 | 0 | 0 | 0 | 0 | 0 | 0 | 0 | 0 | 0 | 0 | 0 | 0 | 0 | 0 | 0 | 0 | 0 | 0 | 0 | 12
NO |  | 131 | 2011 | 4 | 19 | 19 |  | Rio (L18) (DX) | Port Jervis | 34.5 | 34.5 | Steel | 0.77 | 0 | 1 | 336.4 kCM ACSS | 0 | 0 | 0 | 0 | 0 | 0 | 0 | 0 | 0 | 0 | 0 | 0 | 0 | 0 | 0 | 0 | 0 | 0 | 0 | 0 | 0 | 0 | 0 | 12
NO |  | 131 | 2011 | 4 | 20 | 20 |  | Shoemaker (l19,20) (DX) | Genung Street | 34.5 | 34.5 | Steel Tower | 0.65 | 0.65 | 2 | 4/0 Cu. | 0 | 0 | 0 | 0 | 0 | 0 | 0 | 0 | 0 | 0 | 0 | 0 | 0 | 0 | 0 | 0 | 0 | 0 | 0 | 0 | 0 | 0 | 0 | 12
NO |  | 131 | 2011 | 4 | 21 | 21 |  | Vic. West Haverstraw (L39) | N.Y. Trap Rock(Short Clove) | 34.5 | 34.5 | Wood | 0.57 | 0 | 1 | 795 kCM ACSR | 0 | 0 | 0 | 0 | 0 | 0 | 0 | 0 | 0 | 0 | 0 | 0 | 0 | 0 | 0 | 0 | 0 | 0 | 0 | 0 | 0 | 0 | 0 | 12
NO |  | 131 | 2011 | 4 | 22 | 22 |  | Vic. West Haverstraw (L39) | N.Y. Trap Rock(Short Clove) | 34.5 | 34.5 | Steel Tower | 0.76 | 0 | 1 | 2/0 Cu. | 0 | 0 | 0 | 0 | 0 | 0 | 0 | 0 | 0 | 0 | 0 | 0 | 0 | 0 | 0 | 0 | 0 | 0 | 0 | 0 | 0 | 0 | 0 | 12
NO |  | 131 | 2011 | 4 | 23 | 23 |  | Vic. West Haverstraw (L39) | N.Y. Trap Rock(Short Clove) | 34.5 | 34.5 | Wood | 3.08 | 0 | 1 | 2/0 Cu. | 0 | 0 | 0 | 0 | 0 | 0 | 0 | 0 | 0 | 0 | 0 | 0 | 0 | 0 | 0 | 0 | 0 | 0 | 0 | 0 | 0 | 0 | 0 | 12
NO |  | 131 | 2011 | 4 | 24 | 24 |  | Monroe (L82) (DX) | Chester | 34.5 | 34.5 | Steel Tower | 4.35 | 0 | 1 | 2/0 Cu. | 0 | 0 | 0 | 0 | 0 | 0 | 0 | 0 | 0 | 0 | 0 | 0 | 0 | 0 | 0 | 0 | 0 | 0 | 0 | 0 | 0 | 0 | 0 | 12
NO |  | 131 | 2011 | 4 | 25 | 25 |  | Vic. of Chester (L82) | Vic. of Chester Cable | 34.5 | 34.5 | Steel Tower | 0.31 | 0 | 1 | 2/0 Cu. | 0 | 0 | 0 | 0 | 0 | 0 | 0 | 0 | 0 | 0 | 0 | 0 | 0 | 0 | 0 | 0 | 0 | 0 | 0 | 0 | 0 | 0 | 0 | 12
NO |  | 131 | 2011 | 4 | 26 | 26 |  | Goshen (L822) (DX89-11-34) | Florida | 34.5 | 34.5 | Wood | 3.75 | 0 | 1 | #2 Cu. | 0 | 0 | 0 | 0 | 0 | 0 | 0 | 0 | 0 | 0 | 0 | 0 | 0 | 0 | 0 | 0 | 0 | 0 | 0 | 0 | 0 | 0 | 0 | 12
NO |  | 131 | 2011 | 4 | 27 | 27 |  | Florida (L823) (DX89-11-34) | Pole WFG122(Form. Glenmere) | 34.5 | 34.5 | Wood | 1.7 | 0 | 1 | #2 Cu. | 0 | 0 | 0 | 0 | 0 | 0 | 0 | 0 | 0 | 0 | 0 | 0 | 0 | 0 | 0 | 0 | 0 | 0 | 0 | 0 | 0 | 0 | 0 | 12
NO |  | 131 | 2011 | 4 | 28 | 28 |  | Monroe (L83) (DX) | Chester Tap | 34.5 | 34.5 | Steel Tower | 0 | 4.42 | 1 | 2/0 Cu. | 0 | 0 | 0 | 0 | 0 | 0 | 0 | 0 | 0 | 0 | 0 | 0 | 0 | 0 | 0 | 0 | 0 | 0 | 0 | 0 | 0 | 0 | 0 | 12
NO |  | 131 | 2011 | 4 | 29 | 29 |  | Chester Tap (L83) (DX) | Vic. Rt. 94, Chester | 34.5 | 34.5 | Wood Steel | 0 | 0.85 | 1 | 2/0 Cu. | 0 | 0 | 0 | 0 | 0 | 0 | 0 | 0 | 0 | 0 | 0 | 0 | 0 | 0 | 0 | 0 | 0 | 0 | 0 | 0 | 0 | 0 | 0 | 12
NO |  | 131 | 2011 | 4 | 30 | 30 |  | Pole WFG122 (Form. Glenmere | Pine Island | 34.5 | 34.5 | Wood | 5.78 | 0 | 1 | #2 Cu. | 0 | 0 | 0 | 0 | 0 | 0 | 0 | 0 | 0 | 0 | 0 | 0 | 0 | 0 | 0 | 0 | 0 | 0 | 0 | 0 | 0 | 0 | 0 | 12
NO |  | 131 | 2011 | 4 | 31 | 31 |  | Chester Tap(l91)(DX89-10-34 | Chester Cable | 34.5 | 34.5 | Wood | 0.96 | 0 | 1 | 477 kCM Al. | 0 | 0 | 0 | 0 | 0 | 0 | 0 | 0 | 0 | 0 | 0 | 0 | 0 | 0 | 0 | 0 | 0 | 0 | 0 | 0 | 0 | 0 | 0 | 12
NO |  | 131 | 2011 | 4 | 32 | 32 |  | Decker Switch Tap L6(L100) | Bullville | 34.5 | 34.5 | Wood | 3.95 | 0 | 1 | #2 Cu. | 0 | 0 | 0 | 0 | 0 | 0 | 0 | 0 | 0 | 0 | 0 | 0 | 0 | 0 | 0 | 0 | 0 | 0 | 0 | 0 | 0 | 0 | 0 | 12
NO |  | 131 | 2011 | 4 | 33 | 33 |  | Pocatello (L101) (DX) | Middletown State Hospital | 34.5 | 34.5 | Wood | 1.12 | 0 | 1 | #2 Cu. | 0 | 0 | 0 | 0 | 0 | 0 | 0 | 0 | 0 | 0 | 0 | 0 | 0 | 0 | 0 | 0 | 0 | 0 | 0 | 0 | 0 | 0 | 0 | 12
NO |  | 131 | 2011 | 0 | 36 | 36 |  | TOTAL |  | 0 | 0 |  | 383.63 | 135.03 | 177 |  | 0 | 0 | 0 | 0 | 0 | 0 | 0 | 0 | 0 | 0 | 0 | 0 | 0 | 0 | 0 | 0 | 0 | 0 | 0 | 0 | 0 | 0 | 0 | 12
NO |  | 152 | 2011 | 0 | 1 | 1 |  | NY/NJ Stateline | South Mahwah | 345 | 345 | Steel Tower | 1.87 | 1.87 | 2 | 1590 KCM ACSR | 0 | 0 | 0 | 0 | 0 | 0 | 0 | 0 | 0 | 0 | 0 | 0 | 0 | 0 | 0 | 0 | 0 | 0 | 0 | 0 | 0 | 0 | 0 | 12
NO |  | 152 | 2011 | 0 | 2 | 2 |  | NY/NJ Stateline | South Mahwah | 138 | 138 | Steel Tower | 1.97 | 0 | 1 | 1033.5 KCM ACSR | 0 | 0 | 0 | 0 | 0 | 0 | 0 | 0 | 0 | 0 | 0 | 0 | 0 | 0 | 0 | 0 | 0 | 0 | 0 | 0 | 0 | 0 | 0 | 12
NO |  | 152 | 2011 | 0 | 3 | 3 |  | South Mahwah | Allendale | 138 | 138 | Underground | 3.07 | 0 | 1 | 2500 kCM Al. | 0 | 0 | 0 | 0 | 0 | 0 | 0 | 0 | 0 | 0 | 0 | 0 | 0 | 0 | 0 | 0 | 0 | 0 | 0 | 0 | 0 | 0 | 0 | 12
NO |  | 152 | 2011 | 0 | 4 | 4 |  | South Mahwah | Allendale | 138 | 138 | Underground | 3.05 | 0 | 1 | 2500 kCM Al. | 0 | 0 | 0 | 0 | 0 | 0 | 0 | 0 | 0 | 0 | 0 | 0 | 0 | 0 | 0 | 0 | 0 | 0 | 0 | 0 | 0 | 0 | 0 | 12
NO |  | 152 | 2011 | 0 | 5 | 5 |  | South Mahwah | Darlington | 138 | 138 | Underground | 2.37 | 0 | 1 | 2000 kCM Cu. | 0 | 0 | 0 | 0 | 0 | 0 | 0 | 0 | 0 | 0 | 0 | 0 | 0 | 0 | 0 | 0 | 0 | 0 | 0 | 0 | 0 | 0 | 0 | 12
NO |  | 152 | 2011 | 0 | 6 | 6 |  | South Mahwah | Darlington | 138 | 138 | Underground | 2.37 | 0 | 1 | 2000 kCM Cu. | 0 | 0 | 0 | 0 | 0 | 0 | 0 | 0 | 0 | 0 | 0 | 0 | 0 | 0 | 0 | 0 | 0 | 0 | 0 | 0 | 0 | 0 | 0 | 12
NO |  | 152 | 2011 | 0 | 7 | 7 |  | NY/NJ Stateline | Harings Corner | 138 | 138 | Steel Pole | 0.24 | 0 | 1 | 1592 KCM ACSR | 0 | 0 | 0 | 0 | 0 | 0 | 0 | 0 | 0 | 0 | 0 | 0 | 0 | 0 | 0 | 0 | 0 | 0 | 0 | 0 | 0 | 0 | 0 | 12
NO |  | 152 | 2011 | 0 | 8 | 8 |  | Montvale | NJ/NY Statleline | 69 | 69 | Undreground | 0.39 | 0 | 1 | 750 kCM AL | 0 | 0 | 0 | 0 | 0 | 0 | 0 | 0 | 0 | 0 | 0 | 0 | 0 | 0 | 0 | 0 | 0 | 0 | 0 | 0 | 0 | 0 | 0 | 12
NO |  | 152 | 2011 | 0 | 9 | 9 |  | Montvale | NJ/NY Stateline | 69 | 69 | Undreground | 0.39 | 0 | 1 | 750 kCM AL | 0 | 0 | 0 | 0 | 0 | 0 | 0 | 0 | 0 | 0 | 0 | 0 | 0 | 0 | 0 | 0 | 0 | 0 | 0 | 0 | 0 | 0 | 0 | 12
NO |  | 152 | 2011 | 0 | 10 | 10 |  | Harings Corner | NY/NJ Stateline | 69 | 69 | Wood | 1.69 | 0 | 1 | 795 KCM ACSR | 0 | 0 | 0 | 0 | 0 | 0 | 0 | 0 | 0 | 0 | 0 | 0 | 0 | 0 | 0 | 0 | 0 | 0 | 0 | 0 | 0 | 0 | 0 | 12
NO |  | 152 | 2011 | 0 | 11 | 11 |  | NY/NJ Stateline | Closter | 69 | 69 | Wood & Steel | 2.52 | 0 | 1 | 795 KCM ACSR | 0 | 0 | 0 | 0 | 0 | 0 | 0 | 0 | 0 | 0 | 0 | 0 | 0 | 0 | 0 | 0 | 0 | 0 | 0 | 0 | 0 | 0 | 0 | 12
NO |  | 152 | 2011 | 0 | 12 | 12 |  | NY/NJ Stateline | Montvale | 69 | 69 | Wood & Steel | 0 | 0.15 | 1 | 795 KCM ACSR | 0 | 0 | 0 | 0 | 0 | 0 | 0 | 0 | 0 | 0 | 0 | 0 | 0 | 0 | 0 | 0 | 0 | 0 | 0 | 0 | 0 | 0 | 0 | 12
NO |  | 152 | 2011 | 0 | 13 | 13 |  | South Mahwah | Franklin Lakes | 69 | 69 | Wood Steel | 1.46 | 1.46 | 2 | 397.5 kCm ACSR | 0 | 0 | 0 | 0 | 0 | 0 | 0 | 0 | 0 | 0 | 0 | 0 | 0 | 0 | 0 | 0 | 0 | 0 | 0 | 0 | 0 | 0 | 0 | 12
NO |  | 152 | 2011 | 0 | 14 | 14 |  | South Mahwah | Franklin Lakes | 69 | 69 | Steel Tower | 4.91 | 4.91 | 2 | 397.5 kCM ACSR | 0 | 0 | 0 | 0 | 0 | 0 | 0 | 0 | 0 | 0 | 0 | 0 | 0 | 0 | 0 | 0 | 0 | 0 | 0 | 0 | 0 | 0 | 0 | 12
NO |  | 152 | 2011 | 0 | 16 | 16 |  | Franklin Lakes | Oakland | 69 | 69 | Underground | 1.6 | 0 | 1 | 1000 kCM Al. | 0 | 0 | 0 | 0 | 0 | 0 | 0 | 0 | 0 | 0 | 0 | 0 | 0 | 0 | 0 | 0 | 0 | 0 | 0 | 0 | 0 | 0 | 0 | 12
NO |  | 152 | 2011 | 0 | 17 | 17 |  | Franklin Lakes | Oakland | 69 | 69 | Underground | 1.6 | 0 | 1 | 1000 kCM Al. | 0 | 0 | 0 | 0 | 0 | 0 | 0 | 0 | 0 | 0 | 0 | 0 | 0 | 0 | 0 | 0 | 0 | 0 | 0 | 0 | 0 | 0 | 0 | 12
NO |  | 152 | 2011 | 0 | 18 | 18 |  | Closter | Cresskill | 69 | 69 | Wood Steel | 0 | 2.3 | 1 | 795 kCM ACSR | 0 | 0 | 0 | 0 | 0 | 0 | 0 | 0 | 0 | 0 | 0 | 0 | 0 | 0 | 0 | 0 | 0 | 0 | 0 | 0 | 0 | 0 | 0 | 12
NO |  | 152 | 2011 | 0 | 19 | 19 |  | NY/NJ Stateline | South Mahwah | 69 | 69 | Wood | 0.09 | 0 | 1 | 1033.5 KCM ACSR | 0 | 0 | 0 | 0 | 0 | 0 | 0 | 0 | 0 | 0 | 0 | 0 | 0 | 0 | 0 | 0 | 0 | 0 | 0 | 0 | 0 | 0 | 0 | 12
NO |  | 152 | 2011 | 0 | 20 | 20 |  | NY/NJ Stateline | South Mahwah | 69 | 69 | Steel Tower | 0 | 1.97 | 1 | 1033.5 KCM ACSR | 0 | 0 | 0 | 0 | 0 | 0 | 0 | 0 | 0 | 0 | 0 | 0 | 0 | 0 | 0 | 0 | 0 | 0 | 0 | 0 | 0 | 0 | 0 | 12
NO |  | 152 | 2011 | 0 | 21 | 21 |  | South Mahwah | Upper Saddle River | 69 | 69 | Underground | 0.7 | 0 | 1 | 1000 KCM AL | 0 | 0 | 0 | 0 | 0 | 0 | 0 | 0 | 0 | 0 | 0 | 0 | 0 | 0 | 0 | 0 | 0 | 0 | 0 | 0 | 0 | 0 | 0 | 12
NO |  | 152 | 2011 | 0 | 22 | 22 |  | South Mahwah | Upper Saddle River | 69 | 69 | Wood & Steel | 3.29 | 0 | 1 | 795 KCM ACSR | 0 | 0 | 0 | 0 | 0 | 0 | 0 | 0 | 0 | 0 | 0 | 0 | 0 | 0 | 0 | 0 | 0 | 0 | 0 | 0 | 0 | 0 | 0 | 12
NO |  | 152 | 2011 | 0 | 23 | 23 |  | Upple Saddle River | Grand Avenue | 69 | 69 | Wood & Steel | 1.97 | 0 | 1 | 795 KCM ACSR | 0 | 0 | 0 | 0 | 0 | 0 | 0 | 0 | 0 | 0 | 0 | 0 | 0 | 0 | 0 | 0 | 0 | 0 | 0 | 0 | 0 | 0 | 0 | 12
NO |  | 152 | 2011 | 0 | 24 | 24 |  | Grand Avenue | Montvale | 69 | 69 | Wood & Steel | 2.23 | 0 | 1 | 795 KCM ACSR | 0 | 0 | 0 | 0 | 0 | 0 | 0 | 0 | 0 | 0 | 0 | 0 | 0 | 0 | 0 | 0 | 0 | 0 | 0 | 0 | 0 | 0 | 0 | 12
NO |  | 152 | 2011 | 0 | 25 | 25 |  | Montvale | Harings Corner | 69 | 69 | Wood & Steel | 0.08 | 3.63 | 1 | 795 KCM ACSR | 0 | 0 | 0 | 0 | 0 | 0 | 0 | 0 | 0 | 0 | 0 | 0 | 0 | 0 | 0 | 0 | 0 | 0 | 0 | 0 | 0 | 0 | 0 | 12
NO |  | 152 | 2011 | 0 | 26 | 26 |  | Montvale | Harings Corner | 69 | 69 | Underground | 0.34 | 0 | 1 | 2000 KCM CU | 0 | 0 | 0 | 0 | 0 | 0 | 0 | 0 | 0 | 0 | 0 | 0 | 0 | 0 | 0 | 0 | 0 | 0 | 0 | 0 | 0 | 0 | 0 | 12
NO |  | 152 | 2011 | 0 | 27 | 27 |  | NY/NJ Stateline | Harings Corner | 69 | 69 | Steel Pole | 0 | 0.17 | 1 | 1590 KCM ACSR | 0 | 0 | 0 | 0 | 0 | 0 | 0 | 0 | 0 | 0 | 0 | 0 | 0 | 0 | 0 | 0 | 0 | 0 | 0 | 0 | 0 | 0 | 0 | 12
NO |  | 152 | 2011 | 0 | 28 | 28 |  | NY/NJ Stateline | Harings Corner | 69 | 69 | Wood & Steel | 0.09 | 0 | 1 | 795 KCM ACSR | 0 | 0 | 0 | 0 | 0 | 0 | 0 | 0 | 0 | 0 | 0 | 0 | 0 | 0 | 0 | 0 | 0 | 0 | 0 | 0 | 0 | 0 | 0 | 12
NO |  | 152 | 2011 | 0 | 29 | 29 |  | NY/NJ Stateline | Closter | 69 | 69 | Wood & Steel | 0 | 2.52 | 1 | 795 KCM ACSR | 0 | 0 | 0 | 0 | 0 | 0 | 0 | 0 | 0 | 0 | 0 | 0 | 0 | 0 | 0 | 0 | 0 | 0 | 0 | 0 | 0 | 0 | 0 | 12
NO |  | 152 | 2011 | 0 | 30 | 30 |  | Coloster | Cresskill | 69 | 69 | Wood & Steel | 2.3 | 0 | 1 | 795 kCM ACSR | 0 | 0 | 0 | 0 | 0 | 0 | 0 | 0 | 0 | 0 | 0 | 0 | 0 | 0 | 0 | 0 | 0 | 0 | 0 | 0 | 0 | 0 | 0 | 12
NO |  | 152 | 2011 | 0 | 31 | 31 |  | NY/NJ Stateline | Ringwood | 69 | 69 | Wood & Steel | 2.29 | 0 | 1 | 795 KCM ACSR | 0 | 0 | 0 | 0 | 0 | 0 | 0 | 0 | 0 | 0 | 0 | 0 | 0 | 0 | 0 | 0 | 0 | 0 | 0 | 0 | 0 | 0 | 0 | 12
NO |  | 152 | 2011 | 0 | 32 | 32 |  | NY/NJ Stateline | Ringwood | 69 | 69 | Wood | 1.5 | 0 | 1 | 795 KCM ACSR | 0 | 0 | 0 | 0 | 0 | 0 | 0 | 0 | 0 | 0 | 0 | 0 | 0 | 0 | 0 | 0 | 0 | 0 | 0 | 0 | 0 | 0 | 0 | 12
NO |  | 152 | 2011 | 0 | 33 | 33 |  | Ringwood | West Milford | 69 | 69 | Wood | 0.48 | 0 | 1 | 795 kCM ACSR | 0 | 0 | 0 | 0 | 0 | 0 | 0 | 0 | 0 | 0 | 0 | 0 | 0 | 0 | 0 | 0 | 0 | 0 | 0 | 0 | 0 | 0 | 0 | 12
NO |  | 152 | 2011 | 0 | 34 | 34 |  | Ringwood | West Milford | 69 | 69 | Wood | 3.96 | 0 | 1 | 336.4 KCM ACSR | 0 | 0 | 0 | 0 | 0 | 0 | 0 | 0 | 0 | 0 | 0 | 0 | 0 | 0 | 0 | 0 | 0 | 0 | 0 | 0 | 0 | 0 | 0 | 12
NO |  | 152 | 2011 | 0 | 35 | 35 |  | Ringwood | West Milford | 69 | 69 | Steel Tower | 0.25 | 0 | 1 | 795 kCM ACSR | 0 | 0 | 0 | 0 | 0 | 0 | 0 | 0 | 0 | 0 | 0 | 0 | 0 | 0 | 0 | 0 | 0 | 0 | 0 | 0 | 0 | 0 | 0 | 12
NO |  | 152 | 2011 | 1 | 1 | 1 |  | Ringwood | West Millford | 69 | 69 | Wood | 4.44 | 0 | 1 | 336.4 kCM ACSR | 0 | 0 | 0 | 0 | 0 | 0 | 0 | 0 | 0 | 0 | 0 | 0 | 0 | 0 | 0 | 0 | 0 | 0 | 0 | 0 | 0 | 0 | 0 | 12
NO |  | 152 | 2011 | 1 | 2 | 2 |  | Ringwood | West Milford | 69 | 69 | Steel Tower | 0 | 0.25 | 1 | 795 KCM ACSR | 0 | 0 | 0 | 0 | 0 | 0 | 0 | 0 | 0 | 0 | 0 | 0 | 0 | 0 | 0 | 0 | 0 | 0 | 0 | 0 | 0 | 0 | 0 | 12
NO |  | 152 | 2011 | 1 | 3 | 3 |  | South Mahwah | Ramsey | 0 | 34.5 | Wood | 0.08 | 0 | 1 | 795 kCm ACSR | 0 | 0 | 0 | 0 | 0 | 0 | 0 | 0 | 0 | 0 | 0 | 0 | 0 | 0 | 0 | 0 | 0 | 0 | 0 | 0 | 0 | 0 | 0 | 12
NO |  | 152 | 2011 | 1 | 4 | 4 |  | South Mahwah | Ramsey | 0 | 34.5 | Wood | 0.2 | 0 | 1 | 336.4 kCM ACSR | 0 | 0 | 0 | 0 | 0 | 0 | 0 | 0 | 0 | 0 | 0 | 0 | 0 | 0 | 0 | 0 | 0 | 0 | 0 | 0 | 0 | 0 | 0 | 12
NO |  | 152 | 2011 | 1 | 5 | 5 |  | South Mahwah | Ramsey | 0 | 34.5 | Wood & Steel | 0.04 | 0 | 1 | 4/0 Cu. | 0 | 0 | 0 | 0 | 0 | 0 | 0 | 0 | 0 | 0 | 0 | 0 | 0 | 0 | 0 | 0 | 0 | 0 | 0 | 0 | 0 | 0 | 0 | 12
NO |  | 152 | 2011 | 1 | 6 | 6 |  | South Mahwah | Ramsey | 0 | 34.5 | Wood & Steel | 1.22 | 0 | 1 | 250 kCM Cu. | 0 | 0 | 0 | 0 | 0 | 0 | 0 | 0 | 0 | 0 | 0 | 0 | 0 | 0 | 0 | 0 | 0 | 0 | 0 | 0 | 0 | 0 | 0 | 12
NO |  | 152 | 2011 | 1 | 7 | 7 |  | Harings Corner | West Norwood | 0 | 69 | Underground | 0.3 | 0 | 1 | 2000 kCm Cu. | 0 | 0 | 0 | 0 | 0 | 0 | 0 | 0 | 0 | 0 | 0 | 0 | 0 | 0 | 0 | 0 | 0 | 0 | 0 | 0 | 0 | 0 | 0 | 12
NO |  | 152 | 2011 | 1 | 8 | 8 |  | Harings Corner | West Noowood | 0 | 34.5 | Steel Tower | 2.34 | 0 | 1 | 2/0 Cu. | 0 | 0 | 0 | 0 | 0 | 0 | 0 | 0 | 0 | 0 | 0 | 0 | 0 | 0 | 0 | 0 | 0 | 0 | 0 | 0 | 0 | 0 | 0 | 12
NO |  | 152 | 2011 | 1 | 9 | 9 |  | Harings Corner | West Norwood | 0 | 34.5 | Wood & Steel | 1.06 | 0 | 1 | 4/0 ACSR | 0 | 0 | 0 | 0 | 0 | 0 | 0 | 0 | 0 | 0 | 0 | 0 | 0 | 0 | 0 | 0 | 0 | 0 | 0 | 0 | 0 | 0 | 0 | 12
NO |  | 152 | 2011 | 1 | 10 | 10 |  | Harings Corner | Cresskill | 34.5 | 69 | Underground | 0.26 | 0 | 1 | 2000 KCM CU | 0 | 0 | 0 | 0 | 0 | 0 | 0 | 0 | 0 | 0 | 0 | 0 | 0 | 0 | 0 | 0 | 0 | 0 | 0 | 0 | 0 | 0 | 0 | 12
NO |  | 152 | 2011 | 1 | 11 | 11 |  | Harings Corner | Cresskill | 34.5 | 34.5 | Steel Tower | 0 | 2.34 | 1 | 2/O CU | 0 | 0 | 0 | 0 | 0 | 0 | 0 | 0 | 0 | 0 | 0 | 0 | 0 | 0 | 0 | 0 | 0 | 0 | 0 | 0 | 0 | 0 | 0 | 12
NO |  | 152 | 2011 | 1 | 12 | 12 |  | Harings Corner | Cresskill | 34.5 | 34.5 | Wood & Steel | 0 | 1.06 | 1 | 4/0 ACSR | 0 | 0 | 0 | 0 | 0 | 0 | 0 | 0 | 0 | 0 | 0 | 0 | 0 | 0 | 0 | 0 | 0 | 0 | 0 | 0 | 0 | 0 | 0 | 12
NO |  | 152 | 2011 | 1 | 13 | 13 |  | Harings Corner | Cresskill | 34.5 | 34.5 | Wood & Steel | 2.28 | 0 | 1 | 4/0 ACSR | 0 | 0 | 0 | 0 | 0 | 0 | 0 | 0 | 0 | 0 | 0 | 0 | 0 | 0 | 0 | 0 | 0 | 0 | 0 | 0 | 0 | 0 | 0 | 12
NO |  | 152 | 2011 | 1 | 14 | 14 |  | NY/NJ Stateline | Harings Corner | 34.5 | 34.5 | Steel Tower | 3.73 | 0 | 1 | 4/0 CU | 0 | 0 | 0 | 0 | 0 | 0 | 0 | 0 | 0 | 0 | 0 | 0 | 0 | 0 | 0 | 0 | 0 | 0 | 0 | 0 | 0 | 0 | 0 | 12
NO |  | 152 | 2011 | 1 | 15 | 15 |  | NY/NJ Stateline | Harings Corner | 34.5 | 69 | Wood & Steel | 0.13 | 0 | 1 | 795 KCM ACSR | 0 | 0 | 0 | 0 | 0 | 0 | 0 | 0 | 0 | 0 | 0 | 0 | 0 | 0 | 0 | 0 | 0 | 0 | 0 | 0 | 0 | 0 | 0 | 12
NO |  | 152 | 2011 | 1 | 16 | 16 |  | NY/NJ Stateline | Harings Corner | 34.5 | 34.5 | Underground | 0.77 | 0 | 1 | 2000 KCM CU | 0 | 0 | 0 | 0 | 0 | 0 | 0 | 0 | 0 | 0 | 0 | 0 | 0 | 0 | 0 | 0 | 0 | 0 | 0 | 0 | 0 | 0 | 0 | 12
NO |  | 152 | 2011 | 1 | 17 | 17 |  | Ford | NJ/NY Stateline | 0 | 34.5 | Steel Tower | 0.24 | 0 | 1 | 2/0 Cu. | 0 | 0 | 0 | 0 | 0 | 0 | 0 | 0 | 0 | 0 | 0 | 0 | 0 | 0 | 0 | 0 | 0 | 0 | 0 | 0 | 0 | 0 | 0 | 12
NO |  | 152 | 2011 | 1 | 18 | 18 |  | NY/NJ Stateline | NJ/NY Stateline | 0 | 34.5 | Steel Tower | 1.08 | 0 | 1 | 2/0 Cu. | 0 | 0 | 0 | 0 | 0 | 0 | 0 | 0 | 0 | 0 | 0 | 0 | 0 | 0 | 0 | 0 | 0 | 0 | 0 | 0 | 0 | 0 | 0 | 12
NO |  | 152 | 2011 | 1 | 19 | 19 |  | Ford | NJ/NY Stateline | 0 | 34.5 | Steel Tower | 0 | 0.24 | 1 | 2/0 Cu. | 0 | 0 | 0 | 0 | 0 | 0 | 0 | 0 | 0 | 0 | 0 | 0 | 0 | 0 | 0 | 0 | 0 | 0 | 0 | 0 | 0 | 0 | 0 | 12
NO |  | 152 | 2011 | 1 | 20 | 20 |  | NY/NJ Stateline | NJ/NY Stateline | 0 | 34.5 | Steel Tower | 0 | 1.08 | 1 | 2/0 Cu. | 0 | 0 | 0 | 0 | 0 | 0 | 0 | 0 | 0 | 0 | 0 | 0 | 0 | 0 | 0 | 0 | 0 | 0 | 0 | 0 | 0 | 0 | 0 | 12
NO |  | 152 | 2011 | 0 | 36 | 36 |  | TOTAL |  | 0 | 0 |  | 67.24 | 23.95 | 57 |  | 0 | 0 | 0 | 0 | 0 | 0 | 0 | 0 | 0 | 0 | 0 | 0 | 0 | 0 | 0 | 0 | 0 | 0 | 0 | 0 | 0 | 0 | 0 | 12
NO |  | 36 | 2011 | 0 | 1 | 1 |  | Ramapo Substation | New York - New Jersey State | 500000 | 500000 | Overhead Steel | 5.37 | 0 | 1 | 2,493,000A | 474424 | 2774344 | 3248768 | 0 | 0 | 0 | 0 | 0 | 0 | 0 | 0 | 0 | 0 | 0 | 0 | 0 | 0 | 0 | 0 | 0 | 0 | 0 | 0 | 12
NO |  | 36 | 2011 | 0 | 2 | 2 |  | Pleasant Valley Substation | New York - Connect. | 345000 | 345000 | Overhead Steel | 17.73 | 0 | 1 | 2,156,000A | 829568 | 2566003 | 3395571 | 0 | 0 | 0 | 0 | 0 | 0 | 0 | 0 | 0 | 0 | 0 | 0 | 0 | 0 | 0 | 0 | 0 | 0 | 0 | 0 | 12
NO |  | 36 | 2011 | 0 | 3 | 3 |  | Millwood Substat., via East | Sprainbrook | 345000 | 345000 | Overhead Steel | 18.42 | 0 | 4 | 2,493,000A | 924342 | 26643082 | 27567424 | 0 | 0 | 0 | 0 | 0 | 0 | 0 | 0 | 0 | 0 | 0 | 0 | 0 | 0 | 0 | 0 | 0 | 0 | 0 | 0 | 12
NO |  | 36 | 2011 | 0 | 4 | 4 |  | Sprainbrook Substation | Dunwoodie Substation | 345000 | 345000 | Overhead Steel | 1.11 | 0 | 2 | 795,000A & 2,493, | 1684846 | 387356 | 2072202 | 0 | 0 | 0 | 0 | 0 | 0 | 0 | 0 | 0 | 0 | 0 | 0 | 0 | 0 | 0 | 0 | 0 | 0 | 0 | 0 | 12
NO |  | 36 | 2011 | 0 | 5 | 5 |  | Fresh Kills Substation | Goethals Substation | 345000 | 345000 | Overhead Steel | 2.02 | 0 | 2 | 795,000A | 0 | 1617471 | 1617471 | 0 | 0 | 0 | 0 | 0 | 0 | 0 | 0 | 0 | 0 | 0 | 0 | 0 | 0 | 0 | 0 | 0 | 0 | 0 | 0 | 12
NO |  | 36 | 2011 | 0 | 6 | 6 |  | West Haverstraw Terminal | Ladentown Sw. Sta. (Note 1) | 345000 | 345000 | Overhead Steel | 5.03 | 0 | 2 | 2,493,000A | 227837 | 3963050 | 4190887 | 0 | 0 | 0 | 0 | 0 | 0 | 0 | 0 | 0 | 0 | 0 | 0 | 0 | 0 | 0 | 0 | 0 | 0 | 0 | 0 | 12
NO |  | 36 | 2011 | 0 | 7 | 7 |  | Ramapo Substation via Laden | Buchanan Substation (Note 2 | 345000 | 345000 | Overhead Steel | 15.96 | 0 | 2 | 2,493,000A | 4022718 | 32440562 | 36463280 | 0 | 0 | 0 | 0 | 0 | 0 | 0 | 0 | 0 | 0 | 0 | 0 | 0 | 0 | 0 | 0 | 0 | 0 | 0 | 0 | 12
NO |  | 36 | 2011 | 0 | 8 | 8 |  | Millwood Substation | Buchanan Substation | 345000 | 345000 | Overhead | 0.73 | 0 | 2 | 1,172,000A | 774962 | 3207835 | 3982797 | 0 | 0 | 0 | 0 | 0 | 0 | 0 | 0 | 0 | 0 | 0 | 0 | 0 | 0 | 0 | 0 | 0 | 0 | 0 | 0 | 12
NO |  | 36 | 2011 | 0 | 9 | 9 |  | Ramapo Substation | NY - NJ State Line (Note3) | 345000 | 345000 | Overhead Steel | 3.52 | 0 | 1 | 1,590,000A | 0 | 3883699 | 3883699 | 0 | 0 | 0 | 0 | 0 | 0 | 0 | 0 | 0 | 0 | 0 | 0 | 0 | 0 | 0 | 0 | 0 | 0 | 0 | 0 | 12
NO |  | 36 | 2011 | 0 | 10 | 10 |  | Buchanan Substation | Millwood Substation | 345000 | 345000 | Overhead Steel | 9.8 | 0 | 1 | 2,493,000A | 400096 | 20089744 | 20489840 | 0 | 0 | 0 | 0 | 0 | 0 | 0 | 0 | 0 | 0 | 0 | 0 | 0 | 0 | 0 | 0 | 0 | 0 | 0 | 0 | 12
NO |  | 36 | 2011 | 0 | 11 | 11 |  | Dunwoodie Substation | Pleasant Valley Substation | 345000 | 345000 | Overhead Steel | 61.19 | 0 | 2 | 2,385,000A & 2,49 | 708340 | 69468932 | 70177272 | 0 | 0 | 0 | 0 | 0 | 0 | 0 | 0 | 0 | 0 | 0 | 0 | 0 | 0 | 0 | 0 | 0 | 0 | 0 | 0 | 12
NO |  | 36 | 2011 | 0 | 12 | 12 |  | Ramapo | Rock Tavern | 345000 | 345000 | Overhead Steel | 27.4 | 0 | 1 | 1,590,000A | 4556428 | 18746239 | 23302667 | 0 | 0 | 0 | 0 | 0 | 0 | 0 | 0 | 0 | 0 | 0 | 0 | 0 | 0 | 0 | 0 | 0 | 0 | 0 | 0 | 12
NO |  | 36 | 2011 | 0 | 13 | 13 |  | Millwood Substation Via Woo | Pleasant Valley | 345000 | 345000 | Overhead | 40.86 | 0 | 2 | 927,000A | 639325 | 48412593 | 49051918 | 0 | 0 | 0 | 0 | 0 | 0 | 0 | 0 | 0 | 0 | 0 | 0 | 0 | 0 | 0 | 0 | 0 | 0 | 0 | 0 | 12
NO |  | 36 | 2011 | 0 | 14 | 14 |  | Dunwoodie via Mott Haven S | Rainey Substation | 345000 | 345000 | Underground | 15.31 | 0 | 2 | 2,000,000C &2,500 | 312252 | 54818485 | 55130737 | 0 | 0 | 0 | 0 | 0 | 0 | 0 | 0 | 0 | 0 | 0 | 0 | 0 | 0 | 0 | 0 | 0 | 0 | 0 | 0 | 12
NO |  | 36 | 2011 | 0 | 15 | 15 |  | Rainey Substation | Farragut Substation | 345000 | 345000 | Underground | 7.37 | 0 | 3 | 2,000,000C | 670751 | 40042214 | 40712965 | 0 | 0 | 0 | 0 | 0 | 0 | 0 | 0 | 0 | 0 | 0 | 0 | 0 | 0 | 0 | 0 | 0 | 0 | 0 | 0 | 12
NO |  | 36 | 2011 | 0 | 16 | 16 |  | Farragut Substation | East 13th St. Substation | 345000 | 345000 | Underground | 1.89 | 0 | 4 | 2,000,000C | 0 | 23457142 | 23457142 | 0 | 0 | 0 | 0 | 0 | 0 | 0 | 0 | 0 | 0 | 0 | 0 | 0 | 0 | 0 | 0 | 0 | 0 | 0 | 0 | 12
NO |  | 36 | 2011 | 0 | 17 | 17 |  | Farragut Substation | Gowanus Substation | 345000 | 345000 | Underground | 3.91 | 0 | 2 | 2,000,000C | 0 | 10348191 | 10348191 | 0 | 0 | 0 | 0 | 0 | 0 | 0 | 0 | 0 | 0 | 0 | 0 | 0 | 0 | 0 | 0 | 0 | 0 | 0 | 0 | 12
NO |  | 36 | 2011 | 0 | 18 | 18 |  | Gowanus Substation | Goethals Substation | 345000 | 345000 | Underground | 12.89 | 0 | 2 | 2,000,000C | 10224 | 23878020 | 23888244 | 0 | 0 | 0 | 0 | 0 | 0 | 0 | 0 | 0 | 0 | 0 | 0 | 0 | 0 | 0 | 0 | 0 | 0 | 0 | 0 | 12
NO |  | 36 | 2011 | 0 | 19 | 19 |  | Farragut Substation | New York - New Jersey State | 345000 | 345000 | Underground | 3.4 | 0 | 2 | 2,000,000C, &2,50 | 0 | 23485661 | 23485661 | 0 | 0 | 0 | 0 | 0 | 0 | 0 | 0 | 0 | 0 | 0 | 0 | 0 | 0 | 0 | 0 | 0 | 0 | 0 | 0 | 12
NO |  | 36 | 2011 | 0 | 20 | 20 |  | Sprainbrook Substation | Tremont Substation | 345000 | 345000 | Underground | 9.26 | 0 | 1 | 2,000,000C, &2,50 | 0 | 9276099 | 9276099 | 0 | 0 | 0 | 0 | 0 | 0 | 0 | 0 | 0 | 0 | 0 | 0 | 0 | 0 | 0 | 0 | 0 | 0 | 0 | 0 | 12
NO |  | 36 | 2011 | 0 | 21 | 21 |  | Sprainbrook Substation | West 49th St. Substation | 345000 | 345000 | Underground | 17.41 | 0 | 2 | 2,500,000C | 313393 | 56935443 | 57248836 | 0 | 0 | 0 | 0 | 0 | 0 | 0 | 0 | 0 | 0 | 0 | 0 | 0 | 0 | 0 | 0 | 0 | 0 | 0 | 0 | 12
NO |  | 36 | 2011 | 0 | 22 | 22 |  | West 49th St. Substation | East 13th Street Substation | 345000 | 345000 | Underground | 4.15 | 0 | 2 | 2,500,000C | 0 | 9668853 | 9668853 | 0 | 0 | 0 | 0 | 0 | 0 | 0 | 0 | 0 | 0 | 0 | 0 | 0 | 0 | 0 | 0 | 0 | 0 | 0 | 0 | 12
NO |  | 36 | 2011 | 0 | 23 | 23 |  | Dunwoodie Substation | Westchester/Nassau; County | 345000 | 345000 | Underground | 10.05 | 0 | 1 | 2,500,000C &3,000 | 207396 | 36112432 | 36319828 | 0 | 0 | 0 | 0 | 0 | 0 | 0 | 0 | 0 | 0 | 0 | 0 | 0 | 0 | 0 | 0 | 0 | 0 | 0 | 0 | 12
NO |  | 36 | 2011 | 0 | 24 | 24 |  | Mid Arthur Kill | Goethals | 345000 | 345000 | Underground | 0.7 | 0 | 2 | 2,500,000C | 0 | 10 | 10 | 0 | 0 | 0 | 0 | 0 | 0 | 0 | 0 | 0 | 0 | 0 | 0 | 0 | 0 | 0 | 0 | 0 | 0 | 0 | 0 | 12
NO |  | 36 | 2011 | 0 | 25 | 25 |  | Sprainbrook, Waterway | Sherman Creek Substation (N | 345000 | 345000 | Underground | 4.15 | 0 | 2 | 2,500,000C | 0 | 139348823 | 139348823 | 0 | 0 | 0 | 0 | 0 | 0 | 0 | 0 | 0 | 0 | 0 | 0 | 0 | 0 | 0 | 0 | 0 | 0 | 0 | 0 | 12
NO |  | 36 | 2011 | 0 | 26 | 26 |  | Sprainbrook | Academy | 345000 | 345000 | Underground | 0 | 0 | 2 | 2,500,000C | 0 | 145486694 | 145486694 | 0 | 0 | 0 | 0 | 0 | 0 | 0 | 0 | 0 | 0 | 0 | 0 | 0 | 0 | 0 | 0 | 0 | 0 | 0 | 0 | 12
NO |  | 36 | 2011 | 0 | 27 | 27 |  | Goethals Station | New York - New Jersey State | 230000 | 230000 | Overhead Stee | 0.38 | 0 | 1 | 795,000A &804,000 | 0 | 439079 | 439079 | 0 | 0 | 0 | 0 | 0 | 0 | 0 | 0 | 0 | 0 | 0 | 0 | 0 | 0 | 0 | 0 | 0 | 0 | 0 | 0 | 12
NO |  | 36 | 2011 | 0 | 28 | 28 |  | Millwood Substation | Buchanan Substation | 138000 | 138000 | Overhead | 9.57 | 0 | 2 | 1,590,000A | 1195419 | 2728374 | 3923793 | 0 | 0 | 0 | 0 | 0 | 0 | 0 | 0 | 0 | 0 | 0 | 0 | 0 | 0 | 0 | 0 | 0 | 0 | 0 | 0 | 12
NO |  | 36 | 2011 | 0 | 29 | 29 |  | Dunwoodie Substation | Sprainbrook Substation | 138000 | 138000 | Overhead Steel | 1.37 | 0 | 2 | 795,000A &2,156,0 | 1294957 | 509574 | 1804531 | 0 | 0 | 0 | 0 | 0 | 0 | 0 | 0 | 0 | 0 | 0 | 0 | 0 | 0 | 0 | 0 | 0 | 0 | 0 | 0 | 12
NO |  | 36 | 2011 | 0 | 30 | 30 |  | Buchanan Substation | Peekskill Refuse Plant | 138000 | 138000 | Overhead Wood | 0.92 | 0 | 1 | 336,000A | 0 | 0 | 0 | 0 | 0 | 0 | 0 | 0 | 0 | 0 | 0 | 0 | 0 | 0 | 0 | 0 | 0 | 0 | 0 | 0 | 0 | 0 | 0 | 12
NO |  | 36 | 2011 | 0 | 31 | 31 |  | Elmsford Substation | White Plains Substation | 138000 | 138000 | Underground | 2.56 | 0 | 1 | 600,000C | 0 | 1080977 | 1080977 | 0 | 0 | 0 | 0 | 0 | 0 | 0 | 0 | 0 | 0 | 0 | 0 | 0 | 0 | 0 | 0 | 0 | 0 | 0 | 0 | 12
NO |  | 36 | 2011 | 0 | 32 | 32 |  | Webster Av | N. Botanical Sq. | 138000 | 138000 | Underground | 1.32 | 0 | 1 | 500,000C | 0 | 67327 | 67327 | 0 | 0 | 0 | 0 | 0 | 0 | 0 | 0 | 0 | 0 | 0 | 0 | 0 | 0 | 0 | 0 | 0 | 0 | 0 | 0 | 12
NO |  | 36 | 2011 | 0 | 33 | 33 |  | Elmsford Sub. Via White Pla | Harrison Substation | 138000 | 138000 | Underground | 7.5 | 0 | 3 | 500,000A | 59047 | 33043140 | 33102187 | 0 | 0 | 0 | 0 | 0 | 0 | 0 | 0 | 0 | 0 | 0 | 0 | 0 | 0 | 0 | 0 | 0 | 0 | 0 | 0 | 12
NO |  | 36 | 2011 | 0 | 34 | 34 |  | Millwood Substation | Ossining Substation | 138000 | 138000 | Underground | 5.57 | 0 | 2 | 350,000C | 0 | 10634075 | 10634075 | 0 | 0 | 0 | 0 | 0 | 0 | 0 | 0 | 0 | 0 | 0 | 0 | 0 | 0 | 0 | 0 | 0 | 0 | 0 | 0 | 12
NO |  | 36 | 2011 | 0 | 35 | 35 |  | Dunwoodie North Substation | Washington St. Substation | 138000 | 138000 | Underground | 3.61 | 0 | 2 | 1,500,000C &2,500 | 0 | 2674441 | 2674441 | 0 | 0 | 0 | 0 | 0 | 0 | 0 | 0 | 0 | 0 | 0 | 0 | 0 | 0 | 0 | 0 | 0 | 0 | 0 | 0 | 12
NO |  | 36 | 2011 | 1 | 1 | 1 |  | Dunwoodie North Substation | Washington St. Substation | 138000 | 138000 | Underground | 6.58 | 0 | 2 | 1,500,000C &2,500 | 0 | 29415695 | 29415695 | 0 | 0 | 0 | 0 | 0 | 0 | 0 | 0 | 0 | 0 | 0 | 0 | 0 | 0 | 0 | 0 | 0 | 0 | 0 | 0 | 12
NO |  | 36 | 2011 | 1 | 2 | 2 |  | Cedar Street Substation | Tee at North; Columbus Ave | 138000 | 138000 | Underground | 2.75 | 0 | 2 | 350,000C | 0 | 5989836 | 5989836 | 0 | 0 | 0 | 0 | 0 | 0 | 0 | 0 | 0 | 0 | 0 | 0 | 0 | 0 | 0 | 0 | 0 | 0 | 0 | 0 | 12
NO |  | 36 | 2011 | 1 | 3 | 3 |  | Washington st | Cedar Street | 138000 | 138000 | Underground | 3.2 | 0 | 2 | 350,000C | 0 | 651618 | 651618 | 0 | 0 | 0 | 0 | 0 | 0 | 0 | 0 | 0 | 0 | 0 | 0 | 0 | 0 | 0 | 0 | 0 | 0 | 0 | 0 | 12
NO |  | 36 | 2011 | 1 | 4 | 4 |  | Dunwoodie North Substation | Sherman Creek Substation | 138000 | 138000 | Underground | 7.88 | 0 | 2 | 1,250,000C &1,500 | 2004 | 49717355 | 49719359 | 0 | 0 | 0 | 0 | 0 | 0 | 0 | 0 | 0 | 0 | 0 | 0 | 0 | 0 | 0 | 0 | 0 | 0 | 0 | 0 | 12
NO |  | 36 | 2011 | 1 | 5 | 5 |  | Sherman Creek Substation | East 179th St. Substation | 138000 | 138000 | Underground | 1.95 | 0 | 2 | 1,500,000C &2,500 | 16855 | 2849561 | 2866416 | 0 | 0 | 0 | 0 | 0 | 0 | 0 | 0 | 0 | 0 | 0 | 0 | 0 | 0 | 0 | 0 | 0 | 0 | 0 | 0 | 12
NO |  | 36 | 2011 | 1 | 6 | 6 |  | E. 179th Street Substation | Parkchester Substation | 138000 | 138000 | Underground | 2.03 | 0 | 4 | 1,250,000C &1,500 | 0 | 2687989 | 2687989 | 0 | 0 | 0 | 0 | 0 | 0 | 0 | 0 | 0 | 0 | 0 | 0 | 0 | 0 | 0 | 0 | 0 | 0 | 0 | 0 | 12
NO |  | 36 | 2011 | 1 | 7 | 7 |  | E. 179th Street Substation | Hellgate Substation | 138000 | 138000 | Underground | 4.24 | 0 | 3 | 1,500,000C &2,500 | 0 | 10647561 | 10647561 | 0 | 0 | 0 | 0 | 0 | 0 | 0 | 0 | 0 | 0 | 0 | 0 | 0 | 0 | 0 | 0 | 0 | 0 | 0 | 0 | 12
NO |  | 36 | 2011 | 1 | 8 | 8 |  | Dunwoodie South Substation | E. 179th Street Substation | 138000 | 138000 | Underground | 7.38 | 0 | 1 | 2,500,000C | 0 | 12951129 | 12951129 | 0 | 0 | 0 | 0 | 0 | 0 | 0 | 0 | 0 | 0 | 0 | 0 | 0 | 0 | 0 | 0 | 0 | 0 | 0 | 0 | 12
NO |  | 36 | 2011 | 1 | 9 | 9 |  | Hellgate | Astoria | 138000 | 138000 | Underground | 1.67 | 0 | 7 | 1,500,000C | 0 | 8931588 | 8931588 | 0 | 0 | 0 | 0 | 0 | 0 | 0 | 0 | 0 | 0 | 0 | 0 | 0 | 0 | 0 | 0 | 0 | 0 | 0 | 0 | 12
NO |  | 36 | 2011 | 1 | 10 | 10 |  | Dunwoodie South Substation | Mott Haven Substation | 138000 | 138000 | Underground | 3.56 | 0 | 1 | 2,500,000C & 2,00 | 0 | 125316 | 125316 | 0 | 0 | 0 | 0 | 0 | 0 | 0 | 0 | 0 | 0 | 0 | 0 | 0 | 0 | 0 | 0 | 0 | 0 | 0 | 0 | 12
NO |  | 36 | 2011 | 1 | 11 | 11 |  | Dunwoodie South | Rockview | 138000 | 138000 | Underground | 1.5 | 0 | 1 | 2,500,000C | 0 | 6532 | 6532 | 0 | 0 | 0 | 0 | 0 | 0 | 0 | 0 | 0 | 0 | 0 | 0 | 0 | 0 | 0 | 0 | 0 | 0 | 0 | 0 | 12
NO |  | 36 | 2011 | 1 | 12 | 12 |  | Astoria Substation | Corona Substation | 138000 | 138000 | Underground | 5.02 | 0 | 6 | 1,500,000C &2,000 | 0 | 8651797 | 8651797 | 0 | 0 | 0 | 0 | 0 | 0 | 0 | 0 | 0 | 0 | 0 | 0 | 0 | 0 | 0 | 0 | 0 | 0 | 0 | 0 | 12
NO |  | 36 | 2011 | 1 | 13 | 13 |  | Corona Substation | Jamaica Substation | 138000 | 138000 | Underground | 4.49 | 0 | 2 | 1,500,000C | 0 | 7989116 | 7989116 | 0 | 0 | 0 | 0 | 0 | 0 | 0 | 0 | 0 | 0 | 0 | 0 | 0 | 0 | 0 | 0 | 0 | 0 | 0 | 0 | 12
NO |  | 36 | 2011 | 1 | 14 | 14 |  | Jamaica Substation | Queens/Nassau; County Line | 138000 | 138000 | Underground | 5.59 | 0 | 2 | 900,000C | 0 | 1930524 | 1930524 | 0 | 0 | 0 | 0 | 0 | 0 | 0 | 0 | 0 | 0 | 0 | 0 | 0 | 0 | 0 | 0 | 0 | 0 | 0 | 0 | 12
NO |  | 36 | 2011 | 1 | 15 | 15 |  | Astoria Substation | Queensbridge Substation | 138000 | 138000 | Underground | 2.79 | 0 | 6 | 1,500,000C &2,000 | 0 | 5870210 | 5870210 | 0 | 0 | 0 | 0 | 0 | 0 | 0 | 0 | 0 | 0 | 0 | 0 | 0 | 0 | 0 | 0 | 0 | 0 | 0 | 0 | 12
NO |  | 36 | 2011 | 1 | 16 | 16 |  | Queensbridge Substation | Vernon Substation | 138000 | 138000 | Underground | 0.73 | 0 | 4 | 1,500,000C &2,000 | 0 | 1602102 | 1602102 | 0 | 0 | 0 | 0 | 0 | 0 | 0 | 0 | 0 | 0 | 0 | 0 | 0 | 0 | 0 | 0 | 0 | 0 | 0 | 0 | 12
NO |  | 36 | 2011 | 1 | 17 | 17 |  | Vernon | Glendale | 138000 | 138000 | Underground | 5.42 | 0 | 5 | 1,500,000C | 0 | 50311783 | 50311783 | 0 | 0 | 0 | 0 | 0 | 0 | 0 | 0 | 0 | 0 | 0 | 0 | 0 | 0 | 0 | 0 | 0 | 0 | 0 | 0 | 12
NO |  | 36 | 2011 | 1 | 18 | 18 |  | Vernon Substation & Tap | Newtown Substation | 138000 | 138000 | Underground | 5.42 | 0 | 5 | 1,500,000C &2,000 | 0 | 6705886 | 6705886 | 0 | 0 | 0 | 0 | 0 | 0 | 0 | 0 | 0 | 0 | 0 | 0 | 0 | 0 | 0 | 0 | 0 | 0 | 0 | 0 | 12
NO |  | 36 | 2011 | 1 | 19 | 19 |  | Vernon Substation | Greenwood Substation | 138000 | 138000 | Underground | 8.88 | 0 | 2 | 1,500,000C &2,000 | 0 | 8914916 | 8914916 | 0 | 0 | 0 | 0 | 0 | 0 | 0 | 0 | 0 | 0 | 0 | 0 | 0 | 0 | 0 | 0 | 0 | 0 | 0 | 0 | 12
NO |  | 36 | 2011 | 1 | 20 | 20 |  | Greenwood Substation | Bensonhurst Substation | 138000 | 138000 | Underground | 3.61 | 0 | 5 | 2,000,000C &2,500 | 0 | 23713064 | 23713064 | 0 | 0 | 0 | 0 | 0 | 0 | 0 | 0 | 0 | 0 | 0 | 0 | 0 | 0 | 0 | 0 | 0 | 0 | 0 | 0 | 12
NO |  | 36 | 2011 | 1 | 21 | 21 |  | Greenwood Substation | Gowanus Substation | 138000 | 138000 | Underground | 0.66 | 0 | 2 | 2,000,000C &2,500 | 0 | 908752 | 908752 | 0 | 0 | 0 | 0 | 0 | 0 | 0 | 0 | 0 | 0 | 0 | 0 | 0 | 0 | 0 | 0 | 0 | 0 | 0 | 0 | 12
NO |  | 36 | 2011 | 1 | 22 | 22 |  | Tee at Marcy Ave. Division | Kent Avenue Substation | 138000 | 138000 | Underground | 0.62 | 0 | 1 | 350,000C | 0 | 320479 | 320479 | 0 | 0 | 0 | 0 | 0 | 0 | 0 | 0 | 0 | 0 | 0 | 0 | 0 | 0 | 0 | 0 | 0 | 0 | 0 | 0 | 12
NO |  | 36 | 2011 | 1 | 23 | 23 |  | Greenwood Substation | Fox Hills Substation | 138000 | 138000 | Underground | 6.36 | 0 | 2 | 1,500,000C &2,000 | 0 | 7145106 | 7145106 | 0 | 0 | 0 | 0 | 0 | 0 | 0 | 0 | 0 | 0 | 0 | 0 | 0 | 0 | 0 | 0 | 0 | 0 | 0 | 0 | 12
NO |  | 36 | 2011 | 1 | 24 | 24 |  | Fox Hills Substation | Fresh Kills Substation | 138000 | 138000 | Underground | 7.42 | 0 | 2 | 2,000,000C &2,500 | 0 | 5911115 | 5911115 | 0 | 0 | 0 | 0 | 0 | 0 | 0 | 0 | 0 | 0 | 0 | 0 | 0 | 0 | 0 | 0 | 0 | 0 | 0 | 0 | 12
NO |  | 36 | 2011 | 1 | 25 | 25 |  | Hudson Avenue Substation | Jamaica Substation | 138000 | 138000 | Underground | 11.11 | 0 | 2 | 1,250,000C &1,500 | 0 | 17429629 | 17429629 | 0 | 0 | 0 | 0 | 0 | 0 | 0 | 0 | 0 | 0 | 0 | 0 | 0 | 0 | 0 | 0 | 0 | 0 | 0 | 0 | 12
NO |  | 36 | 2011 | 1 | 26 | 26 |  | Hudson Avenue Substation | Farragut Substation | 138000 | 138000 | Underground | 0.38 | 0 | 2 | 2,500,000C | 0 | 236597 | 236597 | 0 | 0 | 0 | 0 | 0 | 0 | 0 | 0 | 0 | 0 | 0 | 0 | 0 | 0 | 0 | 0 | 0 | 0 | 0 | 0 | 12
NO |  | 36 | 2011 | 1 | 27 | 27 |  | Cherry St. Substation | E. 13th Street Substation | 138000 | 138000 | Underground | 1.99 | 0 | 3 | 500,000C &2,500,0 | 0 | 20423034 | 20423034 | 0 | 0 | 0 | 0 | 0 | 0 | 0 | 0 | 0 | 0 | 0 | 0 | 0 | 0 | 0 | 0 | 0 | 0 | 0 | 0 | 12
NO |  | 36 | 2011 | 1 | 28 | 28 |  | Farragut Substation | Brownsville Substation | 138000 | 138000 | Underground | 6.45 | 0 | 5 | 2,000,000C &2,500 | 0 | 24088950 | 24088950 | 0 | 0 | 0 | 0 | 0 | 0 | 0 | 0 | 0 | 0 | 0 | 0 | 0 | 0 | 0 | 0 | 0 | 0 | 0 | 0 | 12
NO |  | 36 | 2011 | 1 | 29 | 29 |  | East 13th Street Substatio | East 29th Street Substatio | 138000 | 138000 | Underground | 1.56 | 0 | 5 | 350,000C, 750,000 | 0 | 6057533 | 6057533 | 0 | 0 | 0 | 0 | 0 | 0 | 0 | 0 | 0 | 0 | 0 | 0 | 0 | 0 | 0 | 0 | 0 | 0 | 0 | 0 | 12
NO |  | 36 | 2011 | 1 | 30 | 30 |  | East 13th Street Substatio | East 13th Street Substatio | 138000 | 138000 | Underground | 0.09 | 0 | 7 | 2,000,000C &2,500 | 0 | 1201704 | 1201704 | 0 | 0 | 0 | 0 | 0 | 0 | 0 | 0 | 0 | 0 | 0 | 0 | 0 | 0 | 0 | 0 | 0 | 0 | 0 | 0 | 12
NO |  | 36 | 2011 | 1 | 31 | 31 |  | East 13th Street Substatio | East River; Gen. Station | 138000 | 138000 | Underground | 0.08 | 0 | 4 | 2,000,000C | 0 | 162937 | 162937 | 0 | 0 | 0 | 0 | 0 | 0 | 0 | 0 | 0 | 0 | 0 | 0 | 0 | 0 | 0 | 0 | 0 | 0 | 0 | 0 | 12
NO |  | 36 | 2011 | 1 | 32 | 32 |  | Rainey Substation | East 75th Street Substatio | 138000 | 138000 | Underground | 1.32 | 0 | 4 | 2,000,000C &2,500 | 0 | 10692428 | 10692428 | 0 | 0 | 0 | 0 | 0 | 0 | 0 | 0 | 0 | 0 | 0 | 0 | 0 | 0 | 0 | 0 | 0 | 0 | 0 | 0 | 12
NO |  | 36 | 2011 | 1 | 33 | 33 |  | East 75th Street Substatio | West 110th Street Substati | 138000 | 138000 | Underground | 3.58 | 0 | 1 | 2,000,000C &2,500 | 0 | 1905914 | 1905914 | 0 | 0 | 0 | 0 | 0 | 0 | 0 | 0 | 0 | 0 | 0 | 0 | 0 | 0 | 0 | 0 | 0 | 0 | 0 | 0 | 12
NO |  | 36 | 2011 | 1 | 34 | 34 |  | Tee Vicinity East 74th Stre | West 110th Street Substati | 138000 | 138000 | Underground | 3.44 | 0 | 3 | 1,500,000C &2,000 | 0 | 4996494 | 4996494 | 0 | 0 | 0 | 0 | 0 | 0 | 0 | 0 | 0 | 0 | 0 | 0 | 0 | 0 | 0 | 0 | 0 | 0 | 0 | 0 | 12
NO |  | 36 | 2011 | 1 | 35 | 35 |  | World Trade Center; Via Sea | Farragut | 138000 | 138000 | Underground | 2.57 | 0 | 5 | 1,500,000C &2,000 | 0 | 13156045 | 13156045 | 0 | 0 | 0 | 0 | 0 | 0 | 0 | 0 | 0 | 0 | 0 | 0 | 0 | 0 | 0 | 0 | 0 | 0 | 0 | 0 | 12
NO |  | 36 | 2011 | 2 | 1 | 1 |  | Eastview Substation | Elmsford Substation | 138000 | 138000 | Underground | 2.68 | 0 | 4 | 2,000,000C | 392985 | 8424569 | 8817554 | 0 | 0 | 0 | 0 | 0 | 0 | 0 | 0 | 0 | 0 | 0 | 0 | 0 | 0 | 0 | 0 | 0 | 0 | 0 | 0 | 12
NO |  | 36 | 2011 | 2 | 2 | 2 |  | Fresh Kills Substation | Wainwright Substation | 138000 | 138000 | Underground | 4.87 | 0 | 2 | 470,000A | 0 | 9360771 | 9360771 | 0 | 0 | 0 | 0 | 0 | 0 | 0 | 0 | 0 | 0 | 0 | 0 | 0 | 0 | 0 | 0 | 0 | 0 | 0 | 0 | 12
NO |  | 36 | 2011 | 2 | 3 | 3 |  | N.H.R.R. Substation | Tee Vicinity | 138000 | 138000 | Underground | 0.07 | 0 | 2 | 350,000C | 0 | 244159 | 244159 | 0 | 0 | 0 | 0 | 0 | 0 | 0 | 0 | 0 | 0 | 0 | 0 | 0 | 0 | 0 | 0 | 0 | 0 | 0 | 0 | 12
NO |  | 36 | 2011 | 2 | 4 | 4 |  | Jamaica Substation | Lake Success Line (Lake Suc | 138000 | 138000 | Underground | 8.09 | 0 | 1 | 2,500,000C | 0 | 10941949 | 10941949 | 0 | 0 | 0 | 0 | 0 | 0 | 0 | 0 | 0 | 0 | 0 | 0 | 0 | 0 | 0 | 0 | 0 | 0 | 0 | 0 | 12
NO |  | 36 | 2011 | 2 | 5 | 5 |  | West 42nd Street Substation | W49th St with Tap to W50th | 138000 | 138000 | Underground | 0.69 | 0 | 5 | 750,000C, 2,000,0 | 0 | 3986670 | 3986670 | 0 | 0 | 0 | 0 | 0 | 0 | 0 | 0 | 0 | 0 | 0 | 0 | 0 | 0 | 0 | 0 | 0 | 0 | 0 | 0 | 12
NO |  | 36 | 2011 | 2 | 6 | 6 |  | West 65th Street Substation | West 49th Street Substation | 138000 | 138000 | Underground | 1.13 | 0 | 5 | 2,000,000C &2,500 | 0 | 13408423 | 13408423 | 0 | 0 | 0 | 0 | 0 | 0 | 0 | 0 | 0 | 0 | 0 | 0 | 0 | 0 | 0 | 0 | 0 | 0 | 0 | 0 | 12
NO |  | 36 | 2011 | 2 | 7 | 7 |  | Rainey Substation | West 110th Street Substatio | 138000 | 138000 | Underground | 4.56 | 0 | 1 | 1,500,000C &2,000 | 0 | 7227119 | 7227119 | 0 | 0 | 0 | 0 | 0 | 0 | 0 | 0 | 0 | 0 | 0 | 0 | 0 | 0 | 0 | 0 | 0 | 0 | 0 | 0 | 12
NO |  | 36 | 2011 | 2 | 8 | 8 |  | Tap at 1st Avenue and 71st | East 75th Street Substation | 138000 | 138000 | Underground | 0.46 | 0 | 1 | 500,000C | 0 | 670151 | 670151 | 0 | 0 | 0 | 0 | 0 | 0 | 0 | 0 | 0 | 0 | 0 | 0 | 0 | 0 | 0 | 0 | 0 | 0 | 0 | 0 | 12
NO |  | 36 | 2011 | 2 | 9 | 9 |  | Vernon Substation | E40 St Substation | 138000 | 138000 | Underground | 3.65 | 0 | 5 | 1,500,000C | 0 | 37754521 | 37754521 | 0 | 0 | 0 | 0 | 0 | 0 | 0 | 0 | 0 | 0 | 0 | 0 | 0 | 0 | 0 | 0 | 0 | 0 | 0 | 0 | 12
NO |  | 36 | 2011 | 2 | 10 | 10 |  | Vernon Substation | Tee at 65th Street; & Amste | 138000 | 138000 | Underground | 3.03 | 0 | 1 | 2,000,000C | 0 | 3064591 | 3064591 | 0 | 0 | 0 | 0 | 0 | 0 | 0 | 0 | 0 | 0 | 0 | 0 | 0 | 0 | 0 | 0 | 0 | 0 | 0 | 0 | 12
NO |  | 36 | 2011 | 2 | 11 | 11 |  | East 36th Street Substation | Tee at 29th Street; & First | 138000 | 138000 | Underground | 0.49 | 0 | 4 | 2,000,000C | 0 | 1526540 | 1526540 | 0 | 0 | 0 | 0 | 0 | 0 | 0 | 0 | 0 | 0 | 0 | 0 | 0 | 0 | 0 | 0 | 0 | 0 | 0 | 0 | 12
NO |  | 36 | 2011 | 2 | 12 | 12 |  | East 36th Street Substation | East 13th Street Substatio | 138000 | 138000 | Underground | 1.64 | 0 | 1 | 2,000,000C | 0 | 1423805 | 1423805 | 0 | 0 | 0 | 0 | 0 | 0 | 0 | 0 | 0 | 0 | 0 | 0 | 0 | 0 | 0 | 0 | 0 | 0 | 0 | 0 | 12
NO |  | 36 | 2011 | 2 | 13 | 13 |  | Gowanus Substation | Greenwood Substation | 138000 | 138000 | Underground | 0.95 | 0 | 2 | 2,000,000C | 0 | 3766459 | 3766459 | 0 | 0 | 0 | 0 | 0 | 0 | 0 | 0 | 0 | 0 | 0 | 0 | 0 | 0 | 0 | 0 | 0 | 0 | 0 | 0 | 12
NO |  | 36 | 2011 | 2 | 14 | 14 |  | Fresh Kills Substation | Woodrow Substation | 138000 | 138000 | Underground | 3.36 | 0 | 2 | 500,000C | 0 | 41778012 | 41778012 | 0 | 0 | 0 | 0 | 0 | 0 | 0 | 0 | 0 | 0 | 0 | 0 | 0 | 0 | 0 | 0 | 0 | 0 | 0 | 0 | 12
NO |  | 36 | 2011 | 2 | 15 | 15 |  | Eastview Substation | Grasslands Substation | 138000 | 138000 | Underground | 1.89 | 0 | 3 | 1,500,000C | 0 | 26792041 | 26792041 | 0 | 0 | 0 | 0 | 0 | 0 | 0 | 0 | 0 | 0 | 0 | 0 | 0 | 0 | 0 | 0 | 0 | 0 | 0 | 0 | 12
NO |  | 36 | 2011 | 2 | 16 | 16 |  | Mott Haven Substation | Parkview Substation | 138000 | 138000 | Underground | 2.31 | 0 | 4 | 3,000,000C | 0 | 92822752 | 92822752 | 0 | 0 | 0 | 0 | 0 | 0 | 0 | 0 | 0 | 0 | 0 | 0 | 0 | 0 | 0 | 0 | 0 | 0 | 0 | 0 | 12
NO |  | 36 | 2011 | 0 | 36 | 36 |  | TOTAL |  | 0 | 0 |  | 504.62 | 0 | 220 |  | 19718169 | 1475728791 | 1495446960 | 0 | 0 | 0 | 0 | 0 | 0 | 0 | 0 | 0 | 0 | 0 | 0 | 0 | 0 | 0 | 0 | 0 | 0 | 0 | 0 | 12
NO |  | 144 | 2011 | 0 | 1 | 1 |  | 69kV Summary |  | 69 | 69 | A | 0.16 | 0 | 0 |  | 0 | 0 | 0 | 0 | 0 | 0 | 0 | 0 | 0 | 0 | 0 | 0 | 0 | 0 | 0 | 0 | 0 | 0 | 0 | 0 | 0 | 0 | 0 | 12
NO |  | 144 | 2011 | 0 | 36 | 36 |  | TOTAL |  | 0 | 0 |  | 4867.29 | 475.55 | 131 |  | 34173948 | 479526799 | 513700747 | 1464224 | 6628523 | 1026316 | 9119063 | 0 | 0 | 0 | 0 | 0 | 0 | 0 | 0 | 0 | 0 | 0 | 0 | 0 | 0 | 0 | 0 | 12
NO |  | 144 | 2011 | 0 | 2 | 2 |  |  |  | 0 | 69 | AH | 0 | 7.32 | 0 |  | 0 | 0 | 0 | 0 | 0 | 0 | 0 | 0 | 0 | 0 | 0 | 0 | 0 | 0 | 0 | 0 | 0 | 0 | 0 | 0 | 0 | 0 | 0 | 12
NO |  | 144 | 2011 | 0 | 3 | 3 |  |  |  | 0 | 69 | CP | 5.93 | 7.97 | 0 |  | 0 | 0 | 0 | 0 | 0 | 0 | 0 | 0 | 0 | 0 | 0 | 0 | 0 | 0 | 0 | 0 | 0 | 0 | 0 | 0 | 0 | 0 | 0 | 12
NO |  | 144 | 2011 | 0 | 4 | 4 |  |  |  | 0 | 69 | SA | 0.06 | 0 | 0 |  | 0 | 0 | 0 | 0 | 0 | 0 | 0 | 0 | 0 | 0 | 0 | 0 | 0 | 0 | 0 | 0 | 0 | 0 | 0 | 0 | 0 | 0 | 0 | 12
NO |  | 144 | 2011 | 0 | 5 | 5 |  |  |  | 0 | 69 | SH | 0.28 | 0 | 0 |  | 0 | 0 | 0 | 0 | 0 | 0 | 0 | 0 | 0 | 0 | 0 | 0 | 0 | 0 | 0 | 0 | 0 | 0 | 0 | 0 | 0 | 0 | 0 | 12
NO |  | 144 | 2011 | 0 | 6 | 6 |  |  |  | 0 | 69 | SP | 9.1 | 0.56 | 0 |  | 0 | 0 | 0 | 0 | 0 | 0 | 0 | 0 | 0 | 0 | 0 | 0 | 0 | 0 | 0 | 0 | 0 | 0 | 0 | 0 | 0 | 0 | 0 | 12
NO |  | 144 | 2011 | 0 | 7 | 7 |  |  |  | 0 | 69 | ST | 89.21 | 48.62 | 0 |  | 0 | 0 | 0 | 0 | 0 | 0 | 0 | 0 | 0 | 0 | 0 | 0 | 0 | 0 | 0 | 0 | 0 | 0 | 0 | 0 | 0 | 0 | 0 | 12
NO |  | 144 | 2011 | 0 | 8 | 8 |  |  |  | 0 | 69 | UG | 0 | 1.65 | 0 |  | 0 | 0 | 0 | 0 | 0 | 0 | 0 | 0 | 0 | 0 | 0 | 0 | 0 | 0 | 0 | 0 | 0 | 0 | 0 | 0 | 0 | 0 | 0 | 12
NO |  | 144 | 2011 | 0 | 9 | 9 |  |  |  | 0 | 69 | WH | 111.55 | 36.59 | 0 |  | 0 | 0 | 0 | 0 | 0 | 0 | 0 | 0 | 0 | 0 | 0 | 0 | 0 | 0 | 0 | 0 | 0 | 0 | 0 | 0 | 0 | 0 | 0 | 12
NO |  | 144 | 2011 | 0 | 10 | 10 |  |  |  | 0 | 69 | WP | 2168.41 | 58.24 | 0 |  | 0 | 0 | 0 | 0 | 0 | 0 | 0 | 0 | 0 | 0 | 0 | 0 | 0 | 0 | 0 | 0 | 0 | 0 | 0 | 0 | 0 | 0 | 0 | 12
NO |  | 144 | 2011 | 0 | 12 | 12 |  | 138kV |  | 0 | 0 |  | 0 | 0 | 0 |  | 0 | 0 | 0 | 0 | 0 | 0 | 0 | 0 | 0 | 0 | 0 | 0 | 0 | 0 | 0 | 0 | 0 | 0 | 0 | 0 | 0 | 0 | 0 | 12
NO |  | 144 | 2011 | 0 | 13 | 13 |  | 13801 STAUNTON | CLOVERDALE | 138 | 138 | ST | 18.51 | 0 | 1 | 954ACSR45X7 | 0 | 0 | 0 | 0 | 0 | 0 | 0 | 0 | 0 | 0 | 0 | 0 | 0 | 0 | 0 | 0 | 0 | 0 | 0 | 0 | 0 | 0 | 0 | 12
NO |  | 144 | 2011 | 0 | 14 | 14 |  |  |  | 138 | 138 | WP | 0.09 | 0 | 0 | 900ACSR54X7 | 0 | 0 | 0 | 0 | 0 | 0 | 0 | 0 | 0 | 0 | 0 | 0 | 0 | 0 | 0 | 0 | 0 | 0 | 0 | 0 | 0 | 0 | 0 | 12
NO |  | 144 | 2011 | 0 | 15 | 15 |  |  |  | 138 | 138 | WP | 0.02 | 0 | 0 | 954ACSR45X7 | 0 | 0 | 0 | 0 | 0 | 0 | 0 | 0 | 0 | 0 | 0 | 0 | 0 | 0 | 0 | 0 | 0 | 0 | 0 | 0 | 0 | 0 | 0 | 12
NO |  | 144 | 2011 | 0 | 16 | 16 |  | 13802 STAUNTON | GREENCASTLE | 138 | 138 | A | 0.02 | 0 | 1 | 336ACSR26X7 | 0 | 0 | 0 | 0 | 0 | 0 | 0 | 0 | 0 | 0 | 0 | 0 | 0 | 0 | 0 | 0 | 0 | 0 | 0 | 0 | 0 | 0 | 0 | 12
NO |  | 144 | 2011 | 0 | 17 | 17 |  |  |  | 138 | 138 | SH | 0.03 | 0 | 0 | 336ACSR26X7 | 0 | 0 | 0 | 0 | 0 | 0 | 0 | 0 | 0 | 0 | 0 | 0 | 0 | 0 | 0 | 0 | 0 | 0 | 0 | 0 | 0 | 0 | 0 | 12
NO |  | 144 | 2011 | 0 | 18 | 18 |  |  |  | 138 | 138 | SP | 0.02 | 0 | 0 | 336ACSR26X7 | 0 | 0 | 0 | 0 | 0 | 0 | 0 | 0 | 0 | 0 | 0 | 0 | 0 | 0 | 0 | 0 | 0 | 0 | 0 | 0 | 0 | 0 | 0 | 12
NO |  | 144 | 2011 | 0 | 19 | 19 |  |  |  | 138 | 138 | ST | 12.7 | 0 | 0 | 336ACSR26X7 | 0 | 0 | 0 | 0 | 0 | 0 | 0 | 0 | 0 | 0 | 0 | 0 | 0 | 0 | 0 | 0 | 0 | 0 | 0 | 0 | 0 | 0 | 0 | 12
NO |  | 144 | 2011 | 0 | 20 | 20 |  |  |  | 138 | 138 | WH | 9.11 | 0 | 0 | 336ACSR26X7 | 0 | 0 | 0 | 0 | 0 | 0 | 0 | 0 | 0 | 0 | 0 | 0 | 0 | 0 | 0 | 0 | 0 | 0 | 0 | 0 | 0 | 0 | 0 | 12
NO |  | 144 | 2011 | 0 | 21 | 21 |  |  |  | 138 | 138 | WP | 0.74 | 0 | 0 | 336ACSR26X7 | 0 | 0 | 0 | 0 | 0 | 0 | 0 | 0 | 0 | 0 | 0 | 0 | 0 | 0 | 0 | 0 | 0 | 0 | 0 | 0 | 0 | 0 | 0 | 12
NO |  | 144 | 2011 | 0 | 22 | 22 |  | 13803 FIVE POINTS | SHELBYVILLE NE | 138 | 138 | SP | 0.12 | 0 | 1 | 397ACSR30X7 | 0 | 0 | 0 | 0 | 0 | 0 | 0 | 0 | 0 | 0 | 0 | 0 | 0 | 0 | 0 | 0 | 0 | 0 | 0 | 0 | 0 | 0 | 0 | 12
NO |  | 144 | 2011 | 0 | 23 | 23 |  |  |  | 138 | 138 | ST | 18.58 | 0 | 0 | 397ACSR30X7 | 0 | 0 | 0 | 0 | 0 | 0 | 0 | 0 | 0 | 0 | 0 | 0 | 0 | 0 | 0 | 0 | 0 | 0 | 0 | 0 | 0 | 0 | 0 | 12
NO |  | 144 | 2011 | 0 | 24 | 24 |  |  |  | 138 | 138 | WH | 3.19 | 0 | 0 | 397ACSR30X7 | 0 | 0 | 0 | 0 | 0 | 0 | 0 | 0 | 0 | 0 | 0 | 0 | 0 | 0 | 0 | 0 | 0 | 0 | 0 | 0 | 0 | 0 | 0 | 12
NO |  | 144 | 2011 | 0 | 25 | 25 |  | 13804 FIVE POINTS | MOHAWK | 138 | 138 | ST | 3.24 | 9.42 | 1 | 300CUB19 | 0 | 0 | 0 | 0 | 0 | 0 | 0 | 0 | 0 | 0 | 0 | 0 | 0 | 0 | 0 | 0 | 0 | 0 | 0 | 0 | 0 | 0 | 0 | 12
NO |  | 144 | 2011 | 0 | 26 | 26 |  |  |  | 138 | 230 | ST | 0.13 | 2.08 | 0 | 397ACSR30X7 | 0 | 0 | 0 | 0 | 0 | 0 | 0 | 0 | 0 | 0 | 0 | 0 | 0 | 0 | 0 | 0 | 0 | 0 | 0 | 0 | 0 | 0 | 0 | 12
NO |  | 144 | 2011 | 0 | 27 | 27 |  |  |  | 138 | 230 | ST | 0 | 1.41 | 0 | 900ACSR54X7 | 0 | 0 | 0 | 0 | 0 | 0 | 0 | 0 | 0 | 0 | 0 | 0 | 0 | 0 | 0 | 0 | 0 | 0 | 0 | 0 | 0 | 0 | 0 | 12
NO |  | 144 | 2011 | 0 | 28 | 28 |  | 13805 NEW CASTLE | FALL CREEK | 138 | 138 | ST | 0 | 16.03 | 1 | 795ACSR26X7 | 0 | 0 | 0 | 0 | 0 | 0 | 0 | 0 | 0 | 0 | 0 | 0 | 0 | 0 | 0 | 0 | 0 | 0 | 0 | 0 | 0 | 0 | 0 | 12
NO |  | 144 | 2011 | 0 | 29 | 29 |  | 13806 LAFAYETTE | WESTWOOD | 138 | 138 | SP | 0.12 | 0.67 | 1 | 4/0ACSR6X1 | 0 | 0 | 0 | 0 | 0 | 0 | 0 | 0 | 0 | 0 | 0 | 0 | 0 | 0 | 0 | 0 | 0 | 0 | 0 | 0 | 0 | 0 | 0 | 12
NO |  | 144 | 2011 | 0 | 30 | 30 |  |  |  | 138 | 138 | SP | 0.01 | 0 | 0 | 954ACSR45X7 | 0 | 0 | 0 | 0 | 0 | 0 | 0 | 0 | 0 | 0 | 0 | 0 | 0 | 0 | 0 | 0 | 0 | 0 | 0 | 0 | 0 | 0 | 0 | 12
NO |  | 144 | 2011 | 0 | 31 | 31 |  |  |  | 138 | 138 | ST | 0.58 | 0 | 0 | 4/0CUB7 | 0 | 0 | 0 | 0 | 0 | 0 | 0 | 0 | 0 | 0 | 0 | 0 | 0 | 0 | 0 | 0 | 0 | 0 | 0 | 0 | 0 | 0 | 0 | 12
NO |  | 144 | 2011 | 0 | 32 | 32 |  |  |  | 138 | 138 | ST | 3 | 0 | 0 | 954ACSR45X7 | 0 | 0 | 0 | 0 | 0 | 0 | 0 | 0 | 0 | 0 | 0 | 0 | 0 | 0 | 0 | 0 | 0 | 0 | 0 | 0 | 0 | 0 | 0 | 12
NO |  | 144 | 2011 | 0 | 33 | 33 |  |  |  | 138 | 138 | WH | 4.52 | 0 | 0 | 397ACS430X7 | 0 | 0 | 0 | 0 | 0 | 0 | 0 | 0 | 0 | 0 | 0 | 0 | 0 | 0 | 0 | 0 | 0 | 0 | 0 | 0 | 0 | 0 | 0 | 12
NO |  | 144 | 2011 | 0 | 34 | 34 |  |  |  | 138 | 138 | WH | 1.75 | 0 | 0 | 4/0CUB7 | 0 | 0 | 0 | 0 | 0 | 0 | 0 | 0 | 0 | 0 | 0 | 0 | 0 | 0 | 0 | 0 | 0 | 0 | 0 | 0 | 0 | 0 | 0 | 12
NO |  | 144 | 2011 | 0 | 35 | 35 |  |  |  | 138 | 138 | WP | 0.96 | 0 | 0 | 4/0ACSR6X1 | 0 | 0 | 0 | 0 | 0 | 0 | 0 | 0 | 0 | 0 | 0 | 0 | 0 | 0 | 0 | 0 | 0 | 0 | 0 | 0 | 0 | 0 | 0 | 12
NO |  | 144 | 2011 | 1 | 1 | 1 |  | 13808 LAFAYETTE SE | WESTWOOD | 138 | 138 | A | 0.04 | 0 | 1 | 954ACSR45X7 | 0 | 0 | 0 | 0 | 0 | 0 | 0 | 0 | 0 | 0 | 0 | 0 | 0 | 0 | 0 | 0 | 0 | 0 | 0 | 0 | 0 | 0 | 0 | 12
NO |  | 144 | 2011 | 1 | 2 | 2 |  |  |  | 138 | 138 | CP | 1.28 | 0 | 0 | 954ACSR45X7 | 0 | 0 | 0 | 0 | 0 | 0 | 0 | 0 | 0 | 0 | 0 | 0 | 0 | 0 | 0 | 0 | 0 | 0 | 0 | 0 | 0 | 0 | 0 | 12
NO |  | 144 | 2011 | 1 | 3 | 3 |  |  |  | 138 | 138 | WH | 5.81 | 0 | 0 | 397ACSR30X7 | 0 | 0 | 0 | 0 | 0 | 0 | 0 | 0 | 0 | 0 | 0 | 0 | 0 | 0 | 0 | 0 | 0 | 0 | 0 | 0 | 0 | 0 | 0 | 12
NO |  | 144 | 2011 | 1 | 4 | 4 |  |  |  | 138 | 138 | WH | 1.96 | 0 | 0 | 4/0CUB7 | 0 | 0 | 0 | 0 | 0 | 0 | 0 | 0 | 0 | 0 | 0 | 0 | 0 | 0 | 0 | 0 | 0 | 0 | 0 | 0 | 0 | 0 | 0 | 12
NO |  | 144 | 2011 | 1 | 5 | 5 |  |  |  | 138 | 138 | WH | 0.11 | 0 | 0 | 477ACSR26X7 | 0 | 0 | 0 | 0 | 0 | 0 | 0 | 0 | 0 | 0 | 0 | 0 | 0 | 0 | 0 | 0 | 0 | 0 | 0 | 0 | 0 | 0 | 0 | 12
NO |  | 144 | 2011 | 1 | 6 | 6 |  |  |  | 138 | 138 | WH | 2.73 | 0 | 0 | 954ACSR45X7 | 0 | 0 | 0 | 0 | 0 | 0 | 0 | 0 | 0 | 0 | 0 | 0 | 0 | 0 | 0 | 0 | 0 | 0 | 0 | 0 | 0 | 0 | 0 | 12
NO |  | 144 | 2011 | 1 | 7 | 7 |  |  |  | 138 | 138 | WP | 5.68 | 0 | 0 | 954ACSR45X7 | 0 | 0 | 0 | 0 | 0 | 0 | 0 | 0 | 0 | 0 | 0 | 0 | 0 | 0 | 0 | 0 | 0 | 0 | 0 | 0 | 0 | 0 | 0 | 12
NO |  | 144 | 2011 | 1 | 8 | 8 |  | 13810 KOKOMO DELCO | GREENTOWN 765 | 138 | 138 | SP | 0 | 0.32 | 1 | 397ACSR30X7 | 0 | 0 | 0 | 0 | 0 | 0 | 0 | 0 | 0 | 0 | 0 | 0 | 0 | 0 | 0 | 0 | 0 | 0 | 0 | 0 | 0 | 0 | 0 | 12
NO |  | 144 | 2011 | 1 | 9 | 9 |  |  |  | 138 | 138 | ST | 0 | 9.9 | 0 | 397ACSR30X7 | 0 | 0 | 0 | 0 | 0 | 0 | 0 | 0 | 0 | 0 | 0 | 0 | 0 | 0 | 0 | 0 | 0 | 0 | 0 | 0 | 0 | 0 | 0 | 12
NO |  | 144 | 2011 | 1 | 10 | 10 |  | 13811 KOKOMO CHRYSLER S | GREENTOWN 765 | 138 | 138 | ST | 10.83 | 0.37 | 1 | 397ACSR30X7 | 0 | 0 | 0 | 0 | 0 | 0 | 0 | 0 | 0 | 0 | 0 | 0 | 0 | 0 | 0 | 0 | 0 | 0 | 0 | 0 | 0 | 0 | 0 | 12
NO |  | 144 | 2011 | 1 | 11 | 11 |  | 13813 PLAINFIELD SOUTH | FIVE POINTS | 138 | 138 | SP | 0.4 | 0 | 1 | 4/0CUB19 | 0 | 0 | 0 | 0 | 0 | 0 | 0 | 0 | 0 | 0 | 0 | 0 | 0 | 0 | 0 | 0 | 0 | 0 | 0 | 0 | 0 | 0 | 0 | 12
NO |  | 144 | 2011 | 1 | 12 | 12 |  |  |  | 138 | 138 | SP | 0.72 | 0 | 0 | 954ACSR45X7 | 0 | 0 | 0 | 0 | 0 | 0 | 0 | 0 | 0 | 0 | 0 | 0 | 0 | 0 | 0 | 0 | 0 | 0 | 0 | 0 | 0 | 0 | 0 | 12
NO |  | 144 | 2011 | 1 | 13 | 13 |  |  |  | 138 | 138 | ST | 0.18 | 0 | 0 | 336ACSR26X7 | 0 | 0 | 0 | 0 | 0 | 0 | 0 | 0 | 0 | 0 | 0 | 0 | 0 | 0 | 0 | 0 | 0 | 0 | 0 | 0 | 0 | 0 | 0 | 12
NO |  | 144 | 2011 | 1 | 14 | 14 |  |  |  | 138 | 138 | ST | 2.8 | 0 | 0 | 397ACSR30X7 | 0 | 0 | 0 | 0 | 0 | 0 | 0 | 0 | 0 | 0 | 0 | 0 | 0 | 0 | 0 | 0 | 0 | 0 | 0 | 0 | 0 | 0 | 0 | 12
NO |  | 144 | 2011 | 1 | 15 | 15 |  |  |  | 138 | 138 | ST | 17.08 | 0 | 0 | 4/0CUB19 | 0 | 0 | 0 | 0 | 0 | 0 | 0 | 0 | 0 | 0 | 0 | 0 | 0 | 0 | 0 | 0 | 0 | 0 | 0 | 0 | 0 | 0 | 0 | 12
NO |  | 144 | 2011 | 1 | 16 | 16 |  |  |  | 138 | 138 | ST | 0.07 | 0 | 0 | 954ACSR45X7 | 0 | 0 | 0 | 0 | 0 | 0 | 0 | 0 | 0 | 0 | 0 | 0 | 0 | 0 | 0 | 0 | 0 | 0 | 0 | 0 | 0 | 0 | 0 | 12
NO |  | 144 | 2011 | 1 | 17 | 17 |  |  |  | 138 | 138 | WH | 0.03 | 0 | 0 | 954ACSR45X7 | 0 | 0 | 0 | 0 | 0 | 0 | 0 | 0 | 0 | 0 | 0 | 0 | 0 | 0 | 0 | 0 | 0 | 0 | 0 | 0 | 0 | 0 | 0 | 12
NO |  | 144 | 2011 | 1 | 18 | 18 |  |  |  | 138 | 138 | WP | 0.03 | 0 | 0 | 954ACSR45X7 | 0 | 0 | 0 | 0 | 0 | 0 | 0 | 0 | 0 | 0 | 0 | 0 | 0 | 0 | 0 | 0 | 0 | 0 | 0 | 0 | 0 | 0 | 0 | 12
NO |  | 144 | 2011 | 1 | 19 | 19 |  | 13815 VINCENNES | LAWRENCEVILLE | 138 | 138 | ST | 1.02 | 0 | 1 | 954ACSR45X7 | 0 | 0 | 0 | 0 | 0 | 0 | 0 | 0 | 0 | 0 | 0 | 0 | 0 | 0 | 0 | 0 | 0 | 0 | 0 | 0 | 0 | 0 | 0 | 12
NO |  | 144 | 2011 | 1 | 20 | 20 |  |  |  | 138 | 138 | WH | 0.68 | 0 | 0 | 954ACSR45X7 | 0 | 0 | 0 | 0 | 0 | 0 | 0 | 0 | 0 | 0 | 0 | 0 | 0 | 0 | 0 | 0 | 0 | 0 | 0 | 0 | 0 | 0 | 0 | 12
NO |  | 144 | 2011 | 1 | 21 | 21 |  |  |  | 138 | 138 | WP | 9.76 | 0 | 0 | 1024ACAR30X7 | 0 | 0 | 0 | 0 | 0 | 0 | 0 | 0 | 0 | 0 | 0 | 0 | 0 | 0 | 0 | 0 | 0 | 0 | 0 | 0 | 0 | 0 | 0 | 12
NO |  | 144 | 2011 | 1 | 22 | 22 |  | 13816 WABASH | HUNTINGTON RIVERFORK | 138 | 138 | SP | 0.82 | 0 | 1 | 477ACSR26X7 | 0 | 0 | 0 | 0 | 0 | 0 | 0 | 0 | 0 | 0 | 0 | 0 | 0 | 0 | 0 | 0 | 0 | 0 | 0 | 0 | 0 | 0 | 0 | 12
NO |  | 144 | 2011 | 1 | 23 | 23 |  |  |  | 138 | 138 | WH | 16.18 | 0 | 0 | 397ACSR30X7 | 0 | 0 | 0 | 0 | 0 | 0 | 0 | 0 | 0 | 0 | 0 | 0 | 0 | 0 | 0 | 0 | 0 | 0 | 0 | 0 | 0 | 0 | 0 | 12
NO |  | 144 | 2011 | 1 | 24 | 24 |  | 13817 HUNTINGTON | HUNTINGTON JCT | 138 | 138 | WH | 3.6 | 0 | 1 | 397ACSR30X7 | 0 | 0 | 0 | 0 | 0 | 0 | 0 | 0 | 0 | 0 | 0 | 0 | 0 | 0 | 0 | 0 | 0 | 0 | 0 | 0 | 0 | 0 | 0 | 12
NO |  | 144 | 2011 | 1 | 25 | 25 |  | 13818 LAFAYETTE 230 | LAFAYETTE CATERPILLAR | 138 | 138 | CP | 1.27 | 0 | 1 | 954ACSR45X7 | 0 | 0 | 0 | 0 | 0 | 0 | 0 | 0 | 0 | 0 | 0 | 0 | 0 | 0 | 0 | 0 | 0 | 0 | 0 | 0 | 0 | 0 | 0 | 12
NO |  | 144 | 2011 | 1 | 26 | 26 |  |  |  | 138 | 138 | WP | 0.3 | 0 | 0 | 477ACSR26X7 | 0 | 0 | 0 | 0 | 0 | 0 | 0 | 0 | 0 | 0 | 0 | 0 | 0 | 0 | 0 | 0 | 0 | 0 | 0 | 0 | 0 | 0 | 0 | 12
NO |  | 144 | 2011 | 1 | 27 | 27 |  | 13819 LAFAYETTE SE | CRAWFORDSVILLE | 138 | 138 | SP | 0.04 | 0 | 1 | 4/0CUB7 | 0 | 0 | 0 | 0 | 0 | 0 | 0 | 0 | 0 | 0 | 0 | 0 | 0 | 0 | 0 | 0 | 0 | 0 | 0 | 0 | 0 | 0 | 0 | 12
NO |  | 144 | 2011 | 1 | 28 | 28 |  |  |  | 138 | 138 | SP | 0.03 | 0 | 0 | 954ACSR45X7 | 0 | 0 | 0 | 0 | 0 | 0 | 0 | 0 | 0 | 0 | 0 | 0 | 0 | 0 | 0 | 0 | 0 | 0 | 0 | 0 | 0 | 0 | 0 | 12
NO |  | 144 | 2011 | 1 | 29 | 29 |  |  |  | 138 | 138 | ST | 0.06 | 0 | 0 | 954ACSR45X7 | 0 | 0 | 0 | 0 | 0 | 0 | 0 | 0 | 0 | 0 | 0 | 0 | 0 | 0 | 0 | 0 | 0 | 0 | 0 | 0 | 0 | 0 | 0 | 12
NO |  | 144 | 2011 | 1 | 30 | 30 |  |  |  | 138 | 138 | WH | 4.24 | 0 | 0 | 4/0CUB7 | 0 | 0 | 0 | 0 | 0 | 0 | 0 | 0 | 0 | 0 | 0 | 0 | 0 | 0 | 0 | 0 | 0 | 0 | 0 | 0 | 0 | 0 | 0 | 12
NO |  | 144 | 2011 | 1 | 31 | 31 |  |  |  | 138 | 138 | WP | 0.08 | 0 | 0 | 4/0CUB7 | 0 | 0 | 0 | 0 | 0 | 0 | 0 | 0 | 0 | 0 | 0 | 0 | 0 | 0 | 0 | 0 | 0 | 0 | 0 | 0 | 0 | 0 | 0 | 12
NO |  | 144 | 2011 | 1 | 32 | 32 |  |  |  | 138 | 138 | WP | 17.12 | 0 | 0 | 954ACSR45X7 | 0 | 0 | 0 | 0 | 0 | 0 | 0 | 0 | 0 | 0 | 0 | 0 | 0 | 0 | 0 | 0 | 0 | 0 | 0 | 0 | 0 | 0 | 0 | 12
NO |  | 144 | 2011 | 1 | 33 | 33 |  | 13820 LAF. CATERPILLAR | WESTWOOD | 138 | 138 | CP | 1.14 | 0 | 1 | 954ACSR45X7 | 0 | 0 | 0 | 0 | 0 | 0 | 0 | 0 | 0 | 0 | 0 | 0 | 0 | 0 | 0 | 0 | 0 | 0 | 0 | 0 | 0 | 0 | 0 | 12
NO |  | 144 | 2011 | 1 | 34 | 34 |  |  |  | 138 | 138 | SP | 0.68 | 0 | 0 | 397ACSR30X7 | 0 | 0 | 0 | 0 | 0 | 0 | 0 | 0 | 0 | 0 | 0 | 0 | 0 | 0 | 0 | 0 | 0 | 0 | 0 | 0 | 0 | 0 | 0 | 12
NO |  | 144 | 2011 | 1 | 35 | 35 |  |  |  | 138 | 138 | ST | 0.91 | 0 | 0 | 397ACSR30X7 | 0 | 0 | 0 | 0 | 0 | 0 | 0 | 0 | 0 | 0 | 0 | 0 | 0 | 0 | 0 | 0 | 0 | 0 | 0 | 0 | 0 | 0 | 0 | 12
NO |  | 144 | 2011 | 2 | 1 | 1 |  | 13820 LAF. CATERPILLAR | WESTWOOD CONTINUED | 138 | 138 | ST | 0 | 3.23 | 0 | 954ACSR45X7 | 0 | 0 | 0 | 0 | 0 | 0 | 0 | 0 | 0 | 0 | 0 | 0 | 0 | 0 | 0 | 0 | 0 | 0 | 0 | 0 | 0 | 0 | 0 | 12
NO |  | 144 | 2011 | 2 | 2 | 2 |  |  |  | 138 | 138 | WH | 5.69 | 0 | 0 | 397ACSR30X7 | 0 | 0 | 0 | 0 | 0 | 0 | 0 | 0 | 0 | 0 | 0 | 0 | 0 | 0 | 0 | 0 | 0 | 0 | 0 | 0 | 0 | 0 | 0 | 12
NO |  | 144 | 2011 | 2 | 3 | 3 |  |  |  | 138 | 138 | WH | 1.65 | 2.21 | 0 | 954ACSR45X7 | 0 | 0 | 0 | 0 | 0 | 0 | 0 | 0 | 0 | 0 | 0 | 0 | 0 | 0 | 0 | 0 | 0 | 0 | 0 | 0 | 0 | 0 | 0 | 12
NO |  | 144 | 2011 | 2 | 4 | 4 |  |  |  | 138 | 138 | WP | 2.21 | 0 | 0 | 477ACSR26X7 | 0 | 0 | 0 | 0 | 0 | 0 | 0 | 0 | 0 | 0 | 0 | 0 | 0 | 0 | 0 | 0 | 0 | 0 | 0 | 0 | 0 | 0 | 0 | 12
NO |  | 144 | 2011 | 2 | 5 | 5 |  | 13821 TERRE HAUTE PFIZER | WORTHINGTON(HE)-LINTON | 138 | 138 | SP | 0.32 | 0 | 1 | 954ACSR45X7 | 0 | 0 | 0 | 0 | 0 | 0 | 0 | 0 | 0 | 0 | 0 | 0 | 0 | 0 | 0 | 0 | 0 | 0 | 0 | 0 | 0 | 0 | 0 | 12
NO |  | 144 | 2011 | 2 | 6 | 6 |  |  |  | 138 | 138 | WH | 8.52 | 0 | 0 | 397ACSR30X7 | 0 | 0 | 0 | 0 | 0 | 0 | 0 | 0 | 0 | 0 | 0 | 0 | 0 | 0 | 0 | 0 | 0 | 0 | 0 | 0 | 0 | 0 | 0 | 12
NO |  | 144 | 2011 | 2 | 7 | 7 |  |  |  | 138 | 138 | WH | 1.59 | 0 | 0 | 795ACSR26X7 | 0 | 0 | 0 | 0 | 0 | 0 | 0 | 0 | 0 | 0 | 0 | 0 | 0 | 0 | 0 | 0 | 0 | 0 | 0 | 0 | 0 | 0 | 0 | 12
NO |  | 144 | 2011 | 2 | 8 | 8 |  |  |  | 138 | 138 | WH | 31.87 | 0 | 0 | 954ACSR45X7 | 0 | 0 | 0 | 0 | 0 | 0 | 0 | 0 | 0 | 0 | 0 | 0 | 0 | 0 | 0 | 0 | 0 | 0 | 0 | 0 | 0 | 0 | 0 | 12
NO |  | 144 | 2011 | 2 | 9 | 9 |  |  |  | 138 | 138 | WP | 10.5 | 0 | 0 | 336ACSR26X7 | 0 | 0 | 0 | 0 | 0 | 0 | 0 | 0 | 0 | 0 | 0 | 0 | 0 | 0 | 0 | 0 | 0 | 0 | 0 | 0 | 0 | 0 | 0 | 12
NO |  | 144 | 2011 | 2 | 10 | 10 |  |  |  | 138 | 138 | WP | 1.62 | 0 | 0 | 954ACSR45X7 | 0 | 0 | 0 | 0 | 0 | 0 | 0 | 0 | 0 | 0 | 0 | 0 | 0 | 0 | 0 | 0 | 0 | 0 | 0 | 0 | 0 | 0 | 0 | 12
NO |  | 144 | 2011 | 2 | 11 | 11 |  | 13822 GALLAGHER | BEDFORD | 138 | 138 | ST | 0.25 | 0 | 1 | 230CUB12 | 0 | 0 | 0 | 0 | 0 | 0 | 0 | 0 | 0 | 0 | 0 | 0 | 0 | 0 | 0 | 0 | 0 | 0 | 0 | 0 | 0 | 0 | 0 | 12
NO |  | 144 | 2011 | 2 | 12 | 12 |  |  |  | 138 | 138 | ST | 3.69 | 4.28 | 0 | 477ACSR26X7 | 0 | 0 | 0 | 0 | 0 | 0 | 0 | 0 | 0 | 0 | 0 | 0 | 0 | 0 | 0 | 0 | 0 | 0 | 0 | 0 | 0 | 0 | 0 | 12
NO |  | 144 | 2011 | 2 | 13 | 13 |  |  |  | 138 | 138 | WH | 49.08 | 0 | 0 | 250CUB12 | 0 | 0 | 0 | 0 | 0 | 0 | 0 | 0 | 0 | 0 | 0 | 0 | 0 | 0 | 0 | 0 | 0 | 0 | 0 | 0 | 0 | 0 | 0 | 12
NO |  | 144 | 2011 | 2 | 14 | 14 |  |  |  | 138 | 138 | WH | 0.35 | 0 | 0 | 397ACSR30X7 | 0 | 0 | 0 | 0 | 0 | 0 | 0 | 0 | 0 | 0 | 0 | 0 | 0 | 0 | 0 | 0 | 0 | 0 | 0 | 0 | 0 | 0 | 0 | 12
NO |  | 144 | 2011 | 2 | 15 | 15 |  |  |  | 138 | 138 | WP | 0.87 | 0 | 0 | 250CUB12 | 0 | 0 | 0 | 0 | 0 | 0 | 0 | 0 | 0 | 0 | 0 | 0 | 0 | 0 | 0 | 0 | 0 | 0 | 0 | 0 | 0 | 0 | 0 | 12
NO |  | 144 | 2011 | 2 | 16 | 16 |  |  |  | 138 | 138 | WP | 0.43 | 0 | 0 | 397ACSR30X7 | 0 | 0 | 0 | 0 | 0 | 0 | 0 | 0 | 0 | 0 | 0 | 0 | 0 | 0 | 0 | 0 | 0 | 0 | 0 | 0 | 0 | 0 | 0 | 12
NO |  | 144 | 2011 | 2 | 17 | 17 |  |  |  | 138 | 138 | WP | 0.37 | 0 | 0 | 477ACSR26X7 | 0 | 0 | 0 | 0 | 0 | 0 | 0 | 0 | 0 | 0 | 0 | 0 | 0 | 0 | 0 | 0 | 0 | 0 | 0 | 0 | 0 | 0 | 0 | 12
NO |  | 144 | 2011 | 2 | 18 | 18 |  | 13823 EDWARDSPORT | BEDFORD | 138 | 138 | CP | 0 | 0.61 | 1 | 397ACSR30X7 | 0 | 0 | 0 | 0 | 0 | 0 | 0 | 0 | 0 | 0 | 0 | 0 | 0 | 0 | 0 | 0 | 0 | 0 | 0 | 0 | 0 | 0 | 0 | 12
NO |  | 144 | 2011 | 2 | 19 | 19 |  |  |  | 138 | 138 | ST | 0 | 0.25 | 0 | 250CUB12 | 0 | 0 | 0 | 0 | 0 | 0 | 0 | 0 | 0 | 0 | 0 | 0 | 0 | 0 | 0 | 0 | 0 | 0 | 0 | 0 | 0 | 0 | 0 | 12
NO |  | 144 | 2011 | 2 | 20 | 20 |  |  |  | 138 | 138 | ST | 0.12 | 2.17 | 0 | 397ACSR30X7 | 0 | 0 | 0 | 0 | 0 | 0 | 0 | 0 | 0 | 0 | 0 | 0 | 0 | 0 | 0 | 0 | 0 | 0 | 0 | 0 | 0 | 0 | 0 | 12
NO |  | 144 | 2011 | 2 | 21 | 21 |  |  |  | 138 | 138 | WH | 36.74 | 0 | 0 | 397ACSR30X7 | 0 | 0 | 0 | 0 | 0 | 0 | 0 | 0 | 0 | 0 | 0 | 0 | 0 | 0 | 0 | 0 | 0 | 0 | 0 | 0 | 0 | 0 | 0 | 12
NO |  | 144 | 2011 | 2 | 22 | 22 |  |  |  | 138 | 138 | WP | 2.38 | 0 | 0 | 397ACSR30X7 | 0 | 0 | 0 | 0 | 0 | 0 | 0 | 0 | 0 | 0 | 0 | 0 | 0 | 0 | 0 | 0 | 0 | 0 | 0 | 0 | 0 | 0 | 0 | 12
NO |  | 144 | 2011 | 2 | 23 | 23 |  | 13824 EDWARDSPORT | HE GEORGETOWN | 138 | 230 | AH | 0 | 0.96 | 1 | 477ACSR26X7 | 0 | 0 | 0 | 0 | 0 | 0 | 0 | 0 | 0 | 0 | 0 | 0 | 0 | 0 | 0 | 0 | 0 | 0 | 0 | 0 | 0 | 0 | 0 | 12
NO |  | 144 | 2011 | 2 | 24 | 24 |  |  |  | 138 | 138 | CP | 1.06 | 0 | 0 | 477ACSR26X7 | 0 | 0 | 0 | 0 | 0 | 0 | 0 | 0 | 0 | 0 | 0 | 0 | 0 | 0 | 0 | 0 | 0 | 0 | 0 | 0 | 0 | 0 | 0 | 12
NO |  | 144 | 2011 | 2 | 25 | 25 |  |  |  | 138 | 230 | SH | 0 | 17.87 | 0 | 477ACS426X7 | 0 | 0 | 0 | 0 | 0 | 0 | 0 | 0 | 0 | 0 | 0 | 0 | 0 | 0 | 0 | 0 | 0 | 0 | 0 | 0 | 0 | 0 | 0 | 12
NO |  | 144 | 2011 | 2 | 26 | 26 |  |  |  | 138 | 138 | WH | 7.57 | 0 | 0 | 336ACSR26X7 | 0 | 0 | 0 | 0 | 0 | 0 | 0 | 0 | 0 | 0 | 0 | 0 | 0 | 0 | 0 | 0 | 0 | 0 | 0 | 0 | 0 | 0 | 0 | 12
NO |  | 144 | 2011 | 2 | 27 | 27 |  |  |  | 138 | 138 | WH | 58.18 | 0 | 0 | 477ACSR26X7 | 0 | 0 | 0 | 0 | 0 | 0 | 0 | 0 | 0 | 0 | 0 | 0 | 0 | 0 | 0 | 0 | 0 | 0 | 0 | 0 | 0 | 0 | 0 | 12
NO |  | 144 | 2011 | 2 | 28 | 28 |  |  |  | 138 | 138 | WP | 2.37 | 0 | 0 | 477ACSR26X7 | 0 | 0 | 0 | 0 | 0 | 0 | 0 | 0 | 0 | 0 | 0 | 0 | 0 | 0 | 0 | 0 | 0 | 0 | 0 | 0 | 0 | 0 | 0 | 12
NO |  | 144 | 2011 | 2 | 29 | 29 |  | 13825 VINCINNES-PETERSBURG | WASHINGTON 10TH ST | 138 | 138 | SP | 0.54 | 0 | 1 | 954ACSR45X7 | 0 | 0 | 0 | 0 | 0 | 0 | 0 | 0 | 0 | 0 | 0 | 0 | 0 | 0 | 0 | 0 | 0 | 0 | 0 | 0 | 0 | 0 | 0 | 12
NO |  | 144 | 2011 | 2 | 30 | 30 |  |  |  | 138 | 138 | ST | 0.08 | 0 | 0 | 477ACSR26X7 | 0 | 0 | 0 | 0 | 0 | 0 | 0 | 0 | 0 | 0 | 0 | 0 | 0 | 0 | 0 | 0 | 0 | 0 | 0 | 0 | 0 | 0 | 0 | 12
NO |  | 144 | 2011 | 2 | 31 | 31 |  |  |  | 138 | 138 | ST | 2.81 | 0 | 0 | 954ACSR45X7 | 0 | 0 | 0 | 0 | 0 | 0 | 0 | 0 | 0 | 0 | 0 | 0 | 0 | 0 | 0 | 0 | 0 | 0 | 0 | 0 | 0 | 0 | 0 | 12
NO |  | 144 | 2011 | 2 | 32 | 32 |  |  |  | 138 | 138 | WH | 21.9 | 0 | 0 | 954ACSR45X7 | 0 | 0 | 0 | 0 | 0 | 0 | 0 | 0 | 0 | 0 | 0 | 0 | 0 | 0 | 0 | 0 | 0 | 0 | 0 | 0 | 0 | 0 | 0 | 12
NO |  | 144 | 2011 | 2 | 33 | 33 |  |  |  | 138 | 138 | WP | 3.81 | 0 | 0 | 954ACSR45X7 | 0 | 0 | 0 | 0 | 0 | 0 | 0 | 0 | 0 | 0 | 0 | 0 | 0 | 0 | 0 | 0 | 0 | 0 | 0 | 0 | 0 | 0 | 0 | 12
NO |  | 144 | 2011 | 2 | 34 | 34 |  | 13827 GALLAGHER | PADDY'S WEST LG&E | 138 | 138 | SP | 2.52 | 0 | 1 | 954ACSR45X7B | 0 | 0 | 0 | 0 | 0 | 0 | 0 | 0 | 0 | 0 | 0 | 0 | 0 | 0 | 0 | 0 | 0 | 0 | 0 | 0 | 0 | 0 | 0 | 12
NO |  | 144 | 2011 | 2 | 35 | 35 |  |  |  | 138 | 138 | ST | 0.37 | 0 | 0 | 954ACSR45X7B | 0 | 0 | 0 | 0 | 0 | 0 | 0 | 0 | 0 | 0 | 0 | 0 | 0 | 0 | 0 | 0 | 0 | 0 | 0 | 0 | 0 | 0 | 0 | 12
NO |  | 144 | 2011 | 3 | 1 | 1 |  | 13828 MADISON | NORTH VERNON | 138 | 138 | WH | 16.63 | 0 | 1 | 397ACSR30X7 | 0 | 0 | 0 | 0 | 0 | 0 | 0 | 0 | 0 | 0 | 0 | 0 | 0 | 0 | 0 | 0 | 0 | 0 | 0 | 0 | 0 | 0 | 0 | 12
NO |  | 144 | 2011 | 3 | 2 | 2 |  | 13829 BEDFORD | SEYMOUR | 138 | 138 | A | 0.12 | 0 | 1 | 954ACSR45X7 | 0 | 0 | 0 | 0 | 0 | 0 | 0 | 0 | 0 | 0 | 0 | 0 | 0 | 0 | 0 | 0 | 0 | 0 | 0 | 0 | 0 | 0 | 0 | 12
NO |  | 144 | 2011 | 3 | 3 | 3 |  |  |  | 138 | 138 | SP | 0.11 | 0 | 0 | 954ACSR45X7 | 0 | 0 | 0 | 0 | 0 | 0 | 0 | 0 | 0 | 0 | 0 | 0 | 0 | 0 | 0 | 0 | 0 | 0 | 0 | 0 | 0 | 0 | 0 | 12
NO |  | 144 | 2011 | 3 | 4 | 4 |  |  |  | 138 | 138 | ST | 0.06 | 0 | 0 | 954ACSR45X7 | 0 | 0 | 0 | 0 | 0 | 0 | 0 | 0 | 0 | 0 | 0 | 0 | 0 | 0 | 0 | 0 | 0 | 0 | 0 | 0 | 0 | 0 | 0 | 12
NO |  | 144 | 2011 | 3 | 5 | 5 |  |  |  | 138 | 138 | WH | 26.45 | 0 | 0 | 954ACSR45X7 | 0 | 0 | 0 | 0 | 0 | 0 | 0 | 0 | 0 | 0 | 0 | 0 | 0 | 0 | 0 | 0 | 0 | 0 | 0 | 0 | 0 | 0 | 0 | 12
NO |  | 144 | 2011 | 3 | 6 | 6 |  |  |  | 138 | 138 | WP | 2.22 | 0 | 0 | 477ACSR26X7 | 0 | 0 | 0 | 0 | 0 | 0 | 0 | 0 | 0 | 0 | 0 | 0 | 0 | 0 | 0 | 0 | 0 | 0 | 0 | 0 | 0 | 0 | 0 | 12
NO |  | 144 | 2011 | 3 | 7 | 7 |  |  |  | 138 | 138 | WP | 11.34 | 0.14 | 0 | 954ACSR45X7 | 0 | 0 | 0 | 0 | 0 | 0 | 0 | 0 | 0 | 0 | 0 | 0 | 0 | 0 | 0 | 0 | 0 | 0 | 0 | 0 | 0 | 0 | 0 | 12
NO |  | 144 | 2011 | 3 | 8 | 8 |  | 13830 COLMUBUS | SEYMOUR | 138 | 138 | WP | 14.43 | 0 | 1 | 397ACSR30X7 | 0 | 0 | 0 | 0 | 0 | 0 | 0 | 0 | 0 | 0 | 0 | 0 | 0 | 0 | 0 | 0 | 0 | 0 | 0 | 0 | 0 | 0 | 0 | 12
NO |  | 144 | 2011 | 3 | 9 | 9 |  |  |  | 138 | 138 | WP | 0.54 | 0 | 0 | 397ACSR30X7 | 0 | 0 | 0 | 0 | 0 | 0 | 0 | 0 | 0 | 0 | 0 | 0 | 0 | 0 | 0 | 0 | 0 | 0 | 0 | 0 | 0 | 0 | 0 | 12
NO |  | 144 | 2011 | 3 | 10 | 10 |  |  |  | 138 | 138 | WP | 0.23 | 0 | 0 | 954ACSR45X7 | 0 | 0 | 0 | 0 | 0 | 0 | 0 | 0 | 0 | 0 | 0 | 0 | 0 | 0 | 0 | 0 | 0 | 0 | 0 | 0 | 0 | 0 | 0 | 12
NO |  | 144 | 2011 | 3 | 11 | 11 |  | 13831 BATESVILLE | COLUMBUS | 138 | 138 | ST | 0.22 | 0 | 1 | 397ACSR30X7 | 0 | 0 | 0 | 0 | 0 | 0 | 0 | 0 | 0 | 0 | 0 | 0 | 0 | 0 | 0 | 0 | 0 | 0 | 0 | 0 | 0 | 0 | 0 | 12
NO |  | 144 | 2011 | 3 | 12 | 12 |  |  |  | 138 | 138 | WH | 35.63 | 0 | 0 | 397ACSR30X7 | 0 | 0 | 0 | 0 | 0 | 0 | 0 | 0 | 0 | 0 | 0 | 0 | 0 | 0 | 0 | 0 | 0 | 0 | 0 | 0 | 0 | 0 | 0 | 12
NO |  | 144 | 2011 | 3 | 13 | 13 |  | 13832 HUBBEL(HE) | MIAMI FT-WILMINGTON | 138 | 138 | ST | 9.05 | 0 | 1 | 397ACSR30X7 | 0 | 0 | 0 | 0 | 0 | 0 | 0 | 0 | 0 | 0 | 0 | 0 | 0 | 0 | 0 | 0 | 0 | 0 | 0 | 0 | 0 | 0 | 0 | 12
NO |  | 144 | 2011 | 3 | 14 | 14 |  |  |  | 138 | 138 | ST | 8.66 | 0 | 0 | 795ACSR26X7 | 0 | 0 | 0 | 0 | 0 | 0 | 0 | 0 | 0 | 0 | 0 | 0 | 0 | 0 | 0 | 0 | 0 | 0 | 0 | 0 | 0 | 0 | 0 | 12
NO |  | 144 | 2011 | 3 | 15 | 15 |  |  |  | 138 | 138 | WH | 6.9 | 0 | 0 | 954ACSR45X7 | 0 | 0 | 0 | 0 | 0 | 0 | 0 | 0 | 0 | 0 | 0 | 0 | 0 | 0 | 0 | 0 | 0 | 0 | 0 | 0 | 0 | 0 | 0 | 12
NO |  | 144 | 2011 | 3 | 16 | 16 |  | 13833 CONNERSVILLE | BATESVILLE | 138 | 138 | SP | 0.01 | 0 | 1 | 477ACSR26X7 | 0 | 0 | 0 | 0 | 0 | 0 | 0 | 0 | 0 | 0 | 0 | 0 | 0 | 0 | 0 | 0 | 0 | 0 | 0 | 0 | 0 | 0 | 0 | 12
NO |  | 144 | 2011 | 3 | 17 | 17 |  |  |  | 138 | 138 | WH | 30.58 | 0 | 0 | 477ACSR26X7 | 0 | 0 | 0 | 0 | 0 | 0 | 0 | 0 | 0 | 0 | 0 | 0 | 0 | 0 | 0 | 0 | 0 | 0 | 0 | 0 | 0 | 0 | 0 | 12
NO |  | 144 | 2011 | 3 | 18 | 18 |  |  |  | 138 | 138 | WP | 0.06 | 0 | 1 | 336AAACB19 | 0 | 0 | 0 | 0 | 0 | 0 | 0 | 0 | 0 | 0 | 0 | 0 | 0 | 0 | 0 | 0 | 0 | 0 | 0 | 0 | 0 | 0 | 0 | 12
NO |  | 144 | 2011 | 3 | 19 | 19 |  |  |  | 138 | 138 | WP | 0.16 | 0 | 0 | 477ACSR26X7 | 0 | 0 | 0 | 0 | 0 | 0 | 0 | 0 | 0 | 0 | 0 | 0 | 0 | 0 | 0 | 0 | 0 | 0 | 0 | 0 | 0 | 0 | 0 | 12
NO |  | 144 | 2011 | 3 | 20 | 20 |  | 13835 CONNERSVILLE | NEW CASTLE | 138 | 138 | ST | 0.83 | 3.76 | 1 | 477ACSR26X7 | 0 | 0 | 0 | 0 | 0 | 0 | 0 | 0 | 0 | 0 | 0 | 0 | 0 | 0 | 0 | 0 | 0 | 0 | 0 | 0 | 0 | 0 | 0 | 12
NO |  | 144 | 2011 | 3 | 21 | 21 |  |  |  | 138 | 138 | WH | 18.7 | 0 | 0 | 477ACSR26X7 | 0 | 0 | 0 | 0 | 0 | 0 | 0 | 0 | 0 | 0 | 0 | 0 | 0 | 0 | 0 | 0 | 0 | 0 | 0 | 0 | 0 | 0 | 0 | 12
NO |  | 144 | 2011 | 3 | 22 | 22 |  | 13836 BLOOMINGTON 230 | BLOOMINGTON ROGERS ST | 138 | 138 | ST | 0 | 1.85 | 1 | 477ACSR26X7 | 0 | 0 | 0 | 0 | 0 | 0 | 0 | 0 | 0 | 0 | 0 | 0 | 0 | 0 | 0 | 0 | 0 | 0 | 0 | 0 | 0 | 0 | 0 | 12
NO |  | 144 | 2011 | 3 | 23 | 23 |  |  |  | 138 | 138 | WH | 10.52 | 0 | 0 | 477ACSR26X7 | 0 | 0 | 0 | 0 | 0 | 0 | 0 | 0 | 0 | 0 | 0 | 0 | 0 | 0 | 0 | 0 | 0 | 0 | 0 | 0 | 0 | 0 | 0 | 12
NO |  | 144 | 2011 | 3 | 24 | 24 |  |  |  | 138 | 138 | WP | 0.06 | 0 | 0 | 477ACSR26X7 | 0 | 0 | 0 | 0 | 0 | 0 | 0 | 0 | 0 | 0 | 0 | 0 | 0 | 0 | 0 | 0 | 0 | 0 | 0 | 0 | 0 | 0 | 0 | 12
NO |  | 144 | 2011 | 3 | 25 | 25 |  |  |  | 138 | 138 | WP | 0.66 | 0 | 1 | 954ACSR45X7 | 0 | 0 | 0 | 0 | 0 | 0 | 0 | 0 | 0 | 0 | 0 | 0 | 0 | 0 | 0 | 0 | 0 | 0 | 0 | 0 | 0 | 0 | 0 | 12
NO |  | 144 | 2011 | 3 | 26 | 26 |  | 13837 BEDFORD | BLOOMINGTON ROGERS ST. | 138 | 138 | SP | 0.32 | 0 | 1 | 477ACSR26X7 | 0 | 0 | 0 | 0 | 0 | 0 | 0 | 0 | 0 | 0 | 0 | 0 | 0 | 0 | 0 | 0 | 0 | 0 | 0 | 0 | 0 | 0 | 0 | 12
NO |  | 144 | 2011 | 3 | 27 | 27 |  |  |  | 138 | 138 | ST | 2.46 | 0 | 0 | 477ACSR26X7 | 0 | 0 | 0 | 0 | 0 | 0 | 0 | 0 | 0 | 0 | 0 | 0 | 0 | 0 | 0 | 0 | 0 | 0 | 0 | 0 | 0 | 0 | 0 | 12
NO |  | 144 | 2011 | 3 | 28 | 28 |  |  |  | 138 | 138 | WH | 20.32 | 0 | 0 | 477ACSR26X7 | 0 | 0 | 0 | 0 | 0 | 0 | 0 | 0 | 0 | 0 | 0 | 0 | 0 | 0 | 0 | 0 | 0 | 0 | 0 | 0 | 0 | 0 | 0 | 12
NO |  | 144 | 2011 | 3 | 29 | 29 |  |  |  | 138 | 138 | WP | 0.22 | 0 | 0 | 954ACSR45X7 | 0 | 0 | 0 | 0 | 0 | 0 | 0 | 0 | 0 | 0 | 0 | 0 | 0 | 0 | 0 | 0 | 0 | 0 | 0 | 0 | 0 | 0 | 0 | 12
NO |  | 144 | 2011 | 3 | 30 | 30 |  | 13838 OAKLAND CITY | PETERSBURG (IPL) | 138 | 138 | CP | 4.2 | 0 | 1 | 954ACSR45X7 | 0 | 0 | 0 | 0 | 0 | 0 | 0 | 0 | 0 | 0 | 0 | 0 | 0 | 0 | 0 | 0 | 0 | 0 | 0 | 0 | 0 | 0 | 0 | 12
NO |  | 144 | 2011 | 3 | 31 | 31 |  |  |  | 138 | 138 | SP | 0 | 0.54 | 0 | 477ACSR26X7 | 0 | 0 | 0 | 0 | 0 | 0 | 0 | 0 | 0 | 0 | 0 | 0 | 0 | 0 | 0 | 0 | 0 | 0 | 0 | 0 | 0 | 0 | 0 | 12
NO |  | 144 | 2011 | 3 | 32 | 32 |  |  |  | 138 | 138 | ST | 1.35 | 1.22 | 0 | 477ACSR26X7 | 0 | 0 | 0 | 0 | 0 | 0 | 0 | 0 | 0 | 0 | 0 | 0 | 0 | 0 | 0 | 0 | 0 | 0 | 0 | 0 | 0 | 0 | 0 | 12
NO |  | 144 | 2011 | 3 | 33 | 33 |  |  |  | 138 | 138 | WH | 11.74 | 0 | 0 | 397ACSR30X7 | 0 | 0 | 0 | 0 | 0 | 0 | 0 | 0 | 0 | 0 | 0 | 0 | 0 | 0 | 0 | 0 | 0 | 0 | 0 | 0 | 0 | 0 | 0 | 12
NO |  | 144 | 2011 | 3 | 34 | 34 |  |  |  | 138 | 138 | WH | 1.97 | 0 | 0 | 477ACSR26X7 | 0 | 0 | 0 | 0 | 0 | 0 | 0 | 0 | 0 | 0 | 0 | 0 | 0 | 0 | 0 | 0 | 0 | 0 | 0 | 0 | 0 | 0 | 0 | 12
NO |  | 144 | 2011 | 3 | 35 | 35 |  |  |  | 138 | 138 | WP | 2.41 | 0 | 0 | 477ACSR26X7 | 0 | 0 | 0 | 0 | 0 | 0 | 0 | 0 | 0 | 0 | 0 | 0 | 0 | 0 | 0 | 0 | 0 | 0 | 0 | 0 | 0 | 0 | 0 | 12
NO |  | 144 | 2011 | 4 | 1 | 1 |  | 13839 BATESVILLE | NAPOLEON (HE) | 138 | 138 | WH | 3.9 | 0 | 1 | 477ACSR26X7 | 0 | 0 | 0 | 0 | 0 | 0 | 0 | 0 | 0 | 0 | 0 | 0 | 0 | 0 | 0 | 0 | 0 | 0 | 0 | 0 | 0 | 0 | 0 | 12
NO |  | 144 | 2011 | 4 | 2 | 2 |  |  |  | 138 | 138 | WP | 0.16 | 0 | 0 | 477ACSR26X7 | 0 | 0 | 0 | 0 | 0 | 0 | 0 | 0 | 0 | 0 | 0 | 0 | 0 | 0 | 0 | 0 | 0 | 0 | 0 | 0 | 0 | 0 | 0 | 12
NO |  | 144 | 2011 | 4 | 3 | 3 |  | 13840 BEDFORD | WORTHINGTON (HE) | 138 | 138 | SP | 0.14 | 0 | 1 | 477ACSR2X67 | 0 | 0 | 0 | 0 | 0 | 0 | 0 | 0 | 0 | 0 | 0 | 0 | 0 | 0 | 0 | 0 | 0 | 0 | 0 | 0 | 0 | 0 | 0 | 12
NO |  | 144 | 2011 | 4 | 4 | 4 |  |  |  | 138 | 138 | ST | 2.93 | 0 | 0 | 250CUB12 | 0 | 0 | 0 | 0 | 0 | 0 | 0 | 0 | 0 | 0 | 0 | 0 | 0 | 0 | 0 | 0 | 0 | 0 | 0 | 0 | 0 | 0 | 0 | 12
NO |  | 144 | 2011 | 4 | 5 | 5 |  |  |  | 138 | 138 | WH | 27.62 | 0 | 0 | 250CUB12 | 0 | 0 | 0 | 0 | 0 | 0 | 0 | 0 | 0 | 0 | 0 | 0 | 0 | 0 | 0 | 0 | 0 | 0 | 0 | 0 | 0 | 0 | 0 | 12
NO |  | 144 | 2011 | 4 | 6 | 6 |  |  |  | 138 | 138 | WH | 0.38 | 0 | 0 | 397ACSR30X7 | 0 | 0 | 0 | 0 | 0 | 0 | 0 | 0 | 0 | 0 | 0 | 0 | 0 | 0 | 0 | 0 | 0 | 0 | 0 | 0 | 0 | 0 | 0 | 12
NO |  | 144 | 2011 | 4 | 7 | 7 |  |  |  | 138 | 138 | WH | 1.59 | 0 | 0 | 795ACSR26X7 | 0 | 0 | 0 | 0 | 0 | 0 | 0 | 0 | 0 | 0 | 0 | 0 | 0 | 0 | 0 | 0 | 0 | 0 | 0 | 0 | 0 | 0 | 0 | 12
NO |  | 144 | 2011 | 4 | 8 | 8 |  |  |  | 138 | 138 | WP | 0.12 | 0 | 0 | 336ACSR26X7 | 0 | 0 | 0 | 0 | 0 | 0 | 0 | 0 | 0 | 0 | 0 | 0 | 0 | 0 | 0 | 0 | 0 | 0 | 0 | 0 | 0 | 0 | 0 | 12
NO |  | 144 | 2011 | 4 | 9 | 9 |  |  |  | 138 | 138 | WP | 0.31 | 0 | 0 | 397ACSR30X7 | 0 | 0 | 0 | 0 | 0 | 0 | 0 | 0 | 0 | 0 | 0 | 0 | 0 | 0 | 0 | 0 | 0 | 0 | 0 | 0 | 0 | 0 | 0 | 12
NO |  | 144 | 2011 | 4 | 10 | 10 |  | 13842 NEW CASTLE | HENRY CO | 138 | 138 | ST | 1.58 | 0 | 1 | 300CUB19 | 0 | 0 | 0 | 0 | 0 | 0 | 0 | 0 | 0 | 0 | 0 | 0 | 0 | 0 | 0 | 0 | 0 | 0 | 0 | 0 | 0 | 0 | 0 | 12
NO |  | 144 | 2011 | 4 | 11 | 11 |  |  |  | 138 | 138 | ST | 9.48 | 0 | 0 | 477ACSR26X7 | 0 | 0 | 0 | 0 | 0 | 0 | 0 | 0 | 0 | 0 | 0 | 0 | 0 | 0 | 0 | 0 | 0 | 0 | 0 | 0 | 0 | 0 | 0 | 12
NO |  | 144 | 2011 | 4 | 12 | 12 |  | 13843 NEW CASTLE | CHRYSLER SUB | 138 | 138 | WP | 0.47 | 0 | 1 | 336ACSR26X7 | 0 | 0 | 0 | 0 | 0 | 0 | 0 | 0 | 0 | 0 | 0 | 0 | 0 | 0 | 0 | 0 | 0 | 0 | 0 | 0 | 0 | 0 | 0 | 12
NO |  | 144 | 2011 | 4 | 13 | 13 |  |  |  | 138 | 138 | ST | 1.4 | 0 | 0 | 477ACSR26X7 | 0 | 0 | 0 | 0 | 0 | 0 | 0 | 0 | 0 | 0 | 0 | 0 | 0 | 0 | 0 | 0 | 0 | 0 | 0 | 0 | 0 | 0 | 0 | 12
NO |  | 144 | 2011 | 4 | 14 | 14 |  |  |  | 138 | 138 | WH | 5.81 | 0 | 0 | 477ACSR26X7 | 0 | 0 | 0 | 0 | 0 | 0 | 0 | 0 | 0 | 0 | 0 | 0 | 0 | 0 | 0 | 0 | 0 | 0 | 0 | 0 | 0 | 0 | 0 | 12
NO |  | 144 | 2011 | 4 | 15 | 15 |  |  |  | 138 | 138 | WP | 2.34 | 0 | 0 | 477ACSR26X7 | 0 | 0 | 0 | 0 | 0 | 0 | 0 | 0 | 0 | 0 | 0 | 0 | 0 | 0 | 0 | 0 | 0 | 0 | 0 | 0 | 0 | 0 | 0 | 12
NO |  | 144 | 2011 | 4 | 16 | 16 |  | 13846 WABASH RIVER | CRAWFORDSVILLE | 138 | 138 | ST | 1.65 | 0 | 1 | 477ACSR26X7 | 0 | 0 | 0 | 0 | 0 | 0 | 0 | 0 | 0 | 0 | 0 | 0 | 0 | 0 | 0 | 0 | 0 | 0 | 0 | 0 | 0 | 0 | 0 | 12
NO |  | 144 | 2011 | 4 | 17 | 17 |  |  |  | 138 | 230 | ST | 0 | 7.41 | 0 | 565ACSS20X7 | 0 | 0 | 0 | 0 | 0 | 0 | 0 | 0 | 0 | 0 | 0 | 0 | 0 | 0 | 0 | 0 | 0 | 0 | 0 | 0 | 0 | 0 | 0 | 12
NO |  | 144 | 2011 | 4 | 18 | 18 |  |  |  | 138 | 138 | WH | 1.34 | 0 | 0 | 477ACSR26X7 | 0 | 0 | 0 | 0 | 0 | 0 | 0 | 0 | 0 | 0 | 0 | 0 | 0 | 0 | 0 | 0 | 0 | 0 | 0 | 0 | 0 | 0 | 0 | 12
NO |  | 144 | 2011 | 4 | 19 | 19 |  |  |  | 138 | 138 | WH | 39.27 | 0 | 0 | 565ACSS20X7 | 0 | 0 | 0 | 0 | 0 | 0 | 0 | 0 | 0 | 0 | 0 | 0 | 0 | 0 | 0 | 0 | 0 | 0 | 0 | 0 | 0 | 0 | 0 | 12
NO |  | 144 | 2011 | 4 | 20 | 20 |  |  |  | 138 | 138 | WP | 1.57 | 0 | 0 | 477ACSR26X7 | 0 | 0 | 0 | 0 | 0 | 0 | 0 | 0 | 0 | 0 | 0 | 0 | 0 | 0 | 0 | 0 | 0 | 0 | 0 | 0 | 0 | 0 | 0 | 12
NO |  | 144 | 2011 | 4 | 21 | 21 |  | 13847 WABASH RIVER | TERRE HAUTE EAST | 138 | 138 | ST | 0.76 | 0 | 1 | 336ACSR26X7 | 0 | 0 | 0 | 0 | 0 | 0 | 0 | 0 | 0 | 0 | 0 | 0 | 0 | 0 | 0 | 0 | 0 | 0 | 0 | 0 | 0 | 0 | 0 | 12
NO |  | 144 | 2011 | 4 | 22 | 22 |  |  |  | 138 | 230 | ST | 0 | 11.26 | 0 | 477ACSR26X7 | 0 | 0 | 0 | 0 | 0 | 0 | 0 | 0 | 0 | 0 | 0 | 0 | 0 | 0 | 0 | 0 | 0 | 0 | 0 | 0 | 0 | 0 | 0 | 12
NO |  | 144 | 2011 | 4 | 23 | 23 |  |  |  | 138 | 230 | ST | 0 | 0.4 | 0 | 954ACSR45X7 | 0 | 0 | 0 | 0 | 0 | 0 | 0 | 0 | 0 | 0 | 0 | 0 | 0 | 0 | 0 | 0 | 0 | 0 | 0 | 0 | 0 | 0 | 0 | 12
NO |  | 144 | 2011 | 4 | 24 | 24 |  |  |  | 138 | 138 | WH | 0 | 2.86 | 0 | 4/0CUB7 | 0 | 0 | 0 | 0 | 0 | 0 | 0 | 0 | 0 | 0 | 0 | 0 | 0 | 0 | 0 | 0 | 0 | 0 | 0 | 0 | 0 | 0 | 0 | 12
NO |  | 144 | 2011 | 4 | 25 | 25 |  |  |  | 138 | 138 | WH | 2.8 | 0 | 0 | 954ACSR45X7 | 0 | 0 | 0 | 0 | 0 | 0 | 0 | 0 | 0 | 0 | 0 | 0 | 0 | 0 | 0 | 0 | 0 | 0 | 0 | 0 | 0 | 0 | 0 | 12
NO |  | 144 | 2011 | 4 | 26 | 26 |  | 13848 WABASH | GREENTOWN | 138 | 138 | SH | 22.85 | 0 | 1 | 954ACSR45X7 | 0 | 0 | 0 | 0 | 0 | 0 | 0 | 0 | 0 | 0 | 0 | 0 | 0 | 0 | 0 | 0 | 0 | 0 | 0 | 0 | 0 | 0 | 0 | 12
NO |  | 144 | 2011 | 4 | 27 | 27 |  |  |  | 138 | 138 | ST | 2.93 | 0 | 0 | 397ACSR30X7 | 0 | 0 | 0 | 0 | 0 | 0 | 0 | 0 | 0 | 0 | 0 | 0 | 0 | 0 | 0 | 0 | 0 | 0 | 0 | 0 | 0 | 0 | 0 | 12
NO |  | 144 | 2011 | 4 | 28 | 28 |  | 13849 CADIZ 138 | ANDERSON CT (IMPA) | 138 | 138 | ST | 2.93 | 0 | 1 | 477ACSR26X7 | 0 | 0 | 0 | 0 | 0 | 0 | 0 | 0 | 0 | 0 | 0 | 0 | 0 | 0 | 0 | 0 | 0 | 0 | 0 | 0 | 0 | 0 | 0 | 12
NO |  | 144 | 2011 | 4 | 29 | 29 |  |  |  | 138 | 138 | WH | 12.46 | 0 | 0 | 477ACSR26X7 | 0 | 0 | 0 | 0 | 0 | 0 | 0 | 0 | 0 | 0 | 0 | 0 | 0 | 0 | 0 | 0 | 0 | 0 | 0 | 0 | 0 | 0 | 0 | 12
NO |  | 144 | 2011 | 4 | 30 | 30 |  |  |  | 138 | 138 | WP | 0.11 | 0 | 0 | 477ACSR26X7 | 0 | 0 | 0 | 0 | 0 | 0 | 0 | 0 | 0 | 0 | 0 | 0 | 0 | 0 | 0 | 0 | 0 | 0 | 0 | 0 | 0 | 0 | 0 | 12
NO |  | 144 | 2011 | 4 | 31 | 31 |  | 13850 GALLAGHER | SPEED-NEW ALBANY | 138 | 138 | SP | 1.44 | 0 | 1 | 477ACSR26X7 | 0 | 0 | 0 | 0 | 0 | 0 | 0 | 0 | 0 | 0 | 0 | 0 | 0 | 0 | 0 | 0 | 0 | 0 | 0 | 0 | 0 | 0 | 0 | 12
NO |  | 144 | 2011 | 4 | 32 | 32 |  |  |  | 138 | 138 | SP | 0 | 0.01 | 0 | 954AACB37 | 0 | 0 | 0 | 0 | 0 | 0 | 0 | 0 | 0 | 0 | 0 | 0 | 0 | 0 | 0 | 0 | 0 | 0 | 0 | 0 | 0 | 0 | 0 | 12
NO |  | 144 | 2011 | 4 | 33 | 33 |  |  |  | 138 | 138 | SP | 0.72 | 0.68 | 0 | 954ACSR45X7 | 0 | 0 | 0 | 0 | 0 | 0 | 0 | 0 | 0 | 0 | 0 | 0 | 0 | 0 | 0 | 0 | 0 | 0 | 0 | 0 | 0 | 0 | 0 | 12
NO |  | 144 | 2011 | 4 | 34 | 34 |  |  |  | 138 | 138 | ST | 15.94 | 3.83 | 0 | 477ACSR26X7 | 0 | 0 | 0 | 0 | 0 | 0 | 0 | 0 | 0 | 0 | 0 | 0 | 0 | 0 | 0 | 0 | 0 | 0 | 0 | 0 | 0 | 0 | 0 | 12
NO |  | 144 | 2011 | 4 | 35 | 35 |  |  |  | 138 | 138 | ST | 0.01 | 0 | 0 | 954AACB37 | 0 | 0 | 0 | 0 | 0 | 0 | 0 | 0 | 0 | 0 | 0 | 0 | 0 | 0 | 0 | 0 | 0 | 0 | 0 | 0 | 0 | 0 | 0 | 12
NO |  | 144 | 2011 | 5 | 1 | 1 |  | 13851 SEYMOUR | NORTH VERNON | 138 | 138 | WH | 11.8 | 0 | 1 | 397ACSR30X7 | 0 | 0 | 0 | 0 | 0 | 0 | 0 | 0 | 0 | 0 | 0 | 0 | 0 | 0 | 0 | 0 | 0 | 0 | 0 | 0 | 0 | 0 | 0 | 12
NO |  | 144 | 2011 | 5 | 2 | 2 |  |  |  | 138 | 138 | WH | 3.12 | 0 | 0 | 477ACSR26X7 | 0 | 0 | 0 | 0 | 0 | 0 | 0 | 0 | 0 | 0 | 0 | 0 | 0 | 0 | 0 | 0 | 0 | 0 | 0 | 0 | 0 | 0 | 0 | 12
NO |  | 144 | 2011 | 5 | 3 | 3 |  |  |  | 138 | 138 | WP | 0.36 | 0 | 0 | 397ACSR30X7 | 0 | 0 | 0 | 0 | 0 | 0 | 0 | 0 | 0 | 0 | 0 | 0 | 0 | 0 | 0 | 0 | 0 | 0 | 0 | 0 | 0 | 0 | 0 | 12
NO |  | 144 | 2011 | 5 | 4 | 4 |  |  |  | 138 | 138 | WP | 1.11 | 0 | 0 | 477ACSR26X7 | 0 | 0 | 0 | 0 | 0 | 0 | 0 | 0 | 0 | 0 | 0 | 0 | 0 | 0 | 0 | 0 | 0 | 0 | 0 | 0 | 0 | 0 | 0 | 12
NO |  | 144 | 2011 | 5 | 5 | 5 |  | 13852 GALLAGHER | NEW ALBANY | 138 | 138 | ST | 4.53 | 0 | 1 | 477ACSR26X7 | 0 | 0 | 0 | 0 | 0 | 0 | 0 | 0 | 0 | 0 | 0 | 0 | 0 | 0 | 0 | 0 | 0 | 0 | 0 | 0 | 0 | 0 | 0 | 12
NO |  | 144 | 2011 | 5 | 6 | 6 |  | 13854 MADISON | FAIRVIEW-HE FAIRVIEW | 138 | 138 | WH | 19.75 | 0 | 1 | 397ACSR30X7 | 0 | 0 | 0 | 0 | 0 | 0 | 0 | 0 | 0 | 0 | 0 | 0 | 0 | 0 | 0 | 0 | 0 | 0 | 0 | 0 | 0 | 0 | 0 | 12
NO |  | 144 | 2011 | 5 | 7 | 7 |  | 13855 FAIRVIEW | GHENT GS | 138 | 138 | ST | 8.03 | 0 | 1 | 795SSAC26X7 | 0 | 0 | 0 | 0 | 0 | 0 | 0 | 0 | 0 | 0 | 0 | 0 | 0 | 0 | 0 | 0 | 0 | 0 | 0 | 0 | 0 | 0 | 0 | 12
NO |  | 144 | 2011 | 5 | 8 | 8 |  | 13856 EDWARDSPORT | LINTON-WASHINGTON | 138 | 138 | A | 0.02 | 0 | 1 | 954ACSR45X7 | 0 | 0 | 0 | 0 | 0 | 0 | 0 | 0 | 0 | 0 | 0 | 0 | 0 | 0 | 0 | 0 | 0 | 0 | 0 | 0 | 0 | 0 | 0 | 12
NO |  | 144 | 2011 | 5 | 9 | 9 |  |  |  | 138 | 138 | CP | 12.09 | 0 | 0 | 477ACSR26X7 | 0 | 0 | 0 | 0 | 0 | 0 | 0 | 0 | 0 | 0 | 0 | 0 | 0 | 0 | 0 | 0 | 0 | 0 | 0 | 0 | 0 | 0 | 0 | 12
NO |  | 144 | 2011 | 5 | 10 | 10 |  |  |  | 138 | 138 | SH | 0.07 | 0 | 0 | 954ACSR45X7 | 0 | 0 | 0 | 0 | 0 | 0 | 0 | 0 | 0 | 0 | 0 | 0 | 0 | 0 | 0 | 0 | 0 | 0 | 0 | 0 | 0 | 0 | 0 | 12
NO |  | 144 | 2011 | 5 | 11 | 11 |  |  |  | 138 | 138 | SP | 0.2 | 0 | 0 | 477ACSR26X7 | 0 | 0 | 0 | 0 | 0 | 0 | 0 | 0 | 0 | 0 | 0 | 0 | 0 | 0 | 0 | 0 | 0 | 0 | 0 | 0 | 0 | 0 | 0 | 12
NO |  | 144 | 2011 | 5 | 12 | 12 |  |  |  | 138 | 138 | ST | 0.35 | 0 | 0 | 477ACSR26X7 | 0 | 0 | 0 | 0 | 0 | 0 | 0 | 0 | 0 | 0 | 0 | 0 | 0 | 0 | 0 | 0 | 0 | 0 | 0 | 0 | 0 | 0 | 0 | 12
NO |  | 144 | 2011 | 5 | 13 | 13 |  |  |  | 138 | 138 | WH | 8.54 | 0 | 0 | 397ACSR30X7 | 0 | 0 | 0 | 0 | 0 | 0 | 0 | 0 | 0 | 0 | 0 | 0 | 0 | 0 | 0 | 0 | 0 | 0 | 0 | 0 | 0 | 0 | 0 | 12
NO |  | 144 | 2011 | 5 | 14 | 14 |  |  |  | 138 | 138 | WP | 2.5 | 0 | 0 | 266ACSR26X7 | 0 | 0 | 0 | 0 | 0 | 0 | 0 | 0 | 0 | 0 | 0 | 0 | 0 | 0 | 0 | 0 | 0 | 0 | 0 | 0 | 0 | 0 | 0 | 12
NO |  | 144 | 2011 | 5 | 15 | 15 |  |  |  | 138 | 138 | WP | 9.24 | 0 | 0 | 477ACSR26X7 | 0 | 0 | 0 | 0 | 0 | 0 | 0 | 0 | 0 | 0 | 0 | 0 | 0 | 0 | 0 | 0 | 0 | 0 | 0 | 0 | 0 | 0 | 0 | 12
NO |  | 144 | 2011 | 5 | 16 | 16 |  |  |  | 138 | 138 | WP | 0.77 | 0 | 0 | 954ACSR45X7 | 0 | 0 | 0 | 0 | 0 | 0 | 0 | 0 | 0 | 0 | 0 | 0 | 0 | 0 | 0 | 0 | 0 | 0 | 0 | 0 | 0 | 0 | 0 | 12
NO |  | 144 | 2011 | 5 | 17 | 17 |  | 13857 MADISON | SPEED | 138 | 345 | ST | 0.06 | 33.6 | 1 | 954ACSR45X7 | 0 | 0 | 0 | 0 | 0 | 0 | 0 | 0 | 0 | 0 | 0 | 0 | 0 | 0 | 0 | 0 | 0 | 0 | 0 | 0 | 0 | 0 | 0 | 12
NO |  | 144 | 2011 | 5 | 18 | 18 |  |  |  | 138 | 138 | WH | 3.83 | 0 | 0 | 477ACSR26X7 | 0 | 0 | 0 | 0 | 0 | 0 | 0 | 0 | 0 | 0 | 0 | 0 | 0 | 0 | 0 | 0 | 0 | 0 | 0 | 0 | 0 | 0 | 0 | 12
NO |  | 144 | 2011 | 5 | 19 | 19 |  |  |  | 138 | 138 | WH | 0.26 | 0 | 0 | 954ACSR45X7 | 0 | 0 | 0 | 0 | 0 | 0 | 0 | 0 | 0 | 0 | 0 | 0 | 0 | 0 | 0 | 0 | 0 | 0 | 0 | 0 | 0 | 0 | 0 | 12
NO |  | 144 | 2011 | 5 | 20 | 20 |  |  |  | 138 | 138 | WP | 0.04 | 0 | 0 | 477ACSR26X7 | 0 | 0 | 0 | 0 | 0 | 0 | 0 | 0 | 0 | 0 | 0 | 0 | 0 | 0 | 0 | 0 | 0 | 0 | 0 | 0 | 0 | 0 | 0 | 12
NO |  | 144 | 2011 | 5 | 21 | 21 |  |  |  | 138 | 138 | WP | 0.26 | 0 | 0 | 954ACSR45X7 | 0 | 0 | 0 | 0 | 0 | 0 | 0 | 0 | 0 | 0 | 0 | 0 | 0 | 0 | 0 | 0 | 0 | 0 | 0 | 0 | 0 | 0 | 0 | 12
NO |  | 144 | 2011 | 5 | 22 | 22 |  | 13858 MARKLAND-FAIRVIEW | WILMINGTON | 138 | 138 | WH | 9.46 | 0 | 1 | 477ACSR26X7 | 0 | 0 | 0 | 0 | 0 | 0 | 0 | 0 | 0 | 0 | 0 | 0 | 0 | 0 | 0 | 0 | 0 | 0 | 0 | 0 | 0 | 0 | 0 | 12
NO |  | 144 | 2011 | 5 | 23 | 23 |  |  |  | 138 | 138 | WH | 14.41 | 0 | 0 | 954ACSR45X7 | 0 | 0 | 0 | 0 | 0 | 0 | 0 | 0 | 0 | 0 | 0 | 0 | 0 | 0 | 0 | 0 | 0 | 0 | 0 | 0 | 0 | 0 | 0 | 12
NO |  | 144 | 2011 | 5 | 24 | 24 |  | 13859 DRESSER | TERRE HAUTE EAST | 138 | 138 | ST | 4.57 | 0 | 1 | 4/0CUB19 | 0 | 0 | 0 | 0 | 0 | 0 | 0 | 0 | 0 | 0 | 0 | 0 | 0 | 0 | 0 | 0 | 0 | 0 | 0 | 0 | 0 | 0 | 0 | 12
NO |  | 144 | 2011 | 5 | 25 | 25 |  |  |  | 138 | 138 | ST | 4.58 | 0 | 0 | 954ACSR45X7 | 0 | 0 | 0 | 0 | 0 | 0 | 0 | 0 | 0 | 0 | 0 | 0 | 0 | 0 | 0 | 0 | 0 | 0 | 0 | 0 | 0 | 0 | 0 | 12
NO |  | 144 | 2011 | 5 | 26 | 26 |  |  |  | 138 | 138 | WH | 0.09 | 0 | 0 | 336ACSR26X7 | 0 | 0 | 0 | 0 | 0 | 0 | 0 | 0 | 0 | 0 | 0 | 0 | 0 | 0 | 0 | 0 | 0 | 0 | 0 | 0 | 0 | 0 | 0 | 12
NO |  | 144 | 2011 | 5 | 27 | 27 |  |  |  | 138 | 138 | WH | 5.13 | 0 | 0 | 954ACSR45X7 | 0 | 0 | 0 | 0 | 0 | 0 | 0 | 0 | 0 | 0 | 0 | 0 | 0 | 0 | 0 | 0 | 0 | 0 | 0 | 0 | 0 | 0 | 0 | 12
NO |  | 144 | 2011 | 5 | 28 | 28 |  |  |  | 138 | 138 | WP | 0.14 | 0 | 0 | 336ACSR26X7 | 0 | 0 | 0 | 0 | 0 | 0 | 0 | 0 | 0 | 0 | 0 | 0 | 0 | 0 | 0 | 0 | 0 | 0 | 0 | 0 | 0 | 0 | 0 | 12
NO |  | 144 | 2011 | 5 | 29 | 29 |  |  |  | 138 | 138 | WP | 3.02 | 0 | 0 | 477ACSR26X7 | 0 | 0 | 0 | 0 | 0 | 0 | 0 | 0 | 0 | 0 | 0 | 0 | 0 | 0 | 0 | 0 | 0 | 0 | 0 | 0 | 0 | 0 | 0 | 12
NO |  | 144 | 2011 | 5 | 30 | 30 |  |  |  | 138 | 138 | WP | 0.73 | 0 | 0 | 954ACSR45X7 | 0 | 0 | 0 | 0 | 0 | 0 | 0 | 0 | 0 | 0 | 0 | 0 | 0 | 0 | 0 | 0 | 0 | 0 | 0 | 0 | 0 | 0 | 0 | 12
NO |  | 144 | 2011 | 5 | 31 | 31 |  | 13860 EDWARDSPORT | VINCENNES | 138 | 138 | ST | 0.32 | 0 | 1 | 954ACSR45X7 | 0 | 0 | 0 | 0 | 0 | 0 | 0 | 0 | 0 | 0 | 0 | 0 | 0 | 0 | 0 | 0 | 0 | 0 | 0 | 0 | 0 | 0 | 0 | 12
NO |  | 144 | 2011 | 5 | 32 | 32 |  |  |  | 138 | 138 | WH | 0.37 | 0 | 0 | 954ACSR45X7 | 0 | 0 | 0 | 0 | 0 | 0 | 0 | 0 | 0 | 0 | 0 | 0 | 0 | 0 | 0 | 0 | 0 | 0 | 0 | 0 | 0 | 0 | 0 | 12
NO |  | 144 | 2011 | 5 | 33 | 33 |  |  |  | 138 | 138 | WP | 15.76 | 0 | 0 | 954ACSR45X7 | 0 | 0 | 0 | 0 | 0 | 0 | 0 | 0 | 0 | 0 | 0 | 0 | 0 | 0 | 0 | 0 | 0 | 0 | 0 | 0 | 0 | 0 | 0 | 12
NO |  | 144 | 2011 | 5 | 34 | 34 |  | 13861 DRESSER | STAUNTON | 138 | 138 | ST | 17.08 | 0 | 1 | 954ACSR45X7 | 0 | 0 | 0 | 0 | 0 | 0 | 0 | 0 | 0 | 0 | 0 | 0 | 0 | 0 | 0 | 0 | 0 | 0 | 0 | 0 | 0 | 0 | 0 | 12
NO |  | 144 | 2011 | 5 | 35 | 35 |  |  |  | 138 | 138 | WH | 0.09 | 0 | 0 | 954ACSR45X7 | 0 | 0 | 0 | 0 | 0 | 0 | 0 | 0 | 0 | 0 | 0 | 0 | 0 | 0 | 0 | 0 | 0 | 0 | 0 | 0 | 0 | 0 | 0 | 12
NO |  | 144 | 2011 | 6 | 1 | 1 |  | 13861 DRESSER | STAUNTON (CONT) | 138 | 138 | WP | 3.66 | 0 | 0 | 954ACSR45X7 | 0 | 0 | 0 | 0 | 0 | 0 | 0 | 0 | 0 | 0 | 0 | 0 | 0 | 0 | 0 | 0 | 0 | 0 | 0 | 0 | 0 | 0 | 0 | 12
NO |  | 144 | 2011 | 6 | 2 | 2 |  | 13862 OAKLAND CITY | OLD BEN COAL CO | 138 | 138 | WH | 3.71 | 0 | 1 | 336ACSR26X7 | 0 | 0 | 0 | 0 | 0 | 0 | 0 | 0 | 0 | 0 | 0 | 0 | 0 | 0 | 0 | 0 | 0 | 0 | 0 | 0 | 0 | 0 | 0 | 12
NO |  | 144 | 2011 | 6 | 3 | 3 |  |  |  | 138 | 138 | WP | 1.98 | 0 | 0 | 336ACSR26X7 | 0 | 0 | 0 | 0 | 0 | 0 | 0 | 0 | 0 | 0 | 0 | 0 | 0 | 0 | 0 | 0 | 0 | 0 | 0 | 0 | 0 | 0 | 0 | 12
NO |  | 144 | 2011 | 6 | 4 | 4 |  |  |  | 138 | 138 | WP | 1.08 | 0 | 0 | 4/0ACSR6X1 | 0 | 0 | 0 | 0 | 0 | 0 | 0 | 0 | 0 | 0 | 0 | 0 | 0 | 0 | 0 | 0 | 0 | 0 | 0 | 0 | 0 | 0 | 0 | 12
NO |  | 144 | 2011 | 6 | 5 | 5 |  | 13863 GIBSON | HE OWENSVILLE | 138 | 138 | WH | 4.41 | 0 | 1 | 954ACSR45X7 | 0 | 0 | 0 | 0 | 0 | 0 | 0 | 0 | 0 | 0 | 0 | 0 | 0 | 0 | 0 | 0 | 0 | 0 | 0 | 0 | 0 | 0 | 0 | 12
NO |  | 144 | 2011 | 6 | 6 | 6 |  |  |  | 138 | 138 | WP | 1.46 | 0 | 0 | 954ACSR45X7 | 0 | 0 | 0 | 0 | 0 | 0 | 0 | 0 | 0 | 0 | 0 | 0 | 0 | 0 | 0 | 0 | 0 | 0 | 0 | 0 | 0 | 0 | 0 | 12
NO |  | 144 | 2011 | 6 | 7 | 7 |  | 13864 BATESVILLE | HUBBEL (HE) | 138 | 138 | ST | 8.24 | 0 | 1 | 397ACSR30X7 | 0 | 0 | 0 | 0 | 0 | 0 | 0 | 0 | 0 | 0 | 0 | 0 | 0 | 0 | 0 | 0 | 0 | 0 | 0 | 0 | 0 | 0 | 0 | 12
NO |  | 144 | 2011 | 6 | 8 | 8 |  |  |  | 138 | 138 | WH | 0.1 | 0 | 0 | 954ACSR45X7 | 0 | 0 | 0 | 0 | 0 | 0 | 0 | 0 | 0 | 0 | 0 | 0 | 0 | 0 | 0 | 0 | 0 | 0 | 0 | 0 | 0 | 0 | 0 | 12
NO |  | 144 | 2011 | 6 | 9 | 9 |  | 13865 GREENSBURG | SHELBYVILLE NE | 138 | 138 | SP | 0.04 | 0 | 1 | 954ACSR45X7 | 0 | 0 | 0 | 0 | 0 | 0 | 0 | 0 | 0 | 0 | 0 | 0 | 0 | 0 | 0 | 0 | 0 | 0 | 0 | 0 | 0 | 0 | 0 | 12
NO |  | 144 | 2011 | 6 | 10 | 10 |  |  |  | 138 | 138 | ST | 14.37 | 0 | 0 | 397ACSR30X7 | 0 | 0 | 0 | 0 | 0 | 0 | 0 | 0 | 0 | 0 | 0 | 0 | 0 | 0 | 0 | 0 | 0 | 0 | 0 | 0 | 0 | 0 | 0 | 12
NO |  | 144 | 2011 | 6 | 11 | 11 |  |  |  | 138 | 138 | WP | 0.44 | 0 | 0 | 954ACSR45X7 | 0 | 0 | 0 | 0 | 0 | 0 | 0 | 0 | 0 | 0 | 0 | 0 | 0 | 0 | 0 | 0 | 0 | 0 | 0 | 0 | 0 | 0 | 0 | 12
NO |  | 144 | 2011 | 6 | 12 | 12 |  | 13866 GALLAGHER | CLARKSVILLE | 138 | 138 | SP | 0.44 | 0 | 1 | 954ACSR45X7 | 0 | 0 | 0 | 0 | 0 | 0 | 0 | 0 | 0 | 0 | 0 | 0 | 0 | 0 | 0 | 0 | 0 | 0 | 0 | 0 | 0 | 0 | 0 | 12
NO |  | 144 | 2011 | 6 | 13 | 13 |  |  |  | 138 | 138 | WP | 4.7 | 0 | 0 | 954ACSR45X7 | 0 | 0 | 0 | 0 | 0 | 0 | 0 | 0 | 0 | 0 | 0 | 0 | 0 | 0 | 0 | 0 | 0 | 0 | 0 | 0 | 0 | 0 | 0 | 12
NO |  | 144 | 2011 | 6 | 14 | 14 |  | 13867 CLOVERDALE | PLAINFIELD SOUTH | 138 | 138 | ST | 24.22 | 0 | 1 | 4/0CUB196W | 0 | 0 | 0 | 0 | 0 | 0 | 0 | 0 | 0 | 0 | 0 | 0 | 0 | 0 | 0 | 0 | 0 | 0 | 0 | 0 | 0 | 0 | 0 | 12
NO |  | 144 | 2011 | 6 | 15 | 15 |  |  |  | 138 | 138 | WH | 0.01 | 0 | 0 | 954ACSR45X7 | 0 | 0 | 0 | 0 | 0 | 0 | 0 | 0 | 0 | 0 | 0 | 0 | 0 | 0 | 0 | 0 | 0 | 0 | 0 | 0 | 0 | 0 | 0 | 12
NO |  | 144 | 2011 | 6 | 16 | 16 |  |  |  | 138 | 183 | WP | 0.07 | 0 | 0 | 954ACSR45X7 | 0 | 0 | 0 | 0 | 0 | 0 | 0 | 0 | 0 | 0 | 0 | 0 | 0 | 0 | 0 | 0 | 0 | 0 | 0 | 0 | 0 | 0 | 0 | 12
NO |  | 144 | 2011 | 6 | 17 | 17 |  | 13870 TAP FROM IPL | CARMEL SE | 138 | 138 | WP | 1.33 | 0 | 1 | 954ACSR45X7 | 0 | 0 | 0 | 0 | 0 | 0 | 0 | 0 | 0 | 0 | 0 | 0 | 0 | 0 | 0 | 0 | 0 | 0 | 0 | 0 | 0 | 0 | 0 | 12
NO |  | 144 | 2011 | 6 | 18 | 18 |  | 13871 BEDFORD | BLOOMINGTON ROGERS ST | 138 | 138 | CP | 19.83 | 0 | 1 | 954ACSR45X7 | 0 | 0 | 0 | 0 | 0 | 0 | 0 | 0 | 0 | 0 | 0 | 0 | 0 | 0 | 0 | 0 | 0 | 0 | 0 | 0 | 0 | 0 | 0 | 12
NO |  | 144 | 2011 | 6 | 19 | 19 |  |  |  | 138 | 138 | WP | 0.1 | 0 | 0 | 954ACSR45X7 | 0 | 0 | 0 | 0 | 0 | 0 | 0 | 0 | 0 | 0 | 0 | 0 | 0 | 0 | 0 | 0 | 0 | 0 | 0 | 0 | 0 | 0 | 0 | 12
NO |  | 144 | 2011 | 6 | 20 | 20 |  | 13872 GREENSFIELD HSTGS PRK | MOHAWK | 138 | 138 | SP | 0.05 | 0 | 1 | 954ACSR45X7 | 0 | 0 | 0 | 0 | 0 | 0 | 0 | 0 | 0 | 0 | 0 | 0 | 0 | 0 | 0 | 0 | 0 | 0 | 0 | 0 | 0 | 0 | 0 | 12
NO |  | 144 | 2011 | 6 | 21 | 21 |  |  |  | 138 | 138 | ST | 2.52 | 0 | 0 | 336ACSR26X7 | 0 | 0 | 0 | 0 | 0 | 0 | 0 | 0 | 0 | 0 | 0 | 0 | 0 | 0 | 0 | 0 | 0 | 0 | 0 | 0 | 0 | 0 | 0 | 12
NO |  | 144 | 2011 | 6 | 22 | 22 |  |  |  | 138 | 138 | ST | 0.08 | 0 | 0 | 477ACSR26X7 | 0 | 0 | 0 | 0 | 0 | 0 | 0 | 0 | 0 | 0 | 0 | 0 | 0 | 0 | 0 | 0 | 0 | 0 | 0 | 0 | 0 | 0 | 0 | 12
NO |  | 144 | 2011 | 6 | 23 | 23 |  | 13873 GREENSBORO | NEW CASTLE | 138 | 138 | ST | 7.01 | 0 | 1 | 954SSAC54X7 | 0 | 0 | 0 | 0 | 0 | 0 | 0 | 0 | 0 | 0 | 0 | 0 | 0 | 0 | 0 | 0 | 0 | 0 | 0 | 0 | 0 | 0 | 0 | 12
NO |  | 144 | 2011 | 6 | 24 | 24 |  |  |  | 138 | 138 | WP | 0.09 | 0 | 0 | 954SSAC54X7 | 0 | 0 | 0 | 0 | 0 | 0 | 0 | 0 | 0 | 0 | 0 | 0 | 0 | 0 | 0 | 0 | 0 | 0 | 0 | 0 | 0 | 0 | 0 | 12
NO |  | 144 | 2011 | 6 | 25 | 25 |  | 13874 GREENSBURG | BATESVILLE | 138 | 138 | ST | 14.73 | 0 | 1 | 397ACSR30X7 | 0 | 0 | 0 | 0 | 0 | 0 | 0 | 0 | 0 | 0 | 0 | 0 | 0 | 0 | 0 | 0 | 0 | 0 | 0 | 0 | 0 | 0 | 0 | 12
NO |  | 144 | 2011 | 6 | 26 | 26 |  |  |  | 138 | 138 | WP | 0.25 | 0 | 0 | 397ACSR30X7 | 0 | 0 | 0 | 0 | 0 | 0 | 0 | 0 | 0 | 0 | 0 | 0 | 0 | 0 | 0 | 0 | 0 | 0 | 0 | 0 | 0 | 0 | 0 | 12
NO |  | 144 | 2011 | 6 | 27 | 27 |  |  |  | 138 | 138 | WP | 0.1 | 0 | 0 | 954ACSR45X7 | 0 | 0 | 0 | 0 | 0 | 0 | 0 | 0 | 0 | 0 | 0 | 0 | 0 | 0 | 0 | 0 | 0 | 0 | 0 | 0 | 0 | 0 | 0 | 12
NO |  | 144 | 2011 | 6 | 28 | 28 |  | 13876 LAFAYETTE 230 | LAFAYETTE CONCORD RD | 138 | 138 | SP | 0.53 | 0 | 1 | 336ACSR26X7 | 0 | 0 | 0 | 0 | 0 | 0 | 0 | 0 | 0 | 0 | 0 | 0 | 0 | 0 | 0 | 0 | 0 | 0 | 0 | 0 | 0 | 0 | 0 | 12
NO |  | 144 | 2011 | 6 | 29 | 29 |  |  |  | 138 | 138 | SP | 0.13 | 0 | 0 | 954ACSR/OVAL | 0 | 0 | 0 | 0 | 0 | 0 | 0 | 0 | 0 | 0 | 0 | 0 | 0 | 0 | 0 | 0 | 0 | 0 | 0 | 0 | 0 | 0 | 0 | 12
NO |  | 144 | 2011 | 6 | 30 | 30 |  |  |  | 138 | 138 | ST | 1.15 | 0 | 0 | 336ACSR26X7 | 0 | 0 | 0 | 0 | 0 | 0 | 0 | 0 | 0 | 0 | 0 | 0 | 0 | 0 | 0 | 0 | 0 | 0 | 0 | 0 | 0 | 0 | 0 | 12
NO |  | 144 | 2011 | 6 | 31 | 31 |  |  |  | 138 | 138 | ST | 2.49 | 0 | 0 | 954ACSR/OVAL | 0 | 0 | 0 | 0 | 0 | 0 | 0 | 0 | 0 | 0 | 0 | 0 | 0 | 0 | 0 | 0 | 0 | 0 | 0 | 0 | 0 | 0 | 0 | 12
NO |  | 144 | 2011 | 6 | 32 | 32 |  |  |  | 138 | 138 | WH | 0.62 | 0 | 0 | 954ACSR/OVAL | 0 | 0 | 0 | 0 | 0 | 0 | 0 | 0 | 0 | 0 | 0 | 0 | 0 | 0 | 0 | 0 | 0 | 0 | 0 | 0 | 0 | 0 | 0 | 12
NO |  | 144 | 2011 | 6 | 33 | 33 |  |  |  | 138 | 138 | WP | 0.42 | 0 | 0 | 4/0AAACB7 | 0 | 0 | 0 | 0 | 0 | 0 | 0 | 0 | 0 | 0 | 0 | 0 | 0 | 0 | 0 | 0 | 0 | 0 | 0 | 0 | 0 | 0 | 0 | 12
NO |  | 144 | 2011 | 6 | 34 | 34 |  |  |  | 138 | 138 | WP | 0.24 | 0 | 0 | 477AAACB19 | 0 | 0 | 0 | 0 | 0 | 0 | 0 | 0 | 0 | 0 | 0 | 0 | 0 | 0 | 0 | 0 | 0 | 0 | 0 | 0 | 0 | 0 | 0 | 12
NO |  | 144 | 2011 | 6 | 35 | 35 |  | 13877 LAFAYETTE 230 | LFYETTE SUBARU-ISUZU | 138 | 138 | SP | 2.96 | 0 | 1 | 900ACSR54X7 | 0 | 0 | 0 | 0 | 0 | 0 | 0 | 0 | 0 | 0 | 0 | 0 | 0 | 0 | 0 | 0 | 0 | 0 | 0 | 0 | 0 | 0 | 0 | 12
NO |  | 144 | 2011 | 7 | 1 | 1 |  | 13877 LAFAYETTE 230 | LFYETTE SUBARU-ISUZU (CONT) | 138 | 138 | SP | 0.01 | 0.13 | 0 | 954ACSR/OVAL | 0 | 0 | 0 | 0 | 0 | 0 | 0 | 0 | 0 | 0 | 0 | 0 | 0 | 0 | 0 | 0 | 0 | 0 | 0 | 0 | 0 | 0 | 0 | 12
NO |  | 144 | 2011 | 7 | 2 | 2 |  |  |  | 138 | 138 | ST | 0.05 | 2.49 | 0 | 900ACSR54X7 | 0 | 0 | 0 | 0 | 0 | 0 | 0 | 0 | 0 | 0 | 0 | 0 | 0 | 0 | 0 | 0 | 0 | 0 | 0 | 0 | 0 | 0 | 0 | 12
NO |  | 144 | 2011 | 7 | 3 | 3 |  |  |  | 138 | 138 | ST | 0.01 | 1.29 | 0 | 954ACSR/OVAL | 0 | 0 | 0 | 0 | 0 | 0 | 0 | 0 | 0 | 0 | 0 | 0 | 0 | 0 | 0 | 0 | 0 | 0 | 0 | 0 | 0 | 0 | 0 | 12
NO |  | 144 | 2011 | 7 | 4 | 4 |  |  |  | 138 | 138 | WH | 0 | 0.04 | 0 | 900ACSR54X7 | 0 | 0 | 0 | 0 | 0 | 0 | 0 | 0 | 0 | 0 | 0 | 0 | 0 | 0 | 0 | 0 | 0 | 0 | 0 | 0 | 0 | 0 | 0 | 12
NO |  | 144 | 2011 | 7 | 5 | 5 |  | 13878 LFYETTE SUBARU-ISUZU | LAFAYETTE SE | 138 | 138 | SP | 3.14 | 0 | 1 | 900ACSR54X7 | 0 | 0 | 0 | 0 | 0 | 0 | 0 | 0 | 0 | 0 | 0 | 0 | 0 | 0 | 0 | 0 | 0 | 0 | 0 | 0 | 0 | 0 | 0 | 12
NO |  | 144 | 2011 | 7 | 6 | 6 |  |  |  | 138 | 138 | ST | 0.34 | 1.42 | 0 | 900ACSR54X7 | 0 | 0 | 0 | 0 | 0 | 0 | 0 | 0 | 0 | 0 | 0 | 0 | 0 | 0 | 0 | 0 | 0 | 0 | 0 | 0 | 0 | 0 | 0 | 12
NO |  | 144 | 2011 | 7 | 7 | 7 |  | 13879 KOKOMO HP | KOKOMO CHRYSLER SOUTH | 138 | 138 | ST | 2.9 | 0 | 1 | 397ACSR30X7 | 0 | 0 | 0 | 0 | 0 | 0 | 0 | 0 | 0 | 0 | 0 | 0 | 0 | 0 | 0 | 0 | 0 | 0 | 0 | 0 | 0 | 0 | 0 | 12
NO |  | 144 | 2011 | 7 | 8 | 8 |  | 13880 SEYMOUR | SEYMOUR INDUSTRIAL PARK | 138 | 138 | SP | 3.59 | 0 | 1 | 477ACSR26X7 | 0 | 0 | 0 | 0 | 0 | 0 | 0 | 0 | 0 | 0 | 0 | 0 | 0 | 0 | 0 | 0 | 0 | 0 | 0 | 0 | 0 | 0 | 0 | 12
NO |  | 144 | 2011 | 7 | 9 | 9 |  |  |  | 138 | 138 | WP | 3.54 | 0 | 0 | 477ACSR26X7 | 0 | 0 | 0 | 0 | 0 | 0 | 0 | 0 | 0 | 0 | 0 | 0 | 0 | 0 | 0 | 0 | 0 | 0 | 0 | 0 | 0 | 0 | 0 | 12
NO |  | 144 | 2011 | 7 | 10 | 10 |  | 13881 SPEED | NORTHSIDE (LGE) | 138 | 138 | SP | 0.32 | 0 | 1 | 954ACSR45X7 | 0 | 0 | 0 | 0 | 0 | 0 | 0 | 0 | 0 | 0 | 0 | 0 | 0 | 0 | 0 | 0 | 0 | 0 | 0 | 0 | 0 | 0 | 0 | 12
NO |  | 144 | 2011 | 7 | 11 | 11 |  |  |  | 138 | 138 | ST | 5.09 | 0 | 0 | 477ACSR26X7 | 0 | 0 | 0 | 0 | 0 | 0 | 0 | 0 | 0 | 0 | 0 | 0 | 0 | 0 | 0 | 0 | 0 | 0 | 0 | 0 | 0 | 0 | 0 | 12
NO |  | 144 | 2011 | 7 | 12 | 12 |  |  |  | 138 | 138 | WH | 0.47 | 0 | 0 | 336ACSR26X7 | 0 | 0 | 0 | 0 | 0 | 0 | 0 | 0 | 0 | 0 | 0 | 0 | 0 | 0 | 0 | 0 | 0 | 0 | 0 | 0 | 0 | 0 | 0 | 12
NO |  | 144 | 2011 | 7 | 13 | 13 |  |  |  | 138 | 138 | WP | 0.08 | 0 | 0 | 336ACSR26X7 | 0 | 0 | 0 | 0 | 0 | 0 | 0 | 0 | 0 | 0 | 0 | 0 | 0 | 0 | 0 | 0 | 0 | 0 | 0 | 0 | 0 | 0 | 0 | 12
NO |  | 144 | 2011 | 7 | 14 | 14 |  |  |  | 138 | 138 | WP | 0.68 | 0 | 0 | 954ACSR45X7 | 0 | 0 | 0 | 0 | 0 | 0 | 0 | 0 | 0 | 0 | 0 | 0 | 0 | 0 | 0 | 0 | 0 | 0 | 0 | 0 | 0 | 0 | 0 | 12
NO |  | 144 | 2011 | 7 | 15 | 15 |  | 13884 HUNTINGTON | HUNTINGTON RIVERFORK | 138 | 138 | SP | 0 | 0.82 | 1 | 477ACSR26X7 | 0 | 0 | 0 | 0 | 0 | 0 | 0 | 0 | 0 | 0 | 0 | 0 | 0 | 0 | 0 | 0 | 0 | 0 | 0 | 0 | 0 | 0 | 0 | 12
NO |  | 144 | 2011 | 7 | 16 | 16 |  |  |  | 138 | 138 | WH | 5.44 | 0 | 0 | 397ACSR30X7 | 0 | 0 | 0 | 0 | 0 | 0 | 0 | 0 | 0 | 0 | 0 | 0 | 0 | 0 | 0 | 0 | 0 | 0 | 0 | 0 | 0 | 0 | 0 | 12
NO |  | 144 | 2011 | 7 | 17 | 17 |  | 13885 HE GEORGETOWN | GALLAGHER | 138 | 230 | SH | 0 | 1.73 | 1 | 477ACSR26X7 | 0 | 0 | 0 | 0 | 0 | 0 | 0 | 0 | 0 | 0 | 0 | 0 | 0 | 0 | 0 | 0 | 0 | 0 | 0 | 0 | 0 | 0 | 0 | 12
NO |  | 144 | 2011 | 7 | 18 | 18 |  |  |  | 138 | 138 | ST | 4.31 | 0 | 0 | 477ACSR26X7 | 0 | 0 | 0 | 0 | 0 | 0 | 0 | 0 | 0 | 0 | 0 | 0 | 0 | 0 | 0 | 0 | 0 | 0 | 0 | 0 | 0 | 0 | 0 | 12
NO |  | 144 | 2011 | 7 | 19 | 19 |  |  |  | 138 | 138 | ST | 0.11 | 0 | 0 | 954ACSR45X7 | 0 | 0 | 0 | 0 | 0 | 0 | 0 | 0 | 0 | 0 | 0 | 0 | 0 | 0 | 0 | 0 | 0 | 0 | 0 | 0 | 0 | 0 | 0 | 12
NO |  | 144 | 2011 | 7 | 20 | 20 |  |  |  | 138 | 138 | WH | 2.83 | 0 | 0 | 954ACSR45X7 | 0 | 0 | 0 | 0 | 0 | 0 | 0 | 0 | 0 | 0 | 0 | 0 | 0 | 0 | 0 | 0 | 0 | 0 | 0 | 0 | 0 | 0 | 0 | 12
NO |  | 144 | 2011 | 7 | 21 | 21 |  | 13886 ANDERSON CT (IMPA) | NOBLESVILLE | 138 | 138 | CP | 1.38 | 0 | 1 | 477ACSR26X7 | 0 | 0 | 0 | 0 | 0 | 0 | 0 | 0 | 0 | 0 | 0 | 0 | 0 | 0 | 0 | 0 | 0 | 0 | 0 | 0 | 0 | 0 | 0 | 12
NO |  | 144 | 2011 | 7 | 22 | 22 |  |  |  | 138 | 138 | ST | 1.41 | 0 | 0 | 477ACSR26X7 | 0 | 0 | 0 | 0 | 0 | 0 | 0 | 0 | 0 | 0 | 0 | 0 | 0 | 0 | 0 | 0 | 0 | 0 | 0 | 0 | 0 | 0 | 0 | 12
NO |  | 144 | 2011 | 7 | 23 | 23 |  |  |  | 138 | 138 | WH | 12.05 | 0 | 0 | 477ACSR26X7 | 0 | 0 | 0 | 0 | 0 | 0 | 0 | 0 | 0 | 0 | 0 | 0 | 0 | 0 | 0 | 0 | 0 | 0 | 0 | 0 | 0 | 0 | 0 | 12
NO |  | 144 | 2011 | 7 | 24 | 24 |  | 13887 KOKOMO HP SUB 234 | DELCO | 138 | 138 | SP | 0 | 0.32 | 1 | 397ACSR30X7 | 0 | 0 | 0 | 0 | 0 | 0 | 0 | 0 | 0 | 0 | 0 | 0 | 0 | 0 | 0 | 0 | 0 | 0 | 0 | 0 | 0 | 0 | 0 | 12
NO |  | 144 | 2011 | 7 | 25 | 25 |  |  |  | 138 | 138 | ST | 0 | 3.46 | 0 | 397ACSR30X7 | 0 | 0 | 0 | 0 | 0 | 0 | 0 | 0 | 0 | 0 | 0 | 0 | 0 | 0 | 0 | 0 | 0 | 0 | 0 | 0 | 0 | 0 | 0 | 12
NO |  | 144 | 2011 | 7 | 26 | 26 |  | 13888 TERRE HAUTE PFIZER | DRESSER | 138 | 138 | ST | 1.47 | 0 | 1 | 954ACSR45X7 | 0 | 0 | 0 | 0 | 0 | 0 | 0 | 0 | 0 | 0 | 0 | 0 | 0 | 0 | 0 | 0 | 0 | 0 | 0 | 0 | 0 | 0 | 0 | 12
NO |  | 144 | 2011 | 7 | 27 | 27 |  |  |  | 138 | 138 | WH | 2.81 | 0 | 0 | 954ACSR45X7 | 0 | 0 | 0 | 0 | 0 | 0 | 0 | 0 | 0 | 0 | 0 | 0 | 0 | 0 | 0 | 0 | 0 | 0 | 0 | 0 | 0 | 0 | 0 | 12
NO |  | 144 | 2011 | 7 | 28 | 28 |  |  |  | 138 | 138 | WP | 2.14 | 0 | 0 | 336ACSR26X7 | 0 | 0 | 0 | 0 | 0 | 0 | 0 | 0 | 0 | 0 | 0 | 0 | 0 | 0 | 0 | 0 | 0 | 0 | 0 | 0 | 0 | 0 | 0 | 12
NO |  | 144 | 2011 | 7 | 29 | 29 |  | 13889 HENRY COUNTY | CADIZ 138 | 138 | 138 | ST | 2.04 | 0 | 1 | 477ACSR26X7 | 0 | 0 | 0 | 0 | 0 | 0 | 0 | 0 | 0 | 0 | 0 | 0 | 0 | 0 | 0 | 0 | 0 | 0 | 0 | 0 | 0 | 0 | 0 | 12
NO |  | 144 | 2011 | 7 | 30 | 30 |  | 13890 CLARKSVILLE | JEFFERSONVILLE 138 | 138 | 138 | ST | 0 | 0.72 | 1 | 954ACSR45X7 | 0 | 0 | 0 | 0 | 0 | 0 | 0 | 0 | 0 | 0 | 0 | 0 | 0 | 0 | 0 | 0 | 0 | 0 | 0 | 0 | 0 | 0 | 0 | 12
NO |  | 144 | 2011 | 7 | 31 | 31 |  |  |  | 138 | 138 | WP | 2.26 | 0 | 0 | 477ACSR26X7 | 0 | 0 | 0 | 0 | 0 | 0 | 0 | 0 | 0 | 0 | 0 | 0 | 0 | 0 | 0 | 0 | 0 | 0 | 0 | 0 | 0 | 0 | 0 | 12
NO |  | 144 | 2011 | 7 | 32 | 32 |  |  |  | 138 | 138 | WP | 6.09 | 0 | 0 | 954ACSR45X7 | 0 | 0 | 0 | 0 | 0 | 0 | 0 | 0 | 0 | 0 | 0 | 0 | 0 | 0 | 0 | 0 | 0 | 0 | 0 | 0 | 0 | 0 | 0 | 12
NO |  | 144 | 2011 | 7 | 33 | 33 |  | 13891 LAFAYETTE 230 | SPRINGBORO | 138 | 138 | WH | 10.5 | 0 | 1 | 900ACSR45X7 | 0 | 0 | 0 | 0 | 0 | 0 | 0 | 0 | 0 | 0 | 0 | 0 | 0 | 0 | 0 | 0 | 0 | 0 | 0 | 0 | 0 | 0 | 0 | 12
NO |  | 144 | 2011 | 7 | 34 | 34 |  |  |  | 138 | 138 | WH | 3.55 | 0 | 0 | 954ACSR45X7 | 0 | 0 | 0 | 0 | 0 | 0 | 0 | 0 | 0 | 0 | 0 | 0 | 0 | 0 | 0 | 0 | 0 | 0 | 0 | 0 | 0 | 0 | 0 | 12
NO |  | 144 | 2011 | 7 | 35 | 35 |  |  |  | 138 | 138 | WP | 0.21 | 0 | 0 | 954ACSR45X7 | 0 | 0 | 0 | 0 | 0 | 0 | 0 | 0 | 0 | 0 | 0 | 0 | 0 | 0 | 0 | 0 | 0 | 0 | 0 | 0 | 0 | 0 | 0 | 12
NO |  | 144 | 2011 | 8 | 1 | 1 |  | 13892 MADISON | SCOTTSBURG | 138 | 345 | ST | 0 | 1.87 | 1 | 954ACSR45X7 | 0 | 0 | 0 | 0 | 0 | 0 | 0 | 0 | 0 | 0 | 0 | 0 | 0 | 0 | 0 | 0 | 0 | 0 | 0 | 0 | 0 | 0 | 0 | 12
NO |  | 144 | 2011 | 8 | 2 | 2 |  |  |  | 138 | 138 | WH | 2.86 | 0 | 0 | 954ACSR45X7 | 0 | 0 | 0 | 0 | 0 | 0 | 0 | 0 | 0 | 0 | 0 | 0 | 0 | 0 | 0 | 0 | 0 | 0 | 0 | 0 | 0 | 0 | 0 | 12
NO |  | 144 | 2011 | 8 | 3 | 3 |  | 13893 CLOVERDALE | CLOVERDALE ETHENOL | 138 | 138 | WP | 0.51 | 0 | 1 | 477ACSR26X7 | 0 | 0 | 0 | 0 | 0 | 0 | 0 | 0 | 0 | 0 | 0 | 0 | 0 | 0 | 0 | 0 | 0 | 0 | 0 | 0 | 0 | 0 | 0 | 12
NO |  | 144 | 2011 | 8 | 4 | 4 |  | 13894 GREENFIELD HSTNGS PK | GREENSBORO | 138 | 138 | SP | 0.12 | 0 | 1 | 477ACSR26X7 | 0 | 0 | 0 | 0 | 0 | 0 | 0 | 0 | 0 | 0 | 0 | 0 | 0 | 0 | 0 | 0 | 0 | 0 | 0 | 0 | 0 | 0 | 0 | 12
NO |  | 144 | 2011 | 8 | 5 | 5 |  |  |  | 138 | 138 | ST | 14.05 | 0 | 0 | 300CUB19 | 0 | 0 | 0 | 0 | 0 | 0 | 0 | 0 | 0 | 0 | 0 | 0 | 0 | 0 | 0 | 0 | 0 | 0 | 0 | 0 | 0 | 0 | 0 | 12
NO |  | 144 | 2011 | 8 | 6 | 6 |  |  |  | 138 | 138 | ST | 0.2 | 0 | 0 | 477ACSR26X7 | 0 | 0 | 0 | 0 | 0 | 0 | 0 | 0 | 0 | 0 | 0 | 0 | 0 | 0 | 0 | 0 | 0 | 0 | 0 | 0 | 0 | 0 | 0 | 12
NO |  | 144 | 2011 | 8 | 7 | 7 |  |  |  | 138 | 138 | WP | 0.13 | 0 | 0 | 954ACSR45X7 | 0 | 0 | 0 | 0 | 0 | 0 | 0 | 0 | 0 | 0 | 0 | 0 | 0 | 0 | 0 | 0 | 0 | 0 | 0 | 0 | 0 | 0 | 0 | 12
NO |  | 144 | 2011 | 8 | 8 | 8 |  | 13895 HE OWENSVILLE | PRINCETON -OAKLAND CITY | 138 | 345 | AH | 0 | 1.68 | 1 | 954ACSR45X7 | 0 | 0 | 0 | 0 | 0 | 0 | 0 | 0 | 0 | 0 | 0 | 0 | 0 | 0 | 0 | 0 | 0 | 0 | 0 | 0 | 0 | 0 | 0 | 12
NO |  | 144 | 2011 | 8 | 9 | 9 |  |  |  | 138 | 345 | SH | 0 | 8.58 | 0 | 954ACSR45X7 | 0 | 0 | 0 | 0 | 0 | 0 | 0 | 0 | 0 | 0 | 0 | 0 | 0 | 0 | 0 | 0 | 0 | 0 | 0 | 0 | 0 | 0 | 0 | 12
NO |  | 144 | 2011 | 8 | 10 | 10 |  |  |  | 138 | 138 | WH | 6.62 | 0 | 0 | 954ACSR45X7 | 0 | 0 | 0 | 0 | 0 | 0 | 0 | 0 | 0 | 0 | 0 | 0 | 0 | 0 | 0 | 0 | 0 | 0 | 0 | 0 | 0 | 0 | 0 | 12
NO |  | 144 | 2011 | 8 | 11 | 11 |  |  |  | 138 | 138 | WP | 4.78 | 0 | 0 | 954ACSR45X7 | 0 | 0 | 0 | 0 | 0 | 0 | 0 | 0 | 0 | 0 | 0 | 0 | 0 | 0 | 0 | 0 | 0 | 0 | 0 | 0 | 0 | 0 | 0 | 12
NO |  | 144 | 2011 | 8 | 12 | 12 |  | 13896 HE DECATUR | GREENSBURG | 138 | 138 | A | 0.04 | 0 | 1 | 954ACSR45X7 | 0 | 0 | 0 | 0 | 0 | 0 | 0 | 0 | 0 | 0 | 0 | 0 | 0 | 0 | 0 | 0 | 0 | 0 | 0 | 0 | 0 | 0 | 0 | 12
NO |  | 144 | 2011 | 8 | 13 | 13 |  |  |  | 138 | 138 | SP | 0.19 | 0 | 0 | 954ACSR45X7 | 0 | 0 | 0 | 0 | 0 | 0 | 0 | 0 | 0 | 0 | 0 | 0 | 0 | 0 | 0 | 0 | 0 | 0 | 0 | 0 | 0 | 0 | 0 | 12
NO |  | 144 | 2011 | 8 | 14 | 14 |  |  |  | 138 | 138 | ST | 2.02 | 0 | 0 | 397ACSR30X7 | 0 | 0 | 0 | 0 | 0 | 0 | 0 | 0 | 0 | 0 | 0 | 0 | 0 | 0 | 0 | 0 | 0 | 0 | 0 | 0 | 0 | 0 | 0 | 12
NO |  | 144 | 2011 | 8 | 15 | 15 |  |  |  | 138 | 138 | ST | 1.64 | 0 | 0 | 477ACSR26X7 | 0 | 0 | 0 | 0 | 0 | 0 | 0 | 0 | 0 | 0 | 0 | 0 | 0 | 0 | 0 | 0 | 0 | 0 | 0 | 0 | 0 | 0 | 0 | 12
NO |  | 144 | 2011 | 8 | 16 | 16 |  |  |  | 138 | 138 | WP | 0.49 | 0 | 0 | 954ACSR45X7 | 0 | 0 | 0 | 0 | 0 | 0 | 0 | 0 | 0 | 0 | 0 | 0 | 0 | 0 | 0 | 0 | 0 | 0 | 0 | 0 | 0 | 0 | 0 | 12
NO |  | 144 | 2011 | 8 | 17 | 17 |  |  |  | 0 | 0 |  | 0 | 0 | 0 |  | 7649160 | 104065620 | 111714780 | 386785 | 1750973 | 271109 | 2408867 | 0 | 0 | 0 | 0 | 0 | 0 | 0 | 0 | 0 | 0 | 0 | 0 | 0 | 0 | 0 | 0 | 12
NO |  | 144 | 2011 | 8 | 18 | 18 |  | 230KV |  | 0 | 0 |  | 0 | 0 | 0 |  | 0 | 0 | 0 | 0 | 0 | 0 | 0 | 0 | 0 | 0 | 0 | 0 | 0 | 0 | 0 | 0 | 0 | 0 | 0 | 0 | 0 | 0 | 0 | 12
NO |  | 144 | 2011 | 8 | 19 | 19 |  | 23001 WABASH RIVER | WHITESVILLE SOUTH | 230 | 230 | ST | 7.67 | 0 | 1 | 900ACSR54X7 | 0 | 0 | 0 | 0 | 0 | 0 | 0 | 0 | 0 | 0 | 0 | 0 | 0 | 0 | 0 | 0 | 0 | 0 | 0 | 0 | 0 | 0 | 0 | 12
NO |  | 144 | 2011 | 8 | 20 | 20 |  |  |  | 230 | 230 | WH | 38.45 | 0 | 0 | 900ACSR54X7 | 0 | 0 | 0 | 0 | 0 | 0 | 0 | 0 | 0 | 0 | 0 | 0 | 0 | 0 | 0 | 0 | 0 | 0 | 0 | 0 | 0 | 0 | 0 | 12
NO |  | 144 | 2011 | 8 | 21 | 21 |  | 23002 WABASH RIVER | STAUNTON | 230 | 230 | SH | 0.43 | 0 | 1 | 900ACSR54X7 | 0 | 0 | 0 | 0 | 0 | 0 | 0 | 0 | 0 | 0 | 0 | 0 | 0 | 0 | 0 | 0 | 0 | 0 | 0 | 0 | 0 | 0 | 0 | 12
NO |  | 144 | 2011 | 8 | 22 | 22 |  |  |  | 230 | 230 | ST | 1.36 | 0 | 0 | 900ACSR54X7 | 0 | 0 | 0 | 0 | 0 | 0 | 0 | 0 | 0 | 0 | 0 | 0 | 0 | 0 | 0 | 0 | 0 | 0 | 0 | 0 | 0 | 0 | 0 | 12
NO |  | 144 | 2011 | 8 | 23 | 23 |  |  |  | 230 | 230 | ST | 6.32 | 0 | 0 | 954ACSSTW20X7 | 0 | 0 | 0 | 0 | 0 | 0 | 0 | 0 | 0 | 0 | 0 | 0 | 0 | 0 | 0 | 0 | 0 | 0 | 0 | 0 | 0 | 0 | 0 | 12
NO |  | 144 | 2011 | 8 | 24 | 24 |  |  |  | 230 | 230 | WH | 11.03 | 0 | 0 | 900ACSR54X7 | 0 | 0 | 0 | 0 | 0 | 0 | 0 | 0 | 0 | 0 | 0 | 0 | 0 | 0 | 0 | 0 | 0 | 0 | 0 | 0 | 0 | 0 | 0 | 12
NO |  | 144 | 2011 | 8 | 25 | 25 |  | 23003 CLINTON 230 | CAYUGA GEN STATION | 230 | 230 | ST | 7.14 | 0 | 1 | 900ACSR54X7 | 0 | 0 | 0 | 0 | 0 | 0 | 0 | 0 | 0 | 0 | 0 | 0 | 0 | 0 | 0 | 0 | 0 | 0 | 0 | 0 | 0 | 0 | 0 | 12
NO |  | 144 | 2011 | 8 | 26 | 26 |  |  |  | 230 | 230 | WH | 19.21 | 0 | 0 | 900ACSR54X7 | 0 | 0 | 0 | 0 | 0 | 0 | 0 | 0 | 0 | 0 | 0 | 0 | 0 | 0 | 0 | 0 | 0 | 0 | 0 | 0 | 0 | 0 | 0 | 12
NO |  | 144 | 2011 | 8 | 27 | 27 |  | 23004 GALLAGHER | COLUMBUS | 230 | 230 | ST | 33.6 | 35.12 | 1 | 954ACSR45X7 | 0 | 0 | 0 | 0 | 0 | 0 | 0 | 0 | 0 | 0 | 0 | 0 | 0 | 0 | 0 | 0 | 0 | 0 | 0 | 0 | 0 | 0 | 0 | 12
NO |  | 144 | 2011 | 8 | 28 | 28 |  | 23005 GALLAGHER | PUMPKIN CENTER - COLUMBUS | 230 | 230 | ST | 34.6 | 33.49 | 1 | 954ACSR45X7 | 0 | 0 | 0 | 0 | 0 | 0 | 0 | 0 | 0 | 0 | 0 | 0 | 0 | 0 | 0 | 0 | 0 | 0 | 0 | 0 | 0 | 0 | 0 | 12
NO |  | 144 | 2011 | 8 | 29 | 29 |  |  |  | 230 | 230 | WH | 0.52 | 0.11 | 0 | 954ACSR45X7 | 0 | 0 | 0 | 0 | 0 | 0 | 0 | 0 | 0 | 0 | 0 | 0 | 0 | 0 | 0 | 0 | 0 | 0 | 0 | 0 | 0 | 0 | 0 | 12
NO |  | 144 | 2011 | 8 | 30 | 30 |  | 23006 COLUMBUS | FRANKLIN | 230 | 230 | SP | 1.21 | 0 | 1 | 954ACSR45X7 | 0 | 0 | 0 | 0 | 0 | 0 | 0 | 0 | 0 | 0 | 0 | 0 | 0 | 0 | 0 | 0 | 0 | 0 | 0 | 0 | 0 | 0 | 0 | 12
NO |  | 144 | 2011 | 8 | 31 | 31 |  |  |  | 230 | 230 | ST | 0.03 | 0 | 0 | 900ACSR54X7 | 0 | 0 | 0 | 0 | 0 | 0 | 0 | 0 | 0 | 0 | 0 | 0 | 0 | 0 | 0 | 0 | 0 | 0 | 0 | 0 | 0 | 0 | 0 | 12
NO |  | 144 | 2011 | 8 | 32 | 32 |  |  |  | 230 | 230 | ST | 25.86 | 5.06 | 0 | 954ACSR45X7 | 0 | 0 | 0 | 0 | 0 | 0 | 0 | 0 | 0 | 0 | 0 | 0 | 0 | 0 | 0 | 0 | 0 | 0 | 0 | 0 | 0 | 0 | 0 | 12
NO |  | 144 | 2011 | 8 | 33 | 33 |  | 23007 GEIST | NOBLESVILLE | 230 | 230 | ST | 0.49 | 0 | 1 | 900ACSR54X7 | 0 | 0 | 0 | 0 | 0 | 0 | 0 | 0 | 0 | 0 | 0 | 0 | 0 | 0 | 0 | 0 | 0 | 0 | 0 | 0 | 0 | 0 | 0 | 12
NO |  | 144 | 2011 | 8 | 34 | 34 |  |  |  | 230 | 230 | WH | 10.55 | 0 | 0 | 900ACSR54X7 | 0 | 0 | 0 | 0 | 0 | 0 | 0 | 0 | 0 | 0 | 0 | 0 | 0 | 0 | 0 | 0 | 0 | 0 | 0 | 0 | 0 | 0 | 0 | 12
NO |  | 144 | 2011 | 8 | 35 | 35 |  | 23008 NOBLESVILLE | KOKOMO HIGHLAND PARK | 230 | 230 | SP | 11.75 | 0 | 1 | 900ACSR54X7 | 0 | 0 | 0 | 0 | 0 | 0 | 0 | 0 | 0 | 0 | 0 | 0 | 0 | 0 | 0 | 0 | 0 | 0 | 0 | 0 | 0 | 0 | 0 | 12
NO |  | 144 | 2011 | 9 | 1 | 1 |  |  |  | 230 | 230 | ST | 6.1 | 0 | 0 | 900ACSR54X7 | 0 | 0 | 0 | 0 | 0 | 0 | 0 | 0 | 0 | 0 | 0 | 0 | 0 | 0 | 0 | 0 | 0 | 0 | 0 | 0 | 0 | 0 | 0 | 12
NO |  | 144 | 2011 | 9 | 2 | 2 |  | 23008 NOBLESVILLE | KOKOMO HIGHLAND PARK(CONT) | 230 | 230 | WH | 0.3 | 0 | 0 | 900ACSR54X7 | 0 | 0 | 0 | 0 | 0 | 0 | 0 | 0 | 0 | 0 | 0 | 0 | 0 | 0 | 0 | 0 | 0 | 0 | 0 | 0 | 0 | 0 | 0 | 12
NO |  | 144 | 2011 | 9 | 3 | 3 |  | 23009 KOKOMO HP | NEW LONDON SW STA | 230 | 230 | SP | 0.09 | 0 | 1 | 900ACSR54X7 | 0 | 0 | 0 | 0 | 0 | 0 | 0 | 0 | 0 | 0 | 0 | 0 | 0 | 0 | 0 | 0 | 0 | 0 | 0 | 0 | 0 | 0 | 0 | 12
NO |  | 144 | 2011 | 9 | 4 | 4 |  |  |  | 230 | 230 | ST | 0.5 | 0.08 | 0 | 900ACSR54X7 | 0 | 0 | 0 | 0 | 0 | 0 | 0 | 0 | 0 | 0 | 0 | 0 | 0 | 0 | 0 | 0 | 0 | 0 | 0 | 0 | 0 | 0 | 0 | 12
NO |  | 144 | 2011 | 9 | 5 | 5 |  |  |  | 230 | 230 | WH | 6.6 | 0 | 0 | 900ACSR54X7 | 0 | 0 | 0 | 0 | 0 | 0 | 0 | 0 | 0 | 0 | 0 | 0 | 0 | 0 | 0 | 0 | 0 | 0 | 0 | 0 | 0 | 0 | 0 | 12
NO |  | 144 | 2011 | 9 | 6 | 6 |  | 23011 CAYUGA | VEEDERSBURG WEST | 230 | 230 | ST | 0 | 6.08 | 1 | 900ACSR54X7 | 0 | 0 | 0 | 0 | 0 | 0 | 0 | 0 | 0 | 0 | 0 | 0 | 0 | 0 | 0 | 0 | 0 | 0 | 0 | 0 | 0 | 0 | 0 | 12
NO |  | 144 | 2011 | 9 | 7 | 7 |  |  |  | 230 | 230 | WH | 12.32 | 0 | 0 | 900ACSR54X7 | 0 | 0 | 0 | 0 | 0 | 0 | 0 | 0 | 0 | 0 | 0 | 0 | 0 | 0 | 0 | 0 | 0 | 0 | 0 | 0 | 0 | 0 | 0 | 12
NO |  | 144 | 2011 | 9 | 8 | 8 |  | 23015 LAFAYETTE 230 | NEW LONDON | 230 | 230 | ST | 1.37 | 0 | 1 | 900ACSR54X7 | 0 | 0 | 0 | 0 | 0 | 0 | 0 | 0 | 0 | 0 | 0 | 0 | 0 | 0 | 0 | 0 | 0 | 0 | 0 | 0 | 0 | 0 | 0 | 12
NO |  | 144 | 2011 | 9 | 9 | 9 |  |  |  | 230 | 230 | WH | 29.14 | 0 | 0 | 900ACSR54X7 | 0 | 0 | 0 | 0 | 0 | 0 | 0 | 0 | 0 | 0 | 0 | 0 | 0 | 0 | 0 | 0 | 0 | 0 | 0 | 0 | 0 | 0 | 0 | 12
NO |  | 144 | 2011 | 9 | 10 | 10 |  | 23016 NEW LONDON | KOKOMO WEBSTER ST | 230 | 230 | SP | 3.63 | 0.19 | 1 | 565ACSS20X7B | 0 | 0 | 0 | 0 | 0 | 0 | 0 | 0 | 0 | 0 | 0 | 0 | 0 | 0 | 0 | 0 | 0 | 0 | 0 | 0 | 0 | 0 | 0 | 12
NO |  | 144 | 2011 | 9 | 11 | 11 |  |  |  | 230 | 230 | ST | 3.68 | 0.41 | 0 | 565ACSS20X7B | 0 | 0 | 0 | 0 | 0 | 0 | 0 | 0 | 0 | 0 | 0 | 0 | 0 | 0 | 0 | 0 | 0 | 0 | 0 | 0 | 0 | 0 | 0 | 12
NO |  | 144 | 2011 | 9 | 12 | 12 |  |  |  | 230 | 230 | WH | 4.5 | 0 | 0 | 565ACSS20X7B | 0 | 0 | 0 | 0 | 0 | 0 | 0 | 0 | 0 | 0 | 0 | 0 | 0 | 0 | 0 | 0 | 0 | 0 | 0 | 0 | 0 | 0 | 0 | 12
NO |  | 144 | 2011 | 9 | 13 | 13 |  |  |  | 230 | 230 | WP | 0 | 0.07 | 0 | 565ACSS20X7B | 0 | 0 | 0 | 0 | 0 | 0 | 0 | 0 | 0 | 0 | 0 | 0 | 0 | 0 | 0 | 0 | 0 | 0 | 0 | 0 | 0 | 0 | 0 | 12
NO |  | 144 | 2011 | 9 | 14 | 14 |  | 23017 STAUNTON | SPENCER-BLOOMINGTON | 230 | 230 | AH | 0.27 | 0 | 1 | 900ACSR54X7 | 0 | 0 | 0 | 0 | 0 | 0 | 0 | 0 | 0 | 0 | 0 | 0 | 0 | 0 | 0 | 0 | 0 | 0 | 0 | 0 | 0 | 0 | 0 | 12
NO |  | 144 | 2011 | 9 | 15 | 15 |  |  |  | 230 | 230 | ST | 0.64 | 1.03 | 0 | 900ACSR54X7 | 0 | 0 | 0 | 0 | 0 | 0 | 0 | 0 | 0 | 0 | 0 | 0 | 0 | 0 | 0 | 0 | 0 | 0 | 0 | 0 | 0 | 0 | 0 | 12
NO |  | 144 | 2011 | 9 | 16 | 16 |  |  |  | 230 | 230 | WH | 34.5 | 0 | 0 | 900ACSR54X7 | 0 | 0 | 0 | 0 | 0 | 0 | 0 | 0 | 0 | 0 | 0 | 0 | 0 | 0 | 0 | 0 | 0 | 0 | 0 | 0 | 0 | 0 | 0 | 12
NO |  | 144 | 2011 | 9 | 17 | 17 |  | 23018 BLOOMINGTON 230 | COLUMBUS DENOIS CREEK | 230 | 230 | ST | 0.93 | 0 | 1 | 900ACSR54X7 | 0 | 0 | 0 | 0 | 0 | 0 | 0 | 0 | 0 | 0 | 0 | 0 | 0 | 0 | 0 | 0 | 0 | 0 | 0 | 0 | 0 | 0 | 0 | 12
NO |  | 144 | 2011 | 9 | 18 | 18 |  |  |  | 230 | 230 | WH | 31.74 | 0 | 0 | 900ACSR54X7 | 0 | 0 | 0 | 0 | 0 | 0 | 0 | 0 | 0 | 0 | 0 | 0 | 0 | 0 | 0 | 0 | 0 | 0 | 0 | 0 | 0 | 0 | 0 | 12
NO |  | 144 | 2011 | 9 | 19 | 19 |  | 23019 COLUMBUS | GREENWOOD CLARK TWP | 230 | 230 | SP | 0 | 1.21 | 1 | 954ACSR45X7 | 0 | 0 | 0 | 0 | 0 | 0 | 0 | 0 | 0 | 0 | 0 | 0 | 0 | 0 | 0 | 0 | 0 | 0 | 0 | 0 | 0 | 0 | 0 | 12
NO |  | 144 | 2011 | 9 | 20 | 20 |  |  |  | 230 | 230 | ST | 0 | 5.72 | 0 | 954ACSR/OVAL | 0 | 0 | 0 | 0 | 0 | 0 | 0 | 0 | 0 | 0 | 0 | 0 | 0 | 0 | 0 | 0 | 0 | 0 | 0 | 0 | 0 | 0 | 0 | 12
NO |  | 144 | 2011 | 9 | 21 | 21 |  |  |  | 230 | 230 | ST | 5.31 | 19.09 | 0 | 954ACSR45X7 | 0 | 0 | 0 | 0 | 0 | 0 | 0 | 0 | 0 | 0 | 0 | 0 | 0 | 0 | 0 | 0 | 0 | 0 | 0 | 0 | 0 | 0 | 0 | 12
NO |  | 144 | 2011 | 9 | 22 | 22 |  |  |  | 230 | 230 | WH | 0.04 | 0 | 0 | 954ACSR45X7 | 0 | 0 | 0 | 0 | 0 | 0 | 0 | 0 | 0 | 0 | 0 | 0 | 0 | 0 | 0 | 0 | 0 | 0 | 0 | 0 | 0 | 0 | 0 | 12
NO |  | 144 | 2011 | 9 | 23 | 23 |  | 23020 KOKOMO WEBSTER ST | WALTON | 230 | 230 | SP | 0.04 | 0 | 1 | 336ACSR26X7 | 0 | 0 | 0 | 0 | 0 | 0 | 0 | 0 | 0 | 0 | 0 | 0 | 0 | 0 | 0 | 0 | 0 | 0 | 0 | 0 | 0 | 0 | 0 | 12
NO |  | 144 | 2011 | 9 | 24 | 24 |  |  |  | 230 | 230 | SP | 3.07 | 0.52 | 0 | 900ACSR54X7 | 0 | 0 | 0 | 0 | 0 | 0 | 0 | 0 | 0 | 0 | 0 | 0 | 0 | 0 | 0 | 0 | 0 | 0 | 0 | 0 | 0 | 0 | 0 | 12
NO |  | 144 | 2011 | 9 | 25 | 25 |  |  |  | 230 | 230 | ST | 3.02 | 0.5 | 0 | 900ACSR54X7 | 0 | 0 | 0 | 0 | 0 | 0 | 0 | 0 | 0 | 0 | 0 | 0 | 0 | 0 | 0 | 0 | 0 | 0 | 0 | 0 | 0 | 0 | 0 | 12
NO |  | 144 | 2011 | 9 | 26 | 26 |  |  |  | 230 | 230 | WH | 11.51 | 0 | 0 | 900ACSR45X7 | 0 | 0 | 0 | 0 | 0 | 0 | 0 | 0 | 0 | 0 | 0 | 0 | 0 | 0 | 0 | 0 | 0 | 0 | 0 | 0 | 0 | 0 | 0 | 12
NO |  | 144 | 2011 | 9 | 27 | 27 |  |  |  | 230 | 230 | WH | 0.16 | 0.27 | 0 | 900ACSR54X7 | 0 | 0 | 0 | 0 | 0 | 0 | 0 | 0 | 0 | 0 | 0 | 0 | 0 | 0 | 0 | 0 | 0 | 0 | 0 | 0 | 0 | 0 | 0 | 12
NO |  | 144 | 2011 | 9 | 28 | 28 |  | 23021 GREENTOWN | PERU SE - WALTON | 230 | 230 | ST | 3.89 | 0 | 1 | 954ACSR45X7 | 0 | 0 | 0 | 0 | 0 | 0 | 0 | 0 | 0 | 0 | 0 | 0 | 0 | 0 | 0 | 0 | 0 | 0 | 0 | 0 | 0 | 0 | 0 | 12
NO |  | 144 | 2011 | 9 | 29 | 29 |  | 23025 WABASH RIVER | CLINTON 230 | 230 | 230 | ST | 4.1 | 0 | 1 | 900ACSR54X7 | 0 | 0 | 0 | 0 | 0 | 0 | 0 | 0 | 0 | 0 | 0 | 0 | 0 | 0 | 0 | 0 | 0 | 0 | 0 | 0 | 0 | 0 | 0 | 12
NO |  | 144 | 2011 | 9 | 30 | 30 |  |  |  | 230 | 230 | WH | 9.83 | 0 | 0 | 900ACSR54X7 | 0 | 0 | 0 | 0 | 0 | 0 | 0 | 0 | 0 | 0 | 0 | 0 | 0 | 0 | 0 | 0 | 0 | 0 | 0 | 0 | 0 | 0 | 0 | 12
NO |  | 144 | 2011 | 9 | 31 | 31 |  | 23026 GREENWOOD CLARK TWP | FIVE POINTS | 230 | 230 | ST | 0 | 6.8 | 1 | 954ACSR/OVAL | 0 | 0 | 0 | 0 | 0 | 0 | 0 | 0 | 0 | 0 | 0 | 0 | 0 | 0 | 0 | 0 | 0 | 0 | 0 | 0 | 0 | 0 | 0 | 12
NO |  | 144 | 2011 | 9 | 32 | 32 |  | 23027 LAFAYETTE 230 | VEEDERSBURG | 230 | 230 | SP | 0.15 | 0 | 1 | 900ACSR54X7 | 0 | 0 | 0 | 0 | 0 | 0 | 0 | 0 | 0 | 0 | 0 | 0 | 0 | 0 | 0 | 0 | 0 | 0 | 0 | 0 | 0 | 0 | 0 | 12
NO |  | 144 | 2011 | 9 | 33 | 33 |  |  |  | 230 | 230 | ST | 5.11 | 0 | 0 | 900ACSR54X7 | 0 | 0 | 0 | 0 | 0 | 0 | 0 | 0 | 0 | 0 | 0 | 0 | 0 | 0 | 0 | 0 | 0 | 0 | 0 | 0 | 0 | 0 | 0 | 12
NO |  | 144 | 2011 | 9 | 34 | 34 |  |  |  | 230 | 230 | WH | 35.15 | 0 | 0 | 900ACSR54X7 | 0 | 0 | 0 | 0 | 0 | 0 | 0 | 0 | 0 | 0 | 0 | 0 | 0 | 0 | 0 | 0 | 0 | 0 | 0 | 0 | 0 | 0 | 0 | 12
NO |  | 144 | 2011 | 9 | 35 | 35 |  | 23028 KOKOMO HIGHLAND PARK | WHITESVILLE SOUTH | 230 | 230 | WH | 48.92 | 0 | 1 | 900ACSR54X7 | 0 | 0 | 0 | 0 | 0 | 0 | 0 | 0 | 0 | 0 | 0 | 0 | 0 | 0 | 0 | 0 | 0 | 0 | 0 | 0 | 0 | 0 | 0 | 12
NO |  | 144 | 2011 | 10 | 1 | 1 |  | 23029 FRANKLIN | FIVE POINTS | 230 | 230 | ST | 0 | 0.08 | 1 | 900ACSR54X7 | 0 | 0 | 0 | 0 | 0 | 0 | 0 | 0 | 0 | 0 | 0 | 0 | 0 | 0 | 0 | 0 | 0 | 0 | 0 | 0 | 0 | 0 | 0 | 12
NO |  | 144 | 2011 | 10 | 2 | 2 |  | 23029 FRANKLIN | FIVE POINTS (CONT) | 230 | 230 | ST | 12.52 | 0 | 0 | 954ACSR/OVAL | 0 | 0 | 0 | 0 | 0 | 0 | 0 | 0 | 0 | 0 | 0 | 0 | 0 | 0 | 0 | 0 | 0 | 0 | 0 | 0 | 0 | 0 | 0 | 12
NO |  | 144 | 2011 | 10 | 3 | 3 |  |  |  | 230 | 230 | ST | 0 | 6.5 | 0 | 954ACSR45X7 | 0 | 0 | 0 | 0 | 0 | 0 | 0 | 0 | 0 | 0 | 0 | 0 | 0 | 0 | 0 | 0 | 0 | 0 | 0 | 0 | 0 | 0 | 0 | 12
NO |  | 144 | 2011 | 10 | 4 | 4 |  | 23030 FIVE POINTS | GEIST | 230 | 230 | SP | 0.09 | 0 | 1 | 900ACSR54X7 | 0 | 0 | 0 | 0 | 0 | 0 | 0 | 0 | 0 | 0 | 0 | 0 | 0 | 0 | 0 | 0 | 0 | 0 | 0 | 0 | 0 | 0 | 0 | 12
NO |  | 144 | 2011 | 10 | 5 | 5 |  |  |  | 230 | 230 | ST | 13.66 | 0 | 0 | 900ACSR54X7 | 0 | 0 | 0 | 0 | 0 | 0 | 0 | 0 | 0 | 0 | 0 | 0 | 0 | 0 | 0 | 0 | 0 | 0 | 0 | 0 | 0 | 0 | 0 | 12
NO |  | 144 | 2011 | 10 | 6 | 6 |  |  |  | 230 | 230 | WH | 13.2 | 0 | 0 | 900ACSR54X7 | 0 | 0 | 0 | 0 | 0 | 0 | 0 | 0 | 0 | 0 | 0 | 0 | 0 | 0 | 0 | 0 | 0 | 0 | 0 | 0 | 0 | 0 | 0 | 12
NO |  | 144 | 2011 | 10 | 7 | 7 |  | 23031 DENOIS CREEK | COLUMBUS | 230 | 230 | WH | 4.93 | 0 | 1 | 900ACSR54X7 | 0 | 0 | 0 | 0 | 0 | 0 | 0 | 0 | 0 | 0 | 0 | 0 | 0 | 0 | 0 | 0 | 0 | 0 | 0 | 0 | 0 | 0 | 0 | 12
NO |  | 144 | 2011 | 10 | 8 | 8 |  | 23032 TIPTON | KOKOMO HIGHLAND PARK | 230 | 230 | SP | 12.26 | 0 | 1 | 900ACSR54X7 | 0 | 0 | 0 | 0 | 0 | 0 | 0 | 0 | 0 | 0 | 0 | 0 | 0 | 0 | 0 | 0 | 0 | 0 | 0 | 0 | 0 | 0 | 0 | 12
NO |  | 144 | 2011 | 10 | 9 | 9 |  |  |  | 230 | 230 | ST | 2.01 | 0 | 0 | 900ACSR54X7 | 0 | 0 | 0 | 0 | 0 | 0 | 0 | 0 | 0 | 0 | 0 | 0 | 0 | 0 | 0 | 0 | 0 | 0 | 0 | 0 | 0 | 0 | 0 | 12
NO |  | 144 | 2011 | 10 | 10 | 10 |  |  |  | 0 | 0 |  | 0 | 0 | 0 |  | 4310414 | 48651737 | 52962151 | 180281 | 816128 | 126364 | 1122773 | 0 | 0 | 0 | 0 | 0 | 0 | 0 | 0 | 0 | 0 | 0 | 0 | 0 | 0 | 0 | 0 | 12
NO |  | 144 | 2011 | 10 | 11 | 11 |  | 345KV |  | 0 | 0 |  | 0 | 0 | 0 |  | 0 | 0 | 0 | 0 | 0 | 0 | 0 | 0 | 0 | 0 | 0 | 0 | 0 | 0 | 0 | 0 | 0 | 0 | 0 | 0 | 0 | 0 | 0 | 12
NO |  | 144 | 2011 | 10 | 12 | 12 |  | 34502 CAYUGA 345 | AEP EUGENE | 345 | 345 | SH | 3.17 | 0 | 1 | 954ACSR45X7B | 0 | 0 | 0 | 0 | 0 | 0 | 0 | 0 | 0 | 0 | 0 | 0 | 0 | 0 | 0 | 0 | 0 | 0 | 0 | 0 | 0 | 0 | 0 | 12
NO |  | 144 | 2011 | 10 | 13 | 13 |  | 34505 WESTWOOD | DEQUINE | 345 | 345 | ST | 2.63 | 0 | 1 | 954ACSR45X7B | 0 | 0 | 0 | 0 | 0 | 0 | 0 | 0 | 0 | 0 | 0 | 0 | 0 | 0 | 0 | 0 | 0 | 0 | 0 | 0 | 0 | 0 | 0 | 12
NO |  | 144 | 2011 | 10 | 14 | 14 |  | 34506 GIBSON | BEDFORD 345 | 345 | 345 | SH | 70.15 | 0 | 1 | 954ACSR45X7B | 0 | 0 | 0 | 0 | 0 | 0 | 0 | 0 | 0 | 0 | 0 | 0 | 0 | 0 | 0 | 0 | 0 | 0 | 0 | 0 | 0 | 0 | 0 | 12
NO |  | 144 | 2011 | 10 | 15 | 15 |  |  |  | 345 | 345 | ST | 0.2 | 8.01 | 0 | 954ACSR45X7B | 0 | 0 | 0 | 0 | 0 | 0 | 0 | 0 | 0 | 0 | 0 | 0 | 0 | 0 | 0 | 0 | 0 | 0 | 0 | 0 | 0 | 0 | 0 | 12
NO |  | 144 | 2011 | 10 | 16 | 16 |  | 34507 GIBSON | PETERSBURG | 345 | 345 | SH | 28.69 | 0 | 1 | 954ACSR45X7B | 0 | 0 | 0 | 0 | 0 | 0 | 0 | 0 | 0 | 0 | 0 | 0 | 0 | 0 | 0 | 0 | 0 | 0 | 0 | 0 | 0 | 0 | 0 | 12
NO |  | 144 | 2011 | 10 | 17 | 17 |  |  |  | 345 | 345 | ST | 0.97 | 0 | 0 | 954ACSR45X7B | 0 | 0 | 0 | 0 | 0 | 0 | 0 | 0 | 0 | 0 | 0 | 0 | 0 | 0 | 0 | 0 | 0 | 0 | 0 | 0 | 0 | 0 | 0 | 12
NO |  | 144 | 2011 | 10 | 18 | 18 |  |  |  | 345 | 345 | WH | 0.7 | 0 | 0 | 954ACSR45X7B | 0 | 0 | 0 | 0 | 0 | 0 | 0 | 0 | 0 | 0 | 0 | 0 | 0 | 0 | 0 | 0 | 0 | 0 | 0 | 0 | 0 | 0 | 0 | 12
NO |  | 144 | 2011 | 10 | 19 | 19 |  | 34508 GIBSON | WHEATLAND | 345 | 345 | SH | 27.94 | 0 | 1 | 954ACSR45X7B | 0 | 0 | 0 | 0 | 0 | 0 | 0 | 0 | 0 | 0 | 0 | 0 | 0 | 0 | 0 | 0 | 0 | 0 | 0 | 0 | 0 | 0 | 0 | 12
NO |  | 144 | 2011 | 10 | 20 | 20 |  |  |  | 345 | 345 | ST | 8.18 | 0 | 0 | 954ACSR45X7B | 0 | 0 | 0 | 0 | 0 | 0 | 0 | 0 | 0 | 0 | 0 | 0 | 0 | 0 | 0 | 0 | 0 | 0 | 0 | 0 | 0 | 0 | 0 | 12
NO |  | 144 | 2011 | 10 | 21 | 21 |  | 34509 GIBSON | ALBION (CIPS) | 345 | 345 | ST | 0.9 | 0 | 1 | 954ACSR45X7B | 0 | 0 | 0 | 0 | 0 | 0 | 0 | 0 | 0 | 0 | 0 | 0 | 0 | 0 | 0 | 0 | 0 | 0 | 0 | 0 | 0 | 0 | 0 | 12
NO |  | 144 | 2011 | 10 | 22 | 22 |  | 34510 BATESVILLE | LGE GHENT | 345 | 345 | ST | 1.41 | 0 | 1 | 954ACSR45X7B | 0 | 0 | 0 | 0 | 0 | 0 | 0 | 0 | 0 | 0 | 0 | 0 | 0 | 0 | 0 | 0 | 0 | 0 | 0 | 0 | 0 | 0 | 0 | 12
NO |  | 144 | 2011 | 10 | 23 | 23 |  |  |  | 345 | 345 | ST | 3.99 | 0 | 0 | 954ACSR45X7B | 0 | 0 | 0 | 0 | 0 | 0 | 0 | 0 | 0 | 0 | 0 | 0 | 0 | 0 | 0 | 0 | 0 | 0 | 0 | 0 | 0 | 0 | 0 | 12
NO |  | 144 | 2011 | 10 | 24 | 24 |  |  |  | 345 | 345 | WH | 33.25 | 0 | 0 | 954ACSR45X7B | 0 | 0 | 0 | 0 | 0 | 0 | 0 | 0 | 0 | 0 | 0 | 0 | 0 | 0 | 0 | 0 | 0 | 0 | 0 | 0 | 0 | 0 | 0 | 12
NO |  | 144 | 2011 | 10 | 25 | 25 |  | 34511 GIBSON | MEROM (HE) | 345 | 345 | SH | 58.63 | 0 | 1 | 954ACSR45X7B | 0 | 0 | 0 | 0 | 0 | 0 | 0 | 0 | 0 | 0 | 0 | 0 | 0 | 0 | 0 | 0 | 0 | 0 | 0 | 0 | 0 | 0 | 0 | 12
NO |  | 144 | 2011 | 10 | 26 | 26 |  |  |  | 345 | 345 | ST | 0 | 0.94 | 0 | 954ACSR45X7B | 0 | 0 | 0 | 0 | 0 | 0 | 0 | 0 | 0 | 0 | 0 | 0 | 0 | 0 | 0 | 0 | 0 | 0 | 0 | 0 | 0 | 0 | 0 | 12
NO |  | 144 | 2011 | 10 | 27 | 27 |  | 34516 GIBSON | FRANCISCO | 345 | 345 | AH | 21.48 | 0 | 1 | 954ACSR45X7B | 0 | 0 | 0 | 0 | 0 | 0 | 0 | 0 | 0 | 0 | 0 | 0 | 0 | 0 | 0 | 0 | 0 | 0 | 0 | 0 | 0 | 0 | 0 | 12
NO |  | 144 | 2011 | 10 | 28 | 28 |  |  |  | 345 | 345 | ST | 0.15 | 0 | 0 | 954ACSR45X7B | 0 | 0 | 0 | 0 | 0 | 0 | 0 | 0 | 0 | 0 | 0 | 0 | 0 | 0 | 0 | 0 | 0 | 0 | 0 | 0 | 0 | 0 | 0 | 12
NO |  | 144 | 2011 | 10 | 29 | 29 |  |  |  | 345 | 345 | WH | 0.15 | 0 | 0 | 954ACSR45X7B | 0 | 0 | 0 | 0 | 0 | 0 | 0 | 0 | 0 | 0 | 0 | 0 | 0 | 0 | 0 | 0 | 0 | 0 | 0 | 0 | 0 | 0 | 0 | 12
NO |  | 144 | 2011 | 10 | 30 | 30 |  | 34517 BEDFORD | COLUMBUS | 345 | 345 | SH | 33.5 | 0 | 1 | 954ACSR45X7B | 0 | 0 | 0 | 0 | 0 | 0 | 0 | 0 | 0 | 0 | 0 | 0 | 0 | 0 | 0 | 0 | 0 | 0 | 0 | 0 | 0 | 0 | 0 | 12
NO |  | 144 | 2011 | 10 | 31 | 31 |  |  |  | 345 | 345 | ST | 0 | 13.74 | 0 | 954ACSR45X7 | 0 | 0 | 0 | 0 | 0 | 0 | 0 | 0 | 0 | 0 | 0 | 0 | 0 | 0 | 0 | 0 | 0 | 0 | 0 | 0 | 0 | 0 | 0 | 12
NO |  | 144 | 2011 | 10 | 32 | 32 |  |  |  | 345 | 345 | ST | 6.1 | 0.79 | 0 | 954ACSR45X7B | 0 | 0 | 0 | 0 | 0 | 0 | 0 | 0 | 0 | 0 | 0 | 0 | 0 | 0 | 0 | 0 | 0 | 0 | 0 | 0 | 0 | 0 | 0 | 12
NO |  | 144 | 2011 | 10 | 33 | 33 |  |  |  | 345 | 345 | WH | 3.48 | 0 | 0 | 954ACSR45X7B | 0 | 0 | 0 | 0 | 0 | 0 | 0 | 0 | 0 | 0 | 0 | 0 | 0 | 0 | 0 | 0 | 0 | 0 | 0 | 0 | 0 | 0 | 0 | 12
NO |  | 144 | 2011 | 10 | 34 | 34 |  | 34518 WALTON | LEESBURG (NIPSCO) | 345 | 345 | AH | 7.05 | 0 | 1 | 954ACSR45X7B | 0 | 0 | 0 | 0 | 0 | 0 | 0 | 0 | 0 | 0 | 0 | 0 | 0 | 0 | 0 | 0 | 0 | 0 | 0 | 0 | 0 | 0 | 0 | 12
NO |  | 144 | 2011 | 10 | 35 | 35 |  |  |  | 345 | 345 | SH | 3.2 | 0 | 0 | 954ACSR45X7B | 0 | 0 | 0 | 0 | 0 | 0 | 0 | 0 | 0 | 0 | 0 | 0 | 0 | 0 | 0 | 0 | 0 | 0 | 0 | 0 | 0 | 0 | 0 | 12
NO |  | 144 | 2011 | 11 | 1 | 1 |  |  |  | 345 | 345 | ST | 6.35 | 0 | 0 | 954ACSR45X7B | 0 | 0 | 0 | 0 | 0 | 0 | 0 | 0 | 0 | 0 | 0 | 0 | 0 | 0 | 0 | 0 | 0 | 0 | 0 | 0 | 0 | 0 | 0 | 12
NO |  | 144 | 2011 | 11 | 2 | 2 |  |  |  | 345 | 345 | WH | 16.2 | 0 | 0 | 954ACSR45X7B | 0 | 0 | 0 | 0 | 0 | 0 | 0 | 0 | 0 | 0 | 0 | 0 | 0 | 0 | 0 | 0 | 0 | 0 | 0 | 0 | 0 | 0 | 0 | 12
NO |  | 144 | 2011 | 11 | 3 | 3 |  | 34520 MEROM | DRESSER | 345 | 345 | SH | 21.66 | 0 | 1 | 954ACSR45X7B | 0 | 0 | 0 | 0 | 0 | 0 | 0 | 0 | 0 | 0 | 0 | 0 | 0 | 0 | 0 | 0 | 0 | 0 | 0 | 0 | 0 | 0 | 0 | 12
NO |  | 144 | 2011 | 11 | 4 | 4 |  | 34521 BEDFORD LOST RIVER | PETERSBURG | 345 | 345 | SH | 50.15 | 0 | 1 | 954ACSR45X7B | 0 | 0 | 0 | 0 | 0 | 0 | 0 | 0 | 0 | 0 | 0 | 0 | 0 | 0 | 0 | 0 | 0 | 0 | 0 | 0 | 0 | 0 | 0 | 12
NO |  | 144 | 2011 | 11 | 5 | 5 |  |  |  | 345 | 345 | ST | 14.63 | 0 | 0 | 954ACSR45X7B | 0 | 0 | 0 | 0 | 0 | 0 | 0 | 0 | 0 | 0 | 0 | 0 | 0 | 0 | 0 | 0 | 0 | 0 | 0 | 0 | 0 | 0 | 0 | 12
NO |  | 144 | 2011 | 11 | 6 | 6 |  |  |  | 345 | 345 | WH | 1.91 | 0 | 0 | 954ACSR45X7B | 0 | 0 | 0 | 0 | 0 | 0 | 0 | 0 | 0 | 0 | 0 | 0 | 0 | 0 | 0 | 0 | 0 | 0 | 0 | 0 | 0 | 0 | 0 | 12
NO |  | 144 | 2011 | 11 | 7 | 7 |  | 34524 QUALITECH | WHITESTOWN | 345 | 345 | AH | 0.26 | 0 | 1 | 954ACSR45X7B | 0 | 0 | 0 | 0 | 0 | 0 | 0 | 0 | 0 | 0 | 0 | 0 | 0 | 0 | 0 | 0 | 0 | 0 | 0 | 0 | 0 | 0 | 0 | 12
NO |  | 144 | 2011 | 11 | 8 | 8 |  |  |  | 345 | 345 | SH | 11.2 | 0 | 0 | 954ACSR45X7B | 0 | 0 | 0 | 0 | 0 | 0 | 0 | 0 | 0 | 0 | 0 | 0 | 0 | 0 | 0 | 0 | 0 | 0 | 0 | 0 | 0 | 0 | 0 | 12
NO |  | 144 | 2011 | 11 | 9 | 9 |  |  |  | 345 | 345 | SP | 1.4 | 0 | 0 | 954ACSR45X7B | 0 | 0 | 0 | 0 | 0 | 0 | 0 | 0 | 0 | 0 | 0 | 0 | 0 | 0 | 0 | 0 | 0 | 0 | 0 | 0 | 0 | 0 | 0 | 12
NO |  | 144 | 2011 | 11 | 10 | 10 |  |  |  | 345 | 345 | WH | 0.18 | 0 | 0 | 954ACSR45X7B | 0 | 0 | 0 | 0 | 0 | 0 | 0 | 0 | 0 | 0 | 0 | 0 | 0 | 0 | 0 | 0 | 0 | 0 | 0 | 0 | 0 | 0 | 0 | 12
NO |  | 144 | 2011 | 11 | 11 | 11 |  | 34525 LG&E TRIMBLE JCT | GHENT GEN STA (KUCONN) | 345 | 345 | SH | 2.33 | 0 | 1 | 2167ACSR72X7 | 0 | 0 | 0 | 0 | 0 | 0 | 0 | 0 | 0 | 0 | 0 | 0 | 0 | 0 | 0 | 0 | 0 | 0 | 0 | 0 | 0 | 0 | 0 | 12
NO |  | 144 | 2011 | 11 | 12 | 12 |  |  |  | 345 | 345 | SH | 17.54 | 0 | 0 | 954ACSR45X7B | 0 | 0 | 0 | 0 | 0 | 0 | 0 | 0 | 0 | 0 | 0 | 0 | 0 | 0 | 0 | 0 | 0 | 0 | 0 | 0 | 0 | 0 | 0 | 12
NO |  | 144 | 2011 | 11 | 13 | 13 |  |  |  | 345 | 345 | SP | 0.04 | 0 | 0 | 2167ACSR72X7 | 0 | 0 | 0 | 0 | 0 | 0 | 0 | 0 | 0 | 0 | 0 | 0 | 0 | 0 | 0 | 0 | 0 | 0 | 0 | 0 | 0 | 0 | 0 | 12
NO |  | 144 | 2011 | 11 | 14 | 14 |  |  |  | 345 | 345 | ST | 14.83 | 0 | 0 | 2167ACSR72X7 | 0 | 0 | 0 | 0 | 0 | 0 | 0 | 0 | 0 | 0 | 0 | 0 | 0 | 0 | 0 | 0 | 0 | 0 | 0 | 0 | 0 | 0 | 0 | 12
NO |  | 144 | 2011 | 11 | 15 | 15 |  |  |  | 345 | 345 | ST | 4.38 | 2.27 | 0 | 954ACSR45X7B | 0 | 0 | 0 | 0 | 0 | 0 | 0 | 0 | 0 | 0 | 0 | 0 | 0 | 0 | 0 | 0 | 0 | 0 | 0 | 0 | 0 | 0 | 0 | 12
NO |  | 144 | 2011 | 11 | 16 | 16 |  | 34528 EDWARDSPORT IGCC STA | AMO | 345 | 345 | SH | 72.21 | 0 | 1 | 954ACSR45X7B | 0 | 0 | 0 | 0 | 0 | 0 | 0 | 0 | 0 | 0 | 0 | 0 | 0 | 0 | 0 | 0 | 0 | 0 | 0 | 0 | 0 | 0 | 0 | 12
NO |  | 144 | 2011 | 11 | 17 | 17 |  |  |  | 345 | 345 | WH | 0.76 | 0 | 0 | 954ACSR45X7B | 0 | 0 | 0 | 0 | 0 | 0 | 0 | 0 | 0 | 0 | 0 | 0 | 0 | 0 | 0 | 0 | 0 | 0 | 0 | 0 | 0 | 0 | 0 | 12
NO |  | 144 | 2011 | 11 | 18 | 18 |  | 34529 WESTWOOD | OLIVE | 345 | 345 | ST | 0 | 2.63 | 1 | 954ACSR45X7B | 0 | 0 | 0 | 0 | 0 | 0 | 0 | 0 | 0 | 0 | 0 | 0 | 0 | 0 | 0 | 0 | 0 | 0 | 0 | 0 | 0 | 0 | 0 | 12
NO |  | 144 | 2011 | 11 | 19 | 19 |  | 34550 SPEED | LG&E TRIMBLE | 345 | 345 | ST | 21.71 | 0 | 1 | 2167ACSR72X7 | 0 | 0 | 0 | 0 | 0 | 0 | 0 | 0 | 0 | 0 | 0 | 0 | 0 | 0 | 0 | 0 | 0 | 0 | 0 | 0 | 0 | 0 | 0 | 12
NO |  | 144 | 2011 | 11 | 20 | 20 |  | 34531 AMO | QUALITECH | 345 | 345 | SH | 14.34 | 0 | 1 | 954ACSR45X7B | 0 | 0 | 0 | 0 | 0 | 0 | 0 | 0 | 0 | 0 | 0 | 0 | 0 | 0 | 0 | 0 | 0 | 0 | 0 | 0 | 0 | 0 | 0 | 12
NO |  | 144 | 2011 | 11 | 21 | 21 |  |  |  | 345 | 345 | ST | 1.02 | 0 | 0 | 954ACSR45X7B | 0 | 0 | 0 | 0 | 0 | 0 | 0 | 0 | 0 | 0 | 0 | 0 | 0 | 0 | 0 | 0 | 0 | 0 | 0 | 0 | 0 | 0 | 0 | 12
NO |  | 144 | 2011 | 11 | 22 | 22 |  | 34535 CAYUGA 345 | CAYUGA 212 | 345 | 345 | SH | 1.18 | 0 | 1 | 954ACSR45X7B | 0 | 0 | 0 | 0 | 0 | 0 | 0 | 0 | 0 | 0 | 0 | 0 | 0 | 0 | 0 | 0 | 0 | 0 | 0 | 0 | 0 | 0 | 0 | 12
NO |  | 144 | 2011 | 11 | 23 | 23 |  | 34537 FRANCISCO | DUFF | 345 | 345 | AH | 22.39 | 0 | 1 | 954ACSR45X7B | 0 | 0 | 0 | 0 | 0 | 0 | 0 | 0 | 0 | 0 | 0 | 0 | 0 | 0 | 0 | 0 | 0 | 0 | 0 | 0 | 0 | 0 | 0 | 12
NO |  | 144 | 2011 | 11 | 24 | 24 |  |  |  | 345 | 345 | SH | 0.26 | 0 | 0 | 954ACSR45X7B | 0 | 0 | 0 | 0 | 0 | 0 | 0 | 0 | 0 | 0 | 0 | 0 | 0 | 0 | 0 | 0 | 0 | 0 | 0 | 0 | 0 | 0 | 0 | 12
NO |  | 144 | 2011 | 11 | 25 | 25 |  |  |  | 345 | 345 | ST | 0.45 | 0 | 0 | 954ACSR45X7B | 0 | 0 | 0 | 0 | 0 | 0 | 0 | 0 | 0 | 0 | 0 | 0 | 0 | 0 | 0 | 0 | 0 | 0 | 0 | 0 | 0 | 0 | 0 | 12
NO |  | 144 | 2011 | 11 | 26 | 26 |  |  |  | 345 | 345 | WH | 0.22 | 0 | 0 | 954ACSR45X7B | 0 | 0 | 0 | 0 | 0 | 0 | 0 | 0 | 0 | 0 | 0 | 0 | 0 | 0 | 0 | 0 | 0 | 0 | 0 | 0 | 0 | 0 | 0 | 12
NO |  | 144 | 2011 | 11 | 27 | 27 |  | 34539 DUFF | RAMSEY | 345 | 345 | AH | 20.56 | 0 | 1 | 954ACSR45X7B | 0 | 0 | 0 | 0 | 0 | 0 | 0 | 0 | 0 | 0 | 0 | 0 | 0 | 0 | 0 | 0 | 0 | 0 | 0 | 0 | 0 | 0 | 0 | 12
NO |  | 144 | 2011 | 11 | 28 | 28 |  |  |  | 345 | 345 | SH | 42.83 | 0 | 0 | 954ACSR45X7B | 0 | 0 | 0 | 0 | 0 | 0 | 0 | 0 | 0 | 0 | 0 | 0 | 0 | 0 | 0 | 0 | 0 | 0 | 0 | 0 | 0 | 0 | 0 | 12
SI/SI | A | 144 | 2011 | 0 | 11 | 11 |  |  |  | 0 | 0 |  | 0 | 0 | 0 |  | 10903624 | 216537585 | 227441209 | 697644 | 3158226 | 488998 | 4344868 | 0 | 0 | 0 | 0 | 0 | 0 | 0 | 0 | 0 | 0 | 0 | 0 | 0 | 0 | 0 | 0 | 12
NO |  | 144 | 2011 | 11 | 29 | 29 |  |  |  | 345 | 345 | ST | 11.4 | 0 | 0 | 954ACSR45X7B | 0 | 0 | 0 | 0 | 0 | 0 | 0 | 0 | 0 | 0 | 0 | 0 | 0 | 0 | 0 | 0 | 0 | 0 | 0 | 0 | 0 | 0 | 0 | 12
NO |  | 144 | 2011 | 11 | 30 | 30 |  | 34540 WHEATLAND SW STA | EDWARDSPORT IGCC STA | 345 | 345 | SH | 11.32 | 0 | 1 | 954ACSR45X7B | 0 | 0 | 0 | 0 | 0 | 0 | 0 | 0 | 0 | 0 | 0 | 0 | 0 | 0 | 0 | 0 | 0 | 0 | 0 | 0 | 0 | 0 | 0 | 12
NO |  | 144 | 2011 | 11 | 31 | 31 |  |  |  | 0 | 0 |  | 0 | 0 | 0 |  | 11310750 | 110271857 | 121582607 | 199514 | 903196 | 139845 | 1242555 | 0 | 0 | 0 | 0 | 0 | 0 | 0 | 0 | 0 | 0 | 0 | 0 | 0 | 0 | 0 | 0 | 12
SI/SI | A | 178 | 2011 | 0 | 1 | 1 |  | 69KV TRANSMISSION POOL |  | 69 | 69 | POLE | 102.14 | 3.04 | 0 |  | 1094542 | 11416574 | 12511116 | 88323 | 144303 | 1934161 | 2166787 | 0 | 0 | 0 | 0 | 0 | 0 | 0 | 0 | 0 | 0 | 0 | 0 | 0 | 0 | 0 | 0 | 12
NO |  | 178 | 2011 | 0 | 36 | 36 |  | TOTAL |  | 0 | 0 |  | 102.14 | 3.04 | 0 |  | 1094542 | 11416574 | 12511116 | 88323 | 144303 | 1934161 | 2166787 | 0 | 0 | 0 | 0 | 0 | 0 | 0 | 0 | 0 | 0 | 0 | 0 | 0 | 0 | 0 | 0 | 12
NO |  | 27 | 2011 | 0 | 1 | 1 |  | 138 KV LINES: |  | 0 | 0 |  | 0 | 0 | 0 |  | 0 | 0 | 0 | 195950 | 808807 | 15612 | 1020369 | 0 | 0 | 0 | 0 | 0 | 0 | 0 | 0 | 0 | 0 | 0 | 0 | 0 | 0 | 0 | 0 | 12
NO |  | 27 | 2011 | 0 | 2 | 2 |  | BECKJORD | TOBASCO | 138 | 138 | TOWER | 0 | 5.84 | 1 | 1113AL | 0 | 0 | 0 | 0 | 0 | 0 | 0 | 0 | 0 | 0 | 0 | 0 | 0 | 0 | 0 | 0 | 0 | 0 | 0 | 0 | 0 | 0 | 0 | 12
NO |  | 27 | 2011 | 0 | 3 | 3 |  | BECKJORD | PIERCE | 138 | 138 | TOWER | 0.22 | 0 | 1 | 1113AL | 0 | 0 | 0 | 0 | 0 | 0 | 0 | 0 | 0 | 0 | 0 | 0 | 0 | 0 | 0 | 0 | 0 | 0 | 0 | 0 | 0 | 0 | 0 | 12
NO |  | 27 | 2011 | 0 | 4 | 4 |  | TRENTON | STATE LINE | 138 | 138 | TOWER | 24.11 | 0 | 1 | 397AL | 0 | 0 | 0 | 0 | 0 | 0 | 0 | 0 | 0 | 0 | 0 | 0 | 0 | 0 | 0 | 0 | 0 | 0 | 0 | 0 | 0 | 0 | 0 | 12
NO |  | 27 | 2011 | 0 | 5 | 5 |  | TRENTON | MIAMI RIVER | 138 | 138 | WOOD H-FRAME | 19.54 | 0 | 1 | 477AL | 0 | 0 | 0 | 0 | 0 | 0 | 0 | 0 | 0 | 0 | 0 | 0 | 0 | 0 | 0 | 0 | 0 | 0 | 0 | 0 | 0 | 0 | 0 | 12
NO |  | 27 | 2011 | 0 | 6 | 6 |  | SUMMERSIDE | PORT UNION | 138 | 138 | TOWER | 22.74 | 0 | 1 | 477AL | 0 | 0 | 0 | 0 | 0 | 0 | 0 | 0 | 0 | 0 | 0 | 0 | 0 | 0 | 0 | 0 | 0 | 0 | 0 | 0 | 0 | 0 | 0 | 12
NO |  | 27 | 2011 | 0 | 7 | 7 |  | FAIRFIELD | PORT UNION | 138 | 138 | TOWER | 6.59 | 0 | 1 | 477AL | 0 | 0 | 0 | 0 | 0 | 0 | 0 | 0 | 0 | 0 | 0 | 0 | 0 | 0 | 0 | 0 | 0 | 0 | 0 | 0 | 0 | 0 | 0 | 12
NO |  | 27 | 2011 | 0 | 8 | 8 |  | WILLEY | PORT UNION | 138 | 138 | TOWER | 7.8 | 6.68 | 1 | 477AL | 0 | 0 | 0 | 0 | 0 | 0 | 0 | 0 | 0 | 0 | 0 | 0 | 0 | 0 | 0 | 0 | 0 | 0 | 0 | 0 | 0 | 0 | 0 | 12
NO |  | 27 | 2011 | 0 | 9 | 9 |  | PORT UNION | TODHUNTER | 138 | 138 | TOWER | 9.69 | 0 | 1 | 477AL | 0 | 0 | 0 | 0 | 0 | 0 | 0 | 0 | 0 | 0 | 0 | 0 | 0 | 0 | 0 | 0 | 0 | 0 | 0 | 0 | 0 | 0 | 0 | 12
NO |  | 27 | 2011 | 0 | 10 | 10 |  | PORT UNION | TODHUNTER | 138 | 138 | TOWER | 0.48 | 9.24 | 1 | 477AL | 0 | 0 | 0 | 0 | 0 | 0 | 0 | 0 | 0 | 0 | 0 | 0 | 0 | 0 | 0 | 0 | 0 | 0 | 0 | 0 | 0 | 0 | 0 | 12
NO |  | 27 | 2011 | 0 | 11 | 11 |  | PORT UNION | CITY OF HAMILTON | 138 | 138 | TOWER | 4.65 | 0 | 1 | 954AL | 0 | 0 | 0 | 0 | 0 | 0 | 0 | 0 | 0 | 0 | 0 | 0 | 0 | 0 | 0 | 0 | 0 | 0 | 0 | 0 | 0 | 0 | 0 | 12
NO |  | 27 | 2011 | 0 | 12 | 12 |  | LATERAL | RED BANK | 138 | 138 | POLE | 1.25 | 1.65 | 1 | 795AL | 0 | 0 | 0 | 0 | 0 | 0 | 0 | 0 | 0 | 0 | 0 | 0 | 0 | 0 | 0 | 0 | 0 | 0 | 0 | 0 | 0 | 0 | 0 | 12
NO |  | 27 | 2011 | 0 | 13 | 13 |  | EVENDALE | PORT UNION | 138 | 138 | TOWER | 0.52 | 5.48 | 1 | 954AL | 0 | 0 | 0 | 0 | 0 | 0 | 0 | 0 | 0 | 0 | 0 | 0 | 0 | 0 | 0 | 0 | 0 | 0 | 0 | 0 | 0 | 0 | 0 | 12
NO |  | 27 | 2011 | 0 | 14 | 14 |  | TERMINAL | EVENDALE | 138 | 138 | TOWER | 0.21 | 4.02 | 1 | 954AL | 0 | 0 | 0 | 0 | 0 | 0 | 0 | 0 | 0 | 0 | 0 | 0 | 0 | 0 | 0 | 0 | 0 | 0 | 0 | 0 | 0 | 0 | 0 | 12
NO |  | 27 | 2011 | 0 | 15 | 15 |  | FOSTER | PORT UNION | 138 | 138 | POLE | 9 | 0 | 1 | 954AL | 0 | 0 | 0 | 0 | 0 | 0 | 0 | 0 | 0 | 0 | 0 | 0 | 0 | 0 | 0 | 0 | 0 | 0 | 0 | 0 | 0 | 0 | 0 | 12
NO |  | 27 | 2011 | 0 | 16 | 16 |  | FOSTER | PORT UNION | 138 | 138 | TOWER | 0 | 9.01 | 1 | 477AL | 0 | 0 | 0 | 0 | 0 | 0 | 0 | 0 | 0 | 0 | 0 | 0 | 0 | 0 | 0 | 0 | 0 | 0 | 0 | 0 | 0 | 0 | 0 | 12
NO |  | 27 | 2011 | 0 | 17 | 17 |  | FOSTER | TODHUNTER | 138 | 345 | TOWER | 0.44 | 15.35 | 1 | 954AL | 0 | 0 | 0 | 0 | 0 | 0 | 0 | 0 | 0 | 0 | 0 | 0 | 0 | 0 | 0 | 0 | 0 | 0 | 0 | 0 | 0 | 0 | 0 | 12
NO |  | 27 | 2011 | 0 | 18 | 18 |  | FOSTER | TODHUNTER | 138 | 138 | POLE | 9.64 | 0 | 1 | 954AL | 0 | 0 | 0 | 0 | 0 | 0 | 0 | 0 | 0 | 0 | 0 | 0 | 0 | 0 | 0 | 0 | 0 | 0 | 0 | 0 | 0 | 0 | 0 | 12
NO |  | 27 | 2011 | 0 | 19 | 19 |  | FOSTER | REMINGTON | 138 | 138 | POLE | 6.58 | 4.1 | 1 | 954AL | 0 | 0 | 0 | 0 | 0 | 0 | 0 | 0 | 0 | 0 | 0 | 0 | 0 | 0 | 0 | 0 | 0 | 0 | 0 | 0 | 0 | 0 | 0 | 12
NO |  | 27 | 2011 | 0 | 20 | 20 |  | FOSTER | REMINGTON | 138 | 138 | TOWER | 4.97 | 4.1 | 1 | 477AL | 0 | 0 | 0 | 0 | 0 | 0 | 0 | 0 | 0 | 0 | 0 | 0 | 0 | 0 | 0 | 0 | 0 | 0 | 0 | 0 | 0 | 0 | 0 | 12
NO |  | 27 | 2011 | 0 | 21 | 21 |  | FOSTER | CEDARVILLE | 138 | 138 | POLE | 12.15 | 0 | 1 | 954AL | 0 | 0 | 0 | 0 | 0 | 0 | 0 | 0 | 0 | 0 | 0 | 0 | 0 | 0 | 0 | 0 | 0 | 0 | 0 | 0 | 0 | 0 | 0 | 12
NO |  | 27 | 2011 | 0 | 22 | 22 |  | FOSTER | CEDARVILLE | 138 | 138 | WOOD H-FR | 4.86 | 0 | 1 | 954AL | 0 | 0 | 0 | 0 | 0 | 0 | 0 | 0 | 0 | 0 | 0 | 0 | 0 | 0 | 0 | 0 | 0 | 0 | 0 | 0 | 0 | 0 | 0 | 12
NO |  | 27 | 2011 | 0 | 23 | 23 |  | FOSTER | WARREN | 138 | 138 | POLE | 8.77 | 0 | 1 | 954AL | 0 | 0 | 0 | 0 | 0 | 0 | 0 | 0 | 0 | 0 | 0 | 0 | 0 | 0 | 0 | 0 | 0 | 0 | 0 | 0 | 0 | 0 | 0 | 12
NO |  | 27 | 2011 | 0 | 24 | 24 |  | TODHUNTER | AK STEEL | 138 | 138 | TOWER | 2 | 0 | 1 | 477AL | 0 | 0 | 0 | 0 | 0 | 0 | 0 | 0 | 0 | 0 | 0 | 0 | 0 | 0 | 0 | 0 | 0 | 0 | 0 | 0 | 0 | 0 | 0 | 12
NO |  | 27 | 2011 | 0 | 25 | 25 |  | TODHUNTER | AK STEEL | 138 | 138 | TOWER | 0.34 | 2.01 | 1 | 477AL | 0 | 0 | 0 | 0 | 0 | 0 | 0 | 0 | 0 | 0 | 0 | 0 | 0 | 0 | 0 | 0 | 0 | 0 | 0 | 0 | 0 | 0 | 0 | 12
NO |  | 27 | 2011 | 0 | 26 | 26 |  | FAIRFIELD | MORGAN | 138 | 138 | TOWER | 8.12 | 8.38 | 1 | 477AL | 0 | 0 | 0 | 0 | 0 | 0 | 0 | 0 | 0 | 0 | 0 | 0 | 0 | 0 | 0 | 0 | 0 | 0 | 0 | 0 | 0 | 0 | 0 | 12
NO |  | 27 | 2011 | 0 | 27 | 27 |  | BROWN | FORD | 138 | 138 | POLE | 4.91 | 0 | 1 | 954AL | 0 | 0 | 0 | 0 | 0 | 0 | 0 | 0 | 0 | 0 | 0 | 0 | 0 | 0 | 0 | 0 | 0 | 0 | 0 | 0 | 0 | 0 | 0 | 12
NO |  | 27 | 2011 | 0 | 28 | 28 |  | BROWN | FORD | 138 | 138 | WOOD H-FR | 14.5 | 0 | 1 | 954AL | 0 | 0 | 0 | 0 | 0 | 0 | 0 | 0 | 0 | 0 | 0 | 0 | 0 | 0 | 0 | 0 | 0 | 0 | 0 | 0 | 0 | 0 | 0 | 12
NO |  | 27 | 2011 | 0 | 29 | 29 |  | STUART | BROWN | 138 | 138 | WOOD | 21.16 | 0 | 1 | 852AL | 0 | 0 | 0 | 0 | 0 | 0 | 0 | 0 | 0 | 0 | 0 | 0 | 0 | 0 | 0 | 0 | 0 | 0 | 0 | 0 | 0 | 0 | 0 | 12
NO |  | 27 | 2011 | 0 | 30 | 30 |  | WILDER | SILVER GROVE | 138 | 138 | POLE | 13.89 | 0 | 1 | 954AL | 0 | 0 | 0 | 0 | 0 | 0 | 0 | 0 | 0 | 0 | 0 | 0 | 0 | 0 | 0 | 0 | 0 | 0 | 0 | 0 | 0 | 0 | 0 | 12
NO |  | 27 | 2011 | 0 | 31 | 31 |  | WILDER | WEST END | 138 | 138 | POLE | 0.04 | 0 | 1 | 954AL | 0 | 0 | 0 | 0 | 0 | 0 | 0 | 0 | 0 | 0 | 0 | 0 | 0 | 0 | 0 | 0 | 0 | 0 | 0 | 0 | 0 | 0 | 0 | 12
NO |  | 27 | 2011 | 0 | 32 | 32 |  | WILDER | NEWPORT STEEL | 138 | 138 | POLE | 0.39 | 0 | 1 | 954AL | 0 | 0 | 0 | 0 | 0 | 0 | 0 | 0 | 0 | 0 | 0 | 0 | 0 | 0 | 0 | 0 | 0 | 0 | 0 | 0 | 0 | 0 | 0 | 12
NO |  | 27 | 2011 | 0 | 33 | 33 |  | WILDER | SILVER GROVE | 138 | 138 | TOWER | 8.31 | 0 | 1 | 852AL | 0 | 0 | 0 | 0 | 0 | 0 | 0 | 0 | 0 | 0 | 0 | 0 | 0 | 0 | 0 | 0 | 0 | 0 | 0 | 0 | 0 | 0 | 0 | 12
NO |  | 27 | 2011 | 0 | 34 | 34 |  | WILDER | SILVER GROVE | 138 | 138 | POLE | 2.88 | 0 | 1 | 852AL | 0 | 0 | 0 | 0 | 0 | 0 | 0 | 0 | 0 | 0 | 0 | 0 | 0 | 0 | 0 | 0 | 0 | 0 | 0 | 0 | 0 | 0 | 0 | 12
NO |  | 27 | 2011 | 0 | 35 | 35 |  | BECKJORD | WILDER | 138 | 138 | TOWER | 0 | 12.84 | 1 | 852AL* | 0 | 0 | 0 | 0 | 0 | 0 | 0 | 0 | 0 | 0 | 0 | 0 | 0 | 0 | 0 | 0 | 0 | 0 | 0 | 0 | 0 | 0 | 0 | 12
NO |  | 27 | 2011 | 1 | 1 | 1 |  | BECKJORD | WILDER | 138 | 138 | POLE | 0.27 | 0 | 1 | 795AL | 0 | 0 | 0 | 0 | 0 | 0 | 0 | 0 | 0 | 0 | 0 | 0 | 0 | 0 | 0 | 0 | 0 | 0 | 0 | 0 | 0 | 0 | 0 | 12
NO |  | 27 | 2011 | 1 | 2 | 2 |  | CITY OF HAMILTON | FAIRFIELD | 138 | 138 | SGL WOOD | -0.07 | 0 | 1 | 954 ACSR | 0 | 0 | 0 | 0 | 0 | 0 | 0 | 0 | 0 | 0 | 0 | 0 | 0 | 0 | 0 | 0 | 0 | 0 | 0 | 0 | 0 | 0 | 0 | 12
NO |  | 27 | 2011 | 1 | 3 | 3 |  | WILDER | AUGUSTINE | 138 | 138 | SGL WOOD | 0.03 | 0 | 1 | 954 ACSR | 0 | 0 | 0 | 0 | 0 | 0 | 0 | 0 | 0 | 0 | 0 | 0 | 0 | 0 | 0 | 0 | 0 | 0 | 0 | 0 | 0 | 0 | 0 | 12
NO |  | 27 | 2011 | 1 | 4 | 4 |  | SHAKER RUN | TODD HUNTER | 138 | 138 | SGL STEEL | 0.53 | 0 | 1 | 954 ACSR | 0 | 0 | 0 | 0 | 0 | 0 | 0 | 0 | 0 | 0 | 0 | 0 | 0 | 0 | 0 | 0 | 0 | 0 | 0 | 0 | 0 | 0 | 0 | 12
NO |  | 27 | 2011 | 1 | 5 | 5 |  | TRENTON | COLLEGE CORNER | 138 | 138 | SGL WOOD | 0.15 | 0 | 1 | 477 ACSR | 0 | 0 | 0 | 0 | 0 | 0 | 0 | 0 | 0 | 0 | 0 | 0 | 0 | 0 | 0 | 0 | 0 | 0 | 0 | 0 | 0 | 0 | 0 | 12
NO |  | 27 | 2011 | 1 | 10 | 10 |  | ------------- |  | 0 | 0 |  | 0 | 0 | 0 |  | 0 | 0 | 0 | 0 | 0 | 0 | 0 | 0 | 0 | 0 | 0 | 0 | 0 | 0 | 0 | 0 | 0 | 0 | 0 | 0 | 0 | 0 | 0 | 12
NO |  | 27 | 2011 | 1 | 12 | 12 |  | MIAMI FORT | TANNER'S CREEK | 345 | 345 | TOWER | 3.68 | 0 | 2 | 954ACSR | 0 | 0 | 0 | 0 | 0 | 0 | 0 | 0 | 0 | 0 | 0 | 0 | 0 | 0 | 0 | 0 | 0 | 0 | 0 | 0 | 0 | 0 | 0 | 12
NO |  | 27 | 2011 | 1 | 13 | 13 |  | FOSTER | PORT UNION | 345 | 345 | TOWER | 11.9 | 0 | 2 | 954ACSR | 0 | 0 | 0 | 0 | 0 | 0 | 0 | 0 | 0 | 0 | 0 | 0 | 0 | 0 | 0 | 0 | 0 | 0 | 0 | 0 | 0 | 0 | 0 | 12
NO |  | 27 | 2011 | 1 | 14 | 14 |  | STATE LINE | EAST BEND | 345 | 345 | TOWER | 15.23 | 0.52 | 2 | 954ACSR | 0 | 0 | 0 | 0 | 0 | 0 | 0 | 0 | 0 | 0 | 0 | 0 | 0 | 0 | 0 | 0 | 0 | 0 | 0 | 0 | 0 | 0 | 0 | 12
NO |  | 27 | 2011 | 1 | 15 | 15 |  | PORT UNION | TERMINAL | 345 | 345 | TOWER | 10.11 | 0 | 2 | 954ACSR | 0 | 0 | 0 | 0 | 0 | 0 | 0 | 0 | 0 | 0 | 0 | 0 | 0 | 0 | 0 | 0 | 0 | 0 | 0 | 0 | 0 | 0 | 0 | 12
NO |  | 27 | 2011 | 1 | 16 | 16 |  | MIAMI FORT | TERMINAL | 345 | 345 | TOWER | 21.32 | 0.79 | 2 | 954ACSR | 0 | 0 | 0 | 0 | 0 | 0 | 0 | 0 | 0 | 0 | 0 | 0 | 0 | 0 | 0 | 0 | 0 | 0 | 0 | 0 | 0 | 0 | 0 | 12
NO |  | 27 | 2011 | 1 | 17 | 17 |  | FOSTER | TODHUNTER | 345 | 345 | TOWER | 15.75 | 0.04 | 2 | 954ACSR | 0 | 0 | 0 | 0 | 0 | 0 | 0 | 0 | 0 | 0 | 0 | 0 | 0 | 0 | 0 | 0 | 0 | 0 | 0 | 0 | 0 | 0 | 0 | 12
NO |  | 27 | 2011 | 1 | 18 | 18 |  | TERMINAL | EAST BEND | 345 | 345 | TOWER | 0.89 | 0.4 | 1 | 954ACSR | 0 | 0 | 0 | 0 | 0 | 0 | 0 | 0 | 0 | 0 | 0 | 0 | 0 | 0 | 0 | 0 | 0 | 0 | 0 | 0 | 0 | 0 | 0 | 12
NO |  | 27 | 2011 | 1 | 19 | 19 |  | DEARBORN | BUFFINGTON | 345 | 345 | TOWER | 0.27 | 0.27 | 2 | 954ACSR | 0 | 0 | 0 | 0 | 0 | 0 | 0 | 0 | 0 | 0 | 0 | 0 | 0 | 0 | 0 | 0 | 0 | 0 | 0 | 0 | 0 | 0 | 0 | 12
NO |  | 27 | 2011 | 1 | 21 | 21 |  | MADISON STATION | WOODSDALE | 345 | 345 | POLE | 0.15 | 0 | 1 | 954AL | 0 | 0 | 0 | 0 | 0 | 0 | 0 | 0 | 0 | 0 | 0 | 0 | 0 | 0 | 0 | 0 | 0 | 0 | 0 | 0 | 0 | 0 | 0 | 12
NO |  | 27 | 2011 | 1 | 24 | 24 |  | 138 KV LINES |  | 0 | 0 |  | 0 | 0 | 0 | 795AL | 9680890 | 90539599 | 100220489 | 187206 | 772721 | 14915 | 974842 | 0 | 0 | 0 | 0 | 0 | 0 | 0 | 0 | 0 | 0 | 0 | 0 | 0 | 0 | 0 | 0 | 12
NO |  | 27 | 2011 | 1 | 27 | 27 |  | EVENDALE | GE COMPANY | 138 | 138 | TOWER | 0.17 | 0 | 1 | 477AL* | 0 | 0 | 0 | 0 | 0 | 0 | 0 | 0 | 0 | 0 | 0 | 0 | 0 | 0 | 0 | 0 | 0 | 0 | 0 | 0 | 0 | 0 | 0 | 12
NO |  | 27 | 2011 | 1 | 28 | 28 |  | ELMWOOD | LATERAL | 138 | 138 | POLE | 1.34 | 0 | 1 | 795AL* | 0 | 0 | 0 | 0 | 0 | 0 | 0 | 0 | 0 | 0 | 0 | 0 | 0 | 0 | 0 | 0 | 0 | 0 | 0 | 0 | 0 | 0 | 0 | 12
NO |  | 27 | 2011 | 1 | 29 | 29 |  | ELMWOOD | TERMINAL | 138 | 138 | TOWER | 2.37 | 0 | 1 | 795AL | 0 | 0 | 0 | 0 | 0 | 0 | 0 | 0 | 0 | 0 | 0 | 0 | 0 | 0 | 0 | 0 | 0 | 0 | 0 | 0 | 0 | 0 | 0 | 12
NO |  | 27 | 2011 | 1 | 30 | 30 |  | ELMWOOD | TERMINAL | 138 | 138 | POLE | 1.4 | 0 | 1 | 1024AL | 0 | 0 | 0 | 0 | 0 | 0 | 0 | 0 | 0 | 0 | 0 | 0 | 0 | 0 | 0 | 0 | 0 | 0 | 0 | 0 | 0 | 0 | 0 | 12
NO |  | 27 | 2011 | 1 | 31 | 31 |  | OAKLEY | TOWER #111 | 138 | 138 | POLE | 0.44 | 0 | 1 | 400CU* | 0 | 0 | 0 | 0 | 0 | 0 | 0 | 0 | 0 | 0 | 0 | 0 | 0 | 0 | 0 | 0 | 0 | 0 | 0 | 0 | 0 | 0 | 0 | 12
NO |  | 27 | 2011 | 1 | 32 | 32 |  | OAKLEY | RED BANK | 138 | 138 | TOWER | 1.09 | 0 | 1 | 1113AL | 0 | 0 | 0 | 0 | 0 | 0 | 0 | 0 | 0 | 0 | 0 | 0 | 0 | 0 | 0 | 0 | 0 | 0 | 0 | 0 | 0 | 0 | 0 | 12
NO |  | 27 | 2011 | 1 | 33 | 33 |  | BECKJORD | OAKLEY | 138 | 138 | TOWER | 15.48 | 0.97 | 1 | 1113AL | 0 | 0 | 0 | 0 | 0 | 0 | 0 | 0 | 0 | 0 | 0 | 0 | 0 | 0 | 0 | 0 | 0 | 0 | 0 | 0 | 0 | 0 | 0 | 12
NO |  | 27 | 2011 | 1 | 34 | 34 |  | BECKJORD | PIERCE | 138 | 138 | POLE | 0 | 0 | 1 | 1113ACSR | 0 | 0 | 0 | 0 | 0 | 0 | 0 | 0 | 0 | 0 | 0 | 0 | 0 | 0 | 0 | 0 | 0 | 0 | 0 | 0 | 0 | 0 | 0 | 12
NO |  | 27 | 2011 | 1 | 35 | 35 |  | TERMINAL | MITCHELL | 138 | 138 | TOWER | 3.61 | 0 | 1 | 852AL | 0 | 0 | 0 | 0 | 0 | 0 | 0 | 0 | 0 | 0 | 0 | 0 | 0 | 0 | 0 | 0 | 0 | 0 | 0 | 0 | 0 | 0 | 0 | 12
NO |  | 27 | 2011 | 2 | 1 | 1 |  | MITCHELL | WEST END | 138 | 138 | TOWER | 7.52 | 0.66 | 1 | 795AL | 0 | 0 | 0 | 0 | 0 | 0 | 0 | 0 | 0 | 0 | 0 | 0 | 0 | 0 | 0 | 0 | 0 | 0 | 0 | 0 | 0 | 0 | 0 | 12
NO |  | 27 | 2011 | 2 | 2 | 2 |  | MITCHELL | ASHLAND | 138 | 138 | TOWER | 6.42 | 2.3 | 1 | 795AL | 0 | 0 | 0 | 0 | 0 | 0 | 0 | 0 | 0 | 0 | 0 | 0 | 0 | 0 | 0 | 0 | 0 | 0 | 0 | 0 | 0 | 0 | 0 | 12
NO |  | 27 | 2011 | 2 | 3 | 3 |  | NICKEL SUBSTATION | LOOP THRU | 138 | 138 | POLE | 0.36 | 0 | 1 | 954ACSR | 0 | 0 | 0 | 0 | 0 | 0 | 0 | 0 | 0 | 0 | 0 | 0 | 0 | 0 | 0 | 0 | 0 | 0 | 0 | 0 | 0 | 0 | 0 | 12
NO |  | 27 | 2011 | 2 | 4 | 4 |  | WEST END | CRESCENT | 138 | 138 | TOWER | 4.63 | 0.08 | 1 | 636AL | 0 | 0 | 0 | 0 | 0 | 0 | 0 | 0 | 0 | 0 | 0 | 0 | 0 | 0 | 0 | 0 | 0 | 0 | 0 | 0 | 0 | 0 | 0 | 12
NO |  | 27 | 2011 | 2 | 5 | 5 |  | MIAMI FORT | STATE LINE | 138 | 138 | TOWER | 0.49 | 0 | 1 | 795AL | 0 | 0 | 0 | 0 | 0 | 0 | 0 | 0 | 0 | 0 | 0 | 0 | 0 | 0 | 0 | 0 | 0 | 0 | 0 | 0 | 0 | 0 | 0 | 12
NO |  | 27 | 2011 | 2 | 6 | 6 |  | MIAMI FORT | STATE LINE | 138 | 138 | POLE | 0.37 | 0 | 1 | 954AL | 0 | 0 | 0 | 0 | 0 | 0 | 0 | 0 | 0 | 0 | 0 | 0 | 0 | 0 | 0 | 0 | 0 | 0 | 0 | 0 | 0 | 0 | 0 | 12
NO |  | 27 | 2011 | 2 | 7 | 7 |  | MIAMI FORT | STATE LINE | 138 | 138 | WOOD H-FR | 0.3 | 0 | 1 | 336AL | 0 | 0 | 0 | 0 | 0 | 0 | 0 | 0 | 0 | 0 | 0 | 0 | 0 | 0 | 0 | 0 | 0 | 0 | 0 | 0 | 0 | 0 | 0 | 12
NO |  | 27 | 2011 | 2 | 8 | 8 |  | MIAMI FORT | MIAMI FORT | 138 | 138 | POLE | 0.34 | 0 | 1 | 852AL | 0 | 0 | 0 | 0 | 0 | 0 | 0 | 0 | 0 | 0 | 0 | 0 | 0 | 0 | 0 | 0 | 0 | 0 | 0 | 0 | 0 | 0 | 0 | 12
NO |  | 27 | 2011 | 2 | 9 | 9 |  | WARREN STA | CLINTON COUNTY STA 23 | 138 | 138 | POLE | 8.71 | 0 | 1 | 477AL | 0 | 0 | 0 | 0 | 0 | 0 | 0 | 0 | 0 | 0 | 0 | 0 | 0 | 0 | 0 | 0 | 0 | 0 | 0 | 0 | 0 | 0 | 0 | 12
NO |  | 27 | 2011 | 2 | 10 | 10 |  | BECKETT SUB STA | LOOPED THRU BECKETT STA | 138 | 138 | POLE | 0.7 | 0 | 1 | 954AI | 0 | 0 | 0 | 0 | 0 | 0 | 0 | 0 | 0 | 0 | 0 | 0 | 0 | 0 | 0 | 0 | 0 | 0 | 0 | 0 | 0 | 0 | 0 | 12
NO |  | 27 | 2011 | 2 | 11 | 11 |  | WARREN STA | FOSTER STA | 138 | 138 | POLE | 0.67 | 0 | 1 | 477AL | 0 | 0 | 0 | 0 | 0 | 0 | 0 | 0 | 0 | 0 | 0 | 0 | 0 | 0 | 0 | 0 | 0 | 0 | 0 | 0 | 0 | 0 | 0 | 12
NO |  | 27 | 2011 | 2 | 13 | 13 |  | ROCKIES EXPRESS | TAP | 138 | 138 | POLE | 1.46 | 0 | 1 | 954ACSR | 0 | 0 | 0 | 0 | 0 | 0 | 0 | 0 | 0 | 0 | 0 | 0 | 0 | 0 | 0 | 0 | 0 | 0 | 0 | 0 | 0 | 0 | 0 | 12
NO |  | 27 | 2011 | 2 | 16 | 16 |  | GENERATING STATION | GAS TURBINE STATION | 0 | 0 |  | 0 | 0 | 0 |  | 0 | 0 | 0 | 0 | 0 | 0 | 0 | 0 | 0 | 0 | 0 | 0 | 0 | 0 | 0 | 0 | 0 | 0 | 0 | 0 | 0 | 0 | 0 | 12
NO |  | 27 | 2011 | 2 | 17 | 17 |  | MIAMI FORT | MARGAN | 138 | 138 | TOWER | 8.16 | 0 | 1 | 477AL | 0 | 0 | 0 | 0 | 0 | 0 | 0 | 0 | 0 | 0 | 0 | 0 | 0 | 0 | 0 | 0 | 0 | 0 | 0 | 0 | 0 | 0 | 0 | 12
NO |  | 27 | 2011 | 2 | 18 | 18 |  | TERMINAL | GLENVIEW | 138 | 138 | TOWER | 5.63 | 0 | 1 | 852AL | 0 | 0 | 0 | 0 | 0 | 0 | 0 | 0 | 0 | 0 | 0 | 0 | 0 | 0 | 0 | 0 | 0 | 0 | 0 | 0 | 0 | 0 | 0 | 12
NO |  | 27 | 2011 | 2 | 19 | 19 |  | TERMINAL | EBENEZER | 138 | 138 | TOWER | 8.64 | 5.19 | 1 | 852AL | 0 | 0 | 0 | 0 | 0 | 0 | 0 | 0 | 0 | 0 | 0 | 0 | 0 | 0 | 0 | 0 | 0 | 0 | 0 | 0 | 0 | 0 | 0 | 12
NO |  | 27 | 2011 | 2 | 20 | 20 |  | TERMINAL | EBENEZER | 138 | 138 | POLE | 3.86 | 0 | 1 | 795AL | 0 | 0 | 0 | 0 | 0 | 0 | 0 | 0 | 0 | 0 | 0 | 0 | 0 | 0 | 0 | 0 | 0 | 0 | 0 | 0 | 0 | 0 | 0 | 12
NO |  | 27 | 2011 | 2 | 21 | 21 |  | BECKJORD | BUFFINGTON | 138 | 138 | POLE | 0.02 | 0 | 1 | 477AL | 0 | 0 | 0 | 0 | 0 | 0 | 0 | 0 | 0 | 0 | 0 | 0 | 0 | 0 | 0 | 0 | 0 | 0 | 0 | 0 | 0 | 0 | 0 | 12
NO |  | 27 | 2011 | 2 | 22 | 22 |  | BECKJORD | BUFFINGTON | 138 | 138 | TOWER | 13.97 | 0 | 1 | 852AL | 0 | 0 | 0 | 0 | 0 | 0 | 0 | 0 | 0 | 0 | 0 | 0 | 0 | 0 | 0 | 0 | 0 | 0 | 0 | 0 | 0 | 0 | 0 | 12
NO |  | 27 | 2011 | 2 | 23 | 23 |  | BECKJORD | RED BANK | 138 | 138 | TOWER | 0.89 | 13.49 | 2 | 954AL | 0 | 0 | 0 | 0 | 0 | 0 | 0 | 0 | 0 | 0 | 0 | 0 | 0 | 0 | 0 | 0 | 0 | 0 | 0 | 0 | 0 | 0 | 0 | 12
NO |  | 27 | 2011 | 2 | 24 | 24 |  | BECKJORD | RED BANK | 138 | 138 | POLE | 0.33 | 0 | 1 | 1113AL | 0 | 0 | 0 | 0 | 0 | 0 | 0 | 0 | 0 | 0 | 0 | 0 | 0 | 0 | 0 | 0 | 0 | 0 | 0 | 0 | 0 | 0 | 0 | 12
NO |  | 27 | 2011 | 2 | 25 | 25 |  | FAIRFIELD | CITY OF HAMILTON | 138 | 138 | POLE | 1.57 | 0 | 1 | 954AL | 0 | 0 | 0 | 0 | 0 | 0 | 0 | 0 | 0 | 0 | 0 | 0 | 0 | 0 | 0 | 0 | 0 | 0 | 0 | 0 | 0 | 0 | 0 | 12
NO |  | 27 | 2011 | 2 | 26 | 26 |  | SILVER GROVE | WEST END | 138 | 138 | TOWER | 1.41 | 7.75 | 1 | 954AL | 0 | 0 | 0 | 0 | 0 | 0 | 0 | 0 | 0 | 0 | 0 | 0 | 0 | 0 | 0 | 0 | 0 | 0 | 0 | 0 | 0 | 0 | 0 | 12
NO |  | 27 | 2011 | 2 | 27 | 27 |  | SILVER GROVE | WEST END | 138 | 138 | POLE | 12.9 | 0 | 1 | 954AL | 0 | 0 | 0 | 0 | 0 | 0 | 0 | 0 | 0 | 0 | 0 | 0 | 0 | 0 | 0 | 0 | 0 | 0 | 0 | 0 | 0 | 0 | 0 | 12
NO |  | 27 | 2011 | 2 | 28 | 28 |  | BUFFINGTON | CRESCENT | 138 | 138 | POLE | 10.25 | 0 | 1 | 795AL | 0 | 0 | 0 | 0 | 0 | 0 | 0 | 0 | 0 | 0 | 0 | 0 | 0 | 0 | 0 | 0 | 0 | 0 | 0 | 0 | 0 | 0 | 0 | 12
NO |  | 27 | 2011 | 2 | 29 | 29 |  | BUFFINGTON | EAST KENTUCKY POWER | 138 | 138 | POLE | 3.65 | 0 | 1 | 954AL | 0 | 0 | 0 | 0 | 0 | 0 | 0 | 0 | 0 | 0 | 0 | 0 | 0 | 0 | 0 | 0 | 0 | 0 | 0 | 0 | 0 | 0 | 0 | 12
NO |  | 27 | 2011 | 2 | 30 | 30 |  | MIAMI FORT | EBENEZER | 138 | 138 | TOWER | 6.25 | 0 | 1 | 852AL | 0 | 0 | 0 | 0 | 0 | 0 | 0 | 0 | 0 | 0 | 0 | 0 | 0 | 0 | 0 | 0 | 0 | 0 | 0 | 0 | 0 | 0 | 0 | 12
NO |  | 27 | 2011 | 2 | 31 | 31 |  | MIAMI FORT | EBENEZER | 138 | 138 | POLE | 4.98 | 0 | 1 | 477AL | 0 | 0 | 0 | 0 | 0 | 0 | 0 | 0 | 0 | 0 | 0 | 0 | 0 | 0 | 0 | 0 | 0 | 0 | 0 | 0 | 0 | 0 | 0 | 12
NO |  | 27 | 2011 | 2 | 32 | 32 |  | BECKJORD | SUMMERSIDE | 138 | 138 | TOWER | 9.02 | 1.42 | 1 | 477AL | 0 | 0 | 0 | 0 | 0 | 0 | 0 | 0 | 0 | 0 | 0 | 0 | 0 | 0 | 0 | 0 | 0 | 0 | 0 | 0 | 0 | 0 | 0 | 12
NO |  | 27 | 2011 | 2 | 33 | 33 |  | CRESCENT | MIAMI FORT | 138 | 138 | TOWER | 14.98 | 0.82 | 1 | 636AL | 0 | 0 | 0 | 0 | 0 | 0 | 0 | 0 | 0 | 0 | 0 | 0 | 0 | 0 | 0 | 0 | 0 | 0 | 0 | 0 | 0 | 0 | 0 | 12
NO |  | 27 | 2011 | 2 | 34 | 34 |  | CRESCENT | MIAMI FORT | 138 | 138 | POLE | 0.12 | 0 | 1 | 954AL | 0 | 0 | 0 | 0 | 0 | 0 | 0 | 0 | 0 | 0 | 0 | 0 | 0 | 0 | 0 | 0 | 0 | 0 | 0 | 0 | 0 | 0 | 0 | 12
NO |  | 27 | 2011 | 2 | 35 | 35 |  | MIAMI FORT | GLENVIEW | 138 | 138 | TOWER | 6.84 | 8.89 | 1 | 852AL | 0 | 0 | 0 | 0 | 0 | 0 | 0 | 0 | 0 | 0 | 0 | 0 | 0 | 0 | 0 | 0 | 0 | 0 | 0 | 0 | 0 | 0 | 0 | 12
NO |  | 27 | 2011 | 3 | 1 | 1 |  | RED BANK | TERMINAL | 138 | 138 | TOWER | 0 | 5.56 | 1 | 954AL | 0 | 0 | 0 | 0 | 0 | 0 | 0 | 0 | 0 | 0 | 0 | 0 | 0 | 0 | 0 | 0 | 0 | 0 | 0 | 0 | 0 | 0 | 0 | 12
NO |  | 27 | 2011 | 3 | 2 | 2 |  | RED BANK | TERMINAL | 138 | 138 | POLE | 10.29 | 0 | 1 | 795AL | 0 | 0 | 0 | 0 | 0 | 0 | 0 | 0 | 0 | 0 | 0 | 0 | 0 | 0 | 0 | 0 | 0 | 0 | 0 | 0 | 0 | 0 | 0 | 12
NO |  | 27 | 2011 | 3 | 3 | 3 |  | RED BANK | ASHLAND | 138 | 138 | TOWER | 0.06 | 0.9 | 1 | 1113AL | 0 | 0 | 0 | 0 | 0 | 0 | 0 | 0 | 0 | 0 | 0 | 0 | 0 | 0 | 0 | 0 | 0 | 0 | 0 | 0 | 0 | 0 | 0 | 12
NO |  | 27 | 2011 | 3 | 4 | 4 |  | RED BANK | ASHLAND | 138 | 138 | POLE | 0.12 | 0 | 1 | 1113AL | 0 | 0 | 0 | 0 | 0 | 0 | 0 | 0 | 0 | 0 | 0 | 0 | 0 | 0 | 0 | 0 | 0 | 0 | 0 | 0 | 0 | 0 | 0 | 12
NO |  | 27 | 2011 | 3 | 5 | 5 |  | RED BANK | TOBASCO | 138 | 138 | TOWER | 0 | 9.64 | 1 | 1113AL | 0 | 0 | 0 | 0 | 0 | 0 | 0 | 0 | 0 | 0 | 0 | 0 | 0 | 0 | 0 | 0 | 0 | 0 | 0 | 0 | 0 | 0 | 0 | 12
NO |  | 27 | 2011 | 3 | 6 | 6 |  | RED BANK | TOBASCO | 138 | 138 | POLE | 0.07 | 0 | 1 | 1113AL | 0 | 0 | 0 | 0 | 0 | 0 | 0 | 0 | 0 | 0 | 0 | 0 | 0 | 0 | 0 | 0 | 0 | 0 | 0 | 0 | 0 | 0 | 0 | 12
NO |  | 27 | 2011 | 3 | 7 | 7 |  | RED BANK | ASHLAND | 138 | 138 | U/G | 4.24 | 0 | 1 | 790CU | 0 | 0 | 0 | 0 | 0 | 0 | 0 | 0 | 0 | 0 | 0 | 0 | 0 | 0 | 0 | 0 | 0 | 0 | 0 | 0 | 0 | 0 | 0 | 12
NO |  | 27 | 2011 | 3 | 8 | 8 |  | TERMINAL | GREENDALE | 138 | 138 | TOWER | 1.25 | 3.56 | 1 | 852AL | 0 | 0 | 0 | 0 | 0 | 0 | 0 | 0 | 0 | 0 | 0 | 0 | 0 | 0 | 0 | 0 | 0 | 0 | 0 | 0 | 0 | 0 | 0 | 12
NO |  | 27 | 2011 | 3 | 9 | 9 |  | REMINGTON | BECKJORD | 138 | 138 | TOWER | 0 | 19.08 | 1 | 477AL | 0 | 0 | 0 | 0 | 0 | 0 | 0 | 0 | 0 | 0 | 0 | 0 | 0 | 0 | 0 | 0 | 0 | 0 | 0 | 0 | 0 | 0 | 0 | 12
NO |  | 27 | 2011 | 3 | 10 | 10 |  | MIAMI FORT | WILLEY | 138 | 138 | TOWER | 0.28 | 14.67 | 1 | 477AL | 0 | 0 | 0 | 0 | 0 | 0 | 0 | 0 | 0 | 0 | 0 | 0 | 0 | 0 | 0 | 0 | 0 | 0 | 0 | 0 | 0 | 0 | 0 | 12
NO |  | 27 | 2011 | 3 | 11 | 11 |  | WILLEY | TERMINAL | 138 | 138 | WOOD H-FR | 5.68 | 0 | 1 | 1024AL | 0 | 0 | 0 | 0 | 0 | 0 | 0 | 0 | 0 | 0 | 0 | 0 | 0 | 0 | 0 | 0 | 0 | 0 | 0 | 0 | 0 | 0 | 0 | 12
NO |  | 27 | 2011 | 3 | 13 | 13 |  | CHARLES | WEST END | 138 | 138 | U/G | 1.11 | 0 | 1 | 2000CU | 0 | 0 | 0 | 0 | 0 | 0 | 0 | 0 | 0 | 0 | 0 | 0 | 0 | 0 | 0 | 0 | 0 | 0 | 0 | 0 | 0 | 0 | 0 | 12
NO |  | 27 | 2011 | 3 | 17 | 17 |  | CHARLES | ROCHELLE | 138 | 138 | U/G | 2.38 | 0 | 1 | 2000CU | 0 | 0 | 0 | 0 | 0 | 0 | 0 | 0 | 0 | 0 | 0 | 0 | 0 | 0 | 0 | 0 | 0 | 0 | 0 | 0 | 0 | 0 | 0 | 12
SI/SI | A | 27 | 2011 | 3 | 20 | 20 |  | 69 KV LINES: |  | 0 | 0 |  | 0 | 0 | 0 |  | 4390042 | 61491110 | 65881152 | 334536 | 1380838 | 26653 | 1742027 | 0 | 0 | 0 | 0 | 0 | 0 | 0 | 0 | 0 | 0 | 0 | 0 | 0 | 0 | 0 | 0 | 12
NO |  | 27 | 2011 | 3 | 23 | 23 |  | 69 KV TRANSMISSION POOL |  | 69 | 69 | TOWER | 5.79 | 41.3 | 0 |  | 0 | 0 | 0 | 0 | 0 | 0 | 0 | 0 | 0 | 0 | 0 | 0 | 0 | 0 | 0 | 0 | 0 | 0 | 0 | 0 | 0 | 0 | 0 | 12
NO |  | 27 | 2011 | 3 | 24 | 24 |  |  |  | 69 | 69 | POLE | 469.7 | 12.48 | 0 |  | 0 | 0 | 0 | 0 | 0 | 0 | 0 | 0 | 0 | 0 | 0 | 0 | 0 | 0 | 0 | 0 | 0 | 0 | 0 | 0 | 0 | 0 | 0 | 12
NO |  | 27 | 2011 | 3 | 25 | 25 |  |  |  | 69 | 69 | U/G | 0.64 | 0 | 0 |  | 0 | 0 | 0 | 0 | 0 | 0 | 0 | 0 | 0 | 0 | 0 | 0 | 0 | 0 | 0 | 0 | 0 | 0 | 0 | 0 | 0 | 0 | 0 | 12
NO |  | 27 | 2011 | 3 | 26 | 26 |  | BUTLER STATION | REILEY STATION | 69 | 69 | POLE | 5.89 | 0 | 0 |  | 0 | 0 | 0 | 0 | 0 | 0 | 0 | 0 | 0 | 0 | 0 | 0 | 0 | 0 | 0 | 0 | 0 | 0 | 0 | 0 | 0 | 0 | 0 | 12
NO |  | 27 | 2011 | 3 | 27 | 27 |  | SHAKER RUN STA 080 | OTTERBEIN STA 322 | 69 | 69 | POLE | 4.22 | 0 | 1 | 954AL | 0 | 0 | 0 | 0 | 0 | 0 | 0 | 0 | 0 | 0 | 0 | 0 | 0 | 0 | 0 | 0 | 0 | 0 | 0 | 0 | 0 | 0 | 0 | 12
NO |  | 27 | 2011 | 3 | 28 | 28 |  | GEORGETOWN VILLAGE STA | GEORGETOWN VILLAGE STA | 69 | 69 | POLE | 0.57 | 0 | 1 | 4/0 ACSR | 0 | 0 | 0 | 0 | 0 | 0 | 0 | 0 | 0 | 0 | 0 | 0 | 0 | 0 | 0 | 0 | 0 | 0 | 0 | 0 | 0 | 0 | 0 | 12
NO |  | 27 | 2011 | 4 | 7 | 7 |  | COMMONLY OWNED LINES: |  | 0 | 0 |  | 0 | 0 | 0 |  | 0 | 0 | 0 | 0 | 0 | 0 | 0 | 0 | 0 | 0 | 0 | 0 | 0 | 0 | 0 | 0 | 0 | 0 | 0 | 0 | 0 | 0 | 0 | 12
NO |  | 27 | 2011 | 4 | 8 | 8 |  | -------------------- |  | 0 | 0 |  | 0 | 0 | 0 |  | 0 | 0 | 0 | 0 | 0 | 0 | 0 | 0 | 0 | 0 | 0 | 0 | 0 | 0 | 0 | 0 | 0 | 0 | 0 | 0 | 0 | 0 | 0 | 12
NO |  | 27 | 2011 | 4 | 29 | 29 |  | PORT UNION (T#234) | PORT UNION | 345 | 345 | TOWER | 0.51 | 35.88 | 1 | 954ACSR* | 0 | 0 | 0 | 0 | 0 | 0 | 0 | 0 | 0 | 0 | 0 | 0 | 0 | 0 | 0 | 0 | 0 | 0 | 0 | 0 | 0 | 0 | 0 | 12
NO |  | 27 | 2011 | 5 | 1 | 1 |  | BECKJORD | PIERCE | 345 | 345 | TOWER | 0.32 | 0 | 1 | 1414ACSR | 0 | 0 | 0 | 0 | 0 | 0 | 0 | 0 | 0 | 0 | 0 | 0 | 0 | 0 | 0 | 0 | 0 | 0 | 0 | 0 | 0 | 0 | 0 | 12
NO |  | 27 | 2011 | 5 | 2 | 2 |  | PIERCE | FOSTER | 345 | 345 | TOWER | 23.95 | 0 | 1 | 1024ACAR* | 0 | 0 | 0 | 0 | 0 | 0 | 0 | 0 | 0 | 0 | 0 | 0 | 0 | 0 | 0 | 0 | 0 | 0 | 0 | 0 | 0 | 0 | 0 | 12
NO |  | 27 | 2011 | 5 | 3 | 3 |  | SUGAR CREEK TAP | GREENE | 345 | 345 | TOWER | 8.3 | 0 | 1 | 1024ACAR* | 0 | 0 | 0 | 0 | 0 | 0 | 0 | 0 | 0 | 0 | 0 | 0 | 0 | 0 | 0 | 0 | 0 | 0 | 0 | 0 | 0 | 0 | 0 | 12
NO |  | 27 | 2011 | 5 | 4 | 4 |  | GREENE | BEATTY | 345 | 345 | TOWER | 49 | 0 | 1 | 1024ACAR* | 0 | 0 | 0 | 0 | 0 | 0 | 0 | 0 | 0 | 0 | 0 | 0 | 0 | 0 | 0 | 0 | 0 | 0 | 0 | 0 | 0 | 0 | 0 | 12
NO |  | 27 | 2011 | 5 | 5 | 5 |  | MARQUIS | BIXBY (POINT X) | 345 | 345 | TOWER | 45.86 | 0 | 1 | 983ACAR* | 0 | 0 | 0 | 0 | 0 | 0 | 0 | 0 | 0 | 0 | 0 | 0 | 0 | 0 | 0 | 0 | 0 | 0 | 0 | 0 | 0 | 0 | 0 | 12
NO |  | 27 | 2011 | 5 | 6 | 6 |  | STUART | GREENE | 345 | 345 | TOWER | 80.38 | 0 | 1 | 1024ACAR* | 0 | 0 | 0 | 0 | 0 | 0 | 0 | 0 | 0 | 0 | 0 | 0 | 0 | 0 | 0 | 0 | 0 | 0 | 0 | 0 | 0 | 0 | 0 | 12
NO |  | 27 | 2011 | 5 | 7 | 7 |  | STUART | KILLEN (POINT M) | 345 | 345 | TOWER | 13.13 | 0 | 1 | 983ACAR* | 0 | 0 | 0 | 0 | 0 | 0 | 0 | 0 | 0 | 0 | 0 | 0 | 0 | 0 | 0 | 0 | 0 | 0 | 0 | 0 | 0 | 0 | 0 | 12
NO |  | 27 | 2011 | 5 | 8 | 8 |  | STUART | FOSTER | 345 | 345 | TOWER | 55.77 | 3.2 | 1 | 1024ACAR* | 0 | 0 | 0 | 0 | 0 | 0 | 0 | 0 | 0 | 0 | 0 | 0 | 0 | 0 | 0 | 0 | 0 | 0 | 0 | 0 | 0 | 0 | 0 | 12
NO |  | 27 | 2011 | 5 | 11 | 11 |  | STUART (POINT Y) | BEATTY | 345 | 345 | TOWER | 15.2 | 3.7 | 1 | 983ACAR* | 0 | 0 | 0 | 0 | 0 | 0 | 0 | 0 | 0 | 0 | 0 | 0 | 0 | 0 | 0 | 0 | 0 | 0 | 0 | 0 | 0 | 0 | 0 | 12
NO |  | 27 | 2011 | 5 | 23 | 23 |  | MARQUIS (POINT X) BIXBY |  | 345 | 345 | TOWER | 17.3 | 8.52 | 1 | 954ACSR* | 0 | 0 | 0 | 0 | 0 | 0 | 0 | 0 | 0 | 0 | 0 | 0 | 0 | 0 | 0 | 0 | 0 | 0 | 0 | 0 | 0 | 0 | 0 | 12
NO |  | 27 | 2011 | 5 | 24 | 24 |  | BEATTY | BIXBY | 345 | 345 | TOWER | 13.21 | 0 | 1 | 954ACSR* | 0 | 0 | 0 | 0 | 0 | 0 | 0 | 0 | 0 | 0 | 0 | 0 | 0 | 0 | 0 | 0 | 0 | 0 | 0 | 0 | 0 | 0 | 0 | 12
NO |  | 27 | 2011 | 5 | 27 | 27 |  | STUART | BEATTY (POINT Yp) | 345 | 345 | TOWER | 74.66 | 0.34 | 1 | 954ACSR* | 0 | 0 | 0 | 0 | 0 | 0 | 0 | 0 | 0 | 0 | 0 | 0 | 0 | 0 | 0 | 0 | 0 | 0 | 0 | 0 | 0 | 0 | 0 | 12
NO |  | 27 | 2011 | 0 | 36 | 36 |  | TOTAL |  | 0 | 0 |  | 1877.64 | 359.06 | 158 |  | 28990159 | 225408255 | 254398414 | 839648 | 3465753 | 66897 | 4372298 | 0 | 0 | 0 | 0 | 0 | 0 | 0 | 0 | 0 | 0 | 0 | 0 | 0 | 0 | 0 | 0 | 12
NO |  | 27 | 2011 | 3 | 29 | 29 |  | LESOURDSVILLE | LOOP THRU LESOURDSVILLE | 69 | 69 | POLE | 0.58 | 0 | 1 | 954AL | 0 | 0 | 0 | 0 | 0 | 0 | 0 | 0 | 0 | 0 | 0 | 0 | 0 | 0 | 0 | 0 | 0 | 0 | 0 | 0 | 0 | 0 | 0 | 12
NO |  | 27 | 2011 | 4 | 9 | 9 |  | SHARE BELOW @ 8.43% |  | 0 | 0 |  | 0 | 0 | 0 |  | 0 | 0 | 0 | 0 | 0 | 0 | 0 | 0 | 0 | 0 | 0 | 0 | 0 | 0 | 0 | 0 | 0 | 0 | 0 | 0 | 0 | 0 | 0 | 12
NO |  | 27 | 2011 | 4 | 27 | 27 |  | STUART (T#181) | ZIMMER | 345 | 345 | TOWER | 0.78 | 0 | 1 | 954ACSR* | 0 | 0 | 0 | 0 | 0 | 0 | 0 | 0 | 0 | 0 | 0 | 0 | 0 | 0 | 0 | 0 | 0 | 0 | 0 | 0 | 0 | 0 | 0 | 12
NO |  | 27 | 2011 | 5 | 9 | 9 |  | FOSTER | SUGAR CREEK TAP | 345 | 345 | TOWER | 27.33 | 0 | 1 | 1024ACAR* | 0 | 0 | 0 | 0 | 0 | 0 | 0 | 0 | 0 | 0 | 0 | 0 | 0 | 0 | 0 | 0 | 0 | 0 | 0 | 0 | 0 | 0 | 0 | 12
NO |  | 27 | 2011 | 5 | 25 | 25 |  | BIXBY-KIRK | CORRIDOR | 345 | 345 | TOWER | 14.87 | 0 | 1 | 954ACSR* | 0 | 0 | 0 | 0 | 0 | 0 | 0 | 0 | 0 | 0 | 0 | 0 | 0 | 0 | 0 | 0 | 0 | 0 | 0 | 0 | 0 | 0 | 0 | 12
NO |  | 27 | 2011 | 5 | 34 | 34 |  | WOODSDALE | TODHUNTER | 345 | 345 | TOWER | 4.68 | 0 | 1 | 954ACSR* | 0 | 0 | 0 | 0 | 0 | 0 | 0 | 0 | 0 | 0 | 0 | 0 | 0 | 0 | 0 | 0 | 0 | 0 | 0 | 0 | 0 | 0 | 0 | 12
NO |  | 27 | 2011 | 1 | 6 | 6 |  | BUFFINGTON | WEBSTER | 138 | 138 | SGL STEEL POLE | 0.3 | 0 | 1 | 954ACSR | 0 | 0 | 0 | 0 | 0 | 0 | 0 | 0 | 0 | 0 | 0 | 0 | 0 | 0 | 0 | 0 | 0 | 0 | 0 | 0 | 0 | 0 | 0 | 12
NO |  | 27 | 2011 | 1 | 9 | 9 |  | 345 KV LINES: |  | 0 | 0 |  | 0 | 0 | 0 | 1113AL | 14919227 | 73377546 | 88296773 | 61662 | 254516 | 4913 | 321091 | 0 | 0 | 0 | 0 | 0 | 0 | 0 | 0 | 0 | 0 | 0 | 0 | 0 | 0 | 0 | 0 | 12
NO |  | 27 | 2011 | 1 | 20 | 20 |  | WOODSDALE | TODHUNTER | 345 | 345 | TOWER | 0 | 4.68 | 2 | 954ACSR | 0 | 0 | 0 | 0 | 0 | 0 | 0 | 0 | 0 | 0 | 0 | 0 | 0 | 0 | 0 | 0 | 0 | 0 | 0 | 0 | 0 | 0 | 0 | 12
NO |  | 27 | 2011 | 2 | 12 | 12 |  | MT ZION STATION | LOOPED THRU MT ZION | 138 | 138 | POLE | 0.09 | 0 | 1 | 954AL | 0 | 0 | 0 | 0 | 0 | 0 | 0 | 0 | 0 | 0 | 0 | 0 | 0 | 0 | 0 | 0 | 0 | 0 | 0 | 0 | 0 | 0 | 0 | 12
NO |  | 27 | 2011 | 3 | 12 | 12 |  | WILLEY | TERMINAL | 138 | 138 | POLE | 12.21 | 0 | 1 | 795AL | 0 | 0 | 0 | 0 | 0 | 0 | 0 | 0 | 0 | 0 | 0 | 0 | 0 | 0 | 0 | 0 | 0 | 0 | 0 | 0 | 0 | 0 | 0 | 12
NO |  | 27 | 2011 | 3 | 16 | 16 |  | WEST END | WILDER | 138 | 138 | U/G | 0.04 | 0 | 1 | 200CU | 0 | 0 | 0 | 0 | 0 | 0 | 0 | 0 | 0 | 0 | 0 | 0 | 0 | 0 | 0 | 0 | 0 | 0 | 0 | 0 | 0 | 0 | 0 | 12
NO |  | 27 | 2011 | 3 | 30 | 30 |  | ALLEN SUBSTATION | LIBERTY SUBSTATION | 69 | 69 | POLE | 5.9 | 0 | 1 | 954ACSR | 0 | 0 | 0 | 0 | 0 | 0 | 0 | 0 | 0 | 0 | 0 | 0 | 0 | 0 | 0 | 0 | 0 | 0 | 0 | 0 | 0 | 0 | 0 | 12
NO |  | 27 | 2011 | 4 | 10 | 10 |  | CONESVILLE (PT-Z) HYATT |  | 345 | 345 | TOWER | 9.09 | 0 | 1 | 954ACSR* | 0 | 0 | 0 | 0 | 0 | 0 | 0 | 0 | 0 | 0 | 0 | 0 | 0 | 0 | 0 | 0 | 0 | 0 | 0 | 0 | 0 | 0 | 0 | 12
NO |  | 27 | 2011 | 4 | 11 | 11 |  |  |  | 345 | 345 | POLE | 1.78 | 0 | 1 | 954ACSR* | 0 | 0 | 0 | 0 | 0 | 0 | 0 | 0 | 0 | 0 | 0 | 0 | 0 | 0 | 0 | 0 | 0 | 0 | 0 | 0 | 0 | 0 | 0 | 12
NO |  | 27 | 2011 | 4 | 28 | 28 |  | ZIMMER | ZIMMER (T#182) | 345 | 345 | TOWER | 0.51 | 0 | 0 | 954ACSR* | 0 | 0 | 0 | 0 | 0 | 0 | 0 | 0 | 0 | 0 | 0 | 0 | 0 | 0 | 0 | 0 | 0 | 0 | 0 | 0 | 0 | 0 | 0 | 12
NO |  | 27 | 2011 | 5 | 10 | 10 |  | STUART | ZIMMER (T#181) | 345 | 345 | TOWER | 35.13 | 0 | 1 | 954ACSR* | 0 | 0 | 0 | 0 | 0 | 0 | 0 | 0 | 0 | 0 | 0 | 0 | 0 | 0 | 0 | 0 | 0 | 0 | 0 | 0 | 0 | 0 | 0 | 12
NO |  | 27 | 2011 | 5 | 26 | 26 |  |  |  | 345 | 345 | WOOD H-FR | 22.56 | 0 | 1 | 954ACSR* | 0 | 0 | 0 | 0 | 0 | 0 | 0 | 0 | 0 | 0 | 0 | 0 | 0 | 0 | 0 | 0 | 0 | 0 | 0 | 0 | 0 | 0 | 0 | 12
NO |  | 27 | 2011 | 6 | 14 | 14 |  | ------- |  | 0 | 0 |  | 0 | 0 | 0 |  | 0 | 0 | 0 | 0 | 0 | 0 | 0 | 0 | 0 | 0 | 0 | 0 | 0 | 0 | 0 | 0 | 0 | 0 | 0 | 0 | 0 | 0 | 0 | 12
NO |  | 27 | 2011 | 6 | 15 | 15 |  | FULL OWNERSHIP |  | 0 | 0 |  | 0 | 0 | 0 |  | 0 | 0 | 0 | 0 | 0 | 0 | 0 | 0 | 0 | 0 | 0 | 0 | 0 | 0 | 0 | 0 | 0 | 0 | 0 | 0 | 0 | 0 | 0 | 12
NO |  | 27 | 2011 | 1 | 7 | 7 |  | HANDS | WEBSTER | 138 | 138 | SGL STEEL POLE | 0.3 | 0 | 1 | 954ACSR | 0 | 0 | 0 | 0 | 0 | 0 | 0 | 0 | 0 | 0 | 0 | 0 | 0 | 0 | 0 | 0 | 0 | 0 | 0 | 0 | 0 | 0 | 0 | 12
NO |  | 27 | 2011 | 4 | 12 | 12 |  |  |  | 345 | 345 | WOOD H-FR | 0.48 | 0 | 1 | 954ACSR* | 0 | 0 | 0 | 0 | 0 | 0 | 0 | 0 | 0 | 0 | 0 | 0 | 0 | 0 | 0 | 0 | 0 | 0 | 0 | 0 | 0 | 0 | 0 | 12
NO |  | 27 | 2011 | 4 | 19 | 19 |  | SHARE BELOW @ 16.86% |  | 0 | 0 |  | 0 | 0 | 0 |  | 0 | 0 | 0 | 0 | 0 | 0 | 0 | 0 | 0 | 0 | 0 | 0 | 0 | 0 | 0 | 0 | 0 | 0 | 0 | 0 | 0 | 0 | 0 | 12
NO |  | 27 | 2011 | 4 | 24 | 24 |  | SHARE BELOW @ 28% |  | 0 | 0 |  | 0 | 0 | 0 |  | 0 | 0 | 0 | 0 | 0 | 0 | 0 | 0 | 0 | 0 | 0 | 0 | 0 | 0 | 0 | 0 | 0 | 0 | 0 | 0 | 0 | 0 | 0 | 12
NO |  | 27 | 2011 | 4 | 30 | 30 |  | ZIMMER | RED BANK | 345 | 345 | TOWER | 32.57 | 2.01 | 1 | 954ACSR* | 0 | 0 | 0 | 0 | 0 | 0 | 0 | 0 | 0 | 0 | 0 | 0 | 0 | 0 | 0 | 0 | 0 | 0 | 0 | 0 | 0 | 0 | 0 | 12
NO |  | 27 | 2011 | 4 | 33 | 33 |  | SHARE BELOW @ 30% |  | 0 | 0 |  | 0 | 0 | 0 |  | 0 | 0 | 0 | 0 | 0 | 0 | 0 | 0 | 0 | 0 | 0 | 0 | 0 | 0 | 0 | 0 | 0 | 0 | 0 | 0 | 0 | 0 | 0 | 12
NO |  | 27 | 2011 | 5 | 12 | 12 |  | ZIMMER (POINT T#182) | PORT UNION (T#234) | 345 | 345 | TOWER | 9.52 | 0 | 1 | 954ACSR* | 0 | 0 | 0 | 0 | 0 | 0 | 0 | 0 | 0 | 0 | 0 | 0 | 0 | 0 | 0 | 0 | 0 | 0 | 0 | 0 | 0 | 0 | 0 | 12
NO |  | 27 | 2011 | 5 | 15 | 15 |  | BECKJORD | PIERCE | 138 | 138 | POLE STEEL | 0.3 | 0 | 1 | 954 ACSR | 0 | 0 | 0 | 0 | 0 | 0 | 0 | 0 | 0 | 0 | 0 | 0 | 0 | 0 | 0 | 0 | 0 | 0 | 0 | 0 | 0 | 0 | 0 | 12
NO |  | 27 | 2011 | 5 | 20 | 20 |  | SHARE BELOW @ 33-1/3% |  | 0 | 0 |  | 0 | 0 | 0 |  | 0 | 0 | 0 | 0 | 0 | 0 | 0 | 0 | 0 | 0 | 0 | 0 | 0 | 0 | 0 | 0 | 0 | 0 | 0 | 0 | 0 | 0 | 0 | 12
NO |  | 27 | 2011 | 5 | 28 | 28 |  | CONESVILLE | BIXBY | 345 | 345 | WOOD H-FR | 50.86 | 0 | 1 | 954ACSR* | 0 | 0 | 0 | 0 | 0 | 0 | 0 | 0 | 0 | 0 | 0 | 0 | 0 | 0 | 0 | 0 | 0 | 0 | 0 | 0 | 0 | 0 | 0 | 12
NO |  | 27 | 2011 | 5 | 31 | 31 |  | SHARE BELOW @ 55% |  | 0 | 0 |  | 0 | 0 | 0 |  | 0 | 0 | 0 | 0 | 0 | 0 | 0 | 0 | 0 | 0 | 0 | 0 | 0 | 0 | 0 | 0 | 0 | 0 | 0 | 0 | 0 | 0 | 0 | 12
NO |  | 27 | 2011 | 5 | 35 | 35 |  | MIAMI FORT | SEVEN MILE (MIAMI) | 345 | 345 | TOWER | 34.62 | 0 | 1 | 954ACSR* | 0 | 0 | 0 | 0 | 0 | 0 | 0 | 0 | 0 | 0 | 0 | 0 | 0 | 0 | 0 | 0 | 0 | 0 | 0 | 0 | 0 | 0 | 0 | 12
NO |  | 27 | 2011 | 6 | 7 | 7 |  | ASSOCIATED COMPANIES |  | 0 | 0 |  | 0 | 0 | 0 |  | 0 | 0 | 0 | 0 | 0 | 0 | 0 | 0 | 0 | 0 | 0 | 0 | 0 | 0 | 0 | 0 | 0 | 0 | 0 | 0 | 0 | 0 | 0 | 12
NO |  | 27 | 2011 | 6 | 16 | 16 |  | ASSOCIATED COMPANIES |  | 0 | 0 |  | 0 | 0 | 0 |  | 0 | 0 | 0 | 0 | 0 | 0 | 0 | 0 | 0 | 0 | 0 | 0 | 0 | 0 | 0 | 0 | 0 | 0 | 0 | 0 | 0 | 0 | 0 | 12
NO |  | 27 | 2011 | 1 | 22 | 22 |  | FOSTER STATION | BATH STATION | 345 | 345 | POLE | 15 | 0 | 1 | 1024.5MCM | 0 | 0 | 0 | 0 | 0 | 0 | 0 | 0 | 0 | 0 | 0 | 0 | 0 | 0 | 0 | 0 | 0 | 0 | 0 | 0 | 0 | 0 | 0 | 12
NO |  | 27 | 2011 | 1 | 25 | 25 |  | ------------- |  | 0 | 0 |  | 0 | 0 | 0 |  | 0 | 0 | 0 | 0 | 0 | 0 | 0 | 0 | 0 | 0 | 0 | 0 | 0 | 0 | 0 | 0 | 0 | 0 | 0 | 0 | 0 | 0 | 0 | 12
NO |  | 27 | 2011 | 2 | 14 | 14 |  | WARDS CORNER | LOOP THRU | 138 | 138 | POLE | 0.06 | 0 | 1 | 954ASCR | 0 | 0 | 0 | 0 | 0 | 0 | 0 | 0 | 0 | 0 | 0 | 0 | 0 | 0 | 0 | 0 | 0 | 0 | 0 | 0 | 0 | 0 | 0 | 12
NO |  | 27 | 2011 | 3 | 14 | 14 |  | WEST END | CHARLES | 138 | 138 | U/G | 1.12 | 0 | 1 | 2000CU | 0 | 0 | 0 | 0 | 0 | 0 | 0 | 0 | 0 | 0 | 0 | 0 | 0 | 0 | 0 | 0 | 0 | 0 | 0 | 0 | 0 | 0 | 0 | 12
NO |  | 27 | 2011 | 3 | 18 | 18 |  | GREENDALE | ROCHELLE | 138 | 138 | U/G | 1.32 | 0 | 1 | 2000CU | 0 | 0 | 0 | 0 | 0 | 0 | 0 | 0 | 0 | 0 | 0 | 0 | 0 | 0 | 0 | 0 | 0 | 0 | 0 | 0 | 0 | 0 | 0 | 12
NO |  | 27 | 2011 | 3 | 21 | 21 |  | ----------- |  | 0 | 0 |  | 0 | 0 | 0 |  | 0 | 0 | 0 | 0 | 0 | 0 | 0 | 0 | 0 | 0 | 0 | 0 | 0 | 0 | 0 | 0 | 0 | 0 | 0 | 0 | 0 | 0 | 0 | 12
NO |  | 27 | 2011 | 3 | 31 | 31 |  | AMANDA | YANKEE | 69 | 69 | SGL WOOD POLE | 0.89 | 0 | 1 | 954ACSR | 0 | 0 | 0 | 0 | 0 | 0 | 0 | 0 | 0 | 0 | 0 | 0 | 0 | 0 | 0 | 0 | 0 | 0 | 0 | 0 | 0 | 0 | 0 | 12
SI/SI | A | 27 | 2011 | 3 | 33 | 33 |  | 33 KV LINES: |  | 0 | 0 |  | 0 | 0 | 0 |  | 0 | 0 | 0 | 60294 | 248871 | 4804 | 313969 | 0 | 0 | 0 | 0 | 0 | 0 | 0 | 0 | 0 | 0 | 0 | 0 | 0 | 0 | 0 | 0 | 12
NO |  | 27 | 2011 | 3 | 35 | 35 |  | ----------- |  | 0 | 0 |  | 0 | 0 | 0 |  | 0 | 0 | 0 | 0 | 0 | 0 | 0 | 0 | 0 | 0 | 0 | 0 | 0 | 0 | 0 | 0 | 0 | 0 | 0 | 0 | 0 | 0 | 0 | 12
NO |  | 27 | 2011 | 4 | 2 | 2 |  | 33 KV TRANSMISSION POOL |  | 33 | 33 |  | 85.63 | 13.13 | 0 |  | 0 | 0 | 0 | 0 | 0 | 0 | 0 | 0 | 0 | 0 | 0 | 0 | 0 | 0 | 0 | 0 | 0 | 0 | 0 | 0 | 0 | 0 | 0 | 12
NO |  | 27 | 2011 | 4 | 4 | 4 |  | FULL OWNERSHIP |  | 0 | 0 |  | 0 | 0 | 0 |  | 0 | 0 | 0 | 0 | 0 | 0 | 0 | 0 | 0 | 0 | 0 | 0 | 0 | 0 | 0 | 0 | 0 | 0 | 0 | 0 | 0 | 0 | 0 | 12
NO |  | 27 | 2011 | 4 | 13 | 13 |  | BECKJORD | SILVER GROVE | 138 | 0 | POLE | 6.28 | 0 | 0 | 954ACSR | 0 | 0 | 0 | 0 | 0 | 0 | 0 | 0 | 0 | 0 | 0 | 0 | 0 | 0 | 0 | 0 | 0 | 0 | 0 | 0 | 0 | 0 | 0 | 12
NO |  | 27 | 2011 | 4 | 20 | 20 |  | --------------------------- |  | 0 | 0 |  | 0 | 0 | 0 |  | 0 | 0 | 0 | 0 | 0 | 0 | 0 | 0 | 0 | 0 | 0 | 0 | 0 | 0 | 0 | 0 | 0 | 0 | 0 | 0 | 0 | 0 | 0 | 12
NO |  | 27 | 2011 | 4 | 22 | 22 |  | CONESVILLE | HYATT (POINT Z) | 345 | 345 | TOWER | 56.98 | 0 | 1 | 954ACSR* | 0 | 0 | 0 | 0 | 0 | 0 | 0 | 0 | 0 | 0 | 0 | 0 | 0 | 0 | 0 | 0 | 0 | 0 | 0 | 0 | 0 | 0 | 0 | 12
NO |  | 27 | 2011 | 4 | 25 | 25 |  | ------------------------- |  | 0 | 0 |  | 0 | 0 | 0 |  | 0 | 0 | 0 | 0 | 0 | 0 | 0 | 0 | 0 | 0 | 0 | 0 | 0 | 0 | 0 | 0 | 0 | 0 | 0 | 0 | 0 | 0 | 0 | 12
NO |  | 27 | 2011 | 4 | 31 | 31 |  | RED BANK | TERMINAL | 345 | 345 | TOWER | 6.65 | 0 | 1 | 954ACSR* | 0 | 0 | 0 | 0 | 0 | 0 | 0 | 0 | 0 | 0 | 0 | 0 | 0 | 0 | 0 | 0 | 0 | 0 | 0 | 0 | 0 | 0 | 0 | 12
NO |  | 27 | 2011 | 4 | 34 | 34 |  | ------------------------ |  | 0 | 0 |  | 0 | 0 | 0 |  | 0 | 0 | 0 | 0 | 0 | 0 | 0 | 0 | 0 | 0 | 0 | 0 | 0 | 0 | 0 | 0 | 0 | 0 | 0 | 0 | 0 | 0 | 0 | 12
NO |  | 27 | 2011 | 5 | 13 | 13 |  | KILLEN (POINT O) | MARQUIS | 345 | 345 | TOWER | 32.01 | 0 | 1 | 983ACSR* | 0 | 0 | 0 | 0 | 0 | 0 | 0 | 0 | 0 | 0 | 0 | 0 | 0 | 0 | 0 | 0 | 0 | 0 | 0 | 0 | 0 | 0 | 0 | 12
NO |  | 27 | 2011 | 5 | 16 | 16 |  | HILLCREST | EASTWOOD | 138 | 138 | POLE WOOD | 9.62 | 0 | 1 | 954 ACSR | 0 | 0 | 0 | 0 | 0 | 0 | 0 | 0 | 0 | 0 | 0 | 0 | 0 | 0 | 0 | 0 | 0 | 0 | 0 | 0 | 0 | 0 | 0 | 12
NO |  | 27 | 2011 | 5 | 21 | 21 |  | ---------------------- |  | 0 | 0 |  | 0 | 0 | 0 |  | 0 | 0 | 0 | 0 | 0 | 0 | 0 | 0 | 0 | 0 | 0 | 0 | 0 | 0 | 0 | 0 | 0 | 0 | 0 | 0 | 0 | 0 | 0 | 12
NO |  | 27 | 2011 | 5 | 29 | 29 |  |  |  | 345 | 345 | TOWER | 0 | 14.87 | 1 |  | 0 | 0 | 0 | 0 | 0 | 0 | 0 | 0 | 0 | 0 | 0 | 0 | 0 | 0 | 0 | 0 | 0 | 0 | 0 | 0 | 0 | 0 | 0 | 12
NO |  | 27 | 2011 | 5 | 32 | 32 |  | ------------------------ |  | 0 | 0 |  | 0 | 0 | 0 |  | 0 | 0 | 0 | 0 | 0 | 0 | 0 | 0 | 0 | 0 | 0 | 0 | 0 | 0 | 0 | 0 | 0 | 0 | 0 | 0 | 0 | 0 | 0 | 12
NO |  | 27 | 2011 | 6 | 1 | 1 |  | MIAMI FORT | WOODSDALE | 345 | 345 | TOWER | 4.82 | 33.25 | 1 | 954ACSR* | 0 | 0 | 0 | 0 | 0 | 0 | 0 | 0 | 0 | 0 | 0 | 0 | 0 | 0 | 0 | 0 | 0 | 0 | 0 | 0 | 0 | 0 | 0 | 12
NO |  | 27 | 2011 | 6 | 3 | 3 |  | TT COMMONLY OWNED LINES |  | 0 | 0 |  | 0 | 0 | 0 |  | 0 | 0 | 0 | 0 | 0 | 0 | 0 | 0 | 0 | 0 | 0 | 0 | 0 | 0 | 0 | 0 | 0 | 0 | 0 | 0 | 0 | 0 | 0 | 12
NO |  | 27 | 2011 | 6 | 5 | 5 |  | TT EQUIVALENT SHARE |  | 0 | 0 |  | 0 | 0 | 0 |  | 0 | 0 | 0 | 0 | 0 | 0 | 0 | 0 | 0 | 0 | 0 | 0 | 0 | 0 | 0 | 0 | 0 | 0 | 0 | 0 | 0 | 0 | 0 | 12
NO |  | 27 | 2011 | 6 | 8 | 8 |  | -------------------- |  | 0 | 0 |  | 0 | 0 | 0 |  | 0 | 0 | 0 | 0 | 0 | 0 | 0 | 0 | 0 | 0 | 0 | 0 | 0 | 0 | 0 | 0 | 0 | 0 | 0 | 0 | 0 | 0 | 0 | 12
NO |  | 27 | 2011 | 6 | 10 | 10 |  | MIAMI POWER |  | 138 | 138 | TOWER | 0 | 0 | 0 |  | 0 | 0 | 0 | 0 | 0 | 0 | 0 | 0 | 0 | 0 | 0 | 0 | 0 | 0 | 0 | 0 | 0 | 0 | 0 | 0 | 0 | 0 | 0 | 12
NO |  | 27 | 2011 | 6 | 17 | 17 |  | WARREN STA | WARREN STA | 138 | 0 | POLE | 0.58 | 0 | 0 | 954ACSR | 0 | 0 | 0 | 0 | 0 | 0 | 0 | 0 | 0 | 0 | 0 | 0 | 0 | 0 | 0 | 0 | 0 | 0 | 0 | 0 | 0 | 0 | 0 | 12
SI/SI | A | 123 | 2011 | 0 | 1 | 1 |  | 34KV LINES & LESS |  | 34 | 34 | WOOD | 36.4 | 0.5 | 1 | VARIOUS | 42125 | 2074467 | 2116592 | 3139 | 2076 | 0 | 5215 | 0 | 0 | 0 | 0 | 0 | 0 | 0 | 0 | 0 | 0 | 0 | 0 | 0 | 0 | 0 | 0 | 12
SI/SI | A | 123 | 2011 | 0 | 4 | 4 |  | 69KV LINES |  | 69 | 69 | WOOD | 105.29 | 4.84 | 1 | VARIOUS | 206625 | 6258306 | 6464931 | 9588 | 6340 | 0 | 15928 | 0 | 0 | 0 | 0 | 0 | 0 | 0 | 0 | 0 | 0 | 0 | 0 | 0 | 0 | 0 | 0 | 12
SI/SI | S | 123 | 2011 | 0 | 6 | 6 |  | 69KV LINES |  | 69 | 69 | UNDERGROUND | 0.3 | 0 | 1 | 1200 MCM | 15285 | 439264 | 454549 | 674 | 446 | 0 | 1120 | 0 | 0 | 0 | 0 | 0 | 0 | 0 | 0 | 0 | 0 | 0 | 0 | 0 | 0 | 0 | 0 | 12
NO |  | 123 | 2011 | 0 | 36 | 36 |  | TOTAL |  | 0 | 0 |  | 141.99 | 5.34 | 3 |  | 264035 | 8772037 | 9036072 | 13401 | 8862 | 0 | 22263 | 0 | 0 | 0 | 0 | 0 | 0 | 0 | 0 | 0 | 0 | 0 | 0 | 0 | 0 | 0 | 0 | 12
NO |  | 179 | 2011 | 0 | 1 | 1 |  | East Shore Substa., NH | Totoket Jct (CL&P), No. Bfd | 345 | 345 | Steel Pole | 6.23 | 0 | 1 | 954KCMIL AC | 2705204 | 2024628 | 4729832 | 0 | 0 | 0 | 0 | 0 | 0 | 0 | 0 | 0 | 0 | 0 | 0 | 0 | 0 | 0 | 0 | 0 | 0 | 0 | 0 | 12
SI/NO | A | 179 | 2011 | 0 | 2 | 2 |  | East Shore Substa., NH | Totoket Jct (CL&P), No. Bfd | 115 | 115 | Steel Pole | 6.15 | 0.15 | 1 | 1272KCMIL AC | 991243 | 1433160 | 2424403 | 0 | 0 | 0 | 57346.0972 | 0 | 0 | 0 | 0 | 0 | 0 | 0 | 0 | 0 | 0 | 0 | 0 | 0 | 0 | 0 | 0 | 12
SI/NO | A | 179 | 2011 | 0 | 3 | 3 |  | Glen Lake Jct (CL&P), Wdbrg | Mix Ave Substa., Hamden | 115 | 115 | H Frame-Wood P | 2.9 | 0 | 1 | 556KCMIL AC | 195088 | 1908460 | 2103548 | 0 | 0 | 0 | 49756.6898 | 0 | 0 | 0 | 0 | 0 | 0 | 0 | 0 | 0 | 0 | 0 | 0 | 0 | 0 | 0 | 0 | 12
SI/NO | S | 179 | 2011 | 0 | 4 | 4 |  | Mix Aven Substa., Hamden | Sackett Substa., No. Haven | 115 | 115 | Underground | 2.32 | 0 | 1 | 1250KCMIL C | 20639 | 570773 | 591412 | 0 | 0 | 0 | 13989.081 | 0 | 0 | 0 | 0 | 0 | 0 | 0 | 0 | 0 | 0 | 0 | 0 | 0 | 0 | 0 | 0 | 12
SI/NO | A | 179 | 2011 | 0 | 5 | 5 |  | Sackett Substa., No. Haven | Grand Ave Substa., NH | 115 | 115 | Steel Pole | 4.2 | 0 | 1 | 1272KCMIL AC | 12452 | 4118266 | 4130718 | 0 | 0 | 0 | 97706.7574 | 0 | 0 | 0 | 0 | 0 | 0 | 0 | 0 | 0 | 0 | 0 | 0 | 0 | 0 | 0 | 0 | 12
SI/NO | S | 179 | 2011 | 0 | 6 | 6 |  | Pequonnock Substa., Bpt. | Barnum Ave-c/o Seaview | 115 | 115 | Underground | 2.82 | 0 | 2 | 1750KCMIL C | 85780 | 1147407 | 1233187 | 0 | 0 | 0 | 29169.4333 | 0 | 0 | 0 | 0 | 0 | 0 | 0 | 0 | 0 | 0 | 0 | 0 | 0 | 0 | 0 | 0 | 12
SI/NO | A | 179 | 2011 | 0 | 7 | 7 |  | Barnum Substa., Bpt. | Seaview to Trumbull Junct | 115 | 115 | Metal Tower | 3.87 | 0 | 2 | 795KCMIL AC | 194266 | 3146813 | 3341079 | 0 | 0 | 0 | 79028.8747 | 0 | 0 | 0 | 0 | 0 | 0 | 0 | 0 | 0 | 0 | 0 | 0 | 0 | 0 | 0 | 0 | 12
SI/NO | A | 179 | 2011 | 0 | 8 | 8 |  | Derby Jct (CL&P), Shelton | Indian Well Substa., Derby | 115 | 115 | Metal Tower | 1.47 | 0 | 1 | Various | 18532 | 451200 | 469732 | 0 | 0 | 0 | 11110.899 | 0 | 0 | 0 | 0 | 0 | 0 | 0 | 0 | 0 | 0 | 0 | 0 | 0 | 0 | 0 | 0 | 12
SI/NO | A | 179 | 2011 | 0 | 9 | 9 |  | Indian Well Substa., Derby | Ansonia Substa., Ansonia | 115 | 115 | Metal Tower | 2.61 | 0 | 1 | 4/0 AWG, C | 34152 | 1144208 | 1178360 | 0 | 0 | 0 | 27872.572 | 0 | 0 | 0 | 0 | 0 | 0 | 0 | 0 | 0 | 0 | 0 | 0 | 0 | 0 | 0 | 0 | 12
SI/NO | A | 179 | 2011 | 0 | 10 | 10 |  | Derby Jct (CL&P), Shelton | Ansonia Substa., Ansonia | 115 | 115 | Metal Tower | 4.08 | 0 | 1 | Various | 0 | 0 | 0 | 0 | 0 | 0 | 0 | 0 | 0 | 0 | 0 | 0 | 0 | 0 | 0 | 0 | 0 | 0 | 0 | 0 | 0 | 0 | 0 | 12
SI/NO | A | 179 | 2011 | 0 | 11 | 11 |  | Pease Rd jct (CL&P), Wdbrg | June St Substa., Wdbrg | 115 | 115 | Steel Pole | 0.77 | 0 | 2 | 1272KCMIL AC | 34947 | 284259 | 319206 | 0 | 0 | 0 | 7550.4024 | 0 | 0 | 0 | 0 | 0 | 0 | 0 | 0 | 0 | 0 | 0 | 0 | 0 | 0 | 0 | 0 | 12
SI/NO | S | 179 | 2011 | 0 | 12 | 12 |  | Grand Ave Substa., NH | W. River Switching Station | 115 | 115 | Underground75% | 5.38 | 0 | 2 | Varoius | 24981 | 3459889 | 3484870 | 0 | 0 | 0 | 82430.0637 | 0 | 0 | 0 | 0 | 0 | 0 | 0 | 0 | 0 | 0 | 0 | 0 | 0 | 0 | 0 | 0 | 12
SI/NO | A | 179 | 2011 | 0 | 13 | 13 |  | W. River Switching Station | Pequonnock Substation, Bpt | 115 | 115 | S Cat Tower | 15.71 | 0 | 2 | Various | 11676 | 10151901 | 10163577 | 0 | 0 | 0 | 240406.1842 | 0 | 0 | 0 | 0 | 0 | 0 | 0 | 0 | 0 | 0 | 0 | 0 | 0 | 0 | 0 | 0 | 12
SI/NO | A | 179 | 2011 | 0 | 14 | 14 |  | Pequonnock Substa., Bpt | Congress | 115 | 115 | S. Cat Tower | 0.7 | 0 | 2 | 1590KCMIL AC | 0 | 1525482 | 1525482 | 0 | 0 | 0 | 36083.291 | 0 | 0 | 0 | 0 | 0 | 0 | 0 | 0 | 0 | 0 | 0 | 0 | 0 | 0 | 0 | 0 | 12
SI/NO | A | 179 | 2011 | 0 | 15 | 15 |  | Pequonnock Substa., Bpt | Ash Creek Substa., Bpt | 115 | 115 | S Cat Tower | 3.72 | 0 | 1 | 1590KCMIL AC | 14577 | 993329 | 1007906 | 0 | 0 | 0 | 23840.7045 | 0 | 0 | 0 | 0 | 0 | 0 | 0 | 0 | 0 | 0 | 0 | 0 | 0 | 0 | 0 | 0 | 12
SI/NO | A | 179 | 2011 | 0 | 16 | 16 |  | Ash Creek Substa., Bpt | Westport Town Line (CL&P) | 115 | 115 | S Cat Tower | 3.78 | 0.28 | 1 | 1590KCMIL AC | 8826 | 603260 | 612086 | 0 | 0 | 0 | 14478.0976 | 0 | 0 | 0 | 0 | 0 | 0 | 0 | 0 | 0 | 0 | 0 | 0 | 0 | 0 | 0 | 0 | 12
SI/NO | S | 179 | 2011 | 0 | 17 | 17 |  | W. River Switching Station | Water St Substa., NH | 115 | 115 | Underground | 1.53 | 0 | 1 | 2250KCMIL C | 0 | 962216 | 962216 | 0 | 0 | 0 | 22759.967 | 0 | 0 | 0 | 0 | 0 | 0 | 0 | 0 | 0 | 0 | 0 | 0 | 0 | 0 | 0 | 0 | 12
SI/NO | S | 179 | 2011 | 0 | 18 | 18 |  | Water St. Substa., NH | Grand Ave., NH | 115 | 115 | Underground25% | 1.45 | 0 | 1 | 2250KCMIL C | 0 | 814947 | 814947 | 0 | 0 | 0 | 19276.5105 | 0 | 0 | 0 | 0 | 0 | 0 | 0 | 0 | 0 | 0 | 0 | 0 | 0 | 0 | 0 | 0 | 12
SI/NO | A | 179 | 2011 | 0 | 19 | 19 |  | Grand Ave Substa., NH | Cedar Hill Junction | 115 | 115 | Steel Pole | 1.3 | 0 | 1 | 1500KCMIL C | 0 | 439941 | 439941 | 0 | 0 | 0 | 10406.2317 | 0 | 0 | 0 | 0 | 0 | 0 | 0 | 0 | 0 | 0 | 0 | 0 | 0 | 0 | 0 | 0 | 12
SI/NO | A | 179 | 2011 | 0 | 20 | 20 |  | Cedar Hil Jct, NH | Quinnipiac Substa., NH | 115 | 115 | Steel Pole | 1.04 | 0 | 2 | 1272KCMIL AC | 7814 | 974476 | 982290 | 0 | 0 | 0 | 23234.7913 | 0 | 0 | 0 | 0 | 0 | 0 | 0 | 0 | 0 | 0 | 0 | 0 | 0 | 0 | 0 | 0 | 12
SI/NO | A | 179 | 2011 | 0 | 21 | 21 |  | Cedar Hill Jct, NH | No. Haven Sub., No. Haven | 115 | 115 | Steel Pole | 7.15 | 0 | 1 | 1272KCMIL AC | 0 | 1401454 | 1401454 | 0 | 0 | 0 | 33149.5701 | 0 | 0 | 0 | 0 | 0 | 0 | 0 | 0 | 0 | 0 | 0 | 0 | 0 | 0 | 0 | 0 | 12
SI/NO | A | 179 | 2011 | 0 | 22 | 22 |  | North Haven Substa., NH | Wharton Brook Junction | 115 | 115 | Steel Pole | 1.67 | 0 | 2 | 1272KCMIL AC | 1269 | 628749 | 630018 | 0 | 0 | 0 | 14902.2557 | 0 | 0 | 0 | 0 | 0 | 0 | 0 | 0 | 0 | 0 | 0 | 0 | 0 | 0 | 0 | 0 | 12
SI/NO | A | 179 | 2011 | 0 | 23 | 23 |  | New Haven Harbor Station | East Shore Substa., NH | 115 | 115 | Steel Pole | 0 | 0 | 1 | 1590KCMIL AC | 663341 | 0 | 663341 | 0 | 0 | 0 | 15690.4679 | 0 | 0 | 0 | 0 | 0 | 0 | 0 | 0 | 0 | 0 | 0 | 0 | 0 | 0 | 0 | 0 | 12
SI/NO | A | 179 | 2011 | 0 | 24 | 24 |  | East Shore Substa., NH | Grand Ave Substa., NH | 115 | 115 | Steel Pole | 1.53 | 0 | 2 | 1590KCMIL AC | 34081 | 9838618 | 9872699 | 0 | 0 | 0 | 233525.8438 | 0 | 0 | 0 | 0 | 0 | 0 | 0 | 0 | 0 | 0 | 0 | 0 | 0 | 0 | 0 | 0 | 12
SI/NO | A | 179 | 2011 | 0 | 25 | 25 |  | Pequonnock Substa. | Westport town line (CL&P) | 115 | 115 | Metal Tower | 6.84 | 0 | 1 | Various | 0 | 13422091 | 13422091 | 0 | 0 | 0 | 317482.0913 | 0 | 0 | 0 | 0 | 0 | 0 | 0 | 0 | 0 | 0 | 0 | 0 | 0 | 0 | 0 | 0 | 12
SI/NO | S | 179 | 2011 | 0 | 26 | 26 |  | Mill River Substa., NH | Broadway, NH | 115 | 115 | Underground | 1.66 | 0 | 1 | 1500KCMIL C | 0 | 4926637 | 4926637 | 0 | 0 | 0 | 116533.1853 | 0 | 0 | 0 | 0 | 0 | 0 | 0 | 0 | 0 | 0 | 0 | 0 | 0 | 0 | 0 | 0 | 12
SI/NO | S | 179 | 2011 | 0 | 27 | 27 |  | Broadway Substa., NH | Water Street, NH | 115 | 115 | Underground | 1.49 | 0 | 1 | 1500KCMIL C | 0 | 4074626 | 4074626 | 0 | 0 | 0 | 96379.9742 | 0 | 0 | 0 | 0 | 0 | 0 | 0 | 0 | 0 | 0 | 0 | 0 | 0 | 0 | 0 | 0 | 12
NO |  | 179 | 2011 | 0 | 28 | 28 |  | Singer Substation | UI / NU Jct | 345 | 345 | Underground | 11.2 | 0 | 2 | 3000 Cu | 0 | 174208127 | 174208127 | 0 | 0 | 0 | 0 | 0 | 0 | 0 | 0 | 0 | 0 | 0 | 0 | 0 | 0 | 0 | 0 | 0 | 0 | 0 | 0 | 12
SI/NO | S | 179 | 2011 | 0 | 29 | 29 |  | Singer Substation | Pequonnock | 115 | 115 | Underground | 0.43 | 0 | 1 | 3-3500 Cu (XLPE) | 0 | 5643672 | 5643672 | 0 | 0 | 0 | 133493.7149 | 0 | 0 | 0 | 0 | 0 | 0 | 0 | 0 | 0 | 0 | 0 | 0 | 0 | 0 | 0 | 0 | 12
SI/NO | S | 179 | 2011 | 0 | 30 | 30 |  | Singer Substation | BE | 115 | 115 | Underground | 0.17 | 0 | 1 | Various | 0 | 1946216 | 1946216 | 0 | 0 | 0 | 46035.2061 | 0 | 0 | 0 | 0 | 0 | 0 | 0 | 0 | 0 | 0 | 0 | 0 | 0 | 0 | 0 | 0 | 12
SI/NO | A | 179 | 2011 | 0 | 31 | 31 |  | Devon Tie (UI) | Debon(NU) | 115 | 115 | Included in-13 | 0 | 0 | 0 |  | 0 | 0 | 0 | 0 | 0 | 0 | 0 | 0 | 0 | 0 | 0 | 0 | 0 | 0 | 0 | 0 | 0 | 0 | 0 | 0 | 0 | 0 | 0 | 12
NO |  | 179 | 2011 | 0 | 32 | 32 |  | East Shore Tap | Halvarsson | 345 | 115 | Included in-1 | 0 | 0 | 0 |  | 0 | 0 | 0 | 0 | 0 | 0 | 0 | 0 | 0 | 0 | 0 | 0 | 0 | 0 | 0 | 0 | 0 | 0 | 0 | 0 | 0 | 0 | 0 | 12
NO |  | 179 | 2011 | 0 | 36 | 36 |  | TOTAL |  | 0 | 0 |  | 104.17 | 0.43 | 40 |  | 13227836 | 253193155 | 266420991 | 0 | 0 | 0 | 0 | 0 | 0 | 0 | 0 | 0 | 0 | 0 | 0 | 0 | 0 | 0 | 0 | 0 | 0 | 0 | 0 | 12
SI/NO | A | 179 | 2011 | 0 | 33 | 33 |  | Resco Tap |  | 115 | 115 | Included in-15 | 0 | 0 | 0 |  | 0 | 0 | 0 | 0 | 0 | 0 | 0 | 0 | 0 | 0 | 0 | 0 | 0 | 0 | 0 | 0 | 0 | 0 | 0 | 0 | 0 | 0 | 0 | 12
SI/NO | A | 179 | 2011 | 0 | 34 | 34 |  | Union Ave Substaion |  | 115 | 115 | Included in-17 | 0 | 0 | 0 |  | 0 | 0 | 0 | 0 | 0 | 0 | 0 | 0 | 0 | 0 | 0 | 0 | 0 | 0 | 0 | 0 | 0 | 0 | 0 | 0 | 0 | 0 | 0 | 12
NO |  | 179 | 2011 | 0 | 35 | 35 |  | Misc Transmission Substatin |  | 0 | 0 |  | 0 | 0 | 0 |  | 8168968 | 948350 | 9117318 | 0 | 0 | 0 | 0 | 0 | 0 | 0 | 0 | 0 | 0 | 0 | 0 | 0 | 0 | 0 | 0 | 0 | 0 | 0 | 0 | 12
NO |  | 82 | 2011 | 0 | 1 | 1 |  | Pocket | Pineville | 500 | 500 | ST | 35.48 | 0 | 0 | 954mcm | 1385561 | 15459178 | 16844739 | 0 | 0 | 0 | 0 | 0 | 0 | 0 | 0 | 0 | 0 | 0 | 610821000 | 0 | 0 | 0 | 0 | 0 | 0 | 0 | 0 | 12
NO |  | 82 | 2011 | 0 | 2 | 2 |  | Pocket | Phipps Bend | 500 | 500 | ST | 21.39 | 0 | 0 | 954mcm | 280371 | 7950059 | 8230430 | 0 | 0 | 0 | 0 | 0 | 0 | 0 | 0 | 0 | 0 | 0 | 610821049 | 0 | 0 | 0 | 0 | 0 | 0 | 0 | 0 | 12
NO |  | 82 | 2011 | 0 | 4 | 4 |  | Ghent Plant | Brown North | 345 | 345 | ST | 113.87 | 0 | 0 | 795mcm | 2495681 | 16990017 | 19485698 | 0 | 0 | 0 | 0 | 0 | 0 | 0 | 0 | 0 | 0 | 0 | 610821001 | 0 | 0 | 0 | 0 | 0 | 0 | 0 | 0 | 12
NO |  | 82 | 2011 | 0 | 5 | 5 |  | Ghent Plant | Batesville | 345 | 345 | ST | 7.8 | 0 | 0 | 954mcm | 437159 | 6003194 | 6440353 | 0 | 0 | 0 | 0 | 0 | 0 | 0 | 0 | 0 | 0 | 0 | 610821002 | 0 | 0 | 0 | 0 | 0 | 0 | 0 | 0 | 12
NO |  | 82 | 2011 | 0 | 6 | 6 |  | Brown Plant | Elmer Smith | 345 | 345 | HF &ST | 171.06 | 0 | 0 | 954mcm | 1615764 | 17774802 | 19390566 | 0 | 0 | 0 | 0 | 0 | 0 | 0 | 0 | 0 | 0 | 0 | 610821003 | 0 | 0 | 0 | 0 | 0 | 0 | 0 | 0 | 12
NO |  | 82 | 2011 | 0 | 7 | 7 |  | Brown North | K.U. Park | 345 | 345 | ST | 102.47 | 0 | 2 | 954mcm | 1111580 | 21484538 | 22596118 | 0 | 0 | 0 | 0 | 0 | 0 | 0 | 0 | 0 | 0 | 0 | 0 | 0 | 0 | 0 | 0 | 0 | 0 | 0 | 0 | 12
NO |  | 82 | 2011 | 0 | 8 | 8 |  | Grahamville | DOE | 161 | 161 | SP | 1.69 | 0 | 0 | 1272mcm | 0 | 2444040 | 2444040 | 0 | 0 | 0 | 0 | 0 | 0 | 0 | 0 | 0 | 0 | 0 | 0 | 0 | 0 | 0 | 0 | 0 | 0 | 0 | 0 | 12
NO |  | 82 | 2011 | 0 | 9 | 9 |  | Green River | AEC Buss | 161 | 161 | HF,ST & WP | 181.4 | 0 | 0 | 556mcm | 1284447 | 14075955 | 15360402 | 0 | 0 | 0 | 0 | 0 | 0 | 0 | 0 | 0 | 0 | 0 | 610821004 | 0 | 0 | 0 | 0 | 0 | 0 | 0 | 0 | 12
NO |  | 82 | 2011 | 0 | 10 | 10 |  | Green River | Morganfield | 161 | 161 | HF & WP | 55.38 | 0 | 0 | 556mcm | 268660 | 2065603 | 2334263 | 0 | 0 | 0 | 0 | 0 | 0 | 0 | 0 | 0 | 0 | 0 | 610821005 | 0 | 0 | 0 | 0 | 0 | 0 | 0 | 0 | 12
NO |  | 82 | 2011 | 0 | 11 | 11 |  | Elihu | Dorchester | 161 | 161 | HF & ST | 86.06 | 0 | 0 | 556mcm | 270147 | 4140756 | 4410903 | 0 | 0 | 0 | 0 | 0 | 0 | 0 | 0 | 0 | 0 | 0 | 610821006 | 0 | 0 | 0 | 0 | 0 | 0 | 0 | 0 | 12
NO |  | 82 | 2011 | 0 | 12 | 12 |  | Lake Reba | Dorchester | 161 | 161 | HF & ST | 99.15 | 0 | 1 | 556mcm | 559988 | 4757149 | 5317137 | 0 | 0 | 0 | 0 | 0 | 0 | 0 | 0 | 0 | 0 | 0 | 0 | 0 | 0 | 0 | 0 | 0 | 0 | 0 | 0 | 12
NO |  | 82 | 2011 | 0 | 13 | 13 |  | Pineville | Harlan | 161 | 161 | HF & WP | 48.34 | 0 | 0 | 795mcm | 300849 | 6242117 | 6542966 | 0 | 0 | 0 | 0 | 0 | 0 | 0 | 0 | 0 | 0 | 0 | 610821007 | 0 | 0 | 0 | 0 | 0 | 0 | 0 | 0 | 12
NO |  | 82 | 2011 | 0 | 14 | 14 |  | Pineville 149 | Pineville 192 | 161 | 161 | HF | 0.12 | 0 | 1 | 954mcm | 0 | 14306 | 14306 | 0 | 0 | 0 | 0 | 0 | 0 | 0 | 0 | 0 | 0 | 0 | 0 | 0 | 0 | 0 | 0 | 0 | 0 | 0 | 0 | 12
NO |  | 82 | 2011 | 0 | 15 | 15 |  | East Ky. Power | Taylor County | 161 | 161 | SP | 3.97 | 0 | 1 | 556mcm | 261988 | 307188 | 569176 | 0 | 0 | 0 | 0 | 0 | 0 | 0 | 0 | 0 | 0 | 0 | 0 | 0 | 0 | 0 | 0 | 0 | 0 | 0 | 0 | 12
NO |  | 82 | 2011 | 0 | 16 | 16 |  | Imboden | Harlan | 161 | 161 | HF,SP,WP,ST | 43.82 | 0 | 0 | 795mcm | 84143 | 4697455 | 4781598 | 0 | 0 | 0 | 0 | 0 | 0 | 0 | 0 | 0 | 0 | 0 | 610821008 | 0 | 0 | 0 | 0 | 0 | 0 | 0 | 0 | 12
NO |  | 82 | 2011 | 0 | 18 | 18 |  | Ghent Plant | Brown Plant | 138 | 138 | ST | 90.47 | 0 | 0 | 954mcm | 419701 | 5837035 | 6256736 | 0 | 0 | 0 | 0 | 0 | 0 | 0 | 0 | 0 | 0 | 0 | 610821009 | 0 | 0 | 0 | 0 | 0 | 0 | 0 | 0 | 12
NO |  | 82 | 2011 | 0 | 19 | 19 |  | Brown Plant | Green River | 138 | 138 | HF,SP & ST | 169.18 | 0 | 0 | 556mcm | 381153 | 12811298 | 13192451 | 0 | 0 | 0 | 0 | 0 | 0 | 0 | 0 | 0 | 0 | 0 | 610821010 | 0 | 0 | 0 | 0 | 0 | 0 | 0 | 0 | 12
NO |  | 82 | 2011 | 0 | 20 | 20 |  | Kenton | Rodburn | 138 | 138 | HF | 45.74 | 0 | 1 | 397mcm | 98119 | 1298430 | 1396549 | 0 | 0 | 0 | 0 | 0 | 0 | 0 | 0 | 0 | 0 | 0 | 0 | 0 | 0 | 0 | 0 | 0 | 0 | 0 | 0 | 12
NO |  | 82 | 2011 | 0 | 21 | 21 |  | Green River | Brown North | 138 | 138 | HF & ST | 166.58 | 0 | 0 | 795mcm | 732413 | 66178781 | 66911194 | 0 | 0 | 0 | 0 | 0 | 0 | 0 | 0 | 0 | 0 | 0 | 610821011 | 0 | 0 | 0 | 0 | 0 | 0 | 0 | 0 | 12
NO |  | 82 | 2011 | 0 | 22 | 22 |  | Fawkes | Rodburn | 138 | 138 | HF,ST & WP | 64.52 | 0 | 1 | 556mcm | 579168 | 2233650 | 2812818 | 0 | 0 | 0 | 0 | 0 | 0 | 0 | 0 | 0 | 0 | 0 | 0 | 0 | 0 | 0 | 0 | 0 | 0 | 0 | 0 | 12
NO |  | 82 | 2011 | 0 | 23 | 23 |  | Clifty Creek | Carrollton | 138 | 138 | HF,SP,ST,WP | 144.71 | 0 | 0 | 795mcm | 891092 | 15217694 | 16108786 | 0 | 0 | 0 | 0 | 0 | 0 | 0 | 0 | 0 | 0 | 0 | 610821012 | 0 | 0 | 0 | 0 | 0 | 0 | 0 | 0 | 12
NO |  | 82 | 2011 | 0 | 24 | 24 |  | Brown Plant | Lake Reba | 138 | 138 | HF | 29.44 | 0 | 1 | 556mcm | 80240 | 1215179 | 1295419 | 0 | 0 | 0 | 0 | 0 | 0 | 0 | 0 | 0 | 0 | 0 | 0 | 0 | 0 | 0 | 0 | 0 | 0 | 0 | 0 | 12
NO |  | 82 | 2011 | 0 | 25 | 25 |  | Brown Plant | Haefling | 138 | 138 | HF,SP,ST,WP | 29.32 | 0 | 0 | 795mcm | 191989 | 4967477 | 5159466 | 0 | 0 | 0 | 0 | 0 | 0 | 0 | 0 | 0 | 0 | 0 | 610821013 | 0 | 0 | 0 | 0 | 0 | 0 | 0 | 0 | 12
NO |  | 82 | 2011 | 0 | 26 | 26 |  | Ghent Plant | Kenton Station | 138 | 138 | HF & WF | 72.78 | 0 | 1 | 795mcm | 446861 | 5438171 | 5885032 | 0 | 0 | 0 | 0 | 0 | 0 | 0 | 0 | 0 | 0 | 0 | 0 | 0 | 0 | 0 | 0 | 0 | 0 | 0 | 0 | 12
NO |  | 82 | 2011 | 0 | 27 | 27 |  | Ghent Plant | Adams | 138 | 138 | HF,SP & ST | 56.77 | 0 | 0 | 795mcm | 245501 | 5190941 | 5436442 | 0 | 0 | 0 | 0 | 0 | 0 | 0 | 0 | 0 | 0 | 0 | 610821014 | 0 | 0 | 0 | 0 | 0 | 0 | 0 | 0 | 12
NO |  | 82 | 2011 | 0 | 28 | 28 |  | Hardin County | Rogersville | 138 | 138 | HF | 10.24 | 0 | 1 | 795mcm | 245093 | 953484 | 1198577 | 0 | 0 | 0 | 0 | 0 | 0 | 0 | 0 | 0 | 0 | 0 | 0 | 0 | 0 | 0 | 0 | 0 | 0 | 0 | 0 | 12
NO |  | 82 | 2011 | 0 | 29 | 29 |  | Virginia City | Clinch River ( AEP Int. Pt) | 138 | 138 | HF | 7.89 | 0 | 1 | 795mcm | 344137 | 4788455 | 5132592 | 0 | 0 | 0 | 0 | 0 | 0 | 0 | 0 | 0 | 0 | 0 | 0 | 0 | 0 | 0 | 0 | 0 | 0 | 0 | 0 | 12
SI/SI | A | 82 | 2011 | 0 | 30 | 30 |  | 69KV Lines |  | 69 | 69 | Various | 2218.75 | 0 | 0 | Various | 8294395 | 156619227 | 164913622 | 0 | 0 | 0 | 2030628.0624 | 0 | 0 | 0 | 0 | 0 | 0 | 0 | 610821015 | 0 | 0 | 0 | 0 | 0 | 0 | 0 | 0 | 12
NO |  | 82 | 2011 | 0 | 34 | 34 |  | Exp Applicable to All Lines |  | 0 | 0 |  | 0 | 0 | 0 |  | 0 | 0 | 0 | 466728 | 4736339 | 97338 | 5300405 | 0 | 0 | 0 | 0 | 0 | 0 | 0 | 0 | 0 | 0 | 0 | 0 | 0 | 0 | 0 | 0 | 12
NO |  | 82 | 2011 | 0 | 36 | 36 |  | TOTAL |  | 0 | 0 |  | 4078.39 | 0 | 11 |  | 23306200 | 407156179 | 430462379 | 466728 | 4736339 | 97338 | 5300405 | 0 | 0 | 0 | 0 | 0 | 0 | 0 | 0 | 0 | 0 | 0 | 0 | 0 | 0 | 0 | 0 | 12
NO |  | 88 | 2011 | 0 | 1 | 1 |  | Mill Creek Sub | Paddy's West Sub | 345 | 345 | ST | 14.54 | 0 | 2 | 954 mcm | 113337 | 2619695 | 2733032 | 0 | 0 | 0 | 0 | 0 | 0 | 0 | 0 | 0 | 0 | 0 | 0 | 0 | 0 | 0 | 0 | 0 | 0 | 0 | 0 | 12
NO |  | 88 | 2011 | 0 | 2 | 2 |  | Paddy's West Sub | Northside Sub | 345 | 345 | ST, SP | 14.52 | 0 | 1 | 1024.5 mcm | 102753 | 4109451 | 4212204 | 0 | 0 | 0 | 0 | 0 | 0 | 0 | 0 | 0 | 0 | 0 | 0 | 0 | 0 | 0 | 0 | 0 | 0 | 0 | 0 | 12
NO |  | 88 | 2011 | 0 | 3 | 3 |  | Trimble County Sub | Clifty Creek Sub | 345 | 345 | ST,WP | 12.35 | 0 | 2 | 954 mcm | 0 | 2746513 | 2746513 | 0 | 0 | 0 | 0 | 0 | 0 | 0 | 0 | 0 | 0 | 0 | 0 | 0 | 0 | 0 | 0 | 0 | 0 | 0 | 0 | 12
NO |  | 88 | 2011 | 0 | 4 | 4 |  | Blue Lick Sub | Middletown Sub | 345 | 345 | ST | 0.12 | 19.22 | 1 | 954 mcm | 0 | 807000 | 807000 | 0 | 0 | 0 | 0 | 0 | 0 | 0 | 0 | 0 | 0 | 0 | 0 | 0 | 0 | 0 | 0 | 0 | 0 | 0 | 0 | 12
NO |  | 88 | 2011 | 0 | 5 | 5 |  | Buckner | Wises Landing | 345 | 345 | ST,SP | 0.32 | 13.11 | 1 | 954 mcm | 0 | 2990335 | 2990335 | 0 | 0 | 0 | 0 | 0 | 0 | 0 | 0 | 0 | 0 | 0 | 0 | 0 | 0 | 0 | 0 | 0 | 0 | 0 | 0 | 12
NO |  | 88 | 2011 | 0 | 6 | 6 |  | Middletown | Buckner | 345 | 345 | ST,SP | 0.23 | 13.89 | 1 | 954 mcm | 0 | 2660313 | 2660313 | 0 | 0 | 0 | 0 | 0 | 0 | 0 | 0 | 0 | 0 | 0 | 0 | 0 | 0 | 0 | 0 | 0 | 0 | 0 | 0 | 12
NO |  | 88 | 2011 | 0 | 7 | 7 |  | Middletown Sub | Trimble County Sub | 345 | 345 | ST | 27.96 | 0 | 1 | 954mcm | 479907 | 7450485 | 7930392 | 0 | 0 | 0 | 0 | 0 | 0 | 0 | 0 | 0 | 0 | 0 | 0 | 0 | 0 | 0 | 0 | 0 | 0 | 0 | 0 | 12
NO |  | 88 | 2011 | 0 | 8 | 8 |  | Mill Creek Sub | Blue Lick Sub | 345 | 345 | ST | 0.24 | 11.8 | 1 | 954 mcm | 0 | 445553 | 445553 | 0 | 0 | 0 | 0 | 0 | 0 | 0 | 0 | 0 | 0 | 0 | 0 | 0 | 0 | 0 | 0 | 0 | 0 | 0 | 0 | 12
NO |  | 88 | 2011 | 0 | 9 | 9 |  | Mill Creek Sub | Middletown Sub | 345 | 345 | ST | 31.36 | 0 | 1 | 954 mcm | 314954 | 4035923 | 4350877 | 0 | 0 | 0 | 0 | 0 | 0 | 0 | 0 | 0 | 0 | 0 | 0 | 0 | 0 | 0 | 0 | 0 | 0 | 0 | 0 | 12
NO |  | 88 | 2011 | 0 | 10 | 10 |  | Paddy's Run Sub | T.V.A. Tower | 161 | 161 | ST | 66.16 | 50.25 | 2 | 500 mcm | 98666 | 2425288 | 2523954 | 0 | 0 | 0 | 0 | 0 | 0 | 0 | 0 | 0 | 0 | 0 | 0 | 0 | 0 | 0 | 0 | 0 | 0 | 0 | 0 | 12
NO |  | 88 | 2011 | 0 | 11 | 11 |  | Appl Park Switching Station | Middletown Sub | 138 | 138 | ST | 0.08 | 12.56 | 1 | 795 mcm | 102525 | 928157 | 1030682 | 0 | 0 | 0 | 0 | 0 | 0 | 0 | 0 | 0 | 0 | 0 | 0 | 0 | 0 | 0 | 0 | 0 | 0 | 0 | 0 | 12
NO |  | 88 | 2011 | 0 | 12 | 12 |  | Appl Park Switching Station | Ethel Sub | 138 | 138 | WP, ST | 1.95 | 0 | 1 | 795 mcm | 862 | 331271 | 332133 | 0 | 0 | 0 | 0 | 0 | 0 | 0 | 0 | 0 | 0 | 0 | 0 | 0 | 0 | 0 | 0 | 0 | 0 | 0 | 0 | 12
NO |  | 88 | 2011 | 0 | 13 | 13 |  | Ashbottom Sub | Appl Park Switching Station | 138 | 138 | ST | 4.61 | 1.3 | 1 | 795 mcm | 42502 | 490157 | 532659 | 0 | 0 | 0 | 0 | 0 | 0 | 0 | 0 | 0 | 0 | 0 | 0 | 0 | 0 | 0 | 0 | 0 | 0 | 0 | 0 | 12
NO |  | 88 | 2011 | 0 | 14 | 14 |  | Grade Lane | Fern Valley Sub | 138 | 138 | ST,SP | 2.79 | 0 | 1 | 795 mcm | 0 | 300055 | 300055 | 0 | 0 | 0 | 0 | 0 | 0 | 0 | 0 | 0 | 0 | 0 | 0 | 0 | 0 | 0 | 0 | 0 | 0 | 0 | 0 | 12
NO |  | 88 | 2011 | 0 | 15 | 15 |  | Ashbottom | Grade Lane | 138 | 138 | ST,SP | 0.92 | 0 | 1 | 795 mcm | 0 | 186861 | 186861 | 0 | 0 | 0 | 0 | 0 | 0 | 0 | 0 | 0 | 0 | 0 | 0 | 0 | 0 | 0 | 0 | 0 | 0 | 0 | 0 | 12
NO |  | 88 | 2011 | 0 | 16 | 16 |  | Ashbottom Sub | Manslick Sub | 138 | 138 | WP, ST | 3.43 | 0 | 1 | 795 mcm | 0 | 420671 | 420671 | 0 | 0 | 0 | 0 | 0 | 0 | 0 | 0 | 0 | 0 | 0 | 0 | 0 | 0 | 0 | 0 | 0 | 0 | 0 | 0 | 12
NO |  | 88 | 2011 | 0 | 17 | 17 |  | Ashby Sub | Pleasure Ridge Park Sub | 138 | 138 | WP,SP,CP | 2.82 | 0 | 1 | 1272 mcm | 0 | 1021519 | 1021519 | 0 | 0 | 0 | 0 | 0 | 0 | 0 | 0 | 0 | 0 | 0 | 0 | 0 | 0 | 0 | 0 | 0 | 0 | 0 | 0 | 12
NO |  | 88 | 2011 | 0 | 18 | 18 |  | Beargrass Sub | Lyndon South Sub | 138 | 138 | ST | 0.1 | 7.33 | 1 | 795 mcm | 0 | 121582 | 121582 | 0 | 0 | 0 | 0 | 0 | 0 | 0 | 0 | 0 | 0 | 0 | 0 | 0 | 0 | 0 | 0 | 0 | 0 | 0 | 0 | 12
NO |  | 88 | 2011 | 0 | 19 | 19 |  | Beargrass Sub | Middletown Sub | 138 | 138 | ST | 9.06 | 5.53 | 2 | 795 mcm | 159406 | 1282428 | 1441834 | 0 | 0 | 0 | 0 | 0 | 0 | 0 | 0 | 0 | 0 | 0 | 0 | 0 | 0 | 0 | 0 | 0 | 0 | 0 | 0 | 12
NO |  | 88 | 2011 | 0 | 20 | 20 |  | Beargrass Sub | Northside Sub | 138 | 138 | ST,SP | 6.37 | 0 | 1 | 1024.5 mcm | 67983 | 2284633 | 2352616 | 0 | 0 | 0 | 0 | 0 | 0 | 0 | 0 | 0 | 0 | 0 | 0 | 0 | 0 | 0 | 0 | 0 | 0 | 0 | 0 | 12
NO |  | 88 | 2011 | 0 | 21 | 21 |  | Beargrass Sub | Northside Sub | 138 | 138 | ST | 0.23 | 6.11 | 1 | 1024.5 mcm | 6427 | 527124 | 533551 | 0 | 0 | 0 | 0 | 0 | 0 | 0 | 0 | 0 | 0 | 0 | 0 | 0 | 0 | 0 | 0 | 0 | 0 | 0 | 0 | 12
NO |  | 88 | 2011 | 0 | 22 | 22 |  | Breckenridge Sub | Hurstbourne Sub | 138 | 138 | WP, SP,CP | 3.89 | 0.17 | 1 | 1272 mcm | 15419 | 1425739 | 1441158 | 0 | 0 | 0 | 0 | 0 | 0 | 0 | 0 | 0 | 0 | 0 | 0 | 0 | 0 | 0 | 0 | 0 | 0 | 0 | 0 | 12
NO |  | 88 | 2011 | 0 | 23 | 23 |  | Campground | Cane Run Switching Station | 138 | 138 | ST | 3.08 | 3.29 | 2 | 795 mcm | 8216 | 227384 | 235600 | 0 | 0 | 0 | 0 | 0 | 0 | 0 | 0 | 0 | 0 | 0 | 0 | 0 | 0 | 0 | 0 | 0 | 0 | 0 | 0 | 12
NO |  | 88 | 2011 | 0 | 24 | 24 |  | Canal Sub | Waterside West | 138 | 138 | ST | 0.23 | 0.87 | 1 | 795 mcm | 0 | 326677 | 326677 | 0 | 0 | 0 | 0 | 0 | 0 | 0 | 0 | 0 | 0 | 0 | 0 | 0 | 0 | 0 | 0 | 0 | 0 | 0 | 0 | 12
NO |  | 88 | 2011 | 0 | 25 | 25 |  | Cane Run Switching Station | Ashbottom Sub | 138 | 138 | ST | 9.64 | 7.87 | 3 | 795 mcm | 38205 | 1212277 | 1250482 | 0 | 0 | 0 | 0 | 0 | 0 | 0 | 0 | 0 | 0 | 0 | 0 | 0 | 0 | 0 | 0 | 0 | 0 | 0 | 0 | 12
NO |  | 88 | 2011 | 0 | 26 | 26 |  | Cane Run | Cane Run Switching Station | 138 | 138 | ST,WP | 5.1 | 0 | 2 | 795 mcm | 18788 | 408209 | 426997 | 0 | 0 | 0 | 0 | 0 | 0 | 0 | 0 | 0 | 0 | 0 | 0 | 0 | 0 | 0 | 0 | 0 | 0 | 0 | 0 | 12
NO |  | 88 | 2011 | 0 | 27 | 27 |  | Cane Run | Cane Run Switching Station | 138 | 138 | ST ,WP | 0.46 | 2.23 | 2 | 795 mcm | 0 | 191740 | 191740 | 0 | 0 | 0 | 0 | 0 | 0 | 0 | 0 | 0 | 0 | 0 | 0 | 0 | 0 | 0 | 0 | 0 | 0 | 0 | 0 | 12
NO |  | 88 | 2011 | 0 | 28 | 28 |  | Cane Run | Cane Run Switching Station | 138 | 138 | ST | 2.56 | 0 | 1 | 954 mcm | 0 | 156147 | 156147 | 0 | 0 | 0 | 0 | 0 | 0 | 0 | 0 | 0 | 0 | 0 | 0 | 0 | 0 | 0 | 0 | 0 | 0 | 0 | 0 | 12
NO |  | 88 | 2011 | 0 | 29 | 29 |  | Cane Run | Cane Run Switching Station | 138 | 138 | ST | 0.26 | 2.33 | 1 | 954 mcm | 0 | 112910 | 112910 | 0 | 0 | 0 | 0 | 0 | 0 | 0 | 0 | 0 | 0 | 0 | 0 | 0 | 0 | 0 | 0 | 0 | 0 | 0 | 0 | 12
NO |  | 88 | 2011 | 0 | 30 | 30 |  | Cane Run Switching Station | International | 138 | 138 | ST,SP,WP | 1.34 | 1.48 | 1 | 795 mcm | 0 | 574206 | 574206 | 0 | 0 | 0 | 0 | 0 | 0 | 0 | 0 | 0 | 0 | 0 | 0 | 0 | 0 | 0 | 0 | 0 | 0 | 0 | 0 | 12
NO |  | 88 | 2011 | 0 | 31 | 31 |  | Centerfield Sub | Trimble County Sub | 138 | 138 | WP, ST | 15.08 | 0.67 | 1 | 795 mcm | 85784 | 1212183 | 1297967 | 0 | 0 | 0 | 0 | 0 | 0 | 0 | 0 | 0 | 0 | 0 | 0 | 0 | 0 | 0 | 0 | 0 | 0 | 0 | 0 | 12
NO |  | 88 | 2011 | 0 | 32 | 32 |  | Dixie Sub | Algonquin Sub | 138 | 138 | WP,SP | 0.8 | 0 | 1 | 795 mcm | 1446 | 331415 | 332861 | 0 | 0 | 0 | 0 | 0 | 0 | 0 | 0 | 0 | 0 | 0 | 0 | 0 | 0 | 0 | 0 | 0 | 0 | 0 | 0 | 12
NO |  | 88 | 2011 | 0 | 33 | 33 |  | Ethel Sub | Breckenridge Sub | 138 | 138 | WP, ST,SP | 3.9 | 0 | 1 | 1272 mcm | 27072 | 1179516 | 1206588 | 0 | 0 | 0 | 0 | 0 | 0 | 0 | 0 | 0 | 0 | 0 | 0 | 0 | 0 | 0 | 0 | 0 | 0 | 0 | 0 | 12
NO |  | 88 | 2011 | 0 | 34 | 34 |  | Fern Valley Sub | Okolona Sub | 138 | 138 | WP, SP | 1.4 | 0 | 1 | 1272 mcm | 0 | 418533 | 418533 | 0 | 0 | 0 | 0 | 0 | 0 | 0 | 0 | 0 | 0 | 0 | 0 | 0 | 0 | 0 | 0 | 0 | 0 | 0 | 0 | 12
NO |  | 88 | 2011 | 0 | 35 | 35 |  | Fern Valley Sub | Watterson Sub | 138 | 138 | ST | 3.92 | 1.36 | 1 | 795 mcm | 2054 | 57683 | 59737 | 0 | 0 | 0 | 0 | 0 | 0 | 0 | 0 | 0 | 0 | 0 | 0 | 0 | 0 | 0 | 0 | 0 | 0 | 0 | 0 | 12
NO |  | 88 | 2011 | 1 | 1 | 1 |  | Hurstbourne Sub | Bluegrass Sub | 138 | 138 | SP,WP | 2.02 | 0 | 1 | 1272 mcm | 37300 | 1164786 | 1202086 | 0 | 0 | 0 | 0 | 0 | 0 | 0 | 0 | 0 | 0 | 0 | 0 | 0 | 0 | 0 | 0 | 0 | 0 | 0 | 0 | 12
NO |  | 88 | 2011 | 1 | 2 | 2 |  | Knob Creek Sub | Tip Top Sub | 138 | 138 | WP,ST,CP | 11.79 | 0 | 1 | 636 mcm | 7955 | 789381 | 797336 | 0 | 0 | 0 | 0 | 0 | 0 | 0 | 0 | 0 | 0 | 0 | 0 | 0 | 0 | 0 | 0 | 0 | 0 | 0 | 0 | 12
NO |  | 88 | 2011 | 1 | 3 | 3 |  | Lyndon South Sub | Middletown Sub | 138 | 138 | ST,SP | 5.58 | 0 | 1 | 795 mcm | 35941 | 537648 | 573589 | 0 | 0 | 0 | 0 | 0 | 0 | 0 | 0 | 0 | 0 | 0 | 0 | 0 | 0 | 0 | 0 | 0 | 0 | 0 | 0 | 12
NO |  | 88 | 2011 | 1 | 4 | 4 |  | Magazine Sub | Hancock Sub | 138 | 138 | SP, WP | 2.34 | 0 | 1 | 1272 mcm | 0 | 1432718 | 1432718 | 0 | 0 | 0 | 0 | 0 | 0 | 0 | 0 | 0 | 0 | 0 | 0 | 0 | 0 | 0 | 0 | 0 | 0 | 0 | 0 | 12
NO |  | 88 | 2011 | 1 | 5 | 5 |  | Magazine Sub | Waterside West | 138 | 138 | ST, SP, WP | 3.38 | 0 | 1 | 795 mcm | 2600 | 1125652 | 1128252 | 0 | 0 | 0 | 0 | 0 | 0 | 0 | 0 | 0 | 0 | 0 | 0 | 0 | 0 | 0 | 0 | 0 | 0 | 0 | 0 | 12
NO |  | 88 | 2011 | 1 | 6 | 6 |  | Manslick Sub | Mill Creek Sub | 138 | 138 | WP, ST | 10.52 | 0 | 1 | 636 mcm | 16570 | 1588177 | 1604747 | 0 | 0 | 0 | 0 | 0 | 0 | 0 | 0 | 0 | 0 | 0 | 0 | 0 | 0 | 0 | 0 | 0 | 0 | 0 | 0 | 12
NO |  | 88 | 2011 | 1 | 7 | 7 |  | Middletown Sub | Centerfield Sub | 138 | 138 | WP, ST | 12.26 | 0 | 1 | 795 mcm | 42761 | 815255 | 858016 | 0 | 0 | 0 | 0 | 0 | 0 | 0 | 0 | 0 | 0 | 0 | 0 | 0 | 0 | 0 | 0 | 0 | 0 | 0 | 0 | 12
NO |  | 88 | 2011 | 1 | 8 | 8 |  | Mill Creek Sub | Ashby Sub | 138 | 138 | WP, SP | 5.56 | 0 | 1 | 1272 mcm | 528 | 1914207 | 1914735 | 0 | 0 | 0 | 0 | 0 | 0 | 0 | 0 | 0 | 0 | 0 | 0 | 0 | 0 | 0 | 0 | 0 | 0 | 0 | 0 | 12
NO |  | 88 | 2011 | 1 | 9 | 9 |  | Mill Creek Sub | Knob Creek Sub | 138 | 138 | WP, ST | 2.8 | 3.59 | 1 | 636 mcm | 10855 | 380551 | 391406 | 0 | 0 | 0 | 0 | 0 | 0 | 0 | 0 | 0 | 0 | 0 | 0 | 0 | 0 | 0 | 0 | 0 | 0 | 0 | 0 | 12
NO |  | 88 | 2011 | 1 | 10 | 10 |  | Mill Creek Sub | Kosmosdale Prim. Meter Stn. | 138 | 138 | WP, ST | 1.27 | 0.44 | 2 | 840.2 mcm | 0 | 336699 | 336699 | 0 | 0 | 0 | 0 | 0 | 0 | 0 | 0 | 0 | 0 | 0 | 0 | 0 | 0 | 0 | 0 | 0 | 0 | 0 | 0 | 12
NO |  | 88 | 2011 | 1 | 11 | 11 |  | Mud Lane Sub | Blue Lick Sub | 138 | 138 | SP,WP | 5.45 | 0 | 1 | 840.2 mcm | 46432 | 2601255 | 2647687 | 0 | 0 | 0 | 0 | 0 | 0 | 0 | 0 | 0 | 0 | 0 | 0 | 0 | 0 | 0 | 0 | 0 | 0 | 0 | 0 | 12
NO |  | 88 | 2011 | 1 | 12 | 12 |  | Okolona Sub | Mud Lane Sub | 138 | 138 | WP, ST | 3.85 | 0.18 | 1 | 1272 mcm | 79825 | 1150040 | 1229865 | 0 | 0 | 0 | 0 | 0 | 0 | 0 | 0 | 0 | 0 | 0 | 0 | 0 | 0 | 0 | 0 | 0 | 0 | 0 | 0 | 12
NO |  | 88 | 2011 | 1 | 13 | 13 |  | Paddy's Run Sub | Campground | 138 | 138 | ST | 0.45 | 0 | 1 | 795 mcm | 1455 | 64918 | 66373 | 0 | 0 | 0 | 0 | 0 | 0 | 0 | 0 | 0 | 0 | 0 | 0 | 0 | 0 | 0 | 0 | 0 | 0 | 0 | 0 | 12
NO |  | 88 | 2011 | 1 | 14 | 14 |  | Paddy's Run Sub | Dixie Sub | 138 | 138 | WP,SP | 3.58 | 0 | 1 | 795 mcm | 27351 | 805850 | 833201 | 0 | 0 | 0 | 0 | 0 | 0 | 0 | 0 | 0 | 0 | 0 | 0 | 0 | 0 | 0 | 0 | 0 | 0 | 0 | 0 | 12
NO |  | 88 | 2011 | 1 | 15 | 15 |  | Paddy's Run Sub | Ohio Falls Sub | 138 | 138 | ST | 12.41 | 0.39 | 3 | 300 mcm | 81226 | 977581 | 1058807 | 0 | 0 | 0 | 0 | 0 | 0 | 0 | 0 | 0 | 0 | 0 | 0 | 0 | 0 | 0 | 0 | 0 | 0 | 0 | 0 | 12
NO |  | 88 | 2011 | 1 | 16 | 16 |  | Paddy's Run Sub | Paddy's West Sub | 138 | 138 | ST | 0.69 | 0.12 | 2 | 954 mcm | 2763 | 421996 | 424759 | 0 | 0 | 0 | 0 | 0 | 0 | 0 | 0 | 0 | 0 | 0 | 0 | 0 | 0 | 0 | 0 | 0 | 0 | 0 | 0 | 12
NO |  | 88 | 2011 | 1 | 17 | 17 |  | Plainview Sub | Hurstbourne Sub | 138 | 138 | WP, SP | 2.18 | 0 | 1 | 1272 mcm | 3591 | 734061 | 737652 | 0 | 0 | 0 | 0 | 0 | 0 | 0 | 0 | 0 | 0 | 0 | 0 | 0 | 0 | 0 | 0 | 0 | 0 | 0 | 0 | 12
NO |  | 88 | 2011 | 1 | 18 | 18 |  | Paddy's West Sub | PSI Connection Gallagher | 138 | 138 | SP | 0.42 | 0 | 1 | 954 mcm | 0 | 219011 | 219011 | 0 | 0 | 0 | 0 | 0 | 0 | 0 | 0 | 0 | 0 | 0 | 0 | 0 | 0 | 0 | 0 | 0 | 0 | 0 | 0 | 12
NO |  | 88 | 2011 | 1 | 19 | 19 |  | Northside Sub | Clifty Creek Sub | 138 | 138 | ST,WP | 32.54 | 0 | 1 | 336.4 mcm | 73852 | 1363998 | 1437850 | 0 | 0 | 0 | 0 | 0 | 0 | 0 | 0 | 0 | 0 | 0 | 0 | 0 | 0 | 0 | 0 | 0 | 0 | 0 | 0 | 12
NO |  | 88 | 2011 | 1 | 20 | 20 |  | Northside Sub | Tower No. 43 at P.S.I. | 0 | 0 |  | 0 | 0 | 0 |  | 0 | 0 | 0 | 0 | 0 | 0 | 0 | 0 | 0 | 0 | 0 | 0 | 0 | 0 | 0 | 0 | 0 | 0 | 0 | 0 | 0 | 0 | 0 | 12
NO |  | 88 | 2011 | 1 | 21 | 21 |  |  | Connection | 138 | 138 | ST | 0.19 | 0.04 | 1 | 954 mcm | 0 | 45884 | 45884 | 0 | 0 | 0 | 0 | 0 | 0 | 0 | 0 | 0 | 0 | 0 | 0 | 0 | 0 | 0 | 0 | 0 | 0 | 0 | 0 | 12
NO |  | 88 | 2011 | 1 | 22 | 22 |  | Clifty Creek Sub | Tower No.220 Connection | 0 | 0 |  | 0 | 0 | 0 |  | 0 | 0 | 0 | 0 | 0 | 0 | 0 | 0 | 0 | 0 | 0 | 0 | 0 | 0 | 0 | 0 | 0 | 0 | 0 | 0 | 0 | 0 | 0 | 12
NO |  | 88 | 2011 | 1 | 23 | 23 |  |  | with CG&E Co. | 138 | 138 | ST | 4.25 | 2.5 | 1 | 336.4 mcm | 22743 | 191394 | 214137 | 0 | 0 | 0 | 0 | 0 | 0 | 0 | 0 | 0 | 0 | 0 | 0 | 0 | 0 | 0 | 0 | 0 | 0 | 0 | 0 | 12
NO |  | 88 | 2011 | 1 | 24 | 24 |  | Watterson Sub | Middletown Sub | 138 | 138 | ST,WP | 7.2 | 0.22 | 1 | 840.2 mcm | 0 | 361979 | 361979 | 0 | 0 | 0 | 0 | 0 | 0 | 0 | 0 | 0 | 0 | 0 | 0 | 0 | 0 | 0 | 0 | 0 | 0 | 0 | 0 | 12
NO |  | 88 | 2011 | 1 | 25 | 25 |  | Tip Top Sub | Cloverport Sub | 138 | 138 | WP,SP,ST | 32.81 | 2.74 | 0 | 397.5 mcm | 48020 | 1738144 | 1786164 | 0 | 0 | 0 | 0 | 0 | 0 | 0 | 0 | 0 | 0 | 0 | 0 | 0 | 0 | 0 | 0 | 0 | 0 | 0 | 0 | 12
NO |  | 88 | 2011 | 1 | 26 | 26 |  | Waterside West | Beargrass Sub | 138 | 138 | ST,SP | 2.08 | 0 | 2 | 795 mcm | 17950 | 443294 | 461244 | 0 | 0 | 0 | 0 | 0 | 0 | 0 | 0 | 0 | 0 | 0 | 0 | 0 | 0 | 0 | 0 | 0 | 0 | 0 | 0 | 12
NO |  | 88 | 2011 | 1 | 27 | 27 |  | Waterside West | Beargrass Sub | 138 | 138 | SP | 0.25 | 1.81 | 1 | 795 mcm | 0 | 258350 | 258350 | 0 | 0 | 0 | 0 | 0 | 0 | 0 | 0 | 0 | 0 | 0 | 0 | 0 | 0 | 0 | 0 | 0 | 0 | 0 | 0 | 12
NO |  | 88 | 2011 | 1 | 28 | 28 |  | Mill Creek Sub | Cane Run Sub | 138 | 138 | ST,SP | 1.19 | 10.12 | 1 | 954 mcm | 20979 | 683637 | 704616 | 0 | 0 | 0 | 0 | 0 | 0 | 0 | 0 | 0 | 0 | 0 | 0 | 0 | 0 | 0 | 0 | 0 | 0 | 0 | 0 | 12
NO |  | 88 | 2011 | 1 | 29 | 29 |  | Mill Creek | East Fort Knox | 345 | 345 | HF,ST | 6.89 | 0 | 1 | 954mcm | 0 | 13349277 | 13349277 | 0 | 0 | 0 | 0 | 0 | 0 | 0 | 0 | 0 | 0 | 0 | 0 | 0 | 0 | 0 | 0 | 0 | 0 | 0 | 0 | 12
NO |  | 88 | 2011 | 1 | 30 | 30 |  | Middletown | Old Henry | 138 | 138 | ST | 4.03 | 0 | 1 | 954mcm | 0 | 3440995 | 3440995 | 0 | 0 | 0 | 0 | 0 | 0 | 0 | 0 | 0 | 0 | 0 | 0 | 0 | 0 | 0 | 0 | 0 | 0 | 0 | 0 | 12
NO |  | 88 | 2011 | 1 | 31 | 31 |  | Old Henry | Collins | 138 | 138 | SP | 3.22 | 0.29 | 1 | 954 mcm | 0 | 426399 | 426399 | 0 | 0 | 0 | 0 | 0 | 0 | 0 | 0 | 0 | 0 | 0 | 0 | 0 | 0 | 0 | 0 | 0 | 0 | 0 | 0 | 12
NO |  | 88 | 2011 | 1 | 32 | 32 |  | Trimble County | Speed | 345 | 345 | ST,SP | 2.48 | 0 | 1 | 954 mcm | 0 | 8685594 | 8685594 | 0 | 0 | 0 | 0 | 0 | 0 | 0 | 0 | 0 | 0 | 0 | 0 | 0 | 0 | 0 | 0 | 0 | 0 | 0 | 0 | 12
NO |  | 88 | 2011 | 1 | 33 | 33 |  | Trimble County | Ghent | 345 | 345 | ST,SP | 0.04 | 2.44 | 1 | 954mcm | 0 | 8685594 | 8685594 | 0 | 0 | 0 | 0 | 0 | 0 | 0 | 0 | 0 | 0 | 0 | 0 | 0 | 0 | 0 | 0 | 0 | 0 | 0 | 0 | 12
NO |  | 88 | 2011 | 1 | 34 | 34 |  | Overhead Lines under |  | 0 | 0 |  | 0 | 0 | 0 |  | 0 | 0 | 0 | 0 | 0 | 0 | 0 | 0 | 0 | 0 | 0 | 0 | 0 | 0 | 0 | 0 | 0 | 0 | 0 | 0 | 0 | 0 | 0 | 12
SI/SI | A | 88 | 2011 | 1 | 35 | 35 |  | 132KV |  | 69 | 69 | WP,ST | 233.18 | 54.58 | 0 | Various | 5546663 | 41708450 | 47255113 | 0 | 0 | 0 | 428457.7313 | 0 | 0 | 0 | 0 | 0 | 0 | 0 | 0 | 0 | 0 | 0 | 0 | 0 | 0 | 0 | 0 | 12
NO |  | 88 | 2011 | 2 | 1 | 1 |  | Ashbottom Sub | Grade Lane Sub | 138 | 138 | Undg. (26) | 0.58 | 0 | 1 | 1500 Kcmil cu | 0 | 1042460 | 1042460 | 0 | 0 | 0 | 0 | 0 | 0 | 0 | 0 | 0 | 0 | 0 | 0 | 0 | 0 | 0 | 0 | 0 | 0 | 0 | 0 | 12
NO |  | 88 | 2011 | 2 | 2 | 2 |  | Waterside West | Canal Sub | 138 | 138 | Undg. (26) | 0.75 | 0 | 1 | 1750 mcm ho | 0 | 25558 | 25558 | 0 | 0 | 0 | 0 | 0 | 0 | 0 | 0 | 0 | 0 | 0 | 0 | 0 | 0 | 0 | 0 | 0 | 0 | 0 | 0 | 12
NO |  | 88 | 2011 | 2 | 3 | 3 |  | Magazine Sub | Hancock Sub | 138 | 138 | Undg. (26) | 0.09 | 0 | 1 | 1750 mcm cu | 0 | 305807 | 305807 | 0 | 0 | 0 | 0 | 0 | 0 | 0 | 0 | 0 | 0 | 0 | 0 | 0 | 0 | 0 | 0 | 0 | 0 | 0 | 0 | 12
NO |  | 88 | 2011 | 2 | 4 | 4 |  | Magazine Sub | Waterside West | 138 | 138 | Undg. (26) | 0.75 | 0 | 1 | 1500 mcm ho | 0 | 25441 | 25441 | 0 | 0 | 0 | 0 | 0 | 0 | 0 | 0 | 0 | 0 | 0 | 0 | 0 | 0 | 0 | 0 | 0 | 0 | 0 | 0 | 12
NO |  | 88 | 2011 | 2 | 5 | 5 |  | Waterside West | Beargrass Sub | 138 | 138 | Undg. (26) | 0.93 | 0 | 1 | 1500 mcm cu | 0 | 1705258 | 1705258 | 0 | 0 | 0 | 0 | 0 | 0 | 0 | 0 | 0 | 0 | 0 | 0 | 0 | 0 | 0 | 0 | 0 | 0 | 0 | 0 | 12
NO |  | 88 | 2011 | 2 | 6 | 6 |  | Waterside West | Beargrass Sub | 138 | 138 | Undg. (26) | 0.93 | 0 | 1 | 1500 mcm ho | 0 | 1465974 | 1465974 | 0 | 0 | 0 | 0 | 0 | 0 | 0 | 0 | 0 | 0 | 0 | 0 | 0 | 0 | 0 | 0 | 0 | 0 | 0 | 0 | 12
NO |  | 88 | 2011 | 2 | 7 | 7 |  | Underground Lines under |  | 0 | 0 |  | 0 | 0 | 0 |  | 0 | 0 | 0 | 0 | 0 | 0 | 0 | 0 | 0 | 0 | 0 | 0 | 0 | 0 | 0 | 0 | 0 | 0 | 0 | 0 | 0 | 0 | 0 | 12
NO |  | 88 | 2011 | 2 | 35 | 35 |  | Exp Applicable to All Lines |  | 0 | 0 |  | 0 | 0 | 0 |  | 0 | 0 | 0 | 0 | 0 | 0 | 0 | 0 | 0 | 0 | 0 | 0 | 0 | 0 | 0 | 0 | 0 | 0 | 0 | 0 | 0 | 0 | 0 | 12
NO |  | 88 | 2011 | 0 | 36 | 36 |  | TOTAL |  | 0 | 0 |  | 675.53 | 240.83 | 85 |  | 7813666 | 151908822 | 159722488 | 117265 | 1307208 | 23716 | 1448189 | 0 | 0 | 0 | 0 | 0 | 0 | 0 | 0 | 0 | 0 | 0 | 0 | 0 | 0 | 0 | 0 | 12
SI/SI | S | 88 | 2011 | 2 | 8 | 8 |  | 132KV |  | 69 | 69 | Undg. (26) | 2.78 | 0 | 0 | Various | 0 | 2875916 | 2875916 | 0 | 0 | 0 | 26075.6639 | 0 | 0 | 0 | 0 | 0 | 0 | 0 | 0 | 0 | 0 | 0 | 0 | 0 | 0 | 0 | 0 | 12
NO |  | 88 | 2011 | 2 | 34 | 34 |  |  |  | 0 | 0 |  | 0 | 0 | 0 |  | 0 | 0 | 0 | 117265 | 1307208 | 23716 | 1448189 | 0 | 0 | 0 | 0 | 0 | 0 | 0 | 0 | 0 | 0 | 0 | 0 | 0 | 0 | 0 | 0 | 12
NO |  | 46 | 2011 | 0 | 1 | 1 |  | Mitchell | Elrama | 138 | 138 | Tower | 3.98 | 0 | 1 | (10) | 111448 | 670007 | 781455 | 0 | 0 | 0 | 0 | 0 | 0 | 0 | 0 | 0 | 0 | 0 | 0 | 610460131 | 0 | 0 | 0 | 0 | 0 | 0 | 0 | 12
NO |  | 46 | 2011 | 0 | 2 | 2 |  | Elrama | West Mifflin | 138 | 138 | Tower | 0 | 6.78 | 1 | (6) (14) | 2445 | 267235 | 269680 | 0 | 0 | 0 | 0 | 0 | 0 | 0 | 0 | 0 | 0 | 0 | 0 | 0 | 0 | 0 | 0 | 0 | 0 | 0 | 0 | 12
NO |  | 46 | 2011 | 0 | 3 | 3 |  | Clairton | West Mifflin | 138 | 138 | (Tower) | 3.1 | 0 | 1 | (8) | 189710 | 2295390 | 2485100 | 0 | 0 | 0 | 0 | 0 | 0 | 0 | 0 | 0 | 0 | 0 | 0 | 0 | 0 | 0 | 0 | 0 | 0 | 0 | 0 | 12
NO |  | 46 | 2011 | 0 | 4 | 4 |  | Clairton | West Mifflin | 138 | 138 | (Corten Pole) | 1.87 | 0 | 0 | (9) | 0 | 0 | 0 | 0 | 0 | 0 | 0 | 0 | 0 | 0 | 0 | 0 | 0 | 0 | 0 | 0 | 0 | 0 | 0 | 0 | 0 | 0 | 0 | 12
NO |  | 46 | 2011 | 0 | 5 | 5 |  | Elrama | Dravosburg | 138 | 138 | Tower | 6.6 | 3.14 | 1 | (8) | 0 | 812506 | 812506 | 0 | 0 | 0 | 0 | 0 | 0 | 0 | 0 | 0 | 0 | 0 | 0 | 0 | 0 | 0 | 0 | 0 | 0 | 0 | 0 | 12
NO |  | 46 | 2011 | 0 | 6 | 6 |  | Elrama | Piney Fork | 138 | 138 | Tower | 5.36 | 0 | 1 | (8) | 62251 | 467029 | 529280 | 0 | 0 | 0 | 0 | 0 | 0 | 0 | 0 | 0 | 0 | 0 | 0 | 0 | 0 | 0 | 0 | 0 | 0 | 0 | 0 | 12
NO |  | 46 | 2011 | 0 | 7 | 7 |  | Bethel Park | Elrama | 138 | 138 | Tower | 0.2 | 9.08 | 1 | (8) | 47 | 362535 | 362582 | 0 | 0 | 0 | 0 | 0 | 0 | 0 | 0 | 0 | 0 | 0 | 0 | 0 | 0 | 0 | 0 | 0 | 0 | 0 | 0 | 12
NO |  | 46 | 2011 | 0 | 8 | 8 |  | Elrama | Clairton | 138 | 138 | (Tower) | 0 | 3.65 | 1 | (8) | 0 | 566690 | 566690 | 0 | 0 | 0 | 0 | 0 | 0 | 0 | 0 | 0 | 0 | 0 | 0 | 0 | 0 | 0 | 0 | 0 | 0 | 0 | 0 | 12
NO |  | 46 | 2011 | 0 | 9 | 9 |  | Elrama | Clairton | 138 | 138 | (Corten Pole) | 0 | 2.05 | 0 | (9) | 0 | 0 | 0 | 0 | 0 | 0 | 0 | 0 | 0 | 0 | 0 | 0 | 0 | 0 | 0 | 0 | 0 | 0 | 0 | 0 | 0 | 0 | 0 | 12
NO |  | 46 | 2011 | 0 | 10 | 10 |  | Crescent | North | 138 | 138 | Tower | 18.12 | 0 | 1 | (9) | 131857 | 5586242 | 5718099 | 0 | 0 | 0 | 0 | 0 | 0 | 0 | 0 | 0 | 0 | 0 | 0 | 0 | 0 | 0 | 0 | 0 | 0 | 0 | 0 | 12
NO |  | 46 | 2011 | 0 | 11 | 11 |  | Crescent | North | 138 | 138 | Tower | 0 | 18.03 | 1 | (9) | 0 | 440245 | 440245 | 0 | 0 | 0 | 0 | 0 | 0 | 0 | 0 | 0 | 0 | 0 | 0 | 0 | 0 | 0 | 0 | 0 | 0 | 0 | 0 | 12
NO |  | 46 | 2011 | 0 | 12 | 12 |  | Crescent | Montour | 138 | 138 | Tower | 8.72 | 0 | 1 | (8) (9) | 22761 | 1088059 | 1110820 | 0 | 0 | 0 | 0 | 0 | 0 | 0 | 0 | 0 | 0 | 0 | 0 | 0 | 0 | 0 | 0 | 0 | 0 | 0 | 0 | 12
NO |  | 46 | 2011 | 0 | 13 | 13 |  | Crescent | Hopewell | 138 | 138 | Tower | 3.18 | 0 | 1 | (8) (9) | 49809 | 942614 | 992423 | 0 | 0 | 0 | 0 | 0 | 0 | 0 | 0 | 0 | 0 | 0 | 0 | 0 | 0 | 0 | 0 | 0 | 0 | 0 | 0 | 12
NO |  | 46 | 2011 | 0 | 14 | 14 |  | Crescent | Legionville | 138 | 138 | (Tower) | 6.87 | 0 | 1 | (8) (9) | 30966 | 2366116 | 2397082 | 0 | 0 | 0 | 0 | 0 | 0 | 0 | 0 | 0 | 0 | 0 | 0 | 0 | 0 | 0 | 0 | 0 | 0 | 0 | 0 | 12
NO |  | 46 | 2011 | 0 | 15 | 15 |  | Hopewell | Legionville | 138 | 138 | (Tower) | 2.26 | 0 | 1 | (8) (9) | 13983 | 599795 | 613778 | 0 | 0 | 0 | 0 | 0 | 0 | 0 | 0 | 0 | 0 | 0 | 0 | 0 | 0 | 0 | 0 | 0 | 0 | 0 | 0 | 12
NO |  | 46 | 2011 | 0 | 16 | 16 |  | Beaver Valley | Crescent | 138 | 138 | (Tower) | 5.53 | 0 | 1 | (8) (9) | 157885 | 1686444 | 1844329 | 0 | 0 | 0 | 0 | 0 | 0 | 0 | 0 | 0 | 0 | 0 | 0 | 0 | 0 | 0 | 0 | 0 | 0 | 0 | 0 | 12
NO |  | 46 | 2011 | 0 | 17 | 17 |  | Beaver Valley | Crescent | 138 | 138 | (Corten Pole) | 0 | 5.21 | 0 | (11) | 0 | 0 | 0 | 0 | 0 | 0 | 0 | 0 | 0 | 0 | 0 | 0 | 0 | 0 | 0 | 0 | 0 | 0 | 0 | 0 | 0 | 0 | 0 | 12
NO |  | 46 | 2011 | 0 | 18 | 18 |  | Beaver Valley | Crescent | 138 | 138 | (Wood Pole) | 0.96 | 0 | 0 | (9) | 0 | 0 | 0 | 0 | 0 | 0 | 0 | 0 | 0 | 0 | 0 | 0 | 0 | 0 | 0 | 0 | 0 | 0 | 0 | 0 | 0 | 0 | 0 | 12
NO |  | 46 | 2011 | 0 | 19 | 19 |  | Beaver Valley | Crescent | 138 | 138 | Tower | 9.42 | 5.53 | 1 | (8) (9) | 141948 | 1817675 | 1959623 | 0 | 0 | 0 | 0 | 0 | 0 | 0 | 0 | 0 | 0 | 0 | 0 | 0 | 0 | 0 | 0 | 0 | 0 | 0 | 0 | 12
NO |  | 46 | 2011 | 0 | 20 | 20 |  | Beaver Valley | Midland | 138 | 138 | Tower | 1.53 | 0 | 1 | (8) | 3460 | 273079 | 276539 | 0 | 0 | 0 | 0 | 0 | 0 | 0 | 0 | 0 | 0 | 0 | 0 | 0 | 0 | 0 | 0 | 0 | 0 | 0 | 0 | 12
NO |  | 46 | 2011 | 0 | 21 | 21 |  | Beaver Valley | Midland | 138 | 138 | (Wood Pole) | 0.8 | 0 | 0 | (8) (9) | 0 | 0 | 0 | 0 | 0 | 0 | 0 | 0 | 0 | 0 | 0 | 0 | 0 | 0 | 0 | 0 | 0 | 0 | 0 | 0 | 0 | 0 | 0 | 12
NO |  | 46 | 2011 | 0 | 22 | 22 |  | Beaver Valley | J & L Furnace | 138 | 138 | Tower | 0.96 | 1.63 | 1 | (8) (9) | 1031 | 1060433 | 1061464 | 0 | 0 | 0 | 0 | 0 | 0 | 0 | 0 | 0 | 0 | 0 | 0 | 0 | 0 | 0 | 0 | 0 | 0 | 0 | 0 | 12
NO |  | 46 | 2011 | 0 | 23 | 23 |  | Beaver Valley | J & L Furnace | 138 | 138 | Wood Pole | 3 | 0 | 1 | (9) | 39443 | 1009442 | 1048885 | 0 | 0 | 0 | 0 | 0 | 0 | 0 | 0 | 0 | 0 | 0 | 0 | 0 | 0 | 0 | 0 | 0 | 0 | 0 | 0 | 12
NO |  | 46 | 2011 | 0 | 24 | 24 |  | Beaver Valley | J & L | 138 | 138 | (Tower) | 0.36 | 0.1 | 1 | (9) | 5612 | 529178 | 534790 | 0 | 0 | 0 | 0 | 0 | 0 | 0 | 0 | 0 | 0 | 0 | 0 | 0 | 0 | 0 | 0 | 0 | 0 | 0 | 0 | 12
NO |  | 46 | 2011 | 0 | 25 | 25 |  | Beaver Valley | J & L | 138 | 138 | (Wood Pole) | 2.57 | 0 | 0 | (9) | 0 | 0 | 0 | 0 | 0 | 0 | 0 | 0 | 0 | 0 | 0 | 0 | 0 | 0 | 0 | 0 | 0 | 0 | 0 | 0 | 0 | 0 | 0 | 12
NO |  | 46 | 2011 | 0 | 26 | 26 |  | Clinton | FIndlay | 138 | 138 | (Wood Pole) | 7.05 | 0 | 1 | (9) | 149182 | 2789084 | 2938266 | 0 | 0 | 0 | 0 | 0 | 0 | 0 | 0 | 0 | 0 | 0 | 0 | 0 | 0 | 0 | 0 | 0 | 0 | 0 | 0 | 12
NO |  | 46 | 2011 | 0 | 27 | 27 |  | Clinton | Findlay | 138 | 138 | UG | 0.21 | 0 | 0 | (18) | 0 | 0 | 0 | 0 | 0 | 0 | 0 | 0 | 0 | 0 | 0 | 0 | 0 | 0 | 0 | 0 | 0 | 0 | 0 | 0 | 0 | 0 | 0 | 12
NO |  | 46 | 2011 | 0 | 28 | 28 |  | Midland | J & L | 138 | 138 | Tower | 0.25 | 0.85 | 1 | (8) (9) | 2220 | 68587 | 70807 | 0 | 0 | 0 | 0 | 0 | 0 | 0 | 0 | 0 | 0 | 0 | 0 | 0 | 0 | 0 | 0 | 0 | 0 | 0 | 0 | 12
NO |  | 46 | 2011 | 0 | 29 | 29 |  | Beaver Valley | Raccoon | 138 | 138 | Tower | 0.04 | 7.56 | 1 | (8) (9) | 0 | 329769 | 329769 | 0 | 0 | 0 | 0 | 0 | 0 | 0 | 0 | 0 | 0 | 0 | 0 | 0 | 0 | 0 | 0 | 0 | 0 | 0 | 0 | 12
NO |  | 46 | 2011 | 0 | 30 | 30 |  | Brunot Island | Collier | 138 | 138 | Tower | 7.39 | 0 | 1 | (8) (9) | 183310 | 2130657 | 2313967 | 0 | 0 | 0 | 0 | 0 | 0 | 0 | 0 | 0 | 0 | 0 | 0 | 0 | 0 | 0 | 0 | 0 | 0 | 0 | 0 | 12
NO |  | 46 | 2011 | 0 | 31 | 31 |  | Brunot Island | Collier | 138 | 138 | Tower | 0 | 7.4 | 1 | (8) (9) | 0 | 182517 | 182517 | 0 | 0 | 0 | 0 | 0 | 0 | 0 | 0 | 0 | 0 | 0 | 0 | 0 | 0 | 0 | 0 | 0 | 0 | 0 | 0 | 12
NO |  | 46 | 2011 | 0 | 32 | 32 |  | Brunot Island | Sewickley | 138 | 138 | (Tower) | 6.13 | 4.49 | 1 | (8) (9) (17) | 177439 | 3587451 | 3764890 | 0 | 0 | 0 | 0 | 0 | 0 | 0 | 0 | 0 | 0 | 0 | 0 | 0 | 0 | 0 | 0 | 0 | 0 | 0 | 0 | 12
NO |  | 46 | 2011 | 0 | 33 | 33 |  | Brunot Island | Sewickley | 138 | 138 | (Wood Pole) | 3.32 | 0 | 0 | (9) | 0 | 0 | 0 | 0 | 0 | 0 | 0 | 0 | 0 | 0 | 0 | 0 | 0 | 0 | 0 | 0 | 0 | 0 | 0 | 0 | 0 | 0 | 0 | 12
NO |  | 46 | 2011 | 0 | 34 | 34 |  | Brunot Island | Montour | 138 | 138 | Tower | 0 | 6.39 | 1 | (8) (9) | 0 | 242622 | 242622 | 0 | 0 | 0 | 0 | 0 | 0 | 0 | 0 | 0 | 0 | 0 | 0 | 0 | 0 | 0 | 0 | 0 | 0 | 0 | 0 | 12
NO |  | 46 | 2011 | 0 | 35 | 35 |  | Findlay | Montour | 138 | 138 | Corten Pole | 7.71 | 0 | 1 | (9) | 430582 | 3036155 | 3466737 | 0 | 0 | 0 | 0 | 0 | 0 | 0 | 0 | 0 | 0 | 0 | 0 | 0 | 0 | 0 | 0 | 0 | 0 | 0 | 0 | 12
NO |  | 46 | 2011 | 1 | 1 | 1 |  | Brunot Island | Forbes | 138 | 138 | UG | 4.88 | 0 | 1 | (19) | 0 | 0 | 0 | 0 | 0 | 0 | 0 | 0 | 0 | 0 | 0 | 0 | 0 | 0 | 0 | 0 | 0 | 0 | 0 | 0 | 0 | 0 | 0 | 12
NO |  | 46 | 2011 | 1 | 2 | 2 |  | Forbes | Oakland | 138 | 138 | UG | 2.2 | 0 | 1 | (19) | 154 | 1031231 | 1031385 | 0 | 0 | 0 | 0 | 0 | 0 | 0 | 0 | 0 | 0 | 0 | 0 | 0 | 0 | 0 | 0 | 0 | 0 | 0 | 0 | 12
NO |  | 46 | 2011 | 1 | 3 | 3 |  | Cheswick | Wilmerding | 138 | 138 | Tower | 0 | 9.97 | 1 | (8) (9) | 550 | 1868896 | 1869446 | 0 | 0 | 0 | 0 | 0 | 0 | 0 | 0 | 0 | 0 | 0 | 0 | 0 | 0 | 0 | 0 | 0 | 0 | 0 | 0 | 12
NO |  | 46 | 2011 | 1 | 4 | 4 |  | Cheswick | Wilmerding | 138 | 138 | Wood Pole | 0.79 | 0 | 0 | (9) | 0 | 0 | 0 | 0 | 0 | 0 | 0 | 0 | 0 | 0 | 0 | 0 | 0 | 0 | 0 | 0 | 0 | 0 | 0 | 0 | 0 | 0 | 0 | 12
NO |  | 46 | 2011 | 1 | 5 | 5 |  | Cheswick | Wilmerding | 138 | 138 | Tower | 9.96 | 0 | 1 | (8) (9) | 0 | 0 | 0 | 0 | 0 | 0 | 0 | 0 | 0 | 0 | 0 | 0 | 0 | 0 | 0 | 0 | 0 | 0 | 0 | 0 | 0 | 0 | 0 | 12
NO |  | 46 | 2011 | 1 | 6 | 6 |  | Cheswick | Logans Ferry | 138 | 138 | (Corten Pole) | 0.92 | 0 | 1 | (17) | 0 | 0 | 0 | 0 | 0 | 0 | 0 | 0 | 0 | 0 | 0 | 0 | 0 | 0 | 0 | 0 | 0 | 0 | 0 | 0 | 0 | 0 | 0 | 12
NO |  | 46 | 2011 | 1 | 7 | 7 |  | Cheswick | Logans Ferry | 138 | 138 | (Corten Pole) | 0.71 | 0 | 1 | (17) | 550 | 510180 | 510730 | 0 | 0 | 0 | 0 | 0 | 0 | 0 | 0 | 0 | 0 | 0 | 0 | 0 | 0 | 0 | 0 | 0 | 0 | 0 | 0 | 12
NO |  | 46 | 2011 | 1 | 8 | 8 |  | Cheswick | Plum | 138 | 138 | Wood Pole | 7.7 | 0 | 1 | (8) (9) (14) | 246447 | 2241692 | 2488139 | 0 | 0 | 0 | 0 | 0 | 0 | 0 | 0 | 0 | 0 | 0 | 0 | 0 | 0 | 0 | 0 | 0 | 0 | 0 | 0 | 12
NO |  | 46 | 2011 | 1 | 9 | 9 |  | Cheswick | North (a) | 138 | 138 | Tower | 12.54 | 0 | 1 | (9) | 191276 | 3574745 | 3766021 | 0 | 0 | 0 | 0 | 0 | 0 | 0 | 0 | 0 | 0 | 0 | 0 | 0 | 0 | 0 | 0 | 0 | 0 | 0 | 0 | 12
NO |  | 46 | 2011 | 1 | 10 | 10 |  | Cheswick | North (a) | 138 | 138 | Tower | 0 | 12.54 | 1 | (9) | 0 | 455343 | 455343 | 0 | 0 | 0 | 0 | 0 | 0 | 0 | 0 | 0 | 0 | 0 | 0 | 0 | 0 | 0 | 0 | 0 | 0 | 0 | 0 | 12
NO |  | 46 | 2011 | 1 | 11 | 11 |  | Logans Ferry | Illinois | 138 | 138 | Tower | 6.98 | 0 | 1 | (4) (8) (9) | 63868 | 1078672 | 1142540 | 0 | 0 | 0 | 0 | 0 | 0 | 0 | 0 | 0 | 0 | 0 | 0 | 0 | 0 | 0 | 0 | 0 | 0 | 0 | 0 | 12
NO |  | 46 | 2011 | 1 | 12 | 12 |  | Highland | Logans Ferry | 138 | 138 | Corten Pole | 8.95 | 0 | 1 | (17) | 0 | 12657781 | 12657781 | 0 | 0 | 0 | 0 | 0 | 0 | 0 | 0 | 0 | 0 | 0 | 0 | 0 | 0 | 0 | 0 | 0 | 0 | 0 | 0 | 12
NO |  | 46 | 2011 | 1 | 13 | 13 |  | Highland | Logans Ferry | 138 | 138 | Corten Pole | 9.05 | 0 | 1 | (17) | 0 | 5398076 | 5398076 | 0 | 0 | 0 | 0 | 0 | 0 | 0 | 0 | 0 | 0 | 0 | 0 | 0 | 0 | 0 | 0 | 0 | 0 | 0 | 0 | 12
NO |  | 46 | 2011 | 1 | 14 | 14 |  | Cheswick | Pine Creek | 138 | 138 | Tower | 0 | 6.5 | 1 | (9) | 0 | 2114005 | 2114005 | 0 | 0 | 0 | 0 | 0 | 0 | 0 | 0 | 0 | 0 | 0 | 0 | 0 | 0 | 0 | 0 | 0 | 0 | 0 | 0 | 12
NO |  | 46 | 2011 | 1 | 15 | 15 |  | Collier | Elwyn | 138 | 138 | Tower | 7.83 | 0 | 1 | (8) (9) (10) | 1879934 | 1243275 | 3123209 | 0 | 0 | 0 | 0 | 0 | 0 | 0 | 0 | 0 | 0 | 0 | 0 | 0 | 0 | 0 | 0 | 0 | 0 | 0 | 0 | 12
NO |  | 46 | 2011 | 1 | 16 | 16 |  | Collier | Woodville | 138 | 138 | Tower | 2.18 | 0 | 1 | (10) | 31955 | 1025124 | 1057079 | 0 | 0 | 0 | 0 | 0 | 0 | 0 | 0 | 0 | 0 | 0 | 0 | 0 | 0 | 0 | 0 | 0 | 0 | 0 | 0 | 12
NO |  | 46 | 2011 | 1 | 17 | 17 |  | Collier | Woodville | 138 | 138 | Tower | 0 | 2.18 | 1 | (10) | 0 | 542714 | 542714 | 0 | 0 | 0 | 0 | 0 | 0 | 0 | 0 | 0 | 0 | 0 | 0 | 0 | 0 | 0 | 0 | 0 | 0 | 0 | 0 | 12
NO |  | 46 | 2011 | 1 | 18 | 18 |  | Cheswick | North | 138 | 138 | Tower | 11.7 | 0 | 1 | (9) | 0 | 4636008 | 4636008 | 0 | 0 | 0 | 0 | 0 | 0 | 0 | 0 | 0 | 0 | 0 | 0 | 0 | 0 | 0 | 0 | 0 | 0 | 0 | 0 | 12
NO |  | 46 | 2011 | 1 | 19 | 19 |  | Cheswick | North | 138 | 138 | (Wood Pole) | 3.79 | 0 | 0 | (3) (8) (9) | 0 | 0 | 0 | 0 | 0 | 0 | 0 | 0 | 0 | 0 | 0 | 0 | 0 | 0 | 0 | 0 | 0 | 0 | 0 | 0 | 0 | 0 | 0 | 12
NO |  | 46 | 2011 | 1 | 20 | 20 |  | Arsenal | Highland | 138 | 345 | (UG) | 3.85 | 0 | 1 | (16) | 0 | 22290012 | 22290012 | 0 | 0 | 0 | 0 | 0 | 0 | 0 | 0 | 0 | 0 | 0 | 0 | 0 | 0 | 0 | 0 | 0 | 0 | 0 | 0 | 12
NO |  | 46 | 2011 | 1 | 21 | 21 |  | Dravosburg | Elwyn | 138 | 138 | Tower | 6.47 | 0 | 1 | (9) | 62449 | 1199352 | 1261801 | 0 | 0 | 0 | 0 | 0 | 0 | 0 | 0 | 0 | 0 | 0 | 0 | 0 | 0 | 0 | 0 | 0 | 0 | 0 | 0 | 12
NO |  | 46 | 2011 | 1 | 22 | 22 |  | Dravosburg | Oakland | 138 | 138 | (Tower) | 6.29 | 1.42 | 1 | (8) (9) (11) | 205899 | 5303168 | 5509067 | 0 | 0 | 0 | 0 | 0 | 0 | 0 | 0 | 0 | 0 | 0 | 0 | 0 | 0 | 0 | 0 | 0 | 0 | 0 | 0 | 12
NO |  | 46 | 2011 | 1 | 23 | 23 |  | Dravosburg | Oakland | 138 | 138 | (UG) | 3.41 | 0 | 0 | (15) | 0 | 0 | 0 | 0 | 0 | 0 | 0 | 0 | 0 | 0 | 0 | 0 | 0 | 0 | 0 | 0 | 0 | 0 | 0 | 0 | 0 | 0 | 0 | 12
NO |  | 46 | 2011 | 1 | 24 | 24 |  | Dravosburg | West Mifflin | 138 | 138 | Tower | 3.01 | 0 | 1 | (8) | 0 | 46590 | 46590 | 0 | 0 | 0 | 0 | 0 | 0 | 0 | 0 | 0 | 0 | 0 | 0 | 0 | 0 | 0 | 0 | 0 | 0 | 0 | 0 | 12
NO |  | 46 | 2011 | 1 | 25 | 25 |  | Dravosburg | West Mifflin | 138 | 138 | Tower | 0 | 2.99 | 1 | (8) | 0 | 49564 | 49564 | 0 | 0 | 0 | 0 | 0 | 0 | 0 | 0 | 0 | 0 | 0 | 0 | 0 | 0 | 0 | 0 | 0 | 0 | 0 | 0 | 12
NO |  | 46 | 2011 | 1 | 26 | 26 |  | Dravosburg | Wilmerding | 138 | 138 | Tower | 5.31 | 0 | 1 | (8) (9) | 0 | 200415 | 200415 | 0 | 0 | 0 | 0 | 0 | 0 | 0 | 0 | 0 | 0 | 0 | 0 | 0 | 0 | 0 | 0 | 0 | 0 | 0 | 0 | 12
NO |  | 46 | 2011 | 1 | 27 | 27 |  | Dravosburg | Wilmerding | 138 | 138 | Tower | 0 | 5.23 | 1 | (8) (9) | 3162 | 1540944 | 1544106 | 0 | 0 | 0 | 0 | 0 | 0 | 0 | 0 | 0 | 0 | 0 | 0 | 0 | 0 | 0 | 0 | 0 | 0 | 0 | 0 | 12
NO |  | 46 | 2011 | 1 | 28 | 28 |  | Dravosburg | Logans Ferry | 138 | 138 | Tower | 0 | 17.51 | 1 | (8) (9) | 0 | 1589776 | 1589776 | 0 | 0 | 0 | 0 | 0 | 0 | 0 | 0 | 0 | 0 | 0 | 0 | 0 | 0 | 0 | 0 | 0 | 0 | 0 | 0 | 12
NO |  | 46 | 2011 | 1 | 29 | 29 |  | Dravosburg | Illinois | 138 | 138 | Tower | 2.54 | 0 | 1 | (9) | 0 | 929403 | 929403 | 0 | 0 | 0 | 0 | 0 | 0 | 0 | 0 | 0 | 0 | 0 | 0 | 0 | 0 | 0 | 0 | 0 | 0 | 0 | 0 | 12
NO |  | 46 | 2011 | 1 | 30 | 30 |  | Valley | Raccoon | 138 | 138 | Tower | 7.73 | 0 | 1 | (9) (10) | 175346 | 2523586 | 2698932 | 0 | 0 | 0 | 0 | 0 | 0 | 0 | 0 | 0 | 0 | 0 | 0 | 0 | 0 | 0 | 0 | 0 | 0 | 0 | 0 | 12
NO |  | 46 | 2011 | 1 | 31 | 31 |  | Crescent | Valley | 138 | 138 | (Tower) | 10.2 | 4.73 | 1 | (8) (9) | 18021 | 4310770 | 4328791 | 0 | 0 | 0 | 0 | 0 | 0 | 0 | 0 | 0 | 0 | 0 | 0 | 0 | 0 | 0 | 0 | 0 | 0 | 0 | 0 | 12
NO |  | 46 | 2011 | 1 | 32 | 32 |  | Valley | Raccoon | 138 | 138 | Tower | 0.08 | 7.73 | 1 | (9) (10) | 0 | 446461 | 446461 | 0 | 0 | 0 | 0 | 0 | 0 | 0 | 0 | 0 | 0 | 0 | 0 | 0 | 0 | 0 | 0 | 0 | 0 | 0 | 0 | 12
NO |  | 46 | 2011 | 1 | 33 | 33 |  | Legionville | Valley | 138 | 138 | Tower | 0 | 12.45 | 1 | (8) (9) | 0 | 1428003 | 1428003 | 0 | 0 | 0 | 0 | 0 | 0 | 0 | 0 | 0 | 0 | 0 | 0 | 0 | 0 | 0 | 0 | 0 | 0 | 0 | 0 | 12
NO |  | 46 | 2011 | 1 | 34 | 34 |  | Carson | Dravosburg | 138 | 138 | (Tower) | 1.26 | 1.16 | 1 | (9) | 39426 | 1592611 | 1632037 | 0 | 0 | 0 | 0 | 0 | 0 | 0 | 0 | 0 | 0 | 0 | 0 | 0 | 0 | 0 | 0 | 0 | 0 | 0 | 0 | 12
NO |  | 46 | 2011 | 1 | 35 | 35 |  | Carson | Dravosburg | 138 | 138 | (Wood Pole) | 5.4 | 0 | 0 | (9) | 0 | 0 | 0 | 0 | 0 | 0 | 0 | 0 | 0 | 0 | 0 | 0 | 0 | 0 | 0 | 0 | 0 | 0 | 0 | 0 | 0 | 0 | 0 | 12
NO |  | 46 | 2011 | 2 | 1 | 1 |  | Carson | Dravosburg | 138 | 138 | Tower | 0.93 | 5.49 | 1 | (8) (9) | 19833 | 849303 | 869136 | 0 | 0 | 0 | 0 | 0 | 0 | 0 | 0 | 0 | 0 | 0 | 0 | 0 | 0 | 0 | 0 | 0 | 0 | 0 | 0 | 12
NO |  | 46 | 2011 | 2 | 2 | 2 |  | Hopewell | Legionville | 138 | 138 | Tower | 0 | 1.72 | 1 | (8) | 0 | 38378 | 38378 | 0 | 0 | 0 | 0 | 0 | 0 | 0 | 0 | 0 | 0 | 0 | 0 | 0 | 0 | 0 | 0 | 0 | 0 | 0 | 0 | 12
NO |  | 46 | 2011 | 2 | 3 | 3 |  | Dravosburg | Rankin | 138 | 138 | (Tower) | 0.3 | 0 | 1 | (9) | 191981 | 2221768 | 2413749 | 0 | 0 | 0 | 0 | 0 | 0 | 0 | 0 | 0 | 0 | 0 | 0 | 0 | 0 | 0 | 0 | 0 | 0 | 0 | 0 | 12
NO |  | 46 | 2011 | 2 | 4 | 4 |  | Dravosburg | Rankin | 138 | 138 | (Wood Pole) | 4.02 | 0 | 0 | (9) | 0 | 0 | 0 | 0 | 0 | 0 | 0 | 0 | 0 | 0 | 0 | 0 | 0 | 0 | 0 | 0 | 0 | 0 | 0 | 0 | 0 | 0 | 0 | 12
NO |  | 46 | 2011 | 2 | 5 | 5 |  | West Mifflin | Irvin | 138 | 138 | Tower | 0.12 | 0 | 1 | (6) | 13337 | 61386 | 74723 | 0 | 0 | 0 | 0 | 0 | 0 | 0 | 0 | 0 | 0 | 0 | 0 | 0 | 0 | 0 | 0 | 0 | 0 | 0 | 0 | 12
NO |  | 46 | 2011 | 2 | 6 | 6 |  | West Mifflin | Irvin | 138 | 138 | Tower | 0 | 0.11 | 1 | (6) | 0 | 15722 | 15722 | 0 | 0 | 0 | 0 | 0 | 0 | 0 | 0 | 0 | 0 | 0 | 0 | 0 | 0 | 0 | 0 | 0 | 0 | 0 | 0 | 12
NO |  | 46 | 2011 | 2 | 7 | 7 |  | Midland | WHEMCO | 138 | 138 | Wood Pole | 0.7 | 0 | 1 | (9) | 2062 | 124219 | 126281 | 0 | 0 | 0 | 0 | 0 | 0 | 0 | 0 | 0 | 0 | 0 | 0 | 0 | 0 | 0 | 0 | 0 | 0 | 0 | 0 | 12
NO |  | 46 | 2011 | 2 | 8 | 8 |  | J & L | Union Carbide | 138 | 138 | Steel Pole | 0.18 | 0 | 1 | (3) | 1031 | 139147 | 140178 | 0 | 0 | 0 | 0 | 0 | 0 | 0 | 0 | 0 | 0 | 0 | 0 | 0 | 0 | 0 | 0 | 0 | 0 | 0 | 0 | 12
NO |  | 46 | 2011 | 2 | 9 | 9 |  | Wilmerding | Westinghouse | 138 | 138 | (Steel Pole) | 1.02 | 0 | 1 | (9) | 31534 | 1049311 | 1080845 | 0 | 0 | 0 | 0 | 0 | 0 | 0 | 0 | 0 | 0 | 0 | 0 | 0 | 0 | 0 | 0 | 0 | 0 | 0 | 0 | 12
NO |  | 46 | 2011 | 2 | 10 | 10 |  | Wilmerding | Westinghouse | 138 | 138 | (UG) | 0.2 | 0 | 0 | (5) | 0 | 0 | 0 | 0 | 0 | 0 | 0 | 0 | 0 | 0 | 0 | 0 | 0 | 0 | 0 | 0 | 0 | 0 | 0 | 0 | 0 | 0 | 0 | 12
NO |  | 46 | 2011 | 2 | 11 | 11 |  | Wilmerding | WABCO | 138 | 138 | Wood Pole | 0.53 | 0 | 1 | (3) | 2400 | 60703 | 63103 | 0 | 0 | 0 | 0 | 0 | 0 | 0 | 0 | 0 | 0 | 0 | 0 | 0 | 0 | 0 | 0 | 0 | 0 | 0 | 0 | 12
NO |  | 46 | 2011 | 2 | 12 | 12 |  | Wilmerding | Westinghouse | 138 | 138 | (Steel Pole) | 0.03 | 0.97 | 1 | (9) | 0 | 212518 | 212518 | 0 | 0 | 0 | 0 | 0 | 0 | 0 | 0 | 0 | 0 | 0 | 0 | 0 | 0 | 0 | 0 | 0 | 0 | 0 | 0 | 12
NO |  | 46 | 2011 | 2 | 13 | 13 |  | Wilmerding | Westinghouse | 138 | 138 | (UG) | 0.23 | 0 | 0 | (5) | 0 | 0 | 0 | 0 | 0 | 0 | 0 | 0 | 0 | 0 | 0 | 0 | 0 | 0 | 0 | 0 | 0 | 0 | 0 | 0 | 0 | 0 | 0 | 12
NO |  | 46 | 2011 | 2 | 14 | 14 |  | Arsenal | Oakland | 138 | 138 | UG | 2.75 | 0 | 1 | (15) | 0 | 4129737 | 4129737 | 0 | 0 | 0 | 0 | 0 | 0 | 0 | 0 | 0 | 0 | 0 | 0 | 0 | 0 | 0 | 0 | 0 | 0 | 0 | 0 | 12
NO |  | 46 | 2011 | 2 | 15 | 15 |  | North | Pine Creek | 138 | 138 | Tower | 0 | 5.06 | 1 | (9) | 0 | 1336662 | 1336662 | 0 | 0 | 0 | 0 | 0 | 0 | 0 | 0 | 0 | 0 | 0 | 0 | 0 | 0 | 0 | 0 | 0 | 0 | 0 | 0 | 12
NO |  | 46 | 2011 | 2 | 16 | 16 |  | North | Wildwood | 138 | 138 | Wood Pole | 4.83 | 0 | 1 | (9) | 0 | 2737267 | 2737267 | 0 | 0 | 0 | 0 | 0 | 0 | 0 | 0 | 0 | 0 | 0 | 0 | 0 | 0 | 0 | 0 | 0 | 0 | 0 | 0 | 12
NO |  | 46 | 2011 | 2 | 17 | 17 |  | Woodville | Piney Fork | 138 | 138 | Tower | 0 | 11.43 | 1 | (8) | 481410 | 998401 | 1479811 | 0 | 0 | 0 | 0 | 0 | 0 | 0 | 0 | 0 | 0 | 0 | 0 | 0 | 0 | 0 | 0 | 0 | 0 | 0 | 0 | 12
NO |  | 46 | 2011 | 2 | 18 | 18 |  | Dravosburg | Bettis | 138 | 138 | Tower | 0 | 0.95 | 1 | (8) | 0 | 37252 | 37252 | 0 | 0 | 0 | 0 | 0 | 0 | 0 | 0 | 0 | 0 | 0 | 0 | 0 | 0 | 0 | 0 | 0 | 0 | 0 | 0 | 12
NO |  | 46 | 2011 | 2 | 19 | 19 |  | Peters | Woodville | 138 | 138 | Tower | 0 | 6.91 | 1 | (8) | 0 | 0 | 0 | 0 | 0 | 0 | 0 | 0 | 0 | 0 | 0 | 0 | 0 | 0 | 0 | 0 | 0 | 0 | 0 | 0 | 0 | 0 | 0 | 12
NO |  | 46 | 2011 | 2 | 20 | 20 |  | Crescent | Sewickley | 138 | 138 | Tower | 0 | 4.07 | 1 | (8) (9) (17) | 0 | 1553655 | 1553655 | 0 | 0 | 0 | 0 | 0 | 0 | 0 | 0 | 0 | 0 | 0 | 0 | 0 | 0 | 0 | 0 | 0 | 0 | 0 | 0 | 12
NO |  | 46 | 2011 | 2 | 21 | 21 |  | Logans Ferry | Universal | 138 | 138 | Tower | 6.52 | 0 | 1 | (9) | 0 | 1977613 | 1977613 | 0 | 0 | 0 | 0 | 0 | 0 | 0 | 0 | 0 | 0 | 0 | 0 | 0 | 0 | 0 | 0 | 0 | 0 | 0 | 0 | 12
NO |  | 46 | 2011 | 2 | 22 | 22 |  | Collier | Elwyn | 138 | 138 | Tower | 0 | 7.83 | 1 | (8) (9) (10) | 0 | 0 | 0 | 0 | 0 | 0 | 0 | 0 | 0 | 0 | 0 | 0 | 0 | 0 | 0 | 0 | 0 | 0 | 0 | 0 | 0 | 0 | 0 | 12
NO |  | 46 | 2011 | 2 | 23 | 23 |  | Collier | Tidd | 345 | 345 | Tower | 23.93 | 0 | 1 | (10) | 675087 | 3732876 | 4407963 | 0 | 0 | 0 | 0 | 0 | 0 | 0 | 0 | 0 | 0 | 0 | 0 | 0 | 0 | 0 | 0 | 0 | 0 | 0 | 0 | 12
NO |  | 46 | 2011 | 2 | 24 | 24 |  | Brunot Island | Collier | 345 | 345 | (Corten Pole) | 7.13 | 0 | 1 | (11) | 913994 | 25620307 | 26534301 | 0 | 0 | 0 | 0 | 0 | 0 | 0 | 0 | 0 | 0 | 0 | 0 | 0 | 0 | 0 | 0 | 0 | 0 | 0 | 0 | 12
NO |  | 46 | 2011 | 2 | 25 | 25 |  | Arsenal | Brunot Island | 345 | 345 | UG | 6.31 | 0 | 1 | (16) | 0 | 0 | 0 | 0 | 0 | 0 | 0 | 0 | 0 | 0 | 0 | 0 | 0 | 0 | 0 | 0 | 0 | 0 | 0 | 0 | 0 | 0 | 0 | 12
NO |  | 46 | 2011 | 2 | 26 | 26 |  | Arsenal | Brunot Island | 345 | 345 | UG | 6.32 | 0 | 1 | (16) | 0 | 0 | 0 | 0 | 0 | 0 | 0 | 0 | 0 | 0 | 0 | 0 | 0 | 0 | 0 | 0 | 0 | 0 | 0 | 0 | 0 | 0 | 0 | 12
NO |  | 46 | 2011 | 2 | 27 | 27 |  | Arsenal | Carson | 345 | 345 | (UG) | 4.91 | 0 | 1 | (16) | 0 | 1909316 | 1909316 | 0 | 0 | 0 | 0 | 0 | 0 | 0 | 0 | 0 | 0 | 0 | 0 | 0 | 0 | 0 | 0 | 0 | 0 | 0 | 0 | 12
NO |  | 46 | 2011 | 2 | 28 | 28 |  | Arsenal | Carson | 345 | 345 | (Corten Pole) | 1.36 | 0 | 0 | (11) | 0 | 12286265 | 12286265 | 0 | 0 | 0 | 0 | 0 | 0 | 0 | 0 | 0 | 0 | 0 | 0 | 0 | 0 | 0 | 0 | 0 | 0 | 0 | 0 | 12
NO |  | 46 | 2011 | 2 | 29 | 29 |  | Arsenal | Logans Ferry | 0 | 0 |  | 0 | 0 | 0 |  | 0 | 23215535 | 23215535 | 0 | 0 | 0 | 0 | 0 | 0 | 0 | 0 | 0 | 0 | 0 | 0 | 0 | 0 | 0 | 0 | 0 | 0 | 0 | 0 | 12
NO |  | 46 | 2011 | 2 | 30 | 30 |  | Beaver Valley | Sammis | 345 | 345 | Tower | 0 | 0 | 0 | (10) | 43179 | 0 | 43179 | 0 | 0 | 0 | 0 | 0 | 0 | 0 | 0 | 0 | 0 | 0 | 0 | 0 | 0 | 0 | 0 | 0 | 0 | 0 | 0 | 12
NO |  | 46 | 2011 | 2 | 31 | 31 |  | Beaver Valley | Clinton | 345 | 345 | (Tower) | 13.27 | 0 | 1 | (11) | 408098 | 8820562 | 9228660 | 0 | 0 | 0 | 0 | 0 | 0 | 0 | 0 | 0 | 0 | 0 | 0 | 0 | 0 | 0 | 0 | 0 | 0 | 0 | 0 | 12
NO |  | 46 | 2011 | 2 | 32 | 32 |  | Beaver Valley | Clinton | 345 | 345 | (Corten Pole) | 1.45 | 0 | 0 | (11) | 0 | 0 | 0 | 0 | 0 | 0 | 0 | 0 | 0 | 0 | 0 | 0 | 0 | 0 | 0 | 0 | 0 | 0 | 0 | 0 | 0 | 0 | 0 | 12
NO |  | 46 | 2011 | 2 | 33 | 33 |  | Mansfield | Crescent | 345 | 345 | (Tower) | 1.95 | 0 | 1 | (11) | 323962 | 5092953 | 5416915 | 0 | 0 | 0 | 0 | 0 | 0 | 0 | 0 | 0 | 0 | 0 | 0 | 0 | 0 | 0 | 0 | 0 | 0 | 0 | 0 | 12
NO |  | 46 | 2011 | 2 | 34 | 34 |  | Mansfield | Crescent | 345 | 345 | (Corten Pole) | 9.68 | 0 | 0 | (11) | 0 | 0 | 0 | 0 | 0 | 0 | 0 | 0 | 0 | 0 | 0 | 0 | 0 | 0 | 0 | 0 | 0 | 0 | 0 | 0 | 0 | 0 | 0 | 12
NO |  | 46 | 2011 | 2 | 35 | 35 |  | Beaver Valley | Crescent | 345 | 345 | (Tower) | 0.78 | 12.04 | 1 | (11) | 159951 | 6692982 | 6852933 | 0 | 0 | 0 | 0 | 0 | 0 | 0 | 0 | 0 | 0 | 0 | 0 | 0 | 0 | 0 | 0 | 0 | 0 | 0 | 0 | 12
NO |  | 46 | 2011 | 3 | 1 | 1 |  | Beaver Valley | Crescent | 345 | 345 | (Corten Pole) | 2.96 | 0 | 0 | (11) | 0 | 0 | 0 | 0 | 0 | 0 | 0 | 0 | 0 | 0 | 0 | 0 | 0 | 0 | 0 | 0 | 0 | 0 | 0 | 0 | 0 | 0 | 0 | 12
NO |  | 46 | 2011 | 3 | 2 | 2 |  | Clinton | Collier | 345 | 345 | (Tower) | 0 | 1.27 | 1 | (11) | 620717 | 6451789 | 7072506 | 0 | 0 | 0 | 0 | 0 | 0 | 0 | 0 | 0 | 0 | 0 | 0 | 0 | 0 | 0 | 0 | 0 | 0 | 0 | 0 | 12
NO |  | 46 | 2011 | 3 | 3 | 3 |  | Clinton | Collier | 345 | 345 | (Corten Pole) | 12.68 | 0 | 0 | (11) | 0 | 0 | 0 | 0 | 0 | 0 | 0 | 0 | 0 | 0 | 0 | 0 | 0 | 0 | 0 | 0 | 0 | 0 | 0 | 0 | 0 | 0 | 0 | 12
NO |  | 46 | 2011 | 3 | 4 | 4 |  | Brunot Island | Crescent | 345 | 345 | (Tower) | 0 | 1.05 | 1 | (11) | 0 | 0 | 0 | 0 | 0 | 0 | 0 | 0 | 0 | 0 | 0 | 0 | 0 | 0 | 0 | 0 | 0 | 0 | 0 | 0 | 0 | 0 | 0 | 12
NO |  | 46 | 2011 | 3 | 5 | 5 |  | Brunot Island | Crescent | 345 | 345 | (Corten Pole) | 0 | 24.49 | 0 | (11) | 0 | 6798108 | 6798108 | 0 | 0 | 0 | 0 | 0 | 0 | 0 | 0 | 0 | 0 | 0 | 0 | 0 | 0 | 0 | 0 | 0 | 0 | 0 | 0 | 12
SI/NO | A | 46 | 2011 | 3 | 6 | 6 |  | Transmission | Lines | 69 | 69 | TowerHframe | 28.03 | 19.45 | 5 | VARIOUS | 2302636 | 31825435 | 34128071 | 0 | 0 | 0 | 807255.0957 | 0 | 0 | 0 | 0 | 0 | 0 | 0 | 0 | 0 | 0 | 0 | 0 | 0 | 0 | 0 | 0 | 12
NO |  | 46 | 2011 | 3 | 7 | 7 |  | Other |  | 0 | 0 |  | 0 | 0 | 0 |  | 5628140 | 26821092 | 32449232 | 0 | 0 | 0 | 0 | 0 | 0 | 0 | 0 | 0 | 0 | 0 | 0 | 0 | 0 | 0 | 0 | 0 | 0 | 0 | 0 | 12
NO |  | 46 | 2011 | 0 | 36 | 36 |  | TOTAL |  | 0 | 0 |  | 406.34 | 269.14 | 92 |  | 16645778 | 293846215 | 310491993 | 0 | 0 | 0 | 0 | 0 | 0 | 0 | 0 | 0 | 0 | 0 | 0 | 0 | 0 | 0 | 0 | 0 | 0 | 0 | 0 | 12
NO |  | 138 | 2011 | 0 | 1 | 1 |  | Alburtis | Branchbg #5016 (H) | 500 | 500 | Steel Tower | 20.87 | 0 | 1 | 2,493 (A) | 808030 | 2856344 | 3664374 | 0 | 0 | 0 | 0 | 611380442 | 0 | 0 | 0 | 0 | 0 | 0 | 0 | 0 | 0 | 0 | 0 | 0 | 0 | 0 | 0 | 12
NO |  | 138 | 2011 | 0 | 2 | 2 |  | Alburtis | Hosensack #5027 | 500 | 500 | Steel Tower | 4.18 | 0 | 1 | 2,493 (A) | 278715 | 1782259 | 2060974 | 0 | 0 | 0 | 0 | 0 | 0 | 0 | 0 | 0 | 0 | 0 | 0 | 0 | 0 | 0 | 0 | 0 | 0 | 0 | 0 | 12
NO |  | 138 | 2011 | 0 | 3 | 3 |  |  |  | 0 | 0 | Steel Pole | 0.57 | 0 | 1 | 2,493 (A) | 0 | 0 | 0 | 0 | 0 | 0 | 0 | 0 | 0 | 0 | 0 | 0 | 0 | 0 | 0 | 0 | 0 | 0 | 0 | 0 | 0 | 0 | 0 | 12
NO |  | 138 | 2011 | 0 | 4 | 4 |  | Conemaugh | Conastone #5013(L) | 500 | 500 | Steel Tower | 3.05 | 0 | 1 | 2,493 (A) | 57830 | 367844 | 425674 | 0 | 0 | 0 | 0 | 0 | 0 | 0 | 0 | 0 | 0 | 0 | 0 | 0 | 0 | 0 | 0 | 0 | 0 | 0 | 0 | 12
NO |  | 138 | 2011 | 0 | 5 | 5 |  | Conemaugh | Juniata #5005 (H) | 500 | 500 | Steel Tower | 15.91 | 0 | 1 | 2,493 (A) | 168278 | 1870957 | 2039235 | 0 | 0 | 0 | 0 | 0 | 0 | 0 | 0 | 0 | 0 | 0 | 0 | 0 | 0 | 0 | 0 | 0 | 0 | 0 | 0 | 12
NO |  | 138 | 2011 | 0 | 6 | 6 |  | Juniata | Alburtis #5009(H) | 500 | 500 | Steel Tower | 26.26 | 0 | 1 | 2,493 (A) | 574205 | 3242911 | 3817116 | 0 | 0 | 0 | 0 | 0 | 0 | 0 | 0 | 0 | 0 | 0 | 0 | 0 | 0 | 0 | 0 | 0 | 0 | 0 | 0 | 12
NO |  | 138 | 2011 | 0 | 7 | 7 |  | Juniata | Sunbury #5046 | 500 | 500 | Steel Tower | 37.66 | 0 | 1 | 2,493 (A) | 625137 | 5273336 | 5898473 | 0 | 0 | 0 | 0 | 0 | 0 | 0 | 0 | 0 | 0 | 0 | 0 | 0 | 0 | 0 | 0 | 0 | 0 | 0 | 0 | 12
NO |  | 138 | 2011 | 0 | 8 | 8 |  |  |  | 0 | 0 | Steel Pole | 0.34 | 0 | 1 | 2,493 (F) | 0 | 0 | 0 | 0 | 0 | 0 | 0 | 0 | 0 | 0 | 0 | 0 | 0 | 0 | 0 | 0 | 0 | 0 | 0 | 0 | 0 | 0 | 0 | 12
NO |  | 138 | 2011 | 0 | 9 | 9 |  |  |  | 0 | 0 | "H" Frame | 0 | 0 | 0 |  | 0 | 0 | 0 | 0 | 0 | 0 | 0 | 0 | 0 | 0 | 0 | 0 | 0 | 0 | 0 | 0 | 0 | 0 | 0 | 0 | 0 | 0 | 0 | 12
NO |  | 138 | 2011 | 0 | 10 | 10 |  | Juniata | Three Mile Island | 0 | 0 |  | 0 | 0 | 0 |  | 0 | 0 | 0 | 0 | 0 | 0 | 0 | 0 | 0 | 0 | 0 | 0 | 0 | 0 | 0 | 0 | 0 | 0 | 0 | 0 | 0 | 0 | 0 | 12
NO |  | 138 | 2011 | 0 | 11 | 11 |  |  | #5008(H) | 500 | 500 | Steel Tower | 16.8 | 0 | 1 | 2,493 (A) | 329104 | 1967467 | 2296571 | 0 | 0 | 0 | 0 | 0 | 0 | 0 | 0 | 0 | 0 | 0 | 0 | 0 | 0 | 0 | 0 | 0 | 0 | 0 | 0 | 12
NO |  | 138 | 2011 | 0 | 12 | 12 |  | Keystone | Juniata #5004 (H) | 500 | 500 | Steel Tower | 15.92 | 0 | 1 | 2,493 (A) | 168358 | 1850046 | 2018404 | 0 | 0 | 0 | 0 | 0 | 0 | 0 | 0 | 0 | 0 | 0 | 0 | 0 | 0 | 0 | 0 | 0 | 0 | 0 | 0 | 12
NO |  | 138 | 2011 | 0 | 13 | 13 |  | Sunbury | Susquehanna #2 | 0 | 0 |  | 0 | 0 | 0 |  | 0 | 0 | 0 | 0 | 0 | 0 | 0 | 0 | 0 | 0 | 0 | 0 | 0 | 0 | 0 | 0 | 0 | 0 | 0 | 0 | 0 | 0 | 0 | 12
NO |  | 138 | 2011 | 0 | 14 | 14 |  |  | #5045 (K) | 500 | 500 | Steel Pole | 44.2 | 0 | 1 | 2,493 (F) | 574142 | 2074650 | 2648792 | 0 | 0 | 0 | 0 | 0 | 0 | 0 | 0 | 0 | 0 | 0 | 0 | 0 | 0 | 0 | 0 | 0 | 0 | 0 | 0 | 12
NO |  | 138 | 2011 | 0 | 15 | 15 |  |  |  | 0 | 0 | "H" Frame | 0 | 0 | 0 |  | 0 | 0 | 0 | 0 | 0 | 0 | 0 | 0 | 0 | 0 | 0 | 0 | 0 | 0 | 0 | 0 | 0 | 0 | 0 | 0 | 0 | 0 | 0 | 12
NO |  | 138 | 2011 | 0 | 16 | 16 |  | Susquehanna | Wescosville #5043 | 500 | 500 | Steel Tower | 8.49 | 0 | 1 | 2,493 (A) | 5055804 | 23221870 | 28277674 | 0 | 0 | 0 | 0 | 0 | 0 | 0 | 0 | 0 | 0 | 0 | 0 | 0 | 0 | 0 | 0 | 0 | 0 | 0 | 0 | 12
NO |  | 138 | 2011 | 0 | 17 | 17 |  |  |  | 0 | 0 | Steel Pole | 0.12 | 0 | 1 | 1,590 (B) | 697204 | 8189616 | 8886820 | 0 | 0 | 0 | 0 | 0 | 0 | 0 | 0 | 0 | 0 | 0 | 0 | 0 | 0 | 0 | 0 | 0 | 0 | 0 | 0 | 12
NO |  | 138 | 2011 | 0 | 18 | 18 |  |  |  | 0 | 0 | Steel Pole | 3.49 | 0 | 1 | 1,590 (B) | 0 | 0 | 0 | 0 | 0 | 0 | 0 | 0 | 0 | 0 | 0 | 0 | 0 | 0 | 0 | 0 | 0 | 0 | 0 | 0 | 0 | 0 | 0 | 12
NO |  | 138 | 2011 | 0 | 19 | 19 |  |  |  | 0 | 0 | "H" Frame | 0 | 0 | 0 |  | 0 | 0 | 0 | 0 | 0 | 0 | 0 | 0 | 0 | 0 | 0 | 0 | 0 | 0 | 0 | 0 | 0 | 0 | 0 | 0 | 0 | 0 | 0 | 12
NO |  | 138 | 2011 | 0 | 20 | 20 |  |  |  | 0 | 0 | Steel Pole | 55 | 0 | 1 | 2,493 (F) | 0 | 0 | 0 | 0 | 0 | 0 | 0 | 0 | 0 | 0 | 0 | 0 | 0 | 0 | 0 | 0 | 0 | 0 | 0 | 0 | 0 | 0 | 0 | 12
NO |  | 138 | 2011 | 0 | 21 | 21 |  |  |  | 0 | 0 | "H" Frame | 0 | 0 | 0 |  | 0 | 0 | 0 | 0 | 0 | 0 | 0 | 0 | 0 | 0 | 0 | 0 | 0 | 0 | 0 | 0 | 0 | 0 | 0 | 0 | 0 | 0 | 0 | 12
NO |  | 138 | 2011 | 0 | 22 | 22 |  | Three Mile | Peach Bottom #5007 | 500 | 500 | Steel Tower | 10.1 | 0 | 1 | 2,493 (A) | 239853 | 5573942 | 5813795 | 0 | 0 | 0 | 0 | 0 | 0 | 0 | 0 | 0 | 0 | 0 | 0 | 0 | 0 | 0 | 0 | 0 | 0 | 0 | 0 | 12
NO |  | 138 | 2011 | 0 | 23 | 23 |  | Island |  | 500 | 500 | Steel Tower | 1.05 | 0 | 1 | 2,505 (A) | 294198 | 1786081 | 2080279 | 0 | 0 | 0 | 0 | 0 | 0 | 0 | 0 | 0 | 0 | 0 | 0 | 0 | 0 | 0 | 0 | 0 | 0 | 0 | 0 | 12
NO |  | 138 | 2011 | 0 | 24 | 24 |  | Wescosville | Alburtis #5044 | 500 | 500 | Steel Pole | 5.8 | 0 | 1 | 1,590 (G) | 1627813 | 7347992 | 8975805 | 0 | 0 | 0 | 0 | 0 | 0 | 0 | 0 | 0 | 0 | 0 | 0 | 0 | 0 | 0 | 0 | 0 | 0 | 0 | 0 | 12
NO |  | 138 | 2011 | 0 | 25 | 25 |  |  |  | 0 | 0 | "H" Frame | 0 | 0 | 0 |  | 0 | 0 | 0 | 0 | 0 | 0 | 0 | 0 | 0 | 0 | 0 | 0 | 0 | 0 | 0 | 0 | 0 | 0 | 0 | 0 | 0 | 0 | 0 | 12
NO |  | 138 | 2011 | 0 | 26 | 26 |  |  |  | 0 | 0 | Steel Pole | 2.75 | 0 | 1 | 2,493 (F) | 0 | 0 | 0 | 0 | 0 | 0 | 0 | 0 | 0 | 0 | 0 | 0 | 0 | 0 | 0 | 0 | 0 | 0 | 0 | 0 | 0 | 0 | 0 | 12
NO |  | 138 | 2011 | 0 | 27 | 27 |  |  |  | 0 | 0 | "H" Frame | 0 | 0 | 0 |  | 0 | 0 | 0 | 0 | 0 | 0 | 0 | 0 | 0 | 0 | 0 | 0 | 0 | 0 | 0 | 0 | 0 | 0 | 0 | 0 | 0 | 0 | 0 | 12
NO |  | 138 | 2011 | 0 | 28 | 28 |  |  |  | 0 | 0 | Steel Pole | 2.75 | 0 | 1 | 1,590 (G) | 0 | 0 | 0 | 0 | 0 | 0 | 0 | 0 | 0 | 0 | 0 | 0 | 0 | 0 | 0 | 0 | 0 | 0 | 0 | 0 | 0 | 0 | 0 | 12
NO |  | 138 | 2011 | 0 | 29 | 29 |  | Hosensack | Steel City | 500 | 500 | Steel Tower | 20.04 | 0 | 1 | 2,493 (F) | 979504 | 5168087 | 6147591 | 0 | 0 | 0 | 0 | 0 | 0 | 0 | 0 | 0 | 0 | 0 | 0 | 0 | 0 | 0 | 0 | 0 | 0 | 0 | 0 | 12
NO |  | 138 | 2011 | 0 | 31 | 31 |  | Susquehanna | Roseland | 0 | 500 |  | 0 | 0 | 0 |  | 601354 | 2100430 | 2701784 | 0 | 0 | 0 | 0 | 0 | 0 | 0 | 0 | 0 | 0 | 0 | 0 | 0 | 0 | 0 | 0 | 0 | 0 | 0 | 0 | 12
NO |  | 138 | 2011 | 0 | 33 | 33 |  | 500 kV Construction |  | 0 | 0 |  | 0 | 0 | 0 |  | 0 | 0 | 0 | 0 | 0 | 0 | 0 | 0 | 0 | 0 | 0 | 0 | 0 | 0 | 0 | 0 | 0 | 0 | 0 | 0 | 0 | 0 | 0 | 12
NO |  | 138 | 2011 | 0 | 34 | 34 |  | Berks | South Lebanon | 230 | 230 | Steel Pole | 6.82 | 0 | 2 | 1590 (B) | 79288 | 12233322 | 12312610 | 0 | 4365502 | 0 | 4365502 | 0 | 0 | 0 | 0 | 0 | 0 | 0 | 0 | 0 | 0 | 0 | 0 | 0 | 0 | 0 | 0 | 12
NO |  | 138 | 2011 | 1 | 1 | 1 |  | Blooming Grove | Peckville | 230 | 230 | Steel Tower | 29.17 | 0 | 1 | 795 (B) | 348378 | 1564717 | 1913095 | 0 | 0 | 0 | 0 | 0 | 0 | 0 | 0 | 0 | 0 | 0 | 0 | 0 | 0 | 0 | 0 | 0 | 0 | 0 | 0 | 12
NO |  | 138 | 2011 | 1 | 2 | 2 |  |  |  | 0 | 0 | Wood Pole | 0.09 | 0 | 1 | 795 (B) | 0 | 0 | 0 | 0 | 0 | 0 | 0 | 0 | 0 | 0 | 0 | 0 | 0 | 0 | 0 | 0 | 0 | 0 | 0 | 0 | 0 | 0 | 0 | 12
NO |  | 138 | 2011 | 1 | 3 | 3 |  | Brunner Island | Middletown Jct. #1 | 230 | 230 | Steel Tower | 5.53 | 0 | 1 | 1,033.5(B) | 65904 | 887526 | 953430 | 0 | 0 | 0 | 0 | 0 | 0 | 0 | 0 | 0 | 0 | 0 | 0 | 0 | 0 | 0 | 0 | 0 | 0 | 0 | 0 | 12
NO |  | 138 | 2011 | 1 | 6 | 6 |  | Brunner Island | Middletown Jct. #2 | 230 | 230 | Steel Tower | 0.57 | 4.96 | 1 | 1,033.5 (B) | 65904 | 397495 | 463399 | 0 | 0 | 0 | 0 | 0 | 0 | 0 | 0 | 0 | 0 | 0 | 0 | 0 | 0 | 0 | 0 | 0 | 0 | 0 | 0 | 12
NO |  | 138 | 2011 | 1 | 7 | 7 |  |  |  | 0 | 0 | Steel Tower | 0.54 | 0 | 1 | 1,113 (B) | 0 | 0 | 0 | 0 | 0 | 0 | 0 | 0 | 0 | 0 | 0 | 0 | 0 | 0 | 0 | 0 | 0 | 0 | 0 | 0 | 0 | 0 | 0 | 12
NO |  | 138 | 2011 | 1 | 8 | 8 |  | Brunner Island | South Manheim | 230 | 230 | Steel Tower | 17.23 | 0 | 1 | 1,033.5 (B) | 403641 | 2150575 | 2554216 | 0 | 0 | 0 | 0 | 0 | 0 | 0 | 0 | 0 | 0 | 0 | 0 | 0 | 0 | 0 | 0 | 0 | 0 | 0 | 0 | 12
NO |  | 138 | 2011 | 1 | 9 | 9 |  |  |  | 0 | 0 | Steel Tower | 0.53 | 0 | 1 | 1,113 (B) | 0 | 0 | 0 | 0 | 0 | 0 | 0 | 0 | 0 | 0 | 0 | 0 | 0 | 0 | 0 | 0 | 0 | 0 | 0 | 0 | 0 | 0 | 0 | 12
NO |  | 138 | 2011 | 1 | 10 | 10 |  |  |  | 0 | 0 | Steel Pole | 0.16 | 0 | 1 | 1,590 (D) | 0 | 0 | 0 | 0 | 0 | 0 | 0 | 0 | 0 | 0 | 0 | 0 | 0 | 0 | 0 | 0 | 0 | 0 | 0 | 0 | 0 | 0 | 0 | 12
NO |  | 138 | 2011 | 1 | 11 | 11 |  |  |  | 0 | 0 | Steel Pole | 0.54 | 0 | 1 | 2,493 (E) | 0 | 0 | 0 | 0 | 0 | 0 | 0 | 0 | 0 | 0 | 0 | 0 | 0 | 0 | 0 | 0 | 0 | 0 | 0 | 0 | 0 | 0 | 0 | 12
NO |  | 138 | 2011 | 1 | 12 | 12 |  | Brunner Island | W. Hempfield | 230 | 230 | Steel Tower | 2.1 | 0 | 1 | 1,033.5 (B) | 199922 | 997364 | 1197286 | 0 | 0 | 0 | 0 | 0 | 0 | 0 | 0 | 0 | 0 | 0 | 0 | 0 | 0 | 0 | 0 | 0 | 0 | 0 | 0 | 12
NO |  | 138 | 2011 | 1 | 13 | 13 |  |  |  | 0 | 0 | Steel Tower | 0.53 | 0 | 1 | 1,113 (B) | 0 | 0 | 0 | 0 | 0 | 0 | 0 | 0 | 0 | 0 | 0 | 0 | 0 | 0 | 0 | 0 | 0 | 0 | 0 | 0 | 0 | 0 | 0 | 12
NO |  | 138 | 2011 | 1 | 14 | 14 |  |  |  | 0 | 0 | Steel Pole | 0.15 | 0.15 | 1 | 1,033.5 (B) | 0 | 0 | 0 | 0 | 0 | 0 | 0 | 0 | 0 | 0 | 0 | 0 | 0 | 0 | 0 | 0 | 0 | 0 | 0 | 0 | 0 | 0 | 0 | 12
NO |  | 138 | 2011 | 1 | 15 | 15 |  |  |  | 0 | 0 | Steel Tower | 11.5 | 0 | 1 | 795 (B) | 0 | 0 | 0 | 0 | 0 | 0 | 0 | 0 | 0 | 0 | 0 | 0 | 0 | 0 | 0 | 0 | 0 | 0 | 0 | 0 | 0 | 0 | 0 | 12
NO |  | 138 | 2011 | 1 | 16 | 16 |  | Brunner Island | West Shore | 230 | 230 | Steel Tower | 16.36 | 0 | 1 | 1,033.5 (B) | 289432 | 1094633 | 1384065 | 0 | 0 | 0 | 0 | 0 | 0 | 0 | 0 | 0 | 0 | 0 | 0 | 0 | 0 | 0 | 0 | 0 | 0 | 0 | 0 | 12
NO |  | 138 | 2011 | 1 | 17 | 17 |  | Brunner Island | Yorkanna | 230 | 230 | Steel Tower | 0 | 0.64 | 1 | 1,033.5 (B) | 100 | 17157 | 17257 | 0 | 0 | 0 | 0 | 0 | 0 | 0 | 0 | 0 | 0 | 0 | 0 | 0 | 0 | 0 | 0 | 0 | 0 | 0 | 0 | 12
NO |  | 138 | 2011 | 1 | 18 | 18 |  | Bushkill | Blooming Grove | 230 | 230 | Steel Tower | 21.7 | 0 | 1 | 795 (B) | 219050 | 1365882 | 1584932 | 0 | 0 | 0 | 0 | 0 | 0 | 0 | 0 | 0 | 0 | 0 | 0 | 0 | 0 | 0 | 0 | 0 | 0 | 0 | 0 | 12
NO |  | 138 | 2011 | 1 | 19 | 19 |  |  |  | 0 | 0 | Wood Pole | 0.11 | 0 | 1 | 795 (B) | 0 | 0 | 0 | 0 | 0 | 0 | 0 | 0 | 0 | 0 | 0 | 0 | 0 | 0 | 0 | 0 | 0 | 0 | 0 | 0 | 0 | 0 | 0 | 12
NO |  | 138 | 2011 | 1 | 20 | 20 |  | Bushkill | Kittatinny (I) | 230 | 230 | Steel Tower | 10.9 | 0 | 1 | 1,590 (B) | 27846 | 230831 | 258677 | 0 | 0 | 0 | 0 | 0 | 0 | 0 | 0 | 0 | 0 | 0 | 0 | 0 | 0 | 0 | 0 | 0 | 0 | 0 | 0 | 12
NO |  | 138 | 2011 | 1 | 21 | 21 |  | Cumberland | West Shore | 230 | 230 | Steel Tower | 11.63 | 0 | 1 | 1,033.5(B) | 202162 | 768962 | 971124 | 0 | 0 | 0 | 0 | 0 | 0 | 0 | 0 | 0 | 0 | 0 | 0 | 0 | 0 | 0 | 0 | 0 | 0 | 0 | 0 | 12
NO |  | 138 | 2011 | 1 | 22 | 22 |  |  |  | 0 | 0 | Steel Pole | 0 | 0.09 | 1 | 1,590 (B) | 0 | 0 | 0 | 0 | 0 | 0 | 0 | 0 | 0 | 0 | 0 | 0 | 0 | 0 | 0 | 0 | 0 | 0 | 0 | 0 | 0 | 0 | 0 | 12
NO |  | 138 | 2011 | 1 | 23 | 23 |  | Eldred | Frackville | 230 | 230 | Steel Tower | 12.06 | 0 | 1 | 795 (E) | 90343 | 697078 | 787421 | 0 | 0 | 0 | 0 | 0 | 0 | 0 | 0 | 0 | 0 | 0 | 0 | 0 | 0 | 0 | 0 | 0 | 0 | 0 | 0 | 12
NO |  | 138 | 2011 | 1 | 24 | 24 |  |  |  | 0 | 0 | Steel Pole | 0.09 | 0 | 1 | 1,590 (B) | 0 | 0 | 0 | 0 | 0 | 0 | 0 | 0 | 0 | 0 | 0 | 0 | 0 | 0 | 0 | 0 | 0 | 0 | 0 | 0 | 0 | 0 | 0 | 12
NO |  | 138 | 2011 | 1 | 25 | 25 |  | Elimsport | Lycoming #1 | 230 | 230 | Steel Pole | 0.23 | 0 | 1 | 1,590 (B) | 63858 | 436710 | 500568 | 0 | 0 | 0 | 0 | 0 | 0 | 0 | 0 | 0 | 0 | 0 | 0 | 0 | 0 | 0 | 0 | 0 | 0 | 0 | 0 | 12
NO |  | 138 | 2011 | 1 | 26 | 26 |  |  |  | 0 | 0 | Steel Pole | 0.08 | 0 | 1 | 795 (B) | 0 | 0 | 0 | 0 | 0 | 0 | 0 | 0 | 0 | 0 | 0 | 0 | 0 | 0 | 0 | 0 | 0 | 0 | 0 | 0 | 0 | 0 | 0 | 12
NO |  | 138 | 2011 | 1 | 27 | 27 |  |  |  | 0 | 0 | Steel Tower | 3.53 | 0 | 1 | 795 (B) | 0 | 0 | 0 | 0 | 0 | 0 | 0 | 0 | 0 | 0 | 0 | 0 | 0 | 0 | 0 | 0 | 0 | 0 | 0 | 0 | 0 | 0 | 0 | 12
NO |  | 138 | 2011 | 1 | 28 | 28 |  |  |  | 0 | 0 | Steel Tower | 0.32 | 0 | 1 | 1,033.5 (B) | 0 | 0 | 0 | 0 | 0 | 0 | 0 | 0 | 0 | 0 | 0 | 0 | 0 | 0 | 0 | 0 | 0 | 0 | 0 | 0 | 0 | 0 | 0 | 12
NO |  | 138 | 2011 | 1 | 29 | 29 |  | Elimsport | Lycoming #2 | 230 | 230 | Steel Pole | 0.09 | 3.85 | 1 | 1,033.5 (B) | 2830 | 888044 | 890874 | 0 | 0 | 0 | 0 | 0 | 0 | 0 | 0 | 0 | 0 | 0 | 0 | 0 | 0 | 0 | 0 | 0 | 0 | 0 | 0 | 12
NO |  | 138 | 2011 | 1 | 30 | 30 |  |  |  | 0 | 0 | Steel Pole | 0.09 | 0 | 1 | 1,590 (B) | 0 | 0 | 0 | 0 | 0 | 0 | 0 | 0 | 0 | 0 | 0 | 0 | 0 | 0 | 0 | 0 | 0 | 0 | 0 | 0 | 0 | 0 | 0 | 12
NO |  | 138 | 2011 | 1 | 31 | 31 |  |  |  | 0 | 0 | Wood Pole | 0.12 | 0 | 1 | 1,590 (B) | 0 | 0 | 0 | 0 | 0 | 0 | 0 | 0 | 0 | 0 | 0 | 0 | 0 | 0 | 0 | 0 | 0 | 0 | 0 | 0 | 0 | 0 | 0 | 12
NO |  | 138 | 2011 | 1 | 32 | 32 |  | Elimsport | Lycoming #3 | 230 | 230 | Steel Tower | 3.85 | 0 | 1 | 1,033.5 (B) | 42438 | 923352 | 965790 | 0 | 0 | 0 | 0 | 0 | 0 | 0 | 0 | 0 | 0 | 0 | 0 | 0 | 0 | 0 | 0 | 0 | 0 | 0 | 0 | 12
NO |  | 138 | 2011 | 1 | 33 | 33 |  |  |  | 0 | 0 | Steel Pole | 0.1 | 0 | 1 | 1,033.5 (B) | 0 | 0 | 0 | 0 | 0 | 0 | 0 | 0 | 0 | 0 | 0 | 0 | 0 | 0 | 0 | 0 | 0 | 0 | 0 | 0 | 0 | 0 | 0 | 12
NO |  | 138 | 2011 | 1 | 34 | 34 |  |  |  | 0 | 0 | Steel Pole | 0.14 | 0 | 1 | 1,590 (B) | 0 | 0 | 0 | 0 | 0 | 0 | 0 | 0 | 0 | 0 | 0 | 0 | 0 | 0 | 0 | 0 | 0 | 0 | 0 | 0 | 0 | 0 | 0 | 12
NO |  | 138 | 2011 | 1 | 35 | 35 |  | Fox Hill | Shawnee | 230 | 230 | Steel Tower | 8.01 | 0.26 | 1 | 795 (B) | 187901 | 421820 | 609721 | 0 | 0 | 0 | 0 | 0 | 0 | 0 | 0 | 0 | 0 | 0 | 0 | 0 | 0 | 0 | 0 | 0 | 0 | 0 | 0 | 12
NO |  | 138 | 2011 | 2 | 1 | 1 |  | Frackville | Columbia | 230 | 500 | Steel Tower | 25.82 | 0 | 1 | 2,493 (A) | 1507902 | 5019514 | 6527416 | 0 | 0 | 0 | 0 | 0 | 0 | 0 | 0 | 0 | 0 | 0 | 0 | 0 | 0 | 0 | 0 | 0 | 0 | 0 | 0 | 12
NO |  | 138 | 2011 | 2 | 2 | 2 |  |  |  | 230 | 230 | Steel Pole | 0.04 | 0 | 1 | 1,590 (B) | 0 | 0 | 0 | 0 | 0 | 0 | 0 | 0 | 0 | 0 | 0 | 0 | 0 | 0 | 0 | 0 | 0 | 0 | 0 | 0 | 0 | 0 | 0 | 12
NO |  | 138 | 2011 | 2 | 3 | 3 |  |  |  | 0 | 0 | Wood Pole | 0.78 | 0 | 1 | 1,590 (B) | 0 | 0 | 0 | 0 | 0 | 0 | 0 | 0 | 0 | 0 | 0 | 0 | 0 | 0 | 0 | 0 | 0 | 0 | 0 | 0 | 0 | 0 | 0 | 12
NO |  | 138 | 2011 | 2 | 4 | 4 |  | Harwood | East Palmerton | 230 | 230 | Steel Pole | 0.86 | 0 | 1 | 1590 (B) | 21039 | 2172437 | 2193476 | 0 | 0 | 0 | 0 | 0 | 0 | 0 | 0 | 0 | 0 | 0 | 0 | 0 | 0 | 0 | 0 | 0 | 0 | 0 | 0 | 12
NO |  | 138 | 2011 | 2 | 5 | 5 |  |  |  | 0 | 0 | Steel Tower | 0 | 29.49 | 1 | 1590 (B) | 0 | 0 | 0 | 0 | 0 | 0 | 0 | 0 | 0 | 0 | 0 | 0 | 0 | 0 | 0 | 0 | 0 | 0 | 0 | 0 | 0 | 0 | 0 | 12
NO |  | 138 | 2011 | 2 | 6 | 6 |  | Hosensack | Buxmont #3 | 230 | 230 | Steel Tower | 11.03 | 0 | 1 | 1,590 (D) | 316356 | 3042462 | 3358818 | 0 | 0 | 0 | 0 | 0 | 0 | 0 | 0 | 0 | 0 | 0 | 0 | 0 | 0 | 0 | 0 | 0 | 0 | 0 | 0 | 12
NO |  | 138 | 2011 | 2 | 7 | 7 |  |  |  | 0 | 0 | Steel Pole | 4.64 | 0 | 1 | 1,590 (D) | 0 | 0 | 0 | 0 | 0 | 0 | 0 | 0 | 0 | 0 | 0 | 0 | 0 | 0 | 0 | 0 | 0 | 0 | 0 | 0 | 0 | 0 | 0 | 12
NO |  | 138 | 2011 | 2 | 8 | 8 |  | Hosensack | Wescosville #3 | 230 | 230 | Steel Tower | 9.5 | 0 | 1 | 795 (B) | 62862 | 992433 | 1055295 | 0 | 0 | 0 | 0 | 0 | 0 | 0 | 0 | 0 | 0 | 0 | 0 | 0 | 0 | 0 | 0 | 0 | 0 | 0 | 0 | 12
NO |  | 138 | 2011 | 2 | 9 | 9 |  |  |  | 0 | 0 | Wood Pole | 0.15 | 0 | 1 | 795 (B) | 0 | 0 | 0 | 0 | 0 | 0 | 0 | 0 | 0 | 0 | 0 | 0 | 0 | 0 | 0 | 0 | 0 | 0 | 0 | 0 | 0 | 0 | 0 | 12
NO |  | 138 | 2011 | 2 | 10 | 10 |  |  |  | 0 | 0 | Steel Pole | 0.07 | 0 | 1 | 795 (B) | 0 | 0 | 0 | 0 | 0 | 0 | 0 | 0 | 0 | 0 | 0 | 0 | 0 | 0 | 0 | 0 | 0 | 0 | 0 | 0 | 0 | 0 | 0 | 12
NO |  | 138 | 2011 | 2 | 11 | 11 |  | Hummelstown | Middletown Jct. #1 | 230 | 230 | Steel Tower | 7 | 0 | 1 | 795 (B) | 77445 | 652891 | 730336 | 0 | 0 | 0 | 0 | 0 | 0 | 0 | 0 | 0 | 0 | 0 | 0 | 0 | 0 | 0 | 0 | 0 | 0 | 0 | 0 | 12
NO |  | 138 | 2011 | 2 | 12 | 12 |  | Hummelstown | N. Hershey | 230 | 230 | Steel Pole | 0.16 | 0 | 2 | 1,590 (B) | 28413 | 462696 | 491109 | 0 | 0 | 0 | 0 | 0 | 0 | 0 | 0 | 0 | 0 | 0 | 0 | 0 | 0 | 0 | 0 | 0 | 0 | 0 | 0 | 12
NO |  | 138 | 2011 | 2 | 13 | 13 |  |  |  | 0 | 0 | Steel Tower | 3.2 | 0 | 2 | 1,590 (B) | 0 | 0 | 0 | 0 | 0 | 0 | 0 | 0 | 0 | 0 | 0 | 0 | 0 | 0 | 0 | 0 | 0 | 0 | 0 | 0 | 0 | 0 | 0 | 12
NO |  | 138 | 2011 | 2 | 14 | 14 |  | Hummelstown | Steelton Tap | 230 | 230 | Steel Tower | 1.12 | 0 | 1 | 1,108.6 (B) | 310770 | 859397 | 1170167 | 0 | 0 | 0 | 0 | 0 | 0 | 0 | 0 | 0 | 0 | 0 | 0 | 0 | 0 | 0 | 0 | 0 | 0 | 0 | 0 | 12
NO |  | 138 | 2011 | 2 | 15 | 15 |  |  |  | 0 | 0 | Wood Pole | 5.43 | 0 | 1 | 1,108.6 (B) | 0 | 0 | 0 | 0 | 0 | 0 | 0 | 0 | 0 | 0 | 0 | 0 | 0 | 0 | 0 | 0 | 0 | 0 | 0 | 0 | 0 | 0 | 0 | 12
NO |  | 138 | 2011 | 2 | 16 | 16 |  |  |  | 0 | 0 | Wood Pole | 0.11 | 0 | 1 | 1,590 (B) | 0 | 0 | 0 | 0 | 0 | 0 | 0 | 0 | 0 | 0 | 0 | 0 | 0 | 0 | 0 | 0 | 0 | 0 | 0 | 0 | 0 | 0 | 0 | 12
NO |  | 138 | 2011 | 2 | 17 | 17 |  |  |  | 0 | 0 | Wood Pole | 0.1 | 0 | 1 | 795 (B) | 0 | 0 | 0 | 0 | 0 | 0 | 0 | 0 | 0 | 0 | 0 | 0 | 0 | 0 | 0 | 0 | 0 | 0 | 0 | 0 | 0 | 0 | 0 | 12
NO |  | 138 | 2011 | 2 | 18 | 18 |  | Jenkins | Stanton | 230 | 230 | Steel Tower | 8.54 | 0 | 1 | 1,590 (B) | 208742 | 1434693 | 1643435 | 0 | 0 | 0 | 0 | 0 | 0 | 0 | 0 | 0 | 0 | 0 | 0 | 0 | 0 | 0 | 0 | 0 | 0 | 0 | 0 | 12
NO |  | 138 | 2011 | 2 | 19 | 19 |  | Juniata | Cumberland #1 | 230 | 230 | Steel Tower | 14.02 | 0 | 1 | 1,033.5 (B) | 213908 | 1592245 | 1806153 | 0 | 0 | 0 | 0 | 0 | 0 | 0 | 0 | 0 | 0 | 0 | 0 | 0 | 0 | 0 | 0 | 0 | 0 | 0 | 0 | 12
NO |  | 138 | 2011 | 2 | 20 | 20 |  |  |  | 0 | 0 | Steel Pole | 0.09 | 0 | 1 | 1,590 (B) | 0 | 0 | 0 | 0 | 0 | 0 | 0 | 0 | 0 | 0 | 0 | 0 | 0 | 0 | 0 | 0 | 0 | 0 | 0 | 0 | 0 | 0 | 0 | 12
NO |  | 138 | 2011 | 2 | 21 | 21 |  |  |  | 0 | 0 | Wood Pole | 0.09 | 0 | 1 | 1,033.5 (B) | 0 | 0 | 0 | 0 | 0 | 0 | 0 | 0 | 0 | 0 | 0 | 0 | 0 | 0 | 0 | 0 | 0 | 0 | 0 | 0 | 0 | 0 | 0 | 12
NO |  | 138 | 2011 | 2 | 22 | 22 |  | Lackawanna | Peckville #3 | 230 | 230 | Steel Pole | 0.4 | 0 | 1 | 1,590 (B) | 12393 | 340997 | 353390 | 0 | 0 | 0 | 0 | 0 | 0 | 0 | 0 | 0 | 0 | 0 | 0 | 0 | 0 | 0 | 0 | 0 | 0 | 0 | 0 | 12
NO |  | 138 | 2011 | 2 | 23 | 23 |  |  |  | 0 | 0 | Wood Pole | 2.57 | 0 | 1 | 1,033.5 (B) | 0 | 0 | 0 | 0 | 0 | 0 | 0 | 0 | 0 | 0 | 0 | 0 | 0 | 0 | 0 | 0 | 0 | 0 | 0 | 0 | 0 | 0 | 0 | 12
NO |  | 138 | 2011 | 2 | 24 | 24 |  | Lewistown | Juniata | 230 | 230 | Steel Tower | 0.92 | 0 | 2 | 1,033.5 (B) | 9162 | 96632 | 105794 | 0 | 0 | 0 | 0 | 0 | 0 | 0 | 0 | 0 | 0 | 0 | 0 | 0 | 0 | 0 | 0 | 0 | 0 | 0 | 0 | 12
NO |  | 138 | 2011 | 2 | 25 | 25 |  | Manor | Otter Creek | 230 | 230 | Steel Tower | 5.75 | 0 | 1 | 795 (B) | 81452 | 492337 | 573789 | 0 | 0 | 0 | 0 | 0 | 0 | 0 | 0 | 0 | 0 | 0 | 0 | 0 | 0 | 0 | 0 | 0 | 0 | 0 | 0 | 12
NO |  | 138 | 2011 | 2 | 26 | 26 |  | Manor | Graceton (J) | 230 | 230 | Steel Tower | 16.4 | 0 | 1 | 795 (B) | 168643 | 457942 | 626585 | 0 | 0 | 0 | 0 | 0 | 0 | 0 | 0 | 0 | 0 | 0 | 0 | 0 | 0 | 0 | 0 | 0 | 0 | 0 | 0 | 12
NO |  | 138 | 2011 | 2 | 27 | 27 |  | Martins Creek | Gilbert (P2016) | 230 | 230 | Wood Pole | 0.43 | 0 | 1 | 1,590 (D) | 22979 | 304862 | 327841 | 0 | 0 | 0 | 0 | 0 | 0 | 0 | 0 | 0 | 0 | 0 | 0 | 0 | 0 | 0 | 0 | 0 | 0 | 0 | 0 | 12
NO |  | 138 | 2011 | 2 | 28 | 28 |  |  |  | 0 | 0 | "H" Frame | 0.09 | 0 | 1 | 1,590 (D) | 0 | 0 | 0 | 0 | 0 | 0 | 0 | 0 | 0 | 0 | 0 | 0 | 0 | 0 | 0 | 0 | 0 | 0 | 0 | 0 | 0 | 0 | 0 | 12
NO |  | 138 | 2011 | 2 | 29 | 29 |  | Martins Creek | Monroe | 230 | 230 | Steel Pole | 0.39 | 0.46 | 1 | 1,590 (B) | 754353 | 1166636 | 1920989 | 0 | 0 | 0 | 0 | 0 | 0 | 0 | 0 | 0 | 0 | 0 | 0 | 0 | 0 | 0 | 0 | 0 | 0 | 0 | 0 | 12
NO |  | 138 | 2011 | 2 | 30 | 30 |  |  |  | 0 | 0 | Steel Tower | 0 | 14.55 | 1 | 1,590 (B) | 0 | 0 | 0 | 0 | 0 | 0 | 0 | 0 | 0 | 0 | 0 | 0 | 0 | 0 | 0 | 0 | 0 | 0 | 0 | 0 | 0 | 0 | 0 | 12
NO |  | 138 | 2011 | 2 | 31 | 31 |  |  |  | 0 | 0 | Steel Tower | 16.11 | 0 | 1 | 795 (B) | 0 | 0 | 0 | 0 | 0 | 0 | 0 | 0 | 0 | 0 | 0 | 0 | 0 | 0 | 0 | 0 | 0 | 0 | 0 | 0 | 0 | 0 | 0 | 12
NO |  | 138 | 2011 | 2 | 32 | 32 |  | Martins Creek | Northwood (1011) | 230 | 230 | Steel Pole | 0.12 | 0 | 1 | 1,590 (B) | 210053 | 379125 | 589178 | 0 | 0 | 0 | 0 | 0 | 0 | 0 | 0 | 0 | 0 | 0 | 0 | 0 | 0 | 0 | 0 | 0 | 0 | 0 | 0 | 12
NO |  | 138 | 2011 | 2 | 33 | 33 |  |  |  | 0 | 0 | Steel Pole | 0 | 0.29 | 1 | 1,590 (B) | 0 | 0 | 0 | 0 | 0 | 0 | 0 | 0 | 0 | 0 | 0 | 0 | 0 | 0 | 0 | 0 | 0 | 0 | 0 | 0 | 0 | 0 | 0 | 12
NO |  | 138 | 2011 | 2 | 34 | 34 |  |  |  | 0 | 0 | Steel Tower | 0 | 10.32 | 1 | 1,033.5 (B) | 0 | 0 | 0 | 0 | 0 | 0 | 0 | 0 | 0 | 0 | 0 | 0 | 0 | 0 | 0 | 0 | 0 | 0 | 0 | 0 | 0 | 0 | 0 | 12
NO |  | 138 | 2011 | 2 | 35 | 35 |  | Martins Creek | Portland (1008) | 230 | 500 | Steel Tower | 3.98 | 0 | 1 | 2,493 (A) | 133414 | 975866 | 1109280 | 0 | 0 | 0 | 0 | 0 | 0 | 0 | 0 | 0 | 0 | 0 | 0 | 0 | 0 | 0 | 0 | 0 | 0 | 0 | 0 | 12
NO |  | 138 | 2011 | 3 | 1 | 1 |  |  |  | 0 | 0 | Steel Pole | 0.51 | 0 | 1 | 1,590 (A) | 0 | 0 | 0 | 0 | 0 | 0 | 0 | 0 | 0 | 0 | 0 | 0 | 0 | 0 | 0 | 0 | 0 | 0 | 0 | 0 | 0 | 0 | 0 | 12
NO |  | 138 | 2011 | 3 | 2 | 2 |  | Martins Creek | Quarry #2 | 230 | 230 | Steel Pole | 0.41 | 0 | 1 | 1,590 (B) | 584169 | 2382001 | 2966170 | 0 | 0 | 0 | 0 | 0 | 0 | 0 | 0 | 0 | 0 | 0 | 0 | 0 | 0 | 0 | 0 | 0 | 0 | 0 | 0 | 12
NO |  | 138 | 2011 | 3 | 3 | 3 |  |  |  | 0 | 0 | Steel Tower | 14.61 | 0 | 1 | 1,033.5 (B) | 0 | 0 | 0 | 0 | 0 | 0 | 0 | 0 | 0 | 0 | 0 | 0 | 0 | 0 | 0 | 0 | 0 | 0 | 0 | 0 | 0 | 0 | 0 | 12
NO |  | 138 | 2011 | 3 | 4 | 4 |  |  |  | 0 | 0 | Steel Pole | 6.02 | 0 | 1 | 1,033.5 (B) | 0 | 0 | 0 | 0 | 0 | 0 | 0 | 0 | 0 | 0 | 0 | 0 | 0 | 0 | 0 | 0 | 0 | 0 | 0 | 0 | 0 | 0 | 0 | 12
NO |  | 138 | 2011 | 3 | 5 | 5 |  | Martins Creek | Siegfried #1 | 230 | 500 | Steel Tower | 22.25 | 0 | 1 | 2,493 (B) | 668661 | 4741629 | 5410290 | 0 | 0 | 0 | 0 | 0 | 0 | 0 | 0 | 0 | 0 | 0 | 0 | 0 | 0 | 0 | 0 | 0 | 0 | 0 | 0 | 12
NO |  | 138 | 2011 | 3 | 6 | 6 |  |  |  | 0 | 0 | Steel Tower | 0.64 | 0 | 1 | 1,590 (B) | 0 | 0 | 0 | 0 | 0 | 0 | 0 | 0 | 0 | 0 | 0 | 0 | 0 | 0 | 0 | 0 | 0 | 0 | 0 | 0 | 0 | 0 | 0 | 12
NO |  | 138 | 2011 | 3 | 7 | 7 |  |  |  | 0 | 0 | Steel Pole | 0.65 | 0 | 1 | 1,590 (B) | 0 | 0 | 0 | 0 | 0 | 0 | 0 | 0 | 0 | 0 | 0 | 0 | 0 | 0 | 0 | 0 | 0 | 0 | 0 | 0 | 0 | 0 | 0 | 12
NO |  | 138 | 2011 | 3 | 8 | 8 |  | Martins Creek | Siegfried #2 | 230 | 230 | Steel Tower | 10.62 | 0 | 1 | 795 (B) | 210717 | 2596225 | 2806942 | 0 | 0 | 0 | 0 | 0 | 0 | 0 | 0 | 0 | 0 | 0 | 0 | 0 | 0 | 0 | 0 | 0 | 0 | 0 | 0 | 12
NO |  | 138 | 2011 | 3 | 9 | 9 |  |  |  | 0 | 0 | Steel Tower | 14.85 | 0 | 1 | 1,590 (B) | 0 | 0 | 0 | 0 | 0 | 0 | 0 | 0 | 0 | 0 | 0 | 0 | 0 | 0 | 0 | 0 | 0 | 0 | 0 | 0 | 0 | 0 | 0 | 12
NO |  | 138 | 2011 | 3 | 10 | 10 |  |  |  | 0 | 0 | Steel Pole | 0.07 | 0 | 1 | 795 (B) | 0 | 0 | 0 | 0 | 0 | 0 | 0 | 0 | 0 | 0 | 0 | 0 | 0 | 0 | 0 | 0 | 0 | 0 | 0 | 0 | 0 | 0 | 0 | 12
NO |  | 138 | 2011 | 3 | 11 | 11 |  |  |  | 0 | 0 | Steel Pole | 0.56 | 0 | 1 | 1,590 (B) | 0 | 0 | 0 | 0 | 0 | 0 | 0 | 0 | 0 | 0 | 0 | 0 | 0 | 0 | 0 | 0 | 0 | 0 | 0 | 0 | 0 | 0 | 0 | 12
NO |  | 138 | 2011 | 3 | 12 | 12 |  | Monroe | Fox Hill Tie | 230 | 230 | Steel Tower | 0 | 0.11 | 1 | 795 (B) | 0 | 52873 | 52873 | 0 | 0 | 0 | 0 | 0 | 0 | 0 | 0 | 0 | 0 | 0 | 0 | 0 | 0 | 0 | 0 | 0 | 0 | 0 | 0 | 12
NO |  | 138 | 2011 | 3 | 13 | 13 |  | Montour | Columbia | 230 | 500 | Steel Tower | 9.26 | 0 | 1 | 2,493 (A) | 445408 | 1721445 | 2166853 | 0 | 0 | 0 | 0 | 0 | 0 | 0 | 0 | 0 | 0 | 0 | 0 | 0 | 0 | 0 | 0 | 0 | 0 | 0 | 0 | 12
NO |  | 138 | 2011 | 3 | 14 | 14 |  |  |  | 230 | 230 | Steel Pole | 0.19 | 0.85 | 1 | 1,590 (B) | 0 | 0 | 0 | 0 | 0 | 0 | 0 | 0 | 0 | 0 | 0 | 0 | 0 | 0 | 0 | 0 | 0 | 0 | 0 | 0 | 0 | 0 | 0 | 12
NO |  | 138 | 2011 | 3 | 15 | 15 |  | Montour | Elimsport | 230 | 230 | Steel Tower | 14.48 | 0 | 2 | 1,590 (D) | 937507 | 7870878 | 8808385 | 0 | 0 | 0 | 0 | 0 | 0 | 0 | 0 | 0 | 0 | 0 | 0 | 0 | 0 | 0 | 0 | 0 | 0 | 0 | 0 | 12
NO |  | 138 | 2011 | 3 | 16 | 16 |  |  |  | 0 | 0 | Steel Pole | 7.84 | 0 | 2 | 1,590 (D) | 0 | 0 | 0 | 0 | 0 | 0 | 0 | 0 | 0 | 0 | 0 | 0 | 0 | 0 | 0 | 0 | 0 | 0 | 0 | 0 | 0 | 0 | 0 | 12
NO |  | 138 | 2011 | 3 | 17 | 17 |  | Montour | Mountain (H) | 230 | 230 | Steel Pole | 2.5 | 0 | 2 | 1,590 (D) | 76180 | 2452704 | 2528884 | 0 | 0 | 0 | 0 | 0 | 0 | 0 | 0 | 0 | 0 | 0 | 0 | 0 | 0 | 0 | 0 | 0 | 0 | 0 | 0 | 12
NO |  | 138 | 2011 | 3 | 18 | 18 |  |  |  | 0 | 0 | Steel Pole | 0.97 | 0 | 1 | 1,590 (D) | 0 | 0 | 0 | 0 | 0 | 0 | 0 | 0 | 0 | 0 | 0 | 0 | 0 | 0 | 0 | 0 | 0 | 0 | 0 | 0 | 0 | 0 | 0 | 12
NO |  | 138 | 2011 | 3 | 19 | 19 |  | Montour | Sunbury | 230 | 230 | Steel Tower | 10.29 | 0 | 2 | 1,033.5 (B) | 483508 | 3944488 | 4427996 | 0 | 0 | 0 | 0 | 0 | 0 | 0 | 0 | 0 | 0 | 0 | 0 | 0 | 0 | 0 | 0 | 0 | 0 | 0 | 0 | 12
NO |  | 138 | 2011 | 3 | 20 | 20 |  |  |  | 0 | 0 | Steel Tower | 10.79 | 0 | 1 | 1,590 (B) | 0 | 0 | 0 | 0 | 0 | 0 | 0 | 0 | 0 | 0 | 0 | 0 | 0 | 0 | 0 | 0 | 0 | 0 | 0 | 0 | 0 | 0 | 0 | 12
NO |  | 138 | 2011 | 3 | 21 | 21 |  |  |  | 0 | 0 | Steel Pole | 1.85 | 0 | 1 | 1,590 (B) | 0 | 0 | 0 | 0 | 0 | 0 | 0 | 0 | 0 | 0 | 0 | 0 | 0 | 0 | 0 | 0 | 0 | 0 | 0 | 0 | 0 | 0 | 0 | 12
NO |  | 138 | 2011 | 3 | 22 | 22 |  | Montour | Susquehanna | 230 | 230 | Steel Tower | 27.84 | 0 | 2 | 1,590 (B) | 1061098 | 6455646 | 7516744 | 0 | 0 | 0 | 0 | 0 | 0 | 0 | 0 | 0 | 0 | 0 | 0 | 0 | 0 | 0 | 0 | 0 | 0 | 0 | 0 | 12
NO |  | 138 | 2011 | 3 | 23 | 23 |  |  |  | 0 | 0 | Steel Pole | 1.32 | 0 | 2 | 1,590 (B) | 0 | 0 | 0 | 0 | 0 | 0 | 0 | 0 | 0 | 0 | 0 | 0 | 0 | 0 | 0 | 0 | 0 | 0 | 0 | 0 | 0 | 0 | 0 | 12
NO |  | 138 | 2011 | 3 | 24 | 24 |  |  |  | 0 | 0 | Steel Pole | 1.9 | 0 | 2 | 1,590 (D) | 0 | 0 | 0 | 0 | 0 | 0 | 0 | 0 | 0 | 0 | 0 | 0 | 0 | 0 | 0 | 0 | 0 | 0 | 0 | 0 | 0 | 0 | 0 | 12
NO |  | 138 | 2011 | 3 | 25 | 25 |  | Mountain | Lackawanna | 230 | 230 | Steel Tower | 0 | 25.38 | 1 | 1,590 (B) | 3949 | 768014 | 771963 | 0 | 0 | 0 | 0 | 0 | 0 | 0 | 0 | 0 | 0 | 0 | 0 | 0 | 0 | 0 | 0 | 0 | 0 | 0 | 0 | 12
NO |  | 138 | 2011 | 3 | 26 | 26 |  |  |  | 0 | 0 | Steel Tower | 0 | 0.34 | 1 | 1,590 (B) | 0 | 0 | 0 | 0 | 0 | 0 | 0 | 0 | 0 | 0 | 0 | 0 | 0 | 0 | 0 | 0 | 0 | 0 | 0 | 0 | 0 | 0 | 0 | 12
NO |  | 138 | 2011 | 3 | 27 | 27 |  | Otter Creek | Conastone (J) | 230 | 230 | Steel Tower | 17.05 | 0 | 1 | 795 (B) | 171753 | 616922 | 788675 | 0 | 0 | 0 | 0 | 0 | 0 | 0 | 0 | 0 | 0 | 0 | 0 | 0 | 0 | 0 | 0 | 0 | 0 | 0 | 0 | 12
NO |  | 138 | 2011 | 3 | 28 | 28 |  |  |  | 0 | 0 | Steel Pole | 0.16 | 0 | 1 | 1,590 (B) | 0 | 0 | 0 | 0 | 0 | 0 | 0 | 0 | 0 | 0 | 0 | 0 | 0 | 0 | 0 | 0 | 0 | 0 | 0 | 0 | 0 | 0 | 0 | 12
NO |  | 138 | 2011 | 3 | 29 | 29 |  | Quarry | Northwood (1012)(H) | 230 | 230 | Steel Pole | 0.55 | 5.31 | 1 | 1,033.5 (B) | 397336 | 237170 | 634506 | 0 | 0 | 0 | 0 | 0 | 0 | 0 | 0 | 0 | 0 | 0 | 0 | 0 | 0 | 0 | 0 | 0 | 0 | 0 | 0 | 12
NO |  | 138 | 2011 | 3 | 30 | 30 |  |  |  | 0 | 0 | Steel Tower | 0 | 4.45 | 1 | 1,033.5 (B) | 0 | 0 | 0 | 0 | 0 | 0 | 0 | 0 | 0 | 0 | 0 | 0 | 0 | 0 | 0 | 0 | 0 | 0 | 0 | 0 | 0 | 0 | 0 | 12
NO |  | 138 | 2011 | 3 | 31 | 31 |  | Shawnee | Bushkill | 230 | 230 | Steel Tower | 2.25 | 0 | 1 | 795 (B) | 25006 | 93036 | 118042 | 0 | 0 | 0 | 0 | 0 | 0 | 0 | 0 | 0 | 0 | 0 | 0 | 0 | 0 | 0 | 0 | 0 | 0 | 0 | 0 | 12
NO |  | 138 | 2011 | 3 | 32 | 32 |  | Siegfried | East Palmerton #3 | 230 | 230 | Steel Tower | 0.7 | 7.33 | 1 | 1,590 (B) | 16990 | 723113 | 740103 | 0 | 0 | 0 | 0 | 0 | 0 | 0 | 0 | 0 | 0 | 0 | 0 | 0 | 0 | 0 | 0 | 0 | 0 | 0 | 0 | 12
NO |  | 138 | 2011 | 3 | 33 | 33 |  |  |  | 0 | 0 | Wood Pole | 0.1 | 0.35 | 1 | 1,590 (B) | 0 | 0 | 0 | 0 | 0 | 0 | 0 | 0 | 0 | 0 | 0 | 0 | 0 | 0 | 0 | 0 | 0 | 0 | 0 | 0 | 0 | 0 | 0 | 12
NO |  | 138 | 2011 | 3 | 34 | 34 |  | Siegfried | Frackville | 230 | 230 | Wood Pole | 0.13 | 0 | 1 | 795 (B) | 280764 | 2671656 | 2952420 | 0 | 0 | 0 | 0 | 0 | 0 | 0 | 0 | 0 | 0 | 0 | 0 | 0 | 0 | 0 | 0 | 0 | 0 | 0 | 0 | 12
NO |  | 138 | 2011 | 3 | 35 | 35 |  |  |  | 0 | 0 | Steel Tower | 39.66 | 0.84 | 1 | 795 (B) | 0 | 0 | 0 | 0 | 0 | 0 | 0 | 0 | 0 | 0 | 0 | 0 | 0 | 0 | 0 | 0 | 0 | 0 | 0 | 0 | 0 | 0 | 0 | 12
NO |  | 138 | 2011 | 4 | 1 | 1 |  | Siegfried | Harwood | 230 | 230 | Steel Pole | 0.1 | 0 | 1 | 1,590 (B) | 1515038 | 6425385 | 7940423 | 0 | 0 | 0 | 0 | 0 | 0 | 0 | 0 | 0 | 0 | 0 | 0 | 0 | 0 | 0 | 0 | 0 | 0 | 0 | 0 | 12
NO |  | 138 | 2011 | 4 | 2 | 2 |  |  |  | 0 | 0 | Steel Tower | 37.45 | 0 | 1 | 1,590 (B) | 0 | 0 | 0 | 0 | 0 | 0 | 0 | 0 | 0 | 0 | 0 | 0 | 0 | 0 | 0 | 0 | 0 | 0 | 0 | 0 | 0 | 0 | 0 | 12
NO |  | 138 | 2011 | 4 | 3 | 3 |  | South Akron | Berks | 230 | 500 | Steel Tower | 7.26 | 0 | 1 | 2,493 (A) | 1583690 | 2312563 | 3896253 | 0 | 0 | 0 | 0 | 0 | 0 | 0 | 0 | 0 | 0 | 0 | 0 | 0 | 0 | 0 | 0 | 0 | 0 | 0 | 0 | 12
NO |  | 138 | 2011 | 4 | 4 | 4 |  |  |  | 230 | 230 | Steel Tower | 0.11 | 0 | 1 | 1590 (B) | 0 | 0 | 0 | 0 | 0 | 0 | 0 | 0 | 0 | 0 | 0 | 0 | 0 | 0 | 0 | 0 | 0 | 0 | 0 | 0 | 0 | 0 | 0 | 12
NO |  | 138 | 2011 | 4 | 5 | 5 |  |  |  | 230 | 500 | Steel Tower | 0.08 | 0 | 1 | 1590 (B) | 0 | 0 | 0 | 0 | 0 | 0 | 0 | 0 | 0 | 0 | 0 | 0 | 0 | 0 | 0 | 0 | 0 | 0 | 0 | 0 | 0 | 0 | 0 | 12
NO |  | 138 | 2011 | 4 | 6 | 6 |  |  |  | 230 | 230 | Steel Pole | 12.73 | 0 | 1 | 1,590 (B) | 0 | 0 | 0 | 0 | 0 | 0 | 0 | 0 | 0 | 0 | 0 | 0 | 0 | 0 | 0 | 0 | 0 | 0 | 0 | 0 | 0 | 0 | 0 | 12
NO |  | 138 | 2011 | 4 | 7 | 7 |  | South Akron | South Reading | 230 | 230 | Steel Pole | 12.51 | 0 | 2 | 1590 (B) | 0 | 15993962 | 15993962 | 0 | 0 | 0 | 0 | 0 | 0 | 0 | 0 | 0 | 0 | 0 | 0 | 0 | 0 | 0 | 0 | 0 | 0 | 0 | 0 | 12
NO |  | 138 | 2011 | 4 | 8 | 8 |  |  |  | 0 | 0 | Steel Tower | 9.62 | 0 | 1 | 1033 (B) | 0 | 0 | 0 | 0 | 0 | 0 | 0 | 0 | 0 | 0 | 0 | 0 | 0 | 0 | 0 | 0 | 0 | 0 | 0 | 0 | 0 | 0 | 0 | 12
NO |  | 138 | 2011 | 4 | 9 | 9 |  | South Manheim | South Akron #4 | 230 | 230 | Steel Tower | 11.21 | 0 | 1 | 1,033.5 (B) | 363346 | 1049484 | 1412830 | 0 | 0 | 0 | 0 | 0 | 0 | 0 | 0 | 0 | 0 | 0 | 0 | 0 | 0 | 0 | 0 | 0 | 0 | 0 | 0 | 12
NO |  | 138 | 2011 | 4 | 10 | 10 |  |  |  | 0 | 0 | Steel Pole | 0.1 | 0.05 | 1 | 1,590 (D) | 0 | 0 | 0 | 0 | 0 | 0 | 0 | 0 | 0 | 0 | 0 | 0 | 0 | 0 | 0 | 0 | 0 | 0 | 0 | 0 | 0 | 0 | 0 | 12
NO |  | 138 | 2011 | 4 | 11 | 11 |  |  |  | 0 | 0 | Steel Pole | 0.53 | 0 | 1 | 2,493 (E) | 0 | 0 | 0 | 0 | 0 | 0 | 0 | 0 | 0 | 0 | 0 | 0 | 0 | 0 | 0 | 0 | 0 | 0 | 0 | 0 | 0 | 0 | 0 | 12
NO |  | 138 | 2011 | 4 | 12 | 12 |  | South Reading | Berks | 230 | 500 | Steel Tower | 0 | 5.93 | 1 | 2,493 (A) | 267495 | 1869071 | 2136566 | 0 | 0 | 0 | 0 | 0 | 0 | 0 | 0 | 0 | 0 | 0 | 0 | 0 | 0 | 0 | 0 | 0 | 0 | 0 | 0 | 12
NO |  | 138 | 2011 | 4 | 13 | 13 |  |  |  | 230 | 230 | Steel Pole | 0.05 | 0 | 1 | 1590 (B) | 0 | 0 | 0 | 0 | 0 | 0 | 0 | 0 | 0 | 0 | 0 | 0 | 0 | 0 | 0 | 0 | 0 | 0 | 0 | 0 | 0 | 0 | 0 | 12
NO |  | 138 | 2011 | 4 | 14 | 14 |  |  |  | 230 | 230 | Steel Pole | 0.14 | 0.13 | 1 | 1,590 (B) | 0 | 0 | 0 | 0 | 0 | 0 | 0 | 0 | 0 | 0 | 0 | 0 | 0 | 0 | 0 | 0 | 0 | 0 | 0 | 0 | 0 | 0 | 0 | 12
NO |  | 138 | 2011 | 4 | 15 | 15 |  | Stanton | Lackawanna | 230 | 230 | Steel Tower | 13.36 | 0 | 1 | 1,590 (B) | 340891 | 2439169 | 2780060 | 0 | 0 | 0 | 0 | 0 | 0 | 0 | 0 | 0 | 0 | 0 | 0 | 0 | 0 | 0 | 0 | 0 | 0 | 0 | 0 | 12
NO |  | 138 | 2011 | 4 | 16 | 16 |  | Stanton | Susquehanna #1 (H) | 230 | 230 | Steel Tower | 12.26 | 0 | 1 | 1,590 (B) | 295094 | 2013395 | 2308489 | 0 | 0 | 0 | 0 | 0 | 0 | 0 | 0 | 0 | 0 | 0 | 0 | 0 | 0 | 0 | 0 | 0 | 0 | 0 | 0 | 12
NO |  | 138 | 2011 | 4 | 17 | 17 |  |  |  | 0 | 0 | Steel Tower | 0 | 0.08 | 1 | 1,590 (B) | 0 | 0 | 0 | 0 | 0 | 0 | 0 | 0 | 0 | 0 | 0 | 0 | 0 | 0 | 0 | 0 | 0 | 0 | 0 | 0 | 0 | 0 | 0 | 12
NO |  | 138 | 2011 | 4 | 18 | 18 |  |  |  | 0 | 0 | Steel Pole | 0 | 0.87 | 1 | 1,590 (B) | 0 | 0 | 0 | 0 | 0 | 0 | 0 | 0 | 0 | 0 | 0 | 0 | 0 | 0 | 0 | 0 | 0 | 0 | 0 | 0 | 0 | 0 | 0 | 12
NO |  | 138 | 2011 | 4 | 19 | 19 |  | Stanton | Susquehanna #2 | 230 | 500 | Steel Pole | 0 | 2.4 | 1 | 1,590 (D) | 3477341 | 16334319 | 19811660 | 0 | 0 | 0 | 0 | 0 | 0 | 0 | 0 | 0 | 0 | 0 | 0 | 0 | 0 | 0 | 0 | 0 | 0 | 0 | 0 | 12
NO |  | 138 | 2011 | 4 | 20 | 20 |  |  |  | 0 | 0 | Steel Tower | 0 | 0.23 | 1 | 1,590 (D) | 0 | 0 | 0 | 0 | 0 | 0 | 0 | 0 | 0 | 0 | 0 | 0 | 0 | 0 | 0 | 0 | 0 | 0 | 0 | 0 | 0 | 0 | 0 | 12
NO |  | 138 | 2011 | 4 | 21 | 21 |  |  |  | 0 | 0 | Steel Tower | 30.24 | 0 | 1 | 2,493 (A) | 0 | 0 | 0 | 0 | 0 | 0 | 0 | 0 | 0 | 0 | 0 | 0 | 0 | 0 | 0 | 0 | 0 | 0 | 0 | 0 | 0 | 0 | 0 | 12
NO |  | 138 | 2011 | 4 | 22 | 22 |  | Steel City | Quarry | 230 | 230 | Steel Pole | 2.33 | 0 | 2 | 1,590 (D) | -36 | -3068 | -3104 | 0 | 0 | 0 | 0 | 0 | 0 | 0 | 0 | 0 | 0 | 0 | 0 | 0 | 0 | 0 | 0 | 0 | 0 | 0 | 0 | 12
NO |  | 138 | 2011 | 4 | 23 | 23 |  | Sunbury | Elimsport | 230 | 230 | Steel Tower | 25.23 | 0 | 1 | 795 (B) | 213748 | 1107863 | 1321611 | 0 | 0 | 0 | 0 | 0 | 0 | 0 | 0 | 0 | 0 | 0 | 0 | 0 | 0 | 0 | 0 | 0 | 0 | 0 | 0 | 12
NO |  | 138 | 2011 | 4 | 24 | 24 |  |  |  | 0 | 0 | Steel Pole | 0.35 | 0 | 1 | 795 (B) | 0 | 0 | 0 | 0 | 0 | 0 | 0 | 0 | 0 | 0 | 0 | 0 | 0 | 0 | 0 | 0 | 0 | 0 | 0 | 0 | 0 | 0 | 0 | 12
NO |  | 138 | 2011 | 4 | 25 | 25 |  |  |  | 0 | 0 | Steel Pole | 0.09 | 0 | 1 | 1,590 (B) | 0 | 0 | 0 | 0 | 0 | 0 | 0 | 0 | 0 | 0 | 0 | 0 | 0 | 0 | 0 | 0 | 0 | 0 | 0 | 0 | 0 | 0 | 0 | 12
NO |  | 138 | 2011 | 4 | 26 | 26 |  | Sunbury | Eldred | 230 | 230 | Steel Tower | 24.75 | 0 | 1 | 795 (E) | 164435 | 1176268 | 1340703 | 0 | 0 | 0 | 0 | 0 | 0 | 0 | 0 | 0 | 0 | 0 | 0 | 0 | 0 | 0 | 0 | 0 | 0 | 0 | 0 | 12
NO |  | 138 | 2011 | 4 | 27 | 27 |  |  |  | 0 | 0 | Steel Pole | 0.1 | 0 | 1 | 1,590 (B) | 0 | 0 | 0 | 0 | 0 | 0 | 0 | 0 | 0 | 0 | 0 | 0 | 0 | 0 | 0 | 0 | 0 | 0 | 0 | 0 | 0 | 0 | 0 | 12
NO |  | 138 | 2011 | 4 | 28 | 28 |  | Sunbury | Susquehanna #1 | 230 | 230 | Steel Tower | 43.78 | 0 | 1 | 1,033.5 (B) | 145078 | 2502694 | 2647772 | 0 | 0 | 0 | 0 | 0 | 0 | 0 | 0 | 0 | 0 | 0 | 0 | 0 | 0 | 0 | 0 | 0 | 0 | 0 | 0 | 12
NO |  | 138 | 2011 | 4 | 29 | 29 |  |  |  | 0 | 0 | Steel Pole | 0.14 | 0 | 1 | 1,590 (B) | 0 | 0 | 0 | 0 | 0 | 0 | 0 | 0 | 0 | 0 | 0 | 0 | 0 | 0 | 0 | 0 | 0 | 0 | 0 | 0 | 0 | 0 | 0 | 12
NO |  | 138 | 2011 | 4 | 30 | 30 |  | Susquehanna | Harwood #1 | 230 | 230 | Steel Tower | 12.52 | 0 | 1 | 1,113 (C) | 298725 | 2485576 | 2784301 | 0 | 0 | 0 | 0 | 0 | 0 | 0 | 0 | 0 | 0 | 0 | 0 | 0 | 0 | 0 | 0 | 0 | 0 | 0 | 0 | 12
NO |  | 138 | 2011 | 4 | 31 | 31 |  |  |  | 0 | 0 | Steel Pole | 0.43 | 0 | 1 | 1,113 (C) | 0 | 0 | 0 | 0 | 0 | 0 | 0 | 0 | 0 | 0 | 0 | 0 | 0 | 0 | 0 | 0 | 0 | 0 | 0 | 0 | 0 | 0 | 0 | 12
NO |  | 138 | 2011 | 4 | 34 | 34 |  | Susquehanna | Jenkins | 230 | 230 | Steel Tower | 26.11 | 0 | 1 | 1,033.5 (B) | 738949 | 1994906 | 2733855 | 0 | 0 | 0 | 0 | 0 | 0 | 0 | 0 | 0 | 0 | 0 | 0 | 0 | 0 | 0 | 0 | 0 | 0 | 0 | 0 | 12
NO |  | 138 | 2011 | 4 | 35 | 35 |  |  |  | 0 | 0 | Steel Pole | 0.29 | 0 | 1 | 1,590 (B) | 0 | 0 | 0 | 0 | 0 | 0 | 0 | 0 | 0 | 0 | 0 | 0 | 0 | 0 | 0 | 0 | 0 | 0 | 0 | 0 | 0 | 0 | 0 | 12
NO |  | 138 | 2011 | 5 | 1 | 1 |  | W. Hempfield | Manor # 2 | 230 | 230 | Steel Tower | 0.08 | 0 | 1 | 1,033.5 (B) | 87814 | 757585 | 845399 | 0 | 0 | 0 | 0 | 0 | 0 | 0 | 0 | 0 | 0 | 0 | 0 | 0 | 0 | 0 | 0 | 0 | 0 | 0 | 0 | 12
NO |  | 138 | 2011 | 5 | 2 | 2 |  |  |  | 0 | 0 | Steel Pole | 0.12 | 0 | 1 | 1,033.5 (B) | 0 | 0 | 0 | 0 | 0 | 0 | 0 | 0 | 0 | 0 | 0 | 0 | 0 | 0 | 0 | 0 | 0 | 0 | 0 | 0 | 0 | 0 | 0 | 12
NO |  | 138 | 2011 | 5 | 3 | 3 |  |  |  | 0 | 0 | Steel Tower | 8.79 | 0 | 1 | 795 (B) | 0 | 0 | 0 | 0 | 0 | 0 | 0 | 0 | 0 | 0 | 0 | 0 | 0 | 0 | 0 | 0 | 0 | 0 | 0 | 0 | 0 | 0 | 0 | 12
NO |  | 138 | 2011 | 5 | 4 | 4 |  |  |  | 0 | 0 | Steel Pole | 0.12 | 0 | 1 | 1,590 (B) | 0 | 0 | 0 | 0 | 0 | 0 | 0 | 0 | 0 | 0 | 0 | 0 | 0 | 0 | 0 | 0 | 0 | 0 | 0 | 0 | 0 | 0 | 0 | 12
NO |  | 138 | 2011 | 5 | 5 | 5 |  | West Shore | Steelton | 230 | 230 | Steel Pole | 2.81 | 0 | 1 | 1,590 (B) | 1169393 | 4048532 | 5217925 | 0 | 0 | 0 | 0 | 0 | 0 | 0 | 0 | 0 | 0 | 0 | 0 | 0 | 0 | 0 | 0 | 0 | 0 | 0 | 0 | 12
NO |  | 138 | 2011 | 5 | 6 | 6 |  |  |  | 0 | 0 | Wood Pole | 9.44 | 0 | 1 | 1,590 (B) | 0 | 0 | 0 | 0 | 0 | 0 | 0 | 0 | 0 | 0 | 0 | 0 | 0 | 0 | 0 | 0 | 0 | 0 | 0 | 0 | 0 | 0 | 0 | 12
NO |  | 138 | 2011 | 5 | 7 | 7 |  |  |  | 0 | 0 | Wood Pole | 0.09 | 0 | 1 | 795 (B) | 0 | 0 | 0 | 0 | 0 | 0 | 0 | 0 | 0 | 0 | 0 | 0 | 0 | 0 | 0 | 0 | 0 | 0 | 0 | 0 | 0 | 0 | 0 | 12
NO |  | 138 | 2011 | 5 | 8 | 8 |  | Whitpain | Buxmont (H) | 230 | 230 | Steel Tower | 7.67 | 0 | 1 | 795 (B) | 117051 | 398923 | 515974 | 0 | 0 | 0 | 0 | 0 | 0 | 0 | 0 | 0 | 0 | 0 | 0 | 0 | 0 | 0 | 0 | 0 | 0 | 0 | 0 | 12
NO |  | 138 | 2011 | 5 | 9 | 9 |  |  |  | 0 | 0 | Steel Pole | 0.09 | 4.32 | 1 | 1,590 (B) | 0 | 0 | 0 | 0 | 0 | 0 | 0 | 0 | 0 | 0 | 0 | 0 | 0 | 0 | 0 | 0 | 0 | 0 | 0 | 0 | 0 | 0 | 0 | 12
NO |  | 138 | 2011 | 5 | 10 | 10 |  | Yorkanna | Otter Creek | 230 | 230 | Steel Pole | 10.77 | 0 | 1 | 1,590 (B) | 1819410 | 9978998 | 11798408 | 0 | 0 | 0 | 0 | 0 | 0 | 0 | 0 | 0 | 0 | 0 | 0 | 0 | 0 | 0 | 0 | 0 | 0 | 0 | 0 | 12
NO |  | 138 | 2011 | 5 | 11 | 11 |  |  |  | 0 | 0 | "H" Frame | 0.34 | 0 | 1 | 1,590 (B) | 0 | 0 | 0 | 0 | 0 | 0 | 0 | 0 | 0 | 0 | 0 | 0 | 0 | 0 | 0 | 0 | 0 | 0 | 0 | 0 | 0 | 0 | 0 | 12
NO |  | 138 | 2011 | 5 | 12 | 12 |  | Costs/Expenses - 138 kV |  | 0 | 0 |  | 154.03 | 0 | 21 |  | 3817039 | 48911975 | 52729014 | 0 | 70487 | 0 | 70487 | 0 | 0 | 0 | 0 | 0 | 611380443 | 0 | 611380444 | 0 | 611380445 | 611380446 | 611380447 | 0 | 0 | 0 | 0 | 12
SI/SI | A | 138 | 2011 | 5 | 13 | 13 |  | Costs/Expenses - 69 kV |  | 0 | 0 |  | 2618.78 | 0 | 179 |  | 66259063 | 401031547 | 467290610 | 0 | 5038721 | 0 | 5038721 | 0 | 0 | 0 | 0 | 0 | 611380448 | 0 | 611380449 | 0 | 611380450 | 611380451 | 611380452 | 0 | 0 | 0 | 0 | 12
NO |  | 138 | 2011 | 0 | 36 | 36 |  | TOTAL |  | 0 | 0 |  | 3931.63 | 124.03 | 385 |  | 107545022 | 681417583 | 788962605 | 0 | 17593575 | 0 | 17593575 | 0 | 0 | 0 | 0 | 0 | 0 | 0 | 0 | 0 | 0 | 0 | 0 | 0 | 0 | 0 | 0 | 12
NO |  | 138 | 2011 | 1 | 4 | 4 |  |  |  | 0 | 0 | Steel Tower | 0.54 | 0 | 1 | 1,113 (B) | 0 | 0 | 0 | 0 | 0 | 0 | 0 | 0 | 0 | 0 | 0 | 0 | 0 | 0 | 0 | 0 | 0 | 0 | 0 | 0 | 0 | 0 | 0 | 12
NO |  | 138 | 2011 | 4 | 32 | 32 |  | Susquehanna | Harwood #2 | 230 | 230 | Steel Tower | 12.94 | 0 | 2 | 1,113 (C) | 0 | 1068171 | 1068171 | 0 | 0 | 0 | 0 | 0 | 0 | 0 | 0 | 0 | 0 | 0 | 0 | 0 | 0 | 0 | 0 | 0 | 0 | 0 | 0 | 12
NO |  | 138 | 2011 | 5 | 14 | 14 |  | Expenses - 230 kV |  | 0 | 0 |  | 0 | 0 | 0 |  | 0 | 0 | 0 | 0 | 8118865 | 0 | 8118865 | 0 | 0 | 0 | 0 | 0 | 0 | 0 | 0 | 0 | 0 | 0 | 0 | 0 | 0 | 0 | 0 | 12
NO |  | 294 | 2011 | 0 | 1 | 1 |  | Petersburg | Loop | 345 | 345 | ST | 3.19 | 0 | 2 | 954 ACSR | 0 | 0 | 0 | 0 | 0 | 0 | 0 | 0 | 0 | 0 | 0 | 0 | 0 | 0 | 0 | 0 | 0 | 0 | 0 | 0 | 0 | 0 | 0 | 12
NO |  | 294 | 2011 | 0 | 2 | 2 |  | Cayuga Station | Whitestown Substation | 345 | 345 | ST & WH | 60.1 | 0 | 1 | 954 ACSR | 0 | 0 | 0 | 0 | 0 | 0 | 0 | 0 | 0 | 0 | 0 | 0 | 0 | 0 | 0 | 0 | 0 | 0 | 0 | 0 | 0 | 0 | 0 | 12
NO |  | 294 | 2011 | 0 | 3 | 3 |  | Greentown | Kokomo Webster Street | 230 | 230 | ST & WH | 13.68 | 0 | 2 | 954 SSAC | 0 | 0 | 0 | 0 | 0 | 0 | 0 | 0 | 0 | 0 | 0 | 0 | 0 | 0 | 0 | 0 | 0 | 0 | 0 | 0 | 0 | 0 | 0 | 12
NO |  | 294 | 2011 | 0 | 4 | 4 |  | Cayuga Station | New London Switching | 230 | 230 | WH & SH | 62.2 | 0 | 1 | 636 ACSR | 0 | 0 | 0 | 0 | 0 | 0 | 0 | 0 | 0 | 0 | 0 | 0 | 0 | 0 | 0 | 0 | 0 | 0 | 0 | 0 | 0 | 0 | 0 | 12
NO |  | 294 | 2011 | 0 | 5 | 5 |  | Alamo | Lake Holiday | 138 | 138 | WP | 4.2 | 0 | 1 | 336 AAAC | 0 | 0 | 0 | 0 | 0 | 0 | 0 | 0 | 0 | 0 | 0 | 0 | 0 | 0 | 0 | 0 | 0 | 0 | 0 | 0 | 0 | 0 | 0 | 12
NO |  | 294 | 2011 | 0 | 6 | 6 |  | Carmel Jct. | Carmal 146th Street | 230 | 230 | CP | 7.99 | 0 | 1 | 954 ACSR | 0 | 0 | 0 | 0 | 0 | 0 | 0 | 0 | 0 | 0 | 0 | 0 | 0 | 0 | 0 | 0 | 0 | 0 | 0 | 0 | 0 | 0 | 0 | 12
NO |  | 294 | 2011 | 0 | 7 | 7 |  | Nucor | Loop | 345 | 345 | WH | 0.25 | 0 | 1 | 954 ACSR | 0 | 0 | 0 | 0 | 0 | 0 | 0 | 0 | 0 | 0 | 0 | 0 | 0 | 0 | 0 | 0 | 0 | 0 | 0 | 0 | 0 | 0 | 0 | 12
NO |  | 294 | 2011 | 0 | 8 | 8 |  | South 1st Street | Water Street | 138 | 138 | WP | 1.7 | 0 | 1 | 954 ACSR | 0 | 0 | 0 | 0 | 0 | 0 | 0 | 0 | 0 | 0 | 0 | 0 | 0 | 0 | 0 | 0 | 0 | 0 | 0 | 0 | 0 | 0 | 0 | 12
NO |  | 294 | 2011 | 0 | 9 | 9 |  | Dresser Substation | Terre Haute South 1st St | 138 | 138 | WP | 6 | 0 | 1 | 954 KCM ACSR | 0 | 0 | 0 | 0 | 0 | 0 | 0 | 0 | 0 | 0 | 0 | 0 | 0 | 0 | 0 | 0 | 0 | 0 | 0 | 0 | 0 | 0 | 0 | 12
NO |  | 294 | 2011 | 0 | 10 | 10 |  | Twin Branch-Robison Park | LaOtto Substation | 138 | 138 | WP | 1.4 | 0 | 1 | 336.4 KCM ACSR | 0 | 0 | 0 | 0 | 0 | 0 | 0 | 0 | 0 | 0 | 0 | 0 | 0 | 0 | 0 | 0 | 0 | 0 | 0 | 0 | 0 | 0 | 0 | 12
NO |  | 294 | 2011 | 0 | 11 | 11 |  | Albion-Kendallville | Skinner Lake Substation | 138 | 138 | WP | 0.9 | 0 | 1 | 336.4 KCM ACSR | 0 | 0 | 0 | 0 | 0 | 0 | 0 | 0 | 0 | 0 | 0 | 0 | 0 | 0 | 0 | 0 | 0 | 0 | 0 | 0 | 0 | 0 | 0 | 12
NO |  | 294 | 2011 | 0 | 12 | 12 |  | Meridian Substation | East Whitley Station | 345 | 345 | SP | 7.7 | 0 | 1 | 2-954 MCM ACSR | 0 | 0 | 0 | 0 | 0 | 0 | 0 | 0 | 0 | 0 | 0 | 0 | 0 | 0 | 0 | 0 | 0 | 0 | 0 | 0 | 0 | 0 | 0 | 12
NO |  | 294 | 2011 | 0 | 13 | 13 |  | Air West Junction | Air West Substation | 138 | 138 | SP | 1 | 0 | 1 | #4/0 ACSR | 0 | 0 | 0 | 0 | 0 | 0 | 0 | 0 | 0 | 0 | 0 | 0 | 0 | 0 | 0 | 0 | 0 | 0 | 0 | 0 | 0 | 0 | 0 | 12
NO |  | 294 | 2011 | 0 | 14 | 14 |  | Raber "Tap" | Coesse 138 kV Substation | 138 | 138 | SP | 4.1 | 0 | 1 | 397 ACSR | 0 | 0 | 0 | 0 | 0 | 0 | 0 | 0 | 0 | 0 | 0 | 0 | 0 | 0 | 0 | 0 | 0 | 0 | 0 | 0 | 0 | 0 | 0 | 12
NO |  | 294 | 2011 | 0 | 15 | 15 |  | Scottsburg | Madison | 138 | 138 | WP/SP | 17 | 0 | 0 | 477ACSR | 0 | 0 | 0 | 0 | 0 | 0 | 0 | 0 | 0 | 0 | 0 | 0 | 0 | 0 | 0 | 0 | 0 | 0 | 0 | 0 | 0 | 0 | 0 | 12
NO |  | 294 | 2011 | 0 | 16 | 16 |  | Lafayette Jct. | Lafayette Substation | 138 | 138 | WP/SP | 0.5 | 0 | 1 | #4/0 ACSR | 0 | 0 | 0 | 0 | 0 | 0 | 0 | 0 | 0 | 0 | 0 | 0 | 0 | 0 | 0 | 0 | 0 | 0 | 0 | 0 | 0 | 0 | 0 | 12
NO |  | 294 | 2011 | 0 | 17 | 17 |  | Lafayette Substation | Royalton Substation | 138 | 138 | WP | 4.3 | 0 | 1 | #4/0 ACSR | 0 | 0 | 0 | 0 | 0 | 0 | 0 | 0 | 0 | 0 | 0 | 0 | 0 | 0 | 0 | 0 | 0 | 0 | 0 | 0 | 0 | 0 | 0 | 12
NO |  | 294 | 2011 | 0 | 18 | 18 |  | Dawkins Station | Herb. Monroe Sub | 138 | 138 | WP | 0.5 | 0 | 1 | #4/0 ACSR | 0 | 0 | 0 | 0 | 0 | 0 | 0 | 0 | 0 | 0 | 0 | 0 | 0 | 0 | 0 | 0 | 0 | 0 | 0 | 0 | 0 | 0 | 0 | 12
NO |  | 294 | 2011 | 0 | 19 | 19 |  | ASA Jct. | ASA Substation | 138 | 138 | WP | 4 | 0 | 1 | #336 ACSR | 0 | 0 | 0 | 0 | 0 | 0 | 0 | 0 | 0 | 0 | 0 | 0 | 0 | 0 | 0 | 0 | 0 | 0 | 0 | 0 | 0 | 0 | 0 | 12
NO |  | 294 | 2011 | 0 | 20 | 20 |  |  |  | 0 | 0 |  | 0 | 0 | 0 |  | 9013309 | 57481484 | 66494793 | 1566709 | 1391601 | 0 | 2958310 | 0 | 0 | 0 | 0 | 0 | 0 | 0 | 0 | 0 | 0 | 0 | 0 | 0 | 0 | 0 | 0 | 12
NO |  | 294 | 2011 | 0 | 21 | 21 |  | Note: |  | 0 | 0 |  | 0 | 0 | 0 |  | 0 | 0 | 0 | 0 | 0 | 0 | 0 | 0 | 0 | 0 | 0 | 0 | 0 | 0 | 0 | 0 | 0 | 0 | 0 | 0 | 0 | 0 | 0 | 12
NO |  | 294 | 2011 | 0 | 22 | 22 |  | ST = Steel Tower |  | 0 | 0 |  | 0 | 0 | 0 |  | 0 | 0 | 0 | 0 | 0 | 0 | 0 | 0 | 0 | 0 | 0 | 0 | 0 | 0 | 0 | 0 | 0 | 0 | 0 | 0 | 0 | 0 | 0 | 12
NO |  | 294 | 2011 | 0 | 23 | 23 |  | WH = Wood H-Frame |  | 0 | 0 |  | 0 | 0 | 0 |  | 0 | 0 | 0 | 0 | 0 | 0 | 0 | 0 | 0 | 0 | 0 | 0 | 0 | 0 | 0 | 0 | 0 | 0 | 0 | 0 | 0 | 0 | 0 | 12
NO |  | 294 | 2011 | 0 | 24 | 24 |  | SH = Steel H-Frame |  | 0 | 0 |  | 0 | 0 | 0 |  | 0 | 0 | 0 | 0 | 0 | 0 | 0 | 0 | 0 | 0 | 0 | 0 | 0 | 0 | 0 | 0 | 0 | 0 | 0 | 0 | 0 | 0 | 0 | 12
NO |  | 294 | 2011 | 0 | 25 | 25 |  | CP = Concrete Pole |  | 0 | 0 |  | 0 | 0 | 0 |  | 0 | 0 | 0 | 0 | 0 | 0 | 0 | 0 | 0 | 0 | 0 | 0 | 0 | 0 | 0 | 0 | 0 | 0 | 0 | 0 | 0 | 0 | 0 | 12
NO |  | 294 | 2011 | 0 | 26 | 26 |  | WP = Wood Pole |  | 0 | 0 |  | 0 | 0 | 0 |  | 0 | 0 | 0 | 0 | 0 | 0 | 0 | 0 | 0 | 0 | 0 | 0 | 0 | 0 | 0 | 0 | 0 | 0 | 0 | 0 | 0 | 0 | 0 | 12
NO |  | 294 | 2011 | 0 | 27 | 27 |  | SP = Steel Pole |  | 0 | 0 |  | 0 | 0 | 0 |  | 0 | 0 | 0 | 0 | 0 | 0 | 0 | 0 | 0 | 0 | 0 | 0 | 0 | 0 | 0 | 0 | 0 | 0 | 0 | 0 | 0 | 0 | 0 | 12
NO |  | 294 | 2011 | 0 | 36 | 36 |  | TOTAL |  | 0 | 0 |  | 200.71 | 0 | 20 |  | 9013309 | 57481484 | 66494793 | 1566709 | 1391601 | 0 | 2958310 | 0 | 0 | 0 | 0 | 0 | 0 | 0 | 0 | 0 | 0 | 0 | 0 | 0 | 0 | 0 | 0 | 12
NO |  | 190 | 2011 | 0 | 1 | 1 |  | Ludlow S/S | NU Border | 345 | 345 | SCHF | 2.71 | 0 | 1 | 2156 ACSR | 190492 | 816911 | 1007403 | 0 | 0 | 0 | 0 | 0 | 0 | 0 | 0 | 0 | 0 | 0 | 0 | 0 | 0 | 0 | 0 | 0 | 0 | 0 | 0 | 12
NO |  | 190 | 2011 | 0 | 2 | 2 |  |  | (Carpenter Hill S/S) | 0 | 0 |  | 0 | 0 | 0 |  | 0 | 0 | 0 | 0 | 0 | 0 | 0 | 0 | 0 | 0 | 0 | 0 | 0 | 0 | 0 | 0 | 0 | 0 | 0 | 0 | 0 | 0 | 0 | 12
NO |  | 190 | 2011 | 0 | 3 | 3 |  | Northfield Mountain Station | Berkshire S/S | 345 | 345 | SCHF | 36.91 | 0 | 1 | 2-954 ACSR | 1741464 | 6237527 | 7978991 | 0 | 0 | 0 | 0 | 0 | 0 | 0 | 0 | 0 | 0 | 0 | 0 | 0 | 0 | 0 | 0 | 0 | 0 | 0 | 0 | 12
NO |  | 190 | 2011 | 0 | 5 | 5 |  | Northfield Mountain Station | Ludlow S/S | 345 | 345 | SCHF | 29.3 | 0 | 1 | 2-954 ACSR | 1950878 | 18913302 | 20864180 | 0 | 0 | 0 | 0 | 0 | 0 | 0 | 0 | 0 | 0 | 0 | 0 | 0 | 0 | 0 | 0 | 0 | 0 | 0 | 0 | 12
NO |  | 190 | 2011 | 0 | 7 | 7 |  | Northfield Mountain Station | MA/NH State Line | 345 | 345 | SCHF | 9.3 | 0 | 1 | 2-954 ACSR | 213192 | 932855 | 1146047 | 0 | 0 | 0 | 0 | 0 | 0 | 0 | 0 | 0 | 0 | 0 | 0 | 0 | 0 | 0 | 0 | 0 | 0 | 0 | 0 | 12
NO |  | 190 | 2011 | 0 | 8 | 8 |  |  | (Vermont Yankee Station) | 0 | 0 |  | 0 | 0 | 0 |  | 0 | 0 | 0 | 0 | 0 | 0 | 0 | 0 | 0 | 0 | 0 | 0 | 0 | 0 | 0 | 0 | 0 | 0 | 0 | 0 | 0 | 0 | 0 | 12
NO |  | 190 | 2011 | 0 | 9 | 9 |  | Berkshire S/S | MA/NY State Line | 345 | 345 | SCHF | 14.6 | 0 | 1 | 2-954 ACSR | 574004 | 1203507 | 1777511 | 0 | 0 | 0 | 0 | 0 | 0 | 0 | 0 | 0 | 0 | 0 | 0 | 0 | 0 | 0 | 0 | 0 | 0 | 0 | 0 | 12
NO |  | 190 | 2011 | 0 | 10 | 10 |  |  | (Alps S/S) | 0 | 0 |  | 0 | 0 | 0 |  | 0 | 0 | 0 | 0 | 0 | 0 | 0 | 0 | 0 | 0 | 0 | 0 | 0 | 0 | 0 | 0 | 0 | 0 | 0 | 0 | 0 | 0 | 0 | 12
NO |  | 190 | 2011 | 0 | 11 | 11 |  | Ludlow S/S | MA/CT State Line | 345 | 345 | SCHF | 11.72 | 0 | 1 | 2156 ACSR | 895171 | 2294763 | 3189934 | 0 | 0 | 0 | 0 | 0 | 0 | 0 | 0 | 0 | 0 | 0 | 0 | 0 | 0 | 0 | 0 | 0 | 0 | 0 | 0 | 12
NO |  | 190 | 2011 | 0 | 12 | 12 |  |  | (Barbour Hill S/S) | 0 | 0 |  | 0 | 0 | 0 |  | 0 | 0 | 0 | 0 | 0 | 0 | 0 | 0 | 0 | 0 | 0 | 0 | 0 | 0 | 0 | 0 | 0 | 0 | 0 | 0 | 0 | 0 | 0 | 12
NO |  | 190 | 2011 | 0 | 14 | 14 |  | TOTAL 345, 000 VOLTS |  | 345 | 345 |  | 104.54 | 0 | 6 |  | 5565201 | 30398865 | 35964066 | 65495 | 321275 | 0 | 386770 | 0 | 0 | 0 | 0 | 0 | 0 | 0 | 0 | 0 | 0 | 0 | 0 | 0 | 0 | 0 | 0 | 12
SI/SI | A | 190 | 2011 | 0 | 16 | 16 |  | 115 KV Overhead Lines |  | 115 | 115 |  | 238.46 | 108.25 | 50 |  | 5864339 | 82376541 | 88240880 | 79617 | 1849628 | 8368 | 1937613 | 0 | 0 | 0 | 0 | 0 | 0 | 0 | 0 | 0 | 0 | 0 | 0 | 0 | 0 | 0 | 0 | 12
SI/NO | A | 190 | 2011 | 0 | 18 | 18 |  | 69 KV Overhead Lines |  | 69 | 69 |  | 5.5 | 0 | 1 |  | 0 | 293828 | 293828 | 0 | 0 | 0 | 6950.1189 | 0 | 0 | 0 | 0 | 0 | 0 | 0 | 0 | 0 | 0 | 0 | 0 | 0 | 0 | 0 | 0 | 12
SI/SI | S | 190 | 2011 | 0 | 20 | 20 |  | 115 KV Underground Lines |  | 115 | 115 |  | 9.83 | 0 | 5 |  | 15666 | 3414378 | 3430044 | 7569 | 0 | 0 | 7569 | 0 | 0 | 0 | 0 | 0 | 0 | 0 | 0 | 0 | 0 | 0 | 0 | 0 | 0 | 0 | 0 | 12
NO |  | 190 | 2011 | 0 | 36 | 36 |  | TOTAL |  | 0 | 0 |  | 358.33 | 108.25 | 62 |  | 11445206 | 116483612 | 127928818 | 152681 | 2177797 | 8368 | 2338846 | 0 | 0 | 0 | 0 | 0 | 0 | 0 | 0 | 0 | 0 | 0 | 0 | 0 | 0 | 0 | 0 | 12
NO |  | 190 | 2011 | 0 | 13 | 13 |  |  |  | 0 | 0 |  | 0 | 0 | 0 |  | 0 | 0 | 0 | 65495 | 321275 | 0 | 386770 | 0 | 0 | 0 | 0 | 0 | 0 | 0 | 0 | 0 | 0 | 0 | 0 | 0 | 0 | 0 | 0 | 12
NO |  | 190 | 2011 | 0 | 22 | 22 |  | Gen Overhead Lines Maint |  | 0 | 0 |  | 0 | 0 | 0 |  | 0 | 0 | 0 | 0 | 2854 | 0 | 2854 | 0 | 0 | 0 | 0 | 0 | 0 | 0 | 0 | 0 | 0 | 0 | 0 | 0 | 0 | 0 | 0 | 12
NO |  | 190 | 2011 | 0 | 24 | 24 |  | Gen Underground Lines Maint |  | 0 | 0 |  | 0 | 0 | 0 |  | 0 | 0 | 0 | 0 | 4040 | 0 | 4040 | 0 | 0 | 0 | 0 | 0 | 0 | 0 | 0 | 0 | 0 | 0 | 0 | 0 | 0 | 0 | 0 | 12
NO |  | 74 | 2011 | 0 | 1 | 1 |  | Petersburg Plant | Thompson Sub | 345 | 345 | Steel Tower | 96.46 | 0 | 1 |  | 0 | 0 | 0 | 0 | 0 | 0 | 0 | 0 | 0 | 0 | 0 | 0 | 0 | 0 | 0 | 0 | 0 | 0 | 0 | 0 | 0 | 0 | 0 | 12
NO |  | 74 | 2011 | 0 | 2 | 2 |  | Thompson Sub | Rockville Sub | 345 | 345 | Steel Tower | 6.82 | 0 | 1 |  | 0 | 0 | 0 | 0 | 0 | 0 | 0 | 0 | 0 | 0 | 0 | 0 | 0 | 0 | 0 | 0 | 0 | 0 | 0 | 0 | 0 | 0 | 0 | 12
NO |  | 74 | 2011 | 0 | 3 | 3 |  | Thompson Sub | Rockville Sub | 345 | 345 | Steel Pole | 2.84 | 0.12 | 1 |  | 0 | 0 | 0 | 0 | 0 | 0 | 0 | 0 | 0 | 0 | 0 | 0 | 0 | 0 | 0 | 0 | 0 | 0 | 0 | 0 | 0 | 0 | 0 | 12
NO |  | 74 | 2011 | 0 | 4 | 4 |  | Rockville Sub | Guion Sub | 345 | 345 | Steel Tower | 7.98 | 0 | 1 |  | 0 | 0 | 0 | 0 | 0 | 0 | 0 | 0 | 0 | 0 | 0 | 0 | 0 | 0 | 0 | 0 | 0 | 0 | 0 | 0 | 0 | 0 | 0 | 12
NO |  | 74 | 2011 | 0 | 5 | 5 |  | Thompson Sub | HSS 345 kV Sub | 345 | 345 | Steel Tower | 8.74 | 0 | 1 |  | 0 | 0 | 0 | 0 | 0 | 0 | 0 | 0 | 0 | 0 | 0 | 0 | 0 | 0 | 0 | 0 | 0 | 0 | 0 | 0 | 0 | 0 | 0 | 12
NO |  | 74 | 2011 | 0 | 6 | 6 |  | HSS 345 kV Sub | Hanna Sub | 345 | 345 | Steel Tower | 7.96 | 3.47 | 1 |  | 0 | 0 | 0 | 0 | 0 | 0 | 0 | 0 | 0 | 0 | 0 | 0 | 0 | 0 | 0 | 0 | 0 | 0 | 0 | 0 | 0 | 0 | 0 | 12
NO |  | 74 | 2011 | 0 | 7 | 7 |  | Wheatland Plant (Duke) | Breed Plant Sub (A.E.P.) | 345 | 345 | Steel Tower | 40.2 | 0 | 1 |  | 0 | 0 | 0 | 0 | 0 | 0 | 0 | 0 | 0 | 0 | 0 | 0 | 0 | 0 | 0 | 0 | 0 | 0 | 0 | 0 | 0 | 0 | 0 | 12
NO |  | 74 | 2011 | 0 | 8 | 8 |  | Petersburg Plant | Wheatland Plant (Duke) | 345 | 345 | Steel Tower | 11.22 | 0 | 1 |  | 0 | 0 | 0 | 0 | 0 | 0 | 0 | 0 | 0 | 0 | 0 | 0 | 0 | 0 | 0 | 0 | 0 | 0 | 0 | 0 | 0 | 0 | 0 | 12
NO |  | 74 | 2011 | 0 | 9 | 9 |  | Sunnyside Sub | A.E.P. (Hanna) Tie | 345 | 345 | Steel Tower | 11.51 | 0 | 1 |  | 0 | 0 | 0 | 0 | 0 | 0 | 0 | 0 | 0 | 0 | 0 | 0 | 0 | 0 | 0 | 0 | 0 | 0 | 0 | 0 | 0 | 0 | 0 | 12
NO |  | 74 | 2011 | 0 | 10 | 10 |  | Sunnyside Sub | A.E.P. (Desoto) Tie | 345 | 345 | Steel Tower | 0 | 11.51 | 1 |  | 0 | 0 | 0 | 0 | 0 | 0 | 0 | 0 | 0 | 0 | 0 | 0 | 0 | 0 | 0 | 0 | 0 | 0 | 0 | 0 | 0 | 0 | 0 | 12
NO |  | 74 | 2011 | 0 | 11 | 11 |  | Guion Sub | Whitestown Sub (Duke) | 345 | 345 | Steel Tower | 11.14 | 0 | 1 |  | 0 | 0 | 0 | 0 | 0 | 0 | 0 | 0 | 0 | 0 | 0 | 0 | 0 | 0 | 0 | 0 | 0 | 0 | 0 | 0 | 0 | 0 | 0 | 12
NO |  | 74 | 2011 | 0 | 12 | 12 |  | Noblesville Sub (Duke) | Hortonville Sub (Duke) | 345 | 345 | Steel Tower | 11.41 | 0 | 1 |  | 0 | 0 | 0 | 0 | 0 | 0 | 0 | 0 | 0 | 0 | 0 | 0 | 0 | 0 | 0 | 0 | 0 | 0 | 0 | 0 | 0 | 0 | 0 | 12
NO |  | 74 | 2011 | 0 | 13 | 13 |  | Whitestown Sub (Duke) | Hortonville Sub (Duke) | 345 | 345 | Steel Tower | 7.46 | 0 | 1 |  | 0 | 0 | 0 | 0 | 0 | 0 | 0 | 0 | 0 | 0 | 0 | 0 | 0 | 0 | 0 | 0 | 0 | 0 | 0 | 0 | 0 | 0 | 0 | 12
NO |  | 74 | 2011 | 0 | 14 | 14 |  | Whitestown Sub (Duke) | Hortonville Sub (Duke) | 345 | 345 | Wood H-Frame | 6.86 | 0 | 1 |  | 0 | 0 | 0 | 0 | 0 | 0 | 0 | 0 | 0 | 0 | 0 | 0 | 0 | 0 | 0 | 0 | 0 | 0 | 0 | 0 | 0 | 0 | 0 | 12
NO |  | 74 | 2011 | 0 | 15 | 15 |  | Whitestown Sub (Duke) | Cayuga Sub (Duke) | 345 | 345 | Wood H-Frame | 4.85 | 0 | 1 |  | 0 | 0 | 0 | 0 | 0 | 0 | 0 | 0 | 0 | 0 | 0 | 0 | 0 | 0 | 0 | 0 | 0 | 0 | 0 | 0 | 0 | 0 | 0 | 12
NO |  | 74 | 2011 | 0 | 16 | 16 |  | Noblesville Sub (Duke) | Fall Creek (IME) | 345 | 345 | Steel Tower | 24.1 | 0.36 | 1 |  | 0 | 0 | 0 | 0 | 0 | 0 | 0 | 0 | 0 | 0 | 0 | 0 | 0 | 0 | 0 | 0 | 0 | 0 | 0 | 0 | 0 | 0 | 0 | 12
NO |  | 74 | 2011 | 0 | 17 | 17 |  | Frances Creek Sub (Duke) | Hanna Sub | 345 | 345 | Steel Tower | 5.34 | 0 | 1 |  | 0 | 0 | 0 | 0 | 0 | 0 | 0 | 0 | 0 | 0 | 0 | 0 | 0 | 0 | 0 | 0 | 0 | 0 | 0 | 0 | 0 | 0 | 0 | 12
NO |  | 74 | 2011 | 0 | 18 | 18 |  | Frances Creek Sub (Duke) | Hanna Sub | 345 | 345 | Steel Pole | 4.98 | 0 | 1 |  | 0 | 0 | 0 | 0 | 0 | 0 | 0 | 0 | 0 | 0 | 0 | 0 | 0 | 0 | 0 | 0 | 0 | 0 | 0 | 0 | 0 | 0 | 0 | 12
NO |  | 74 | 2011 | 0 | 19 | 19 |  | Frances Creek Sub (Duke) | Petersburg Plant | 345 | 345 | Steel Tower | 101.1 | 0 | 1 |  | 0 | 0 | 0 | 0 | 0 | 0 | 0 | 0 | 0 | 0 | 0 | 0 | 0 | 0 | 0 | 0 | 0 | 0 | 0 | 0 | 0 | 0 | 0 | 12
NO |  | 74 | 2011 | 0 | 20 | 20 |  | Sunnyside | Gwynneville (Duke) | 345 | 345 | Steel Tower | 33.36 | 0 | 1 |  | 0 | 0 | 0 | 0 | 0 | 0 | 0 | 0 | 0 | 0 | 0 | 0 | 0 | 0 | 0 | 0 | 0 | 0 | 0 | 0 | 0 | 0 | 0 | 12
NO |  | 74 | 2011 | 0 | 21 | 21 |  | Gwynneville (Duke) | Prescott Sub (Duke) | 345 | 345 | Steel Tower | 10.77 | 0 | 1 |  | 0 | 0 | 0 | 0 | 0 | 0 | 0 | 0 | 0 | 0 | 0 | 0 | 0 | 0 | 0 | 0 | 0 | 0 | 0 | 0 | 0 | 0 | 0 | 12
NO |  | 74 | 2011 | 0 | 22 | 22 |  | Columbus (Duke) | Prescott Sub (Duke) | 345 | 345 | Steel Tower | 28.26 | 0 | 1 |  | 0 | 0 | 0 | 0 | 0 | 0 | 0 | 0 | 0 | 0 | 0 | 0 | 0 | 0 | 0 | 0 | 0 | 0 | 0 | 0 | 0 | 0 | 0 | 12
NO |  | 74 | 2011 | 0 | 23 | 23 |  | 345 KV - Cost of Lines |  | 0 | 0 |  | 0 | 0 | 0 | 345 kv | 15849958 | 61589064 | 77439022 | 0 | 0 | 0 | 0 | 0 | 0 | 0 | 0 | 0 | 0 | 0 | 0 | 0 | 0 | 0 | 0 | 0 | 0 | 0 | 0 | 12
NO |  | 74 | 2011 | 0 | 26 | 26 |  | 1 HSS Plant (N. Yard) | Sanitation Belmont | 138 | 138 | Steel Tower | 0 | 1.03 | 1 |  | 0 | 0 | 0 | 0 | 0 | 0 | 0 | 0 | 0 | 0 | 0 | 0 | 0 | 0 | 0 | 0 | 0 | 0 | 0 | 0 | 0 | 0 | 0 | 12
NO |  | 74 | 2011 | 0 | 27 | 27 |  | 2 HSS Plant (N. Yard) | Southwest Sub | 138 | 138 | Steel Tower | 1.59 | 0 | 1 |  | 0 | 0 | 0 | 0 | 0 | 0 | 0 | 0 | 0 | 0 | 0 | 0 | 0 | 0 | 0 | 0 | 0 | 0 | 0 | 0 | 0 | 0 | 0 | 12
NO |  | 74 | 2011 | 0 | 28 | 28 |  | 2 HSS Plant (N. Yard) | Southwest Sub | 138 | 138 | Wood Pole | 0.22 | 0 | 1 |  | 0 | 0 | 0 | 0 | 0 | 0 | 0 | 0 | 0 | 0 | 0 | 0 | 0 | 0 | 0 | 0 | 0 | 0 | 0 | 0 | 0 | 0 | 0 | 12
NO |  | 74 | 2011 | 0 | 29 | 29 |  | 2 HSS Plant (N. Yard) | Southwest Sub | 138 | 138 | Wood H-Frame | 1.13 | 0 | 1 |  | 0 | 0 | 0 | 0 | 0 | 0 | 0 | 0 | 0 | 0 | 0 | 0 | 0 | 0 | 0 | 0 | 0 | 0 | 0 | 0 | 0 | 0 | 0 | 12
NO |  | 74 | 2011 | 0 | 30 | 30 |  | 3 HSS Plant (S. Yard) | Center Sub | 138 | 138 | Wood Pole | 0.77 | 0 | 1 |  | 0 | 0 | 0 | 0 | 0 | 0 | 0 | 0 | 0 | 0 | 0 | 0 | 0 | 0 | 0 | 0 | 0 | 0 | 0 | 0 | 0 | 0 | 0 | 12
NO |  | 74 | 2011 | 0 | 31 | 31 |  | 3 HSS Plant (S. Yard) | Center Sub | 138 | 138 | Steel Tower | 3 | 0 | 1 |  | 0 | 0 | 0 | 0 | 0 | 0 | 0 | 0 | 0 | 0 | 0 | 0 | 0 | 0 | 0 | 0 | 0 | 0 | 0 | 0 | 0 | 0 | 0 | 12
NO |  | 74 | 2011 | 0 | 32 | 32 |  | 4 Southwest Sub | Northwest Sub | 138 | 138 | Steel Tower | 4.61 | 0 | 1 |  | 0 | 0 | 0 | 0 | 0 | 0 | 0 | 0 | 0 | 0 | 0 | 0 | 0 | 0 | 0 | 0 | 0 | 0 | 0 | 0 | 0 | 0 | 0 | 12
NO |  | 74 | 2011 | 0 | 33 | 33 |  | 5 Glens Valley Sub | HSS Plant (S. Yard) | 138 | 138 | Wood H-Frame | 2.77 | 0 | 1 |  | 0 | 0 | 0 | 0 | 0 | 0 | 0 | 0 | 0 | 0 | 0 | 0 | 0 | 0 | 0 | 0 | 0 | 0 | 0 | 0 | 0 | 0 | 0 | 12
NO |  | 74 | 2011 | 0 | 34 | 34 |  | 6 West Sub | Northwest Sub | 138 | 138 | Steel Tower | 0 | 2.13 | 1 |  | 0 | 0 | 0 | 0 | 0 | 0 | 0 | 0 | 0 | 0 | 0 | 0 | 0 | 0 | 0 | 0 | 0 | 0 | 0 | 0 | 0 | 0 | 0 | 12
NO |  | 74 | 2011 | 0 | 35 | 35 |  | 7 Parker Sub | East Sub | 138 | 138 | Steel Tower | 9.82 | 0 | 1 |  | 0 | 0 | 0 | 0 | 0 | 0 | 0 | 0 | 0 | 0 | 0 | 0 | 0 | 0 | 0 | 0 | 0 | 0 | 0 | 0 | 0 | 0 | 0 | 12
NO |  | 74 | 2011 | 1 | 1 | 1 |  | 8 East Sub | Ford Sub | 138 | 138 | Steel Tower | 1.44 | 0 | 1 |  | 0 | 0 | 0 | 0 | 0 | 0 | 0 | 0 | 0 | 0 | 0 | 0 | 0 | 0 | 0 | 0 | 0 | 0 | 0 | 0 | 0 | 0 | 0 | 12
NO |  | 74 | 2011 | 1 | 2 | 2 |  | 9 Five Points Sub (Duke) | Five Points Tap Point | 138 | 138 | Wood H-Frame | 0.17 | 0 | 1 |  | 0 | 0 | 0 | 0 | 0 | 0 | 0 | 0 | 0 | 0 | 0 | 0 | 0 | 0 | 0 | 0 | 0 | 0 | 0 | 0 | 0 | 0 | 0 | 12
NO |  | 74 | 2011 | 1 | 3 | 3 |  | 9 Five Points Tap Point | Indian Creek Sub | 138 | 138 | Wood Pole | 1.08 | 0 | 1 |  | 0 | 0 | 0 | 0 | 0 | 0 | 0 | 0 | 0 | 0 | 0 | 0 | 0 | 0 | 0 | 0 | 0 | 0 | 0 | 0 | 0 | 0 | 0 | 12
NO |  | 74 | 2011 | 1 | 4 | 4 |  | 9 Southeast Sub | Five Points Tap Point | 138 | 138 | Wood H-Frame | 4.65 | 0 | 1 |  | 0 | 0 | 0 | 0 | 0 | 0 | 0 | 0 | 0 | 0 | 0 | 0 | 0 | 0 | 0 | 0 | 0 | 0 | 0 | 0 | 0 | 0 | 0 | 12
NO |  | 74 | 2011 | 1 | 5 | 5 |  | 9 Southeast Sub | Five Points Tap Point | 138 | 138 | Steel Tower | 0 | 0 | 1 |  | 0 | 0 | 0 | 0 | 0 | 0 | 0 | 0 | 0 | 0 | 0 | 0 | 0 | 0 | 0 | 0 | 0 | 0 | 0 | 0 | 0 | 0 | 0 | 12
NO |  | 74 | 2011 | 1 | 6 | 6 |  | 10 Southwest Sub | Lilly-South Sub | 138 | 138 | Steel Tower | 0 | 1.25 | 1 |  | 0 | 0 | 0 | 0 | 0 | 0 | 0 | 0 | 0 | 0 | 0 | 0 | 0 | 0 | 0 | 0 | 0 | 0 | 0 | 0 | 0 | 0 | 0 | 12
NO |  | 74 | 2011 | 1 | 7 | 7 |  | 10 Souhtwest Sub | Lilly-South Sub | 138 | 138 | Wood Pole | 0.33 | 0 | 1 |  | 0 | 0 | 0 | 0 | 0 | 0 | 0 | 0 | 0 | 0 | 0 | 0 | 0 | 0 | 0 | 0 | 0 | 0 | 0 | 0 | 0 | 0 | 0 | 12
NO |  | 74 | 2011 | 1 | 8 | 8 |  | 10 Southwest Sub | Lilly-South Sub | 138 | 138 | Wood H-Frame | 0.83 | 0 | 1 |  | 0 | 0 | 0 | 0 | 0 | 0 | 0 | 0 | 0 | 0 | 0 | 0 | 0 | 0 | 0 | 0 | 0 | 0 | 0 | 0 | 0 | 0 | 0 | 12
NO |  | 74 | 2011 | 1 | 9 | 9 |  | 10 Southwest Sub | Lilly South Sub | 138 | 138 | Steel Pole | 0.48 | 0 | 1 |  | 0 | 0 | 0 | 0 | 0 | 0 | 0 | 0 | 0 | 0 | 0 | 0 | 0 | 0 | 0 | 0 | 0 | 0 | 0 | 0 | 0 | 0 | 0 | 12
NO |  | 74 | 2011 | 1 | 10 | 10 |  | 11 HSS Plant (S. Yard) | Maywood Sub | 138 | 138 | Wood H-Frame | 0.91 | 0 | 1 |  | 0 | 0 | 0 | 0 | 0 | 0 | 0 | 0 | 0 | 0 | 0 | 0 | 0 | 0 | 0 | 0 | 0 | 0 | 0 | 0 | 0 | 0 | 0 | 12
NO |  | 74 | 2011 | 1 | 11 | 11 |  | 11 HSS Plant (S. Yard) | Maywood Sub | 138 | 138 | Steel Tower | 0 | 1.94 | 1 |  | 0 | 0 | 0 | 0 | 0 | 0 | 0 | 0 | 0 | 0 | 0 | 0 | 0 | 0 | 0 | 0 | 0 | 0 | 0 | 0 | 0 | 0 | 0 | 12
NO |  | 74 | 2011 | 1 | 12 | 12 |  | 11 HSS Plant (S. Yard) | Maywood Sub | 138 | 138 | Wood Pole | 0.44 | 0 | 1 |  | 0 | 0 | 0 | 0 | 0 | 0 | 0 | 0 | 0 | 0 | 0 | 0 | 0 | 0 | 0 | 0 | 0 | 0 | 0 | 0 | 0 | 0 | 0 | 12
NO |  | 74 | 2011 | 1 | 13 | 13 |  | 12 Allison 8 Sub | Maywood Sub | 138 | 138 | Wood Pole | 0.2 | 0 | 1 |  | 0 | 0 | 0 | 0 | 0 | 0 | 0 | 0 | 0 | 0 | 0 | 0 | 0 | 0 | 0 | 0 | 0 | 0 | 0 | 0 | 0 | 0 | 0 | 12
NO |  | 74 | 2011 | 1 | 14 | 14 |  | 13 Maywood Sub | Park Fletcher | 138 | 138 | Wood H-Frame | 3.84 | 0 | 1 |  | 0 | 0 | 0 | 0 | 0 | 0 | 0 | 0 | 0 | 0 | 0 | 0 | 0 | 0 | 0 | 0 | 0 | 0 | 0 | 0 | 0 | 0 | 0 | 12
NO |  | 74 | 2011 | 1 | 15 | 15 |  | 13 Maywood Sub | Park Fletcher | 138 | 138 | Steel Tower | 0 | 0.48 | 1 |  | 0 | 0 | 0 | 0 | 0 | 0 | 0 | 0 | 0 | 0 | 0 | 0 | 0 | 0 | 0 | 0 | 0 | 0 | 0 | 0 | 0 | 0 | 0 | 12
NO |  | 74 | 2011 | 1 | 16 | 16 |  | 14 HSS Plant (N. Yard) | Gardner Lane | 138 | 138 | Steel Pole | 0.46 | 0 | 1 |  | 0 | 0 | 0 | 0 | 0 | 0 | 0 | 0 | 0 | 0 | 0 | 0 | 0 | 0 | 0 | 0 | 0 | 0 | 0 | 0 | 0 | 0 | 0 | 12
NO |  | 74 | 2011 | 1 | 17 | 17 |  | 14 HSS Plant (N. Yard) | Gardner Lane | 138 | 138 | Wood Pole | 5.47 | 0 | 1 |  | 0 | 0 | 0 | 0 | 0 | 0 | 0 | 0 | 0 | 0 | 0 | 0 | 0 | 0 | 0 | 0 | 0 | 0 | 0 | 0 | 0 | 0 | 0 | 12
NO |  | 74 | 2011 | 1 | 18 | 18 |  | 14 HSS Plant (N. Yard) | Gardner Lane | 138 | 138 | Wood H-Frame | 1.31 | 0 | 1 |  | 0 | 0 | 0 | 0 | 0 | 0 | 0 | 0 | 0 | 0 | 0 | 0 | 0 | 0 | 0 | 0 | 0 | 0 | 0 | 0 | 0 | 0 | 0 | 12
NO |  | 74 | 2011 | 1 | 19 | 19 |  | 15 South Sub | Edgewood Sub | 138 | 138 | Wood Pole | 1.62 | 0 | 1 |  | 0 | 0 | 0 | 0 | 0 | 0 | 0 | 0 | 0 | 0 | 0 | 0 | 0 | 0 | 0 | 0 | 0 | 0 | 0 | 0 | 0 | 0 | 0 | 12
NO |  | 74 | 2011 | 1 | 20 | 20 |  | 15 South Sub | Edgewood Sub | 138 | 138 | Steel Pole | 0.22 | 0 | 1 |  | 0 | 0 | 0 | 0 | 0 | 0 | 0 | 0 | 0 | 0 | 0 | 0 | 0 | 0 | 0 | 0 | 0 | 0 | 0 | 0 | 0 | 0 | 0 | 12
NO |  | 74 | 2011 | 1 | 21 | 21 |  | 16 Tremont Sub | North Sub | 138 | 138 | Steel Tower | 0 | 3.65 | 1 |  | 0 | 0 | 0 | 0 | 0 | 0 | 0 | 0 | 0 | 0 | 0 | 0 | 0 | 0 | 0 | 0 | 0 | 0 | 0 | 0 | 0 | 0 | 0 | 12
NO |  | 74 | 2011 | 1 | 22 | 22 |  | 17 North Sub | Parker Sub | 138 | 138 | Steel Tower | 0 | 3.94 | 1 |  | 0 | 0 | 0 | 0 | 0 | 0 | 0 | 0 | 0 | 0 | 0 | 0 | 0 | 0 | 0 | 0 | 0 | 0 | 0 | 0 | 0 | 0 | 0 | 12
NO |  | 74 | 2011 | 1 | 23 | 23 |  | 18 South Sub | Southeast Sub | 138 | 138 | Steel Tower | 0 | 5.22 | 1 |  | 0 | 0 | 0 | 0 | 0 | 0 | 0 | 0 | 0 | 0 | 0 | 0 | 0 | 0 | 0 | 0 | 0 | 0 | 0 | 0 | 0 | 0 | 0 | 12
NO |  | 74 | 2011 | 1 | 24 | 24 |  | 18 South Sub | Southeast Sub | 138 | 138 | Wood H-Frame | 0.24 | 0 | 1 |  | 0 | 0 | 0 | 0 | 0 | 0 | 0 | 0 | 0 | 0 | 0 | 0 | 0 | 0 | 0 | 0 | 0 | 0 | 0 | 0 | 0 | 0 | 0 | 12
NO |  | 74 | 2011 | 1 | 25 | 25 |  | 19 Airco Tap | Southeast Sub | 138 | 138 | Steel Tower | 2.29 | 0 | 1 |  | 0 | 0 | 0 | 0 | 0 | 0 | 0 | 0 | 0 | 0 | 0 | 0 | 0 | 0 | 0 | 0 | 0 | 0 | 0 | 0 | 0 | 0 | 0 | 12
NO |  | 74 | 2011 | 1 | 26 | 26 |  | 19 Airco Tap | Southeast Sub | 138 | 138 | Steel Tower | 5.53 | 0 | 1 |  | 0 | 0 | 0 | 0 | 0 | 0 | 0 | 0 | 0 | 0 | 0 | 0 | 0 | 0 | 0 | 0 | 0 | 0 | 0 | 0 | 0 | 0 | 0 | 12
NO |  | 74 | 2011 | 1 | 27 | 27 |  | 19 Airco Tap | HSS Plant (South Yard) | 138 | 138 | Steel Tower | 1.12 | 0 | 1 |  | 0 | 0 | 0 | 0 | 0 | 0 | 0 | 0 | 0 | 0 | 0 | 0 | 0 | 0 | 0 | 0 | 0 | 0 | 0 | 0 | 0 | 0 | 0 | 12
NO |  | 74 | 2011 | 1 | 28 | 28 |  | 19 Airco Tap | Airco Substation | 138 | 138 | Wood Pole | 0.67 | 0 | 1 |  | 0 | 0 | 0 | 0 | 0 | 0 | 0 | 0 | 0 | 0 | 0 | 0 | 0 | 0 | 0 | 0 | 0 | 0 | 0 | 0 | 0 | 0 | 0 | 12
NO |  | 74 | 2011 | 1 | 29 | 29 |  | 20 South Sub | HSS Plant (S. Yard) | 138 | 138 | Steel Tower | 0 | 3.38 | 1 |  | 0 | 0 | 0 | 0 | 0 | 0 | 0 | 0 | 0 | 0 | 0 | 0 | 0 | 0 | 0 | 0 | 0 | 0 | 0 | 0 | 0 | 0 | 0 | 12
NO |  | 74 | 2011 | 1 | 30 | 30 |  | 21 Eagle Valley Plant Sub | Centerton Sub (Duke) | 138 | 138 | Wood H-Frame | 0.31 | 0 | 1 |  | 0 | 0 | 0 | 0 | 0 | 0 | 0 | 0 | 0 | 0 | 0 | 0 | 0 | 0 | 0 | 0 | 0 | 0 | 0 | 0 | 0 | 0 | 0 | 12
NO |  | 74 | 2011 | 1 | 31 | 31 |  | 21 Southport | Honey Creek Sub (HE) | 138 | 138 | Wood H-Frame | 5.2 | 0 | 1 |  | 0 | 0 | 0 | 0 | 0 | 0 | 0 | 0 | 0 | 0 | 0 | 0 | 0 | 0 | 0 | 0 | 0 | 0 | 0 | 0 | 0 | 0 | 0 | 12
NO |  | 74 | 2011 | 1 | 32 | 32 |  | 21 Honey Creek (HE) | Centerton Sub (Duke) | 138 | 138 | Wood H-Frame | 16.13 | 0 | 1 |  | 0 | 0 | 0 | 0 | 0 | 0 | 0 | 0 | 0 | 0 | 0 | 0 | 0 | 0 | 0 | 0 | 0 | 0 | 0 | 0 | 0 | 0 | 0 | 12
NO |  | 74 | 2011 | 1 | 33 | 33 |  | 22 Glens Valley Sub | Mullinix (HE) | 138 | 138 | Wood H-Frame | 5.33 | 0 | 1 |  | 0 | 0 | 0 | 0 | 0 | 0 | 0 | 0 | 0 | 0 | 0 | 0 | 0 | 0 | 0 | 0 | 0 | 0 | 0 | 0 | 0 | 0 | 0 | 12
NO |  | 74 | 2011 | 1 | 34 | 34 |  | 22 Eagle Valley | Mullinex (HE) | 138 | 138 | Wood H-Frame | 14.35 | 0 | 1 |  | 0 | 0 | 0 | 0 | 0 | 0 | 0 | 0 | 0 | 0 | 0 | 0 | 0 | 0 | 0 | 0 | 0 | 0 | 0 | 0 | 0 | 0 | 0 | 12
NO |  | 74 | 2011 | 1 | 35 | 35 |  | 23 Eagle Valley Plant Sub | Sanitation Southport Sub | 138 | 138 | Wood Pole | 0.45 | 0 | 1 |  | 0 | 0 | 0 | 0 | 0 | 0 | 0 | 0 | 0 | 0 | 0 | 0 | 0 | 0 | 0 | 0 | 0 | 0 | 0 | 0 | 0 | 0 | 0 | 12
NO |  | 74 | 2011 | 2 | 1 | 1 |  | 23 Eable Valley Plant Sub | Sanitation Southport Sub | 138 | 138 | Steel Tower | 3.63 | 0 | 1 |  | 0 | 0 | 0 | 0 | 0 | 0 | 0 | 0 | 0 | 0 | 0 | 0 | 0 | 0 | 0 | 0 | 0 | 0 | 0 | 0 | 0 | 0 | 0 | 12
NO |  | 74 | 2011 | 2 | 2 | 2 |  | 23 Eagle Valley Plant Sub | Sanitation Southport Sub | 138 | 138 | Steel Tower | 2.37 | 0 | 1 |  | 0 | 0 | 0 | 0 | 0 | 0 | 0 | 0 | 0 | 0 | 0 | 0 | 0 | 0 | 0 | 0 | 0 | 0 | 0 | 0 | 0 | 0 | 0 | 12
NO |  | 74 | 2011 | 2 | 3 | 3 |  | 23 Eagle Valley Plant Sub | Sanitation Southport Sub | 138 | 138 | Wood H-Frame | 0.91 | 0 | 1 |  | 0 | 0 | 0 | 0 | 0 | 0 | 0 | 0 | 0 | 0 | 0 | 0 | 0 | 0 | 0 | 0 | 0 | 0 | 0 | 0 | 0 | 0 | 0 | 12
NO |  | 74 | 2011 | 2 | 4 | 4 |  | 23 Eagle Valley Plant Sub | Sanitation Southport Sub | 138 | 138 | Steel Tower | 10.28 | 0 | 1 |  | 0 | 0 | 0 | 0 | 0 | 0 | 0 | 0 | 0 | 0 | 0 | 0 | 0 | 0 | 0 | 0 | 0 | 0 | 0 | 0 | 0 | 0 | 0 | 12
NO |  | 74 | 2011 | 2 | 5 | 5 |  | 24 Heartland Crossing Tap | Mooresville Sub | 138 | 138 | Wood H-Frame | 3.83 | 0 | 1 |  | 0 | 0 | 0 | 0 | 0 | 0 | 0 | 0 | 0 | 0 | 0 | 0 | 0 | 0 | 0 | 0 | 0 | 0 | 0 | 0 | 0 | 0 | 0 | 12
NO |  | 74 | 2011 | 2 | 6 | 6 |  | 24 Eagle Valley | Heartland Crossing Tap | 138 | 138 | Steel Tower | 0 | 11.87 | 1 |  | 0 | 0 | 0 | 0 | 0 | 0 | 0 | 0 | 0 | 0 | 0 | 0 | 0 | 0 | 0 | 0 | 0 | 0 | 0 | 0 | 0 | 0 | 0 | 12
NO |  | 74 | 2011 | 2 | 7 | 7 |  | 24 Heartland Crossing Tap | Heartland Crossing Sub | 138 | 138 | Wood H-Frame | 0.54 | 0 | 1 |  | 0 | 0 | 0 | 0 | 0 | 0 | 0 | 0 | 0 | 0 | 0 | 0 | 0 | 0 | 0 | 0 | 0 | 0 | 0 | 0 | 0 | 0 | 0 | 12
NO |  | 74 | 2011 | 2 | 8 | 8 |  | 25 Hanna Sub | East Sub | 138 | 138 | Wood H-Frame | 5.6 | 0 | 1 |  | 0 | 0 | 0 | 0 | 0 | 0 | 0 | 0 | 0 | 0 | 0 | 0 | 0 | 0 | 0 | 0 | 0 | 0 | 0 | 0 | 0 | 0 | 0 | 12
NO |  | 74 | 2011 | 2 | 9 | 9 |  | 25 Hanna Sub | East Sub | 138 | 138 | Wood Pole | 0.15 | 0 | 1 |  | 0 | 0 | 0 | 0 | 0 | 0 | 0 | 0 | 0 | 0 | 0 | 0 | 0 | 0 | 0 | 0 | 0 | 0 | 0 | 0 | 0 | 0 | 0 | 12
NO |  | 74 | 2011 | 2 | 10 | 10 |  | 26 Hanna Sub | Southeast Sub | 138 | 138 | Wood H-Frame | 1.24 | 0 | 1 |  | 0 | 0 | 0 | 0 | 0 | 0 | 0 | 0 | 0 | 0 | 0 | 0 | 0 | 0 | 0 | 0 | 0 | 0 | 0 | 0 | 0 | 0 | 0 | 12
NO |  | 74 | 2011 | 2 | 11 | 11 |  | 27 Ford Sub | Southeast Sub | 138 | 138 | Wood H-Frame | 1.11 | 0 | 1 |  | 0 | 0 | 0 | 0 | 0 | 0 | 0 | 0 | 0 | 0 | 0 | 0 | 0 | 0 | 0 | 0 | 0 | 0 | 0 | 0 | 0 | 0 | 0 | 12
NO |  | 74 | 2011 | 2 | 12 | 12 |  | 27 Ford Sub | Southeast Sub | 138 | 138 | Steel Tower | 2.01 | 0 | 1 |  | 0 | 0 | 0 | 0 | 0 | 0 | 0 | 0 | 0 | 0 | 0 | 0 | 0 | 0 | 0 | 0 | 0 | 0 | 0 | 0 | 0 | 0 | 0 | 12
NO |  | 74 | 2011 | 2 | 13 | 13 |  | 27 Ford Sub | Southeast Sub | 138 | 138 | Wood Pole | 0.1 | 0 | 1 |  | 0 | 0 | 0 | 0 | 0 | 0 | 0 | 0 | 0 | 0 | 0 | 0 | 0 | 0 | 0 | 0 | 0 | 0 | 0 | 0 | 0 | 0 | 0 | 12
NO |  | 74 | 2011 | 2 | 14 | 14 |  | 28 Prospect Sub | Harvester Foundry Sub | 138 | 138 | Wood Pole | 2.07 | 0 | 1 |  | 0 | 0 | 0 | 0 | 0 | 0 | 0 | 0 | 0 | 0 | 0 | 0 | 0 | 0 | 0 | 0 | 0 | 0 | 0 | 0 | 0 | 0 | 0 | 12
NO |  | 74 | 2011 | 2 | 15 | 15 |  | 29 Southport Sub | Franklin Township Sub | 138 | 138 | Wood H-Frame | 3.4 | 0 | 1 |  | 0 | 0 | 0 | 0 | 0 | 0 | 0 | 0 | 0 | 0 | 0 | 0 | 0 | 0 | 0 | 0 | 0 | 0 | 0 | 0 | 0 | 0 | 0 | 12
NO |  | 74 | 2011 | 2 | 16 | 16 |  | 30 Franklin Township Sub | Hanna Sub | 138 | 138 | Wood H-Frame | 2.35 | 0 | 1 |  | 0 | 0 | 0 | 0 | 0 | 0 | 0 | 0 | 0 | 0 | 0 | 0 | 0 | 0 | 0 | 0 | 0 | 0 | 0 | 0 | 0 | 0 | 0 | 12
NO |  | 74 | 2011 | 2 | 17 | 17 |  | 30 Franklin Township Sub | Hanna Sub | 138 | 138 | Wood Pole | 0.2 | 0 | 1 |  | 0 | 0 | 0 | 0 | 0 | 0 | 0 | 0 | 0 | 0 | 0 | 0 | 0 | 0 | 0 | 0 | 0 | 0 | 0 | 0 | 0 | 0 | 0 | 12
NO |  | 74 | 2011 | 2 | 18 | 18 |  | 30 Franklin Township Sub | Hanna Sub | 138 | 138 | Steel Tower | 0.16 | 0 | 1 |  | 0 | 0 | 0 | 0 | 0 | 0 | 0 | 0 | 0 | 0 | 0 | 0 | 0 | 0 | 0 | 0 | 0 | 0 | 0 | 0 | 0 | 0 | 0 | 12
NO |  | 74 | 2011 | 2 | 19 | 19 |  | 31 Williams St. Sub | Edison Sub | 138 | 138 | Wood Pole | 1.6 | 0 | 1 |  | 0 | 0 | 0 | 0 | 0 | 0 | 0 | 0 | 0 | 0 | 0 | 0 | 0 | 0 | 0 | 0 | 0 | 0 | 0 | 0 | 0 | 0 | 0 | 12
NO |  | 74 | 2011 | 2 | 20 | 20 |  | 32 Mill Street Sub | Edison Sub | 138 | 138 | Wood Pole | 2.33 | 0 | 1 |  | 0 | 0 | 0 | 0 | 0 | 0 | 0 | 0 | 0 | 0 | 0 | 0 | 0 | 0 | 0 | 0 | 0 | 0 | 0 | 0 | 0 | 0 | 0 | 12
NO |  | 74 | 2011 | 2 | 21 | 21 |  | 32 Mill Street Sub | Edison Sub | 138 | 138 | Steel Pole | 0.37 | 0 | 1 |  | 0 | 0 | 0 | 0 | 0 | 0 | 0 | 0 | 0 | 0 | 0 | 0 | 0 | 0 | 0 | 0 | 0 | 0 | 0 | 0 | 0 | 0 | 0 | 12
NO |  | 74 | 2011 | 2 | 22 | 22 |  | 33 Bridgeport | Rockville Rd Sub | 138 | 138 | Wood Pole | 0 | 0 | 1 |  | 0 | 0 | 0 | 0 | 0 | 0 | 0 | 0 | 0 | 0 | 0 | 0 | 0 | 0 | 0 | 0 | 0 | 0 | 0 | 0 | 0 | 0 | 0 | 12
NO |  | 74 | 2011 | 2 | 23 | 23 |  | 33 Bridgeport | Rockville Rd Sub | 138 | 138 | Wood H-Frame | 2.75 | 0 | 1 |  | 0 | 0 | 0 | 0 | 0 | 0 | 0 | 0 | 0 | 0 | 0 | 0 | 0 | 0 | 0 | 0 | 0 | 0 | 0 | 0 | 0 | 0 | 0 | 12
NO |  | 74 | 2011 | 2 | 24 | 24 |  | 35 Pike Sub | Crawfordsville Sub | 138 | 138 | Steel Tower | 0.48 | 0 | 1 |  | 0 | 0 | 0 | 0 | 0 | 0 | 0 | 0 | 0 | 0 | 0 | 0 | 0 | 0 | 0 | 0 | 0 | 0 | 0 | 0 | 0 | 0 | 0 | 12
NO |  | 74 | 2011 | 2 | 25 | 25 |  | 35 Pike Sub | Crawfordsville Sub | 138 | 138 | Wood H-Frame | 2.67 | 0 | 1 |  | 0 | 0 | 0 | 0 | 0 | 0 | 0 | 0 | 0 | 0 | 0 | 0 | 0 | 0 | 0 | 0 | 0 | 0 | 0 | 0 | 0 | 0 | 0 | 12
NO |  | 74 | 2011 | 2 | 26 | 26 |  | 36 Edison Sub | Brookwood Sub | 138 | 138 | Steel Pole | 0.28 | 0 | 1 |  | 0 | 0 | 0 | 0 | 0 | 0 | 0 | 0 | 0 | 0 | 0 | 0 | 0 | 0 | 0 | 0 | 0 | 0 | 0 | 0 | 0 | 0 | 0 | 12
NO |  | 74 | 2011 | 2 | 27 | 27 |  | 36 Edison Sub | Brookwood Sub | 138 | 138 | Wood Pole | 3.24 | 0 | 1 |  | 0 | 0 | 0 | 0 | 0 | 0 | 0 | 0 | 0 | 0 | 0 | 0 | 0 | 0 | 0 | 0 | 0 | 0 | 0 | 0 | 0 | 0 | 0 | 12
NO |  | 74 | 2011 | 2 | 28 | 28 |  | 37 Guion Sub | Mill St. Sub | 138 | 138 | Steel Tower | 3.11 | 0 | 1 |  | 0 | 0 | 0 | 0 | 0 | 0 | 0 | 0 | 0 | 0 | 0 | 0 | 0 | 0 | 0 | 0 | 0 | 0 | 0 | 0 | 0 | 0 | 0 | 12
NO |  | 74 | 2011 | 2 | 29 | 29 |  | 37 Guion Sub | Mill St. Sub | 138 | 138 | Wood Pole | 4.25 | 0 | 1 |  | 0 | 0 | 0 | 0 | 0 | 0 | 0 | 0 | 0 | 0 | 0 | 0 | 0 | 0 | 0 | 0 | 0 | 0 | 0 | 0 | 0 | 0 | 0 | 12
NO |  | 74 | 2011 | 2 | 30 | 30 |  | 38 Brookwood Sub | Lawrence Sub | 138 | 138 | Wood Pole | 3.04 | 0 | 1 |  | 0 | 0 | 0 | 0 | 0 | 0 | 0 | 0 | 0 | 0 | 0 | 0 | 0 | 0 | 0 | 0 | 0 | 0 | 0 | 0 | 0 | 0 | 0 | 12
NO |  | 74 | 2011 | 2 | 31 | 31 |  | 39 Northwest Sub | Guion Sub | 138 | 138 | Steel Tower | 0 | 3.12 | 1 |  | 0 | 0 | 0 | 0 | 0 | 0 | 0 | 0 | 0 | 0 | 0 | 0 | 0 | 0 | 0 | 0 | 0 | 0 | 0 | 0 | 0 | 0 | 0 | 12
NO |  | 74 | 2011 | 2 | 32 | 32 |  | 40 Guion Sub | Westlane Sub | 138 | 138 | Steel Tower | 2.22 | 0 | 1 |  | 0 | 0 | 0 | 0 | 0 | 0 | 0 | 0 | 0 | 0 | 0 | 0 | 0 | 0 | 0 | 0 | 0 | 0 | 0 | 0 | 0 | 0 | 0 | 12
NO |  | 74 | 2011 | 2 | 33 | 33 |  | 41 Westlane Sub | Georgetown Sub | 138 | 138 | Steel Tower | 0.01 | 0 | 1 |  | 0 | 0 | 0 | 0 | 0 | 0 | 0 | 0 | 0 | 0 | 0 | 0 | 0 | 0 | 0 | 0 | 0 | 0 | 0 | 0 | 0 | 0 | 0 | 12
NO |  | 74 | 2011 | 2 | 34 | 34 |  | 41 Westlane Sub | Georgetown Sub | 138 | 138 | Wood Pole | 3.04 | 0 | 1 |  | 0 | 0 | 0 | 0 | 0 | 0 | 0 | 0 | 0 | 0 | 0 | 0 | 0 | 0 | 0 | 0 | 0 | 0 | 0 | 0 | 0 | 0 | 0 | 12
NO |  | 74 | 2011 | 2 | 35 | 35 |  | 42 Guion Sub | Tremont Sub | 138 | 138 | Steel Tower | 1.88 | 3.15 | 1 |  | 0 | 0 | 0 | 0 | 0 | 0 | 0 | 0 | 0 | 0 | 0 | 0 | 0 | 0 | 0 | 0 | 0 | 0 | 0 | 0 | 0 | 0 | 0 | 12
NO |  | 74 | 2011 | 3 | 1 | 1 |  | 43 Guion Sub | Crestview Sub | 138 | 138 | Wood Pole | 7.37 | 0 | 1 |  | 0 | 0 | 0 | 0 | 0 | 0 | 0 | 0 | 0 | 0 | 0 | 0 | 0 | 0 | 0 | 0 | 0 | 0 | 0 | 0 | 0 | 0 | 0 | 12
NO |  | 74 | 2011 | 3 | 2 | 2 |  | 43 Guion Sub | Crestview Sub | 138 | 138 | Steel Pole | 0.29 | 0 | 1 |  | 0 | 0 | 0 | 0 | 0 | 0 | 0 | 0 | 0 | 0 | 0 | 0 | 0 | 0 | 0 | 0 | 0 | 0 | 0 | 0 | 0 | 0 | 0 | 12
NO |  | 74 | 2011 | 3 | 3 | 3 |  | 44 Northeast Sub | Crestview Sub | 138 | 138 | Wood Pole | 1.57 | 0 | 1 |  | 0 | 0 | 0 | 0 | 0 | 0 | 0 | 0 | 0 | 0 | 0 | 0 | 0 | 0 | 0 | 0 | 0 | 0 | 0 | 0 | 0 | 0 | 0 | 12
NO |  | 74 | 2011 | 3 | 4 | 4 |  | 44 Northeast Sub | Crestview Sub | 138 | 138 | Steel Pole | 0.13 | 0 | 1 |  | 0 | 0 | 0 | 0 | 0 | 0 | 0 | 0 | 0 | 0 | 0 | 0 | 0 | 0 | 0 | 0 | 0 | 0 | 0 | 0 | 0 | 0 | 0 | 12
NO |  | 74 | 2011 | 3 | 5 | 5 |  | 45 Northeast Sub | Lawrence Sub | 138 | 138 | Steel Tower | 0 | 5.27 | 1 |  | 0 | 0 | 0 | 0 | 0 | 0 | 0 | 0 | 0 | 0 | 0 | 0 | 0 | 0 | 0 | 0 | 0 | 0 | 0 | 0 | 0 | 0 | 0 | 12
NO |  | 74 | 2011 | 3 | 6 | 6 |  | 46 Sunnyside Sub | Geist Sub | 138 | 138 | Wood Pole | 3.4 | 0 | 1 |  | 0 | 0 | 0 | 0 | 0 | 0 | 0 | 0 | 0 | 0 | 0 | 0 | 0 | 0 | 0 | 0 | 0 | 0 | 0 | 0 | 0 | 0 | 0 | 12
NO |  | 74 | 2011 | 3 | 7 | 7 |  | 47 Sunnyside | Post Road | 138 | 138 | Wood Pole | 2.41 | 0 | 1 |  | 0 | 0 | 0 | 0 | 0 | 0 | 0 | 0 | 0 | 0 | 0 | 0 | 0 | 0 | 0 | 0 | 0 | 0 | 0 | 0 | 0 | 0 | 0 | 12
NO |  | 74 | 2011 | 3 | 8 | 8 |  | 79 Post Road | Lawrence | 138 | 138 | Wood Pole | 2.65 | 0 | 1 |  | 0 | 0 | 0 | 0 | 0 | 0 | 0 | 0 | 0 | 0 | 0 | 0 | 0 | 0 | 0 | 0 | 0 | 0 | 0 | 0 | 0 | 0 | 0 | 12
NO |  | 74 | 2011 | 3 | 9 | 9 |  | 48 East Sub | Lawrence Sub | 138 | 138 | Steel Tower | 0 | 2.81 | 1 |  | 0 | 0 | 0 | 0 | 0 | 0 | 0 | 0 | 0 | 0 | 0 | 0 | 0 | 0 | 0 | 0 | 0 | 0 | 0 | 0 | 0 | 0 | 0 | 12
NO |  | 74 | 2011 | 3 | 10 | 10 |  | 49 Tobey Sub | East Sub | 138 | 138 | Wood Pole | 2.76 | 0 | 1 |  | 0 | 0 | 0 | 0 | 0 | 0 | 0 | 0 | 0 | 0 | 0 | 0 | 0 | 0 | 0 | 0 | 0 | 0 | 0 | 0 | 0 | 0 | 0 | 12
NO |  | 74 | 2011 | 3 | 11 | 11 |  | 50 Sunnyside Sub | German Church Sub | 138 | 138 | Wood H-Frame | 3.15 | 0 | 1 |  | 0 | 0 | 0 | 0 | 0 | 0 | 0 | 0 | 0 | 0 | 0 | 0 | 0 | 0 | 0 | 0 | 0 | 0 | 0 | 0 | 0 | 0 | 0 | 12
NO |  | 74 | 2011 | 3 | 12 | 12 |  | 50 Sunnyside Sub | German Church Sub | 138 | 138 | Wood Pole | 0.47 | 0 | 1 |  | 0 | 0 | 0 | 0 | 0 | 0 | 0 | 0 | 0 | 0 | 0 | 0 | 0 | 0 | 0 | 0 | 0 | 0 | 0 | 0 | 0 | 0 | 0 | 12
NO |  | 74 | 2011 | 3 | 13 | 13 |  | 51 German Church Sub | Cumberland Sub | 138 | 138 | Wood Pole | 1.66 | 0 | 1 |  | 0 | 0 | 0 | 0 | 0 | 0 | 0 | 0 | 0 | 0 | 0 | 0 | 0 | 0 | 0 | 0 | 0 | 0 | 0 | 0 | 0 | 0 | 0 | 12
NO |  | 74 | 2011 | 3 | 14 | 14 |  | 51 German Church Sub | Cumberland Sub | 138 | 138 | Wood H-Frame | 2.58 | 0 | 1 |  | 0 | 0 | 0 | 0 | 0 | 0 | 0 | 0 | 0 | 0 | 0 | 0 | 0 | 0 | 0 | 0 | 0 | 0 | 0 | 0 | 0 | 0 | 0 | 12
NO |  | 74 | 2011 | 3 | 15 | 15 |  | 52 Ford Sub | Cumberland Sub | 138 | 138 | Wood Pole | 5.73 | 0 | 1 |  | 0 | 0 | 0 | 0 | 0 | 0 | 0 | 0 | 0 | 0 | 0 | 0 | 0 | 0 | 0 | 0 | 0 | 0 | 0 | 0 | 0 | 0 | 0 | 12
NO |  | 74 | 2011 | 3 | 16 | 16 |  | 53 Ford Sub | Harvester Foundry Sub | 138 | 138 | Wood Pole | 2.34 | 0 | 1 |  | 0 | 0 | 0 | 0 | 0 | 0 | 0 | 0 | 0 | 0 | 0 | 0 | 0 | 0 | 0 | 0 | 0 | 0 | 0 | 0 | 0 | 0 | 0 | 12
NO |  | 74 | 2011 | 3 | 17 | 17 |  | 54 Geist Sub | Castleton Sub | 138 | 138 | Wood Pole | 3.82 | 0 | 1 |  | 0 | 0 | 0 | 0 | 0 | 0 | 0 | 0 | 0 | 0 | 0 | 0 | 0 | 0 | 0 | 0 | 0 | 0 | 0 | 0 | 0 | 0 | 0 | 12
NO |  | 74 | 2011 | 3 | 18 | 18 |  | 55 Castleton Sub | River Road Sub | 138 | 138 | Wood Pole | 3.1 | 0 | 1 |  | 0 | 0 | 0 | 0 | 0 | 0 | 0 | 0 | 0 | 0 | 0 | 0 | 0 | 0 | 0 | 0 | 0 | 0 | 0 | 0 | 0 | 0 | 0 | 12
NO |  | 74 | 2011 | 3 | 19 | 19 |  | 56 Guion Sub | Pike Sub | 138 | 138 | Steel Tower | 0.06 | 0 | 1 |  | 0 | 0 | 0 | 0 | 0 | 0 | 0 | 0 | 0 | 0 | 0 | 0 | 0 | 0 | 0 | 0 | 0 | 0 | 0 | 0 | 0 | 0 | 0 | 12
NO |  | 74 | 2011 | 3 | 20 | 20 |  | 56 Guion Sub | Pike Sub | 138 | 138 | Wood H-Frame | 3.1 | 0 | 1 |  | 0 | 0 | 0 | 0 | 0 | 0 | 0 | 0 | 0 | 0 | 0 | 0 | 0 | 0 | 0 | 0 | 0 | 0 | 0 | 0 | 0 | 0 | 0 | 12
NO |  | 74 | 2011 | 3 | 21 | 21 |  | 57 Carmel Tap (Duke) | River Road Sub | 138 | 138 | Wood Pole | 0.53 | 0 | 1 |  | 0 | 0 | 0 | 0 | 0 | 0 | 0 | 0 | 0 | 0 | 0 | 0 | 0 | 0 | 0 | 0 | 0 | 0 | 0 | 0 | 0 | 0 | 0 | 12
NO |  | 74 | 2011 | 3 | 22 | 22 |  | 57 Carmel Tap (Duke) | North Sub | 138 | 138 | Wood Pole | 3.21 | 0 | 1 |  | 0 | 0 | 0 | 0 | 0 | 0 | 0 | 0 | 0 | 0 | 0 | 0 | 0 | 0 | 0 | 0 | 0 | 0 | 0 | 0 | 0 | 0 | 0 | 12
NO |  | 74 | 2011 | 3 | 23 | 23 |  | 58 Royalton Tap | Pike Sub | 138 | 138 | Wood Pole | 5.45 | 0 | 1 |  | 0 | 0 | 0 | 0 | 0 | 0 | 0 | 0 | 0 | 0 | 0 | 0 | 0 | 0 | 0 | 0 | 0 | 0 | 0 | 0 | 0 | 0 | 0 | 12
NO |  | 74 | 2011 | 3 | 24 | 24 |  | 58 Royalton Tap | Royalton Sub | 138 | 138 | Steel Pole | 0.02 | 0 | 1 |  | 0 | 0 | 0 | 0 | 0 | 0 | 0 | 0 | 0 | 0 | 0 | 0 | 0 | 0 | 0 | 0 | 0 | 0 | 0 | 0 | 0 | 0 | 0 | 12
NO |  | 74 | 2011 | 3 | 25 | 25 |  | 58 Royalton Tap | Pike Sub | 138 | 138 | Steel Pole | 0.22 | 0 | 1 |  | 0 | 0 | 0 | 0 | 0 | 0 | 0 | 0 | 0 | 0 | 0 | 0 | 0 | 0 | 0 | 0 | 0 | 0 | 0 | 0 | 0 | 0 | 0 | 12
NO |  | 74 | 2011 | 3 | 26 | 26 |  | 59 Southwest Sub | Sanitation Southport | 138 | 138 | Steel Tower | 7.3 | 0 | 1 |  | 0 | 0 | 0 | 0 | 0 | 0 | 0 | 0 | 0 | 0 | 0 | 0 | 0 | 0 | 0 | 0 | 0 | 0 | 0 | 0 | 0 | 0 | 0 | 12
NO |  | 74 | 2011 | 3 | 27 | 27 |  | 59 Souhtwest Sub | Sanitation Southport | 138 | 138 | Wood Pole | 0.49 | 0 | 1 |  | 0 | 0 | 0 | 0 | 0 | 0 | 0 | 0 | 0 | 0 | 0 | 0 | 0 | 0 | 0 | 0 | 0 | 0 | 0 | 0 | 0 | 0 | 0 | 12
NO |  | 74 | 2011 | 3 | 28 | 28 |  | 60 Thompson Sub | Camby Sub | 138 | 138 | Wood Pole | 0.63 | 0 | 1 |  | 0 | 0 | 0 | 0 | 0 | 0 | 0 | 0 | 0 | 0 | 0 | 0 | 0 | 0 | 0 | 0 | 0 | 0 | 0 | 0 | 0 | 0 | 0 | 12
NO |  | 74 | 2011 | 3 | 29 | 29 |  | 60 Thompson Sub | Camby Sub | 138 | 138 | Wood H-Frams | 1.73 | 0 | 1 |  | 0 | 0 | 0 | 0 | 0 | 0 | 0 | 0 | 0 | 0 | 0 | 0 | 0 | 0 | 0 | 0 | 0 | 0 | 0 | 0 | 0 | 0 | 0 | 12
NO |  | 74 | 2011 | 3 | 30 | 30 |  | 60 Thompson Sub | Camby Sub | 138 | 138 | Steel Tower | 0.19 | 0 | 1 |  | 0 | 0 | 0 | 0 | 0 | 0 | 0 | 0 | 0 | 0 | 0 | 0 | 0 | 0 | 0 | 0 | 0 | 0 | 0 | 0 | 0 | 0 | 0 | 12
NO |  | 74 | 2011 | 3 | 31 | 31 |  | 84 Camby | Morresville (East) Sub | 138 | 138 | Wood Pole | 5.28 | 0 | 1 |  | 0 | 0 | 0 | 0 | 0 | 0 | 0 | 0 | 0 | 0 | 0 | 0 | 0 | 0 | 0 | 0 | 0 | 0 | 0 | 0 | 0 | 0 | 0 | 12
NO |  | 74 | 2011 | 3 | 32 | 32 |  | 61 Center Sub | Lilly-South Sub | 138 | 138 | Wood H-Frame | 0.35 | 0 | 1 |  | 0 | 0 | 0 | 0 | 0 | 0 | 0 | 0 | 0 | 0 | 0 | 0 | 0 | 0 | 0 | 0 | 0 | 0 | 0 | 0 | 0 | 0 | 0 | 12
NO |  | 74 | 2011 | 3 | 33 | 33 |  | 61 Center Sub | Lilly-South Sub | 138 | 138 | Wood Pole | 0.87 | 0 | 1 |  | 0 | 0 | 0 | 0 | 0 | 0 | 0 | 0 | 0 | 0 | 0 | 0 | 0 | 0 | 0 | 0 | 0 | 0 | 0 | 0 | 0 | 0 | 0 | 12
NO |  | 74 | 2011 | 3 | 34 | 34 |  | 62 Gardner Lane | Sheffield Sub | 138 | 138 | Wood Pole | 1.83 | 0 | 1 |  | 0 | 0 | 0 | 0 | 0 | 0 | 0 | 0 | 0 | 0 | 0 | 0 | 0 | 0 | 0 | 0 | 0 | 0 | 0 | 0 | 0 | 0 | 0 | 12
NO |  | 74 | 2011 | 3 | 35 | 35 |  | 62 Gardner Lane | Sheffield Sub | 138 | 138 | Steel Pole | 0.27 | 0 | 1 |  | 0 | 0 | 0 | 0 | 0 | 0 | 0 | 0 | 0 | 0 | 0 | 0 | 0 | 0 | 0 | 0 | 0 | 0 | 0 | 0 | 0 | 0 | 0 | 12
NO |  | 74 | 2011 | 4 | 1 | 1 |  | 63 West Sub | Park Fletcher | 138 | 138 | Steel Tower | 0 | 2.05 | 1 |  | 0 | 0 | 0 | 0 | 0 | 0 | 0 | 0 | 0 | 0 | 0 | 0 | 0 | 0 | 0 | 0 | 0 | 0 | 0 | 0 | 0 | 0 | 0 | 12
NO |  | 74 | 2011 | 4 | 2 | 2 |  | 63 West Sub | Park Fletcher | 138 | 138 | Wood Pole | 3.23 | 0 | 1 |  | 0 | 0 | 0 | 0 | 0 | 0 | 0 | 0 | 0 | 0 | 0 | 0 | 0 | 0 | 0 | 0 | 0 | 0 | 0 | 0 | 0 | 0 | 0 | 12
NO |  | 74 | 2011 | 4 | 3 | 3 |  | 64 Rockville Sub | Allison No. 4 | 138 | 138 | Wood Pole | 4.28 | 0 | 1 |  | 0 | 0 | 0 | 0 | 0 | 0 | 0 | 0 | 0 | 0 | 0 | 0 | 0 | 0 | 0 | 0 | 0 | 0 | 0 | 0 | 0 | 0 | 0 | 12
NO |  | 74 | 2011 | 4 | 4 | 4 |  | 65 Sheffield Sub | Mill Street | 138 | 138 | Wood Pole | 3.1 | 0 | 1 |  | 0 | 0 | 0 | 0 | 0 | 0 | 0 | 0 | 0 | 0 | 0 | 0 | 0 | 0 | 0 | 0 | 0 | 0 | 0 | 0 | 0 | 0 | 0 | 12
NO |  | 74 | 2011 | 4 | 5 | 5 |  | 66 Northeast Sub | Castleton Sub | 138 | 138 | Wood Pole | 6.16 | 0 | 1 |  | 0 | 0 | 0 | 0 | 0 | 0 | 0 | 0 | 0 | 0 | 0 | 0 | 0 | 0 | 0 | 0 | 0 | 0 | 0 | 0 | 0 | 0 | 0 | 12
NO |  | 74 | 2011 | 4 | 6 | 6 |  | 67 Dow Agro Sub | Georgetown Sub | 138 | 138 | Wood Pole | 1.62 | 0 | 1 |  | 0 | 0 | 0 | 0 | 0 | 0 | 0 | 0 | 0 | 0 | 0 | 0 | 0 | 0 | 0 | 0 | 0 | 0 | 0 | 0 | 0 | 0 | 0 | 12
NO |  | 74 | 2011 | 4 | 7 | 7 |  | 81 Lafayette Road Sub | Dow Agro Sub | 138 | 138 | Wood Pole | 2.1 | 0 | 1 |  | 0 | 0 | 0 | 0 | 0 | 0 | 0 | 0 | 0 | 0 | 0 | 0 | 0 | 0 | 0 | 0 | 0 | 0 | 0 | 0 | 0 | 0 | 0 | 12
NO |  | 74 | 2011 | 4 | 8 | 8 |  | 81 Lafayette Road Sub | Dow Agro Sub | 138 | 138 | Steel Pole | 0.88 | 0 | 1 |  | 0 | 0 | 0 | 0 | 0 | 0 | 0 | 0 | 0 | 0 | 0 | 0 | 0 | 0 | 0 | 0 | 0 | 0 | 0 | 0 | 0 | 0 | 0 | 12
NO |  | 74 | 2011 | 4 | 9 | 9 |  | 68 German Church Sub | Tobey Sub | 138 | 138 | Wood Pole | 2.88 | 0 | 1 |  | 0 | 0 | 0 | 0 | 0 | 0 | 0 | 0 | 0 | 0 | 0 | 0 | 0 | 0 | 0 | 0 | 0 | 0 | 0 | 0 | 0 | 0 | 0 | 12
NO |  | 74 | 2011 | 4 | 10 | 10 |  | 69 Gardner Lane Sub | Lilly South Sub | 138 | 138 | Steel Pole | 0.5 | 0 | 1 |  | 0 | 0 | 0 | 0 | 0 | 0 | 0 | 0 | 0 | 0 | 0 | 0 | 0 | 0 | 0 | 0 | 0 | 0 | 0 | 0 | 0 | 0 | 0 | 12
NO |  | 74 | 2011 | 4 | 11 | 11 |  | 69 Gardner Lane Sub | Lilly South Sub | 138 | 138 | Wood Pole | 1.08 | 0 | 1 |  | 0 | 0 | 0 | 0 | 0 | 0 | 0 | 0 | 0 | 0 | 0 | 0 | 0 | 0 | 0 | 0 | 0 | 0 | 0 | 0 | 0 | 0 | 0 | 12
NO |  | 74 | 2011 | 4 | 12 | 12 |  | 70 Allison No. 4 | West Sub | 138 | 138 | Wood Pole | 1.03 | 0 | 1 |  | 0 | 0 | 0 | 0 | 0 | 0 | 0 | 0 | 0 | 0 | 0 | 0 | 0 | 0 | 0 | 0 | 0 | 0 | 0 | 0 | 0 | 0 | 0 | 12
NO |  | 74 | 2011 | 4 | 13 | 13 |  | 71 North Sub | Northeast | 138 | 138 | Wood Pole | 0.11 | 0 | 1 |  | 0 | 0 | 0 | 0 | 0 | 0 | 0 | 0 | 0 | 0 | 0 | 0 | 0 | 0 | 0 | 0 | 0 | 0 | 0 | 0 | 0 | 0 | 0 | 12
NO |  | 74 | 2011 | 4 | 14 | 14 |  | 71 North Sub | Northeast | 138 | 138 | Steel Tower | 5.57 | 0 | 1 |  | 0 | 0 | 0 | 0 | 0 | 0 | 0 | 0 | 0 | 0 | 0 | 0 | 0 | 0 | 0 | 0 | 0 | 0 | 0 | 0 | 0 | 0 | 0 | 12
NO |  | 74 | 2011 | 4 | 15 | 15 |  | 72 Southeast Sub | East Sub | 138 | 138 | Steel Tower | 0 | 3.26 | 1 |  | 0 | 0 | 0 | 0 | 0 | 0 | 0 | 0 | 0 | 0 | 0 | 0 | 0 | 0 | 0 | 0 | 0 | 0 | 0 | 0 | 0 | 0 | 0 | 12
NO |  | 74 | 2011 | 4 | 16 | 16 |  | 72 Southeast Sub | East Sub | 138 | 138 | Wood Pole | 0.48 | 0 | 1 |  | 0 | 0 | 0 | 0 | 0 | 0 | 0 | 0 | 0 | 0 | 0 | 0 | 0 | 0 | 0 | 0 | 0 | 0 | 0 | 0 | 0 | 0 | 0 | 12
NO |  | 74 | 2011 | 4 | 17 | 17 |  | 72 Southeast Sub | East Sub | 138 | 138 | Wood H-Frame | 0.78 | 0 | 1 |  | 0 | 0 | 0 | 0 | 0 | 0 | 0 | 0 | 0 | 0 | 0 | 0 | 0 | 0 | 0 | 0 | 0 | 0 | 0 | 0 | 0 | 0 | 0 | 12
NO |  | 74 | 2011 | 4 | 18 | 18 |  | 73 Center Sub | Prospect Sub | 138 | 138 | Wood Pole | 4.31 | 0 | 1 |  | 0 | 0 | 0 | 0 | 0 | 0 | 0 | 0 | 0 | 0 | 0 | 0 | 0 | 0 | 0 | 0 | 0 | 0 | 0 | 0 | 0 | 0 | 0 | 12
NO |  | 74 | 2011 | 4 | 19 | 19 |  | 74 Sanitation Belmont | Southwest Sub | 138 | 138 | Steel Tower | 1.21 | 0.58 | 1 |  | 0 | 0 | 0 | 0 | 0 | 0 | 0 | 0 | 0 | 0 | 0 | 0 | 0 | 0 | 0 | 0 | 0 | 0 | 0 | 0 | 0 | 0 | 0 | 12
NO |  | 74 | 2011 | 4 | 20 | 20 |  | 74 Sanitation Belmont | Southwest Sub | 138 | 138 | Wood Pole | 0.36 | 0 | 1 |  | 0 | 0 | 0 | 0 | 0 | 0 | 0 | 0 | 0 | 0 | 0 | 0 | 0 | 0 | 0 | 0 | 0 | 0 | 0 | 0 | 0 | 0 | 0 | 12
NO |  | 74 | 2011 | 4 | 21 | 21 |  | 75 Williams St. Sub | Prospect Sub | 138 | 138 | Wood Pole | 1.73 | 0 | 1 |  | 0 | 0 | 0 | 0 | 0 | 0 | 0 | 0 | 0 | 0 | 0 | 0 | 0 | 0 | 0 | 0 | 0 | 0 | 0 | 0 | 0 | 0 | 0 | 12
NO |  | 74 | 2011 | 4 | 22 | 22 |  | 76 Southport Sub | Edgewood | 138 | 138 | Wood Pole | 3.2 | 0 | 1 |  | 0 | 0 | 0 | 0 | 0 | 0 | 0 | 0 | 0 | 0 | 0 | 0 | 0 | 0 | 0 | 0 | 0 | 0 | 0 | 0 | 0 | 0 | 0 | 12
NO |  | 74 | 2011 | 4 | 23 | 23 |  | 76 Southport Sub | Edgewood Sub | 138 | 138 | Steel Pole | 0.12 | 0 | 1 |  | 0 | 0 | 0 | 0 | 0 | 0 | 0 | 0 | 0 | 0 | 0 | 0 | 0 | 0 | 0 | 0 | 0 | 0 | 0 | 0 | 0 | 0 | 0 | 12
NO |  | 74 | 2011 | 4 | 24 | 24 |  | 77 Thompson Sub | United Airlines | 138 | 138 | Wood Pole | 1.02 | 0 | 1 |  | 0 | 0 | 0 | 0 | 0 | 0 | 0 | 0 | 0 | 0 | 0 | 0 | 0 | 0 | 0 | 0 | 0 | 0 | 0 | 0 | 0 | 0 | 0 | 12
NO |  | 74 | 2011 | 4 | 25 | 25 |  | 77 Thompson Sub | United Airlines | 138 | 138 | Wood H-Frame | 2.93 | 0 | 1 |  | 0 | 0 | 0 | 0 | 0 | 0 | 0 | 0 | 0 | 0 | 0 | 0 | 0 | 0 | 0 | 0 | 0 | 0 | 0 | 0 | 0 | 0 | 0 | 12
NO |  | 74 | 2011 | 4 | 26 | 26 |  | 77 Thompson Sub | United Airlines | 138 | 138 | Steel Pole | 2.57 | 0 | 1 |  | 0 | 0 | 0 | 0 | 0 | 0 | 0 | 0 | 0 | 0 | 0 | 0 | 0 | 0 | 0 | 0 | 0 | 0 | 0 | 0 | 0 | 0 | 0 | 12
NO |  | 74 | 2011 | 4 | 27 | 27 |  | 78 Crawfordsville Rd Sub | Teppco Tap | 138 | 138 | Wood-H Frame | 1.02 | 0 | 1 |  | 0 | 0 | 0 | 0 | 0 | 0 | 0 | 0 | 0 | 0 | 0 | 0 | 0 | 0 | 0 | 0 | 0 | 0 | 0 | 0 | 0 | 0 | 0 | 12
NO |  | 74 | 2011 | 4 | 28 | 28 |  | 78 Teppco Tap | Rockville Rd Sub | 138 | 138 | Wood-H Frame | 0.69 | 0 | 1 |  | 0 | 0 | 0 | 0 | 0 | 0 | 0 | 0 | 0 | 0 | 0 | 0 | 0 | 0 | 0 | 0 | 0 | 0 | 0 | 0 | 0 | 0 | 0 | 12
NO |  | 74 | 2011 | 4 | 29 | 29 |  | 78 Teppco Tap | Teppco Substation | 138 | 138 | Wood Pole | 2.42 | 0 | 1 |  | 0 | 0 | 0 | 0 | 0 | 0 | 0 | 0 | 0 | 0 | 0 | 0 | 0 | 0 | 0 | 0 | 0 | 0 | 0 | 0 | 0 | 0 | 0 | 12
NO |  | 74 | 2011 | 4 | 30 | 30 |  | 84 Mooresville East Sub | Camby Sub | 138 | 138 | Wood Pole | 5.28 | 0 | 1 |  | 0 | 0 | 0 | 0 | 0 | 0 | 0 | 0 | 0 | 0 | 0 | 0 | 0 | 0 | 0 | 0 | 0 | 0 | 0 | 0 | 0 | 0 | 0 | 12
NO |  | 74 | 2011 | 4 | 31 | 31 |  | 98 HSS Combust Turbine | HSS Plant (North) | 138 | 138 | Steel Tower | 0 | 0.35 | 1 |  | 0 | 0 | 0 | 0 | 0 | 0 | 0 | 0 | 0 | 0 | 0 | 0 | 0 | 0 | 0 | 0 | 0 | 0 | 0 | 0 | 0 | 0 | 0 | 12
NO |  | 74 | 2011 | 4 | 32 | 32 |  | 99 HSS Plant (North) | HSS Plant (South) | 138 | 138 | Wood H-Frame | 0.07 | 0 | 1 |  | 0 | 0 | 0 | 0 | 0 | 0 | 0 | 0 | 0 | 0 | 0 | 0 | 0 | 0 | 0 | 0 | 0 | 0 | 0 | 0 | 0 | 0 | 0 | 12
NO |  | 74 | 2011 | 4 | 33 | 33 |  | 86 Georgetown | North Sub | 138 | 138 | Steel Tower | 0 | 4.42 | 1 |  | 0 | 0 | 0 | 0 | 0 | 0 | 0 | 0 | 0 | 0 | 0 | 0 | 0 | 0 | 0 | 0 | 0 | 0 | 0 | 0 | 0 | 0 | 0 | 12
NO |  | 74 | 2011 | 4 | 34 | 34 |  | 58 Royalton Tap | Lafayette Rd. Sub | 138 | 138 | Steel Pole | 0.25 | 0 | 1 |  | 0 | 0 | 0 | 0 | 0 | 0 | 0 | 0 | 0 | 0 | 0 | 0 | 0 | 0 | 0 | 0 | 0 | 0 | 0 | 0 | 0 | 0 | 0 | 12
NO |  | 74 | 2011 | 4 | 35 | 35 |  | 86 Georgetown | North Sub | 138 | 138 | Wood Pole | 2.58 | 0 | 1 |  | 0 | 0 | 0 | 0 | 0 | 0 | 0 | 0 | 0 | 0 | 0 | 0 | 0 | 0 | 0 | 0 | 0 | 0 | 0 | 0 | 0 | 0 | 0 | 12
NO |  | 74 | 2011 | 5 | 1 | 1 |  | 85 Bridgeport Sub | United Airlines | 138 | 138 | Wood Pole | 0.82 | 0 | 1 |  | 0 | 0 | 0 | 0 | 0 | 0 | 0 | 0 | 0 | 0 | 0 | 0 | 0 | 0 | 0 | 0 | 0 | 0 | 0 | 0 | 0 | 0 | 0 | 12
NO |  | 74 | 2011 | 5 | 2 | 2 |  | 85 Bridgeport Sub | United Airlines | 138 | 138 | Wood H-Frame | 1.32 | 0 | 1 |  | 0 | 0 | 0 | 0 | 0 | 0 | 0 | 0 | 0 | 0 | 0 | 0 | 0 | 0 | 0 | 0 | 0 | 0 | 0 | 0 | 0 | 0 | 0 | 12
NO |  | 74 | 2011 | 5 | 3 | 3 |  | 80 Cumberland Sub | Indian Creek Sub | 138 | 138 | Wood Pole | 8.7 | 0 | 1 |  | 0 | 0 | 0 | 0 | 0 | 0 | 0 | 0 | 0 | 0 | 0 | 0 | 0 | 0 | 0 | 0 | 0 | 0 | 0 | 0 | 0 | 0 | 0 | 12
NO |  | 74 | 2011 | 5 | 5 | 5 |  | 138KV - Cost of LInes |  | 0 | 0 |  | 0 | 0 | 0 | 138 kv | 4276374 | 46767051 | 51043425 | 0 | 0 | 0 | 0 | 0 | 0 | 0 | 0 | 0 | 0 | 0 | 0 | 0 | 0 | 0 | 0 | 0 | 0 | 0 | 0 | 12
NO |  | 74 | 2011 | 5 | 8 | 8 |  | Expenses applicable to all | lines | 0 | 0 |  | 0 | 0 | 0 |  | 0 | 0 | 0 | 4586680 | 1361084 | 0 | 5947764 | 0 | 0 | 0 | 0 | 0 | 0 | 0 | 0 | 0 | 0 | 0 | 0 | 0 | 0 | 0 | 0 | 12
NO |  | 74 | 2011 | 0 | 36 | 36 |  | TOTAL |  | 0 | 0 |  | 762.92 | 75.36 | 175 |  | 20126332 | 108356115 | 128482447 | 4586680 | 1361084 | 0 | 5947764 | 0 | 0 | 0 | 0 | 0 | 0 | 0 | 0 | 0 | 0 | 0 | 0 | 0 | 0 | 0 | 0 | 12
NO |  | 146 | 2011 | 0 | 1 | 1 |  | Newington Station | Deerfield S/S | 345 | 345 | SCHF | 20.63 | 0 | 1 | 2-1113 ACSR | 1196136 | 7763604 | 8959740 | 0 | 0 | 0 | 0 | 0 | 0 | 0 | 0 | 0 | 0 | 0 | 0 | 0 | 0 | 0 | 0 | 0 | 0 | 0 | 0 | 12
NO |  | 146 | 2011 | 0 | 2 | 2 |  |  |  | 0 | 0 | SCSP | 3.67 | 0 | 0 | 2-1113 ACSR | 0 | 0 | 0 | 0 | 0 | 0 | 0 | 0 | 0 | 0 | 0 | 0 | 0 | 0 | 0 | 0 | 0 | 0 | 0 | 0 | 0 | 0 | 0 | 12
NO |  | 146 | 2011 | 0 | 3 | 3 |  |  |  | 0 | 0 | DCSP | 0.07 | 0 | 0 | 2-1113 ACSR | 0 | 0 | 0 | 0 | 0 | 0 | 0 | 0 | 0 | 0 | 0 | 0 | 0 | 0 | 0 | 0 | 0 | 0 | 0 | 0 | 0 | 0 | 0 | 12
NO |  | 146 | 2011 | 0 | 4 | 4 |  |  |  | 0 | 0 | SCSPHF | 0.14 | 0 | 0 | 2-1113 ACSR | 0 | 0 | 0 | 0 | 0 | 0 | 0 | 0 | 0 | 0 | 0 | 0 | 0 | 0 | 0 | 0 | 0 | 0 | 0 | 0 | 0 | 0 | 0 | 12
NO |  | 146 | 2011 | 0 | 5 | 5 |  |  |  | 0 | 0 | DCLT | 0.8 | 0 | 0 | 2-1113 ACSR | 0 | 0 | 0 | 0 | 0 | 0 | 0 | 0 | 0 | 0 | 0 | 0 | 0 | 0 | 0 | 0 | 0 | 0 | 0 | 0 | 0 | 0 | 0 | 12
NO |  | 146 | 2011 | 0 | 6 | 6 |  |  |  | 0 | 0 | DCLT | 0.74 | 0 | 0 | 4500 ACSR | 0 | 0 | 0 | 0 | 0 | 0 | 0 | 0 | 0 | 0 | 0 | 0 | 0 | 0 | 0 | 0 | 0 | 0 | 0 | 0 | 0 | 0 | 0 | 12
NO |  | 146 | 2011 | 0 | 7 | 7 |  | Timber Swamp S/S | Newington Station | 345 | 345 | SCSPHF | 10.33 | 0 | 1 | 2-1113 ACSR | 801246 | 5887070 | 6688316 | 0 | 0 | 0 | 0 | 0 | 0 | 0 | 0 | 0 | 0 | 0 | 0 | 0 | 0 | 0 | 0 | 0 | 0 | 0 | 0 | 12
NO |  | 146 | 2011 | 0 | 8 | 8 |  |  |  | 0 | 0 | SCSP | 2.54 | 0 | 0 | 2-1113 ACSR | 0 | 0 | 0 | 0 | 0 | 0 | 0 | 0 | 0 | 0 | 0 | 0 | 0 | 0 | 0 | 0 | 0 | 0 | 0 | 0 | 0 | 0 | 0 | 12
NO |  | 146 | 2011 | 0 | 9 | 9 |  | Scobie Pond S/S | NH/MA State Line | 345 | 345 | SCHF | 18.28 | 0 | 1 | 2-850.8 ACSR | 1020580 | 2097786 | 3118366 | 0 | 0 | 0 | 0 | 0 | 0 | 0 | 0 | 0 | 0 | 0 | 0 | 0 | 0 | 0 | 0 | 0 | 0 | 0 | 0 | 12
NO |  | 146 | 2011 | 0 | 10 | 10 |  |  | (Sandy Pond S/S) | 0 | 0 | SCSPHF | 0.05 | 0 | 0 | 2-850.8 ACSR | 0 | 0 | 0 | 0 | 0 | 0 | 0 | 0 | 0 | 0 | 0 | 0 | 0 | 0 | 0 | 0 | 0 | 0 | 0 | 0 | 0 | 0 | 0 | 12
NO |  | 146 | 2011 | 0 | 11 | 11 |  | Seabrook Station | Scobie Pond S/S | 345 | 345 | SCSPHF | 29.73 | 0 | 1 | 2-2156 ACSR | 2921412 | 10442367 | 13363779 | 0 | 0 | 0 | 0 | 0 | 0 | 0 | 0 | 0 | 0 | 0 | 0 | 0 | 0 | 0 | 0 | 0 | 0 | 0 | 0 | 12
NO |  | 146 | 2011 | 0 | 12 | 12 |  | Seabrook Station | Timber Swamp S/S | 345 | 345 | SCSP | 2.3 | 0 | 1 | 2-1113 ACSR | 708799 | 2486773 | 3195572 | 0 | 0 | 0 | 0 | 0 | 0 | 0 | 0 | 0 | 0 | 0 | 0 | 0 | 0 | 0 | 0 | 0 | 0 | 0 | 0 | 12
NO |  | 146 | 2011 | 0 | 13 | 13 |  |  |  | 0 | 0 | SCSPHF | 1.92 | 0 | 0 | 2-1113 ACSR | 0 | 0 | 0 | 0 | 0 | 0 | 0 | 0 | 0 | 0 | 0 | 0 | 0 | 0 | 0 | 0 | 0 | 0 | 0 | 0 | 0 | 0 | 0 | 12
NO |  | 146 | 2011 | 0 | 14 | 14 |  | Scobie Pond S/S | Deerfield S/S | 345 | 345 | SCHF | 18.34 | 0 | 1 | 2-850.8 ACSR | 0 | 2209163 | 2209163 | 0 | 0 | 0 | 0 | 0 | 0 | 0 | 0 | 0 | 0 | 0 | 0 | 0 | 0 | 0 | 0 | 0 | 0 | 0 | 0 | 12
NO |  | 146 | 2011 | 0 | 15 | 15 |  |  |  | 0 | 0 | SCSPHF | 0.19 | 0 | 0 | 2-850.8 ACSR | 0 | 0 | 0 | 0 | 0 | 0 | 0 | 0 | 0 | 0 | 0 | 0 | 0 | 0 | 0 | 0 | 0 | 0 | 0 | 0 | 0 | 0 | 0 | 12
NO |  | 146 | 2011 | 0 | 16 | 16 |  | Amherst S/S | Fitzwilliams S/S | 345 | 345 | SCHF | 30.9 | 0 | 1 | 2-850.8 ACSR | 807166 | 5542212 | 6349378 | 0 | 0 | 0 | 0 | 0 | 0 | 0 | 0 | 0 | 0 | 0 | 0 | 0 | 0 | 0 | 0 | 0 | 0 | 0 | 0 | 12
NO |  | 146 | 2011 | 0 | 17 | 17 |  |  |  | 0 | 0 | SCSPHF | 0.14 | 0 | 0 | 2-850.8 ACSR | 0 | 0 | 0 | 0 | 0 | 0 | 0 | 0 | 0 | 0 | 0 | 0 | 0 | 0 | 0 | 0 | 0 | 0 | 0 | 0 | 0 | 0 | 0 | 12
NO |  | 146 | 2011 | 0 | 18 | 18 |  |  |  | 0 | 0 | LSCHF | 0.79 | 0 | 0 | 2-850.8 ACSR | 0 | 0 | 0 | 0 | 0 | 0 | 0 | 0 | 0 | 0 | 0 | 0 | 0 | 0 | 0 | 0 | 0 | 0 | 0 | 0 | 0 | 0 | 0 | 12
NO |  | 146 | 2011 | 0 | 19 | 19 |  | Fitzwilliams S/S | NH/VT State Line | 345 | 345 | SCHF | 18.39 | 0 | 1 | 2-850.8 ACSR | 296602 | 10611504 | 10908106 | 0 | 0 | 0 | 0 | 0 | 0 | 0 | 0 | 0 | 0 | 0 | 0 | 0 | 0 | 0 | 0 | 0 | 0 | 0 | 0 | 12
NO |  | 146 | 2011 | 0 | 20 | 20 |  |  | (VT Yankee Station) | 0 | 0 | DCLT | 0.76 | 0 | 0 | 2500 AACSR | 0 | 0 | 0 | 0 | 0 | 0 | 0 | 0 | 0 | 0 | 0 | 0 | 0 | 0 | 0 | 0 | 0 | 0 | 0 | 0 | 0 | 0 | 0 | 12
NO |  | 146 | 2011 | 0 | 21 | 21 |  |  |  | 0 | 0 | LSCHF | 1.17 | 0 | 0 | 2-850.8 ACSR | 0 | 0 | 0 | 0 | 0 | 0 | 0 | 0 | 0 | 0 | 0 | 0 | 0 | 0 | 0 | 0 | 0 | 0 | 0 | 0 | 0 | 0 | 0 | 12
NO |  | 146 | 2011 | 0 | 22 | 22 |  | Scobie Pond S/S | Amherst S/S | 345 | 345 | SCHF | 15.92 | 0 | 1 | 2-850.8 ACSR | 395940 | 2504829 | 2900769 | 0 | 0 | 0 | 0 | 0 | 0 | 0 | 0 | 0 | 0 | 0 | 0 | 0 | 0 | 0 | 0 | 0 | 0 | 0 | 0 | 12
NO |  | 146 | 2011 | 0 | 23 | 23 |  | VT Yankee Station | Northfield Mountain Station | 345 | 345 | DCLT | 0.83 | 0 | 1 | 2500 AACSR | 223865 | 2121440 | 2345305 | 0 | 0 | 0 | 0 | 0 | 0 | 0 | 0 | 0 | 0 | 0 | 0 | 0 | 0 | 0 | 0 | 0 | 0 | 0 | 0 | 12
NO |  | 146 | 2011 | 0 | 24 | 24 |  |  |  | 0 | 0 | DCLT | 0.04 | 0 | 0 | 2-850.8 ACSR | 0 | 0 | 0 | 0 | 0 | 0 | 0 | 0 | 0 | 0 | 0 | 0 | 0 | 0 | 0 | 0 | 0 | 0 | 0 | 0 | 0 | 0 | 0 | 12
NO |  | 146 | 2011 | 0 | 25 | 25 |  |  |  | 0 | 0 | SCHF | 9.95 | 0 | 0 | 2-850.8 ACSR | 0 | 0 | 0 | 0 | 0 | 0 | 0 | 0 | 0 | 0 | 0 | 0 | 0 | 0 | 0 | 0 | 0 | 0 | 0 | 0 | 0 | 0 | 0 | 12
NO |  | 146 | 2011 | 0 | 26 | 26 |  | Deerfield S/S | NH/ME State Line | 345 | 345 | SCHF | 18.72 | 0 | 1 | 2-850.8 ACSR | 0 | 2049517 | 2049517 | 0 | 0 | 0 | 0 | 0 | 0 | 0 | 0 | 0 | 0 | 0 | 0 | 0 | 0 | 0 | 0 | 0 | 0 | 0 | 0 | 12
NO |  | 146 | 2011 | 0 | 27 | 27 |  |  | (Buxton, S/S) | 0 | 0 | SCSPHF | 0.03 | 0 | 0 | 2-850.8 ACSR | 0 | 0 | 0 | 0 | 0 | 0 | 0 | 0 | 0 | 0 | 0 | 0 | 0 | 0 | 0 | 0 | 0 | 0 | 0 | 0 | 0 | 0 | 0 | 12
NO |  | 146 | 2011 | 0 | 28 | 28 |  | Scobie Pond S/S | NH/ME State Line | 345 | 345 | SCHF | 37.31 | 0 | 1 | 2-850.8 ACSR | 908643 | 3543900 | 4452543 | 0 | 0 | 0 | 0 | 0 | 0 | 0 | 0 | 0 | 0 | 0 | 0 | 0 | 0 | 0 | 0 | 0 | 0 | 0 | 0 | 12
NO |  | 146 | 2011 | 0 | 29 | 29 |  |  | (Buxton, S/S) | 0 | 0 |  | 0 | 0 | 0 |  | 0 | 0 | 0 | 0 | 0 | 0 | 0 | 0 | 0 | 0 | 0 | 0 | 0 | 0 | 0 | 0 | 0 | 0 | 0 | 0 | 0 | 0 | 0 | 12
NO |  | 146 | 2011 | 0 | 30 | 30 |  | Seabrook Station | NH/MA State Line | 345 | 345 | SCSPHF | 7.28 | 0 | 1 | 2-2156 ACSR | 729609 | 3451792 | 4181401 | 0 | 0 | 0 | 0 | 0 | 0 | 0 | 0 | 0 | 0 | 0 | 0 | 0 | 0 | 0 | 0 | 0 | 0 | 0 | 0 | 12
NO |  | 146 | 2011 | 0 | 31 | 31 |  |  | (Tewksbury S/S) | 0 | 0 |  | 0 | 0 | 0 |  | 0 | 0 | 0 | 0 | 0 | 0 | 0 | 0 | 0 | 0 | 0 | 0 | 0 | 0 | 0 | 0 | 0 | 0 | 0 | 0 | 0 | 0 | 0 | 12
NO |  | 146 | 2011 | 0 | 33 | 33 |  | TOTAL 345,000 VOLTS |  | 0 | 0 |  | 251.96 | 0 | 13 |  | 10009998 | 60711957 | 70721955 | 92719 | 784067 | 0 | 876786 | 0 | 0 | 0 | 0 | 0 | 0 | 0 | 0 | 0 | 0 | 0 | 0 | 0 | 0 | 0 | 0 | 12
NO |  | 146 | 2011 | 1 | 1 | 1 |  | Merrimack Station | Dunbarton Tap | 230 | 345 | SCHF | 8.41 | 0 | 1 | 795 ACSR | 114269 | 806877 | 921146 | 0 | 0 | 0 | 0 | 0 | 0 | 0 | 0 | 0 | 0 | 0 | 0 | 0 | 0 | 0 | 0 | 0 | 0 | 0 | 0 | 12
NO |  | 146 | 2011 | 1 | 2 | 2 |  | Littleton S/S | Littleton Tap | 230 | 345 | SCHF | 0.48 | 0 | 1 | 795 ACSR | 0 | 0 | 0 | 0 | 0 | 0 | 0 | 0 | 0 | 0 | 0 | 0 | 0 | 0 | 0 | 0 | 0 | 0 | 0 | 0 | 0 | 0 | 0 | 12
NO |  | 146 | 2011 | 1 | 4 | 4 |  | TOTAL 230,000 VOLTS |  | 0 | 0 |  | 8.89 | 0 | 2 |  | 114269 | 806877 | 921146 | 0 | 0 | 0 | 0 | 0 | 0 | 0 | 0 | 0 | 0 | 0 | 0 | 0 | 0 | 0 | 0 | 0 | 0 | 0 | 0 | 12
SI/SI | A | 146 | 2011 | 1 | 6 | 6 |  | 115 KV Overhead Lines |  | 115 | 115 |  | 734.98 | 2.82 | 75 |  | 2924252 | 116469269 | 119393521 | 108784 | 3477157 | 80763 | 3666704 | 0 | 0 | 0 | 0 | 0 | 0 | 0 | 0 | 0 | 0 | 0 | 0 | 0 | 0 | 0 | 0 | 12
SI/SI | S | 146 | 2011 | 1 | 8 | 8 |  | 115KV Underground Lines |  | 0 | 0 |  | 0 | 0 | 0 |  | 0 | 0 | 0 | 17895 | 0 | 0 | 17895 | 0 | 0 | 0 | 0 | 0 | 0 | 0 | 0 | 0 | 0 | 0 | 0 | 0 | 0 | 0 | 0 | 12
NO |  | 146 | 2011 | 0 | 36 | 36 |  | TOTAL |  | 0 | 0 |  | 995.83 | 2.82 | 90 |  | 13048519 | 177988103 | 191036622 | 219398 | 4261224 | 80763 | 4561385 | 0 | 0 | 0 | 0 | 0 | 0 | 0 | 0 | 0 | 0 | 0 | 0 | 0 | 0 | 0 | 0 | 12
NO |  | 146 | 2011 | 0 | 32 | 32 |  |  |  | 0 | 0 |  | 0 | 0 | 0 |  | 0 | 0 | 0 | 92719 | 784067 | 0 | 876786 | 0 | 0 | 0 | 0 | 0 | 0 | 0 | 0 | 0 | 0 | 0 | 0 | 0 | 0 | 0 | 0 | 12
NO |  | 289 | 2011 | 0 | 1 | 1 |  | Allen Junction | Milan-Monroe | 345 | 345 | Cyl Pole | 0 | 28.41 | 1 | 1431 | 0 | 6683575 | 6683575 | 0 | 0 | 0 | 0 | 0 | 0 | 0 | 0 | 0 | 612890077 | 0 | 0 | 0 | 0 | 0 | 612890079 | 0 | 0 | 0 | 0 | 12
NO |  | 289 | 2011 | 0 | 2 | 2 |  | Allen Junction | Milan-Monroe | 345 | 345 | Tower | 0.45 | 2.51 | 1 | 954 | 0 | 0 | 0 | 0 | 0 | 0 | 0 | 0 | 0 | 0 | 0 | 0 | 0 | 0 | 0 | 0 | 0 | 0 | 0 | 0 | 0 | 0 | 0 | 12
NO |  | 289 | 2011 | 0 | 3 | 3 |  | Majestic | Milan | 345 | 345 | Cyl Pole | 0 | 35.2 | 1 | 1431 | 0 | 0 | 0 | 0 | 0 | 0 | 0 | 0 | 0 | 0 | 0 | 0 | 0 | 0 | 0 | 0 | 0 | 0 | 0 | 0 | 0 | 0 | 0 | 12
NO |  | 289 | 2011 | 0 | 4 | 4 |  | Bayshore | Monroe | 345 | 345 | Tower | 2.35 | 0 | 1 | 954 | 0 | 777213 | 777213 | 0 | 0 | 0 | 0 | 0 | 0 | 0 | 0 | 0 | 0 | 0 | 0 | 0 | 0 | 0 | 0 | 0 | 0 | 0 | 0 | 12
NO |  | 289 | 2011 | 0 | 5 | 5 |  | Belle River | Blackfoot | 345 | 345 | Tower | 4.81 | 34.53 | 1 | 954 | 0 | 12069184 | 12069184 | 0 | 0 | 0 | 0 | 0 | 0 | 0 | 0 | 0 | 0 | 0 | 0 | 0 | 0 | 0 | 0 | 0 | 0 | 0 | 0 | 12
NO |  | 289 | 2011 | 0 | 6 | 6 |  | Belle River | Blackfoot | 345 | 345 | Tower | 0 | 38.11 | 1 | 1431 | 0 | 0 | 0 | 0 | 0 | 0 | 0 | 0 | 0 | 0 | 0 | 0 | 0 | 0 | 0 | 0 | 0 | 0 | 0 | 0 | 0 | 0 | 0 | 12
NO |  | 289 | 2011 | 0 | 7 | 7 |  | Belle River | *Greenwood-Pontiac | 345 | 345 | Tower | 38.34 | 0 | 1 | 1431 | 0 | 18744442 | 18744442 | 0 | 0 | 0 | 0 | 0 | 612890081 | 0 | 0 | 0 | 0 | 0 | 0 | 0 | 0 | 0 | 0 | 0 | 0 | 0 | 0 | 12
NO |  | 289 | 2011 | 0 | 8 | 8 |  | Belle River | *Greenwood-Pontiac | 345 | 765 | Tower | 17.45 | 0 | 1 | 1431 | 0 | 0 | 0 | 0 | 0 | 0 | 0 | 0 | 0 | 0 | 0 | 0 | 0 | 0 | 0 | 0 | 0 | 0 | 0 | 0 | 0 | 0 | 0 | 12
NO |  | 289 | 2011 | 0 | 9 | 9 |  | Belle River | *Greenwood-Pontiac | 345 | 345 | Tower | 16.82 | 0 | 1 | 954 | 0 | 0 | 0 | 0 | 0 | 0 | 0 | 0 | 0 | 0 | 0 | 0 | 0 | 0 | 0 | 0 | 0 | 0 | 0 | 0 | 0 | 0 | 0 | 12
NO |  | 289 | 2011 | 0 | 10 | 10 |  | Belle River | Jewell | 345 | 345 | Tower | 26.9 | 0.9 | 1 | 954 | 0 | 3934454 | 3934454 | 0 | 0 | 0 | 0 | 0 | 0 | 0 | 0 | 0 | 0 | 0 | 0 | 0 | 0 | 0 | 0 | 0 | 0 | 0 | 0 | 12
NO |  | 289 | 2011 | 0 | 11 | 11 |  | Belle River | Pontiac | 345 | 345 | Tower | 25.99 | 15.53 | 1 | 954 | 0 | 5219007 | 5219007 | 0 | 0 | 0 | 0 | 0 | 0 | 0 | 0 | 0 | 0 | 0 | 0 | 0 | 0 | 0 | 0 | 0 | 0 | 0 | 0 | 12
NO |  | 289 | 2011 | 0 | 12 | 12 |  | Belle River | St. Clair | 345 | 345 | Tower | 1.12 | 0 | 1 | 954 | 0 | 431349 | 431349 | 0 | 0 | 0 | 0 | 0 | 0 | 0 | 0 | 0 | 0 | 0 | 0 | 0 | 0 | 0 | 0 | 0 | 0 | 0 | 0 | 12
NO |  | 289 | 2011 | 0 | 13 | 13 |  | Bismarck | Jewell | 345 | 345 | Tower | 8.6 | 0 | 1 | 954 | 0 | 2023027 | 2023027 | 0 | 0 | 0 | 0 | 0 | 0 | 0 | 0 | 0 | 0 | 0 | 0 | 0 | 0 | 0 | 0 | 0 | 0 | 0 | 0 | 12
NO |  | 289 | 2011 | 0 | 14 | 14 |  | Bismarck | Stephens | 345 | 345 | Tower | 8.68 | 0 | 1 | 954 | 0 | 3294176 | 3294176 | 0 | 0 | 0 | 0 | 0 | 0 | 0 | 0 | 0 | 0 | 0 | 0 | 0 | 0 | 0 | 0 | 0 | 0 | 0 | 0 | 12
NO |  | 289 | 2011 | 0 | 15 | 15 |  | Blackfoot | Madrid | 345 | 345 | Tower | 54.26 | 0 | 1 | 1431 | 0 | 8592367 | 8592367 | 0 | 0 | 0 | 0 | 0 | 0 | 0 | 0 | 0 | 0 | 0 | 0 | 0 | 0 | 0 | 0 | 0 | 0 | 0 | 0 | 12
NO |  | 289 | 2011 | 0 | 16 | 16 |  | Blackfoot | Pontiac | 345 | 345 | Tower | 19.9 | 0 | 1 | 954 | 0 | 927203 | 927203 | 0 | 0 | 0 | 0 | 0 | 0 | 0 | 0 | 0 | 0 | 0 | 0 | 0 | 0 | 0 | 0 | 0 | 0 | 0 | 0 | 12
NO |  | 289 | 2011 | 0 | 17 | 17 |  | Brownstown | Fermi #2 | 345 | 345 | Tower | 4.64 | 10.79 | 2 | 1431 | 0 | 6750548 | 6750548 | 0 | 0 | 0 | 0 | 0 | 0 | 0 | 0 | 0 | 0 | 0 | 0 | 0 | 0 | 0 | 0 | 0 | 0 | 0 | 0 | 12
NO |  | 289 | 2011 | 0 | 18 | 18 |  | Brownstown | Fermi #3 | 345 | 345 | Tower | 5.46 | 10.72 | 1 | 954 | 0 | 5183469 | 5183469 | 0 | 0 | 0 | 0 | 0 | 0 | 0 | 0 | 0 | 0 | 0 | 0 | 0 | 0 | 0 | 0 | 0 | 0 | 0 | 0 | 12
NO |  | 289 | 2011 | 0 | 19 | 19 |  | Brownstown | Monroe #1 | 345 | 345 | Tower | 10.83 | 7.34 | 1 | 1431 | 0 | 4345141 | 4345141 | 0 | 0 | 0 | 0 | 0 | 0 | 0 | 0 | 0 | 0 | 0 | 0 | 0 | 0 | 0 | 0 | 0 | 0 | 0 | 0 | 12
NO |  | 289 | 2011 | 0 | 20 | 20 |  | Brownstown | Monroe #2 | 345 | 345 | Tower | 18.14 | 0 | 1 | 954 | 0 | 2839123 | 2839123 | 0 | 0 | 0 | 0 | 0 | 0 | 0 | 0 | 0 | 0 | 0 | 0 | 0 | 0 | 0 | 0 | 0 | 0 | 0 | 0 | 12
NO |  | 289 | 2011 | 0 | 21 | 21 |  | Brownstown | Wayne #1 | 345 | 345 | Tower | 22.45 | 0 | 0 | 954 | 0 | 7539406 | 7539406 | 0 | 0 | 0 | 0 | 0 | 0 | 0 | 0 | 0 | 0 | 0 | 0 | 0 | 0 | 0 | 0 | 0 | 0 | 0 | 0 | 12
NO |  | 289 | 2011 | 0 | 22 | 22 |  | Brownstown | Wayne #2 | 345 | 345 | Tower | 0 | 22.45 | 2 | 954 | 0 | 0 | 0 | 0 | 0 | 0 | 0 | 0 | 0 | 0 | 0 | 0 | 0 | 0 | 0 | 0 | 0 | 0 | 0 | 0 | 0 | 0 | 0 | 12
NO |  | 289 | 2011 | 0 | 23 | 23 |  | Coventry | Cody | 230 | 230 | Tower | 6.6 | 0 | 1 | 954 | 0 | 1553049 | 1553049 | 0 | 0 | 0 | 0 | 0 | 0 | 0 | 0 | 0 | 0 | 0 | 0 | 0 | 0 | 0 | 0 | 0 | 0 | 0 | 0 | 12
NO |  | 289 | 2011 | 0 | 24 | 24 |  | Coventry | *Majestic | 345 | 345 | Tower | 19.87 | 0 | 1 | 954 | 0 | 434245 | 434245 | 0 | 0 | 0 | 0 | 0 | 0 | 0 | 0 | 0 | 0 | 0 | 0 | 0 | 0 | 0 | 0 | 0 | 0 | 0 | 0 | 12
NO |  | 289 | 2011 | 0 | 25 | 25 |  | Coventry | *Monroe | 345 | 345 | Tower | 27.88 | 7.85 | 1 | 954 | 0 | 3533098 | 3533098 | 0 | 0 | 0 | 0 | 0 | 0 | 0 | 0 | 0 | 0 | 0 | 0 | 0 | 0 | 0 | 0 | 0 | 0 | 0 | 0 | 12
NO |  | 289 | 2011 | 0 | 26 | 26 |  | Coventry | *Monroe | 345 | 345 | Tower | 10 | 0 | 1 | 954 | 0 | 0 | 0 | 0 | 0 | 0 | 0 | 0 | 0 | 0 | 0 | 0 | 0 | 0 | 0 | 0 | 0 | 0 | 0 | 0 | 0 | 0 | 0 | 12
NO |  | 289 | 2011 | 0 | 27 | 27 |  | Coventry | Wixom | 230 | 230 | Tower | 14.1 | 0 | 0 | 954 | 0 | 7118390 | 7118390 | 0 | 0 | 0 | 0 | 0 | 0 | 0 | 0 | 0 | 0 | 0 | 0 | 0 | 0 | 0 | 0 | 0 | 0 | 0 | 0 | 12
NO |  | 289 | 2011 | 0 | 28 | 28 |  | Jewell | St. Clair | 345 | 345 | Tower | 0 | 30.24 | 1 | 954 | 0 | 2398065 | 2398065 | 0 | 0 | 0 | 0 | 0 | 0 | 0 | 0 | 0 | 0 | 0 | 0 | 0 | 0 | 0 | 0 | 0 | 0 | 0 | 0 | 12
NO |  | 289 | 2011 | 0 | 29 | 29 |  | Jewell | *Stephens | 345 | 345 | Tower | 16.96 | 0 | 1 | 954 | 0 | 244262 | 244262 | 0 | 0 | 0 | 0 | 0 | 0 | 0 | 0 | 0 | 0 | 0 | 0 | 0 | 0 | 0 | 0 | 0 | 0 | 0 | 0 | 12
NO |  | 289 | 2011 | 0 | 30 | 30 |  | Lambton | St. Clair | 345 | 345 | Tower | 0.72 | 0 | 1 | 1855 | 0 | 573584 | 573584 | 0 | 0 | 0 | 0 | 0 | 0 | 0 | 0 | 0 | 0 | 0 | 0 | 0 | 0 | 0 | 0 | 0 | 0 | 0 | 0 | 12
NO |  | 289 | 2011 | 0 | 31 | 31 |  | Lemoyne | Majestic | 345 | 345 | Cyl. Pole | 63.58 | 0 | 1 | 1431 | 0 | 19840448 | 19840448 | 0 | 0 | 0 | 0 | 0 | 0 | 0 | 0 | 0 | 0 | 0 | 0 | 0 | 0 | 0 | 0 | 0 | 0 | 0 | 0 | 12
NO |  | 289 | 2011 | 0 | 32 | 32 |  | Madrid | Majestic | 345 | 345 | Cyl. Pole | 15.92 | 0 | 2 | 1431 | 0 | 9318609 | 9318609 | 0 | 0 | 0 | 0 | 0 | 0 | 0 | 0 | 0 | 0 | 0 | 0 | 0 | 0 | 0 | 0 | 0 | 0 | 0 | 0 | 12
NO |  | 289 | 2011 | 0 | 33 | 33 |  | Majestic | Oneida | 345 | 345 | Tower | 1.85 | 0 | 1 | 954 | 0 | 362712 | 362712 | 0 | 0 | 0 | 0 | 0 | 0 | 0 | 0 | 0 | 0 | 0 | 0 | 0 | 0 | 0 | 0 | 0 | 0 | 0 | 0 | 12
NO |  | 289 | 2011 | 0 | 34 | 34 |  | Majestic | Tompkins | 345 | 345 | Tower | 0 | 1.85 | 1 | 954 | 0 | 64123 | 64123 | 0 | 0 | 0 | 0 | 0 | 0 | 0 | 0 | 0 | 0 | 0 | 0 | 0 | 0 | 0 | 0 | 0 | 0 | 0 | 0 | 12
NO |  | 289 | 2011 | 0 | 35 | 35 |  | Majestic | *Wayne | 345 | 345 | Tower | 7.85 | 23.06 | 1 | 954 | 0 | 2388675 | 2388675 | 0 | 0 | 0 | 0 | 0 | 0 | 0 | 0 | 0 | 0 | 0 | 0 | 0 | 0 | 0 | 0 | 0 | 0 | 0 | 0 | 12
NO |  | 289 | 2011 | 1 | 1 | 1 |  | Monroe | *Wayne | 345 | 345 | Tower | 0 | 24.72 | 1 | 954 | 0 | 3941378 | 3941378 | 0 | 0 | 0 | 0 | 0 | 0 | 0 | 0 | 0 | 0 | 0 | 0 | 0 | 0 | 0 | 0 | 0 | 0 | 0 | 0 | 12
NO |  | 289 | 2011 | 1 | 2 | 2 |  | Monroe | *Wayne | 345 | 345 | Tower | 10 | 0 | 2 | 1431 | 0 | 0 | 0 | 0 | 0 | 0 | 0 | 0 | 0 | 0 | 0 | 0 | 0 | 0 | 0 | 0 | 0 | 0 | 0 | 0 | 0 | 0 | 0 | 12
NO |  | 289 | 2011 | 1 | 3 | 3 |  | Placid | Pontiac | 345 | 345 | Tower | 9.22 | 0 | 1 | 954 | 0 | 750036 | 750036 | 0 | 0 | 0 | 0 | 0 | 0 | 0 | 0 | 0 | 0 | 0 | 0 | 0 | 0 | 0 | 0 | 0 | 0 | 0 | 0 | 12
NO |  | 289 | 2011 | 1 | 4 | 4 |  | Placid | Wixom | 345 | 345 | Tower | 15.5 | 0 | 1 | 954 | 0 | 1258409 | 1258409 | 0 | 0 | 0 | 0 | 0 | 0 | 0 | 0 | 0 | 0 | 0 | 0 | 0 | 0 | 0 | 0 | 0 | 0 | 0 | 0 | 12
NO |  | 289 | 2011 | 1 | 5 | 5 |  | Wayne | Wixom #2 | 345 | 345 | Tower | 20.22 | 0 | 1 | 954 | 0 | 0 | 0 | 0 | 0 | 0 | 0 | 0 | 0 | 0 | 0 | 0 | 0 | 0 | 0 | 0 | 0 | 0 | 0 | 0 | 0 | 0 | 0 | 12
NO |  | 289 | 2011 | 1 | 6 | 6 |  | Pontiac | Hampton | 345 | 345 | Tower | 0 | 19.98 | 1 | 954 | 0 | 2546528 | 2546528 | 0 | 0 | 0 | 0 | 0 | 0 | 0 | 0 | 0 | 0 | 0 | 0 | 0 | 0 | 0 | 0 | 0 | 0 | 0 | 0 | 12
NO |  | 289 | 2011 | 1 | 7 | 7 |  | Pontiac | Wixom | 345 | 345 | Tower | 0 | 24.69 | 1 | 954 | 0 | 3229567 | 3229567 | 0 | 0 | 0 | 0 | 0 | 0 | 0 | 0 | 0 | 0 | 0 | 0 | 0 | 0 | 0 | 0 | 0 | 0 | 0 | 0 | 12
NO |  | 289 | 2011 | 1 | 8 | 8 |  | Ludington | Tallmadge | 345 | 345 | Tower | 2.1 | 0 | 2 | 954 | 0 | 1410435 | 1410435 | 0 | 0 | 0 | 0 | 612890084 | 0 | 0 | 0 | 0 | 0 | 0 | 0 | 0 | 0 | 0 | 0 | 0 | 0 | 0 | 0 | 12
NO |  | 289 | 2011 | 1 | 9 | 9 |  | St. Clair | *Stephens #2 | 345 | 345 | Tower | 0 | 45.26 | 1 | 954 | 0 | 3702805 | 3702805 | 0 | 0 | 0 | 0 | 0 | 0 | 0 | 0 | 0 | 0 | 0 | 0 | 0 | 0 | 0 | 0 | 0 | 0 | 0 | 0 | 12
NO |  | 289 | 2011 | 1 | 10 | 10 |  | Thetford | Jewell | 345 | 345 | Tower | 37.73 | 1.2 | 1 | 954 | 0 | 6370011 | 6370011 | 0 | 0 | 0 | 0 | 0 | 0 | 0 | 0 | 0 | 0 | 0 | 0 | 0 | 0 | 0 | 0 | 0 | 0 | 0 | 0 | 12
NO |  | 289 | 2011 | 1 | 11 | 11 |  | Wayne | Wixom (Quaker) | 345 | 345 | Tower | 0 | 20.25 | 1 | 954 | 0 | 4780132 | 4780132 | 0 | 0 | 0 | 0 | 0 | 0 | 0 | 0 | 0 | 0 | 0 | 0 | 0 | 0 | 0 | 0 | 0 | 0 | 0 | 0 | 12
NO |  | 289 | 2011 | 1 | 12 | 12 |  | Wayne | Wixom (Quaker) | 345 | 345 | Tower | 4.6 | 0 | 2 | 1431 | 0 | 0 | 0 | 0 | 0 | 0 | 0 | 0 | 0 | 0 | 0 | 0 | 0 | 0 | 0 | 0 | 0 | 0 | 0 | 0 | 0 | 0 | 0 | 12
NO |  | 289 | 2011 | 1 | 13 | 13 |  | Baxter | Navarre | 230 | 230 | Tower | 0.68 | 0 | 1 | 1431 | 0 | 742556 | 742556 | 0 | 0 | 0 | 0 | 0 | 0 | 0 | 0 | 0 | 0 | 0 | 0 | 0 | 0 | 0 | 0 | 0 | 0 | 0 | 0 | 12
NO |  | 289 | 2011 | 1 | 14 | 14 |  | Baxter | Warren | 230 | 230 | Tower | 3.87 | 0 | 1 | 1431 | 0 | 369920 | 369920 | 0 | 0 | 0 | 0 | 0 | 0 | 0 | 0 | 0 | 0 | 0 | 0 | 0 | 0 | 0 | 0 | 0 | 0 | 0 | 0 | 12
NO |  | 289 | 2011 | 1 | 15 | 15 |  | Bismark | Red Run | 230 | 345 | Tower | 0 | 4.96 | 1 | 954 | 0 | 30241 | 30241 | 0 | 0 | 0 | 0 | 0 | 0 | 0 | 0 | 0 | 0 | 0 | 0 | 0 | 0 | 0 | 0 | 0 | 0 | 0 | 0 | 12
NO |  | 289 | 2011 | 1 | 16 | 16 |  | Bismark | Red Run | 230 | 230 | Tower | 2 | 0 | 1 | 954 | 0 | 0 | 0 | 0 | 0 | 0 | 0 | 0 | 0 | 0 | 0 | 0 | 0 | 0 | 0 | 0 | 0 | 0 | 0 | 0 | 0 | 0 | 0 | 12
NO |  | 289 | 2011 | 1 | 17 | 17 |  | Bloomfield | Pontiac | 230 | 230 | Tower | 9.23 | 0 | 1 | 954 | 0 | 1900762 | 1900762 | 0 | 0 | 0 | 0 | 0 | 0 | 0 | 0 | 0 | 0 | 0 | 0 | 0 | 0 | 0 | 0 | 0 | 0 | 0 | 0 | 12
NO |  | 289 | 2011 | 1 | 18 | 18 |  | Brownstown | Navarre #2 | 230 | 230 | Tower | 14.22 | 0 | 1 | 1431 | 0 | 1081048 | 1081048 | 0 | 0 | 0 | 0 | 0 | 0 | 0 | 0 | 0 | 0 | 0 | 0 | 0 | 0 | 0 | 0 | 0 | 0 | 0 | 0 | 12
NO |  | 289 | 2011 | 1 | 19 | 19 |  | Brownstown | Elm | 230 | 230 | Tower-Cyl Pole | 10.86 | 0 | 1 | 1431 | 0 | 2573688 | 2573688 | 0 | 0 | 0 | 0 | 0 | 0 | 0 | 0 | 0 | 0 | 0 | 0 | 0 | 0 | 0 | 0 | 0 | 0 | 0 | 0 | 12
NO |  | 289 | 2011 | 1 | 20 | 20 |  | Elm | Rotunda | 230 | 230 | Tower-Cyl Pole | 5.75 | 0 | 1 | 1431 | 0 | 0 | 0 | 0 | 0 | 0 | 0 | 0 | 0 | 0 | 0 | 0 | 0 | 0 | 0 | 0 | 0 | 0 | 0 | 0 | 0 | 0 | 0 | 12
NO |  | 289 | 2011 | 1 | 21 | 21 |  | Bunce Creek | Scott (B3N) | 230 | 230 | Tower | 0.41 | 0 | 1 | 795 | 0 | 1142886 | 1142886 | 0 | 0 | 0 | 0 | 0 | 0 | 0 | 0 | 0 | 0 | 0 | 0 | 0 | 0 | 0 | 0 | 0 | 0 | 0 | 0 | 12
NO |  | 289 | 2011 | 1 | 22 | 22 |  | Hines | Wayne | 230 | 230 | Tower | 4.91 | 0 | 1 | 1431 | 0 | 1093936 | 1093936 | 0 | 0 | 0 | 0 | 0 | 0 | 0 | 0 | 0 | 0 | 0 | 0 | 0 | 0 | 0 | 0 | 0 | 0 | 0 | 0 | 12
NO |  | 289 | 2011 | 1 | 23 | 23 |  | Hines | Wayne | 230 | 230 | Tower | 2.89 | 0 | 1 | 954 | 0 | 0 | 0 | 0 | 0 | 0 | 0 | 0 | 0 | 0 | 0 | 0 | 0 | 0 | 0 | 0 | 0 | 0 | 0 | 0 | 0 | 0 | 0 | 12
NO |  | 289 | 2011 | 1 | 24 | 24 |  | J5D Keith | Waterman | 230 | 230 | Tower | 0.52 | 0 | 1 | 636 | 0 | 218113 | 218113 | 0 | 0 | 0 | 0 | 0 | 0 | 0 | 0 | 0 | 0 | 0 | 0 | 0 | 0 | 0 | 0 | 0 | 0 | 0 | 0 | 12
NO |  | 289 | 2011 | 1 | 25 | 25 |  | Jewell | Sterling | 230 | 230 | Tower | 9.78 | 0 | 1 | 1431 | 0 | 1278771 | 1278771 | 0 | 0 | 0 | 0 | 0 | 0 | 0 | 0 | 0 | 0 | 0 | 0 | 0 | 0 | 0 | 0 | 0 | 0 | 0 | 0 | 12
NO |  | 289 | 2011 | 1 | 26 | 26 |  | Lambton | St. Clair (L51D) | 230 | 345 | Tower | 3.17 | 0 | 1 | 1431 | 0 | 3653378 | 3653378 | 0 | 0 | 0 | 0 | 0 | 0 | 0 | 0 | 0 | 0 | 0 | 0 | 0 | 0 | 0 | 0 | 0 | 0 | 0 | 0 | 12
NO |  | 289 | 2011 | 1 | 27 | 27 |  | Navarre | Waterman | 230 | 230 | Tower-Cyl Pole | 4.41 | 0 | 1 | 1431 | 0 | 1495865 | 1495865 | 0 | 0 | 0 | 0 | 0 | 0 | 0 | 0 | 0 | 0 | 0 | 0 | 0 | 0 | 0 | 0 | 0 | 0 | 0 | 0 | 12
NO |  | 289 | 2011 | 1 | 28 | 28 |  | Northeast | Stephens | 230 | 230 | Tower-Cyl Pole | 3.65 | 0 | 1 | 1431 | 0 | 1143135 | 1143135 | 0 | 0 | 0 | 0 | 0 | 0 | 0 | 0 | 0 | 0 | 0 | 0 | 0 | 0 | 0 | 0 | 0 | 0 | 0 | 0 | 12
NO |  | 289 | 2011 | 1 | 29 | 29 |  | Rotunda | Warren | 230 | 230 | Tower-Cyl Pole | 3 | 0.07 | 1 | 1431 | 0 | 1269064 | 1269064 | 0 | 0 | 0 | 0 | 0 | 0 | 0 | 0 | 0 | 0 | 0 | 0 | 0 | 0 | 0 | 0 | 0 | 0 | 0 | 0 | 12
NO |  | 289 | 2011 | 1 | 30 | 30 |  | Atlanta - Karn | Thetford | 138 | 138 | Wood | 0.77 | 0 | 1 | 795 | 0 | 66946 | 66946 | 0 | 0 | 0 | 0 | 0 | 0 | 0 | 0 | 0 | 0 | 0 | 0 | 0 | 0 | 0 | 0 | 0 | 0 | 0 | 0 | 12
NO |  | 289 | 2011 | 1 | 31 | 31 |  | Genoa | Latson | 138 | 138 | Cyl. Pole | 9.7 | 0 | 1 | 954 | 0 | 3072154 | 3072154 | 0 | 0 | 0 | 0 | 0 | 0 | 0 | 0 | 0 | 0 | 0 | 0 | 0 | 0 | 0 | 0 | 0 | 0 | 0 | 0 | 12
NO |  | 289 | 2011 | 1 | 32 | 32 |  | Lark - Washtenaw | Leoni | 138 | 138 | Tower | 20.71 | 0 | 1 | 795 | 0 | 523802 | 523802 | 0 | 0 | 0 | 0 | 0 | 0 | 0 | 0 | 0 | 0 | 0 | 0 | 0 | 0 | 0 | 0 | 0 | 0 | 0 | 0 | 12
NO |  | 289 | 2011 | 1 | 33 | 33 |  | Jewell | Spokane | 230 | 345 | Tower | 0 | 2.86 | 1 | 954 | 0 | 2259367 | 2259367 | 0 | 0 | 0 | 0 | 0 | 0 | 0 | 0 | 0 | 0 | 0 | 0 | 0 | 0 | 0 | 0 | 0 | 0 | 0 | 0 | 12
NO |  | 289 | 2011 | 1 | 34 | 34 |  | Jewell | Spokane | 230 | 230 | Tower | 9.31 | 0 | 1 | 1431 | 0 | 0 | 0 | 0 | 0 | 0 | 0 | 0 | 0 | 0 | 0 | 0 | 0 | 0 | 0 | 0 | 0 | 0 | 0 | 0 | 0 | 0 | 0 | 12
NO |  | 289 | 2011 | 1 | 35 | 35 |  | Quaker | Wixom | 230 | 230 | Tower | 9.86 | 0 | 0 | 1431 | 0 | 5173292 | 5173292 | 0 | 0 | 0 | 0 | 0 | 0 | 0 | 0 | 0 | 0 | 0 | 0 | 0 | 0 | 0 | 0 | 0 | 0 | 0 | 0 | 12
NO |  | 289 | 2011 | 2 | 1 | 1 |  | Overhead Group |  | 120 | 230 | Tower | 219.38 | 5.78 | 3 |  | 0 | 270284052 | 270284052 | 0 | 0 | 0 | 0 | 0 | 0 | 0 | 0 | 0 | 0 | 0 | 0 | 0 | 0 | 0 | 0 | 0 | 0 | 0 | 0 | 12
NO |  | 289 | 2011 | 2 | 2 | 2 |  | Overhead Group |  | 120 | 120 | Tower-Cyl Pole | 649.47 | 2.92 | 1 |  | 0 | 0 | 0 | 0 | 0 | 0 | 0 | 0 | 0 | 0 | 0 | 0 | 0 | 0 | 0 | 0 | 0 | 0 | 0 | 0 | 0 | 0 | 0 | 12
NO |  | 289 | 2011 | 2 | 3 | 3 |  | Overhead Group |  | 120 | 120 | Tower-Cyl Pole | 274.26 | 0 | 2 |  | 0 | 0 | 0 | 0 | 0 | 0 | 0 | 0 | 0 | 0 | 0 | 0 | 0 | 0 | 0 | 0 | 0 | 0 | 0 | 0 | 0 | 0 | 0 | 12
NO |  | 289 | 2011 | 2 | 4 | 4 |  | Overhead Group |  | 120 | 120 | Wood | 418.18 | 0 | 1 |  | 0 | 0 | 0 | 0 | 0 | 0 | 0 | 0 | 0 | 0 | 0 | 0 | 0 | 0 | 0 | 0 | 0 | 0 | 0 | 0 | 0 | 0 | 0 | 12
NO |  | 289 | 2011 | 2 | 9 | 9 |  | UGL - Group |  | 120 | 120 | Steel Pipe | 125.73 | 0 | 1 |  | 0 | 108946997 | 108946997 | 0 | 0 | 0 | 0 | 0 | 0 | 0 | 0 | 0 | 0 | 0 | 0 | 0 | 0 | 0 | 0 | 0 | 0 | 0 | 0 | 12
NO |  | 289 | 2011 | 0 | 36 | 36 |  | TOTAL |  | 0 | 0 |  | 2395.91 | 422.18 | 82 |  | 48590133 | 596448696 | 645038829 | 0 | 0 | 0 | 0 | 0 | 0 | 0 | 0 | 0 | 0 | 0 | 0 | 0 | 0 | 0 | 0 | 0 | 0 | 0 | 0 | 12
NO |  | 289 | 2011 | 2 | 8 | 8 |  | Caniff | Stephens (UGL) | 345 | 345 | Steel Pipe | 7.3 | 0 | 1 | 2000 MCM | 0 | 22956478 | 22956478 | 0 | 0 | 0 | 0 | 0 | 0 | 0 | 0 | 0 | 0 | 0 | 0 | 0 | 0 | 0 | 0 | 0 | 0 | 0 | 0 | 12
NO |  | 289 | 2011 | 2 | 13 | 13 |  | Land - Various |  | 0 | 0 |  | 0 | 0 | 0 |  | 48590133 | 0 | 48590133 | 0 | 0 | 0 | 0 | 0 | 0 | 0 | 0 | 0 | 0 | 0 | 0 | 0 | 0 | 0 | 0 | 0 | 0 | 0 | 0 | 12
NO |  | 316 | 2011 | 0 | 1 | 1 |  | DAEC | Hazleton | 345 | 345 | Steel Towers | 2.9 | 0 | 1 | 795 MCM | 201962 | 276703 | 478665 | 0 | 0 | 0 | 0 | 0 | 0 | 0 | 0 | 0 | 0 | 0 | 0 | 0 | 0 | 0 | 0 | 0 | 0 | 0 | 0 | 12
NO |  | 316 | 2011 | 0 | 2 | 2 |  |  |  | 0 | 0 | and Frames | 0 | 0 | 0 |  | 0 | 0 | 0 | 0 | 0 | 0 | 0 | 0 | 0 | 0 | 0 | 0 | 0 | 0 | 0 | 0 | 0 | 0 | 0 | 0 | 0 | 0 | 0 | 12
NO |  | 316 | 2011 | 0 | 3 | 3 |  | DAEC | Hills | 345 | 345 | Steel Towers | 2.7 | 0 | 1 | 795 MCM | 0 | 220633 | 220633 | 0 | 0 | 0 | 0 | 0 | 0 | 0 | 0 | 0 | 0 | 0 | 0 | 0 | 0 | 0 | 0 | 0 | 0 | 0 | 0 | 12
NO |  | 316 | 2011 | 0 | 4 | 4 |  |  |  | 0 | 0 | and Frames | 0 | 0 | 0 |  | 0 | 0 | 0 | 0 | 0 | 0 | 0 | 0 | 0 | 0 | 0 | 0 | 0 | 0 | 0 | 0 | 0 | 0 | 0 | 0 | 0 | 0 | 0 | 12
NO |  | 316 | 2011 | 0 | 5 | 5 |  | Rowley | Oelwien | 345 | 345 | Steel Towers | 25 | 0 | 1 | 795 MCM | 82031 | 2127291 | 2209322 | 0 | 0 | 0 | 0 | 0 | 0 | 0 | 0 | 0 | 0 | 0 | 0 | 0 | 0 | 0 | 0 | 0 | 0 | 0 | 0 | 12
NO |  | 316 | 2011 | 0 | 6 | 6 |  |  |  | 0 | 0 | and Frames | 0 | 0 | 0 |  | 0 | 0 | 0 | 0 | 0 | 0 | 0 | 0 | 0 | 0 | 0 | 0 | 0 | 0 | 0 | 0 | 0 | 0 | 0 | 0 | 0 | 0 | 0 | 12
NO |  | 316 | 2011 | 0 | 7 | 7 |  | OGS Plant | Montezuma | 345 | 345 | Frames | 36 | 0 | 1 | 795 MCM | 507213 | 11701229 | 12208442 | 0 | 0 | 0 | 0 | 0 | 0 | 0 | 0 | 0 | 0 | 0 | 0 | 0 | 0 | 0 | 0 | 0 | 0 | 0 | 0 | 12
NO |  | 316 | 2011 | 0 | 8 | 8 |  | Ruan | Sycamore | 345 | 345 | Frames | 174.2 | 0 | 1 | 795 MCM | 1388761 | 9766604 | 11155365 | 0 | 0 | 0 | 0 | 0 | 0 | 0 | 0 | 0 | 0 | 0 | 0 | 0 | 0 | 0 | 0 | 0 | 0 | 0 | 0 | 12
NO |  | 316 | 2011 | 0 | 9 | 9 |  | Adams | Sumner | 345 | 345 | Steel Tower | 53.9 | 0 | 1 | 2-795 | 309392 | 2920331 | 3229723 | 0 | 0 | 0 | 0 | 0 | 0 | 0 | 0 | 0 | 0 | 0 | 0 | 0 | 0 | 0 | 0 | 0 | 0 | 0 | 0 | 12
NO |  | 316 | 2011 | 0 | 10 | 10 |  | Lakefield Junct. | IA State Line | 345 | 345 | Steel Tower | 15.13 | 0 | 1 | 2-795 | 276980 | 1617959 | 1894939 | 0 | 0 | 0 | 0 | 0 | 0 | 0 | 0 | 0 | 0 | 0 | 0 | 0 | 0 | 0 | 0 | 0 | 0 | 0 | 0 | 12
NO |  | 316 | 2011 | 0 | 11 | 11 |  | Ruan Sub | Sioux City | 345 | 345 | Steel Pole | 5.05 | 0 | 1 | 2.954 | 50293 | 2042997 | 2093290 | 0 | 0 | 0 | 0 | 0 | 0 | 0 | 0 | 0 | 0 | 0 | 0 | 0 | 0 | 0 | 0 | 0 | 0 | 0 | 0 | 12
NO |  | 316 | 2011 | 0 | 12 | 12 |  | Salem | Hazleton | 345 | 345 | Steel Tower | 0 | 0 | 1 | 2-795 | 5125 | 0 | 5125 | 0 | 0 | 0 | 0 | 0 | 0 | 0 | 0 | 0 | 0 | 0 | 0 | 0 | 0 | 0 | 0 | 0 | 0 | 0 | 0 | 12
NO |  | 316 | 2011 | 0 | 13 | 13 |  | Rock Creek | Salem | 345 | 345 | Steel H | 49.81 | 0 | 1 | 2-795 | 1846493 | 17786374 | 19632867 | 0 | 0 | 0 | 0 | 0 | 0 | 0 | 0 | 0 | 0 | 0 | 0 | 0 | 0 | 0 | 0 | 0 | 0 | 0 | 0 | 12
NO |  | 316 | 2011 | 0 | 14 | 14 |  | Mid-American | Sub 39 | 345 | 345 | Steel H | 5.9 | 0 | 1 | 2-795 | 315670 | 1619554 | 1935224 | 0 | 0 | 0 | 0 | 0 | 0 | 0 | 0 | 0 | 0 | 0 | 0 | 0 | 0 | 0 | 0 | 0 | 0 | 0 | 0 | 12
NO |  | 316 | 2011 | 0 | 15 | 15 |  | Quad Cities | Rock Creek | 345 | 345 | Steel Tower | 4.99 | 0 | 1 | 2-795 | 568475 | 5020078 | 5588553 | 0 | 0 | 0 | 0 | 0 | 0 | 0 | 0 | 0 | 0 | 0 | 0 | 0 | 0 | 0 | 0 | 0 | 0 | 0 | 0 | 12
NO |  | 316 | 2011 | 0 | 16 | 16 |  | DAEC | 6th St. CR Sub | 161 | 161 | Frames and | 3.9 | 8.9 | 1 | 1272 MCM | 65426 | 4465397 | 4530823 | 0 | 0 | 0 | 0 | 0 | 0 | 0 | 0 | 0 | 0 | 0 | 0 | 0 | 0 | 0 | 0 | 0 | 0 | 0 | 0 | 12
NO |  | 316 | 2011 | 0 | 17 | 17 |  |  |  | 0 | 0 | Steel Poles | 0 | 0 | 0 |  | 0 | 0 | 0 | 0 | 0 | 0 | 0 | 0 | 0 | 0 | 0 | 0 | 0 | 0 | 0 | 0 | 0 | 0 | 0 | 0 | 0 | 0 | 0 | 12
NO |  | 316 | 2011 | 0 | 18 | 18 |  | Calamus | Maquoketa | 161 | 161 | Frames | 25.4 | 0 | 1 | 477 MCM, T2 2-477 | 55860 | 2223049 | 2278909 | 0 | 0 | 0 | 0 | 0 | 0 | 0 | 0 | 0 | 0 | 0 | 0 | 0 | 0 | 0 | 0 | 0 | 0 | 0 | 0 | 12
NO |  | 316 | 2011 | 0 | 19 | 19 |  | Corn Belt Tap | Minnesota | 161 | 161 | Frames | 14.5 | 0 | 1 | 636 MCM | 29232 | 1560822 | 1590054 | 0 | 0 | 0 | 0 | 0 | 0 | 0 | 0 | 0 | 0 | 0 | 0 | 0 | 0 | 0 | 0 | 0 | 0 | 0 | 0 | 12
NO |  | 316 | 2011 | 0 | 20 | 20 |  | Perry | Grand Junction | 161 | 161 | Towers | 14 | 0 | 1 | 636 MCM | 44908 | 420631 | 465539 | 0 | 0 | 0 | 0 | 0 | 0 | 0 | 0 | 0 | 0 | 0 | 0 | 0 | 0 | 0 | 0 | 0 | 0 | 0 | 0 | 12
NO |  | 316 | 2011 | 0 | 21 | 21 |  |  |  | 0 | 0 | and Poles | 0 | 0 | 0 |  | 0 | 0 | 0 | 0 | 0 | 0 | 0 | 0 | 0 | 0 | 0 | 0 | 0 | 0 | 0 | 0 | 0 | 0 | 0 | 0 | 0 | 0 | 0 | 12
NO |  | 316 | 2011 | 0 | 22 | 22 |  | Perry | Elkhart | 161 | 161 | Towers | 40.04 | 0 | 1 | 636 MCM, 2-556 | 243292 | 1743285 | 1986577 | 0 | 0 | 0 | 0 | 0 | 0 | 0 | 0 | 0 | 0 | 0 | 0 | 0 | 0 | 0 | 0 | 0 | 0 | 0 | 0 | 12
NO |  | 316 | 2011 | 0 | 23 | 23 |  |  |  | 0 | 0 | and Poles | 0 | 0 | 0 |  | 0 | 0 | 0 | 0 | 0 | 0 | 0 | 0 | 0 | 0 | 0 | 0 | 0 | 0 | 0 | 0 | 0 | 0 | 0 | 0 | 0 | 0 | 0 | 12
NO |  | 316 | 2011 | 0 | 24 | 24 |  | Hills | Bertram | 161 | 161 | Wood Towers | 33.6 | 0 | 1 | 795 MCM | 102772 | 1286758 | 1389530 | 0 | 0 | 0 | 0 | 0 | 0 | 0 | 0 | 0 | 0 | 0 | 0 | 0 | 0 | 0 | 0 | 0 | 0 | 0 | 0 | 12
NO |  | 316 | 2011 | 0 | 25 | 25 |  |  |  | 0 | 0 | and Frames | 0 | 0 | 0 |  | 0 | 0 | 0 | 0 | 0 | 0 | 0 | 0 | 0 | 0 | 0 | 0 | 0 | 0 | 0 | 0 | 0 | 0 | 0 | 0 | 0 | 0 | 0 | 12
NO |  | 316 | 2011 | 0 | 26 | 26 |  | DAEC | Hiawatha | 161 | 161 | Frames, Wood | 8 | 0 | 1 | 1272 MCM | 90991 | 710336 | 801327 | 0 | 0 | 0 | 0 | 0 | 0 | 0 | 0 | 0 | 0 | 0 | 0 | 0 | 0 | 0 | 0 | 0 | 0 | 0 | 0 | 12
NO |  | 316 | 2011 | 0 | 27 | 27 |  |  |  | 0 | 0 | & Steel Poles | 0 | 0 | 0 |  | 0 | 0 | 0 | 0 | 0 | 0 | 0 | 0 | 0 | 0 | 0 | 0 | 0 | 0 | 0 | 0 | 0 | 0 | 0 | 0 | 0 | 0 | 0 | 12
NO |  | 316 | 2011 | 0 | 28 | 28 |  | DAEC | Bertram | 161 | 161 | Frames, Wood | 30.6 | 0 | 1 | 954 MCM | 102467 | 7526235 | 7628702 | 0 | 0 | 0 | 0 | 0 | 0 | 0 | 0 | 0 | 0 | 0 | 0 | 0 | 0 | 0 | 0 | 0 | 0 | 0 | 0 | 12
NO |  | 316 | 2011 | 0 | 29 | 29 |  |  |  | 0 | 0 | & Steel Poles | 0 | 0 | 0 |  | 0 | 0 | 0 | 0 | 0 | 0 | 0 | 0 | 0 | 0 | 0 | 0 | 0 | 0 | 0 | 0 | 0 | 0 | 0 | 0 | 0 | 0 | 0 | 12
NO |  | 316 | 2011 | 0 | 30 | 30 |  | DAEC | Washburn | 161 | 161 | Frames | 49.3 | 0 | 1 | 795 MCM | 203126 | 39357011 | 39560137 | 0 | 0 | 0 | 0 | 0 | 0 | 0 | 0 | 0 | 0 | 0 | 0 | 0 | 0 | 0 | 0 | 0 | 0 | 0 | 0 | 12
NO |  | 316 | 2011 | 0 | 31 | 31 |  | Mason City | Hancock Sub | 161 | 161 | Frames | 16.2 | 0 | 1 | 636 MCM | 77777 | 2624760 | 2702537 | 0 | 0 | 0 | 0 | 0 | 0 | 0 | 0 | 0 | 0 | 0 | 0 | 0 | 0 | 0 | 0 | 0 | 0 | 0 | 0 | 12
NO |  | 316 | 2011 | 0 | 32 | 32 |  | Dysart | Traer | 161 | 161 | Poles | 15.64 | 0 | 1 | 954 MCM | 76532 | 2004565 | 2081097 | 0 | 0 | 0 | 0 | 0 | 0 | 0 | 0 | 0 | 0 | 0 | 0 | 0 | 0 | 0 | 0 | 0 | 0 | 0 | 0 | 12
NO |  | 316 | 2011 | 0 | 33 | 33 |  | Traer Sub | Marshalltown | 161 | 161 | Frames, Wood, | 25.9 | 0 | 1 | 954 MCM | 72398 | 3771852 | 3844250 | 0 | 0 | 0 | 0 | 0 | 0 | 0 | 0 | 0 | 0 | 0 | 0 | 0 | 0 | 0 | 0 | 0 | 0 | 0 | 0 | 12
NO |  | 316 | 2011 | 0 | 34 | 34 |  |  |  | 0 | 0 | Steel | 0 | 0 | 0 |  | 0 | 0 | 0 | 0 | 0 | 0 | 0 | 0 | 0 | 0 | 0 | 0 | 0 | 0 | 0 | 0 | 0 | 0 | 0 | 0 | 0 | 0 | 0 | 12
NO |  | 316 | 2011 | 1 | 1 | 1 |  | Marshalltown | Jasper Sub. | 161 | 161 | Frames & | 21.61 | 0 | 1 | 1272 MCM | 11817 | 4768115 | 4779932 | 0 | 0 | 0 | 0 | 0 | 0 | 0 | 0 | 0 | 0 | 0 | 0 | 0 | 0 | 0 | 0 | 0 | 0 | 0 | 0 | 12
NO |  | 316 | 2011 | 1 | 2 | 2 |  |  |  | 0 | 0 | Poles | 0 | 0 | 0 |  | 0 | 0 | 0 | 0 | 0 | 0 | 0 | 0 | 0 | 0 | 0 | 0 | 0 | 0 | 0 | 0 | 0 | 0 | 0 | 0 | 0 | 0 | 0 | 12
NO |  | 316 | 2011 | 1 | 3 | 3 |  | OGS Plant | Wapello | 161 | 161 | Frames | 18.9 | 0 | 1 | 1431 MCM | 128926 | 1326454 | 1455380 | 0 | 0 | 0 | 0 | 0 | 0 | 0 | 0 | 0 | 0 | 0 | 0 | 0 | 0 | 0 | 0 | 0 | 0 | 0 | 0 | 12
NO |  | 316 | 2011 | 1 | 4 | 4 |  | Missouri Border | Viele Sub | 161 | 161 | Frames | 12.6 | 0 | 1 | 795 MCM | 76447 | 960470 | 1036917 | 0 | 0 | 0 | 0 | 0 | 0 | 0 | 0 | 0 | 0 | 0 | 0 | 0 | 0 | 0 | 0 | 0 | 0 | 0 | 0 | 12
NO |  | 316 | 2011 | 1 | 5 | 5 |  | BGS | Denmark "A" | 161 | 161 | Frames | 13.1 | 0 | 1 | 636 MCM | 0 | 329169 | 329169 | 0 | 0 | 0 | 0 | 0 | 0 | 0 | 0 | 0 | 0 | 0 | 0 | 0 | 0 | 0 | 0 | 0 | 0 | 0 | 0 | 12
NO |  | 316 | 2011 | 1 | 6 | 6 |  | BGS | Denmark "B" | 161 | 161 | Frames | 13.1 | 0 | 1 | 636 MCM | 72795 | 315250 | 388045 | 0 | 0 | 0 | 0 | 0 | 0 | 0 | 0 | 0 | 0 | 0 | 0 | 0 | 0 | 0 | 0 | 0 | 0 | 0 | 0 | 12
NO |  | 316 | 2011 | 1 | 7 | 7 |  | Denmark | Fairfield | 161 | 161 | Frames | 38.3 | 0 | 1 | 636 MCM | 90742 | 1689555 | 1780297 | 0 | 0 | 0 | 0 | 0 | 0 | 0 | 0 | 0 | 0 | 0 | 0 | 0 | 0 | 0 | 0 | 0 | 0 | 0 | 0 | 12
NO |  | 316 | 2011 | 1 | 8 | 8 |  | Viele | Denmark | 161 | 161 | Frames | 12.9 | 0 | 1 | 556.5 MCM | 53505 | 326994 | 380499 | 0 | 0 | 0 | 0 | 0 | 0 | 0 | 0 | 0 | 0 | 0 | 0 | 0 | 0 | 0 | 0 | 0 | 0 | 0 | 0 | 12
NO |  | 316 | 2011 | 1 | 9 | 9 |  | Denmark | Mid American Sub #18 | 161 | 161 | Frames | 15.3 | 0 | 1 | 556.5 MCM | 63781 | 419838 | 483619 | 0 | 0 | 0 | 0 | 0 | 0 | 0 | 0 | 0 | 0 | 0 | 0 | 0 | 0 | 0 | 0 | 0 | 0 | 0 | 0 | 12
NO |  | 316 | 2011 | 1 | 10 | 10 |  | Jasper Sub | Elkhart | 161 | 161 | Frames | 24.8 | 0 | 1 | 636 MCM | 120095 | 560264 | 680359 | 0 | 0 | 0 | 0 | 0 | 0 | 0 | 0 | 0 | 0 | 0 | 0 | 0 | 0 | 0 | 0 | 0 | 0 | 0 | 0 | 12
NO |  | 316 | 2011 | 1 | 11 | 11 |  | Jeff Sub. Ott. | Wapello Sub. | 161 | 161 | Frames | 22.6 | 0 | 1 | 636 MCM | 66224 | 439515 | 505739 | 0 | 0 | 0 | 0 | 0 | 0 | 0 | 0 | 0 | 0 | 0 | 0 | 0 | 0 | 0 | 0 | 0 | 0 | 0 | 0 | 12
NO |  | 316 | 2011 | 1 | 12 | 12 |  | Ott. Wap Sub. | Appanoonse | 161 | 161 | Frames | 25.9 | 0 | 1 | 636 MCM | 76660 | 652136 | 728796 | 0 | 0 | 0 | 0 | 0 | 0 | 0 | 0 | 0 | 0 | 0 | 0 | 0 | 0 | 0 | 0 | 0 | 0 | 0 | 0 | 12
NO |  | 316 | 2011 | 1 | 13 | 13 |  | App. Sub | Adair | 161 | 161 | Frames | 8.1 | 0 | 1 | 795 MCM | 22070 | 178417 | 200487 | 0 | 0 | 0 | 0 | 0 | 0 | 0 | 0 | 0 | 0 | 0 | 0 | 0 | 0 | 0 | 0 | 0 | 0 | 0 | 0 | 12
NO |  | 316 | 2011 | 1 | 14 | 14 |  | OGS | Wap. Sub. #1 | 161 | 161 | Frames | 16.5 | 0 | 1 | 1431 MCM | 223076 | 969320 | 1192396 | 0 | 0 | 0 | 0 | 0 | 0 | 0 | 0 | 0 | 0 | 0 | 0 | 0 | 0 | 0 | 0 | 0 | 0 | 0 | 0 | 12
NO |  | 316 | 2011 | 1 | 15 | 15 |  | Poweshiek | Reasnor | 161 | 161 | Frames | 20.7 | 0 | 1 | 397.5 MCM | 112693 | 5350621 | 5463314 | 0 | 0 | 0 | 0 | 0 | 0 | 0 | 0 | 0 | 0 | 0 | 0 | 0 | 0 | 0 | 0 | 0 | 0 | 0 | 0 | 12
NO |  | 316 | 2011 | 1 | 16 | 16 |  | Poweshiek | Beacon | 161 | 161 | Frames | 20.9 | 0 | 1 | 954 MCM | 334241 | 1018535 | 1352776 | 0 | 0 | 0 | 0 | 0 | 0 | 0 | 0 | 0 | 0 | 0 | 0 | 0 | 0 | 0 | 0 | 0 | 0 | 0 | 0 | 12
NO |  | 316 | 2011 | 1 | 17 | 17 |  | Newt. 8th St | Reasnor | 161 | 161 | Wood Poles | 9.9 | 0 | 1 | 954 MCM | 98718 | 546451 | 645169 | 0 | 0 | 0 | 0 | 0 | 0 | 0 | 0 | 0 | 0 | 0 | 0 | 0 | 0 | 0 | 0 | 0 | 0 | 0 | 0 | 12
NO |  | 316 | 2011 | 1 | 18 | 18 |  | OGS | Beacon | 161 | 161 | Frames | 16.8 | 0 | 1 | 1431MCM | 214312 | 2011697 | 2226009 | 0 | 0 | 0 | 0 | 0 | 0 | 0 | 0 | 0 | 0 | 0 | 0 | 0 | 0 | 0 | 0 | 0 | 0 | 0 | 0 | 12
NO |  | 316 | 2011 | 1 | 19 | 19 |  | Newt. 8th St. | Jasper Sub. | 161 | 161 | Frames | 4.7 | 0 | 1 | 795 MCM | 8075 | 335021 | 343096 | 0 | 0 | 0 | 0 | 0 | 0 | 0 | 0 | 0 | 0 | 0 | 0 | 0 | 0 | 0 | 0 | 0 | 0 | 0 | 0 | 12
NO |  | 316 | 2011 | 1 | 20 | 20 |  | OGS | Lucas | 161 | 161 | Frames | 41.7 | 0 | 1 | 795 MCM | 421998 | 2840863 | 3262861 | 0 | 0 | 0 | 0 | 0 | 0 | 0 | 0 | 0 | 0 | 0 | 0 | 0 | 0 | 0 | 0 | 0 | 0 | 0 | 0 | 12
NO |  | 316 | 2011 | 1 | 21 | 21 |  | Marshalltown | Timber Creek | 161 | 161 | Steel Poles | 3 | 0 | 1 | 795 MCM | 45248 | 948923 | 994171 | 0 | 0 | 0 | 0 | 0 | 0 | 0 | 0 | 0 | 0 | 0 | 0 | 0 | 0 | 0 | 0 | 0 | 0 | 0 | 0 | 12
NO |  | 316 | 2011 | 1 | 22 | 22 |  | BGS | Niota | 161 | 161 | Steel Towers, | 19.4 | 0 | 1 | 795 MCM | 17391 | 5561687 | 5579078 | 0 | 0 | 0 | 0 | 0 | 0 | 0 | 0 | 0 | 0 | 0 | 0 | 0 | 0 | 0 | 0 | 0 | 0 | 0 | 0 | 12
NO |  | 316 | 2011 | 1 | 23 | 23 |  |  |  | 0 | 0 | Steel Poles | 0 | 0 | 0 |  | 0 | 0 | 0 | 0 | 0 | 0 | 0 | 0 | 0 | 0 | 0 | 0 | 0 | 0 | 0 | 0 | 0 | 0 | 0 | 0 | 0 | 0 | 0 | 12
NO |  | 316 | 2011 | 1 | 24 | 24 |  | Twin Rivers | Goose Lake | 161 | 161 | Wood Poles | 10.5 | 0 | 1 | 2-477 | 354556 | 6736561 | 7091117 | 0 | 0 | 0 | 0 | 0 | 0 | 0 | 0 | 0 | 0 | 0 | 0 | 0 | 0 | 0 | 0 | 0 | 0 | 0 | 0 | 12
NO |  | 316 | 2011 | 1 | 25 | 25 |  | Carbide | Twin Rivers | 161 | 161 | Steel Poles | 3.3 | 0 | 1 | 397.5 MCM | 0 | 1671142 | 1671142 | 0 | 0 | 0 | 0 | 0 | 0 | 0 | 0 | 0 | 0 | 0 | 0 | 0 | 0 | 0 | 0 | 0 | 0 | 0 | 0 | 12
NO |  | 316 | 2011 | 1 | 26 | 26 |  | OGS | Eddyville Ind. Complex | 161 | 161 | Wood & Steel | 7 | 0 | 1 | 1431 MCM | 21937 | 1530633 | 1552570 | 0 | 0 | 0 | 0 | 0 | 0 | 0 | 0 | 0 | 0 | 0 | 0 | 0 | 0 | 0 | 0 | 0 | 0 | 0 | 0 | 12
NO |  | 316 | 2011 | 1 | 27 | 27 |  |  |  | 0 | 0 | Poles | 0 | 0 | 0 |  | 0 | 0 | 0 | 0 | 0 | 0 | 0 | 0 | 0 | 0 | 0 | 0 | 0 | 0 | 0 | 0 | 0 | 0 | 0 | 0 | 0 | 0 | 0 | 12
NO |  | 316 | 2011 | 1 | 28 | 28 |  | Fox Lake | Heron Lake | 161 | 161 | Wood H | 39.3 | 0 | 1 | 336.4 | 62011 | 958965 | 1020976 | 0 | 0 | 0 | 0 | 0 | 0 | 0 | 0 | 0 | 0 | 0 | 0 | 0 | 0 | 0 | 0 | 0 | 0 | 0 | 0 | 12
NO |  | 316 | 2011 | 1 | 29 | 29 |  | Heron Lake | NSP Connection | 161 | 161 | Wood H | 59.8 | 0 | 1 | 447 | 320680 | 2322282 | 2642962 | 0 | 0 | 0 | 0 | 0 | 0 | 0 | 0 | 0 | 0 | 0 | 0 | 0 | 0 | 0 | 0 | 0 | 0 | 0 | 0 | 12
NO |  | 316 | 2011 | 1 | 30 | 30 |  | Fox Lake | Winnebago Junc. | 161 | 161 | Wood H | 30.47 | 0 | 1 | 447 | 0 | 0 | 0 | 0 | 0 | 0 | 0 | 0 | 0 | 0 | 0 | 0 | 0 | 0 | 0 | 0 | 0 | 0 | 0 | 0 | 0 | 0 | 0 | 12
NO |  | 316 | 2011 | 1 | 31 | 31 |  | Fox Lake | Winnebago Junc. | 0 | 0 | Wood H | 1.13 | 0 | 1 | 471.8 | 68740 | 5169296 | 5238036 | 0 | 0 | 0 | 0 | 0 | 0 | 0 | 0 | 0 | 0 | 0 | 0 | 0 | 0 | 0 | 0 | 0 | 0 | 0 | 0 | 12
NO |  | 316 | 2011 | 1 | 32 | 32 |  | Winnebago Junc. | Hayward | 161 | 161 | Wood H | 50.43 | 0 | 1 | 447 | 86715 | 1523674 | 1610389 | 0 | 0 | 0 | 0 | 0 | 0 | 0 | 0 | 0 | 0 | 0 | 0 | 0 | 0 | 0 | 0 | 0 | 0 | 0 | 0 | 12
NO |  | 316 | 2011 | 1 | 33 | 33 |  | Lansing | Harmony | 161 | 161 | Wood H | 47.2 | 0 | 1 | 447 | 86851 | 1158010 | 1244861 | 0 | 0 | 0 | 0 | 0 | 0 | 0 | 0 | 0 | 0 | 0 | 0 | 0 | 0 | 0 | 0 | 0 | 0 | 0 | 0 | 12
NO |  | 316 | 2011 | 1 | 34 | 34 |  | Lansing | Hazleton | 161 | 161 | Wood H | 88.94 | 0 | 1 | 954 | 598118 | 5594006 | 6192124 | 0 | 0 | 0 | 0 | 0 | 0 | 0 | 0 | 0 | 0 | 0 | 0 | 0 | 0 | 0 | 0 | 0 | 0 | 0 | 0 | 12
NO |  | 316 | 2011 | 1 | 35 | 35 |  | Hayward | Emery | 161 | 161 | Wood H | 44.68 | 4.38 | 1 | 447 | 100379 | 29056042 | 29156421 | 0 | 0 | 0 | 0 | 0 | 0 | 0 | 0 | 0 | 0 | 0 | 0 | 0 | 0 | 0 | 0 | 0 | 0 | 0 | 0 | 12
NO |  | 316 | 2011 | 2 | 1 | 1 |  | Clinton | DeWitt | 161 | 161 | Steel Tower | 3.46 | 0 | 1 |  | 0 | 0 | 0 | 0 | 0 | 0 | 0 | 0 | 0 | 0 | 0 | 0 | 0 | 0 | 0 | 0 | 0 | 0 | 0 | 0 | 0 | 0 | 0 | 12
NO |  | 316 | 2011 | 2 | 2 | 2 |  | Clinton | DeWitt | 161 | 161 | Wood H | 13.24 | 0 | 1 | 447 | 129623 | 1082396 | 1212019 | 0 | 0 | 0 | 0 | 0 | 0 | 0 | 0 | 0 | 0 | 0 | 0 | 0 | 0 | 0 | 0 | 0 | 0 | 0 | 0 | 12
NO |  | 316 | 2011 | 2 | 3 | 3 |  | Clinton | Cordova | 161 | 161 | Steel Tower | 0 | 2.74 | 1 | 636 | 0 | 0 | 0 | 0 | 0 | 0 | 0 | 0 | 0 | 0 | 0 | 0 | 0 | 0 | 0 | 0 | 0 | 0 | 0 | 0 | 0 | 0 | 0 | 12
NO |  | 316 | 2011 | 2 | 4 | 4 |  | Clinton | Cordova | 161 | 161 | Wood H | 7.53 | 0 | 1 | 636 | 30215 | 353343 | 383558 | 0 | 0 | 0 | 0 | 0 | 0 | 0 | 0 | 0 | 0 | 0 | 0 | 0 | 0 | 0 | 0 | 0 | 0 | 0 | 0 | 12
NO |  | 316 | 2011 | 2 | 5 | 5 |  | Clinton | Savanna | 161 | 161 | Steel Tower | 2.74 | 0 | 1 | 636 | 0 | 0 | 0 | 0 | 0 | 0 | 0 | 0 | 0 | 0 | 0 | 0 | 0 | 0 | 0 | 0 | 0 | 0 | 0 | 0 | 0 | 0 | 0 | 12
NO |  | 316 | 2011 | 2 | 6 | 6 |  | Clinton | Savanna | 161 | 161 | Wood H | 24.2 | 0 | 1 | 636 | 55688 | 908611 | 964299 | 0 | 0 | 0 | 0 | 0 | 0 | 0 | 0 | 0 | 0 | 0 | 0 | 0 | 0 | 0 | 0 | 0 | 0 | 0 | 0 | 12
NO |  | 316 | 2011 | 2 | 7 | 7 |  | Savanna | Galena | 161 | 161 | Wood H | 29.36 | 0 | 1 | 447 | 49239 | 713736 | 762975 | 0 | 0 | 0 | 0 | 0 | 0 | 0 | 0 | 0 | 0 | 0 | 0 | 0 | 0 | 0 | 0 | 0 | 0 | 0 | 0 | 12
NO |  | 316 | 2011 | 2 | 8 | 8 |  | Hazleton | Dundee | 161 | 161 | Wood H | 18.05 | 0 | 1 | 447 | 41561 | 1674829 | 1716390 | 0 | 0 | 0 | 0 | 0 | 0 | 0 | 0 | 0 | 0 | 0 | 0 | 0 | 0 | 0 | 0 | 0 | 0 | 0 | 0 | 12
NO |  | 316 | 2011 | 2 | 9 | 9 |  | Galena | IA State Line | 161 | 161 | Wood H | 16.16 | 0 | 1 | 447 | 0 | 0 | 0 | 0 | 0 | 0 | 0 | 0 | 0 | 0 | 0 | 0 | 0 | 0 | 0 | 0 | 0 | 0 | 0 | 0 | 0 | 0 | 0 | 12
NO |  | 316 | 2011 | 2 | 10 | 10 |  | Galena | IA State Line | 161 | 161 | Steel Tower | 0.27 | 0.27 | 1 | 447 | 26177 | 464641 | 490818 | 0 | 0 | 0 | 0 | 0 | 0 | 0 | 0 | 0 | 0 | 0 | 0 | 0 | 0 | 0 | 0 | 0 | 0 | 0 | 0 | 12
NO |  | 316 | 2011 | 2 | 11 | 11 |  | IL State Line | Turkey River | 161 | 161 | Steel Tower | 2.33 | 1.63 | 1 | 447 | 0 | 0 | 0 | 0 | 0 | 0 | 0 | 0 | 0 | 0 | 0 | 0 | 0 | 0 | 0 | 0 | 0 | 0 | 0 | 0 | 0 | 0 | 0 | 12
NO |  | 316 | 2011 | 2 | 12 | 12 |  | IL State Line | Turkey River | 161 | 161 | Wood H | 30.57 | 0 | 1 | 447 | 85094 | 1719480 | 1804574 | 0 | 0 | 0 | 0 | 0 | 0 | 0 | 0 | 0 | 0 | 0 | 0 | 0 | 0 | 0 | 0 | 0 | 0 | 0 | 0 | 12
NO |  | 316 | 2011 | 2 | 13 | 13 |  | Turkey River | DPC | 161 | 161 | Wood H | 2.16 | 0 | 1 | 447 | 2374 | 90409 | 92783 | 0 | 0 | 0 | 0 | 0 | 0 | 0 | 0 | 0 | 0 | 0 | 0 | 0 | 0 | 0 | 0 | 0 | 0 | 0 | 0 | 12
NO |  | 316 | 2011 | 2 | 14 | 14 |  | Lakefield | IA State Line | 161 | 161 | Wood H | 16.58 | 0 | 1 | 636 | 50298 | 443455 | 493753 | 0 | 0 | 0 | 0 | 0 | 0 | 0 | 0 | 0 | 0 | 0 | 0 | 0 | 0 | 0 | 0 | 0 | 0 | 0 | 0 | 12
NO |  | 316 | 2011 | 2 | 15 | 15 |  | Lore | Salem | 161 | 161 | Wood H | 7.83 | 4.68 | 1 | 2-477, 477, 954 | 0 | 0 | 0 | 0 | 0 | 0 | 0 | 0 | 0 | 0 | 0 | 0 | 0 | 0 | 0 | 0 | 0 | 0 | 0 | 0 | 0 | 0 | 0 | 12
NO |  | 316 | 2011 | 2 | 16 | 16 |  | Lore | Salem | 161 | 161 | Wood S.P. | 2.98 | 0 | 1 | 2-477, 477 | 71127 | 3177143 | 3248270 | 0 | 0 | 0 | 0 | 0 | 0 | 0 | 0 | 0 | 0 | 0 | 0 | 0 | 0 | 0 | 0 | 0 | 0 | 0 | 0 | 12
NO |  | 316 | 2011 | 2 | 17 | 17 |  | Lore | Dundee | 161 | 161 | Wood H | 18.86 | 0 | 1 | 636 | 95131 | 567268 | 662399 | 0 | 0 | 0 | 0 | 0 | 0 | 0 | 0 | 0 | 0 | 0 | 0 | 0 | 0 | 0 | 0 | 0 | 0 | 0 | 0 | 12
NO |  | 316 | 2011 | 2 | 18 | 18 |  | Hayward | Adams | 161 | 161 | Wood H | 36.39 | 0 | 1 | 636 | 179493 | 1297771 | 1477264 | 0 | 0 | 0 | 0 | 0 | 0 | 0 | 0 | 0 | 0 | 0 | 0 | 0 | 0 | 0 | 0 | 0 | 0 | 0 | 0 | 12
NO |  | 316 | 2011 | 2 | 19 | 19 |  | Adams | Lime Creek | 161 | 161 | Wood H | 2.91 | 0 | 1 | 636 | 271051 | 20015193 | 20286244 | 0 | 0 | 0 | 0 | 0 | 0 | 0 | 0 | 0 | 0 | 0 | 0 | 0 | 0 | 0 | 0 | 0 | 0 | 0 | 0 | 12
NO |  | 316 | 2011 | 2 | 20 | 20 |  | Adams | Lime Creek | 161 | 161 | Wood H | 38.29 | 0 | 1 | 447 | 22511 | 4854089 | 4876600 | 0 | 0 | 0 | 0 | 0 | 0 | 0 | 0 | 0 | 0 | 0 | 0 | 0 | 0 | 0 | 0 | 0 | 0 | 0 | 0 | 12
NO |  | 316 | 2011 | 2 | 21 | 21 |  | Hazleton | Blackhawk | 161 | 161 | Wood H | 11.8 | 0 | 1 | 636 | 15312 | 241402 | 256714 | 0 | 0 | 0 | 0 | 0 | 0 | 0 | 0 | 0 | 0 | 0 | 0 | 0 | 0 | 0 | 0 | 0 | 0 | 0 | 0 | 12
NO |  | 316 | 2011 | 2 | 22 | 22 |  | Emery | IESU | 161 | 161 | Wood H | 1.64 | 0 | 1 | 636 | 10629 | 80931 | 91560 | 0 | 0 | 0 | 0 | 0 | 0 | 0 | 0 | 0 | 0 | 0 | 0 | 0 | 0 | 0 | 0 | 0 | 0 | 0 | 0 | 12
NO |  | 316 | 2011 | 2 | 23 | 23 |  | Emery Sw Stn | Emery Sub 161 | 161 | 161 | Wood H | 0.25 | 0 | 0 | 636 | 0 | 270350 | 270350 | 0 | 0 | 0 | 0 | 0 | 0 | 0 | 0 | 0 | 0 | 0 | 0 | 0 | 0 | 0 | 0 | 0 | 0 | 0 | 0 | 12
NO |  | 316 | 2011 | 2 | 24 | 24 |  | Dubuque | Maquoketa | 161 | 161 | Steel Tower | 0.31 | 0 | 1 | 954 | 0 | 0 | 0 | 0 | 0 | 0 | 0 | 0 | 0 | 0 | 0 | 0 | 0 | 0 | 0 | 0 | 0 | 0 | 0 | 0 | 0 | 0 | 0 | 12
NO |  | 316 | 2011 | 2 | 25 | 25 |  | Dubuque | Maquoketa | 161 | 161 | Steel Pole | 1.85 | 0 | 1 | 954 | 0 | 0 | 0 | 0 | 0 | 0 | 0 | 0 | 0 | 0 | 0 | 0 | 0 | 0 | 0 | 0 | 0 | 0 | 0 | 0 | 0 | 0 | 0 | 12
NO |  | 316 | 2011 | 2 | 26 | 26 |  | Dubuque | Maquoketa | 161 | 161 | Wood H | 30.31 | 0 | 1 | 954 & 636 | 446002 | 3735801 | 4181803 | 0 | 0 | 0 | 0 | 0 | 0 | 0 | 0 | 0 | 0 | 0 | 0 | 0 | 0 | 0 | 0 | 0 | 0 | 0 | 0 | 12
NO |  | 316 | 2011 | 2 | 27 | 27 |  | Winnebago Junc. | Buffalo Center | 161 | 161 | Wood H | 1.48 | 0 | 1 | 636 | 432775 | 1581917 | 2014692 | 0 | 0 | 0 | 0 | 0 | 0 | 0 | 0 | 0 | 0 | 0 | 0 | 0 | 0 | 0 | 0 | 0 | 0 | 0 | 0 | 12
NO |  | 316 | 2011 | 2 | 28 | 28 |  | Winnebago Junc. | Buffalo Center | 161 | 161 | Sp-Concrete | 35.65 | 0 | 1 | 636 | 307542 | 1900694 | 2208236 | 0 | 0 | 0 | 0 | 0 | 0 | 0 | 0 | 0 | 0 | 0 | 0 | 0 | 0 | 0 | 0 | 0 | 0 | 0 | 0 | 12
NO |  | 316 | 2011 | 2 | 29 | 29 |  | Emery | Lime Creek (E. ckt) | 161 | 161 | Steel & Wood P | 24.5 | 0 | 0 | 2-477 | 4521518 | 6940049 | 11461567 | 0 | 0 | 0 | 0 | 0 | 0 | 0 | 0 | 0 | 0 | 0 | 0 | 0 | 0 | 0 | 0 | 0 | 0 | 0 | 0 | 12
NO |  | 316 | 2011 | 2 | 30 | 30 |  | MEC Franklin | Nuthatch | 161 | 161 | Steel | 1.63 | 0 | 1 | 2-795 | 0 | 2390850 | 2390850 | 0 | 0 | 0 | 0 | 0 | 0 | 0 | 0 | 0 | 0 | 0 | 0 | 0 | 0 | 0 | 0 | 0 | 0 | 0 | 0 | 12
NO |  | 316 | 2011 | 2 | 31 | 31 |  | Nuthatch | Whispering Willows | 161 | 161 | Steel | 6.66 | 0 | 1 | 2-795 | 0 | 107849 | 107849 | 0 | 0 | 0 | 0 | 0 | 0 | 0 | 0 | 0 | 0 | 0 | 0 | 0 | 0 | 0 | 0 | 0 | 0 | 0 | 0 | 12
NO |  | 316 | 2011 | 2 | 32 | 32 |  | 6th Street (Cedar Rapids) | Beverly | 161 | 161 | Steel Pole | 5.81 | 0 | 1 | T2(2-477) | 0 | 17549497 | 17549497 | 0 | 0 | 0 | 0 | 0 | 0 | 0 | 0 | 0 | 0 | 0 | 0 | 0 | 0 | 0 | 0 | 0 | 0 | 0 | 0 | 12
NO |  | 316 | 2011 | 2 | 33 | 33 |  | Marshalltown West Main | Story County | 161 | 161 | Steel Pole | 18.02 | 0 | 1 | 2-T2(2-266) | 27228 | 9938847 | 9966075 | 0 | 0 | 0 | 0 | 0 | 0 | 0 | 0 | 0 | 0 | 0 | 0 | 0 | 0 | 0 | 0 | 0 | 0 | 0 | 0 | 12
NO |  | 316 | 2011 | 0 | 36 | 36 |  | TOTAL |  | 0 | 0 |  | 6566 | 231.33 | 95 |  | 37379186 | 781331661 | 818710847 | 0 | 0 | 0 | 0 | 0 | 0 | 0 | 0 | 0 | 0 | 0 | 0 | 0 | 0 | 0 | 0 | 0 | 0 | 0 | 0 | 12
NO |  | 316 | 2011 | 2 | 35 | 35 |  | Ames | Boone Junction | 161 | 161 | Steel Pole | 12.8 | 0 | 1 | 2-477,795 | 1961937 | 4752520 | 6714457 | 0 | 0 | 0 | 0 | 0 | 0 | 0 | 0 | 0 | 0 | 0 | 0 | 0 | 0 | 0 | 0 | 0 | 0 | 0 | 0 | 12
NO |  | 316 | 2011 | 2 | 34 | 34 |  | Ames | Fernald | 161 | 161 | Steel Pole | 5.93 | 0 | 1 | 2-795 | 0 | 3917221 | 3917221 | 0 | 0 | 0 | 0 | 0 | 0 | 0 | 0 | 0 | 0 | 0 | 0 | 0 | 0 | 0 | 0 | 0 | 0 | 0 | 0 | 12
NO |  | 316 | 2011 | 3 | 2 | 2 |  | PCI | River Run | 161 | 161 | Steel Pole | 2.62 | 0 | 2 | 2-477 | 0 | 4178840 | 4178840 | 0 | 0 | 0 | 0 | 0 | 0 | 0 | 0 | 0 | 0 | 0 | 0 | 0 | 0 | 0 | 0 | 0 | 0 | 0 | 0 | 12
NO |  | 316 | 2011 | 3 | 5 | 5 |  |  |  | 0 | 0 | Frames, Wood | 0 | 0 | 0 |  | 0 | 0 | 0 | 0 | 0 | 0 | 0 | 0 | 0 | 0 | 0 | 0 | 0 | 0 | 0 | 0 | 0 | 0 | 0 | 0 | 0 | 0 | 0 | 12
NO |  | 316 | 2011 | 3 | 8 | 8 |  |  |  | 0 | 0 | Frames, Wood | 0 | 0 | 0 |  | 0 | 0 | 0 | 0 | 0 | 0 | 0 | 0 | 0 | 0 | 0 | 0 | 0 | 0 | 0 | 0 | 0 | 0 | 0 | 0 | 0 | 0 | 0 | 12
NO |  | 316 | 2011 | 3 | 1 | 1 |  | Fox Lake | Jackson North Lakefield | 161 | 161 | Steel Pole | 26.45 | 0 | 1 | 2-477 | 1684041 | 18026081 | 19710122 | 0 | 0 | 0 | 0 | 0 | 0 | 0 | 0 | 0 | 0 | 0 | 0 | 0 | 0 | 0 | 0 | 0 | 0 | 0 | 0 | 12
SI/NO | A | 316 | 2011 | 3 | 4 | 4 |  |  | Sub-Total 115 KV lines | 115 | 115 | Steel Towers & | 322.9 | 18.05 | 1 | Various | 4414216 | 63134677 | 67548893 | 0 | 0 | 0 | 1597781.1369 | 0 | 0 | 0 | 0 | 0 | 0 | 0 | 0 | 0 | 0 | 0 | 0 | 0 | 0 | 0 | 0 | 12
SI/NO | A | 316 | 2011 | 3 | 7 | 7 |  |  | Sub-Total 69 KV lines | 69 | 69 | Steel Towers, | 2694.96 | 43.62 | 1 | Various | 10186836 | 275134291 | 285321127 | 0 | 0 | 0 | 6748899.8626 | 0 | 0 | 0 | 0 | 0 | 0 | 0 | 0 | 0 | 0 | 0 | 0 | 0 | 0 | 0 | 0 | 12
SI/NO | A | 316 | 2011 | 3 | 10 | 10 |  |  | Sub-Total 34.5 KV lines | 34.5 | 34.5 | Steel Towers, | 1670.3 | 147.06 | 1 | Various | 1585591 | 120023120 | 121608711 | 0 | 0 | 0 | 2876495.7632 | 0 | 0 | 0 | 0 | 0 | 0 | 0 | 0 | 0 | 0 | 0 | 0 | 0 | 0 | 0 | 0 | 12
NO |  | 316 | 2011 | 3 | 11 | 11 |  |  |  | 0 | 0 | Frames, Wood | 0 | 0 | 0 |  | 0 | 0 | 0 | 0 | 0 | 0 | 0 | 0 | 0 | 0 | 0 | 0 | 0 | 0 | 0 | 0 | 0 | 0 | 0 | 0 | 0 | 0 | 0 | 12
NO |  | 39 | 2011 | 0 | 1 | 1 |  | Millstone Station | Manchester S/S | 345 | 345 | SCSP | 1.56 | 0 | 1 | 2-1272 ACSR | 0 | 22668191 | 22668191 | 0 | 0 | 0 | 0 | 0 | 0 | 0 | 0 | 0 | 0 | 0 | 0 | 0 | 0 | 0 | 0 | 0 | 0 | 0 | 0 | 12
NO |  | 39 | 2011 | 0 | 2 | 2 |  |  |  | 0 | 0 | DCSP | 0 | 2.77 | 0 | 2-1272 ACSR | 0 | 0 | 0 | 0 | 0 | 0 | 0 | 0 | 0 | 0 | 0 | 0 | 0 | 0 | 0 | 0 | 0 | 0 | 0 | 0 | 0 | 0 | 0 | 12
NO |  | 39 | 2011 | 0 | 3 | 3 |  |  |  | 0 | 0 | SCHF | 39.63 | 0 | 0 | 2-1272 ACSR | 0 | 0 | 0 | 0 | 0 | 0 | 0 | 0 | 0 | 0 | 0 | 0 | 0 | 0 | 0 | 0 | 0 | 0 | 0 | 0 | 0 | 0 | 0 | 12
NO |  | 39 | 2011 | 0 | 4 | 4 |  |  |  | 0 | 0 | DCLT | 0 | 1.55 | 0 | 2-1272 ACSR | 0 | 0 | 0 | 0 | 0 | 0 | 0 | 0 | 0 | 0 | 0 | 0 | 0 | 0 | 0 | 0 | 0 | 0 | 0 | 0 | 0 | 0 | 0 | 12
NO |  | 39 | 2011 | 0 | 5 | 5 |  |  |  | 0 | 0 | SCLT | 0.06 | 0 | 0 |  | 0 | 0 | 0 | 0 | 0 | 0 | 0 | 0 | 0 | 0 | 0 | 0 | 0 | 0 | 0 | 0 | 0 | 0 | 0 | 0 | 0 | 0 | 0 | 12
NO |  | 39 | 2011 | 0 | 6 | 6 |  |  |  | 0 | 0 | SCHF | 1.25 | 0 | 0 | 2-954 ACSR | 0 | 0 | 0 | 0 | 0 | 0 | 0 | 0 | 0 | 0 | 0 | 0 | 0 | 0 | 0 | 0 | 0 | 0 | 0 | 0 | 0 | 0 | 0 | 12
NO |  | 39 | 2011 | 0 | 7 | 7 |  | Long Mountain S/S | Plumtree S/S | 345 | 345 | SCHF | 5.53 | 0 | 1 | 2-954 ACSR | 4544038 | 6645338 | 11189376 | 0 | 0 | 0 | 0 | 0 | 0 | 0 | 0 | 0 | 0 | 0 | 0 | 0 | 0 | 0 | 0 | 0 | 0 | 0 | 0 | 12
NO |  | 39 | 2011 | 0 | 8 | 8 |  |  |  | 0 | 0 | SCLT | 0.29 | 0 | 0 | 2-954 ACSR | 0 | 0 | 0 | 0 | 0 | 0 | 0 | 0 | 0 | 0 | 0 | 0 | 0 | 0 | 0 | 0 | 0 | 0 | 0 | 0 | 0 | 0 | 0 | 12
NO |  | 39 | 2011 | 0 | 9 | 9 |  |  |  | 0 | 0 | SCSPHF | 0.14 | 0 | 0 | 2-954 ACSR | 0 | 0 | 0 | 0 | 0 | 0 | 0 | 0 | 0 | 0 | 0 | 0 | 0 | 0 | 0 | 0 | 0 | 0 | 0 | 0 | 0 | 0 | 0 | 12
NO |  | 39 | 2011 | 0 | 10 | 10 |  |  |  | 0 | 0 | DCSP | 0 | 0.32 | 0 | 2-954 ACSR | 0 | 0 | 0 | 0 | 0 | 0 | 0 | 0 | 0 | 0 | 0 | 0 | 0 | 0 | 0 | 0 | 0 | 0 | 0 | 0 | 0 | 0 | 0 | 12
NO |  | 39 | 2011 | 0 | 11 | 11 |  |  |  | 0 | 0 | SCSP | 0.55 | 0 | 0 | 2-1272 ACSR | 0 | 0 | 0 | 0 | 0 | 0 | 0 | 0 | 0 | 0 | 0 | 0 | 0 | 0 | 0 | 0 | 0 | 0 | 0 | 0 | 0 | 0 | 0 | 12
NO |  | 39 | 2011 | 0 | 12 | 12 |  |  |  | 0 | 0 | DCSP | 0 | 10.9 | 0 | 2-1272 ACSR | 0 | 0 | 0 | 0 | 0 | 0 | 0 | 0 | 0 | 0 | 0 | 0 | 0 | 0 | 0 | 0 | 0 | 0 | 0 | 0 | 0 | 0 | 0 | 12
NO |  | 39 | 2011 | 0 | 13 | 13 |  |  |  | 0 | 0 | DCLT | 0 | 0.08 | 0 | 2-1272 ACSR | 0 | 0 | 0 | 0 | 0 | 0 | 0 | 0 | 0 | 0 | 0 | 0 | 0 | 0 | 0 | 0 | 0 | 0 | 0 | 0 | 0 | 0 | 0 | 12
NO |  | 39 | 2011 | 0 | 14 | 14 |  | Frost Bridge S/S | Southington S/S | 345 | 345 | SCHF | 12.72 | 0 | 1 | 2156 ACSR | 744279 | 2877625 | 3621904 | 0 | 0 | 0 | 0 | 0 | 0 | 0 | 0 | 0 | 0 | 0 | 0 | 0 | 0 | 0 | 0 | 0 | 0 | 0 | 0 | 12
NO |  | 39 | 2011 | 0 | 15 | 15 |  | Card S/S | Lake Road S/S | 345 | 345 | SCHF | 28.01 | 0 | 1 | 2-954 ACSR | 1240074 | 2939961 | 4180035 | 0 | 0 | 0 | 0 | 0 | 0 | 0 | 0 | 0 | 0 | 0 | 0 | 0 | 0 | 0 | 0 | 0 | 0 | 0 | 0 | 12
NO |  | 39 | 2011 | 0 | 16 | 16 |  |  |  | 0 | 0 | SCSPHF | 0.2 | 0 | 0 | 2-954 ACSR | 0 | 0 | 0 | 0 | 0 | 0 | 0 | 0 | 0 | 0 | 0 | 0 | 0 | 0 | 0 | 0 | 0 | 0 | 0 | 0 | 0 | 0 | 0 | 12
NO |  | 39 | 2011 | 0 | 17 | 17 |  |  |  | 0 | 0 | SCSP | 0.84 | 0 | 0 | 2-954 ACSR | 0 | 0 | 0 | 0 | 0 | 0 | 0 | 0 | 0 | 0 | 0 | 0 | 0 | 0 | 0 | 0 | 0 | 0 | 0 | 0 | 0 | 0 | 0 | 12
NO |  | 39 | 2011 | 0 | 18 | 18 |  |  |  | 0 | 0 | SCSP | 0.2 | 0 | 0 | 2-1272 ACSR | 0 | 0 | 0 | 0 | 0 | 0 | 0 | 0 | 0 | 0 | 0 | 0 | 0 | 0 | 0 | 0 | 0 | 0 | 0 | 0 | 0 | 0 | 0 | 12
NO |  | 39 | 2011 | 0 | 19 | 19 |  | Killingly S/S | CT/RI State Line | 345 | 345 | SCSP | 0.2 | 0 | 1 | 2-1272 ACSR | 532656 | 1049215 | 1581871 | 0 | 0 | 0 | 0 | 0 | 0 | 0 | 0 | 0 | 0 | 0 | 0 | 0 | 0 | 0 | 0 | 0 | 0 | 0 | 0 | 12
NO |  | 39 | 2011 | 0 | 20 | 20 |  |  | (Sherman Road S/S) | 0 | 0 | SCHF | 6.66 | 0 | 0 | 2-954 ACSR | 0 | 0 | 0 | 0 | 0 | 0 | 0 | 0 | 0 | 0 | 0 | 0 | 0 | 0 | 0 | 0 | 0 | 0 | 0 | 0 | 0 | 0 | 0 | 12
NO |  | 39 | 2011 | 0 | 21 | 21 |  | Millstone Station | Haddam S/S | 345 | 345 | SCSP | 1.34 | 0 | 1 | 2-954 ACSR | 2354484 | 21044318 | 23398802 | 0 | 0 | 0 | 0 | 0 | 0 | 0 | 0 | 0 | 0 | 0 | 0 | 0 | 0 | 0 | 0 | 0 | 0 | 0 | 0 | 12
NO |  | 39 | 2011 | 0 | 22 | 22 |  |  | Beseck Station | 0 | 0 | DCSP | 2.78 | 0 | 0 | 2-954 ACSR | 0 | 0 | 0 | 0 | 0 | 0 | 0 | 0 | 0 | 0 | 0 | 0 | 0 | 0 | 0 | 0 | 0 | 0 | 0 | 0 | 0 | 0 | 0 | 12
NO |  | 39 | 2011 | 0 | 23 | 23 |  |  |  | 0 | 0 | SCSPHF | 0.12 | 0 | 0 | 2-954 ACSR | 0 | 0 | 0 | 0 | 0 | 0 | 0 | 0 | 0 | 0 | 0 | 0 | 0 | 0 | 0 | 0 | 0 | 0 | 0 | 0 | 0 | 0 | 0 | 12
NO |  | 39 | 2011 | 0 | 24 | 24 |  |  |  | 0 | 0 | DCLT | 0.65 | 0 | 0 | 2-1192 ACSR | 0 | 0 | 0 | 0 | 0 | 0 | 0 | 0 | 0 | 0 | 0 | 0 | 0 | 0 | 0 | 0 | 0 | 0 | 0 | 0 | 0 | 0 | 0 | 12
NO |  | 39 | 2011 | 0 | 25 | 25 |  |  |  | 0 | 0 | SCHF | 29.53 | 0 | 0 | 2-954 ACSR | 0 | 0 | 0 | 0 | 0 | 0 | 0 | 0 | 0 | 0 | 0 | 0 | 0 | 0 | 0 | 0 | 0 | 0 | 0 | 0 | 0 | 0 | 0 | 12
NO |  | 39 | 2011 | 0 | 26 | 26 |  |  |  | 0 | 0 | DCLT | 0.1 | 0 | 0 | 2-954 ACSR | 0 | 0 | 0 | 0 | 0 | 0 | 0 | 0 | 0 | 0 | 0 | 0 | 0 | 0 | 0 | 0 | 0 | 0 | 0 | 0 | 0 | 0 | 0 | 12
NO |  | 39 | 2011 | 0 | 27 | 27 |  |  |  | 0 | 0 | DCSP | 5.68 | 0 | 0 | 2-1590 ACSR | 0 | 0 | 0 | 0 | 0 | 0 | 0 | 0 | 0 | 0 | 0 | 0 | 0 | 0 | 0 | 0 | 0 | 0 | 0 | 0 | 0 | 0 | 0 | 12
NO |  | 39 | 2011 | 0 | 28 | 28 |  |  |  | 0 | 0 | SCSP | 1.14 | 0 | 0 | 2-1590 ACSR | 0 | 0 | 0 | 0 | 0 | 0 | 0 | 0 | 0 | 0 | 0 | 0 | 0 | 0 | 0 | 0 | 0 | 0 | 0 | 0 | 0 | 0 | 0 | 12
NO |  | 39 | 2011 | 0 | 29 | 29 |  | Frost Bridge S/S | Long Mountain S/S | 345 | 345 | SCHF | 20.71 | 0 | 1 | 2156 ACSR | 564366 | 3344607 | 3908973 | 0 | 0 | 0 | 0 | 0 | 0 | 0 | 0 | 0 | 0 | 0 | 0 | 0 | 0 | 0 | 0 | 0 | 0 | 0 | 0 | 12
NO |  | 39 | 2011 | 0 | 30 | 30 |  | Manchester S/S | Kleen S/S | 345 | 345 | SCHF | 0.1 | 0 | 1 | 2-954 ACSR | 569209 | 4154722 | 4723931 | 0 | 0 | 0 | 0 | 0 | 0 | 0 | 0 | 0 | 0 | 0 | 0 | 0 | 0 | 0 | 0 | 0 | 0 | 0 | 0 | 12
NO |  | 39 | 2011 | 0 | 31 | 31 |  |  |  | 0 | 0 | SCLT | 1.21 | 0 | 0 | 2156 ACSR | 0 | 0 | 0 | 0 | 0 | 0 | 0 | 0 | 0 | 0 | 0 | 0 | 0 | 0 | 0 | 0 | 0 | 0 | 0 | 0 | 0 | 0 | 0 | 12
NO |  | 39 | 2011 | 0 | 32 | 32 |  |  |  | 0 | 0 | SCHF | 15.05 | 0 | 0 | 2156 ACSR | 0 | 0 | 0 | 0 | 0 | 0 | 0 | 0 | 0 | 0 | 0 | 0 | 0 | 0 | 0 | 0 | 0 | 0 | 0 | 0 | 0 | 0 | 0 | 12
NO |  | 39 | 2011 | 0 | 33 | 33 |  |  |  | 0 | 0 | SCLT | 0.03 | 0 | 0 | 2-1590 ACSR | 0 | 0 | 0 | 0 | 0 | 0 | 0 | 0 | 0 | 0 | 0 | 0 | 0 | 0 | 0 | 0 | 0 | 0 | 0 | 0 | 0 | 0 | 0 | 12
NO |  | 39 | 2011 | 0 | 34 | 34 |  |  |  | 0 | 0 | SCSPHF | 0.21 | 0 | 0 | 2-1590 ACSR | 0 | 0 | 0 | 0 | 0 | 0 | 0 | 0 | 0 | 0 | 0 | 0 | 0 | 0 | 0 | 0 | 0 | 0 | 0 | 0 | 0 | 0 | 0 | 12
NO |  | 39 | 2011 | 0 | 35 | 35 |  | Kleen S/S | Scovill Rock S/S | 345 | 345 | SCSP | 0.12 | 0 | 1 | 2-1590 ACSR | 0 | 1773316 | 1773316 | 0 | 0 | 0 | 0 | 0 | 0 | 0 | 0 | 0 | 0 | 0 | 0 | 0 | 0 | 0 | 0 | 0 | 0 | 0 | 0 | 12
NO |  | 39 | 2011 | 1 | 1 | 1 |  |  |  | 0 | 0 | SCSPHF | 0.88 | 0 | 0 | 2-1590 ACSR | 0 | 0 | 0 | 0 | 0 | 0 | 0 | 0 | 0 | 0 | 0 | 0 | 0 | 0 | 0 | 0 | 0 | 0 | 0 | 0 | 0 | 0 | 0 | 12
NO |  | 39 | 2011 | 1 | 2 | 2 |  |  |  | 0 | 0 | SCHF | 2.79 | 0 | 0 | 2-954 ACSR | 0 | 0 | 0 | 0 | 0 | 0 | 0 | 0 | 0 | 0 | 0 | 0 | 0 | 0 | 0 | 0 | 0 | 0 | 0 | 0 | 0 | 0 | 0 | 12
NO |  | 39 | 2011 | 1 | 3 | 3 |  | Haddam Neck S/S | Beseck Station | 345 | 345 | SCLT | 4.63 | 0 | 1 | 2-954 ACSR | 3653832 | 17219899 | 20873731 | 0 | 0 | 0 | 0 | 0 | 0 | 0 | 0 | 0 | 0 | 0 | 0 | 0 | 0 | 0 | 0 | 0 | 0 | 0 | 0 | 12
NO |  | 39 | 2011 | 1 | 4 | 4 |  |  |  | 0 | 0 | SCSP | 1.92 | 0 | 0 | 2-954 ACSR | 0 | 0 | 0 | 0 | 0 | 0 | 0 | 0 | 0 | 0 | 0 | 0 | 0 | 0 | 0 | 0 | 0 | 0 | 0 | 0 | 0 | 0 | 0 | 12
NO |  | 39 | 2011 | 1 | 5 | 5 |  |  |  | 0 | 0 | SCHF | 7.21 | 0 | 0 | 2-954 ACSR | 0 | 0 | 0 | 0 | 0 | 0 | 0 | 0 | 0 | 0 | 0 | 0 | 0 | 0 | 0 | 0 | 0 | 0 | 0 | 0 | 0 | 0 | 0 | 12
NO |  | 39 | 2011 | 1 | 6 | 6 |  |  |  | 0 | 0 | SCSPHF | 0.04 | 0 | 0 | 2-954 ACSR | 0 | 0 | 0 | 0 | 0 | 0 | 0 | 0 | 0 | 0 | 0 | 0 | 0 | 0 | 0 | 0 | 0 | 0 | 0 | 0 | 0 | 0 | 0 | 12
NO |  | 39 | 2011 | 1 | 7 | 7 |  |  |  | 0 | 0 | SCLT | 0.2 | 0 | 0 | 2-1192 ACSR | 0 | 0 | 0 | 0 | 0 | 0 | 0 | 0 | 0 | 0 | 0 | 0 | 0 | 0 | 0 | 0 | 0 | 0 | 0 | 0 | 0 | 0 | 0 | 12
NO |  | 39 | 2011 | 1 | 8 | 8 |  |  |  | 0 | 0 | TCSPHF | 0.43 | 0 | 0 | 2-1192 ACSR | 0 | 0 | 0 | 0 | 0 | 0 | 0 | 0 | 0 | 0 | 0 | 0 | 0 | 0 | 0 | 0 | 0 | 0 | 0 | 0 | 0 | 0 | 0 | 12
NO |  | 39 | 2011 | 1 | 9 | 9 |  |  |  | 0 | 0 | SCSP | 2.16 | 0 | 0 | 2-1590 ACSR | 0 | 0 | 0 | 0 | 0 | 0 | 0 | 0 | 0 | 0 | 0 | 0 | 0 | 0 | 0 | 0 | 0 | 0 | 0 | 0 | 0 | 0 | 0 | 12
NO |  | 39 | 2011 | 1 | 10 | 10 |  |  |  | 0 | 0 | DCSP | 1.13 | 0 | 0 | 2-1590 ACSR | 0 | 0 | 0 | 0 | 0 | 0 | 0 | 0 | 0 | 0 | 0 | 0 | 0 | 0 | 0 | 0 | 0 | 0 | 0 | 0 | 0 | 0 | 0 | 12
NO |  | 39 | 2011 | 1 | 11 | 11 |  | Haddam Neck S/S | Montville Station | 345 | 345 | SCHF | 22.05 | 0 | 1 | 2-954 ACSR | 775111 | 2226862 | 3001973 | 0 | 0 | 0 | 0 | 0 | 0 | 0 | 0 | 0 | 0 | 0 | 0 | 0 | 0 | 0 | 0 | 0 | 0 | 0 | 0 | 12
NO |  | 39 | 2011 | 1 | 12 | 12 |  |  |  | 0 | 0 | SCSPHF | 0.15 | 0 | 0 | 2-954 ACSR | 0 | 0 | 0 | 0 | 0 | 0 | 0 | 0 | 0 | 0 | 0 | 0 | 0 | 0 | 0 | 0 | 0 | 0 | 0 | 0 | 0 | 0 | 0 | 12
NO |  | 39 | 2011 | 1 | 13 | 13 |  |  |  | 0 | 0 | SCLT | 0.2 | 0 | 0 | 2-954 ACSR | 0 | 0 | 0 | 0 | 0 | 0 | 0 | 0 | 0 | 0 | 0 | 0 | 0 | 0 | 0 | 0 | 0 | 0 | 0 | 0 | 0 | 0 | 0 | 12
NO |  | 39 | 2011 | 1 | 14 | 14 |  |  |  | 0 | 0 | TCLT | 0.24 | 0 | 0 | 2-954 ACSR | 0 | 0 | 0 | 0 | 0 | 0 | 0 | 0 | 0 | 0 | 0 | 0 | 0 | 0 | 0 | 0 | 0 | 0 | 0 | 0 | 0 | 0 | 0 | 12
NO |  | 39 | 2011 | 1 | 15 | 15 |  | Manchester S/S | Card S/S | 345 | 345 | SCHF | 0.09 | 0 | 1 | 2-1590 ACSR | 694560 | 12818703 | 13513263 | 0 | 0 | 0 | 0 | 0 | 0 | 0 | 0 | 0 | 0 | 0 | 0 | 0 | 0 | 0 | 0 | 0 | 0 | 0 | 0 | 12
NO |  | 39 | 2011 | 1 | 16 | 16 |  |  |  | 0 | 0 | SCSP | 0.74 | 0 | 0 | 2-1590 ACSR | 0 | 0 | 0 | 0 | 0 | 0 | 0 | 0 | 0 | 0 | 0 | 0 | 0 | 0 | 0 | 0 | 0 | 0 | 0 | 0 | 0 | 0 | 0 | 12
NO |  | 39 | 2011 | 1 | 17 | 17 |  |  |  | 0 | 0 | SCLT | 0.12 | 0 | 0 | 2-1590 ACSR | 0 | 0 | 0 | 0 | 0 | 0 | 0 | 0 | 0 | 0 | 0 | 0 | 0 | 0 | 0 | 0 | 0 | 0 | 0 | 0 | 0 | 0 | 0 | 12
NO |  | 39 | 2011 | 1 | 18 | 18 |  |  |  | 0 | 0 | DCSP | 0.99 | 0 | 0 | 2-1590 ACSR | 0 | 0 | 0 | 0 | 0 | 0 | 0 | 0 | 0 | 0 | 0 | 0 | 0 | 0 | 0 | 0 | 0 | 0 | 0 | 0 | 0 | 0 | 0 | 12
NO |  | 39 | 2011 | 1 | 19 | 19 |  |  |  | 0 | 0 | SCHF | 17.97 | 0 | 0 | 2156 ACSR | 0 | 0 | 0 | 0 | 0 | 0 | 0 | 0 | 0 | 0 | 0 | 0 | 0 | 0 | 0 | 0 | 0 | 0 | 0 | 0 | 0 | 0 | 0 | 12
NO |  | 39 | 2011 | 1 | 20 | 20 |  | Millstone Station | Montville Station | 345 | 345 | SCSP | 0.66 | 0 | 1 | 2-954 ACSR | 1408808 | 1358649 | 2767457 | 0 | 0 | 0 | 0 | 0 | 0 | 0 | 0 | 0 | 0 | 0 | 0 | 0 | 0 | 0 | 0 | 0 | 0 | 0 | 0 | 12
NO |  | 39 | 2011 | 1 | 21 | 21 |  |  |  | 0 | 0 | DCSP | 0 | 1 | 0 | 2-954 ACSR | 0 | 0 | 0 | 0 | 0 | 0 | 0 | 0 | 0 | 0 | 0 | 0 | 0 | 0 | 0 | 0 | 0 | 0 | 0 | 0 | 0 | 0 | 0 | 12
NO |  | 39 | 2011 | 1 | 22 | 22 |  |  |  | 0 | 0 | SCHF | 9.93 | 0 | 0 | 2-954 ACSR | 0 | 0 | 0 | 0 | 0 | 0 | 0 | 0 | 0 | 0 | 0 | 0 | 0 | 0 | 0 | 0 | 0 | 0 | 0 | 0 | 0 | 0 | 0 | 12
NO |  | 39 | 2011 | 1 | 23 | 23 |  |  |  | 0 | 0 | SCSPHF | 0.15 | 0 | 0 | 2-954 ACSR | 0 | 0 | 0 | 0 | 0 | 0 | 0 | 0 | 0 | 0 | 0 | 0 | 0 | 0 | 0 | 0 | 0 | 0 | 0 | 0 | 0 | 0 | 0 | 12
NO |  | 39 | 2011 | 1 | 24 | 24 |  |  |  | 0 | 0 | TCLT | 0.44 | 0 | 0 | 2-954 ACSR | 0 | 0 | 0 | 0 | 0 | 0 | 0 | 0 | 0 | 0 | 0 | 0 | 0 | 0 | 0 | 0 | 0 | 0 | 0 | 0 | 0 | 0 | 0 | 12
NO |  | 39 | 2011 | 1 | 25 | 25 |  | Haddam Neck S/S | Scovill Rock S/S | 345 | 345 | SCLT | 4.6 | 0 | 1 | 2-954 ACSR | 0 | 2053093 | 2053093 | 0 | 0 | 0 | 0 | 0 | 0 | 0 | 0 | 0 | 0 | 0 | 0 | 0 | 0 | 0 | 0 | 0 | 0 | 0 | 0 | 12
NO |  | 39 | 2011 | 1 | 26 | 26 |  |  |  | 0 | 0 | SCLT | 0.13 | 0 | 0 | 2-1192 ACSR | 0 | 0 | 0 | 0 | 0 | 0 | 0 | 0 | 0 | 0 | 0 | 0 | 0 | 0 | 0 | 0 | 0 | 0 | 0 | 0 | 0 | 0 | 0 | 12
NO |  | 39 | 2011 | 1 | 27 | 27 |  |  |  | 0 | 0 | TCSPHF | 0 | 0.43 | 0 | 2-1192 ACSR | 0 | 0 | 0 | 0 | 0 | 0 | 0 | 0 | 0 | 0 | 0 | 0 | 0 | 0 | 0 | 0 | 0 | 0 | 0 | 0 | 0 | 0 | 0 | 12
NO |  | 39 | 2011 | 1 | 28 | 28 |  |  |  | 0 | 0 | SCHF | 0.05 | 0 | 0 | 2-954 ACSR | 0 | 0 | 0 | 0 | 0 | 0 | 0 | 0 | 0 | 0 | 0 | 0 | 0 | 0 | 0 | 0 | 0 | 0 | 0 | 0 | 0 | 0 | 0 | 12
NO |  | 39 | 2011 | 1 | 29 | 29 |  | Millstone Station | Card S/S | 345 | 345 | SCSP | 0.66 | 0 | 1 | 2-954 ACSR | 1077769 | 2871626 | 3949395 | 0 | 0 | 0 | 0 | 0 | 0 | 0 | 0 | 0 | 0 | 0 | 0 | 0 | 0 | 0 | 0 | 0 | 0 | 0 | 0 | 12
NO |  | 39 | 2011 | 1 | 30 | 30 |  |  |  | 0 | 0 | DCSP | 1.01 | 0 | 0 | 2-954 ACSR | 0 | 0 | 0 | 0 | 0 | 0 | 0 | 0 | 0 | 0 | 0 | 0 | 0 | 0 | 0 | 0 | 0 | 0 | 0 | 0 | 0 | 0 | 0 | 12
NO |  | 39 | 2011 | 1 | 31 | 31 |  |  |  | 0 | 0 | SCHF | 27.03 | 0 | 0 | 2-954 ACSR | 0 | 0 | 0 | 0 | 0 | 0 | 0 | 0 | 0 | 0 | 0 | 0 | 0 | 0 | 0 | 0 | 0 | 0 | 0 | 0 | 0 | 0 | 0 | 12
NO |  | 39 | 2011 | 1 | 32 | 32 |  | Middletown Station | Scovill Rock S/S | 345 | 345 | SCHF | 0.57 | 0 | 1 | 2-954 ACSR | 0 | 591296 | 591296 | 0 | 0 | 0 | 0 | 0 | 0 | 0 | 0 | 0 | 0 | 0 | 0 | 0 | 0 | 0 | 0 | 0 | 0 | 0 | 0 | 12
NO |  | 39 | 2011 | 1 | 33 | 33 |  |  |  | 0 | 0 | SCHF | 2.68 | 0 | 0 | 2156 ACSR | 0 | 0 | 0 | 0 | 0 | 0 | 0 | 0 | 0 | 0 | 0 | 0 | 0 | 0 | 0 | 0 | 0 | 0 | 0 | 0 | 0 | 0 | 0 | 12
NO |  | 39 | 2011 | 1 | 34 | 34 |  | Scovill Rock S/S | NU Border | 345 | 345 | SCHF | 13.81 | 0 | 1 | 2-954 ACSR | 2703543 | 10069601 | 12773144 | 0 | 0 | 0 | 0 | 0 | 0 | 0 | 0 | 0 | 0 | 0 | 0 | 0 | 0 | 0 | 0 | 0 | 0 | 0 | 0 | 12
NO |  | 39 | 2011 | 1 | 35 | 35 |  |  | (East Shore S/S) | 0 | 0 | SCLT | 0.37 | 0 | 0 | 2-954 ACSR | 0 | 0 | 0 | 0 | 0 | 0 | 0 | 0 | 0 | 0 | 0 | 0 | 0 | 0 | 0 | 0 | 0 | 0 | 0 | 0 | 0 | 0 | 0 | 12
NO |  | 39 | 2011 | 2 | 1 | 1 |  |  |  | 0 | 0 | SCSP | 1.15 | 0 | 0 | 2-954 ACSR | 0 | 0 | 0 | 0 | 0 | 0 | 0 | 0 | 0 | 0 | 0 | 0 | 0 | 0 | 0 | 0 | 0 | 0 | 0 | 0 | 0 | 0 | 0 | 12
NO |  | 39 | 2011 | 2 | 2 | 2 |  |  |  | 0 | 0 | SCSPHF | 0.17 | 0 | 0 | 2-954 ACSR | 0 | 0 | 0 | 0 | 0 | 0 | 0 | 0 | 0 | 0 | 0 | 0 | 0 | 0 | 0 | 0 | 0 | 0 | 0 | 0 | 0 | 0 | 0 | 12
NO |  | 39 | 2011 | 2 | 3 | 3 |  |  |  | 0 | 0 | DCSP | 1.16 | 0 | 0 | 2-954 ACSR | 0 | 0 | 0 | 0 | 0 | 0 | 0 | 0 | 0 | 0 | 0 | 0 | 0 | 0 | 0 | 0 | 0 | 0 | 0 | 0 | 0 | 0 | 0 | 12
NO |  | 39 | 2011 | 2 | 4 | 4 |  |  |  | 0 | 0 | SCHF | 9.42 | 0 | 0 | 2156 ACSR | 0 | 0 | 0 | 0 | 0 | 0 | 0 | 0 | 0 | 0 | 0 | 0 | 0 | 0 | 0 | 0 | 0 | 0 | 0 | 0 | 0 | 0 | 0 | 12
NO |  | 39 | 2011 | 2 | 5 | 5 |  | Manchester S/S | North Bloomfield S/S | 345 | 345 | SCHF | 4.79 | 0 | 1 | 2156 ACSR | 1756126 | 13251639 | 15007765 | 0 | 0 | 0 | 0 | 0 | 0 | 0 | 0 | 0 | 0 | 0 | 0 | 0 | 0 | 0 | 0 | 0 | 0 | 0 | 0 | 12
NO |  | 39 | 2011 | 2 | 6 | 6 |  | Barbour Hill S/S |  | 0 | 0 | SCLT | 0.16 | 0 | 0 | 2156 ACSR | 0 | 0 | 0 | 0 | 0 | 0 | 0 | 0 | 0 | 0 | 0 | 0 | 0 | 0 | 0 | 0 | 0 | 0 | 0 | 0 | 0 | 0 | 0 | 12
NO |  | 39 | 2011 | 2 | 7 | 7 |  |  |  | 0 | 0 | DCLT | 1.99 | 0 | 0 | 2156 ACSR | 0 | 0 | 0 | 0 | 0 | 0 | 0 | 0 | 0 | 0 | 0 | 0 | 0 | 0 | 0 | 0 | 0 | 0 | 0 | 0 | 0 | 0 | 0 | 12
NO |  | 39 | 2011 | 2 | 8 | 8 |  |  |  | 0 | 0 | DCLT | 0.62 | 0 | 0 | 2-2156 ACSR | 0 | 0 | 0 | 0 | 0 | 0 | 0 | 0 | 0 | 0 | 0 | 0 | 0 | 0 | 0 | 0 | 0 | 0 | 0 | 0 | 0 | 0 | 0 | 12
NO |  | 39 | 2011 | 2 | 9 | 9 |  |  |  | 0 | 0 | DCLT | 0.31 | 0 | 0 | 2-1192 ACSR | 0 | 0 | 0 | 0 | 0 | 0 | 0 | 0 | 0 | 0 | 0 | 0 | 0 | 0 | 0 | 0 | 0 | 0 | 0 | 0 | 0 | 0 | 0 | 12
NO |  | 39 | 2011 | 2 | 10 | 10 |  |  |  | 0 | 0 | SCHF | 7.73 | 0 | 0 | 2-954 ACSR | 0 | 0 | 0 | 0 | 0 | 0 | 0 | 0 | 0 | 0 | 0 | 0 | 0 | 0 | 0 | 0 | 0 | 0 | 0 | 0 | 0 | 0 | 0 | 12
NO |  | 39 | 2011 | 2 | 11 | 11 |  |  |  | 0 | 0 | DCLT | 0.12 | 0 | 0 | 2-954 ACSR | 0 | 0 | 0 | 0 | 0 | 0 | 0 | 0 | 0 | 0 | 0 | 0 | 0 | 0 | 0 | 0 | 0 | 0 | 0 | 0 | 0 | 0 | 0 | 12
NO |  | 39 | 2011 | 2 | 12 | 12 |  |  |  | 0 | 0 | DCSP | 3.81 | 0 | 0 | 2-954 ACSR | 0 | 0 | 0 | 0 | 0 | 0 | 0 | 0 | 0 | 0 | 0 | 0 | 0 | 0 | 0 | 0 | 0 | 0 | 0 | 0 | 0 | 0 | 0 | 12
NO |  | 39 | 2011 | 2 | 13 | 13 |  |  |  | 0 | 0 | SCSP | 1.22 | 0 | 0 | 2-954 ACSR | 0 | 0 | 0 | 0 | 0 | 0 | 0 | 0 | 0 | 0 | 0 | 0 | 0 | 0 | 0 | 0 | 0 | 0 | 0 | 0 | 0 | 0 | 0 | 12
NO |  | 39 | 2011 | 2 | 14 | 14 |  | Long Mountain S/S | CT/NY State Line | 345 | 345 | SCWP | 0.11 | 0 | 1 | 2-1590 ACSR | 130518 | 1468881 | 1599399 | 0 | 0 | 0 | 0 | 0 | 0 | 0 | 0 | 0 | 0 | 0 | 0 | 0 | 0 | 0 | 0 | 0 | 0 | 0 | 0 | 12
NO |  | 39 | 2011 | 2 | 15 | 15 |  |  | (Pleasant Valley S/S) | 0 | 0 | SCHF | 5.25 | 0 | 0 | 2156 ACSR | 0 | 0 | 0 | 0 | 0 | 0 | 0 | 0 | 0 | 0 | 0 | 0 | 0 | 0 | 0 | 0 | 0 | 0 | 0 | 0 | 0 | 0 | 0 | 12
NO |  | 39 | 2011 | 2 | 16 | 16 |  |  |  | 0 | 0 | SCLT-V | 0.19 | 0 | 0 | 2156 ACSR | 0 | 0 | 0 | 0 | 0 | 0 | 0 | 0 | 0 | 0 | 0 | 0 | 0 | 0 | 0 | 0 | 0 | 0 | 0 | 0 | 0 | 0 | 0 | 12
NO |  | 39 | 2011 | 2 | 17 | 17 |  | Scovill Rock S/S | Southington S/S | 345 | 345 | SCHF | 7.21 | 0 | 1 | 2-1272 ACSR | 0 | 8022475 | 8022475 | 0 | 0 | 0 | 0 | 0 | 0 | 0 | 0 | 0 | 0 | 0 | 0 | 0 | 0 | 0 | 0 | 0 | 0 | 0 | 0 | 12
NO |  | 39 | 2011 | 2 | 18 | 18 |  |  |  | 0 | 0 | SCSPD | 0.13 | 0 | 0 | 2-954 ACSR | 0 | 0 | 0 | 0 | 0 | 0 | 0 | 0 | 0 | 0 | 0 | 0 | 0 | 0 | 0 | 0 | 0 | 0 | 0 | 0 | 0 | 0 | 0 | 12
NO |  | 39 | 2011 | 2 | 19 | 19 |  |  |  | 0 | 0 | SCHF | 10.4 | 0 | 0 | 2-954 ACSR | 0 | 0 | 0 | 0 | 0 | 0 | 0 | 0 | 0 | 0 | 0 | 0 | 0 | 0 | 0 | 0 | 0 | 0 | 0 | 0 | 0 | 0 | 0 | 12
NO |  | 39 | 2011 | 2 | 20 | 20 |  |  |  | 0 | 0 | SCSPHF | 0.18 | 0 | 0 | 2-954 ACSR | 0 | 0 | 0 | 0 | 0 | 0 | 0 | 0 | 0 | 0 | 0 | 0 | 0 | 0 | 0 | 0 | 0 | 0 | 0 | 0 | 0 | 0 | 0 | 12
NO |  | 39 | 2011 | 2 | 21 | 21 |  |  |  | 0 | 0 | SCLT | 0.83 | 0 | 0 | 2-954 ACSR | 0 | 0 | 0 | 0 | 0 | 0 | 0 | 0 | 0 | 0 | 0 | 0 | 0 | 0 | 0 | 0 | 0 | 0 | 0 | 0 | 0 | 0 | 0 | 12
NO |  | 39 | 2011 | 2 | 22 | 22 |  |  |  | 0 | 0 | SCLWHF | 0.56 | 0 | 0 | 2-954 ACSR | 0 | 0 | 0 | 0 | 0 | 0 | 0 | 0 | 0 | 0 | 0 | 0 | 0 | 0 | 0 | 0 | 0 | 0 | 0 | 0 | 0 | 0 | 0 | 12
NO |  | 39 | 2011 | 2 | 23 | 23 |  | Lake Road S/S | Killingly S/S | 345 | 345 | SCSP | 0.31 | 0 | 1 | 2-1272 ACSR | 0 | 674623 | 674623 | 0 | 0 | 0 | 0 | 0 | 0 | 0 | 0 | 0 | 0 | 0 | 0 | 0 | 0 | 0 | 0 | 0 | 0 | 0 | 0 | 12
NO |  | 39 | 2011 | 2 | 24 | 24 |  |  |  | 0 | 0 | SCHF | 0.25 | 0 | 0 | 2-954 ACSR | 0 | 0 | 0 | 0 | 0 | 0 | 0 | 0 | 0 | 0 | 0 | 0 | 0 | 0 | 0 | 0 | 0 | 0 | 0 | 0 | 0 | 0 | 0 | 12
NO |  | 39 | 2011 | 2 | 25 | 25 |  | Plumtree S/S | Norwalk S/S | 345 | 345 | SCHF | 3.16 | 0 | 1 | 2-1590 ACR | 5458076 | 23056249 | 28514325 | 0 | 0 | 0 | 0 | 0 | 0 | 0 | 0 | 0 | 0 | 0 | 0 | 0 | 0 | 0 | 0 | 0 | 0 | 0 | 0 | 12
NO |  | 39 | 2011 | 2 | 26 | 26 |  |  |  | 0 | 0 | SCSP | 4.25 | 0 | 0 | 2-1590 ACR | 0 | 0 | 0 | 0 | 0 | 0 | 0 | 0 | 0 | 0 | 0 | 0 | 0 | 0 | 0 | 0 | 0 | 0 | 0 | 0 | 0 | 0 | 0 | 12
NO |  | 39 | 2011 | 2 | 27 | 27 |  |  |  | 0 | 0 | DCSP | 1.22 | 0 | 0 | 2-1590 ACR | 0 | 0 | 0 | 0 | 0 | 0 | 0 | 0 | 0 | 0 | 0 | 0 | 0 | 0 | 0 | 0 | 0 | 0 | 0 | 0 | 0 | 0 | 0 | 12
NO |  | 39 | 2011 | 2 | 28 | 28 |  |  |  | 0 | 0 | SCUG | 2.18 | 0 | 1 | 2-1750 Cpr XLPE | 0 | 123819584 | 123819584 | 0 | 0 | 0 | 0 | 0 | 0 | 0 | 0 | 0 | 0 | 0 | 0 | 0 | 0 | 0 | 0 | 0 | 0 | 0 | 0 | 12
NO |  | 39 | 2011 | 2 | 29 | 29 |  |  |  | 0 | 0 | SCUG | 9.66 | 0 | 0 | 2-2500 Cpr HPFF | 0 | 0 | 0 | 0 | 0 | 0 | 0 | 0 | 0 | 0 | 0 | 0 | 0 | 0 | 0 | 0 | 0 | 0 | 0 | 0 | 0 | 0 | 0 | 12
NO |  | 39 | 2011 | 2 | 30 | 30 |  | Barbour Hill S/S | CT/MA State Line | 345 | 345 | SCHF | 10.29 | 0 | 1 | 2156 ACSR | 625569 | 2782351 | 3407920 | 0 | 0 | 0 | 0 | 0 | 0 | 0 | 0 | 0 | 0 | 0 | 0 | 0 | 0 | 0 | 0 | 0 | 0 | 0 | 0 | 12
NO |  | 39 | 2011 | 2 | 31 | 31 |  |  | (Ludlow S/S) | 0 | 0 | SCLT | 3.66 | 0 | 0 | 2156 ACSR | 0 | 0 | 0 | 0 | 0 | 0 | 0 | 0 | 0 | 0 | 0 | 0 | 0 | 0 | 0 | 0 | 0 | 0 | 0 | 0 | 0 | 0 | 0 | 12
NO |  | 39 | 2011 | 2 | 32 | 32 |  | Beseck Station | Southington S/S | 345 | 345 | SCSPHF | 0.11 | 0 | 1 | 2-1590 ACSR | 217889 | 13161344 | 13379233 | 0 | 0 | 0 | 0 | 0 | 0 | 0 | 0 | 0 | 0 | 0 | 0 | 0 | 0 | 0 | 0 | 0 | 0 | 0 | 0 | 12
NO |  | 39 | 2011 | 2 | 33 | 33 |  |  |  | 0 | 0 | SCSP | 1.66 | 0 | 0 | 2-1590 ACSR | 0 | 0 | 0 | 0 | 0 | 0 | 0 | 0 | 0 | 0 | 0 | 0 | 0 | 0 | 0 | 0 | 0 | 0 | 0 | 0 | 0 | 0 | 0 | 12
NO |  | 39 | 2011 | 2 | 34 | 34 |  |  |  | 0 | 0 | DCSP | 0.62 | 0 | 0 | 2-1590 ACSR | 0 | 0 | 0 | 0 | 0 | 0 | 0 | 0 | 0 | 0 | 0 | 0 | 0 | 0 | 0 | 0 | 0 | 0 | 0 | 0 | 0 | 0 | 0 | 12
NO |  | 39 | 2011 | 2 | 35 | 35 |  |  |  | 0 | 0 | SCHF | 7.37 | 0 | 0 | 2-954 ACSR | 0 | 0 | 0 | 0 | 0 | 0 | 0 | 0 | 0 | 0 | 0 | 0 | 0 | 0 | 0 | 0 | 0 | 0 | 0 | 0 | 0 | 0 | 0 | 12
NO |  | 39 | 2011 | 3 | 1 | 1 |  |  |  | 0 | 0 | SCLT | 0.51 | 0 | 0 | 2-954 ACSR | 0 | 0 | 0 | 0 | 0 | 0 | 0 | 0 | 0 | 0 | 0 | 0 | 0 | 0 | 0 | 0 | 0 | 0 | 0 | 0 | 0 | 0 | 0 | 12
NO |  | 39 | 2011 | 3 | 2 | 2 |  |  |  | 0 | 0 | SCLWHF | 1.09 | 0 | 0 | 2-954 ACSR | 0 | 0 | 0 | 0 | 0 | 0 | 0 | 0 | 0 | 0 | 0 | 0 | 0 | 0 | 0 | 0 | 0 | 0 | 0 | 0 | 0 | 0 | 0 | 12
NO |  | 39 | 2011 | 3 | 3 | 3 |  | East Devon Station | Beseck Station | 345 | 345 | DCSP | 11.15 | 0 | 1 | 4-1590 ACSR | 521925 | 105861421 | 106383346 | 0 | 0 | 0 | 0 | 0 | 0 | 0 | 0 | 0 | 0 | 0 | 0 | 0 | 0 | 0 | 0 | 0 | 0 | 0 | 0 | 12
NO |  | 39 | 2011 | 3 | 4 | 4 |  |  |  | 0 | 0 | 2-SCSP | 0.95 | 0 | 0 | 4-1590 ACSR | 0 | 0 | 0 | 0 | 0 | 0 | 0 | 0 | 0 | 0 | 0 | 0 | 0 | 0 | 0 | 0 | 0 | 0 | 0 | 0 | 0 | 0 | 0 | 12
NO |  | 39 | 2011 | 3 | 5 | 5 |  |  |  | 0 | 0 | SCSP | 8.9 | 0 | 0 | 2-1590 ACSR | 0 | 0 | 0 | 0 | 0 | 0 | 0 | 0 | 0 | 0 | 0 | 0 | 0 | 0 | 0 | 0 | 0 | 0 | 0 | 0 | 0 | 0 | 0 | 12
NO |  | 39 | 2011 | 3 | 6 | 6 |  |  |  | 0 | 0 | DCSP | 1.84 | 0 | 0 | 2-1590 ACSR | 0 | 0 | 0 | 0 | 0 | 0 | 0 | 0 | 0 | 0 | 0 | 0 | 0 | 0 | 0 | 0 | 0 | 0 | 0 | 0 | 0 | 0 | 0 | 12
NO |  | 39 | 2011 | 3 | 7 | 7 |  |  |  | 0 | 0 | SCSPHF | 0.2 | 0 | 0 | 2-1590 ACSR | 0 | 0 | 0 | 0 | 0 | 0 | 0 | 0 | 0 | 0 | 0 | 0 | 0 | 0 | 0 | 0 | 0 | 0 | 0 | 0 | 0 | 0 | 0 | 12
NO |  | 39 | 2011 | 3 | 8 | 8 |  | East Devon Station | NU Border | 345 | 345 | SCUG | 2.35 | 0 | 1 | 3000 Cpr XLPE | 219958 | 26944593 | 27164551 | 0 | 0 | 0 | 0 | 0 | 0 | 0 | 0 | 0 | 0 | 0 | 0 | 0 | 0 | 0 | 0 | 0 | 0 | 0 | 0 | 12
NO |  | 39 | 2011 | 3 | 9 | 9 |  |  | (Singer S/S) | 0 | 0 |  | 0 | 0 | 0 |  | 0 | 0 | 0 | 0 | 0 | 0 | 0 | 0 | 0 | 0 | 0 | 0 | 0 | 0 | 0 | 0 | 0 | 0 | 0 | 0 | 0 | 0 | 0 | 12
NO |  | 39 | 2011 | 3 | 10 | 10 |  | Singer S/S | Norwalk S/S | 345 | 345 | SCUG | 14.81 | 0 | 1 | 3000 Cpr XLPE | 10000237 | 185196867 | 195197104 | 0 | 0 | 0 | 0 | 0 | 0 | 0 | 0 | 0 | 0 | 0 | 0 | 0 | 0 | 0 | 0 | 0 | 0 | 0 | 0 | 12
NO |  | 39 | 2011 | 3 | 11 | 11 |  | East Devon Station | NU Border | 345 | 345 | SCUG | 2.35 | 0 | 1 | 3000 Cpr XLPE | 0 | 26944593 | 26944593 | 0 | 0 | 0 | 0 | 0 | 0 | 0 | 0 | 0 | 0 | 0 | 0 | 0 | 0 | 0 | 0 | 0 | 0 | 0 | 0 | 12
NO |  | 39 | 2011 | 3 | 12 | 12 |  |  | (Singer S/S) | 0 | 0 |  | 0 | 0 | 0 |  | 0 | 0 | 0 | 0 | 0 | 0 | 0 | 0 | 0 | 0 | 0 | 0 | 0 | 0 | 0 | 0 | 0 | 0 | 0 | 0 | 0 | 0 | 0 | 12
NO |  | 39 | 2011 | 3 | 13 | 13 |  | Singer S/S | Norwalk S/S | 345 | 345 | SCUG | 14.81 | 0 | 1 | 3000 Cpr XLPE | 0 | 185196867 | 185196867 | 0 | 0 | 0 | 0 | 0 | 0 | 0 | 0 | 0 | 0 | 0 | 0 | 0 | 0 | 0 | 0 | 0 | 0 | 0 | 0 | 12
NO |  | 39 | 2011 | 3 | 16 | 16 |  |  |  | 0 | 0 |  | 0 | 0 | 0 |  | 0 | 0 | 0 | 347911 | 2856639 | 99887 | 3304437 | 0 | 0 | 0 | 0 | 0 | 0 | 0 | 0 | 0 | 0 | 0 | 0 | 0 | 0 | 0 | 0 | 12
NO |  | 39 | 2011 | 0 | 36 | 36 |  | TOTAL |  | 0 | 0 |  | 1400.25 | 371.33 | 203 |  | 66595990 | 1537903662 | 1604499652 | 796696 | 12632224 | 690868 | 14119788 | 0 | 0 | 0 | 0 | 0 | 0 | 0 | 0 | 0 | 0 | 0 | 0 | 0 | 0 | 0 | 0 | 12
NO |  | 39 | 2011 | 3 | 17 | 17 |  | TOTAL 345,000 VOLTS | (Overhead+Underground) | 0 | 0 |  | 475.65 | 17.05 | 32 |  | 39793027 | 832088509 | 871881536 | 347911 | 2856639 | 99887 | 3304437 | 0 | 0 | 0 | 0 | 0 | 0 | 0 | 0 | 0 | 0 | 0 | 0 | 0 | 0 | 0 | 0 | 12
NO |  | 39 | 2011 | 3 | 14 | 14 |  | Plumtree S/S | Hoyts Hill | 345 | 345 | SCUG | 2.1 | 0 | 1 | 1750 Cpr XLPE | 0 | 0 | 0 | 0 | 0 | 0 | 0 | 0 | 0 | 0 | 0 | 0 | 0 | 0 | 0 | 0 | 0 | 0 | 0 | 0 | 0 | 0 | 0 | 12
NO |  | 39 | 2011 | 3 | 15 | 15 |  | Archers Lane | Norwalk Jctn | 345 | 345 | SCUG | 9.7 | 0 | 1 | 2500 Cpr HPFF | 0 | 0 | 0 | 0 | 0 | 0 | 0 | 0 | 0 | 0 | 0 | 0 | 0 | 0 | 0 | 0 | 0 | 0 | 0 | 0 | 0 | 0 | 0 | 12
NO |  | 39 | 2011 | 3 | 20 | 20 |  | Norwalk Harbor Station | Northport Station | 138 | 138 | SCSU | 17.4 | 0 | 3 | 3-1374 XLPE | 376016 | 70212391 | 70588407 | 0 | 7231291 | 590981 | 7822272 | 0 | 0 | 0 | 0 | 0 | 0 | 0 | 0 | 0 | 0 | 0 | 0 | 0 | 0 | 0 | 0 | 12
NO |  | 39 | 2011 | 3 | 21 | 21 |  | TOTAL 138,000 VOLTS | 138 KV Underground Lines | 0 | 0 |  | 17.4 | 0 | 3 |  | 376016 | 70212391 | 70588407 | 0 | 7231291 | 590981 | 7822272 | 0 | 0 | 0 | 0 | 0 | 0 | 0 | 0 | 0 | 0 | 0 | 0 | 0 | 0 | 0 | 0 | 12
SI/SI | A | 39 | 2011 | 3 | 24 | 24 |  | 115 KV Overhead Lines | 115 KV Overhead Lines | 115 | 115 |  | 771.11 | 321.74 | 140 |  | 20353725 | 343960527 | 364314252 | 345824 | 0 | 0 | 345824 | 0 | 0 | 0 | 0 | 0 | 0 | 0 | 0 | 0 | 0 | 0 | 0 | 0 | 0 | 0 | 0 | 12
SI/SI | A | 39 | 2011 | 3 | 26 | 26 |  | 69 KV Overhead Lines | 69 KV Overhead Lines | 69 | 69 |  | 64.65 | 32.54 | 11 |  | 622210 | 13208783 | 13830993 | 0 | 0 | 0 | 0 | 0 | 0 | 0 | 0 | 0 | 0 | 0 | 0 | 0 | 0 | 0 | 0 | 0 | 0 | 0 | 0 | 12
SI/SI | S | 39 | 2011 | 3 | 28 | 28 |  | 115 KV Underground Lines | 115 KV Underground Lines | 115 | 115 |  | 68.6 | 0 | 16 |  | 5451012 | 278433452 | 283884464 | 102961 | 0 | 0 | 102961 | 0 | 0 | 0 | 0 | 0 | 0 | 0 | 0 | 0 | 0 | 0 | 0 | 0 | 0 | 0 | 0 | 12
SI/SI | S | 39 | 2011 | 3 | 30 | 30 |  | 69 KV Underground Lines | 69 KV Underground Lines | 69 | 69 |  | 2.84 | 0 | 1 |  | 0 | 0 | 0 | 0 | 0 | 0 | 0 | 0 | 0 | 0 | 0 | 0 | 0 | 0 | 0 | 0 | 0 | 0 | 0 | 0 | 0 | 0 | 0 | 12
NO |  | 39 | 2011 | 3 | 18 | 18 |  |  | (Singer S/S) | 0 | 0 |  | 0 | 0 | 0 |  | 0 | 0 | 0 | 0 | 0 | 0 | 0 | 0 | 0 | 0 | 0 | 0 | 0 | 0 | 0 | 0 | 0 | 0 | 0 | 0 | 0 | 0 | 0 | 12
NO |  | 39 | 2011 | 3 | 32 | 32 |  | Gen Overhead Lines Maint |  | 0 | 0 |  | 0 | 0 | 0 |  | 0 | 0 | 0 | 0 | 310153 | 0 | 310153 | 0 | 0 | 0 | 0 | 0 | 0 | 0 | 0 | 0 | 0 | 0 | 0 | 0 | 0 | 0 | 0 | 12
NO |  | 39 | 2011 | 3 | 34 | 34 |  | Gen Underground Lines Maint |  | 0 | 0 |  | 0 | 0 | 0 |  | 0 | 0 | 0 | 0 | 2234141 | 0 | 2234141 | 0 | 0 | 0 | 0 | 0 | 0 | 0 | 0 | 0 | 0 | 0 | 0 | 0 | 0 | 0 | 0 | 12
NO |  | 308 | 2011 | 0 | 1 | 1 |  | FLINT | HEMPHILL-DETROIT | 120 | 120 | STEEL | 0.57 | 0.57 | 1 |  | 0 | 239628 | 239628 | 0 | 0 | 0 | 0 | 0 | 0 | 0 | 0 | 0 | 0 | 0 | 0 | 0 | 0 | 0 | 613080052 | 0 | 0 | 0 | 0 | 12
NO |  | 308 | 2011 | 0 | 2 | 2 |  | FLINT | HEMPHILL-DETROIT | 120 | 120 | WOOD | 9.84 | 0 | 1 |  | 0 | 0 | 0 | 0 | 0 | 0 | 0 | 0 | 0 | 0 | 0 | 0 | 0 | 0 | 0 | 0 | 0 | 0 | 0 | 0 | 0 | 0 | 0 | 12
NO |  | 308 | 2011 | 0 | 3 | 3 |  | WHITING | DETROIT-EDISON-MONV | 120 | 120 | STEEL | 0.86 | 0 | 1 |  | 0 | 329504 | 329504 | 0 | 0 | 0 | 0 | 0 | 0 | 0 | 0 | 0 | 0 | 0 | 0 | 0 | 0 | 0 | 0 | 0 | 0 | 0 | 0 | 12
NO |  | 308 | 2011 | 0 | 4 | 4 |  | WHITING | DETROIT-EDISON-MONV | 120 | 120 | WOOD | 7.61 | 0 | 1 |  | 0 | 0 | 0 | 0 | 0 | 0 | 0 | 0 | 0 | 0 | 0 | 0 | 0 | 0 | 0 | 0 | 0 | 0 | 0 | 0 | 0 | 0 | 0 | 12
NO |  | 308 | 2011 | 0 | 5 | 5 |  | HODENPYL | CROTON | 138 | 138 | STEEL | 85.07 | 0.02 | 1 |  | 3882 | 12245452 | 12249334 | 0 | 0 | 0 | 0 | 0 | 0 | 0 | 0 | 0 | 0 | 0 | 0 | 0 | 0 | 0 | 0 | 0 | 0 | 0 | 0 | 12
NO |  | 308 | 2011 | 0 | 6 | 6 |  | HODENPYL | CROTON | 138 | 138 | WOOD | 81.54 | 0 | 1 |  | 0 | 0 | 0 | 0 | 0 | 0 | 0 | 0 | 0 | 0 | 0 | 0 | 0 | 0 | 0 | 0 | 0 | 0 | 0 | 0 | 0 | 0 | 0 | 12
NO |  | 308 | 2011 | 0 | 7 | 7 |  | HARDY | GRAND RAPIDS | 138 | 138 | STEEL | 49.77 | 13.55 | 1 |  | 25738 | 18579397 | 18605135 | 0 | 0 | 0 | 0 | 0 | 0 | 0 | 0 | 0 | 0 | 0 | 0 | 0 | 0 | 0 | 0 | 0 | 0 | 0 | 0 | 12
NO |  | 308 | 2011 | 0 | 8 | 8 |  | HARDY | GRAND RAPIDS | 138 | 138 | WOOD | 82.47 | 2.91 | 1 |  | 0 | 0 | 0 | 0 | 0 | 0 | 0 | 0 | 0 | 0 | 0 | 0 | 0 | 0 | 0 | 0 | 0 | 0 | 0 | 0 | 0 | 0 | 0 | 12
NO |  | 308 | 2011 | 0 | 9 | 9 |  | CROTON | MUSKEGON-GRAND | 138 | 230 | STEEL | 8.58 | 0 | 1 |  | 4396 | 38383868 | 38388264 | 0 | 0 | 0 | 0 | 0 | 0 | 0 | 0 | 0 | 0 | 0 | 0 | 0 | 0 | 0 | 0 | 0 | 0 | 0 | 0 | 12
NO |  | 308 | 2011 | 0 | 10 | 10 |  | CROTON | MUSKEGON-GRAND | 138 | 138 | STEEL | 17.16 | 9.09 | 1 |  | 0 | 0 | 0 | 0 | 0 | 0 | 0 | 0 | 0 | 0 | 0 | 0 | 0 | 0 | 0 | 0 | 0 | 0 | 0 | 0 | 0 | 0 | 0 | 12
NO |  | 308 | 2011 | 0 | 11 | 11 |  | CROTON | MUSKEGON-GRAND | 138 | 138 | WOOD | 83.69 | 0 | 1 |  | 0 | 0 | 0 | 0 | 0 | 0 | 0 | 0 | 0 | 0 | 0 | 0 | 0 | 0 | 0 | 0 | 0 | 0 | 0 | 0 | 0 | 0 | 0 | 12
NO |  | 308 | 2011 | 0 | 12 | 12 |  | BATTLE CREEK | JACKSON/LANSING | 138 | 138 | STEEL | 38.66 | 6.17 | 1 |  | 22826 | 13261412 | 13284238 | 0 | 0 | 0 | 0 | 0 | 0 | 0 | 0 | 0 | 0 | 0 | 0 | 0 | 0 | 0 | 0 | 0 | 0 | 0 | 0 | 12
NO |  | 308 | 2011 | 0 | 13 | 13 |  | BATTLE CREEK | JACKSON/LANSING | 138 | 138 | WOOD | 39.25 | 19.9 | 1 |  | 45852 | 0 | 45852 | 0 | 0 | 0 | 0 | 0 | 0 | 0 | 0 | 0 | 0 | 0 | 0 | 0 | 0 | 0 | 0 | 0 | 0 | 0 | 0 | 12
NO |  | 308 | 2011 | 0 | 14 | 14 |  | MIO | SAGINAW | 138 | 138 | WOOD | 117.8 | 9.86 | 1 |  | 98024 | 36255565 | 36353589 | 0 | 0 | 0 | 0 | 0 | 0 | 0 | 0 | 0 | 0 | 0 | 0 | 0 | 0 | 0 | 0 | 0 | 0 | 0 | 0 | 12
NO |  | 308 | 2011 | 0 | 15 | 15 |  | MIO | SAGINAW | 138 | 138 | STEEL | 115.57 | 3.92 | 1 |  | 0 | 0 | 0 | 0 | 0 | 0 | 0 | 0 | 0 | 0 | 0 | 0 | 0 | 0 | 0 | 0 | 0 | 0 | 0 | 0 | 0 | 0 | 0 | 12
NO |  | 308 | 2011 | 0 | 16 | 16 |  | SAGINAW RIVER | EDENVILLE-ALMA | 138 | 138 | WOOD | 46.17 | 19.29 | 1 |  | 250901 | 30825984 | 31076885 | 0 | 0 | 0 | 0 | 0 | 0 | 0 | 0 | 0 | 0 | 0 | 0 | 0 | 0 | 0 | 0 | 0 | 0 | 0 | 0 | 12
NO |  | 308 | 2011 | 0 | 17 | 17 |  | SAGINAW RIVER | EDENVILLE-ALMA | 138 | 138 | STEEL | 170.5 | 13.88 | 2 |  | 0 | 0 | 0 | 0 | 0 | 0 | 0 | 0 | 0 | 0 | 0 | 0 | 0 | 0 | 0 | 0 | 0 | 0 | 0 | 0 | 0 | 0 | 0 | 12
NO |  | 308 | 2011 | 0 | 18 | 18 |  | GRAND RAPIDS | KALAMAZOO/BATTLE | 138 | 138 | STEEL | 127.23 | 30.4 | 1 |  | 0 | 10368032 | 10368032 | 0 | 0 | 0 | 0 | 0 | 0 | 0 | 0 | 0 | 0 | 0 | 0 | 0 | 0 | 0 | 0 | 0 | 0 | 0 | 0 | 12
NO |  | 308 | 2011 | 0 | 19 | 19 |  | GRAND RAPIDS | KALAMAZOO/BATTLE | 138 | 138 | WOOD | 18.77 | 0.36 | 1 |  | 0 | 0 | 0 | 0 | 0 | 0 | 0 | 0 | 0 | 0 | 0 | 0 | 0 | 0 | 0 | 0 | 0 | 0 | 0 | 0 | 0 | 0 | 0 | 12
NO |  | 308 | 2011 | 0 | 20 | 20 |  | JACKSON | MANCHESTER | 138 | 138 | STEEL | 2.17 | 0.51 | 1 |  | 0 | 1466179 | 1466179 | 0 | 0 | 0 | 0 | 0 | 0 | 0 | 0 | 0 | 0 | 0 | 0 | 0 | 0 | 0 | 0 | 0 | 0 | 0 | 0 | 12
NO |  | 308 | 2011 | 0 | 21 | 21 |  | JACKSON | MANCHESTER | 138 | 138 | WOOD | 20.38 | 0 | 1 |  | 0 | 0 | 0 | 0 | 0 | 0 | 0 | 0 | 0 | 0 | 0 | 0 | 0 | 0 | 0 | 0 | 0 | 0 | 0 | 0 | 0 | 0 | 0 | 12
NO |  | 308 | 2011 | 0 | 22 | 22 |  | JACKSON | WHITING | 138 | 138 | STEEL | 42.52 | 1.48 | 1 |  | 0 | 9829766 | 9829766 | 0 | 0 | 0 | 0 | 0 | 0 | 0 | 0 | 0 | 0 | 0 | 0 | 0 | 0 | 0 | 0 | 0 | 0 | 0 | 0 | 12
NO |  | 308 | 2011 | 0 | 23 | 23 |  | JACKSON | WHITING | 138 | 138 | WOOD | 95.69 | 0 | 1 |  | 0 | 0 | 0 | 0 | 0 | 0 | 0 | 0 | 0 | 0 | 0 | 0 | 0 | 0 | 0 | 0 | 0 | 0 | 0 | 0 | 0 | 0 | 0 | 12
NO |  | 308 | 2011 | 0 | 24 | 24 |  | WEADOCK | FLINT | 138 | 138 | STEEL | 101.3 | 59.14 | 1 |  | 484 | 8552996 | 8553480 | 0 | 0 | 0 | 0 | 0 | 0 | 0 | 0 | 0 | 0 | 0 | 0 | 0 | 0 | 0 | 0 | 0 | 0 | 0 | 0 | 12
NO |  | 308 | 2011 | 0 | 25 | 25 |  | WEADOCK | FLINT | 138 | 138 | WOOD | 100.58 | 0 | 1 |  | 0 | 0 | 0 | 0 | 0 | 0 | 0 | 0 | 0 | 0 | 0 | 0 | 0 | 0 | 0 | 0 | 0 | 0 | 0 | 0 | 0 | 0 | 0 | 12
NO |  | 308 | 2011 | 0 | 26 | 26 |  | FLINT | BATTLE CREEK | 138 | 138 | STEEL | 85.06 | 33.84 | 1 |  | 132259 | 20886058 | 21018317 | 0 | 0 | 0 | 0 | 0 | 0 | 0 | 0 | 0 | 0 | 0 | 0 | 0 | 0 | 0 | 0 | 0 | 0 | 0 | 0 | 12
NO |  | 308 | 2011 | 0 | 27 | 27 |  | FLINT | BATTLE CREEK | 138 | 138 | WOOD | 40.21 | 0.3 | 1 |  | 0 | 0 | 0 | 0 | 0 | 0 | 0 | 0 | 0 | 0 | 0 | 0 | 0 | 0 | 0 | 0 | 0 | 0 | 0 | 0 | 0 | 0 | 0 | 12
NO |  | 308 | 2011 | 0 | 28 | 28 |  | LANSING | FLINT | 138 | 138 | STEEL | 9.93 | 0.75 | 1 |  | 75586 | 25327434 | 25403020 | 0 | 0 | 0 | 0 | 0 | 0 | 0 | 0 | 0 | 0 | 0 | 0 | 0 | 0 | 0 | 0 | 0 | 0 | 0 | 0 | 12
NO |  | 308 | 2011 | 0 | 29 | 29 |  | LANSING | FLINT | 138 | 138 | WOOD | 79.26 | 0.3 | 1 |  | 0 | 0 | 0 | 0 | 0 | 0 | 0 | 0 | 0 | 0 | 0 | 0 | 0 | 0 | 0 | 0 | 0 | 0 | 0 | 0 | 0 | 0 | 0 | 12
NO |  | 308 | 2011 | 0 | 30 | 30 |  | MORROW | WEALTHY | 138 | 138 | STEEL | 6.66 | 2.06 | 1 |  | 0 | 5416841 | 5416841 | 0 | 0 | 0 | 0 | 0 | 0 | 0 | 0 | 0 | 0 | 0 | 0 | 0 | 0 | 0 | 0 | 0 | 0 | 0 | 0 | 12
NO |  | 308 | 2011 | 0 | 31 | 31 |  | MORROW | WEALTHY | 138 | 138 | WOOD | 43.24 | 0.51 | 1 |  | 0 | 0 | 0 | 0 | 0 | 0 | 0 | 0 | 0 | 0 | 0 | 0 | 0 | 0 | 0 | 0 | 0 | 0 | 0 | 0 | 0 | 0 | 0 | 12
NO |  | 308 | 2011 | 0 | 32 | 32 |  | MORROW | BLACKSTONE | 138 | 138 | STEEL | 27.24 | 20.02 | 1 |  | 0 | 7214918 | 7214918 | 0 | 0 | 0 | 0 | 0 | 0 | 0 | 0 | 0 | 0 | 0 | 0 | 0 | 0 | 0 | 0 | 0 | 0 | 0 | 0 | 12
NO |  | 308 | 2011 | 0 | 33 | 33 |  | MORROW | BLACKSTONE | 138 | 138 | WOOD | 55.17 | 1.93 | 1 |  | 0 | 0 | 0 | 0 | 0 | 0 | 0 | 0 | 0 | 0 | 0 | 0 | 0 | 0 | 0 | 0 | 0 | 0 | 0 | 0 | 0 | 0 | 0 | 12
NO |  | 308 | 2011 | 0 | 34 | 34 |  | SAGINAW RIVER | OWOSSO | 138 | 138 | STEEL | 40.56 | 7.6 | 1 |  | 0 | 15428987 | 15428987 | 0 | 0 | 0 | 0 | 0 | 0 | 0 | 0 | 0 | 0 | 0 | 0 | 0 | 0 | 0 | 0 | 0 | 0 | 0 | 0 | 12
NO |  | 308 | 2011 | 0 | 35 | 35 |  | SAGINAW RIVER | OWOSSO | 138 | 138 | WOOD | 128.24 | 6.09 | 1 |  | 0 | 0 | 0 | 0 | 0 | 0 | 0 | 0 | 0 | 0 | 0 | 0 | 0 | 0 | 0 | 0 | 0 | 0 | 0 | 0 | 0 | 0 | 0 | 12
NO |  | 308 | 2011 | 1 | 1 | 1 |  | VERONA | BATAVIA | 138 | 138 | STEEL | 0.34 | 0.29 | 1 |  | 0 | 2982561 | 2982561 | 0 | 0 | 0 | 0 | 0 | 0 | 0 | 0 | 0 | 0 | 0 | 0 | 0 | 0 | 0 | 0 | 0 | 0 | 0 | 0 | 12
NO |  | 308 | 2011 | 1 | 2 | 2 |  | VERONA | BATAVIA | 138 | 138 | WOOD | 40.75 | 1.99 | 1 |  | 0 | 0 | 0 | 0 | 0 | 0 | 0 | 0 | 0 | 0 | 0 | 0 | 0 | 0 | 0 | 0 | 0 | 0 | 0 | 0 | 0 | 0 | 0 | 12
NO |  | 308 | 2011 | 1 | 3 | 3 |  | JACKSON | WHITING | 138 | 138 | STEEL | 4.38 | 0.51 | 1 |  | 0 | 0 | 0 | 0 | 0 | 0 | 0 | 0 | 0 | 0 | 0 | 0 | 0 | 0 | 0 | 0 | 0 | 0 | 0 | 0 | 0 | 0 | 0 | 12
NO |  | 308 | 2011 | 1 | 4 | 4 |  | JACKSON | WHITING | 138 | 138 | WOOD | 65.91 | 0 | 1 |  | 0 | 0 | 0 | 0 | 0 | 0 | 0 | 0 | 0 | 0 | 0 | 0 | 0 | 0 | 0 | 0 | 0 | 0 | 0 | 0 | 0 | 0 | 0 | 12
NO |  | 308 | 2011 | 1 | 5 | 5 |  | HIGGINS | MIO/GAYLORD | 138 | 138 | WOOD | 163.16 | 0.34 | 1 |  | 0 | 9172593 | 9172593 | 0 | 0 | 0 | 0 | 0 | 0 | 0 | 0 | 0 | 0 | 0 | 0 | 0 | 0 | 0 | 0 | 0 | 0 | 0 | 0 | 12
NO |  | 308 | 2011 | 1 | 6 | 6 |  | COBB | BLACK RIVER | 138 | 138 | STEEL | 32.76 | 0.62 | 1 |  | 0 | 7709949 | 7709949 | 0 | 0 | 0 | 0 | 0 | 0 | 0 | 0 | 0 | 0 | 0 | 0 | 0 | 0 | 0 | 0 | 0 | 0 | 0 | 0 | 12
NO |  | 308 | 2011 | 1 | 7 | 7 |  | COBB | BLACK RIVER | 138 | 138 | WOOD | 85.26 | 0 | 1 |  | 0 | 0 | 0 | 0 | 0 | 0 | 0 | 0 | 0 | 0 | 0 | 0 | 0 | 0 | 0 | 0 | 0 | 0 | 0 | 0 | 0 | 0 | 0 | 12
NO |  | 308 | 2011 | 1 | 8 | 8 |  | HODENPYL | TRAVERSE CITY | 138 | 138 | WOOD | 25.43 | 0 | 1 |  | 0 | 2048808 | 2048808 | 0 | 0 | 0 | 0 | 0 | 0 | 0 | 0 | 0 | 0 | 0 | 0 | 0 | 0 | 0 | 0 | 0 | 0 | 0 | 0 | 12
NO |  | 308 | 2011 | 1 | 9 | 9 |  | WEADOCK | BULLOCK | 138 | 138 | STEEL | 21.59 | 15.99 | 1 |  | 0 | 2646047 | 2646047 | 0 | 0 | 0 | 0 | 0 | 0 | 0 | 0 | 0 | 0 | 0 | 0 | 0 | 0 | 0 | 0 | 0 | 0 | 0 | 0 | 12
NO |  | 308 | 2011 | 1 | 10 | 10 |  | WEADOCK | BULLOCK | 138 | 138 | WOOD | 15.5 | 0.6 | 1 |  | 0 | 0 | 0 | 0 | 0 | 0 | 0 | 0 | 0 | 0 | 0 | 0 | 0 | 0 | 0 | 0 | 0 | 0 | 0 | 0 | 0 | 0 | 0 | 12
NO |  | 308 | 2011 | 1 | 11 | 11 |  | COBB | HOOKER | 138 | 138 | STEEL | 2.54 | 1.29 | 1 |  | 118596 | 8516642 | 8635238 | 0 | 0 | 0 | 0 | 0 | 0 | 0 | 0 | 0 | 0 | 0 | 0 | 0 | 0 | 0 | 0 | 0 | 0 | 0 | 0 | 12
NO |  | 308 | 2011 | 1 | 12 | 12 |  | COBB | HOOKER | 138 | 138 | WOOD | 99.68 | 0 | 1 |  | 0 | 0 | 0 | 0 | 0 | 0 | 0 | 0 | 0 | 0 | 0 | 0 | 0 | 0 | 0 | 0 | 0 | 0 | 0 | 0 | 0 | 0 | 0 | 12
NO |  | 308 | 2011 | 1 | 13 | 13 |  | MIO | ROCKPORT | 138 | 138 | WOOD | 189.19 | 1.28 | 1 |  | 0 | 6163034 | 6163034 | 0 | 0 | 0 | 0 | 0 | 0 | 0 | 0 | 0 | 0 | 0 | 0 | 0 | 0 | 0 | 0 | 0 | 0 | 0 | 0 | 12
NO |  | 308 | 2011 | 1 | 14 | 14 |  | MUSKEGON | GRAND RAPIDS | 138 | 138 | STEEL | 1.8 | 1.29 | 1 |  | 0 | 5047641 | 5047641 | 0 | 0 | 0 | 0 | 0 | 0 | 0 | 0 | 0 | 0 | 0 | 0 | 0 | 0 | 0 | 0 | 0 | 0 | 0 | 0 | 12
NO |  | 308 | 2011 | 1 | 15 | 15 |  | MUSKEGON | GRAND RAPIDS | 138 | 138 | WOOD | 31.99 | 0 | 1 |  | 0 | 0 | 0 | 0 | 0 | 0 | 0 | 0 | 0 | 0 | 0 | 0 | 0 | 0 | 0 | 0 | 0 | 0 | 0 | 0 | 0 | 0 | 0 | 12
NO |  | 308 | 2011 | 1 | 16 | 16 |  | TRAVERSE CITY | GAYLORD | 138 | 230 | STEEL | 22.34 | 0 | 1 |  | 176835 | 27538024 | 27714859 | 0 | 0 | 0 | 0 | 0 | 0 | 0 | 0 | 0 | 0 | 0 | 0 | 0 | 0 | 0 | 0 | 0 | 0 | 0 | 0 | 12
NO |  | 308 | 2011 | 1 | 17 | 17 |  | TRAVERSE CITY | GAYLORD | 138 | 138 | WOOD | 89.89 | 0 | 0 |  | 0 | 0 | 0 | 0 | 0 | 0 | 0 | 0 | 0 | 0 | 0 | 0 | 0 | 0 | 0 | 0 | 0 | 0 | 0 | 0 | 0 | 0 | 0 | 12
NO |  | 308 | 2011 | 1 | 18 | 18 |  | KARN | FLINT | 138 | 138 | STEEL | 98.7 | 22.42 | 1 |  | 0 | 7425198 | 7425198 | 0 | 0 | 0 | 0 | 0 | 0 | 0 | 0 | 0 | 0 | 0 | 0 | 0 | 0 | 0 | 0 | 0 | 0 | 0 | 0 | 12
NO |  | 308 | 2011 | 1 | 19 | 19 |  | KARN | FLINT | 138 | 138 | WOOD | 43.14 | 0 | 1 |  | 0 | 0 | 0 | 0 | 0 | 0 | 0 | 0 | 0 | 0 | 0 | 0 | 0 | 0 | 0 | 0 | 0 | 0 | 0 | 0 | 0 | 0 | 0 | 12
NO |  | 308 | 2011 | 1 | 20 | 20 |  | CAMPBELL | GRAND RAPIDS/BATTLE | 138 | 138 | STEEL | 76.47 | 43.81 | 1 |  | 0 | 10646175 | 10646175 | 0 | 0 | 0 | 0 | 0 | 0 | 0 | 0 | 0 | 0 | 0 | 0 | 0 | 0 | 0 | 0 | 0 | 0 | 0 | 0 | 12
NO |  | 308 | 2011 | 1 | 21 | 21 |  | CAMPBELL | GRAND RAPIDS/BATTLE | 138 | 138 | WOOD | 26.92 | 0 | 1 |  | 0 | 0 | 0 | 0 | 0 | 0 | 0 | 0 | 0 | 0 | 0 | 0 | 0 | 0 | 0 | 0 | 0 | 0 | 0 | 0 | 0 | 0 | 0 | 12
NO |  | 308 | 2011 | 1 | 22 | 22 |  | COLDWATER | BATAVIA | 138 | 138 | STEEL | 1.1 | 0 | 1 |  | 0 | 2738800 | 2738800 | 0 | 0 | 0 | 0 | 0 | 0 | 0 | 0 | 0 | 0 | 0 | 0 | 0 | 0 | 0 | 0 | 0 | 0 | 0 | 0 | 12
NO |  | 308 | 2011 | 1 | 23 | 23 |  | COLDWATER | BATAVIA | 138 | 138 | WOOD | 34.56 | 1.99 | 1 |  | 0 | 0 | 0 | 0 | 0 | 0 | 0 | 0 | 0 | 0 | 0 | 0 | 0 | 0 | 0 | 0 | 0 | 0 | 0 | 0 | 0 | 0 | 0 | 12
NO |  | 308 | 2011 | 1 | 24 | 24 |  | CLAREMONT | MANNING | 138 | 138 | STEEL | 6.3 | 5.2 | 1 |  | 0 | 762587 | 762587 | 0 | 0 | 0 | 0 | 0 | 0 | 0 | 0 | 0 | 0 | 0 | 0 | 0 | 0 | 0 | 0 | 0 | 0 | 0 | 0 | 12
NO |  | 308 | 2011 | 1 | 25 | 25 |  | LEONI | PLYMOUTH STREET | 138 | 138 | WOOD | 2.38 | 0 | 1 |  | 0 | 31455 | 31455 | 0 | 0 | 0 | 0 | 0 | 0 | 0 | 0 | 0 | 0 | 0 | 0 | 0 | 0 | 0 | 0 | 0 | 0 | 0 | 0 | 12
NO |  | 308 | 2011 | 1 | 26 | 26 |  | MURPHY | ORR 2 | 138 | 138 | STEEL | 5.34 | 0 | 1 |  | 0 | 4675506 | 4675506 | 0 | 0 | 0 | 0 | 0 | 0 | 0 | 0 | 0 | 0 | 0 | 0 | 0 | 0 | 0 | 0 | 0 | 0 | 0 | 0 | 12
NO |  | 308 | 2011 | 1 | 27 | 27 |  | PUMPED STORAGE | KEYSTONE ONSITE 1 | 345 | 345 | STEEL | 1.12 | 1.12 | 1 |  | 0 | 564962 | 564962 | 0 | 0 | 0 | 0 | 0 | 0 | 0 | 0 | 0 | 0 | 0 | 0 | 0 | 0 | 0 | 0 | 0 | 0 | 0 | 0 | 12
NO |  | 308 | 2011 | 1 | 28 | 28 |  | PUMPED STORAGE | TALLMADGE ONSITE 1 | 345 | 345 | STEEL | 1.03 | 1.03 | 1 |  | 0 | 385659 | 385659 | 0 | 0 | 0 | 0 | 0 | 0 | 0 | 0 | 0 | 0 | 0 | 0 | 0 | 0 | 0 | 0 | 0 | 0 | 0 | 0 | 12
NO |  | 308 | 2011 | 1 | 29 | 29 |  | PUMPED STORAGE | KENOWA ONSITE 1 | 345 | 345 | STEEL | 1.01 | 1.01 | 1 |  | 0 | 421020 | 421020 | 0 | 0 | 0 | 0 | 0 | 0 | 0 | 0 | 0 | 0 | 0 | 0 | 0 | 0 | 0 | 0 | 0 | 0 | 0 | 0 | 12
NO |  | 308 | 2011 | 1 | 30 | 30 |  | PUMPED STORAGE | KENOWA ONSITE | 345 | 345 | STEEL | 1.01 | 1.01 | 1 |  | 0 | 0 | 0 | 0 | 0 | 0 | 0 | 0 | 0 | 0 | 0 | 0 | 0 | 0 | 0 | 0 | 0 | 0 | 0 | 0 | 0 | 0 | 0 | 12
NO |  | 308 | 2011 | 1 | 31 | 31 |  | PALISADES | TALLMADGE 2 | 345 | 345 | STEEL | 131.25 | 122.29 | 1 |  | 0 | 10284389 | 10284389 | 0 | 0 | 0 | 0 | 0 | 0 | 0 | 0 | 0 | 0 | 0 | 0 | 0 | 0 | 0 | 0 | 0 | 0 | 0 | 0 | 12
NO |  | 308 | 2011 | 1 | 32 | 32 |  | PUMPED STORAGE | KEYSTONE OFFSITE | 345 | 345 | STEEL | 86.03 | 2.45 | 1 |  | 0 | 7590315 | 7590315 | 0 | 0 | 0 | 0 | 0 | 0 | 0 | 0 | 0 | 0 | 0 | 0 | 0 | 0 | 0 | 0 | 0 | 0 | 0 | 0 | 12
NO |  | 308 | 2011 | 1 | 33 | 33 |  | KEYSTONE | LIVINGSTON | 345 | 345 | STEEL | 50.32 | 0 | 1 |  | 0 | 4090497 | 4090497 | 0 | 0 | 0 | 0 | 0 | 0 | 0 | 0 | 0 | 0 | 0 | 0 | 0 | 0 | 0 | 0 | 0 | 0 | 0 | 0 | 12
NO |  | 308 | 2011 | 1 | 34 | 34 |  | KEYSTONE | LIVINGSTON | 345 | 345 | WOOD | 0.29 | 0 | 1 |  | 0 | 0 | 0 | 0 | 0 | 0 | 0 | 0 | 0 | 0 | 0 | 0 | 0 | 0 | 0 | 0 | 0 | 0 | 0 | 0 | 0 | 0 | 0 | 12
NO |  | 308 | 2011 | 1 | 35 | 35 |  | PALISADES | ARGENTA | 345 | 345 | STEEL | 38.9 | 38.9 | 1 |  | 0 | 10207430 | 10207430 | 0 | 0 | 0 | 0 | 0 | 0 | 0 | 0 | 0 | 0 | 0 | 0 | 0 | 0 | 0 | 0 | 0 | 0 | 0 | 0 | 12
NO |  | 308 | 2011 | 2 | 1 | 1 |  | PALISADES | PALISADES JCT | 345 | 345 | STEEL | 0.6 | 0.6 | 1 |  | 0 | 403726 | 403726 | 0 | 0 | 0 | 0 | 0 | 0 | 0 | 0 | 0 | 0 | 0 | 0 | 0 | 0 | 0 | 0 | 0 | 0 | 0 | 0 | 12
NO |  | 308 | 2011 | 2 | 2 | 2 |  | ARGENTA | MAJESTIC 3 | 345 | 345 | STEEL | 167.97 | 43.23 | 1 |  | 0 | 14514316 | 14514316 | 0 | 0 | 0 | 0 | 0 | 0 | 0 | 0 | 0 | 0 | 0 | 0 | 0 | 0 | 0 | 0 | 0 | 0 | 0 | 0 | 12
NO |  | 308 | 2011 | 2 | 3 | 3 |  | ARGENTA | MAJESTIC 3 | 345 | 345 | WOOD | 0.01 | 0 | 1 |  | 0 | 0 | 0 | 0 | 0 | 0 | 0 | 0 | 0 | 0 | 0 | 0 | 0 | 0 | 0 | 0 | 0 | 0 | 0 | 0 | 0 | 0 | 0 | 12
NO |  | 308 | 2011 | 2 | 4 | 4 |  | ARGENTA | KENOWA | 345 | 345 | STEEL | 58.9 | 58.9 | 1 |  | 483 | 6475852 | 6476335 | 0 | 0 | 0 | 0 | 0 | 0 | 0 | 0 | 0 | 0 | 0 | 0 | 0 | 0 | 0 | 0 | 0 | 0 | 0 | 0 | 12
NO |  | 308 | 2011 | 2 | 5 | 5 |  | ARGENTA | TWIN BRANCH | 345 | 345 | STEEL | 24.98 | 24.98 | 1 |  | 0 | 4561609 | 4561609 | 0 | 0 | 0 | 0 | 0 | 0 | 0 | 0 | 0 | 0 | 0 | 0 | 0 | 0 | 0 | 0 | 0 | 0 | 0 | 0 | 12
NO |  | 308 | 2011 | 2 | 6 | 6 |  | THETFORD | JEWELL | 345 | 345 | STEEL | 9.52 | 8.25 | 1 |  | 0 | 797870 | 797870 | 0 | 0 | 0 | 0 | 0 | 0 | 0 | 0 | 0 | 0 | 0 | 0 | 0 | 0 | 0 | 0 | 0 | 0 | 0 | 0 | 12
NO |  | 308 | 2011 | 2 | 7 | 7 |  | MONROE | LEMOYNE BAYSHORE | 345 | 345 | STEEL | 13.89 | 13.89 | 1 |  | 0 | 1987314 | 1987314 | 0 | 0 | 0 | 0 | 0 | 0 | 0 | 0 | 0 | 0 | 0 | 0 | 0 | 0 | 0 | 0 | 0 | 0 | 0 | 0 | 12
NO |  | 308 | 2011 | 2 | 8 | 8 |  | KENOWA | THETFORD 4 | 345 | 345 | WOOD | 169.84 | 165.78 | 1 |  | 0 | 19762700 | 19762700 | 0 | 0 | 0 | 0 | 0 | 0 | 0 | 0 | 0 | 0 | 0 | 0 | 0 | 0 | 0 | 0 | 0 | 0 | 0 | 0 | 12
NO |  | 308 | 2011 | 2 | 9 | 9 |  | TITTABAWASSEE | THETFORD | 345 | 345 | STEEL | 125.22 | 117.6 | 1 |  | 0 | 23097765 | 23097765 | 0 | 0 | 0 | 0 | 0 | 0 | 0 | 0 | 0 | 0 | 0 | 0 | 0 | 0 | 0 | 0 | 0 | 0 | 0 | 0 | 12
NO |  | 308 | 2011 | 2 | 10 | 10 |  | TITTABAWASSEE | THETFORD | 345 | 345 | STEEL | 0.18 | 0 | 1 |  | 0 | 0 | 0 | 0 | 0 | 0 | 0 | 0 | 0 | 0 | 0 | 0 | 0 | 0 | 0 | 0 | 0 | 0 | 0 | 0 | 0 | 0 | 0 | 12
NO |  | 308 | 2011 | 2 | 11 | 11 |  | LIVINGSTON | TITTABAWASSEE | 345 | 345 | STEEL | 117.25 | 0 | 1 |  | 0 | 9702469 | 9702469 | 0 | 0 | 0 | 0 | 0 | 0 | 0 | 0 | 0 | 0 | 0 | 0 | 0 | 0 | 0 | 0 | 0 | 0 | 0 | 0 | 12
NO |  | 308 | 2011 | 2 | 12 | 12 |  | LIVINGSTON | TITTABAWASSEE | 345 | 345 | WOOD | 1.62 | 0 | 1 |  | 0 | 0 | 0 | 0 | 0 | 0 | 0 | 0 | 0 | 0 | 0 | 0 | 0 | 0 | 0 | 0 | 0 | 0 | 0 | 0 | 0 | 0 | 0 | 12
NO |  | 308 | 2011 | 2 | 13 | 13 |  | LULU | ALLEN JCT | 345 | 345 | STEEL | 8.02 | 0 | 1 |  | 0 | 1288916 | 1288916 | 0 | 0 | 0 | 0 | 0 | 0 | 0 | 0 | 0 | 0 | 0 | 0 | 0 | 0 | 0 | 0 | 0 | 0 | 0 | 0 | 12
NO |  | 308 | 2011 | 2 | 14 | 14 |  | TITTABAWASSEE | MIDLAND | 345 | 345 | STEEL | 4.8 | 0 | 1 |  | 0 | 1891712 | 1891712 | 0 | 0 | 0 | 0 | 0 | 0 | 0 | 0 | 0 | 0 | 0 | 0 | 0 | 0 | 0 | 0 | 0 | 0 | 0 | 0 | 12
NO |  | 308 | 2011 | 2 | 15 | 15 |  | MAJESTIC | BLACKFOOT | 345 | 345 | STEEL | 36.52 | 0 | 1 |  | 0 | 23095084 | 23095084 | 0 | 0 | 0 | 0 | 0 | 0 | 0 | 0 | 0 | 0 | 0 | 0 | 0 | 0 | 0 | 0 | 0 | 0 | 0 | 0 | 12
NO |  | 308 | 2011 | 2 | 16 | 16 |  | CAMPBELL PLANT | 345 KV SUB | 345 | 345 | STEEL | 0.57 | 0 | 1 |  | 0 | 483987 | 483987 | 0 | 0 | 0 | 0 | 0 | 0 | 0 | 0 | 0 | 0 | 0 | 0 | 0 | 0 | 0 | 0 | 0 | 0 | 0 | 0 | 12
NO |  | 308 | 2011 | 2 | 17 | 17 |  | LUDINGTON | KENOWA 1 | 345 | 345 | STEEL | 72.93 | 0 | 1 |  | 0 | 8940031 | 8940031 | 0 | 0 | 0 | 0 | 0 | 0 | 0 | 0 | 0 | 0 | 0 | 0 | 0 | 0 | 0 | 0 | 0 | 0 | 0 | 0 | 12
NO |  | 308 | 2011 | 2 | 18 | 18 |  | LUDINGTON | KENOWA 2 | 345 | 345 | STEEL | 0.13 | 72.82 | 1 |  | 0 | 0 | 0 | 0 | 0 | 0 | 0 | 0 | 0 | 0 | 0 | 0 | 0 | 0 | 0 | 0 | 0 | 0 | 0 | 0 | 0 | 0 | 0 | 12
NO |  | 308 | 2011 | 2 | 19 | 19 |  | LUDINGTON | TALLMADGE 1 | 345 | 345 | STEEL | 77.75 | 0 | 1 |  | 483 | 10944197 | 10944680 | 0 | 0 | 0 | 0 | 0 | 0 | 0 | 0 | 0 | 0 | 0 | 0 | 0 | 0 | 0 | 0 | 0 | 0 | 0 | 0 | 12
NO |  | 308 | 2011 | 2 | 20 | 20 |  | LUDINGTON | TALLMADGE 2 | 345 | 345 | STEEL | 0 | 77.75 | 1 |  | 0 | 0 | 0 | 0 | 0 | 0 | 0 | 0 | 0 | 0 | 0 | 0 | 0 | 0 | 0 | 0 | 0 | 0 | 0 | 0 | 0 | 0 | 0 | 12
NO |  | 308 | 2011 | 2 | 21 | 21 |  | BLACK RIVER | TYLER | 138 | 138 | STEEL | 10.6 | 7.32 | 1 |  | 0 | 8841508 | 8841508 | 0 | 0 | 0 | 0 | 0 | 0 | 0 | 0 | 0 | 0 | 0 | 0 | 0 | 0 | 0 | 0 | 0 | 0 | 0 | 0 | 12
NO |  | 308 | 2011 | 0 | 36 | 36 |  | TOTAL |  | 0 | 0 |  | 4379 | 1121 | 91 |  | 956345 | 523075467 | 524031812 | 0 | 0 | 0 | 0 | 0 | 0 | 0 | 0 | 0 | 0 | 0 | 0 | 0 | 0 | 0 | 0 | 0 | 0 | 0 | 0 | 12
NO |  | 308 | 2011 | 2 | 22 | 22 |  | VARIOUS | VARIOUS | 0 | 0 |  | 0 | 0 | 0 |  | 0 | 25098 | 25098 | 0 | 0 | 0 | 0 | 0 | 0 | 0 | 0 | 0 | 0 | 0 | 0 | 0 | 0 | 0 | 0 | 0 | 0 | 0 | 0 | 12
NO |  | 438 | 2011 | 0 | 1 | 1 |  | C797 Roberts | OSU | 138 | 138 | ST | 0.12 | 0 | 1 | 1272 KCM ACSR | 0 | 26488236 | 26488236 | 0 | 0 | 0 | 0 | 0 | 0 | 0 | 0 | 0 | 0 | 0 | 0 | 0 | 0 | 0 | 0 | 0 | 0 | 0 | 0 | 12
NO |  | 438 | 2011 | 0 | 2 | 2 |  |  |  | 0 | 0 | UG | 5.55 | 0 | 1 | 2500 MCM XLPE | 0 | 0 | 0 | 0 | 0 | 0 | 0 | 0 | 0 | 0 | 0 | 0 | 0 | 0 | 0 | 0 | 0 | 0 | 0 | 0 | 0 | 0 | 0 | 12
SI/NO | A | 438 | 2011 | 0 | 3 | 3 |  | Lines Under 138KV |  | 0 | 0 |  | 25.45 | 0 | 0 |  | 0 | 16827848 | 16827848 | 0 | 0 | 0 | 398040.84 | 0 | 0 | 0 | 0 | 0 | 0 | 0 | 0 | 0 | 0 | 0 | 0 | 0 | 0 | 0 | 0 | 12
NO |  | 438 | 2011 | 0 | 36 | 36 |  | TOTAL |  | 0 | 0 |  | 31.12 | 0 | 2 |  | 0 | 43316084 | 43316084 | 0 | 0 | 0 | 0 | 0 | 0 | 0 | 0 | 0 | 0 | 0 | 0 | 0 | 0 | 0 | 0 | 0 | 0 | 0 | 0 | 12
NO |  | 442 | 2011 | 0 | 1 | 1 |  | TL 81826 Bartlesville | KG&E Interconnect | 138 | 138 | ST | 15.2 | 0 | 1 | 1590 ACSR | 0 | 12542967 | 12542967 | 0 | 0 | 0 | 0 | 0 | 0 | 0 | 0 | 0 | 0 | 0 | 0 | 0 | 0 | 0 | 0 | 0 | 0 | 0 | 0 | 12
NO |  | 442 | 2011 | 0 | 36 | 36 |  | TOTAL |  | 0 | 0 |  | 28.57 | 0 | 1 |  | 0 | 12542967 | 12542967 | 0 | 0 | 0 | 0 | 0 | 0 | 0 | 0 | 0 | 0 | 0 | 0 | 0 | 0 | 0 | 0 | 0 | 0 | 0 | 0 | 12
NO |  | 442 | 2011 | 0 | 2 | 2 |  |  |  | 0 | 0 | ST | 1.4 | 0 | 0 | 795 T2 ACSR | 0 | 0 | 0 | 0 | 0 | 0 | 0 | 0 | 0 | 0 | 0 | 0 | 0 | 0 | 0 | 0 | 0 | 0 | 0 | 0 | 0 | 0 | 0 | 12
NO |  | 442 | 2011 | 0 | 3 | 3 |  |  |  | 0 | 0 | ST | 5.97 | 0 | 0 | 795 T2 ACSR | 0 | 0 | 0 | 0 | 0 | 0 | 0 | 0 | 0 | 0 | 0 | 0 | 0 | 0 | 0 | 0 | 0 | 0 | 0 | 0 | 0 | 0 | 0 | 12
NO |  | 442 | 2011 | 0 | 4 | 4 |  |  |  | 0 | 0 | ST | 6 | 0 | 0 | 1590 ACSR | 0 | 0 | 0 | 0 | 0 | 0 | 0 | 0 | 0 | 0 | 0 | 0 | 0 | 0 | 0 | 0 | 0 | 0 | 0 | 0 | 0 | 0 | 0 | 12
NO |  | 147 | 2011 | 0 | 1 | 1 |  | ALBUQ DIVISION |  | 0 | 0 |  | 0 | 0 | 0 |  | 0 | 0 | 0 | 0 | 0 | 0 | 0 | 0 | 0 | 0 | 0 | 0 | 0 | 0 | 0 | 0 | 0 | 0 | 0 | 0 | 0 | 0 | 0 | 12
SI/SI | A | 147 | 2011 | 0 | 2 | 2 |  | West Mesa | Window Rock | 115 | 115 | H Frame WD | 161.47 | 0 | 1 | 477 kcmil ACSR | 361010 | 7204884 | 7565894 | 0 | 0 | 0 | 363288.7093 | 0 | 0 | 0 | 0 | 0 | 0 | 0 | 0 | 0 | 0 | 0 | 0 | 0 | 0 | 0 | 0 | 12
SI/SI | A | 147 | 2011 | 0 | 3 | 3 |  | Reeves | Los Alamos | 115 | 115 | H Frame WD | 61.94 | 0 | 1 | 477 kcmil ACSR | 259271 | 4120788 | 4380059 | 0 | 0 | 0 | 210315.6588 | 0 | 0 | 0 | 0 | 0 | 0 | 0 | 0 | 0 | 0 | 0 | 0 | 0 | 0 | 0 | 0 | 12
SI/SI | A | 147 | 2011 | 0 | 4 | 4 |  | Alb 115KV Sys |  | 115 | 115 | H Frame WD | 172.05 | 0 | 1 | 595.6 kcmil ACSR | 943429 | 15869233 | 16812662 | 0 | 0 | 0 | 807287.3183 | 0 | 0 | 0 | 0 | 0 | 0 | 0 | 0 | 0 | 0 | 0 | 0 | 0 | 0 | 0 | 0 | 12
NO |  | 147 | 2011 | 0 | 5 | 5 |  | SOUTHERN NM DIVISION |  | 0 | 0 |  | 0 | 0 | 0 |  | 0 | 0 | 0 | 0 | 0 | 0 | 0 | 0 | 0 | 0 | 0 | 0 | 0 | 0 | 0 | 0 | 0 | 0 | 0 | 0 | 0 | 0 | 0 | 12
SI/SI | A | 147 | 2011 | 0 | 6 | 6 |  | Mimbres Station | Las Cruces | 115 | 115 | H Frame WD | 57.8 | 0 | 1 | 477 kcmil ACSR | 121260 | 619912 | 741172 | 0 | 0 | 0 | 35588.5794 | 0 | 0 | 0 | 0 | 0 | 0 | 0 | 0 | 0 | 0 | 0 | 0 | 0 | 0 | 0 | 0 | 12
SI/SI | A | 147 | 2011 | 0 | 7 | 7 |  | Mimbres Station | Hermanas | 115 | 115 | H Frame WD | 2.93 | 0 | 1 | 477 kc mil ACSR | 24875 | 593506 | 618381 | 0 | 0 | 0 | 29692.5698 | 0 | 0 | 0 | 0 | 0 | 0 | 0 | 0 | 0 | 0 | 0 | 0 | 0 | 0 | 0 | 0 | 12
SI/SI | A | 147 | 2011 | 0 | 8 | 8 |  | Mimbres Station | Hurley Tap | 115 | 115 | H Frame WD | 36.73 | 0 | 1 | 477 kcmil ACSR | 1013 | 1900159 | 1901172 | 0 | 0 | 0 | 91287.8666 | 0 | 0 | 0 | 0 | 0 | 0 | 0 | 0 | 0 | 0 | 0 | 0 | 0 | 0 | 0 | 0 | 12
SI/SI | A | 147 | 2011 | 0 | 9 | 9 |  | Hermanas | Hondale | 115 | 115 | Single WD PL | 8.5 | 0 | 1 | 477 kcmil ACSR | 147675 | 1517337 | 1665012 | 0 | 0 | 0 | 79948.26 | 0 | 0 | 0 | 0 | 0 | 0 | 0 | 0 | 0 | 0 | 0 | 0 | 0 | 0 | 0 | 0 | 12
SI/SI | A | 147 | 2011 | 0 | 10 | 10 |  | Southern NM 115KV |  | 115 | 115 | HF-W,SP-W | 118.33 | 0 | 0 |  | 3521168 | 13189310 | 16710478 | 0 | 0 | 0 | 802380.7873 | 0 | 0 | 0 | 0 | 0 | 0 | 0 | 0 | 0 | 0 | 0 | 0 | 0 | 0 | 0 | 0 | 12
NO |  | 147 | 2011 | 0 | 11 | 11 |  | LAS VEGAS DIVISION |  | 0 | 0 |  | 0 | 0 | 0 |  | 0 | 0 | 0 | 0 | 0 | 0 | 0 | 0 | 0 | 0 | 0 | 0 | 0 | 0 | 0 | 0 | 0 | 0 | 0 | 0 | 0 | 0 | 0 | 12
SI/SI | A | 147 | 2011 | 0 | 12 | 12 |  | Las Vegas 115KV |  | 115 | 115 | H Frame WD | 47.2 | 0 | 1 | 336.4 kcmil ACSR | 120380 | 2101500 | 2221880 | 0 | 0 | 0 | 106687.183 | 0 | 0 | 0 | 0 | 0 | 0 | 0 | 0 | 0 | 0 | 0 | 0 | 0 | 0 | 0 | 0 | 12
NO |  | 147 | 2011 | 0 | 13 | 13 |  | SANTA FE DIVISION |  | 0 | 0 |  | 0 | 0 | 0 |  | 0 | 0 | 0 | 0 | 0 | 0 | 0 | 0 | 0 | 0 | 0 | 0 | 0 | 0 | 0 | 0 | 0 | 0 | 0 | 0 | 0 | 0 | 0 | 12
SI/SI | A | 147 | 2011 | 0 | 14 | 14 |  | Santa Fe 115KV |  | 115 | 115 | H Frame WD | 81.88 | 0 | 1 | 477 kcmil ACSR | 2406933 | 15677036 | 18083969 | 0 | 0 | 0 | 868331.1922 | 0 | 0 | 0 | 0 | 0 | 0 | 0 | 0 | 0 | 0 | 0 | 0 | 0 | 0 | 0 | 0 | 12
NO |  | 147 | 2011 | 0 | 15 | 15 |  | SYSTEM DIVISION |  | 0 | 0 |  | 0 | 0 | 0 |  | 0 | 0 | 0 | 0 | 0 | 0 | 0 | 0 | 0 | 0 | 0 | 0 | 0 | 0 | 0 | 0 | 0 | 0 | 0 | 0 | 0 | 0 | 0 | 12
SI/SI | A | 147 | 2011 | 0 | 16 | 16 |  | System 115KV |  | 0 | 0 |  | 0 | 0 | 0 |  | 0 | 0 | 0 | 0 | 0 | 0 | 0 | 0 | 0 | 0 | 0 | 0 | 0 | 0 | 0 | 0 | 0 | 0 | 0 | 0 | 0 | 0 | 0 | 12
SI/SI | A | 147 | 2011 | 0 | 17 | 17 |  | Person | Belen | 115 | 115 | H Frame WD | 26.9 | 0 | 1 | 477 kcmil ACSR | 24505 | 2436864 | 2461369 | 0 | 0 | 0 | 118186.6369 | 0 | 0 | 0 | 0 | 0 | 0 | 0 | 0 | 0 | 0 | 0 | 0 | 0 | 0 | 0 | 0 | 12
NO |  | 147 | 2011 | 0 | 19 | 19 |  | System 230KV |  | 0 | 0 |  | 0 | 0 | 0 |  | 0 | 0 | 0 | 0 | 0 | 0 | 0 | 0 | 0 | 0 | 0 | 0 | 0 | 0 | 0 | 0 | 0 | 0 | 0 | 0 | 0 | 0 | 0 | 12
NO |  | 147 | 2011 | 0 | 20 | 20 |  | West Mesa | Ambrosia Lake | 230 | 230 | K Frame WD | 68.72 | 0 | 1 | 954 kcmil ACSR | 127854 | 7823052 | 7950906 | 0 | 0 | 0 | 0 | 0 | 0 | 0 | 0 | 0 | 0 | 0 | 0 | 0 | 0 | 0 | 0 | 0 | 0 | 0 | 0 | 12
NO |  | 147 | 2011 | 0 | 21 | 21 |  | Ambrosia Lake | Four Corners | 230 | 230 | K Frame WD | 111.17 | 0 | 1 | 954 kcmil ACSR | 150910 | 4607779 | 4758689 | 0 | 0 | 0 | 0 | 0 | 0 | 0 | 0 | 0 | 0 | 0 | 0 | 0 | 0 | 0 | 0 | 0 | 0 | 0 | 0 | 12
NO |  | 147 | 2011 | 0 | 22 | 22 |  | Kyrene Switchyard (10) |  | 230 | 230 | Steel | 0.45 | 0 | 1 | 2x2156 kcmil AC | 0 | 3998200 | 3998200 | 0 | 0 | 0 | 0 | 0 | 0 | 0 | 0 | 0 | 0 | 0 | 0 | 0 | 0 | 0 | 0 | 0 | 0 | 0 | 0 | 12
NO |  | 147 | 2011 | 0 | 23 | 23 |  | System 345KV |  | 0 | 0 |  | 0 | 0 | 0 |  | 0 | 0 | 0 | 0 | 0 | 0 | 0 | 0 | 0 | 0 | 0 | 0 | 0 | 0 | 0 | 0 | 0 | 0 | 0 | 0 | 0 | 0 | 0 | 12
NO |  | 147 | 2011 | 0 | 24 | 24 |  | San Juan | Shiprock(8) | 345 | 345 | K Frame WD | 1.94 | 0 | 1 | 2x954 kcmil ACSR | 0 | 0 | 0 | 0 | 0 | 0 | 0 | 0 | 0 | 0 | 0 | 0 | 0 | 0 | 0 | 0 | 0 | 0 | 0 | 0 | 0 | 0 | 0 | 12
NO |  | 147 | 2011 | 0 | 25 | 25 |  | West Mesa | 4 Corners #1 | 345 | 345 | K Frame WD | 153.88 | 0 | 1 | 2x795 kcmil ACSR | 381713 | 8066057 | 8447770 | 0 | 0 | 0 | 0 | 0 | 0 | 0 | 0 | 0 | 0 | 0 | 0 | 0 | 0 | 0 | 0 | 0 | 0 | 0 | 0 | 12
NO |  | 147 | 2011 | 0 | 26 | 26 |  | West Mesa | San Juan | 345 | 345 | K Frame WD | 207.6 | 0 | 1 | 2x795 kcmil ACSR | 3116344 | 17336249 | 20452593 | 0 | 0 | 0 | 0 | 0 | 0 | 0 | 0 | 0 | 0 | 0 | 0 | 0 | 0 | 0 | 0 | 0 | 0 | 0 | 0 | 12
NO |  | 147 | 2011 | 0 | 27 | 27 |  | 4 Corners | San Juan (3) | 345 | 345 | K Frame WD | 10.4 | 0 | 1 | 2x795 kcmil ACSR | 63050 | 571886 | 634936 | 0 | 0 | 0 | 0 | 0 | 0 | 0 | 0 | 0 | 0 | 0 | 0 | 0 | 0 | 0 | 0 | 0 | 0 | 0 | 0 | 12
NO |  | 147 | 2011 | 0 | 28 | 28 |  | San Juan | Ojo SW Station | 345 | 345 | K Frame WD | 154.21 | 0 | 1 | 2x795 kcmil ACSR | 1427669 | 10573803 | 12001472 | 0 | 0 | 0 | 0 | 0 | 0 | 0 | 0 | 0 | 0 | 0 | 0 | 0 | 0 | 0 | 0 | 0 | 0 | 0 | 0 | 12
NO |  | 147 | 2011 | 0 | 29 | 29 |  | San Juan | Vail (2) | 345 | 345 | Steel Towers | 412 | 0 | 1 | 2x954 kcmil ACSR | 0 | 5512550 | 5512550 | 0 | 0 | 0 | 0 | 0 | 0 | 0 | 0 | 0 | 0 | 0 | 0 | 0 | 0 | 0 | 0 | 0 | 0 | 0 | 0 | 12
NO |  | 147 | 2011 | 0 | 30 | 30 |  | Sandia | West Mesa | 345 | 345 | K Frame WD | 23.98 | 0 | 1 | 795 kcmil ACSR | 939240 | 3451932 | 4391172 | 0 | 0 | 0 | 0 | 0 | 0 | 0 | 0 | 0 | 0 | 0 | 0 | 0 | 0 | 0 | 0 | 0 | 0 | 0 | 0 | 12
NO |  | 147 | 2011 | 0 | 31 | 31 |  | Greenlee | Hidalgo(4) | 345 | 345 | K Frame WD | 59.9 | 0 | 1 | 795 kcmil ACSR | 0 | 1632878 | 1632878 | 0 | 0 | 0 | 0 | 0 | 0 | 0 | 0 | 0 | 0 | 0 | 0 | 0 | 0 | 0 | 0 | 0 | 0 | 0 | 0 | 12
NO |  | 147 | 2011 | 0 | 32 | 32 |  | Hildalgo | Luna(5) | 345 | 345 | K Frame WD | 50.2 | 0 | 1 | 795 kcmil ACSR | 192350 | 1502166 | 1694516 | 0 | 0 | 0 | 0 | 0 | 0 | 0 | 0 | 0 | 0 | 0 | 0 | 0 | 0 | 0 | 0 | 0 | 0 | 0 | 0 | 12
NO |  | 147 | 2011 | 0 | 33 | 33 |  | San Juan | McKinley (7) | 345 | 345 | Steel Delta | 96 | 0 | 1 | 2x954 kcmil ACSR | 1283 | 2854892 | 2856175 | 0 | 0 | 0 | 0 | 0 | 0 | 0 | 0 | 0 | 0 | 0 | 0 | 0 | 0 | 0 | 0 | 0 | 0 | 0 | 0 | 12
NO |  | 147 | 2011 | 0 | 34 | 34 |  | McKinley | Springerville(7) | 345 | 345 | Steel Delta | 96 | 0 | 1 | 2x954 kcmil ACSR | 76962 | 4429146 | 4506108 | 0 | 0 | 0 | 0 | 0 | 0 | 0 | 0 | 0 | 0 | 0 | 0 | 0 | 0 | 0 | 0 | 0 | 0 | 0 | 0 | 12
NO |  | 147 | 2011 | 0 | 35 | 35 |  | Springerville | Coronado(7) | 345 | 345 | Lattice Steel | 21.84 | 0 | 1 | 2x954 kcmil ACSR | 108037 | 3755399 | 3863436 | 0 | 0 | 0 | 0 | 0 | 0 | 0 | 0 | 0 | 0 | 0 | 0 | 0 | 0 | 0 | 0 | 0 | 0 | 0 | 0 | 12
NO |  | 147 | 2011 | 1 | 1 | 1 |  | EIP BA | Blackwater(9) | 345 | 345 | Lat tSteel TWR | 222.84 | 0 | 1 | 795 kcmil ACSR | 3622211 | 34485602 | 38107813 | 0 | 0 | 0 | 0 | 0 | 0 | 0 | 0 | 0 | 0 | 0 | 0 | 0 | 0 | 0 | 0 | 0 | 0 | 0 | 0 | 12
NO |  | 147 | 2011 | 1 | 2 | 2 |  | Amrad | Eddy (1) | 345 | 345 |  | 125 | 0 | 0 |  | 0 | 0 | 0 | 0 | 0 | 0 | 0 | 0 | 0 | 0 | 0 | 0 | 0 | 0 | 0 | 0 | 0 | 0 | 0 | 0 | 0 | 0 | 0 | 12
NO |  | 147 | 2011 | 1 | 3 | 3 |  | Norton | BA | 345 | 345 | K Frame WD | 42.3 | 0 | 1 | 2x795 kcmil ACSR | 917318 | 10120682 | 11038000 | 0 | 0 | 0 | 0 | 0 | 0 | 0 | 0 | 0 | 0 | 0 | 0 | 0 | 0 | 0 | 0 | 0 | 0 | 0 | 0 | 12
NO |  | 147 | 2011 | 1 | 4 | 4 |  | System 500KV |  | 0 | 0 |  | 0 | 0 | 0 |  | 0 | 0 | 0 | 0 | 0 | 0 | 0 | 0 | 0 | 0 | 0 | 0 | 0 | 0 | 0 | 0 | 0 | 0 | 0 | 0 | 0 | 0 | 0 | 12
NO |  | 147 | 2011 | 1 | 5 | 5 |  | Palo Verde | West Wing I (6) | 500 | 500 | Steel Tower | 46.08 | 0 | 1 | 3x1780 kcmil ACSR | 0 | 1699280 | 1699280 | 0 | 0 | 0 | 0 | 0 | 0 | 0 | 0 | 0 | 0 | 0 | 0 | 0 | 0 | 0 | 0 | 0 | 0 | 0 | 0 | 12
NO |  | 147 | 2011 | 1 | 6 | 6 |  | Palo Verde | Kyrene (6) | 500 | 525 | Lattice Steel | 73 | 0 | 1 | 3x1780 kcmil AC | 0 | 5199597 | 5199597 | 0 | 0 | 0 | 0 | 0 | 0 | 0 | 0 | 0 | 0 | 0 | 0 | 0 | 0 | 0 | 0 | 0 | 0 | 0 | 0 | 12
NO |  | 147 | 2011 | 1 | 7 | 7 |  | Palo Verde | West Wing II (6) | 500 | 500 | Steel Tower | 46.08 | 0 | 1 | 3x1780 kcmil ACSR | 381698 | 2134972 | 2516670 | 0 | 0 | 0 | 0 | 0 | 0 | 0 | 0 | 0 | 0 | 0 | 0 | 0 | 0 | 0 | 0 | 0 | 0 | 0 | 0 | 12
NO |  | 147 | 2011 | 1 | 8 | 8 |  | BERNALILLO DIVISION |  | 0 | 0 |  | 0 | 0 | 0 |  | 0 | 0 | 0 | 0 | 0 | 0 | 0 | 0 | 0 | 0 | 0 | 0 | 0 | 0 | 0 | 0 | 0 | 0 | 0 | 0 | 0 | 0 | 0 | 12
SI/SI | A | 147 | 2011 | 1 | 9 | 9 |  | Panorama Station | Plains Electric | 115 | 115 | Steel | 4.36 | 0 | 1 | 477kcmil ACSR | 7024 | 1841817 | 1848841 | 0 | 0 | 0 | 88775.1085 | 0 | 0 | 0 | 0 | 0 | 0 | 0 | 0 | 0 | 0 | 0 | 0 | 0 | 0 | 0 | 0 | 12
SI/SI | A | 147 | 2011 | 1 | 10 | 10 |  | N. Bern Tap |  | 115 | 115 | Steel | 0.09 | 0 | 1 | 795 kcmil ACSR | 200 | 14426 | 14626 | 0 | 0 | 0 | 702.2912 | 0 | 0 | 0 | 0 | 0 | 0 | 0 | 0 | 0 | 0 | 0 | 0 | 0 | 0 | 0 | 0 | 12
SI/SI | A | 147 | 2011 | 1 | 11 | 11 |  | BA Switch Station | Rio Rancho Tao | 115 | 115 | Steel | 17.01 | 0 | 1 | 954 kcmil ACSR | 5747545 | 6558711 | 12306256 | 0 | 0 | 0 | 590904.9028 | 0 | 0 | 0 | 0 | 0 | 0 | 0 | 0 | 0 | 0 | 0 | 0 | 0 | 0 | 0 | 0 | 12
SI/SI | A | 147 | 2011 | 1 | 12 | 12 |  | W Mesa Reeves/Sara |  | 115 | 115 | Steel Tower | 3.84 | 0 | 1 | 477 kcmil ACSR | 0 | 0 | 0 | 0 | 0 | 0 | 0 | 0 | 0 | 0 | 0 | 0 | 0 | 0 | 0 | 0 | 0 | 0 | 0 | 0 | 0 | 0 | 0 | 12
SI/SI | A | 147 | 2011 | 1 | 13 | 13 |  | Pachmann | Progress | 115 | 115 | Steel | 6 | 0 | 1 | 795 kcmil ACSR | 10879 | 1961118 | 1971997 | 0 | 0 | 0 | 94688.6442 | 0 | 0 | 0 | 0 | 0 | 0 | 0 | 0 | 0 | 0 | 0 | 0 | 0 | 0 | 0 | 0 | 12
SI/SI | A | 147 | 2011 | 1 | 14 | 14 |  | Rio Puerco | Veranda | 115 | 115 | Steel | 12 | 0 | 1 | 795 kcmil ACSR | 3109 | 2453410 | 2456519 | 0 | 0 | 0 | 117953.7563 | 0 | 0 | 0 | 0 | 0 | 0 | 0 | 0 | 0 | 0 | 0 | 0 | 0 | 0 | 0 | 0 | 12
NO |  | 147 | 2011 | 1 | 15 | 15 |  | BELEN DIVISION |  | 0 | 0 |  | 0 | 0 | 0 |  | 0 | 0 | 0 | 0 | 0 | 0 | 0 | 0 | 0 | 0 | 0 | 0 | 0 | 0 | 0 | 0 | 0 | 0 | 0 | 0 | 0 | 0 | 0 | 12
SI/SI | A | 147 | 2011 | 1 | 16 | 16 |  | Belen 115KV |  | 115 | 115 | H Frame WD | 13 | 0 | 1 |  | 142450 | 3151232 | 3293682 | 0 | 0 | 0 | 158151.4997 | 0 | 0 | 0 | 0 | 0 | 0 | 0 | 0 | 0 | 0 | 0 | 0 | 0 | 0 | 0 | 0 | 12
NO |  | 147 | 2011 | 1 | 17 | 17 |  | TRI STATE PURCHASE (11) |  | 0 | 0 |  | 0 | 0 | 0 |  | 0 | 0 | 0 | 0 | 0 | 0 | 0 | 0 | 0 | 0 | 0 | 0 | 0 | 0 | 0 | 0 | 0 | 0 | 0 | 0 | 0 | 0 | 0 | 12
SI/SI | A | 147 | 2011 | 1 | 18 | 18 |  | Albuquerque | Grants | 115 | 115 | H Frame WD | 65.42 | 0 | 1 | 266.8 kcmil ACSR | 114987 | 1215591 | 1330578 | 0 | 0 | 0 | 63889.8674 | 0 | 0 | 0 | 0 | 0 | 0 | 0 | 0 | 0 | 0 | 0 | 0 | 0 | 0 | 0 | 0 | 12
SI/SI | A | 147 | 2011 | 1 | 19 | 19 |  | Grants | Bluewater | 115 | 115 | H Frame WD | 11.17 | 0 | 1 | 266.8 kcmil ACSR | 13026 | 232601 | 245627 | 0 | 0 | 0 | 11794.18 | 0 | 0 | 0 | 0 | 0 | 0 | 0 | 0 | 0 | 0 | 0 | 0 | 0 | 0 | 0 | 0 | 12
SI/SI | A | 147 | 2011 | 1 | 20 | 20 |  | Bluewater | Ambrosia | 115 | 115 | H Frame WD | 11.3 | 0 | 1 | 266.8 kcmil ACSR | 22490 | 783484 | 805974 | 0 | 0 | 0 | 38700.1528 | 0 | 0 | 0 | 0 | 0 | 0 | 0 | 0 | 0 | 0 | 0 | 0 | 0 | 0 | 0 | 0 | 12
SI/SI | A | 147 | 2011 | 1 | 21 | 21 |  | Albuquerque | Algodones | 115 | 115 | H Frame WD | 27.58 | 0 | 1 | 397.5 kcmil ACSR | 509 | 289374 | 289883 | 0 | 0 | 0 | 13919.2039 | 0 | 0 | 0 | 0 | 0 | 0 | 0 | 0 | 0 | 0 | 0 | 0 | 0 | 0 | 0 | 0 | 12
SI/SI | A | 147 | 2011 | 1 | 22 | 22 |  | Algodones | Espanola | 115 | 115 | H Frame WD | 57.4 | 0 | 1 | 397.5 kcmil ACSR | 1796732 | 3986770 | 5783502 | 0 | 0 | 0 | 277704.2577 | 0 | 0 | 0 | 0 | 0 | 0 | 0 | 0 | 0 | 0 | 0 | 0 | 0 | 0 | 0 | 0 | 12
SI/SI | A | 147 | 2011 | 1 | 23 | 23 |  | Algodones | Moriarty | 115 | 115 | H Frame WD | 39.79 | 0 | 1 | 397.5 kcmil ACSR | 140260 | 1335779 | 1476039 | 0 | 0 | 0 | 70874.4139 | 0 | 0 | 0 | 0 | 0 | 0 | 0 | 0 | 0 | 0 | 0 | 0 | 0 | 0 | 0 | 0 | 12
SI/SI | A | 147 | 2011 | 1 | 24 | 24 |  | Moriarty | Willard | 115 | 115 | Steel Sngl PL | 27.76 | 0 | 1 | 397.5 kcmil ACSR | 54145 | 768069 | 822214 | 0 | 0 | 0 | 39479.9429 | 0 | 0 | 0 | 0 | 0 | 0 | 0 | 0 | 0 | 0 | 0 | 0 | 0 | 0 | 0 | 0 | 12
SI/SI | A | 147 | 2011 | 1 | 25 | 25 |  | OJO | Espanola | 115 | 115 | H Frame WD | 5.5 | 0 | 1 | 397.5 kcmil ACSR | 43097 | 338137 | 381234 | 0 | 0 | 0 | 18305.5707 | 0 | 0 | 0 | 0 | 0 | 0 | 0 | 0 | 0 | 0 | 0 | 0 | 0 | 0 | 0 | 0 | 12
SI/SI | A | 147 | 2011 | 1 | 26 | 26 |  | Albuquerque | Belen | 115 | 115 | H Frame WD | 35.81 | 0 | 1 | 397.5 kcmil ACSR | 4804162 | 3260363 | 8064525 | 0 | 0 | 0 | 387231.288 | 0 | 0 | 0 | 0 | 0 | 0 | 0 | 0 | 0 | 0 | 0 | 0 | 0 | 0 | 0 | 0 | 12
SI/SI | A | 147 | 2011 | 1 | 27 | 27 |  | Belen | Willard | 115 | 115 | H Frame WD | 51.5 | 0 | 1 | 410 kcmil ACSR | 2515722 | 15803867 | 18319589 | 0 | 0 | 0 | 879644.8698 | 0 | 0 | 0 | 0 | 0 | 0 | 0 | 0 | 0 | 0 | 0 | 0 | 0 | 0 | 0 | 0 | 12
NO |  | 147 | 2011 | 1 | 30 | 30 |  | See 422-423.2 Footnote |  | 0 | 0 |  | 0 | 0 | 0 |  | 0 | 0 | 0 | 338757 | 919761 | 11890158 | 13148676 | 611470060 | 0 | 0 | 0 | 0 | 0 | 0 | 0 | 0 | 0 | 0 | 0 | 0 | 0 | 0 | 0 | 12
NO |  | 147 | 2011 | 0 | 36 | 36 |  | TOTAL |  | 0 | 0 |  | 3188.85 | 0 | 47 |  | 34854495 | 238981400 | 273835895 | 338757 | 919761 | 11890158 | 13148676 | 0 | 0 | 0 | 0 | 0 | 0 | 0 | 0 | 0 | 0 | 0 | 0 | 0 | 0 | 0 | 0 | 12
NO |  | 3 | 2011 | 0 | 1 | 1 |  | Bart Lake Substation | East Terminal Yard | 138 | 138 | 1 | 3.2 | 0 | 1 | 556 ACSR Dove | 0 | 0 | 0 | 0 | 0 | 0 | 0 | 0 | 0 | 0 | 0 | 0 | 0 | 0 | 0 | 0 | 0 | 0 | 0 | 0 | 0 | 0 | 0 | 12
NO |  | 3 | 2011 | 0 | 3 | 3 |  | Annex Creek | Thane Substation | 23 | 23 | 1,2,3 | 10.95 | 0 | 1 | 2/0 CU | 0 | 0 | 0 | 0 | 0 | 0 | 0 | 0 | 0 | 0 | 0 | 0 | 0 | 0 | 0 | 0 | 0 | 0 | 0 | 0 | 0 | 0 | 0 | 12
NO |  | 3 | 2011 | 0 | 4 | 4 |  |  |  | 0 | 0 |  | 0 | 0 | 0 | 1/2" HSS | 0 | 0 | 0 | 0 | 0 | 0 | 0 | 0 | 0 | 0 | 0 | 0 | 0 | 0 | 0 | 0 | 0 | 0 | 0 | 0 | 0 | 0 | 0 | 12
NO |  | 3 | 2011 | 0 | 5 | 5 |  |  |  | 23 | 23 | 4 | 1.3 | 0 | 0 | CU 4/0 U/G | 0 | 0 | 0 | 0 | 0 | 0 | 0 | 0 | 0 | 0 | 0 | 0 | 0 | 0 | 0 | 0 | 0 | 0 | 0 | 0 | 0 | 0 | 0 | 12
NO |  | 3 | 2011 | 0 | 6 | 6 |  | Thane Substation | Sheep Creek Substation | 23 | 23 | 1 | 0.25 | 0 | 1 | #2 CU | 0 | 0 | 0 | 0 | 0 | 0 | 0 | 0 | 0 | 0 | 0 | 0 | 0 | 0 | 0 | 0 | 0 | 0 | 0 | 0 | 0 | 0 | 0 | 12
NO |  | 3 | 2011 | 0 | 8 | 8 |  | Thane Substation Line 1 | Snow Slide East Line 1 | 69 | 69 | 1 | 2.18 | 0 | 1 | 652.4 AAAC | 0 | 0 | 0 | 0 | 0 | 0 | 0 | 0 | 0 | 0 | 0 | 0 | 0 | 0 | 0 | 0 | 0 | 0 | 0 | 0 | 0 | 0 | 0 | 12
NO |  | 3 | 2011 | 0 | 10 | 10 |  | Snow Slide East Line 1 | Snow Slide West Line 1 | 69 | 69 | 4 | 0.3 | 0 | 1 | 1000MCM CU DUCT | 0 | 0 | 0 | 0 | 0 | 0 | 0 | 0 | 0 | 0 | 0 | 0 | 0 | 0 | 0 | 0 | 0 | 0 | 0 | 0 | 0 | 0 | 0 | 12
NO |  | 3 | 2011 | 0 | 12 | 12 |  | Snow Slide West Line 1 | Lower Salmon Substation | 69 | 69 | 1 | 4.9 | 0 | 1 | 652.4 AAAC | 0 | 0 | 0 | 0 | 0 | 0 | 0 | 0 | 0 | 0 | 0 | 0 | 0 | 0 | 0 | 0 | 0 | 0 | 0 | 0 | 0 | 0 | 0 | 12
NO |  | 3 | 2011 | 0 | 14 | 14 |  | Second Street | Capitol Avenue | 69 | 69 | 4 | 0.57 | 0 | 1 | 500MCM CU DUCT | 0 | 0 | 0 | 0 | 0 | 0 | 0 | 0 | 0 | 0 | 0 | 0 | 0 | 0 | 0 | 0 | 0 | 0 | 0 | 0 | 0 | 0 | 0 | 12
NO |  | 3 | 2011 | 0 | 16 | 16 |  | Thane Substation Line 2 | Snow Slide East Line 2 | 69 | 69 | 1 | 2.18 | 0 | 1 | 652.4 AAAC | 0 | 0 | 0 | 0 | 0 | 0 | 0 | 0 | 0 | 0 | 0 | 0 | 0 | 0 | 0 | 0 | 0 | 0 | 0 | 0 | 0 | 0 | 0 | 12
NO |  | 3 | 2011 | 0 | 18 | 18 |  | Snow Slide East Line 2 | Snow Slide West Line 2 | 69 | 69 | 2 | 0.18 | 0 | 1 | 336 ACSR | 0 | 0 | 0 | 0 | 0 | 0 | 0 | 0 | 0 | 0 | 0 | 0 | 0 | 0 | 0 | 0 | 0 | 0 | 0 | 0 | 0 | 0 | 0 | 12
NO |  | 3 | 2011 | 0 | 20 | 20 |  | Snow Slide West Line 2 | Lower Salmon | 69 | 69 | 1 | 4.07 | 0 | 1 | 652.4 AAAC | 0 | 0 | 0 | 0 | 0 | 0 | 0 | 0 | 0 | 0 | 0 | 0 | 0 | 0 | 0 | 0 | 0 | 0 | 0 | 0 | 0 | 0 | 0 | 12
NO |  | 3 | 2011 | 0 | 21 | 21 |  |  |  | 69 | 69 | 1,2 | 0 | 0.76 | 2 | 652.4 AAAC | 0 | 0 | 0 | 0 | 0 | 0 | 0 | 0 | 0 | 0 | 0 | 0 | 0 | 0 | 0 | 0 | 0 | 0 | 0 | 0 | 0 | 0 | 0 | 12
NO |  | 3 | 2011 | 0 | 23 | 23 |  | Switch T809 | West Juneau | 69 | 69 | 1 | 0.44 | 0 | 1 | 652.4 AAAC | 0 | 0 | 0 | 0 | 0 | 0 | 0 | 0 | 0 | 0 | 0 | 0 | 0 | 0 | 0 | 0 | 0 | 0 | 0 | 0 | 0 | 0 | 0 | 12
NO |  | 3 | 2011 | 0 | 25 | 25 |  | West Juneau | North Douglas | 69 | 69 | 1 | 11.55 | 0 | 1 | 556 AAAC | 0 | 0 | 0 | 0 | 0 | 0 | 0 | 0 | 0 | 0 | 0 | 0 | 0 | 0 | 0 | 0 | 0 | 0 | 0 | 0 | 0 | 0 | 0 | 12
NO |  | 3 | 2011 | 0 | 27 | 27 |  | West Juneau | Douglas Substation | 12.47 | 69 | 1 | 1.3 | 0 | 1 | 336.4 ACSR Merlin | 0 | 0 | 0 | 0 | 0 | 0 | 0 | 0 | 0 | 0 | 0 | 0 | 0 | 0 | 0 | 0 | 0 | 0 | 0 | 0 | 0 | 0 | 0 | 12
NO |  | 3 | 2011 | 0 | 28 | 28 |  |  |  | 0 | 23 | 1 | 0.4 | 0 | 0 | 2/0 ACSR | 0 | 0 | 0 | 0 | 0 | 0 | 0 | 0 | 0 | 0 | 0 | 0 | 0 | 0 | 0 | 0 | 0 | 0 | 0 | 0 | 0 | 0 | 0 | 12
NO |  | 3 | 2011 | 0 | 29 | 29 |  |  |  | 0 | 0 |  | 0 | 0 | 0 | #2 CU | 0 | 0 | 0 | 0 | 0 | 0 | 0 | 0 | 0 | 0 | 0 | 0 | 0 | 0 | 0 | 0 | 0 | 0 | 0 | 0 | 0 | 0 | 0 | 12
NO |  | 3 | 2011 | 0 | 30 | 30 |  | Lower Salmon | Switch T736 | 69 | 69 | 1 | 6.3 | 0 | 1 | 652.4 AAAC | 0 | 0 | 0 | 0 | 0 | 0 | 0 | 0 | 0 | 0 | 0 | 0 | 0 | 0 | 0 | 0 | 0 | 0 | 0 | 0 | 0 | 0 | 0 | 12
NO |  | 3 | 2011 | 0 | 32 | 32 |  | Switch T736 | Loop | 69 | 69 | 1 | 2.22 | 0 | 1 | 652.4 AAAC | 0 | 0 | 0 | 0 | 0 | 0 | 0 | 0 | 0 | 0 | 0 | 0 | 0 | 0 | 0 | 0 | 0 | 0 | 0 | 0 | 0 | 0 | 0 | 12
NO |  | 3 | 2011 | 0 | 34 | 34 |  | Switch T736 | Airport Substation | 69 | 69 | 1 | 0.64 | 0 | 1 | 652.4 AAAC | 0 | 0 | 0 | 0 | 0 | 0 | 0 | 0 | 0 | 0 | 0 | 0 | 0 | 0 | 0 | 0 | 0 | 0 | 0 | 0 | 0 | 0 | 0 | 12
NO |  | 3 | 2011 | 1 | 1 | 1 |  | Auke Bay Tap | Auke Bay | 69 | 69 | 1 | 2.88 | 0 | 1 | 652.4 AAAC | 0 | 0 | 0 | 0 | 0 | 0 | 0 | 0 | 0 | 0 | 0 | 0 | 0 | 0 | 0 | 0 | 0 | 0 | 0 | 0 | 0 | 0 | 0 | 12
NO |  | 3 | 2011 | 1 | 3 | 3 |  | Auke Bay | Lena Loop | 69 | 69 | 1 | 4.2 | 0 | 1 | 652.4 AAAC | 0 | 0 | 0 | 0 | 0 | 0 | 0 | 0 | 0 | 0 | 0 | 0 | 0 | 0 | 0 | 0 | 0 | 0 | 0 | 0 | 0 | 0 | 0 | 12
NO |  | 3 | 2011 | 1 | 5 | 5 |  | Fred Meyer Tap | Airport Sub | 69 | 69 | 1 | 0.68 | 0 | 1 | 4/0 ACSR | 0 | 0 | 0 | 0 | 0 | 0 | 0 | 0 | 0 | 0 | 0 | 0 | 0 | 0 | 0 | 0 | 0 | 0 | 0 | 0 | 0 | 0 | 0 | 12
NO |  | 3 | 2011 | 1 | 35 | 35 |  |  |  | 0 | 0 |  | 0 | 0 | 0 |  | 22837 | 28974767 | 28997604 | 87990 | 274677 | 0 | 362667 | 0 | 0 | 0 | 0 | 0 | 0 | 0 | 0 | 0 | 0 | 0 | 0 | 0 | 0 | 0 | 0 | 12
SI/SI | A | 3 | 2011 | 0 | 36 | 36 |  | TOTAL |  | 0 | 0 |  | 60.69 | 0.76 | 21 |  | 22837 | 28974767 | 28997604 | 87990 | 274677 | 0 | 362667 | 0 | 0 | 0 | 0 | 0 | 0 | 0 | 0 | 0 | 0 | 0 | 0 | 0 | 0 | 0 | 0 | 12
NO |  | 150 | 2011 | 0 | 1 | 1 |  | 3rd Ac Trans Line |  | 500 | 500 |  | 0 | 0 | 0 |  | 0 | 0 | 0 | 0 | 0 | 0 | 0 | 611501152 | 0 | 0 | 0 | 0 | 0 | 0 | 0 | 0 | 0 | 0 | 0 | 0 | 0 | 0 | 0 | 12
NO |  | 150 | 2011 | 0 | 2 | 2 |  | Broadview S Y | Townsend A Line | 500 | 500 | SCST | 133.4 | 0 | 1 | 4-795 ACSR | 0 | 0 | 0 | 0 | 0 | 0 | 0 | 611501153 | 0 | 0 | 0 | 0 | 0 | 0 | 0 | 0 | 0 | 0 | 0 | 0 | 0 | 0 | 0 | 12
NO |  | 150 | 2011 | 0 | 3 | 3 |  | Broadview S Y | Townsend B Line | 500 | 500 | SCST | 133.4 | 0 | 1 | 4-795 ACSR | 0 | 0 | 0 | 0 | 0 | 0 | 0 | 611501154 | 0 | 0 | 0 | 0 | 0 | 0 | 0 | 0 | 0 | 0 | 0 | 0 | 0 | 0 | 0 | 12
NO |  | 150 | 2011 | 0 | 4 | 4 |  | Colstrip 3 | Switch Yard | 500 | 500 | SCST | 0.4 | 0 | 1 | 2-2250 ACSR | 0 | 0 | 0 | 0 | 0 | 0 | 0 | 611501155 | 0 | 0 | 0 | 0 | 0 | 0 | 0 | 0 | 0 | 0 | 0 | 0 | 0 | 0 | 0 | 12
NO |  | 150 | 2011 | 0 | 5 | 5 |  | Colstrip 4 | Switch Yard | 500 | 500 | SCST | 0.4 | 0 | 1 | 2-2250 ACSR | 0 | 0 | 0 | 0 | 0 | 0 | 0 | 611501156 | 0 | 0 | 0 | 0 | 0 | 0 | 0 | 0 | 0 | 0 | 0 | 0 | 0 | 0 | 0 | 12
NO |  | 150 | 2011 | 0 | 6 | 6 |  | Colstrip SY | Broadview A Line | 500 | 500 | SCST | 112.7 | 0 | 1 | 4-795 ACSR | 0 | 0 | 0 | 0 | 0 | 0 | 0 | 611501157 | 0 | 0 | 0 | 0 | 0 | 0 | 0 | 0 | 0 | 0 | 0 | 0 | 0 | 0 | 0 | 12
NO |  | 150 | 2011 | 0 | 7 | 7 |  | Colstrip SY | Broadview B Line | 500 | 500 | SCST | 115.9 | 0 | 1 | 4-795 ACSR | 0 | 0 | 0 | 0 | 0 | 0 | 0 | 611501158 | 0 | 0 | 0 | 0 | 0 | 0 | 0 | 0 | 0 | 0 | 0 | 0 | 0 | 0 | 0 | 12
NO |  | 150 | 2011 | 0 | 8 | 8 |  | 500 Kv Tot |  | 0 | 0 |  | 0 | 0 | 0 |  | 1753427 | 114781971 | 116535398 | 0 | 0 | 0 | 0 | 0 | 0 | 0 | 0 | 0 | 0 | 0 | 0 | 0 | 0 | 0 | 0 | 0 | 0 | 0 | 0 | 12
NO |  | 150 | 2011 | 0 | 9 | 9 |  | Bpa Covington | Berrydale | 230 | 230 | DCST,SCST | 2.04 | 0 | 2 | 2-1590 ACSS | 0 | 0 | 0 | 0 | 0 | 0 | 0 | 0 | 0 | 0 | 0 | 0 | 0 | 0 | 0 | 0 | 0 | 0 | 0 | 0 | 0 | 0 | 0 | 12
NO |  | 150 | 2011 | 0 | 10 | 10 |  | Bpa Covington | White River #2 | 230 | 230 | DCST | 9.24 | 0 | 1 | 2-1272 ACSR | 0 | 0 | 0 | 0 | 0 | 0 | 0 | 0 | 0 | 0 | 0 | 0 | 0 | 0 | 0 | 0 | 0 | 0 | 0 | 0 | 0 | 0 | 0 | 12
NO |  | 150 | 2011 | 0 | 11 | 11 |  | Bpa Maple Valley | Talbot #1 | 230 | 230 | SCST | 0.18 | 0 | 1 | 2-1780 ACSR | 0 | 0 | 0 | 0 | 0 | 0 | 0 | 0 | 0 | 0 | 0 | 0 | 0 | 0 | 0 | 0 | 0 | 0 | 0 | 0 | 0 | 0 | 0 | 12
NO |  | 150 | 2011 | 0 | 12 | 12 |  | Bpa Maple Valley | Talbot #2 | 230 | 230 | SCST | 0.15 | 0 | 1 | 2-1780 ACSR | 0 | 0 | 0 | 0 | 0 | 0 | 0 | 0 | 0 | 0 | 0 | 0 | 0 | 0 | 0 | 0 | 0 | 0 | 0 | 0 | 0 | 0 | 0 | 12
NO |  | 150 | 2011 | 0 | 13 | 13 |  | Bpa Monroe | Novelty Hill | 230 | 230 | SCST, DCST | 0.27 | 0 | 1 | 1780 ACSR | 0 | 0 | 0 | 0 | 0 | 0 | 0 | 0 | 0 | 0 | 0 | 0 | 0 | 0 | 0 | 0 | 0 | 0 | 0 | 0 | 0 | 0 | 0 | 12
NO |  | 150 | 2011 | 0 | 14 | 14 |  | Bpa Shelton | South Bremerton | 230 | 230 | WHF | 0.8 | 0 | 1 | 1590 ACSR | 0 | 0 | 0 | 0 | 0 | 0 | 0 | 0 | 0 | 0 | 0 | 0 | 0 | 0 | 0 | 0 | 0 | 0 | 0 | 0 | 0 | 0 | 0 | 12
NO |  | 150 | 2011 | 0 | 15 | 15 |  | Bpa South Tacoma | White River | 230 | 230 | SCST, DCST | 0.42 | 0 | 1 | 795 ACSR | 0 | 0 | 0 | 0 | 0 | 0 | 0 | 0 | 0 | 0 | 0 | 0 | 0 | 0 | 0 | 0 | 0 | 0 | 0 | 0 | 0 | 0 | 0 | 12
NO |  | 150 | 2011 | 0 | 16 | 16 |  | Cascade | White River | 230 | 230 | SCST, WHF | 68.99 | 0 | 1 | 1272 ACSR | 0 | 0 | 0 | 0 | 0 | 0 | 0 | 0 | 0 | 0 | 0 | 0 | 0 | 0 | 0 | 0 | 0 | 0 | 0 | 0 | 0 | 0 | 0 | 12
NO |  | 150 | 2011 | 0 | 17 | 17 |  | Christopher | O'Brien #4 | 230 | 230 | DCST | 4.75 | 0 | 1 | 1272 ACSR | 0 | 0 | 0 | 0 | 0 | 0 | 0 | 0 | 0 | 0 | 0 | 0 | 0 | 0 | 0 | 0 | 0 | 0 | 0 | 0 | 0 | 0 | 0 | 12
NO |  | 150 | 2011 | 0 | 18 | 18 |  | Colstrip 1 | Switch Yard | 230 | 230 | SCST | 0.4 | 0 | 1 | 1272 ACSR | 0 | 0 | 0 | 0 | 0 | 0 | 0 | 0 | 0 | 0 | 0 | 0 | 0 | 0 | 0 | 0 | 0 | 0 | 0 | 0 | 0 | 0 | 0 | 12
NO |  | 150 | 2011 | 0 | 19 | 19 |  | Colstrip 2 | Switch Yard | 230 | 230 | SCST | 0.4 | 0 | 1 | 1272 ACSR | 0 | 0 | 0 | 0 | 0 | 0 | 0 | 0 | 0 | 0 | 0 | 0 | 0 | 0 | 0 | 0 | 0 | 0 | 0 | 0 | 0 | 0 | 0 | 12
NO |  | 150 | 2011 | 0 | 20 | 20 |  | Freddy/Epcor | Bpa South Tacoma #1 | 230 | 230 | UG CABLE | 0.97 | 0 | 1 | 1750 KCML | 0 | 0 | 0 | 0 | 0 | 0 | 0 | 611501159 | 0 | 0 | 0 | 0 | 0 | 0 | 0 | 0 | 0 | 0 | 0 | 0 | 0 | 0 | 0 | 12
NO |  | 150 | 2011 | 0 | 21 | 21 |  | Horse Ranch Tap | Bpa Monroe Snohomish | 230 | 230 | WHF, SCST | 3.48 | 0 | 1 | 1272 ACSR | 0 | 0 | 0 | 0 | 0 | 0 | 0 | 0 | 0 | 0 | 0 | 0 | 0 | 0 | 0 | 0 | 0 | 0 | 0 | 0 | 0 | 0 | 0 | 12
NO |  | 150 | 2011 | 0 | 22 | 22 |  | North Intertie |  | 230 | 230 |  | 0 | 0 | 0 |  | 0 | 0 | 0 | 0 | 0 | 0 | 0 | 611501160 | 0 | 0 | 0 | 0 | 0 | 0 | 0 | 0 | 0 | 0 | 0 | 0 | 0 | 0 | 0 | 12
NO |  | 150 | 2011 | 0 | 23 | 23 |  | Poison Spring | Wind Ridge | 230 | 230 | HF2 | 4.1 | 0 | 1 | 1272 ACSR | 0 | 0 | 0 | 0 | 0 | 0 | 0 | 0 | 0 | 0 | 0 | 0 | 0 | 0 | 0 | 0 | 0 | 0 | 0 | 0 | 0 | 0 | 0 | 12
NO |  | 150 | 2011 | 0 | 24 | 24 |  | Rocky Ridge | Cascade | 230 | 230 | WHF, SCST | 57.29 | 0 | 1 | 1272 ACSR | 0 | 0 | 0 | 0 | 0 | 0 | 0 | 0 | 0 | 0 | 0 | 0 | 0 | 0 | 0 | 0 | 0 | 0 | 0 | 0 | 0 | 0 | 0 | 12
NO |  | 150 | 2011 | 0 | 25 | 25 |  | Sammamish | Bpa Maple Valley #1 | 230 | 230 | DCST, SCST | 8.14 | 0 | 1 | 1780 ACSR | 0 | 0 | 0 | 0 | 0 | 0 | 0 | 0 | 0 | 0 | 0 | 0 | 0 | 0 | 0 | 0 | 0 | 0 | 0 | 0 | 0 | 0 | 0 | 12
NO |  | 150 | 2011 | 0 | 26 | 26 |  | Sammamish | Novelty Hill #2 | 230 | 230 | DCST, SCST | 7.91 | 0 | 1 | 1780 ACSR | 0 | 0 | 0 | 0 | 0 | 0 | 0 | 0 | 0 | 0 | 0 | 0 | 0 | 0 | 0 | 0 | 0 | 0 | 0 | 0 | 0 | 0 | 0 | 12
NO |  | 150 | 2011 | 0 | 27 | 27 |  | SCL Bothell | Sammamish | 230 | 230 | WHF | 13.28 | 0 | 1 | 1590 ACSS | 0 | 0 | 0 | 0 | 0 | 0 | 0 | 0 | 0 | 0 | 0 | 0 | 0 | 0 | 0 | 0 | 0 | 0 | 0 | 0 | 0 | 0 | 0 | 12
NO |  | 150 | 2011 | 0 | 28 | 28 |  | Sedro Woolley | Bpa Bellingham | 230 | 230 | WHF | 0.11 | 0 | 1 | 1.6" AACTW | 0 | 0 | 0 | 0 | 0 | 0 | 0 | 0 | 0 | 0 | 0 | 0 | 0 | 0 | 0 | 0 | 0 | 0 | 0 | 0 | 0 | 0 | 0 | 12
NO |  | 150 | 2011 | 0 | 29 | 29 |  | Sedro Woolley | Horseranch | 230 | 230 | SCST | 38.95 | 0 | 1 | 2-795 ACSR | 0 | 0 | 0 | 0 | 0 | 0 | 0 | 0 | 0 | 0 | 0 | 0 | 0 | 0 | 0 | 0 | 0 | 0 | 0 | 0 | 0 | 0 | 0 | 12
NO |  | 150 | 2011 | 0 | 30 | 30 |  | Sedro Woolley | March Point | 230 | 230 | SWP, DCST | 23.07 | 0 | 1 | 2-397.5 ACSR | 0 | 0 | 0 | 0 | 0 | 0 | 0 | 0 | 0 | 0 | 0 | 0 | 0 | 0 | 0 | 0 | 0 | 0 | 0 | 0 | 0 | 0 | 0 | 12
NO |  | 150 | 2011 | 0 | 31 | 31 |  | Sedro Woolley | SCL Bothell | 230 | 230 | WHF | 49.04 | 0 | 1 | 2-795 ACSR | 0 | 0 | 0 | 0 | 0 | 0 | 0 | 0 | 0 | 0 | 0 | 0 | 0 | 0 | 0 | 0 | 0 | 0 | 0 | 0 | 0 | 0 | 0 | 12
NO |  | 150 | 2011 | 0 | 32 | 32 |  | Sedro Woolley Tap |  | 230 | 230 | WHF | 0.18 | 0 | 1 | 795 ACSR | 0 | 0 | 0 | 0 | 0 | 0 | 0 | 611501161 | 0 | 0 | 0 | 0 | 0 | 0 | 0 | 0 | 0 | 0 | 0 | 0 | 0 | 0 | 0 | 12
NO |  | 150 | 2011 | 0 | 33 | 33 |  | Talbot | Berrydale #3 | 230 | 230 | DCST | 7.94 | 0 | 2 | 2-1590 ACSR | 0 | 0 | 0 | 0 | 0 | 0 | 0 | 0 | 0 | 0 | 0 | 0 | 0 | 0 | 0 | 0 | 0 | 0 | 0 | 0 | 0 | 0 | 0 | 12
NO |  | 150 | 2011 | 0 | 34 | 34 |  | Talbot | O'Brien #3 | 230 | 230 | DCST | 7.22 | 0 | 2 | 2-1272 ACSR | 0 | 0 | 0 | 0 | 0 | 0 | 0 | 0 | 0 | 0 | 0 | 0 | 0 | 0 | 0 | 0 | 0 | 0 | 0 | 0 | 0 | 0 | 0 | 12
NO |  | 150 | 2011 | 0 | 35 | 35 |  | Wanapum | Wind Ridge | 230 | 230 | RHES-MOD,PSET | 21.11 | 0 | 1 | 2-1272 ACSR | 0 | 0 | 0 | 0 | 0 | 0 | 0 | 0 | 0 | 0 | 0 | 0 | 0 | 0 | 0 | 0 | 0 | 0 | 0 | 0 | 0 | 0 | 0 | 12
NO |  | 150 | 2011 | 0 | 36 | 36 |  | TOTAL |  | 0 | 0 |  | 831.15 | 0 | 36 |  | 7553943 | 294756618 | 302310561 | 0 | 0 | 0 | 0 | 0 | 0 | 0 | 0 | 0 | 0 | 0 | 0 | 0 | 0 | 0 | 0 | 0 | 0 | 0 | 0 | 12
NO |  | 150 | 2011 | 1 | 1 | 1 |  | Wild Horse | Poison Spring | 230 | 230 | HF2 | 4.52 | 0 | 1 | 1272 ACSR | 0 | 0 | 0 | 0 | 0 | 0 | 0 | 0 | 0 | 0 | 0 | 0 | 0 | 0 | 0 | 0 | 0 | 0 | 0 | 0 | 0 | 0 | 0 | 12
NO |  | 150 | 2011 | 1 | 2 | 2 |  | 230 KV Tot |  | 0 | 0 |  | 0 | 0 | 0 |  | 5185693 | 169041269 | 174226962 | 0 | 0 | 0 | 0 | 0 | 0 | 0 | 0 | 0 | 0 | 0 | 0 | 0 | 0 | 0 | 0 | 0 | 0 | 0 | 0 | 12
SI/NO | A | 150 | 2011 | 1 | 3 | 3 |  | 115 KV Tot |  | 0 | 0 |  | 0 | 0 | 0 |  | 614823 | 8612439 | 9227262 | 0 | 0 | 0 | 218258.8717 | 611501163 | 0 | 0 | 0 | 0 | 0 | 0 | 0 | 0 | 0 | 0 | 0 | 0 | 0 | 0 | 0 | 12
NO |  | 150 | 2011 | 1 | 4 | 4 |  | ARO as per FAS 143 |  | 0 | 0 |  | 0 | 0 | 0 |  | 0 | 2320939 | 2320939 | 0 | 0 | 0 | 0 | 611501162 | 0 | 0 | 0 | 0 | 0 | 0 | 0 | 0 | 0 | 0 | 0 | 0 | 0 | 0 | 0 | 12
NO |  | 150 | 2011 | 1 | 5 | 5 |  |  |  | 0 | 0 |  | 0 | 0 | 0 |  | 0 | 0 | 0 | 0 | 0 | 0 | 0 | 611501164 | 0 | 0 | 0 | 0 | 0 | 0 | 0 | 0 | 0 | 0 | 0 | 0 | 0 | 0 | 0 | 12
NO |  | 32 | 2011 | 0 | 1 | 1 |  |  |  | 0 | 0 |  | 0 | 0 | 0 |  | 0 | 0 | 0 | 0 | 0 | 0 | 0 | 610320230 | 0 | 0 | 0 | 0 | 0 | 0 | 0 | 0 | 0 | 0 | 0 | 0 | 0 | 0 | 0 | 12
NO |  | 32 | 2011 | 0 | 2 | 2 |  | 138 KV Line |  | 0 | 0 |  | 0 | 0 | 0 |  | 25981815 | 695760141 | 721741956 | 0 | 0 | 0 | 0 | 0 | 0 | 0 | 0 | 0 | 0 | 0 | 0 | 0 | 0 | 0 | 0 | 0 | 0 | 0 | 0 | 12
NO |  | 32 | 2011 | 0 | 4 | 4 |  | 345 KV Line |  | 0 | 0 |  | 0 | 0 | 0 |  | 74186780 | 722811987 | 796998767 | 0 | 0 | 0 | 0 | 0 | 0 | 0 | 0 | 0 | 0 | 0 | 0 | 0 | 0 | 0 | 0 | 0 | 0 | 0 | 0 | 12
NO |  | 32 | 2011 | 0 | 6 | 6 |  | 765 KV Line |  | 0 | 0 |  | 0 | 0 | 0 |  | 9676969 | 47413677 | 57090646 | 0 | 0 | 0 | 0 | 0 | 0 | 0 | 0 | 0 | 0 | 0 | 0 | 0 | 0 | 0 | 0 | 0 | 0 | 0 | 0 | 12
NO |  | 32 | 2011 | 0 | 34 | 34 |  | Overhead Line Expenses |  | 0 | 0 |  | 0 | 0 | 0 |  | 0 | 0 | 0 | 0 | 18773301 | 439977 | 19213278 | 0 | 0 | 0 | 0 | 0 | 0 | 0 | 0 | 0 | 0 | 0 | 0 | 0 | 0 | 0 | 0 | 12
NO |  | 32 | 2011 | 0 | 35 | 35 |  | Undergound Line Expenses |  | 0 | 0 |  | 0 | 0 | 0 |  | 0 | 0 | 0 | 0 | 2858413 | 210 | 2858623 | 0 | 0 | 0 | 0 | 0 | 0 | 0 | 0 | 0 | 0 | 0 | 0 | 0 | 0 | 0 | 0 | 12
NO |  | 32 | 2011 | 1 | 1 | 1 |  | 765KV LINES OVERHEAD |  | 0 | 0 |  | 0 | 0 | 0 |  | 0 | 0 | 0 | 0 | 0 | 0 | 0 | 0 | 0 | 0 | 0 | 0 | 0 | 0 | 0 | 0 | 0 | 0 | 0 | 0 | 0 | 0 | 0 | 12
NO |  | 32 | 2011 | 1 | 2 | 2 |  | 2315 COLLINS | PLANO | 765 | 765 | ST | 34.41 | 0 | 1 | 4-1585 AE ACAR | 0 | 0 | 0 | 0 | 0 | 0 | 0 | 0 | 0 | 0 | 0 | 0 | 0 | 0 | 0 | 0 | 0 | 0 | 0 | 0 | 0 | 0 | 0 | 12
NO |  | 32 | 2011 | 1 | 3 | 3 |  | 11215 WILTON CENTER | ILL-IND STATE LINE | 765 | 765 | ST | 27.82 | 0 | 1 | 4-1277 ACAR | 0 | 0 | 0 | 0 | 0 | 0 | 0 | 0 | 0 | 0 | 0 | 0 | 0 | 0 | 0 | 0 | 0 | 0 | 0 | 0 | 0 | 0 | 0 | 12
NO |  | 32 | 2011 | 1 | 4 | 4 |  | 11216 WILTON CENTER | COLLINS | 765 | 765 | ST | 27.37 | 0 | 1 | 4-1585 AE ACAR | 0 | 0 | 0 | 0 | 0 | 0 | 0 | 0 | 0 | 0 | 0 | 0 | 0 | 0 | 0 | 0 | 0 | 0 | 0 | 0 | 0 | 0 | 0 | 12
NO |  | 32 | 2011 | 1 | 5 | 5 |  | 345KV LINES OVERHEAD |  | 0 | 0 |  | 0 | 0 | 0 | 345kV LINES OVERH | 0 | 0 | 0 | 0 | 0 | 0 | 0 | 0 | 0 | 0 | 0 | 0 | 0 | 0 | 0 | 0 | 0 | 0 | 0 | 0 | 0 | 0 | 0 | 12
NO |  | 32 | 2011 | 1 | 6 | 6 |  | 0101 LASALLE | PLANO | 345 | 345 | ST | 28.64 | 0 | 1 | 2-1277 ACSR | 0 | 0 | 0 | 0 | 0 | 0 | 0 | 0 | 0 | 0 | 0 | 0 | 0 | 0 | 0 | 0 | 0 | 0 | 0 | 0 | 0 | 0 | 0 | 12
NO |  | 32 | 2011 | 1 | 7 | 7 |  | 0101 LASALLE | PLANO | 345 | 345 | SP | 12.32 | 0 | 0 | 2-1277 ACSR | 0 | 0 | 0 | 0 | 0 | 0 | 0 | 0 | 0 | 0 | 0 | 0 | 0 | 0 | 0 | 0 | 0 | 0 | 0 | 0 | 0 | 0 | 0 | 12
NO |  | 32 | 2011 | 1 | 8 | 8 |  | 0102 LASALLE | PLANO | 345 | 345 | ST | 0.47 | 28.14 | 1 | 2-1277 ACSR | 0 | 0 | 0 | 0 | 0 | 0 | 0 | 0 | 0 | 0 | 0 | 0 | 0 | 0 | 0 | 0 | 0 | 0 | 0 | 0 | 0 | 0 | 0 | 12
NO |  | 32 | 2011 | 1 | 9 | 9 |  | 0102 LASALLE | PLANO | 345 | 345 | SP | 0 | 12.32 | 0 | 2-1277 ACSR, 2-T2 | 0 | 0 | 0 | 0 | 0 | 0 | 0 | 0 | 0 | 0 | 0 | 0 | 0 | 0 | 0 | 0 | 0 | 0 | 0 | 0 | 0 | 0 | 0 | 12
NO |  | 32 | 2011 | 1 | 10 | 10 |  | 0103 LASALLE | BRAIDWOOD | 345 | 345 | SP | 24.86 | 0 | 1 | 2-1277 ACSR | 0 | 0 | 0 | 0 | 0 | 0 | 0 | 0 | 0 | 0 | 0 | 0 | 0 | 0 | 0 | 0 | 0 | 0 | 0 | 0 | 0 | 0 | 0 | 12
NO |  | 32 | 2011 | 1 | 11 | 11 |  | 0103 LASALLE | BRAIDWOOD | 345 | 345 | ST | 0.69 | 0 | 0 | 2-1277 ACSR | 0 | 0 | 0 | 0 | 0 | 0 | 0 | 0 | 0 | 0 | 0 | 0 | 0 | 0 | 0 | 0 | 0 | 0 | 0 | 0 | 0 | 0 | 0 | 12
NO |  | 32 | 2011 | 1 | 12 | 12 |  | 0104 LASALLE | BRAIDWOOD | 345 | 345 | ST | 0.58 | 0 | 1 | 2-1277 ACSR | 0 | 0 | 0 | 0 | 0 | 0 | 0 | 0 | 0 | 0 | 0 | 0 | 0 | 0 | 0 | 0 | 0 | 0 | 0 | 0 | 0 | 0 | 0 | 12
NO |  | 32 | 2011 | 1 | 13 | 13 |  | 0104 LASALLE | BRAIDWOOD | 345 | 345 | SP | 0 | 24.86 | 0 | 2-1277 ACSR | 0 | 0 | 0 | 0 | 0 | 0 | 0 | 0 | 0 | 0 | 0 | 0 | 0 | 0 | 0 | 0 | 0 | 0 | 0 | 0 | 0 | 0 | 0 | 12
NO |  | 32 | 2011 | 1 | 14 | 14 |  | 0301 POWERTON | KATYDID | 345 | 345 | SP | 1.39 | 0 | 1 | 2-1277 ACAR | 0 | 0 | 0 | 0 | 0 | 0 | 0 | 0 | 0 | 0 | 0 | 0 | 0 | 0 | 0 | 0 | 0 | 0 | 0 | 0 | 0 | 0 | 0 | 12
NO |  | 32 | 2011 | 1 | 15 | 15 |  | 0301 POWERTON | KATYDID | 345 | 345 | ST | 72.12 | 0 | 0 | 2-1277 ACAR | 0 | 0 | 0 | 0 | 0 | 0 | 0 | 0 | 0 | 0 | 0 | 0 | 0 | 0 | 0 | 0 | 0 | 0 | 0 | 0 | 0 | 0 | 0 | 12
NO |  | 32 | 2011 | 1 | 16 | 16 |  | 0301 POWERTON | KATYDID | 345 | 345 | WP | 0.48 | 0 | 0 | 2-1277 ACAR | 0 | 0 | 0 | 0 | 0 | 0 | 0 | 0 | 0 | 0 | 0 | 0 | 0 | 0 | 0 | 0 | 0 | 0 | 0 | 0 | 0 | 0 | 0 | 12
NO |  | 32 | 2011 | 1 | 17 | 17 |  | 0302 POWERTON | DRESDEN | 345 | 345 | SP | 2.32 | 0 | 1 | 2-1277 ACAR | 0 | 0 | 0 | 0 | 0 | 0 | 0 | 0 | 0 | 0 | 0 | 0 | 0 | 0 | 0 | 0 | 0 | 0 | 0 | 0 | 0 | 0 | 0 | 12
NO |  | 32 | 2011 | 1 | 18 | 18 |  | 0302 POWERTON | DRESDEN | 345 | 345 | ST | 102.21 | 0 | 0 | 2-1277 ACAR, 2338 | 0 | 0 | 0 | 0 | 0 | 0 | 0 | 0 | 0 | 0 | 0 | 0 | 0 | 0 | 0 | 0 | 0 | 0 | 0 | 0 | 0 | 0 | 0 | 12
NO |  | 32 | 2011 | 1 | 19 | 19 |  | 0303 POWERTON | GOODINGS GROVE | 345 | 345 | WP | 0.47 | 0 | 1 | 2-1277 ACAR | 0 | 0 | 0 | 0 | 0 | 0 | 0 | 0 | 0 | 0 | 0 | 0 | 0 | 0 | 0 | 0 | 0 | 0 | 0 | 0 | 0 | 0 | 0 | 12
NO |  | 32 | 2011 | 1 | 20 | 20 |  | 0303 POWERTON | GOODINGS GROVE | 345 | 345 | SP | 0 | 1.67 | 0 | 2-1277 ACAR, 2156 | 0 | 0 | 0 | 0 | 0 | 0 | 0 | 0 | 0 | 0 | 0 | 0 | 0 | 0 | 0 | 0 | 0 | 0 | 0 | 0 | 0 | 0 | 0 | 12
NO |  | 32 | 2011 | 1 | 21 | 21 |  | 0303 POWERTON | GOODINGS GROVE | 345 | 345 | ST | 0.75 | 124.14 | 0 | 2-1277 ACAR, 2338 | 0 | 0 | 0 | 0 | 0 | 0 | 0 | 0 | 0 | 0 | 0 | 0 | 0 | 0 | 0 | 0 | 0 | 0 | 0 | 0 | 0 | 0 | 0 | 12
NO |  | 32 | 2011 | 1 | 22 | 22 |  | 0304 POWERTON | TAXEWELL (CILCO) | 345 | 345 | ST | 0 | 8.9 | 1 | 2-1277 ACAR | 0 | 0 | 0 | 0 | 0 | 0 | 0 | 0 | 0 | 0 | 0 | 0 | 0 | 0 | 0 | 0 | 0 | 0 | 0 | 0 | 0 | 0 | 0 | 12
NO |  | 32 | 2011 | 1 | 23 | 23 |  | 0304 POWERTON | TAXEWELL (CILCO) | 345 | 345 | ST | 0.12 | 0 | 0 | 2-1277 ACAR | 0 | 0 | 0 | 0 | 0 | 0 | 0 | 0 | 0 | 0 | 0 | 0 | 0 | 0 | 0 | 0 | 0 | 0 | 0 | 0 | 0 | 0 | 0 | 12
NO |  | 32 | 2011 | 1 | 24 | 24 |  | 0403 QUAD CITIES | CORDOVA | 345 | 345 | ST | 1.96 | 0 | 1 | 2338 ACAR, 2-103W | 0 | 0 | 0 | 0 | 0 | 0 | 0 | 0 | 0 | 0 | 0 | 0 | 0 | 0 | 0 | 0 | 0 | 0 | 0 | 0 | 0 | 0 | 0 | 12
NO |  | 32 | 2011 | 1 | 25 | 25 |  | 0403 QUAD CITIES | CORDOVA | 345 | 345 | SP | 0.17 | 0 | 0 | 2-1277 ACAR | 0 | 0 | 0 | 0 | 0 | 0 | 0 | 0 | 0 | 0 | 0 | 0 | 0 | 0 | 0 | 0 | 0 | 0 | 0 | 0 | 0 | 0 | 0 | 12
NO |  | 32 | 2011 | 1 | 26 | 26 |  | 0404 QUAD CITIES | N.W. STEEL & WIRE | 345 | 345 | ST | 33.07 | 0 | 1 | 2-1277 ACAR | 0 | 0 | 0 | 0 | 0 | 0 | 0 | 0 | 0 | 0 | 0 | 0 | 0 | 0 | 0 | 0 | 0 | 0 | 0 | 0 | 0 | 0 | 0 | 12
NO |  | 32 | 2011 | 1 | 27 | 27 |  | 0621 BYRON | CHERRY VALLEY | 345 | 345 | ST | 0.26 | 13.17 | 1 | 2156 ACSR | 0 | 0 | 0 | 0 | 0 | 0 | 0 | 0 | 0 | 0 | 0 | 0 | 0 | 0 | 0 | 0 | 0 | 0 | 0 | 0 | 0 | 0 | 0 | 12
NO |  | 32 | 2011 | 1 | 28 | 28 |  | 0621 BYRON | CHERRY VALLEY | 345 | 345 | SP | 8.07 | 0 | 0 | 2156 ACSR | 0 | 0 | 0 | 0 | 0 | 0 | 0 | 0 | 0 | 0 | 0 | 0 | 0 | 0 | 0 | 0 | 0 | 0 | 0 | 0 | 0 | 0 | 0 | 12
NO |  | 32 | 2011 | 1 | 29 | 29 |  | 0622 BYRON | CHERRY VALLEY | 345 | 345 | ST | 21.52 | 0 | 1 | 2156 ACSR, 2338 A | 0 | 0 | 0 | 0 | 0 | 0 | 0 | 0 | 0 | 0 | 0 | 0 | 0 | 0 | 0 | 0 | 0 | 0 | 0 | 0 | 0 | 0 | 0 | 12
NO |  | 32 | 2011 | 1 | 30 | 30 |  | 0622 BYRON | CHERRY VALLEY | 345 | 345 | SP | 0.02 | 0 | 0 | 2156 ACSR | 0 | 0 | 0 | 0 | 0 | 0 | 0 | 0 | 0 | 0 | 0 | 0 | 0 | 0 | 0 | 0 | 0 | 0 | 0 | 0 | 0 | 0 | 0 | 12
NO |  | 32 | 2011 | 1 | 31 | 31 |  | 0624 BYRON | WEMPLETOWN | 345 | 345 | ST | 0.41 | 0 | 1 | 2156 ACSR | 0 | 0 | 0 | 0 | 0 | 0 | 0 | 0 | 0 | 0 | 0 | 0 | 0 | 0 | 0 | 0 | 0 | 0 | 0 | 0 | 0 | 0 | 0 | 12
NO |  | 32 | 2011 | 1 | 32 | 32 |  | 0624 BYRON | WEMPLETOWN | 345 | 345 | SP | 27.87 | 0 | 0 | 2156 ACSR, 2-2156 | 0 | 0 | 0 | 0 | 0 | 0 | 0 | 0 | 0 | 0 | 0 | 0 | 0 | 0 | 0 | 0 | 0 | 0 | 0 | 0 | 0 | 0 | 0 | 12
NO |  | 32 | 2011 | 1 | 33 | 33 |  | 0627 BYRON | LEE COUNTY E.C. | 345 | 345 | ST | 11.11 | 0 | 1 | 2-1277 ACAR | 0 | 0 | 0 | 0 | 0 | 0 | 0 | 0 | 0 | 0 | 0 | 0 | 0 | 0 | 0 | 0 | 0 | 0 | 0 | 0 | 0 | 0 | 0 | 12
NO |  | 32 | 2011 | 1 | 34 | 34 |  | 0627 BYRON | LEE COUNTY E.C. | 345 | 345 | SP | 0.07 | 0 | 0 | 2-1277 ACAR | 0 | 0 | 0 | 0 | 0 | 0 | 0 | 0 | 0 | 0 | 0 | 0 | 0 | 0 | 0 | 0 | 0 | 0 | 0 | 0 | 0 | 0 | 0 | 12
NO |  | 32 | 2011 | 1 | 35 | 35 |  | 0627 BYRON | LEE COUNTY E.C. | 345 | 345 | ST | 0.49 | 0 | 0 | 2156 ACSR | 0 | 0 | 0 | 0 | 0 | 0 | 0 | 0 | 0 | 0 | 0 | 0 | 0 | 0 | 0 | 0 | 0 | 0 | 0 | 0 | 0 | 0 | 0 | 12
NO |  | 32 | 2011 | 2 | 1 | 1 |  | 0627 BYRON | LEE COUNTY E.C. | 345 | 345 | SP | 7.8 | 0 | 0 | 2156 ACSR | 0 | 0 | 0 | 0 | 0 | 0 | 0 | 0 | 0 | 0 | 0 | 0 | 0 | 0 | 0 | 0 | 0 | 0 | 0 | 0 | 0 | 0 | 0 | 12
NO |  | 32 | 2011 | 2 | 2 | 2 |  | 0722 STATE LINE | BURNHAM | 345 | 345 | ST | 3.83 | 0 | 1 | 2338 ACAR | 0 | 0 | 0 | 0 | 0 | 0 | 0 | 0 | 0 | 0 | 0 | 0 | 0 | 0 | 0 | 0 | 0 | 0 | 0 | 0 | 0 | 0 | 0 | 12
NO |  | 32 | 2011 | 2 | 3 | 3 |  | 1220 DRESDEN | ELWOOD E.C. | 345 | 345 | ST | 0 | 11.69 | 1 | 2338 ACAR | 0 | 0 | 0 | 0 | 0 | 0 | 0 | 0 | 0 | 0 | 0 | 0 | 0 | 0 | 0 | 0 | 0 | 0 | 0 | 0 | 0 | 0 | 0 | 12
NO |  | 32 | 2011 | 2 | 4 | 4 |  | 1220 DRESDEN | ELWOOD E.C. | 345 | 345 | SP | 0 | 0.4 | 0 | T2-1113 | 0 | 0 | 0 | 0 | 0 | 0 | 0 | 0 | 0 | 0 | 0 | 0 | 0 | 0 | 0 | 0 | 0 | 0 | 0 | 0 | 0 | 0 | 0 | 12
NO |  | 32 | 2011 | 2 | 5 | 5 |  | 1220 DRESDEN | ELWOOD E.C. | 345 | 345 | ST | 0.34 | 0 | 0 | 2338 ACAR | 0 | 0 | 0 | 0 | 0 | 0 | 0 | 0 | 0 | 0 | 0 | 0 | 0 | 0 | 0 | 0 | 0 | 0 | 0 | 0 | 0 | 0 | 0 | 12
NO |  | 32 | 2011 | 2 | 6 | 6 |  | 1220 DRESDEN | ELWOOD E.C. | 345 | 345 | SP | 0.16 | 0 | 0 | 2156 ACSR | 0 | 0 | 0 | 0 | 0 | 0 | 0 | 0 | 0 | 0 | 0 | 0 | 0 | 0 | 0 | 0 | 0 | 0 | 0 | 0 | 0 | 0 | 0 | 12
NO |  | 32 | 2011 | 2 | 7 | 7 |  | 1221 DRESDEN | WOLFS | 345 | 345 | ST | 1.09 | 0 | 1 | 2338 ACAR | 0 | 0 | 0 | 0 | 0 | 0 | 0 | 0 | 0 | 0 | 0 | 0 | 0 | 0 | 0 | 0 | 0 | 0 | 0 | 0 | 0 | 0 | 0 | 12
NO |  | 32 | 2011 | 2 | 8 | 8 |  | 1221 DRESDEN | WOLFS | 345 | 345 | ST | 22.71 | 0 | 0 | 2156 ACSR | 0 | 0 | 0 | 0 | 0 | 0 | 0 | 0 | 0 | 0 | 0 | 0 | 0 | 0 | 0 | 0 | 0 | 0 | 0 | 0 | 0 | 0 | 0 | 12
NO |  | 32 | 2011 | 2 | 9 | 9 |  | 1221 DRESDEN | WOLFS | 345 | 345 | SP | 0.94 | 0 | 0 | 2156 ACSR | 0 | 0 | 0 | 0 | 0 | 0 | 0 | 0 | 0 | 0 | 0 | 0 | 0 | 0 | 0 | 0 | 0 | 0 | 0 | 0 | 0 | 0 | 0 | 12
NO |  | 32 | 2011 | 2 | 10 | 10 |  | 1222 DRESDEN | ELWOOD E.C. | 345 | 345 | SP | 0.54 | 0 | 1 | T2-1113,2156 ACSR | 0 | 0 | 0 | 0 | 0 | 0 | 0 | 0 | 0 | 0 | 0 | 0 | 0 | 0 | 0 | 0 | 0 | 0 | 0 | 0 | 0 | 0 | 0 | 12
NO |  | 32 | 2011 | 2 | 11 | 11 |  | 1222 DRESDEN | ELWOOD E.C. | 345 | 345 | ST | 11.89 | 0 | 0 | 2338 ACAR | 0 | 0 | 0 | 0 | 0 | 0 | 0 | 0 | 0 | 0 | 0 | 0 | 0 | 0 | 0 | 0 | 0 | 0 | 0 | 0 | 0 | 0 | 0 | 12
NO |  | 32 | 2011 | 2 | 12 | 12 |  | 1223 DRESDEN | ELECTRIC JUNCTION | 345 | 345 | ST | 0.19 | 28.53 | 1 | 2156 ACSR | 0 | 0 | 0 | 0 | 0 | 0 | 0 | 0 | 0 | 0 | 0 | 0 | 0 | 0 | 0 | 0 | 0 | 0 | 0 | 0 | 0 | 0 | 0 | 12
NO |  | 32 | 2011 | 2 | 13 | 13 |  | 1223 DRESDEN | ELECTRIC JUNCTION | 345 | 345 | ST | 0.26 | 1.07 | 0 | 2338 ACAR | 0 | 0 | 0 | 0 | 0 | 0 | 0 | 0 | 0 | 0 | 0 | 0 | 0 | 0 | 0 | 0 | 0 | 0 | 0 | 0 | 0 | 0 | 0 | 12
NO |  | 32 | 2011 | 2 | 14 | 14 |  | 1223 DRESDEN | ELECTRIC JUNCTION | 345 | 345 | SP | 0.04 | 1.08 | 0 | 2156 ACSR | 0 | 0 | 0 | 0 | 0 | 0 | 0 | 0 | 0 | 0 | 0 | 0 | 0 | 0 | 0 | 0 | 0 | 0 | 0 | 0 | 0 | 0 | 0 | 12
NO |  | 32 | 2011 | 2 | 15 | 15 |  | 1309 CRAWFORD | FISK TERMINAL | 345 | 345 | SP | 4.65 | 0 | 1 | T2-1113 | 0 | 0 | 0 | 0 | 0 | 0 | 0 | 0 | 0 | 0 | 0 | 0 | 0 | 0 | 0 | 0 | 0 | 0 | 0 | 0 | 0 | 0 | 0 | 12
NO |  | 32 | 2011 | 2 | 16 | 16 |  | 1310 CRAWFORD | FISK | 345 | 345 | SP | 0.18 | 4.39 | 1 | T2-1113 | 0 | 0 | 0 | 0 | 0 | 0 | 0 | 0 | 0 | 0 | 0 | 0 | 0 | 0 | 0 | 0 | 0 | 0 | 0 | 0 | 0 | 0 | 0 | 12
NO |  | 32 | 2011 | 2 | 17 | 17 |  | 1311 CRAWFORD | GOODINGS GROVE | 345 | 345 | SP | 9.86 | 0 | 1 | 2156 ACSR, 2338 A | 0 | 0 | 0 | 0 | 0 | 0 | 0 | 0 | 0 | 0 | 0 | 0 | 0 | 0 | 0 | 0 | 0 | 0 | 0 | 0 | 0 | 0 | 0 | 12
NO |  | 32 | 2011 | 2 | 18 | 18 |  | 1311 CRAWFORD | GOODINGS GROVE | 345 | 345 | ST | 10.64 | 0 | 0 | 2156 ACSR | 0 | 0 | 0 | 0 | 0 | 0 | 0 | 0 | 0 | 0 | 0 | 0 | 0 | 0 | 0 | 0 | 0 | 0 | 0 | 0 | 0 | 0 | 0 | 12
NO |  | 32 | 2011 | 2 | 19 | 19 |  | 1312 CRAWFORD | GOODINGS GROVE | 345 | 345 | SP | 0.33 | 9.62 | 1 | 2156 ACSR, 2338 A | 0 | 0 | 0 | 0 | 0 | 0 | 0 | 0 | 0 | 0 | 0 | 0 | 0 | 0 | 0 | 0 | 0 | 0 | 0 | 0 | 0 | 0 | 0 | 12
NO |  | 32 | 2011 | 2 | 20 | 20 |  | 1312 CRAWFORD | GOODINGS GROVE | 345 | 345 | ST | 0.05 | 10.6 | 0 | 2156 ACSR | 0 | 0 | 0 | 0 | 0 | 0 | 0 | 0 | 0 | 0 | 0 | 0 | 0 | 0 | 0 | 0 | 0 | 0 | 0 | 0 | 0 | 0 | 0 | 12
NO |  | 32 | 2011 | 2 | 21 | 21 |  | 2001 BRAIDWOOD | E. FRANKFORT | 345 | 345 | ST | 7.53 | 0 | 1 | 2-1277 ACSR | 0 | 0 | 0 | 0 | 0 | 0 | 0 | 0 | 0 | 0 | 0 | 0 | 0 | 0 | 0 | 0 | 0 | 0 | 0 | 0 | 0 | 0 | 0 | 12
NO |  | 32 | 2011 | 2 | 22 | 22 |  | 2001 BRAIDWOOD | E. FRANKFORT | 345 | 345 | SP | 28.44 | 0 | 0 | 2-1277 ACSR | 0 | 0 | 0 | 0 | 0 | 0 | 0 | 0 | 0 | 0 | 0 | 0 | 0 | 0 | 0 | 0 | 0 | 0 | 0 | 0 | 0 | 0 | 0 | 12
NO |  | 32 | 2011 | 2 | 23 | 23 |  | 2002 BRAIDWOOD | DAVIS CREEK | 345 | 345 | ST | 2.49 | 0 | 1 | 2156 ACSR | 0 | 0 | 0 | 0 | 0 | 0 | 0 | 0 | 0 | 0 | 0 | 0 | 0 | 0 | 0 | 0 | 0 | 0 | 0 | 0 | 0 | 0 | 0 | 12
NO |  | 32 | 2011 | 2 | 24 | 24 |  | 2002 BRAIDWOOD | DAVIS CREEK | 345 | 345 | SP | 20.5 | 0 | 0 | 2156 ACSR | 0 | 0 | 0 | 0 | 0 | 0 | 0 | 0 | 0 | 0 | 0 | 0 | 0 | 0 | 0 | 0 | 0 | 0 | 0 | 0 | 0 | 0 | 0 | 12
NO |  | 32 | 2011 | 2 | 25 | 25 |  | 2003 BRAIDWOOD | E. FRANKFORT | 345 | 345 | ST | 0.42 | 7.07 | 1 | 2-1277 ACSR | 0 | 0 | 0 | 0 | 0 | 0 | 0 | 0 | 0 | 0 | 0 | 0 | 0 | 0 | 0 | 0 | 0 | 0 | 0 | 0 | 0 | 0 | 0 | 12
NO |  | 32 | 2011 | 2 | 26 | 26 |  | 2003 BRAIDWOOD | E. FRANKFORT | 345 | 345 | SP | 0 | 28.44 | 0 | 2-1277 ACSR | 0 | 0 | 0 | 0 | 0 | 0 | 0 | 0 | 0 | 0 | 0 | 0 | 0 | 0 | 0 | 0 | 0 | 0 | 0 | 0 | 0 | 0 | 0 | 12
NO |  | 32 | 2011 | 2 | 27 | 27 |  | 2004 BRAIDWOOD | DAVIS CREEK | 345 | 345 | ST | 0.14 | 2.34 | 1 | 2156 ACSR | 0 | 0 | 0 | 0 | 0 | 0 | 0 | 0 | 0 | 0 | 0 | 0 | 0 | 0 | 0 | 0 | 0 | 0 | 0 | 0 | 0 | 0 | 0 | 12
NO |  | 32 | 2011 | 2 | 28 | 28 |  | 2004 BRAIDWOOD | DAVIS CREEK | 345 | 345 | SP | 0 | 20.5 | 0 | 2156 ACSR | 0 | 0 | 0 | 0 | 0 | 0 | 0 | 0 | 0 | 0 | 0 | 0 | 0 | 0 | 0 | 0 | 0 | 0 | 0 | 0 | 0 | 0 | 0 | 12
NO |  | 32 | 2011 | 2 | 29 | 29 |  | 2101 KINCAID | LANESVILLE (AMEREN) | 345 | 345 | ST | 19.84 | 0 | 1 | 2-1277 ACAR | 0 | 0 | 0 | 0 | 0 | 0 | 0 | 0 | 0 | 0 | 0 | 0 | 0 | 0 | 0 | 0 | 0 | 0 | 0 | 0 | 0 | 0 | 0 | 12
NO |  | 32 | 2011 | 2 | 30 | 30 |  | 2102 KINCAID | BLUE MOUND | 345 | 345 | ST | 71.61 | 0 | 1 | 2-1277 ACSR, 2156 | 0 | 0 | 0 | 0 | 0 | 0 | 0 | 0 | 0 | 0 | 0 | 0 | 0 | 0 | 0 | 0 | 0 | 0 | 0 | 0 | 0 | 0 | 0 | 12
NO |  | 32 | 2011 | 2 | 31 | 31 |  | 2102 KINCAID | BLUE MOUND | 345 | 345 | SP | 0.54 | 0 | 0 | 2-1277 ACSR | 0 | 0 | 0 | 0 | 0 | 0 | 0 | 0 | 0 | 0 | 0 | 0 | 0 | 0 | 0 | 0 | 0 | 0 | 0 | 0 | 0 | 0 | 0 | 12
NO |  | 32 | 2011 | 2 | 32 | 32 |  | 2102 TAP | LATHAM (IPCO) | 345 | 345 | WP | 0.06 | 0 | 0 | 1414 AE ACAR | 0 | 0 | 0 | 0 | 0 | 0 | 0 | 0 | 0 | 0 | 0 | 0 | 0 | 0 | 0 | 0 | 0 | 0 | 0 | 0 | 0 | 0 | 0 | 12
NO |  | 32 | 2011 | 2 | 33 | 33 |  | 2105 KINCAID | PANA | 345 | 345 | WH | 27.57 | 0 | 1 | 2338 ACAR | 0 | 0 | 0 | 0 | 0 | 0 | 0 | 0 | 0 | 0 | 0 | 0 | 0 | 0 | 0 | 0 | 0 | 0 | 0 | 0 | 0 | 0 | 0 | 12
NO |  | 32 | 2011 | 2 | 34 | 34 |  | 2105 KINCAID | PANA | 345 | 345 | ST | 0.3 | 0 | 0 | 2338 ACAR | 0 | 0 | 0 | 0 | 0 | 0 | 0 | 0 | 0 | 0 | 0 | 0 | 0 | 0 | 0 | 0 | 0 | 0 | 0 | 0 | 0 | 0 | 0 | 12
NO |  | 32 | 2011 | 2 | 35 | 35 |  | 2218 ZION | NORTHBROOK 159 | 345 | 345 | SP | 26.19 | 0 | 1 | 2156 ACSR | 0 | 0 | 0 | 0 | 0 | 0 | 0 | 0 | 0 | 0 | 0 | 0 | 0 | 0 | 0 | 0 | 0 | 0 | 0 | 0 | 0 | 0 | 0 | 12
NO |  | 32 | 2011 | 3 | 1 | 1 |  | 2219 ZION | NORTHBROOK 159 | 345 | 345 | SP | 0.33 | 25.86 | 1 | 2156 ACSR | 0 | 0 | 0 | 0 | 0 | 0 | 0 | 0 | 0 | 0 | 0 | 0 | 0 | 0 | 0 | 0 | 0 | 0 | 0 | 0 | 0 | 0 | 0 | 12
NO |  | 32 | 2011 | 3 | 2 | 2 |  | 2221 ZION | WEPCO | 345 | 345 | ST | 4.68 | 0 | 1 | 2156 ACSR | 0 | 0 | 0 | 0 | 0 | 0 | 0 | 0 | 0 | 0 | 0 | 0 | 0 | 0 | 0 | 0 | 0 | 0 | 0 | 0 | 0 | 0 | 0 | 12
NO |  | 32 | 2011 | 3 | 3 | 3 |  | 2221 ZION | WEPCO | 345 | 345 | SP | 3.17 | 0 | 0 | 2156 ACSR | 0 | 0 | 0 | 0 | 0 | 0 | 0 | 0 | 0 | 0 | 0 | 0 | 0 | 0 | 0 | 0 | 0 | 0 | 0 | 0 | 0 | 0 | 0 | 12
NO |  | 32 | 2011 | 3 | 4 | 4 |  | 2222 ZION | WEPCO | 345 | 345 | ST | 0 | 3.16 | 1 | 2338 ACAR | 0 | 0 | 0 | 0 | 0 | 0 | 0 | 0 | 0 | 0 | 0 | 0 | 0 | 0 | 0 | 0 | 0 | 0 | 0 | 0 | 0 | 0 | 0 | 12
NO |  | 32 | 2011 | 3 | 5 | 5 |  | 2222 ZION | WEPCO | 345 | 345 | SP | 0.07 | 2.6 | 0 | 2338 ACAR | 0 | 0 | 0 | 0 | 0 | 0 | 0 | 0 | 0 | 0 | 0 | 0 | 0 | 0 | 0 | 0 | 0 | 0 | 0 | 0 | 0 | 0 | 0 | 12
NO |  | 32 | 2011 | 3 | 6 | 6 |  | 2222 ZION | WEPCO | 345 | 345 | ST | 0 | 1.76 | 0 | 2156 ACSR | 0 | 0 | 0 | 0 | 0 | 0 | 0 | 0 | 0 | 0 | 0 | 0 | 0 | 0 | 0 | 0 | 0 | 0 | 0 | 0 | 0 | 0 | 0 | 12
NO |  | 32 | 2011 | 3 | 7 | 7 |  | 2222 ZION | WEPCO | 345 | 345 | SP | 0 | 0.26 | 0 | 2156 ACSR | 0 | 0 | 0 | 0 | 0 | 0 | 0 | 0 | 0 | 0 | 0 | 0 | 0 | 0 | 0 | 0 | 0 | 0 | 0 | 0 | 0 | 0 | 0 | 12
NO |  | 32 | 2011 | 3 | 8 | 8 |  | 2223 ZION | ZION E.C. | 345 | 345 | SP | 0.16 | 0 | 1 | 2156 ACSR | 0 | 0 | 0 | 0 | 0 | 0 | 0 | 0 | 0 | 0 | 0 | 0 | 0 | 0 | 0 | 0 | 0 | 0 | 0 | 0 | 0 | 0 | 0 | 12
NO |  | 32 | 2011 | 3 | 9 | 9 |  | 2223 ZION | ZION E.C. | 345 | 345 | ST | 3.15 | 0 | 0 | 2338 ACAR | 0 | 0 | 0 | 0 | 0 | 0 | 0 | 0 | 0 | 0 | 0 | 0 | 0 | 0 | 0 | 0 | 0 | 0 | 0 | 0 | 0 | 0 | 0 | 12
NO |  | 32 | 2011 | 3 | 10 | 10 |  | 2223 ZION | ZION E.C. | 345 | 345 | SP | 2.67 | 0 | 0 | 2338 ACAR | 0 | 0 | 0 | 0 | 0 | 0 | 0 | 0 | 0 | 0 | 0 | 0 | 0 | 0 | 0 | 0 | 0 | 0 | 0 | 0 | 0 | 0 | 0 | 12
NO |  | 32 | 2011 | 3 | 11 | 11 |  | 2224 ZION | LIBERTYVILLE | 345 | 345 | ST | 0.25 | 15.32 | 1 | 2338 ACAR | 0 | 0 | 0 | 0 | 0 | 0 | 0 | 0 | 0 | 0 | 0 | 0 | 0 | 0 | 0 | 0 | 0 | 0 | 0 | 0 | 0 | 0 | 0 | 12
NO |  | 32 | 2011 | 3 | 12 | 12 |  | 2224 ZION | LIBERTYVILLE | 345 | 345 | SP | 0.87 | 1.8 | 0 | 2338 ACAR | 0 | 0 | 0 | 0 | 0 | 0 | 0 | 0 | 0 | 0 | 0 | 0 | 0 | 0 | 0 | 0 | 0 | 0 | 0 | 0 | 0 | 0 | 0 | 12
NO |  | 32 | 2011 | 3 | 13 | 13 |  | 2224 ZION | LIBERTYVILLE | 345 | 345 | SP | 0 | 0.26 | 0 | 2156 ACSR | 0 | 0 | 0 | 0 | 0 | 0 | 0 | 0 | 0 | 0 | 0 | 0 | 0 | 0 | 0 | 0 | 0 | 0 | 0 | 0 | 0 | 0 | 0 | 12
NO |  | 32 | 2011 | 3 | 14 | 14 |  | 2310 COLLINS | KENDALL CO. | 345 | 345 | SP | 0.2 | 0 | 1 | 2156 ACSR | 0 | 0 | 0 | 0 | 0 | 0 | 0 | 0 | 0 | 0 | 0 | 0 | 0 | 0 | 0 | 0 | 0 | 0 | 0 | 0 | 0 | 0 | 0 | 12
NO |  | 32 | 2011 | 3 | 15 | 15 |  | 2310 COLLINS | KENDALL CO. | 345 | 345 | ST | 15.18 | 0 | 0 | 2156 ACSR | 0 | 0 | 0 | 0 | 0 | 0 | 0 | 0 | 0 | 0 | 0 | 0 | 0 | 0 | 0 | 0 | 0 | 0 | 0 | 0 | 0 | 0 | 0 | 12
NO |  | 32 | 2011 | 3 | 16 | 16 |  | 2311 COLLINS | DRESDEN | 345 | 345 | SP | 0.49 | 0 | 1 | 2156 ACSR | 0 | 0 | 0 | 0 | 0 | 0 | 0 | 0 | 0 | 0 | 0 | 0 | 0 | 0 | 0 | 0 | 0 | 0 | 0 | 0 | 0 | 0 | 0 | 12
NO |  | 32 | 2011 | 3 | 17 | 17 |  | 2311 COLLINS | DRESDEN | 345 | 345 | ST | 2.05 | 9.42 | 0 | 2156 ACSR | 0 | 0 | 0 | 0 | 0 | 0 | 0 | 0 | 0 | 0 | 0 | 0 | 0 | 0 | 0 | 0 | 0 | 0 | 0 | 0 | 0 | 0 | 0 | 12
NO |  | 32 | 2011 | 3 | 18 | 18 |  | 2912 JOLIET | LOCKPORT | 345 | 345 | ST | 12.6 | 0 | 1 | 2156 ACSR | 0 | 0 | 0 | 0 | 0 | 0 | 0 | 0 | 0 | 0 | 0 | 0 | 0 | 0 | 0 | 0 | 0 | 0 | 0 | 0 | 0 | 0 | 0 | 12
NO |  | 32 | 2011 | 3 | 19 | 19 |  | 2913 JOLIET | LOCKPORT | 345 | 345 | ST | 0.07 | 12.65 | 1 | 2156 ACSR | 0 | 0 | 0 | 0 | 0 | 0 | 0 | 0 | 0 | 0 | 0 | 0 | 0 | 0 | 0 | 0 | 0 | 0 | 0 | 0 | 0 | 0 | 0 | 12
NO |  | 32 | 2011 | 3 | 20 | 20 |  | 4620 DESPLAINES 46 | PROSPECT HTS, 117 | 345 | 345 | ST | 0.62 | 4 | 1 | 2156 ACSR | 0 | 0 | 0 | 0 | 0 | 0 | 0 | 0 | 0 | 0 | 0 | 0 | 0 | 0 | 0 | 0 | 0 | 0 | 0 | 0 | 0 | 0 | 0 | 12
NO |  | 32 | 2011 | 3 | 21 | 21 |  | 4621 DESPLAINES | GOLF MILL | 345 | 345 | ST | 3.36 | 0 | 1 | 2156 ACSR | 0 | 0 | 0 | 0 | 0 | 0 | 0 | 0 | 0 | 0 | 0 | 0 | 0 | 0 | 0 | 0 | 0 | 0 | 0 | 0 | 0 | 0 | 0 | 12
NO |  | 32 | 2011 | 3 | 22 | 22 |  | 4621 DESPLAINES | GOLF MILL | 345 | 345 | SP | 0.19 | 0 | 0 | 2156 ACSR | 0 | 0 | 0 | 0 | 0 | 0 | 0 | 0 | 0 | 0 | 0 | 0 | 0 | 0 | 0 | 0 | 0 | 0 | 0 | 0 | 0 | 0 | 0 | 12
NO |  | 32 | 2011 | 3 | 23 | 23 |  | 4622 DESPLAINES | GOLF MILL | 345 | 345 | ST | 0 | 3.3 | 1 | 2156 ACSR | 0 | 0 | 0 | 0 | 0 | 0 | 0 | 0 | 0 | 0 | 0 | 0 | 0 | 0 | 0 | 0 | 0 | 0 | 0 | 0 | 0 | 0 | 0 | 12
NO |  | 32 | 2011 | 3 | 24 | 24 |  | 4622 DESPLAINES | GOLF MILL | 345 | 345 | SP | 0.04 | 0.15 | 0 | 2156 ACSR | 0 | 0 | 0 | 0 | 0 | 0 | 0 | 0 | 0 | 0 | 0 | 0 | 0 | 0 | 0 | 0 | 0 | 0 | 0 | 0 | 0 | 0 | 0 | 12
NO |  | 32 | 2011 | 3 | 25 | 25 |  | 6607 EAST FRANKFORT | CRETE E.C. | 345 | 345 | SP | 0.09 | 0 | 1 | 2156 ACSR | 0 | 0 | 0 | 0 | 0 | 0 | 0 | 0 | 0 | 0 | 0 | 0 | 0 | 0 | 0 | 0 | 0 | 0 | 0 | 0 | 0 | 0 | 0 | 12
NO |  | 32 | 2011 | 3 | 26 | 26 |  | 6607 EAST FRANKFORT | CRETE E.C. | 345 | 345 | SP | 0.37 | 0 | 0 | 1414 PE ACSR | 0 | 0 | 0 | 0 | 0 | 0 | 0 | 0 | 0 | 0 | 0 | 0 | 0 | 0 | 0 | 0 | 0 | 0 | 0 | 0 | 0 | 0 | 0 | 12
NO |  | 32 | 2011 | 3 | 27 | 27 |  | 6607 EAST FRANKFORT | CRETE E.C. | 345 | 345 | ST | 12.22 | 0 | 0 | 1414 PE ACSR | 0 | 0 | 0 | 0 | 0 | 0 | 0 | 0 | 0 | 0 | 0 | 0 | 0 | 0 | 0 | 0 | 0 | 0 | 0 | 0 | 0 | 0 | 0 | 12
NO |  | 32 | 2011 | 3 | 28 | 28 |  | 6608 EAST FRANKFORT | UNIVERSITY PARK N. E.C. | 345 | 345 | SP | 0.08 | 0 | 1 | 2156 ACSR | 0 | 0 | 0 | 0 | 0 | 0 | 0 | 0 | 0 | 0 | 0 | 0 | 0 | 0 | 0 | 0 | 0 | 0 | 0 | 0 | 0 | 0 | 0 | 12
NO |  | 32 | 2011 | 3 | 29 | 29 |  | 6608 EAST FRANKFORT | UNIVERSITY PARK N. E.C. | 345 | 345 | SP | 0.13 | 0 | 0 | 1414 ACSR | 0 | 0 | 0 | 0 | 0 | 0 | 0 | 0 | 0 | 0 | 0 | 0 | 0 | 0 | 0 | 0 | 0 | 0 | 0 | 0 | 0 | 0 | 0 | 12
NO |  | 32 | 2011 | 3 | 30 | 30 |  | 6608 EAST FRANKFORT | UNIVERSITY PARK N. E.C. | 345 | 345 | ST | 0.09 | 5.11 | 0 | 1414 ACSR | 0 | 0 | 0 | 0 | 0 | 0 | 0 | 0 | 0 | 0 | 0 | 0 | 0 | 0 | 0 | 0 | 0 | 0 | 0 | 0 | 0 | 0 | 0 | 12
NO |  | 32 | 2011 | 3 | 31 | 31 |  | 8001 PONTIAC MIDPOINT | LANESVILLE (AMEREN) | 345 | 345 | WH | 10.13 | 0 | 1 | 2338 ACAR | 0 | 0 | 0 | 0 | 0 | 0 | 0 | 0 | 0 | 0 | 0 | 0 | 0 | 0 | 0 | 0 | 0 | 0 | 0 | 0 | 0 | 0 | 0 | 12
NO |  | 32 | 2011 | 3 | 32 | 32 |  | 8001 PONTIAC MIDPOINT | LANESVILLE (AMEREN) | 345 | 345 | ST | 68.75 | 0 | 0 | 2-1277 ACAR, 2156 | 0 | 0 | 0 | 0 | 0 | 0 | 0 | 0 | 0 | 0 | 0 | 0 | 0 | 0 | 0 | 0 | 0 | 0 | 0 | 0 | 0 | 0 | 0 | 12
NO |  | 32 | 2011 | 3 | 33 | 33 |  | 8001 PONTIAC MIDPOINT | LANESVILLE (AMEREN) | 345 | 345 | SP | 0.11 | 0 | 0 | 2-1277 ACAR | 0 | 0 | 0 | 0 | 0 | 0 | 0 | 0 | 0 | 0 | 0 | 0 | 0 | 0 | 0 | 0 | 0 | 0 | 0 | 0 | 0 | 0 | 0 | 12
NO |  | 32 | 2011 | 3 | 34 | 34 |  | 8002 PONTIAC MIDPOINT | BLUE MOUND | 345 | 345 | ST | 27.21 | 0 | 1 | 2-1277ACAR | 0 | 0 | 0 | 0 | 0 | 0 | 0 | 0 | 0 | 0 | 0 | 0 | 0 | 0 | 0 | 0 | 0 | 0 | 0 | 0 | 0 | 0 | 0 | 12
NO |  | 32 | 2011 | 3 | 35 | 35 |  | 8002 PONTIAC MIDPOINT | BLUE MOUND | 345 | 345 | SP | 0.14 | 0 | 0 | 2-1277ACAR | 0 | 0 | 0 | 0 | 0 | 0 | 0 | 0 | 0 | 0 | 0 | 0 | 0 | 0 | 0 | 0 | 0 | 0 | 0 | 0 | 0 | 0 | 0 | 12
NO |  | 32 | 2011 | 4 | 1 | 1 |  | 8012 PONTIAC MIDPOINT | LORETTO | 345 | 345 | SP | 0.17 | 0 | 1 | 2-1277ACAR | 0 | 0 | 0 | 0 | 0 | 0 | 0 | 0 | 0 | 0 | 0 | 0 | 0 | 0 | 0 | 0 | 0 | 0 | 0 | 0 | 0 | 0 | 0 | 12
NO |  | 32 | 2011 | 4 | 2 | 2 |  | 8012 PONTIAC MIDPOINT | LORETTO | 345 | 345 | ST | 11.32 | 0 | 0 | 2-1277ACAR | 0 | 0 | 0 | 0 | 0 | 0 | 0 | 0 | 0 | 0 | 0 | 0 | 0 | 0 | 0 | 0 | 0 | 0 | 0 | 0 | 0 | 0 | 0 | 12
NO |  | 32 | 2011 | 4 | 3 | 3 |  | 8014 DRESDEN | PONTIAC MIDPOINT | 345 | 345 | ST | 43.31 | 0 | 1 | 2-1277 ACSR | 0 | 0 | 0 | 0 | 0 | 0 | 0 | 0 | 0 | 0 | 0 | 0 | 0 | 0 | 0 | 0 | 0 | 0 | 0 | 0 | 0 | 0 | 0 | 12
NO |  | 32 | 2011 | 4 | 4 | 4 |  | 8823 SKOKIE 88 | GOLF MILL | 345 | 345 | SP | 0.22 | 0 | 1 | 2156 ACSR | 0 | 0 | 0 | 0 | 0 | 0 | 0 | 0 | 0 | 0 | 0 | 0 | 0 | 0 | 0 | 0 | 0 | 0 | 0 | 0 | 0 | 0 | 0 | 12
NO |  | 32 | 2011 | 4 | 5 | 5 |  | 8823 SKOKIE 88 | GOLF MILL | 345 | 345 | ST | 4.46 | 0 | 0 | 2156 ACSR | 0 | 0 | 0 | 0 | 0 | 0 | 0 | 0 | 0 | 0 | 0 | 0 | 0 | 0 | 0 | 0 | 0 | 0 | 0 | 0 | 0 | 0 | 0 | 12
NO |  | 32 | 2011 | 4 | 6 | 6 |  | 8824 SKOKIE 88 | GOLF MILL | 345 | 345 | SP | 0.06 | 0.16 | 1 | 2156 ACSR | 0 | 0 | 0 | 0 | 0 | 0 | 0 | 0 | 0 | 0 | 0 | 0 | 0 | 0 | 0 | 0 | 0 | 0 | 0 | 0 | 0 | 0 | 0 | 12
NO |  | 32 | 2011 | 4 | 7 | 7 |  | 8824 SKOKIE 88 | GOLF MILL | 345 | 345 | ST | 0.02 | 4.42 | 0 | 2156 ACSR | 0 | 0 | 0 | 0 | 0 | 0 | 0 | 0 | 0 | 0 | 0 | 0 | 0 | 0 | 0 | 0 | 0 | 0 | 0 | 0 | 0 | 0 | 0 | 12
NO |  | 32 | 2011 | 4 | 8 | 8 |  | 10111 ITASCA | DESPLAINES 46 | 345 | 345 | ST | 9 | 0 | 1 | 2156 ACSR | 0 | 0 | 0 | 0 | 0 | 0 | 0 | 0 | 0 | 0 | 0 | 0 | 0 | 0 | 0 | 0 | 0 | 0 | 0 | 0 | 0 | 0 | 0 | 12
NO |  | 32 | 2011 | 4 | 9 | 9 |  | 10112 ITASCA | DESPLAINES 46 | 345 | 345 | ST | 0.4 | 8.65 | 1 | 2156 ACSR | 0 | 0 | 0 | 0 | 0 | 0 | 0 | 0 | 0 | 0 | 0 | 0 | 0 | 0 | 0 | 0 | 0 | 0 | 0 | 0 | 0 | 0 | 0 | 12
NO |  | 32 | 2011 | 4 | 10 | 10 |  | 10321 LISLE | LOMBARD | 345 | 345 | ST | 8.68 | 0 | 1 | 2156 ACSR | 0 | 0 | 0 | 0 | 0 | 0 | 0 | 0 | 0 | 0 | 0 | 0 | 0 | 0 | 0 | 0 | 0 | 0 | 0 | 0 | 0 | 0 | 0 | 12
NO |  | 32 | 2011 | 4 | 11 | 11 |  | 10322 LISLE | LOMBARD | 345 | 345 | ST | 0.38 | 8.47 | 1 | 2156 ACSR | 0 | 0 | 0 | 0 | 0 | 0 | 0 | 0 | 0 | 0 | 0 | 0 | 0 | 0 | 0 | 0 | 0 | 0 | 0 | 0 | 0 | 0 | 0 | 12
NO |  | 32 | 2011 | 4 | 12 | 12 |  | 10322 LISLE | LOMBARD | 345 | 345 | SP | 0.17 | 0 | 0 | 2156 ACSR | 0 | 0 | 0 | 0 | 0 | 0 | 0 | 0 | 0 | 0 | 0 | 0 | 0 | 0 | 0 | 0 | 0 | 0 | 0 | 0 | 0 | 0 | 0 | 12
NO |  | 32 | 2011 | 4 | 13 | 13 |  | 10801 LOCKPORT | LOMBARD | 345 | 345 | ST | 12.69 | 0 | 1 | 2156 ACSR | 0 | 0 | 0 | 0 | 0 | 0 | 0 | 0 | 0 | 0 | 0 | 0 | 0 | 0 | 0 | 0 | 0 | 0 | 0 | 0 | 0 | 0 | 0 | 12
NO |  | 32 | 2011 | 4 | 14 | 14 |  | 10802 LOCKPORT | LOMBARD | 345 | 345 | ST | 0.1 | 12.37 | 1 | 2156 ACSR | 0 | 0 | 0 | 0 | 0 | 0 | 0 | 0 | 0 | 0 | 0 | 0 | 0 | 0 | 0 | 0 | 0 | 0 | 0 | 0 | 0 | 0 | 0 | 12
NO |  | 32 | 2011 | 4 | 15 | 15 |  | 10802 LOCKPORT | LOMBARD | 345 | 345 | SP | 0.17 | 0 | 0 | 2156 ACSR | 0 | 0 | 0 | 0 | 0 | 0 | 0 | 0 | 0 | 0 | 0 | 0 | 0 | 0 | 0 | 0 | 0 | 0 | 0 | 0 | 0 | 0 | 0 | 12
NO |  | 32 | 2011 | 4 | 16 | 16 |  | 10803 LOCKPORT | MCCOOK | 345 | 345 | ST | 19.05 | 0 | 1 | 2338 ACAR,2156 AC | 0 | 0 | 0 | 0 | 0 | 0 | 0 | 0 | 0 | 0 | 0 | 0 | 0 | 0 | 0 | 0 | 0 | 0 | 0 | 0 | 0 | 0 | 0 | 12
NO |  | 32 | 2011 | 4 | 17 | 17 |  | 10803 LOCKPORT | MCCOOK | 345 | 345 | SP | 0.43 | 0 | 0 | 2156 ACSR | 0 | 0 | 0 | 0 | 0 | 0 | 0 | 0 | 0 | 0 | 0 | 0 | 0 | 0 | 0 | 0 | 0 | 0 | 0 | 0 | 0 | 0 | 0 | 12
NO |  | 32 | 2011 | 4 | 18 | 18 |  | 10804 LOCKPORT | MCCOOK | 345 | 345 | ST | 0.19 | 18.94 | 1 | 2338 ACAR,2156 AC | 0 | 0 | 0 | 0 | 0 | 0 | 0 | 0 | 0 | 0 | 0 | 0 | 0 | 0 | 0 | 0 | 0 | 0 | 0 | 0 | 0 | 0 | 0 | 12
NO |  | 32 | 2011 | 4 | 19 | 19 |  | 10804 LOCKPORT | MCCOOK | 345 | 345 | SP | 0 | 0.43 | 0 | 2156 ACSR | 0 | 0 | 0 | 0 | 0 | 0 | 0 | 0 | 0 | 0 | 0 | 0 | 0 | 0 | 0 | 0 | 0 | 0 | 0 | 0 | 0 | 0 | 0 | 12
NO |  | 32 | 2011 | 4 | 20 | 20 |  | 10805 LOCKPORT | KENDALL CO. | 345 | 345 | ST | 15.84 | 0 | 1 | 2338 ACAR | 0 | 0 | 0 | 0 | 0 | 0 | 0 | 0 | 0 | 0 | 0 | 0 | 0 | 0 | 0 | 0 | 0 | 0 | 0 | 0 | 0 | 0 | 0 | 12
NO |  | 32 | 2011 | 4 | 21 | 21 |  | 10805 LOCKPORT | KENDALL CO. | 345 | 345 | SP | 0.22 | 0 | 0 | 2338 ACAR, 2156 A | 0 | 0 | 0 | 0 | 0 | 0 | 0 | 0 | 0 | 0 | 0 | 0 | 0 | 0 | 0 | 0 | 0 | 0 | 0 | 0 | 0 | 0 | 0 | 12
NO |  | 32 | 2011 | 4 | 22 | 22 |  | 10806 LOCKPORT | KENDALL CO. | 345 | 345 | ST | 0.05 | 15.73 | 1 | 2156 ACSR | 0 | 0 | 0 | 0 | 0 | 0 | 0 | 0 | 0 | 0 | 0 | 0 | 0 | 0 | 0 | 0 | 0 | 0 | 0 | 0 | 0 | 0 | 0 | 12
NO |  | 32 | 2011 | 4 | 23 | 23 |  | 10806 LOCKPORT | KENDALL CO. | 345 | 345 | SP | 0.11 | 0.11 | 0 | 2156 ACSR | 0 | 0 | 0 | 0 | 0 | 0 | 0 | 0 | 0 | 0 | 0 | 0 | 0 | 0 | 0 | 0 | 0 | 0 | 0 | 0 | 0 | 0 | 0 | 12
NO |  | 32 | 2011 | 4 | 24 | 24 |  | 10807 LOCKPORT | LOMBARD | 345 | 345 | SP | 21.53 | 0 | 1 | T2-1113 | 0 | 0 | 0 | 0 | 0 | 0 | 0 | 0 | 0 | 0 | 0 | 0 | 0 | 0 | 0 | 0 | 0 | 0 | 0 | 0 | 0 | 0 | 0 | 12
NO |  | 32 | 2011 | 4 | 25 | 25 |  | 10808 LOCKPORT | LOMBARD | 345 | 345 | SP | 0.39 | 20.96 | 1 | T2-1113 | 0 | 0 | 0 | 0 | 0 | 0 | 0 | 0 | 0 | 0 | 0 | 0 | 0 | 0 | 0 | 0 | 0 | 0 | 0 | 0 | 0 | 0 | 0 | 12
NO |  | 32 | 2011 | 4 | 26 | 26 |  | 11119 ELECTRIC JUNCTION | AURORA E.C. | 345 | 345 | ST | 0.43 | 1 | 1 | 2338 ACAR, 2156 A | 0 | 0 | 0 | 0 | 0 | 0 | 0 | 0 | 0 | 0 | 0 | 0 | 0 | 0 | 0 | 0 | 0 | 0 | 0 | 0 | 0 | 0 | 0 | 12
NO |  | 32 | 2011 | 4 | 27 | 27 |  | 11120 ELECTRIC JUNCTION | LOMBARD | 345 | 345 | ST | 0 | 4.41 | 1 | 2156 ACSR | 0 | 0 | 0 | 0 | 0 | 0 | 0 | 0 | 0 | 0 | 0 | 0 | 0 | 0 | 0 | 0 | 0 | 0 | 0 | 0 | 0 | 0 | 0 | 12
NO |  | 32 | 2011 | 4 | 28 | 28 |  | 11120 ELECTRIC JUNCTION | LOMBARD | 345 | 345 | ST | 0.56 | 4.09 | 0 | 2338 ACAR | 0 | 0 | 0 | 0 | 0 | 0 | 0 | 0 | 0 | 0 | 0 | 0 | 0 | 0 | 0 | 0 | 0 | 0 | 0 | 0 | 0 | 0 | 0 | 12
NO |  | 32 | 2011 | 4 | 29 | 29 |  | 11120 ELECTRIC JUNCTION | LOMBARD | 345 | 345 | ST | 0 | 8.96 | 0 | 2335 ACAR | 0 | 0 | 0 | 0 | 0 | 0 | 0 | 0 | 0 | 0 | 0 | 0 | 0 | 0 | 0 | 0 | 0 | 0 | 0 | 0 | 0 | 0 | 0 | 12
NO |  | 32 | 2011 | 4 | 30 | 30 |  | 11124 ELECTRIC JUNCTION | LOMBARD | 345 | 345 | ST | 12.21 | 0 | 1 | 2335 ACAR | 0 | 0 | 0 | 0 | 0 | 0 | 0 | 0 | 0 | 0 | 0 | 0 | 0 | 0 | 0 | 0 | 0 | 0 | 0 | 0 | 0 | 0 | 0 | 12
NO |  | 32 | 2011 | 4 | 31 | 31 |  | 11124 ELECTRIC JUNCTION | LOMBARD | 345 | 345 | ST | 0.89 | 0 | 0 | 2156 ACSR | 0 | 0 | 0 | 0 | 0 | 0 | 0 | 0 | 0 | 0 | 0 | 0 | 0 | 0 | 0 | 0 | 0 | 0 | 0 | 0 | 0 | 0 | 0 | 12
NO |  | 32 | 2011 | 4 | 32 | 32 |  | 11124 ELECTRIC JUNCTION | LOMBARD | 345 | 345 | ST | 4.59 | 0 | 0 | 2338 ACAR | 0 | 0 | 0 | 0 | 0 | 0 | 0 | 0 | 0 | 0 | 0 | 0 | 0 | 0 | 0 | 0 | 0 | 0 | 0 | 0 | 0 | 0 | 0 | 12
NO |  | 32 | 2011 | 4 | 33 | 33 |  | 11126 ELECTRIC JUNCTION | WAYNE | 345 | 345 | WP | 0.2 | 0 | 1 | 2156 ACSR | 0 | 0 | 0 | 0 | 0 | 0 | 0 | 0 | 0 | 0 | 0 | 0 | 0 | 0 | 0 | 0 | 0 | 0 | 0 | 0 | 0 | 0 | 0 | 12
NO |  | 32 | 2011 | 4 | 34 | 34 |  | 11126 ELECTRIC JUNCTION | WAYNE | 345 | 345 | ST | 13.51 | 0 | 0 | 2338 ACAR, 2156 A | 0 | 0 | 0 | 0 | 0 | 0 | 0 | 0 | 0 | 0 | 0 | 0 | 0 | 0 | 0 | 0 | 0 | 0 | 0 | 0 | 0 | 0 | 0 | 12
NO |  | 32 | 2011 | 4 | 35 | 35 |  | 11212 WILTON CENTER | LORETTO | 345 | 345 | SP | 0.23 | 0 | 1 | 2-1277 ACAR, 2156 | 0 | 0 | 0 | 0 | 0 | 0 | 0 | 0 | 0 | 0 | 0 | 0 | 0 | 0 | 0 | 0 | 0 | 0 | 0 | 0 | 0 | 0 | 0 | 12
NO |  | 32 | 2011 | 5 | 1 | 1 |  | 11212 WILTON CENTER | LORETTO | 345 | 345 | WP | 1.72 | 0 | 0 | 2-1277 ACAR | 0 | 0 | 0 | 0 | 0 | 0 | 0 | 0 | 0 | 0 | 0 | 0 | 0 | 0 | 0 | 0 | 0 | 0 | 0 | 0 | 0 | 0 | 0 | 12
NO |  | 32 | 2011 | 5 | 2 | 2 |  | 11212 WILTON CENTER | LORETTO | 345 | 345 | ST | 38.04 | 0 | 0 | 2-1277 ACAR | 0 | 0 | 0 | 0 | 0 | 0 | 0 | 0 | 0 | 0 | 0 | 0 | 0 | 0 | 0 | 0 | 0 | 0 | 0 | 0 | 0 | 0 | 0 | 12
NO |  | 32 | 2011 | 5 | 3 | 3 |  | 11601 GOODINGS GROVE | EAST FRANKFORT | 345 | 345 | ST | 10.59 | 0 | 1 | 1414 ACSR | 0 | 0 | 0 | 0 | 0 | 0 | 0 | 0 | 0 | 0 | 0 | 0 | 0 | 0 | 0 | 0 | 0 | 0 | 0 | 0 | 0 | 0 | 0 | 12
NO |  | 32 | 2011 | 5 | 4 | 4 |  | 11601 GOODINGS GROVE | EAST FRANKFORT | 345 | 345 | ST | 0.21 | 0 | 0 | 2156 ACSR | 0 | 0 | 0 | 0 | 0 | 0 | 0 | 0 | 0 | 0 | 0 | 0 | 0 | 0 | 0 | 0 | 0 | 0 | 0 | 0 | 0 | 0 | 0 | 12
NO |  | 32 | 2011 | 5 | 5 | 5 |  | 11602 GOODINGS GROVE | EAST FRANKFORT | 345 | 345 | ST | 0 | 10.59 | 1 | 1414 ACSR | 0 | 0 | 0 | 0 | 0 | 0 | 0 | 0 | 0 | 0 | 0 | 0 | 0 | 0 | 0 | 0 | 0 | 0 | 0 | 0 | 0 | 0 | 0 | 12
NO |  | 32 | 2011 | 5 | 6 | 6 |  | 11602 GOODINGS GROVE | EAST FRANKFORT | 345 | 345 | ST | 0.12 | 0.07 | 0 | 2156 ACSR | 0 | 0 | 0 | 0 | 0 | 0 | 0 | 0 | 0 | 0 | 0 | 0 | 0 | 0 | 0 | 0 | 0 | 0 | 0 | 0 | 0 | 0 | 0 | 12
NO |  | 32 | 2011 | 5 | 7 | 7 |  | 11604 GOODINGS GROVE | LOCKPORT | 345 | 345 | ST | 8.99 | 0 | 1 | 2156 ACSR | 0 | 0 | 0 | 0 | 0 | 0 | 0 | 0 | 0 | 0 | 0 | 0 | 0 | 0 | 0 | 0 | 0 | 0 | 0 | 0 | 0 | 0 | 0 | 12
NO |  | 32 | 2011 | 5 | 8 | 8 |  | 11607 GOODINGS GROVE | BEDFORD PARK | 345 | 345 | ST | 18.51 | 0 | 1 | 2156 ACSR | 0 | 0 | 0 | 0 | 0 | 0 | 0 | 0 | 0 | 0 | 0 | 0 | 0 | 0 | 0 | 0 | 0 | 0 | 0 | 0 | 0 | 0 | 0 | 12
NO |  | 32 | 2011 | 5 | 9 | 9 |  | 11608 GOODINGS GROVE | BEDFORD PARK | 345 | 345 | ST | 0.15 | 18.43 | 1 | 2156 ACSR | 0 | 0 | 0 | 0 | 0 | 0 | 0 | 0 | 0 | 0 | 0 | 0 | 0 | 0 | 0 | 0 | 0 | 0 | 0 | 0 | 0 | 0 | 0 | 12
NO |  | 32 | 2011 | 5 | 10 | 10 |  | 11613 TAP | BLUE ISLAND | 345 | 345 | ST | 0.05 | 7.59 | 1 | 2338 ACAR | 0 | 0 | 0 | 0 | 0 | 0 | 0 | 0 | 0 | 0 | 0 | 0 | 0 | 0 | 0 | 0 | 0 | 0 | 0 | 0 | 0 | 0 | 0 | 12
NO |  | 32 | 2011 | 5 | 11 | 11 |  | 11613 GOODINGS GROVE | WILTON CENTER | 345 | 345 | SP | 0.46 | 0.26 | 0 | 2156 ACSR, 2338 A | 0 | 0 | 0 | 0 | 0 | 0 | 0 | 0 | 0 | 0 | 0 | 0 | 0 | 0 | 0 | 0 | 0 | 0 | 0 | 0 | 0 | 0 | 0 | 12
NO |  | 32 | 2011 | 5 | 12 | 12 |  | 11613 GOODINGS GROVE | WILTON CENTER | 345 | 345 | ST | 0.28 | 30.35 | 0 | 2338 ACAR | 0 | 0 | 0 | 0 | 0 | 0 | 0 | 0 | 0 | 0 | 0 | 0 | 0 | 0 | 0 | 0 | 0 | 0 | 0 | 0 | 0 | 0 | 0 | 12
NO |  | 32 | 2011 | 5 | 13 | 13 |  | 11614 GOODINGS GROVE | WILTON CENTER | 345 | 345 | ST | 30.62 | 0 | 1 | 2338 ACAR | 0 | 0 | 0 | 0 | 0 | 0 | 0 | 0 | 0 | 0 | 0 | 0 | 0 | 0 | 0 | 0 | 0 | 0 | 0 | 0 | 0 | 0 | 0 | 12
NO |  | 32 | 2011 | 5 | 14 | 14 |  | 11614 GOODINGS GROVE | WILTON CENTER | 345 | 345 | SP | 0.72 | 0 | 0 | 2338 ACAR, 2156 A | 0 | 0 | 0 | 0 | 0 | 0 | 0 | 0 | 0 | 0 | 0 | 0 | 0 | 0 | 0 | 0 | 0 | 0 | 0 | 0 | 0 | 0 | 0 | 12
NO |  | 32 | 2011 | 5 | 15 | 15 |  | 11614 TAP | BLUE ISLAND | 345 | 345 | ST | 7.66 | 0 | 0 | 2338 ACAR | 0 | 0 | 0 | 0 | 0 | 0 | 0 | 0 | 0 | 0 | 0 | 0 | 0 | 0 | 0 | 0 | 0 | 0 | 0 | 0 | 0 | 0 | 0 | 12
NO |  | 32 | 2011 | 5 | 16 | 16 |  | 11617 GOODINGS GROVE | LOCKPORT | 345 | 345 | ST | 0.08 | 8.8 | 1 | 2156 ACSR | 0 | 0 | 0 | 0 | 0 | 0 | 0 | 0 | 0 | 0 | 0 | 0 | 0 | 0 | 0 | 0 | 0 | 0 | 0 | 0 | 0 | 0 | 0 | 12
NO |  | 32 | 2011 | 5 | 17 | 17 |  | 11617 GOODINGS GROVE | LOCKPORT | 345 | 345 | SP | 0.03 | 0.08 | 0 | 2156 ACSR | 0 | 0 | 0 | 0 | 0 | 0 | 0 | 0 | 0 | 0 | 0 | 0 | 0 | 0 | 0 | 0 | 0 | 0 | 0 | 0 | 0 | 0 | 0 | 12
NO |  | 32 | 2011 | 5 | 18 | 18 |  | 11620 GOODINGS GROVE | ELWOOD | 345 | 345 | ST | 0.19 | 17.7 | 1 | 2156/2338 | 0 | 0 | 0 | 0 | 0 | 0 | 0 | 0 | 0 | 0 | 0 | 0 | 0 | 0 | 0 | 0 | 0 | 0 | 0 | 0 | 0 | 0 | 0 | 12
NO |  | 32 | 2011 | 5 | 19 | 19 |  | 11620 GOODINGS GROVE | ELWOOD | 345 | 345 | SP | 0.36 | 0.52 | 0 | 2156/T2-1113 | 0 | 0 | 0 | 0 | 0 | 0 | 0 | 0 | 0 | 0 | 0 | 0 | 0 | 0 | 0 | 0 | 0 | 0 | 0 | 0 | 0 | 0 | 0 | 12
NO |  | 32 | 2011 | 5 | 20 | 20 |  | 11622 GOODINGS GROVE | ELWOOD | 345 | 345 | ST | 17.91 | 0 | 1 | 2156,2338 | 0 | 0 | 0 | 0 | 0 | 0 | 0 | 0 | 0 | 0 | 0 | 0 | 0 | 0 | 0 | 0 | 0 | 0 | 0 | 0 | 0 | 0 | 0 | 12
NO |  | 32 | 2011 | 5 | 21 | 21 |  | 11622 GOODINGS GROVE | ELWOOD | 345 | 345 | SP | 0.86 | 0 | 0 | T2-1113,2156 | 0 | 0 | 0 | 0 | 0 | 0 | 0 | 0 | 0 | 0 | 0 | 0 | 0 | 0 | 0 | 0 | 0 | 0 | 0 | 0 | 0 | 0 | 0 | 12
NO |  | 32 | 2011 | 5 | 22 | 22 |  | 11723 PROSPECT HTS. 117 | LIBERTYVILLE | 345 | 345 | ST | 15.37 | 0 | 1 | 2156 ACSR | 0 | 0 | 0 | 0 | 0 | 0 | 0 | 0 | 0 | 0 | 0 | 0 | 0 | 0 | 0 | 0 | 0 | 0 | 0 | 0 | 0 | 0 | 0 | 12
NO |  | 32 | 2011 | 5 | 23 | 23 |  | 11724 PROSPECT HTS. 117 | DES PLAINES TSS46 | 345 | 345 | ST | 4.57 | 0 | 1 | 2338 ACAR, 2156 A | 0 | 0 | 0 | 0 | 0 | 0 | 0 | 0 | 0 | 0 | 0 | 0 | 0 | 0 | 0 | 0 | 0 | 0 | 0 | 0 | 0 | 0 | 0 | 12
NO |  | 32 | 2011 | 5 | 24 | 24 |  | 12001 LOMBARD | ITASCA | 345 | 345 | ST | 8.22 | 0 | 1 | 2156 ACSR | 0 | 0 | 0 | 0 | 0 | 0 | 0 | 0 | 0 | 0 | 0 | 0 | 0 | 0 | 0 | 0 | 0 | 0 | 0 | 0 | 0 | 0 | 0 | 12
NO |  | 32 | 2011 | 5 | 25 | 25 |  | 12002 LOMBARD | ITASCA | 345 | 345 | ST | 0.22 | 7.95 | 1 | 2156 ACSR | 0 | 0 | 0 | 0 | 0 | 0 | 0 | 0 | 0 | 0 | 0 | 0 | 0 | 0 | 0 | 0 | 0 | 0 | 0 | 0 | 0 | 0 | 0 | 12
NO |  | 32 | 2011 | 5 | 26 | 26 |  | 12003 LOMBARD | ELMHURST | 345 | 345 | ST | 7.97 | 0 | 1 | 2338 ACAR, 2-664. | 0 | 0 | 0 | 0 | 0 | 0 | 0 | 0 | 0 | 0 | 0 | 0 | 0 | 0 | 0 | 0 | 0 | 0 | 0 | 0 | 0 | 0 | 0 | 12
NO |  | 32 | 2011 | 5 | 27 | 27 |  | 12004 LOMBARD | ELMHURST | 345 | 345 | ST | 0.15 | 7.77 | 1 | 2338ACAR,2-664.8A | 0 | 0 | 0 | 0 | 0 | 0 | 0 | 0 | 0 | 0 | 0 | 0 | 0 | 0 | 0 | 0 | 0 | 0 | 0 | 0 | 0 | 0 | 0 | 12
NO |  | 32 | 2011 | 5 | 28 | 28 |  | 12005 LOMBARD | DESPLAINES | 345 | 345 | ST | 0.32 | 16.78 | 1 | 2156 ACSR | 0 | 0 | 0 | 0 | 0 | 0 | 0 | 0 | 0 | 0 | 0 | 0 | 0 | 0 | 0 | 0 | 0 | 0 | 0 | 0 | 0 | 0 | 0 | 12
NO |  | 32 | 2011 | 5 | 29 | 29 |  | 12006 LOMBARD | DESPLAINES | 345 | 345 | ST | 17.09 | 0 | 1 | 2156 ACSR | 0 | 0 | 0 | 0 | 0 | 0 | 0 | 0 | 0 | 0 | 0 | 0 | 0 | 0 | 0 | 0 | 0 | 0 | 0 | 0 | 0 | 0 | 0 | 12
NO |  | 32 | 2011 | 5 | 30 | 30 |  | 13817 SILVER LAKE | PLEASANT VALLEY | 345 | 345 | ST | 0 | 9.35 | 1 | 2156 ACSR | 0 | 0 | 0 | 0 | 0 | 0 | 0 | 0 | 0 | 0 | 0 | 0 | 0 | 0 | 0 | 0 | 0 | 0 | 0 | 0 | 0 | 0 | 0 | 12
NO |  | 32 | 2011 | 5 | 31 | 31 |  | 13817 SILVER LAKE | PLEASANT VALLEY | 345 | 345 | SP | 0.39 | 0 | 0 | 2156 ACSR | 0 | 0 | 0 | 0 | 0 | 0 | 0 | 0 | 0 | 0 | 0 | 0 | 0 | 0 | 0 | 0 | 0 | 0 | 0 | 0 | 0 | 0 | 0 | 12
NO |  | 32 | 2011 | 5 | 32 | 32 |  | 13821 SILVER LAKE | LIBERTYVILLE | 345 | 345 | ST | 0.6 | 16.68 | 1 | 2338 ACAR | 0 | 0 | 0 | 0 | 0 | 0 | 0 | 0 | 0 | 0 | 0 | 0 | 0 | 0 | 0 | 0 | 0 | 0 | 0 | 0 | 0 | 0 | 0 | 12
NO |  | 32 | 2011 | 5 | 33 | 33 |  | 13821 SILVER LAKE | LIBERTYVILLE | 345 | 345 | SP | 0.19 | 0 | 0 | 2156 ACSR | 0 | 0 | 0 | 0 | 0 | 0 | 0 | 0 | 0 | 0 | 0 | 0 | 0 | 0 | 0 | 0 | 0 | 0 | 0 | 0 | 0 | 0 | 0 | 12
NO |  | 32 | 2011 | 5 | 34 | 34 |  | 14321 WOLFS | ELECTRIC JUNCTION | 345 | 345 | ST | 6.29 | 0 | 1 | 2156/2338 | 0 | 0 | 0 | 0 | 0 | 0 | 0 | 0 | 0 | 0 | 0 | 0 | 0 | 0 | 0 | 0 | 0 | 0 | 0 | 0 | 0 | 0 | 0 | 12
NO |  | 32 | 2011 | 5 | 35 | 35 |  | 14321 WOLFS | ELECTRIC JUNCTION | 345 | 345 | SP | 0.19 | 0 | 0 | 2156 ACSR | 0 | 0 | 0 | 0 | 0 | 0 | 0 | 0 | 0 | 0 | 0 | 0 | 0 | 0 | 0 | 0 | 0 | 0 | 0 | 0 | 0 | 0 | 0 | 12
NO |  | 32 | 2011 | 6 | 1 | 1 |  | 14401 WAYNE | SILVER LAKE | 345 | 345 | ST | 0.24 | 19.27 | 1 | 2338 ACAR | 0 | 0 | 0 | 0 | 0 | 0 | 0 | 0 | 0 | 0 | 0 | 0 | 0 | 0 | 0 | 0 | 0 | 0 | 0 | 0 | 0 | 0 | 0 | 12
NO |  | 32 | 2011 | 6 | 2 | 2 |  | 14401 WAYNE | SILVER LAKE | 345 | 345 | SP | 0 | 0.4 | 0 | 2338 ACAR | 0 | 0 | 0 | 0 | 0 | 0 | 0 | 0 | 0 | 0 | 0 | 0 | 0 | 0 | 0 | 0 | 0 | 0 | 0 | 0 | 0 | 0 | 0 | 12
NO |  | 32 | 2011 | 6 | 3 | 3 |  | 14402 WAYNE | TOLLWAY | 345 | 345 | ST | 5.54 | 0 | 1 | 2338 ACAR, 2156 A | 0 | 0 | 0 | 0 | 0 | 0 | 0 | 0 | 0 | 0 | 0 | 0 | 0 | 0 | 0 | 0 | 0 | 0 | 0 | 0 | 0 | 0 | 0 | 12
NO |  | 32 | 2011 | 6 | 4 | 4 |  | 14402 WAYNE | TOLLWAY | 345 | 345 | SP | 0.06 | 0 | 0 | 2156 ACSR | 0 | 0 | 0 | 0 | 0 | 0 | 0 | 0 | 0 | 0 | 0 | 0 | 0 | 0 | 0 | 0 | 0 | 0 | 0 | 0 | 0 | 0 | 0 | 12
NO |  | 32 | 2011 | 6 | 5 | 5 |  | 14419 WAYNE | AURORA E.C. | 345 | 345 | ST | 0.03 | 12.34 | 1 | 2338 ACAR | 0 | 0 | 0 | 0 | 0 | 0 | 0 | 0 | 0 | 0 | 0 | 0 | 0 | 0 | 0 | 0 | 0 | 0 | 0 | 0 | 0 | 0 | 0 | 12
NO |  | 32 | 2011 | 6 | 6 | 6 |  | 14419 WAYNE | AURORA E.C. | 345 | 345 | SP | 0.16 | 0 | 0 | 2156/2338 | 0 | 0 | 0 | 0 | 0 | 0 | 0 | 0 | 0 | 0 | 0 | 0 | 0 | 0 | 0 | 0 | 0 | 0 | 0 | 0 | 0 | 0 | 0 | 12
NO |  | 32 | 2011 | 6 | 7 | 7 |  | 15324 TAYLOR | FISK | 345 | 345 | SP | 0.2 | 0 | 1 | 2156 ACSR | 0 | 0 | 0 | 0 | 0 | 0 | 0 | 0 | 0 | 0 | 0 | 0 | 0 | 0 | 0 | 0 | 0 | 0 | 0 | 0 | 0 | 0 | 0 | 12
NO |  | 32 | 2011 | 6 | 8 | 8 |  | 15423 LIBERTYVILLE | ZION E.C. | 345 | 345 | ST | 12.33 | 0 | 1 | 2156 ACSR | 0 | 0 | 0 | 0 | 0 | 0 | 0 | 0 | 0 | 0 | 0 | 0 | 0 | 0 | 0 | 0 | 0 | 0 | 0 | 0 | 0 | 0 | 0 | 12
NO |  | 32 | 2011 | 6 | 9 | 9 |  | 15423 LIBERTYVILLE | ZION E.C. | 345 | 345 | SP | 0.11 | 0 | 0 | 2156 ACSR | 0 | 0 | 0 | 0 | 0 | 0 | 0 | 0 | 0 | 0 | 0 | 0 | 0 | 0 | 0 | 0 | 0 | 0 | 0 | 0 | 0 | 0 | 0 | 12
NO |  | 32 | 2011 | 6 | 10 | 10 |  | 15424 LIBERTYVILLE | PROSPECT HTS, 117 | 345 | 345 | ST | 0.35 | 14.93 | 1 | 2338 ACAR, 2156 A | 0 | 0 | 0 | 0 | 0 | 0 | 0 | 0 | 0 | 0 | 0 | 0 | 0 | 0 | 0 | 0 | 0 | 0 | 0 | 0 | 0 | 0 | 0 | 12
NO |  | 32 | 2011 | 6 | 11 | 11 |  | 15501 NELSON | LEE COUNTY E.C. | 345 | 345 | ST | 4.29 | 0 | 1 | 2338 ACAR | 0 | 0 | 0 | 0 | 0 | 0 | 0 | 0 | 0 | 0 | 0 | 0 | 0 | 0 | 0 | 0 | 0 | 0 | 0 | 0 | 0 | 0 | 0 | 12
NO |  | 32 | 2011 | 6 | 12 | 12 |  | 15501 NELSON | LEE COUNTY E.C. | 345 | 345 | ST | 8.63 | 0 | 0 | 2-1277 ACAR | 0 | 0 | 0 | 0 | 0 | 0 | 0 | 0 | 0 | 0 | 0 | 0 | 0 | 0 | 0 | 0 | 0 | 0 | 0 | 0 | 0 | 0 | 0 | 12
NO |  | 32 | 2011 | 6 | 13 | 13 |  | 15501 NELSON | LEE COUNTY E.C. | 345 | 345 | SP | 0.07 | 0 | 0 | 2-1277 ACAR | 0 | 0 | 0 | 0 | 0 | 0 | 0 | 0 | 0 | 0 | 0 | 0 | 0 | 0 | 0 | 0 | 0 | 0 | 0 | 0 | 0 | 0 | 0 | 12
NO |  | 32 | 2011 | 6 | 14 | 14 |  | 15502 NELSON | ELECTRIC JUNCTION | 345 | 345 | ST | 15.9 | 0 | 1 | 2338 ACAR | 0 | 0 | 0 | 0 | 0 | 0 | 0 | 0 | 0 | 0 | 0 | 0 | 0 | 0 | 0 | 0 | 0 | 0 | 0 | 0 | 0 | 0 | 0 | 12
NO |  | 32 | 2011 | 6 | 15 | 15 |  | 15502 NELSON | ELECTRIC JUNCTION | 345 | 345 | WH | 4.65 | 0 | 0 | 2-1277 ACAR | 0 | 0 | 0 | 0 | 0 | 0 | 0 | 0 | 0 | 0 | 0 | 0 | 0 | 0 | 0 | 0 | 0 | 0 | 0 | 0 | 0 | 0 | 0 | 12
NO |  | 32 | 2011 | 6 | 16 | 16 |  | 15502 NELSON | ELECTRIC JUNCTION | 345 | 345 | ST | 52.55 | 0 | 0 | 2-1277 ACAR | 0 | 0 | 0 | 0 | 0 | 0 | 0 | 0 | 0 | 0 | 0 | 0 | 0 | 0 | 0 | 0 | 0 | 0 | 0 | 0 | 0 | 0 | 0 | 12
NO |  | 32 | 2011 | 6 | 17 | 17 |  | 15503 NELSON | CORDOVA | 345 | 345 | ST | 0.06 | 0.34 | 1 | 2338 ACAR | 0 | 0 | 0 | 0 | 0 | 0 | 0 | 0 | 0 | 0 | 0 | 0 | 0 | 0 | 0 | 0 | 0 | 0 | 0 | 0 | 0 | 0 | 0 | 12
NO |  | 32 | 2011 | 6 | 18 | 18 |  | 15503 NELSON | CORDOVA | 345 | 345 | ST | 39.45 | 0 | 0 | 2-1227 ACAR | 0 | 0 | 0 | 0 | 0 | 0 | 0 | 0 | 0 | 0 | 0 | 0 | 0 | 0 | 0 | 0 | 0 | 0 | 0 | 0 | 0 | 0 | 0 | 12
NO |  | 32 | 2011 | 6 | 19 | 19 |  | 15503 NELSON | CORDOVA | 345 | 345 | SP | 0.04 | 0 | 0 | 2-1277 ACAR | 0 | 0 | 0 | 0 | 0 | 0 | 0 | 0 | 0 | 0 | 0 | 0 | 0 | 0 | 0 | 0 | 0 | 0 | 0 | 0 | 0 | 0 | 0 | 12
NO |  | 32 | 2011 | 6 | 20 | 20 |  | 15504 NELSON | N.W. STEEL & WIRE | 345 | 345 | ST | 5.76 | 2.15 | 1 | 2-1277 ACAR | 0 | 0 | 0 | 0 | 0 | 0 | 0 | 0 | 0 | 0 | 0 | 0 | 0 | 0 | 0 | 0 | 0 | 0 | 0 | 0 | 0 | 0 | 0 | 12
NO |  | 32 | 2011 | 6 | 21 | 21 |  | 15615 CHERRY VALLEY | WEMPLETOWN | 345 | 345 | ST | 27.39 | 0 | 1 | 2156 ACSR | 0 | 0 | 0 | 0 | 0 | 0 | 0 | 0 | 0 | 0 | 0 | 0 | 0 | 0 | 0 | 0 | 0 | 0 | 0 | 0 | 0 | 0 | 0 | 12
NO |  | 32 | 2011 | 6 | 22 | 22 |  | 15616 CHERRY VALLEY | SILVER LAKE | 345 | 345 | ST | 39.42 | 0 | 1 | 2338 ACAR | 0 | 0 | 0 | 0 | 0 | 0 | 0 | 0 | 0 | 0 | 0 | 0 | 0 | 0 | 0 | 0 | 0 | 0 | 0 | 0 | 0 | 0 | 0 | 12
NO |  | 32 | 2011 | 6 | 23 | 23 |  | 15616 CHERRY VALLEY | SILVER LAKE | 345 | 345 | SP | 0.98 | 0 | 0 | T2-1113 | 0 | 0 | 0 | 0 | 0 | 0 | 0 | 0 | 0 | 0 | 0 | 0 | 0 | 0 | 0 | 0 | 0 | 0 | 0 | 0 | 0 | 0 | 0 | 12
NO |  | 32 | 2011 | 6 | 24 | 24 |  | 15925 NORTHBROOK | SKOKIE 88 | 345 | 345 | SP | 5.62 | 0 | 1 | 2156 ACSR | 0 | 0 | 0 | 0 | 0 | 0 | 0 | 0 | 0 | 0 | 0 | 0 | 0 | 0 | 0 | 0 | 0 | 0 | 0 | 0 | 0 | 0 | 0 | 12
NO |  | 32 | 2011 | 6 | 25 | 25 |  | 15926 NORTHBROOK | SKOKIE 88 | 345 | 345 | SP | 0.06 | 5.46 | 1 | 2156 ACSR | 0 | 0 | 0 | 0 | 0 | 0 | 0 | 0 | 0 | 0 | 0 | 0 | 0 | 0 | 0 | 0 | 0 | 0 | 0 | 0 | 0 | 0 | 0 | 12
NO |  | 32 | 2011 | 6 | 26 | 26 |  | 16703 PLANO | ELECTRIC JUNCTION | 345 | 345 | ST | 0.12 | 11.43 | 1 | 2156 ACSR | 0 | 0 | 0 | 0 | 0 | 0 | 0 | 0 | 0 | 0 | 0 | 0 | 0 | 0 | 0 | 0 | 0 | 0 | 0 | 0 | 0 | 0 | 0 | 12
NO |  | 32 | 2011 | 6 | 27 | 27 |  | 16703 PLANO | ELECTRIC JUNCTION | 345 | 345 | SP | 0 | 9.59 | 0 | 2156 ACSR | 0 | 0 | 0 | 0 | 0 | 0 | 0 | 0 | 0 | 0 | 0 | 0 | 0 | 0 | 0 | 0 | 0 | 0 | 0 | 0 | 0 | 0 | 0 | 12
NO |  | 32 | 2011 | 6 | 28 | 28 |  | 16704 PLANO | ELECTRIC JUNCTION | 345 | 345 | ST | 2.38 | 9.23 | 1 | 2156 ACSR | 0 | 0 | 0 | 0 | 0 | 0 | 0 | 0 | 0 | 0 | 0 | 0 | 0 | 0 | 0 | 0 | 0 | 0 | 0 | 0 | 0 | 0 | 0 | 12
NO |  | 32 | 2011 | 6 | 29 | 29 |  | 16704 PLANO | ELECTRIC JUNCTION | 345 | 345 | SP | 9.58 | 0 | 0 | 2156 ACSR | 0 | 0 | 0 | 0 | 0 | 0 | 0 | 0 | 0 | 0 | 0 | 0 | 0 | 0 | 0 | 0 | 0 | 0 | 0 | 0 | 0 | 0 | 0 | 12
NO |  | 32 | 2011 | 6 | 30 | 30 |  | 16704 PLANO | ELECTRIC JUNCTION | 345 | 345 | WP | 0.08 | 0 | 0 | 2156 ACSR | 0 | 0 | 0 | 0 | 0 | 0 | 0 | 0 | 0 | 0 | 0 | 0 | 0 | 0 | 0 | 0 | 0 | 0 | 0 | 0 | 0 | 0 | 0 | 12
NO |  | 32 | 2011 | 6 | 31 | 31 |  | 17101 WEMPLETOWN | ATC INTERCONNECTION | 345 | 345 | ST | 10.4 | 0 | 1 | 2156 ACSR | 0 | 0 | 0 | 0 | 0 | 0 | 0 | 0 | 0 | 0 | 0 | 0 | 0 | 0 | 0 | 0 | 0 | 0 | 0 | 0 | 0 | 0 | 0 | 12
NO |  | 32 | 2011 | 6 | 32 | 32 |  | 17101 WEMPLETOWN | ATC INTERCONNECTION | 345 | 345 | SP | 0.99 | 0 | 0 | 2156 ACSR | 0 | 0 | 0 | 0 | 0 | 0 | 0 | 0 | 0 | 0 | 0 | 0 | 0 | 0 | 0 | 0 | 0 | 0 | 0 | 0 | 0 | 0 | 0 | 12
NO |  | 32 | 2011 | 6 | 33 | 33 |  | 17102 WEMPLETOWN | ATC INTERCONNECTION | 345 | 345 | ST | 0 | 10.4 | 1 | 2156 ACSR | 0 | 0 | 0 | 0 | 0 | 0 | 0 | 0 | 0 | 0 | 0 | 0 | 0 | 0 | 0 | 0 | 0 | 0 | 0 | 0 | 0 | 0 | 0 | 12
NO |  | 32 | 2011 | 6 | 34 | 34 |  | 17102 WEMPLETOWN | ATC INTERCONNECTION | 345 | 345 | SP | 0 | 0.99 | 0 | 2156 ACSR | 0 | 0 | 0 | 0 | 0 | 0 | 0 | 0 | 0 | 0 | 0 | 0 | 0 | 0 | 0 | 0 | 0 | 0 | 0 | 0 | 0 | 0 | 0 | 12
NO |  | 32 | 2011 | 6 | 35 | 35 |  | 17701 BURNHAM | BLUE ISLAND | 345 | 345 | ST | 7.79 | 0 | 1 | 2338 ACAR | 0 | 0 | 0 | 0 | 0 | 0 | 0 | 0 | 0 | 0 | 0 | 0 | 0 | 0 | 0 | 0 | 0 | 0 | 0 | 0 | 0 | 0 | 0 | 12
NO |  | 32 | 2011 | 7 | 1 | 1 |  | 17701 BURNHAM | BLUE ISLAND | 345 | 345 | ST | 0.6 | 0 | 0 | 2156 ACSR | 0 | 0 | 0 | 0 | 0 | 0 | 0 | 0 | 0 | 0 | 0 | 0 | 0 | 0 | 0 | 0 | 0 | 0 | 0 | 0 | 0 | 0 | 0 | 12
NO |  | 32 | 2011 | 7 | 2 | 2 |  | 17702 BURNHAM | BLUE ISLAND | 345 | 345 | ST | 0.1 | 8.1 | 1 | 2338 ACAR | 0 | 0 | 0 | 0 | 0 | 0 | 0 | 0 | 0 | 0 | 0 | 0 | 0 | 0 | 0 | 0 | 0 | 0 | 0 | 0 | 0 | 0 | 0 | 12
NO |  | 32 | 2011 | 7 | 3 | 3 |  | 17703 BURNHAM | NIPSCO | 345 | 345 | ST | 8.33 | 0 | 1 | 2338 ACAR | 0 | 0 | 0 | 0 | 0 | 0 | 0 | 0 | 0 | 0 | 0 | 0 | 0 | 0 | 0 | 0 | 0 | 0 | 0 | 0 | 0 | 0 | 0 | 12
NO |  | 32 | 2011 | 7 | 4 | 4 |  | 17704 BURNHAM | DAVIS CREEK | 345 | 345 | ST | 17.41 | 0 | 1 | 2156 ACSR, T2-111 | 0 | 0 | 0 | 0 | 0 | 0 | 0 | 0 | 0 | 0 | 0 | 0 | 0 | 0 | 0 | 0 | 0 | 0 | 0 | 0 | 0 | 0 | 0 | 12
NO |  | 32 | 2011 | 7 | 5 | 5 |  | 17704 BURNHAM | DAVIS CREEK | 345 | 345 | SP | 32.25 | 0 | 0 | 2156 ACSR, T2-111 | 0 | 0 | 0 | 0 | 0 | 0 | 0 | 0 | 0 | 0 | 0 | 0 | 0 | 0 | 0 | 0 | 0 | 0 | 0 | 0 | 0 | 0 | 0 | 12
NO |  | 32 | 2011 | 7 | 6 | 6 |  | 17704 BURNHAM | DAVIS CREEK | 345 | 345 | WP | 0.25 | 0 | 0 | 2156 ACSR | 0 | 0 | 0 | 0 | 0 | 0 | 0 | 0 | 0 | 0 | 0 | 0 | 0 | 0 | 0 | 0 | 0 | 0 | 0 | 0 | 0 | 0 | 0 | 12
NO |  | 32 | 2011 | 7 | 7 | 7 |  | 17705 BURNHAM | SHEFFIELD (NIPSCO) | 345 | 345 | ST | 0.04 | 3.71 | 1 | 2338 ACAR | 0 | 0 | 0 | 0 | 0 | 0 | 0 | 0 | 0 | 0 | 0 | 0 | 0 | 0 | 0 | 0 | 0 | 0 | 0 | 0 | 0 | 0 | 0 | 12
NO |  | 32 | 2011 | 7 | 8 | 8 |  | 17723 BURNHAM | STATE LINE | 345 | 345 | SP | 0.05 | 0 | 1 | 2156 ACSR | 0 | 0 | 0 | 0 | 0 | 0 | 0 | 0 | 0 | 0 | 0 | 0 | 0 | 0 | 0 | 0 | 0 | 0 | 0 | 0 | 0 | 0 | 0 | 12
NO |  | 32 | 2011 | 7 | 9 | 9 |  | 17723 BURNHAM | STATE LINE | 345 | 345 | ST | 3.79 | 0 | 0 | 2156 ACSR | 0 | 0 | 0 | 0 | 0 | 0 | 0 | 0 | 0 | 0 | 0 | 0 | 0 | 0 | 0 | 0 | 0 | 0 | 0 | 0 | 0 | 0 | 0 | 12
NO |  | 32 | 2011 | 7 | 10 | 10 |  | 17723 STATE LINE | TAYLOR | 345 | 345 | SP | 8.66 | 0 | 0 | 2156 2-1277 | 0 | 0 | 0 | 0 | 0 | 0 | 0 | 0 | 0 | 0 | 0 | 0 | 0 | 0 | 0 | 0 | 0 | 0 | 0 | 0 | 0 | 0 | 0 | 12
NO |  | 32 | 2011 | 7 | 11 | 11 |  | 17723 STATE LINE | TAYLOR | 345 | 345 | ST | 0.13 | 0 | 0 | 2156 ACSR | 0 | 0 | 0 | 0 | 0 | 0 | 0 | 0 | 0 | 0 | 0 | 0 | 0 | 0 | 0 | 0 | 0 | 0 | 0 | 0 | 0 | 0 | 0 | 12
NO |  | 32 | 2011 | 7 | 12 | 12 |  | 17724 BURNHAM | STATE LINE | 345 | 345 | ST | 0.11 | 3.82 | 1 | 2156 ACSR | 0 | 0 | 0 | 0 | 0 | 0 | 0 | 0 | 0 | 0 | 0 | 0 | 0 | 0 | 0 | 0 | 0 | 0 | 0 | 0 | 0 | 0 | 0 | 12
NO |  | 32 | 2011 | 7 | 13 | 13 |  | 17724 STATE LINE | TAYLOR | 345 | 345 | SP | 0.27 | 8.44 | 0 | 2156 2-1277 | 0 | 0 | 0 | 0 | 0 | 0 | 0 | 0 | 0 | 0 | 0 | 0 | 0 | 0 | 0 | 0 | 0 | 0 | 0 | 0 | 0 | 0 | 0 | 12
NO |  | 32 | 2011 | 7 | 14 | 14 |  | 17724 STATE LINE | TAYLOR | 345 | 345 | ST | 0 | 0.13 | 0 | 2156 ACSR | 0 | 0 | 0 | 0 | 0 | 0 | 0 | 0 | 0 | 0 | 0 | 0 | 0 | 0 | 0 | 0 | 0 | 0 | 0 | 0 | 0 | 0 | 0 | 12
NO |  | 32 | 2011 | 7 | 15 | 15 |  | 17724 TAP | CALUMET | 345 | 345 | SP | 0.06 | 0 | 0 | 2156 ACSR | 0 | 0 | 0 | 0 | 0 | 0 | 0 | 0 | 0 | 0 | 0 | 0 | 0 | 0 | 0 | 0 | 0 | 0 | 0 | 0 | 0 | 0 | 0 | 12
NO |  | 32 | 2011 | 7 | 16 | 16 |  | 17907 DAVIS CREEK | BLOOM | 345 | 345 | SP | 0 | 8.25 | 1 | 2156 ACSR | 0 | 0 | 0 | 0 | 0 | 0 | 0 | 0 | 0 | 0 | 0 | 0 | 0 | 0 | 0 | 0 | 0 | 0 | 0 | 0 | 0 | 0 | 0 | 12
NO |  | 32 | 2011 | 7 | 17 | 17 |  | 17907 DAVIS CREEK | BLOOM | 345 | 345 | SP | 0 | 24 | 0 | T2-1113 | 0 | 0 | 0 | 0 | 0 | 0 | 0 | 0 | 0 | 0 | 0 | 0 | 0 | 0 | 0 | 0 | 0 | 0 | 0 | 0 | 0 | 0 | 0 | 12
NO |  | 32 | 2011 | 7 | 18 | 18 |  | 17907 DAVIS CREEK | BLOOM | 345 | 345 | WH | 0.22 | 0 | 0 | 2156 ACSR | 0 | 0 | 0 | 0 | 0 | 0 | 0 | 0 | 0 | 0 | 0 | 0 | 0 | 0 | 0 | 0 | 0 | 0 | 0 | 0 | 0 | 0 | 0 | 12
NO |  | 32 | 2011 | 7 | 19 | 19 |  | 17907 DAVIS CREEK | BLOOM | 345 | 345 | ST | 0.07 | 4.3 | 0 | 2156 ACSR | 0 | 0 | 0 | 0 | 0 | 0 | 0 | 0 | 0 | 0 | 0 | 0 | 0 | 0 | 0 | 0 | 0 | 0 | 0 | 0 | 0 | 0 | 0 | 12
NO |  | 32 | 2011 | 7 | 20 | 20 |  | 17907 DAVIS CREEK | BLOOM | 345 | 345 | ST | 0.06 | 0.17 | 0 | T2-1113 | 0 | 0 | 0 | 0 | 0 | 0 | 0 | 0 | 0 | 0 | 0 | 0 | 0 | 0 | 0 | 0 | 0 | 0 | 0 | 0 | 0 | 0 | 0 | 12
NO |  | 32 | 2011 | 7 | 21 | 21 |  | 17908 BURNHAM | BLOOM | 345 | 345 | ST | 0.15 | 12.27 | 1 | 2156 ACSR, 2338 A | 0 | 0 | 0 | 0 | 0 | 0 | 0 | 0 | 0 | 0 | 0 | 0 | 0 | 0 | 0 | 0 | 0 | 0 | 0 | 0 | 0 | 0 | 0 | 12
NO |  | 32 | 2011 | 7 | 22 | 22 |  | 18502 TOLLWAY | LIBERTYVILLE | 345 | 345 | ST | 22.71 | 0 | 1 | 2338 ACAR | 0 | 0 | 0 | 0 | 0 | 0 | 0 | 0 | 0 | 0 | 0 | 0 | 0 | 0 | 0 | 0 | 0 | 0 | 0 | 0 | 0 | 0 | 0 | 12
NO |  | 32 | 2011 | 7 | 23 | 23 |  | 18502 TOLLWAY | LIBERTYVILLE | 345 | 345 | ST | 7.69 | 0 | 0 | 2156 ACSR | 0 | 0 | 0 | 0 | 0 | 0 | 0 | 0 | 0 | 0 | 0 | 0 | 0 | 0 | 0 | 0 | 0 | 0 | 0 | 0 | 0 | 0 | 0 | 12
NO |  | 32 | 2011 | 7 | 24 | 24 |  | 18502 TOLLWAY | LIBERTYVILLE | 345 | 345 | SP | 0.12 | 0 | 0 | 2338 ACAR | 0 | 0 | 0 | 0 | 0 | 0 | 0 | 0 | 0 | 0 | 0 | 0 | 0 | 0 | 0 | 0 | 0 | 0 | 0 | 0 | 0 | 0 | 0 | 12
NO |  | 32 | 2011 | 7 | 25 | 25 |  | 18502 TOLLWAY | LIBERTYVILLE | 345 | 345 | SP | 0.12 | 0 | 0 | 2156 ACSR | 0 | 0 | 0 | 0 | 0 | 0 | 0 | 0 | 0 | 0 | 0 | 0 | 0 | 0 | 0 | 0 | 0 | 0 | 0 | 0 | 0 | 0 | 0 | 12
NO |  | 32 | 2011 | 7 | 26 | 26 |  | 19601 KATYDID | GOODINGS GROVE | 345 | 345 | SP | 0.49 | 0 | 1 | 2-1277 ACAR, 2156 | 0 | 0 | 0 | 0 | 0 | 0 | 0 | 0 | 0 | 0 | 0 | 0 | 0 | 0 | 0 | 0 | 0 | 0 | 0 | 0 | 0 | 0 | 0 | 12
NO |  | 32 | 2011 | 7 | 27 | 27 |  | 19601 KATYDID | GOODINGS GROVE | 345 | 345 | ST | 52.39 | 0 | 0 | 2-1277 ACAR, 2156 | 0 | 0 | 0 | 0 | 0 | 0 | 0 | 0 | 0 | 0 | 0 | 0 | 0 | 0 | 0 | 0 | 0 | 0 | 0 | 0 | 0 | 0 | 0 | 12
NO |  | 32 | 2011 | 7 | 28 | 28 |  | 93505 KENDALL CO. | TAZEWELL (CILCO) | 345 | 345 | ST | 0.22 | 0 | 1 | 2338 ACAR, 2156 A | 0 | 0 | 0 | 0 | 0 | 0 | 0 | 0 | 0 | 0 | 0 | 0 | 0 | 0 | 0 | 0 | 0 | 0 | 0 | 0 | 0 | 0 | 0 | 12
NO |  | 32 | 2011 | 7 | 29 | 29 |  | 93505 KENDALL CO. | TAZEWELL (CILCO) | 345 | 345 | ST | 0 | 102.92 | 0 | 2338 ACAR, 2-1277 | 0 | 0 | 0 | 0 | 0 | 0 | 0 | 0 | 0 | 0 | 0 | 0 | 0 | 0 | 0 | 0 | 0 | 0 | 0 | 0 | 0 | 0 | 0 | 12
NO |  | 32 | 2011 | 7 | 30 | 30 |  | 97008 UNIVERSITY PK. E.C. | I & M POWER | 345 | 345 | ST | 4.54 | 7.04 | 1 | 1414 ACSR | 0 | 0 | 0 | 0 | 0 | 0 | 0 | 0 | 0 | 0 | 0 | 0 | 0 | 0 | 0 | 0 | 0 | 0 | 0 | 0 | 0 | 0 | 0 | 12
NO |  | 32 | 2011 | 7 | 31 | 31 |  | 97008 UNIVERSITY PK. E.C. | I & M POWER | 345 | 345 | SP | 0.64 | 0 | 0 | 1414 ACSR, 2156 A | 0 | 0 | 0 | 0 | 0 | 0 | 0 | 0 | 0 | 0 | 0 | 0 | 0 | 0 | 0 | 0 | 0 | 0 | 0 | 0 | 0 | 0 | 0 | 12
NO |  | 32 | 2011 | 7 | 35 | 35 |  | 345KV LINES UNDERGROUND |  | 0 | 0 |  | 0 | 0 | 0 | 345kV LINES UNDER | 0 | 0 | 0 | 0 | 0 | 0 | 0 | 0 | 0 | 0 | 0 | 0 | 0 | 0 | 0 | 0 | 0 | 0 | 0 | 0 | 0 | 0 | 0 | 12
NO |  | 32 | 2011 | 8 | 1 | 1 |  | 1309 FISK TERMINAL | WEST LOOP | 345 | 345 | UG | 4.87 | 0 | 0 | 1600mm2 XLPE | 0 | 0 | 0 | 0 | 0 | 0 | 0 | 0 | 0 | 0 | 0 | 0 | 0 | 0 | 0 | 0 | 0 | 0 | 0 | 0 | 0 | 0 | 0 | 12
NO |  | 32 | 2011 | 8 | 2 | 2 |  | 15323 TAYLOR | WEST LOOP | 345 | 345 | UG | 3.31 | 0 | 1 | 1600mm2 XLPE | 0 | 0 | 0 | 0 | 0 | 0 | 0 | 0 | 0 | 0 | 0 | 0 | 0 | 0 | 0 | 0 | 0 | 0 | 0 | 0 | 0 | 0 | 0 | 12
NO |  | 32 | 2011 | 8 | 7 | 7 |  | 138KV LINES OVERHEAD |  | 0 | 0 |  | 0 | 0 | 0 |  | 0 | 0 | 0 | 0 | 0 | 0 | 0 | 0 | 0 | 0 | 0 | 0 | 0 | 0 | 0 | 0 | 0 | 0 | 0 | 0 | 0 | 0 | 0 | 12
NO |  | 32 | 2011 | 8 | 8 | 8 |  | 0108 LASALLE CO. | SW TIE L-1205 | 138 | 138 | SP | 0.27 | 0 | 1 | 1113 ACSR | 0 | 0 | 0 | 0 | 0 | 0 | 0 | 0 | 0 | 0 | 0 | 0 | 0 | 0 | 0 | 0 | 0 | 0 | 0 | 0 | 0 | 0 | 0 | 12
NO |  | 32 | 2011 | 8 | 9 | 9 |  | 0108 LASALLE CO. | SW TIE L-1205 | 138 | 138 | WP | 3.05 | 0 | 0 | 664.8 ACSS | 0 | 0 | 0 | 0 | 0 | 0 | 0 | 0 | 0 | 0 | 0 | 0 | 0 | 0 | 0 | 0 | 0 | 0 | 0 | 0 | 0 | 0 | 0 | 12
NO |  | 32 | 2011 | 8 | 10 | 10 |  | 0108 LASALLE CO. | SW TIE L-1205 | 138 | 138 | WH | 0.3 | 0 | 0 | 664.8 ACSS | 0 | 0 | 0 | 0 | 0 | 0 | 0 | 0 | 0 | 0 | 0 | 0 | 0 | 0 | 0 | 0 | 0 | 0 | 0 | 0 | 0 | 0 | 0 | 12
NO |  | 32 | 2011 | 8 | 11 | 11 |  | 0108 LASALLE CO. | SW TIE L-1205 | 138 | 138 | ST | 0 | 12.89 | 0 | 300CU,477ACS | 0 | 0 | 0 | 0 | 0 | 0 | 0 | 0 | 0 | 0 | 0 | 0 | 0 | 0 | 0 | 0 | 0 | 0 | 0 | 0 | 0 | 0 | 0 | 12
NO |  | 32 | 2011 | 8 | 12 | 12 |  | 0108 TAP | SW TIE L-6102 | 138 | 138 | WP | 0.06 | 0 | 0 | 477 ACSR | 0 | 0 | 0 | 0 | 0 | 0 | 0 | 0 | 0 | 0 | 0 | 0 | 0 | 0 | 0 | 0 | 0 | 0 | 0 | 0 | 0 | 0 | 0 | 12
NO |  | 32 | 2011 | 8 | 13 | 13 |  | 0112 LASALLE CO. | KICKAPOO CREEK | 138 | 138 | WP | 1.32 | 0 | 1 | 636 ACSR | 0 | 0 | 0 | 0 | 0 | 0 | 0 | 0 | 0 | 0 | 0 | 0 | 0 | 0 | 0 | 0 | 0 | 0 | 0 | 0 | 0 | 0 | 0 | 12
NO |  | 32 | 2011 | 8 | 14 | 14 |  | 0112 LASALLE CO. | KICKAPOO CREEK | 138 | 138 | SP | 0.01 | 0 | 0 | 1113 ACSR | 0 | 0 | 0 | 0 | 0 | 0 | 0 | 0 | 0 | 0 | 0 | 0 | 0 | 0 | 0 | 0 | 0 | 0 | 0 | 0 | 0 | 0 | 0 | 12
NO |  | 32 | 2011 | 8 | 15 | 15 |  | 0321 POWERTON | TOULON | 138 | 138 | ST | 42.47 | 0 | 1 | 477,1113 ACSR | 0 | 0 | 0 | 0 | 0 | 0 | 0 | 0 | 0 | 0 | 0 | 0 | 0 | 0 | 0 | 0 | 0 | 0 | 0 | 0 | 0 | 0 | 0 | 12
NO |  | 32 | 2011 | 8 | 16 | 16 |  | 0321 POWERTON | TOULON | 138 | 138 | SP | 0.53 | 0 | 0 | 1113 ACSR | 0 | 0 | 0 | 0 | 0 | 0 | 0 | 0 | 0 | 0 | 0 | 0 | 0 | 0 | 0 | 0 | 0 | 0 | 0 | 0 | 0 | 0 | 0 | 12
NO |  | 32 | 2011 | 8 | 17 | 17 |  | 0703 STATE LINE | HEGEWISCH | 138 | 138 | ST | 0.26 | 2.4 | 1 | 1113 ACSR | 0 | 0 | 0 | 0 | 0 | 0 | 0 | 0 | 0 | 0 | 0 | 0 | 0 | 0 | 0 | 0 | 0 | 0 | 0 | 0 | 0 | 0 | 0 | 12
NO |  | 32 | 2011 | 8 | 18 | 18 |  | 0703 TAP | LTV STEEL | 138 | 138 | SP | 0.2 | 1.53 | 0 | 636 ACSR | 0 | 0 | 0 | 0 | 0 | 0 | 0 | 0 | 0 | 0 | 0 | 0 | 0 | 0 | 0 | 0 | 0 | 0 | 0 | 0 | 0 | 0 | 0 | 12
NO |  | 32 | 2011 | 8 | 19 | 19 |  | 0703 TAP | RIVER E.C. | 138 | 138 | ST | 0.02 | 0.25 | 0 | 477,636,1113 ACSR | 0 | 0 | 0 | 0 | 0 | 0 | 0 | 0 | 0 | 0 | 0 | 0 | 0 | 0 | 0 | 0 | 0 | 0 | 0 | 0 | 0 | 0 | 0 | 12
NO |  | 32 | 2011 | 8 | 20 | 20 |  | 0703 TAP | RIVER E.C. | 138 | 138 | SP | 0.1 | 0.19 | 0 | 1113 ACSR | 0 | 0 | 0 | 0 | 0 | 0 | 0 | 0 | 0 | 0 | 0 | 0 | 0 | 0 | 0 | 0 | 0 | 0 | 0 | 0 | 0 | 0 | 0 | 12
NO |  | 32 | 2011 | 8 | 21 | 21 |  | 0704 STATE LINE | RIVER E.C. | 138 | 138 | ST | 2.05 | 1.12 | 1 | 336.4,477,636,111 | 0 | 0 | 0 | 0 | 0 | 0 | 0 | 0 | 0 | 0 | 0 | 0 | 0 | 0 | 0 | 0 | 0 | 0 | 0 | 0 | 0 | 0 | 0 | 12
NO |  | 32 | 2011 | 8 | 22 | 22 |  | 0704 STATE LINE | RIVER E.C. | 138 | 138 | SP | 0.18 | 1.64 | 0 | 636 ACSR | 0 | 0 | 0 | 0 | 0 | 0 | 0 | 0 | 0 | 0 | 0 | 0 | 0 | 0 | 0 | 0 | 0 | 0 | 0 | 0 | 0 | 0 | 0 | 12
NO |  | 32 | 2011 | 8 | 23 | 23 |  | 0704 STATE LINE | RIVER E.C. | 138 | 138 | WP | 0.12 | 0 | 0 | 1113 ACSR | 0 | 0 | 0 | 0 | 0 | 0 | 0 | 0 | 0 | 0 | 0 | 0 | 0 | 0 | 0 | 0 | 0 | 0 | 0 | 0 | 0 | 0 | 0 | 12
NO |  | 32 | 2011 | 8 | 24 | 24 |  | 0704 TAP | TOWER AUTOMOTIVE | 138 | 138 | ST | 0.26 | 0 | 0 | 1113 ACSR | 0 | 0 | 0 | 0 | 0 | 0 | 0 | 0 | 0 | 0 | 0 | 0 | 0 | 0 | 0 | 0 | 0 | 0 | 0 | 0 | 0 | 0 | 0 | 12
NO |  | 32 | 2011 | 8 | 25 | 25 |  | 0704 TAP | TOWER AUTOMOTIVE | 138 | 138 | WP | 0.11 | 0 | 0 | 1113 ACSR | 0 | 0 | 0 | 0 | 0 | 0 | 0 | 0 | 0 | 0 | 0 | 0 | 0 | 0 | 0 | 0 | 0 | 0 | 0 | 0 | 0 | 0 | 0 | 12
NO |  | 32 | 2011 | 8 | 26 | 26 |  | 0704 TAP | LTV STEEL | 138 | 138 | WP | 0 | 0 | 0 | 636 ACSR | 0 | 0 | 0 | 0 | 0 | 0 | 0 | 0 | 0 | 0 | 0 | 0 | 0 | 0 | 0 | 0 | 0 | 0 | 0 | 0 | 0 | 0 | 0 | 12
NO |  | 32 | 2011 | 8 | 27 | 27 |  | 0705 STATE LINE | WASHINGTON PARK | 138 | 138 | SP | 0.62 | 7.41 | 1 | 2-1277.2 ACAR / 1 | 0 | 0 | 0 | 0 | 0 | 0 | 0 | 0 | 0 | 0 | 0 | 0 | 0 | 0 | 0 | 0 | 0 | 0 | 0 | 0 | 0 | 0 | 0 | 12
NO |  | 32 | 2011 | 8 | 28 | 28 |  | 0706 STATE LINE | CALUMET | 138 | 138 | SP | 0.05 | 1.12 | 1 | 1113,2156 ACSR | 0 | 0 | 0 | 0 | 0 | 0 | 0 | 0 | 0 | 0 | 0 | 0 | 0 | 0 | 0 | 0 | 0 | 0 | 0 | 0 | 0 | 0 | 0 | 12
NO |  | 32 | 2011 | 8 | 29 | 29 |  | 0706 STATE LINE | CALUMET | 138 | 138 | ST | 0.08 | 0.13 | 0 | 2-1277.2 ACAR / 1 | 0 | 0 | 0 | 0 | 0 | 0 | 0 | 0 | 0 | 0 | 0 | 0 | 0 | 0 | 0 | 0 | 0 | 0 | 0 | 0 | 0 | 0 | 0 | 12
NO |  | 32 | 2011 | 8 | 30 | 30 |  | 0706 STATE LINE | CALUMET | 138 | 138 | WP | 0.07 | 0 | 0 | 1113 ACSR | 0 | 0 | 0 | 0 | 0 | 0 | 0 | 0 | 0 | 0 | 0 | 0 | 0 | 0 | 0 | 0 | 0 | 0 | 0 | 0 | 0 | 0 | 0 | 12
NO |  | 32 | 2011 | 8 | 31 | 31 |  | 0707 STATE LINE | CALUMET | 138 | 138 | ST | 0.09 | 0.27 | 1 | 750 CU / 1113,215 | 0 | 0 | 0 | 0 | 0 | 0 | 0 | 0 | 0 | 0 | 0 | 0 | 0 | 0 | 0 | 0 | 0 | 0 | 0 | 0 | 0 | 0 | 0 | 12
NO |  | 32 | 2011 | 8 | 32 | 32 |  | 0707 STATE LINE | CALUMET | 138 | 138 | SP | 0.1 | 1.23 | 0 | 2156 ACSR | 0 | 0 | 0 | 0 | 0 | 0 | 0 | 0 | 0 | 0 | 0 | 0 | 0 | 0 | 0 | 0 | 0 | 0 | 0 | 0 | 0 | 0 | 0 | 12
NO |  | 32 | 2011 | 8 | 33 | 33 |  | 0707 STATE LINE | SW TIE L-0710 | 138 | 138 | SP | 0.14 | 0.64 | 0 | 1113 ACSR | 0 | 0 | 0 | 0 | 0 | 0 | 0 | 0 | 0 | 0 | 0 | 0 | 0 | 0 | 0 | 0 | 0 | 0 | 0 | 0 | 0 | 0 | 0 | 12
NO |  | 32 | 2011 | 8 | 34 | 34 |  | 0707 STATE LINE | SW TIE L-0710 | 138 | 138 | ST | 0 | 0.08 | 0 | 750 CU | 0 | 0 | 0 | 0 | 0 | 0 | 0 | 0 | 0 | 0 | 0 | 0 | 0 | 0 | 0 | 0 | 0 | 0 | 0 | 0 | 0 | 0 | 0 | 12
NO |  | 32 | 2011 | 8 | 35 | 35 |  | 0707 TAP | TAP TO T-3030 | 138 | 138 | ST | 0.18 | 0 | 0 | 2156 ACSR | 0 | 0 | 0 | 0 | 0 | 0 | 0 | 0 | 0 | 0 | 0 | 0 | 0 | 0 | 0 | 0 | 0 | 0 | 0 | 0 | 0 | 0 | 0 | 12
NO |  | 32 | 2011 | 9 | 1 | 1 |  | 0708 STATE LINE | CALUMET | 138 | 138 | ST | 0.13 | 0.43 | 1 | 750 CU / 1113,215 | 0 | 0 | 0 | 0 | 0 | 0 | 0 | 0 | 0 | 0 | 0 | 0 | 0 | 0 | 0 | 0 | 0 | 0 | 0 | 0 | 0 | 0 | 0 | 12
NO |  | 32 | 2011 | 9 | 2 | 2 |  | 0708 STATE LINE | CALUMET | 138 | 138 | SP | 0.09 | 1.2 | 0 | 2156 ACSR | 0 | 0 | 0 | 0 | 0 | 0 | 0 | 0 | 0 | 0 | 0 | 0 | 0 | 0 | 0 | 0 | 0 | 0 | 0 | 0 | 0 | 0 | 0 | 12
NO |  | 32 | 2011 | 9 | 3 | 3 |  | 0708 TAP | HARBOR | 138 | 138 | ST | 0.08 | 0.09 | 0 | 2156 ACSR | 0 | 0 | 0 | 0 | 0 | 0 | 0 | 0 | 0 | 0 | 0 | 0 | 0 | 0 | 0 | 0 | 0 | 0 | 0 | 0 | 0 | 0 | 0 | 12
NO |  | 32 | 2011 | 9 | 4 | 4 |  | 0708 TAP | HARBOR | 138 | 138 | SP | 0.12 | 0 | 0 | 2156 ACSR | 0 | 0 | 0 | 0 | 0 | 0 | 0 | 0 | 0 | 0 | 0 | 0 | 0 | 0 | 0 | 0 | 0 | 0 | 0 | 0 | 0 | 0 | 0 | 12
NO |  | 32 | 2011 | 9 | 5 | 5 |  | 0708 TAP | SW TIE L-0709 | 138 | 138 | ST | 0.08 | 0 | 0 | 1113 ACSR | 0 | 0 | 0 | 0 | 0 | 0 | 0 | 0 | 0 | 0 | 0 | 0 | 0 | 0 | 0 | 0 | 0 | 0 | 0 | 0 | 0 | 0 | 0 | 12
NO |  | 32 | 2011 | 9 | 6 | 6 |  | 0708 TAP | SW TIE L-0709 | 138 | 138 | SP | 0.07 | 0.64 | 0 | 1113 ACSR | 0 | 0 | 0 | 0 | 0 | 0 | 0 | 0 | 0 | 0 | 0 | 0 | 0 | 0 | 0 | 0 | 0 | 0 | 0 | 0 | 0 | 0 | 0 | 12
NO |  | 32 | 2011 | 9 | 7 | 7 |  | 0716 ILL-IND STATE LINE | CALUMET | 138 | 138 | WP | 0.09 | 0 | 1 | 1113 ACSR | 0 | 0 | 0 | 0 | 0 | 0 | 0 | 0 | 0 | 0 | 0 | 0 | 0 | 0 | 0 | 0 | 0 | 0 | 0 | 0 | 0 | 0 | 0 | 12
NO |  | 32 | 2011 | 9 | 8 | 8 |  | 0716 ILL-IND STATE LINE | CALUMET | 138 | 138 | SP | 0.1 | 1.18 | 0 | 2-1277.2 ACAR / 1 | 0 | 0 | 0 | 0 | 0 | 0 | 0 | 0 | 0 | 0 | 0 | 0 | 0 | 0 | 0 | 0 | 0 | 0 | 0 | 0 | 0 | 0 | 0 | 12
NO |  | 32 | 2011 | 9 | 9 | 9 |  | 0716 ILL-IND STATE LINE | CALUMET | 138 | 138 | ST | 0.04 | 0.13 | 0 | 2156 ACSR | 0 | 0 | 0 | 0 | 0 | 0 | 0 | 0 | 0 | 0 | 0 | 0 | 0 | 0 | 0 | 0 | 0 | 0 | 0 | 0 | 0 | 0 | 0 | 12
NO |  | 32 | 2011 | 9 | 10 | 10 |  | 0901 JOLIET | EAST FRANKFORT | 138 | 138 | ST | 0 | 14.77 | 1 | 300 CU / 477,636, | 0 | 0 | 0 | 0 | 0 | 0 | 0 | 0 | 0 | 0 | 0 | 0 | 0 | 0 | 0 | 0 | 0 | 0 | 0 | 0 | 0 | 0 | 0 | 12
NO |  | 32 | 2011 | 9 | 11 | 11 |  | 0901 JOLIET | EAST FRANKFORT | 138 | 138 | SP | 0.08 | 0.3 | 0 | 300 CU | 0 | 0 | 0 | 0 | 0 | 0 | 0 | 0 | 0 | 0 | 0 | 0 | 0 | 0 | 0 | 0 | 0 | 0 | 0 | 0 | 0 | 0 | 0 | 12
NO |  | 32 | 2011 | 9 | 12 | 12 |  | 0901 TAP | DAVIS CREEK | 138 | 138 | WP | 0.44 | 0 | 0 | 477 ACSR | 0 | 0 | 0 | 0 | 0 | 0 | 0 | 0 | 0 | 0 | 0 | 0 | 0 | 0 | 0 | 0 | 0 | 0 | 0 | 0 | 0 | 0 | 0 | 12
NO |  | 32 | 2011 | 9 | 13 | 13 |  | 0901 TAP | DAVIS CREEK | 138 | 138 | WH | 19.23 | 0 | 0 | 477 ACSR | 0 | 0 | 0 | 0 | 0 | 0 | 0 | 0 | 0 | 0 | 0 | 0 | 0 | 0 | 0 | 0 | 0 | 0 | 0 | 0 | 0 | 0 | 0 | 12
NO |  | 32 | 2011 | 9 | 14 | 14 |  | 0901 TAP | DAVIS CREEK | 138 | 138 | SP | 0 | 0.76 | 0 | 477,1113 ACSR | 0 | 0 | 0 | 0 | 0 | 0 | 0 | 0 | 0 | 0 | 0 | 0 | 0 | 0 | 0 | 0 | 0 | 0 | 0 | 0 | 0 | 0 | 0 | 12
NO |  | 32 | 2011 | 9 | 15 | 15 |  | 0901 TAP | DAVIS CREEK | 138 | 138 | ST | 0.06 | 0.47 | 0 | 477,1113 ACSR | 0 | 0 | 0 | 0 | 0 | 0 | 0 | 0 | 0 | 0 | 0 | 0 | 0 | 0 | 0 | 0 | 0 | 0 | 0 | 0 | 0 | 0 | 0 | 12
NO |  | 32 | 2011 | 9 | 16 | 16 |  | 0902 JOLIET | EAST FRANKFORT | 138 | 138 | ST | 3.83 | 11.24 | 1 | 477,1113 ACSR, 66 | 0 | 0 | 0 | 0 | 0 | 0 | 0 | 0 | 0 | 0 | 0 | 0 | 0 | 0 | 0 | 0 | 0 | 0 | 0 | 0 | 0 | 0 | 0 | 12
NO |  | 32 | 2011 | 9 | 17 | 17 |  | 0902 JOLIET | EAST FRANKFORT | 138 | 138 | SP | 0.09 | 0 | 0 | 477 ACSR | 0 | 0 | 0 | 0 | 0 | 0 | 0 | 0 | 0 | 0 | 0 | 0 | 0 | 0 | 0 | 0 | 0 | 0 | 0 | 0 | 0 | 0 | 0 | 12
NO |  | 32 | 2011 | 9 | 18 | 18 |  | 0902 TAP | DAVIS CREEK | 138 | 138 | WP | 10.69 | 0 | 0 | 636 ACSR | 0 | 0 | 0 | 0 | 0 | 0 | 0 | 0 | 0 | 0 | 0 | 0 | 0 | 0 | 0 | 0 | 0 | 0 | 0 | 0 | 0 | 0 | 0 | 12
NO |  | 32 | 2011 | 9 | 19 | 19 |  | 0902 TAP | DAVIS CREEK | 138 | 138 | WH | 8.7 | 0 | 0 | 636 ACSR | 0 | 0 | 0 | 0 | 0 | 0 | 0 | 0 | 0 | 0 | 0 | 0 | 0 | 0 | 0 | 0 | 0 | 0 | 0 | 0 | 0 | 0 | 0 | 12
NO |  | 32 | 2011 | 9 | 20 | 20 |  | 0902 TAP | DAVIS CREEK | 138 | 138 | SP | 0.19 | 2.41 | 0 | 636,1113 ACSR | 0 | 0 | 0 | 0 | 0 | 0 | 0 | 0 | 0 | 0 | 0 | 0 | 0 | 0 | 0 | 0 | 0 | 0 | 0 | 0 | 0 | 0 | 0 | 12
NO |  | 32 | 2011 | 9 | 21 | 21 |  | 0902 TAP | DAVIS CREEK | 138 | 138 | ST | 0.06 | 0.63 | 0 | 1113 ACSR | 0 | 0 | 0 | 0 | 0 | 0 | 0 | 0 | 0 | 0 | 0 | 0 | 0 | 0 | 0 | 0 | 0 | 0 | 0 | 0 | 0 | 0 | 0 | 12
NO |  | 32 | 2011 | 9 | 22 | 22 |  | 0903 JOLIET | DRESDEN | 138 | 138 | ST | 0.24 | 7.66 | 1 | 1113 ACSR | 0 | 0 | 0 | 0 | 0 | 0 | 0 | 0 | 0 | 0 | 0 | 0 | 0 | 0 | 0 | 0 | 0 | 0 | 0 | 0 | 0 | 0 | 0 | 12
NO |  | 32 | 2011 | 9 | 23 | 23 |  | 0903 JOLIET | DRESDEN | 138 | 138 | SP | 0.49 | 6.94 | 0 | 1113 ACSR | 0 | 0 | 0 | 0 | 0 | 0 | 0 | 0 | 0 | 0 | 0 | 0 | 0 | 0 | 0 | 0 | 0 | 0 | 0 | 0 | 0 | 0 | 0 | 12
NO |  | 32 | 2011 | 9 | 24 | 24 |  | 0904 JOLIET | DRESDEN | 138 | 138 | ST | 0.33 | 9.43 | 1 | 300 CU / 1113 ACS | 0 | 0 | 0 | 0 | 0 | 0 | 0 | 0 | 0 | 0 | 0 | 0 | 0 | 0 | 0 | 0 | 0 | 0 | 0 | 0 | 0 | 0 | 0 | 12
NO |  | 32 | 2011 | 9 | 25 | 25 |  | 0904 JOLIET | DRESDEN | 138 | 138 | WP | 0.58 | 0 | 0 | 1113 ACSR | 0 | 0 | 0 | 0 | 0 | 0 | 0 | 0 | 0 | 0 | 0 | 0 | 0 | 0 | 0 | 0 | 0 | 0 | 0 | 0 | 0 | 0 | 0 | 12
NO |  | 32 | 2011 | 9 | 26 | 26 |  | 0904 JOLIET | DRESDEN | 138 | 138 | SP | 4.87 | 0.08 | 0 | 1113 ACSR | 0 | 0 | 0 | 0 | 0 | 0 | 0 | 0 | 0 | 0 | 0 | 0 | 0 | 0 | 0 | 0 | 0 | 0 | 0 | 0 | 0 | 0 | 0 | 12
NO |  | 32 | 2011 | 9 | 27 | 27 |  | 0905 JOLIET | WILL COUNTY | 138 | 138 | ST | 5.2 | 11.02 | 1 | 300 CU / 477 ACSR | 0 | 0 | 0 | 0 | 0 | 0 | 0 | 0 | 0 | 0 | 0 | 0 | 0 | 0 | 0 | 0 | 0 | 0 | 0 | 0 | 0 | 0 | 0 | 12
NO |  | 32 | 2011 | 9 | 28 | 28 |  | 0905 JOLIET | WILL COUNTY | 138 | 138 | WP | 0.14 | 0 | 0 | 300 CU | 0 | 0 | 0 | 0 | 0 | 0 | 0 | 0 | 0 | 0 | 0 | 0 | 0 | 0 | 0 | 0 | 0 | 0 | 0 | 0 | 0 | 0 | 0 | 12
NO |  | 32 | 2011 | 9 | 29 | 29 |  | 0905 JOLIET | WILL COUNTY | 138 | 138 | SP | 0.1 | 0 | 0 | 300 CU | 0 | 0 | 0 | 0 | 0 | 0 | 0 | 0 | 0 | 0 | 0 | 0 | 0 | 0 | 0 | 0 | 0 | 0 | 0 | 0 | 0 | 0 | 0 | 12
NO |  | 32 | 2011 | 9 | 30 | 30 |  | 0905 TAP | JOLIET TR.# 79 | 138 | 138 | WP | 0.01 | 0 | 0 | 477 ACSR | 0 | 0 | 0 | 0 | 0 | 0 | 0 | 0 | 0 | 0 | 0 | 0 | 0 | 0 | 0 | 0 | 0 | 0 | 0 | 0 | 0 | 0 | 0 | 12
NO |  | 32 | 2011 | 9 | 31 | 31 |  | 0906 JOLIET | WILL COUNTY | 138 | 138 | ST | 0.48 | 7.72 | 1 | 300 CU / 477,900 | 0 | 0 | 0 | 0 | 0 | 0 | 0 | 0 | 0 | 0 | 0 | 0 | 0 | 0 | 0 | 0 | 0 | 0 | 0 | 0 | 0 | 0 | 0 | 12
NO |  | 32 | 2011 | 9 | 32 | 32 |  | 0906 JOLIET | WILL COUNTY | 138 | 138 | WH | 4.91 | 0 | 0 | 300 CU / 477 ACSR | 0 | 0 | 0 | 0 | 0 | 0 | 0 | 0 | 0 | 0 | 0 | 0 | 0 | 0 | 0 | 0 | 0 | 0 | 0 | 0 | 0 | 0 | 0 | 12
NO |  | 32 | 2011 | 9 | 33 | 33 |  | 0907 JOLIET | WOLFS | 138 | 138 | ST | 2.85 | 15.67 | 1 | 300 CU / 1113 ACS | 0 | 0 | 0 | 0 | 0 | 0 | 0 | 0 | 0 | 0 | 0 | 0 | 0 | 0 | 0 | 0 | 0 | 0 | 0 | 0 | 0 | 0 | 0 | 12
NO |  | 32 | 2011 | 9 | 34 | 34 |  | 0907 JOLIET | WOLFS | 138 | 138 | SP | 0 | 0.08 | 0 | 1113 ACSR | 0 | 0 | 0 | 0 | 0 | 0 | 0 | 0 | 0 | 0 | 0 | 0 | 0 | 0 | 0 | 0 | 0 | 0 | 0 | 0 | 0 | 0 | 0 | 12
NO |  | 32 | 2011 | 9 | 35 | 35 |  | 0907 JOLIET | WOLFS | 138 | 138 | WH | 0 | 0.06 | 0 | 300 CU | 0 | 0 | 0 | 0 | 0 | 0 | 0 | 0 | 0 | 0 | 0 | 0 | 0 | 0 | 0 | 0 | 0 | 0 | 0 | 0 | 0 | 0 | 0 | 12
NO |  | 32 | 2011 | 10 | 1 | 1 |  | 0908 JOLIET | SHOREWOOD | 138 | 138 | ST | 0.34 | 7.78 | 1 | 1113 ACSR | 0 | 0 | 0 | 0 | 0 | 0 | 0 | 0 | 0 | 0 | 0 | 0 | 0 | 0 | 0 | 0 | 0 | 0 | 0 | 0 | 0 | 0 | 0 | 12
NO |  | 32 | 2011 | 10 | 2 | 2 |  | 0908 JOLIET | SHOREWOOD | 138 | 138 | WP | 0.13 | 0 | 0 | 1113 ACSR | 0 | 0 | 0 | 0 | 0 | 0 | 0 | 0 | 0 | 0 | 0 | 0 | 0 | 0 | 0 | 0 | 0 | 0 | 0 | 0 | 0 | 0 | 0 | 12
NO |  | 32 | 2011 | 10 | 3 | 3 |  | 0908 JOLIET | SHOREWOOD | 138 | 138 | WH | 5.74 | 0 | 0 | 1113 ACSR | 0 | 0 | 0 | 0 | 0 | 0 | 0 | 0 | 0 | 0 | 0 | 0 | 0 | 0 | 0 | 0 | 0 | 0 | 0 | 0 | 0 | 0 | 0 | 12
NO |  | 32 | 2011 | 10 | 4 | 4 |  | 0908 TAP | HILLCREST | 138 | 138 | WP | 0.05 | 0 | 0 | 477 ACSR | 0 | 0 | 0 | 0 | 0 | 0 | 0 | 0 | 0 | 0 | 0 | 0 | 0 | 0 | 0 | 0 | 0 | 0 | 0 | 0 | 0 | 0 | 0 | 12
NO |  | 32 | 2011 | 10 | 5 | 5 |  | 1106 FISK | QUARRY | 138 | 138 | SP | 0.36 | 0.22 | 1 | 1113 ACSR | 0 | 0 | 0 | 0 | 0 | 0 | 0 | 0 | 0 | 0 | 0 | 0 | 0 | 0 | 0 | 0 | 0 | 0 | 0 | 0 | 0 | 0 | 0 | 12
NO |  | 32 | 2011 | 10 | 6 | 6 |  | 1108 FISK | QUARRY | 138 | 138 | SP | 0.17 | 0.26 | 1 | 1113ACSR | 0 | 0 | 0 | 0 | 0 | 0 | 0 | 0 | 0 | 0 | 0 | 0 | 0 | 0 | 0 | 0 | 0 | 0 | 0 | 0 | 0 | 0 | 0 | 12
NO |  | 32 | 2011 | 10 | 7 | 7 |  | 1205 DRESDEN | SW TIE L-0108 | 138 | 138 | ST | 0.94 | 14.73 | 1 | 300 CU / 477,1113 | 0 | 0 | 0 | 0 | 0 | 0 | 0 | 0 | 0 | 0 | 0 | 0 | 0 | 0 | 0 | 0 | 0 | 0 | 0 | 0 | 0 | 0 | 0 | 12
NO |  | 32 | 2011 | 10 | 8 | 8 |  | 1205 DRESDEN | SW TIE L-0108 | 138 | 138 | SP | 0.74 | 0 | 0 | 1113 ACSR | 0 | 0 | 0 | 0 | 0 | 0 | 0 | 0 | 0 | 0 | 0 | 0 | 0 | 0 | 0 | 0 | 0 | 0 | 0 | 0 | 0 | 0 | 0 | 12
NO |  | 32 | 2011 | 10 | 9 | 9 |  | 1205 DRESDEN | SW TIE L-0108 | 138 | 138 | WP | 0.07 | 0 | 0 | 477,1113 ACSR | 0 | 0 | 0 | 0 | 0 | 0 | 0 | 0 | 0 | 0 | 0 | 0 | 0 | 0 | 0 | 0 | 0 | 0 | 0 | 0 | 0 | 0 | 0 | 12
NO |  | 32 | 2011 | 10 | 10 | 10 |  | 1205 TAP | MAZON | 138 | 138 | SP | 0.09 | 0 | 0 | 477 ACSR | 0 | 0 | 0 | 0 | 0 | 0 | 0 | 0 | 0 | 0 | 0 | 0 | 0 | 0 | 0 | 0 | 0 | 0 | 0 | 0 | 0 | 0 | 0 | 12
NO |  | 32 | 2011 | 10 | 11 | 11 |  | 1206 DRESDEN | SW TIE L-7413 | 138 | 138 | ST | 8.18 | 7.87 | 1 | 300 CU / 477,1113 | 0 | 0 | 0 | 0 | 0 | 0 | 0 | 0 | 0 | 0 | 0 | 0 | 0 | 0 | 0 | 0 | 0 | 0 | 0 | 0 | 0 | 0 | 0 | 12
NO |  | 32 | 2011 | 10 | 12 | 12 |  | 1206 DRESDEN | SW TIE L-7413 | 138 | 138 | SP | 0.35 | 0 | 0 | 1113 ACSR | 0 | 0 | 0 | 0 | 0 | 0 | 0 | 0 | 0 | 0 | 0 | 0 | 0 | 0 | 0 | 0 | 0 | 0 | 0 | 0 | 0 | 0 | 0 | 12
NO |  | 32 | 2011 | 10 | 13 | 13 |  | 1206 DRESDEN | SW TIE L-7413 | 138 | 138 | WP | 0.07 | 0 | 0 | 300 CU / 1113 ACS | 0 | 0 | 0 | 0 | 0 | 0 | 0 | 0 | 0 | 0 | 0 | 0 | 0 | 0 | 0 | 0 | 0 | 0 | 0 | 0 | 0 | 0 | 0 | 12
NO |  | 32 | 2011 | 10 | 14 | 14 |  | 1206 TAP | MAZON | 138 | 138 | WP | 0.07 | 0 | 0 | 266.8 ACSR | 0 | 0 | 0 | 0 | 0 | 0 | 0 | 0 | 0 | 0 | 0 | 0 | 0 | 0 | 0 | 0 | 0 | 0 | 0 | 0 | 0 | 0 | 0 | 12
NO |  | 32 | 2011 | 10 | 15 | 15 |  | 1207 DRESDEN | WILMINGTON | 138 | 138 | WP | 13.05 | 0 | 1 | 636 ACSR | 0 | 0 | 0 | 0 | 0 | 0 | 0 | 0 | 0 | 0 | 0 | 0 | 0 | 0 | 0 | 0 | 0 | 0 | 0 | 0 | 0 | 0 | 0 | 12
NO |  | 32 | 2011 | 10 | 16 | 16 |  | 1207 DRESDEN | WILMINGTON | 138 | 138 | WH | 0.14 | 0 | 0 | 636 ACSR | 0 | 0 | 0 | 0 | 0 | 0 | 0 | 0 | 0 | 0 | 0 | 0 | 0 | 0 | 0 | 0 | 0 | 0 | 0 | 0 | 0 | 0 | 0 | 12
NO |  | 32 | 2011 | 10 | 17 | 17 |  | 1210 DRESDEN | SHOREWOOD | 138 | 138 | WP | 4.01 | 0 | 1 | 1113 AA / 1113 AC | 0 | 0 | 0 | 0 | 0 | 0 | 0 | 0 | 0 | 0 | 0 | 0 | 0 | 0 | 0 | 0 | 0 | 0 | 0 | 0 | 0 | 0 | 0 | 12
NO |  | 32 | 2011 | 10 | 18 | 18 |  | 1210 DRESDEN | SHOREWOOD | 138 | 138 | WH | 8.79 | 0 | 0 | 1113 AA / 1113 AC | 0 | 0 | 0 | 0 | 0 | 0 | 0 | 0 | 0 | 0 | 0 | 0 | 0 | 0 | 0 | 0 | 0 | 0 | 0 | 0 | 0 | 0 | 0 | 12
NO |  | 32 | 2011 | 10 | 19 | 19 |  | 1306 RIDGELAND | CRAWFORD | 138 | 138 | ST | 0.05 | 0.73 | 1 | 1113 ACSR | 0 | 0 | 0 | 0 | 0 | 0 | 0 | 0 | 0 | 0 | 0 | 0 | 0 | 0 | 0 | 0 | 0 | 0 | 0 | 0 | 0 | 0 | 0 | 12
NO |  | 32 | 2011 | 10 | 20 | 20 |  | 1306 RIDGELAND | CRAWFORD | 138 | 138 | SP | 0.36 | 2.44 | 0 | 1113 ACSR | 0 | 0 | 0 | 0 | 0 | 0 | 0 | 0 | 0 | 0 | 0 | 0 | 0 | 0 | 0 | 0 | 0 | 0 | 0 | 0 | 0 | 0 | 0 | 12
NO |  | 32 | 2011 | 10 | 21 | 21 |  | 1315 RIDGELAND | CRAWFORD | 138 | 138 | ST | 0.16 | 1.2 | 1 | 900, 1113 ACSR | 0 | 0 | 0 | 0 | 0 | 0 | 0 | 0 | 0 | 0 | 0 | 0 | 0 | 0 | 0 | 0 | 0 | 0 | 0 | 0 | 0 | 0 | 0 | 12
NO |  | 32 | 2011 | 10 | 22 | 22 |  | 1315 RIDGELAND | CRAWFORD | 138 | 138 | SP | 0.27 | 2.66 | 0 | 1113 ACSR | 0 | 0 | 0 | 0 | 0 | 0 | 0 | 0 | 0 | 0 | 0 | 0 | 0 | 0 | 0 | 0 | 0 | 0 | 0 | 0 | 0 | 0 | 0 | 12
NO |  | 32 | 2011 | 10 | 23 | 23 |  | 1315 RIDGELAND | CRAWFORD | 138 | 138 | WP | 0.03 | 0 | 0 | 900 ACSR | 0 | 0 | 0 | 0 | 0 | 0 | 0 | 0 | 0 | 0 | 0 | 0 | 0 | 0 | 0 | 0 | 0 | 0 | 0 | 0 | 0 | 0 | 0 | 12
NO |  | 32 | 2011 | 10 | 24 | 24 |  | 1321 CRAWFORD | CONGRESS | 138 | 138 | SP | 0.31 | 0.4 | 1 | 1113 ACSR | 0 | 0 | 0 | 0 | 0 | 0 | 0 | 0 | 0 | 0 | 0 | 0 | 0 | 0 | 0 | 0 | 0 | 0 | 0 | 0 | 0 | 0 | 0 | 12
NO |  | 32 | 2011 | 10 | 25 | 25 |  | 1321 CRAWFORD | CONGRESS | 138 | 138 | ST | 0.28 | 3.99 | 0 | 1113 ACSR | 0 | 0 | 0 | 0 | 0 | 0 | 0 | 0 | 0 | 0 | 0 | 0 | 0 | 0 | 0 | 0 | 0 | 0 | 0 | 0 | 0 | 0 | 0 | 12
NO |  | 32 | 2011 | 10 | 26 | 26 |  | 1322 CRAWFORD | BEDFORD PARK | 138 | 138 | ST | 0.29 | 3.19 | 1 | 1113 ACSR | 0 | 0 | 0 | 0 | 0 | 0 | 0 | 0 | 0 | 0 | 0 | 0 | 0 | 0 | 0 | 0 | 0 | 0 | 0 | 0 | 0 | 0 | 0 | 12
NO |  | 32 | 2011 | 10 | 27 | 27 |  | 1322 CRAWFORD | BEDFORD PARK | 138 | 138 | SP | 0.02 | 4.27 | 0 | 2-556.5,1113 ACSR | 0 | 0 | 0 | 0 | 0 | 0 | 0 | 0 | 0 | 0 | 0 | 0 | 0 | 0 | 0 | 0 | 0 | 0 | 0 | 0 | 0 | 0 | 0 | 12
NO |  | 32 | 2011 | 10 | 28 | 28 |  | 1322 CRAWFORD | BEDFORD PARK | 138 | 138 | WP | 0.05 | 0 | 0 | 1113 ACSR | 0 | 0 | 0 | 0 | 0 | 0 | 0 | 0 | 0 | 0 | 0 | 0 | 0 | 0 | 0 | 0 | 0 | 0 | 0 | 0 | 0 | 0 | 0 | 12
NO |  | 32 | 2011 | 10 | 29 | 29 |  | 1323 CRAWFORD | CONGRESS | 138 | 138 | SP | 0.43 | 0.31 | 1 | 1113 ACSR | 0 | 0 | 0 | 0 | 0 | 0 | 0 | 0 | 0 | 0 | 0 | 0 | 0 | 0 | 0 | 0 | 0 | 0 | 0 | 0 | 0 | 0 | 0 | 12
NO |  | 32 | 2011 | 10 | 30 | 30 |  | 1323 CRAWFORD | CONGRESS | 138 | 138 | ST | 0.12 | 4.26 | 0 | 1113 ACSR | 0 | 0 | 0 | 0 | 0 | 0 | 0 | 0 | 0 | 0 | 0 | 0 | 0 | 0 | 0 | 0 | 0 | 0 | 0 | 0 | 0 | 0 | 0 | 12
NO |  | 32 | 2011 | 10 | 31 | 31 |  | 1324 CRAWFORD | BEDFORD PARK | 138 | 138 | ST | 0.28 | 2.82 | 1 | 1113 ACSR | 0 | 0 | 0 | 0 | 0 | 0 | 0 | 0 | 0 | 0 | 0 | 0 | 0 | 0 | 0 | 0 | 0 | 0 | 0 | 0 | 0 | 0 | 0 | 12
NO |  | 32 | 2011 | 10 | 32 | 32 |  | 1324 CRAWFORD | BEDFORD PARK | 138 | 138 | SP | 0.02 | 4.27 | 0 | 2-556.5,1113 ACSR | 0 | 0 | 0 | 0 | 0 | 0 | 0 | 0 | 0 | 0 | 0 | 0 | 0 | 0 | 0 | 0 | 0 | 0 | 0 | 0 | 0 | 0 | 0 | 12
NO |  | 32 | 2011 | 10 | 33 | 33 |  | 1324 CRAWFORD | BEDFORD PARK | 138 | 138 | WP | 0.41 | 0 | 0 | 1113 ACSR | 0 | 0 | 0 | 0 | 0 | 0 | 0 | 0 | 0 | 0 | 0 | 0 | 0 | 0 | 0 | 0 | 0 | 0 | 0 | 0 | 0 | 0 | 0 | 12
NO |  | 32 | 2011 | 10 | 34 | 34 |  | 1352 POWERTON | JUNCTION B | 138 | 138 | ST | 0.19 | 4.42 | 1 | 477 ACSR | 0 | 0 | 0 | 0 | 0 | 0 | 0 | 0 | 0 | 0 | 0 | 0 | 0 | 0 | 0 | 0 | 0 | 0 | 0 | 0 | 0 | 0 | 0 | 12
NO |  | 32 | 2011 | 10 | 35 | 35 |  | 1352 POWERTON | JUNCTION B | 138 | 138 | WH | 0.9 | 0 | 0 | 477 ACSR | 0 | 0 | 0 | 0 | 0 | 0 | 0 | 0 | 0 | 0 | 0 | 0 | 0 | 0 | 0 | 0 | 0 | 0 | 0 | 0 | 0 | 0 | 0 | 12
NO |  | 32 | 2011 | 11 | 1 | 1 |  | 1352 TAP | IPCO | 138 | 138 | ST | 0.09 | 0 | 0 | 1113 ACSR | 0 | 0 | 0 | 0 | 0 | 0 | 0 | 0 | 0 | 0 | 0 | 0 | 0 | 0 | 0 | 0 | 0 | 0 | 0 | 0 | 0 | 0 | 0 | 12
NO |  | 32 | 2011 | 11 | 2 | 2 |  | 1352 TAP | IPCO | 138 | 138 | WH | 0.05 | 0 | 0 | 1113 ACSR | 0 | 0 | 0 | 0 | 0 | 0 | 0 | 0 | 0 | 0 | 0 | 0 | 0 | 0 | 0 | 0 | 0 | 0 | 0 | 0 | 0 | 0 | 0 | 12
NO |  | 32 | 2011 | 11 | 3 | 3 |  | 1382 (IPCO) TAP | MINONK | 138 | 138 | WH | 0.01 | 0 | 1 | 477 ACSR | 0 | 0 | 0 | 0 | 0 | 0 | 0 | 0 | 0 | 0 | 0 | 0 | 0 | 0 | 0 | 0 | 0 | 0 | 0 | 0 | 0 | 0 | 0 | 12
NO |  | 32 | 2011 | 11 | 4 | 4 |  | 1603 WAUKEGAN | SW TIE L-4203 | 138 | 138 | ST | 0.28 | 14.84 | 1 | 300 CU / 477,1113 | 0 | 0 | 0 | 0 | 0 | 0 | 0 | 0 | 0 | 0 | 0 | 0 | 0 | 0 | 0 | 0 | 0 | 0 | 0 | 0 | 0 | 0 | 0 | 12
NO |  | 32 | 2011 | 11 | 5 | 5 |  | 1603 WAUKEGAN | SW TIE L-4203 | 138 | 138 | SP | 0.32 | 0.02 | 0 | 300 CU / 477,1113 | 0 | 0 | 0 | 0 | 0 | 0 | 0 | 0 | 0 | 0 | 0 | 0 | 0 | 0 | 0 | 0 | 0 | 0 | 0 | 0 | 0 | 0 | 0 | 12
NO |  | 32 | 2011 | 11 | 6 | 6 |  | 1604 WAUKEGAN | LIBERTYVILLE | 138 | 138 | ST | 0.24 | 13.76 | 1 | 1113 ACSR | 0 | 0 | 0 | 0 | 0 | 0 | 0 | 0 | 0 | 0 | 0 | 0 | 0 | 0 | 0 | 0 | 0 | 0 | 0 | 0 | 0 | 0 | 0 | 12
NO |  | 32 | 2011 | 11 | 7 | 7 |  | 1604 WAUKEGAN | LIBERTYVILLE | 138 | 138 | SP | 0.1 | 0 | 0 | 1113 ACSR | 0 | 0 | 0 | 0 | 0 | 0 | 0 | 0 | 0 | 0 | 0 | 0 | 0 | 0 | 0 | 0 | 0 | 0 | 0 | 0 | 0 | 0 | 0 | 12
NO |  | 32 | 2011 | 11 | 8 | 8 |  | 1604 WAUKEGAN | LIBERTYVILLE | 138 | 138 | WH | 0.05 | 0 | 0 | 1113 ACSR | 0 | 0 | 0 | 0 | 0 | 0 | 0 | 0 | 0 | 0 | 0 | 0 | 0 | 0 | 0 | 0 | 0 | 0 | 0 | 0 | 0 | 0 | 0 | 12
NO |  | 32 | 2011 | 11 | 9 | 9 |  | 1605 WAUKEGAN | HIGHLAND PARK | 138 | 138 | ST | 0.36 | 16.21 | 1 | 1113 ACSR | 0 | 0 | 0 | 0 | 0 | 0 | 0 | 0 | 0 | 0 | 0 | 0 | 0 | 0 | 0 | 0 | 0 | 0 | 0 | 0 | 0 | 0 | 0 | 12
NO |  | 32 | 2011 | 11 | 10 | 10 |  | 1605 WAUKEGAN | HIGHLAND PARK | 138 | 138 | WP | 0.3 | 0 | 0 | 1113 ACSR | 0 | 0 | 0 | 0 | 0 | 0 | 0 | 0 | 0 | 0 | 0 | 0 | 0 | 0 | 0 | 0 | 0 | 0 | 0 | 0 | 0 | 0 | 0 | 12
NO |  | 32 | 2011 | 11 | 11 | 11 |  | 1605 WAUKEGAN | HIGHLAND PARK | 138 | 138 | SP | 0 | 0.28 | 0 | 1113 ACSR | 0 | 0 | 0 | 0 | 0 | 0 | 0 | 0 | 0 | 0 | 0 | 0 | 0 | 0 | 0 | 0 | 0 | 0 | 0 | 0 | 0 | 0 | 0 | 12
NO |  | 32 | 2011 | 11 | 12 | 12 |  | 1606 WAUKEGAN | HIGHLAND PARK | 138 | 138 | ST | 0.37 | 16.21 | 1 | 1113 ACSR | 0 | 0 | 0 | 0 | 0 | 0 | 0 | 0 | 0 | 0 | 0 | 0 | 0 | 0 | 0 | 0 | 0 | 0 | 0 | 0 | 0 | 0 | 0 | 12
NO |  | 32 | 2011 | 11 | 13 | 13 |  | 1606 WAUKEGAN | HIGHLAND PARK | 138 | 138 | WP | 0.31 | 0 | 0 | 1113 ACSR | 0 | 0 | 0 | 0 | 0 | 0 | 0 | 0 | 0 | 0 | 0 | 0 | 0 | 0 | 0 | 0 | 0 | 0 | 0 | 0 | 0 | 0 | 0 | 12
NO |  | 32 | 2011 | 11 | 14 | 14 |  | 1606 WAUKEGAN | HIGHLAND PARK | 138 | 138 | SP | 0 | 0.28 | 0 | 1113 ACSR | 0 | 0 | 0 | 0 | 0 | 0 | 0 | 0 | 0 | 0 | 0 | 0 | 0 | 0 | 0 | 0 | 0 | 0 | 0 | 0 | 0 | 0 | 0 | 12
NO |  | 32 | 2011 | 11 | 15 | 15 |  | 1607 WAUKEGAN | SW TIE L-4202 | 138 | 138 | ST | 0.32 | 14.97 | 1 | 300 CU / 477,1113 | 0 | 0 | 0 | 0 | 0 | 0 | 0 | 0 | 0 | 0 | 0 | 0 | 0 | 0 | 0 | 0 | 0 | 0 | 0 | 0 | 0 | 0 | 0 | 12
NO |  | 32 | 2011 | 11 | 16 | 16 |  | 1607 WAUKEGAN | SW TIE L-4202 | 138 | 138 | SP | 0.19 | 0.02 | 0 | 300 CU | 0 | 0 | 0 | 0 | 0 | 0 | 0 | 0 | 0 | 0 | 0 | 0 | 0 | 0 | 0 | 0 | 0 | 0 | 0 | 0 | 0 | 0 | 0 | 12
NO |  | 32 | 2011 | 11 | 17 | 17 |  | 1607 TAP | ROUND LAKE | 138 | 138 | SP | 0.03 | 0 | 0 | 477 ACSR | 0 | 0 | 0 | 0 | 0 | 0 | 0 | 0 | 0 | 0 | 0 | 0 | 0 | 0 | 0 | 0 | 0 | 0 | 0 | 0 | 0 | 0 | 0 | 12
NO |  | 32 | 2011 | 11 | 18 | 18 |  | 1608 WAUKEGAN | LIBERTYVILLE | 138 | 138 | ST | 0.23 | 13.78 | 1 | 1113 ACSR | 0 | 0 | 0 | 0 | 0 | 0 | 0 | 0 | 0 | 0 | 0 | 0 | 0 | 0 | 0 | 0 | 0 | 0 | 0 | 0 | 0 | 0 | 0 | 12
NO |  | 32 | 2011 | 11 | 19 | 19 |  | 1608 WAUKEGAN | LIBERTYVILLE | 138 | 138 | SP | 0.09 | 0 | 0 | 1113 ACSR | 0 | 0 | 0 | 0 | 0 | 0 | 0 | 0 | 0 | 0 | 0 | 0 | 0 | 0 | 0 | 0 | 0 | 0 | 0 | 0 | 0 | 0 | 0 | 12
NO |  | 32 | 2011 | 11 | 20 | 20 |  | 1608 WAUKEGAN | LIBERTYVILLE | 138 | 138 | WH | 0.05 | 0 | 0 | 1113 ACSR | 0 | 0 | 0 | 0 | 0 | 0 | 0 | 0 | 0 | 0 | 0 | 0 | 0 | 0 | 0 | 0 | 0 | 0 | 0 | 0 | 0 | 0 | 0 | 12
NO |  | 32 | 2011 | 11 | 21 | 21 |  | 1609 WAUKEGAN | ZION TDC 282 | 138 | 138 | WH | 5.57 | 0 | 1 | 1113 ACSR | 0 | 0 | 0 | 0 | 0 | 0 | 0 | 0 | 0 | 0 | 0 | 0 | 0 | 0 | 0 | 0 | 0 | 0 | 0 | 0 | 0 | 0 | 0 | 12
NO |  | 32 | 2011 | 11 | 22 | 22 |  | 1609 WAUKEGAN | ZION TDC 282 | 138 | 138 | WP | 0.46 | 0 | 0 | 900,1113 ACSR | 0 | 0 | 0 | 0 | 0 | 0 | 0 | 0 | 0 | 0 | 0 | 0 | 0 | 0 | 0 | 0 | 0 | 0 | 0 | 0 | 0 | 0 | 0 | 12
NO |  | 32 | 2011 | 11 | 23 | 23 |  | 1609 WAUKEGAN | ZION TDC 282 | 138 | 138 | ST | 4.06 | 1.79 | 0 | 1113 ACSR | 0 | 0 | 0 | 0 | 0 | 0 | 0 | 0 | 0 | 0 | 0 | 0 | 0 | 0 | 0 | 0 | 0 | 0 | 0 | 0 | 0 | 0 | 0 | 12
NO |  | 32 | 2011 | 11 | 24 | 24 |  | 1609 WAUKEGAN | ZION TDC 282 | 138 | 138 | SP | 0.31 | 0 | 0 | 1113 ACSR | 0 | 0 | 0 | 0 | 0 | 0 | 0 | 0 | 0 | 0 | 0 | 0 | 0 | 0 | 0 | 0 | 0 | 0 | 0 | 0 | 0 | 0 | 0 | 12
NO |  | 32 | 2011 | 11 | 25 | 25 |  | 1802 WILL COUNTY | WILLOW SPRINGS | 138 | 138 | ST | 3.19 | 9.74 | 1 | 1113 ACSR | 0 | 0 | 0 | 0 | 0 | 0 | 0 | 0 | 0 | 0 | 0 | 0 | 0 | 0 | 0 | 0 | 0 | 0 | 0 | 0 | 0 | 0 | 0 | 12
NO |  | 32 | 2011 | 11 | 26 | 26 |  | 1802 WILL COUNTY | WILLOW SPRINGS | 138 | 138 | SP | 0.12 | 0.43 | 0 | 1113 ACSR | 0 | 0 | 0 | 0 | 0 | 0 | 0 | 0 | 0 | 0 | 0 | 0 | 0 | 0 | 0 | 0 | 0 | 0 | 0 | 0 | 0 | 0 | 0 | 12
NO |  | 32 | 2011 | 11 | 27 | 27 |  | 1802 WILL COUNTY | WILLOW SPRINGS | 138 | 138 | WP | 0.07 | 0 | 0 | 1113 ACSR | 0 | 0 | 0 | 0 | 0 | 0 | 0 | 0 | 0 | 0 | 0 | 0 | 0 | 0 | 0 | 0 | 0 | 0 | 0 | 0 | 0 | 0 | 0 | 12
NO |  | 32 | 2011 | 11 | 28 | 28 |  | 1803 WILL COUNTY | LISLE | 138 | 138 | ST | 0.22 | 1.52 | 1 | 2-556.5 ACSR | 0 | 0 | 0 | 0 | 0 | 0 | 0 | 0 | 0 | 0 | 0 | 0 | 0 | 0 | 0 | 0 | 0 | 0 | 0 | 0 | 0 | 0 | 0 | 12
NO |  | 32 | 2011 | 11 | 29 | 29 |  | 1803 WILL COUNTY | LISLE | 138 | 138 | SP | 3.41 | 9.2 | 0 | 2-556.5,1113 ACSR | 0 | 0 | 0 | 0 | 0 | 0 | 0 | 0 | 0 | 0 | 0 | 0 | 0 | 0 | 0 | 0 | 0 | 0 | 0 | 0 | 0 | 0 | 0 | 12
NO |  | 32 | 2011 | 11 | 30 | 30 |  | 1803 WILL COUNTY | LISLE | 138 | 138 | WP | 0.02 | 0 | 0 | 2-556.5,1113 ACSR | 0 | 0 | 0 | 0 | 0 | 0 | 0 | 0 | 0 | 0 | 0 | 0 | 0 | 0 | 0 | 0 | 0 | 0 | 0 | 0 | 0 | 0 | 0 | 12
NO |  | 32 | 2011 | 11 | 31 | 31 |  | 1804 WILL COUNTY | WOLFS | 138 | 138 | ST | 5.44 | 8.72 | 1 | 477,900,1113 ACSR | 0 | 0 | 0 | 0 | 0 | 0 | 0 | 0 | 0 | 0 | 0 | 0 | 0 | 0 | 0 | 0 | 0 | 0 | 0 | 0 | 0 | 0 | 0 | 12
NO |  | 32 | 2011 | 11 | 32 | 32 |  | 1804 WILL COUNTY | WOLFS | 138 | 138 | SP | 0.08 | 0 | 0 | 1113 ACSR | 0 | 0 | 0 | 0 | 0 | 0 | 0 | 0 | 0 | 0 | 0 | 0 | 0 | 0 | 0 | 0 | 0 | 0 | 0 | 0 | 0 | 0 | 0 | 12
NO |  | 32 | 2011 | 11 | 33 | 33 |  | 1807 WILL COUNTY | ARGONNE NAT'L LAB | 138 | 138 | ST | 0.5 | 7.08 | 1 | 1113 ACSR | 0 | 0 | 0 | 0 | 0 | 0 | 0 | 0 | 0 | 0 | 0 | 0 | 0 | 0 | 0 | 0 | 0 | 0 | 0 | 0 | 0 | 0 | 0 | 12
NO |  | 32 | 2011 | 11 | 34 | 34 |  | 1807 WILL COUNTY | ARGONNE NAT'L LAB | 138 | 138 | WP | 0.04 | 0 | 0 | 1113 ACSR | 0 | 0 | 0 | 0 | 0 | 0 | 0 | 0 | 0 | 0 | 0 | 0 | 0 | 0 | 0 | 0 | 0 | 0 | 0 | 0 | 0 | 0 | 0 | 12
NO |  | 32 | 2011 | 11 | 35 | 35 |  | 1807 WILL COUNTY | ARGONNE NAT'L LAB | 138 | 138 | SP | 0 | 0.43 | 0 | 1113 ACSR | 0 | 0 | 0 | 0 | 0 | 0 | 0 | 0 | 0 | 0 | 0 | 0 | 0 | 0 | 0 | 0 | 0 | 0 | 0 | 0 | 0 | 0 | 0 | 12
NO |  | 32 | 2011 | 12 | 1 | 1 |  | 1808 WILL COUNTY | GOODINGS GROVE | 138 | 138 | ST | 0.57 | 8.91 | 1 | 900 ACSR | 0 | 0 | 0 | 0 | 0 | 0 | 0 | 0 | 0 | 0 | 0 | 0 | 0 | 0 | 0 | 0 | 0 | 0 | 0 | 0 | 0 | 0 | 0 | 12
NO |  | 32 | 2011 | 12 | 2 | 2 |  | 1808 WILL COUNTY | GOODINGS GROVE | 138 | 138 | SP | 0.13 | 0.55 | 0 | 900 ACSR | 0 | 0 | 0 | 0 | 0 | 0 | 0 | 0 | 0 | 0 | 0 | 0 | 0 | 0 | 0 | 0 | 0 | 0 | 0 | 0 | 0 | 0 | 0 | 12
NO |  | 32 | 2011 | 12 | 3 | 3 |  | 1809 WILL COUNTY | LISLE | 138 | 138 | ST | 0.47 | 1.07 | 1 | 2-556.5,1113 ACSR | 0 | 0 | 0 | 0 | 0 | 0 | 0 | 0 | 0 | 0 | 0 | 0 | 0 | 0 | 0 | 0 | 0 | 0 | 0 | 0 | 0 | 0 | 0 | 12
NO |  | 32 | 2011 | 12 | 4 | 4 |  | 1809 WILL COUNTY | LISLE | 138 | 138 | SP | 0.7 | 11.88 | 0 | 2-556.5,1113 ACSR | 0 | 0 | 0 | 0 | 0 | 0 | 0 | 0 | 0 | 0 | 0 | 0 | 0 | 0 | 0 | 0 | 0 | 0 | 0 | 0 | 0 | 0 | 0 | 12
NO |  | 32 | 2011 | 12 | 5 | 5 |  | 1809 WILL COUNTY | LISLE | 138 | 138 | WP | 0.03 | 0 | 0 | 2-556.5,1113 ACSR | 0 | 0 | 0 | 0 | 0 | 0 | 0 | 0 | 0 | 0 | 0 | 0 | 0 | 0 | 0 | 0 | 0 | 0 | 0 | 0 | 0 | 0 | 0 | 12
NO |  | 32 | 2011 | 12 | 6 | 6 |  | 1811 WILL COUNTY | GOODINGS GROVE | 138 | 138 | ST | 0.91 | 8.49 | 1 | 900 ACSR | 0 | 0 | 0 | 0 | 0 | 0 | 0 | 0 | 0 | 0 | 0 | 0 | 0 | 0 | 0 | 0 | 0 | 0 | 0 | 0 | 0 | 0 | 0 | 12
NO |  | 32 | 2011 | 12 | 7 | 7 |  | 1811 WILL COUNTY | GOODINGS GROVE | 138 | 138 | SP | 0 | 0.55 | 0 | 900 ACSR | 0 | 0 | 0 | 0 | 0 | 0 | 0 | 0 | 0 | 0 | 0 | 0 | 0 | 0 | 0 | 0 | 0 | 0 | 0 | 0 | 0 | 0 | 0 | 12
NO |  | 32 | 2011 | 12 | 8 | 8 |  | 4202 SILVER LAKE | SW TIE L-1607 | 138 | 138 | ST | 0.37 | 13.66 | 1 | 300 CU / 477,1113 | 0 | 0 | 0 | 0 | 0 | 0 | 0 | 0 | 0 | 0 | 0 | 0 | 0 | 0 | 0 | 0 | 0 | 0 | 0 | 0 | 0 | 0 | 0 | 12
NO |  | 32 | 2011 | 12 | 9 | 9 |  | 4202 SILVER LAKE | SW TIE L-1607 | 138 | 138 | SP | 0.14 | 0.13 | 0 | 1113 ACSR | 0 | 0 | 0 | 0 | 0 | 0 | 0 | 0 | 0 | 0 | 0 | 0 | 0 | 0 | 0 | 0 | 0 | 0 | 0 | 0 | 0 | 0 | 0 | 12
NO |  | 32 | 2011 | 12 | 10 | 10 |  | 4203 SILVER LAKE | SW TIE L-1603 | 138 | 138 | ST | 9.99 | 4 | 1 | 477,1113 ACSR | 0 | 0 | 0 | 0 | 0 | 0 | 0 | 0 | 0 | 0 | 0 | 0 | 0 | 0 | 0 | 0 | 0 | 0 | 0 | 0 | 0 | 0 | 0 | 12
NO |  | 32 | 2011 | 12 | 11 | 11 |  | 4203 SILVER LAKE | SW TIE L-1603 | 138 | 138 | SP | 0.18 | 0.13 | 0 | 477 ACSR | 0 | 0 | 0 | 0 | 0 | 0 | 0 | 0 | 0 | 0 | 0 | 0 | 0 | 0 | 0 | 0 | 0 | 0 | 0 | 0 | 0 | 0 | 0 | 12
NO |  | 32 | 2011 | 12 | 12 | 12 |  | 4203 SILVER LAKE | SW TIE L-1603 | 138 | 138 | WH | 0.07 | 0 | 0 | 1113 ACSR | 0 | 0 | 0 | 0 | 0 | 0 | 0 | 0 | 0 | 0 | 0 | 0 | 0 | 0 | 0 | 0 | 0 | 0 | 0 | 0 | 0 | 0 | 0 | 12
NO |  | 32 | 2011 | 12 | 13 | 13 |  | 4203 TAP | ROUND LAKE | 138 | 138 | SP | 0.05 | 0 | 0 | 1113 ACSR | 0 | 0 | 0 | 0 | 0 | 0 | 0 | 0 | 0 | 0 | 0 | 0 | 0 | 0 | 0 | 0 | 0 | 0 | 0 | 0 | 0 | 0 | 0 | 12
NO |  | 32 | 2011 | 12 | 14 | 14 |  | 4605 DESPLAINES 46 | ITASCA | 138 | 138 | ST | 3.25 | 5.36 | 1 | 1113,2156 ACSR 10 | 0 | 0 | 0 | 0 | 0 | 0 | 0 | 0 | 0 | 0 | 0 | 0 | 0 | 0 | 0 | 0 | 0 | 0 | 0 | 0 | 0 | 0 | 0 | 12
NO |  | 32 | 2011 | 12 | 15 | 15 |  | 4605 DESPLAINES 46 | ITASCA | 138 | 138 | SP | 0.29 | 0 | 0 | 1113,2156 ACSR | 0 | 0 | 0 | 0 | 0 | 0 | 0 | 0 | 0 | 0 | 0 | 0 | 0 | 0 | 0 | 0 | 0 | 0 | 0 | 0 | 0 | 0 | 0 | 12
NO |  | 32 | 2011 | 12 | 16 | 16 |  | 4605 DESPLAINES 46 | ITASCA | 138 | 138 | WP | 0.12 | 0 | 0 | 2156 ACSR | 0 | 0 | 0 | 0 | 0 | 0 | 0 | 0 | 0 | 0 | 0 | 0 | 0 | 0 | 0 | 0 | 0 | 0 | 0 | 0 | 0 | 0 | 0 | 12
NO |  | 32 | 2011 | 12 | 17 | 17 |  | 4605 TAP | DESPLAINES 198 | 138 | 138 | WP | 0.12 | 3.06 | 0 | 636 ACSR, 664.8 A | 0 | 0 | 0 | 0 | 0 | 0 | 0 | 0 | 0 | 0 | 0 | 0 | 0 | 0 | 0 | 0 | 0 | 0 | 0 | 0 | 0 | 0 | 0 | 12
NO |  | 32 | 2011 | 12 | 18 | 18 |  | 4605 TAP | DESPLAINES 198 | 138 | 138 | SP | 0.12 | 0 | 0 | 1113 ACSR | 0 | 0 | 0 | 0 | 0 | 0 | 0 | 0 | 0 | 0 | 0 | 0 | 0 | 0 | 0 | 0 | 0 | 0 | 0 | 0 | 0 | 0 | 0 | 12
NO |  | 32 | 2011 | 12 | 19 | 19 |  | 4606 DESPLAINES 46 | ITASCA | 138 | 138 | ST | 0.57 | 7.92 | 1 | 1113 ACSR 1033.5 | 0 | 0 | 0 | 0 | 0 | 0 | 0 | 0 | 0 | 0 | 0 | 0 | 0 | 0 | 0 | 0 | 0 | 0 | 0 | 0 | 0 | 0 | 0 | 12
NO |  | 32 | 2011 | 12 | 20 | 20 |  | 4606 DESPLAINES 46 | ITASCA | 138 | 138 | SP | 0.45 | 0 | 0 | 1113 2156 ACSR | 0 | 0 | 0 | 0 | 0 | 0 | 0 | 0 | 0 | 0 | 0 | 0 | 0 | 0 | 0 | 0 | 0 | 0 | 0 | 0 | 0 | 0 | 0 | 12
NO |  | 32 | 2011 | 12 | 21 | 21 |  | 4608 DESPLAINES 46 | DESPLAINES 198 | 138 | 138 | WP | 0.32 | 3.03 | 1 | 1113 ACSR, 664.8 | 0 | 0 | 0 | 0 | 0 | 0 | 0 | 0 | 0 | 0 | 0 | 0 | 0 | 0 | 0 | 0 | 0 | 0 | 0 | 0 | 0 | 0 | 0 | 12
NO |  | 32 | 2011 | 12 | 22 | 22 |  | 4608 DESPLAINES 46 | DESPLAINES 198 | 138 | 138 | WH | 0.07 | 0 | 0 | 1113 ACSR | 0 | 0 | 0 | 0 | 0 | 0 | 0 | 0 | 0 | 0 | 0 | 0 | 0 | 0 | 0 | 0 | 0 | 0 | 0 | 0 | 0 | 0 | 0 | 12
NO |  | 32 | 2011 | 12 | 23 | 23 |  | 4608 DESPLAINES 46 | DESPLAINES 198 | 138 | 138 | SP | 0.1 | 0 | 0 | 1113 ACSR | 0 | 0 | 0 | 0 | 0 | 0 | 0 | 0 | 0 | 0 | 0 | 0 | 0 | 0 | 0 | 0 | 0 | 0 | 0 | 0 | 0 | 0 | 0 | 12
NO |  | 32 | 2011 | 12 | 24 | 24 |  | 4610 DESPLAINES 46 | GOLF MILL | 138 | 138 | ST | 0.06 | 3.47 | 1 | 1113 ACSR | 0 | 0 | 0 | 0 | 0 | 0 | 0 | 0 | 0 | 0 | 0 | 0 | 0 | 0 | 0 | 0 | 0 | 0 | 0 | 0 | 0 | 0 | 0 | 12
NO |  | 32 | 2011 | 12 | 25 | 25 |  | 4610 DESPLAINES 46 | GOLF MILL | 138 | 138 | SP | 0.05 | 0 | 0 | 1113 ACSR | 0 | 0 | 0 | 0 | 0 | 0 | 0 | 0 | 0 | 0 | 0 | 0 | 0 | 0 | 0 | 0 | 0 | 0 | 0 | 0 | 0 | 0 | 0 | 12
NO |  | 32 | 2011 | 12 | 26 | 26 |  | 4610 DESPLAINES 46 | GOLF MILL | 138 | 138 | WP | 0.16 | 0 | 0 | 1113 ACSR | 0 | 0 | 0 | 0 | 0 | 0 | 0 | 0 | 0 | 0 | 0 | 0 | 0 | 0 | 0 | 0 | 0 | 0 | 0 | 0 | 0 | 0 | 0 | 12
NO |  | 32 | 2011 | 12 | 27 | 27 |  | 4611 DESPLAINES 46 | GOLF MILL | 138 | 138 | ST | 0 | 3.47 | 1 | 1113 ACSR | 0 | 0 | 0 | 0 | 0 | 0 | 0 | 0 | 0 | 0 | 0 | 0 | 0 | 0 | 0 | 0 | 0 | 0 | 0 | 0 | 0 | 0 | 0 | 12
NO |  | 32 | 2011 | 12 | 28 | 28 |  | 4611 DESPLAINES 46 | GOLF MILL | 138 | 138 | SP | 0.04 | 0 | 0 | 1113 ACSR | 0 | 0 | 0 | 0 | 0 | 0 | 0 | 0 | 0 | 0 | 0 | 0 | 0 | 0 | 0 | 0 | 0 | 0 | 0 | 0 | 0 | 0 | 0 | 12
NO |  | 32 | 2011 | 12 | 29 | 29 |  | 4611 DESPLAINES 46 | GOLF MILL | 138 | 138 | WP | 0.3 | 0 | 0 | 1113 ACSR | 0 | 0 | 0 | 0 | 0 | 0 | 0 | 0 | 0 | 0 | 0 | 0 | 0 | 0 | 0 | 0 | 0 | 0 | 0 | 0 | 0 | 0 | 0 | 12
NO |  | 32 | 2011 | 12 | 30 | 30 |  | 5103 MCCOOK | WILLOW SPRINGS | 138 | 138 | ST | 0.42 | 4.82 | 1 | 1113 ACSR | 0 | 0 | 0 | 0 | 0 | 0 | 0 | 0 | 0 | 0 | 0 | 0 | 0 | 0 | 0 | 0 | 0 | 0 | 0 | 0 | 0 | 0 | 0 | 12
NO |  | 32 | 2011 | 12 | 31 | 31 |  | 5103 MCCOOK | WILLOW SPRINGS | 138 | 138 | SP | 0.09 | 0 | 0 | 1113 ACSR | 0 | 0 | 0 | 0 | 0 | 0 | 0 | 0 | 0 | 0 | 0 | 0 | 0 | 0 | 0 | 0 | 0 | 0 | 0 | 0 | 0 | 0 | 0 | 12
NO |  | 32 | 2011 | 12 | 32 | 32 |  | 5103 MCCOOK | WILLOW SPRINGS | 138 | 138 | WP | 0.09 | 0 | 0 | 1113 ACSR | 0 | 0 | 0 | 0 | 0 | 0 | 0 | 0 | 0 | 0 | 0 | 0 | 0 | 0 | 0 | 0 | 0 | 0 | 0 | 0 | 0 | 0 | 0 | 12
NO |  | 32 | 2011 | 12 | 33 | 33 |  | 5103 TAP | BEDFORD PARK | 138 | 138 | SP | 0.96 | 0 | 0 | 1113 ACSR | 0 | 0 | 0 | 0 | 0 | 0 | 0 | 0 | 0 | 0 | 0 | 0 | 0 | 0 | 0 | 0 | 0 | 0 | 0 | 0 | 0 | 0 | 0 | 12
NO |  | 32 | 2011 | 12 | 34 | 34 |  | 5103 TAP | BEDFORD PARK | 138 | 138 | ST | 4.2 | 0 | 0 | 477,1113 ACSR | 0 | 0 | 0 | 0 | 0 | 0 | 0 | 0 | 0 | 0 | 0 | 0 | 0 | 0 | 0 | 0 | 0 | 0 | 0 | 0 | 0 | 0 | 0 | 12
NO |  | 32 | 2011 | 12 | 35 | 35 |  | 5104 MCCOOK | BEDFORD PARK | 138 | 138 | ST | 2.5 | 0 | 1 | 900,1113 ACSR | 0 | 0 | 0 | 0 | 0 | 0 | 0 | 0 | 0 | 0 | 0 | 0 | 0 | 0 | 0 | 0 | 0 | 0 | 0 | 0 | 0 | 0 | 0 | 12
NO |  | 32 | 2011 | 13 | 1 | 1 |  | 5104 MCCOOK | BEDFORD PARK | 138 | 138 | SP | 0.59 | 0.96 | 0 | 1113 ACSR | 0 | 0 | 0 | 0 | 0 | 0 | 0 | 0 | 0 | 0 | 0 | 0 | 0 | 0 | 0 | 0 | 0 | 0 | 0 | 0 | 0 | 0 | 0 | 12
NO |  | 32 | 2011 | 13 | 2 | 2 |  | 5104 MCCOOK | BEDFORD PARK | 138 | 138 | WP | 1.87 | 0 | 0 | 900 ACSR | 0 | 0 | 0 | 0 | 0 | 0 | 0 | 0 | 0 | 0 | 0 | 0 | 0 | 0 | 0 | 0 | 0 | 0 | 0 | 0 | 0 | 0 | 0 | 12
NO |  | 32 | 2011 | 13 | 3 | 3 |  | 5104 MCCOOK | BEDFORD PARK | 138 | 138 | WH | 1.57 | 0 | 0 | 900 ACSR | 0 | 0 | 0 | 0 | 0 | 0 | 0 | 0 | 0 | 0 | 0 | 0 | 0 | 0 | 0 | 0 | 0 | 0 | 0 | 0 | 0 | 0 | 0 | 12
NO |  | 32 | 2011 | 13 | 4 | 4 |  | 5105 RIDGELAND | MCCOOK | 138 | 138 | ST | 0.33 | 1.77 | 1 | 900,1113 ACSR | 0 | 0 | 0 | 0 | 0 | 0 | 0 | 0 | 0 | 0 | 0 | 0 | 0 | 0 | 0 | 0 | 0 | 0 | 0 | 0 | 0 | 0 | 0 | 12
NO |  | 32 | 2011 | 13 | 5 | 5 |  | 5107 MCCOOK | RIDGELAND | 138 | 138 | ST | 0.4 | 1.8 | 1 | 900,1113 ACSR | 0 | 0 | 0 | 0 | 0 | 0 | 0 | 0 | 0 | 0 | 0 | 0 | 0 | 0 | 0 | 0 | 0 | 0 | 0 | 0 | 0 | 0 | 0 | 12
NO |  | 32 | 2011 | 13 | 6 | 6 |  | 5107 MCCOOK | RIDGELAND | 138 | 138 | WP | 0.07 | 0 | 0 | 900,1113 ACSR | 0 | 0 | 0 | 0 | 0 | 0 | 0 | 0 | 0 | 0 | 0 | 0 | 0 | 0 | 0 | 0 | 0 | 0 | 0 | 0 | 0 | 0 | 0 | 12
NO |  | 32 | 2011 | 13 | 7 | 7 |  | 5107 MCCOOK | RIDGELAND | 138 | 138 | WH | 0.14 | 0 | 0 | 900,1113 ACSR | 0 | 0 | 0 | 0 | 0 | 0 | 0 | 0 | 0 | 0 | 0 | 0 | 0 | 0 | 0 | 0 | 0 | 0 | 0 | 0 | 0 | 0 | 0 | 12
NO |  | 32 | 2011 | 13 | 8 | 8 |  | 5117 MCCOOK | BELLWOOD | 138 | 138 | SP | 6.44 | 0 | 1 | 1113 AA / 1113 AC | 0 | 0 | 0 | 0 | 0 | 0 | 0 | 0 | 0 | 0 | 0 | 0 | 0 | 0 | 0 | 0 | 0 | 0 | 0 | 0 | 0 | 0 | 0 | 12
NO |  | 32 | 2011 | 13 | 9 | 9 |  | 5117 MCCOOK | BELLWOOD | 138 | 138 | ST | 1.38 | 0 | 0 | 1113 AA / 1113 AC | 0 | 0 | 0 | 0 | 0 | 0 | 0 | 0 | 0 | 0 | 0 | 0 | 0 | 0 | 0 | 0 | 0 | 0 | 0 | 0 | 0 | 0 | 0 | 12
NO |  | 32 | 2011 | 13 | 10 | 10 |  | 5118 MCCOOK | BELLWOOD | 138 | 138 | SP | 0.02 | 6.33 | 1 | 1113 AA / 1113 AC | 0 | 0 | 0 | 0 | 0 | 0 | 0 | 0 | 0 | 0 | 0 | 0 | 0 | 0 | 0 | 0 | 0 | 0 | 0 | 0 | 0 | 0 | 0 | 12
NO |  | 32 | 2011 | 13 | 11 | 11 |  | 5118 MCCOOK | BELLWOOD | 138 | 138 | ST | 0.12 | 1.6 | 0 | 1113 AA / 1113 AC | 0 | 0 | 0 | 0 | 0 | 0 | 0 | 0 | 0 | 0 | 0 | 0 | 0 | 0 | 0 | 0 | 0 | 0 | 0 | 0 | 0 | 0 | 0 | 12
NO |  | 32 | 2011 | 13 | 12 | 12 |  | 6101 STREATOR | KAWANEE | 138 | 138 | ST | 18.86 | 43.45 | 1 | 300 CU / 300,477 | 0 | 0 | 0 | 0 | 0 | 0 | 0 | 0 | 0 | 0 | 0 | 0 | 0 | 0 | 0 | 0 | 0 | 0 | 0 | 0 | 0 | 0 | 0 | 12
NO |  | 32 | 2011 | 13 | 13 | 13 |  | 6101 TAP | NORTH STREATOR | 138 | 138 | WP | 0.02 | 0 | 0 | 266.8 ACSR | 0 | 0 | 0 | 0 | 0 | 0 | 0 | 0 | 0 | 0 | 0 | 0 | 0 | 0 | 0 | 0 | 0 | 0 | 0 | 0 | 0 | 0 | 0 | 12
NO |  | 32 | 2011 | 13 | 14 | 14 |  | 6101 TAP | INTERCONNECTION AT HENNEPIN | 138 | 138 | WP | 0.01 | 0 | 0 | 1113 ACSR | 0 | 0 | 0 | 0 | 0 | 0 | 0 | 0 | 0 | 0 | 0 | 0 | 0 | 0 | 0 | 0 | 0 | 0 | 0 | 0 | 0 | 0 | 0 | 12
NO |  | 32 | 2011 | 13 | 15 | 15 |  | 6102 STREATOR | KICKAPOO CREEK | 138 | 138 | ST | 0.11 | 9.24 | 1 | 477 ACSR | 0 | 0 | 0 | 0 | 0 | 0 | 0 | 0 | 0 | 0 | 0 | 0 | 0 | 0 | 0 | 0 | 0 | 0 | 0 | 0 | 0 | 0 | 0 | 12
NO |  | 32 | 2011 | 13 | 16 | 16 |  | 6102 STREATOR | KICKAPOO CREEK | 138 | 138 | WP | 2.07 | 0 | 0 | 636 ACSR, 477 ACS | 0 | 0 | 0 | 0 | 0 | 0 | 0 | 0 | 0 | 0 | 0 | 0 | 0 | 0 | 0 | 0 | 0 | 0 | 0 | 0 | 0 | 0 | 0 | 12
NO |  | 32 | 2011 | 13 | 17 | 17 |  | 6102 STREATOR | KICKAPOO CREEK | 138 | 138 | WH | 11.37 | 0 | 0 | 477 ACSR | 0 | 0 | 0 | 0 | 0 | 0 | 0 | 0 | 0 | 0 | 0 | 0 | 0 | 0 | 0 | 0 | 0 | 0 | 0 | 0 | 0 | 0 | 0 | 12
NO |  | 32 | 2011 | 13 | 18 | 18 |  | 6102 STREATOR | KICKAPOO CREEK | 138 | 138 | SP | 0.01 | 0 | 0 | 1113 KCMIL | 0 | 0 | 0 | 0 | 0 | 0 | 0 | 0 | 0 | 0 | 0 | 0 | 0 | 0 | 0 | 0 | 0 | 0 | 0 | 0 | 0 | 0 | 0 | 12
NO |  | 32 | 2011 | 13 | 19 | 19 |  | 6102 TAP | MARSEILLES S.S. | 138 | 138 | WP | 0.01 | 0 | 0 | 477 ACSR | 0 | 0 | 0 | 0 | 0 | 0 | 0 | 0 | 0 | 0 | 0 | 0 | 0 | 0 | 0 | 0 | 0 | 0 | 0 | 0 | 0 | 0 | 0 | 12
NO |  | 32 | 2011 | 13 | 20 | 20 |  | 6603 EAST FRANKFORT | MATTESON | 138 | 138 | ST | 0.1 | 5.33 | 1 | 300 CU / 477,1113 | 0 | 0 | 0 | 0 | 0 | 0 | 0 | 0 | 0 | 0 | 0 | 0 | 0 | 0 | 0 | 0 | 0 | 0 | 0 | 0 | 0 | 0 | 0 | 12
NO |  | 32 | 2011 | 13 | 21 | 21 |  | 6603 EAST FRANKFORT | MATTESON | 138 | 138 | SP | 0.54 | 0 | 0 | 1113 ACSR,664.8 A | 0 | 0 | 0 | 0 | 0 | 0 | 0 | 0 | 0 | 0 | 0 | 0 | 0 | 0 | 0 | 0 | 0 | 0 | 0 | 0 | 0 | 0 | 0 | 12
NO |  | 32 | 2011 | 13 | 22 | 22 |  | 6603 EAST FRANKFORT | MATTESON | 138 | 138 | WP | 0.07 | 0 | 0 | 1113 ACSR | 0 | 0 | 0 | 0 | 0 | 0 | 0 | 0 | 0 | 0 | 0 | 0 | 0 | 0 | 0 | 0 | 0 | 0 | 0 | 0 | 0 | 0 | 0 | 12
NO |  | 32 | 2011 | 13 | 23 | 23 |  | 6604 EAST FRANKFORT | MATTESON | 138 | 138 | ST | 0.03 | 5.8 | 1 | 477, 664.8 ACSS/T | 0 | 0 | 0 | 0 | 0 | 0 | 0 | 0 | 0 | 0 | 0 | 0 | 0 | 0 | 0 | 0 | 0 | 0 | 0 | 0 | 0 | 0 | 0 | 12
NO |  | 32 | 2011 | 13 | 24 | 24 |  | 6604 EAST FRANKFORT | MATTESON | 138 | 138 | SP | 0.13 | 0 | 0 | 1113 ACSR | 0 | 0 | 0 | 0 | 0 | 0 | 0 | 0 | 0 | 0 | 0 | 0 | 0 | 0 | 0 | 0 | 0 | 0 | 0 | 0 | 0 | 0 | 0 | 12
NO |  | 32 | 2011 | 13 | 25 | 25 |  | 6604 EAST FRANKFORT | MATTESON | 138 | 138 | WP | 0.11 | 0 | 0 | 1113 ACSR | 0 | 0 | 0 | 0 | 0 | 0 | 0 | 0 | 0 | 0 | 0 | 0 | 0 | 0 | 0 | 0 | 0 | 0 | 0 | 0 | 0 | 0 | 0 | 12
NO |  | 32 | 2011 | 13 | 26 | 26 |  | 6605 EAST FRANKFORT | UNIVERSITY PARK | 138 | 138 | SP | 0.05 | 0 | 1 | 1113 ACSR | 0 | 0 | 0 | 0 | 0 | 0 | 0 | 0 | 0 | 0 | 0 | 0 | 0 | 0 | 0 | 0 | 0 | 0 | 0 | 0 | 0 | 0 | 0 | 12
NO |  | 32 | 2011 | 13 | 27 | 27 |  | 6605 EAST FRANKFORT | UNIVERSITY PARK | 138 | 138 | ST | 0 | 5.33 | 0 | 1113 ACSR | 0 | 0 | 0 | 0 | 0 | 0 | 0 | 0 | 0 | 0 | 0 | 0 | 0 | 0 | 0 | 0 | 0 | 0 | 0 | 0 | 0 | 0 | 0 | 12
NO |  | 32 | 2011 | 13 | 28 | 28 |  | 6606 EAST FRANKFORT | UNIVERSITY PARK | 138 | 138 | ST | 0 | 5.33 | 1 | 1113 ACSR | 0 | 0 | 0 | 0 | 0 | 0 | 0 | 0 | 0 | 0 | 0 | 0 | 0 | 0 | 0 | 0 | 0 | 0 | 0 | 0 | 0 | 0 | 0 | 12
NO |  | 32 | 2011 | 13 | 29 | 29 |  | 6606 EAST FRANKFORT | UNIVERSITY PARK | 138 | 138 | SP | 0.04 | 0 | 0 | 1113 ACSR | 0 | 0 | 0 | 0 | 0 | 0 | 0 | 0 | 0 | 0 | 0 | 0 | 0 | 0 | 0 | 0 | 0 | 0 | 0 | 0 | 0 | 0 | 0 | 12
NO |  | 32 | 2011 | 13 | 30 | 30 |  | 6721 CONGRESS | ROCKWELL | 138 | 138 | SP | 0.01 | 0.25 | 1 | 1113 ACSR | 0 | 0 | 0 | 0 | 0 | 0 | 0 | 0 | 0 | 0 | 0 | 0 | 0 | 0 | 0 | 0 | 0 | 0 | 0 | 0 | 0 | 0 | 0 | 12
NO |  | 32 | 2011 | 13 | 31 | 31 |  | 6721 CONGRESS | ROCKWELL | 138 | 138 | ST | 0.01 | 0.94 | 0 | 1113 ACSR | 0 | 0 | 0 | 0 | 0 | 0 | 0 | 0 | 0 | 0 | 0 | 0 | 0 | 0 | 0 | 0 | 0 | 0 | 0 | 0 | 0 | 0 | 0 | 12
NO |  | 32 | 2011 | 13 | 32 | 32 |  | 6721 CONGRESS | ROCKWELL | 138 | 138 | WP | 0 | 0.08 | 0 | 1113 ACSR | 0 | 0 | 0 | 0 | 0 | 0 | 0 | 0 | 0 | 0 | 0 | 0 | 0 | 0 | 0 | 0 | 0 | 0 | 0 | 0 | 0 | 0 | 0 | 12
NO |  | 32 | 2011 | 13 | 33 | 33 |  | 6723 CONGRESS | ROCKWELL | 138 | 138 | SP | 0.03 | 0.36 | 1 | 1113 ACSR | 0 | 0 | 0 | 0 | 0 | 0 | 0 | 0 | 0 | 0 | 0 | 0 | 0 | 0 | 0 | 0 | 0 | 0 | 0 | 0 | 0 | 0 | 0 | 12
NO |  | 32 | 2011 | 13 | 34 | 34 |  | 6723 CONGRESS | ROCKWELL | 138 | 138 | ST | 0 | 0.91 | 0 | 1113 ACSR | 0 | 0 | 0 | 0 | 0 | 0 | 0 | 0 | 0 | 0 | 0 | 0 | 0 | 0 | 0 | 0 | 0 | 0 | 0 | 0 | 0 | 0 | 0 | 12
NO |  | 32 | 2011 | 13 | 35 | 35 |  | 7305 CHICAGO HTS. | BLOOM | 138 | 138 | SP | 0.11 | 0 | 1 | 1113 ACSR | 0 | 0 | 0 | 0 | 0 | 0 | 0 | 0 | 0 | 0 | 0 | 0 | 0 | 0 | 0 | 0 | 0 | 0 | 0 | 0 | 0 | 0 | 0 | 12
NO |  | 32 | 2011 | 14 | 1 | 1 |  | 7305 CHICAGO HTS. | BLOOM | 138 | 138 | ST | 0.32 | 0 | 0 | 1113 ACSR | 0 | 0 | 0 | 0 | 0 | 0 | 0 | 0 | 0 | 0 | 0 | 0 | 0 | 0 | 0 | 0 | 0 | 0 | 0 | 0 | 0 | 0 | 0 | 12
NO |  | 32 | 2011 | 14 | 2 | 2 |  | 7305 CHICAGO HTS. | BLOOM | 138 | 138 | WP | 0.75 | 1.25 | 0 | 1113 ACSR | 0 | 0 | 0 | 0 | 0 | 0 | 0 | 0 | 0 | 0 | 0 | 0 | 0 | 0 | 0 | 0 | 0 | 0 | 0 | 0 | 0 | 0 | 0 | 12
NO |  | 32 | 2011 | 14 | 3 | 3 |  | 7306 CHICAGO HTS. | BLOOM | 138 | 138 | SP | 0.05 | 0 | 1 | 1113 ACSR | 0 | 0 | 0 | 0 | 0 | 0 | 0 | 0 | 0 | 0 | 0 | 0 | 0 | 0 | 0 | 0 | 0 | 0 | 0 | 0 | 0 | 0 | 0 | 12
NO |  | 32 | 2011 | 14 | 4 | 4 |  | 7306 CHICAGO HTS. | BLOOM | 138 | 138 | ST | 2.18 | 0 | 0 | 1113 ACSR | 0 | 0 | 0 | 0 | 0 | 0 | 0 | 0 | 0 | 0 | 0 | 0 | 0 | 0 | 0 | 0 | 0 | 0 | 0 | 0 | 0 | 0 | 0 | 12
NO |  | 32 | 2011 | 14 | 5 | 5 |  | 7306 CHICAGO HTS. | BLOOM | 138 | 138 | WP | 0.24 | 0 | 0 | 1113 ACSR | 0 | 0 | 0 | 0 | 0 | 0 | 0 | 0 | 0 | 0 | 0 | 0 | 0 | 0 | 0 | 0 | 0 | 0 | 0 | 0 | 0 | 0 | 0 | 12
NO |  | 32 | 2011 | 14 | 6 | 6 |  | 7307 CHICAGO HTS. | BURNHAM | 138 | 138 | ST | 1.41 | 4.47 | 1 | 1113,2338 ACSR | 0 | 0 | 0 | 0 | 0 | 0 | 0 | 0 | 0 | 0 | 0 | 0 | 0 | 0 | 0 | 0 | 0 | 0 | 0 | 0 | 0 | 0 | 0 | 12
NO |  | 32 | 2011 | 14 | 7 | 7 |  | 7307 CHICAGO HTS. | BURNHAM | 138 | 138 | SP | 0.15 | 0.18 | 0 | 1113 ACSR | 0 | 0 | 0 | 0 | 0 | 0 | 0 | 0 | 0 | 0 | 0 | 0 | 0 | 0 | 0 | 0 | 0 | 0 | 0 | 0 | 0 | 0 | 0 | 12
NO |  | 32 | 2011 | 14 | 8 | 8 |  | 7307 CHICAGO HTS. | BURNHAM | 138 | 138 | WP | 3.74 | 0 | 0 | 1113 ACSR | 0 | 0 | 0 | 0 | 0 | 0 | 0 | 0 | 0 | 0 | 0 | 0 | 0 | 0 | 0 | 0 | 0 | 0 | 0 | 0 | 0 | 0 | 0 | 12
NO |  | 32 | 2011 | 14 | 9 | 9 |  | 7411 KEWANEE | ROCK FALLS | 138 | 138 | ST | 0.45 | 31.83 | 1 | 477 ACSR | 0 | 0 | 0 | 0 | 0 | 0 | 0 | 0 | 0 | 0 | 0 | 0 | 0 | 0 | 0 | 0 | 0 | 0 | 0 | 0 | 0 | 0 | 0 | 12
NO |  | 32 | 2011 | 14 | 10 | 10 |  | 7411 KEWANEE | ROCK FALLS | 138 | 138 | WH | 10.56 | 0 | 0 | 477 ACSR | 0 | 0 | 0 | 0 | 0 | 0 | 0 | 0 | 0 | 0 | 0 | 0 | 0 | 0 | 0 | 0 | 0 | 0 | 0 | 0 | 0 | 0 | 0 | 12
NO |  | 32 | 2011 | 14 | 11 | 11 |  | 7413 KEWANEE | CRESCENT RIDGE | 138 | 138 | ST | 0.18 | 62.39 | 1 | 300 CU / 477 ACSR | 0 | 0 | 0 | 0 | 0 | 0 | 0 | 0 | 0 | 0 | 0 | 0 | 0 | 0 | 0 | 0 | 0 | 0 | 0 | 0 | 0 | 0 | 0 | 12
NO |  | 32 | 2011 | 14 | 12 | 12 |  | 7413 KEWANEE | CRESCENT RIDGE | 138 | 138 | SP | 0.02 | 0 | 0 | 1113 ACSR | 0 | 0 | 0 | 0 | 0 | 0 | 0 | 0 | 0 | 0 | 0 | 0 | 0 | 0 | 0 | 0 | 0 | 0 | 0 | 0 | 0 | 0 | 0 | 12
NO |  | 32 | 2011 | 14 | 13 | 13 |  | 7421 KEWANEE | TOULON | 138 | 138 | ST | 11.7 | 0 | 1 | 477 ACSR | 0 | 0 | 0 | 0 | 0 | 0 | 0 | 0 | 0 | 0 | 0 | 0 | 0 | 0 | 0 | 0 | 0 | 0 | 0 | 0 | 0 | 0 | 0 | 12
NO |  | 32 | 2011 | 14 | 14 | 14 |  | 7421 KEWANEE | TOULON | 138 | 138 | SP | 0.03 | 0 | 0 | 1113 ACSR | 0 | 0 | 0 | 0 | 0 | 0 | 0 | 0 | 0 | 0 | 0 | 0 | 0 | 0 | 0 | 0 | 0 | 0 | 0 | 0 | 0 | 0 | 0 | 12
NO |  | 32 | 2011 | 14 | 15 | 15 |  | 7423 KEWANEE | EDWARD STA (CILCO) | 138 | 138 | ST | 0.18 | 50.04 | 1 | 477 ACSR | 0 | 0 | 0 | 0 | 0 | 0 | 0 | 0 | 0 | 0 | 0 | 0 | 0 | 0 | 0 | 0 | 0 | 0 | 0 | 0 | 0 | 0 | 0 | 12
NO |  | 32 | 2011 | 14 | 16 | 16 |  | 7423 KEWANEE | EDWARD STA (CILCO) | 138 | 138 | SP | 0.47 | 0.26 | 0 | 1113 ACSR | 0 | 0 | 0 | 0 | 0 | 0 | 0 | 0 | 0 | 0 | 0 | 0 | 0 | 0 | 0 | 0 | 0 | 0 | 0 | 0 | 0 | 0 | 0 | 12
NO |  | 32 | 2011 | 14 | 17 | 17 |  | 7611 BLUE ISLAND | WILDWOOD | 138 | 138 | ST | 0.13 | 3.73 | 1 | 477,900 ACSR | 0 | 0 | 0 | 0 | 0 | 0 | 0 | 0 | 0 | 0 | 0 | 0 | 0 | 0 | 0 | 0 | 0 | 0 | 0 | 0 | 0 | 0 | 0 | 12
NO |  | 32 | 2011 | 14 | 18 | 18 |  | 7611 BLUE ISLAND | WILDWOOD | 138 | 138 | SP | 0 | 0.13 | 0 | 900 ACSR | 0 | 0 | 0 | 0 | 0 | 0 | 0 | 0 | 0 | 0 | 0 | 0 | 0 | 0 | 0 | 0 | 0 | 0 | 0 | 0 | 0 | 0 | 0 | 12
NO |  | 32 | 2011 | 14 | 19 | 19 |  | 7612 BLUE ISLAND | WILDWOOD | 138 | 138 | ST | 0.2 | 3.73 | 1 | 900,1113 ACSR | 0 | 0 | 0 | 0 | 0 | 0 | 0 | 0 | 0 | 0 | 0 | 0 | 0 | 0 | 0 | 0 | 0 | 0 | 0 | 0 | 0 | 0 | 0 | 12
NO |  | 32 | 2011 | 14 | 20 | 20 |  | 7612 BLUE ISLAND | WILDWOOD | 138 | 138 | SP | 0.01 | 0.13 | 0 | 900 ACSR | 0 | 0 | 0 | 0 | 0 | 0 | 0 | 0 | 0 | 0 | 0 | 0 | 0 | 0 | 0 | 0 | 0 | 0 | 0 | 0 | 0 | 0 | 0 | 12
NO |  | 32 | 2011 | 14 | 21 | 21 |  | 7615 BLUE ISLAND | SW TIE L-11603 | 138 | 138 | ST | 3.5 | 0.31 | 1 | 1113 ACSR | 0 | 0 | 0 | 0 | 0 | 0 | 0 | 0 | 0 | 0 | 0 | 0 | 0 | 0 | 0 | 0 | 0 | 0 | 0 | 0 | 0 | 0 | 0 | 12
NO |  | 32 | 2011 | 14 | 22 | 22 |  | 7616 BLUE ISLAND | SW TIE L-11609 | 138 | 138 | ST | 0.26 | 3.5 | 1 | 1113 ACSR | 0 | 0 | 0 | 0 | 0 | 0 | 0 | 0 | 0 | 0 | 0 | 0 | 0 | 0 | 0 | 0 | 0 | 0 | 0 | 0 | 0 | 0 | 0 | 12
NO |  | 32 | 2011 | 14 | 23 | 23 |  | 7713 MAZON | CRESCENT RIDGE | 138 | 138 | ST | 0.03 | 15.38 | 1 | 477 ACSR | 0 | 0 | 0 | 0 | 0 | 0 | 0 | 0 | 0 | 0 | 0 | 0 | 0 | 0 | 0 | 0 | 0 | 0 | 0 | 0 | 0 | 0 | 0 | 12
NO |  | 32 | 2011 | 14 | 24 | 24 |  | 7713 MAZON | CRESCENT RIDGE | 138 | 138 | SP | 0 | 0.02 | 0 | 1113 ACSR | 0 | 0 | 0 | 0 | 0 | 0 | 0 | 0 | 0 | 0 | 0 | 0 | 0 | 0 | 0 | 0 | 0 | 0 | 0 | 0 | 0 | 0 | 0 | 12
NO |  | 32 | 2011 | 14 | 25 | 25 |  | 7902 SPAULDING | TOLLWAY | 138 | 138 | ST | 0.22 | 3.78 | 1 | 1113,2156 ACSR | 0 | 0 | 0 | 0 | 0 | 0 | 0 | 0 | 0 | 0 | 0 | 0 | 0 | 0 | 0 | 0 | 0 | 0 | 0 | 0 | 0 | 0 | 0 | 12
NO |  | 32 | 2011 | 14 | 26 | 26 |  | 7902 SPAULDING | TOLLWAY | 138 | 138 | SP | 0.03 | 0.15 | 0 | 2156 ACSR | 0 | 0 | 0 | 0 | 0 | 0 | 0 | 0 | 0 | 0 | 0 | 0 | 0 | 0 | 0 | 0 | 0 | 0 | 0 | 0 | 0 | 0 | 0 | 12
NO |  | 32 | 2011 | 14 | 27 | 27 |  | 7903 SPAULDING | TOLLWAY | 138 | 138 | ST | 0.13 | 3.78 | 1 | 1113,2156 ACSR | 0 | 0 | 0 | 0 | 0 | 0 | 0 | 0 | 0 | 0 | 0 | 0 | 0 | 0 | 0 | 0 | 0 | 0 | 0 | 0 | 0 | 0 | 0 | 12
NO |  | 32 | 2011 | 14 | 28 | 28 |  | 7903 SPAULDING | TOLLWAY | 138 | 138 | SP | 0.1 | 0.15 | 0 | 1113 ACSR | 0 | 0 | 0 | 0 | 0 | 0 | 0 | 0 | 0 | 0 | 0 | 0 | 0 | 0 | 0 | 0 | 0 | 0 | 0 | 0 | 0 | 0 | 0 | 12
NO |  | 32 | 2011 | 14 | 29 | 29 |  | 7903 SPAULDING | TOLLWAY | 138 | 138 | WP | 0.09 | 0 | 0 | 1113 ACSR | 0 | 0 | 0 | 0 | 0 | 0 | 0 | 0 | 0 | 0 | 0 | 0 | 0 | 0 | 0 | 0 | 0 | 0 | 0 | 0 | 0 | 0 | 0 | 12
NO |  | 32 | 2011 | 14 | 30 | 30 |  | 7910 SPAULDING | WAYNE | 138 | 138 | ST | 0.08 | 1.32 | 1 | 1113 ACSR | 0 | 0 | 0 | 0 | 0 | 0 | 0 | 0 | 0 | 0 | 0 | 0 | 0 | 0 | 0 | 0 | 0 | 0 | 0 | 0 | 0 | 0 | 0 | 12
NO |  | 32 | 2011 | 14 | 31 | 31 |  | 7910 SPAULDING | WAYNE | 138 | 138 | SP | 0 | 0.16 | 0 | 1113,2156 ACSR | 0 | 0 | 0 | 0 | 0 | 0 | 0 | 0 | 0 | 0 | 0 | 0 | 0 | 0 | 0 | 0 | 0 | 0 | 0 | 0 | 0 | 0 | 0 | 12
NO |  | 32 | 2011 | 14 | 32 | 32 |  | 7910 SPAULDING | WAYNE | 138 | 138 | WP | 0.25 | 0 | 0 | 1113 ACSR | 0 | 0 | 0 | 0 | 0 | 0 | 0 | 0 | 0 | 0 | 0 | 0 | 0 | 0 | 0 | 0 | 0 | 0 | 0 | 0 | 0 | 0 | 0 | 12
NO |  | 32 | 2011 | 14 | 33 | 33 |  | 7915 SPAULDING | WAYNE | 138 | 138 | SP | 0.44 | 0 | 1 | 1113,2156 ACSR | 0 | 0 | 0 | 0 | 0 | 0 | 0 | 0 | 0 | 0 | 0 | 0 | 0 | 0 | 0 | 0 | 0 | 0 | 0 | 0 | 0 | 0 | 0 | 12
NO |  | 32 | 2011 | 14 | 34 | 34 |  | 7915 SPAULDING | WAYNE | 138 | 138 | ST | 0.01 | 1.19 | 0 | 1113 ACSR | 0 | 0 | 0 | 0 | 0 | 0 | 0 | 0 | 0 | 0 | 0 | 0 | 0 | 0 | 0 | 0 | 0 | 0 | 0 | 0 | 0 | 0 | 0 | 12
NO |  | 32 | 2011 | 14 | 35 | 35 |  | 8221 CROSBY | ROCKWELL | 138 | 138 | ST | 0.08 | 1.42 | 1 | 1113 ACSR | 0 | 0 | 0 | 0 | 0 | 0 | 0 | 0 | 0 | 0 | 0 | 0 | 0 | 0 | 0 | 0 | 0 | 0 | 0 | 0 | 0 | 0 | 0 | 12
NO |  | 32 | 2011 | 15 | 1 | 1 |  | 8221 CROSBY | ROCKWELL | 138 | 138 | SP | 0.01 | 0.29 | 0 | 1113 ACSR | 0 | 0 | 0 | 0 | 0 | 0 | 0 | 0 | 0 | 0 | 0 | 0 | 0 | 0 | 0 | 0 | 0 | 0 | 0 | 0 | 0 | 0 | 0 | 12
NO |  | 32 | 2011 | 15 | 2 | 2 |  | 8223 CROSBY | ROCKWELL | 138 | 138 | ST | 0.08 | 1.41 | 1 | 1113 ACSR | 0 | 0 | 0 | 0 | 0 | 0 | 0 | 0 | 0 | 0 | 0 | 0 | 0 | 0 | 0 | 0 | 0 | 0 | 0 | 0 | 0 | 0 | 0 | 12
NO |  | 32 | 2011 | 15 | 3 | 3 |  | 8223 CROSBY | ROCKWELL | 138 | 138 | SP | 0.02 | 0.29 | 0 | 1113 ACSR | 0 | 0 | 0 | 0 | 0 | 0 | 0 | 0 | 0 | 0 | 0 | 0 | 0 | 0 | 0 | 0 | 0 | 0 | 0 | 0 | 0 | 0 | 0 | 12
NO |  | 32 | 2011 | 15 | 4 | 4 |  | 8607 DAVIS CREEK | WILMINGTON | 138 | 138 | SP | 0.14 | 1.83 | 1 | 1113 ACSR | 0 | 0 | 0 | 0 | 0 | 0 | 0 | 0 | 0 | 0 | 0 | 0 | 0 | 0 | 0 | 0 | 0 | 0 | 0 | 0 | 0 | 0 | 0 | 12
NO |  | 32 | 2011 | 15 | 5 | 5 |  | 8607 DAVIS CREEK | WILMINGTON | 138 | 138 | ST | 0 | 0.68 | 0 | 1113 ACSR | 0 | 0 | 0 | 0 | 0 | 0 | 0 | 0 | 0 | 0 | 0 | 0 | 0 | 0 | 0 | 0 | 0 | 0 | 0 | 0 | 0 | 0 | 0 | 12
NO |  | 32 | 2011 | 15 | 6 | 6 |  | 8607 DAVIS CREEK | WILMINGTON | 138 | 138 | WP | 21.83 | 0 | 0 | 636 ACSR | 0 | 0 | 0 | 0 | 0 | 0 | 0 | 0 | 0 | 0 | 0 | 0 | 0 | 0 | 0 | 0 | 0 | 0 | 0 | 0 | 0 | 0 | 0 | 12
NO |  | 32 | 2011 | 15 | 7 | 7 |  | 8801 SKOKIE 88 | GOLF MILL | 138 | 138 | ST | 0 | 4.35 | 1 | 1113 ACSR | 0 | 0 | 0 | 0 | 0 | 0 | 0 | 0 | 0 | 0 | 0 | 0 | 0 | 0 | 0 | 0 | 0 | 0 | 0 | 0 | 0 | 0 | 0 | 12
NO |  | 32 | 2011 | 15 | 8 | 8 |  | 8801 SKOKIE 88 | GOLF MILL | 138 | 138 | SP | 0.03 | 0 | 0 | 1113 ACSR | 0 | 0 | 0 | 0 | 0 | 0 | 0 | 0 | 0 | 0 | 0 | 0 | 0 | 0 | 0 | 0 | 0 | 0 | 0 | 0 | 0 | 0 | 0 | 12
NO |  | 32 | 2011 | 15 | 9 | 9 |  | 8801 SKOKIE 88 | GOLF MILL | 138 | 138 | WP | 0.2 | 0 | 0 | 1113 ACSR | 0 | 0 | 0 | 0 | 0 | 0 | 0 | 0 | 0 | 0 | 0 | 0 | 0 | 0 | 0 | 0 | 0 | 0 | 0 | 0 | 0 | 0 | 0 | 12
NO |  | 32 | 2011 | 15 | 10 | 10 |  | 8802 SKOKIE 88 | GOLF MILL | 138 | 138 | ST | 0.07 | 4.21 | 1 | 1113 ACSR | 0 | 0 | 0 | 0 | 0 | 0 | 0 | 0 | 0 | 0 | 0 | 0 | 0 | 0 | 0 | 0 | 0 | 0 | 0 | 0 | 0 | 0 | 0 | 12
NO |  | 32 | 2011 | 15 | 11 | 11 |  | 8802 SKOKIE 88 | GOLF MILL | 138 | 138 | SP | 0.04 | 0 | 0 | 1113 ACSR | 0 | 0 | 0 | 0 | 0 | 0 | 0 | 0 | 0 | 0 | 0 | 0 | 0 | 0 | 0 | 0 | 0 | 0 | 0 | 0 | 0 | 0 | 0 | 12
NO |  | 32 | 2011 | 15 | 12 | 12 |  | 8802 SKOKIE 88 | GOLF MILL | 138 | 138 | WP | 0.15 | 0 | 0 | 1113 ACSR | 0 | 0 | 0 | 0 | 0 | 0 | 0 | 0 | 0 | 0 | 0 | 0 | 0 | 0 | 0 | 0 | 0 | 0 | 0 | 0 | 0 | 0 | 0 | 12
NO |  | 32 | 2011 | 15 | 13 | 13 |  | 8803 SKOKIE 88 | DEVON | 138 | 138 | ST | 0.09 | 1.86 | 1 | 900,1113 ACSR | 0 | 0 | 0 | 0 | 0 | 0 | 0 | 0 | 0 | 0 | 0 | 0 | 0 | 0 | 0 | 0 | 0 | 0 | 0 | 0 | 0 | 0 | 0 | 12
NO |  | 32 | 2011 | 15 | 14 | 14 |  | 8803 SKOKIE 88 | DEVON | 138 | 138 | SP | 0.15 | 1.45 | 0 | 1113 ACSR | 0 | 0 | 0 | 0 | 0 | 0 | 0 | 0 | 0 | 0 | 0 | 0 | 0 | 0 | 0 | 0 | 0 | 0 | 0 | 0 | 0 | 0 | 0 | 12
NO |  | 32 | 2011 | 15 | 15 | 15 |  | 8803 SKOKIE 88 | DEVON | 138 | 138 | WP | 0.17 | 0 | 0 | 900,1113 ACSR | 0 | 0 | 0 | 0 | 0 | 0 | 0 | 0 | 0 | 0 | 0 | 0 | 0 | 0 | 0 | 0 | 0 | 0 | 0 | 0 | 0 | 0 | 0 | 12
NO |  | 32 | 2011 | 15 | 16 | 16 |  | 8805 SKOKIE 88 | NORTHBROOK 159 | 138 | 138 | ST | 2.28 | 2.09 | 1 | 1113 ACSR | 0 | 0 | 0 | 0 | 0 | 0 | 0 | 0 | 0 | 0 | 0 | 0 | 0 | 0 | 0 | 0 | 0 | 0 | 0 | 0 | 0 | 0 | 0 | 12
NO |  | 32 | 2011 | 15 | 17 | 17 |  | 8805 SKOKIE 88 | NORTHBROOK 159 | 138 | 138 | SP | 0.79 | 0 | 0 | 1113 ACSR | 0 | 0 | 0 | 0 | 0 | 0 | 0 | 0 | 0 | 0 | 0 | 0 | 0 | 0 | 0 | 0 | 0 | 0 | 0 | 0 | 0 | 0 | 0 | 12
NO |  | 32 | 2011 | 15 | 18 | 18 |  | 8805 SKOKIE 88 | NORTHBROOK 159 | 138 | 138 | WP | 0.25 | 0.13 | 0 | 1113 ACSR | 0 | 0 | 0 | 0 | 0 | 0 | 0 | 0 | 0 | 0 | 0 | 0 | 0 | 0 | 0 | 0 | 0 | 0 | 0 | 0 | 0 | 0 | 0 | 12
NO |  | 32 | 2011 | 15 | 19 | 19 |  | 8806 SKOKIE 88 | NORTHBROOK 159 | 138 | 138 | ST | 0.52 | 4.39 | 1 | 1113 ACSR | 0 | 0 | 0 | 0 | 0 | 0 | 0 | 0 | 0 | 0 | 0 | 0 | 0 | 0 | 0 | 0 | 0 | 0 | 0 | 0 | 0 | 0 | 0 | 12
NO |  | 32 | 2011 | 15 | 20 | 20 |  | 8806 SKOKIE 88 | NORTHBROOK 159 | 138 | 138 | SP | 0.35 | 0 | 0 | 1113 ACSR | 0 | 0 | 0 | 0 | 0 | 0 | 0 | 0 | 0 | 0 | 0 | 0 | 0 | 0 | 0 | 0 | 0 | 0 | 0 | 0 | 0 | 0 | 0 | 12
NO |  | 32 | 2011 | 15 | 21 | 21 |  | 8806 SKOKIE 88 | NORTHBROOK 159 | 138 | 138 | WP | 0.28 | 0 | 0 | 1113 ACSR | 0 | 0 | 0 | 0 | 0 | 0 | 0 | 0 | 0 | 0 | 0 | 0 | 0 | 0 | 0 | 0 | 0 | 0 | 0 | 0 | 0 | 0 | 0 | 12
NO |  | 32 | 2011 | 15 | 22 | 22 |  | 8809 SKOKIE 88 | DEVON | 138 | 138 | ST | 0.09 | 1.87 | 1 | 1113 ACSR | 0 | 0 | 0 | 0 | 0 | 0 | 0 | 0 | 0 | 0 | 0 | 0 | 0 | 0 | 0 | 0 | 0 | 0 | 0 | 0 | 0 | 0 | 0 | 12
NO |  | 32 | 2011 | 15 | 23 | 23 |  | 8809 SKOKIE 88 | DEVON | 138 | 138 | SP | 0.27 | 1.42 | 0 | 1113 ACSR | 0 | 0 | 0 | 0 | 0 | 0 | 0 | 0 | 0 | 0 | 0 | 0 | 0 | 0 | 0 | 0 | 0 | 0 | 0 | 0 | 0 | 0 | 0 | 12
NO |  | 32 | 2011 | 15 | 24 | 24 |  | 8810 SKOKIE 88 | DEVON | 138 | 138 | ST | 3.59 | 0 | 1 | 1113 ACSR | 0 | 0 | 0 | 0 | 0 | 0 | 0 | 0 | 0 | 0 | 0 | 0 | 0 | 0 | 0 | 0 | 0 | 0 | 0 | 0 | 0 | 0 | 0 | 12
NO |  | 32 | 2011 | 15 | 25 | 25 |  | 8810 SKOKIE 88 | DEVON | 138 | 138 | WP | 0.09 | 0 | 0 | 1113 ACSR | 0 | 0 | 0 | 0 | 0 | 0 | 0 | 0 | 0 | 0 | 0 | 0 | 0 | 0 | 0 | 0 | 0 | 0 | 0 | 0 | 0 | 0 | 0 | 12
NO |  | 32 | 2011 | 15 | 26 | 26 |  | 10301 LISLE | LOMBARD | 138 | 138 | SP | 0.53 | 7.87 | 1 | 900 ACSR | 0 | 0 | 0 | 0 | 0 | 0 | 0 | 0 | 0 | 0 | 0 | 0 | 0 | 0 | 0 | 0 | 0 | 0 | 0 | 0 | 0 | 0 | 0 | 12
NO |  | 32 | 2011 | 15 | 27 | 27 |  | 10301 LISLE | LOMBARD | 138 | 138 | ST | 0.32 | 0 | 0 | 900 ACSR | 0 | 0 | 0 | 0 | 0 | 0 | 0 | 0 | 0 | 0 | 0 | 0 | 0 | 0 | 0 | 0 | 0 | 0 | 0 | 0 | 0 | 0 | 0 | 12
NO |  | 32 | 2011 | 15 | 28 | 28 |  | 10301 LISLE | LOMBARD | 138 | 138 | WP | 0.06 | 0 | 0 | 900,1113 ACSR | 0 | 0 | 0 | 0 | 0 | 0 | 0 | 0 | 0 | 0 | 0 | 0 | 0 | 0 | 0 | 0 | 0 | 0 | 0 | 0 | 0 | 0 | 0 | 12
NO |  | 32 | 2011 | 15 | 29 | 29 |  | 10302 LISLE | LOMBARD | 138 | 138 | ST | 0.18 | 0 | 1 | 900 ACSR | 0 | 0 | 0 | 0 | 0 | 0 | 0 | 0 | 0 | 0 | 0 | 0 | 0 | 0 | 0 | 0 | 0 | 0 | 0 | 0 | 0 | 0 | 0 | 12
NO |  | 32 | 2011 | 15 | 30 | 30 |  | 10302 LISLE | LOMBARD | 138 | 138 | SP | 0.57 | 7.98 | 0 | 900 ACSR | 0 | 0 | 0 | 0 | 0 | 0 | 0 | 0 | 0 | 0 | 0 | 0 | 0 | 0 | 0 | 0 | 0 | 0 | 0 | 0 | 0 | 0 | 0 | 12
NO |  | 32 | 2011 | 15 | 31 | 31 |  | 10714 DIXON | MCGIRR ROAD | 138 | 138 | ST | 0.16 | 2.16 | 1 | 477 ACSR | 0 | 0 | 0 | 0 | 0 | 0 | 0 | 0 | 0 | 0 | 0 | 0 | 0 | 0 | 0 | 0 | 0 | 0 | 0 | 0 | 0 | 0 | 0 | 12
NO |  | 32 | 2011 | 15 | 32 | 32 |  | 10714 DIXON | MCGIRR ROAD | 138 | 138 | WH | 22.68 | 0 | 0 | 477 ACSR | 0 | 0 | 0 | 0 | 0 | 0 | 0 | 0 | 0 | 0 | 0 | 0 | 0 | 0 | 0 | 0 | 0 | 0 | 0 | 0 | 0 | 0 | 0 | 12
NO |  | 32 | 2011 | 15 | 33 | 33 |  | 10714 DIXON | MCGIRR ROAD | 138 | 138 | SP | 0.01 | 0 | 0 | 1113 ACSR | 0 | 0 | 0 | 0 | 0 | 0 | 0 | 0 | 0 | 0 | 0 | 0 | 0 | 0 | 0 | 0 | 0 | 0 | 0 | 0 | 0 | 0 | 0 | 12
NO |  | 32 | 2011 | 15 | 34 | 34 |  | 10721 DIXON | STILLMAN VALLEY | 136 | 138 | ST | 11.11 | 3.94 | 1 | 266.8 ACSR, 366.4 | 0 | 0 | 0 | 0 | 0 | 0 | 0 | 0 | 0 | 0 | 0 | 0 | 0 | 0 | 0 | 0 | 0 | 0 | 0 | 0 | 0 | 0 | 0 | 12
NO |  | 32 | 2011 | 15 | 35 | 35 |  | 10721 DIXON | STILLMAN VALLEY | 138 | 138 | SP | 0.91 | 0 | 0 | 1113 ACSR | 0 | 0 | 0 | 0 | 0 | 0 | 0 | 0 | 0 | 0 | 0 | 0 | 0 | 0 | 0 | 0 | 0 | 0 | 0 | 0 | 0 | 0 | 0 | 12
NO |  | 32 | 2011 | 16 | 1 | 1 |  | 10721 DIXON | STILLMAN VALLEY | 138 | 138 | WP | 0.16 | 0 | 0 | 1113 ACSR | 0 | 0 | 0 | 0 | 0 | 0 | 0 | 0 | 0 | 0 | 0 | 0 | 0 | 0 | 0 | 0 | 0 | 0 | 0 | 0 | 0 | 0 | 0 | 12
NO |  | 32 | 2011 | 16 | 2 | 2 |  | 10721 DIXON | STILLMAN VALLEY | 138 | 138 | WH | 17.69 | 0 | 0 | 1113 ACSR, 2-1277 | 0 | 0 | 0 | 0 | 0 | 0 | 0 | 0 | 0 | 0 | 0 | 0 | 0 | 0 | 0 | 0 | 0 | 0 | 0 | 0 | 0 | 0 | 0 | 12
NO |  | 32 | 2011 | 16 | 3 | 3 |  | 11102 ELECTRIC JUNCTION | WOLFS | 138 | 138 | ST | 0.54 | 5.5 | 1 | 1113 ACSR, 300 CU | 0 | 0 | 0 | 0 | 0 | 0 | 0 | 0 | 0 | 0 | 0 | 0 | 0 | 0 | 0 | 0 | 0 | 0 | 0 | 0 | 0 | 0 | 0 | 12
NO |  | 32 | 2011 | 16 | 4 | 4 |  | 11102 ELECTRIC JUNCTION | WOLFS | 138 | 138 | SP | 0.24 | 0 | 0 | 1113 ACSR | 0 | 0 | 0 | 0 | 0 | 0 | 0 | 0 | 0 | 0 | 0 | 0 | 0 | 0 | 0 | 0 | 0 | 0 | 0 | 0 | 0 | 0 | 0 | 12
NO |  | 32 | 2011 | 16 | 5 | 5 |  | 11103 ELECTRIC JUNCTION | AURORA E.C. | 138 | 138 | SP | 0.07 | 0.04 | 1 | 1113 ACSR | 0 | 0 | 0 | 0 | 0 | 0 | 0 | 0 | 0 | 0 | 0 | 0 | 0 | 0 | 0 | 0 | 0 | 0 | 0 | 0 | 0 | 0 | 0 | 12
NO |  | 32 | 2011 | 16 | 6 | 6 |  | 11103 ELECTRIC JUNCTION | AURORA E.C. | 138 | 138 | ST | 0.41 | 0.74 | 0 | 1113 ACSR | 0 | 0 | 0 | 0 | 0 | 0 | 0 | 0 | 0 | 0 | 0 | 0 | 0 | 0 | 0 | 0 | 0 | 0 | 0 | 0 | 0 | 0 | 0 | 12
NO |  | 32 | 2011 | 16 | 7 | 7 |  | 11105 ELECTRIC JUNCTION | AURORA E.C. | 138 | 138 | ST | 0.32 | 0.74 | 1 | 1113 ACSR | 0 | 0 | 0 | 0 | 0 | 0 | 0 | 0 | 0 | 0 | 0 | 0 | 0 | 0 | 0 | 0 | 0 | 0 | 0 | 0 | 0 | 0 | 0 | 12
NO |  | 32 | 2011 | 16 | 8 | 8 |  | 11105 ELECTRIC JUNCTION | AURORA E.C. | 138 | 138 | SP | 0.05 | 0.07 | 0 | 1113 ACSR | 0 | 0 | 0 | 0 | 0 | 0 | 0 | 0 | 0 | 0 | 0 | 0 | 0 | 0 | 0 | 0 | 0 | 0 | 0 | 0 | 0 | 0 | 0 | 12
NO |  | 32 | 2011 | 16 | 9 | 9 |  | 11106 ELECTRIC JUNCTION | WATERMAN | 138 | 138 | ST | 0.3 | 9.35 | 1 | 477,1113 ACSR | 0 | 0 | 0 | 0 | 0 | 0 | 0 | 0 | 0 | 0 | 0 | 0 | 0 | 0 | 0 | 0 | 0 | 0 | 0 | 0 | 0 | 0 | 0 | 12
NO |  | 32 | 2011 | 16 | 10 | 10 |  | 11106 ELECTRIC JUNCTION | WATERMAN | 138 | 138 | SP | 0.11 | 0.48 | 0 | 477 ACSR | 0 | 0 | 0 | 0 | 0 | 0 | 0 | 0 | 0 | 0 | 0 | 0 | 0 | 0 | 0 | 0 | 0 | 0 | 0 | 0 | 0 | 0 | 0 | 12
NO |  | 32 | 2011 | 16 | 11 | 11 |  | 11106 ELECTRIC JUNCTION | WATERMAN | 138 | 138 | WP | 18.78 | 0 | 0 | 477 ACSR | 0 | 0 | 0 | 0 | 0 | 0 | 0 | 0 | 0 | 0 | 0 | 0 | 0 | 0 | 0 | 0 | 0 | 0 | 0 | 0 | 0 | 0 | 0 | 12
NO |  | 32 | 2011 | 16 | 12 | 12 |  | 11106 ELECTRIC JUNCTION | WATERMAN | 138 | 138 | WH | 0.3 | 0 | 0 | 477 ACSR | 0 | 0 | 0 | 0 | 0 | 0 | 0 | 0 | 0 | 0 | 0 | 0 | 0 | 0 | 0 | 0 | 0 | 0 | 0 | 0 | 0 | 0 | 0 | 12
NO |  | 32 | 2011 | 16 | 13 | 13 |  | 11106 TAP | GLIDDEN | 138 | 138 | WP | 7.72 | 0 | 0 | 2-556.5 ACSR | 0 | 0 | 0 | 0 | 0 | 0 | 0 | 0 | 0 | 0 | 0 | 0 | 0 | 0 | 0 | 0 | 0 | 0 | 0 | 0 | 0 | 0 | 0 | 12
NO |  | 32 | 2011 | 16 | 14 | 14 |  | 11107 ELECTRIC JUNCTION | NAPERVILLE | 138 | 138 | SP | 0.2 | 1.27 | 1 | 1113 ACSR | 0 | 0 | 0 | 0 | 0 | 0 | 0 | 0 | 0 | 0 | 0 | 0 | 0 | 0 | 0 | 0 | 0 | 0 | 0 | 0 | 0 | 0 | 0 | 12
NO |  | 32 | 2011 | 16 | 15 | 15 |  | 11107 ELECTRIC JUNCTION | NAPERVILLE | 138 | 138 | WP | 1.43 | 0 | 0 | 1113 ACSR | 0 | 0 | 0 | 0 | 0 | 0 | 0 | 0 | 0 | 0 | 0 | 0 | 0 | 0 | 0 | 0 | 0 | 0 | 0 | 0 | 0 | 0 | 0 | 12
NO |  | 32 | 2011 | 16 | 16 | 16 |  | 11107 ELECTRIC JUNCTION | NAPERVILLE | 138 | 138 | SP | 0.07 | 0 | 0 | 2-556.5,1113 ACSR | 0 | 0 | 0 | 0 | 0 | 0 | 0 | 0 | 0 | 0 | 0 | 0 | 0 | 0 | 0 | 0 | 0 | 0 | 0 | 0 | 0 | 0 | 0 | 12
NO |  | 32 | 2011 | 16 | 17 | 17 |  | 11110 ELECTRIC JUNCTION | WOLFS | 138 | 138 | ST | 2.74 | 3.23 | 1 | 2-556.5,1113 ACSR | 0 | 0 | 0 | 0 | 0 | 0 | 0 | 0 | 0 | 0 | 0 | 0 | 0 | 0 | 0 | 0 | 0 | 0 | 0 | 0 | 0 | 0 | 0 | 12
NO |  | 32 | 2011 | 16 | 18 | 18 |  | 11110 ELECTRIC JUNCTION | WOLFS | 138 | 138 | WP | 0.25 | 0 | 0 | 2156 ACSR | 0 | 0 | 0 | 0 | 0 | 0 | 0 | 0 | 0 | 0 | 0 | 0 | 0 | 0 | 0 | 0 | 0 | 0 | 0 | 0 | 0 | 0 | 0 | 12
NO |  | 32 | 2011 | 16 | 19 | 19 |  | 11110 TAP | NAPERVILLE | 138 | 138 | SP | 0.06 | 1.27 | 0 | 1113 ACSR | 0 | 0 | 0 | 0 | 0 | 0 | 0 | 0 | 0 | 0 | 0 | 0 | 0 | 0 | 0 | 0 | 0 | 0 | 0 | 0 | 0 | 0 | 0 | 12
NO |  | 32 | 2011 | 16 | 20 | 20 |  | 11110 TAP | NAPERVILLE | 138 | 138 | WH | 0.05 | 0 | 0 | 1113 ACSR | 0 | 0 | 0 | 0 | 0 | 0 | 0 | 0 | 0 | 0 | 0 | 0 | 0 | 0 | 0 | 0 | 0 | 0 | 0 | 0 | 0 | 0 | 0 | 12
NO |  | 32 | 2011 | 16 | 21 | 21 |  | 11301WATERMAN | SANDWICH | 138 | 138 | SP | 1.26 | 0.48 | 1 | 1113 ACSR | 0 | 0 | 0 | 0 | 0 | 0 | 0 | 0 | 0 | 0 | 0 | 0 | 0 | 0 | 0 | 0 | 0 | 0 | 0 | 0 | 0 | 0 | 0 | 12
NO |  | 32 | 2011 | 16 | 22 | 22 |  | 11301WATERMAN | SANDWICH | 138 | 138 | WP | 13.79 | 0 | 0 | 2-556.5,1113 ACSR | 0 | 0 | 0 | 0 | 0 | 0 | 0 | 0 | 0 | 0 | 0 | 0 | 0 | 0 | 0 | 0 | 0 | 0 | 0 | 0 | 0 | 0 | 0 | 12
NO |  | 32 | 2011 | 16 | 23 | 23 |  | 11301 TAP | ROW BREAKER AT SANDWICH | 138 | 138 | SP | 0.02 | 0 | 0 | 1113 ACSR | 0 | 0 | 0 | 0 | 0 | 0 | 0 | 0 | 0 | 0 | 0 | 0 | 0 | 0 | 0 | 0 | 0 | 0 | 0 | 0 | 0 | 0 | 0 | 12
NO |  | 32 | 2011 | 16 | 24 | 24 |  | 11323 WATERMAN | HAUMESSER ROAD | 138 | 138 | SP | 5.47 | 0 | 1 | 664.8 ACSS/TW, 11 | 0 | 0 | 0 | 0 | 0 | 0 | 0 | 0 | 0 | 0 | 0 | 0 | 0 | 0 | 0 | 0 | 0 | 0 | 0 | 0 | 0 | 0 | 0 | 12
NO |  | 32 | 2011 | 16 | 25 | 25 |  | 11323 TAP | GLIDDEN | 138 | 138 | WP | 8.9 | 0 | 0 | 336.4,477,1113 AC | 0 | 0 | 0 | 0 | 0 | 0 | 0 | 0 | 0 | 0 | 0 | 0 | 0 | 0 | 0 | 0 | 0 | 0 | 0 | 0 | 0 | 0 | 0 | 12
NO |  | 32 | 2011 | 16 | 26 | 26 |  | 11413 NORTHWEST | CLYBOURN-CROSBY | 138 | 138 | SP | 0.02 | 0.09 | 1 | 1113 ACSR | 0 | 0 | 0 | 0 | 0 | 0 | 0 | 0 | 0 | 0 | 0 | 0 | 0 | 0 | 0 | 0 | 0 | 0 | 0 | 0 | 0 | 0 | 0 | 12
NO |  | 32 | 2011 | 16 | 27 | 27 |  | 11416 NORTHWEST | SKOKIE 88 | 138 | 138 | ST | 1.68 | 1.9 | 1 | 750 CU / 1113 ACS | 0 | 0 | 0 | 0 | 0 | 0 | 0 | 0 | 0 | 0 | 0 | 0 | 0 | 0 | 0 | 0 | 0 | 0 | 0 | 0 | 0 | 0 | 0 | 12
NO |  | 32 | 2011 | 16 | 28 | 28 |  | 11416 NORTHWEST | SKOKIE 88 | 138 | 138 | WP | 0.06 | 0 | 0 | 1113 ACSR | 0 | 0 | 0 | 0 | 0 | 0 | 0 | 0 | 0 | 0 | 0 | 0 | 0 | 0 | 0 | 0 | 0 | 0 | 0 | 0 | 0 | 0 | 0 | 12
NO |  | 32 | 2011 | 16 | 29 | 29 |  | 11418 NORTHWEST | CROSBY | 138 | 138 | SP | 0.05 | 0.09 | 1 | 266.8 ACSR | 0 | 0 | 0 | 0 | 0 | 0 | 0 | 0 | 0 | 0 | 0 | 0 | 0 | 0 | 0 | 0 | 0 | 0 | 0 | 0 | 0 | 0 | 0 | 12
NO |  | 32 | 2011 | 16 | 30 | 30 |  | 11603 GOODINGS GROVE | CRESTWOOD | 138 | 138 | ST | 11.23 | 0 | 1 | 1113 ACSR | 0 | 0 | 0 | 0 | 0 | 0 | 0 | 0 | 0 | 0 | 0 | 0 | 0 | 0 | 0 | 0 | 0 | 0 | 0 | 0 | 0 | 0 | 0 | 12
NO |  | 32 | 2011 | 16 | 31 | 31 |  | 11603 GOODINGS GROVE | CRESTWOOD | 138 | 138 | SP | 0.07 | 0 | 0 | 1113 ACSR | 0 | 0 | 0 | 0 | 0 | 0 | 0 | 0 | 0 | 0 | 0 | 0 | 0 | 0 | 0 | 0 | 0 | 0 | 0 | 0 | 0 | 0 | 0 | 12
NO |  | 32 | 2011 | 16 | 32 | 32 |  | 11603 GOODINGS GROVE | CRESTWOOD | 138 | 138 | WP | 0.21 | 0 | 0 | 1113 ACSR | 0 | 0 | 0 | 0 | 0 | 0 | 0 | 0 | 0 | 0 | 0 | 0 | 0 | 0 | 0 | 0 | 0 | 0 | 0 | 0 | 0 | 0 | 0 | 12
NO |  | 32 | 2011 | 16 | 33 | 33 |  | 11605 GOODINGS GROVE | BEDFORD PARK | 138 | 138 | ST | 0.69 | 17.77 | 1 | 900,1113 ACSR | 0 | 0 | 0 | 0 | 0 | 0 | 0 | 0 | 0 | 0 | 0 | 0 | 0 | 0 | 0 | 0 | 0 | 0 | 0 | 0 | 0 | 0 | 0 | 12
NO |  | 32 | 2011 | 16 | 34 | 34 |  | 11606 GOODINGS GROVE | BEDFORD PARK | 138 | 138 | ST | 0.71 | 17.77 | 1 | 900 ACSR | 0 | 0 | 0 | 0 | 0 | 0 | 0 | 0 | 0 | 0 | 0 | 0 | 0 | 0 | 0 | 0 | 0 | 0 | 0 | 0 | 0 | 0 | 0 | 12
NO |  | 32 | 2011 | 16 | 35 | 35 |  | 11609 GOODINGS GROVE | CRESTWOOD | 138 | 138 | ST | 0.4 | 10.84 | 1 | 1113 ACSR | 0 | 0 | 0 | 0 | 0 | 0 | 0 | 0 | 0 | 0 | 0 | 0 | 0 | 0 | 0 | 0 | 0 | 0 | 0 | 0 | 0 | 0 | 0 | 12
NO |  | 32 | 2011 | 17 | 1 | 1 |  | 11609 GOODINGS GROVE | CRESTWOOD | 138 | 138 | SP | 0.07 | 0 | 0 | 1113 ACSR | 0 | 0 | 0 | 0 | 0 | 0 | 0 | 0 | 0 | 0 | 0 | 0 | 0 | 0 | 0 | 0 | 0 | 0 | 0 | 0 | 0 | 0 | 0 | 12
NO |  | 32 | 2011 | 17 | 2 | 2 |  | 11609 GOODINGS GROVE | CRESTWOOD | 138 | 138 | WP | 0.14 | 0 | 0 | 1113 ACSR | 0 | 0 | 0 | 0 | 0 | 0 | 0 | 0 | 0 | 0 | 0 | 0 | 0 | 0 | 0 | 0 | 0 | 0 | 0 | 0 | 0 | 0 | 0 | 12
NO |  | 32 | 2011 | 17 | 3 | 3 |  | 11701 PROSPECT HTS | DES PLAINES 46 | 138 | 138 | SP | 0.3 | 4.03 | 1 | 1113 ACSR | 0 | 0 | 0 | 0 | 0 | 0 | 0 | 0 | 0 | 0 | 0 | 0 | 0 | 0 | 0 | 0 | 0 | 0 | 0 | 0 | 0 | 0 | 0 | 12
NO |  | 32 | 2011 | 17 | 4 | 4 |  | 11701 PROSPECT HTS | DES PLAINES 46 | 138 | 138 | ST | 0.23 | 0.35 | 0 | 1113 ACSR | 0 | 0 | 0 | 0 | 0 | 0 | 0 | 0 | 0 | 0 | 0 | 0 | 0 | 0 | 0 | 0 | 0 | 0 | 0 | 0 | 0 | 0 | 0 | 12
NO |  | 32 | 2011 | 17 | 5 | 5 |  | 11701 PROSPECT HTS | DES PLAINES 46 | 138 | 138 | WH | 0.11 | 0 | 0 | 1113 ACSR | 0 | 0 | 0 | 0 | 0 | 0 | 0 | 0 | 0 | 0 | 0 | 0 | 0 | 0 | 0 | 0 | 0 | 0 | 0 | 0 | 0 | 0 | 0 | 12
NO |  | 32 | 2011 | 17 | 6 | 6 |  | 11702 PROSPECT HTS | DES PLAINES 46 | 138 | 138 | SP | 0.25 | 0.35 | 1 | 1113 ACSR | 0 | 0 | 0 | 0 | 0 | 0 | 0 | 0 | 0 | 0 | 0 | 0 | 0 | 0 | 0 | 0 | 0 | 0 | 0 | 0 | 0 | 0 | 0 | 12
NO |  | 32 | 2011 | 17 | 7 | 7 |  | 11702 PROSPECT HTS | DES PLAINES 46 | 138 | 138 | ST | 0.63 | 3.67 | 0 | 1113 ACSR | 0 | 0 | 0 | 0 | 0 | 0 | 0 | 0 | 0 | 0 | 0 | 0 | 0 | 0 | 0 | 0 | 0 | 0 | 0 | 0 | 0 | 0 | 0 | 12
NO |  | 32 | 2011 | 17 | 8 | 8 |  | 11702 PROSPECT HTS | DES PLAINES 46 | 138 | 138 | WH | 0.09 | 0 | 0 | 1113 ACSR | 0 | 0 | 0 | 0 | 0 | 0 | 0 | 0 | 0 | 0 | 0 | 0 | 0 | 0 | 0 | 0 | 0 | 0 | 0 | 0 | 0 | 0 | 0 | 12
NO |  | 32 | 2011 | 17 | 9 | 9 |  | 11704 LIBERTYVILLE | PROSPECT HTS | 138 | 138 | ST | 0.4 | 14.55 | 1 | 1113 ACSR | 0 | 0 | 0 | 0 | 0 | 0 | 0 | 0 | 0 | 0 | 0 | 0 | 0 | 0 | 0 | 0 | 0 | 0 | 0 | 0 | 0 | 0 | 0 | 12
NO |  | 32 | 2011 | 17 | 10 | 10 |  | 11704 LIBERTYVILLE | PROSPECT HTS | 138 | 138 | SP | 0.65 | 0 | 0 | 1113 ACSR | 0 | 0 | 0 | 0 | 0 | 0 | 0 | 0 | 0 | 0 | 0 | 0 | 0 | 0 | 0 | 0 | 0 | 0 | 0 | 0 | 0 | 0 | 0 | 12
NO |  | 32 | 2011 | 17 | 11 | 11 |  | 11708 LIBERTYVILLE | PROSPECT HTS | 138 | 138 | ST | 0.86 | 14.21 | 1 | 1113 ACSR | 0 | 0 | 0 | 0 | 0 | 0 | 0 | 0 | 0 | 0 | 0 | 0 | 0 | 0 | 0 | 0 | 0 | 0 | 0 | 0 | 0 | 0 | 0 | 12
NO |  | 32 | 2011 | 17 | 12 | 12 |  | 11708 LIBERTYVILLE | PROSPECT HTS | 138 | 138 | SP | 0.27 | 0.07 | 0 | 1113 ACSR | 0 | 0 | 0 | 0 | 0 | 0 | 0 | 0 | 0 | 0 | 0 | 0 | 0 | 0 | 0 | 0 | 0 | 0 | 0 | 0 | 0 | 0 | 0 | 12
NO |  | 32 | 2011 | 17 | 13 | 13 |  | 11901 LANCASTER | FREEPORT | 138 | 138 | ST | 0.11 | 0.89 | 1 | 266.8,636,1113 AC | 0 | 0 | 0 | 0 | 0 | 0 | 0 | 0 | 0 | 0 | 0 | 0 | 0 | 0 | 0 | 0 | 0 | 0 | 0 | 0 | 0 | 0 | 0 | 12
NO |  | 32 | 2011 | 17 | 14 | 14 |  | 11901 LANCASTER | FREEPORT | 138 | 138 | SP | 0.13 | 0 | 0 | 266.8,1113 ACSR | 0 | 0 | 0 | 0 | 0 | 0 | 0 | 0 | 0 | 0 | 0 | 0 | 0 | 0 | 0 | 0 | 0 | 0 | 0 | 0 | 0 | 0 | 0 | 12
NO |  | 32 | 2011 | 17 | 15 | 15 |  | 11901 LANCASTER | FREEPORT | 138 | 138 | WP | 0.16 | 0 | 0 | 1113 ACSR | 0 | 0 | 0 | 0 | 0 | 0 | 0 | 0 | 0 | 0 | 0 | 0 | 0 | 0 | 0 | 0 | 0 | 0 | 0 | 0 | 0 | 0 | 0 | 12
NO |  | 32 | 2011 | 17 | 16 | 16 |  | 11902 LANCASTER | MARYLAND | 138 | 138 | SP | 15.93 | 4.02 | 1 | 1113 ACSR | 0 | 0 | 0 | 0 | 0 | 0 | 0 | 0 | 0 | 0 | 0 | 0 | 0 | 0 | 0 | 0 | 0 | 0 | 0 | 0 | 0 | 0 | 0 | 12
NO |  | 32 | 2011 | 17 | 17 | 17 |  | 11902 LANCASTER | MARYLAND | 138 | 138 | ST | 1.02 | 0.69 | 0 | 1113 ACSR | 0 | 0 | 0 | 0 | 0 | 0 | 0 | 0 | 0 | 0 | 0 | 0 | 0 | 0 | 0 | 0 | 0 | 0 | 0 | 0 | 0 | 0 | 0 | 12
NO |  | 32 | 2011 | 17 | 18 | 18 |  | 11902 LANCASTER | MARYLAND | 138 | 138 | WP | 0.27 | 1.02 | 0 | 1113 ACSR | 0 | 0 | 0 | 0 | 0 | 0 | 0 | 0 | 0 | 0 | 0 | 0 | 0 | 0 | 0 | 0 | 0 | 0 | 0 | 0 | 0 | 0 | 0 | 12
NO |  | 32 | 2011 | 17 | 19 | 19 |  | 11904 LANCASTER | ECOGROVE WIND FARM | 138 | 138 | SP | 0.26 | 0 | 1 | 636, 1113 ACSR | 0 | 0 | 0 | 0 | 0 | 0 | 0 | 0 | 0 | 0 | 0 | 0 | 0 | 0 | 0 | 0 | 0 | 0 | 0 | 0 | 0 | 0 | 0 | 12
NO |  | 32 | 2011 | 17 | 20 | 20 |  | 11904 LANCASTER | ECOGROVE WIND FARM | 138 | 138 | WP | 8.01 | 0 | 0 | 636, 1113 ACSR | 0 | 0 | 0 | 0 | 0 | 0 | 0 | 0 | 0 | 0 | 0 | 0 | 0 | 0 | 0 | 0 | 0 | 0 | 0 | 0 | 0 | 0 | 0 | 12
NO |  | 32 | 2011 | 17 | 21 | 21 |  | 11904 LANCASTER | ECOGROVE WIND FARM | 138 | 138 | ST | 3.94 | 0 | 0 | 636 ACSR | 0 | 0 | 0 | 0 | 0 | 0 | 0 | 0 | 0 | 0 | 0 | 0 | 0 | 0 | 0 | 0 | 0 | 0 | 0 | 0 | 0 | 0 | 0 | 12
NO |  | 32 | 2011 | 17 | 22 | 22 |  | 12005 LOMBARD | DES PLAINES | 138 | 138 | ST | 1.05 | 16.05 | 1 | 2156 ACSR | 0 | 0 | 0 | 0 | 0 | 0 | 0 | 0 | 0 | 0 | 0 | 0 | 0 | 0 | 0 | 0 | 0 | 0 | 0 | 0 | 0 | 0 | 0 | 12
NO |  | 32 | 2011 | 17 | 23 | 23 |  | 12006 LOMBARD | DES PLAINES | 138 | 138 | ST | 1.08 | 16.01 | 1 | 2156 ACSR | 0 | 0 | 0 | 0 | 0 | 0 | 0 | 0 | 0 | 0 | 0 | 0 | 0 | 0 | 0 | 0 | 0 | 0 | 0 | 0 | 0 | 0 | 0 | 12
NO |  | 32 | 2011 | 17 | 24 | 24 |  | 12007 LOMBARD | ELMHURST | 138 | 138 | ST | 0.63 | 7.51 | 1 | 1113 ACSR | 0 | 0 | 0 | 0 | 0 | 0 | 0 | 0 | 0 | 0 | 0 | 0 | 0 | 0 | 0 | 0 | 0 | 0 | 0 | 0 | 0 | 0 | 0 | 12
NO |  | 32 | 2011 | 17 | 25 | 25 |  | 12007 LOMBARD | ELMHURST | 138 | 138 | WP | 0.06 | 0 | 0 | 1113 ACSR | 0 | 0 | 0 | 0 | 0 | 0 | 0 | 0 | 0 | 0 | 0 | 0 | 0 | 0 | 0 | 0 | 0 | 0 | 0 | 0 | 0 | 0 | 0 | 12
NO |  | 32 | 2011 | 17 | 26 | 26 |  | 12008 LOMBARD | ELMHURST | 138 | 138 | ST | 1.01 | 7.18 | 1 | 900,1113 ACSR | 0 | 0 | 0 | 0 | 0 | 0 | 0 | 0 | 0 | 0 | 0 | 0 | 0 | 0 | 0 | 0 | 0 | 0 | 0 | 0 | 0 | 0 | 0 | 12
NO |  | 32 | 2011 | 17 | 27 | 27 |  | 12008 LOMBARD | ELMHURST | 138 | 138 | SP | 0.12 | 0 | 0 | 900,1113 ACSR | 0 | 0 | 0 | 0 | 0 | 0 | 0 | 0 | 0 | 0 | 0 | 0 | 0 | 0 | 0 | 0 | 0 | 0 | 0 | 0 | 0 | 0 | 0 | 12
NO |  | 32 | 2011 | 17 | 28 | 28 |  | 12015 LOMBARD | ITASCA | 138 | 138 | ST | 0.54 | 7.42 | 1 | 1113 ACSR | 0 | 0 | 0 | 0 | 0 | 0 | 0 | 0 | 0 | 0 | 0 | 0 | 0 | 0 | 0 | 0 | 0 | 0 | 0 | 0 | 0 | 0 | 0 | 12
NO |  | 32 | 2011 | 17 | 29 | 29 |  | 12015 LOMBARD | ITASCA | 138 | 138 | SP | 0.24 | 0 | 0 | 1113 ACSR | 0 | 0 | 0 | 0 | 0 | 0 | 0 | 0 | 0 | 0 | 0 | 0 | 0 | 0 | 0 | 0 | 0 | 0 | 0 | 0 | 0 | 0 | 0 | 12
NO |  | 32 | 2011 | 17 | 30 | 30 |  | 12016 LOMBARD | ITASCA | 138 | 138 | ST | 0.57 | 7.45 | 1 | 1113 ACSR | 0 | 0 | 0 | 0 | 0 | 0 | 0 | 0 | 0 | 0 | 0 | 0 | 0 | 0 | 0 | 0 | 0 | 0 | 0 | 0 | 0 | 0 | 0 | 12
NO |  | 32 | 2011 | 17 | 31 | 31 |  | 12016 LOMBARD | ITASCA | 138 | 138 | SP | 0.06 | 0 | 0 | 1113 ACSR | 0 | 0 | 0 | 0 | 0 | 0 | 0 | 0 | 0 | 0 | 0 | 0 | 0 | 0 | 0 | 0 | 0 | 0 | 0 | 0 | 0 | 0 | 0 | 12
NO |  | 32 | 2011 | 17 | 32 | 32 |  | 12016 LOMBARD | ITASCA | 138 | 138 | WH | 0.37 | 0 | 0 | 1113 ACSR | 0 | 0 | 0 | 0 | 0 | 0 | 0 | 0 | 0 | 0 | 0 | 0 | 0 | 0 | 0 | 0 | 0 | 0 | 0 | 0 | 0 | 0 | 0 | 12
NO |  | 32 | 2011 | 17 | 33 | 33 |  | 12204 BELVEDERE | PLEASANT VALLEY | 138 | 138 | ST | 0.93 | 21.06 | 1 | 664.8 ACSS/TW,111 | 0 | 0 | 0 | 0 | 0 | 0 | 0 | 0 | 0 | 0 | 0 | 0 | 0 | 0 | 0 | 0 | 0 | 0 | 0 | 0 | 0 | 0 | 0 | 12
NO |  | 32 | 2011 | 17 | 34 | 34 |  | 12204 BELVEDERE | PLEASANT VALLEY | 138 | 138 | SP | 0.23 | 0.64 | 0 | 1113 ACSR | 0 | 0 | 0 | 0 | 0 | 0 | 0 | 0 | 0 | 0 | 0 | 0 | 0 | 0 | 0 | 0 | 0 | 0 | 0 | 0 | 0 | 0 | 0 | 12
NO |  | 32 | 2011 | 17 | 35 | 35 |  | 12204 BELVEDERE | PLEASANT VALLEY | 138 | 138 | WP | 0.22 | 0 | 0 | 664.8 ACSS/TW | 0 | 0 | 0 | 0 | 0 | 0 | 0 | 0 | 0 | 0 | 0 | 0 | 0 | 0 | 0 | 0 | 0 | 0 | 0 | 0 | 0 | 0 | 0 | 12
NO |  | 32 | 2011 | 18 | 1 | 1 |  | 12204 BELVEDERE | PLEASANT VALLEY | 138 | 138 | WH | 0.17 | 0 | 0 | 664.8 ACSS/TW | 0 | 0 | 0 | 0 | 0 | 0 | 0 | 0 | 0 | 0 | 0 | 0 | 0 | 0 | 0 | 0 | 0 | 0 | 0 | 0 | 0 | 0 | 0 | 12
NO |  | 32 | 2011 | 18 | 2 | 2 |  | 12204 TAP | MARENGO | 138 | 138 | WP | 1.19 | 0 | 0 | 477, 1113 ACSR, 6 | 0 | 0 | 0 | 0 | 0 | 0 | 0 | 0 | 0 | 0 | 0 | 0 | 0 | 0 | 0 | 0 | 0 | 0 | 0 | 0 | 0 | 0 | 0 | 12
NO |  | 32 | 2011 | 18 | 3 | 3 |  | 12205 BELVIDERE | WOODSTOCK | 138 | 138 | ST | 0.53 | 20.38 | 1 | 1113 ACSR | 0 | 0 | 0 | 0 | 0 | 0 | 0 | 0 | 0 | 0 | 0 | 0 | 0 | 0 | 0 | 0 | 0 | 0 | 0 | 0 | 0 | 0 | 0 | 12
NO |  | 32 | 2011 | 18 | 4 | 4 |  | 12205 BELVIDERE | WOODSTOCK | 138 | 138 | SP | 0.06 | 0.64 | 0 | 1113 ACSR | 0 | 0 | 0 | 0 | 0 | 0 | 0 | 0 | 0 | 0 | 0 | 0 | 0 | 0 | 0 | 0 | 0 | 0 | 0 | 0 | 0 | 0 | 0 | 12
NO |  | 32 | 2011 | 18 | 5 | 5 |  | 12205 BELVIDERE | WOODSTOCK | 138 | 138 | WP | 2.45 | 0.08 | 0 | 477 ACSR | 0 | 0 | 0 | 0 | 0 | 0 | 0 | 0 | 0 | 0 | 0 | 0 | 0 | 0 | 0 | 0 | 0 | 0 | 0 | 0 | 0 | 0 | 0 | 12
NO |  | 32 | 2011 | 18 | 6 | 6 |  | 12205 TAP | MARENGO | 138 | 138 | WP | 0.27 | 0 | 0 | 477 ACSR | 0 | 0 | 0 | 0 | 0 | 0 | 0 | 0 | 0 | 0 | 0 | 0 | 0 | 0 | 0 | 0 | 0 | 0 | 0 | 0 | 0 | 0 | 0 | 12
NO |  | 32 | 2011 | 18 | 7 | 7 |  | 12205 TAP | MARENGO | 138 | 138 | WH | 0.95 | 0 | 0 | 477 ACSR | 0 | 0 | 0 | 0 | 0 | 0 | 0 | 0 | 0 | 0 | 0 | 0 | 0 | 0 | 0 | 0 | 0 | 0 | 0 | 0 | 0 | 0 | 0 | 12
NO |  | 32 | 2011 | 18 | 8 | 8 |  | 12411 MARYLAND | DIXON | 138 | 138 | ST | 1.46 | 0 | 1 | 1113 ACSR | 0 | 0 | 0 | 0 | 0 | 0 | 0 | 0 | 0 | 0 | 0 | 0 | 0 | 0 | 0 | 0 | 0 | 0 | 0 | 0 | 0 | 0 | 0 | 12
NO |  | 32 | 2011 | 18 | 9 | 9 |  | 12411 MARYLAND | DIXON | 138 | 138 | SP | 11.63 | 0 | 0 | 1113 ACSR | 0 | 0 | 0 | 0 | 0 | 0 | 0 | 0 | 0 | 0 | 0 | 0 | 0 | 0 | 0 | 0 | 0 | 0 | 0 | 0 | 0 | 0 | 0 | 12
NO |  | 32 | 2011 | 18 | 10 | 10 |  | 12411 MARYLAND | DIXON | 138 | 138 | WH | 2.6 | 0 | 0 | 1113 ACSR | 0 | 0 | 0 | 0 | 0 | 0 | 0 | 0 | 0 | 0 | 0 | 0 | 0 | 0 | 0 | 0 | 0 | 0 | 0 | 0 | 0 | 0 | 0 | 12
NO |  | 32 | 2011 | 18 | 11 | 11 |  | 12411 TAP | STERLING | 138 | 138 | SP | 14.38 | 0 | 0 | 3/0 CU / 1113 ACS | 0 | 0 | 0 | 0 | 0 | 0 | 0 | 0 | 0 | 0 | 0 | 0 | 0 | 0 | 0 | 0 | 0 | 0 | 0 | 0 | 0 | 0 | 0 | 12
NO |  | 32 | 2011 | 18 | 12 | 12 |  | 13219 GARDEN PLAIN | I.S.P.C.O. | 138 | 138 | WP | 4.52 | 0 | 1 | 477 ACSR | 0 | 0 | 0 | 0 | 0 | 0 | 0 | 0 | 0 | 0 | 0 | 0 | 0 | 0 | 0 | 0 | 0 | 0 | 0 | 0 | 0 | 0 | 0 | 12
NO |  | 32 | 2011 | 18 | 13 | 13 |  | 13501 ELMHURST | BELLWOOD | 138 | 138 | ST | 0.19 | 5.29 | 1 | 900,1113 ACSR | 0 | 0 | 0 | 0 | 0 | 0 | 0 | 0 | 0 | 0 | 0 | 0 | 0 | 0 | 0 | 0 | 0 | 0 | 0 | 0 | 0 | 0 | 0 | 12
NO |  | 32 | 2011 | 18 | 14 | 14 |  | 13501 ELMHURST | BELLWOOD | 138 | 138 | SP | 0.07 | 0 | 0 | 900,1113 ACSR | 0 | 0 | 0 | 0 | 0 | 0 | 0 | 0 | 0 | 0 | 0 | 0 | 0 | 0 | 0 | 0 | 0 | 0 | 0 | 0 | 0 | 0 | 0 | 12
NO |  | 32 | 2011 | 18 | 15 | 15 |  | 13501 ELMHURST | BELLWOOD | 138 | 138 | WP | 0.07 | 0 | 0 | 900,1113 ACSR | 0 | 0 | 0 | 0 | 0 | 0 | 0 | 0 | 0 | 0 | 0 | 0 | 0 | 0 | 0 | 0 | 0 | 0 | 0 | 0 | 0 | 0 | 0 | 12
NO |  | 32 | 2011 | 18 | 16 | 16 |  | 13501 TAP | BERKELEY | 138 | 138 | SP | 0.02 | 0 | 0 | 477 ACSR | 0 | 0 | 0 | 0 | 0 | 0 | 0 | 0 | 0 | 0 | 0 | 0 | 0 | 0 | 0 | 0 | 0 | 0 | 0 | 0 | 0 | 0 | 0 | 12
NO |  | 32 | 2011 | 18 | 17 | 17 |  | 13501 TAP | NORTHLAKE DATA CENTER | 138 | 138 | SP | 0.05 | 0 | 0 | 1113 ACSR | 0 | 0 | 0 | 0 | 0 | 0 | 0 | 0 | 0 | 0 | 0 | 0 | 0 | 0 | 0 | 0 | 0 | 0 | 0 | 0 | 0 | 0 | 0 | 12
NO |  | 32 | 2011 | 18 | 18 | 18 |  | 13502 ELMHURST | BELLWOOD | 138 | 138 | ST | 0.15 | 5.29 | 1 | 900,1113 ACSR | 0 | 0 | 0 | 0 | 0 | 0 | 0 | 0 | 0 | 0 | 0 | 0 | 0 | 0 | 0 | 0 | 0 | 0 | 0 | 0 | 0 | 0 | 0 | 12
NO |  | 32 | 2011 | 18 | 19 | 19 |  | 13502 ELMHURST | BELLWOOD | 138 | 138 | SP | 0.11 | 0 | 0 | 900,1113 ACSR | 0 | 0 | 0 | 0 | 0 | 0 | 0 | 0 | 0 | 0 | 0 | 0 | 0 | 0 | 0 | 0 | 0 | 0 | 0 | 0 | 0 | 0 | 0 | 12
NO |  | 32 | 2011 | 18 | 20 | 20 |  | 13502 ELMHURST | BELLWOOD | 138 | 138 | WP | 0.05 | 0 | 0 | 900,1113 ACSR | 0 | 0 | 0 | 0 | 0 | 0 | 0 | 0 | 0 | 0 | 0 | 0 | 0 | 0 | 0 | 0 | 0 | 0 | 0 | 0 | 0 | 0 | 0 | 12
NO |  | 32 | 2011 | 18 | 21 | 21 |  | 13502 TAP | BERKELEY | 138 | 138 | SP | 0.01 | 0 | 0 | 477 ACSR | 0 | 0 | 0 | 0 | 0 | 0 | 0 | 0 | 0 | 0 | 0 | 0 | 0 | 0 | 0 | 0 | 0 | 0 | 0 | 0 | 0 | 0 | 0 | 12
NO |  | 32 | 2011 | 18 | 22 | 22 |  | 13502 TAP | NORTHLAKE DATA CENTER | 138 | 138 | SP | 0.04 | 0 | 0 | 1113 ACSR | 0 | 0 | 0 | 0 | 0 | 0 | 0 | 0 | 0 | 0 | 0 | 0 | 0 | 0 | 0 | 0 | 0 | 0 | 0 | 0 | 0 | 0 | 0 | 12
NO |  | 32 | 2011 | 18 | 23 | 23 |  | 13503 ELMHURST | NORTHLAKE | 138 | 138 | ST | 0.3 | 0.42 | 1 | 900,1113 ACSR | 0 | 0 | 0 | 0 | 0 | 0 | 0 | 0 | 0 | 0 | 0 | 0 | 0 | 0 | 0 | 0 | 0 | 0 | 0 | 0 | 0 | 0 | 0 | 12
NO |  | 32 | 2011 | 18 | 24 | 24 |  | 13503 ELMHURST | NORTHLAKE | 138 | 138 | WP | 0.16 | 0 | 0 | 900 ACSR | 0 | 0 | 0 | 0 | 0 | 0 | 0 | 0 | 0 | 0 | 0 | 0 | 0 | 0 | 0 | 0 | 0 | 0 | 0 | 0 | 0 | 0 | 0 | 12
NO |  | 32 | 2011 | 18 | 25 | 25 |  | 13504 ELMHURST | FRANKLIN PARK | 138 | 138 | ST | 0.13 | 0.41 | 1 | 1113 ACSR | 0 | 0 | 0 | 0 | 0 | 0 | 0 | 0 | 0 | 0 | 0 | 0 | 0 | 0 | 0 | 0 | 0 | 0 | 0 | 0 | 0 | 0 | 0 | 12
NO |  | 32 | 2011 | 18 | 26 | 26 |  | 13504 ELMHURST | FRANKLIN PARK | 138 | 138 | SP | 1.77 | 0.14 | 0 | 1113 ACSR | 0 | 0 | 0 | 0 | 0 | 0 | 0 | 0 | 0 | 0 | 0 | 0 | 0 | 0 | 0 | 0 | 0 | 0 | 0 | 0 | 0 | 0 | 0 | 12
NO |  | 32 | 2011 | 18 | 27 | 27 |  | 13504 ELMHURST | FRANKLIN PARK | 138 | 138 | WP | 0.12 | 0 | 0 | 1113 ACSR | 0 | 0 | 0 | 0 | 0 | 0 | 0 | 0 | 0 | 0 | 0 | 0 | 0 | 0 | 0 | 0 | 0 | 0 | 0 | 0 | 0 | 0 | 0 | 12
NO |  | 32 | 2011 | 18 | 28 | 28 |  | 13510 ELMHURST | FRANKLIN PARK | 138 | 138 | ST | 0.1 | 0.41 | 1 | 900,1113 ACSR | 0 | 0 | 0 | 0 | 0 | 0 | 0 | 0 | 0 | 0 | 0 | 0 | 0 | 0 | 0 | 0 | 0 | 0 | 0 | 0 | 0 | 0 | 0 | 12
NO |  | 32 | 2011 | 18 | 29 | 29 |  | 13510 ELMHURST | FRANKLIN PARK | 138 | 138 | SP | 0.03 | 1.77 | 0 | 1113 ACSR | 0 | 0 | 0 | 0 | 0 | 0 | 0 | 0 | 0 | 0 | 0 | 0 | 0 | 0 | 0 | 0 | 0 | 0 | 0 | 0 | 0 | 0 | 0 | 12
NO |  | 32 | 2011 | 18 | 30 | 30 |  | 13510 ELMHURST | FRANKLIN PARK | 138 | 138 | WP | 0.22 | 0 | 0 | 1113 ACSR | 0 | 0 | 0 | 0 | 0 | 0 | 0 | 0 | 0 | 0 | 0 | 0 | 0 | 0 | 0 | 0 | 0 | 0 | 0 | 0 | 0 | 0 | 0 | 12
NO |  | 32 | 2011 | 18 | 31 | 31 |  | 13803 STATE LINE | NIPSCO | 138 | 138 | ST | 0.17 | 0.14 | 1 | 900,1113 ACSR | 0 | 0 | 0 | 0 | 0 | 0 | 0 | 0 | 0 | 0 | 0 | 0 | 0 | 0 | 0 | 0 | 0 | 0 | 0 | 0 | 0 | 0 | 0 | 12
NO |  | 32 | 2011 | 18 | 32 | 32 |  | 13805 SILVER LAKE | SW TIE L-18513 | 138 | 138 | ST | 0.23 | 4 | 1 | 1113,2156 ACSR | 0 | 0 | 0 | 0 | 0 | 0 | 0 | 0 | 0 | 0 | 0 | 0 | 0 | 0 | 0 | 0 | 0 | 0 | 0 | 0 | 0 | 0 | 0 | 12
NO |  | 32 | 2011 | 18 | 33 | 33 |  | 13805 SILVER LAKE | SW TIE L-18513 | 138 | 138 | SP | 0.32 | 7.01 | 0 | 1277.2 ACSR | 0 | 0 | 0 | 0 | 0 | 0 | 0 | 0 | 0 | 0 | 0 | 0 | 0 | 0 | 0 | 0 | 0 | 0 | 0 | 0 | 0 | 0 | 0 | 12
NO |  | 32 | 2011 | 18 | 34 | 34 |  | 13805 SILVER LAKE | SW TIE L-18513 | 138 | 138 | WP | 0.11 | 0 | 0 | 1113 ACSR | 0 | 0 | 0 | 0 | 0 | 0 | 0 | 0 | 0 | 0 | 0 | 0 | 0 | 0 | 0 | 0 | 0 | 0 | 0 | 0 | 0 | 0 | 0 | 12
NO |  | 32 | 2011 | 18 | 35 | 35 |  | 13805 SILVER LAKE | SW TIE L-18513 | 138 | 138 | WH | 0.22 | 0 | 0 | 1113 ACSR | 0 | 0 | 0 | 0 | 0 | 0 | 0 | 0 | 0 | 0 | 0 | 0 | 0 | 0 | 0 | 0 | 0 | 0 | 0 | 0 | 0 | 0 | 0 | 12
NO |  | 32 | 2011 | 19 | 1 | 1 |  | 13806 SILVER LAKE | SW TIE L-18512 | 138 | 138 | ST | 0.21 | 3.91 | 1 | 1277.2 ACAR, 477, | 0 | 0 | 0 | 0 | 0 | 0 | 0 | 0 | 0 | 0 | 0 | 0 | 0 | 0 | 0 | 0 | 0 | 0 | 0 | 0 | 0 | 0 | 0 | 12
NO |  | 32 | 2011 | 19 | 2 | 2 |  | 13806 SILVER LAKE | SW TIE L-18512 | 138 | 138 | SP | 0.36 | 7.05 | 0 | 1277.2 ACAR | 0 | 0 | 0 | 0 | 0 | 0 | 0 | 0 | 0 | 0 | 0 | 0 | 0 | 0 | 0 | 0 | 0 | 0 | 0 | 0 | 0 | 0 | 0 | 12
NO |  | 32 | 2011 | 19 | 3 | 3 |  | 13806 SILVER LAKE | SW TIE L-18513 | 138 | 138 | WP | 0.18 | 0 | 0 | 477,1113 ACSR | 0 | 0 | 0 | 0 | 0 | 0 | 0 | 0 | 0 | 0 | 0 | 0 | 0 | 0 | 0 | 0 | 0 | 0 | 0 | 0 | 0 | 0 | 0 | 12
NO |  | 32 | 2011 | 19 | 4 | 4 |  | 13806 SILVER LAKE | SW TIE L-18513 | 138 | 138 | WH | 0 | 0.22 | 0 | 477,1113 ACSR | 0 | 0 | 0 | 0 | 0 | 0 | 0 | 0 | 0 | 0 | 0 | 0 | 0 | 0 | 0 | 0 | 0 | 0 | 0 | 0 | 0 | 0 | 0 | 12
NO |  | 32 | 2011 | 19 | 5 | 5 |  | 13808 SILVER LAKE | CRYSTAL LAKE | 138 | 138 | ST | 0.09 | 2.35 | 1 | 1113 ACSR | 0 | 0 | 0 | 0 | 0 | 0 | 0 | 0 | 0 | 0 | 0 | 0 | 0 | 0 | 0 | 0 | 0 | 0 | 0 | 0 | 0 | 0 | 0 | 12
NO |  | 32 | 2011 | 19 | 6 | 6 |  | 13808 SILVER LAKE | CRYSTAL LAKE | 138 | 138 | WP | 0.07 | 0 | 0 | 1113 ACSR | 0 | 0 | 0 | 0 | 0 | 0 | 0 | 0 | 0 | 0 | 0 | 0 | 0 | 0 | 0 | 0 | 0 | 0 | 0 | 0 | 0 | 0 | 0 | 12
NO |  | 32 | 2011 | 19 | 7 | 7 |  | 13809 SILVER LAKE | PLEASANT VALLEY | 138 | 138 | ST | 2.39 | 7.34 | 1 | 477,1113 ACSR | 0 | 0 | 0 | 0 | 0 | 0 | 0 | 0 | 0 | 0 | 0 | 0 | 0 | 0 | 0 | 0 | 0 | 0 | 0 | 0 | 0 | 0 | 0 | 12
NO |  | 32 | 2011 | 19 | 8 | 8 |  | 13809 SILVER LAKE | PLEASANT VALLEY | 138 | 138 | SP | 0.14 | 0 | 0 | 1113 ACSR | 0 | 0 | 0 | 0 | 0 | 0 | 0 | 0 | 0 | 0 | 0 | 0 | 0 | 0 | 0 | 0 | 0 | 0 | 0 | 0 | 0 | 0 | 0 | 12
NO |  | 32 | 2011 | 19 | 9 | 9 |  | 14101 PLEASANT VALLEY | CRYSTAL LAKE | 138 | 138 | ST | 0.01 | 6.79 | 1 | 477,1113 ACSR | 0 | 0 | 0 | 0 | 0 | 0 | 0 | 0 | 0 | 0 | 0 | 0 | 0 | 0 | 0 | 0 | 0 | 0 | 0 | 0 | 0 | 0 | 0 | 12
NO |  | 32 | 2011 | 19 | 10 | 10 |  | 14101 PLEASANT VALLEY | CRYSTAL LAKE | 138 | 138 | SP | 0.05 | 0.12 | 0 | 477,1113 ACSR | 0 | 0 | 0 | 0 | 0 | 0 | 0 | 0 | 0 | 0 | 0 | 0 | 0 | 0 | 0 | 0 | 0 | 0 | 0 | 0 | 0 | 0 | 0 | 12
NO |  | 32 | 2011 | 19 | 11 | 11 |  | 14101 PLEASANT VALLEY | CRYSTAL LAKE | 138 | 138 | WP | 0.09 | 0 | 0 | 477,1113 ACSR | 0 | 0 | 0 | 0 | 0 | 0 | 0 | 0 | 0 | 0 | 0 | 0 | 0 | 0 | 0 | 0 | 0 | 0 | 0 | 0 | 0 | 0 | 0 | 12
NO |  | 32 | 2011 | 19 | 12 | 12 |  | 14101 PLEASANT VALLEY | CRYSTAL LAKE | 138 | 138 | WH | 0.08 | 0 | 0 | 477,1113 ACSR | 0 | 0 | 0 | 0 | 0 | 0 | 0 | 0 | 0 | 0 | 0 | 0 | 0 | 0 | 0 | 0 | 0 | 0 | 0 | 0 | 0 | 0 | 0 | 12
NO |  | 32 | 2011 | 19 | 13 | 13 |  | 14106 PLEASANT VALLEY | WOODSTOCK | 138 | 138 | WP | 3.06 | 0 | 1 | 664.8 ACSS/TW | 0 | 0 | 0 | 0 | 0 | 0 | 0 | 0 | 0 | 0 | 0 | 0 | 0 | 0 | 0 | 0 | 0 | 0 | 0 | 0 | 0 | 0 | 0 | 12
NO |  | 32 | 2011 | 19 | 14 | 14 |  | 14106 PLEASANT VALLEY | WOODSTOCK | 138 | 138 | ST | 0.16 | 0.51 | 0 | 1113 ACSR, 664.8 | 0 | 0 | 0 | 0 | 0 | 0 | 0 | 0 | 0 | 0 | 0 | 0 | 0 | 0 | 0 | 0 | 0 | 0 | 0 | 0 | 0 | 0 | 0 | 12
NO |  | 32 | 2011 | 19 | 15 | 15 |  | 14302 WOLFS | SANDWICH | 138 | 138 | SP | 0 | 0.14 | 1 | 1113 ACSR | 0 | 0 | 0 | 0 | 0 | 0 | 0 | 0 | 0 | 0 | 0 | 0 | 0 | 0 | 0 | 0 | 0 | 0 | 0 | 0 | 0 | 0 | 0 | 12
NO |  | 32 | 2011 | 19 | 16 | 16 |  | 14302 WOLFS | SANDWICH | 138 | 138 | WP | 0 | 6.35 | 0 | 477,1113 ACSR,664 | 0 | 0 | 0 | 0 | 0 | 0 | 0 | 0 | 0 | 0 | 0 | 0 | 0 | 0 | 0 | 0 | 0 | 0 | 0 | 0 | 0 | 0 | 0 | 12
NO |  | 32 | 2011 | 19 | 17 | 17 |  | 14302 WOLFS | SANDWICH | 138 | 138 | WP | 0 | 9.62 | 0 | 1113 ACSR | 0 | 0 | 0 | 0 | 0 | 0 | 0 | 0 | 0 | 0 | 0 | 0 | 0 | 0 | 0 | 0 | 0 | 0 | 0 | 0 | 0 | 0 | 0 | 12
NO |  | 32 | 2011 | 19 | 18 | 18 |  | 14302 WOLFS | SANDWICH | 138 | 138 | SP | 6.93 | 0 | 0 | 1113,2156 ACSR | 0 | 0 | 0 | 0 | 0 | 0 | 0 | 0 | 0 | 0 | 0 | 0 | 0 | 0 | 0 | 0 | 0 | 0 | 0 | 0 | 0 | 0 | 0 | 12
NO |  | 32 | 2011 | 19 | 19 | 19 |  | 14302 TAP | ROW BREAKER AT SANDWICH | 138 | 138 | SP | 0.02 | 0 | 0 | 1113 ACSR | 0 | 0 | 0 | 0 | 0 | 0 | 0 | 0 | 0 | 0 | 0 | 0 | 0 | 0 | 0 | 0 | 0 | 0 | 0 | 0 | 0 | 0 | 0 | 12
NO |  | 32 | 2011 | 19 | 20 | 20 |  | 14403 WAYNE | AURORA E.C. | 138 | 138 | ST | 0.01 | 12.08 | 1 | 1113 ACSR | 0 | 0 | 0 | 0 | 0 | 0 | 0 | 0 | 0 | 0 | 0 | 0 | 0 | 0 | 0 | 0 | 0 | 0 | 0 | 0 | 0 | 0 | 0 | 12
NO |  | 32 | 2011 | 19 | 21 | 21 |  | 14403 WAYNE | AURORA E.C. | 138 | 138 | SP | 0.3 | 0.16 | 0 | 1113 ACSR | 0 | 0 | 0 | 0 | 0 | 0 | 0 | 0 | 0 | 0 | 0 | 0 | 0 | 0 | 0 | 0 | 0 | 0 | 0 | 0 | 0 | 0 | 0 | 12
NO |  | 32 | 2011 | 19 | 22 | 22 |  | 14403 TAP | BATAVIA SOUTHEAST SUB | 138 | 138 | SP | 0.03 | 0 | 0 | 1113 ACSR | 0 | 0 | 0 | 0 | 0 | 0 | 0 | 0 | 0 | 0 | 0 | 0 | 0 | 0 | 0 | 0 | 0 | 0 | 0 | 0 | 0 | 0 | 0 | 12
NO |  | 32 | 2011 | 19 | 23 | 23 |  | 14405 WAYNE | AURORA E.C. | 138 | 138 | ST | 0.21 | 11.78 | 1 | 1113 ACSR | 0 | 0 | 0 | 0 | 0 | 0 | 0 | 0 | 0 | 0 | 0 | 0 | 0 | 0 | 0 | 0 | 0 | 0 | 0 | 0 | 0 | 0 | 0 | 12
NO |  | 32 | 2011 | 19 | 24 | 24 |  | 14405 WAYNE | AURORA E.C. | 138 | 138 | SP | 0.41 | 0.17 | 0 | 1113 ACSR | 0 | 0 | 0 | 0 | 0 | 0 | 0 | 0 | 0 | 0 | 0 | 0 | 0 | 0 | 0 | 0 | 0 | 0 | 0 | 0 | 0 | 0 | 0 | 12
NO |  | 32 | 2011 | 19 | 25 | 25 |  | 14405 TAP | BATAVIA NORTHEAST SUB | 138 | 138 | SP | 0.05 | 0 | 0 | 1113 ACSR | 0 | 0 | 0 | 0 | 0 | 0 | 0 | 0 | 0 | 0 | 0 | 0 | 0 | 0 | 0 | 0 | 0 | 0 | 0 | 0 | 0 | 0 | 0 | 12
NO |  | 32 | 2011 | 19 | 26 | 26 |  | 15001 CALUMET | RIVER E.C. | 138 | 138 | SP | 0.3 | 1.88 | 1 | 636,1113 ACSR | 0 | 0 | 0 | 0 | 0 | 0 | 0 | 0 | 0 | 0 | 0 | 0 | 0 | 0 | 0 | 0 | 0 | 0 | 0 | 0 | 0 | 0 | 0 | 12
NO |  | 32 | 2011 | 19 | 27 | 27 |  | 15001 TAP | WISCONSIN STEEL ESS (FORMER | 138 | 138 | SP | 0.06 | 0 | 0 | 1113 ACSR | 0 | 0 | 0 | 0 | 0 | 0 | 0 | 0 | 0 | 0 | 0 | 0 | 0 | 0 | 0 | 0 | 0 | 0 | 0 | 0 | 0 | 0 | 0 | 12
NO |  | 32 | 2011 | 19 | 28 | 28 |  | 15002 CALUMET | RIVER E.C. | 138 | 138 | SP | 0.34 | 1.88 | 1 | 477,1113 ACSR | 0 | 0 | 0 | 0 | 0 | 0 | 0 | 0 | 0 | 0 | 0 | 0 | 0 | 0 | 0 | 0 | 0 | 0 | 0 | 0 | 0 | 0 | 0 | 12
NO |  | 32 | 2011 | 19 | 29 | 29 |  | 15002 TAP | WISCONSIN STEEL ESS (FORMER | 138 | 138 | SP | 0.06 | 0 | 0 | 266.8,1113 ACSR | 0 | 0 | 0 | 0 | 0 | 0 | 0 | 0 | 0 | 0 | 0 | 0 | 0 | 0 | 0 | 0 | 0 | 0 | 0 | 0 | 0 | 0 | 0 | 12
NO |  | 32 | 2011 | 19 | 30 | 30 |  | 15507 NELSON | DIXON 107 | 138 | 138 | ST | 0.48 | 9.12 | 1 | 477,1113 ACSR | 0 | 0 | 0 | 0 | 0 | 0 | 0 | 0 | 0 | 0 | 0 | 0 | 0 | 0 | 0 | 0 | 0 | 0 | 0 | 0 | 0 | 0 | 0 | 12
NO |  | 32 | 2011 | 19 | 31 | 31 |  | 15507 NELSON | DIXON 107 | 138 | 138 | SP | 0 | 0.78 | 0 | 477,1113 ACSR | 0 | 0 | 0 | 0 | 0 | 0 | 0 | 0 | 0 | 0 | 0 | 0 | 0 | 0 | 0 | 0 | 0 | 0 | 0 | 0 | 0 | 0 | 0 | 12
NO |  | 32 | 2011 | 19 | 32 | 32 |  | 15508 NELSON | DIXON 107 | 138 | 138 | ST | 9.12 | 0.47 | 1 | 477,1113 ACSR | 0 | 0 | 0 | 0 | 0 | 0 | 0 | 0 | 0 | 0 | 0 | 0 | 0 | 0 | 0 | 0 | 0 | 0 | 0 | 0 | 0 | 0 | 0 | 12
NO |  | 32 | 2011 | 19 | 33 | 33 |  | 15508 NELSON | DIXON 107 | 138 | 138 | SP | 0 | 0.78 | 0 | 477,1113 ACSR | 0 | 0 | 0 | 0 | 0 | 0 | 0 | 0 | 0 | 0 | 0 | 0 | 0 | 0 | 0 | 0 | 0 | 0 | 0 | 0 | 0 | 0 | 0 | 12
NO |  | 32 | 2011 | 19 | 34 | 34 |  | 15508 TAP | KEWANEE | 138 | 138 | ST | 12.3 | 32.17 | 0 | 477 ACSR | 0 | 0 | 0 | 0 | 0 | 0 | 0 | 0 | 0 | 0 | 0 | 0 | 0 | 0 | 0 | 0 | 0 | 0 | 0 | 0 | 0 | 0 | 0 | 12
NO |  | 32 | 2011 | 19 | 35 | 35 |  | 15508 TAP | KEWANEE | 138 | 138 | SP | 0.25 | 0 | 0 | 1113 ACSR | 0 | 0 | 0 | 0 | 0 | 0 | 0 | 0 | 0 | 0 | 0 | 0 | 0 | 0 | 0 | 0 | 0 | 0 | 0 | 0 | 0 | 0 | 0 | 12
NO |  | 32 | 2011 | 20 | 1 | 1 |  | 15508 TAP | NORMANDY | 138 | 138 | WP | 0.04 | 0 | 0 | 266.8 ACSR | 0 | 0 | 0 | 0 | 0 | 0 | 0 | 0 | 0 | 0 | 0 | 0 | 0 | 0 | 0 | 0 | 0 | 0 | 0 | 0 | 0 | 0 | 0 | 12
NO |  | 32 | 2011 | 20 | 2 | 2 |  | 15509 NELSON | ROCK FALLS | 138 | 138 | ST | 0.25 | 2.62 | 1 | 1113 ACSR | 0 | 0 | 0 | 0 | 0 | 0 | 0 | 0 | 0 | 0 | 0 | 0 | 0 | 0 | 0 | 0 | 0 | 0 | 0 | 0 | 0 | 0 | 0 | 12
NO |  | 32 | 2011 | 20 | 3 | 3 |  | 15511 NELSON | DIXON R/W | 138 | 138 | ST | 0.71 | 0 | 1 | 1113 ACSR | 0 | 0 | 0 | 0 | 0 | 0 | 0 | 0 | 0 | 0 | 0 | 0 | 0 | 0 | 0 | 0 | 0 | 0 | 0 | 0 | 0 | 0 | 0 | 12
NO |  | 32 | 2011 | 20 | 4 | 4 |  | 15511 NELSON | DIXON R/W | 138 | 138 | SP | 4.96 | 0 | 0 | 1113 ACSR | 0 | 0 | 0 | 0 | 0 | 0 | 0 | 0 | 0 | 0 | 0 | 0 | 0 | 0 | 0 | 0 | 0 | 0 | 0 | 0 | 0 | 0 | 0 | 12
NO |  | 32 | 2011 | 20 | 5 | 5 |  | 15511 TAP | STERLING | 138 | 138 | SP | 0.05 | 0 | 0 | 312.8 AAAC / 1113 | 0 | 0 | 0 | 0 | 0 | 0 | 0 | 0 | 0 | 0 | 0 | 0 | 0 | 0 | 0 | 0 | 0 | 0 | 0 | 0 | 0 | 0 | 0 | 12
NO |  | 32 | 2011 | 20 | 6 | 6 |  | 15518 NELSON | GARDEN PLAIN | 138 | 138 | ST | 0.22 | 2.62 | 1 | 266.8,477,1113 AC | 0 | 0 | 0 | 0 | 0 | 0 | 0 | 0 | 0 | 0 | 0 | 0 | 0 | 0 | 0 | 0 | 0 | 0 | 0 | 0 | 0 | 0 | 0 | 12
NO |  | 32 | 2011 | 20 | 7 | 7 |  | 15518 NELSON | GARDEN PLAIN | 138 | 138 | WP | 18.21 | 0 | 0 | 1113 AA / 477 ACS | 0 | 0 | 0 | 0 | 0 | 0 | 0 | 0 | 0 | 0 | 0 | 0 | 0 | 0 | 0 | 0 | 0 | 0 | 0 | 0 | 0 | 0 | 0 | 12
NO |  | 32 | 2011 | 20 | 8 | 8 |  | 15518 NELSON | GARDEN PLAIN | 138 | 138 | WH | 7.88 | 0 | 0 | 266.8 ACSR | 0 | 0 | 0 | 0 | 0 | 0 | 0 | 0 | 0 | 0 | 0 | 0 | 0 | 0 | 0 | 0 | 0 | 0 | 0 | 0 | 0 | 0 | 0 | 12
NO |  | 32 | 2011 | 20 | 9 | 9 |  | 15518 TAP | ROCK FALLS | 138 | 138 | WP | 0.04 | 0 | 0 | 1113 ACSR | 0 | 0 | 0 | 0 | 0 | 0 | 0 | 0 | 0 | 0 | 0 | 0 | 0 | 0 | 0 | 0 | 0 | 0 | 0 | 0 | 0 | 0 | 0 | 12
NO |  | 32 | 2011 | 20 | 10 | 10 |  | 15621 CHERRY VALLEY | DIXON | 138 | 138 | ST | 1.15 | 0 | 1 | 1113 ACSR | 0 | 0 | 0 | 0 | 0 | 0 | 0 | 0 | 0 | 0 | 0 | 0 | 0 | 0 | 0 | 0 | 0 | 0 | 0 | 0 | 0 | 0 | 0 | 12
NO |  | 32 | 2011 | 20 | 11 | 11 |  | 15621 CHERRY VALLEY | DIXON | 138 | 138 | SP | 0.03 | 0 | 0 | 1113 ACSR | 0 | 0 | 0 | 0 | 0 | 0 | 0 | 0 | 0 | 0 | 0 | 0 | 0 | 0 | 0 | 0 | 0 | 0 | 0 | 0 | 0 | 0 | 0 | 12
NO |  | 32 | 2011 | 20 | 12 | 12 |  | 15621 CHERRY VALLEY | DIXON | 138 | 138 | WH | 16.84 | 0 | 0 | 1113 ACSR | 0 | 0 | 0 | 0 | 0 | 0 | 0 | 0 | 0 | 0 | 0 | 0 | 0 | 0 | 0 | 0 | 0 | 0 | 0 | 0 | 0 | 0 | 0 | 12
NO |  | 32 | 2011 | 20 | 13 | 13 |  | 15622 CHERRY VALLEY | SABROOKE | 138 | 138 | ST | 0.07 | 0.36 | 1 | 1113 ACSR | 0 | 0 | 0 | 0 | 0 | 0 | 0 | 0 | 0 | 0 | 0 | 0 | 0 | 0 | 0 | 0 | 0 | 0 | 0 | 0 | 0 | 0 | 0 | 12
NO |  | 32 | 2011 | 20 | 14 | 14 |  | 15622 CHERRY VALLEY | SABROOKE | 138 | 138 | SP | 0 | 7.16 | 0 | 1113 ACSR | 0 | 0 | 0 | 0 | 0 | 0 | 0 | 0 | 0 | 0 | 0 | 0 | 0 | 0 | 0 | 0 | 0 | 0 | 0 | 0 | 0 | 0 | 0 | 12
NO |  | 32 | 2011 | 20 | 15 | 15 |  | 15623 CHERRY VALLEY | BELVIDERE | 138 | 138 | ST | 3.85 | 4.72 | 1 | 1277.2 ACAR / 215 | 0 | 0 | 0 | 0 | 0 | 0 | 0 | 0 | 0 | 0 | 0 | 0 | 0 | 0 | 0 | 0 | 0 | 0 | 0 | 0 | 0 | 0 | 0 | 12
NO |  | 32 | 2011 | 20 | 16 | 16 |  | 15623 CHERRY VALLEY | BELVIDERE | 138 | 138 | WP | 0.16 | 0 | 0 | 1277.2 ACAR / 215 | 0 | 0 | 0 | 0 | 0 | 0 | 0 | 0 | 0 | 0 | 0 | 0 | 0 | 0 | 0 | 0 | 0 | 0 | 0 | 0 | 0 | 0 | 0 | 12
NO |  | 32 | 2011 | 20 | 17 | 17 |  | 15624 CHERRY VALLEY | BELVIDERE | 138 | 138 | ST | 0.34 | 1.17 | 1 | 1113 ACSR | 0 | 0 | 0 | 0 | 0 | 0 | 0 | 0 | 0 | 0 | 0 | 0 | 0 | 0 | 0 | 0 | 0 | 0 | 0 | 0 | 0 | 0 | 0 | 12
NO |  | 32 | 2011 | 20 | 18 | 18 |  | 15624 CHERRY VALLEY | BELVIDERE | 138 | 138 | WP | 6.53 | 0 | 0 | 1113 ACSR | 0 | 0 | 0 | 0 | 0 | 0 | 0 | 0 | 0 | 0 | 0 | 0 | 0 | 0 | 0 | 0 | 0 | 0 | 0 | 0 | 0 | 0 | 0 | 12
NO |  | 32 | 2011 | 20 | 19 | 19 |  | 15624 CHERRY VALLEY | BELVIDERE | 138 | 138 | WH | 0.1 | 0 | 0 | 1113 ACSR | 0 | 0 | 0 | 0 | 0 | 0 | 0 | 0 | 0 | 0 | 0 | 0 | 0 | 0 | 0 | 0 | 0 | 0 | 0 | 0 | 0 | 0 | 0 | 12
NO |  | 32 | 2011 | 20 | 20 | 20 |  | 15625 CHERRY VALLEY | WEMPLETOWN | 138 | 138 | ST | 0.44 | 26.87 | 1 | 1113,2156 ACSR | 0 | 0 | 0 | 0 | 0 | 0 | 0 | 0 | 0 | 0 | 0 | 0 | 0 | 0 | 0 | 0 | 0 | 0 | 0 | 0 | 0 | 0 | 0 | 12
NO |  | 32 | 2011 | 20 | 21 | 21 |  | 15625 CHERRY VALLEY | WEMPLETOWN | 138 | 138 | SP | 0.1 | 0 | 0 | 1113 ACSR | 0 | 0 | 0 | 0 | 0 | 0 | 0 | 0 | 0 | 0 | 0 | 0 | 0 | 0 | 0 | 0 | 0 | 0 | 0 | 0 | 0 | 0 | 0 | 12
NO |  | 32 | 2011 | 20 | 22 | 22 |  | 15625 CHERRY VALLEY | WEMPLETOWN | 138 | 138 | WP | 0.06 | 0 | 0 | 1113 ACSR | 0 | 0 | 0 | 0 | 0 | 0 | 0 | 0 | 0 | 0 | 0 | 0 | 0 | 0 | 0 | 0 | 0 | 0 | 0 | 0 | 0 | 0 | 0 | 12
NO |  | 32 | 2011 | 20 | 23 | 23 |  | 15626 CHERRY VALLEY | SABROOKE | 138 | 138 | ST | 0.1 | 0.36 | 1 | 1113 ACSR | 0 | 0 | 0 | 0 | 0 | 0 | 0 | 0 | 0 | 0 | 0 | 0 | 0 | 0 | 0 | 0 | 0 | 0 | 0 | 0 | 0 | 0 | 0 | 12
NO |  | 32 | 2011 | 20 | 24 | 24 |  | 15626 CHERRY VALLEY | SABROOKE | 138 | 138 | SP | 0 | 7.16 | 0 | 1113 ACSR | 0 | 0 | 0 | 0 | 0 | 0 | 0 | 0 | 0 | 0 | 0 | 0 | 0 | 0 | 0 | 0 | 0 | 0 | 0 | 0 | 0 | 0 | 0 | 12
NO |  | 32 | 2011 | 20 | 25 | 25 |  | 15627 CHERRY VALLEY | GLIDDEN | 138 | 138 | ST | 21 | 0.98 | 1 | 1113,2156 ACSR | 0 | 0 | 0 | 0 | 0 | 0 | 0 | 0 | 0 | 0 | 0 | 0 | 0 | 0 | 0 | 0 | 0 | 0 | 0 | 0 | 0 | 0 | 0 | 12
NO |  | 32 | 2011 | 20 | 26 | 26 |  | 15627 CHERRY VALLEY | GLIDDEN | 138 | 138 | WP | 7.07 | 0 | 0 | 1113 ACSR | 0 | 0 | 0 | 0 | 0 | 0 | 0 | 0 | 0 | 0 | 0 | 0 | 0 | 0 | 0 | 0 | 0 | 0 | 0 | 0 | 0 | 0 | 0 | 12
NO |  | 32 | 2011 | 20 | 27 | 27 |  | 15912 NORTHBROOK 159 | HIGHLAND PARK | 138 | 138 | ST | 0 | 4.32 | 1 | 1113 ACSR | 0 | 0 | 0 | 0 | 0 | 0 | 0 | 0 | 0 | 0 | 0 | 0 | 0 | 0 | 0 | 0 | 0 | 0 | 0 | 0 | 0 | 0 | 0 | 12
NO |  | 32 | 2011 | 20 | 28 | 28 |  | 15912 NORTHBROOK 159 | HIGHLAND PARK | 138 | 138 | SP | 0.1 | 0.26 | 0 | 1113 ACSR, 2156 A | 0 | 0 | 0 | 0 | 0 | 0 | 0 | 0 | 0 | 0 | 0 | 0 | 0 | 0 | 0 | 0 | 0 | 0 | 0 | 0 | 0 | 0 | 0 | 12
NO |  | 32 | 2011 | 20 | 29 | 29 |  | 15912 NORTHBROOK 159 | HIGHLAND PARK | 138 | 138 | WP | 0.06 | 0 | 0 | 1113 ACSR, 2156 A | 0 | 0 | 0 | 0 | 0 | 0 | 0 | 0 | 0 | 0 | 0 | 0 | 0 | 0 | 0 | 0 | 0 | 0 | 0 | 0 | 0 | 0 | 0 | 12
NO |  | 32 | 2011 | 20 | 30 | 30 |  | 15913 NORTHBROOK 159 | HIGHLAND PARK | 138 | 138 | ST | 4.36 | 0 | 1 | 1113 ACSR | 0 | 0 | 0 | 0 | 0 | 0 | 0 | 0 | 0 | 0 | 0 | 0 | 0 | 0 | 0 | 0 | 0 | 0 | 0 | 0 | 0 | 0 | 0 | 12
NO |  | 32 | 2011 | 20 | 31 | 31 |  | 15913 NORTHBROOK 159 | HIGHLAND PARK | 138 | 138 | SP | 0.41 | 0 | 0 | 1113 ACSR, 2156 A | 0 | 0 | 0 | 0 | 0 | 0 | 0 | 0 | 0 | 0 | 0 | 0 | 0 | 0 | 0 | 0 | 0 | 0 | 0 | 0 | 0 | 0 | 0 | 12
NO |  | 32 | 2011 | 20 | 32 | 32 |  | 15913 NORTHBROOK 159 | HIGHLAND PARK | 138 | 138 | WP | 0.06 | 0 | 0 | 1113 ACSR, 2156 A | 0 | 0 | 0 | 0 | 0 | 0 | 0 | 0 | 0 | 0 | 0 | 0 | 0 | 0 | 0 | 0 | 0 | 0 | 0 | 0 | 0 | 0 | 0 | 12
NO |  | 32 | 2011 | 20 | 33 | 33 |  | 16901 MCGIRR ROAD | MENDOTA HILLS | 138 | 138 | WP | 8.65 | 0 | 1 | 1113 ACSR | 0 | 0 | 0 | 0 | 0 | 0 | 0 | 0 | 0 | 0 | 0 | 0 | 0 | 0 | 0 | 0 | 0 | 0 | 0 | 0 | 0 | 0 | 0 | 12
NO |  | 32 | 2011 | 20 | 34 | 34 |  | 16914 MCGIRR ROAD | STEWARD | 138 | 138 | SP | 0 | 0.01 | 1 | 1113 ACSR | 0 | 0 | 0 | 0 | 0 | 0 | 0 | 0 | 0 | 0 | 0 | 0 | 0 | 0 | 0 | 0 | 0 | 0 | 0 | 0 | 0 | 0 | 0 | 12
NO |  | 32 | 2011 | 20 | 35 | 35 |  | 16914 MCGIRR ROAD | STEWARD | 138 | 138 | WH | 1.43 | 0 | 0 | 477 ACSR | 0 | 0 | 0 | 0 | 0 | 0 | 0 | 0 | 0 | 0 | 0 | 0 | 0 | 0 | 0 | 0 | 0 | 0 | 0 | 0 | 0 | 0 | 0 | 12
NO |  | 32 | 2011 | 21 | 1 | 1 |  | 17008 HARBOR | UNIVERSITY | 138 | 138 | SP | 0.51 | 5.45 | 1 | 1113,2156 ACSR | 0 | 0 | 0 | 0 | 0 | 0 | 0 | 0 | 0 | 0 | 0 | 0 | 0 | 0 | 0 | 0 | 0 | 0 | 0 | 0 | 0 | 0 | 0 | 12
NO |  | 32 | 2011 | 21 | 2 | 2 |  | 17101 WEMPLETOWN | ILLINOIS/WISCONSIN BORDER | 138 | 138 | ST | 10.55 | 0.77 | 1 | 2156 ACSR | 0 | 0 | 0 | 0 | 0 | 0 | 0 | 0 | 0 | 0 | 0 | 0 | 0 | 0 | 0 | 0 | 0 | 0 | 0 | 0 | 0 | 0 | 0 | 12
NO |  | 32 | 2011 | 21 | 3 | 3 |  | 17113 SABROOKE | WEMPLETOWN | 138 | 138 | ST | 0.11 | 4.05 | 1 | 1113 ACSR | 0 | 0 | 0 | 0 | 0 | 0 | 0 | 0 | 0 | 0 | 0 | 0 | 0 | 0 | 0 | 0 | 0 | 0 | 0 | 0 | 0 | 0 | 0 | 12
NO |  | 32 | 2011 | 21 | 4 | 4 |  | 17113 SABROOKE | WEMPLETOWN | 138 | 138 | SP | 6.59 | 0 | 0 | 1113 ACSR | 0 | 0 | 0 | 0 | 0 | 0 | 0 | 0 | 0 | 0 | 0 | 0 | 0 | 0 | 0 | 0 | 0 | 0 | 0 | 0 | 0 | 0 | 0 | 12
NO |  | 32 | 2011 | 21 | 5 | 5 |  | 17113 SABROOKE | WEMPLETOWN | 138 | 138 | WP | 0.41 | 0 | 0 | 1113 ACSR | 0 | 0 | 0 | 0 | 0 | 0 | 0 | 0 | 0 | 0 | 0 | 0 | 0 | 0 | 0 | 0 | 0 | 0 | 0 | 0 | 0 | 0 | 0 | 12
NO |  | 32 | 2011 | 21 | 6 | 6 |  | 17113 SABROOKE | WEMPLETOWN | 138 | 138 | WH | 0.05 | 0 | 0 | 1113 ACSR | 0 | 0 | 0 | 0 | 0 | 0 | 0 | 0 | 0 | 0 | 0 | 0 | 0 | 0 | 0 | 0 | 0 | 0 | 0 | 0 | 0 | 0 | 0 | 12
NO |  | 32 | 2011 | 21 | 7 | 7 |  | 17121 WEMPLETOWN | LANCASTER | 138 | 138 | WP | 1.04 | 0 | 1 | 1113 ACSR | 0 | 0 | 0 | 0 | 0 | 0 | 0 | 0 | 0 | 0 | 0 | 0 | 0 | 0 | 0 | 0 | 0 | 0 | 0 | 0 | 0 | 0 | 0 | 12
NO |  | 32 | 2011 | 21 | 8 | 8 |  | 17121 WEMPLETOWN | LANCASTER | 138 | 138 | SP | 22.14 | 0 | 0 | 477,1113 ACSR | 0 | 0 | 0 | 0 | 0 | 0 | 0 | 0 | 0 | 0 | 0 | 0 | 0 | 0 | 0 | 0 | 0 | 0 | 0 | 0 | 0 | 0 | 0 | 12
NO |  | 32 | 2011 | 21 | 9 | 9 |  | 17712 BURNHAM | CHICAGO HTS | 138 | 138 | SP | 0.46 | 0.26 | 1 | 1113 ACSR | 0 | 0 | 0 | 0 | 0 | 0 | 0 | 0 | 0 | 0 | 0 | 0 | 0 | 0 | 0 | 0 | 0 | 0 | 0 | 0 | 0 | 0 | 0 | 12
NO |  | 32 | 2011 | 21 | 10 | 10 |  | 17712 BURNHAM | CHICAGO HTS | 138 | 138 | ST | 0.28 | 8.98 | 0 | 1113 ACSR | 0 | 0 | 0 | 0 | 0 | 0 | 0 | 0 | 0 | 0 | 0 | 0 | 0 | 0 | 0 | 0 | 0 | 0 | 0 | 0 | 0 | 0 | 0 | 12
NO |  | 32 | 2011 | 21 | 11 | 11 |  | 17713 BURNHAM | WILDWOOD | 138 | 138 | ST | 0.03 | 4.92 | 1 | 900,1113 ACSR | 0 | 0 | 0 | 0 | 0 | 0 | 0 | 0 | 0 | 0 | 0 | 0 | 0 | 0 | 0 | 0 | 0 | 0 | 0 | 0 | 0 | 0 | 0 | 12
NO |  | 32 | 2011 | 21 | 12 | 12 |  | 17713 BURNHAM | WILDWOOD | 138 | 138 | SP | 0.18 | 0.32 | 0 | 1113 ACSR | 0 | 0 | 0 | 0 | 0 | 0 | 0 | 0 | 0 | 0 | 0 | 0 | 0 | 0 | 0 | 0 | 0 | 0 | 0 | 0 | 0 | 0 | 0 | 12
NO |  | 32 | 2011 | 21 | 13 | 13 |  | 17714 BURNHAM | WILDWOOD | 138 | 138 | ST | 0 | 4.89 | 1 | 900,1113 ACSR | 0 | 0 | 0 | 0 | 0 | 0 | 0 | 0 | 0 | 0 | 0 | 0 | 0 | 0 | 0 | 0 | 0 | 0 | 0 | 0 | 0 | 0 | 0 | 12
NO |  | 32 | 2011 | 21 | 14 | 14 |  | 17714 BURNHAM | WILDWOOD | 138 | 138 | SP | 0.13 | 0.32 | 0 | 1113 ACSR | 0 | 0 | 0 | 0 | 0 | 0 | 0 | 0 | 0 | 0 | 0 | 0 | 0 | 0 | 0 | 0 | 0 | 0 | 0 | 0 | 0 | 0 | 0 | 12
NO |  | 32 | 2011 | 21 | 15 | 15 |  | 17714 TAP | HEGEWISCH | 138 | 138 | ST | 0.33 | 1.89 | 0 | 1113 ACSR | 0 | 0 | 0 | 0 | 0 | 0 | 0 | 0 | 0 | 0 | 0 | 0 | 0 | 0 | 0 | 0 | 0 | 0 | 0 | 0 | 0 | 0 | 0 | 12
NO |  | 32 | 2011 | 21 | 16 | 16 |  | 17715 BURNHAM | TOWER AUTOMOTIVE | 138 | 138 | ST | 0.07 | 2.27 | 1 | 1113 ACSR | 0 | 0 | 0 | 0 | 0 | 0 | 0 | 0 | 0 | 0 | 0 | 0 | 0 | 0 | 0 | 0 | 0 | 0 | 0 | 0 | 0 | 0 | 0 | 12
NO |  | 32 | 2011 | 21 | 17 | 17 |  | 17715 BURNHAM | TOWER AUTOMOTIVE | 138 | 138 | SP | 0.3 | 0.08 | 0 | 1113 ACSR | 0 | 0 | 0 | 0 | 0 | 0 | 0 | 0 | 0 | 0 | 0 | 0 | 0 | 0 | 0 | 0 | 0 | 0 | 0 | 0 | 0 | 0 | 0 | 12
NO |  | 32 | 2011 | 21 | 18 | 18 |  | 17903 BLOOM | MATTESON | 138 | 138 | ST | 0.09 | 5.98 | 1 | 1113 ACSR | 0 | 0 | 0 | 0 | 0 | 0 | 0 | 0 | 0 | 0 | 0 | 0 | 0 | 0 | 0 | 0 | 0 | 0 | 0 | 0 | 0 | 0 | 0 | 12
NO |  | 32 | 2011 | 21 | 19 | 19 |  | 17904 BLOOM | MATTESON | 138 | 138 | ST | 0 | 5.9 | 1 | 1113 ACSR | 0 | 0 | 0 | 0 | 0 | 0 | 0 | 0 | 0 | 0 | 0 | 0 | 0 | 0 | 0 | 0 | 0 | 0 | 0 | 0 | 0 | 0 | 0 | 12
NO |  | 32 | 2011 | 21 | 20 | 20 |  | 18512 TOLLWAY | SW TIE L-13806 | 138 | 138 | SP | 0.56 | 2.24 | 1 | 1277.2 ACAR / 111 | 0 | 0 | 0 | 0 | 0 | 0 | 0 | 0 | 0 | 0 | 0 | 0 | 0 | 0 | 0 | 0 | 0 | 0 | 0 | 0 | 0 | 0 | 0 | 12
NO |  | 32 | 2011 | 21 | 21 | 21 |  | 18512 TAP | ROCKY ROAD E.C. | 138 | 138 | SP | 0.01 | 0 | 0 | 1277.2 ACAR | 0 | 0 | 0 | 0 | 0 | 0 | 0 | 0 | 0 | 0 | 0 | 0 | 0 | 0 | 0 | 0 | 0 | 0 | 0 | 0 | 0 | 0 | 0 | 12
NO |  | 32 | 2011 | 21 | 22 | 22 |  | 18513 TOLLWAY | SW TIE L-13805 | 138 | 138 | SP | 0.4 | 2.17 | 1 | 1277.2 ACAR / 111 | 0 | 0 | 0 | 0 | 0 | 0 | 0 | 0 | 0 | 0 | 0 | 0 | 0 | 0 | 0 | 0 | 0 | 0 | 0 | 0 | 0 | 0 | 0 | 12
NO |  | 32 | 2011 | 21 | 23 | 23 |  | 18513 TOLLWAY | SW TIE L-13805 | 138 | 138 | WP | 0.25 | 0 | 0 | 1277.2 ACAR | 0 | 0 | 0 | 0 | 0 | 0 | 0 | 0 | 0 | 0 | 0 | 0 | 0 | 0 | 0 | 0 | 0 | 0 | 0 | 0 | 0 | 0 | 0 | 12
NO |  | 32 | 2011 | 21 | 24 | 24 |  | 18513 TAP | ROCKY ROAD E.C. | 138 | 138 | WP | 0.03 | 0 | 0 | 1113 ACSR | 0 | 0 | 0 | 0 | 0 | 0 | 0 | 0 | 0 | 0 | 0 | 0 | 0 | 0 | 0 | 0 | 0 | 0 | 0 | 0 | 0 | 0 | 0 | 12
NO |  | 32 | 2011 | 21 | 25 | 25 |  | 18623 STEWARD | HAUMESSER ROAD | 138 | 138 | SP | 7.21 | 0 | 1 | 477, 1113 ACSR | 0 | 0 | 0 | 0 | 0 | 0 | 0 | 0 | 0 | 0 | 0 | 0 | 0 | 0 | 0 | 0 | 0 | 0 | 0 | 0 | 0 | 0 | 0 | 12
NO |  | 32 | 2011 | 21 | 26 | 26 |  | 19414 SABROOKE | FREEPORT | 138 | 138 | ST | 1.01 | 2.89 | 1 | 266.8,1113 ACSR | 0 | 0 | 0 | 0 | 0 | 0 | 0 | 0 | 0 | 0 | 0 | 0 | 0 | 0 | 0 | 0 | 0 | 0 | 0 | 0 | 0 | 0 | 0 | 12
NO |  | 32 | 2011 | 21 | 27 | 27 |  | 19414 SABROOKE | FREEPORT | 138 | 138 | SP | 7.25 | 1.31 | 0 | 1113 ACSR | 0 | 0 | 0 | 0 | 0 | 0 | 0 | 0 | 0 | 0 | 0 | 0 | 0 | 0 | 0 | 0 | 0 | 0 | 0 | 0 | 0 | 0 | 0 | 12
NO |  | 32 | 2011 | 21 | 28 | 28 |  | 19414 SABROOKE | FREEPORT | 138 | 138 | WP | 18.5 | 0 | 0 | 1113 ACSR | 0 | 0 | 0 | 0 | 0 | 0 | 0 | 0 | 0 | 0 | 0 | 0 | 0 | 0 | 0 | 0 | 0 | 0 | 0 | 0 | 0 | 0 | 0 | 12
NO |  | 32 | 2011 | 21 | 29 | 29 |  | 19414 SABROOKE | FREEPORT | 138 | 138 | WH | 0.08 | 0 | 0 | 1113 ACSR | 0 | 0 | 0 | 0 | 0 | 0 | 0 | 0 | 0 | 0 | 0 | 0 | 0 | 0 | 0 | 0 | 0 | 0 | 0 | 0 | 0 | 0 | 0 | 12
NO |  | 32 | 2011 | 21 | 30 | 30 |  | 28201 ZION TDC 282 | IL-WI STATE LINE | 138 | 138 | ST | 0.1 | 1.79 | 1 | 1113 ACSR | 0 | 0 | 0 | 0 | 0 | 0 | 0 | 0 | 0 | 0 | 0 | 0 | 0 | 0 | 0 | 0 | 0 | 0 | 0 | 0 | 0 | 0 | 0 | 12
NO |  | 32 | 2011 | 21 | 31 | 31 |  | 28201 ZION TDC 282 | IL-WI STATE LINE | 138 | 138 | SP | 0.26 | 0.14 | 0 | 1113 ACSR | 0 | 0 | 0 | 0 | 0 | 0 | 0 | 0 | 0 | 0 | 0 | 0 | 0 | 0 | 0 | 0 | 0 | 0 | 0 | 0 | 0 | 0 | 0 | 12
NO |  | 32 | 2011 | 21 | 32 | 32 |  | 28201 ZION TDC 282 | IL-WI STATE LINE | 138 | 138 | WH | 1.81 | 0 | 0 | 477 ACSR | 0 | 0 | 0 | 0 | 0 | 0 | 0 | 0 | 0 | 0 | 0 | 0 | 0 | 0 | 0 | 0 | 0 | 0 | 0 | 0 | 0 | 0 | 0 | 12
NO |  | 32 | 2011 | 21 | 33 | 33 |  | 138KV LINES UNDERGROUND |  | 0 | 0 |  | 0 | 0 | 0 | 138kV LINES UNDER | 0 | 0 | 0 | 0 | 0 | 0 | 0 | 0 | 0 | 0 | 0 | 0 | 0 | 0 | 0 | 0 | 0 | 0 | 0 | 0 | 0 | 0 | 0 | 12
NO |  | 32 | 2011 | 21 | 34 | 34 |  | 0702 ILL-IND STATE LINE | WASHINGTON PARK | 138 | 138 | UG | 8.66 | 0 | 1 | 800 MM2 XLPE | 0 | 0 | 0 | 0 | 0 | 0 | 0 | 0 | 0 | 0 | 0 | 0 | 0 | 0 | 0 | 0 | 0 | 0 | 0 | 0 | 0 | 0 | 0 | 12
NO |  | 32 | 2011 | 21 | 35 | 35 |  | 0705 ILL-IND STATE LINE | WASHINGTON PARK | 138 | 138 | UG | 9.83 | 0 | 0 | 800 MM2 XLPE | 0 | 0 | 0 | 0 | 0 | 0 | 0 | 0 | 0 | 0 | 0 | 0 | 0 | 0 | 0 | 0 | 0 | 0 | 0 | 0 | 0 | 0 | 0 | 12
NO |  | 32 | 2011 | 22 | 1 | 1 |  | 1106 QUARY | FISK | 138 | 138 | UG | 0.14 | 0 | 0 | 1200 MM2 XLPE / 2 | 0 | 0 | 0 | 0 | 0 | 0 | 0 | 0 | 0 | 0 | 0 | 0 | 0 | 0 | 0 | 0 | 0 | 0 | 0 | 0 | 0 | 0 | 0 | 12
NO |  | 32 | 2011 | 22 | 2 | 2 |  | 1107 QUARY | FISK | 138 | 138 | UG | 0.16 | 0 | 0 | 2000 kcmil XLPE | 0 | 0 | 0 | 0 | 0 | 0 | 0 | 0 | 0 | 0 | 0 | 0 | 0 | 0 | 0 | 0 | 0 | 0 | 0 | 0 | 0 | 0 | 0 | 12
NO |  | 32 | 2011 | 22 | 3 | 3 |  | 1108 QUARY | FISK | 138 | 138 | UG | 0.09 | 0 | 0 | 1200 MM2 XLPE | 0 | 0 | 0 | 0 | 0 | 0 | 0 | 0 | 0 | 0 | 0 | 0 | 0 | 0 | 0 | 0 | 0 | 0 | 0 | 0 | 0 | 0 | 0 | 12
NO |  | 32 | 2011 | 22 | 4 | 4 |  | 1109 FISK | QUARRY | 138 | 138 | UG | 0.08 | 0 | 0 | 1600 MM2 XLPE | 0 | 0 | 0 | 0 | 0 | 0 | 0 | 0 | 0 | 0 | 0 | 0 | 0 | 0 | 0 | 0 | 0 | 0 | 0 | 0 | 0 | 0 | 0 | 12
NO |  | 32 | 2011 | 22 | 5 | 5 |  | 1110 FISK | DEKOVEN | 138 | 138 | UG | 2.16 | 0 | 1 | 1600 MM2 XLPE | 0 | 0 | 0 | 0 | 0 | 0 | 0 | 0 | 0 | 0 | 0 | 0 | 0 | 0 | 0 | 0 | 0 | 0 | 0 | 0 | 0 | 0 | 0 | 12
NO |  | 32 | 2011 | 22 | 6 | 6 |  | 1111 FISK | DEKOVEN | 138 | 138 | UG | 2.28 | 0 | 1 | 1600 MM2 XLPE | 0 | 0 | 0 | 0 | 0 | 0 | 0 | 0 | 0 | 0 | 0 | 0 | 0 | 0 | 0 | 0 | 0 | 0 | 0 | 0 | 0 | 0 | 0 | 12
NO |  | 32 | 2011 | 22 | 7 | 7 |  | 1306 RIDGELAND | CRAWFORD | 138 | 138 | UG | 0.31 | 0 | 0 | 2250 kcmil LPFF | 0 | 0 | 0 | 0 | 0 | 0 | 0 | 0 | 0 | 0 | 0 | 0 | 0 | 0 | 0 | 0 | 0 | 0 | 0 | 0 | 0 | 0 | 0 | 12
NO |  | 32 | 2011 | 22 | 8 | 8 |  | 1317 CRAWFORD | FISK | 138 | 138 | UG | 4.46 | 0 | 1 | 2500 HPFF | 0 | 0 | 0 | 0 | 0 | 0 | 0 | 0 | 0 | 0 | 0 | 0 | 0 | 0 | 0 | 0 | 0 | 0 | 0 | 0 | 0 | 0 | 0 | 12
NO |  | 32 | 2011 | 22 | 9 | 9 |  | 1318 CRAWFORD | JEFFERSON | 138 | 138 | UG | 6.62 | 0 | 1 | 2500 HPFF | 0 | 0 | 0 | 0 | 0 | 0 | 0 | 0 | 0 | 0 | 0 | 0 | 0 | 0 | 0 | 0 | 0 | 0 | 0 | 0 | 0 | 0 | 0 | 12
NO |  | 32 | 2011 | 22 | 10 | 10 |  | 1320 CRAWFORD | JEFFERSON | 138 | 138 | UG | 6.93 | 0 | 1 | 800 MM2 XLPE | 0 | 0 | 0 | 0 | 0 | 0 | 0 | 0 | 0 | 0 | 0 | 0 | 0 | 0 | 0 | 0 | 0 | 0 | 0 | 0 | 0 | 0 | 0 | 12
NO |  | 32 | 2011 | 22 | 11 | 11 |  | 1322 CRAWFORD | HAYFORD | 138 | 138 | UG | 0.34 | 0 | 0 | 2250 kcmil LPFF | 0 | 0 | 0 | 0 | 0 | 0 | 0 | 0 | 0 | 0 | 0 | 0 | 0 | 0 | 0 | 0 | 0 | 0 | 0 | 0 | 0 | 0 | 0 | 12
NO |  | 32 | 2011 | 22 | 12 | 12 |  | 1324 CRAWFORD | HAYFORD | 138 | 138 | UG | 0.34 | 0 | 0 | 2250 kcmil LPFF | 0 | 0 | 0 | 0 | 0 | 0 | 0 | 0 | 0 | 0 | 0 | 0 | 0 | 0 | 0 | 0 | 0 | 0 | 0 | 0 | 0 | 0 | 0 | 12
NO |  | 32 | 2011 | 22 | 13 | 13 |  | 1326 CRAWFORD | JEFFERSON | 138 | 138 | UG | 6.72 | 0 | 1 | 1700 kcmil LPFF | 0 | 0 | 0 | 0 | 0 | 0 | 0 | 0 | 0 | 0 | 0 | 0 | 0 | 0 | 0 | 0 | 0 | 0 | 0 | 0 | 0 | 0 | 0 | 12
NO |  | 32 | 2011 | 22 | 14 | 14 |  | 1603 STR. 1018 | STR. 1020 | 138 | 138 | UG | 0.75 | 0 | 0 | 2000 kcmil XLPE | 0 | 0 | 0 | 0 | 0 | 0 | 0 | 0 | 0 | 0 | 0 | 0 | 0 | 0 | 0 | 0 | 0 | 0 | 0 | 0 | 0 | 0 | 0 | 12
NO |  | 32 | 2011 | 22 | 15 | 15 |  | 1607 STR. 1018 | STR. 1020 | 138 | 138 | UG | 0.75 | 0 | 0 | 2000 kcmil XLPE | 0 | 0 | 0 | 0 | 0 | 0 | 0 | 0 | 0 | 0 | 0 | 0 | 0 | 0 | 0 | 0 | 0 | 0 | 0 | 0 | 0 | 0 | 0 | 12
NO |  | 32 | 2011 | 22 | 16 | 16 |  | 1803 WOODRIDGE | DOWNERS GROVE | 138 | 138 | UG | 3.62 | 0 | 0 | 2000 kcmil HPFF | 0 | 0 | 0 | 0 | 0 | 0 | 0 | 0 | 0 | 0 | 0 | 0 | 0 | 0 | 0 | 0 | 0 | 0 | 0 | 0 | 0 | 0 | 0 | 12
NO |  | 32 | 2011 | 22 | 17 | 17 |  | 1807 WOODRIDGE | DOWNERS GROVE | 138 | 138 | UG | 3.59 | 0 | 0 | 2000 kcmil HPFF | 0 | 0 | 0 | 0 | 0 | 0 | 0 | 0 | 0 | 0 | 0 | 0 | 0 | 0 | 0 | 0 | 0 | 0 | 0 | 0 | 0 | 0 | 0 | 12
NO |  | 32 | 2011 | 22 | 18 | 18 |  | 3610 DEKOVEN | MADISON | 138 | 138 | UG | 1.07 | 0 | 1 | 1600 MM2 XLPE | 0 | 0 | 0 | 0 | 0 | 0 | 0 | 0 | 0 | 0 | 0 | 0 | 0 | 0 | 0 | 0 | 0 | 0 | 0 | 0 | 0 | 0 | 0 | 12
NO |  | 32 | 2011 | 22 | 19 | 19 |  | 3611 DEKOVEN | MADISON | 138 | 138 | UG | 1.07 | 0 | 1 | 1600 MM2 XLPE | 0 | 0 | 0 | 0 | 0 | 0 | 0 | 0 | 0 | 0 | 0 | 0 | 0 | 0 | 0 | 0 | 0 | 0 | 0 | 0 | 0 | 0 | 0 | 12
NO |  | 32 | 2011 | 22 | 20 | 20 |  | 3705 NATOMA | FRANKLIN PARK | 138 | 138 | UG | 6.09 | 0 | 1 | 2000 kcmil HPFF | 0 | 0 | 0 | 0 | 0 | 0 | 0 | 0 | 0 | 0 | 0 | 0 | 0 | 0 | 0 | 0 | 0 | 0 | 0 | 0 | 0 | 0 | 0 | 12
NO |  | 32 | 2011 | 22 | 21 | 21 |  | 3706 NATOMA | HIGGINS | 138 | 138 | UG | 4.56 | 0 | 1 | 2000 kcmil HPFF | 0 | 0 | 0 | 0 | 0 | 0 | 0 | 0 | 0 | 0 | 0 | 0 | 0 | 0 | 0 | 0 | 0 | 0 | 0 | 0 | 0 | 0 | 0 | 12
NO |  | 32 | 2011 | 22 | 22 | 22 |  | 3707 NATOMA | NORRIDGE | 138 | 138 | UG | 4.56 | 0 | 1 | 2000 kcmil HPFF | 0 | 0 | 0 | 0 | 0 | 0 | 0 | 0 | 0 | 0 | 0 | 0 | 0 | 0 | 0 | 0 | 0 | 0 | 0 | 0 | 0 | 0 | 0 | 12
NO |  | 32 | 2011 | 22 | 23 | 23 |  | 3709 NATOMA | OAK PARK | 138 | 138 | UG | 3.14 | 0 | 1 | 2000 kcmil HPFF | 0 | 0 | 0 | 0 | 0 | 0 | 0 | 0 | 0 | 0 | 0 | 0 | 0 | 0 | 0 | 0 | 0 | 0 | 0 | 0 | 0 | 0 | 0 | 12
NO |  | 32 | 2011 | 22 | 24 | 24 |  | 4522 FISK | JEFFERSON | 138 | 138 | UG | 2.14 | 0 | 1 | 2500 kcmil HPFF | 0 | 0 | 0 | 0 | 0 | 0 | 0 | 0 | 0 | 0 | 0 | 0 | 0 | 0 | 0 | 0 | 0 | 0 | 0 | 0 | 0 | 0 | 0 | 12
NO |  | 32 | 2011 | 22 | 25 | 25 |  | 4523 FISK | JEFFERSON | 138 | 138 | UG | 2.13 | 0 | 1 | 2500 kcmil HPFF | 0 | 0 | 0 | 0 | 0 | 0 | 0 | 0 | 0 | 0 | 0 | 0 | 0 | 0 | 0 | 0 | 0 | 0 | 0 | 0 | 0 | 0 | 0 | 12
NO |  | 32 | 2011 | 22 | 26 | 26 |  | 4525 JEFFERSON | GRAND | 138 | 138 | UG | 1.94 | 0 | 1 | 1600 MM2 XLPE | 0 | 0 | 0 | 0 | 0 | 0 | 0 | 0 | 0 | 0 | 0 | 0 | 0 | 0 | 0 | 0 | 0 | 0 | 0 | 0 | 0 | 0 | 0 | 12
NO |  | 32 | 2011 | 22 | 27 | 27 |  | 4527 JEFFERSON | GRAND | 138 | 138 | UG | 1.88 | 0 | 1 | 1600 MM2 XLPE | 0 | 0 | 0 | 0 | 0 | 0 | 0 | 0 | 0 | 0 | 0 | 0 | 0 | 0 | 0 | 0 | 0 | 0 | 0 | 0 | 0 | 0 | 0 | 12
NO |  | 32 | 2011 | 22 | 28 | 28 |  | 4013 DIVERSEY | CROSBY | 138 | 138 | UG | 1.55 | 0 | 1 | 2500 kcmil HPFF | 0 | 0 | 0 | 0 | 0 | 0 | 0 | 0 | 0 | 0 | 0 | 0 | 0 | 0 | 0 | 0 | 0 | 0 | 0 | 0 | 0 | 0 | 0 | 12
NO |  | 32 | 2011 | 22 | 29 | 29 |  | 4018 DIVERSEY | CROSBY | 138 | 138 | UG | 2.59 | 0 | 1 | 2500 kcmil HPFF | 0 | 0 | 0 | 0 | 0 | 0 | 0 | 0 | 0 | 0 | 0 | 0 | 0 | 0 | 0 | 0 | 0 | 0 | 0 | 0 | 0 | 0 | 0 | 12
NO |  | 32 | 2011 | 22 | 30 | 30 |  | 4607 DESPLAINES | HIGGINS | 138 | 138 | UG | 7.57 | 0 | 1 | 2000 kcmil HPFF | 0 | 0 | 0 | 0 | 0 | 0 | 0 | 0 | 0 | 0 | 0 | 0 | 0 | 0 | 0 | 0 | 0 | 0 | 0 | 0 | 0 | 0 | 0 | 12
NO |  | 32 | 2011 | 22 | 31 | 31 |  | 5105X RIDGELAND | MCCOOK | 138 | 138 | UG | 0.24 | 0 | 0 | 1700 kcmil HPFF | 0 | 0 | 0 | 0 | 0 | 0 | 0 | 0 | 0 | 0 | 0 | 0 | 0 | 0 | 0 | 0 | 0 | 0 | 0 | 0 | 0 | 0 | 0 | 12
NO |  | 32 | 2011 | 22 | 32 | 32 |  | 5105Y RIDGELAND | MCCOOK | 138 | 138 | UG | 0.17 | 0 | 0 | 1700 kcmil HPFF | 0 | 0 | 0 | 0 | 0 | 0 | 0 | 0 | 0 | 0 | 0 | 0 | 0 | 0 | 0 | 0 | 0 | 0 | 0 | 0 | 0 | 0 | 0 | 12
NO |  | 32 | 2011 | 22 | 33 | 33 |  | 5107X MCCOOK | RIDGELAND | 138 | 138 | UG | 0.08 | 0 | 0 | 2250 kcmil HPFF | 0 | 0 | 0 | 0 | 0 | 0 | 0 | 0 | 0 | 0 | 0 | 0 | 0 | 0 | 0 | 0 | 0 | 0 | 0 | 0 | 0 | 0 | 0 | 12
NO |  | 32 | 2011 | 22 | 34 | 34 |  | 5107Y MCCOOK | RIDGELAND | 138 | 138 | UG | 0.08 | 0 | 0 | 2250 kcmil HPFF | 0 | 0 | 0 | 0 | 0 | 0 | 0 | 0 | 0 | 0 | 0 | 0 | 0 | 0 | 0 | 0 | 0 | 0 | 0 | 0 | 0 | 0 | 0 | 12
NO |  | 32 | 2011 | 22 | 35 | 35 |  | 5801GRAND | KINGSBURY | 138 | 138 | UG | 0.03 | 0 | 1 | 2250 1/C CU | 0 | 0 | 0 | 0 | 0 | 0 | 0 | 0 | 0 | 0 | 0 | 0 | 0 | 0 | 0 | 0 | 0 | 0 | 0 | 0 | 0 | 0 | 0 | 12
NO |  | 32 | 2011 | 23 | 1 | 1 |  | 5802 GRAND | KINGSBURY | 138 | 138 | UG | 0.03 | 0 | 1 | 2250 1/C CU | 0 | 0 | 0 | 0 | 0 | 0 | 0 | 0 | 0 | 0 | 0 | 0 | 0 | 0 | 0 | 0 | 0 | 0 | 0 | 0 | 0 | 0 | 0 | 12
NO |  | 32 | 2011 | 23 | 2 | 2 |  | 5803 GRAND | KINGSBURY | 138 | 138 | UG | 0.03 | 0 | 1 | 2250 1/C CU | 0 | 0 | 0 | 0 | 0 | 0 | 0 | 0 | 0 | 0 | 0 | 0 | 0 | 0 | 0 | 0 | 0 | 0 | 0 | 0 | 0 | 0 | 0 | 12
NO |  | 32 | 2011 | 23 | 3 | 3 |  | 5804 GRAND | KINGSBURY | 138 | 138 | UG | 0.03 | 0 | 1 | 2000 3/C CU | 0 | 0 | 0 | 0 | 0 | 0 | 0 | 0 | 0 | 0 | 0 | 0 | 0 | 0 | 0 | 0 | 0 | 0 | 0 | 0 | 0 | 0 | 0 | 12
NO |  | 32 | 2011 | 23 | 4 | 4 |  | 5810 MADISON | GRAND | 138 | 138 | UG | 1.17 | 0 | 1 | 1600 MM2 XLPE | 0 | 0 | 0 | 0 | 0 | 0 | 0 | 0 | 0 | 0 | 0 | 0 | 0 | 0 | 0 | 0 | 0 | 0 | 0 | 0 | 0 | 0 | 0 | 12
NO |  | 32 | 2011 | 23 | 5 | 5 |  | 5811 MADISON | GRAND | 138 | 138 | UG | 1.17 | 0 | 1 | 1600 MM2 XLPE | 0 | 0 | 0 | 0 | 0 | 0 | 0 | 0 | 0 | 0 | 0 | 0 | 0 | 0 | 0 | 0 | 0 | 0 | 0 | 0 | 0 | 0 | 0 | 12
NO |  | 32 | 2011 | 23 | 6 | 6 |  | 5825 GRAND | CROSBY | 138 | 138 | UG | 1 | 0 | 1 | 1600 MM2 XLPE | 0 | 0 | 0 | 0 | 0 | 0 | 0 | 0 | 0 | 0 | 0 | 0 | 0 | 0 | 0 | 0 | 0 | 0 | 0 | 0 | 0 | 0 | 0 | 12
NO |  | 32 | 2011 | 23 | 7 | 7 |  | 5826 GRAND | WEST LOOP | 138 | 138 | UG | 1.38 | 0 | 1 | 1600 MM2 XLPE | 0 | 0 | 0 | 0 | 0 | 0 | 0 | 0 | 0 | 0 | 0 | 0 | 0 | 0 | 0 | 0 | 0 | 0 | 0 | 0 | 0 | 0 | 0 | 12
NO |  | 32 | 2011 | 23 | 8 | 8 |  | 5827 GRAND | CROSBY | 138 | 138 | UG | 0.94 | 0 | 1 | 1600 MM2 XLPE | 0 | 0 | 0 | 0 | 0 | 0 | 0 | 0 | 0 | 0 | 0 | 0 | 0 | 0 | 0 | 0 | 0 | 0 | 0 | 0 | 0 | 0 | 0 | 12
NO |  | 32 | 2011 | 23 | 9 | 9 |  | 5828 GRAND | WEST LOOP | 138 | 138 | UG | 1.46 | 0 | 1 | 1600 MM2 XLPE | 0 | 0 | 0 | 0 | 0 | 0 | 0 | 0 | 0 | 0 | 0 | 0 | 0 | 0 | 0 | 0 | 0 | 0 | 0 | 0 | 0 | 0 | 0 | 12
NO |  | 32 | 2011 | 23 | 10 | 10 |  | 7902 SCHAUMBURG | SOUTH SCHAUMBURG | 138 | 138 | UG | 2.89 | 0 | 0 | 1150 kcmil HPFF | 0 | 0 | 0 | 0 | 0 | 0 | 0 | 0 | 0 | 0 | 0 | 0 | 0 | 0 | 0 | 0 | 0 | 0 | 0 | 0 | 0 | 0 | 0 | 12
NO |  | 32 | 2011 | 23 | 11 | 11 |  | 7903 SCHAUMBURG | SOUTH SCHAUMBURG | 138 | 138 | UG | 2.9 | 0 | 0 | 1150 kcmil HPFF | 0 | 0 | 0 | 0 | 0 | 0 | 0 | 0 | 0 | 0 | 0 | 0 | 0 | 0 | 0 | 0 | 0 | 0 | 0 | 0 | 0 | 0 | 0 | 12
NO |  | 32 | 2011 | 23 | 12 | 12 |  | 8221 CROSBY | ROCKWELL | 138 | 138 | UG | 1.95 | 0 | 0 | 2250 kcmil LPFF | 0 | 0 | 0 | 0 | 0 | 0 | 0 | 0 | 0 | 0 | 0 | 0 | 0 | 0 | 0 | 0 | 0 | 0 | 0 | 0 | 0 | 0 | 0 | 12
NO |  | 32 | 2011 | 23 | 13 | 13 |  | 8223 CROSBY | ROCKWELL | 138 | 138 | UG | 1.95 | 0 | 0 | 2250 kcmil LPFF | 0 | 0 | 0 | 0 | 0 | 0 | 0 | 0 | 0 | 0 | 0 | 0 | 0 | 0 | 0 | 0 | 0 | 0 | 0 | 0 | 0 | 0 | 0 | 12
NO |  | 32 | 2011 | 23 | 14 | 14 |  | 11411 NORTHWEST | DEVON | 138 | 138 | UG | 5.62 | 0 | 1 | 2000 kcmil HPFF | 0 | 0 | 0 | 0 | 0 | 0 | 0 | 0 | 0 | 0 | 0 | 0 | 0 | 0 | 0 | 0 | 0 | 0 | 0 | 0 | 0 | 0 | 0 | 12
NO |  | 32 | 2011 | 23 | 15 | 15 |  | 11412 NORTHWEST | NATOMA | 138 | 138 | UG | 6.45 | 0 | 1 | 2000 kcmil HPFF | 0 | 0 | 0 | 0 | 0 | 0 | 0 | 0 | 0 | 0 | 0 | 0 | 0 | 0 | 0 | 0 | 0 | 0 | 0 | 0 | 0 | 0 | 0 | 12
NO |  | 32 | 2011 | 23 | 16 | 16 |  | 11413 NORTHWEST | CLYBOURN-CROSBY | 138 | 138 | UG | 0.02 | 0 | 0 | 2000 kcmil HPFF | 0 | 0 | 0 | 0 | 0 | 0 | 0 | 0 | 0 | 0 | 0 | 0 | 0 | 0 | 0 | 0 | 0 | 0 | 0 | 0 | 0 | 0 | 0 | 12
NO |  | 32 | 2011 | 23 | 17 | 17 |  | 11413 NORTHWEST | CLYBOURN-CROSBY | 138 | 138 | UG | 1.83 | 0 | 0 | 2000 kcmil HPFF | 0 | 0 | 0 | 0 | 0 | 0 | 0 | 0 | 0 | 0 | 0 | 0 | 0 | 0 | 0 | 0 | 0 | 0 | 0 | 0 | 0 | 0 | 0 | 12
NO |  | 32 | 2011 | 23 | 18 | 18 |  | 11414 NORTHWEST | DEVON | 138 | 138 | UG | 0.18 | 0 | 1 | 2000 kcmil HPFF | 0 | 0 | 0 | 0 | 0 | 0 | 0 | 0 | 0 | 0 | 0 | 0 | 0 | 0 | 0 | 0 | 0 | 0 | 0 | 0 | 0 | 0 | 0 | 12
NO |  | 32 | 2011 | 23 | 19 | 19 |  | 11414 NORTHWEST | DEVON | 138 | 138 | UG | 5.49 | 0 | 0 | 2000 kcmil HPFF | 0 | 0 | 0 | 0 | 0 | 0 | 0 | 0 | 0 | 0 | 0 | 0 | 0 | 0 | 0 | 0 | 0 | 0 | 0 | 0 | 0 | 0 | 0 | 12
NO |  | 32 | 2011 | 23 | 20 | 20 |  | 11415 NORTHWEST | DEVON | 138 | 138 | UG | 0.29 | 0 | 1 | 2000 kcmil HPFF | 0 | 0 | 0 | 0 | 0 | 0 | 0 | 0 | 0 | 0 | 0 | 0 | 0 | 0 | 0 | 0 | 0 | 0 | 0 | 0 | 0 | 0 | 0 | 12
NO |  | 32 | 2011 | 23 | 21 | 21 |  | 11415 NORTHWEST | DEVON | 138 | 138 | UG | 5.14 | 0 | 0 | 2000 kcmil HPFF | 0 | 0 | 0 | 0 | 0 | 0 | 0 | 0 | 0 | 0 | 0 | 0 | 0 | 0 | 0 | 0 | 0 | 0 | 0 | 0 | 0 | 0 | 0 | 12
NO |  | 32 | 2011 | 23 | 22 | 22 |  | 11416 NORTHWEST | SKOKIE 85 | 138 | 138 | UG | 5.71 | 0 | 0 | 800 MM2 XLPE | 0 | 0 | 0 | 0 | 0 | 0 | 0 | 0 | 0 | 0 | 0 | 0 | 0 | 0 | 0 | 0 | 0 | 0 | 0 | 0 | 0 | 0 | 0 | 12
NO |  | 32 | 2011 | 23 | 23 | 23 |  | 11417 NORTHWEST | NATOMA | 138 | 138 | UG | 0.04 | 0 | 1 | 2000 kcmil HPFF | 0 | 0 | 0 | 0 | 0 | 0 | 0 | 0 | 0 | 0 | 0 | 0 | 0 | 0 | 0 | 0 | 0 | 0 | 0 | 0 | 0 | 0 | 0 | 12
NO |  | 32 | 2011 | 23 | 24 | 24 |  | 11417 NORTHWEST | NATOMA | 138 | 138 | UG | 6.03 | 0 | 0 | 2000 kcmil HPFF | 0 | 0 | 0 | 0 | 0 | 0 | 0 | 0 | 0 | 0 | 0 | 0 | 0 | 0 | 0 | 0 | 0 | 0 | 0 | 0 | 0 | 0 | 0 | 12
NO |  | 32 | 2011 | 23 | 25 | 25 |  | 11418 NORTHWEST | CROSBY | 138 | 138 | UG | 0.02 | 0 | 0 | 2000 kcmil HPFF | 0 | 0 | 0 | 0 | 0 | 0 | 0 | 0 | 0 | 0 | 0 | 0 | 0 | 0 | 0 | 0 | 0 | 0 | 0 | 0 | 0 | 0 | 0 | 12
NO |  | 32 | 2011 | 23 | 26 | 26 |  | 11418 NORTHWEST | CROSBY | 138 | 138 | UG | 1.68 | 0 | 0 | 2000 kcmil HPFF | 0 | 0 | 0 | 0 | 0 | 0 | 0 | 0 | 0 | 0 | 0 | 0 | 0 | 0 | 0 | 0 | 0 | 0 | 0 | 0 | 0 | 0 | 0 | 12
NO |  | 32 | 2011 | 23 | 27 | 27 |  | 13503 ELMHURST | FRANKLIN PARK | 138 | 138 | UG | 0.05 | 0 | 0 | 2000 kcmil HPFF | 0 | 0 | 0 | 0 | 0 | 0 | 0 | 0 | 0 | 0 | 0 | 0 | 0 | 0 | 0 | 0 | 0 | 0 | 0 | 0 | 0 | 0 | 0 | 12
NO |  | 32 | 2011 | 23 | 28 | 28 |  | 13503 ELMHURST | FRANKLIN PARK | 138 | 138 | UG | 1.48 | 0 | 0 | 2000 kcmil HPFF | 0 | 0 | 0 | 0 | 0 | 0 | 0 | 0 | 0 | 0 | 0 | 0 | 0 | 0 | 0 | 0 | 0 | 0 | 0 | 0 | 0 | 0 | 0 | 12
NO |  | 32 | 2011 | 23 | 29 | 29 |  | 13510 FRANKLIN PARK | NATOMA | 138 | 138 | UG | 5.46 | 0 | 1 | 2000 kcmil HPFF | 0 | 0 | 0 | 0 | 0 | 0 | 0 | 0 | 0 | 0 | 0 | 0 | 0 | 0 | 0 | 0 | 0 | 0 | 0 | 0 | 0 | 0 | 0 | 12
NO |  | 32 | 2011 | 23 | 30 | 30 |  | 13701 WASHINGTON PARK | JEFFERSON | 138 | 138 | UG | 8.31 | 0 | 1 | 800 MM2 XLPE | 0 | 0 | 0 | 0 | 0 | 0 | 0 | 0 | 0 | 0 | 0 | 0 | 0 | 0 | 0 | 0 | 0 | 0 | 0 | 0 | 0 | 0 | 0 | 12
NO |  | 32 | 2011 | 23 | 31 | 31 |  | 13701 JEFFERSON | GRENSHAW | 138 | 138 | UG | 0.05 | 0 | 0 | 2500 kcmil HPFF | 0 | 0 | 0 | 0 | 0 | 0 | 0 | 0 | 0 | 0 | 0 | 0 | 0 | 0 | 0 | 0 | 0 | 0 | 0 | 0 | 0 | 0 | 0 | 12
NO |  | 32 | 2011 | 23 | 32 | 32 |  | 13805 SILVER LAKE | BARRINGTON | 138 | 138 | UG | 0.82 | 0 | 0 | 2500 kcmil HPFF | 0 | 0 | 0 | 0 | 0 | 0 | 0 | 0 | 0 | 0 | 0 | 0 | 0 | 0 | 0 | 0 | 0 | 0 | 0 | 0 | 0 | 0 | 0 | 12
NO |  | 32 | 2011 | 23 | 33 | 33 |  | 13806 SILVER LAKE | BARRINGTON | 138 | 138 | UG | 0.82 | 0 | 0 | 2500 kcmil HPFF | 0 | 0 | 0 | 0 | 0 | 0 | 0 | 0 | 0 | 0 | 0 | 0 | 0 | 0 | 0 | 0 | 0 | 0 | 0 | 0 | 0 | 0 | 0 | 12
NO |  | 32 | 2011 | 23 | 34 | 34 |  | 14807 WEST LOOP | CLYBOURN | 138 | 138 | UG | 1.57 | 0 | 1 | 1600 mm2 XLPE | 0 | 0 | 0 | 0 | 0 | 0 | 0 | 0 | 0 | 0 | 0 | 0 | 0 | 0 | 0 | 0 | 0 | 0 | 0 | 0 | 0 | 0 | 0 | 12
NO |  | 32 | 2011 | 23 | 35 | 35 |  | 14809 WEST LOOP | CLYBOURN | 138 | 138 | UG | 1.37 | 0 | 1 | 2500/350 kcmil HP | 0 | 0 | 0 | 0 | 0 | 0 | 0 | 0 | 0 | 0 | 0 | 0 | 0 | 0 | 0 | 0 | 0 | 0 | 0 | 0 | 0 | 0 | 0 | 12
NO |  | 32 | 2011 | 24 | 1 | 1 |  | 14812 WEST LOOP | ONTARIO | 138 | 138 | UG | 1.9 | 0 | 1 | 2500/2000 kcmil H | 0 | 0 | 0 | 0 | 0 | 0 | 0 | 0 | 0 | 0 | 0 | 0 | 0 | 0 | 0 | 0 | 0 | 0 | 0 | 0 | 0 | 0 | 0 | 12
NO |  | 32 | 2011 | 24 | 2 | 2 |  | 14813 WEST LOOP | ONTARIO | 138 | 138 | UG | 1.77 | 0 | 1 | 2500/2000 kcmil H | 0 | 0 | 0 | 0 | 0 | 0 | 0 | 0 | 0 | 0 | 0 | 0 | 0 | 0 | 0 | 0 | 0 | 0 | 0 | 0 | 0 | 0 | 0 | 12
NO |  | 32 | 2011 | 24 | 3 | 3 |  | 14818 WEST LOOP | CLYBOURN | 138 | 138 | UG | 3.29 | 0 | 1 | 2500 kcmil HPFF | 0 | 0 | 0 | 0 | 0 | 0 | 0 | 0 | 0 | 0 | 0 | 0 | 0 | 0 | 0 | 0 | 0 | 0 | 0 | 0 | 0 | 0 | 0 | 12
NO |  | 32 | 2011 | 24 | 4 | 4 |  | 14826 WEST LOOP | CROSBY | 138 | 138 | UG | 0.59 | 0 | 1 | 1600 MM2 XLPE | 0 | 0 | 0 | 0 | 0 | 0 | 0 | 0 | 0 | 0 | 0 | 0 | 0 | 0 | 0 | 0 | 0 | 0 | 0 | 0 | 0 | 0 | 0 | 12
NO |  | 32 | 2011 | 24 | 5 | 5 |  | 14828 WEST LOOP | CROSBY | 138 | 138 | UG | 0.6 | 0 | 1 | 1600 MM2 XLPE | 0 | 0 | 0 | 0 | 0 | 0 | 0 | 0 | 0 | 0 | 0 | 0 | 0 | 0 | 0 | 0 | 0 | 0 | 0 | 0 | 0 | 0 | 0 | 12
NO |  | 32 | 2011 | 24 | 6 | 6 |  | 15301 TAYLOR | GRENSHAW | 138 | 138 | UG | 0.2 | 0 | 1 | 1600 MM2 XLPE | 0 | 0 | 0 | 0 | 0 | 0 | 0 | 0 | 0 | 0 | 0 | 0 | 0 | 0 | 0 | 0 | 0 | 0 | 0 | 0 | 0 | 0 | 0 | 12
NO |  | 32 | 2011 | 24 | 7 | 7 |  | 15302 TAYLOR | JEFFERSON | 138 | 138 | UG | 0.91 | 0 | 1 | 2000 kcmil HPFF | 0 | 0 | 0 | 0 | 0 | 0 | 0 | 0 | 0 | 0 | 0 | 0 | 0 | 0 | 0 | 0 | 0 | 0 | 0 | 0 | 0 | 0 | 0 | 12
NO |  | 32 | 2011 | 24 | 8 | 8 |  | 15303 TAYLOR | JEFFERSON | 138 | 138 | UG | 0.5 | 0 | 1 | 2500 kcmil HPFF | 0 | 0 | 0 | 0 | 0 | 0 | 0 | 0 | 0 | 0 | 0 | 0 | 0 | 0 | 0 | 0 | 0 | 0 | 0 | 0 | 0 | 0 | 0 | 12
NO |  | 32 | 2011 | 24 | 9 | 9 |  | 15310 TAYLOR | GRENSHAW | 138 | 138 | UG | 0.19 | 0 | 1 | 1600 MM2 XLPE | 0 | 0 | 0 | 0 | 0 | 0 | 0 | 0 | 0 | 0 | 0 | 0 | 0 | 0 | 0 | 0 | 0 | 0 | 0 | 0 | 0 | 0 | 0 | 12
NO |  | 32 | 2011 | 24 | 10 | 10 |  | 15315 LASALLE | STATE | 138 | 138 | UG | 0.9 | 0 | 1 | 2500 kcmil HPFF | 0 | 0 | 0 | 0 | 0 | 0 | 0 | 0 | 0 | 0 | 0 | 0 | 0 | 0 | 0 | 0 | 0 | 0 | 0 | 0 | 0 | 0 | 0 | 12
NO |  | 32 | 2011 | 24 | 11 | 11 |  | 15315 TAYLOR | LASALLE | 138 | 138 | UG | 0.82 | 0 | 0 | 2500 kcmil HPFF | 0 | 0 | 0 | 0 | 0 | 0 | 0 | 0 | 0 | 0 | 0 | 0 | 0 | 0 | 0 | 0 | 0 | 0 | 0 | 0 | 0 | 0 | 0 | 12
NO |  | 32 | 2011 | 24 | 12 | 12 |  | 15316 TAYLOR | LASALLE | 138 | 138 | UG | 0.77 | 0 | 1 | 2500 kcmil HPFF | 0 | 0 | 0 | 0 | 0 | 0 | 0 | 0 | 0 | 0 | 0 | 0 | 0 | 0 | 0 | 0 | 0 | 0 | 0 | 0 | 0 | 0 | 0 | 12
NO |  | 32 | 2011 | 24 | 13 | 13 |  | 15317 TAYLOR | LASALLE | 138 | 138 | UG | 0.76 | 0 | 1 | 2500 kcmil HPFF | 0 | 0 | 0 | 0 | 0 | 0 | 0 | 0 | 0 | 0 | 0 | 0 | 0 | 0 | 0 | 0 | 0 | 0 | 0 | 0 | 0 | 0 | 0 | 12
NO |  | 32 | 2011 | 24 | 14 | 14 |  | 15317 LASALLE | STATE | 138 | 138 | UG | 0.91 | 0 | 0 | 2500 kcmil HPFF | 0 | 0 | 0 | 0 | 0 | 0 | 0 | 0 | 0 | 0 | 0 | 0 | 0 | 0 | 0 | 0 | 0 | 0 | 0 | 0 | 0 | 0 | 0 | 12
NO |  | 32 | 2011 | 24 | 15 | 15 |  | 15318 TAYLOR | LASALLE | 138 | 138 | UG | 0.78 | 0 | 1 | 2500 kcmil HPFF | 0 | 0 | 0 | 0 | 0 | 0 | 0 | 0 | 0 | 0 | 0 | 0 | 0 | 0 | 0 | 0 | 0 | 0 | 0 | 0 | 0 | 0 | 0 | 12
NO |  | 32 | 2011 | 24 | 16 | 16 |  | 17006 HARBOR | 61ST STREET | 138 | 138 | UG | 0.3 | 0 | 1 | 2000 kcmil HPFF | 0 | 0 | 0 | 0 | 0 | 0 | 0 | 0 | 0 | 0 | 0 | 0 | 0 | 0 | 0 | 0 | 0 | 0 | 0 | 0 | 0 | 0 | 0 | 12
NO |  | 32 | 2011 | 24 | 17 | 17 |  | 17008 61ST STREET | UNIVERSITY | 138 | 138 | UG | 2.4 | 0 | 0 | 2000 kcmil HPFF | 0 | 0 | 0 | 0 | 0 | 0 | 0 | 0 | 0 | 0 | 0 | 0 | 0 | 0 | 0 | 0 | 0 | 0 | 0 | 0 | 0 | 0 | 0 | 12
NO |  | 32 | 2011 | 24 | 18 | 18 |  | 17008 61ST STREET | UNIVERSITY | 138 | 138 | UG | 0.06 | 0 | 0 | 2000 kcmil HPFF | 0 | 0 | 0 | 0 | 0 | 0 | 0 | 0 | 0 | 0 | 0 | 0 | 0 | 0 | 0 | 0 | 0 | 0 | 0 | 0 | 0 | 0 | 0 | 12
NO |  | 32 | 2011 | 24 | 19 | 19 |  | 17401 UNIVERSITY | GRENSHAW | 138 | 138 | UG | 6.49 | 0 | 1 | 2500 kcmil HPFF | 0 | 0 | 0 | 0 | 0 | 0 | 0 | 0 | 0 | 0 | 0 | 0 | 0 | 0 | 0 | 0 | 0 | 0 | 0 | 0 | 0 | 0 | 0 | 12
NO |  | 32 | 2011 | 24 | 20 | 20 |  | 17404 UNIVERSITY | WASHINGTON PARK | 138 | 138 | UG | 2.07 | 0 | 1 | 2000 kcmil HPFF | 0 | 0 | 0 | 0 | 0 | 0 | 0 | 0 | 0 | 0 | 0 | 0 | 0 | 0 | 0 | 0 | 0 | 0 | 0 | 0 | 0 | 0 | 0 | 12
NO |  | 32 | 2011 | 24 | 21 | 21 |  | 17404 UNIVERSITY | WASHINGTON PARK | 138 | 138 | UG | 0.13 | 0 | 0 | 2000 kcmil HPFF | 0 | 0 | 0 | 0 | 0 | 0 | 0 | 0 | 0 | 0 | 0 | 0 | 0 | 0 | 0 | 0 | 0 | 0 | 0 | 0 | 0 | 0 | 0 | 12
NO |  | 32 | 2011 | 24 | 22 | 22 |  | 18505 SCHAUMBURG | SOUTH SCHAUMBURG | 138 | 138 | UG | 2.89 | 0 | 0 | 1150 kcmil HPFF | 0 | 0 | 0 | 0 | 0 | 0 | 0 | 0 | 0 | 0 | 0 | 0 | 0 | 0 | 0 | 0 | 0 | 0 | 0 | 0 | 0 | 0 | 0 | 12
NO |  | 32 | 2011 | 24 | 23 | 23 |  | 18506 SCHAUMBURG | SOUTH SCHAUMBURG | 138 | 138 | UG | 2.9 | 0 | 0 | 1150 kcmil HPFF | 0 | 0 | 0 | 0 | 0 | 0 | 0 | 0 | 0 | 0 | 0 | 0 | 0 | 0 | 0 | 0 | 0 | 0 | 0 | 0 | 0 | 0 | 0 | 12
NO |  | 32 | 2011 | 24 | 24 | 24 |  | 19209 RIDGELAND | OAK PARK | 138 | 138 | UG | 0.03 | 0 | 1 | 2000 kcmil HPFF | 0 | 0 | 0 | 0 | 0 | 0 | 0 | 0 | 0 | 0 | 0 | 0 | 0 | 0 | 0 | 0 | 0 | 0 | 0 | 0 | 0 | 0 | 0 | 12
NO |  | 32 | 2011 | 24 | 25 | 25 |  | 19209 RIDGELAND | OAK PARK | 138 | 138 | UG | 5.32 | 0 | 0 | 2000 kcmil HPFF | 0 | 0 | 0 | 0 | 0 | 0 | 0 | 0 | 0 | 0 | 0 | 0 | 0 | 0 | 0 | 0 | 0 | 0 | 0 | 0 | 0 | 0 | 0 | 12
NO |  | 32 | 2011 | 24 | 26 | 26 |  | 19801 DESPLAINES | NORRIDGE | 138 | 138 | UG | 0.14 | 0 | 1 | 2000 kcmil HPFF | 0 | 0 | 0 | 0 | 0 | 0 | 0 | 0 | 0 | 0 | 0 | 0 | 0 | 0 | 0 | 0 | 0 | 0 | 0 | 0 | 0 | 0 | 0 | 12
NO |  | 32 | 2011 | 0 | 36 | 36 |  | TOTAL |  | 0 | 0 |  | 2706.68 | 2172.51 | 359 |  | 109845564 | 1465985805 | 1575831369 | 0 | 21631714 | 440187 | 22071901 | 0 | 0 | 0 | 0 | 0 | 0 | 0 | 0 | 0 | 0 | 0 | 0 | 0 | 0 | 0 | 0 | 12
NO |  | 32 | 2011 | 7 | 32 | 32 |  | 94507 CRETE E.C. | N.I.P.S.CO. | 345 | 345 | ST | 0 | 4.54 | 1 | 1414 ACSR, 2156 A | 0 | 0 | 0 | 0 | 0 | 0 | 0 | 0 | 0 | 0 | 0 | 0 | 0 | 0 | 0 | 0 | 0 | 0 | 0 | 0 | 0 | 0 | 0 | 12
NO |  | 32 | 2011 | 8 | 3 | 3 |  | 15324 TAYLOR | FISK | 345 | 345 | UG | 2.2 | 0 | 0 | 1600mm2 XLPE | 0 | 0 | 0 | 0 | 0 | 0 | 0 | 0 | 0 | 0 | 0 | 0 | 0 | 0 | 0 | 0 | 0 | 0 | 0 | 0 | 0 | 0 | 0 | 12
NO |  | 32 | 2011 | 24 | 27 | 27 |  | 19801 DESPLAINES | NORRIDGE | 138 | 138 | UG | 4.53 | 0 | 0 | 2000 kcmil HPFF | 0 | 0 | 0 | 0 | 0 | 0 | 0 | 0 | 0 | 0 | 0 | 0 | 0 | 0 | 0 | 0 | 0 | 0 | 0 | 0 | 0 | 0 | 0 | 12
NO |  | 32 | 2011 | 7 | 33 | 33 |  | 94507 CRETE E.C. | N.I.P.S.CO. | 345 | 345 | SP | 0.42 | 0 | 0 | 1414 ACSR, 2156 A | 0 | 0 | 0 | 0 | 0 | 0 | 0 | 0 | 0 | 0 | 0 | 0 | 0 | 0 | 0 | 0 | 0 | 0 | 0 | 0 | 0 | 0 | 0 | 12
NO |  | 32 | 2011 | 8 | 4 | 4 |  | 17723 TAYLOR | GARFIELD | 345 | 345 | UG | 6.08 | 0 | 0 | 2500KCMIL | 0 | 0 | 0 | 0 | 0 | 0 | 0 | 0 | 0 | 0 | 0 | 0 | 0 | 0 | 0 | 0 | 0 | 0 | 0 | 0 | 0 | 0 | 0 | 12
NO |  | 32 | 2011 | 8 | 5 | 5 |  | 17724 TAYLOR | GARFIELD | 345 | 345 | UG | 6.08 | 0 | 0 | 2500KCMIL | 0 | 0 | 0 | 0 | 0 | 0 | 0 | 0 | 0 | 0 | 0 | 0 | 0 | 0 | 0 | 0 | 0 | 0 | 0 | 0 | 0 | 0 | 0 | 12
NI |  | 282 | 2011 | 0 | 1 | 1 |  | ALLEN SWITCH | RENNER SWITCH | 345 | 345 | S-T | 6.04 | 0 | 1 | 2-795 ACSR | 0 | 0 | 0 | 0 | 0 | 0 | 0 | 0 | 0 | 0 | 0 | 0 | 0 | 0 | 0 | 0 | 0 | 0 | 0 | 0 | 0 | 0 | 0 | 12
NI |  | 282 | 2011 | 0 | 2 | 2 |  | ALLEN SWITCH | PLANO TENNYSON | 345 | 345 | S-T | 16.72 | 0 | 1 | 2-1590 ACSR | 0 | 0 | 0 | 0 | 0 | 0 | 0 | 0 | 0 | 0 | 0 | 0 | 0 | 0 | 0 | 0 | 0 | 0 | 0 | 0 | 0 | 0 | 0 | 12
NI |  | 282 | 2011 | 0 | 3 | 3 |  | ANNA SWITCH | COLLIN SWITCH 345 | 345 | 345 | S-T | 20 | 0 | 1 | 2-795 ACSR | 0 | 0 | 0 | 0 | 0 | 0 | 0 | 0 | 0 | 0 | 0 | 0 | 0 | 0 | 0 | 0 | 0 | 0 | 0 | 0 | 0 | 0 | 0 | 12
NI |  | 282 | 2011 | 0 | 4 | 4 |  | BENBROOK SWITCH | PARKER SWITCH | 345 | 345 | S-T | 17.92 | 0 | 1 |  | 0 | 0 | 0 | 0 | 0 | 0 | 0 | 0 | 0 | 0 | 0 | 0 | 0 | 0 | 0 | 0 | 0 | 0 | 0 | 0 | 0 | 0 | 0 | 12
NI |  | 282 | 2011 | 0 | 5 | 5 |  | BENBROOK SWITCH | DECORDOVA SWITCH | 345 | 345 | S-T | 50.1 | 0 | 1 | 795 ACSR | 0 | 0 | 0 | 0 | 0 | 0 | 0 | 0 | 0 | 0 | 0 | 0 | 0 | 0 | 0 | 0 | 0 | 0 | 0 | 0 | 0 | 0 | 0 | 12
NI |  | 282 | 2011 | 0 | 6 | 6 |  | BENBROOK SWITCH | EVERMAN SWITCH | 345 | 345 | S-T | 29.16 | 0 | 1 | 795 ACSR | 0 | 0 | 0 | 0 | 0 | 0 | 0 | 0 | 0 | 0 | 0 | 0 | 0 | 0 | 0 | 0 | 0 | 0 | 0 | 0 | 0 | 0 | 0 | 12
NI |  | 282 | 2011 | 0 | 7 | 7 |  | BIG BROWN SWITCH | JEWETT | 345 | 345 | S-T | 32.94 | 0 | 1 |  | 0 | 0 | 0 | 0 | 0 | 0 | 0 | 0 | 0 | 0 | 0 | 0 | 0 | 0 | 0 | 0 | 0 | 0 | 0 | 0 | 0 | 0 | 0 | 12
NI |  | 282 | 2011 | 0 | 8 | 8 |  | BIG BROWN SWITCH | VENUS SWITCH | 345 | 345 | S-T | 0 | 77.89 | 1 | 795 MCM ACSR 26/7 | 0 | 0 | 0 | 0 | 0 | 0 | 0 | 0 | 0 | 0 | 0 | 0 | 0 | 0 | 0 | 0 | 0 | 0 | 0 | 0 | 0 | 0 | 0 | 12
NI |  | 282 | 2011 | 0 | 9 | 9 |  | BIG BROWN SWITCH | RICHLAND CHAMBERS SWITCH | 345 | 345 | S-T | 16.5 | 0 | 1 | 795 MCM ACSR 26/7 | 0 | 0 | 0 | 0 | 0 | 0 | 0 | 0 | 0 | 0 | 0 | 0 | 0 | 0 | 0 | 0 | 0 | 0 | 0 | 0 | 0 | 0 | 0 | 12
NI |  | 282 | 2011 | 0 | 10 | 10 |  | BIG BROWN SWITCH | JEWETT | 345 | 345 | S-T | 0 | 32.94 | 1 |  | 0 | 0 | 0 | 0 | 0 | 0 | 0 | 0 | 0 | 0 | 0 | 0 | 0 | 0 | 0 | 0 | 0 | 0 | 0 | 0 | 0 | 0 | 0 | 12
NI |  | 282 | 2011 | 0 | 11 | 11 |  | BIG BROWN SWITCH | VENUS SWITCH | 345 | 345 | S-T | 77.89 | 0 | 1 | 795 MCM ACSR 26/7 | 0 | 0 | 0 | 0 | 0 | 0 | 0 | 0 | 0 | 0 | 0 | 0 | 0 | 0 | 0 | 0 | 0 | 0 | 0 | 0 | 0 | 0 | 0 | 12
NI |  | 282 | 2011 | 0 | 12 | 12 |  | BIG BROWN SWITCH | RICHLAND CHAMBERS SWITCH | 345 | 345 | S-T | 0 | 16.5 | 1 |  | 0 | 0 | 0 | 0 | 0 | 0 | 0 | 0 | 0 | 0 | 0 | 0 | 0 | 0 | 0 | 0 | 0 | 0 | 0 | 0 | 0 | 0 | 0 | 12
NI |  | 282 | 2011 | 0 | 13 | 13 |  | BOWMAN SWITCH | RILEY (AEP) | 345 | 345 | S-H-F | 0 | 42.7 | 1 |  | 0 | 0 | 0 | 0 | 0 | 0 | 0 | 0 | 0 | 0 | 0 | 0 | 0 | 0 | 0 | 0 | 0 | 0 | 0 | 0 | 0 | 0 | 0 | 12
NI |  | 282 | 2011 | 0 | 14 | 14 |  | BOWMAN SWITCH | JACKSBORO SWITCH | 345 | 345 | S-H-F | 0 | 46.65 | 1 |  | 0 | 0 | 0 | 0 | 0 | 0 | 0 | 0 | 0 | 0 | 0 | 0 | 0 | 0 | 0 | 0 | 0 | 0 | 0 | 0 | 0 | 0 | 0 | 12
NI |  | 282 | 2011 | 0 | 15 | 15 |  | CARROLLTON NORTHWEST | LEWISVILLE SWITCH | 345 | 345 | S-T | 8.28 | 0 | 1 | 2-1590 MCM ACSR | 0 | 0 | 0 | 0 | 0 | 0 | 0 | 0 | 0 | 0 | 0 | 0 | 0 | 0 | 0 | 0 | 0 | 0 | 0 | 0 | 0 | 0 | 0 | 12
NI |  | 282 | 2011 | 0 | 16 | 16 |  | CARROLLTON NORTHWEST | RENNER | 345 | 345 | S-T | 15.95 | 0 | 1 | 2-759 MCM ACSR | 0 | 0 | 0 | 0 | 0 | 0 | 0 | 0 | 0 | 0 | 0 | 0 | 0 | 0 | 0 | 0 | 0 | 0 | 0 | 0 | 0 | 0 | 0 | 12
NI |  | 282 | 2011 | 0 | 17 | 17 |  | CARROLLTON NORTHWEST | COLLIN SES | 345 | 345 | S-T | 24.02 | 0 | 1 | 2-795 MCM ACSR | 0 | 0 | 0 | 0 | 0 | 0 | 0 | 0 | 0 | 0 | 0 | 0 | 0 | 0 | 0 | 0 | 0 | 0 | 0 | 0 | 0 | 0 | 0 | 12
NI |  | 282 | 2011 | 0 | 18 | 18 |  | CARROLLTON NORTHWEST | PLANO TENNYSON | 345 | 345 | S-T | 17.3 | 0 | 1 | 2-1590 MCM ACSR | 0 | 0 | 0 | 0 | 0 | 0 | 0 | 0 | 0 | 0 | 0 | 0 | 0 | 0 | 0 | 0 | 0 | 0 | 0 | 0 | 0 | 0 | 0 | 12
NI |  | 282 | 2011 | 0 | 19 | 19 |  | CEDAR HILL SWITCH | NORWOOD 345KV SWITCH | 345 | 345 | S-T | 10.23 | 0 | 1 | 2-1590 MCM ACSR | 0 | 0 | 0 | 0 | 0 | 0 | 0 | 0 | 0 | 0 | 0 | 0 | 0 | 0 | 0 | 0 | 0 | 0 | 0 | 0 | 0 | 0 | 0 | 12
NI |  | 282 | 2011 | 0 | 20 | 20 |  | CEDAR HILL SWITCH | WATERMILL | 345 | 345 | S-T | 17.3 | 0 | 1 |  | 0 | 0 | 0 | 0 | 0 | 0 | 0 | 0 | 0 | 0 | 0 | 0 | 0 | 0 | 0 | 0 | 0 | 0 | 0 | 0 | 0 | 0 | 0 | 12
NI |  | 282 | 2011 | 0 | 21 | 21 |  | CEDAR HILL SWITCH | VENUS SWITCH | 345 | 345 | S-T | 0 | 21.36 | 1 | 2-795 MCM ACSR | 0 | 0 | 0 | 0 | 0 | 0 | 0 | 0 | 0 | 0 | 0 | 0 | 0 | 0 | 0 | 0 | 0 | 0 | 0 | 0 | 0 | 0 | 0 | 12
NI |  | 282 | 2011 | 0 | 22 | 22 |  | CEDAR HILL SWITCH | DESOTO SWITCH | 345 | 345 | S-T | 10.4 | 0 | 1 |  | 0 | 0 | 0 | 0 | 0 | 0 | 0 | 0 | 0 | 0 | 0 | 0 | 0 | 0 | 0 | 0 | 0 | 0 | 0 | 0 | 0 | 0 | 0 | 12
NI |  | 282 | 2011 | 0 | 23 | 23 |  | CENTERVILLE ROAD SWITCH | FORNEY SWITCH | 345 | 345 | S-P | 14.88 | 0 | 1 |  | 0 | 0 | 0 | 0 | 0 | 0 | 0 | 0 | 0 | 0 | 0 | 0 | 0 | 0 | 0 | 0 | 0 | 0 | 0 | 0 | 0 | 0 | 0 | 12
NI |  | 282 | 2011 | 0 | 24 | 24 |  | SWEETWATER EAST SWITCH | CHAMPION CREEK SWITCH | 345 | 345 | S-T | 0 | 30.26 | 1 |  | 0 | 0 | 0 | 0 | 0 | 0 | 0 | 0 | 0 | 0 | 0 | 0 | 0 | 0 | 0 | 0 | 0 | 0 | 0 | 0 | 0 | 0 | 0 | 12
NI |  | 282 | 2011 | 0 | 25 | 25 |  | SWEETWATER EAST SWITCH | TONKAWA SWITCH | 345 | 345 | S-T | 32.1 | 0 | 1 |  | 0 | 0 | 0 | 0 | 0 | 0 | 0 | 0 | 0 | 0 | 0 | 0 | 0 | 0 | 0 | 0 | 0 | 0 | 0 | 0 | 0 | 0 | 0 | 12
NI |  | 282 | 2011 | 0 | 26 | 26 |  | SWEETWATER EAST SWITCH | TONKAWA SWITCH | 345 | 345 | S-T | 0 | 32.1 | 1 |  | 0 | 0 | 0 | 0 | 0 | 0 | 0 | 0 | 0 | 0 | 0 | 0 | 0 | 0 | 0 | 0 | 0 | 0 | 0 | 0 | 0 | 0 | 0 | 12
NI |  | 282 | 2011 | 0 | 27 | 27 |  | SWEETWATER EAST SWITCH | CENTRAL BLUFF SWITCH #1 | 345 | 345 | S-T | 38 | 0 | 1 |  | 0 | 0 | 0 | 0 | 0 | 0 | 0 | 0 | 0 | 0 | 0 | 0 | 0 | 0 | 0 | 0 | 0 | 0 | 0 | 0 | 0 | 0 | 0 | 12
NI |  | 282 | 2011 | 0 | 28 | 28 |  | SWEETWATER EAST SWITCH | CENTRAL BLUFF SWITCH #2 | 345 | 345 | S-T | 0 | 38 | 1 |  | 0 | 0 | 0 | 0 | 0 | 0 | 0 | 0 | 0 | 0 | 0 | 0 | 0 | 0 | 0 | 0 | 0 | 0 | 0 | 0 | 0 | 0 | 0 | 12
NI |  | 282 | 2011 | 0 | 29 | 29 |  | COMANCHE PEAK SWITCH | PARKER SWITCH | 345 | 345 | S-T | 41.59 | 0 | 1 | 1590 ACSR | 0 | 0 | 0 | 0 | 0 | 0 | 0 | 0 | 0 | 0 | 0 | 0 | 0 | 0 | 0 | 0 | 0 | 0 | 0 | 0 | 0 | 0 | 0 | 12
NI |  | 282 | 2011 | 0 | 30 | 30 |  | COMANCHE PEAK SWITCH | JOHNSON SWITCH | 345 | 345 | S-T | 0 | 22.4 | 1 |  | 0 | 0 | 0 | 0 | 0 | 0 | 0 | 0 | 0 | 0 | 0 | 0 | 0 | 0 | 0 | 0 | 0 | 0 | 0 | 0 | 0 | 0 | 0 | 12
NI |  | 282 | 2011 | 0 | 31 | 31 |  | COMANCHE PEAK SWITCH | DECORDOVA SWITCH | 345 | 345 | S-T | 27.86 | 0 | 1 | 1590 ACSR | 0 | 0 | 0 | 0 | 0 | 0 | 0 | 0 | 0 | 0 | 0 | 0 | 0 | 0 | 0 | 0 | 0 | 0 | 0 | 0 | 0 | 0 | 0 | 12
NI |  | 282 | 2011 | 0 | 32 | 32 |  | COMANCHE PEAK SWITCH | COMANCHE SWITCH | 345 | 345 | S-T | 45.54 | 0 | 1 | 2-795 ACSR | 0 | 0 | 0 | 0 | 0 | 0 | 0 | 0 | 0 | 0 | 0 | 0 | 0 | 0 | 0 | 0 | 0 | 0 | 0 | 0 | 0 | 0 | 0 | 12
NI |  | 282 | 2011 | 0 | 33 | 33 |  | COMANCHE SWITCH | RED CREEK | 345 | 345 | S-T | 0.5 | 0 | 1 |  | 0 | 0 | 0 | 0 | 0 | 0 | 0 | 0 | 0 | 0 | 0 | 0 | 0 | 0 | 0 | 0 | 0 | 0 | 0 | 0 | 0 | 0 | 0 | 12
NI |  | 282 | 2011 | 0 | 34 | 34 |  | DERMOTT SWITCH | SCURRY COUNTY SOUTH SWITCH | 345 | 345 | S-T | 32.8 | 0 | 1 |  | 0 | 0 | 0 | 0 | 0 | 0 | 0 | 0 | 0 | 0 | 0 | 0 | 0 | 0 | 0 | 0 | 0 | 0 | 0 | 0 | 0 | 0 | 0 | 12
NI |  | 282 | 2011 | 0 | 35 | 35 |  | DERMOTT SWITCH | SCURRY COUNTY SOUTH SWITCH | 345 | 345 | S-T | 0 | 32.8 | 1 |  | 0 | 0 | 0 | 0 | 0 | 0 | 0 | 0 | 0 | 0 | 0 | 0 | 0 | 0 | 0 | 0 | 0 | 0 | 0 | 0 | 0 | 0 | 0 | 12
NI |  | 282 | 2011 | 1 | 1 | 1 |  | EAGLE MOUNTAIN SWITCH | ROANOKE SWITCH | 345 | 345 | S-T | 38.87 | 0 | 1 |  | 0 | 0 | 0 | 0 | 0 | 0 | 0 | 0 | 0 | 0 | 0 | 0 | 0 | 0 | 0 | 0 | 0 | 0 | 0 | 0 | 0 | 0 | 0 | 12
NI |  | 282 | 2011 | 1 | 2 | 2 |  | ELKTON | FORNEY SWITCH | 345 | 345 | S-T | 91.69 | 0 | 1 | 795 MCM ACSR 26/7 | 0 | 0 | 0 | 0 | 0 | 0 | 0 | 0 | 0 | 0 | 0 | 0 | 0 | 0 | 0 | 0 | 0 | 0 | 0 | 0 | 0 | 0 | 0 | 12
NI |  | 282 | 2011 | 1 | 3 | 3 |  | EVERMAN SWITCH | CEDAR HILL SWITCH | 345 | 345 | S-T | 27.15 | 0 | 1 | 795 ACSR | 0 | 0 | 0 | 0 | 0 | 0 | 0 | 0 | 0 | 0 | 0 | 0 | 0 | 0 | 0 | 0 | 0 | 0 | 0 | 0 | 0 | 0 | 0 | 12
NI |  | 282 | 2011 | 1 | 4 | 4 |  | EVERMAN SWITCH | VENUS SWITCH | 345 | 345 | S-T | 0 | 17.22 | 1 | 795 ACSR | 0 | 0 | 0 | 0 | 0 | 0 | 0 | 0 | 0 | 0 | 0 | 0 | 0 | 0 | 0 | 0 | 0 | 0 | 0 | 0 | 0 | 0 | 0 | 12
NI |  | 282 | 2011 | 1 | 5 | 5 |  | EVERMAN SWITCH | VENUS SWITCH | 345 | 345 | S-T | 17.22 | 0 | 1 | 795 ACSR | 0 | 0 | 0 | 0 | 0 | 0 | 0 | 0 | 0 | 0 | 0 | 0 | 0 | 0 | 0 | 0 | 0 | 0 | 0 | 0 | 0 | 0 | 0 | 12
NI |  | 282 | 2011 | 1 | 6 | 6 |  | COMANCHE PEAK SWITCH | PARKER SWITCH | 345 | 345 | S-T | 0 | 41.19 | 1 |  | 0 | 0 | 0 | 0 | 0 | 0 | 0 | 0 | 0 | 0 | 0 | 0 | 0 | 0 | 0 | 0 | 0 | 0 | 0 | 0 | 0 | 0 | 0 | 12
NI |  | 282 | 2011 | 1 | 7 | 7 |  | COMANCHE PEAK SWITCH | EVERMAN SWITCH | 345 | 345 | S-T | 0 | 45.36 | 1 |  | 0 | 0 | 0 | 0 | 0 | 0 | 0 | 0 | 0 | 0 | 0 | 0 | 0 | 0 | 0 | 0 | 0 | 0 | 0 | 0 | 0 | 0 | 0 | 12
NI |  | 282 | 2011 | 1 | 8 | 8 |  | EVERMAN SWITCH | DECORDOVA SES | 345 | 345 | S-T | 38.66 | 0 | 1 | 1590 MCM ACSR | 0 | 0 | 0 | 0 | 0 | 0 | 0 | 0 | 0 | 0 | 0 | 0 | 0 | 0 | 0 | 0 | 0 | 0 | 0 | 0 | 0 | 0 | 0 | 12
NI |  | 282 | 2011 | 1 | 9 | 9 |  | FALCON SEABOARD | MIDLAND EAST | 345 | 345 | S-H-F | 48.47 | 0 | 1 |  | 0 | 0 | 0 | 0 | 0 | 0 | 0 | 0 | 0 | 0 | 0 | 0 | 0 | 0 | 0 | 0 | 0 | 0 | 0 | 0 | 0 | 0 | 0 | 12
NI |  | 282 | 2011 | 1 | 10 | 10 |  | FARMERSVILLE SWITCH | ROYSE SWITCH | 345 | 345 | S-T | 15.29 | 0 | 1 | 2-795 ACSR | 0 | 0 | 0 | 0 | 0 | 0 | 0 | 0 | 0 | 0 | 0 | 0 | 0 | 0 | 0 | 0 | 0 | 0 | 0 | 0 | 0 | 0 | 0 | 12
NI |  | 282 | 2011 | 1 | 11 | 11 |  | FARMERSVILLE SWITCH | ROYSE SWITCH | 345 | 345 | S-T | 0 | 15.29 | 1 | 2-795 ACSR | 0 | 0 | 0 | 0 | 0 | 0 | 0 | 0 | 0 | 0 | 0 | 0 | 0 | 0 | 0 | 0 | 0 | 0 | 0 | 0 | 0 | 0 | 0 | 12
NI |  | 282 | 2011 | 1 | 12 | 12 |  | FARMERSVILLE SWITCH | ANNA SWITCH | 345 | 345 | S-T | 19.9 | 0 | 1 | 2-1590 MCM ACSR | 0 | 0 | 0 | 0 | 0 | 0 | 0 | 0 | 0 | 0 | 0 | 0 | 0 | 0 | 0 | 0 | 0 | 0 | 0 | 0 | 0 | 0 | 0 | 12
NI |  | 282 | 2011 | 1 | 13 | 13 |  | FORNEY SWITCH | SEAGOVILLE SWITCH | 345 | 345 | S-T | 8.1 | 0 | 1 |  | 0 | 0 | 0 | 0 | 0 | 0 | 0 | 0 | 0 | 0 | 0 | 0 | 0 | 0 | 0 | 0 | 0 | 0 | 0 | 0 | 0 | 0 | 0 | 12
NI |  | 282 | 2011 | 1 | 14 | 14 |  | FORNEY SWITCH | FPLE FORNEY (COMBINED CYCL | 345 | 345 | S-T | 0 | 0.35 | 1 |  | 0 | 0 | 0 | 0 | 0 | 0 | 0 | 0 | 0 | 0 | 0 | 0 | 0 | 0 | 0 | 0 | 0 | 0 | 0 | 0 | 0 | 0 | 0 | 12
NI |  | 282 | 2011 | 1 | 15 | 15 |  | FORNEY SWITCH | FPLE FORNEY (COMBINED CYCL | 345 | 345 | S-T | 0.16 | 0 | 1 |  | 0 | 0 | 0 | 0 | 0 | 0 | 0 | 0 | 0 | 0 | 0 | 0 | 0 | 0 | 0 | 0 | 0 | 0 | 0 | 0 | 0 | 0 | 0 | 12
NI |  | 282 | 2011 | 1 | 16 | 16 |  | GRAHAM PLANT SES | COOK FIELD ROAD SWITCH | 345 | 345 | S-T | 0 | 50.46 | 1 |  | 0 | 0 | 0 | 0 | 0 | 0 | 0 | 0 | 0 | 0 | 0 | 0 | 0 | 0 | 0 | 0 | 0 | 0 | 0 | 0 | 0 | 0 | 0 | 12
NI |  | 282 | 2011 | 1 | 17 | 17 |  | GRAHAM PLANT SWITCH | GARVEY ROAD SWITCH | 345 | 345 | S-T | 0 | 17.46 | 1 |  | 0 | 0 | 0 | 0 | 0 | 0 | 0 | 0 | 0 | 0 | 0 | 0 | 0 | 0 | 0 | 0 | 0 | 0 | 0 | 0 | 0 | 0 | 0 | 12
NI |  | 282 | 2011 | 1 | 18 | 18 |  | GARVEY ROAD SWITCH | BOWMAN SWITCH | 345 | 345 | S-T | 0 | 28.94 | 1 |  | 0 | 0 | 0 | 0 | 0 | 0 | 0 | 0 | 0 | 0 | 0 | 0 | 0 | 0 | 0 | 0 | 0 | 0 | 0 | 0 | 0 | 0 | 0 | 12
NI |  | 282 | 2011 | 1 | 19 | 19 |  | GRAHAM PLANT SWITCH | PARKER SWITCH | 345 | 345 | S-T | 61.21 | 0 | 1 | 2-795 ACSR DRAKE | 0 | 0 | 0 | 0 | 0 | 0 | 0 | 0 | 0 | 0 | 0 | 0 | 0 | 0 | 0 | 0 | 0 | 0 | 0 | 0 | 0 | 0 | 0 | 12
NI |  | 282 | 2011 | 1 | 20 | 20 |  | GRAHAM PLANT SWITCH | LONG CREEK 345KV SWITCHING | 345 | 345 | S-T | 65.24 | 0 | 1 | 2-795 ACSR DRAKE | 0 | 0 | 0 | 0 | 0 | 0 | 0 | 0 | 0 | 0 | 0 | 0 | 0 | 0 | 0 | 0 | 0 | 0 | 0 | 0 | 0 | 0 | 0 | 12
NI |  | 282 | 2011 | 1 | 21 | 21 |  | GRAHAM PLANT SWITCH | TONKAWA SWITCH | 345 | 345 | S-H-F | 133.5 | 0 | 1 |  | 0 | 0 | 0 | 0 | 0 | 0 | 0 | 0 | 0 | 0 | 0 | 0 | 0 | 0 | 0 | 0 | 0 | 0 | 0 | 0 | 0 | 0 | 0 | 12
NI |  | 282 | 2011 | 1 | 22 | 22 |  | GRAHAM PLANT SWITCH | PARKER SWITCH | 345 | 345 | S-T | 0 | 60.93 | 1 |  | 0 | 0 | 0 | 0 | 0 | 0 | 0 | 0 | 0 | 0 | 0 | 0 | 0 | 0 | 0 | 0 | 0 | 0 | 0 | 0 | 0 | 0 | 0 | 12
NI |  | 282 | 2011 | 1 | 23 | 23 |  | GRAHAM PLANT SWITCH | JACKSBORO SWITCH | 345 | 345 | S-T | 35.66 | 0 | 1 | 1590 ACSR FALCON | 0 | 0 | 0 | 0 | 0 | 0 | 0 | 0 | 0 | 0 | 0 | 0 | 0 | 0 | 0 | 0 | 0 | 0 | 0 | 0 | 0 | 0 | 0 | 12
NI |  | 282 | 2011 | 1 | 24 | 24 |  | HENDERSON RANCH SWITCH | WILLOW CREEK SWITCH | 345 | 345 | S-T | 4.13 | 0 | 1 |  | 0 | 0 | 0 | 0 | 0 | 0 | 0 | 0 | 0 | 0 | 0 | 0 | 0 | 0 | 0 | 0 | 0 | 0 | 0 | 0 | 0 | 0 | 0 | 12
NI |  | 282 | 2011 | 1 | 25 | 25 |  | JACKSBORO SWITCH | WEST DENTON | 345 | 345 | S-T | 71.36 | 0 | 1 |  | 0 | 0 | 0 | 0 | 0 | 0 | 0 | 0 | 0 | 0 | 0 | 0 | 0 | 0 | 0 | 0 | 0 | 0 | 0 | 0 | 0 | 0 | 0 | 12
NI |  | 282 | 2011 | 1 | 26 | 26 |  | JACKSBORO SWITCH | HENDERSON RANCH SWITCH | 345 | 345 | S-T | 15.1 | 0 | 1 |  | 0 | 0 | 0 | 0 | 0 | 0 | 0 | 0 | 0 | 0 | 0 | 0 | 0 | 0 | 0 | 0 | 0 | 0 | 0 | 0 | 0 | 0 | 0 | 12
NI |  | 282 | 2011 | 1 | 27 | 27 |  | JACKSBORO SWITCH | WILLOW CREEK SWITCH | 345 | 345 | S-T | 19.1 | 0 | 1 |  | 0 | 0 | 0 | 0 | 0 | 0 | 0 | 0 | 0 | 0 | 0 | 0 | 0 | 0 | 0 | 0 | 0 | 0 | 0 | 0 | 0 | 0 | 0 | 12
NI |  | 282 | 2011 | 1 | 28 | 28 |  | JEWETT | TOMBALL | 345 | 345 | S-T | 0 | 16.02 | 1 | 795 MCM ACSR 26/7 | 0 | 0 | 0 | 0 | 0 | 0 | 0 | 0 | 0 | 0 | 0 | 0 | 0 | 0 | 0 | 0 | 0 | 0 | 0 | 0 | 0 | 0 | 0 | 12
NI |  | 282 | 2011 | 1 | 29 | 29 |  | JEWETT | RATTLESNAKE ROAD SWITCH | 345 | 345 | S-T | 49.66 | 0 | 1 |  | 0 | 0 | 0 | 0 | 0 | 0 | 0 | 0 | 0 | 0 | 0 | 0 | 0 | 0 | 0 | 0 | 0 | 0 | 0 | 0 | 0 | 0 | 0 | 12
NI |  | 282 | 2011 | 1 | 30 | 30 |  | JEWETT | WHARTON | 345 | 345 | S-T | 16.02 | 0 | 1 | 795 MCM ACSR 26/7 | 0 | 0 | 0 | 0 | 0 | 0 | 0 | 0 | 0 | 0 | 0 | 0 | 0 | 0 | 0 | 0 | 0 | 0 | 0 | 0 | 0 | 0 | 0 | 12
NI |  | 282 | 2011 | 1 | 31 | 31 |  | JEWETT | NUCOR 1 | 345 | 345 | S-T | 2.38 | 0 | 1 | 795 MCM ACSR 26/7 | 0 | 0 | 0 | 0 | 0 | 0 | 0 | 0 | 0 | 0 | 0 | 0 | 0 | 0 | 0 | 0 | 0 | 0 | 0 | 0 | 0 | 0 | 0 | 12
NI |  | 282 | 2011 | 1 | 32 | 32 |  | LAKE CREEK | RATTLESNAKE ROAD SWITCH | 345 | 345 | S-T | 1.65 | 0 | 1 |  | 0 | 0 | 0 | 0 | 0 | 0 | 0 | 0 | 0 | 0 | 0 | 0 | 0 | 0 | 0 | 0 | 0 | 0 | 0 | 0 | 0 | 0 | 0 | 12
NI |  | 282 | 2011 | 1 | 33 | 33 |  | LAKE CREEK | TRADINGHOUSE SWITCH | 345 | 345 | S-T | 0 | 9.54 | 1 | 795 MCM ACSR 26/7 | 0 | 0 | 0 | 0 | 0 | 0 | 0 | 0 | 0 | 0 | 0 | 0 | 0 | 0 | 0 | 0 | 0 | 0 | 0 | 0 | 0 | 0 | 0 | 12
NI |  | 282 | 2011 | 1 | 34 | 34 |  | LAKE CREEK | TEMPLE SWITCH | 345 | 345 | S-T | 65.92 | 0 | 1 | 2-795 MCM ACSR 26 | 0 | 0 | 0 | 0 | 0 | 0 | 0 | 0 | 0 | 0 | 0 | 0 | 0 | 0 | 0 | 0 | 0 | 0 | 0 | 0 | 0 | 0 | 0 | 12
NI |  | 282 | 2011 | 1 | 35 | 35 |  | LAKE CREEK | TRADINGHOUSE SWITCH | 345 | 345 | S-T | 0 | 8 | 1 | 795 MCM ACSR 26/7 | 0 | 0 | 0 | 0 | 0 | 0 | 0 | 0 | 0 | 0 | 0 | 0 | 0 | 0 | 0 | 0 | 0 | 0 | 0 | 0 | 0 | 0 | 0 | 12
NI |  | 282 | 2011 | 2 | 1 | 1 |  | LIGGETT SWITCH | NORWOOD 345KV SWITCH | 345 | 345 | S-T | 10.79 | 0 | 1 | 1590MCM ACSR | 0 | 0 | 0 | 0 | 0 | 0 | 0 | 0 | 0 | 0 | 0 | 0 | 0 | 0 | 0 | 0 | 0 | 0 | 0 | 0 | 0 | 0 | 0 | 12
NI |  | 282 | 2011 | 2 | 2 | 2 |  | LIMESTONE SES | WATERMILL | 345 | 345 | S-T | 89.15 | 0 | 1 | 2-1590 KCM ACSR | 0 | 0 | 0 | 0 | 0 | 0 | 0 | 0 | 0 | 0 | 0 | 0 | 0 | 0 | 0 | 0 | 0 | 0 | 0 | 0 | 0 | 0 | 0 | 12
NI |  | 282 | 2011 | 2 | 3 | 3 |  | LIMESTONE SES | WATERMILL | 345 | 345 | S-T | 0 | 89.15 | 1 | 2-1590 KCM ACSR | 0 | 0 | 0 | 0 | 0 | 0 | 0 | 0 | 0 | 0 | 0 | 0 | 0 | 0 | 0 | 0 | 0 | 0 | 0 | 0 | 0 | 0 | 0 | 12
NI |  | 282 | 2011 | 2 | 4 | 4 |  | LONG CREEK 345KV SWITCHING | MULBERRY CREEK SWITCH | 345 | 345 | S-T | 14.77 | 0 | 1 | 2-795 ACSR DRAKE | 0 | 0 | 0 | 0 | 0 | 0 | 0 | 0 | 0 | 0 | 0 | 0 | 0 | 0 | 0 | 0 | 0 | 0 | 0 | 0 | 0 | 0 | 0 | 12
NI |  | 282 | 2011 | 2 | 5 | 5 |  | LONG CREEK 345KV SWITCHING | COOK FIELD ROAD SWITCH | 345 | 345 | S-T | 0 | 14.78 | 1 |  | 0 | 0 | 0 | 0 | 0 | 0 | 0 | 0 | 0 | 0 | 0 | 0 | 0 | 0 | 0 | 0 | 0 | 0 | 0 | 0 | 0 | 0 | 0 | 12
NI |  | 282 | 2011 | 2 | 6 | 6 |  | LONGSHORE 345KV SWITCH | ODESSA EHV SWITCH | 345 | 345 | S-T | 55.18 | 0 | 1 |  | 0 | 0 | 0 | 0 | 0 | 0 | 0 | 0 | 0 | 0 | 0 | 0 | 0 | 0 | 0 | 0 | 0 | 0 | 0 | 0 | 0 | 0 | 0 | 12
NI |  | 282 | 2011 | 2 | 7 | 7 |  | MARTIN LAKE SWITCH | SHAMBURGER SWITCH | 345 | 345 | S-T | 43.51 | 0 | 1 | 1590 MCM ACSR 54/ | 0 | 0 | 0 | 0 | 0 | 0 | 0 | 0 | 0 | 0 | 0 | 0 | 0 | 0 | 0 | 0 | 0 | 0 | 0 | 0 | 0 | 0 | 0 | 12
NI |  | 282 | 2011 | 2 | 8 | 8 |  | MARTIN LAKE SWITCH | ELKTON | 345 | 345 | S-T | 95.66 | 0 | 1 | 1590 MCM ACSR 54/ | 0 | 0 | 0 | 0 | 0 | 0 | 0 | 0 | 0 | 0 | 0 | 0 | 0 | 0 | 0 | 0 | 0 | 0 | 0 | 0 | 0 | 0 | 0 | 12
NI |  | 282 | 2011 | 2 | 9 | 9 |  | MARTIN LAKE SWITCH | STRYKER CREEK SWITCH | 345 | 345 | S-T | 42.29 | 0 | 1 | 1590 MCM ACSR 54/ | 0 | 0 | 0 | 0 | 0 | 0 | 0 | 0 | 0 | 0 | 0 | 0 | 0 | 0 | 0 | 0 | 0 | 0 | 0 | 0 | 0 | 0 | 0 | 12
NI |  | 282 | 2011 | 2 | 10 | 10 |  | MARTIN LAKE SWITCH | MT. ENTERPRISE SW | 345 | 345 | S-T | 22.2 | 0 | 1 |  | 0 | 0 | 0 | 0 | 0 | 0 | 0 | 0 | 0 | 0 | 0 | 0 | 0 | 0 | 0 | 0 | 0 | 0 | 0 | 0 | 0 | 0 | 0 | 12
NI |  | 282 | 2011 | 2 | 11 | 11 |  | MARTIN LAKE SWITCH | TYLER GRANDE | 345 | 345 | S-T | 42.41 | 0 | 1 |  | 0 | 0 | 0 | 0 | 0 | 0 | 0 | 0 | 0 | 0 | 0 | 0 | 0 | 0 | 0 | 0 | 0 | 0 | 0 | 0 | 0 | 0 | 0 | 12
NI |  | 282 | 2011 | 2 | 12 | 12 |  | MIDLAND EAST | ODESSA EHV SWITCH | 345 | 345 | S-T | 60.21 | 0 | 1 |  | 0 | 0 | 0 | 0 | 0 | 0 | 0 | 0 | 0 | 0 | 0 | 0 | 0 | 0 | 0 | 0 | 0 | 0 | 0 | 0 | 0 | 0 | 0 | 12
NI |  | 282 | 2011 | 2 | 13 | 13 |  | MONTICELLO SES | ALLEN SWITCH | 345 | 345 | S-T | 96.15 | 0 | 1 | 2-795 ACSR | 0 | 0 | 0 | 0 | 0 | 0 | 0 | 0 | 0 | 0 | 0 | 0 | 0 | 0 | 0 | 0 | 0 | 0 | 0 | 0 | 0 | 0 | 0 | 12
NI |  | 282 | 2011 | 2 | 14 | 14 |  | MONTICELLO SES | SULPHUR SPRINGS SWITCH | 345 | 345 | S-T | 35 | 0 | 1 | 2-795 ACSR | 0 | 0 | 0 | 0 | 0 | 0 | 0 | 0 | 0 | 0 | 0 | 0 | 0 | 0 | 0 | 0 | 0 | 0 | 0 | 0 | 0 | 0 | 0 | 12
NI |  | 282 | 2011 | 2 | 15 | 15 |  | MONTICELLO SES | PARIS SWITCH | 345 | 345 | S-T | 34.67 | 0 | 1 | 2-795 ACSR | 0 | 0 | 0 | 0 | 0 | 0 | 0 | 0 | 0 | 0 | 0 | 0 | 0 | 0 | 0 | 0 | 0 | 0 | 0 | 0 | 0 | 0 | 0 | 12
NI |  | 282 | 2011 | 2 | 16 | 16 |  | MONTICELLO SES | FARMERSVILLE SWITCH | 345 | 345 | S-T | 0 | 43.24 | 1 | 2-795 ACSR | 0 | 0 | 0 | 0 | 0 | 0 | 0 | 0 | 0 | 0 | 0 | 0 | 0 | 0 | 0 | 0 | 0 | 0 | 0 | 0 | 0 | 0 | 0 | 12
NI |  | 282 | 2011 | 2 | 17 | 17 |  | MONTICELLO SES | FARMERSVILLE SWITCH | 345 | 345 | S-T | 43.24 | 0 | 1 | 2-1590 ACSR | 0 | 0 | 0 | 0 | 0 | 0 | 0 | 0 | 0 | 0 | 0 | 0 | 0 | 0 | 0 | 0 | 0 | 0 | 0 | 0 | 0 | 0 | 0 | 12
NI |  | 282 | 2011 | 2 | 18 | 18 |  | MORGAN CREEK SWITCH | CHAMPION CREEK SWITCH | 345 | 345 | S-T | 11.42 | 0 | 1 |  | 0 | 0 | 0 | 0 | 0 | 0 | 0 | 0 | 0 | 0 | 0 | 0 | 0 | 0 | 0 | 0 | 0 | 0 | 0 | 0 | 0 | 0 | 0 | 12
NI |  | 282 | 2011 | 2 | 19 | 19 |  | MORGAN CREEK SWITCH | BITTER CREEK SWITCHING STA | 345 | 345 | S-T | 34.5 | 0 | 1 |  | 0 | 0 | 0 | 0 | 0 | 0 | 0 | 0 | 0 | 0 | 0 | 0 | 0 | 0 | 0 | 0 | 0 | 0 | 0 | 0 | 0 | 0 | 0 | 12
NI |  | 282 | 2011 | 2 | 20 | 20 |  | MORGAN CREEK SWITCH | QUAIL SWITCH | 345 | 345 | S-T | 0 | 54.57 | 1 | 795 ACSR | 0 | 0 | 0 | 0 | 0 | 0 | 0 | 0 | 0 | 0 | 0 | 0 | 0 | 0 | 0 | 0 | 0 | 0 | 0 | 0 | 0 | 0 | 0 | 12
NI |  | 282 | 2011 | 2 | 21 | 21 |  | MORGAN CREEK SWITCH | FALCON SEABOARD | 345 | 345 | S-H-F | 43.05 | 0 | 1 |  | 0 | 0 | 0 | 0 | 0 | 0 | 0 | 0 | 0 | 0 | 0 | 0 | 0 | 0 | 0 | 0 | 0 | 0 | 0 | 0 | 0 | 0 | 0 | 12
NI |  | 282 | 2011 | 2 | 22 | 22 |  | MORGAN CREEK SWITCH | GASCONDADES SWITCH | 345 | 345 | S-T | 34.1 | 0 | 1 |  | 0 | 0 | 0 | 0 | 0 | 0 | 0 | 0 | 0 | 0 | 0 | 0 | 0 | 0 | 0 | 0 | 0 | 0 | 0 | 0 | 0 | 0 | 0 | 12
NI |  | 282 | 2011 | 2 | 23 | 23 |  | MORGAN CREEK SWITCH | LONGSHORE 345KV SWITCH | 345 | 345 | S-T | 36.07 | 0 | 1 |  | 0 | 0 | 0 | 0 | 0 | 0 | 0 | 0 | 0 | 0 | 0 | 0 | 0 | 0 | 0 | 0 | 0 | 0 | 0 | 0 | 0 | 0 | 0 | 12
NI |  | 282 | 2011 | 2 | 24 | 24 |  | SWEETWATER EAST SWITCH | BITTER CREEK SWITCHING STA | 345 | 345 | S-T | 0 | 8.1 | 1 |  | 0 | 0 | 0 | 0 | 0 | 0 | 0 | 0 | 0 | 0 | 0 | 0 | 0 | 0 | 0 | 0 | 0 | 0 | 0 | 0 | 0 | 0 | 0 | 12
NI |  | 282 | 2011 | 2 | 25 | 25 |  | SWEETWATER EAST SWITCH | MULBERRY CREEK SWITCH | 345 | 345 | S-T | 0 | 23.7 | 1 |  | 0 | 0 | 0 | 0 | 0 | 0 | 0 | 0 | 0 | 0 | 0 | 0 | 0 | 0 | 0 | 0 | 0 | 0 | 0 | 0 | 0 | 0 | 0 | 12
NI |  | 282 | 2011 | 2 | 26 | 26 |  | NACOGDOCHES SOUTHEAST | MT. ENTERPRISE SW | 345 | 345 | S-T | 30.52 | 0 | 1 |  | 0 | 0 | 0 | 0 | 0 | 0 | 0 | 0 | 0 | 0 | 0 | 0 | 0 | 0 | 0 | 0 | 0 | 0 | 0 | 0 | 0 | 0 | 0 | 12
NI |  | 282 | 2011 | 2 | 27 | 27 |  | NORWOOD 345KV SWITCH | CARROLLTON NORTHWEST | 345 | 345 | S-P | 20.99 | 0 | 1 | 2-1590 MCM ACSR | 0 | 0 | 0 | 0 | 0 | 0 | 0 | 0 | 0 | 0 | 0 | 0 | 0 | 0 | 0 | 0 | 0 | 0 | 0 | 0 | 0 | 0 | 0 | 12
NI |  | 282 | 2011 | 2 | 28 | 28 |  | NORWOOD 345KV SWITCH | WEST LEVEE | 345 | 345 | S-T | 7.4 | 0 | 1 |  | 0 | 0 | 0 | 0 | 0 | 0 | 0 | 0 | 0 | 0 | 0 | 0 | 0 | 0 | 0 | 0 | 0 | 0 | 0 | 0 | 0 | 0 | 0 | 12
NI |  | 282 | 2011 | 2 | 29 | 29 |  | ODESSA EHV SWITCH | ODESSA ECTOR POWER PARTNER | 345 | 345 | S-T | 0.16 | 0 | 1 |  | 0 | 0 | 0 | 0 | 0 | 0 | 0 | 0 | 0 | 0 | 0 | 0 | 0 | 0 | 0 | 0 | 0 | 0 | 0 | 0 | 0 | 0 | 0 | 12
NI |  | 282 | 2011 | 2 | 30 | 30 |  | ODESSA EHV SWITCH | ODESSA ECTOR POWER PARTNER | 345 | 345 | S-T | 0 | 0.16 | 1 |  | 0 | 0 | 0 | 0 | 0 | 0 | 0 | 0 | 0 | 0 | 0 | 0 | 0 | 0 | 0 | 0 | 0 | 0 | 0 | 0 | 0 | 0 | 0 | 12
NI |  | 282 | 2011 | 2 | 31 | 31 |  | PARIS SWITCH | VALLEY SWITCH 345 | 345 | 345 | S-T | 46.15 | 0 | 1 | 2-795 ACSR | 0 | 0 | 0 | 0 | 0 | 0 | 0 | 0 | 0 | 0 | 0 | 0 | 0 | 0 | 0 | 0 | 0 | 0 | 0 | 0 | 0 | 0 | 0 | 12
NI |  | 282 | 2011 | 2 | 32 | 32 |  | PARKER SWITCH | EAGLE MOUNTAIN SWITCH | 345 | 345 | S-T | 38.87 | 0 | 1 | 1590 ACSR | 0 | 0 | 0 | 0 | 0 | 0 | 0 | 0 | 0 | 0 | 0 | 0 | 0 | 0 | 0 | 0 | 0 | 0 | 0 | 0 | 0 | 0 | 0 | 12
NI |  | 282 | 2011 | 2 | 33 | 33 |  | PARKER SWITCH | ROANOKE SWITCH | 345 | 345 | S-T | 0 | 77.74 | 1 | 1590 ACSR | 0 | 0 | 0 | 0 | 0 | 0 | 0 | 0 | 0 | 0 | 0 | 0 | 0 | 0 | 0 | 0 | 0 | 0 | 0 | 0 | 0 | 0 | 0 | 12
NI |  | 282 | 2011 | 2 | 34 | 34 |  | PARKER SWITCH | BENBROOK SWITCH | 345 | 345 | S-T | 18.64 | 0 | 1 | 795 ACSR | 0 | 0 | 0 | 0 | 0 | 0 | 0 | 0 | 0 | 0 | 0 | 0 | 0 | 0 | 0 | 0 | 0 | 0 | 0 | 0 | 0 | 0 | 0 | 12
NI |  | 282 | 2011 | 2 | 35 | 35 |  | QUAIL SWITCH | ODESSA EHV SWITCH | 345 | 345 | S-T | 0 | 36.7 | 1 |  | 0 | 0 | 0 | 0 | 0 | 0 | 0 | 0 | 0 | 0 | 0 | 0 | 0 | 0 | 0 | 0 | 0 | 0 | 0 | 0 | 0 | 0 | 0 | 12
NI |  | 282 | 2011 | 3 | 1 | 1 |  | RICHLAND CHAMBERS SWITCH | TRINIDAD SWITCH | 345 | 345 | S-T | 10 | 0 | 1 | 795 MCM ACSR 26/7 | 0 | 0 | 0 | 0 | 0 | 0 | 0 | 0 | 0 | 0 | 0 | 0 | 0 | 0 | 0 | 0 | 0 | 0 | 0 | 0 | 0 | 0 | 0 | 12
NI |  | 282 | 2011 | 3 | 2 | 2 |  | RICHLAND CHAMBERS SWITCH | TRINIDAD SWITCH | 345 | 345 | S-T | 0 | 10 | 1 | 795 MCM ACSR 26/7 | 0 | 0 | 0 | 0 | 0 | 0 | 0 | 0 | 0 | 0 | 0 | 0 | 0 | 0 | 0 | 0 | 0 | 0 | 0 | 0 | 0 | 0 | 0 | 12
NI |  | 282 | 2011 | 3 | 3 | 3 |  | ROANOKE SWITCH | LEWISVILLE SWITCH | 345 | 345 | S-T | 18 | 0 | 1 | 2-1590 MCM ACSR | 0 | 0 | 0 | 0 | 0 | 0 | 0 | 0 | 0 | 0 | 0 | 0 | 0 | 0 | 0 | 0 | 0 | 0 | 0 | 0 | 0 | 0 | 0 | 12
NI |  | 282 | 2011 | 3 | 4 | 4 |  | ROCKY CREEK SWITCH | EVERMAN SWITCH | 345 | 345 | S-T | 33 | 0 | 1 | 2-795 ACSR DRAKE | 0 | 0 | 0 | 0 | 0 | 0 | 0 | 0 | 0 | 0 | 0 | 0 | 0 | 0 | 0 | 0 | 0 | 0 | 0 | 0 | 0 | 0 | 0 | 12
NI |  | 282 | 2011 | 3 | 5 | 5 |  | ROYSE SWITCH | ALLEN SWITCH | 345 | 345 | S-T | 45.54 | 0 | 1 | 2-795 ACSR | 0 | 0 | 0 | 0 | 0 | 0 | 0 | 0 | 0 | 0 | 0 | 0 | 0 | 0 | 0 | 0 | 0 | 0 | 0 | 0 | 0 | 0 | 0 | 12
NI |  | 282 | 2011 | 3 | 6 | 6 |  | ROYSE SWITCH | SHAMBURGER SWITCH | 345 | 345 | S-T | 81.47 | 0 | 1 | 795 MCM ACSR 26/7 | 0 | 0 | 0 | 0 | 0 | 0 | 0 | 0 | 0 | 0 | 0 | 0 | 0 | 0 | 0 | 0 | 0 | 0 | 0 | 0 | 0 | 0 | 0 | 12
NI |  | 282 | 2011 | 3 | 7 | 7 |  | ROYSE SWITCH | BEN DAVIS | 345 | 345 | S-T | 21.28 | 0 | 1 |  | 0 | 0 | 0 | 0 | 0 | 0 | 0 | 0 | 0 | 0 | 0 | 0 | 0 | 0 | 0 | 0 | 0 | 0 | 0 | 0 | 0 | 0 | 0 | 12
NI |  | 282 | 2011 | 3 | 8 | 8 |  | ROYSE SWITCH | FORNEY SWITCH | 345 | 345 | S-T | 0 | 17.19 | 1 | 2-795 ACSR | 0 | 0 | 0 | 0 | 0 | 0 | 0 | 0 | 0 | 0 | 0 | 0 | 0 | 0 | 0 | 0 | 0 | 0 | 0 | 0 | 0 | 0 | 0 | 12
NI |  | 282 | 2011 | 3 | 9 | 9 |  | ROYSE SWITCH | FORNEY SWITCH | 345 | 345 | S-T | 17.19 | 0 | 1 | 2-795 ACSR | 0 | 0 | 0 | 0 | 0 | 0 | 0 | 0 | 0 | 0 | 0 | 0 | 0 | 0 | 0 | 0 | 0 | 0 | 0 | 0 | 0 | 0 | 0 | 12
NI |  | 282 | 2011 | 3 | 10 | 10 |  | SALADO SWITCH | KILLEEN SWITCH | 345 | 345 | S-T | 0 | 15.7 | 1 |  | 0 | 0 | 0 | 0 | 0 | 0 | 0 | 0 | 0 | 0 | 0 | 0 | 0 | 0 | 0 | 0 | 0 | 0 | 0 | 0 | 0 | 0 | 0 | 12
NI |  | 282 | 2011 | 3 | 11 | 11 |  | SALADO SWITCH | HUTTO SWITCH | 345 | 345 | S-T | 0 | 36.4 | 1 |  | 0 | 0 | 0 | 0 | 0 | 0 | 0 | 0 | 0 | 0 | 0 | 0 | 0 | 0 | 0 | 0 | 0 | 0 | 0 | 0 | 0 | 0 | 0 | 12
NI |  | 282 | 2011 | 3 | 12 | 12 |  | SALADO SWITCH | KILLEEN SWITCH | 345 | 345 | S-T | 15.7 | 0 | 1 |  | 0 | 0 | 0 | 0 | 0 | 0 | 0 | 0 | 0 | 0 | 0 | 0 | 0 | 0 | 0 | 0 | 0 | 0 | 0 | 0 | 0 | 0 | 0 | 12
NI |  | 282 | 2011 | 3 | 13 | 13 |  | SALADO SWITCH | HUTTO SWITCH | 345 | 345 | S-T | 36.4 | 0 | 1 |  | 0 | 0 | 0 | 0 | 0 | 0 | 0 | 0 | 0 | 0 | 0 | 0 | 0 | 0 | 0 | 0 | 0 | 0 | 0 | 0 | 0 | 0 | 0 | 12
NI |  | 282 | 2011 | 3 | 14 | 14 |  | SANDOW SWITCH | AUSTROP | 345 | 345 | S-T | 0 | 18.83 | 1 | 795 MCM ACSR 26/7 | 0 | 0 | 0 | 0 | 0 | 0 | 0 | 0 | 0 | 0 | 0 | 0 | 0 | 0 | 0 | 0 | 0 | 0 | 0 | 0 | 0 | 0 | 0 | 12
NI |  | 282 | 2011 | 3 | 15 | 15 |  | SANDOW SWITCH | SANDOW SES | 345 | 345 | S-T | 0.89 | 0 | 1 | 795 MCM ACSR 26/7 | 0 | 0 | 0 | 0 | 0 | 0 | 0 | 0 | 0 | 0 | 0 | 0 | 0 | 0 | 0 | 0 | 0 | 0 | 0 | 0 | 0 | 0 | 0 | 12
NI |  | 282 | 2011 | 3 | 16 | 16 |  | SANDOW SWITCH | AUSTROP | 345 | 345 | S-T | 18.83 | 0 | 1 | 795 MCM ACSR 26/7 | 0 | 0 | 0 | 0 | 0 | 0 | 0 | 0 | 0 | 0 | 0 | 0 | 0 | 0 | 0 | 0 | 0 | 0 | 0 | 0 | 0 | 0 | 0 | 12
NI |  | 282 | 2011 | 3 | 17 | 17 |  | SANDOW SWITCH | BELL COUNTY EAST SWITCH | 345 | 345 | S-T | 0 | 25.4 | 1 |  | 0 | 0 | 0 | 0 | 0 | 0 | 0 | 0 | 0 | 0 | 0 | 0 | 0 | 0 | 0 | 0 | 0 | 0 | 0 | 0 | 0 | 0 | 0 | 12
NI |  | 282 | 2011 | 3 | 18 | 18 |  | TEMPLE SWITCH | BELL COUNTY EAST SWITCH | 345 | 345 | S-T | 0 | 12 | 1 |  | 0 | 0 | 0 | 0 | 0 | 0 | 0 | 0 | 0 | 0 | 0 | 0 | 0 | 0 | 0 | 0 | 0 | 0 | 0 | 0 | 0 | 0 | 0 | 12
NI |  | 282 | 2011 | 3 | 19 | 19 |  | TEMPLE SWITCH | SALADO SWITCH | 345 | 345 | S-T | 0 | 15.4 | 1 |  | 0 | 0 | 0 | 0 | 0 | 0 | 0 | 0 | 0 | 0 | 0 | 0 | 0 | 0 | 0 | 0 | 0 | 0 | 0 | 0 | 0 | 0 | 0 | 12
NI |  | 282 | 2011 | 3 | 20 | 20 |  | SHERRY SWITCH | EVERMAN SWITCH | 345 | 345 | S-T | 27.15 | 0 | 1 | 795 MCM ACSR | 0 | 0 | 0 | 0 | 0 | 0 | 0 | 0 | 0 | 0 | 0 | 0 | 0 | 0 | 0 | 0 | 0 | 0 | 0 | 0 | 0 | 0 | 0 | 12
NI |  | 282 | 2011 | 3 | 21 | 21 |  | STRYKER CREEK SWITCH | LUFKIN SWITCH | 345 | 345 | S-T | 46.07 | 0 | 1 | 795 MCM ACSR 26/7 | 0 | 0 | 0 | 0 | 0 | 0 | 0 | 0 | 0 | 0 | 0 | 0 | 0 | 0 | 0 | 0 | 0 | 0 | 0 | 0 | 0 | 0 | 0 | 12
NI |  | 282 | 2011 | 3 | 22 | 22 |  | SULPHUR SPRINGS SWITCH | ROYSE SWITCH | 345 | 345 | S-T | 124.34 | 0 | 1 | 2-795 ACSR | 0 | 0 | 0 | 0 | 0 | 0 | 0 | 0 | 0 | 0 | 0 | 0 | 0 | 0 | 0 | 0 | 0 | 0 | 0 | 0 | 0 | 0 | 0 | 12
NI |  | 282 | 2011 | 3 | 23 | 23 |  | LONG CREEK 345KV SWITCHING | SWEETWATER EAST SWITCH | 345 | 345 | S-T | 0 | 38.47 | 1 |  | 0 | 0 | 0 | 0 | 0 | 0 | 0 | 0 | 0 | 0 | 0 | 0 | 0 | 0 | 0 | 0 | 0 | 0 | 0 | 0 | 0 | 0 | 0 | 12
NI |  | 282 | 2011 | 3 | 24 | 24 |  | TEMPLE PECAN CREEK | TEMPLE SWITCH | 345 | 345 | S-T | 4.99 | 0 | 1 | 2-795 MCM ACSR 26 | 0 | 0 | 0 | 0 | 0 | 0 | 0 | 0 | 0 | 0 | 0 | 0 | 0 | 0 | 0 | 0 | 0 | 0 | 0 | 0 | 0 | 0 | 0 | 12
NI |  | 282 | 2011 | 3 | 25 | 25 |  | TEMPLE SWITCH | BELL COUNTY EAST SWITCH | 345 | 345 | S-T | 0 | 12 | 1 |  | 0 | 0 | 0 | 0 | 0 | 0 | 0 | 0 | 0 | 0 | 0 | 0 | 0 | 0 | 0 | 0 | 0 | 0 | 0 | 0 | 0 | 0 | 0 | 12
NI |  | 282 | 2011 | 3 | 26 | 26 |  | SANDOW SWITCH | BELL COUNTY EAST SWITCH | 345 | 345 | S-T | 25.4 | 0 | 1 |  | 0 | 0 | 0 | 0 | 0 | 0 | 0 | 0 | 0 | 0 | 0 | 0 | 0 | 0 | 0 | 0 | 0 | 0 | 0 | 0 | 0 | 0 | 0 | 12
NI |  | 282 | 2011 | 3 | 27 | 27 |  | TONKAWA SWITCH | MORGAN CREEK SWITCH | 345 | 345 | S-T | 21 | 0 | 1 |  | 0 | 0 | 0 | 0 | 0 | 0 | 0 | 0 | 0 | 0 | 0 | 0 | 0 | 0 | 0 | 0 | 0 | 0 | 0 | 0 | 0 | 0 | 0 | 12
NI |  | 282 | 2011 | 3 | 28 | 28 |  | TONKAWA SWITCH | SCURRY COUNTY SOUTH SWITCH | 345 | 345 | S-T | 15.2 | 0 | 1 |  | 0 | 0 | 0 | 0 | 0 | 0 | 0 | 0 | 0 | 0 | 0 | 0 | 0 | 0 | 0 | 0 | 0 | 0 | 0 | 0 | 0 | 0 | 0 | 12
NI |  | 282 | 2011 | 3 | 29 | 29 |  | TONKAWA SWITCH | SCURRY COUNTY SOUTH SWITCH | 345 | 345 | S-T | 0 | 15.2 | 1 |  | 0 | 0 | 0 | 0 | 0 | 0 | 0 | 0 | 0 | 0 | 0 | 0 | 0 | 0 | 0 | 0 | 0 | 0 | 0 | 0 | 0 | 0 | 0 | 12
NI |  | 282 | 2011 | 3 | 30 | 30 |  | TRADINGHOUSE SWITCH | VENUS SWITCH | 345 | 345 | S-T | 0 | 60.69 | 1 |  | 0 | 0 | 0 | 0 | 0 | 0 | 0 | 0 | 0 | 0 | 0 | 0 | 0 | 0 | 0 | 0 | 0 | 0 | 0 | 0 | 0 | 0 | 0 | 12
NI |  | 282 | 2011 | 3 | 31 | 31 |  | TRADINGHOUSE SWITCH | ELM MOTT | 345 | 345 | S-T | 14.94 | 0 | 1 | 795 MCM ACSR 26/7 | 0 | 0 | 0 | 0 | 0 | 0 | 0 | 0 | 0 | 0 | 0 | 0 | 0 | 0 | 0 | 0 | 0 | 0 | 0 | 0 | 0 | 0 | 0 | 12
NI |  | 282 | 2011 | 3 | 32 | 32 |  | TRADINGHOUSE SWITCH | VENUS SWITCH | 345 | 345 | S-T | 60.69 | 0 | 1 |  | 0 | 0 | 0 | 0 | 0 | 0 | 0 | 0 | 0 | 0 | 0 | 0 | 0 | 0 | 0 | 0 | 0 | 0 | 0 | 0 | 0 | 0 | 0 | 12
NI |  | 282 | 2011 | 3 | 33 | 33 |  | TRADINGHOUSE SWITCH | TEMPLE PECAN CREEK | 345 | 345 | S-T | 41.1 | 0 | 1 | 2-795 MCM ACSR 26 | 0 | 0 | 0 | 0 | 0 | 0 | 0 | 0 | 0 | 0 | 0 | 0 | 0 | 0 | 0 | 0 | 0 | 0 | 0 | 0 | 0 | 0 | 0 | 12
NI |  | 282 | 2011 | 3 | 34 | 34 |  | TRI CORNER | SEAGOVILLE SWITCH | 345 | 345 | S-T | 9.47 | 0 | 1 |  | 0 | 0 | 0 | 0 | 0 | 0 | 0 | 0 | 0 | 0 | 0 | 0 | 0 | 0 | 0 | 0 | 0 | 0 | 0 | 0 | 0 | 0 | 0 | 12
NI |  | 282 | 2011 | 3 | 35 | 35 |  | TRINIDAD SWITCH | STRYKER CREEK SWITCH | 345 | 345 | S-T | 68.62 | 0 | 1 | 795 MCM ACSR 26/7 | 0 | 0 | 0 | 0 | 0 | 0 | 0 | 0 | 0 | 0 | 0 | 0 | 0 | 0 | 0 | 0 | 0 | 0 | 0 | 0 | 0 | 0 | 0 | 12
NI |  | 282 | 2011 | 4 | 1 | 1 |  | TRINIDAD SWITCH | FOREST GROVE SWITCH | 345 | 345 | S-T | 15.24 | 0 | 1 | 1590 MCM ACSR 54/ | 0 | 0 | 0 | 0 | 0 | 0 | 0 | 0 | 0 | 0 | 0 | 0 | 0 | 0 | 0 | 0 | 0 | 0 | 0 | 0 | 0 | 0 | 0 | 12
NI |  | 282 | 2011 | 4 | 2 | 2 |  | TRINIDAD SWITCH | CORNER | 345 | 345 | S-T | 0 | 100.04 | 1 | 795 MCM ACSR 26/7 | 0 | 0 | 0 | 0 | 0 | 0 | 0 | 0 | 0 | 0 | 0 | 0 | 0 | 0 | 0 | 0 | 0 | 0 | 0 | 0 | 0 | 0 | 0 | 12
NI |  | 282 | 2011 | 4 | 3 | 3 |  | TRINIDAD SWITCH | MT. ENTERPRISE SW | 345 | 345 | S-T | 0 | 68.62 | 1 | 795 MCM ACSR 26/7 | 0 | 0 | 0 | 0 | 0 | 0 | 0 | 0 | 0 | 0 | 0 | 0 | 0 | 0 | 0 | 0 | 0 | 0 | 0 | 0 | 0 | 0 | 0 | 12
NI |  | 282 | 2011 | 4 | 4 | 4 |  | TRINIDAD SWITCH | WATERMILL | 345 | 345 | S-T | 100.04 | 0 | 1 | 795 MCM ACSR 26/7 | 0 | 0 | 0 | 0 | 0 | 0 | 0 | 0 | 0 | 0 | 0 | 0 | 0 | 0 | 0 | 0 | 0 | 0 | 0 | 0 | 0 | 0 | 0 | 12
NI |  | 282 | 2011 | 4 | 5 | 5 |  | TWIN OAK SES | JEWETT | 345 | 345 | S-T | 17.34 | 0 | 1 | 795 MCM ACSR 26/7 | 0 | 0 | 0 | 0 | 0 | 0 | 0 | 0 | 0 | 0 | 0 | 0 | 0 | 0 | 0 | 0 | 0 | 0 | 0 | 0 | 0 | 0 | 0 | 12
NI |  | 282 | 2011 | 4 | 6 | 6 |  | TWIN OAK SES | OAK GROVE SES | 345 | 345 | S-T | 0.1 | 0 | 1 |  | 0 | 0 | 0 | 0 | 0 | 0 | 0 | 0 | 0 | 0 | 0 | 0 | 0 | 0 | 0 | 0 | 0 | 0 | 0 | 0 | 0 | 0 | 0 | 12
NI |  | 282 | 2011 | 4 | 7 | 7 |  | TWIN OAK SES | OAK GROVE SES | 345 | 345 | S-T | 0.1 | 0 | 1 |  | 0 | 0 | 0 | 0 | 0 | 0 | 0 | 0 | 0 | 0 | 0 | 0 | 0 | 0 | 0 | 0 | 0 | 0 | 0 | 0 | 0 | 0 | 0 | 12
NI |  | 282 | 2011 | 4 | 8 | 8 |  | TYLER GRANDE | CORNER | 345 | 345 | S-T | 82.01 | 0 | 1 |  | 0 | 0 | 0 | 0 | 0 | 0 | 0 | 0 | 0 | 0 | 0 | 0 | 0 | 0 | 0 | 0 | 0 | 0 | 0 | 0 | 0 | 0 | 0 | 12
NI |  | 282 | 2011 | 4 | 9 | 9 |  | VALLEY SES | ANNA SWITCH | 345 | 345 | S-T | 56.62 | 0 | 1 | 2-959 ACSS | 0 | 0 | 0 | 0 | 0 | 0 | 0 | 0 | 0 | 0 | 0 | 0 | 0 | 0 | 0 | 0 | 0 | 0 | 0 | 0 | 0 | 0 | 0 | 12
NI |  | 282 | 2011 | 4 | 10 | 10 |  | VALLEY SOUTH | ANNA SWITCH | 345 | 345 | S-T | 42.5 | 0 | 1 |  | 0 | 0 | 0 | 0 | 0 | 0 | 0 | 0 | 0 | 0 | 0 | 0 | 0 | 0 | 0 | 0 | 0 | 0 | 0 | 0 | 0 | 0 | 0 | 12
NI |  | 282 | 2011 | 4 | 11 | 11 |  | VALLEY SOUTH | PARIS SWITCH | 345 | 345 | S-T | 47.6 | 0 | 1 |  | 0 | 0 | 0 | 0 | 0 | 0 | 0 | 0 | 0 | 0 | 0 | 0 | 0 | 0 | 0 | 0 | 0 | 0 | 0 | 0 | 0 | 0 | 0 | 12
NI |  | 282 | 2011 | 4 | 12 | 12 |  | VALLEY SOUTH | FARMERSVILLE SWITCH | 345 | 345 | S-T | 26.5 | 0 | 1 | 2-795 ACSR | 0 | 0 | 0 | 0 | 0 | 0 | 0 | 0 | 0 | 0 | 0 | 0 | 0 | 0 | 0 | 0 | 0 | 0 | 0 | 0 | 0 | 0 | 0 | 12
NI |  | 282 | 2011 | 4 | 13 | 13 |  | VALLEY SWITCH 345 | VALLEY SOUTH | 345 | 345 | S-T | 45 | 0 | 1 | 2-795 ACSR | 0 | 0 | 0 | 0 | 0 | 0 | 0 | 0 | 0 | 0 | 0 | 0 | 0 | 0 | 0 | 0 | 0 | 0 | 0 | 0 | 0 | 0 | 0 | 12
NI |  | 282 | 2011 | 4 | 14 | 14 |  | VENUS SWITCH | SHERRY SWITCH | 345 | 345 | S-T | 19.69 | 0 | 1 | 2-795 MCM ACSR | 0 | 0 | 0 | 0 | 0 | 0 | 0 | 0 | 0 | 0 | 0 | 0 | 0 | 0 | 0 | 0 | 0 | 0 | 0 | 0 | 0 | 0 | 0 | 12
NI |  | 282 | 2011 | 4 | 15 | 15 |  | VENUS SWITCH | JOHNSON SWITCH | 345 | 345 | S-T | 24.11 | 0 | 1 |  | 0 | 0 | 0 | 0 | 0 | 0 | 0 | 0 | 0 | 0 | 0 | 0 | 0 | 0 | 0 | 0 | 0 | 0 | 0 | 0 | 0 | 0 | 0 | 12
NI |  | 282 | 2011 | 4 | 16 | 16 |  | VENUS SWITCH | LIGGETT SWITCH | 345 | 345 | S-T | 0 | 27.87 | 1 |  | 0 | 0 | 0 | 0 | 0 | 0 | 0 | 0 | 0 | 0 | 0 | 0 | 0 | 0 | 0 | 0 | 0 | 0 | 0 | 0 | 0 | 0 | 0 | 12
NI |  | 282 | 2011 | 4 | 17 | 17 |  | VENUS SWITCH | LIGGETT SWITCH | 345 | 345 | S-T | 27.87 | 0 | 1 |  | 0 | 0 | 0 | 0 | 0 | 0 | 0 | 0 | 0 | 0 | 0 | 0 | 0 | 0 | 0 | 0 | 0 | 0 | 0 | 0 | 0 | 0 | 0 | 12
NI |  | 282 | 2011 | 4 | 18 | 18 |  | WATERMILL | WEST LEVEE | 345 | 345 | S-P | 17.61 | 0 | 1 | 1590 MCM ACSR | 0 | 0 | 0 | 0 | 0 | 0 | 0 | 0 | 0 | 0 | 0 | 0 | 0 | 0 | 0 | 0 | 0 | 0 | 0 | 0 | 0 | 0 | 0 | 12
NI |  | 282 | 2011 | 4 | 19 | 19 |  | WATERMILL | CORNER | 345 | 345 | S-T | 22.8 | 0 | 1 | 2-959 ACSS | 0 | 0 | 0 | 0 | 0 | 0 | 0 | 0 | 0 | 0 | 0 | 0 | 0 | 0 | 0 | 0 | 0 | 0 | 0 | 0 | 0 | 0 | 0 | 12
NI |  | 282 | 2011 | 4 | 20 | 20 |  | WATERMILL | SARGENT ROAD | 345 | 345 | S-T | 9.88 | 0 | 1 |  | 0 | 0 | 0 | 0 | 0 | 0 | 0 | 0 | 0 | 0 | 0 | 0 | 0 | 0 | 0 | 0 | 0 | 0 | 0 | 0 | 0 | 0 | 0 | 12
NI |  | 282 | 2011 | 4 | 21 | 21 |  | WATERMILL | DESOTO SWITCH | 345 | 345 | S-T | 6.8 | 0 | 1 |  | 0 | 0 | 0 | 0 | 0 | 0 | 0 | 0 | 0 | 0 | 0 | 0 | 0 | 0 | 0 | 0 | 0 | 0 | 0 | 0 | 0 | 0 | 0 | 12
NI |  | 282 | 2011 | 4 | 22 | 22 |  | WEST LEVEE | SARGENT ROAD | 345 | 345 | S-T | 5.04 | 0 | 1 |  | 0 | 0 | 0 | 0 | 0 | 0 | 0 | 0 | 0 | 0 | 0 | 0 | 0 | 0 | 0 | 0 | 0 | 0 | 0 | 0 | 0 | 0 | 0 | 12
NI |  | 282 | 2011 | 4 | 23 | 23 |  | WILLOW CREEK SWITCH | WISE | 345 | 345 | S-T | 0 | 0.17 | 1 |  | 0 | 0 | 0 | 0 | 0 | 0 | 0 | 0 | 0 | 0 | 0 | 0 | 0 | 0 | 0 | 0 | 0 | 0 | 0 | 0 | 0 | 0 | 0 | 12
NI |  | 282 | 2011 | 4 | 24 | 24 |  | WILLOW CREEK SWITCH | WISE | 345 | 345 | S-T | 0.17 | 0 | 1 |  | 0 | 0 | 0 | 0 | 0 | 0 | 0 | 0 | 0 | 0 | 0 | 0 | 0 | 0 | 0 | 0 | 0 | 0 | 0 | 0 | 0 | 0 | 0 | 12
NI |  | 282 | 2011 | 4 | 25 | 25 |  | WILLOW CREEK SWITCH | PARKER SWITCH | 345 | 345 | S-T | 0 | 22.27 | 1 |  | 0 | 0 | 0 | 0 | 0 | 0 | 0 | 0 | 0 | 0 | 0 | 0 | 0 | 0 | 0 | 0 | 0 | 0 | 0 | 0 | 0 | 0 | 0 | 12
NI |  | 282 | 2011 | 4 | 26 | 26 |  | WILLOW CREEK SWITCH | PARKER SWITCH | 345 | 345 | S-H-F | 22.27 | 0 | 1 | 2-795 ACSR DRAKE | 0 | 0 | 0 | 0 | 0 | 0 | 0 | 0 | 0 | 0 | 0 | 0 | 0 | 0 | 0 | 0 | 0 | 0 | 0 | 0 | 0 | 0 | 0 | 12
NI |  | 282 | 2011 | 4 | 27 | 27 |  | WOLF HOLLOW SWITCH | ROCKY CREEK SWITCH | 345 | 345 | S-T | 47 | 0 | 1 |  | 0 | 0 | 0 | 0 | 0 | 0 | 0 | 0 | 0 | 0 | 0 | 0 | 0 | 0 | 0 | 0 | 0 | 0 | 0 | 0 | 0 | 0 | 0 | 12
NI |  | 282 | 2011 | 4 | 28 | 28 |  | WOLF HOLLOW SWITCH | COMANCHE PEAK SWITCH | 345 | 345 | S-T | 7.26 | 0 | 1 |  | 0 | 0 | 0 | 0 | 0 | 0 | 0 | 0 | 0 | 0 | 0 | 0 | 0 | 0 | 0 | 0 | 0 | 0 | 0 | 0 | 0 | 0 | 0 | 12
NI |  | 282 | 2011 | 4 | 29 | 29 |  | ALLEN SWITCH | BEN DAVIS | 138 | 138 | S-P | 19.53 | 0 | 1 |  | 0 | 0 | 0 | 0 | 0 | 0 | 0 | 0 | 0 | 0 | 0 | 0 | 0 | 0 | 0 | 0 | 0 | 0 | 0 | 0 | 0 | 0 | 0 | 12
NI |  | 282 | 2011 | 4 | 30 | 30 |  | ALLEN SWITCH | ANNA SWITCH | 138 | 138 | S-P | 0 | 22 | 1 |  | 0 | 0 | 0 | 0 | 0 | 0 | 0 | 0 | 0 | 0 | 0 | 0 | 0 | 0 | 0 | 0 | 0 | 0 | 0 | 0 | 0 | 0 | 0 | 12
NI |  | 282 | 2011 | 4 | 31 | 31 |  | ALLEN SWITCH | PLANO WEST | 138 | 138 | S-T | 5 | 0 | 1 |  | 0 | 0 | 0 | 0 | 0 | 0 | 0 | 0 | 0 | 0 | 0 | 0 | 0 | 0 | 0 | 0 | 0 | 0 | 0 | 0 | 0 | 0 | 0 | 12
NI |  | 282 | 2011 | 4 | 32 | 32 |  | ALLEN SWITCH | PLANO WEST | 138 | 138 | S-T | 0 | 7.06 | 1 |  | 0 | 0 | 0 | 0 | 0 | 0 | 0 | 0 | 0 | 0 | 0 | 0 | 0 | 0 | 0 | 0 | 0 | 0 | 0 | 0 | 0 | 0 | 0 | 12
NI |  | 282 | 2011 | 4 | 33 | 33 |  | ALLEN SWITCH | RENNER SWITCH | 138 | 138 | S-T | 0 | 6.04 | 1 | 1033.5 ACSR | 0 | 0 | 0 | 0 | 0 | 0 | 0 | 0 | 0 | 0 | 0 | 0 | 0 | 0 | 0 | 0 | 0 | 0 | 0 | 0 | 0 | 0 | 0 | 12
NI |  | 282 | 2011 | 4 | 34 | 34 |  | ALLEN SWITCH | RICHARDSON EAST | 138 | 138 | S-T | 11.37 | 0 | 1 | 795 ACSR | 0 | 0 | 0 | 0 | 0 | 0 | 0 | 0 | 0 | 0 | 0 | 0 | 0 | 0 | 0 | 0 | 0 | 0 | 0 | 0 | 0 | 0 | 0 | 12
NI |  | 282 | 2011 | 4 | 35 | 35 |  | ALLEN SWITCH | ANNA SWITCH | 138 | 138 | S-P | 20.4 | 0 | 1 |  | 0 | 0 | 0 | 0 | 0 | 0 | 0 | 0 | 0 | 0 | 0 | 0 | 0 | 0 | 0 | 0 | 0 | 0 | 0 | 0 | 0 | 0 | 0 | 12
NI |  | 282 | 2011 | 5 | 1 | 1 |  | ALVORD | WICHITA FALLS SOUTH SWITCH | 138 | 138 | W-H-F | 72.46 | 0 | 1 |  | 0 | 0 | 0 | 0 | 0 | 0 | 0 | 0 | 0 | 0 | 0 | 0 | 0 | 0 | 0 | 0 | 0 | 0 | 0 | 0 | 0 | 0 | 0 | 12
NI |  | 282 | 2011 | 5 | 2 | 2 |  | ALVORD | WISE COUNTY SWITCH | 138 | 138 | W-H-F | 9.72 | 0 | 1 |  | 0 | 0 | 0 | 0 | 0 | 0 | 0 | 0 | 0 | 0 | 0 | 0 | 0 | 0 | 0 | 0 | 0 | 0 | 0 | 0 | 0 | 0 | 0 | 12
NI |  | 282 | 2011 | 5 | 3 | 3 |  | ANDREWS NORTH | NO TREES SWITCH | 138 | 138 | W-H-F | 27.63 | 0 | 1 |  | 0 | 0 | 0 | 0 | 0 | 0 | 0 | 0 | 0 | 0 | 0 | 0 | 0 | 0 | 0 | 0 | 0 | 0 | 0 | 0 | 0 | 0 | 0 | 12
NI |  | 282 | 2011 | 5 | 4 | 4 |  | ANNA SWITCH | PAYNE SWITCH | 138 | 138 | W-H-F | 29.5 | 0 | 1 | 795 MCM ACSR | 0 | 0 | 0 | 0 | 0 | 0 | 0 | 0 | 0 | 0 | 0 | 0 | 0 | 0 | 0 | 0 | 0 | 0 | 0 | 0 | 0 | 0 | 0 | 12
NI |  | 282 | 2011 | 5 | 5 | 5 |  | ANNA SWITCH | PAYNE SWITCH | 138 | 138 | W-H-F | 0 | 21.8 | 1 |  | 0 | 0 | 0 | 0 | 0 | 0 | 0 | 0 | 0 | 0 | 0 | 0 | 0 | 0 | 0 | 0 | 0 | 0 | 0 | 0 | 0 | 0 | 0 | 12
NI |  | 282 | 2011 | 5 | 6 | 6 |  | ARGYLE | KRUM TAP 138KV SWITCH | 138 | 138 | W-H-F | 8.1 | 0 | 1 |  | 0 | 0 | 0 | 0 | 0 | 0 | 0 | 0 | 0 | 0 | 0 | 0 | 0 | 0 | 0 | 0 | 0 | 0 | 0 | 0 | 0 | 0 | 0 | 12
NI |  | 282 | 2011 | 5 | 7 | 7 |  | KRUM TAP 138KV SWITCH | SPRING | 138 | 138 | W-H-F | 19.32 | 0 | 1 |  | 0 | 0 | 0 | 0 | 0 | 0 | 0 | 0 | 0 | 0 | 0 | 0 | 0 | 0 | 0 | 0 | 0 | 0 | 0 | 0 | 0 | 0 | 0 | 12
NI |  | 282 | 2011 | 5 | 8 | 8 |  | ARGYLE | LEWISVILLE SWITCH | 138 | 138 | W-H-F | 7.48 | 0 | 1 | 336.4 MCM ACSR | 0 | 0 | 0 | 0 | 0 | 0 | 0 | 0 | 0 | 0 | 0 | 0 | 0 | 0 | 0 | 0 | 0 | 0 | 0 | 0 | 0 | 0 | 0 | 12
NI |  | 282 | 2011 | 5 | 9 | 9 |  | ARGYLE | DENTON T.M.P.A. | 138 | 138 | S-P | 6.43 | 0 | 1 |  | 0 | 0 | 0 | 0 | 0 | 0 | 0 | 0 | 0 | 0 | 0 | 0 | 0 | 0 | 0 | 0 | 0 | 0 | 0 | 0 | 0 | 0 | 0 | 12
NI |  | 282 | 2011 | 5 | 10 | 10 |  | BARTON SWITCH | ORAN | 138 | 138 | W-H-F | 35.28 | 0 | 1 |  | 0 | 0 | 0 | 0 | 0 | 0 | 0 | 0 | 0 | 0 | 0 | 0 | 0 | 0 | 0 | 0 | 0 | 0 | 0 | 0 | 0 | 0 | 0 | 12
NI |  | 282 | 2011 | 5 | 11 | 11 |  | BELL COUNTY SWITCH | GABRIEL | 138 | 138 | W-H-F | 35.25 | 0 | 1 |  | 0 | 0 | 0 | 0 | 0 | 0 | 0 | 0 | 0 | 0 | 0 | 0 | 0 | 0 | 0 | 0 | 0 | 0 | 0 | 0 | 0 | 0 | 0 | 12
NI |  | 282 | 2011 | 5 | 12 | 12 |  | BELTON | KILLEEN SWITCH | 138 | 138 | W-H-F | 20.2 | 0 | 1 | 795 MCM ACSR 26/7 | 0 | 0 | 0 | 0 | 0 | 0 | 0 | 0 | 0 | 0 | 0 | 0 | 0 | 0 | 0 | 0 | 0 | 0 | 0 | 0 | 0 | 0 | 0 | 12
NI |  | 282 | 2011 | 5 | 13 | 13 |  | BELTON | KILLEEN SWITCH | 138 | 138 | W-H-F | 0 | 17.22 | 1 | 795 MCM ACSR 26/7 | 0 | 0 | 0 | 0 | 0 | 0 | 0 | 0 | 0 | 0 | 0 | 0 | 0 | 0 | 0 | 0 | 0 | 0 | 0 | 0 | 0 | 0 | 0 | 12
NI |  | 282 | 2011 | 5 | 14 | 14 |  | BENBROOK SWITCH | HEMPHILL | 138 | 138 | S-T | 12.81 | 0 | 1 | 795 ACSR | 0 | 0 | 0 | 0 | 0 | 0 | 0 | 0 | 0 | 0 | 0 | 0 | 0 | 0 | 0 | 0 | 0 | 0 | 0 | 0 | 0 | 0 | 0 | 12
NI |  | 282 | 2011 | 5 | 15 | 15 |  | BENBROOK SWITCH | MISTLETOE HEIGHTS | 138 | 138 | S-T | 11.45 | 0 | 1 | 795 ACSR | 0 | 0 | 0 | 0 | 0 | 0 | 0 | 0 | 0 | 0 | 0 | 0 | 0 | 0 | 0 | 0 | 0 | 0 | 0 | 0 | 0 | 0 | 0 | 12
NI |  | 282 | 2011 | 5 | 16 | 16 |  | BENBROOK SWITCH | WEDGWOOD SWITCH | 138 | 138 | S-T | 5.66 | 0 | 1 | 795 ACSR | 0 | 0 | 0 | 0 | 0 | 0 | 0 | 0 | 0 | 0 | 0 | 0 | 0 | 0 | 0 | 0 | 0 | 0 | 0 | 0 | 0 | 0 | 0 | 12
NI |  | 282 | 2011 | 5 | 17 | 17 |  | BENBROOK SWITCH | WEDGWOOD SWITCH | 138 | 138 | S-T | 5.66 | 0 | 1 | 795 ACSR | 0 | 0 | 0 | 0 | 0 | 0 | 0 | 0 | 0 | 0 | 0 | 0 | 0 | 0 | 0 | 0 | 0 | 0 | 0 | 0 | 0 | 0 | 0 | 12
NI |  | 282 | 2011 | 5 | 18 | 18 |  | BENNETT ROAD SWITCH | KRUM TAP 138KV SWITCH | 138 | 138 | C-P | 44.57 | 0 | 1 |  | 0 | 0 | 0 | 0 | 0 | 0 | 0 | 0 | 0 | 0 | 0 | 0 | 0 | 0 | 0 | 0 | 0 | 0 | 0 | 0 | 0 | 0 | 0 | 12
NI |  | 282 | 2011 | 5 | 19 | 19 |  | BENNETT ROAD SWITCH | WISE COUNTY SWITCH | 138 | 138 | C-P | 12.63 | 0 | 1 |  | 0 | 0 | 0 | 0 | 0 | 0 | 0 | 0 | 0 | 0 | 0 | 0 | 0 | 0 | 0 | 0 | 0 | 0 | 0 | 0 | 0 | 0 | 0 | 12
NI |  | 282 | 2011 | 5 | 20 | 20 |  | BIG SPRING SWITCH | BIG SPRING WEST | 138 | 138 | W-H-F | 9.81 | 0 | 1 |  | 0 | 0 | 0 | 0 | 0 | 0 | 0 | 0 | 0 | 0 | 0 | 0 | 0 | 0 | 0 | 0 | 0 | 0 | 0 | 0 | 0 | 0 | 0 | 12
NI |  | 282 | 2011 | 5 | 21 | 21 |  | BIG SPRING WEST | STANTON EAST SWITCH | 138 | 138 | W-H-F | 37.26 | 0 | 1 |  | 0 | 0 | 0 | 0 | 0 | 0 | 0 | 0 | 0 | 0 | 0 | 0 | 0 | 0 | 0 | 0 | 0 | 0 | 0 | 0 | 0 | 0 | 0 | 12
NI |  | 282 | 2011 | 5 | 22 | 22 |  | BIG SPRING SWITCH | STANTON EAST SWITCH | 138 | 138 | W-P | 21.53 | 0 | 1 |  | 0 | 0 | 0 | 0 | 0 | 0 | 0 | 0 | 0 | 0 | 0 | 0 | 0 | 0 | 0 | 0 | 0 | 0 | 0 | 0 | 0 | 0 | 0 | 12
NI |  | 282 | 2011 | 5 | 23 | 23 |  | BLUFF CREEK SWITCH | WILLOW VALLEY SWITCH | 138 | 138 | W-H-F | 45.13 | 0 | 1 | 636ACSR | 0 | 0 | 0 | 0 | 0 | 0 | 0 | 0 | 0 | 0 | 0 | 0 | 0 | 0 | 0 | 0 | 0 | 0 | 0 | 0 | 0 | 0 | 0 | 12
NI |  | 282 | 2011 | 5 | 24 | 24 |  | BLUFF CREEK SWITCH | ENNIS CREEK SWITCH | 138 | 138 | W-H-F | 10 | 0 | 1 |  | 0 | 0 | 0 | 0 | 0 | 0 | 0 | 0 | 0 | 0 | 0 | 0 | 0 | 0 | 0 | 0 | 0 | 0 | 0 | 0 | 0 | 0 | 0 | 12
NI |  | 282 | 2011 | 5 | 25 | 25 |  | CEDAR HILL SWITCH | MAYFIELD | 138 | 138 | S-P | 9.39 | 0 | 1 |  | 0 | 0 | 0 | 0 | 0 | 0 | 0 | 0 | 0 | 0 | 0 | 0 | 0 | 0 | 0 | 0 | 0 | 0 | 0 | 0 | 0 | 0 | 0 | 12
NI |  | 282 | 2011 | 5 | 26 | 26 |  | BOWMAN SWITCH | PLEASANT VALLEY SWITCH | 138 | 138 | S-T | 8.92 | 0 | 1 | 795 ACSR | 0 | 0 | 0 | 0 | 0 | 0 | 0 | 0 | 0 | 0 | 0 | 0 | 0 | 0 | 0 | 0 | 0 | 0 | 0 | 0 | 0 | 0 | 0 | 12
NI |  | 282 | 2011 | 5 | 27 | 27 |  | BOWMAN SWITCH | LAKE WICHITA SWITCH | 138 | 138 | S-T | 5.63 | 0 | 1 | 795 ACSR | 0 | 0 | 0 | 0 | 0 | 0 | 0 | 0 | 0 | 0 | 0 | 0 | 0 | 0 | 0 | 0 | 0 | 0 | 0 | 0 | 0 | 0 | 0 | 12
NI |  | 282 | 2011 | 5 | 28 | 28 |  | BOWMAN SWITCH | WICHITA FALLS SOUTH SWITCH | 138 | 138 | W-H-F | 7.19 | 0 | 1 | 795 ACSR | 0 | 0 | 0 | 0 | 0 | 0 | 0 | 0 | 0 | 0 | 0 | 0 | 0 | 0 | 0 | 0 | 0 | 0 | 0 | 0 | 0 | 0 | 0 | 12
NI |  | 282 | 2011 | 5 | 29 | 29 |  | BOWMAN SWITCH | WICHITA FALLS COGEN | 138 | 138 | S-T | 3.81 | 0 | 1 | 795 ACSR | 0 | 0 | 0 | 0 | 0 | 0 | 0 | 0 | 0 | 0 | 0 | 0 | 0 | 0 | 0 | 0 | 0 | 0 | 0 | 0 | 0 | 0 | 0 | 12
NI |  | 282 | 2011 | 5 | 30 | 30 |  | BRAND | KINDER MORGAN COMBINED CYC | 138 | 138 | W-P | 0.06 | 0 | 1 |  | 0 | 0 | 0 | 0 | 0 | 0 | 0 | 0 | 0 | 0 | 0 | 0 | 0 | 0 | 0 | 0 | 0 | 0 | 0 | 0 | 0 | 0 | 0 | 12
NI |  | 282 | 2011 | 5 | 31 | 31 |  | BROWNWOOD | BROWNWOOD SWITCH | 138 | 138 | W-H-F | 12.19 | 0 | 1 | 336.4 ACSR | 0 | 0 | 0 | 0 | 0 | 0 | 0 | 0 | 0 | 0 | 0 | 0 | 0 | 0 | 0 | 0 | 0 | 0 | 0 | 0 | 0 | 0 | 0 | 12
NI |  | 282 | 2011 | 5 | 32 | 32 |  | BROWNWOOD SWITCH | GOLDTHWAITE | 138 | 138 | W-H-F | 29.54 | 0 | 1 | 336.4 ACSR | 0 | 0 | 0 | 0 | 0 | 0 | 0 | 0 | 0 | 0 | 0 | 0 | 0 | 0 | 0 | 0 | 0 | 0 | 0 | 0 | 0 | 0 | 0 | 12
NI |  | 282 | 2011 | 5 | 33 | 33 |  | BROWNWOOD SWITCH | SANTA ANNA | 138 | 138 | W-H-F | 7.78 | 0 | 1 |  | 0 | 0 | 0 | 0 | 0 | 0 | 0 | 0 | 0 | 0 | 0 | 0 | 0 | 0 | 0 | 0 | 0 | 0 | 0 | 0 | 0 | 0 | 0 | 12
NI |  | 282 | 2011 | 5 | 34 | 34 |  | CALMONT SWITCH | BENBROOK SWITCH | 138 | 138 | S-T | 0 | 4.71 | 1 | 1798 ACAR | 0 | 0 | 0 | 0 | 0 | 0 | 0 | 0 | 0 | 0 | 0 | 0 | 0 | 0 | 0 | 0 | 0 | 0 | 0 | 0 | 0 | 0 | 0 | 12
NI |  | 282 | 2011 | 5 | 35 | 35 |  | CALMONT SWITCH | BENBROOK SWITCH | 138 | 138 | S-T | 4.71 | 0 | 1 | 1798 ACAR | 0 | 0 | 0 | 0 | 0 | 0 | 0 | 0 | 0 | 0 | 0 | 0 | 0 | 0 | 0 | 0 | 0 | 0 | 0 | 0 | 0 | 0 | 0 | 12
NI |  | 282 | 2011 | 6 | 1 | 1 |  | CARROLLTON EAST SWITCH | RENNER SWITCH | 138 | 138 | S-T | 6.87 | 0 | 1 |  | 0 | 0 | 0 | 0 | 0 | 0 | 0 | 0 | 0 | 0 | 0 | 0 | 0 | 0 | 0 | 0 | 0 | 0 | 0 | 0 | 0 | 0 | 0 | 12
NI |  | 282 | 2011 | 6 | 2 | 2 |  | CARROLLTON EAST SWITCH | RENNER SWITCH | 138 | 138 | S-T | 0 | 6.79 | 1 |  | 0 | 0 | 0 | 0 | 0 | 0 | 0 | 0 | 0 | 0 | 0 | 0 | 0 | 0 | 0 | 0 | 0 | 0 | 0 | 0 | 0 | 0 | 0 | 12
NI |  | 282 | 2011 | 6 | 3 | 3 |  | CARROLLTON EAST SWITCH | RENNER | 138 | 138 | S-T | 11.71 | 0 | 1 |  | 0 | 0 | 0 | 0 | 0 | 0 | 0 | 0 | 0 | 0 | 0 | 0 | 0 | 0 | 0 | 0 | 0 | 0 | 0 | 0 | 0 | 0 | 0 | 12
NI |  | 282 | 2011 | 6 | 4 | 4 |  | CARROLLTON EAST SWITCH | NORTHHAVEN SWITCH | 138 | 138 | S-T | 6.58 | 0 | 1 |  | 0 | 0 | 0 | 0 | 0 | 0 | 0 | 0 | 0 | 0 | 0 | 0 | 0 | 0 | 0 | 0 | 0 | 0 | 0 | 0 | 0 | 0 | 0 | 12
NI |  | 282 | 2011 | 6 | 5 | 5 |  | CARROLLTON NORTHWEST | MONETARY SWITCH | 138 | 138 | S-T | 0 | 3.65 | 1 |  | 0 | 0 | 0 | 0 | 0 | 0 | 0 | 0 | 0 | 0 | 0 | 0 | 0 | 0 | 0 | 0 | 0 | 0 | 0 | 0 | 0 | 0 | 0 | 12
NI |  | 282 | 2011 | 6 | 6 | 6 |  | CARROLLTON NORTHWEST | MONETARY SWITCH | 138 | 138 | S-T | 3.65 | 0 | 1 |  | 0 | 0 | 0 | 0 | 0 | 0 | 0 | 0 | 0 | 0 | 0 | 0 | 0 | 0 | 0 | 0 | 0 | 0 | 0 | 0 | 0 | 0 | 0 | 12
NI |  | 282 | 2011 | 6 | 7 | 7 |  | CARROLLTON NORTHWEST | LEWISVILLE TI | 138 | 138 | S-H-F | 7.59 | 0 | 1 |  | 0 | 0 | 0 | 0 | 0 | 0 | 0 | 0 | 0 | 0 | 0 | 0 | 0 | 0 | 0 | 0 | 0 | 0 | 0 | 0 | 0 | 0 | 0 | 12
NI |  | 282 | 2011 | 6 | 8 | 8 |  | CARROLLTON NORTHWEST | NORTH LAKE SWITCH | 138 | 138 | S-P | 0 | 3.6 | 1 |  | 0 | 0 | 0 | 0 | 0 | 0 | 0 | 0 | 0 | 0 | 0 | 0 | 0 | 0 | 0 | 0 | 0 | 0 | 0 | 0 | 0 | 0 | 0 | 12
NI |  | 282 | 2011 | 6 | 9 | 9 |  | CARROLLTON NORTHWEST | NORTH LAKE SWITCH | 138 | 138 | S-T | 3.6 | 0 | 1 |  | 0 | 0 | 0 | 0 | 0 | 0 | 0 | 0 | 0 | 0 | 0 | 0 | 0 | 0 | 0 | 0 | 0 | 0 | 0 | 0 | 0 | 0 | 0 | 12
NI |  | 282 | 2011 | 6 | 10 | 10 |  | CARROLLTON NORTHWEST | HIGHLANDS | 138 | 138 | S-T | 4.79 | 0 | 1 |  | 0 | 0 | 0 | 0 | 0 | 0 | 0 | 0 | 0 | 0 | 0 | 0 | 0 | 0 | 0 | 0 | 0 | 0 | 0 | 0 | 0 | 0 | 0 | 12
NI |  | 282 | 2011 | 6 | 11 | 11 |  | CARROLLTON NORTHWEST | LEWISVILLE SWITCH | 138 | 138 | S-T | 8.28 | 0 | 1 |  | 0 | 0 | 0 | 0 | 0 | 0 | 0 | 0 | 0 | 0 | 0 | 0 | 0 | 0 | 0 | 0 | 0 | 0 | 0 | 0 | 0 | 0 | 0 | 12
NI |  | 282 | 2011 | 6 | 12 | 12 |  | CARROLLTON NORTHWEST | CARROLLTON EAST SWITCH | 138 | 138 | S-T | 5.95 | 0 | 1 |  | 0 | 0 | 0 | 0 | 0 | 0 | 0 | 0 | 0 | 0 | 0 | 0 | 0 | 0 | 0 | 0 | 0 | 0 | 0 | 0 | 0 | 0 | 0 | 12
NI |  | 282 | 2011 | 6 | 13 | 13 |  | CEDAR CREST SWITCH | SARGENT ROAD | 138 | 138 | S-T | 1.82 | 0 | 1 |  | 0 | 0 | 0 | 0 | 0 | 0 | 0 | 0 | 0 | 0 | 0 | 0 | 0 | 0 | 0 | 0 | 0 | 0 | 0 | 0 | 0 | 0 | 0 | 12
NI |  | 282 | 2011 | 6 | 14 | 14 |  | CEDAR CREST SWITCH | DEALEY | 138 | 138 | S-T | 3.55 | 0 | 1 |  | 0 | 0 | 0 | 0 | 0 | 0 | 0 | 0 | 0 | 0 | 0 | 0 | 0 | 0 | 0 | 0 | 0 | 0 | 0 | 0 | 0 | 0 | 0 | 12
NI |  | 282 | 2011 | 6 | 15 | 15 |  | CEDAR CREST SWITCH | INDUSTRIAL | 138 | 138 | S-T | 3.13 | 0 | 1 |  | 0 | 0 | 0 | 0 | 0 | 0 | 0 | 0 | 0 | 0 | 0 | 0 | 0 | 0 | 0 | 0 | 0 | 0 | 0 | 0 | 0 | 0 | 0 | 12
NI |  | 282 | 2011 | 6 | 16 | 16 |  | CEDAR HILL | DESOTO SWITCH | 138 | 138 | W-H-F | 6.17 | 0 | 1 | 1033 MCM ACSR | 0 | 0 | 0 | 0 | 0 | 0 | 0 | 0 | 0 | 0 | 0 | 0 | 0 | 0 | 0 | 0 | 0 | 0 | 0 | 0 | 0 | 0 | 0 | 12
NI |  | 282 | 2011 | 6 | 17 | 17 |  | CEDAR HILL | MIDLOTHIAN NORTH | 138 | 138 | S-P | 0 | 16.38 | 1 | 795 MCM ACSR | 0 | 0 | 0 | 0 | 0 | 0 | 0 | 0 | 0 | 0 | 0 | 0 | 0 | 0 | 0 | 0 | 0 | 0 | 0 | 0 | 0 | 0 | 0 | 12
NI |  | 282 | 2011 | 6 | 18 | 18 |  | CEDAR HILL | SORCEY ROAD | 138 | 138 | S-P | 2.84 | 0 | 1 | 795 MCM ACSR | 0 | 0 | 0 | 0 | 0 | 0 | 0 | 0 | 0 | 0 | 0 | 0 | 0 | 0 | 0 | 0 | 0 | 0 | 0 | 0 | 0 | 0 | 0 | 12
NI |  | 282 | 2011 | 6 | 19 | 19 |  | CEDAR HILL | DESOTO SWITCH | 138 | 138 | S-P | 6.17 | 0 | 1 |  | 0 | 0 | 0 | 0 | 0 | 0 | 0 | 0 | 0 | 0 | 0 | 0 | 0 | 0 | 0 | 0 | 0 | 0 | 0 | 0 | 0 | 0 | 0 | 12
NI |  | 282 | 2011 | 6 | 20 | 20 |  | CEDAR HILL SWITCH | LIGGETT SWITCH | 138 | 138 | S-P | 14.77 | 0 | 1 |  | 0 | 0 | 0 | 0 | 0 | 0 | 0 | 0 | 0 | 0 | 0 | 0 | 0 | 0 | 0 | 0 | 0 | 0 | 0 | 0 | 0 | 0 | 0 | 12
NI |  | 282 | 2011 | 6 | 21 | 21 |  | CEDAR HILL SWITCH | VENUS SWITCH | 138 | 138 | S-T | 28.97 | 0 | 1 | 795 MCM ACSR | 0 | 0 | 0 | 0 | 0 | 0 | 0 | 0 | 0 | 0 | 0 | 0 | 0 | 0 | 0 | 0 | 0 | 0 | 0 | 0 | 0 | 0 | 0 | 12
NI |  | 282 | 2011 | 6 | 22 | 22 |  | CEDAR HILL SWITCH | SORCEY ROAD | 138 | 138 | S-P | 0 | 2.84 | 1 |  | 0 | 0 | 0 | 0 | 0 | 0 | 0 | 0 | 0 | 0 | 0 | 0 | 0 | 0 | 0 | 0 | 0 | 0 | 0 | 0 | 0 | 0 | 0 | 12
NI |  | 282 | 2011 | 6 | 23 | 23 |  | CEDAR HILL SWITCH | FISH CREEK | 138 | 138 | S-T | 6.36 | 0 | 1 |  | 0 | 0 | 0 | 0 | 0 | 0 | 0 | 0 | 0 | 0 | 0 | 0 | 0 | 0 | 0 | 0 | 0 | 0 | 0 | 0 | 0 | 0 | 0 | 12
NI |  | 282 | 2011 | 6 | 24 | 24 |  | CEDAR HILL SWITCH | SOUTH HAMPTON | 138 | 138 | S-T | 7.63 | 0 | 1 |  | 0 | 0 | 0 | 0 | 0 | 0 | 0 | 0 | 0 | 0 | 0 | 0 | 0 | 0 | 0 | 0 | 0 | 0 | 0 | 0 | 0 | 0 | 0 | 12
NI |  | 282 | 2011 | 6 | 25 | 25 |  | CENTERVILLE ROAD SWITCH | KIRKLAND PARK | 138 | 138 | S-P | 13.38 | 0 | 1 | 1033.5 ACSR | 0 | 0 | 0 | 0 | 0 | 0 | 0 | 0 | 0 | 0 | 0 | 0 | 0 | 0 | 0 | 0 | 0 | 0 | 0 | 0 | 0 | 0 | 0 | 12
NI |  | 282 | 2011 | 6 | 26 | 26 |  | CENTERVILLE ROAD SWITCH | KIRKLAND PARK | 138 | 138 | S-P | 0 | 9.42 | 1 | 1033.5 ACSR | 0 | 0 | 0 | 0 | 0 | 0 | 0 | 0 | 0 | 0 | 0 | 0 | 0 | 0 | 0 | 0 | 0 | 0 | 0 | 0 | 0 | 0 | 0 | 12
NI |  | 282 | 2011 | 6 | 27 | 27 |  | CERAMIC | WICHITA FALLS PPG | 138 | 138 | W-H-F | 1.4 | 0 | 1 | 795 ASCR | 0 | 0 | 0 | 0 | 0 | 0 | 0 | 0 | 0 | 0 | 0 | 0 | 0 | 0 | 0 | 0 | 0 | 0 | 0 | 0 | 0 | 0 | 0 | 12
NI |  | 282 | 2011 | 6 | 28 | 28 |  | CHINA GROVE SWITCH | SNYDER | 138 | 138 | W-H-F | 0 | 17.97 | 1 |  | 0 | 0 | 0 | 0 | 0 | 0 | 0 | 0 | 0 | 0 | 0 | 0 | 0 | 0 | 0 | 0 | 0 | 0 | 0 | 0 | 0 | 0 | 0 | 12
NI |  | 282 | 2011 | 6 | 29 | 29 |  | CHINA GROVE SWITCH | BLUFF CREEK SWITCH | 138 | 138 | W-H-F | 18.13 | 0 | 1 |  | 0 | 0 | 0 | 0 | 0 | 0 | 0 | 0 | 0 | 0 | 0 | 0 | 0 | 0 | 0 | 0 | 0 | 0 | 0 | 0 | 0 | 0 | 0 | 12
NI |  | 282 | 2011 | 6 | 30 | 30 |  | CHINA GROVE SWITCH | PAINT CREEK | 138 | 138 | W-H-F | 92.87 | 0 | 1 |  | 0 | 0 | 0 | 0 | 0 | 0 | 0 | 0 | 0 | 0 | 0 | 0 | 0 | 0 | 0 | 0 | 0 | 0 | 0 | 0 | 0 | 0 | 0 | 12
NI |  | 282 | 2011 | 6 | 31 | 31 |  | CHINA GROVE SWITCH | ACKERLY VEALMOR SWITCH | 138 | 138 | W-H-F | 69.3 | 0 | 1 | 636 ACSR | 0 | 0 | 0 | 0 | 0 | 0 | 0 | 0 | 0 | 0 | 0 | 0 | 0 | 0 | 0 | 0 | 0 | 0 | 0 | 0 | 0 | 0 | 0 | 12
NI |  | 282 | 2011 | 6 | 32 | 32 |  | COIT ROAD | DALLAS | 138 | 138 | S-T | 1.13 | 0 | 1 | 795 ACSR | 0 | 0 | 0 | 0 | 0 | 0 | 0 | 0 | 0 | 0 | 0 | 0 | 0 | 0 | 0 | 0 | 0 | 0 | 0 | 0 | 0 | 0 | 0 | 12
NI |  | 282 | 2011 | 6 | 33 | 33 |  | COLLIN SES | PLANO TENNYSON | 138 | 138 | S-P | 24.02 | 0 | 1 |  | 0 | 0 | 0 | 0 | 0 | 0 | 0 | 0 | 0 | 0 | 0 | 0 | 0 | 0 | 0 | 0 | 0 | 0 | 0 | 0 | 0 | 0 | 0 | 12
NI |  | 282 | 2011 | 6 | 34 | 34 |  | COLLIN SWITCH | PLANO TENNYSON | 138 | 138 | W-H-F | 24.02 | 0 | 1 |  | 0 | 0 | 0 | 0 | 0 | 0 | 0 | 0 | 0 | 0 | 0 | 0 | 0 | 0 | 0 | 0 | 0 | 0 | 0 | 0 | 0 | 0 | 0 | 12
NI |  | 282 | 2011 | 6 | 35 | 35 |  | COLLIN SWITCH | PAYNE SWITCH | 138 | 138 | W-H-F | 31.73 | 0 | 1 | 795 MCM ACSR | 0 | 0 | 0 | 0 | 0 | 0 | 0 | 0 | 0 | 0 | 0 | 0 | 0 | 0 | 0 | 0 | 0 | 0 | 0 | 0 | 0 | 0 | 0 | 12
NI |  | 282 | 2011 | 7 | 1 | 1 |  | COLLIN SWITCH | ALLEN SWITCH | 138 | 138 | W-H-F | 14.67 | 0 | 1 |  | 0 | 0 | 0 | 0 | 0 | 0 | 0 | 0 | 0 | 0 | 0 | 0 | 0 | 0 | 0 | 0 | 0 | 0 | 0 | 0 | 0 | 0 | 0 | 12
NI |  | 282 | 2011 | 7 | 2 | 2 |  | COLLIN SWITCH | DENTON T.M.P.A. | 138 | 138 | W-H-F | 29.46 | 0 | 1 |  | 0 | 0 | 0 | 0 | 0 | 0 | 0 | 0 | 0 | 0 | 0 | 0 | 0 | 0 | 0 | 0 | 0 | 0 | 0 | 0 | 0 | 0 | 0 | 12
NI |  | 282 | 2011 | 7 | 3 | 3 |  | COMANCHE PEAK SWITCH | DECORDOVA SWITCH | 138 | 138 | W-H-F | 14.45 | 0 | 1 | 795 ACSR | 0 | 0 | 0 | 0 | 0 | 0 | 0 | 0 | 0 | 0 | 0 | 0 | 0 | 0 | 0 | 0 | 0 | 0 | 0 | 0 | 0 | 0 | 0 | 12
NI |  | 282 | 2011 | 7 | 4 | 4 |  | COMANCHE PEAK SWITCH | STEPHENVILLE | 138 | 138 | S-T | 28.84 | 0 | 1 |  | 0 | 0 | 0 | 0 | 0 | 0 | 0 | 0 | 0 | 0 | 0 | 0 | 0 | 0 | 0 | 0 | 0 | 0 | 0 | 0 | 0 | 0 | 0 | 12
NI |  | 282 | 2011 | 7 | 5 | 5 |  | COMANCHE SWITCH | BROWNWOOD | 138 | 138 | W-H-F | 29.43 | 0 | 1 | 636 ACSR | 0 | 0 | 0 | 0 | 0 | 0 | 0 | 0 | 0 | 0 | 0 | 0 | 0 | 0 | 0 | 0 | 0 | 0 | 0 | 0 | 0 | 0 | 0 | 12
NI |  | 282 | 2011 | 7 | 6 | 6 |  | COMANCHE SWITCH | BROWNWOOD SWITCH | 138 | 138 | W-H-F | 0 | 26.66 | 1 | 795 ACSR | 0 | 0 | 0 | 0 | 0 | 0 | 0 | 0 | 0 | 0 | 0 | 0 | 0 | 0 | 0 | 0 | 0 | 0 | 0 | 0 | 0 | 0 | 0 | 12
NI |  | 282 | 2011 | 7 | 7 | 7 |  | COMMERCE SWITCH | SULPHUR SPRINGS SWITCH | 138 | 138 | W-H-F | 41.56 | 0 | 1 | 795 MCM ACSR | 0 | 0 | 0 | 0 | 0 | 0 | 0 | 0 | 0 | 0 | 0 | 0 | 0 | 0 | 0 | 0 | 0 | 0 | 0 | 0 | 0 | 0 | 0 | 12
NI |  | 282 | 2011 | 7 | 8 | 8 |  | COMMERCE SWITCH | PARIS SWITCH | 138 | 138 | W-H-F | 34.9 | 0 | 1 | 1033 MCM ACSR | 0 | 0 | 0 | 0 | 0 | 0 | 0 | 0 | 0 | 0 | 0 | 0 | 0 | 0 | 0 | 0 | 0 | 0 | 0 | 0 | 0 | 0 | 0 | 12
NI |  | 282 | 2011 | 7 | 9 | 9 |  | COMMERCE SWITCH | COMMERCE | 138 | 138 | W-H-F | 0 | 2.45 | 1 |  | 0 | 0 | 0 | 0 | 0 | 0 | 0 | 0 | 0 | 0 | 0 | 0 | 0 | 0 | 0 | 0 | 0 | 0 | 0 | 0 | 0 | 0 | 0 | 12
NI |  | 282 | 2011 | 7 | 10 | 10 |  | COSDEN | FALCON SEABOARD | 138 | 138 | W-P | 0.23 | 0 | 1 |  | 0 | 0 | 0 | 0 | 0 | 0 | 0 | 0 | 0 | 0 | 0 | 0 | 0 | 0 | 0 | 0 | 0 | 0 | 0 | 0 | 0 | 0 | 0 | 12
NI |  | 282 | 2011 | 7 | 11 | 11 |  | COSDEN | BIG SPRING SWITCH | 138 | 138 | W-H-F | 1.17 | 0 | 1 |  | 0 | 0 | 0 | 0 | 0 | 0 | 0 | 0 | 0 | 0 | 0 | 0 | 0 | 0 | 0 | 0 | 0 | 0 | 0 | 0 | 0 | 0 | 0 | 12
NI |  | 282 | 2011 | 7 | 12 | 12 |  | DECORDOVA SWITCH | CLEBURNE SWITCH | 138 | 138 | S-T | 22.59 | 0 | 1 | 2-795 ACSR | 0 | 0 | 0 | 0 | 0 | 0 | 0 | 0 | 0 | 0 | 0 | 0 | 0 | 0 | 0 | 0 | 0 | 0 | 0 | 0 | 0 | 0 | 0 | 12
NI |  | 282 | 2011 | 7 | 13 | 13 |  | DECORDOVA SWITCH | HOOD | 138 | 138 | S-T | 5.52 | 0 | 1 |  | 0 | 0 | 0 | 0 | 0 | 0 | 0 | 0 | 0 | 0 | 0 | 0 | 0 | 0 | 0 | 0 | 0 | 0 | 0 | 0 | 0 | 0 | 0 | 12
NI |  | 282 | 2011 | 7 | 14 | 14 |  | DENTON DRIVE SWITCH | MORRISON LANE SWITCH | 138 | 138 | S-T | 0 | 6.35 | 1 |  | 0 | 0 | 0 | 0 | 0 | 0 | 0 | 0 | 0 | 0 | 0 | 0 | 0 | 0 | 0 | 0 | 0 | 0 | 0 | 0 | 0 | 0 | 0 | 12
NI |  | 282 | 2011 | 7 | 15 | 15 |  | DENTON DRIVE SWITCH | MORRISON LANE SWITCH | 138 | 138 | S-T | 6.35 | 0 | 1 |  | 0 | 0 | 0 | 0 | 0 | 0 | 0 | 0 | 0 | 0 | 0 | 0 | 0 | 0 | 0 | 0 | 0 | 0 | 0 | 0 | 0 | 0 | 0 | 12
NI |  | 282 | 2011 | 7 | 16 | 16 |  | DESOTO SWITCH | ENNIS SWITCH | 138 | 138 | W-H-F | 17.84 | 0 | 1 | 336 MCM ACSR | 0 | 0 | 0 | 0 | 0 | 0 | 0 | 0 | 0 | 0 | 0 | 0 | 0 | 0 | 0 | 0 | 0 | 0 | 0 | 0 | 0 | 0 | 0 | 12
NI |  | 282 | 2011 | 7 | 17 | 17 |  | DESOTO SWITCH | STERRETT | 138 | 138 | W-H-F | 8.42 | 0 | 1 | 795 MCM ACSR | 0 | 0 | 0 | 0 | 0 | 0 | 0 | 0 | 0 | 0 | 0 | 0 | 0 | 0 | 0 | 0 | 0 | 0 | 0 | 0 | 0 | 0 | 0 | 12
NI |  | 282 | 2011 | 7 | 18 | 18 |  | EAGLE MOUNTAIN SWITCH | WEATHERFORD SWITCH | 138 | 138 | W-H-F | 22.8 | 0 | 1 |  | 0 | 0 | 0 | 0 | 0 | 0 | 0 | 0 | 0 | 0 | 0 | 0 | 0 | 0 | 0 | 0 | 0 | 0 | 0 | 0 | 0 | 0 | 0 | 12
NI |  | 282 | 2011 | 7 | 19 | 19 |  | EAGLE MOUNTAIN SWITCH | CALMONT SWITCH | 138 | 138 | S-T | 20.44 | 0 | 1 | 795 MCM ACSR | 0 | 0 | 0 | 0 | 0 | 0 | 0 | 0 | 0 | 0 | 0 | 0 | 0 | 0 | 0 | 0 | 0 | 0 | 0 | 0 | 0 | 0 | 0 | 12
NI |  | 282 | 2011 | 7 | 20 | 20 |  | EAGLE MOUNTAIN SWITCH | SAGINAW | 138 | 138 | S-T | 0 | 15.9 | 1 | 795 MCM ACSR | 0 | 0 | 0 | 0 | 0 | 0 | 0 | 0 | 0 | 0 | 0 | 0 | 0 | 0 | 0 | 0 | 0 | 0 | 0 | 0 | 0 | 0 | 0 | 12
NI |  | 282 | 2011 | 7 | 21 | 21 |  | EAGLE MOUNTAIN SWITCH | CALMONT SWITCH | 138 | 138 | S-T | 0 | 20.44 | 1 | 795 MCM ACSR | 0 | 0 | 0 | 0 | 0 | 0 | 0 | 0 | 0 | 0 | 0 | 0 | 0 | 0 | 0 | 0 | 0 | 0 | 0 | 0 | 0 | 0 | 0 | 12
NI |  | 282 | 2011 | 7 | 22 | 22 |  | EAGLE MOUNTAIN SWITCH | SAGINAW | 138 | 138 | S-T | 15.84 | 0 | 1 | 795 MCM ACSR | 0 | 0 | 0 | 0 | 0 | 0 | 0 | 0 | 0 | 0 | 0 | 0 | 0 | 0 | 0 | 0 | 0 | 0 | 0 | 0 | 0 | 0 | 0 | 12
NI |  | 282 | 2011 | 7 | 23 | 23 |  | EAGLE MOUNTAIN SWITCH | DECATUR | 138 | 138 | W-H-F | 25.61 | 0 | 1 |  | 0 | 0 | 0 | 0 | 0 | 0 | 0 | 0 | 0 | 0 | 0 | 0 | 0 | 0 | 0 | 0 | 0 | 0 | 0 | 0 | 0 | 0 | 0 | 12
NI |  | 282 | 2011 | 7 | 24 | 24 |  | EAGLE MOUNTAIN SWITCH | SAGINAW | 138 | 138 | S-T | 12.66 | 0 | 1 | 795 ACSR | 0 | 0 | 0 | 0 | 0 | 0 | 0 | 0 | 0 | 0 | 0 | 0 | 0 | 0 | 0 | 0 | 0 | 0 | 0 | 0 | 0 | 0 | 0 | 12
NI |  | 282 | 2011 | 7 | 25 | 25 |  | EAGLE MOUNTAIN SWITCH | SAGINAW | 138 | 138 | S-T | 0 | 18.19 | 1 | 795 ACSR | 0 | 0 | 0 | 0 | 0 | 0 | 0 | 0 | 0 | 0 | 0 | 0 | 0 | 0 | 0 | 0 | 0 | 0 | 0 | 0 | 0 | 0 | 0 | 12
NI |  | 282 | 2011 | 7 | 26 | 26 |  | EAST LEVEE SWITCH | LOMO ALTO | 138 | 138 | S-P | 5.43 | 0 | 1 |  | 0 | 0 | 0 | 0 | 0 | 0 | 0 | 0 | 0 | 0 | 0 | 0 | 0 | 0 | 0 | 0 | 0 | 0 | 0 | 0 | 0 | 0 | 0 | 12
NI |  | 282 | 2011 | 7 | 27 | 27 |  | EAST LEVEE SWITCH | WEST LEVEE | 138 | 138 | S-P | 0 | 0.66 | 1 |  | 0 | 0 | 0 | 0 | 0 | 0 | 0 | 0 | 0 | 0 | 0 | 0 | 0 | 0 | 0 | 0 | 0 | 0 | 0 | 0 | 0 | 0 | 0 | 12
NI |  | 282 | 2011 | 7 | 28 | 28 |  | EAST LEVEE SWITCH | WEST LEVEE | 138 | 138 | S-P | 0.66 | 0 | 1 |  | 0 | 0 | 0 | 0 | 0 | 0 | 0 | 0 | 0 | 0 | 0 | 0 | 0 | 0 | 0 | 0 | 0 | 0 | 0 | 0 | 0 | 0 | 0 | 12
NI |  | 282 | 2011 | 7 | 29 | 29 |  | EAST LEVEE SWITCH | INDUSTRIAL | 138 | 138 | S-T | 2.98 | 0 | 1 |  | 0 | 0 | 0 | 0 | 0 | 0 | 0 | 0 | 0 | 0 | 0 | 0 | 0 | 0 | 0 | 0 | 0 | 0 | 0 | 0 | 0 | 0 | 0 | 12
NI |  | 282 | 2011 | 7 | 30 | 30 |  | EAST LEVEE SWITCH | WEST NETWORK XFR 00001 | 138 | 138 | S-T | 1.67 | 0 | 1 |  | 0 | 0 | 0 | 0 | 0 | 0 | 0 | 0 | 0 | 0 | 0 | 0 | 0 | 0 | 0 | 0 | 0 | 0 | 0 | 0 | 0 | 0 | 0 | 12
NI |  | 282 | 2011 | 7 | 31 | 31 |  | EAST LEVEE SWITCH | NORWOOD 138KV SWITCH | 138 | 138 | S-T | 6.61 | 0 | 1 |  | 0 | 0 | 0 | 0 | 0 | 0 | 0 | 0 | 0 | 0 | 0 | 0 | 0 | 0 | 0 | 0 | 0 | 0 | 0 | 0 | 0 | 0 | 0 | 12
NI |  | 282 | 2011 | 7 | 32 | 32 |  | EAST LEVEE SWITCH | RECORD CROSSING | 138 | 138 | S-T | 5.02 | 0 | 1 |  | 0 | 0 | 0 | 0 | 0 | 0 | 0 | 0 | 0 | 0 | 0 | 0 | 0 | 0 | 0 | 0 | 0 | 0 | 0 | 0 | 0 | 0 | 0 | 12
NI |  | 282 | 2011 | 7 | 33 | 33 |  | EAST LEVEE SWITCH | 800/900 NETWORK | 138 | 138 | S-T | 1.67 | 0 | 1 |  | 0 | 0 | 0 | 0 | 0 | 0 | 0 | 0 | 0 | 0 | 0 | 0 | 0 | 0 | 0 | 0 | 0 | 0 | 0 | 0 | 0 | 0 | 0 | 12
NI |  | 282 | 2011 | 7 | 34 | 34 |  | EAST LEVEE SWITCH | NORTH NETWORK CSW 00123 | 138 | 138 | S-T | 1.21 | 0 | 1 |  | 0 | 0 | 0 | 0 | 0 | 0 | 0 | 0 | 0 | 0 | 0 | 0 | 0 | 0 | 0 | 0 | 0 | 0 | 0 | 0 | 0 | 0 | 0 | 12
NI |  | 282 | 2011 | 7 | 35 | 35 |  | EAST LEVEE SWITCH | NORTH NETWORK | 138 | 138 | S-T | 0 | 1.21 | 1 |  | 0 | 0 | 0 | 0 | 0 | 0 | 0 | 0 | 0 | 0 | 0 | 0 | 0 | 0 | 0 | 0 | 0 | 0 | 0 | 0 | 0 | 0 | 0 | 12
NI |  | 282 | 2011 | 8 | 1 | 1 |  | ELGIN SWITCH | TAYLOR | 138 | 138 | S-H-F | 11.48 | 0 | 1 | 336.4 MCM ACSR 26 | 0 | 0 | 0 | 0 | 0 | 0 | 0 | 0 | 0 | 0 | 0 | 0 | 0 | 0 | 0 | 0 | 0 | 0 | 0 | 0 | 0 | 0 | 0 | 12
NI |  | 282 | 2011 | 8 | 2 | 2 |  | ELGIN SWITCH | SIM GIDEON SES | 138 | 138 | W-H-F | 2.29 | 0 | 1 |  | 0 | 0 | 0 | 0 | 0 | 0 | 0 | 0 | 0 | 0 | 0 | 0 | 0 | 0 | 0 | 0 | 0 | 0 | 0 | 0 | 0 | 0 | 0 | 12
NI |  | 282 | 2011 | 8 | 3 | 3 |  | ELKTON | FOREST GROVE SWITCH | 138 | 138 | W-H-F | 40.72 | 0 | 1 |  | 0 | 0 | 0 | 0 | 0 | 0 | 0 | 0 | 0 | 0 | 0 | 0 | 0 | 0 | 0 | 0 | 0 | 0 | 0 | 0 | 0 | 0 | 0 | 12
NI |  | 282 | 2011 | 8 | 4 | 4 |  | ELKTON | TYLER SWITCH | 138 | 138 | W-H-F | 7.73 | 0 | 1 | 636 MCM ACSR 26/7 | 0 | 0 | 0 | 0 | 0 | 0 | 0 | 0 | 0 | 0 | 0 | 0 | 0 | 0 | 0 | 0 | 0 | 0 | 0 | 0 | 0 | 0 | 0 | 12
NI |  | 282 | 2011 | 8 | 5 | 5 |  | ELKTON | TYLER GRANDE | 138 | 138 | W-H-F | 5.28 | 0 | 1 |  | 0 | 0 | 0 | 0 | 0 | 0 | 0 | 0 | 0 | 0 | 0 | 0 | 0 | 0 | 0 | 0 | 0 | 0 | 0 | 0 | 0 | 0 | 0 | 12
NI |  | 282 | 2011 | 8 | 6 | 6 |  | ELKTON | PALESTINE SOUTH | 138 | 138 | W-H-F | 51.34 | 0 | 1 | 795 MCM ACSR 26/7 | 0 | 0 | 0 | 0 | 0 | 0 | 0 | 0 | 0 | 0 | 0 | 0 | 0 | 0 | 0 | 0 | 0 | 0 | 0 | 0 | 0 | 0 | 0 | 12
NI |  | 282 | 2011 | 8 | 7 | 7 |  | ELKTON | TYLER NORTHWEST | 138 | 138 | W-H-F | 8.72 | 0 | 1 | 795 MCM ACSR 26/7 | 0 | 0 | 0 | 0 | 0 | 0 | 0 | 0 | 0 | 0 | 0 | 0 | 0 | 0 | 0 | 0 | 0 | 0 | 0 | 0 | 0 | 0 | 0 | 12
NI |  | 282 | 2011 | 8 | 8 | 8 |  | ELM MOTT | WHITNEY | 138 | 138 | W-H-F | 19.3 | 0 | 1 | 636 MCM ACSR 26/7 | 0 | 0 | 0 | 0 | 0 | 0 | 0 | 0 | 0 | 0 | 0 | 0 | 0 | 0 | 0 | 0 | 0 | 0 | 0 | 0 | 0 | 0 | 0 | 12
NI |  | 282 | 2011 | 8 | 9 | 9 |  | ENNIS SWITCH | ENNIS WEST SWITCH | 138 | 138 | W-H-F | 13 | 0 | 1 |  | 0 | 0 | 0 | 0 | 0 | 0 | 0 | 0 | 0 | 0 | 0 | 0 | 0 | 0 | 0 | 0 | 0 | 0 | 0 | 0 | 0 | 0 | 0 | 12
NI |  | 282 | 2011 | 8 | 10 | 10 |  | ENNIS SWITCH | ENNIS WEST SWITCH | 138 | 138 | W-H-F | 0 | 13.36 | 1 |  | 0 | 0 | 0 | 0 | 0 | 0 | 0 | 0 | 0 | 0 | 0 | 0 | 0 | 0 | 0 | 0 | 0 | 0 | 0 | 0 | 0 | 0 | 0 | 12
NI |  | 282 | 2011 | 8 | 11 | 11 |  | ENNIS WEST SWITCH | STERRETT | 138 | 138 | W-H-F | 17 | 0 | 1 |  | 0 | 0 | 0 | 0 | 0 | 0 | 0 | 0 | 0 | 0 | 0 | 0 | 0 | 0 | 0 | 0 | 0 | 0 | 0 | 0 | 0 | 0 | 0 | 12
NI |  | 282 | 2011 | 8 | 12 | 12 |  | ESKOTA SWITCH | ABILENE SOUTH | 138 | 138 | W-H-F | 5.61 | 0 | 1 |  | 0 | 0 | 0 | 0 | 0 | 0 | 0 | 0 | 0 | 0 | 0 | 0 | 0 | 0 | 0 | 0 | 0 | 0 | 0 | 0 | 0 | 0 | 0 | 12
NI |  | 282 | 2011 | 8 | 13 | 13 |  | ESKOTA SWITCH | MORGAN CREEK SWITCH | 138 | 138 | W-H-F | 44.1 | 0 | 1 | 636 ACSR | 0 | 0 | 0 | 0 | 0 | 0 | 0 | 0 | 0 | 0 | 0 | 0 | 0 | 0 | 0 | 0 | 0 | 0 | 0 | 0 | 0 | 0 | 0 | 12
NI |  | 282 | 2011 | 8 | 14 | 14 |  | EVERMAN SWITCH | CLEBURNE SWITCH | 138 | 138 | W-H-F | 32.9 | 0 | 1 | 795 ACSR | 0 | 0 | 0 | 0 | 0 | 0 | 0 | 0 | 0 | 0 | 0 | 0 | 0 | 0 | 0 | 0 | 0 | 0 | 0 | 0 | 0 | 0 | 0 | 12
NI |  | 282 | 2011 | 8 | 15 | 15 |  | EVERMAN SWITCH | FOREST HILL SWITCH | 138 | 138 | S-T | 0 | 2.05 | 1 |  | 0 | 0 | 0 | 0 | 0 | 0 | 0 | 0 | 0 | 0 | 0 | 0 | 0 | 0 | 0 | 0 | 0 | 0 | 0 | 0 | 0 | 0 | 0 | 12
NI |  | 282 | 2011 | 8 | 16 | 16 |  | EVERMAN SWITCH | FOREST HILL SWITCH | 138 | 138 | S-T | 5.01 | 0 | 1 | 795 MCM ACSR | 0 | 0 | 0 | 0 | 0 | 0 | 0 | 0 | 0 | 0 | 0 | 0 | 0 | 0 | 0 | 0 | 0 | 0 | 0 | 0 | 0 | 0 | 0 | 12
NI |  | 282 | 2011 | 8 | 17 | 17 |  | EVERMAN SWITCH | FOREST HILL SWITCH | 138 | 138 | S-T | 0 | 4.11 | 1 | 795 MCM ACSR | 0 | 0 | 0 | 0 | 0 | 0 | 0 | 0 | 0 | 0 | 0 | 0 | 0 | 0 | 0 | 0 | 0 | 0 | 0 | 0 | 0 | 0 | 0 | 12
NI |  | 282 | 2011 | 8 | 18 | 18 |  | EXECUTIVE PARKWAY | SHERRY | 138 | 138 | S-T | 2.73 | 0 | 1 |  | 0 | 0 | 0 | 0 | 0 | 0 | 0 | 0 | 0 | 0 | 0 | 0 | 0 | 0 | 0 | 0 | 0 | 0 | 0 | 0 | 0 | 0 | 0 | 12
NI |  | 282 | 2011 | 8 | 19 | 19 |  | EXECUTIVE PARKWAY | SHERRY SWITCH | 138 | 138 | S-T | 0 | 2.73 | 1 |  | 0 | 0 | 0 | 0 | 0 | 0 | 0 | 0 | 0 | 0 | 0 | 0 | 0 | 0 | 0 | 0 | 0 | 0 | 0 | 0 | 0 | 0 | 0 | 12
NI |  | 282 | 2011 | 8 | 20 | 20 |  | FISHER ROAD SWITCH | WICHITA FALLS PPG | 138 | 138 | S-T | 12.91 | 0 | 1 | 795 ACSR | 0 | 0 | 0 | 0 | 0 | 0 | 0 | 0 | 0 | 0 | 0 | 0 | 0 | 0 | 0 | 0 | 0 | 0 | 0 | 0 | 0 | 0 | 0 | 12
NI |  | 282 | 2011 | 8 | 21 | 21 |  | FISHER ROAD SWITCH | WICHITA FALLS | 138 | 138 | S-P | 0 | 3.52 | 1 | 336 MCM ACSR | 0 | 0 | 0 | 0 | 0 | 0 | 0 | 0 | 0 | 0 | 0 | 0 | 0 | 0 | 0 | 0 | 0 | 0 | 0 | 0 | 0 | 0 | 0 | 12
NI |  | 282 | 2011 | 8 | 22 | 22 |  | FLAT CREEK SWITCH | LEON SWITCH | 138 | 138 | W-H-F | 18.69 | 0 | 1 |  | 0 | 0 | 0 | 0 | 0 | 0 | 0 | 0 | 0 | 0 | 0 | 0 | 0 | 0 | 0 | 0 | 0 | 0 | 0 | 0 | 0 | 0 | 0 | 12
NI |  | 282 | 2011 | 8 | 23 | 23 |  | FOREST GROVE SWITCH | CANTON SWITCH | 138 | 138 | W-H-F | 48.1 | 0 | 1 | 1033.5 MCM ACSR 4 | 0 | 0 | 0 | 0 | 0 | 0 | 0 | 0 | 0 | 0 | 0 | 0 | 0 | 0 | 0 | 0 | 0 | 0 | 0 | 0 | 0 | 0 | 0 | 12
NI |  | 282 | 2011 | 8 | 24 | 24 |  | FOREST HILL SWITCH | ROLLING HILLS | 138 | 138 | S-T | 5.2 | 0 | 1 | 795 ACSR | 0 | 0 | 0 | 0 | 0 | 0 | 0 | 0 | 0 | 0 | 0 | 0 | 0 | 0 | 0 | 0 | 0 | 0 | 0 | 0 | 0 | 0 | 0 | 12
NI |  | 282 | 2011 | 8 | 25 | 25 |  | FORNEY SWITCH | MESQUITE EAST | 138 | 138 | S-T | 0 | 5.27 | 1 |  | 0 | 0 | 0 | 0 | 0 | 0 | 0 | 0 | 0 | 0 | 0 | 0 | 0 | 0 | 0 | 0 | 0 | 0 | 0 | 0 | 0 | 0 | 0 | 12
NI |  | 282 | 2011 | 8 | 26 | 26 |  | GAINESVILLE | SPRING | 138 | 138 | W-H-F | 14.84 | 0 | 1 | 795 MCM ACSR | 0 | 0 | 0 | 0 | 0 | 0 | 0 | 0 | 0 | 0 | 0 | 0 | 0 | 0 | 0 | 0 | 0 | 0 | 0 | 0 | 0 | 0 | 0 | 12
NI |  | 282 | 2011 | 8 | 27 | 27 |  | GENERAL TIRE SWITCH | PERMIAN BASIN SWITCH | 138 | 138 | W-H-F | 65.94 | 0 | 1 |  | 0 | 0 | 0 | 0 | 0 | 0 | 0 | 0 | 0 | 0 | 0 | 0 | 0 | 0 | 0 | 0 | 0 | 0 | 0 | 0 | 0 | 0 | 0 | 12
NI |  | 282 | 2011 | 8 | 28 | 28 |  | GENERAL TIRE SWITCH | REXALL | 138 | 138 | S-T | 0.61 | 0 | 1 |  | 0 | 0 | 0 | 0 | 0 | 0 | 0 | 0 | 0 | 0 | 0 | 0 | 0 | 0 | 0 | 0 | 0 | 0 | 0 | 0 | 0 | 0 | 0 | 12
NI |  | 282 | 2011 | 8 | 29 | 29 |  | GENERAL TIRE SWITCH | OLEFIN SWITCH | 138 | 138 | W-H-F | 0.72 | 0 | 1 |  | 0 | 0 | 0 | 0 | 0 | 0 | 0 | 0 | 0 | 0 | 0 | 0 | 0 | 0 | 0 | 0 | 0 | 0 | 0 | 0 | 0 | 0 | 0 | 12
NI |  | 282 | 2011 | 8 | 30 | 30 |  | GOLDEN SWITCH | SUN SWITCH | 138 | 138 | W-H-F | 10 | 0 | 1 |  | 0 | 0 | 0 | 0 | 0 | 0 | 0 | 0 | 0 | 0 | 0 | 0 | 0 | 0 | 0 | 0 | 0 | 0 | 0 | 0 | 0 | 0 | 0 | 12
NI |  | 282 | 2011 | 8 | 31 | 31 |  | GRAHAM PLANT SWITCH | RICE SWITCH | 138 | 138 | W-H-F | 9.27 | 0 | 1 | 336.4 ACSR | 0 | 0 | 0 | 0 | 0 | 0 | 0 | 0 | 0 | 0 | 0 | 0 | 0 | 0 | 0 | 0 | 0 | 0 | 0 | 0 | 0 | 0 | 0 | 12
NI |  | 282 | 2011 | 8 | 32 | 32 |  | GRAHAM PLANT SWITCH | BRECKENRIDGE | 138 | 138 | W-H-F | 0 | 42.61 | 1 | 636 ACSR | 0 | 0 | 0 | 0 | 0 | 0 | 0 | 0 | 0 | 0 | 0 | 0 | 0 | 0 | 0 | 0 | 0 | 0 | 0 | 0 | 0 | 0 | 0 | 12
NI |  | 282 | 2011 | 8 | 33 | 33 |  | GRAHAM PLANT SWITCH | PAINT CREEK | 138 | 138 | W-H-F | 58.16 | 0 | 1 | 636 ACSR | 0 | 0 | 0 | 0 | 0 | 0 | 0 | 0 | 0 | 0 | 0 | 0 | 0 | 0 | 0 | 0 | 0 | 0 | 0 | 0 | 0 | 0 | 0 | 12
NI |  | 282 | 2011 | 8 | 34 | 34 |  | GRAHAM PLANT SWITCH | GRAHAM SWITCH | 138 | 138 | W-H-F | 35.28 | 0 | 1 |  | 0 | 0 | 0 | 0 | 0 | 0 | 0 | 0 | 0 | 0 | 0 | 0 | 0 | 0 | 0 | 0 | 0 | 0 | 0 | 0 | 0 | 0 | 0 | 12
NI |  | 282 | 2011 | 8 | 35 | 35 |  | GRAHAM PLANT SWITCH | LEON SWITCH | 138 | 138 | W-H-F | 65.58 | 0 | 1 | 636 ACSR | 0 | 0 | 0 | 0 | 0 | 0 | 0 | 0 | 0 | 0 | 0 | 0 | 0 | 0 | 0 | 0 | 0 | 0 | 0 | 0 | 0 | 0 | 0 | 12
NI |  | 282 | 2011 | 9 | 1 | 1 |  | GRAHAM PLANT SWITCH | BOWMAN SWITCH | 138 | 138 | S-H-F | 46.4 | 0 | 1 | 795 ACSR | 0 | 0 | 0 | 0 | 0 | 0 | 0 | 0 | 0 | 0 | 0 | 0 | 0 | 0 | 0 | 0 | 0 | 0 | 0 | 0 | 0 | 0 | 0 | 12
NI |  | 282 | 2011 | 9 | 2 | 2 |  | GRAHAM SWITCH | BARTON SWITCH | 138 | 138 | W-H-F | 35.28 | 0 | 1 |  | 0 | 0 | 0 | 0 | 0 | 0 | 0 | 0 | 0 | 0 | 0 | 0 | 0 | 0 | 0 | 0 | 0 | 0 | 0 | 0 | 0 | 0 | 0 | 12
NI |  | 282 | 2011 | 9 | 3 | 3 |  | GREENVILLE AVENUE SWITCH | KIRKLAND PARK | 138 | 138 | S-T | 0 | 3.8 | 1 | 2-1033 ACSR | 0 | 0 | 0 | 0 | 0 | 0 | 0 | 0 | 0 | 0 | 0 | 0 | 0 | 0 | 0 | 0 | 0 | 0 | 0 | 0 | 0 | 0 | 0 | 12
NI |  | 282 | 2011 | 9 | 4 | 4 |  | GREENVILLE AVENUE SWITCH | KIRKLAND PARK | 138 | 138 | S-T | 3.8 | 0 | 1 | 2-1033 ACSR | 0 | 0 | 0 | 0 | 0 | 0 | 0 | 0 | 0 | 0 | 0 | 0 | 0 | 0 | 0 | 0 | 0 | 0 | 0 | 0 | 0 | 0 | 0 | 12
NI |  | 282 | 2011 | 9 | 5 | 5 |  | GREENVILLE AVENUE SWITCH | 800/900 NETWORK | 138 | 138 | S-T | 4.6 | 0 | 1 | 636 MCM 24/7 SSAC | 0 | 0 | 0 | 0 | 0 | 0 | 0 | 0 | 0 | 0 | 0 | 0 | 0 | 0 | 0 | 0 | 0 | 0 | 0 | 0 | 0 | 0 | 0 | 12
NI |  | 282 | 2011 | 9 | 6 | 6 |  | GREENVILLE AVENUE SWITCH | MATILDA | 138 | 138 | C-U-G | 0 | 1.92 | 1 |  | 0 | 0 | 0 | 0 | 0 | 0 | 0 | 0 | 0 | 0 | 0 | 0 | 0 | 0 | 0 | 0 | 0 | 0 | 0 | 0 | 0 | 0 | 0 | 12
NI |  | 282 | 2011 | 9 | 7 | 7 |  | GREENVILLE AVENUE SWITCH | MATILDA | 138 | 138 | C-U-G | 1.92 | 0 | 1 |  | 0 | 0 | 0 | 0 | 0 | 0 | 0 | 0 | 0 | 0 | 0 | 0 | 0 | 0 | 0 | 0 | 0 | 0 | 0 | 0 | 0 | 0 | 0 | 12
NI |  | 282 | 2011 | 9 | 8 | 8 |  | GREENVILLE AVENUE SWITCH | 800/900 NETWORK | 138 | 138 | S-T | 0 | 4.61 | 1 | 636 MCM 24/7 SSAC | 0 | 0 | 0 | 0 | 0 | 0 | 0 | 0 | 0 | 0 | 0 | 0 | 0 | 0 | 0 | 0 | 0 | 0 | 0 | 0 | 0 | 0 | 0 | 12
NI |  | 282 | 2011 | 9 | 9 | 9 |  | GREENVILLE AVENUE SWITCH | LOMO ALTO | 138 | 138 | W-P | 3.63 | 0 | 1 | 636 MCM 26/7 ACSR | 0 | 0 | 0 | 0 | 0 | 0 | 0 | 0 | 0 | 0 | 0 | 0 | 0 | 0 | 0 | 0 | 0 | 0 | 0 | 0 | 0 | 0 | 0 | 12
NI |  | 282 | 2011 | 9 | 10 | 10 |  | GROESBECK | MEXIA | 138 | 138 | W-H-F | 22.1 | 0 | 1 |  | 0 | 0 | 0 | 0 | 0 | 0 | 0 | 0 | 0 | 0 | 0 | 0 | 0 | 0 | 0 | 0 | 0 | 0 | 0 | 0 | 0 | 0 | 0 | 12
NI |  | 282 | 2011 | 9 | 11 | 11 |  | HACKBERRY | EULESS | 138 | 138 | S-T | 19.04 | 0 | 1 |  | 0 | 0 | 0 | 0 | 0 | 0 | 0 | 0 | 0 | 0 | 0 | 0 | 0 | 0 | 0 | 0 | 0 | 0 | 0 | 0 | 0 | 0 | 0 | 12
NI |  | 282 | 2011 | 9 | 12 | 12 |  | HACKBERRY | LIGGETT SWITCH | 138 | 138 | S-T | 13.23 | 0 | 1 |  | 0 | 0 | 0 | 0 | 0 | 0 | 0 | 0 | 0 | 0 | 0 | 0 | 0 | 0 | 0 | 0 | 0 | 0 | 0 | 0 | 0 | 0 | 0 | 12
NI |  | 282 | 2011 | 9 | 13 | 13 |  | HANDLEY SWITCH 138 | EVERMAN SWITCH | 138 | 138 | S-T | 0 | 12.22 | 1 | 795 ACSR | 0 | 0 | 0 | 0 | 0 | 0 | 0 | 0 | 0 | 0 | 0 | 0 | 0 | 0 | 0 | 0 | 0 | 0 | 0 | 0 | 0 | 0 | 0 | 12
NI |  | 282 | 2011 | 9 | 14 | 14 |  | HANDLEY SWITCH 138 | SHERRY SWITCH | 138 | 138 | S-T | 0 | 8.91 | 1 | 1798 ACAR | 0 | 0 | 0 | 0 | 0 | 0 | 0 | 0 | 0 | 0 | 0 | 0 | 0 | 0 | 0 | 0 | 0 | 0 | 0 | 0 | 0 | 0 | 0 | 12
NI |  | 282 | 2011 | 9 | 15 | 15 |  | HANDLEY SWITCH 138 | SAGINAW | 138 | 138 | S-T | 0 | 15.77 | 1 | 1798 MCM ACAR | 0 | 0 | 0 | 0 | 0 | 0 | 0 | 0 | 0 | 0 | 0 | 0 | 0 | 0 | 0 | 0 | 0 | 0 | 0 | 0 | 0 | 0 | 0 | 12
NI |  | 282 | 2011 | 9 | 16 | 16 |  | HANDLEY SWITCH 138 | SAGINAW | 138 | 138 | S-T | 25.23 | 0 | 1 |  | 0 | 0 | 0 | 0 | 0 | 0 | 0 | 0 | 0 | 0 | 0 | 0 | 0 | 0 | 0 | 0 | 0 | 0 | 0 | 0 | 0 | 0 | 0 | 12
NI |  | 282 | 2011 | 9 | 17 | 17 |  | HANDLEY SWITCH 138 | EVERMAN SWITCH | 138 | 138 | S-T | 21.04 | 0 | 1 | 336 ACSR | 0 | 0 | 0 | 0 | 0 | 0 | 0 | 0 | 0 | 0 | 0 | 0 | 0 | 0 | 0 | 0 | 0 | 0 | 0 | 0 | 0 | 0 | 0 | 12
NI |  | 282 | 2011 | 9 | 18 | 18 |  | HANDLEY SWITCH 138 | LIGGETT SWITCH | 138 | 138 | S-T | 0 | 23.54 | 1 | 795 ACSR | 0 | 0 | 0 | 0 | 0 | 0 | 0 | 0 | 0 | 0 | 0 | 0 | 0 | 0 | 0 | 0 | 0 | 0 | 0 | 0 | 0 | 0 | 0 | 12
NI |  | 282 | 2011 | 9 | 19 | 19 |  | HANDLEY SWITCH 138 | SHERRY SWITCH | 138 | 138 | S-T | 10.71 | 0 | 1 | 1798 ACAR | 0 | 0 | 0 | 0 | 0 | 0 | 0 | 0 | 0 | 0 | 0 | 0 | 0 | 0 | 0 | 0 | 0 | 0 | 0 | 0 | 0 | 0 | 0 | 12
NI |  | 282 | 2011 | 9 | 20 | 20 |  | HANDLEY SWITCH 138 | EPDC | 138 | 138 | S-P | 7.49 | 0 | 1 |  | 0 | 0 | 0 | 0 | 0 | 0 | 0 | 0 | 0 | 0 | 0 | 0 | 0 | 0 | 0 | 0 | 0 | 0 | 0 | 0 | 0 | 0 | 0 | 12
NI |  | 282 | 2011 | 9 | 21 | 21 |  | HANDLEY SWITCH 138 | EXECUTIVE PARKWAY | 138 | 138 | S-T | 25.52 | 0 | 1 |  | 0 | 0 | 0 | 0 | 0 | 0 | 0 | 0 | 0 | 0 | 0 | 0 | 0 | 0 | 0 | 0 | 0 | 0 | 0 | 0 | 0 | 0 | 0 | 12
NI |  | 282 | 2011 | 9 | 22 | 22 |  | HANDLEY SWITCH 138 | HEMPHILL | 138 | 138 | S-P | 7.39 | 0 | 1 | 1534 ACSR | 0 | 0 | 0 | 0 | 0 | 0 | 0 | 0 | 0 | 0 | 0 | 0 | 0 | 0 | 0 | 0 | 0 | 0 | 0 | 0 | 0 | 0 | 0 | 12
NI |  | 282 | 2011 | 9 | 23 | 23 |  | HEMPHILL | EPDC | 138 | 138 | S-P | 0.97 | 0 | 1 |  | 0 | 0 | 0 | 0 | 0 | 0 | 0 | 0 | 0 | 0 | 0 | 0 | 0 | 0 | 0 | 0 | 0 | 0 | 0 | 0 | 0 | 0 | 0 | 12
NI |  | 282 | 2011 | 9 | 24 | 24 |  | HERTY NORTH SWITCH | LUFKIN SOUTH | 138 | 138 | W-H-F | 26.94 | 0 | 1 | 795 MCM ACSR 26/7 | 0 | 0 | 0 | 0 | 0 | 0 | 0 | 0 | 0 | 0 | 0 | 0 | 0 | 0 | 0 | 0 | 0 | 0 | 0 | 0 | 0 | 0 | 0 | 12
NI |  | 282 | 2011 | 9 | 25 | 25 |  | HERTY NORTH SWITCH | HUNTINGTON | 138 | 138 | W-H-F | 13.7 | 0 | 1 | 795 MCM ACSR 26/7 | 0 | 0 | 0 | 0 | 0 | 0 | 0 | 0 | 0 | 0 | 0 | 0 | 0 | 0 | 0 | 0 | 0 | 0 | 0 | 0 | 0 | 0 | 0 | 12
NI |  | 282 | 2011 | 9 | 26 | 26 |  | HILLSBORO | CLEBURNE SWITCH | 138 | 138 | W-H-F | 38.36 | 0 | 1 | 636 MCM ACSR 26/7 | 0 | 0 | 0 | 0 | 0 | 0 | 0 | 0 | 0 | 0 | 0 | 0 | 0 | 0 | 0 | 0 | 0 | 0 | 0 | 0 | 0 | 0 | 0 | 12
NI |  | 282 | 2011 | 9 | 27 | 27 |  | HILLSBORO | NAVARRO | 138 | 138 | W-H-F | 51.3 | 0 | 1 | 4/0 ACSR 6/1 PENG | 0 | 0 | 0 | 0 | 0 | 0 | 0 | 0 | 0 | 0 | 0 | 0 | 0 | 0 | 0 | 0 | 0 | 0 | 0 | 0 | 0 | 0 | 0 | 12
NI |  | 282 | 2011 | 9 | 28 | 28 |  | HILLSBORO | WHITNEY | 138 | 138 | W-H-F | 17.35 | 0 | 1 | 1590 MCM ACSR 54/ | 0 | 0 | 0 | 0 | 0 | 0 | 0 | 0 | 0 | 0 | 0 | 0 | 0 | 0 | 0 | 0 | 0 | 0 | 0 | 0 | 0 | 0 | 0 | 12
NI |  | 282 | 2011 | 9 | 29 | 29 |  | HOLT SWITCH | ANDREWS NORTH | 138 | 138 | W-H-F | 29.57 | 0 | 1 |  | 0 | 0 | 0 | 0 | 0 | 0 | 0 | 0 | 0 | 0 | 0 | 0 | 0 | 0 | 0 | 0 | 0 | 0 | 0 | 0 | 0 | 0 | 0 | 12
NI |  | 282 | 2011 | 9 | 30 | 30 |  | HUNTINGTON | ETOILE | 138 | 138 | W-H-F | 18.26 | 0 | 1 |  | 0 | 0 | 0 | 0 | 0 | 0 | 0 | 0 | 0 | 0 | 0 | 0 | 0 | 0 | 0 | 0 | 0 | 0 | 0 | 0 | 0 | 0 | 0 | 12
NI |  | 282 | 2011 | 9 | 31 | 31 |  | HUTTO SWITCH | ROUND ROCK | 138 | 138 | W-H-F | 8.8 | 0 | 1 |  | 0 | 0 | 0 | 0 | 0 | 0 | 0 | 0 | 0 | 0 | 0 | 0 | 0 | 0 | 0 | 0 | 0 | 0 | 0 | 0 | 0 | 0 | 0 | 12
NI |  | 282 | 2011 | 9 | 32 | 32 |  | HUTTO SWITCH | GILLELAND CREEK | 138 | 138 | W-H-F | 12.23 | 0 | 1 | 795 MCM ACSR 26/7 | 0 | 0 | 0 | 0 | 0 | 0 | 0 | 0 | 0 | 0 | 0 | 0 | 0 | 0 | 0 | 0 | 0 | 0 | 0 | 0 | 0 | 0 | 0 | 12
NI |  | 282 | 2011 | 9 | 33 | 33 |  | HUTTO SWITCH | GILLELAND CREEK | 138 | 138 | W-H-F | 0 | 12.23 | 1 | 795 MCM ACSR 26/7 | 0 | 0 | 0 | 0 | 0 | 0 | 0 | 0 | 0 | 0 | 0 | 0 | 0 | 0 | 0 | 0 | 0 | 0 | 0 | 0 | 0 | 0 | 0 | 12
NI |  | 282 | 2011 | 9 | 34 | 34 |  | HUTTO SWITCH | ROUND ROCK | 138 | 138 | W-H-F | 9 | 0 | 1 | 795 MCM ACSR 26/7 | 0 | 0 | 0 | 0 | 0 | 0 | 0 | 0 | 0 | 0 | 0 | 0 | 0 | 0 | 0 | 0 | 0 | 0 | 0 | 0 | 0 | 0 | 0 | 12
NI |  | 282 | 2011 | 9 | 35 | 35 |  | INDUSTRIAL | WEST NETWORK CSW 00123 | 138 | 138 | S-T | 1.31 | 0 | 1 |  | 0 | 0 | 0 | 0 | 0 | 0 | 0 | 0 | 0 | 0 | 0 | 0 | 0 | 0 | 0 | 0 | 0 | 0 | 0 | 0 | 0 | 0 | 0 | 12
NI |  | 282 | 2011 | 10 | 1 | 1 |  | INDUSTRIAL | WALL STREET | 138 | 138 | S-T | 0.38 | 0 | 1 |  | 0 | 0 | 0 | 0 | 0 | 0 | 0 | 0 | 0 | 0 | 0 | 0 | 0 | 0 | 0 | 0 | 0 | 0 | 0 | 0 | 0 | 0 | 0 | 12
NI |  | 282 | 2011 | 10 | 2 | 2 |  | INDUSTRIAL | SARGENT ROAD | 138 | 138 | S-T | 0 | 2.86 | 1 | 1431 MCM ACSR | 0 | 0 | 0 | 0 | 0 | 0 | 0 | 0 | 0 | 0 | 0 | 0 | 0 | 0 | 0 | 0 | 0 | 0 | 0 | 0 | 0 | 0 | 0 | 12
NI |  | 282 | 2011 | 10 | 3 | 3 |  | INDUSTRIAL | SARGENT ROAD | 138 | 138 | S-T | 2.86 | 0 | 1 | 1431 MCM ACSR | 0 | 0 | 0 | 0 | 0 | 0 | 0 | 0 | 0 | 0 | 0 | 0 | 0 | 0 | 0 | 0 | 0 | 0 | 0 | 0 | 0 | 0 | 0 | 12
NI |  | 282 | 2011 | 10 | 4 | 4 |  | JEWETT | ROBERTSON | 138 | 138 | W-H-F | 42 | 0 | 1 |  | 0 | 0 | 0 | 0 | 0 | 0 | 0 | 0 | 0 | 0 | 0 | 0 | 0 | 0 | 0 | 0 | 0 | 0 | 0 | 0 | 0 | 0 | 0 | 12
NI |  | 282 | 2011 | 10 | 5 | 5 |  | JEWETT | PALESTINE SOUTH | 138 | 138 | W-H-F | 43.8 | 0 | 1 | 795 MCM ACSR 26/7 | 0 | 0 | 0 | 0 | 0 | 0 | 0 | 0 | 0 | 0 | 0 | 0 | 0 | 0 | 0 | 0 | 0 | 0 | 0 | 0 | 0 | 0 | 0 | 12
NI |  | 282 | 2011 | 10 | 6 | 6 |  | JEWETT | CROCKETT | 138 | 138 | W-H-F | 40.3 | 0 | 1 | 795 MCM ACSR 26/7 | 0 | 0 | 0 | 0 | 0 | 0 | 0 | 0 | 0 | 0 | 0 | 0 | 0 | 0 | 0 | 0 | 0 | 0 | 0 | 0 | 0 | 0 | 0 | 12
NI |  | 282 | 2011 | 10 | 7 | 7 |  | JEWETT | FAIRFIELD WEST POD | 138 | 138 | W-H-F | 23.8 | 0 | 1 | 4/0 ACSR 6/1 PENG | 0 | 0 | 0 | 0 | 0 | 0 | 0 | 0 | 0 | 0 | 0 | 0 | 0 | 0 | 0 | 0 | 0 | 0 | 0 | 0 | 0 | 0 | 0 | 12
NI |  | 282 | 2011 | 10 | 8 | 8 |  | KILLEEN SWITCH | LCRA COPPERAS COVE | 138 | 138 | S-P | 18.65 | 0 | 1 | 1590 KCMIL ACSR | 0 | 0 | 0 | 0 | 0 | 0 | 0 | 0 | 0 | 0 | 0 | 0 | 0 | 0 | 0 | 0 | 0 | 0 | 0 | 0 | 0 | 0 | 0 | 12
NI |  | 282 | 2011 | 10 | 9 | 9 |  | KILLEEN SWITCH | COPPERAS COVE LCRA | 138 | 138 | S-P | 0 | 19.7 | 1 | 1590 KCMIL ACSR | 0 | 0 | 0 | 0 | 0 | 0 | 0 | 0 | 0 | 0 | 0 | 0 | 0 | 0 | 0 | 0 | 0 | 0 | 0 | 0 | 0 | 0 | 0 | 12
NI |  | 282 | 2011 | 10 | 10 | 10 |  | KILLEEN SWITCH | KILLEEN FORT HOOD | 138 | 138 | S-T | 0 | 5.17 | 1 | 795 MCM ACSR 26/7 | 0 | 0 | 0 | 0 | 0 | 0 | 0 | 0 | 0 | 0 | 0 | 0 | 0 | 0 | 0 | 0 | 0 | 0 | 0 | 0 | 0 | 0 | 0 | 12
NI |  | 282 | 2011 | 10 | 11 | 11 |  | KILLEEN SWITCH | KILLEEN FORT HOOD | 138 | 138 | S-P | 8.93 | 0 | 1 | 1590 KCMIL ACSR | 0 | 0 | 0 | 0 | 0 | 0 | 0 | 0 | 0 | 0 | 0 | 0 | 0 | 0 | 0 | 0 | 0 | 0 | 0 | 0 | 0 | 0 | 0 | 12
NI |  | 282 | 2011 | 10 | 12 | 12 |  | KIRKLAND PARK | COIT ROAD | 138 | 138 | S-T | 1.73 | 0 | 1 | 795 ACSR | 0 | 0 | 0 | 0 | 0 | 0 | 0 | 0 | 0 | 0 | 0 | 0 | 0 | 0 | 0 | 0 | 0 | 0 | 0 | 0 | 0 | 0 | 0 | 12
NI |  | 282 | 2011 | 10 | 13 | 13 |  | KIRKLAND PARK | DALLAS | 138 | 138 | S-T | 5.8 | 0 | 1 | 795 ACSR | 0 | 0 | 0 | 0 | 0 | 0 | 0 | 0 | 0 | 0 | 0 | 0 | 0 | 0 | 0 | 0 | 0 | 0 | 0 | 0 | 0 | 0 | 0 | 12
NI |  | 282 | 2011 | 10 | 14 | 14 |  | KIRKLAND PARK | NORTHHAVEN SWITCH | 138 | 138 | S-T | 5.66 | 0 | 1 | 2-1033 ACSR | 0 | 0 | 0 | 0 | 0 | 0 | 0 | 0 | 0 | 0 | 0 | 0 | 0 | 0 | 0 | 0 | 0 | 0 | 0 | 0 | 0 | 0 | 0 | 12
NI |  | 282 | 2011 | 10 | 15 | 15 |  | KIRKLAND PARK | NORTHHAVEN SWITCH | 138 | 138 | S-T | 0 | 5.65 | 1 | 2-1033 ACSR | 0 | 0 | 0 | 0 | 0 | 0 | 0 | 0 | 0 | 0 | 0 | 0 | 0 | 0 | 0 | 0 | 0 | 0 | 0 | 0 | 0 | 0 | 0 | 12
NI |  | 282 | 2011 | 10 | 16 | 16 |  | LAKE CREEK | TEMPLE PECAN CREEK | 138 | 138 | W-H-F | 32.8 | 0 | 1 | 636 MCM ACSR 26/7 | 0 | 0 | 0 | 0 | 0 | 0 | 0 | 0 | 0 | 0 | 0 | 0 | 0 | 0 | 0 | 0 | 0 | 0 | 0 | 0 | 0 | 0 | 0 | 12
NI |  | 282 | 2011 | 10 | 17 | 17 |  | LAKE CREEK | WACO EAST | 138 | 138 | W-H-F | 10.45 | 0 | 1 | 2-636 MCM ACSR 26 | 0 | 0 | 0 | 0 | 0 | 0 | 0 | 0 | 0 | 0 | 0 | 0 | 0 | 0 | 0 | 0 | 0 | 0 | 0 | 0 | 0 | 0 | 0 | 12
NI |  | 282 | 2011 | 10 | 18 | 18 |  | LAKE CREEK | PERRY (BEPC) | 138 | 138 | W-H-F | 8.12 | 0 | 1 |  | 0 | 0 | 0 | 0 | 0 | 0 | 0 | 0 | 0 | 0 | 0 | 0 | 0 | 0 | 0 | 0 | 0 | 0 | 0 | 0 | 0 | 0 | 0 | 12
NI |  | 282 | 2011 | 10 | 19 | 19 |  | LAKE CREEK | WACO WEST | 138 | 138 | W-H-F | 17.26 | 0 | 1 | 2-636 MCM ACSR 26 | 0 | 0 | 0 | 0 | 0 | 0 | 0 | 0 | 0 | 0 | 0 | 0 | 0 | 0 | 0 | 0 | 0 | 0 | 0 | 0 | 0 | 0 | 0 | 12
NI |  | 282 | 2011 | 10 | 20 | 20 |  | LAKE CREEK SWITCH | ELM MOTT | 138 | 138 | W-H-F | 21.66 | 0 | 1 | 636 MCM ACSR 26/7 | 0 | 0 | 0 | 0 | 0 | 0 | 0 | 0 | 0 | 0 | 0 | 0 | 0 | 0 | 0 | 0 | 0 | 0 | 0 | 0 | 0 | 0 | 0 | 12
NI |  | 282 | 2011 | 10 | 21 | 21 |  | LAKE CREEK SWITCH | JEWETT | 138 | 138 | W-H-F | 0 | 51.91 | 1 | 795 MCM ACSR 26/7 | 0 | 0 | 0 | 0 | 0 | 0 | 0 | 0 | 0 | 0 | 0 | 0 | 0 | 0 | 0 | 0 | 0 | 0 | 0 | 0 | 0 | 0 | 0 | 12
NI |  | 282 | 2011 | 10 | 22 | 22 |  | LAKE HUBBARD SES | CENTERVILLE ROAD SWITCH | 138 | 138 | S-T | 6.82 | 0 | 1 |  | 0 | 0 | 0 | 0 | 0 | 0 | 0 | 0 | 0 | 0 | 0 | 0 | 0 | 0 | 0 | 0 | 0 | 0 | 0 | 0 | 0 | 0 | 0 | 12
NI |  | 282 | 2011 | 10 | 23 | 23 |  | LAKE HUBBARD SWITCH | PRAIRIE CREEK SWITCH | 138 | 138 | S-T | 11.58 | 0 | 1 |  | 0 | 0 | 0 | 0 | 0 | 0 | 0 | 0 | 0 | 0 | 0 | 0 | 0 | 0 | 0 | 0 | 0 | 0 | 0 | 0 | 0 | 0 | 0 | 12
NI |  | 282 | 2011 | 10 | 24 | 24 |  | LAKE HUBBARD SWITCH | CENTERVILLE ROAD SWITCH | 138 | 138 | S-T | 6.82 | 0 | 1 |  | 0 | 0 | 0 | 0 | 0 | 0 | 0 | 0 | 0 | 0 | 0 | 0 | 0 | 0 | 0 | 0 | 0 | 0 | 0 | 0 | 0 | 0 | 0 | 12
NI |  | 282 | 2011 | 10 | 25 | 25 |  | LAKE HUBBARD SWITCH | FORNEY SWITCH | 138 | 138 | S-T | 9.1 | 0 | 1 |  | 0 | 0 | 0 | 0 | 0 | 0 | 0 | 0 | 0 | 0 | 0 | 0 | 0 | 0 | 0 | 0 | 0 | 0 | 0 | 0 | 0 | 0 | 0 | 12
NI |  | 282 | 2011 | 10 | 26 | 26 |  | LAKE HUBBARD SWITCH | PRAIRIE CREEK SWITCH | 138 | 138 | S-T | 0 | 8.76 | 1 |  | 0 | 0 | 0 | 0 | 0 | 0 | 0 | 0 | 0 | 0 | 0 | 0 | 0 | 0 | 0 | 0 | 0 | 0 | 0 | 0 | 0 | 0 | 0 | 12
NI |  | 282 | 2011 | 10 | 27 | 27 |  | LAKE HUBBARD SWITCH | CENTERVILLE ROAD SWITCH | 138 | 138 | S-T | 0 | 6.82 | 1 |  | 0 | 0 | 0 | 0 | 0 | 0 | 0 | 0 | 0 | 0 | 0 | 0 | 0 | 0 | 0 | 0 | 0 | 0 | 0 | 0 | 0 | 0 | 0 | 12
NI |  | 282 | 2011 | 10 | 28 | 28 |  | LAKE HUBBARD SWITCH | CENTERVILLE ROAD SWITCH | 138 | 138 | S-T | 0 | 6.82 | 1 |  | 0 | 0 | 0 | 0 | 0 | 0 | 0 | 0 | 0 | 0 | 0 | 0 | 0 | 0 | 0 | 0 | 0 | 0 | 0 | 0 | 0 | 0 | 0 | 12
NI |  | 282 | 2011 | 10 | 29 | 29 |  | LAMESA | PAUL DAVIS | 138 | 138 | W-H-F | 60.67 | 0 | 1 | 556 ACSR | 0 | 0 | 0 | 0 | 0 | 0 | 0 | 0 | 0 | 0 | 0 | 0 | 0 | 0 | 0 | 0 | 0 | 0 | 0 | 0 | 0 | 0 | 0 | 12
NI |  | 282 | 2011 | 10 | 30 | 30 |  | LEON SWITCH | PUTNAM | 138 | 138 | W-H-F | 0 | 8.34 | 1 |  | 0 | 0 | 0 | 0 | 0 | 0 | 0 | 0 | 0 | 0 | 0 | 0 | 0 | 0 | 0 | 0 | 0 | 0 | 0 | 0 | 0 | 0 | 0 | 12
NI |  | 282 | 2011 | 10 | 31 | 31 |  | LEON SWITCH | PUTNAM | 138 | 138 | W-H-F | 8.34 | 0 | 1 |  | 0 | 0 | 0 | 0 | 0 | 0 | 0 | 0 | 0 | 0 | 0 | 0 | 0 | 0 | 0 | 0 | 0 | 0 | 0 | 0 | 0 | 0 | 0 | 12
NI |  | 282 | 2011 | 10 | 32 | 32 |  | LIGGETT SWITCH | IRVING NORWOOD | 138 | 138 | S-T | 6.38 | 0 | 1 | 959 KCMIL ACSS/TW | 0 | 0 | 0 | 0 | 0 | 0 | 0 | 0 | 0 | 0 | 0 | 0 | 0 | 0 | 0 | 0 | 0 | 0 | 0 | 0 | 0 | 0 | 0 | 12
NI |  | 282 | 2011 | 10 | 33 | 33 |  | LIGGETT SWITCH | EXECUTIVE PARKWAY | 138 | 138 | S-T | 11.27 | 0 | 1 |  | 0 | 0 | 0 | 0 | 0 | 0 | 0 | 0 | 0 | 0 | 0 | 0 | 0 | 0 | 0 | 0 | 0 | 0 | 0 | 0 | 0 | 0 | 0 | 12
NI |  | 282 | 2011 | 10 | 34 | 34 |  | LIGGETT SWITCH | EULESS | 138 | 138 | S-T | 0 | 8.9 | 1 |  | 0 | 0 | 0 | 0 | 0 | 0 | 0 | 0 | 0 | 0 | 0 | 0 | 0 | 0 | 0 | 0 | 0 | 0 | 0 | 0 | 0 | 0 | 0 | 12
NI |  | 282 | 2011 | 10 | 35 | 35 |  | LIGGETT SWITCH | EULESS | 138 | 138 | S-T | 8.9 | 0 | 1 | 2-1033 ACSR | 0 | 0 | 0 | 0 | 0 | 0 | 0 | 0 | 0 | 0 | 0 | 0 | 0 | 0 | 0 | 0 | 0 | 0 | 0 | 0 | 0 | 0 | 0 | 12
NI |  | 282 | 2011 | 11 | 1 | 1 |  | LIGGETT SWITCH | IRVING NORWOOD | 138 | 138 | S-T | 0 | 6.38 | 1 | 959 KCMIL ACSS/TW | 0 | 0 | 0 | 0 | 0 | 0 | 0 | 0 | 0 | 0 | 0 | 0 | 0 | 0 | 0 | 0 | 0 | 0 | 0 | 0 | 0 | 0 | 0 | 12
NI |  | 282 | 2011 | 11 | 2 | 2 |  | LIGGETT SWITCH | HACKBERRY | 138 | 138 | W-P | 6.9 | 0 | 1 |  | 0 | 0 | 0 | 0 | 0 | 0 | 0 | 0 | 0 | 0 | 0 | 0 | 0 | 0 | 0 | 0 | 0 | 0 | 0 | 0 | 0 | 0 | 0 | 12
NI |  | 282 | 2011 | 11 | 3 | 3 |  | LUFKIN | NACOGDOCHES SOUTHEAST | 138 | 138 | W-H-F | 21.63 | 0 | 1 | 636 MCM ACSR 26/7 | 0 | 0 | 0 | 0 | 0 | 0 | 0 | 0 | 0 | 0 | 0 | 0 | 0 | 0 | 0 | 0 | 0 | 0 | 0 | 0 | 0 | 0 | 0 | 12
NI |  | 282 | 2011 | 11 | 4 | 4 |  | LUFKIN | HERTY NORTH SWITCH | 138 | 138 | W-H-F | 11.41 | 0 | 1 | 636 MCM ACSR 26/7 | 0 | 0 | 0 | 0 | 0 | 0 | 0 | 0 | 0 | 0 | 0 | 0 | 0 | 0 | 0 | 0 | 0 | 0 | 0 | 0 | 0 | 0 | 0 | 12
NI |  | 282 | 2011 | 11 | 5 | 5 |  | LUFKIN SWITCH | CROCKETT | 138 | 138 | W-H-F | 42.3 | 0 | 1 |  | 0 | 0 | 0 | 0 | 0 | 0 | 0 | 0 | 0 | 0 | 0 | 0 | 0 | 0 | 0 | 0 | 0 | 0 | 0 | 0 | 0 | 0 | 0 | 12
NI |  | 282 | 2011 | 11 | 6 | 6 |  | LUFKIN SWITCH | LUFKIN SOUTH | 138 | 138 | W-H-F | 20.08 | 0 | 1 | 1033.5 MCM ACSR 4 | 0 | 0 | 0 | 0 | 0 | 0 | 0 | 0 | 0 | 0 | 0 | 0 | 0 | 0 | 0 | 0 | 0 | 0 | 0 | 0 | 0 | 0 | 0 | 12
NI |  | 282 | 2011 | 11 | 7 | 7 |  | LUFKIN SWITCH | LUFKIN | 138 | 138 | W-H-F | 2.76 | 0 | 1 | 1033.5 MCM ACSR 4 | 0 | 0 | 0 | 0 | 0 | 0 | 0 | 0 | 0 | 0 | 0 | 0 | 0 | 0 | 0 | 0 | 0 | 0 | 0 | 0 | 0 | 0 | 0 | 12
NI |  | 282 | 2011 | 11 | 8 | 8 |  | MCDONALD ROAD | SPRABERRY SWITCH | 138 | 138 | W-H-F | 40.94 | 0 | 1 |  | 0 | 0 | 0 | 0 | 0 | 0 | 0 | 0 | 0 | 0 | 0 | 0 | 0 | 0 | 0 | 0 | 0 | 0 | 0 | 0 | 0 | 0 | 0 | 12
NI |  | 282 | 2011 | 11 | 9 | 9 |  | MCDONALD ROAD | FOREST CREEK WIND FARM | 138 | 138 |  | 4.4 | 0 | 1 |  | 0 | 0 | 0 | 0 | 0 | 0 | 0 | 0 | 0 | 0 | 0 | 0 | 0 | 0 | 0 | 0 | 0 | 0 | 0 | 0 | 0 | 0 | 0 | 12
NI |  | 282 | 2011 | 11 | 10 | 10 |  | MCDONALD ROAD | BIG SPRING SWITCH | 138 | 138 |  | 17.78 | 0 | 1 |  | 0 | 0 | 0 | 0 | 0 | 0 | 0 | 0 | 0 | 0 | 0 | 0 | 0 | 0 | 0 | 0 | 0 | 0 | 0 | 0 | 0 | 0 | 0 | 12
NI |  | 282 | 2011 | 11 | 11 | 11 |  | MESQUITE EAST | FORNEY SWITCH | 138 | 138 | S-T | 12.32 | 0 | 1 |  | 0 | 0 | 0 | 0 | 0 | 0 | 0 | 0 | 0 | 0 | 0 | 0 | 0 | 0 | 0 | 0 | 0 | 0 | 0 | 0 | 0 | 0 | 0 | 12
NI |  | 282 | 2011 | 11 | 12 | 12 |  | MESQUITE EAST | MESQUITE WESTERN ELECTRIC | 138 | 138 | S-P | 4.11 | 0 | 1 |  | 0 | 0 | 0 | 0 | 0 | 0 | 0 | 0 | 0 | 0 | 0 | 0 | 0 | 0 | 0 | 0 | 0 | 0 | 0 | 0 | 0 | 0 | 0 | 12
NI |  | 282 | 2011 | 11 | 13 | 13 |  | MIDESSA SWITCH | ODESSA EHV SWITCH | 138 | 138 | W-H-F | 18.02 | 0 | 1 |  | 0 | 0 | 0 | 0 | 0 | 0 | 0 | 0 | 0 | 0 | 0 | 0 | 0 | 0 | 0 | 0 | 0 | 0 | 0 | 0 | 0 | 0 | 0 | 12
NI |  | 282 | 2011 | 11 | 14 | 14 |  | MIDKIFF SWITCH | CRANE | 138 | 138 | W-H-F | 34.3 | 0 | 1 |  | 0 | 0 | 0 | 0 | 0 | 0 | 0 | 0 | 0 | 0 | 0 | 0 | 0 | 0 | 0 | 0 | 0 | 0 | 0 | 0 | 0 | 0 | 0 | 12
NI |  | 282 | 2011 | 11 | 15 | 15 |  | MIDLAND EAST | MIDESSA SWITCH | 138 | 138 | W-H-F | 8.65 | 0 | 1 |  | 0 | 0 | 0 | 0 | 0 | 0 | 0 | 0 | 0 | 0 | 0 | 0 | 0 | 0 | 0 | 0 | 0 | 0 | 0 | 0 | 0 | 0 | 0 | 12
NI |  | 282 | 2011 | 11 | 16 | 16 |  | MIDLAND EAST | STANTON EAST SWITCH | 138 | 138 | W-H-F | 17.08 | 0 | 1 |  | 0 | 0 | 0 | 0 | 0 | 0 | 0 | 0 | 0 | 0 | 0 | 0 | 0 | 0 | 0 | 0 | 0 | 0 | 0 | 0 | 0 | 0 | 0 | 12
NI |  | 282 | 2011 | 11 | 17 | 17 |  | MIDLAND EAST | MOSS SWITCH | 138 | 138 | S-T | 69.7 | 0 | 1 |  | 0 | 0 | 0 | 0 | 0 | 0 | 0 | 0 | 0 | 0 | 0 | 0 | 0 | 0 | 0 | 0 | 0 | 0 | 0 | 0 | 0 | 0 | 0 | 12
NI |  | 282 | 2011 | 11 | 18 | 18 |  | MIDLAND EAST | MOSS SWITCH | 138 | 138 | S-T | 0 | 52 | 1 |  | 0 | 0 | 0 | 0 | 0 | 0 | 0 | 0 | 0 | 0 | 0 | 0 | 0 | 0 | 0 | 0 | 0 | 0 | 0 | 0 | 0 | 0 | 0 | 12
NI |  | 282 | 2011 | 11 | 19 | 19 |  | MINERVA | ROBERTSON | 138 | 138 | W-H-F | 28.29 | 0 | 1 | 795 MCM ACSR 26/7 | 0 | 0 | 0 | 0 | 0 | 0 | 0 | 0 | 0 | 0 | 0 | 0 | 0 | 0 | 0 | 0 | 0 | 0 | 0 | 0 | 0 | 0 | 0 | 12
NI |  | 282 | 2011 | 11 | 20 | 20 |  | MONETARY SWITCH | IRVING NORWOOD | 138 | 138 | S-T | 12.56 | 0 | 1 |  | 0 | 0 | 0 | 0 | 0 | 0 | 0 | 0 | 0 | 0 | 0 | 0 | 0 | 0 | 0 | 0 | 0 | 0 | 0 | 0 | 0 | 0 | 0 | 12
NI |  | 282 | 2011 | 11 | 21 | 21 |  | MONETARY SWITCH | IRVING NORWOOD | 138 | 138 | S-T | 0 | 12.56 | 1 |  | 0 | 0 | 0 | 0 | 0 | 0 | 0 | 0 | 0 | 0 | 0 | 0 | 0 | 0 | 0 | 0 | 0 | 0 | 0 | 0 | 0 | 0 | 0 | 12
NI |  | 282 | 2011 | 11 | 22 | 22 |  | MONTFORD SWITCH | ENNIS SWITCH | 138 | 138 | W-H-F | 17.45 | 0 | 1 | 336 CM ACSR | 0 | 0 | 0 | 0 | 0 | 0 | 0 | 0 | 0 | 0 | 0 | 0 | 0 | 0 | 0 | 0 | 0 | 0 | 0 | 0 | 0 | 0 | 0 | 12
NI |  | 282 | 2011 | 11 | 23 | 23 |  | MORGAN CREEK SWITCH | COSDEN | 138 | 138 | W-H-F | 32.42 | 0 | 1 |  | 0 | 0 | 0 | 0 | 0 | 0 | 0 | 0 | 0 | 0 | 0 | 0 | 0 | 0 | 0 | 0 | 0 | 0 | 0 | 0 | 0 | 0 | 0 | 12
NI |  | 282 | 2011 | 11 | 24 | 24 |  | MORGAN CREEK SWITCH | CHINA GROVE SWITCH | 138 | 138 | W-H-F | 0 | 13.94 | 1 | 636 ACSR | 0 | 0 | 0 | 0 | 0 | 0 | 0 | 0 | 0 | 0 | 0 | 0 | 0 | 0 | 0 | 0 | 0 | 0 | 0 | 0 | 0 | 0 | 0 | 12
NI |  | 282 | 2011 | 11 | 25 | 25 |  | MORGAN CREEK SWITCH | MCDONALD ROAD | 138 | 138 | W-H-F | 77.06 | 0 | 1 |  | 0 | 0 | 0 | 0 | 0 | 0 | 0 | 0 | 0 | 0 | 0 | 0 | 0 | 0 | 0 | 0 | 0 | 0 | 0 | 0 | 0 | 0 | 0 | 12
NI |  | 282 | 2011 | 11 | 26 | 26 |  | MORGAN CREEK SWITCH | CHINA GROVE SWITCH | 138 | 138 | W-H-F | 13.94 | 0 | 1 | 636 ACSR | 0 | 0 | 0 | 0 | 0 | 0 | 0 | 0 | 0 | 0 | 0 | 0 | 0 | 0 | 0 | 0 | 0 | 0 | 0 | 0 | 0 | 0 | 0 | 12
NI |  | 282 | 2011 | 11 | 27 | 27 |  | MORGAN CREEK SWITCH | SUN SWITCH | 138 | 138 | W-H-F | 33.83 | 0 | 1 | 636 ACSR | 0 | 0 | 0 | 0 | 0 | 0 | 0 | 0 | 0 | 0 | 0 | 0 | 0 | 0 | 0 | 0 | 0 | 0 | 0 | 0 | 0 | 0 | 0 | 12
NI |  | 282 | 2011 | 11 | 28 | 28 |  | MORGAN CREEK SWITCH | MORGAN CREEK TURBINE SWITC | 138 | 138 | S-H-F | 0 | 0.13 | 1 |  | 0 | 0 | 0 | 0 | 0 | 0 | 0 | 0 | 0 | 0 | 0 | 0 | 0 | 0 | 0 | 0 | 0 | 0 | 0 | 0 | 0 | 0 | 0 | 12
NI |  | 282 | 2011 | 11 | 29 | 29 |  | MORGAN CREEK SWITCH | MORGAN CREEK TURBINE SWITC | 138 | 138 | W-H-F | 0.13 | 0 | 1 |  | 0 | 0 | 0 | 0 | 0 | 0 | 0 | 0 | 0 | 0 | 0 | 0 | 0 | 0 | 0 | 0 | 0 | 0 | 0 | 0 | 0 | 0 | 0 | 12
NI |  | 282 | 2011 | 11 | 30 | 30 |  | MORRISON LANE SWITCH | NORTHHAVEN SWITCH | 138 | 138 | S-T | 6.12 | 0 | 1 | 2-1033 ACSR | 0 | 0 | 0 | 0 | 0 | 0 | 0 | 0 | 0 | 0 | 0 | 0 | 0 | 0 | 0 | 0 | 0 | 0 | 0 | 0 | 0 | 0 | 0 | 12
NI |  | 282 | 2011 | 11 | 31 | 31 |  | MORRISON LANE SWITCH | NORTHHAVEN SWITCH | 138 | 138 | S-T | 0 | 6 | 1 |  | 0 | 0 | 0 | 0 | 0 | 0 | 0 | 0 | 0 | 0 | 0 | 0 | 0 | 0 | 0 | 0 | 0 | 0 | 0 | 0 | 0 | 0 | 0 | 12
NI |  | 282 | 2011 | 11 | 32 | 32 |  | MOSS SWITCH | PERMIAN BASIN SWITCH | 138 | 138 | W-H-F | 32.8 | 0 | 1 |  | 0 | 0 | 0 | 0 | 0 | 0 | 0 | 0 | 0 | 0 | 0 | 0 | 0 | 0 | 0 | 0 | 0 | 0 | 0 | 0 | 0 | 0 | 0 | 12
NI |  | 282 | 2011 | 11 | 33 | 33 |  | MOSS SWITCH | HOLT SWITCH | 138 | 138 | W-H-F | 20.47 | 0 | 1 |  | 0 | 0 | 0 | 0 | 0 | 0 | 0 | 0 | 0 | 0 | 0 | 0 | 0 | 0 | 0 | 0 | 0 | 0 | 0 | 0 | 0 | 0 | 0 | 12
NI |  | 282 | 2011 | 11 | 34 | 34 |  | MOSS SWITCH | PERMIAN BASIN SWITCH | 138 | 138 | W-H-F | 0 | 35.34 | 1 |  | 0 | 0 | 0 | 0 | 0 | 0 | 0 | 0 | 0 | 0 | 0 | 0 | 0 | 0 | 0 | 0 | 0 | 0 | 0 | 0 | 0 | 0 | 0 | 12
NI |  | 282 | 2011 | 11 | 35 | 35 |  | MOUNTAIN CREEK SWITCH | CEDAR HILL SWITCH | 138 | 138 | S-T | 0 | 5.72 | 1 |  | 0 | 0 | 0 | 0 | 0 | 0 | 0 | 0 | 0 | 0 | 0 | 0 | 0 | 0 | 0 | 0 | 0 | 0 | 0 | 0 | 0 | 0 | 0 | 12
NI |  | 282 | 2011 | 12 | 1 | 1 |  | MOUNTAIN CREEK SWITCH | CEDAR CREST SWITCH | 138 | 138 | S-T | 16.35 | 0 | 1 |  | 0 | 0 | 0 | 0 | 0 | 0 | 0 | 0 | 0 | 0 | 0 | 0 | 0 | 0 | 0 | 0 | 0 | 0 | 0 | 0 | 0 | 0 | 0 | 12
NI |  | 282 | 2011 | 12 | 2 | 2 |  | MOUNTAIN CREEK SWITCH | EAST LEVEE SWITCH | 138 | 138 | S-T | 17.75 | 0 | 1 |  | 0 | 0 | 0 | 0 | 0 | 0 | 0 | 0 | 0 | 0 | 0 | 0 | 0 | 0 | 0 | 0 | 0 | 0 | 0 | 0 | 0 | 0 | 0 | 12
NI |  | 282 | 2011 | 12 | 3 | 3 |  | MOUNTAIN CREEK SWITCH | CEDAR HILL SWITCH | 138 | 138 | S-T | 5.72 | 0 | 1 |  | 0 | 0 | 0 | 0 | 0 | 0 | 0 | 0 | 0 | 0 | 0 | 0 | 0 | 0 | 0 | 0 | 0 | 0 | 0 | 0 | 0 | 0 | 0 | 12
NI |  | 282 | 2011 | 12 | 4 | 4 |  | MOUNTAIN CREEK SWITCH | CEDAR CREST SWITCH | 138 | 138 | S-T | 0 | 11.96 | 1 |  | 0 | 0 | 0 | 0 | 0 | 0 | 0 | 0 | 0 | 0 | 0 | 0 | 0 | 0 | 0 | 0 | 0 | 0 | 0 | 0 | 0 | 0 | 0 | 12
NI |  | 282 | 2011 | 12 | 5 | 5 |  | MOUNTAIN CREEK SWITCH | WESTMORELAND | 138 | 138 | S-T | 0 | 5.7 | 1 |  | 0 | 0 | 0 | 0 | 0 | 0 | 0 | 0 | 0 | 0 | 0 | 0 | 0 | 0 | 0 | 0 | 0 | 0 | 0 | 0 | 0 | 0 | 0 | 12
NI |  | 282 | 2011 | 12 | 6 | 6 |  | MOUNTAIN CREEK SWITCH | WEST LEVEE | 138 | 138 | S-P | 11.77 | 0 | 1 |  | 0 | 0 | 0 | 0 | 0 | 0 | 0 | 0 | 0 | 0 | 0 | 0 | 0 | 0 | 0 | 0 | 0 | 0 | 0 | 0 | 0 | 0 | 0 | 12
NI |  | 282 | 2011 | 12 | 7 | 7 |  | MOUNTAIN CREEK SWITCH | NORWOOD 138KV SWITCH | 138 | 138 | S-T | 7.33 | 0 | 1 |  | 0 | 0 | 0 | 0 | 0 | 0 | 0 | 0 | 0 | 0 | 0 | 0 | 0 | 0 | 0 | 0 | 0 | 0 | 0 | 0 | 0 | 0 | 0 | 12
NI |  | 282 | 2011 | 12 | 8 | 8 |  | NACOGDOCHES | NACOGDOCHES SOUTHEAST | 138 | 138 | W-H-F | 13.25 | 0 | 1 | 795 MCM ACSR 26/7 | 0 | 0 | 0 | 0 | 0 | 0 | 0 | 0 | 0 | 0 | 0 | 0 | 0 | 0 | 0 | 0 | 0 | 0 | 0 | 0 | 0 | 0 | 0 | 12
NI |  | 282 | 2011 | 12 | 9 | 9 |  | NACOGDOCHES | NACOGDOCHES SOUTH TAP | 138 | 138 | W-H-F | 2.85 | 0 | 1 | 636 MCM ACSR 26/7 | 0 | 0 | 0 | 0 | 0 | 0 | 0 | 0 | 0 | 0 | 0 | 0 | 0 | 0 | 0 | 0 | 0 | 0 | 0 | 0 | 0 | 0 | 0 | 12
NI |  | 282 | 2011 | 12 | 10 | 10 |  | NACOGDOCHES SOUTHEAST | CHIRENO | 138 | 138 | W-H-F | 32.29 | 0 | 1 | 336.4 MCM ACSR 26 | 0 | 0 | 0 | 0 | 0 | 0 | 0 | 0 | 0 | 0 | 0 | 0 | 0 | 0 | 0 | 0 | 0 | 0 | 0 | 0 | 0 | 0 | 0 | 12
NI |  | 282 | 2011 | 12 | 11 | 11 |  | NACOGDOCHES SOUTHEAST | HERTY NORTH SWITCH | 138 | 138 | S-T | 13.36 | 0 | 1 | 795 MCM ACSR 26/7 | 0 | 0 | 0 | 0 | 0 | 0 | 0 | 0 | 0 | 0 | 0 | 0 | 0 | 0 | 0 | 0 | 0 | 0 | 0 | 0 | 0 | 0 | 0 | 12
NI |  | 282 | 2011 | 12 | 12 | 12 |  | NAVARRO | MONTFORD SWITCH | 138 | 138 | W-H-F | 36.7 | 0 | 1 | 795 MCM ACSR 26/7 | 0 | 0 | 0 | 0 | 0 | 0 | 0 | 0 | 0 | 0 | 0 | 0 | 0 | 0 | 0 | 0 | 0 | 0 | 0 | 0 | 0 | 0 | 0 | 12
NI |  | 282 | 2011 | 12 | 13 | 13 |  | NORTH LAKE SWITCH | MORRISON LANE SWITCH | 138 | 138 | S-T | 8.06 | 0 | 1 | 1033.5 ACSR | 0 | 0 | 0 | 0 | 0 | 0 | 0 | 0 | 0 | 0 | 0 | 0 | 0 | 0 | 0 | 0 | 0 | 0 | 0 | 0 | 0 | 0 | 0 | 12
NI |  | 282 | 2011 | 12 | 14 | 14 |  | NORTH LAKE SWITCH | HACKBERRY | 138 | 138 | S-T | 4.01 | 0 | 1 |  | 0 | 0 | 0 | 0 | 0 | 0 | 0 | 0 | 0 | 0 | 0 | 0 | 0 | 0 | 0 | 0 | 0 | 0 | 0 | 0 | 0 | 0 | 0 | 12
NI |  | 282 | 2011 | 12 | 15 | 15 |  | NORTH LAKE SWITCH | MORRISON LANE SWITCH | 138 | 138 | S-T | 0 | 8.32 | 1 | 1033.5 ACSR | 0 | 0 | 0 | 0 | 0 | 0 | 0 | 0 | 0 | 0 | 0 | 0 | 0 | 0 | 0 | 0 | 0 | 0 | 0 | 0 | 0 | 0 | 0 | 12
NI |  | 282 | 2011 | 12 | 16 | 16 |  | NORTH LAKE SWITCH | CARROLLTON EAST SWITCH | 138 | 138 | S-T | 0 | 8.34 | 1 |  | 0 | 0 | 0 | 0 | 0 | 0 | 0 | 0 | 0 | 0 | 0 | 0 | 0 | 0 | 0 | 0 | 0 | 0 | 0 | 0 | 0 | 0 | 0 | 12
NI |  | 282 | 2011 | 12 | 17 | 17 |  | NORTH LAKE SWITCH | CARROLLTON EAST SWITCH | 138 | 138 | S-T | 8.37 | 0 | 1 |  | 0 | 0 | 0 | 0 | 0 | 0 | 0 | 0 | 0 | 0 | 0 | 0 | 0 | 0 | 0 | 0 | 0 | 0 | 0 | 0 | 0 | 0 | 0 | 12
NI |  | 282 | 2011 | 12 | 18 | 18 |  | NORTH LAKE SWITCH | CARROLLTON EAST SWITCH | 138 | 138 | S-T | 8.34 | 0 | 1 |  | 0 | 0 | 0 | 0 | 0 | 0 | 0 | 0 | 0 | 0 | 0 | 0 | 0 | 0 | 0 | 0 | 0 | 0 | 0 | 0 | 0 | 0 | 0 | 12
NI |  | 282 | 2011 | 12 | 19 | 19 |  | NORTH MAIN SWITCH | CALMONT SWITCH | 138 | 138 | S-P | 9.25 | 0 | 1 |  | 0 | 0 | 0 | 0 | 0 | 0 | 0 | 0 | 0 | 0 | 0 | 0 | 0 | 0 | 0 | 0 | 0 | 0 | 0 | 0 | 0 | 0 | 0 | 12
NI |  | 282 | 2011 | 12 | 20 | 20 |  | NORTH MAIN SWITCH | EPDC | 138 | 138 | S-P | 1.15 | 0 | 1 |  | 0 | 0 | 0 | 0 | 0 | 0 | 0 | 0 | 0 | 0 | 0 | 0 | 0 | 0 | 0 | 0 | 0 | 0 | 0 | 0 | 0 | 0 | 0 | 12
NI |  | 282 | 2011 | 12 | 21 | 21 |  | NORWOOD 138KV SWITCH | DENTON DRIVE SWITCH | 138 | 138 | S-T | 5.3 | 0 | 1 |  | 0 | 0 | 0 | 0 | 0 | 0 | 0 | 0 | 0 | 0 | 0 | 0 | 0 | 0 | 0 | 0 | 0 | 0 | 0 | 0 | 0 | 0 | 0 | 12
NI |  | 282 | 2011 | 12 | 22 | 22 |  | NORWOOD 138KV SWITCH | DENTON DRIVE SWITCH | 138 | 138 | S-T | 0 | 5.65 | 1 |  | 0 | 0 | 0 | 0 | 0 | 0 | 0 | 0 | 0 | 0 | 0 | 0 | 0 | 0 | 0 | 0 | 0 | 0 | 0 | 0 | 0 | 0 | 0 | 12
NI |  | 282 | 2011 | 12 | 23 | 23 |  | NORWOOD 138KV SWITCH | RECORD CROSSING | 138 | 138 | S-T | 3.7 | 0 | 1 |  | 0 | 0 | 0 | 0 | 0 | 0 | 0 | 0 | 0 | 0 | 0 | 0 | 0 | 0 | 0 | 0 | 0 | 0 | 0 | 0 | 0 | 0 | 0 | 12
NI |  | 282 | 2011 | 12 | 24 | 24 |  | NORWOOD 138KV SWITCH | COLLVILLE CSW 00121 | 138 | 138 | C-U-G | 7.28 | 0 | 1 |  | 0 | 0 | 0 | 0 | 0 | 0 | 0 | 0 | 0 | 0 | 0 | 0 | 0 | 0 | 0 | 0 | 0 | 0 | 0 | 0 | 0 | 0 | 0 | 12
NI |  | 282 | 2011 | 12 | 25 | 25 |  | NORWOOD 138KV SWITCH | IRVING NORWOOD | 138 | 138 | W-H-F | 0.11 | 0 | 1 |  | 0 | 0 | 0 | 0 | 0 | 0 | 0 | 0 | 0 | 0 | 0 | 0 | 0 | 0 | 0 | 0 | 0 | 0 | 0 | 0 | 0 | 0 | 0 | 12
NI |  | 282 | 2011 | 12 | 26 | 26 |  | ODESSA EHV SWITCH | CRANE | 138 | 138 | W-H-F | 35.5 | 0 | 1 |  | 0 | 0 | 0 | 0 | 0 | 0 | 0 | 0 | 0 | 0 | 0 | 0 | 0 | 0 | 0 | 0 | 0 | 0 | 0 | 0 | 0 | 0 | 0 | 12
NI |  | 282 | 2011 | 12 | 27 | 27 |  | ODESSA EHV SWITCH | MOSS SWITCH | 138 | 138 | W-H-F | 0 | 17.55 | 1 |  | 0 | 0 | 0 | 0 | 0 | 0 | 0 | 0 | 0 | 0 | 0 | 0 | 0 | 0 | 0 | 0 | 0 | 0 | 0 | 0 | 0 | 0 | 0 | 12
NI |  | 282 | 2011 | 12 | 28 | 28 |  | ODESSA EHV SWITCH | REXALL | 138 | 138 | S-T | 0.6 | 0 | 1 |  | 0 | 0 | 0 | 0 | 0 | 0 | 0 | 0 | 0 | 0 | 0 | 0 | 0 | 0 | 0 | 0 | 0 | 0 | 0 | 0 | 0 | 0 | 0 | 12
NI |  | 282 | 2011 | 12 | 29 | 29 |  | ODESSA EHV SWITCH | MOSS SWITCH | 138 | 138 | S-T | 15.22 | 0 | 1 |  | 0 | 0 | 0 | 0 | 0 | 0 | 0 | 0 | 0 | 0 | 0 | 0 | 0 | 0 | 0 | 0 | 0 | 0 | 0 | 0 | 0 | 0 | 0 | 12
NI |  | 282 | 2011 | 12 | 30 | 30 |  | ODESSA EHV SWITCH | OLEFIN SWITCH | 138 | 138 | S-T | 7.62 | 0 | 1 |  | 0 | 0 | 0 | 0 | 0 | 0 | 0 | 0 | 0 | 0 | 0 | 0 | 0 | 0 | 0 | 0 | 0 | 0 | 0 | 0 | 0 | 0 | 0 | 12
NI |  | 282 | 2011 | 12 | 31 | 31 |  | ODESSA EHV SWITCH | PERMIAN BASIN SWITCH | 138 | 138 | W-H-F | 48.17 | 0 | 1 |  | 0 | 0 | 0 | 0 | 0 | 0 | 0 | 0 | 0 | 0 | 0 | 0 | 0 | 0 | 0 | 0 | 0 | 0 | 0 | 0 | 0 | 0 | 0 | 12
NI |  | 282 | 2011 | 12 | 32 | 32 |  | ORAN | R. W. MILLER | 138 | 138 | W-H-F | 32.48 | 0 | 1 | 336 ACSR | 0 | 0 | 0 | 0 | 0 | 0 | 0 | 0 | 0 | 0 | 0 | 0 | 0 | 0 | 0 | 0 | 0 | 0 | 0 | 0 | 0 | 0 | 0 | 12
NI |  | 282 | 2011 | 12 | 33 | 33 |  | PARIS SWITCH | TENASKA | 138 | 138 | W-H-F | 10.47 | 0 | 1 |  | 0 | 0 | 0 | 0 | 0 | 0 | 0 | 0 | 0 | 0 | 0 | 0 | 0 | 0 | 0 | 0 | 0 | 0 | 0 | 0 | 0 | 0 | 0 | 12
NI |  | 282 | 2011 | 12 | 34 | 34 |  | PARIS SWITCH | PARIS SWITCH | 138 | 138 | W-H-F | 1.22 | 0 | 1 |  | 0 | 0 | 0 | 0 | 0 | 0 | 0 | 0 | 0 | 0 | 0 | 0 | 0 | 0 | 0 | 0 | 0 | 0 | 0 | 0 | 0 | 0 | 0 | 12
NI |  | 282 | 2011 | 12 | 35 | 35 |  | PARKDALE SWITCH | PRAIRIE CREEK SWITCH | 138 | 138 | S-T | 5.9 | 0 | 1 | 2-1431 MCM ACSR | 0 | 0 | 0 | 0 | 0 | 0 | 0 | 0 | 0 | 0 | 0 | 0 | 0 | 0 | 0 | 0 | 0 | 0 | 0 | 0 | 0 | 0 | 0 | 12
NI |  | 282 | 2011 | 13 | 1 | 1 |  | PARKDALE SWITCH | UNDERGROUND CSW 2321 | 138 | 138 | S-T | 6.81 | 0 | 1 |  | 0 | 0 | 0 | 0 | 0 | 0 | 0 | 0 | 0 | 0 | 0 | 0 | 0 | 0 | 0 | 0 | 0 | 0 | 0 | 0 | 0 | 0 | 0 | 12
NI |  | 282 | 2011 | 13 | 2 | 2 |  | PARKDALE SWITCH | THORNTON EAST | 138 | 138 | S-P | 5.68 | 0 | 1 | 927 MCM ACSR | 0 | 0 | 0 | 0 | 0 | 0 | 0 | 0 | 0 | 0 | 0 | 0 | 0 | 0 | 0 | 0 | 0 | 0 | 0 | 0 | 0 | 0 | 0 | 12
NI |  | 282 | 2011 | 13 | 3 | 3 |  | PARKDALE SWITCH | BRYAN CSW 00122 | 138 | 138 | S-T | 5.3 | 0 | 1 |  | 0 | 0 | 0 | 0 | 0 | 0 | 0 | 0 | 0 | 0 | 0 | 0 | 0 | 0 | 0 | 0 | 0 | 0 | 0 | 0 | 0 | 0 | 0 | 12
NI |  | 282 | 2011 | 13 | 4 | 4 |  | PARKDALE SWITCH | CENTERVILLE ROAD SWITCH | 138 | 138 | S-T | 7.6 | 0 | 1 |  | 0 | 0 | 0 | 0 | 0 | 0 | 0 | 0 | 0 | 0 | 0 | 0 | 0 | 0 | 0 | 0 | 0 | 0 | 0 | 0 | 0 | 0 | 0 | 12
NI |  | 282 | 2011 | 13 | 5 | 5 |  | PARKDALE SWITCH | GREENVILLE AVENUE SWITCH | 138 | 138 | S-T | 6.59 | 0 | 1 | 2-1033 ACSR | 0 | 0 | 0 | 0 | 0 | 0 | 0 | 0 | 0 | 0 | 0 | 0 | 0 | 0 | 0 | 0 | 0 | 0 | 0 | 0 | 0 | 0 | 0 | 12
NI |  | 282 | 2011 | 13 | 6 | 6 |  | PARKDALE SWITCH | PRAIRIE CREEK SWITCH | 138 | 138 | S-T | 0 | 6.02 | 1 | 2-1431 MCM ACSR | 0 | 0 | 0 | 0 | 0 | 0 | 0 | 0 | 0 | 0 | 0 | 0 | 0 | 0 | 0 | 0 | 0 | 0 | 0 | 0 | 0 | 0 | 0 | 12
NI |  | 282 | 2011 | 13 | 7 | 7 |  | PARKDALE SWITCH | SARGENT ROAD | 138 | 138 | S-T | 0 | 5.65 | 1 |  | 0 | 0 | 0 | 0 | 0 | 0 | 0 | 0 | 0 | 0 | 0 | 0 | 0 | 0 | 0 | 0 | 0 | 0 | 0 | 0 | 0 | 0 | 0 | 12
NI |  | 282 | 2011 | 13 | 8 | 8 |  | PARKDALE SWITCH | CENTERVILLE ROAD SWITCH | 138 | 138 | S-T | 0 | 7.6 | 1 |  | 0 | 0 | 0 | 0 | 0 | 0 | 0 | 0 | 0 | 0 | 0 | 0 | 0 | 0 | 0 | 0 | 0 | 0 | 0 | 0 | 0 | 0 | 0 | 12
NI |  | 282 | 2011 | 13 | 9 | 9 |  | PARKDALE SWITCH | BRYAN CSW 00121 | 138 | 138 | S-T | 6.1 | 0 | 1 |  | 0 | 0 | 0 | 0 | 0 | 0 | 0 | 0 | 0 | 0 | 0 | 0 | 0 | 0 | 0 | 0 | 0 | 0 | 0 | 0 | 0 | 0 | 0 | 12
NI |  | 282 | 2011 | 13 | 10 | 10 |  | PARKDALE SWITCH | GREENVILLE AVENUE SWITCH | 138 | 138 | S-T | 0 | 7.61 | 1 | 2-1033 ACSR | 0 | 0 | 0 | 0 | 0 | 0 | 0 | 0 | 0 | 0 | 0 | 0 | 0 | 0 | 0 | 0 | 0 | 0 | 0 | 0 | 0 | 0 | 0 | 12
NI |  | 282 | 2011 | 13 | 11 | 11 |  | PARKDALE SWITCH | HASKELL AVENUE | 138 | 138 | S-T | 1.74 | 0 | 1 | 336 ACSR | 0 | 0 | 0 | 0 | 0 | 0 | 0 | 0 | 0 | 0 | 0 | 0 | 0 | 0 | 0 | 0 | 0 | 0 | 0 | 0 | 0 | 0 | 0 | 12
NI |  | 282 | 2011 | 13 | 12 | 12 |  | PAYNE SWITCH | GAINESVILLE | 138 | 138 | W-H-F | 34.96 | 0 | 1 | 336 MCM ACSR | 0 | 0 | 0 | 0 | 0 | 0 | 0 | 0 | 0 | 0 | 0 | 0 | 0 | 0 | 0 | 0 | 0 | 0 | 0 | 0 | 0 | 0 | 0 | 12
NI |  | 282 | 2011 | 13 | 13 | 13 |  | PERMIAN BASIN SWITCH | WINK | 138 | 138 | W-H-F | 0 | 16.49 | 1 |  | 0 | 0 | 0 | 0 | 0 | 0 | 0 | 0 | 0 | 0 | 0 | 0 | 0 | 0 | 0 | 0 | 0 | 0 | 0 | 0 | 0 | 0 | 0 | 12
NI |  | 282 | 2011 | 13 | 14 | 14 |  | PERMIAN BASIN SWITCH | WINK | 138 | 138 | W-H-F | 24.7 | 0 | 1 |  | 0 | 0 | 0 | 0 | 0 | 0 | 0 | 0 | 0 | 0 | 0 | 0 | 0 | 0 | 0 | 0 | 0 | 0 | 0 | 0 | 0 | 0 | 0 | 12
NI |  | 282 | 2011 | 13 | 15 | 15 |  | PERMIAN BASIN SWITCH | HOLT SWITCH | 138 | 138 | W-H-F | 40.87 | 0 | 1 |  | 0 | 0 | 0 | 0 | 0 | 0 | 0 | 0 | 0 | 0 | 0 | 0 | 0 | 0 | 0 | 0 | 0 | 0 | 0 | 0 | 0 | 0 | 0 | 12
NI |  | 282 | 2011 | 13 | 16 | 16 |  | PERMIAN BASIN SWITCH | BARILLA | 138 | 138 | W-H-F | 17.5 | 0 | 1 |  | 0 | 0 | 0 | 0 | 0 | 0 | 0 | 0 | 0 | 0 | 0 | 0 | 0 | 0 | 0 | 0 | 0 | 0 | 0 | 0 | 0 | 0 | 0 | 12
NI |  | 282 | 2011 | 13 | 17 | 17 |  | PLANO ARCO | RENNER SWITCH | 138 | 138 | S-T | 2.5 | 0 | 1 |  | 0 | 0 | 0 | 0 | 0 | 0 | 0 | 0 | 0 | 0 | 0 | 0 | 0 | 0 | 0 | 0 | 0 | 0 | 0 | 0 | 0 | 0 | 0 | 12
NI |  | 282 | 2011 | 13 | 18 | 18 |  | PLANO TENNYSON | RENNER SWITCH | 138 | 138 | W-H-F | 5.51 | 0 | 1 |  | 0 | 0 | 0 | 0 | 0 | 0 | 0 | 0 | 0 | 0 | 0 | 0 | 0 | 0 | 0 | 0 | 0 | 0 | 0 | 0 | 0 | 0 | 0 | 12
NI |  | 282 | 2011 | 13 | 19 | 19 |  | PLANO TENNYSON | CARROLLTON NORTHWEST | 138 | 138 | S-T | 10 | 0 | 1 |  | 0 | 0 | 0 | 0 | 0 | 0 | 0 | 0 | 0 | 0 | 0 | 0 | 0 | 0 | 0 | 0 | 0 | 0 | 0 | 0 | 0 | 0 | 0 | 12
NI |  | 282 | 2011 | 13 | 20 | 20 |  | PLANO WEST | RENNER SWITCH | 138 | 138 | S-T | 4.07 | 0 | 1 |  | 0 | 0 | 0 | 0 | 0 | 0 | 0 | 0 | 0 | 0 | 0 | 0 | 0 | 0 | 0 | 0 | 0 | 0 | 0 | 0 | 0 | 0 | 0 | 12
NI |  | 282 | 2011 | 13 | 21 | 21 |  | PLANO WEST | PLANO ARCO | 138 | 138 | S-T | 1.65 | 0 | 1 |  | 0 | 0 | 0 | 0 | 0 | 0 | 0 | 0 | 0 | 0 | 0 | 0 | 0 | 0 | 0 | 0 | 0 | 0 | 0 | 0 | 0 | 0 | 0 | 12
NI |  | 282 | 2011 | 13 | 22 | 22 |  | PLANO WEST | RICHARDSON COLLINS BLVD | 138 | 138 | S-P | 8.14 | 0 | 1 |  | 0 | 0 | 0 | 0 | 0 | 0 | 0 | 0 | 0 | 0 | 0 | 0 | 0 | 0 | 0 | 0 | 0 | 0 | 0 | 0 | 0 | 0 | 0 | 12
NI |  | 282 | 2011 | 13 | 23 | 23 |  | RICHARDSON EAST | RICHARDSON COLLINS BLVD | 138 | 138 | S-P | 1.92 | 0 | 1 |  | 0 | 0 | 0 | 0 | 0 | 0 | 0 | 0 | 0 | 0 | 0 | 0 | 0 | 0 | 0 | 0 | 0 | 0 | 0 | 0 | 0 | 0 | 0 | 12
NI |  | 282 | 2011 | 13 | 24 | 24 |  | PLANO WEST | RICHARDSON EAST | 138 | 138 | S-T | 0 | 5.52 | 1 | 795 ACSR | 0 | 0 | 0 | 0 | 0 | 0 | 0 | 0 | 0 | 0 | 0 | 0 | 0 | 0 | 0 | 0 | 0 | 0 | 0 | 0 | 0 | 0 | 0 | 12
NI |  | 282 | 2011 | 13 | 25 | 25 |  | PLEASANT VALLEY SWITCH | WICHITA FALLS COGEN | 138 | 138 | S-T | 5.78 | 0 | 1 | 795 ACSR | 0 | 0 | 0 | 0 | 0 | 0 | 0 | 0 | 0 | 0 | 0 | 0 | 0 | 0 | 0 | 0 | 0 | 0 | 0 | 0 | 0 | 0 | 0 | 12
NI |  | 282 | 2011 | 13 | 26 | 26 |  | PLEASANT VALLEY SWITCH | CERAMIC | 138 | 138 | W-H-F | 10.02 | 0 | 1 | 795 ACSR | 0 | 0 | 0 | 0 | 0 | 0 | 0 | 0 | 0 | 0 | 0 | 0 | 0 | 0 | 0 | 0 | 0 | 0 | 0 | 0 | 0 | 0 | 0 | 12
NI |  | 282 | 2011 | 13 | 27 | 27 |  | PLEASANT VALLEY SWITCH | LAKE WICHITA SWITCH | 138 | 138 | S-P | 10.36 | 0 | 1 | 1798.3 ACAR | 0 | 0 | 0 | 0 | 0 | 0 | 0 | 0 | 0 | 0 | 0 | 0 | 0 | 0 | 0 | 0 | 0 | 0 | 0 | 0 | 0 | 0 | 0 | 12
NI |  | 282 | 2011 | 13 | 28 | 28 |  | PRAIRIE CREEK SWITCH | MESQUITE WESTERN ELECTRIC | 138 | 138 | S-T | 1.27 | 0 | 1 |  | 0 | 0 | 0 | 0 | 0 | 0 | 0 | 0 | 0 | 0 | 0 | 0 | 0 | 0 | 0 | 0 | 0 | 0 | 0 | 0 | 0 | 0 | 0 | 12
NI |  | 282 | 2011 | 13 | 29 | 29 |  | PRAIRIE CREEK SWITCH | OATES | 138 | 138 | S-T | 8.84 | 0 | 1 |  | 0 | 0 | 0 | 0 | 0 | 0 | 0 | 0 | 0 | 0 | 0 | 0 | 0 | 0 | 0 | 0 | 0 | 0 | 0 | 0 | 0 | 0 | 0 | 12
NI |  | 282 | 2011 | 13 | 30 | 30 |  | RENNER | DALLAS | 138 | 138 | S-T | 7.03 | 0 | 1 |  | 0 | 0 | 0 | 0 | 0 | 0 | 0 | 0 | 0 | 0 | 0 | 0 | 0 | 0 | 0 | 0 | 0 | 0 | 0 | 0 | 0 | 0 | 0 | 12
NI |  | 282 | 2011 | 13 | 31 | 31 |  | RENNER | DALLAS | 138 | 138 | S-T | 0 | 6.99 | 1 |  | 0 | 0 | 0 | 0 | 0 | 0 | 0 | 0 | 0 | 0 | 0 | 0 | 0 | 0 | 0 | 0 | 0 | 0 | 0 | 0 | 0 | 0 | 0 | 12
NI |  | 282 | 2011 | 13 | 32 | 32 |  | RENNER | NORTHHAVEN SWITCH | 138 | 138 | S-T | 11.61 | 0 | 1 |  | 0 | 0 | 0 | 0 | 0 | 0 | 0 | 0 | 0 | 0 | 0 | 0 | 0 | 0 | 0 | 0 | 0 | 0 | 0 | 0 | 0 | 0 | 0 | 12
NI |  | 282 | 2011 | 13 | 33 | 33 |  | RICE SWITCH | WICHITA FALLS SOUTH SWITCH | 138 | 138 | W-H-F | 48.62 | 0 | 1 | 336.4 MCM ACSR 26 | 0 | 0 | 0 | 0 | 0 | 0 | 0 | 0 | 0 | 0 | 0 | 0 | 0 | 0 | 0 | 0 | 0 | 0 | 0 | 0 | 0 | 0 | 0 | 12
NI |  | 282 | 2011 | 13 | 34 | 34 |  | RICHARDSON EAST | APOLLO ROAD | 138 | 138 | S-P | 3.81 | 0 | 1 | 636 ACSR | 0 | 0 | 0 | 0 | 0 | 0 | 0 | 0 | 0 | 0 | 0 | 0 | 0 | 0 | 0 | 0 | 0 | 0 | 0 | 0 | 0 | 0 | 0 | 12
NI |  | 282 | 2011 | 13 | 35 | 35 |  | RIVERCREST SWITCH | MONTICELLO SES | 138 | 138 | W-H-F | 59.3 | 0 | 1 | 636 CM ACSR | 0 | 0 | 0 | 0 | 0 | 0 | 0 | 0 | 0 | 0 | 0 | 0 | 0 | 0 | 0 | 0 | 0 | 0 | 0 | 0 | 0 | 0 | 0 | 12
NI |  | 282 | 2011 | 14 | 1 | 1 |  | RIVERCREST SWITCH | PARIS SWITCH | 138 | 138 | W-H-F | 50.5 | 0 | 1 | 636 MCM ACSR | 0 | 0 | 0 | 0 | 0 | 0 | 0 | 0 | 0 | 0 | 0 | 0 | 0 | 0 | 0 | 0 | 0 | 0 | 0 | 0 | 0 | 0 | 0 | 12
NI |  | 282 | 2011 | 14 | 2 | 2 |  | ROANOKE SWITCH | COPPELL | 138 | 138 | S-T | 27.96 | 0 | 1 | 1033.5 ACSR | 0 | 0 | 0 | 0 | 0 | 0 | 0 | 0 | 0 | 0 | 0 | 0 | 0 | 0 | 0 | 0 | 0 | 0 | 0 | 0 | 0 | 0 | 0 | 12
NI |  | 282 | 2011 | 14 | 3 | 3 |  | ROANOKE SWITCH | EULESS | 138 | 138 | S-T | 0 | 20.72 | 1 | 1033.5 ACSR | 0 | 0 | 0 | 0 | 0 | 0 | 0 | 0 | 0 | 0 | 0 | 0 | 0 | 0 | 0 | 0 | 0 | 0 | 0 | 0 | 0 | 0 | 0 | 12
NI |  | 282 | 2011 | 14 | 4 | 4 |  | ROUND ROCK | CHIEF BRADY | 138 | 138 | S-P | 8.91 | 0 | 1 |  | 0 | 0 | 0 | 0 | 0 | 0 | 0 | 0 | 0 | 0 | 0 | 0 | 0 | 0 | 0 | 0 | 0 | 0 | 0 | 0 | 0 | 0 | 0 | 12
NI |  | 282 | 2011 | 14 | 5 | 5 |  | ROUND ROCK | MCNEIL | 138 | 138 | S-H-F | 30.66 | 0 | 1 |  | 0 | 0 | 0 | 0 | 0 | 0 | 0 | 0 | 0 | 0 | 0 | 0 | 0 | 0 | 0 | 0 | 0 | 0 | 0 | 0 | 0 | 0 | 0 | 12
NI |  | 282 | 2011 | 14 | 6 | 6 |  | ROUND ROCK | GABRIEL | 138 | 138 | W-H-F | 13.36 | 0 | 1 | 336.4 MCM ACSR 26 | 0 | 0 | 0 | 0 | 0 | 0 | 0 | 0 | 0 | 0 | 0 | 0 | 0 | 0 | 0 | 0 | 0 | 0 | 0 | 0 | 0 | 0 | 0 | 12
NI |  | 282 | 2011 | 14 | 7 | 7 |  | ROUND ROCK | MCNEIL | 138 | 138 | S-P | 0 | 8.88 | 1 | 795 MCM ACSR 26/7 | 0 | 0 | 0 | 0 | 0 | 0 | 0 | 0 | 0 | 0 | 0 | 0 | 0 | 0 | 0 | 0 | 0 | 0 | 0 | 0 | 0 | 0 | 0 | 12
NI |  | 282 | 2011 | 14 | 8 | 8 |  | ROYSE SWITCH | OATES | 138 | 138 | S-P | 19.37 | 0 | 1 |  | 0 | 0 | 0 | 0 | 0 | 0 | 0 | 0 | 0 | 0 | 0 | 0 | 0 | 0 | 0 | 0 | 0 | 0 | 0 | 0 | 0 | 0 | 0 | 12
NI |  | 282 | 2011 | 14 | 9 | 9 |  | ROYSE SWITCH | RICHARDSON EAST | 138 | 138 | S-P | 29.35 | 0 | 1 |  | 0 | 0 | 0 | 0 | 0 | 0 | 0 | 0 | 0 | 0 | 0 | 0 | 0 | 0 | 0 | 0 | 0 | 0 | 0 | 0 | 0 | 0 | 0 | 12
NI |  | 282 | 2011 | 14 | 10 | 10 |  | ROYSE SWITCH | FORNEY SWITCH | 138 | 138 | W-H-F | 17.05 | 0 | 1 |  | 0 | 0 | 0 | 0 | 0 | 0 | 0 | 0 | 0 | 0 | 0 | 0 | 0 | 0 | 0 | 0 | 0 | 0 | 0 | 0 | 0 | 0 | 0 | 12
NI |  | 282 | 2011 | 14 | 11 | 11 |  | ROYSE SWITCH | BEN DAVIS | 138 | 138 | W-H-F | 21.28 | 0 | 1 |  | 0 | 0 | 0 | 0 | 0 | 0 | 0 | 0 | 0 | 0 | 0 | 0 | 0 | 0 | 0 | 0 | 0 | 0 | 0 | 0 | 0 | 0 | 0 | 12
NI |  | 282 | 2011 | 14 | 12 | 12 |  | ROYSE SWITCH | PRINCETON | 138 | 138 | S-H-F | 27.32 | 0 | 1 |  | 0 | 0 | 0 | 0 | 0 | 0 | 0 | 0 | 0 | 0 | 0 | 0 | 0 | 0 | 0 | 0 | 0 | 0 | 0 | 0 | 0 | 0 | 0 | 12
NI |  | 282 | 2011 | 14 | 13 | 13 |  | ROYSE SWITCH | TERRELL SWITCH | 138 | 138 | W-H-F | 0 | 23.58 | 1 |  | 0 | 0 | 0 | 0 | 0 | 0 | 0 | 0 | 0 | 0 | 0 | 0 | 0 | 0 | 0 | 0 | 0 | 0 | 0 | 0 | 0 | 0 | 0 | 12
NI |  | 282 | 2011 | 14 | 14 | 14 |  | ROYSE SWITCH | SHELBY | 138 | 138 | S-T | 21.2 | 0 | 1 |  | 0 | 0 | 0 | 0 | 0 | 0 | 0 | 0 | 0 | 0 | 0 | 0 | 0 | 0 | 0 | 0 | 0 | 0 | 0 | 0 | 0 | 0 | 0 | 12
NI |  | 282 | 2011 | 14 | 15 | 15 |  | ROYSE SWITCH | TERRELL SWITCH | 138 | 138 | S-H-F | 26.88 | 0 | 1 |  | 0 | 0 | 0 | 0 | 0 | 0 | 0 | 0 | 0 | 0 | 0 | 0 | 0 | 0 | 0 | 0 | 0 | 0 | 0 | 0 | 0 | 0 | 0 | 12
NI |  | 282 | 2011 | 14 | 16 | 16 |  | SAGINAW | EULESS | 138 | 138 | S-T | 17.88 | 0 | 1 | 795 KCML ACSR | 0 | 0 | 0 | 0 | 0 | 0 | 0 | 0 | 0 | 0 | 0 | 0 | 0 | 0 | 0 | 0 | 0 | 0 | 0 | 0 | 0 | 0 | 0 | 12
NI |  | 282 | 2011 | 14 | 17 | 17 |  | SAGINAW | NORTH MAIN SWITCH | 138 | 138 | S-T | 8.89 | 0 | 1 |  | 0 | 0 | 0 | 0 | 0 | 0 | 0 | 0 | 0 | 0 | 0 | 0 | 0 | 0 | 0 | 0 | 0 | 0 | 0 | 0 | 0 | 0 | 0 | 12
NI |  | 282 | 2011 | 14 | 18 | 18 |  | SAGINAW | ROANOKE SWITCH | 138 | 138 | S-T | 27.01 | 0 | 1 | 795 ACSR | 0 | 0 | 0 | 0 | 0 | 0 | 0 | 0 | 0 | 0 | 0 | 0 | 0 | 0 | 0 | 0 | 0 | 0 | 0 | 0 | 0 | 0 | 0 | 12
NI |  | 282 | 2011 | 14 | 19 | 19 |  | SANDOW SES | SANDOW | 138 | 138 | S-T | 0 | 0.89 | 1 | 636 MCM ACSR 26/7 | 0 | 0 | 0 | 0 | 0 | 0 | 0 | 0 | 0 | 0 | 0 | 0 | 0 | 0 | 0 | 0 | 0 | 0 | 0 | 0 | 0 | 0 | 0 | 12
NI |  | 282 | 2011 | 14 | 20 | 20 |  | SANDOW SWITCH | TEMPLE SWITCH | 138 | 138 | W-H-F | 38.59 | 0 | 1 |  | 0 | 0 | 0 | 0 | 0 | 0 | 0 | 0 | 0 | 0 | 0 | 0 | 0 | 0 | 0 | 0 | 0 | 0 | 0 | 0 | 0 | 0 | 0 | 12
NI |  | 282 | 2011 | 14 | 21 | 21 |  | SANDOW SWITCH | MINERVA | 138 | 138 | W-H-F | 17.29 | 0 | 1 |  | 0 | 0 | 0 | 0 | 0 | 0 | 0 | 0 | 0 | 0 | 0 | 0 | 0 | 0 | 0 | 0 | 0 | 0 | 0 | 0 | 0 | 0 | 0 | 12
NI |  | 282 | 2011 | 14 | 22 | 22 |  | SANDOW SWITCH | ELGIN SWITCH | 138 | 138 | W-H-F | 23.77 | 0 | 1 |  | 0 | 0 | 0 | 0 | 0 | 0 | 0 | 0 | 0 | 0 | 0 | 0 | 0 | 0 | 0 | 0 | 0 | 0 | 0 | 0 | 0 | 0 | 0 | 12
NI |  | 282 | 2011 | 14 | 23 | 23 |  | SANDOW SWITCH | TAYLOR | 138 | 138 | W-H-F | 21.87 | 0 | 1 | 795 MCM ACSR 26/7 | 0 | 0 | 0 | 0 | 0 | 0 | 0 | 0 | 0 | 0 | 0 | 0 | 0 | 0 | 0 | 0 | 0 | 0 | 0 | 0 | 0 | 0 | 0 | 12
NI |  | 282 | 2011 | 14 | 24 | 24 |  | SEAGOVILLE SWITCH | MESQUITE EAST | 138 | 138 | W-H-F | 16.33 | 0 | 1 |  | 0 | 0 | 0 | 0 | 0 | 0 | 0 | 0 | 0 | 0 | 0 | 0 | 0 | 0 | 0 | 0 | 0 | 0 | 0 | 0 | 0 | 0 | 0 | 12
NI |  | 282 | 2011 | 14 | 25 | 25 |  | SHAMBURGER SWITCH | TYLER NORTHWEST | 138 | 138 | W-H-F | 30.93 | 0 | 1 | 795 MCM ACSR 26/7 | 0 | 0 | 0 | 0 | 0 | 0 | 0 | 0 | 0 | 0 | 0 | 0 | 0 | 0 | 0 | 0 | 0 | 0 | 0 | 0 | 0 | 0 | 0 | 12
NI |  | 282 | 2011 | 14 | 26 | 26 |  | SHAMBURGER SWITCH | TYLER NORTHWEST | 138 | 138 | W-H-F | 0 | 6.22 | 1 | 795 MCM ACSR 26/7 | 0 | 0 | 0 | 0 | 0 | 0 | 0 | 0 | 0 | 0 | 0 | 0 | 0 | 0 | 0 | 0 | 0 | 0 | 0 | 0 | 0 | 0 | 0 | 12
NI |  | 282 | 2011 | 14 | 27 | 27 |  | SHAMBURGER SWITCH | TYLER EAST | 138 | 138 | W-H-F | 5.74 | 0 | 1 | 1233 KCMIL ACSS/T | 0 | 0 | 0 | 0 | 0 | 0 | 0 | 0 | 0 | 0 | 0 | 0 | 0 | 0 | 0 | 0 | 0 | 0 | 0 | 0 | 0 | 0 | 0 | 12
NI |  | 282 | 2011 | 14 | 28 | 28 |  | SHERRY SWITCH | FISH CREEK SWITCH | 138 | 138 | S-T | 5.73 | 0 | 1 |  | 0 | 0 | 0 | 0 | 0 | 0 | 0 | 0 | 0 | 0 | 0 | 0 | 0 | 0 | 0 | 0 | 0 | 0 | 0 | 0 | 0 | 0 | 0 | 12
NI |  | 282 | 2011 | 14 | 29 | 29 |  | SHERRY SWITCH | CEDAR HILL SWITCH | 138 | 138 | S-T | 12.59 | 0 | 1 | 795 ACSR | 0 | 0 | 0 | 0 | 0 | 0 | 0 | 0 | 0 | 0 | 0 | 0 | 0 | 0 | 0 | 0 | 0 | 0 | 0 | 0 | 0 | 0 | 0 | 12
NI |  | 282 | 2011 | 14 | 30 | 30 |  | SNYDER | SUN SWITCH | 138 | 138 | W-H-F | 11.37 | 0 | 1 |  | 0 | 0 | 0 | 0 | 0 | 0 | 0 | 0 | 0 | 0 | 0 | 0 | 0 | 0 | 0 | 0 | 0 | 0 | 0 | 0 | 0 | 0 | 0 | 12
NI |  | 282 | 2011 | 14 | 31 | 31 |  | SOUTH HAMPTON | CAMP WISDOM | 138 | 138 | S-P | 2.74 | 0 | 1 |  | 0 | 0 | 0 | 0 | 0 | 0 | 0 | 0 | 0 | 0 | 0 | 0 | 0 | 0 | 0 | 0 | 0 | 0 | 0 | 0 | 0 | 0 | 0 | 12
NI |  | 282 | 2011 | 14 | 32 | 32 |  | SPRABERRY SWITCH | ODESSA EHV SWITCH | 138 | 138 | W-H-F | 34.48 | 0 | 1 |  | 0 | 0 | 0 | 0 | 0 | 0 | 0 | 0 | 0 | 0 | 0 | 0 | 0 | 0 | 0 | 0 | 0 | 0 | 0 | 0 | 0 | 0 | 0 | 12
NI |  | 282 | 2011 | 14 | 33 | 33 |  | SPRABERRY SWITCH | MIDLAND EAST | 138 | 138 | W-H-F | 18.49 | 0 | 1 |  | 0 | 0 | 0 | 0 | 0 | 0 | 0 | 0 | 0 | 0 | 0 | 0 | 0 | 0 | 0 | 0 | 0 | 0 | 0 | 0 | 0 | 0 | 0 | 12
NI |  | 282 | 2011 | 14 | 34 | 34 |  | SPRABERRY SWITCH | MIDKIFF SWITCH | 138 | 138 | W-H-F | 26.23 | 0 | 1 |  | 0 | 0 | 0 | 0 | 0 | 0 | 0 | 0 | 0 | 0 | 0 | 0 | 0 | 0 | 0 | 0 | 0 | 0 | 0 | 0 | 0 | 0 | 0 | 12
NI |  | 282 | 2011 | 14 | 35 | 35 |  | STEPHENVILLE | COMANCHE SWITCH | 138 | 138 | W-H-F | 37.33 | 0 | 1 |  | 0 | 0 | 0 | 0 | 0 | 0 | 0 | 0 | 0 | 0 | 0 | 0 | 0 | 0 | 0 | 0 | 0 | 0 | 0 | 0 | 0 | 0 | 0 | 12
NI |  | 282 | 2011 | 15 | 1 | 1 |  | STEPHENVILLE | FLAT CREEK SWITCH | 138 | 138 | W-H-F | 33.76 | 0 | 1 |  | 0 | 0 | 0 | 0 | 0 | 0 | 0 | 0 | 0 | 0 | 0 | 0 | 0 | 0 | 0 | 0 | 0 | 0 | 0 | 0 | 0 | 0 | 0 | 12
NI |  | 282 | 2011 | 15 | 2 | 2 |  | STEPHENVILLE | R. W. MILLER | 138 | 138 | W-H-F | 35.19 | 0 | 1 |  | 0 | 0 | 0 | 0 | 0 | 0 | 0 | 0 | 0 | 0 | 0 | 0 | 0 | 0 | 0 | 0 | 0 | 0 | 0 | 0 | 0 | 0 | 0 | 12
NI |  | 282 | 2011 | 15 | 3 | 3 |  | STRYKER CREEK SWITCH | PALESTINE SOUTH | 138 | 138 | W-H-F | 39.4 | 0 | 1 |  | 0 | 0 | 0 | 0 | 0 | 0 | 0 | 0 | 0 | 0 | 0 | 0 | 0 | 0 | 0 | 0 | 0 | 0 | 0 | 0 | 0 | 0 | 0 | 12
NI |  | 282 | 2011 | 15 | 4 | 4 |  | STRYKER CREEK SWITCH | ELKTON | 138 | 138 | W-H-F | 37.48 | 0 | 1 | 336.4 MCM ACSR 26 | 0 | 0 | 0 | 0 | 0 | 0 | 0 | 0 | 0 | 0 | 0 | 0 | 0 | 0 | 0 | 0 | 0 | 0 | 0 | 0 | 0 | 0 | 0 | 12
NI |  | 282 | 2011 | 15 | 5 | 5 |  | STRYKER CREEK SWITCH | TYLER GRANDE | 138 | 138 | W-H-F | 29.65 | 0 | 1 |  | 0 | 0 | 0 | 0 | 0 | 0 | 0 | 0 | 0 | 0 | 0 | 0 | 0 | 0 | 0 | 0 | 0 | 0 | 0 | 0 | 0 | 0 | 0 | 12
NI |  | 282 | 2011 | 15 | 6 | 6 |  | STRYKER CREEK SWITCH | GRESHAM ROAD SWITCH | 138 | 138 | S-P | 9.24 | 0 | 1 |  | 0 | 0 | 0 | 0 | 0 | 0 | 0 | 0 | 0 | 0 | 0 | 0 | 0 | 0 | 0 | 0 | 0 | 0 | 0 | 0 | 0 | 0 | 0 | 12
NI |  | 282 | 2011 | 15 | 7 | 7 |  | GRESHAM ROAD SWITCH | NACOGDOCHES | 138 | 138 | S-P | 21.25 | 0 | 1 |  | 0 | 0 | 0 | 0 | 0 | 0 | 0 | 0 | 0 | 0 | 0 | 0 | 0 | 0 | 0 | 0 | 0 | 0 | 0 | 0 | 0 | 0 | 0 | 12
NI |  | 282 | 2011 | 15 | 8 | 8 |  | STRYKER CREEK SWITCH | LUFKIN | 138 | 138 | W-H-F | 44.36 | 0 | 1 | 795 MCM ACSR 26/7 | 0 | 0 | 0 | 0 | 0 | 0 | 0 | 0 | 0 | 0 | 0 | 0 | 0 | 0 | 0 | 0 | 0 | 0 | 0 | 0 | 0 | 0 | 0 | 12
NI |  | 282 | 2011 | 15 | 9 | 9 |  | SULPHUR SPRINGS SWITCH | CANTON SWITCH | 138 | 138 | W-H-F | 51.95 | 0 | 1 | 636 CM ACSR | 0 | 0 | 0 | 0 | 0 | 0 | 0 | 0 | 0 | 0 | 0 | 0 | 0 | 0 | 0 | 0 | 0 | 0 | 0 | 0 | 0 | 0 | 0 | 12
NI |  | 282 | 2011 | 15 | 10 | 10 |  | TAYLOR | HUTTO SWITCH | 138 | 138 | W-H-F | 9.97 | 0 | 1 | 795 MCM ACSR 26/7 | 0 | 0 | 0 | 0 | 0 | 0 | 0 | 0 | 0 | 0 | 0 | 0 | 0 | 0 | 0 | 0 | 0 | 0 | 0 | 0 | 0 | 0 | 0 | 12
NI |  | 282 | 2011 | 15 | 11 | 11 |  | TEMPLE ELM CREEK | BELTON | 138 | 138 | W-H-F | 0 | 8.88 | 1 | 1590 MCM ACSR 54/ | 0 | 0 | 0 | 0 | 0 | 0 | 0 | 0 | 0 | 0 | 0 | 0 | 0 | 0 | 0 | 0 | 0 | 0 | 0 | 0 | 0 | 0 | 0 | 12
NI |  | 282 | 2011 | 15 | 12 | 12 |  | TEMPLE ELM CREEK | BELTON | 138 | 138 | W-H-F | 8.88 | 0 | 1 | 1590 MCM ACSR 54/ | 0 | 0 | 0 | 0 | 0 | 0 | 0 | 0 | 0 | 0 | 0 | 0 | 0 | 0 | 0 | 0 | 0 | 0 | 0 | 0 | 0 | 0 | 0 | 12
NI |  | 282 | 2011 | 15 | 13 | 13 |  | TEMPLE ELM CREEK | TEMPLE PECAN CREEK | 138 | 138 | S-P | 0 | 4.8 | 1 | 1590 MCM ACSR 54/ | 0 | 0 | 0 | 0 | 0 | 0 | 0 | 0 | 0 | 0 | 0 | 0 | 0 | 0 | 0 | 0 | 0 | 0 | 0 | 0 | 0 | 0 | 0 | 12
NI |  | 282 | 2011 | 15 | 14 | 14 |  | TEMPLE ELM CREEK | TEMPLE PECAN CREEK | 138 | 138 | S-T | 4.8 | 0 | 1 | 1590 MCM ACSR 54/ | 0 | 0 | 0 | 0 | 0 | 0 | 0 | 0 | 0 | 0 | 0 | 0 | 0 | 0 | 0 | 0 | 0 | 0 | 0 | 0 | 0 | 0 | 0 | 12
NI |  | 282 | 2011 | 15 | 15 | 15 |  | TEMPLE PECAN CREEK | TEMPLE SWITCH | 138 | 138 | W-H-F | 4 | 0 | 1 | 636 MCM ACSR 26/7 | 0 | 0 | 0 | 0 | 0 | 0 | 0 | 0 | 0 | 0 | 0 | 0 | 0 | 0 | 0 | 0 | 0 | 0 | 0 | 0 | 0 | 0 | 0 | 12
NI |  | 282 | 2011 | 15 | 16 | 16 |  | TEMPLE SWITCH | BELTON | 138 | 138 | W-H-F | 9.55 | 0 | 1 | 795 SSAC | 0 | 0 | 0 | 0 | 0 | 0 | 0 | 0 | 0 | 0 | 0 | 0 | 0 | 0 | 0 | 0 | 0 | 0 | 0 | 0 | 0 | 0 | 0 | 12
NI |  | 282 | 2011 | 15 | 17 | 17 |  | TEMPLE SWITCH | BELL COUNTY SWITCH | 138 | 138 | W-H-F | 7.56 | 0 | 1 |  | 0 | 0 | 0 | 0 | 0 | 0 | 0 | 0 | 0 | 0 | 0 | 0 | 0 | 0 | 0 | 0 | 0 | 0 | 0 | 0 | 0 | 0 | 0 | 12
NI |  | 282 | 2011 | 15 | 18 | 18 |  | TEMPLE SWITCH | TEMPLE ELM CREEK | 138 | 138 | S-P | 8.8 | 0 | 1 | 795 MCM ACSR 26/7 | 0 | 0 | 0 | 0 | 0 | 0 | 0 | 0 | 0 | 0 | 0 | 0 | 0 | 0 | 0 | 0 | 0 | 0 | 0 | 0 | 0 | 0 | 0 | 12
NI |  | 282 | 2011 | 15 | 19 | 19 |  | TERRELL SWITCH | SEAGOVILLE SWITCH | 138 | 138 | W-H-F | 32.56 | 0 | 1 |  | 0 | 0 | 0 | 0 | 0 | 0 | 0 | 0 | 0 | 0 | 0 | 0 | 0 | 0 | 0 | 0 | 0 | 0 | 0 | 0 | 0 | 0 | 0 | 12
NI |  | 282 | 2011 | 15 | 20 | 20 |  | TRINIDAD SES | LONG LAKE | 138 | 138 | W-H-F | 87.97 | 0 | 1 | 4/0 ACSR 6/1 PENG | 0 | 0 | 0 | 0 | 0 | 0 | 0 | 0 | 0 | 0 | 0 | 0 | 0 | 0 | 0 | 0 | 0 | 0 | 0 | 0 | 0 | 0 | 0 | 12
NI |  | 282 | 2011 | 15 | 21 | 21 |  | TRINIDAD SES | MONTFORD SWITCH | 138 | 138 | W-H-F | 17.7 | 0 | 1 | 336.4 MCM ACSR 26 | 0 | 0 | 0 | 0 | 0 | 0 | 0 | 0 | 0 | 0 | 0 | 0 | 0 | 0 | 0 | 0 | 0 | 0 | 0 | 0 | 0 | 0 | 0 | 12
NI |  | 282 | 2011 | 15 | 22 | 22 |  | TRINIDAD SES | NAVARRO | 138 | 138 | W-H-F | 0 | 18.25 | 1 | 336.4 MCM ACSR 26 | 0 | 0 | 0 | 0 | 0 | 0 | 0 | 0 | 0 | 0 | 0 | 0 | 0 | 0 | 0 | 0 | 0 | 0 | 0 | 0 | 0 | 0 | 0 | 12
NI |  | 282 | 2011 | 15 | 23 | 23 |  | TRINIDAD SES | KAUFMAN NORTHWEST | 138 | 138 | W-H-F | 37.71 | 0 | 1 | 1033.5 MCM ACSR 4 | 0 | 0 | 0 | 0 | 0 | 0 | 0 | 0 | 0 | 0 | 0 | 0 | 0 | 0 | 0 | 0 | 0 | 0 | 0 | 0 | 0 | 0 | 0 | 12
NI |  | 282 | 2011 | 15 | 24 | 24 |  | TRINIDAD SES | FOREST GROVE SWITCH | 138 | 138 | W-H-F | 11.7 | 0 | 1 | 1033.5 MCM ACSR 4 | 0 | 0 | 0 | 0 | 0 | 0 | 0 | 0 | 0 | 0 | 0 | 0 | 0 | 0 | 0 | 0 | 0 | 0 | 0 | 0 | 0 | 0 | 0 | 12
NI |  | 282 | 2011 | 15 | 25 | 25 |  | TYLER EAST | TYLER GRANDE | 138 | 138 | W-H-F | 7.13 | 0 | 1 |  | 0 | 0 | 0 | 0 | 0 | 0 | 0 | 0 | 0 | 0 | 0 | 0 | 0 | 0 | 0 | 0 | 0 | 0 | 0 | 0 | 0 | 0 | 0 | 12
NI |  | 282 | 2011 | 15 | 26 | 26 |  | TYLER GRANDE | OVERTON CIR 04702 | 138 | 138 | W-H-F | 16.24 | 0 | 1 |  | 0 | 0 | 0 | 0 | 0 | 0 | 0 | 0 | 0 | 0 | 0 | 0 | 0 | 0 | 0 | 0 | 0 | 0 | 0 | 0 | 0 | 0 | 0 | 12
NI |  | 282 | 2011 | 15 | 27 | 27 |  | TYLER SOUTH | TYLER GRANDE | 138 | 138 | W-H-F | 4.15 | 0 | 1 |  | 0 | 0 | 0 | 0 | 0 | 0 | 0 | 0 | 0 | 0 | 0 | 0 | 0 | 0 | 0 | 0 | 0 | 0 | 0 | 0 | 0 | 0 | 0 | 12
NI |  | 282 | 2011 | 15 | 28 | 28 |  | TYLER SWITCH | CANTON SWITCH | 138 | 138 | W-H-F | 29.87 | 0 | 1 | 636 MCM ACSR 26/7 | 0 | 0 | 0 | 0 | 0 | 0 | 0 | 0 | 0 | 0 | 0 | 0 | 0 | 0 | 0 | 0 | 0 | 0 | 0 | 0 | 0 | 0 | 0 | 12
NI |  | 282 | 2011 | 15 | 29 | 29 |  | VALLEY SWITCH 138 | PAYNE SWITCH | 138 | 138 | W-H-F | 45.01 | 0 | 1 | 795 MCM ACSR | 0 | 0 | 0 | 0 | 0 | 0 | 0 | 0 | 0 | 0 | 0 | 0 | 0 | 0 | 0 | 0 | 0 | 0 | 0 | 0 | 0 | 0 | 0 | 12
NI |  | 282 | 2011 | 15 | 30 | 30 |  | VALLEY SWITCH 138 | PAYNE SWITCH | 138 | 138 | S-H-F | 0 | 15.9 | 1 | 795 MCM ACSR | 0 | 0 | 0 | 0 | 0 | 0 | 0 | 0 | 0 | 0 | 0 | 0 | 0 | 0 | 0 | 0 | 0 | 0 | 0 | 0 | 0 | 0 | 0 | 12
NI |  | 282 | 2011 | 15 | 31 | 31 |  | VALLEY SWITCH 138 | PARIS SWITCH | 138 | 138 | W-H-F | 46.22 | 0 | 1 | 795 MCM ACSR | 0 | 0 | 0 | 0 | 0 | 0 | 0 | 0 | 0 | 0 | 0 | 0 | 0 | 0 | 0 | 0 | 0 | 0 | 0 | 0 | 0 | 0 | 0 | 12
NI |  | 282 | 2011 | 15 | 32 | 32 |  | VALLEY SWITCH 138 | PAYNE SWITCH | 138 | 138 | S-T | 0 | 16.22 | 1 |  | 0 | 0 | 0 | 0 | 0 | 0 | 0 | 0 | 0 | 0 | 0 | 0 | 0 | 0 | 0 | 0 | 0 | 0 | 0 | 0 | 0 | 0 | 0 | 12
NI |  | 282 | 2011 | 15 | 33 | 33 |  | VALLEY SWITCH 138 | COMMERCE SWITCH | 138 | 138 | W-H-F | 43.86 | 0 | 1 | 795 MCM ACSR | 0 | 0 | 0 | 0 | 0 | 0 | 0 | 0 | 0 | 0 | 0 | 0 | 0 | 0 | 0 | 0 | 0 | 0 | 0 | 0 | 0 | 0 | 0 | 12
NI |  | 282 | 2011 | 15 | 34 | 34 |  | VALLEY SWITCH 138 | PAYNE SWITCH | 138 | 138 | W-H-F | 0 | 29.65 | 1 |  | 0 | 0 | 0 | 0 | 0 | 0 | 0 | 0 | 0 | 0 | 0 | 0 | 0 | 0 | 0 | 0 | 0 | 0 | 0 | 0 | 0 | 0 | 0 | 12
NI |  | 282 | 2011 | 15 | 35 | 35 |  | VENUS SWITCH | CHAPARRAL STEEL CSW 00944 | 138 | 138 | S-T | 0 | 2.37 | 1 | 2-795 MCM ACSR | 0 | 0 | 0 | 0 | 0 | 0 | 0 | 0 | 0 | 0 | 0 | 0 | 0 | 0 | 0 | 0 | 0 | 0 | 0 | 0 | 0 | 0 | 0 | 12
NI |  | 282 | 2011 | 16 | 1 | 1 |  | VENUS SWITCH | STERRETT | 138 | 138 | S-T | 15.62 | 0 | 1 | 795 MCM ACSR | 0 | 0 | 0 | 0 | 0 | 0 | 0 | 0 | 0 | 0 | 0 | 0 | 0 | 0 | 0 | 0 | 0 | 0 | 0 | 0 | 0 | 0 | 0 | 12
NI |  | 282 | 2011 | 16 | 2 | 2 |  | VENUS SWITCH | CHAPARRAL STEEL | 138 | 138 | S-T | 2.37 | 0 | 1 | 2-795 MCM ACSR | 0 | 0 | 0 | 0 | 0 | 0 | 0 | 0 | 0 | 0 | 0 | 0 | 0 | 0 | 0 | 0 | 0 | 0 | 0 | 0 | 0 | 0 | 0 | 12
NI |  | 282 | 2011 | 16 | 3 | 3 |  | VENUS SWITCH | CLEBURNE SWITCH | 138 | 138 | S-T | 21.4 | 0 | 1 |  | 0 | 0 | 0 | 0 | 0 | 0 | 0 | 0 | 0 | 0 | 0 | 0 | 0 | 0 | 0 | 0 | 0 | 0 | 0 | 0 | 0 | 0 | 0 | 12
NI |  | 282 | 2011 | 16 | 4 | 4 |  | WACO EAST | WACO WEST | 138 | 138 | W-H-F | 13.77 | 0 | 1 | 795 MCM ACSR 26/7 | 0 | 0 | 0 | 0 | 0 | 0 | 0 | 0 | 0 | 0 | 0 | 0 | 0 | 0 | 0 | 0 | 0 | 0 | 0 | 0 | 0 | 0 | 0 | 12
NI |  | 282 | 2011 | 16 | 5 | 5 |  | WACO EAST | WACO WEST | 138 | 138 | W-P | 0 | 13.63 | 1 | 795 MCM ACSR 26/7 | 0 | 0 | 0 | 0 | 0 | 0 | 0 | 0 | 0 | 0 | 0 | 0 | 0 | 0 | 0 | 0 | 0 | 0 | 0 | 0 | 0 | 0 | 0 | 12
NI |  | 282 | 2011 | 16 | 6 | 6 |  | WACO WEST | ELM MOTT | 138 | 138 | S-P | 21.66 | 0 | 1 | 795 MCM ACSR 26/7 | 0 | 0 | 0 | 0 | 0 | 0 | 0 | 0 | 0 | 0 | 0 | 0 | 0 | 0 | 0 | 0 | 0 | 0 | 0 | 0 | 0 | 0 | 0 | 12
NI |  | 282 | 2011 | 16 | 7 | 7 |  | WACO WEST | TEMPLE ELM CREEK | 138 | 138 | W-H-F | 37.5 | 0 | 1 | 795 MCM ACSR 26/7 | 0 | 0 | 0 | 0 | 0 | 0 | 0 | 0 | 0 | 0 | 0 | 0 | 0 | 0 | 0 | 0 | 0 | 0 | 0 | 0 | 0 | 0 | 0 | 12
NI |  | 282 | 2011 | 16 | 8 | 8 |  | WATERMILL | CEDAR HILL | 138 | 138 | S-T | 15.02 | 0 | 1 |  | 0 | 0 | 0 | 0 | 0 | 0 | 0 | 0 | 0 | 0 | 0 | 0 | 0 | 0 | 0 | 0 | 0 | 0 | 0 | 0 | 0 | 0 | 0 | 12
NI |  | 282 | 2011 | 16 | 9 | 9 |  | WATERMILL | CEDAR CREST SWITCH | 138 | 138 | S-T | 14.47 | 0 | 1 |  | 0 | 0 | 0 | 0 | 0 | 0 | 0 | 0 | 0 | 0 | 0 | 0 | 0 | 0 | 0 | 0 | 0 | 0 | 0 | 0 | 0 | 0 | 0 | 12
NI |  | 282 | 2011 | 16 | 10 | 10 |  | WATERMILL | SEAGOVILLE SWITCH | 138 | 138 | W-H-F | 20.85 | 0 | 1 |  | 0 | 0 | 0 | 0 | 0 | 0 | 0 | 0 | 0 | 0 | 0 | 0 | 0 | 0 | 0 | 0 | 0 | 0 | 0 | 0 | 0 | 0 | 0 | 12
NI |  | 282 | 2011 | 16 | 11 | 11 |  | WATERMILL | CAMP WISDOM | 138 | 138 | S-T | 17.98 | 0 | 1 |  | 0 | 0 | 0 | 0 | 0 | 0 | 0 | 0 | 0 | 0 | 0 | 0 | 0 | 0 | 0 | 0 | 0 | 0 | 0 | 0 | 0 | 0 | 0 | 12
NI |  | 282 | 2011 | 16 | 12 | 12 |  | WATERMILL | PARKDALE SWITCH | 138 | 138 | S-T | 18.6 | 0 | 1 |  | 0 | 0 | 0 | 0 | 0 | 0 | 0 | 0 | 0 | 0 | 0 | 0 | 0 | 0 | 0 | 0 | 0 | 0 | 0 | 0 | 0 | 0 | 0 | 12
NI |  | 282 | 2011 | 16 | 13 | 13 |  | WEATHERFORD SWITCH | ORAN | 138 | 138 | W-H-F | 26.1 | 0 | 1 |  | 0 | 0 | 0 | 0 | 0 | 0 | 0 | 0 | 0 | 0 | 0 | 0 | 0 | 0 | 0 | 0 | 0 | 0 | 0 | 0 | 0 | 0 | 0 | 12
NI |  | 282 | 2011 | 16 | 14 | 14 |  | WEATHERFORD SWITCH | SPRINGTOWN | 138 | 138 | W-H-F | 5.63 | 0 | 1 |  | 0 | 0 | 0 | 0 | 0 | 0 | 0 | 0 | 0 | 0 | 0 | 0 | 0 | 0 | 0 | 0 | 0 | 0 | 0 | 0 | 0 | 0 | 0 | 12
NI |  | 282 | 2011 | 16 | 15 | 15 |  | WEATHERFORD WEST | MINERAL WELLS | 138 | 138 | W-H-F | 12.17 | 0 | 1 | 795 MCM ACSR | 0 | 0 | 0 | 0 | 0 | 0 | 0 | 0 | 0 | 0 | 0 | 0 | 0 | 0 | 0 | 0 | 0 | 0 | 0 | 0 | 0 | 0 | 0 | 12
NI |  | 282 | 2011 | 16 | 16 | 16 |  | WEDGWOOD SWITCH | ROCKY CREEK SWITCH | 138 | 138 | S-T | 5.15 | 0 | 1 | 840.2 ACAR | 0 | 0 | 0 | 0 | 0 | 0 | 0 | 0 | 0 | 0 | 0 | 0 | 0 | 0 | 0 | 0 | 0 | 0 | 0 | 0 | 0 | 0 | 0 | 12
NI |  | 282 | 2011 | 16 | 17 | 17 |  | WEDGWOOD SWITCH | PAFFORD STREET | 138 | 138 | S-T | 3.28 | 0 | 1 | 336.4 ACSR | 0 | 0 | 0 | 0 | 0 | 0 | 0 | 0 | 0 | 0 | 0 | 0 | 0 | 0 | 0 | 0 | 0 | 0 | 0 | 0 | 0 | 0 | 0 | 12
NI |  | 282 | 2011 | 16 | 18 | 18 |  | WEDGWOOD SWITCH | ROCKY CREEK SWITCH | 138 | 138 | S-T | 0 | 5.8 | 1 | 840.2 ACAR | 0 | 0 | 0 | 0 | 0 | 0 | 0 | 0 | 0 | 0 | 0 | 0 | 0 | 0 | 0 | 0 | 0 | 0 | 0 | 0 | 0 | 0 | 0 | 12
NI |  | 282 | 2011 | 16 | 19 | 19 |  | WEDGWOOD SWITCH | PAFFORD STREET | 138 | 138 | S-T | 0 | 3.28 | 1 | 336.4 ACSR | 0 | 0 | 0 | 0 | 0 | 0 | 0 | 0 | 0 | 0 | 0 | 0 | 0 | 0 | 0 | 0 | 0 | 0 | 0 | 0 | 0 | 0 | 0 | 12
NI |  | 282 | 2011 | 16 | 20 | 20 |  | WEDGWOOD SWITCH | FOREST HILL SWITCH | 138 | 138 | S-T | 6.96 | 0 | 1 | 795 ACSR | 0 | 0 | 0 | 0 | 0 | 0 | 0 | 0 | 0 | 0 | 0 | 0 | 0 | 0 | 0 | 0 | 0 | 0 | 0 | 0 | 0 | 0 | 0 | 12
NI |  | 282 | 2011 | 16 | 21 | 21 |  | WEDGWOOD SWITCH | EVERMAN SWITCH | 138 | 138 | S-T | 9.01 | 0 | 1 | 795 ACSR | 0 | 0 | 0 | 0 | 0 | 0 | 0 | 0 | 0 | 0 | 0 | 0 | 0 | 0 | 0 | 0 | 0 | 0 | 0 | 0 | 0 | 0 | 0 | 12
NI |  | 282 | 2011 | 16 | 22 | 22 |  | WEST FAIRFIELD | MEXIA | 138 | 138 | W-H-F | 20.6 | 0 | 1 |  | 0 | 0 | 0 | 0 | 0 | 0 | 0 | 0 | 0 | 0 | 0 | 0 | 0 | 0 | 0 | 0 | 0 | 0 | 0 | 0 | 0 | 0 | 0 | 12
NI |  | 282 | 2011 | 16 | 23 | 23 |  | WEST LEVEE | 800/900 NETWORK | 138 | 138 | S-P | 0 | 1.28 | 1 |  | 0 | 0 | 0 | 0 | 0 | 0 | 0 | 0 | 0 | 0 | 0 | 0 | 0 | 0 | 0 | 0 | 0 | 0 | 0 | 0 | 0 | 0 | 0 | 12
NI |  | 282 | 2011 | 16 | 24 | 24 |  | WEST LEVEE | 800/900 NETWORK | 138 | 138 | S-P | 1.28 | 0 | 1 |  | 0 | 0 | 0 | 0 | 0 | 0 | 0 | 0 | 0 | 0 | 0 | 0 | 0 | 0 | 0 | 0 | 0 | 0 | 0 | 0 | 0 | 0 | 0 | 12
NI |  | 282 | 2011 | 16 | 25 | 25 |  | WEST LEVEE | DEALEY | 138 | 138 | S-P | 1.1 | 0 | 1 |  | 0 | 0 | 0 | 0 | 0 | 0 | 0 | 0 | 0 | 0 | 0 | 0 | 0 | 0 | 0 | 0 | 0 | 0 | 0 | 0 | 0 | 0 | 0 | 12
NI |  | 282 | 2011 | 16 | 26 | 26 |  | WHITNEY | STEPHENVILLE | 138 | 138 | W-H-F | 61.12 | 0 | 1 | 795 MCM ACSR 26/7 | 0 | 0 | 0 | 0 | 0 | 0 | 0 | 0 | 0 | 0 | 0 | 0 | 0 | 0 | 0 | 0 | 0 | 0 | 0 | 0 | 0 | 0 | 0 | 12
NI |  | 282 | 2011 | 16 | 27 | 27 |  | WICHITA FALLS SOUTH SWITCH | WICHITA FALLS | 138 | 138 | W-H-F | 7.86 | 0 | 1 |  | 0 | 0 | 0 | 0 | 0 | 0 | 0 | 0 | 0 | 0 | 0 | 0 | 0 | 0 | 0 | 0 | 0 | 0 | 0 | 0 | 0 | 0 | 0 | 12
NI |  | 282 | 2011 | 16 | 28 | 28 |  | WICHITA FALLS SOUTH SWITCH | LAKE WICHITA SWITCH | 138 | 138 | W-H-F | 3.34 | 0 | 1 |  | 0 | 0 | 0 | 0 | 0 | 0 | 0 | 0 | 0 | 0 | 0 | 0 | 0 | 0 | 0 | 0 | 0 | 0 | 0 | 0 | 0 | 0 | 0 | 12
NI |  | 282 | 2011 | 16 | 29 | 29 |  | WILLOW VALLEY SWITCH | LAMESA | 138 | 138 | W-H-F | 32.23 | 0 | 1 | 636ACSR | 0 | 0 | 0 | 0 | 0 | 0 | 0 | 0 | 0 | 0 | 0 | 0 | 0 | 0 | 0 | 0 | 0 | 0 | 0 | 0 | 0 | 0 | 0 | 12
NI |  | 282 | 2011 | 16 | 30 | 30 |  | WINK | NO TREES SWITCH | 138 | 138 | W-H-F | 27.83 | 0 | 1 |  | 0 | 0 | 0 | 0 | 0 | 0 | 0 | 0 | 0 | 0 | 0 | 0 | 0 | 0 | 0 | 0 | 0 | 0 | 0 | 0 | 0 | 0 | 0 | 12
NI |  | 282 | 2011 | 16 | 31 | 31 |  | WINK | BLACK RIVER | 138 | 138 | W-H-F | 68.72 | 0 | 1 |  | 0 | 0 | 0 | 0 | 0 | 0 | 0 | 0 | 0 | 0 | 0 | 0 | 0 | 0 | 0 | 0 | 0 | 0 | 0 | 0 | 0 | 0 | 0 | 12
NI |  | 282 | 2011 | 16 | 32 | 32 |  | ACKERLY VEALMOR SWITCH | LAMESA | 69 | 69 | W-H-F | 21.51 | 0 | 1 |  | 0 | 0 | 0 | 0 | 0 | 0 | 0 | 0 | 0 | 0 | 0 | 0 | 0 | 0 | 0 | 0 | 0 | 0 | 0 | 0 | 0 | 0 | 0 | 12
NI |  | 282 | 2011 | 16 | 33 | 33 |  | ANDREWS NORTH | ANDREWS SWITCH | 69 | 69 | W-P | 0 | 8.17 | 1 |  | 0 | 0 | 0 | 0 | 0 | 0 | 0 | 0 | 0 | 0 | 0 | 0 | 0 | 0 | 0 | 0 | 0 | 0 | 0 | 0 | 0 | 0 | 0 | 12
NI |  | 282 | 2011 | 16 | 34 | 34 |  | ANDREWS SWITCH | ANDREWS NORTH | 69 | 69 | W-H-F | 14.88 | 0 | 1 |  | 0 | 0 | 0 | 0 | 0 | 0 | 0 | 0 | 0 | 0 | 0 | 0 | 0 | 0 | 0 | 0 | 0 | 0 | 0 | 0 | 0 | 0 | 0 | 12
NI |  | 282 | 2011 | 16 | 35 | 35 |  | APOLLO ROAD | COPPELL SWITCH | 69 | 69 | W-P | 0.42 | 0 | 1 |  | 0 | 0 | 0 | 0 | 0 | 0 | 0 | 0 | 0 | 0 | 0 | 0 | 0 | 0 | 0 | 0 | 0 | 0 | 0 | 0 | 0 | 0 | 0 | 12
NI |  | 282 | 2011 | 17 | 1 | 1 |  | ATHENS | FRANKSTON | 69 | 69 | W-H-F | 22.87 | 0 | 1 | 4/0 ACSR 6/1 PENG | 0 | 0 | 0 | 0 | 0 | 0 | 0 | 0 | 0 | 0 | 0 | 0 | 0 | 0 | 0 | 0 | 0 | 0 | 0 | 0 | 0 | 0 | 0 | 12
NI |  | 282 | 2011 | 17 | 2 | 2 |  | ATHENS | BROWNSBORO | 69 | 69 | W-H-F | 7 | 0 | 1 | 2/0 ACSR 6/1 QUAI | 0 | 0 | 0 | 0 | 0 | 0 | 0 | 0 | 0 | 0 | 0 | 0 | 0 | 0 | 0 | 0 | 0 | 0 | 0 | 0 | 0 | 0 | 0 | 12
NI |  | 282 | 2011 | 17 | 3 | 3 |  | BANGS | SANTA ANNA | 69 | 69 | W-P | 12.33 | 0 | 1 |  | 0 | 0 | 0 | 0 | 0 | 0 | 0 | 0 | 0 | 0 | 0 | 0 | 0 | 0 | 0 | 0 | 0 | 0 | 0 | 0 | 0 | 0 | 0 | 12
NI |  | 282 | 2011 | 17 | 4 | 4 |  | STANTON EAST SWITCH | SPRABERRY SWITCH | 69 | 69 | W-P | 32.08 | 0 | 1 |  | 0 | 0 | 0 | 0 | 0 | 0 | 0 | 0 | 0 | 0 | 0 | 0 | 0 | 0 | 0 | 0 | 0 | 0 | 0 | 0 | 0 | 0 | 0 | 12
NI |  | 282 | 2011 | 17 | 5 | 5 |  | BIG SPRING SWITCH | CHALK | 69 | 69 | W-H-F | 16.01 | 0 | 1 |  | 0 | 0 | 0 | 0 | 0 | 0 | 0 | 0 | 0 | 0 | 0 | 0 | 0 | 0 | 0 | 0 | 0 | 0 | 0 | 0 | 0 | 0 | 0 | 12
NI |  | 282 | 2011 | 17 | 6 | 6 |  | BIG SPRING SWITCH | ACKERLY VEALMOR SWITCH | 69 | 69 | W-H-F | 20.9 | 0 | 1 | 4/0 ACSR | 0 | 0 | 0 | 0 | 0 | 0 | 0 | 0 | 0 | 0 | 0 | 0 | 0 | 0 | 0 | 0 | 0 | 0 | 0 | 0 | 0 | 0 | 0 | 12
NI |  | 282 | 2011 | 17 | 7 | 7 |  | BLANKET | PROCTOR | 69 | 69 | W-P | 22.74 | 0 | 1 |  | 0 | 0 | 0 | 0 | 0 | 0 | 0 | 0 | 0 | 0 | 0 | 0 | 0 | 0 | 0 | 0 | 0 | 0 | 0 | 0 | 0 | 0 | 0 | 12
NI |  | 282 | 2011 | 17 | 8 | 8 |  | BOB POAGUE | WHITNEY (IDLE) | 69 | 69 | W-H-F | 0 | 0 | 1 |  | 0 | 0 | 0 | 0 | 0 | 0 | 0 | 0 | 0 | 0 | 0 | 0 | 0 | 0 | 0 | 0 | 0 | 0 | 0 | 0 | 0 | 0 | 0 | 12
NI |  | 282 | 2011 | 17 | 9 | 9 |  | BOB POAGUE | SEATON | 69 | 69 | W-H-F | 14.23 | 0 | 1 |  | 0 | 0 | 0 | 0 | 0 | 0 | 0 | 0 | 0 | 0 | 0 | 0 | 0 | 0 | 0 | 0 | 0 | 0 | 0 | 0 | 0 | 0 | 0 | 12
NI |  | 282 | 2011 | 17 | 10 | 10 |  | BOB POAGUE | BELL COUNTY SWITCH | 69 | 69 | W-H-F | 5.89 | 0 | 1 |  | 0 | 0 | 0 | 0 | 0 | 0 | 0 | 0 | 0 | 0 | 0 | 0 | 0 | 0 | 0 | 0 | 0 | 0 | 0 | 0 | 0 | 0 | 0 | 12
NI |  | 282 | 2011 | 17 | 11 | 11 |  | BONHAM SWITCH | HONEY GROVE | 69 | 69 | W-H-F | 17.63 | 0 | 1 | 336-400 MCM ACSR | 0 | 0 | 0 | 0 | 0 | 0 | 0 | 0 | 0 | 0 | 0 | 0 | 0 | 0 | 0 | 0 | 0 | 0 | 0 | 0 | 0 | 0 | 0 | 12
NI |  | 282 | 2011 | 17 | 12 | 12 |  | BOWIE | HENRIETTA | 69 | 69 | W-P | 40.61 | 0 | 1 |  | 0 | 0 | 0 | 0 | 0 | 0 | 0 | 0 | 0 | 0 | 0 | 0 | 0 | 0 | 0 | 0 | 0 | 0 | 0 | 0 | 0 | 0 | 0 | 12
NI |  | 282 | 2011 | 17 | 13 | 13 |  | BRECKENRIDGE | LEON SWITCH | 69 | 69 | W-P | 0 | 28.87 | 1 |  | 0 | 0 | 0 | 0 | 0 | 0 | 0 | 0 | 0 | 0 | 0 | 0 | 0 | 0 | 0 | 0 | 0 | 0 | 0 | 0 | 0 | 0 | 0 | 12
NI |  | 282 | 2011 | 17 | 14 | 14 |  | BRECKENRIDGE | GRAHAM | 69 | 69 | W-H-F | 33.56 | 0 | 1 |  | 0 | 0 | 0 | 0 | 0 | 0 | 0 | 0 | 0 | 0 | 0 | 0 | 0 | 0 | 0 | 0 | 0 | 0 | 0 | 0 | 0 | 0 | 0 | 12
NI |  | 282 | 2011 | 17 | 15 | 15 |  | BROWNWOOD | BANGS | 69 | 69 | S-P | 17.8 | 0 | 1 | 477 ACSR 18/1 | 0 | 0 | 0 | 0 | 0 | 0 | 0 | 0 | 0 | 0 | 0 | 0 | 0 | 0 | 0 | 0 | 0 | 0 | 0 | 0 | 0 | 0 | 0 | 12
NI |  | 282 | 2011 | 17 | 16 | 16 |  | BROWNWOOD | BLANKET | 69 | 69 | W-P | 13.45 | 0 | 1 |  | 0 | 0 | 0 | 0 | 0 | 0 | 0 | 0 | 0 | 0 | 0 | 0 | 0 | 0 | 0 | 0 | 0 | 0 | 0 | 0 | 0 | 0 | 0 | 12
NI |  | 282 | 2011 | 17 | 17 | 17 |  | BRYAN AVENUE | FOREST HILL SWITCH | 69 | 69 | S-T | 5.72 | 0 | 1 | 556.5 ACSR | 0 | 0 | 0 | 0 | 0 | 0 | 0 | 0 | 0 | 0 | 0 | 0 | 0 | 0 | 0 | 0 | 0 | 0 | 0 | 0 | 0 | 0 | 0 | 12
NI |  | 282 | 2011 | 17 | 18 | 18 |  | CALMONT | HILLTOP SWITCH | 69 | 69 | W-H-F | 24.01 | 0 | 1 | 556 MCM ACSR | 0 | 0 | 0 | 0 | 0 | 0 | 0 | 0 | 0 | 0 | 0 | 0 | 0 | 0 | 0 | 0 | 0 | 0 | 0 | 0 | 0 | 0 | 0 | 12
NI |  | 282 | 2011 | 17 | 19 | 19 |  | CALMONT | LOCKHEED | 69 | 69 | W-P | 3.37 | 0 | 1 | 556.5 ACSR | 0 | 0 | 0 | 0 | 0 | 0 | 0 | 0 | 0 | 0 | 0 | 0 | 0 | 0 | 0 | 0 | 0 | 0 | 0 | 0 | 0 | 0 | 0 | 12
NI |  | 282 | 2011 | 17 | 20 | 20 |  | CEDAR CREST | WALL STREET | 69 | 69 | S-T | 3.37 | 0 | 1 |  | 0 | 0 | 0 | 0 | 0 | 0 | 0 | 0 | 0 | 0 | 0 | 0 | 0 | 0 | 0 | 0 | 0 | 0 | 0 | 0 | 0 | 0 | 0 | 12
NI |  | 282 | 2011 | 17 | 21 | 21 |  | CEDAR CREST | BUNTIN DRIVE | 69 | 69 | W-P | 2.55 | 0 | 1 |  | 0 | 0 | 0 | 0 | 0 | 0 | 0 | 0 | 0 | 0 | 0 | 0 | 0 | 0 | 0 | 0 | 0 | 0 | 0 | 0 | 0 | 0 | 0 | 12
NI |  | 282 | 2011 | 17 | 22 | 22 |  | CHALK | GARDEN CITY | 69 | 69 | W-H-F | 25.9 | 0 | 1 |  | 0 | 0 | 0 | 0 | 0 | 0 | 0 | 0 | 0 | 0 | 0 | 0 | 0 | 0 | 0 | 0 | 0 | 0 | 0 | 0 | 0 | 0 | 0 | 12
NI |  | 282 | 2011 | 17 | 23 | 23 |  | CHALK | COLLEGE HILLS WEST | 69 | 69 | W-P | 22.79 | 0 | 1 |  | 0 | 0 | 0 | 0 | 0 | 0 | 0 | 0 | 0 | 0 | 0 | 0 | 0 | 0 | 0 | 0 | 0 | 0 | 0 | 0 | 0 | 0 | 0 | 12
NI |  | 282 | 2011 | 17 | 24 | 24 |  | DECATUR | ORAN | 69 | 69 |  | 57.19 | 0 | 1 |  | 0 | 0 | 0 | 0 | 0 | 0 | 0 | 0 | 0 | 0 | 0 | 0 | 0 | 0 | 0 | 0 | 0 | 0 | 0 | 0 | 0 | 0 | 0 | 12
NI |  | 282 | 2011 | 17 | 25 | 25 |  | CHINA GROVE SWITCH | CHINA GROVE GULF | 69 | 69 | W-P | 2.46 | 0 | 1 |  | 0 | 0 | 0 | 0 | 0 | 0 | 0 | 0 | 0 | 0 | 0 | 0 | 0 | 0 | 0 | 0 | 0 | 0 | 0 | 0 | 0 | 0 | 0 | 12
NI |  | 282 | 2011 | 17 | 26 | 26 |  | CHINA GROVE SWITCH | SNYDER | 69 | 69 | W-P | 14.78 | 0 | 1 |  | 0 | 0 | 0 | 0 | 0 | 0 | 0 | 0 | 0 | 0 | 0 | 0 | 0 | 0 | 0 | 0 | 0 | 0 | 0 | 0 | 0 | 0 | 0 | 12
NI |  | 282 | 2011 | 17 | 27 | 27 |  | CHINA GROVE SWITCH | SNYDER | 69 | 69 | W-H-F | 31.22 | 0 | 1 |  | 0 | 0 | 0 | 0 | 0 | 0 | 0 | 0 | 0 | 0 | 0 | 0 | 0 | 0 | 0 | 0 | 0 | 0 | 0 | 0 | 0 | 0 | 0 | 12
NI |  | 282 | 2011 | 17 | 28 | 28 |  | COLORADO CITY | MORGAN CREEK SWITCH | 69 | 69 | W-P | 8.63 | 0 | 1 |  | 0 | 0 | 0 | 0 | 0 | 0 | 0 | 0 | 0 | 0 | 0 | 0 | 0 | 0 | 0 | 0 | 0 | 0 | 0 | 0 | 0 | 0 | 0 | 12
NI |  | 282 | 2011 | 17 | 29 | 29 |  | COLORADO CITY | CHINA GROVE SWITCH | 69 | 69 | W-P | 10.48 | 0 | 1 |  | 0 | 0 | 0 | 0 | 0 | 0 | 0 | 0 | 0 | 0 | 0 | 0 | 0 | 0 | 0 | 0 | 0 | 0 | 0 | 0 | 0 | 0 | 0 | 12
NI |  | 282 | 2011 | 17 | 30 | 30 |  | COMMERCE | PARIS PLANT | 69 | 69 | W-H-F | 36.23 | 0 | 1 |  | 0 | 0 | 0 | 0 | 0 | 0 | 0 | 0 | 0 | 0 | 0 | 0 | 0 | 0 | 0 | 0 | 0 | 0 | 0 | 0 | 0 | 0 | 0 | 12
NI |  | 282 | 2011 | 17 | 31 | 31 |  | CORSICANA | MERTENS | 69 | 69 | W-P | 22.7 | 0 | 1 | 3/0 ACSR 6/1 PIGE | 0 | 0 | 0 | 0 | 0 | 0 | 0 | 0 | 0 | 0 | 0 | 0 | 0 | 0 | 0 | 0 | 0 | 0 | 0 | 0 | 0 | 0 | 0 | 12
NI |  | 282 | 2011 | 17 | 32 | 32 |  | CORSICANA | NAVARRO | 69 | 69 | W-P | 31.44 | 0 | 1 | 3/0 ACSR 6/1 PIGE | 0 | 0 | 0 | 0 | 0 | 0 | 0 | 0 | 0 | 0 | 0 | 0 | 0 | 0 | 0 | 0 | 0 | 0 | 0 | 0 | 0 | 0 | 0 | 12
NI |  | 282 | 2011 | 17 | 33 | 33 |  | COTTONWOOD SWITCH | BRIDWELL (BEPC) | 69 | 69 | S-P | 14.98 | 0 | 1 |  | 0 | 0 | 0 | 0 | 0 | 0 | 0 | 0 | 0 | 0 | 0 | 0 | 0 | 0 | 0 | 0 | 0 | 0 | 0 | 0 | 0 | 0 | 0 | 12
NI |  | 282 | 2011 | 17 | 34 | 34 |  | COTTONWOOD SWITCH | GRAHAM | 69 | 69 | S-P | 0 | 22.68 | 1 |  | 0 | 0 | 0 | 0 | 0 | 0 | 0 | 0 | 0 | 0 | 0 | 0 | 0 | 0 | 0 | 0 | 0 | 0 | 0 | 0 | 0 | 0 | 0 | 12
NI |  | 282 | 2011 | 17 | 35 | 35 |  | COTTONWOOD SWITCH | OLNEY (BEPC) | 69 | 69 | S-P | 4.99 | 0 | 1 |  | 0 | 0 | 0 | 0 | 0 | 0 | 0 | 0 | 0 | 0 | 0 | 0 | 0 | 0 | 0 | 0 | 0 | 0 | 0 | 0 | 0 | 0 | 0 | 12
NI |  | 282 | 2011 | 18 | 1 | 1 |  | COTTONWOOD SWITCH | NAVY KICKAPOO SWITCH | 69 | 69 | S-P | 0 | 7.47 | 1 |  | 0 | 0 | 0 | 0 | 0 | 0 | 0 | 0 | 0 | 0 | 0 | 0 | 0 | 0 | 0 | 0 | 0 | 0 | 0 | 0 | 0 | 0 | 0 | 12
NI |  | 282 | 2011 | 18 | 2 | 2 |  | CRANE | ODESSA NORTH | 69 | 69 | W-H-F | 49.76 | 0 | 1 |  | 0 | 0 | 0 | 0 | 0 | 0 | 0 | 0 | 0 | 0 | 0 | 0 | 0 | 0 | 0 | 0 | 0 | 0 | 0 | 0 | 0 | 0 | 0 | 12
NI |  | 282 | 2011 | 18 | 3 | 3 |  | CUMBY TAP | CUMBY | 69 | 69 | W-P | 4.61 | 0 | 1 |  | 0 | 0 | 0 | 0 | 0 | 0 | 0 | 0 | 0 | 0 | 0 | 0 | 0 | 0 | 0 | 0 | 0 | 0 | 0 | 0 | 0 | 0 | 0 | 12
NI |  | 282 | 2011 | 18 | 4 | 4 |  | DECATUR | BOWIE | 69 | 69 | W-H-F | 10.21 | 0 | 1 | 4/0 ACSR | 0 | 0 | 0 | 0 | 0 | 0 | 0 | 0 | 0 | 0 | 0 | 0 | 0 | 0 | 0 | 0 | 0 | 0 | 0 | 0 | 0 | 0 | 0 | 12
NI |  | 282 | 2011 | 18 | 5 | 5 |  | DENTON AVENUE | DUVAL | 69 | 69 | S-T | 0 | 7.97 | 1 | 795 ACSR | 0 | 0 | 0 | 0 | 0 | 0 | 0 | 0 | 0 | 0 | 0 | 0 | 0 | 0 | 0 | 0 | 0 | 0 | 0 | 0 | 0 | 0 | 0 | 12
NI |  | 282 | 2011 | 18 | 6 | 6 |  | DENTON AVENUE | SAGINAW | 69 | 69 | S-T | 0 | 2.07 | 1 | 795 ACSR | 0 | 0 | 0 | 0 | 0 | 0 | 0 | 0 | 0 | 0 | 0 | 0 | 0 | 0 | 0 | 0 | 0 | 0 | 0 | 0 | 0 | 0 | 0 | 12
NI |  | 282 | 2011 | 18 | 7 | 7 |  | DENTON AVENUE | SAGINAW | 69 | 69 | S-T | 2.07 | 0 | 1 |  | 0 | 0 | 0 | 0 | 0 | 0 | 0 | 0 | 0 | 0 | 0 | 0 | 0 | 0 | 0 | 0 | 0 | 0 | 0 | 0 | 0 | 0 | 0 | 12
NI |  | 282 | 2011 | 18 | 8 | 8 |  | DENTON DRIVE | COLLVILLE CSW 00122 | 69 | 69 | W-P | 5.11 | 0 | 1 |  | 0 | 0 | 0 | 0 | 0 | 0 | 0 | 0 | 0 | 0 | 0 | 0 | 0 | 0 | 0 | 0 | 0 | 0 | 0 | 0 | 0 | 0 | 0 | 12
NI |  | 282 | 2011 | 18 | 9 | 9 |  | DENTON DRIVE | DENTON DRIVE SWITCH AUTO # | 69 | 69 | W-H-F | 0 | 0.06 | 1 |  | 0 | 0 | 0 | 0 | 0 | 0 | 0 | 0 | 0 | 0 | 0 | 0 | 0 | 0 | 0 | 0 | 0 | 0 | 0 | 0 | 0 | 0 | 0 | 12
NI |  | 282 | 2011 | 18 | 10 | 10 |  | DENTON DRIVE | DENTON DRIVE SWITCH AUTO # | 69 | 69 | W-H-F | 0.06 | 0 | 1 |  | 0 | 0 | 0 | 0 | 0 | 0 | 0 | 0 | 0 | 0 | 0 | 0 | 0 | 0 | 0 | 0 | 0 | 0 | 0 | 0 | 0 | 0 | 0 | 12
NI |  | 282 | 2011 | 18 | 11 | 11 |  | DIALVILLE | RUSK MAIN | 69 | 69 | W-P | 7.85 | 0 | 1 |  | 0 | 0 | 0 | 0 | 0 | 0 | 0 | 0 | 0 | 0 | 0 | 0 | 0 | 0 | 0 | 0 | 0 | 0 | 0 | 0 | 0 | 0 | 0 | 12
NI |  | 282 | 2011 | 18 | 12 | 12 |  | DIALVILLE | RUSK MAIN | 69 | 69 | W-P | 6.5 | 0 | 1 |  | 0 | 0 | 0 | 0 | 0 | 0 | 0 | 0 | 0 | 0 | 0 | 0 | 0 | 0 | 0 | 0 | 0 | 0 | 0 | 0 | 0 | 0 | 0 | 12
NI |  | 282 | 2011 | 18 | 13 | 13 |  | DIBOLL | POLK COUNTY (IDLE) | 69 | 69 | W-P | 4.67 | 0 | 1 |  | 0 | 0 | 0 | 0 | 0 | 0 | 0 | 0 | 0 | 0 | 0 | 0 | 0 | 0 | 0 | 0 | 0 | 0 | 0 | 0 | 0 | 0 | 0 | 12
NI |  | 282 | 2011 | 18 | 14 | 14 |  | DUBLIN | PROCTOR | 69 | 69 | W-P | 11.19 | 0 | 1 | #1-3 STRAND CU | 0 | 0 | 0 | 0 | 0 | 0 | 0 | 0 | 0 | 0 | 0 | 0 | 0 | 0 | 0 | 0 | 0 | 0 | 0 | 0 | 0 | 0 | 0 | 12
NI |  | 282 | 2011 | 18 | 15 | 15 |  | DUVAL | FOREST HILL SWITCH | 69 | 69 | S-T | 8.02 | 0 | 1 | 795 MCM ACSR | 0 | 0 | 0 | 0 | 0 | 0 | 0 | 0 | 0 | 0 | 0 | 0 | 0 | 0 | 0 | 0 | 0 | 0 | 0 | 0 | 0 | 0 | 0 | 12
NI |  | 282 | 2011 | 18 | 16 | 16 |  | EDGEWOOD | WILLS POINT | 69 | 69 | W-H-F | 11.77 | 0 | 1 |  | 0 | 0 | 0 | 0 | 0 | 0 | 0 | 0 | 0 | 0 | 0 | 0 | 0 | 0 | 0 | 0 | 0 | 0 | 0 | 0 | 0 | 0 | 0 | 12
NI |  | 282 | 2011 | 18 | 17 | 17 |  | ELECTRA | VERNON | 69 | 69 | W-H-F | 1.89 | 0 | 1 |  | 0 | 0 | 0 | 0 | 0 | 0 | 0 | 0 | 0 | 0 | 0 | 0 | 0 | 0 | 0 | 0 | 0 | 0 | 0 | 0 | 0 | 0 | 0 | 12
NI |  | 282 | 2011 | 18 | 18 | 18 |  | ESKOTA SWITCH | ROBY | 69 | 69 | W-P | 2.79 | 0 | 1 |  | 0 | 0 | 0 | 0 | 0 | 0 | 0 | 0 | 0 | 0 | 0 | 0 | 0 | 0 | 0 | 0 | 0 | 0 | 0 | 0 | 0 | 0 | 0 | 12
NI |  | 282 | 2011 | 18 | 19 | 19 |  | ESKOTA SWITCH | U.S.GYPSUM | 69 | 69 | W-P | 9.32 | 0 | 1 |  | 0 | 0 | 0 | 0 | 0 | 0 | 0 | 0 | 0 | 0 | 0 | 0 | 0 | 0 | 0 | 0 | 0 | 0 | 0 | 0 | 0 | 0 | 0 | 12
NI |  | 282 | 2011 | 18 | 20 | 20 |  | ESKOTA SWITCH | ABILENE NORTHWEST | 69 | 69 | W-P | 2.79 | 0 | 1 |  | 0 | 0 | 0 | 0 | 0 | 0 | 0 | 0 | 0 | 0 | 0 | 0 | 0 | 0 | 0 | 0 | 0 | 0 | 0 | 0 | 0 | 0 | 0 | 12
NI |  | 282 | 2011 | 18 | 21 | 21 |  | ESKOTA SWITCH | LONE STAR CEMENT POD | 69 | 69 | W-H-F | 24.57 | 0 | 1 | 4/0 ACSR | 0 | 0 | 0 | 0 | 0 | 0 | 0 | 0 | 0 | 0 | 0 | 0 | 0 | 0 | 0 | 0 | 0 | 0 | 0 | 0 | 0 | 0 | 0 | 12
NI |  | 282 | 2011 | 18 | 22 | 22 |  | ESKOTA SWITCH | SWEETWATER | 69 | 69 | W-H-F | 0 | 14.5 | 1 |  | 0 | 0 | 0 | 0 | 0 | 0 | 0 | 0 | 0 | 0 | 0 | 0 | 0 | 0 | 0 | 0 | 0 | 0 | 0 | 0 | 0 | 0 | 0 | 12
NI |  | 282 | 2011 | 18 | 23 | 23 |  | ESKOTA SWITCH | SWEETWATER | 69 | 69 | W-H-F | 0 | 12.56 | 1 |  | 0 | 0 | 0 | 0 | 0 | 0 | 0 | 0 | 0 | 0 | 0 | 0 | 0 | 0 | 0 | 0 | 0 | 0 | 0 | 0 | 0 | 0 | 0 | 12
NI |  | 282 | 2011 | 18 | 24 | 24 |  | FERRIS | WILMER | 69 | 69 | S-T | 4.06 | 0 | 1 |  | 0 | 0 | 0 | 0 | 0 | 0 | 0 | 0 | 0 | 0 | 0 | 0 | 0 | 0 | 0 | 0 | 0 | 0 | 0 | 0 | 0 | 0 | 0 | 12
NI |  | 282 | 2011 | 18 | 25 | 25 |  | FERRIS | CORSICANA | 69 | 69 | W-P | 34.61 | 0 | 1 | 1 CU 3 | 0 | 0 | 0 | 0 | 0 | 0 | 0 | 0 | 0 | 0 | 0 | 0 | 0 | 0 | 0 | 0 | 0 | 0 | 0 | 0 | 0 | 0 | 0 | 12
NI |  | 282 | 2011 | 18 | 26 | 26 |  | FISH CREEK | LTV | 69 | 69 | W-P | 0.86 | 0 | 1 |  | 0 | 0 | 0 | 0 | 0 | 0 | 0 | 0 | 0 | 0 | 0 | 0 | 0 | 0 | 0 | 0 | 0 | 0 | 0 | 0 | 0 | 0 | 0 | 12
NI |  | 282 | 2011 | 18 | 27 | 27 |  | FISH CREEK | LTV | 69 | 69 | W-H-F | 0 | 0.79 | 1 |  | 0 | 0 | 0 | 0 | 0 | 0 | 0 | 0 | 0 | 0 | 0 | 0 | 0 | 0 | 0 | 0 | 0 | 0 | 0 | 0 | 0 | 0 | 0 | 12
NI |  | 282 | 2011 | 18 | 28 | 28 |  | FOREST HILL SWITCH | CRESSON | 69 | 69 | W-P | 21.52 | 0 | 1 | 1/0 ACSR | 0 | 0 | 0 | 0 | 0 | 0 | 0 | 0 | 0 | 0 | 0 | 0 | 0 | 0 | 0 | 0 | 0 | 0 | 0 | 0 | 0 | 0 | 0 | 12
NI |  | 282 | 2011 | 18 | 29 | 29 |  | GAINESVILLE | WHITESBORO | 69 | 69 | W-H-F | 29.49 | 0 | 1 |  | 0 | 0 | 0 | 0 | 0 | 0 | 0 | 0 | 0 | 0 | 0 | 0 | 0 | 0 | 0 | 0 | 0 | 0 | 0 | 0 | 0 | 0 | 0 | 12
NI |  | 282 | 2011 | 18 | 30 | 30 |  | GAINESVILLE | SAINT JO | 69 | 69 | W-P | 21.81 | 0 | 1 |  | 0 | 0 | 0 | 0 | 0 | 0 | 0 | 0 | 0 | 0 | 0 | 0 | 0 | 0 | 0 | 0 | 0 | 0 | 0 | 0 | 0 | 0 | 0 | 12
NI |  | 282 | 2011 | 18 | 31 | 31 |  | GARDEN CITY | MIDKIFF SWITCH | 69 | 69 | W-H-F | 29.98 | 0 | 1 |  | 0 | 0 | 0 | 0 | 0 | 0 | 0 | 0 | 0 | 0 | 0 | 0 | 0 | 0 | 0 | 0 | 0 | 0 | 0 | 0 | 0 | 0 | 0 | 12
NI |  | 282 | 2011 | 18 | 32 | 32 |  | GRAHAM | GRAHAM SWITCH | 69 | 69 | W-H-F | 2.57 | 0 | 1 | 636 ACSR | 0 | 0 | 0 | 0 | 0 | 0 | 0 | 0 | 0 | 0 | 0 | 0 | 0 | 0 | 0 | 0 | 0 | 0 | 0 | 0 | 0 | 0 | 0 | 12
NI |  | 282 | 2011 | 18 | 33 | 33 |  | GROESBECK | LOTT | 69 | 69 | W-P | 30.81 | 0 | 1 | 336.4 MCM ACSR 26 | 0 | 0 | 0 | 0 | 0 | 0 | 0 | 0 | 0 | 0 | 0 | 0 | 0 | 0 | 0 | 0 | 0 | 0 | 0 | 0 | 0 | 0 | 0 | 12
NI |  | 282 | 2011 | 18 | 34 | 34 |  | HANDLEY SWITCH 69 | DUVAL | 69 | 69 | W-P | 5.42 | 0 | 1 | 840.2 ACAR | 0 | 0 | 0 | 0 | 0 | 0 | 0 | 0 | 0 | 0 | 0 | 0 | 0 | 0 | 0 | 0 | 0 | 0 | 0 | 0 | 0 | 0 | 0 | 12
NI |  | 282 | 2011 | 18 | 35 | 35 |  | HANDLEY SWITCH 69 | DENTON AVENUE | 69 | 69 | S-T | 13.14 | 0 | 1 | 300 ACSR | 0 | 0 | 0 | 0 | 0 | 0 | 0 | 0 | 0 | 0 | 0 | 0 | 0 | 0 | 0 | 0 | 0 | 0 | 0 | 0 | 0 | 0 | 0 | 12
NI |  | 282 | 2011 | 19 | 1 | 1 |  | HENRIETTA | WICHITA FALLS | 69 | 69 | W-P | 18.07 | 0 | 1 |  | 0 | 0 | 0 | 0 | 0 | 0 | 0 | 0 | 0 | 0 | 0 | 0 | 0 | 0 | 0 | 0 | 0 | 0 | 0 | 0 | 0 | 0 | 0 | 12
NI |  | 282 | 2011 | 19 | 2 | 2 |  | HILLSBORO | ELM MOTT | 69 | 69 | S-T | 26.79 | 0 | 1 | 1/0 CU 7 | 0 | 0 | 0 | 0 | 0 | 0 | 0 | 0 | 0 | 0 | 0 | 0 | 0 | 0 | 0 | 0 | 0 | 0 | 0 | 0 | 0 | 0 | 0 | 12
NI |  | 282 | 2011 | 19 | 3 | 3 |  | HILLSBORO | WAXAHACHIE | 69 | 69 | S-T | 37.67 | 0 | 1 | 1 CU 3 | 0 | 0 | 0 | 0 | 0 | 0 | 0 | 0 | 0 | 0 | 0 | 0 | 0 | 0 | 0 | 0 | 0 | 0 | 0 | 0 | 0 | 0 | 0 | 12
NI |  | 282 | 2011 | 19 | 4 | 4 |  | HILLSBORO | WAXAHACHIE | 69 | 69 | S-T | 0 | 33.33 | 1 | 1 CU 3 | 0 | 0 | 0 | 0 | 0 | 0 | 0 | 0 | 0 | 0 | 0 | 0 | 0 | 0 | 0 | 0 | 0 | 0 | 0 | 0 | 0 | 0 | 0 | 12
NI |  | 282 | 2011 | 19 | 5 | 5 |  | HILLSBORO | MERTENS | 69 | 69 | W-P | 43.95 | 0 | 1 | 3/0 ACSR 6/1 PIGE | 0 | 0 | 0 | 0 | 0 | 0 | 0 | 0 | 0 | 0 | 0 | 0 | 0 | 0 | 0 | 0 | 0 | 0 | 0 | 0 | 0 | 0 | 0 | 12
NI |  | 282 | 2011 | 19 | 6 | 6 |  | HILLSBORO | ALVARADO | 69 | 69 | S-T | 27.22 | 0 | 1 | 1 CU 3 | 0 | 0 | 0 | 0 | 0 | 0 | 0 | 0 | 0 | 0 | 0 | 0 | 0 | 0 | 0 | 0 | 0 | 0 | 0 | 0 | 0 | 0 | 0 | 12
NI |  | 282 | 2011 | 19 | 7 | 7 |  | HILLTOP SWITCH | WEATHERFORD WEST | 69 | 69 | W-H-F | 8.12 | 0 | 1 |  | 0 | 0 | 0 | 0 | 0 | 0 | 0 | 0 | 0 | 0 | 0 | 0 | 0 | 0 | 0 | 0 | 0 | 0 | 0 | 0 | 0 | 0 | 0 | 12
NI |  | 282 | 2011 | 19 | 8 | 8 |  | HOLLIDAY | ELECTRA | 69 | 69 | W-H-F | 26 | 0 | 1 | 4/0 ACSR | 0 | 0 | 0 | 0 | 0 | 0 | 0 | 0 | 0 | 0 | 0 | 0 | 0 | 0 | 0 | 0 | 0 | 0 | 0 | 0 | 0 | 0 | 0 | 12
NI |  | 282 | 2011 | 19 | 9 | 9 |  | HOLLIDAY | SEYMOUR | 69 | 69 | W-P | 45.17 | 0 | 1 |  | 0 | 0 | 0 | 0 | 0 | 0 | 0 | 0 | 0 | 0 | 0 | 0 | 0 | 0 | 0 | 0 | 0 | 0 | 0 | 0 | 0 | 0 | 0 | 12
NI |  | 282 | 2011 | 19 | 10 | 10 |  | HOLT SWITCH | ANDREWS SWITCH | 69 | 69 | W-H-F | 70.76 | 0 | 1 |  | 0 | 0 | 0 | 0 | 0 | 0 | 0 | 0 | 0 | 0 | 0 | 0 | 0 | 0 | 0 | 0 | 0 | 0 | 0 | 0 | 0 | 0 | 0 | 12
NI |  | 282 | 2011 | 19 | 11 | 11 |  | JACKSONVILLE | FRANKSTON | 69 | 69 | W-H-F | 14 | 0 | 1 |  | 0 | 0 | 0 | 0 | 0 | 0 | 0 | 0 | 0 | 0 | 0 | 0 | 0 | 0 | 0 | 0 | 0 | 0 | 0 | 0 | 0 | 0 | 0 | 12
NI |  | 282 | 2011 | 19 | 12 | 12 |  | JACKSONVILLE | JACKSONVILLE NORTH | 69 | 69 | W-P | 6.6 | 0 | 1 | 336.4 MCM ACSR 26 | 0 | 0 | 0 | 0 | 0 | 0 | 0 | 0 | 0 | 0 | 0 | 0 | 0 | 0 | 0 | 0 | 0 | 0 | 0 | 0 | 0 | 0 | 0 | 12
NI |  | 282 | 2011 | 19 | 13 | 13 |  | JACKSONVILLE PLANT | REYNOLDS STREET | 69 | 69 | W-P | 7.85 | 0 | 1 | 336.4 MCM ACSR 26 | 0 | 0 | 0 | 0 | 0 | 0 | 0 | 0 | 0 | 0 | 0 | 0 | 0 | 0 | 0 | 0 | 0 | 0 | 0 | 0 | 0 | 0 | 0 | 12
NI |  | 282 | 2011 | 19 | 14 | 14 |  | JACKSONVILLE PLANT | JACKSONVILLE | 69 | 69 | W-P | 5.1 | 0 | 1 | 1/0 ACSR 6/1 RAVE | 0 | 0 | 0 | 0 | 0 | 0 | 0 | 0 | 0 | 0 | 0 | 0 | 0 | 0 | 0 | 0 | 0 | 0 | 0 | 0 | 0 | 0 | 0 | 12
NI |  | 282 | 2011 | 19 | 15 | 15 |  | JACKSONVILLE SES | JACKSONVILLE POD | 69 | 69 | W-P | 6.6 | 0 | 1 | 4/0 ACSR 6/1 PENG | 0 | 0 | 0 | 0 | 0 | 0 | 0 | 0 | 0 | 0 | 0 | 0 | 0 | 0 | 0 | 0 | 0 | 0 | 0 | 0 | 0 | 0 | 0 | 12
NI |  | 282 | 2011 | 19 | 16 | 16 |  | JEWETT | BROWN MAGNOLIA | 69 | 69 | W-H-F | 65.32 | 0 | 1 | 4/0 ACSR 6/1 PENG | 0 | 0 | 0 | 0 | 0 | 0 | 0 | 0 | 0 | 0 | 0 | 0 | 0 | 0 | 0 | 0 | 0 | 0 | 0 | 0 | 0 | 0 | 0 | 12
NI |  | 282 | 2011 | 19 | 17 | 17 |  | LAKE CREEK SWITCH | MARLIN | 69 | 69 | W-P | 13.02 | 0 | 1 |  | 0 | 0 | 0 | 0 | 0 | 0 | 0 | 0 | 0 | 0 | 0 | 0 | 0 | 0 | 0 | 0 | 0 | 0 | 0 | 0 | 0 | 0 | 0 | 12
NI |  | 282 | 2011 | 19 | 18 | 18 |  | LAKE WICHITA SWITCH | HOLLIDAY | 69 | 69 | W-P | 10.22 | 0 | 1 |  | 0 | 0 | 0 | 0 | 0 | 0 | 0 | 0 | 0 | 0 | 0 | 0 | 0 | 0 | 0 | 0 | 0 | 0 | 0 | 0 | 0 | 0 | 0 | 12
NI |  | 282 | 2011 | 19 | 19 | 19 |  | LAMAR BLOSSOM | CLARKSVILLE | 69 | 69 | W-T | 26.76 | 0 | 1 |  | 0 | 0 | 0 | 0 | 0 | 0 | 0 | 0 | 0 | 0 | 0 | 0 | 0 | 0 | 0 | 0 | 0 | 0 | 0 | 0 | 0 | 0 | 0 | 12
NI |  | 282 | 2011 | 19 | 20 | 20 |  | LAMESA | WELCH CSW 02305 | 69 | 69 | W-P | 33.76 | 0 | 1 |  | 0 | 0 | 0 | 0 | 0 | 0 | 0 | 0 | 0 | 0 | 0 | 0 | 0 | 0 | 0 | 0 | 0 | 0 | 0 | 0 | 0 | 0 | 0 | 12
NI |  | 282 | 2011 | 19 | 21 | 21 |  | LEON SWITCH | DUBLIN | 69 | 69 | W-P | 39.95 | 0 | 1 | 1/0 ACSR | 0 | 0 | 0 | 0 | 0 | 0 | 0 | 0 | 0 | 0 | 0 | 0 | 0 | 0 | 0 | 0 | 0 | 0 | 0 | 0 | 0 | 0 | 0 | 12
NI |  | 282 | 2011 | 19 | 22 | 22 |  | LEON SWITCH | MORTON VALLEY | 69 | 69 | W-H-F | 22.46 | 0 | 1 | 4/0 ACSR | 0 | 0 | 0 | 0 | 0 | 0 | 0 | 0 | 0 | 0 | 0 | 0 | 0 | 0 | 0 | 0 | 0 | 0 | 0 | 0 | 0 | 0 | 0 | 12
NI |  | 282 | 2011 | 19 | 23 | 23 |  | MCGREGOR | GATESVILLE | 69 | 69 | W-H-F | 19.07 | 0 | 1 | 3/8 STEEL | 0 | 0 | 0 | 0 | 0 | 0 | 0 | 0 | 0 | 0 | 0 | 0 | 0 | 0 | 0 | 0 | 0 | 0 | 0 | 0 | 0 | 0 | 0 | 12
NI |  | 282 | 2011 | 19 | 24 | 24 |  | MCGREGOR PHILLIPS | HERCULES | 69 | 69 | W-P | 4.7 | 0 | 1 | 356 MCM ACSR | 0 | 0 | 0 | 0 | 0 | 0 | 0 | 0 | 0 | 0 | 0 | 0 | 0 | 0 | 0 | 0 | 0 | 0 | 0 | 0 | 0 | 0 | 0 | 12
NI |  | 282 | 2011 | 19 | 25 | 25 |  | MINERVA | ROCKDALE NORTH | 69 | 69 | W-H-F | 18.7 | 0 | 1 | 4/0 ACSR 6/1 PENG | 0 | 0 | 0 | 0 | 0 | 0 | 0 | 0 | 0 | 0 | 0 | 0 | 0 | 0 | 0 | 0 | 0 | 0 | 0 | 0 | 0 | 0 | 0 | 12
NI |  | 282 | 2011 | 19 | 26 | 26 |  | MORGAN CREEK SWITCH | BIG SPRING SWITCH | 69 | 69 | W-P | 38.25 | 0 | 1 |  | 0 | 0 | 0 | 0 | 0 | 0 | 0 | 0 | 0 | 0 | 0 | 0 | 0 | 0 | 0 | 0 | 0 | 0 | 0 | 0 | 0 | 0 | 0 | 12
NI |  | 282 | 2011 | 19 | 27 | 27 |  | MOUNTAIN CREEK SWITCH | FISH CREEK | 69 | 69 | W-H-F | 8.48 | 0 | 1 |  | 0 | 0 | 0 | 0 | 0 | 0 | 0 | 0 | 0 | 0 | 0 | 0 | 0 | 0 | 0 | 0 | 0 | 0 | 0 | 0 | 0 | 0 | 0 | 12
NI |  | 282 | 2011 | 19 | 28 | 28 |  | NACOGDOCHES | CENTRAL HEIGHTS (IDLE) | 69 | 69 | W-P | 9 | 0 | 1 |  | 0 | 0 | 0 | 0 | 0 | 0 | 0 | 0 | 0 | 0 | 0 | 0 | 0 | 0 | 0 | 0 | 0 | 0 | 0 | 0 | 0 | 0 | 0 | 12
NI |  | 282 | 2011 | 19 | 29 | 29 |  | NAVARRO | WORTHAM GULF PUMP | 69 | 69 | W-P | 18.28 | 0 | 1 | 3/0 ACSR 6/1 PIGE | 0 | 0 | 0 | 0 | 0 | 0 | 0 | 0 | 0 | 0 | 0 | 0 | 0 | 0 | 0 | 0 | 0 | 0 | 0 | 0 | 0 | 0 | 0 | 12
NI |  | 282 | 2011 | 19 | 30 | 30 |  | NAVARRO | SUPEROCK | 69 | 69 | W-H-F | 6.46 | 0 | 1 | 4/0 ACSR 6/1 PENG | 0 | 0 | 0 | 0 | 0 | 0 | 0 | 0 | 0 | 0 | 0 | 0 | 0 | 0 | 0 | 0 | 0 | 0 | 0 | 0 | 0 | 0 | 0 | 12
NI |  | 282 | 2011 | 19 | 31 | 31 |  | NAVARRO MILLS TAP | NAVARRO MILLS | 69 | 69 | W-H-F | 0.22 | 0 | 1 |  | 0 | 0 | 0 | 0 | 0 | 0 | 0 | 0 | 0 | 0 | 0 | 0 | 0 | 0 | 0 | 0 | 0 | 0 | 0 | 0 | 0 | 0 | 0 | 12
NI |  | 282 | 2011 | 19 | 32 | 32 |  | NAVY KICKAPOO SWITCH | NAVY KICKAPOO | 69 | 69 | W-H-F | 5.79 | 0 | 1 | 4/0 ACSR | 0 | 0 | 0 | 0 | 0 | 0 | 0 | 0 | 0 | 0 | 0 | 0 | 0 | 0 | 0 | 0 | 0 | 0 | 0 | 0 | 0 | 0 | 0 | 12
NI |  | 282 | 2011 | 19 | 33 | 33 |  | NAVY KICKAPOO SWITCH | HOLLIDAY | 69 | 69 | W-P | 27.95 | 0 | 1 | 1/0 ACSR | 0 | 0 | 0 | 0 | 0 | 0 | 0 | 0 | 0 | 0 | 0 | 0 | 0 | 0 | 0 | 0 | 0 | 0 | 0 | 0 | 0 | 0 | 0 | 12
NI |  | 282 | 2011 | 19 | 34 | 34 |  | NORWOOD 138KV SWITCH | DENTON DRIVE (IDLE) | 69 | 69 | S-H-F | 3.8 | 0 | 1 |  | 0 | 0 | 0 | 0 | 0 | 0 | 0 | 0 | 0 | 0 | 0 | 0 | 0 | 0 | 0 | 0 | 0 | 0 | 0 | 0 | 0 | 0 | 0 | 12
NI |  | 282 | 2011 | 19 | 35 | 35 |  | ODESSA BASIN SWITCH | HOLT SWITCH | 69 | 69 | W-H-F | 19.04 | 0 | 1 |  | 0 | 0 | 0 | 0 | 0 | 0 | 0 | 0 | 0 | 0 | 0 | 0 | 0 | 0 | 0 | 0 | 0 | 0 | 0 | 0 | 0 | 0 | 0 | 12
NI |  | 282 | 2011 | 20 | 1 | 1 |  | ODESSA BASIN SWITCH | WINK | 69 | 69 | W-P | 36.93 | 0 | 1 |  | 0 | 0 | 0 | 0 | 0 | 0 | 0 | 0 | 0 | 0 | 0 | 0 | 0 | 0 | 0 | 0 | 0 | 0 | 0 | 0 | 0 | 0 | 0 | 12
NI |  | 282 | 2011 | 20 | 2 | 2 |  | ODESSA NORTH | ODESSA BASIN SWITCH | 69 | 69 | W-H-F | 9.41 | 0 | 1 |  | 0 | 0 | 0 | 0 | 0 | 0 | 0 | 0 | 0 | 0 | 0 | 0 | 0 | 0 | 0 | 0 | 0 | 0 | 0 | 0 | 0 | 0 | 0 | 12
NI |  | 282 | 2011 | 20 | 3 | 3 |  | ODESSA NORTH | HOLT SWITCH | 69 | 69 | W-H-F | 19.58 | 0 | 1 |  | 0 | 0 | 0 | 0 | 0 | 0 | 0 | 0 | 0 | 0 | 0 | 0 | 0 | 0 | 0 | 0 | 0 | 0 | 0 | 0 | 0 | 0 | 0 | 12
NI |  | 282 | 2011 | 20 | 4 | 4 |  | ORAN | MINERAL WELLS | 69 | 69 | W-H-F | 1.92 | 0 | 1 | 101.8 ACSR | 0 | 0 | 0 | 0 | 0 | 0 | 0 | 0 | 0 | 0 | 0 | 0 | 0 | 0 | 0 | 0 | 0 | 0 | 0 | 0 | 0 | 0 | 0 | 12
NI |  | 282 | 2011 | 20 | 5 | 5 |  | OVERTON | TROUP MAIN | 69 | 69 | W-P | 4.57 | 0 | 1 | 4/0 ACSR 6/1 PENG | 0 | 0 | 0 | 0 | 0 | 0 | 0 | 0 | 0 | 0 | 0 | 0 | 0 | 0 | 0 | 0 | 0 | 0 | 0 | 0 | 0 | 0 | 0 | 12
NI |  | 282 | 2011 | 20 | 6 | 6 |  | PALESTINE | CROCKETT | 69 | 69 | W-P | 37.18 | 0 | 1 | 4/0 ACSR 6/1 PENG | 0 | 0 | 0 | 0 | 0 | 0 | 0 | 0 | 0 | 0 | 0 | 0 | 0 | 0 | 0 | 0 | 0 | 0 | 0 | 0 | 0 | 0 | 0 | 12
NI |  | 282 | 2011 | 20 | 7 | 7 |  | PARIS PLANT | HONEY GROVE | 69 | 69 | W-H-F | 18.13 | 0 | 1 | 336-400 MCM ACSR | 0 | 0 | 0 | 0 | 0 | 0 | 0 | 0 | 0 | 0 | 0 | 0 | 0 | 0 | 0 | 0 | 0 | 0 | 0 | 0 | 0 | 0 | 0 | 12
NI |  | 282 | 2011 | 20 | 8 | 8 |  | PAYNE | BONHAM SWITCH | 69 | 69 | S-T | 27.89 | 0 | 1 |  | 0 | 0 | 0 | 0 | 0 | 0 | 0 | 0 | 0 | 0 | 0 | 0 | 0 | 0 | 0 | 0 | 0 | 0 | 0 | 0 | 0 | 0 | 0 | 12
NI |  | 282 | 2011 | 20 | 9 | 9 |  | PERMIAN BASIN SWITCH | WINK | 69 | 69 | W-H-F | 20.76 | 0 | 1 |  | 0 | 0 | 0 | 0 | 0 | 0 | 0 | 0 | 0 | 0 | 0 | 0 | 0 | 0 | 0 | 0 | 0 | 0 | 0 | 0 | 0 | 0 | 0 | 12
NI |  | 282 | 2011 | 20 | 10 | 10 |  | PERMIAN BASIN SWITCH | CRANE | 69 | 69 | W-H-F | 55.44 | 0 | 1 |  | 0 | 0 | 0 | 0 | 0 | 0 | 0 | 0 | 0 | 0 | 0 | 0 | 0 | 0 | 0 | 0 | 0 | 0 | 0 | 0 | 0 | 0 | 0 | 12
NI |  | 282 | 2011 | 20 | 11 | 11 |  | PERMIAN BASIN SWITCH | NORTHERN NATURAL GAS | 69 | 69 | W-H-F | 52.23 | 0 | 1 |  | 0 | 0 | 0 | 0 | 0 | 0 | 0 | 0 | 0 | 0 | 0 | 0 | 0 | 0 | 0 | 0 | 0 | 0 | 0 | 0 | 0 | 0 | 0 | 12
NI |  | 282 | 2011 | 20 | 12 | 12 |  | RIVERCREST SWITCH | CLARKSVILLE | 69 | 69 | W-H-F | 15.55 | 0 | 1 | 336 MCM ACSR | 0 | 0 | 0 | 0 | 0 | 0 | 0 | 0 | 0 | 0 | 0 | 0 | 0 | 0 | 0 | 0 | 0 | 0 | 0 | 0 | 0 | 0 | 0 | 12
NI |  | 282 | 2011 | 20 | 13 | 13 |  | ROYSE SWITCH | COMMERCE | 69 | 69 | W-P | 39.07 | 0 | 1 | 336 MCM ACSR | 0 | 0 | 0 | 0 | 0 | 0 | 0 | 0 | 0 | 0 | 0 | 0 | 0 | 0 | 0 | 0 | 0 | 0 | 0 | 0 | 0 | 0 | 0 | 12
NI |  | 282 | 2011 | 20 | 14 | 14 |  | ROYSE SWITCH | TERRELL SWITCH | 69 | 69 | W-P | 18.51 | 0 | 1 |  | 0 | 0 | 0 | 0 | 0 | 0 | 0 | 0 | 0 | 0 | 0 | 0 | 0 | 0 | 0 | 0 | 0 | 0 | 0 | 0 | 0 | 0 | 0 | 12
NI |  | 282 | 2011 | 20 | 15 | 15 |  | SEYMOUR | MUNDAY | 69 | 69 | W-P | 14.39 | 0 | 1 |  | 0 | 0 | 0 | 0 | 0 | 0 | 0 | 0 | 0 | 0 | 0 | 0 | 0 | 0 | 0 | 0 | 0 | 0 | 0 | 0 | 0 | 0 | 0 | 12
NI |  | 282 | 2011 | 20 | 16 | 16 |  | SNYDER | ENNIS CREEK SWITCH | 69 | 69 | W-P | 18.44 | 0 | 1 |  | 0 | 0 | 0 | 0 | 0 | 0 | 0 | 0 | 0 | 0 | 0 | 0 | 0 | 0 | 0 | 0 | 0 | 0 | 0 | 0 | 0 | 0 | 0 | 12
NI |  | 282 | 2011 | 20 | 17 | 17 |  | SPRABERRY SWITCH | GARDEN CITY | 69 | 69 | W-H-F | 33.11 | 0 | 1 |  | 0 | 0 | 0 | 0 | 0 | 0 | 0 | 0 | 0 | 0 | 0 | 0 | 0 | 0 | 0 | 0 | 0 | 0 | 0 | 0 | 0 | 0 | 0 | 12
NI |  | 282 | 2011 | 20 | 18 | 18 |  | STERRETT | WAXAHACHIE OCF | 69 | 69 | S-P | 0.83 | 0 | 1 |  | 0 | 0 | 0 | 0 | 0 | 0 | 0 | 0 | 0 | 0 | 0 | 0 | 0 | 0 | 0 | 0 | 0 | 0 | 0 | 0 | 0 | 0 | 0 | 12
NI |  | 282 | 2011 | 20 | 19 | 19 |  | SWEETWATER | COLORADO CITY | 69 | 69 | W-P | 23.93 | 0 | 1 |  | 0 | 0 | 0 | 0 | 0 | 0 | 0 | 0 | 0 | 0 | 0 | 0 | 0 | 0 | 0 | 0 | 0 | 0 | 0 | 0 | 0 | 0 | 0 | 12
NI |  | 282 | 2011 | 20 | 20 | 20 |  | TAYLOR | ELGIN | 69 | 69 | W-H-F | 16.66 | 0 | 1 | 4/0 ACSR 6/1 PENG | 0 | 0 | 0 | 0 | 0 | 0 | 0 | 0 | 0 | 0 | 0 | 0 | 0 | 0 | 0 | 0 | 0 | 0 | 0 | 0 | 0 | 0 | 0 | 12
NI |  | 282 | 2011 | 20 | 21 | 21 |  | TEMPLE | TAYLOR | 69 | 69 | W-P | 41.39 | 0 | 1 | 3/0 ACSR 6/1 PIGE | 0 | 0 | 0 | 0 | 0 | 0 | 0 | 0 | 0 | 0 | 0 | 0 | 0 | 0 | 0 | 0 | 0 | 0 | 0 | 0 | 0 | 0 | 0 | 12
NI |  | 282 | 2011 | 20 | 22 | 22 |  | TEMPLE | TEMPLE SWITCH | 69 | 69 | S-P | 1.64 | 0 | 1 | 636 MCM ACSR 26/7 | 0 | 0 | 0 | 0 | 0 | 0 | 0 | 0 | 0 | 0 | 0 | 0 | 0 | 0 | 0 | 0 | 0 | 0 | 0 | 0 | 0 | 0 | 0 | 12
NI |  | 282 | 2011 | 20 | 23 | 23 |  | TEMPLE SWITCH | MINERVA | 69 | 69 | W-H-F | 35.23 | 0 | 1 | 4/0 ACSR 6/1 PENG | 0 | 0 | 0 | 0 | 0 | 0 | 0 | 0 | 0 | 0 | 0 | 0 | 0 | 0 | 0 | 0 | 0 | 0 | 0 | 0 | 0 | 0 | 0 | 12
NI |  | 282 | 2011 | 20 | 24 | 24 |  | TERRELL SWITCH | WILLS POINT | 69 | 69 | W-P | 11.77 | 0 | 1 |  | 0 | 0 | 0 | 0 | 0 | 0 | 0 | 0 | 0 | 0 | 0 | 0 | 0 | 0 | 0 | 0 | 0 | 0 | 0 | 0 | 0 | 0 | 0 | 12
NI |  | 282 | 2011 | 20 | 25 | 25 |  | TRINIDAD SES | NAVARRO | 69 | 69 | W-H-F | 24.69 | 0 | 1 | 4/0 ACSR 6/1 PENG | 0 | 0 | 0 | 0 | 0 | 0 | 0 | 0 | 0 | 0 | 0 | 0 | 0 | 0 | 0 | 0 | 0 | 0 | 0 | 0 | 0 | 0 | 0 | 12
NI |  | 282 | 2011 | 20 | 26 | 26 |  | TRINIDAD SES | ATHENS | 69 | 69 | W-H-F | 24.91 | 0 | 1 | 2/0 ACSR 6/1 QUAI | 0 | 0 | 0 | 0 | 0 | 0 | 0 | 0 | 0 | 0 | 0 | 0 | 0 | 0 | 0 | 0 | 0 | 0 | 0 | 0 | 0 | 0 | 0 | 12
NI |  | 282 | 2011 | 20 | 27 | 27 |  | TRINIDAD SES | CORSICANA | 69 | 69 | W-H-F | 26.57 | 0 | 1 | 2/0 ACSR 6/1 QUAI | 0 | 0 | 0 | 0 | 0 | 0 | 0 | 0 | 0 | 0 | 0 | 0 | 0 | 0 | 0 | 0 | 0 | 0 | 0 | 0 | 0 | 0 | 0 | 12
NI |  | 282 | 2011 | 20 | 28 | 28 |  | TRINIDAD SES | TRINIDAD | 69 | 69 | S-T | 0.18 | 0 | 1 |  | 0 | 0 | 0 | 0 | 0 | 0 | 0 | 0 | 0 | 0 | 0 | 0 | 0 | 0 | 0 | 0 | 0 | 0 | 0 | 0 | 0 | 0 | 0 | 12
NI |  | 282 | 2011 | 20 | 29 | 29 |  | TRINIDAD SES | PALESTINE | 69 | 69 | W-H-F | 43.57 | 0 | 1 | 4/0 ACSR 6/1 PENG | 0 | 0 | 0 | 0 | 0 | 0 | 0 | 0 | 0 | 0 | 0 | 0 | 0 | 0 | 0 | 0 | 0 | 0 | 0 | 0 | 0 | 0 | 0 | 12
NI |  | 282 | 2011 | 20 | 30 | 30 |  | TROUP | TROUP MAIN | 69 | 69 | W-P | 12 | 0 | 1 | 4/0 ACSR 6/1 PENG | 0 | 0 | 0 | 0 | 0 | 0 | 0 | 0 | 0 | 0 | 0 | 0 | 0 | 0 | 0 | 0 | 0 | 0 | 0 | 0 | 0 | 0 | 0 | 12
NI |  | 282 | 2011 | 20 | 31 | 31 |  | TROUP | NORTH JACKSONVILLE | 69 | 69 | W-P | 14.4 | 0 | 1 | 336.4 MCM ACSR 26 | 0 | 0 | 0 | 0 | 0 | 0 | 0 | 0 | 0 | 0 | 0 | 0 | 0 | 0 | 0 | 0 | 0 | 0 | 0 | 0 | 0 | 0 | 0 | 12
NI |  | 282 | 2011 | 20 | 32 | 32 |  | TYLER NORTHWEST | TYLER | 69 | 69 | W-H-F | 10.76 | 0 | 1 | 336.4 MCM ACSR 26 | 0 | 0 | 0 | 0 | 0 | 0 | 0 | 0 | 0 | 0 | 0 | 0 | 0 | 0 | 0 | 0 | 0 | 0 | 0 | 0 | 0 | 0 | 0 | 12
NI |  | 282 | 2011 | 20 | 33 | 33 |  | TYLER WEST | BROWNSBORO | 69 | 69 | W-H-F | 20.85 | 0 | 1 | 2/0 ACSR 6/1 QUAI | 0 | 0 | 0 | 0 | 0 | 0 | 0 | 0 | 0 | 0 | 0 | 0 | 0 | 0 | 0 | 0 | 0 | 0 | 0 | 0 | 0 | 0 | 0 | 12
NI |  | 282 | 2011 | 20 | 34 | 34 |  | TYLER WEST | TYLER | 69 | 69 | W-P | 6.4 | 0 | 1 | 636 MCM ACSR 26/7 | 0 | 0 | 0 | 0 | 0 | 0 | 0 | 0 | 0 | 0 | 0 | 0 | 0 | 0 | 0 | 0 | 0 | 0 | 0 | 0 | 0 | 0 | 0 | 12
NI |  | 282 | 2011 | 20 | 35 | 35 |  | WACO EAST | ELM MOTT | 69 | 69 | S-T | 0 | 14.98 | 1 | 1 CU 3 | 0 | 0 | 0 | 0 | 0 | 0 | 0 | 0 | 0 | 0 | 0 | 0 | 0 | 0 | 0 | 0 | 0 | 0 | 0 | 0 | 0 | 0 | 0 | 12
NI |  | 282 | 2011 | 21 | 1 | 1 |  | WACO WEST | MCGREGOR PHILLIPS | 69 | 69 | W-H-F | 25.88 | 0 | 1 | 4/0 ACSR 6/1 PENG | 0 | 0 | 0 | 0 | 0 | 0 | 0 | 0 | 0 | 0 | 0 | 0 | 0 | 0 | 0 | 0 | 0 | 0 | 0 | 0 | 0 | 0 | 0 | 12
NI |  | 282 | 2011 | 21 | 2 | 2 |  | WACO WEST | TEMPLE | 69 | 69 | W-P | 33.53 | 0 | 1 | 3/0 ACSR 6/1 PIGE | 0 | 0 | 0 | 0 | 0 | 0 | 0 | 0 | 0 | 0 | 0 | 0 | 0 | 0 | 0 | 0 | 0 | 0 | 0 | 0 | 0 | 0 | 0 | 12
NI |  | 282 | 2011 | 21 | 3 | 3 |  | WAXAHACHIE OCF | FERRIS | 69 | 69 | S-T | 13.04 | 0 | 1 |  | 0 | 0 | 0 | 0 | 0 | 0 | 0 | 0 | 0 | 0 | 0 | 0 | 0 | 0 | 0 | 0 | 0 | 0 | 0 | 0 | 0 | 0 | 0 | 12
NI |  | 282 | 2011 | 21 | 4 | 4 |  | WAXAHACHIE OCF | WAXAHACHIE | 69 | 69 | W-P | 8.74 | 0 | 1 |  | 0 | 0 | 0 | 0 | 0 | 0 | 0 | 0 | 0 | 0 | 0 | 0 | 0 | 0 | 0 | 0 | 0 | 0 | 0 | 0 | 0 | 0 | 0 | 12
NI |  | 282 | 2011 | 21 | 5 | 5 |  | WICHITA FALLS | WICHITA FALLS NORTH | 69 | 69 | W-P | 0 | 18.28 | 1 |  | 0 | 0 | 0 | 0 | 0 | 0 | 0 | 0 | 0 | 0 | 0 | 0 | 0 | 0 | 0 | 0 | 0 | 0 | 0 | 0 | 0 | 0 | 0 | 12
NI |  | 282 | 2011 | 21 | 6 | 6 |  | WICHITA FALLS | WICHITA FALLS NORTH | 69 | 69 | W-P | 18.28 | 0 | 1 |  | 0 | 0 | 0 | 0 | 0 | 0 | 0 | 0 | 0 | 0 | 0 | 0 | 0 | 0 | 0 | 0 | 0 | 0 | 0 | 0 | 0 | 0 | 0 | 12
NI |  | 282 | 2011 | 21 | 7 | 7 |  | WICHITA FALLS | LAKE WICHITA SWITCH | 69 | 69 | W-P | 6.59 | 0 | 1 | 4/0 ACSR | 0 | 0 | 0 | 0 | 0 | 0 | 0 | 0 | 0 | 0 | 0 | 0 | 0 | 0 | 0 | 0 | 0 | 0 | 0 | 0 | 0 | 0 | 0 | 12
NI |  | 282 | 2011 | 21 | 8 | 8 |  | WICHITA FALLS NORTH | PLEASANT VALLEY SWITCH | 69 | 69 | W-H-F | 29.44 | 0 | 1 |  | 0 | 0 | 0 | 0 | 0 | 0 | 0 | 0 | 0 | 0 | 0 | 0 | 0 | 0 | 0 | 0 | 0 | 0 | 0 | 0 | 0 | 0 | 0 | 12
NI |  | 282 | 2011 | 21 | 9 | 9 |  | WICHITA FALLS NORTH | BURKBURNETT | 69 | 69 | W-H-F | 42.82 | 0 | 1 | 336.4 ACSR | 0 | 0 | 0 | 0 | 0 | 0 | 0 | 0 | 0 | 0 | 0 | 0 | 0 | 0 | 0 | 0 | 0 | 0 | 0 | 0 | 0 | 0 | 0 | 12
NI |  | 282 | 2011 | 21 | 10 | 10 |  | WINK | KEYSTONE | 69 | 69 | W-H-F | 0 | 13.76 | 1 |  | 0 | 0 | 0 | 0 | 0 | 0 | 0 | 0 | 0 | 0 | 0 | 0 | 0 | 0 | 0 | 0 | 0 | 0 | 0 | 0 | 0 | 0 | 0 | 12
NI |  | 282 | 2011 | 21 | 11 | 11 |  | WORTHAM GULF PUMP | WEST TEXAS GULF | 69 | 69 | W-P | 2 | 0 | 1 | 2/0 ACSR 6/1 QUAI | 0 | 0 | 0 | 0 | 0 | 0 | 0 | 0 | 0 | 0 | 0 | 0 | 0 | 0 | 0 | 0 | 0 | 0 | 0 | 0 | 0 | 0 | 0 | 12
NI |  | 282 | 2011 | 21 | 12 | 12 |  | WORTHAM JUNCTION | MEXIA | 69 | 69 | W-P | 17.9 | 0 | 1 | 3/0 ACSR 6/1 PIGE | 0 | 0 | 0 | 0 | 0 | 0 | 0 | 0 | 0 | 0 | 0 | 0 | 612820122 | 0 | 0 | 0 | 0 | 0 | 0 | 0 | 0 | 0 | 0 | 12
NI |  | 282 | 2011 | 0 | 36 | 36 |  | TOTAL |  | 0 | 0 |  | 12668.92 | 2672.98 | 747 |  | 0 | 0 | 0 | 0 | 0 | 0 | 0 | 0 | 0 | 0 | 0 | 0 | 0 | 0 | 0 | 0 | 0 | 0 | 0 | 0 | 0 | 0 | 0 | 12
NO |  | 68 | 2011 | 0 | 1 | 1 |  | DOW345 | SOUTH TEXAS | 345 | 345 | (3) STEEL | 45.39 | 0 | 0 | 2-795 ACSR | 0 | 0 | 0 | 0 | 0 | 0 | 0 | 0 | 0 | 0 | 0 | 0 | 0 | 0 | 0 | 0 | 0 | 0 | 0 | 0 | 0 | 0 | 0 | 12
NO |  | 68 | 2011 | 0 | 2 | 2 |  | DOW345 | SOUTH TEXAS | 345 | 345 | (3) STEEL | 0 | 45.39 | 0 | 2-795 ACSR | 0 | 0 | 0 | 0 | 0 | 0 | 0 | 0 | 0 | 0 | 0 | 0 | 0 | 0 | 0 | 0 | 0 | 0 | 0 | 0 | 0 | 0 | 0 | 12
NO |  | 68 | 2011 | 0 | 3 | 3 |  | ADDICKS | OBRIEN | 345 | 345 | (3) STEEL | 17.96 | 0 | 0 | 2-2167 ACSR | 0 | 0 | 0 | 0 | 0 | 0 | 0 | 0 | 0 | 0 | 0 | 0 | 0 | 0 | 0 | 0 | 0 | 0 | 0 | 0 | 0 | 0 | 0 | 12
NO |  | 68 | 2011 | 0 | 4 | 4 |  | W.A. PARISH PLANT | COLORADO RIVER (TIE) | 345 | 345 | (3) STEEL | 34.72 | 0 | 0 | 2-795 ACSR | 0 | 0 | 0 | 0 | 0 | 0 | 0 | 0 | 0 | 0 | 0 | 0 | 0 | 0 | 0 | 0 | 0 | 0 | 0 | 0 | 0 | 0 | 0 | 12
NO |  | 68 | 2011 | 0 | 5 | 5 |  | DANEVANG (CORNER) | SOUTH TEXAS | 345 | 345 | (3) STEEL | 19.32 | 0 | 0 | 2-795 ACSR | 0 | 0 | 0 | 0 | 0 | 0 | 0 | 0 | 0 | 0 | 0 | 0 | 0 | 0 | 0 | 0 | 0 | 0 | 0 | 0 | 0 | 0 | 0 | 12
NO |  | 68 | 2011 | 0 | 6 | 6 |  | W.A. PARISH PLANT | BELLAIRE | 345 | 345 | (3) STEEL | 25.47 | 0 | 0 | 2-795 ACSR | 0 | 0 | 0 | 0 | 0 | 0 | 0 | 0 | 0 | 0 | 0 | 0 | 0 | 0 | 0 | 0 | 0 | 0 | 0 | 0 | 0 | 0 | 0 | 12
NO |  | 68 | 2011 | 0 | 7 | 7 |  | BELLAIRE | JEANETTA | 345 | 345 | (3) STEEL | 5.52 | 0 | 0 | 2-2167 ACSR | 0 | 0 | 0 | 0 | 0 | 0 | 0 | 0 | 0 | 0 | 0 | 0 | 0 | 0 | 0 | 0 | 0 | 0 | 0 | 0 | 0 | 0 | 0 | 12
NO |  | 68 | 2011 | 0 | 8 | 8 |  | ADDICKS | WHITE OAK | 345 | 345 | (3) STEEL | 9.05 | 0 | 0 | 2-795 ACSR | 0 | 0 | 0 | 0 | 0 | 0 | 0 | 0 | 0 | 0 | 0 | 0 | 0 | 0 | 0 | 0 | 0 | 0 | 0 | 0 | 0 | 0 | 0 | 12
NO |  | 68 | 2011 | 0 | 9 | 9 |  | T.H. WHARTON PLANT | ADDICKS | 345 | 345 | (3) STEEL | 10.94 | 0 | 0 | 2-795 ACSR | 0 | 0 | 0 | 0 | 0 | 0 | 0 | 0 | 0 | 0 | 0 | 0 | 0 | 0 | 0 | 0 | 0 | 0 | 0 | 0 | 0 | 0 | 0 | 12
NO |  | 68 | 2011 | 0 | 10 | 10 |  | JEANETTA | WHITE OAK | 345 | 345 | (3) STEEL | 12.22 | 0 | 0 | 2-2167 ACSR | 0 | 0 | 0 | 0 | 0 | 0 | 0 | 0 | 0 | 0 | 0 | 0 | 0 | 0 | 0 | 0 | 0 | 0 | 0 | 0 | 0 | 0 | 0 | 12
NO |  | 68 | 2011 | 0 | 11 | 11 |  | JEANETTA | W.A. PARISH PLANT | 345 | 345 | (3) STEEL | 20.14 | 0 | 0 | 2-2167 ACSR | 0 | 0 | 0 | 0 | 0 | 0 | 0 | 0 | 0 | 0 | 0 | 0 | 0 | 0 | 0 | 0 | 0 | 0 | 0 | 0 | 0 | 0 | 0 | 12
NO |  | 68 | 2011 | 0 | 12 | 12 |  | JEANETTA | W.A. PARISH PLANT | 345 | 345 | (3) STEEL | 0 | 20.14 | 0 | 2-2167 ACSR | 0 | 0 | 0 | 0 | 0 | 0 | 0 | 0 | 0 | 0 | 0 | 0 | 0 | 0 | 0 | 0 | 0 | 0 | 0 | 0 | 0 | 0 | 0 | 12
NO |  | 68 | 2011 | 0 | 13 | 13 |  | GREENS BAYOU PLANT | KING | 345 | 345 | (3) STEEL | 7.53 | 0 | 0 | 2-927 ACSR | 0 | 0 | 0 | 0 | 0 | 0 | 0 | 0 | 0 | 0 | 0 | 0 | 0 | 0 | 0 | 0 | 0 | 0 | 0 | 0 | 0 | 0 | 0 | 12
NO |  | 68 | 2011 | 0 | 14 | 14 |  | KING | ROTHWOOD | 345 | 345 | (3) STEEL | 25.55 | 0 | 0 | 2-1590 ACSR | 0 | 0 | 0 | 0 | 0 | 0 | 0 | 0 | 0 | 0 | 0 | 0 | 0 | 0 | 0 | 0 | 0 | 0 | 0 | 0 | 0 | 0 | 0 | 12
NO |  | 68 | 2011 | 0 | 15 | 15 |  | TOMBALL | ROTHWOOD | 345 | 345 | (3) STEEL | 10.15 | 0 | 0 | 2-1590 ACSR | 0 | 0 | 0 | 0 | 0 | 0 | 0 | 0 | 0 | 0 | 0 | 0 | 0 | 0 | 0 | 0 | 0 | 0 | 0 | 0 | 0 | 0 | 0 | 12
NO |  | 68 | 2011 | 0 | 16 | 16 |  | TOMBALL | SINGLETON | 345 | 345 | (3) STEEL | 46.54 | 0 | 0 | 2-1590 ACSR | 0 | 0 | 0 | 0 | 0 | 0 | 0 | 0 | 0 | 0 | 0 | 0 | 0 | 0 | 0 | 0 | 0 | 0 | 0 | 0 | 0 | 0 | 0 | 12
NO |  | 68 | 2011 | 0 | 17 | 17 |  | TP&L JEWETT | LIMESTONE | 345 | 345 | (3) STEEL | 10.49 | 0 | 0 | 2-1590 ACSR | 0 | 0 | 0 | 0 | 0 | 0 | 0 | 0 | 0 | 0 | 0 | 0 | 0 | 0 | 0 | 0 | 0 | 0 | 0 | 0 | 0 | 0 | 0 | 12
NO |  | 68 | 2011 | 0 | 18 | 18 |  | LIMESTONE | TP&L TWIN OAK | 345 | 345 | (3) STEEL | 23.46 | 0 | 0 | 2-1590 ACSR | 0 | 0 | 0 | 0 | 0 | 0 | 0 | 0 | 0 | 0 | 0 | 0 | 0 | 0 | 0 | 0 | 0 | 0 | 0 | 0 | 0 | 0 | 0 | 12
NO |  | 68 | 2011 | 0 | 19 | 19 |  | GREENS BAYOU PLANT | KING | 345 | 345 | (3) STEEL | 0 | 7.53 | 0 | 2-927 ACAR | 0 | 0 | 0 | 0 | 0 | 0 | 0 | 0 | 0 | 0 | 0 | 0 | 0 | 0 | 0 | 0 | 0 | 0 | 0 | 0 | 0 | 0 | 0 | 12
NO |  | 68 | 2011 | 0 | 20 | 20 |  | KING | ROANS PRAIRIE | 345 | 345 | (3) STEEL | 0.2 | 72.26 | 0 | 2-1590 ACSR | 0 | 0 | 0 | 0 | 0 | 0 | 0 | 0 | 0 | 0 | 0 | 0 | 0 | 0 | 0 | 0 | 0 | 0 | 0 | 0 | 0 | 0 | 0 | 12
NO |  | 68 | 2011 | 0 | 21 | 21 |  | CEDAR BAYOU PLANT | CENTER | 345 | 345 | (3) STEEL | 9.56 | 8.53 | 0 | 3-959 ACSS | 0 | 0 | 0 | 0 | 0 | 0 | 0 | 0 | 0 | 0 | 0 | 0 | 0 | 0 | 0 | 0 | 0 | 0 | 0 | 0 | 0 | 0 | 0 | 12
NO |  | 68 | 2011 | 0 | 22 | 22 |  | CENTER | P.H. ROBINSON PLANT | 345 | 345 | (3) STEEL | 25.05 | 0 | 0 | 2-795 ACSR | 0 | 0 | 0 | 0 | 0 | 0 | 0 | 0 | 0 | 0 | 0 | 0 | 0 | 0 | 0 | 0 | 0 | 0 | 0 | 0 | 0 | 0 | 0 | 12
NO |  | 68 | 2011 | 0 | 23 | 23 |  | KING | CHMABERS | 345 | 345 | (3) STEEL | 25.77 | 0 | 0 | 2-1433 ACSS | 0 | 0 | 0 | 0 | 0 | 0 | 0 | 0 | 0 | 0 | 0 | 0 | 0 | 0 | 0 | 0 | 0 | 0 | 0 | 0 | 0 | 0 | 0 | 12
NO |  | 68 | 2011 | 0 | 24 | 24 |  | CHAMBERS | CEDAR BAYOU PLANT | 345 | 345 | (3) STEEL | 3.09 | 0 | 0 | 2-1433 ACSS | 0 | 0 | 0 | 0 | 0 | 0 | 0 | 0 | 0 | 0 | 0 | 0 | 0 | 0 | 0 | 0 | 0 | 0 | 0 | 0 | 0 | 0 | 0 | 12
NO |  | 68 | 2011 | 0 | 25 | 25 |  | NORTH BELT | KING | 345 | 345 | (3) STEEL | 10.15 | 0 | 0 | 2-1433 ACSS | 0 | 0 | 0 | 0 | 0 | 0 | 0 | 0 | 0 | 0 | 0 | 0 | 0 | 0 | 0 | 0 | 0 | 0 | 0 | 0 | 0 | 0 | 0 | 12
NO |  | 68 | 2011 | 0 | 26 | 26 |  | T.H. WHARTON PLANT | NORTH BELT | 345 | 345 | (3) STEEL | 10.04 | 0 | 0 | 2-927 ACAR | 0 | 0 | 0 | 0 | 0 | 0 | 0 | 0 | 0 | 0 | 0 | 0 | 0 | 0 | 0 | 0 | 0 | 0 | 0 | 0 | 0 | 0 | 0 | 12
NO |  | 68 | 2011 | 0 | 27 | 27 |  | BELLAIRE | SMITHERS | 345 | 345 | (3) STEEL | 24.92 | 0.45 | 0 | 2-1433 ACSS | 0 | 0 | 0 | 0 | 0 | 0 | 0 | 0 | 0 | 0 | 0 | 0 | 0 | 0 | 0 | 0 | 0 | 0 | 0 | 0 | 0 | 0 | 0 | 12
NO |  | 68 | 2011 | 0 | 28 | 28 |  | BELLAIRE | W.A. PARISH PLANT | 345 | 345 | (3) STEEL | 0 | 25.47 | 0 | 2-795 ACSR | 0 | 0 | 0 | 0 | 0 | 0 | 0 | 0 | 0 | 0 | 0 | 0 | 0 | 0 | 0 | 0 | 0 | 0 | 0 | 0 | 0 | 0 | 0 | 12
NO |  | 68 | 2011 | 0 | 29 | 29 |  | W.A. PARISH PLANT | OBRIEN | 345 | 345 | (3) STEEL | 17 | 0 | 0 | 2-795 ACSR | 0 | 0 | 0 | 0 | 0 | 0 | 0 | 0 | 0 | 0 | 0 | 0 | 0 | 0 | 0 | 0 | 0 | 0 | 0 | 0 | 0 | 0 | 0 | 12
NO |  | 68 | 2011 | 0 | 30 | 30 |  | T.H. WHARTON PLANT | ZENITH | 345 | 345 | (3) STEEL | 0.23 | 14.86 | 0 | 2-927 ACAR | 0 | 0 | 0 | 0 | 0 | 0 | 0 | 0 | 0 | 0 | 0 | 0 | 0 | 0 | 0 | 0 | 0 | 0 | 0 | 0 | 0 | 0 | 0 | 12
NO |  | 68 | 2011 | 0 | 31 | 31 |  | T.H. WHARTON PLANT | ZENITH | 345 | 345 | (3) STEEL | 15.08 | 0 | 0 | 2-927 ACAR | 0 | 0 | 0 | 0 | 0 | 0 | 0 | 0 | 0 | 0 | 0 | 0 | 0 | 0 | 0 | 0 | 0 | 0 | 0 | 0 | 0 | 0 | 0 | 12
NO |  | 68 | 2011 | 0 | 32 | 32 |  | SINGLETON | ZENITH | 345 | 345 | (3) STEEL | 0.18 | 53.11 | 0 | 2-795ACSR | 0 | 0 | 0 | 0 | 0 | 0 | 0 | 0 | 0 | 0 | 0 | 0 | 0 | 0 | 0 | 0 | 0 | 0 | 0 | 0 | 0 | 0 | 0 | 12
NO |  | 68 | 2011 | 0 | 33 | 33 |  | SINGLETON | ZENITH | 345 | 345 | (3) STEEL | 53.28 | 0 | 0 | 2-795ACSR | 0 | 0 | 0 | 0 | 0 | 0 | 0 | 0 | 0 | 0 | 0 | 0 | 0 | 0 | 0 | 0 | 0 | 0 | 0 | 0 | 0 | 0 | 0 | 12
NO |  | 68 | 2011 | 0 | 34 | 34 |  | OBRIEN | ZENITH | 345 | 345 | (3) STEEL | 0.26 | 16.5 | 0 | 2-795ACSR | 0 | 0 | 0 | 0 | 0 | 0 | 0 | 0 | 0 | 0 | 0 | 0 | 0 | 0 | 0 | 0 | 0 | 0 | 0 | 0 | 0 | 0 | 0 | 12
NO |  | 68 | 2011 | 0 | 35 | 35 |  | OBRIEN | ZENITH | 345 | 345 | (3) STEEL | 16.77 | 0 | 0 | 2-795ACSR | 0 | 0 | 0 | 0 | 0 | 0 | 0 | 0 | 0 | 0 | 0 | 0 | 0 | 0 | 0 | 0 | 0 | 0 | 0 | 0 | 0 | 0 | 0 | 12
NO |  | 68 | 2011 | 1 | 1 | 1 |  | SINGLETON | TP&L TIE | 345 | 345 | (3) STEEL | 33.97 | 0 | 0 | 2-795 ACSR | 0 | 0 | 0 | 0 | 0 | 0 | 0 | 0 | 0 | 0 | 0 | 0 | 0 | 0 | 0 | 0 | 0 | 0 | 0 | 0 | 0 | 0 | 0 | 12
NO |  | 68 | 2011 | 1 | 2 | 2 |  | TP&L JEWETT | LIMESTONE | 345 | 345 | (3) STEEL | 0 | 10.49 | 0 | 2-1590 ACSR | 0 | 0 | 0 | 0 | 0 | 0 | 0 | 0 | 0 | 0 | 0 | 0 | 0 | 0 | 0 | 0 | 0 | 0 | 0 | 0 | 0 | 0 | 0 | 12
NO |  | 68 | 2011 | 1 | 3 | 3 |  | LIMESTONE | TP&L TWIN OAK | 345 | 345 | (3) STEEL | 0 | 23.46 | 0 | 2-1590 ACSR | 0 | 0 | 0 | 0 | 0 | 0 | 0 | 0 | 0 | 0 | 0 | 0 | 0 | 0 | 0 | 0 | 0 | 0 | 0 | 0 | 0 | 0 | 0 | 12
NO |  | 68 | 2011 | 1 | 4 | 4 |  | NORTH BELT | CEDAR BAYOU PLANT | 345 | 345 | (3) STEEL | 0 | 38.94 | 0 | 2-795 ACSR | 0 | 0 | 0 | 0 | 0 | 0 | 0 | 0 | 0 | 0 | 0 | 0 | 0 | 0 | 0 | 0 | 0 | 0 | 0 | 0 | 0 | 0 | 0 | 12
NO |  | 68 | 2011 | 1 | 5 | 5 |  | P.H. ROBINSON PLANT | MEADOW | 345 | 345 | (3) STEEL | 17.37 | 0 | 0 | 2-927 ACAR | 0 | 0 | 0 | 0 | 0 | 0 | 0 | 0 | 0 | 0 | 0 | 0 | 0 | 0 | 0 | 0 | 0 | 0 | 0 | 0 | 0 | 0 | 0 | 12
NO |  | 68 | 2011 | 1 | 6 | 6 |  | MEADOW | OASIS | 345 | 345 | (3) STEEL | 3.15 | 0 | 0 | 2-927 ACAR | 0 | 0 | 0 | 0 | 0 | 0 | 0 | 0 | 0 | 0 | 0 | 0 | 0 | 0 | 0 | 0 | 0 | 0 | 0 | 0 | 0 | 0 | 0 | 12
NO |  | 68 | 2011 | 1 | 7 | 7 |  | DOW345 | OASIS | 345 | 345 | (3) STEEL | 0 | 36.06 | 0 | 2-795 ACSR | 0 | 0 | 0 | 0 | 0 | 0 | 0 | 0 | 0 | 0 | 0 | 0 | 0 | 0 | 0 | 0 | 0 | 0 | 0 | 0 | 0 | 0 | 0 | 12
NO |  | 68 | 2011 | 1 | 8 | 8 |  | DOW345 | OASIS | 345 | 345 | (3) STEEL | 36.06 | 0 | 0 | 2-795 ACAR | 0 | 0 | 0 | 0 | 0 | 0 | 0 | 0 | 0 | 0 | 0 | 0 | 0 | 0 | 0 | 0 | 0 | 0 | 0 | 0 | 0 | 0 | 0 | 12
NO |  | 68 | 2011 | 1 | 9 | 9 |  | OASIS | W.A. PARISH PLANT | 345 | 345 | (3) STEEL | 19.55 | 0 | 0 | 1-433 ACSS | 0 | 0 | 0 | 0 | 0 | 0 | 0 | 0 | 0 | 0 | 0 | 0 | 0 | 0 | 0 | 0 | 0 | 0 | 0 | 0 | 0 | 0 | 0 | 12
NO |  | 68 | 2011 | 1 | 10 | 10 |  | OASIS | W.A. PARISH PLANT | 345 | 345 | (3) STEEL | 0.18 | 19.36 | 0 | 1-433 ACSS | 0 | 0 | 0 | 0 | 0 | 0 | 0 | 0 | 0 | 0 | 0 | 0 | 0 | 0 | 0 | 0 | 0 | 0 | 0 | 0 | 0 | 0 | 0 | 12
NO |  | 68 | 2011 | 1 | 11 | 11 |  | W.A. PARISH PLANT | OBRIEN | 345 | 345 | (3) STEEL | 0.38 | 16.61 | 0 | 2-795 ACSR | 0 | 0 | 0 | 0 | 0 | 0 | 0 | 0 | 0 | 0 | 0 | 0 | 0 | 0 | 0 | 0 | 0 | 0 | 0 | 0 | 0 | 0 | 0 | 12
NO |  | 68 | 2011 | 1 | 12 | 12 |  | ROANS PRAIRIE | SINGLETON | 345 | 345 | (3) STEEL | 0.5 | 5.5 | 0 | 2-1590 ACSR | 0 | 0 | 0 | 0 | 0 | 0 | 0 | 0 | 0 | 0 | 0 | 0 | 0 | 0 | 0 | 0 | 0 | 0 | 0 | 0 | 0 | 0 | 0 | 12
NO |  | 68 | 2011 | 1 | 13 | 13 |  | KUYKENDAHL | TAP | 345 | 345 | (3) STEEL | 0.08 | 0 | 0 | 2-795 ACSR | 0 | 0 | 0 | 0 | 0 | 0 | 0 | 0 | 0 | 0 | 0 | 0 | 0 | 0 | 0 | 0 | 0 | 0 | 0 | 0 | 0 | 0 | 0 | 12
NO |  | 68 | 2011 | 1 | 14 | 14 |  | KUYKENDAHL | TAP | 345 | 345 | (1)CONCRETE | 0.08 | 0 | 0 | 2-795 ACSR | 0 | 0 | 0 | 0 | 0 | 0 | 0 | 0 | 0 | 0 | 0 | 0 | 0 | 0 | 0 | 0 | 0 | 0 | 0 | 0 | 0 | 0 | 0 | 12
NO |  | 68 | 2011 | 1 | 15 | 15 |  | GREENS BAYOU PLANT | DEEPWATER | 345 | 345 | (1) STEEL | 7.52 | 0 | 0 | 3-959 ACSS | 0 | 0 | 0 | 0 | 0 | 0 | 0 | 0 | 0 | 0 | 0 | 0 | 0 | 0 | 0 | 0 | 0 | 0 | 0 | 0 | 0 | 0 | 0 | 12
NO |  | 68 | 2011 | 1 | 16 | 16 |  | GREENS BAYOU PLANT | DEEPWATER | 345 | 345 | (1) STEEL | 0 | 7.52 | 0 | 3-959 ACSS | 0 | 0 | 0 | 0 | 0 | 0 | 0 | 0 | 0 | 0 | 0 | 0 | 0 | 0 | 0 | 0 | 0 | 0 | 0 | 0 | 0 | 0 | 0 | 12
NO |  | 68 | 2011 | 1 | 17 | 17 |  | GREENS BAYOU PLANT | SHELDON | 345 | 345 | (1) STEEL | 6.79 | 0 | 0 | 2-2167 ACSR | 0 | 0 | 0 | 0 | 0 | 0 | 0 | 0 | 0 | 0 | 0 | 0 | 0 | 0 | 0 | 0 | 0 | 0 | 0 | 0 | 0 | 0 | 0 | 12
NO |  | 68 | 2011 | 1 | 18 | 18 |  | GREENS BAYOU PLANT | SHELDON | 345 | 345 | (1) STEEL | 0 | 6.79 | 0 | 2-2167 ACSR | 0 | 0 | 0 | 0 | 0 | 0 | 0 | 0 | 0 | 0 | 0 | 0 | 0 | 0 | 0 | 0 | 0 | 0 | 0 | 0 | 0 | 0 | 0 | 12
NO |  | 68 | 2011 | 1 | 19 | 19 |  | SMITHERS | W.A. PARISH PLANT | 345 | 345 | (3) STEEL | 0.5 | 0 | 0 | 2-1433 ACSS | 0 | 0 | 0 | 0 | 0 | 0 | 0 | 0 | 0 | 0 | 0 | 0 | 0 | 0 | 0 | 0 | 0 | 0 | 0 | 0 | 0 | 0 | 0 | 12
NO |  | 68 | 2011 | 1 | 20 | 20 |  | CENTER | P.H. ROBINSON PLANT | 345 | 345 | (3) STEEL | 25.05 | 0 | 0 | 3-959 ACSS | 0 | 0 | 0 | 0 | 0 | 0 | 0 | 0 | 0 | 0 | 0 | 0 | 0 | 0 | 0 | 0 | 0 | 0 | 0 | 0 | 0 | 0 | 0 | 12
NO |  | 68 | 2011 | 1 | 21 | 21 |  | HILLJE | W.A. PARISH PLANT | 345 | 345 | (3) STEEL | 0.22 | 48.72 | 0 | 1-433 ACSS | 0 | 0 | 0 | 0 | 0 | 0 | 0 | 0 | 0 | 0 | 0 | 0 | 0 | 0 | 0 | 0 | 0 | 0 | 0 | 0 | 0 | 0 | 0 | 12
NO |  | 68 | 2011 | 1 | 22 | 22 |  | HILLJE | SOUTH TEXAS | 345 | 345 | (3) STEEL | 19.49 | 0 | 0 | 2-795 ACSR | 0 | 0 | 0 | 0 | 0 | 0 | 0 | 0 | 0 | 0 | 0 | 0 | 0 | 0 | 0 | 0 | 0 | 0 | 0 | 0 | 0 | 0 | 0 | 12
NO |  | 68 | 2011 | 1 | 23 | 23 |  | HILLJE | W.A. PARISH PLANT | 345 | 345 | (3) STEEL | 48.95 | 0 | 0 | 1-433 ACSS | 0 | 0 | 0 | 0 | 0 | 0 | 0 | 0 | 0 | 0 | 0 | 0 | 0 | 0 | 0 | 0 | 0 | 0 | 0 | 0 | 0 | 0 | 0 | 12
NO |  | 68 | 2011 | 1 | 24 | 24 |  | SINGLETON | TP&L TIE | 345 | 345 | (3) STEEL | 0.03 | 33.94 | 0 | 2-795 ACSR | 0 | 0 | 0 | 0 | 0 | 0 | 0 | 0 | 0 | 0 | 0 | 0 | 0 | 0 | 0 | 0 | 0 | 0 | 0 | 0 | 0 | 0 | 0 | 12
NO |  | 68 | 2011 | 1 | 25 | 25 |  | WEBSTER PLANT | GALVESTON 26TH ST | 138 | 138 | (3) STEEL | 28.9 | 0 | 0 | 795 ACSR | 0 | 0 | 0 | 0 | 0 | 0 | 0 | 0 | 0 | 0 | 0 | 0 | 0 | 0 | 0 | 0 | 0 | 0 | 0 | 0 | 0 | 0 | 0 | 12
NO |  | 68 | 2011 | 1 | 26 | 26 |  | GALVESTON 26TH ST | SEAWALL | 138 | 138 | (4) UNDER | 1.71 | 0 | 0 | 1250 CUDP | 0 | 0 | 0 | 0 | 0 | 0 | 0 | 0 | 0 | 0 | 0 | 0 | 0 | 0 | 0 | 0 | 0 | 0 | 0 | 0 | 0 | 0 | 0 | 12
NO |  | 68 | 2011 | 1 | 27 | 27 |  | DEEPWATER | APLIED | 138 | 138 | (3) STEEL | 0 | 0.07 | 0 | 125 AAC | 0 | 0 | 0 | 0 | 0 | 0 | 0 | 0 | 0 | 0 | 0 | 0 | 0 | 0 | 0 | 0 | 0 | 0 | 0 | 0 | 0 | 0 | 0 | 12
NO |  | 68 | 2011 | 1 | 28 | 28 |  | H.O. CLARK PLANT | W.A. PARISH PLANT | 138 | 138 | (3) STEEL | 19.51 | 0 | 0 | 2-795 AAC | 0 | 0 | 0 | 0 | 0 | 0 | 0 | 0 | 0 | 0 | 0 | 0 | 0 | 0 | 0 | 0 | 0 | 0 | 0 | 0 | 0 | 0 | 0 | 12
NO |  | 68 | 2011 | 1 | 29 | 29 |  | BLUERIDGE | TAP | 138 | 138 | (2) WOOD | 0.08 | 0 | 0 | 795 AAC | 0 | 0 | 0 | 0 | 0 | 0 | 0 | 0 | 0 | 0 | 0 | 0 | 0 | 0 | 0 | 0 | 0 | 0 | 0 | 0 | 0 | 0 | 0 | 12
NO |  | 68 | 2011 | 1 | 30 | 30 |  | MULA_ | TAP | 138 | 138 | (1) WOOD | 2.22 | 0 | 0 | 795 AAC | 0 | 0 | 0 | 0 | 0 | 0 | 0 | 0 | 0 | 0 | 0 | 0 | 0 | 0 | 0 | 0 | 0 | 0 | 0 | 0 | 0 | 0 | 0 | 12
NO |  | 68 | 2011 | 1 | 31 | 31 |  | QUAIL VALLEY | TAP | 138 | 138 | (3) STEEL | 3.29 | 0 | 0 | 795 ACSR | 0 | 0 | 0 | 0 | 0 | 0 | 0 | 0 | 0 | 0 | 0 | 0 | 0 | 0 | 0 | 0 | 0 | 0 | 0 | 0 | 0 | 0 | 0 | 12
NO |  | 68 | 2011 | 1 | 32 | 32 |  | TELVIEW | TAP | 138 | 138 | (3) STEEL | 2.71 | 0 | 0 | 795 ACSR | 0 | 0 | 0 | 0 | 0 | 0 | 0 | 0 | 0 | 0 | 0 | 0 | 0 | 0 | 0 | 0 | 0 | 0 | 0 | 0 | 0 | 0 | 0 | 12
NO |  | 68 | 2011 | 1 | 33 | 33 |  | DEWALT | TAP | 138 | 138 | (3) STEEL | 0.05 | 0 | 0 | 795 AAC | 0 | 0 | 0 | 0 | 0 | 0 | 0 | 0 | 0 | 0 | 0 | 0 | 0 | 0 | 0 | 0 | 0 | 0 | 0 | 0 | 0 | 0 | 0 | 12
NO |  | 68 | 2011 | 1 | 34 | 34 |  | WEST COLUMBIA | W.A. PARISH PLANT | 138 | 138 | (3) STEEL | 24.51 | 0 | 0 | 2-795 AAC | 0 | 0 | 0 | 0 | 0 | 0 | 0 | 0 | 0 | 0 | 0 | 0 | 0 | 0 | 0 | 0 | 0 | 0 | 0 | 0 | 0 | 0 | 0 | 12
NO |  | 68 | 2011 | 1 | 35 | 35 |  | LAKE JACKSON | WEST COLUMBIA | 138 | 138 | (3) STEEL | 17.34 | 0 | 0 | 795 AAC | 0 | 0 | 0 | 0 | 0 | 0 | 0 | 0 | 0 | 0 | 0 | 0 | 0 | 0 | 0 | 0 | 0 | 0 | 0 | 0 | 0 | 0 | 0 | 12
NO |  | 68 | 2011 | 2 | 1 | 1 |  | HOFFMAN | LAKE JACKSON | 138 | 138 | (3) STEEL | 5 | 0 | 0 | 795 ACSR | 0 | 0 | 0 | 0 | 0 | 0 | 0 | 0 | 0 | 0 | 0 | 0 | 0 | 0 | 0 | 0 | 0 | 0 | 0 | 0 | 0 | 0 | 0 | 12
NO |  | 68 | 2011 | 2 | 2 | 2 |  | BASF_ | HOFFMAN | 138 | 138 | (3) STEEL | 3.11 | 0 | 0 | 795 ACSR | 0 | 0 | 0 | 0 | 0 | 0 | 0 | 0 | 0 | 0 | 0 | 0 | 0 | 0 | 0 | 0 | 0 | 0 | 0 | 0 | 0 | 0 | 0 | 12
NO |  | 68 | 2011 | 2 | 3 | 3 |  | BASF_ | BRAZOSPORT | 138 | 138 | (3) STEEL | 2.79 | 0 | 0 | 2-795 ACSR | 0 | 0 | 0 | 0 | 0 | 0 | 0 | 0 | 0 | 0 | 0 | 0 | 0 | 0 | 0 | 0 | 0 | 0 | 0 | 0 | 0 | 0 | 0 | 12
NO |  | 68 | 2011 | 2 | 4 | 4 |  | BRAZOSPORT | VELASCO | 138 | 138 | (3) STEEL | 5.74 | 0 | 0 | 2-795 ACSR | 0 | 0 | 0 | 0 | 0 | 0 | 0 | 0 | 0 | 0 | 0 | 0 | 0 | 0 | 0 | 0 | 0 | 0 | 0 | 0 | 0 | 0 | 0 | 12
NO |  | 68 | 2011 | 2 | 5 | 5 |  | VELASCO | SEAWAY | 138 | 138 | (3) STEEL | 6.1 | 0 | 0 | 795 ACSR | 0 | 0 | 0 | 0 | 0 | 0 | 0 | 0 | 0 | 0 | 0 | 0 | 0 | 0 | 0 | 0 | 0 | 0 | 0 | 0 | 0 | 0 | 0 | 12
NO |  | 68 | 2011 | 2 | 6 | 6 |  | DEEPWATER | APLIED | 138 | 138 | (3) STEEL | 0.07 | 0 | 0 | 795 AAC | 0 | 0 | 0 | 0 | 0 | 0 | 0 | 0 | 0 | 0 | 0 | 0 | 0 | 0 | 0 | 0 | 0 | 0 | 0 | 0 | 0 | 0 | 0 | 12
NO |  | 68 | 2011 | 2 | 7 | 7 |  | LYNCH_ | CEDAR BAYOU PLANT | 138 | 138 | (3) STEEL | 11.41 | 0 | 0 | 2000 AAC | 0 | 0 | 0 | 0 | 0 | 0 | 0 | 0 | 0 | 0 | 0 | 0 | 0 | 0 | 0 | 0 | 0 | 0 | 0 | 0 | 0 | 0 | 0 | 12
NO |  | 68 | 2011 | 2 | 8 | 8 |  | CEDAR BAYOU | TAP | 138 | 138 | (3) STEEL | 0.06 | 0 | 0 | 795 AAC | 0 | 0 | 0 | 0 | 0 | 0 | 0 | 0 | 0 | 0 | 0 | 0 | 0 | 0 | 0 | 0 | 0 | 0 | 0 | 0 | 0 | 0 | 0 | 12
NO |  | 68 | 2011 | 2 | 9 | 9 |  | CHANNELVIEW | LYNCH_ | 138 | 138 | (3) STEEL | 5.51 | 0 | 0 | 2-795 AAC | 0 | 0 | 0 | 0 | 0 | 0 | 0 | 0 | 0 | 0 | 0 | 0 | 0 | 0 | 0 | 0 | 0 | 0 | 0 | 0 | 0 | 0 | 0 | 12
NO |  | 68 | 2011 | 2 | 10 | 10 |  | BIGVUE | CHANNELVIEW | 138 | 138 | (3) STEEL | 5.98 | 0 | 0 | 2-795 AAC | 0 | 0 | 0 | 0 | 0 | 0 | 0 | 0 | 0 | 0 | 0 | 0 | 0 | 0 | 0 | 0 | 0 | 0 | 0 | 0 | 0 | 0 | 0 | 12
NO |  | 68 | 2011 | 2 | 11 | 11 |  | PSARCO | BIGVUE | 138 | 138 | (3) STEEL | 0.58 | 0.16 | 0 | 2-795 AAC | 0 | 0 | 0 | 0 | 0 | 0 | 0 | 0 | 0 | 0 | 0 | 0 | 0 | 0 | 0 | 0 | 0 | 0 | 0 | 0 | 0 | 0 | 0 | 12
NO |  | 68 | 2011 | 2 | 12 | 12 |  | PSARCO | GREENS BAYOU PLANT | 138 | 138 | (3) STEEL | 7.26 | 0 | 0 | 2-795 ACSR | 0 | 0 | 0 | 0 | 0 | 0 | 0 | 0 | 0 | 0 | 0 | 0 | 0 | 0 | 0 | 0 | 0 | 0 | 0 | 0 | 0 | 0 | 0 | 12
NO |  | 68 | 2011 | 2 | 13 | 13 |  | LYONDELL | TAP | 138 | 138 | (2) WOOD | 0.04 | 0 | 0 | 795 AAC | 0 | 0 | 0 | 0 | 0 | 0 | 0 | 0 | 0 | 0 | 0 | 0 | 0 | 0 | 0 | 0 | 0 | 0 | 0 | 0 | 0 | 0 | 0 | 12
NO |  | 68 | 2011 | 2 | 14 | 14 |  | UVALDE | TAP | 138 | 138 | (1) STEEL | 0.16 | 0 | 0 | 795 AAC | 0 | 0 | 0 | 0 | 0 | 0 | 0 | 0 | 0 | 0 | 0 | 0 | 0 | 0 | 0 | 0 | 0 | 0 | 0 | 0 | 0 | 0 | 0 | 12
NO |  | 68 | 2011 | 2 | 15 | 15 |  | GREENS BAYOU PLANT | WHITE OAK | 138 | 138 | (3) STEEL | 0 | 15.27 | 0 | 2-795 AAC | 0 | 0 | 0 | 0 | 0 | 0 | 0 | 0 | 0 | 0 | 0 | 0 | 0 | 0 | 0 | 0 | 0 | 0 | 0 | 0 | 0 | 0 | 0 | 12
NO |  | 68 | 2011 | 2 | 16 | 16 |  | LIBERTY | TAP | 138 | 138 | (3) STEEL | 0.03 | 0 | 0 | 795 AAC | 0 | 0 | 0 | 0 | 0 | 0 | 0 | 0 | 0 | 0 | 0 | 0 | 0 | 0 | 0 | 0 | 0 | 0 | 0 | 0 | 0 | 0 | 0 | 12
NO |  | 68 | 2011 | 2 | 17 | 17 |  | CEDAR BAYOU PLANT | KENNY_ | 138 | 138 | (3) STEEL | 6.65 | 0 | 0 | 2-795 AAC | 0 | 0 | 0 | 0 | 0 | 0 | 0 | 0 | 0 | 0 | 0 | 0 | 0 | 0 | 0 | 0 | 0 | 0 | 0 | 0 | 0 | 0 | 0 | 12
NO |  | 68 | 2011 | 2 | 18 | 18 |  | NASH | TAP | 138 | 138 | (3) STEEL | 5.51 | 0 | 0 | 1-795 ACSR | 0 | 0 | 0 | 0 | 0 | 0 | 0 | 0 | 0 | 0 | 0 | 0 | 0 | 0 | 0 | 0 | 0 | 0 | 0 | 0 | 0 | 0 | 0 | 12
NO |  | 68 | 2011 | 2 | 19 | 19 |  | KING | TAP | 138 | 138 | (1)CONCRETE | 0.26 | 0 | 0 | 795 ACSR | 0 | 0 | 0 | 0 | 0 | 0 | 0 | 0 | 0 | 0 | 0 | 0 | 0 | 0 | 0 | 0 | 0 | 0 | 0 | 0 | 0 | 0 | 0 | 12
NO |  | 68 | 2011 | 2 | 20 | 20 |  | KING | TAP | 138 | 138 | (1)CONCRETE | 0 | 0.26 | 0 | 795 ACSR | 0 | 0 | 0 | 0 | 0 | 0 | 0 | 0 | 0 | 0 | 0 | 0 | 0 | 0 | 0 | 0 | 0 | 0 | 0 | 0 | 0 | 0 | 0 | 12
NO |  | 68 | 2011 | 2 | 21 | 21 |  | TEXAS | TAP | 138 | 138 | (1) CONCRETE | 0.38 | 0 | 0 | 2-959ACSS | 0 | 0 | 0 | 0 | 0 | 0 | 0 | 0 | 0 | 0 | 0 | 0 | 0 | 0 | 0 | 0 | 0 | 0 | 0 | 0 | 0 | 0 | 0 | 12
NO |  | 68 | 2011 | 2 | 22 | 22 |  | TEXAS | TAP | 138 | 138 | (1) CONCRETE | 0 | 0.38 | 0 | 2-959ACSS | 0 | 0 | 0 | 0 | 0 | 0 | 0 | 0 | 0 | 0 | 0 | 0 | 0 | 0 | 0 | 0 | 0 | 0 | 0 | 0 | 0 | 0 | 0 | 12
NO |  | 68 | 2011 | 2 | 23 | 23 |  | KENNY_ | BAYTOWN | 138 | 138 | (3) STEEL | 8.74 | 0 | 0 | 2000 AAC | 0 | 0 | 0 | 0 | 0 | 0 | 0 | 0 | 0 | 0 | 0 | 0 | 0 | 0 | 0 | 0 | 0 | 0 | 0 | 0 | 0 | 0 | 0 | 12
NO |  | 68 | 2011 | 2 | 24 | 24 |  | EXXON_ | BAYTOWN | 138 | 138 | (3) STEEL | 2.15 | 0 | 0 | 2000 AAC | 0 | 0 | 0 | 0 | 0 | 0 | 0 | 0 | 0 | 0 | 0 | 0 | 0 | 0 | 0 | 0 | 0 | 0 | 0 | 0 | 0 | 0 | 0 | 12
NO |  | 68 | 2011 | 2 | 25 | 25 |  | TEXGLF | WEST COLUMBIA | 138 | 138 | (2) WOOD | 19.5 | 7.97 | 0 | 795 AAC | 0 | 0 | 0 | 0 | 0 | 0 | 0 | 0 | 0 | 0 | 0 | 0 | 0 | 0 | 0 | 0 | 0 | 0 | 0 | 0 | 0 | 0 | 0 | 12
NO |  | 68 | 2011 | 2 | 26 | 26 |  | PLEDGER | TAP | 138 | 138 | (2) WOOD | 0.01 | 0 | 0 | 795 AAC | 0 | 0 | 0 | 0 | 0 | 0 | 0 | 0 | 0 | 0 | 0 | 0 | 0 | 0 | 0 | 0 | 0 | 0 | 0 | 0 | 0 | 0 | 0 | 12
NO |  | 68 | 2011 | 2 | 27 | 27 |  | NEW GULF | TAP | 138 | 138 | (1) CONCRETE | 0.04 | 0 | 0 | 795 AAC | 0 | 0 | 0 | 0 | 0 | 0 | 0 | 0 | 0 | 0 | 0 | 0 | 0 | 0 | 0 | 0 | 0 | 0 | 0 | 0 | 0 | 0 | 0 | 12
NO |  | 68 | 2011 | 2 | 28 | 28 |  | WEBSTERN PLANT | MUSTANG BAYOU | 138 | 138 | (3) STEEL | 1.38 | 13.85 | 0 | 2-795 ACSR | 0 | 0 | 0 | 0 | 0 | 0 | 0 | 0 | 0 | 0 | 0 | 0 | 0 | 0 | 0 | 0 | 0 | 0 | 0 | 0 | 0 | 0 | 0 | 12
NO |  | 68 | 2011 | 2 | 29 | 29 |  | MUSTANG BAYOU | AMOCO_ | 138 | 138 | (2) WOOD | 7.4 | 3.31 | 0 | 2-795 ACSR | 0 | 0 | 0 | 0 | 0 | 0 | 0 | 0 | 0 | 0 | 0 | 0 | 0 | 0 | 0 | 0 | 0 | 0 | 0 | 0 | 0 | 0 | 0 | 12
NO |  | 68 | 2011 | 2 | 30 | 30 |  | FRIENDSWOOD | TAP | 138 | 138 | (3) STEEL | 2.15 | 0 | 0 | 795 ACSR | 0 | 0 | 0 | 0 | 0 | 0 | 0 | 0 | 0 | 0 | 0 | 0 | 0 | 0 | 0 | 0 | 0 | 0 | 0 | 0 | 0 | 0 | 0 | 12
NO |  | 68 | 2011 | 2 | 31 | 31 |  | AMOCO_ | MONSAN | 138 | 138 | (3) STEEL | 5.18 | 0 | 0 | 2-927 ACAR | 0 | 0 | 0 | 0 | 0 | 0 | 0 | 0 | 0 | 0 | 0 | 0 | 0 | 0 | 0 | 0 | 0 | 0 | 0 | 0 | 0 | 0 | 0 | 12
NO |  | 68 | 2011 | 2 | 32 | 32 |  | PETSON | MONSAN | 138 | 138 | (2) WOOD | 0.93 | 0 | 0 | 795 AAC | 0 | 0 | 0 | 0 | 0 | 0 | 0 | 0 | 0 | 0 | 0 | 0 | 0 | 0 | 0 | 0 | 0 | 0 | 0 | 0 | 0 | 0 | 0 | 12
NO |  | 68 | 2011 | 2 | 33 | 33 |  | ANGLETON | PETSON | 138 | 138 | (2) WOOD | 15.56 | 0 | 0 | 795 AAC | 0 | 0 | 0 | 0 | 0 | 0 | 0 | 0 | 0 | 0 | 0 | 0 | 0 | 0 | 0 | 0 | 0 | 0 | 0 | 0 | 0 | 0 | 0 | 12
NO |  | 68 | 2011 | 2 | 34 | 34 |  | LIVERPOOL | TAP | 138 | 138 | (1) STEEL | 0.02 | 0 | 0 | 795 AAC | 0 | 0 | 0 | 0 | 0 | 0 | 0 | 0 | 0 | 0 | 0 | 0 | 0 | 0 | 0 | 0 | 0 | 0 | 0 | 0 | 0 | 0 | 0 | 12
NO |  | 68 | 2011 | 2 | 35 | 35 |  | ANGLETON | WEST COLUMBIA | 138 | 138 | (2) WOOD | 16.09 | 0 | 0 | 2-397 ACSR | 0 | 0 | 0 | 0 | 0 | 0 | 0 | 0 | 0 | 0 | 0 | 0 | 0 | 0 | 0 | 0 | 0 | 0 | 0 | 0 | 0 | 0 | 0 | 12
NO |  | 68 | 2011 | 3 | 1 | 1 |  | H.O. CLARK PLANT | WEBSTER PLANT | 138 | 138 | (2) WOOD | 26.96 | 5.98 | 0 | 2-397 ACSR | 0 | 0 | 0 | 0 | 0 | 0 | 0 | 0 | 0 | 0 | 0 | 0 | 0 | 0 | 0 | 0 | 0 | 0 | 0 | 0 | 0 | 0 | 0 | 12
NO |  | 68 | 2011 | 3 | 2 | 2 |  | INTERMEDIATE | TAP | 138 | 138 | (1) STEEL | 0.04 | 0 | 0 | 2000 AAC | 0 | 0 | 0 | 0 | 0 | 0 | 0 | 0 | 0 | 0 | 0 | 0 | 0 | 0 | 0 | 0 | 0 | 0 | 0 | 0 | 0 | 0 | 0 | 12
NO |  | 68 | 2011 | 3 | 3 | 3 |  | SOUTHWYCK | TAP | 138 | 138 | (1) WOOD | 0.03 | 0 | 0 | 795 AAC | 0 | 0 | 0 | 0 | 0 | 0 | 0 | 0 | 0 | 0 | 0 | 0 | 0 | 0 | 0 | 0 | 0 | 0 | 0 | 0 | 0 | 0 | 0 | 12
NO |  | 68 | 2011 | 3 | 4 | 4 |  | ALVIN AUTO | TAP | 138 | 138 | (2) WOOD | 0.1 | 0 | 0 | 795 AAC | 0 | 0 | 0 | 0 | 0 | 0 | 0 | 0 | 0 | 0 | 0 | 0 | 0 | 0 | 0 | 0 | 0 | 0 | 0 | 0 | 0 | 0 | 0 | 12
NO |  | 68 | 2011 | 3 | 5 | 5 |  | FRIENDSWOOD | TAP | 138 | 138 | (3) STEEL | 0 | 2.15 | 0 | 795 ACSR | 0 | 0 | 0 | 0 | 0 | 0 | 0 | 0 | 0 | 0 | 0 | 0 | 0 | 0 | 0 | 0 | 0 | 0 | 0 | 0 | 0 | 0 | 0 | 12
NO |  | 68 | 2011 | 3 | 6 | 6 |  | H.O. CLARK PLANT | W.A. PARISH PLANT | 138 | 138 | (3) STEEL | 20.05 | 0 | 0 | 2-795 ACSR | 0 | 0 | 0 | 0 | 0 | 0 | 0 | 0 | 0 | 0 | 0 | 0 | 0 | 0 | 0 | 0 | 0 | 0 | 0 | 0 | 0 | 0 | 0 | 12
NO |  | 68 | 2011 | 3 | 7 | 7 |  | MISSOURI CITY | TAP | 138 | 138 | (1) WOOD | 0.07 | 0 | 0 | 795 AAC | 0 | 0 | 0 | 0 | 0 | 0 | 0 | 0 | 0 | 0 | 0 | 0 | 0 | 0 | 0 | 0 | 0 | 0 | 0 | 0 | 0 | 0 | 0 | 12
NO |  | 68 | 2011 | 3 | 8 | 8 |  | BLUERIDGE | TAP | 138 | 138 | (3) STEEL | 0.08 | 0.08 | 0 | 795 AAC | 0 | 0 | 0 | 0 | 0 | 0 | 0 | 0 | 0 | 0 | 0 | 0 | 0 | 0 | 0 | 0 | 0 | 0 | 0 | 0 | 0 | 0 | 0 | 12
NO |  | 68 | 2011 | 3 | 9 | 9 |  | TEXINS | W.A. PARISH PLANT | 138 | 138 | (3) STEEL | 2.48 | 11.26 | 0 | 795 ACSR | 0 | 0 | 0 | 0 | 0 | 0 | 0 | 0 | 0 | 0 | 0 | 0 | 0 | 0 | 0 | 0 | 0 | 0 | 0 | 0 | 0 | 0 | 0 | 12
NO |  | 68 | 2011 | 3 | 10 | 10 |  | IMPERIAL | TAP | 138 | 138 | (1)CONCRETE | 2.74 | 0 | 0 | 795 AAC | 0 | 0 | 0 | 0 | 0 | 0 | 0 | 0 | 0 | 0 | 0 | 0 | 0 | 0 | 0 | 0 | 0 | 0 | 0 | 0 | 0 | 0 | 0 | 12
NO |  | 68 | 2011 | 3 | 11 | 11 |  | MISSOURI CITY | TAP | 138 | 138 | (2) WOOD | 3.81 | 0 | 0 | 795 AAC | 0 | 0 | 0 | 0 | 0 | 0 | 0 | 0 | 0 | 0 | 0 | 0 | 0 | 0 | 0 | 0 | 0 | 0 | 0 | 0 | 0 | 0 | 0 | 12
NO |  | 68 | 2011 | 3 | 12 | 12 |  | STAFFORD | TAP | 138 | 138 | (1) STEEL | 0.15 | 0 | 0 | 795 AAC | 0 | 0 | 0 | 0 | 0 | 0 | 0 | 0 | 0 | 0 | 0 | 0 | 0 | 0 | 0 | 0 | 0 | 0 | 0 | 0 | 0 | 0 | 0 | 12
NO |  | 68 | 2011 | 3 | 13 | 13 |  | WESTCHASE | TEXINS | 138 | 138 | (3) STEEL | 0 | 8.13 | 0 | 2-795 ACSR | 0 | 0 | 0 | 0 | 0 | 0 | 0 | 0 | 0 | 0 | 0 | 0 | 0 | 0 | 0 | 0 | 0 | 0 | 0 | 0 | 0 | 0 | 0 | 12
NO |  | 68 | 2011 | 3 | 14 | 14 |  | JEANETTA | WESTCHASE | 138 | 138 | (3) STEEL | 0.37 | 1.12 | 0 | 2-795 ACSR | 0 | 0 | 0 | 0 | 0 | 0 | 0 | 0 | 0 | 0 | 0 | 0 | 0 | 0 | 0 | 0 | 0 | 0 | 0 | 0 | 0 | 0 | 0 | 12
NO |  | 68 | 2011 | 3 | 15 | 15 |  | BELLAIRE | JEANETTA | 138 | 138 | (3) STEEL | 5.43 | 0 | 0 | 2-795 ACSR | 0 | 0 | 0 | 0 | 0 | 0 | 0 | 0 | 0 | 0 | 0 | 0 | 0 | 0 | 0 | 0 | 0 | 0 | 0 | 0 | 0 | 0 | 0 | 12
NO |  | 68 | 2011 | 3 | 16 | 16 |  | DUNVALE | TAP | 138 | 138 | (1) WOOD | 0.88 | 0 | 0 | 795 AAC | 0 | 0 | 0 | 0 | 0 | 0 | 0 | 0 | 0 | 0 | 0 | 0 | 0 | 0 | 0 | 0 | 0 | 0 | 0 | 0 | 0 | 0 | 0 | 12
NO |  | 68 | 2011 | 3 | 17 | 17 |  | SHARPSTOWN | TAP | 138 | 138 | (1) WOOD | 1.46 | 0 | 0 | 795 AAC | 0 | 0 | 0 | 0 | 0 | 0 | 0 | 0 | 0 | 0 | 0 | 0 | 0 | 0 | 0 | 0 | 0 | 0 | 0 | 0 | 0 | 0 | 0 | 12
NO |  | 68 | 2011 | 3 | 18 | 18 |  | HILLCROFT | TAP | 138 | 138 | (1) WOOD | 0.05 | 0 | 0 | 795 AAC | 0 | 0 | 0 | 0 | 0 | 0 | 0 | 0 | 0 | 0 | 0 | 0 | 0 | 0 | 0 | 0 | 0 | 0 | 0 | 0 | 0 | 0 | 0 | 12
NO |  | 68 | 2011 | 3 | 19 | 19 |  | KNIGHT | P.H. ROBINSON PLANT | 138 | 138 | (3) STEEL | 33.6 | 1.64 | 0 | 2-795 ACAR | 0 | 0 | 0 | 0 | 0 | 0 | 0 | 0 | 0 | 0 | 0 | 0 | 0 | 0 | 0 | 0 | 0 | 0 | 0 | 0 | 0 | 0 | 0 | 12
NO |  | 68 | 2011 | 3 | 20 | 20 |  | PILGRIM | TAP | 138 | 138 | (3) STEEL | 1.19 | 0 | 0 | 2-795 AAC | 0 | 0 | 0 | 0 | 0 | 0 | 0 | 0 | 0 | 0 | 0 | 0 | 0 | 0 | 0 | 0 | 0 | 0 | 0 | 0 | 0 | 0 | 0 | 12
NO |  | 68 | 2011 | 3 | 21 | 21 |  | HALL | TAP | 138 | 138 | (3) STEEL | 1.01 | 0 | 0 | 795 AAC | 0 | 0 | 0 | 0 | 0 | 0 | 0 | 0 | 0 | 0 | 0 | 0 | 0 | 0 | 0 | 0 | 0 | 0 | 0 | 0 | 0 | 0 | 0 | 12
NO |  | 68 | 2011 | 3 | 22 | 22 |  | MARY'S CREEK | TAP | 138 | 138 | (3) STEEL | 0 | 3.09 | 0 | 795 ACSR | 0 | 0 | 0 | 0 | 0 | 0 | 0 | 0 | 0 | 0 | 0 | 0 | 0 | 0 | 0 | 0 | 0 | 0 | 0 | 0 | 0 | 0 | 0 | 12
NO |  | 68 | 2011 | 3 | 23 | 23 |  | TELEPHONE | TAP | 138 | 138 | (3) STEEL | 0.01 | 0 | 0 | 795 AAC | 0 | 0 | 0 | 0 | 0 | 0 | 0 | 0 | 0 | 0 | 0 | 0 | 0 | 0 | 0 | 0 | 0 | 0 | 0 | 0 | 0 | 0 | 0 | 12
NO |  | 68 | 2011 | 3 | 24 | 24 |  | PEARLAND | TAP | 138 | 138 | (3) STEEL | 2.72 | 0 | 0 | 795 ACSR | 0 | 0 | 0 | 0 | 0 | 0 | 0 | 0 | 0 | 0 | 0 | 0 | 0 | 0 | 0 | 0 | 0 | 0 | 0 | 0 | 0 | 0 | 0 | 12
NO |  | 68 | 2011 | 3 | 25 | 25 |  | GULFGATE | TAP | 138 | 138 | (1) WOOD | 0.01 | 0 | 0 | 795 AAC | 0 | 0 | 0 | 0 | 0 | 0 | 0 | 0 | 0 | 0 | 0 | 0 | 0 | 0 | 0 | 0 | 0 | 0 | 0 | 0 | 0 | 0 | 0 | 12
NO |  | 68 | 2011 | 3 | 26 | 26 |  | KNIGHT | TAP | 138 | 138 | (3) STEEL | 0.01 | 0 | 0 | 2-795 AAC | 0 | 0 | 0 | 0 | 0 | 0 | 0 | 0 | 0 | 0 | 0 | 0 | 0 | 0 | 0 | 0 | 0 | 0 | 0 | 0 | 0 | 0 | 0 | 12
NO |  | 68 | 2011 | 3 | 27 | 27 |  | STADIUM | KNIGHT | 138 | 138 | (1) STEEL | 2.04 | 0 | 0 | 2-795 AAC | 0 | 0 | 0 | 0 | 0 | 0 | 0 | 0 | 0 | 0 | 0 | 0 | 0 | 0 | 0 | 0 | 0 | 0 | 0 | 0 | 0 | 0 | 0 | 12
NO |  | 68 | 2011 | 3 | 28 | 28 |  | GRANT | STADIUM | 138 | 138 | (1) STEEL | 1.72 | 0 | 0 | 2-795 AAC | 0 | 0 | 0 | 0 | 0 | 0 | 0 | 0 | 0 | 0 | 0 | 0 | 0 | 0 | 0 | 0 | 0 | 0 | 0 | 0 | 0 | 0 | 0 | 12
NO |  | 68 | 2011 | 3 | 29 | 29 |  | PLAZA | GRANT | 138 | 138 | (1) WOOD | 2.29 | 0 | 0 | 2000 AAC | 0 | 0 | 0 | 0 | 0 | 0 | 0 | 0 | 0 | 0 | 0 | 0 | 0 | 0 | 0 | 0 | 0 | 0 | 0 | 0 | 0 | 0 | 0 | 12
NO |  | 68 | 2011 | 3 | 30 | 30 |  | HOLMES | PLAZA | 138 | 138 | (1) WOOD | 2.96 | 0 | 0 | 2000 AAC | 0 | 0 | 0 | 0 | 0 | 0 | 0 | 0 | 0 | 0 | 0 | 0 | 0 | 0 | 0 | 0 | 0 | 0 | 0 | 0 | 0 | 0 | 0 | 12
NO |  | 68 | 2011 | 3 | 31 | 31 |  | GARDEN VILLAS | HOLMES | 138 | 138 | (3) STEEL | 5.81 | 0 | 0 | 2-795 AAC | 0 | 0 | 0 | 0 | 0 | 0 | 0 | 0 | 0 | 0 | 0 | 0 | 0 | 0 | 0 | 0 | 0 | 0 | 0 | 0 | 0 | 0 | 0 | 12
NO |  | 68 | 2011 | 3 | 32 | 32 |  | GARDEN VILLAS | DROUET | 138 | 138 | (3) STEEL | 2.2 | 0 | 0 | 795 AAC | 0 | 0 | 0 | 0 | 0 | 0 | 0 | 0 | 0 | 0 | 0 | 0 | 0 | 0 | 0 | 0 | 0 | 0 | 0 | 0 | 0 | 0 | 0 | 12
NO |  | 68 | 2011 | 3 | 33 | 33 |  | DROUET | PASADENA | 138 | 138 | (3) STEEL | 6.08 | 0 | 0 | 2-795 AAC | 0 | 0 | 0 | 0 | 0 | 0 | 0 | 0 | 0 | 0 | 0 | 0 | 0 | 0 | 0 | 0 | 0 | 0 | 0 | 0 | 0 | 0 | 0 | 12
NO |  | 68 | 2011 | 3 | 34 | 34 |  | PASADENA | JEFFERSON | 138 | 138 | (3) STEEL | 4.66 | 1.92 | 0 | 2-795 AAC | 0 | 0 | 0 | 0 | 0 | 0 | 0 | 0 | 0 | 0 | 0 | 0 | 0 | 0 | 0 | 0 | 0 | 0 | 0 | 0 | 0 | 0 | 0 | 12
NO |  | 68 | 2011 | 3 | 35 | 35 |  | SPENCER | TAP | 138 | 138 | (3) STEEL | 4.84 | 0 | 0 | 795 AAC | 0 | 0 | 0 | 0 | 0 | 0 | 0 | 0 | 0 | 0 | 0 | 0 | 0 | 0 | 0 | 0 | 0 | 0 | 0 | 0 | 0 | 0 | 0 | 12
NO |  | 68 | 2011 | 4 | 1 | 1 |  | COLLEGE | TAP | 138 | 138 | (1) WOOD | 1.69 | 0 | 0 | 795 AAC | 0 | 0 | 0 | 0 | 0 | 0 | 0 | 0 | 0 | 0 | 0 | 0 | 0 | 0 | 0 | 0 | 0 | 0 | 0 | 0 | 0 | 0 | 0 | 12
NO |  | 68 | 2011 | 4 | 2 | 2 |  | TRAVIS | SOUTH CHANNEL | 138 | 138 | (3) STEEL | 0.96 | 0.78 | 0 | 2000 AAC | 0 | 0 | 0 | 0 | 0 | 0 | 0 | 0 | 0 | 0 | 0 | 0 | 0 | 0 | 0 | 0 | 0 | 0 | 0 | 0 | 0 | 0 | 0 | 12
NO |  | 68 | 2011 | 4 | 3 | 3 |  | TIDAL_ | TRAVIS | 138 | 138 | (3) STEEL | 3.42 | 0 | 0 | 2000 AAC | 0 | 0 | 0 | 0 | 0 | 0 | 0 | 0 | 0 | 0 | 0 | 0 | 0 | 0 | 0 | 0 | 0 | 0 | 0 | 0 | 0 | 0 | 0 | 12
NO |  | 68 | 2011 | 4 | 4 | 4 |  | LUBZOL | TAP | 138 | 138 | (3) STEEL | 0.15 | 0 | 0 | 397 ACSR | 0 | 0 | 0 | 0 | 0 | 0 | 0 | 0 | 0 | 0 | 0 | 0 | 0 | 0 | 0 | 0 | 0 | 0 | 0 | 0 | 0 | 0 | 0 | 12
NO |  | 68 | 2011 | 4 | 5 | 5 |  | TIDAL_ | TUCKER | 138 | 138 | (3) STEEL | 2.66 | 0 | 0 | 2000 AAC | 0 | 0 | 0 | 0 | 0 | 0 | 0 | 0 | 0 | 0 | 0 | 0 | 0 | 0 | 0 | 0 | 0 | 0 | 0 | 0 | 0 | 0 | 0 | 12
NO |  | 68 | 2011 | 4 | 6 | 6 |  | TUCKER | ROLLEN | 138 | 138 | (3) STEEL | 0.57 | 0 | 0 | 2-795 AAC | 0 | 0 | 0 | 0 | 0 | 0 | 0 | 0 | 0 | 0 | 0 | 0 | 0 | 0 | 0 | 0 | 0 | 0 | 0 | 0 | 0 | 0 | 0 | 12
NO |  | 68 | 2011 | 4 | 7 | 7 |  | ROLLEN | ESFORK | 138 | 138 | (3) STEEL | 1.12 | 0 | 0 | 2-795 AAC | 0 | 0 | 0 | 0 | 0 | 0 | 0 | 0 | 0 | 0 | 0 | 0 | 0 | 0 | 0 | 0 | 0 | 0 | 0 | 0 | 0 | 0 | 0 | 12
NO |  | 68 | 2011 | 4 | 8 | 8 |  | ESFORK | S.R. BERTRON PLANT | 138 | 138 | (3) STEEL | 2.12 | 0 | 0 | 2000 AAC | 0 | 0 | 0 | 0 | 0 | 0 | 0 | 0 | 0 | 0 | 0 | 0 | 0 | 0 | 0 | 0 | 0 | 0 | 0 | 0 | 0 | 0 | 0 | 12
NO |  | 68 | 2011 | 4 | 9 | 9 |  | QUANAB | S.R. BERTRON PLANT | 138 | 138 | (3) STEEL | 1.46 | 0 | 0 | 2-959 ACSS | 0 | 0 | 0 | 0 | 0 | 0 | 0 | 0 | 0 | 0 | 0 | 0 | 0 | 0 | 0 | 0 | 0 | 0 | 0 | 0 | 0 | 0 | 0 | 12
NO |  | 68 | 2011 | 4 | 10 | 10 |  | FAIRMONT | QUANAB | 138 | 138 | (2) WOOD | 6.31 | 0 | 0 | 2-795 AAC | 0 | 0 | 0 | 0 | 0 | 0 | 0 | 0 | 0 | 0 | 0 | 0 | 0 | 0 | 0 | 0 | 0 | 0 | 0 | 0 | 0 | 0 | 0 | 12
NO |  | 68 | 2011 | 4 | 11 | 11 |  | UNDERWOOD | TAP | 138 | 138 | (2)WOOD | 0.03 | 0 | 0 | 795 AAC | 0 | 0 | 0 | 0 | 0 | 0 | 0 | 0 | 0 | 0 | 0 | 0 | 0 | 0 | 0 | 0 | 0 | 0 | 0 | 0 | 0 | 0 | 0 | 12
NO |  | 68 | 2011 | 4 | 12 | 12 |  | NASA_ | FAIRMONT | 138 | 138 | (2) WOOD | 7.41 | 0 | 0 | 2-795 AAC | 0 | 0 | 0 | 0 | 0 | 0 | 0 | 0 | 0 | 0 | 0 | 0 | 0 | 0 | 0 | 0 | 0 | 0 | 0 | 0 | 0 | 0 | 0 | 12
NO |  | 68 | 2011 | 4 | 13 | 13 |  | NASA_ | WEBSTER PLANT | 138 | 138 | (2) WOOD | 5.73 | 0 | 0 | 2-795 AAC | 0 | 0 | 0 | 0 | 0 | 0 | 0 | 0 | 0 | 0 | 0 | 0 | 0 | 0 | 0 | 0 | 0 | 0 | 0 | 0 | 0 | 0 | 0 | 12
NO |  | 68 | 2011 | 4 | 14 | 14 |  | WEBSTER PLANT | GARDEN VILLAS | 138 | 138 | (3) STEEL | 14.11 | 7.04 | 0 | 2-795 AAC | 0 | 0 | 0 | 0 | 0 | 0 | 0 | 0 | 0 | 0 | 0 | 0 | 0 | 0 | 0 | 0 | 0 | 0 | 0 | 0 | 0 | 0 | 0 | 12
NO |  | 68 | 2011 | 4 | 15 | 15 |  | CHOCOLATE BAYOU | TAP | 138 | 138 | (3) STEEL | 1.48 | 0 | 0 | 397 ACSR | 0 | 0 | 0 | 0 | 0 | 0 | 0 | 0 | 0 | 0 | 0 | 0 | 0 | 0 | 0 | 0 | 0 | 0 | 0 | 0 | 0 | 0 | 0 | 12
NO |  | 68 | 2011 | 4 | 16 | 16 |  | ALMEDA | TAP | 138 | 138 | (3) STEEL | 0 | 3.13 | 0 | 397 ACSR | 0 | 0 | 0 | 0 | 0 | 0 | 0 | 0 | 0 | 0 | 0 | 0 | 0 | 0 | 0 | 0 | 0 | 0 | 0 | 0 | 0 | 0 | 0 | 12
NO |  | 68 | 2011 | 4 | 17 | 17 |  | PILGRIM | TAP | 138 | 138 | (3) STEEL | 0 | 1.21 | 0 | 2-795 AAC | 0 | 0 | 0 | 0 | 0 | 0 | 0 | 0 | 0 | 0 | 0 | 0 | 0 | 0 | 0 | 0 | 0 | 0 | 0 | 0 | 0 | 0 | 0 | 12
NO |  | 68 | 2011 | 4 | 18 | 18 |  | MAGNOLIA PARK | NINTH_ | 138 | 138 | (3) STEEL | 1.04 | 0 | 0 | 2000 AAC | 0 | 0 | 0 | 0 | 0 | 0 | 0 | 0 | 0 | 0 | 0 | 0 | 0 | 0 | 0 | 0 | 0 | 0 | 0 | 0 | 0 | 0 | 0 | 12
NO |  | 68 | 2011 | 4 | 19 | 19 |  | NINTH_ | ANBUSH | 138 | 138 | (3) STEEL | 3.13 | 0 | 0 | 2-795 ACSR | 0 | 0 | 0 | 0 | 0 | 0 | 0 | 0 | 0 | 0 | 0 | 0 | 0 | 0 | 0 | 0 | 0 | 0 | 0 | 0 | 0 | 0 | 0 | 12
NO |  | 68 | 2011 | 4 | 20 | 20 |  | ANBUSH | GREENS BAYOU PLANT | 138 | 138 | (3) STEEL | 7 | 0 | 0 | 2-795 AAC | 0 | 0 | 0 | 0 | 0 | 0 | 0 | 0 | 0 | 0 | 0 | 0 | 0 | 0 | 0 | 0 | 0 | 0 | 0 | 0 | 0 | 0 | 0 | 12
NO |  | 68 | 2011 | 4 | 21 | 21 |  | OATES | TAP | 138 | 138 | (3) STEEL | 0.04 | 0 | 0 | 795 AAC | 0 | 0 | 0 | 0 | 0 | 0 | 0 | 0 | 0 | 0 | 0 | 0 | 0 | 0 | 0 | 0 | 0 | 0 | 0 | 0 | 0 | 0 | 0 | 12
NO |  | 68 | 2011 | 4 | 22 | 22 |  | LYCHEM | GREENS BAYOU PLANT | 138 | 138 | (3) STEEL | 3.23 | 4.29 | 0 | 2-795 ACSR | 0 | 0 | 0 | 0 | 0 | 0 | 0 | 0 | 0 | 0 | 0 | 0 | 0 | 0 | 0 | 0 | 0 | 0 | 0 | 0 | 0 | 0 | 0 | 12
NO |  | 68 | 2011 | 4 | 23 | 23 |  | UVALDE | TAP | 138 | 138 | (1) STEEL | 0.1 | 0 | 0 | 795 AAC | 0 | 0 | 0 | 0 | 0 | 0 | 0 | 0 | 0 | 0 | 0 | 0 | 0 | 0 | 0 | 0 | 0 | 0 | 0 | 0 | 0 | 0 | 0 | 12
NO |  | 68 | 2011 | 4 | 24 | 24 |  | EXPLOR | TAP | 138 | 138 | (3) STEEL | 0.1 | 0 | 0 | 795 AAC | 0 | 0 | 0 | 0 | 0 | 0 | 0 | 0 | 0 | 0 | 0 | 0 | 0 | 0 | 0 | 0 | 0 | 0 | 0 | 0 | 0 | 0 | 0 | 12
NO |  | 68 | 2011 | 4 | 25 | 25 |  | LYONDELL | TAP | 138 | 138 | (2) WOOD | 0.04 | 0 | 0 | 795 AAC | 0 | 0 | 0 | 0 | 0 | 0 | 0 | 0 | 0 | 0 | 0 | 0 | 0 | 0 | 0 | 0 | 0 | 0 | 0 | 0 | 0 | 0 | 0 | 12
NO |  | 68 | 2011 | 4 | 26 | 26 |  | PSARCO | LYCHEM | 138 | 138 | (3) STEEL | 0.59 | 0.82 | 0 | 2-795 AAC | 0 | 0 | 0 | 0 | 0 | 0 | 0 | 0 | 0 | 0 | 0 | 0 | 0 | 0 | 0 | 0 | 0 | 0 | 0 | 0 | 0 | 0 | 0 | 12
NO |  | 68 | 2011 | 4 | 27 | 27 |  | CROSBY | PSARCO | 138 | 138 | (2) WOOD | 8.25 | 0 | 0 | 2-795 ACSR | 0 | 0 | 0 | 0 | 0 | 0 | 0 | 0 | 0 | 0 | 0 | 0 | 0 | 0 | 0 | 0 | 0 | 0 | 0 | 0 | 0 | 0 | 0 | 12
NO |  | 68 | 2011 | 4 | 28 | 28 |  | CROSBY | DAYTON (CORNER) | 138 | 138 | (1)CONCRETE | 10.4 | 9.43 | 0 | 1-795 AAC | 0 | 0 | 0 | 0 | 0 | 0 | 0 | 0 | 0 | 0 | 0 | 0 | 0 | 0 | 0 | 0 | 0 | 0 | 0 | 0 | 0 | 0 | 0 | 12
NO |  | 68 | 2011 | 4 | 29 | 29 |  | H.O. CLARK PLANT | PLAZA | 138 | 138 | (1) STEEL | 3.47 | 2.87 | 0 | 795 ACSR | 0 | 0 | 0 | 0 | 0 | 0 | 0 | 0 | 0 | 0 | 0 | 0 | 0 | 0 | 0 | 0 | 0 | 0 | 0 | 0 | 0 | 0 | 0 | 12
NO |  | 68 | 2011 | 4 | 30 | 30 |  | KNIGHT | TAP | 138 | 138 | (3) STEEL | 0.01 | 0 | 0 | 2000 AAC | 0 | 0 | 0 | 0 | 0 | 0 | 0 | 0 | 0 | 0 | 0 | 0 | 0 | 0 | 0 | 0 | 0 | 0 | 0 | 0 | 0 | 0 | 0 | 12
NO |  | 68 | 2011 | 4 | 31 | 31 |  | BRAYS | H.O. CLARK PLANT | 138 | 138 | (3) STEEL | 2.84 | 0 | 0 | 2000 AAC | 0 | 0 | 0 | 0 | 0 | 0 | 0 | 0 | 0 | 0 | 0 | 0 | 0 | 0 | 0 | 0 | 0 | 0 | 0 | 0 | 0 | 0 | 0 | 12
NO |  | 68 | 2011 | 4 | 32 | 32 |  | CLINTON | TAP | 138 | 138 | (2) WOOD | 0.06 | 0 | 0 | 2-795 AAC | 0 | 0 | 0 | 0 | 0 | 0 | 0 | 0 | 0 | 0 | 0 | 0 | 0 | 0 | 0 | 0 | 0 | 0 | 0 | 0 | 0 | 0 | 0 | 12
NO |  | 68 | 2011 | 4 | 33 | 33 |  | BELLAIRE | BRAYS | 138 | 138 | (3) STEEL | 3.18 | 0 | 0 | 1-795 AAC | 0 | 0 | 0 | 0 | 0 | 0 | 0 | 0 | 0 | 0 | 0 | 0 | 0 | 0 | 0 | 0 | 0 | 0 | 0 | 0 | 0 | 0 | 0 | 12
NO |  | 68 | 2011 | 4 | 34 | 34 |  | BELLAIRE | SAN FELIPE | 138 | 138 | (3) STEEL | 1.99 | 0 | 0 | 2-795 AAC | 0 | 0 | 0 | 0 | 0 | 0 | 0 | 0 | 0 | 0 | 0 | 0 | 0 | 0 | 0 | 0 | 0 | 0 | 0 | 0 | 0 | 0 | 0 | 12
NO |  | 68 | 2011 | 4 | 35 | 35 |  | SAN FELIPE | EUREKA | 138 | 138 | (1) STEEL | 0 | 3.31 | 0 | 2-795 AAC | 0 | 0 | 0 | 0 | 0 | 0 | 0 | 0 | 0 | 0 | 0 | 0 | 0 | 0 | 0 | 0 | 0 | 0 | 0 | 0 | 0 | 0 | 0 | 12
NO |  | 68 | 2011 | 5 | 1 | 1 |  | EUREKA | WHITE OAK | 138 | 138 | (3) STEEL | 1.56 | 0 | 0 | 2-2167 ACSR | 0 | 0 | 0 | 0 | 0 | 0 | 0 | 0 | 0 | 0 | 0 | 0 | 0 | 0 | 0 | 0 | 0 | 0 | 0 | 0 | 0 | 0 | 0 | 12
NO |  | 68 | 2011 | 5 | 2 | 2 |  | WHITE OAK | ADDICKS | 138 | 138 | (3) STEEL | 8.93 | 0 | 0 | 2-795 AAC | 0 | 0 | 0 | 0 | 0 | 0 | 0 | 0 | 0 | 0 | 0 | 0 | 0 | 0 | 0 | 0 | 0 | 0 | 0 | 0 | 0 | 0 | 0 | 12
NO |  | 68 | 2011 | 5 | 3 | 3 |  | CAMPBELL | TAP | 138 | 138 | (3) STEEL | 0.04 | 0 | 0 | 795 AAC | 0 | 0 | 0 | 0 | 0 | 0 | 0 | 0 | 0 | 0 | 0 | 0 | 0 | 0 | 0 | 0 | 0 | 0 | 0 | 0 | 0 | 0 | 0 | 12
NO |  | 68 | 2011 | 5 | 4 | 4 |  | TODD | TAP | 138 | 138 | (3) STEEL | 0.01 | 0 | 0 | 795 AAC | 0 | 0 | 0 | 0 | 0 | 0 | 0 | 0 | 0 | 0 | 0 | 0 | 0 | 0 | 0 | 0 | 0 | 0 | 0 | 0 | 0 | 0 | 0 | 12
NO |  | 68 | 2011 | 5 | 5 | 5 |  | BRITMOORE | ADDICKS | 138 | 138 | (3) STEEL | 2 | 0 | 0 | 795 AAC | 0 | 0 | 0 | 0 | 0 | 0 | 0 | 0 | 0 | 0 | 0 | 0 | 0 | 0 | 0 | 0 | 0 | 0 | 0 | 0 | 0 | 0 | 0 | 12
NO |  | 68 | 2011 | 5 | 6 | 6 |  | BRITMOORE | HAYES | 138 | 138 | (3) STEEL | 3.36 | 0 | 0 | 2-795 ACSR | 0 | 0 | 0 | 0 | 0 | 0 | 0 | 0 | 0 | 0 | 0 | 0 | 0 | 0 | 0 | 0 | 0 | 0 | 0 | 0 | 0 | 0 | 0 | 12
NO |  | 68 | 2011 | 5 | 7 | 7 |  | HAYES | ALIEF | 138 | 138 | (3) STEEL | 3.85 | 0 | 0 | 2-795 ACSR | 0 | 0 | 0 | 0 | 0 | 0 | 0 | 0 | 0 | 0 | 0 | 0 | 0 | 0 | 0 | 0 | 0 | 0 | 0 | 0 | 0 | 0 | 0 | 12
NO |  | 68 | 2011 | 5 | 8 | 8 |  | ALIEF | W.A. PARISH PLANT | 138 | 138 | (2) WOOD | 16.43 | 0 | 0 | 2-795 ACSR | 0 | 0 | 0 | 0 | 0 | 0 | 0 | 0 | 0 | 0 | 0 | 0 | 0 | 0 | 0 | 0 | 0 | 0 | 0 | 0 | 0 | 0 | 0 | 12
NO |  | 68 | 2011 | 5 | 9 | 9 |  | STAFFORD | TAP | 138 | 138 | (2) WOOD | 0.01 | 0 | 0 | 2-795 ACSR | 0 | 0 | 0 | 0 | 0 | 0 | 0 | 0 | 0 | 0 | 0 | 0 | 0 | 0 | 0 | 0 | 0 | 0 | 0 | 0 | 0 | 0 | 0 | 12
NO |  | 68 | 2011 | 5 | 10 | 10 |  | READING | CRABB RIVER ROAD | 138 | 138 | (2) WOOD | 3.66 | 0 | 0 | 795 ACSR | 0 | 0 | 0 | 0 | 0 | 0 | 0 | 0 | 0 | 0 | 0 | 0 | 0 | 0 | 0 | 0 | 0 | 0 | 0 | 0 | 0 | 0 | 0 | 12
NO |  | 68 | 2011 | 5 | 11 | 11 |  | READING | FORT BEND | 138 | 138 | (3) STEEL | 2.62 | 0 | 0 | 795 AAC | 0 | 0 | 0 | 0 | 0 | 0 | 0 | 0 | 0 | 0 | 0 | 0 | 0 | 0 | 0 | 0 | 0 | 0 | 0 | 0 | 0 | 0 | 0 | 12
NO |  | 68 | 2011 | 5 | 12 | 12 |  | BRAZOS VALLEY | FORT BEND | 138 | 138 | (3) STEEL | 5.74 | 0 | 0 | 2-795 AAC | 0 | 0 | 0 | 0 | 0 | 0 | 0 | 0 | 0 | 0 | 0 | 0 | 0 | 0 | 0 | 0 | 0 | 0 | 0 | 0 | 0 | 0 | 0 | 12
NO |  | 68 | 2011 | 5 | 13 | 13 |  | FLEWELLEN | BRAZOS VALLEY | 138 | 138 | (3) STEEL | 5.07 | 0 | 0 | 2-795 ACSR | 0 | 0 | 0 | 0 | 0 | 0 | 0 | 0 | 0 | 0 | 0 | 0 | 0 | 0 | 0 | 0 | 0 | 0 | 0 | 0 | 0 | 0 | 0 | 12
NO |  | 68 | 2011 | 5 | 14 | 14 |  | FLEWELLEN | FRANZ | 138 | 138 | (3) STEEL | 15.39 | 0 | 0 | 2-795 ACSR | 0 | 0 | 0 | 0 | 0 | 0 | 0 | 0 | 0 | 0 | 0 | 0 | 0 | 0 | 0 | 0 | 0 | 0 | 0 | 0 | 0 | 0 | 0 | 12
NO |  | 68 | 2011 | 5 | 15 | 15 |  | KATY | TAP | 138 | 138 | (3) STEEL | 0.02 | 0 | 0 | 2-795 AAC | 0 | 0 | 0 | 0 | 0 | 0 | 0 | 0 | 0 | 0 | 0 | 0 | 0 | 0 | 0 | 0 | 0 | 0 | 0 | 0 | 0 | 0 | 0 | 12
NO |  | 68 | 2011 | 5 | 16 | 16 |  | CEDAR BAYOU PLANT | KENNY_ | 138 | 138 | (3) STEEL | 6.7 | 0 | 0 | 795 AAC | 0 | 0 | 0 | 0 | 0 | 0 | 0 | 0 | 0 | 0 | 0 | 0 | 0 | 0 | 0 | 0 | 0 | 0 | 0 | 0 | 0 | 0 | 0 | 12
NO |  | 68 | 2011 | 5 | 17 | 17 |  | LIBERTY | TAP | 138 | 138 | (3) STEEL | 0.03 | 0 | 0 | 1-795 AAC | 0 | 0 | 0 | 0 | 0 | 0 | 0 | 0 | 0 | 0 | 0 | 0 | 0 | 0 | 0 | 0 | 0 | 0 | 0 | 0 | 0 | 0 | 0 | 12
NO |  | 68 | 2011 | 5 | 18 | 18 |  | CAMRON | T.H. WHARTON PLANT | 138 | 138 | (3) STEEL | 8.36 | 0 | 0 | 2-959 ACSS | 0 | 0 | 0 | 0 | 0 | 0 | 0 | 0 | 0 | 0 | 0 | 0 | 0 | 0 | 0 | 0 | 0 | 0 | 0 | 0 | 0 | 0 | 0 | 12
NO |  | 68 | 2011 | 5 | 19 | 19 |  | KLUGE | TAP | 138 | 138 | (3) STEEL | 6.98 | 0 | 0 | 2-927 ACAR | 0 | 0 | 0 | 0 | 0 | 0 | 0 | 0 | 0 | 0 | 0 | 0 | 0 | 0 | 0 | 0 | 0 | 0 | 0 | 0 | 0 | 0 | 0 | 12
NO |  | 68 | 2011 | 5 | 20 | 20 |  | GERTIE | TAP | 138 | 138 | (3) STEEL | 6.86 | 0 | 0 | 795 ACSR | 0 | 0 | 0 | 0 | 0 | 0 | 0 | 0 | 0 | 0 | 0 | 0 | 0 | 0 | 0 | 0 | 0 | 0 | 0 | 0 | 0 | 0 | 0 | 12
NO |  | 68 | 2011 | 5 | 21 | 21 |  | CAMRON | ADDICKS | 138 | 138 | (3) STEEL | 13.62 | 0 | 0 | 795 ACSR | 0 | 0 | 0 | 0 | 0 | 0 | 0 | 0 | 0 | 0 | 0 | 0 | 0 | 0 | 0 | 0 | 0 | 0 | 0 | 0 | 0 | 0 | 0 | 12
NO |  | 68 | 2011 | 5 | 22 | 22 |  | KLUGE | TAP | 138 | 138 | (3) STEEL | 0 | 6.98 | 0 | 2-795 ACSR | 0 | 0 | 0 | 0 | 0 | 0 | 0 | 0 | 0 | 0 | 0 | 0 | 0 | 0 | 0 | 0 | 0 | 0 | 0 | 0 | 0 | 0 | 0 | 12
NO |  | 68 | 2011 | 5 | 23 | 23 |  | GERTIE | TAP | 138 | 138 | (3) STEEL | 0 | 6.86 | 0 | 795 ACSR | 0 | 0 | 0 | 0 | 0 | 0 | 0 | 0 | 0 | 0 | 0 | 0 | 0 | 0 | 0 | 0 | 0 | 0 | 0 | 0 | 0 | 0 | 0 | 12
NO |  | 68 | 2011 | 5 | 24 | 24 |  | SATSUMA | TAP | 138 | 138 | (1) WOOD | 0 | 0.03 | 0 | 795 AAC | 0 | 0 | 0 | 0 | 0 | 0 | 0 | 0 | 0 | 0 | 0 | 0 | 0 | 0 | 0 | 0 | 0 | 0 | 0 | 0 | 0 | 0 | 0 | 12
NO |  | 68 | 2011 | 5 | 25 | 25 |  | ADDICKS | WHITE OAK | 138 | 138 | (3) STEEL | 8.92 | 0 | 0 | 795 AAC | 0 | 0 | 0 | 0 | 0 | 0 | 0 | 0 | 0 | 0 | 0 | 0 | 0 | 0 | 0 | 0 | 0 | 0 | 0 | 0 | 0 | 0 | 0 | 12
NO |  | 68 | 2011 | 5 | 26 | 26 |  | CAMPBELL | TAP | 138 | 138 | (3) STEEL | 0 | 0.01 | 0 | 795 AAC | 0 | 0 | 0 | 0 | 0 | 0 | 0 | 0 | 0 | 0 | 0 | 0 | 0 | 0 | 0 | 0 | 0 | 0 | 0 | 0 | 0 | 0 | 0 | 12
NO |  | 68 | 2011 | 5 | 27 | 27 |  | TODD | TAP | 138 | 138 | (3) STEEL | 0 | 0.03 | 0 | 795 AAC | 0 | 0 | 0 | 0 | 0 | 0 | 0 | 0 | 0 | 0 | 0 | 0 | 0 | 0 | 0 | 0 | 0 | 0 | 0 | 0 | 0 | 0 | 0 | 12
NO |  | 68 | 2011 | 5 | 28 | 28 |  | BOOSTR | TAP | 138 | 138 | (1)CONCRETE | 0.17 | 0 | 0 | 795ACSR | 0 | 0 | 0 | 0 | 0 | 0 | 0 | 0 | 0 | 0 | 0 | 0 | 0 | 0 | 0 | 0 | 0 | 0 | 0 | 0 | 0 | 0 | 0 | 12
NO |  | 68 | 2011 | 5 | 29 | 29 |  | CAVERN | TAP | 138 | 138 | (3) STEEL | 0.15 | 0 | 0 | 795ACSR | 0 | 0 | 0 | 0 | 0 | 0 | 0 | 0 | 0 | 0 | 0 | 0 | 0 | 0 | 0 | 0 | 0 | 0 | 0 | 0 | 0 | 0 | 0 | 12
NO |  | 68 | 2011 | 5 | 30 | 30 |  | CAVERN | TAP | 138 | 138 | (3) STEEL | 0.15 | 0 | 0 | 795ACSR | 0 | 0 | 0 | 0 | 0 | 0 | 0 | 0 | 0 | 0 | 0 | 0 | 0 | 0 | 0 | 0 | 0 | 0 | 0 | 0 | 0 | 0 | 0 | 12
NO |  | 68 | 2011 | 5 | 31 | 31 |  | AIRLINE | WHITE OAK | 138 | 138 | (3) STEEL | 3.03 | 0 | 0 | 795 AAC | 0 | 0 | 0 | 0 | 0 | 0 | 0 | 0 | 0 | 0 | 0 | 0 | 0 | 0 | 0 | 0 | 0 | 0 | 0 | 0 | 0 | 0 | 0 | 12
NO |  | 68 | 2011 | 5 | 32 | 32 |  | HARDY | AIRLINE | 138 | 138 | (3) STEEL | 2.13 | 0 | 0 | 2-795 AAC | 0 | 0 | 0 | 0 | 0 | 0 | 0 | 0 | 0 | 0 | 0 | 0 | 0 | 0 | 0 | 0 | 0 | 0 | 0 | 0 | 0 | 0 | 0 | 12
NO |  | 68 | 2011 | 5 | 33 | 33 |  | GABLE STREET | CROCKETT | 138 | 138 | (3) STEEL | 3.54 | 0 | 0 | 2-795 AAC | 0 | 0 | 0 | 0 | 0 | 0 | 0 | 0 | 0 | 0 | 0 | 0 | 0 | 0 | 0 | 0 | 0 | 0 | 0 | 0 | 0 | 0 | 0 | 12
NO |  | 68 | 2011 | 5 | 34 | 34 |  | GABLE STREET | GREENS BAYOU PLANT | 138 | 138 | (3) STEEL | 13.32 | 0 | 0 | 2000AAC | 0 | 0 | 0 | 0 | 0 | 0 | 0 | 0 | 0 | 0 | 0 | 0 | 0 | 0 | 0 | 0 | 0 | 0 | 0 | 0 | 0 | 0 | 0 | 12
NO |  | 68 | 2011 | 5 | 35 | 35 |  | FRANKLIN | TAP | 138 | 138 | (1) STEEL | 0.05 | 0 | 0 | 2000AAC | 0 | 0 | 0 | 0 | 0 | 0 | 0 | 0 | 0 | 0 | 0 | 0 | 0 | 0 | 0 | 0 | 0 | 0 | 0 | 0 | 0 | 0 | 0 | 12
NO |  | 68 | 2011 | 6 | 1 | 1 |  | FRANKLIN | TAP | 138 | 138 | (1) STEEL | 0 | 0.05 | 0 | 2000AAC | 0 | 0 | 0 | 0 | 0 | 0 | 0 | 0 | 0 | 0 | 0 | 0 | 0 | 0 | 0 | 0 | 0 | 0 | 0 | 0 | 0 | 0 | 0 | 12
NO |  | 68 | 2011 | 6 | 2 | 2 |  | ELLINGTON | TAP | 138 | 138 | (1)CONCRETE | 0.09 | 0 | 0 | 795AAC | 0 | 0 | 0 | 0 | 0 | 0 | 0 | 0 | 0 | 0 | 0 | 0 | 0 | 0 | 0 | 0 | 0 | 0 | 0 | 0 | 0 | 0 | 0 | 12
NO |  | 68 | 2011 | 6 | 3 | 3 |  | ELLINGTON | TAP | 138 | 138 | (1)CONCRETE | 0.09 | 0 | 0 | 795AAC | 0 | 0 | 0 | 0 | 0 | 0 | 0 | 0 | 0 | 0 | 0 | 0 | 0 | 0 | 0 | 0 | 0 | 0 | 0 | 0 | 0 | 0 | 0 | 12
NO |  | 68 | 2011 | 6 | 4 | 4 |  | GREENS BAYOU PLANT | DAVSON | 138 | 138 | (3) STEEL | 0 | 10.8 | 0 | 795 AAC | 0 | 0 | 0 | 0 | 0 | 0 | 0 | 0 | 0 | 0 | 0 | 0 | 0 | 0 | 0 | 0 | 0 | 0 | 0 | 0 | 0 | 0 | 0 | 12
NO |  | 68 | 2011 | 6 | 5 | 5 |  | WITTER | TAP | 138 | 138 | (3) STEEL | 0.07 | 0 | 0 | 795 AAC | 0 | 0 | 0 | 0 | 0 | 0 | 0 | 0 | 0 | 0 | 0 | 0 | 0 | 0 | 0 | 0 | 0 | 0 | 0 | 0 | 0 | 0 | 0 | 12
NO |  | 68 | 2011 | 6 | 6 | 6 |  | DAVSON | STRAWBERRY BELT | 138 | 138 | (3) STEEL | 1.7 | 0 | 0 | 795 AAC | 0 | 0 | 0 | 0 | 0 | 0 | 0 | 0 | 0 | 0 | 0 | 0 | 0 | 0 | 0 | 0 | 0 | 0 | 0 | 0 | 0 | 0 | 0 | 12
NO |  | 68 | 2011 | 6 | 7 | 7 |  | STRAWBERRY BELT | S.R. BERTRON PLANT | 138 | 138 | (3) STEEL | 4.59 | 4.63 | 0 | 2-795 AAC | 0 | 0 | 0 | 0 | 0 | 0 | 0 | 0 | 0 | 0 | 0 | 0 | 0 | 0 | 0 | 0 | 0 | 0 | 0 | 0 | 0 | 0 | 0 | 12
NO |  | 68 | 2011 | 6 | 8 | 8 |  | DEER PARK | TAP | 138 | 138 | (1) STEEL | 0.03 | 0 | 0 | 2-795 AAC | 0 | 0 | 0 | 0 | 0 | 0 | 0 | 0 | 0 | 0 | 0 | 0 | 0 | 0 | 0 | 0 | 0 | 0 | 0 | 0 | 0 | 0 | 0 | 12
NO |  | 68 | 2011 | 6 | 9 | 9 |  | UNDERWOOD | TAP | 138 | 138 | (2) WOOD | 0.05 | 0 | 0 | 2000 AAC | 0 | 0 | 0 | 0 | 0 | 0 | 0 | 0 | 0 | 0 | 0 | 0 | 0 | 0 | 0 | 0 | 0 | 0 | 0 | 0 | 0 | 0 | 0 | 12
NO |  | 68 | 2011 | 6 | 10 | 10 |  | SOLMER | S.R. BERTRON PLANT | 138 | 138 | (3) STEEL | 1.62 | 0 | 0 | 795 AAC | 0 | 0 | 0 | 0 | 0 | 0 | 0 | 0 | 0 | 0 | 0 | 0 | 0 | 0 | 0 | 0 | 0 | 0 | 0 | 0 | 0 | 0 | 0 | 12
NO |  | 68 | 2011 | 6 | 11 | 11 |  | MOMENT | SOLMER | 138 | 138 | (3) STEEL | 0.51 | 0 | 0 | 2-795 AAC | 0 | 0 | 0 | 0 | 0 | 0 | 0 | 0 | 0 | 0 | 0 | 0 | 0 | 0 | 0 | 0 | 0 | 0 | 0 | 0 | 0 | 0 | 0 | 12
NO |  | 68 | 2011 | 6 | 12 | 12 |  | DIABOX | MOMENT | 138 | 138 | (3) STEEL | 0.72 | 0 | 0 | 2-795 AAC | 0 | 0 | 0 | 0 | 0 | 0 | 0 | 0 | 0 | 0 | 0 | 0 | 0 | 0 | 0 | 0 | 0 | 0 | 0 | 0 | 0 | 0 | 0 | 12
NO |  | 68 | 2011 | 6 | 13 | 13 |  | DIABOS | S.R. BERTRON PLANT | 138 | 138 | (3) STEEL | 2.35 | 0 | 0 | 2-795 AAC | 0 | 0 | 0 | 0 | 0 | 0 | 0 | 0 | 0 | 0 | 0 | 0 | 0 | 0 | 0 | 0 | 0 | 0 | 0 | 0 | 0 | 0 | 0 | 12
NO |  | 68 | 2011 | 6 | 14 | 14 |  | SATSUMA | T.H. WHARTON PLANT | 138 | 138 | (3) STEEL | 0.32 | 6.61 | 0 | 2-795 AAC | 0 | 0 | 0 | 0 | 0 | 0 | 0 | 0 | 0 | 0 | 0 | 0 | 0 | 0 | 0 | 0 | 0 | 0 | 0 | 0 | 0 | 0 | 0 | 12
NO |  | 68 | 2011 | 6 | 15 | 15 |  | BRITMOORE | SATSUMA | 138 | 138 | (3) STEEL | 0.16 | 5.94 | 0 | 2-795 ACSR | 0 | 0 | 0 | 0 | 0 | 0 | 0 | 0 | 0 | 0 | 0 | 0 | 0 | 0 | 0 | 0 | 0 | 0 | 0 | 0 | 0 | 0 | 0 | 12
NO |  | 68 | 2011 | 6 | 16 | 16 |  | BELLAIRE | BRITMOORE | 138 | 138 | (3) STEEL | 0.19 | 12.77 | 0 | 2-795 ACSR | 0 | 0 | 0 | 0 | 0 | 0 | 0 | 0 | 0 | 0 | 0 | 0 | 0 | 0 | 0 | 0 | 0 | 0 | 0 | 0 | 0 | 0 | 0 | 12
NO |  | 68 | 2011 | 6 | 17 | 17 |  | HAYES | TAP | 138 | 138 | (1) WOOD | 0.05 | 0 | 0 | 795 ACSR | 0 | 0 | 0 | 0 | 0 | 0 | 0 | 0 | 0 | 0 | 0 | 0 | 0 | 0 | 0 | 0 | 0 | 0 | 0 | 0 | 0 | 0 | 0 | 12
NO |  | 68 | 2011 | 6 | 18 | 18 |  | WESTCHASE | TAP | 138 | 138 | (1) WOOD | 0.06 | 0 | 0 | 795 AAC | 0 | 0 | 0 | 0 | 0 | 0 | 0 | 0 | 0 | 0 | 0 | 0 | 0 | 0 | 0 | 0 | 0 | 0 | 0 | 0 | 0 | 0 | 0 | 12
NO |  | 68 | 2011 | 6 | 19 | 19 |  | DUNVALE | TAP | 138 | 138 | (1) WOOD | 1.16 | 0 | 0 | 795 AAC | 0 | 0 | 0 | 0 | 0 | 0 | 0 | 0 | 0 | 0 | 0 | 0 | 0 | 0 | 0 | 0 | 0 | 0 | 0 | 0 | 0 | 0 | 0 | 12
NO |  | 68 | 2011 | 6 | 20 | 20 |  | HILLCROFT | TAP | 138 | 138 | (1) WOOD | 0.05 | 0 | 0 | 795 AAC | 0 | 0 | 0 | 0 | 0 | 0 | 0 | 0 | 0 | 0 | 0 | 0 | 0 | 0 | 0 | 0 | 0 | 0 | 0 | 0 | 0 | 0 | 0 | 12
NO |  | 68 | 2011 | 6 | 21 | 21 |  | ULRICH | TAP | 138 | 138 | (1) STEEL | 1.07 | 0 | 0 | 795 AAC | 0 | 0 | 0 | 0 | 0 | 0 | 0 | 0 | 0 | 0 | 0 | 0 | 0 | 0 | 0 | 0 | 0 | 0 | 0 | 0 | 0 | 0 | 0 | 12
NO |  | 68 | 2011 | 6 | 22 | 22 |  | FONDREN | H.O. CLARK PLANT | 138 | 138 | (3) STEEL | 5.17 | 0 | 0 | 795 AAC | 0 | 0 | 0 | 0 | 0 | 0 | 0 | 0 | 0 | 0 | 0 | 0 | 0 | 0 | 0 | 0 | 0 | 0 | 0 | 0 | 0 | 0 | 0 | 12
NO |  | 68 | 2011 | 6 | 23 | 23 |  | SHARPSTOWN | TAP | 138 | 138 | (1) WOOD | 2.64 | 0 | 0 | 2-927 ACAR | 0 | 0 | 0 | 0 | 0 | 0 | 0 | 0 | 0 | 0 | 0 | 0 | 0 | 0 | 0 | 0 | 0 | 0 | 0 | 0 | 0 | 0 | 0 | 12
NO |  | 68 | 2011 | 6 | 24 | 24 |  | JEANETTA | FONDREN | 138 | 138 | (3) STEEL | 5.57 | 0 | 0 | 795 AAC | 0 | 0 | 0 | 0 | 0 | 0 | 0 | 0 | 0 | 0 | 0 | 0 | 0 | 0 | 0 | 0 | 0 | 0 | 0 | 0 | 0 | 0 | 0 | 12
NO |  | 68 | 2011 | 6 | 25 | 25 |  | WESTWOOD | TAP | 138 | 138 | (1) WOOD | 0.05 | 0 | 0 | 2-795 ACSR | 0 | 0 | 0 | 0 | 0 | 0 | 0 | 0 | 0 | 0 | 0 | 0 | 0 | 0 | 0 | 0 | 0 | 0 | 0 | 0 | 0 | 0 | 0 | 12
NO |  | 68 | 2011 | 6 | 26 | 26 |  | ROARK | JEANETTA | 138 | 138 | (3) STEEL | 5.47 | 0 | 0 | 795 AAC | 0 | 0 | 0 | 0 | 0 | 0 | 0 | 0 | 0 | 0 | 0 | 0 | 0 | 0 | 0 | 0 | 0 | 0 | 0 | 0 | 0 | 0 | 0 | 12
NO |  | 68 | 2011 | 6 | 27 | 27 |  | WESTWOOD | TAP | 138 | 138 | (1) WOOD | 0.05 | 0 | 0 | 2-795 ACSR | 0 | 0 | 0 | 0 | 0 | 0 | 0 | 0 | 0 | 0 | 0 | 0 | 0 | 0 | 0 | 0 | 0 | 0 | 0 | 0 | 0 | 0 | 0 | 12
NO |  | 68 | 2011 | 6 | 28 | 28 |  | ROARK | CLODINE | 138 | 138 | (2) WOOD | 3.69 | 0 | 0 | 795 AAC | 0 | 0 | 0 | 0 | 0 | 0 | 0 | 0 | 0 | 0 | 0 | 0 | 0 | 0 | 0 | 0 | 0 | 0 | 0 | 0 | 0 | 0 | 0 | 12
NO |  | 68 | 2011 | 6 | 29 | 29 |  | ROARK | TAP | 138 | 138 | (3) STEEL | 0.12 | 0 | 0 | 2000 AACAR | 0 | 0 | 0 | 0 | 0 | 0 | 0 | 0 | 0 | 0 | 0 | 0 | 0 | 0 | 0 | 0 | 0 | 0 | 0 | 0 | 0 | 0 | 0 | 12
NO |  | 68 | 2011 | 6 | 30 | 30 |  | OBRIEN | CLODINE | 138 | 138 | (3) STEEL | 5.82 | 0 | 0 | 2-795 ACSR | 0 | 0 | 0 | 0 | 0 | 0 | 0 | 0 | 0 | 0 | 0 | 0 | 0 | 0 | 0 | 0 | 0 | 0 | 0 | 0 | 0 | 0 | 0 | 12
NO |  | 68 | 2011 | 6 | 31 | 31 |  | OBRIEN | MASON ROAD | 138 | 138 | (3) STEEL | 5.28 | 0 | 0 | 2-795 ACSR | 0 | 0 | 0 | 0 | 0 | 0 | 0 | 0 | 0 | 0 | 0 | 0 | 0 | 0 | 0 | 0 | 0 | 0 | 0 | 0 | 0 | 0 | 0 | 12
NO |  | 68 | 2011 | 6 | 32 | 32 |  | MASON ROAD | FLEWELLEN | 138 | 138 | (3) STEEL | 11.68 | 0 | 0 | 2-795 ACSR | 0 | 0 | 0 | 0 | 0 | 0 | 0 | 0 | 0 | 0 | 0 | 0 | 0 | 0 | 0 | 0 | 0 | 0 | 0 | 0 | 0 | 0 | 0 | 12
NO |  | 68 | 2011 | 6 | 33 | 33 |  | FLEWELLEN | PETERS | 138 | 138 | (2) WOOD | 25.36 | 0 | 0 | 795 AAC | 0 | 0 | 0 | 0 | 0 | 0 | 0 | 0 | 0 | 0 | 0 | 0 | 0 | 0 | 0 | 0 | 0 | 0 | 0 | 0 | 0 | 0 | 0 | 12
NO |  | 68 | 2011 | 6 | 34 | 34 |  | H.O. CLARK PLANT | KARSTEN | 138 | 138 | (3) STEEL | 11.76 | 0 | 0 | 2000 AAC | 0 | 0 | 0 | 0 | 0 | 0 | 0 | 0 | 0 | 0 | 0 | 0 | 0 | 0 | 0 | 0 | 0 | 0 | 0 | 0 | 0 | 0 | 0 | 12
NO |  | 68 | 2011 | 6 | 35 | 35 |  | ALMEDA | TAP | 138 | 138 | (3) STEEL | 0.13 | 0 | 0 | 397 ACSR | 0 | 0 | 0 | 0 | 0 | 0 | 0 | 0 | 0 | 0 | 0 | 0 | 0 | 0 | 0 | 0 | 0 | 0 | 0 | 0 | 0 | 0 | 0 | 12
NO |  | 68 | 2011 | 7 | 1 | 1 |  | CHOCOLATE BAYOU | TAP | 138 | 138 | (3) STEEL | 5.82 | 0 | 0 | 397 ACSR | 0 | 0 | 0 | 0 | 0 | 0 | 0 | 0 | 0 | 0 | 0 | 0 | 0 | 0 | 0 | 0 | 0 | 0 | 0 | 0 | 0 | 0 | 0 | 12
NO |  | 68 | 2011 | 7 | 2 | 2 |  | INTERMEDIATE | TAP | 138 | 138 | (1) STEEL | 0.04 | 0 | 0 | 2000 AAC | 0 | 0 | 0 | 0 | 0 | 0 | 0 | 0 | 0 | 0 | 0 | 0 | 0 | 0 | 0 | 0 | 0 | 0 | 0 | 0 | 0 | 0 | 0 | 12
NO |  | 68 | 2011 | 7 | 3 | 3 |  | TELVIEW | TAP | 138 | 138 | (3) STEEL | 2.38 | 0 | 0 | 795 ACSR | 0 | 0 | 0 | 0 | 0 | 0 | 0 | 0 | 0 | 0 | 0 | 0 | 0 | 0 | 0 | 0 | 0 | 0 | 0 | 0 | 0 | 0 | 0 | 12
NO |  | 68 | 2011 | 7 | 4 | 4 |  | QUAIL VALLEY | TAP | 138 | 138 | (3) STEEL | 2.71 | 0 | 0 | 795 ACSR | 0 | 0 | 0 | 0 | 0 | 0 | 0 | 0 | 0 | 0 | 0 | 0 | 0 | 0 | 0 | 0 | 0 | 0 | 0 | 0 | 0 | 0 | 0 | 12
NO |  | 68 | 2011 | 7 | 5 | 5 |  | ROSHARON | KARSTEN | 138 | 138 | (3) STEEL | 9.58 | 0 | 0 | 2000 AAC | 0 | 0 | 0 | 0 | 0 | 0 | 0 | 0 | 0 | 0 | 0 | 0 | 0 | 0 | 0 | 0 | 0 | 0 | 0 | 0 | 0 | 0 | 0 | 12
NO |  | 68 | 2011 | 7 | 6 | 6 |  | ANGLETON | ROSHARON | 138 | 138 | (3) STEEL | 8.85 | 0 | 0 | 2000 AAC | 0 | 0 | 0 | 0 | 0 | 0 | 0 | 0 | 0 | 0 | 0 | 0 | 0 | 0 | 0 | 0 | 0 | 0 | 0 | 0 | 0 | 0 | 0 | 12
NO |  | 68 | 2011 | 7 | 7 | 7 |  | ANGLETON | STRATT | 138 | 138 | (3) STEEL | 14.24 | 0 | 0 | 927 ACAR | 0 | 0 | 0 | 0 | 0 | 0 | 0 | 0 | 0 | 0 | 0 | 0 | 0 | 0 | 0 | 0 | 0 | 0 | 0 | 0 | 0 | 0 | 0 | 12
NO |  | 68 | 2011 | 7 | 8 | 8 |  | STRATT | SINTEK | 138 | 138 | (3) STEEL | 6.46 | 0 | 0 | 927 ACAR | 0 | 0 | 0 | 0 | 0 | 0 | 0 | 0 | 0 | 0 | 0 | 0 | 0 | 0 | 0 | 0 | 0 | 0 | 0 | 0 | 0 | 0 | 0 | 12
NO |  | 68 | 2011 | 7 | 9 | 9 |  | SINTEX | VELASCO | 138 | 138 | (3) STEEL | 1.43 | 0 | 0 | 927 ACAR | 0 | 0 | 0 | 0 | 0 | 0 | 0 | 0 | 0 | 0 | 0 | 0 | 0 | 0 | 0 | 0 | 0 | 0 | 0 | 0 | 0 | 0 | 0 | 12
NO |  | 68 | 2011 | 7 | 10 | 10 |  | BELLAIRE | ULRICH | 138 | 138 | (1) WOOD | 3.35 | 0 | 0 | 2000 AAC | 0 | 0 | 0 | 0 | 0 | 0 | 0 | 0 | 0 | 0 | 0 | 0 | 0 | 0 | 0 | 0 | 0 | 0 | 0 | 0 | 0 | 0 | 0 | 12
NO |  | 68 | 2011 | 7 | 11 | 11 |  | POLARIS (CORNER) | P.H. ROBINSON PLANT | 138 | 138 | (3) STEEL | 13.9 | 0 | 0 | 2-927 ACAR | 0 | 0 | 0 | 0 | 0 | 0 | 0 | 0 | 0 | 0 | 0 | 0 | 0 | 0 | 0 | 0 | 0 | 0 | 0 | 0 | 0 | 0 | 0 | 12
NO |  | 68 | 2011 | 7 | 12 | 12 |  | FAIRMONT | POLARIS (CORNER) | 138 | 138 | (3) STEEL | 5.27 | 0 | 0 | 2-927 ACAR | 0 | 0 | 0 | 0 | 0 | 0 | 0 | 0 | 0 | 0 | 0 | 0 | 0 | 0 | 0 | 0 | 0 | 0 | 0 | 0 | 0 | 0 | 0 | 12
NO |  | 68 | 2011 | 7 | 13 | 13 |  | POLARIS | TAP | 138 | 138 | (2) WOOD | 0.05 | 0 | 0 | 795 AAC | 0 | 0 | 0 | 0 | 0 | 0 | 0 | 0 | 0 | 0 | 0 | 0 | 0 | 0 | 0 | 0 | 0 | 0 | 0 | 0 | 0 | 0 | 0 | 12
NO |  | 68 | 2011 | 7 | 14 | 14 |  | WEBSTER | TAP | 138 | 138 | (1) WOOD | 0.1 | 0 | 0 | 795 AAC | 0 | 0 | 0 | 0 | 0 | 0 | 0 | 0 | 0 | 0 | 0 | 0 | 0 | 0 | 0 | 0 | 0 | 0 | 0 | 0 | 0 | 0 | 0 | 12
NO |  | 68 | 2011 | 7 | 15 | 15 |  | CLEAR LAKE | TAP | 138 | 138 | (1) STEEL | 1.75 | 0 | 0 | 795 AAC | 0 | 0 | 0 | 0 | 0 | 0 | 0 | 0 | 0 | 0 | 0 | 0 | 0 | 0 | 0 | 0 | 0 | 0 | 0 | 0 | 0 | 0 | 0 | 12
NO |  | 68 | 2011 | 7 | 16 | 16 |  | ARMAND | FAIRMONT | 138 | 138 | (3) STEEL | 2.48 | 0 | 0 | 2-795 AAC | 0 | 0 | 0 | 0 | 0 | 0 | 0 | 0 | 0 | 0 | 0 | 0 | 0 | 0 | 0 | 0 | 0 | 0 | 0 | 0 | 0 | 0 | 0 | 12
NO |  | 68 | 2011 | 7 | 17 | 17 |  | LOMAX_ | ARMAND | 138 | 138 | (3) STEEL | 1.56 | 0 | 0 | 2-795 AAC | 0 | 0 | 0 | 0 | 0 | 0 | 0 | 0 | 0 | 0 | 0 | 0 | 0 | 0 | 0 | 0 | 0 | 0 | 0 | 0 | 0 | 0 | 0 | 12
NO |  | 68 | 2011 | 7 | 18 | 18 |  | LOMAX_ | CELNEC | 138 | 138 | (3) STEEL | 2.9 | 0 | 0 | 2-795 AAC | 0 | 0 | 0 | 0 | 0 | 0 | 0 | 0 | 0 | 0 | 0 | 0 | 0 | 0 | 0 | 0 | 0 | 0 | 0 | 0 | 0 | 0 | 0 | 12
NO |  | 68 | 2011 | 7 | 19 | 19 |  | SAN FELIPE | BELLAIRE | 138 | 138 | (3) STEEL | 1.99 | 0 | 0 | 2-795 AAC | 0 | 0 | 0 | 0 | 0 | 0 | 0 | 0 | 0 | 0 | 0 | 0 | 0 | 0 | 0 | 0 | 0 | 0 | 0 | 0 | 0 | 0 | 0 | 12
NO |  | 68 | 2011 | 7 | 20 | 20 |  | BELLAIRE | KIRBY | 138 | 138 | (1) STEEL | 0.52 | 1.48 | 0 | 2-959 ACSS | 0 | 0 | 0 | 0 | 0 | 0 | 0 | 0 | 0 | 0 | 0 | 0 | 0 | 0 | 0 | 0 | 0 | 0 | 0 | 0 | 0 | 0 | 0 | 12
NO |  | 68 | 2011 | 7 | 21 | 21 |  | KIRBY | TECO_ | 138 | 138 | (1) WOOD | 6.75 | 0 | 0 | 2000 AAC | 0 | 0 | 0 | 0 | 0 | 0 | 0 | 0 | 0 | 0 | 0 | 0 | 0 | 0 | 0 | 0 | 0 | 0 | 0 | 0 | 0 | 0 | 0 | 12
NO |  | 68 | 2011 | 7 | 22 | 22 |  | BLODGETT | TAP | 138 | 138 | (1) WOOD | 0.05 | 0 | 0 | 795 AAC | 0 | 0 | 0 | 0 | 0 | 0 | 0 | 0 | 0 | 0 | 0 | 0 | 0 | 0 | 0 | 0 | 0 | 0 | 0 | 0 | 0 | 0 | 0 | 12
NO |  | 68 | 2011 | 7 | 23 | 23 |  | TECO_ | GRANT | 138 | 138 | (3) STEEL | 0.12 | 0 | 0 | 2000 AAC | 0 | 0 | 0 | 0 | 0 | 0 | 0 | 0 | 0 | 0 | 0 | 0 | 0 | 0 | 0 | 0 | 0 | 0 | 0 | 0 | 0 | 0 | 0 | 12
NO |  | 68 | 2011 | 7 | 24 | 24 |  | SOUTH LANE CITY | TEXGLF | 138 | 138 | (3) STEEL | 10.48 | 0 | 0 | 795 AAC | 0 | 0 | 0 | 0 | 0 | 0 | 0 | 0 | 0 | 0 | 0 | 0 | 0 | 0 | 0 | 0 | 0 | 0 | 0 | 0 | 0 | 0 | 0 | 12
NO |  | 68 | 2011 | 7 | 25 | 25 |  | NEW GULF | TAP | 138 | 138 | (1) CONCRETE | 0.04 | 0 | 0 | 795 AAC | 0 | 0 | 0 | 0 | 0 | 0 | 0 | 0 | 0 | 0 | 0 | 0 | 0 | 0 | 0 | 0 | 0 | 0 | 0 | 0 | 0 | 0 | 0 | 12
NO |  | 68 | 2011 | 7 | 26 | 26 |  | DYANN | SOUTH LANE CITY | 138 | 138 | (1)CONCRETE | 7.83 | 0.91 | 0 | 2-959 ACSS | 0 | 0 | 0 | 0 | 0 | 0 | 0 | 0 | 0 | 0 | 0 | 0 | 0 | 0 | 0 | 0 | 0 | 0 | 0 | 0 | 0 | 0 | 0 | 12
NO |  | 68 | 2011 | 7 | 27 | 27 |  | WHARTON | DYANN | 138 | 138 | (1)CONCRETE | 4.02 | 0 | 0 | 2-959 ACSS | 0 | 0 | 0 | 0 | 0 | 0 | 0 | 0 | 0 | 0 | 0 | 0 | 0 | 0 | 0 | 0 | 0 | 0 | 0 | 0 | 0 | 0 | 0 | 12
NO |  | 68 | 2011 | 7 | 28 | 28 |  | CANEY CREEK | WHARTON | 138 | 138 | (2) STEEL | 1.29 | 0 | 0 | 795 AAC | 0 | 0 | 0 | 0 | 0 | 0 | 0 | 0 | 0 | 0 | 0 | 0 | 0 | 0 | 0 | 0 | 0 | 0 | 0 | 0 | 0 | 0 | 0 | 12
NO |  | 68 | 2011 | 7 | 29 | 29 |  | EAST BERNARD | CANEY CREEK | 138 | 138 | (2) WOOD | 15.17 | 0 | 0 | 927 ACAR | 0 | 0 | 0 | 0 | 0 | 0 | 0 | 0 | 0 | 0 | 0 | 0 | 0 | 0 | 0 | 0 | 0 | 0 | 0 | 0 | 0 | 0 | 0 | 12
NO |  | 68 | 2011 | 7 | 30 | 30 |  | EAST BERNARD | ORCHARD | 138 | 138 | (2) WOOD | 6.55 | 0 | 0 | 795 AAC | 0 | 0 | 0 | 0 | 0 | 0 | 0 | 0 | 0 | 0 | 0 | 0 | 0 | 0 | 0 | 0 | 0 | 0 | 0 | 0 | 0 | 0 | 0 | 12
NO |  | 68 | 2011 | 7 | 31 | 31 |  | ORCHARD | FORT BEND | 138 | 138 | (1) CONCRETE | 10.8 | 0.78 | 0 | 795 ACSR | 0 | 0 | 0 | 0 | 0 | 0 | 0 | 0 | 0 | 0 | 0 | 0 | 0 | 0 | 0 | 0 | 0 | 0 | 0 | 0 | 0 | 0 | 0 | 12
NO |  | 68 | 2011 | 7 | 32 | 32 |  | QUANXE | FORT BEND | 138 | 138 | (3) STEEL | 4.87 | 0 | 0 | 795 ACSR | 0 | 0 | 0 | 0 | 0 | 0 | 0 | 0 | 0 | 0 | 0 | 0 | 0 | 0 | 0 | 0 | 0 | 0 | 0 | 0 | 0 | 0 | 0 | 12
NO |  | 68 | 2011 | 7 | 33 | 33 |  | GALVESTON 26TH ST | SEAWALL | 138 | 138 | (4) UNDER | 0 | 1.71 | 0 | 1250 CUOP | 0 | 0 | 0 | 0 | 0 | 0 | 0 | 0 | 0 | 0 | 0 | 0 | 0 | 0 | 0 | 0 | 0 | 0 | 0 | 0 | 0 | 0 | 0 | 12
NO |  | 68 | 2011 | 7 | 34 | 34 |  | GALVESTON 26TH ST | WEST GALVESTON | 138 | 138 | (1) WOOD | 2.25 | 0 | 0 | 795 AACOP | 0 | 0 | 0 | 0 | 0 | 0 | 0 | 0 | 0 | 0 | 0 | 0 | 0 | 0 | 0 | 0 | 0 | 0 | 0 | 0 | 0 | 0 | 0 | 12
NO |  | 68 | 2011 | 7 | 35 | 35 |  | WEST GALVESTON | STEWART | 138 | 138 | (1) WOOD | 7.93 | 0 | 0 | 2000 AAC | 0 | 0 | 0 | 0 | 0 | 0 | 0 | 0 | 0 | 0 | 0 | 0 | 0 | 0 | 0 | 0 | 0 | 0 | 0 | 0 | 0 | 0 | 0 | 12
NO |  | 68 | 2011 | 8 | 1 | 1 |  | WEST GALVESTON | STEWART | 138 | 138 | (4) UNDER | 0 | 0.65 | 0 | 2500 CUOP | 0 | 0 | 0 | 0 | 0 | 0 | 0 | 0 | 0 | 0 | 0 | 0 | 0 | 0 | 0 | 0 | 0 | 0 | 0 | 0 | 0 | 0 | 0 | 12
NO |  | 68 | 2011 | 8 | 2 | 2 |  | SEALY | PETERS | 138 | 138 | (2) WOOD | 5.02 | 0 | 0 | 795 AAC | 0 | 0 | 0 | 0 | 0 | 0 | 0 | 0 | 0 | 0 | 0 | 0 | 0 | 0 | 0 | 0 | 0 | 0 | 0 | 0 | 0 | 0 | 0 | 12
NO |  | 68 | 2011 | 8 | 3 | 3 |  | WALLIS | SEALY | 138 | 138 | (2) WOOD | 12.04 | 0 | 0 | 795 AAC | 0 | 0 | 0 | 0 | 0 | 0 | 0 | 0 | 0 | 0 | 0 | 0 | 0 | 0 | 0 | 0 | 0 | 0 | 0 | 0 | 0 | 0 | 0 | 12
NO |  | 68 | 2011 | 8 | 4 | 4 |  | EAST BERNARD | WALLIS | 138 | 138 | (2) WOOD | 8.07 | 0 | 0 | 795 AAC | 0 | 0 | 0 | 0 | 0 | 0 | 0 | 0 | 0 | 0 | 0 | 0 | 0 | 0 | 0 | 0 | 0 | 0 | 0 | 0 | 0 | 0 | 0 | 12
NO |  | 68 | 2011 | 8 | 5 | 5 |  | FLEWELLEN | FREEMAN | 138 | 138 | (3)STEEL | 13.07 | 0 | 0 | 2-795 ACSR | 0 | 0 | 0 | 0 | 0 | 0 | 0 | 0 | 0 | 0 | 0 | 0 | 0 | 0 | 0 | 0 | 0 | 0 | 0 | 0 | 0 | 0 | 0 | 12
NO |  | 68 | 2011 | 8 | 6 | 6 |  | KATY | TAP | 138 | 138 | (3) STEEL | 0.02 | 0 | 0 | 2-795 AAC | 0 | 0 | 0 | 0 | 0 | 0 | 0 | 0 | 0 | 0 | 0 | 0 | 0 | 0 | 0 | 0 | 0 | 0 | 0 | 0 | 0 | 0 | 0 | 12
NO |  | 68 | 2011 | 8 | 7 | 7 |  | FRANZ | TAP | 138 | 138 | (3) STEEL | 0 | 6.1 | 0 | 795 AAC | 0 | 0 | 0 | 0 | 0 | 0 | 0 | 0 | 0 | 0 | 0 | 0 | 0 | 0 | 0 | 0 | 0 | 0 | 0 | 0 | 0 | 0 | 0 | 12
NO |  | 68 | 2011 | 8 | 8 | 8 |  | FREEMAN | HOCKLEY | 138 | 138 | (2) WOOD | 10.28 | 0 | 0 | 397 ACSR | 0 | 0 | 0 | 0 | 0 | 0 | 0 | 0 | 0 | 0 | 0 | 0 | 0 | 0 | 0 | 0 | 0 | 0 | 0 | 0 | 0 | 0 | 0 | 12
NO |  | 68 | 2011 | 8 | 9 | 9 |  | HOCKLEY | TOMBALL | 138 | 138 | (2) WOOD | 15.77 | 0 | 0 | 795 AAC | 0 | 0 | 0 | 0 | 0 | 0 | 0 | 0 | 0 | 0 | 0 | 0 | 0 | 0 | 0 | 0 | 0 | 0 | 0 | 0 | 0 | 0 | 0 | 12
NO |  | 68 | 2011 | 8 | 10 | 10 |  | TOMBALL | WESTFIELD | 138 | 138 | (3) STEEL | 12.58 | 0 | 0 | 2-795 ACSR | 0 | 0 | 0 | 0 | 0 | 0 | 0 | 0 | 0 | 0 | 0 | 0 | 0 | 0 | 0 | 0 | 0 | 0 | 0 | 0 | 0 | 0 | 0 | 12
NO |  | 68 | 2011 | 8 | 11 | 11 |  | WEST BAY | STEWART | 138 | 138 | (1) WOOD | 14 | 0 | 0 | 266 ACSS | 0 | 0 | 0 | 0 | 0 | 0 | 0 | 0 | 0 | 0 | 0 | 0 | 0 | 0 | 0 | 0 | 0 | 0 | 0 | 0 | 0 | 0 | 0 | 12
NO |  | 68 | 2011 | 8 | 12 | 12 |  | WEST BAY | STEWART | 138 | 138 | (1) WOOD | 0.18 | 13.82 | 0 | 266 ACSS | 0 | 0 | 0 | 0 | 0 | 0 | 0 | 0 | 0 | 0 | 0 | 0 | 0 | 0 | 0 | 0 | 0 | 0 | 0 | 0 | 0 | 0 | 0 | 12
NO |  | 68 | 2011 | 8 | 13 | 13 |  | RAYFORD | TAP | 138 | 138 | (3) STEEL | 6.86 | 0 | 0 | 795 ACSR | 0 | 0 | 0 | 0 | 0 | 0 | 0 | 0 | 0 | 0 | 0 | 0 | 0 | 0 | 0 | 0 | 0 | 0 | 0 | 0 | 0 | 0 | 0 | 12
NO |  | 68 | 2011 | 8 | 14 | 14 |  | LOUETTA | TAP | 138 | 138 | (1) WOOD | 0.04 | 0 | 0 | 795 AAC | 0 | 0 | 0 | 0 | 0 | 0 | 0 | 0 | 0 | 0 | 0 | 0 | 0 | 0 | 0 | 0 | 0 | 0 | 0 | 0 | 0 | 0 | 0 | 12
NO |  | 68 | 2011 | 8 | 15 | 15 |  | TREASCHWIG | WESTFIELD | 138 | 138 | (3) STEEL | 7.11 | 0 | 0 | 795 ACSR | 0 | 0 | 0 | 0 | 0 | 0 | 0 | 0 | 0 | 0 | 0 | 0 | 0 | 0 | 0 | 0 | 0 | 0 | 0 | 0 | 0 | 0 | 0 | 12
NO |  | 68 | 2011 | 8 | 16 | 16 |  | HUMBLE | TREASCHWIG | 138 | 138 | (2) WOOD | 10.39 | 0 | 0 | 795 AAC | 0 | 0 | 0 | 0 | 0 | 0 | 0 | 0 | 0 | 0 | 0 | 0 | 0 | 0 | 0 | 0 | 0 | 0 | 0 | 0 | 0 | 0 | 0 | 12
NO |  | 68 | 2011 | 8 | 17 | 17 |  | KINGWOOD | HUMBLE | 138 | 138 | (1)CONCRETE | 7.77 | 0 | 0 | 2-959 ACSS | 0 | 0 | 0 | 0 | 0 | 0 | 0 | 0 | 0 | 0 | 0 | 0 | 0 | 0 | 0 | 0 | 0 | 0 | 0 | 0 | 0 | 0 | 0 | 12
NO |  | 68 | 2011 | 8 | 18 | 18 |  | ATASCOCITA | KINGWOOD | 138 | 138 | (1)CONCRETE | 5.11 | 3.97 | 0 | 2-959 ACSS | 0 | 0 | 0 | 0 | 0 | 0 | 0 | 0 | 0 | 0 | 0 | 0 | 0 | 0 | 0 | 0 | 0 | 0 | 0 | 0 | 0 | 0 | 0 | 12
NO |  | 68 | 2011 | 8 | 19 | 19 |  | CROSBY | ATASCOCITA | 138 | 138 | (1)CONCRETE | 12.6 | 0 | 0 | 2-959 ACSS | 0 | 0 | 0 | 0 | 0 | 0 | 0 | 0 | 0 | 0 | 0 | 0 | 0 | 0 | 0 | 0 | 0 | 0 | 0 | 0 | 0 | 0 | 0 | 12
NO |  | 68 | 2011 | 8 | 20 | 20 |  | HANEY | CROSBY | 138 | 138 | (3) STEEL | 4.09 | 0 | 0 | 2-927 ACAR | 0 | 0 | 0 | 0 | 0 | 0 | 0 | 0 | 0 | 0 | 0 | 0 | 0 | 0 | 0 | 0 | 0 | 0 | 0 | 0 | 0 | 0 | 0 | 12
NO |  | 68 | 2011 | 8 | 21 | 21 |  | EXXON_ | HANEY | 138 | 138 | (3) STEEL | 8.05 | 0 | 0 | 2-927 ACAR | 0 | 0 | 0 | 0 | 0 | 0 | 0 | 0 | 0 | 0 | 0 | 0 | 0 | 0 | 0 | 0 | 0 | 0 | 0 | 0 | 0 | 0 | 0 | 12
NO |  | 68 | 2011 | 8 | 22 | 22 |  | T.H. WHARTON PLANT | NORTH BELT | 138 | 138 | (3) STEEL | 0 | 9.86 | 0 | 2-927 ACSR | 0 | 0 | 0 | 0 | 0 | 0 | 0 | 0 | 0 | 0 | 0 | 0 | 0 | 0 | 0 | 0 | 0 | 0 | 0 | 0 | 0 | 0 | 0 | 12
NO |  | 68 | 2011 | 8 | 23 | 23 |  | BAMMEL | TAP | 138 | 138 | (3) STEEL | 0 | 4.9 | 0 | 795 ACSR | 0 | 0 | 0 | 0 | 0 | 0 | 0 | 0 | 0 | 0 | 0 | 0 | 0 | 0 | 0 | 0 | 0 | 0 | 0 | 0 | 0 | 0 | 0 | 12
NO |  | 68 | 2011 | 8 | 24 | 24 |  | GEARS | TAP | 138 | 138 | (3) STEEL | 1.88 | 0 | 0 | 795 ACSR | 0 | 0 | 0 | 0 | 0 | 0 | 0 | 0 | 0 | 0 | 0 | 0 | 0 | 0 | 0 | 0 | 0 | 0 | 0 | 0 | 0 | 0 | 0 | 12
NO |  | 68 | 2011 | 8 | 25 | 25 |  | HIDDEN VALLEY | TAP | 138 | 138 | (3) STEEL | 0 | 2.58 | 0 | 795 ACSR | 0 | 0 | 0 | 0 | 0 | 0 | 0 | 0 | 0 | 0 | 0 | 0 | 0 | 0 | 0 | 0 | 0 | 0 | 0 | 0 | 0 | 0 | 0 | 12
NO |  | 68 | 2011 | 8 | 26 | 26 |  | NORTH BELT | DRILCO | 138 | 138 | (3) STEEL | 2.6 | 0 | 0 | 2-795 AAC | 0 | 0 | 0 | 0 | 0 | 0 | 0 | 0 | 0 | 0 | 0 | 0 | 0 | 0 | 0 | 0 | 0 | 0 | 0 | 0 | 0 | 0 | 0 | 12
NO |  | 68 | 2011 | 8 | 27 | 27 |  | DRILCO | INTERCONTINENTAL | 138 | 138 | (3) STEEL | 2.68 | 0 | 0 | 2-795 ACSR | 0 | 0 | 0 | 0 | 0 | 0 | 0 | 0 | 0 | 0 | 0 | 0 | 0 | 0 | 0 | 0 | 0 | 0 | 0 | 0 | 0 | 0 | 0 | 12
NO |  | 68 | 2011 | 8 | 28 | 28 |  | INTERCONTINENTAL | WESTFIELD | 138 | 138 | (3) STEEL | 5.57 | 0 | 0 | 2-795 AAC | 0 | 0 | 0 | 0 | 0 | 0 | 0 | 0 | 0 | 0 | 0 | 0 | 0 | 0 | 0 | 0 | 0 | 0 | 0 | 0 | 0 | 0 | 0 | 12
NO |  | 68 | 2011 | 8 | 29 | 29 |  | LYDELL | GREENS BAYOU PLANT | 138 | 138 | (3) STEEL | 8.53 | 0 | 0 | 2-795 AAC | 0 | 0 | 0 | 0 | 0 | 0 | 0 | 0 | 0 | 0 | 0 | 0 | 0 | 0 | 0 | 0 | 0 | 0 | 0 | 0 | 0 | 0 | 0 | 12
NO |  | 68 | 2011 | 8 | 30 | 30 |  | LYDELL | DEEPWATER | 138 | 138 | (1) STEEL | 0.5 | 0 | 0 | 2000 AAC | 0 | 0 | 0 | 0 | 0 | 0 | 0 | 0 | 0 | 0 | 0 | 0 | 0 | 0 | 0 | 0 | 0 | 0 | 0 | 0 | 0 | 0 | 0 | 12
NO |  | 68 | 2011 | 8 | 31 | 31 |  | DEEPWATER | MAGNOLIA PARK | 138 | 138 | (3) STEEL | 7.82 | 0 | 0 | 2000 AAC | 0 | 0 | 0 | 0 | 0 | 0 | 0 | 0 | 0 | 0 | 0 | 0 | 0 | 0 | 0 | 0 | 0 | 0 | 0 | 0 | 0 | 0 | 0 | 12
NO |  | 68 | 2011 | 8 | 32 | 32 |  | MAGNOLIA PARK | HUGHES TOOL | 138 | 138 | (3) STEEL | 0.76 | 0 | 0 | 2000 AAC | 0 | 0 | 0 | 0 | 0 | 0 | 0 | 0 | 0 | 0 | 0 | 0 | 0 | 0 | 0 | 0 | 0 | 0 | 0 | 0 | 0 | 0 | 0 | 12
NO |  | 68 | 2011 | 8 | 33 | 33 |  | UNIVERSITY | TAP | 138 | 138 | (1) WOOD | 0.05 | 0 | 0 | 2000 AAC | 0 | 0 | 0 | 0 | 0 | 0 | 0 | 0 | 0 | 0 | 0 | 0 | 0 | 0 | 0 | 0 | 0 | 0 | 0 | 0 | 0 | 0 | 0 | 12
NO |  | 68 | 2011 | 8 | 34 | 34 |  | OBRIEN | CLODINE | 138 | 138 | (3) STEEL | 0 | 5.82 | 0 | 2-795 ACSR | 0 | 0 | 0 | 0 | 0 | 0 | 0 | 0 | 0 | 0 | 0 | 0 | 0 | 0 | 0 | 0 | 0 | 0 | 0 | 0 | 0 | 0 | 0 | 12
NO |  | 68 | 2011 | 8 | 35 | 35 |  | WESTHEIMER | CLODINE | 138 | 138 | (3) STEEL | 4.62 | 0 | 0 | 2-795 ACSR | 0 | 0 | 0 | 0 | 0 | 0 | 0 | 0 | 0 | 0 | 0 | 0 | 0 | 0 | 0 | 0 | 0 | 0 | 0 | 0 | 0 | 0 | 0 | 12
NO |  | 68 | 2011 | 9 | 1 | 1 |  | BARKER | TAP | 138 | 138 | (3) STEEL | 1.44 | 0 | 0 | 795 AAC | 0 | 0 | 0 | 0 | 0 | 0 | 0 | 0 | 0 | 0 | 0 | 0 | 0 | 0 | 0 | 0 | 0 | 0 | 0 | 0 | 0 | 0 | 0 | 12
NO |  | 68 | 2011 | 9 | 2 | 2 |  | BRITMOORE | WESTHEIMER | 138 | 138 | (3) STEEL | 5.34 | 1.82 | 0 | 2-795 ACSR | 0 | 0 | 0 | 0 | 0 | 0 | 0 | 0 | 0 | 0 | 0 | 0 | 0 | 0 | 0 | 0 | 0 | 0 | 0 | 0 | 0 | 0 | 0 | 12
NO |  | 68 | 2011 | 9 | 3 | 3 |  | MEMORIAL | TAP | 138 | 138 | (3) STEEL | 0.05 | 0 | 0 | 795 ACSR | 0 | 0 | 0 | 0 | 0 | 0 | 0 | 0 | 0 | 0 | 0 | 0 | 0 | 0 | 0 | 0 | 0 | 0 | 0 | 0 | 0 | 0 | 0 | 12
NO |  | 68 | 2011 | 9 | 4 | 4 |  | WOODCREEK | TAP | 138 | 138 | (3) STEEL | 0 | 0.25 | 0 | 795 ACSR | 0 | 0 | 0 | 0 | 0 | 0 | 0 | 0 | 0 | 0 | 0 | 0 | 0 | 0 | 0 | 0 | 0 | 0 | 0 | 0 | 0 | 0 | 0 | 12
NO |  | 68 | 2011 | 9 | 5 | 5 |  | BRITMOORE | ECHO | 138 | 138 | (3) STEEL | 4.04 | 0 | 0 | 795 AAC | 0 | 0 | 0 | 0 | 0 | 0 | 0 | 0 | 0 | 0 | 0 | 0 | 0 | 0 | 0 | 0 | 0 | 0 | 0 | 0 | 0 | 0 | 0 | 12
NO |  | 68 | 2011 | 9 | 6 | 6 |  | ECHO | WIRT | 138 | 138 | (4) UNDER | 2.6 | 0 | 0 | 795 AAC | 0 | 0 | 0 | 0 | 0 | 0 | 0 | 0 | 0 | 0 | 0 | 0 | 0 | 0 | 0 | 0 | 0 | 0 | 0 | 0 | 0 | 0 | 0 | 12
NO |  | 68 | 2011 | 9 | 7 | 7 |  | WIRT | WHITE OAK | 138 | 138 | (4) UNDER | 0 | 5.23 | 0 | 795 AAC | 0 | 0 | 0 | 0 | 0 | 0 | 0 | 0 | 0 | 0 | 0 | 0 | 0 | 0 | 0 | 0 | 0 | 0 | 0 | 0 | 0 | 0 | 0 | 12
NO |  | 68 | 2011 | 9 | 8 | 8 |  | HOCKLEY | WALLER | 138 | 138 | (3) STEEL | 6.79 | 0 | 0 | 795 ACSR | 0 | 0 | 0 | 0 | 0 | 0 | 0 | 0 | 0 | 0 | 0 | 0 | 0 | 0 | 0 | 0 | 0 | 0 | 0 | 0 | 0 | 0 | 0 | 12
NO |  | 68 | 2011 | 9 | 9 | 9 |  | HOCKLEY | PETERS | 138 | 138 | (2) STEEL | 24.19 | 4.32 | 0 | 795 ACSR | 0 | 0 | 0 | 0 | 0 | 0 | 0 | 0 | 0 | 0 | 0 | 0 | 0 | 0 | 0 | 0 | 0 | 0 | 0 | 0 | 0 | 0 | 0 | 12
NO |  | 68 | 2011 | 9 | 10 | 10 |  | CRSBAY | TAP | 138 | 138 | (3) STEEL | 0 | 0.05 | 0 | 2-959ACSS | 0 | 0 | 0 | 0 | 0 | 0 | 0 | 0 | 0 | 0 | 0 | 0 | 0 | 0 | 0 | 0 | 0 | 0 | 0 | 0 | 0 | 0 | 0 | 12
NO |  | 68 | 2011 | 9 | 11 | 11 |  | CRSBAY | TAP | 138 | 138 | (3) STEEL | 0.05 | 0 | 0 | 2-959ACSS | 0 | 0 | 0 | 0 | 0 | 0 | 0 | 0 | 0 | 0 | 0 | 0 | 0 | 0 | 0 | 0 | 0 | 0 | 0 | 0 | 0 | 0 | 0 | 12
NO |  | 68 | 2011 | 9 | 12 | 12 |  | GREENS BAYOU PLANT | CITFIL | 138 | 138 | (3) STEEL | 0 | 7.65 | 0 | 795 AAC | 0 | 0 | 0 | 0 | 0 | 0 | 0 | 0 | 0 | 0 | 0 | 0 | 0 | 0 | 0 | 0 | 0 | 0 | 0 | 0 | 0 | 0 | 0 | 12
NO |  | 68 | 2011 | 9 | 13 | 13 |  | NORMANDY | TAP | 138 | 138 | (3) STEEL | 1.87 | 0 | 0 | 2000 AAC | 0 | 0 | 0 | 0 | 0 | 0 | 0 | 0 | 0 | 0 | 0 | 0 | 0 | 0 | 0 | 0 | 0 | 0 | 0 | 0 | 0 | 0 | 0 | 12
NO |  | 68 | 2011 | 9 | 14 | 14 |  | CLODINE | BARKER | 138 | 138 | (3) STEEL | 0 | 4.22 | 0 | 795 ACSR | 0 | 0 | 0 | 0 | 0 | 0 | 0 | 0 | 0 | 0 | 0 | 0 | 0 | 0 | 0 | 0 | 0 | 0 | 0 | 0 | 0 | 0 | 0 | 12
NO |  | 68 | 2011 | 9 | 15 | 15 |  | DOWLAP | S. R. BERTRON PLANT | 138 | 138 | (3) STEEL | 0 | 1.41 | 0 | 2-795 AAC | 0 | 0 | 0 | 0 | 0 | 0 | 0 | 0 | 0 | 0 | 0 | 0 | 0 | 0 | 0 | 0 | 0 | 0 | 0 | 0 | 0 | 0 | 0 | 12
NO |  | 68 | 2011 | 9 | 16 | 16 |  | BAYOU_ | MORGANS POINT | 138 | 138 | (3) STEEL | 0 | 7 | 0 | 2-795 ACSR | 0 | 0 | 0 | 0 | 0 | 0 | 0 | 0 | 0 | 0 | 0 | 0 | 0 | 0 | 0 | 0 | 0 | 0 | 0 | 0 | 0 | 0 | 0 | 12
NO |  | 68 | 2011 | 9 | 17 | 17 |  | GDYEAR | TAP | 138 | 138 | (1)CONCRETE | 0.14 | 0 | 0 | 2-959 ACSS | 0 | 0 | 0 | 0 | 0 | 0 | 0 | 0 | 0 | 0 | 0 | 0 | 0 | 0 | 0 | 0 | 0 | 0 | 0 | 0 | 0 | 0 | 0 | 12
NO |  | 68 | 2011 | 9 | 18 | 18 |  | GDYEAR | TAP | 138 | 138 | (1)CONCRETE | 0 | 0.14 | 0 | 2-959 ACSS | 0 | 0 | 0 | 0 | 0 | 0 | 0 | 0 | 0 | 0 | 0 | 0 | 0 | 0 | 0 | 0 | 0 | 0 | 0 | 0 | 0 | 0 | 0 | 12
NO |  | 68 | 2011 | 9 | 19 | 19 |  | TERMINAL | TAP | 138 | 138 | (3) STEEL | 0.41 | 0 | 0 | 2-795 ACSR | 0 | 0 | 0 | 0 | 0 | 0 | 0 | 0 | 0 | 0 | 0 | 0 | 0 | 0 | 0 | 0 | 0 | 0 | 0 | 0 | 0 | 0 | 0 | 12
NO |  | 68 | 2011 | 9 | 20 | 20 |  | TERMINAL | TAP | 138 | 138 | (3) STEEL | 0 | 0.41 | 0 | 2-795 AAC | 0 | 0 | 0 | 0 | 0 | 0 | 0 | 0 | 0 | 0 | 0 | 0 | 0 | 0 | 0 | 0 | 0 | 0 | 0 | 0 | 0 | 0 | 0 | 12
NO |  | 68 | 2011 | 9 | 21 | 21 |  | KLUGE | KLEIN | 138 | 138 | (1) STEEL | 0 | 3.79 | 0 | 2-959 ACSS | 0 | 0 | 0 | 0 | 0 | 0 | 0 | 0 | 0 | 0 | 0 | 0 | 0 | 0 | 0 | 0 | 0 | 0 | 0 | 0 | 0 | 0 | 0 | 12
NO |  | 68 | 2011 | 9 | 22 | 22 |  | LA PORTE | TAP | 138 | 138 | (1) WOOD | 1.7 | 0 | 0 | 795 AAC | 0 | 0 | 0 | 0 | 0 | 0 | 0 | 0 | 0 | 0 | 0 | 0 | 0 | 0 | 0 | 0 | 0 | 0 | 0 | 0 | 0 | 0 | 0 | 12
NO |  | 68 | 2011 | 9 | 23 | 23 |  | BIGBAY | BAYOU_ | 138 | 138 | (3) STEEL | 0.24 | 0 | 0 | 2-795 AAC | 0 | 0 | 0 | 0 | 0 | 0 | 0 | 0 | 0 | 0 | 0 | 0 | 0 | 0 | 0 | 0 | 0 | 0 | 0 | 0 | 0 | 0 | 0 | 12
NO |  | 68 | 2011 | 9 | 24 | 24 |  | POWELL | BIGBAY | 138 | 138 | (3) STEEL | 1.16 | 0 | 0 | 2-795 AAC | 0 | 0 | 0 | 0 | 0 | 0 | 0 | 0 | 0 | 0 | 0 | 0 | 0 | 0 | 0 | 0 | 0 | 0 | 0 | 0 | 0 | 0 | 0 | 12
NO |  | 68 | 2011 | 9 | 25 | 25 |  | SHORE_ | POWELL | 138 | 138 | (3) STEEL | 0 | 0.52 | 0 | 2-795 ACSR | 0 | 0 | 0 | 0 | 0 | 0 | 0 | 0 | 0 | 0 | 0 | 0 | 0 | 0 | 0 | 0 | 0 | 0 | 0 | 0 | 0 | 0 | 0 | 12
NO |  | 68 | 2011 | 9 | 26 | 26 |  | BAYWAY | SHORE_ | 138 | 138 | (3) STEEL | 0.63 | 2.01 | 0 | 2-795 AAC | 0 | 0 | 0 | 0 | 0 | 0 | 0 | 0 | 0 | 0 | 0 | 0 | 0 | 0 | 0 | 0 | 0 | 0 | 0 | 0 | 0 | 0 | 0 | 12
NO |  | 68 | 2011 | 9 | 27 | 27 |  | HUNTER | BAYWAY | 138 | 138 | (3) STEEL | 2.87 | 0 | 0 | 2-795 ACSR | 0 | 0 | 0 | 0 | 0 | 0 | 0 | 0 | 0 | 0 | 0 | 0 | 0 | 0 | 0 | 0 | 0 | 0 | 0 | 0 | 0 | 0 | 0 | 12
NO |  | 68 | 2011 | 9 | 28 | 28 |  | P.H. ROBINSON PLANT | HUNTER | 138 | 138 | (3) STEEL | 10.06 | 0 | 0 | 2-795 AAC | 0 | 0 | 0 | 0 | 0 | 0 | 0 | 0 | 0 | 0 | 0 | 0 | 0 | 0 | 0 | 0 | 0 | 0 | 0 | 0 | 0 | 0 | 0 | 12
NO |  | 68 | 2011 | 9 | 29 | 29 |  | KARSTEN | W.A. PARISH PLANT | 138 | 138 | (3) STEEL | 0 | 12.45 | 0 | 2-795 ACSR | 0 | 0 | 0 | 0 | 0 | 0 | 0 | 0 | 0 | 0 | 0 | 0 | 0 | 0 | 0 | 0 | 0 | 0 | 0 | 0 | 0 | 0 | 0 | 12
NO |  | 68 | 2011 | 9 | 30 | 30 |  | ARCOLA | TAP | 138 | 138 | (1) WOOD | 0.05 | 0 | 0 | 795 AAC | 0 | 0 | 0 | 0 | 0 | 0 | 0 | 0 | 0 | 0 | 0 | 0 | 0 | 0 | 0 | 0 | 0 | 0 | 0 | 0 | 0 | 0 | 0 | 12
NO |  | 68 | 2011 | 9 | 31 | 31 |  | THOMPSONS | TAP | 138 | 138 | (3) STEEL | 0.03 | 0 | 0 | 795 ACSR | 0 | 0 | 0 | 0 | 0 | 0 | 0 | 0 | 0 | 0 | 0 | 0 | 0 | 0 | 0 | 0 | 0 | 0 | 0 | 0 | 0 | 0 | 0 | 12
NO |  | 68 | 2011 | 9 | 32 | 32 |  | TOMBALL | WESTFIELD | 138 | 138 | (3) STEEL | 0 | 12.58 | 0 | 2-795 ACSR | 0 | 0 | 0 | 0 | 0 | 0 | 0 | 0 | 0 | 0 | 0 | 0 | 0 | 0 | 0 | 0 | 0 | 0 | 0 | 0 | 0 | 0 | 0 | 12
NO |  | 68 | 2011 | 9 | 33 | 33 |  | LOUETTA | TAP | 138 | 138 | (1) WOOD | 0.04 | 0 | 0 | 795 AAC | 0 | 0 | 0 | 0 | 0 | 0 | 0 | 0 | 0 | 0 | 0 | 0 | 0 | 0 | 0 | 0 | 0 | 0 | 0 | 0 | 0 | 0 | 0 | 12
NO |  | 68 | 2011 | 9 | 34 | 34 |  | RAYFORD | TAP | 138 | 138 | (3) STEEL | 0 | 6.86 | 0 | 795 ACSR | 0 | 0 | 0 | 0 | 0 | 0 | 0 | 0 | 0 | 0 | 0 | 0 | 0 | 0 | 0 | 0 | 0 | 0 | 0 | 0 | 0 | 0 | 0 | 12
NO |  | 68 | 2011 | 9 | 35 | 35 |  | PINEHURST | TOMBALL | 138 | 138 | (1) STEEL | 0.08 | 7.14 | 0 | 2-959 ACSS | 0 | 0 | 0 | 0 | 0 | 0 | 0 | 0 | 0 | 0 | 0 | 0 | 0 | 0 | 0 | 0 | 0 | 0 | 0 | 0 | 0 | 0 | 0 | 12
NO |  | 68 | 2011 | 10 | 1 | 1 |  | KLEIN | PINEHURST | 138 | 138 | (3) STEEL | 11.76 | 0 | 0 | 2-795 ACSR | 0 | 0 | 0 | 0 | 0 | 0 | 0 | 0 | 0 | 0 | 0 | 0 | 0 | 0 | 0 | 0 | 0 | 0 | 0 | 0 | 0 | 0 | 0 | 12
NO |  | 68 | 2011 | 10 | 2 | 2 |  | WILLOW | KLEIN | 138 | 138 | (3) STEEL | 2.37 | 0 | 0 | 795 ACSR | 0 | 0 | 0 | 0 | 0 | 0 | 0 | 0 | 0 | 0 | 0 | 0 | 0 | 0 | 0 | 0 | 0 | 0 | 0 | 0 | 0 | 0 | 0 | 12
NO |  | 68 | 2011 | 10 | 3 | 3 |  | T.H. WHARTON PLANT | WILLOW | 138 | 138 | (3) STEEL | 5.96 | 0 | 0 | 2-959 ACSS | 0 | 0 | 0 | 0 | 0 | 0 | 0 | 0 | 0 | 0 | 0 | 0 | 0 | 0 | 0 | 0 | 0 | 0 | 0 | 0 | 0 | 0 | 0 | 12
NO |  | 68 | 2011 | 10 | 4 | 4 |  | BAMMEL | TAP | 138 | 138 | (3) STEEL | 4.61 | 0 | 0 | 795 ACSR | 0 | 0 | 0 | 0 | 0 | 0 | 0 | 0 | 0 | 0 | 0 | 0 | 0 | 0 | 0 | 0 | 0 | 0 | 0 | 0 | 0 | 0 | 0 | 12
NO |  | 68 | 2011 | 10 | 5 | 5 |  | T.H. WHARTON PLANT | FAIRBANKS | 138 | 138 | (1) STEEL | 3.62 | 0 | 0 | 2000 AAC | 0 | 0 | 0 | 0 | 0 | 0 | 0 | 0 | 0 | 0 | 0 | 0 | 0 | 0 | 0 | 0 | 0 | 0 | 0 | 0 | 0 | 0 | 0 | 12
NO |  | 68 | 2011 | 10 | 6 | 6 |  | FAIRBANKS | DEIHL | 138 | 138 | (1)STEEL | 3.59 | 0 | 0 | 2000 AAC | 0 | 0 | 0 | 0 | 0 | 0 | 0 | 0 | 0 | 0 | 0 | 0 | 0 | 0 | 0 | 0 | 0 | 0 | 0 | 0 | 0 | 0 | 0 | 12
NO |  | 68 | 2011 | 10 | 7 | 7 |  | DEIHL | WHITE OAK | 138 | 138 | (1) STEEL | 4.05 | 0 | 0 | 2000 AAC | 0 | 0 | 0 | 0 | 0 | 0 | 0 | 0 | 0 | 0 | 0 | 0 | 0 | 0 | 0 | 0 | 0 | 0 | 0 | 0 | 0 | 0 | 0 | 12
NO |  | 68 | 2011 | 10 | 8 | 8 |  | SAUER | WHITE OAK | 138 | 138 | (3) STEEL | 4.03 | 5.87 | 0 | 795 AAC | 0 | 0 | 0 | 0 | 0 | 0 | 0 | 0 | 0 | 0 | 0 | 0 | 0 | 0 | 0 | 0 | 0 | 0 | 0 | 0 | 0 | 0 | 0 | 12
NO |  | 68 | 2011 | 10 | 9 | 9 |  | ECHO | TAP | 138 | 138 | (1) WOOD | 0.05 | 0 | 0 | 795 AAC | 0 | 0 | 0 | 0 | 0 | 0 | 0 | 0 | 0 | 0 | 0 | 0 | 0 | 0 | 0 | 0 | 0 | 0 | 0 | 0 | 0 | 0 | 0 | 12
NO |  | 68 | 2011 | 10 | 10 | 10 |  | BRITMOORE | SAUER | 138 | 138 | (3) STEEL | 0 | 1.83 | 0 | 795 AAC | 0 | 0 | 0 | 0 | 0 | 0 | 0 | 0 | 0 | 0 | 0 | 0 | 0 | 0 | 0 | 0 | 0 | 0 | 0 | 0 | 0 | 0 | 0 | 12
NO |  | 68 | 2011 | 10 | 11 | 11 |  | BRITMOORE | MEMORIAL | 138 | 138 | (3) STEEL | 0 | 4.76 | 0 | 795 ACSR | 0 | 0 | 0 | 0 | 0 | 0 | 0 | 0 | 0 | 0 | 0 | 0 | 0 | 0 | 0 | 0 | 0 | 0 | 0 | 0 | 0 | 0 | 0 | 12
NO |  | 68 | 2011 | 10 | 12 | 12 |  | WOODCREEK | TAP | 138 | 138 | (3) STEEL | 0.25 | 0 | 0 | 795 ACSR | 0 | 0 | 0 | 0 | 0 | 0 | 0 | 0 | 0 | 0 | 0 | 0 | 0 | 0 | 0 | 0 | 0 | 0 | 0 | 0 | 0 | 0 | 0 | 12
NO |  | 68 | 2011 | 10 | 13 | 13 |  | KARSTEN | W.A. PARISH PLANT | 138 | 138 | (3) STEEL | 12.45 | 0 | 0 | 2-927 ACAR | 0 | 0 | 0 | 0 | 0 | 0 | 0 | 0 | 0 | 0 | 0 | 0 | 0 | 0 | 0 | 0 | 0 | 0 | 0 | 0 | 0 | 0 | 0 | 12
NO |  | 68 | 2011 | 10 | 14 | 14 |  | ARCOLA | TAP | 138 | 138 | (1) WOOD | 0.05 | 0 | 0 | 795 ACSR | 0 | 0 | 0 | 0 | 0 | 0 | 0 | 0 | 0 | 0 | 0 | 0 | 0 | 0 | 0 | 0 | 0 | 0 | 0 | 0 | 0 | 0 | 0 | 12
NO |  | 68 | 2011 | 10 | 15 | 15 |  | THOMPSONS | TAP | 138 | 138 | (3) STEEL | 0.02 | 0 | 0 | 795 ACSR | 0 | 0 | 0 | 0 | 0 | 0 | 0 | 0 | 0 | 0 | 0 | 0 | 0 | 0 | 0 | 0 | 0 | 0 | 0 | 0 | 0 | 0 | 0 | 12
NO |  | 68 | 2011 | 10 | 16 | 16 |  | ANGLETON | RIWOOD | 138 | 138 | (3) STEEL | 14.63 | 0 | 0 | 927 ACAR | 0 | 0 | 0 | 0 | 0 | 0 | 0 | 0 | 0 | 0 | 0 | 0 | 0 | 0 | 0 | 0 | 0 | 0 | 0 | 0 | 0 | 0 | 0 | 12
NO |  | 68 | 2011 | 10 | 17 | 17 |  | RIWOOD | BIPORT | 138 | 138 | (3) STEEL | 5.12 | 0 | 0 | 927 ACAR | 0 | 0 | 0 | 0 | 0 | 0 | 0 | 0 | 0 | 0 | 0 | 0 | 0 | 0 | 0 | 0 | 0 | 0 | 0 | 0 | 0 | 0 | 0 | 12
NO |  | 68 | 2011 | 10 | 18 | 18 |  | BIPORT | VELASCO | 138 | 138 | (3) STEEL | 2.02 | 0 | 0 | 927 ACAR | 0 | 0 | 0 | 0 | 0 | 0 | 0 | 0 | 0 | 0 | 0 | 0 | 0 | 0 | 0 | 0 | 0 | 0 | 0 | 0 | 0 | 0 | 0 | 12
NO |  | 68 | 2011 | 10 | 19 | 19 |  | VELASCO | DOW345 | 138 | 138 | (3) STEEL | 0.5 | 0 | 0 | 2-2000 AAC | 0 | 0 | 0 | 0 | 0 | 0 | 0 | 0 | 0 | 0 | 0 | 0 | 0 | 0 | 0 | 0 | 0 | 0 | 0 | 0 | 0 | 0 | 0 | 12
NO |  | 68 | 2011 | 10 | 20 | 20 |  | EXXON_ | CEDAR BAYOU PLANT | 138 | 138 | (3) STEEL | 0 | 7.87 | 0 | 2000 AAC | 0 | 0 | 0 | 0 | 0 | 0 | 0 | 0 | 0 | 0 | 0 | 0 | 0 | 0 | 0 | 0 | 0 | 0 | 0 | 0 | 0 | 0 | 0 | 12
NO |  | 68 | 2011 | 10 | 21 | 21 |  | CEDAR BAYOU PLANT | EAGLE_ | 138 | 138 | (3) STEEL | 9.49 | 0 | 0 | 2-927 ACAR | 0 | 0 | 0 | 0 | 0 | 0 | 0 | 0 | 0 | 0 | 0 | 0 | 0 | 0 | 0 | 0 | 0 | 0 | 0 | 0 | 0 | 0 | 0 | 12
NO |  | 68 | 2011 | 10 | 22 | 22 |  | EAGLE_ | WARVUE | 138 | 138 | (3) STEEL | 0.43 | 0 | 0 | 2-927 ACAR | 0 | 0 | 0 | 0 | 0 | 0 | 0 | 0 | 0 | 0 | 0 | 0 | 0 | 0 | 0 | 0 | 0 | 0 | 0 | 0 | 0 | 0 | 0 | 12
NO |  | 68 | 2011 | 10 | 23 | 23 |  | CEDAR BAYOU | TAP | 138 | 138 | (3) STEEL | 0.06 | 0 | 0 | 2-795 AAC | 0 | 0 | 0 | 0 | 0 | 0 | 0 | 0 | 0 | 0 | 0 | 0 | 0 | 0 | 0 | 0 | 0 | 0 | 0 | 0 | 0 | 0 | 0 | 12
NO |  | 68 | 2011 | 10 | 24 | 24 |  | WARVUE | MONT BELVIEU | 138 | 138 | (3) STEEL | 0.38 | 0 | 0 | 795 AAC | 0 | 0 | 0 | 0 | 0 | 0 | 0 | 0 | 0 | 0 | 0 | 0 | 0 | 0 | 0 | 0 | 0 | 0 | 0 | 0 | 0 | 0 | 0 | 12
NO |  | 68 | 2011 | 10 | 25 | 25 |  | BORDEN_ | S.R. BERTRON PLANT | 138 | 138 | (3) STEEL | 5.14 | 0 | 0 | 2-795 AAC | 0 | 0 | 0 | 0 | 0 | 0 | 0 | 0 | 0 | 0 | 0 | 0 | 0 | 0 | 0 | 0 | 0 | 0 | 0 | 0 | 0 | 0 | 0 | 12
NO |  | 68 | 2011 | 10 | 26 | 26 |  | JACINTOPORT | BORDEN_ | 138 | 138 | (3) STEEL | 0.19 | 0 | 0 | 2-795 AAC | 0 | 0 | 0 | 0 | 0 | 0 | 0 | 0 | 0 | 0 | 0 | 0 | 0 | 0 | 0 | 0 | 0 | 0 | 0 | 0 | 0 | 0 | 0 | 12
NO |  | 68 | 2011 | 10 | 27 | 27 |  | CHANNELVIEW | JACINTOPORT | 138 | 138 | (3) STEEL | 0 | 3.09 | 0 | 2-795 AAC | 0 | 0 | 0 | 0 | 0 | 0 | 0 | 0 | 0 | 0 | 0 | 0 | 0 | 0 | 0 | 0 | 0 | 0 | 0 | 0 | 0 | 0 | 0 | 12
NO |  | 68 | 2011 | 10 | 28 | 28 |  | HADEN_ | CHANNELVIEW | 138 | 138 | (3) STEEL | 3.59 | 0 | 0 | 2-795 AAC | 0 | 0 | 0 | 0 | 0 | 0 | 0 | 0 | 0 | 0 | 0 | 0 | 0 | 0 | 0 | 0 | 0 | 0 | 0 | 0 | 0 | 0 | 0 | 12
NO |  | 68 | 2011 | 10 | 29 | 29 |  | HADEN_ | PORT_ | 138 | 138 | (3) STEEL | 1.09 | 0 | 0 | 2-795 AAC | 0 | 0 | 0 | 0 | 0 | 0 | 0 | 0 | 0 | 0 | 0 | 0 | 0 | 0 | 0 | 0 | 0 | 0 | 0 | 0 | 0 | 0 | 0 | 12
NO |  | 68 | 2011 | 10 | 30 | 30 |  | INDUSTRIAL | TAP | 138 | 138 | (3) STEEL | 0.05 | 0 | 0 | 2000 AAC | 0 | 0 | 0 | 0 | 0 | 0 | 0 | 0 | 0 | 0 | 0 | 0 | 0 | 0 | 0 | 0 | 0 | 0 | 0 | 0 | 0 | 0 | 0 | 12
NO |  | 68 | 2011 | 10 | 31 | 31 |  | PORT_ | TAYLOR | 138 | 138 | (1) STEEL | 0.56 | 0 | 0 | 2000 AAC | 0 | 0 | 0 | 0 | 0 | 0 | 0 | 0 | 0 | 0 | 0 | 0 | 0 | 0 | 0 | 0 | 0 | 0 | 0 | 0 | 0 | 0 | 0 | 12
NO |  | 68 | 2011 | 10 | 32 | 32 |  | TAYLOR | WASHBURN | 138 | 138 | (3) STEEL | 1.51 | 0 | 0 | 2000 AAC | 0 | 0 | 0 | 0 | 0 | 0 | 0 | 0 | 0 | 0 | 0 | 0 | 0 | 0 | 0 | 0 | 0 | 0 | 0 | 0 | 0 | 0 | 0 | 12
NO |  | 68 | 2011 | 10 | 33 | 33 |  | WASHBURN | PHILLIP CHEMICAL | 138 | 138 | (3) STEEL | 7.68 | 0 | 0 | 2-795 ACSR | 0 | 0 | 0 | 0 | 0 | 0 | 0 | 0 | 0 | 0 | 0 | 0 | 0 | 0 | 0 | 0 | 0 | 0 | 0 | 0 | 0 | 0 | 0 | 12
NO |  | 68 | 2011 | 10 | 34 | 34 |  | MORGANS POINT | SOUTH_ | 138 | 138 | (3) STEEL | 13.16 | 0 | 0 | 2-795ACSR | 0 | 0 | 0 | 0 | 0 | 0 | 0 | 0 | 0 | 0 | 0 | 0 | 0 | 0 | 0 | 0 | 0 | 0 | 0 | 0 | 0 | 0 | 0 | 12
NO |  | 68 | 2011 | 10 | 35 | 35 |  | DUNCAN | TAP | 138 | 138 | (1) STEEL | 0 | 0.18 | 0 | 2-959ACSS | 0 | 0 | 0 | 0 | 0 | 0 | 0 | 0 | 0 | 0 | 0 | 0 | 0 | 0 | 0 | 0 | 0 | 0 | 0 | 0 | 0 | 0 | 0 | 12
NO |  | 68 | 2011 | 11 | 1 | 1 |  | DUNCAN | TAP | 138 | 138 | (1) STEEL | 0.18 | 0 | 0 | 2-959ACSS | 0 | 0 | 0 | 0 | 0 | 0 | 0 | 0 | 0 | 0 | 0 | 0 | 0 | 0 | 0 | 0 | 0 | 0 | 0 | 0 | 0 | 0 | 0 | 12
NO |  | 68 | 2011 | 11 | 2 | 2 |  | ALTA LOMA | TAP | 138 | 138 | (1) CONCRETE | 0.05 | 0 | 0 | 2-397ACSR | 0 | 0 | 0 | 0 | 0 | 0 | 0 | 0 | 0 | 0 | 0 | 0 | 0 | 0 | 0 | 0 | 0 | 0 | 0 | 0 | 0 | 0 | 0 | 12
NO |  | 68 | 2011 | 11 | 3 | 3 |  | ALTA LOMA | TAP | 138 | 138 | (1) WOOD | 0.05 | 0 | 0 | 2-397ACSR | 0 | 0 | 0 | 0 | 0 | 0 | 0 | 0 | 0 | 0 | 0 | 0 | 0 | 0 | 0 | 0 | 0 | 0 | 0 | 0 | 0 | 0 | 0 | 12
NO |  | 68 | 2011 | 11 | 4 | 4 |  | CARDIFF | TAP | 138 | 138 | (3) STEEL | 0 | 0.2 | 0 | 795 ACSR | 0 | 0 | 0 | 0 | 0 | 0 | 0 | 0 | 0 | 0 | 0 | 0 | 0 | 0 | 0 | 0 | 0 | 0 | 0 | 0 | 0 | 0 | 0 | 12
NO |  | 68 | 2011 | 11 | 5 | 5 |  | CEDAR BAYOU PLANT | QUANUM | 138 | 138 | (3) STEEL | 11.35 | 0 | 0 | 2000 AAC | 0 | 0 | 0 | 0 | 0 | 0 | 0 | 0 | 0 | 0 | 0 | 0 | 0 | 0 | 0 | 0 | 0 | 0 | 0 | 0 | 0 | 0 | 0 | 12
NO |  | 68 | 2011 | 11 | 6 | 6 |  | QUANUM | AIRPRO | 138 | 138 | (3) STEEL | 0 | 2.33 | 0 | 2000 AAC | 0 | 0 | 0 | 0 | 0 | 0 | 0 | 0 | 0 | 0 | 0 | 0 | 0 | 0 | 0 | 0 | 0 | 0 | 0 | 0 | 0 | 0 | 0 | 12
NO |  | 68 | 2011 | 11 | 7 | 7 |  | AIRPRO | SHELL_ | 138 | 138 | (3) STEEL | 4.64 | 0 | 0 | 2-795 AAC | 0 | 0 | 0 | 0 | 0 | 0 | 0 | 0 | 0 | 0 | 0 | 0 | 0 | 0 | 0 | 0 | 0 | 0 | 0 | 0 | 0 | 0 | 0 | 12
NO |  | 68 | 2011 | 11 | 8 | 8 |  | SHELL_ | SOUTH CHANNEL | 138 | 138 | (2) WOOD | 2.72 | 0 | 0 | 2-795 AAC | 0 | 0 | 0 | 0 | 0 | 0 | 0 | 0 | 0 | 0 | 0 | 0 | 0 | 0 | 0 | 0 | 0 | 0 | 0 | 0 | 0 | 0 | 0 | 12
NO |  | 68 | 2011 | 11 | 9 | 9 |  | CEDAR BAYOU PLANT | CHEVRON | 138 | 138 | (3) STEEL | 1.53 | 6.72 | 0 | 2-795 AAC | 0 | 0 | 0 | 0 | 0 | 0 | 0 | 0 | 0 | 0 | 0 | 0 | 0 | 0 | 0 | 0 | 0 | 0 | 0 | 0 | 0 | 0 | 0 | 12
NO |  | 68 | 2011 | 11 | 10 | 10 |  | CHEVRON | MONT BELVIEU | 138 | 138 | (3) STEEL | 0.14 | 2.79 | 0 | 2-795 ACSR | 0 | 0 | 0 | 0 | 0 | 0 | 0 | 0 | 0 | 0 | 0 | 0 | 0 | 0 | 0 | 0 | 0 | 0 | 0 | 0 | 0 | 0 | 0 | 12
NO |  | 68 | 2011 | 11 | 11 | 11 |  | CITIES | MONT BELVIEU | 138 | 138 | (3) STEEL | 3.76 | 0 | 0 | 2-795 ACSR | 0 | 0 | 0 | 0 | 0 | 0 | 0 | 0 | 0 | 0 | 0 | 0 | 0 | 0 | 0 | 0 | 0 | 0 | 0 | 0 | 0 | 0 | 0 | 12
NO |  | 68 | 2011 | 11 | 12 | 12 |  | ENPROD | CITIES | 138 | 138 | (3) STEEL | 1.32 | 0 | 0 | 2-795 ACAR | 0 | 0 | 0 | 0 | 0 | 0 | 0 | 0 | 0 | 0 | 0 | 0 | 0 | 0 | 0 | 0 | 0 | 0 | 0 | 0 | 0 | 0 | 0 | 12
NO |  | 68 | 2011 | 11 | 13 | 13 |  | HACHER | ENPROD | 138 | 138 | (3) STEEL | 1.33 | 0 | 0 | 795 ACSR | 0 | 0 | 0 | 0 | 0 | 0 | 0 | 0 | 0 | 0 | 0 | 0 | 0 | 0 | 0 | 0 | 0 | 0 | 0 | 0 | 0 | 0 | 0 | 12
NO |  | 68 | 2011 | 11 | 14 | 14 |  | CROSBY | HACHER | 138 | 138 | (3) STEEL | 8.56 | 2.37 | 0 | 795 ACSR | 0 | 0 | 0 | 0 | 0 | 0 | 0 | 0 | 0 | 0 | 0 | 0 | 0 | 0 | 0 | 0 | 0 | 0 | 0 | 0 | 0 | 0 | 0 | 12
NO |  | 68 | 2011 | 11 | 15 | 15 |  | CROSBY | NEWPORT | 138 | 138 | (3) STEEL | 9.31 | 0 | 0 | 795 AAC | 0 | 0 | 0 | 0 | 0 | 0 | 0 | 0 | 0 | 0 | 0 | 0 | 0 | 0 | 0 | 0 | 0 | 0 | 0 | 0 | 0 | 0 | 0 | 12
NO |  | 68 | 2011 | 11 | 16 | 16 |  | NEWPORT | ALDINE | 138 | 138 | (3) STEEL | 21.01 | 0 | 0 | 795 ACSR | 0 | 0 | 0 | 0 | 0 | 0 | 0 | 0 | 0 | 0 | 0 | 0 | 0 | 0 | 0 | 0 | 0 | 0 | 0 | 0 | 0 | 0 | 0 | 12
NO |  | 68 | 2011 | 11 | 17 | 17 |  | SCENIC WOODS | LOCKWOOD | 138 | 138 | (3) STEEL | 3.7 | 0 | 0 | 1-795 AAC | 0 | 0 | 0 | 0 | 0 | 0 | 0 | 0 | 0 | 0 | 0 | 0 | 0 | 0 | 0 | 0 | 0 | 0 | 0 | 0 | 0 | 0 | 0 | 12
NO |  | 68 | 2011 | 11 | 18 | 18 |  | LOCKWOOD | TAP | 138 | 138 | (3) STEEL | 0.16 | 0 | 0 | 795 AAC | 0 | 0 | 0 | 0 | 0 | 0 | 0 | 0 | 0 | 0 | 0 | 0 | 0 | 0 | 0 | 0 | 0 | 0 | 0 | 0 | 0 | 0 | 0 | 12
NO |  | 68 | 2011 | 11 | 19 | 19 |  | GREENS ROAD | TAP | 138 | 138 | (3)STEEL | 0.76 | 0 | 0 | 795 AAC | 0 | 0 | 0 | 0 | 0 | 0 | 0 | 0 | 0 | 0 | 0 | 0 | 0 | 0 | 0 | 0 | 0 | 0 | 0 | 0 | 0 | 0 | 0 | 12
NO |  | 68 | 2011 | 11 | 20 | 20 |  | ALDINE | HARDY | 138 | 138 | (3) STEEL | 6 | 0 | 0 | 2000 AAC | 0 | 0 | 0 | 0 | 0 | 0 | 0 | 0 | 0 | 0 | 0 | 0 | 0 | 0 | 0 | 0 | 0 | 0 | 0 | 0 | 0 | 0 | 0 | 12
NO |  | 68 | 2011 | 11 | 21 | 21 |  | RITTENHOUSE | TAP | 138 | 138 | (1) WOOD | 1.02 | 0 | 0 | 2-927 ACAR | 0 | 0 | 0 | 0 | 0 | 0 | 0 | 0 | 0 | 0 | 0 | 0 | 0 | 0 | 0 | 0 | 0 | 0 | 0 | 0 | 0 | 0 | 0 | 12
NO |  | 68 | 2011 | 11 | 22 | 22 |  | S.R. BERTRON PLANT | ARITEK | 138 | 138 | (3) STEEL | 1.89 | 0 | 0 | 2-927 ACAR | 0 | 0 | 0 | 0 | 0 | 0 | 0 | 0 | 0 | 0 | 0 | 0 | 0 | 0 | 0 | 0 | 0 | 0 | 0 | 0 | 0 | 0 | 0 | 12
NO |  | 68 | 2011 | 11 | 23 | 23 |  | ARITEK | CHORIN | 138 | 138 | (3) STEEL | 2.97 | 0 | 0 | 2-795 ACSR | 0 | 0 | 0 | 0 | 0 | 0 | 0 | 0 | 0 | 0 | 0 | 0 | 0 | 0 | 0 | 0 | 0 | 0 | 0 | 0 | 0 | 0 | 0 | 12
NO |  | 68 | 2011 | 11 | 24 | 24 |  | CHORIN | STRANG_ | 138 | 138 | (3) STEEL | 0.25 | 0 | 0 | 2-795 ACSR | 0 | 0 | 0 | 0 | 0 | 0 | 0 | 0 | 0 | 0 | 0 | 0 | 0 | 0 | 0 | 0 | 0 | 0 | 0 | 0 | 0 | 0 | 0 | 12
NO |  | 68 | 2011 | 11 | 25 | 25 |  | STRANG_ | CEDAR BAYOU PLANT | 138 | 138 | (3) STEEL | 9.52 | 0 | 0 | 2-795 ACSR | 0 | 0 | 0 | 0 | 0 | 0 | 0 | 0 | 0 | 0 | 0 | 0 | 0 | 0 | 0 | 0 | 0 | 0 | 0 | 0 | 0 | 0 | 0 | 12
NO |  | 68 | 2011 | 11 | 26 | 26 |  | BAYTOWN | CEDAR BAYOU PLANT | 138 | 138 | (3) STEEL | 10.89 | 0 | 0 | 2-795 ACSR | 0 | 0 | 0 | 0 | 0 | 0 | 0 | 0 | 0 | 0 | 0 | 0 | 0 | 0 | 0 | 0 | 0 | 0 | 0 | 0 | 0 | 0 | 0 | 12
NO |  | 68 | 2011 | 11 | 27 | 27 |  | S.R. BERTRON PLANT | ROHMAS | 138 | 138 | (3) STEEL | 2.87 | 0 | 0 | 2000 AAC | 0 | 0 | 0 | 0 | 0 | 0 | 0 | 0 | 0 | 0 | 0 | 0 | 0 | 0 | 0 | 0 | 0 | 0 | 0 | 0 | 0 | 0 | 0 | 12
NO |  | 68 | 2011 | 11 | 28 | 28 |  | ROHMAS | PAIR_ | 138 | 138 | (3) STEEL | 0.38 | 0 | 0 | 2000 AAC | 0 | 0 | 0 | 0 | 0 | 0 | 0 | 0 | 0 | 0 | 0 | 0 | 0 | 0 | 0 | 0 | 0 | 0 | 0 | 0 | 0 | 0 | 0 | 12
NO |  | 68 | 2011 | 11 | 29 | 29 |  | PAIR_ | ESBELT | 138 | 138 | (3) STEEL | 3.15 | 0 | 0 | 2000 AAC | 0 | 0 | 0 | 0 | 0 | 0 | 0 | 0 | 0 | 0 | 0 | 0 | 0 | 0 | 0 | 0 | 0 | 0 | 0 | 0 | 0 | 0 | 0 | 12
NO |  | 68 | 2011 | 11 | 30 | 30 |  | ESBELT | SOUTH CHANNEL | 138 | 138 | (3) STEEL | 1.13 | 0 | 0 | 2000 AAC | 0 | 0 | 0 | 0 | 0 | 0 | 0 | 0 | 0 | 0 | 0 | 0 | 0 | 0 | 0 | 0 | 0 | 0 | 0 | 0 | 0 | 0 | 0 | 12
NO |  | 68 | 2011 | 11 | 31 | 31 |  | H.O. CLARK PLANT | GARROTT | 138 | 138 | (3) STEEL | 9.62 | 0 | 0 | 2-795 AAC | 0 | 0 | 0 | 0 | 0 | 0 | 0 | 0 | 0 | 0 | 0 | 0 | 0 | 0 | 0 | 0 | 0 | 0 | 0 | 0 | 0 | 0 | 0 | 12
NO |  | 68 | 2011 | 11 | 32 | 32 |  | GARROTT | POLK | 138 | 138 | (4) UNDER | 2.37 | 0 | 0 | 795 AAC | 0 | 0 | 0 | 0 | 0 | 0 | 0 | 0 | 0 | 0 | 0 | 0 | 0 | 0 | 0 | 0 | 0 | 0 | 0 | 0 | 0 | 0 | 0 | 12
NO |  | 68 | 2011 | 11 | 33 | 33 |  | NORTH BELT | SCENIC WOODS | 138 | 138 | (3) STEEL | 9.01 | 0 | 0 | 2500 CU | 0 | 0 | 0 | 0 | 0 | 0 | 0 | 0 | 0 | 0 | 0 | 0 | 0 | 0 | 0 | 0 | 0 | 0 | 0 | 0 | 0 | 0 | 0 | 12
NO |  | 68 | 2011 | 11 | 34 | 34 |  | GREENS ROAD | TAP | 138 | 138 | (3) STEEL | 0 | 0.76 | 0 | 795 ACSR | 0 | 0 | 0 | 0 | 0 | 0 | 0 | 0 | 0 | 0 | 0 | 0 | 0 | 0 | 0 | 0 | 0 | 0 | 0 | 0 | 0 | 0 | 0 | 12
NO |  | 68 | 2011 | 11 | 35 | 35 |  | LOCKWOOD | TAP | 138 | 138 | (3) STEEL | 0.05 | 0 | 0 | 795 ACSR | 0 | 0 | 0 | 0 | 0 | 0 | 0 | 0 | 0 | 0 | 0 | 0 | 0 | 0 | 0 | 0 | 0 | 0 | 0 | 0 | 0 | 0 | 0 | 12
NO |  | 68 | 2011 | 12 | 1 | 1 |  | LAUDER | TAP | 138 | 138 | (1) WOOD | 2.31 | 0 | 0 | 795 AAC | 0 | 0 | 0 | 0 | 0 | 0 | 0 | 0 | 0 | 0 | 0 | 0 | 0 | 0 | 0 | 0 | 0 | 0 | 0 | 0 | 0 | 0 | 0 | 12
NO |  | 68 | 2011 | 12 | 2 | 2 |  | COUGAR | P.H. ROBINSON PLANT | 138 | 138 | (3) STEEL | 14 | 19.71 | 0 | 2-795 AAC | 0 | 0 | 0 | 0 | 0 | 0 | 0 | 0 | 0 | 0 | 0 | 0 | 0 | 0 | 0 | 0 | 0 | 0 | 0 | 0 | 0 | 0 | 0 | 12
NO |  | 68 | 2011 | 12 | 3 | 3 |  | EL DORADO | TAP | 138 | 138 | (3) STEEL | 0 | 0.71 | 0 | 927ACAR | 0 | 0 | 0 | 0 | 0 | 0 | 0 | 0 | 0 | 0 | 0 | 0 | 0 | 0 | 0 | 0 | 0 | 0 | 0 | 0 | 0 | 0 | 0 | 12
NO |  | 68 | 2011 | 12 | 4 | 4 |  | HALL | TAP | 138 | 138 | (3) STEEL | 0 | 1.01 | 0 | 795 AAC | 0 | 0 | 0 | 0 | 0 | 0 | 0 | 0 | 0 | 0 | 0 | 0 | 0 | 0 | 0 | 0 | 0 | 0 | 0 | 0 | 0 | 0 | 0 | 12
NO |  | 68 | 2011 | 12 | 5 | 5 |  | MARY'S CREEK | TAP | 138 | 138 | (3) STEEL | 3.09 | 0 | 0 | 795 ACSR | 0 | 0 | 0 | 0 | 0 | 0 | 0 | 0 | 0 | 0 | 0 | 0 | 0 | 0 | 0 | 0 | 0 | 0 | 0 | 0 | 0 | 0 | 0 | 12
NO |  | 68 | 2011 | 12 | 6 | 6 |  | TELEPHONE | TAP | 138 | 138 | (3) STEEL | 0.01 | 0 | 0 | 795 AAC | 0 | 0 | 0 | 0 | 0 | 0 | 0 | 0 | 0 | 0 | 0 | 0 | 0 | 0 | 0 | 0 | 0 | 0 | 0 | 0 | 0 | 0 | 0 | 12
NO |  | 68 | 2011 | 12 | 7 | 7 |  | PEARLAND | TAP | 138 | 138 | (3) STEEL | 0 | 2.72 | 0 | 795 AAC | 0 | 0 | 0 | 0 | 0 | 0 | 0 | 0 | 0 | 0 | 0 | 0 | 0 | 0 | 0 | 0 | 0 | 0 | 0 | 0 | 0 | 0 | 0 | 12
NO |  | 68 | 2011 | 12 | 8 | 8 |  | GULFGATE | TAP | 138 | 138 | (1) WOOD | 1.87 | 0 | 0 | 2-927 ACAR | 0 | 0 | 0 | 0 | 0 | 0 | 0 | 0 | 0 | 0 | 0 | 0 | 0 | 0 | 0 | 0 | 0 | 0 | 0 | 0 | 0 | 0 | 0 | 12
NO |  | 68 | 2011 | 12 | 9 | 9 |  | EASTSIDE | UNIVERSITY | 138 | 138 | (3) STEEL | 2.94 | 0 | 0 | 2000 AAC | 0 | 0 | 0 | 0 | 0 | 0 | 0 | 0 | 0 | 0 | 0 | 0 | 0 | 0 | 0 | 0 | 0 | 0 | 0 | 0 | 0 | 0 | 0 | 12
NO |  | 68 | 2011 | 12 | 10 | 10 |  | EASTSIDE | POLK | 138 | 138 | (4) UNDER | 0 | 0.65 | 0 | 2500 CU | 0 | 0 | 0 | 0 | 0 | 0 | 0 | 0 | 0 | 0 | 0 | 0 | 0 | 0 | 0 | 0 | 0 | 0 | 0 | 0 | 0 | 0 | 0 | 12
NO |  | 68 | 2011 | 12 | 11 | 11 |  | DOWNTOWN | POLK | 138 | 138 | (4) UNDER | 0 | 1.01 | 0 | 2000 AAC | 0 | 0 | 0 | 0 | 0 | 0 | 0 | 0 | 0 | 0 | 0 | 0 | 0 | 0 | 0 | 0 | 0 | 0 | 0 | 0 | 0 | 0 | 0 | 12
NO |  | 68 | 2011 | 12 | 12 | 12 |  | DOWNTOWN | CROCKETT | 138 | 138 | (1) WOOD | 1.79 | 0 | 0 | 2000 AAC | 0 | 0 | 0 | 0 | 0 | 0 | 0 | 0 | 0 | 0 | 0 | 0 | 0 | 0 | 0 | 0 | 0 | 0 | 0 | 0 | 0 | 0 | 0 | 12
NO |  | 68 | 2011 | 12 | 13 | 13 |  | CROCKETT | NORTHSIDE | 138 | 138 | (1) WOOD | 2.57 | 0 | 0 | 2-795 AAC | 0 | 0 | 0 | 0 | 0 | 0 | 0 | 0 | 0 | 0 | 0 | 0 | 0 | 0 | 0 | 0 | 0 | 0 | 0 | 0 | 0 | 0 | 0 | 12
NO |  | 68 | 2011 | 12 | 14 | 14 |  | NORTHSIDE | HARDY | 138 | 138 | (3) STEEL | 2.6 | 0 | 0 | 795 AAC | 0 | 0 | 0 | 0 | 0 | 0 | 0 | 0 | 0 | 0 | 0 | 0 | 0 | 0 | 0 | 0 | 0 | 0 | 0 | 0 | 0 | 0 | 0 | 12
NO |  | 68 | 2011 | 12 | 15 | 15 |  | GARDEN VILLAS | P.H. ROBINSON PLANT | 138 | 138 | (3) STEEL | 8.63 | 23.26 | 0 | 927 ACAR | 0 | 0 | 0 | 0 | 0 | 0 | 0 | 0 | 0 | 0 | 0 | 0 | 0 | 0 | 0 | 0 | 0 | 0 | 0 | 0 | 0 | 0 | 0 | 12
NO |  | 68 | 2011 | 12 | 16 | 16 |  | WEBSTER | TAP | 138 | 138 | (1) WOOD | 0.06 | 0 | 0 | 795 AAC | 0 | 0 | 0 | 0 | 0 | 0 | 0 | 0 | 0 | 0 | 0 | 0 | 0 | 0 | 0 | 0 | 0 | 0 | 0 | 0 | 0 | 0 | 0 | 12
NO |  | 68 | 2011 | 12 | 17 | 17 |  | EL DORADO | TAP | 138 | 138 | (3) STEEL | 0.71 | 0 | 0 | 795 AAC | 0 | 0 | 0 | 0 | 0 | 0 | 0 | 0 | 0 | 0 | 0 | 0 | 0 | 0 | 0 | 0 | 0 | 0 | 0 | 0 | 0 | 0 | 0 | 12
NO |  | 68 | 2011 | 12 | 18 | 18 |  | SOUTH HOUSTON | TAP | 138 | 138 | (3) STEEL | 0.03 | 0 | 0 | 795 AAC | 0 | 0 | 0 | 0 | 0 | 0 | 0 | 0 | 0 | 0 | 0 | 0 | 0 | 0 | 0 | 0 | 0 | 0 | 0 | 0 | 0 | 0 | 0 | 12
NO |  | 68 | 2011 | 12 | 19 | 19 |  | SPENCER | TAP | 138 | 138 | (3) STEEL | 4.64 | 2.3 | 0 | 795 AAC | 0 | 0 | 0 | 0 | 0 | 0 | 0 | 0 | 0 | 0 | 0 | 0 | 0 | 0 | 0 | 0 | 0 | 0 | 0 | 0 | 0 | 0 | 0 | 12
NO |  | 68 | 2011 | 12 | 20 | 20 |  | KEMAH | TAP | 138 | 138 | (3) STEEL | 0.03 | 0 | 0 | 2-397 ACSR | 0 | 0 | 0 | 0 | 0 | 0 | 0 | 0 | 0 | 0 | 0 | 0 | 0 | 0 | 0 | 0 | 0 | 0 | 0 | 0 | 0 | 0 | 0 | 12
NO |  | 68 | 2011 | 12 | 21 | 21 |  | P.H. ROBINSON PLANT | WEBSTER PLANT | 138 | 138 | (3) STEEL | 6.78 | 5.15 | 0 | 2-959 ACSS | 0 | 0 | 0 | 0 | 0 | 0 | 0 | 0 | 0 | 0 | 0 | 0 | 0 | 0 | 0 | 0 | 0 | 0 | 0 | 0 | 0 | 0 | 0 | 12
NO |  | 68 | 2011 | 12 | 22 | 22 |  | WEBSTER | TAP | 138 | 138 | (1) WOOD | 0.08 | 0 | 0 | 795 AAC | 0 | 0 | 0 | 0 | 0 | 0 | 0 | 0 | 0 | 0 | 0 | 0 | 0 | 0 | 0 | 0 | 0 | 0 | 0 | 0 | 0 | 0 | 0 | 12
NO |  | 68 | 2011 | 12 | 23 | 23 |  | P.H. ROBINSON PLANT | HITCHCOCK | 138 | 138 | (3) STEEL | 22.32 | 6.36 | 0 | 2-795 AAC | 0 | 0 | 0 | 0 | 0 | 0 | 0 | 0 | 0 | 0 | 0 | 0 | 0 | 0 | 0 | 0 | 0 | 0 | 0 | 0 | 0 | 0 | 0 | 12
NO |  | 68 | 2011 | 12 | 24 | 24 |  | WEST GALVESTON | HITCHCOCK | 138 | 138 | (3) STEEL | 5.1 | 10.67 | 0 | 2-795 AAC | 0 | 0 | 0 | 0 | 0 | 0 | 0 | 0 | 0 | 0 | 0 | 0 | 0 | 0 | 0 | 0 | 0 | 0 | 0 | 0 | 0 | 0 | 0 | 12
NO |  | 68 | 2011 | 12 | 25 | 25 |  | CELNEC | BAYWAY | 138 | 138 | (3) STEEL | 1.84 | 0 | 0 | 2-795 AAC | 0 | 0 | 0 | 0 | 0 | 0 | 0 | 0 | 0 | 0 | 0 | 0 | 0 | 0 | 0 | 0 | 0 | 0 | 0 | 0 | 0 | 0 | 0 | 12
NO |  | 68 | 2011 | 12 | 26 | 26 |  | BAYWAY | CAPTOL | 138 | 138 | (3) STEEL | 0 | 5.37 | 0 | 2-795 AAC | 0 | 0 | 0 | 0 | 0 | 0 | 0 | 0 | 0 | 0 | 0 | 0 | 0 | 0 | 0 | 0 | 0 | 0 | 0 | 0 | 0 | 0 | 0 | 12
NO |  | 68 | 2011 | 12 | 27 | 27 |  | CAPTOL | HIMONT | 138 | 138 | (3) STEEL | 0.59 | 0.81 | 0 | 2-795 AAC | 0 | 0 | 0 | 0 | 0 | 0 | 0 | 0 | 0 | 0 | 0 | 0 | 0 | 0 | 0 | 0 | 0 | 0 | 0 | 0 | 0 | 0 | 0 | 12
NO |  | 68 | 2011 | 12 | 28 | 28 |  | LUZBAY | BYPARK | 138 | 138 | (3) STEEL | 0.85 | 0 | 0 | 2-795AAC | 0 | 0 | 0 | 0 | 0 | 0 | 0 | 0 | 0 | 0 | 0 | 0 | 0 | 0 | 0 | 0 | 0 | 0 | 0 | 0 | 0 | 0 | 0 | 12
NO |  | 68 | 2011 | 12 | 29 | 29 |  | LUBRIZOL - BAYPORT | EL PASO POLYOLEFINS | 138 | 138 | (3) STEEL | 3.55 | 0 | 0 | 2-927 ACAR | 0 | 0 | 0 | 0 | 0 | 0 | 0 | 0 | 0 | 0 | 0 | 0 | 0 | 0 | 0 | 0 | 0 | 0 | 0 | 0 | 0 | 0 | 0 | 12
NO |  | 68 | 2011 | 12 | 30 | 30 |  | FAIRMONT | BYPARK | 138 | 138 | (3) STEEL | 0 | 5.37 | 0 | 2-795ACSR | 0 | 0 | 0 | 0 | 0 | 0 | 0 | 0 | 0 | 0 | 0 | 0 | 0 | 0 | 0 | 0 | 0 | 0 | 0 | 0 | 0 | 0 | 0 | 12
NO |  | 68 | 2011 | 12 | 31 | 31 |  | CROWN_ | GALENA PARK | 138 | 138 | (3) STEEL | 4.29 | 0 | 0 | 795 AAC | 0 | 0 | 0 | 0 | 0 | 0 | 0 | 0 | 0 | 0 | 0 | 0 | 0 | 0 | 0 | 0 | 0 | 0 | 0 | 0 | 0 | 0 | 0 | 12
NO |  | 68 | 2011 | 12 | 32 | 32 |  | GALENA PARK | CITFIL | 138 | 138 | (3) STEEL | 1.55 | 0 | 0 | 2000 AAC | 0 | 0 | 0 | 0 | 0 | 0 | 0 | 0 | 0 | 0 | 0 | 0 | 0 | 0 | 0 | 0 | 0 | 0 | 0 | 0 | 0 | 0 | 0 | 12
NO |  | 68 | 2011 | 12 | 33 | 33 |  | GALENA PARK | TAP | 138 | 138 | (1) WOOD | 0.14 | 0 | 0 | 2-397 ACSR | 0 | 0 | 0 | 0 | 0 | 0 | 0 | 0 | 0 | 0 | 0 | 0 | 0 | 0 | 0 | 0 | 0 | 0 | 0 | 0 | 0 | 0 | 0 | 12
NO |  | 68 | 2011 | 12 | 34 | 34 |  | NORMANDY | TAP | 138 | 138 | (3) STEEL | 1.87 | 0 | 0 | 795 AAC | 0 | 0 | 0 | 0 | 0 | 0 | 0 | 0 | 0 | 0 | 0 | 0 | 0 | 0 | 0 | 0 | 0 | 0 | 0 | 0 | 0 | 0 | 0 | 12
NO |  | 68 | 2011 | 12 | 35 | 35 |  | GREENS BAYOU PLANT | HUMBLE | 138 | 138 | (3) STEEL | 7.92 | 6.61 | 0 | 2-795 ACSR | 0 | 0 | 0 | 0 | 0 | 0 | 0 | 0 | 0 | 0 | 0 | 0 | 0 | 0 | 0 | 0 | 0 | 0 | 0 | 0 | 0 | 0 | 0 | 12
NO |  | 68 | 2011 | 13 | 1 | 1 |  | PARKWAY | TAP | 138 | 138 | (3) STEEL | 0.02 | 0 | 0 | 2-795 ACSR | 0 | 0 | 0 | 0 | 0 | 0 | 0 | 0 | 0 | 0 | 0 | 0 | 0 | 0 | 0 | 0 | 0 | 0 | 0 | 0 | 0 | 0 | 0 | 12
NO |  | 68 | 2011 | 13 | 2 | 2 |  | CHAMON | HUMBLE | 138 | 138 | (3) STEEL | 18.9 | 0 | 0 | 2-795 ACSR | 0 | 0 | 0 | 0 | 0 | 0 | 0 | 0 | 0 | 0 | 0 | 0 | 0 | 0 | 0 | 0 | 0 | 0 | 0 | 0 | 0 | 0 | 0 | 12
NO |  | 68 | 2011 | 13 | 3 | 3 |  | CHAMON | PSARCO | 138 | 138 | (3) STEEL | 5.99 | 1.08 | 0 | 795 ACSR | 0 | 0 | 0 | 0 | 0 | 0 | 0 | 0 | 0 | 0 | 0 | 0 | 0 | 0 | 0 | 0 | 0 | 0 | 0 | 0 | 0 | 0 | 0 | 12
NO |  | 68 | 2011 | 13 | 4 | 4 |  | METALS | TAP | 138 | 138 | (1) WOOD | 2.05 | 0 | 0 | 795 ACSR | 0 | 0 | 0 | 0 | 0 | 0 | 0 | 0 | 0 | 0 | 0 | 0 | 0 | 0 | 0 | 0 | 0 | 0 | 0 | 0 | 0 | 0 | 0 | 12
NO |  | 68 | 2011 | 13 | 5 | 5 |  | T.H. WHARTON PLANT | NORTH BELT | 138 | 138 | (3) STEEL | 9.78 | 0 | 0 | 2-795 ACSR | 0 | 0 | 0 | 0 | 0 | 0 | 0 | 0 | 0 | 0 | 0 | 0 | 0 | 0 | 0 | 0 | 0 | 0 | 0 | 0 | 0 | 0 | 0 | 12
NO |  | 68 | 2011 | 13 | 6 | 6 |  | GEARS | TAP | 138 | 138 | (3) STEEL | 0 | 1.88 | 0 | 795 AAC | 0 | 0 | 0 | 0 | 0 | 0 | 0 | 0 | 0 | 0 | 0 | 0 | 0 | 0 | 0 | 0 | 0 | 0 | 0 | 0 | 0 | 0 | 0 | 12
NO |  | 68 | 2011 | 13 | 7 | 7 |  | HIDDEN VALLEY | TAP | 138 | 138 | (3) STEEL | 2.58 | 0 | 0 | 795 AAC | 0 | 0 | 0 | 0 | 0 | 0 | 0 | 0 | 0 | 0 | 0 | 0 | 0 | 0 | 0 | 0 | 0 | 0 | 0 | 0 | 0 | 0 | 0 | 12
NO |  | 68 | 2011 | 13 | 8 | 8 |  | BERRY | NORTH BELT | 138 | 138 | (3) STEEL | 7.05 | 0 | 0 | 795 AAC | 0 | 0 | 0 | 0 | 0 | 0 | 0 | 0 | 0 | 0 | 0 | 0 | 0 | 0 | 0 | 0 | 0 | 0 | 0 | 0 | 0 | 0 | 0 | 12
NO |  | 68 | 2011 | 13 | 9 | 9 |  | LAUDER | TAP | 138 | 138 | (1) WOOD | 3.01 | 0 | 0 | 2-795 AAC | 0 | 0 | 0 | 0 | 0 | 0 | 0 | 0 | 0 | 0 | 0 | 0 | 0 | 0 | 0 | 0 | 0 | 0 | 0 | 0 | 0 | 0 | 0 | 12
NO |  | 68 | 2011 | 13 | 10 | 10 |  | RITTENHOUSE | TAP | 138 | 138 | (1) WOOD | 1 | 0 | 0 | 2000 AAC | 0 | 0 | 0 | 0 | 0 | 0 | 0 | 0 | 0 | 0 | 0 | 0 | 0 | 0 | 0 | 0 | 0 | 0 | 0 | 0 | 0 | 0 | 0 | 12
NO |  | 68 | 2011 | 13 | 11 | 11 |  | HARDY | BERRY | 138 | 138 | (3) STEEL | 1.73 | 0 | 0 | 2000 AAC | 0 | 0 | 0 | 0 | 0 | 0 | 0 | 0 | 0 | 0 | 0 | 0 | 0 | 0 | 0 | 0 | 0 | 0 | 0 | 0 | 0 | 0 | 0 | 12
NO |  | 68 | 2011 | 13 | 12 | 12 |  | BERTWOOD | HARDY | 138 | 138 | (1) WOOD | 4.25 | 0 | 0 | 2-795 ACSR | 0 | 0 | 0 | 0 | 0 | 0 | 0 | 0 | 0 | 0 | 0 | 0 | 0 | 0 | 0 | 0 | 0 | 0 | 0 | 0 | 0 | 0 | 0 | 12
NO |  | 68 | 2011 | 13 | 13 | 13 |  | GLENWOOD | BERTWOOD | 138 | 138 | (1) WOOD | 3.38 | 0 | 0 | 795 AAC | 0 | 0 | 0 | 0 | 0 | 0 | 0 | 0 | 0 | 0 | 0 | 0 | 0 | 0 | 0 | 0 | 0 | 0 | 0 | 0 | 0 | 0 | 0 | 12
NO |  | 68 | 2011 | 13 | 14 | 14 |  | GREENS BAYOU PLANT | GLENWOOD | 138 | 138 | (3) STEEL | 6.83 | 0 | 0 | 2-927 ACAR | 0 | 0 | 0 | 0 | 0 | 0 | 0 | 0 | 0 | 0 | 0 | 0 | 0 | 0 | 0 | 0 | 0 | 0 | 0 | 0 | 0 | 0 | 0 | 12
NO |  | 68 | 2011 | 13 | 15 | 15 |  | PARKWAY | TAP | 138 | 138 | (3) STEEL | 0.02 | 0 | 0 | 795 ACSR | 0 | 0 | 0 | 0 | 0 | 0 | 0 | 0 | 0 | 0 | 0 | 0 | 0 | 0 | 0 | 0 | 0 | 0 | 0 | 0 | 0 | 0 | 0 | 12
NO |  | 68 | 2011 | 13 | 16 | 16 |  | SOUTH_ | P.H. ROBINSON PLANT | 138 | 138 | (3) STEEL | 0 | 24.64 | 0 | 795 AAC | 0 | 0 | 0 | 0 | 0 | 0 | 0 | 0 | 0 | 0 | 0 | 0 | 0 | 0 | 0 | 0 | 0 | 0 | 0 | 0 | 0 | 0 | 0 | 12
NO |  | 68 | 2011 | 13 | 17 | 17 |  | CARDIFF | TAP | 138 | 138 | (3) STEEL | 0.2 | 0 | 0 | 795 ACSR | 0 | 0 | 0 | 0 | 0 | 0 | 0 | 0 | 0 | 0 | 0 | 0 | 0 | 0 | 0 | 0 | 0 | 0 | 0 | 0 | 0 | 0 | 0 | 12
NO |  | 68 | 2011 | 13 | 18 | 18 |  | FAIRMONT | TAP | 138 | 138 | (3) STEEL | 0.09 | 0 | 0 | 795 AAC | 0 | 0 | 0 | 0 | 0 | 0 | 0 | 0 | 0 | 0 | 0 | 0 | 0 | 0 | 0 | 0 | 0 | 0 | 0 | 0 | 0 | 0 | 0 | 12
NO |  | 68 | 2011 | 13 | 19 | 19 |  | POLARIS | TAP | 138 | 138 | (2) WOOD | 0.05 | 0 | 0 | 795 AAC | 0 | 0 | 0 | 0 | 0 | 0 | 0 | 0 | 0 | 0 | 0 | 0 | 0 | 0 | 0 | 0 | 0 | 0 | 0 | 0 | 0 | 0 | 0 | 12
NO |  | 68 | 2011 | 13 | 20 | 20 |  | KEMAH | TAP | 138 | 138 | (3) STEEL | 0.03 | 0 | 0 | 2-795 ACSR | 0 | 0 | 0 | 0 | 0 | 0 | 0 | 0 | 0 | 0 | 0 | 0 | 0 | 0 | 0 | 0 | 0 | 0 | 0 | 0 | 0 | 0 | 0 | 12
NO |  | 68 | 2011 | 13 | 21 | 21 |  | CLEAR LAKE | TAP | 138 | 138 | (1) STEEL | 0 | 1.75 | 0 | 2-795 AAC | 0 | 0 | 0 | 0 | 0 | 0 | 0 | 0 | 0 | 0 | 0 | 0 | 0 | 0 | 0 | 0 | 0 | 0 | 0 | 0 | 0 | 0 | 0 | 12
NO |  | 68 | 2011 | 13 | 22 | 22 |  | P.H. ROBINSON PLANT | BAYOU_ | 138 | 138 | (3) STEEL | 11.45 | 0 | 0 | 2-795 AAC | 0 | 0 | 0 | 0 | 0 | 0 | 0 | 0 | 0 | 0 | 0 | 0 | 0 | 0 | 0 | 0 | 0 | 0 | 0 | 0 | 0 | 0 | 0 | 12
NO |  | 68 | 2011 | 13 | 23 | 23 |  | BAYOU_ | BIMONT | 138 | 138 | (3) STEEL | 3.14 | 0 | 0 | 2-795 ACSR | 0 | 0 | 0 | 0 | 0 | 0 | 0 | 0 | 0 | 0 | 0 | 0 | 0 | 0 | 0 | 0 | 0 | 0 | 0 | 0 | 0 | 0 | 0 | 12
NO |  | 68 | 2011 | 13 | 24 | 24 |  | BIMONT | BARBUR | 138 | 138 | (3) STEEL | 4.26 | 1.17 | 0 | 2167 ACSR | 0 | 0 | 0 | 0 | 0 | 0 | 0 | 0 | 0 | 0 | 0 | 0 | 0 | 0 | 0 | 0 | 0 | 0 | 0 | 0 | 0 | 0 | 0 | 12
NO |  | 68 | 2011 | 13 | 25 | 25 |  | LA PORTE | TAP | 138 | 138 | (1) WOOD | 0.83 | 0 | 0 | 2000 AAC | 0 | 0 | 0 | 0 | 0 | 0 | 0 | 0 | 0 | 0 | 0 | 0 | 0 | 0 | 0 | 0 | 0 | 0 | 0 | 0 | 0 | 0 | 0 | 12
NO |  | 68 | 2011 | 13 | 26 | 26 |  | DEER PARK | TAP | 138 | 138 | (1) STEEL | 0.01 | 0 | 0 | 2-795 ACSR | 0 | 0 | 0 | 0 | 0 | 0 | 0 | 0 | 0 | 0 | 0 | 0 | 0 | 0 | 0 | 0 | 0 | 0 | 0 | 0 | 0 | 0 | 0 | 12
NO |  | 68 | 2011 | 13 | 27 | 27 |  | CONIAL | PHILIP | 138 | 138 | (3) STEEL | 0.97 | 0 | 0 | 2-795 ACSR | 0 | 0 | 0 | 0 | 0 | 0 | 0 | 0 | 0 | 0 | 0 | 0 | 0 | 0 | 0 | 0 | 0 | 0 | 0 | 0 | 0 | 0 | 0 | 12
NO |  | 68 | 2011 | 13 | 28 | 28 |  | PHILIP | SOUTH CHANNEL | 138 | 138 | (3) STEEL | 1.37 | 0 | 0 | 2-795 ACSR | 0 | 0 | 0 | 0 | 0 | 0 | 0 | 0 | 0 | 0 | 0 | 0 | 0 | 0 | 0 | 0 | 0 | 0 | 0 | 0 | 0 | 0 | 0 | 12
NO |  | 68 | 2011 | 13 | 29 | 29 |  | ROLLEN | TAP | 138 | 138 | (3) STEEL | 0.12 | 0 | 0 | 1-795 ACSR | 0 | 0 | 0 | 0 | 0 | 0 | 0 | 0 | 0 | 0 | 0 | 0 | 0 | 0 | 0 | 0 | 0 | 0 | 0 | 0 | 0 | 0 | 0 | 12
NO |  | 68 | 2011 | 13 | 30 | 30 |  | SEAWAY SWITCHYARD | TAP | 138 | 138 | (1)CONCRETE | 0.13 | 0 | 0 | 2-795 ACSR | 0 | 0 | 0 | 0 | 0 | 0 | 0 | 0 | 0 | 0 | 0 | 0 | 0 | 0 | 0 | 0 | 0 | 0 | 0 | 0 | 0 | 0 | 0 | 12
NO |  | 68 | 2011 | 13 | 31 | 31 |  | BARBUR | MORGANS POINT | 138 | 138 | (3) STEEL | 6.11 | 0 | 0 | 1-795 AAC | 0 | 0 | 0 | 0 | 0 | 0 | 0 | 0 | 0 | 0 | 0 | 0 | 0 | 0 | 0 | 0 | 0 | 0 | 0 | 0 | 0 | 0 | 0 | 12
NO |  | 68 | 2011 | 13 | 32 | 32 |  | GENOA | TAP | 138 | 138 | (1)CONCRETE | 0.68 | 0 | 0 | 1-795 AAC | 0 | 0 | 0 | 0 | 0 | 0 | 0 | 0 | 0 | 0 | 0 | 0 | 0 | 0 | 0 | 0 | 0 | 0 | 0 | 0 | 0 | 0 | 0 | 12
NO |  | 68 | 2011 | 13 | 33 | 33 |  | GENOA | TAP | 138 | 138 | (1)CONCRETE | 0 | 0.68 | 0 | 2-795 AAC | 0 | 0 | 0 | 0 | 0 | 0 | 0 | 0 | 0 | 0 | 0 | 0 | 0 | 0 | 0 | 0 | 0 | 0 | 0 | 0 | 0 | 0 | 0 | 12
NO |  | 68 | 2011 | 13 | 34 | 34 |  | STATE_ | TAP | 138 | 138 | (3) STEEL | 0.04 | 0 | 0 | 2-795 AAC | 0 | 0 | 0 | 0 | 0 | 0 | 0 | 0 | 0 | 0 | 0 | 0 | 0 | 0 | 0 | 0 | 0 | 0 | 0 | 0 | 0 | 0 | 0 | 12
NO |  | 68 | 2011 | 13 | 35 | 35 |  | STATE_ | TAP | 138 | 138 | (3) STEEL | 0 | 0.04 | 0 | 2-795 AAC | 0 | 0 | 0 | 0 | 0 | 0 | 0 | 0 | 0 | 0 | 0 | 0 | 0 | 0 | 0 | 0 | 0 | 0 | 0 | 0 | 0 | 0 | 0 | 12
NO |  | 68 | 2011 | 14 | 1 | 1 |  | OBRIEN | FLEWELLEN | 138 | 138 | (3) STEEL | 0 | 16.92 | 0 | 2-795 ACSR | 0 | 0 | 0 | 0 | 0 | 0 | 0 | 0 | 0 | 0 | 0 | 0 | 0 | 0 | 0 | 0 | 0 | 0 | 0 | 0 | 0 | 0 | 0 | 12
NO |  | 68 | 2011 | 14 | 2 | 2 |  | COUGAR | TAP | 138 | 138 | (1)CONCRETE | 0.03 | 0 | 0 | 2000 AAC | 0 | 0 | 0 | 0 | 0 | 0 | 0 | 0 | 0 | 0 | 0 | 0 | 0 | 0 | 0 | 0 | 0 | 0 | 0 | 0 | 0 | 0 | 0 | 12
NO |  | 68 | 2011 | 14 | 3 | 3 |  | COUGAR | UNIVERSITY | 138 | 138 | (1)CONCRETE | 0.18 | 0 | 0 | 2000 AAC | 0 | 0 | 0 | 0 | 0 | 0 | 0 | 0 | 0 | 0 | 0 | 0 | 0 | 0 | 0 | 0 | 0 | 0 | 0 | 0 | 0 | 0 | 0 | 12
NO |  | 68 | 2011 | 14 | 4 | 4 |  | INTEQ_ | TAP | 138 | 138 | (3) STEEL | 0.03 | 0 | 0 | 2-795 ACSR | 0 | 0 | 0 | 0 | 0 | 0 | 0 | 0 | 0 | 0 | 0 | 0 | 0 | 0 | 0 | 0 | 0 | 0 | 0 | 0 | 0 | 0 | 0 | 12
NO |  | 68 | 2011 | 14 | 5 | 5 |  | INTEQ_ | TAP | 138 | 138 | (3) STEEL | 0 | 0.03 | 0 | 2-795 ACSR | 0 | 0 | 0 | 0 | 0 | 0 | 0 | 0 | 0 | 0 | 0 | 0 | 0 | 0 | 0 | 0 | 0 | 0 | 0 | 0 | 0 | 0 | 0 | 12
NO |  | 68 | 2011 | 14 | 6 | 6 |  | MOODY | TAP | 138 | 138 | (1)CONCRETE | 0.02 | 0 | 0 | 2000 AAC | 0 | 0 | 0 | 0 | 0 | 0 | 0 | 0 | 0 | 0 | 0 | 0 | 0 | 0 | 0 | 0 | 0 | 0 | 0 | 0 | 0 | 0 | 0 | 12
NO |  | 68 | 2011 | 14 | 7 | 7 |  | CYFAIR | TAP | 138 | 138 | (3) STEEL | 0.03 | 0 | 0 | 795 ACSR | 0 | 0 | 0 | 0 | 0 | 0 | 0 | 0 | 0 | 0 | 0 | 0 | 0 | 0 | 0 | 0 | 0 | 0 | 0 | 0 | 0 | 0 | 0 | 12
NO |  | 68 | 2011 | 14 | 8 | 8 |  | CYFAIR | TAP | 138 | 138 | (3) STEEL | 0.03 | 0 | 0 | 795 ACSR | 0 | 0 | 0 | 0 | 0 | 0 | 0 | 0 | 0 | 0 | 0 | 0 | 0 | 0 | 0 | 0 | 0 | 0 | 0 | 0 | 0 | 0 | 0 | 12
NO |  | 68 | 2011 | 14 | 9 | 9 |  | DECKER | TAP | 138 | 138 | (3) STEEL | 0.26 | 0 | 0 | 2000 AAC | 0 | 0 | 0 | 0 | 0 | 0 | 0 | 0 | 0 | 0 | 0 | 0 | 0 | 0 | 0 | 0 | 0 | 0 | 0 | 0 | 0 | 0 | 0 | 12
NO |  | 68 | 2011 | 14 | 10 | 10 |  | DECKER | TAP | 138 | 138 | (3) STEEL | 0 | 0.26 | 0 | 2000 AAC | 0 | 0 | 0 | 0 | 0 | 0 | 0 | 0 | 0 | 0 | 0 | 0 | 0 | 0 | 0 | 0 | 0 | 0 | 0 | 0 | 0 | 0 | 0 | 12
NO |  | 68 | 2011 | 14 | 11 | 11 |  | EPOTH_ | TAP | 138 | 138 | (3) STEEL | 0.01 | 0 | 0 | 795 AAC | 0 | 0 | 0 | 0 | 0 | 0 | 0 | 0 | 0 | 0 | 0 | 0 | 0 | 0 | 0 | 0 | 0 | 0 | 0 | 0 | 0 | 0 | 0 | 12
NO |  | 68 | 2011 | 14 | 12 | 12 |  | EPOTH_ | TAP | 138 | 138 | (3) STEEL | 0 | 0.01 | 0 | 795 AAC | 0 | 0 | 0 | 0 | 0 | 0 | 0 | 0 | 0 | 0 | 0 | 0 | 0 | 0 | 0 | 0 | 0 | 0 | 0 | 0 | 0 | 0 | 0 | 12
NO |  | 68 | 2011 | 14 | 13 | 13 |  | FANNIN | TAP | 138 | 138 | (1) STEEL | 0.65 | 0 | 0 | 2-795 ACSR | 0 | 0 | 0 | 0 | 0 | 0 | 0 | 0 | 0 | 0 | 0 | 0 | 0 | 0 | 0 | 0 | 0 | 0 | 0 | 0 | 0 | 0 | 0 | 12
NO |  | 68 | 2011 | 14 | 14 | 14 |  | FANNIN | TAP | 138 | 138 | (1) STEEL | 0 | 0.65 | 0 | 2-795 ACSR | 0 | 0 | 0 | 0 | 0 | 0 | 0 | 0 | 0 | 0 | 0 | 0 | 0 | 0 | 0 | 0 | 0 | 0 | 0 | 0 | 0 | 0 | 0 | 12
NO |  | 68 | 2011 | 14 | 15 | 15 |  | HANNA_ | TAP | 138 | 138 | (3) STEEL | 0.01 | 0 | 0 | 2-795 AAC | 0 | 0 | 0 | 0 | 0 | 0 | 0 | 0 | 0 | 0 | 0 | 0 | 0 | 0 | 0 | 0 | 0 | 0 | 0 | 0 | 0 | 0 | 0 | 12
NO |  | 68 | 2011 | 14 | 16 | 16 |  | HANNA_ | TAP | 138 | 138 | (3) STEEL | 0 | 0.01 | 0 | 2-795 AAC | 0 | 0 | 0 | 0 | 0 | 0 | 0 | 0 | 0 | 0 | 0 | 0 | 0 | 0 | 0 | 0 | 0 | 0 | 0 | 0 | 0 | 0 | 0 | 12
NO |  | 68 | 2011 | 14 | 17 | 17 |  | JESTER | TAP | 138 | 138 | (1)CONCRETE | 2.9 | 0 | 0 | 795 ACSR | 0 | 0 | 0 | 0 | 0 | 0 | 0 | 0 | 0 | 0 | 0 | 0 | 0 | 0 | 0 | 0 | 0 | 0 | 0 | 0 | 0 | 0 | 0 | 12
NO |  | 68 | 2011 | 14 | 18 | 18 |  | JESTER | TAP | 138 | 138 | (1)CONCRETE | 0 | 2.9 | 0 | 795 ACSR | 0 | 0 | 0 | 0 | 0 | 0 | 0 | 0 | 0 | 0 | 0 | 0 | 0 | 0 | 0 | 0 | 0 | 0 | 0 | 0 | 0 | 0 | 0 | 12
NO |  | 68 | 2011 | 14 | 19 | 19 |  | KLUGE | TAP | 138 | 138 | (1) STEEL | 3.75 | 0 | 0 | 795 ACSR | 0 | 0 | 0 | 0 | 0 | 0 | 0 | 0 | 0 | 0 | 0 | 0 | 0 | 0 | 0 | 0 | 0 | 0 | 0 | 0 | 0 | 0 | 0 | 12
NO |  | 68 | 2011 | 14 | 20 | 20 |  | W.A. PARISH PLANT | CRABB RIVER ROAD | 138 | 138 | (1)CONCRETE | 9.43 | 0 | 0 | 2-795 AAC | 0 | 0 | 0 | 0 | 0 | 0 | 0 | 0 | 0 | 0 | 0 | 0 | 0 | 0 | 0 | 0 | 0 | 0 | 0 | 0 | 0 | 0 | 0 | 12
NO |  | 68 | 2011 | 14 | 21 | 21 |  | W.A. PARISH PLANT | IMPERIAL | 138 | 138 | (1)CONCRETE | 0 | 5.37 | 0 | 2-795 AAC | 0 | 0 | 0 | 0 | 0 | 0 | 0 | 0 | 0 | 0 | 0 | 0 | 0 | 0 | 0 | 0 | 0 | 0 | 0 | 0 | 0 | 0 | 0 | 12
NO |  | 68 | 2011 | 14 | 22 | 22 |  | FILDELITY | TAP | 138 | 138 | (1)CONCRETE | 1.33 | 0 | 0 | 795 ACSR | 0 | 0 | 0 | 0 | 0 | 0 | 0 | 0 | 0 | 0 | 0 | 0 | 0 | 0 | 0 | 0 | 0 | 0 | 0 | 0 | 0 | 0 | 0 | 12
NO |  | 68 | 2011 | 14 | 23 | 23 |  | ORION_ | TAP | 138 | 138 | (3) STEEL | 0.01 | 0 | 0 | 2-795 AAC | 0 | 0 | 0 | 0 | 0 | 0 | 0 | 0 | 0 | 0 | 0 | 0 | 0 | 0 | 0 | 0 | 0 | 0 | 0 | 0 | 0 | 0 | 0 | 12
NO |  | 68 | 2011 | 14 | 24 | 24 |  | ORION_ | TAP | 138 | 138 | (3) STEEL | 0 | 0.01 | 0 | 2-795 AAC | 0 | 0 | 0 | 0 | 0 | 0 | 0 | 0 | 0 | 0 | 0 | 0 | 0 | 0 | 0 | 0 | 0 | 0 | 0 | 0 | 0 | 0 | 0 | 12
NO |  | 68 | 2011 | 14 | 25 | 25 |  | JEFFERSON | SOUTH CHANNEL | 138 | 138 | (1)CONCRETE | 0.98 | 0 | 0 | 2-959 ACSS | 0 | 0 | 0 | 0 | 0 | 0 | 0 | 0 | 0 | 0 | 0 | 0 | 0 | 0 | 0 | 0 | 0 | 0 | 0 | 0 | 0 | 0 | 0 | 12
NO |  | 68 | 2011 | 14 | 26 | 26 |  | CROWN | JEFFERSON | 138 | 138 | (1)CONCRETE | 2.18 | 0 | 0 | 2-959 ACSS | 0 | 0 | 0 | 0 | 0 | 0 | 0 | 0 | 0 | 0 | 0 | 0 | 0 | 0 | 0 | 0 | 0 | 0 | 0 | 0 | 0 | 0 | 0 | 12
NO |  | 68 | 2011 | 14 | 27 | 27 |  | GARDEN VILLAS | FAIRMONT | 138 | 138 | (3) STEEL | 21.52 | 0 | 0 | 2-795 AAC | 0 | 0 | 0 | 0 | 0 | 0 | 0 | 0 | 0 | 0 | 0 | 0 | 0 | 0 | 0 | 0 | 0 | 0 | 0 | 0 | 0 | 0 | 0 | 12
NO |  | 68 | 2011 | 14 | 28 | 28 |  | SEPTON | TAP | 138 | 138 | (3) STEEL | 0.04 | 0 | 0 | 1433 ACSS | 0 | 0 | 0 | 0 | 0 | 0 | 0 | 0 | 0 | 0 | 0 | 0 | 0 | 0 | 0 | 0 | 0 | 0 | 0 | 0 | 0 | 0 | 0 | 12
NO |  | 68 | 2011 | 14 | 29 | 29 |  | SEPTON | TAP | 138 | 138 | (3) STEEL | 0 | 0.04 | 0 | 1433 ACSS | 0 | 0 | 0 | 0 | 0 | 0 | 0 | 0 | 0 | 0 | 0 | 0 | 0 | 0 | 0 | 0 | 0 | 0 | 0 | 0 | 0 | 0 | 0 | 12
NO |  | 68 | 2011 | 14 | 30 | 30 |  | NOBLE_ | TAP | 138 | 138 | (3) STEEL | 0.02 | 0 | 0 | 2-795 AAC | 0 | 0 | 0 | 0 | 0 | 0 | 0 | 0 | 0 | 0 | 0 | 0 | 0 | 0 | 0 | 0 | 0 | 0 | 0 | 0 | 0 | 0 | 0 | 12
NO |  | 68 | 2011 | 14 | 31 | 31 |  | NOBLE_ | TAP | 138 | 138 | (3) STEEL | 0 | 0.02 | 0 | 2-795 AAC | 0 | 0 | 0 | 0 | 0 | 0 | 0 | 0 | 0 | 0 | 0 | 0 | 0 | 0 | 0 | 0 | 0 | 0 | 0 | 0 | 0 | 0 | 0 | 12
NO |  | 68 | 2011 | 14 | 32 | 32 |  | LIVERPOOL | TAP | 138 | 138 | (1)CONCRETE | 0.02 | 0 | 0 | 795 AAC | 0 | 0 | 0 | 0 | 0 | 0 | 0 | 0 | 0 | 0 | 0 | 0 | 0 | 0 | 0 | 0 | 0 | 0 | 0 | 0 | 0 | 0 | 0 | 12
NO |  | 68 | 2011 | 14 | 33 | 33 |  | FIDELITY | TAP | 138 | 138 | (1)CONCRETE | 0 | 1.33 | 0 | 795 ACSR | 0 | 0 | 0 | 0 | 0 | 0 | 0 | 0 | 0 | 0 | 0 | 0 | 0 | 0 | 0 | 0 | 0 | 0 | 0 | 0 | 0 | 0 | 0 | 12
NO |  | 68 | 2011 | 14 | 34 | 34 |  | SIENNA | TAP | 138 | 138 | (1)CONCRETE | 2.71 | 0 | 0 | 1433 ACSS | 0 | 0 | 0 | 0 | 0 | 0 | 0 | 0 | 0 | 0 | 0 | 0 | 0 | 0 | 0 | 0 | 0 | 0 | 0 | 0 | 0 | 0 | 0 | 12
NO |  | 68 | 2011 | 14 | 35 | 35 |  | SIENNA | TAP | 138 | 138 | (1)CONCRETE | 0 | 2.71 | 0 | 1433 ACSS | 0 | 0 | 0 | 0 | 0 | 0 | 0 | 0 | 0 | 0 | 0 | 0 | 0 | 0 | 0 | 0 | 0 | 0 | 0 | 0 | 0 | 0 | 0 | 12
NO |  | 68 | 2011 | 15 | 1 | 1 |  | DEUSEN | TAP | 138 | 138 | (1)CONCRETE | 1.36 | 0 | 0 | 2-959 ACSS | 0 | 0 | 0 | 0 | 0 | 0 | 0 | 0 | 0 | 0 | 0 | 0 | 0 | 0 | 0 | 0 | 0 | 0 | 0 | 0 | 0 | 0 | 0 | 12
NO |  | 68 | 2011 | 15 | 2 | 2 |  | DEUSEN | TAP | 138 | 138 | (1)CONCRETE | 0 | 1.36 | 0 | 2-959 ACSS | 0 | 0 | 0 | 0 | 0 | 0 | 0 | 0 | 0 | 0 | 0 | 0 | 0 | 0 | 0 | 0 | 0 | 0 | 0 | 0 | 0 | 0 | 0 | 12
NO |  | 68 | 2011 | 15 | 3 | 3 |  | KIRBY | GARROTT | 138 | 138 | (1) STEEL | 0.08 | 2.27 | 0 | 2-959 ACSS | 0 | 0 | 0 | 0 | 0 | 0 | 0 | 0 | 0 | 0 | 0 | 0 | 0 | 0 | 0 | 0 | 0 | 0 | 0 | 0 | 0 | 0 | 0 | 12
NO |  | 68 | 2011 | 15 | 4 | 4 |  | DROUET | TAP | 138 | 138 | (1) WOOD | 0.01 | 0 | 0 | 795 AAC | 0 | 0 | 0 | 0 | 0 | 0 | 0 | 0 | 0 | 0 | 0 | 0 | 0 | 0 | 0 | 0 | 0 | 0 | 0 | 0 | 0 | 0 | 0 | 12
NO |  | 68 | 2011 | 15 | 5 | 5 |  | BENDER | TAP | 138 | 138 | (1) STEEL | 0.1 | 0 | 0 | 795 ACSR | 0 | 0 | 0 | 0 | 0 | 0 | 0 | 0 | 0 | 0 | 0 | 0 | 0 | 0 | 0 | 0 | 0 | 0 | 0 | 0 | 0 | 0 | 0 | 12
NO |  | 68 | 2011 | 15 | 6 | 6 |  | BENDER | TAP | 138 | 138 | (1) STEEL | 0.11 | 0 | 0 | 795 ACSR | 0 | 0 | 0 | 0 | 0 | 0 | 0 | 0 | 0 | 0 | 0 | 0 | 0 | 0 | 0 | 0 | 0 | 0 | 0 | 0 | 0 | 0 | 0 | 12
NO |  | 68 | 2011 | 15 | 7 | 7 |  | BETKA | TAP | 138 | 138 | (1)CONCRETE | 0.89 | 0 | 0 | 959 ACSS | 0 | 0 | 0 | 0 | 0 | 0 | 0 | 0 | 0 | 0 | 0 | 0 | 0 | 0 | 0 | 0 | 0 | 0 | 0 | 0 | 0 | 0 | 0 | 12
NO |  | 68 | 2011 | 15 | 8 | 8 |  | BETKA | TAP | 138 | 138 | (1)CONCRETE | 0.06 | 0.83 | 0 | 959 ACSS | 0 | 0 | 0 | 0 | 0 | 0 | 0 | 0 | 0 | 0 | 0 | 0 | 0 | 0 | 0 | 0 | 0 | 0 | 0 | 0 | 0 | 0 | 0 | 12
NO |  | 68 | 2011 | 15 | 9 | 9 |  | ROTHWOOD | TAP | 138 | 138 | (3) STEEL | 0.06 | 0 | 0 | 2-959ACSS | 0 | 0 | 0 | 0 | 0 | 0 | 0 | 0 | 0 | 0 | 0 | 0 | 0 | 0 | 0 | 0 | 0 | 0 | 0 | 0 | 0 | 0 | 0 | 12
NO |  | 68 | 2011 | 15 | 10 | 10 |  | ROTHWOOD | TAP | 138 | 138 | (3) STEEL | 0 | 0.06 | 0 | 2-959ACSS | 0 | 0 | 0 | 0 | 0 | 0 | 0 | 0 | 0 | 0 | 0 | 0 | 0 | 0 | 0 | 0 | 0 | 0 | 0 | 0 | 0 | 0 | 0 | 12
NI |  | 68 | 2011 | 15 | 11 | 11 |  | 69 kV |  | 0 | 0 |  | 423.99 | 0 | 46 |  | 0 | 0 | 0 | 0 | 0 | 0 | 0 | 0 | 0 | 0 | 0 | 0 | 0 | 0 | 0 | 0 | 0 | 0 | 0 | 0 | 0 | 0 | 0 | 12
NO |  | 68 | 2011 | 15 | 12 | 12 |  | 138 kV |  | 0 | 0 |  | 0 | 0 | 226 |  | 0 | 0 | 0 | 0 | 0 | 0 | 0 | 0 | 0 | 0 | 0 | 0 | 610680196 | 610680197 | 0 | 0 | 0 | 0 | 0 | 0 | 0 | 0 | 0 | 12
NO |  | 68 | 2011 | 15 | 13 | 13 |  | 345 kV |  | 0 | 0 |  | 0 | 0 | 49 |  | 0 | 0 | 0 | 0 | 0 | 0 | 0 | 0 | 0 | 0 | 0 | 0 | 610680198 | 610680199 | 0 | 0 | 0 | 0 | 0 | 0 | 0 | 0 | 0 | 12
NO |  | 68 | 2011 | 0 | 36 | 36 |  | TOTAL |  | 0 | 0 |  | 2809.42 | 1002.79 | 321 |  | 0 | 0 | 0 | 0 | 0 | 0 | 0 | 0 | 0 | 0 | 0 | 0 | 0 | 0 | 0 | 0 | 0 | 0 | 0 | 0 | 0 | 0 | 0 | 12
NO |  | 44 | 2011 | 0 | 1 | 1 |  | Overhead Group |  | 230 | 230 | Tower | 0.3 | 0 | 0 |  | 0 | 0 | 0 | 0 | 0 | 0 | 0 | 0 | 0 | 0 | 0 | 0 | 0 | 0 | 0 | 0 | 0 | 0 | 0 | 0 | 0 | 0 | 0 | 12
NO |  | 44 | 2011 | 0 | 36 | 36 |  | TOTAL |  | 0 | 0 |  | 0.3 | 0 | 0 |  | 0 | 0 | 0 | 0 | 0 | 0 | 0 | 0 | 0 | 0 | 0 | 0 | 0 | 0 | 0 | 0 | 0 | 0 | 0 | 0 | 0 | 0 | 0 | 12
SI/NO | A | 403 | 2011 | 0 | 1 | 1 |  | Happy Jack | Corlett East | 115 | 115 | SP-WOOD | 2.43 | 0 | 1 | 636 KCM ACSR | 245213 | 343527 | 588740 | 0 | 0 | 0 | 13925.8783 | 0 | 0 | 0 | 0 | 0 | 0 | 0 | 0 | 0 | 0 | 0 | 0 | 0 | 0 | 0 | 0 | 12
SI/NO | A | 403 | 2011 | 0 | 2 | 2 |  | Happy Jack | Corlett West | 115 | 115 | SP-WOOD | 2.38 | 0 | 1 | 477 KCM ACSR | 24470 | 119631 | 144101 | 0 | 0 | 0 | 3408.5216 | 0 | 0 | 0 | 0 | 0 | 0 | 0 | 0 | 0 | 0 | 0 | 0 | 0 | 0 | 0 | 0 | 12
SI/NO | A | 403 | 2011 | 0 | 3 | 3 |  | Skyline | USBR Archer | 115 | 115 | SP-WOOD | 11.36 | 0 | 1 | 477 KCM ACSR | 49444 | 589997 | 639441 | 0 | 0 | 0 | 15125.1445 | 0 | 0 | 0 | 0 | 0 | 0 | 0 | 0 | 0 | 0 | 0 | 0 | 0 | 0 | 0 | 0 | 12
SI/NO | A | 403 | 2011 | 0 | 4 | 4 |  | Skyline | Warren | 115 | 115 | SP-WOOD | 8.75 | 0 | 1 | 636 KCM ACSR | 821037 | 945261 | 1766298 | 0 | 0 | 0 | 41779.48 | 0 | 0 | 0 | 0 | 0 | 0 | 0 | 0 | 0 | 0 | 0 | 0 | 0 | 0 | 0 | 0 | 12
NO |  | 403 | 2011 | 0 | 5 | 5 |  | Wygen II Wygen III | Donkey Creek | 230 | 230 | ST-STEEL | 0.76 | 0 | 2 | 795 KCM ACSR | 1625 | 816441 | 818066 | 0 | 0 | 0 | 0 | 0 | 0 | 0 | 0 | 0 | 0 | 0 | 0 | 0 | 0 | 0 | 0 | 0 | 0 | 0 | 0 | 12
NO |  | 403 | 2011 | 0 | 36 | 36 |  | TOTAL |  | 0 | 0 |  | 25.68 | 0 | 6 |  | 1141789 | 2814857 | 3956646 | 0 | 0 | 0 | 0 | 0 | 0 | 0 | 0 | 0 | 0 | 0 | 0 | 0 | 0 | 0 | 0 | 0 | 0 | 0 | 0 | 12
SI/NO | A | 432 | 2011 | 0 | 1 | 1 |  | 115 KV Lines |  | 115 | 115 | Wood-HF/Steel | 231.35 | 0 | 2 | Various | 987295 | 28644303 | 29631598 | 0 | 0 | 0 | 700896.8799 | 0 | 0 | 0 | 0 | 0 | 0 | 0 | 0 | 0 | 0 | 0 | 0 | 0 | 0 | 0 | 0 | 12
NO |  | 432 | 2011 | 0 | 36 | 36 |  | TOTAL |  | 0 | 0 |  | 231.35 | 0 | 2 |  | 987295 | 28644303 | 29631598 | 0 | 0 | 0 | 0 | 0 | 0 | 0 | 0 | 0 | 0 | 0 | 0 | 0 | 0 | 0 | 0 | 0 | 0 | 0 | 0 | 12
NO |  | 161 | 2011 | 0 | 1 | 1 |  | 800 KV Lines |  | 0 | 0 |  | 0 | 0 | 0 |  | 0 | 0 | 0 | 0 | 0 | 0 | 0 | 0 | 0 | 0 | 0 | 0 | 0 | 0 | 0 | 0 | 0 | 0 | 0 | 0 | 0 | 0 | 0 | 12
NO |  | 161 | 2011 | 0 | 3 | 3 |  | Sylmar | Celilo (CA) | 1000 | 800 | Steel Tower | 168.09 | 0 | 2 |  | 136841 | 41927001 | 42063842 | 0 | 0 | 0 | 0 | 0 | 611612575 | 0 | 0 | 0 | 0 | 0 | 0 | 0 | 0 | 0 | 0 | 0 | 0 | 0 | 0 | 12
NO |  | 161 | 2011 | 0 | 4 | 4 |  | Sylmar | Celilo (NV) | 1000 | 800 | Steel Tower | 144.86 | 0 | 1 |  | 668871 | 13330576 | 13999447 | 0 | 0 | 0 | 0 | 0 | 611612576 | 0 | 0 | 0 | 0 | 0 | 0 | 0 | 0 | 0 | 0 | 0 | 0 | 0 | 0 | 12
NO |  | 161 | 2011 | 0 | 6 | 6 |  | 500 KV Lines |  | 0 | 0 |  | 0 | 0 | 0 |  | 0 | 0 | 0 | 0 | 0 | 0 | 0 | 0 | 0 | 0 | 0 | 0 | 0 | 0 | 0 | 0 | 0 | 0 | 0 | 0 | 0 | 0 | 0 | 12
NO |  | 161 | 2011 | 0 | 8 | 8 |  | Midway | Vincent #1 & #2 | 500 | 500 | Steel Tower | 225.49 | 0 | 2 |  | 3706358 | 42353229 | 46059587 | 58742 | 345387 | 1404189 | 1808318 | 0 | 0 | 0 | 0 | 0 | 0 | 0 | 0 | 0 | 0 | 0 | 0 | 0 | 0 | 0 | 0 | 12
NO |  | 161 | 2011 | 0 | 9 | 9 |  | Lugo | Vincent #1 & #2 | 500 | 500 | Steel Tower | 94.39 | 0 | 2 |  | 1736812 | 14917410 | 16654222 | 76415 | 165589 | 0 | 242004 | 0 | 0 | 0 | 0 | 0 | 0 | 0 | 0 | 0 | 0 | 0 | 0 | 0 | 0 | 0 | 0 | 12
NO |  | 161 | 2011 | 0 | 10 | 10 |  | Lugo | Mohave (NV) | 500 | 500 | Steel Tower | 9.85 | 0 | 1 |  | 177040 | 938088 | 1115128 | 0 | 0 | 0 | 0 | 0 | 0 | 0 | 0 | 0 | 0 | 0 | 0 | 0 | 0 | 0 | 0 | 0 | 0 | 0 | 0 | 12
NO |  | 161 | 2011 | 0 | 11 | 11 |  | El Dorado | Lugo (CA) | 500 | 500 | Steel Tower | 150.67 | 0 | 1 |  | 1448120 | 22610692 | 24058812 | 75500 | 257116 | 0 | 332616 | 0 | 0 | 0 | 0 | 0 | 0 | 0 | 0 | 0 | 0 | 0 | 0 | 0 | 0 | 0 | 0 | 12
NO |  | 161 | 2011 | 0 | 12 | 12 |  | El Dorado | Lugo (NV) | 500 | 500 | Steel Tower | 26.51 | 0 | 1 |  | 36677 | 3812074 | 3848751 | 40466 | 13014 | 0 | 53480 | 0 | 0 | 0 | 0 | 0 | 0 | 0 | 0 | 0 | 0 | 0 | 0 | 0 | 0 | 0 | 0 | 12
NO |  | 161 | 2011 | 0 | 13 | 13 |  | Lugo | Mira Loma #2-3 | 500 | 500 | Steel Tower | 83.09 | 13.41 | 3 |  | 10238247 | 44922133 | 55160380 | 69768 | 667022 | 17565 | 754355 | 0 | 0 | 0 | 0 | 0 | 0 | 0 | 0 | 0 | 0 | 0 | 0 | 0 | 0 | 0 | 0 | 12
NO |  | 161 | 2011 | 0 | 14 | 14 |  | Lugo | Mohave (CA) | 500 | 500 | Steel Tower | 165.96 | 0 | 1 |  | 607445 | 23104227 | 23711672 | 11559 | 37876 | 516604 | 566039 | 0 | 0 | 0 | 0 | 0 | 0 | 0 | 0 | 0 | 0 | 0 | 0 | 0 | 0 | 0 | 0 | 12
NO |  | 161 | 2011 | 0 | 15 | 15 |  | El Dorado | Mohave (NV) | 500 | 500 | Steel Tower | 19.93 | 0 | 1 |  | 132115 | 2406897 | 2539012 | 2899 | 169565 | 97663 | 270127 | 0 | 611612577 | 0 | 0 | 0 | 0 | 0 | 0 | 0 | 0 | 0 | 0 | 0 | 0 | 0 | 0 | 12
NO |  | 161 | 2011 | 0 | 16 | 16 |  | El Dorado | Border (NV) | 500 | 500 | Steel Tower | 29.65 | 1.77 | 1 |  | 151231 | 4468801 | 4620032 | 548 | 43783 | 57450 | 101781 | 0 | 0 | 0 | 0 | 0 | 0 | 0 | 0 | 0 | 0 | 0 | 0 | 0 | 0 | 0 | 0 | 12
NO |  | 161 | 2011 | 0 | 17 | 17 |  | Mira Loma | Serrano | 500 | 500 | Steel Tower | 26.98 | 0 | 2 |  | 1949720 | 26205301 | 28155021 | 23174 | 132177 | 0 | 155351 | 0 | 0 | 0 | 0 | 0 | 0 | 0 | 0 | 0 | 0 | 0 | 0 | 0 | 0 | 0 | 0 | 12
NO |  | 161 | 2011 | 0 | 18 | 18 |  | Lugo | Victorville | 500 | 500 | Steel Tower | 7.57 | 0 | 1 |  | 751549 | 1917202 | 2668751 | 2518 | 34793 | 0 | 37311 | 0 | 0 | 0 | 0 | 0 | 0 | 0 | 0 | 0 | 0 | 0 | 0 | 0 | 0 | 0 | 0 | 12
NO |  | 161 | 2011 | 0 | 19 | 19 |  | Midway | Vincent #3 | 500 | 500 | Steel Tower | 52.62 | 0 | 1 |  | 3144755 | 12122164 | 15266919 | 5698 | 23500 | 0 | 29198 | 0 | 0 | 0 | 0 | 0 | 0 | 0 | 0 | 0 | 0 | 0 | 0 | 0 | 0 | 0 | 0 | 12
NO |  | 161 | 2011 | 0 | 20 | 20 |  | Devers | Palo Verde (CA) | 500 | 500 | Steel Tower | 126.45 | 0 | 1 |  | 12999557 | 51306442 | 64305999 | 15075 | 99551 | 1362287 | 1476913 | 0 | 0 | 0 | 0 | 0 | 0 | 0 | 0 | 0 | 0 | 0 | 0 | 0 | 0 | 0 | 0 | 12
NO |  | 161 | 2011 | 0 | 21 | 21 |  | Devers | Palo Verde (AZ) | 500 | 500 | Steel Tower | 112.05 | 0 | 1 |  | 1341580 | 42487085 | 43828665 | 18045 | 59775 | 0 | 77820 | 0 | 0 | 0 | 0 | 0 | 0 | 0 | 0 | 0 | 0 | 0 | 0 | 0 | 0 | 0 | 0 | 12
NO |  | 161 | 2011 | 0 | 22 | 22 |  | Devers | Valley | 500 | 500 | Steel Tower | 41.6 | 0 | 1 |  | 15234409 | 33144993 | 48379402 | 33139 | 119044 | 5887 | 158070 | 0 | 0 | 0 | 0 | 0 | 0 | 0 | 0 | 0 | 0 | 0 | 0 | 0 | 0 | 0 | 0 | 12
NO |  | 161 | 2011 | 0 | 23 | 23 |  | Serrano | Valley | 500 | 500 | Steel Tower | 40.52 | 0 | 1 |  | 5306899 | 38266158 | 43573057 | 33715 | 398181 | 56858 | 488754 | 0 | 0 | 0 | 0 | 0 | 0 | 0 | 0 | 0 | 0 | 0 | 0 | 0 | 0 | 0 | 0 | 12
NO |  | 161 | 2011 | 0 | 25 | 25 |  | 220 KV Lines |  | 0 | 0 |  | 0 | 0 | 0 |  | 0 | 0 | 0 | 0 | 0 | 0 | 0 | 0 | 0 | 0 | 0 | 0 | 0 | 0 | 0 | 0 | 0 | 0 | 0 | 0 | 0 | 0 | 0 | 12
NO |  | 161 | 2011 | 0 | 27 | 27 |  | Pardee | Sylmar #1 & #2 | 220 | 220 | Steel Tower | 6.53 | 6.47 | 2 |  | 217137 | 1154799 | 1371936 | -10514 | 17221 | 0 | 6707 | 0 | 0 | 0 | 0 | 0 | 0 | 0 | 0 | 0 | 0 | 0 | 0 | 0 | 0 | 0 | 0 | 12
NO |  | 161 | 2011 | 0 | 28 | 28 |  | Eagle Rock | Sylmar | 220 | 220 | Steel Tower | 0.04 | 1.75 | 1 |  | 186657 | 276517 | 463174 | 3250 | 28363 | 0 | 31613 | 0 | 0 | 0 | 0 | 0 | 0 | 0 | 0 | 0 | 0 | 0 | 0 | 0 | 0 | 0 | 0 | 12
NO |  | 161 | 2011 | 0 | 29 | 29 |  | Pardee | Vincent | 220 | 220 | Steel Tower | 7.35 | 0 | 2 |  | 145317 | 521234 | 666551 | 0 | 0 | 0 | 0 | 0 | 0 | 0 | 0 | 0 | 0 | 0 | 0 | 0 | 0 | 0 | 0 | 0 | 0 | 0 | 0 | 12
NO |  | 161 | 2011 | 0 | 30 | 30 |  | Santa Clara | Vincent | 220 | 220 | Steel Tower | 2.74 | 0 | 1 |  | 33954 | 536006 | 569960 | 0 | 0 | 0 | 0 | 0 | 0 | 0 | 0 | 0 | 0 | 0 | 0 | 0 | 0 | 0 | 0 | 0 | 0 | 0 | 0 | 12
NO |  | 161 | 2011 | 0 | 31 | 31 |  | Rio Hondo | Vincent #2 | 220 | 220 | Steel Tower | 4.42 | 0 | 1 |  | 72932 | 576910 | 649842 | 0 | 0 | 0 | 0 | 0 | 0 | 0 | 0 | 0 | 0 | 0 | 0 | 0 | 0 | 0 | 0 | 0 | 0 | 0 | 0 | 12
NO |  | 161 | 2011 | 0 | 32 | 32 |  | Pardee | Various | 220 | 220 | Steel Tower | 319.41 | 34.87 | 20 |  | 2626035 | 54502064 | 57128099 | 112003 | 718928 | 1524111 | 2355042 | 0 | 0 | 0 | 0 | 0 | 0 | 0 | 0 | 0 | 0 | 0 | 0 | 0 | 0 | 0 | 0 | 12
NO |  | 161 | 2011 | 0 | 33 | 33 |  | Cogen/Renew. Energy |  | 220 | 220 | Steel Tower | 3.57 | 4.85 | 6 |  | 1466128 | 3976673 | 5442801 | 48267 | -1566 | 13301 | 60002 | 0 | 0 | 0 | 0 | 0 | 0 | 0 | 0 | 0 | 0 | 0 | 0 | 0 | 0 | 0 | 0 | 12
NO |  | 161 | 2011 | 0 | 34 | 34 |  | Devers | Various | 220 | 220 | Steel Tower | 127 | 16.69 | 10 |  | 1561731 | 9384978 | 10946709 | 85272 | 385859 | 273 | 471404 | 0 | 0 | 0 | 0 | 0 | 0 | 0 | 0 | 0 | 0 | 0 | 0 | 0 | 0 | 0 | 0 | 12
NO |  | 161 | 2011 | 0 | 35 | 35 |  | Antelope | Various | 220 | 220 | Steel Tower | 255.3 | 15.49 | 10 |  | 3476092 | 116298983 | 119775075 | 49140 | 257358 | 586075 | 892573 | 0 | 0 | 0 | 0 | 0 | 0 | 0 | 0 | 0 | 0 | 0 | 0 | 0 | 0 | 0 | 0 | 12
NO |  | 161 | 2011 | 1 | 1 | 1 |  | Chino | Various | 220 | 220 | Steel Tower | 85.39 | 83.81 | 5 |  | 8522121 | 32860006 | 41382127 | 58945 | 351310 | 9942 | 420197 | 0 | 0 | 0 | 0 | 0 | 0 | 0 | 0 | 0 | 0 | 0 | 0 | 0 | 0 | 0 | 0 | 12
NO |  | 161 | 2011 | 1 | 2 | 2 |  | Coachella Valley | Devers | 220 | 220 | Steel Tower | 0.1 | 0.28 | 1 |  | 0 | 0 | 0 | 0 | 0 | 0 | 0 | 0 | 0 | 0 | 0 | 0 | 0 | 0 | 0 | 0 | 0 | 0 | 0 | 0 | 0 | 0 | 0 | 12
NO |  | 161 | 2011 | 1 | 3 | 3 |  | Big Creek #3 | Big Creek #4 | 220 | 220 | Steel Tower | 5.79 | 0 | 1 |  | 31372 | 289443 | 320815 | 6400 | 28191 | 61512 | 96103 | 0 | 0 | 0 | 0 | 0 | 0 | 0 | 0 | 0 | 0 | 0 | 0 | 0 | 0 | 0 | 0 | 12
NO |  | 161 | 2011 | 1 | 4 | 4 |  | Big Creek #3 | Springville | 220 | 220 | Steel Tower | 128.32 | 0 | 2 |  | 1505890 | 4197873 | 5703763 | 198898 | 1080803 | 81576 | 1361277 | 0 | 0 | 0 | 0 | 0 | 0 | 0 | 0 | 0 | 0 | 0 | 0 | 0 | 0 | 0 | 0 | 12
NO |  | 161 | 2011 | 1 | 5 | 5 |  | Laguna Bell | Various | 220 | 220 | Steel Tower | 89.57 | 39.98 | 13 |  | 3514758 | 24557832 | 28072590 | 20720 | 247880 | 0 | 268600 | 0 | 0 | 0 | 0 | 0 | 0 | 0 | 0 | 0 | 0 | 0 | 0 | 0 | 0 | 0 | 0 | 12
NO |  | 161 | 2011 | 1 | 6 | 6 |  | Hinson | Various | 220 | 220 | Steel Tower | 15.3 | 11.77 | 4 |  | 1634441 | 6623768 | 8258209 | 22981 | 462563 | 0 | 485544 | 0 | 0 | 0 | 0 | 0 | 0 | 0 | 0 | 0 | 0 | 0 | 0 | 0 | 0 | 0 | 0 | 12
NO |  | 161 | 2011 | 1 | 7 | 7 |  | El Nido | Various | 220 | 220 | Steel Tower | 57.52 | 33.89 | 13 |  | 3608180 | 20938046 | 24546226 | 28047 | 958395 | 0 | 986442 | 0 | 0 | 0 | 0 | 0 | 0 | 0 | 0 | 0 | 0 | 0 | 0 | 0 | 0 | 0 | 0 | 12
NO |  | 161 | 2011 | 1 | 8 | 8 |  | Pisgah #2 | Various | 220 | 220 | Steel Tower | 305.18 | 0 | 5 |  | 1156671 | 9113042 | 10269713 | 21021 | 218930 | 456 | 240407 | 0 | 0 | 0 | 0 | 0 | 0 | 0 | 0 | 0 | 0 | 0 | 0 | 0 | 0 | 0 | 0 | 12
NO |  | 161 | 2011 | 1 | 11 | 11 |  | Mira Loma | Various | 220 | 220 | Steel Tower | 89.75 | 66 | 16 |  | 5845124 | 32733663 | 38578787 | 86577 | 816982 | 12730 | 916289 | 0 | 0 | 0 | 0 | 0 | 0 | 0 | 0 | 0 | 0 | 0 | 0 | 0 | 0 | 0 | 0 | 12
NO |  | 161 | 2011 | 1 | 12 | 12 |  | Center | Various | 220 | 220 | Steel Tower | 83.57 | 54.08 | 9 |  | 2152210 | 22876543 | 25028753 | 23757 | 863283 | 0 | 887040 | 0 | 0 | 0 | 0 | 0 | 0 | 0 | 0 | 0 | 0 | 0 | 0 | 0 | 0 | 0 | 0 | 12
NO |  | 161 | 2011 | 1 | 13 | 13 |  | Alamitos | Various | 220 | 220 | Steel Tower | 84.63 | 40.04 | 14 |  | 4303675 | 12899358 | 17203033 | 93436 | 905562 | 0 | 998998 | 0 | 0 | 0 | 0 | 0 | 0 | 0 | 0 | 0 | 0 | 0 | 0 | 0 | 0 | 0 | 0 | 12
NO |  | 161 | 2011 | 1 | 14 | 14 |  | Big Creek #4 | Magunden | 220 | 220 | Steel Tower | 135.41 | 0 | 2 |  | 497626 | 4239807 | 4737433 | 50507 | 89711 | 61512 | 201730 | 0 | 0 | 0 | 0 | 0 | 0 | 0 | 0 | 0 | 0 | 0 | 0 | 0 | 0 | 0 | 0 | 12
NO |  | 161 | 2011 | 1 | 15 | 15 |  | Moorpark | Various | 220 | 220 | Steel Tower | 221.67 | 193.08 | 15 |  | 13195775 | 47364055 | 60559830 | 0 | 0 | 0 | 0 | 0 | 0 | 0 | 0 | 0 | 0 | 0 | 0 | 0 | 0 | 0 | 0 | 0 | 0 | 0 | 0 | 12
NO |  | 161 | 2011 | 1 | 16 | 16 |  | Cima | Pisgah (NV) | 220 | 220 | Steel Tower | 84.46 | 0.63 | 4 |  | 25048 | 1197458 | 1222506 | 0 | 0 | 0 | 0 | 0 | 0 | 0 | 0 | 0 | 0 | 0 | 0 | 0 | 0 | 0 | 0 | 0 | 0 | 0 | 0 | 12
NO |  | 161 | 2011 | 1 | 17 | 17 |  | Kramer | Various | 220 | 220 | Steel Tower | 153.63 | 101.99 | 6 |  | 2333174 | 22678005 | 25011179 | 126291 | 898509 | 116299 | 1141099 | 0 | 0 | 0 | 0 | 0 | 0 | 0 | 0 | 0 | 0 | 0 | 0 | 0 | 0 | 0 | 0 | 12
NO |  | 161 | 2011 | 1 | 18 | 18 |  | El Dorado | Meade (NV) | 220 | 220 | Steel Tower | 16.76 | 0 | 2 |  | 11017 | 902889 | 913906 | 863 | 26893 | 66123 | 93879 | 0 | 611612578 | 0 | 0 | 0 | 0 | 0 | 0 | 0 | 0 | 0 | 0 | 0 | 0 | 0 | 0 | 12
NO |  | 161 | 2011 | 1 | 19 | 19 |  | Santa Clara | Vincent | 220 | 220 | Steel Tower | 27.48 | 0 | 1 |  | 4000374 | 4752837 | 8753211 | 1369 | 68569 | 142755 | 212693 | 0 | 0 | 0 | 0 | 0 | 0 | 0 | 0 | 0 | 0 | 0 | 0 | 0 | 0 | 0 | 0 | 12
NO |  | 161 | 2011 | 1 | 20 | 20 |  | Pearblossom | Vincent | 220 | 220 | Wood-H Frame | 13.13 | 0 | 1 |  | 332719 | 1178519 | 1511238 | 5442 | 35487 | 0 | 40929 | 0 | 0 | 0 | 0 | 0 | 0 | 0 | 0 | 0 | 0 | 0 | 0 | 0 | 0 | 0 | 0 | 12
NO |  | 161 | 2011 | 1 | 21 | 21 |  | Ellis | Santiago #1 & #2 | 220 | 220 | Steel Tower | 14.93 | 14.56 | 3 |  | 12063552 | 11710845 | 23774397 | 2318 | -164167 | 0 | -161849 | 0 | 0 | 0 | 0 | 0 | 0 | 0 | 0 | 0 | 0 | 0 | 0 | 0 | 0 | 0 | 0 | 12
NO |  | 161 | 2011 | 1 | 22 | 22 |  | Rio Hondo | Vincent | 220 | 220 | Steel Tower | 20.57 | 0 | 1 |  | 642632 | 5598177 | 6240809 | 0 | 0 | 0 | 0 | 0 | 0 | 0 | 0 | 0 | 0 | 0 | 0 | 0 | 0 | 0 | 0 | 0 | 0 | 0 | 0 | 12
NO |  | 161 | 2011 | 1 | 23 | 23 |  | Big Creek #2 | Big Creek #8 | 220 | 220 | Steel Tower | 9.03 | 0 | 2 |  | 9034 | 300481 | 309515 | 6414 | 17849 | 61512 | 85775 | 0 | 0 | 0 | 0 | 0 | 0 | 0 | 0 | 0 | 0 | 0 | 0 | 0 | 0 | 0 | 0 | 12
NO |  | 161 | 2011 | 1 | 24 | 24 |  | Big Creek #3 | Mammoth Pool | 220 | 220 | Steel Tower | 6.5 | 0 | 1 |  | 42221 | 788996 | 831217 | 9093 | 10749 | 7411 | 27253 | 0 | 0 | 0 | 0 | 0 | 0 | 0 | 0 | 0 | 0 | 0 | 0 | 0 | 0 | 0 | 0 | 12
NO |  | 161 | 2011 | 1 | 25 | 25 |  | Big Creek | Various | 220 | 220 | Steel Tower | 290.35 | 7.27 | 9 |  | 3671534 | 15192090 | 18863624 | 109100 | 607916 | 66820 | 783836 | 0 | 0 | 0 | 0 | 0 | 0 | 0 | 0 | 0 | 0 | 0 | 0 | 0 | 0 | 0 | 0 | 12
NO |  | 161 | 2011 | 1 | 26 | 26 |  | Serrano | Villa Park #1-3 | 220 | 220 | Steel Tower | 3.39 | 3.11 | 2 |  | 78248 | 2918602 | 2996850 | 3303 | 2815 | 0 | 6118 | 0 | 0 | 0 | 0 | 0 | 0 | 0 | 0 | 0 | 0 | 0 | 0 | 0 | 0 | 0 | 0 | 12
NO |  | 161 | 2011 | 1 | 27 | 27 |  | Big Creek #1 | Eastwood | 220 | 220 | Steel Tower | 4.66 | 0 | 1 |  | 0 | 6678804 | 6678804 | 4168 | 421 | 0 | 4589 | 0 | 0 | 0 | 0 | 0 | 0 | 0 | 0 | 0 | 0 | 0 | 0 | 0 | 0 | 0 | 0 | 12
NO |  | 161 | 2011 | 1 | 28 | 28 |  | Caldwell | Victor | 220 | 220 | Steel Tower | 7.61 | 0 | 1 |  | 0 | 0 | 0 | 0 | 0 | 0 | 0 | 0 | 0 | 0 | 0 | 0 | 0 | 0 | 0 | 0 | 0 | 0 | 0 | 0 | 0 | 0 | 0 | 12
NO |  | 161 | 2011 | 1 | 33 | 33 |  | 161 KV Lines |  | 0 | 0 |  | 0 | 0 | 0 |  | 0 | 0 | 0 | 0 | 0 | 0 | 0 | 0 | 0 | 0 | 0 | 0 | 0 | 0 | 0 | 0 | 0 | 0 | 0 | 0 | 0 | 0 | 0 | 12
NO |  | 161 | 2011 | 1 | 35 | 35 |  | Blythe - Eagle Mountain |  | 161 | 161 | Wood H Frame | 52.92 | 0.1 | 1 | 4759 | 38155 | 2331823 | 2369978 | 11992 | 9557 | 268407 | 289956 | 0 | 0 | 0 | 0 | 0 | 0 | 0 | 0 | 0 | 0 | 0 | 0 | 0 | 0 | 0 | 0 | 12
NO |  | 161 | 2011 | 2 | 2 | 2 |  | 115 KV Lines |  | 0 | 0 |  | 0 | 0 | 0 |  | 0 | 0 | 0 | 0 | 0 | 0 | 0 | 0 | 0 | 0 | 0 | 0 | 0 | 0 | 0 | 0 | 0 | 0 | 0 | 0 | 0 | 0 | 0 | 12
NO |  | 161 | 2011 | 2 | 3 | 3 |  |  |  | 115 | 115 | Steel Pole | 112.95 | 61.17 | 0 |  | 0 | 0 | 0 | 0 | 0 | 0 | 0 | 0 | 0 | 0 | 0 | 0 | 0 | 0 | 0 | 0 | 0 | 0 | 0 | 0 | 0 | 0 | 0 | 12
NO |  | 161 | 2011 | 2 | 4 | 4 |  |  |  | 115 | 115 | Steel Tower | 419.46 | 157.95 | 0 |  | 0 | 0 | 0 | 0 | 0 | 0 | 0 | 0 | 0 | 0 | 0 | 0 | 0 | 0 | 0 | 0 | 0 | 0 | 0 | 0 | 0 | 0 | 0 | 12
NO |  | 161 | 2011 | 2 | 5 | 5 |  |  |  | 115 | 115 | Wood H Frame | 404.87 | 10.63 | 0 |  | 0 | 0 | 0 | 0 | 0 | 0 | 0 | 0 | 0 | 0 | 0 | 0 | 0 | 0 | 0 | 0 | 0 | 0 | 0 | 0 | 0 | 0 | 0 | 12
NO |  | 161 | 2011 | 2 | 6 | 6 |  |  |  | 115 | 115 | Wood Pole | 634.14 | 41.91 | 0 |  | 0 | 0 | 0 | 0 | 0 | 0 | 0 | 0 | 0 | 0 | 0 | 0 | 0 | 0 | 0 | 0 | 0 | 0 | 0 | 0 | 0 | 0 | 0 | 12
NO |  | 161 | 2011 | 2 | 7 | 7 |  |  |  | 115 | 115 | Underground | 8.56 | 5.24 | 0 |  | 0 | 0 | 0 | 0 | 0 | 0 | 0 | 0 | 0 | 0 | 0 | 0 | 0 | 0 | 0 | 0 | 0 | 0 | 0 | 0 | 0 | 0 | 0 | 12
NO |  | 161 | 2011 | 2 | 8 | 8 |  |  |  | 66 | 115 | Steel Pole | 0.24 | 0.18 | 0 |  | 0 | 0 | 0 | 0 | 0 | 0 | 0 | 0 | 0 | 0 | 0 | 0 | 0 | 0 | 0 | 0 | 0 | 0 | 0 | 0 | 0 | 0 | 0 | 12
NO |  | 161 | 2011 | 2 | 9 | 9 |  |  |  | 66 | 115 | Steel Tower | 1.76 | 0.02 | 0 |  | 0 | 0 | 0 | 0 | 0 | 0 | 0 | 0 | 0 | 0 | 0 | 0 | 0 | 0 | 0 | 0 | 0 | 0 | 0 | 0 | 0 | 0 | 0 | 12
NO |  | 161 | 2011 | 2 | 10 | 10 |  |  |  | 66 | 115 | Wood H Frame | 0.65 | 0 | 0 |  | 0 | 0 | 0 | 0 | 0 | 0 | 0 | 0 | 0 | 0 | 0 | 0 | 0 | 0 | 0 | 0 | 0 | 0 | 0 | 0 | 0 | 0 | 0 | 12
NO |  | 161 | 2011 | 2 | 11 | 11 |  |  |  | 66 | 115 | Wood Pole | 4.39 | 0.09 | 0 |  | 0 | 0 | 0 | 0 | 0 | 0 | 0 | 0 | 0 | 0 | 0 | 0 | 0 | 0 | 0 | 0 | 0 | 0 | 0 | 0 | 0 | 0 | 0 | 12
NO |  | 161 | 2011 | 2 | 12 | 12 |  |  |  | 55 | 115 | Steel Tower | 1.41 | 0 | 0 |  | 0 | 0 | 0 | 0 | 0 | 0 | 0 | 0 | 0 | 0 | 0 | 0 | 0 | 0 | 0 | 0 | 0 | 0 | 0 | 0 | 0 | 0 | 0 | 12
SI/SI | A | 161 | 2011 | 2 | 14 | 14 |  |  | Total 115 KV Lines | 0 | 0 |  | 0 | 0 | 116 |  | 16386891 | 155876689 | 172263580 | 592152 | 1000588 | 94801 | 1687541 | 0 | 0 | 0 | 0 | 0 | 0 | 0 | 0 | 0 | 0 | 0 | 0 | 0 | 0 | 0 | 0 | 12
NO |  | 161 | 2011 | 2 | 16 | 16 |  | 66 KV Lines |  | 0 | 0 |  | 0 | 0 | 0 |  | 0 | 0 | 0 | 0 | 0 | 0 | 0 | 0 | 0 | 0 | 0 | 0 | 0 | 0 | 0 | 0 | 0 | 0 | 0 | 0 | 0 | 0 | 0 | 12
NO |  | 161 | 2011 | 2 | 17 | 17 |  |  |  | 66 | 66 | Steel Pole | 320.79 | 130.77 | 0 |  | 0 | 0 | 0 | 0 | 0 | 0 | 0 | 0 | 0 | 0 | 0 | 0 | 0 | 0 | 0 | 0 | 0 | 0 | 0 | 0 | 0 | 0 | 0 | 12
NO |  | 161 | 2011 | 2 | 18 | 18 |  |  |  | 66 | 66 | Wood Pole | 2595.83 | 560.59 | 0 |  | 0 | 0 | 0 | 0 | 0 | 0 | 0 | 0 | 0 | 0 | 0 | 0 | 0 | 0 | 0 | 0 | 0 | 0 | 0 | 0 | 0 | 0 | 0 | 12
NO |  | 161 | 2011 | 2 | 19 | 19 |  |  |  | 66 | 66 | Steel Tower | 633.41 | 411.1 | 0 |  | 0 | 0 | 0 | 0 | 0 | 0 | 0 | 0 | 0 | 0 | 0 | 0 | 0 | 0 | 0 | 0 | 0 | 0 | 0 | 0 | 0 | 0 | 0 | 12
NO |  | 161 | 2011 | 2 | 20 | 20 |  |  |  | 66 | 66 | Wood H Frame | 136.29 | 32.52 | 0 |  | 0 | 0 | 0 | 0 | 0 | 0 | 0 | 0 | 0 | 0 | 0 | 0 | 0 | 0 | 0 | 0 | 0 | 0 | 0 | 0 | 0 | 0 | 0 | 12
NO |  | 161 | 2011 | 2 | 21 | 21 |  |  |  | 66 | 66 | Underground | 181.67 | 146.05 | 0 |  | 0 | 0 | 0 | 0 | 0 | 0 | 0 | 0 | 0 | 0 | 0 | 0 | 0 | 0 | 0 | 0 | 0 | 0 | 0 | 0 | 0 | 0 | 0 | 12
SI/SI | A | 161 | 2011 | 2 | 23 | 23 |  |  | Total 66KV Lines | 0 | 0 |  | 0 | 0 | 806 |  | 35049570 | 761341185 | 796390755 | 1876563 | 4988708 | 1942948 | 8808219 | 0 | 0 | 0 | 0 | 0 | 0 | 0 | 0 | 0 | 0 | 0 | 0 | 0 | 0 | 0 | 0 | 12
NO |  | 161 | 2011 | 2 | 25 | 25 |  | 55 KV Lines |  | 0 | 0 |  | 0 | 0 | 0 |  | 0 | 0 | 0 | 0 | 0 | 0 | 0 | 0 | 0 | 0 | 0 | 0 | 0 | 0 | 0 | 0 | 0 | 0 | 0 | 0 | 0 | 0 | 0 | 12
NO |  | 161 | 2011 | 2 | 26 | 26 |  |  |  | 55 | 55 | Steel Pole | 93.22 | 0.89 | 0 |  | 0 | 0 | 0 | 0 | 0 | 0 | 0 | 0 | 0 | 0 | 0 | 0 | 0 | 0 | 0 | 0 | 0 | 0 | 0 | 0 | 0 | 0 | 0 | 12
NO |  | 161 | 2011 | 2 | 27 | 27 |  |  |  | 55 | 55 | Wood Pole | 0.53 | 0 | 0 |  | 0 | 0 | 0 | 0 | 0 | 0 | 0 | 0 | 0 | 0 | 0 | 0 | 0 | 0 | 0 | 0 | 0 | 0 | 0 | 0 | 0 | 0 | 0 | 12
NO |  | 161 | 2011 | 2 | 28 | 28 |  |  |  | 55 | 55 | Wood H Frame | 2.79 | 0 | 0 |  | 0 | 0 | 0 | 0 | 0 | 0 | 0 | 0 | 0 | 0 | 0 | 0 | 0 | 0 | 0 | 0 | 0 | 0 | 0 | 0 | 0 | 0 | 0 | 12
SI/SI | A | 161 | 2011 | 2 | 30 | 30 |  |  | Total 55 KV Lines | 0 | 0 |  | 0 | 0 | 8 |  | 10585 | 661665 | 672250 | 339000 | 617961 | 10012 | 966973 | 0 | 0 | 0 | 0 | 0 | 0 | 0 | 0 | 0 | 0 | 0 | 0 | 0 | 0 | 0 | 0 | 12
NO |  | 161 | 2011 | 2 | 32 | 32 |  | 33 KV Lines |  | 0 | 0 |  | 0 | 0 | 0 |  | 0 | 0 | 0 | 0 | 0 | 0 | 0 | 0 | 0 | 0 | 0 | 0 | 0 | 0 | 0 | 0 | 0 | 0 | 0 | 0 | 0 | 0 | 0 | 12
NO |  | 161 | 2011 | 2 | 33 | 33 |  |  |  | 33 | 33 | Steel Tower | 8.97 | 0 | 0 |  | 0 | 0 | 0 | 0 | 0 | 0 | 0 | 0 | 0 | 0 | 0 | 0 | 0 | 0 | 0 | 0 | 0 | 0 | 0 | 0 | 0 | 0 | 0 | 12
NO |  | 161 | 2011 | 2 | 34 | 34 |  |  |  | 33 | 33 | Underground | 1.52 | 0.38 | 0 |  | 0 | 0 | 0 | 0 | 0 | 0 | 0 | 0 | 0 | 0 | 0 | 0 | 0 | 0 | 0 | 0 | 0 | 0 | 0 | 0 | 0 | 0 | 0 | 12
NO |  | 161 | 2011 | 2 | 35 | 35 |  |  |  | 33 | 33 | Wood Pole | 17.31 | 13.31 | 0 |  | 0 | 0 | 0 | 0 | 0 | 0 | 0 | 0 | 0 | 0 | 0 | 0 | 0 | 0 | 0 | 0 | 0 | 0 | 0 | 0 | 0 | 0 | 0 | 12
NO |  | 161 | 2011 | 3 | 1 | 1 |  |  |  | 33 | 33 | Steel Pole | 5.09 | 0.78 | 0 |  | 0 | 0 | 0 | 0 | 0 | 0 | 0 | 0 | 0 | 0 | 0 | 0 | 0 | 0 | 0 | 0 | 0 | 0 | 0 | 0 | 0 | 0 | 0 | 12
NO |  | 161 | 2011 | 0 | 36 | 36 |  | TOTAL |  | 0 | 0 |  | 9927.97 | 2359.45 | 1154 |  | 191417474 | 1859875453 | 2051292927 | 5937634 | 20514124 | 9084392 | 35536150 | 0 | 0 | 0 | 0 | 0 | 0 | 0 | 0 | 0 | 0 | 0 | 0 | 0 | 0 | 0 | 0 | 12
NO |  | 161 | 2011 | 1 | 29 | 29 |  | Chino | Chino | 220 | 220 | Steel Tower | 0 | 0 | 0 |  | 0 | 26752529 | 26752529 | 0 | 0 | 0 | 0 | 0 | 0 | 0 | 0 | 0 | 0 | 0 | 0 | 0 | 0 | 0 | 0 | 0 | 0 | 0 | 0 | 12
NO |  | 161 | 2011 | 1 | 30 | 30 |  | Devers | Various | 220 | 220 | Steel Tower | 80.58 | 39.72 | 3 |  | 1198858 | 12131574 | 13330432 | 0 | 0 | 0 | 0 | 0 | 0 | 0 | 0 | 0 | 0 | 0 | 0 | 0 | 0 | 0 | 0 | 0 | 0 | 0 | 0 | 12
NO |  | 161 | 2011 | 2 | 13 | 13 |  |  |  | 55 | 115 | Wood Pole | 0.47 | 0 | 0 |  | 0 | 0 | 0 | 0 | 0 | 0 | 0 | 0 | 0 | 0 | 0 | 0 | 0 | 0 | 0 | 0 | 0 | 0 | 0 | 0 | 0 | 0 | 0 | 12
NO |  | 161 | 2011 | 2 | 22 | 22 |  |  |  | 66 | 66 | Wood A Frame | 0.48 | 0 | 0 |  | 0 | 0 | 0 | 0 | 0 | 0 | 0 | 0 | 0 | 0 | 0 | 0 | 0 | 0 | 0 | 0 | 0 | 0 | 0 | 0 | 0 | 0 | 0 | 12
NO |  | 161 | 2011 | 2 | 29 | 29 |  |  |  | 55 | 55 | Steel Tower | 0 | 0 | 0 |  | 0 | 0 | 0 | 0 | 0 | 0 | 0 | 0 | 0 | 0 | 0 | 0 | 0 | 0 | 0 | 0 | 0 | 0 | 0 | 0 | 0 | 0 | 0 | 12
NO |  | 161 | 2011 | 3 | 2 | 2 |  |  |  | 33 | 33 | Wood H Frame | 0.33 | 0.26 | 0 |  | 0 | 0 | 0 | 0 | 0 | 0 | 0 | 0 | 0 | 0 | 0 | 0 | 0 | 0 | 0 | 0 | 0 | 0 | 0 | 0 | 0 | 0 | 0 | 12
SI/SI | A | 161 | 2011 | 3 | 3 | 3 |  |  | Total 33 KV Lines | 0 | 0 |  | 0 | 0 | 9 |  | 1810 | 720212 | 722022 | 0 | 0 | 0 | 0 | 0 | 0 | 0 | 0 | 0 | 0 | 0 | 0 | 0 | 0 | 0 | 0 | 0 | 0 | 0 | 0 | 12
NO |  | 161 | 2011 | 3 | 7 | 7 |  | 33 & 66 KV Lines |  | 0 | 0 |  | 0 | 0 | 0 |  | 0 | 0 | 0 | 0 | 0 | 0 | 0 | 0 | 0 | 0 | 0 | 0 | 611612579 | 611612580 | 0 | 0 | 0 | 0 | 0 | 0 | 0 | 0 | 0 | 12
SI/SI | A | 161 | 2011 | 3 | 8 | 8 |  |  | Total 33 & 66 KV Lines | 0 | 0 |  | 0 | 0 | 0 |  | 0 | 0 | 0 | 1483598 | 2396123 | 437313 | 4317034 | 0 | 0 | 0 | 0 | 0 | 0 | 0 | 0 | 0 | 611612581 | 611612582 | 611612583 | 0 | 0 | 0 | 0 | 12
NO |  | 230 | 2011 | 0 | 36 | 36 |  | TOTAL |  | 0 | 0 |  | 0 | 0 | 0 |  | 0 | 0 | 0 | 0 | 0 | 0 | 0 | 0 | 0 | 0 | 0 | 0 | 0 | 0 | 0 | 0 | 0 | 0 | 0 | 0 | 0 | 0 | 0 | 12
NO |  | 275 | 2011 | 0 | 1 | 1 |  | Sheboygan Falls Energy Cent | Point Beach SW YD | 345 | 345 | Lattice Towe | 0 | 1.35 | 2 | 2156.0 kcmil ACSR | 0 | 0 | 0 | 0 | 0 | 0 | 0 | 0 | 0 | 0 | 0 | 0 | 0 | 0 | 0 | 0 | 0 | 0 | 0 | 0 | 0 | 0 | 0 | 12
NO |  | 275 | 2011 | 0 | 2 | 2 |  | Sheboygan Falls Energy Cent | Point Beach SW YD | 345 | 345 | Lattice Towe | 19.8 | 0 | 1 | 2156.0 kcmil ACSR | 0 | 0 | 0 | 0 | 0 | 0 | 0 | 0 | 0 | 0 | 0 | 0 | 0 | 0 | 0 | 0 | 0 | 0 | 0 | 0 | 0 | 0 | 0 | 12
NO |  | 275 | 2011 | 0 | 3 | 3 |  | Sheboygan Falls Energy Cent | Point Beach SW YD | 345 | 345 | Lattice Towe | 0 | 12.75 | 2 | 2156.0 kcmil ACSR | 0 | 0 | 0 | 0 | 0 | 0 | 0 | 0 | 0 | 0 | 0 | 0 | 0 | 0 | 0 | 0 | 0 | 0 | 0 | 0 | 0 | 0 | 0 | 12
NO |  | 275 | 2011 | 0 | 4 | 4 |  | Sheboygan Falls Energy Cent | Point Beach SW YD | 345 | 345 | Lattice Towe | 0 | 6.4 | 2 | 2156.0 kcmil ACSR | 0 | 0 | 0 | 0 | 0 | 0 | 0 | 0 | 0 | 0 | 0 | 0 | 0 | 0 | 0 | 0 | 0 | 0 | 0 | 0 | 0 | 0 | 0 | 12
NO |  | 275 | 2011 | 0 | 5 | 5 |  | Sheboygan Falls Energy Cent | Point Beach SW YD | 345 | 345 | Lattice Towe | 0 | 10.63 | 2 | 2156.0 kcmil ACSR | 0 | 0 | 0 | 0 | 0 | 0 | 0 | 0 | 0 | 0 | 0 | 0 | 0 | 0 | 0 | 0 | 0 | 0 | 0 | 0 | 0 | 0 | 0 | 12
NO |  | 275 | 2011 | 0 | 6 | 6 |  | Point Beach SW YD | Forest Junction | 345 | 345 | Lattice Towe | 17.95 | 0 | 1 | 2156.0 kcmil ACSR | 0 | 0 | 0 | 0 | 0 | 0 | 0 | 0 | 0 | 0 | 0 | 0 | 0 | 0 | 0 | 0 | 0 | 0 | 0 | 0 | 0 | 0 | 0 | 12
NO |  | 275 | 2011 | 0 | 7 | 7 |  | Point Beach SW YD | Forest Junction | 345 | 345 | Lattice Towe | 0 | 12.4 | 2 | 2156.0 kcmil ACSR | 0 | 0 | 0 | 0 | 0 | 0 | 0 | 0 | 0 | 0 | 0 | 0 | 0 | 0 | 0 | 0 | 0 | 0 | 0 | 0 | 0 | 0 | 0 | 12
NO |  | 275 | 2011 | 0 | 8 | 8 |  | Point Beach SW YD | Forest Junction | 345 | 345 | Lattice Towe | 0.41 | 0 | 1 | 2156.0 kcmil ACSR | 0 | 0 | 0 | 0 | 0 | 0 | 0 | 0 | 0 | 0 | 0 | 0 | 0 | 0 | 0 | 0 | 0 | 0 | 0 | 0 | 0 | 0 | 0 | 12
NO |  | 275 | 2011 | 0 | 9 | 9 |  | Fox River SW YRD | Point Beach SW YD | 345 | 345 | Various | 34.43 | 0 | 1 | 2156.0 kcmil ACSR | 0 | 0 | 0 | 0 | 0 | 0 | 0 | 0 | 0 | 0 | 0 | 0 | 0 | 0 | 0 | 0 | 0 | 0 | 0 | 0 | 0 | 0 | 0 | 12
NO |  | 275 | 2011 | 0 | 10 | 10 |  | Montana | Valley (WE) | 138 | 138 | UG | 2.85 | 0 | 1 | 1250.0 kcmil Cu-T | 0 | 0 | 0 | 0 | 0 | 0 | 0 | 0 | 0 | 0 | 0 | 0 | 0 | 0 | 0 | 0 | 0 | 0 | 0 | 0 | 0 | 0 | 0 | 12
NO |  | 275 | 2011 | 0 | 11 | 11 |  | Valley (WE) | Everett | 138 | 138 | UG | 0.13 | 0 | 1 | 3000.0 kcmil Cu-T | 0 | 0 | 0 | 0 | 0 | 0 | 0 | 0 | 0 | 0 | 0 | 0 | 0 | 0 | 0 | 0 | 0 | 0 | 0 | 0 | 0 | 0 | 0 | 12
NO |  | 275 | 2011 | 0 | 12 | 12 |  | Valley (WE) | Everett | 138 | 138 | UG | 0.4 | 0 | 1 | 2000.0 kcmil Cu-T | 0 | 0 | 0 | 0 | 0 | 0 | 0 | 0 | 0 | 0 | 0 | 0 | 0 | 0 | 0 | 0 | 0 | 0 | 0 | 0 | 0 | 0 | 0 | 12
NO |  | 275 | 2011 | 0 | 13 | 13 |  | Valley (WE) | Harbor (WE) | 138 | 138 | UG | 0.02 | 0 | 1 | 1250.0 kcmil Cu-T | 0 | 0 | 0 | 0 | 0 | 0 | 0 | 0 | 0 | 0 | 0 | 0 | 0 | 0 | 0 | 0 | 0 | 0 | 0 | 0 | 0 | 0 | 0 | 12
NO |  | 275 | 2011 | 0 | 14 | 14 |  | Valley (WE) | Harbor (WE) | 138 | 138 | UG | 1.51 | 0 | 1 | 1250.0 kcmil Cu-T | 0 | 0 | 0 | 0 | 0 | 0 | 0 | 0 | 0 | 0 | 0 | 0 | 0 | 0 | 0 | 0 | 0 | 0 | 0 | 0 | 0 | 0 | 0 | 12
NO |  | 275 | 2011 | 0 | 15 | 15 |  | Valley (WE) | Harbor (WE) | 138 | 138 | UG | 0.01 | 0 | 1 | 1250.0 kcmil Cu-T | 0 | 0 | 0 | 0 | 0 | 0 | 0 | 0 | 0 | 0 | 0 | 0 | 0 | 0 | 0 | 0 | 0 | 0 | 0 | 0 | 0 | 0 | 0 | 12
NO |  | 275 | 2011 | 0 | 16 | 16 |  | Valley (WE) | Haymarket Square | 138 | 138 | UG | 1.41 | 0 | 1 | 1250.0 kcmil Cu-T | 0 | 0 | 0 | 0 | 0 | 0 | 0 | 0 | 0 | 0 | 0 | 0 | 0 | 0 | 0 | 0 | 0 | 0 | 0 | 0 | 0 | 0 | 0 | 12
NO |  | 275 | 2011 | 0 | 17 | 17 |  | Valley (WE) | Haymarket Square | 138 | 138 | UG | 0.08 | 0 | 1 | 1250.0 kcmil Cu-T | 0 | 0 | 0 | 0 | 0 | 0 | 0 | 0 | 0 | 0 | 0 | 0 | 0 | 0 | 0 | 0 | 0 | 0 | 0 | 0 | 0 | 0 | 0 | 12
NO |  | 275 | 2011 | 0 | 18 | 18 |  | Valley (WE) | Park Hill | 138 | 138 | UG | 1.97 | 0 | 1 | 1250.0 kcmil Cu-T | 0 | 0 | 0 | 0 | 0 | 0 | 0 | 0 | 0 | 0 | 0 | 0 | 0 | 0 | 0 | 0 | 0 | 0 | 0 | 0 | 0 | 0 | 0 | 12
NO |  | 275 | 2011 | 0 | 19 | 19 |  | Valley (WE) | Park Hill | 138 | 138 | UG | 0.07 | 0 | 1 | 1250.0 kcmil Cu-T | 0 | 0 | 0 | 0 | 0 | 0 | 0 | 0 | 0 | 0 | 0 | 0 | 0 | 0 | 0 | 0 | 0 | 0 | 0 | 0 | 0 | 0 | 0 | 12
NO |  | 275 | 2011 | 0 | 20 | 20 |  | Valley (WE) | Everett | 138 | 138 | UG | 0.1 | 0 | 1 | 3000.0 kcmil Cu-T | 0 | 0 | 0 | 0 | 0 | 0 | 0 | 0 | 0 | 0 | 0 | 0 | 0 | 0 | 0 | 0 | 0 | 0 | 0 | 0 | 0 | 0 | 0 | 12
NO |  | 275 | 2011 | 0 | 21 | 21 |  | Valley (WE) | Everett | 138 | 138 | UG | 0.46 | 0 | 1 | 2000.0 kcmil Cu-T | 0 | 0 | 0 | 0 | 0 | 0 | 0 | 0 | 0 | 0 | 0 | 0 | 0 | 0 | 0 | 0 | 0 | 0 | 0 | 0 | 0 | 0 | 0 | 12
NO |  | 275 | 2011 | 0 | 22 | 22 |  | Presque Isle SW YD | Big Bay Tap | 138 | 138 | Various | 1.07 | 0 | 1 | 605.0 kcmil ACSR | 0 | 0 | 0 | 0 | 0 | 0 | 0 | 0 | 0 | 0 | 0 | 0 | 0 | 0 | 0 | 0 | 0 | 0 | 0 | 0 | 0 | 0 | 0 | 12
NO |  | 275 | 2011 | 0 | 23 | 23 |  | Big Bay Tap | National | 138 | 138 | Various | 22.16 | 0 | 1 | 605.0 kcmil ACSR | 0 | 0 | 0 | 0 | 0 | 0 | 0 | 0 | 0 | 0 | 0 | 0 | 0 | 0 | 0 | 0 | 0 | 0 | 0 | 0 | 0 | 0 | 0 | 12
NO |  | 275 | 2011 | 0 | 24 | 24 |  | Presque Isle SW YD | Big Bay Tap | 138 | 138 | Various | 0.01 | 0 | 1 | 795.0 kcmil ACSR | 0 | 0 | 0 | 0 | 0 | 0 | 0 | 0 | 0 | 0 | 0 | 0 | 0 | 0 | 0 | 0 | 0 | 0 | 0 | 0 | 0 | 0 | 0 | 12
NO |  | 275 | 2011 | 0 | 25 | 25 |  | Big Bay Tap | National | 138 | 138 | Various | 0.01 | 0 | 1 | 795.0 kcmil ACSR | 0 | 0 | 0 | 0 | 0 | 0 | 0 | 0 | 0 | 0 | 0 | 0 | 0 | 0 | 0 | 0 | 0 | 0 | 0 | 0 | 0 | 0 | 0 | 12
NO |  | 275 | 2011 | 0 | 26 | 26 |  | Big Bay Tap | Big Bay | 138 | 138 | Various | 0.23 | 0 | 1 | 4/0 AWG ACSR T2 6 | 0 | 0 | 0 | 0 | 0 | 0 | 0 | 0 | 0 | 0 | 0 | 0 | 0 | 0 | 0 | 0 | 0 | 0 | 0 | 0 | 0 | 0 | 0 | 12
NO |  | 275 | 2011 | 0 | 27 | 27 |  | Presque Isle SW YD | North Lake | 138 | 138 | Various | 19.13 | 0 | 1 | 605.0 kcmil ACSR | 0 | 0 | 0 | 0 | 0 | 0 | 0 | 0 | 0 | 0 | 0 | 0 | 0 | 0 | 0 | 0 | 0 | 0 | 0 | 0 | 0 | 0 | 0 | 12
NO |  | 275 | 2011 | 0 | 28 | 28 |  | Presque Isle SW YD | North Lake | 138 | 138 | Various | 0.05 | 0 | 1 | 795.0 kcmil ACSR | 0 | 0 | 0 | 0 | 0 | 0 | 0 | 0 | 0 | 0 | 0 | 0 | 0 | 0 | 0 | 0 | 0 | 0 | 0 | 0 | 0 | 0 | 0 | 12
NO |  | 275 | 2011 | 0 | 29 | 29 |  | Presque Isle SW YD | Perch Lake | 138 | 138 | H-Frame | 19.15 | 0 | 1 | 605.0 kcmil ACSR | 0 | 0 | 0 | 0 | 0 | 0 | 0 | 0 | 0 | 0 | 0 | 0 | 0 | 0 | 0 | 0 | 0 | 0 | 0 | 0 | 0 | 0 | 0 | 12
NO |  | 275 | 2011 | 0 | 30 | 30 |  | Presque Isle SW YD | Perch Lake | 138 | 138 | H-Frame | 17.4 | 0 | 1 | 605.0 kcmil ACSR | 0 | 0 | 0 | 0 | 0 | 0 | 0 | 0 | 0 | 0 | 0 | 0 | 0 | 0 | 0 | 0 | 0 | 0 | 0 | 0 | 0 | 0 | 0 | 12
NO |  | 275 | 2011 | 0 | 31 | 31 |  | Presque Isle SW YD | Perch Lake | 138 | 138 | H-Frame | 0.22 | 0 | 1 | 795.0 kcmil ACSR | 0 | 0 | 0 | 0 | 0 | 0 | 0 | 0 | 0 | 0 | 0 | 0 | 0 | 0 | 0 | 0 | 0 | 0 | 0 | 0 | 0 | 0 | 0 | 12
NO |  | 275 | 2011 | 0 | 32 | 32 |  | Presque Isle SW YD | Dead River (WE) | 138 | 138 | Steel Pole | 0.52 | 0 | 1 | 2156.0 kcmil ACSR | 0 | 0 | 0 | 0 | 0 | 0 | 0 | 0 | 0 | 0 | 0 | 0 | 0 | 0 | 0 | 0 | 0 | 0 | 0 | 0 | 0 | 0 | 0 | 12
NO |  | 275 | 2011 | 0 | 33 | 33 |  | Pleasant Prairie SW YD | Bain | 345 | 345 | Lattice Towe | 0.58 | 0 | 1 | 2156.0 kcmil ACSR | 0 | 0 | 0 | 0 | 0 | 0 | 0 | 0 | 0 | 0 | 0 | 0 | 0 | 0 | 0 | 0 | 0 | 0 | 0 | 0 | 0 | 0 | 0 | 12
NO |  | 275 | 2011 | 0 | 34 | 34 |  | Pleasant Prairie SW YD | Bain | 345 | 345 | Lattice Towe | 0.83 | 0 | 1 | 2156.0 kcmil ACSR | 0 | 0 | 0 | 0 | 0 | 0 | 0 | 0 | 0 | 0 | 0 | 0 | 0 | 0 | 0 | 0 | 0 | 0 | 0 | 0 | 0 | 0 | 0 | 12
NO |  | 275 | 2011 | 0 | 35 | 35 |  | Pleasant Prairie SW YD | Bain | 345 | 345 | Lattice Towe | 0.31 | 0 | 1 | 2156.0 kcmil ACSR | 0 | 0 | 0 | 0 | 0 | 0 | 0 | 0 | 0 | 0 | 0 | 0 | 0 | 0 | 0 | 0 | 0 | 0 | 0 | 0 | 0 | 0 | 0 | 12
NO |  | 275 | 2011 | 1 | 1 | 1 |  | Pleasant Prairie SW YD | Arcadian | 345 | 345 | Lattice Towe | 0 | 3.07 | 2 | 2156.0 kcmil ACSR | 0 | 0 | 0 | 0 | 0 | 0 | 0 | 0 | 0 | 0 | 0 | 0 | 0 | 0 | 0 | 0 | 0 | 0 | 0 | 0 | 0 | 0 | 0 | 12
NO |  | 275 | 2011 | 1 | 2 | 2 |  | Pleasant Prairie SW YD | Arcadian | 345 | 345 | Lattice Towe | 0 | 0.56 | 2 | 2156.0 kcmil ACSR | 0 | 0 | 0 | 0 | 0 | 0 | 0 | 0 | 0 | 0 | 0 | 0 | 0 | 0 | 0 | 0 | 0 | 0 | 0 | 0 | 0 | 0 | 0 | 12
NO |  | 275 | 2011 | 1 | 3 | 3 |  | Pleasant Prairie SW YD | Arcadian | 345 | 345 | Lattice Towe | 0 | 1.81 | 2 | 2156.0 kcmil ACSR | 0 | 0 | 0 | 0 | 0 | 0 | 0 | 0 | 0 | 0 | 0 | 0 | 0 | 0 | 0 | 0 | 0 | 0 | 0 | 0 | 0 | 0 | 0 | 12
NO |  | 275 | 2011 | 1 | 4 | 4 |  | Pleasant Prairie SW YD | Arcadian | 345 | 345 | Lattice Towe | 0.28 | 0 | 1 | 2156.0 kcmil ACSR | 0 | 0 | 0 | 0 | 0 | 0 | 0 | 0 | 0 | 0 | 0 | 0 | 0 | 0 | 0 | 0 | 0 | 0 | 0 | 0 | 0 | 0 | 0 | 12
NO |  | 275 | 2011 | 1 | 5 | 5 |  | Pleasant Prairie SW YD | Arcadian | 345 | 345 | Lattice Towe | 0 | 0.08 | 2 | 2156.0 kcmil ACSR | 0 | 0 | 0 | 0 | 0 | 0 | 0 | 0 | 0 | 0 | 0 | 0 | 0 | 0 | 0 | 0 | 0 | 0 | 0 | 0 | 0 | 0 | 0 | 12
NO |  | 275 | 2011 | 1 | 6 | 6 |  | Pleasant Prairie SW YD | Arcadian | 345 | 345 | Lattice Towe | 0 | 0.12 | 2 | 2156.0 kcmil ACSR | 0 | 0 | 0 | 0 | 0 | 0 | 0 | 0 | 0 | 0 | 0 | 0 | 0 | 0 | 0 | 0 | 0 | 0 | 0 | 0 | 0 | 0 | 0 | 12
NO |  | 275 | 2011 | 1 | 7 | 7 |  | Pleasant Prairie SW YD | Arcadian | 345 | 345 | Lattice Towe | 0 | 30.86 | 2 | 2156.0 kcmil ACSR | 0 | 0 | 0 | 0 | 0 | 0 | 0 | 0 | 0 | 0 | 0 | 0 | 0 | 0 | 0 | 0 | 0 | 0 | 0 | 0 | 0 | 0 | 0 | 12
NO |  | 275 | 2011 | 1 | 8 | 8 |  | Pleasant Prairie SW YD | Arcadian | 345 | 345 | Lattice Towe | 0 | 14.61 | 2 | 2156.0 kcmil ACSR | 0 | 0 | 0 | 0 | 0 | 0 | 0 | 0 | 0 | 0 | 0 | 0 | 0 | 0 | 0 | 0 | 0 | 0 | 0 | 0 | 0 | 0 | 0 | 12
NO |  | 275 | 2011 | 1 | 9 | 9 |  | Racine | Pleasant Prairie SW YD | 345 | 345 | Lattice Towe | 11.05 | 0 | 1 | 2156.0 kcmil ACSR | 0 | 0 | 0 | 0 | 0 | 0 | 0 | 0 | 0 | 0 | 0 | 0 | 0 | 0 | 0 | 0 | 0 | 0 | 0 | 0 | 0 | 0 | 0 | 12
NO |  | 275 | 2011 | 1 | 10 | 10 |  | Racine | Pleasant Prairie SW YD | 345 | 345 | Lattice Towe | 0.66 | 0 | 1 | 2156.0 kcmil ACSR | 0 | 0 | 0 | 0 | 0 | 0 | 0 | 0 | 0 | 0 | 0 | 0 | 0 | 0 | 0 | 0 | 0 | 0 | 0 | 0 | 0 | 0 | 0 | 12
NO |  | 275 | 2011 | 1 | 11 | 11 |  | Racine | Pleasant Prairie SW YD | 345 | 345 | Lattice Towe | 0.51 | 0 | 1 | 2156.0 kcmil ACSR | 0 | 0 | 0 | 0 | 0 | 0 | 0 | 0 | 0 | 0 | 0 | 0 | 0 | 0 | 0 | 0 | 0 | 0 | 0 | 0 | 0 | 0 | 0 | 12
NO |  | 275 | 2011 | 1 | 12 | 12 |  | Racine | Pleasant Prairie SW YD | 345 | 345 | Lattice Towe | 0.56 | 0 | 1 | 2156.0 kcmil ACSR | 0 | 0 | 0 | 0 | 0 | 0 | 0 | 0 | 0 | 0 | 0 | 0 | 0 | 0 | 0 | 0 | 0 | 0 | 0 | 0 | 0 | 0 | 0 | 12
NO |  | 275 | 2011 | 1 | 13 | 13 |  | Pleasant Prairie SW YD | Bain | 345 | 345 | Lattice Towe | 1.17 | 0 | 1 | 2156.0 kcmil ACSR | 0 | 0 | 0 | 0 | 0 | 0 | 0 | 0 | 0 | 0 | 0 | 0 | 0 | 0 | 0 | 0 | 0 | 0 | 0 | 0 | 0 | 0 | 0 | 12
NO |  | 275 | 2011 | 1 | 14 | 14 |  | Arrowhead 345/230 kV | Stone Lake | 345 | 345 | H-Frame | 0 | 3.07 | 2 | 1272.0 kcmil ACSR | 0 | 0 | 0 | 0 | 0 | 0 | 0 | 0 | 0 | 0 | 0 | 0 | 0 | 0 | 0 | 0 | 0 | 0 | 0 | 0 | 0 | 0 | 0 | 12
NO |  | 275 | 2011 | 1 | 15 | 15 |  | Arrowhead 345/230 kV | Stone Lake | 345 | 345 | H-Frame | 0 | 0.08 | 2 | 1272.0 kcmil ACSR | 0 | 0 | 0 | 0 | 0 | 0 | 0 | 0 | 0 | 0 | 0 | 0 | 0 | 0 | 0 | 0 | 0 | 0 | 0 | 0 | 0 | 0 | 0 | 12
NO |  | 275 | 2011 | 1 | 16 | 16 |  | Arrowhead 345/230 kV | Stone Lake | 345 | 345 | H-Frame | 0 | 7.15 | 2 | 1272.0 kcmil ACSR | 0 | 0 | 0 | 0 | 0 | 0 | 0 | 0 | 0 | 0 | 0 | 0 | 0 | 0 | 0 | 0 | 0 | 0 | 0 | 0 | 0 | 0 | 0 | 12
NO |  | 275 | 2011 | 1 | 17 | 17 |  | Arrowhead 345/230 kV | Stone Lake | 345 | 345 | H-Frame | 0 | 0.11 | 2 | 1272.0 kcmil ACSR | 0 | 0 | 0 | 0 | 0 | 0 | 0 | 0 | 0 | 0 | 0 | 0 | 0 | 0 | 0 | 0 | 0 | 0 | 0 | 0 | 0 | 0 | 0 | 12
NO |  | 275 | 2011 | 1 | 18 | 18 |  | Arrowhead 345/230 kV | Stone Lake | 345 | 345 | H-Frame | 0 | 2.77 | 2 | 1272.0 kcmil ACSR | 0 | 0 | 0 | 0 | 0 | 0 | 0 | 0 | 0 | 0 | 0 | 0 | 0 | 0 | 0 | 0 | 0 | 0 | 0 | 0 | 0 | 0 | 0 | 12
NO |  | 275 | 2011 | 1 | 19 | 19 |  | Arrowhead 345/230 kV | Stone Lake | 345 | 345 | H-Frame | 7.74 | 0 | 1 | 1272.0 kcmil ACSR | 0 | 0 | 0 | 0 | 0 | 0 | 0 | 0 | 0 | 0 | 0 | 0 | 0 | 0 | 0 | 0 | 0 | 0 | 0 | 0 | 0 | 0 | 0 | 12
NO |  | 275 | 2011 | 1 | 20 | 20 |  | Arrowhead 345/230 kV | Stone Lake | 345 | 345 | H-Frame | 0 | 19.03 | 2 | 954.0 kcmil ACSR | 0 | 0 | 0 | 0 | 0 | 0 | 0 | 0 | 0 | 0 | 0 | 0 | 0 | 0 | 0 | 0 | 0 | 0 | 0 | 0 | 0 | 0 | 0 | 12
NO |  | 275 | 2011 | 1 | 21 | 21 |  | Arrowhead 345/230 kV | Stone Lake | 345 | 345 | H-Frame | 0 | 3 | 2 | 954.0 kcmil ACSR | 0 | 0 | 0 | 0 | 0 | 0 | 0 | 0 | 0 | 0 | 0 | 0 | 0 | 0 | 0 | 0 | 0 | 0 | 0 | 0 | 0 | 0 | 0 | 12
NO |  | 275 | 2011 | 1 | 22 | 22 |  | Arrowhead 345/230 kV | Stone Lake | 345 | 345 | H-Frame | 0 | 6.5 | 2 | 954.0 kcmil ACSR | 0 | 0 | 0 | 0 | 0 | 0 | 0 | 0 | 0 | 0 | 0 | 0 | 0 | 0 | 0 | 0 | 0 | 0 | 0 | 0 | 0 | 0 | 0 | 12
NO |  | 275 | 2011 | 1 | 23 | 23 |  | Arrowhead 345/230 kV | Stone Lake | 345 | 345 | H-Frame | 0 | 9.07 | 2 | 954.0 kcmil ACSR | 0 | 0 | 0 | 0 | 0 | 0 | 0 | 0 | 0 | 0 | 0 | 0 | 0 | 0 | 0 | 0 | 0 | 0 | 0 | 0 | 0 | 0 | 0 | 12
NO |  | 275 | 2011 | 1 | 24 | 24 |  | Arrowhead 345/230 kV | Stone Lake | 345 | 345 | H-Frame | 12.55 | 0 | 1 | 954.0 kcmil ACSR | 0 | 0 | 0 | 0 | 0 | 0 | 0 | 0 | 0 | 0 | 0 | 0 | 0 | 0 | 0 | 0 | 0 | 0 | 0 | 0 | 0 | 0 | 0 | 12
NO |  | 275 | 2011 | 1 | 25 | 25 |  | Arrowhead 345/230 kV | Stone Lake | 345 | 345 | H-Frame | 0.52 | 0 | 1 | 954.0 kcmil ACSR | 0 | 0 | 0 | 0 | 0 | 0 | 0 | 0 | 0 | 0 | 0 | 0 | 0 | 0 | 0 | 0 | 0 | 0 | 0 | 0 | 0 | 0 | 0 | 12
NO |  | 275 | 2011 | 1 | 26 | 26 |  | Arrowhead 345/230 kV | Stone Lake | 345 | 345 | H-Frame | 7.38 | 0 | 1 | 954.0 kcmil ACSR | 0 | 0 | 0 | 0 | 0 | 0 | 0 | 0 | 0 | 0 | 0 | 0 | 0 | 0 | 0 | 0 | 0 | 0 | 0 | 0 | 0 | 0 | 0 | 12
NO |  | 275 | 2011 | 1 | 27 | 27 |  | Port Washington SW YD | Range Line SW | 138 | 138 | Various | 0 | 21.31 | 2 | 477.0 kcmil ACSR | 0 | 0 | 0 | 0 | 0 | 0 | 0 | 0 | 0 | 0 | 0 | 0 | 0 | 0 | 0 | 0 | 0 | 0 | 0 | 0 | 0 | 0 | 0 | 12
NO |  | 275 | 2011 | 1 | 28 | 28 |  | Port Washington SW YD | Saukville | 138 | 138 | Steel Pole | 0 | 3.46 | 2 | 477.0 kcmil ACSR | 0 | 0 | 0 | 0 | 0 | 0 | 0 | 0 | 0 | 0 | 0 | 0 | 0 | 0 | 0 | 0 | 0 | 0 | 0 | 0 | 0 | 0 | 0 | 12
NO |  | 275 | 2011 | 1 | 29 | 29 |  | Port Washington SW YD | Saukville | 138 | 138 | Steel Pole | 0 | 1.39 | 2 | 477.0 kcmil ACSR | 0 | 0 | 0 | 0 | 0 | 0 | 0 | 0 | 0 | 0 | 0 | 0 | 0 | 0 | 0 | 0 | 0 | 0 | 0 | 0 | 0 | 0 | 0 | 12
NO |  | 275 | 2011 | 1 | 30 | 30 |  | Port Washington SW YD | Range Line SW | 138 | 138 | Various | 0 | 21.19 | 2 | 477.0 kcmil ACSR | 0 | 0 | 0 | 0 | 0 | 0 | 0 | 0 | 0 | 0 | 0 | 0 | 0 | 0 | 0 | 0 | 0 | 0 | 0 | 0 | 0 | 0 | 0 | 12
NO |  | 275 | 2011 | 1 | 31 | 31 |  | Port Washington SW YD | Range Line SW | 138 | 138 | Various | 0 | 0.09 | 2 | 477.0 kcmil ACSR | 0 | 0 | 0 | 0 | 0 | 0 | 0 | 0 | 0 | 0 | 0 | 0 | 0 | 0 | 0 | 0 | 0 | 0 | 0 | 0 | 0 | 0 | 0 | 12
NO |  | 275 | 2011 | 1 | 32 | 32 |  | Port Washington SW YD | Range Line SW | 138 | 138 | Various | 0 | 0.05 | 2 | 477.0 kcmil ACSR | 0 | 0 | 0 | 0 | 0 | 0 | 0 | 0 | 0 | 0 | 0 | 0 | 0 | 0 | 0 | 0 | 0 | 0 | 0 | 0 | 0 | 0 | 0 | 12
NO |  | 275 | 2011 | 1 | 33 | 33 |  | Port Washington SW YD | Saukville | 138 | 138 | Steel Pole | 0 | 1.37 | 2 | 477.0 kcmil ACSR | 0 | 0 | 0 | 0 | 0 | 0 | 0 | 0 | 0 | 0 | 0 | 0 | 0 | 0 | 0 | 0 | 0 | 0 | 0 | 0 | 0 | 0 | 0 | 12
NO |  | 275 | 2011 | 1 | 34 | 34 |  | Port Washington SW YD | Saukville | 138 | 138 | Steel Pole | 0 | 3.5 | 2 | 477.0 kcmil ACSR | 0 | 0 | 0 | 0 | 0 | 0 | 0 | 0 | 0 | 0 | 0 | 0 | 0 | 0 | 0 | 0 | 0 | 0 | 0 | 0 | 0 | 0 | 0 | 12
NO |  | 275 | 2011 | 1 | 35 | 35 |  | Port Washington SW YD | Saukville | 138 | 138 | Steel Pole | 0.06 | 0 | 1 | 477.0 kcmil ACSR | 0 | 0 | 0 | 0 | 0 | 0 | 0 | 0 | 0 | 0 | 0 | 0 | 0 | 0 | 0 | 0 | 0 | 0 | 0 | 0 | 0 | 0 | 0 | 12
NO |  | 275 | 2011 | 2 | 1 | 1 |  | Port Washington SW YD | Saukville | 138 | 138 | Steel Pole | 1.21 | 0 | 1 | 477.0 kcmil ACSR | 0 | 0 | 0 | 0 | 0 | 0 | 0 | 0 | 0 | 0 | 0 | 0 | 0 | 0 | 0 | 0 | 0 | 0 | 0 | 0 | 0 | 0 | 0 | 12
NO |  | 275 | 2011 | 2 | 2 | 2 |  | Port Washington SW YD | Saukville | 138 | 138 | Steel Pole | 1.8 | 0 | 1 | 477.0 kcmil ACSR | 0 | 0 | 0 | 0 | 0 | 0 | 0 | 0 | 0 | 0 | 0 | 0 | 0 | 0 | 0 | 0 | 0 | 0 | 0 | 0 | 0 | 0 | 0 | 12
NO |  | 275 | 2011 | 2 | 3 | 3 |  | Port Washington SW YD | Saukville | 138 | 138 | Steel Pole | 0.61 | 0 | 1 | 477.0 kcmil ACSR | 0 | 0 | 0 | 0 | 0 | 0 | 0 | 0 | 0 | 0 | 0 | 0 | 0 | 0 | 0 | 0 | 0 | 0 | 0 | 0 | 0 | 0 | 0 | 12
NO |  | 275 | 2011 | 2 | 4 | 4 |  | Port Washington SW YD | Saukville | 138 | 138 | Steel Pole | 1.09 | 0 | 1 | 477.0 kcmil ACSR | 0 | 0 | 0 | 0 | 0 | 0 | 0 | 0 | 0 | 0 | 0 | 0 | 0 | 0 | 0 | 0 | 0 | 0 | 0 | 0 | 0 | 0 | 0 | 12
NO |  | 275 | 2011 | 2 | 5 | 5 |  | Oak Creek SW YD | Hayes | 138 | 138 | Various | 0 | 0.04 | 2 | 556.5 kcmil ACSR | 0 | 0 | 0 | 0 | 0 | 0 | 0 | 0 | 0 | 0 | 0 | 0 | 0 | 0 | 0 | 0 | 0 | 0 | 0 | 0 | 0 | 0 | 0 | 12
NO |  | 275 | 2011 | 2 | 6 | 6 |  | Oak Creek SW YD | Hayes | 138 | 138 | Various | 0 | 1.97 | 2 | 556.5 kcmil ACSR | 0 | 0 | 0 | 0 | 0 | 0 | 0 | 0 | 0 | 0 | 0 | 0 | 0 | 0 | 0 | 0 | 0 | 0 | 0 | 0 | 0 | 0 | 0 | 12
NO |  | 275 | 2011 | 2 | 7 | 7 |  | Oak Creek SW YD | Hayes | 138 | 138 | Various | 0 | 0.11 | 2 | 556.5 kcmil ACSR | 0 | 0 | 0 | 0 | 0 | 0 | 0 | 0 | 0 | 0 | 0 | 0 | 0 | 0 | 0 | 0 | 0 | 0 | 0 | 0 | 0 | 0 | 0 | 12
NO |  | 275 | 2011 | 2 | 8 | 8 |  | Oak Creek SW YD | Hayes | 138 | 138 | Various | 0.07 | 0 | 1 | 795.0 kcmil ACSR | 0 | 0 | 0 | 0 | 0 | 0 | 0 | 0 | 0 | 0 | 0 | 0 | 0 | 0 | 0 | 0 | 0 | 0 | 0 | 0 | 0 | 0 | 0 | 12
NO |  | 275 | 2011 | 2 | 9 | 9 |  | Oak Creek SW YD | Hayes | 138 | 138 | Various | 2.44 | 0 | 1 | 4/0 AWG Cu 7 Bare | 0 | 0 | 0 | 0 | 0 | 0 | 0 | 0 | 0 | 0 | 0 | 0 | 0 | 0 | 0 | 0 | 0 | 0 | 0 | 0 | 0 | 0 | 0 | 12
NO |  | 275 | 2011 | 2 | 10 | 10 |  | Oak Creek SW YD | Hayes | 138 | 138 | Various | 0.22 | 0 | 1 | 4/0 AWG Cu 7 Bare | 0 | 0 | 0 | 0 | 0 | 0 | 0 | 0 | 0 | 0 | 0 | 0 | 0 | 0 | 0 | 0 | 0 | 0 | 0 | 0 | 0 | 0 | 0 | 12
NO |  | 275 | 2011 | 2 | 11 | 11 |  | Oak Creek SW YD | Hayes | 138 | 138 | Various | 0 | 0 | 1 | 4/0 AWG Cu 7 Bare | 0 | 0 | 0 | 0 | 0 | 0 | 0 | 0 | 0 | 0 | 0 | 0 | 0 | 0 | 0 | 0 | 0 | 0 | 0 | 0 | 0 | 0 | 0 | 12
NO |  | 275 | 2011 | 2 | 12 | 12 |  | Oak Creek SW YD | Hayes | 138 | 138 | Various | 10.01 | 0 | 1 | 4/0 AWG Cu 7 Bare | 0 | 0 | 0 | 0 | 0 | 0 | 0 | 0 | 0 | 0 | 0 | 0 | 0 | 0 | 0 | 0 | 0 | 0 | 0 | 0 | 0 | 0 | 0 | 12
NO |  | 275 | 2011 | 2 | 13 | 13 |  | Oak Creek SW YD | Hayes | 138 | 138 | Various | 0.17 | 0 | 1 | 4/0 AWG Cu 7 Bare | 0 | 0 | 0 | 0 | 0 | 0 | 0 | 0 | 0 | 0 | 0 | 0 | 0 | 0 | 0 | 0 | 0 | 0 | 0 | 0 | 0 | 0 | 0 | 12
NO |  | 275 | 2011 | 2 | 14 | 14 |  | Oak Creek SW YD | Hayes | 138 | 138 | Various | 0 | 0 | 1 | 4/0 AWG Cu 7 Bare | 0 | 0 | 0 | 0 | 0 | 0 | 0 | 0 | 0 | 0 | 0 | 0 | 0 | 0 | 0 | 0 | 0 | 0 | 0 | 0 | 0 | 0 | 0 | 12
NO |  | 275 | 2011 | 2 | 15 | 15 |  | Oak Creek SW YD | Racine | 138 | 138 | Various | 0 | 0.51 | 2 | 1033.5 kcmil ACSR | 0 | 0 | 0 | 0 | 0 | 0 | 0 | 0 | 0 | 0 | 0 | 0 | 0 | 0 | 0 | 0 | 0 | 0 | 0 | 0 | 0 | 0 | 0 | 12
NO |  | 275 | 2011 | 2 | 16 | 16 |  | Oak Creek SW YD | Racine | 138 | 138 | Various | 0 | 0.68 | 2 | 2156.0 kcmil ACSR | 0 | 0 | 0 | 0 | 0 | 0 | 0 | 0 | 0 | 0 | 0 | 0 | 0 | 0 | 0 | 0 | 0 | 0 | 0 | 0 | 0 | 0 | 0 | 12
NO |  | 275 | 2011 | 2 | 17 | 17 |  | Oak Creek SW YD | Racine | 138 | 138 | Various | 0 | 5.88 | 2 | 2156.0 kcmil ACSR | 0 | 0 | 0 | 0 | 0 | 0 | 0 | 0 | 0 | 0 | 0 | 0 | 0 | 0 | 0 | 0 | 0 | 0 | 0 | 0 | 0 | 0 | 0 | 12
NO |  | 275 | 2011 | 2 | 18 | 18 |  | Oak Creek SW YD | Racine | 138 | 138 | Various | 0 | 1.2 | 2 | 2156.0 kcmil ACSR | 0 | 0 | 0 | 0 | 0 | 0 | 0 | 0 | 0 | 0 | 0 | 0 | 0 | 0 | 0 | 0 | 0 | 0 | 0 | 0 | 0 | 0 | 0 | 12
NO |  | 275 | 2011 | 2 | 19 | 19 |  | Oak Creek SW YD | Racine | 138 | 138 | Various | 0.97 | 0 | 1 | 795.0 kcmil ACSR | 0 | 0 | 0 | 0 | 0 | 0 | 0 | 0 | 0 | 0 | 0 | 0 | 0 | 0 | 0 | 0 | 0 | 0 | 0 | 0 | 0 | 0 | 0 | 12
NO |  | 275 | 2011 | 2 | 20 | 20 |  | Oak Creek SW YD | Racine | 138 | 138 | Various | 0 | 1.51 | 2 | 795.0 kcmil ACSR | 0 | 0 | 0 | 0 | 0 | 0 | 0 | 0 | 0 | 0 | 0 | 0 | 0 | 0 | 0 | 0 | 0 | 0 | 0 | 0 | 0 | 0 | 0 | 12
NO |  | 275 | 2011 | 2 | 21 | 21 |  | Oak Creek SW YD | Racine | 138 | 138 | Various | 0 | 1.98 | 2 | 556.5 kcmil ACSR | 0 | 0 | 0 | 0 | 0 | 0 | 0 | 0 | 0 | 0 | 0 | 0 | 0 | 0 | 0 | 0 | 0 | 0 | 0 | 0 | 0 | 0 | 0 | 12
NO |  | 275 | 2011 | 2 | 22 | 22 |  | Oak Creek SW YD | Racine | 138 | 138 | Various | 0 | 0.05 | 2 | 556.5 kcmil ACSR | 0 | 0 | 0 | 0 | 0 | 0 | 0 | 0 | 0 | 0 | 0 | 0 | 0 | 0 | 0 | 0 | 0 | 0 | 0 | 0 | 0 | 0 | 0 | 12
NO |  | 275 | 2011 | 2 | 23 | 23 |  | Oak Creek SW YD | Racine | 138 | 138 | Various | 0 | 0.12 | 2 | 556.5 kcmil ACSR | 0 | 0 | 0 | 0 | 0 | 0 | 0 | 0 | 0 | 0 | 0 | 0 | 0 | 0 | 0 | 0 | 0 | 0 | 0 | 0 | 0 | 0 | 0 | 12
NO |  | 275 | 2011 | 2 | 24 | 24 |  | Oak Creek SW YD | 51st St Term | 138 | 138 | Lattice Towe | 0 | 1.82 | 2 | 556.5 kcmil ACSR | 0 | 0 | 0 | 0 | 0 | 0 | 0 | 0 | 0 | 0 | 0 | 0 | 0 | 0 | 0 | 0 | 0 | 0 | 0 | 0 | 0 | 0 | 0 | 12
NO |  | 275 | 2011 | 2 | 25 | 25 |  | Oak Creek SW YD | 51st St Term | 138 | 138 | Lattice Towe | 2.86 | 0 | 1 | 795.0 kcmil ACSR | 0 | 0 | 0 | 0 | 0 | 0 | 0 | 0 | 0 | 0 | 0 | 0 | 0 | 0 | 0 | 0 | 0 | 0 | 0 | 0 | 0 | 0 | 0 | 12
NO |  | 275 | 2011 | 2 | 26 | 26 |  | Oak Creek SW YD | 51st St Term | 138 | 138 | Lattice Towe | 0 | 0.88 | 2 | 477.0 kcmil ACSR | 0 | 0 | 0 | 0 | 0 | 0 | 0 | 0 | 0 | 0 | 0 | 0 | 0 | 0 | 0 | 0 | 0 | 0 | 0 | 0 | 0 | 0 | 0 | 12
NO |  | 275 | 2011 | 2 | 27 | 27 |  | Oak Creek SW YD | 51st St Term | 138 | 138 | Lattice Towe | 0 | 1.43 | 2 | 556.5 kcmil ACSS/ | 0 | 0 | 0 | 0 | 0 | 0 | 0 | 0 | 0 | 0 | 0 | 0 | 0 | 0 | 0 | 0 | 0 | 0 | 0 | 0 | 0 | 0 | 0 | 12
NO |  | 275 | 2011 | 2 | 28 | 28 |  | Oak Creek SW YD | 51st St Term | 138 | 138 | Lattice Towe | 0 | 0.76 | 2 | 795.0 kcmil ACSR | 0 | 0 | 0 | 0 | 0 | 0 | 0 | 0 | 0 | 0 | 0 | 0 | 0 | 0 | 0 | 0 | 0 | 0 | 0 | 0 | 0 | 0 | 0 | 12
NO |  | 275 | 2011 | 2 | 29 | 29 |  | Oak Creek SW YD | 51st St Term | 138 | 138 | Lattice Towe | 0 | 0.21 | 2 | 556.5 kcmil ACSR | 0 | 0 | 0 | 0 | 0 | 0 | 0 | 0 | 0 | 0 | 0 | 0 | 0 | 0 | 0 | 0 | 0 | 0 | 0 | 0 | 0 | 0 | 0 | 12
NO |  | 275 | 2011 | 2 | 30 | 30 |  | Oak Creek SW YD | 51st St Term | 138 | 138 | Lattice Towe | 0 | 0.34 | 2 | 556.5 kcmil ACSS/ | 0 | 0 | 0 | 0 | 0 | 0 | 0 | 0 | 0 | 0 | 0 | 0 | 0 | 0 | 0 | 0 | 0 | 0 | 0 | 0 | 0 | 0 | 0 | 12
NO |  | 275 | 2011 | 2 | 31 | 31 |  | 51st St Term | Allerton | 138 | 138 | Lattice Towe | 0 | 0.02 | 2 | 556.5 kcmil ACSS/ | 0 | 0 | 0 | 0 | 0 | 0 | 0 | 0 | 0 | 0 | 0 | 0 | 0 | 0 | 0 | 0 | 0 | 0 | 0 | 0 | 0 | 0 | 0 | 12
NO |  | 275 | 2011 | 2 | 32 | 32 |  | Oak Creek SW YD | 51st St Term | 138 | 138 | Lattice Towe | 0 | 5.23 | 2 | 795.0 kcmil ACSR | 0 | 0 | 0 | 0 | 0 | 0 | 0 | 0 | 0 | 0 | 0 | 0 | 0 | 0 | 0 | 0 | 0 | 0 | 0 | 0 | 0 | 0 | 0 | 12
NO |  | 275 | 2011 | 2 | 33 | 33 |  | Oak Creek SW YD | 51st St Term | 138 | 138 | Lattice Towe | 0 | 0.12 | 2 | 556.5 kcmil ACSR | 0 | 0 | 0 | 0 | 0 | 0 | 0 | 0 | 0 | 0 | 0 | 0 | 0 | 0 | 0 | 0 | 0 | 0 | 0 | 0 | 0 | 0 | 0 | 12
NO |  | 275 | 2011 | 2 | 34 | 34 |  | Oak Creek SW YD | 51st St Term | 138 | 138 | Lattice Towe | 0.12 | 0 | 1 | 795.0 kcmil ACSR | 0 | 0 | 0 | 0 | 0 | 0 | 0 | 0 | 0 | 0 | 0 | 0 | 0 | 0 | 0 | 0 | 0 | 0 | 0 | 0 | 0 | 0 | 0 | 12
NO |  | 275 | 2011 | 2 | 35 | 35 |  | 51st St Term | Lincoln | 138 | 138 | UG | 2.88 | 0 | 1 | 1250.0 kcmil Cu-T | 0 | 0 | 0 | 0 | 0 | 0 | 0 | 0 | 0 | 0 | 0 | 0 | 0 | 0 | 0 | 0 | 0 | 0 | 0 | 0 | 0 | 0 | 0 | 12
NO |  | 275 | 2011 | 3 | 1 | 1 |  | Ramsey | Kansas | 138 | 138 | Various | 0 | 0.55 | 2 | 795.0 kcmil ACSR | 0 | 0 | 0 | 0 | 0 | 0 | 0 | 0 | 0 | 0 | 0 | 0 | 0 | 0 | 0 | 0 | 0 | 0 | 0 | 0 | 0 | 0 | 0 | 12
NO |  | 275 | 2011 | 3 | 2 | 2 |  | Ramsey | Kansas | 138 | 138 | Various | 0 | 0.22 | 2 | 795.0 kcmil ACSR | 0 | 0 | 0 | 0 | 0 | 0 | 0 | 0 | 0 | 0 | 0 | 0 | 0 | 0 | 0 | 0 | 0 | 0 | 0 | 0 | 0 | 0 | 0 | 12
NO |  | 275 | 2011 | 3 | 3 | 3 |  | Ramsey | Kansas | 138 | 138 | Various | 0.51 | 0 | 1 | 795.0 kcmil ACSR | 0 | 0 | 0 | 0 | 0 | 0 | 0 | 0 | 0 | 0 | 0 | 0 | 0 | 0 | 0 | 0 | 0 | 0 | 0 | 0 | 0 | 0 | 0 | 12
NO |  | 275 | 2011 | 3 | 4 | 4 |  | Ramsey | Kansas | 138 | 138 | Various | 0 | 1.61 | 2 | 795.0 kcmil ACSR | 0 | 0 | 0 | 0 | 0 | 0 | 0 | 0 | 0 | 0 | 0 | 0 | 0 | 0 | 0 | 0 | 0 | 0 | 0 | 0 | 0 | 0 | 0 | 12
NO |  | 275 | 2011 | 3 | 5 | 5 |  | Ramsey | Kansas | 138 | 138 | Various | 0 | 0.3 | 2 | 795.0 kcmil ACSR | 0 | 0 | 0 | 0 | 0 | 0 | 0 | 0 | 0 | 0 | 0 | 0 | 0 | 0 | 0 | 0 | 0 | 0 | 0 | 0 | 0 | 0 | 0 | 12
NO |  | 275 | 2011 | 3 | 6 | 6 |  | Oak Creek SW YD | Ramsey | 138 | 138 | Various | 0 | 0.06 | 2 | 795.0 kcmil ACSR | 0 | 0 | 0 | 0 | 0 | 0 | 0 | 0 | 0 | 0 | 0 | 0 | 0 | 0 | 0 | 0 | 0 | 0 | 0 | 0 | 0 | 0 | 0 | 12
NO |  | 275 | 2011 | 3 | 7 | 7 |  | Oak Creek SW YD | Ramsey | 138 | 138 | Various | 0 | 0.19 | 2 | 556.5 kcmil ACSR | 0 | 0 | 0 | 0 | 0 | 0 | 0 | 0 | 0 | 0 | 0 | 0 | 0 | 0 | 0 | 0 | 0 | 0 | 0 | 0 | 0 | 0 | 0 | 12
NO |  | 275 | 2011 | 3 | 8 | 8 |  | Oak Creek SW YD | Ramsey | 138 | 138 | Various | 0.13 | 0 | 1 | 556.5 kcmil ACSR | 0 | 0 | 0 | 0 | 0 | 0 | 0 | 0 | 0 | 0 | 0 | 0 | 0 | 0 | 0 | 0 | 0 | 0 | 0 | 0 | 0 | 0 | 0 | 12
NO |  | 275 | 2011 | 3 | 9 | 9 |  | Oak Creek SW YD | Ramsey | 138 | 138 | Various | 0 | 4.91 | 2 | 795.0 kcmil ACSR | 0 | 0 | 0 | 0 | 0 | 0 | 0 | 0 | 0 | 0 | 0 | 0 | 0 | 0 | 0 | 0 | 0 | 0 | 0 | 0 | 0 | 0 | 0 | 12
NO |  | 275 | 2011 | 3 | 10 | 10 |  | Oak Creek SW YD | Ramsey | 138 | 138 | Various | 0 | 3.03 | 2 | 795.0 kcmil ACSR | 0 | 0 | 0 | 0 | 0 | 0 | 0 | 0 | 0 | 0 | 0 | 0 | 0 | 0 | 0 | 0 | 0 | 0 | 0 | 0 | 0 | 0 | 0 | 12
NO |  | 275 | 2011 | 3 | 11 | 11 |  | Oak Creek SW YD | Root River | 138 | 138 | Lattice Towe | 0.3 | 0 | 1 | 556.5 kcmil ACSR | 0 | 0 | 0 | 0 | 0 | 0 | 0 | 0 | 0 | 0 | 0 | 0 | 0 | 0 | 0 | 0 | 0 | 0 | 0 | 0 | 0 | 0 | 0 | 12
NO |  | 275 | 2011 | 3 | 12 | 12 |  | Oak Creek SW YD | Root River | 138 | 138 | Lattice Towe | 0 | 1.81 | 2 | 556.5 kcmil ACSR | 0 | 0 | 0 | 0 | 0 | 0 | 0 | 0 | 0 | 0 | 0 | 0 | 0 | 0 | 0 | 0 | 0 | 0 | 0 | 0 | 0 | 0 | 0 | 12
NO |  | 275 | 2011 | 3 | 13 | 13 |  | Oak Creek SW YD | Root River | 138 | 138 | Lattice Towe | 3.91 | 0 | 1 | 795.0 kcmil ACSR | 0 | 0 | 0 | 0 | 0 | 0 | 0 | 0 | 0 | 0 | 0 | 0 | 0 | 0 | 0 | 0 | 0 | 0 | 0 | 0 | 0 | 0 | 0 | 12
NO |  | 275 | 2011 | 3 | 14 | 14 |  | Oak Creek SW YD | Root River | 138 | 138 | Lattice Towe | 0 | 0.53 | 2 | 795.0 kcmil ACSR | 0 | 0 | 0 | 0 | 0 | 0 | 0 | 0 | 0 | 0 | 0 | 0 | 0 | 0 | 0 | 0 | 0 | 0 | 0 | 0 | 0 | 0 | 0 | 12
NO |  | 275 | 2011 | 3 | 15 | 15 |  | Oak Creek SW YD | Root River | 138 | 138 | Lattice Towe | 0.03 | 0 | 1 | 795.0 kcmil ACSR | 0 | 0 | 0 | 0 | 0 | 0 | 0 | 0 | 0 | 0 | 0 | 0 | 0 | 0 | 0 | 0 | 0 | 0 | 0 | 0 | 0 | 0 | 0 | 12
NO |  | 275 | 2011 | 3 | 16 | 16 |  | Oak Creek SW YD | Root River | 138 | 138 | Lattice Towe | 0.08 | 0 | 1 | 795.0 kcmil ACSR | 0 | 0 | 0 | 0 | 0 | 0 | 0 | 0 | 0 | 0 | 0 | 0 | 0 | 0 | 0 | 0 | 0 | 0 | 0 | 0 | 0 | 0 | 0 | 12
NO |  | 275 | 2011 | 3 | 17 | 17 |  | Oak Creek SW YD | Pennsylvania | 138 | 138 | Various | 0 | 2.06 | 2 | 795.0 kcmil ACSR | 0 | 0 | 0 | 0 | 0 | 0 | 0 | 0 | 0 | 0 | 0 | 0 | 0 | 0 | 0 | 0 | 0 | 0 | 0 | 0 | 0 | 0 | 0 | 12
NO |  | 275 | 2011 | 3 | 18 | 18 |  | Oak Creek SW YD | Pennsylvania | 138 | 138 | Various | 2.2 | 0 | 1 | 795.0 kcmil ACSR | 0 | 0 | 0 | 0 | 0 | 0 | 0 | 0 | 0 | 0 | 0 | 0 | 0 | 0 | 0 | 0 | 0 | 0 | 0 | 0 | 0 | 0 | 0 | 12
NO |  | 275 | 2011 | 3 | 19 | 19 |  | Oak Creek SW YD | Pennsylvania | 138 | 138 | Various | 0 | 0.09 | 2 | 795.0 kcmil ACSR | 0 | 0 | 0 | 0 | 0 | 0 | 0 | 0 | 0 | 0 | 0 | 0 | 0 | 0 | 0 | 0 | 0 | 0 | 0 | 0 | 0 | 0 | 0 | 12
NO |  | 275 | 2011 | 3 | 20 | 20 |  | Oak Creek SW YD | Bluemound | 230 | 230 | Various | 0 | 0.5 | 2 | 1033.5 kcmil ACSR | 0 | 0 | 0 | 0 | 0 | 0 | 0 | 0 | 0 | 0 | 0 | 0 | 0 | 0 | 0 | 0 | 0 | 0 | 0 | 0 | 0 | 0 | 0 | 12
NO |  | 275 | 2011 | 3 | 21 | 21 |  | Oak Creek SW YD | Bluemound | 230 | 230 | Various | 0 | 0.34 | 2 | 1033.5 kcmil ACSR | 0 | 0 | 0 | 0 | 0 | 0 | 0 | 0 | 0 | 0 | 0 | 0 | 0 | 0 | 0 | 0 | 0 | 0 | 0 | 0 | 0 | 0 | 0 | 12
NO |  | 275 | 2011 | 3 | 22 | 22 |  | Oak Creek SW YD | Bluemound | 230 | 230 | Various | 0 | 2.41 | 2 | 1033.5 kcmil ACSR | 0 | 0 | 0 | 0 | 0 | 0 | 0 | 0 | 0 | 0 | 0 | 0 | 0 | 0 | 0 | 0 | 0 | 0 | 0 | 0 | 0 | 0 | 0 | 12
NO |  | 275 | 2011 | 3 | 23 | 23 |  | Oak Creek SW YD | Bluemound | 230 | 230 | Various | 14.9 | 0 | 1 | 1033.5 kcmil ACSR | 0 | 0 | 0 | 0 | 0 | 0 | 0 | 0 | 0 | 0 | 0 | 0 | 0 | 0 | 0 | 0 | 0 | 0 | 0 | 0 | 0 | 0 | 0 | 12
NO |  | 275 | 2011 | 3 | 24 | 24 |  | Oak Creek SW YD | Bluemound | 230 | 230 | Various | 0 | 0.95 | 2 | 1033.5 kcmil ACSR | 0 | 0 | 0 | 0 | 0 | 0 | 0 | 0 | 0 | 0 | 0 | 0 | 0 | 0 | 0 | 0 | 0 | 0 | 0 | 0 | 0 | 0 | 0 | 12
NO |  | 275 | 2011 | 3 | 25 | 25 |  | Oak Creek SW YD | Bluemound | 230 | 230 | Various | 0 | 8.55 | 2 | 1033.5 kcmil ACSR | 0 | 0 | 0 | 0 | 0 | 0 | 0 | 0 | 0 | 0 | 0 | 0 | 0 | 0 | 0 | 0 | 0 | 0 | 0 | 0 | 0 | 0 | 0 | 12
NO |  | 275 | 2011 | 3 | 26 | 26 |  | Oak Creek SW YD | Bluemound | 230 | 230 | Various | 0 | 1.26 | 3 | 1033.5 kcmil ACSR | 0 | 0 | 0 | 0 | 0 | 0 | 0 | 0 | 0 | 0 | 0 | 0 | 0 | 0 | 0 | 0 | 0 | 0 | 0 | 0 | 0 | 0 | 0 | 12
NO |  | 275 | 2011 | 3 | 27 | 27 |  | Oak Creek SW YD | Bluemound | 230 | 230 | Various | 0 | 2.42 | 2 | 1033.5 kcmil ACSR | 0 | 0 | 0 | 0 | 0 | 0 | 0 | 0 | 0 | 0 | 0 | 0 | 0 | 0 | 0 | 0 | 0 | 0 | 0 | 0 | 0 | 0 | 0 | 12
NO |  | 275 | 2011 | 3 | 28 | 28 |  | Oak Creek SW YD | Bluemound | 230 | 230 | Various | 0 | 0.09 | 2 | 1033.5 kcmil ACSR | 0 | 0 | 0 | 0 | 0 | 0 | 0 | 0 | 0 | 0 | 0 | 0 | 0 | 0 | 0 | 0 | 0 | 0 | 0 | 0 | 0 | 0 | 0 | 12
NO |  | 275 | 2011 | 3 | 29 | 29 |  | Oak Creek SW YD | Bluemound | 230 | 230 | Various | 0 | 1.28 | 3 | 1033.5 kcmil ACSR | 0 | 0 | 0 | 0 | 0 | 0 | 0 | 0 | 0 | 0 | 0 | 0 | 0 | 0 | 0 | 0 | 0 | 0 | 0 | 0 | 0 | 0 | 0 | 12
NO |  | 275 | 2011 | 3 | 30 | 30 |  | Oak Creek SW YD | Bluemound | 230 | 230 | Various | 0 | 0.25 | 2 | 1033.5 kcmil ACSR | 0 | 0 | 0 | 0 | 0 | 0 | 0 | 0 | 0 | 0 | 0 | 0 | 0 | 0 | 0 | 0 | 0 | 0 | 0 | 0 | 0 | 0 | 0 | 12
NO |  | 275 | 2011 | 3 | 31 | 31 |  | Oak Creek SW YD | Bluemound | 230 | 230 | Various | 0 | 13.12 | 2 | 1033.5 kcmil ACSR | 0 | 0 | 0 | 0 | 0 | 0 | 0 | 0 | 0 | 0 | 0 | 0 | 0 | 0 | 0 | 0 | 0 | 0 | 0 | 0 | 0 | 0 | 0 | 12
NO |  | 275 | 2011 | 3 | 32 | 32 |  | Oak Creek SW YD | Bluemound | 230 | 230 | Various | 0 | 0.49 | 2 | 2156.0 kcmil ACSR | 0 | 0 | 0 | 0 | 0 | 0 | 0 | 0 | 0 | 0 | 0 | 0 | 0 | 0 | 0 | 0 | 0 | 0 | 0 | 0 | 0 | 0 | 0 | 12
NO |  | 275 | 2011 | 3 | 33 | 33 |  | Oak Creek SW YD | Bluemound | 230 | 230 | Various | 0 | 14.59 | 2 | 1033.5 kcmil ACSR | 0 | 0 | 0 | 0 | 0 | 0 | 0 | 0 | 0 | 0 | 0 | 0 | 0 | 0 | 0 | 0 | 0 | 0 | 0 | 0 | 0 | 0 | 0 | 12
NO |  | 275 | 2011 | 3 | 34 | 34 |  | Oak Creek SW YD | Bluemound | 230 | 230 | Various | 0 | 0.59 | 2 | 1033.5 kcmil ACSR | 0 | 0 | 0 | 0 | 0 | 0 | 0 | 0 | 0 | 0 | 0 | 0 | 0 | 0 | 0 | 0 | 0 | 0 | 0 | 0 | 0 | 0 | 0 | 12
NO |  | 275 | 2011 | 3 | 35 | 35 |  | Oak Creek SW YD | Bluemound | 230 | 230 | Various | 0 | 2.61 | 2 | 1033.5 kcmil ACSR | 0 | 0 | 0 | 0 | 0 | 0 | 0 | 0 | 0 | 0 | 0 | 0 | 0 | 0 | 0 | 0 | 0 | 0 | 0 | 0 | 0 | 0 | 0 | 12
NO |  | 275 | 2011 | 4 | 1 | 1 |  | Oak Creek SW YD | Bluemound | 230 | 230 | Various | 0 | 3.5 | 2 | 1033.5 kcmil ACSR | 0 | 0 | 0 | 0 | 0 | 0 | 0 | 0 | 0 | 0 | 0 | 0 | 0 | 0 | 0 | 0 | 0 | 0 | 0 | 0 | 0 | 0 | 0 | 12
NO |  | 275 | 2011 | 4 | 2 | 2 |  | Oak Creek SW YD | Bluemound | 230 | 230 | Various | 0 | 0.16 | 2 | 1033.5 kcmil ACSR | 0 | 0 | 0 | 0 | 0 | 0 | 0 | 0 | 0 | 0 | 0 | 0 | 0 | 0 | 0 | 0 | 0 | 0 | 0 | 0 | 0 | 0 | 0 | 12
NO |  | 275 | 2011 | 4 | 3 | 3 |  | Oak Creek SW YD | St Rita | 138 | 138 | Various | 4.17 | 0 | 1 | 795.0 kcmil ACSR | 0 | 0 | 0 | 0 | 0 | 0 | 0 | 0 | 0 | 0 | 0 | 0 | 0 | 0 | 0 | 0 | 0 | 0 | 0 | 0 | 0 | 0 | 0 | 12
NO |  | 275 | 2011 | 4 | 4 | 4 |  | Oak Creek SW YD | St Rita | 138 | 138 | Various | 0.78 | 0 | 1 | 795.0 kcmil ACSR | 0 | 0 | 0 | 0 | 0 | 0 | 0 | 0 | 0 | 0 | 0 | 0 | 0 | 0 | 0 | 0 | 0 | 0 | 0 | 0 | 0 | 0 | 0 | 12
NO |  | 275 | 2011 | 4 | 5 | 5 |  | Oak Creek SW YD | St Rita | 138 | 138 | Various | 0.1 | 0 | 1 | 795.0 kcmil ACSR | 0 | 0 | 0 | 0 | 0 | 0 | 0 | 0 | 0 | 0 | 0 | 0 | 0 | 0 | 0 | 0 | 0 | 0 | 0 | 0 | 0 | 0 | 0 | 12
NO |  | 275 | 2011 | 4 | 6 | 6 |  | Burlington | Tichigan | 138 | 138 | Wood Pole | 7.62 | 0 | 1 | 477.0 kcmil ACSR | 0 | 0 | 0 | 0 | 0 | 0 | 0 | 0 | 0 | 0 | 0 | 0 | 0 | 0 | 0 | 0 | 0 | 0 | 0 | 0 | 0 | 0 | 0 | 12
NO |  | 275 | 2011 | 4 | 7 | 7 |  | Racine | Hayes | 138 | 138 | Wood Pole | 2.67 | 0 | 1 | 477.0 kcmil ACSR | 0 | 0 | 0 | 0 | 0 | 0 | 0 | 0 | 0 | 0 | 0 | 0 | 0 | 0 | 0 | 0 | 0 | 0 | 0 | 0 | 0 | 0 | 0 | 12
NO |  | 275 | 2011 | 4 | 8 | 8 |  | Racine | Somers | 138 | 138 | Lattice Towe | 0 | 4.17 | 2 | 4/0 AWG Cu 7 Bare | 0 | 0 | 0 | 0 | 0 | 0 | 0 | 0 | 0 | 0 | 0 | 0 | 0 | 0 | 0 | 0 | 0 | 0 | 0 | 0 | 0 | 0 | 0 | 12
NO |  | 275 | 2011 | 4 | 9 | 9 |  | Racine | Kenosha | 138 | 138 | Lattice Towe | 0 | 3.95 | 2 | 477.0 kcmil ACSR | 0 | 0 | 0 | 0 | 0 | 0 | 0 | 0 | 0 | 0 | 0 | 0 | 0 | 0 | 0 | 0 | 0 | 0 | 0 | 0 | 0 | 0 | 0 | 12
NO |  | 275 | 2011 | 4 | 10 | 10 |  | Racine | Kenosha | 138 | 138 | Lattice Towe | 0 | 8.04 | 2 | 4/0 AWG Cu 7 Bare | 0 | 0 | 0 | 0 | 0 | 0 | 0 | 0 | 0 | 0 | 0 | 0 | 0 | 0 | 0 | 0 | 0 | 0 | 0 | 0 | 0 | 0 | 0 | 12
NO |  | 275 | 2011 | 4 | 11 | 11 |  | Pleasant Prairie SW YD | Zion | 345 | 345 | Lattice Towe | 0 | 0.93 | 2 | 2156.0 kcmil ACSR | 0 | 0 | 0 | 0 | 0 | 0 | 0 | 0 | 0 | 0 | 0 | 0 | 0 | 0 | 0 | 0 | 0 | 0 | 0 | 0 | 0 | 0 | 0 | 12
NO |  | 275 | 2011 | 4 | 12 | 12 |  | Pleasant Prairie SW YD | Zion | 345 | 345 | Lattice Towe | 0 | 0.09 | 2 | 2156.0 kcmil ACSR | 0 | 0 | 0 | 0 | 0 | 0 | 0 | 0 | 0 | 0 | 0 | 0 | 0 | 0 | 0 | 0 | 0 | 0 | 0 | 0 | 0 | 0 | 0 | 12
NO |  | 275 | 2011 | 4 | 13 | 13 |  | Pleasant Prairie SW YD | Zion | 345 | 345 | Lattice Towe | 0 | 2.49 | 2 | 2156.0 kcmil ACSR | 0 | 0 | 0 | 0 | 0 | 0 | 0 | 0 | 0 | 0 | 0 | 0 | 0 | 0 | 0 | 0 | 0 | 0 | 0 | 0 | 0 | 0 | 0 | 12
NO |  | 275 | 2011 | 4 | 14 | 14 |  | Arcadian | Zion | 345 | 345 | Lattice Towe | 0 | 0.91 | 2 | 2156.0 kcmil ACSR | 0 | 0 | 0 | 0 | 0 | 0 | 0 | 0 | 0 | 0 | 0 | 0 | 0 | 0 | 0 | 0 | 0 | 0 | 0 | 0 | 0 | 0 | 0 | 12
NO |  | 275 | 2011 | 4 | 15 | 15 |  | Arcadian | Zion | 345 | 345 | Lattice Towe | 0 | 17.83 | 2 | 2156.0 kcmil ACSR | 0 | 0 | 0 | 0 | 0 | 0 | 0 | 0 | 0 | 0 | 0 | 0 | 0 | 0 | 0 | 0 | 0 | 0 | 0 | 0 | 0 | 0 | 0 | 12
NO |  | 275 | 2011 | 4 | 16 | 16 |  | Arcadian | Zion | 345 | 345 | Lattice Towe | 0 | 30.86 | 2 | 2156.0 kcmil ACSR | 0 | 0 | 0 | 0 | 0 | 0 | 0 | 0 | 0 | 0 | 0 | 0 | 0 | 0 | 0 | 0 | 0 | 0 | 0 | 0 | 0 | 0 | 0 | 12
NO |  | 275 | 2011 | 4 | 17 | 17 |  | Arcadian | Zion | 345 | 345 | Lattice Towe | 0 | 0.09 | 2 | 2156.0 kcmil ACSR | 0 | 0 | 0 | 0 | 0 | 0 | 0 | 0 | 0 | 0 | 0 | 0 | 0 | 0 | 0 | 0 | 0 | 0 | 0 | 0 | 0 | 0 | 0 | 12
NO |  | 275 | 2011 | 4 | 18 | 18 |  | Arcadian | Zion | 345 | 345 | Lattice Towe | 0 | 0.24 | 2 | 2156.0 kcmil ACSR | 0 | 0 | 0 | 0 | 0 | 0 | 0 | 0 | 0 | 0 | 0 | 0 | 0 | 0 | 0 | 0 | 0 | 0 | 0 | 0 | 0 | 0 | 0 | 12
NO |  | 275 | 2011 | 4 | 19 | 19 |  | Arcadian | Zion | 345 | 345 | Lattice Towe | 0 | 3.26 | 2 | 2156.0 kcmil ACSR | 0 | 0 | 0 | 0 | 0 | 0 | 0 | 0 | 0 | 0 | 0 | 0 | 0 | 0 | 0 | 0 | 0 | 0 | 0 | 0 | 0 | 0 | 0 | 12
NO |  | 275 | 2011 | 4 | 20 | 20 |  | Maple (WE) | Germantown SW YD | 138 | 138 | Lattice Towe | 0 | 5.61 | 2 | 927.2 kcmil ACAR | 0 | 0 | 0 | 0 | 0 | 0 | 0 | 0 | 0 | 0 | 0 | 0 | 0 | 0 | 0 | 0 | 0 | 0 | 0 | 0 | 0 | 0 | 0 | 12
NO |  | 275 | 2011 | 4 | 21 | 21 |  | Germantown SW YD | Bark River | 138 | 138 | Various | 0 | 0.11 | 2 | 1172.0 kcmil ACAR | 0 | 0 | 0 | 0 | 0 | 0 | 0 | 0 | 0 | 0 | 0 | 0 | 0 | 0 | 0 | 0 | 0 | 0 | 0 | 0 | 0 | 0 | 0 | 12
NO |  | 275 | 2011 | 4 | 22 | 22 |  | Germantown SW YD | Bark River | 138 | 138 | Various | 0 | 4.76 | 2 | 927.2 kcmil ACAR | 0 | 0 | 0 | 0 | 0 | 0 | 0 | 0 | 0 | 0 | 0 | 0 | 0 | 0 | 0 | 0 | 0 | 0 | 0 | 0 | 0 | 0 | 0 | 12
NO |  | 275 | 2011 | 4 | 23 | 23 |  | Germantown SW YD | Bark River | 138 | 138 | Various | 0 | 2.75 | 2 | 2156.0 kcmil ACSR | 0 | 0 | 0 | 0 | 0 | 0 | 0 | 0 | 0 | 0 | 0 | 0 | 0 | 0 | 0 | 0 | 0 | 0 | 0 | 0 | 0 | 0 | 0 | 12
NO |  | 275 | 2011 | 4 | 24 | 24 |  | Germantown SW YD | Bark River | 138 | 138 | Various | 0 | 7.38 | 2 | 2156.0 kcmil ACSR | 0 | 0 | 0 | 0 | 0 | 0 | 0 | 0 | 0 | 0 | 0 | 0 | 0 | 0 | 0 | 0 | 0 | 0 | 0 | 0 | 0 | 0 | 0 | 12
NO |  | 275 | 2011 | 4 | 25 | 25 |  | Edgewood | St Martins | 138 | 138 | Various | 0.13 | 0 | 1 | 795.0 kcmil ACSR | 0 | 0 | 0 | 0 | 0 | 0 | 0 | 0 | 0 | 0 | 0 | 0 | 0 | 0 | 0 | 0 | 0 | 0 | 0 | 0 | 0 | 0 | 0 | 12
NO |  | 275 | 2011 | 4 | 26 | 26 |  | Edgewood | St Martins | 138 | 138 | Various | 0.05 | 0 | 1 | 477.0 kcmil ACSR | 0 | 0 | 0 | 0 | 0 | 0 | 0 | 0 | 0 | 0 | 0 | 0 | 0 | 0 | 0 | 0 | 0 | 0 | 0 | 0 | 0 | 0 | 0 | 12
NO |  | 275 | 2011 | 4 | 27 | 27 |  | Edgewood | St Martins | 138 | 138 | Various | 6.98 | 0 | 1 | 3/0 AWG ACSR 6/1 | 0 | 0 | 0 | 0 | 0 | 0 | 0 | 0 | 0 | 0 | 0 | 0 | 0 | 0 | 0 | 0 | 0 | 0 | 0 | 0 | 0 | 0 | 0 | 12
NO |  | 275 | 2011 | 4 | 28 | 28 |  | Paris | Raymond | 138 | 138 | Lattice Towe | 0.46 | 0 | 1 | 795.0 kcmil ACSR | 0 | 0 | 0 | 0 | 0 | 0 | 0 | 0 | 0 | 0 | 0 | 0 | 0 | 0 | 0 | 0 | 0 | 0 | 0 | 0 | 0 | 0 | 0 | 12
NO |  | 275 | 2011 | 4 | 29 | 29 |  | Paris | Raymond | 138 | 138 | Lattice Towe | 8.85 | 0 | 1 | 477.0 kcmil ACSR | 0 | 0 | 0 | 0 | 0 | 0 | 0 | 0 | 0 | 0 | 0 | 0 | 0 | 0 | 0 | 0 | 0 | 0 | 0 | 0 | 0 | 0 | 0 | 12
NO |  | 275 | 2011 | 4 | 30 | 30 |  | Raymond | St Martins | 138 | 138 | Lattice Towe | 0.11 | 0 | 1 | 477.0 kcmil ACSR | 0 | 0 | 0 | 0 | 0 | 0 | 0 | 0 | 0 | 0 | 0 | 0 | 0 | 0 | 0 | 0 | 0 | 0 | 0 | 0 | 0 | 0 | 0 | 12
NO |  | 275 | 2011 | 4 | 31 | 31 |  | Raymond | St Martins | 138 | 138 | Lattice Towe | 0.63 | 0 | 1 | 477.0 kcmil ACSR | 0 | 0 | 0 | 0 | 0 | 0 | 0 | 0 | 0 | 0 | 0 | 0 | 0 | 0 | 0 | 0 | 0 | 0 | 0 | 0 | 0 | 0 | 0 | 12
NO |  | 275 | 2011 | 4 | 32 | 32 |  | Raymond | St Martins | 138 | 138 | Lattice Towe | 0.1 | 0 | 1 | 477.0 kcmil ACSR | 0 | 0 | 0 | 0 | 0 | 0 | 0 | 0 | 0 | 0 | 0 | 0 | 0 | 0 | 0 | 0 | 0 | 0 | 0 | 0 | 0 | 0 | 0 | 12
NO |  | 275 | 2011 | 4 | 33 | 33 |  | Raymond | St Martins | 138 | 138 | Lattice Towe | 1.7 | 0 | 1 | 477.0 kcmil ACSR | 0 | 0 | 0 | 0 | 0 | 0 | 0 | 0 | 0 | 0 | 0 | 0 | 0 | 0 | 0 | 0 | 0 | 0 | 0 | 0 | 0 | 0 | 0 | 12
NO |  | 275 | 2011 | 4 | 34 | 34 |  | Raymond | St Martins | 138 | 138 | Lattice Towe | 3.2 | 0 | 1 | 477.0 kcmil ACSR | 0 | 0 | 0 | 0 | 0 | 0 | 0 | 0 | 0 | 0 | 0 | 0 | 0 | 0 | 0 | 0 | 0 | 0 | 0 | 0 | 0 | 0 | 0 | 12
NO |  | 275 | 2011 | 4 | 35 | 35 |  | Raymond | St Martins | 138 | 138 | Lattice Towe | 0 | 0.2 | 2 | 795.0 kcmil ACSR | 0 | 0 | 0 | 0 | 0 | 0 | 0 | 0 | 0 | 0 | 0 | 0 | 0 | 0 | 0 | 0 | 0 | 0 | 0 | 0 | 0 | 0 | 0 | 12
NO |  | 275 | 2011 | 5 | 1 | 1 |  | Raymond | St Martins | 138 | 138 | Lattice Towe | 0.08 | 0 | 1 | 477.0 kcmil ACSR | 0 | 0 | 0 | 0 | 0 | 0 | 0 | 0 | 0 | 0 | 0 | 0 | 0 | 0 | 0 | 0 | 0 | 0 | 0 | 0 | 0 | 0 | 0 | 12
NO |  | 275 | 2011 | 5 | 2 | 2 |  | Paris | Raymond | 138 | 138 | Lattice Towe | 0.02 | 0 | 1 | 477.0 kcmil ACSR | 0 | 0 | 0 | 0 | 0 | 0 | 0 | 0 | 0 | 0 | 0 | 0 | 0 | 0 | 0 | 0 | 0 | 0 | 0 | 0 | 0 | 0 | 0 | 12
NO |  | 275 | 2011 | 5 | 3 | 3 |  | Raymond | St Martins | 138 | 138 | Lattice Towe | 0.02 | 0 | 1 | 477.0 kcmil ACSR | 0 | 0 | 0 | 0 | 0 | 0 | 0 | 0 | 0 | 0 | 0 | 0 | 0 | 0 | 0 | 0 | 0 | 0 | 0 | 0 | 0 | 0 | 0 | 12
NO |  | 275 | 2011 | 5 | 4 | 4 |  | Raymond | St Martins | 138 | 138 | Lattice Towe | 2.01 | 0 | 1 | 477.0 kcmil ACSR | 0 | 0 | 0 | 0 | 0 | 0 | 0 | 0 | 0 | 0 | 0 | 0 | 0 | 0 | 0 | 0 | 0 | 0 | 0 | 0 | 0 | 0 | 0 | 12
NO |  | 275 | 2011 | 5 | 5 | 5 |  | Raymond | St Martins | 138 | 138 | Lattice Towe | 0.12 | 0 | 1 | 477.0 kcmil ACSR | 0 | 0 | 0 | 0 | 0 | 0 | 0 | 0 | 0 | 0 | 0 | 0 | 0 | 0 | 0 | 0 | 0 | 0 | 0 | 0 | 0 | 0 | 0 | 12
NO |  | 275 | 2011 | 5 | 6 | 6 |  | Raymond | St Martins | 138 | 138 | Lattice Towe | 1.15 | 0 | 1 | 477.0 kcmil ACSR | 0 | 0 | 0 | 0 | 0 | 0 | 0 | 0 | 0 | 0 | 0 | 0 | 0 | 0 | 0 | 0 | 0 | 0 | 0 | 0 | 0 | 0 | 0 | 12
NO |  | 275 | 2011 | 5 | 7 | 7 |  | Albers | Paris | 138 | 138 | Lattice Towe | 1.69 | 0 | 1 | 1033.5 kcmil ACSR | 0 | 0 | 0 | 0 | 0 | 0 | 0 | 0 | 0 | 0 | 0 | 0 | 0 | 0 | 0 | 0 | 0 | 0 | 0 | 0 | 0 | 0 | 0 | 12
NO |  | 275 | 2011 | 5 | 8 | 8 |  | Albers | Paris | 138 | 138 | Lattice Towe | 0.39 | 0 | 1 | 477.0 kcmil ACSR | 0 | 0 | 0 | 0 | 0 | 0 | 0 | 0 | 0 | 0 | 0 | 0 | 0 | 0 | 0 | 0 | 0 | 0 | 0 | 0 | 0 | 0 | 0 | 12
NO |  | 275 | 2011 | 5 | 9 | 9 |  | Albers | Paris | 138 | 138 | Lattice Towe | 0.6 | 0 | 1 | 477.0 kcmil ACSR | 0 | 0 | 0 | 0 | 0 | 0 | 0 | 0 | 0 | 0 | 0 | 0 | 0 | 0 | 0 | 0 | 0 | 0 | 0 | 0 | 0 | 0 | 0 | 12
NO |  | 275 | 2011 | 5 | 10 | 10 |  | Albers | Paris | 138 | 138 | Lattice Towe | 6.16 | 0 | 1 | 477.0 kcmil ACSR | 0 | 0 | 0 | 0 | 0 | 0 | 0 | 0 | 0 | 0 | 0 | 0 | 0 | 0 | 0 | 0 | 0 | 0 | 0 | 0 | 0 | 0 | 0 | 12
NO |  | 275 | 2011 | 5 | 11 | 11 |  | Albers | Paris | 138 | 138 | Lattice Towe | 3.2 | 0 | 1 | 477.0 kcmil ACSR | 0 | 0 | 0 | 0 | 0 | 0 | 0 | 0 | 0 | 0 | 0 | 0 | 0 | 0 | 0 | 0 | 0 | 0 | 0 | 0 | 0 | 0 | 0 | 12
NO |  | 275 | 2011 | 5 | 12 | 12 |  | Albers | Paris | 138 | 138 | Lattice Towe | 0.36 | 0 | 1 | 477.0 kcmil ACSR | 0 | 0 | 0 | 0 | 0 | 0 | 0 | 0 | 0 | 0 | 0 | 0 | 0 | 0 | 0 | 0 | 0 | 0 | 0 | 0 | 0 | 0 | 0 | 12
NO |  | 275 | 2011 | 5 | 13 | 13 |  | Granville | Saukville | 345 | 345 | Lattice Towe | 0 | 5.09 | 2 | 2156.0 kcmil ACSR | 0 | 0 | 0 | 0 | 0 | 0 | 0 | 0 | 0 | 0 | 0 | 0 | 0 | 0 | 0 | 0 | 0 | 0 | 0 | 0 | 0 | 0 | 0 | 12
NO |  | 275 | 2011 | 5 | 14 | 14 |  | Granville | Saukville | 345 | 345 | Lattice Towe | 0 | 14.49 | 2 | 2156.0 kcmil ACSR | 0 | 0 | 0 | 0 | 0 | 0 | 0 | 0 | 0 | 0 | 0 | 0 | 0 | 0 | 0 | 0 | 0 | 0 | 0 | 0 | 0 | 0 | 0 | 12
NO |  | 275 | 2011 | 5 | 15 | 15 |  | Tosa | Granville | 138 | 138 | Lattice Towe | 0 | 5.96 | 2 | 795.0 kcmil ACSR | 0 | 0 | 0 | 0 | 0 | 0 | 0 | 0 | 0 | 0 | 0 | 0 | 0 | 0 | 0 | 0 | 0 | 0 | 0 | 0 | 0 | 0 | 0 | 12
NO |  | 275 | 2011 | 5 | 16 | 16 |  | Granville | Tamarack | 138 | 138 | Lattice Towe | 0 | 2.87 | 2 | 927.2 kcmil ACAR | 0 | 0 | 0 | 0 | 0 | 0 | 0 | 0 | 0 | 0 | 0 | 0 | 0 | 0 | 0 | 0 | 0 | 0 | 0 | 0 | 0 | 0 | 0 | 12
NO |  | 275 | 2011 | 5 | 17 | 17 |  | Granville | Tamarack | 138 | 138 | Lattice Towe | 0 | 3.61 | 2 | 927.2 kcmil ACAR | 0 | 0 | 0 | 0 | 0 | 0 | 0 | 0 | 0 | 0 | 0 | 0 | 0 | 0 | 0 | 0 | 0 | 0 | 0 | 0 | 0 | 0 | 0 | 12
NO |  | 275 | 2011 | 5 | 18 | 18 |  | Swan Tap | Swan | 138 | 138 | Steel Pole | 3 | 0 | 1 | 795.0 kcmil ACSR | 0 | 0 | 0 | 0 | 0 | 0 | 0 | 0 | 0 | 0 | 0 | 0 | 0 | 0 | 0 | 0 | 0 | 0 | 0 | 0 | 0 | 0 | 0 | 12
NO |  | 275 | 2011 | 5 | 19 | 19 |  | Granville | Swan Tap | 138 | 138 | Steel Pole | 0 | 2.72 | 2 | 556.5 kcmil ACSR | 0 | 0 | 0 | 0 | 0 | 0 | 0 | 0 | 0 | 0 | 0 | 0 | 0 | 0 | 0 | 0 | 0 | 0 | 0 | 0 | 0 | 0 | 0 | 12
NO |  | 275 | 2011 | 5 | 20 | 20 |  | Swan Tap | 68th St | 138 | 138 | Steel Pole | 0 | 2.34 | 2 | 556.5 kcmil ACSR | 0 | 0 | 0 | 0 | 0 | 0 | 0 | 0 | 0 | 0 | 0 | 0 | 0 | 0 | 0 | 0 | 0 | 0 | 0 | 0 | 0 | 0 | 0 | 12
NO |  | 275 | 2011 | 5 | 21 | 21 |  | Granville | Butler | 138 | 138 | Steel Pole | 0 | 4.22 | 2 | 795.0 kcmil ACSR | 0 | 0 | 0 | 0 | 0 | 0 | 0 | 0 | 0 | 0 | 0 | 0 | 0 | 0 | 0 | 0 | 0 | 0 | 0 | 0 | 0 | 0 | 0 | 12
NO |  | 275 | 2011 | 5 | 22 | 22 |  | Cornell - Milwaukee | Granville | 138 | 138 | UG | 0 | 0.71 | 2 | 2156.0 kcmil ACSR | 0 | 0 | 0 | 0 | 0 | 0 | 0 | 0 | 0 | 0 | 0 | 0 | 0 | 0 | 0 | 0 | 0 | 0 | 0 | 0 | 0 | 0 | 0 | 12
NO |  | 275 | 2011 | 5 | 23 | 23 |  | Cornell - Milwaukee | Granville | 138 | 138 | UG | 0 | 1.81 | 2 | 2156.0 kcmil ACSR | 0 | 0 | 0 | 0 | 0 | 0 | 0 | 0 | 0 | 0 | 0 | 0 | 0 | 0 | 0 | 0 | 0 | 0 | 0 | 0 | 0 | 0 | 0 | 12
NO |  | 275 | 2011 | 5 | 24 | 24 |  | Cornell - Milwaukee | Granville | 138 | 138 | UG | 0 | 2.84 | 2 | 2156.0 kcmil ACSR | 0 | 0 | 0 | 0 | 0 | 0 | 0 | 0 | 0 | 0 | 0 | 0 | 0 | 0 | 0 | 0 | 0 | 0 | 0 | 0 | 0 | 0 | 0 | 12
NO |  | 275 | 2011 | 5 | 25 | 25 |  | Cornell - Milwaukee | Granville | 138 | 138 | UG | 0.16 | 0 | 1 | 2156.0 kcmil ACSR | 0 | 0 | 0 | 0 | 0 | 0 | 0 | 0 | 0 | 0 | 0 | 0 | 0 | 0 | 0 | 0 | 0 | 0 | 0 | 0 | 0 | 0 | 0 | 12
NO |  | 275 | 2011 | 5 | 26 | 26 |  | Granville | Parkland | 138 | 138 | Steel Pole | 0 | 2.77 | 2 | 556.5 kcmil ACSR | 0 | 0 | 0 | 0 | 0 | 0 | 0 | 0 | 0 | 0 | 0 | 0 | 0 | 0 | 0 | 0 | 0 | 0 | 0 | 0 | 0 | 0 | 0 | 12
NO |  | 275 | 2011 | 5 | 27 | 27 |  | Merrill Hills | Summit | 138 | 138 | Steel Pole | 0 | 4.81 | 2 | 1033.5 kcmil ACSR | 0 | 0 | 0 | 0 | 0 | 0 | 0 | 0 | 0 | 0 | 0 | 0 | 0 | 0 | 0 | 0 | 0 | 0 | 0 | 0 | 0 | 0 | 0 | 12
NO |  | 275 | 2011 | 5 | 28 | 28 |  | Merrill Hills | Summit | 138 | 138 | Steel Pole | 5.35 | 0 | 1 | 927.2 kcmil ACAR | 0 | 0 | 0 | 0 | 0 | 0 | 0 | 0 | 0 | 0 | 0 | 0 | 0 | 0 | 0 | 0 | 0 | 0 | 0 | 0 | 0 | 0 | 0 | 12
NO |  | 275 | 2011 | 5 | 29 | 29 |  | Merrill Hills | Summit | 138 | 138 | Steel Pole | 0.22 | 0 | 1 | 927.2 kcmil ACAR | 0 | 0 | 0 | 0 | 0 | 0 | 0 | 0 | 0 | 0 | 0 | 0 | 0 | 0 | 0 | 0 | 0 | 0 | 0 | 0 | 0 | 0 | 0 | 12
NO |  | 275 | 2011 | 5 | 30 | 30 |  | Merrill Hills | Summit | 138 | 138 | Steel Pole | 0.43 | 0 | 1 | 927.2 kcmil ACAR | 0 | 0 | 0 | 0 | 0 | 0 | 0 | 0 | 0 | 0 | 0 | 0 | 0 | 0 | 0 | 0 | 0 | 0 | 0 | 0 | 0 | 0 | 0 | 12
NO |  | 275 | 2011 | 5 | 31 | 31 |  | Merrill Hills | Summit | 138 | 138 | Steel Pole | 1.43 | 0 | 1 | 927.2 kcmil ACAR | 0 | 0 | 0 | 0 | 0 | 0 | 0 | 0 | 0 | 0 | 0 | 0 | 0 | 0 | 0 | 0 | 0 | 0 | 0 | 0 | 0 | 0 | 0 | 12
NO |  | 275 | 2011 | 5 | 32 | 32 |  | Center | Fiebrantz | 138 | 138 | UG | 1.61 | 0 | 1 | 1250.0 kcmil Cu-T | 0 | 0 | 0 | 0 | 0 | 0 | 0 | 0 | 0 | 0 | 0 | 0 | 0 | 0 | 0 | 0 | 0 | 0 | 0 | 0 | 0 | 0 | 0 | 12
NO |  | 275 | 2011 | 5 | 33 | 33 |  | Center | Fiebrantz | 138 | 138 | UG | 0.69 | 0 | 1 | 1250.0 kcmil Cu-T | 0 | 0 | 0 | 0 | 0 | 0 | 0 | 0 | 0 | 0 | 0 | 0 | 0 | 0 | 0 | 0 | 0 | 0 | 0 | 0 | 0 | 0 | 0 | 12
NO |  | 275 | 2011 | 5 | 34 | 34 |  | Fiebrantz - Cornell | Milwaukee | 138 | 138 | UG | 0.45 | 0 | 1 | 1250.0 kcmil Cu-T | 0 | 0 | 0 | 0 | 0 | 0 | 0 | 0 | 0 | 0 | 0 | 0 | 0 | 0 | 0 | 0 | 0 | 0 | 0 | 0 | 0 | 0 | 0 | 12
NO |  | 275 | 2011 | 5 | 35 | 35 |  | Cornell - Milwaukee | Fiebrantz | 138 | 138 | Wood Pole | 0.42 | 0 | 1 | 477.0 kcmil ACSR | 0 | 0 | 0 | 0 | 0 | 0 | 0 | 0 | 0 | 0 | 0 | 0 | 0 | 0 | 0 | 0 | 0 | 0 | 0 | 0 | 0 | 0 | 0 | 12
NO |  | 275 | 2011 | 6 | 1 | 1 |  | Cornell - Milwaukee | Fiebrantz | 138 | 138 | Wood Pole | 0.03 | 0 | 1 | 300.0 kcmil Cu 19 | 0 | 0 | 0 | 0 | 0 | 0 | 0 | 0 | 0 | 0 | 0 | 0 | 0 | 0 | 0 | 0 | 0 | 0 | 0 | 0 | 0 | 0 | 0 | 12
NO |  | 275 | 2011 | 6 | 2 | 2 |  | Cornell - Milwaukee | Humbolt Term | 138 | 138 | Wood Pole | 0.28 | 0 | 1 | 927.2 kcmil ACAR | 0 | 0 | 0 | 0 | 0 | 0 | 0 | 0 | 0 | 0 | 0 | 0 | 0 | 0 | 0 | 0 | 0 | 0 | 0 | 0 | 0 | 0 | 0 | 12
NO |  | 275 | 2011 | 6 | 3 | 3 |  | Cornell - Milwaukee | Humbolt Term | 138 | 138 | Wood Pole | 0.4 | 0 | 1 | 927.2 kcmil ACAR | 0 | 0 | 0 | 0 | 0 | 0 | 0 | 0 | 0 | 0 | 0 | 0 | 0 | 0 | 0 | 0 | 0 | 0 | 0 | 0 | 0 | 0 | 0 | 12
NO |  | 275 | 2011 | 6 | 4 | 4 |  | Cornell - Milwaukee | Humbolt Term | 138 | 138 | Wood Pole | 0.03 | 0 | 1 | 927.2 kcmil ACAR | 0 | 0 | 0 | 0 | 0 | 0 | 0 | 0 | 0 | 0 | 0 | 0 | 0 | 0 | 0 | 0 | 0 | 0 | 0 | 0 | 0 | 0 | 0 | 12
NO |  | 275 | 2011 | 6 | 5 | 5 |  | Cornell - Milwaukee | Humbolt Term | 138 | 138 | Wood Pole | 0.23 | 0 | 1 | 927.2 kcmil ACAR | 0 | 0 | 0 | 0 | 0 | 0 | 0 | 0 | 0 | 0 | 0 | 0 | 0 | 0 | 0 | 0 | 0 | 0 | 0 | 0 | 0 | 0 | 0 | 12
NO |  | 275 | 2011 | 6 | 6 | 6 |  | Cornell - Milwaukee | Humbolt Term | 138 | 138 | Wood Pole | 0.4 | 0 | 1 | 927.2 kcmil ACAR | 0 | 0 | 0 | 0 | 0 | 0 | 0 | 0 | 0 | 0 | 0 | 0 | 0 | 0 | 0 | 0 | 0 | 0 | 0 | 0 | 0 | 0 | 0 | 12
NO |  | 275 | 2011 | 6 | 7 | 7 |  | Cornell - Milwaukee | Humbolt Term | 138 | 138 | Wood Pole | 0.54 | 0 | 1 | 927.2 kcmil ACAR | 0 | 0 | 0 | 0 | 0 | 0 | 0 | 0 | 0 | 0 | 0 | 0 | 0 | 0 | 0 | 0 | 0 | 0 | 0 | 0 | 0 | 0 | 0 | 12
NO |  | 275 | 2011 | 6 | 8 | 8 |  | Cornell - Milwaukee | Humbolt Term | 138 | 138 | Wood Pole | 0.1 | 0 | 1 | 927.2 kcmil ACAR | 0 | 0 | 0 | 0 | 0 | 0 | 0 | 0 | 0 | 0 | 0 | 0 | 0 | 0 | 0 | 0 | 0 | 0 | 0 | 0 | 0 | 0 | 0 | 12
NO |  | 275 | 2011 | 6 | 9 | 9 |  | Elkhart Lake | Forest Junction | 138 | 138 | Lattice Towe | 0 | 11.34 | 2 | 4/0 AWG ACSR 6/1 | 0 | 0 | 0 | 0 | 0 | 0 | 0 | 0 | 0 | 0 | 0 | 0 | 0 | 0 | 0 | 0 | 0 | 0 | 0 | 0 | 0 | 0 | 0 | 12
NO |  | 275 | 2011 | 6 | 10 | 10 |  | Elkhart Lake | Forest Junction | 138 | 138 | Lattice Towe | 0 | 17.73 | 2 | 4/0 AWG ACSR 6/1 | 0 | 0 | 0 | 0 | 0 | 0 | 0 | 0 | 0 | 0 | 0 | 0 | 0 | 0 | 0 | 0 | 0 | 0 | 0 | 0 | 0 | 0 | 0 | 12
NO |  | 275 | 2011 | 6 | 11 | 11 |  | Lakehead Delevan Tap 2 | Lakehead Delavan | 138 | 138 | Various | 0.01 | 0 | 1 | 336.4 kcmil ACSR | 0 | 0 | 0 | 0 | 0 | 0 | 0 | 0 | 0 | 0 | 0 | 0 | 0 | 0 | 0 | 0 | 0 | 0 | 0 | 0 | 0 | 0 | 0 | 12
NO |  | 275 | 2011 | 6 | 12 | 12 |  | Lakehead Delavan Tap | Sunrise | 138 | 138 | Various | 3.61 | 0 | 1 | 795.0 kcmil ACSR | 0 | 0 | 0 | 0 | 0 | 0 | 0 | 0 | 0 | 0 | 0 | 0 | 0 | 0 | 0 | 0 | 0 | 0 | 0 | 0 | 0 | 0 | 0 | 12
NO |  | 275 | 2011 | 6 | 13 | 13 |  | Whitewater | Lakehead Delavan Tap | 138 | 138 | Various | 4.18 | 0 | 1 | 795.0 kcmil ACSR | 0 | 0 | 0 | 0 | 0 | 0 | 0 | 0 | 0 | 0 | 0 | 0 | 0 | 0 | 0 | 0 | 0 | 0 | 0 | 0 | 0 | 0 | 0 | 12
NO |  | 275 | 2011 | 6 | 14 | 14 |  | Lakehead Delavan Tap | Sunrise | 138 | 138 | Various | 0.19 | 0 | 1 | 795.0 kcmil ACSR | 0 | 0 | 0 | 0 | 0 | 0 | 0 | 0 | 0 | 0 | 0 | 0 | 0 | 0 | 0 | 0 | 0 | 0 | 0 | 0 | 0 | 0 | 0 | 12
NO |  | 275 | 2011 | 6 | 15 | 15 |  | Lakehead Delavan Tap | Sunrise | 138 | 138 | Various | 7.58 | 0 | 1 | 795.0 kcmil ACSR | 0 | 0 | 0 | 0 | 0 | 0 | 0 | 0 | 0 | 0 | 0 | 0 | 0 | 0 | 0 | 0 | 0 | 0 | 0 | 0 | 0 | 0 | 0 | 12
NO |  | 275 | 2011 | 6 | 16 | 16 |  | Lakehead Delavan Tap | Sunrise | 138 | 138 | Various | 0 | 0.48 | 2 | 795.0 kcmil ACSR | 0 | 0 | 0 | 0 | 0 | 0 | 0 | 0 | 0 | 0 | 0 | 0 | 0 | 0 | 0 | 0 | 0 | 0 | 0 | 0 | 0 | 0 | 0 | 12
NO |  | 275 | 2011 | 6 | 17 | 17 |  | Lakehead Delevan Tap 2 | Lakehead Delavan | 138 | 138 | Various | 0.01 | 0 | 1 | 336.4 kcmil ACSR | 0 | 0 | 0 | 0 | 0 | 0 | 0 | 0 | 0 | 0 | 0 | 0 | 0 | 0 | 0 | 0 | 0 | 0 | 0 | 0 | 0 | 0 | 0 | 12
NO |  | 275 | 2011 | 6 | 18 | 18 |  | Lakehead Delevan Tap 2 | Lakehead Delavan | 138 | 138 | Various | 0.01 | 0 | 1 | 336.4 kcmil ACSR | 0 | 0 | 0 | 0 | 0 | 0 | 0 | 0 | 0 | 0 | 0 | 0 | 0 | 0 | 0 | 0 | 0 | 0 | 0 | 0 | 0 | 0 | 0 | 12
NO |  | 275 | 2011 | 6 | 19 | 19 |  | Lakehead Delevan Tap 2 | Lakehead Delavan | 138 | 138 | Various | 0.02 | 0 | 1 | 336.4 kcmil ACSR | 0 | 0 | 0 | 0 | 0 | 0 | 0 | 0 | 0 | 0 | 0 | 0 | 0 | 0 | 0 | 0 | 0 | 0 | 0 | 0 | 0 | 0 | 0 | 12
NO |  | 275 | 2011 | 6 | 20 | 20 |  | Lakehead Delavan Tap | Lakehead Delevan Tap 2 | 138 | 138 | Various | 0.9 | 0 | 1 | 336.4 kcmil ACSR | 0 | 0 | 0 | 0 | 0 | 0 | 0 | 0 | 0 | 0 | 0 | 0 | 0 | 0 | 0 | 0 | 0 | 0 | 0 | 0 | 0 | 0 | 0 | 12
NO |  | 275 | 2011 | 6 | 21 | 21 |  | Lakehead Delavan Tap | Lakehead Delevan Tap 2 | 138 | 138 | Various | 0.07 | 0 | 1 | 336.4 kcmil ACSR | 0 | 0 | 0 | 0 | 0 | 0 | 0 | 0 | 0 | 0 | 0 | 0 | 0 | 0 | 0 | 0 | 0 | 0 | 0 | 0 | 0 | 0 | 0 | 12
NO |  | 275 | 2011 | 6 | 22 | 22 |  | University (WE) | Whitewater | 138 | 138 | H-Frame | 0 | 4.89 | 2 | 795.0 kcmil ACSR | 0 | 0 | 0 | 0 | 0 | 0 | 0 | 0 | 0 | 0 | 0 | 0 | 0 | 0 | 0 | 0 | 0 | 0 | 0 | 0 | 0 | 0 | 0 | 12
NO |  | 275 | 2011 | 6 | 23 | 23 |  | University (WE) | Whitewater | 138 | 138 | H-Frame | 1.8 | 0 | 1 | 477.0 kcmil ACSR | 0 | 0 | 0 | 0 | 0 | 0 | 0 | 0 | 0 | 0 | 0 | 0 | 0 | 0 | 0 | 0 | 0 | 0 | 0 | 0 | 0 | 0 | 0 | 12
NO |  | 275 | 2011 | 6 | 24 | 24 |  | Greves Tap | 28th St | 138 | 138 |  | 0 | 0.19 | 3 | 795.0 kcmil ACSR | 0 | 0 | 0 | 0 | 0 | 0 | 0 | 0 | 0 | 0 | 0 | 0 | 0 | 0 | 0 | 0 | 0 | 0 | 0 | 0 | 0 | 0 | 0 | 12
NO |  | 275 | 2011 | 6 | 25 | 25 |  | Park Hill | Greves Tap | 138 | 138 |  | 0 | 0.67 | 3 | 795.0 kcmil ACSR | 0 | 0 | 0 | 0 | 0 | 0 | 0 | 0 | 0 | 0 | 0 | 0 | 0 | 0 | 0 | 0 | 0 | 0 | 0 | 0 | 0 | 0 | 0 | 12
NO |  | 275 | 2011 | 6 | 26 | 26 |  | Greves Tap | Greves | 138 | 138 |  | 0.03 | 0 | 1 | 795.0 kcmil ACSR | 0 | 0 | 0 | 0 | 0 | 0 | 0 | 0 | 0 | 0 | 0 | 0 | 0 | 0 | 0 | 0 | 0 | 0 | 0 | 0 | 0 | 0 | 0 | 12
NO |  | 275 | 2011 | 6 | 27 | 27 |  | 28th St | Center | 138 | 138 | UG | 2.94 | 0 | 1 | 1250.0 kcmil Cu-T | 0 | 0 | 0 | 0 | 0 | 0 | 0 | 0 | 0 | 0 | 0 | 0 | 0 | 0 | 0 | 0 | 0 | 0 | 0 | 0 | 0 | 0 | 0 | 12
NO |  | 275 | 2011 | 6 | 28 | 28 |  | Bluemound | Tosa | 138 | 138 | Lattice Towe | 0 | 3.64 | 2 | 795.0 kcmil ACSR | 0 | 0 | 0 | 0 | 0 | 0 | 0 | 0 | 0 | 0 | 0 | 0 | 0 | 0 | 0 | 0 | 0 | 0 | 0 | 0 | 0 | 0 | 0 | 12
NO |  | 275 | 2011 | 6 | 29 | 29 |  | O Connor | 28th St | 138 | 138 |  | 0 | 1.66 | 2 | 1033.5 kcmil ACSR | 0 | 0 | 0 | 0 | 0 | 0 | 0 | 0 | 0 | 0 | 0 | 0 | 0 | 0 | 0 | 0 | 0 | 0 | 0 | 0 | 0 | 0 | 0 | 12
NO |  | 275 | 2011 | 6 | 30 | 30 |  | Bluemound | O Connor | 138 | 138 |  | 0 | 1.25 | 2 | 1033.5 kcmil ACSR | 0 | 0 | 0 | 0 | 0 | 0 | 0 | 0 | 0 | 0 | 0 | 0 | 0 | 0 | 0 | 0 | 0 | 0 | 0 | 0 | 0 | 0 | 0 | 12
NO |  | 275 | 2011 | 6 | 31 | 31 |  | Bluemound | O Connor | 138 | 138 |  | 0 | 1.7 | 2 | 1033.5 kcmil ACSR | 0 | 0 | 0 | 0 | 0 | 0 | 0 | 0 | 0 | 0 | 0 | 0 | 0 | 0 | 0 | 0 | 0 | 0 | 0 | 0 | 0 | 0 | 0 | 12
NO |  | 275 | 2011 | 6 | 32 | 32 |  | O Connor | 28th St | 138 | 138 |  | 0 | 0.93 | 3 | 795.0 kcmil ACSR | 0 | 0 | 0 | 0 | 0 | 0 | 0 | 0 | 0 | 0 | 0 | 0 | 0 | 0 | 0 | 0 | 0 | 0 | 0 | 0 | 0 | 0 | 0 | 12
NO |  | 275 | 2011 | 6 | 33 | 33 |  | 28th St | Everett | 138 | 138 | UG | 1.83 | 0 | 1 | 1250.0 kcmil Cu-T | 0 | 0 | 0 | 0 | 0 | 0 | 0 | 0 | 0 | 0 | 0 | 0 | 0 | 0 | 0 | 0 | 0 | 0 | 0 | 0 | 0 | 0 | 0 | 12
NO |  | 275 | 2011 | 6 | 34 | 34 |  | Bluemound | Brookdale | 138 | 138 | Lattice Towe | 0 | 1.15 | 2 | 1033.5 kcmil ACSR | 0 | 0 | 0 | 0 | 0 | 0 | 0 | 0 | 0 | 0 | 0 | 0 | 0 | 0 | 0 | 0 | 0 | 0 | 0 | 0 | 0 | 0 | 0 | 12
NO |  | 275 | 2011 | 6 | 35 | 35 |  | Bluemound | Brookdale | 138 | 138 | Lattice Towe | 0 | 4.82 | 2 | 300.0 kcmil Cu 19 | 0 | 0 | 0 | 0 | 0 | 0 | 0 | 0 | 0 | 0 | 0 | 0 | 0 | 0 | 0 | 0 | 0 | 0 | 0 | 0 | 0 | 0 | 0 | 12
NO |  | 275 | 2011 | 7 | 1 | 1 |  | Bluemound | Brookdale | 138 | 138 | Lattice Towe | 0.14 | 0 | 1 | 795.0 kcmil ACSR | 0 | 0 | 0 | 0 | 0 | 0 | 0 | 0 | 0 | 0 | 0 | 0 | 0 | 0 | 0 | 0 | 0 | 0 | 0 | 0 | 0 | 0 | 0 | 12
NO |  | 275 | 2011 | 7 | 2 | 2 |  | Bluemound | Brookdale | 138 | 138 | Lattice Towe | 0.03 | 0 | 1 | 266.8 kcmil ACSR | 0 | 0 | 0 | 0 | 0 | 0 | 0 | 0 | 0 | 0 | 0 | 0 | 0 | 0 | 0 | 0 | 0 | 0 | 0 | 0 | 0 | 0 | 0 | 12
NO |  | 275 | 2011 | 7 | 3 | 3 |  | 96th St | West Junction | 138 | 138 | Lattice Towe | 1.33 | 0 | 1 | 1172.0 kcmil ACAR | 0 | 0 | 0 | 0 | 0 | 0 | 0 | 0 | 0 | 0 | 0 | 0 | 0 | 0 | 0 | 0 | 0 | 0 | 0 | 0 | 0 | 0 | 0 | 12
NO |  | 275 | 2011 | 7 | 4 | 4 |  | 96th St | West Junction | 138 | 138 | Lattice Towe | 0.02 | 0 | 1 | 477.0 kcmil ACSR | 0 | 0 | 0 | 0 | 0 | 0 | 0 | 0 | 0 | 0 | 0 | 0 | 0 | 0 | 0 | 0 | 0 | 0 | 0 | 0 | 0 | 0 | 0 | 12
NO |  | 275 | 2011 | 7 | 5 | 5 |  | 96th St | West Junction | 138 | 138 | Lattice Towe | 0.06 | 0 | 1 | 477.0 kcmil ACSR | 0 | 0 | 0 | 0 | 0 | 0 | 0 | 0 | 0 | 0 | 0 | 0 | 0 | 0 | 0 | 0 | 0 | 0 | 0 | 0 | 0 | 0 | 0 | 12
NO |  | 275 | 2011 | 7 | 6 | 6 |  | Bluemound | 96th St | 138 | 138 | UG | 1.23 | 0 | 1 | 600.0 kcmil Cu-Ty | 0 | 0 | 0 | 0 | 0 | 0 | 0 | 0 | 0 | 0 | 0 | 0 | 0 | 0 | 0 | 0 | 0 | 0 | 0 | 0 | 0 | 0 | 0 | 12
NO |  | 275 | 2011 | 7 | 7 | 7 |  | Bluemound | Butler | 138 | 138 | Lattice Towe | 5.42 | 0 | 1 | 477.0 kcmil ACSR | 0 | 0 | 0 | 0 | 0 | 0 | 0 | 0 | 0 | 0 | 0 | 0 | 0 | 0 | 0 | 0 | 0 | 0 | 0 | 0 | 0 | 0 | 0 | 12
NO |  | 275 | 2011 | 7 | 8 | 8 |  | O Connor | 28th St | 138 | 138 | Lattice Towe | 0 | 0.93 | 3 | 300.0 kcmil Cu 19 | 0 | 0 | 0 | 0 | 0 | 0 | 0 | 0 | 0 | 0 | 0 | 0 | 0 | 0 | 0 | 0 | 0 | 0 | 0 | 0 | 0 | 0 | 0 | 12
NO |  | 275 | 2011 | 7 | 9 | 9 |  | Bluemound | O Connor | 138 | 138 | Lattice Towe | 0 | 1.22 | 2 | 1033.5 kcmil ACSR | 0 | 0 | 0 | 0 | 0 | 0 | 0 | 0 | 0 | 0 | 0 | 0 | 0 | 0 | 0 | 0 | 0 | 0 | 0 | 0 | 0 | 0 | 0 | 12
NO |  | 275 | 2011 | 7 | 10 | 10 |  | Bluemound | O Connor | 138 | 138 | Lattice Towe | 0 | 1.73 | 2 | 1033.5 kcmil ACSR | 0 | 0 | 0 | 0 | 0 | 0 | 0 | 0 | 0 | 0 | 0 | 0 | 0 | 0 | 0 | 0 | 0 | 0 | 0 | 0 | 0 | 0 | 0 | 12
NO |  | 275 | 2011 | 7 | 11 | 11 |  | O Connor | 28th St | 138 | 138 | Lattice Towe | 0 | 1.52 | 3 | 1033.5 kcmil ACSR | 0 | 0 | 0 | 0 | 0 | 0 | 0 | 0 | 0 | 0 | 0 | 0 | 0 | 0 | 0 | 0 | 0 | 0 | 0 | 0 | 0 | 0 | 0 | 12
NO |  | 275 | 2011 | 7 | 12 | 12 |  | O Connor | 28th St | 138 | 138 | Lattice Towe | 0 | 0.14 | 3 | 1033.5 kcmil ACSR | 0 | 0 | 0 | 0 | 0 | 0 | 0 | 0 | 0 | 0 | 0 | 0 | 0 | 0 | 0 | 0 | 0 | 0 | 0 | 0 | 0 | 0 | 0 | 12
NO |  | 275 | 2011 | 7 | 13 | 13 |  | Bluemound | Lincoln | 138 | 138 | Lattice Towe | 6.42 | 0 | 2 | 795.0 kcmil ACSR | 0 | 0 | 0 | 0 | 0 | 0 | 0 | 0 | 0 | 0 | 0 | 0 | 0 | 0 | 0 | 0 | 0 | 0 | 0 | 0 | 0 | 0 | 0 | 12
NO |  | 275 | 2011 | 7 | 14 | 14 |  | Bluemound | Lincoln | 138 | 138 | Lattice Towe | 1.22 | 0 | 1 | 1033.5 kcmil ACSR | 0 | 0 | 0 | 0 | 0 | 0 | 0 | 0 | 0 | 0 | 0 | 0 | 0 | 0 | 0 | 0 | 0 | 0 | 0 | 0 | 0 | 0 | 0 | 12
NO |  | 275 | 2011 | 7 | 15 | 15 |  | Bluemound | Lincoln | 138 | 138 | Lattice Towe | 1.35 | 0 | 1 | 795.0 kcmil ACSR | 0 | 0 | 0 | 0 | 0 | 0 | 0 | 0 | 0 | 0 | 0 | 0 | 0 | 0 | 0 | 0 | 0 | 0 | 0 | 0 | 0 | 0 | 0 | 12
NO |  | 275 | 2011 | 7 | 16 | 16 |  | Bluemound | Lincoln | 138 | 138 | UG | 2.2 | 0 | 1 | 1033.5 kcmil ACSR | 0 | 0 | 0 | 0 | 0 | 0 | 0 | 0 | 0 | 0 | 0 | 0 | 0 | 0 | 0 | 0 | 0 | 0 | 0 | 0 | 0 | 0 | 0 | 12
NO |  | 275 | 2011 | 7 | 17 | 17 |  | Bluemound | 96th St | 138 | 138 | UG | 1.23 | 0 | 1 | 1250.0 kcmil Cu-T | 0 | 0 | 0 | 0 | 0 | 0 | 0 | 0 | 0 | 0 | 0 | 0 | 0 | 0 | 0 | 0 | 0 | 0 | 0 | 0 | 0 | 0 | 0 | 12
NO |  | 275 | 2011 | 7 | 18 | 18 |  | Bluemound | Butler | 138 | 138 | Lattice Towe | 0 | 5.44 | 2 | 350.0 kcmil Cu 19 | 0 | 0 | 0 | 0 | 0 | 0 | 0 | 0 | 0 | 0 | 0 | 0 | 0 | 0 | 0 | 0 | 0 | 0 | 0 | 0 | 0 | 0 | 0 | 12
NO |  | 275 | 2011 | 7 | 19 | 19 |  | Bluemound | Butler | 138 | 138 | Lattice Towe | 0 | 0.01 | 2 | 795.0 kcmil ACSR | 0 | 0 | 0 | 0 | 0 | 0 | 0 | 0 | 0 | 0 | 0 | 0 | 0 | 0 | 0 | 0 | 0 | 0 | 0 | 0 | 0 | 0 | 0 | 12
NO |  | 275 | 2011 | 7 | 20 | 20 |  | Bluemound | Park Hill | 138 | 138 | Steel Tower | 0 | 1.12 | 3 | 1033.5 kcmil ACSR | 0 | 0 | 0 | 0 | 0 | 0 | 0 | 0 | 0 | 0 | 0 | 0 | 0 | 0 | 0 | 0 | 0 | 0 | 0 | 0 | 0 | 0 | 0 | 12
NO |  | 275 | 2011 | 7 | 21 | 21 |  | Bluemound | Park Hill | 138 | 138 | Steel Tower | 0 | 0.62 | 2 | 1033.5 kcmil ACSR | 0 | 0 | 0 | 0 | 0 | 0 | 0 | 0 | 0 | 0 | 0 | 0 | 0 | 0 | 0 | 0 | 0 | 0 | 0 | 0 | 0 | 0 | 0 | 12
NO |  | 275 | 2011 | 7 | 22 | 22 |  | Bluemound | Park Hill | 138 | 138 | Steel Tower | 0 | 1.25 | 2 | 1033.5 kcmil ACSR | 0 | 0 | 0 | 0 | 0 | 0 | 0 | 0 | 0 | 0 | 0 | 0 | 0 | 0 | 0 | 0 | 0 | 0 | 0 | 0 | 0 | 0 | 0 | 12
NO |  | 275 | 2011 | 7 | 23 | 23 |  | Bluemound | Park Hill | 138 | 138 | Steel Tower | 0 | 1.66 | 2 | 1033.5 kcmil ACSR | 0 | 0 | 0 | 0 | 0 | 0 | 0 | 0 | 0 | 0 | 0 | 0 | 0 | 0 | 0 | 0 | 0 | 0 | 0 | 0 | 0 | 0 | 0 | 12
NO |  | 275 | 2011 | 7 | 24 | 24 |  | Bluemound | 96th St Tap | 138 | 138 | Various | 0 | 1.17 | 2 | 1033.5 kcmil ACSR | 0 | 0 | 0 | 0 | 0 | 0 | 0 | 0 | 0 | 0 | 0 | 0 | 0 | 0 | 0 | 0 | 0 | 0 | 0 | 0 | 0 | 0 | 0 | 12
NO |  | 275 | 2011 | 7 | 25 | 25 |  | Brookdale Tap | Allerton | 138 | 138 | Various | 0 | 2.68 | 2 | 300.0 kcmil Cu 19 | 0 | 0 | 0 | 0 | 0 | 0 | 0 | 0 | 0 | 0 | 0 | 0 | 0 | 0 | 0 | 0 | 0 | 0 | 0 | 0 | 0 | 0 | 0 | 12
NO |  | 275 | 2011 | 7 | 26 | 26 |  | 96th St Tap | Brookdale Tap | 138 | 138 | Various | 0 | 4.85 | 2 | 300.0 kcmil Cu 19 | 0 | 0 | 0 | 0 | 0 | 0 | 0 | 0 | 0 | 0 | 0 | 0 | 0 | 0 | 0 | 0 | 0 | 0 | 0 | 0 | 0 | 0 | 0 | 12
NO |  | 275 | 2011 | 7 | 27 | 27 |  | 96th St Tap | O Connor | 138 | 138 | Various | 0 | 1.78 | 2 | 1033.5 kcmil ACSR | 0 | 0 | 0 | 0 | 0 | 0 | 0 | 0 | 0 | 0 | 0 | 0 | 0 | 0 | 0 | 0 | 0 | 0 | 0 | 0 | 0 | 0 | 0 | 12
NO |  | 275 | 2011 | 7 | 28 | 28 |  | Brookdale Tap | Brookdale | 138 | 138 | Various | 0.17 | 0 | 1 | 795.0 kcmil ACSR | 0 | 0 | 0 | 0 | 0 | 0 | 0 | 0 | 0 | 0 | 0 | 0 | 0 | 0 | 0 | 0 | 0 | 0 | 0 | 0 | 0 | 0 | 0 | 12
NO |  | 275 | 2011 | 7 | 29 | 29 |  | 96th St Tap | 96th St | 138 | 138 | Various | 0 | 0.12 | 2 | 795.0 kcmil ACSR | 0 | 0 | 0 | 0 | 0 | 0 | 0 | 0 | 0 | 0 | 0 | 0 | 0 | 0 | 0 | 0 | 0 | 0 | 0 | 0 | 0 | 0 | 0 | 12
NO |  | 275 | 2011 | 7 | 30 | 30 |  | O Connor | Walker | 138 | 138 | UG | 0.81 | 0 | 1 | 1250.0 kcmil Cu-T | 0 | 0 | 0 | 0 | 0 | 0 | 0 | 0 | 0 | 0 | 0 | 0 | 0 | 0 | 0 | 0 | 0 | 0 | 0 | 0 | 0 | 0 | 0 | 12
NO |  | 275 | 2011 | 7 | 31 | 31 |  | West Jct Tap | St Martins | 138 | 138 | Steel Tower | 0 | 8.46 | 2 | 1033.5 kcmil ACSR | 0 | 0 | 0 | 0 | 0 | 0 | 0 | 0 | 0 | 0 | 0 | 0 | 0 | 0 | 0 | 0 | 0 | 0 | 0 | 0 | 0 | 0 | 0 | 12
NO |  | 275 | 2011 | 7 | 32 | 32 |  | Bluemound | West Jct Tap | 138 | 138 | Steel Tower | 0 | 1.26 | 3 | 1033.5 kcmil ACSR | 0 | 0 | 0 | 0 | 0 | 0 | 0 | 0 | 0 | 0 | 0 | 0 | 0 | 0 | 0 | 0 | 0 | 0 | 0 | 0 | 0 | 0 | 0 | 12
NO |  | 275 | 2011 | 7 | 33 | 33 |  | West Jct Tap | West Junction | 138 | 138 | Steel Tower | 0 | 0.88 | 2 | 2156.0 kcmil ACSR | 0 | 0 | 0 | 0 | 0 | 0 | 0 | 0 | 0 | 0 | 0 | 0 | 0 | 0 | 0 | 0 | 0 | 0 | 0 | 0 | 0 | 0 | 0 | 12
NO |  | 275 | 2011 | 7 | 34 | 34 |  | Cooney | Summit | 138 | 138 | Wood Pole | 3.27 | 0 | 1 | 795.0 kcmil ACSR | 0 | 0 | 0 | 0 | 0 | 0 | 0 | 0 | 0 | 0 | 0 | 0 | 0 | 0 | 0 | 0 | 0 | 0 | 0 | 0 | 0 | 0 | 0 | 12
NO |  | 275 | 2011 | 7 | 35 | 35 |  | Cooney | Summit | 138 | 138 | Wood Pole | 0.36 | 0 | 1 | 795.0 kcmil ACSR | 0 | 0 | 0 | 0 | 0 | 0 | 0 | 0 | 0 | 0 | 0 | 0 | 0 | 0 | 0 | 0 | 0 | 0 | 0 | 0 | 0 | 0 | 0 | 12
NO |  | 275 | 2011 | 8 | 1 | 1 |  | North Lake Geneva Tap | Burlington | 138 | 138 | Wood Pole | 9.62 | 0 | 1 | 477.0 kcmil ACSR | 0 | 0 | 0 | 0 | 0 | 0 | 0 | 0 | 0 | 0 | 0 | 0 | 0 | 0 | 0 | 0 | 0 | 0 | 0 | 0 | 0 | 0 | 0 | 12
NO |  | 275 | 2011 | 8 | 2 | 2 |  | North Lake Geneva Tap | Sugar Creek | 138 | 138 | Wood Pole | 5.5 | 0 | 1 | 477.0 kcmil ACSR | 0 | 0 | 0 | 0 | 0 | 0 | 0 | 0 | 0 | 0 | 0 | 0 | 0 | 0 | 0 | 0 | 0 | 0 | 0 | 0 | 0 | 0 | 0 | 12
NO |  | 275 | 2011 | 8 | 3 | 3 |  | North Lake Geneva | North Lake Geneva Tap | 138 | 138 | Wood Pole | 6.15 | 0 | 1 | 795.0 kcmil ACSR | 0 | 0 | 0 | 0 | 0 | 0 | 0 | 0 | 0 | 0 | 0 | 0 | 0 | 0 | 0 | 0 | 0 | 0 | 0 | 0 | 0 | 0 | 0 | 12
NO |  | 275 | 2011 | 8 | 4 | 4 |  | University (WE) | Bluff Creek Tap | 138 | 138 | Various | 3.29 | 0 | 1 | 477.0 kcmil ACSR | 0 | 0 | 0 | 0 | 0 | 0 | 0 | 0 | 0 | 0 | 0 | 0 | 0 | 0 | 0 | 0 | 0 | 0 | 0 | 0 | 0 | 0 | 0 | 12
NO |  | 275 | 2011 | 8 | 5 | 5 |  | University (WE) | Bluff Creek Tap | 138 | 138 | Various | 0 | 4.92 | 2 | 795.0 kcmil ACSR | 0 | 0 | 0 | 0 | 0 | 0 | 0 | 0 | 0 | 0 | 0 | 0 | 0 | 0 | 0 | 0 | 0 | 0 | 0 | 0 | 0 | 0 | 0 | 12
NO |  | 275 | 2011 | 8 | 6 | 6 |  | University (WE) | Bluff Creek Tap | 138 | 138 | Various | 0.06 | 0 | 1 | 477.0 kcmil ACSR | 0 | 0 | 0 | 0 | 0 | 0 | 0 | 0 | 0 | 0 | 0 | 0 | 0 | 0 | 0 | 0 | 0 | 0 | 0 | 0 | 0 | 0 | 0 | 12
NO |  | 275 | 2011 | 8 | 7 | 7 |  | Bluff Creek Tap | Sugar Creek | 138 | 138 | Various | 0.07 | 0 | 1 | 477.0 kcmil ACSR | 0 | 0 | 0 | 0 | 0 | 0 | 0 | 0 | 0 | 0 | 0 | 0 | 0 | 0 | 0 | 0 | 0 | 0 | 0 | 0 | 0 | 0 | 0 | 12
NO |  | 275 | 2011 | 8 | 8 | 8 |  | Bluff Creek Tap | Sugar Creek | 138 | 138 | Various | 7.87 | 0 | 1 | 477.0 kcmil ACSR | 0 | 0 | 0 | 0 | 0 | 0 | 0 | 0 | 0 | 0 | 0 | 0 | 0 | 0 | 0 | 0 | 0 | 0 | 0 | 0 | 0 | 0 | 0 | 12
NO |  | 275 | 2011 | 8 | 9 | 9 |  | Bluff Creek Tap | Bluff Creek | 138 | 138 | Various | 0.03 | 0 | 1 | 477.0 kcmil ACSR | 0 | 0 | 0 | 0 | 0 | 0 | 0 | 0 | 0 | 0 | 0 | 0 | 0 | 0 | 0 | 0 | 0 | 0 | 0 | 0 | 0 | 0 | 0 | 12
NO |  | 275 | 2011 | 8 | 10 | 10 |  | Jefferson | Fort Atkinson | 138 | 138 | H-Frame | 4.55 | 0 | 1 | 795.0 kcmil ACSR | 0 | 0 | 0 | 0 | 0 | 0 | 0 | 0 | 0 | 0 | 0 | 0 | 0 | 0 | 0 | 0 | 0 | 0 | 0 | 0 | 0 | 0 | 0 | 12
NO |  | 275 | 2011 | 8 | 11 | 11 |  | Lakehead Cambridge Tap | Jefferson | 138 | 138 | Various | 4.32 | 0 | 1 | 795.0 kcmil ACSR | 0 | 0 | 0 | 0 | 0 | 0 | 0 | 0 | 0 | 0 | 0 | 0 | 0 | 0 | 0 | 0 | 0 | 0 | 0 | 0 | 0 | 0 | 0 | 12
NO |  | 275 | 2011 | 8 | 12 | 12 |  | Rockdale | Lakehead Cambridge Tap | 138 | 138 | Various | 7.14 | 0 | 1 | 795.0 kcmil ACSR | 0 | 0 | 0 | 0 | 0 | 0 | 0 | 0 | 0 | 0 | 0 | 0 | 0 | 0 | 0 | 0 | 0 | 0 | 0 | 0 | 0 | 0 | 0 | 12
NO |  | 275 | 2011 | 8 | 13 | 13 |  | Lakehead Cambridge Tap | Lakehead Cambridge | 138 | 138 | Various | 0.54 | 0 | 1 | 477.0 kcmil ACSR | 0 | 0 | 0 | 0 | 0 | 0 | 0 | 0 | 0 | 0 | 0 | 0 | 0 | 0 | 0 | 0 | 0 | 0 | 0 | 0 | 0 | 0 | 0 | 12
NO |  | 275 | 2011 | 8 | 14 | 14 |  | Crawfish River | Jefferson | 138 | 138 | H-Frame | 2.14 | 0 | 1 | 795.0 kcmil ACSR | 0 | 0 | 0 | 0 | 0 | 0 | 0 | 0 | 0 | 0 | 0 | 0 | 0 | 0 | 0 | 0 | 0 | 0 | 0 | 0 | 0 | 0 | 0 | 12
NO |  | 275 | 2011 | 8 | 15 | 15 |  | Fox River SW YRD | North Appleton | 345 | 345 | Various | 7.99 | 0 | 1 | 2156.0 kcmil ACSR | 0 | 0 | 0 | 0 | 0 | 0 | 0 | 0 | 0 | 0 | 0 | 0 | 0 | 0 | 0 | 0 | 0 | 0 | 0 | 0 | 0 | 0 | 0 | 12
NO |  | 275 | 2011 | 8 | 16 | 16 |  | North Appleton | Kaukauna North | 138 | 138 | Wood Pole | 0.78 | 0 | 1 | 795.0 kcmil ACSR | 0 | 0 | 0 | 0 | 0 | 0 | 0 | 0 | 0 | 0 | 0 | 0 | 0 | 0 | 0 | 0 | 0 | 0 | 0 | 0 | 0 | 0 | 0 | 12
NO |  | 275 | 2011 | 8 | 17 | 17 |  | North Appleton | Kaukauna North | 138 | 138 | Wood Pole | 0.32 | 0 | 1 | 795.0 kcmil ACSR | 0 | 0 | 0 | 0 | 0 | 0 | 0 | 0 | 0 | 0 | 0 | 0 | 0 | 0 | 0 | 0 | 0 | 0 | 0 | 0 | 0 | 0 | 0 | 12
NO |  | 275 | 2011 | 8 | 18 | 18 |  | Kaukauna North | Kaukauna Central | 138 | 138 | Wood Pole | 2.15 | 0 | 1 | 795.0 kcmil ACSR | 0 | 0 | 0 | 0 | 0 | 0 | 0 | 0 | 0 | 0 | 0 | 0 | 0 | 0 | 0 | 0 | 0 | 0 | 0 | 0 | 0 | 0 | 0 | 12
NO |  | 275 | 2011 | 8 | 19 | 19 |  | North Appleton | Kaukauna North | 138 | 138 | Wood Pole | 5.58 | 0 | 1 | 795.0 kcmil ACSR | 0 | 0 | 0 | 0 | 0 | 0 | 0 | 0 | 0 | 0 | 0 | 0 | 0 | 0 | 0 | 0 | 0 | 0 | 0 | 0 | 0 | 0 | 0 | 12
NO |  | 275 | 2011 | 8 | 20 | 20 |  | North Appleton | Kaukauna North | 138 | 138 | Wood Pole | 2.42 | 0 | 1 | 795.0 kcmil ACSR | 0 | 0 | 0 | 0 | 0 | 0 | 0 | 0 | 0 | 0 | 0 | 0 | 0 | 0 | 0 | 0 | 0 | 0 | 0 | 0 | 0 | 0 | 0 | 12
NO |  | 275 | 2011 | 8 | 21 | 21 |  | Kaukauna North | Kaukauna Central | 138 | 138 | Wood Pole | 0.4 | 0 | 1 | 795.0 kcmil ACSR | 0 | 0 | 0 | 0 | 0 | 0 | 0 | 0 | 0 | 0 | 0 | 0 | 0 | 0 | 0 | 0 | 0 | 0 | 0 | 0 | 0 | 0 | 0 | 12
NO |  | 275 | 2011 | 8 | 22 | 22 |  | North Appleton | Ellington | 138 | 138 | H-Frame | 0.06 | 0 | 1 | 795.0 kcmil ACSR | 0 | 0 | 0 | 0 | 0 | 0 | 0 | 0 | 0 | 0 | 0 | 0 | 0 | 0 | 0 | 0 | 0 | 0 | 0 | 0 | 0 | 0 | 0 | 12
NO |  | 275 | 2011 | 8 | 23 | 23 |  | North Appleton | Ellington | 138 | 138 | H-Frame | 10.77 | 0 | 1 | 795.0 kcmil ACSR | 0 | 0 | 0 | 0 | 0 | 0 | 0 | 0 | 0 | 0 | 0 | 0 | 0 | 0 | 0 | 0 | 0 | 0 | 0 | 0 | 0 | 0 | 0 | 12
NO |  | 275 | 2011 | 8 | 24 | 24 |  | North Appleton | Lawn Rd | 138 | 138 | Various | 11.51 | 0 | 1 | 795.0 kcmil ACSR | 0 | 0 | 0 | 0 | 0 | 0 | 0 | 0 | 0 | 0 | 0 | 0 | 0 | 0 | 0 | 0 | 0 | 0 | 0 | 0 | 0 | 0 | 0 | 12
NO |  | 275 | 2011 | 8 | 25 | 25 |  | Lawn Rd | White Clay | 138 | 138 | Various | 18.31 | 0 | 1 | 795.0 kcmil ACSR | 0 | 0 | 0 | 0 | 0 | 0 | 0 | 0 | 0 | 0 | 0 | 0 | 0 | 0 | 0 | 0 | 0 | 0 | 0 | 0 | 0 | 0 | 0 | 12
NO |  | 275 | 2011 | 8 | 26 | 26 |  | Butte Des Morts | North Appleton | 138 | 138 | Various | 0.08 | 0 | 1 | 795.0 kcmil ACSR | 0 | 0 | 0 | 0 | 0 | 0 | 0 | 0 | 0 | 0 | 0 | 0 | 0 | 0 | 0 | 0 | 0 | 0 | 0 | 0 | 0 | 0 | 0 | 12
NO |  | 275 | 2011 | 8 | 27 | 27 |  | Butte Des Morts | North Appleton | 138 | 138 | Various | 3.02 | 0 | 1 | 336.4 kcmil ACSR | 0 | 0 | 0 | 0 | 0 | 0 | 0 | 0 | 0 | 0 | 0 | 0 | 0 | 0 | 0 | 0 | 0 | 0 | 0 | 0 | 0 | 0 | 0 | 12
NO |  | 275 | 2011 | 8 | 28 | 28 |  | Butte Des Morts | North Appleton | 138 | 138 | Various | 0.49 | 0 | 1 | 795.0 kcmil ACSR | 0 | 0 | 0 | 0 | 0 | 0 | 0 | 0 | 0 | 0 | 0 | 0 | 0 | 0 | 0 | 0 | 0 | 0 | 0 | 0 | 0 | 0 | 0 | 12
NO |  | 275 | 2011 | 8 | 29 | 29 |  | Butte Des Morts | North Appleton | 138 | 138 | Various | 7.25 | 0 | 1 | 336.4 kcmil ACSR | 0 | 0 | 0 | 0 | 0 | 0 | 0 | 0 | 0 | 0 | 0 | 0 | 0 | 0 | 0 | 0 | 0 | 0 | 0 | 0 | 0 | 0 | 0 | 12
NO |  | 275 | 2011 | 8 | 30 | 30 |  | Butte Des Morts | North Appleton | 138 | 138 | Various | 1.06 | 0 | 1 | 795.0 kcmil ACSR | 0 | 0 | 0 | 0 | 0 | 0 | 0 | 0 | 0 | 0 | 0 | 0 | 0 | 0 | 0 | 0 | 0 | 0 | 0 | 0 | 0 | 0 | 0 | 12
NO |  | 275 | 2011 | 8 | 31 | 31 |  | Butte Des Morts | North Appleton | 138 | 138 | Various | 0.12 | 0 | 1 | 795.0 kcmil ACSR | 0 | 0 | 0 | 0 | 0 | 0 | 0 | 0 | 0 | 0 | 0 | 0 | 0 | 0 | 0 | 0 | 0 | 0 | 0 | 0 | 0 | 0 | 0 | 12
NO |  | 275 | 2011 | 8 | 32 | 32 |  | North Appleton | Apple Hills | 138 | 138 | Various | 3.52 | 0 | 1 | 1033.5 kcmil ACSR | 0 | 0 | 0 | 0 | 0 | 0 | 0 | 0 | 0 | 0 | 0 | 0 | 0 | 0 | 0 | 0 | 0 | 0 | 0 | 0 | 0 | 0 | 0 | 12
NO |  | 275 | 2011 | 8 | 33 | 33 |  | North Appleton | Apple Hills | 138 | 138 | Various | 0.72 | 0 | 1 | 1033.5 kcmil ACSR | 0 | 0 | 0 | 0 | 0 | 0 | 0 | 0 | 0 | 0 | 0 | 0 | 0 | 0 | 0 | 0 | 0 | 0 | 0 | 0 | 0 | 0 | 0 | 12
NO |  | 275 | 2011 | 8 | 34 | 34 |  | Waukesha | Merrill Hills | 138 | 138 | Steel Pole | 0 | 4.82 | 2 | 1033.5 kcmil ACSR | 0 | 0 | 0 | 0 | 0 | 0 | 0 | 0 | 0 | 0 | 0 | 0 | 0 | 0 | 0 | 0 | 0 | 0 | 0 | 0 | 0 | 0 | 0 | 12
NO |  | 275 | 2011 | 8 | 35 | 35 |  | Waukesha | Merrill Hills | 138 | 138 | Steel Pole | 7.33 | 0 | 1 | 927.2 kcmil ACAR | 0 | 0 | 0 | 0 | 0 | 0 | 0 | 0 | 0 | 0 | 0 | 0 | 0 | 0 | 0 | 0 | 0 | 0 | 0 | 0 | 0 | 0 | 0 | 12
NO |  | 275 | 2011 | 9 | 1 | 1 |  | St Lawrence | Hartford | 138 | 138 | H-Frame | 5.2 | 0 | 1 | 795.0 kcmil ACSR | 0 | 0 | 0 | 0 | 0 | 0 | 0 | 0 | 0 | 0 | 0 | 0 | 0 | 0 | 0 | 0 | 0 | 0 | 0 | 0 | 0 | 0 | 0 | 12
NO |  | 275 | 2011 | 9 | 2 | 2 |  | Glacier | Barton | 138 | 138 | Steel Pole | 0 | 2.44 | 2 | 1033.5 kcmil ACSR | 0 | 0 | 0 | 0 | 0 | 0 | 0 | 0 | 0 | 0 | 0 | 0 | 0 | 0 | 0 | 0 | 0 | 0 | 0 | 0 | 0 | 0 | 0 | 12
NO |  | 275 | 2011 | 9 | 3 | 3 |  | Glacier | Barton | 138 | 138 | Steel Pole | 0 | 2.31 | 2 | 1033.5 kcmil ACSR | 0 | 0 | 0 | 0 | 0 | 0 | 0 | 0 | 0 | 0 | 0 | 0 | 0 | 0 | 0 | 0 | 0 | 0 | 0 | 0 | 0 | 0 | 0 | 12
NO |  | 275 | 2011 | 9 | 4 | 4 |  | St Lawrence | Glacier | 138 | 138 | Steel Pole | 5.87 | 0 | 1 | 477.0 kcmil ACSR | 0 | 0 | 0 | 0 | 0 | 0 | 0 | 0 | 0 | 0 | 0 | 0 | 0 | 0 | 0 | 0 | 0 | 0 | 0 | 0 | 0 | 0 | 0 | 12
NO |  | 275 | 2011 | 9 | 5 | 5 |  | Glacier | Barton | 138 | 138 | Steel Pole | 2.53 | 0 | 1 | 477.0 kcmil ACSR | 0 | 0 | 0 | 0 | 0 | 0 | 0 | 0 | 0 | 0 | 0 | 0 | 0 | 0 | 0 | 0 | 0 | 0 | 0 | 0 | 0 | 0 | 0 | 12
NO |  | 275 | 2011 | 9 | 6 | 6 |  | Holland | Charter Steel Sw Str | 138 | 138 | Wood Pole | 0 | 15.01 | 2 | 1033.5 kcmil ACSR | 0 | 0 | 0 | 0 | 0 | 0 | 0 | 0 | 0 | 0 | 0 | 0 | 0 | 0 | 0 | 0 | 0 | 0 | 0 | 0 | 0 | 0 | 0 | 12
NO |  | 275 | 2011 | 9 | 7 | 7 |  | Charter Steel Sw Str | Saukville | 138 | 138 | Wood Pole | 0 | 2.29 | 2 | 1033.5 kcmil ACSR | 0 | 0 | 0 | 0 | 0 | 0 | 0 | 0 | 0 | 0 | 0 | 0 | 0 | 0 | 0 | 0 | 0 | 0 | 0 | 0 | 0 | 0 | 0 | 12
NO |  | 275 | 2011 | 9 | 8 | 8 |  | Charter Steel Sw Str | Charter Steel | 138 | 138 | Wood Pole | 0.34 | 0 | 1 | 1033.5 kcmil ACSR | 0 | 0 | 0 | 0 | 0 | 0 | 0 | 0 | 0 | 0 | 0 | 0 | 0 | 0 | 0 | 0 | 0 | 0 | 0 | 0 | 0 | 0 | 0 | 12
NO |  | 275 | 2011 | 9 | 9 | 9 |  | Holland | Charter Steel Sw Str | 138 | 138 | Wood Pole | 0 | 0.11 | 2 | 1033.5 kcmil ACSR | 0 | 0 | 0 | 0 | 0 | 0 | 0 | 0 | 0 | 0 | 0 | 0 | 0 | 0 | 0 | 0 | 0 | 0 | 0 | 0 | 0 | 0 | 0 | 12
NO |  | 275 | 2011 | 9 | 10 | 10 |  | Saukville | Barton | 138 | 138 | H-Frame | 4.64 | 0 | 1 | 927.2 kcmil ACAR | 0 | 0 | 0 | 0 | 0 | 0 | 0 | 0 | 0 | 0 | 0 | 0 | 0 | 0 | 0 | 0 | 0 | 0 | 0 | 0 | 0 | 0 | 0 | 12
NO |  | 275 | 2011 | 9 | 11 | 11 |  | Saukville | Barton | 138 | 138 | H-Frame | 5.9 | 0 | 1 | 927.2 kcmil ACAR | 0 | 0 | 0 | 0 | 0 | 0 | 0 | 0 | 0 | 0 | 0 | 0 | 0 | 0 | 0 | 0 | 0 | 0 | 0 | 0 | 0 | 0 | 0 | 12
NO |  | 275 | 2011 | 9 | 12 | 12 |  | Saukville | Barton | 138 | 138 | H-Frame | 0 | 5.78 | 2 | 2156.0 kcmil ACSR | 0 | 0 | 0 | 0 | 0 | 0 | 0 | 0 | 0 | 0 | 0 | 0 | 0 | 0 | 0 | 0 | 0 | 0 | 0 | 0 | 0 | 0 | 0 | 12
NO |  | 275 | 2011 | 9 | 13 | 13 |  | Fredonia | Saukville | 138 | 138 | Lattice Towe | 0 | 0.03 | 2 | 795.0 kcmil ACSR | 0 | 0 | 0 | 0 | 0 | 0 | 0 | 0 | 0 | 0 | 0 | 0 | 0 | 0 | 0 | 0 | 0 | 0 | 0 | 0 | 0 | 0 | 0 | 12
NO |  | 275 | 2011 | 9 | 14 | 14 |  | Fredonia | Saukville | 138 | 138 | Lattice Towe | 0 | 7.9 | 2 | 336.4 kcmil ACSR | 0 | 0 | 0 | 0 | 0 | 0 | 0 | 0 | 0 | 0 | 0 | 0 | 0 | 0 | 0 | 0 | 0 | 0 | 0 | 0 | 0 | 0 | 0 | 12
NO |  | 275 | 2011 | 9 | 15 | 15 |  | Fredonia | Saukville | 138 | 138 | Lattice Towe | 0 | 0.06 | 2 | 336.4 kcmil ACSR | 0 | 0 | 0 | 0 | 0 | 0 | 0 | 0 | 0 | 0 | 0 | 0 | 0 | 0 | 0 | 0 | 0 | 0 | 0 | 0 | 0 | 0 | 0 | 12
NO |  | 275 | 2011 | 9 | 16 | 16 |  | Saukville | Elkhart Lake | 138 | 138 | Lattice Towe | 0 | 0.07 | 2 | 477.0 kcmil ACSR | 0 | 0 | 0 | 0 | 0 | 0 | 0 | 0 | 0 | 0 | 0 | 0 | 0 | 0 | 0 | 0 | 0 | 0 | 0 | 0 | 0 | 0 | 0 | 12
NO |  | 275 | 2011 | 9 | 17 | 17 |  | Saukville | Elkhart Lake | 138 | 138 | Lattice Towe | 0 | 6.9 | 2 | 4/0 AWG ACSR T2 6 | 0 | 0 | 0 | 0 | 0 | 0 | 0 | 0 | 0 | 0 | 0 | 0 | 0 | 0 | 0 | 0 | 0 | 0 | 0 | 0 | 0 | 0 | 0 | 12
NO |  | 275 | 2011 | 9 | 18 | 18 |  | Saukville | Elkhart Lake | 138 | 138 | Lattice Towe | 0 | 0.05 | 2 | 795.0 kcmil ACSR | 0 | 0 | 0 | 0 | 0 | 0 | 0 | 0 | 0 | 0 | 0 | 0 | 0 | 0 | 0 | 0 | 0 | 0 | 0 | 0 | 0 | 0 | 0 | 12
NO |  | 275 | 2011 | 9 | 19 | 19 |  | Saukville | Elkhart Lake | 138 | 138 | Lattice Towe | 0 | 26.64 | 2 | 477.0 kcmil ACSR | 0 | 0 | 0 | 0 | 0 | 0 | 0 | 0 | 0 | 0 | 0 | 0 | 0 | 0 | 0 | 0 | 0 | 0 | 0 | 0 | 0 | 0 | 0 | 12
NO |  | 275 | 2011 | 9 | 20 | 20 |  | Saukville | Pleasant Valley | 138 | 138 | Steel Pole | 0.25 | 0 | 1 | 477.0 kcmil ACSR | 0 | 0 | 0 | 0 | 0 | 0 | 0 | 0 | 0 | 0 | 0 | 0 | 0 | 0 | 0 | 0 | 0 | 0 | 0 | 0 | 0 | 0 | 0 | 12
NO |  | 275 | 2011 | 9 | 21 | 21 |  | Saukville | Pleasant Valley | 138 | 138 | Steel Pole | 1.35 | 0 | 1 | 477.0 kcmil ACSR | 0 | 0 | 0 | 0 | 0 | 0 | 0 | 0 | 0 | 0 | 0 | 0 | 0 | 0 | 0 | 0 | 0 | 0 | 0 | 0 | 0 | 0 | 0 | 12
NO |  | 275 | 2011 | 9 | 22 | 22 |  | Saukville | Pleasant Valley | 138 | 138 | Steel Pole | 0 | 0.33 | 2 | 477.0 kcmil ACSR | 0 | 0 | 0 | 0 | 0 | 0 | 0 | 0 | 0 | 0 | 0 | 0 | 0 | 0 | 0 | 0 | 0 | 0 | 0 | 0 | 0 | 0 | 0 | 12
NO |  | 275 | 2011 | 9 | 23 | 23 |  | Saukville | Pleasant Valley | 138 | 138 | Steel Pole | 10.13 | 0 | 1 | 477.0 kcmil ACSR | 0 | 0 | 0 | 0 | 0 | 0 | 0 | 0 | 0 | 0 | 0 | 0 | 0 | 0 | 0 | 0 | 0 | 0 | 0 | 0 | 0 | 0 | 0 | 12
NO |  | 275 | 2011 | 9 | 24 | 24 |  | Saukville | Cedarburg South | 138 | 138 | Various | 0 | 7.38 | 2 | 556.5 kcmil ACSR | 0 | 0 | 0 | 0 | 0 | 0 | 0 | 0 | 0 | 0 | 0 | 0 | 0 | 0 | 0 | 0 | 0 | 0 | 0 | 0 | 0 | 0 | 0 | 12
NO |  | 275 | 2011 | 9 | 25 | 25 |  | Saukville | Mequon | 138 | 138 | Various | 0 | 8.6 | 2 | 556.5 kcmil ACSR | 0 | 0 | 0 | 0 | 0 | 0 | 0 | 0 | 0 | 0 | 0 | 0 | 0 | 0 | 0 | 0 | 0 | 0 | 0 | 0 | 0 | 0 | 0 | 12
NO |  | 275 | 2011 | 9 | 26 | 26 |  | Branch | Pennsylvania | 138 | 138 | Lattice Towe | 0 | 3.2 | 2 | 795.0 kcmil ACSR | 0 | 0 | 0 | 0 | 0 | 0 | 0 | 0 | 0 | 0 | 0 | 0 | 0 | 0 | 0 | 0 | 0 | 0 | 0 | 0 | 0 | 0 | 0 | 12
NO |  | 275 | 2011 | 9 | 27 | 27 |  | Branch | Pennsylvania | 138 | 138 | Lattice Towe | 0.85 | 0 | 1 | 795.0 kcmil ACSR | 0 | 0 | 0 | 0 | 0 | 0 | 0 | 0 | 0 | 0 | 0 | 0 | 0 | 0 | 0 | 0 | 0 | 0 | 0 | 0 | 0 | 0 | 0 | 12
NO |  | 275 | 2011 | 9 | 28 | 28 |  | St Rita | Racine | 138 | 138 | Lattice Towe | 7.85 | 0 | 1 | 477.0 kcmil ACSR | 0 | 0 | 0 | 0 | 0 | 0 | 0 | 0 | 0 | 0 | 0 | 0 | 0 | 0 | 0 | 0 | 0 | 0 | 0 | 0 | 0 | 0 | 0 | 12
NO |  | 275 | 2011 | 9 | 29 | 29 |  | St Rita | Racine | 138 | 138 | Lattice Towe | 1.59 | 0 | 1 | 477.0 kcmil ACSR | 0 | 0 | 0 | 0 | 0 | 0 | 0 | 0 | 0 | 0 | 0 | 0 | 0 | 0 | 0 | 0 | 0 | 0 | 0 | 0 | 0 | 0 | 0 | 12
NO |  | 275 | 2011 | 9 | 30 | 30 |  | Paris | Air Liquide Tap | 138 | 138 | Steel Pole | 11.88 | 0 | 1 | 477.0 kcmil ACSR | 0 | 0 | 0 | 0 | 0 | 0 | 0 | 0 | 0 | 0 | 0 | 0 | 0 | 0 | 0 | 0 | 0 | 0 | 0 | 0 | 0 | 0 | 0 | 12
NO |  | 275 | 2011 | 9 | 31 | 31 |  | Paris | Air Liquide Tap | 138 | 138 | Steel Pole | 0.33 | 0 | 1 | 477.0 kcmil ACSR | 0 | 0 | 0 | 0 | 0 | 0 | 0 | 0 | 0 | 0 | 0 | 0 | 0 | 0 | 0 | 0 | 0 | 0 | 0 | 0 | 0 | 0 | 0 | 12
NO |  | 275 | 2011 | 9 | 32 | 32 |  | Air Liquide Tap | Air Liquide | 138 | 138 | Steel Pole | 0.87 | 0 | 1 | 477.0 kcmil ACSR | 0 | 0 | 0 | 0 | 0 | 0 | 0 | 0 | 0 | 0 | 0 | 0 | 0 | 0 | 0 | 0 | 0 | 0 | 0 | 0 | 0 | 0 | 0 | 12
NO |  | 275 | 2011 | 9 | 33 | 33 |  | Air Liquide Tap | Burlington | 138 | 138 | Steel Pole | 1.41 | 0 | 1 | 477.0 kcmil ACSR | 0 | 0 | 0 | 0 | 0 | 0 | 0 | 0 | 0 | 0 | 0 | 0 | 0 | 0 | 0 | 0 | 0 | 0 | 0 | 0 | 0 | 0 | 0 | 12
NO |  | 275 | 2011 | 9 | 34 | 34 |  | Cooney | Concord SW YD | 138 | 138 | Wood Pole | 0 | 0.27 | 2 | 795.0 kcmil ACSR | 0 | 0 | 0 | 0 | 0 | 0 | 0 | 0 | 0 | 0 | 0 | 0 | 0 | 0 | 0 | 0 | 0 | 0 | 0 | 0 | 0 | 0 | 0 | 12
NO |  | 275 | 2011 | 9 | 35 | 35 |  | Cooney | Concord SW YD | 138 | 138 | Wood Pole | 10.92 | 0 | 1 | 795.0 kcmil ACSR | 0 | 0 | 0 | 0 | 0 | 0 | 0 | 0 | 0 | 0 | 0 | 0 | 0 | 0 | 0 | 0 | 0 | 0 | 0 | 0 | 0 | 0 | 0 | 12
NO |  | 275 | 2011 | 10 | 1 | 1 |  | Concord SW YD | Crawfish River | 138 | 138 | H-Frame | 4.21 | 0 | 1 | 795.0 kcmil ACSR | 0 | 0 | 0 | 0 | 0 | 0 | 0 | 0 | 0 | 0 | 0 | 0 | 0 | 0 | 0 | 0 | 0 | 0 | 0 | 0 | 0 | 0 | 0 | 12
NO |  | 275 | 2011 | 10 | 2 | 2 |  | Concord SW YD | Crawfish River | 138 | 138 | H-Frame | 7.37 | 0 | 1 | 795.0 kcmil ACSR | 0 | 0 | 0 | 0 | 0 | 0 | 0 | 0 | 0 | 0 | 0 | 0 | 0 | 0 | 0 | 0 | 0 | 0 | 0 | 0 | 0 | 0 | 0 | 12
NO |  | 275 | 2011 | 10 | 3 | 3 |  | Concord SW YD | Crawfish River | 138 | 138 | H-Frame | 3.88 | 0 | 1 | 795.0 kcmil ACSR | 0 | 0 | 0 | 0 | 0 | 0 | 0 | 0 | 0 | 0 | 0 | 0 | 0 | 0 | 0 | 0 | 0 | 0 | 0 | 0 | 0 | 0 | 0 | 12
NO |  | 275 | 2011 | 10 | 4 | 4 |  | Rubicon | Concord SW YD | 138 | 138 | Steel Pole | 11.49 | 0 | 1 | 795.0 kcmil ACSR | 0 | 0 | 0 | 0 | 0 | 0 | 0 | 0 | 0 | 0 | 0 | 0 | 0 | 0 | 0 | 0 | 0 | 0 | 0 | 0 | 0 | 0 | 0 | 12
NO |  | 275 | 2011 | 10 | 5 | 5 |  | Rubicon | Concord SW YD | 138 | 138 | Steel Pole | 0.57 | 0 | 1 | 795.0 kcmil ACSR | 0 | 0 | 0 | 0 | 0 | 0 | 0 | 0 | 0 | 0 | 0 | 0 | 0 | 0 | 0 | 0 | 0 | 0 | 0 | 0 | 0 | 0 | 0 | 12
NO |  | 275 | 2011 | 10 | 6 | 6 |  | Rubicon | Concord SW YD | 138 | 138 | Steel Pole | 0 | 0.99 | 2 | 795.0 kcmil ACSR | 0 | 0 | 0 | 0 | 0 | 0 | 0 | 0 | 0 | 0 | 0 | 0 | 0 | 0 | 0 | 0 | 0 | 0 | 0 | 0 | 0 | 0 | 0 | 12
NO |  | 275 | 2011 | 10 | 7 | 7 |  | Lakeview | Kenosha | 138 | 138 | Lattice Towe | 0.16 | 0 | 1 | 477.0 kcmil ACSR | 0 | 0 | 0 | 0 | 0 | 0 | 0 | 0 | 0 | 0 | 0 | 0 | 0 | 0 | 0 | 0 | 0 | 0 | 0 | 0 | 0 | 0 | 0 | 12
NO |  | 275 | 2011 | 10 | 8 | 8 |  | Lakeview | Kenosha | 138 | 138 | Lattice Towe | 0.09 | 0 | 1 | 477.0 kcmil ACSR | 0 | 0 | 0 | 0 | 0 | 0 | 0 | 0 | 0 | 0 | 0 | 0 | 0 | 0 | 0 | 0 | 0 | 0 | 0 | 0 | 0 | 0 | 0 | 12
NO |  | 275 | 2011 | 10 | 9 | 9 |  | Lakeview | Kenosha | 138 | 138 | Lattice Towe | 2.35 | 0 | 1 | 477.0 kcmil ACSR | 0 | 0 | 0 | 0 | 0 | 0 | 0 | 0 | 0 | 0 | 0 | 0 | 0 | 0 | 0 | 0 | 0 | 0 | 0 | 0 | 0 | 0 | 0 | 12
NO |  | 275 | 2011 | 10 | 10 | 10 |  | Lakeview | Kenosha | 138 | 138 | Lattice Towe | 2 | 0 | 1 | 477.0 kcmil ACSR | 0 | 0 | 0 | 0 | 0 | 0 | 0 | 0 | 0 | 0 | 0 | 0 | 0 | 0 | 0 | 0 | 0 | 0 | 0 | 0 | 0 | 0 | 0 | 12
NO |  | 275 | 2011 | 10 | 11 | 11 |  | Kenosha | Albers | 138 | 138 | Lattice Towe | 0 | 2.25 | 2 | 795.0 kcmil ACSR | 0 | 0 | 0 | 0 | 0 | 0 | 0 | 0 | 0 | 0 | 0 | 0 | 0 | 0 | 0 | 0 | 0 | 0 | 0 | 0 | 0 | 0 | 0 | 12
NO |  | 275 | 2011 | 10 | 12 | 12 |  | Kenosha | Albers | 138 | 138 | Lattice Towe | 0 | 1.72 | 2 | 477.0 kcmil ACSR | 0 | 0 | 0 | 0 | 0 | 0 | 0 | 0 | 0 | 0 | 0 | 0 | 0 | 0 | 0 | 0 | 0 | 0 | 0 | 0 | 0 | 0 | 0 | 12
NO |  | 275 | 2011 | 10 | 13 | 13 |  | Auburn | Barton | 138 | 138 | Steel Pole | 0 | 2.45 | 2 | 1033.5 kcmil ACSR | 0 | 0 | 0 | 0 | 0 | 0 | 0 | 0 | 0 | 0 | 0 | 0 | 0 | 0 | 0 | 0 | 0 | 0 | 0 | 0 | 0 | 0 | 0 | 12
NO |  | 275 | 2011 | 10 | 14 | 14 |  | Auburn | Barton | 138 | 138 | Steel Pole | 0 | 2.31 | 2 | 1033.5 kcmil ACSR | 0 | 0 | 0 | 0 | 0 | 0 | 0 | 0 | 0 | 0 | 0 | 0 | 0 | 0 | 0 | 0 | 0 | 0 | 0 | 0 | 0 | 0 | 0 | 12
NO |  | 275 | 2011 | 10 | 15 | 15 |  | Auburn | Barton | 138 | 138 | Steel Pole | 0.21 | 0 | 1 | 477.0 kcmil ACSR | 0 | 0 | 0 | 0 | 0 | 0 | 0 | 0 | 0 | 0 | 0 | 0 | 0 | 0 | 0 | 0 | 0 | 0 | 0 | 0 | 0 | 0 | 0 | 12
NO |  | 275 | 2011 | 10 | 16 | 16 |  | Auburn | Barton | 138 | 138 | Steel Pole | 0 | 0.75 | 2 | 477.0 kcmil ACSR | 0 | 0 | 0 | 0 | 0 | 0 | 0 | 0 | 0 | 0 | 0 | 0 | 0 | 0 | 0 | 0 | 0 | 0 | 0 | 0 | 0 | 0 | 0 | 12
NO |  | 275 | 2011 | 10 | 17 | 17 |  | Auburn | Barton | 138 | 138 | Steel Pole | 5.94 | 0 | 1 | 477.0 kcmil ACSR | 0 | 0 | 0 | 0 | 0 | 0 | 0 | 0 | 0 | 0 | 0 | 0 | 0 | 0 | 0 | 0 | 0 | 0 | 0 | 0 | 0 | 0 | 0 | 12
NO |  | 275 | 2011 | 10 | 18 | 18 |  | Straits | McGulpin | 138 | 138 | Various | 0 | 0.54 | 2 | 336.4 kcmil ACSR | 0 | 0 | 0 | 0 | 0 | 0 | 0 | 0 | 0 | 0 | 0 | 0 | 0 | 0 | 0 | 0 | 0 | 0 | 0 | 0 | 0 | 0 | 0 | 12
NO |  | 275 | 2011 | 10 | 19 | 19 |  | Straits | McGulpin | 138 | 138 | Various | 0 | 2.3 | 2 | 336.4 kcmil ACSR | 0 | 0 | 0 | 0 | 0 | 0 | 0 | 0 | 0 | 0 | 0 | 0 | 0 | 0 | 0 | 0 | 0 | 0 | 0 | 0 | 0 | 0 | 0 | 12
NO |  | 275 | 2011 | 10 | 20 | 20 |  | Straits | McGulpin | 138 | 138 | UG | 4.04 | 0 | 1 | 500.0 kcmil Cu-Ty | 0 | 0 | 0 | 0 | 0 | 0 | 0 | 0 | 0 | 0 | 0 | 0 | 0 | 0 | 0 | 0 | 0 | 0 | 0 | 0 | 0 | 0 | 0 | 12
NO |  | 275 | 2011 | 10 | 21 | 21 |  | Lakehead Naubinway Tap | Lakehead Naubinway | 138 | 138 | Various | 0.06 | 0 | 1 | 477.0 kcmil ACSR | 0 | 0 | 0 | 0 | 0 | 0 | 0 | 0 | 0 | 0 | 0 | 0 | 0 | 0 | 0 | 0 | 0 | 0 | 0 | 0 | 0 | 0 | 0 | 12
NO |  | 275 | 2011 | 10 | 22 | 22 |  | Brevort Tap | Brevort | 138 | 138 | Various | 0.02 | 0 | 1 | 477.0 kcmil ACSR | 0 | 0 | 0 | 0 | 0 | 0 | 0 | 0 | 0 | 0 | 0 | 0 | 0 | 0 | 0 | 0 | 0 | 0 | 0 | 0 | 0 | 0 | 0 | 12
NO |  | 275 | 2011 | 10 | 23 | 23 |  | Hiawatha (ESE) | Lakehead Naubinway Tap | 138 | 138 | Various | 11.61 | 0 | 1 | 477.0 kcmil ACSR | 0 | 0 | 0 | 0 | 0 | 0 | 0 | 0 | 0 | 0 | 0 | 0 | 0 | 0 | 0 | 0 | 0 | 0 | 0 | 0 | 0 | 0 | 0 | 12
NO |  | 275 | 2011 | 10 | 24 | 24 |  | Lakehead Naubinway Tap | Brevort Tap | 138 | 138 | Various | 0.11 | 0 | 1 | 477.0 kcmil ACSR | 0 | 0 | 0 | 0 | 0 | 0 | 0 | 0 | 0 | 0 | 0 | 0 | 0 | 0 | 0 | 0 | 0 | 0 | 0 | 0 | 0 | 0 | 0 | 12
NO |  | 275 | 2011 | 10 | 25 | 25 |  | Lakehead Naubinway Tap | Brevort Tap | 138 | 138 | Various | 14.48 | 0 | 1 | 477.0 kcmil ACSR | 0 | 0 | 0 | 0 | 0 | 0 | 0 | 0 | 0 | 0 | 0 | 0 | 0 | 0 | 0 | 0 | 0 | 0 | 0 | 0 | 0 | 0 | 0 | 12
NO |  | 275 | 2011 | 10 | 26 | 26 |  | Brevort Tap | Straits | 138 | 138 | Various | 0.04 | 0 | 1 | 477.0 kcmil ACSR | 0 | 0 | 0 | 0 | 0 | 0 | 0 | 0 | 0 | 0 | 0 | 0 | 0 | 0 | 0 | 0 | 0 | 0 | 0 | 0 | 0 | 0 | 0 | 12
NO |  | 275 | 2011 | 10 | 27 | 27 |  | Brevort Tap | Straits | 138 | 138 | Various | 19.7 | 0 | 1 | 477.0 kcmil ACSR | 0 | 0 | 0 | 0 | 0 | 0 | 0 | 0 | 0 | 0 | 0 | 0 | 0 | 0 | 0 | 0 | 0 | 0 | 0 | 0 | 0 | 0 | 0 | 12
NO |  | 275 | 2011 | 10 | 28 | 28 |  | Straits | McGulpin | 138 | 138 | Various | 0 | 0.49 | 2 | 336.4 kcmil ACSR | 0 | 0 | 0 | 0 | 0 | 0 | 0 | 0 | 0 | 0 | 0 | 0 | 0 | 0 | 0 | 0 | 0 | 0 | 0 | 0 | 0 | 0 | 0 | 12
NO |  | 275 | 2011 | 10 | 29 | 29 |  | Straits | McGulpin | 138 | 138 | Various | 0 | 2.29 | 2 | 336.4 kcmil ACSR | 0 | 0 | 0 | 0 | 0 | 0 | 0 | 0 | 0 | 0 | 0 | 0 | 0 | 0 | 0 | 0 | 0 | 0 | 0 | 0 | 0 | 0 | 0 | 12
NO |  | 275 | 2011 | 10 | 30 | 30 |  | Straits | McGulpin | 138 | 138 | UG | 3.92 | 0 | 1 | 336.4 kcmil ACSR | 0 | 0 | 0 | 0 | 0 | 0 | 0 | 0 | 0 | 0 | 0 | 0 | 0 | 0 | 0 | 0 | 0 | 0 | 0 | 0 | 0 | 0 | 0 | 12
NO |  | 275 | 2011 | 10 | 31 | 31 |  | Granville | Arcadian | 345 | 345 | Lattice Towe | 0 | 0.96 | 2 | 2156.0 kcmil ACSR | 0 | 0 | 0 | 0 | 0 | 0 | 0 | 0 | 0 | 0 | 0 | 0 | 0 | 0 | 0 | 0 | 0 | 0 | 0 | 0 | 0 | 0 | 0 | 12
NO |  | 275 | 2011 | 10 | 32 | 32 |  | Granville | Arcadian | 345 | 345 | Lattice Towe | 0 | 1.85 | 2 | 2156.0 kcmil ACSR | 0 | 0 | 0 | 0 | 0 | 0 | 0 | 0 | 0 | 0 | 0 | 0 | 0 | 0 | 0 | 0 | 0 | 0 | 0 | 0 | 0 | 0 | 0 | 12
NO |  | 275 | 2011 | 10 | 33 | 33 |  | Granville | Arcadian | 345 | 345 | Lattice Towe | 0 | 0.81 | 2 | 2156.0 kcmil ACSR | 0 | 0 | 0 | 0 | 0 | 0 | 0 | 0 | 0 | 0 | 0 | 0 | 0 | 0 | 0 | 0 | 0 | 0 | 0 | 0 | 0 | 0 | 0 | 12
NO |  | 275 | 2011 | 10 | 34 | 34 |  | Granville | Arcadian | 345 | 345 | Lattice Towe | 0 | 0.5 | 2 | 2156.0 kcmil ACSR | 0 | 0 | 0 | 0 | 0 | 0 | 0 | 0 | 0 | 0 | 0 | 0 | 0 | 0 | 0 | 0 | 0 | 0 | 0 | 0 | 0 | 0 | 0 | 12
NO |  | 275 | 2011 | 10 | 35 | 35 |  | Granville | Arcadian | 345 | 345 | Lattice Towe | 0 | 5.59 | 2 | 2156.0 kcmil ACSR | 0 | 0 | 0 | 0 | 0 | 0 | 0 | 0 | 0 | 0 | 0 | 0 | 0 | 0 | 0 | 0 | 0 | 0 | 0 | 0 | 0 | 0 | 0 | 12
NO |  | 275 | 2011 | 11 | 1 | 1 |  | Granville | Arcadian | 345 | 345 | Lattice Towe | 0 | 2.75 | 2 | 2156.0 kcmil ACSR | 0 | 0 | 0 | 0 | 0 | 0 | 0 | 0 | 0 | 0 | 0 | 0 | 0 | 0 | 0 | 0 | 0 | 0 | 0 | 0 | 0 | 0 | 0 | 12
NO |  | 275 | 2011 | 11 | 2 | 2 |  | Granville | Arcadian | 345 | 345 | Lattice Towe | 0 | 3.72 | 2 | 2156.0 kcmil ACSR | 0 | 0 | 0 | 0 | 0 | 0 | 0 | 0 | 0 | 0 | 0 | 0 | 0 | 0 | 0 | 0 | 0 | 0 | 0 | 0 | 0 | 0 | 0 | 12
NO |  | 275 | 2011 | 11 | 3 | 3 |  | Waukesha | Arcadian | 138 | 138 | Lattice Towe | 0 | 0.01 | 2 | 1033.5 kcmil ACSR | 0 | 0 | 0 | 0 | 0 | 0 | 0 | 0 | 0 | 0 | 0 | 0 | 0 | 0 | 0 | 0 | 0 | 0 | 0 | 0 | 0 | 0 | 0 | 12
NO |  | 275 | 2011 | 11 | 4 | 4 |  | Waukesha | Arcadian | 138 | 138 | Lattice Towe | 0 | 0.02 | 2 | 1033.5 kcmil ACSR | 0 | 0 | 0 | 0 | 0 | 0 | 0 | 0 | 0 | 0 | 0 | 0 | 0 | 0 | 0 | 0 | 0 | 0 | 0 | 0 | 0 | 0 | 0 | 12
NO |  | 275 | 2011 | 11 | 5 | 5 |  | Waukesha | Arcadian | 138 | 138 | Lattice Towe | 0 | 0.01 | 2 | 1033.5 kcmil ACSR | 0 | 0 | 0 | 0 | 0 | 0 | 0 | 0 | 0 | 0 | 0 | 0 | 0 | 0 | 0 | 0 | 0 | 0 | 0 | 0 | 0 | 0 | 0 | 12
NO |  | 275 | 2011 | 11 | 6 | 6 |  | Waukesha | Arcadian | 138 | 138 | Lattice Towe | 0 | 0 | 2 | 1033.5 kcmil ACSR | 0 | 0 | 0 | 0 | 0 | 0 | 0 | 0 | 0 | 0 | 0 | 0 | 0 | 0 | 0 | 0 | 0 | 0 | 0 | 0 | 0 | 0 | 0 | 12
NO |  | 275 | 2011 | 11 | 7 | 7 |  | Waukesha | Arcadian | 138 | 138 | Lattice Towe | 0 | 3.6 | 2 | 1033.5 kcmil ACSR | 0 | 0 | 0 | 0 | 0 | 0 | 0 | 0 | 0 | 0 | 0 | 0 | 0 | 0 | 0 | 0 | 0 | 0 | 0 | 0 | 0 | 0 | 0 | 12
NO |  | 275 | 2011 | 11 | 8 | 8 |  | Waukesha | Arcadian | 138 | 138 | Lattice Towe | 0 | 0.11 | 2 | 1033.5 kcmil ACSR | 0 | 0 | 0 | 0 | 0 | 0 | 0 | 0 | 0 | 0 | 0 | 0 | 0 | 0 | 0 | 0 | 0 | 0 | 0 | 0 | 0 | 0 | 0 | 12
NO |  | 275 | 2011 | 11 | 9 | 9 |  | Waukesha | Arcadian | 138 | 138 | Lattice Towe | 0 | 0.11 | 2 | 1033.5 kcmil ACSR | 0 | 0 | 0 | 0 | 0 | 0 | 0 | 0 | 0 | 0 | 0 | 0 | 0 | 0 | 0 | 0 | 0 | 0 | 0 | 0 | 0 | 0 | 0 | 12
NO |  | 275 | 2011 | 11 | 10 | 10 |  | Waukesha | Arcadian | 138 | 138 | Lattice Towe | 0 | 0.04 | 2 | 1033.5 kcmil ACSR | 0 | 0 | 0 | 0 | 0 | 0 | 0 | 0 | 0 | 0 | 0 | 0 | 0 | 0 | 0 | 0 | 0 | 0 | 0 | 0 | 0 | 0 | 0 | 12
NO |  | 275 | 2011 | 11 | 11 | 11 |  | Waukesha | Arcadian | 138 | 138 | Lattice Towe | 0 | 0.08 | 2 | 1033.5 kcmil ACSR | 0 | 0 | 0 | 0 | 0 | 0 | 0 | 0 | 0 | 0 | 0 | 0 | 0 | 0 | 0 | 0 | 0 | 0 | 0 | 0 | 0 | 0 | 0 | 12
NO |  | 275 | 2011 | 11 | 12 | 12 |  | Arcadian | Moorland | 138 | 138 | Lattice Towe | 0 | 0.04 | 2 | 2156.0 kcmil ACSR | 0 | 0 | 0 | 0 | 0 | 0 | 0 | 0 | 0 | 0 | 0 | 0 | 0 | 0 | 0 | 0 | 0 | 0 | 0 | 0 | 0 | 0 | 0 | 12
NO |  | 275 | 2011 | 11 | 13 | 13 |  | Arcadian | Moorland | 138 | 138 | Lattice Towe | 0 | 2.62 | 2 | 2156.0 kcmil ACSR | 0 | 0 | 0 | 0 | 0 | 0 | 0 | 0 | 0 | 0 | 0 | 0 | 0 | 0 | 0 | 0 | 0 | 0 | 0 | 0 | 0 | 0 | 0 | 12
NO |  | 275 | 2011 | 11 | 14 | 14 |  | Arcadian | Moorland | 138 | 138 | Lattice Towe | 0 | 0.07 | 2 | 2156.0 kcmil ACSR | 0 | 0 | 0 | 0 | 0 | 0 | 0 | 0 | 0 | 0 | 0 | 0 | 0 | 0 | 0 | 0 | 0 | 0 | 0 | 0 | 0 | 0 | 0 | 12
NO |  | 275 | 2011 | 11 | 15 | 15 |  | Arcadian | Waukesha | 138 | 138 | Lattice Towe | 0 | 0.05 | 2 | 1033.5 kcmil ACSR | 0 | 0 | 0 | 0 | 0 | 0 | 0 | 0 | 0 | 0 | 0 | 0 | 0 | 0 | 0 | 0 | 0 | 0 | 0 | 0 | 0 | 0 | 0 | 12
NO |  | 275 | 2011 | 11 | 16 | 16 |  | Arcadian | Waukesha | 138 | 138 | Lattice Towe | 0 | 0.08 | 2 | 1033.5 kcmil ACSR | 0 | 0 | 0 | 0 | 0 | 0 | 0 | 0 | 0 | 0 | 0 | 0 | 0 | 0 | 0 | 0 | 0 | 0 | 0 | 0 | 0 | 0 | 0 | 12
NO |  | 275 | 2011 | 11 | 17 | 17 |  | Arcadian | Waukesha | 138 | 138 | Lattice Towe | 0 | 0.11 | 2 | 1033.5 kcmil ACSR | 0 | 0 | 0 | 0 | 0 | 0 | 0 | 0 | 0 | 0 | 0 | 0 | 0 | 0 | 0 | 0 | 0 | 0 | 0 | 0 | 0 | 0 | 0 | 12
NO |  | 275 | 2011 | 11 | 18 | 18 |  | Arcadian | Waukesha | 138 | 138 | Lattice Towe | 0 | 3.59 | 2 | 1033.5 kcmil ACSR | 0 | 0 | 0 | 0 | 0 | 0 | 0 | 0 | 0 | 0 | 0 | 0 | 0 | 0 | 0 | 0 | 0 | 0 | 0 | 0 | 0 | 0 | 0 | 12
NO |  | 275 | 2011 | 11 | 19 | 19 |  | Arcadian | Waukesha | 138 | 138 | Lattice Towe | 0 | 0.01 | 2 | 1033.5 kcmil ACSR | 0 | 0 | 0 | 0 | 0 | 0 | 0 | 0 | 0 | 0 | 0 | 0 | 0 | 0 | 0 | 0 | 0 | 0 | 0 | 0 | 0 | 0 | 0 | 12
NO |  | 275 | 2011 | 11 | 20 | 20 |  | Sycamore SW YD | Blount | 138 | 138 | Various | 0.75 | 0 | 1 | 954.0 kcmil ACSR | 0 | 0 | 0 | 0 | 0 | 0 | 0 | 0 | 0 | 0 | 0 | 0 | 0 | 0 | 0 | 0 | 0 | 0 | 0 | 0 | 0 | 0 | 0 | 12
NO |  | 275 | 2011 | 11 | 21 | 21 |  | Sycamore SW YD | Blount | 138 | 138 | UG | 3.32 | 0 | 1 | 954.0 kcmil ACSR | 0 | 0 | 0 | 0 | 0 | 0 | 0 | 0 | 0 | 0 | 0 | 0 | 0 | 0 | 0 | 0 | 0 | 0 | 0 | 0 | 0 | 0 | 0 | 12
NO |  | 275 | 2011 | 11 | 22 | 22 |  | West Middleton | Pleasant View | 138 | 138 | Various | 0.32 | 0 | 1 | 954.0 kcmil ACSR | 0 | 0 | 0 | 0 | 0 | 0 | 0 | 0 | 0 | 0 | 0 | 0 | 0 | 0 | 0 | 0 | 0 | 0 | 0 | 0 | 0 | 0 | 0 | 12
NO |  | 275 | 2011 | 11 | 23 | 23 |  | West Middleton | Pleasant View | 138 | 138 | Various | 0 | 0.74 | 2 | 954.0 kcmil ACSR | 0 | 0 | 0 | 0 | 0 | 0 | 0 | 0 | 0 | 0 | 0 | 0 | 0 | 0 | 0 | 0 | 0 | 0 | 0 | 0 | 0 | 0 | 0 | 12
NO |  | 275 | 2011 | 11 | 24 | 24 |  | West Middleton | Pleasant View | 138 | 138 | Various | 0 | 0.19 | 2 | 954.0 kcmil ACSR | 0 | 0 | 0 | 0 | 0 | 0 | 0 | 0 | 0 | 0 | 0 | 0 | 0 | 0 | 0 | 0 | 0 | 0 | 0 | 0 | 0 | 0 | 0 | 12
NO |  | 275 | 2011 | 11 | 25 | 25 |  | West Middleton | Pleasant View | 138 | 138 | Various | 0 | 0.56 | 2 | 954.0 kcmil ACSR | 0 | 0 | 0 | 0 | 0 | 0 | 0 | 0 | 0 | 0 | 0 | 0 | 0 | 0 | 0 | 0 | 0 | 0 | 0 | 0 | 0 | 0 | 0 | 12
NO |  | 275 | 2011 | 11 | 26 | 26 |  | West Middleton | Pleasant View | 138 | 138 | Various | 0 | 1.01 | 2 | 954.0 kcmil ACSR | 0 | 0 | 0 | 0 | 0 | 0 | 0 | 0 | 0 | 0 | 0 | 0 | 0 | 0 | 0 | 0 | 0 | 0 | 0 | 0 | 0 | 0 | 0 | 12
NO |  | 275 | 2011 | 11 | 27 | 27 |  | West Middleton | Pleasant View | 138 | 138 | Various | 0 | 0.36 | 2 | 954.0 kcmil ACSR | 0 | 0 | 0 | 0 | 0 | 0 | 0 | 0 | 0 | 0 | 0 | 0 | 0 | 0 | 0 | 0 | 0 | 0 | 0 | 0 | 0 | 0 | 0 | 12
NO |  | 275 | 2011 | 11 | 28 | 28 |  | Cross Country | Fitchburg | 138 | 138 | Various | 0 | 0.05 | 2 | 954.0 kcmil ACSR | 0 | 0 | 0 | 0 | 0 | 0 | 0 | 0 | 0 | 0 | 0 | 0 | 0 | 0 | 0 | 0 | 0 | 0 | 0 | 0 | 0 | 0 | 0 | 12
NO |  | 275 | 2011 | 11 | 29 | 29 |  | Cross Country | Fitchburg | 138 | 138 | Various | 0 | 3.49 | 2 | 954.0 kcmil ACSR | 0 | 0 | 0 | 0 | 0 | 0 | 0 | 0 | 0 | 0 | 0 | 0 | 0 | 0 | 0 | 0 | 0 | 0 | 0 | 0 | 0 | 0 | 0 | 12
NO |  | 275 | 2011 | 11 | 30 | 30 |  | Cross Country | Fitchburg | 138 | 138 | Various | 0.08 | 0 | 1 | 954.0 kcmil ACSR | 0 | 0 | 0 | 0 | 0 | 0 | 0 | 0 | 0 | 0 | 0 | 0 | 0 | 0 | 0 | 0 | 0 | 0 | 0 | 0 | 0 | 0 | 0 | 12
NO |  | 275 | 2011 | 11 | 31 | 31 |  | Cross Country | Fitchburg | 138 | 138 | Various | 0.03 | 0 | 1 | 954.0 kcmil ACSR | 0 | 0 | 0 | 0 | 0 | 0 | 0 | 0 | 0 | 0 | 0 | 0 | 0 | 0 | 0 | 0 | 0 | 0 | 0 | 0 | 0 | 0 | 0 | 12
NO |  | 275 | 2011 | 11 | 32 | 32 |  | Oak Ridge | Fitchburg | 138 | 138 | Lattice Towe | 0 | 3.25 | 2 | 853.7 kcmil ACAR | 0 | 0 | 0 | 0 | 0 | 0 | 0 | 0 | 0 | 0 | 0 | 0 | 0 | 0 | 0 | 0 | 0 | 0 | 0 | 0 | 0 | 0 | 0 | 12
NO |  | 275 | 2011 | 11 | 33 | 33 |  | Oak Ridge | Fitchburg | 138 | 138 | Lattice Towe | 0 | 0.34 | 2 | 477.0 kcmil ACSR | 0 | 0 | 0 | 0 | 0 | 0 | 0 | 0 | 0 | 0 | 0 | 0 | 0 | 0 | 0 | 0 | 0 | 0 | 0 | 0 | 0 | 0 | 0 | 12
NO |  | 275 | 2011 | 11 | 34 | 34 |  | Kegonsa | Colladay Point SW STR | 138 | 138 | Various | 0 | 3.26 | 2 | 853.7 kcmil ACAR | 0 | 0 | 0 | 0 | 0 | 0 | 0 | 0 | 0 | 0 | 0 | 0 | 0 | 0 | 0 | 0 | 0 | 0 | 0 | 0 | 0 | 0 | 0 | 12
NO |  | 275 | 2011 | 11 | 35 | 35 |  | Colladay Point SW STR | Fitchburg | 138 | 138 | Various | 0 | 10.3 | 2 | 853.7 kcmil ACAR | 0 | 0 | 0 | 0 | 0 | 0 | 0 | 0 | 0 | 0 | 0 | 0 | 0 | 0 | 0 | 0 | 0 | 0 | 0 | 0 | 0 | 0 | 0 | 12
NO |  | 275 | 2011 | 12 | 1 | 1 |  | Colladay Point SW STR | Colladay Point | 138 | 138 | Various | 0.04 | 0 | 1 | 336.4 kcmil ACSR | 0 | 0 | 0 | 0 | 0 | 0 | 0 | 0 | 0 | 0 | 0 | 0 | 0 | 0 | 0 | 0 | 0 | 0 | 0 | 0 | 0 | 0 | 0 | 12
NO |  | 275 | 2011 | 12 | 2 | 2 |  | Kegonsa | Colladay Point SW STR | 138 | 138 | Various | 0 | 0.3 | 2 | 954.0 kcmil ACSS | 0 | 0 | 0 | 0 | 0 | 0 | 0 | 0 | 0 | 0 | 0 | 0 | 0 | 0 | 0 | 0 | 0 | 0 | 0 | 0 | 0 | 0 | 0 | 12
NO |  | 275 | 2011 | 12 | 3 | 3 |  | North Madison 345/138 kV | West Middleton | 138 | 138 | Steel Pole | 0.12 | 0 | 1 | 477.0 kcmil ACSR | 0 | 0 | 0 | 0 | 0 | 0 | 0 | 0 | 0 | 0 | 0 | 0 | 0 | 0 | 0 | 0 | 0 | 0 | 0 | 0 | 0 | 0 | 0 | 12
NO |  | 275 | 2011 | 12 | 4 | 4 |  | North Madison 345/138 kV | West Middleton | 138 | 138 | Steel Pole | 1.6 | 0 | 1 | 954.0 kcmil ACSR | 0 | 0 | 0 | 0 | 0 | 0 | 0 | 0 | 0 | 0 | 0 | 0 | 0 | 0 | 0 | 0 | 0 | 0 | 0 | 0 | 0 | 0 | 0 | 12
NO |  | 275 | 2011 | 12 | 5 | 5 |  | North Madison 345/138 kV | West Middleton | 138 | 138 | Steel Pole | 18.84 | 0 | 1 | 954.0 kcmil ACSR | 0 | 0 | 0 | 0 | 0 | 0 | 0 | 0 | 0 | 0 | 0 | 0 | 0 | 0 | 0 | 0 | 0 | 0 | 0 | 0 | 0 | 0 | 0 | 12
NO |  | 275 | 2011 | 12 | 6 | 6 |  | North Madison 345/138 kV | West Middleton | 138 | 138 | Steel Pole | 0.01 | 0 | 1 | 954.0 kcmil ACSR | 0 | 0 | 0 | 0 | 0 | 0 | 0 | 0 | 0 | 0 | 0 | 0 | 0 | 0 | 0 | 0 | 0 | 0 | 0 | 0 | 0 | 0 | 0 | 12
NO |  | 275 | 2011 | 12 | 7 | 7 |  | North Madison 345/138 kV | West Middleton | 138 | 138 | Steel Pole | 0.1 | 0 | 1 | 477.0 kcmil ACSR | 0 | 0 | 0 | 0 | 0 | 0 | 0 | 0 | 0 | 0 | 0 | 0 | 0 | 0 | 0 | 0 | 0 | 0 | 0 | 0 | 0 | 0 | 0 | 12
NO |  | 275 | 2011 | 12 | 8 | 8 |  | North Madison 345/138 kV | Vienna | 138 | 138 | Wood Pole | 0.2 | 0 | 1 | 477.0 kcmil ACSR | 0 | 0 | 0 | 0 | 0 | 0 | 0 | 0 | 0 | 0 | 0 | 0 | 0 | 0 | 0 | 0 | 0 | 0 | 0 | 0 | 0 | 0 | 0 | 12
NO |  | 275 | 2011 | 12 | 9 | 9 |  | North Madison 345/138 kV | Vienna | 138 | 138 | Wood Pole | 0 | 0.55 | 2 | 477.0 kcmil ACSR | 0 | 0 | 0 | 0 | 0 | 0 | 0 | 0 | 0 | 0 | 0 | 0 | 0 | 0 | 0 | 0 | 0 | 0 | 0 | 0 | 0 | 0 | 0 | 12
NO |  | 275 | 2011 | 12 | 10 | 10 |  | North Madison 345/138 kV | Vienna | 138 | 138 | Wood Pole | 3.69 | 0 | 1 | 954.0 kcmil ACSR | 0 | 0 | 0 | 0 | 0 | 0 | 0 | 0 | 0 | 0 | 0 | 0 | 0 | 0 | 0 | 0 | 0 | 0 | 0 | 0 | 0 | 0 | 0 | 12
NO |  | 275 | 2011 | 12 | 11 | 11 |  | North Madison 345/138 kV | Vienna | 138 | 138 | Wood Pole | 0.04 | 0 | 1 | 954.0 kcmil ACSR | 0 | 0 | 0 | 0 | 0 | 0 | 0 | 0 | 0 | 0 | 0 | 0 | 0 | 0 | 0 | 0 | 0 | 0 | 0 | 0 | 0 | 0 | 0 | 12
NO |  | 275 | 2011 | 12 | 12 | 12 |  | Vienna | Yahara River | 138 | 138 | Wood Pole | 0.04 | 0 | 1 | 954.0 kcmil ACSR | 0 | 0 | 0 | 0 | 0 | 0 | 0 | 0 | 0 | 0 | 0 | 0 | 0 | 0 | 0 | 0 | 0 | 0 | 0 | 0 | 0 | 0 | 0 | 12
NO |  | 275 | 2011 | 12 | 13 | 13 |  | Vienna | Yahara River | 138 | 138 | Wood Pole | 2.13 | 0 | 1 | 954.0 kcmil ACSR | 0 | 0 | 0 | 0 | 0 | 0 | 0 | 0 | 0 | 0 | 0 | 0 | 0 | 0 | 0 | 0 | 0 | 0 | 0 | 0 | 0 | 0 | 0 | 12
NO |  | 275 | 2011 | 12 | 14 | 14 |  | Vienna | Yahara River | 138 | 138 | Wood Pole | 0 | 0.28 | 2 | 954.0 kcmil ACSR | 0 | 0 | 0 | 0 | 0 | 0 | 0 | 0 | 0 | 0 | 0 | 0 | 0 | 0 | 0 | 0 | 0 | 0 | 0 | 0 | 0 | 0 | 0 | 12
NO |  | 275 | 2011 | 12 | 15 | 15 |  | Pleasant View | Cross Country | 138 | 138 | Various | 0.04 | 0 | 1 | 954.0 kcmil ACSR | 0 | 0 | 0 | 0 | 0 | 0 | 0 | 0 | 0 | 0 | 0 | 0 | 0 | 0 | 0 | 0 | 0 | 0 | 0 | 0 | 0 | 0 | 0 | 12
NO |  | 275 | 2011 | 12 | 16 | 16 |  | Pleasant View | Cross Country | 138 | 138 | Various | 0 | 0.64 | 2 | 954.0 kcmil ACSR | 0 | 0 | 0 | 0 | 0 | 0 | 0 | 0 | 0 | 0 | 0 | 0 | 0 | 0 | 0 | 0 | 0 | 0 | 0 | 0 | 0 | 0 | 0 | 12
NO |  | 275 | 2011 | 12 | 17 | 17 |  | Pleasant View | Cross Country | 138 | 138 | Various | 0 | 0.23 | 2 | 477.0 kcmil ACSR | 0 | 0 | 0 | 0 | 0 | 0 | 0 | 0 | 0 | 0 | 0 | 0 | 0 | 0 | 0 | 0 | 0 | 0 | 0 | 0 | 0 | 0 | 0 | 12
NO |  | 275 | 2011 | 12 | 18 | 18 |  | Pleasant View | Cross Country | 138 | 138 | Various | 0 | 0.14 | 2 | 477.0 kcmil ACSR | 0 | 0 | 0 | 0 | 0 | 0 | 0 | 0 | 0 | 0 | 0 | 0 | 0 | 0 | 0 | 0 | 0 | 0 | 0 | 0 | 0 | 0 | 0 | 12
NO |  | 275 | 2011 | 12 | 19 | 19 |  | Pleasant View | Cross Country | 138 | 138 | Various | 0 | 0.85 | 2 | 954.0 kcmil ACSR | 0 | 0 | 0 | 0 | 0 | 0 | 0 | 0 | 0 | 0 | 0 | 0 | 0 | 0 | 0 | 0 | 0 | 0 | 0 | 0 | 0 | 0 | 0 | 12
NO |  | 275 | 2011 | 12 | 20 | 20 |  | Pleasant View | Cross Country | 138 | 138 | Various | 0 | 0.1 | 2 | 954.0 kcmil ACSR | 0 | 0 | 0 | 0 | 0 | 0 | 0 | 0 | 0 | 0 | 0 | 0 | 0 | 0 | 0 | 0 | 0 | 0 | 0 | 0 | 0 | 0 | 0 | 12
NO |  | 275 | 2011 | 12 | 21 | 21 |  | Pleasant View | Cross Country | 138 | 138 | Various | 0 | 0.13 | 2 | 954.0 kcmil ACSR | 0 | 0 | 0 | 0 | 0 | 0 | 0 | 0 | 0 | 0 | 0 | 0 | 0 | 0 | 0 | 0 | 0 | 0 | 0 | 0 | 0 | 0 | 0 | 12
NO |  | 275 | 2011 | 12 | 22 | 22 |  | Pleasant View | Cross Country | 138 | 138 | Various | 0 | 0.23 | 2 | 477.0 kcmil ACSR | 0 | 0 | 0 | 0 | 0 | 0 | 0 | 0 | 0 | 0 | 0 | 0 | 0 | 0 | 0 | 0 | 0 | 0 | 0 | 0 | 0 | 0 | 0 | 12
NO |  | 275 | 2011 | 12 | 23 | 23 |  | Pleasant View | Cross Country | 138 | 138 | Various | 0 | 1.84 | 2 | 954.0 kcmil ACSR | 0 | 0 | 0 | 0 | 0 | 0 | 0 | 0 | 0 | 0 | 0 | 0 | 0 | 0 | 0 | 0 | 0 | 0 | 0 | 0 | 0 | 0 | 0 | 12
NO |  | 275 | 2011 | 12 | 24 | 24 |  | Pleasant View | Cross Country | 138 | 138 | Various | 0.14 | 0 | 1 | 954.0 kcmil ACSR | 0 | 0 | 0 | 0 | 0 | 0 | 0 | 0 | 0 | 0 | 0 | 0 | 0 | 0 | 0 | 0 | 0 | 0 | 0 | 0 | 0 | 0 | 0 | 12
NO |  | 275 | 2011 | 12 | 25 | 25 |  | Empire Mine | National | 138 | 138 | H-Frame | 9.12 | 0 | 1 | 605.0 kcmil ACSR | 0 | 0 | 0 | 0 | 0 | 0 | 0 | 0 | 0 | 0 | 0 | 0 | 0 | 0 | 0 | 0 | 0 | 0 | 0 | 0 | 0 | 0 | 0 | 12
NO |  | 275 | 2011 | 12 | 26 | 26 |  | National | Tilden | 138 | 138 | H-Frame | 3.86 | 0 | 1 | 605.0 kcmil ACSR | 0 | 0 | 0 | 0 | 0 | 0 | 0 | 0 | 0 | 0 | 0 | 0 | 0 | 0 | 0 | 0 | 0 | 0 | 0 | 0 | 0 | 0 | 0 | 12
NO |  | 275 | 2011 | 12 | 27 | 27 |  | National | Tilden | 138 | 138 | H-Frame | 3.85 | 0 | 1 | 605.0 kcmil ACSR | 0 | 0 | 0 | 0 | 0 | 0 | 0 | 0 | 0 | 0 | 0 | 0 | 0 | 0 | 0 | 0 | 0 | 0 | 0 | 0 | 0 | 0 | 0 | 12
NO |  | 275 | 2011 | 12 | 28 | 28 |  | Everett | Haymarket Square | 138 | 138 | UG | 0.05 | 0 | 1 | 2000.0 kcmil Cu-T | 0 | 0 | 0 | 0 | 0 | 0 | 0 | 0 | 0 | 0 | 0 | 0 | 0 | 0 | 0 | 0 | 0 | 0 | 0 | 0 | 0 | 0 | 0 | 12
NO |  | 275 | 2011 | 12 | 29 | 29 |  | Everett | Haymarket Square | 138 | 138 | UG | 0.12 | 0 | 1 | 1250.0 kcmil Cu-T | 0 | 0 | 0 | 0 | 0 | 0 | 0 | 0 | 0 | 0 | 0 | 0 | 0 | 0 | 0 | 0 | 0 | 0 | 0 | 0 | 0 | 0 | 0 | 12
NO |  | 275 | 2011 | 12 | 30 | 30 |  | Everett | Haymarket Square | 138 | 138 | UG | 0.65 | 0 | 1 | 1250.0 kcmil Cu-T | 0 | 0 | 0 | 0 | 0 | 0 | 0 | 0 | 0 | 0 | 0 | 0 | 0 | 0 | 0 | 0 | 0 | 0 | 0 | 0 | 0 | 0 | 0 | 12
NO |  | 275 | 2011 | 12 | 31 | 31 |  | Everett | Haymarket Square | 138 | 138 | UG | 0.11 | 0 | 1 | 1250.0 kcmil Cu-T | 0 | 0 | 0 | 0 | 0 | 0 | 0 | 0 | 0 | 0 | 0 | 0 | 0 | 0 | 0 | 0 | 0 | 0 | 0 | 0 | 0 | 0 | 0 | 12
NO |  | 275 | 2011 | 12 | 32 | 32 |  | Combined Locks Tap | Combined Locks | 138 | 138 | Lattice Towe | 2.95 | 0 | 1 | 336.4 kcmil ACSR | 0 | 0 | 0 | 0 | 0 | 0 | 0 | 0 | 0 | 0 | 0 | 0 | 0 | 0 | 0 | 0 | 0 | 0 | 0 | 0 | 0 | 0 | 0 | 12
NO |  | 275 | 2011 | 12 | 33 | 33 |  | Maes | Combined Locks Tap | 138 | 138 | Lattice Towe | 2.72 | 0 | 1 | 1033.5 kcmil ACSR | 0 | 0 | 0 | 0 | 0 | 0 | 0 | 0 | 0 | 0 | 0 | 0 | 0 | 0 | 0 | 0 | 0 | 0 | 0 | 0 | 0 | 0 | 0 | 12
NO |  | 275 | 2011 | 12 | 34 | 34 |  | Combined Locks Tap | City Limits | 138 | 138 | Lattice Towe | 0 | 3.24 | 2 | 795.0 kcmil ACSR | 0 | 0 | 0 | 0 | 0 | 0 | 0 | 0 | 0 | 0 | 0 | 0 | 0 | 0 | 0 | 0 | 0 | 0 | 0 | 0 | 0 | 0 | 0 | 12
NO |  | 275 | 2011 | 12 | 35 | 35 |  | Combined Locks Tap | Combined Locks | 138 | 138 | Lattice Towe | 0 | 1.04 | 2 | 795.0 kcmil ACSR | 0 | 0 | 0 | 0 | 0 | 0 | 0 | 0 | 0 | 0 | 0 | 0 | 0 | 0 | 0 | 0 | 0 | 0 | 0 | 0 | 0 | 0 | 0 | 12
NO |  | 275 | 2011 | 13 | 1 | 1 |  | White Clay | Morgan | 138 | 138 | Various | 0 | 0.1 | 2 | 556.5 kcmil ACSR | 0 | 0 | 0 | 0 | 0 | 0 | 0 | 0 | 0 | 0 | 0 | 0 | 0 | 0 | 0 | 0 | 0 | 0 | 0 | 0 | 0 | 0 | 0 | 12
NO |  | 275 | 2011 | 13 | 2 | 2 |  | White Clay | Morgan | 138 | 138 | Various | 0.03 | 0 | 1 | 556.5 kcmil ACSR | 0 | 0 | 0 | 0 | 0 | 0 | 0 | 0 | 0 | 0 | 0 | 0 | 0 | 0 | 0 | 0 | 0 | 0 | 0 | 0 | 0 | 0 | 0 | 12
NO |  | 275 | 2011 | 13 | 3 | 3 |  | White Clay | Morgan | 138 | 138 | Various | 0 | 8.25 | 2 | 556.5 kcmil ACSR | 0 | 0 | 0 | 0 | 0 | 0 | 0 | 0 | 0 | 0 | 0 | 0 | 0 | 0 | 0 | 0 | 0 | 0 | 0 | 0 | 0 | 0 | 0 | 12
NO |  | 275 | 2011 | 13 | 4 | 4 |  | White Clay | Morgan | 138 | 138 | Various | 0 | 0.6 | 2 | 556.5 kcmil ACSR | 0 | 0 | 0 | 0 | 0 | 0 | 0 | 0 | 0 | 0 | 0 | 0 | 0 | 0 | 0 | 0 | 0 | 0 | 0 | 0 | 0 | 0 | 0 | 12
NO |  | 275 | 2011 | 13 | 5 | 5 |  | White Clay | Morgan | 138 | 138 | Various | 0 | 3.91 | 2 | 556.5 kcmil ACSR | 0 | 0 | 0 | 0 | 0 | 0 | 0 | 0 | 0 | 0 | 0 | 0 | 0 | 0 | 0 | 0 | 0 | 0 | 0 | 0 | 0 | 0 | 0 | 12
NO |  | 275 | 2011 | 13 | 6 | 6 |  | White Clay | Morgan | 138 | 138 | Various | 0 | 0.12 | 2 | 556.5 kcmil ACSR | 0 | 0 | 0 | 0 | 0 | 0 | 0 | 0 | 0 | 0 | 0 | 0 | 0 | 0 | 0 | 0 | 0 | 0 | 0 | 0 | 0 | 0 | 0 | 12
NO |  | 275 | 2011 | 13 | 7 | 7 |  | White Clay | Morgan | 138 | 138 | Various | 0 | 0.12 | 2 | 556.5 kcmil ACSR | 0 | 0 | 0 | 0 | 0 | 0 | 0 | 0 | 0 | 0 | 0 | 0 | 0 | 0 | 0 | 0 | 0 | 0 | 0 | 0 | 0 | 0 | 0 | 12
NO |  | 275 | 2011 | 13 | 8 | 8 |  | White Clay | East Shawano | 138 | 138 | Wood Pole | 1.62 | 0 | 1 | 795.0 kcmil ACSR | 0 | 0 | 0 | 0 | 0 | 0 | 0 | 0 | 0 | 0 | 0 | 0 | 0 | 0 | 0 | 0 | 0 | 0 | 0 | 0 | 0 | 0 | 0 | 12
NO |  | 275 | 2011 | 13 | 9 | 9 |  | White Clay | East Shawano | 138 | 138 | Wood Pole | 0 | 1.48 | 2 | 795.0 kcmil ACSR | 0 | 0 | 0 | 0 | 0 | 0 | 0 | 0 | 0 | 0 | 0 | 0 | 0 | 0 | 0 | 0 | 0 | 0 | 0 | 0 | 0 | 0 | 0 | 12
NO |  | 275 | 2011 | 13 | 10 | 10 |  | White Clay | East Shawano | 138 | 138 | Wood Pole | 0 | 4.93 | 2 | 556.5 kcmil ACSR | 0 | 0 | 0 | 0 | 0 | 0 | 0 | 0 | 0 | 0 | 0 | 0 | 0 | 0 | 0 | 0 | 0 | 0 | 0 | 0 | 0 | 0 | 0 | 12
NO |  | 275 | 2011 | 13 | 11 | 11 |  | White Clay | East Shawano | 138 | 138 | Wood Pole | 0 | 0.14 | 2 | 556.5 kcmil ACSR | 0 | 0 | 0 | 0 | 0 | 0 | 0 | 0 | 0 | 0 | 0 | 0 | 0 | 0 | 0 | 0 | 0 | 0 | 0 | 0 | 0 | 0 | 0 | 12
NO |  | 275 | 2011 | 13 | 12 | 12 |  | White Clay | East Shawano | 138 | 138 | Wood Pole | 0 | 0.07 | 2 | 556.5 kcmil ACSR | 0 | 0 | 0 | 0 | 0 | 0 | 0 | 0 | 0 | 0 | 0 | 0 | 0 | 0 | 0 | 0 | 0 | 0 | 0 | 0 | 0 | 0 | 0 | 12
NO |  | 275 | 2011 | 13 | 13 | 13 |  | White Clay | East Shawano | 138 | 138 | Wood Pole | 0.03 | 0 | 1 | 556.5 kcmil ACSR | 0 | 0 | 0 | 0 | 0 | 0 | 0 | 0 | 0 | 0 | 0 | 0 | 0 | 0 | 0 | 0 | 0 | 0 | 0 | 0 | 0 | 0 | 0 | 12
NO |  | 275 | 2011 | 13 | 14 | 14 |  | White Clay | East Shawano | 138 | 138 | Wood Pole | 0.03 | 0 | 1 | 556.5 kcmil ACSR | 0 | 0 | 0 | 0 | 0 | 0 | 0 | 0 | 0 | 0 | 0 | 0 | 0 | 0 | 0 | 0 | 0 | 0 | 0 | 0 | 0 | 0 | 0 | 12
NO |  | 275 | 2011 | 13 | 15 | 15 |  | Lakeview | Zion Dist. | 138 | 138 | H-Frame | 0.87 | 0 | 1 | 477.0 kcmil ACSR | 0 | 0 | 0 | 0 | 0 | 0 | 0 | 0 | 0 | 0 | 0 | 0 | 0 | 0 | 0 | 0 | 0 | 0 | 0 | 0 | 0 | 0 | 0 | 12
NO |  | 275 | 2011 | 13 | 16 | 16 |  | Arnold | Perkins | 138 | 138 | Various | 0 | 20.39 | 2 | 477.0 kcmil ACSR | 0 | 0 | 0 | 0 | 0 | 0 | 0 | 0 | 0 | 0 | 0 | 0 | 0 | 0 | 0 | 0 | 0 | 0 | 0 | 0 | 0 | 0 | 0 | 12
NO |  | 275 | 2011 | 13 | 17 | 17 |  | Arnold | Forsyth | 138 | 138 | H-Frame | 16.6 | 0 | 1 | 605.0 kcmil ACSR | 0 | 0 | 0 | 0 | 0 | 0 | 0 | 0 | 0 | 0 | 0 | 0 | 0 | 0 | 0 | 0 | 0 | 0 | 0 | 0 | 0 | 0 | 0 | 12
NO |  | 275 | 2011 | 13 | 18 | 18 |  | Arnold | Perkins | 138 | 138 | Various | 0 | 20.37 | 2 | 477.0 kcmil ACSR | 0 | 0 | 0 | 0 | 0 | 0 | 0 | 0 | 0 | 0 | 0 | 0 | 0 | 0 | 0 | 0 | 0 | 0 | 0 | 0 | 0 | 0 | 0 | 12
NO |  | 275 | 2011 | 13 | 19 | 19 |  | Nordic | Perch Lake | 138 | 138 | H-Frame | 2.02 | 0 | 1 | 605.0 kcmil ACSR | 0 | 0 | 0 | 0 | 0 | 0 | 0 | 0 | 0 | 0 | 0 | 0 | 0 | 0 | 0 | 0 | 0 | 0 | 0 | 0 | 0 | 0 | 0 | 12
NO |  | 275 | 2011 | 13 | 20 | 20 |  | Nordic | Perch Lake | 138 | 138 | H-Frame | 27.49 | 0 | 1 | 605.0 kcmil ACSR | 0 | 0 | 0 | 0 | 0 | 0 | 0 | 0 | 0 | 0 | 0 | 0 | 0 | 0 | 0 | 0 | 0 | 0 | 0 | 0 | 0 | 0 | 0 | 12
NO |  | 275 | 2011 | 13 | 21 | 21 |  | Butternut | Forward Energy Center | 138 | 138 | Steel Pole | 0.02 | 0 | 1 | 795.0 kcmil ACSR | 0 | 0 | 0 | 0 | 0 | 0 | 0 | 0 | 0 | 0 | 0 | 0 | 0 | 0 | 0 | 0 | 0 | 0 | 0 | 0 | 0 | 0 | 0 | 12
NO |  | 275 | 2011 | 13 | 22 | 22 |  | Butternut | Forward Energy Center | 138 | 138 | Steel Pole | 3.53 | 0 | 1 | 1109.0 kcmil ACAR | 0 | 0 | 0 | 0 | 0 | 0 | 0 | 0 | 0 | 0 | 0 | 0 | 0 | 0 | 0 | 0 | 0 | 0 | 0 | 0 | 0 | 0 | 0 | 12
NO |  | 275 | 2011 | 13 | 23 | 23 |  | Butternut | Forward Energy Center | 138 | 138 | Steel Pole | 0.46 | 0 | 1 | 1109.0 kcmil ACAR | 0 | 0 | 0 | 0 | 0 | 0 | 0 | 0 | 0 | 0 | 0 | 0 | 0 | 0 | 0 | 0 | 0 | 0 | 0 | 0 | 0 | 0 | 0 | 12
NO |  | 275 | 2011 | 13 | 24 | 24 |  | Parkland | Mequon | 138 | 138 | Steel Pole | 0 | 6.77 | 2 | 556.5 kcmil ACSR | 0 | 0 | 0 | 0 | 0 | 0 | 0 | 0 | 0 | 0 | 0 | 0 | 0 | 0 | 0 | 0 | 0 | 0 | 0 | 0 | 0 | 0 | 0 | 12
NO |  | 275 | 2011 | 13 | 25 | 25 |  | Morgan | Plains | 345 | 345 | Various | 68.56 | 0 | 1 | 795.0 kcmil ACSR | 0 | 0 | 0 | 0 | 0 | 0 | 0 | 0 | 0 | 0 | 0 | 0 | 0 | 0 | 0 | 0 | 0 | 0 | 0 | 0 | 0 | 0 | 0 | 12
NO |  | 275 | 2011 | 13 | 26 | 26 |  | Morgan | Plains | 345 | 345 | Various | 3.16 | 0 | 1 | 795.0 kcmil ACSR | 0 | 0 | 0 | 0 | 0 | 0 | 0 | 0 | 0 | 0 | 0 | 0 | 0 | 0 | 0 | 0 | 0 | 0 | 0 | 0 | 0 | 0 | 0 | 12
NO |  | 275 | 2011 | 13 | 27 | 27 |  | Falls | Morgan | 138 | 138 | Steel Pole | 0 | 0.11 | 2 | 477.0 kcmil ACSR | 0 | 0 | 0 | 0 | 0 | 0 | 0 | 0 | 0 | 0 | 0 | 0 | 0 | 0 | 0 | 0 | 0 | 0 | 0 | 0 | 0 | 0 | 0 | 12
NO |  | 275 | 2011 | 13 | 28 | 28 |  | Falls | Morgan | 138 | 138 | Steel Pole | 0 | 4.46 | 2 | 477.0 kcmil ACSR | 0 | 0 | 0 | 0 | 0 | 0 | 0 | 0 | 0 | 0 | 0 | 0 | 0 | 0 | 0 | 0 | 0 | 0 | 0 | 0 | 0 | 0 | 0 | 12
NO |  | 275 | 2011 | 13 | 29 | 29 |  | Falls | Morgan | 138 | 138 | Steel Pole | 0 | 0.22 | 2 | 795.0 kcmil ACSR | 0 | 0 | 0 | 0 | 0 | 0 | 0 | 0 | 0 | 0 | 0 | 0 | 0 | 0 | 0 | 0 | 0 | 0 | 0 | 0 | 0 | 0 | 0 | 12
NO |  | 275 | 2011 | 13 | 30 | 30 |  | Falls | Morgan | 138 | 138 | Steel Pole | 0 | 4.46 | 2 | 477.0 kcmil ACSR | 0 | 0 | 0 | 0 | 0 | 0 | 0 | 0 | 0 | 0 | 0 | 0 | 0 | 0 | 0 | 0 | 0 | 0 | 0 | 0 | 0 | 0 | 0 | 12
NO |  | 275 | 2011 | 13 | 31 | 31 |  | Falls | Morgan | 138 | 138 | Steel Pole | 0 | 0.04 | 2 | 477.0 kcmil ACSR | 0 | 0 | 0 | 0 | 0 | 0 | 0 | 0 | 0 | 0 | 0 | 0 | 0 | 0 | 0 | 0 | 0 | 0 | 0 | 0 | 0 | 0 | 0 | 12
NO |  | 275 | 2011 | 13 | 32 | 32 |  | Tamarack | Sussex | 138 | 138 | Lattice Towe | 0 | 0.99 | 2 | 927.2 kcmil ACAR | 0 | 0 | 0 | 0 | 0 | 0 | 0 | 0 | 0 | 0 | 0 | 0 | 0 | 0 | 0 | 0 | 0 | 0 | 0 | 0 | 0 | 0 | 0 | 12
NO |  | 275 | 2011 | 13 | 33 | 33 |  | Tamarack | Sussex | 138 | 138 | Lattice Towe | 0 | 2.8 | 2 | 1172.0 kcmil ACAR | 0 | 0 | 0 | 0 | 0 | 0 | 0 | 0 | 0 | 0 | 0 | 0 | 0 | 0 | 0 | 0 | 0 | 0 | 0 | 0 | 0 | 0 | 0 | 12
NO |  | 275 | 2011 | 13 | 34 | 34 |  | Maes | Apple Hills | 138 | 138 | Various | 0 | 0.43 | 2 | 1033.5 kcmil ACSR | 0 | 0 | 0 | 0 | 0 | 0 | 0 | 0 | 0 | 0 | 0 | 0 | 0 | 0 | 0 | 0 | 0 | 0 | 0 | 0 | 0 | 0 | 0 | 12
NO |  | 275 | 2011 | 13 | 35 | 35 |  | Maes | Apple Hills | 138 | 138 | Various | 3.16 | 0 | 1 | 1033.5 kcmil ACSR | 0 | 0 | 0 | 0 | 0 | 0 | 0 | 0 | 0 | 0 | 0 | 0 | 0 | 0 | 0 | 0 | 0 | 0 | 0 | 0 | 0 | 0 | 0 | 12
NO |  | 275 | 2011 | 14 | 1 | 1 |  | Perkins | Chandler | 138 | 138 | Steel Pole | 0 | 7.99 | 2 | 477.0 kcmil ACSR | 0 | 0 | 0 | 0 | 0 | 0 | 0 | 0 | 0 | 0 | 0 | 0 | 0 | 0 | 0 | 0 | 0 | 0 | 0 | 0 | 0 | 0 | 0 | 12
NO |  | 275 | 2011 | 14 | 2 | 2 |  | Perkins | Chandler | 138 | 138 | Steel Pole | 0 | 1.71 | 2 | 477.0 kcmil ACSR | 0 | 0 | 0 | 0 | 0 | 0 | 0 | 0 | 0 | 0 | 0 | 0 | 0 | 0 | 0 | 0 | 0 | 0 | 0 | 0 | 0 | 0 | 0 | 12
NO |  | 275 | 2011 | 14 | 3 | 3 |  | Perkins | Indian Lake | 138 | 138 | Various | 0 | 46.19 | 2 | 477.0 kcmil ACSR | 0 | 0 | 0 | 0 | 0 | 0 | 0 | 0 | 0 | 0 | 0 | 0 | 0 | 0 | 0 | 0 | 0 | 0 | 0 | 0 | 0 | 0 | 0 | 12
NO |  | 275 | 2011 | 14 | 4 | 4 |  | Perkins | Chandler | 138 | 138 | Steel Pole | 0 | 9.76 | 2 | 477.0 kcmil ACSR | 0 | 0 | 0 | 0 | 0 | 0 | 0 | 0 | 0 | 0 | 0 | 0 | 0 | 0 | 0 | 0 | 0 | 0 | 0 | 0 | 0 | 0 | 0 | 12
NO |  | 275 | 2011 | 14 | 5 | 5 |  | Perkins | Indian Lake | 138 | 138 | Various | 0 | 46.18 | 2 | 477.0 kcmil ACSR | 0 | 0 | 0 | 0 | 0 | 0 | 0 | 0 | 0 | 0 | 0 | 0 | 0 | 0 | 0 | 0 | 0 | 0 | 0 | 0 | 0 | 0 | 0 | 12
NO |  | 275 | 2011 | 14 | 6 | 6 |  | Tecumseh Rd | Meyer Rd Tap | 138 | 138 | Lattice Towe | 0 | 4.79 | 2 | 336.4 kcmil ACSR | 0 | 0 | 0 | 0 | 0 | 0 | 0 | 0 | 0 | 0 | 0 | 0 | 0 | 0 | 0 | 0 | 0 | 0 | 0 | 0 | 0 | 0 | 0 | 12
NO |  | 275 | 2011 | 14 | 7 | 7 |  | Meyer Rd Tap | Lyndon Tap | 138 | 138 | Lattice Towe | 0 | 13.59 | 2 | 336.4 kcmil ACSR | 0 | 0 | 0 | 0 | 0 | 0 | 0 | 0 | 0 | 0 | 0 | 0 | 0 | 0 | 0 | 0 | 0 | 0 | 0 | 0 | 0 | 0 | 0 | 12
NO |  | 275 | 2011 | 14 | 8 | 8 |  | Lyndon Tap | Fredonia | 138 | 138 | Lattice Towe | 0 | 12.85 | 2 | 336.4 kcmil ACSR | 0 | 0 | 0 | 0 | 0 | 0 | 0 | 0 | 0 | 0 | 0 | 0 | 0 | 0 | 0 | 0 | 0 | 0 | 0 | 0 | 0 | 0 | 0 | 12
NO |  | 275 | 2011 | 14 | 9 | 9 |  | Meyer Rd Tap | Lyndon Tap | 138 | 138 | Lattice Towe | 0 | 5.77 | 2 | 336.4 kcmil ACSR | 0 | 0 | 0 | 0 | 0 | 0 | 0 | 0 | 0 | 0 | 0 | 0 | 0 | 0 | 0 | 0 | 0 | 0 | 0 | 0 | 0 | 0 | 0 | 12
NO |  | 275 | 2011 | 14 | 10 | 10 |  | Lyndon Tap | Lyndon | 138 | 138 | Lattice Towe | 0.03 | 0 | 1 | 336.4 kcmil ACSR | 0 | 0 | 0 | 0 | 0 | 0 | 0 | 0 | 0 | 0 | 0 | 0 | 0 | 0 | 0 | 0 | 0 | 0 | 0 | 0 | 0 | 0 | 0 | 12
NO |  | 275 | 2011 | 14 | 11 | 11 |  | Meyer Rd Tap | Meyer Rd | 138 | 138 | Lattice Towe | 0.02 | 0 | 1 | 336.4 kcmil ACSR | 0 | 0 | 0 | 0 | 0 | 0 | 0 | 0 | 0 | 0 | 0 | 0 | 0 | 0 | 0 | 0 | 0 | 0 | 0 | 0 | 0 | 0 | 0 | 12
NO |  | 275 | 2011 | 14 | 12 | 12 |  | Branch | Kansas | 138 | 138 | Lattice Towe | 0 | 0.08 | 2 | 795.0 kcmil ACSR | 0 | 0 | 0 | 0 | 0 | 0 | 0 | 0 | 0 | 0 | 0 | 0 | 0 | 0 | 0 | 0 | 0 | 0 | 0 | 0 | 0 | 0 | 0 | 12
NO |  | 275 | 2011 | 14 | 13 | 13 |  | Branch | Kansas | 138 | 138 | Lattice Towe | 0 | 0.68 | 2 | 795.0 kcmil ACSR | 0 | 0 | 0 | 0 | 0 | 0 | 0 | 0 | 0 | 0 | 0 | 0 | 0 | 0 | 0 | 0 | 0 | 0 | 0 | 0 | 0 | 0 | 0 | 12
NO |  | 275 | 2011 | 14 | 14 | 14 |  | Branch | Kansas | 138 | 138 | Lattice Towe | 0 | 2.7 | 2 | 795.0 kcmil ACSR | 0 | 0 | 0 | 0 | 0 | 0 | 0 | 0 | 0 | 0 | 0 | 0 | 0 | 0 | 0 | 0 | 0 | 0 | 0 | 0 | 0 | 0 | 0 | 12
NO |  | 275 | 2011 | 14 | 15 | 15 |  | Branch | Kansas | 138 | 138 | Lattice Towe | 2.3 | 0 | 1 | 795.0 kcmil ACSR | 0 | 0 | 0 | 0 | 0 | 0 | 0 | 0 | 0 | 0 | 0 | 0 | 0 | 0 | 0 | 0 | 0 | 0 | 0 | 0 | 0 | 0 | 0 | 12
NO |  | 275 | 2011 | 14 | 16 | 16 |  | Butte Des Morts | Neevin | 138 | 138 | Various | 3.03 | 0 | 1 | 795.0 kcmil ACSR | 0 | 0 | 0 | 0 | 0 | 0 | 0 | 0 | 0 | 0 | 0 | 0 | 0 | 0 | 0 | 0 | 0 | 0 | 0 | 0 | 0 | 0 | 0 | 12
NO |  | 275 | 2011 | 14 | 17 | 17 |  | Butte Des Morts | Casaloma | 138 | 138 | H-Frame | 3.11 | 0 | 1 | 795.0 kcmil ACSR | 0 | 0 | 0 | 0 | 0 | 0 | 0 | 0 | 0 | 0 | 0 | 0 | 0 | 0 | 0 | 0 | 0 | 0 | 0 | 0 | 0 | 0 | 0 | 12
NO |  | 275 | 2011 | 14 | 18 | 18 |  | Butte Des Morts | Northside | 138 | 138 |  | 0.18 | 0 | 1 | 477.0 kcmil ACSR | 0 | 0 | 0 | 0 | 0 | 0 | 0 | 0 | 0 | 0 | 0 | 0 | 0 | 0 | 0 | 0 | 0 | 0 | 0 | 0 | 0 | 0 | 0 | 12
NO |  | 275 | 2011 | 14 | 19 | 19 |  | Northside | Tayco | 138 | 138 |  | 0.73 | 0 | 1 | 477.0 kcmil ACSR | 0 | 0 | 0 | 0 | 0 | 0 | 0 | 0 | 0 | 0 | 0 | 0 | 0 | 0 | 0 | 0 | 0 | 0 | 0 | 0 | 0 | 0 | 0 | 12
NO |  | 275 | 2011 | 14 | 20 | 20 |  | Butte Des Morts | Northside | 138 | 138 |  | 0.43 | 0 | 1 | 477.0 kcmil ACSR | 0 | 0 | 0 | 0 | 0 | 0 | 0 | 0 | 0 | 0 | 0 | 0 | 0 | 0 | 0 | 0 | 0 | 0 | 0 | 0 | 0 | 0 | 0 | 12
NO |  | 275 | 2011 | 14 | 21 | 21 |  | Butte Des Morts | Northside | 138 | 138 |  | 0 | 2.58 | 2 | 477.0 kcmil ACSR | 0 | 0 | 0 | 0 | 0 | 0 | 0 | 0 | 0 | 0 | 0 | 0 | 0 | 0 | 0 | 0 | 0 | 0 | 0 | 0 | 0 | 0 | 0 | 12
NO |  | 275 | 2011 | 14 | 22 | 22 |  | Butte Des Morts | Northside | 138 | 138 |  | 0.3 | 0 | 1 | 477.0 kcmil ACSR | 0 | 0 | 0 | 0 | 0 | 0 | 0 | 0 | 0 | 0 | 0 | 0 | 0 | 0 | 0 | 0 | 0 | 0 | 0 | 0 | 0 | 0 | 0 | 12
NO |  | 275 | 2011 | 14 | 23 | 23 |  | Butte Des Morts | Northside | 138 | 138 |  | 0.06 | 0 | 1 | 477.0 kcmil ACSR | 0 | 0 | 0 | 0 | 0 | 0 | 0 | 0 | 0 | 0 | 0 | 0 | 0 | 0 | 0 | 0 | 0 | 0 | 0 | 0 | 0 | 0 | 0 | 12
NO |  | 275 | 2011 | 14 | 24 | 24 |  | Butte Des Morts | Northside | 138 | 138 |  | 0.4 | 0 | 1 | 477.0 kcmil ACSR | 0 | 0 | 0 | 0 | 0 | 0 | 0 | 0 | 0 | 0 | 0 | 0 | 0 | 0 | 0 | 0 | 0 | 0 | 0 | 0 | 0 | 0 | 0 | 12
NO |  | 275 | 2011 | 14 | 25 | 25 |  | Northside | Tayco | 138 | 138 |  | 0.2 | 0 | 1 | 477.0 kcmil ACSR | 0 | 0 | 0 | 0 | 0 | 0 | 0 | 0 | 0 | 0 | 0 | 0 | 0 | 0 | 0 | 0 | 0 | 0 | 0 | 0 | 0 | 0 | 0 | 12
NO |  | 275 | 2011 | 14 | 26 | 26 |  | Sussex | Bark River | 138 | 138 | Lattice Towe | 0 | 0.12 | 2 | 1172.0 kcmil ACAR | 0 | 0 | 0 | 0 | 0 | 0 | 0 | 0 | 0 | 0 | 0 | 0 | 0 | 0 | 0 | 0 | 0 | 0 | 0 | 0 | 0 | 0 | 0 | 12
NO |  | 275 | 2011 | 14 | 27 | 27 |  | Sussex | Bark River | 138 | 138 | Lattice Towe | 0 | 0.06 | 2 | 1172.0 kcmil ACAR | 0 | 0 | 0 | 0 | 0 | 0 | 0 | 0 | 0 | 0 | 0 | 0 | 0 | 0 | 0 | 0 | 0 | 0 | 0 | 0 | 0 | 0 | 0 | 12
NO |  | 275 | 2011 | 14 | 28 | 28 |  | Sussex | Bark River | 138 | 138 | Lattice Towe | 0 | 7.36 | 2 | 1172.0 kcmil ACAR | 0 | 0 | 0 | 0 | 0 | 0 | 0 | 0 | 0 | 0 | 0 | 0 | 0 | 0 | 0 | 0 | 0 | 0 | 0 | 0 | 0 | 0 | 0 | 12
NO |  | 275 | 2011 | 14 | 29 | 29 |  | Cottonwood (WE) | Summit | 138 | 138 | Wood Pole | 6.21 | 0 | 1 | 927.2 kcmil ACAR | 0 | 0 | 0 | 0 | 0 | 0 | 0 | 0 | 0 | 0 | 0 | 0 | 0 | 0 | 0 | 0 | 0 | 0 | 0 | 0 | 0 | 0 | 0 | 12
NO |  | 275 | 2011 | 14 | 30 | 30 |  | Bark River | Cottonwood (WE) | 138 | 138 | Wood Pole | 6.76 | 0 | 1 | 927.2 kcmil ACAR | 0 | 0 | 0 | 0 | 0 | 0 | 0 | 0 | 0 | 0 | 0 | 0 | 0 | 0 | 0 | 0 | 0 | 0 | 0 | 0 | 0 | 0 | 0 | 12
NO |  | 275 | 2011 | 14 | 31 | 31 |  | Butte Des Morts | City Limits | 138 | 138 | Lattice Towe | 4.36 | 0 | 1 | 477.0 kcmil ACSR | 0 | 0 | 0 | 0 | 0 | 0 | 0 | 0 | 0 | 0 | 0 | 0 | 0 | 0 | 0 | 0 | 0 | 0 | 0 | 0 | 0 | 0 | 0 | 12
NO |  | 275 | 2011 | 14 | 32 | 32 |  | Boxelder | Lakehead Waterloo | 138 | 138 |  | 0.1 | 0 | 1 | 336.4 kcmil ACSR | 0 | 0 | 0 | 0 | 0 | 0 | 0 | 0 | 0 | 0 | 0 | 0 | 0 | 0 | 0 | 0 | 0 | 0 | 0 | 0 | 0 | 0 | 0 | 12
NO |  | 275 | 2011 | 14 | 33 | 33 |  | Amberg | Crivitz | 138 | 138 | Steel Pole | 0 | 22.22 | 2 | 477.0 kcmil ACSR | 0 | 0 | 0 | 0 | 0 | 0 | 0 | 0 | 0 | 0 | 0 | 0 | 0 | 0 | 0 | 0 | 0 | 0 | 0 | 0 | 0 | 0 | 0 | 12
NO |  | 275 | 2011 | 14 | 34 | 34 |  | Amberg | Plains | 138 | 138 | Steel Pole | 0 | 18.77 | 2 | 477.0 kcmil ACSR | 0 | 0 | 0 | 0 | 0 | 0 | 0 | 0 | 0 | 0 | 0 | 0 | 0 | 0 | 0 | 0 | 0 | 0 | 0 | 0 | 0 | 0 | 0 | 12
NO |  | 275 | 2011 | 14 | 35 | 35 |  | Amberg | Plains | 138 | 138 | Steel Pole | 0 | 2.61 | 2 | 477.0 kcmil ACSR | 0 | 0 | 0 | 0 | 0 | 0 | 0 | 0 | 0 | 0 | 0 | 0 | 0 | 0 | 0 | 0 | 0 | 0 | 0 | 0 | 0 | 0 | 0 | 12
NO |  | 275 | 2011 | 15 | 1 | 1 |  | Niagara Of Wis Tap 2 | Niagra Paper Of Wisconsin | 138 | 138 | Steel Pole | 0 | 1.07 | 2 | 336.4 kcmil ACSR | 0 | 0 | 0 | 0 | 0 | 0 | 0 | 0 | 0 | 0 | 0 | 0 | 0 | 0 | 0 | 0 | 0 | 0 | 0 | 0 | 0 | 0 | 0 | 12
NO |  | 275 | 2011 | 15 | 2 | 2 |  | Amberg | Niagara Of Wis Tap 2 | 138 | 138 | Steel Pole | 0 | 18.78 | 2 | 477.0 kcmil ACSR | 0 | 0 | 0 | 0 | 0 | 0 | 0 | 0 | 0 | 0 | 0 | 0 | 0 | 0 | 0 | 0 | 0 | 0 | 0 | 0 | 0 | 0 | 0 | 12
NO |  | 275 | 2011 | 15 | 3 | 3 |  | Amberg | Niagara Of Wis Tap 2 | 138 | 138 | Steel Pole | 0 | 0.37 | 2 | 477.0 kcmil ACSR | 0 | 0 | 0 | 0 | 0 | 0 | 0 | 0 | 0 | 0 | 0 | 0 | 0 | 0 | 0 | 0 | 0 | 0 | 0 | 0 | 0 | 0 | 0 | 12
NO |  | 275 | 2011 | 15 | 4 | 4 |  | Niagara Of Wis Tap 2 | Plains | 138 | 138 | Steel Pole | 0 | 2.25 | 2 | 477.0 kcmil ACSR | 0 | 0 | 0 | 0 | 0 | 0 | 0 | 0 | 0 | 0 | 0 | 0 | 0 | 0 | 0 | 0 | 0 | 0 | 0 | 0 | 0 | 0 | 0 | 12
NO |  | 275 | 2011 | 15 | 5 | 5 |  | Range Line SW | Range Line Dist | 138 | 138 | UG | 0.18 | 0 | 1 | 1250.0 kcmil Cu-T | 0 | 0 | 0 | 0 | 0 | 0 | 0 | 0 | 0 | 0 | 0 | 0 | 0 | 0 | 0 | 0 | 0 | 0 | 0 | 0 | 0 | 0 | 0 | 12
NO |  | 275 | 2011 | 15 | 6 | 6 |  | Range Line SW | Custer Term | 138 | 138 | Steel Pole | 1.51 | 0 | 1 | 927.2 kcmil ACAR | 0 | 0 | 0 | 0 | 0 | 0 | 0 | 0 | 0 | 0 | 0 | 0 | 0 | 0 | 0 | 0 | 0 | 0 | 0 | 0 | 0 | 0 | 0 | 12
NO |  | 275 | 2011 | 15 | 7 | 7 |  | Range Line SW - Cornell | Milwaukee | 138 | 138 | Lattice Towe | 0.46 | 0 | 1 | 477.0 kcmil ACSR | 0 | 0 | 0 | 0 | 0 | 0 | 0 | 0 | 0 | 0 | 0 | 0 | 0 | 0 | 0 | 0 | 0 | 0 | 0 | 0 | 0 | 0 | 0 | 12
NO |  | 275 | 2011 | 15 | 8 | 8 |  | Range Line SW - Cornell | Milwaukee | 138 | 138 | UG | 1.92 | 0 | 1 | 477.0 kcmil ACSR | 0 | 0 | 0 | 0 | 0 | 0 | 0 | 0 | 0 | 0 | 0 | 0 | 0 | 0 | 0 | 0 | 0 | 0 | 0 | 0 | 0 | 0 | 0 | 12
NO |  | 275 | 2011 | 15 | 9 | 9 |  | Range Line SW | Fiebrantz Tap | 138 | 138 | Various | 0 | 1.09 | 2 | 2156.0 kcmil ACSR | 0 | 0 | 0 | 0 | 0 | 0 | 0 | 0 | 0 | 0 | 0 | 0 | 0 | 0 | 0 | 0 | 0 | 0 | 0 | 0 | 0 | 0 | 0 | 12
NO |  | 275 | 2011 | 15 | 10 | 10 |  | Range Line SW | Fiebrantz Tap | 138 | 138 | Various | 0 | 1.29 | 2 | 2156.0 kcmil ACSR | 0 | 0 | 0 | 0 | 0 | 0 | 0 | 0 | 0 | 0 | 0 | 0 | 0 | 0 | 0 | 0 | 0 | 0 | 0 | 0 | 0 | 0 | 0 | 12
NO |  | 275 | 2011 | 15 | 11 | 11 |  | Fiebrantz Tap - Cornell | Milwaukee | 138 | 138 | Various | 0.02 | 0 | 1 | 2156.0 kcmil ACSR | 0 | 0 | 0 | 0 | 0 | 0 | 0 | 0 | 0 | 0 | 0 | 0 | 0 | 0 | 0 | 0 | 0 | 0 | 0 | 0 | 0 | 0 | 0 | 12
NO |  | 275 | 2011 | 15 | 12 | 12 |  | Fiebrantz Tap | Fiebrantz | 138 | 138 | Various | 0.47 | 0 | 1 | 477.0 kcmil ACSR | 0 | 0 | 0 | 0 | 0 | 0 | 0 | 0 | 0 | 0 | 0 | 0 | 0 | 0 | 0 | 0 | 0 | 0 | 0 | 0 | 0 | 0 | 0 | 12
NO |  | 275 | 2011 | 15 | 13 | 13 |  | Range Line SW | Range Line Dist | 138 | 138 | UG | 0.18 | 0 | 1 | 1250.0 kcmil Cu-T | 0 | 0 | 0 | 0 | 0 | 0 | 0 | 0 | 0 | 0 | 0 | 0 | 0 | 0 | 0 | 0 | 0 | 0 | 0 | 0 | 0 | 0 | 0 | 12
NO |  | 275 | 2011 | 15 | 14 | 14 |  | Range Line SW | Granville | 138 | 138 | UG | 0 | 2.97 | 2 | 2156.0 kcmil ACSR | 0 | 0 | 0 | 0 | 0 | 0 | 0 | 0 | 0 | 0 | 0 | 0 | 0 | 0 | 0 | 0 | 0 | 0 | 0 | 0 | 0 | 0 | 0 | 12
NO |  | 275 | 2011 | 15 | 15 | 15 |  | Range Line SW | Granville | 138 | 138 | UG | 0.21 | 0 | 1 | 2156.0 kcmil ACSR | 0 | 0 | 0 | 0 | 0 | 0 | 0 | 0 | 0 | 0 | 0 | 0 | 0 | 0 | 0 | 0 | 0 | 0 | 0 | 0 | 0 | 0 | 0 | 12
NO |  | 275 | 2011 | 15 | 16 | 16 |  | Glendale | Shorewood | 138 | 138 | UG | 0.31 | 0 | 1 | 1250.0 kcmil Cu-T | 0 | 0 | 0 | 0 | 0 | 0 | 0 | 0 | 0 | 0 | 0 | 0 | 0 | 0 | 0 | 0 | 0 | 0 | 0 | 0 | 0 | 0 | 0 | 12
NO |  | 275 | 2011 | 15 | 17 | 17 |  | Glendale | Shorewood | 138 | 138 | UG | 2.51 | 0 | 1 | 1250.0 kcmil Cu-T | 0 | 0 | 0 | 0 | 0 | 0 | 0 | 0 | 0 | 0 | 0 | 0 | 0 | 0 | 0 | 0 | 0 | 0 | 0 | 0 | 0 | 0 | 0 | 12
NO |  | 275 | 2011 | 15 | 18 | 18 |  | Bain | Spring Valley (WE) | 138 | 138 | Lattice Towe | 0.07 | 0 | 1 | 795.0 kcmil ACSR | 0 | 0 | 0 | 0 | 0 | 0 | 0 | 0 | 0 | 0 | 0 | 0 | 0 | 0 | 0 | 0 | 0 | 0 | 0 | 0 | 0 | 0 | 0 | 12
NO |  | 275 | 2011 | 15 | 19 | 19 |  | Bain | Spring Valley (WE) | 138 | 138 | Lattice Towe | 1.2 | 0 | 1 | 795.0 kcmil ACSR | 0 | 0 | 0 | 0 | 0 | 0 | 0 | 0 | 0 | 0 | 0 | 0 | 0 | 0 | 0 | 0 | 0 | 0 | 0 | 0 | 0 | 0 | 0 | 12
NO |  | 275 | 2011 | 15 | 20 | 20 |  | Bain | Spring Valley (WE) | 138 | 138 | Lattice Towe | 7.76 | 0 | 1 | 795.0 kcmil ACSR | 0 | 0 | 0 | 0 | 0 | 0 | 0 | 0 | 0 | 0 | 0 | 0 | 0 | 0 | 0 | 0 | 0 | 0 | 0 | 0 | 0 | 0 | 0 | 12
NO |  | 275 | 2011 | 15 | 21 | 21 |  | Bain | Spring Valley (WE) | 138 | 138 | Lattice Towe | 1.87 | 0 | 1 | 795.0 kcmil ACSR | 0 | 0 | 0 | 0 | 0 | 0 | 0 | 0 | 0 | 0 | 0 | 0 | 0 | 0 | 0 | 0 | 0 | 0 | 0 | 0 | 0 | 0 | 0 | 12
NO |  | 275 | 2011 | 15 | 22 | 22 |  | Bain | Spring Valley (WE) | 138 | 138 | Lattice Towe | 3.48 | 0 | 1 | 795.0 kcmil ACSR | 0 | 0 | 0 | 0 | 0 | 0 | 0 | 0 | 0 | 0 | 0 | 0 | 0 | 0 | 0 | 0 | 0 | 0 | 0 | 0 | 0 | 0 | 0 | 12
NO |  | 275 | 2011 | 15 | 23 | 23 |  | Bain | Albers | 138 | 138 | Various | 0 | 0.37 | 2 | 1033.5 kcmil ACSR | 0 | 0 | 0 | 0 | 0 | 0 | 0 | 0 | 0 | 0 | 0 | 0 | 0 | 0 | 0 | 0 | 0 | 0 | 0 | 0 | 0 | 0 | 0 | 12
NO |  | 275 | 2011 | 15 | 24 | 24 |  | Bain | Albers | 138 | 138 | Various | 1.74 | 0 | 1 | 1109.0 kcmil ACAR | 0 | 0 | 0 | 0 | 0 | 0 | 0 | 0 | 0 | 0 | 0 | 0 | 0 | 0 | 0 | 0 | 0 | 0 | 0 | 0 | 0 | 0 | 0 | 12
NO |  | 275 | 2011 | 15 | 25 | 25 |  | Bain | Albers | 138 | 138 | Various | 1.42 | 0 | 1 | 1109.0 kcmil ACAR | 0 | 0 | 0 | 0 | 0 | 0 | 0 | 0 | 0 | 0 | 0 | 0 | 0 | 0 | 0 | 0 | 0 | 0 | 0 | 0 | 0 | 0 | 0 | 12
NO |  | 275 | 2011 | 15 | 26 | 26 |  | Bain | Albers | 138 | 138 | Various | 0 | 1.25 | 2 | 1033.5 kcmil ACSR | 0 | 0 | 0 | 0 | 0 | 0 | 0 | 0 | 0 | 0 | 0 | 0 | 0 | 0 | 0 | 0 | 0 | 0 | 0 | 0 | 0 | 0 | 0 | 12
NO |  | 275 | 2011 | 15 | 27 | 27 |  | Bain | Kenosha | 138 | 138 | steel p | 0 | 1.65 | 2 | 2156.0 kcmil ACSR | 0 | 0 | 0 | 0 | 0 | 0 | 0 | 0 | 0 | 0 | 0 | 0 | 0 | 0 | 0 | 0 | 0 | 0 | 0 | 0 | 0 | 0 | 0 | 12
NO |  | 275 | 2011 | 15 | 28 | 28 |  | Stiles SW STA | Pulliam SW YD | 138 | 138 | Lattice Towe | 0 | 25.57 | 2 | 493.7 kcmil ACAR | 0 | 0 | 0 | 0 | 0 | 0 | 0 | 0 | 0 | 0 | 0 | 0 | 0 | 0 | 0 | 0 | 0 | 0 | 0 | 0 | 0 | 0 | 0 | 12
NO |  | 275 | 2011 | 15 | 29 | 29 |  | Pioneer (WPS) | Stiles SW STA | 138 | 138 | Steel Pole | 0.03 | 0 | 1 | 477.0 kcmil ACSR | 0 | 0 | 0 | 0 | 0 | 0 | 0 | 0 | 0 | 0 | 0 | 0 | 0 | 0 | 0 | 0 | 0 | 0 | 0 | 0 | 0 | 0 | 0 | 12
NO |  | 275 | 2011 | 15 | 30 | 30 |  | Pioneer (WPS) | Stiles SW STA | 138 | 138 | Steel Pole | 2.24 | 0 | 1 | 477.0 kcmil ACSR | 0 | 0 | 0 | 0 | 0 | 0 | 0 | 0 | 0 | 0 | 0 | 0 | 0 | 0 | 0 | 0 | 0 | 0 | 0 | 0 | 0 | 0 | 0 | 12
NO |  | 275 | 2011 | 15 | 31 | 31 |  | Pioneer (WPS) | Stiles SW STA | 138 | 138 | Steel Pole | 0.04 | 0 | 1 | 477.0 kcmil ACSR | 0 | 0 | 0 | 0 | 0 | 0 | 0 | 0 | 0 | 0 | 0 | 0 | 0 | 0 | 0 | 0 | 0 | 0 | 0 | 0 | 0 | 0 | 0 | 12
NO |  | 275 | 2011 | 15 | 32 | 32 |  | Amberg | Stiles SW STA | 138 | 138 | Steel Pole | 0 | 43.97 | 2 | 477.0 kcmil ACSR | 0 | 0 | 0 | 0 | 0 | 0 | 0 | 0 | 0 | 0 | 0 | 0 | 0 | 0 | 0 | 0 | 0 | 0 | 0 | 0 | 0 | 0 | 0 | 12
NO |  | 275 | 2011 | 15 | 33 | 33 |  | Stiles SW STA | Pulliam SW YD | 138 | 138 | Lattice Towe | 0 | 25.55 | 2 | 493.7 kcmil ACAR | 0 | 0 | 0 | 0 | 0 | 0 | 0 | 0 | 0 | 0 | 0 | 0 | 0 | 0 | 0 | 0 | 0 | 0 | 0 | 0 | 0 | 0 | 0 | 12
NO |  | 275 | 2011 | 15 | 34 | 34 |  | Stiles SW STA | Crivitz | 138 | 138 | Steel Pole | 0 | 21.72 | 2 | 477.0 kcmil ACSR | 0 | 0 | 0 | 0 | 0 | 0 | 0 | 0 | 0 | 0 | 0 | 0 | 0 | 0 | 0 | 0 | 0 | 0 | 0 | 0 | 0 | 0 | 0 | 12
NO |  | 275 | 2011 | 15 | 35 | 35 |  | Pioneer (WPS) | Falls | 138 | 138 | Steel Pole | 3.8 | 0 | 1 | 477.0 kcmil ACSR | 0 | 0 | 0 | 0 | 0 | 0 | 0 | 0 | 0 | 0 | 0 | 0 | 0 | 0 | 0 | 0 | 0 | 0 | 0 | 0 | 0 | 0 | 0 | 12
NO |  | 275 | 2011 | 16 | 1 | 1 |  | Pioneer (WPS) | Falls | 138 | 138 | Steel Pole | 0.03 | 0 | 1 | 477.0 kcmil ACSR | 0 | 0 | 0 | 0 | 0 | 0 | 0 | 0 | 0 | 0 | 0 | 0 | 0 | 0 | 0 | 0 | 0 | 0 | 0 | 0 | 0 | 0 | 0 | 12
NO |  | 275 | 2011 | 16 | 2 | 2 |  | Pioneer (WPS) | Falls | 138 | 138 | Steel Pole | 0.04 | 0 | 1 | 477.0 kcmil ACSR | 0 | 0 | 0 | 0 | 0 | 0 | 0 | 0 | 0 | 0 | 0 | 0 | 0 | 0 | 0 | 0 | 0 | 0 | 0 | 0 | 0 | 0 | 0 | 12
NO |  | 275 | 2011 | 16 | 3 | 3 |  | Mukwonago | Whitewater | 138 | 138 | Lattice Towe | 21.95 | 0 | 1 | 556.5 kcmil ACSS/ | 0 | 0 | 0 | 0 | 0 | 0 | 0 | 0 | 0 | 0 | 0 | 0 | 0 | 0 | 0 | 0 | 0 | 0 | 0 | 0 | 0 | 0 | 0 | 12
NO |  | 275 | 2011 | 16 | 4 | 4 |  | Mukwonago | Merrill Hills | 138 | 138 | Wood Pole | 11.47 | 0 | 1 | 927.2 kcmil ACAR | 0 | 0 | 0 | 0 | 0 | 0 | 0 | 0 | 0 | 0 | 0 | 0 | 0 | 0 | 0 | 0 | 0 | 0 | 0 | 0 | 0 | 0 | 0 | 12
NO |  | 275 | 2011 | 16 | 5 | 5 |  | Plains | Champion | 138 | 138 | Various | 0.21 | 0 | 1 | 477.0 kcmil ACSR | 0 | 0 | 0 | 0 | 0 | 0 | 0 | 0 | 0 | 0 | 0 | 0 | 0 | 0 | 0 | 0 | 0 | 0 | 0 | 0 | 0 | 0 | 0 | 12
NO |  | 275 | 2011 | 16 | 6 | 6 |  | Plains | Champion | 138 | 138 | Various | 0 | 1 | 2 | 477.0 kcmil ACSR | 0 | 0 | 0 | 0 | 0 | 0 | 0 | 0 | 0 | 0 | 0 | 0 | 0 | 0 | 0 | 0 | 0 | 0 | 0 | 0 | 0 | 0 | 0 | 12
NO |  | 275 | 2011 | 16 | 7 | 7 |  | Plains | Arnold | 138 | 138 | Steel Pole | 0.05 | 0 | 1 | 605.0 kcmil ACSR | 0 | 0 | 0 | 0 | 0 | 0 | 0 | 0 | 0 | 0 | 0 | 0 | 0 | 0 | 0 | 0 | 0 | 0 | 0 | 0 | 0 | 0 | 0 | 12
NO |  | 275 | 2011 | 16 | 8 | 8 |  | Plains | Arnold | 138 | 138 | Steel Pole | 0.34 | 0 | 1 | 605.0 kcmil ACSR | 0 | 0 | 0 | 0 | 0 | 0 | 0 | 0 | 0 | 0 | 0 | 0 | 0 | 0 | 0 | 0 | 0 | 0 | 0 | 0 | 0 | 0 | 0 | 12
NO |  | 275 | 2011 | 16 | 9 | 9 |  | Plains | Arnold | 138 | 138 | Steel Pole | 0 | 3.38 | 2 | 605.0 kcmil ACSR | 0 | 0 | 0 | 0 | 0 | 0 | 0 | 0 | 0 | 0 | 0 | 0 | 0 | 0 | 0 | 0 | 0 | 0 | 0 | 0 | 0 | 0 | 0 | 12
NO |  | 275 | 2011 | 16 | 10 | 10 |  | Plains | Arnold | 138 | 138 | Steel Pole | 29.12 | 0 | 1 | 605.0 kcmil ACSR | 0 | 0 | 0 | 0 | 0 | 0 | 0 | 0 | 0 | 0 | 0 | 0 | 0 | 0 | 0 | 0 | 0 | 0 | 0 | 0 | 0 | 0 | 0 | 12
NO |  | 275 | 2011 | 16 | 11 | 11 |  | Plains | Nordic | 138 | 138 | H-Frame | 13.92 | 0 | 1 | 795.0 kcmil ACSR | 0 | 0 | 0 | 0 | 0 | 0 | 0 | 0 | 0 | 0 | 0 | 0 | 0 | 0 | 0 | 0 | 0 | 0 | 0 | 0 | 0 | 0 | 0 | 12
NO |  | 275 | 2011 | 16 | 12 | 12 |  | Niagara Of Wis Tap 1 | Champion | 138 | 138 | Various | 0 | 0.73 | 2 | 477.0 kcmil ACSR | 0 | 0 | 0 | 0 | 0 | 0 | 0 | 0 | 0 | 0 | 0 | 0 | 0 | 0 | 0 | 0 | 0 | 0 | 0 | 0 | 0 | 0 | 0 | 12
NO |  | 275 | 2011 | 16 | 13 | 13 |  | Niagara Of Wis Tap 1 | Niagra Paper Of Wisconsin | 138 | 138 | Various | 0.32 | 0 | 1 | 336.4 kcmil ACSR | 0 | 0 | 0 | 0 | 0 | 0 | 0 | 0 | 0 | 0 | 0 | 0 | 0 | 0 | 0 | 0 | 0 | 0 | 0 | 0 | 0 | 0 | 0 | 12
NO |  | 275 | 2011 | 16 | 14 | 14 |  | Plains | Niagara Of Wis Tap 1 | 138 | 138 | Various | 0.09 | 0 | 1 | 477.0 kcmil ACSR | 0 | 0 | 0 | 0 | 0 | 0 | 0 | 0 | 0 | 0 | 0 | 0 | 0 | 0 | 0 | 0 | 0 | 0 | 0 | 0 | 0 | 0 | 0 | 12
NO |  | 275 | 2011 | 16 | 15 | 15 |  | Niagara Of Wis Tap 1 | Champion | 138 | 138 | Various | 0 | 0.57 | 2 | 477.0 kcmil ACSR | 0 | 0 | 0 | 0 | 0 | 0 | 0 | 0 | 0 | 0 | 0 | 0 | 0 | 0 | 0 | 0 | 0 | 0 | 0 | 0 | 0 | 0 | 0 | 12
NO |  | 275 | 2011 | 16 | 16 | 16 |  | Niagara Of Wis Tap 1 | Niagra Paper Of Wisconsin | 138 | 138 | Various | 1.9 | 0 | 1 | 336.4 kcmil ACSR | 0 | 0 | 0 | 0 | 0 | 0 | 0 | 0 | 0 | 0 | 0 | 0 | 0 | 0 | 0 | 0 | 0 | 0 | 0 | 0 | 0 | 0 | 0 | 12
NO |  | 275 | 2011 | 16 | 17 | 17 |  | Niagara Of Wis Tap 1 | Niagra Paper Of Wisconsin | 138 | 138 | Various | 0 | 1 | 2 | 336.4 kcmil ACSR | 0 | 0 | 0 | 0 | 0 | 0 | 0 | 0 | 0 | 0 | 0 | 0 | 0 | 0 | 0 | 0 | 0 | 0 | 0 | 0 | 0 | 0 | 0 | 12
NO |  | 275 | 2011 | 16 | 18 | 18 |  | Casaloma | Ellington | 138 | 138 | Lattice Towe | 8.4 | 0 | 1 | 795.0 kcmil ACSR | 0 | 0 | 0 | 0 | 0 | 0 | 0 | 0 | 0 | 0 | 0 | 0 | 0 | 0 | 0 | 0 | 0 | 0 | 0 | 0 | 0 | 0 | 0 | 12
NO |  | 275 | 2011 | 16 | 19 | 19 |  | Ellington | Hintz | 138 | 138 | H-Frame | 9 | 0 | 1 | 795.0 kcmil ACSR | 0 | 0 | 0 | 0 | 0 | 0 | 0 | 0 | 0 | 0 | 0 | 0 | 0 | 0 | 0 | 0 | 0 | 0 | 0 | 0 | 0 | 0 | 0 | 12
NO |  | 275 | 2011 | 16 | 20 | 20 |  | Neevin | Woodenshoe | 138 | 138 | Various | 3.4 | 0 | 1 | 795.0 kcmil ACSR | 0 | 0 | 0 | 0 | 0 | 0 | 0 | 0 | 0 | 0 | 0 | 0 | 0 | 0 | 0 | 0 | 0 | 0 | 0 | 0 | 0 | 0 | 0 | 12
NO |  | 275 | 2011 | 16 | 21 | 21 |  | Tayco | Melissa | 138 | 138 | Various | 0.19 | 0 | 1 | 477.0 kcmil ACSR | 0 | 0 | 0 | 0 | 0 | 0 | 0 | 0 | 0 | 0 | 0 | 0 | 0 | 0 | 0 | 0 | 0 | 0 | 0 | 0 | 0 | 0 | 0 | 12
NO |  | 275 | 2011 | 16 | 22 | 22 |  | Tayco | Melissa | 138 | 138 | Various | 0.43 | 0 | 1 | 477.0 kcmil ACSR | 0 | 0 | 0 | 0 | 0 | 0 | 0 | 0 | 0 | 0 | 0 | 0 | 0 | 0 | 0 | 0 | 0 | 0 | 0 | 0 | 0 | 0 | 0 | 12
NO |  | 275 | 2011 | 16 | 23 | 23 |  | Tayco | Melissa | 138 | 138 | Various | 0.25 | 0 | 1 | 336.4 kcmil ACSR | 0 | 0 | 0 | 0 | 0 | 0 | 0 | 0 | 0 | 0 | 0 | 0 | 0 | 0 | 0 | 0 | 0 | 0 | 0 | 0 | 0 | 0 | 0 | 12
NO |  | 275 | 2011 | 16 | 24 | 24 |  | Tayco | Melissa | 138 | 138 | Various | 0.09 | 0 | 1 | 477.0 kcmil ACSR | 0 | 0 | 0 | 0 | 0 | 0 | 0 | 0 | 0 | 0 | 0 | 0 | 0 | 0 | 0 | 0 | 0 | 0 | 0 | 0 | 0 | 0 | 0 | 12
NO |  | 275 | 2011 | 16 | 25 | 25 |  | Tayco | Melissa | 138 | 138 | Various | 0.65 | 0 | 1 | 336.4 kcmil ACSR | 0 | 0 | 0 | 0 | 0 | 0 | 0 | 0 | 0 | 0 | 0 | 0 | 0 | 0 | 0 | 0 | 0 | 0 | 0 | 0 | 0 | 0 | 0 | 12
NO |  | 275 | 2011 | 16 | 26 | 26 |  | Dead River (WE) | Plains | 345 | 345 | Steel Pole | 2.13 | 0 | 1 | 795.0 kcmil ACSR | 0 | 0 | 0 | 0 | 0 | 0 | 0 | 0 | 0 | 0 | 0 | 0 | 0 | 0 | 0 | 0 | 0 | 0 | 0 | 0 | 0 | 0 | 0 | 12
NO |  | 275 | 2011 | 16 | 27 | 27 |  | Dead River (WE) | Plains | 345 | 345 | Steel Pole | 0 | 1.59 | 2 | 795.0 kcmil ACSR | 0 | 0 | 0 | 0 | 0 | 0 | 0 | 0 | 0 | 0 | 0 | 0 | 0 | 0 | 0 | 0 | 0 | 0 | 0 | 0 | 0 | 0 | 0 | 12
NO |  | 275 | 2011 | 16 | 28 | 28 |  | Dead River (WE) | Plains | 345 | 345 | Steel Pole | 1.74 | 0 | 1 | 795.0 kcmil ACSR | 0 | 0 | 0 | 0 | 0 | 0 | 0 | 0 | 0 | 0 | 0 | 0 | 0 | 0 | 0 | 0 | 0 | 0 | 0 | 0 | 0 | 0 | 0 | 12
NO |  | 275 | 2011 | 16 | 29 | 29 |  | Dead River (WE) | Plains | 345 | 345 | Steel Pole | 15.72 | 0 | 1 | 795.0 kcmil ACSR | 0 | 0 | 0 | 0 | 0 | 0 | 0 | 0 | 0 | 0 | 0 | 0 | 0 | 0 | 0 | 0 | 0 | 0 | 0 | 0 | 0 | 0 | 0 | 12
NO |  | 275 | 2011 | 16 | 30 | 30 |  | Dead River (WE) | Plains | 345 | 345 | Steel Pole | 0 | 0 | 1 | 795.0 kcmil ACSR | 0 | 0 | 0 | 0 | 0 | 0 | 0 | 0 | 0 | 0 | 0 | 0 | 0 | 0 | 0 | 0 | 0 | 0 | 0 | 0 | 0 | 0 | 0 | 12
NO |  | 275 | 2011 | 16 | 31 | 31 |  | Dead River (WE) | Plains | 345 | 345 | Steel Pole | 1.33 | 0 | 1 | 795.0 kcmil ACSR | 0 | 0 | 0 | 0 | 0 | 0 | 0 | 0 | 0 | 0 | 0 | 0 | 0 | 0 | 0 | 0 | 0 | 0 | 0 | 0 | 0 | 0 | 0 | 12
NO |  | 275 | 2011 | 16 | 32 | 32 |  | Dead River (WE) | Plains | 345 | 345 | Steel Pole | 4.58 | 0 | 1 | 795.0 kcmil ACSR | 0 | 0 | 0 | 0 | 0 | 0 | 0 | 0 | 0 | 0 | 0 | 0 | 0 | 0 | 0 | 0 | 0 | 0 | 0 | 0 | 0 | 0 | 0 | 12
NO |  | 275 | 2011 | 16 | 33 | 33 |  | Dead River (WE) | Plains | 345 | 345 | Steel Pole | 0.38 | 0 | 1 | 795.0 kcmil ACSR | 0 | 0 | 0 | 0 | 0 | 0 | 0 | 0 | 0 | 0 | 0 | 0 | 0 | 0 | 0 | 0 | 0 | 0 | 0 | 0 | 0 | 0 | 0 | 12
NO |  | 275 | 2011 | 16 | 34 | 34 |  | Dead River (WE) | Plains | 345 | 345 | Steel Pole | 45.33 | 0 | 1 | 795.0 kcmil ACSR | 0 | 0 | 0 | 0 | 0 | 0 | 0 | 0 | 0 | 0 | 0 | 0 | 0 | 0 | 0 | 0 | 0 | 0 | 0 | 0 | 0 | 0 | 0 | 12
NO |  | 275 | 2011 | 16 | 35 | 35 |  | Dead River (WE) | Plains | 345 | 345 | Steel Pole | 0 | 3.29 | 2 | 795.0 kcmil ACSR | 0 | 0 | 0 | 0 | 0 | 0 | 0 | 0 | 0 | 0 | 0 | 0 | 0 | 0 | 0 | 0 | 0 | 0 | 0 | 0 | 0 | 0 | 0 | 12
NO |  | 275 | 2011 | 17 | 1 | 1 |  | Dead River (WE) | Plains | 345 | 345 | Steel Pole | 0.2 | 0 | 1 | 795.0 kcmil ACSR | 0 | 0 | 0 | 0 | 0 | 0 | 0 | 0 | 0 | 0 | 0 | 0 | 0 | 0 | 0 | 0 | 0 | 0 | 0 | 0 | 0 | 0 | 0 | 12
NO |  | 275 | 2011 | 17 | 2 | 2 |  | West Shawano | East Shawano | 138 | 138 | Various | 2.48 | 0 | 1 | 795.0 kcmil ACSR | 0 | 0 | 0 | 0 | 0 | 0 | 0 | 0 | 0 | 0 | 0 | 0 | 0 | 0 | 0 | 0 | 0 | 0 | 0 | 0 | 0 | 0 | 0 | 12
NO |  | 275 | 2011 | 17 | 3 | 3 |  | Clintonville | Badger | 138 | 138 | Steel Tower | 0 | 0.01 | 2 | 795.0 kcmil ACSR | 0 | 0 | 0 | 0 | 0 | 0 | 0 | 0 | 0 | 0 | 0 | 0 | 0 | 0 | 0 | 0 | 0 | 0 | 0 | 0 | 0 | 0 | 0 | 12
NO |  | 275 | 2011 | 17 | 4 | 4 |  | Clintonville | Badger | 138 | 138 | Steel Tower | 0 | 0.89 | 2 | 795.0 kcmil ACSR | 0 | 0 | 0 | 0 | 0 | 0 | 0 | 0 | 0 | 0 | 0 | 0 | 0 | 0 | 0 | 0 | 0 | 0 | 0 | 0 | 0 | 0 | 0 | 12
NO |  | 275 | 2011 | 17 | 5 | 5 |  | Clintonville | Badger | 138 | 138 | Steel Tower | 0 | 0.02 | 2 | 795.0 kcmil ACSR | 0 | 0 | 0 | 0 | 0 | 0 | 0 | 0 | 0 | 0 | 0 | 0 | 0 | 0 | 0 | 0 | 0 | 0 | 0 | 0 | 0 | 0 | 0 | 12
NO |  | 275 | 2011 | 17 | 6 | 6 |  | Clintonville | Badger | 138 | 138 | Steel Tower | 0 | 6.65 | 2 | 556.5 kcmil ACSR | 0 | 0 | 0 | 0 | 0 | 0 | 0 | 0 | 0 | 0 | 0 | 0 | 0 | 0 | 0 | 0 | 0 | 0 | 0 | 0 | 0 | 0 | 0 | 12
NO |  | 275 | 2011 | 17 | 7 | 7 |  | Clintonville | Badger | 138 | 138 | Steel Tower | 0.03 | 0 | 1 | 556.5 kcmil ACSR | 0 | 0 | 0 | 0 | 0 | 0 | 0 | 0 | 0 | 0 | 0 | 0 | 0 | 0 | 0 | 0 | 0 | 0 | 0 | 0 | 0 | 0 | 0 | 12
NO |  | 275 | 2011 | 17 | 8 | 8 |  | Badger | West Shawano | 138 | 138 | Wood Pole | 0.71 | 0 | 1 | 795.0 kcmil ACSR | 0 | 0 | 0 | 0 | 0 | 0 | 0 | 0 | 0 | 0 | 0 | 0 | 0 | 0 | 0 | 0 | 0 | 0 | 0 | 0 | 0 | 0 | 0 | 12
NO |  | 275 | 2011 | 17 | 9 | 9 |  | Badger | West Shawano | 138 | 138 | Wood Pole | 0 | 0.01 | 2 | 556.5 kcmil ACSR | 0 | 0 | 0 | 0 | 0 | 0 | 0 | 0 | 0 | 0 | 0 | 0 | 0 | 0 | 0 | 0 | 0 | 0 | 0 | 0 | 0 | 0 | 0 | 12
NO |  | 275 | 2011 | 17 | 10 | 10 |  | Badger | West Shawano | 138 | 138 | Wood Pole | 0 | 0.04 | 2 | 556.5 kcmil ACSR | 0 | 0 | 0 | 0 | 0 | 0 | 0 | 0 | 0 | 0 | 0 | 0 | 0 | 0 | 0 | 0 | 0 | 0 | 0 | 0 | 0 | 0 | 0 | 12
NO |  | 275 | 2011 | 17 | 11 | 11 |  | Badger | West Shawano | 138 | 138 | Wood Pole | 0 | 0.03 | 2 | 556.5 kcmil ACSR | 0 | 0 | 0 | 0 | 0 | 0 | 0 | 0 | 0 | 0 | 0 | 0 | 0 | 0 | 0 | 0 | 0 | 0 | 0 | 0 | 0 | 0 | 0 | 12
NO |  | 275 | 2011 | 17 | 12 | 12 |  | Badger | West Shawano | 138 | 138 | Wood Pole | 0 | 0.11 | 2 | 556.5 kcmil ACSR | 0 | 0 | 0 | 0 | 0 | 0 | 0 | 0 | 0 | 0 | 0 | 0 | 0 | 0 | 0 | 0 | 0 | 0 | 0 | 0 | 0 | 0 | 0 | 12
NO |  | 275 | 2011 | 17 | 13 | 13 |  | Badger | West Shawano | 138 | 138 | Wood Pole | 0 | 0.11 | 2 | 556.5 kcmil ACSR | 0 | 0 | 0 | 0 | 0 | 0 | 0 | 0 | 0 | 0 | 0 | 0 | 0 | 0 | 0 | 0 | 0 | 0 | 0 | 0 | 0 | 0 | 0 | 12
NO |  | 275 | 2011 | 17 | 14 | 14 |  | Badger | West Shawano | 138 | 138 | Wood Pole | 0 | 4.27 | 2 | 556.5 kcmil ACSR | 0 | 0 | 0 | 0 | 0 | 0 | 0 | 0 | 0 | 0 | 0 | 0 | 0 | 0 | 0 | 0 | 0 | 0 | 0 | 0 | 0 | 0 | 0 | 12
NO |  | 275 | 2011 | 17 | 15 | 15 |  | Badger | West Shawano | 138 | 138 | Wood Pole | 0.11 | 0 | 1 | 556.5 kcmil ACSR | 0 | 0 | 0 | 0 | 0 | 0 | 0 | 0 | 0 | 0 | 0 | 0 | 0 | 0 | 0 | 0 | 0 | 0 | 0 | 0 | 0 | 0 | 0 | 12
NO |  | 275 | 2011 | 17 | 16 | 16 |  | Harbor (WE) | Haymarket Square | 138 | 138 | UG | 0.65 | 0 | 1 | 2000.0 kcmil Cu-T | 0 | 0 | 0 | 0 | 0 | 0 | 0 | 0 | 0 | 0 | 0 | 0 | 0 | 0 | 0 | 0 | 0 | 0 | 0 | 0 | 0 | 0 | 0 | 12
NO |  | 275 | 2011 | 17 | 17 | 17 |  | Harbor (WE) | Haymarket Square | 138 | 138 | UG | 0.02 | 0 | 1 | 3000.0 kcmil Cu-T | 0 | 0 | 0 | 0 | 0 | 0 | 0 | 0 | 0 | 0 | 0 | 0 | 0 | 0 | 0 | 0 | 0 | 0 | 0 | 0 | 0 | 0 | 0 | 12
NO |  | 275 | 2011 | 17 | 18 | 18 |  | Harbor (WE) | Haymarket Square | 138 | 138 | UG | 1.47 | 0 | 1 | 2000.0 kcmil Cu-T | 0 | 0 | 0 | 0 | 0 | 0 | 0 | 0 | 0 | 0 | 0 | 0 | 0 | 0 | 0 | 0 | 0 | 0 | 0 | 0 | 0 | 0 | 0 | 12
NO |  | 275 | 2011 | 17 | 19 | 19 |  | Center | Haymarket Square | 138 | 138 | UG | 0.54 | 0 | 1 | 2000.0 kcmil Cu-T | 0 | 0 | 0 | 0 | 0 | 0 | 0 | 0 | 0 | 0 | 0 | 0 | 0 | 0 | 0 | 0 | 0 | 0 | 0 | 0 | 0 | 0 | 0 | 12
NO |  | 275 | 2011 | 17 | 20 | 20 |  | Center | Haymarket Square | 138 | 138 | UG | 1.51 | 0 | 1 | 2000.0 kcmil Cu-T | 0 | 0 | 0 | 0 | 0 | 0 | 0 | 0 | 0 | 0 | 0 | 0 | 0 | 0 | 0 | 0 | 0 | 0 | 0 | 0 | 0 | 0 | 0 | 12
NO |  | 275 | 2011 | 17 | 21 | 21 |  | Center | Haymarket Square | 138 | 138 | UG | 0.47 | 0 | 1 | 3000.0 kcmil Cu-T | 0 | 0 | 0 | 0 | 0 | 0 | 0 | 0 | 0 | 0 | 0 | 0 | 0 | 0 | 0 | 0 | 0 | 0 | 0 | 0 | 0 | 0 | 0 | 12
NO |  | 275 | 2011 | 17 | 22 | 22 |  | Humbolt Term | Shorewood | 138 | 138 | UG | 0.74 | 0 | 1 | 2000.0 kcmil Cu-T | 0 | 0 | 0 | 0 | 0 | 0 | 0 | 0 | 0 | 0 | 0 | 0 | 0 | 0 | 0 | 0 | 0 | 0 | 0 | 0 | 0 | 0 | 0 | 12
NO |  | 275 | 2011 | 17 | 23 | 23 |  | Humbolt Term | Shorewood | 138 | 138 | UG | 0.75 | 0 | 1 | 2000.0 kcmil Cu-T | 0 | 0 | 0 | 0 | 0 | 0 | 0 | 0 | 0 | 0 | 0 | 0 | 0 | 0 | 0 | 0 | 0 | 0 | 0 | 0 | 0 | 0 | 0 | 12
NO |  | 275 | 2011 | 17 | 24 | 24 |  | Lake Park | City Limits | 138 | 138 | Various | 0 | 1.79 | 2 | 795.0 kcmil ACSR | 0 | 0 | 0 | 0 | 0 | 0 | 0 | 0 | 0 | 0 | 0 | 0 | 0 | 0 | 0 | 0 | 0 | 0 | 0 | 0 | 0 | 0 | 0 | 12
NO |  | 275 | 2011 | 17 | 25 | 25 |  | Lake Park | City Limits | 138 | 138 | Various | 0.04 | 0 | 1 | 795.0 kcmil ACSR | 0 | 0 | 0 | 0 | 0 | 0 | 0 | 0 | 0 | 0 | 0 | 0 | 0 | 0 | 0 | 0 | 0 | 0 | 0 | 0 | 0 | 0 | 0 | 12
NO |  | 275 | 2011 | 17 | 26 | 26 |  | Custer Term | Glendale | 138 | 138 | UG | 0.06 | 0 | 1 | 2000.0 kcmil Cu-T | 0 | 0 | 0 | 0 | 0 | 0 | 0 | 0 | 0 | 0 | 0 | 0 | 0 | 0 | 0 | 0 | 0 | 0 | 0 | 0 | 0 | 0 | 0 | 12
NO |  | 275 | 2011 | 17 | 27 | 27 |  | Custer Term | Glendale | 138 | 138 | UG | 0.4 | 0 | 1 | 2000.0 kcmil Cu-T | 0 | 0 | 0 | 0 | 0 | 0 | 0 | 0 | 0 | 0 | 0 | 0 | 0 | 0 | 0 | 0 | 0 | 0 | 0 | 0 | 0 | 0 | 0 | 12
NO |  | 275 | 2011 | 17 | 28 | 28 |  | Custer Term | Glendale | 138 | 138 | UG | 0.46 | 0 | 1 | 2000.0 kcmil Cu-T | 0 | 0 | 0 | 0 | 0 | 0 | 0 | 0 | 0 | 0 | 0 | 0 | 0 | 0 | 0 | 0 | 0 | 0 | 0 | 0 | 0 | 0 | 0 | 12
NO |  | 275 | 2011 | 17 | 29 | 29 |  | Edgewood | Mukwonago | 138 | 138 | Various | 0.16 | 0 | 1 | 477.0 kcmil ACSR | 0 | 0 | 0 | 0 | 0 | 0 | 0 | 0 | 0 | 0 | 0 | 0 | 0 | 0 | 0 | 0 | 0 | 0 | 0 | 0 | 0 | 0 | 0 | 12
NO |  | 275 | 2011 | 17 | 30 | 30 |  | Edgewood | Mukwonago | 138 | 138 | Various | 6.89 | 0 | 1 | 3/0 AWG ACSR 6/1 | 0 | 0 | 0 | 0 | 0 | 0 | 0 | 0 | 0 | 0 | 0 | 0 | 0 | 0 | 0 | 0 | 0 | 0 | 0 | 0 | 0 | 0 | 0 | 12
NO |  | 275 | 2011 | 17 | 31 | 31 |  | Forest Junction | Lake Park | 138 | 138 | Various | 0 | 9.19 | 2 | 795.0 kcmil ACSR | 0 | 0 | 0 | 0 | 0 | 0 | 0 | 0 | 0 | 0 | 0 | 0 | 0 | 0 | 0 | 0 | 0 | 0 | 0 | 0 | 0 | 0 | 0 | 12
NO |  | 275 | 2011 | 17 | 32 | 32 |  | Forest Junction | Lake Park | 138 | 138 | Various | 0 | 0.23 | 2 | 795.0 kcmil ACSR | 0 | 0 | 0 | 0 | 0 | 0 | 0 | 0 | 0 | 0 | 0 | 0 | 0 | 0 | 0 | 0 | 0 | 0 | 0 | 0 | 0 | 0 | 0 | 12
NO |  | 275 | 2011 | 17 | 33 | 33 |  | Forest Junction | Lake Park | 138 | 138 | Various | 0 | 1.05 | 2 | 795.0 kcmil ACSR | 0 | 0 | 0 | 0 | 0 | 0 | 0 | 0 | 0 | 0 | 0 | 0 | 0 | 0 | 0 | 0 | 0 | 0 | 0 | 0 | 0 | 0 | 0 | 12
NO |  | 275 | 2011 | 17 | 34 | 34 |  | Forest Junction | Lake Park | 138 | 138 | Various | 0 | 1.43 | 2 | 795.0 kcmil ACSR | 0 | 0 | 0 | 0 | 0 | 0 | 0 | 0 | 0 | 0 | 0 | 0 | 0 | 0 | 0 | 0 | 0 | 0 | 0 | 0 | 0 | 0 | 0 | 12
NO |  | 275 | 2011 | 17 | 35 | 35 |  | Forest Junction | Lake Park | 138 | 138 | Various | 0.03 | 0 | 1 | 795.0 kcmil ACSR | 0 | 0 | 0 | 0 | 0 | 0 | 0 | 0 | 0 | 0 | 0 | 0 | 0 | 0 | 0 | 0 | 0 | 0 | 0 | 0 | 0 | 0 | 0 | 12
NO |  | 275 | 2011 | 18 | 1 | 1 |  | Root River | St Martins | 138 | 138 | Lattice Towe | 0.04 | 0 | 1 | 795.0 kcmil ACSR | 0 | 0 | 0 | 0 | 0 | 0 | 0 | 0 | 0 | 0 | 0 | 0 | 0 | 0 | 0 | 0 | 0 | 0 | 0 | 0 | 0 | 0 | 0 | 12
NO |  | 275 | 2011 | 18 | 2 | 2 |  | Root River | St Martins | 138 | 138 | Lattice Towe | 8.81 | 0 | 1 | 795.0 kcmil ACSR | 0 | 0 | 0 | 0 | 0 | 0 | 0 | 0 | 0 | 0 | 0 | 0 | 0 | 0 | 0 | 0 | 0 | 0 | 0 | 0 | 0 | 0 | 0 | 12
NO |  | 275 | 2011 | 18 | 3 | 3 |  | Saukville | Edgewater SW YD | 345 | 345 | Various | 0 | 24.19 | 2 | 2156.0 kcmil ACSR | 0 | 0 | 0 | 0 | 0 | 0 | 0 | 0 | 0 | 0 | 0 | 0 | 0 | 0 | 0 | 0 | 0 | 0 | 0 | 0 | 0 | 0 | 0 | 12
NO |  | 275 | 2011 | 18 | 4 | 4 |  | Saukville | Edgewater SW YD | 345 | 345 | Various | 2.01 | 0 | 1 | 2156.0 kcmil ACSR | 0 | 0 | 0 | 0 | 0 | 0 | 0 | 0 | 0 | 0 | 0 | 0 | 0 | 0 | 0 | 0 | 0 | 0 | 0 | 0 | 0 | 0 | 0 | 12
NO |  | 275 | 2011 | 18 | 5 | 5 |  | Saukville | Edgewater SW YD | 345 | 345 | Various | 0 | 7.17 | 2 | 795.0 kcmil ACSR | 0 | 0 | 0 | 0 | 0 | 0 | 0 | 0 | 0 | 0 | 0 | 0 | 0 | 0 | 0 | 0 | 0 | 0 | 0 | 0 | 0 | 0 | 0 | 12
NO |  | 275 | 2011 | 18 | 6 | 6 |  | Kansas | Moorland | 138 | 138 | Various | 0 | 0.07 | 2 | 1033.5 kcmil ACSR | 0 | 0 | 0 | 0 | 0 | 0 | 0 | 0 | 0 | 0 | 0 | 0 | 0 | 0 | 0 | 0 | 0 | 0 | 0 | 0 | 0 | 0 | 0 | 12
NO |  | 275 | 2011 | 18 | 7 | 7 |  | Kansas | Moorland | 138 | 138 | Various | 0 | 3.38 | 2 | 2156.0 kcmil ACSR | 0 | 0 | 0 | 0 | 0 | 0 | 0 | 0 | 0 | 0 | 0 | 0 | 0 | 0 | 0 | 0 | 0 | 0 | 0 | 0 | 0 | 0 | 0 | 12
NO |  | 275 | 2011 | 18 | 8 | 8 |  | Kansas | Moorland | 138 | 138 | Various | 0 | 0.95 | 2 | 2156.0 kcmil ACSR | 0 | 0 | 0 | 0 | 0 | 0 | 0 | 0 | 0 | 0 | 0 | 0 | 0 | 0 | 0 | 0 | 0 | 0 | 0 | 0 | 0 | 0 | 0 | 12
NO |  | 275 | 2011 | 18 | 9 | 9 |  | Kansas | Moorland | 138 | 138 | Various | 0 | 2.09 | 2 | 795.0 kcmil ACSR | 0 | 0 | 0 | 0 | 0 | 0 | 0 | 0 | 0 | 0 | 0 | 0 | 0 | 0 | 0 | 0 | 0 | 0 | 0 | 0 | 0 | 0 | 0 | 12
NO |  | 275 | 2011 | 18 | 10 | 10 |  | Kansas | Moorland | 138 | 138 | Various | 0.21 | 0 | 1 | 795.0 kcmil ACSR | 0 | 0 | 0 | 0 | 0 | 0 | 0 | 0 | 0 | 0 | 0 | 0 | 0 | 0 | 0 | 0 | 0 | 0 | 0 | 0 | 0 | 0 | 0 | 12
NO |  | 275 | 2011 | 18 | 11 | 11 |  | Kansas | Moorland | 138 | 138 | Various | 0 | 6.35 | 2 | 1033.5 kcmil ACSR | 0 | 0 | 0 | 0 | 0 | 0 | 0 | 0 | 0 | 0 | 0 | 0 | 0 | 0 | 0 | 0 | 0 | 0 | 0 | 0 | 0 | 0 | 0 | 12
NO |  | 275 | 2011 | 18 | 12 | 12 |  | Kansas | Moorland | 138 | 138 | Various | 0 | 2.11 | 2 | 795.0 kcmil ACSR | 0 | 0 | 0 | 0 | 0 | 0 | 0 | 0 | 0 | 0 | 0 | 0 | 0 | 0 | 0 | 0 | 0 | 0 | 0 | 0 | 0 | 0 | 0 | 12
NO |  | 275 | 2011 | 18 | 13 | 13 |  | Norwich | Harbor (WE) | 138 | 138 | UG | 0.43 | 0 | 1 | 477.0 kcmil ACSR | 0 | 0 | 0 | 0 | 0 | 0 | 0 | 0 | 0 | 0 | 0 | 0 | 0 | 0 | 0 | 0 | 0 | 0 | 0 | 0 | 0 | 0 | 0 | 12
NO |  | 275 | 2011 | 18 | 14 | 14 |  | Norwich | Harbor (WE) | 138 | 138 | UG | 0.18 | 0 | 1 | 477.0 kcmil ACSR | 0 | 0 | 0 | 0 | 0 | 0 | 0 | 0 | 0 | 0 | 0 | 0 | 0 | 0 | 0 | 0 | 0 | 0 | 0 | 0 | 0 | 0 | 0 | 12
NO |  | 275 | 2011 | 18 | 15 | 15 |  | Norwich | Harbor (WE) | 138 | 138 | UG | 0.43 | 0 | 1 | 477.0 kcmil ACSR | 0 | 0 | 0 | 0 | 0 | 0 | 0 | 0 | 0 | 0 | 0 | 0 | 0 | 0 | 0 | 0 | 0 | 0 | 0 | 0 | 0 | 0 | 0 | 12
NO |  | 275 | 2011 | 18 | 16 | 16 |  | Norwich | Harbor (WE) | 138 | 138 | UG | 0.05 | 0 | 1 | 477.0 kcmil ACSR | 0 | 0 | 0 | 0 | 0 | 0 | 0 | 0 | 0 | 0 | 0 | 0 | 0 | 0 | 0 | 0 | 0 | 0 | 0 | 0 | 0 | 0 | 0 | 12
NO |  | 275 | 2011 | 18 | 17 | 17 |  | Norwich | Harbor (WE) | 138 | 138 | UG | 0.18 | 0 | 1 | 477.0 kcmil ACSR | 0 | 0 | 0 | 0 | 0 | 0 | 0 | 0 | 0 | 0 | 0 | 0 | 0 | 0 | 0 | 0 | 0 | 0 | 0 | 0 | 0 | 0 | 0 | 12
NO |  | 275 | 2011 | 18 | 18 | 18 |  | Norwich | Harbor (WE) | 138 | 138 | UG | 0.48 | 0 | 1 | 477.0 kcmil ACSR | 0 | 0 | 0 | 0 | 0 | 0 | 0 | 0 | 0 | 0 | 0 | 0 | 0 | 0 | 0 | 0 | 0 | 0 | 0 | 0 | 0 | 0 | 0 | 12
NO |  | 275 | 2011 | 18 | 19 | 19 |  | Norwich | Harbor (WE) | 138 | 138 | UG | 0.27 | 0 | 1 | 477.0 kcmil ACSR | 0 | 0 | 0 | 0 | 0 | 0 | 0 | 0 | 0 | 0 | 0 | 0 | 0 | 0 | 0 | 0 | 0 | 0 | 0 | 0 | 0 | 0 | 0 | 12
NO |  | 275 | 2011 | 18 | 20 | 20 |  | Norwich | Harbor (WE) | 138 | 138 | UG | 2.3 | 0 | 1 | 477.0 kcmil ACSR | 0 | 0 | 0 | 0 | 0 | 0 | 0 | 0 | 0 | 0 | 0 | 0 | 0 | 0 | 0 | 0 | 0 | 0 | 0 | 0 | 0 | 0 | 0 | 12
NO |  | 275 | 2011 | 18 | 21 | 21 |  | Norwich | Dewey (WE) | 138 | 138 | UG | 0.05 | 0 | 1 | 1250.0 kcmil Cu-T | 0 | 0 | 0 | 0 | 0 | 0 | 0 | 0 | 0 | 0 | 0 | 0 | 0 | 0 | 0 | 0 | 0 | 0 | 0 | 0 | 0 | 0 | 0 | 12
NO |  | 275 | 2011 | 18 | 22 | 22 |  | Norwich | Dewey (WE) | 138 | 138 | UG | 2.28 | 0 | 1 | 1250.0 kcmil Cu-T | 0 | 0 | 0 | 0 | 0 | 0 | 0 | 0 | 0 | 0 | 0 | 0 | 0 | 0 | 0 | 0 | 0 | 0 | 0 | 0 | 0 | 0 | 0 | 12
NO |  | 275 | 2011 | 18 | 23 | 23 |  | Norwich | Dewey (WE) | 138 | 138 | UG | 0.15 | 0 | 1 | 1250.0 kcmil Cu-T | 0 | 0 | 0 | 0 | 0 | 0 | 0 | 0 | 0 | 0 | 0 | 0 | 0 | 0 | 0 | 0 | 0 | 0 | 0 | 0 | 0 | 0 | 0 | 12
NO |  | 275 | 2011 | 18 | 24 | 24 |  | Meadows Tap | Meadows | 138 | 138 | Lattice Towe | 0.07 | 0 | 1 | 336.4 kcmil ACSR | 0 | 0 | 0 | 0 | 0 | 0 | 0 | 0 | 0 | 0 | 0 | 0 | 0 | 0 | 0 | 0 | 0 | 0 | 0 | 0 | 0 | 0 | 0 | 12
NO |  | 275 | 2011 | 18 | 25 | 25 |  | Kaukauna Central Tap | Meadows Tap | 138 | 138 | Lattice Towe | 0.07 | 0 | 1 | 336.4 kcmil ACSR | 0 | 0 | 0 | 0 | 0 | 0 | 0 | 0 | 0 | 0 | 0 | 0 | 0 | 0 | 0 | 0 | 0 | 0 | 0 | 0 | 0 | 0 | 0 | 12
NO |  | 275 | 2011 | 18 | 26 | 26 |  | Kaukauna Central Tap | Kaukauna Central | 138 | 138 | Lattice Towe | 4.94 | 0 | 1 | 477.0 kcmil ACSR | 0 | 0 | 0 | 0 | 0 | 0 | 0 | 0 | 0 | 0 | 0 | 0 | 0 | 0 | 0 | 0 | 0 | 0 | 0 | 0 | 0 | 0 | 0 | 12
NO |  | 275 | 2011 | 18 | 27 | 27 |  | Meadows Tap | Meadows | 138 | 138 | Lattice Towe | 0.5 | 0 | 1 | 336.4 kcmil ACSR | 0 | 0 | 0 | 0 | 0 | 0 | 0 | 0 | 0 | 0 | 0 | 0 | 0 | 0 | 0 | 0 | 0 | 0 | 0 | 0 | 0 | 0 | 0 | 12
NO |  | 275 | 2011 | 18 | 28 | 28 |  | Kaukauna Central Tap | Meadows Tap | 138 | 138 | Lattice Towe | 7.33 | 0 | 1 | 336.4 kcmil ACSR | 0 | 0 | 0 | 0 | 0 | 0 | 0 | 0 | 0 | 0 | 0 | 0 | 0 | 0 | 0 | 0 | 0 | 0 | 0 | 0 | 0 | 0 | 0 | 12
NO |  | 275 | 2011 | 18 | 29 | 29 |  | Meadows Tap | Melissa | 138 | 138 | Lattice Towe | 0.6 | 0 | 1 | 336.4 kcmil ACSR | 0 | 0 | 0 | 0 | 0 | 0 | 0 | 0 | 0 | 0 | 0 | 0 | 0 | 0 | 0 | 0 | 0 | 0 | 0 | 0 | 0 | 0 | 0 | 12
NO |  | 275 | 2011 | 18 | 30 | 30 |  | Meadows Tap | Melissa | 138 | 138 | Lattice Towe | 0.47 | 0 | 1 | 336.4 kcmil ACSR | 0 | 0 | 0 | 0 | 0 | 0 | 0 | 0 | 0 | 0 | 0 | 0 | 0 | 0 | 0 | 0 | 0 | 0 | 0 | 0 | 0 | 0 | 0 | 12
NO |  | 275 | 2011 | 18 | 31 | 31 |  | Forest Junction | Kaukauna Central Tap | 138 | 138 | Lattice Towe | 0 | 9.46 | 2 | 795.0 kcmil ACSR | 0 | 0 | 0 | 0 | 0 | 0 | 0 | 0 | 0 | 0 | 0 | 0 | 0 | 0 | 0 | 0 | 0 | 0 | 0 | 0 | 0 | 0 | 0 | 12
NO |  | 275 | 2011 | 18 | 32 | 32 |  | Rockland (WPS) | Highway V | 138 | 138 | Steel Pole | 0 | 0.03 | 2 | 795.0 kcmil ACSR | 0 | 0 | 0 | 0 | 0 | 0 | 0 | 0 | 0 | 0 | 0 | 0 | 0 | 0 | 0 | 0 | 0 | 0 | 0 | 0 | 0 | 0 | 0 | 12
NO |  | 275 | 2011 | 18 | 33 | 33 |  | Forest Junction | Rockland (WPS) | 138 | 138 | Steel Pole | 0 | 0.03 | 2 | 795.0 kcmil ACSR | 0 | 0 | 0 | 0 | 0 | 0 | 0 | 0 | 0 | 0 | 0 | 0 | 0 | 0 | 0 | 0 | 0 | 0 | 0 | 0 | 0 | 0 | 0 | 12
NO |  | 275 | 2011 | 18 | 34 | 34 |  | Forest Junction | Rockland (WPS) | 138 | 138 | Steel Pole | 0 | 8.69 | 2 | 795.0 kcmil ACSR | 0 | 0 | 0 | 0 | 0 | 0 | 0 | 0 | 0 | 0 | 0 | 0 | 0 | 0 | 0 | 0 | 0 | 0 | 0 | 0 | 0 | 0 | 0 | 12
NO |  | 275 | 2011 | 18 | 35 | 35 |  | Forest Junction | Rockland (WPS) | 138 | 138 | Steel Pole | 0 | 0.12 | 2 | 795.0 kcmil ACSR | 0 | 0 | 0 | 0 | 0 | 0 | 0 | 0 | 0 | 0 | 0 | 0 | 0 | 0 | 0 | 0 | 0 | 0 | 0 | 0 | 0 | 0 | 0 | 12
NO |  | 275 | 2011 | 19 | 1 | 1 |  | Forest Junction | Rockland (WPS) | 138 | 138 | Steel Pole | 0 | 3.01 | 2 | 795.0 kcmil ACSR | 0 | 0 | 0 | 0 | 0 | 0 | 0 | 0 | 0 | 0 | 0 | 0 | 0 | 0 | 0 | 0 | 0 | 0 | 0 | 0 | 0 | 0 | 0 | 12
NO |  | 275 | 2011 | 19 | 2 | 2 |  | Forest Junction | Rockland (WPS) | 138 | 138 | Steel Pole | 0 | 1.37 | 2 | 795.0 kcmil ACSR | 0 | 0 | 0 | 0 | 0 | 0 | 0 | 0 | 0 | 0 | 0 | 0 | 0 | 0 | 0 | 0 | 0 | 0 | 0 | 0 | 0 | 0 | 0 | 12
NO |  | 275 | 2011 | 19 | 3 | 3 |  | Forest Junction | Rockland (WPS) | 138 | 138 | Steel Pole | 0 | 0.02 | 2 | 795.0 kcmil ACSR | 0 | 0 | 0 | 0 | 0 | 0 | 0 | 0 | 0 | 0 | 0 | 0 | 0 | 0 | 0 | 0 | 0 | 0 | 0 | 0 | 0 | 0 | 0 | 12
NO |  | 275 | 2011 | 19 | 4 | 4 |  | Rockland (WPS) | Highway V | 138 | 138 | Steel Pole | 0 | 6.93 | 2 | 795.0 kcmil ACSR | 0 | 0 | 0 | 0 | 0 | 0 | 0 | 0 | 0 | 0 | 0 | 0 | 0 | 0 | 0 | 0 | 0 | 0 | 0 | 0 | 0 | 0 | 0 | 12
NO |  | 275 | 2011 | 19 | 5 | 5 |  | Lost Dauphin | Greenleaf | 138 | 138 | Steel Pole | 0 | 2.36 | 2 | 795.0 kcmil ACSR | 0 | 0 | 0 | 0 | 0 | 0 | 0 | 0 | 0 | 0 | 0 | 0 | 0 | 0 | 0 | 0 | 0 | 0 | 0 | 0 | 0 | 0 | 0 | 12
NO |  | 275 | 2011 | 19 | 6 | 6 |  | Lost Dauphin | Greenleaf | 138 | 138 | Steel Pole | 0 | 0.03 | 2 | 795.0 kcmil ACSR | 0 | 0 | 0 | 0 | 0 | 0 | 0 | 0 | 0 | 0 | 0 | 0 | 0 | 0 | 0 | 0 | 0 | 0 | 0 | 0 | 0 | 0 | 0 | 12
NO |  | 275 | 2011 | 19 | 7 | 7 |  | Greenleaf | Forest Junction | 138 | 138 | Steel Pole | 0 | 0.03 | 2 | 795.0 kcmil ACSR | 0 | 0 | 0 | 0 | 0 | 0 | 0 | 0 | 0 | 0 | 0 | 0 | 0 | 0 | 0 | 0 | 0 | 0 | 0 | 0 | 0 | 0 | 0 | 12
NO |  | 275 | 2011 | 19 | 8 | 8 |  | Lost Dauphin | Greenleaf | 138 | 138 | Steel Pole | 0 | 2.96 | 2 | 795.0 kcmil ACSR | 0 | 0 | 0 | 0 | 0 | 0 | 0 | 0 | 0 | 0 | 0 | 0 | 0 | 0 | 0 | 0 | 0 | 0 | 0 | 0 | 0 | 0 | 0 | 12
NO |  | 275 | 2011 | 19 | 9 | 9 |  | Greenleaf | Forest Junction | 138 | 138 | Steel Pole | 0 | 0.1 | 2 | 795.0 kcmil ACSR | 0 | 0 | 0 | 0 | 0 | 0 | 0 | 0 | 0 | 0 | 0 | 0 | 0 | 0 | 0 | 0 | 0 | 0 | 0 | 0 | 0 | 0 | 0 | 12
NO |  | 275 | 2011 | 19 | 10 | 10 |  | Greenleaf | Forest Junction | 138 | 138 | Steel Pole | 0 | 8.69 | 2 | 795.0 kcmil ACSR | 0 | 0 | 0 | 0 | 0 | 0 | 0 | 0 | 0 | 0 | 0 | 0 | 0 | 0 | 0 | 0 | 0 | 0 | 0 | 0 | 0 | 0 | 0 | 12
NO |  | 275 | 2011 | 19 | 11 | 11 |  | Forest Junction | Howards Grove | 138 | 138 | H-Frame | 0.35 | 0 | 1 | 1033.5 kcmil ACSR | 0 | 0 | 0 | 0 | 0 | 0 | 0 | 0 | 0 | 0 | 0 | 0 | 0 | 0 | 0 | 0 | 0 | 0 | 0 | 0 | 0 | 0 | 0 | 12
NO |  | 275 | 2011 | 19 | 12 | 12 |  | Forest Junction | Howards Grove | 138 | 138 | H-Frame | 0 | 2.42 | 2 | 477.0 kcmil ACSR | 0 | 0 | 0 | 0 | 0 | 0 | 0 | 0 | 0 | 0 | 0 | 0 | 0 | 0 | 0 | 0 | 0 | 0 | 0 | 0 | 0 | 0 | 0 | 12
NO |  | 275 | 2011 | 19 | 13 | 13 |  | Forest Junction | Howards Grove | 138 | 138 | H-Frame | 12.56 | 0 | 1 | 1033.5 kcmil ACSR | 0 | 0 | 0 | 0 | 0 | 0 | 0 | 0 | 0 | 0 | 0 | 0 | 0 | 0 | 0 | 0 | 0 | 0 | 0 | 0 | 0 | 0 | 0 | 12
NO |  | 275 | 2011 | 19 | 14 | 14 |  | Forest Junction | Howards Grove | 138 | 138 | H-Frame | 0.96 | 0 | 1 | 1033.5 kcmil ACSR | 0 | 0 | 0 | 0 | 0 | 0 | 0 | 0 | 0 | 0 | 0 | 0 | 0 | 0 | 0 | 0 | 0 | 0 | 0 | 0 | 0 | 0 | 0 | 12
NO |  | 275 | 2011 | 19 | 15 | 15 |  | Forest Junction | Howards Grove | 138 | 138 | H-Frame | 0 | 12.75 | 2 | 1033.5 kcmil ACSR | 0 | 0 | 0 | 0 | 0 | 0 | 0 | 0 | 0 | 0 | 0 | 0 | 0 | 0 | 0 | 0 | 0 | 0 | 0 | 0 | 0 | 0 | 0 | 12
NO |  | 275 | 2011 | 19 | 16 | 16 |  | Forest Junction | Howards Grove | 138 | 138 | H-Frame | 0 | 1.35 | 2 | 1033.5 kcmil ACSR | 0 | 0 | 0 | 0 | 0 | 0 | 0 | 0 | 0 | 0 | 0 | 0 | 0 | 0 | 0 | 0 | 0 | 0 | 0 | 0 | 0 | 0 | 0 | 12
NO |  | 275 | 2011 | 19 | 17 | 17 |  | Forest Junction | Howards Grove | 138 | 138 | H-Frame | 0 | 10.63 | 2 | 1033.5 kcmil ACSR | 0 | 0 | 0 | 0 | 0 | 0 | 0 | 0 | 0 | 0 | 0 | 0 | 0 | 0 | 0 | 0 | 0 | 0 | 0 | 0 | 0 | 0 | 0 | 12
NO |  | 275 | 2011 | 19 | 18 | 18 |  | Forest Junction | Tecumseh Rd | 138 | 138 | Lattice Towe | 0 | 17.79 | 2 | 336.4 kcmil ACSR | 0 | 0 | 0 | 0 | 0 | 0 | 0 | 0 | 0 | 0 | 0 | 0 | 0 | 0 | 0 | 0 | 0 | 0 | 0 | 0 | 0 | 0 | 0 | 12
NO |  | 275 | 2011 | 19 | 19 | 19 |  | Forest Junction | Cypress SW YD | 345 | 345 | Lattice Towe | 27.45 | 0 | 1 | 2156.0 kcmil ACSR | 0 | 0 | 0 | 0 | 0 | 0 | 0 | 0 | 0 | 0 | 0 | 0 | 0 | 0 | 0 | 0 | 0 | 0 | 0 | 0 | 0 | 0 | 0 | 12
NO |  | 275 | 2011 | 19 | 20 | 20 |  | Forest Junction | Cypress SW YD | 345 | 345 | Lattice Towe | 0.33 | 0 | 1 | 2156.0 kcmil ACSR | 0 | 0 | 0 | 0 | 0 | 0 | 0 | 0 | 0 | 0 | 0 | 0 | 0 | 0 | 0 | 0 | 0 | 0 | 0 | 0 | 0 | 0 | 0 | 12
NO |  | 275 | 2011 | 19 | 21 | 21 |  | Forest Junction | Cypress SW YD | 345 | 345 | Lattice Towe | 0.12 | 0 | 1 | 2156.0 kcmil ACSR | 0 | 0 | 0 | 0 | 0 | 0 | 0 | 0 | 0 | 0 | 0 | 0 | 0 | 0 | 0 | 0 | 0 | 0 | 0 | 0 | 0 | 0 | 0 | 12
NO |  | 275 | 2011 | 19 | 22 | 22 |  | Fox River SW YRD | Forest Junction | 345 | 345 | Various | 1.03 | 0 | 1 | 2156.0 kcmil ACSR | 0 | 0 | 0 | 0 | 0 | 0 | 0 | 0 | 0 | 0 | 0 | 0 | 0 | 0 | 0 | 0 | 0 | 0 | 0 | 0 | 0 | 0 | 0 | 12
NO |  | 275 | 2011 | 19 | 23 | 23 |  | Fox River SW YRD | Forest Junction | 345 | 345 | Various | 6.38 | 0 | 1 | 2156.0 kcmil ACSR | 0 | 0 | 0 | 0 | 0 | 0 | 0 | 0 | 0 | 0 | 0 | 0 | 0 | 0 | 0 | 0 | 0 | 0 | 0 | 0 | 0 | 0 | 0 | 12
NO |  | 275 | 2011 | 19 | 24 | 24 |  | Fox River SW YRD | Forest Junction | 345 | 345 | Various | 0.2 | 0 | 1 | 2156.0 kcmil ACSR | 0 | 0 | 0 | 0 | 0 | 0 | 0 | 0 | 0 | 0 | 0 | 0 | 0 | 0 | 0 | 0 | 0 | 0 | 0 | 0 | 0 | 0 | 0 | 12
NO |  | 275 | 2011 | 19 | 25 | 25 |  | Fox River SW YRD | Forest Junction | 345 | 345 | Various | 0.68 | 0 | 1 | 2156.0 kcmil ACSR | 0 | 0 | 0 | 0 | 0 | 0 | 0 | 0 | 0 | 0 | 0 | 0 | 0 | 0 | 0 | 0 | 0 | 0 | 0 | 0 | 0 | 0 | 0 | 12
NO |  | 275 | 2011 | 19 | 26 | 26 |  | Fox River SW YRD | Forest Junction | 345 | 345 | Various | 0.22 | 0 | 1 | 2156.0 kcmil ACSR | 0 | 0 | 0 | 0 | 0 | 0 | 0 | 0 | 0 | 0 | 0 | 0 | 0 | 0 | 0 | 0 | 0 | 0 | 0 | 0 | 0 | 0 | 0 | 12
NO |  | 275 | 2011 | 19 | 27 | 27 |  | Fox River SW YRD | Forest Junction | 345 | 345 | Various | 2.76 | 0 | 1 | 2156.0 kcmil ACSR | 0 | 0 | 0 | 0 | 0 | 0 | 0 | 0 | 0 | 0 | 0 | 0 | 0 | 0 | 0 | 0 | 0 | 0 | 0 | 0 | 0 | 0 | 0 | 12
NO |  | 275 | 2011 | 19 | 28 | 28 |  | Harrison North 138kV | Hartman Creek | 138 | 138 | Various | 0 | 4.91 | 2 | 795.0 kcmil ACSR | 0 | 0 | 0 | 0 | 0 | 0 | 0 | 0 | 0 | 0 | 0 | 0 | 0 | 0 | 0 | 0 | 0 | 0 | 0 | 0 | 0 | 0 | 0 | 12
NO |  | 275 | 2011 | 19 | 29 | 29 |  | Harrison North 138kV | Hartman Creek | 138 | 138 | Various | 0 | 1.04 | 2 | 795.0 kcmil ACSR | 0 | 0 | 0 | 0 | 0 | 0 | 0 | 0 | 0 | 0 | 0 | 0 | 0 | 0 | 0 | 0 | 0 | 0 | 0 | 0 | 0 | 0 | 0 | 12
NO |  | 275 | 2011 | 19 | 30 | 30 |  | Pulliam SW YD | James St | 138 | 138 | Various | 0 | 0.12 | 2 | 795.0 kcmil ACSR | 0 | 0 | 0 | 0 | 0 | 0 | 0 | 0 | 0 | 0 | 0 | 0 | 0 | 0 | 0 | 0 | 0 | 0 | 0 | 0 | 0 | 0 | 0 | 12
NO |  | 275 | 2011 | 19 | 31 | 31 |  | Pulliam SW YD | James St | 138 | 138 | Various | 0 | 1.1 | 2 | 795.0 kcmil ACSR | 0 | 0 | 0 | 0 | 0 | 0 | 0 | 0 | 0 | 0 | 0 | 0 | 0 | 0 | 0 | 0 | 0 | 0 | 0 | 0 | 0 | 0 | 0 | 12
NO |  | 275 | 2011 | 19 | 32 | 32 |  | Pulliam SW YD | James St | 138 | 138 | Various | 0 | 0.13 | 2 | 795.0 kcmil ACSR | 0 | 0 | 0 | 0 | 0 | 0 | 0 | 0 | 0 | 0 | 0 | 0 | 0 | 0 | 0 | 0 | 0 | 0 | 0 | 0 | 0 | 0 | 0 | 12
NO |  | 275 | 2011 | 19 | 33 | 33 |  | Pulliam SW YD | James St | 138 | 138 | Various | 0 | 0.32 | 2 | 795.0 kcmil ACSR | 0 | 0 | 0 | 0 | 0 | 0 | 0 | 0 | 0 | 0 | 0 | 0 | 0 | 0 | 0 | 0 | 0 | 0 | 0 | 0 | 0 | 0 | 0 | 12
NO |  | 275 | 2011 | 19 | 34 | 34 |  | James St | 7th St | 138 | 138 | Various | 0 | 0.95 | 2 | 795.0 kcmil ACSR | 0 | 0 | 0 | 0 | 0 | 0 | 0 | 0 | 0 | 0 | 0 | 0 | 0 | 0 | 0 | 0 | 0 | 0 | 0 | 0 | 0 | 0 | 0 | 12
NO |  | 275 | 2011 | 19 | 35 | 35 |  | James St | 7th St | 138 | 138 | Various | 0 | 0.53 | 2 | 795.0 kcmil ACSR | 0 | 0 | 0 | 0 | 0 | 0 | 0 | 0 | 0 | 0 | 0 | 0 | 0 | 0 | 0 | 0 | 0 | 0 | 0 | 0 | 0 | 0 | 0 | 12
NO |  | 275 | 2011 | 20 | 1 | 1 |  | James St | 7th St | 138 | 138 | Various | 0 | 0.05 | 2 | 795.0 kcmil ACSR | 0 | 0 | 0 | 0 | 0 | 0 | 0 | 0 | 0 | 0 | 0 | 0 | 0 | 0 | 0 | 0 | 0 | 0 | 0 | 0 | 0 | 0 | 0 | 12
NO |  | 275 | 2011 | 20 | 2 | 2 |  | 7th St | Liberty St | 138 | 138 | Various | 0 | 0.05 | 2 | 795.0 kcmil ACSR | 0 | 0 | 0 | 0 | 0 | 0 | 0 | 0 | 0 | 0 | 0 | 0 | 0 | 0 | 0 | 0 | 0 | 0 | 0 | 0 | 0 | 0 | 0 | 12
NO |  | 275 | 2011 | 20 | 3 | 3 |  | 7th St | Liberty St | 138 | 138 | Various | 0 | 0.71 | 2 | 795.0 kcmil ACSR | 0 | 0 | 0 | 0 | 0 | 0 | 0 | 0 | 0 | 0 | 0 | 0 | 0 | 0 | 0 | 0 | 0 | 0 | 0 | 0 | 0 | 0 | 0 | 12
NO |  | 275 | 2011 | 20 | 4 | 4 |  | Woodenshoe | Mears Corners | 138 | 138 | Various | 2.68 | 0 | 1 | 795.0 kcmil ACSR | 0 | 0 | 0 | 0 | 0 | 0 | 0 | 0 | 0 | 0 | 0 | 0 | 0 | 0 | 0 | 0 | 0 | 0 | 0 | 0 | 0 | 0 | 0 | 12
NO |  | 275 | 2011 | 20 | 5 | 5 |  | Arthur Road | St Lawrence | 138 | 138 | H-Frame | 0.06 | 0 | 1 | 477.0 kcmil ACSR | 0 | 0 | 0 | 0 | 0 | 0 | 0 | 0 | 0 | 0 | 0 | 0 | 0 | 0 | 0 | 0 | 0 | 0 | 0 | 0 | 0 | 0 | 0 | 12
NO |  | 275 | 2011 | 20 | 6 | 6 |  | Aspen | Iron Grove | 138 | 138 | Various | 0 | 0.93 | 2 | 477.0 kcmil ACSR | 0 | 0 | 0 | 0 | 0 | 0 | 0 | 0 | 0 | 0 | 0 | 0 | 0 | 0 | 0 | 0 | 0 | 0 | 0 | 0 | 0 | 0 | 0 | 12
NO |  | 275 | 2011 | 20 | 7 | 7 |  | Aspen | Iron Grove | 138 | 138 | Various | 23.94 | 0 | 1 | 477.0 kcmil ACSR | 0 | 0 | 0 | 0 | 0 | 0 | 0 | 0 | 0 | 0 | 0 | 0 | 0 | 0 | 0 | 0 | 0 | 0 | 0 | 0 | 0 | 0 | 0 | 12
NO |  | 275 | 2011 | 20 | 8 | 8 |  | Aspen | Iron Grove | 138 | 138 | Various | 0 | 0.68 | 2 | 477.0 kcmil ACSR | 0 | 0 | 0 | 0 | 0 | 0 | 0 | 0 | 0 | 0 | 0 | 0 | 0 | 0 | 0 | 0 | 0 | 0 | 0 | 0 | 0 | 0 | 0 | 12
NO |  | 275 | 2011 | 20 | 9 | 9 |  | Aspen | Iron Grove | 138 | 138 | Various | 0.05 | 0 | 1 | 477.0 kcmil ACSR | 0 | 0 | 0 | 0 | 0 | 0 | 0 | 0 | 0 | 0 | 0 | 0 | 0 | 0 | 0 | 0 | 0 | 0 | 0 | 0 | 0 | 0 | 0 | 12
NO |  | 275 | 2011 | 20 | 10 | 10 |  | Boxelder | Stony Brook | 138 | 138 | Various | 0.02 | 0 | 1 | 477.0 kcmil ACSR | 0 | 0 | 0 | 0 | 0 | 0 | 0 | 0 | 0 | 0 | 0 | 0 | 0 | 0 | 0 | 0 | 0 | 0 | 0 | 0 | 0 | 0 | 0 | 12
NO |  | 275 | 2011 | 20 | 11 | 11 |  | Boxelder | Stony Brook | 138 | 138 | Various | 2.07 | 0 | 1 | 927.2 kcmil ACAR | 0 | 0 | 0 | 0 | 0 | 0 | 0 | 0 | 0 | 0 | 0 | 0 | 0 | 0 | 0 | 0 | 0 | 0 | 0 | 0 | 0 | 0 | 0 | 12
NO |  | 275 | 2011 | 20 | 12 | 12 |  | Boxelder | Stony Brook | 138 | 138 | Various | 1.06 | 0 | 1 | 477.0 kcmil ACSR | 0 | 0 | 0 | 0 | 0 | 0 | 0 | 0 | 0 | 0 | 0 | 0 | 0 | 0 | 0 | 0 | 0 | 0 | 0 | 0 | 0 | 0 | 0 | 12
NO |  | 275 | 2011 | 20 | 13 | 13 |  | Boxelder | Stony Brook | 138 | 138 | Various | 0.06 | 0 | 1 | 927.2 kcmil ACAR | 0 | 0 | 0 | 0 | 0 | 0 | 0 | 0 | 0 | 0 | 0 | 0 | 0 | 0 | 0 | 0 | 0 | 0 | 0 | 0 | 0 | 0 | 0 | 12
NO |  | 275 | 2011 | 20 | 14 | 14 |  | Sunset Point | Fitzgerald | 138 | 138 | Steel Pole | 0 | 2.9 | 2 | 795.0 kcmil ACSR | 0 | 0 | 0 | 0 | 0 | 0 | 0 | 0 | 0 | 0 | 0 | 0 | 0 | 0 | 0 | 0 | 0 | 0 | 0 | 0 | 0 | 0 | 0 | 12
NO |  | 275 | 2011 | 20 | 15 | 15 |  | Sunset Point | Fitzgerald | 138 | 138 | Steel Pole | 0 | 0.11 | 2 | 795.0 kcmil ACSR | 0 | 0 | 0 | 0 | 0 | 0 | 0 | 0 | 0 | 0 | 0 | 0 | 0 | 0 | 0 | 0 | 0 | 0 | 0 | 0 | 0 | 0 | 0 | 12
NO |  | 275 | 2011 | 20 | 16 | 16 |  | Sunset Point | Fitzgerald | 138 | 138 | Steel Pole | 0 | 2.61 | 2 | 795.0 kcmil ACSR | 0 | 0 | 0 | 0 | 0 | 0 | 0 | 0 | 0 | 0 | 0 | 0 | 0 | 0 | 0 | 0 | 0 | 0 | 0 | 0 | 0 | 0 | 0 | 12
NO |  | 275 | 2011 | 20 | 17 | 17 |  | Sunset Point | Fitzgerald | 138 | 138 | Steel Pole | 0 | 1.94 | 2 | 795.0 kcmil ACSR | 0 | 0 | 0 | 0 | 0 | 0 | 0 | 0 | 0 | 0 | 0 | 0 | 0 | 0 | 0 | 0 | 0 | 0 | 0 | 0 | 0 | 0 | 0 | 12
NO |  | 275 | 2011 | 20 | 18 | 18 |  | Sunset Point | Fitzgerald | 138 | 138 | Steel Pole | 0 | 0.15 | 2 | 795.0 kcmil ACSR | 0 | 0 | 0 | 0 | 0 | 0 | 0 | 0 | 0 | 0 | 0 | 0 | 0 | 0 | 0 | 0 | 0 | 0 | 0 | 0 | 0 | 0 | 0 | 12
NO |  | 275 | 2011 | 20 | 19 | 19 |  | Sunset Point | Fitzgerald | 138 | 138 | Steel Pole | 0 | 0.15 | 2 | 795.0 kcmil ACSR | 0 | 0 | 0 | 0 | 0 | 0 | 0 | 0 | 0 | 0 | 0 | 0 | 0 | 0 | 0 | 0 | 0 | 0 | 0 | 0 | 0 | 0 | 0 | 12
NO |  | 275 | 2011 | 20 | 20 | 20 |  | Cedarburg South | 68th St | 138 | 138 | Various | 0 | 5.77 | 2 | 556.5 kcmil ACSR | 0 | 0 | 0 | 0 | 0 | 0 | 0 | 0 | 0 | 0 | 0 | 0 | 0 | 0 | 0 | 0 | 0 | 0 | 0 | 0 | 0 | 0 | 0 | 12
NO |  | 275 | 2011 | 20 | 21 | 21 |  | West Marinette SW YD | Roosevelt Rd | 138 | 138 | Steel Pole | 0.09 | 0 | 1 | 795.0 kcmil ACSR | 0 | 0 | 0 | 0 | 0 | 0 | 0 | 0 | 0 | 0 | 0 | 0 | 0 | 0 | 0 | 0 | 0 | 0 | 0 | 0 | 0 | 0 | 0 | 12
NO |  | 275 | 2011 | 20 | 22 | 22 |  | West Marinette SW YD | Roosevelt Rd | 138 | 138 | Steel Pole | 0.1 | 0 | 1 | 795.0 kcmil ACSR | 0 | 0 | 0 | 0 | 0 | 0 | 0 | 0 | 0 | 0 | 0 | 0 | 0 | 0 | 0 | 0 | 0 | 0 | 0 | 0 | 0 | 0 | 0 | 12
NO |  | 275 | 2011 | 20 | 23 | 23 |  | West Marinette SW YD | Roosevelt Rd | 138 | 138 | Steel Pole | 0 | 0.46 | 2 | 795.0 kcmil ACSR | 0 | 0 | 0 | 0 | 0 | 0 | 0 | 0 | 0 | 0 | 0 | 0 | 0 | 0 | 0 | 0 | 0 | 0 | 0 | 0 | 0 | 0 | 0 | 12
NO |  | 275 | 2011 | 20 | 24 | 24 |  | West Marinette SW YD | Roosevelt Rd | 138 | 138 | Steel Pole | 0 | 0.29 | 2 | 795.0 kcmil ACSR | 0 | 0 | 0 | 0 | 0 | 0 | 0 | 0 | 0 | 0 | 0 | 0 | 0 | 0 | 0 | 0 | 0 | 0 | 0 | 0 | 0 | 0 | 0 | 12
NO |  | 275 | 2011 | 20 | 25 | 25 |  | West Marinette SW YD | Roosevelt Rd | 138 | 138 | Steel Pole | 0 | 0.94 | 2 | 795.0 kcmil ACSR | 0 | 0 | 0 | 0 | 0 | 0 | 0 | 0 | 0 | 0 | 0 | 0 | 0 | 0 | 0 | 0 | 0 | 0 | 0 | 0 | 0 | 0 | 0 | 12
NO |  | 275 | 2011 | 20 | 26 | 26 |  | Velp Ave | Howard | 138 | 138 | Various | 1.03 | 0 | 1 | 336.4 kcmil ACSR | 0 | 0 | 0 | 0 | 0 | 0 | 0 | 0 | 0 | 0 | 0 | 0 | 0 | 0 | 0 | 0 | 0 | 0 | 0 | 0 | 0 | 0 | 0 | 12
NO |  | 275 | 2011 | 20 | 27 | 27 |  | Pulliam SW YD | Velp Ave | 138 | 138 | Various | 2.28 | 0 | 1 | 336.4 kcmil ACSR | 0 | 0 | 0 | 0 | 0 | 0 | 0 | 0 | 0 | 0 | 0 | 0 | 0 | 0 | 0 | 0 | 0 | 0 | 0 | 0 | 0 | 0 | 0 | 12
NO |  | 275 | 2011 | 20 | 28 | 28 |  | Forest Junction | Glenview | 138 | 138 | Various | 0.08 | 0 | 1 | 477.0 kcmil ACSR | 0 | 0 | 0 | 0 | 0 | 0 | 0 | 0 | 0 | 0 | 0 | 0 | 0 | 0 | 0 | 0 | 0 | 0 | 0 | 0 | 0 | 0 | 0 | 12
NO |  | 275 | 2011 | 20 | 29 | 29 |  | Forest Junction | Glenview | 138 | 138 | Various | 4.44 | 0 | 1 | 477.0 kcmil ACSR | 0 | 0 | 0 | 0 | 0 | 0 | 0 | 0 | 0 | 0 | 0 | 0 | 0 | 0 | 0 | 0 | 0 | 0 | 0 | 0 | 0 | 0 | 0 | 12
NO |  | 275 | 2011 | 20 | 30 | 30 |  | South Fond Du Lac SW YD | Fitzgerald | 345 | 345 | Lattice Towe | 5.48 | 0 | 1 | 795.0 kcmil ACSR | 0 | 0 | 0 | 0 | 0 | 0 | 0 | 0 | 0 | 0 | 0 | 0 | 0 | 0 | 0 | 0 | 0 | 0 | 0 | 0 | 0 | 0 | 0 | 12
NO |  | 275 | 2011 | 20 | 31 | 31 |  | South Fond Du Lac SW YD | Fitzgerald | 345 | 345 | Lattice Towe | 2.25 | 0 | 1 | 795.0 kcmil ACSR | 0 | 0 | 0 | 0 | 0 | 0 | 0 | 0 | 0 | 0 | 0 | 0 | 0 | 0 | 0 | 0 | 0 | 0 | 0 | 0 | 0 | 0 | 0 | 12
NO |  | 275 | 2011 | 20 | 32 | 32 |  | South Fond Du Lac SW YD | Fitzgerald | 345 | 345 | Lattice Towe | 0.57 | 0 | 1 | 795.0 kcmil ACSR | 0 | 0 | 0 | 0 | 0 | 0 | 0 | 0 | 0 | 0 | 0 | 0 | 0 | 0 | 0 | 0 | 0 | 0 | 0 | 0 | 0 | 0 | 0 | 12
NO |  | 275 | 2011 | 20 | 33 | 33 |  | South Fond Du Lac SW YD | Fitzgerald | 345 | 345 | Lattice Towe | 4.35 | 0 | 1 | 795.0 kcmil ACSR | 0 | 0 | 0 | 0 | 0 | 0 | 0 | 0 | 0 | 0 | 0 | 0 | 0 | 0 | 0 | 0 | 0 | 0 | 0 | 0 | 0 | 0 | 0 | 12
NO |  | 275 | 2011 | 20 | 34 | 34 |  | South Fond Du Lac SW YD | Fitzgerald | 345 | 345 | Lattice Towe | 0.09 | 0 | 1 | 795.0 kcmil ACSR | 0 | 0 | 0 | 0 | 0 | 0 | 0 | 0 | 0 | 0 | 0 | 0 | 0 | 0 | 0 | 0 | 0 | 0 | 0 | 0 | 0 | 0 | 0 | 12
NO |  | 275 | 2011 | 20 | 35 | 35 |  | South Fond Du Lac SW YD | Fitzgerald | 345 | 345 | Lattice Towe | 7.26 | 0 | 1 | 795.0 kcmil ACSR | 0 | 0 | 0 | 0 | 0 | 0 | 0 | 0 | 0 | 0 | 0 | 0 | 0 | 0 | 0 | 0 | 0 | 0 | 0 | 0 | 0 | 0 | 0 | 12
NO |  | 275 | 2011 | 21 | 1 | 1 |  | South Fond Du Lac SW YD | Fitzgerald | 345 | 345 | Lattice Towe | 1.74 | 0 | 1 | 795.0 kcmil ACSR | 0 | 0 | 0 | 0 | 0 | 0 | 0 | 0 | 0 | 0 | 0 | 0 | 0 | 0 | 0 | 0 | 0 | 0 | 0 | 0 | 0 | 0 | 0 | 12
NO |  | 275 | 2011 | 21 | 2 | 2 |  | Pioneer (WPS) | West Marinette SW YD | 138 | 138 | Steel Pole | 2.37 | 0 | 1 | 795.0 kcmil ACSR | 0 | 0 | 0 | 0 | 0 | 0 | 0 | 0 | 0 | 0 | 0 | 0 | 0 | 0 | 0 | 0 | 0 | 0 | 0 | 0 | 0 | 0 | 0 | 12
NO |  | 275 | 2011 | 21 | 3 | 3 |  | Pioneer (WPS) | West Marinette SW YD | 138 | 138 | Steel Pole | 2 | 0 | 1 | 795.0 kcmil ACSR | 0 | 0 | 0 | 0 | 0 | 0 | 0 | 0 | 0 | 0 | 0 | 0 | 0 | 0 | 0 | 0 | 0 | 0 | 0 | 0 | 0 | 0 | 0 | 12
NO |  | 275 | 2011 | 21 | 4 | 4 |  | Pioneer (WPS) | West Marinette SW YD | 138 | 138 | Steel Pole | 20.02 | 0 | 1 | 543.9 kcmil ACAR | 0 | 0 | 0 | 0 | 0 | 0 | 0 | 0 | 0 | 0 | 0 | 0 | 0 | 0 | 0 | 0 | 0 | 0 | 0 | 0 | 0 | 0 | 0 | 12
NO |  | 275 | 2011 | 21 | 5 | 5 |  | Kewaunee SW YD | East Krok | 138 | 138 | H-Frame | 8.35 | 0 | 1 | 795.0 kcmil ACSR | 0 | 0 | 0 | 0 | 0 | 0 | 0 | 0 | 0 | 0 | 0 | 0 | 0 | 0 | 0 | 0 | 0 | 0 | 0 | 0 | 0 | 0 | 0 | 12
NO |  | 275 | 2011 | 21 | 6 | 6 |  | Forsyth | Empire Mine | 138 | 138 | H-Frame | 17.4 | 0 | 1 | 605.0 kcmil ACSR | 0 | 0 | 0 | 0 | 0 | 0 | 0 | 0 | 0 | 0 | 0 | 0 | 0 | 0 | 0 | 0 | 0 | 0 | 0 | 0 | 0 | 0 | 0 | 12
NO |  | 275 | 2011 | 21 | 7 | 7 |  | Freeman | National | 138 | 138 | Various | 0 | 0 | 1 | 605.0 kcmil ACSR | 0 | 0 | 0 | 0 | 0 | 0 | 0 | 0 | 0 | 0 | 0 | 0 | 0 | 0 | 0 | 0 | 0 | 0 | 0 | 0 | 0 | 0 | 0 | 12
NO |  | 275 | 2011 | 21 | 8 | 8 |  | Freeman | National | 138 | 138 | Various | 8.85 | 0 | 1 | 605.0 kcmil ACSR | 0 | 0 | 0 | 0 | 0 | 0 | 0 | 0 | 0 | 0 | 0 | 0 | 0 | 0 | 0 | 0 | 0 | 0 | 0 | 0 | 0 | 0 | 0 | 12
NO |  | 275 | 2011 | 21 | 9 | 9 |  | Freeman | National | 138 | 138 | Various | 3.75 | 0 | 1 | 605.0 kcmil ACSR | 0 | 0 | 0 | 0 | 0 | 0 | 0 | 0 | 0 | 0 | 0 | 0 | 0 | 0 | 0 | 0 | 0 | 0 | 0 | 0 | 0 | 0 | 0 | 12
NO |  | 275 | 2011 | 21 | 10 | 10 |  | Freeman | National | 138 | 138 | Various | 1.26 | 0 | 1 | 605.0 kcmil ACSR | 0 | 0 | 0 | 0 | 0 | 0 | 0 | 0 | 0 | 0 | 0 | 0 | 0 | 0 | 0 | 0 | 0 | 0 | 0 | 0 | 0 | 0 | 0 | 12
NO |  | 275 | 2011 | 21 | 11 | 11 |  | Freeman | National | 138 | 138 | Various | 0.1 | 0 | 1 | 795.0 kcmil ACSR | 0 | 0 | 0 | 0 | 0 | 0 | 0 | 0 | 0 | 0 | 0 | 0 | 0 | 0 | 0 | 0 | 0 | 0 | 0 | 0 | 0 | 0 | 0 | 12
NO |  | 275 | 2011 | 21 | 12 | 12 |  | Aviation | North Fond Du Lac | 138 | 138 | Steel Pole | 2.11 | 0 | 1 | 336.4 kcmil ACSR | 0 | 0 | 0 | 0 | 0 | 0 | 0 | 0 | 0 | 0 | 0 | 0 | 0 | 0 | 0 | 0 | 0 | 0 | 0 | 0 | 0 | 0 | 0 | 12
NO |  | 275 | 2011 | 21 | 13 | 13 |  | Aviation | North Fond Du Lac | 138 | 138 | Steel Pole | 0.32 | 0 | 1 | 336.4 kcmil ACSR | 0 | 0 | 0 | 0 | 0 | 0 | 0 | 0 | 0 | 0 | 0 | 0 | 0 | 0 | 0 | 0 | 0 | 0 | 0 | 0 | 0 | 0 | 0 | 12
NO |  | 275 | 2011 | 21 | 14 | 14 |  | Aviation | North Fond Du Lac | 138 | 138 | Steel Pole | 0.79 | 0 | 1 | 336.4 kcmil ACSR | 0 | 0 | 0 | 0 | 0 | 0 | 0 | 0 | 0 | 0 | 0 | 0 | 0 | 0 | 0 | 0 | 0 | 0 | 0 | 0 | 0 | 0 | 0 | 12
NO |  | 275 | 2011 | 21 | 15 | 15 |  | Aviation | North Fond Du Lac | 138 | 138 | Steel Pole | 0.11 | 0 | 1 | 336.4 kcmil ACSR | 0 | 0 | 0 | 0 | 0 | 0 | 0 | 0 | 0 | 0 | 0 | 0 | 0 | 0 | 0 | 0 | 0 | 0 | 0 | 0 | 0 | 0 | 0 | 12
NO |  | 275 | 2011 | 21 | 16 | 16 |  | Aviation | North Fond Du Lac | 138 | 138 | Steel Pole | 0.3 | 0 | 1 | 336.4 kcmil ACSR | 0 | 0 | 0 | 0 | 0 | 0 | 0 | 0 | 0 | 0 | 0 | 0 | 0 | 0 | 0 | 0 | 0 | 0 | 0 | 0 | 0 | 0 | 0 | 12
NO |  | 275 | 2011 | 21 | 17 | 17 |  | Aviation | North Fond Du Lac | 138 | 138 | Steel Pole | 0.78 | 0 | 1 | 336.4 kcmil ACSR | 0 | 0 | 0 | 0 | 0 | 0 | 0 | 0 | 0 | 0 | 0 | 0 | 0 | 0 | 0 | 0 | 0 | 0 | 0 | 0 | 0 | 0 | 0 | 12
NO |  | 275 | 2011 | 21 | 18 | 18 |  | Aviation | North Fond Du Lac | 138 | 138 | Steel Pole | 3.38 | 0 | 1 | 336.4 kcmil ACSR | 0 | 0 | 0 | 0 | 0 | 0 | 0 | 0 | 0 | 0 | 0 | 0 | 0 | 0 | 0 | 0 | 0 | 0 | 0 | 0 | 0 | 0 | 0 | 12
NO |  | 275 | 2011 | 21 | 19 | 19 |  | Aviation | North Fond Du Lac | 138 | 138 | Steel Pole | 6.08 | 0 | 1 | 336.4 kcmil ACSR | 0 | 0 | 0 | 0 | 0 | 0 | 0 | 0 | 0 | 0 | 0 | 0 | 0 | 0 | 0 | 0 | 0 | 0 | 0 | 0 | 0 | 0 | 0 | 12
NO |  | 275 | 2011 | 21 | 20 | 20 |  | Highway V | Ontario | 138 | 138 | Various | 2.66 | 0 | 1 | 477.0 kcmil ACSR | 0 | 0 | 0 | 0 | 0 | 0 | 0 | 0 | 0 | 0 | 0 | 0 | 0 | 0 | 0 | 0 | 0 | 0 | 0 | 0 | 0 | 0 | 0 | 12
NO |  | 275 | 2011 | 21 | 21 | 21 |  | Ontario | Dyckesville | 138 | 138 | Various | 14.19 | 0 | 1 | 477.0 kcmil ACSR | 0 | 0 | 0 | 0 | 0 | 0 | 0 | 0 | 0 | 0 | 0 | 0 | 0 | 0 | 0 | 0 | 0 | 0 | 0 | 0 | 0 | 0 | 0 | 12
NO |  | 275 | 2011 | 21 | 22 | 22 |  | Amberg | Holmes | 138 | 138 | Steel Pole | 0.07 | 0 | 1 | 477.0 kcmil ACSR | 0 | 0 | 0 | 0 | 0 | 0 | 0 | 0 | 0 | 0 | 0 | 0 | 0 | 0 | 0 | 0 | 0 | 0 | 0 | 0 | 0 | 0 | 0 | 12
NO |  | 275 | 2011 | 21 | 23 | 23 |  | Amberg | Holmes | 138 | 138 | Steel Pole | 2.26 | 0 | 1 | 477.0 kcmil ACSR | 0 | 0 | 0 | 0 | 0 | 0 | 0 | 0 | 0 | 0 | 0 | 0 | 0 | 0 | 0 | 0 | 0 | 0 | 0 | 0 | 0 | 0 | 0 | 12
NO |  | 275 | 2011 | 21 | 24 | 24 |  | Amberg | Holmes | 138 | 138 | Steel Pole | 0.22 | 0 | 1 | 477.0 kcmil ACSR | 0 | 0 | 0 | 0 | 0 | 0 | 0 | 0 | 0 | 0 | 0 | 0 | 0 | 0 | 0 | 0 | 0 | 0 | 0 | 0 | 0 | 0 | 0 | 12
NO |  | 275 | 2011 | 21 | 25 | 25 |  | Amberg | Holmes | 138 | 138 | Steel Pole | 2.99 | 0 | 1 | 477.0 kcmil ACSR | 0 | 0 | 0 | 0 | 0 | 0 | 0 | 0 | 0 | 0 | 0 | 0 | 0 | 0 | 0 | 0 | 0 | 0 | 0 | 0 | 0 | 0 | 0 | 12
NO |  | 275 | 2011 | 21 | 26 | 26 |  | Amberg | Holmes | 138 | 138 | Steel Pole | 0.16 | 0 | 1 | 477.0 kcmil ACSR | 0 | 0 | 0 | 0 | 0 | 0 | 0 | 0 | 0 | 0 | 0 | 0 | 0 | 0 | 0 | 0 | 0 | 0 | 0 | 0 | 0 | 0 | 0 | 12
NO |  | 275 | 2011 | 21 | 27 | 27 |  | Amberg | Holmes | 138 | 138 | Steel Pole | 1.97 | 0 | 1 | 477.0 kcmil ACSR | 0 | 0 | 0 | 0 | 0 | 0 | 0 | 0 | 0 | 0 | 0 | 0 | 0 | 0 | 0 | 0 | 0 | 0 | 0 | 0 | 0 | 0 | 0 | 12
NO |  | 275 | 2011 | 21 | 28 | 28 |  | Amberg | Holmes | 138 | 138 | Steel Pole | 0.14 | 0 | 1 | 477.0 kcmil ACSR | 0 | 0 | 0 | 0 | 0 | 0 | 0 | 0 | 0 | 0 | 0 | 0 | 0 | 0 | 0 | 0 | 0 | 0 | 0 | 0 | 0 | 0 | 0 | 12
NO |  | 275 | 2011 | 21 | 29 | 29 |  | Amberg | Holmes | 138 | 138 | Steel Pole | 0.17 | 0 | 1 | 477.0 kcmil ACSR | 0 | 0 | 0 | 0 | 0 | 0 | 0 | 0 | 0 | 0 | 0 | 0 | 0 | 0 | 0 | 0 | 0 | 0 | 0 | 0 | 0 | 0 | 0 | 12
NO |  | 275 | 2011 | 21 | 30 | 30 |  | Amberg | Holmes | 138 | 138 | Steel Pole | 0.56 | 0 | 1 | 477.0 kcmil ACSR | 0 | 0 | 0 | 0 | 0 | 0 | 0 | 0 | 0 | 0 | 0 | 0 | 0 | 0 | 0 | 0 | 0 | 0 | 0 | 0 | 0 | 0 | 0 | 12
NO |  | 275 | 2011 | 21 | 31 | 31 |  | Amberg | Holmes | 138 | 138 | Steel Pole | 0.18 | 0 | 1 | 477.0 kcmil ACSR | 0 | 0 | 0 | 0 | 0 | 0 | 0 | 0 | 0 | 0 | 0 | 0 | 0 | 0 | 0 | 0 | 0 | 0 | 0 | 0 | 0 | 0 | 0 | 12
NO |  | 275 | 2011 | 21 | 32 | 32 |  | Amberg | Holmes | 138 | 138 | Steel Pole | 0.02 | 0 | 1 | 477.0 kcmil ACSR | 0 | 0 | 0 | 0 | 0 | 0 | 0 | 0 | 0 | 0 | 0 | 0 | 0 | 0 | 0 | 0 | 0 | 0 | 0 | 0 | 0 | 0 | 0 | 12
NO |  | 275 | 2011 | 21 | 33 | 33 |  | Butternut | Auburn | 138 | 138 | Steel Pole | 0.14 | 0 | 1 | 477.0 kcmil ACSR | 0 | 0 | 0 | 0 | 0 | 0 | 0 | 0 | 0 | 0 | 0 | 0 | 0 | 0 | 0 | 0 | 0 | 0 | 0 | 0 | 0 | 0 | 0 | 12
NO |  | 275 | 2011 | 21 | 34 | 34 |  | Butternut | Auburn | 138 | 138 | Steel Pole | 12.15 | 0 | 1 | 795.0 kcmil ACSR | 0 | 0 | 0 | 0 | 0 | 0 | 0 | 0 | 0 | 0 | 0 | 0 | 0 | 0 | 0 | 0 | 0 | 0 | 0 | 0 | 0 | 0 | 0 | 12
NO |  | 275 | 2011 | 21 | 35 | 35 |  | Butternut | Auburn | 138 | 138 | Steel Pole | 0 | 0.75 | 2 | 795.0 kcmil ACSR | 0 | 0 | 0 | 0 | 0 | 0 | 0 | 0 | 0 | 0 | 0 | 0 | 0 | 0 | 0 | 0 | 0 | 0 | 0 | 0 | 0 | 0 | 0 | 12
NO |  | 275 | 2011 | 22 | 1 | 1 |  | Christiana | Kegonsa | 138 | 138 | Steel Pole | 0.03 | 0 | 1 | 954.0 kcmil ACSS | 0 | 0 | 0 | 0 | 0 | 0 | 0 | 0 | 0 | 0 | 0 | 0 | 0 | 0 | 0 | 0 | 0 | 0 | 0 | 0 | 0 | 0 | 0 | 12
NO |  | 275 | 2011 | 22 | 2 | 2 |  | Christiana | Kegonsa | 138 | 138 | Steel Pole | 0 | 9.35 | 2 | 954.0 kcmil ACSS | 0 | 0 | 0 | 0 | 0 | 0 | 0 | 0 | 0 | 0 | 0 | 0 | 0 | 0 | 0 | 0 | 0 | 0 | 0 | 0 | 0 | 0 | 0 | 12
NO |  | 275 | 2011 | 22 | 3 | 3 |  | Christiana | Kegonsa | 138 | 138 | Steel Pole | 0.08 | 0 | 1 | 954.0 kcmil ACSS | 0 | 0 | 0 | 0 | 0 | 0 | 0 | 0 | 0 | 0 | 0 | 0 | 0 | 0 | 0 | 0 | 0 | 0 | 0 | 0 | 0 | 0 | 0 | 12
NO |  | 275 | 2011 | 22 | 4 | 4 |  | Duplainville | Sussex | 138 | 138 | Various | 4.3 | 0 | 1 | 556.5 kcmil ACSR | 0 | 0 | 0 | 0 | 0 | 0 | 0 | 0 | 0 | 0 | 0 | 0 | 0 | 0 | 0 | 0 | 0 | 0 | 0 | 0 | 0 | 0 | 0 | 12
NO |  | 275 | 2011 | 22 | 5 | 5 |  | Duplainville | Sussex | 138 | 138 | Various | 0.08 | 0 | 1 | 556.5 kcmil ACSR | 0 | 0 | 0 | 0 | 0 | 0 | 0 | 0 | 0 | 0 | 0 | 0 | 0 | 0 | 0 | 0 | 0 | 0 | 0 | 0 | 0 | 0 | 0 | 12
NO |  | 275 | 2011 | 22 | 6 | 6 |  | Duplainville | Sussex | 138 | 138 | Various | 0.14 | 0 | 1 | 556.5 kcmil ACSR | 0 | 0 | 0 | 0 | 0 | 0 | 0 | 0 | 0 | 0 | 0 | 0 | 0 | 0 | 0 | 0 | 0 | 0 | 0 | 0 | 0 | 0 | 0 | 12
NO |  | 275 | 2011 | 22 | 7 | 7 |  | Holmes | Chalk Hill Hy | 138 | 138 | Various | 0.03 | 0 | 1 | 477.0 kcmil ACSR | 0 | 0 | 0 | 0 | 0 | 0 | 0 | 0 | 0 | 0 | 0 | 0 | 0 | 0 | 0 | 0 | 0 | 0 | 0 | 0 | 0 | 0 | 0 | 12
NO |  | 275 | 2011 | 22 | 8 | 8 |  | Holmes | Chalk Hill Hy | 138 | 138 | Various | 0 | 0.37 | 2 | 477.0 kcmil ACSR | 0 | 0 | 0 | 0 | 0 | 0 | 0 | 0 | 0 | 0 | 0 | 0 | 0 | 0 | 0 | 0 | 0 | 0 | 0 | 0 | 0 | 0 | 0 | 12
NO |  | 275 | 2011 | 22 | 9 | 9 |  | Holmes | Chalk Hill Hy | 138 | 138 | Various | 2.11 | 0 | 1 | 4/0 AWG ACSR 6/1 | 0 | 0 | 0 | 0 | 0 | 0 | 0 | 0 | 0 | 0 | 0 | 0 | 0 | 0 | 0 | 0 | 0 | 0 | 0 | 0 | 0 | 0 | 0 | 12
NO |  | 275 | 2011 | 22 | 10 | 10 |  | Holmes | Chalk Hill Hy | 138 | 138 | Various | 0.19 | 0 | 1 | 4/0 AWG ACSR 6/1 | 0 | 0 | 0 | 0 | 0 | 0 | 0 | 0 | 0 | 0 | 0 | 0 | 0 | 0 | 0 | 0 | 0 | 0 | 0 | 0 | 0 | 0 | 0 | 12
NO |  | 275 | 2011 | 22 | 11 | 11 |  | Holmes | White Rapids Hy | 138 | 138 | Various | 0.02 | 0 | 1 | 477.0 kcmil ACSR | 0 | 0 | 0 | 0 | 0 | 0 | 0 | 0 | 0 | 0 | 0 | 0 | 0 | 0 | 0 | 0 | 0 | 0 | 0 | 0 | 0 | 0 | 0 | 12
NO |  | 275 | 2011 | 22 | 12 | 12 |  | Holmes | White Rapids Hy | 138 | 138 | Various | 0.04 | 0 | 1 | 477.0 kcmil ACSR | 0 | 0 | 0 | 0 | 0 | 0 | 0 | 0 | 0 | 0 | 0 | 0 | 0 | 0 | 0 | 0 | 0 | 0 | 0 | 0 | 0 | 0 | 0 | 12
NO |  | 275 | 2011 | 22 | 13 | 13 |  | Holmes | White Rapids Hy | 138 | 138 | Various | 0.14 | 0 | 1 | 477.0 kcmil ACSR | 0 | 0 | 0 | 0 | 0 | 0 | 0 | 0 | 0 | 0 | 0 | 0 | 0 | 0 | 0 | 0 | 0 | 0 | 0 | 0 | 0 | 0 | 0 | 12
NO |  | 275 | 2011 | 22 | 14 | 14 |  | Holmes | White Rapids Hy | 138 | 138 | Various | 0.01 | 0 | 1 | 477.0 kcmil ACSR | 0 | 0 | 0 | 0 | 0 | 0 | 0 | 0 | 0 | 0 | 0 | 0 | 0 | 0 | 0 | 0 | 0 | 0 | 0 | 0 | 0 | 0 | 0 | 12
NO |  | 275 | 2011 | 22 | 15 | 15 |  | Ingalls | Holmes | 138 | 138 | Steel Pole | 13.11 | 0 | 1 | 477.0 kcmil ACSR | 0 | 0 | 0 | 0 | 0 | 0 | 0 | 0 | 0 | 0 | 0 | 0 | 0 | 0 | 0 | 0 | 0 | 0 | 0 | 0 | 0 | 0 | 0 | 12
NO |  | 275 | 2011 | 22 | 16 | 16 |  | North Madison 345/138 kV | North Madison | 138 | 138 | Steel Pole | 0.14 | 0 | 1 | 477.0 kcmil ACSR | 0 | 0 | 0 | 0 | 0 | 0 | 0 | 0 | 0 | 0 | 0 | 0 | 0 | 0 | 0 | 0 | 0 | 0 | 0 | 0 | 0 | 0 | 0 | 12
NO |  | 275 | 2011 | 22 | 17 | 17 |  | North Madison 345/138 kV | North Madison | 138 | 138 | Steel Pole | 0.02 | 0 | 1 | 795.0 kcmil ACSR | 0 | 0 | 0 | 0 | 0 | 0 | 0 | 0 | 0 | 0 | 0 | 0 | 0 | 0 | 0 | 0 | 0 | 0 | 0 | 0 | 0 | 0 | 0 | 12
NO |  | 275 | 2011 | 22 | 18 | 18 |  | Presque Isle SW YD | Empire Mine | 138 | 138 | H-Frame | 11.65 | 0 | 1 | 605.0 kcmil ACSR | 0 | 0 | 0 | 0 | 0 | 0 | 0 | 0 | 0 | 0 | 0 | 0 | 0 | 0 | 0 | 0 | 0 | 0 | 0 | 0 | 0 | 0 | 0 | 12
NO |  | 275 | 2011 | 22 | 19 | 19 |  | Presque Isle SW YD | Empire Mine | 138 | 138 | H-Frame | 0.25 | 0 | 1 | 605.0 kcmil ACSR | 0 | 0 | 0 | 0 | 0 | 0 | 0 | 0 | 0 | 0 | 0 | 0 | 0 | 0 | 0 | 0 | 0 | 0 | 0 | 0 | 0 | 0 | 0 | 12
NO |  | 275 | 2011 | 22 | 20 | 20 |  | Presque Isle SW YD | Empire Mine | 138 | 138 | H-Frame | 3.69 | 0 | 1 | 605.0 kcmil ACSR | 0 | 0 | 0 | 0 | 0 | 0 | 0 | 0 | 0 | 0 | 0 | 0 | 0 | 0 | 0 | 0 | 0 | 0 | 0 | 0 | 0 | 0 | 0 | 12
NO |  | 275 | 2011 | 22 | 21 | 21 |  | Presque Isle SW YD | Empire Mine | 138 | 138 | H-Frame | 0.17 | 0 | 1 | 605.0 kcmil ACSR | 0 | 0 | 0 | 0 | 0 | 0 | 0 | 0 | 0 | 0 | 0 | 0 | 0 | 0 | 0 | 0 | 0 | 0 | 0 | 0 | 0 | 0 | 0 | 12
NO |  | 275 | 2011 | 22 | 22 | 22 |  | Presque Isle SW YD | Empire Mine | 138 | 138 | H-Frame | 0 | 1.33 | 2 | 605.0 kcmil ACSR | 0 | 0 | 0 | 0 | 0 | 0 | 0 | 0 | 0 | 0 | 0 | 0 | 0 | 0 | 0 | 0 | 0 | 0 | 0 | 0 | 0 | 0 | 0 | 12
NO |  | 275 | 2011 | 22 | 23 | 23 |  | Presque Isle SW YD | Empire Mine | 138 | 138 | H-Frame | 0.18 | 0 | 1 | 605.0 kcmil ACSR | 0 | 0 | 0 | 0 | 0 | 0 | 0 | 0 | 0 | 0 | 0 | 0 | 0 | 0 | 0 | 0 | 0 | 0 | 0 | 0 | 0 | 0 | 0 | 12
NO |  | 275 | 2011 | 22 | 24 | 24 |  | West Marinette SW YD | Menominee | 138 | 138 | Various | 0 | 0.07 | 2 | 477.0 kcmil ACSR | 0 | 0 | 0 | 0 | 0 | 0 | 0 | 0 | 0 | 0 | 0 | 0 | 0 | 0 | 0 | 0 | 0 | 0 | 0 | 0 | 0 | 0 | 0 | 12
NO |  | 275 | 2011 | 22 | 25 | 25 |  | West Marinette SW YD | Menominee | 138 | 138 | Various | 0 | 3.72 | 2 | 477.0 kcmil ACSR | 0 | 0 | 0 | 0 | 0 | 0 | 0 | 0 | 0 | 0 | 0 | 0 | 0 | 0 | 0 | 0 | 0 | 0 | 0 | 0 | 0 | 0 | 0 | 12
NO |  | 275 | 2011 | 22 | 26 | 26 |  | West Marinette SW YD | Menominee | 138 | 138 | Various | 0 | 3.31 | 2 | 477.0 kcmil ACSR | 0 | 0 | 0 | 0 | 0 | 0 | 0 | 0 | 0 | 0 | 0 | 0 | 0 | 0 | 0 | 0 | 0 | 0 | 0 | 0 | 0 | 0 | 0 | 12
NO |  | 275 | 2011 | 22 | 27 | 27 |  | West Marinette SW YD | Menominee | 138 | 138 | Various | 0 | 0.01 | 2 | 477.0 kcmil ACSR | 0 | 0 | 0 | 0 | 0 | 0 | 0 | 0 | 0 | 0 | 0 | 0 | 0 | 0 | 0 | 0 | 0 | 0 | 0 | 0 | 0 | 0 | 0 | 12
NO |  | 275 | 2011 | 22 | 28 | 28 |  | West Marinette SW YD | Menominee | 138 | 138 | Various | 0 | 0 | 2 | 477.0 kcmil ACSR | 0 | 0 | 0 | 0 | 0 | 0 | 0 | 0 | 0 | 0 | 0 | 0 | 0 | 0 | 0 | 0 | 0 | 0 | 0 | 0 | 0 | 0 | 0 | 12
NO |  | 275 | 2011 | 22 | 29 | 29 |  | Waukesha | Duplainville | 138 | 138 | Steel Pole | 0.03 | 0 | 1 | 556.5 kcmil ACSR | 0 | 0 | 0 | 0 | 0 | 0 | 0 | 0 | 0 | 0 | 0 | 0 | 0 | 0 | 0 | 0 | 0 | 0 | 0 | 0 | 0 | 0 | 0 | 12
NO |  | 275 | 2011 | 22 | 30 | 30 |  | Waukesha | Duplainville | 138 | 138 | Steel Pole | 3.76 | 0 | 1 | 556.5 kcmil ACSR | 0 | 0 | 0 | 0 | 0 | 0 | 0 | 0 | 0 | 0 | 0 | 0 | 0 | 0 | 0 | 0 | 0 | 0 | 0 | 0 | 0 | 0 | 0 | 12
NO |  | 275 | 2011 | 22 | 31 | 31 |  | Lost Dauphin | Mystery Hills | 138 | 138 | Various | 0 | 2.37 | 2 | 795.0 kcmil ACSR | 0 | 0 | 0 | 0 | 0 | 0 | 0 | 0 | 0 | 0 | 0 | 0 | 0 | 0 | 0 | 0 | 0 | 0 | 0 | 0 | 0 | 0 | 0 | 12
NO |  | 275 | 2011 | 22 | 32 | 32 |  | Mystery Hills | Highway V | 138 | 138 | Various | 0 | 3.53 | 2 | 795.0 kcmil ACSR | 0 | 0 | 0 | 0 | 0 | 0 | 0 | 0 | 0 | 0 | 0 | 0 | 0 | 0 | 0 | 0 | 0 | 0 | 0 | 0 | 0 | 0 | 0 | 12
NO |  | 275 | 2011 | 22 | 33 | 33 |  | Mystery Hills | Highway V | 138 | 138 | Various | 0 | 0.14 | 2 | 795.0 kcmil ACSR | 0 | 0 | 0 | 0 | 0 | 0 | 0 | 0 | 0 | 0 | 0 | 0 | 0 | 0 | 0 | 0 | 0 | 0 | 0 | 0 | 0 | 0 | 0 | 12
NO |  | 275 | 2011 | 22 | 34 | 34 |  | Lost Dauphin | Mystery Hills | 138 | 138 | Various | 0 | 4.65 | 2 | 795.0 kcmil ACSR | 0 | 0 | 0 | 0 | 0 | 0 | 0 | 0 | 0 | 0 | 0 | 0 | 0 | 0 | 0 | 0 | 0 | 0 | 0 | 0 | 0 | 0 | 0 | 12
NO |  | 275 | 2011 | 22 | 35 | 35 |  | East Krok | Canal | 138 | 138 | Various | 29.62 | 0 | 1 | 477.0 kcmil ACSR | 0 | 0 | 0 | 0 | 0 | 0 | 0 | 0 | 0 | 0 | 0 | 0 | 0 | 0 | 0 | 0 | 0 | 0 | 0 | 0 | 0 | 0 | 0 | 12
NO |  | 275 | 2011 | 23 | 1 | 1 |  | Werner | Hintz | 138 | 138 | Various | 0.04 | 0 | 1 | 795.0 kcmil ACSR | 0 | 0 | 0 | 0 | 0 | 0 | 0 | 0 | 0 | 0 | 0 | 0 | 0 | 0 | 0 | 0 | 0 | 0 | 0 | 0 | 0 | 0 | 0 | 12
NO |  | 275 | 2011 | 23 | 2 | 2 |  | Ontonagon | Stone Container | 138 | 138 | Various | 2.17 | 0 | 1 | 605.0 kcmil ACSR | 0 | 0 | 0 | 0 | 0 | 0 | 0 | 0 | 0 | 0 | 0 | 0 | 0 | 0 | 0 | 0 | 0 | 0 | 0 | 0 | 0 | 0 | 0 | 12
NO |  | 275 | 2011 | 23 | 3 | 3 |  | Holland | Plymouth Sub 4 | 138 | 138 | Various | 0 | 3.93 | 2 | 1033.5 kcmil ACSR | 0 | 0 | 0 | 0 | 0 | 0 | 0 | 0 | 0 | 0 | 0 | 0 | 0 | 0 | 0 | 0 | 0 | 0 | 0 | 0 | 0 | 0 | 0 | 12
NO |  | 275 | 2011 | 23 | 4 | 4 |  | Holland | Plymouth Sub 4 | 138 | 138 | Various | 0 | 3.07 | 2 | 1033.5 kcmil ACSR | 0 | 0 | 0 | 0 | 0 | 0 | 0 | 0 | 0 | 0 | 0 | 0 | 0 | 0 | 0 | 0 | 0 | 0 | 0 | 0 | 0 | 0 | 0 | 12
NO |  | 275 | 2011 | 23 | 5 | 5 |  | Plymouth Sub 4 | Howards Grove | 138 | 138 | Various | 0 | 3.19 | 2 | 1033.5 kcmil ACSR | 0 | 0 | 0 | 0 | 0 | 0 | 0 | 0 | 0 | 0 | 0 | 0 | 0 | 0 | 0 | 0 | 0 | 0 | 0 | 0 | 0 | 0 | 0 | 12
NO |  | 275 | 2011 | 23 | 6 | 6 |  | Plymouth Sub 4 | Howards Grove | 138 | 138 | Various | 0 | 2.41 | 2 | 477.0 kcmil ACSR | 0 | 0 | 0 | 0 | 0 | 0 | 0 | 0 | 0 | 0 | 0 | 0 | 0 | 0 | 0 | 0 | 0 | 0 | 0 | 0 | 0 | 0 | 0 | 12
NO |  | 275 | 2011 | 23 | 7 | 7 |  | Holland | Plymouth Sub 4 | 138 | 138 | Various | 0 | 1.6 | 2 | 477.0 kcmil ACSR | 0 | 0 | 0 | 0 | 0 | 0 | 0 | 0 | 0 | 0 | 0 | 0 | 0 | 0 | 0 | 0 | 0 | 0 | 0 | 0 | 0 | 0 | 0 | 12
NO |  | 275 | 2011 | 23 | 8 | 8 |  | Plymouth Sub 4 | Howards Grove | 138 | 138 | Various | 0 | 1.6 | 2 | 477.0 kcmil ACSR | 0 | 0 | 0 | 0 | 0 | 0 | 0 | 0 | 0 | 0 | 0 | 0 | 0 | 0 | 0 | 0 | 0 | 0 | 0 | 0 | 0 | 0 | 0 | 12
NO |  | 275 | 2011 | 23 | 9 | 9 |  | Holland | Plymouth Sub 4 | 138 | 138 | Various | 0 | 7.01 | 2 | 1033.5 kcmil ACSR | 0 | 0 | 0 | 0 | 0 | 0 | 0 | 0 | 0 | 0 | 0 | 0 | 0 | 0 | 0 | 0 | 0 | 0 | 0 | 0 | 0 | 0 | 0 | 12
NO |  | 275 | 2011 | 23 | 10 | 10 |  | Hartford | Butler Ridge | 138 | 138 | H-Frame | 0.11 | 0 | 1 | 795.0 kcmil ACSR | 0 | 0 | 0 | 0 | 0 | 0 | 0 | 0 | 0 | 0 | 0 | 0 | 0 | 0 | 0 | 0 | 0 | 0 | 0 | 0 | 0 | 0 | 0 | 12
NO |  | 275 | 2011 | 23 | 11 | 11 |  | Hartford | Butler Ridge | 138 | 138 | H-Frame | 2.23 | 0 | 1 | 795.0 kcmil ACSR | 0 | 0 | 0 | 0 | 0 | 0 | 0 | 0 | 0 | 0 | 0 | 0 | 0 | 0 | 0 | 0 | 0 | 0 | 0 | 0 | 0 | 0 | 0 | 12
NO |  | 275 | 2011 | 23 | 12 | 12 |  | Hartford | Butler Ridge | 138 | 138 | H-Frame | 0.11 | 0 | 1 | 795.0 kcmil ACSR | 0 | 0 | 0 | 0 | 0 | 0 | 0 | 0 | 0 | 0 | 0 | 0 | 0 | 0 | 0 | 0 | 0 | 0 | 0 | 0 | 0 | 0 | 0 | 12
NO |  | 275 | 2011 | 23 | 13 | 13 |  | Hartford | Butler Ridge | 138 | 138 | H-Frame | 0.02 | 0 | 1 | 795.0 kcmil ACSR | 0 | 0 | 0 | 0 | 0 | 0 | 0 | 0 | 0 | 0 | 0 | 0 | 0 | 0 | 0 | 0 | 0 | 0 | 0 | 0 | 0 | 0 | 0 | 12
NO |  | 275 | 2011 | 23 | 14 | 14 |  | Highway 22 | Morgan | 345 | 345 | Wood Pole | 0 | 12.76 | 2 | 1113.0 kcmil ACSR | 0 | 0 | 0 | 0 | 0 | 0 | 0 | 0 | 0 | 0 | 0 | 0 | 0 | 0 | 0 | 0 | 0 | 0 | 0 | 0 | 0 | 0 | 0 | 12
NO |  | 275 | 2011 | 23 | 15 | 15 |  | Highway 22 | Morgan | 345 | 345 | Wood Pole | 0.15 | 0 | 1 | 1113.0 kcmil ACSR | 0 | 0 | 0 | 0 | 0 | 0 | 0 | 0 | 0 | 0 | 0 | 0 | 0 | 0 | 0 | 0 | 0 | 0 | 0 | 0 | 0 | 0 | 0 | 12
NO |  | 275 | 2011 | 23 | 16 | 16 |  | Highway 22 | Morgan | 345 | 345 | Wood Pole | 0 | 4.47 | 2 | 1113.0 kcmil ACSR | 0 | 0 | 0 | 0 | 0 | 0 | 0 | 0 | 0 | 0 | 0 | 0 | 0 | 0 | 0 | 0 | 0 | 0 | 0 | 0 | 0 | 0 | 0 | 12
NO |  | 275 | 2011 | 23 | 17 | 17 |  | Highway 22 | Morgan | 345 | 345 | Wood Pole | 0 | 0.14 | 2 | 1113.0 kcmil ACSR | 0 | 0 | 0 | 0 | 0 | 0 | 0 | 0 | 0 | 0 | 0 | 0 | 0 | 0 | 0 | 0 | 0 | 0 | 0 | 0 | 0 | 0 | 0 | 12
NO |  | 275 | 2011 | 23 | 18 | 18 |  | Highway 22 | Morgan | 345 | 345 | Wood Pole | 5.49 | 0 | 1 | 1113.0 kcmil ACSR | 0 | 0 | 0 | 0 | 0 | 0 | 0 | 0 | 0 | 0 | 0 | 0 | 0 | 0 | 0 | 0 | 0 | 0 | 0 | 0 | 0 | 0 | 0 | 12
NO |  | 275 | 2011 | 23 | 19 | 19 |  | Highway 22 | Morgan | 345 | 345 | Wood Pole | 0 | 5.14 | 2 | 1113.0 kcmil ACSR | 0 | 0 | 0 | 0 | 0 | 0 | 0 | 0 | 0 | 0 | 0 | 0 | 0 | 0 | 0 | 0 | 0 | 0 | 0 | 0 | 0 | 0 | 0 | 12
NO |  | 275 | 2011 | 23 | 20 | 20 |  | Highway 22 | Morgan | 345 | 345 | Wood Pole | 0.1 | 0 | 1 | 1113.0 kcmil ACSR | 0 | 0 | 0 | 0 | 0 | 0 | 0 | 0 | 0 | 0 | 0 | 0 | 0 | 0 | 0 | 0 | 0 | 0 | 0 | 0 | 0 | 0 | 0 | 12
NO |  | 275 | 2011 | 23 | 21 | 21 |  | Highway 22 | Morgan | 345 | 345 | Wood Pole | 0.24 | 0 | 1 | 1113.0 kcmil ACSR | 0 | 0 | 0 | 0 | 0 | 0 | 0 | 0 | 0 | 0 | 0 | 0 | 0 | 0 | 0 | 0 | 0 | 0 | 0 | 0 | 0 | 0 | 0 | 12
NO |  | 275 | 2011 | 23 | 22 | 22 |  | Highway 22 | Morgan | 345 | 345 | Wood Pole | 0.21 | 0 | 1 | 1113.0 kcmil ACSR | 0 | 0 | 0 | 0 | 0 | 0 | 0 | 0 | 0 | 0 | 0 | 0 | 0 | 0 | 0 | 0 | 0 | 0 | 0 | 0 | 0 | 0 | 0 | 12
NO |  | 275 | 2011 | 23 | 23 | 23 |  | Highway 22 | Gardner Park | 345 | 345 | Various | 0 | 0.09 | 2 | 1113.0 kcmil ACSR | 0 | 0 | 0 | 0 | 0 | 0 | 0 | 0 | 0 | 0 | 0 | 0 | 0 | 0 | 0 | 0 | 0 | 0 | 0 | 0 | 0 | 0 | 0 | 12
NO |  | 275 | 2011 | 23 | 24 | 24 |  | Highway 22 | Gardner Park | 345 | 345 | Various | 0 | 20.25 | 2 | 1113.0 kcmil ACSR | 0 | 0 | 0 | 0 | 0 | 0 | 0 | 0 | 0 | 0 | 0 | 0 | 0 | 0 | 0 | 0 | 0 | 0 | 0 | 0 | 0 | 0 | 0 | 12
NO |  | 275 | 2011 | 23 | 25 | 25 |  | Highway 22 | Gardner Park | 345 | 345 | Various | 0 | 8.15 | 2 | 1113.0 kcmil ACSR | 0 | 0 | 0 | 0 | 0 | 0 | 0 | 0 | 0 | 0 | 0 | 0 | 0 | 0 | 0 | 0 | 0 | 0 | 0 | 0 | 0 | 0 | 0 | 12
NO |  | 275 | 2011 | 23 | 26 | 26 |  | Highway 22 | Gardner Park | 345 | 345 | Various | 2.52 | 0 | 1 | 1113.0 kcmil ACSR | 0 | 0 | 0 | 0 | 0 | 0 | 0 | 0 | 0 | 0 | 0 | 0 | 0 | 0 | 0 | 0 | 0 | 0 | 0 | 0 | 0 | 0 | 0 | 12
NO |  | 275 | 2011 | 23 | 27 | 27 |  | Highway 22 | Gardner Park | 345 | 345 | Various | 0.99 | 0 | 1 | 1113.0 kcmil ACSR | 0 | 0 | 0 | 0 | 0 | 0 | 0 | 0 | 0 | 0 | 0 | 0 | 0 | 0 | 0 | 0 | 0 | 0 | 0 | 0 | 0 | 0 | 0 | 12
NO |  | 275 | 2011 | 23 | 28 | 28 |  | Highway 22 | Gardner Park | 345 | 345 | Various | 0 | 1.53 | 2 | 1113.0 kcmil ACSR | 0 | 0 | 0 | 0 | 0 | 0 | 0 | 0 | 0 | 0 | 0 | 0 | 0 | 0 | 0 | 0 | 0 | 0 | 0 | 0 | 0 | 0 | 0 | 12
NO |  | 275 | 2011 | 23 | 29 | 29 |  | Highway 22 | Gardner Park | 345 | 345 | Various | 0 | 0.17 | 2 | 1113.0 kcmil ACSR | 0 | 0 | 0 | 0 | 0 | 0 | 0 | 0 | 0 | 0 | 0 | 0 | 0 | 0 | 0 | 0 | 0 | 0 | 0 | 0 | 0 | 0 | 0 | 12
NO |  | 275 | 2011 | 23 | 30 | 30 |  | Highway 22 | Gardner Park | 345 | 345 | Various | 0 | 0.91 | 2 | 1113.0 kcmil ACSR | 0 | 0 | 0 | 0 | 0 | 0 | 0 | 0 | 0 | 0 | 0 | 0 | 0 | 0 | 0 | 0 | 0 | 0 | 0 | 0 | 0 | 0 | 0 | 12
NO |  | 275 | 2011 | 23 | 31 | 31 |  | Highway 22 | Gardner Park | 345 | 345 | Various | 0.37 | 0 | 1 | 1113.0 kcmil ACSR | 0 | 0 | 0 | 0 | 0 | 0 | 0 | 0 | 0 | 0 | 0 | 0 | 0 | 0 | 0 | 0 | 0 | 0 | 0 | 0 | 0 | 0 | 0 | 12
NO |  | 275 | 2011 | 23 | 32 | 32 |  | Highway 22 | Gardner Park | 345 | 345 | Various | 0 | 0.16 | 2 | 1113.0 kcmil ACSR | 0 | 0 | 0 | 0 | 0 | 0 | 0 | 0 | 0 | 0 | 0 | 0 | 0 | 0 | 0 | 0 | 0 | 0 | 0 | 0 | 0 | 0 | 0 | 12
NO |  | 275 | 2011 | 23 | 33 | 33 |  | Highway 22 | Gardner Park | 345 | 345 | Various | 0 | 7.42 | 2 | 1113.0 kcmil ACSR | 0 | 0 | 0 | 0 | 0 | 0 | 0 | 0 | 0 | 0 | 0 | 0 | 0 | 0 | 0 | 0 | 0 | 0 | 0 | 0 | 0 | 0 | 0 | 12
NO |  | 275 | 2011 | 23 | 34 | 34 |  | Highway 22 | Gardner Park | 345 | 345 | Various | 0 | 0.15 | 2 | 1113.0 kcmil ACSR | 0 | 0 | 0 | 0 | 0 | 0 | 0 | 0 | 0 | 0 | 0 | 0 | 0 | 0 | 0 | 0 | 0 | 0 | 0 | 0 | 0 | 0 | 0 | 12
NO |  | 275 | 2011 | 23 | 35 | 35 |  | Highway 22 | Gardner Park | 345 | 345 | Various | 0 | 3.17 | 2 | 1113.0 kcmil ACSR | 0 | 0 | 0 | 0 | 0 | 0 | 0 | 0 | 0 | 0 | 0 | 0 | 0 | 0 | 0 | 0 | 0 | 0 | 0 | 0 | 0 | 0 | 0 | 12
NO |  | 275 | 2011 | 24 | 1 | 1 |  | Highway 22 | Gardner Park | 345 | 345 | Various | 0 | 0.15 | 2 | 1113.0 kcmil ACSR | 0 | 0 | 0 | 0 | 0 | 0 | 0 | 0 | 0 | 0 | 0 | 0 | 0 | 0 | 0 | 0 | 0 | 0 | 0 | 0 | 0 | 0 | 0 | 12
NO |  | 275 | 2011 | 24 | 2 | 2 |  | Highway 22 | Gardner Park | 345 | 345 | Various | 0 | 4.89 | 2 | 1113.0 kcmil ACSR | 0 | 0 | 0 | 0 | 0 | 0 | 0 | 0 | 0 | 0 | 0 | 0 | 0 | 0 | 0 | 0 | 0 | 0 | 0 | 0 | 0 | 0 | 0 | 12
NO |  | 275 | 2011 | 24 | 3 | 3 |  | Highway 22 | Gardner Park | 345 | 345 | Various | 0 | 0.08 | 2 | 1113.0 kcmil ACSR | 0 | 0 | 0 | 0 | 0 | 0 | 0 | 0 | 0 | 0 | 0 | 0 | 0 | 0 | 0 | 0 | 0 | 0 | 0 | 0 | 0 | 0 | 0 | 12
NO |  | 275 | 2011 | 24 | 4 | 4 |  | North Appleton | Lost Dauphin | 138 | 138 | Wood Pole | 0.12 | 0 | 1 | 795.0 kcmil ACSR | 0 | 0 | 0 | 0 | 0 | 0 | 0 | 0 | 0 | 0 | 0 | 0 | 0 | 0 | 0 | 0 | 0 | 0 | 0 | 0 | 0 | 0 | 0 | 12
NO |  | 275 | 2011 | 24 | 5 | 5 |  | North Appleton | Lost Dauphin | 138 | 138 | Wood Pole | 0.69 | 0 | 1 | 477.0 kcmil ACSR | 0 | 0 | 0 | 0 | 0 | 0 | 0 | 0 | 0 | 0 | 0 | 0 | 0 | 0 | 0 | 0 | 0 | 0 | 0 | 0 | 0 | 0 | 0 | 12
NO |  | 275 | 2011 | 24 | 6 | 6 |  | North Appleton | Lost Dauphin | 138 | 138 | Wood Pole | 0.21 | 0 | 1 | 477.0 kcmil ACSR | 0 | 0 | 0 | 0 | 0 | 0 | 0 | 0 | 0 | 0 | 0 | 0 | 0 | 0 | 0 | 0 | 0 | 0 | 0 | 0 | 0 | 0 | 0 | 12
NO |  | 275 | 2011 | 24 | 7 | 7 |  | North Appleton | Lost Dauphin | 138 | 138 | Wood Pole | 2.43 | 0 | 1 | 477.0 kcmil ACSR | 0 | 0 | 0 | 0 | 0 | 0 | 0 | 0 | 0 | 0 | 0 | 0 | 0 | 0 | 0 | 0 | 0 | 0 | 0 | 0 | 0 | 0 | 0 | 12
NO |  | 275 | 2011 | 24 | 8 | 8 |  | North Appleton | Lost Dauphin | 138 | 138 | Wood Pole | 7.26 | 0 | 1 | 477.0 kcmil ACSR | 0 | 0 | 0 | 0 | 0 | 0 | 0 | 0 | 0 | 0 | 0 | 0 | 0 | 0 | 0 | 0 | 0 | 0 | 0 | 0 | 0 | 0 | 0 | 12
NO |  | 275 | 2011 | 24 | 9 | 9 |  | North Appleton | Lost Dauphin | 138 | 138 | Wood Pole | 1.01 | 0 | 1 | 477.0 kcmil ACSR | 0 | 0 | 0 | 0 | 0 | 0 | 0 | 0 | 0 | 0 | 0 | 0 | 0 | 0 | 0 | 0 | 0 | 0 | 0 | 0 | 0 | 0 | 0 | 12
NO |  | 275 | 2011 | 24 | 10 | 10 |  | North Appleton | Lost Dauphin | 138 | 138 | Wood Pole | 0.46 | 0 | 1 | 477.0 kcmil ACSR | 0 | 0 | 0 | 0 | 0 | 0 | 0 | 0 | 0 | 0 | 0 | 0 | 0 | 0 | 0 | 0 | 0 | 0 | 0 | 0 | 0 | 0 | 0 | 12
NO |  | 275 | 2011 | 24 | 11 | 11 |  | Hoover | Arnott | 138 | 138 | Wood Pole | 4.1 | 0 | 1 | 795.0 kcmil ACSR | 0 | 0 | 0 | 0 | 0 | 0 | 0 | 0 | 0 | 0 | 0 | 0 | 0 | 0 | 0 | 0 | 0 | 0 | 0 | 0 | 0 | 0 | 0 | 12
NO |  | 275 | 2011 | 24 | 12 | 12 |  | Hoover | Arnott | 138 | 138 | Wood Pole | 2.43 | 0 | 1 | 795.0 kcmil ACSR | 0 | 0 | 0 | 0 | 0 | 0 | 0 | 0 | 0 | 0 | 0 | 0 | 0 | 0 | 0 | 0 | 0 | 0 | 0 | 0 | 0 | 0 | 0 | 12
NO |  | 275 | 2011 | 24 | 13 | 13 |  | Hoover | Arnott | 138 | 138 | Wood Pole | 0.08 | 0 | 1 | 795.0 kcmil ACSR | 0 | 0 | 0 | 0 | 0 | 0 | 0 | 0 | 0 | 0 | 0 | 0 | 0 | 0 | 0 | 0 | 0 | 0 | 0 | 0 | 0 | 0 | 0 | 12
NO |  | 275 | 2011 | 24 | 14 | 14 |  | Hoover | Arnott | 138 | 138 | Wood Pole | 1 | 0 | 1 | 795.0 kcmil ACSR | 0 | 0 | 0 | 0 | 0 | 0 | 0 | 0 | 0 | 0 | 0 | 0 | 0 | 0 | 0 | 0 | 0 | 0 | 0 | 0 | 0 | 0 | 0 | 12
NO |  | 275 | 2011 | 24 | 15 | 15 |  | Hoover | Arnott | 138 | 138 | Wood Pole | 0.1 | 0 | 1 | 795.0 kcmil ACSR | 0 | 0 | 0 | 0 | 0 | 0 | 0 | 0 | 0 | 0 | 0 | 0 | 0 | 0 | 0 | 0 | 0 | 0 | 0 | 0 | 0 | 0 | 0 | 12
NO |  | 275 | 2011 | 24 | 16 | 16 |  | Iron Grove | Twin Lake Tap East | 138 | 138 | Various | 1.05 | 0 | 1 | 477.0 kcmil ACSR | 0 | 0 | 0 | 0 | 0 | 0 | 0 | 0 | 0 | 0 | 0 | 0 | 0 | 0 | 0 | 0 | 0 | 0 | 0 | 0 | 0 | 0 | 0 | 12
NO |  | 275 | 2011 | 24 | 17 | 17 |  | Iron Grove | Twin Lake Tap East | 138 | 138 | Various | 2.49 | 0 | 1 | 477.0 kcmil ACSR | 0 | 0 | 0 | 0 | 0 | 0 | 0 | 0 | 0 | 0 | 0 | 0 | 0 | 0 | 0 | 0 | 0 | 0 | 0 | 0 | 0 | 0 | 0 | 12
NO |  | 275 | 2011 | 24 | 18 | 18 |  | Iron Grove | Twin Lake Tap East | 138 | 138 | Various | 2.9 | 0 | 1 | 477.0 kcmil ACSR | 0 | 0 | 0 | 0 | 0 | 0 | 0 | 0 | 0 | 0 | 0 | 0 | 0 | 0 | 0 | 0 | 0 | 0 | 0 | 0 | 0 | 0 | 0 | 12
NO |  | 275 | 2011 | 24 | 19 | 19 |  | Iron Grove | Twin Lake Tap East | 138 | 138 | Various | 0.45 | 0 | 1 | 477.0 kcmil ACSR | 0 | 0 | 0 | 0 | 0 | 0 | 0 | 0 | 0 | 0 | 0 | 0 | 0 | 0 | 0 | 0 | 0 | 0 | 0 | 0 | 0 | 0 | 0 | 12
NO |  | 275 | 2011 | 24 | 20 | 20 |  | Iron Grove | Twin Lake Tap East | 138 | 138 | Various | 2.85 | 0 | 1 | 477.0 kcmil ACSR | 0 | 0 | 0 | 0 | 0 | 0 | 0 | 0 | 0 | 0 | 0 | 0 | 0 | 0 | 0 | 0 | 0 | 0 | 0 | 0 | 0 | 0 | 0 | 12
NO |  | 275 | 2011 | 24 | 21 | 21 |  | Iron Grove | Twin Lake Tap East | 138 | 138 | Various | 1.29 | 0 | 1 | 477.0 kcmil ACSR | 0 | 0 | 0 | 0 | 0 | 0 | 0 | 0 | 0 | 0 | 0 | 0 | 0 | 0 | 0 | 0 | 0 | 0 | 0 | 0 | 0 | 0 | 0 | 12
NO |  | 275 | 2011 | 24 | 22 | 22 |  | Iron Grove | Twin Lake Tap East | 138 | 138 | Various | 1.78 | 0 | 1 | 477.0 kcmil ACSR | 0 | 0 | 0 | 0 | 0 | 0 | 0 | 0 | 0 | 0 | 0 | 0 | 0 | 0 | 0 | 0 | 0 | 0 | 0 | 0 | 0 | 0 | 0 | 12
NO |  | 275 | 2011 | 24 | 23 | 23 |  | Iron Grove | Twin Lake Tap East | 138 | 138 | Various | 1.85 | 0 | 1 | 477.0 kcmil ACSR | 0 | 0 | 0 | 0 | 0 | 0 | 0 | 0 | 0 | 0 | 0 | 0 | 0 | 0 | 0 | 0 | 0 | 0 | 0 | 0 | 0 | 0 | 0 | 12
NO |  | 275 | 2011 | 24 | 24 | 24 |  | Iron Grove | Twin Lake Tap East | 138 | 138 | Various | 1.1 | 0 | 1 | 477.0 kcmil ACSR | 0 | 0 | 0 | 0 | 0 | 0 | 0 | 0 | 0 | 0 | 0 | 0 | 0 | 0 | 0 | 0 | 0 | 0 | 0 | 0 | 0 | 0 | 0 | 12
NO |  | 275 | 2011 | 24 | 25 | 25 |  | Iron Grove | Twin Lake Tap East | 138 | 138 | Various | 1.51 | 0 | 1 | 477.0 kcmil ACSR | 0 | 0 | 0 | 0 | 0 | 0 | 0 | 0 | 0 | 0 | 0 | 0 | 0 | 0 | 0 | 0 | 0 | 0 | 0 | 0 | 0 | 0 | 0 | 12
NO |  | 275 | 2011 | 24 | 26 | 26 |  | Iron Grove | Twin Lake Tap East | 138 | 138 | Various | 1.5 | 0 | 1 | 477.0 kcmil ACSR | 0 | 0 | 0 | 0 | 0 | 0 | 0 | 0 | 0 | 0 | 0 | 0 | 0 | 0 | 0 | 0 | 0 | 0 | 0 | 0 | 0 | 0 | 0 | 12
NO |  | 275 | 2011 | 24 | 27 | 27 |  | Iron Grove | Twin Lake Tap East | 138 | 138 | Various | 0.23 | 0 | 1 | 477.0 kcmil ACSR | 0 | 0 | 0 | 0 | 0 | 0 | 0 | 0 | 0 | 0 | 0 | 0 | 0 | 0 | 0 | 0 | 0 | 0 | 0 | 0 | 0 | 0 | 0 | 12
NO |  | 275 | 2011 | 24 | 28 | 28 |  | Iron Grove | Twin Lake Tap East | 138 | 138 | Various | 2.87 | 0 | 1 | 477.0 kcmil ACSR | 0 | 0 | 0 | 0 | 0 | 0 | 0 | 0 | 0 | 0 | 0 | 0 | 0 | 0 | 0 | 0 | 0 | 0 | 0 | 0 | 0 | 0 | 0 | 12
NO |  | 275 | 2011 | 24 | 29 | 29 |  | Iron Grove | Twin Lake Tap East | 138 | 138 | Various | 0.8 | 0 | 1 | 477.0 kcmil ACSR | 0 | 0 | 0 | 0 | 0 | 0 | 0 | 0 | 0 | 0 | 0 | 0 | 0 | 0 | 0 | 0 | 0 | 0 | 0 | 0 | 0 | 0 | 0 | 12
NO |  | 275 | 2011 | 24 | 30 | 30 |  | Iron Grove | Twin Lake Tap East | 138 | 138 | Various | 0.81 | 0 | 1 | 477.0 kcmil ACSR | 0 | 0 | 0 | 0 | 0 | 0 | 0 | 0 | 0 | 0 | 0 | 0 | 0 | 0 | 0 | 0 | 0 | 0 | 0 | 0 | 0 | 0 | 0 | 12
NO |  | 275 | 2011 | 24 | 31 | 31 |  | Iron Grove | Twin Lake Tap East | 138 | 138 | Various | 0.01 | 0 | 1 | 477.0 kcmil ACSR | 0 | 0 | 0 | 0 | 0 | 0 | 0 | 0 | 0 | 0 | 0 | 0 | 0 | 0 | 0 | 0 | 0 | 0 | 0 | 0 | 0 | 0 | 0 | 12
NO |  | 275 | 2011 | 24 | 32 | 32 |  | Twin Lake Tap West | Lakota Rd | 138 | 138 | Various | 1.23 | 0 | 1 | 477.0 kcmil ACSR | 0 | 0 | 0 | 0 | 0 | 0 | 0 | 0 | 0 | 0 | 0 | 0 | 0 | 0 | 0 | 0 | 0 | 0 | 0 | 0 | 0 | 0 | 0 | 12
NO |  | 275 | 2011 | 24 | 33 | 33 |  | Twin Lake Tap West | Lakota Rd | 138 | 138 | Various | 2.16 | 0 | 1 | 477.0 kcmil ACSR | 0 | 0 | 0 | 0 | 0 | 0 | 0 | 0 | 0 | 0 | 0 | 0 | 0 | 0 | 0 | 0 | 0 | 0 | 0 | 0 | 0 | 0 | 0 | 12
NO |  | 275 | 2011 | 24 | 34 | 34 |  | Twin Lake Tap West | Lakota Rd | 138 | 138 | Various | 0.72 | 0 | 1 | 477.0 kcmil ACSR | 0 | 0 | 0 | 0 | 0 | 0 | 0 | 0 | 0 | 0 | 0 | 0 | 0 | 0 | 0 | 0 | 0 | 0 | 0 | 0 | 0 | 0 | 0 | 12
NO |  | 275 | 2011 | 24 | 35 | 35 |  | Twin Lake Tap West | Lakota Rd | 138 | 138 | Various | 0.84 | 0 | 1 | 477.0 kcmil ACSR | 0 | 0 | 0 | 0 | 0 | 0 | 0 | 0 | 0 | 0 | 0 | 0 | 0 | 0 | 0 | 0 | 0 | 0 | 0 | 0 | 0 | 0 | 0 | 12
NO |  | 275 | 2011 | 25 | 1 | 1 |  | Twin Lake Tap West | Lakota Rd | 138 | 138 | Various | 0.02 | 0 | 1 | 477.0 kcmil ACSR | 0 | 0 | 0 | 0 | 0 | 0 | 0 | 0 | 0 | 0 | 0 | 0 | 0 | 0 | 0 | 0 | 0 | 0 | 0 | 0 | 0 | 0 | 0 | 12
NO |  | 275 | 2011 | 25 | 2 | 2 |  | Twin Lake Tap East | Twin Lake Tap West | 138 | 138 | Various | 0.01 | 0 | 1 | 477.0 kcmil ACSR | 0 | 0 | 0 | 0 | 0 | 0 | 0 | 0 | 0 | 0 | 0 | 0 | 0 | 0 | 0 | 0 | 0 | 0 | 0 | 0 | 0 | 0 | 0 | 12
NO |  | 275 | 2011 | 25 | 3 | 3 |  | Twin Lake Tap East | Twin Lake Tap West | 138 | 138 | Various | 0.01 | 0 | 1 | 477.0 kcmil ACSR | 0 | 0 | 0 | 0 | 0 | 0 | 0 | 0 | 0 | 0 | 0 | 0 | 0 | 0 | 0 | 0 | 0 | 0 | 0 | 0 | 0 | 0 | 0 | 12
NO |  | 275 | 2011 | 25 | 4 | 4 |  | Twin Lake Tap West | Lakota Rd | 138 | 138 | Various | 0.01 | 0 | 1 | 477.0 kcmil ACSR | 0 | 0 | 0 | 0 | 0 | 0 | 0 | 0 | 0 | 0 | 0 | 0 | 0 | 0 | 0 | 0 | 0 | 0 | 0 | 0 | 0 | 0 | 0 | 12
NO |  | 275 | 2011 | 25 | 5 | 5 |  | Twin Lake Tap East | Twin Lake | 138 | 138 | Various | 0.02 | 0 | 1 | 477.0 kcmil ACSR | 0 | 0 | 0 | 0 | 0 | 0 | 0 | 0 | 0 | 0 | 0 | 0 | 0 | 0 | 0 | 0 | 0 | 0 | 0 | 0 | 0 | 0 | 0 | 12
NO |  | 275 | 2011 | 25 | 6 | 6 |  | Twin Lake Tap West | Twin Lake | 138 | 138 | Various | 0.02 | 0 | 1 | 477.0 kcmil ACSR | 0 | 0 | 0 | 0 | 0 | 0 | 0 | 0 | 0 | 0 | 0 | 0 | 0 | 0 | 0 | 0 | 0 | 0 | 0 | 0 | 0 | 0 | 0 | 12
NO |  | 275 | 2011 | 25 | 7 | 7 |  | Jefferson | Fort Atkinson | 138 | 138 | Various | 0.1 | 0 | 1 | 477.0 kcmil ACSR | 0 | 0 | 0 | 0 | 0 | 0 | 0 | 0 | 0 | 0 | 0 | 0 | 0 | 0 | 0 | 0 | 0 | 0 | 0 | 0 | 0 | 0 | 0 | 12
NO |  | 275 | 2011 | 25 | 8 | 8 |  | Jefferson | Fort Atkinson | 138 | 138 | Various | 0.04 | 0 | 1 | 477.0 kcmil ACSR | 0 | 0 | 0 | 0 | 0 | 0 | 0 | 0 | 0 | 0 | 0 | 0 | 0 | 0 | 0 | 0 | 0 | 0 | 0 | 0 | 0 | 0 | 0 | 12
NO |  | 275 | 2011 | 25 | 9 | 9 |  | Jefferson | Fort Atkinson | 138 | 138 | Various | 4.53 | 0 | 1 | 477.0 kcmil ACSR | 0 | 0 | 0 | 0 | 0 | 0 | 0 | 0 | 0 | 0 | 0 | 0 | 0 | 0 | 0 | 0 | 0 | 0 | 0 | 0 | 0 | 0 | 0 | 12
NO |  | 275 | 2011 | 25 | 10 | 10 |  | Jefferson | Tyranena | 138 | 138 | Various | 1.62 | 0 | 1 | 477.0 kcmil ACSR | 0 | 0 | 0 | 0 | 0 | 0 | 0 | 0 | 0 | 0 | 0 | 0 | 0 | 0 | 0 | 0 | 0 | 0 | 0 | 0 | 0 | 0 | 0 | 12
NO |  | 275 | 2011 | 25 | 11 | 11 |  | Jefferson | Tyranena | 138 | 138 | Various | 2.24 | 0 | 1 | 477.0 kcmil ACSR | 0 | 0 | 0 | 0 | 0 | 0 | 0 | 0 | 0 | 0 | 0 | 0 | 0 | 0 | 0 | 0 | 0 | 0 | 0 | 0 | 0 | 0 | 0 | 12
NO |  | 275 | 2011 | 25 | 12 | 12 |  | Jefferson | Tyranena | 138 | 138 | Various | 1.31 | 0 | 1 | 477.0 kcmil ACSR | 0 | 0 | 0 | 0 | 0 | 0 | 0 | 0 | 0 | 0 | 0 | 0 | 0 | 0 | 0 | 0 | 0 | 0 | 0 | 0 | 0 | 0 | 0 | 12
NO |  | 275 | 2011 | 25 | 13 | 13 |  | Jefferson | Tyranena | 138 | 138 | Various | 1.64 | 0 | 1 | 477.0 kcmil ACSR | 0 | 0 | 0 | 0 | 0 | 0 | 0 | 0 | 0 | 0 | 0 | 0 | 0 | 0 | 0 | 0 | 0 | 0 | 0 | 0 | 0 | 0 | 0 | 12
NO |  | 275 | 2011 | 25 | 14 | 14 |  | Tyranena | Stony Brook | 138 | 138 | Various | 2.7 | 0 | 1 | 477.0 kcmil ACSR | 0 | 0 | 0 | 0 | 0 | 0 | 0 | 0 | 0 | 0 | 0 | 0 | 0 | 0 | 0 | 0 | 0 | 0 | 0 | 0 | 0 | 0 | 0 | 12
NO |  | 275 | 2011 | 25 | 15 | 15 |  | Tyranena | Stony Brook | 138 | 138 | Various | 5.43 | 0 | 1 | 477.0 kcmil ACSR | 0 | 0 | 0 | 0 | 0 | 0 | 0 | 0 | 0 | 0 | 0 | 0 | 0 | 0 | 0 | 0 | 0 | 0 | 0 | 0 | 0 | 0 | 0 | 12
NO |  | 275 | 2011 | 25 | 16 | 16 |  | Tyranena | Stony Brook | 138 | 138 | Various | 0 | 1.1 | 2 | 477.0 kcmil ACSR | 0 | 0 | 0 | 0 | 0 | 0 | 0 | 0 | 0 | 0 | 0 | 0 | 0 | 0 | 0 | 0 | 0 | 0 | 0 | 0 | 0 | 0 | 0 | 12
NO |  | 275 | 2011 | 25 | 17 | 17 |  | North Appleton | Mason St | 138 | 138 |  | 0.09 | 0 | 1 | 336.4 kcmil ACSR | 0 | 0 | 0 | 0 | 0 | 0 | 0 | 0 | 0 | 0 | 0 | 0 | 0 | 0 | 0 | 0 | 0 | 0 | 0 | 0 | 0 | 0 | 0 | 12
NO |  | 275 | 2011 | 25 | 18 | 18 |  | North Appleton | Mason St | 138 | 138 |  | 0.78 | 0 | 1 | 336.4 kcmil ACSR | 0 | 0 | 0 | 0 | 0 | 0 | 0 | 0 | 0 | 0 | 0 | 0 | 0 | 0 | 0 | 0 | 0 | 0 | 0 | 0 | 0 | 0 | 0 | 12
NO |  | 275 | 2011 | 25 | 19 | 19 |  | North Appleton | Mason St | 138 | 138 |  | 16.65 | 0 | 1 | 336.4 kcmil ACSR | 0 | 0 | 0 | 0 | 0 | 0 | 0 | 0 | 0 | 0 | 0 | 0 | 0 | 0 | 0 | 0 | 0 | 0 | 0 | 0 | 0 | 0 | 0 | 12
NO |  | 275 | 2011 | 25 | 20 | 20 |  | North Appleton | Mason St | 138 | 138 |  | 0.9 | 0 | 1 | 336.4 kcmil ACSR | 0 | 0 | 0 | 0 | 0 | 0 | 0 | 0 | 0 | 0 | 0 | 0 | 0 | 0 | 0 | 0 | 0 | 0 | 0 | 0 | 0 | 0 | 0 | 12
NO |  | 275 | 2011 | 25 | 21 | 21 |  | North Appleton | Mason St | 138 | 138 |  | 0 | 2.17 | 2 | 795.0 kcmil ACSR | 0 | 0 | 0 | 0 | 0 | 0 | 0 | 0 | 0 | 0 | 0 | 0 | 0 | 0 | 0 | 0 | 0 | 0 | 0 | 0 | 0 | 0 | 0 | 12
NO |  | 275 | 2011 | 25 | 22 | 22 |  | Kansas | Harbor (WE) | 138 | 138 |  | 0 | 0.09 | 2 | 795.0 kcmil ACSR | 0 | 0 | 0 | 0 | 0 | 0 | 0 | 0 | 0 | 0 | 0 | 0 | 0 | 0 | 0 | 0 | 0 | 0 | 0 | 0 | 0 | 0 | 0 | 12
NO |  | 275 | 2011 | 25 | 23 | 23 |  | Kansas | Harbor (WE) | 138 | 138 |  | 0 | 0.42 | 2 | 795.0 kcmil ACSR | 0 | 0 | 0 | 0 | 0 | 0 | 0 | 0 | 0 | 0 | 0 | 0 | 0 | 0 | 0 | 0 | 0 | 0 | 0 | 0 | 0 | 0 | 0 | 12
NO |  | 275 | 2011 | 25 | 24 | 24 |  | Kansas | Harbor (WE) | 138 | 138 | UG | 5.47 | 0 | 1 | 1250.0 kcmil Cu-T | 0 | 0 | 0 | 0 | 0 | 0 | 0 | 0 | 0 | 0 | 0 | 0 | 0 | 0 | 0 | 0 | 0 | 0 | 0 | 0 | 0 | 0 | 0 | 12
NO |  | 275 | 2011 | 25 | 25 | 25 |  | Norwich | Kansas | 138 | 138 |  | 0.11 | 0 | 1 | 2156.0 kcmil ACSR | 0 | 0 | 0 | 0 | 0 | 0 | 0 | 0 | 0 | 0 | 0 | 0 | 0 | 0 | 0 | 0 | 0 | 0 | 0 | 0 | 0 | 0 | 0 | 12
NO |  | 275 | 2011 | 25 | 26 | 26 |  | Norwich | Kansas | 138 | 138 |  | 0.07 | 0 | 1 | 2156.0 kcmil ACSR | 0 | 0 | 0 | 0 | 0 | 0 | 0 | 0 | 0 | 0 | 0 | 0 | 0 | 0 | 0 | 0 | 0 | 0 | 0 | 0 | 0 | 0 | 0 | 12
NO |  | 275 | 2011 | 25 | 27 | 27 |  | Norwich | Kansas | 138 | 138 |  | 0.31 | 0 | 1 | 2156.0 kcmil ACSR | 0 | 0 | 0 | 0 | 0 | 0 | 0 | 0 | 0 | 0 | 0 | 0 | 0 | 0 | 0 | 0 | 0 | 0 | 0 | 0 | 0 | 0 | 0 | 12
NO |  | 275 | 2011 | 25 | 28 | 28 |  | Kansas | Brookdale | 138 | 138 | Various | 0.17 | 0 | 1 | 795.0 kcmil ACSR | 0 | 0 | 0 | 0 | 0 | 0 | 0 | 0 | 0 | 0 | 0 | 0 | 0 | 0 | 0 | 0 | 0 | 0 | 0 | 0 | 0 | 0 | 0 | 12
NO |  | 275 | 2011 | 25 | 29 | 29 |  | Kansas | Brookdale | 138 | 138 | Various | 0 | 2.11 | 2 | 795.0 kcmil ACSR | 0 | 0 | 0 | 0 | 0 | 0 | 0 | 0 | 0 | 0 | 0 | 0 | 0 | 0 | 0 | 0 | 0 | 0 | 0 | 0 | 0 | 0 | 0 | 12
NO |  | 275 | 2011 | 25 | 30 | 30 |  | Kansas | Brookdale | 138 | 138 | Various | 0.13 | 0 | 1 | 795.0 kcmil ACSR | 0 | 0 | 0 | 0 | 0 | 0 | 0 | 0 | 0 | 0 | 0 | 0 | 0 | 0 | 0 | 0 | 0 | 0 | 0 | 0 | 0 | 0 | 0 | 12
NO |  | 275 | 2011 | 25 | 31 | 31 |  | Kansas | Brookdale | 138 | 138 | Various | 0 | 0.87 | 2 | 300.0 kcmil Cu 19 | 0 | 0 | 0 | 0 | 0 | 0 | 0 | 0 | 0 | 0 | 0 | 0 | 0 | 0 | 0 | 0 | 0 | 0 | 0 | 0 | 0 | 0 | 0 | 12
NO |  | 275 | 2011 | 25 | 32 | 32 |  | Kansas | Brookdale | 138 | 138 | Various | 0 | 0.88 | 2 | 477.0 kcmil ACSR | 0 | 0 | 0 | 0 | 0 | 0 | 0 | 0 | 0 | 0 | 0 | 0 | 0 | 0 | 0 | 0 | 0 | 0 | 0 | 0 | 0 | 0 | 0 | 12
NO |  | 275 | 2011 | 25 | 33 | 33 |  | Kansas | Brookdale | 138 | 138 | Various | 0 | 4.17 | 2 | 300.0 kcmil Cu 19 | 0 | 0 | 0 | 0 | 0 | 0 | 0 | 0 | 0 | 0 | 0 | 0 | 0 | 0 | 0 | 0 | 0 | 0 | 0 | 0 | 0 | 0 | 0 | 12
NO |  | 275 | 2011 | 25 | 34 | 34 |  | Oconto | Sherwood | 138 | 138 | Various | 0.89 | 0 | 1 | 795.0 kcmil ACSR | 0 | 0 | 0 | 0 | 0 | 0 | 0 | 0 | 0 | 0 | 0 | 0 | 0 | 0 | 0 | 0 | 0 | 0 | 0 | 0 | 0 | 0 | 0 | 12
NO |  | 275 | 2011 | 25 | 35 | 35 |  | Stiles SW STA | Oconto | 138 | 138 | Various | 1.98 | 0 | 1 | 543.9 kcmil ACAR | 0 | 0 | 0 | 0 | 0 | 0 | 0 | 0 | 0 | 0 | 0 | 0 | 0 | 0 | 0 | 0 | 0 | 0 | 0 | 0 | 0 | 0 | 0 | 12
NO |  | 275 | 2011 | 26 | 1 | 1 |  | Stiles SW STA | Oconto | 138 | 138 | Various | 4.96 | 0 | 1 | 795.0 kcmil ACSR | 0 | 0 | 0 | 0 | 0 | 0 | 0 | 0 | 0 | 0 | 0 | 0 | 0 | 0 | 0 | 0 | 0 | 0 | 0 | 0 | 0 | 0 | 0 | 12
NO |  | 275 | 2011 | 26 | 2 | 2 |  | Oconto | Sherwood | 138 | 138 | Various | 0.12 | 0 | 1 | 795.0 kcmil ACSR | 0 | 0 | 0 | 0 | 0 | 0 | 0 | 0 | 0 | 0 | 0 | 0 | 0 | 0 | 0 | 0 | 0 | 0 | 0 | 0 | 0 | 0 | 0 | 12
NO |  | 275 | 2011 | 26 | 3 | 3 |  | Oconto | Sherwood | 138 | 138 | Various | 12.13 | 0 | 1 | 795.0 kcmil ACSR | 0 | 0 | 0 | 0 | 0 | 0 | 0 | 0 | 0 | 0 | 0 | 0 | 0 | 0 | 0 | 0 | 0 | 0 | 0 | 0 | 0 | 0 | 0 | 12
NO |  | 275 | 2011 | 26 | 4 | 4 |  | Oconto | Sherwood | 138 | 138 | Various | 0.07 | 0 | 1 | 795.0 kcmil ACSR | 0 | 0 | 0 | 0 | 0 | 0 | 0 | 0 | 0 | 0 | 0 | 0 | 0 | 0 | 0 | 0 | 0 | 0 | 0 | 0 | 0 | 0 | 0 | 12
NO |  | 275 | 2011 | 26 | 5 | 5 |  | Oconto | Sherwood | 138 | 138 | Various | 0.14 | 0 | 1 | 795.0 kcmil ACSR | 0 | 0 | 0 | 0 | 0 | 0 | 0 | 0 | 0 | 0 | 0 | 0 | 0 | 0 | 0 | 0 | 0 | 0 | 0 | 0 | 0 | 0 | 0 | 12
NO |  | 275 | 2011 | 26 | 6 | 6 |  | Glenview | Shoto | 138 | 138 | H-Frame | 0 | 0.63 | 2 | 477.0 kcmil ACSR | 0 | 0 | 0 | 0 | 0 | 0 | 0 | 0 | 0 | 0 | 0 | 0 | 0 | 0 | 0 | 0 | 0 | 0 | 0 | 0 | 0 | 0 | 0 | 12
NO |  | 275 | 2011 | 26 | 7 | 7 |  | Glenview | Shoto | 138 | 138 | H-Frame | 11.19 | 0 | 1 | 477.0 kcmil ACSR | 0 | 0 | 0 | 0 | 0 | 0 | 0 | 0 | 0 | 0 | 0 | 0 | 0 | 0 | 0 | 0 | 0 | 0 | 0 | 0 | 0 | 0 | 0 | 12
NO |  | 275 | 2011 | 26 | 8 | 8 |  | Glenview | Shoto | 138 | 138 | H-Frame | 1 | 0 | 1 | 477.0 kcmil ACSR | 0 | 0 | 0 | 0 | 0 | 0 | 0 | 0 | 0 | 0 | 0 | 0 | 0 | 0 | 0 | 0 | 0 | 0 | 0 | 0 | 0 | 0 | 0 | 12
NO |  | 275 | 2011 | 26 | 9 | 9 |  | Glenview | Shoto | 138 | 138 | H-Frame | 10.16 | 0 | 1 | 477.0 kcmil ACSR | 0 | 0 | 0 | 0 | 0 | 0 | 0 | 0 | 0 | 0 | 0 | 0 | 0 | 0 | 0 | 0 | 0 | 0 | 0 | 0 | 0 | 0 | 0 | 12
NO |  | 275 | 2011 | 26 | 10 | 10 |  | Glenview | Shoto | 138 | 138 | H-Frame | 0.47 | 0 | 1 | 477.0 kcmil ACSR | 0 | 0 | 0 | 0 | 0 | 0 | 0 | 0 | 0 | 0 | 0 | 0 | 0 | 0 | 0 | 0 | 0 | 0 | 0 | 0 | 0 | 0 | 0 | 12
NO |  | 275 | 2011 | 26 | 11 | 11 |  | Columbia SW YD (ALTE) | North Madison 345/138 kV | 345 | 345 | Steel Pole | 0.11 | 0 | 1 | 2156.0 kcmil ACSR | 0 | 0 | 0 | 0 | 0 | 0 | 0 | 0 | 0 | 0 | 0 | 0 | 0 | 0 | 0 | 0 | 0 | 0 | 0 | 0 | 0 | 0 | 0 | 12
NO |  | 275 | 2011 | 26 | 12 | 12 |  | Columbia SW YD (ALTE) | North Madison 345/138 kV | 345 | 345 | Steel Pole | 0 | 16.52 | 2 | 2156.0 kcmil ACSR | 0 | 0 | 0 | 0 | 0 | 0 | 0 | 0 | 0 | 0 | 0 | 0 | 0 | 0 | 0 | 0 | 0 | 0 | 0 | 0 | 0 | 0 | 0 | 12
NO |  | 275 | 2011 | 26 | 13 | 13 |  | Columbia SW YD (ALTE) | North Madison 345/138 kV | 345 | 345 | Steel Pole | 0 | 0 | 2 | 2156.0 kcmil ACSR | 0 | 0 | 0 | 0 | 0 | 0 | 0 | 0 | 0 | 0 | 0 | 0 | 0 | 0 | 0 | 0 | 0 | 0 | 0 | 0 | 0 | 0 | 0 | 12
NO |  | 275 | 2011 | 26 | 14 | 14 |  | Columbia SW YD (ALTE) | North Madison 345/138 kV | 345 | 345 | Steel Pole | 0 | 0.42 | 2 | 2156.0 kcmil ACSR | 0 | 0 | 0 | 0 | 0 | 0 | 0 | 0 | 0 | 0 | 0 | 0 | 0 | 0 | 0 | 0 | 0 | 0 | 0 | 0 | 0 | 0 | 0 | 12
NO |  | 275 | 2011 | 26 | 15 | 15 |  | Cypress SW YD | Arcadian | 345 | 345 | Lattice Towe | 0.04 | 0 | 1 | 2156.0 kcmil ACSR | 0 | 0 | 0 | 0 | 0 | 0 | 0 | 0 | 0 | 0 | 0 | 0 | 0 | 0 | 0 | 0 | 0 | 0 | 0 | 0 | 0 | 0 | 0 | 12
NO |  | 275 | 2011 | 26 | 16 | 16 |  | Cypress SW YD | Arcadian | 345 | 345 | Lattice Towe | 16.05 | 0 | 1 | 2156.0 kcmil ACSR | 0 | 0 | 0 | 0 | 0 | 0 | 0 | 0 | 0 | 0 | 0 | 0 | 0 | 0 | 0 | 0 | 0 | 0 | 0 | 0 | 0 | 0 | 0 | 12
NO |  | 275 | 2011 | 26 | 17 | 17 |  | Cypress SW YD | Arcadian | 345 | 345 | Lattice Towe | 10.45 | 0 | 1 | 2156.0 kcmil ACSR | 0 | 0 | 0 | 0 | 0 | 0 | 0 | 0 | 0 | 0 | 0 | 0 | 0 | 0 | 0 | 0 | 0 | 0 | 0 | 0 | 0 | 0 | 0 | 12
NO |  | 275 | 2011 | 26 | 18 | 18 |  | Cypress SW YD | Arcadian | 345 | 345 | Lattice Towe | 0.11 | 0 | 1 | 2156.0 kcmil ACSR | 0 | 0 | 0 | 0 | 0 | 0 | 0 | 0 | 0 | 0 | 0 | 0 | 0 | 0 | 0 | 0 | 0 | 0 | 0 | 0 | 0 | 0 | 0 | 12
NO |  | 275 | 2011 | 26 | 19 | 19 |  | Cypress SW YD | Arcadian | 345 | 345 | Lattice Towe | 16.1 | 0 | 1 | 2156.0 kcmil ACSR | 0 | 0 | 0 | 0 | 0 | 0 | 0 | 0 | 0 | 0 | 0 | 0 | 0 | 0 | 0 | 0 | 0 | 0 | 0 | 0 | 0 | 0 | 0 | 12
NO |  | 275 | 2011 | 26 | 20 | 20 |  | Cypress SW YD | Arcadian | 345 | 345 | Lattice Towe | 0 | 0 | 1 | 2156.0 kcmil ACSR | 0 | 0 | 0 | 0 | 0 | 0 | 0 | 0 | 0 | 0 | 0 | 0 | 0 | 0 | 0 | 0 | 0 | 0 | 0 | 0 | 0 | 0 | 0 | 12
NO |  | 275 | 2011 | 26 | 21 | 21 |  | Cypress SW YD | Arcadian | 345 | 345 | Lattice Towe | 0.01 | 0 | 1 | 2156.0 kcmil ACSR | 0 | 0 | 0 | 0 | 0 | 0 | 0 | 0 | 0 | 0 | 0 | 0 | 0 | 0 | 0 | 0 | 0 | 0 | 0 | 0 | 0 | 0 | 0 | 12
NO |  | 275 | 2011 | 26 | 22 | 22 |  | Cypress SW YD | Arcadian | 345 | 345 | Lattice Towe | 10.19 | 0 | 1 | 2156.0 kcmil ACSR | 0 | 0 | 0 | 0 | 0 | 0 | 0 | 0 | 0 | 0 | 0 | 0 | 0 | 0 | 0 | 0 | 0 | 0 | 0 | 0 | 0 | 0 | 0 | 12
NO |  | 275 | 2011 | 26 | 23 | 23 |  | Cypress SW YD | Arcadian | 345 | 345 | Lattice Towe | 0 | 18.44 | 2 | 2156.0 kcmil ACSR | 0 | 0 | 0 | 0 | 0 | 0 | 0 | 0 | 0 | 0 | 0 | 0 | 0 | 0 | 0 | 0 | 0 | 0 | 0 | 0 | 0 | 0 | 0 | 12
NO |  | 275 | 2011 | 26 | 24 | 24 |  | Cypress SW YD | Arcadian | 345 | 345 | Lattice Towe | 0.34 | 0 | 1 | 2156.0 kcmil ACSR | 0 | 0 | 0 | 0 | 0 | 0 | 0 | 0 | 0 | 0 | 0 | 0 | 0 | 0 | 0 | 0 | 0 | 0 | 0 | 0 | 0 | 0 | 0 | 12
NO |  | 275 | 2011 | 26 | 25 | 25 |  | Cypress SW YD | Arcadian | 345 | 345 | Lattice Towe | 0 | 0.96 | 2 | 2156.0 kcmil ACSR | 0 | 0 | 0 | 0 | 0 | 0 | 0 | 0 | 0 | 0 | 0 | 0 | 0 | 0 | 0 | 0 | 0 | 0 | 0 | 0 | 0 | 0 | 0 | 12
NO |  | 275 | 2011 | 26 | 26 | 26 |  | Cypress SW YD | Arcadian | 345 | 345 | Lattice Towe | 0 | 0.34 | 2 | 2156.0 kcmil ACSR | 0 | 0 | 0 | 0 | 0 | 0 | 0 | 0 | 0 | 0 | 0 | 0 | 0 | 0 | 0 | 0 | 0 | 0 | 0 | 0 | 0 | 0 | 0 | 12
NO |  | 275 | 2011 | 26 | 27 | 27 |  | Cypress SW YD | Arcadian | 345 | 345 | Lattice Towe | 0 | 2.01 | 2 | 2156.0 kcmil ACSR | 0 | 0 | 0 | 0 | 0 | 0 | 0 | 0 | 0 | 0 | 0 | 0 | 0 | 0 | 0 | 0 | 0 | 0 | 0 | 0 | 0 | 0 | 0 | 12
NO |  | 275 | 2011 | 26 | 28 | 28 |  | Cypress SW YD | Arcadian | 345 | 345 | Lattice Towe | 0 | 5.34 | 2 | 2156.0 kcmil ACSR | 0 | 0 | 0 | 0 | 0 | 0 | 0 | 0 | 0 | 0 | 0 | 0 | 0 | 0 | 0 | 0 | 0 | 0 | 0 | 0 | 0 | 0 | 0 | 12
NO |  | 275 | 2011 | 26 | 29 | 29 |  | Elm Road 345 Sws Yd | Arcadian | 345 | 345 | Lattice Towe | 0 | 0.22 | 2 | 2156.0 kcmil ACSR | 0 | 0 | 0 | 0 | 0 | 0 | 0 | 0 | 0 | 0 | 0 | 0 | 0 | 0 | 0 | 0 | 0 | 0 | 0 | 0 | 0 | 0 | 0 | 12
NO |  | 275 | 2011 | 26 | 30 | 30 |  | Elm Road 345 Sws Yd | Arcadian | 345 | 345 | Lattice Towe | 0 | 16.11 | 2 | 2156.0 kcmil ACSR | 0 | 0 | 0 | 0 | 0 | 0 | 0 | 0 | 0 | 0 | 0 | 0 | 0 | 0 | 0 | 0 | 0 | 0 | 0 | 0 | 0 | 0 | 0 | 12
NO |  | 275 | 2011 | 26 | 31 | 31 |  | Elm Road 345 Sws Yd | Arcadian | 345 | 345 | Lattice Towe | 0 | 17.79 | 2 | 2156.0 kcmil ACSR | 0 | 0 | 0 | 0 | 0 | 0 | 0 | 0 | 0 | 0 | 0 | 0 | 0 | 0 | 0 | 0 | 0 | 0 | 0 | 0 | 0 | 0 | 0 | 12
NO |  | 275 | 2011 | 26 | 32 | 32 |  | Elm Road 345 Sws Yd | Arcadian | 345 | 345 | Lattice Towe | 0 | 0.32 | 2 | 2156.0 kcmil ACSR | 0 | 0 | 0 | 0 | 0 | 0 | 0 | 0 | 0 | 0 | 0 | 0 | 0 | 0 | 0 | 0 | 0 | 0 | 0 | 0 | 0 | 0 | 0 | 12
NO |  | 275 | 2011 | 26 | 33 | 33 |  | Elm Road 345 Sws Yd | Arcadian | 345 | 345 | Lattice Towe | 0 | 0.18 | 2 | 2156.0 kcmil ACSR | 0 | 0 | 0 | 0 | 0 | 0 | 0 | 0 | 0 | 0 | 0 | 0 | 0 | 0 | 0 | 0 | 0 | 0 | 0 | 0 | 0 | 0 | 0 | 12
NO |  | 275 | 2011 | 26 | 34 | 34 |  | Racine | Elm Road 345 Sws Yd | 345 | 345 | Lattice Towe | 0 | 0.94 | 2 | 2156.0 kcmil ACSR | 0 | 0 | 0 | 0 | 0 | 0 | 0 | 0 | 0 | 0 | 0 | 0 | 0 | 0 | 0 | 0 | 0 | 0 | 0 | 0 | 0 | 0 | 0 | 12
NO |  | 275 | 2011 | 26 | 35 | 35 |  | Racine | Elm Road 345 Sws Yd | 345 | 345 | Lattice Towe | 0 | 1.61 | 2 | 2156.0 kcmil ACSR | 0 | 0 | 0 | 0 | 0 | 0 | 0 | 0 | 0 | 0 | 0 | 0 | 0 | 0 | 0 | 0 | 0 | 0 | 0 | 0 | 0 | 0 | 0 | 12
NO |  | 275 | 2011 | 27 | 1 | 1 |  | Racine | Elm Road 345 Sws Yd | 345 | 345 | Lattice Towe | 0 | 6.01 | 2 | 2156.0 kcmil ACSR | 0 | 0 | 0 | 0 | 0 | 0 | 0 | 0 | 0 | 0 | 0 | 0 | 0 | 0 | 0 | 0 | 0 | 0 | 0 | 0 | 0 | 0 | 0 | 12
NO |  | 275 | 2011 | 27 | 2 | 2 |  | Racine | Elm Road 345 Sws Yd | 345 | 345 | Lattice Towe | 0 | 3.15 | 2 | 2156.0 kcmil ACSR | 0 | 0 | 0 | 0 | 0 | 0 | 0 | 0 | 0 | 0 | 0 | 0 | 0 | 0 | 0 | 0 | 0 | 0 | 0 | 0 | 0 | 0 | 0 | 12
NO |  | 275 | 2011 | 27 | 3 | 3 |  | Racine | Elm Road 345 Sws Yd | 345 | 345 | Lattice Towe | 0 | 0.19 | 2 | 2156.0 kcmil ACSR | 0 | 0 | 0 | 0 | 0 | 0 | 0 | 0 | 0 | 0 | 0 | 0 | 0 | 0 | 0 | 0 | 0 | 0 | 0 | 0 | 0 | 0 | 0 | 12
NO |  | 275 | 2011 | 27 | 4 | 4 |  | Racine | Elm Road 345 Sws Yd | 345 | 345 | Lattice Towe | 0 | 0.32 | 2 | 2156.0 kcmil ACSR | 0 | 0 | 0 | 0 | 0 | 0 | 0 | 0 | 0 | 0 | 0 | 0 | 0 | 0 | 0 | 0 | 0 | 0 | 0 | 0 | 0 | 0 | 0 | 12
NO |  | 275 | 2011 | 27 | 5 | 5 |  | Stone Lake | Gardner Park | 345 | 345 | Steel Pole | 0 | 4.36 | 2 | 954.0 kcmil ACSR | 0 | 0 | 0 | 0 | 0 | 0 | 0 | 0 | 0 | 0 | 0 | 0 | 0 | 0 | 0 | 0 | 0 | 0 | 0 | 0 | 0 | 0 | 0 | 12
NO |  | 275 | 2011 | 27 | 6 | 6 |  | Stone Lake | Gardner Park | 345 | 345 | Steel Pole | 21.02 | 0 | 1 | 954.0 kcmil ACSR | 0 | 0 | 0 | 0 | 0 | 0 | 0 | 0 | 0 | 0 | 0 | 0 | 0 | 0 | 0 | 0 | 0 | 0 | 0 | 0 | 0 | 0 | 0 | 12
NO |  | 275 | 2011 | 27 | 7 | 7 |  | Stone Lake | Gardner Park | 345 | 345 | Steel Pole | 0 | 1.42 | 2 | 954.0 kcmil ACSR | 0 | 0 | 0 | 0 | 0 | 0 | 0 | 0 | 0 | 0 | 0 | 0 | 0 | 0 | 0 | 0 | 0 | 0 | 0 | 0 | 0 | 0 | 0 | 12
NO |  | 275 | 2011 | 27 | 8 | 8 |  | Stone Lake | Gardner Park | 345 | 345 | Steel Pole | 0 | 13.11 | 2 | 954.0 kcmil ACSR | 0 | 0 | 0 | 0 | 0 | 0 | 0 | 0 | 0 | 0 | 0 | 0 | 0 | 0 | 0 | 0 | 0 | 0 | 0 | 0 | 0 | 0 | 0 | 12
NO |  | 275 | 2011 | 27 | 9 | 9 |  | Stone Lake | Gardner Park | 345 | 345 | Steel Pole | 10.39 | 0 | 1 | 954.0 kcmil ACSR | 0 | 0 | 0 | 0 | 0 | 0 | 0 | 0 | 0 | 0 | 0 | 0 | 0 | 0 | 0 | 0 | 0 | 0 | 0 | 0 | 0 | 0 | 0 | 12
NO |  | 275 | 2011 | 27 | 10 | 10 |  | Stone Lake | Gardner Park | 345 | 345 | Steel Pole | 0 | 6.23 | 2 | 954.0 kcmil ACSR | 0 | 0 | 0 | 0 | 0 | 0 | 0 | 0 | 0 | 0 | 0 | 0 | 0 | 0 | 0 | 0 | 0 | 0 | 0 | 0 | 0 | 0 | 0 | 12
NO |  | 275 | 2011 | 27 | 11 | 11 |  | Stone Lake | Gardner Park | 345 | 345 | Steel Pole | 45.22 | 0 | 1 | 954.0 kcmil ACSR | 0 | 0 | 0 | 0 | 0 | 0 | 0 | 0 | 0 | 0 | 0 | 0 | 0 | 0 | 0 | 0 | 0 | 0 | 0 | 0 | 0 | 0 | 0 | 12
NO |  | 275 | 2011 | 27 | 12 | 12 |  | Stone Lake | Gardner Park | 345 | 345 | Steel Pole | 0 | 2.06 | 2 | 954.0 kcmil ACSR | 0 | 0 | 0 | 0 | 0 | 0 | 0 | 0 | 0 | 0 | 0 | 0 | 0 | 0 | 0 | 0 | 0 | 0 | 0 | 0 | 0 | 0 | 0 | 12
NO |  | 275 | 2011 | 27 | 13 | 13 |  | Stone Lake | Gardner Park | 345 | 345 | Steel Pole | 30.85 | 0 | 1 | 954.0 kcmil ACSR | 0 | 0 | 0 | 0 | 0 | 0 | 0 | 0 | 0 | 0 | 0 | 0 | 0 | 0 | 0 | 0 | 0 | 0 | 0 | 0 | 0 | 0 | 0 | 12
NO |  | 275 | 2011 | 27 | 14 | 14 |  | Stone Lake | Gardner Park | 345 | 345 | Steel Pole | 0 | 5.64 | 2 | 954.0 kcmil ACSR | 0 | 0 | 0 | 0 | 0 | 0 | 0 | 0 | 0 | 0 | 0 | 0 | 0 | 0 | 0 | 0 | 0 | 0 | 0 | 0 | 0 | 0 | 0 | 12
NO |  | 275 | 2011 | 27 | 15 | 15 |  | Stone Lake | Gardner Park | 345 | 345 | Steel Pole | 0.65 | 0 | 1 | 954.0 kcmil ACSR | 0 | 0 | 0 | 0 | 0 | 0 | 0 | 0 | 0 | 0 | 0 | 0 | 0 | 0 | 0 | 0 | 0 | 0 | 0 | 0 | 0 | 0 | 0 | 12
NO |  | 275 | 2011 | 27 | 16 | 16 |  | Stone Lake | Gardner Park | 345 | 345 | Steel Pole | 0 | 0 | 1 | 954.0 kcmil ACSR | 0 | 0 | 0 | 0 | 0 | 0 | 0 | 0 | 0 | 0 | 0 | 0 | 0 | 0 | 0 | 0 | 0 | 0 | 0 | 0 | 0 | 0 | 0 | 12
NO |  | 275 | 2011 | 27 | 17 | 17 |  | Sheboygan Falls Energy Cent | Granville | 345 | 345 | H-Frame | 0 | 14.49 | 2 | 2156.0 kcmil ACSR | 0 | 0 | 0 | 0 | 0 | 0 | 0 | 0 | 0 | 0 | 0 | 0 | 0 | 0 | 0 | 0 | 0 | 0 | 0 | 0 | 0 | 0 | 0 | 12
NO |  | 275 | 2011 | 27 | 18 | 18 |  | Sheboygan Falls Energy Cent | Granville | 345 | 345 | H-Frame | 0 | 4.96 | 2 | 2156.0 kcmil ACSR | 0 | 0 | 0 | 0 | 0 | 0 | 0 | 0 | 0 | 0 | 0 | 0 | 0 | 0 | 0 | 0 | 0 | 0 | 0 | 0 | 0 | 0 | 0 | 12
NO |  | 275 | 2011 | 27 | 19 | 19 |  | Sheboygan Falls Energy Cent | Granville | 345 | 345 | H-Frame | 31.81 | 0 | 1 | 2156.0 kcmil ACSR | 0 | 0 | 0 | 0 | 0 | 0 | 0 | 0 | 0 | 0 | 0 | 0 | 0 | 0 | 0 | 0 | 0 | 0 | 0 | 0 | 0 | 0 | 0 | 12
NO |  | 275 | 2011 | 27 | 20 | 20 |  | Sheboygan Falls Energy Cent | Granville | 345 | 345 | H-Frame | 0 | 3.82 | 2 | 2156.0 kcmil ACSR | 0 | 0 | 0 | 0 | 0 | 0 | 0 | 0 | 0 | 0 | 0 | 0 | 0 | 0 | 0 | 0 | 0 | 0 | 0 | 0 | 0 | 0 | 0 | 12
NO |  | 275 | 2011 | 27 | 21 | 21 |  | Elm Road 345 Sws Yd | Oak Creek SW YD | 345 | 345 | Steel Pole | 0.17 | 0 | 1 | 795.0 kcmil ACSR | 0 | 0 | 0 | 0 | 0 | 0 | 0 | 0 | 0 | 0 | 0 | 0 | 0 | 0 | 0 | 0 | 0 | 0 | 0 | 0 | 0 | 0 | 0 | 12
NO |  | 275 | 2011 | 27 | 22 | 22 |  | Elm Road 345 Sws Yd | Oak Creek SW YD | 345 | 345 |  | 0.03 | 0 | 1 | 5.0 | 0 | 0 | 6063 | 0 | 0 | 0 | 0 | 0 | 0 | 0 | 0 | 0 | 0 | 0 | 0 | 0 | 0 | 0 | 0 | 0 | 0 | 0 | 0 | 12
NO |  | 275 | 2011 | 27 | 23 | 23 |  | Oak Creek SW YD | Elm Road 345 Sws Yd | 345 | 345 | Various | 0.15 | 0 | 1 | 2156.0 kcmil ACSR | 0 | 0 | 0 | 0 | 0 | 0 | 0 | 0 | 0 | 0 | 0 | 0 | 0 | 0 | 0 | 0 | 0 | 0 | 0 | 0 | 0 | 0 | 0 | 12
NO |  | 275 | 2011 | 27 | 24 | 24 |  | Oak Creek SW YD | Elm Road 345 Sws Yd | 345 | 345 | Various | 0.19 | 0 | 1 | 2156.0 kcmil ACSR | 0 | 0 | 0 | 0 | 0 | 0 | 0 | 0 | 0 | 0 | 0 | 0 | 0 | 0 | 0 | 0 | 0 | 0 | 0 | 0 | 0 | 0 | 0 | 12
NO |  | 275 | 2011 | 27 | 25 | 25 |  | Sherwood | Roosevelt Rd | 138 | 138 | H-Frame | 0 | 0.83 | 2 | 795.0 kcmil ACSR | 0 | 0 | 0 | 0 | 0 | 0 | 0 | 0 | 0 | 0 | 0 | 0 | 0 | 0 | 0 | 0 | 0 | 0 | 0 | 0 | 0 | 0 | 0 | 12
NO |  | 275 | 2011 | 27 | 26 | 26 |  | Sherwood | Roosevelt Rd | 138 | 138 | H-Frame | 0 | 0.13 | 2 | 795.0 kcmil ACSR | 0 | 0 | 0 | 0 | 0 | 0 | 0 | 0 | 0 | 0 | 0 | 0 | 0 | 0 | 0 | 0 | 0 | 0 | 0 | 0 | 0 | 0 | 0 | 12
NO |  | 275 | 2011 | 27 | 27 | 27 |  | Sherwood | Roosevelt Rd | 138 | 138 | H-Frame | 0 | 0.45 | 2 | 795.0 kcmil ACSR | 0 | 0 | 0 | 0 | 0 | 0 | 0 | 0 | 0 | 0 | 0 | 0 | 0 | 0 | 0 | 0 | 0 | 0 | 0 | 0 | 0 | 0 | 0 | 12
NO |  | 275 | 2011 | 27 | 28 | 28 |  | Sherwood | Roosevelt Rd | 138 | 138 | H-Frame | 0 | 0.29 | 2 | 795.0 kcmil ACSR | 0 | 0 | 0 | 0 | 0 | 0 | 0 | 0 | 0 | 0 | 0 | 0 | 0 | 0 | 0 | 0 | 0 | 0 | 0 | 0 | 0 | 0 | 0 | 12
NO |  | 275 | 2011 | 27 | 29 | 29 |  | Sherwood | Roosevelt Rd | 138 | 138 | H-Frame | 0.91 | 0 | 1 | 795.0 kcmil ACSR | 0 | 0 | 0 | 0 | 0 | 0 | 0 | 0 | 0 | 0 | 0 | 0 | 0 | 0 | 0 | 0 | 0 | 0 | 0 | 0 | 0 | 0 | 0 | 12
NO |  | 275 | 2011 | 27 | 30 | 30 |  | Sherwood | Roosevelt Rd | 138 | 138 | H-Frame | 1.3 | 0 | 1 | 795.0 kcmil ACSR | 0 | 0 | 0 | 0 | 0 | 0 | 0 | 0 | 0 | 0 | 0 | 0 | 0 | 0 | 0 | 0 | 0 | 0 | 0 | 0 | 0 | 0 | 0 | 12
NO |  | 275 | 2011 | 27 | 31 | 31 |  | Sherwood | Roosevelt Rd | 138 | 138 | H-Frame | 2.01 | 0 | 1 | 795.0 kcmil ACSR | 0 | 0 | 0 | 0 | 0 | 0 | 0 | 0 | 0 | 0 | 0 | 0 | 0 | 0 | 0 | 0 | 0 | 0 | 0 | 0 | 0 | 0 | 0 | 12
NO |  | 275 | 2011 | 27 | 32 | 32 |  | Canal | Rosiere | 138 | 138 | Various | 17.07 | 0 | 1 | 477.0 kcmil ACSR | 0 | 0 | 0 | 0 | 0 | 0 | 0 | 0 | 0 | 0 | 0 | 0 | 0 | 0 | 0 | 0 | 0 | 0 | 0 | 0 | 0 | 0 | 0 | 12
NO |  | 275 | 2011 | 27 | 33 | 33 |  | Rosiere | Dyckesville | 138 | 138 | Various | 9.59 | 0 | 1 | 477.0 kcmil ACSR | 0 | 0 | 0 | 0 | 0 | 0 | 0 | 0 | 0 | 0 | 0 | 0 | 0 | 0 | 0 | 0 | 0 | 0 | 0 | 0 | 0 | 0 | 0 | 12
NO |  | 275 | 2011 | 27 | 34 | 34 |  | Perch Lake | M - 38 | 138 | 138 | H-Frame | 16.57 | 0 | 1 | 605.0 kcmil ACSR | 0 | 0 | 0 | 0 | 0 | 0 | 0 | 0 | 0 | 0 | 0 | 0 | 0 | 0 | 0 | 0 | 0 | 0 | 0 | 0 | 0 | 0 | 0 | 12
NO |  | 275 | 2011 | 27 | 35 | 35 |  | Perch Lake | M - 38 | 138 | 138 | H-Frame | 19.03 | 0 | 1 | 605.0 kcmil ACSR | 0 | 0 | 0 | 0 | 0 | 0 | 0 | 0 | 0 | 0 | 0 | 0 | 0 | 0 | 0 | 0 | 0 | 0 | 0 | 0 | 0 | 0 | 0 | 12
NO |  | 275 | 2011 | 28 | 1 | 1 |  | Perch Lake | M - 38 | 138 | 138 | H-Frame | 12.04 | 0 | 1 | 605.0 kcmil ACSR | 0 | 0 | 0 | 0 | 0 | 0 | 0 | 0 | 0 | 0 | 0 | 0 | 0 | 0 | 0 | 0 | 0 | 0 | 0 | 0 | 0 | 0 | 0 | 12
NO |  | 275 | 2011 | 28 | 2 | 2 |  | M - 38 | Atlantic | 138 | 138 | Various | 21.73 | 0 | 1 | 336.4 kcmil ACSR | 0 | 0 | 0 | 0 | 0 | 0 | 0 | 0 | 0 | 0 | 0 | 0 | 0 | 0 | 0 | 0 | 0 | 0 | 0 | 0 | 0 | 0 | 0 | 12
NO |  | 275 | 2011 | 28 | 3 | 3 |  | M - 38 | Atlantic | 138 | 138 | Various | 0.29 | 0 | 1 | 336.4 kcmil ACSR | 0 | 0 | 0 | 0 | 0 | 0 | 0 | 0 | 0 | 0 | 0 | 0 | 0 | 0 | 0 | 0 | 0 | 0 | 0 | 0 | 0 | 0 | 0 | 12
NO |  | 275 | 2011 | 28 | 4 | 4 |  | Highway V | East Krok | 138 | 138 | Various | 21.85 | 0 | 1 | 477.0 kcmil ACSR | 0 | 0 | 0 | 0 | 0 | 0 | 0 | 0 | 0 | 0 | 0 | 0 | 0 | 0 | 0 | 0 | 0 | 0 | 0 | 0 | 0 | 0 | 0 | 12
NO |  | 275 | 2011 | 28 | 5 | 5 |  | Mears Corners | Sunset Point | 138 | 138 |  | 3.2 | 0 | 1 | 795.0 kcmil ACSR | 0 | 0 | 0 | 0 | 0 | 0 | 0 | 0 | 0 | 0 | 0 | 0 | 0 | 0 | 0 | 0 | 0 | 0 | 0 | 0 | 0 | 0 | 0 | 12
NO |  | 275 | 2011 | 28 | 6 | 6 |  | Mears Corners | Sunset Point | 138 | 138 |  | 0.91 | 0 | 1 | 795.0 kcmil ACSR | 0 | 0 | 0 | 0 | 0 | 0 | 0 | 0 | 0 | 0 | 0 | 0 | 0 | 0 | 0 | 0 | 0 | 0 | 0 | 0 | 0 | 0 | 0 | 12
NO |  | 275 | 2011 | 28 | 7 | 7 |  | Menominee | Bay De Noc | 138 | 138 | Various | 2.06 | 0 | 1 | 477.0 kcmil ACSR | 0 | 0 | 0 | 0 | 0 | 0 | 0 | 0 | 0 | 0 | 0 | 0 | 0 | 0 | 0 | 0 | 0 | 0 | 0 | 0 | 0 | 0 | 0 | 12
NO |  | 275 | 2011 | 28 | 8 | 8 |  | Bay De Noc | Ingalls | 138 | 138 | Various | 13.98 | 0 | 1 | 477.0 kcmil ACSR | 0 | 0 | 0 | 0 | 0 | 0 | 0 | 0 | 0 | 0 | 0 | 0 | 0 | 0 | 0 | 0 | 0 | 0 | 0 | 0 | 0 | 0 | 0 | 12
NO |  | 275 | 2011 | 28 | 9 | 9 |  | Montana | Dewey (WE) | 138 | 138 | UG | 1.29 | 0 | 1 | 1250.0 kcmil Cu-T | 0 | 0 | 0 | 0 | 0 | 0 | 0 | 0 | 0 | 0 | 0 | 0 | 0 | 0 | 0 | 0 | 0 | 0 | 0 | 0 | 0 | 0 | 0 | 12
NO |  | 275 | 2011 | 28 | 10 | 10 |  | Mason St | Howard | 138 | 138 | H-Frame | 1.64 | 0 | 1 | 336.4 kcmil ACSR | 0 | 0 | 0 | 0 | 0 | 0 | 0 | 0 | 0 | 0 | 0 | 0 | 0 | 0 | 0 | 0 | 0 | 0 | 0 | 0 | 0 | 0 | 0 | 12
NO |  | 275 | 2011 | 28 | 11 | 11 |  | Mason St | Howard | 138 | 138 | H-Frame | 0 | 2.18 | 2 | 795.0 kcmil ACSR | 0 | 0 | 0 | 0 | 0 | 0 | 0 | 0 | 0 | 0 | 0 | 0 | 0 | 0 | 0 | 0 | 0 | 0 | 0 | 0 | 0 | 0 | 0 | 12
NO |  | 275 | 2011 | 28 | 12 | 12 |  | Forsyth | Munising | 138 | 138 | Wood Pole | 1.21 | 0 | 1 | 336.4 kcmil ACSR | 0 | 0 | 0 | 0 | 0 | 0 | 0 | 0 | 0 | 0 | 0 | 0 | 0 | 0 | 0 | 0 | 0 | 0 | 0 | 0 | 0 | 0 | 0 | 12
NO |  | 275 | 2011 | 28 | 13 | 13 |  | Forsyth | Munising | 138 | 138 | Wood Pole | 0 | 0.57 | 2 | 336.4 kcmil ACSR | 0 | 0 | 0 | 0 | 0 | 0 | 0 | 0 | 0 | 0 | 0 | 0 | 0 | 0 | 0 | 0 | 0 | 0 | 0 | 0 | 0 | 0 | 0 | 12
NO |  | 275 | 2011 | 28 | 14 | 14 |  | Forsyth | Munising | 138 | 138 | Wood Pole | 0 | 1.87 | 2 | 336.4 kcmil ACSR | 0 | 0 | 0 | 0 | 0 | 0 | 0 | 0 | 0 | 0 | 0 | 0 | 0 | 0 | 0 | 0 | 0 | 0 | 0 | 0 | 0 | 0 | 0 | 12
NO |  | 275 | 2011 | 28 | 15 | 15 |  | Forsyth | Munising | 138 | 138 | Wood Pole | 0 | 0.25 | 2 | 336.4 kcmil ACSR | 0 | 0 | 0 | 0 | 0 | 0 | 0 | 0 | 0 | 0 | 0 | 0 | 0 | 0 | 0 | 0 | 0 | 0 | 0 | 0 | 0 | 0 | 0 | 12
NO |  | 275 | 2011 | 28 | 16 | 16 |  | Forsyth | Munising | 138 | 138 | Wood Pole | 0 | 5.13 | 2 | 336.4 kcmil ACSR | 0 | 0 | 0 | 0 | 0 | 0 | 0 | 0 | 0 | 0 | 0 | 0 | 0 | 0 | 0 | 0 | 0 | 0 | 0 | 0 | 0 | 0 | 0 | 12
NO |  | 275 | 2011 | 28 | 17 | 17 |  | Forsyth | Munising | 138 | 138 | Wood Pole | 0 | 0.26 | 2 | 336.4 kcmil ACSR | 0 | 0 | 0 | 0 | 0 | 0 | 0 | 0 | 0 | 0 | 0 | 0 | 0 | 0 | 0 | 0 | 0 | 0 | 0 | 0 | 0 | 0 | 0 | 12
NO |  | 275 | 2011 | 28 | 18 | 18 |  | Forsyth | Munising | 138 | 138 | Wood Pole | 0 | 0 | 2 | 336.4 kcmil ACSR | 0 | 0 | 0 | 0 | 0 | 0 | 0 | 0 | 0 | 0 | 0 | 0 | 0 | 0 | 0 | 0 | 0 | 0 | 0 | 0 | 0 | 0 | 0 | 12
NO |  | 275 | 2011 | 28 | 19 | 19 |  | Forsyth | Munising | 138 | 138 | Wood Pole | 0 | 0.51 | 2 | 336.4 kcmil ACSR | 0 | 0 | 0 | 0 | 0 | 0 | 0 | 0 | 0 | 0 | 0 | 0 | 0 | 0 | 0 | 0 | 0 | 0 | 0 | 0 | 0 | 0 | 0 | 12
NO |  | 275 | 2011 | 28 | 20 | 20 |  | Forsyth | Munising | 138 | 138 | Wood Pole | 0 | 0 | 2 | 336.4 kcmil ACSR | 0 | 0 | 0 | 0 | 0 | 0 | 0 | 0 | 0 | 0 | 0 | 0 | 0 | 0 | 0 | 0 | 0 | 0 | 0 | 0 | 0 | 0 | 0 | 12
NO |  | 275 | 2011 | 28 | 21 | 21 |  | Forsyth | Munising | 138 | 138 | Wood Pole | 4.55 | 0 | 1 | 336.4 kcmil ACSR | 0 | 0 | 0 | 0 | 0 | 0 | 0 | 0 | 0 | 0 | 0 | 0 | 0 | 0 | 0 | 0 | 0 | 0 | 0 | 0 | 0 | 0 | 0 | 12
NO |  | 275 | 2011 | 28 | 22 | 22 |  | Forsyth | Munising | 138 | 138 | Wood Pole | 6.83 | 0 | 1 | 336.4 kcmil ACSR | 0 | 0 | 0 | 0 | 0 | 0 | 0 | 0 | 0 | 0 | 0 | 0 | 0 | 0 | 0 | 0 | 0 | 0 | 0 | 0 | 0 | 0 | 0 | 12
NO |  | 275 | 2011 | 28 | 23 | 23 |  | Forsyth | Munising | 138 | 138 | Wood Pole | 0 | 0.64 | 2 | 336.4 kcmil ACSR | 0 | 0 | 0 | 0 | 0 | 0 | 0 | 0 | 0 | 0 | 0 | 0 | 0 | 0 | 0 | 0 | 0 | 0 | 0 | 0 | 0 | 0 | 0 | 12
NO |  | 275 | 2011 | 28 | 24 | 24 |  | Forsyth | Munising | 138 | 138 | Wood Pole | 0.83 | 0 | 1 | 336.4 kcmil ACSR | 0 | 0 | 0 | 0 | 0 | 0 | 0 | 0 | 0 | 0 | 0 | 0 | 0 | 0 | 0 | 0 | 0 | 0 | 0 | 0 | 0 | 0 | 0 | 12
NO |  | 275 | 2011 | 28 | 25 | 25 |  | Forsyth | Munising | 138 | 138 | Wood Pole | 1.14 | 0 | 1 | 336.4 kcmil ACSR | 0 | 0 | 0 | 0 | 0 | 0 | 0 | 0 | 0 | 0 | 0 | 0 | 0 | 0 | 0 | 0 | 0 | 0 | 0 | 0 | 0 | 0 | 0 | 12
NO |  | 275 | 2011 | 28 | 26 | 26 |  | Forsyth | Munising | 138 | 138 | Wood Pole | 4.8 | 0 | 1 | 336.4 kcmil ACSR | 0 | 0 | 0 | 0 | 0 | 0 | 0 | 0 | 0 | 0 | 0 | 0 | 0 | 0 | 0 | 0 | 0 | 0 | 0 | 0 | 0 | 0 | 0 | 12
NO |  | 275 | 2011 | 28 | 27 | 27 |  | Forsyth | Munising | 138 | 138 | Wood Pole | 0 | 2 | 2 | 336.4 kcmil ACSR | 0 | 0 | 0 | 0 | 0 | 0 | 0 | 0 | 0 | 0 | 0 | 0 | 0 | 0 | 0 | 0 | 0 | 0 | 0 | 0 | 0 | 0 | 0 | 12
NO |  | 275 | 2011 | 28 | 28 | 28 |  | Forsyth | Munising | 138 | 138 | Wood Pole | 0 | 0.66 | 2 | 336.4 kcmil ACSR | 0 | 0 | 0 | 0 | 0 | 0 | 0 | 0 | 0 | 0 | 0 | 0 | 0 | 0 | 0 | 0 | 0 | 0 | 0 | 0 | 0 | 0 | 0 | 12
NO |  | 275 | 2011 | 28 | 29 | 29 |  | Forsyth | Munising | 138 | 138 | Wood Pole | 0 | 0.46 | 2 | 336.4 kcmil ACSR | 0 | 0 | 0 | 0 | 0 | 0 | 0 | 0 | 0 | 0 | 0 | 0 | 0 | 0 | 0 | 0 | 0 | 0 | 0 | 0 | 0 | 0 | 0 | 12
NO |  | 275 | 2011 | 28 | 30 | 30 |  | Forsyth | Munising | 138 | 138 | Wood Pole | 0 | 2.47 | 2 | 336.4 kcmil ACSR | 0 | 0 | 0 | 0 | 0 | 0 | 0 | 0 | 0 | 0 | 0 | 0 | 0 | 0 | 0 | 0 | 0 | 0 | 0 | 0 | 0 | 0 | 0 | 12
NO |  | 275 | 2011 | 28 | 31 | 31 |  | Forsyth | Munising | 138 | 138 | Wood Pole | 0 | 3.06 | 2 | 336.4 kcmil ACSR | 0 | 0 | 0 | 0 | 0 | 0 | 0 | 0 | 0 | 0 | 0 | 0 | 0 | 0 | 0 | 0 | 0 | 0 | 0 | 0 | 0 | 0 | 0 | 12
NO |  | 275 | 2011 | 28 | 32 | 32 |  | Forsyth | Munising | 138 | 138 | Wood Pole | 0 | 2.01 | 2 | 336.4 kcmil ACSR | 0 | 0 | 0 | 0 | 0 | 0 | 0 | 0 | 0 | 0 | 0 | 0 | 0 | 0 | 0 | 0 | 0 | 0 | 0 | 0 | 0 | 0 | 0 | 12
NO |  | 275 | 2011 | 28 | 33 | 33 |  | Forsyth | Munising | 138 | 138 | Wood Pole | 0 | 3.77 | 2 | 336.4 kcmil ACSR | 0 | 0 | 0 | 0 | 0 | 0 | 0 | 0 | 0 | 0 | 0 | 0 | 0 | 0 | 0 | 0 | 0 | 0 | 0 | 0 | 0 | 0 | 0 | 12
NO |  | 275 | 2011 | 28 | 34 | 34 |  | Forsyth | Munising | 138 | 138 | Wood Pole | 0 | 2.6 | 2 | 336.4 kcmil ACSR | 0 | 0 | 0 | 0 | 0 | 0 | 0 | 0 | 0 | 0 | 0 | 0 | 0 | 0 | 0 | 0 | 0 | 0 | 0 | 0 | 0 | 0 | 0 | 12
NO |  | 275 | 2011 | 28 | 35 | 35 |  | Harrison North 138kV | Waupaca | 138 | 138 | H-Frame | 2.75 | 0 | 1 | 795.0 kcmil ACSR | 0 | 0 | 0 | 0 | 0 | 0 | 0 | 0 | 0 | 0 | 0 | 0 | 0 | 0 | 0 | 0 | 0 | 0 | 0 | 0 | 0 | 0 | 0 | 12
NO |  | 275 | 2011 | 29 | 1 | 1 |  | Waupaca | White Lake (WE) | 138 | 138 | H-Frame | 6.08 | 0 | 1 | 795.0 kcmil ACSR | 0 | 0 | 0 | 0 | 0 | 0 | 0 | 0 | 0 | 0 | 0 | 0 | 0 | 0 | 0 | 0 | 0 | 0 | 0 | 0 | 0 | 0 | 0 | 12
NO |  | 275 | 2011 | 29 | 2 | 2 |  | Gardner Park | Weston G4 | 345 | 345 | Various | 0 | 1.07 | 2 | 795.0 kcmil ACSR | 0 | 0 | 0 | 0 | 0 | 0 | 0 | 0 | 0 | 0 | 0 | 0 | 0 | 0 | 0 | 0 | 0 | 0 | 0 | 0 | 0 | 0 | 0 | 12
NO |  | 275 | 2011 | 29 | 3 | 3 |  | North Appleton | Werner West | 345 | 345 | Various | 0.13 | 0 | 1 | 795.0 kcmil ACSR | 0 | 0 | 0 | 0 | 0 | 0 | 0 | 0 | 0 | 0 | 0 | 0 | 0 | 0 | 0 | 0 | 0 | 0 | 0 | 0 | 0 | 0 | 0 | 12
NO |  | 275 | 2011 | 29 | 4 | 4 |  | North Appleton | Werner West | 345 | 345 | Various | 17.54 | 0 | 1 | 795.0 kcmil ACSR | 0 | 0 | 0 | 0 | 0 | 0 | 0 | 0 | 0 | 0 | 0 | 0 | 0 | 0 | 0 | 0 | 0 | 0 | 0 | 0 | 0 | 0 | 0 | 12
NO |  | 275 | 2011 | 29 | 5 | 5 |  | North Appleton | Werner West | 345 | 345 | Various | 1.82 | 0 | 1 | 795.0 kcmil ACSR | 0 | 0 | 0 | 0 | 0 | 0 | 0 | 0 | 0 | 0 | 0 | 0 | 0 | 0 | 0 | 0 | 0 | 0 | 0 | 0 | 0 | 0 | 0 | 12
NO |  | 275 | 2011 | 29 | 6 | 6 |  | North Lake | Empire Mine | 138 | 138 | Various | 13.18 | 0 | 1 | 605.0 kcmil ACSR | 0 | 0 | 0 | 0 | 0 | 0 | 0 | 0 | 0 | 0 | 0 | 0 | 0 | 0 | 0 | 0 | 0 | 0 | 0 | 0 | 0 | 0 | 0 | 12
NO |  | 275 | 2011 | 29 | 7 | 7 |  | North Lake | Empire Mine | 138 | 138 | Various | 0.02 | 0 | 1 | 795.0 kcmil ACSR | 0 | 0 | 0 | 0 | 0 | 0 | 0 | 0 | 0 | 0 | 0 | 0 | 0 | 0 | 0 | 0 | 0 | 0 | 0 | 0 | 0 | 0 | 0 | 12
NO |  | 275 | 2011 | 29 | 8 | 8 |  | North Lake | M - 38 | 138 | 138 | Various | 49.57 | 0 | 1 | 336.4 kcmil ACSR | 0 | 0 | 0 | 0 | 0 | 0 | 0 | 0 | 0 | 0 | 0 | 0 | 0 | 0 | 0 | 0 | 0 | 0 | 0 | 0 | 0 | 0 | 0 | 12
NO |  | 275 | 2011 | 29 | 9 | 9 |  | North Lake | M - 38 | 138 | 138 | Various | 0.07 | 0 | 1 | 336.4 kcmil ACSR | 0 | 0 | 0 | 0 | 0 | 0 | 0 | 0 | 0 | 0 | 0 | 0 | 0 | 0 | 0 | 0 | 0 | 0 | 0 | 0 | 0 | 0 | 0 | 12
NO |  | 275 | 2011 | 29 | 10 | 10 |  | North Lake | M - 38 | 138 | 138 | Various | 1.72 | 0 | 1 | 336.4 kcmil ACSR | 0 | 0 | 0 | 0 | 0 | 0 | 0 | 0 | 0 | 0 | 0 | 0 | 0 | 0 | 0 | 0 | 0 | 0 | 0 | 0 | 0 | 0 | 0 | 12
NO |  | 275 | 2011 | 29 | 11 | 11 |  | North Lake | M - 38 | 138 | 138 | Various | 0.08 | 0 | 1 | 336.4 kcmil ACSR | 0 | 0 | 0 | 0 | 0 | 0 | 0 | 0 | 0 | 0 | 0 | 0 | 0 | 0 | 0 | 0 | 0 | 0 | 0 | 0 | 0 | 0 | 0 | 12
NO |  | 275 | 2011 | 29 | 12 | 12 |  | Norwich | Ramsey | 138 | 138 |  | 0 | 0.05 | 2 | 795.0 kcmil ACSR | 0 | 0 | 0 | 0 | 0 | 0 | 0 | 0 | 0 | 0 | 0 | 0 | 0 | 0 | 0 | 0 | 0 | 0 | 0 | 0 | 0 | 0 | 0 | 12
NO |  | 275 | 2011 | 29 | 13 | 13 |  | Norwich | Ramsey | 138 | 138 |  | 0 | 0.55 | 2 | 795.0 kcmil ACSR | 0 | 0 | 0 | 0 | 0 | 0 | 0 | 0 | 0 | 0 | 0 | 0 | 0 | 0 | 0 | 0 | 0 | 0 | 0 | 0 | 0 | 0 | 0 | 12
NO |  | 275 | 2011 | 29 | 14 | 14 |  | Ramsey | Barland | 138 | 138 |  | 0 | 0.59 | 2 | 795.0 kcmil ACSR | 0 | 0 | 0 | 0 | 0 | 0 | 0 | 0 | 0 | 0 | 0 | 0 | 0 | 0 | 0 | 0 | 0 | 0 | 0 | 0 | 0 | 0 | 0 | 12
NO |  | 275 | 2011 | 29 | 15 | 15 |  | Norwich | Ramsey | 138 | 138 |  | 0.41 | 0 | 1 | 795.0 kcmil ACSR | 0 | 0 | 0 | 0 | 0 | 0 | 0 | 0 | 0 | 0 | 0 | 0 | 0 | 0 | 0 | 0 | 0 | 0 | 0 | 0 | 0 | 0 | 0 | 12
NO |  | 275 | 2011 | 29 | 16 | 16 |  | Norwich | Ramsey | 138 | 138 |  | 0 | 1.72 | 2 | 795.0 kcmil ACSR | 0 | 0 | 0 | 0 | 0 | 0 | 0 | 0 | 0 | 0 | 0 | 0 | 0 | 0 | 0 | 0 | 0 | 0 | 0 | 0 | 0 | 0 | 0 | 12
NO |  | 275 | 2011 | 29 | 17 | 17 |  | Norwich | Ramsey | 138 | 138 |  | 0 | 0.04 | 2 | 795.0 kcmil ACSR | 0 | 0 | 0 | 0 | 0 | 0 | 0 | 0 | 0 | 0 | 0 | 0 | 0 | 0 | 0 | 0 | 0 | 0 | 0 | 0 | 0 | 0 | 0 | 12
NO |  | 275 | 2011 | 29 | 18 | 18 |  | Ramsey | Barland | 138 | 138 |  | 0 | 0.04 | 2 | 795.0 kcmil ACSR | 0 | 0 | 0 | 0 | 0 | 0 | 0 | 0 | 0 | 0 | 0 | 0 | 0 | 0 | 0 | 0 | 0 | 0 | 0 | 0 | 0 | 0 | 0 | 12
NO |  | 275 | 2011 | 29 | 19 | 19 |  | Norwich | Lincoln | 138 | 138 | Various | 0 | 2.07 | 2 | 795.0 kcmil ACSR | 0 | 0 | 0 | 0 | 0 | 0 | 0 | 0 | 0 | 0 | 0 | 0 | 0 | 0 | 0 | 0 | 0 | 0 | 0 | 0 | 0 | 0 | 0 | 12
NO |  | 275 | 2011 | 29 | 20 | 20 |  | Norwich | Lincoln | 138 | 138 | Various | 0.46 | 0 | 1 | 795.0 kcmil ACSR | 0 | 0 | 0 | 0 | 0 | 0 | 0 | 0 | 0 | 0 | 0 | 0 | 0 | 0 | 0 | 0 | 0 | 0 | 0 | 0 | 0 | 0 | 0 | 12
NO |  | 275 | 2011 | 29 | 21 | 21 |  | Norwich | Lincoln | 138 | 138 | Various | 0 | 2.21 | 2 | 795.0 kcmil ACSR | 0 | 0 | 0 | 0 | 0 | 0 | 0 | 0 | 0 | 0 | 0 | 0 | 0 | 0 | 0 | 0 | 0 | 0 | 0 | 0 | 0 | 0 | 0 | 12
NO |  | 275 | 2011 | 29 | 22 | 22 |  | Norwich | Lincoln | 138 | 138 | UG | 2.22 | 0 | 1 | 795.0 kcmil ACSR | 0 | 0 | 0 | 0 | 0 | 0 | 0 | 0 | 0 | 0 | 0 | 0 | 0 | 0 | 0 | 0 | 0 | 0 | 0 | 0 | 0 | 0 | 0 | 12
NO |  | 275 | 2011 | 29 | 23 | 23 |  | Arnott | Golden Sands | 138 | 138 | Various | 0.14 | 0 | 1 | 795.0 kcmil ACSR | 0 | 0 | 0 | 0 | 0 | 0 | 0 | 0 | 0 | 0 | 0 | 0 | 0 | 0 | 0 | 0 | 0 | 0 | 0 | 0 | 0 | 0 | 0 | 12
NO |  | 275 | 2011 | 29 | 24 | 24 |  | Golden Sands | Hartman Creek | 138 | 138 | Various | 6.68 | 0 | 1 | 795.0 kcmil ACSR | 0 | 0 | 0 | 0 | 0 | 0 | 0 | 0 | 0 | 0 | 0 | 0 | 0 | 0 | 0 | 0 | 0 | 0 | 0 | 0 | 0 | 0 | 0 | 12
NO |  | 275 | 2011 | 29 | 25 | 25 |  | Arnott | Golden Sands | 138 | 138 | Various | 0.31 | 0 | 1 | 795.0 kcmil ACSR | 0 | 0 | 0 | 0 | 0 | 0 | 0 | 0 | 0 | 0 | 0 | 0 | 0 | 0 | 0 | 0 | 0 | 0 | 0 | 0 | 0 | 0 | 0 | 12
NO |  | 275 | 2011 | 29 | 26 | 26 |  | Arnott | Golden Sands | 138 | 138 | Various | 5.46 | 0 | 1 | 795.0 kcmil ACSR | 0 | 0 | 0 | 0 | 0 | 0 | 0 | 0 | 0 | 0 | 0 | 0 | 0 | 0 | 0 | 0 | 0 | 0 | 0 | 0 | 0 | 0 | 0 | 12
NO |  | 275 | 2011 | 29 | 27 | 27 |  | Arnott | Golden Sands | 138 | 138 | Various | 0.59 | 0 | 1 | 795.0 kcmil ACSR | 0 | 0 | 0 | 0 | 0 | 0 | 0 | 0 | 0 | 0 | 0 | 0 | 0 | 0 | 0 | 0 | 0 | 0 | 0 | 0 | 0 | 0 | 0 | 12
NO |  | 275 | 2011 | 29 | 28 | 28 |  | Arnott | Golden Sands | 138 | 138 | Various | 0.14 | 0 | 1 | 795.0 kcmil ACSR | 0 | 0 | 0 | 0 | 0 | 0 | 0 | 0 | 0 | 0 | 0 | 0 | 0 | 0 | 0 | 0 | 0 | 0 | 0 | 0 | 0 | 0 | 0 | 12
NO |  | 275 | 2011 | 29 | 29 | 29 |  | Arnott | Golden Sands | 138 | 138 | Various | 0.14 | 0 | 1 | 795.0 kcmil ACSR | 0 | 0 | 0 | 0 | 0 | 0 | 0 | 0 | 0 | 0 | 0 | 0 | 0 | 0 | 0 | 0 | 0 | 0 | 0 | 0 | 0 | 0 | 0 | 12
NO |  | 275 | 2011 | 29 | 30 | 30 |  | Arnott | Golden Sands | 138 | 138 | Various | 0.26 | 0 | 1 | 795.0 kcmil ACSR | 0 | 0 | 0 | 0 | 0 | 0 | 0 | 0 | 0 | 0 | 0 | 0 | 0 | 0 | 0 | 0 | 0 | 0 | 0 | 0 | 0 | 0 | 0 | 12
NO |  | 275 | 2011 | 29 | 31 | 31 |  | Arnott | Golden Sands | 138 | 138 | Various | 0.84 | 0 | 1 | 795.0 kcmil ACSR | 0 | 0 | 0 | 0 | 0 | 0 | 0 | 0 | 0 | 0 | 0 | 0 | 0 | 0 | 0 | 0 | 0 | 0 | 0 | 0 | 0 | 0 | 0 | 12
NO |  | 275 | 2011 | 29 | 32 | 32 |  | Arnott | Golden Sands | 138 | 138 | Various | 0.08 | 0 | 1 | 795.0 kcmil ACSR | 0 | 0 | 0 | 0 | 0 | 0 | 0 | 0 | 0 | 0 | 0 | 0 | 0 | 0 | 0 | 0 | 0 | 0 | 0 | 0 | 0 | 0 | 0 | 12
NO |  | 275 | 2011 | 29 | 33 | 33 |  | Arnott | Golden Sands | 138 | 138 | Various | 0.47 | 0 | 1 | 795.0 kcmil ACSR | 0 | 0 | 0 | 0 | 0 | 0 | 0 | 0 | 0 | 0 | 0 | 0 | 0 | 0 | 0 | 0 | 0 | 0 | 0 | 0 | 0 | 0 | 0 | 12
NO |  | 275 | 2011 | 29 | 34 | 34 |  | Arnott | Golden Sands | 138 | 138 | Various | 0.08 | 0 | 1 | 795.0 kcmil ACSR | 0 | 0 | 0 | 0 | 0 | 0 | 0 | 0 | 0 | 0 | 0 | 0 | 0 | 0 | 0 | 0 | 0 | 0 | 0 | 0 | 0 | 0 | 0 | 12
NO |  | 275 | 2011 | 29 | 35 | 35 |  | Golden Sands | Hartman Creek | 138 | 138 | Various | 6.91 | 0 | 1 | 795.0 kcmil ACSR | 0 | 0 | 0 | 0 | 0 | 0 | 0 | 0 | 0 | 0 | 0 | 0 | 0 | 0 | 0 | 0 | 0 | 0 | 0 | 0 | 0 | 0 | 0 | 12
NO |  | 275 | 2011 | 30 | 1 | 1 |  | Golden Sands | Hartman Creek | 138 | 138 | Various | 0.52 | 0 | 1 | 795.0 kcmil ACSR | 0 | 0 | 0 | 0 | 0 | 0 | 0 | 0 | 0 | 0 | 0 | 0 | 0 | 0 | 0 | 0 | 0 | 0 | 0 | 0 | 0 | 0 | 0 | 12
NO |  | 275 | 2011 | 30 | 2 | 2 |  | Oak Creek SW YD | Nicholson Tap | 138 | 138 | Various | 0 | 1.19 | 2 | 795.0 kcmil ACSR | 0 | 0 | 0 | 0 | 0 | 0 | 0 | 0 | 0 | 0 | 0 | 0 | 0 | 0 | 0 | 0 | 0 | 0 | 0 | 0 | 0 | 0 | 0 | 12
NO |  | 275 | 2011 | 30 | 3 | 3 |  | Oak Creek SW YD | Nicholson Tap | 138 | 138 | Various | 0 | 1.03 | 2 | 795.0 kcmil ACSR | 0 | 0 | 0 | 0 | 0 | 0 | 0 | 0 | 0 | 0 | 0 | 0 | 0 | 0 | 0 | 0 | 0 | 0 | 0 | 0 | 0 | 0 | 0 | 12
NO |  | 275 | 2011 | 30 | 4 | 4 |  | Oak Creek SW YD | Nicholson Tap | 138 | 138 | Various | 0 | 0.1 | 2 | 795.0 kcmil ACSR | 0 | 0 | 0 | 0 | 0 | 0 | 0 | 0 | 0 | 0 | 0 | 0 | 0 | 0 | 0 | 0 | 0 | 0 | 0 | 0 | 0 | 0 | 0 | 12
NO |  | 275 | 2011 | 30 | 5 | 5 |  | Nicholson Tap | Nicholson (WE) | 138 | 138 | Various | 0.02 | 0 | 1 | 795.0 kcmil ACSR | 0 | 0 | 0 | 0 | 0 | 0 | 0 | 0 | 0 | 0 | 0 | 0 | 0 | 0 | 0 | 0 | 0 | 0 | 0 | 0 | 0 | 0 | 0 | 12
NO |  | 275 | 2011 | 30 | 6 | 6 |  | Oak Creek SW YD | Nicholson Tap | 138 | 138 | Various | 0.28 | 0 | 1 | 795.0 kcmil ACSR | 0 | 0 | 0 | 0 | 0 | 0 | 0 | 0 | 0 | 0 | 0 | 0 | 0 | 0 | 0 | 0 | 0 | 0 | 0 | 0 | 0 | 0 | 0 | 12
NO |  | 275 | 2011 | 30 | 7 | 7 |  | Oak Creek SW YD | Nicholson Tap | 138 | 138 | Various | 0 | 3.71 | 2 | 795.0 kcmil ACSR | 0 | 0 | 0 | 0 | 0 | 0 | 0 | 0 | 0 | 0 | 0 | 0 | 0 | 0 | 0 | 0 | 0 | 0 | 0 | 0 | 0 | 0 | 0 | 12
NO |  | 275 | 2011 | 30 | 8 | 8 |  | Nicholson Tap | Barland | 138 | 138 | Various | 0 | 1.39 | 2 | 795.0 kcmil ACSR | 0 | 0 | 0 | 0 | 0 | 0 | 0 | 0 | 0 | 0 | 0 | 0 | 0 | 0 | 0 | 0 | 0 | 0 | 0 | 0 | 0 | 0 | 0 | 12
NO |  | 275 | 2011 | 30 | 9 | 9 |  | Nicholson Tap | Barland | 138 | 138 | Various | 0 | 0.04 | 2 | 795.0 kcmil ACSR | 0 | 0 | 0 | 0 | 0 | 0 | 0 | 0 | 0 | 0 | 0 | 0 | 0 | 0 | 0 | 0 | 0 | 0 | 0 | 0 | 0 | 0 | 0 | 12
NO |  | 275 | 2011 | 30 | 10 | 10 |  | Ontonagon | Winona | 138 | 138 | Various | 10.28 | 0 | 1 | 605.0 kcmil ACSR | 0 | 0 | 0 | 0 | 0 | 0 | 0 | 0 | 0 | 0 | 0 | 0 | 0 | 0 | 0 | 0 | 0 | 0 | 0 | 0 | 0 | 0 | 0 | 12
NO |  | 275 | 2011 | 30 | 11 | 11 |  | Ontonagon | Winona | 138 | 138 | Various | 8.84 | 0 | 1 | 605.0 kcmil ACSR | 0 | 0 | 0 | 0 | 0 | 0 | 0 | 0 | 0 | 0 | 0 | 0 | 0 | 0 | 0 | 0 | 0 | 0 | 0 | 0 | 0 | 0 | 0 | 12
NO |  | 275 | 2011 | 30 | 12 | 12 |  | Red Maple | Depere | 138 | 138 | UG | 2.68 | 0 | 1 | 2500.0 kcmil Cu-T | 0 | 0 | 0 | 0 | 0 | 0 | 0 | 0 | 0 | 0 | 0 | 0 | 0 | 0 | 0 | 0 | 0 | 0 | 0 | 0 | 0 | 0 | 0 | 12
NO |  | 275 | 2011 | 30 | 13 | 13 |  | Presque Isle SW YD | Tilden | 138 | 138 | H-Frame | 16.46 | 0 | 1 | 336.4 kcmil ACSR | 0 | 0 | 0 | 0 | 0 | 0 | 0 | 0 | 0 | 0 | 0 | 0 | 0 | 0 | 0 | 0 | 0 | 0 | 0 | 0 | 0 | 0 | 0 | 12
NO |  | 275 | 2011 | 30 | 14 | 14 |  | Presque Isle SW YD | Tilden | 138 | 138 | H-Frame | 0.23 | 0 | 1 | 795.0 kcmil ACSR | 0 | 0 | 0 | 0 | 0 | 0 | 0 | 0 | 0 | 0 | 0 | 0 | 0 | 0 | 0 | 0 | 0 | 0 | 0 | 0 | 0 | 0 | 0 | 12
NO |  | 275 | 2011 | 30 | 15 | 15 |  | Presque Isle SW YD | Tilden | 138 | 138 | H-Frame | 9.11 | 0 | 1 | 605.0 kcmil ACSR | 0 | 0 | 0 | 0 | 0 | 0 | 0 | 0 | 0 | 0 | 0 | 0 | 0 | 0 | 0 | 0 | 0 | 0 | 0 | 0 | 0 | 0 | 0 | 12
NO |  | 275 | 2011 | 30 | 16 | 16 |  | Freeman | Presque Isle SW YD | 138 | 138 | H-Frame | 7.75 | 0 | 1 | 605.0 kcmil ACSR | 0 | 0 | 0 | 0 | 0 | 0 | 0 | 0 | 0 | 0 | 0 | 0 | 0 | 0 | 0 | 0 | 0 | 0 | 0 | 0 | 0 | 0 | 0 | 12
NO |  | 275 | 2011 | 30 | 17 | 17 |  | Plains | Aspen | 138 | 138 | Various | 0.05 | 0 | 1 | 477.0 kcmil ACSR | 0 | 0 | 0 | 0 | 0 | 0 | 0 | 0 | 0 | 0 | 0 | 0 | 0 | 0 | 0 | 0 | 0 | 0 | 0 | 0 | 0 | 0 | 0 | 12
NO |  | 275 | 2011 | 30 | 18 | 18 |  | Plains | Aspen | 138 | 138 | Various | 0.11 | 0 | 1 | 477.0 kcmil ACSR | 0 | 0 | 0 | 0 | 0 | 0 | 0 | 0 | 0 | 0 | 0 | 0 | 0 | 0 | 0 | 0 | 0 | 0 | 0 | 0 | 0 | 0 | 0 | 12
NO |  | 275 | 2011 | 30 | 19 | 19 |  | Plains | Aspen | 138 | 138 | Various | 0 | 6.86 | 2 | 477.0 kcmil ACSR | 0 | 0 | 0 | 0 | 0 | 0 | 0 | 0 | 0 | 0 | 0 | 0 | 0 | 0 | 0 | 0 | 0 | 0 | 0 | 0 | 0 | 0 | 0 | 12
NO |  | 275 | 2011 | 30 | 20 | 20 |  | Plains | Aspen | 138 | 138 | Various | 0.11 | 0 | 1 | 477.0 kcmil ACSR | 0 | 0 | 0 | 0 | 0 | 0 | 0 | 0 | 0 | 0 | 0 | 0 | 0 | 0 | 0 | 0 | 0 | 0 | 0 | 0 | 0 | 0 | 0 | 12
NO |  | 275 | 2011 | 30 | 21 | 21 |  | Plains | Aspen | 138 | 138 | Various | 0.48 | 0 | 1 | 959.6 kcmil ACSS/ | 0 | 0 | 0 | 0 | 0 | 0 | 0 | 0 | 0 | 0 | 0 | 0 | 0 | 0 | 0 | 0 | 0 | 0 | 0 | 0 | 0 | 0 | 0 | 12
NO |  | 275 | 2011 | 30 | 22 | 22 |  | Plains | Aspen | 138 | 138 | Various | 8.91 | 0 | 1 | 477.0 kcmil ACSR | 0 | 0 | 0 | 0 | 0 | 0 | 0 | 0 | 0 | 0 | 0 | 0 | 0 | 0 | 0 | 0 | 0 | 0 | 0 | 0 | 0 | 0 | 0 | 12
NO |  | 275 | 2011 | 30 | 23 | 23 |  | Plains | Aspen | 138 | 138 | Various | 0 | 1.39 | 3 | 477.0 kcmil ACSR | 0 | 0 | 0 | 0 | 0 | 0 | 0 | 0 | 0 | 0 | 0 | 0 | 0 | 0 | 0 | 0 | 0 | 0 | 0 | 0 | 0 | 0 | 0 | 12
NO |  | 275 | 2011 | 30 | 24 | 24 |  | Plains | Aspen | 138 | 138 | Various | 0 | 0.83 | 3 | 477.0 kcmil ACSR | 0 | 0 | 0 | 0 | 0 | 0 | 0 | 0 | 0 | 0 | 0 | 0 | 0 | 0 | 0 | 0 | 0 | 0 | 0 | 0 | 0 | 0 | 0 | 12
NO |  | 275 | 2011 | 30 | 25 | 25 |  | Plains | Aspen | 138 | 138 | Various | 0 | 0.01 | 2 | 477.0 kcmil ACSR | 0 | 0 | 0 | 0 | 0 | 0 | 0 | 0 | 0 | 0 | 0 | 0 | 0 | 0 | 0 | 0 | 0 | 0 | 0 | 0 | 0 | 0 | 0 | 12
NO |  | 275 | 2011 | 30 | 26 | 26 |  | Plains | Aspen | 138 | 138 | Various | 0 | 0.75 | 2 | 477.0 kcmil ACSR | 0 | 0 | 0 | 0 | 0 | 0 | 0 | 0 | 0 | 0 | 0 | 0 | 0 | 0 | 0 | 0 | 0 | 0 | 0 | 0 | 0 | 0 | 0 | 12
NO |  | 275 | 2011 | 30 | 27 | 27 |  | Plains | Aspen | 138 | 138 | Various | 0 | 0.15 | 2 | 477.0 kcmil ACSR | 0 | 0 | 0 | 0 | 0 | 0 | 0 | 0 | 0 | 0 | 0 | 0 | 0 | 0 | 0 | 0 | 0 | 0 | 0 | 0 | 0 | 0 | 0 | 12
NO |  | 275 | 2011 | 30 | 28 | 28 |  | Plains | Aspen | 138 | 138 | Various | 0.03 | 0 | 1 | 477.0 kcmil ACSR | 0 | 0 | 0 | 0 | 0 | 0 | 0 | 0 | 0 | 0 | 0 | 0 | 0 | 0 | 0 | 0 | 0 | 0 | 0 | 0 | 0 | 0 | 0 | 12
NO |  | 275 | 2011 | 30 | 29 | 29 |  | Pleasant Valley | Arthur Road | 138 | 138 |  | 1.18 | 0 | 1 | 477.0 kcmil ACSR | 0 | 0 | 0 | 0 | 0 | 0 | 0 | 0 | 0 | 0 | 0 | 0 | 0 | 0 | 0 | 0 | 0 | 0 | 0 | 0 | 0 | 0 | 0 | 12
NO |  | 275 | 2011 | 30 | 30 | 30 |  | Pleasant Valley | Arthur Road | 138 | 138 |  | 1.79 | 0 | 1 | 477.0 kcmil ACSR | 0 | 0 | 0 | 0 | 0 | 0 | 0 | 0 | 0 | 0 | 0 | 0 | 0 | 0 | 0 | 0 | 0 | 0 | 0 | 0 | 0 | 0 | 0 | 12
NO |  | 275 | 2011 | 30 | 31 | 31 |  | Pleasant Valley | Arthur Road | 138 | 138 |  | 4.01 | 0 | 1 | 477.0 kcmil ACSR | 0 | 0 | 0 | 0 | 0 | 0 | 0 | 0 | 0 | 0 | 0 | 0 | 0 | 0 | 0 | 0 | 0 | 0 | 0 | 0 | 0 | 0 | 0 | 12
NO |  | 275 | 2011 | 30 | 32 | 32 |  | Red Maple | Lost Dauphin | 138 | 138 | Various | 0 | 2.99 | 2 | 795.0 kcmil ACSR | 0 | 0 | 0 | 0 | 0 | 0 | 0 | 0 | 0 | 0 | 0 | 0 | 0 | 0 | 0 | 0 | 0 | 0 | 0 | 0 | 0 | 0 | 0 | 12
NO |  | 275 | 2011 | 30 | 33 | 33 |  | Nelson Dewey SW YD | Gran Grae | 161 | 161 | Various | 0 | 1.11 | 2 | 795.0 kcmil ACSR | 0 | 0 | 0 | 0 | 0 | 0 | 0 | 0 | 0 | 0 | 0 | 0 | 0 | 0 | 0 | 0 | 0 | 0 | 0 | 0 | 0 | 0 | 0 | 12
NO |  | 275 | 2011 | 30 | 34 | 34 |  | Gran Grae | DPC Seneca | 161 | 161 | Various | 0.2 | 0 | 1 | 477.0 kcmil ACSR | 0 | 0 | 0 | 0 | 0 | 0 | 0 | 0 | 0 | 0 | 0 | 0 | 0 | 0 | 0 | 0 | 0 | 0 | 0 | 0 | 0 | 0 | 0 | 12
NO |  | 275 | 2011 | 30 | 35 | 35 |  | Nelson Dewey SW YD | Gran Grae | 161 | 161 | Various | 0.18 | 0 | 1 | 477.0 kcmil ACSR | 0 | 0 | 0 | 0 | 0 | 0 | 0 | 0 | 0 | 0 | 0 | 0 | 0 | 0 | 0 | 0 | 0 | 0 | 0 | 0 | 0 | 0 | 0 | 12
NO |  | 275 | 2011 | 31 | 1 | 1 |  | Nelson Dewey SW YD | DPC Stoneman | 161 | 161 | Various | 0 | 1.11 | 2 | 795.0 kcmil ACSR | 0 | 0 | 0 | 0 | 0 | 0 | 0 | 0 | 0 | 0 | 0 | 0 | 0 | 0 | 0 | 0 | 0 | 0 | 0 | 0 | 0 | 0 | 0 | 12
NO |  | 275 | 2011 | 31 | 2 | 2 |  | Kewaunee SW YD | Point Beach SW YD | 345 | 345 | H-Frame | 5.63 | 0 | 1 | 954.0 kcmil ACSR | 0 | 0 | 0 | 0 | 0 | 0 | 0 | 0 | 0 | 0 | 0 | 0 | 0 | 0 | 0 | 0 | 0 | 0 | 0 | 0 | 0 | 0 | 0 | 12
NO |  | 275 | 2011 | 31 | 3 | 3 |  | Glory Rd | Depere | 138 | 138 | Various | 0 | 0.49 | 2 | 795.0 kcmil ACSR | 0 | 0 | 0 | 0 | 0 | 0 | 0 | 0 | 0 | 0 | 0 | 0 | 0 | 0 | 0 | 0 | 0 | 0 | 0 | 0 | 0 | 0 | 0 | 12
NO |  | 275 | 2011 | 31 | 4 | 4 |  | Glory Rd | Depere | 138 | 138 | UG | 0.67 | 0 | 1 | 795.0 kcmil ACSR | 0 | 0 | 0 | 0 | 0 | 0 | 0 | 0 | 0 | 0 | 0 | 0 | 0 | 0 | 0 | 0 | 0 | 0 | 0 | 0 | 0 | 0 | 0 | 12
NO |  | 275 | 2011 | 31 | 5 | 5 |  | North Appleton | Kewaunee SW YD | 345 | 345 | H-Frame | 50.59 | 0 | 1 | 954.0 kcmil ACSR | 0 | 0 | 0 | 0 | 0 | 0 | 0 | 0 | 0 | 0 | 0 | 0 | 0 | 0 | 0 | 0 | 0 | 0 | 0 | 0 | 0 | 0 | 0 | 12
NO |  | 275 | 2011 | 31 | 6 | 6 |  | Rubicon | Butler Ridge | 138 | 138 | H-Frame | 0.06 | 0 | 1 | 795.0 kcmil ACSR | 0 | 0 | 0 | 0 | 0 | 0 | 0 | 0 | 0 | 0 | 0 | 0 | 0 | 0 | 0 | 0 | 0 | 0 | 0 | 0 | 0 | 0 | 0 | 12
NO |  | 275 | 2011 | 31 | 7 | 7 |  | Rubicon | Butler Ridge | 138 | 138 | H-Frame | 1.79 | 0 | 1 | 795.0 kcmil ACSR | 0 | 0 | 0 | 0 | 0 | 0 | 0 | 0 | 0 | 0 | 0 | 0 | 0 | 0 | 0 | 0 | 0 | 0 | 0 | 0 | 0 | 0 | 0 | 12
NO |  | 275 | 2011 | 31 | 8 | 8 |  | Rubicon | Butler Ridge | 138 | 138 | H-Frame | 0.77 | 0 | 1 | 795.0 kcmil ACSR | 0 | 0 | 0 | 0 | 0 | 0 | 0 | 0 | 0 | 0 | 0 | 0 | 0 | 0 | 0 | 0 | 0 | 0 | 0 | 0 | 0 | 0 | 0 | 12
NO |  | 275 | 2011 | 31 | 9 | 9 |  | Rubicon | Butler Ridge | 138 | 138 | H-Frame | 0.08 | 0 | 1 | 795.0 kcmil ACSR | 0 | 0 | 0 | 0 | 0 | 0 | 0 | 0 | 0 | 0 | 0 | 0 | 0 | 0 | 0 | 0 | 0 | 0 | 0 | 0 | 0 | 0 | 0 | 12
NO |  | 275 | 2011 | 31 | 10 | 10 |  | Rubicon | Butler Ridge | 138 | 138 | H-Frame | 0.39 | 0 | 1 | 795.0 kcmil ACSR | 0 | 0 | 0 | 0 | 0 | 0 | 0 | 0 | 0 | 0 | 0 | 0 | 0 | 0 | 0 | 0 | 0 | 0 | 0 | 0 | 0 | 0 | 0 | 12
NO |  | 275 | 2011 | 31 | 11 | 11 |  | Rubicon | Butler Ridge | 138 | 138 | H-Frame | 0.04 | 0 | 1 | 795.0 kcmil ACSR | 0 | 0 | 0 | 0 | 0 | 0 | 0 | 0 | 0 | 0 | 0 | 0 | 0 | 0 | 0 | 0 | 0 | 0 | 0 | 0 | 0 | 0 | 0 | 12
NO |  | 275 | 2011 | 31 | 12 | 12 |  | Hustisford Tap 2 | Hubbard | 138 | 138 | Various | 2.26 | 0 | 1 | 477.0 kcmil ACSR | 0 | 0 | 0 | 0 | 0 | 0 | 0 | 0 | 0 | 0 | 0 | 0 | 0 | 0 | 0 | 0 | 0 | 0 | 0 | 0 | 0 | 0 | 0 | 12
NO |  | 275 | 2011 | 31 | 13 | 13 |  | Hustisford Tap 2 | Hubbard | 138 | 138 | Various | 4.71 | 0 | 1 | 477.0 kcmil ACSR | 0 | 0 | 0 | 0 | 0 | 0 | 0 | 0 | 0 | 0 | 0 | 0 | 0 | 0 | 0 | 0 | 0 | 0 | 0 | 0 | 0 | 0 | 0 | 12
NO |  | 275 | 2011 | 31 | 14 | 14 |  | Rubicon | Hustisford Tap 1 | 138 | 138 | Various | 0 | 1.05 | 2 | 477.0 kcmil ACSR | 0 | 0 | 0 | 0 | 0 | 0 | 0 | 0 | 0 | 0 | 0 | 0 | 0 | 0 | 0 | 0 | 0 | 0 | 0 | 0 | 0 | 0 | 0 | 12
NO |  | 275 | 2011 | 31 | 15 | 15 |  | Rubicon | Hustisford Tap 1 | 138 | 138 | Various | 3.84 | 0 | 1 | 477.0 kcmil ACSR | 0 | 0 | 0 | 0 | 0 | 0 | 0 | 0 | 0 | 0 | 0 | 0 | 0 | 0 | 0 | 0 | 0 | 0 | 0 | 0 | 0 | 0 | 0 | 12
NO |  | 275 | 2011 | 31 | 16 | 16 |  | Rubicon | Hustisford Tap 1 | 138 | 138 | Various | 0.76 | 0 | 1 | 477.0 kcmil ACSR | 0 | 0 | 0 | 0 | 0 | 0 | 0 | 0 | 0 | 0 | 0 | 0 | 0 | 0 | 0 | 0 | 0 | 0 | 0 | 0 | 0 | 0 | 0 | 12
NO |  | 275 | 2011 | 31 | 17 | 17 |  | Rubicon | Hustisford Tap 1 | 138 | 138 | Various | 0.56 | 0 | 1 | 477.0 kcmil ACSR | 0 | 0 | 0 | 0 | 0 | 0 | 0 | 0 | 0 | 0 | 0 | 0 | 0 | 0 | 0 | 0 | 0 | 0 | 0 | 0 | 0 | 0 | 0 | 12
NO |  | 275 | 2011 | 31 | 18 | 18 |  | Hustisford Tap 1 | Hustisford | 138 | 138 | Various | 0.08 | 0 | 1 | 477.0 kcmil ACSR | 0 | 0 | 0 | 0 | 0 | 0 | 0 | 0 | 0 | 0 | 0 | 0 | 0 | 0 | 0 | 0 | 0 | 0 | 0 | 0 | 0 | 0 | 0 | 12
NO |  | 275 | 2011 | 31 | 19 | 19 |  | Hustisford Tap 1 | Hustisford | 138 | 138 | Various | 0.09 | 0 | 1 | 477.0 kcmil ACSR | 0 | 0 | 0 | 0 | 0 | 0 | 0 | 0 | 0 | 0 | 0 | 0 | 0 | 0 | 0 | 0 | 0 | 0 | 0 | 0 | 0 | 0 | 0 | 12
NO |  | 275 | 2011 | 31 | 20 | 20 |  | Hustisford Tap 1 | Hustisford | 138 | 138 | Various | 0 | 0.1 | 2 | 477.0 kcmil ACSR | 0 | 0 | 0 | 0 | 0 | 0 | 0 | 0 | 0 | 0 | 0 | 0 | 0 | 0 | 0 | 0 | 0 | 0 | 0 | 0 | 0 | 0 | 0 | 12
NO |  | 275 | 2011 | 31 | 21 | 21 |  | Hustisford Tap 1 | Hustisford Tap 2 | 138 | 138 | Various | 0.02 | 0 | 1 | 477.0 kcmil ACSR | 0 | 0 | 0 | 0 | 0 | 0 | 0 | 0 | 0 | 0 | 0 | 0 | 0 | 0 | 0 | 0 | 0 | 0 | 0 | 0 | 0 | 0 | 0 | 12
NO |  | 275 | 2011 | 31 | 22 | 22 |  | Hustisford Tap 1 | Hustisford Tap 2 | 138 | 138 | Various | 0.02 | 0 | 1 | 477.0 kcmil ACSR | 0 | 0 | 0 | 0 | 0 | 0 | 0 | 0 | 0 | 0 | 0 | 0 | 0 | 0 | 0 | 0 | 0 | 0 | 0 | 0 | 0 | 0 | 0 | 12
NO |  | 275 | 2011 | 31 | 23 | 23 |  | Hustisford Tap 2 | Hustisford | 138 | 138 | Various | 0.07 | 0 | 1 | 477.0 kcmil ACSR | 0 | 0 | 0 | 0 | 0 | 0 | 0 | 0 | 0 | 0 | 0 | 0 | 0 | 0 | 0 | 0 | 0 | 0 | 0 | 0 | 0 | 0 | 0 | 12
NO |  | 275 | 2011 | 31 | 24 | 24 |  | Hustisford Tap 2 | Hustisford | 138 | 138 | Various | 0.12 | 0 | 1 | 477.0 kcmil ACSR | 0 | 0 | 0 | 0 | 0 | 0 | 0 | 0 | 0 | 0 | 0 | 0 | 0 | 0 | 0 | 0 | 0 | 0 | 0 | 0 | 0 | 0 | 0 | 12
NO |  | 275 | 2011 | 31 | 25 | 25 |  | Hustisford Tap 2 | Hustisford | 138 | 138 | Various | 0 | 0.1 | 2 | 477.0 kcmil ACSR | 0 | 0 | 0 | 0 | 0 | 0 | 0 | 0 | 0 | 0 | 0 | 0 | 0 | 0 | 0 | 0 | 0 | 0 | 0 | 0 | 0 | 0 | 0 | 12
NO |  | 275 | 2011 | 31 | 26 | 26 |  | Eastman Ave | Pulliam SW YD | 138 | 138 | Steel Pole | 0.27 | 0 | 1 | 795.0 kcmil ACSR | 0 | 0 | 0 | 0 | 0 | 0 | 0 | 0 | 0 | 0 | 0 | 0 | 0 | 0 | 0 | 0 | 0 | 0 | 0 | 0 | 0 | 0 | 0 | 12
NO |  | 275 | 2011 | 31 | 27 | 27 |  | Eastman Ave | Pulliam SW YD | 138 | 138 | Steel Pole | 0.86 | 0 | 1 | 477.0 kcmil ACSR | 0 | 0 | 0 | 0 | 0 | 0 | 0 | 0 | 0 | 0 | 0 | 0 | 0 | 0 | 0 | 0 | 0 | 0 | 0 | 0 | 0 | 0 | 0 | 12
NO |  | 275 | 2011 | 31 | 28 | 28 |  | Eastman Ave | Pulliam SW YD | 138 | 138 | Steel Pole | 0 | 0.38 | 2 | 477.0 kcmil ACSR | 0 | 0 | 0 | 0 | 0 | 0 | 0 | 0 | 0 | 0 | 0 | 0 | 0 | 0 | 0 | 0 | 0 | 0 | 0 | 0 | 0 | 0 | 0 | 12
NO |  | 275 | 2011 | 31 | 29 | 29 |  | Eastman Ave | Pulliam SW YD | 138 | 138 | Steel Pole | 0 | 0.77 | 2 | 477.0 kcmil ACSR | 0 | 0 | 0 | 0 | 0 | 0 | 0 | 0 | 0 | 0 | 0 | 0 | 0 | 0 | 0 | 0 | 0 | 0 | 0 | 0 | 0 | 0 | 0 | 12
NO |  | 275 | 2011 | 31 | 30 | 30 |  | Saukville | Maple (WE) | 138 | 138 | Various | 5.2 | 0 | 1 | 927.2 kcmil ACAR | 0 | 0 | 0 | 0 | 0 | 0 | 0 | 0 | 0 | 0 | 0 | 0 | 0 | 0 | 0 | 0 | 0 | 0 | 0 | 0 | 0 | 0 | 0 | 12
NO |  | 275 | 2011 | 31 | 31 | 31 |  | Saukville | Maple (WE) | 138 | 138 | Various | 0 | 0.33 | 2 | 927.2 kcmil ACAR | 0 | 0 | 0 | 0 | 0 | 0 | 0 | 0 | 0 | 0 | 0 | 0 | 0 | 0 | 0 | 0 | 0 | 0 | 0 | 0 | 0 | 0 | 0 | 12
NO |  | 275 | 2011 | 31 | 32 | 32 |  | Saukville | Maple (WE) | 138 | 138 | Various | 0 | 8.13 | 2 | 927.2 kcmil ACAR | 0 | 0 | 0 | 0 | 0 | 0 | 0 | 0 | 0 | 0 | 0 | 0 | 0 | 0 | 0 | 0 | 0 | 0 | 0 | 0 | 0 | 0 | 0 | 12
NO |  | 275 | 2011 | 31 | 33 | 33 |  | Sunset Point | Ellinwood | 138 | 138 | Various | 0 | 3.74 | 2 | 795.0 kcmil ACSR | 0 | 0 | 0 | 0 | 0 | 0 | 0 | 0 | 0 | 0 | 0 | 0 | 0 | 0 | 0 | 0 | 0 | 0 | 0 | 0 | 0 | 0 | 0 | 12
NO |  | 275 | 2011 | 31 | 34 | 34 |  |  |  | 230 | 230 |  | 0.18 | 0 | 1 |  | 0 | 0 | 0 | 0 | 0 | 0 | 0 | 0 | 0 | 0 | 0 | 0 | 0 | 0 | 0 | 0 | 0 | 0 | 0 | 0 | 0 | 0 | 0 | 12
NO |  | 275 | 2011 | 31 | 35 | 35 |  | Liberty St | Glory Rd | 138 | 138 | Various | 0 | 0.02 | 2 | 795.0 kcmil ACSR | 0 | 0 | 0 | 0 | 0 | 0 | 0 | 0 | 0 | 0 | 0 | 0 | 0 | 0 | 0 | 0 | 0 | 0 | 0 | 0 | 0 | 0 | 0 | 12
NO |  | 275 | 2011 | 32 | 1 | 1 |  | Liberty St | Glory Rd | 138 | 138 | Various | 0 | 0.11 | 2 | 795.0 kcmil ACSR | 0 | 0 | 0 | 0 | 0 | 0 | 0 | 0 | 0 | 0 | 0 | 0 | 0 | 0 | 0 | 0 | 0 | 0 | 0 | 0 | 0 | 0 | 0 | 12
NO |  | 275 | 2011 | 32 | 2 | 2 |  | Liberty St | Glory Rd | 138 | 138 | Various | 0 | 0.13 | 2 | 795.0 kcmil ACSR | 0 | 0 | 0 | 0 | 0 | 0 | 0 | 0 | 0 | 0 | 0 | 0 | 0 | 0 | 0 | 0 | 0 | 0 | 0 | 0 | 0 | 0 | 0 | 12
NO |  | 275 | 2011 | 32 | 3 | 3 |  | Liberty St | Glory Rd | 138 | 138 | Various | 0 | 0.02 | 2 | 795.0 kcmil ACSR | 0 | 0 | 0 | 0 | 0 | 0 | 0 | 0 | 0 | 0 | 0 | 0 | 0 | 0 | 0 | 0 | 0 | 0 | 0 | 0 | 0 | 0 | 0 | 12
NO |  | 275 | 2011 | 32 | 4 | 4 |  | Liberty St | Glory Rd | 138 | 138 | Various | 0 | 3.05 | 2 | 795.0 kcmil ACSR | 0 | 0 | 0 | 0 | 0 | 0 | 0 | 0 | 0 | 0 | 0 | 0 | 0 | 0 | 0 | 0 | 0 | 0 | 0 | 0 | 0 | 0 | 0 | 12
NO |  | 275 | 2011 | 32 | 5 | 5 |  | Liberty St | Glory Rd | 138 | 138 | Various | 0 | 0.31 | 2 | 795.0 kcmil ACSR | 0 | 0 | 0 | 0 | 0 | 0 | 0 | 0 | 0 | 0 | 0 | 0 | 0 | 0 | 0 | 0 | 0 | 0 | 0 | 0 | 0 | 0 | 0 | 12
NO |  | 275 | 2011 | 32 | 6 | 6 |  | Liberty St | Glory Rd | 138 | 138 | Various | 0 | 0.3 | 2 | 795.0 kcmil ACSR | 0 | 0 | 0 | 0 | 0 | 0 | 0 | 0 | 0 | 0 | 0 | 0 | 0 | 0 | 0 | 0 | 0 | 0 | 0 | 0 | 0 | 0 | 0 | 12
NO |  | 275 | 2011 | 32 | 7 | 7 |  | Tower Dr | Pulliam SW YD | 138 | 138 | Wood Pole | 0.07 | 0 | 1 | 477.0 kcmil ACSR | 0 | 0 | 0 | 0 | 0 | 0 | 0 | 0 | 0 | 0 | 0 | 0 | 0 | 0 | 0 | 0 | 0 | 0 | 0 | 0 | 0 | 0 | 0 | 12
NO |  | 275 | 2011 | 32 | 8 | 8 |  | Tower Dr | Pulliam SW YD | 138 | 138 | Wood Pole | 0 | 1.18 | 2 | 477.0 kcmil ACSR | 0 | 0 | 0 | 0 | 0 | 0 | 0 | 0 | 0 | 0 | 0 | 0 | 0 | 0 | 0 | 0 | 0 | 0 | 0 | 0 | 0 | 0 | 0 | 12
NO |  | 275 | 2011 | 32 | 9 | 9 |  | Tower Dr | Pulliam SW YD | 138 | 138 | Wood Pole | 0.31 | 0 | 1 | 477.0 kcmil ACSR | 0 | 0 | 0 | 0 | 0 | 0 | 0 | 0 | 0 | 0 | 0 | 0 | 0 | 0 | 0 | 0 | 0 | 0 | 0 | 0 | 0 | 0 | 0 | 12
NO |  | 275 | 2011 | 32 | 10 | 10 |  | Rocky Run | Gardner Park | 345 | 345 | Various | 25.72 | 0 | 1 | 795.0 kcmil ACSR | 0 | 0 | 0 | 0 | 0 | 0 | 0 | 0 | 0 | 0 | 0 | 0 | 0 | 0 | 0 | 0 | 0 | 0 | 0 | 0 | 0 | 0 | 0 | 12
NO |  | 275 | 2011 | 32 | 11 | 11 |  | Rocky Run | Gardner Park | 345 | 345 | Various | 0 | 0.88 | 2 | 954.0 kcmil ACSR | 0 | 0 | 0 | 0 | 0 | 0 | 0 | 0 | 0 | 0 | 0 | 0 | 0 | 0 | 0 | 0 | 0 | 0 | 0 | 0 | 0 | 0 | 0 | 12
NO |  | 275 | 2011 | 32 | 12 | 12 |  | Rocky Run | Gardner Park | 345 | 345 | Various | 0 | 3.52 | 2 | 954.0 kcmil ACSR | 0 | 0 | 0 | 0 | 0 | 0 | 0 | 0 | 0 | 0 | 0 | 0 | 0 | 0 | 0 | 0 | 0 | 0 | 0 | 0 | 0 | 0 | 0 | 12
NO |  | 275 | 2011 | 32 | 13 | 13 |  | Edgewater SW YD | South Fond Du Lac SW YD | 345 | 345 | Lattice Towe | 28 | 0 | 1 | 795.0 kcmil ACSR | 0 | 0 | 0 | 0 | 0 | 0 | 0 | 0 | 0 | 0 | 0 | 0 | 0 | 0 | 0 | 0 | 0 | 0 | 0 | 0 | 0 | 0 | 0 | 12
NO |  | 275 | 2011 | 32 | 14 | 14 |  | Edgewater SW YD | South Fond Du Lac SW YD | 345 | 345 | Lattice Towe | 0 | 7.17 | 2 | 795.0 kcmil ACSR | 0 | 0 | 0 | 0 | 0 | 0 | 0 | 0 | 0 | 0 | 0 | 0 | 0 | 0 | 0 | 0 | 0 | 0 | 0 | 0 | 0 | 0 | 0 | 12
NO |  | 275 | 2011 | 32 | 15 | 15 |  | Edgewater SW YD | South Fond Du Lac SW YD | 345 | 345 | Lattice Towe | 0 | 3.71 | 2 | 795.0 kcmil ACSR | 0 | 0 | 0 | 0 | 0 | 0 | 0 | 0 | 0 | 0 | 0 | 0 | 0 | 0 | 0 | 0 | 0 | 0 | 0 | 0 | 0 | 0 | 0 | 12
NO |  | 275 | 2011 | 32 | 16 | 16 |  | Edgewater SW YD | South Fond Du Lac SW YD | 345 | 345 | Lattice Towe | 1.41 | 0 | 1 | 795.0 kcmil ACSR | 0 | 0 | 0 | 0 | 0 | 0 | 0 | 0 | 0 | 0 | 0 | 0 | 0 | 0 | 0 | 0 | 0 | 0 | 0 | 0 | 0 | 0 | 0 | 12
NO |  | 275 | 2011 | 32 | 17 | 17 |  | Paddock | Rockdale | 345 | 345 | Various | 0.39 | 0 | 1 | 2156.0 kcmil ACSR | 0 | 0 | 0 | 0 | 0 | 0 | 0 | 0 | 0 | 0 | 0 | 0 | 0 | 0 | 0 | 0 | 0 | 0 | 0 | 0 | 0 | 0 | 0 | 12
NO |  | 275 | 2011 | 32 | 18 | 18 |  | Paddock | Rockdale | 345 | 345 | Various | 0 | 16.01 | 2 | 1113.0 kcmil ACSR | 0 | 0 | 0 | 0 | 0 | 0 | 0 | 0 | 0 | 0 | 0 | 0 | 0 | 0 | 0 | 0 | 0 | 0 | 0 | 0 | 0 | 0 | 0 | 12
NO |  | 275 | 2011 | 32 | 19 | 19 |  | Paddock | Rockdale | 345 | 345 | Various | 0 | 5.05 | 2 | 1113.0 kcmil ACSR | 0 | 0 | 0 | 0 | 0 | 0 | 0 | 0 | 0 | 0 | 0 | 0 | 0 | 0 | 0 | 0 | 0 | 0 | 0 | 0 | 0 | 0 | 0 | 12
NO |  | 275 | 2011 | 32 | 20 | 20 |  | Paddock | Rockdale | 345 | 345 | Various | 0 | 1.5 | 2 | 1113.0 kcmil ACSR | 0 | 0 | 0 | 0 | 0 | 0 | 0 | 0 | 0 | 0 | 0 | 0 | 0 | 0 | 0 | 0 | 0 | 0 | 0 | 0 | 0 | 0 | 0 | 12
NO |  | 275 | 2011 | 32 | 21 | 21 |  | Paddock | Rockdale | 345 | 345 | Various | 0 | 2.21 | 2 | 1113.0 kcmil ACSR | 0 | 0 | 0 | 0 | 0 | 0 | 0 | 0 | 0 | 0 | 0 | 0 | 0 | 0 | 0 | 0 | 0 | 0 | 0 | 0 | 0 | 0 | 0 | 12
NO |  | 275 | 2011 | 32 | 22 | 22 |  | Paddock | Rockdale | 345 | 345 | Various | 0.48 | 0 | 1 | 1113.0 kcmil ACSR | 0 | 0 | 0 | 0 | 0 | 0 | 0 | 0 | 0 | 0 | 0 | 0 | 0 | 0 | 0 | 0 | 0 | 0 | 0 | 0 | 0 | 0 | 0 | 12
NO |  | 275 | 2011 | 32 | 23 | 23 |  | Paddock | Rockdale | 345 | 345 | Various | 0 | 1.42 | 2 | 1113.0 kcmil ACSR | 0 | 0 | 0 | 0 | 0 | 0 | 0 | 0 | 0 | 0 | 0 | 0 | 0 | 0 | 0 | 0 | 0 | 0 | 0 | 0 | 0 | 0 | 0 | 12
NO |  | 275 | 2011 | 32 | 24 | 24 |  | Paddock | Rockdale | 345 | 345 | Various | 0 | 7.52 | 3 | 1113.0 kcmil ACSR | 0 | 0 | 0 | 0 | 0 | 0 | 0 | 0 | 0 | 0 | 0 | 0 | 0 | 0 | 0 | 0 | 0 | 0 | 0 | 0 | 0 | 0 | 0 | 12
NO |  | 275 | 2011 | 32 | 25 | 25 |  | Paddock | Rockdale | 345 | 345 | Various | 0.08 | 0 | 1 | 1113.0 kcmil ACSR | 0 | 0 | 0 | 0 | 0 | 0 | 0 | 0 | 0 | 0 | 0 | 0 | 0 | 0 | 0 | 0 | 0 | 0 | 0 | 0 | 0 | 0 | 0 | 12
NO |  | 275 | 2011 | 32 | 26 | 26 |  | Fitzgerald | Ellinwood | 138 | 138 | Wood Pole | 0 | 0.6 | 2 | 795.0 kcmil ACSR | 0 | 0 | 0 | 0 | 0 | 0 | 0 | 0 | 0 | 0 | 0 | 0 | 0 | 0 | 0 | 0 | 0 | 0 | 0 | 0 | 0 | 0 | 0 | 12
NO |  | 275 | 2011 | 32 | 27 | 27 |  | Fitzgerald | Ellinwood | 138 | 138 | Wood Pole | 0 | 0.21 | 2 | 795.0 kcmil ACSR | 0 | 0 | 0 | 0 | 0 | 0 | 0 | 0 | 0 | 0 | 0 | 0 | 0 | 0 | 0 | 0 | 0 | 0 | 0 | 0 | 0 | 0 | 0 | 12
NO |  | 275 | 2011 | 32 | 28 | 28 |  | Fitzgerald | Ellinwood | 138 | 138 | Wood Pole | 0 | 0.15 | 2 | 795.0 kcmil ACSR | 0 | 0 | 0 | 0 | 0 | 0 | 0 | 0 | 0 | 0 | 0 | 0 | 0 | 0 | 0 | 0 | 0 | 0 | 0 | 0 | 0 | 0 | 0 | 12
NO |  | 275 | 2011 | 32 | 29 | 29 |  | Fitzgerald | Ellinwood | 138 | 138 | Wood Pole | 0 | 0.16 | 2 | 795.0 kcmil ACSR | 0 | 0 | 0 | 0 | 0 | 0 | 0 | 0 | 0 | 0 | 0 | 0 | 0 | 0 | 0 | 0 | 0 | 0 | 0 | 0 | 0 | 0 | 0 | 12
NO |  | 275 | 2011 | 32 | 30 | 30 |  | Fitzgerald | Ellinwood | 138 | 138 | Wood Pole | 0 | 1.94 | 2 | 795.0 kcmil ACSR | 0 | 0 | 0 | 0 | 0 | 0 | 0 | 0 | 0 | 0 | 0 | 0 | 0 | 0 | 0 | 0 | 0 | 0 | 0 | 0 | 0 | 0 | 0 | 12
NO |  | 275 | 2011 | 32 | 31 | 31 |  | Fitzgerald | Ellinwood | 138 | 138 | Wood Pole | 0 | 2.59 | 2 | 795.0 kcmil ACSR | 0 | 0 | 0 | 0 | 0 | 0 | 0 | 0 | 0 | 0 | 0 | 0 | 0 | 0 | 0 | 0 | 0 | 0 | 0 | 0 | 0 | 0 | 0 | 12
NO |  | 275 | 2011 | 32 | 32 | 32 |  | Fitzgerald | Ellinwood | 138 | 138 | Wood Pole | 0 | 0.1 | 2 | 795.0 kcmil ACSR | 0 | 0 | 0 | 0 | 0 | 0 | 0 | 0 | 0 | 0 | 0 | 0 | 0 | 0 | 0 | 0 | 0 | 0 | 0 | 0 | 0 | 0 | 0 | 12
NO |  | 275 | 2011 | 32 | 33 | 33 |  | Pulliam SW YD | Bayport SW STA | 138 | 138 |  | 0.09 | 0 | 1 | 795.0 kcmil ACSR | 0 | 0 | 0 | 0 | 0 | 0 | 0 | 0 | 0 | 0 | 0 | 0 | 0 | 0 | 0 | 0 | 0 | 0 | 0 | 0 | 0 | 0 | 0 | 12
NO |  | 275 | 2011 | 32 | 34 | 34 |  | Pulliam SW YD | Bayport SW STA | 138 | 138 |  | 0.07 | 0 | 1 | 795.0 kcmil ACSR | 0 | 0 | 0 | 0 | 0 | 0 | 0 | 0 | 0 | 0 | 0 | 0 | 0 | 0 | 0 | 0 | 0 | 0 | 0 | 0 | 0 | 0 | 0 | 12
NO |  | 275 | 2011 | 32 | 35 | 35 |  | Pulliam SW YD | Bayport SW STA | 138 | 138 |  | 1.77 | 0 | 1 | 795.0 kcmil ACSR | 0 | 0 | 0 | 0 | 0 | 0 | 0 | 0 | 0 | 0 | 0 | 0 | 0 | 0 | 0 | 0 | 0 | 0 | 0 | 0 | 0 | 0 | 0 | 12
NO |  | 275 | 2011 | 33 | 1 | 1 |  | Pulliam SW YD | Bayport SW STA | 138 | 138 |  | 0.14 | 0 | 1 | 795.0 kcmil ACSR | 0 | 0 | 0 | 0 | 0 | 0 | 0 | 0 | 0 | 0 | 0 | 0 | 0 | 0 | 0 | 0 | 0 | 0 | 0 | 0 | 0 | 0 | 0 | 12
NO |  | 275 | 2011 | 33 | 2 | 2 |  | Pulliam SW YD | Bayport SW STA | 138 | 138 |  | 0 | 0.76 | 2 | 795.0 kcmil ACSR | 0 | 0 | 0 | 0 | 0 | 0 | 0 | 0 | 0 | 0 | 0 | 0 | 0 | 0 | 0 | 0 | 0 | 0 | 0 | 0 | 0 | 0 | 0 | 12
NO |  | 275 | 2011 | 33 | 3 | 3 |  | Pulliam SW YD | Bayport SW STA | 138 | 138 |  | 0 | 0.21 | 2 | 795.0 kcmil ACSR | 0 | 0 | 0 | 0 | 0 | 0 | 0 | 0 | 0 | 0 | 0 | 0 | 0 | 0 | 0 | 0 | 0 | 0 | 0 | 0 | 0 | 0 | 0 | 12
NO |  | 275 | 2011 | 33 | 4 | 4 |  | Pulliam SW YD | Bayport SW STA | 138 | 138 |  | 0 | 0.8 | 2 | 795.0 kcmil ACSR | 0 | 0 | 0 | 0 | 0 | 0 | 0 | 0 | 0 | 0 | 0 | 0 | 0 | 0 | 0 | 0 | 0 | 0 | 0 | 0 | 0 | 0 | 0 | 12
NO |  | 275 | 2011 | 33 | 5 | 5 |  | Pulliam SW YD | Bayport SW STA | 138 | 138 |  | 0 | 0.09 | 2 | 795.0 kcmil ACSR | 0 | 0 | 0 | 0 | 0 | 0 | 0 | 0 | 0 | 0 | 0 | 0 | 0 | 0 | 0 | 0 | 0 | 0 | 0 | 0 | 0 | 0 | 0 | 12
NO |  | 275 | 2011 | 33 | 6 | 6 |  | Pulliam SW YD | Bayport SW STA | 138 | 138 |  | 0 | 0.48 | 2 | 795.0 kcmil ACSR | 0 | 0 | 0 | 0 | 0 | 0 | 0 | 0 | 0 | 0 | 0 | 0 | 0 | 0 | 0 | 0 | 0 | 0 | 0 | 0 | 0 | 0 | 0 | 12
NO |  | 275 | 2011 | 33 | 7 | 7 |  | Pulliam SW YD | Bayport SW STA | 138 | 138 |  | 0.1 | 0 | 1 | 795.0 kcmil ACSR | 0 | 0 | 0 | 0 | 0 | 0 | 0 | 0 | 0 | 0 | 0 | 0 | 0 | 0 | 0 | 0 | 0 | 0 | 0 | 0 | 0 | 0 | 0 | 12
NO |  | 275 | 2011 | 33 | 8 | 8 |  | Wempletown | Rockdale | 345 | 345 | H-Frame | 0.06 | 0 | 1 | 2156.0 kcmil ACSR | 0 | 0 | 0 | 0 | 0 | 0 | 0 | 0 | 0 | 0 | 0 | 0 | 0 | 0 | 0 | 0 | 0 | 0 | 0 | 0 | 0 | 0 | 0 | 12
NO |  | 275 | 2011 | 33 | 9 | 9 |  | Wempletown | Rockdale | 345 | 345 | H-Frame | 0 | 1.88 | 2 | 2156.0 kcmil ACSR | 0 | 0 | 0 | 0 | 0 | 0 | 0 | 0 | 0 | 0 | 0 | 0 | 0 | 0 | 0 | 0 | 0 | 0 | 0 | 0 | 0 | 0 | 0 | 12
NO |  | 275 | 2011 | 33 | 10 | 10 |  | Wempletown | Rockdale | 345 | 345 | H-Frame | 0 | 1.62 | 2 | 2156.0 kcmil ACSR | 0 | 0 | 0 | 0 | 0 | 0 | 0 | 0 | 0 | 0 | 0 | 0 | 0 | 0 | 0 | 0 | 0 | 0 | 0 | 0 | 0 | 0 | 0 | 12
NO |  | 275 | 2011 | 33 | 11 | 11 |  | Wempletown | Rockdale | 345 | 345 | H-Frame | 0 | 16 | 2 | 1113.0 kcmil ACSR | 0 | 0 | 0 | 0 | 0 | 0 | 0 | 0 | 0 | 0 | 0 | 0 | 0 | 0 | 0 | 0 | 0 | 0 | 0 | 0 | 0 | 0 | 0 | 12
NO |  | 275 | 2011 | 33 | 12 | 12 |  | Wempletown | Rockdale | 345 | 345 | H-Frame | 0 | 5.05 | 2 | 1113.0 kcmil ACSR | 0 | 0 | 0 | 0 | 0 | 0 | 0 | 0 | 0 | 0 | 0 | 0 | 0 | 0 | 0 | 0 | 0 | 0 | 0 | 0 | 0 | 0 | 0 | 12
NO |  | 275 | 2011 | 33 | 13 | 13 |  | Wempletown | Rockdale | 345 | 345 | H-Frame | 0 | 1.5 | 2 | 1113.0 kcmil ACSR | 0 | 0 | 0 | 0 | 0 | 0 | 0 | 0 | 0 | 0 | 0 | 0 | 0 | 0 | 0 | 0 | 0 | 0 | 0 | 0 | 0 | 0 | 0 | 12
NO |  | 275 | 2011 | 33 | 14 | 14 |  | Wempletown | Rockdale | 345 | 345 | H-Frame | 0 | 2.23 | 2 | 1113.0 kcmil ACSR | 0 | 0 | 0 | 0 | 0 | 0 | 0 | 0 | 0 | 0 | 0 | 0 | 0 | 0 | 0 | 0 | 0 | 0 | 0 | 0 | 0 | 0 | 0 | 12
NO |  | 275 | 2011 | 33 | 15 | 15 |  | Wempletown | Rockdale | 345 | 345 | H-Frame | 0.49 | 0 | 1 | 1113.0 kcmil ACSR | 0 | 0 | 0 | 0 | 0 | 0 | 0 | 0 | 0 | 0 | 0 | 0 | 0 | 0 | 0 | 0 | 0 | 0 | 0 | 0 | 0 | 0 | 0 | 12
NO |  | 275 | 2011 | 33 | 16 | 16 |  | Wempletown | Rockdale | 345 | 345 | H-Frame | 0 | 1.39 | 2 | 1113.0 kcmil ACSR | 0 | 0 | 0 | 0 | 0 | 0 | 0 | 0 | 0 | 0 | 0 | 0 | 0 | 0 | 0 | 0 | 0 | 0 | 0 | 0 | 0 | 0 | 0 | 12
NO |  | 275 | 2011 | 33 | 17 | 17 |  | Wempletown | Rockdale | 345 | 345 | H-Frame | 0 | 7.43 | 3 | 1113.0 kcmil ACSR | 0 | 0 | 0 | 0 | 0 | 0 | 0 | 0 | 0 | 0 | 0 | 0 | 0 | 0 | 0 | 0 | 0 | 0 | 0 | 0 | 0 | 0 | 0 | 12
NO |  | 275 | 2011 | 33 | 18 | 18 |  | Wempletown | Rockdale | 345 | 345 | H-Frame | 0.21 | 0 | 1 | 1113.0 kcmil ACSR | 0 | 0 | 0 | 0 | 0 | 0 | 0 | 0 | 0 | 0 | 0 | 0 | 0 | 0 | 0 | 0 | 0 | 0 | 0 | 0 | 0 | 0 | 0 | 12
NO |  | 275 | 2011 | 33 | 19 | 19 |  | Columbia SW YD (ALTE) | South Fond Du Lac SW YD | 345 | 345 | Various | 46.09 | 0 | 1 | 2156.0 kcmil ACSR | 0 | 0 | 0 | 0 | 0 | 0 | 0 | 0 | 0 | 0 | 0 | 0 | 0 | 0 | 0 | 0 | 0 | 0 | 0 | 0 | 0 | 0 | 0 | 12
NO |  | 275 | 2011 | 33 | 20 | 20 |  | Columbia SW YD (ALTE) | South Fond Du Lac SW YD | 345 | 345 | Various | 0.16 | 0 | 1 | 2156.0 kcmil ACSR | 0 | 0 | 0 | 0 | 0 | 0 | 0 | 0 | 0 | 0 | 0 | 0 | 0 | 0 | 0 | 0 | 0 | 0 | 0 | 0 | 0 | 0 | 0 | 12
NO |  | 275 | 2011 | 33 | 21 | 21 |  | Columbia SW YD (ALTE) | South Fond Du Lac SW YD | 345 | 345 | Various | 0 | 8.56 | 2 | 2156.0 kcmil ACSR | 0 | 0 | 0 | 0 | 0 | 0 | 0 | 0 | 0 | 0 | 0 | 0 | 0 | 0 | 0 | 0 | 0 | 0 | 0 | 0 | 0 | 0 | 0 | 12
NO |  | 275 | 2011 | 33 | 22 | 22 |  | Columbia SW YD (ALTE) | Rockdale | 345 | 345 | Steel Pole | 0 | 13.8 | 2 | 2156.0 kcmil ACSR | 0 | 0 | 0 | 0 | 0 | 0 | 0 | 0 | 0 | 0 | 0 | 0 | 0 | 0 | 0 | 0 | 0 | 0 | 0 | 0 | 0 | 0 | 0 | 12
NO |  | 275 | 2011 | 33 | 23 | 23 |  | Columbia SW YD (ALTE) | Rockdale | 345 | 345 | Steel Pole | 16.53 | 0 | 1 | 2156.0 kcmil ACSR | 0 | 0 | 0 | 0 | 0 | 0 | 0 | 0 | 0 | 0 | 0 | 0 | 0 | 0 | 0 | 0 | 0 | 0 | 0 | 0 | 0 | 0 | 0 | 12
NO |  | 275 | 2011 | 33 | 24 | 24 |  | Columbia SW YD (ALTE) | Rockdale | 345 | 345 | Steel Pole | 0.13 | 0 | 1 | 2156.0 kcmil ACSR | 0 | 0 | 0 | 0 | 0 | 0 | 0 | 0 | 0 | 0 | 0 | 0 | 0 | 0 | 0 | 0 | 0 | 0 | 0 | 0 | 0 | 0 | 0 | 12
NO |  | 275 | 2011 | 33 | 25 | 25 |  | Columbia SW YD (ALTE) | Rockdale | 345 | 345 | Steel Pole | 0 | 8.6 | 2 | 2156.0 kcmil ACSR | 0 | 0 | 0 | 0 | 0 | 0 | 0 | 0 | 0 | 0 | 0 | 0 | 0 | 0 | 0 | 0 | 0 | 0 | 0 | 0 | 0 | 0 | 0 | 12
NO |  | 275 | 2011 | 33 | 26 | 26 |  | Columbia SW YD (ALTE) | Rockdale | 345 | 345 | Steel Pole | 0 | 12.96 | 2 | 2156.0 kcmil ACSR | 0 | 0 | 0 | 0 | 0 | 0 | 0 | 0 | 0 | 0 | 0 | 0 | 0 | 0 | 0 | 0 | 0 | 0 | 0 | 0 | 0 | 0 | 0 | 12
NO |  | 275 | 2011 | 33 | 27 | 27 |  | Columbia SW YD (ALTE) | North Madison 345/138 kV | 345 | 345 | H-Frame | 0.12 | 0 | 1 | 2156.0 kcmil ACSR | 0 | 0 | 0 | 0 | 0 | 0 | 0 | 0 | 0 | 0 | 0 | 0 | 0 | 0 | 0 | 0 | 0 | 0 | 0 | 0 | 0 | 0 | 0 | 12
NO |  | 275 | 2011 | 33 | 28 | 28 |  | Columbia SW YD (ALTE) | North Madison 345/138 kV | 345 | 345 | H-Frame | 0 | 16.5 | 2 | 2156.0 kcmil ACSR | 0 | 0 | 0 | 0 | 0 | 0 | 0 | 0 | 0 | 0 | 0 | 0 | 0 | 0 | 0 | 0 | 0 | 0 | 0 | 0 | 0 | 0 | 0 | 12
NO |  | 275 | 2011 | 33 | 29 | 29 |  | Columbia SW YD (ALTE) | North Madison 345/138 kV | 345 | 345 | H-Frame | 0 | 0.44 | 2 | 2156.0 kcmil ACSR | 0 | 0 | 0 | 0 | 0 | 0 | 0 | 0 | 0 | 0 | 0 | 0 | 0 | 0 | 0 | 0 | 0 | 0 | 0 | 0 | 0 | 0 | 0 | 12
NO |  | 275 | 2011 | 33 | 30 | 30 |  | Badger | Cloverleaf | 138 | 138 | 3-Pole Wood | 0.03 | 0 | 1 | 266.8 kcmil ACSR | 0 | 0 | 0 | 0 | 0 | 0 | 0 | 0 | 0 | 0 | 0 | 0 | 0 | 0 | 0 | 0 | 0 | 0 | 0 | 0 | 0 | 0 | 0 | 12
NO |  | 275 | 2011 | 33 | 31 | 31 |  | Badger | Cloverleaf | 138 | 138 | 3-Pole Wood | 0.05 | 0 | 1 | 266.8 kcmil ACSR | 0 | 0 | 0 | 0 | 0 | 0 | 0 | 0 | 0 | 0 | 0 | 0 | 0 | 0 | 0 | 0 | 0 | 0 | 0 | 0 | 0 | 0 | 0 | 12
NO |  | 275 | 2011 | 33 | 32 | 32 |  | Cloverleaf | Maplewood | 138 | 138 | 3-Pole Wood | 0.03 | 0 | 1 | 266.8 kcmil ACSR | 0 | 0 | 0 | 0 | 0 | 0 | 0 | 0 | 0 | 0 | 0 | 0 | 0 | 0 | 0 | 0 | 0 | 0 | 0 | 0 | 0 | 0 | 0 | 12
NO |  | 275 | 2011 | 33 | 33 | 33 |  | Badger | Cloverleaf | 138 | 138 | 3-Pole Wood | 3.25 | 0 | 1 | 266.8 kcmil ACSR | 0 | 0 | 0 | 0 | 0 | 0 | 0 | 0 | 0 | 0 | 0 | 0 | 0 | 0 | 0 | 0 | 0 | 0 | 0 | 0 | 0 | 0 | 0 | 12
NO |  | 275 | 2011 | 33 | 34 | 34 |  | Cloverleaf | Maplewood | 138 | 138 | 3-Pole Wood | 0.02 | 0 | 1 | 266.8 kcmil ACSR | 0 | 0 | 0 | 0 | 0 | 0 | 0 | 0 | 0 | 0 | 0 | 0 | 0 | 0 | 0 | 0 | 0 | 0 | 0 | 0 | 0 | 0 | 0 | 12
NO |  | 275 | 2011 | 33 | 35 | 35 |  | Cloverleaf | Maplewood | 138 | 138 | 3-Pole Wood | 2.68 | 0 | 1 | 266.8 kcmil ACSR | 0 | 0 | 0 | 0 | 0 | 0 | 0 | 0 | 0 | 0 | 0 | 0 | 0 | 0 | 0 | 0 | 0 | 0 | 0 | 0 | 0 | 0 | 0 | 12
NO |  | 275 | 2011 | 34 | 1 | 1 |  | Cloverleaf | Maplewood | 138 | 138 | 3-Pole Wood | 13.17 | 0 | 1 | 266.8 kcmil ACSR | 0 | 0 | 0 | 0 | 0 | 0 | 0 | 0 | 0 | 0 | 0 | 0 | 0 | 0 | 0 | 0 | 0 | 0 | 0 | 0 | 0 | 0 | 0 | 12
NO |  | 275 | 2011 | 34 | 2 | 2 |  | Cloverleaf | Maplewood | 138 | 138 | 3-Pole Wood | 8.69 | 0 | 1 | 266.8 kcmil ACSR | 0 | 0 | 0 | 0 | 0 | 0 | 0 | 0 | 0 | 0 | 0 | 0 | 0 | 0 | 0 | 0 | 0 | 0 | 0 | 0 | 0 | 0 | 0 | 12
NO |  | 275 | 2011 | 34 | 3 | 3 |  | Cloverleaf | Maplewood | 138 | 138 | 3-Pole Wood | 0.03 | 0 | 1 | 266.8 kcmil ACSR | 0 | 0 | 0 | 0 | 0 | 0 | 0 | 0 | 0 | 0 | 0 | 0 | 0 | 0 | 0 | 0 | 0 | 0 | 0 | 0 | 0 | 0 | 0 | 12
NO |  | 275 | 2011 | 34 | 4 | 4 |  | Rocky Run | Arpin | 345 | 345 | Various | 9.67 | 0 | 1 | 795.0 kcmil ACSR | 0 | 0 | 0 | 0 | 0 | 0 | 0 | 0 | 0 | 0 | 0 | 0 | 0 | 0 | 0 | 0 | 0 | 0 | 0 | 0 | 0 | 0 | 0 | 12
NO |  | 275 | 2011 | 34 | 5 | 5 |  | Rocky Run | Arpin | 345 | 345 | Various | 10.34 | 0 | 1 | 795.0 kcmil ACSR | 0 | 0 | 0 | 0 | 0 | 0 | 0 | 0 | 0 | 0 | 0 | 0 | 0 | 0 | 0 | 0 | 0 | 0 | 0 | 0 | 0 | 0 | 0 | 12
NO |  | 275 | 2011 | 34 | 6 | 6 |  | Paddock | Wempletown | 345 | 345 | Lattice Towe | 0.26 | 0 | 1 | 2156.0 kcmil ACSR | 0 | 0 | 0 | 0 | 0 | 0 | 0 | 0 | 0 | 0 | 0 | 0 | 0 | 0 | 0 | 0 | 0 | 0 | 0 | 0 | 0 | 0 | 0 | 12
NO |  | 275 | 2011 | 34 | 7 | 7 |  | Paddock | Wempletown | 345 | 345 | Lattice Towe | 0.14 | 0 | 1 | 2156.0 kcmil ACSR | 0 | 0 | 0 | 0 | 0 | 0 | 0 | 0 | 0 | 0 | 0 | 0 | 0 | 0 | 0 | 0 | 0 | 0 | 0 | 0 | 0 | 0 | 0 | 12
NO |  | 275 | 2011 | 34 | 8 | 8 |  | Paddock | Wempletown | 345 | 345 | Lattice Towe | 0 | 1.88 | 2 | 2156.0 kcmil ACSR | 0 | 0 | 0 | 0 | 0 | 0 | 0 | 0 | 0 | 0 | 0 | 0 | 0 | 0 | 0 | 0 | 0 | 0 | 0 | 0 | 0 | 0 | 0 | 12
NO |  | 275 | 2011 | 34 | 9 | 9 |  | Paddock | Wempletown | 345 | 345 | Lattice Towe | 0 | 1.63 | 2 | 2156.0 kcmil ACSR | 0 | 0 | 0 | 0 | 0 | 0 | 0 | 0 | 0 | 0 | 0 | 0 | 0 | 0 | 0 | 0 | 0 | 0 | 0 | 0 | 0 | 0 | 0 | 12
NO |  | 275 | 2011 | 34 | 10 | 10 |  | Werner West | White Lake (WE) | 138 | 138 | Wood Pole | 0.21 | 0 | 1 | 795.0 kcmil ACSR | 0 | 0 | 0 | 0 | 0 | 0 | 0 | 0 | 0 | 0 | 0 | 0 | 0 | 0 | 0 | 0 | 0 | 0 | 0 | 0 | 0 | 0 | 0 | 12
NO |  | 275 | 2011 | 34 | 11 | 11 |  | Werner West | White Lake (WE) | 138 | 138 | Wood Pole | 0.26 | 0 | 1 | 795.0 kcmil ACSR | 0 | 0 | 0 | 0 | 0 | 0 | 0 | 0 | 0 | 0 | 0 | 0 | 0 | 0 | 0 | 0 | 0 | 0 | 0 | 0 | 0 | 0 | 0 | 12
NO |  | 275 | 2011 | 34 | 12 | 12 |  | Werner West | White Lake (WE) | 138 | 138 | Wood Pole | 1.31 | 0 | 1 | 795.0 kcmil ACSR | 0 | 0 | 0 | 0 | 0 | 0 | 0 | 0 | 0 | 0 | 0 | 0 | 0 | 0 | 0 | 0 | 0 | 0 | 0 | 0 | 0 | 0 | 0 | 12
NO |  | 275 | 2011 | 34 | 13 | 13 |  | Werner West | White Lake (WE) | 138 | 138 | Wood Pole | 9.28 | 0 | 1 | 795.0 kcmil ACSR | 0 | 0 | 0 | 0 | 0 | 0 | 0 | 0 | 0 | 0 | 0 | 0 | 0 | 0 | 0 | 0 | 0 | 0 | 0 | 0 | 0 | 0 | 0 | 12
NO |  | 275 | 2011 | 34 | 14 | 14 |  | Werner West | White Lake (WE) | 138 | 138 | Wood Pole | 1.55 | 0 | 1 | 795.0 kcmil ACSR | 0 | 0 | 0 | 0 | 0 | 0 | 0 | 0 | 0 | 0 | 0 | 0 | 0 | 0 | 0 | 0 | 0 | 0 | 0 | 0 | 0 | 0 | 0 | 12
NO |  | 275 | 2011 | 34 | 15 | 15 |  | Werner West | White Lake (WE) | 138 | 138 | Wood Pole | 2.7 | 0 | 1 | 795.0 kcmil ACSR | 0 | 0 | 0 | 0 | 0 | 0 | 0 | 0 | 0 | 0 | 0 | 0 | 0 | 0 | 0 | 0 | 0 | 0 | 0 | 0 | 0 | 0 | 0 | 12
NO |  | 275 | 2011 | 34 | 16 | 16 |  | Werner West | Clintonville | 138 | 138 | Various | 0 | 0.06 | 2 | 556.5 kcmil ACSR | 0 | 0 | 0 | 0 | 0 | 0 | 0 | 0 | 0 | 0 | 0 | 0 | 0 | 0 | 0 | 0 | 0 | 0 | 0 | 0 | 0 | 0 | 0 | 12
NO |  | 275 | 2011 | 34 | 17 | 17 |  | Werner West | Clintonville | 138 | 138 | Various | 0 | 0.11 | 2 | 556.5 kcmil ACSR | 0 | 0 | 0 | 0 | 0 | 0 | 0 | 0 | 0 | 0 | 0 | 0 | 0 | 0 | 0 | 0 | 0 | 0 | 0 | 0 | 0 | 0 | 0 | 12
NO |  | 275 | 2011 | 34 | 18 | 18 |  | Werner West | Clintonville | 138 | 138 | Various | 0 | 7.89 | 2 | 556.5 kcmil ACSR | 0 | 0 | 0 | 0 | 0 | 0 | 0 | 0 | 0 | 0 | 0 | 0 | 0 | 0 | 0 | 0 | 0 | 0 | 0 | 0 | 0 | 0 | 0 | 12
NO |  | 275 | 2011 | 34 | 19 | 19 |  | Werner West | Clintonville | 138 | 138 | Various | 0 | 0.88 | 2 | 556.5 kcmil ACSR | 0 | 0 | 0 | 0 | 0 | 0 | 0 | 0 | 0 | 0 | 0 | 0 | 0 | 0 | 0 | 0 | 0 | 0 | 0 | 0 | 0 | 0 | 0 | 12
NO |  | 275 | 2011 | 34 | 20 | 20 |  | Werner West | Clintonville | 138 | 138 | Various | 0 | 8.7 | 2 | 556.5 kcmil ACSR | 0 | 0 | 0 | 0 | 0 | 0 | 0 | 0 | 0 | 0 | 0 | 0 | 0 | 0 | 0 | 0 | 0 | 0 | 0 | 0 | 0 | 0 | 0 | 12
NO |  | 275 | 2011 | 34 | 21 | 21 |  | Werner West | Clintonville | 138 | 138 | Various | 0 | 0.02 | 2 | 795.0 kcmil ACSR | 0 | 0 | 0 | 0 | 0 | 0 | 0 | 0 | 0 | 0 | 0 | 0 | 0 | 0 | 0 | 0 | 0 | 0 | 0 | 0 | 0 | 0 | 0 | 12
NO |  | 275 | 2011 | 34 | 22 | 22 |  | Werner West | Clintonville | 138 | 138 | Various | 0 | 0.78 | 2 | 795.0 kcmil ACSR | 0 | 0 | 0 | 0 | 0 | 0 | 0 | 0 | 0 | 0 | 0 | 0 | 0 | 0 | 0 | 0 | 0 | 0 | 0 | 0 | 0 | 0 | 0 | 12
NO |  | 275 | 2011 | 34 | 23 | 23 |  | Werner West | Clintonville | 138 | 138 | Various | 0 | 0.1 | 2 | 795.0 kcmil ACSR | 0 | 0 | 0 | 0 | 0 | 0 | 0 | 0 | 0 | 0 | 0 | 0 | 0 | 0 | 0 | 0 | 0 | 0 | 0 | 0 | 0 | 0 | 0 | 12
NO |  | 275 | 2011 | 34 | 24 | 24 |  | Werner West | Clintonville | 138 | 138 | Various | 0 | 0.02 | 2 | 795.0 kcmil ACSR | 0 | 0 | 0 | 0 | 0 | 0 | 0 | 0 | 0 | 0 | 0 | 0 | 0 | 0 | 0 | 0 | 0 | 0 | 0 | 0 | 0 | 0 | 0 | 12
NO |  | 275 | 2011 | 34 | 25 | 25 |  | Werner West | Werner | 138 | 138 | Various | 0.12 | 0 | 1 | 795.0 kcmil ACSR | 0 | 0 | 0 | 0 | 0 | 0 | 0 | 0 | 0 | 0 | 0 | 0 | 0 | 0 | 0 | 0 | 0 | 0 | 0 | 0 | 0 | 0 | 0 | 12
NO |  | 275 | 2011 | 34 | 26 | 26 |  | Werner West | Rocky Run | 345 | 345 | Steel Pole | 1.17 | 0 | 1 | 795.0 kcmil ACSR | 0 | 0 | 0 | 0 | 0 | 0 | 0 | 0 | 0 | 0 | 0 | 0 | 0 | 0 | 0 | 0 | 0 | 0 | 0 | 0 | 0 | 0 | 0 | 12
NO |  | 275 | 2011 | 34 | 27 | 27 |  | Werner West | Rocky Run | 345 | 345 | Steel Pole | 5.92 | 0 | 1 | 795.0 kcmil ACSR | 0 | 0 | 0 | 0 | 0 | 0 | 0 | 0 | 0 | 0 | 0 | 0 | 0 | 0 | 0 | 0 | 0 | 0 | 0 | 0 | 0 | 0 | 0 | 12
NO |  | 275 | 2011 | 34 | 28 | 28 |  | Werner West | Rocky Run | 345 | 345 | Steel Pole | 17.66 | 0 | 1 | 795.0 kcmil ACSR | 0 | 0 | 0 | 0 | 0 | 0 | 0 | 0 | 0 | 0 | 0 | 0 | 0 | 0 | 0 | 0 | 0 | 0 | 0 | 0 | 0 | 0 | 0 | 12
NO |  | 275 | 2011 | 34 | 29 | 29 |  | Werner West | Rocky Run | 345 | 345 | Steel Pole | 0.11 | 0 | 1 | 795.0 kcmil ACSR | 0 | 0 | 0 | 0 | 0 | 0 | 0 | 0 | 0 | 0 | 0 | 0 | 0 | 0 | 0 | 0 | 0 | 0 | 0 | 0 | 0 | 0 | 0 | 12
NO |  | 275 | 2011 | 34 | 30 | 30 |  | Werner West | Rocky Run | 345 | 345 | Steel Pole | 0.15 | 0 | 1 | 795.0 kcmil ACSR | 0 | 0 | 0 | 0 | 0 | 0 | 0 | 0 | 0 | 0 | 0 | 0 | 0 | 0 | 0 | 0 | 0 | 0 | 0 | 0 | 0 | 0 | 0 | 12
NO |  | 275 | 2011 | 34 | 31 | 31 |  | Werner West | Rocky Run | 345 | 345 | Steel Pole | 22.34 | 0 | 1 | 795.0 kcmil ACSR | 0 | 0 | 0 | 0 | 0 | 0 | 0 | 0 | 0 | 0 | 0 | 0 | 0 | 0 | 0 | 0 | 0 | 0 | 0 | 0 | 0 | 0 | 0 | 12
NO |  | 275 | 2011 | 34 | 32 | 32 |  | Werner West | Rocky Run | 345 | 345 | Steel Pole | 0.11 | 0 | 1 | 795.0 kcmil ACSR | 0 | 0 | 0 | 0 | 0 | 0 | 0 | 0 | 0 | 0 | 0 | 0 | 0 | 0 | 0 | 0 | 0 | 0 | 0 | 0 | 0 | 0 | 0 | 12
NO |  | 275 | 2011 | 34 | 33 | 33 |  | Werner West | Rocky Run | 345 | 345 | Steel Pole | 0.09 | 0 | 1 | 795.0 kcmil ACSR | 0 | 0 | 0 | 0 | 0 | 0 | 0 | 0 | 0 | 0 | 0 | 0 | 0 | 0 | 0 | 0 | 0 | 0 | 0 | 0 | 0 | 0 | 0 | 12
NO |  | 275 | 2011 | 34 | 34 | 34 |  | Werner West | Highway 22 | 345 | 345 | Various | 0 | 0.01 | 2 | 1113.0 kcmil ACSR | 0 | 0 | 0 | 0 | 0 | 0 | 0 | 0 | 0 | 0 | 0 | 0 | 0 | 0 | 0 | 0 | 0 | 0 | 0 | 0 | 0 | 0 | 0 | 12
NO |  | 275 | 2011 | 34 | 35 | 35 |  | Werner West | Highway 22 | 345 | 345 | Various | 0 | 0.07 | 2 | 1113.0 kcmil ACSR | 0 | 0 | 0 | 0 | 0 | 0 | 0 | 0 | 0 | 0 | 0 | 0 | 0 | 0 | 0 | 0 | 0 | 0 | 0 | 0 | 0 | 0 | 0 | 12
NO |  | 275 | 2011 | 35 | 1 | 1 |  | Werner West | Highway 22 | 345 | 345 | Various | 0 | 7.86 | 2 | 1113.0 kcmil ACSR | 0 | 0 | 0 | 0 | 0 | 0 | 0 | 0 | 0 | 0 | 0 | 0 | 0 | 0 | 0 | 0 | 0 | 0 | 0 | 0 | 0 | 0 | 0 | 12
NO |  | 275 | 2011 | 35 | 2 | 2 |  | Werner West | Highway 22 | 345 | 345 | Various | 0 | 0.9 | 2 | 1113.0 kcmil ACSR | 0 | 0 | 0 | 0 | 0 | 0 | 0 | 0 | 0 | 0 | 0 | 0 | 0 | 0 | 0 | 0 | 0 | 0 | 0 | 0 | 0 | 0 | 0 | 12
NO |  | 275 | 2011 | 35 | 3 | 3 |  | Werner West | Highway 22 | 345 | 345 | Various | 0 | 8.69 | 2 | 1113.0 kcmil ACSR | 0 | 0 | 0 | 0 | 0 | 0 | 0 | 0 | 0 | 0 | 0 | 0 | 0 | 0 | 0 | 0 | 0 | 0 | 0 | 0 | 0 | 0 | 0 | 12
NO |  | 275 | 2011 | 35 | 4 | 4 |  | Werner West | Highway 22 | 345 | 345 | Various | 0 | 6.66 | 2 | 1113.0 kcmil ACSR | 0 | 0 | 0 | 0 | 0 | 0 | 0 | 0 | 0 | 0 | 0 | 0 | 0 | 0 | 0 | 0 | 0 | 0 | 0 | 0 | 0 | 0 | 0 | 12
NO |  | 275 | 2011 | 35 | 5 | 5 |  | Werner West | Highway 22 | 345 | 345 | Various | 0.14 | 0 | 1 | 1113.0 kcmil ACSR | 0 | 0 | 0 | 0 | 0 | 0 | 0 | 0 | 0 | 0 | 0 | 0 | 0 | 0 | 0 | 0 | 0 | 0 | 0 | 0 | 0 | 0 | 0 | 12
NO |  | 275 | 2011 | 35 | 6 | 6 |  | Werner West | Highway 22 | 345 | 345 | Various | 0.02 | 0 | 1 | 1113.0 kcmil ACSR | 0 | 0 | 0 | 0 | 0 | 0 | 0 | 0 | 0 | 0 | 0 | 0 | 0 | 0 | 0 | 0 | 0 | 0 | 0 | 0 | 0 | 0 | 0 | 12
NO |  | 275 | 2011 | 35 | 7 | 7 |  | Winona | M - 38 | 138 | 138 | Various | 13.77 | 0 | 1 | 605.0 kcmil ACSR | 0 | 0 | 0 | 0 | 0 | 0 | 0 | 0 | 0 | 0 | 0 | 0 | 0 | 0 | 0 | 0 | 0 | 0 | 0 | 0 | 0 | 0 | 0 | 12
NO |  | 275 | 2011 | 35 | 8 | 8 |  | Winona | M - 38 | 138 | 138 | Various | 5.49 | 0 | 1 | 605.0 kcmil ACSR | 0 | 0 | 0 | 0 | 0 | 0 | 0 | 0 | 0 | 0 | 0 | 0 | 0 | 0 | 0 | 0 | 0 | 0 | 0 | 0 | 0 | 0 | 0 | 12
NO |  | 275 | 2011 | 35 | 9 | 9 |  | South Sheboygan Falls | Edgewater SW YD | 138 | 138 | Lattice Towe | 0.03 | 0 | 1 | 2500.0 kcmil AAC | 0 | 0 | 0 | 0 | 0 | 0 | 0 | 0 | 0 | 0 | 0 | 0 | 0 | 0 | 0 | 0 | 0 | 0 | 0 | 0 | 0 | 0 | 0 | 12
NO |  | 275 | 2011 | 35 | 10 | 10 |  | South Sheboygan Falls | Edgewater SW YD | 138 | 138 | Lattice Towe | 0.01 | 0 | 1 | 2500.0 kcmil AAC | 0 | 0 | 0 | 0 | 0 | 0 | 0 | 0 | 0 | 0 | 0 | 0 | 0 | 0 | 0 | 0 | 0 | 0 | 0 | 0 | 0 | 0 | 0 | 12
NO |  | 275 | 2011 | 35 | 11 | 11 |  | South Sheboygan Falls | Edgewater SW YD | 138 | 138 | Lattice Towe | 6.78 | 0 | 1 | 795.0 kcmil ACSR | 0 | 0 | 0 | 0 | 0 | 0 | 0 | 0 | 0 | 0 | 0 | 0 | 0 | 0 | 0 | 0 | 0 | 0 | 0 | 0 | 0 | 0 | 0 | 12
NO |  | 275 | 2011 | 35 | 12 | 12 |  | Roeder | Wautoma | 138 | 138 | H-Frame | 19.78 | 0 | 1 | 397.5 kcmil ACSR | 0 | 0 | 0 | 0 | 0 | 0 | 0 | 0 | 0 | 0 | 0 | 0 | 0 | 0 | 0 | 0 | 0 | 0 | 0 | 0 | 0 | 0 | 0 | 12
NO |  | 275 | 2011 | 35 | 13 | 13 |  | Green Lake SW STA | Roeder | 138 | 138 | H-Frame | 5.97 | 0 | 1 | 397.5 kcmil ACSR | 0 | 0 | 0 | 0 | 0 | 0 | 0 | 0 | 0 | 0 | 0 | 0 | 0 | 0 | 0 | 0 | 0 | 0 | 0 | 0 | 0 | 0 | 0 | 12
NO |  | 275 | 2011 | 35 | 14 | 14 |  | Sand Lake | Port Edwards | 138 | 138 | H-Frame | 0.08 | 0 | 1 | 795.0 kcmil ACSR | 0 | 0 | 0 | 0 | 0 | 0 | 0 | 0 | 0 | 0 | 0 | 0 | 0 | 0 | 0 | 0 | 0 | 0 | 0 | 0 | 0 | 0 | 0 | 12
NO |  | 275 | 2011 | 35 | 15 | 15 |  | Wautoma | Sand Lake | 138 | 138 | H-Frame | 11.48 | 0 | 1 | 397.5 kcmil ACSR | 0 | 0 | 0 | 0 | 0 | 0 | 0 | 0 | 0 | 0 | 0 | 0 | 0 | 0 | 0 | 0 | 0 | 0 | 0 | 0 | 0 | 0 | 0 | 12
NO |  | 275 | 2011 | 35 | 16 | 16 |  | Sand Lake | Port Edwards | 138 | 138 | H-Frame | 19.45 | 0 | 1 | 397.5 kcmil ACSR | 0 | 0 | 0 | 0 | 0 | 0 | 0 | 0 | 0 | 0 | 0 | 0 | 0 | 0 | 0 | 0 | 0 | 0 | 0 | 0 | 0 | 0 | 0 | 12
NO |  | 275 | 2011 | 35 | 17 | 17 |  | Sand Lake | Port Edwards | 138 | 138 | H-Frame | 5.37 | 0 | 1 | 397.5 kcmil ACSR | 0 | 0 | 0 | 0 | 0 | 0 | 0 | 0 | 0 | 0 | 0 | 0 | 0 | 0 | 0 | 0 | 0 | 0 | 0 | 0 | 0 | 0 | 0 | 12
NO |  | 275 | 2011 | 35 | 18 | 18 |  | North Monroe | Albany SW STR (ALTE) | 138 | 138 | Various | 9.27 | 0 | 1 | 266.8 kcmil ACSR | 0 | 0 | 0 | 0 | 0 | 0 | 0 | 0 | 0 | 0 | 0 | 0 | 0 | 0 | 0 | 0 | 0 | 0 | 0 | 0 | 0 | 0 | 0 | 12
NO |  | 275 | 2011 | 35 | 19 | 19 |  | North Monroe | Albany SW STR (ALTE) | 138 | 138 | Various | 0.04 | 0 | 1 | 266.8 kcmil ACSR | 0 | 0 | 0 | 0 | 0 | 0 | 0 | 0 | 0 | 0 | 0 | 0 | 0 | 0 | 0 | 0 | 0 | 0 | 0 | 0 | 0 | 0 | 0 | 12
NO |  | 275 | 2011 | 35 | 20 | 20 |  | Albany SW STR (ALTE) | Albany (ALTE) | 138 | 138 | Various | 0.01 | 0 | 1 | 336.4 kcmil ACSR | 0 | 0 | 0 | 0 | 0 | 0 | 0 | 0 | 0 | 0 | 0 | 0 | 0 | 0 | 0 | 0 | 0 | 0 | 0 | 0 | 0 | 0 | 0 | 12
NO |  | 275 | 2011 | 35 | 21 | 21 |  | Albany SW STR (ALTE) | Bass Creek | 138 | 138 | Various | 12.15 | 0 | 1 | 266.8 kcmil ACSR | 0 | 0 | 0 | 0 | 0 | 0 | 0 | 0 | 0 | 0 | 0 | 0 | 0 | 0 | 0 | 0 | 0 | 0 | 0 | 0 | 0 | 0 | 0 | 12
NO |  | 275 | 2011 | 35 | 22 | 22 |  | Albany SW STR (ALTE) | Bass Creek | 138 | 138 | Various | 0.03 | 0 | 1 | 477.0 kcmil ACSR | 0 | 0 | 0 | 0 | 0 | 0 | 0 | 0 | 0 | 0 | 0 | 0 | 0 | 0 | 0 | 0 | 0 | 0 | 0 | 0 | 0 | 0 | 0 | 12
NO |  | 275 | 2011 | 35 | 23 | 23 |  | Portage | Columbia SW YD (ALTE) | 138 | 138 | Steel Pole | 0 | 5.61 | 2 | 795.0 kcmil ACSR | 0 | 0 | 0 | 0 | 0 | 0 | 0 | 0 | 0 | 0 | 0 | 0 | 0 | 0 | 0 | 0 | 0 | 0 | 0 | 0 | 0 | 0 | 0 | 12
NO |  | 275 | 2011 | 35 | 24 | 24 |  | Hillman | Darlington | 138 | 138 | H-Frame | 0.03 | 0 | 1 | 795.0 kcmil ACSR | 0 | 0 | 0 | 0 | 0 | 0 | 0 | 0 | 0 | 0 | 0 | 0 | 0 | 0 | 0 | 0 | 0 | 0 | 0 | 0 | 0 | 0 | 0 | 12
NO |  | 275 | 2011 | 35 | 25 | 25 |  | Hillman | Darlington | 138 | 138 | H-Frame | 5.28 | 0 | 1 | 795.0 kcmil ACSR | 0 | 0 | 0 | 0 | 0 | 0 | 0 | 0 | 0 | 0 | 0 | 0 | 0 | 0 | 0 | 0 | 0 | 0 | 0 | 0 | 0 | 0 | 0 | 12
NO |  | 275 | 2011 | 35 | 26 | 26 |  | Hillman | Darlington | 138 | 138 | H-Frame | 1.23 | 0 | 1 | 795.0 kcmil ACSR | 0 | 0 | 0 | 0 | 0 | 0 | 0 | 0 | 0 | 0 | 0 | 0 | 0 | 0 | 0 | 0 | 0 | 0 | 0 | 0 | 0 | 0 | 0 | 12
NO |  | 275 | 2011 | 35 | 27 | 27 |  | Hillman | Darlington | 138 | 138 | H-Frame | 1.44 | 0 | 1 | 795.0 kcmil ACSR | 0 | 0 | 0 | 0 | 0 | 0 | 0 | 0 | 0 | 0 | 0 | 0 | 0 | 0 | 0 | 0 | 0 | 0 | 0 | 0 | 0 | 0 | 0 | 12
NO |  | 275 | 2011 | 35 | 28 | 28 |  | Hillman | Darlington | 138 | 138 | H-Frame | 0.24 | 0 | 1 | 795.0 kcmil ACSR | 0 | 0 | 0 | 0 | 0 | 0 | 0 | 0 | 0 | 0 | 0 | 0 | 0 | 0 | 0 | 0 | 0 | 0 | 0 | 0 | 0 | 0 | 0 | 12
NO |  | 275 | 2011 | 35 | 29 | 29 |  | Hillman | Darlington | 138 | 138 | H-Frame | 10.36 | 0 | 1 | 795.0 kcmil ACSR | 0 | 0 | 0 | 0 | 0 | 0 | 0 | 0 | 0 | 0 | 0 | 0 | 0 | 0 | 0 | 0 | 0 | 0 | 0 | 0 | 0 | 0 | 0 | 12
NO |  | 275 | 2011 | 35 | 30 | 30 |  | Hillman | Darlington | 138 | 138 | H-Frame | 0.1 | 0 | 1 | 795.0 kcmil ACSR | 0 | 0 | 0 | 0 | 0 | 0 | 0 | 0 | 0 | 0 | 0 | 0 | 0 | 0 | 0 | 0 | 0 | 0 | 0 | 0 | 0 | 0 | 0 | 12
NO |  | 275 | 2011 | 35 | 31 | 31 |  | Nelson Dewey SW YD | Potosi SW STR | 138 | 138 | Lattice Towe | 0 | 0.24 | 2 | 795.0 kcmil ACSR | 0 | 0 | 0 | 0 | 0 | 0 | 0 | 0 | 0 | 0 | 0 | 0 | 0 | 0 | 0 | 0 | 0 | 0 | 0 | 0 | 0 | 0 | 0 | 12
NO |  | 275 | 2011 | 35 | 32 | 32 |  | Potosi SW STR | Hillman | 138 | 138 | Lattice Towe | 12.05 | 0 | 1 | 795.0 kcmil ACSR | 0 | 0 | 0 | 0 | 0 | 0 | 0 | 0 | 0 | 0 | 0 | 0 | 0 | 0 | 0 | 0 | 0 | 0 | 0 | 0 | 0 | 0 | 0 | 12
NO |  | 275 | 2011 | 35 | 33 | 33 |  | Nelson Dewey SW YD | Potosi SW STR | 138 | 138 | Lattice Towe | 0.9 | 0 | 1 | 795.0 kcmil ACSR | 0 | 0 | 0 | 0 | 0 | 0 | 0 | 0 | 0 | 0 | 0 | 0 | 0 | 0 | 0 | 0 | 0 | 0 | 0 | 0 | 0 | 0 | 0 | 12
NO |  | 275 | 2011 | 35 | 34 | 34 |  | Potosi SW STR | Potosi | 138 | 138 | Lattice Towe | 0.01 | 0 | 1 | 795.0 kcmil ACSR | 0 | 0 | 0 | 0 | 0 | 0 | 0 | 0 | 0 | 0 | 0 | 0 | 0 | 0 | 0 | 0 | 0 | 0 | 0 | 0 | 0 | 0 | 0 | 12
NO |  | 275 | 2011 | 35 | 35 | 35 |  | Nelson Dewey SW YD | Potosi SW STR | 138 | 138 | Lattice Towe | 14.57 | 0 | 1 | 795.0 kcmil ACSR | 0 | 0 | 0 | 0 | 0 | 0 | 0 | 0 | 0 | 0 | 0 | 0 | 0 | 0 | 0 | 0 | 0 | 0 | 0 | 0 | 0 | 0 | 0 | 12
NO |  | 275 | 2011 | 36 | 1 | 1 |  | Preble | Tower Dr | 138 | 138 | Wood Pole | 0 | 0.03 | 2 | 477.0 kcmil ACSR | 0 | 0 | 0 | 0 | 0 | 0 | 0 | 0 | 0 | 0 | 0 | 0 | 0 | 0 | 0 | 0 | 0 | 0 | 0 | 0 | 0 | 0 | 0 | 12
NO |  | 275 | 2011 | 36 | 2 | 2 |  | Highway V | Preble | 138 | 138 | Wood Pole | 2.03 | 0 | 1 | 4/0 AWG ACSR 6/1 | 0 | 0 | 0 | 0 | 0 | 0 | 0 | 0 | 0 | 0 | 0 | 0 | 0 | 0 | 0 | 0 | 0 | 0 | 0 | 0 | 0 | 0 | 0 | 12
NO |  | 275 | 2011 | 36 | 3 | 3 |  | Highway V | Preble | 138 | 138 | Wood Pole | 0.03 | 0 | 1 | 795.0 kcmil ACSR | 0 | 0 | 0 | 0 | 0 | 0 | 0 | 0 | 0 | 0 | 0 | 0 | 0 | 0 | 0 | 0 | 0 | 0 | 0 | 0 | 0 | 0 | 0 | 12
NO |  | 275 | 2011 | 36 | 4 | 4 |  | Highway V | Preble | 138 | 138 | Wood Pole | 0.05 | 0 | 1 | 477.0 kcmil ACSR | 0 | 0 | 0 | 0 | 0 | 0 | 0 | 0 | 0 | 0 | 0 | 0 | 0 | 0 | 0 | 0 | 0 | 0 | 0 | 0 | 0 | 0 | 0 | 12
NO |  | 275 | 2011 | 36 | 5 | 5 |  | Preble | Tower Dr | 138 | 138 | Wood Pole | 0.03 | 0 | 1 | 795.0 kcmil ACSR | 0 | 0 | 0 | 0 | 0 | 0 | 0 | 0 | 0 | 0 | 0 | 0 | 0 | 0 | 0 | 0 | 0 | 0 | 0 | 0 | 0 | 0 | 0 | 12
NO |  | 275 | 2011 | 36 | 6 | 6 |  | Preble | Tower Dr | 138 | 138 | Wood Pole | 2.13 | 0 | 1 | 4/0 AWG ACSR 6/1 | 0 | 0 | 0 | 0 | 0 | 0 | 0 | 0 | 0 | 0 | 0 | 0 | 0 | 0 | 0 | 0 | 0 | 0 | 0 | 0 | 0 | 0 | 0 | 12
NO |  | 275 | 2011 | 36 | 7 | 7 |  | Preble | Tower Dr | 138 | 138 | Wood Pole | 0.06 | 0 | 1 | 477.0 kcmil ACSR | 0 | 0 | 0 | 0 | 0 | 0 | 0 | 0 | 0 | 0 | 0 | 0 | 0 | 0 | 0 | 0 | 0 | 0 | 0 | 0 | 0 | 0 | 0 | 12
NO |  | 275 | 2011 | 36 | 8 | 8 |  | Preble | Tower Dr | 138 | 138 | Wood Pole | 0.06 | 0 | 1 | 477.0 kcmil ACSR | 0 | 0 | 0 | 0 | 0 | 0 | 0 | 0 | 0 | 0 | 0 | 0 | 0 | 0 | 0 | 0 | 0 | 0 | 0 | 0 | 0 | 0 | 0 | 12
NO |  | 275 | 2011 | 36 | 9 | 9 |  | Preble | Tower Dr | 138 | 138 | Wood Pole | 0 | 0.31 | 2 | 477.0 kcmil ACSR | 0 | 0 | 0 | 0 | 0 | 0 | 0 | 0 | 0 | 0 | 0 | 0 | 0 | 0 | 0 | 0 | 0 | 0 | 0 | 0 | 0 | 0 | 0 | 12
NO |  | 275 | 2011 | 36 | 10 | 10 |  | Lancaster | Eden | 138 | 138 | H-Frame | 16.18 | 0 | 1 | 795.0 kcmil ACSR | 0 | 0 | 0 | 0 | 0 | 0 | 0 | 0 | 0 | 0 | 0 | 0 | 0 | 0 | 0 | 0 | 0 | 0 | 0 | 0 | 0 | 0 | 0 | 12
NO |  | 275 | 2011 | 36 | 11 | 11 |  | Nelson Dewey SW YD | Lancaster | 138 | 138 | H-Frame | 18.11 | 0 | 1 | 795.0 kcmil ACSR | 0 | 0 | 0 | 0 | 0 | 0 | 0 | 0 | 0 | 0 | 0 | 0 | 0 | 0 | 0 | 0 | 0 | 0 | 0 | 0 | 0 | 0 | 0 | 12
NO |  | 275 | 2011 | 36 | 12 | 12 |  | Nelson Dewey SW YD | Lancaster | 138 | 138 | H-Frame | 0 | 0.23 | 2 | 795.0 kcmil ACSR | 0 | 0 | 0 | 0 | 0 | 0 | 0 | 0 | 0 | 0 | 0 | 0 | 0 | 0 | 0 | 0 | 0 | 0 | 0 | 0 | 0 | 0 | 0 | 12
NO |  | 275 | 2011 | 36 | 13 | 13 |  | Eden | Wyoming Valley SW STR | 138 | 138 | H-Frame | 19.37 | 0 | 1 | 795.0 kcmil ACSR | 0 | 0 | 0 | 0 | 0 | 0 | 0 | 0 | 0 | 0 | 0 | 0 | 0 | 0 | 0 | 0 | 0 | 0 | 0 | 0 | 0 | 0 | 0 | 12
NO |  | 275 | 2011 | 36 | 14 | 14 |  | Wyoming Valley SW STR | Spring Green | 138 | 138 | H-Frame | 5.78 | 0 | 1 | 795.0 kcmil ACSR | 0 | 0 | 0 | 0 | 0 | 0 | 0 | 0 | 0 | 0 | 0 | 0 | 0 | 0 | 0 | 0 | 0 | 0 | 0 | 0 | 0 | 0 | 0 | 12
NO |  | 275 | 2011 | 36 | 15 | 15 |  | Wyoming Valley SW STR | Wyoming Valley | 138 | 138 | H-Frame | 0.03 | 0 | 1 | 336.4 kcmil ACSR | 0 | 0 | 0 | 0 | 0 | 0 | 0 | 0 | 0 | 0 | 0 | 0 | 0 | 0 | 0 | 0 | 0 | 0 | 0 | 0 | 0 | 0 | 0 | 12
NO |  | 275 | 2011 | 36 | 16 | 16 |  | Spring Green | Troy SW STR | 138 | 138 | H-Frame | 0.02 | 0 | 1 | 795.0 kcmil ACSR | 0 | 0 | 0 | 0 | 0 | 0 | 0 | 0 | 0 | 0 | 0 | 0 | 0 | 0 | 0 | 0 | 0 | 0 | 0 | 0 | 0 | 0 | 0 | 12
NO |  | 275 | 2011 | 36 | 17 | 17 |  | Spring Green | Troy SW STR | 138 | 138 | H-Frame | 0.03 | 0 | 1 | 795.0 kcmil ACSR | 0 | 0 | 0 | 0 | 0 | 0 | 0 | 0 | 0 | 0 | 0 | 0 | 0 | 0 | 0 | 0 | 0 | 0 | 0 | 0 | 0 | 0 | 0 | 12
NO |  | 275 | 2011 | 36 | 18 | 18 |  | Spring Green | Troy SW STR | 138 | 138 | H-Frame | 0.33 | 0 | 1 | 795.0 kcmil ACSR | 0 | 0 | 0 | 0 | 0 | 0 | 0 | 0 | 0 | 0 | 0 | 0 | 0 | 0 | 0 | 0 | 0 | 0 | 0 | 0 | 0 | 0 | 0 | 12
NO |  | 275 | 2011 | 36 | 19 | 19 |  | Spring Green | Troy SW STR | 138 | 138 | H-Frame | 1.69 | 0 | 1 | 795.0 kcmil ACSR | 0 | 0 | 0 | 0 | 0 | 0 | 0 | 0 | 0 | 0 | 0 | 0 | 0 | 0 | 0 | 0 | 0 | 0 | 0 | 0 | 0 | 0 | 0 | 12
NO |  | 275 | 2011 | 36 | 20 | 20 |  | Spring Green | Troy SW STR | 138 | 138 | H-Frame | 2.37 | 0 | 1 | 795.0 kcmil ACSR | 0 | 0 | 0 | 0 | 0 | 0 | 0 | 0 | 0 | 0 | 0 | 0 | 0 | 0 | 0 | 0 | 0 | 0 | 0 | 0 | 0 | 0 | 0 | 12
NO |  | 275 | 2011 | 36 | 21 | 21 |  | Spring Green | Troy SW STR | 138 | 138 | H-Frame | 2.64 | 0 | 1 | 795.0 kcmil ACSR | 0 | 0 | 0 | 0 | 0 | 0 | 0 | 0 | 0 | 0 | 0 | 0 | 0 | 0 | 0 | 0 | 0 | 0 | 0 | 0 | 0 | 0 | 0 | 12
NO |  | 275 | 2011 | 36 | 22 | 22 |  | Spring Green | Troy SW STR | 138 | 138 | H-Frame | 1.4 | 0 | 1 | 795.0 kcmil ACSR | 0 | 0 | 0 | 0 | 0 | 0 | 0 | 0 | 0 | 0 | 0 | 0 | 0 | 0 | 0 | 0 | 0 | 0 | 0 | 0 | 0 | 0 | 0 | 12
NO |  | 275 | 2011 | 36 | 23 | 23 |  | Troy SW STR | Kirkwood | 138 | 138 | H-Frame | 2.76 | 0 | 1 | 795.0 kcmil ACSR | 0 | 0 | 0 | 0 | 0 | 0 | 0 | 0 | 0 | 0 | 0 | 0 | 0 | 0 | 0 | 0 | 0 | 0 | 0 | 0 | 0 | 0 | 0 | 12
NO |  | 275 | 2011 | 36 | 24 | 24 |  | Troy SW STR | Kirkwood | 138 | 138 | H-Frame | 0.66 | 0 | 1 | 795.0 kcmil ACSR | 0 | 0 | 0 | 0 | 0 | 0 | 0 | 0 | 0 | 0 | 0 | 0 | 0 | 0 | 0 | 0 | 0 | 0 | 0 | 0 | 0 | 0 | 0 | 12
NO |  | 275 | 2011 | 36 | 25 | 25 |  | Troy SW STR | Kirkwood | 138 | 138 | H-Frame | 4.17 | 0 | 1 | 795.0 kcmil ACSR | 0 | 0 | 0 | 0 | 0 | 0 | 0 | 0 | 0 | 0 | 0 | 0 | 0 | 0 | 0 | 0 | 0 | 0 | 0 | 0 | 0 | 0 | 0 | 12
NO |  | 275 | 2011 | 36 | 26 | 26 |  | Troy SW STR | Kirkwood | 138 | 138 | H-Frame | 3.44 | 0 | 1 | 795.0 kcmil ACSR | 0 | 0 | 0 | 0 | 0 | 0 | 0 | 0 | 0 | 0 | 0 | 0 | 0 | 0 | 0 | 0 | 0 | 0 | 0 | 0 | 0 | 0 | 0 | 12
NO |  | 275 | 2011 | 36 | 27 | 27 |  | Troy SW STR | Kirkwood | 138 | 138 | H-Frame | 2.6 | 0 | 1 | 795.0 kcmil ACSR | 0 | 0 | 0 | 0 | 0 | 0 | 0 | 0 | 0 | 0 | 0 | 0 | 0 | 0 | 0 | 0 | 0 | 0 | 0 | 0 | 0 | 0 | 0 | 12
NO |  | 275 | 2011 | 36 | 28 | 28 |  | Troy SW STR | Kirkwood | 138 | 138 | H-Frame | 2.45 | 0 | 1 | 795.0 kcmil ACSR | 0 | 0 | 0 | 0 | 0 | 0 | 0 | 0 | 0 | 0 | 0 | 0 | 0 | 0 | 0 | 0 | 0 | 0 | 0 | 0 | 0 | 0 | 0 | 12
NO |  | 275 | 2011 | 36 | 29 | 29 |  | Troy SW STR | Kirkwood | 138 | 138 | H-Frame | 0.04 | 0 | 1 | 795.0 kcmil ACSR | 0 | 0 | 0 | 0 | 0 | 0 | 0 | 0 | 0 | 0 | 0 | 0 | 0 | 0 | 0 | 0 | 0 | 0 | 0 | 0 | 0 | 0 | 0 | 12
NO |  | 275 | 2011 | 36 | 30 | 30 |  | Troy SW STR | Kirkwood | 138 | 138 | H-Frame | 0.04 | 0 | 1 | 795.0 kcmil ACSR | 0 | 0 | 0 | 0 | 0 | 0 | 0 | 0 | 0 | 0 | 0 | 0 | 0 | 0 | 0 | 0 | 0 | 0 | 0 | 0 | 0 | 0 | 0 | 12
NO |  | 275 | 2011 | 36 | 31 | 31 |  | Troy SW STR | Kirkwood | 138 | 138 | H-Frame | 1.55 | 0 | 1 | 795.0 kcmil ACSR | 0 | 0 | 0 | 0 | 0 | 0 | 0 | 0 | 0 | 0 | 0 | 0 | 0 | 0 | 0 | 0 | 0 | 0 | 0 | 0 | 0 | 0 | 0 | 12
NO |  | 275 | 2011 | 36 | 32 | 32 |  | Spring Green | Troy SW STR | 138 | 138 | H-Frame | 0.26 | 0 | 1 | 795.0 kcmil ACSR | 0 | 0 | 0 | 0 | 0 | 0 | 0 | 0 | 0 | 0 | 0 | 0 | 0 | 0 | 0 | 0 | 0 | 0 | 0 | 0 | 0 | 0 | 0 | 12
NO |  | 275 | 2011 | 36 | 33 | 33 |  | Troy SW STR | Troy | 138 | 138 | H-Frame | 0.01 | 0 | 1 | 795.0 kcmil ACSR | 0 | 0 | 0 | 0 | 0 | 0 | 0 | 0 | 0 | 0 | 0 | 0 | 0 | 0 | 0 | 0 | 0 | 0 | 0 | 0 | 0 | 0 | 0 | 12
NO |  | 275 | 2011 | 36 | 34 | 34 |  | Portage | Trienda | 138 | 138 | Steel Pole | 0.02 | 0 | 1 | 795.0 kcmil ACSR | 0 | 0 | 0 | 0 | 0 | 0 | 0 | 0 | 0 | 0 | 0 | 0 | 0 | 0 | 0 | 0 | 0 | 0 | 0 | 0 | 0 | 0 | 0 | 12
NO |  | 275 | 2011 | 36 | 35 | 35 |  | Portage | Trienda | 138 | 138 | Steel Pole | 0.03 | 0 | 1 | 795.0 kcmil ACSR | 0 | 0 | 0 | 0 | 0 | 0 | 0 | 0 | 0 | 0 | 0 | 0 | 0 | 0 | 0 | 0 | 0 | 0 | 0 | 0 | 0 | 0 | 0 | 12
NO |  | 275 | 2011 | 37 | 1 | 1 |  | Portage | Trienda | 138 | 138 | Steel Pole | 0.08 | 0 | 1 | 795.0 kcmil ACSR | 0 | 0 | 0 | 0 | 0 | 0 | 0 | 0 | 0 | 0 | 0 | 0 | 0 | 0 | 0 | 0 | 0 | 0 | 0 | 0 | 0 | 0 | 0 | 12
NO |  | 275 | 2011 | 37 | 2 | 2 |  | Portage | Trienda | 138 | 138 | Steel Pole | 0 | 0.86 | 2 | 795.0 kcmil ACSR | 0 | 0 | 0 | 0 | 0 | 0 | 0 | 0 | 0 | 0 | 0 | 0 | 0 | 0 | 0 | 0 | 0 | 0 | 0 | 0 | 0 | 0 | 0 | 12
NO |  | 275 | 2011 | 37 | 3 | 3 |  | Portage | Trienda | 138 | 138 | Steel Pole | 0 | 0.07 | 2 | 795.0 kcmil ACSR | 0 | 0 | 0 | 0 | 0 | 0 | 0 | 0 | 0 | 0 | 0 | 0 | 0 | 0 | 0 | 0 | 0 | 0 | 0 | 0 | 0 | 0 | 0 | 12
NO |  | 275 | 2011 | 37 | 4 | 4 |  | Portage | Trienda | 138 | 138 | Steel Pole | 0.13 | 0 | 1 | 795.0 kcmil ACSR | 0 | 0 | 0 | 0 | 0 | 0 | 0 | 0 | 0 | 0 | 0 | 0 | 0 | 0 | 0 | 0 | 0 | 0 | 0 | 0 | 0 | 0 | 0 | 12
NO |  | 275 | 2011 | 37 | 5 | 5 |  | Portage | Trienda | 138 | 138 | Steel Pole | 0.4 | 0 | 1 | 795.0 kcmil ACSR | 0 | 0 | 0 | 0 | 0 | 0 | 0 | 0 | 0 | 0 | 0 | 0 | 0 | 0 | 0 | 0 | 0 | 0 | 0 | 0 | 0 | 0 | 0 | 12
NO |  | 275 | 2011 | 37 | 6 | 6 |  | Portage | Trienda | 138 | 138 | Steel Pole | 0.07 | 0 | 1 | 795.0 kcmil ACSR | 0 | 0 | 0 | 0 | 0 | 0 | 0 | 0 | 0 | 0 | 0 | 0 | 0 | 0 | 0 | 0 | 0 | 0 | 0 | 0 | 0 | 0 | 0 | 12
NO |  | 275 | 2011 | 37 | 7 | 7 |  | Portage | Trienda | 138 | 138 | Steel Pole | 0.81 | 0 | 1 | 795.0 kcmil ACSR | 0 | 0 | 0 | 0 | 0 | 0 | 0 | 0 | 0 | 0 | 0 | 0 | 0 | 0 | 0 | 0 | 0 | 0 | 0 | 0 | 0 | 0 | 0 | 12
NO |  | 275 | 2011 | 37 | 8 | 8 |  | Portage | Trienda | 138 | 138 | Steel Pole | 0.1 | 0 | 1 | 795.0 kcmil ACSR | 0 | 0 | 0 | 0 | 0 | 0 | 0 | 0 | 0 | 0 | 0 | 0 | 0 | 0 | 0 | 0 | 0 | 0 | 0 | 0 | 0 | 0 | 0 | 12
NO |  | 275 | 2011 | 37 | 9 | 9 |  | Portage | Trienda | 138 | 138 | Steel Pole | 0.1 | 0 | 1 | 795.0 kcmil ACSR | 0 | 0 | 0 | 0 | 0 | 0 | 0 | 0 | 0 | 0 | 0 | 0 | 0 | 0 | 0 | 0 | 0 | 0 | 0 | 0 | 0 | 0 | 0 | 12
NO |  | 275 | 2011 | 37 | 10 | 10 |  | Portage | Trienda | 138 | 138 | Steel Pole | 0.29 | 0 | 1 | 795.0 kcmil ACSR | 0 | 0 | 0 | 0 | 0 | 0 | 0 | 0 | 0 | 0 | 0 | 0 | 0 | 0 | 0 | 0 | 0 | 0 | 0 | 0 | 0 | 0 | 0 | 12
NO |  | 275 | 2011 | 37 | 11 | 11 |  | Portage | Trienda | 138 | 138 | Steel Pole | 0.13 | 0 | 1 | 795.0 kcmil ACSR | 0 | 0 | 0 | 0 | 0 | 0 | 0 | 0 | 0 | 0 | 0 | 0 | 0 | 0 | 0 | 0 | 0 | 0 | 0 | 0 | 0 | 0 | 0 | 12
NO |  | 275 | 2011 | 37 | 12 | 12 |  | Portage | Trienda | 138 | 138 | Steel Pole | 0.07 | 0 | 1 | 795.0 kcmil ACSR | 0 | 0 | 0 | 0 | 0 | 0 | 0 | 0 | 0 | 0 | 0 | 0 | 0 | 0 | 0 | 0 | 0 | 0 | 0 | 0 | 0 | 0 | 0 | 12
NO |  | 275 | 2011 | 37 | 13 | 13 |  | Ohmstead | Cedar Ridge Wind Generati | 138 | 138 | Steel Pole | 0.1 | 0 | 1 | 795.0 kcmil ACSR | 0 | 0 | 0 | 0 | 0 | 0 | 0 | 0 | 0 | 0 | 0 | 0 | 0 | 0 | 0 | 0 | 0 | 0 | 0 | 0 | 0 | 0 | 0 | 12
NO |  | 275 | 2011 | 37 | 14 | 14 |  | Ohmstead | Cedar Ridge Wind Generati | 138 | 138 | Steel Pole | 4.37 | 0 | 1 | 336.4 kcmil ACSR | 0 | 0 | 0 | 0 | 0 | 0 | 0 | 0 | 0 | 0 | 0 | 0 | 0 | 0 | 0 | 0 | 0 | 0 | 0 | 0 | 0 | 0 | 0 | 12
NO |  | 275 | 2011 | 37 | 15 | 15 |  | Ohmstead | Cedar Ridge Wind Generati | 138 | 138 | Steel Pole | 0.03 | 0 | 1 | 1033.5 kcmil ACSR | 0 | 0 | 0 | 0 | 0 | 0 | 0 | 0 | 0 | 0 | 0 | 0 | 0 | 0 | 0 | 0 | 0 | 0 | 0 | 0 | 0 | 0 | 0 | 12
NO |  | 275 | 2011 | 37 | 16 | 16 |  | Portage | Columbia SW YD (ALTE) | 138 | 138 | Steel Pole | 0 | 5.64 | 2 | 795.0 kcmil ACSR | 0 | 0 | 0 | 0 | 0 | 0 | 0 | 0 | 0 | 0 | 0 | 0 | 0 | 0 | 0 | 0 | 0 | 0 | 0 | 0 | 0 | 0 | 0 | 12
NO |  | 275 | 2011 | 37 | 17 | 17 |  | Janesville General SW YD | Russell | 138 | 138 | Lattice Towe | 0 | 1.58 | 2 | 1033.5 kcmil ACSR | 0 | 0 | 0 | 0 | 0 | 0 | 0 | 0 | 0 | 0 | 0 | 0 | 0 | 0 | 0 | 0 | 0 | 0 | 0 | 0 | 0 | 0 | 0 | 12
NO |  | 275 | 2011 | 37 | 18 | 18 |  | Janesville General SW YD | Russell | 138 | 138 | Lattice Towe | 0 | 0.11 | 2 | 1033.5 kcmil ACSR | 0 | 0 | 0 | 0 | 0 | 0 | 0 | 0 | 0 | 0 | 0 | 0 | 0 | 0 | 0 | 0 | 0 | 0 | 0 | 0 | 0 | 0 | 0 | 12
NO |  | 275 | 2011 | 37 | 19 | 19 |  | Janesville General SW YD | Russell | 138 | 138 | Lattice Towe | 0 | 1 | 2 | 1033.5 kcmil ACSR | 0 | 0 | 0 | 0 | 0 | 0 | 0 | 0 | 0 | 0 | 0 | 0 | 0 | 0 | 0 | 0 | 0 | 0 | 0 | 0 | 0 | 0 | 0 | 12
NO |  | 275 | 2011 | 37 | 20 | 20 |  | Janesville General SW YD | Russell | 138 | 138 | Lattice Towe | 0 | 3.51 | 2 | 1033.5 kcmil ACSR | 0 | 0 | 0 | 0 | 0 | 0 | 0 | 0 | 0 | 0 | 0 | 0 | 0 | 0 | 0 | 0 | 0 | 0 | 0 | 0 | 0 | 0 | 0 | 12
NO |  | 275 | 2011 | 37 | 21 | 21 |  | Janesville General SW YD | Russell | 138 | 138 | Lattice Towe | 0.12 | 0 | 1 | 1033.5 kcmil ACSR | 0 | 0 | 0 | 0 | 0 | 0 | 0 | 0 | 0 | 0 | 0 | 0 | 0 | 0 | 0 | 0 | 0 | 0 | 0 | 0 | 0 | 0 | 0 | 12
NO |  | 275 | 2011 | 37 | 22 | 22 |  | Russell | McCue | 138 | 138 | Wood Pole | 2.89 | 0 | 1 | 795.0 kcmil ACSR | 0 | 0 | 0 | 0 | 0 | 0 | 0 | 0 | 0 | 0 | 0 | 0 | 0 | 0 | 0 | 0 | 0 | 0 | 0 | 0 | 0 | 0 | 0 | 12
NO |  | 275 | 2011 | 37 | 23 | 23 |  | Marine SW STR | Colley Rd | 138 | 138 | Various | 3.58 | 0 | 1 | 336.4 kcmil ACSR | 0 | 0 | 0 | 0 | 0 | 0 | 0 | 0 | 0 | 0 | 0 | 0 | 0 | 0 | 0 | 0 | 0 | 0 | 0 | 0 | 0 | 0 | 0 | 12
NO |  | 275 | 2011 | 37 | 24 | 24 |  | Rock River | Marine SW STR | 138 | 138 | Various | 1.76 | 0 | 1 | 795.0 kcmil ACSR | 0 | 0 | 0 | 0 | 0 | 0 | 0 | 0 | 0 | 0 | 0 | 0 | 0 | 0 | 0 | 0 | 0 | 0 | 0 | 0 | 0 | 0 | 0 | 12
NO |  | 275 | 2011 | 37 | 25 | 25 |  | Rock River | Marine SW STR | 138 | 138 | Various | 1.21 | 0 | 1 | 336.4 kcmil ACSR | 0 | 0 | 0 | 0 | 0 | 0 | 0 | 0 | 0 | 0 | 0 | 0 | 0 | 0 | 0 | 0 | 0 | 0 | 0 | 0 | 0 | 0 | 0 | 12
NO |  | 275 | 2011 | 37 | 26 | 26 |  | Marine SW STR | Colley Rd | 138 | 138 | Various | 0.05 | 0 | 1 | 795.0 kcmil ACSR | 0 | 0 | 0 | 0 | 0 | 0 | 0 | 0 | 0 | 0 | 0 | 0 | 0 | 0 | 0 | 0 | 0 | 0 | 0 | 0 | 0 | 0 | 0 | 12
NO |  | 275 | 2011 | 37 | 27 | 27 |  | Marine SW STR | Marine | 138 | 138 | Various | 0.01 | 0 | 1 | 336.4 kcmil ACSR | 0 | 0 | 0 | 0 | 0 | 0 | 0 | 0 | 0 | 0 | 0 | 0 | 0 | 0 | 0 | 0 | 0 | 0 | 0 | 0 | 0 | 0 | 0 | 12
NO |  | 275 | 2011 | 37 | 28 | 28 |  | Venture SW STR | Venture | 138 | 138 | Wood Pole | 0.03 | 0 | 1 | 4/0 AWG ACSR T2 6 | 0 | 0 | 0 | 0 | 0 | 0 | 0 | 0 | 0 | 0 | 0 | 0 | 0 | 0 | 0 | 0 | 0 | 0 | 0 | 0 | 0 | 0 | 0 | 12
NO |  | 275 | 2011 | 37 | 29 | 29 |  | Janesville General SW YD | Venture SW STR | 138 | 138 | Wood Pole | 0 | 0.73 | 2 | 795.0 kcmil ACSR | 0 | 0 | 0 | 0 | 0 | 0 | 0 | 0 | 0 | 0 | 0 | 0 | 0 | 0 | 0 | 0 | 0 | 0 | 0 | 0 | 0 | 0 | 0 | 12
NO |  | 275 | 2011 | 37 | 30 | 30 |  | Janesville General SW YD | Venture SW STR | 138 | 138 | Wood Pole | 0 | 0.04 | 2 | 795.0 kcmil ACSR | 0 | 0 | 0 | 0 | 0 | 0 | 0 | 0 | 0 | 0 | 0 | 0 | 0 | 0 | 0 | 0 | 0 | 0 | 0 | 0 | 0 | 0 | 0 | 12
NO |  | 275 | 2011 | 37 | 31 | 31 |  | Venture SW STR | Rock River | 138 | 138 | Wood Pole | 0 | 4.95 | 2 | 556.5 kcmil ACSR | 0 | 0 | 0 | 0 | 0 | 0 | 0 | 0 | 0 | 0 | 0 | 0 | 0 | 0 | 0 | 0 | 0 | 0 | 0 | 0 | 0 | 0 | 0 | 12
NO |  | 275 | 2011 | 37 | 32 | 32 |  | Janesville General SW YD | Venture SW STR | 138 | 138 | Wood Pole | 0 | 2.09 | 2 | 556.5 kcmil ACSR | 0 | 0 | 0 | 0 | 0 | 0 | 0 | 0 | 0 | 0 | 0 | 0 | 0 | 0 | 0 | 0 | 0 | 0 | 0 | 0 | 0 | 0 | 0 | 12
NO |  | 275 | 2011 | 37 | 33 | 33 |  | Janesville General SW YD | Venture SW STR | 138 | 138 | Wood Pole | 0.12 | 0 | 1 | 556.5 kcmil ACSR | 0 | 0 | 0 | 0 | 0 | 0 | 0 | 0 | 0 | 0 | 0 | 0 | 0 | 0 | 0 | 0 | 0 | 0 | 0 | 0 | 0 | 0 | 0 | 12
NO |  | 275 | 2011 | 37 | 34 | 34 |  | Venture SW STR | Rock River | 138 | 138 | Wood Pole | 0.16 | 0 | 1 | 556.5 kcmil ACSR | 0 | 0 | 0 | 0 | 0 | 0 | 0 | 0 | 0 | 0 | 0 | 0 | 0 | 0 | 0 | 0 | 0 | 0 | 0 | 0 | 0 | 0 | 0 | 12
NO |  | 275 | 2011 | 37 | 35 | 35 |  | South Fond Du Lac SW YD | Martin Rd | 138 | 138 | Steel Pole | 0 | 0.19 | 2 | 795.0 kcmil ACSR | 0 | 0 | 0 | 0 | 0 | 0 | 0 | 0 | 0 | 0 | 0 | 0 | 0 | 0 | 0 | 0 | 0 | 0 | 0 | 0 | 0 | 0 | 0 | 12
NO |  | 275 | 2011 | 38 | 1 | 1 |  | South Fond Du Lac SW YD | Martin Rd | 138 | 138 | Steel Pole | 0 | 3.55 | 2 | 795.0 kcmil ACSR | 0 | 0 | 0 | 0 | 0 | 0 | 0 | 0 | 0 | 0 | 0 | 0 | 0 | 0 | 0 | 0 | 0 | 0 | 0 | 0 | 0 | 0 | 0 | 12
NO |  | 275 | 2011 | 38 | 2 | 2 |  | South Fond Du Lac SW YD | Martin Rd | 138 | 138 | Steel Pole | 1.13 | 0 | 1 | 795.0 kcmil ACSR | 0 | 0 | 0 | 0 | 0 | 0 | 0 | 0 | 0 | 0 | 0 | 0 | 0 | 0 | 0 | 0 | 0 | 0 | 0 | 0 | 0 | 0 | 0 | 12
NO |  | 275 | 2011 | 38 | 3 | 3 |  | Martin Rd | Ohmstead | 138 | 138 | Steel Pole | 0.39 | 0 | 1 | 795.0 kcmil ACSR | 0 | 0 | 0 | 0 | 0 | 0 | 0 | 0 | 0 | 0 | 0 | 0 | 0 | 0 | 0 | 0 | 0 | 0 | 0 | 0 | 0 | 0 | 0 | 12
NO |  | 275 | 2011 | 38 | 4 | 4 |  | Martin Rd | Ohmstead | 138 | 138 | Steel Pole | 2.04 | 0 | 1 | 795.0 kcmil ACSR | 0 | 0 | 0 | 0 | 0 | 0 | 0 | 0 | 0 | 0 | 0 | 0 | 0 | 0 | 0 | 0 | 0 | 0 | 0 | 0 | 0 | 0 | 0 | 12
NO |  | 275 | 2011 | 38 | 5 | 5 |  | Martin Rd | Ohmstead | 138 | 138 | Steel Pole | 0.07 | 0 | 1 | 795.0 kcmil ACSR | 0 | 0 | 0 | 0 | 0 | 0 | 0 | 0 | 0 | 0 | 0 | 0 | 0 | 0 | 0 | 0 | 0 | 0 | 0 | 0 | 0 | 0 | 0 | 12
NO |  | 275 | 2011 | 38 | 6 | 6 |  | South Fond Du Lac SW YD | Martin Rd | 138 | 138 | Steel Pole | 0 | 0.5 | 2 | 795.0 kcmil ACSR | 0 | 0 | 0 | 0 | 0 | 0 | 0 | 0 | 0 | 0 | 0 | 0 | 0 | 0 | 0 | 0 | 0 | 0 | 0 | 0 | 0 | 0 | 0 | 12
NO |  | 275 | 2011 | 38 | 7 | 7 |  | Martin Rd | Ohmstead | 138 | 138 | Steel Pole | 0 | 0.49 | 3 | 795.0 kcmil ACSR | 0 | 0 | 0 | 0 | 0 | 0 | 0 | 0 | 0 | 0 | 0 | 0 | 0 | 0 | 0 | 0 | 0 | 0 | 0 | 0 | 0 | 0 | 0 | 12
NO |  | 275 | 2011 | 38 | 8 | 8 |  | North Randolph | Metomen | 138 | 138 | Various | 0 | 12.11 | 2 | 397.5 kcmil ACSR | 0 | 0 | 0 | 0 | 0 | 0 | 0 | 0 | 0 | 0 | 0 | 0 | 0 | 0 | 0 | 0 | 0 | 0 | 0 | 0 | 0 | 0 | 0 | 12
NO |  | 275 | 2011 | 38 | 9 | 9 |  | North Randolph | Metomen | 138 | 138 | Various | 0 | 12.89 | 2 | 397.5 kcmil ACSR | 0 | 0 | 0 | 0 | 0 | 0 | 0 | 0 | 0 | 0 | 0 | 0 | 0 | 0 | 0 | 0 | 0 | 0 | 0 | 0 | 0 | 0 | 0 | 12
NO |  | 275 | 2011 | 38 | 10 | 10 |  | North Randolph | Green Lake SW STA | 138 | 138 | Lattice Towe | 0 | 13.22 | 2 | 397.5 kcmil ACSR | 0 | 0 | 0 | 0 | 0 | 0 | 0 | 0 | 0 | 0 | 0 | 0 | 0 | 0 | 0 | 0 | 0 | 0 | 0 | 0 | 0 | 0 | 0 | 12
NO |  | 275 | 2011 | 38 | 11 | 11 |  | Russell | Rockdale | 138 | 138 | Various | 0.03 | 0 | 1 | 1033.5 kcmil ACSR | 0 | 0 | 0 | 0 | 0 | 0 | 0 | 0 | 0 | 0 | 0 | 0 | 0 | 0 | 0 | 0 | 0 | 0 | 0 | 0 | 0 | 0 | 0 | 12
NO |  | 275 | 2011 | 38 | 12 | 12 |  | Russell | Rockdale | 138 | 138 | Various | 5.43 | 0 | 1 | 1033.5 kcmil ACSR | 0 | 0 | 0 | 0 | 0 | 0 | 0 | 0 | 0 | 0 | 0 | 0 | 0 | 0 | 0 | 0 | 0 | 0 | 0 | 0 | 0 | 0 | 0 | 12
NO |  | 275 | 2011 | 38 | 13 | 13 |  | Russell | Rockdale | 138 | 138 | Various | 1.69 | 0 | 1 | 1033.5 kcmil ACSR | 0 | 0 | 0 | 0 | 0 | 0 | 0 | 0 | 0 | 0 | 0 | 0 | 0 | 0 | 0 | 0 | 0 | 0 | 0 | 0 | 0 | 0 | 0 | 12
NO |  | 275 | 2011 | 38 | 14 | 14 |  | Russell | Rockdale | 138 | 138 | Various | 1.58 | 0 | 1 | 1033.5 kcmil ACSR | 0 | 0 | 0 | 0 | 0 | 0 | 0 | 0 | 0 | 0 | 0 | 0 | 0 | 0 | 0 | 0 | 0 | 0 | 0 | 0 | 0 | 0 | 0 | 12
NO |  | 275 | 2011 | 38 | 15 | 15 |  | Russell | Rockdale | 138 | 138 | Various | 0.18 | 0 | 1 | 1033.5 kcmil ACSR | 0 | 0 | 0 | 0 | 0 | 0 | 0 | 0 | 0 | 0 | 0 | 0 | 0 | 0 | 0 | 0 | 0 | 0 | 0 | 0 | 0 | 0 | 0 | 12
NO |  | 275 | 2011 | 38 | 16 | 16 |  | Russell | Rockdale | 138 | 138 | Various | 0 | 7.43 | 2 | 1033.5 kcmil ACSR | 0 | 0 | 0 | 0 | 0 | 0 | 0 | 0 | 0 | 0 | 0 | 0 | 0 | 0 | 0 | 0 | 0 | 0 | 0 | 0 | 0 | 0 | 0 | 12
NO |  | 275 | 2011 | 38 | 17 | 17 |  | Russell | Rockdale | 138 | 138 | Various | 0.26 | 0 | 1 | 1033.5 kcmil ACSR | 0 | 0 | 0 | 0 | 0 | 0 | 0 | 0 | 0 | 0 | 0 | 0 | 0 | 0 | 0 | 0 | 0 | 0 | 0 | 0 | 0 | 0 | 0 | 12
NO |  | 275 | 2011 | 38 | 18 | 18 |  | Russell | Viking Sw Str | 138 | 138 | Steel Pole | 0.04 | 0 | 1 | 795.0 kcmil ACSR | 0 | 0 | 0 | 0 | 0 | 0 | 0 | 0 | 0 | 0 | 0 | 0 | 0 | 0 | 0 | 0 | 0 | 0 | 0 | 0 | 0 | 0 | 0 | 12
NO |  | 275 | 2011 | 38 | 19 | 19 |  | Tripp Rd | BOC Gasses SW STR | 138 | 138 | Steel Pole | 0.09 | 0 | 1 | 795.0 kcmil ACSR | 0 | 0 | 0 | 0 | 0 | 0 | 0 | 0 | 0 | 0 | 0 | 0 | 0 | 0 | 0 | 0 | 0 | 0 | 0 | 0 | 0 | 0 | 0 | 12
NO |  | 275 | 2011 | 38 | 20 | 20 |  | Russell | Viking Sw Str | 138 | 138 | Steel Pole | 0 | 0.49 | 3 | 397.5 kcmil ACSR | 0 | 0 | 0 | 0 | 0 | 0 | 0 | 0 | 0 | 0 | 0 | 0 | 0 | 0 | 0 | 0 | 0 | 0 | 0 | 0 | 0 | 0 | 0 | 12
NO |  | 275 | 2011 | 38 | 21 | 21 |  | Viking Sw Str | Tripp Rd | 138 | 138 | Steel Pole | 0.04 | 0 | 1 | 795.0 kcmil ACSR | 0 | 0 | 0 | 0 | 0 | 0 | 0 | 0 | 0 | 0 | 0 | 0 | 0 | 0 | 0 | 0 | 0 | 0 | 0 | 0 | 0 | 0 | 0 | 12
NO |  | 275 | 2011 | 38 | 22 | 22 |  | Viking Sw Str | Tripp Rd | 138 | 138 | Steel Pole | 0 | 2.5 | 2 | 397.5 kcmil ACSR | 0 | 0 | 0 | 0 | 0 | 0 | 0 | 0 | 0 | 0 | 0 | 0 | 0 | 0 | 0 | 0 | 0 | 0 | 0 | 0 | 0 | 0 | 0 | 12
NO |  | 275 | 2011 | 38 | 23 | 23 |  | Viking Sw Str | Tripp Rd | 138 | 138 | Steel Pole | 0 | 1.11 | 2 | 397.5 kcmil ACSR | 0 | 0 | 0 | 0 | 0 | 0 | 0 | 0 | 0 | 0 | 0 | 0 | 0 | 0 | 0 | 0 | 0 | 0 | 0 | 0 | 0 | 0 | 0 | 12
NO |  | 275 | 2011 | 38 | 24 | 24 |  | Russell | Viking Sw Str | 138 | 138 | Steel Pole | 0 | 3.09 | 2 | 397.5 kcmil ACSR | 0 | 0 | 0 | 0 | 0 | 0 | 0 | 0 | 0 | 0 | 0 | 0 | 0 | 0 | 0 | 0 | 0 | 0 | 0 | 0 | 0 | 0 | 0 | 12
NO |  | 275 | 2011 | 38 | 25 | 25 |  | Tripp Rd | BOC Gasses SW STR | 138 | 138 | Steel Pole | 0 | 4.35 | 2 | 397.5 kcmil ACSR | 0 | 0 | 0 | 0 | 0 | 0 | 0 | 0 | 0 | 0 | 0 | 0 | 0 | 0 | 0 | 0 | 0 | 0 | 0 | 0 | 0 | 0 | 0 | 12
NO |  | 275 | 2011 | 38 | 26 | 26 |  | Tripp Rd | BOC Gasses SW STR | 138 | 138 | Steel Pole | 0 | 0.03 | 2 | 397.5 kcmil ACSR | 0 | 0 | 0 | 0 | 0 | 0 | 0 | 0 | 0 | 0 | 0 | 0 | 0 | 0 | 0 | 0 | 0 | 0 | 0 | 0 | 0 | 0 | 0 | 12
NO |  | 275 | 2011 | 38 | 27 | 27 |  | BOC Gasses SW STR | BOC Gasses | 138 | 138 | Steel Pole | 0.35 | 0 | 1 | 477.0 kcmil ACSR | 0 | 0 | 0 | 0 | 0 | 0 | 0 | 0 | 0 | 0 | 0 | 0 | 0 | 0 | 0 | 0 | 0 | 0 | 0 | 0 | 0 | 0 | 0 | 12
NO |  | 275 | 2011 | 38 | 28 | 28 |  | BOC Gasses SW STR | Town Line Rd (ALTE) | 138 | 138 | Steel Pole | 0 | 0.04 | 2 | 397.5 kcmil ACSR | 0 | 0 | 0 | 0 | 0 | 0 | 0 | 0 | 0 | 0 | 0 | 0 | 0 | 0 | 0 | 0 | 0 | 0 | 0 | 0 | 0 | 0 | 0 | 12
NO |  | 275 | 2011 | 38 | 29 | 29 |  | BOC Gasses SW STR | Town Line Rd (ALTE) | 138 | 138 | Steel Pole | 0 | 0.03 | 2 | 397.5 kcmil ACSR | 0 | 0 | 0 | 0 | 0 | 0 | 0 | 0 | 0 | 0 | 0 | 0 | 0 | 0 | 0 | 0 | 0 | 0 | 0 | 0 | 0 | 0 | 0 | 12
NO |  | 275 | 2011 | 38 | 30 | 30 |  | BOC Gasses SW STR | Town Line Rd (ALTE) | 138 | 138 | Steel Pole | 0 | 0.18 | 2 | 397.5 kcmil ACSR | 0 | 0 | 0 | 0 | 0 | 0 | 0 | 0 | 0 | 0 | 0 | 0 | 0 | 0 | 0 | 0 | 0 | 0 | 0 | 0 | 0 | 0 | 0 | 12
NO |  | 275 | 2011 | 38 | 31 | 31 |  | Viking Sw Str | Viking | 138 | 138 | Steel Pole | 0.01 | 0 | 1 | 397.5 kcmil ACSR | 0 | 0 | 0 | 0 | 0 | 0 | 0 | 0 | 0 | 0 | 0 | 0 | 0 | 0 | 0 | 0 | 0 | 0 | 0 | 0 | 0 | 0 | 0 | 12
NO |  | 275 | 2011 | 38 | 32 | 32 |  | Sigel | Arpin | 138 | 138 | Wood Pole | 0.28 | 0 | 1 | 795.0 kcmil ACSR | 0 | 0 | 0 | 0 | 0 | 0 | 0 | 0 | 0 | 0 | 0 | 0 | 0 | 0 | 0 | 0 | 0 | 0 | 0 | 0 | 0 | 0 | 0 | 12
NO |  | 275 | 2011 | 38 | 33 | 33 |  | Sigel | Arpin | 138 | 138 | Wood Pole | 4.94 | 0 | 1 | 795.0 kcmil ACSR | 0 | 0 | 0 | 0 | 0 | 0 | 0 | 0 | 0 | 0 | 0 | 0 | 0 | 0 | 0 | 0 | 0 | 0 | 0 | 0 | 0 | 0 | 0 | 12
NO |  | 275 | 2011 | 38 | 34 | 34 |  | Hollywood | Port Edwards | 138 | 138 | Wood Pole | 0.22 | 0 | 1 | 795.0 kcmil ACSR | 0 | 0 | 0 | 0 | 0 | 0 | 0 | 0 | 0 | 0 | 0 | 0 | 0 | 0 | 0 | 0 | 0 | 0 | 0 | 0 | 0 | 0 | 0 | 12
NO |  | 275 | 2011 | 38 | 35 | 35 |  | Hollywood | Port Edwards | 138 | 138 | Wood Pole | 2.12 | 0 | 1 | 795.0 kcmil ACSR | 0 | 0 | 0 | 0 | 0 | 0 | 0 | 0 | 0 | 0 | 0 | 0 | 0 | 0 | 0 | 0 | 0 | 0 | 0 | 0 | 0 | 0 | 0 | 12
NO |  | 275 | 2011 | 39 | 1 | 1 |  | Hollywood | Port Edwards | 138 | 138 | Wood Pole | 0.3 | 0 | 1 | 795.0 kcmil ACSR | 0 | 0 | 0 | 0 | 0 | 0 | 0 | 0 | 0 | 0 | 0 | 0 | 0 | 0 | 0 | 0 | 0 | 0 | 0 | 0 | 0 | 0 | 0 | 12
NO |  | 275 | 2011 | 39 | 2 | 2 |  | Hollywood | Port Edwards | 138 | 138 | Wood Pole | 0.05 | 0 | 1 | 795.0 kcmil ACSR | 0 | 0 | 0 | 0 | 0 | 0 | 0 | 0 | 0 | 0 | 0 | 0 | 0 | 0 | 0 | 0 | 0 | 0 | 0 | 0 | 0 | 0 | 0 | 12
NO |  | 275 | 2011 | 39 | 3 | 3 |  | Saratoga | Hollywood | 138 | 138 | Wood Pole | 0.06 | 0 | 1 | 795.0 kcmil ACSR | 0 | 0 | 0 | 0 | 0 | 0 | 0 | 0 | 0 | 0 | 0 | 0 | 0 | 0 | 0 | 0 | 0 | 0 | 0 | 0 | 0 | 0 | 0 | 12
NO |  | 275 | 2011 | 39 | 4 | 4 |  | Saratoga | Hollywood | 138 | 138 | Wood Pole | 2.83 | 0 | 1 | 795.0 kcmil ACSR | 0 | 0 | 0 | 0 | 0 | 0 | 0 | 0 | 0 | 0 | 0 | 0 | 0 | 0 | 0 | 0 | 0 | 0 | 0 | 0 | 0 | 0 | 0 | 12
NO |  | 275 | 2011 | 39 | 5 | 5 |  | North Fond Du Lac | South Fond Du Lac SW YD | 138 | 138 | Steel Pole | 2.04 | 0 | 1 | 795.0 kcmil ACSR | 0 | 0 | 0 | 0 | 0 | 0 | 0 | 0 | 0 | 0 | 0 | 0 | 0 | 0 | 0 | 0 | 0 | 0 | 0 | 0 | 0 | 0 | 0 | 12
NO |  | 275 | 2011 | 39 | 6 | 6 |  | North Fond Du Lac | South Fond Du Lac SW YD | 138 | 138 | Steel Pole | 2.05 | 0 | 1 | 795.0 kcmil ACSR | 0 | 0 | 0 | 0 | 0 | 0 | 0 | 0 | 0 | 0 | 0 | 0 | 0 | 0 | 0 | 0 | 0 | 0 | 0 | 0 | 0 | 0 | 0 | 12
NO |  | 275 | 2011 | 39 | 7 | 7 |  | North Fond Du Lac | South Fond Du Lac SW YD | 138 | 138 | Steel Pole | 0.36 | 0 | 1 | 795.0 kcmil ACSR | 0 | 0 | 0 | 0 | 0 | 0 | 0 | 0 | 0 | 0 | 0 | 0 | 0 | 0 | 0 | 0 | 0 | 0 | 0 | 0 | 0 | 0 | 0 | 12
NO |  | 275 | 2011 | 39 | 8 | 8 |  | North Fond Du Lac | South Fond Du Lac SW YD | 138 | 138 | Steel Pole | 0.11 | 0 | 1 | 795.0 kcmil ACSR | 0 | 0 | 0 | 0 | 0 | 0 | 0 | 0 | 0 | 0 | 0 | 0 | 0 | 0 | 0 | 0 | 0 | 0 | 0 | 0 | 0 | 0 | 0 | 12
NO |  | 275 | 2011 | 39 | 9 | 9 |  | North Fond Du Lac | South Fond Du Lac SW YD | 138 | 138 | Steel Pole | 1.87 | 0 | 1 | 795.0 kcmil ACSR | 0 | 0 | 0 | 0 | 0 | 0 | 0 | 0 | 0 | 0 | 0 | 0 | 0 | 0 | 0 | 0 | 0 | 0 | 0 | 0 | 0 | 0 | 0 | 12
NO |  | 275 | 2011 | 39 | 10 | 10 |  | North Fond Du Lac | South Fond Du Lac SW YD | 138 | 138 | Steel Pole | 1.48 | 0 | 1 | 795.0 kcmil ACSR | 0 | 0 | 0 | 0 | 0 | 0 | 0 | 0 | 0 | 0 | 0 | 0 | 0 | 0 | 0 | 0 | 0 | 0 | 0 | 0 | 0 | 0 | 0 | 12
NO |  | 275 | 2011 | 39 | 11 | 11 |  | North Fond Du Lac | South Fond Du Lac SW YD | 138 | 138 | Steel Pole | 0 | 0.08 | 2 | 795.0 kcmil ACSR | 0 | 0 | 0 | 0 | 0 | 0 | 0 | 0 | 0 | 0 | 0 | 0 | 0 | 0 | 0 | 0 | 0 | 0 | 0 | 0 | 0 | 0 | 0 | 12
NO |  | 275 | 2011 | 39 | 12 | 12 |  | North Fond Du Lac | South Fond Du Lac SW YD | 138 | 138 | Steel Pole | 0 | 0.11 | 2 | 795.0 kcmil ACSR | 0 | 0 | 0 | 0 | 0 | 0 | 0 | 0 | 0 | 0 | 0 | 0 | 0 | 0 | 0 | 0 | 0 | 0 | 0 | 0 | 0 | 0 | 0 | 12
NO |  | 275 | 2011 | 39 | 13 | 13 |  | North Fond Du Lac | South Fond Du Lac SW YD | 138 | 138 | Steel Pole | 0.07 | 0 | 1 | 795.0 kcmil ACSR | 0 | 0 | 0 | 0 | 0 | 0 | 0 | 0 | 0 | 0 | 0 | 0 | 0 | 0 | 0 | 0 | 0 | 0 | 0 | 0 | 0 | 0 | 0 | 12
NO |  | 275 | 2011 | 39 | 14 | 14 |  | North Fond Du Lac | South Fond Du Lac SW YD | 138 | 138 | Steel Pole | 0 | 0.06 | 2 | 795.0 kcmil ACSR | 0 | 0 | 0 | 0 | 0 | 0 | 0 | 0 | 0 | 0 | 0 | 0 | 0 | 0 | 0 | 0 | 0 | 0 | 0 | 0 | 0 | 0 | 0 | 12
NO |  | 275 | 2011 | 39 | 15 | 15 |  | 20th St | Sauk Trail SW STR | 138 | 138 | Various | 0.75 | 0 | 1 | 795.0 kcmil ACSR | 0 | 0 | 0 | 0 | 0 | 0 | 0 | 0 | 0 | 0 | 0 | 0 | 0 | 0 | 0 | 0 | 0 | 0 | 0 | 0 | 0 | 0 | 0 | 12
NO |  | 275 | 2011 | 39 | 16 | 16 |  | Sauk Trail SW STR | Edgewater SW YD | 138 | 138 | Various | 0.62 | 0 | 1 | 795.0 kcmil ACSR | 0 | 0 | 0 | 0 | 0 | 0 | 0 | 0 | 0 | 0 | 0 | 0 | 0 | 0 | 0 | 0 | 0 | 0 | 0 | 0 | 0 | 0 | 0 | 12
NO |  | 275 | 2011 | 39 | 17 | 17 |  | Sauk Trail SW STR | Edgewater SW YD | 138 | 138 | Various | 1.4 | 0 | 1 | 795.0 kcmil ACSR | 0 | 0 | 0 | 0 | 0 | 0 | 0 | 0 | 0 | 0 | 0 | 0 | 0 | 0 | 0 | 0 | 0 | 0 | 0 | 0 | 0 | 0 | 0 | 12
NO |  | 275 | 2011 | 39 | 18 | 18 |  | Sauk Trail SW STR | Edgewater SW YD | 138 | 138 | Various | 0 | 0.27 | 2 | 795.0 kcmil ACSR | 0 | 0 | 0 | 0 | 0 | 0 | 0 | 0 | 0 | 0 | 0 | 0 | 0 | 0 | 0 | 0 | 0 | 0 | 0 | 0 | 0 | 0 | 0 | 12
NO |  | 275 | 2011 | 39 | 19 | 19 |  | Sauk Trail SW STR | Sauk Trail | 138 | 138 | Various | 0.03 | 0 | 1 | 336.4 kcmil ACSR | 0 | 0 | 0 | 0 | 0 | 0 | 0 | 0 | 0 | 0 | 0 | 0 | 0 | 0 | 0 | 0 | 0 | 0 | 0 | 0 | 0 | 0 | 0 | 12
NO |  | 275 | 2011 | 39 | 20 | 20 |  | 20th St | Sauk Trail SW STR | 138 | 138 | Various | 0.27 | 0 | 1 | 795.0 kcmil ACSR | 0 | 0 | 0 | 0 | 0 | 0 | 0 | 0 | 0 | 0 | 0 | 0 | 0 | 0 | 0 | 0 | 0 | 0 | 0 | 0 | 0 | 0 | 0 | 12
NO |  | 275 | 2011 | 39 | 21 | 21 |  | 20th St | Sauk Trail SW STR | 138 | 138 | Various | 0 | 0.87 | 2 | 795.0 kcmil ACSR | 0 | 0 | 0 | 0 | 0 | 0 | 0 | 0 | 0 | 0 | 0 | 0 | 0 | 0 | 0 | 0 | 0 | 0 | 0 | 0 | 0 | 0 | 0 | 12
NO |  | 275 | 2011 | 39 | 22 | 22 |  | Sauk Trail SW STR | Edgewater SW YD | 138 | 138 | Various | 0.52 | 0 | 1 | 795.0 kcmil ACSR | 0 | 0 | 0 | 0 | 0 | 0 | 0 | 0 | 0 | 0 | 0 | 0 | 0 | 0 | 0 | 0 | 0 | 0 | 0 | 0 | 0 | 0 | 0 | 12
NO |  | 275 | 2011 | 39 | 23 | 23 |  | Sauk Trail SW STR | Edgewater SW YD | 138 | 138 | Various | 0.06 | 0 | 1 | 795.0 kcmil ACSR | 0 | 0 | 0 | 0 | 0 | 0 | 0 | 0 | 0 | 0 | 0 | 0 | 0 | 0 | 0 | 0 | 0 | 0 | 0 | 0 | 0 | 0 | 0 | 12
NO |  | 275 | 2011 | 39 | 24 | 24 |  | Sauk Trail SW STR | Edgewater SW YD | 138 | 138 | Various | 0.08 | 0 | 1 | 795.0 kcmil ACSR | 0 | 0 | 0 | 0 | 0 | 0 | 0 | 0 | 0 | 0 | 0 | 0 | 0 | 0 | 0 | 0 | 0 | 0 | 0 | 0 | 0 | 0 | 0 | 12
NO |  | 275 | 2011 | 39 | 25 | 25 |  | Edgewater SW YD | Huebner | 138 | 138 | Various | 2.21 | 0 | 1 | 795.0 kcmil ACSR | 0 | 0 | 0 | 0 | 0 | 0 | 0 | 0 | 0 | 0 | 0 | 0 | 0 | 0 | 0 | 0 | 0 | 0 | 0 | 0 | 0 | 0 | 0 | 12
NO |  | 275 | 2011 | 39 | 26 | 26 |  | Huebner | Lodestar | 138 | 138 | Various | 0.61 | 0 | 1 | 795.0 kcmil ACSR | 0 | 0 | 0 | 0 | 0 | 0 | 0 | 0 | 0 | 0 | 0 | 0 | 0 | 0 | 0 | 0 | 0 | 0 | 0 | 0 | 0 | 0 | 0 | 12
NO |  | 275 | 2011 | 39 | 27 | 27 |  | Huebner | Lodestar | 138 | 138 | Various | 0 | 1.6 | 2 | 795.0 kcmil ACSR | 0 | 0 | 0 | 0 | 0 | 0 | 0 | 0 | 0 | 0 | 0 | 0 | 0 | 0 | 0 | 0 | 0 | 0 | 0 | 0 | 0 | 0 | 0 | 12
NO |  | 275 | 2011 | 39 | 28 | 28 |  | Huebner | Lodestar | 138 | 138 | Various | 0 | 0.42 | 2 | 795.0 kcmil ACSR | 0 | 0 | 0 | 0 | 0 | 0 | 0 | 0 | 0 | 0 | 0 | 0 | 0 | 0 | 0 | 0 | 0 | 0 | 0 | 0 | 0 | 0 | 0 | 12
NO |  | 275 | 2011 | 39 | 29 | 29 |  | Huebner | Lodestar | 138 | 138 | Various | 0 | 0.04 | 2 | 795.0 kcmil ACSR | 0 | 0 | 0 | 0 | 0 | 0 | 0 | 0 | 0 | 0 | 0 | 0 | 0 | 0 | 0 | 0 | 0 | 0 | 0 | 0 | 0 | 0 | 0 | 12
NO |  | 275 | 2011 | 39 | 30 | 30 |  | Huebner | Lodestar | 138 | 138 | Various | 0.04 | 0 | 1 | 795.0 kcmil ACSR | 0 | 0 | 0 | 0 | 0 | 0 | 0 | 0 | 0 | 0 | 0 | 0 | 0 | 0 | 0 | 0 | 0 | 0 | 0 | 0 | 0 | 0 | 0 | 12
NO |  | 275 | 2011 | 39 | 31 | 31 |  | Huebner | Lodestar | 138 | 138 | Various | 0.66 | 0 | 1 | 795.0 kcmil ACSR | 0 | 0 | 0 | 0 | 0 | 0 | 0 | 0 | 0 | 0 | 0 | 0 | 0 | 0 | 0 | 0 | 0 | 0 | 0 | 0 | 0 | 0 | 0 | 12
NO |  | 275 | 2011 | 39 | 32 | 32 |  | Edgewater SW YD | Huebner | 138 | 138 | Various | 0.04 | 0 | 1 | 795.0 kcmil ACSR | 0 | 0 | 0 | 0 | 0 | 0 | 0 | 0 | 0 | 0 | 0 | 0 | 0 | 0 | 0 | 0 | 0 | 0 | 0 | 0 | 0 | 0 | 0 | 12
NO |  | 275 | 2011 | 39 | 33 | 33 |  | Town Line Rd (ALTE) | Paddock | 138 | 138 | H-Frame | 4.64 | 0 | 1 | 795.0 kcmil ACSR | 0 | 0 | 0 | 0 | 0 | 0 | 0 | 0 | 0 | 0 | 0 | 0 | 0 | 0 | 0 | 0 | 0 | 0 | 0 | 0 | 0 | 0 | 0 | 12
NO |  | 275 | 2011 | 39 | 34 | 34 |  | Town Line Rd (ALTE) | Paddock | 138 | 138 | H-Frame | 0 | 0.1 | 2 | 795.0 kcmil ACSR | 0 | 0 | 0 | 0 | 0 | 0 | 0 | 0 | 0 | 0 | 0 | 0 | 0 | 0 | 0 | 0 | 0 | 0 | 0 | 0 | 0 | 0 | 0 | 12
NO |  | 275 | 2011 | 39 | 35 | 35 |  | Town Line Rd (ALTE) | Paddock | 138 | 138 | H-Frame | 0 | 2.28 | 2 | 795.0 kcmil ACSR | 0 | 0 | 0 | 0 | 0 | 0 | 0 | 0 | 0 | 0 | 0 | 0 | 0 | 0 | 0 | 0 | 0 | 0 | 0 | 0 | 0 | 0 | 0 | 12
NO |  | 275 | 2011 | 40 | 1 | 1 |  | North Fond Du Lac | Green Lake SW STA | 138 | 138 | Various | 0 | 17.4 | 2 | 397.5 kcmil ACSR | 0 | 0 | 0 | 0 | 0 | 0 | 0 | 0 | 0 | 0 | 0 | 0 | 0 | 0 | 0 | 0 | 0 | 0 | 0 | 0 | 0 | 0 | 0 | 12
NO |  | 275 | 2011 | 40 | 2 | 2 |  | North Fond Du Lac | Green Lake SW STA | 138 | 138 | Various | 0 | 11.92 | 2 | 397.5 kcmil ACSR | 0 | 0 | 0 | 0 | 0 | 0 | 0 | 0 | 0 | 0 | 0 | 0 | 0 | 0 | 0 | 0 | 0 | 0 | 0 | 0 | 0 | 0 | 0 | 12
NO |  | 275 | 2011 | 40 | 3 | 3 |  | North Fond Du Lac | Green Lake SW STA | 138 | 138 | Various | 0 | 0.04 | 2 | 250.0 kcmil Cu 12 | 0 | 0 | 0 | 0 | 0 | 0 | 0 | 0 | 0 | 0 | 0 | 0 | 0 | 0 | 0 | 0 | 0 | 0 | 0 | 0 | 0 | 0 | 0 | 12
NO |  | 275 | 2011 | 40 | 4 | 4 |  | Council Creek | Petenwell | 138 | 138 | Steel Pole | 0.8 | 0 | 1 | 795.0 kcmil ACSR | 0 | 0 | 0 | 0 | 0 | 0 | 0 | 0 | 0 | 0 | 0 | 0 | 0 | 0 | 0 | 0 | 0 | 0 | 0 | 0 | 0 | 0 | 0 | 12
NO |  | 275 | 2011 | 40 | 5 | 5 |  | Council Creek | Petenwell | 138 | 138 | Steel Pole | 0.49 | 0 | 1 | 795.0 kcmil ACSR | 0 | 0 | 0 | 0 | 0 | 0 | 0 | 0 | 0 | 0 | 0 | 0 | 0 | 0 | 0 | 0 | 0 | 0 | 0 | 0 | 0 | 0 | 0 | 12
NO |  | 275 | 2011 | 40 | 6 | 6 |  | Council Creek | Petenwell | 138 | 138 | Steel Pole | 0.61 | 0 | 1 | 795.0 kcmil ACSR | 0 | 0 | 0 | 0 | 0 | 0 | 0 | 0 | 0 | 0 | 0 | 0 | 0 | 0 | 0 | 0 | 0 | 0 | 0 | 0 | 0 | 0 | 0 | 12
NO |  | 275 | 2011 | 40 | 7 | 7 |  | Council Creek | Petenwell | 138 | 138 | Steel Pole | 0.37 | 0 | 1 | 795.0 kcmil ACSR | 0 | 0 | 0 | 0 | 0 | 0 | 0 | 0 | 0 | 0 | 0 | 0 | 0 | 0 | 0 | 0 | 0 | 0 | 0 | 0 | 0 | 0 | 0 | 12
NO |  | 275 | 2011 | 40 | 8 | 8 |  | Council Creek | Petenwell | 138 | 138 | Steel Pole | 23.59 | 0 | 1 | 795.0 kcmil ACSR | 0 | 0 | 0 | 0 | 0 | 0 | 0 | 0 | 0 | 0 | 0 | 0 | 0 | 0 | 0 | 0 | 0 | 0 | 0 | 0 | 0 | 0 | 0 | 12
NO |  | 275 | 2011 | 40 | 9 | 9 |  | Council Creek | Petenwell | 138 | 138 | Steel Pole | 0.27 | 0 | 1 | 795.0 kcmil ACSR | 0 | 0 | 0 | 0 | 0 | 0 | 0 | 0 | 0 | 0 | 0 | 0 | 0 | 0 | 0 | 0 | 0 | 0 | 0 | 0 | 0 | 0 | 0 | 12
NO |  | 275 | 2011 | 40 | 10 | 10 |  | Council Creek | Petenwell | 138 | 138 | Steel Pole | 0.58 | 0 | 1 | 795.0 kcmil ACSR | 0 | 0 | 0 | 0 | 0 | 0 | 0 | 0 | 0 | 0 | 0 | 0 | 0 | 0 | 0 | 0 | 0 | 0 | 0 | 0 | 0 | 0 | 0 | 12
NO |  | 275 | 2011 | 40 | 11 | 11 |  | Council Creek | Petenwell | 138 | 138 | Steel Pole | 0.05 | 0 | 1 | 795.0 kcmil ACSR | 0 | 0 | 0 | 0 | 0 | 0 | 0 | 0 | 0 | 0 | 0 | 0 | 0 | 0 | 0 | 0 | 0 | 0 | 0 | 0 | 0 | 0 | 0 | 12
NO |  | 275 | 2011 | 40 | 12 | 12 |  | Council Creek | Petenwell | 138 | 138 | Steel Pole | 3.56 | 0 | 1 | 795.0 kcmil ACSR | 0 | 0 | 0 | 0 | 0 | 0 | 0 | 0 | 0 | 0 | 0 | 0 | 0 | 0 | 0 | 0 | 0 | 0 | 0 | 0 | 0 | 0 | 0 | 12
NO |  | 275 | 2011 | 40 | 13 | 13 |  | Colley Rd | Dickinson (ALTE) | 138 | 138 | Wood Pole | 0.03 | 0 | 1 | 795.0 kcmil ACSR | 0 | 0 | 0 | 0 | 0 | 0 | 0 | 0 | 0 | 0 | 0 | 0 | 0 | 0 | 0 | 0 | 0 | 0 | 0 | 0 | 0 | 0 | 0 | 12
NO |  | 275 | 2011 | 40 | 14 | 14 |  | Colley Rd | Dickinson (ALTE) | 138 | 138 | Wood Pole | 0 | 1.6 | 2 | 795.0 kcmil ACSR | 0 | 0 | 0 | 0 | 0 | 0 | 0 | 0 | 0 | 0 | 0 | 0 | 0 | 0 | 0 | 0 | 0 | 0 | 0 | 0 | 0 | 0 | 0 | 12
NO |  | 275 | 2011 | 40 | 15 | 15 |  | Colley Rd | Dickinson (ALTE) | 138 | 138 | Wood Pole | 0.03 | 0 | 1 | 795.0 kcmil ACSR | 0 | 0 | 0 | 0 | 0 | 0 | 0 | 0 | 0 | 0 | 0 | 0 | 0 | 0 | 0 | 0 | 0 | 0 | 0 | 0 | 0 | 0 | 0 | 12
NO |  | 275 | 2011 | 40 | 16 | 16 |  | Dickinson (ALTE) | Brick Church | 138 | 138 | Wood Pole | 0 | 9.97 | 2 | 795.0 kcmil ACSR | 0 | 0 | 0 | 0 | 0 | 0 | 0 | 0 | 0 | 0 | 0 | 0 | 0 | 0 | 0 | 0 | 0 | 0 | 0 | 0 | 0 | 0 | 0 | 12
NO |  | 275 | 2011 | 40 | 17 | 17 |  | Dickinson (ALTE) | Brick Church | 138 | 138 | Wood Pole | 8.93 | 0 | 1 | 795.0 kcmil ACSR | 0 | 0 | 0 | 0 | 0 | 0 | 0 | 0 | 0 | 0 | 0 | 0 | 0 | 0 | 0 | 0 | 0 | 0 | 0 | 0 | 0 | 0 | 0 | 12
NO |  | 275 | 2011 | 40 | 18 | 18 |  | Dickinson (ALTE) | Brick Church | 138 | 138 | Wood Pole | 0.03 | 0 | 1 | 795.0 kcmil ACSR | 0 | 0 | 0 | 0 | 0 | 0 | 0 | 0 | 0 | 0 | 0 | 0 | 0 | 0 | 0 | 0 | 0 | 0 | 0 | 0 | 0 | 0 | 0 | 12
NO |  | 275 | 2011 | 40 | 19 | 19 |  | Port Edwards | Lakehead Vesper SW STR | 138 | 138 | Various | 0.15 | 0 | 1 | 795.0 kcmil ACSR | 0 | 0 | 0 | 0 | 0 | 0 | 0 | 0 | 0 | 0 | 0 | 0 | 0 | 0 | 0 | 0 | 0 | 0 | 0 | 0 | 0 | 0 | 0 | 12
NO |  | 275 | 2011 | 40 | 20 | 20 |  | Port Edwards | Lakehead Vesper SW STR | 138 | 138 | Various | 6.66 | 0 | 1 | 795.0 kcmil ACSR | 0 | 0 | 0 | 0 | 0 | 0 | 0 | 0 | 0 | 0 | 0 | 0 | 0 | 0 | 0 | 0 | 0 | 0 | 0 | 0 | 0 | 0 | 0 | 12
NO |  | 275 | 2011 | 40 | 21 | 21 |  | Lakehead Vesper SW STR | Sigel | 138 | 138 | Various | 0.11 | 0 | 1 | 795.0 kcmil ACSR | 0 | 0 | 0 | 0 | 0 | 0 | 0 | 0 | 0 | 0 | 0 | 0 | 0 | 0 | 0 | 0 | 0 | 0 | 0 | 0 | 0 | 0 | 0 | 12
NO |  | 275 | 2011 | 40 | 22 | 22 |  | Lakehead Vesper SW STR | Sigel | 138 | 138 | Various | 4.4 | 0 | 1 | 795.0 kcmil ACSR | 0 | 0 | 0 | 0 | 0 | 0 | 0 | 0 | 0 | 0 | 0 | 0 | 0 | 0 | 0 | 0 | 0 | 0 | 0 | 0 | 0 | 0 | 0 | 12
NO |  | 275 | 2011 | 40 | 23 | 23 |  | Lakehead Vesper SW STR | Sigel | 138 | 138 | Various | 0 | 0.52 | 2 | 795.0 kcmil ACSR | 0 | 0 | 0 | 0 | 0 | 0 | 0 | 0 | 0 | 0 | 0 | 0 | 0 | 0 | 0 | 0 | 0 | 0 | 0 | 0 | 0 | 0 | 0 | 12
NO |  | 275 | 2011 | 40 | 24 | 24 |  | Lakehead Vesper SW STR | Lakehead Vesper Tap | 138 | 138 | Various | 0.01 | 0 | 1 | 795.0 kcmil ACSR | 0 | 0 | 0 | 0 | 0 | 0 | 0 | 0 | 0 | 0 | 0 | 0 | 0 | 0 | 0 | 0 | 0 | 0 | 0 | 0 | 0 | 0 | 0 | 12
NO |  | 275 | 2011 | 40 | 25 | 25 |  | Port Edwards | Lakehead Vesper SW STR | 138 | 138 | Various | 1.86 | 0 | 1 | 795.0 kcmil ACSR | 0 | 0 | 0 | 0 | 0 | 0 | 0 | 0 | 0 | 0 | 0 | 0 | 0 | 0 | 0 | 0 | 0 | 0 | 0 | 0 | 0 | 0 | 0 | 12
NO |  | 275 | 2011 | 40 | 26 | 26 |  | Lakehead Vesper Tap | Lakehead Vesper | 138 | 138 | Various | 0.02 | 0 | 1 | 795.0 kcmil ACSR | 0 | 0 | 0 | 0 | 0 | 0 | 0 | 0 | 0 | 0 | 0 | 0 | 0 | 0 | 0 | 0 | 0 | 0 | 0 | 0 | 0 | 0 | 0 | 12
NO |  | 275 | 2011 | 40 | 27 | 27 |  | Lakehead Vesper Tap | Lakehead Vesper | 138 | 138 | Various | 0.01 | 0 | 1 | 336.4 kcmil ACSR | 0 | 0 | 0 | 0 | 0 | 0 | 0 | 0 | 0 | 0 | 0 | 0 | 0 | 0 | 0 | 0 | 0 | 0 | 0 | 0 | 0 | 0 | 0 | 12
NO |  | 275 | 2011 | 40 | 28 | 28 |  | Lakehead Vesper Tap | Lakehead Vesper | 138 | 138 | Various | 0.02 | 0 | 1 | 336.4 kcmil ACSR | 0 | 0 | 0 | 0 | 0 | 0 | 0 | 0 | 0 | 0 | 0 | 0 | 0 | 0 | 0 | 0 | 0 | 0 | 0 | 0 | 0 | 0 | 0 | 12
NO |  | 275 | 2011 | 40 | 29 | 29 |  | Saratoga | Badger West | 138 | 138 | H-Frame | 12.39 | 0 | 1 | 4/0 AWG ACSR 6/1 | 0 | 0 | 0 | 0 | 0 | 0 | 0 | 0 | 0 | 0 | 0 | 0 | 0 | 0 | 0 | 0 | 0 | 0 | 0 | 0 | 0 | 0 | 0 | 12
NO |  | 275 | 2011 | 40 | 30 | 30 |  | Badger West | Petenwell | 138 | 138 | H-Frame | 10.25 | 0 | 1 | 4/0 AWG ACSR 6/1 | 0 | 0 | 0 | 0 | 0 | 0 | 0 | 0 | 0 | 0 | 0 | 0 | 0 | 0 | 0 | 0 | 0 | 0 | 0 | 0 | 0 | 0 | 0 | 12
NO |  | 275 | 2011 | 40 | 31 | 31 |  | Saratoga | Badger West | 138 | 138 | H-Frame | 0.02 | 0 | 1 | 4/0 AWG ACSR 6/1 | 0 | 0 | 0 | 0 | 0 | 0 | 0 | 0 | 0 | 0 | 0 | 0 | 0 | 0 | 0 | 0 | 0 | 0 | 0 | 0 | 0 | 0 | 0 | 12
NO |  | 275 | 2011 | 40 | 32 | 32 |  | Badger West | Petenwell | 138 | 138 | H-Frame | 0.02 | 0 | 1 | 4/0 AWG ACSR 6/1 | 0 | 0 | 0 | 0 | 0 | 0 | 0 | 0 | 0 | 0 | 0 | 0 | 0 | 0 | 0 | 0 | 0 | 0 | 0 | 0 | 0 | 0 | 0 | 12
NO |  | 275 | 2011 | 40 | 33 | 33 |  | Brick Church | Williams Bay SW STR | 138 | 138 | Wood Pole | 0 | 3.33 | 2 | 795.0 kcmil ACSR | 0 | 0 | 0 | 0 | 0 | 0 | 0 | 0 | 0 | 0 | 0 | 0 | 0 | 0 | 0 | 0 | 0 | 0 | 0 | 0 | 0 | 0 | 0 | 12
NO |  | 275 | 2011 | 40 | 34 | 34 |  | Brick Church | Williams Bay SW STR | 138 | 138 | Wood Pole | 0.07 | 0 | 1 | 795.0 kcmil ACSR | 0 | 0 | 0 | 0 | 0 | 0 | 0 | 0 | 0 | 0 | 0 | 0 | 0 | 0 | 0 | 0 | 0 | 0 | 0 | 0 | 0 | 0 | 0 | 12
NO |  | 275 | 2011 | 40 | 35 | 35 |  | Brick Church | Williams Bay SW STR | 138 | 138 | Wood Pole | 0 | 0.85 | 2 | 795.0 kcmil ACSR | 0 | 0 | 0 | 0 | 0 | 0 | 0 | 0 | 0 | 0 | 0 | 0 | 0 | 0 | 0 | 0 | 0 | 0 | 0 | 0 | 0 | 0 | 0 | 12
NO |  | 275 | 2011 | 41 | 1 | 1 |  | Brick Church | Williams Bay SW STR | 138 | 138 | Wood Pole | 2.96 | 0 | 1 | 795.0 kcmil ACSR | 0 | 0 | 0 | 0 | 0 | 0 | 0 | 0 | 0 | 0 | 0 | 0 | 0 | 0 | 0 | 0 | 0 | 0 | 0 | 0 | 0 | 0 | 0 | 12
NO |  | 275 | 2011 | 41 | 2 | 2 |  | Williams Bay SW STR | Elkhorn | 138 | 138 | Wood Pole | 3.25 | 0 | 1 | 795.0 kcmil ACSR | 0 | 0 | 0 | 0 | 0 | 0 | 0 | 0 | 0 | 0 | 0 | 0 | 0 | 0 | 0 | 0 | 0 | 0 | 0 | 0 | 0 | 0 | 0 | 12
NO |  | 275 | 2011 | 41 | 3 | 3 |  | Williams Bay SW STR | Williams Bay | 138 | 138 | Wood Pole | 0 | 0.46 | 2 | 795.0 kcmil ACSR | 0 | 0 | 0 | 0 | 0 | 0 | 0 | 0 | 0 | 0 | 0 | 0 | 0 | 0 | 0 | 0 | 0 | 0 | 0 | 0 | 0 | 0 | 0 | 12
NO |  | 275 | 2011 | 41 | 4 | 4 |  | Williams Bay SW STR | Elkhorn | 138 | 138 | Wood Pole | 0 | 2.9 | 2 | 795.0 kcmil ACSR | 0 | 0 | 0 | 0 | 0 | 0 | 0 | 0 | 0 | 0 | 0 | 0 | 0 | 0 | 0 | 0 | 0 | 0 | 0 | 0 | 0 | 0 | 0 | 12
NO |  | 275 | 2011 | 41 | 5 | 5 |  | Port Edwards | Vulcan Chem | 138 | 138 | Steel Pole | 0 | 0.17 | 2 | 795.0 kcmil ACSR | 0 | 0 | 0 | 0 | 0 | 0 | 0 | 0 | 0 | 0 | 0 | 0 | 0 | 0 | 0 | 0 | 0 | 0 | 0 | 0 | 0 | 0 | 0 | 12
NO |  | 275 | 2011 | 41 | 6 | 6 |  | Port Edwards | Vulcan Chem | 138 | 138 | Steel Pole | 0 | 0.17 | 2 | 795.0 kcmil ACSR | 0 | 0 | 0 | 0 | 0 | 0 | 0 | 0 | 0 | 0 | 0 | 0 | 0 | 0 | 0 | 0 | 0 | 0 | 0 | 0 | 0 | 0 | 0 | 12
NO |  | 275 | 2011 | 41 | 7 | 7 |  | North Randolph | Fox Lake SW STR (ALTE) | 138 | 138 | Wood Pole | 0.3 | 0 | 1 | 336.4 kcmil ACSR | 0 | 0 | 0 | 0 | 0 | 0 | 0 | 0 | 0 | 0 | 0 | 0 | 0 | 0 | 0 | 0 | 0 | 0 | 0 | 0 | 0 | 0 | 0 | 12
NO |  | 275 | 2011 | 41 | 8 | 8 |  | North Randolph | Fox Lake SW STR (ALTE) | 138 | 138 | Wood Pole | 1.35 | 0 | 1 | 336.4 kcmil ACSR | 0 | 0 | 0 | 0 | 0 | 0 | 0 | 0 | 0 | 0 | 0 | 0 | 0 | 0 | 0 | 0 | 0 | 0 | 0 | 0 | 0 | 0 | 0 | 12
NO |  | 275 | 2011 | 41 | 9 | 9 |  | North Randolph | Fox Lake SW STR (ALTE) | 138 | 138 | Wood Pole | 0.03 | 0 | 1 | 336.4 kcmil ACSR | 0 | 0 | 0 | 0 | 0 | 0 | 0 | 0 | 0 | 0 | 0 | 0 | 0 | 0 | 0 | 0 | 0 | 0 | 0 | 0 | 0 | 0 | 0 | 12
NO |  | 275 | 2011 | 41 | 10 | 10 |  | North Randolph | Fox Lake SW STR (ALTE) | 138 | 138 | Wood Pole | 0.04 | 0 | 1 | 795.0 kcmil ACSR | 0 | 0 | 0 | 0 | 0 | 0 | 0 | 0 | 0 | 0 | 0 | 0 | 0 | 0 | 0 | 0 | 0 | 0 | 0 | 0 | 0 | 0 | 0 | 12
NO |  | 275 | 2011 | 41 | 11 | 11 |  | North Randolph | Fox Lake SW STR (ALTE) | 138 | 138 | Wood Pole | 0.03 | 0 | 1 | 336.4 kcmil ACSR | 0 | 0 | 0 | 0 | 0 | 0 | 0 | 0 | 0 | 0 | 0 | 0 | 0 | 0 | 0 | 0 | 0 | 0 | 0 | 0 | 0 | 0 | 0 | 12
NO |  | 275 | 2011 | 41 | 12 | 12 |  | North Randolph | Fox Lake SW STR (ALTE) | 138 | 138 | Wood Pole | 1.37 | 0 | 1 | 336.4 kcmil ACSR | 0 | 0 | 0 | 0 | 0 | 0 | 0 | 0 | 0 | 0 | 0 | 0 | 0 | 0 | 0 | 0 | 0 | 0 | 0 | 0 | 0 | 0 | 0 | 12
NO |  | 275 | 2011 | 41 | 13 | 13 |  | North Randolph | Fox Lake SW STR (ALTE) | 138 | 138 | Wood Pole | 1.56 | 0 | 1 | 336.4 kcmil ACSR | 0 | 0 | 0 | 0 | 0 | 0 | 0 | 0 | 0 | 0 | 0 | 0 | 0 | 0 | 0 | 0 | 0 | 0 | 0 | 0 | 0 | 0 | 0 | 12
NO |  | 275 | 2011 | 41 | 14 | 14 |  | North Randolph | Fox Lake SW STR (ALTE) | 138 | 138 | Wood Pole | 3.67 | 0 | 1 | 336.4 kcmil ACSR | 0 | 0 | 0 | 0 | 0 | 0 | 0 | 0 | 0 | 0 | 0 | 0 | 0 | 0 | 0 | 0 | 0 | 0 | 0 | 0 | 0 | 0 | 0 | 12
NO |  | 275 | 2011 | 41 | 15 | 15 |  | North Randolph | Fox Lake SW STR (ALTE) | 138 | 138 | Wood Pole | 0.19 | 0 | 1 | 336.4 kcmil ACSR | 0 | 0 | 0 | 0 | 0 | 0 | 0 | 0 | 0 | 0 | 0 | 0 | 0 | 0 | 0 | 0 | 0 | 0 | 0 | 0 | 0 | 0 | 0 | 12
NO |  | 275 | 2011 | 41 | 16 | 16 |  | Fox Lake SW STR (ALTE) | North Beaver Dam | 138 | 138 | Wood Pole | 8.09 | 0 | 1 | 336.4 kcmil ACSR | 0 | 0 | 0 | 0 | 0 | 0 | 0 | 0 | 0 | 0 | 0 | 0 | 0 | 0 | 0 | 0 | 0 | 0 | 0 | 0 | 0 | 0 | 0 | 12
NO |  | 275 | 2011 | 41 | 17 | 17 |  | Fox Lake SW STR (ALTE) | Fox Lake (ALTE) | 138 | 138 | Wood Pole | 0.01 | 0 | 1 | 336.4 kcmil ACSR | 0 | 0 | 0 | 0 | 0 | 0 | 0 | 0 | 0 | 0 | 0 | 0 | 0 | 0 | 0 | 0 | 0 | 0 | 0 | 0 | 0 | 0 | 0 | 12
NO |  | 275 | 2011 | 41 | 18 | 18 |  | Lodestar | Erdman | 138 | 138 |  | 0 | 0.68 | 2 | 795.0 kcmil ACSR | 0 | 0 | 0 | 0 | 0 | 0 | 0 | 0 | 0 | 0 | 0 | 0 | 0 | 0 | 0 | 0 | 0 | 0 | 0 | 0 | 0 | 0 | 0 | 12
NO |  | 275 | 2011 | 41 | 19 | 19 |  | Lodestar | Erdman | 138 | 138 |  | 0.99 | 0 | 1 | 795.0 kcmil ACSR | 0 | 0 | 0 | 0 | 0 | 0 | 0 | 0 | 0 | 0 | 0 | 0 | 0 | 0 | 0 | 0 | 0 | 0 | 0 | 0 | 0 | 0 | 0 | 12
NO |  | 275 | 2011 | 41 | 20 | 20 |  | Lodestar | Erdman | 138 | 138 |  | 0 | 1.08 | 2 | 795.0 kcmil ACSR | 0 | 0 | 0 | 0 | 0 | 0 | 0 | 0 | 0 | 0 | 0 | 0 | 0 | 0 | 0 | 0 | 0 | 0 | 0 | 0 | 0 | 0 | 0 | 12
NO |  | 275 | 2011 | 41 | 21 | 21 |  | Lodestar | Erdman | 138 | 138 | UG | 1.29 | 0 | 1 | 795.0 kcmil ACSR | 0 | 0 | 0 | 0 | 0 | 0 | 0 | 0 | 0 | 0 | 0 | 0 | 0 | 0 | 0 | 0 | 0 | 0 | 0 | 0 | 0 | 0 | 0 | 12
NO |  | 275 | 2011 | 41 | 22 | 22 |  | Darlington | North Monroe | 138 | 138 | H-Frame | 0.06 | 0 | 1 | 266.8 kcmil ACSR | 0 | 0 | 0 | 0 | 0 | 0 | 0 | 0 | 0 | 0 | 0 | 0 | 0 | 0 | 0 | 0 | 0 | 0 | 0 | 0 | 0 | 0 | 0 | 12
NO |  | 275 | 2011 | 41 | 23 | 23 |  | Darlington | North Monroe | 138 | 138 | H-Frame | 25.21 | 0 | 1 | 266.8 kcmil ACSR | 0 | 0 | 0 | 0 | 0 | 0 | 0 | 0 | 0 | 0 | 0 | 0 | 0 | 0 | 0 | 0 | 0 | 0 | 0 | 0 | 0 | 0 | 0 | 12
NO |  | 275 | 2011 | 41 | 24 | 24 |  | Darlington | North Monroe | 138 | 138 | H-Frame | 0.03 | 0 | 1 | 266.8 kcmil ACSR | 0 | 0 | 0 | 0 | 0 | 0 | 0 | 0 | 0 | 0 | 0 | 0 | 0 | 0 | 0 | 0 | 0 | 0 | 0 | 0 | 0 | 0 | 0 | 12
NO |  | 275 | 2011 | 41 | 25 | 25 |  | Academy | North Randolph | 138 | 138 | Lattice Towe | 0.06 | 0 | 1 | 795.0 kcmil ACSR | 0 | 0 | 0 | 0 | 0 | 0 | 0 | 0 | 0 | 0 | 0 | 0 | 0 | 0 | 0 | 0 | 0 | 0 | 0 | 0 | 0 | 0 | 0 | 12
NO |  | 275 | 2011 | 41 | 26 | 26 |  | Academy | North Randolph | 138 | 138 | Lattice Towe | 0.04 | 0 | 1 | 795.0 kcmil ACSR | 0 | 0 | 0 | 0 | 0 | 0 | 0 | 0 | 0 | 0 | 0 | 0 | 0 | 0 | 0 | 0 | 0 | 0 | 0 | 0 | 0 | 0 | 0 | 12
NO |  | 275 | 2011 | 41 | 27 | 27 |  | Academy | North Randolph | 138 | 138 | Lattice Towe | 13.97 | 0 | 1 | N/A | 0 | 0 | 0 | 0 | 0 | 0 | 0 | 0 | 0 | 0 | 0 | 0 | 0 | 0 | 0 | 0 | 0 | 0 | 0 | 0 | 0 | 0 | 0 | 12
NO |  | 275 | 2011 | 41 | 28 | 28 |  | Progress | Aviation | 138 | 138 | H-Frame | 1.85 | 0 | 1 | 336.4 kcmil ACSR | 0 | 0 | 0 | 0 | 0 | 0 | 0 | 0 | 0 | 0 | 0 | 0 | 0 | 0 | 0 | 0 | 0 | 0 | 0 | 0 | 0 | 0 | 0 | 12
NO |  | 275 | 2011 | 41 | 29 | 29 |  | Progress | Aviation | 138 | 138 | H-Frame | 0.04 | 0 | 1 | 795.0 kcmil ACSR | 0 | 0 | 0 | 0 | 0 | 0 | 0 | 0 | 0 | 0 | 0 | 0 | 0 | 0 | 0 | 0 | 0 | 0 | 0 | 0 | 0 | 0 | 0 | 12
NO |  | 275 | 2011 | 41 | 30 | 30 |  | Ellinwood | Progress | 138 | 138 | H-Frame | 0.49 | 0 | 1 | 477.0 kcmil ACSR | 0 | 0 | 0 | 0 | 0 | 0 | 0 | 0 | 0 | 0 | 0 | 0 | 0 | 0 | 0 | 0 | 0 | 0 | 0 | 0 | 0 | 0 | 0 | 12
NO |  | 275 | 2011 | 41 | 31 | 31 |  | Ellinwood | Progress | 138 | 138 | H-Frame | 0.88 | 0 | 1 | 477.0 kcmil ACSR | 0 | 0 | 0 | 0 | 0 | 0 | 0 | 0 | 0 | 0 | 0 | 0 | 0 | 0 | 0 | 0 | 0 | 0 | 0 | 0 | 0 | 0 | 0 | 12
NO |  | 275 | 2011 | 41 | 32 | 32 |  | Progress | Aviation | 138 | 138 | H-Frame | 0.62 | 0 | 1 | 477.0 kcmil ACSR | 0 | 0 | 0 | 0 | 0 | 0 | 0 | 0 | 0 | 0 | 0 | 0 | 0 | 0 | 0 | 0 | 0 | 0 | 0 | 0 | 0 | 0 | 0 | 12
NO |  | 275 | 2011 | 41 | 33 | 33 |  | Progress | Aviation | 138 | 138 | H-Frame | 0.12 | 0 | 1 | 477.0 kcmil ACSR | 0 | 0 | 0 | 0 | 0 | 0 | 0 | 0 | 0 | 0 | 0 | 0 | 0 | 0 | 0 | 0 | 0 | 0 | 0 | 0 | 0 | 0 | 0 | 12
NO |  | 275 | 2011 | 41 | 34 | 34 |  | North Fond Du Lac | East Scott St SW STR | 138 | 138 | Wood Pole | 0.03 | 0 | 1 | 336.4 kcmil ACSR | 0 | 0 | 0 | 0 | 0 | 0 | 0 | 0 | 0 | 0 | 0 | 0 | 0 | 0 | 0 | 0 | 0 | 0 | 0 | 0 | 0 | 0 | 0 | 12
NO |  | 275 | 2011 | 41 | 35 | 35 |  | North Fond Du Lac | East Scott St SW STR | 138 | 138 | Wood Pole | 1.31 | 0 | 1 | 336.4 kcmil ACSR | 0 | 0 | 0 | 0 | 0 | 0 | 0 | 0 | 0 | 0 | 0 | 0 | 0 | 0 | 0 | 0 | 0 | 0 | 0 | 0 | 0 | 0 | 0 | 12
NO |  | 275 | 2011 | 42 | 1 | 1 |  | North Fond Du Lac | East Scott St SW STR | 138 | 138 | Wood Pole | 1.23 | 0 | 1 | 336.4 kcmil ACSR | 0 | 0 | 0 | 0 | 0 | 0 | 0 | 0 | 0 | 0 | 0 | 0 | 0 | 0 | 0 | 0 | 0 | 0 | 0 | 0 | 0 | 0 | 0 | 12
NO |  | 275 | 2011 | 42 | 2 | 2 |  | East Scott St SW STR | East Scott St | 138 | 138 | Wood Pole | 0.37 | 0 | 1 | 336.4 kcmil ACSR | 0 | 0 | 0 | 0 | 0 | 0 | 0 | 0 | 0 | 0 | 0 | 0 | 0 | 0 | 0 | 0 | 0 | 0 | 0 | 0 | 0 | 0 | 0 | 12
NO |  | 275 | 2011 | 42 | 3 | 3 |  | Ledgeview SW STR | Ohmstead | 138 | 138 | Wood Pole | 0.01 | 0 | 1 | 336.4 kcmil ACSR | 0 | 0 | 0 | 0 | 0 | 0 | 0 | 0 | 0 | 0 | 0 | 0 | 0 | 0 | 0 | 0 | 0 | 0 | 0 | 0 | 0 | 0 | 0 | 12
NO |  | 275 | 2011 | 42 | 4 | 4 |  | Ledgeview SW STR | Ohmstead | 138 | 138 | Wood Pole | 1.46 | 0 | 1 | 336.4 kcmil ACSR | 0 | 0 | 0 | 0 | 0 | 0 | 0 | 0 | 0 | 0 | 0 | 0 | 0 | 0 | 0 | 0 | 0 | 0 | 0 | 0 | 0 | 0 | 0 | 12
NO |  | 275 | 2011 | 42 | 5 | 5 |  | Ledgeview SW STR | Ledgeview | 138 | 138 | Wood Pole | 2.03 | 0 | 1 | 1/0 AWG ACSR T2 6 | 0 | 0 | 0 | 0 | 0 | 0 | 0 | 0 | 0 | 0 | 0 | 0 | 0 | 0 | 0 | 0 | 0 | 0 | 0 | 0 | 0 | 0 | 0 | 12
NO |  | 275 | 2011 | 42 | 6 | 6 |  | Ledgeview SW STR | Ledgeview | 138 | 138 | Wood Pole | 0.02 | 0 | 1 | 336.4 kcmil ACSR | 0 | 0 | 0 | 0 | 0 | 0 | 0 | 0 | 0 | 0 | 0 | 0 | 0 | 0 | 0 | 0 | 0 | 0 | 0 | 0 | 0 | 0 | 0 | 12
NO |  | 275 | 2011 | 42 | 7 | 7 |  | East Scott St SW STR | Ledgeview SW STR | 138 | 138 | Wood Pole | 2.1 | 0 | 1 | 336.4 kcmil ACSR | 0 | 0 | 0 | 0 | 0 | 0 | 0 | 0 | 0 | 0 | 0 | 0 | 0 | 0 | 0 | 0 | 0 | 0 | 0 | 0 | 0 | 0 | 0 | 12
NO |  | 275 | 2011 | 42 | 8 | 8 |  | Kirkwood | Lake Delton SW STR | 138 | 138 | H-Frame | 1.95 | 0 | 1 | 795.0 kcmil ACSR | 0 | 0 | 0 | 0 | 0 | 0 | 0 | 0 | 0 | 0 | 0 | 0 | 0 | 0 | 0 | 0 | 0 | 0 | 0 | 0 | 0 | 0 | 0 | 12
NO |  | 275 | 2011 | 42 | 9 | 9 |  | Lake Delton SW STR | Trienda | 138 | 138 | H-Frame | 0 | 0.89 | 2 | 336.4 kcmil ACSR | 0 | 0 | 0 | 0 | 0 | 0 | 0 | 0 | 0 | 0 | 0 | 0 | 0 | 0 | 0 | 0 | 0 | 0 | 0 | 0 | 0 | 0 | 0 | 12
NO |  | 275 | 2011 | 42 | 10 | 10 |  | Lake Delton SW STR | Trienda | 138 | 138 | H-Frame | 13.29 | 0 | 1 | 795.0 kcmil ACSR | 0 | 0 | 0 | 0 | 0 | 0 | 0 | 0 | 0 | 0 | 0 | 0 | 0 | 0 | 0 | 0 | 0 | 0 | 0 | 0 | 0 | 0 | 0 | 12
NO |  | 275 | 2011 | 42 | 11 | 11 |  | Lake Delton SW STR | Fox Hills Tap | 138 | 138 | H-Frame | 1.48 | 0 | 1 | 1/0 AWG ACSR T2 6 | 0 | 0 | 0 | 0 | 0 | 0 | 0 | 0 | 0 | 0 | 0 | 0 | 0 | 0 | 0 | 0 | 0 | 0 | 0 | 0 | 0 | 0 | 0 | 12
NO |  | 275 | 2011 | 42 | 12 | 12 |  | Lake Delton SW STR | Fox Hills Tap | 138 | 138 | H-Frame | 0.35 | 0 | 1 | 1/0 AWG ACSR T2 6 | 0 | 0 | 0 | 0 | 0 | 0 | 0 | 0 | 0 | 0 | 0 | 0 | 0 | 0 | 0 | 0 | 0 | 0 | 0 | 0 | 0 | 0 | 0 | 12
NO |  | 275 | 2011 | 42 | 13 | 13 |  | Lake Delton SW STR | Fox Hills Tap | 138 | 138 | H-Frame | 0.51 | 0 | 1 | 1/0 AWG ACSR T2 6 | 0 | 0 | 0 | 0 | 0 | 0 | 0 | 0 | 0 | 0 | 0 | 0 | 0 | 0 | 0 | 0 | 0 | 0 | 0 | 0 | 0 | 0 | 0 | 12
NO |  | 275 | 2011 | 42 | 14 | 14 |  | Lake Delton SW STR | Fox Hills Tap | 138 | 138 | H-Frame | 0.52 | 0 | 1 | 336.4 kcmil ACSR | 0 | 0 | 0 | 0 | 0 | 0 | 0 | 0 | 0 | 0 | 0 | 0 | 0 | 0 | 0 | 0 | 0 | 0 | 0 | 0 | 0 | 0 | 0 | 12
NO |  | 275 | 2011 | 42 | 15 | 15 |  | Fox Hills Tap | Fox Hills | 138 | 138 | H-Frame | 0.02 | 0 | 1 | 336.4 kcmil ACSR | 0 | 0 | 0 | 0 | 0 | 0 | 0 | 0 | 0 | 0 | 0 | 0 | 0 | 0 | 0 | 0 | 0 | 0 | 0 | 0 | 0 | 0 | 0 | 12
NO |  | 275 | 2011 | 42 | 16 | 16 |  | Fox Hills Tap | Lake Delton | 138 | 138 | H-Frame | 0.01 | 0 | 1 | 336.4 kcmil ACSR | 0 | 0 | 0 | 0 | 0 | 0 | 0 | 0 | 0 | 0 | 0 | 0 | 0 | 0 | 0 | 0 | 0 | 0 | 0 | 0 | 0 | 0 | 0 | 12
NO |  | 275 | 2011 | 42 | 17 | 17 |  | Paddock | Northwest Beloit | 138 | 138 | Steel Pole | 0.07 | 0 | 1 | 795.0 kcmil ACSR | 0 | 0 | 0 | 0 | 0 | 0 | 0 | 0 | 0 | 0 | 0 | 0 | 0 | 0 | 0 | 0 | 0 | 0 | 0 | 0 | 0 | 0 | 0 | 12
NO |  | 275 | 2011 | 42 | 18 | 18 |  | Northwest Beloit | Blackhawk SW YD (ALTE) | 138 | 138 | Steel Pole | 2.48 | 0 | 1 | 795.0 kcmil ACSR | 0 | 0 | 0 | 0 | 0 | 0 | 0 | 0 | 0 | 0 | 0 | 0 | 0 | 0 | 0 | 0 | 0 | 0 | 0 | 0 | 0 | 0 | 0 | 12
NO |  | 275 | 2011 | 42 | 19 | 19 |  | Northwest Beloit | Blackhawk SW YD (ALTE) | 138 | 138 | Steel Pole | 0.21 | 0 | 1 | 795.0 kcmil ACSR | 0 | 0 | 0 | 0 | 0 | 0 | 0 | 0 | 0 | 0 | 0 | 0 | 0 | 0 | 0 | 0 | 0 | 0 | 0 | 0 | 0 | 0 | 0 | 12
NO |  | 275 | 2011 | 42 | 20 | 20 |  | Northwest Beloit | Blackhawk SW YD (ALTE) | 138 | 138 | Steel Pole | 0.21 | 0 | 1 | 795.0 kcmil ACSR | 0 | 0 | 0 | 0 | 0 | 0 | 0 | 0 | 0 | 0 | 0 | 0 | 0 | 0 | 0 | 0 | 0 | 0 | 0 | 0 | 0 | 0 | 0 | 12
NO |  | 275 | 2011 | 42 | 21 | 21 |  | Paddock | Northwest Beloit | 138 | 138 | Steel Pole | 0.44 | 0 | 1 | 795.0 kcmil ACSR | 0 | 0 | 0 | 0 | 0 | 0 | 0 | 0 | 0 | 0 | 0 | 0 | 0 | 0 | 0 | 0 | 0 | 0 | 0 | 0 | 0 | 0 | 0 | 12
NO |  | 275 | 2011 | 42 | 22 | 22 |  | Paddock | Northwest Beloit | 138 | 138 | Steel Pole | 0 | 1.5 | 2 | 795.0 kcmil ACSR | 0 | 0 | 0 | 0 | 0 | 0 | 0 | 0 | 0 | 0 | 0 | 0 | 0 | 0 | 0 | 0 | 0 | 0 | 0 | 0 | 0 | 0 | 0 | 12
NO |  | 275 | 2011 | 42 | 23 | 23 |  | Northwest Beloit | Blackhawk SW YD (ALTE) | 138 | 138 | Steel Pole | 1.09 | 0 | 1 | 795.0 kcmil ACSR | 0 | 0 | 0 | 0 | 0 | 0 | 0 | 0 | 0 | 0 | 0 | 0 | 0 | 0 | 0 | 0 | 0 | 0 | 0 | 0 | 0 | 0 | 0 | 12
NO |  | 275 | 2011 | 42 | 24 | 24 |  | Paddock | Northwest Beloit | 138 | 138 | Steel Pole | 0.03 | 0 | 1 | 795.0 kcmil ACSR | 0 | 0 | 0 | 0 | 0 | 0 | 0 | 0 | 0 | 0 | 0 | 0 | 0 | 0 | 0 | 0 | 0 | 0 | 0 | 0 | 0 | 0 | 0 | 12
NO |  | 275 | 2011 | 42 | 25 | 25 |  | Northwest Beloit | Blackhawk SW YD (ALTE) | 138 | 138 | Steel Pole | 0.02 | 0 | 1 | 795.0 kcmil ACSR | 0 | 0 | 0 | 0 | 0 | 0 | 0 | 0 | 0 | 0 | 0 | 0 | 0 | 0 | 0 | 0 | 0 | 0 | 0 | 0 | 0 | 0 | 0 | 12
NO |  | 275 | 2011 | 42 | 26 | 26 |  | Blackhawk SW YD (ALTE) | Colley Rd | 138 | 138 |  | 1.24 | 0 | 1 | 795.0 kcmil ACSR | 0 | 0 | 0 | 0 | 0 | 0 | 0 | 0 | 0 | 0 | 0 | 0 | 0 | 0 | 0 | 0 | 0 | 0 | 0 | 0 | 0 | 0 | 0 | 12
NO |  | 275 | 2011 | 42 | 27 | 27 |  | Blackhawk SW YD (ALTE) | Colley Rd | 138 | 138 |  | 0 | 0 | 1 | 795.0 kcmil ACSR | 0 | 0 | 0 | 0 | 0 | 0 | 0 | 0 | 0 | 0 | 0 | 0 | 0 | 0 | 0 | 0 | 0 | 0 | 0 | 0 | 0 | 0 | 0 | 12
NO |  | 275 | 2011 | 42 | 28 | 28 |  | Blackhawk SW YD (ALTE) | Colley Rd | 138 | 138 |  | 0.05 | 0 | 1 | 795.0 kcmil ACSR | 0 | 0 | 0 | 0 | 0 | 0 | 0 | 0 | 0 | 0 | 0 | 0 | 0 | 0 | 0 | 0 | 0 | 0 | 0 | 0 | 0 | 0 | 0 | 12
NO |  | 275 | 2011 | 42 | 29 | 29 |  | North Lake Geneva | Elkhorn | 138 | 138 | Wood Pole | 5.14 | 0 | 1 | 795.0 kcmil ACSR | 0 | 0 | 0 | 0 | 0 | 0 | 0 | 0 | 0 | 0 | 0 | 0 | 0 | 0 | 0 | 0 | 0 | 0 | 0 | 0 | 0 | 0 | 0 | 12
NO |  | 275 | 2011 | 42 | 30 | 30 |  | North Lake Geneva | Elkhorn | 138 | 138 | Wood Pole | 0 | 2.91 | 2 | 795.0 kcmil ACSR | 0 | 0 | 0 | 0 | 0 | 0 | 0 | 0 | 0 | 0 | 0 | 0 | 0 | 0 | 0 | 0 | 0 | 0 | 0 | 0 | 0 | 0 | 0 | 12
NO |  | 275 | 2011 | 42 | 31 | 31 |  | Mullet River | South Sheboygan Falls | 138 | 138 | Lattice Towe | 0.03 | 0 | 1 | 2500.0 kcmil AAC | 0 | 0 | 0 | 0 | 0 | 0 | 0 | 0 | 0 | 0 | 0 | 0 | 0 | 0 | 0 | 0 | 0 | 0 | 0 | 0 | 0 | 0 | 0 | 12
NO |  | 275 | 2011 | 42 | 32 | 32 |  | Mullet River | South Sheboygan Falls | 138 | 138 | Lattice Towe | 0.01 | 0 | 1 | 2500.0 kcmil AAC | 0 | 0 | 0 | 0 | 0 | 0 | 0 | 0 | 0 | 0 | 0 | 0 | 0 | 0 | 0 | 0 | 0 | 0 | 0 | 0 | 0 | 0 | 0 | 12
NO |  | 275 | 2011 | 42 | 33 | 33 |  | Mullet River | South Sheboygan Falls | 138 | 138 | Lattice Towe | 7.51 | 0 | 1 | 795.0 kcmil ACSR | 0 | 0 | 0 | 0 | 0 | 0 | 0 | 0 | 0 | 0 | 0 | 0 | 0 | 0 | 0 | 0 | 0 | 0 | 0 | 0 | 0 | 0 | 0 | 12
NO |  | 275 | 2011 | 42 | 34 | 34 |  | Ohmstead | Rienzi Road | 138 | 138 | Wood Pole | 0.92 | 0 | 1 | 336.4 kcmil ACSR | 0 | 0 | 0 | 0 | 0 | 0 | 0 | 0 | 0 | 0 | 0 | 0 | 0 | 0 | 0 | 0 | 0 | 0 | 0 | 0 | 0 | 0 | 0 | 12
NO |  | 275 | 2011 | 42 | 35 | 35 |  | Christiana | Kegonsa | 138 | 138 | Steel Pole | 0.06 | 0 | 1 | 954.0 kcmil ACSS | 0 | 0 | 0 | 0 | 0 | 0 | 0 | 0 | 0 | 0 | 0 | 0 | 0 | 0 | 0 | 0 | 0 | 0 | 0 | 0 | 0 | 0 | 0 | 12
NO |  | 275 | 2011 | 43 | 1 | 1 |  | Christiana | Kegonsa | 138 | 138 | Steel Pole | 0 | 9.12 | 2 | 954.0 kcmil ACSS | 0 | 0 | 0 | 0 | 0 | 0 | 0 | 0 | 0 | 0 | 0 | 0 | 0 | 0 | 0 | 0 | 0 | 0 | 0 | 0 | 0 | 0 | 0 | 12
NO |  | 275 | 2011 | 43 | 2 | 2 |  | Christiana | Kegonsa | 138 | 138 | Steel Pole | 0 | 0.28 | 2 | 954.0 kcmil ACSS | 0 | 0 | 0 | 0 | 0 | 0 | 0 | 0 | 0 | 0 | 0 | 0 | 0 | 0 | 0 | 0 | 0 | 0 | 0 | 0 | 0 | 0 | 0 | 12
NO |  | 275 | 2011 | 43 | 3 | 3 |  | Portage | Hamilton St SW STR | 138 | 138 | Steel Pole | 0.02 | 0 | 1 | 795.0 kcmil ACSR | 0 | 0 | 0 | 0 | 0 | 0 | 0 | 0 | 0 | 0 | 0 | 0 | 0 | 0 | 0 | 0 | 0 | 0 | 0 | 0 | 0 | 0 | 0 | 12
NO |  | 275 | 2011 | 43 | 4 | 4 |  | Hamilton St SW STR | Hamilton St | 138 | 138 | Steel Pole | 0.06 | 0 | 1 | 336.4 kcmil ACSR | 0 | 0 | 0 | 0 | 0 | 0 | 0 | 0 | 0 | 0 | 0 | 0 | 0 | 0 | 0 | 0 | 0 | 0 | 0 | 0 | 0 | 0 | 0 | 12
NO |  | 275 | 2011 | 43 | 5 | 5 |  | Portage | Hamilton St SW STR | 138 | 138 | Steel Pole | 0 | 1.1 | 2 | 477.0 kcmil ACSR | 0 | 0 | 0 | 0 | 0 | 0 | 0 | 0 | 0 | 0 | 0 | 0 | 0 | 0 | 0 | 0 | 0 | 0 | 0 | 0 | 0 | 0 | 0 | 12
NO |  | 275 | 2011 | 43 | 6 | 6 |  | Portage | Hamilton St SW STR | 138 | 138 | Steel Pole | 0.02 | 0 | 1 | 477.0 kcmil ACSR | 0 | 0 | 0 | 0 | 0 | 0 | 0 | 0 | 0 | 0 | 0 | 0 | 0 | 0 | 0 | 0 | 0 | 0 | 0 | 0 | 0 | 0 | 0 | 12
NO |  | 275 | 2011 | 43 | 7 | 7 |  | Hamilton St SW STR | Staff | 138 | 138 | Steel Pole | 0 | 1.3 | 2 | 477.0 kcmil ACSR | 0 | 0 | 0 | 0 | 0 | 0 | 0 | 0 | 0 | 0 | 0 | 0 | 0 | 0 | 0 | 0 | 0 | 0 | 0 | 0 | 0 | 0 | 0 | 12
NO |  | 275 | 2011 | 43 | 8 | 8 |  | Hamilton St SW STR | Staff | 138 | 138 | Steel Pole | 0.03 | 0 | 1 | 795.0 kcmil ACSR | 0 | 0 | 0 | 0 | 0 | 0 | 0 | 0 | 0 | 0 | 0 | 0 | 0 | 0 | 0 | 0 | 0 | 0 | 0 | 0 | 0 | 0 | 0 | 12
NO |  | 275 | 2011 | 43 | 9 | 9 |  | Hamilton St SW STR | Staff | 138 | 138 | Steel Pole | 14.09 | 0 | 1 | 795.0 kcmil ACSR | 0 | 0 | 0 | 0 | 0 | 0 | 0 | 0 | 0 | 0 | 0 | 0 | 0 | 0 | 0 | 0 | 0 | 0 | 0 | 0 | 0 | 0 | 0 | 12
NO |  | 275 | 2011 | 43 | 10 | 10 |  | Academy | Boxelder | 138 | 138 | Wood Pole | 0.03 | 0 | 1 | 795.0 kcmil ACSR | 0 | 0 | 0 | 0 | 0 | 0 | 0 | 0 | 0 | 0 | 0 | 0 | 0 | 0 | 0 | 0 | 0 | 0 | 0 | 0 | 0 | 0 | 0 | 12
NO |  | 275 | 2011 | 43 | 11 | 11 |  | Academy | Boxelder | 138 | 138 | Wood Pole | 0 | 13.8 | 2 | 795.0 kcmil ACSR | 0 | 0 | 0 | 0 | 0 | 0 | 0 | 0 | 0 | 0 | 0 | 0 | 0 | 0 | 0 | 0 | 0 | 0 | 0 | 0 | 0 | 0 | 0 | 12
NO |  | 275 | 2011 | 43 | 12 | 12 |  | Academy | Boxelder | 138 | 138 | Wood Pole | 0 | 0.49 | 2 | 927.2 kcmil ACAR | 0 | 0 | 0 | 0 | 0 | 0 | 0 | 0 | 0 | 0 | 0 | 0 | 0 | 0 | 0 | 0 | 0 | 0 | 0 | 0 | 0 | 0 | 0 | 12
NO |  | 275 | 2011 | 43 | 13 | 13 |  | Kohler | Lodestar | 138 | 138 |  | 0.02 | 0 | 1 | 795.0 kcmil ACSR | 0 | 0 | 0 | 0 | 0 | 0 | 0 | 0 | 0 | 0 | 0 | 0 | 0 | 0 | 0 | 0 | 0 | 0 | 0 | 0 | 0 | 0 | 0 | 12
NO |  | 275 | 2011 | 43 | 14 | 14 |  | 20th St | North Gate SW STR | 138 | 138 | Wood Pole | 0.46 | 0 | 1 | 795.0 kcmil ACSR | 0 | 0 | 0 | 0 | 0 | 0 | 0 | 0 | 0 | 0 | 0 | 0 | 0 | 0 | 0 | 0 | 0 | 0 | 0 | 0 | 0 | 0 | 0 | 12
NO |  | 275 | 2011 | 43 | 15 | 15 |  | North Gate SW STR | Erdman | 138 | 138 | Wood Pole | 0.08 | 0 | 1 | 795.0 kcmil ACSR | 0 | 0 | 0 | 0 | 0 | 0 | 0 | 0 | 0 | 0 | 0 | 0 | 0 | 0 | 0 | 0 | 0 | 0 | 0 | 0 | 0 | 0 | 0 | 12
NO |  | 275 | 2011 | 43 | 16 | 16 |  | North Gate SW STR | Erdman | 138 | 138 | Wood Pole | 0 | 2.16 | 2 | 795.0 kcmil ACSR | 0 | 0 | 0 | 0 | 0 | 0 | 0 | 0 | 0 | 0 | 0 | 0 | 0 | 0 | 0 | 0 | 0 | 0 | 0 | 0 | 0 | 0 | 0 | 12
NO |  | 275 | 2011 | 43 | 17 | 17 |  | North Gate SW STR | Erdman | 138 | 138 | Wood Pole | 0 | 0.4 | 2 | 795.0 kcmil ACSR | 0 | 0 | 0 | 0 | 0 | 0 | 0 | 0 | 0 | 0 | 0 | 0 | 0 | 0 | 0 | 0 | 0 | 0 | 0 | 0 | 0 | 0 | 0 | 12
NO |  | 275 | 2011 | 43 | 18 | 18 |  | 20th St | North Gate SW STR | 138 | 138 | Wood Pole | 0 | 0.32 | 2 | 795.0 kcmil ACSR | 0 | 0 | 0 | 0 | 0 | 0 | 0 | 0 | 0 | 0 | 0 | 0 | 0 | 0 | 0 | 0 | 0 | 0 | 0 | 0 | 0 | 0 | 0 | 12
NO |  | 275 | 2011 | 43 | 19 | 19 |  | 20th St | North Gate SW STR | 138 | 138 | Wood Pole | 0 | 0.67 | 2 | 795.0 kcmil ACSR | 0 | 0 | 0 | 0 | 0 | 0 | 0 | 0 | 0 | 0 | 0 | 0 | 0 | 0 | 0 | 0 | 0 | 0 | 0 | 0 | 0 | 0 | 0 | 12
NO |  | 275 | 2011 | 43 | 20 | 20 |  | North Gate SW STR | North Gate | 138 | 138 | Wood Pole | 0.04 | 0 | 1 | 795.0 kcmil ACSR | 0 | 0 | 0 | 0 | 0 | 0 | 0 | 0 | 0 | 0 | 0 | 0 | 0 | 0 | 0 | 0 | 0 | 0 | 0 | 0 | 0 | 0 | 0 | 12
NO |  | 275 | 2011 | 43 | 21 | 21 |  | Rockdale | Christiana | 138 | 138 | Lattice Towe | 0.04 | 0 | 1 | 2156.0 kcmil ACSR | 0 | 0 | 0 | 0 | 0 | 0 | 0 | 0 | 0 | 0 | 0 | 0 | 0 | 0 | 0 | 0 | 0 | 0 | 0 | 0 | 0 | 0 | 0 | 12
NO |  | 275 | 2011 | 43 | 22 | 22 |  | Rockdale | Christiana | 138 | 138 | Lattice Towe | 0.12 | 0 | 1 | 2156.0 kcmil ACSR | 0 | 0 | 0 | 0 | 0 | 0 | 0 | 0 | 0 | 0 | 0 | 0 | 0 | 0 | 0 | 0 | 0 | 0 | 0 | 0 | 0 | 0 | 0 | 12
NO |  | 275 | 2011 | 43 | 23 | 23 |  | Rockdale | Christiana | 138 | 138 | Lattice Towe | 0 | 0.06 | 2 | 2156.0 kcmil ACSR | 0 | 0 | 0 | 0 | 0 | 0 | 0 | 0 | 0 | 0 | 0 | 0 | 0 | 0 | 0 | 0 | 0 | 0 | 0 | 0 | 0 | 0 | 0 | 12
NO |  | 275 | 2011 | 43 | 24 | 24 |  | Rockdale | Christiana | 138 | 138 | Lattice Towe | 0.05 | 0 | 1 | 2156.0 kcmil ACSR | 0 | 0 | 0 | 0 | 0 | 0 | 0 | 0 | 0 | 0 | 0 | 0 | 0 | 0 | 0 | 0 | 0 | 0 | 0 | 0 | 0 | 0 | 0 | 12
NO |  | 275 | 2011 | 43 | 25 | 25 |  | Rockdale | Christiana | 138 | 138 | Lattice Towe | 0.03 | 0 | 1 | 2156.0 kcmil ACSR | 0 | 0 | 0 | 0 | 0 | 0 | 0 | 0 | 0 | 0 | 0 | 0 | 0 | 0 | 0 | 0 | 0 | 0 | 0 | 0 | 0 | 0 | 0 | 12
NO |  | 275 | 2011 | 43 | 26 | 26 |  | Rockdale | Christiana | 138 | 138 | Lattice Towe | 0.12 | 0 | 1 | 2156.0 kcmil ACSR | 0 | 0 | 0 | 0 | 0 | 0 | 0 | 0 | 0 | 0 | 0 | 0 | 0 | 0 | 0 | 0 | 0 | 0 | 0 | 0 | 0 | 0 | 0 | 12
NO |  | 275 | 2011 | 43 | 27 | 27 |  | Rockdale | Christiana | 138 | 138 | Lattice Towe | 0 | 0.06 | 2 | 2156.0 kcmil ACSR | 0 | 0 | 0 | 0 | 0 | 0 | 0 | 0 | 0 | 0 | 0 | 0 | 0 | 0 | 0 | 0 | 0 | 0 | 0 | 0 | 0 | 0 | 0 | 12
NO |  | 275 | 2011 | 43 | 28 | 28 |  | Rockdale | Christiana | 138 | 138 | Lattice Towe | 0.08 | 0 | 1 | 2156.0 kcmil ACSR | 0 | 0 | 0 | 0 | 0 | 0 | 0 | 0 | 0 | 0 | 0 | 0 | 0 | 0 | 0 | 0 | 0 | 0 | 0 | 0 | 0 | 0 | 0 | 12
NO |  | 275 | 2011 | 43 | 29 | 29 |  | Portage | Trienda | 138 | 138 | Wood Pole | 1.81 | 0 | 1 | 795.0 kcmil ACSR | 0 | 0 | 0 | 0 | 0 | 0 | 0 | 0 | 0 | 0 | 0 | 0 | 0 | 0 | 0 | 0 | 0 | 0 | 0 | 0 | 0 | 0 | 0 | 12
NO |  | 275 | 2011 | 43 | 30 | 30 |  | Portage | Trienda | 138 | 138 | Wood Pole | 0.54 | 0 | 1 | 795.0 kcmil ACSR | 0 | 0 | 0 | 0 | 0 | 0 | 0 | 0 | 0 | 0 | 0 | 0 | 0 | 0 | 0 | 0 | 0 | 0 | 0 | 0 | 0 | 0 | 0 | 12
NO |  | 275 | 2011 | 43 | 31 | 31 |  | Portage | Trienda | 138 | 138 | Wood Pole | 0.09 | 0 | 1 | 795.0 kcmil ACSR | 0 | 0 | 0 | 0 | 0 | 0 | 0 | 0 | 0 | 0 | 0 | 0 | 0 | 0 | 0 | 0 | 0 | 0 | 0 | 0 | 0 | 0 | 0 | 12
NO |  | 275 | 2011 | 43 | 32 | 32 |  | Portage | Trienda | 138 | 138 | Wood Pole | 0 | 0.87 | 2 | 795.0 kcmil ACSR | 0 | 0 | 0 | 0 | 0 | 0 | 0 | 0 | 0 | 0 | 0 | 0 | 0 | 0 | 0 | 0 | 0 | 0 | 0 | 0 | 0 | 0 | 0 | 12
NO |  | 275 | 2011 | 43 | 33 | 33 |  | Portage | Trienda | 138 | 138 | Wood Pole | 0 | 0.07 | 2 | 795.0 kcmil ACSR | 0 | 0 | 0 | 0 | 0 | 0 | 0 | 0 | 0 | 0 | 0 | 0 | 0 | 0 | 0 | 0 | 0 | 0 | 0 | 0 | 0 | 0 | 0 | 12
NO |  | 275 | 2011 | 43 | 34 | 34 |  | Portage | Trienda | 138 | 138 | Wood Pole | 0 | 0.87 | 2 | 336.4 kcmil ACSR | 0 | 0 | 0 | 0 | 0 | 0 | 0 | 0 | 0 | 0 | 0 | 0 | 0 | 0 | 0 | 0 | 0 | 0 | 0 | 0 | 0 | 0 | 0 | 12
NO |  | 275 | 2011 | 43 | 35 | 35 |  | ACEC Lewiston SW STR | Kilbourn | 138 | 138 | Various | 6.77 | 0 | 1 | 795.0 kcmil ACSR | 0 | 0 | 0 | 0 | 0 | 0 | 0 | 0 | 0 | 0 | 0 | 0 | 0 | 0 | 0 | 0 | 0 | 0 | 0 | 0 | 0 | 0 | 0 | 12
NO |  | 275 | 2011 | 44 | 1 | 1 |  | ACEC Lewiston SW STR | Kilbourn | 138 | 138 | Various | 0.87 | 0 | 1 | 795.0 kcmil ACSR | 0 | 0 | 0 | 0 | 0 | 0 | 0 | 0 | 0 | 0 | 0 | 0 | 0 | 0 | 0 | 0 | 0 | 0 | 0 | 0 | 0 | 0 | 0 | 12
NO |  | 275 | 2011 | 44 | 2 | 2 |  | ACEC Lewiston SW STR | Kilbourn | 138 | 138 | Various | 0.07 | 0 | 1 | 795.0 kcmil ACSR | 0 | 0 | 0 | 0 | 0 | 0 | 0 | 0 | 0 | 0 | 0 | 0 | 0 | 0 | 0 | 0 | 0 | 0 | 0 | 0 | 0 | 0 | 0 | 12
NO |  | 275 | 2011 | 44 | 3 | 3 |  | Trienda | ACEC Lewiston SW STR | 138 | 138 | Various | 6.14 | 0 | 1 | 795.0 kcmil ACSR | 0 | 0 | 0 | 0 | 0 | 0 | 0 | 0 | 0 | 0 | 0 | 0 | 0 | 0 | 0 | 0 | 0 | 0 | 0 | 0 | 0 | 0 | 0 | 12
NO |  | 275 | 2011 | 44 | 4 | 4 |  | ACEC Lewiston SW STR | ACEC Lewiston | 138 | 138 | Various | 0.02 | 0 | 1 | 336.4 kcmil ACSR | 0 | 0 | 0 | 0 | 0 | 0 | 0 | 0 | 0 | 0 | 0 | 0 | 0 | 0 | 0 | 0 | 0 | 0 | 0 | 0 | 0 | 0 | 0 | 12
NO |  | 275 | 2011 | 44 | 5 | 5 |  | ACEC Lewiston SW STR | Kilbourn | 138 | 138 | Various | 0.02 | 0 | 1 | 795.0 kcmil ACSR | 0 | 0 | 0 | 0 | 0 | 0 | 0 | 0 | 0 | 0 | 0 | 0 | 0 | 0 | 0 | 0 | 0 | 0 | 0 | 0 | 0 | 0 | 0 | 12
NO |  | 275 | 2011 | 44 | 6 | 6 |  | McCue | Wilcox | 138 | 138 | Various | 0.01 | 0 | 1 | 795.0 kcmil ACSR | 0 | 0 | 0 | 0 | 0 | 0 | 0 | 0 | 0 | 0 | 0 | 0 | 0 | 0 | 0 | 0 | 0 | 0 | 0 | 0 | 0 | 0 | 0 | 12
NO |  | 275 | 2011 | 44 | 7 | 7 |  | McCue | Wilcox | 138 | 138 | Various | 0 | 0.57 | 2 | 336.4 kcmil ACSR | 0 | 0 | 0 | 0 | 0 | 0 | 0 | 0 | 0 | 0 | 0 | 0 | 0 | 0 | 0 | 0 | 0 | 0 | 0 | 0 | 0 | 0 | 0 | 12
NO |  | 275 | 2011 | 44 | 8 | 8 |  | McCue | Wilcox | 138 | 138 | Various | 1.25 | 0 | 1 | 336.4 kcmil ACSR | 0 | 0 | 0 | 0 | 0 | 0 | 0 | 0 | 0 | 0 | 0 | 0 | 0 | 0 | 0 | 0 | 0 | 0 | 0 | 0 | 0 | 0 | 0 | 12
NO |  | 275 | 2011 | 44 | 9 | 9 |  | Wilcox | Sunrise | 138 | 138 | Various | 0 | 0.47 | 2 | 336.4 kcmil ACSR | 0 | 0 | 0 | 0 | 0 | 0 | 0 | 0 | 0 | 0 | 0 | 0 | 0 | 0 | 0 | 0 | 0 | 0 | 0 | 0 | 0 | 0 | 0 | 12
NO |  | 275 | 2011 | 44 | 10 | 10 |  | Wilcox | Sunrise | 138 | 138 | Various | 0.11 | 0 | 1 | 336.4 kcmil ACSR | 0 | 0 | 0 | 0 | 0 | 0 | 0 | 0 | 0 | 0 | 0 | 0 | 0 | 0 | 0 | 0 | 0 | 0 | 0 | 0 | 0 | 0 | 0 | 12
NO |  | 275 | 2011 | 44 | 11 | 11 |  | Wilcox | Sunrise | 138 | 138 | Various | 0.02 | 0 | 1 | 795.0 kcmil ACSR | 0 | 0 | 0 | 0 | 0 | 0 | 0 | 0 | 0 | 0 | 0 | 0 | 0 | 0 | 0 | 0 | 0 | 0 | 0 | 0 | 0 | 0 | 0 | 12
NO |  | 275 | 2011 | 44 | 12 | 12 |  | McCue | Wilcox | 138 | 138 | Various | 1.61 | 0 | 1 | 336.4 kcmil ACSR | 0 | 0 | 0 | 0 | 0 | 0 | 0 | 0 | 0 | 0 | 0 | 0 | 0 | 0 | 0 | 0 | 0 | 0 | 0 | 0 | 0 | 0 | 0 | 12
NO |  | 275 | 2011 | 44 | 13 | 13 |  | McCue | Wilcox | 138 | 138 | Various | 0.01 | 0 | 1 | 795.0 kcmil ACSR | 0 | 0 | 0 | 0 | 0 | 0 | 0 | 0 | 0 | 0 | 0 | 0 | 0 | 0 | 0 | 0 | 0 | 0 | 0 | 0 | 0 | 0 | 0 | 12
NO |  | 275 | 2011 | 44 | 14 | 14 |  | Wilcox | Sunrise | 138 | 138 | Various | 0.05 | 0 | 1 | 795.0 kcmil ACSR | 0 | 0 | 0 | 0 | 0 | 0 | 0 | 0 | 0 | 0 | 0 | 0 | 0 | 0 | 0 | 0 | 0 | 0 | 0 | 0 | 0 | 0 | 0 | 12
NO |  | 275 | 2011 | 44 | 15 | 15 |  | Wilcox | Sunrise | 138 | 138 | Various | 2.02 | 0 | 1 | 336.4 kcmil ACSR | 0 | 0 | 0 | 0 | 0 | 0 | 0 | 0 | 0 | 0 | 0 | 0 | 0 | 0 | 0 | 0 | 0 | 0 | 0 | 0 | 0 | 0 | 0 | 12
NO |  | 275 | 2011 | 44 | 16 | 16 |  | Town Line Rd (ALTE) | Janesville General SW YD | 138 | 138 | Steel Pole | 0 | 0.03 | 2 | 397.5 kcmil ACSR | 0 | 0 | 0 | 0 | 0 | 0 | 0 | 0 | 0 | 0 | 0 | 0 | 0 | 0 | 0 | 0 | 0 | 0 | 0 | 0 | 0 | 0 | 0 | 12
NO |  | 275 | 2011 | 44 | 17 | 17 |  | Town Line Rd (ALTE) | Janesville General SW YD | 138 | 138 | Steel Pole | 0 | 1.18 | 2 | 397.5 kcmil ACSR | 0 | 0 | 0 | 0 | 0 | 0 | 0 | 0 | 0 | 0 | 0 | 0 | 0 | 0 | 0 | 0 | 0 | 0 | 0 | 0 | 0 | 0 | 0 | 12
NO |  | 275 | 2011 | 44 | 18 | 18 |  | Town Line Rd (ALTE) | Janesville General SW YD | 138 | 138 | Steel Pole | 0 | 3.05 | 2 | 397.5 kcmil ACSR | 0 | 0 | 0 | 0 | 0 | 0 | 0 | 0 | 0 | 0 | 0 | 0 | 0 | 0 | 0 | 0 | 0 | 0 | 0 | 0 | 0 | 0 | 0 | 12
NO |  | 275 | 2011 | 44 | 19 | 19 |  | Town Line Rd (ALTE) | Janesville General SW YD | 138 | 138 | Steel Pole | 0 | 2.99 | 2 | 397.5 kcmil ACSR | 0 | 0 | 0 | 0 | 0 | 0 | 0 | 0 | 0 | 0 | 0 | 0 | 0 | 0 | 0 | 0 | 0 | 0 | 0 | 0 | 0 | 0 | 0 | 12
NO |  | 275 | 2011 | 44 | 20 | 20 |  | Town Line Rd (ALTE) | Janesville General SW YD | 138 | 138 | Steel Pole | 0 | 0.04 | 2 | 397.5 kcmil ACSR | 0 | 0 | 0 | 0 | 0 | 0 | 0 | 0 | 0 | 0 | 0 | 0 | 0 | 0 | 0 | 0 | 0 | 0 | 0 | 0 | 0 | 0 | 0 | 12
NO |  | 275 | 2011 | 44 | 21 | 21 |  | Town Line Rd (ALTE) | Janesville General SW YD | 138 | 138 | Steel Pole | 0 | 1.53 | 2 | 397.5 kcmil ACSR | 0 | 0 | 0 | 0 | 0 | 0 | 0 | 0 | 0 | 0 | 0 | 0 | 0 | 0 | 0 | 0 | 0 | 0 | 0 | 0 | 0 | 0 | 0 | 12
NO |  | 275 | 2011 | 44 | 22 | 22 |  | Kirkwood | Rock Springs SW STR | 138 | 138 | Steel Pole | 0.13 | 0 | 1 | 795.0 kcmil ACSR | 0 | 0 | 0 | 0 | 0 | 0 | 0 | 0 | 0 | 0 | 0 | 0 | 0 | 0 | 0 | 0 | 0 | 0 | 0 | 0 | 0 | 0 | 0 | 12
NO |  | 275 | 2011 | 44 | 23 | 23 |  | Kirkwood | Rock Springs SW STR | 138 | 138 | Steel Pole | 7.5 | 0 | 1 | 336.4 kcmil ACSR | 0 | 0 | 0 | 0 | 0 | 0 | 0 | 0 | 0 | 0 | 0 | 0 | 0 | 0 | 0 | 0 | 0 | 0 | 0 | 0 | 0 | 0 | 0 | 12
NO |  | 275 | 2011 | 44 | 24 | 24 |  | Rock Springs SW STR | Rock Springs | 138 | 138 | Steel Pole | 0.72 | 0 | 1 | 336.4 kcmil ACSR | 0 | 0 | 0 | 0 | 0 | 0 | 0 | 0 | 0 | 0 | 0 | 0 | 0 | 0 | 0 | 0 | 0 | 0 | 0 | 0 | 0 | 0 | 0 | 12
NO |  | 275 | 2011 | 44 | 25 | 25 |  | Rock Springs SW STR | Artesian | 138 | 138 | Steel Pole | 2.17 | 0 | 1 | 336.4 kcmil ACSR | 0 | 0 | 0 | 0 | 0 | 0 | 0 | 0 | 0 | 0 | 0 | 0 | 0 | 0 | 0 | 0 | 0 | 0 | 0 | 0 | 0 | 0 | 0 | 12
NO |  | 275 | 2011 | 44 | 26 | 26 |  | Rock Springs SW STR | Artesian | 138 | 138 | Steel Pole | 0 | 0.68 | 2 | 795.0 kcmil ACSR | 0 | 0 | 0 | 0 | 0 | 0 | 0 | 0 | 0 | 0 | 0 | 0 | 0 | 0 | 0 | 0 | 0 | 0 | 0 | 0 | 0 | 0 | 0 | 12
NO |  | 275 | 2011 | 44 | 27 | 27 |  | Rock Springs SW STR | Artesian | 138 | 138 | Steel Pole | 0.02 | 0 | 1 | 795.0 kcmil ACSR | 0 | 0 | 0 | 0 | 0 | 0 | 0 | 0 | 0 | 0 | 0 | 0 | 0 | 0 | 0 | 0 | 0 | 0 | 0 | 0 | 0 | 0 | 0 | 12
NO |  | 275 | 2011 | 44 | 28 | 28 |  | Rock Springs SW STR | Artesian | 138 | 138 | Steel Pole | 0.28 | 0 | 1 | 336.4 kcmil ACSR | 0 | 0 | 0 | 0 | 0 | 0 | 0 | 0 | 0 | 0 | 0 | 0 | 0 | 0 | 0 | 0 | 0 | 0 | 0 | 0 | 0 | 0 | 0 | 12
NO |  | 275 | 2011 | 44 | 29 | 29 |  | Rock Springs SW STR | Artesian | 138 | 138 | Steel Pole | 2.48 | 0 | 1 | 336.4 kcmil ACSR | 0 | 0 | 0 | 0 | 0 | 0 | 0 | 0 | 0 | 0 | 0 | 0 | 0 | 0 | 0 | 0 | 0 | 0 | 0 | 0 | 0 | 0 | 0 | 12
NO |  | 275 | 2011 | 44 | 30 | 30 |  | Artesian | Reedsburg Nishan SW STR | 138 | 138 | Wood Pole | 0.01 | 0 | 1 | 795.0 kcmil ACSR | 0 | 0 | 0 | 0 | 0 | 0 | 0 | 0 | 0 | 0 | 0 | 0 | 0 | 0 | 0 | 0 | 0 | 0 | 0 | 0 | 0 | 0 | 0 | 12
NO |  | 275 | 2011 | 44 | 31 | 31 |  | Artesian | Reedsburg Nishan SW STR | 138 | 138 | Wood Pole | 2.27 | 0 | 1 | 336.4 kcmil ACSR | 0 | 0 | 0 | 0 | 0 | 0 | 0 | 0 | 0 | 0 | 0 | 0 | 0 | 0 | 0 | 0 | 0 | 0 | 0 | 0 | 0 | 0 | 0 | 12
NO |  | 275 | 2011 | 44 | 32 | 32 |  | Reedsburg Nishan SW STR | Zobel | 138 | 138 | Wood Pole | 0.61 | 0 | 1 | 336.4 kcmil ACSR | 0 | 0 | 0 | 0 | 0 | 0 | 0 | 0 | 0 | 0 | 0 | 0 | 0 | 0 | 0 | 0 | 0 | 0 | 0 | 0 | 0 | 0 | 0 | 12
NO |  | 275 | 2011 | 44 | 33 | 33 |  | Reedsburg Nishan SW STR | Zobel | 138 | 138 | Wood Pole | 0.82 | 0 | 1 | 336.4 kcmil ACSR | 0 | 0 | 0 | 0 | 0 | 0 | 0 | 0 | 0 | 0 | 0 | 0 | 0 | 0 | 0 | 0 | 0 | 0 | 0 | 0 | 0 | 0 | 0 | 12
NO |  | 275 | 2011 | 44 | 34 | 34 |  | Reedsburg Nishan SW STR | Zobel | 138 | 138 | Wood Pole | 0.07 | 0 | 1 | 795.0 kcmil ACSR | 0 | 0 | 0 | 0 | 0 | 0 | 0 | 0 | 0 | 0 | 0 | 0 | 0 | 0 | 0 | 0 | 0 | 0 | 0 | 0 | 0 | 0 | 0 | 12
NO |  | 275 | 2011 | 44 | 35 | 35 |  | Zobel | Dell Creek | 138 | 138 | Wood Pole | 0.13 | 0 | 1 | 795.0 kcmil ACSR | 0 | 0 | 0 | 0 | 0 | 0 | 0 | 0 | 0 | 0 | 0 | 0 | 0 | 0 | 0 | 0 | 0 | 0 | 0 | 0 | 0 | 0 | 0 | 12
NO |  | 275 | 2011 | 45 | 1 | 1 |  | Zobel | Dell Creek | 138 | 138 | Wood Pole | 6.46 | 0 | 1 | 336.4 kcmil ACSR | 0 | 0 | 0 | 0 | 0 | 0 | 0 | 0 | 0 | 0 | 0 | 0 | 0 | 0 | 0 | 0 | 0 | 0 | 0 | 0 | 0 | 0 | 0 | 12
NO |  | 275 | 2011 | 45 | 2 | 2 |  | Zobel | Dell Creek | 138 | 138 | Wood Pole | 0.05 | 0 | 1 | 795.0 kcmil ACSR | 0 | 0 | 0 | 0 | 0 | 0 | 0 | 0 | 0 | 0 | 0 | 0 | 0 | 0 | 0 | 0 | 0 | 0 | 0 | 0 | 0 | 0 | 0 | 12
NO |  | 275 | 2011 | 45 | 3 | 3 |  | Dell Creek | Birchwood | 138 | 138 | Wood Pole | 0.04 | 0 | 1 | 795.0 kcmil ACSR | 0 | 0 | 0 | 0 | 0 | 0 | 0 | 0 | 0 | 0 | 0 | 0 | 0 | 0 | 0 | 0 | 0 | 0 | 0 | 0 | 0 | 0 | 0 | 12
NO |  | 275 | 2011 | 45 | 4 | 4 |  | Dell Creek | Birchwood | 138 | 138 | Wood Pole | 2.62 | 0 | 1 | 336.4 kcmil ACSR | 0 | 0 | 0 | 0 | 0 | 0 | 0 | 0 | 0 | 0 | 0 | 0 | 0 | 0 | 0 | 0 | 0 | 0 | 0 | 0 | 0 | 0 | 0 | 12
NO |  | 275 | 2011 | 45 | 5 | 5 |  | Dell Creek | Birchwood | 138 | 138 | Wood Pole | 0 | 0.05 | 2 | 795.0 kcmil ACSR | 0 | 0 | 0 | 0 | 0 | 0 | 0 | 0 | 0 | 0 | 0 | 0 | 0 | 0 | 0 | 0 | 0 | 0 | 0 | 0 | 0 | 0 | 0 | 12
NO |  | 275 | 2011 | 45 | 6 | 6 |  | Dell Creek | Birchwood | 138 | 138 | Wood Pole | 0 | 0.05 | 2 | 795.0 kcmil ACSR | 0 | 0 | 0 | 0 | 0 | 0 | 0 | 0 | 0 | 0 | 0 | 0 | 0 | 0 | 0 | 0 | 0 | 0 | 0 | 0 | 0 | 0 | 0 | 12
NO |  | 275 | 2011 | 45 | 7 | 7 |  | Dell Creek | Birchwood | 138 | 138 | Wood Pole | 0.04 | 0 | 1 | 795.0 kcmil ACSR | 0 | 0 | 0 | 0 | 0 | 0 | 0 | 0 | 0 | 0 | 0 | 0 | 0 | 0 | 0 | 0 | 0 | 0 | 0 | 0 | 0 | 0 | 0 | 12
NO |  | 275 | 2011 | 45 | 8 | 8 |  | Dell Creek | Birchwood | 138 | 138 | Wood Pole | 0.01 | 0 | 1 | 795.0 kcmil ACSR | 0 | 0 | 0 | 0 | 0 | 0 | 0 | 0 | 0 | 0 | 0 | 0 | 0 | 0 | 0 | 0 | 0 | 0 | 0 | 0 | 0 | 0 | 0 | 12
NO |  | 275 | 2011 | 45 | 9 | 9 |  | Reedsburg Nishan SW STR | Reedsburg Nishan | 138 | 138 | Wood Pole | 0.15 | 0 | 1 | 336.4 kcmil ACSR | 0 | 0 | 0 | 0 | 0 | 0 | 0 | 0 | 0 | 0 | 0 | 0 | 0 | 0 | 0 | 0 | 0 | 0 | 0 | 0 | 0 | 0 | 0 | 12
NO |  | 275 | 2011 | 45 | 10 | 10 |  | Birchwood | Loch Mirror | 138 | 138 | Wood Pole | 0 | 0.11 | 2 | 795.0 kcmil ACSR | 0 | 0 | 0 | 0 | 0 | 0 | 0 | 0 | 0 | 0 | 0 | 0 | 0 | 0 | 0 | 0 | 0 | 0 | 0 | 0 | 0 | 0 | 0 | 12
NO |  | 275 | 2011 | 45 | 11 | 11 |  | Birchwood | Loch Mirror | 138 | 138 | Wood Pole | 0.43 | 0 | 1 | 795.0 kcmil ACSR | 0 | 0 | 0 | 0 | 0 | 0 | 0 | 0 | 0 | 0 | 0 | 0 | 0 | 0 | 0 | 0 | 0 | 0 | 0 | 0 | 0 | 0 | 0 | 12
NO |  | 275 | 2011 | 45 | 12 | 12 |  | Birchwood | Loch Mirror | 138 | 138 | Wood Pole | 0.63 | 0 | 1 | 336.4 kcmil ACSR | 0 | 0 | 0 | 0 | 0 | 0 | 0 | 0 | 0 | 0 | 0 | 0 | 0 | 0 | 0 | 0 | 0 | 0 | 0 | 0 | 0 | 0 | 0 | 12
NO |  | 275 | 2011 | 45 | 13 | 13 |  | Birchwood | Loch Mirror | 138 | 138 | Wood Pole | 0.02 | 0 | 1 | 795.0 kcmil ACSR | 0 | 0 | 0 | 0 | 0 | 0 | 0 | 0 | 0 | 0 | 0 | 0 | 0 | 0 | 0 | 0 | 0 | 0 | 0 | 0 | 0 | 0 | 0 | 12
NO |  | 275 | 2011 | 45 | 14 | 14 |  | Loch Mirror | Kilbourn | 138 | 138 | Wood Pole | 0.01 | 0 | 1 | 795.0 kcmil ACSR | 0 | 0 | 0 | 0 | 0 | 0 | 0 | 0 | 0 | 0 | 0 | 0 | 0 | 0 | 0 | 0 | 0 | 0 | 0 | 0 | 0 | 0 | 0 | 12
NO |  | 275 | 2011 | 45 | 15 | 15 |  | Loch Mirror | Kilbourn | 138 | 138 | Wood Pole | 2.76 | 0 | 1 | 336.4 kcmil ACSR | 0 | 0 | 0 | 0 | 0 | 0 | 0 | 0 | 0 | 0 | 0 | 0 | 0 | 0 | 0 | 0 | 0 | 0 | 0 | 0 | 0 | 0 | 0 | 12
NO |  | 275 | 2011 | 45 | 16 | 16 |  | Loch Mirror | Kilbourn | 138 | 138 | Wood Pole | 0 | 0.49 | 2 | 336.4 kcmil ACSR | 0 | 0 | 0 | 0 | 0 | 0 | 0 | 0 | 0 | 0 | 0 | 0 | 0 | 0 | 0 | 0 | 0 | 0 | 0 | 0 | 0 | 0 | 0 | 12
NO |  | 275 | 2011 | 45 | 17 | 17 |  | Loch Mirror | Kilbourn | 138 | 138 | Wood Pole | 0 | 0.13 | 2 | 795.0 kcmil ACSR | 0 | 0 | 0 | 0 | 0 | 0 | 0 | 0 | 0 | 0 | 0 | 0 | 0 | 0 | 0 | 0 | 0 | 0 | 0 | 0 | 0 | 0 | 0 | 12
NO |  | 275 | 2011 | 45 | 18 | 18 |  | Loch Mirror | Kilbourn | 138 | 138 | Wood Pole | 0.14 | 0 | 1 | 795.0 kcmil ACSR | 0 | 0 | 0 | 0 | 0 | 0 | 0 | 0 | 0 | 0 | 0 | 0 | 0 | 0 | 0 | 0 | 0 | 0 | 0 | 0 | 0 | 0 | 0 | 12
NO |  | 275 | 2011 | 45 | 19 | 19 |  | Rock River | Town Line Rd (ALTE) | 138 | 138 | H-Frame | 0 | 0.01 | 2 | 2156.0 kcmil ACSR | 0 | 0 | 0 | 0 | 0 | 0 | 0 | 0 | 0 | 0 | 0 | 0 | 0 | 0 | 0 | 0 | 0 | 0 | 0 | 0 | 0 | 0 | 0 | 12
NO |  | 275 | 2011 | 45 | 20 | 20 |  | Rock River | Town Line Rd (ALTE) | 138 | 138 | H-Frame | 0 | 0.04 | 2 | 2156.0 kcmil ACSR | 0 | 0 | 0 | 0 | 0 | 0 | 0 | 0 | 0 | 0 | 0 | 0 | 0 | 0 | 0 | 0 | 0 | 0 | 0 | 0 | 0 | 0 | 0 | 12
NO |  | 275 | 2011 | 45 | 21 | 21 |  | Rock River | Town Line Rd (ALTE) | 138 | 138 | H-Frame | 0 | 0.32 | 2 | 2156.0 kcmil ACSR | 0 | 0 | 0 | 0 | 0 | 0 | 0 | 0 | 0 | 0 | 0 | 0 | 0 | 0 | 0 | 0 | 0 | 0 | 0 | 0 | 0 | 0 | 0 | 12
NO |  | 275 | 2011 | 45 | 22 | 22 |  | Rock River | Town Line Rd (ALTE) | 138 | 138 | H-Frame | 0 | 0.07 | 2 | 2156.0 kcmil ACSR | 0 | 0 | 0 | 0 | 0 | 0 | 0 | 0 | 0 | 0 | 0 | 0 | 0 | 0 | 0 | 0 | 0 | 0 | 0 | 0 | 0 | 0 | 0 | 12
NO |  | 275 | 2011 | 45 | 23 | 23 |  | Rock River | Town Line Rd (ALTE) | 138 | 138 | Steel Pole | 0 | 0.05 | 2 | 2156.0 kcmil ACSR | 0 | 0 | 0 | 0 | 0 | 0 | 0 | 0 | 0 | 0 | 0 | 0 | 0 | 0 | 0 | 0 | 0 | 0 | 0 | 0 | 0 | 0 | 0 | 12
NO |  | 275 | 2011 | 45 | 24 | 24 |  | Rock River | Town Line Rd (ALTE) | 138 | 138 | Steel Pole | 0 | 0.33 | 2 | 2156.0 kcmil ACSR | 0 | 0 | 0 | 0 | 0 | 0 | 0 | 0 | 0 | 0 | 0 | 0 | 0 | 0 | 0 | 0 | 0 | 0 | 0 | 0 | 0 | 0 | 0 | 12
NO |  | 275 | 2011 | 45 | 25 | 25 |  | Rock River | Town Line Rd (ALTE) | 138 | 138 | Steel Pole | 0 | 0.07 | 2 | 2156.0 kcmil ACSR | 0 | 0 | 0 | 0 | 0 | 0 | 0 | 0 | 0 | 0 | 0 | 0 | 0 | 0 | 0 | 0 | 0 | 0 | 0 | 0 | 0 | 0 | 0 | 12
NO |  | 275 | 2011 | 45 | 26 | 26 |  | Pulliam SW YD | Maplewood | 138 | 138 | H-Frame | 0.1 | 0 | 1 | 266.8 kcmil ACSR | 0 | 0 | 0 | 0 | 0 | 0 | 0 | 0 | 0 | 0 | 0 | 0 | 0 | 0 | 0 | 0 | 0 | 0 | 0 | 0 | 0 | 0 | 0 | 12
NO |  | 275 | 2011 | 45 | 27 | 27 |  | Pulliam SW YD | Maplewood | 138 | 138 | H-Frame | 2.03 | 0 | 1 | 266.8 kcmil ACSR | 0 | 0 | 0 | 0 | 0 | 0 | 0 | 0 | 0 | 0 | 0 | 0 | 0 | 0 | 0 | 0 | 0 | 0 | 0 | 0 | 0 | 0 | 0 | 12
NO |  | 275 | 2011 | 45 | 28 | 28 |  | Pulliam SW YD | Maplewood | 138 | 138 | H-Frame | 0.17 | 0 | 1 | 266.8 kcmil ACSR | 0 | 0 | 0 | 0 | 0 | 0 | 0 | 0 | 0 | 0 | 0 | 0 | 0 | 0 | 0 | 0 | 0 | 0 | 0 | 0 | 0 | 0 | 0 | 12
NO |  | 275 | 2011 | 45 | 29 | 29 |  | Pulliam SW YD | Maplewood | 138 | 138 | H-Frame | 5.39 | 0 | 1 | 266.8 kcmil ACSR | 0 | 0 | 0 | 0 | 0 | 0 | 0 | 0 | 0 | 0 | 0 | 0 | 0 | 0 | 0 | 0 | 0 | 0 | 0 | 0 | 0 | 0 | 0 | 12
NO |  | 275 | 2011 | 45 | 30 | 30 |  | Pulliam SW YD | Maplewood | 138 | 138 | H-Frame | 0.05 | 0 | 1 | 266.8 kcmil ACSR | 0 | 0 | 0 | 0 | 0 | 0 | 0 | 0 | 0 | 0 | 0 | 0 | 0 | 0 | 0 | 0 | 0 | 0 | 0 | 0 | 0 | 0 | 0 | 12
NO |  | 275 | 2011 | 45 | 31 | 31 |  | Metomen | North Fond Du Lac | 138 | 138 | Lattice Towe | 0 | 17.57 | 2 | 250.0 kcmil Cu 12 | 0 | 0 | 0 | 0 | 0 | 0 | 0 | 0 | 0 | 0 | 0 | 0 | 0 | 0 | 0 | 0 | 0 | 0 | 0 | 0 | 0 | 0 | 0 | 12
NO |  | 275 | 2011 | 45 | 32 | 32 |  | North Beaver Dam | Beaver Dam East | 138 | 138 | Wood Pole | 1.64 | 0 | 1 | 477.0 kcmil ACSR | 0 | 0 | 0 | 0 | 0 | 0 | 0 | 0 | 0 | 0 | 0 | 0 | 0 | 0 | 0 | 0 | 0 | 0 | 0 | 0 | 0 | 0 | 0 | 12
NO |  | 275 | 2011 | 45 | 33 | 33 |  | North Beaver Dam | Beaver Dam East | 138 | 138 | Wood Pole | 0.03 | 0 | 1 | 477.0 kcmil ACSR | 0 | 0 | 0 | 0 | 0 | 0 | 0 | 0 | 0 | 0 | 0 | 0 | 0 | 0 | 0 | 0 | 0 | 0 | 0 | 0 | 0 | 0 | 0 | 12
NO |  | 275 | 2011 | 45 | 34 | 34 |  | REC LaPrairie | REC Bradford Tap | 138 | 138 | Various | 0 | 0.7 | 2 | 795.0 kcmil ACSR | 0 | 0 | 0 | 0 | 0 | 0 | 0 | 0 | 0 | 0 | 0 | 0 | 0 | 0 | 0 | 0 | 0 | 0 | 0 | 0 | 0 | 0 | 0 | 12
NO |  | 275 | 2011 | 45 | 35 | 35 |  | REC LaPrairie | REC Bradford Tap | 138 | 138 | Various | 8.83 | 0 | 1 | 556.5 kcmil ACSR | 0 | 0 | 0 | 0 | 0 | 0 | 0 | 0 | 0 | 0 | 0 | 0 | 0 | 0 | 0 | 0 | 0 | 0 | 0 | 0 | 0 | 0 | 0 | 12
NO |  | 275 | 2011 | 46 | 1 | 1 |  | REC LaPrairie | REC Bradford Tap | 138 | 138 | Various | 0.02 | 0 | 1 | 556.5 kcmil ACSR | 0 | 0 | 0 | 0 | 0 | 0 | 0 | 0 | 0 | 0 | 0 | 0 | 0 | 0 | 0 | 0 | 0 | 0 | 0 | 0 | 0 | 0 | 0 | 12
NO |  | 275 | 2011 | 46 | 2 | 2 |  | REC Bradford Tap | REC Bradford | 138 | 138 | Various | 0.03 | 0 | 1 | 336.4 kcmil ACSR | 0 | 0 | 0 | 0 | 0 | 0 | 0 | 0 | 0 | 0 | 0 | 0 | 0 | 0 | 0 | 0 | 0 | 0 | 0 | 0 | 0 | 0 | 0 | 12
NO |  | 275 | 2011 | 46 | 3 | 3 |  | Rock River | REC LaPrairie | 138 | 138 | Various | 0.03 | 0 | 1 | 556.5 kcmil ACSR | 0 | 0 | 0 | 0 | 0 | 0 | 0 | 0 | 0 | 0 | 0 | 0 | 0 | 0 | 0 | 0 | 0 | 0 | 0 | 0 | 0 | 0 | 0 | 12
NO |  | 275 | 2011 | 46 | 4 | 4 |  | Rock River | REC LaPrairie | 138 | 138 | Various | 0.36 | 0 | 1 | 556.5 kcmil ACSR | 0 | 0 | 0 | 0 | 0 | 0 | 0 | 0 | 0 | 0 | 0 | 0 | 0 | 0 | 0 | 0 | 0 | 0 | 0 | 0 | 0 | 0 | 0 | 12
NO |  | 275 | 2011 | 46 | 5 | 5 |  | Rock River | REC LaPrairie | 138 | 138 | Various | 0 | 1.41 | 2 | 556.5 kcmil ACSR | 0 | 0 | 0 | 0 | 0 | 0 | 0 | 0 | 0 | 0 | 0 | 0 | 0 | 0 | 0 | 0 | 0 | 0 | 0 | 0 | 0 | 0 | 0 | 12
NO |  | 275 | 2011 | 46 | 6 | 6 |  | Rock River | REC LaPrairie | 138 | 138 | Various | 0.1 | 0 | 1 | 556.5 kcmil ACSR | 0 | 0 | 0 | 0 | 0 | 0 | 0 | 0 | 0 | 0 | 0 | 0 | 0 | 0 | 0 | 0 | 0 | 0 | 0 | 0 | 0 | 0 | 0 | 12
NO |  | 275 | 2011 | 46 | 7 | 7 |  | Rock River | REC LaPrairie | 138 | 138 | Various | 3.98 | 0 | 1 | 556.5 kcmil ACSR | 0 | 0 | 0 | 0 | 0 | 0 | 0 | 0 | 0 | 0 | 0 | 0 | 0 | 0 | 0 | 0 | 0 | 0 | 0 | 0 | 0 | 0 | 0 | 12
NO |  | 275 | 2011 | 46 | 8 | 8 |  | Rock River | REC LaPrairie | 138 | 138 | Various | 0 | 0.7 | 2 | 795.0 kcmil ACSR | 0 | 0 | 0 | 0 | 0 | 0 | 0 | 0 | 0 | 0 | 0 | 0 | 0 | 0 | 0 | 0 | 0 | 0 | 0 | 0 | 0 | 0 | 0 | 12
NO |  | 275 | 2011 | 46 | 9 | 9 |  | Rock River | REC LaPrairie | 138 | 138 | Various | 0.06 | 0 | 1 | 556.5 kcmil ACSR | 0 | 0 | 0 | 0 | 0 | 0 | 0 | 0 | 0 | 0 | 0 | 0 | 0 | 0 | 0 | 0 | 0 | 0 | 0 | 0 | 0 | 0 | 0 | 12
NO |  | 275 | 2011 | 46 | 10 | 10 |  | REC Bradford Tap | West Darien | 138 | 138 | Various | 0.04 | 0 | 1 | 556.5 kcmil ACSR | 0 | 0 | 0 | 0 | 0 | 0 | 0 | 0 | 0 | 0 | 0 | 0 | 0 | 0 | 0 | 0 | 0 | 0 | 0 | 0 | 0 | 0 | 0 | 12
NO |  | 275 | 2011 | 46 | 11 | 11 |  | REC Bradford Tap | West Darien | 138 | 138 | Various | 4.14 | 0 | 1 | 556.5 kcmil ACSR | 0 | 0 | 0 | 0 | 0 | 0 | 0 | 0 | 0 | 0 | 0 | 0 | 0 | 0 | 0 | 0 | 0 | 0 | 0 | 0 | 0 | 0 | 0 | 12
NO |  | 275 | 2011 | 46 | 12 | 12 |  | REC Bradford Tap | West Darien | 138 | 138 | Various | 0.83 | 0 | 1 | 556.5 kcmil ACSR | 0 | 0 | 0 | 0 | 0 | 0 | 0 | 0 | 0 | 0 | 0 | 0 | 0 | 0 | 0 | 0 | 0 | 0 | 0 | 0 | 0 | 0 | 0 | 12
NO |  | 275 | 2011 | 46 | 13 | 13 |  | REC Bradford Tap | West Darien | 138 | 138 | Various | 0 | 0.63 | 2 | 556.5 kcmil ACSR | 0 | 0 | 0 | 0 | 0 | 0 | 0 | 0 | 0 | 0 | 0 | 0 | 0 | 0 | 0 | 0 | 0 | 0 | 0 | 0 | 0 | 0 | 0 | 12
NO |  | 275 | 2011 | 46 | 14 | 14 |  | REC Bradford Tap | West Darien | 138 | 138 | Various | 0 | 0.03 | 2 | 556.5 kcmil ACSR | 0 | 0 | 0 | 0 | 0 | 0 | 0 | 0 | 0 | 0 | 0 | 0 | 0 | 0 | 0 | 0 | 0 | 0 | 0 | 0 | 0 | 0 | 0 | 12
NO |  | 275 | 2011 | 46 | 15 | 15 |  | West Darien | Southwest Delavan | 138 | 138 | Various | 0 | 0.02 | 2 | 556.5 kcmil ACSR | 0 | 0 | 0 | 0 | 0 | 0 | 0 | 0 | 0 | 0 | 0 | 0 | 0 | 0 | 0 | 0 | 0 | 0 | 0 | 0 | 0 | 0 | 0 | 12
NO |  | 275 | 2011 | 46 | 16 | 16 |  | West Darien | Southwest Delavan | 138 | 138 | Various | 0 | 0.63 | 2 | 556.5 kcmil ACSR | 0 | 0 | 0 | 0 | 0 | 0 | 0 | 0 | 0 | 0 | 0 | 0 | 0 | 0 | 0 | 0 | 0 | 0 | 0 | 0 | 0 | 0 | 0 | 12
NO |  | 275 | 2011 | 46 | 17 | 17 |  | West Darien | Southwest Delavan | 138 | 138 | Various | 3.45 | 0 | 1 | 556.5 kcmil ACSR | 0 | 0 | 0 | 0 | 0 | 0 | 0 | 0 | 0 | 0 | 0 | 0 | 0 | 0 | 0 | 0 | 0 | 0 | 0 | 0 | 0 | 0 | 0 | 12
NO |  | 275 | 2011 | 46 | 18 | 18 |  | Cambridge SW STR | Cambridge | 138 | 138 | Wood Pole | 1.03 | 0 | 1 | 336.4 kcmil ACSR | 0 | 0 | 0 | 0 | 0 | 0 | 0 | 0 | 0 | 0 | 0 | 0 | 0 | 0 | 0 | 0 | 0 | 0 | 0 | 0 | 0 | 0 | 0 | 12
NO |  | 275 | 2011 | 46 | 19 | 19 |  | London SW STR | London | 138 | 138 | Wood Pole | 0.09 | 0 | 1 | 336.4 kcmil ACSR | 0 | 0 | 0 | 0 | 0 | 0 | 0 | 0 | 0 | 0 | 0 | 0 | 0 | 0 | 0 | 0 | 0 | 0 | 0 | 0 | 0 | 0 | 0 | 12
NO |  | 275 | 2011 | 46 | 20 | 20 |  | Rockdale | Cambridge SW STR | 138 | 138 | Wood Pole | 0 | 0.09 | 2 | 795.0 kcmil ACSR | 0 | 0 | 0 | 0 | 0 | 0 | 0 | 0 | 0 | 0 | 0 | 0 | 0 | 0 | 0 | 0 | 0 | 0 | 0 | 0 | 0 | 0 | 0 | 12
NO |  | 275 | 2011 | 46 | 21 | 21 |  | Rockdale | Cambridge SW STR | 138 | 138 | Wood Pole | 0 | 1.01 | 2 | 795.0 kcmil ACSR | 0 | 0 | 0 | 0 | 0 | 0 | 0 | 0 | 0 | 0 | 0 | 0 | 0 | 0 | 0 | 0 | 0 | 0 | 0 | 0 | 0 | 0 | 0 | 12
NO |  | 275 | 2011 | 46 | 22 | 22 |  | Cambridge SW STR | London SW STR | 138 | 138 | Wood Pole | 3.28 | 0 | 1 | 795.0 kcmil ACSR | 0 | 0 | 0 | 0 | 0 | 0 | 0 | 0 | 0 | 0 | 0 | 0 | 0 | 0 | 0 | 0 | 0 | 0 | 0 | 0 | 0 | 0 | 0 | 12
NO |  | 275 | 2011 | 46 | 23 | 23 |  | London SW STR | Boxelder | 138 | 138 | Wood Pole | 0 | 8.53 | 2 | 795.0 kcmil ACSR | 0 | 0 | 0 | 0 | 0 | 0 | 0 | 0 | 0 | 0 | 0 | 0 | 0 | 0 | 0 | 0 | 0 | 0 | 0 | 0 | 0 | 0 | 0 | 12
NO |  | 275 | 2011 | 46 | 24 | 24 |  | London SW STR | Boxelder | 138 | 138 | Wood Pole | 0 | 0.49 | 2 | 795.0 kcmil ACSR | 0 | 0 | 0 | 0 | 0 | 0 | 0 | 0 | 0 | 0 | 0 | 0 | 0 | 0 | 0 | 0 | 0 | 0 | 0 | 0 | 0 | 0 | 0 | 12
NO |  | 275 | 2011 | 46 | 25 | 25 |  | Southwest Delavan | Bristol (ALTE) | 138 | 138 |  | 5.07 | 0 | 1 | 556.5 kcmil ACSR | 0 | 0 | 0 | 0 | 0 | 0 | 0 | 0 | 0 | 0 | 0 | 0 | 0 | 0 | 0 | 0 | 0 | 0 | 0 | 0 | 0 | 0 | 0 | 12
NO |  | 275 | 2011 | 46 | 26 | 26 |  | Elkhorn | Bristol (ALTE) | 138 | 138 | Various | 4.4 | 0 | 1 | 795.0 kcmil ACSR | 0 | 0 | 0 | 0 | 0 | 0 | 0 | 0 | 0 | 0 | 0 | 0 | 0 | 0 | 0 | 0 | 0 | 0 | 0 | 0 | 0 | 0 | 0 | 12
NO |  | 275 | 2011 | 46 | 27 | 27 |  | Bristol (ALTE) | Delavan | 138 | 138 | Various | 1.58 | 0 | 1 | 336.4 kcmil ACSR | 0 | 0 | 0 | 0 | 0 | 0 | 0 | 0 | 0 | 0 | 0 | 0 | 0 | 0 | 0 | 0 | 0 | 0 | 0 | 0 | 0 | 0 | 0 | 12
NO |  | 275 | 2011 | 46 | 28 | 28 |  | Kegonsa | McFarland | 138 | 138 | Various | 0.08 | 0 | 1 | 477.0 kcmil ACSR | 0 | 0 | 0 | 0 | 0 | 0 | 0 | 0 | 0 | 0 | 0 | 0 | 0 | 0 | 0 | 0 | 0 | 0 | 0 | 0 | 0 | 0 | 0 | 12
NO |  | 275 | 2011 | 46 | 29 | 29 |  | Kegonsa | McFarland | 138 | 138 | Various | 3.74 | 0 | 1 | 477.0 kcmil ACSR | 0 | 0 | 0 | 0 | 0 | 0 | 0 | 0 | 0 | 0 | 0 | 0 | 0 | 0 | 0 | 0 | 0 | 0 | 0 | 0 | 0 | 0 | 0 | 12
NO |  | 275 | 2011 | 46 | 30 | 30 |  | McFarland | Femrite 138/69 kV | 138 | 138 | Various | 1.91 | 0 | 1 | 477.0 kcmil ACSR | 0 | 0 | 0 | 0 | 0 | 0 | 0 | 0 | 0 | 0 | 0 | 0 | 0 | 0 | 0 | 0 | 0 | 0 | 0 | 0 | 0 | 0 | 0 | 12
NO |  | 275 | 2011 | 46 | 31 | 31 |  | McFarland | Femrite 138/69 kV | 138 | 138 | Various | 0.04 | 0 | 1 | 477.0 kcmil ACSR | 0 | 0 | 0 | 0 | 0 | 0 | 0 | 0 | 0 | 0 | 0 | 0 | 0 | 0 | 0 | 0 | 0 | 0 | 0 | 0 | 0 | 0 | 0 | 12
NO |  | 275 | 2011 | 46 | 32 | 32 |  | Femrite 138/69 kV | Sprecher | 138 | 138 | Various | 0 | 0.04 | 2 | 477.0 kcmil ACSR | 0 | 0 | 0 | 0 | 0 | 0 | 0 | 0 | 0 | 0 | 0 | 0 | 0 | 0 | 0 | 0 | 0 | 0 | 0 | 0 | 0 | 0 | 0 | 12
NO |  | 275 | 2011 | 46 | 33 | 33 |  | Femrite 138/69 kV | Sprecher | 138 | 138 | Various | 0 | 0.71 | 2 | 477.0 kcmil ACSR | 0 | 0 | 0 | 0 | 0 | 0 | 0 | 0 | 0 | 0 | 0 | 0 | 0 | 0 | 0 | 0 | 0 | 0 | 0 | 0 | 0 | 0 | 0 | 12
NO |  | 275 | 2011 | 46 | 34 | 34 |  | Femrite 138/69 kV | Sprecher | 138 | 138 | Various | 1.12 | 0 | 1 | 477.0 kcmil ACSR | 0 | 0 | 0 | 0 | 0 | 0 | 0 | 0 | 0 | 0 | 0 | 0 | 0 | 0 | 0 | 0 | 0 | 0 | 0 | 0 | 0 | 0 | 0 | 12
NO |  | 275 | 2011 | 46 | 35 | 35 |  | Femrite 138/69 kV | Sprecher | 138 | 138 | UG | 1.37 | 0 | 1 | 477.0 kcmil ACSR | 0 | 0 | 0 | 0 | 0 | 0 | 0 | 0 | 0 | 0 | 0 | 0 | 0 | 0 | 0 | 0 | 0 | 0 | 0 | 0 | 0 | 0 | 0 | 12
NO |  | 275 | 2011 | 47 | 1 | 1 |  | Sprecher | Reiner Rd | 138 | 138 | Steel Pole | 0.01 | 0 | 1 | 954.0 kcmil ACSR | 0 | 0 | 0 | 0 | 0 | 0 | 0 | 0 | 0 | 0 | 0 | 0 | 0 | 0 | 0 | 0 | 0 | 0 | 0 | 0 | 0 | 0 | 0 | 12
NO |  | 275 | 2011 | 47 | 2 | 2 |  | Sprecher | Reiner Rd | 138 | 138 | Steel Pole | 3.6 | 0 | 1 | 954.0 kcmil ACSR | 0 | 0 | 0 | 0 | 0 | 0 | 0 | 0 | 0 | 0 | 0 | 0 | 0 | 0 | 0 | 0 | 0 | 0 | 0 | 0 | 0 | 0 | 0 | 12
NO |  | 275 | 2011 | 47 | 3 | 3 |  | Sprecher | Reiner Rd | 138 | 138 | Steel Pole | 0 | 0.29 | 2 | 954.0 kcmil ACSR | 0 | 0 | 0 | 0 | 0 | 0 | 0 | 0 | 0 | 0 | 0 | 0 | 0 | 0 | 0 | 0 | 0 | 0 | 0 | 0 | 0 | 0 | 0 | 12
NO |  | 275 | 2011 | 47 | 4 | 4 |  | Sprecher | Reiner Rd | 138 | 138 | Steel Pole | 0 | 0.08 | 2 | 954.0 kcmil ACSR | 0 | 0 | 0 | 0 | 0 | 0 | 0 | 0 | 0 | 0 | 0 | 0 | 0 | 0 | 0 | 0 | 0 | 0 | 0 | 0 | 0 | 0 | 0 | 12
NO |  | 275 | 2011 | 47 | 5 | 5 |  | Sprecher | Reiner Rd | 138 | 138 | Steel Pole | 0 | 0.03 | 2 | 954.0 kcmil ACSR | 0 | 0 | 0 | 0 | 0 | 0 | 0 | 0 | 0 | 0 | 0 | 0 | 0 | 0 | 0 | 0 | 0 | 0 | 0 | 0 | 0 | 0 | 0 | 12
NO |  | 275 | 2011 | 47 | 6 | 6 |  | Reiner Rd | Sycamore SW YD | 138 | 138 | Various | 0.05 | 0 | 1 | 954.0 kcmil ACSR | 0 | 0 | 0 | 0 | 0 | 0 | 0 | 0 | 0 | 0 | 0 | 0 | 0 | 0 | 0 | 0 | 0 | 0 | 0 | 0 | 0 | 0 | 0 | 12
NO |  | 275 | 2011 | 47 | 7 | 7 |  | Reiner Rd | Sycamore SW YD | 138 | 138 | Various | 1.4 | 0 | 1 | 954.0 kcmil ACSR | 0 | 0 | 0 | 0 | 0 | 0 | 0 | 0 | 0 | 0 | 0 | 0 | 0 | 0 | 0 | 0 | 0 | 0 | 0 | 0 | 0 | 0 | 0 | 12
NO |  | 275 | 2011 | 47 | 8 | 8 |  | Reiner Rd | Sycamore SW YD | 138 | 138 | Various | 1.64 | 0 | 1 | 954.0 kcmil ACSR | 0 | 0 | 0 | 0 | 0 | 0 | 0 | 0 | 0 | 0 | 0 | 0 | 0 | 0 | 0 | 0 | 0 | 0 | 0 | 0 | 0 | 0 | 0 | 12
NO |  | 275 | 2011 | 47 | 9 | 9 |  | Reiner Rd | Sycamore SW YD | 138 | 138 | Various | 0 | 0.3 | 2 | 954.0 kcmil ACSR | 0 | 0 | 0 | 0 | 0 | 0 | 0 | 0 | 0 | 0 | 0 | 0 | 0 | 0 | 0 | 0 | 0 | 0 | 0 | 0 | 0 | 0 | 0 | 12
NO |  | 275 | 2011 | 47 | 10 | 10 |  | Reiner Rd | Sycamore SW YD | 138 | 138 | Various | 0 | 0.06 | 2 | 954.0 kcmil ACSR | 0 | 0 | 0 | 0 | 0 | 0 | 0 | 0 | 0 | 0 | 0 | 0 | 0 | 0 | 0 | 0 | 0 | 0 | 0 | 0 | 0 | 0 | 0 | 12
NO |  | 275 | 2011 | 47 | 11 | 11 |  | Reiner Rd | Sycamore SW YD | 138 | 138 | Various | 0 | 0.02 | 2 | 954.0 kcmil ACSR | 0 | 0 | 0 | 0 | 0 | 0 | 0 | 0 | 0 | 0 | 0 | 0 | 0 | 0 | 0 | 0 | 0 | 0 | 0 | 0 | 0 | 0 | 0 | 12
NO |  | 275 | 2011 | 47 | 12 | 12 |  | North Madison 345/138 kV | Huiskamp | 138 | 138 | Various | 0.18 | 0 | 1 | 477.0 kcmil ACSR | 0 | 0 | 0 | 0 | 0 | 0 | 0 | 0 | 0 | 0 | 0 | 0 | 0 | 0 | 0 | 0 | 0 | 0 | 0 | 0 | 0 | 0 | 0 | 12
NO |  | 275 | 2011 | 47 | 13 | 13 |  | North Madison 345/138 kV | Huiskamp | 138 | 138 | Various | 0 | 0.55 | 2 | 477.0 kcmil ACSR | 0 | 0 | 0 | 0 | 0 | 0 | 0 | 0 | 0 | 0 | 0 | 0 | 0 | 0 | 0 | 0 | 0 | 0 | 0 | 0 | 0 | 0 | 0 | 12
NO |  | 275 | 2011 | 47 | 14 | 14 |  | North Madison 345/138 kV | Huiskamp | 138 | 138 | Various | 7.86 | 0 | 1 | 477.0 kcmil ACSR | 0 | 0 | 0 | 0 | 0 | 0 | 0 | 0 | 0 | 0 | 0 | 0 | 0 | 0 | 0 | 0 | 0 | 0 | 0 | 0 | 0 | 0 | 0 | 12
NO |  | 275 | 2011 | 47 | 15 | 15 |  | Mullet River | Plymouth Muncipal | 138 | 138 | Various | 0.81 | 0 | 1 | 336.4 kcmil ACSR | 0 | 0 | 0 | 0 | 0 | 0 | 0 | 0 | 0 | 0 | 0 | 0 | 0 | 0 | 0 | 0 | 0 | 0 | 0 | 0 | 0 | 0 | 0 | 12
NO |  | 275 | 2011 | 47 | 16 | 16 |  | Sunrise | Rock River | 138 | 138 | Various | 0.47 | 0 | 1 | 795.0 kcmil ACSR | 0 | 0 | 0 | 0 | 0 | 0 | 0 | 0 | 0 | 0 | 0 | 0 | 0 | 0 | 0 | 0 | 0 | 0 | 0 | 0 | 0 | 0 | 0 | 12
NO |  | 275 | 2011 | 47 | 17 | 17 |  | Sunrise | Rock River | 138 | 138 | Various | 0.08 | 0 | 1 | 795.0 kcmil ACSR | 0 | 0 | 0 | 0 | 0 | 0 | 0 | 0 | 0 | 0 | 0 | 0 | 0 | 0 | 0 | 0 | 0 | 0 | 0 | 0 | 0 | 0 | 0 | 12
NO |  | 275 | 2011 | 47 | 18 | 18 |  | Sunrise | Rock River | 138 | 138 | Various | 0 | 7.14 | 2 | 556.5 kcmil ACSR | 0 | 0 | 0 | 0 | 0 | 0 | 0 | 0 | 0 | 0 | 0 | 0 | 0 | 0 | 0 | 0 | 0 | 0 | 0 | 0 | 0 | 0 | 0 | 12
NO |  | 275 | 2011 | 47 | 19 | 19 |  | Sunrise | Rock River | 138 | 138 | Various | 0 | 0.17 | 2 | 556.5 kcmil ACSR | 0 | 0 | 0 | 0 | 0 | 0 | 0 | 0 | 0 | 0 | 0 | 0 | 0 | 0 | 0 | 0 | 0 | 0 | 0 | 0 | 0 | 0 | 0 | 12
NO |  | 275 | 2011 | 47 | 20 | 20 |  | Sunrise | Rock River | 138 | 138 | Various | 0.07 | 0 | 1 | 795.0 kcmil ACSR | 0 | 0 | 0 | 0 | 0 | 0 | 0 | 0 | 0 | 0 | 0 | 0 | 0 | 0 | 0 | 0 | 0 | 0 | 0 | 0 | 0 | 0 | 0 | 12
NO |  | 275 | 2011 | 47 | 21 | 21 |  | Sunrise | Rock River | 138 | 138 | Various | 0.06 | 0 | 1 | 556.5 kcmil ACSR | 0 | 0 | 0 | 0 | 0 | 0 | 0 | 0 | 0 | 0 | 0 | 0 | 0 | 0 | 0 | 0 | 0 | 0 | 0 | 0 | 0 | 0 | 0 | 12
NO |  | 275 | 2011 | 47 | 22 | 22 |  | Sunrise | Rock River | 138 | 138 | Various | 2 | 0 | 1 | 795.0 kcmil ACSR | 0 | 0 | 0 | 0 | 0 | 0 | 0 | 0 | 0 | 0 | 0 | 0 | 0 | 0 | 0 | 0 | 0 | 0 | 0 | 0 | 0 | 0 | 0 | 12
NO |  | 275 | 2011 | 47 | 23 | 23 |  | Kegonsa | Oak Ridge | 138 | 138 | Various | 0 | 0.36 | 2 | 477.0 kcmil ACSR | 0 | 0 | 0 | 0 | 0 | 0 | 0 | 0 | 0 | 0 | 0 | 0 | 0 | 0 | 0 | 0 | 0 | 0 | 0 | 0 | 0 | 0 | 0 | 12
NO |  | 275 | 2011 | 47 | 24 | 24 |  | Kegonsa | Oak Ridge | 138 | 138 | Various | 0 | 10.36 | 2 | 853.7 kcmil ACAR | 0 | 0 | 0 | 0 | 0 | 0 | 0 | 0 | 0 | 0 | 0 | 0 | 0 | 0 | 0 | 0 | 0 | 0 | 0 | 0 | 0 | 0 | 0 | 12
NO |  | 275 | 2011 | 47 | 25 | 25 |  | Kegonsa | Oak Ridge | 138 | 138 | Various | 0 | 0.3 | 2 | 954.0 kcmil ACSR | 0 | 0 | 0 | 0 | 0 | 0 | 0 | 0 | 0 | 0 | 0 | 0 | 0 | 0 | 0 | 0 | 0 | 0 | 0 | 0 | 0 | 0 | 0 | 12
NO |  | 275 | 2011 | 47 | 26 | 26 |  | Oak Ridge | Verona | 138 | 138 |  | 1.6 | 0 | 1 | 477.0 kcmil ACSR | 0 | 0 | 0 | 0 | 0 | 0 | 0 | 0 | 0 | 0 | 0 | 0 | 0 | 0 | 0 | 0 | 0 | 0 | 0 | 0 | 0 | 0 | 0 | 12
NO |  | 275 | 2011 | 47 | 27 | 27 |  | Oak Ridge | Verona | 138 | 138 |  | 0 | 4.08 | 2 | 477.0 kcmil ACSR | 0 | 0 | 0 | 0 | 0 | 0 | 0 | 0 | 0 | 0 | 0 | 0 | 0 | 0 | 0 | 0 | 0 | 0 | 0 | 0 | 0 | 0 | 0 | 12
NO |  | 275 | 2011 | 47 | 28 | 28 |  | Oak Ridge | Verona | 138 | 138 |  | 0.13 | 0 | 1 | 477.0 kcmil ACSR | 0 | 0 | 0 | 0 | 0 | 0 | 0 | 0 | 0 | 0 | 0 | 0 | 0 | 0 | 0 | 0 | 0 | 0 | 0 | 0 | 0 | 0 | 0 | 12
NO |  | 275 | 2011 | 47 | 29 | 29 |  | Yahara River | American | 138 | 138 | Wood Pole | 0 | 0.29 | 2 | 954.0 kcmil ACSR | 0 | 0 | 0 | 0 | 0 | 0 | 0 | 0 | 0 | 0 | 0 | 0 | 0 | 0 | 0 | 0 | 0 | 0 | 0 | 0 | 0 | 0 | 0 | 12
NO |  | 275 | 2011 | 47 | 30 | 30 |  | Yahara River | American | 138 | 138 | Wood Pole | 3.13 | 0 | 1 | 954.0 kcmil ACSR | 0 | 0 | 0 | 0 | 0 | 0 | 0 | 0 | 0 | 0 | 0 | 0 | 0 | 0 | 0 | 0 | 0 | 0 | 0 | 0 | 0 | 0 | 0 | 12
NO |  | 275 | 2011 | 47 | 31 | 31 |  | Yahara River | American | 138 | 138 | Wood Pole | 0.18 | 0 | 1 | 954.0 kcmil ACSR | 0 | 0 | 0 | 0 | 0 | 0 | 0 | 0 | 0 | 0 | 0 | 0 | 0 | 0 | 0 | 0 | 0 | 0 | 0 | 0 | 0 | 0 | 0 | 12
NO |  | 275 | 2011 | 47 | 32 | 32 |  | American | Sycamore SW YD | 138 | 138 | Wood Pole | 0.12 | 0 | 1 | 954.0 kcmil ACSR | 0 | 0 | 0 | 0 | 0 | 0 | 0 | 0 | 0 | 0 | 0 | 0 | 0 | 0 | 0 | 0 | 0 | 0 | 0 | 0 | 0 | 0 | 0 | 12
NO |  | 275 | 2011 | 47 | 33 | 33 |  | American | Sycamore SW YD | 138 | 138 | Wood Pole | 2.19 | 0 | 1 | 954.0 kcmil ACSR | 0 | 0 | 0 | 0 | 0 | 0 | 0 | 0 | 0 | 0 | 0 | 0 | 0 | 0 | 0 | 0 | 0 | 0 | 0 | 0 | 0 | 0 | 0 | 12
NO |  | 275 | 2011 | 47 | 34 | 34 |  | American | Sycamore SW YD | 138 | 138 | Wood Pole | 0 | 1.33 | 2 | 954.0 kcmil ACSR | 0 | 0 | 0 | 0 | 0 | 0 | 0 | 0 | 0 | 0 | 0 | 0 | 0 | 0 | 0 | 0 | 0 | 0 | 0 | 0 | 0 | 0 | 0 | 12
NO |  | 275 | 2011 | 47 | 35 | 35 |  | American | Sycamore SW YD | 138 | 138 | Wood Pole | 0.09 | 0 | 1 | 954.0 kcmil ACSR | 0 | 0 | 0 | 0 | 0 | 0 | 0 | 0 | 0 | 0 | 0 | 0 | 0 | 0 | 0 | 0 | 0 | 0 | 0 | 0 | 0 | 0 | 0 | 12
NO |  | 275 | 2011 | 48 | 1 | 1 |  | Bass Creek | Town Line Rd (ALTE) | 138 | 138 |  | 0.06 | 0 | 1 | 477.0 kcmil ACSR | 0 | 0 | 0 | 0 | 0 | 0 | 0 | 0 | 0 | 0 | 0 | 0 | 0 | 0 | 0 | 0 | 0 | 0 | 0 | 0 | 0 | 0 | 0 | 12
NO |  | 275 | 2011 | 48 | 2 | 2 |  | Bass Creek | Town Line Rd (ALTE) | 138 | 138 |  | 5.42 | 0 | 1 | 266.8 kcmil ACSR | 0 | 0 | 0 | 0 | 0 | 0 | 0 | 0 | 0 | 0 | 0 | 0 | 0 | 0 | 0 | 0 | 0 | 0 | 0 | 0 | 0 | 0 | 0 | 12
NO |  | 275 | 2011 | 48 | 3 | 3 |  | Bass Creek | Town Line Rd (ALTE) | 138 | 138 |  | 1.45 | 0 | 1 | 266.8 kcmil ACSR | 0 | 0 | 0 | 0 | 0 | 0 | 0 | 0 | 0 | 0 | 0 | 0 | 0 | 0 | 0 | 0 | 0 | 0 | 0 | 0 | 0 | 0 | 0 | 12
NO |  | 275 | 2011 | 48 | 4 | 4 |  | Bass Creek | Town Line Rd (ALTE) | 138 | 138 |  | 2.54 | 0 | 1 | 266.8 kcmil ACSR | 0 | 0 | 0 | 0 | 0 | 0 | 0 | 0 | 0 | 0 | 0 | 0 | 0 | 0 | 0 | 0 | 0 | 0 | 0 | 0 | 0 | 0 | 0 | 12
NO |  | 275 | 2011 | 48 | 5 | 5 |  | Bass Creek | Town Line Rd (ALTE) | 138 | 138 |  | 0 | 2.27 | 2 | 266.8 kcmil ACSR | 0 | 0 | 0 | 0 | 0 | 0 | 0 | 0 | 0 | 0 | 0 | 0 | 0 | 0 | 0 | 0 | 0 | 0 | 0 | 0 | 0 | 0 | 0 | 12
NO |  | 275 | 2011 | 48 | 6 | 6 |  | Bass Creek | Town Line Rd (ALTE) | 138 | 138 |  | 0 | 0.09 | 2 | 266.8 kcmil ACSR | 0 | 0 | 0 | 0 | 0 | 0 | 0 | 0 | 0 | 0 | 0 | 0 | 0 | 0 | 0 | 0 | 0 | 0 | 0 | 0 | 0 | 0 | 0 | 12
NO |  | 275 | 2011 | 48 | 7 | 7 |  | South Fond Du Lac SW YD | Forward Energy Center | 138 | 138 | Various | 0.64 | 0 | 1 | 1109.0 kcmil ACAR | 0 | 0 | 0 | 0 | 0 | 0 | 0 | 0 | 0 | 0 | 0 | 0 | 0 | 0 | 0 | 0 | 0 | 0 | 0 | 0 | 0 | 0 | 0 | 12
NO |  | 275 | 2011 | 48 | 8 | 8 |  | South Fond Du Lac SW YD | Forward Energy Center | 138 | 138 | Various | 7.08 | 0 | 1 | 1109.0 kcmil ACAR | 0 | 0 | 0 | 0 | 0 | 0 | 0 | 0 | 0 | 0 | 0 | 0 | 0 | 0 | 0 | 0 | 0 | 0 | 0 | 0 | 0 | 0 | 0 | 12
NO |  | 275 | 2011 | 48 | 9 | 9 |  | South Fond Du Lac SW YD | Forward Energy Center | 138 | 138 | Various | 0.02 | 0 | 1 | 795.0 kcmil ACSR | 0 | 0 | 0 | 0 | 0 | 0 | 0 | 0 | 0 | 0 | 0 | 0 | 0 | 0 | 0 | 0 | 0 | 0 | 0 | 0 | 0 | 0 | 0 | 12
NO |  | 275 | 2011 | 48 | 10 | 10 |  | Kettle Morraine SW STR | Mullet River | 138 | 138 | Steel Pole | 0.08 | 0 | 1 | 336.4 kcmil ACSR | 0 | 0 | 0 | 0 | 0 | 0 | 0 | 0 | 0 | 0 | 0 | 0 | 0 | 0 | 0 | 0 | 0 | 0 | 0 | 0 | 0 | 0 | 0 | 12
NO |  | 275 | 2011 | 48 | 11 | 11 |  | Kettle Morraine SW STR | Kettle Morraine (ALTE) | 138 | 138 | Steel Pole | 0.01 | 0 | 1 | 336.4 kcmil ACSR | 0 | 0 | 0 | 0 | 0 | 0 | 0 | 0 | 0 | 0 | 0 | 0 | 0 | 0 | 0 | 0 | 0 | 0 | 0 | 0 | 0 | 0 | 0 | 12
NO |  | 275 | 2011 | 48 | 12 | 12 |  | Cedar Ridge Wind Generation | Kettle Morraine SW STR | 138 | 138 | Steel Pole | 0.03 | 0 | 1 | 1033.5 kcmil ACSR | 0 | 0 | 0 | 0 | 0 | 0 | 0 | 0 | 0 | 0 | 0 | 0 | 0 | 0 | 0 | 0 | 0 | 0 | 0 | 0 | 0 | 0 | 0 | 12
NO |  | 275 | 2011 | 48 | 13 | 13 |  | Cedar Ridge Wind Generation | Kettle Morraine SW STR | 138 | 138 | Steel Pole | 7.37 | 0 | 1 | 336.4 kcmil ACSR | 0 | 0 | 0 | 0 | 0 | 0 | 0 | 0 | 0 | 0 | 0 | 0 | 0 | 0 | 0 | 0 | 0 | 0 | 0 | 0 | 0 | 0 | 0 | 12
NO |  | 275 | 2011 | 48 | 14 | 14 |  | Cedar Ridge Wind Generation | Kettle Morraine SW STR | 138 | 138 | Steel Pole | 0.09 | 0 | 1 | 336.4 kcmil ACSR | 0 | 0 | 0 | 0 | 0 | 0 | 0 | 0 | 0 | 0 | 0 | 0 | 0 | 0 | 0 | 0 | 0 | 0 | 0 | 0 | 0 | 0 | 0 | 12
NO |  | 275 | 2011 | 48 | 15 | 15 |  | Kettle Morraine SW STR | Mullet River | 138 | 138 | Steel Pole | 9.36 | 0 | 1 | 336.4 kcmil ACSR | 0 | 0 | 0 | 0 | 0 | 0 | 0 | 0 | 0 | 0 | 0 | 0 | 0 | 0 | 0 | 0 | 0 | 0 | 0 | 0 | 0 | 0 | 0 | 12
NO |  | 275 | 2011 | 48 | 16 | 16 |  | Kettle Morraine SW STR | Mullet River | 138 | 138 | Steel Pole | 0.03 | 0 | 1 | 795.0 kcmil ACSR | 0 | 0 | 0 | 0 | 0 | 0 | 0 | 0 | 0 | 0 | 0 | 0 | 0 | 0 | 0 | 0 | 0 | 0 | 0 | 0 | 0 | 0 | 0 | 12
NO |  | 275 | 2011 | 48 | 17 | 17 |  | Staff | ACEC Friesland | 138 | 138 |  | 0.03 | 0 | 1 | 795.0 kcmil ACSR | 0 | 0 | 0 | 0 | 0 | 0 | 0 | 0 | 0 | 0 | 0 | 0 | 0 | 0 | 0 | 0 | 0 | 0 | 0 | 0 | 0 | 0 | 0 | 12
NO |  | 275 | 2011 | 48 | 18 | 18 |  | ACEC Friesland | North Randolph | 138 | 138 |  | 1.01 | 0 | 1 | 795.0 kcmil ACSR | 0 | 0 | 0 | 0 | 0 | 0 | 0 | 0 | 0 | 0 | 0 | 0 | 0 | 0 | 0 | 0 | 0 | 0 | 0 | 0 | 0 | 0 | 0 | 12
NO |  | 275 | 2011 | 48 | 19 | 19 |  | Staff | ACEC Friesland | 138 | 138 |  | 0 | 0.31 | 2 | 477.0 kcmil ACSR | 0 | 0 | 0 | 0 | 0 | 0 | 0 | 0 | 0 | 0 | 0 | 0 | 0 | 0 | 0 | 0 | 0 | 0 | 0 | 0 | 0 | 0 | 0 | 12
NO |  | 275 | 2011 | 48 | 20 | 20 |  | Staff | ACEC Friesland | 138 | 138 |  | 4.57 | 0 | 1 | 795.0 kcmil ACSR | 0 | 0 | 0 | 0 | 0 | 0 | 0 | 0 | 0 | 0 | 0 | 0 | 0 | 0 | 0 | 0 | 0 | 0 | 0 | 0 | 0 | 0 | 0 | 12
NO |  | 275 | 2011 | 48 | 21 | 21 |  | ACEC Friesland | North Randolph | 138 | 138 |  | 0 | 0.3 | 2 | 477.0 kcmil ACSR | 0 | 0 | 0 | 0 | 0 | 0 | 0 | 0 | 0 | 0 | 0 | 0 | 0 | 0 | 0 | 0 | 0 | 0 | 0 | 0 | 0 | 0 | 0 | 12
NO |  | 275 | 2011 | 48 | 22 | 22 |  | Eastman Ave | Tower Dr | 138 | 138 | Various | 0.34 | 0 | 1 | 795.0 kcmil ACSR | 0 | 0 | 0 | 0 | 0 | 0 | 0 | 0 | 0 | 0 | 0 | 0 | 0 | 0 | 0 | 0 | 0 | 0 | 0 | 0 | 0 | 0 | 0 | 12
NO |  | 275 | 2011 | 48 | 23 | 23 |  | Eastman Ave | Tower Dr | 138 | 138 | Various | 0 | 0.76 | 2 | 477.0 kcmil ACSR | 0 | 0 | 0 | 0 | 0 | 0 | 0 | 0 | 0 | 0 | 0 | 0 | 0 | 0 | 0 | 0 | 0 | 0 | 0 | 0 | 0 | 0 | 0 | 12
NO |  | 275 | 2011 | 48 | 24 | 24 |  | North Appleton | Fitzgerald | 345 | 345 | Lattice Towe | 27.11 | 0 | 1 | 795.0 kcmil ACSR | 0 | 0 | 0 | 0 | 0 | 0 | 0 | 0 | 0 | 0 | 0 | 0 | 0 | 0 | 0 | 0 | 0 | 0 | 0 | 0 | 0 | 0 | 0 | 12
NO |  | 275 | 2011 | 48 | 25 | 25 |  | North Appleton | Fitzgerald | 345 | 345 | Lattice Towe | 0.94 | 0 | 1 | 795.0 kcmil ACSR | 0 | 0 | 0 | 0 | 0 | 0 | 0 | 0 | 0 | 0 | 0 | 0 | 0 | 0 | 0 | 0 | 0 | 0 | 0 | 0 | 0 | 0 | 0 | 12
NO |  | 275 | 2011 | 48 | 26 | 26 |  | North Appleton | Fitzgerald | 345 | 345 | Lattice Towe | 10.12 | 0 | 1 | 795.0 kcmil ACSR | 0 | 0 | 0 | 0 | 0 | 0 | 0 | 0 | 0 | 0 | 0 | 0 | 0 | 0 | 0 | 0 | 0 | 0 | 0 | 0 | 0 | 0 | 0 | 12
NO |  | 275 | 2011 | 48 | 27 | 27 |  | Kewaunee SW YD | Mishicot | 138 | 138 | H-Frame | 0.5 | 0 | 1 | 795.0 kcmil ACSR | 0 | 0 | 0 | 0 | 0 | 0 | 0 | 0 | 0 | 0 | 0 | 0 | 0 | 0 | 0 | 0 | 0 | 0 | 0 | 0 | 0 | 0 | 0 | 12
NO |  | 275 | 2011 | 48 | 28 | 28 |  | Mishicot | Shoto | 138 | 138 | H-Frame | 7.53 | 0 | 1 | 795.0 kcmil ACSR | 0 | 0 | 0 | 0 | 0 | 0 | 0 | 0 | 0 | 0 | 0 | 0 | 0 | 0 | 0 | 0 | 0 | 0 | 0 | 0 | 0 | 0 | 0 | 12
NO |  | 275 | 2011 | 48 | 29 | 29 |  | Kewaunee SW YD | Mishicot | 138 | 138 | H-Frame | 8.17 | 0 | 1 | 795.0 kcmil ACSR | 0 | 0 | 0 | 0 | 0 | 0 | 0 | 0 | 0 | 0 | 0 | 0 | 0 | 0 | 0 | 0 | 0 | 0 | 0 | 0 | 0 | 0 | 0 | 12
NO |  | 275 | 2011 | 48 | 30 | 30 |  | 69KV Summary for all LDC's |  | 69 | 69 |  | 3321 | 202 | 0 |  | 0 | 0 | 0 | 0 | 0 | 0 | 0 | 0 | 0 | 0 | 0 | 0 | 0 | 0 | 0 | 0 | 0 | 0 | 0 | 0 | 0 | 0 | 0 | 12
NO |  | 275 | 2011 | 48 | 31 | 31 |  | 115KV Summary for all LDC's |  | 115 | 115 |  | 504.8 | 57 | 0 |  | 0 | 0 | 0 | 0 | 0 | 0 | 0 | 0 | 0 | 0 | 0 | 0 | 0 | 0 | 0 | 0 | 0 | 0 | 0 | 0 | 0 | 0 | 0 | 12
NO |  | 275 | 2011 | 48 | 32 | 32 |  |  |  | 0 | 0 |  | 0 | 0 | 0 |  | 176342851 | 2048712236 | 2225055087 | 0 | 24056056 | 153781 | 24209837 | 0 | 0 | 0 | 0 | 0 | 0 | 0 | 0 | 0 | 0 | 0 | 0 | 0 | 0 | 0 | 0 | 12
NO |  | 275 | 2011 | 0 | 36 | 36 |  | TOTAL |  | 0 | 0 |  | 7011.12 | 2415.33 | 2392 |  | 176342851 | 2048712236 | 2225061150 | 0 | 24056056 | 153781 | 24209837 | 0 | 0 | 0 | 0 | 0 | 0 | 0 | 0 | 0 | 0 | 0 | 0 | 0 | 0 | 0 | 0 | 12
NO |  | 12 | 2011 | 0 | 1 | 1 |  | SOUTH DAKOTA |  | 0 | 0 |  | 0 | 0 | 0 |  | 0 | 0 | 0 | 0 | 0 | 0 | 0 | 0 | 0 | 0 | 0 | 0 | 0 | 0 | 0 | 0 | 0 | 0 | 0 | 0 | 0 | 0 | 0 | 12
NO |  | 12 | 2011 | 0 | 2 | 2 |  | WYODAK | LOOKOUT | 230 | 230 | H-WOOD | 11.03 | 0 | 1 | 1272 KCM ACSR | 9800 | 742368 | 752168 | 0 | 0 | 0 | 0 | 0 | 0 | 0 | 0 | 0 | 0 | 0 | 0 | 0 | 0 | 0 | 0 | 0 | 0 | 0 | 0 | 12
NO |  | 12 | 2011 | 0 | 3 | 3 |  | LOOKOUT | LANGE | 230 | 230 | H-WOOD | 54.53 | 0 | 1 | 1272 KCM ACSR | 105653 | 3511511 | 3617164 | 0 | 0 | 0 | 0 | 0 | 0 | 0 | 0 | 0 | 0 | 0 | 0 | 0 | 0 | 0 | 0 | 0 | 0 | 0 | 0 | 12
NO |  | 12 | 2011 | 0 | 4 | 4 |  | LANGE | WEST HILL | 230 | 230 | H-WOOD | 55.17 | 0 | 1 | 795 KCM ACSR | 465310 | 3048384 | 3513694 | 0 | 0 | 0 | 0 | 0 | 0 | 0 | 0 | 0 | 0 | 0 | 0 | 0 | 0 | 0 | 0 | 0 | 0 | 0 | 0 | 12
NO |  | 12 | 2011 | 0 | 5 | 5 |  | WEST HILL | STEGALL | 230 | 230 | H-WOOD | 33.96 | 0 | 1 | 1272 KCM ACSR | 17701 | 1377502 | 1395203 | 0 | 0 | 0 | 0 | 0 | 0 | 0 | 0 | 0 | 0 | 0 | 0 | 0 | 0 | 0 | 0 | 0 | 0 | 0 | 0 | 12
NO |  | 12 | 2011 | 0 | 6 | 6 |  | WEST HILL | OSAGE | 230 | 230 | H-WOOD | 32.8 | 0 | 1 | 1272 KCM ACSR | 151235 | 3059971 | 3211206 | 0 | 0 | 0 | 0 | 0 | 0 | 0 | 0 | 0 | 0 | 0 | 0 | 0 | 0 | 0 | 0 | 0 | 0 | 0 | 0 | 12
SI/NO | A | 12 | 2011 | 0 | 7 | 7 |  | LANGE | BEN FRENCH | 69 | 69 | H-WOOD | 2.64 | 5.3 | 3 | 795 KCM ACSR | 0 | 446580 | 446580 | 0 | 0 | 0 | 10563.2686 | 0 | 0 | 0 | 0 | 0 | 0 | 0 | 0 | 0 | 0 | 0 | 0 | 0 | 0 | 0 | 0 | 12
NO |  | 12 | 2011 | 0 | 8 | 8 |  | DC TIE WEST | SOUTH RAPID CITY | 230 | 230 | SP-STEEL | 4 | 0 | 1 | 1272 KCM ACSR | 127145 | 630238 | 757383 | 0 | 0 | 0 | 0 | 0 | 0 | 0 | 0 | 0 | 0 | 0 | 0 | 0 | 0 | 0 | 0 | 0 | 0 | 0 | 0 | 12
NO |  | 12 | 2011 | 0 | 9 | 9 |  | OSAGE | YELLOWCREEK | 230 | 230 | H-WOOD | 21.12 | 0 | 1 | 1272 KCM ACSR | 1533 | 273458 | 274991 | 0 | 0 | 0 | 0 | 0 | 0 | 0 | 0 | 0 | 0 | 0 | 0 | 0 | 0 | 0 | 0 | 0 | 0 | 0 | 0 | 12
NO |  | 12 | 2011 | 0 | 10 | 10 |  | WYOMING |  | 0 | 0 |  | 0 | 0 | 0 |  | 0 | 0 | 0 | 0 | 0 | 0 | 0 | 0 | 0 | 0 | 0 | 0 | 0 | 0 | 0 | 0 | 0 | 0 | 0 | 0 | 0 | 0 | 0 | 12
NO |  | 12 | 2011 | 0 | 11 | 11 |  | WYODAK | LOOKOUT | 230 | 230 | H-WOOD | 73.26 | 0 | 1 | 1272 KCM ACSR | 49542 | 4783790 | 4833332 | 0 | 0 | 0 | 0 | 0 | 0 | 0 | 0 | 0 | 0 | 0 | 0 | 0 | 0 | 0 | 0 | 0 | 0 | 0 | 0 | 12
NO |  | 12 | 2011 | 0 | 12 | 12 |  | WYODAK | DC EXIT | 230 | 230 | SP-STEEL | 0.38 | 0 | 1 | 1272 KCM ACSR | 2000 | 207737 | 209737 | 0 | 0 | 0 | 0 | 0 | 0 | 0 | 0 | 0 | 0 | 0 | 0 | 0 | 0 | 0 | 0 | 0 | 0 | 0 | 0 | 12
NO |  | 12 | 2011 | 0 | 13 | 13 |  | OSAGE | WEST HILL | 230 | 230 | H-WOOD | 33.94 | 0 | 1 | 1272 KCM ACSR | 96159 | 2677467 | 2773626 | 0 | 0 | 0 | 0 | 0 | 0 | 0 | 0 | 0 | 0 | 0 | 0 | 0 | 0 | 0 | 0 | 0 | 0 | 0 | 0 | 12
NO |  | 12 | 2011 | 0 | 14 | 14 |  | OSAGE | WYODAK | 230 | 230 | H-WOOD | 57.46 | 0 | 1 | 1272 KCM ACSR | 162516 | 4715234 | 4877750 | 0 | 0 | 0 | 0 | 0 | 0 | 0 | 0 | 0 | 0 | 0 | 0 | 0 | 0 | 0 | 0 | 0 | 0 | 0 | 0 | 12
SI/NO | A | 12 | 2011 | 0 | 15 | 15 |  | NS I | NS II | 69 | 69 | SP-STEEL | 0.8 | 0 | 1 | 795 KCM ACSR | 0 | 304794 | 304794 | 0 | 0 | 0 | 7209.5053 | 0 | 0 | 0 | 0 | 0 | 0 | 0 | 0 | 0 | 0 | 0 | 0 | 0 | 0 | 0 | 0 | 12
NO |  | 12 | 2011 | 0 | 16 | 16 |  | OSAGE | YELLOWCREEK | 230 | 230 | H-WOOD | 22.02 | 0 | 1 | 1272 KCM ACSR | 13308 | 269238 | 282546 | 0 | 0 | 0 | 0 | 0 | 0 | 0 | 0 | 0 | 0 | 0 | 0 | 0 | 0 | 0 | 0 | 0 | 0 | 0 | 0 | 12
SI/NO | A | 12 | 2011 | 0 | 17 | 17 |  | OSAGE 230 SUB | OSAGE 69KV SUB | 69 | 69 | WOOD | 0.76 | 0 | 1 | 795 KCM ACSR | 0 | 6895 | 6895 | 0 | 0 | 0 | 163.0922 | 0 | 0 | 0 | 0 | 0 | 0 | 0 | 0 | 0 | 0 | 0 | 0 | 0 | 0 | 0 | 0 | 12
SI/NO | A | 12 | 2011 | 0 | 18 | 18 |  | NS I | WYODAK | 69 | 69 | H-WOOD | 0.29 | 0 | 1 | 795 KCM ACSR | 0 | 177860 | 177860 | 0 | 0 | 0 | 4207.0468 | 0 | 0 | 0 | 0 | 0 | 0 | 0 | 0 | 0 | 0 | 0 | 0 | 0 | 0 | 0 | 0 | 12
NO |  | 12 | 2011 | 0 | 19 | 19 |  | DONKEY CREEK | PUMPKIN BUTTES | 230 | 230 | H-WOOD | 49.75 | 0 | 1 | 1272 KCM ACSR | 1280649 | 9960239 | 11240888 | 0 | 0 | 0 | 0 | 0 | 0 | 0 | 0 | 0 | 0 | 0 | 0 | 0 | 0 | 0 | 0 | 0 | 0 | 0 | 0 | 12
NO |  | 12 | 2011 | 0 | 20 | 20 |  | WYGEN 2, WYGEN 3 | DONKEY CREEK | 230 | 230 | SP-STEEL | 0.76 | 0 | 2 | 1272 KCM ACSR | 0 | 298888 | 298888 | 0 | 0 | 0 | 0 | 0 | 0 | 0 | 0 | 0 | 0 | 0 | 0 | 0 | 0 | 0 | 0 | 0 | 0 | 0 | 0 | 12
NO |  | 12 | 2011 | 0 | 21 | 21 |  | PUMPKIN BUTTES | WINDSTAR | 230 | 230 | H-STEEL | 68.2 | 0 | 1 | 1272 ACRS | 2204210 | 13494792 | 15699002 | 0 | 0 | 0 | 0 | 0 | 0 | 0 | 0 | 0 | 0 | 0 | 0 | 0 | 0 | 0 | 0 | 0 | 0 | 0 | 0 | 12
NO |  | 12 | 2011 | 0 | 22 | 22 |  | WINDSTAR | DAVE JOHNSTON | 230 | 230 | H-STEEL | 2.56 | 0 | 1 | 1272 KCM ACSR | 0 | 688421 | 688421 | 0 | 0 | 0 | 0 | 0 | 0 | 0 | 0 | 0 | 0 | 0 | 0 | 0 | 0 | 0 | 0 | 0 | 0 | 0 | 0 | 12
NO |  | 12 | 2011 | 0 | 23 | 23 |  | DONKEY CREEK | WYODAK TIE LINE #2 | 230 | 230 | STEEL | 1.06 | 0 | 2 | 1272 ACRS | 0 | 988382 | 988382 | 0 | 0 | 0 | 0 | 0 | 0 | 0 | 0 | 0 | 0 | 0 | 0 | 0 | 0 | 0 | 0 | 0 | 0 | 0 | 0 | 12
NO |  | 12 | 2011 | 0 | 24 | 24 |  | WY 1.14 TAP | WYODAK BAGHOUSE | 230 | 230 | H-WOOD | 0.1 | 0 | 1 | 336.4 ACSR | 0 | 3502 | 3502 | 0 | 0 | 0 | 0 | 0 | 0 | 0 | 0 | 0 | 0 | 0 | 0 | 0 | 0 | 0 | 0 | 0 | 0 | 0 | 0 | 12
NO |  | 12 | 2011 | 0 | 25 | 25 |  | NEBRASKA |  | 0 | 0 |  | 0 | 0 | 0 |  | 0 | 0 | 0 | 0 | 0 | 0 | 0 | 0 | 0 | 0 | 0 | 0 | 0 | 0 | 0 | 0 | 0 | 0 | 0 | 0 | 0 | 0 | 0 | 12
NO |  | 12 | 2011 | 0 | 26 | 26 |  | WEST HILL | STEGALL | 230 | 230 | H-WOOD | 94.47 | 0 | 1 | 1272 KCM ACSR | 329367 | 6654410 | 6983777 | 0 | 0 | 0 | 0 | 0 | 0 | 0 | 0 | 0 | 0 | 0 | 0 | 0 | 0 | 0 | 0 | 0 | 0 | 0 | 0 | 12
NO |  | 12 | 2011 | 0 | 36 | 36 |  | TOTAL |  | 0 | 0 |  | 621.06 | 5.3 | 27 |  | 5016128 | 58321661 | 63337789 | 0 | 0 | 0 | 0 | 0 | 0 | 0 | 0 | 0 | 0 | 0 | 0 | 0 | 0 | 0 | 0 | 0 | 0 | 0 | 0 | 12
NO |  | 8 | 2011 | 0 | 1 | 1 |  | White Bluff | Keo | 500 | 0 | Lat Stl A | 17.26 | 0 | 1 | 954 MCM | 0 | 0 | 0 | 0 | 0 | 0 | 0 | 0 | 0 | 0 | 0 | 0 | 0 | 0 | 0 | 0 | 0 | 0 | 0 | 0 | 0 | 0 | 0 | 12
NO |  | 8 | 2011 | 0 | 2 | 2 |  | El Dorado | LA St Line | 500 | 0 | Lat Stl A | 24.45 | 0 | 1 | 954 MCM | 0 | 0 | 0 | 0 | 0 | 0 | 0 | 0 | 0 | 0 | 0 | 0 | 0 | 0 | 0 | 0 | 0 | 0 | 0 | 0 | 0 | 0 | 0 | 12
NO |  | 8 | 2011 | 0 | 3 | 3 |  | Dell | Miss River | 500 | 0 | Lat Stl A | 25.59 | 0 | 1 | 954 MCM | 0 | 0 | 0 | 0 | 0 | 0 | 0 | 0 | 0 | 0 | 0 | 0 | 0 | 0 | 0 | 0 | 0 | 0 | 0 | 0 | 0 | 0 | 0 | 12
NO |  | 8 | 2011 | 0 | 4 | 4 |  | Dell | Mo St Lin | 500 | 0 | Lat Stl A | 9.42 | 0 | 1 | 954 MCM | 0 | 0 | 0 | 0 | 0 | 0 | 0 | 0 | 0 | 0 | 0 | 0 | 0 | 0 | 0 | 0 | 0 | 0 | 0 | 0 | 0 | 0 | 0 | 12
NO |  | 8 | 2011 | 0 | 5 | 5 |  | Hot Springs | McNeil | 500 | 0 | Guyed Ste | 84.16 | 0 | 1 | 954 MCM | 0 | 0 | 0 | 0 | 0 | 0 | 0 | 0 | 0 | 0 | 0 | 0 | 0 | 0 | 0 | 0 | 0 | 0 | 0 | 0 | 0 | 0 | 0 | 12
NO |  | 8 | 2011 | 0 | 6 | 6 |  | El Dorado | McNeil | 500 | 0 | Guyed Ste | 37.9 | 0 | 1 | 954 MCM | 0 | 0 | 0 | 0 | 0 | 0 | 0 | 0 | 0 | 0 | 0 | 0 | 0 | 0 | 0 | 0 | 0 | 0 | 0 | 0 | 0 | 0 | 0 | 12
NO |  | 8 | 2011 | 0 | 7 | 7 |  | Independence | Dell | 500 | 0 | Lat Stl A | 83.15 | 0 | 1 | 954 MCM | 0 | 0 | 0 | 0 | 0 | 0 | 0 | 0 | 0 | 0 | 0 | 0 | 0 | 0 | 0 | 0 | 0 | 0 | 0 | 0 | 0 | 0 | 0 | 12
NO |  | 8 | 2011 | 0 | 8 | 8 |  | Independence | Keo | 500 | 0 | Lat Stl A | 86.24 | 0 | 1 | 954 MCM | 0 | 0 | 0 | 0 | 0 | 0 | 0 | 0 | 0 | 0 | 0 | 0 | 0 | 0 | 0 | 0 | 0 | 0 | 0 | 0 | 0 | 0 | 0 | 12
NO |  | 8 | 2011 | 0 | 9 | 9 |  | White Bluff | Sheridan | 500 | 0 | Lat Stl A | 18.72 | 0 | 1 | 954 MCM | 0 | 0 | 0 | 0 | 0 | 0 | 0 | 0 | 0 | 0 | 0 | 0 | 0 | 0 | 0 | 0 | 0 | 0 | 0 | 0 | 0 | 0 | 0 | 12
NO |  | 8 | 2011 | 0 | 10 | 10 |  | ANO | Mayflower | 500 | 0 | Lat Stl A | 61.03 | 0 | 1 | 954 MCM | 0 | 0 | 0 | 0 | 0 | 0 | 0 | 0 | 0 | 0 | 0 | 0 | 0 | 0 | 0 | 0 | 0 | 0 | 0 | 0 | 0 | 0 | 0 | 12
NO |  | 8 | 2011 | 0 | 11 | 11 |  | Mabelvale | Mayflower | 500 | 0 | Lat Stl A | 30.05 | 0 | 1 | 954 MCM | 0 | 0 | 0 | 0 | 0 | 0 | 0 | 0 | 0 | 0 | 0 | 0 | 0 | 0 | 0 | 0 | 0 | 0 | 0 | 0 | 0 | 0 | 0 | 12
NO |  | 8 | 2011 | 0 | 12 | 12 |  | ANO | Jct Mablv | 500 | 0 | Guyed Alu | 48.23 | 0 | 1 | 954 MCM | 0 | 0 | 0 | 0 | 0 | 0 | 0 | 0 | 0 | 0 | 0 | 0 | 0 | 0 | 0 | 0 | 0 | 0 | 0 | 0 | 0 | 0 | 0 | 12
NO |  | 8 | 2011 | 0 | 13 | 13 |  | El Dorado | La State | 500 | 0 | Lat Stl A | 19.99 | 0 | 1 | 954 MCM | 0 | 0 | 0 | 0 | 0 | 0 | 0 | 0 | 0 | 0 | 0 | 0 | 0 | 0 | 0 | 0 | 0 | 0 | 0 | 0 | 0 | 0 | 0 | 12
NO |  | 8 | 2011 | 0 | 14 | 14 |  | West Memphis | Mabelvale | 500 | 0 | Lat Stl A | 136.48 | 0 | 1 | 954 MCM | 0 | 0 | 0 | 0 | 0 | 0 | 0 | 0 | 0 | 0 | 0 | 0 | 0 | 0 | 0 | 0 | 0 | 0 | 0 | 0 | 0 | 0 | 0 | 12
NO |  | 8 | 2011 | 0 | 15 | 15 |  | Miss River | West Memphis | 500 | 0 | Lat Stl A | 1.22 | 0 | 1 | 954 MCM | 0 | 0 | 0 | 0 | 0 | 0 | 0 | 0 | 0 | 0 | 0 | 0 | 0 | 0 | 0 | 0 | 0 | 0 | 0 | 0 | 0 | 0 | 0 | 12
NO |  | 8 | 2011 | 0 | 16 | 16 |  | Mabelvale | OG&E Connection | 500 | 0 | Lat Stl A | 85.28 | 0 | 1 | 954 MCM | 0 | 0 | 0 | 0 | 0 | 0 | 0 | 0 | 0 | 0 | 0 | 0 | 0 | 0 | 0 | 0 | 0 | 0 | 0 | 0 | 0 | 0 | 0 | 12
NO |  | 8 | 2011 | 0 | 17 | 17 |  | Mabelvale | El Dorado | 500 | 0 | Lat Stl A | 95.86 | 0 | 1 | 954 MCM | 0 | 0 | 0 | 0 | 0 | 0 | 0 | 0 | 0 | 0 | 0 | 0 | 0 | 0 | 0 | 0 | 0 | 0 | 0 | 0 | 0 | 0 | 0 | 12
NO |  | 8 | 2011 | 0 | 18 | 18 |  | Sheridan | Hot Springs | 500 | 0 | Guyed Ste | 26.91 | 0 | 1 | 954 MCM | 0 | 0 | 0 | 0 | 0 | 0 | 0 | 0 | 0 | 0 | 0 | 0 | 0 | 0 | 0 | 0 | 0 | 0 | 0 | 0 | 0 | 0 | 0 | 12
NO |  | 8 | 2011 | 0 | 19 | 19 |  |  | Total 500 | 0 | 0 |  | 0 | 0 | 0 |  | 37519549 | 236047941 | 273567490 | 0 | 0 | 0 | 0 | 0 | 0 | 0 | 0 | 0 | 0 | 0 | 0 | 0 | 0 | 0 | 0 | 0 | 0 | 0 | 0 | 12
NO |  | 8 | 2011 | 0 | 21 | 21 |  | El Dorado | LA State Line | 345 | 0 | Guyed Alu | 43.75 | 0 | 1 | 1024.5 MC | 0 | 0 | 0 | 0 | 0 | 0 | 0 | 0 | 0 | 0 | 0 | 0 | 0 | 0 | 0 | 0 | 0 | 0 | 0 | 0 | 0 | 0 | 0 | 12
NO |  | 8 | 2011 | 0 | 22 | 22 |  |  | Total 345 | 0 | 0 |  | 0 | 0 | 0 |  | 527243 | 2649300 | 3176543 | 0 | 0 | 0 | 0 | 0 | 0 | 0 | 0 | 0 | 0 | 0 | 0 | 0 | 0 | 0 | 0 | 0 | 0 | 0 | 0 | 12
NO |  | 8 | 2011 | 0 | 24 | 24 |  | Lake Village Bagby | Miss St Line | 230 | 0 | Wood H-Fr | 14.27 | 0 | 1 | 1534 MCM | 0 | 0 | 0 | 0 | 0 | 0 | 0 | 0 | 0 | 0 | 0 | 0 | 0 | 0 | 0 | 0 | 0 | 0 | 0 | 0 | 0 | 0 | 0 | 12
NO |  | 8 | 2011 | 0 | 25 | 25 |  | Stuttgart |  | 230 | 0 | DC Lat St | 9.05 | 0 | 2 | 1272 MCM | 0 | 0 | 0 | 0 | 0 | 0 | 0 | 0 | 0 | 0 | 0 | 0 | 0 | 0 | 0 | 0 | 0 | 0 | 0 | 0 | 0 | 0 | 0 | 12
NO |  | 8 | 2011 | 0 | 26 | 26 |  | Ritchie | Miss River | 230 | 0 | DC Lat St | 1.52 | 0.57 | 1 | 3070 MCM | 0 | 0 | 0 | 0 | 0 | 0 | 0 | 0 | 0 | 0 | 0 | 0 | 0 | 0 | 0 | 0 | 0 | 0 | 0 | 0 | 0 | 0 | 0 | 12
NO |  | 8 | 2011 | 0 | 27 | 27 |  | Ritchie | Brinkley | 230 | 0 | Wood H-Fr | 44.57 | 0 | 1 | 1534 MCM | 0 | 0 | 0 | 0 | 0 | 0 | 0 | 0 | 0 | 0 | 0 | 0 | 0 | 0 | 0 | 0 | 0 | 0 | 0 | 0 | 0 | 0 | 0 | 12
NO |  | 8 | 2011 | 0 | 28 | 28 |  | Ritchie | Woodward | 230 | 0 | DC Lat St | 89.48 | 0 | 2 | 1272 MCM | 0 | 0 | 0 | 0 | 0 | 0 | 0 | 0 | 0 | 0 | 0 | 0 | 0 | 0 | 0 | 0 | 0 | 0 | 0 | 0 | 0 | 0 | 0 | 12
NO |  | 8 | 2011 | 0 | 29 | 29 |  |  | Total 230 | 0 | 0 |  | 0 | 0 | 0 |  | 2163714 | 30124166 | 32287880 | 0 | 0 | 0 | 0 | 0 | 0 | 0 | 0 | 0 | 0 | 0 | 0 | 0 | 0 | 0 | 0 | 0 | 0 | 0 | 0 | 12
NO |  | 8 | 2011 | 0 | 31 | 31 |  | Thayer South | AR/MO State Line | 161 | 0 | Wood H-Fr | 0.65 | 0 | 1 | 666.6 MCM | 0 | 0 | 0 | 0 | 0 | 0 | 0 | 0 | 0 | 0 | 0 | 0 | 0 | 0 | 0 | 0 | 0 | 0 | 0 | 0 | 0 | 0 | 0 | 12
NO |  | 8 | 2011 | 0 | 32 | 32 |  | Rector | AR/MO State Line | 161 | 0 | Wood H-Fr | 17.83 | 0 | 1 | 336.4 MCM | 0 | 0 | 0 | 0 | 0 | 0 | 0 | 0 | 0 | 0 | 0 | 0 | 0 | 0 | 0 | 0 | 0 | 0 | 0 | 0 | 0 | 0 | 0 | 12
NO |  | 8 | 2011 | 0 | 33 | 33 |  | Monette Jct | Paragould | 161 | 0 | Wood H-Fr | 16.72 | 0 | 1 | 336.4 MCM | 0 | 0 | 0 | 0 | 0 | 0 | 0 | 0 | 0 | 0 | 0 | 0 | 0 | 0 | 0 | 0 | 0 | 0 | 0 | 0 | 0 | 0 | 0 | 12
NO |  | 8 | 2011 | 0 | 34 | 34 |  | Blytheville Elm St | Dell-Monette | 161 | 0 | Wood H-Fr | 35.59 | 0 | 1 | 336.4 MCM | 0 | 0 | 0 | 0 | 0 | 0 | 0 | 0 | 0 | 0 | 0 | 0 | 0 | 0 | 0 | 0 | 0 | 0 | 0 | 0 | 0 | 0 | 0 | 12
NO |  | 8 | 2011 | 0 | 35 | 35 |  | Blytheville Elm St | Bly. Gen. Sta. | 161 | 0 | Wood H-Fr | 0.6 | 0 | 1 | 1272 MCM | 0 | 0 | 0 | 0 | 0 | 0 | 0 | 0 | 0 | 0 | 0 | 0 | 0 | 0 | 0 | 0 | 0 | 0 | 0 | 0 | 0 | 0 | 0 | 12
NO |  | 8 | 2011 | 1 | 1 | 1 |  | Blytheville Elm St | Crooked Lake | 161 | 0 | Sng Concr | 7.25 | 0 | 1 | 954 MCM | 0 | 0 | 0 | 0 | 0 | 0 | 0 | 0 | 0 | 0 | 0 | 0 | 0 | 0 | 0 | 0 | 0 | 0 | 0 | 0 | 0 | 0 | 0 | 12
NO |  | 8 | 2011 | 1 | 2 | 2 |  | Blytheville Elm St | AR/MO State LIne | 161 | 0 | Wood H-Fr | 8.1 | 0 | 1 | 363.4 MCM | 0 | 0 | 0 | 0 | 0 | 0 | 0 | 0 | 0 | 0 | 0 | 0 | 0 | 0 | 0 | 0 | 0 | 0 | 0 | 0 | 0 | 0 | 0 | 12
NO |  | 8 | 2011 | 1 | 3 | 3 |  | Blytheville Elm St | Osceola | 161 | 0 | Wood H-Fr | 17 | 0 | 1 | 159 MCM | 0 | 0 | 0 | 0 | 0 | 0 | 0 | 0 | 0 | 0 | 0 | 0 | 0 | 0 | 0 | 0 | 0 | 0 | 0 | 0 | 0 | 0 | 0 | 12
NO |  | 8 | 2011 | 1 | 4 | 4 |  | Cushman | Cave City | 161 | 0 | Wood H-Fr | 9.61 | 0 | 1 | 666.6 MCM | 0 | 0 | 0 | 0 | 0 | 0 | 0 | 0 | 0 | 0 | 0 | 0 | 0 | 0 | 0 | 0 | 0 | 0 | 0 | 0 | 0 | 0 | 0 | 12
NO |  | 8 | 2011 | 1 | 5 | 5 |  | Walnut Ridge | Alicia | 161 | 0 | Wood H-Fr | 11.54 | 0 | 1 | 636 MCM | 0 | 0 | 0 | 0 | 0 | 0 | 0 | 0 | 0 | 0 | 0 | 0 | 0 | 0 | 0 | 0 | 0 | 0 | 0 | 0 | 0 | 0 | 0 | 12
NO |  | 8 | 2011 | 1 | 6 | 6 |  | Walnut Ridge | AR/MO State Line | 161 | 0 | Wood H-Fr | 48.9 | 0 | 1 | 666.6 MCM | 0 | 0 | 0 | 0 | 0 | 0 | 0 | 0 | 0 | 0 | 0 | 0 | 0 | 0 | 0 | 0 | 0 | 0 | 0 | 0 | 0 | 0 | 0 | 12
NO |  | 8 | 2011 | 1 | 7 | 7 |  | Pocahontas | Datto | 161 | 0 | Wood H-Fr | 17.6 | 0 | 1 | 159 MCM | 0 | 0 | 0 | 0 | 0 | 0 | 0 | 0 | 0 | 0 | 0 | 0 | 0 | 0 | 0 | 0 | 0 | 0 | 0 | 0 | 0 | 0 | 0 | 12
NO |  | 8 | 2011 | 1 | 8 | 8 |  | Water Valley | Pocahontas | 161 | 0 | Wood H-Fr | 6.16 | 0 | 1 | 159 MCM | 0 | 0 | 0 | 0 | 0 | 0 | 0 | 0 | 0 | 0 | 0 | 0 | 0 | 0 | 0 | 0 | 0 | 0 | 0 | 0 | 0 | 0 | 0 | 12
NO |  | 8 | 2011 | 1 | 9 | 9 |  | Hayti | Noranda Gen Station | 161 | 0 | Wood H-Fr | 27.78 | 0 | 1 | 1272 MCM | 0 | 0 | 0 | 0 | 0 | 0 | 0 | 0 | 0 | 0 | 0 | 0 | 0 | 0 | 0 | 0 | 0 | 0 | 0 | 0 | 0 | 0 | 0 | 12
NO |  | 8 | 2011 | 1 | 10 | 10 |  | Hayti | AR/MO State Line | 161 | 0 | Wood H-Fr | 16.03 | 0 | 1 | 336.4 MCM | 0 | 0 | 0 | 0 | 0 | 0 | 0 | 0 | 0 | 0 | 0 | 0 | 0 | 0 | 0 | 0 | 0 | 0 | 0 | 0 | 0 | 0 | 0 | 12
NO |  | 8 | 2011 | 1 | 11 | 11 |  | Hayti | Jim Hill Plant | 161 | 0 | Wood H-Fr | 26.88 | 0 | 1 | 336.4 MCM | 0 | 0 | 0 | 0 | 0 | 0 | 0 | 0 | 0 | 0 | 0 | 0 | 0 | 0 | 0 | 0 | 0 | 0 | 0 | 0 | 0 | 0 | 0 | 12
NO |  | 8 | 2011 | 1 | 12 | 12 |  | Jim Hill Plant | AR/MO State Line | 161 | 0 | Wood H-Fr | 1.37 | 0 | 1 | 336.4 MCM | 0 | 0 | 0 | 0 | 0 | 0 | 0 | 0 | 0 | 0 | 0 | 0 | 0 | 0 | 0 | 0 | 0 | 0 | 0 | 0 | 0 | 0 | 0 | 12
NO |  | 8 | 2011 | 1 | 13 | 13 |  | Crook Lane | Barfield | 161 | 0 | Sng Con P | 0.6 | 0 | 1 | 954 MCM | 0 | 0 | 0 | 0 | 0 | 0 | 0 | 0 | 0 | 0 | 0 | 0 | 0 | 0 | 0 | 0 | 0 | 0 | 0 | 0 | 0 | 0 | 0 | 12
NO |  | 8 | 2011 | 1 | 14 | 14 |  | Bull Shoals Sub | Bull Shoals Dam | 161 | 0 | Sng Wood | 0.57 | 0 | 1 | 666.6 MCM | 0 | 0 | 0 | 0 | 0 | 0 | 0 | 0 | 0 | 0 | 0 | 0 | 0 | 0 | 0 | 0 | 0 | 0 | 0 | 0 | 0 | 0 | 0 | 12
NO |  | 8 | 2011 | 1 | 15 | 15 |  | Morrilton East | Russellville East | 161 | 0 | Wood H-Fr | 25.25 | 0 | 1 | 1534 MCM | 0 | 0 | 0 | 0 | 0 | 0 | 0 | 0 | 0 | 0 | 0 | 0 | 0 | 0 | 0 | 0 | 0 | 0 | 0 | 0 | 0 | 0 | 0 | 12
NO |  | 8 | 2011 | 1 | 16 | 16 |  | Moses | Parkin/Wynne Indl Tap | 161 | 0 | Wood H-Fr | 3.84 | 0 | 1 | 336.4 MCM | 0 | 0 | 0 | 0 | 0 | 0 | 0 | 0 | 0 | 0 | 0 | 0 | 0 | 0 | 0 | 0 | 0 | 0 | 0 | 0 | 0 | 0 | 0 | 12
NO |  | 8 | 2011 | 1 | 17 | 17 |  | Rector | Paragould | 161 | 0 | Wood H-Fr | 26.98 | 0 | 1 | 336.4 MCM | 0 | 0 | 0 | 0 | 0 | 0 | 0 | 0 | 0 | 0 | 0 | 0 | 0 | 0 | 0 | 0 | 0 | 0 | 0 | 0 | 0 | 0 | 0 | 12
NO |  | 8 | 2011 | 1 | 18 | 18 |  | LR Pinnacle | Morrilton East | 161 | 0 | Wood H-Fr | 40.88 | 0 | 1 | 666.6 MCM | 0 | 0 | 0 | 0 | 0 | 0 | 0 | 0 | 0 | 0 | 0 | 0 | 0 | 0 | 0 | 0 | 0 | 0 | 0 | 0 | 0 | 0 | 0 | 12
NO |  | 8 | 2011 | 1 | 19 | 19 |  | W Memphis | WM Lehi-Marked Tree | 161 | 0 | Wood H-Fr | 32.43 | 0 | 1 | 666.6 MCM | 0 | 0 | 0 | 0 | 0 | 0 | 0 | 0 | 0 | 0 | 0 | 0 | 0 | 0 | 0 | 0 | 0 | 0 | 0 | 0 | 0 | 0 | 0 | 12
NO |  | 8 | 2011 | 1 | 20 | 20 |  | Brinkley | Moses | 161 | 0 | Wood H-Fr | 16.58 | 0 | 1 | 954 MCM | 0 | 0 | 0 | 0 | 0 | 0 | 0 | 0 | 0 | 0 | 0 | 0 | 0 | 0 | 0 | 0 | 0 | 0 | 0 | 0 | 0 | 0 | 0 | 12
NO |  | 8 | 2011 | 1 | 21 | 21 |  | Conway West | Hamlet (Gold Creek) | 161 | 0 | Wood H-Fr | 11.29 | 3.06 | 1 | 666.6 MCM | 0 | 0 | 0 | 0 | 0 | 0 | 0 | 0 | 0 | 0 | 0 | 0 | 0 | 0 | 0 | 0 | 0 | 0 | 0 | 0 | 0 | 0 | 0 | 12
NO |  | 8 | 2011 | 1 | 22 | 22 |  | Danville | Russellville East | 161 | 0 | Wood H-Fr | 30.33 | 0 | 1 | 666.6 MCM | 0 | 0 | 0 | 0 | 0 | 0 | 0 | 0 | 0 | 0 | 0 | 0 | 0 | 0 | 0 | 0 | 0 | 0 | 0 | 0 | 0 | 0 | 0 | 12
NO |  | 8 | 2011 | 1 | 23 | 23 |  | Dell EHV | Jct Blyvl/Osceola | 161 | 0 | DC Lat St | 5.37 | 0 | 2 | 1590 MCM | 0 | 0 | 0 | 0 | 0 | 0 | 0 | 0 | 0 | 0 | 0 | 0 | 0 | 0 | 0 | 0 | 0 | 0 | 0 | 0 | 0 | 0 | 0 | 12
NO |  | 8 | 2011 | 1 | 24 | 24 |  | Jonesboro | Parkin | 161 | 0 | Wood H-Fr | 52 | 0 | 1 | 336.4 MCM | 0 | 0 | 0 | 0 | 0 | 0 | 0 | 0 | 0 | 0 | 0 | 0 | 0 | 0 | 0 | 0 | 0 | 0 | 0 | 0 | 0 | 0 | 0 | 12
NO |  | 8 | 2011 | 1 | 25 | 25 |  | Bailey SES |  | 161 | 0 | Wood H-Fr | 15.36 | 0 | 1 | 666.6 MCM | 0 | 0 | 0 | 0 | 0 | 0 | 0 | 0 | 0 | 0 | 0 | 0 | 0 | 0 | 0 | 0 | 0 | 0 | 0 | 0 | 0 | 0 | 0 | 12
NO |  | 8 | 2011 | 1 | 26 | 26 |  | Moses | West Memphis | 161 | 0 | Wood H-Fr | 43.3 | 0 | 1 | 336.4 MCM | 0 | 0 | 0 | 0 | 0 | 0 | 0 | 0 | 0 | 0 | 0 | 0 | 0 | 0 | 0 | 0 | 0 | 0 | 0 | 0 | 0 | 0 | 0 | 12
NO |  | 8 | 2011 | 1 | 27 | 27 |  | Moses | Newport | 161 | 0 | Wood H-Fr | 54.41 | 0.23 | 1 | 336.4 MCM | 0 | 0 | 0 | 0 | 0 | 0 | 0 | 0 | 0 | 0 | 0 | 0 | 0 | 0 | 0 | 0 | 0 | 0 | 0 | 0 | 0 | 0 | 0 | 12
NO |  | 8 | 2011 | 1 | 28 | 28 |  | Moses | Parkin | 161 | 0 | Wood H-Fr | 32.18 | 0.24 | 1 | 336.4 MCM | 0 | 0 | 0 | 0 | 0 | 0 | 0 | 0 | 0 | 0 | 0 | 0 | 0 | 0 | 0 | 0 | 0 | 0 | 0 | 0 | 0 | 0 | 0 | 12
NO |  | 8 | 2011 | 1 | 29 | 29 |  | Newport | ARKMO Conn. | 161 | 0 | Wood H-Fr | 23.73 | 0 | 1 | 666.6 MCM | 0 | 0 | 0 | 0 | 0 | 0 | 0 | 0 | 0 | 0 | 0 | 0 | 0 | 0 | 0 | 0 | 0 | 0 | 0 | 0 | 0 | 0 | 0 | 12
NO |  | 8 | 2011 | 1 | 30 | 30 |  | Newport | Jonesboro-HRKMO | 161 | 0 | Wood H-Fr | 49.42 | 0 | 1 | 336.4 MCM | 0 | 0 | 0 | 0 | 0 | 0 | 0 | 0 | 0 | 0 | 0 | 0 | 0 | 0 | 0 | 0 | 0 | 0 | 0 | 0 | 0 | 0 | 0 | 12
NO |  | 8 | 2011 | 1 | 31 | 31 |  | Newport | Parkin | 161 | 0 | Wood H-Fr | 48.05 | 0 | 1 | 666.6 MCM | 0 | 0 | 0 | 0 | 0 | 0 | 0 | 0 | 0 | 0 | 0 | 0 | 0 | 0 | 0 | 0 | 0 | 0 | 0 | 0 | 0 | 0 | 0 | 12
NO |  | 8 | 2011 | 1 | 32 | 32 |  | Parkin | ARKMO Conn. | 161 | 0 | Wood H-Fr | 43.08 | 0 | 1 | 336.4 MCM | 0 | 0 | 0 | 0 | 0 | 0 | 0 | 0 | 0 | 0 | 0 | 0 | 0 | 0 | 0 | 0 | 0 | 0 | 0 | 0 | 0 | 0 | 0 | 12
NO |  | 8 | 2011 | 1 | 33 | 33 |  | Marked Tree | Lepanto | 161 | 0 | Wood H-Fr | 9.05 | 0 | 1 | 666.6 MCM | 0 | 0 | 0 | 0 | 0 | 0 | 0 | 0 | 0 | 0 | 0 | 0 | 0 | 0 | 0 | 0 | 0 | 0 | 0 | 0 | 0 | 0 | 0 | 12
NO |  | 8 | 2011 | 1 | 34 | 34 |  | Moses | Parkin (F City N Tap) | 161 | 0 | Wood H-Fr | 2.72 | 0 | 1 | 336.4 MCM | 0 | 0 | 0 | 0 | 0 | 0 | 0 | 0 | 0 | 0 | 0 | 0 | 0 | 0 | 0 | 0 | 0 | 0 | 0 | 0 | 0 | 0 | 0 | 12
NO |  | 8 | 2011 | 1 | 35 | 35 |  | Parkin | West Memphis | 161 | 0 | Wood H-Fr | 30.05 | 0 | 1 | 666.6 MCM | 0 | 0 | 0 | 0 | 0 | 0 | 0 | 0 | 0 | 0 | 0 | 0 | 0 | 0 | 0 | 0 | 0 | 0 | 0 | 0 | 0 | 0 | 0 | 12
NO |  | 8 | 2011 | 2 | 1 | 1 |  | Harrison East | SWEPCO Conn. | 161 | 0 | Wood H-Fr | 42.08 | 0 | 1 | 666.6 MCM | 0 | 0 | 0 | 0 | 0 | 0 | 0 | 0 | 0 | 0 | 0 | 0 | 0 | 0 | 0 | 0 | 0 | 0 | 0 | 0 | 0 | 0 | 0 | 12
NO |  | 8 | 2011 | 2 | 2 | 2 |  | Greenbria Tap |  | 161 | 0 | Wood H-Fr | 6.84 | 0 | 1 | 666.6 MCM | 0 | 0 | 0 | 0 | 0 | 0 | 0 | 0 | 0 | 0 | 0 | 0 | 0 | 0 | 0 | 0 | 0 | 0 | 0 | 0 | 0 | 0 | 0 | 12
NO |  | 8 | 2011 | 2 | 3 | 3 |  | Jonesboro | SPA Inter | 161 | 0 | Wood H-Fr | 0.84 | 0 | 1 | 666.6 MCM | 0 | 0 | 0 | 0 | 0 | 0 | 0 | 0 | 0 | 0 | 0 | 0 | 0 | 0 | 0 | 0 | 0 | 0 | 0 | 0 | 0 | 0 | 0 | 12
NO |  | 8 | 2011 | 2 | 4 | 4 |  | ISES | Jct Newport/Searcy Price | 161 | 0 | DC Lat St | 8.46 | 0 | 2 | 1590 MCM | 0 | 0 | 0 | 0 | 0 | 0 | 0 | 0 | 0 | 0 | 0 | 0 | 0 | 0 | 0 | 0 | 0 | 0 | 0 | 0 | 0 | 0 | 0 | 12
NO |  | 8 | 2011 | 2 | 5 | 5 |  | Osceola | Osceola Industrial | 161 | 0 | Wood H-Fr | 1.99 | 0 | 1 | 666.6 MCM | 0 | 0 | 0 | 0 | 0 | 0 | 0 | 0 | 0 | 0 | 0 | 0 | 0 | 0 | 0 | 0 | 0 | 0 | 0 | 0 | 0 | 0 | 0 | 12
NO |  | 8 | 2011 | 2 | 6 | 6 |  | Jonesboro | Parkin (JCW & LHRGT) | 161 | 0 | Wood H-Fr | 4.62 | 4.6 | 1 | 1534 MCM | 0 | 0 | 0 | 0 | 0 | 0 | 0 | 0 | 0 | 0 | 0 | 0 | 0 | 0 | 0 | 0 | 0 | 0 | 0 | 0 | 0 | 0 | 0 | 12
NO |  | 8 | 2011 | 2 | 7 | 7 |  | ISES | Rutrfd/S. Sude/Pang/Searcy | 161 | 0 | Wood H-Fr | 64.42 | 8.16 | 1 | 666.6 MCM | 0 | 0 | 0 | 0 | 0 | 0 | 0 | 0 | 0 | 0 | 0 | 0 | 0 | 0 | 0 | 0 | 0 | 0 | 0 | 0 | 0 | 0 | 0 | 12
NO |  | 8 | 2011 | 2 | 8 | 8 |  | Newport | Searcy Price | 161 | 0 | Wood H-Fr | 36.02 | 0 | 1 | 1590 MCM | 0 | 0 | 0 | 0 | 0 | 0 | 0 | 0 | 0 | 0 | 0 | 0 | 0 | 0 | 0 | 0 | 0 | 0 | 0 | 0 | 0 | 0 | 0 | 12
NO |  | 8 | 2011 | 2 | 9 | 9 |  | Parkin | WM WM Gateway Tap | 161 | 0 | Wood H-Fr | 6.14 | 0 | 1 | 336.4 MCM | 0 | 0 | 0 | 0 | 0 | 0 | 0 | 0 | 0 | 0 | 0 | 0 | 0 | 0 | 0 | 0 | 0 | 0 | 0 | 0 | 0 | 0 | 0 | 12
NO |  | 8 | 2011 | 2 | 10 | 10 |  | ANO | Russellville East 161 kv | 161 | 0 | Wood H-Fr | 18.75 | 0 | 1 | 1534 MCM | 0 | 0 | 0 | 0 | 0 | 0 | 0 | 0 | 0 | 0 | 0 | 0 | 0 | 0 | 0 | 0 | 0 | 0 | 0 | 0 | 0 | 0 | 0 | 12
NO |  | 8 | 2011 | 2 | 11 | 11 |  | Batesville | Norfork (Mt View Tap) | 161 | 0 | Wood H-Fr | 26 | 0 | 1 | 336.4 MCM | 0 | 0 | 0 | 0 | 0 | 0 | 0 | 0 | 0 | 0 | 0 | 0 | 0 | 0 | 0 | 0 | 0 | 0 | 0 | 0 | 0 | 0 | 0 | 12
NO |  | 8 | 2011 | 2 | 12 | 12 |  | Conway West | Morrilton East | 161 | 0 | Wood H-Fr | 15.35 | 0 | 1 | 666.6 MCM | 0 | 0 | 0 | 0 | 0 | 0 | 0 | 0 | 0 | 0 | 0 | 0 | 0 | 0 | 0 | 0 | 0 | 0 | 0 | 0 | 0 | 0 | 0 | 12
NO |  | 8 | 2011 | 2 | 13 | 13 |  | Batesville | Norfork | 161 | 0 | Wood H-Fr | 48.83 | 0 | 1 | 336.4 MCM | 0 | 0 | 0 | 0 | 0 | 0 | 0 | 0 | 0 | 0 | 0 | 0 | 0 | 0 | 0 | 0 | 0 | 0 | 0 | 0 | 0 | 0 | 0 | 12
NO |  | 8 | 2011 | 2 | 14 | 14 |  | Danville SS Tie |  | 161 | 0 | Wood H-Fr | 0.1 | 0 | 1 | 666.6 MCM | 0 | 0 | 0 | 0 | 0 | 0 | 0 | 0 | 0 | 0 | 0 | 0 | 0 | 0 | 0 | 0 | 0 | 0 | 0 | 0 | 0 | 0 | 0 | 12
NO |  | 8 | 2011 | 2 | 15 | 15 |  | Hamlet SW | Heber Springs/Greers Ferry | 161 | 0 | Wood H-Fr | 40.45 | 0 | 1 | 666.6 MCM | 0 | 0 | 0 | 0 | 0 | 0 | 0 | 0 | 0 | 0 | 0 | 0 | 0 | 0 | 0 | 0 | 0 | 0 | 0 | 0 | 0 | 0 | 0 | 12
NO |  | 8 | 2011 | 2 | 16 | 16 |  | Harrison East | Quitman | 161 | 0 | Wood H-Fr | 80.66 | 0 | 1 | 666.6 MCM | 0 | 0 | 0 | 0 | 0 | 0 | 0 | 0 | 0 | 0 | 0 | 0 | 0 | 0 | 0 | 0 | 0 | 0 | 0 | 0 | 0 | 0 | 0 | 12
NO |  | 8 | 2011 | 2 | 17 | 17 |  | Gold Creek SW State Line | Sylvan Hills | 161 | 0 | Wood H-Fr | 12.52 | 6.91 | 1 | 666.6 MCM | 0 | 0 | 0 | 0 | 0 | 0 | 0 | 0 | 0 | 0 | 0 | 0 | 0 | 0 | 0 | 0 | 0 | 0 | 0 | 0 | 0 | 0 | 0 | 12
NO |  | 8 | 2011 | 2 | 18 | 18 |  | Newport | Batesville (via ISES) | 161 | 0 | Wood H-Fr | 27.44 | 0 | 1 | 1590 MCM | 0 | 0 | 0 | 0 | 0 | 0 | 0 | 0 | 0 | 0 | 0 | 0 | 0 | 0 | 0 | 0 | 0 | 0 | 0 | 0 | 0 | 0 | 0 | 12
NO |  | 8 | 2011 | 2 | 19 | 19 |  | Norfork | Ozk Bch (B: SHLS Tap) | 161 | 0 | Wood H-Fr | 89.88 | 0 | 1 | 250 MCM | 0 | 0 | 0 | 0 | 0 | 0 | 0 | 0 | 0 | 0 | 0 | 0 | 0 | 0 | 0 | 0 | 0 | 0 | 0 | 0 | 0 | 0 | 0 | 12
NO |  | 8 | 2011 | 2 | 20 | 20 |  | Jonesboro | Parkin (Harrisbuty Tap) | 161 | 0 | Wood H-Fr | 18.29 | 0 | 1 | 666.6 MCM | 0 | 0 | 0 | 0 | 0 | 0 | 0 | 0 | 0 | 0 | 0 | 0 | 0 | 0 | 0 | 0 | 0 | 0 | 0 | 0 | 0 | 0 | 0 | 12
NO |  | 8 | 2011 | 2 | 21 | 21 |  | ANO | Morrilton East | 161 | 0 | Wood H-Fr | 37.81 | 1.72 | 1 | 1024.5 MC | 0 | 0 | 0 | 0 | 0 | 0 | 0 | 0 | 0 | 0 | 0 | 0 | 0 | 0 | 0 | 0 | 0 | 0 | 0 | 0 | 0 | 0 | 0 | 12
NO |  | 8 | 2011 | 2 | 22 | 22 |  | ISES | NEWPORT #3 | 161 | 0 | Sng Concr | 11.34 | 0 | 0 | 1590 ACSR | 0 | 0 | 0 | 0 | 0 | 0 | 0 | 0 | 0 | 0 | 0 | 0 | 0 | 0 | 0 | 0 | 0 | 0 | 0 | 0 | 0 | 0 | 0 | 12
NO |  | 8 | 2011 | 2 | 23 | 23 |  | Pleasant Hill | Greenbrier | 161 | 0 | Sng Concr | 20.42 | 0 | 1 | 954 MCM | 0 | 0 | 0 | 0 | 0 | 0 | 0 | 0 | 0 | 0 | 0 | 0 | 0 | 0 | 0 | 0 | 0 | 0 | 0 | 0 | 0 | 0 | 0 | 12
NO |  | 8 | 2011 | 2 | 24 | 24 |  |  | Total 161 | 0 | 0 |  | 0 | 0 | 0 |  | 18634543 | 202206369 | 220840912 | 0 | 0 | 0 | 0 | 0 | 0 | 0 | 0 | 0 | 0 | 0 | 0 | 0 | 0 | 0 | 0 | 0 | 0 | 0 | 0 | 12
NO |  | 8 | 2011 | 2 | 26 | 26 |  |  | Total 115 | 0 | 0 | Various | 2096.4 | 81.02 | 0 |  | 25071356 | 213756571 | 238827927 | 0 | 0 | 0 | 0 | 0 | 0 | 0 | 0 | 0 | 0 | 0 | 0 | 0 | 0 | 0 | 0 | 0 | 0 | 0 | 0 | 12
NO |  | 8 | 2011 | 2 | 27 | 27 |  |  | Arklahoma - Danville | 0 | 0 |  | 55.64 | 0 | 0 |  | 0 | 0 | 0 | 0 | 0 | 0 | 0 | 0 | 0 | 0 | 0 | 0 | 0 | 0 | 0 | 0 | 0 | 0 | 0 | 0 | 0 | 0 | 0 | 12
NO |  | 8 | 2011 | 2 | 28 | 28 |  |  | (Leased) | 0 | 0 |  | 0 | 0 | 0 |  | 0 | 0 | 0 | 0 | 0 | 0 | 0 | 0 | 0 | 0 | 0 | 0 | 0 | 0 | 0 | 0 | 0 | 0 | 0 | 0 | 0 | 0 | 0 | 12
NO |  | 8 | 2011 | 2 | 30 | 30 |  |  | Total 69k | 0 | 0 | Wood H-Fr | 10.96 | 0 | 0 |  | 122288 | 641214 | 763502 | 0 | 0 | 0 | 0 | 0 | 0 | 0 | 0 | 0 | 0 | 0 | 0 | 0 | 0 | 0 | 0 | 0 | 0 | 0 | 0 | 12
NO |  | 8 | 2011 | 2 | 32 | 32 |  | Transmission Lines |  | 0 | 0 |  | 0 | 0 | 0 |  | 0 | 0 | 0 | 9792046 | 6498569 | 936499 | 17227114 | 0 | 0 | 0 | 0 | 0 | 0 | 0 | 0 | 0 | 0 | 0 | 0 | 0 | 0 | 0 | 0 | 12
NO |  | 8 | 2011 | 0 | 36 | 36 |  | TOTAL |  | 0 | 0 |  | 4743.91 | 106.51 | 90 |  | 84038693 | 685425561 | 769464254 | 9792046 | 6498569 | 936499 | 17227114 | 0 | 0 | 0 | 0 | 0 | 0 | 0 | 0 | 0 | 0 | 0 | 0 | 0 | 0 | 0 | 0 | 12
NO |  | 87 | 2011 | 0 | 1 | 1 |  | Vicksburg | Sterlington | 500 | 0 | Steel Tower | 104.06 | 0 | 1 | 1024.5 KCM | 0 | 0 | 0 | 0 | 0 | 0 | 0 | 0 | 0 | 0 | 0 | 0 | 0 | 0 | 0 | 0 | 0 | 0 | 0 | 0 | 0 | 0 | 0 | 12
NO |  | 87 | 2011 | 0 | 2 | 2 |  | Little Gypsy | Waterford River Xing | 500 | 0 | Steel Tower | 0.73 | 0 | 1 | 3070 ACSR | 0 | 0 | 0 | 0 | 0 | 0 | 0 | 0 | 0 | 0 | 0 | 0 | 0 | 0 | 0 | 0 | 0 | 0 | 0 | 0 | 0 | 0 | 0 | 12
NO |  | 87 | 2011 | 0 | 3 | 3 |  | Plaquemine | Willow Glen 500Kv | 500 | 0 | Steel Tower | 9.66 | 0 | 1 | 1027 ACSR | 0 | 0 | 0 | 0 | 0 | 0 | 0 | 0 | 0 | 0 | 0 | 0 | 0 | 0 | 0 | 0 | 0 | 0 | 0 | 0 | 0 | 0 | 0 | 12
NO |  | 87 | 2011 | 0 | 4 | 4 |  | Little Gypsy | GSU | 500 | 0 | Steel Tower | 33.69 | 0 | 1 | 2336 ACAR | 0 | 0 | 0 | 0 | 0 | 0 | 0 | 0 | 0 | 0 | 0 | 0 | 0 | 0 | 0 | 0 | 0 | 0 | 0 | 0 | 0 | 0 | 0 | 12
NO |  | 87 | 2011 | 0 | 5 | 5 |  | Ark. State | Coushatta | 500 | 0 | Steel Tower | 77.72 | 0 | 1 | 1024 ACSR | 0 | 0 | 0 | 0 | 0 | 0 | 0 | 0 | 0 | 0 | 0 | 0 | 0 | 0 | 0 | 0 | 0 | 0 | 0 | 0 | 0 | 0 | 0 | 12
NO |  | 87 | 2011 | 0 | 6 | 6 |  | Little Gypsy | Waterford Rvr Xing | 500 | 0 | Steel Tower | 1.17 | 0 | 1 | 3070 ACSR | 0 | 0 | 0 | 0 | 0 | 0 | 0 | 0 | 0 | 0 | 0 | 0 | 0 | 0 | 0 | 0 | 0 | 0 | 0 | 0 | 0 | 0 | 0 | 12
NO |  | 87 | 2011 | 0 | 7 | 7 |  | Bogalusa | Miss. St. (Franklin) | 500 | 0 | Steel Tower | 19.73 | 0 | 1 | 1780 ACAR | 0 | 0 | 0 | 0 | 0 | 0 | 0 | 0 | 0 | 0 | 0 | 0 | 0 | 0 | 0 | 0 | 0 | 0 | 0 | 0 | 0 | 0 | 0 | 12
NO |  | 87 | 2011 | 0 | 8 | 8 |  |  | Total 500kv Lines | 0 | 0 |  | 0 | 0 | 0 |  | 14537673 | 52684206 | 67221879 | 0 | 0 | 0 | 0 | 0 | 0 | 0 | 0 | 0 | 0 | 0 | 0 | 0 | 0 | 0 | 0 | 0 | 0 | 0 | 0 | 12
NO |  | 87 | 2011 | 0 | 10 | 10 |  | Shreveport | Sarepta | 345 | 0 | Guyed Y | 16.36 | 0 | 1 | 1122 ACAR | 0 | 0 | 0 | 0 | 0 | 0 | 0 | 0 | 0 | 0 | 0 | 0 | 0 | 0 | 0 | 0 | 0 | 0 | 0 | 0 | 0 | 0 | 0 | 12
NO |  | 87 | 2011 | 0 | 11 | 11 |  |  | Total 345kv Lines | 0 | 0 |  | 0 | 0 | 0 |  | 230377 | 834088 | 1064465 | 0 | 0 | 0 | 0 | 0 | 0 | 0 | 0 | 0 | 0 | 0 | 0 | 0 | 0 | 0 | 0 | 0 | 0 | 0 | 0 | 12
NO |  | 87 | 2011 | 0 | 13 | 13 |  | LG Swyd River Xing | Hammond/Sorrento Jct | 230 | 0 | Steel Pole | 31.37 | 0.18 | 1 | 1780 ACSR | 0 | 0 | 0 | 0 | 0 | 0 | 0 | 0 | 0 | 0 | 0 | 0 | 0 | 0 | 0 | 0 | 0 | 0 | 0 | 0 | 0 | 0 | 0 | 12
NO |  | 87 | 2011 | 0 | 14 | 14 |  | New Orleans | Gulfport | 230 | 0 | Steel Pole | 15.35 | 0 | 1 | 1800 ACSR | 0 | 0 | 0 | 0 | 0 | 0 | 0 | 0 | 0 | 0 | 0 | 0 | 0 | 0 | 0 | 0 | 0 | 0 | 0 | 0 | 0 | 0 | 0 | 12
NO |  | 87 | 2011 | 0 | 15 | 15 |  | Slidell | Bogalusa | 230 | 0 | Steel Pole | 38.86 | 0 | 1 | 1780 ACSR | 0 | 0 | 0 | 0 | 0 | 0 | 0 | 0 | 0 | 0 | 0 | 0 | 0 | 0 | 0 | 0 | 0 | 0 | 0 | 0 | 0 | 0 | 0 | 12
NO |  | 87 | 2011 | 0 | 16 | 16 |  | Napoleonville | Plaquemine | 230 | 0 | Wood H | 3.16 | 0 | 1 | 336 ACSR | 0 | 0 | 0 | 0 | 0 | 0 | 0 | 0 | 0 | 0 | 0 | 0 | 0 | 0 | 0 | 0 | 0 | 0 | 0 | 0 | 0 | 0 | 0 | 12
NO |  | 87 | 2011 | 0 | 17 | 17 |  | Raceland | Houma (Coteau) | 230 | 0 | Steel Poles | 17.1 | 0 | 1 | 1780 ACSR | 0 | 0 | 0 | 0 | 0 | 0 | 0 | 0 | 0 | 0 | 0 | 0 | 0 | 0 | 0 | 0 | 0 | 0 | 0 | 0 | 0 | 0 | 0 | 12
NO |  | 87 | 2011 | 0 | 18 | 18 |  | Orleans Parish | Chalmette | 230 | 0 | Steel Tower | 2.95 | 0 | 1 | 666 ACSR | 0 | 0 | 0 | 0 | 0 | 0 | 0 | 0 | 0 | 0 | 0 | 0 | 0 | 0 | 0 | 0 | 0 | 0 | 0 | 0 | 0 | 0 | 0 | 12
NO |  | 87 | 2011 | 0 | 19 | 19 |  | Ninemile | Snakefarm (Westbank) | 230 | 0 | Steel Pole | 3.93 | 0 | 1 | 1780 ACSR | 0 | 0 | 0 | 0 | 0 | 0 | 0 | 0 | 0 | 0 | 0 | 0 | 0 | 0 | 0 | 0 | 0 | 0 | 0 | 0 | 0 | 0 | 0 | 12
NO |  | 87 | 2011 | 0 | 20 | 20 |  | Snakefarm | Bogalusa | 230 | 0 | Steel Tower | 53.86 | 4.03 | 1 | 1027 ACSR | 0 | 0 | 0 | 0 | 0 | 0 | 0 | 0 | 0 | 0 | 0 | 0 | 0 | 0 | 0 | 0 | 0 | 0 | 0 | 0 | 0 | 0 | 0 | 12
NO |  | 87 | 2011 | 0 | 21 | 21 |  | Chalmette | Michoud | 230 | 0 | Steel Poles | 7.42 | 0 | 1 | 1468 ACSR | 0 | 0 | 0 | 0 | 0 | 0 | 0 | 0 | 0 | 0 | 0 | 0 | 0 | 0 | 0 | 0 | 0 | 0 | 0 | 0 | 0 | 0 | 0 | 12
NO |  | 87 | 2011 | 0 | 22 | 22 |  | Little Gypsy | Lake Pontchartrain | 230 | 0 | Steel Tower | 6.34 | 0 | 1 | 1780 ACSR | 0 | 0 | 0 | 0 | 0 | 0 | 0 | 0 | 0 | 0 | 0 | 0 | 0 | 0 | 0 | 0 | 0 | 0 | 0 | 0 | 0 | 0 | 0 | 12
NO |  | 87 | 2011 | 0 | 23 | 23 |  | Hammond | Ponchatoula | 230 | 0 | Steel Pole | 6.1 | 0 | 1 | 1468 ACSR | 0 | 0 | 0 | 0 | 0 | 0 | 0 | 0 | 0 | 0 | 0 | 0 | 0 | 0 | 0 | 0 | 0 | 0 | 0 | 0 | 0 | 0 | 0 | 12
NO |  | 87 | 2011 | 0 | 24 | 24 |  | LG Sw. Yd. Tie Lines | Luling & Union Carbide | 230 | 0 | Steel Tower | 0.48 | 0 | 1 | 1027 ACSR | 0 | 0 | 0 | 0 | 0 | 0 | 0 | 0 | 0 | 0 | 0 | 0 | 0 | 0 | 0 | 0 | 0 | 0 | 0 | 0 | 0 | 0 | 0 | 12
NO |  | 87 | 2011 | 0 | 25 | 25 |  | Nnml Crrlltn Rvr Xing | Miss. River | 230 | 0 | Steel Tower | 0.56 | 0 | 1 | 1780 ACSR | 0 | 0 | 0 | 0 | 0 | 0 | 0 | 0 | 0 | 0 | 0 | 0 | 0 | 0 | 0 | 0 | 0 | 0 | 0 | 0 | 0 | 0 | 0 | 12
NO |  | 87 | 2011 | 0 | 26 | 26 |  | Bogalusa | Hattiesburg | 230 | 0 | 2 1/2' Sq. Twr | 22.68 | 0 | 1 | 1122 ACAR | 0 | 0 | 0 | 0 | 0 | 0 | 0 | 0 | 0 | 0 | 0 | 0 | 0 | 0 | 0 | 0 | 0 | 0 | 0 | 0 | 0 | 0 | 0 | 12
NO |  | 87 | 2011 | 0 | 27 | 27 |  | McCall | Donaldsonville | 230 | 0 | Steel Poles | 7.1 | 0 | 1 | 1780 ACAR | 0 | 0 | 0 | 0 | 0 | 0 | 0 | 0 | 0 | 0 | 0 | 0 | 0 | 0 | 0 | 0 | 0 | 0 | 0 | 0 | 0 | 0 | 0 | 12
NO |  | 87 | 2011 | 0 | 28 | 28 |  | Little Gypsy | Belle Point | 230 | 0 | Steel Poles | 41.38 | 5.92 | 1 | 1024 ACAR | 0 | 0 | 0 | 0 | 0 | 0 | 0 | 0 | 0 | 0 | 0 | 0 | 0 | 0 | 0 | 0 | 0 | 0 | 0 | 0 | 0 | 0 | 0 | 12
NO |  | 87 | 2011 | 0 | 29 | 29 |  | Little Gypsy | Destrehan | 230 | 0 | Steel Poles | 25.91 | 0 | 1 | 1800 ACSR | 0 | 0 | 0 | 0 | 0 | 0 | 0 | 0 | 0 | 0 | 0 | 0 | 0 | 0 | 0 | 0 | 0 | 0 | 0 | 0 | 0 | 0 | 0 | 12
NO |  | 87 | 2011 | 0 | 30 | 30 |  | Little Gypsy | S. Farm | 230 | 0 | Steel Poles | 1.59 | 0 | 1 | 1024.5 ACAR | 0 | 0 | 0 | 0 | 0 | 0 | 0 | 0 | 0 | 0 | 0 | 0 | 0 | 0 | 0 | 0 | 0 | 0 | 0 | 0 | 0 | 0 | 0 | 12
NO |  | 87 | 2011 | 0 | 31 | 31 |  | Little Gypsy | GSU 500Kv | 230 | 0 | Steel Tower | 0.42 | 0 | 1 | 1027 ACAR | 0 | 0 | 0 | 0 | 0 | 0 | 0 | 0 | 0 | 0 | 0 | 0 | 0 | 0 | 0 | 0 | 0 | 0 | 0 | 0 | 0 | 0 | 0 | 12
NO |  | 87 | 2011 | 0 | 32 | 32 |  | Taft | Vacherie | 230 | 0 | 2'6" Sq. Tower | 18.47 | 0 | 1 | 1780 ACSR | 0 | 0 | 0 | 0 | 0 | 0 | 0 | 0 | 0 | 0 | 0 | 0 | 0 | 0 | 0 | 0 | 0 | 0 | 0 | 0 | 0 | 0 | 0 | 12
NO |  | 87 | 2011 | 0 | 33 | 33 |  | Vacherie | Donaldsonville | 230 | 0 | Underbuild | 24.65 | 0 | 1 | 1027 ACSR | 0 | 0 | 0 | 0 | 0 | 0 | 0 | 0 | 0 | 0 | 0 | 0 | 0 | 0 | 0 | 0 | 0 | 0 | 0 | 0 | 0 | 0 | 0 | 12
NO |  | 87 | 2011 | 0 | 34 | 34 |  | Ponchatoula | Madisonville | 230 | 0 | Guyed Y | 18.6 | 0 | 1 | 1122 ACAR | 0 | 0 | 0 | 0 | 0 | 0 | 0 | 0 | 0 | 0 | 0 | 0 | 0 | 0 | 0 | 0 | 0 | 0 | 0 | 0 | 0 | 0 | 0 | 12
NO |  | 87 | 2011 | 0 | 35 | 35 |  | Lower Coast | Churchill Jct. | 230 | 0 | Steel Poles | 21.91 | 0 | 1 | 1780 ACSR | 0 | 0 | 0 | 0 | 0 | 0 | 0 | 0 | 0 | 0 | 0 | 0 | 0 | 0 | 0 | 0 | 0 | 0 | 0 | 0 | 0 | 0 | 0 | 12
NO |  | 87 | 2011 | 1 | 1 | 1 |  | Saline Bayou | Montgomery South | 230 | 0 | Wood H | 13.17 | 0 | 1 | 795 ACSR | 0 | 0 | 0 | 0 | 0 | 0 | 0 | 0 | 0 | 0 | 0 | 0 | 0 | 0 | 0 | 0 | 0 | 0 | 0 | 0 | 0 | 0 | 0 | 12
NO |  | 87 | 2011 | 1 | 2 | 2 |  | Chalmette | Kaiser | 230 | 0 | Steel Poles | 2.29 | 0 | 1 | 1024 ACSR | 0 | 0 | 0 | 0 | 0 | 0 | 0 | 0 | 0 | 0 | 0 | 0 | 0 | 0 | 0 | 0 | 0 | 0 | 0 | 0 | 0 | 0 | 0 | 12
NO |  | 87 | 2011 | 1 | 3 | 3 |  | McCall | Plaquemine | 230 | 0 | Steel Poles | 12.37 | 0 | 1 | 1780 ACSR | 0 | 0 | 0 | 0 | 0 | 0 | 0 | 0 | 0 | 0 | 0 | 0 | 0 | 0 | 0 | 0 | 0 | 0 | 0 | 0 | 0 | 0 | 0 | 12
NO |  | 87 | 2011 | 1 | 4 | 4 |  | Waterford | Raceland | 230 | 0 | Guyed "Y" | 19.63 | 0 | 1 | 2336 ACAR | 0 | 0 | 0 | 0 | 0 | 0 | 0 | 0 | 0 | 0 | 0 | 0 | 0 | 0 | 0 | 0 | 0 | 0 | 0 | 0 | 0 | 0 | 0 | 12
NO |  | 87 | 2011 | 1 | 5 | 5 |  | Ponchartrain | University City | 230 | 0 | Steel Pole | 3.26 | 0 | 1 | 1027 ACAR | 0 | 0 | 0 | 0 | 0 | 0 | 0 | 0 | 0 | 0 | 0 | 0 | 0 | 0 | 0 | 0 | 0 | 0 | 0 | 0 | 0 | 0 | 0 | 12
NO |  | 87 | 2011 | 1 | 6 | 6 |  | Bagatelle | GSU | 230 | 0 | Steel Pole | 8.68 | 0 | 1 | 1027 ACAR | 0 | 0 | 0 | 0 | 0 | 0 | 0 | 0 | 0 | 0 | 0 | 0 | 0 | 0 | 0 | 0 | 0 | 0 | 0 | 0 | 0 | 0 | 0 | 12
NO |  | 87 | 2011 | 1 | 7 | 7 |  | Paris | NOPSI | 230 | 0 | Steel Pole | 3.37 | 0 | 1 | 1780 ACSR | 0 | 0 | 0 | 0 | 0 | 0 | 0 | 0 | 0 | 0 | 0 | 0 | 0 | 0 | 0 | 0 | 0 | 0 | 0 | 0 | 0 | 0 | 0 | 12
NO |  | 87 | 2011 | 1 | 8 | 8 |  | Waterford Units #1 & 2 | Waterford Sw. Sta | 230 | 0 | Steel Tower | 1.31 | 0 | 1 | 2226 ACSR | 0 | 0 | 0 | 0 | 0 | 0 | 0 | 0 | 0 | 0 | 0 | 0 | 0 | 0 | 0 | 0 | 0 | 0 | 0 | 0 | 0 | 0 | 0 | 12
NO |  | 87 | 2011 | 1 | 9 | 9 |  | Taft | Luling Jct. | 230 | 0 | Steel Pole | 8.72 | 0 | 1 | 1027 ACAR | 0 | 0 | 0 | 0 | 0 | 0 | 0 | 0 | 0 | 0 | 0 | 0 | 0 | 0 | 0 | 0 | 0 | 0 | 0 | 0 | 0 | 0 | 0 | 12
NO |  | 87 | 2011 | 1 | 10 | 10 |  | Ninemile | Snakefarm (East Bank) | 230 | 0 | Steel Tower | 3.94 | 0 | 1 | 1780 ACSR | 0 | 0 | 0 | 0 | 0 | 0 | 0 | 0 | 0 | 0 | 0 | 0 | 0 | 0 | 0 | 0 | 0 | 0 | 0 | 0 | 0 | 0 | 0 | 12
NO |  | 87 | 2011 | 1 | 11 | 11 |  | Little Gypsy | University City | 230 | 0 | Steel Poles | 14.14 | 0 | 1 | 1780 ACSR | 0 | 0 | 0 | 0 | 0 | 0 | 0 | 0 | 0 | 0 | 0 | 0 | 0 | 0 | 0 | 0 | 0 | 0 | 0 | 0 | 0 | 0 | 0 | 12
NO |  | 87 | 2011 | 1 | 12 | 12 |  | Vacherie | Thibodaux | 230 | 0 | Steel Poles | 14.94 | 0 | 1 | 1780 ACSR | 0 | 0 | 0 | 0 | 0 | 0 | 0 | 0 | 0 | 0 | 0 | 0 | 0 | 0 | 0 | 0 | 0 | 0 | 0 | 0 | 0 | 0 | 0 | 12
NO |  | 87 | 2011 | 1 | 13 | 13 |  | Thibodaux | Terrebonne | 230 | 0 | Steel Poles | 19.88 | 0 | 1 | 666 ACSR | 0 | 0 | 0 | 0 | 0 | 0 | 0 | 0 | 0 | 0 | 0 | 0 | 0 | 0 | 0 | 0 | 0 | 0 | 0 | 0 | 0 | 0 | 0 | 12
NO |  | 87 | 2011 | 1 | 14 | 14 |  | Waterford Unit #3 | Waterford Sw. Sta. | 230 | 0 | Steel Pole | 1.3 | 0 | 1 | 336 ACSR | 0 | 0 | 0 | 0 | 0 | 0 | 0 | 0 | 0 | 0 | 0 | 0 | 0 | 0 | 0 | 0 | 0 | 0 | 0 | 0 | 0 | 0 | 0 | 12
NO |  | 87 | 2011 | 1 | 15 | 15 |  | Churchill Sw. Sta. | Waterford | 230 | 0 | Steel Poles | 24.6 | 0 | 1 | 1024.5 ACAR | 0 | 0 | 0 | 0 | 0 | 0 | 0 | 0 | 0 | 0 | 0 | 0 | 0 | 0 | 0 | 0 | 0 | 0 | 0 | 0 | 0 | 0 | 0 | 12
NO |  | 87 | 2011 | 1 | 16 | 16 |  | Ninemile | Churchill Sw. Sta. | 230 | 0 | Steel Pole | 4.41 | 0 | 1 | 1027 ACSR | 0 | 0 | 0 | 0 | 0 | 0 | 0 | 0 | 0 | 0 | 0 | 0 | 0 | 0 | 0 | 0 | 0 | 0 | 0 | 0 | 0 | 0 | 0 | 12
NO |  | 87 | 2011 | 1 | 17 | 17 |  | Terrebonne | Coteau | 230 | 0 | Steel Poles | 5.06 | 0 | 1 | 1780 ACSR | 0 | 0 | 0 | 0 | 0 | 0 | 0 | 0 | 0 | 0 | 0 | 0 | 0 | 0 | 0 | 0 | 0 | 0 | 0 | 0 | 0 | 0 | 0 | 12
NO |  | 87 | 2011 | 1 | 18 | 18 |  | Little Gypsy | Bayou Steel | 230 | 0 | Steel Poles | 1.71 | 0.78 | 1 | 1024 ACSR | 0 | 0 | 0 | 0 | 0 | 0 | 0 | 0 | 0 | 0 | 0 | 0 | 0 | 0 | 0 | 0 | 0 | 0 | 0 | 0 | 0 | 0 | 0 | 12
NO |  | 87 | 2011 | 1 | 19 | 19 |  | Waterford 230Kv Swyd | W'Ford 500Kv Swyd Tie | 230 | 0 | Steel Tower | 0.26 | 0.22 | 1 | 336 ACSR | 0 | 0 | 0 | 0 | 0 | 0 | 0 | 0 | 0 | 0 | 0 | 0 | 0 | 0 | 0 | 0 | 0 | 0 | 0 | 0 | 0 | 0 | 0 | 12
NO |  | 87 | 2011 | 1 | 20 | 20 |  | Montgomery | Winnfield | 230 | 0 | Steel Pole | 7.36 | 0 | 1 | 336 ACSR | 0 | 0 | 0 | 0 | 0 | 0 | 0 | 0 | 0 | 0 | 0 | 0 | 0 | 0 | 0 | 0 | 0 | 0 | 0 | 0 | 0 | 0 | 0 | 12
NO |  | 87 | 2011 | 1 | 21 | 21 |  | Ninemile | Southport River Xing | 230 | 0 | Steel Tower | 0.92 | 0.92 | 1 | 1780 ACSR | 0 | 0 | 0 | 0 | 0 | 0 | 0 | 0 | 0 | 0 | 0 | 0 | 0 | 0 | 0 | 0 | 0 | 0 | 0 | 0 | 0 | 0 | 0 | 12
NO |  | 87 | 2011 | 1 | 22 | 22 |  | Ninemile | Southport River Xing | 230 | 0 | Steel Tower | 0.35 | 0.39 | 1 | 2599.6 AACSR | 0 | 0 | 0 | 0 | 0 | 0 | 0 | 0 | 0 | 0 | 0 | 0 | 0 | 0 | 0 | 0 | 0 | 0 | 0 | 0 | 0 | 0 | 0 | 12
NO |  | 87 | 2011 | 1 | 23 | 23 |  | Grambling | Danville | 230 | 0 | Steel Pole | 21.54 | 4.03 | 1 | 1780 ACSR | 0 | 0 | 0 | 0 | 0 | 0 | 0 | 0 | 0 | 0 | 0 | 0 | 0 | 0 | 0 | 0 | 0 | 0 | 0 | 0 | 0 | 0 | 0 | 12
NO |  | 87 | 2011 | 1 | 24 | 24 |  | Waterford | Valentine | 230 | 0 | Steel Pole | 19.64 | 12.8 | 1 | 1800 ACSR | 0 | 0 | 0 | 0 | 0 | 0 | 0 | 0 | 0 | 0 | 0 | 0 | 0 | 0 | 0 | 0 | 0 | 0 | 0 | 0 | 0 | 0 | 0 | 12
NO |  | 87 | 2011 | 1 | 25 | 25 |  | Mt. Olive | Grambling 230Kv | 230 | 0 | Steel Pole | 5.78 | 0 | 1 | 1780 ACSR | 0 | 0 | 0 | 0 | 0 | 0 | 0 | 0 | 0 | 0 | 0 | 0 | 0 | 0 | 0 | 0 | 0 | 0 | 0 | 0 | 0 | 0 | 0 | 12
NO |  | 87 | 2011 | 1 | 26 | 26 |  | Mt. Olive | 500/230Kv Tie Line | 230 | 0 | Steel Pole | 0.07 | 0 | 1 | 1780 ACSR | 0 | 0 | 0 | 0 | 0 | 0 | 0 | 0 | 0 | 0 | 0 | 0 | 0 | 0 | 0 | 0 | 0 | 0 | 0 | 0 | 0 | 0 | 0 | 12
NO |  | 87 | 2011 | 1 | 27 | 27 |  | Waterford | Frisco | 230 | 0 | Sngl Stl Pl | 11.32 | 1.38 | 1 | 1780 MCM ACSR | 0 | 0 | 0 | 0 | 0 | 0 | 0 | 0 | 0 | 0 | 0 | 0 | 0 | 0 | 0 | 0 | 0 | 0 | 0 | 0 | 0 | 0 | 0 | 12
NO |  | 87 | 2011 | 1 | 28 | 28 |  | Bayou Conway | Panama | 230 | 0 | Sng Stl & Conc | 8.8 | 0 | 0 | 666.6 ACSR | 0 | 0 | 0 | 0 | 0 | 0 | 0 | 0 | 0 | 0 | 0 | 0 | 0 | 0 | 0 | 0 | 0 | 0 | 0 | 0 | 0 | 0 | 0 | 12
NO |  | 87 | 2011 | 1 | 29 | 29 |  | Bayou Labutte | Iberville | 230 | 0 | Steel | 1.29 | 0 | 0 | 1590 ACSS | 0 | 0 | 0 | 0 | 0 | 0 | 0 | 0 | 0 | 0 | 0 | 0 | 0 | 0 | 0 | 0 | 0 | 0 | 0 | 0 | 0 | 0 | 0 | 12
NO |  | 87 | 2011 | 1 | 30 | 30 |  | Panama | Dutch Bayou | 230 | 0 | Stl Con/Lat | 18 | 0 | 1 | 1272 ACSS | 0 | 0 | 0 | 0 | 0 | 0 | 0 | 0 | 0 | 0 | 0 | 0 | 0 | 0 | 0 | 0 | 0 | 0 | 0 | 0 | 0 | 0 | 0 | 12
NO |  | 87 | 2011 | 1 | 31 | 31 |  | Selman | Rilla | 230 | 0 | Sng Conc Pl | 10.25 | 0 | 1 | 1272 MCM BT | 0 | 0 | 0 | 0 | 0 | 0 | 0 | 0 | 0 | 0 | 0 | 0 | 0 | 0 | 0 | 0 | 0 | 0 | 0 | 0 | 0 | 0 | 0 | 12
NO |  | 87 | 2011 | 1 | 34 | 34 |  | Sailes | Coushatta | 138 | 0 | Wood H-Frame | 15.2 | 0 | 1 | 336 ACSR | 0 | 0 | 0 | 0 | 0 | 0 | 0 | 0 | 0 | 0 | 0 | 0 | 0 | 0 | 0 | 0 | 0 | 0 | 0 | 0 | 0 | 0 | 0 | 12
NO |  | 87 | 2011 | 0 | 36 | 36 |  | TOTAL |  | 0 | 0 |  | 2596.9 | 175.27 | 61 |  | 80989591 | 501073729 | 582063320 | 21235284 | 5750317 | 2510626 | 29496227 | 0 | 0 | 0 | 0 | 0 | 0 | 0 | 0 | 0 | 0 | 0 | 0 | 0 | 0 | 0 | 0 | 12
NO |  | 87 | 2011 | 1 | 32 | 32 |  |  | Total 230kv Lines | 0 | 0 |  | 0 | 0 | 0 |  | 39279661 | 193330033 | 232609694 | 0 | 0 | 0 | 0 | 0 | 0 | 0 | 0 | 0 | 0 | 0 | 0 | 0 | 0 | 0 | 0 | 0 | 0 | 0 | 0 | 12
NO |  | 87 | 2011 | 1 | 35 | 35 |  |  | Total 138kv Lines | 0 | 0 |  | 0 | 0 | 0 |  | 241835 | 550000 | 791835 | 0 | 0 | 0 | 0 | 0 | 0 | 0 | 0 | 0 | 0 | 0 | 0 | 0 | 0 | 0 | 0 | 0 | 0 | 0 | 0 | 12
NO |  | 87 | 2011 | 2 | 2 | 2 |  |  | Total 115kv Lines | 0 | 0 |  | 1532.67 | 138.13 | 0 |  | 26069644 | 249467916 | 275537560 | 0 | 0 | 0 | 0 | 0 | 0 | 0 | 0 | 0 | 0 | 0 | 0 | 0 | 0 | 0 | 0 | 0 | 0 | 0 | 0 | 12
NO |  | 87 | 2011 | 2 | 4 | 4 |  |  | Total 69kv Lines | 0 | 0 |  | 29.28 | 0.43 | 0 |  | 36108 | 2764094 | 2800202 | 0 | 0 | 0 | 0 | 0 | 0 | 0 | 0 | 0 | 0 | 0 | 0 | 0 | 0 | 0 | 0 | 0 | 0 | 0 | 0 | 12
NO |  | 87 | 2011 | 2 | 6 | 6 |  | Tot Lines Operating at Dist |  | 0 | 0 |  | 96.69 | 6.06 | 0 |  | 594293 | 1443392 | 2037685 | 0 | 0 | 0 | 0 | 0 | 0 | 0 | 0 | 0 | 0 | 0 | 0 | 0 | 0 | 0 | 0 | 0 | 0 | 0 | 0 | 12
NO |  | 87 | 2011 | 2 | 9 | 9 |  | Leased Portion of Snakefarm | Bogalusa from CLECO | 0 | 0 |  | 21.39 | 0 | 0 |  | 0 | 0 | 0 | 0 | 0 | 0 | 0 | 0 | 0 | 0 | 0 | 0 | 0 | 0 | 0 | 0 | 0 | 0 | 0 | 0 | 0 | 0 | 0 | 12
NO |  | 87 | 2011 | 2 | 11 | 11 |  | Tot Transmission Lines |  | 0 | 0 |  | 0 | 0 | 0 |  | 0 | 0 | 0 | 21235284 | 5750317 | 2510626 | 29496227 | 0 | 0 | 0 | 0 | 0 | 0 | 0 | 0 | 0 | 0 | 0 | 0 | 0 | 0 | 0 | 0 | 12
NO |  | 100 | 2011 | 0 | 1 | 1 |  | West Point | McAdams | 500 | 0 | Steel Tower | 24.88 | 0 | 1 | 3x954 | 0 | 0 | 0 | 0 | 0 | 0 | 0 | 0 | 0 | 0 | 0 | 0 | 0 | 0 | 0 | 0 | 0 | 0 | 0 | 0 | 0 | 0 | 0 | 12
NO |  | 100 | 2011 | 0 | 2 | 2 |  | Franklin | Bogalusa | 500 | 0 | Steel Tower | 51.48 | 0 | 1 | 3x954 | 0 | 0 | 0 | 0 | 0 | 0 | 0 | 0 | 0 | 0 | 0 | 0 | 0 | 0 | 0 | 0 | 0 | 0 | 0 | 0 | 0 | 0 | 0 | 12
NO |  | 100 | 2011 | 0 | 3 | 3 |  | Lakeover | Ray Braswell | 500 | 0 | Steel Tower | 22.49 | 0 | 1 | 3x954 | 0 | 0 | 0 | 0 | 0 | 0 | 0 | 0 | 0 | 0 | 0 | 0 | 0 | 0 | 0 | 0 | 0 | 0 | 0 | 0 | 0 | 0 | 0 | 12
NO |  | 100 | 2011 | 0 | 4 | 4 |  | BWSES | Ray Braswell | 500 | 0 | Steel Tower | 35.68 | 0 | 1 | 3x954 | 0 | 0 | 0 | 0 | 0 | 0 | 0 | 0 | 0 | 0 | 0 | 0 | 0 | 0 | 0 | 0 | 0 | 0 | 0 | 0 | 0 | 0 | 0 | 12
NO |  | 100 | 2011 | 0 | 5 | 5 |  | BWSES | Sterlington | 500 | 0 | Steel Tower | 2.41 | 0 | 1 | 3x954 | 0 | 0 | 0 | 0 | 0 | 0 | 0 | 0 | 0 | 0 | 0 | 0 | 0 | 0 | 0 | 0 | 0 | 0 | 0 | 0 | 0 | 0 | 0 | 12
NO |  | 100 | 2011 | 0 | 6 | 6 |  | Ray Braswell | Franklin | 500 | 0 | Steel Tower | 58.25 | 0 | 1 | 3x954 | 0 | 0 | 0 | 0 | 0 | 0 | 0 | 0 | 0 | 0 | 0 | 0 | 0 | 0 | 0 | 0 | 0 | 0 | 0 | 0 | 0 | 0 | 0 | 12
NO |  | 100 | 2011 | 0 | 7 | 7 |  | Franklin | McKnight | 500 | 0 | Steel Tower | 38.37 | 0 | 1 | 3x954 | 0 | 0 | 0 | 0 | 0 | 0 | 0 | 0 | 0 | 0 | 0 | 0 | 0 | 0 | 0 | 0 | 0 | 0 | 0 | 0 | 0 | 0 | 0 | 12
NO |  | 100 | 2011 | 0 | 8 | 8 |  | Franklin | Grand Gulf | 500 | 0 | Steel Tower | 45.53 | 0 | 1 | 3x954 | 0 | 0 | 0 | 0 | 0 | 0 | 0 | 0 | 0 | 0 | 0 | 0 | 0 | 0 | 0 | 0 | 0 | 0 | 0 | 0 | 0 | 0 | 0 | 12
NO |  | 100 | 2011 | 0 | 9 | 9 |  | Grand Gulf | BWSES | 500 | 0 | Steel Tower | 21.46 | 0 | 1 | 3x954 | 0 | 0 | 0 | 0 | 0 | 0 | 0 | 0 | 0 | 0 | 0 | 0 | 0 | 0 | 0 | 0 | 0 | 0 | 0 | 0 | 0 | 0 | 0 | 12
NO |  | 100 | 2011 | 0 | 10 | 10 |  | McAdams | Lakeover | 500 | 0 | Steel Tower | 57.3 | 0 | 1 | 3x954 | 0 | 0 | 0 | 0 | 0 | 0 | 0 | 0 | 0 | 0 | 0 | 0 | 0 | 0 | 0 | 0 | 0 | 0 | 0 | 0 | 0 | 0 | 0 | 12
NO |  | 100 | 2011 | 0 | 11 | 11 |  | Grand Gulf | Ray Braswell | 500 | 0 | Steel Tower | 0 | 0 | 1 | 3x954 | 0 | 0 | 0 | 0 | 0 | 0 | 0 | 0 | 0 | 0 | 0 | 0 | 0 | 0 | 0 | 0 | 0 | 0 | 0 | 0 | 0 | 0 | 0 | 12
NO |  | 100 | 2011 | 0 | 12 | 12 |  |  | Total 500Kv Lines | 0 | 0 |  | 0 | 0 | 0 |  | 13490650 | 47949615 | 61440265 | 0 | 0 | 0 | 0 | 0 | 0 | 0 | 0 | 0 | 0 | 0 | 0 | 0 | 0 | 0 | 0 | 0 | 0 | 0 | 0 | 12
NO |  | 100 | 2011 | 0 | 14 | 14 |  | Batesville | Ritchie SES | 230 | 0 | Steel Tower | 39.86 | 0 | 1 | 1272 | 0 | 0 | 0 | 0 | 0 | 0 | 0 | 0 | 0 | 0 | 0 | 0 | 0 | 0 | 0 | 0 | 0 | 0 | 0 | 0 | 0 | 0 | 0 | 12
NO |  | 100 | 2011 | 0 | 15 | 15 |  | Attala | McAdams Line | 230 | 0 | Steel Tower | 1.19 | 0 | 1 | 1272 | 0 | 0 | 0 | 0 | 0 | 0 | 0 | 0 | 0 | 0 | 0 | 0 | 0 | 0 | 0 | 0 | 0 | 0 | 0 | 0 | 0 | 0 | 0 | 12
NO |  | 100 | 2011 | 0 | 16 | 16 |  | Rex Brown 230Kv | Rankin | 230 | 0 | Wood H-Frame | 24.51 | 0 | 1 | 1272 | 0 | 0 | 0 | 0 | 0 | 0 | 0 | 0 | 0 | 0 | 0 | 0 | 0 | 0 | 0 | 0 | 0 | 0 | 0 | 0 | 0 | 0 | 0 | 12
NO |  | 100 | 2011 | 0 | 17 | 17 |  | Tunica | Ritchie SES | 230 | 0 | Steel Tower | 20.76 | 0 | 1 | 1272 | 0 | 0 | 0 | 0 | 0 | 0 | 0 | 0 | 0 | 0 | 0 | 0 | 0 | 0 | 0 | 0 | 0 | 0 | 0 | 0 | 0 | 0 | 0 | 12
NO |  | 100 | 2011 | 0 | 18 | 18 |  | Tunica | Freeport | 230 | 0 | Steel Tower | 31.22 | 0 | 1 | 1272 | 0 | 0 | 0 | 0 | 0 | 0 | 0 | 0 | 0 | 0 | 0 | 0 | 0 | 0 | 0 | 0 | 0 | 0 | 0 | 0 | 0 | 0 | 0 | 12
NO |  | 100 | 2011 | 0 | 19 | 19 |  | Rex Brown 230Kv | Pickens | 230 | 0 | Wood H-Frame | 52.28 | 12.48 | 1 | 1272 | 0 | 0 | 0 | 0 | 0 | 0 | 0 | 0 | 0 | 0 | 0 | 0 | 0 | 0 | 0 | 0 | 0 | 0 | 0 | 0 | 0 | 0 | 0 | 12
NO |  | 100 | 2011 | 0 | 20 | 20 |  | Indianola 230Kv | McAdams | 230 | 0 | Wood H-Frame | 67.71 | 0 | 1 | 1272 | 0 | 0 | 0 | 0 | 0 | 0 | 0 | 0 | 0 | 0 | 0 | 0 | 0 | 0 | 0 | 0 | 0 | 0 | 0 | 0 | 0 | 0 | 0 | 12
NO |  | 100 | 2011 | 0 | 21 | 21 |  | Horn Lake | Freeport | 230 | 0 | Wood H-Frame | 6.81 | 0 | 1 | 1272 | 0 | 0 | 0 | 0 | 0 | 0 | 0 | 0 | 0 | 0 | 0 | 0 | 0 | 0 | 0 | 0 | 0 | 0 | 0 | 0 | 0 | 0 | 0 | 12
NO |  | 100 | 2011 | 0 | 22 | 22 |  | Ray Braswell | So. Jackson No. 2 | 230 | 0 | Sngle Conc Pls | 6.85 | 0 | 1 | 1272 | 0 | 0 | 0 | 0 | 0 | 0 | 0 | 0 | 0 | 0 | 0 | 0 | 0 | 0 | 0 | 0 | 0 | 0 | 0 | 0 | 0 | 0 | 0 | 12
NO |  | 100 | 2011 | 0 | 23 | 23 |  | GASES | Bagby | 230 | 0 | Steel Tower | 3.59 | 0 | 1 | 1272 | 0 | 0 | 0 | 0 | 0 | 0 | 0 | 0 | 0 | 0 | 0 | 0 | 0 | 0 | 0 | 0 | 0 | 0 | 0 | 0 | 0 | 0 | 0 | 12
NO |  | 100 | 2011 | 0 | 24 | 24 |  | GASES | Indianola | 230 | 0 | Wood H-Frame | 33.82 | 0 | 1 | 1272 | 0 | 0 | 0 | 0 | 0 | 0 | 0 | 0 | 0 | 0 | 0 | 0 | 0 | 0 | 0 | 0 | 0 | 0 | 0 | 0 | 0 | 0 | 0 | 12
NO |  | 100 | 2011 | 0 | 25 | 25 |  | GASES | Ray Braswell | 230 | 0 | Wood H-Frame | 77.64 | 11.51 | 1 | 1272 | 0 | 0 | 0 | 0 | 0 | 0 | 0 | 0 | 0 | 0 | 0 | 0 | 0 | 0 | 0 | 0 | 0 | 0 | 0 | 0 | 0 | 0 | 0 | 12
NO |  | 100 | 2011 | 0 | 26 | 26 |  | Ray Braswell | Rex Brown | 230 | 0 | Wood H-Frame | 9.11 | 0 | 1 | 1272 | 0 | 0 | 0 | 0 | 0 | 0 | 0 | 0 | 0 | 0 | 0 | 0 | 0 | 0 | 0 | 0 | 0 | 0 | 0 | 0 | 0 | 0 | 0 | 12
NO |  | 100 | 2011 | 0 | 27 | 27 |  | Ray Braswell | So Jackson | 230 | 0 | Steel Pole | 9.52 | 0 | 1 | 1272 | 0 | 0 | 0 | 0 | 0 | 0 | 0 | 0 | 0 | 0 | 0 | 0 | 0 | 0 | 0 | 0 | 0 | 0 | 0 | 0 | 0 | 0 | 0 | 12
NO |  | 100 | 2011 | 0 | 28 | 28 |  | Indianola 230Kv | Tillatoba Line | 230 | 0 | Steel Tower | 56.48 | 0 | 1 | 1272 | 0 | 0 | 0 | 0 | 0 | 0 | 0 | 0 | 0 | 0 | 0 | 0 | 0 | 0 | 0 | 0 | 0 | 0 | 0 | 0 | 0 | 0 | 0 | 12
NO |  | 100 | 2011 | 0 | 29 | 29 |  | Tillatoba | Batesville Line | 230 | 0 | Wood H-Frame | 33.5 | 0 | 1 | 666x2 | 0 | 0 | 0 | 0 | 0 | 0 | 0 | 0 | 0 | 0 | 0 | 0 | 0 | 0 | 0 | 0 | 0 | 0 | 0 | 0 | 0 | 0 | 0 | 12
NO |  | 100 | 2011 | 0 | 30 | 30 |  | Rankin | Luckney | 230 | 0 | Sng Pole Steel | 4.7 | 0 | 1 | 1272 | 0 | 0 | 0 | 0 | 0 | 0 | 0 | 0 | 0 | 0 | 0 | 0 | 0 | 0 | 0 | 0 | 0 | 0 | 0 | 0 | 0 | 0 | 0 | 12
NO |  | 100 | 2011 | 0 | 31 | 31 |  | South Canton | Ragsdale | 230 | 0 | Sngle Conc Pls | 1.79 | 0 | 1 | 1272 | 0 | 0 | 0 | 0 | 0 | 0 | 0 | 0 | 0 | 0 | 0 | 0 | 0 | 0 | 0 | 0 | 0 | 0 | 0 | 0 | 0 | 0 | 0 | 12
NO |  | 100 | 2011 | 0 | 32 | 32 |  | South Canton | Pickens | 230 | 0 | Sngle Conc Pls | 2.56 | 0 | 1 | 1272 | 0 | 0 | 0 | 0 | 0 | 0 | 0 | 0 | 0 | 0 | 0 | 0 | 0 | 0 | 0 | 0 | 0 | 0 | 0 | 0 | 0 | 0 | 0 | 12
NO |  | 100 | 2011 | 0 | 33 | 33 |  | Pickens | McAdams Line | 230 | 0 | Wood H-Frame | 32.72 | 0 | 1 | 1272 | 0 | 0 | 0 | 0 | 0 | 0 | 0 | 0 | 0 | 0 | 0 | 0 | 0 | 0 | 0 | 0 | 0 | 0 | 0 | 0 | 0 | 0 | 0 | 12
NO |  | 100 | 2011 | 0 | 34 | 34 |  | South Jackson | Rankin | 230 | 0 | Sngle Steel Pl | 17.76 | 0 | 1 | 1272 | 0 | 0 | 0 | 0 | 0 | 0 | 0 | 0 | 0 | 0 | 0 | 0 | 0 | 0 | 0 | 0 | 0 | 0 | 0 | 0 | 0 | 0 | 0 | 12
NO |  | 100 | 2011 | 0 | 35 | 35 |  | Yandell Road | Bozeman Road | 230 | 0 | Sngle Sl P & T | 4.01 | 0 | 1 | 1272 | 0 | 0 | 0 | 0 | 0 | 0 | 0 | 0 | 0 | 0 | 0 | 0 | 0 | 0 | 0 | 0 | 0 | 0 | 0 | 0 | 0 | 0 | 0 | 12
NO |  | 100 | 2011 | 1 | 1 | 1 |  | Horn Lake | Getwell | 230 | 0 | Sngle Conc Pls | 8.57 | 0 | 1 | 1272 | 0 | 0 | 0 | 0 | 0 | 0 | 0 | 0 | 0 | 0 | 0 | 0 | 0 | 0 | 0 | 0 | 0 | 0 | 0 | 0 | 0 | 0 | 0 | 12
NO |  | 100 | 2011 | 1 | 2 | 2 |  |  | Total 230Kv Lines | 0 | 0 |  | 0 | 0 | 0 |  | 18094491 | 81904807 | 99999298 | 0 | 0 | 0 | 0 | 0 | 0 | 0 | 0 | 0 | 0 | 0 | 0 | 0 | 0 | 0 | 0 | 0 | 0 | 0 | 0 | 12
NO |  | 100 | 2011 | 1 | 4 | 4 |  | Allen SES | Horn Lake | 161 | 0 | Wood H-Frame | 5.92 | 0 | 0 | 795 ACSR | 0 | 0 | 0 | 0 | 0 | 0 | 0 | 0 | 0 | 0 | 0 | 0 | 0 | 0 | 0 | 0 | 0 | 0 | 0 | 0 | 0 | 0 | 0 | 12
NO |  | 100 | 2011 | 1 | 5 | 5 |  |  | Total 161Kv Lines | 0 | 0 |  | 0 | 0 | 0 |  | 12914 | 211877 | 224791 | 0 | 0 | 0 | 0 | 0 | 0 | 0 | 0 | 0 | 0 | 0 | 0 | 0 | 0 | 0 | 0 | 0 | 0 | 0 | 0 | 12
NO |  | 100 | 2011 | 1 | 7 | 7 |  |  | Total 115Kv Lines | 0 | 0 |  | 1909.09 | 0 | 0 |  | 20889195 | 188280431 | 209169626 | 0 | 0 | 0 | 0 | 0 | 0 | 0 | 0 | 0 | 0 | 0 | 0 | 0 | 0 | 0 | 0 | 0 | 0 | 0 | 0 | 12
NO |  | 100 | 2011 | 1 | 8 | 8 |  | Tot Directly Owned |  | 0 | 0 |  | 0 | 0 | 0 |  | 0 | 0 | 0 | 0 | 0 | 0 | 0 | 0 | 0 | 0 | 0 | 0 | 0 | 0 | 0 | 0 | 0 | 0 | 0 | 0 | 0 | 0 | 0 | 12
NO |  | 100 | 2011 | 1 | 9 | 9 |  | Transmission Lines |  | 0 | 0 |  | 0 | 0 | 0 |  | 0 | 0 | 0 | 5652858 | 3100548 | 785637 | 9539043 | 0 | 0 | 0 | 0 | 0 | 0 | 0 | 0 | 0 | 0 | 0 | 0 | 0 | 0 | 0 | 0 | 12
NO |  | 100 | 2011 | 0 | 36 | 36 |  | TOTAL |  | 0 | 0 |  | 2819.82 | 23.99 | 34 |  | 52487250 | 318346730 | 370833980 | 5652858 | 3100548 | 785637 | 9539043 | 0 | 0 | 0 | 0 | 0 | 0 | 0 | 0 | 0 | 0 | 0 | 0 | 0 | 0 | 0 | 0 | 12
NO |  | 114 | 2011 | 0 | 1 | 1 |  | Michoud SES | St. Tammy Parish Line | 230 | 0 | Guyed Alum Twr | 13.74 | 4.11 | 1 | 1800 ACSR | 0 | 0 | 0 | 0 | 0 | 0 | 0 | 0 | 0 | 0 | 0 | 0 | 0 | 0 | 0 | 0 | 0 | 0 | 0 | 0 | 0 | 0 | 0 | 12
NO |  | 114 | 2011 | 0 | 2 | 2 |  | Derbigny Sub | Michoud SES | 230 | 0 | Steel Pole | 8.08 | 1.72 | 1 | 1800 ACSR | 0 | 0 | 0 | 0 | 0 | 0 | 0 | 0 | 0 | 0 | 0 | 0 | 0 | 0 | 0 | 0 | 0 | 0 | 0 | 0 | 0 | 0 | 0 | 12
NO |  | 114 | 2011 | 0 | 3 | 3 |  | Midtown | Michoud SES | 230 | 0 | Steel Pole | 16.27 | 0.37 | 1 | 1800 ACSR | 0 | 0 | 0 | 0 | 0 | 0 | 0 | 0 | 0 | 0 | 0 | 0 | 0 | 0 | 0 | 0 | 0 | 0 | 0 | 0 | 0 | 0 | 0 | 12
NO |  | 114 | 2011 | 0 | 4 | 4 |  | Joliet Sub | Midtown | 230 | 0 | Steel Pole | 2.35 | 0 | 1 | 1800 ACSR | 0 | 0 | 0 | 0 | 0 | 0 | 0 | 0 | 0 | 0 | 0 | 0 | 0 | 0 | 0 | 0 | 0 | 0 | 0 | 0 | 0 | 0 | 0 | 12
NO |  | 114 | 2011 | 0 | 5 | 5 |  | Market St. Station | Orleans/Jeff Parish Line | 230 | 0 | Steel Pole | 7.1 | 0 | 1 | 1027.4 ACSR | 0 | 0 | 0 | 0 | 0 | 0 | 0 | 0 | 0 | 0 | 0 | 0 | 0 | 0 | 0 | 0 | 0 | 0 | 0 | 0 | 0 | 0 | 0 | 12
NO |  | 114 | 2011 | 0 | 6 | 6 |  | Michoud SES | Orleans/St. Bernard | 230 | 0 | Steel Towers | 1.72 | 0 | 2 |  | 0 | 0 | 0 | 0 | 0 | 0 | 0 | 0 | 0 | 0 | 0 | 0 | 0 | 0 | 0 | 0 | 0 | 0 | 0 | 0 | 0 | 0 | 0 | 12
NO |  | 114 | 2011 | 0 | 7 | 7 |  | Orleans/Jeff Parish Ln | Tower 2002 | 230 | 0 | Steel Towers | 0.6 | 0 | 1 | 1800 ACSR | 0 | 0 | 0 | 0 | 0 | 0 | 0 | 0 | 0 | 0 | 0 | 0 | 0 | 0 | 0 | 0 | 0 | 0 | 0 | 0 | 0 | 0 | 0 | 12
NO |  | 114 | 2011 | 0 | 8 | 8 |  |  | Total 230kv Lines | 0 | 0 |  | 0 | 0 | 0 |  | 619825 | 17130236 | 17750061 | 0 | 0 | 0 | 0 | 0 | 0 | 0 | 0 | 0 | 0 | 0 | 0 | 0 | 0 | 0 | 0 | 0 | 0 | 0 | 0 | 12
NO |  | 114 | 2011 | 0 | 10 | 10 |  |  | Total 115kv Lines | 0 | 0 |  | 64.07 | 83.88 | 0 |  | 161219 | 19430891 | 19592110 | 0 | 0 | 0 | 0 | 0 | 0 | 0 | 0 | 0 | 0 | 0 | 0 | 0 | 0 | 0 | 0 | 0 | 0 | 0 | 0 | 12
NO |  | 114 | 2011 | 0 | 11 | 11 |  |  | Total 69kv Lines | 0 | 0 |  | 0 | 0 | 0 |  | 0 | 998236 | 998236 | 0 | 0 | 0 | 0 | 0 | 0 | 0 | 0 | 0 | 0 | 0 | 0 | 0 | 0 | 0 | 0 | 0 | 0 | 0 | 0 | 12
NO |  | 114 | 2011 | 0 | 12 | 12 |  | Transmission Lines |  | 0 | 0 |  | 0 | 0 | 0 |  | 0 | 0 | 0 | 13140533 | 542762 | 141778 | 13825073 | 0 | 0 | 0 | 0 | 0 | 0 | 0 | 0 | 0 | 0 | 0 | 0 | 0 | 0 | 0 | 0 | 12
NO |  | 114 | 2011 | 0 | 36 | 36 |  | TOTAL |  | 0 | 0 |  | 113.93 | 90.08 | 8 |  | 781044 | 37559363 | 38340407 | 13140533 | 542762 | 141778 | 13825073 | 0 | 0 | 0 | 0 | 0 | 0 | 0 | 0 | 0 | 0 | 0 | 0 | 0 | 0 | 0 | 0 | 12
NO |  | 315 | 2011 | 0 | 1 | 1 |  | HARTBURG | CLECO TIE | 500 | 0 | Steel Tow | 67.43 | 0 | 1 | 1024 ACAR | 0 | 0 | 0 | 0 | 0 | 0 | 0 | 0 | 0 | 0 | 0 | 0 | 0 | 0 | 0 | 0 | 0 | 0 | 0 | 0 | 0 | 0 | 0 | 12
NO |  | 315 | 2011 | 0 | 2 | 2 |  | HARTBURG | CYPRESS | 500 | 0 | Steel Tow | 31.76 | 0 | 1 | 1024 ACAR | 0 | 0 | 0 | 0 | 0 | 0 | 0 | 0 | 0 | 0 | 0 | 0 | 0 | 0 | 0 | 0 | 0 | 0 | 0 | 0 | 0 | 0 | 0 | 12
NO |  | 315 | 2011 | 0 | 3 | 3 |  |  |  | 0 | 0 |  | 0 | 0 | 0 |  | 5125965 | 15394001 | 20519966 | 0 | 0 | 0 | 0 | 0 | 0 | 0 | 0 | 0 | 0 | 0 | 0 | 0 | 0 | 0 | 0 | 0 | 0 | 0 | 0 | 12
NO |  | 315 | 2011 | 0 | 4 | 4 |  | TOTAL 500 kv LINES |  | 0 | 0 |  | 99.19 | 0 | 2 | 0 | 5125965 | 15394001 | 20519966 | 0 | 0 | 0 | 0 | 0 | 0 | 0 | 0 | 0 | 0 | 0 | 0 | 0 | 0 | 0 | 0 | 0 | 0 | 0 | 0 | 12
NO |  | 315 | 2011 | 0 | 5 | 5 |  |  |  | 0 | 0 |  | 0 | 0 | 0 | 0 | 0 | 0 | 0 | 0 | 0 | 0 | 0 | 0 | 0 | 0 | 0 | 0 | 0 | 0 | 0 | 0 | 0 | 0 | 0 | 0 | 0 | 0 | 0 | 12
NO |  | 315 | 2011 | 0 | 6 | 6 |  | GRIMES | SWEPCO | 345 | 0 | Steel Tower | 37.38 | 0 | 1 | 1024 ACAR | 3145336 | 4392262 | 7537598 | 0 | 0 | 0 | 0 | 0 | 0 | 0 | 0 | 0 | 0 | 0 | 0 | 0 | 0 | 0 | 0 | 0 | 0 | 0 | 0 | 12
NO |  | 315 | 2011 | 0 | 7 | 7 |  | TOTAL 345 kv Lines |  | 0 | 0 |  | 37.38 | 0 | 1 | 0 | 3145336 | 4392262 | 7537598 | 0 | 0 | 0 | 0 | 0 | 0 | 0 | 0 | 0 | 0 | 0 | 0 | 0 | 0 | 0 | 0 | 0 | 0 | 0 | 0 | 12
NO |  | 315 | 2011 | 0 | 8 | 8 |  | 0 | 0 | 0 | 0 |  | 0 | 0 | 0 | 0 | 0 | 0 | 0 | 0 | 0 | 0 | 0 | 0 | 0 | 0 | 0 | 0 | 0 | 0 | 0 | 0 | 0 | 0 | 0 | 0 | 0 | 0 | 0 | 12
NO |  | 315 | 2011 | 0 | 9 | 9 |  | HELBIG | GEORGETOWN | 230 | 0 | Wood H Fr | 13.3 | 0.15 | 1 | 795 AA | 0 | 0 | 0 | 0 | 0 | 0 | 0 | 0 | 0 | 0 | 0 | 0 | 0 | 0 | 0 | 0 | 0 | 0 | 0 | 0 | 0 | 0 | 0 | 12
NO |  | 315 | 2011 | 0 | 10 | 10 |  | HELBIG | AMELIA BULK | 230 | 0 | Wood H Fr | 10.27 | 0 | 1 | 795 AA | 0 | 0 | 0 | 0 | 0 | 0 | 0 | 0 | 0 | 0 | 0 | 0 | 0 | 0 | 0 | 0 | 0 | 0 | 0 | 0 | 0 | 0 | 0 | 12
NO |  | 315 | 2011 | 0 | 11 | 11 |  | CHINA | PORTER | 230 | 0 | Sng Stl & | 64.32 | 0 | 0 | 954 NSCR | 0 | 0 | 0 | 0 | 0 | 0 | 0 | 0 | 0 | 0 | 0 | 0 | 0 | 0 | 0 | 0 | 0 | 0 | 0 | 0 | 0 | 0 | 0 | 12
NO |  | 315 | 2011 | 0 | 12 | 12 |  | HARTBURG | HELBIG | 230 | 0 | 2 Steel P | 45.36 | 0.61 | 1 | 649 ACAR | 0 | 0 | 0 | 0 | 0 | 0 | 0 | 0 | 0 | 0 | 0 | 0 | 0 | 0 | 0 | 0 | 0 | 0 | 0 | 0 | 0 | 0 | 0 | 12
NO |  | 315 | 2011 | 0 | 13 | 13 |  | SABINE | CHINA | 230 | 0 | Wood H Fr | 39.08 | 0 | 1 | 649 ACAR | 0 | 0 | 0 | 0 | 0 | 0 | 0 | 0 | 0 | 0 | 0 | 0 | 0 | 0 | 0 | 0 | 0 | 0 | 0 | 0 | 0 | 0 | 0 | 12
NO |  | 315 | 2011 | 0 | 14 | 14 |  | SABINE | VFW PARK | 230 | 0 | Steel Tow | 2.47 | 0.69 | 1 | 649 ACAR | 0 | 0 | 0 | 0 | 0 | 0 | 0 | 0 | 0 | 0 | 0 | 0 | 0 | 0 | 0 | 0 | 0 | 0 | 0 | 0 | 0 | 0 | 0 | 12
NO |  | 315 | 2011 | 0 | 15 | 15 |  | VFW PARK | KOLBS | 230 | 0 | Steel Tow | 9.82 | 0 | 1 | 649 ACAR | 0 | 0 | 0 | 0 | 0 | 0 | 0 | 0 | 0 | 0 | 0 | 0 | 0 | 0 | 0 | 0 | 0 | 0 | 0 | 0 | 0 | 0 | 0 | 12
NO |  | 315 | 2011 | 0 | 16 | 16 |  | SABINE | MID COUNTY | 230 | 0 | 1 Steel P | 4.92 | 11.66 | 2 | 649 ACAR | 0 | 0 | 0 | 0 | 0 | 0 | 0 | 0 | 0 | 0 | 0 | 0 | 0 | 0 | 0 | 0 | 0 | 0 | 0 | 0 | 0 | 0 | 0 | 12
NO |  | 315 | 2011 | 0 | 17 | 17 |  | SABINE | GULFWAY | 230 | 0 | ST/CONCR | 5.23 | 0 | 1 | 1272 ACSS | 0 | 0 | 0 | 0 | 0 | 0 | 0 | 0 | 0 | 0 | 0 | 0 | 0 | 0 | 0 | 0 | 0 | 0 | 0 | 0 | 0 | 0 | 0 | 12
NO |  | 315 | 2011 | 0 | 18 | 18 |  | KOLBS | PORT ACRES BULK | 230 | 0 | Wood H Fr | 6.17 | 0 | 1 | 395 ACAR | 0 | 0 | 0 | 0 | 0 | 0 | 0 | 0 | 0 | 0 | 0 | 0 | 0 | 0 | 0 | 0 | 0 | 0 | 0 | 0 | 0 | 0 | 0 | 12
NO |  | 315 | 2011 | 0 | 19 | 19 |  | GEORGETOWN | SABINE | 230 | 0 | 2 Steel P | 10.4 | 15.51 | 2 | 649 ACAR | 0 | 0 | 0 | 0 | 0 | 0 | 0 | 0 | 0 | 0 | 0 | 0 | 0 | 0 | 0 | 0 | 0 | 0 | 0 | 0 | 0 | 0 | 0 | 12
NO |  | 315 | 2011 | 0 | 20 | 20 |  | AMELIA BULK | CHINA | 230 | 0 | Wood H Fr | 34.32 | 0 | 1 | 1033 AA | 0 | 0 | 0 | 0 | 0 | 0 | 0 | 0 | 0 | 0 | 0 | 0 | 0 | 0 | 0 | 0 | 0 | 0 | 0 | 0 | 0 | 0 | 0 | 12
NO |  | 315 | 2011 | 0 | 21 | 21 |  | MID COUNTY | PORT ACRES BULK | 230 | 0 | Wood H Fr | 4.86 | 0.07 | 1 | 395 ACAR | 0 | 0 | 0 | 0 | 0 | 0 | 0 | 0 | 0 | 0 | 0 | 0 | 0 | 0 | 0 | 0 | 0 | 0 | 0 | 0 | 0 | 0 | 0 | 12
NO |  | 315 | 2011 | 0 | 22 | 22 |  | JACINTO | CHINA | 230 | 0 | 2 Steel P | 49.46 | 0 | 1 | 395 ACAR | 0 | 0 | 0 | 0 | 0 | 0 | 0 | 0 | 0 | 0 | 0 | 0 | 0 | 0 | 0 | 0 | 0 | 0 | 0 | 0 | 0 | 0 | 0 | 12
NO |  | 315 | 2011 | 0 | 23 | 23 |  | PORT ACRES BULK | KEITH LAKE | 230 | 0 | SING ST PLDEAD | 23.4 | 0 | 1 | 666.6 ACSR | 0 | 0 | 0 | 0 | 0 | 0 | 0 | 0 | 0 | 0 | 0 | 0 | 0 | 0 | 0 | 0 | 0 | 0 | 0 | 0 | 0 | 0 | 0 | 12
NO |  | 315 | 2011 | 0 | 24 | 24 |  | AMELIA BULK | CYPRESS | 230 | 0 | Wood H Fr | 16.7 | 1.93 | 1 | 649 ACAR | 0 | 0 | 0 | 0 | 0 | 0 | 0 | 0 | 0 | 0 | 0 | 0 | 0 | 0 | 0 | 0 | 0 | 0 | 0 | 0 | 0 | 0 | 0 | 12
NO |  | 315 | 2011 | 0 | 25 | 25 |  | CARLYSS | SABINE | 230 | 0 | Steel Tow | 38.11 | 1.03 | 1 | 649 ACAR | 0 | 0 | 0 | 0 | 0 | 0 | 0 | 0 | 0 | 0 | 0 | 0 | 0 | 0 | 0 | 0 | 0 | 0 | 0 | 0 | 0 | 0 | 0 | 12
NO |  | 315 | 2011 | 0 | 26 | 26 |  |  |  | 0 | 0 |  | 0 | 0 | 0 |  | 9708039 | 124047734 | 133755773 | 0 | 0 | 0 | 0 | 0 | 0 | 0 | 0 | 0 | 0 | 0 | 0 | 0 | 0 | 0 | 0 | 0 | 0 | 0 | 0 | 12
NO |  | 315 | 2011 | 0 | 27 | 27 |  | Total 230 kv lines |  | 0 | 0 |  | 378.19 | 31.65 | 18 | 0 | 9708039 | 124047734 | 133755773 | 0 | 0 | 0 | 0 | 0 | 0 | 0 | 0 | 0 | 0 | 0 | 0 | 0 | 0 | 0 | 0 | 0 | 0 | 0 | 0 | 12
NO |  | 315 | 2011 | 0 | 28 | 28 |  | 0 | 0 | 0 | 0 |  | 0 | 0 | 0 | 0 | 0 | 0 | 0 | 0 | 0 | 0 | 0 | 0 | 0 | 0 | 0 | 0 | 0 | 0 | 0 | 0 | 0 | 0 | 0 | 0 | 0 | 0 | 0 | 12
NO |  | 315 | 2011 | 0 | 29 | 29 |  | DAYTON | GORDON | 138 | 0 | Sng & Con | 12 | 0 | 0 | 666.6 ACSR | 0 | 0 | 0 | 0 | 0 | 0 | 0 | 0 | 0 | 0 | 0 | 0 | 0 | 0 | 0 | 0 | 0 | 0 | 0 | 0 | 0 | 0 | 0 | 12
NO |  | 315 | 2011 | 0 | 30 | 30 |  | DAYTON BULK | HL&P CO | 138 | 0 | Wood H Fr | 10 | 0 | 1 | 795 AA | 0 | 0 | 0 | 0 | 0 | 0 | 0 | 0 | 0 | 0 | 0 | 0 | 0 | 0 | 0 | 0 | 0 | 0 | 0 | 0 | 0 | 0 | 0 | 12
NO |  | 315 | 2011 | 0 | 31 | 31 |  | NECHES | EVADALE | 138 | 0 | Wood H Fr | 22.47 | 1.65 | 1 | 336 ACSR | 0 | 0 | 0 | 0 | 0 | 0 | 0 | 0 | 0 | 0 | 0 | 0 | 0 | 0 | 0 | 0 | 0 | 0 | 0 | 0 | 0 | 0 | 0 | 12
NO |  | 315 | 2011 | 0 | 32 | 32 |  | DAYTON BULK | NEW CANEY | 138 | 0 | Wood H Fr | 20.92 | 0.6 | 1 | 336 ACSR | 0 | 0 | 0 | 0 | 0 | 0 | 0 | 0 | 0 | 0 | 0 | 0 | 0 | 0 | 0 | 0 | 0 | 0 | 0 | 0 | 0 | 0 | 0 | 12
NO |  | 315 | 2011 | 0 | 33 | 33 |  | GRIMES | NAVASOTA | 138 | 0 | Wood H Fr | 27.54 | 0 | 1 | 649 ACAR | 0 | 0 | 0 | 0 | 0 | 0 | 0 | 0 | 0 | 0 | 0 | 0 | 0 | 0 | 0 | 0 | 0 | 0 | 0 | 0 | 0 | 0 | 0 | 12
NO |  | 315 | 2011 | 0 | 34 | 34 |  | NAVASOTA | COLLEGE STATION | 138 | 0 | Wood H Fr | 21.95 | 0 | 1 | 395 ACAR | 0 | 0 | 0 | 0 | 0 | 0 | 0 | 0 | 0 | 0 | 0 | 0 | 0 | 0 | 0 | 0 | 0 | 0 | 0 | 0 | 0 | 0 | 0 | 12
NO |  | 315 | 2011 | 0 | 35 | 35 |  | PEE DEE | BRYAN | 138 | 0 | Wood H Fr | 45.92 | 0 | 1 | 395 ACAR | 0 | 0 | 0 | 0 | 0 | 0 | 0 | 0 | 0 | 0 | 0 | 0 | 0 | 0 | 0 | 0 | 0 | 0 | 0 | 0 | 0 | 0 | 0 | 12
NO |  | 315 | 2011 | 1 | 1 | 1 |  | DOUCETTE | SAM DAM | 138 | 0 | Wood H Fr | 29.27 | 0 | 1 | 336 ACSR | 0 | 0 | 0 | 0 | 0 | 0 | 0 | 0 | 0 | 0 | 0 | 0 | 0 | 0 | 0 | 0 | 0 | 0 | 0 | 0 | 0 | 0 | 0 | 12
NO |  | 315 | 2011 | 1 | 2 | 2 |  | CONROE BULK | STRUCTURE NO. 363 | 138 | 0 | Wood H Fr | 2.55 | 0 | 1 | 336 ACSR | 0 | 0 | 0 | 0 | 0 | 0 | 0 | 0 | 0 | 0 | 0 | 0 | 0 | 0 | 0 | 0 | 0 | 0 | 0 | 0 | 0 | 0 | 0 | 12
NO |  | 315 | 2011 | 1 | 3 | 3 |  | LONGMIRE | NAVASOTA | 138 | 0 | Wood H Fr | 38.57 | 3.02 | 1 | 336 ACSR | 0 | 0 | 0 | 0 | 0 | 0 | 0 | 0 | 0 | 0 | 0 | 0 | 0 | 0 | 0 | 0 | 0 | 0 | 0 | 0 | 0 | 0 | 0 | 12
NO |  | 315 | 2011 | 1 | 4 | 4 |  | DOUCETTE | CORRIGAN | 138 | 0 | Wood H Fr | 27.65 | 0.21 | 1 | 336 ACSR | 0 | 0 | 0 | 0 | 0 | 0 | 0 | 0 | 0 | 0 | 0 | 0 | 0 | 0 | 0 | 0 | 0 | 0 | 0 | 0 | 0 | 0 | 0 | 12
NO |  | 315 | 2011 | 1 | 5 | 5 |  | HUNTSVILLE | RIVTRIN | 138 | 0 | Wood H Fr | 12.06 | 0 | 1 | 649 ACAR | 0 | 0 | 0 | 0 | 0 | 0 | 0 | 0 | 0 | 0 | 0 | 0 | 0 | 0 | 0 | 0 | 0 | 0 | 0 | 0 | 0 | 0 | 0 | 12
NO |  | 315 | 2011 | 1 | 6 | 6 |  | STRUCTURE NO. 152 | STRUCTURE NO. 172 | 138 | 0 | Wood H Fr | 2.26 | 0 | 1 | 336 ACSR | 0 | 0 | 0 | 0 | 0 | 0 | 0 | 0 | 0 | 0 | 0 | 0 | 0 | 0 | 0 | 0 | 0 | 0 | 0 | 0 | 0 | 0 | 0 | 12
NO |  | 315 | 2011 | 1 | 7 | 7 |  | LEWIS CREEK | HUNTSVILLE | 138 | 0 | Wood H Fr | 21.4 | 4.65 | 1 | 649 ACAR | 0 | 0 | 0 | 0 | 0 | 0 | 0 | 0 | 0 | 0 | 0 | 0 | 0 | 0 | 0 | 0 | 0 | 0 | 0 | 0 | 0 | 0 | 0 | 12
NO |  | 315 | 2011 | 1 | 8 | 8 |  | STRUCTURE 152 | DAYTON BULK | 138 | 0 | Wood H Fr | 42.97 | 0 | 1 | 336 ACSR | 0 | 0 | 0 | 0 | 0 | 0 | 0 | 0 | 0 | 0 | 0 | 0 | 0 | 0 | 0 | 0 | 0 | 0 | 0 | 0 | 0 | 0 | 0 | 12
NO |  | 315 | 2011 | 1 | 9 | 9 |  | SOUTH BEAUMONT | CHEEK | 138 | 0 | Wood H Fr | 59.22 | 0 | 1 | 336 ACSR | 0 | 0 | 0 | 0 | 0 | 0 | 0 | 0 | 0 | 0 | 0 | 0 | 0 | 0 | 0 | 0 | 0 | 0 | 0 | 0 | 0 | 0 | 0 | 12
NO |  | 315 | 2011 | 1 | 10 | 10 |  | SABINE | PORT NECHES BULK | 138 | 0 | Steel Tow | 7.19 | 0 | 1 | 1033 ACSR | 0 | 0 | 0 | 0 | 0 | 0 | 0 | 0 | 0 | 0 | 0 | 0 | 0 | 0 | 0 | 0 | 0 | 0 | 0 | 0 | 0 | 0 | 0 | 12
NO |  | 315 | 2011 | 1 | 11 | 11 |  | RAYWOOD | CITY OF LIBERTY (NATIONAL) | 138 | 0 | Wood H Fr | 8.17 | 0.01 | 1 | 1033 AA | 0 | 0 | 0 | 0 | 0 | 0 | 0 | 0 | 0 | 0 | 0 | 0 | 0 | 0 | 0 | 0 | 0 | 0 | 0 | 0 | 0 | 0 | 0 | 12
NO |  | 315 | 2011 | 1 | 12 | 12 |  | KOUNTZE BULK | EVADALE | 138 | 0 | Wood H Fr | 17.42 | 0 | 1 | 336 ACSR | 0 | 0 | 0 | 0 | 0 | 0 | 0 | 0 | 0 | 0 | 0 | 0 | 0 | 0 | 0 | 0 | 0 | 0 | 0 | 0 | 0 | 0 | 0 | 12
NO |  | 315 | 2011 | 1 | 13 | 13 |  | SHILOH | BAYSHORE | 138 | 0 | Wood H Fr | 8.48 | 3.31 | 1 | 336 AA | 0 | 0 | 0 | 0 | 0 | 0 | 0 | 0 | 0 | 0 | 0 | 0 | 0 | 0 | 0 | 0 | 0 | 0 | 0 | 0 | 0 | 0 | 0 | 12
NO |  | 315 | 2011 | 1 | 14 | 14 |  | LINE NO. 86 | KLEMP | 138 | 0 | Sgl Wood | 0.04 | 0 | 1 | 336 ACSR | 0 | 0 | 0 | 0 | 0 | 0 | 0 | 0 | 0 | 0 | 0 | 0 | 0 | 0 | 0 | 0 | 0 | 0 | 0 | 0 | 0 | 0 | 0 | 12
NO |  | 315 | 2011 | 1 | 15 | 15 |  | NECHES STATION | CARROLL STREET | 138 | 0 | Wood H Fr | 2.35 | 0.6 | 1 | 4/0 CU | 0 | 0 | 0 | 0 | 0 | 0 | 0 | 0 | 0 | 0 | 0 | 0 | 0 | 0 | 0 | 0 | 0 | 0 | 0 | 0 | 0 | 0 | 0 | 12
NO |  | 315 | 2011 | 1 | 16 | 16 |  | SABINE | ORANGE | 138 | 0 | Wood H Fr | 6.02 | 3.74 | 1 | 1033 AA | 0 | 0 | 0 | 0 | 0 | 0 | 0 | 0 | 0 | 0 | 0 | 0 | 0 | 0 | 0 | 0 | 0 | 0 | 0 | 0 | 0 | 0 | 0 | 12
NO |  | 315 | 2011 | 1 | 17 | 17 |  | LEWIS CREEK | JACINTO | 138 | 0 | 2 Steel P | 28.88 | 0 | 1 | 395 ACAR | 0 | 0 | 0 | 0 | 0 | 0 | 0 | 0 | 0 | 0 | 0 | 0 | 0 | 0 | 0 | 0 | 0 | 0 | 0 | 0 | 0 | 0 | 0 | 12
NO |  | 315 | 2011 | 1 | 18 | 18 |  | LINE NO. 587 | JEFFCON | 138 | 0 | Wood H Fr | 2.25 | 0 | 1 | 395 ACAR | 0 | 0 | 0 | 0 | 0 | 0 | 0 | 0 | 0 | 0 | 0 | 0 | 0 | 0 | 0 | 0 | 0 | 0 | 0 | 0 | 0 | 0 | 0 | 12
NO |  | 315 | 2011 | 1 | 19 | 19 |  | UNION | MID COUNTY | 138 | 0 | Wood H Fr | 4.02 | 1.84 | 1 | 795 AA | 0 | 0 | 0 | 0 | 0 | 0 | 0 | 0 | 0 | 0 | 0 | 0 | 0 | 0 | 0 | 0 | 0 | 0 | 0 | 0 | 0 | 0 | 0 | 12
NO |  | 315 | 2011 | 1 | 20 | 20 |  | KOLBS | STRUCTURE NO. 20 | 138 | 0 | Sgl Wood | 0.18 | 1.32 | 2 | 395 ACAR | 0 | 0 | 0 | 0 | 0 | 0 | 0 | 0 | 0 | 0 | 0 | 0 | 0 | 0 | 0 | 0 | 0 | 0 | 0 | 0 | 0 | 0 | 0 | 12
NO |  | 315 | 2011 | 1 | 21 | 21 |  | NATIONAL | DAYTON BULK | 138 | 0 | Wood H Fr | 5.49 | 0.01 | 1 | 1033 AA | 0 | 0 | 0 | 0 | 0 | 0 | 0 | 0 | 0 | 0 | 0 | 0 | 0 | 0 | 0 | 0 | 0 | 0 | 0 | 0 | 0 | 0 | 0 | 12
NO |  | 315 | 2011 | 1 | 22 | 22 |  | SABINE | PORT NECHES BULK | 138 | 0 | Wood H Fr | 0.53 | 7.72 | 2 | 1033 ACSR | 0 | 0 | 0 | 0 | 0 | 0 | 0 | 0 | 0 | 0 | 0 | 0 | 0 | 0 | 0 | 0 | 0 | 0 | 0 | 0 | 0 | 0 | 0 | 12
NO |  | 315 | 2011 | 1 | 23 | 23 |  | LINE NO. 93 | CAMDEN | 138 | 0 | Wood H Fr | 3.3 | 0 | 1 | 336 ACSR | 0 | 0 | 0 | 0 | 0 | 0 | 0 | 0 | 0 | 0 | 0 | 0 | 0 | 0 | 0 | 0 | 0 | 0 | 0 | 0 | 0 | 0 | 0 | 12
NO |  | 315 | 2011 | 1 | 24 | 24 |  | SABINE | ORANGE | 138 | 0 | Wood H Fr | 9.76 | 0 | 1 | 1033 AA | 0 | 0 | 0 | 0 | 0 | 0 | 0 | 0 | 0 | 0 | 0 | 0 | 0 | 0 | 0 | 0 | 0 | 0 | 0 | 0 | 0 | 0 | 0 | 12
NO |  | 315 | 2011 | 1 | 25 | 25 |  | RIVTRIN | PEE DEE | 138 | 0 | Wood H Fr | 29.14 | 0.27 | 1 | 336 AA | 0 | 0 | 0 | 0 | 0 | 0 | 0 | 0 | 0 | 0 | 0 | 0 | 0 | 0 | 0 | 0 | 0 | 0 | 0 | 0 | 0 | 0 | 0 | 12
NO |  | 315 | 2011 | 1 | 26 | 26 |  | JAYHAWKER | LEWIS CREEK | 138 | 0 | Wood H Fr | 28.52 | 2.83 | 1 | 649 ACAR | 0 | 0 | 0 | 0 | 0 | 0 | 0 | 0 | 0 | 0 | 0 | 0 | 0 | 0 | 0 | 0 | 0 | 0 | 0 | 0 | 0 | 0 | 0 | 12
NO |  | 315 | 2011 | 1 | 27 | 27 |  | SABINE | STRUCTURE NO. 492/2 | 138 | 0 |  | 0 | 0.06 | 2 | 1033 AA | 0 | 0 | 0 | 0 | 0 | 0 | 0 | 0 | 0 | 0 | 0 | 0 | 0 | 0 | 0 | 0 | 0 | 0 | 0 | 0 | 0 | 0 | 0 | 12
NO |  | 315 | 2011 | 1 | 28 | 28 |  | SABINE | STRUCTURE NO. 3 | 138 | 0 | Wood H Fr | 0.18 | 0 | 1 | 649 ACAR | 0 | 0 | 0 | 0 | 0 | 0 | 0 | 0 | 0 | 0 | 0 | 0 | 0 | 0 | 0 | 0 | 0 | 0 | 0 | 0 | 0 | 0 | 0 | 12
NO |  | 315 | 2011 | 1 | 29 | 29 |  | SABINE | COW | 138 | 0 | Wood H Fr | 1.78 | 7.97 | 2 | 649 ACAR | 0 | 0 | 0 | 0 | 0 | 0 | 0 | 0 | 0 | 0 | 0 | 0 | 0 | 0 | 0 | 0 | 0 | 0 | 0 | 0 | 0 | 0 | 0 | 12
NO |  | 315 | 2011 | 1 | 30 | 30 |  | GRIMES | COLLEGE STATION | 138 | 0 | Wood H Fr | 24.46 | 0 | 1 | 649 ACAR | 0 | 0 | 0 | 0 | 0 | 0 | 0 | 0 | 0 | 0 | 0 | 0 | 0 | 0 | 0 | 0 | 0 | 0 | 0 | 0 | 0 | 0 | 0 | 12
NO |  | 315 | 2011 | 1 | 31 | 31 |  | LEWIS CREEK | RIVTRIN | 138 | 0 | Wood H Fr | 35.64 | 0 | 1 | 336 ACSR | 0 | 0 | 0 | 0 | 0 | 0 | 0 | 0 | 0 | 0 | 0 | 0 | 0 | 0 | 0 | 0 | 0 | 0 | 0 | 0 | 0 | 0 | 0 | 12
NO |  | 315 | 2011 | 1 | 32 | 32 |  | HUNTSVILLE | GRIMES | 138 | 0 | Wood H Fr | 26.79 | 0 | 1 | 649 ACAR | 0 | 0 | 0 | 0 | 0 | 0 | 0 | 0 | 0 | 0 | 0 | 0 | 0 | 0 | 0 | 0 | 0 | 0 | 0 | 0 | 0 | 0 | 0 | 12
NO |  | 315 | 2011 | 1 | 33 | 33 |  | TOLEDO BEND | CLECO (LEESVILLE) | 138 | 0 |  | 0 | 22.6 | 2 | 336 ACSR | 0 | 0 | 0 | 0 | 0 | 0 | 0 | 0 | 0 | 0 | 0 | 0 | 0 | 0 | 0 | 0 | 0 | 0 | 0 | 0 | 0 | 0 | 0 | 12
NO |  | 315 | 2011 | 1 | 34 | 34 |  | TOLEDO BEND | CLECO (FISHER) | 138 | 0 |  | 0 | 23.75 | 2 | 336 ACSR | 0 | 0 | 0 | 0 | 0 | 0 | 0 | 0 | 0 | 0 | 0 | 0 | 0 | 0 | 0 | 0 | 0 | 0 | 0 | 0 | 0 | 0 | 0 | 12
NO |  | 315 | 2011 | 1 | 35 | 35 |  | BAYSHORE | STOWELL | 138 | 0 | Wood H Fr | 21.77 | 0 | 1 | 336 ACSR | 0 | 0 | 0 | 0 | 0 | 0 | 0 | 0 | 0 | 0 | 0 | 0 | 0 | 0 | 0 | 0 | 0 | 0 | 0 | 0 | 0 | 0 | 0 | 12
NO |  | 315 | 2011 | 2 | 1 | 1 |  | NEWTON BULK | TOLEDO BEND | 138 | 0 | Wood H Fr | 27.29 | 0 | 1 | 336 ACSR | 0 | 0 | 0 | 0 | 0 | 0 | 0 | 0 | 0 | 0 | 0 | 0 | 0 | 0 | 0 | 0 | 0 | 0 | 0 | 0 | 0 | 0 | 0 | 12
NO |  | 315 | 2011 | 2 | 2 | 2 |  | MID COUNTY | PORT NECHES BULK | 138 | 0 | Steel Tow | 2.06 | 0 | 1 | 1033 ACSR | 0 | 0 | 0 | 0 | 0 | 0 | 0 | 0 | 0 | 0 | 0 | 0 | 0 | 0 | 0 | 0 | 0 | 0 | 0 | 0 | 0 | 0 | 0 | 12
NO |  | 315 | 2011 | 2 | 3 | 3 |  | NEW CANEY | CONROE BULK | 138 | 0 | Wood H Fr | 22.63 | 0 | 1 | 336 ACSR | 0 | 0 | 0 | 0 | 0 | 0 | 0 | 0 | 0 | 0 | 0 | 0 | 0 | 0 | 0 | 0 | 0 | 0 | 0 | 0 | 0 | 0 | 0 | 12
NO |  | 315 | 2011 | 2 | 4 | 4 |  | JEFFCON | LINE NO. 503 | 138 | 0 | Sgl Wood | 0.75 | 0.05 | 1 | 395 ACAR | 0 | 0 | 0 | 0 | 0 | 0 | 0 | 0 | 0 | 0 | 0 | 0 | 0 | 0 | 0 | 0 | 0 | 0 | 0 | 0 | 0 | 0 | 0 | 12
NO |  | 315 | 2011 | 2 | 5 | 5 |  | SAM DAM | NEWTON BULK | 138 | 0 | Wood H Fr | 29.42 | 0 | 1 | 336 ACSR | 0 | 0 | 0 | 0 | 0 | 0 | 0 | 0 | 0 | 0 | 0 | 0 | 0 | 0 | 0 | 0 | 0 | 0 | 0 | 0 | 0 | 0 | 0 | 12
NO |  | 315 | 2011 | 2 | 6 | 6 |  | ADJACENT | BRYAN | 138 | 0 | Wood H Fr | 10.92 | 0 | 1 | 395 ACAR | 0 | 0 | 0 | 0 | 0 | 0 | 0 | 0 | 0 | 0 | 0 | 0 | 0 | 0 | 0 | 0 | 0 | 0 | 0 | 0 | 0 | 0 | 0 | 12
NO |  | 315 | 2011 | 2 | 7 | 7 |  | LINE NO. 578 | TEXOMA | 138 | 0 | Sgl Wood | 0.32 | 0 | 1 | 395 ACAR | 0 | 0 | 0 | 0 | 0 | 0 | 0 | 0 | 0 | 0 | 0 | 0 | 0 | 0 | 0 | 0 | 0 | 0 | 0 | 0 | 0 | 0 | 0 | 12
NO |  | 315 | 2011 | 2 | 8 | 8 |  | CARROLL STREET | SOUTH BEAUMONT | 138 | 0 | Sgl Wood | 6.95 | 0.79 | 1 | 1024 ACAR | 0 | 0 | 0 | 0 | 0 | 0 | 0 | 0 | 0 | 0 | 0 | 0 | 0 | 0 | 0 | 0 | 0 | 0 | 0 | 0 | 0 | 0 | 0 | 12
NO |  | 315 | 2011 | 2 | 9 | 9 |  | CLEVELAND | JAYHAWKER | 138 | 0 | Wood H Fr | 4.58 | 0 | 1 | 649 ACAR | 0 | 0 | 0 | 0 | 0 | 0 | 0 | 0 | 0 | 0 | 0 | 0 | 0 | 0 | 0 | 0 | 0 | 0 | 0 | 0 | 0 | 0 | 0 | 12
NO |  | 315 | 2011 | 2 | 10 | 10 |  | GOSLIN | METRO | 138 | 0 | 1 Steel P | 2.62 | 0 | 1 | 649 ACAR | 0 | 0 | 0 | 0 | 0 | 0 | 0 | 0 | 0 | 0 | 0 | 0 | 0 | 0 | 0 | 0 | 0 | 0 | 0 | 0 | 0 | 0 | 0 | 12
NO |  | 315 | 2011 | 2 | 11 | 11 |  | EASTGATE | H.L.P. (HUFFMAN) | 138 | 0 | Sgl Wood | 4.7 | 0 | 1 | 649 ACAR | 0 | 0 | 0 | 0 | 0 | 0 | 0 | 0 | 0 | 0 | 0 | 0 | 0 | 0 | 0 | 0 | 0 | 0 | 0 | 0 | 0 | 0 | 0 | 12
NO |  | 315 | 2011 | 2 | 12 | 12 |  | JASPER | JASON | 138 | 0 | Sgl Wood | 2.63 | 0 | 1 | 395 ACAR | 0 | 0 | 0 | 0 | 0 | 0 | 0 | 0 | 0 | 0 | 0 | 0 | 0 | 0 | 0 | 0 | 0 | 0 | 0 | 0 | 0 | 0 | 0 | 12
NO |  | 315 | 2011 | 2 | 13 | 13 |  | LEWIS CREEK | LONGMIRE | 138 | 0 | Wood H Fr | 0.49 | 7.16 | 2 | 649 ACAR | 0 | 0 | 0 | 0 | 0 | 0 | 0 | 0 | 0 | 0 | 0 | 0 | 0 | 0 | 0 | 0 | 0 | 0 | 0 | 0 | 0 | 0 | 0 | 12
NO |  | 315 | 2011 | 2 | 14 | 14 |  | LINE NO. 435 | GORDON | 138 | 0 | Wood H Fr | 9.56 | 0 | 1 | 336 ACSR | 0 | 0 | 0 | 0 | 0 | 0 | 0 | 0 | 0 | 0 | 0 | 0 | 0 | 0 | 0 | 0 | 0 | 0 | 0 | 0 | 0 | 0 | 0 | 12
NO |  | 315 | 2011 | 2 | 15 | 15 |  | CONROE BULK | LEWIS CREEK | 138 | 0 | Wood H Fr | 13.39 | 4.42 | 1 | 649 ACAR | 0 | 0 | 0 | 0 | 0 | 0 | 0 | 0 | 0 | 0 | 0 | 0 | 0 | 0 | 0 | 0 | 0 | 0 | 0 | 0 | 0 | 0 | 0 | 12
NO |  | 315 | 2011 | 2 | 16 | 16 |  | COW | DUPONT SABINE NO. 4 | 138 | 0 | Wood H Fr | 0.97 | 0.04 | 1 | 795 ACSR | 0 | 0 | 0 | 0 | 0 | 0 | 0 | 0 | 0 | 0 | 0 | 0 | 0 | 0 | 0 | 0 | 0 | 0 | 0 | 0 | 0 | 0 | 0 | 12
NO |  | 315 | 2011 | 2 | 17 | 17 |  | ORANGE | GULFPOLY | 138 | 0 | Wood H Fr | 4.43 | 0 | 1 | 1033 ACSR | 0 | 0 | 0 | 0 | 0 | 0 | 0 | 0 | 0 | 0 | 0 | 0 | 0 | 0 | 0 | 0 | 0 | 0 | 0 | 0 | 0 | 0 | 0 | 12
NO |  | 315 | 2011 | 2 | 18 | 18 |  | LINE NO. 571 | OAK RIDGE | 138 | 0 | Wood H Fr | 8.57 | 0 | 1 | 649 ACAR | 0 | 0 | 0 | 0 | 0 | 0 | 0 | 0 | 0 | 0 | 0 | 0 | 0 | 0 | 0 | 0 | 0 | 0 | 0 | 0 | 0 | 0 | 0 | 12
NO |  | 315 | 2011 | 2 | 19 | 19 |  | JACINTO | CLEVELAND | 138 | 0 | Wood H Fr | 4.23 | 0.5 | 1 | 395 ACAR | 0 | 0 | 0 | 0 | 0 | 0 | 0 | 0 | 0 | 0 | 0 | 0 | 0 | 0 | 0 | 0 | 0 | 0 | 0 | 0 | 0 | 0 | 0 | 12
NO |  | 315 | 2011 | 2 | 20 | 20 |  | CENTRAL | UNION | 138 | 0 | 1 Steel P | 2.32 | 0 | 1 | 927 ACAR | 0 | 0 | 0 | 0 | 0 | 0 | 0 | 0 | 0 | 0 | 0 | 0 | 0 | 0 | 0 | 0 | 0 | 0 | 0 | 0 | 0 | 0 | 0 | 12
NO |  | 315 | 2011 | 2 | 21 | 21 |  | JACINTO | LINE NO. 582 | 138 | 0 | Wood H Fr | 27.96 | 4.16 | 1 | 649 ACAR | 0 | 0 | 0 | 0 | 0 | 0 | 0 | 0 | 0 | 0 | 0 | 0 | 0 | 0 | 0 | 0 | 0 | 0 | 0 | 0 | 0 | 0 | 0 | 12
NO |  | 315 | 2011 | 2 | 22 | 22 |  | STRUCTURE NO. 3 | STRUCTURE NO. 8 | 138 | 0 | Wood H Fr | 0.13 | 0.31 | 1 | 649 ACAR | 0 | 0 | 0 | 0 | 0 | 0 | 0 | 0 | 0 | 0 | 0 | 0 | 0 | 0 | 0 | 0 | 0 | 0 | 0 | 0 | 0 | 0 | 0 | 12
NO |  | 315 | 2011 | 2 | 23 | 23 |  | CONROE BULK | STRUCTURE NO. 112/18 | 138 | 0 |  | 0 | 2.55 | 2 | 649 ACAR | 0 | 0 | 0 | 0 | 0 | 0 | 0 | 0 | 0 | 0 | 0 | 0 | 0 | 0 | 0 | 0 | 0 | 0 | 0 | 0 | 0 | 0 | 0 | 12
NO |  | 315 | 2011 | 2 | 24 | 24 |  | LEWIS CREEK | GOSLIN | 138 | 0 | Wood H Fr | 18.85 | 1.56 | 1 | 649 ACAR | 0 | 0 | 0 | 0 | 0 | 0 | 0 | 0 | 0 | 0 | 0 | 0 | 0 | 0 | 0 | 0 | 0 | 0 | 0 | 0 | 0 | 0 | 0 | 12
NO |  | 315 | 2011 | 2 | 25 | 25 |  | LINE NO. 91 | LINE NO. 485 | 138 | 0 | Wood H Fr | 7.54 | 0 | 1 | 336 ACSR | 0 | 0 | 0 | 0 | 0 | 0 | 0 | 0 | 0 | 0 | 0 | 0 | 0 | 0 | 0 | 0 | 0 | 0 | 0 | 0 | 0 | 0 | 0 | 12
NO |  | 315 | 2011 | 2 | 26 | 26 |  | LINE NO. 87 | GEORGIA | 138 | 0 | Wood H Fr | 0.51 | 0 | 1 | 395 ACAR | 0 | 0 | 0 | 0 | 0 | 0 | 0 | 0 | 0 | 0 | 0 | 0 | 0 | 0 | 0 | 0 | 0 | 0 | 0 | 0 | 0 | 0 | 0 | 12
NO |  | 315 | 2011 | 2 | 27 | 27 |  | COW | GULFPOLY | 138 | 0 | Wood H Fr | 2.02 | 0.47 | 1 | 1033 ACSR | 0 | 0 | 0 | 0 | 0 | 0 | 0 | 0 | 0 | 0 | 0 | 0 | 0 | 0 | 0 | 0 | 0 | 0 | 0 | 0 | 0 | 0 | 0 | 12
NO |  | 315 | 2011 | 2 | 28 | 28 |  | LINE NO. 552 | PORT ACRES BULK | 138 | 0 | Sgl Wood | 0.53 | 0 | 1 | 395 ACAR | 0 | 0 | 0 | 0 | 0 | 0 | 0 | 0 | 0 | 0 | 0 | 0 | 0 | 0 | 0 | 0 | 0 | 0 | 0 | 0 | 0 | 0 | 0 | 12
NO |  | 315 | 2011 | 2 | 29 | 29 |  | BIG HILL | MID COUNTY | 138 | 0 | Wood H Fr | 23.95 | 4.09 | 1 | 395 ACAR | 0 | 0 | 0 | 0 | 0 | 0 | 0 | 0 | 0 | 0 | 0 | 0 | 0 | 0 | 0 | 0 | 0 | 0 | 0 | 0 | 0 | 0 | 0 | 12
NO |  | 315 | 2011 | 2 | 30 | 30 |  | COW | DUPONT SABINE NO. 3 | 138 | 0 | Steel Tow | 1.46 | 0 | 1 | 795 ACSR | 0 | 0 | 0 | 0 | 0 | 0 | 0 | 0 | 0 | 0 | 0 | 0 | 0 | 0 | 0 | 0 | 0 | 0 | 0 | 0 | 0 | 0 | 0 | 12
NO |  | 315 | 2011 | 2 | 31 | 31 |  | KOUNTZE BULK | DOUCETTE | 138 | 0 | Wood H Fr | 34.3 | 0 | 1 | 336 ACSR | 0 | 0 | 0 | 0 | 0 | 0 | 0 | 0 | 0 | 0 | 0 | 0 | 0 | 0 | 0 | 0 | 0 | 0 | 0 | 0 | 0 | 0 | 0 | 12
NO |  | 315 | 2011 | 2 | 32 | 32 |  | NECHES STATION | SOUTH BEAUMONT | 138 | 0 | Wood H Fr | 5.61 | 0 | 1 | 336 ACSR | 0 | 0 | 0 | 0 | 0 | 0 | 0 | 0 | 0 | 0 | 0 | 0 | 0 | 0 | 0 | 0 | 0 | 0 | 0 | 0 | 0 | 0 | 0 | 12
NO |  | 315 | 2011 | 2 | 33 | 33 |  | RAYWOOD | SHILOH | 138 | 0 | Wood H Fr | 11.64 | 0 | 1 | 336 AA | 0 | 0 | 0 | 0 | 0 | 0 | 0 | 0 | 0 | 0 | 0 | 0 | 0 | 0 | 0 | 0 | 0 | 0 | 0 | 0 | 0 | 0 | 0 | 12
NO |  | 315 | 2011 | 2 | 34 | 34 |  | STOWELL | BIG HILL | 138 | 0 | Wood H Fr | 9.66 | 5.71 | 1 | 395 ACAR | 0 | 0 | 0 | 0 | 0 | 0 | 0 | 0 | 0 | 0 | 0 | 0 | 0 | 0 | 0 | 0 | 0 | 0 | 0 | 0 | 0 | 0 | 0 | 12
NO |  | 315 | 2011 | 2 | 35 | 35 |  | CYPRESS | POCO | 138 | 0 | Wood H Fr | 45.01 | 6.51 | 1 | 336 ACSR | 0 | 0 | 0 | 0 | 0 | 0 | 0 | 0 | 0 | 0 | 0 | 0 | 0 | 0 | 0 | 0 | 0 | 0 | 0 | 0 | 0 | 0 | 0 | 12
NO |  | 315 | 2011 | 3 | 1 | 1 |  | SOUTH BEAUMONT | CENTRAL | 138 | 0 | Wood H Fr | 5.57 | 0.47 | 1 | 795 AA | 0 | 0 | 0 | 0 | 0 | 0 | 0 | 0 | 0 | 0 | 0 | 0 | 0 | 0 | 0 | 0 | 0 | 0 | 0 | 0 | 0 | 0 | 0 | 12
NO |  | 315 | 2011 | 3 | 2 | 2 |  | SOUTH BEAUMONT | CENTRAL LINE 429 | 138 | 0 | SNG CONCR | 0.69 | 0 | 1 | 1272 ACSR | 0 | 0 | 0 | 0 | 0 | 0 | 0 | 0 | 0 | 0 | 0 | 0 | 0 | 0 | 0 | 0 | 0 | 0 | 0 | 0 | 0 | 0 | 0 | 12
NO |  | 315 | 2011 | 3 | 3 | 3 |  | CHINA | RAYWOOD | 138 | 0 | Wood H Fr | 24.4 | 0 | 1 | 1033 AA | 0 | 0 | 0 | 0 | 0 | 0 | 0 | 0 | 0 | 0 | 0 | 0 | 0 | 0 | 0 | 0 | 0 | 0 | 0 | 0 | 0 | 0 | 0 | 12
NO |  | 315 | 2011 | 3 | 4 | 4 |  | CLECO | NEWTON BULK | 138 | 0 | Wood H Fr | 19.75 | 0 | 1 | 395 ACAR | 0 | 0 | 0 | 0 | 0 | 0 | 0 | 0 | 0 | 0 | 0 | 0 | 0 | 0 | 0 | 0 | 0 | 0 | 0 | 0 | 0 | 0 | 0 | 12
NO |  | 315 | 2011 | 3 | 5 | 5 |  | RIVTRIN | POCO | 138 | 0 | Wood H Fr | 34.36 | 0 | 1 | 336 ACSR | 0 | 0 | 0 | 0 | 0 | 0 | 0 | 0 | 0 | 0 | 0 | 0 | 0 | 0 | 0 | 0 | 0 | 0 | 0 | 0 | 0 | 0 | 0 | 12
NO |  | 315 | 2011 | 3 | 6 | 6 |  | RICH | JACINTO | 138 | 0 | Wood H Fr | 19.97 | 0 | 1 | 649 ACAR | 0 | 0 | 0 | 0 | 0 | 0 | 0 | 0 | 0 | 0 | 0 | 0 | 0 | 0 | 0 | 0 | 0 | 0 | 0 | 0 | 0 | 0 | 0 | 12
NO |  | 315 | 2011 | 3 | 7 | 7 |  | POCO | LIVINGSTON | 138 | 0 | Wood H Fr | 2.6 | 0 | 1 | 649 ACAR | 0 | 0 | 0 | 0 | 0 | 0 | 0 | 0 | 0 | 0 | 0 | 0 | 0 | 0 | 0 | 0 | 0 | 0 | 0 | 0 | 0 | 0 | 0 | 12
NO |  | 315 | 2011 | 3 | 8 | 8 |  | RIVTRIN | CORRIGAN BULK | 138 | 0 | Wood H Fr | 42.39 | 1.5 | 1 | 336 ACSR | 0 | 0 | 0 | 0 | 0 | 0 | 0 | 0 | 0 | 0 | 0 | 0 | 0 | 0 | 0 | 0 | 0 | 0 | 0 | 0 | 0 | 0 | 0 | 12
NO |  | 315 | 2011 | 3 | 9 | 9 |  | GOSLIN | STRUCTURE 22 OF LINE 169 | 138 | 0 | Sgl Wood | 6.82 | 0 | 1 | 1033 AA | 0 | 0 | 0 | 0 | 0 | 0 | 0 | 0 | 0 | 0 | 0 | 0 | 0 | 0 | 0 | 0 | 0 | 0 | 0 | 0 | 0 | 0 | 0 | 12
NO |  | 315 | 2011 | 3 | 10 | 10 |  | CYPRESS | KOUNTZE BULK | 138 | 0 | Wood H Fr | 6.54 | 0 | 1 | 649 ACAR | 0 | 0 | 0 | 0 | 0 | 0 | 0 | 0 | 0 | 0 | 0 | 0 | 0 | 0 | 0 | 0 | 0 | 0 | 0 | 0 | 0 | 0 | 0 | 12
NO |  | 315 | 2011 | 3 | 11 | 11 |  | JACINTO | CYPRESS | 138 | 0 | Wood H Fr | 53.39 | 0 | 1 | 649 ACAR | 0 | 0 | 0 | 0 | 0 | 0 | 0 | 0 | 0 | 0 | 0 | 0 | 0 | 0 | 0 | 0 | 0 | 0 | 0 | 0 | 0 | 0 | 0 | 12
NO |  | 315 | 2011 | 3 | 12 | 12 |  | MEMORIAL SUB | MID COUNTY SUB | 138 | 0 | Sng Deadend | 0.2 | 0 | 1 | 649 ACAR | 0 | 0 | 0 | 0 | 0 | 0 | 0 | 0 | 0 | 0 | 0 | 0 | 0 | 0 | 0 | 0 | 0 | 0 | 0 | 0 | 0 | 0 | 0 | 12
NO |  | 315 | 2011 | 3 | 13 | 13 |  | METRO | OAKRIDGE | 138 | 0 | 1 Steel P | 1.72 | 0 | 1 | 649 ACAR | 0 | 0 | 0 | 0 | 0 | 0 | 0 | 0 | 0 | 0 | 0 | 0 | 0 | 0 | 0 | 0 | 0 | 0 | 0 | 0 | 0 | 0 | 0 | 12
NO |  | 315 | 2011 | 3 | 14 | 14 |  | CONROE BULK | GRIMES | 138 | 0 | Wood H Fr | 44.86 | 1.01 | 1 | 649 ACAR | 0 | 0 | 0 | 0 | 0 | 0 | 0 | 0 | 0 | 0 | 0 | 0 | 0 | 0 | 0 | 0 | 0 | 0 | 0 | 0 | 0 | 0 | 0 | 12
NO |  | 315 | 2011 | 3 | 15 | 15 |  | CONROE | FOREST | 138 | 0 | Steel Pol | 8 | 0 | 0 | 666*2 | 0 | 0 | 0 | 0 | 0 | 0 | 0 | 0 | 0 | 0 | 0 | 0 | 0 | 0 | 0 | 0 | 0 | 0 | 0 | 0 | 0 | 0 | 0 | 12
NO |  | 315 | 2011 | 3 | 16 | 16 |  | LINE NO. 411 | KICKAPOO | 138 | 0 | Wood H Fr | 0.89 | 0 | 1 | 395 ACAR | 0 | 0 | 0 | 0 | 0 | 0 | 0 | 0 | 0 | 0 | 0 | 0 | 0 | 0 | 0 | 0 | 0 | 0 | 0 | 0 | 0 | 0 | 0 | 12
NO |  | 315 | 2011 | 3 | 17 | 17 |  | NECHES | SABINE | 138 | 0 | Wood H Fr | 14.16 | 0 | 1 | 1033 AA | 0 | 0 | 0 | 0 | 0 | 0 | 0 | 0 | 0 | 0 | 0 | 0 | 0 | 0 | 0 | 0 | 0 | 0 | 0 | 0 | 0 | 0 | 0 | 12
NO |  | 315 | 2011 | 3 | 18 | 18 |  | NECHES | SABINE | 138 | 0 | Wood H Fr | 9.94 | 4.48 | 1 | 1033 AA | 0 | 0 | 0 | 0 | 0 | 0 | 0 | 0 | 0 | 0 | 0 | 0 | 0 | 0 | 0 | 0 | 0 | 0 | 0 | 0 | 0 | 0 | 0 | 12
NO |  | 315 | 2011 | 3 | 19 | 19 |  | Total 138kv lines | Total 138kv lines | 0 | 0 |  | 1313.36 | 131.94 | 101 | 0 | 0 | 0 | 0 | 0 | 0 | 0 | 0 | 0 | 0 | 0 | 0 | 0 | 0 | 0 | 0 | 0 | 0 | 0 | 0 | 0 | 0 | 0 | 0 | 12
NO |  | 315 | 2011 | 3 | 20 | 20 |  |  | Total 138 KV | 0 | 0 |  | 0 | 0 | 0 | 0 | 32887973 | 176462019 | 209349992 | 0 | 0 | 0 | 0 | 0 | 0 | 0 | 0 | 0 | 0 | 0 | 0 | 0 | 0 | 0 | 0 | 0 | 0 | 0 | 0 | 12
SI/SI | A | 315 | 2011 | 3 | 21 | 21 |  |  | Total 69kv lines | 69 | 0 |  | 532.32 | 120.93 | 0 | 0 | 3657228 | 85372878 | 89030106 | 0 | 0 | 0 | 2929433.6874 | 0 | 0 | 0 | 0 | 0 | 0 | 0 | 0 | 0 | 0 | 0 | 0 | 0 | 0 | 0 | 0 | 12
NO |  | 315 | 2011 | 3 | 23 | 23 |  |  | Total Transmission Lines | 0 | 0 |  | 0 | 0 | 0 | 0 | 0 | 0 | 0 | 12119394 | 2430962 | 591782 | 15142138 | 0 | 0 | 0 | 0 | 0 | 0 | 0 | 0 | 0 | 0 | 0 | 0 | 0 | 0 | 0 | 0 | 12
NO |  | 315 | 2011 | 3 | 24 | 24 |  |  |  | 0 | 0 |  | 0 | 0 | 0 | 0 | 0 | 0 | 0 | 0 | 0 | 0 | 0 | 0 | 0 | 0 | 0 | 0 | 0 | 0 | 0 | 0 | 0 | 0 | 0 | 0 | 0 | 0 | 0 | 12
NO |  | 315 | 2011 | 3 | 25 | 25 |  |  |  | 0 | 0 |  | 0 | 0 | 0 | 0 | 0 | 0 | 0 | 0 | 0 | 0 | 0 | 0 | 0 | 0 | 0 | 0 | 0 | 0 | 0 | 0 | 0 | 0 | 0 | 0 | 0 | 0 | 0 | 12
NO |  | 315 | 2011 | 3 | 26 | 26 |  |  |  | 0 | 0 |  | 0 | 0 | 0 | 0 | 0 | 0 | 0 | 0 | 0 | 0 | 0 | 0 | 0 | 0 | 0 | 0 | 0 | 0 | 0 | 0 | 0 | 0 | 0 | 0 | 0 | 0 | 0 | 12
NO |  | 315 | 2011 | 3 | 27 | 27 |  |  |  | 0 | 0 |  | 0 | 0 | 0 | 0 | 0 | 0 | 0 | 0 | 0 | 0 | 0 | 0 | 0 | 0 | 0 | 0 | 0 | 0 | 0 | 0 | 0 | 0 | 0 | 0 | 0 | 0 | 0 | 12
NO |  | 315 | 2011 | 3 | 28 | 28 |  |  |  | 0 | 0 |  | 0 | 0 | 0 | 0 | 0 | 0 | 0 | 0 | 0 | 0 | 0 | 0 | 0 | 0 | 0 | 0 | 0 | 0 | 0 | 0 | 0 | 0 | 0 | 0 | 0 | 0 | 0 | 12
NO |  | 315 | 2011 | 0 | 36 | 36 |  | TOTAL |  | 0 | 0 |  | 2360.44 | 284.52 | 122 |  | 54524541 | 405668894 | 460193435 | 12119394 | 2430962 | 591782 | 15142138 | 0 | 0 | 0 | 0 | 0 | 0 | 0 | 0 | 0 | 0 | 0 | 0 | 0 | 0 | 0 | 0 | 12
NO |  | 10 | 2011 | 0 | 1 | 1 |  | Conastone West | MD/PA Line (Huntertown) | 500 | 500 | Towers (A) | 25.12 | 0 | 1 | 2493 ACAR | 0 | 0 | 0 | 0 | 0 | 0 | 0 | 610100059 | 0 | 0 | 0 | 0 | 0 | 0 | 0 | 0 | 0 | 0 | 0 | 0 | 0 | 0 | 0 | 12
NO |  | 10 | 2011 | 0 | 2 | 2 |  | Conastone East | MD/PA Line (Peach Bottom) | 500 | 500 | Towers (A) | 10.07 | 0 | 1 | 2493 ACAR | 0 | 0 | 0 | 0 | 0 | 0 | 0 | 0 | 0 | 0 | 0 | 0 | 0 | 0 | 0 | 0 | 0 | 0 | 0 | 0 | 0 | 0 | 0 | 12
NO |  | 10 | 2011 | 0 | 3 | 3 |  | Conastone | Vic. Twr 108 (Brighton Tap) | 500 | 500 | Towers (A) | 47.92 | 0 | 1 | 2300 ACSR | 0 | 0 | 0 | 0 | 0 | 0 | 0 | 0 | 0 | 0 | 0 | 0 | 0 | 0 | 0 | 0 | 0 | 0 | 0 | 0 | 0 | 0 | 0 | 12
NO |  | 10 | 2011 | 0 | 4 | 4 |  | Vic. Twr 108 (Brighton Tap) | Twr 159 (Vic Doubs) | 500 | 500 | Towers (A) | 10.56 | 0 | 1 | 2300 ACSR | 0 | 0 | 0 | 0 | 0 | 0 | 0 | 0 | 0 | 0 | 0 | 0 | 0 | 0 | 0 | 0 | 0 | 0 | 0 | 0 | 0 | 0 | 0 | 12
NO |  | 10 | 2011 | 0 | 5 | 5 |  | Calvert Cliffs (East) | Waugh Chapel | 500 | 500 | Towers (A) | 37.99 | 0 | 1 | 2300 ACSR | 0 | 0 | 0 | 0 | 0 | 0 | 0 | 0 | 0 | 0 | 0 | 0 | 0 | 0 | 0 | 0 | 0 | 0 | 0 | 0 | 0 | 0 | 0 | 12
NO |  | 10 | 2011 | 0 | 6 | 6 |  |  |  | 0 | 0 | Steel Poles(A) | 8.84 | 0 | 1 | 2300 ACSR | 0 | 0 | 0 | 0 | 0 | 0 | 0 | 0 | 0 | 0 | 0 | 0 | 0 | 0 | 0 | 0 | 0 | 0 | 0 | 0 | 0 | 0 | 0 | 12
NO |  | 10 | 2011 | 0 | 7 | 7 |  |  |  | 0 | 0 | Towers (B) | 2.59 | 0 | 1 | 1590 ACSR | 0 | 0 | 0 | 0 | 0 | 0 | 0 | 0 | 0 | 0 | 0 | 0 | 0 | 0 | 0 | 0 | 0 | 0 | 0 | 0 | 0 | 0 | 0 | 12
NO |  | 10 | 2011 | 0 | 8 | 8 |  |  |  | 0 | 0 | Steel Poles(B) | 0.39 | 0 | 1 | 1590 ACSR | 0 | 0 | 0 | 0 | 0 | 0 | 0 | 0 | 0 | 0 | 0 | 0 | 0 | 0 | 0 | 0 | 0 | 0 | 0 | 0 | 0 | 0 | 0 | 12
NO |  | 10 | 2011 | 0 | 9 | 9 |  | Calvert Cliffs (West) | Waugh Chapel | 500 | 500 | Towers (A) | 38.83 | 0 | 1 | 2300 ACSR | 0 | 0 | 0 | 0 | 0 | 0 | 0 | 0 | 0 | 0 | 0 | 0 | 0 | 0 | 0 | 0 | 0 | 0 | 0 | 0 | 0 | 0 | 0 | 12
NO |  | 10 | 2011 | 0 | 10 | 10 |  |  |  | 0 | 0 | Steel Poles(A) | 8.99 | 0 | 1 | 2300 ACSR | 0 | 0 | 0 | 0 | 0 | 0 | 0 | 0 | 0 | 0 | 0 | 0 | 0 | 0 | 0 | 0 | 0 | 0 | 0 | 0 | 0 | 0 | 0 | 12
NO |  | 10 | 2011 | 0 | 11 | 11 |  | Calvert Cliffs | Tower 2241k (vic.Chaulk Pt) | 500 | 500 | Towers (A) | 2.05 | 0 | 1 | 2300 ACSR | 0 | 0 | 0 | 0 | 0 | 0 | 0 | 0 | 0 | 0 | 0 | 0 | 0 | 0 | 0 | 0 | 0 | 0 | 0 | 0 | 0 | 0 | 0 | 12
NO |  | 10 | 2011 | 0 | 12 | 12 |  |  |  | 0 | 0 | Steel Poles(A) | 0.44 | 0 | 1 | 2300 ACSR | 0 | 0 | 0 | 0 | 0 | 0 | 0 | 0 | 0 | 0 | 0 | 0 | 0 | 0 | 0 | 0 | 0 | 0 | 0 | 0 | 0 | 0 | 0 | 12
NO |  | 10 | 2011 | 0 | 13 | 13 |  |  |  | 0 | 0 | Towers (B) | 4.6 | 0 | 1 | 1590 ACSR | 0 | 0 | 0 | 0 | 0 | 0 | 0 | 0 | 0 | 0 | 0 | 0 | 0 | 0 | 0 | 0 | 0 | 0 | 0 | 0 | 0 | 0 | 0 | 12
NO |  | 10 | 2011 | 0 | 14 | 14 |  |  |  | 0 | 0 | Steel Poles(B) | 1.68 | 0 | 1 | 1590 ACSR | 0 | 0 | 0 | 0 | 0 | 0 | 0 | 0 | 0 | 0 | 0 | 0 | 0 | 0 | 610100059 | 0 | 0 | 0 | 0 | 0 | 0 | 0 | 0 | 12
NO |  | 10 | 2011 | 0 | 15 | 15 |  | Calvert Cliffs | Unit 1 | 500 | 500 | Steel Poles(A) | 0.17 | 0 | 1 | 2167 ACSR | 0 | 0 | 0 | 0 | 0 | 0 | 0 | 0 | 0 | 0 | 0 | 0 | 0 | 0 | 0 | 0 | 0 | 0 | 0 | 0 | 0 | 0 | 0 | 12
NO |  | 10 | 2011 | 0 | 16 | 16 |  | Calvert Cliffs | Unit 2 | 500 | 500 | Steel Poles(A) | 0.18 | 0 | 1 | 2167 ACSR | 0 | 0 | 0 | 0 | 0 | 0 | 0 | 0 | 0 | 0 | 0 | 0 | 0 | 0 | 0 | 0 | 0 | 0 | 0 | 0 | 0 | 0 | 0 | 12
NO |  | 10 | 2011 | 0 | 17 | 17 |  | Calvert Cliffs Black Bus | Calvert Cliffs P-13000-1 | 500 | 500 | Steel Poles | 0.17 | 0 | 1 | 2167 ACSR | 0 | 0 | 0 | 0 | 0 | 0 | 0 | 0 | 0 | 0 | 0 | 0 | 0 | 0 | 0 | 0 | 0 | 0 | 0 | 0 | 0 | 0 | 0 | 12
NO |  | 10 | 2011 | 0 | 18 | 18 |  | Calvert Cliffs Red Bus | Calvert Cliffs P-13000-2 | 500 | 500 | Steel Poles | 0.09 | 0 | 1 | 2167 ACSR | 0 | 0 | 0 | 0 | 0 | 0 | 0 | 0 | 0 | 0 | 0 | 0 | 0 | 0 | 0 | 0 | 0 | 0 | 0 | 0 | 0 | 0 | 0 | 12
NO |  | 10 | 2011 | 0 | 19 | 19 |  | Waugh Chapel | TWR 59 @ vic. High Ridge | 500 | 500 | Towers (B) | 8.96 | 0 | 1 | 1590 ACSR | 0 | 0 | 0 | 0 | 0 | 0 | 0 | 0 | 0 | 0 | 0 | 0 | 0 | 0 | 0 | 0 | 0 | 0 | 0 | 0 | 0 | 0 | 0 | 12
NO |  | 10 | 2011 | 0 | 20 | 20 |  |  |  | 0 | 0 | Steel Poles(B) | 8.04 | 0 | 1 | 1590 ACSR | 13590983 | 85831932 | 99422915 | 115993 | 1902033 | 144374 | 2162400 | 0 | 0 | 0 | 0 | 0 | 0 | 0 | 0 | 0 | 0 | 0 | 0 | 0 | 0 | 0 | 0 | 12
NO |  | 10 | 2011 | 0 | 21 | 21 |  | ACQS-230-2 Tap | ACQS-230-2 | 230 | 230 | Steel Poles | 0.15 | 0 | 1 | 1033 ACSr | 0 | 0 | 0 | 0 | 0 | 0 | 0 | 0 | 0 | 0 | 0 | 0 | 0 | 0 | 0 | 0 | 0 | 0 | 0 | 0 | 0 | 0 | 0 | 12
NO |  | 10 | 2011 | 0 | 22 | 22 |  | Jericho Park (G) | Buena Vista | 230 | 230 | Towers | 1.41 | 0 | 2 | 1272 ACSR | 0 | 0 | 0 | 0 | 0 | 0 | 0 | 0 | 0 | 0 | 0 | 0 | 0 | 0 | 0 | 0 | 0 | 0 | 0 | 0 | 0 | 0 | 0 | 12
NO |  | 10 | 2011 | 0 | 23 | 23 |  |  |  | 0 | 0 | Steel Poles | 3.88 | 0 | 2 | 1272 ACSR | 0 | 0 | 0 | 0 | 0 | 0 | 0 | 0 | 0 | 0 | 0 | 0 | 0 | 0 | 0 | 0 | 0 | 0 | 0 | 0 | 0 | 0 | 0 | 12
NO |  | 10 | 2011 | 0 | 24 | 24 |  | Brandon Shores | ACQS-230-1 | 230 | 230 | Steel Poles | 0.17 | 0 | 1 | 1033.5 ACSR | 0 | 0 | 0 | 0 | 0 | 0 | 0 | 0 | 0 | 0 | 0 | 0 | 0 | 0 | 0 | 0 | 0 | 0 | 0 | 0 | 0 | 0 | 0 | 12
NO |  | 10 | 2011 | 0 | 25 | 25 |  | Conastone | MD/PA Line (Otter Creek) | 230 | 230 | Towers | 1.62 | 0 | 1 | 795 ACSR | 0 | 0 | 0 | 0 | 0 | 0 | 0 | 0 | 0 | 0 | 0 | 0 | 0 | 0 | 0 | 0 | 0 | 0 | 0 | 0 | 0 | 0 | 0 | 12
NO |  | 10 | 2011 | 0 | 26 | 26 |  |  |  | 0 | 0 | Towers | 3.04 | 0 | 1 | 1590 ACSR | 0 | 0 | 0 | 0 | 0 | 0 | 0 | 0 | 0 | 0 | 0 | 0 | 0 | 0 | 0 | 0 | 0 | 0 | 0 | 0 | 0 | 0 | 0 | 12
NO |  | 10 | 2011 | 0 | 27 | 27 |  | Columbia | Snowden River Tap | 230 | 230 | Tower | 0.56 | 0 | 2 | 1590 ACSR | 0 | 0 | 0 | 0 | 0 | 0 | 0 | 0 | 0 | 0 | 0 | 0 | 0 | 0 | 0 | 0 | 0 | 0 | 0 | 0 | 0 | 0 | 0 | 12
NO |  | 10 | 2011 | 0 | 28 | 28 |  | Columbia | Wilde Lake | 230 | 230 | Steel Poles | 3.19 | 0 | 2 | 795 ACSR | 0 | 0 | 0 | 0 | 0 | 0 | 0 | 0 | 0 | 0 | 0 | 0 | 0 | 0 | 0 | 0 | 0 | 0 | 0 | 0 | 0 | 0 | 0 | 12
NO |  | 10 | 2011 | 0 | 30 | 30 |  | Northwest | Conastone | 230 | 230 | Towers | 23.86 | 0 | 2 | 1590 ACSR | 0 | 0 | 0 | 0 | 0 | 0 | 0 | 0 | 0 | 0 | 0 | 0 | 0 | 0 | 0 | 0 | 0 | 0 | 0 | 0 | 0 | 0 | 0 | 12
NO |  | 10 | 2011 | 0 | 32 | 32 |  | Conastone | Graceton | 230 | 230 | Towers (E) | 8.61 | 0 | 1 | 1272 ACSR | 0 | 0 | 0 | 0 | 0 | 0 | 0 | 0 | 0 | 0 | 0 | 0 | 0 | 0 | 0 | 0 | 0 | 0 | 0 | 0 | 0 | 0 | 0 | 12
NO |  | 10 | 2011 | 0 | 33 | 33 |  | Northwest #2 | Granite | 230 | 230 | Towers | 8.42 | 0 | 2 | 1590 ACSR | 0 | 0 | 0 | 0 | 0 | 0 | 0 | 0 | 0 | 0 | 0 | 0 | 0 | 0 | 0 | 0 | 0 | 0 | 0 | 0 | 0 | 0 | 0 | 12
NO |  | 10 | 2011 | 0 | 34 | 34 |  | Granite | Howard | 230 | 230 | Towers | 8.55 | 0 | 2 | 1590 ACSR | 0 | 0 | 0 | 0 | 0 | 0 | 0 | 0 | 0 | 0 | 0 | 0 | 0 | 0 | 0 | 0 | 0 | 0 | 0 | 0 | 0 | 0 | 0 | 12
NO |  | 10 | 2011 | 0 | 35 | 35 |  | Howard | High Ridge | 230 | 230 | Towers | 7.93 | 0 | 2 | 1590 ACSR | 0 | 0 | 0 | 0 | 0 | 0 | 0 | 0 | 0 | 0 | 0 | 0 | 0 | 0 | 0 | 0 | 0 | 0 | 0 | 0 | 0 | 0 | 0 | 12
NO |  | 10 | 2011 | 1 | 1 | 1 |  | Howard | Pumphrey | 230 | 230 | Towers | 8.7 | 0 | 1 | 795 ACSR | 0 | 0 | 0 | 0 | 0 | 0 | 0 | 0 | 0 | 0 | 0 | 0 | 0 | 0 | 0 | 0 | 0 | 0 | 0 | 0 | 0 | 0 | 0 | 12
NO |  | 10 | 2011 | 1 | 2 | 2 |  | High Ridge | Burtonsville (G) | 230 | 230 | Towers | 3.87 | 0 | 2 | 1590 ACSR | 0 | 0 | 0 | 0 | 0 | 0 | 0 | 0 | 0 | 0 | 0 | 0 | 0 | 0 | 0 | 0 | 0 | 0 | 0 | 0 | 0 | 0 | 0 | 12
NO |  | 10 | 2011 | 1 | 3 | 3 |  | High Ridge | Snowden River Tap | 230 | 230 | Tower | 3.79 | 0 | 1 | 795 ACSR | 0 | 0 | 0 | 0 | 0 | 0 | 0 | 0 | 0 | 0 | 0 | 0 | 0 | 0 | 0 | 0 | 0 | 0 | 0 | 0 | 0 | 0 | 0 | 12
NO |  | 10 | 2011 | 1 | 4 | 4 |  | Graceton | Raphael Road | 230 | 230 | Towers | 19.73 | 0 | 1 | 795 ACSR | 0 | 0 | 0 | 0 | 0 | 0 | 0 | 0 | 0 | 0 | 0 | 0 | 0 | 0 | 0 | 0 | 0 | 0 | 0 | 0 | 0 | 0 | 0 | 12
NO |  | 10 | 2011 | 1 | 5 | 5 |  | Northeast | Riverside | 230 | 230 | Towers | 5.57 | 0 | 2 | 2167 ACSR | 0 | 0 | 0 | 0 | 0 | 0 | 0 | 0 | 0 | 0 | 0 | 0 | 0 | 0 | 0 | 0 | 0 | 0 | 0 | 0 | 0 | 0 | 0 | 12
NO |  | 10 | 2011 | 1 | 6 | 6 |  |  |  | 0 | 0 | Steel Poles | 5.27 | 0 | 2 | 2167 ACSR | 0 | 0 | 0 | 0 | 0 | 0 | 0 | 0 | 0 | 0 | 0 | 0 | 0 | 0 | 0 | 0 | 0 | 0 | 0 | 0 | 0 | 0 | 0 | 12
NO |  | 10 | 2011 | 1 | 7 | 7 |  | Graceton (East) | MD/PA Line (Cooper) | 230 | 230 | Towers | 1.85 | 0 | 1 | 795 ACSR | 0 | 0 | 0 | 0 | 0 | 0 | 0 | 0 | 0 | 0 | 0 | 0 | 0 | 0 | 0 | 0 | 0 | 0 | 0 | 0 | 0 | 0 | 0 | 12
NO |  | 10 | 2011 | 1 | 8 | 8 |  | Graceton (West) | MD/PA Line (Manor) | 230 | 230 | Towers | 1.41 | 0 | 1 | 795 ACSR | 0 | 0 | 0 | 0 | 0 | 0 | 0 | 0 | 0 | 0 | 0 | 0 | 0 | 0 | 0 | 0 | 0 | 0 | 0 | 0 | 0 | 0 | 0 | 12
NO |  | 10 | 2011 | 1 | 9 | 9 |  | Waugh Chapel | Jericho Park (G) | 230 | 230 | Towers (A) | 6.23 | 0 | 2 | 1590 ACSR | 0 | 0 | 0 | 0 | 0 | 0 | 0 | 0 | 0 | 0 | 0 | 0 | 0 | 0 | 0 | 0 | 0 | 0 | 0 | 0 | 0 | 0 | 0 | 12
NO |  | 10 | 2011 | 1 | 10 | 10 |  | Waugh Chapel | Brandon Shores | 230 | 230 | Towers | 11.12 | 0 | 2 | 2167 ACSR | 0 | 0 | 0 | 0 | 0 | 0 | 0 | 0 | 0 | 0 | 0 | 0 | 0 | 0 | 0 | 0 | 0 | 0 | 0 | 0 | 0 | 0 | 0 | 12
NO |  | 10 | 2011 | 1 | 11 | 11 |  |  |  | 0 | 0 | Steel Poles | 3.29 | 0 | 2 | 2167 ACSR | 0 | 0 | 0 | 0 | 0 | 0 | 0 | 0 | 0 | 0 | 0 | 0 | 0 | 0 | 0 | 0 | 0 | 0 | 0 | 0 | 0 | 0 | 0 | 12
NO |  | 10 | 2011 | 1 | 12 | 12 |  | Waugh Chapel | High Ridge | 230 | 230 | Towers | 9.2 | 0 | 2 | 2167 ACSR | 0 | 0 | 0 | 0 | 0 | 0 | 0 | 0 | 0 | 0 | 0 | 0 | 0 | 0 | 0 | 0 | 0 | 0 | 0 | 0 | 0 | 0 | 0 | 12
NO |  | 10 | 2011 | 1 | 13 | 13 |  |  |  | 0 | 0 | Steel Poles | 7.69 | 0 | 2 | 2167 ACSR | 0 | 0 | 0 | 0 | 0 | 0 | 0 | 0 | 0 | 0 | 0 | 0 | 0 | 0 | 0 | 0 | 0 | 0 | 0 | 0 | 0 | 0 | 0 | 12
NO |  | 10 | 2011 | 1 | 14 | 14 |  | Brandon Shores | Riverside | 230 | 230 | Towers | 2.27 | 0 | 1 | 2167 ACSR | 0 | 0 | 0 | 0 | 0 | 0 | 0 | 0 | 0 | 0 | 0 | 0 | 0 | 0 | 0 | 0 | 0 | 0 | 0 | 0 | 0 | 0 | 0 | 12
NO |  | 10 | 2011 | 1 | 15 | 15 |  |  |  | 0 | 0 | Submarine (C) | 2.15 | 0 | 2 | 2500 COPPER | 0 | 0 | 0 | 0 | 0 | 0 | 0 | 0 | 0 | 0 | 0 | 0 | 0 | 0 | 0 | 0 | 0 | 0 | 0 | 0 | 0 | 0 | 0 | 12
NO |  | 10 | 2011 | 1 | 16 | 16 |  | Brandon Shores | Riverside | 230 | 230 | Steel Poles(A) | 2.07 | 0 | 1 | 1272 ACSR | 0 | 0 | 0 | 0 | 0 | 0 | 0 | 0 | 0 | 0 | 0 | 0 | 0 | 0 | 0 | 0 | 0 | 0 | 0 | 0 | 0 | 0 | 0 | 12
NO |  | 10 | 2011 | 1 | 17 | 17 |  | Brandon Shores | Unit 1 | 230 | 230 | Steel Poles | 0.06 | 0 | 1 | 1272 ACSR | 0 | 0 | 0 | 0 | 0 | 0 | 0 | 0 | 0 | 0 | 0 | 0 | 0 | 0 | 0 | 0 | 0 | 0 | 0 | 0 | 0 | 0 | 0 | 12
NO |  | 10 | 2011 | 1 | 18 | 18 |  | Brandon Shores | Unit 2 | 230 | 230 | Steel Poles | 0.06 | 0 | 1 | 1272 ACSR | 0 | 0 | 0 | 0 | 0 | 0 | 0 | 0 | 0 | 0 | 0 | 0 | 0 | 0 | 0 | 0 | 0 | 0 | 0 | 0 | 0 | 0 | 0 | 12
NO |  | 10 | 2011 | 1 | 19 | 19 |  | Brandon Shores | Starter Service 1 | 230 | 230 | Steel Poles | 0.06 | 0 | 1 | 795 ACSR | 0 | 0 | 0 | 0 | 0 | 0 | 0 | 0 | 0 | 0 | 0 | 0 | 0 | 0 | 0 | 0 | 0 | 0 | 0 | 0 | 0 | 0 | 0 | 12
NO |  | 10 | 2011 | 1 | 20 | 20 |  | Brandon Shores | Starter Service 2 | 230 | 230 | Steel Poles | 0.06 | 0 | 1 | 1033.5 ACSR | 0 | 0 | 0 | 0 | 0 | 0 | 0 | 0 | 0 | 0 | 0 | 0 | 0 | 0 | 0 | 0 | 0 | 0 | 0 | 0 | 0 | 0 | 0 | 12
NO |  | 10 | 2011 | 1 | 21 | 21 |  | Brandon Shores | Wagner 230- 1 | 230 | 230 | Towers | 0.48 | 0 | 1 | 2167 ACSR | 0 | 0 | 0 | 0 | 0 | 0 | 0 | 0 | 0 | 0 | 0 | 0 | 0 | 0 | 0 | 0 | 0 | 0 | 0 | 0 | 0 | 0 | 0 | 12
NO |  | 10 | 2011 | 1 | 22 | 22 |  | Brandon Shores | Wagner 230-2 | 230 | 230 | Towers | 0.49 | 0 | 1 | 2167 ACSR | 0 | 0 | 0 | 0 | 0 | 0 | 0 | 0 | 0 | 0 | 0 | 0 | 0 | 0 | 0 | 0 | 0 | 0 | 0 | 0 | 0 | 0 | 0 | 12
NO |  | 10 | 2011 | 1 | 23 | 23 |  | Brandon Shores | Wagner #4 | 230 | 230 | Towers | 0.4 | 0 | 1 | 2167 ACSR | 0 | 0 | 0 | 0 | 0 | 0 | 0 | 0 | 0 | 0 | 0 | 0 | 0 | 0 | 0 | 0 | 0 | 0 | 0 | 0 | 0 | 0 | 0 | 12
NO |  | 10 | 2011 | 1 | 24 | 24 |  | Northeast | Raphael Road | 230 | 230 | Steel Poles | 3.95 | 0 | 2 | 2167 ACSR | 0 | 0 | 0 | 0 | 0 | 0 | 0 | 0 | 0 | 0 | 0 | 0 | 0 | 0 | 0 | 0 | 0 | 0 | 0 | 0 | 0 | 0 | 0 | 12
NO |  | 10 | 2011 | 1 | 25 | 25 |  | Otter Point | Raphael Road | 230 | 230 | Steel Poles | 7.34 | 0 | 2 | 2167 ACSR | 0 | 0 | 0 | 0 | 0 | 0 | 0 | 0 | 0 | 0 | 0 | 0 | 0 | 0 | 0 | 0 | 0 | 0 | 0 | 0 | 0 | 0 | 0 | 12
NO |  | 10 | 2011 | 1 | 26 | 26 |  | Otter Point | Perryman | 230 | 230 | Steel Poles | 4.01 | 0 | 2 | 2167 ACSR | 13449035 | 80428617 | 93877652 | 97924 | 1832073 | 121883 | 2051880 | 0 | 0 | 0 | 0 | 0 | 0 | 0 | 610100060 | 0 | 0 | 0 | 0 | 0 | 0 | 0 | 0 | 12
NO |  | 10 | 2011 | 1 | 27 | 27 |  | Perryville | MD/PA State Line | 138 | 138 | Towers | 13.61 | 0 | 4 | 397.5 ACSR | 0 | 0 | 0 | 7252 | 120384 | 9027 | 136663 | 0 | 0 | 0 | 0 | 0 | 0 | 0 | 0 | 0 | 0 | 0 | 0 | 0 | 0 | 0 | 0 | 12
NO |  | 10 | 2011 | 1 | 28 | 28 |  | Various |  | 115 | 115 | Towers | 200.11 | 0 | 1 | Various | 0 | 0 | 0 | 0 | 0 | 0 | 0 | 0 | 0 | 0 | 0 | 0 | 0 | 0 | 0 | 0 | 0 | 0 | 0 | 0 | 0 | 0 | 0 | 12
NO |  | 10 | 2011 | 1 | 29 | 29 |  |  |  | 0 | 0 | Wood Poles | 63.99 | 0 | 1 | Various | 0 | 0 | 0 | 0 | 0 | 0 | 0 | 0 | 0 | 0 | 0 | 0 | 0 | 0 | 0 | 0 | 0 | 0 | 0 | 0 | 0 | 0 | 0 | 12
NO |  | 10 | 2011 | 1 | 30 | 30 |  |  |  | 0 | 0 | Wood H-Frame | 31.02 | 0 | 1 | Various | 0 | 0 | 0 | 0 | 0 | 0 | 0 | 0 | 0 | 0 | 0 | 0 | 0 | 0 | 0 | 0 | 0 | 0 | 0 | 0 | 0 | 0 | 0 | 12
NO |  | 10 | 2011 | 1 | 31 | 31 |  |  |  | 0 | 0 | Steel Poles | 52.65 | 0 | 1 | Various | 0 | 0 | 0 | 0 | 0 | 0 | 0 | 0 | 0 | 0 | 0 | 0 | 0 | 0 | 0 | 0 | 0 | 0 | 0 | 0 | 0 | 0 | 0 | 12
NO |  | 10 | 2011 | 1 | 32 | 32 |  |  |  | 0 | 0 | Steel H Column | 0.13 | 0 | 1 | Various | 0 | 0 | 0 | 0 | 0 | 0 | 0 | 0 | 0 | 0 | 0 | 0 | 0 | 0 | 0 | 0 | 0 | 0 | 0 | 0 | 0 | 0 | 0 | 12
NO |  | 10 | 2011 | 1 | 33 | 33 |  |  |  | 0 | 0 | Undergrnd (D | 81.51 | 0 | 1 | Various | 0 | 0 | 0 | 0 | 0 | 0 | 0 | 0 | 0 | 0 | 0 | 610100061 | 0 | 0 | 0 | 0 | 0 | 0 | 0 | 0 | 0 | 0 | 0 | 12
NO |  | 10 | 2011 | 1 | 34 | 34 |  |  |  | 0 | 0 | Steel Poles | 12.27 | 0 | 2 | Various | 0 | 0 | 0 | 0 | 0 | 0 | 0 | 0 | 0 | 0 | 0 | 0 | 0 | 0 | 0 | 0 | 0 | 0 | 0 | 0 | 0 | 0 | 0 | 12
SI/SI | S | 10 | 2011 | 1 | 35 | 35 |  |  |  | 0 | 0 | Undergrnd(D) | 5.96 | 0 | 2 | Various 115 Kv | 6808421 | 106267515 | 113075936 | 249437 | 5094249 | 310468 | 5654154 | 0 | 0 | 0 | 0 | 0 | 0 | 0 | 0 | 0 | 0 | 0 | 0 | 0 | 0 | 0 | 0 | 12
SI/SI | S | 10 | 2011 | 2 | 1 | 1 |  | Westport | Riverside | 35 | 35 | Undergrnd & | 32 | 0 | 6 | Various 33 Kv | 0 | 1543741 | 1543741 | 26643 | 432728 | 33162 | 492533 | 0 | 0 | 0 | 0 | 0 | 0 | 0 | 0 | 0 | 0 | 0 | 0 | 0 | 0 | 0 | 0 | 12
NO |  | 10 | 2011 | 2 | 2 | 2 |  |  |  | 0 | 0 | Submarine | 18 | 0 | 6 |  | 0 | 0 | 0 | 0 | 0 | 0 | 0 | 0 | 0 | 0 | 0 | 0 | 0 | 0 | 0 | 0 | 0 | 0 | 0 | 0 | 0 | 0 | 0 | 12
NO |  | 10 | 2011 | 0 | 36 | 36 |  | TOTAL |  | 0 | 0 |  | 912.7 | 0 | 107 |  | 33848439 | 274071805 | 307920244 | 497249 | 9381467 | 618914 | 10497630 | 0 | 0 | 0 | 0 | 0 | 0 | 0 | 0 | 0 | 0 | 0 | 0 | 0 | 0 | 0 | 0 | 12
NO |  | 10 | 2011 | 0 | 29 | 29 |  | Snowden River Tap | Snowden River | 230 | 230 | Steel Poles | 1.26 | 0 | 2 | 795 ACSR | 0 | 0 | 0 | 0 | 0 | 0 | 0 | 0 | 0 | 0 | 0 | 0 | 0 | 0 | 0 | 0 | 0 | 0 | 0 | 0 | 0 | 0 | 0 | 12
NO |  | 268 | 2011 | 0 | 1 | 1 |  | South McAllen | Bentsen | 138 | 138 | Steel Monopole | 3.29 | 0 | 1 | 1590MCM ACSS | 0 | 0 | 0 | 0 | 0 | 0 | 0 | 0 | 0 | 0 | 0 | 0 | 0 | 0 | 0 | 0 | 0 | 0 | 0 | 0 | 0 | 0 | 0 | 12
NO |  | 268 | 2011 | 0 | 2 | 2 |  | Bentsen | Railroad | 138 | 138 | Steel Monopole | 2.74 | 0 | 1 | 1590MCM ACSS | 0 | 0 | 0 | 0 | 0 | 0 | 0 | 0 | 0 | 0 | 0 | 0 | 0 | 0 | 0 | 0 | 0 | 0 | 0 | 0 | 0 | 0 | 0 | 12
NO |  | 268 | 2011 | 0 | 3 | 3 |  | Railroad | South Mission | 138 | 138 | Steel Monopole | 3.88 | 0 | 1 | 1590MCM ACSS | 0 | 0 | 0 | 0 | 0 | 0 | 0 | 0 | 0 | 0 | 0 | 0 | 0 | 0 | 0 | 0 | 0 | 0 | 0 | 0 | 0 | 0 | 0 | 12
NO |  | 268 | 2011 | 0 | 4 | 4 |  | South Mission | Frontero SS | 138 | 138 | Steel Monopole | 4.33 | 0 | 1 | 1590MCM ACSS | 0 | 0 | 0 | 0 | 0 | 0 | 0 | 0 | 0 | 0 | 0 | 0 | 0 | 0 | 0 | 0 | 0 | 0 | 0 | 0 | 0 | 0 | 0 | 12
NO |  | 268 | 2011 | 0 | 5 | 5 |  | Railroad | Cumbres | 138 | 138 | Steel Monopole | 0.68 | 0 | 1 | 295 MCM ACSS | 0 | 0 | 0 | 0 | 0 | 0 | 0 | 0 | 0 | 0 | 0 | 0 | 0 | 0 | 0 | 0 | 0 | 0 | 0 | 0 | 0 | 0 | 0 | 12
NO |  | 268 | 2011 | 0 | 36 | 36 |  | TOTAL |  | 0 | 0 |  | 14.92 | 0 | 5 |  | 0 | 0 | 0 | 0 | 0 | 0 | 0 | 0 | 0 | 0 | 0 | 0 | 0 | 0 | 0 | 0 | 0 | 0 | 0 | 0 | 0 | 0 | 0 | 12
NO |  | 445 | 2011 | 0 | 1 | 1 |  | 2254 South Midland | 2478 Vealmoor | 138 | 138 | single pole | 305.32 | 0 | 0 | 795 MCM | 0 | 0 | 0 | 6964445 | 568583 | 0 | 7533028 | 0 | 0 | 0 | 0 | 0 | 0 | 0 | 0 | 0 | 0 | 0 | 0 | 0 | 0 | 0 | 0 | 12
NO |  | 445 | 2011 | 0 | 2 | 2 |  | (The transmission system |  | 0 | 0 |  | 0 | 0 | 0 |  | 0 | 0 | 0 | 0 | 0 | 0 | 0 | 0 | 0 | 0 | 0 | 0 | 0 | 0 | 0 | 0 | 0 | 0 | 0 | 0 | 0 | 0 | 0 | 12
NO |  | 445 | 2011 | 0 | 3 | 3 |  | is leased from SDTS FERC,) |  | 0 | 0 |  | 0 | 0 | 0 |  | 0 | 0 | 0 | 0 | 0 | 0 | 0 | 0 | 0 | 0 | 0 | 0 | 0 | 0 | 0 | 0 | 0 | 0 | 0 | 0 | 0 | 0 | 0 | 12
NO |  | 445 | 2011 | 0 | 36 | 36 |  | TOTAL |  | 0 | 0 |  | 305.32 | 0 | 0 |  | 0 | 0 | 0 | 6964445 | 568583 | 0 | 7533028 | 0 | 0 | 0 | 0 | 0 | 0 | 0 | 0 | 0 | 0 | 0 | 0 | 0 | 0 | 0 | 0 | 12
NO |  | 50 | 2011 | 0 | 1 | 1 |  | W-1 Joppa | DOE Bus | 161 | 161 | Steel Tower | 10.2 | 0 | 0 | ACS R | 12265 | 1465876 | 1478141 | 0 | 0 | 0 | 0 | 0 | 0 | 0 | 0 | 0 | 0 | 0 | 0 | 0 | 0 | 0 | 0 | 0 | 0 | 0 | 0 | 12
NO |  | 50 | 2011 | 0 | 2 | 2 |  |  |  | 0 | 0 | and Wood H | 0 | 0 | 0 |  | 0 | 0 | 0 | 0 | 0 | 0 | 0 | 0 | 0 | 0 | 0 | 0 | 0 | 0 | 0 | 0 | 0 | 0 | 0 | 0 | 0 | 0 | 0 | 12
NO |  | 50 | 2011 | 0 | 4 | 4 |  | X-2 Joppa | DOE Bus | 161 | 161 | Steel Tower | 10.2 | 0 | 0 | ACS R | 12265 | 647341 | 659606 | 0 | 0 | 0 | 0 | 0 | 0 | 0 | 0 | 0 | 0 | 0 | 0 | 0 | 0 | 0 | 0 | 0 | 0 | 0 | 0 | 12
NO |  | 50 | 2011 | 0 | 5 | 5 |  |  |  | 0 | 0 | and Wood H | 0 | 0 | 0 |  | 0 | 0 | 0 | 0 | 0 | 0 | 0 | 0 | 0 | 0 | 0 | 0 | 0 | 0 | 0 | 0 | 0 | 0 | 0 | 0 | 0 | 0 | 0 | 12
NO |  | 50 | 2011 | 0 | 7 | 7 |  | Y-3 Joppa | DOE Bus | 161 | 161 | Steel Tower | 9.8 | 0 | 0 | ACS R | 12265 | 1478834 | 1491099 | 0 | 0 | 0 | 0 | 0 | 0 | 0 | 0 | 0 | 0 | 0 | 0 | 0 | 0 | 0 | 0 | 0 | 0 | 0 | 0 | 12
NO |  | 50 | 2011 | 0 | 8 | 8 |  |  |  | 0 | 0 | and Wood H | 0 | 0 | 0 |  | 0 | 0 | 0 | 0 | 0 | 0 | 0 | 0 | 0 | 0 | 0 | 0 | 0 | 0 | 0 | 0 | 0 | 0 | 0 | 0 | 0 | 0 | 0 | 12
NO |  | 50 | 2011 | 0 | 10 | 10 |  | Z-4 Joppa | DOE Bus | 161 | 161 | Steel Tower | 7.8 | 0 | 0 | ACS R | 12265 | 499278 | 511543 | 0 | 0 | 0 | 0 | 0 | 0 | 0 | 0 | 0 | 0 | 0 | 0 | 0 | 0 | 0 | 0 | 0 | 0 | 0 | 0 | 12
NO |  | 50 | 2011 | 0 | 11 | 11 |  |  |  | 0 | 0 | and Wood H | 0 | 0 | 0 |  | 0 | 0 | 0 | 0 | 0 | 0 | 0 | 0 | 0 | 0 | 0 | 0 | 0 | 0 | 0 | 0 | 0 | 0 | 0 | 0 | 0 | 0 | 0 | 12
NO |  | 50 | 2011 | 0 | 13 | 13 |  | U-5 Joppa | DOE Bus | 161 | 161 | Steel Tower | 8.5 | 0 | 0 | ACS R | 12265 | 1513892 | 1526157 | 0 | 0 | 0 | 0 | 0 | 0 | 0 | 0 | 0 | 0 | 0 | 0 | 0 | 0 | 0 | 0 | 0 | 0 | 0 | 0 | 12
NO |  | 50 | 2011 | 0 | 14 | 14 |  |  |  | 0 | 0 | and Wood H | 0 | 0 | 0 |  | 0 | 0 | 0 | 0 | 0 | 0 | 0 | 0 | 0 | 0 | 0 | 0 | 0 | 0 | 0 | 0 | 0 | 0 | 0 | 0 | 0 | 0 | 0 | 12
NO |  | 50 | 2011 | 0 | 16 | 16 |  | V-6 Joppa | DOE Bus | 161 | 161 | Steel Tower | 8.4 | 0 | 0 | ACS R | 12265 | 668392 | 680657 | 0 | 0 | 0 | 0 | 0 | 0 | 0 | 0 | 0 | 0 | 0 | 0 | 0 | 0 | 0 | 0 | 0 | 0 | 0 | 0 | 12
NO |  | 50 | 2011 | 0 | 17 | 17 |  |  |  | 0 | 0 | and Wood H | 0 | 0 | 0 |  | 0 | 0 | 0 | 0 | 0 | 0 | 0 | 0 | 0 | 0 | 0 | 0 | 0 | 0 | 0 | 0 | 0 | 0 | 0 | 0 | 0 | 0 | 0 | 12
NO |  | 50 | 2011 | 0 | 19 | 19 |  | Expenses |  | 0 | 0 |  | 0 | 0 | 0 |  | 0 | 0 | 0 | 0 | 0 | 0 | 0 | 0 | 0 | 0 | 0 | 0 | 0 | 0 | 0 | 0 | 0 | 0 | 0 | 0 | 0 | 0 | 0 | 12
NO |  | 50 | 2011 | 0 | 20 | 20 |  | applicable |  | 0 | 0 |  | 0 | 0 | 0 |  | 0 | 0 | 0 | 0 | 0 | 0 | 0 | 0 | 0 | 0 | 0 | 0 | 0 | 0 | 0 | 0 | 0 | 0 | 0 | 0 | 0 | 0 | 0 | 12
NO |  | 50 | 2011 | 0 | 21 | 21 |  | to all lines |  | 0 | 0 |  | 0 | 0 | 0 |  | 0 | 0 | 0 | 6844649 | 709916 | 315649 | 7870214 | 0 | 0 | 0 | 0 | 0 | 0 | 0 | 0 | 0 | 0 | 0 | 0 | 0 | 0 | 0 | 0 | 12
NO |  | 50 | 2011 | 0 | 36 | 36 |  | TOTAL |  | 0 | 0 |  | 54.9 | 0 | 0 |  | 73590 | 6273613 | 6347203 | 6844649 | 709916 | 315649 | 7870214 | 0 | 0 | 0 | 0 | 0 | 0 | 0 | 0 | 0 | 0 | 0 | 0 | 0 | 0 | 0 | 0 | 12
NO |  | 196 | 2011 | 0 | 1 | 1 |  | None |  | 0 | 0 |  | 0 | 0 | 0 |  | 0 | 0 | 0 | 0 | 0 | 0 | 0 | 0 | 0 | 0 | 0 | 0 | 0 | 0 | 0 | 0 | 0 | 0 | 0 | 0 | 0 | 0 | 0 | 12
NO |  | 196 | 2011 | 0 | 36 | 36 |  | TOTAL |  | 0 | 0 |  | 0 | 0 | 0 |  | 0 | 0 | 0 | 0 | 0 | 0 | 0 | 0 | 0 | 0 | 0 | 0 | 0 | 0 | 0 | 0 | 0 | 0 | 0 | 0 | 0 | 0 | 0 | 12
NO |  | 5 | 2011 | 0 | 1 | 1 |  | Bath | Valley | 500 | 500 | Steel Tower | 51.8 | 0 | 1 | 2500 ACAR | 953455 | 14743845 | 15697300 | 1595 | 767323 | 0 | 768918 | 0 | 0 | 0 | 0 | 0 | 0 | 0 | 0 | 0 | 0 | 0 | 610050026 | 0 | 0 | 0 | 0 | 12
NO |  | 5 | 2011 | 0 | 3 | 3 |  | Bath | Lexington | 500 | 500 | Steel Tower | 34.7 | 0 | 1 | 2500 ACAR | 452926 | 9872376 | 10325302 | 0 | 0 | 0 | 0 | 0 | 0 | 0 | 0 | 0 | 0 | 0 | 0 | 0 | 0 | 0 | 0 | 0 | 0 | 0 | 0 | 12
NO |  | 5 | 2011 | 0 | 35 | 35 |  | Expenses, Excluding | Depreciation and Taxes | 0 | 0 |  | 0 | 0 | 0 |  | 0 | 0 | 0 | 0 | 0 | 0 | 0 | 0 | 0 | 0 | 0 | 0 | 0 | 0 | 0 | 0 | 0 | 0 | 0 | 0 | 0 | 0 | 0 | 12
NO |  | 5 | 2011 | 0 | 36 | 36 |  | TOTAL |  | 0 | 0 |  | 86.5 | 0 | 2 |  | 1406381 | 24616221 | 26022602 | 1595 | 767323 | 0 | 768918 | 0 | 0 | 0 | 0 | 0 | 0 | 0 | 0 | 0 | 0 | 0 | 0 | 0 | 0 | 0 | 0 | 12
NO |  | 311 | 2011 | 0 | 1 | 1 |  | 502 JCT | Mt. Storm | 500 | 500 |  | 0 | 0 | 0 |  | 0 | 0 | 0 | 0 | 0 | 0 | 0 | 0 | 0 | 0 | 0 | 0 | 0 | 0 | 0 | 0 | 0 | 0 | 0 | 0 | 0 | 0 | 0 | 12
NO |  | 311 | 2011 | 0 | 2 | 2 |  | Meadowbrook | Loudon | 500 | 500 |  | 0 | 0 | 0 |  | 0 | 0 | 0 | 0 | 0 | 0 | 0 | 0 | 0 | 0 | 0 | 0 | 0 | 0 | 0 | 0 | 0 | 0 | 0 | 0 | 0 | 0 | 0 | 12
NO |  | 311 | 2011 | 0 | 3 | 3 |  | Mt. Storm | Meadowbrook | 500 | 500 |  | 0 | 0 | 0 |  | 0 | 0 | 0 | 0 | 0 | 0 | 0 | 0 | 0 | 0 | 0 | 0 | 0 | 0 | 0 | 0 | 0 | 0 | 0 | 0 | 0 | 0 | 0 | 12
NO |  | 311 | 2011 | 0 | 4 | 4 |  | 502 JCT | Territorial Line PA-Trail | 500 | 500 |  | 0 | 0 | 0 |  | 42012798 | 915134129 | 957146927 | 630286 | 516589 | -4 | 1146871 | 0 | 0 | 0 | 0 | 0 | 0 | 0 | 0 | 0 | 0 | 0 | 0 | 0 | 0 | 0 | 0 | 12
NO |  | 311 | 2011 | 0 | 36 | 36 |  | TOTAL |  | 0 | 0 |  | 0 | 0 | 0 |  | 42012798 | 915134129 | 957146927 | 630286 | 516589 | -4 | 1146871 | 0 | 0 | 0 | 0 | 0 | 0 | 0 | 0 | 0 | 0 | 0 | 0 | 0 | 0 | 0 | 0 | 12
NO |  | 313 | 2011 | 0 | 1 | 1 |  | PATH Allegheny Transmission |  | 500 | 500 |  | 0 | 0 | 0 |  | 8227742 | 0 | 8227742 | 2714631 | 0 | 0 | 2714631 | 0 | 0 | 0 | 0 | 0 | 0 | 0 | 0 | 0 | 0 | 0 | 0 | 0 | 0 | 0 | 0 | 12
NO |  | 313 | 2011 | 0 | 2 | 2 |  | Welton Spring | Kemptown | 230 | 230 |  | 0 | 0 | 0 |  | 0 | 736141 | 736141 | 0 | 0 | 0 | 0 | 0 | 0 | 0 | 0 | 0 | 0 | 0 | 0 | 0 | 0 | 0 | 0 | 0 | 0 | 0 | 0 | 12
NO |  | 313 | 2011 | 0 | 36 | 36 |  | TOTAL |  | 0 | 0 |  | 0 | 0 | 0 |  | 8227742 | 736141 | 8963883 | 2714631 | 0 | 0 | 2714631 | 0 | 0 | 0 | 0 | 0 | 0 | 0 | 0 | 0 | 0 | 0 | 0 | 0 | 0 | 0 | 0 | 12
NO |  | 262 | 2011 | 0 | 1 | 1 |  | Joppa CTG | Joppa 345 | 161 | 161 | Wood H | 0.42 | 0 | 1 | 1033.5 kc mile | 9000 | 90800 | 99800 | 0 | 0 | 0 | 0 | 0 | 0 | 0 | 0 | 0 | 0 | 0 | 0 | 0 | 0 | 0 | 0 | 0 | 0 | 0 | 0 | 12
NO |  | 262 | 2011 | 0 | 2 | 2 |  |  |  | 0 | 0 |  | 0 | 0 | 0 | ACS R | 0 | 0 | 0 | 0 | 0 | 0 | 0 | 0 | 0 | 0 | 0 | 0 | 0 | 0 | 0 | 0 | 0 | 0 | 0 | 0 | 0 | 0 | 0 | 12
NO |  | 262 | 2011 | 0 | 36 | 36 |  | TOTAL |  | 0 | 0 |  | 0.42 | 0 | 1 |  | 9000 | 90800 | 99800 | 0 | 0 | 0 | 0 | 0 | 0 | 0 | 0 | 0 | 0 | 0 | 0 | 0 | 0 | 0 | 0 | 0 | 0 | 0 | 0 | 12
NO |  | 151 | 2011 | 0 | 1 | 1 |  | RG&E System |  | 115 | 115 |  | 340.64 | 0 | 0 |  | 0 | 0 | 0 | 0 | 0 | 0 | 0 | 0 | 0 | 0 | 0 | 0 | 0 | 0 | 0 | 0 | 0 | 0 | 0 | 0 | 0 | 0 | 0 | 12
NO |  | 151 | 2011 | 0 | 2 | 2 |  |  |  | 34.5 | 34.5 |  | 804.86 | 0 | 0 |  | 0 | 0 | 0 | 0 | 0 | 0 | 0 | 0 | 0 | 0 | 0 | 0 | 0 | 0 | 0 | 0 | 0 | 0 | 0 | 0 | 0 | 0 | 0 | 12
NO |  | 151 | 2011 | 0 | 3 | 3 |  |  |  | 11 | 11 |  | 137.82 | 0 | 0 |  | 0 | 0 | 0 | 0 | 0 | 0 | 0 | 0 | 0 | 0 | 0 | 0 | 0 | 0 | 0 | 0 | 0 | 0 | 0 | 0 | 0 | 0 | 0 | 12
SI/NO | A | 151 | 2011 | 0 | 36 | 36 |  | TOTAL |  | 0 | 0 |  | 1283.32 | 0 | 0 |  | 9879159 | 235283736 | 245162895 | 0 | 0 | 0 | 5799009.1578 | 0 | 0 | 0 | 0 | 0 | 0 | 0 | 0 | 0 | 0 | 0 | 0 | 0 | 0 | 0 | 0 | 12
NO |  | 151 | 2011 | 0 | 32 | 32 |  |  |  | 0 | 0 |  | 0 | 0 | 0 |  | 9879159 | 235283736 | 245162895 | 0 | 0 | 0 | 0 | 0 | 0 | 0 | 0 | 0 | 0 | 0 | 0 | 0 | 0 | 0 | 0 | 0 | 0 | 0 | 0 | 12
NO |  | 115 | 2011 | 0 | 1 | 1 |  | Bainbridge | Beaverkill (T-147) | 345 | 345 |  | 49 | 0 | 1 | 1033.5 MCM | 0 | 0 | 0 | 0 | 0 | 0 | 0 | 0 | 0 | 0 | 0 | 0 | 0 | 0 | 0 | 0 | 0 | 0 | 0 | 0 | 0 | 0 | 0 | 12
NO |  | 115 | 2011 | 0 | 2 | 2 |  | Bainbridge |  | 345 | 345 | Stl. Tower | 1 | 0 | 1 | BACSR | 0 | 0 | 0 | 0 | 0 | 0 | 0 | 0 | 0 | 0 | 0 | 0 | 0 | 0 | 0 | 0 | 0 | 0 | 0 | 0 | 0 | 0 | 0 | 12
NO |  | 115 | 2011 | 0 | 3 | 3 |  | Delhi | Hazel-Coopers | 345 | 345 | H. Frame | 22 | 0 | 1 | 1033.5 ACSR | 0 | 0 | 0 | 0 | 0 | 0 | 0 | 0 | 0 | 0 | 0 | 0 | 0 | 0 | 0 | 0 | 0 | 0 | 0 | 0 | 0 | 0 | 0 | 12
NO |  | 115 | 2011 | 0 | 4 | 4 |  | Homer City | Stolle Road | 345 | 345 | H. Frame | 6 | 0 | 1 | 1033 ACSR | 0 | 0 | 0 | 0 | 0 | 0 | 0 | 0 | 0 | 0 | 0 | 0 | 0 | 0 | 0 | 0 | 0 | 0 | 0 | 0 | 0 | 0 | 0 | 12
NO |  | 115 | 2011 | 0 | 5 | 5 |  |  |  | 345 | 345 | H. Frame | 17 | 0 | 2 | 1033 ACSR | 0 | 0 | 0 | 0 | 0 | 0 | 0 | 0 | 0 | 0 | 0 | 0 | 0 | 0 | 0 | 0 | 0 | 0 | 0 | 0 | 0 | 0 | 0 | 12
NO |  | 115 | 2011 | 0 | 6 | 6 |  |  |  | 345 | 345 | Stl. Tower | 4 | 0 | 2 | 1033 ACSR | 0 | 0 | 0 | 0 | 0 | 0 | 0 | 0 | 0 | 0 | 0 | 0 | 0 | 0 | 0 | 0 | 0 | 0 | 0 | 0 | 0 | 0 | 0 | 12
NO |  | 115 | 2011 | 0 | 7 | 7 |  | PASNY Tap | Somerset S/S | 345 | 345 | H. Frame | 18 | 0 | 2 | 1192 ACSR | 0 | 0 | 0 | 0 | 0 | 0 | 0 | 0 | 0 | 0 | 0 | 0 | 0 | 0 | 0 | 0 | 0 | 0 | 0 | 0 | 0 | 0 | 0 | 12
NO |  | 115 | 2011 | 0 | 8 | 8 |  | Homer City | Watercure-Oakdale | 345 | 345 | H. Frame | 20 | 0 | 1 | 2156 ACSR | 0 | 0 | 0 | 0 | 0 | 0 | 0 | 0 | 0 | 0 | 0 | 0 | 0 | 0 | 0 | 0 | 0 | 0 | 0 | 0 | 0 | 0 | 0 | 12
NO |  | 115 | 2011 | 0 | 9 | 9 |  | Homer City | Oakdale | 345 | 345 | H. Frame | 61 | 0 | 1 | 2156 ACSR | 0 | 0 | 0 | 0 | 0 | 0 | 0 | 0 | 0 | 0 | 0 | 0 | 0 | 0 | 0 | 0 | 0 | 0 | 0 | 0 | 0 | 0 | 0 | 12
NO |  | 115 | 2011 | 0 | 10 | 10 |  |  |  | 345 | 345 | Stl. Tower | 1 | 0 | 1 | 1033.5 ACSR | 0 | 0 | 0 | 0 | 0 | 0 | 0 | 0 | 0 | 0 | 0 | 0 | 0 | 0 | 0 | 0 | 0 | 0 | 0 | 0 | 0 | 0 | 0 | 12
NO |  | 115 | 2011 | 0 | 11 | 11 |  | Homer City | Stolle Road | 345 | 345 | H. Frame | 6 | 0 | 2 | 1033 ACSR | 0 | 0 | 0 | 0 | 0 | 0 | 0 | 0 | 0 | 0 | 0 | 0 | 0 | 0 | 0 | 0 | 0 | 0 | 0 | 0 | 0 | 0 | 0 | 12
NO |  | 115 | 2011 | 0 | 12 | 12 |  | Oakdale S/S | Lapeer Sw. Sta. | 345 | 345 | Stl. Tower | 22 | 0 | 1 | 1280 ACSR | 0 | 0 | 0 | 0 | 0 | 0 | 0 | 0 | 0 | 0 | 0 | 0 | 0 | 0 | 0 | 0 | 0 | 0 | 0 | 0 | 0 | 0 | 0 | 12
NO |  | 115 | 2011 | 0 | 13 | 13 |  |  |  | 345 | 345 | Stl. Tower | 0 | 1 | 1 | 1280 ACSR | 0 | 0 | 0 | 0 | 0 | 0 | 0 | 0 | 0 | 0 | 0 | 0 | 0 | 0 | 0 | 0 | 0 | 0 | 0 | 0 | 0 | 0 | 0 | 12
NO |  | 115 | 2011 | 0 | 14 | 14 |  |  |  | 345 | 345 | Stl. Tower | 3 | 0 | 2 | 1280 ACSR | 0 | 0 | 0 | 0 | 0 | 0 | 0 | 0 | 0 | 0 | 0 | 0 | 0 | 0 | 0 | 0 | 0 | 0 | 0 | 0 | 0 | 0 | 0 | 12
NO |  | 115 | 2011 | 0 | 15 | 15 |  | Homer City | Stolle Road | 345 | 345 | H. Frame | 134 | 0 | 1 | 1033 ACSR | 0 | 0 | 0 | 0 | 0 | 0 | 0 | 0 | 0 | 0 | 0 | 0 | 0 | 0 | 0 | 0 | 0 | 0 | 0 | 0 | 0 | 0 | 0 | 12
NO |  | 115 | 2011 | 0 | 16 | 16 |  | Homer City | NY State Line | 345 | 345 | H. Frame | 169 | 0 | 0 | 2156 ACSR | 0 | 0 | 0 | 0 | 0 | 0 | 0 | 0 | 0 | 0 | 0 | 0 | 0 | 0 | 0 | 0 | 0 | 0 | 0 | 0 | 0 | 0 | 0 | 12
NO |  | 115 | 2011 | 0 | 17 | 17 |  | Dysinger | Lewiston | 230 | 230 | Stl. Tower | 0 | 1 | 1 | 1192.5 ACSR | 0 | 0 | 0 | 0 | 0 | 0 | 0 | 0 | 0 | 0 | 0 | 0 | 0 | 0 | 0 | 0 | 0 | 0 | 0 | 0 | 0 | 0 | 0 | 12
NO |  | 115 | 2011 | 0 | 18 | 18 |  |  |  | 230 | 230 | H. Frame | 23 | 0 | 1 | 1192 ACSR | 0 | 0 | 0 | 0 | 0 | 0 | 0 | 0 | 0 | 0 | 0 | 0 | 0 | 0 | 0 | 0 | 0 | 0 | 0 | 0 | 0 | 0 | 0 | 12
NO |  | 115 | 2011 | 0 | 19 | 19 |  |  |  | 230 | 230 | Stl. Tower | 0 | 0 | 1 | 1192 ACSR | 0 | 0 | 0 | 0 | 0 | 0 | 0 | 0 | 0 | 0 | 0 | 0 | 0 | 0 | 0 | 0 | 0 | 0 | 0 | 0 | 0 | 0 | 0 | 12
NO |  | 115 | 2011 | 0 | 20 | 20 |  | Dysinger | Stolle Road | 230 | 230 | H. Frame | 23 | 0 | 1 | 1192 ACSR | 0 | 0 | 0 | 0 | 0 | 0 | 0 | 0 | 0 | 0 | 0 | 0 | 0 | 0 | 0 | 0 | 0 | 0 | 0 | 0 | 0 | 0 | 0 | 12
NO |  | 115 | 2011 | 0 | 21 | 21 |  | Stolle Road | Gardenville | 230 | 230 | H. Frame | 3 | 0 | 1 | 1192 ACSR | 0 | 0 | 0 | 0 | 0 | 0 | 0 | 0 | 0 | 0 | 0 | 0 | 0 | 0 | 0 | 0 | 0 | 0 | 0 | 0 | 0 | 0 | 0 | 12
NO |  | 115 | 2011 | 0 | 22 | 22 |  |  |  | 230 | 230 | Stl. Tower | 9 | 0 | 1 | 1192 ACSR | 0 | 0 | 0 | 0 | 0 | 0 | 0 | 0 | 0 | 0 | 0 | 0 | 0 | 0 | 0 | 0 | 0 | 0 | 0 | 0 | 0 | 0 | 0 | 12
NO |  | 115 | 2011 | 0 | 23 | 23 |  |  | South Perry | 230 | 230 | H. Frame | 15 | 0 | 1 | 795 ACSR | 0 | 0 | 0 | 0 | 0 | 0 | 0 | 0 | 0 | 0 | 0 | 0 | 0 | 0 | 0 | 0 | 0 | 0 | 0 | 0 | 0 | 0 | 0 | 12
NO |  | 115 | 2011 | 0 | 24 | 24 |  |  |  | 230 | 230 | Stl. Tower | 0 | 3 | 1 | 1033 ACSR | 0 | 0 | 0 | 0 | 0 | 0 | 0 | 0 | 0 | 0 | 0 | 0 | 0 | 0 | 0 | 0 | 0 | 0 | 0 | 0 | 0 | 0 | 0 | 12
NO |  | 115 | 2011 | 0 | 25 | 25 |  | Meyer | Hillside | 230 | 230 | H. Frame | 34 | 0 | 1 | 1033.5 ACSR | 0 | 0 | 0 | 0 | 0 | 0 | 0 | 0 | 0 | 0 | 0 | 0 | 0 | 0 | 0 | 0 | 0 | 0 | 0 | 0 | 0 | 0 | 0 | 12
NO |  | 115 | 2011 | 0 | 26 | 26 |  |  |  | 230 | 230 | Stl. Tower | 1 | 0 | 1 | 1192.5 ACSR | 0 | 0 | 0 | 0 | 0 | 0 | 0 | 0 | 0 | 0 | 0 | 0 | 0 | 0 | 0 | 0 | 0 | 0 | 0 | 0 | 0 | 0 | 0 | 12
NO |  | 115 | 2011 | 0 | 27 | 27 |  | Hillside | Oakdale | 230 | 230 | Stl. Tower | 0 | 1 | 1 | 1192.5 ACSR | 0 | 0 | 0 | 0 | 0 | 0 | 0 | 0 | 0 | 0 | 0 | 0 | 0 | 0 | 0 | 0 | 0 | 0 | 0 | 0 | 0 | 0 | 0 | 12
NO |  | 115 | 2011 | 0 | 28 | 28 |  |  |  | 230 | 230 | H. Frame | 12 | 0 | 1 | 1192.5 ACSR | 0 | 0 | 0 | 0 | 0 | 0 | 0 | 0 | 0 | 0 | 0 | 0 | 0 | 0 | 0 | 0 | 0 | 0 | 0 | 0 | 0 | 0 | 0 | 12
NO |  | 115 | 2011 | 0 | 29 | 29 |  | Hillside | NY/PA State Line | 230 | 230 | H. Frame | 11 | 0 | 1 | 1033.5 ACSR | 0 | 0 | 0 | 0 | 0 | 0 | 0 | 0 | 0 | 0 | 0 | 0 | 0 | 0 | 0 | 0 | 0 | 0 | 0 | 0 | 0 | 0 | 0 | 12
NO |  | 115 | 2011 | 0 | 30 | 30 |  |  |  | 230 | 230 | Stl. Tower | 1 | 0 | 1 | 1192.5 ACSR | 0 | 0 | 0 | 0 | 0 | 0 | 0 | 0 | 0 | 0 | 0 | 0 | 0 | 0 | 0 | 0 | 0 | 0 | 0 | 0 | 0 | 0 | 0 | 12
NO |  | 115 | 2011 | 0 | 31 | 31 |  | Stolle Road | Meyer | 230 | 230 | H. Frame | 34 | 0 | 1 | 795 ACSR | 0 | 0 | 0 | 0 | 0 | 0 | 0 | 0 | 0 | 0 | 0 | 0 | 0 | 0 | 0 | 0 | 0 | 0 | 0 | 0 | 0 | 0 | 0 | 12
NO |  | 115 | 2011 | 0 | 32 | 32 |  |  |  | 230 | 230 | Stl. Tower | 2 | 0 | 1 | 1033.5 ACSR | 0 | 0 | 0 | 0 | 0 | 0 | 0 | 0 | 0 | 0 | 0 | 0 | 0 | 0 | 0 | 0 | 0 | 0 | 0 | 0 | 0 | 0 | 0 | 12
NO |  | 115 | 2011 | 0 | 33 | 33 |  | Meyer | Hillside | 230 | 230 | H. Frame | 28 | 0 | 1 | 1033.5 ACSR | 0 | 0 | 0 | 0 | 0 | 0 | 0 | 0 | 0 | 0 | 0 | 0 | 0 | 0 | 0 | 0 | 0 | 0 | 0 | 0 | 0 | 0 | 0 | 12
NO |  | 115 | 2011 | 0 | 34 | 34 |  | Str #95 (Elmira District) | Oakdale | 230 | 230 | H. Frame | 31 | 0 | 1 | 1192.5 ACSR | 0 | 0 | 0 | 0 | 0 | 0 | 0 | 0 | 0 | 0 | 0 | 0 | 0 | 0 | 0 | 0 | 0 | 0 | 0 | 0 | 0 | 0 | 0 | 12
NO |  | 115 | 2011 | 0 | 35 | 35 |  | NM2 |  | 230 | 230 | H. Frame | 7 | 0 | 1 |  | 0 | 0 | 0 | 0 | 0 | 0 | 0 | 0 | 0 | 0 | 0 | 0 | 0 | 0 | 0 | 0 | 0 | 0 | 0 | 0 | 0 | 0 | 0 | 12
NI |  | 115 | 2011 | 1 | 1 | 1 |  |  |  | 115 | 0 | Overhead | 1445.78 | 17 | 235 |  | 0 | 0 | 0 | 0 | 0 | 0 | 0 | 0 | 0 | 0 | 0 | 0 | 0 | 0 | 0 | 0 | 0 | 0 | 0 | 0 | 0 | 0 | 0 | 12
NO |  | 115 | 2011 | 1 | 2 | 2 |  |  |  | 0 | 0 | Underground | 5 | 0 | 4 |  | 0 | 0 | 0 | 0 | 0 | 0 | 0 | 0 | 0 | 0 | 0 | 0 | 0 | 0 | 0 | 0 | 0 | 0 | 0 | 0 | 0 | 0 | 0 | 12
NI |  | 115 | 2011 | 1 | 3 | 3 |  |  |  | 69 | 0 | Overhead | 9 | 0 | 5 |  | 0 | 0 | 0 | 0 | 0 | 0 | 0 | 0 | 0 | 0 | 0 | 0 | 0 | 0 | 0 | 0 | 0 | 0 | 0 | 0 | 0 | 0 | 0 | 12
NI |  | 115 | 2011 | 1 | 4 | 4 |  |  |  | 45 | 0 | Overhead | 706 | 2 | 160 |  | 0 | 0 | 0 | 0 | 0 | 0 | 0 | 0 | 0 | 0 | 0 | 0 | 0 | 0 | 0 | 0 | 0 | 0 | 0 | 0 | 0 | 0 | 0 | 12
NO |  | 115 | 2011 | 1 | 5 | 5 |  |  |  | 0 | 0 | Underground | 1 | 0 | 2 |  | 0 | 0 | 0 | 0 | 0 | 0 | 0 | 0 | 0 | 0 | 0 | 0 | 0 | 0 | 0 | 0 | 0 | 0 | 0 | 0 | 0 | 0 | 0 | 12
NI |  | 115 | 2011 | 1 | 6 | 6 |  |  |  | 35 | 0 | Overhead | 1350 | 46 | 640 |  | 0 | 0 | 0 | 0 | 0 | 0 | 0 | 0 | 0 | 0 | 0 | 0 | 0 | 0 | 0 | 0 | 0 | 0 | 0 | 0 | 0 | 0 | 0 | 12
NO |  | 115 | 2011 | 1 | 7 | 7 |  |  |  | 0 | 0 | Underground | 4 | 0 | 11 |  | 0 | 0 | 0 | 0 | 0 | 0 | 0 | 0 | 0 | 0 | 0 | 0 | 0 | 0 | 0 | 0 | 0 | 0 | 0 | 0 | 0 | 0 | 0 | 12
NI |  | 115 | 2011 | 1 | 8 | 8 |  |  |  | 23 | 0 | Overhead | 54 | 3 | 13 |  | 0 | 0 | 0 | 0 | 0 | 0 | 0 | 0 | 0 | 0 | 0 | 0 | 0 | 0 | 0 | 0 | 0 | 0 | 0 | 0 | 0 | 0 | 0 | 12
NI |  | 115 | 2011 | 1 | 9 | 9 |  |  |  | 13 | 0 | Overhead | 3 | 0 | 1 |  | 0 | 0 | 0 | 0 | 0 | 0 | 0 | 0 | 0 | 0 | 0 | 0 | 0 | 0 | 0 | 0 | 0 | 0 | 0 | 0 | 0 | 0 | 0 | 12
NO |  | 115 | 2011 | 1 | 10 | 10 |  | Line 36 | Clarks Corners | 345 | 345 | steel poles | 0.38 | 0 | 1 |  | 0 | 0 | 0 | 0 | 0 | 0 | 0 | 0 | 0 | 0 | 0 | 0 | 0 | 0 | 0 | 0 | 0 | 0 | 0 | 0 | 0 | 0 | 0 | 12
NO |  | 115 | 2011 | 1 | 11 | 11 |  |  |  | 0 | 0 |  | 0 | 0 | 0 |  | 42548956 | 415863246 | 458412202 | 0 | 0 | 0 | 0 | 0 | 0 | 0 | 0 | 0 | 0 | 0 | 0 | 0 | 0 | 0 | 0 | 0 | 0 | 0 | 0 | 12
NO |  | 115 | 2011 | 0 | 36 | 36 |  | TOTAL |  | 0 | 0 |  | 4345.16 | 74 | 1111 |  | 42548956 | 415863246 | 458412202 | 0 | 0 | 0 | 0 | 0 | 0 | 0 | 0 | 0 | 0 | 0 | 0 | 0 | 0 | 0 | 0 | 0 | 0 | 0 | 0 | 12
NO |  | 56 | 2011 | 0 | 1 | 1 |  | ANDYTOWN | CORBETT | 500 | 500 | H | 52.47 | 0 | 1 | 3-1127 AAAC | 0 | 0 | 0 | 0 | 0 | 0 | 0 | 0 | 0 | 0 | 0 | 0 | 0 | 0 | 0 | 0 | 0 | 0 | 0 | 0 | 0 | 0 | 0 | 12
NO |  | 56 | 2011 | 0 | 2 | 2 |  | ANDYTOWN | LEVEE 1 | 500 | 500 | H | 15.69 | 0 | 1 | 3-1272 ACSR AZ | 0 | 0 | 0 | 0 | 0 | 0 | 0 | 0 | 0 | 0 | 0 | 0 | 0 | 0 | 0 | 0 | 0 | 0 | 0 | 0 | 0 | 0 | 0 | 12
NO |  | 56 | 2011 | 0 | 3 | 3 |  | ANDYTOWN | LEVEE 2 | 500 | 500 | H | 15.6 | 0 | 1 | 3-1272 ACSR AW | 0 | 0 | 0 | 0 | 0 | 0 | 0 | 0 | 0 | 0 | 0 | 0 | 0 | 0 | 0 | 0 | 0 | 0 | 0 | 0 | 0 | 0 | 0 | 12
NO |  | 56 | 2011 | 0 | 4 | 4 |  | ANDYTOWN | MARTIN | 500 | 500 | H | 82.28 | 0 | 1 | 3-1127 AAAC | 0 | 0 | 0 | 0 | 0 | 0 | 0 | 0 | 0 | 0 | 0 | 0 | 0 | 0 | 0 | 0 | 0 | 0 | 0 | 0 | 0 | 0 | 0 | 12
NO |  | 56 | 2011 | 0 | 5 | 5 |  | ANDYTOWN | MARTIN | 500 | 500 | H | 1.67 | 0 | 1 | 3-1272 ACSR AW | 0 | 0 | 0 | 0 | 0 | 0 | 0 | 0 | 0 | 0 | 0 | 0 | 0 | 0 | 0 | 0 | 0 | 0 | 0 | 0 | 0 | 0 | 0 | 12
NO |  | 56 | 2011 | 0 | 6 | 6 |  | ANDYTOWN | ORANGE RIVER | 500 | 500 | H | 106.69 | 0 | 1 | 3-1127 AAAC | 0 | 0 | 0 | 0 | 0 | 0 | 0 | 0 | 0 | 0 | 0 | 0 | 0 | 0 | 0 | 0 | 0 | 0 | 0 | 0 | 0 | 0 | 0 | 12
NO |  | 56 | 2011 | 0 | 7 | 7 |  | CONSERVATION | CORBETT | 500 | 500 | H | 56.75 | 0 | 1 | 3-1435 AAAC | 0 | 0 | 0 | 0 | 0 | 0 | 0 | 0 | 0 | 0 | 0 | 0 | 0 | 0 | 0 | 0 | 0 | 0 | 0 | 0 | 0 | 0 | 0 | 12
NO |  | 56 | 2011 | 0 | 8 | 8 |  | CORBETT | MARTIN 1 | 500 | 500 | H | 1.81 | 0 | 1 | 3-1127 AAAC | 0 | 0 | 0 | 0 | 0 | 0 | 0 | 0 | 0 | 0 | 0 | 0 | 0 | 0 | 0 | 0 | 0 | 0 | 0 | 0 | 0 | 0 | 0 | 12
NO |  | 56 | 2011 | 0 | 9 | 9 |  | CORBETT | MARTIN 1 | 500 | 500 | H | 33.65 | 0 | 1 | 3-1272 ACSR AW | 0 | 0 | 0 | 0 | 0 | 0 | 0 | 0 | 0 | 0 | 0 | 0 | 0 | 0 | 0 | 0 | 0 | 0 | 0 | 0 | 0 | 0 | 0 | 12
NO |  | 56 | 2011 | 0 | 10 | 10 |  | CORBETT | MARTIN 2 | 500 | 500 | H | 29.76 | 0 | 1 | 3-1127 AAAC | 0 | 0 | 0 | 0 | 0 | 0 | 0 | 0 | 0 | 0 | 0 | 0 | 0 | 0 | 0 | 0 | 0 | 0 | 0 | 0 | 0 | 0 | 0 | 12
NO |  | 56 | 2011 | 0 | 11 | 11 |  | CORBETT | MARTIN 2 | 500 | 500 | H | 1.76 | 0 | 1 | 3-1272 ACSR AW | 0 | 0 | 0 | 0 | 0 | 0 | 0 | 0 | 0 | 0 | 0 | 0 | 0 | 0 | 0 | 0 | 0 | 0 | 0 | 0 | 0 | 0 | 0 | 12
NO |  | 56 | 2011 | 0 | 12 | 12 |  | CORBETT | MIDWAY | 500 | 500 | H | 56.56 | 0 | 1 | 3-1272 ACSR AW | 0 | 0 | 0 | 0 | 0 | 0 | 0 | 0 | 0 | 0 | 0 | 0 | 0 | 0 | 0 | 0 | 0 | 0 | 0 | 0 | 0 | 0 | 0 | 12
NO |  | 56 | 2011 | 0 | 13 | 13 |  | DUVAL | HATCH (GAP) | 500 | 500 | H | 37.39 | 0 | 1 | 3-1113 ACSR | 0 | 0 | 0 | 0 | 0 | 0 | 0 | 610560576 | 0 | 0 | 0 | 0 | 0 | 0 | 0 | 0 | 0 | 0 | 0 | 0 | 0 | 0 | 0 | 12
NO |  | 56 | 2011 | 0 | 14 | 14 |  | DUVAL | POINSETT | 500 | 500 | H | 173.03 | 0 | 1 | 3-1272 ACSR AW | 0 | 0 | 0 | 0 | 0 | 0 | 0 | 0 | 0 | 0 | 0 | 0 | 0 | 0 | 0 | 0 | 0 | 0 | 0 | 0 | 0 | 0 | 0 | 12
NO |  | 56 | 2011 | 0 | 15 | 15 |  | DUVAL | RICE | 500 | 500 | H | 45.98 | 0 | 1 | 3-1272 ACSR AW | 0 | 0 | 0 | 0 | 0 | 0 | 0 | 0 | 0 | 0 | 0 | 0 | 0 | 0 | 0 | 0 | 0 | 0 | 0 | 0 | 0 | 0 | 0 | 12
NO |  | 56 | 2011 | 0 | 16 | 16 |  | DUVAL | THALMANN (GAP) | 500 | 500 | H | 37.45 | 0 | 1 | 3-1113 ACSR | 0 | 0 | 0 | 0 | 0 | 0 | 0 | 610560577 | 0 | 0 | 0 | 0 | 0 | 0 | 0 | 0 | 0 | 0 | 0 | 0 | 0 | 0 | 0 | 12
NO |  | 56 | 2011 | 0 | 17 | 17 |  | MARTIN | MIDWAY | 500 | 500 | H | 1.74 | 0 | 1 | 3-1127 AAAC | 0 | 0 | 0 | 0 | 0 | 0 | 0 | 0 | 0 | 0 | 0 | 0 | 0 | 0 | 0 | 0 | 0 | 0 | 0 | 0 | 0 | 0 | 0 | 12
NO |  | 56 | 2011 | 0 | 18 | 18 |  | MARTIN | MIDWAY | 500 | 500 | H | 26.68 | 0 | 1 | 3-1272 ACSR AW | 0 | 0 | 0 | 0 | 0 | 0 | 0 | 0 | 0 | 0 | 0 | 0 | 0 | 0 | 0 | 0 | 0 | 0 | 0 | 0 | 0 | 0 | 0 | 12
NO |  | 56 | 2011 | 0 | 19 | 19 |  | MARTIN | POINSETT | 500 | 500 | H | 109.49 | 0 | 1 | 3-1272 ACSR AW | 0 | 0 | 0 | 0 | 0 | 0 | 0 | 0 | 0 | 0 | 0 | 0 | 0 | 0 | 0 | 0 | 0 | 0 | 0 | 0 | 0 | 0 | 0 | 12
NO |  | 56 | 2011 | 0 | 20 | 20 |  | MIDWAY | POINSETT | 500 | 500 | H | 92.76 | 0 | 1 | 3-1272 ACSR AW | 0 | 0 | 0 | 0 | 0 | 0 | 0 | 0 | 0 | 0 | 0 | 0 | 0 | 0 | 0 | 0 | 0 | 0 | 0 | 0 | 0 | 0 | 0 | 12
NO |  | 56 | 2011 | 0 | 21 | 21 |  | POINSETT | RICE | 500 | 500 | H | 127.08 | 0 | 1 | 3-1272 ACSR AW | 0 | 0 | 0 | 0 | 0 | 0 | 0 | 0 | 0 | 0 | 0 | 0 | 0 | 0 | 0 | 0 | 0 | 0 | 0 | 0 | 0 | 0 | 0 | 12
NO |  | 56 | 2011 | 0 | 22 | 22 |  | 137TH AVENUE | DAVIS | 230 | 230 | SP | 0.17 | 0 | 1 | 1-1431 ACSR AW | 0 | 0 | 0 | 0 | 0 | 0 | 0 | 0 | 0 | 0 | 0 | 0 | 0 | 0 | 0 | 0 | 0 | 0 | 0 | 0 | 0 | 0 | 0 | 12
NO |  | 56 | 2011 | 0 | 23 | 23 |  | 137TH AVENUE | DAVIS | 230 | 230 | SP | 18.42 | 0 | 1 | 1-954 ACSR AW | 0 | 0 | 0 | 0 | 0 | 0 | 0 | 0 | 0 | 0 | 0 | 0 | 0 | 0 | 0 | 0 | 0 | 0 | 0 | 0 | 0 | 0 | 0 | 12
NO |  | 56 | 2011 | 0 | 24 | 24 |  | 137TH AVENUE | DAVIS | 230 | 230 | H | 0 | 0.96 | 2 | 1-954 ACSR AW | 0 | 0 | 0 | 0 | 0 | 0 | 0 | 0 | 0 | 0 | 0 | 0 | 0 | 0 | 0 | 0 | 0 | 0 | 0 | 0 | 0 | 0 | 0 | 12
NO |  | 56 | 2011 | 0 | 25 | 25 |  | 137TH AVENUE | DAVIS | 230 | 230 | SP | 0 | 1.79 | 2 | 1-954 ACSR AW | 0 | 0 | 0 | 0 | 0 | 0 | 0 | 0 | 0 | 0 | 0 | 0 | 0 | 0 | 0 | 0 | 0 | 0 | 0 | 0 | 0 | 0 | 0 | 12
NO |  | 56 | 2011 | 0 | 26 | 26 |  | 137TH AVENUE | LEVEE | 230 | 230 | SP | 2.99 | 0 | 1 | 1-954 ACSR AW | 0 | 0 | 0 | 0 | 0 | 0 | 0 | 0 | 0 | 0 | 0 | 0 | 0 | 0 | 0 | 0 | 0 | 0 | 0 | 0 | 0 | 0 | 0 | 12
NO |  | 56 | 2011 | 0 | 27 | 27 |  | ALICO | COLLIER | 230 | 230 | H | 0.1 | 0 | 1 | 1-1431 ACSR AZ | 0 | 0 | 0 | 0 | 0 | 0 | 0 | 0 | 0 | 0 | 0 | 0 | 0 | 0 | 0 | 0 | 0 | 0 | 0 | 0 | 0 | 0 | 0 | 12
NO |  | 56 | 2011 | 0 | 28 | 28 |  | ALICO | COLLIER | 230 | 230 | SP | 0.13 | 0 | 1 | 1-1431 ACSR AW | 0 | 0 | 0 | 0 | 0 | 0 | 0 | 0 | 0 | 0 | 0 | 0 | 0 | 0 | 0 | 0 | 0 | 0 | 0 | 0 | 0 | 0 | 0 | 12
NO |  | 56 | 2011 | 0 | 29 | 29 |  | ALICO | COLLIER | 230 | 230 | SP | 0.32 | 0 | 1 | 1-1431 ACSR AZ | 0 | 0 | 0 | 0 | 0 | 0 | 0 | 0 | 0 | 0 | 0 | 0 | 0 | 0 | 0 | 0 | 0 | 0 | 0 | 0 | 0 | 0 | 0 | 12
NO |  | 56 | 2011 | 0 | 30 | 30 |  | ALICO | COLLIER | 230 | 230 | H | 0 | 4.7 | 2 | 1-1431 ACSR AW | 0 | 0 | 0 | 0 | 0 | 0 | 0 | 0 | 0 | 0 | 0 | 0 | 0 | 0 | 0 | 0 | 0 | 0 | 0 | 0 | 0 | 0 | 0 | 12
NO |  | 56 | 2011 | 0 | 31 | 31 |  | ALICO | COLLIER | 230 | 230 | H | 7.67 | 14.4 | 2 | 1-1431 ACSR AZ | 0 | 0 | 0 | 0 | 0 | 0 | 0 | 0 | 0 | 0 | 0 | 0 | 0 | 0 | 0 | 0 | 0 | 0 | 0 | 0 | 0 | 0 | 0 | 12
NO |  | 56 | 2011 | 0 | 32 | 32 |  | ALICO | ORANGE RIVER | 230 | 230 | H | 7.66 | 0 | 1 | 1-1431 ACSR AZ | 0 | 0 | 0 | 0 | 0 | 0 | 0 | 0 | 0 | 0 | 0 | 0 | 0 | 0 | 0 | 0 | 0 | 0 | 0 | 0 | 0 | 0 | 0 | 12
NO |  | 56 | 2011 | 0 | 33 | 33 |  | ALICO | ORANGE RIVER | 230 | 230 | SP | 0.37 | 0 | 1 | 1-1431 ACSR AW | 0 | 0 | 0 | 0 | 0 | 0 | 0 | 0 | 0 | 0 | 0 | 0 | 0 | 0 | 0 | 0 | 0 | 0 | 0 | 0 | 0 | 0 | 0 | 12
NO |  | 56 | 2011 | 0 | 34 | 34 |  | ALICO | ORANGE RIVER | 230 | 230 | SP | 0.04 | 0 | 1 | 1-1431 ACSR AZ | 0 | 0 | 0 | 0 | 0 | 0 | 0 | 0 | 0 | 0 | 0 | 0 | 0 | 0 | 0 | 0 | 0 | 0 | 0 | 0 | 0 | 0 | 0 | 12
NO |  | 56 | 2011 | 0 | 35 | 35 |  | ALICO | ORANGE RIVER | 230 | 230 | H | 4.7 | 0 | 2 | 1-1431 ACSR AW | 0 | 0 | 0 | 0 | 0 | 0 | 0 | 0 | 0 | 0 | 0 | 0 | 0 | 0 | 0 | 0 | 0 | 0 | 0 | 0 | 0 | 0 | 0 | 12
NO |  | 56 | 2011 | 1 | 1 | 1 |  | ALICO | ORANGE RIVER | 230 | 230 | H | 1.07 | 5.47 | 2 | 1-1431 ACSR AZ | 0 | 0 | 0 | 0 | 0 | 0 | 0 | 0 | 0 | 0 | 0 | 0 | 0 | 0 | 0 | 0 | 0 | 0 | 0 | 0 | 0 | 0 | 0 | 12
NO |  | 56 | 2011 | 1 | 2 | 2 |  | ALVA | CORBETT | 230 | 230 | SP | 0.17 | 0 | 1 | 1-1431 ACSR AW | 0 | 0 | 0 | 0 | 0 | 0 | 0 | 0 | 0 | 0 | 0 | 0 | 0 | 0 | 0 | 0 | 0 | 0 | 0 | 0 | 0 | 0 | 0 | 12
NO |  | 56 | 2011 | 1 | 3 | 3 |  | ALVA | CORBETT | 230 | 230 | SP | 67.83 | 0 | 1 | 1-954 ACSR AZ | 0 | 0 | 0 | 0 | 0 | 0 | 0 | 0 | 0 | 0 | 0 | 0 | 0 | 0 | 0 | 0 | 0 | 0 | 0 | 0 | 0 | 0 | 0 | 12
NO |  | 56 | 2011 | 1 | 4 | 4 |  | ALVA | CORBETT | 230 | 230 | H | 2.12 | 0 | 2 | 1-1431 ACSR TW | 0 | 0 | 0 | 0 | 0 | 0 | 0 | 0 | 0 | 0 | 0 | 0 | 0 | 0 | 0 | 0 | 0 | 0 | 0 | 0 | 0 | 0 | 0 | 12
NO |  | 56 | 2011 | 1 | 5 | 5 |  | ALVA | CORBETT | 230 | 230 | SP | 0.13 | 0 | 2 | 1-1431 ACSR AW | 0 | 0 | 0 | 0 | 0 | 0 | 0 | 0 | 0 | 0 | 0 | 0 | 0 | 0 | 0 | 0 | 0 | 0 | 0 | 0 | 0 | 0 | 0 | 12
NO |  | 56 | 2011 | 1 | 6 | 6 |  | ALVA | CORBETT | 230 | 230 | SP | 9.7 | 0 | 2 | 1-954 ACSR AZ | 0 | 0 | 0 | 0 | 0 | 0 | 0 | 0 | 0 | 0 | 0 | 0 | 0 | 0 | 0 | 0 | 0 | 0 | 0 | 0 | 0 | 0 | 0 | 12
NO |  | 56 | 2011 | 1 | 7 | 7 |  | ALVA | ORANGE RIVER | 230 | 230 | H | 5.77 | 0 | 1 | 1-954 ACSR AZ | 0 | 0 | 0 | 0 | 0 | 0 | 0 | 0 | 0 | 0 | 0 | 0 | 0 | 0 | 0 | 0 | 0 | 0 | 0 | 0 | 0 | 0 | 0 | 12
NO |  | 56 | 2011 | 1 | 8 | 8 |  | ALVA | ORANGE RIVER | 230 | 230 | SP | 5.16 | 0 | 1 | 1-954 ACSR AZ | 0 | 0 | 0 | 0 | 0 | 0 | 0 | 0 | 0 | 0 | 0 | 0 | 0 | 0 | 0 | 0 | 0 | 0 | 0 | 0 | 0 | 0 | 0 | 12
NO |  | 56 | 2011 | 1 | 9 | 9 |  | ALVA | ORANGE RIVER | 230 | 230 | H | 2.23 | 0 | 2 | 1-954 ACSR AZ | 0 | 0 | 0 | 0 | 0 | 0 | 0 | 0 | 0 | 0 | 0 | 0 | 0 | 0 | 0 | 0 | 0 | 0 | 0 | 0 | 0 | 0 | 0 | 12
NO |  | 56 | 2011 | 1 | 10 | 10 |  | ANDYTOWN | CONSERVATION 1 | 230 | 230 | SP | 0.23 | 0 | 1 | 1-1431 ACSR AW | 0 | 0 | 0 | 0 | 0 | 0 | 0 | 0 | 0 | 0 | 0 | 0 | 0 | 0 | 0 | 0 | 0 | 0 | 0 | 0 | 0 | 0 | 0 | 12
NO |  | 56 | 2011 | 1 | 11 | 11 |  | ANDYTOWN | CONSERVATION 1 | 230 | 230 | H | 0 | 1.98 | 2 | 1-1431 ACSR AW | 0 | 0 | 0 | 0 | 0 | 0 | 0 | 0 | 0 | 0 | 0 | 0 | 0 | 0 | 0 | 0 | 0 | 0 | 0 | 0 | 0 | 0 | 0 | 12
NO |  | 56 | 2011 | 1 | 12 | 12 |  | ANDYTOWN | CONSERVATION 1 | 230 | 230 | H | 4.09 | 11.53 | 2 | 1-1431 ACSR AZ | 0 | 0 | 0 | 0 | 0 | 0 | 0 | 0 | 0 | 0 | 0 | 0 | 0 | 0 | 0 | 0 | 0 | 0 | 0 | 0 | 0 | 0 | 0 | 12
NO |  | 56 | 2011 | 1 | 13 | 13 |  | ANDYTOWN | CONSERVATION 1 | 230 | 230 | SP | 0 | 0.15 | 2 | 1-1431 ACSR AW | 0 | 0 | 0 | 0 | 0 | 0 | 0 | 0 | 0 | 0 | 0 | 0 | 0 | 0 | 0 | 0 | 0 | 0 | 0 | 0 | 0 | 0 | 0 | 12
NO |  | 56 | 2011 | 1 | 14 | 14 |  | ANDYTOWN | CONSERVATION 2 | 230 | 230 | H | 0.13 | 0 | 1 | 1-1431 ACSR AW | 0 | 0 | 0 | 0 | 0 | 0 | 0 | 0 | 0 | 0 | 0 | 0 | 0 | 0 | 0 | 0 | 0 | 0 | 0 | 0 | 0 | 0 | 0 | 12
NO |  | 56 | 2011 | 1 | 15 | 15 |  | ANDYTOWN | CONSERVATION 2 | 230 | 230 | SP | 0.13 | 0 | 1 | 1-1431 ACSR AW | 0 | 0 | 0 | 0 | 0 | 0 | 0 | 0 | 0 | 0 | 0 | 0 | 0 | 0 | 0 | 0 | 0 | 0 | 0 | 0 | 0 | 0 | 0 | 12
NO |  | 56 | 2011 | 1 | 16 | 16 |  | ANDYTOWN | CONSERVATION 2 | 230 | 230 | SP | 0.02 | 0 | 1 | 1-1431 ACSR AZ | 0 | 0 | 0 | 0 | 0 | 0 | 0 | 0 | 0 | 0 | 0 | 0 | 0 | 0 | 0 | 0 | 0 | 0 | 0 | 0 | 0 | 0 | 0 | 12
NO |  | 56 | 2011 | 1 | 17 | 17 |  | ANDYTOWN | CONSERVATION 2 | 230 | 230 | H | 1.88 | 0 | 2 | 1-1431 ACSR AW | 0 | 0 | 0 | 0 | 0 | 0 | 0 | 0 | 0 | 0 | 0 | 0 | 0 | 0 | 0 | 0 | 0 | 0 | 0 | 0 | 0 | 0 | 0 | 12
NO |  | 56 | 2011 | 1 | 18 | 18 |  | ANDYTOWN | CONSERVATION 2 | 230 | 230 | H | 10.49 | 4.95 | 2 | 1-1431 ACSR AZ | 0 | 0 | 0 | 0 | 0 | 0 | 0 | 0 | 0 | 0 | 0 | 0 | 0 | 0 | 0 | 0 | 0 | 0 | 0 | 0 | 0 | 0 | 0 | 12
NO |  | 56 | 2011 | 1 | 19 | 19 |  | ANDYTOWN | CONSERVATION 2 | 230 | 230 | SP | 0.15 | 0 | 2 | 1-1431 ACSR AW | 0 | 0 | 0 | 0 | 0 | 0 | 0 | 0 | 0 | 0 | 0 | 0 | 0 | 0 | 0 | 0 | 0 | 0 | 0 | 0 | 0 | 0 | 0 | 12
NO |  | 56 | 2011 | 1 | 20 | 20 |  | ANDYTOWN | CONSERVATION 2 | 230 | 230 | SP | 0.08 | 0 | 2 | 1-1431 ACSR AZ | 0 | 0 | 0 | 0 | 0 | 0 | 0 | 0 | 0 | 0 | 0 | 0 | 0 | 0 | 0 | 0 | 0 | 0 | 0 | 0 | 0 | 0 | 0 | 12
NO |  | 56 | 2011 | 1 | 21 | 21 |  | ANDYTOWN | DADE | 230 | 230 | H | 0.02 | 0 | 1 | 1-1431 ACSR AW | 0 | 0 | 0 | 0 | 0 | 0 | 0 | 0 | 0 | 0 | 0 | 0 | 0 | 0 | 0 | 0 | 0 | 0 | 0 | 0 | 0 | 0 | 0 | 12
NO |  | 56 | 2011 | 1 | 22 | 22 |  | ANDYTOWN | DADE | 230 | 230 | H | 14.8 | 0 | 1 | 1-1431 ACSR AZ | 0 | 0 | 0 | 0 | 0 | 0 | 0 | 0 | 0 | 0 | 0 | 0 | 0 | 0 | 0 | 0 | 0 | 0 | 0 | 0 | 0 | 0 | 0 | 12
NO |  | 56 | 2011 | 1 | 23 | 23 |  | ANDYTOWN | DADE | 230 | 230 | SP | 0.02 | 0 | 1 | 1-1431 ACSR AW | 0 | 0 | 0 | 0 | 0 | 0 | 0 | 0 | 0 | 0 | 0 | 0 | 0 | 0 | 0 | 0 | 0 | 0 | 0 | 0 | 0 | 0 | 0 | 12
NO |  | 56 | 2011 | 1 | 24 | 24 |  | ANDYTOWN | DADE | 230 | 230 | SP | 0.09 | 0 | 1 | 1-1431 ACSR AZ | 0 | 0 | 0 | 0 | 0 | 0 | 0 | 0 | 0 | 0 | 0 | 0 | 0 | 0 | 0 | 0 | 0 | 0 | 0 | 0 | 0 | 0 | 0 | 12
NO |  | 56 | 2011 | 1 | 25 | 25 |  | ANDYTOWN | DADE | 230 | 230 | UG | 0.58 | 0 | 1 | 1-3750 AL | 0 | 0 | 0 | 0 | 0 | 0 | 0 | 0 | 0 | 0 | 0 | 0 | 0 | 0 | 0 | 0 | 0 | 0 | 0 | 0 | 0 | 0 | 0 | 12
NO |  | 56 | 2011 | 1 | 26 | 26 |  | ANDYTOWN | DADE | 230 | 230 | H | 4.19 | 8.17 | 2 | 1-1431 ACSR AZ | 0 | 0 | 0 | 0 | 0 | 0 | 0 | 0 | 0 | 0 | 0 | 0 | 0 | 0 | 0 | 0 | 0 | 0 | 0 | 0 | 0 | 0 | 0 | 12
NO |  | 56 | 2011 | 1 | 27 | 27 |  | ANDYTOWN | FLAGAMI | 230 | 230 | H | 12.89 | 0 | 1 | 1-1431 ACSR AZ | 0 | 0 | 0 | 0 | 0 | 0 | 0 | 0 | 0 | 0 | 0 | 0 | 0 | 0 | 0 | 0 | 0 | 0 | 0 | 0 | 0 | 0 | 0 | 12
NO |  | 56 | 2011 | 1 | 28 | 28 |  | ANDYTOWN | FLAGAMI | 230 | 230 | H | 4.4 | 0 | 1 | 2-556.5 ACSR AZ | 0 | 0 | 0 | 0 | 0 | 0 | 0 | 0 | 0 | 0 | 0 | 0 | 0 | 0 | 0 | 0 | 0 | 0 | 0 | 0 | 0 | 0 | 0 | 12
NO |  | 56 | 2011 | 1 | 29 | 29 |  | ANDYTOWN | FLAGAMI | 230 | 230 | SP | 0.07 | 0 | 1 | 1-1431 ACSR AW | 0 | 0 | 0 | 0 | 0 | 0 | 0 | 0 | 0 | 0 | 0 | 0 | 0 | 0 | 0 | 0 | 0 | 0 | 0 | 0 | 0 | 0 | 0 | 12
NO |  | 56 | 2011 | 1 | 30 | 30 |  | ANDYTOWN | FLAGAMI | 230 | 230 | SP | 0.34 | 0 | 1 | 1-1431 ACSR AZ | 0 | 0 | 0 | 0 | 0 | 0 | 0 | 0 | 0 | 0 | 0 | 0 | 0 | 0 | 0 | 0 | 0 | 0 | 0 | 0 | 0 | 0 | 0 | 12
NO |  | 56 | 2011 | 1 | 31 | 31 |  | ANDYTOWN | FLAGAMI | 230 | 230 | SP | 0.39 | 0 | 1 | 2-556.5 ACSR AZ | 0 | 0 | 0 | 0 | 0 | 0 | 0 | 0 | 0 | 0 | 0 | 0 | 0 | 0 | 0 | 0 | 0 | 0 | 0 | 0 | 0 | 0 | 0 | 12
NO |  | 56 | 2011 | 1 | 32 | 32 |  | ANDYTOWN | FLAGAMI | 230 | 230 | UG | 0.58 | 0 | 1 | 1-3750 AL | 0 | 0 | 0 | 0 | 0 | 0 | 0 | 0 | 0 | 0 | 0 | 0 | 0 | 0 | 0 | 0 | 0 | 0 | 0 | 0 | 0 | 0 | 0 | 12
NO |  | 56 | 2011 | 1 | 33 | 33 |  | ANDYTOWN | FLAGAMI | 230 | 230 | H | 5.57 | 7.85 | 2 | 1-1431 ACSR AZ | 0 | 0 | 0 | 0 | 0 | 0 | 0 | 0 | 0 | 0 | 0 | 0 | 0 | 0 | 0 | 0 | 0 | 0 | 0 | 0 | 0 | 0 | 0 | 12
NO |  | 56 | 2011 | 1 | 34 | 34 |  | ANDYTOWN | FLAGAMI | 230 | 230 | SP | 0.23 | 0 | 2 | 1-1431 ACSR AZ | 0 | 0 | 0 | 0 | 0 | 0 | 0 | 0 | 0 | 0 | 0 | 0 | 0 | 0 | 0 | 0 | 0 | 0 | 0 | 0 | 0 | 0 | 0 | 12
NO |  | 56 | 2011 | 1 | 35 | 35 |  | ANDYTOWN | HUNTINGTON | 230 | 230 | SP | 2.04 | 0 | 1 | 1-1431 ACSR AW | 0 | 0 | 0 | 0 | 0 | 0 | 0 | 0 | 0 | 0 | 0 | 0 | 0 | 0 | 0 | 0 | 0 | 0 | 0 | 0 | 0 | 0 | 0 | 12
NO |  | 56 | 2011 | 2 | 1 | 1 |  | ANDYTOWN | HUNTINGTON | 230 | 138 | SP | 1.16 | 0 | 1 | 1-954 ACSR AW | 0 | 0 | 0 | 0 | 0 | 0 | 0 | 0 | 0 | 0 | 0 | 0 | 0 | 0 | 0 | 0 | 0 | 0 | 0 | 0 | 0 | 0 | 0 | 12
NO |  | 56 | 2011 | 2 | 2 | 2 |  | ANDYTOWN | HUNTINGTON | 230 | 230 | SP | 4.9 | 0 | 1 | 1-954 ACSR AW | 0 | 0 | 0 | 0 | 0 | 0 | 0 | 0 | 0 | 0 | 0 | 0 | 0 | 0 | 0 | 0 | 0 | 0 | 0 | 0 | 0 | 0 | 0 | 12
NO |  | 56 | 2011 | 2 | 3 | 3 |  | ANDYTOWN | HUNTINGTON | 230 | 230 | H | 0 | 2.59 | 2 | 1-1431 ACSR AW | 0 | 0 | 0 | 0 | 0 | 0 | 0 | 0 | 0 | 0 | 0 | 0 | 0 | 0 | 0 | 0 | 0 | 0 | 0 | 0 | 0 | 0 | 0 | 12
NO |  | 56 | 2011 | 2 | 4 | 4 |  | ANDYTOWN | LAUDERDALE 1 | 230 | 230 | H | 5.88 | 0 | 1 | 1-1431 ACSR AZ | 0 | 0 | 0 | 0 | 0 | 0 | 0 | 0 | 0 | 0 | 0 | 0 | 0 | 0 | 0 | 0 | 0 | 0 | 0 | 0 | 0 | 0 | 0 | 12
NO |  | 56 | 2011 | 2 | 5 | 5 |  | ANDYTOWN | LAUDERDALE 1 | 230 | 230 | H | 7.75 | 3.36 | 2 | 1-1431 ACSR AZ | 0 | 0 | 0 | 0 | 0 | 0 | 0 | 0 | 0 | 0 | 0 | 0 | 0 | 0 | 0 | 0 | 0 | 0 | 0 | 0 | 0 | 0 | 0 | 12
NO |  | 56 | 2011 | 2 | 6 | 6 |  | ANDYTOWN | LAUDERDALE 2 | 230 | 230 | H | 0.33 | 0 | 1 | 1-1431 ACSR AZ | 0 | 0 | 0 | 0 | 0 | 0 | 0 | 0 | 0 | 0 | 0 | 0 | 0 | 0 | 0 | 0 | 0 | 0 | 0 | 0 | 0 | 0 | 0 | 12
NO |  | 56 | 2011 | 2 | 7 | 7 |  | ANDYTOWN | LAUDERDALE 2 | 230 | 230 | SP | 0.09 | 0 | 1 | 1-1431 ACSR AZ | 0 | 0 | 0 | 0 | 0 | 0 | 0 | 0 | 0 | 0 | 0 | 0 | 0 | 0 | 0 | 0 | 0 | 0 | 0 | 0 | 0 | 0 | 0 | 12
NO |  | 56 | 2011 | 2 | 8 | 8 |  | ANDYTOWN | LAUDERDALE 2 | 230 | 230 | H | 12.5 | 4.08 | 2 | 1-1431 ACSR AZ | 0 | 0 | 0 | 0 | 0 | 0 | 0 | 0 | 0 | 0 | 0 | 0 | 0 | 0 | 0 | 0 | 0 | 0 | 0 | 0 | 0 | 0 | 0 | 12
NO |  | 56 | 2011 | 2 | 9 | 9 |  | ANDYTOWN | LAUDERDALE 3 | 230 | 230 | H | 0.31 | 0 | 1 | 1-1431 ACSR AZ | 0 | 0 | 0 | 0 | 0 | 0 | 0 | 0 | 0 | 0 | 0 | 0 | 0 | 0 | 0 | 0 | 0 | 0 | 0 | 0 | 0 | 0 | 0 | 12
NO |  | 56 | 2011 | 2 | 10 | 10 |  | ANDYTOWN | LAUDERDALE 3 | 230 | 230 | SP | 0.09 | 0 | 1 | 1-1431 ACSR AZ | 0 | 0 | 0 | 0 | 0 | 0 | 0 | 0 | 0 | 0 | 0 | 0 | 0 | 0 | 0 | 0 | 0 | 0 | 0 | 0 | 0 | 0 | 0 | 12
NO |  | 56 | 2011 | 2 | 11 | 11 |  | ANDYTOWN | LAUDERDALE 3 | 230 | 230 | H | 4.96 | 11.62 | 2 | 1-1431 ACSR AZ | 0 | 0 | 0 | 0 | 0 | 0 | 0 | 0 | 0 | 0 | 0 | 0 | 0 | 0 | 0 | 0 | 0 | 0 | 0 | 0 | 0 | 0 | 0 | 12
NO |  | 56 | 2011 | 2 | 12 | 12 |  | ANDYTOWN | NOB HILL | 230 | 230 | SP | 19.07 | 0 | 1 | 1-1431 ACSR AW | 0 | 0 | 0 | 0 | 0 | 0 | 0 | 0 | 0 | 0 | 0 | 0 | 0 | 0 | 0 | 0 | 0 | 0 | 0 | 0 | 0 | 0 | 0 | 12
NO |  | 56 | 2011 | 2 | 13 | 13 |  | BALDWIN | DUVAL | 230 | 230 | H | 1.87 | 0 | 1 | 1-954 ACSR AZ | 0 | 0 | 0 | 0 | 0 | 0 | 0 | 0 | 0 | 0 | 0 | 0 | 0 | 0 | 0 | 0 | 0 | 0 | 0 | 0 | 0 | 0 | 0 | 12
NO |  | 56 | 2011 | 2 | 14 | 14 |  | BALDWIN | DUVAL | 230 | 230 | SP | 0.34 | 0 | 1 | 1-954 ACSR AZ | 0 | 0 | 0 | 0 | 0 | 0 | 0 | 0 | 0 | 0 | 0 | 0 | 0 | 0 | 0 | 0 | 0 | 0 | 0 | 0 | 0 | 0 | 0 | 12
NO |  | 56 | 2011 | 2 | 15 | 15 |  | BAREFOOT | EMERSON | 230 | 230 | H | 23.77 | 0 | 1 | 1-795 ACSR AZ | 0 | 0 | 0 | 0 | 0 | 0 | 0 | 0 | 0 | 0 | 0 | 0 | 0 | 0 | 0 | 0 | 0 | 0 | 0 | 0 | 0 | 0 | 0 | 12
NO |  | 56 | 2011 | 2 | 16 | 16 |  | BAREFOOT | EMERSON | 230 | 230 | SP | 0.03 | 0 | 1 | 1-1431 ACSR AW | 0 | 0 | 0 | 0 | 0 | 0 | 0 | 0 | 0 | 0 | 0 | 0 | 0 | 0 | 0 | 0 | 0 | 0 | 0 | 0 | 0 | 0 | 0 | 12
NO |  | 56 | 2011 | 2 | 17 | 17 |  | BAREFOOT | EMERSON | 230 | 230 | SP | 1.8 | 0 | 1 | 1-795 ACSR AZ | 0 | 0 | 0 | 0 | 0 | 0 | 0 | 0 | 0 | 0 | 0 | 0 | 0 | 0 | 0 | 0 | 0 | 0 | 0 | 0 | 0 | 0 | 0 | 12
NO |  | 56 | 2011 | 2 | 18 | 18 |  | BAREFOOT | EMERSON | 230 | 230 | H | 0 | 2.86 | 2 | 1-954 ACSR AW | 0 | 0 | 0 | 0 | 0 | 0 | 0 | 0 | 0 | 0 | 0 | 0 | 0 | 0 | 0 | 0 | 0 | 0 | 0 | 0 | 0 | 0 | 0 | 12
NO |  | 56 | 2011 | 2 | 19 | 19 |  | BAREFOOT | EMERSON | 230 | 230 | SP | 6.43 | 0 | 2 | 1-1431 ACSR AW | 0 | 0 | 0 | 0 | 0 | 0 | 0 | 0 | 0 | 0 | 0 | 0 | 0 | 0 | 0 | 0 | 0 | 0 | 0 | 0 | 0 | 0 | 0 | 12
NO |  | 56 | 2011 | 2 | 20 | 20 |  | BAREFOOT | MALABAR | 230 | 230 | H | 13.71 | 0 | 1 | 1-795 ACSR AZ | 0 | 0 | 0 | 0 | 0 | 0 | 0 | 0 | 0 | 0 | 0 | 0 | 0 | 0 | 0 | 0 | 0 | 0 | 0 | 0 | 0 | 0 | 0 | 12
NO |  | 56 | 2011 | 2 | 21 | 21 |  | BAREFOOT | MALABAR | 230 | 230 | SP | 0.18 | 0 | 1 | 1-954 ACSR AW | 0 | 0 | 0 | 0 | 0 | 0 | 0 | 0 | 0 | 0 | 0 | 0 | 0 | 0 | 0 | 0 | 0 | 0 | 0 | 0 | 0 | 0 | 0 | 12
NO |  | 56 | 2011 | 2 | 22 | 22 |  | BAREFOOT | MALABAR | 230 | 230 | SP | 0 | 6.44 | 2 | 1-1431 ACSR AW | 0 | 0 | 0 | 0 | 0 | 0 | 0 | 0 | 0 | 0 | 0 | 0 | 0 | 0 | 0 | 0 | 0 | 0 | 0 | 0 | 0 | 0 | 0 | 12
NO |  | 56 | 2011 | 2 | 23 | 23 |  | BARNA | CAPE CANAVERAL | 230 | 230 | H | 10.48 | 0 | 1 | 1-954 ACSR AZ | 0 | 0 | 0 | 0 | 0 | 0 | 0 | 0 | 0 | 0 | 0 | 0 | 0 | 0 | 0 | 0 | 0 | 0 | 0 | 0 | 0 | 0 | 0 | 12
NO |  | 56 | 2011 | 2 | 24 | 24 |  | BARNA | CAPE CANAVERAL | 230 | 230 | H | 0 | 0.71 | 2 | 1-1431 ACSR AZ | 0 | 0 | 0 | 0 | 0 | 0 | 0 | 0 | 0 | 0 | 0 | 0 | 0 | 0 | 0 | 0 | 0 | 0 | 0 | 0 | 0 | 0 | 0 | 12
NO |  | 56 | 2011 | 2 | 25 | 25 |  | BARNA | CAPE CANAVERAL | 230 | 230 | SP | 3.21 | 0 | 2 | 1-954 ACSR AW | 0 | 0 | 0 | 0 | 0 | 0 | 0 | 0 | 0 | 0 | 0 | 0 | 0 | 0 | 0 | 0 | 0 | 0 | 0 | 0 | 0 | 0 | 0 | 12
NO |  | 56 | 2011 | 2 | 26 | 26 |  | BARNA | NORRIS | 230 | 230 | H | 8.08 | 0 | 1 | 1-954 ACSR AZ | 0 | 0 | 0 | 0 | 0 | 0 | 0 | 0 | 0 | 0 | 0 | 0 | 0 | 0 | 0 | 0 | 0 | 0 | 0 | 0 | 0 | 0 | 0 | 12
NO |  | 56 | 2011 | 2 | 27 | 27 |  | BARNA | NORRIS | 230 | 230 | SP | 0.16 | 0 | 1 | 1-954 ACSR AW | 0 | 0 | 0 | 0 | 0 | 0 | 0 | 0 | 0 | 0 | 0 | 0 | 0 | 0 | 0 | 0 | 0 | 0 | 0 | 0 | 0 | 0 | 0 | 12
NO |  | 56 | 2011 | 2 | 28 | 28 |  | BARNA | NORRIS | 230 | 230 | SP | 0.22 | 2.91 | 2 | 1-954 ACSR AW | 0 | 0 | 0 | 0 | 0 | 0 | 0 | 0 | 0 | 0 | 0 | 0 | 0 | 0 | 0 | 0 | 0 | 0 | 0 | 0 | 0 | 0 | 0 | 12
NO |  | 56 | 2011 | 2 | 29 | 29 |  | BRADFORD | DUVAL | 230 | 230 | H | 27.2 | 0 | 1 | 1-954 ACSR AZ | 0 | 0 | 0 | 0 | 0 | 0 | 0 | 0 | 0 | 0 | 0 | 0 | 0 | 0 | 0 | 0 | 0 | 0 | 0 | 0 | 0 | 0 | 0 | 12
NO |  | 56 | 2011 | 2 | 30 | 30 |  | BRADFORD | RICE | 230 | 138 | H | 3.87 | 0 | 1 | 1-954 ACSR AZ | 0 | 0 | 0 | 0 | 0 | 0 | 0 | 0 | 0 | 0 | 0 | 0 | 0 | 0 | 0 | 0 | 0 | 0 | 0 | 0 | 0 | 0 | 0 | 12
NO |  | 56 | 2011 | 2 | 31 | 31 |  | BRADFORD | RICE | 230 | 230 | H | 22.96 | 0 | 1 | 1-954 ACSR AZ | 0 | 0 | 0 | 0 | 0 | 0 | 0 | 0 | 0 | 0 | 0 | 0 | 0 | 0 | 0 | 0 | 0 | 0 | 0 | 0 | 0 | 0 | 0 | 12
NO |  | 56 | 2011 | 2 | 32 | 32 |  | BRADFORD | RICE | 230 | 230 | SP | 0.62 | 0 | 1 | 1-954 ACSR AZ | 0 | 0 | 0 | 0 | 0 | 0 | 0 | 0 | 0 | 0 | 0 | 0 | 0 | 0 | 0 | 0 | 0 | 0 | 0 | 0 | 0 | 0 | 0 | 12
NO |  | 56 | 2011 | 2 | 33 | 33 |  | BREVARD | CAPE CANAVERAL 1 | 230 | 230 | H | 8.38 | 0 | 1 | 1-1431 ACSR AZ | 0 | 0 | 0 | 0 | 0 | 0 | 0 | 0 | 0 | 0 | 0 | 0 | 0 | 0 | 0 | 0 | 0 | 0 | 0 | 0 | 0 | 0 | 0 | 12
NO |  | 56 | 2011 | 2 | 34 | 34 |  | BREVARD | CAPE CANAVERAL 1 | 230 | 230 | SP | 0.04 | 0 | 1 | 1-1431 ACSR AW | 0 | 0 | 0 | 0 | 0 | 0 | 0 | 0 | 0 | 0 | 0 | 0 | 0 | 0 | 0 | 0 | 0 | 0 | 0 | 0 | 0 | 0 | 0 | 12
NO |  | 56 | 2011 | 2 | 35 | 35 |  | BREVARD | CAPE CANAVERAL 1 | 230 | 230 | SP | 0.05 | 0 | 1 | 1-1431 ACSR AZ | 0 | 0 | 0 | 0 | 0 | 0 | 0 | 0 | 0 | 0 | 0 | 0 | 0 | 0 | 0 | 0 | 0 | 0 | 0 | 0 | 0 | 0 | 0 | 12
NO |  | 56 | 2011 | 3 | 1 | 1 |  | BREVARD | CAPE CANAVERAL 2 | 230 | 230 | H | 8.55 | 0 | 1 | 1-1431 ACSR AZ | 0 | 0 | 0 | 0 | 0 | 0 | 0 | 0 | 0 | 0 | 0 | 0 | 0 | 0 | 0 | 0 | 0 | 0 | 0 | 0 | 0 | 0 | 0 | 12
NO |  | 56 | 2011 | 3 | 2 | 2 |  | BREVARD | CAPE CANAVERAL 3 | 230 | 230 | H | 8.37 | 0 | 1 | 1-1431 ACSR AZ | 0 | 0 | 0 | 0 | 0 | 0 | 0 | 0 | 0 | 0 | 0 | 0 | 0 | 0 | 0 | 0 | 0 | 0 | 0 | 0 | 0 | 0 | 0 | 12
NO |  | 56 | 2011 | 3 | 3 | 3 |  | BREVARD | CAPE CANAVERAL 3 | 230 | 230 | SP | 0.06 | 0 | 1 | 1-1431 ACSR AZ | 0 | 0 | 0 | 0 | 0 | 0 | 0 | 0 | 0 | 0 | 0 | 0 | 0 | 0 | 0 | 0 | 0 | 0 | 0 | 0 | 0 | 0 | 0 | 12
NO |  | 56 | 2011 | 3 | 4 | 4 |  | BREVARD | MALABAR 1 | 230 | 230 | H | 25.72 | 0 | 1 | 1-795 ACSR AZ | 0 | 0 | 0 | 0 | 0 | 0 | 0 | 0 | 0 | 0 | 0 | 0 | 0 | 0 | 0 | 0 | 0 | 0 | 0 | 0 | 0 | 0 | 0 | 12
NO |  | 56 | 2011 | 3 | 5 | 5 |  | BREVARD | MALABAR 1 | 230 | 230 | SP | 0.34 | 0 | 1 | 1-1431 ACSR AW | 0 | 0 | 0 | 0 | 0 | 0 | 0 | 0 | 0 | 0 | 0 | 0 | 0 | 0 | 0 | 0 | 0 | 0 | 0 | 0 | 0 | 0 | 0 | 12
NO |  | 56 | 2011 | 3 | 6 | 6 |  | BREVARD | MALABAR 2 | 230 | 230 | SP | 25.74 | 0 | 2 | 1-1431 ACSR AW | 0 | 0 | 0 | 0 | 0 | 0 | 0 | 0 | 0 | 0 | 0 | 0 | 0 | 0 | 0 | 0 | 0 | 0 | 0 | 0 | 0 | 0 | 0 | 12
NO |  | 56 | 2011 | 3 | 7 | 7 |  | BREVARD | MALABAR 3 | 230 | 230 | SP | 0 | 25.83 | 2 | 1-1431 ACSR AW | 0 | 0 | 0 | 0 | 0 | 0 | 0 | 0 | 0 | 0 | 0 | 0 | 0 | 0 | 0 | 0 | 0 | 0 | 0 | 0 | 0 | 0 | 0 | 12
NO |  | 56 | 2011 | 3 | 8 | 8 |  | BREVARD | OLEANDER (CST) | 230 | 230 | SP | 0.27 | 0 | 1 | 2-795 ACSR AW | 0 | 0 | 0 | 0 | 0 | 0 | 0 | 0 | 0 | 0 | 0 | 0 | 0 | 0 | 0 | 0 | 0 | 0 | 0 | 0 | 0 | 0 | 0 | 12
NO |  | 56 | 2011 | 3 | 9 | 9 |  | BREVARD | POINSETT 1 | 230 | 230 | H | 0.07 | 0 | 1 | 1-954 ACSR AW | 0 | 0 | 0 | 0 | 0 | 0 | 0 | 0 | 0 | 0 | 0 | 0 | 0 | 0 | 0 | 0 | 0 | 0 | 0 | 0 | 0 | 0 | 0 | 12
NO |  | 56 | 2011 | 3 | 10 | 10 |  | BREVARD | POINSETT 1 | 230 | 230 | H | 4.39 | 0 | 2 | 1-954 ACSR AW | 0 | 0 | 0 | 0 | 0 | 0 | 0 | 0 | 0 | 0 | 0 | 0 | 0 | 0 | 0 | 0 | 0 | 0 | 0 | 0 | 0 | 0 | 0 | 12
NO |  | 56 | 2011 | 3 | 11 | 11 |  | BREVARD | POINSETT 1 | 230 | 230 | H | 6.91 | 0 | 2 | 1-954 ACSR AZ | 0 | 0 | 0 | 0 | 0 | 0 | 0 | 0 | 0 | 0 | 0 | 0 | 0 | 0 | 0 | 0 | 0 | 0 | 0 | 0 | 0 | 0 | 0 | 12
NO |  | 56 | 2011 | 3 | 12 | 12 |  | BREVARD | POINSETT 2 | 230 | 230 | SP | 0.19 | 0 | 1 | 1-1431 ACSR AZ | 0 | 0 | 0 | 0 | 0 | 0 | 0 | 0 | 0 | 0 | 0 | 0 | 0 | 0 | 0 | 0 | 0 | 0 | 0 | 0 | 0 | 0 | 0 | 12
NO |  | 56 | 2011 | 3 | 13 | 13 |  | BREVARD | POINSETT 2 | 230 | 230 | H | 7.53 | 0 | 2 | 2-795 ACSR AZ | 0 | 0 | 0 | 0 | 0 | 0 | 0 | 0 | 0 | 0 | 0 | 0 | 0 | 0 | 0 | 0 | 0 | 0 | 0 | 0 | 0 | 0 | 0 | 12
NO |  | 56 | 2011 | 3 | 14 | 14 |  | BRIDGE | HOBE | 230 | 230 | H | 6.1 | 0 | 1 | 1-1431 ACSR AZ | 0 | 0 | 0 | 0 | 0 | 0 | 0 | 0 | 0 | 0 | 0 | 0 | 0 | 0 | 0 | 0 | 0 | 0 | 0 | 0 | 0 | 0 | 0 | 12
NO |  | 56 | 2011 | 3 | 15 | 15 |  | BRIDGE | INDIANTOWN 1 | 230 | 230 | H | 10.02 | 0 | 1 | 1-1431 ACSR AZ | 0 | 0 | 0 | 0 | 0 | 0 | 0 | 0 | 0 | 0 | 0 | 0 | 0 | 0 | 0 | 0 | 0 | 0 | 0 | 0 | 0 | 0 | 0 | 12
NO |  | 56 | 2011 | 3 | 16 | 16 |  | BRIDGE | INDIANTOWN 2 | 230 | 230 | SP | 10.06 | 0 | 1 | 1-1431 ACSR AW | 0 | 0 | 0 | 0 | 0 | 0 | 0 | 0 | 0 | 0 | 0 | 0 | 0 | 0 | 0 | 0 | 0 | 0 | 0 | 0 | 0 | 0 | 0 | 12
NO |  | 56 | 2011 | 3 | 17 | 17 |  | BRIDGE | PLUMOSUS | 230 | 230 | SP | 28.26 | 0 | 1 | 1-1431 ACSR AW | 0 | 0 | 0 | 0 | 0 | 0 | 0 | 0 | 0 | 0 | 0 | 0 | 0 | 0 | 0 | 0 | 0 | 0 | 0 | 0 | 0 | 0 | 0 | 12
NO |  | 56 | 2011 | 3 | 18 | 18 |  | BRIDGE | PLUMOSUS | 230 | 230 | SP | 0.09 | 0 | 1 | 1-1431 ACSR TW | 0 | 0 | 0 | 0 | 0 | 0 | 0 | 0 | 0 | 0 | 0 | 0 | 0 | 0 | 0 | 0 | 0 | 0 | 0 | 0 | 0 | 0 | 0 | 12
NO |  | 56 | 2011 | 3 | 19 | 19 |  | BRIDGE | PLUMOSUS | 230 | 230 | SP | 2.63 | 0 | 1 | 1-795 ACSR AW | 0 | 0 | 0 | 0 | 0 | 0 | 0 | 0 | 0 | 0 | 0 | 0 | 0 | 0 | 0 | 0 | 0 | 0 | 0 | 0 | 0 | 0 | 0 | 12
NO |  | 56 | 2011 | 3 | 20 | 20 |  | BRIDGE | TURNPIKE | 230 | 230 | SP | 18.94 | 0 | 1 | 1-1431 ACSR AW | 0 | 0 | 0 | 0 | 0 | 0 | 0 | 0 | 0 | 0 | 0 | 0 | 0 | 0 | 0 | 0 | 0 | 0 | 0 | 0 | 0 | 0 | 0 | 12
NO |  | 56 | 2011 | 3 | 21 | 21 |  | BROWARD | CONSERVATION 2 | 230 | 230 | SP | 0.03 | 0 | 1 | 1-1431 ACSR AW | 0 | 0 | 0 | 0 | 0 | 0 | 0 | 0 | 0 | 0 | 0 | 0 | 0 | 0 | 0 | 0 | 0 | 0 | 0 | 0 | 0 | 0 | 0 | 12
NO |  | 56 | 2011 | 3 | 22 | 22 |  | BROWARD | CONSERVATION 2 | 230 | 230 | H | 9.8 | 3.86 | 2 | 1-1431 ACSR AZ | 0 | 0 | 0 | 0 | 0 | 0 | 0 | 0 | 0 | 0 | 0 | 0 | 0 | 0 | 0 | 0 | 0 | 0 | 0 | 0 | 0 | 0 | 0 | 12
NO |  | 56 | 2011 | 3 | 23 | 23 |  | BROWARD | CONSERVATION 2 | 230 | 230 | SP | 0.31 | 1.11 | 2 | 1-1431 ACSR AW | 0 | 0 | 0 | 0 | 0 | 0 | 0 | 0 | 0 | 0 | 0 | 0 | 0 | 0 | 0 | 0 | 0 | 0 | 0 | 0 | 0 | 0 | 0 | 12
NO |  | 56 | 2011 | 3 | 24 | 24 |  | BROWARD | DELMAR | 230 | 230 | SP | 7.24 | 0 | 1 | 1-1431 ACSR AW | 0 | 0 | 0 | 0 | 0 | 0 | 0 | 0 | 0 | 0 | 0 | 0 | 0 | 0 | 0 | 0 | 0 | 0 | 0 | 0 | 0 | 0 | 0 | 12
NO |  | 56 | 2011 | 3 | 25 | 25 |  | BROWARD | DELMAR | 230 | 230 | SP | 2.45 | 0 | 1 | 1-1431 ACSR AZ | 0 | 0 | 0 | 0 | 0 | 0 | 0 | 0 | 0 | 0 | 0 | 0 | 0 | 0 | 0 | 0 | 0 | 0 | 0 | 0 | 0 | 0 | 0 | 12
NO |  | 56 | 2011 | 3 | 26 | 26 |  | BROWARD | KIMBERLY | 230 | 230 | SP | 0.07 | 0 | 1 | 1-1431 ACSR AZ | 0 | 0 | 0 | 0 | 0 | 0 | 0 | 0 | 0 | 0 | 0 | 0 | 0 | 0 | 0 | 0 | 0 | 0 | 0 | 0 | 0 | 0 | 0 | 12
NO |  | 56 | 2011 | 3 | 27 | 27 |  | BROWARD | KIMBERLY | 230 | 230 | H | 0 | 11.01 | 2 | 1-1431 ACSR AZ | 0 | 0 | 0 | 0 | 0 | 0 | 0 | 0 | 0 | 0 | 0 | 0 | 0 | 0 | 0 | 0 | 0 | 0 | 0 | 0 | 0 | 0 | 0 | 12
NO |  | 56 | 2011 | 3 | 28 | 28 |  | BROWARD | KIMBERLY | 230 | 230 | SP | 4.78 | 5.89 | 2 | 1-1431 ACSR AW | 0 | 0 | 0 | 0 | 0 | 0 | 0 | 0 | 0 | 0 | 0 | 0 | 0 | 0 | 0 | 0 | 0 | 0 | 0 | 0 | 0 | 0 | 0 | 12
NO |  | 56 | 2011 | 3 | 29 | 29 |  | BROWARD | MALLARD | 230 | 230 | H | 0.03 | 0 | 1 | 1-1431 ACSR AZ | 0 | 0 | 0 | 0 | 0 | 0 | 0 | 0 | 0 | 0 | 0 | 0 | 0 | 0 | 0 | 0 | 0 | 0 | 0 | 0 | 0 | 0 | 0 | 12
NO |  | 56 | 2011 | 3 | 30 | 30 |  | BROWARD | MALLARD | 230 | 230 | H | 3.9 | 4.3 | 2 | 1-1431 ACSR AZ | 0 | 0 | 0 | 0 | 0 | 0 | 0 | 0 | 0 | 0 | 0 | 0 | 0 | 0 | 0 | 0 | 0 | 0 | 0 | 0 | 0 | 0 | 0 | 12
NO |  | 56 | 2011 | 3 | 31 | 31 |  | BROWARD | MALLARD | 230 | 230 | SP | 1.12 | 0 | 2 | 1-1431 ACSR AW | 0 | 0 | 0 | 0 | 0 | 0 | 0 | 0 | 0 | 0 | 0 | 0 | 0 | 0 | 0 | 0 | 0 | 0 | 0 | 0 | 0 | 0 | 0 | 12
NO |  | 56 | 2011 | 3 | 32 | 32 |  | BROWARD | SUGAR-YAMATO | 230 | 230 | SP | 12.55 | 0 | 1 | 1-1431 ACSR AW | 0 | 0 | 0 | 0 | 0 | 0 | 0 | 0 | 0 | 0 | 0 | 0 | 0 | 0 | 0 | 0 | 0 | 0 | 0 | 0 | 0 | 0 | 0 | 12
NO |  | 56 | 2011 | 3 | 33 | 33 |  | BROWARD | SUGAR-YAMATO | 230 | 230 | H | 0 | 0.31 | 2 | 1-1431 ACSR AW | 0 | 0 | 0 | 0 | 0 | 0 | 0 | 0 | 0 | 0 | 0 | 0 | 0 | 0 | 0 | 0 | 0 | 0 | 0 | 0 | 0 | 0 | 0 | 12
NO |  | 56 | 2011 | 3 | 34 | 34 |  | BROWARD | SUGAR-YAMATO | 230 | 230 | H | 31.24 | 0 | 2 | 1-1431 ACSR AZ | 0 | 0 | 0 | 0 | 0 | 0 | 0 | 0 | 0 | 0 | 0 | 0 | 0 | 0 | 0 | 0 | 0 | 0 | 0 | 0 | 0 | 0 | 0 | 12
NO |  | 56 | 2011 | 3 | 35 | 35 |  | BROWARD | SUGAR-YAMATO | 230 | 230 | H | 8.2 | 0 | 2 | 1-1431 ACSR TW | 0 | 0 | 0 | 0 | 0 | 0 | 0 | 0 | 0 | 0 | 0 | 0 | 0 | 0 | 0 | 0 | 0 | 0 | 0 | 0 | 0 | 0 | 0 | 12
NO |  | 56 | 2011 | 4 | 1 | 1 |  | BROWARD | SUGAR-YAMATO | 230 | 230 | SP | 5.08 | 1.82 | 2 | 1-1431 ACSR AW | 0 | 0 | 0 | 0 | 0 | 0 | 0 | 0 | 0 | 0 | 0 | 0 | 0 | 0 | 0 | 0 | 0 | 0 | 0 | 0 | 0 | 0 | 0 | 12
NO |  | 56 | 2011 | 4 | 2 | 2 |  | BROWARD | SUGAR-YAMATO | 230 | 230 | SP | 0.16 | 0 | 2 | 1-1431 ACSR AZ | 0 | 0 | 0 | 0 | 0 | 0 | 0 | 0 | 0 | 0 | 0 | 0 | 0 | 0 | 0 | 0 | 0 | 0 | 0 | 0 | 0 | 0 | 0 | 12
NO |  | 56 | 2011 | 4 | 3 | 3 |  | BROWARD | SUGAR-YAMATO | 230 | 230 | SP | 0 | 0.16 | 2 | 1-1431 ACSR TW | 0 | 0 | 0 | 0 | 0 | 0 | 0 | 0 | 0 | 0 | 0 | 0 | 0 | 0 | 0 | 0 | 0 | 0 | 0 | 0 | 0 | 0 | 0 | 12
NO |  | 56 | 2011 | 4 | 4 | 4 |  | BUNNELL | PELLICER | 230 | 230 | SP | 12.54 | 0 | 1 | 1-1431 ACSR AW | 0 | 0 | 0 | 0 | 0 | 0 | 0 | 0 | 0 | 0 | 0 | 0 | 0 | 0 | 0 | 0 | 0 | 0 | 0 | 0 | 0 | 0 | 0 | 12
NO |  | 56 | 2011 | 4 | 5 | 5 |  | BUNNELL | PELLICER | 230 | 230 | SP | 3.97 | 0 | 2 | 1-1431 ACSR AW | 0 | 0 | 0 | 0 | 0 | 0 | 0 | 0 | 0 | 0 | 0 | 0 | 0 | 0 | 0 | 0 | 0 | 0 | 0 | 0 | 0 | 0 | 0 | 12
NO |  | 56 | 2011 | 4 | 6 | 6 |  | BUNNELL | PUTNAM | 230 | 230 | H | 27.11 | 0 | 1 | 1-954 ACSR AZ | 0 | 0 | 0 | 0 | 0 | 0 | 0 | 0 | 0 | 0 | 0 | 0 | 0 | 0 | 0 | 0 | 0 | 0 | 0 | 0 | 0 | 0 | 0 | 12
NO |  | 56 | 2011 | 4 | 7 | 7 |  | BUNNELL | VOLUSIA | 230 | 230 | H | 22.26 | 0 | 1 | 1-954 ACSR AZ | 0 | 0 | 0 | 0 | 0 | 0 | 0 | 0 | 0 | 0 | 0 | 0 | 0 | 0 | 0 | 0 | 0 | 0 | 0 | 0 | 0 | 0 | 0 | 12
NO |  | 56 | 2011 | 4 | 8 | 8 |  | BUNNELL | VOLUSIA | 230 | 230 | SP | 0.63 | 0 | 1 | 1-954 ACSR AW | 0 | 0 | 0 | 0 | 0 | 0 | 0 | 0 | 0 | 0 | 0 | 0 | 0 | 0 | 0 | 0 | 0 | 0 | 0 | 0 | 0 | 0 | 0 | 12
NO |  | 56 | 2011 | 4 | 9 | 9 |  | CALUSA | CHARLOTTE | 230 | 230 | SP | 20.54 | 0 | 1 | 2-556.5 ACSR AZ | 0 | 0 | 0 | 0 | 0 | 0 | 0 | 0 | 0 | 0 | 0 | 0 | 0 | 0 | 0 | 0 | 0 | 0 | 0 | 0 | 0 | 0 | 0 | 12
NO |  | 56 | 2011 | 4 | 10 | 10 |  | CALUSA | CHARLOTTE | 230 | 230 | SP | 0.2 | 0 | 1 | 2-795 ACSR AW | 0 | 0 | 0 | 0 | 0 | 0 | 0 | 0 | 0 | 0 | 0 | 0 | 0 | 0 | 0 | 0 | 0 | 0 | 0 | 0 | 0 | 0 | 0 | 12
NO |  | 56 | 2011 | 4 | 11 | 11 |  | CALUSA | FT MYERS PLANT 1 | 230 | 230 | SP | 1.18 | 0 | 2 | 1-1431 ACSR AW | 0 | 0 | 0 | 0 | 0 | 0 | 0 | 0 | 0 | 0 | 0 | 0 | 0 | 0 | 0 | 0 | 0 | 0 | 0 | 0 | 0 | 0 | 0 | 12
NO |  | 56 | 2011 | 4 | 12 | 12 |  | CALUSA | FT MYERS PLANT 1 | 230 | 230 | SP | 0.31 | 0 | 2 | 2-556.5 ACSR AZ | 0 | 0 | 0 | 0 | 0 | 0 | 0 | 0 | 0 | 0 | 0 | 0 | 0 | 0 | 0 | 0 | 0 | 0 | 0 | 0 | 0 | 0 | 0 | 12
NO |  | 56 | 2011 | 4 | 13 | 13 |  | CALUSA | FT MYERS PLANT 2 | 230 | 230 | SP | 0 | 0.39 | 2 | 1-1431 ACSR AW | 0 | 0 | 0 | 0 | 0 | 0 | 0 | 0 | 0 | 0 | 0 | 0 | 0 | 0 | 0 | 0 | 0 | 0 | 0 | 0 | 0 | 0 | 0 | 12
NO |  | 56 | 2011 | 4 | 14 | 14 |  | CALUSA | FT MYERS PLANT 2 | 230 | 230 | SP | 0 | 1.04 | 2 | 2-556.5 ACSR AZ | 0 | 0 | 0 | 0 | 0 | 0 | 0 | 0 | 0 | 0 | 0 | 0 | 0 | 0 | 0 | 0 | 0 | 0 | 0 | 0 | 0 | 0 | 0 | 12
NO |  | 56 | 2011 | 4 | 15 | 15 |  | CAPE CANAVERAL | INDIAN RIVER 1 | 230 | 230 | H | 0.71 | 0 | 2 | -954 ACSSHS AW | 0 | 0 | 0 | 0 | 0 | 0 | 0 | 0 | 0 | 0 | 0 | 0 | 0 | 0 | 0 | 0 | 0 | 0 | 0 | 0 | 0 | 0 | 0 | 12
NO |  | 56 | 2011 | 4 | 16 | 16 |  | CAPE CANAVERAL | INDIAN RIVER 1 | 230 | 230 | SP | 1.55 | 0 | 2 | -954 ACSSHS AW | 0 | 0 | 0 | 0 | 0 | 0 | 0 | 0 | 0 | 0 | 0 | 0 | 0 | 0 | 0 | 0 | 0 | 0 | 0 | 0 | 0 | 0 | 0 | 12
NO |  | 56 | 2011 | 4 | 17 | 17 |  | CAPE CANAVERAL | INDIAN RIVER 2 | 230 | 230 | SP | 0.7 | 0 | 1 | -954 ACSSHS AW | 0 | 0 | 0 | 0 | 0 | 0 | 0 | 0 | 0 | 0 | 0 | 0 | 0 | 0 | 0 | 0 | 0 | 0 | 0 | 0 | 0 | 0 | 0 | 12
NO |  | 56 | 2011 | 4 | 18 | 18 |  | CAPE CANAVERAL | INDIAN RIVER 2 | 230 | 230 | SP | 0 | 1.59 | 2 | -954 ACSSHS AW | 0 | 0 | 0 | 0 | 0 | 0 | 0 | 0 | 0 | 0 | 0 | 0 | 0 | 0 | 0 | 0 | 0 | 0 | 0 | 0 | 0 | 0 | 0 | 12
NO |  | 56 | 2011 | 4 | 19 | 19 |  | CASTLE | BIG BEND (TEC) | 230 | 230 | H | 5.44 | 0 | 1 | 1-954 ACSR AW | 0 | 0 | 0 | 0 | 0 | 0 | 0 | 0 | 0 | 0 | 0 | 0 | 0 | 0 | 0 | 0 | 0 | 0 | 0 | 0 | 0 | 0 | 0 | 12
NO |  | 56 | 2011 | 4 | 20 | 20 |  | CASTLE | BIG BEND (TEC) | 230 | 230 | H | 3.63 | 0 | 1 | 1-954 ACSR AZ | 0 | 0 | 0 | 0 | 0 | 0 | 0 | 0 | 0 | 0 | 0 | 0 | 0 | 0 | 0 | 0 | 0 | 0 | 0 | 0 | 0 | 0 | 0 | 12
NO |  | 56 | 2011 | 4 | 21 | 21 |  | CASTLE | BIG BEND (TEC) | 230 | 230 | SP | 13.25 | 0 | 1 | 1-954 ACSR AW | 0 | 0 | 0 | 0 | 0 | 0 | 0 | 0 | 0 | 0 | 0 | 0 | 0 | 0 | 0 | 0 | 0 | 0 | 0 | 0 | 0 | 0 | 0 | 12
NO |  | 56 | 2011 | 4 | 22 | 22 |  | CASTLE | BIG BEND (TEC) | 230 | 230 | SP | 3.89 | 0 | 1 | 1-954 ACSR AZ | 0 | 0 | 0 | 0 | 0 | 0 | 0 | 0 | 0 | 0 | 0 | 0 | 0 | 0 | 0 | 0 | 0 | 0 | 0 | 0 | 0 | 0 | 0 | 12
NO |  | 56 | 2011 | 4 | 23 | 23 |  | CASTLE | RINGLING | 230 | 230 | H | 0.07 | 0 | 1 | 1-954 ACSR AW | 0 | 0 | 0 | 0 | 0 | 0 | 0 | 0 | 0 | 0 | 0 | 0 | 0 | 0 | 0 | 0 | 0 | 0 | 0 | 0 | 0 | 0 | 0 | 12
NO |  | 56 | 2011 | 4 | 24 | 24 |  | CASTLE | RINGLING | 230 | 230 | SP | 0.06 | 0 | 1 | 1-1431 ACSR AZ | 0 | 0 | 0 | 0 | 0 | 0 | 0 | 0 | 0 | 0 | 0 | 0 | 0 | 0 | 0 | 0 | 0 | 0 | 0 | 0 | 0 | 0 | 0 | 12
NO |  | 56 | 2011 | 4 | 25 | 25 |  | CASTLE | RINGLING | 230 | 230 | SP | 9.71 | 0 | 1 | 1-954 ACSR AW | 0 | 0 | 0 | 0 | 0 | 0 | 0 | 0 | 0 | 0 | 0 | 0 | 0 | 0 | 0 | 0 | 0 | 0 | 0 | 0 | 0 | 0 | 0 | 12
NO |  | 56 | 2011 | 4 | 26 | 26 |  | CASTLE | RINGLING | 230 | 230 | SP | 0.16 | 0 | 1 | 1-954 ACSR AZ | 0 | 0 | 0 | 0 | 0 | 0 | 0 | 0 | 0 | 0 | 0 | 0 | 0 | 0 | 0 | 0 | 0 | 0 | 0 | 0 | 0 | 0 | 0 | 12
NO |  | 56 | 2011 | 4 | 27 | 27 |  | CASTLE | RINGLING | 230 | 230 | SP | 1.03 | 0 | 2 | 1-954 ACSR AW | 0 | 0 | 0 | 0 | 0 | 0 | 0 | 0 | 0 | 0 | 0 | 0 | 0 | 0 | 0 | 0 | 0 | 0 | 0 | 0 | 0 | 0 | 0 | 12
NO |  | 56 | 2011 | 4 | 28 | 28 |  | CEDAR | CORBETT | 230 | 230 | SP | 9.23 | 0 | 1 | 1-1431 ACSR AW | 0 | 0 | 0 | 0 | 0 | 0 | 0 | 0 | 0 | 0 | 0 | 0 | 0 | 0 | 0 | 0 | 0 | 0 | 0 | 0 | 0 | 0 | 0 | 12
NO |  | 56 | 2011 | 4 | 29 | 29 |  | CEDAR | CORBETT | 230 | 230 | SP | 10.43 | 0 | 1 | 1-1431 ACSR TW | 0 | 0 | 0 | 0 | 0 | 0 | 0 | 0 | 0 | 0 | 0 | 0 | 0 | 0 | 0 | 0 | 0 | 0 | 0 | 0 | 0 | 0 | 0 | 12
NO |  | 56 | 2011 | 4 | 30 | 30 |  | CEDAR | CORBETT | 230 | 230 | H | 4.73 | 3.77 | 2 | 1-1431 ACSR TW | 0 | 0 | 0 | 0 | 0 | 0 | 0 | 0 | 0 | 0 | 0 | 0 | 0 | 0 | 0 | 0 | 0 | 0 | 0 | 0 | 0 | 0 | 0 | 12
NO |  | 56 | 2011 | 4 | 31 | 31 |  | CEDAR | CORBETT | 230 | 230 | SP | 0 | 0.53 | 2 | 1-1431 ACSR AW | 0 | 0 | 0 | 0 | 0 | 0 | 0 | 0 | 0 | 0 | 0 | 0 | 0 | 0 | 0 | 0 | 0 | 0 | 0 | 0 | 0 | 0 | 0 | 12
NO |  | 56 | 2011 | 4 | 32 | 32 |  | CEDAR | DELTRAIL | 230 | 230 | H | 0.05 | 0 | 1 | 1-1431 ACSR AZ | 0 | 0 | 0 | 0 | 0 | 0 | 0 | 0 | 0 | 0 | 0 | 0 | 0 | 0 | 0 | 0 | 0 | 0 | 0 | 0 | 0 | 0 | 0 | 12
NO |  | 56 | 2011 | 4 | 33 | 33 |  | CEDAR | DELTRAIL | 230 | 230 | SP | 5.6 | 0 | 1 | 1-1431 ACSR AZ | 0 | 0 | 0 | 0 | 0 | 0 | 0 | 0 | 0 | 0 | 0 | 0 | 0 | 0 | 0 | 0 | 0 | 0 | 0 | 0 | 0 | 0 | 0 | 12
NO |  | 56 | 2011 | 4 | 34 | 34 |  | CEDAR | LAUDERDALE | 230 | 230 | H | 28.02 | 0 | 1 | 1-1431 ACSR AZ | 0 | 0 | 0 | 0 | 0 | 0 | 0 | 0 | 0 | 0 | 0 | 0 | 0 | 0 | 0 | 0 | 0 | 0 | 0 | 0 | 0 | 0 | 0 | 12
NO |  | 56 | 2011 | 4 | 35 | 35 |  | CEDAR | LAUDERDALE | 230 | 230 | SP | 1.46 | 0 | 1 | 1-1431 ACSR AW | 0 | 0 | 0 | 0 | 0 | 0 | 0 | 0 | 0 | 0 | 0 | 0 | 0 | 0 | 0 | 0 | 0 | 0 | 0 | 0 | 0 | 0 | 0 | 12
NO |  | 56 | 2011 | 5 | 1 | 1 |  | CEDAR | LAUDERDALE | 230 | 230 | SP | 3.85 | 0 | 1 | 1-1431 ACSR AZ | 0 | 0 | 0 | 0 | 0 | 0 | 0 | 0 | 0 | 0 | 0 | 0 | 0 | 0 | 0 | 0 | 0 | 0 | 0 | 0 | 0 | 0 | 0 | 12
NO |  | 56 | 2011 | 5 | 2 | 2 |  | CEDAR | LAUDERDALE | 230 | 230 | H | 6.89 | 0 | 2 | 1-1431 ACSR AZ | 0 | 0 | 0 | 0 | 0 | 0 | 0 | 0 | 0 | 0 | 0 | 0 | 0 | 0 | 0 | 0 | 0 | 0 | 0 | 0 | 0 | 0 | 0 | 12
NO |  | 56 | 2011 | 5 | 3 | 3 |  | CEDAR | LAUDERDALE | 230 | 230 | SP | 1.5 | 1.45 | 2 | 1-1431 ACSR AW | 0 | 0 | 0 | 0 | 0 | 0 | 0 | 0 | 0 | 0 | 0 | 0 | 0 | 0 | 0 | 0 | 0 | 0 | 0 | 0 | 0 | 0 | 0 | 12
NO |  | 56 | 2011 | 5 | 4 | 4 |  | CEDAR | RANCH | 230 | 230 | H | 0.22 | 0 | 1 | 1-1431 ACSR AZ | 0 | 0 | 0 | 0 | 0 | 0 | 0 | 0 | 0 | 0 | 0 | 0 | 0 | 0 | 0 | 0 | 0 | 0 | 0 | 0 | 0 | 0 | 0 | 12
NO |  | 56 | 2011 | 5 | 5 | 5 |  | CEDAR | RANCH | 230 | 230 | SP | 0.27 | 0 | 1 | 1-1431 ACSR AW | 0 | 0 | 0 | 0 | 0 | 0 | 0 | 0 | 0 | 0 | 0 | 0 | 0 | 0 | 0 | 0 | 0 | 0 | 0 | 0 | 0 | 0 | 0 | 12
NO |  | 56 | 2011 | 5 | 6 | 6 |  | CEDAR | RANCH | 230 | 230 | H | 0 | 5.96 | 2 | 1-1431 ACSR AZ | 0 | 0 | 0 | 0 | 0 | 0 | 0 | 0 | 0 | 0 | 0 | 0 | 0 | 0 | 0 | 0 | 0 | 0 | 0 | 0 | 0 | 0 | 0 | 12
NO |  | 56 | 2011 | 5 | 7 | 7 |  | CEDAR | RANCH | 230 | 230 | SP | 9.02 | 0 | 2 | 1-1431 ACSR AZ | 0 | 0 | 0 | 0 | 0 | 0 | 0 | 0 | 0 | 0 | 0 | 0 | 0 | 0 | 0 | 0 | 0 | 0 | 0 | 0 | 0 | 0 | 0 | 12
NO |  | 56 | 2011 | 5 | 8 | 8 |  | CHARLOTTE | FT MYERS PLANT 1 | 230 | 230 | H | 2.71 | 0 | 1 | 1-954 ACSR AZ | 0 | 0 | 0 | 0 | 0 | 0 | 0 | 0 | 0 | 0 | 0 | 0 | 0 | 0 | 0 | 0 | 0 | 0 | 0 | 0 | 0 | 0 | 0 | 12
NO |  | 56 | 2011 | 5 | 9 | 9 |  | CHARLOTTE | FT MYERS PLANT 1 | 230 | 230 | SP | 0.19 | 0 | 1 | 1-1431 ACSR AW | 0 | 0 | 0 | 0 | 0 | 0 | 0 | 0 | 0 | 0 | 0 | 0 | 0 | 0 | 0 | 0 | 0 | 0 | 0 | 0 | 0 | 0 | 0 | 12
NO |  | 56 | 2011 | 5 | 10 | 10 |  | CHARLOTTE | FT MYERS PLANT 1 | 230 | 230 | SP | 0.11 | 0 | 1 | 1-954 ACSR AZ | 0 | 0 | 0 | 0 | 0 | 0 | 0 | 0 | 0 | 0 | 0 | 0 | 0 | 0 | 0 | 0 | 0 | 0 | 0 | 0 | 0 | 0 | 0 | 12
NO |  | 56 | 2011 | 5 | 11 | 11 |  | CHARLOTTE | FT MYERS PLANT 1 | 230 | 230 | SP | 19.15 | 0 | 2 | 1-1431 ACSR AW | 0 | 0 | 0 | 0 | 0 | 0 | 0 | 0 | 0 | 0 | 0 | 0 | 0 | 0 | 0 | 0 | 0 | 0 | 0 | 0 | 0 | 0 | 0 | 12
NO |  | 56 | 2011 | 5 | 12 | 12 |  | CHARLOTTE | FT MYERS PLANT 2 | 230 | 230 | H | 22.77 | 0 | 1 | 1-1431 ACSR AZ | 0 | 0 | 0 | 0 | 0 | 0 | 0 | 0 | 0 | 0 | 0 | 0 | 0 | 0 | 0 | 0 | 0 | 0 | 0 | 0 | 0 | 0 | 0 | 12
NO |  | 56 | 2011 | 5 | 13 | 13 |  | CHARLOTTE | FT MYERS PLANT 2 | 230 | 230 | SP | 0.09 | 0 | 1 | 1-1431 ACSR AW | 0 | 0 | 0 | 0 | 0 | 0 | 0 | 0 | 0 | 0 | 0 | 0 | 0 | 0 | 0 | 0 | 0 | 0 | 0 | 0 | 0 | 0 | 0 | 12
NO |  | 56 | 2011 | 5 | 14 | 14 |  | CHARLOTTE | NORTH CAPE (LEC) | 230 | 230 | SP | 0.04 | 0 | 1 | 2-795 ACSR AW | 0 | 0 | 0 | 0 | 0 | 0 | 0 | 0 | 0 | 0 | 0 | 0 | 0 | 0 | 0 | 0 | 0 | 0 | 0 | 0 | 0 | 0 | 0 | 12
NO |  | 56 | 2011 | 5 | 15 | 15 |  | CHARLOTTE | PEACHLAND | 230 | 230 | H | 4.71 | 0 | 1 | 1-1431 ACSR AZ | 0 | 0 | 0 | 0 | 0 | 0 | 0 | 0 | 0 | 0 | 0 | 0 | 0 | 0 | 0 | 0 | 0 | 0 | 0 | 0 | 0 | 0 | 0 | 12
NO |  | 56 | 2011 | 5 | 16 | 16 |  | CHARLOTTE | PEACHLAND | 230 | 230 | SP | 0.12 | 0 | 1 | 1-1431 ACSR AW | 0 | 0 | 0 | 0 | 0 | 0 | 0 | 0 | 0 | 0 | 0 | 0 | 0 | 0 | 0 | 0 | 0 | 0 | 0 | 0 | 0 | 0 | 0 | 12
NO |  | 56 | 2011 | 5 | 17 | 17 |  | CHARLOTTE | PEACHLAND | 230 | 230 | SP | 6.06 | 0 | 1 | 1-1431 ACSR AZ | 0 | 0 | 0 | 0 | 0 | 0 | 0 | 0 | 0 | 0 | 0 | 0 | 0 | 0 | 0 | 0 | 0 | 0 | 0 | 0 | 0 | 0 | 0 | 12
NO |  | 56 | 2011 | 5 | 18 | 18 |  | CHARLOTTE | RINGLING | 230 | 230 | H | 39.4 | 0 | 1 | 1-954 ACSR AZ | 0 | 0 | 0 | 0 | 0 | 0 | 0 | 0 | 0 | 0 | 0 | 0 | 0 | 0 | 0 | 0 | 0 | 0 | 0 | 0 | 0 | 0 | 0 | 12
NO |  | 56 | 2011 | 5 | 19 | 19 |  | CHARLOTTE | RINGLING | 230 | 230 | SP | 0.97 | 0 | 1 | 1-954 ACSR AZ | 0 | 0 | 0 | 0 | 0 | 0 | 0 | 0 | 0 | 0 | 0 | 0 | 0 | 0 | 0 | 0 | 0 | 0 | 0 | 0 | 0 | 0 | 0 | 12
NO |  | 56 | 2011 | 5 | 20 | 20 |  | CHARLOTTE | RINGLING | 230 | 230 | H | 4.94 | 0 | 2 | 1-954 ACSR AZ | 0 | 0 | 0 | 0 | 0 | 0 | 0 | 0 | 0 | 0 | 0 | 0 | 0 | 0 | 0 | 0 | 0 | 0 | 0 | 0 | 0 | 0 | 0 | 12
NO |  | 56 | 2011 | 5 | 21 | 21 |  | CHARLOTTE | RINGLING | 230 | 138 | SP | 0.02 | 0 | 2 | 1-954 ACSR AZ | 0 | 0 | 0 | 0 | 0 | 0 | 0 | 0 | 0 | 0 | 0 | 0 | 0 | 0 | 0 | 0 | 0 | 0 | 0 | 0 | 0 | 0 | 0 | 12
NO |  | 56 | 2011 | 5 | 22 | 22 |  | CHARLOTTE | VANDOLAH (FPC) | 230 | 230 | SP | 0 | 0 | 1 | 2-795 ACSR AW | 0 | 0 | 0 | 0 | 0 | 0 | 0 | 0 | 0 | 0 | 0 | 0 | 0 | 0 | 0 | 0 | 0 | 0 | 0 | 0 | 0 | 0 | 0 | 12
NO |  | 56 | 2011 | 5 | 23 | 23 |  | CHARLOTTE | WHIDDEN 1 | 230 | 230 | SP | 28.57 | 0 | 1 | 2-954 ACSR AW | 0 | 0 | 0 | 0 | 0 | 0 | 0 | 0 | 0 | 0 | 0 | 0 | 0 | 0 | 0 | 0 | 0 | 0 | 0 | 0 | 0 | 0 | 0 | 12
NO |  | 56 | 2011 | 5 | 24 | 24 |  | CLINTMOORE | DELMAR | 230 | 230 | SP | 0.03 | 0 | 1 | 1-1431 ACSR AW | 0 | 0 | 0 | 0 | 0 | 0 | 0 | 0 | 0 | 0 | 0 | 0 | 0 | 0 | 0 | 0 | 0 | 0 | 0 | 0 | 0 | 0 | 0 | 12
NO |  | 56 | 2011 | 5 | 25 | 25 |  | CLINTMOORE | DELMAR | 230 | 230 | SP | 5.51 | 0 | 1 | 1-1431 ACSR AZ | 0 | 0 | 0 | 0 | 0 | 0 | 0 | 0 | 0 | 0 | 0 | 0 | 0 | 0 | 0 | 0 | 0 | 0 | 0 | 0 | 0 | 0 | 0 | 12
NO |  | 56 | 2011 | 5 | 26 | 26 |  | CLINTMOORE | YAMATO | 230 | 230 | H | 1.28 | 0 | 1 | 1-1431 ACSR AZ | 0 | 0 | 0 | 0 | 0 | 0 | 0 | 0 | 0 | 0 | 0 | 0 | 0 | 0 | 0 | 0 | 0 | 0 | 0 | 0 | 0 | 0 | 0 | 12
NO |  | 56 | 2011 | 5 | 27 | 27 |  | CLINTMOORE | YAMATO | 230 | 230 | SP | 0.15 | 0 | 1 | 1-1431 ACSR AW | 0 | 0 | 0 | 0 | 0 | 0 | 0 | 0 | 0 | 0 | 0 | 0 | 0 | 0 | 0 | 0 | 0 | 0 | 0 | 0 | 0 | 0 | 0 | 12
NO |  | 56 | 2011 | 5 | 28 | 28 |  | CLINTMOORE | YAMATO | 230 | 230 | SP | 1.51 | 0 | 1 | 1-1431 ACSR AZ | 0 | 0 | 0 | 0 | 0 | 0 | 0 | 0 | 0 | 0 | 0 | 0 | 0 | 0 | 0 | 0 | 0 | 0 | 0 | 0 | 0 | 0 | 0 | 12
NO |  | 56 | 2011 | 5 | 29 | 29 |  | COAST | PEACHLAND | 230 | 230 | SP | 5.47 | 0 | 1 | 1-954 ACSR AW | 0 | 0 | 0 | 0 | 0 | 0 | 0 | 0 | 0 | 0 | 0 | 0 | 0 | 0 | 0 | 0 | 0 | 0 | 0 | 0 | 0 | 0 | 0 | 12
NO |  | 56 | 2011 | 5 | 30 | 30 |  | COLLIER | ORANGE RIVER 1 | 230 | 230 | SP | 35.53 | 0 | 1 | 1-1431 ACSR AW | 0 | 0 | 0 | 0 | 0 | 0 | 0 | 0 | 0 | 0 | 0 | 0 | 0 | 0 | 0 | 0 | 0 | 0 | 0 | 0 | 0 | 0 | 0 | 12
NO |  | 56 | 2011 | 5 | 31 | 31 |  | COLLIER | ORANGE RIVER 1 | 230 | 230 | SP | 2.81 | 0 | 2 | 1-1431 ACSR AW | 0 | 0 | 0 | 0 | 0 | 0 | 0 | 0 | 0 | 0 | 0 | 0 | 0 | 0 | 0 | 0 | 0 | 0 | 0 | 0 | 0 | 0 | 0 | 12
NO |  | 56 | 2011 | 5 | 32 | 32 |  | COLLIER | ORANGE RIVER 2 | 230 | 230 | SP | 65.9 | 0 | 1 | 1-1431 ACSR AW | 0 | 0 | 0 | 0 | 0 | 0 | 0 | 0 | 0 | 0 | 0 | 0 | 0 | 0 | 0 | 0 | 0 | 0 | 0 | 0 | 0 | 0 | 0 | 12
NO |  | 56 | 2011 | 5 | 33 | 33 |  | COLLIER | TERRY | 230 | 230 | H | 0.08 | 0 | 1 | 1-1431 ACSR AZ | 0 | 0 | 0 | 0 | 0 | 0 | 0 | 0 | 0 | 0 | 0 | 0 | 0 | 0 | 0 | 0 | 0 | 0 | 0 | 0 | 0 | 0 | 0 | 12
NO |  | 56 | 2011 | 5 | 34 | 34 |  | COLLIER | TERRY | 230 | 230 | SP | 0.23 | 0 | 1 | 1-1431 ACSR AW | 0 | 0 | 0 | 0 | 0 | 0 | 0 | 0 | 0 | 0 | 0 | 0 | 0 | 0 | 0 | 0 | 0 | 0 | 0 | 0 | 0 | 0 | 0 | 12
NO |  | 56 | 2011 | 5 | 35 | 35 |  | COLLIER | TERRY | 230 | 230 | H | 12.42 | 0 | 2 | 1-1431 ACSR AZ | 0 | 0 | 0 | 0 | 0 | 0 | 0 | 0 | 0 | 0 | 0 | 0 | 0 | 0 | 0 | 0 | 0 | 0 | 0 | 0 | 0 | 0 | 0 | 12
NO |  | 56 | 2011 | 6 | 1 | 1 |  | CONSERVATION | MALLARD | 230 | 230 | H | 0.03 | 0 | 1 | 1-1431 ACSR AZ | 0 | 0 | 0 | 0 | 0 | 0 | 0 | 0 | 0 | 0 | 0 | 0 | 0 | 0 | 0 | 0 | 0 | 0 | 0 | 0 | 0 | 0 | 0 | 12
NO |  | 56 | 2011 | 6 | 2 | 2 |  | CONSERVATION | MALLARD | 230 | 230 | H | 0 | 5.51 | 2 | 1-1431 ACSR AZ | 0 | 0 | 0 | 0 | 0 | 0 | 0 | 0 | 0 | 0 | 0 | 0 | 0 | 0 | 0 | 0 | 0 | 0 | 0 | 0 | 0 | 0 | 0 | 12
NO |  | 56 | 2011 | 6 | 3 | 3 |  | CONSERVATION | MALLARD | 230 | 230 | SP | 0 | 0.31 | 2 | 1-1431 ACSR AW | 0 | 0 | 0 | 0 | 0 | 0 | 0 | 0 | 0 | 0 | 0 | 0 | 0 | 0 | 0 | 0 | 0 | 0 | 0 | 0 | 0 | 0 | 0 | 12
NO |  | 56 | 2011 | 6 | 4 | 4 |  | CONSERVATION | MOTOROLA | 230 | 230 | SP | 4.96 | 0 | 1 | 1-1431 ACSR AZ | 0 | 0 | 0 | 0 | 0 | 0 | 0 | 0 | 0 | 0 | 0 | 0 | 0 | 0 | 0 | 0 | 0 | 0 | 0 | 0 | 0 | 0 | 0 | 12
NO |  | 56 | 2011 | 6 | 5 | 5 |  | CONSERVATION | MOTOROLA | 230 | 230 | SP | 0 | 1.21 | 2 | 1-1431 ACSR AW | 0 | 0 | 0 | 0 | 0 | 0 | 0 | 0 | 0 | 0 | 0 | 0 | 0 | 0 | 0 | 0 | 0 | 0 | 0 | 0 | 0 | 0 | 0 | 12
NO |  | 56 | 2011 | 6 | 6 | 6 |  | CONSERVATION | NOB HILL | 230 | 230 | SP | 4.16 | 0 | 1 | 1-1431 ACSR AW | 0 | 0 | 0 | 0 | 0 | 0 | 0 | 0 | 0 | 0 | 0 | 0 | 0 | 0 | 0 | 0 | 0 | 0 | 0 | 0 | 0 | 0 | 0 | 12
NO |  | 56 | 2011 | 6 | 7 | 7 |  | CONSERVATION | NOB HILL | 230 | 230 | SP | 1.21 | 0 | 2 | 1-1431 ACSR AW | 0 | 0 | 0 | 0 | 0 | 0 | 0 | 0 | 0 | 0 | 0 | 0 | 0 | 0 | 0 | 0 | 0 | 0 | 0 | 0 | 0 | 0 | 0 | 12
NO |  | 56 | 2011 | 6 | 8 | 8 |  | CONSERVATION | OAKLAND PARK | 230 | 230 | SP | 8.08 | 0 | 1 | 1-1431 ACSR AW | 0 | 0 | 0 | 0 | 0 | 0 | 0 | 0 | 0 | 0 | 0 | 0 | 0 | 0 | 0 | 0 | 0 | 0 | 0 | 0 | 0 | 0 | 0 | 12
NO |  | 56 | 2011 | 6 | 9 | 9 |  | CONSERVATION | OAKLAND PARK | 230 | 230 | SP | 11.53 | 0 | 2 | 1-1431 ACSR AW | 0 | 0 | 0 | 0 | 0 | 0 | 0 | 0 | 0 | 0 | 0 | 0 | 0 | 0 | 0 | 0 | 0 | 0 | 0 | 0 | 0 | 0 | 0 | 12
NO |  | 56 | 2011 | 6 | 10 | 10 |  | CORBETT | RANCH 1 | 230 | 230 | SP | 0.01 | 0 | 1 | 1-1431 ACSR AW | 0 | 0 | 0 | 0 | 0 | 0 | 0 | 0 | 0 | 0 | 0 | 0 | 0 | 0 | 0 | 0 | 0 | 0 | 0 | 0 | 0 | 0 | 0 | 12
NO |  | 56 | 2011 | 6 | 11 | 11 |  | CORBETT | RANCH 1 | 230 | 230 | SP | 3.27 | 0 | 1 | 1-1431 ACSR TW | 0 | 0 | 0 | 0 | 0 | 0 | 0 | 0 | 0 | 0 | 0 | 0 | 0 | 0 | 0 | 0 | 0 | 0 | 0 | 0 | 0 | 0 | 0 | 12
NO |  | 56 | 2011 | 6 | 12 | 12 |  | CORBETT | RANCH 1 | 230 | 230 | SP | 0.03 | 0 | 1 | 1-954 ACSR AW | 0 | 0 | 0 | 0 | 0 | 0 | 0 | 0 | 0 | 0 | 0 | 0 | 0 | 0 | 0 | 0 | 0 | 0 | 0 | 0 | 0 | 0 | 0 | 12
NO |  | 56 | 2011 | 6 | 13 | 13 |  | CORBETT | RANCH 1 | 230 | 230 | H | 3.77 | 4.73 | 2 | 1-1431 ACSR TW | 0 | 0 | 0 | 0 | 0 | 0 | 0 | 0 | 0 | 0 | 0 | 0 | 0 | 0 | 0 | 0 | 0 | 0 | 0 | 0 | 0 | 0 | 0 | 12
NO |  | 56 | 2011 | 6 | 14 | 14 |  | CORBETT | RANCH 1 | 230 | 230 | SP | 0.52 | 0 | 2 | 1-1431 ACSR TW | 0 | 0 | 0 | 0 | 0 | 0 | 0 | 0 | 0 | 0 | 0 | 0 | 0 | 0 | 0 | 0 | 0 | 0 | 0 | 0 | 0 | 0 | 0 | 12
NO |  | 56 | 2011 | 6 | 15 | 15 |  | CORBETT | RANCH 2 | 230 | 230 | H | 0.06 | 0 | 1 | 1-1431 ACSR TW | 0 | 0 | 0 | 0 | 0 | 0 | 0 | 0 | 0 | 0 | 0 | 0 | 0 | 0 | 0 | 0 | 0 | 0 | 0 | 0 | 0 | 0 | 0 | 12
NO |  | 56 | 2011 | 6 | 16 | 16 |  | CORBETT | RANCH 2 | 230 | 230 | SP | 2.8 | 0 | 1 | 1-1431 ACSR AW | 0 | 0 | 0 | 0 | 0 | 0 | 0 | 0 | 0 | 0 | 0 | 0 | 0 | 0 | 0 | 0 | 0 | 0 | 0 | 0 | 0 | 0 | 0 | 12
NO |  | 56 | 2011 | 6 | 17 | 17 |  | CORBETT | RANCH 2 | 230 | 230 | SP | 0.23 | 0 | 1 | 1-1431 ACSR TW | 0 | 0 | 0 | 0 | 0 | 0 | 0 | 0 | 0 | 0 | 0 | 0 | 0 | 0 | 0 | 0 | 0 | 0 | 0 | 0 | 0 | 0 | 0 | 12
NO |  | 56 | 2011 | 6 | 18 | 18 |  | CORBETT | RANCH 2 | 230 | 230 | H | 0.42 | 8.48 | 2 | 1-1431 ACSR TW | 0 | 0 | 0 | 0 | 0 | 0 | 0 | 0 | 0 | 0 | 0 | 0 | 0 | 0 | 0 | 0 | 0 | 0 | 0 | 0 | 0 | 0 | 0 | 12
NO |  | 56 | 2011 | 6 | 19 | 19 |  | CORBETT | RANCH 2 | 230 | 230 | SP | 0.55 | 0 | 2 | 1-1431 ACSR AW | 0 | 0 | 0 | 0 | 0 | 0 | 0 | 0 | 0 | 0 | 0 | 0 | 0 | 0 | 0 | 0 | 0 | 0 | 0 | 0 | 0 | 0 | 0 | 12
NO |  | 56 | 2011 | 6 | 20 | 20 |  | CORBETT | SUGAR | 230 | 230 | SP | 1.27 | 0 | 1 | 2-954 ACSR AW | 0 | 0 | 0 | 0 | 0 | 0 | 0 | 0 | 0 | 0 | 0 | 0 | 0 | 0 | 0 | 0 | 0 | 0 | 0 | 0 | 0 | 0 | 0 | 12
NO |  | 56 | 2011 | 6 | 21 | 21 |  | CORTEZ | JOHNSON 1 | 230 | 230 | H | 0.03 | 0 | 1 | 1-954 ACSR AW | 0 | 0 | 0 | 0 | 0 | 0 | 0 | 0 | 0 | 0 | 0 | 0 | 0 | 0 | 0 | 0 | 0 | 0 | 0 | 0 | 0 | 0 | 0 | 12
NO |  | 56 | 2011 | 6 | 22 | 22 |  | CORTEZ | JOHNSON 1 | 230 | 230 | SP | 10.78 | 0 | 1 | 1-954 ACSR AW | 0 | 0 | 0 | 0 | 0 | 0 | 0 | 0 | 0 | 0 | 0 | 0 | 0 | 0 | 0 | 0 | 0 | 0 | 0 | 0 | 0 | 0 | 0 | 12
NO |  | 56 | 2011 | 6 | 23 | 23 |  | DADE | DORAL (RRDC) | 230 | 230 | H | 0.1 | 0 | 1 | 1-1431 ACSR AZ | 0 | 0 | 0 | 0 | 0 | 0 | 0 | 0 | 0 | 0 | 0 | 0 | 0 | 0 | 0 | 0 | 0 | 0 | 0 | 0 | 0 | 0 | 0 | 12
NO |  | 56 | 2011 | 6 | 24 | 24 |  | DADE | DORAL (RRDC) | 230 | 230 | H | 0.83 | 0 | 1 | 2-556.5 ACSR AZ | 0 | 0 | 0 | 0 | 0 | 0 | 0 | 0 | 0 | 0 | 0 | 0 | 0 | 0 | 0 | 0 | 0 | 0 | 0 | 0 | 0 | 0 | 0 | 12
NO |  | 56 | 2011 | 6 | 25 | 25 |  | DADE | DORAL (RRDC) | 230 | 230 | SP | 0.57 | 0 | 1 | 1-1431 ACSR AZ | 0 | 0 | 0 | 0 | 0 | 0 | 0 | 0 | 0 | 0 | 0 | 0 | 0 | 0 | 0 | 0 | 0 | 0 | 0 | 0 | 0 | 0 | 0 | 12
NO |  | 56 | 2011 | 6 | 26 | 26 |  | DADE | DORAL (RRDC) | 230 | 230 | H | 1.5 | 0 | 2 | 1-1431 ACSR AZ | 0 | 0 | 0 | 0 | 0 | 0 | 0 | 0 | 0 | 0 | 0 | 0 | 0 | 0 | 0 | 0 | 0 | 0 | 0 | 0 | 0 | 0 | 0 | 12
NO |  | 56 | 2011 | 6 | 27 | 27 |  | DADE | GRATIGNY | 230 | 230 | H | 2.67 | 0 | 1 | 1-1431 ACSR AZ | 0 | 0 | 0 | 0 | 0 | 0 | 0 | 0 | 0 | 0 | 0 | 0 | 0 | 0 | 0 | 0 | 0 | 0 | 0 | 0 | 0 | 0 | 0 | 12
NO |  | 56 | 2011 | 6 | 28 | 28 |  | DADE | GRATIGNY | 230 | 230 | SP | 0.88 | 0 | 1 | 1-1431 ACSR AZ | 0 | 0 | 0 | 0 | 0 | 0 | 0 | 0 | 0 | 0 | 0 | 0 | 0 | 0 | 0 | 0 | 0 | 0 | 0 | 0 | 0 | 0 | 0 | 12
NO |  | 56 | 2011 | 6 | 29 | 29 |  | DADE | GRATIGNY | 230 | 230 | H | 0.44 | 0 | 2 | 1-1431 ACSR AZ | 0 | 0 | 0 | 0 | 0 | 0 | 0 | 0 | 0 | 0 | 0 | 0 | 0 | 0 | 0 | 0 | 0 | 0 | 0 | 0 | 0 | 0 | 0 | 12
NO |  | 56 | 2011 | 6 | 30 | 30 |  | DADE | LEVEE 1 | 230 | 230 | H | 0.04 | 0 | 1 | 1-1431 ACSR AW | 0 | 0 | 0 | 0 | 0 | 0 | 0 | 0 | 0 | 0 | 0 | 0 | 0 | 0 | 0 | 0 | 0 | 0 | 0 | 0 | 0 | 0 | 0 | 12
NO |  | 56 | 2011 | 6 | 31 | 31 |  | DADE | LEVEE 1 | 230 | 230 | H | 0.09 | 0 | 1 | 1-1431 ACSR AZ | 0 | 0 | 0 | 0 | 0 | 0 | 0 | 0 | 0 | 0 | 0 | 0 | 0 | 0 | 0 | 0 | 0 | 0 | 0 | 0 | 0 | 0 | 0 | 12
NO |  | 56 | 2011 | 6 | 32 | 32 |  | DADE | LEVEE 1 | 230 | 230 | SP | 4.64 | 0 | 1 | 1-1431 ACSR AW | 0 | 0 | 0 | 0 | 0 | 0 | 0 | 0 | 0 | 0 | 0 | 0 | 0 | 0 | 0 | 0 | 0 | 0 | 0 | 0 | 0 | 0 | 0 | 12
NO |  | 56 | 2011 | 6 | 33 | 33 |  | DADE | LEVEE 1 | 230 | 230 | SP | 0.1 | 0 | 1 | 1-1431 ACSR AZ | 0 | 0 | 0 | 0 | 0 | 0 | 0 | 0 | 0 | 0 | 0 | 0 | 0 | 0 | 0 | 0 | 0 | 0 | 0 | 0 | 0 | 0 | 0 | 12
NO |  | 56 | 2011 | 6 | 34 | 34 |  | DADE | LEVEE 1 | 230 | 230 | H | 2.71 | 5.03 | 2 | 1-1431 ACSR AZ | 0 | 0 | 0 | 0 | 0 | 0 | 0 | 0 | 0 | 0 | 0 | 0 | 0 | 0 | 0 | 0 | 0 | 0 | 0 | 0 | 0 | 0 | 0 | 12
NO |  | 56 | 2011 | 6 | 35 | 35 |  | DADE | LEVEE 2 | 230 | 230 | H | 0.11 | 0 | 1 | 1-1431 ACSR AZ | 0 | 0 | 0 | 0 | 0 | 0 | 0 | 0 | 0 | 0 | 0 | 0 | 0 | 0 | 0 | 0 | 0 | 0 | 0 | 0 | 0 | 0 | 0 | 12
NO |  | 56 | 2011 | 7 | 1 | 1 |  | DADE | LEVEE 2 | 230 | 230 | H | 0.85 | 0 | 1 | 2-556.5 ACSR AZ | 0 | 0 | 0 | 0 | 0 | 0 | 0 | 0 | 0 | 0 | 0 | 0 | 0 | 0 | 0 | 0 | 0 | 0 | 0 | 0 | 0 | 0 | 0 | 12
NO |  | 56 | 2011 | 7 | 2 | 2 |  | DADE | LEVEE 2 | 230 | 230 | SP | 1.33 | 0 | 1 | 1-1431 ACSR AZ | 0 | 0 | 0 | 0 | 0 | 0 | 0 | 0 | 0 | 0 | 0 | 0 | 0 | 0 | 0 | 0 | 0 | 0 | 0 | 0 | 0 | 0 | 0 | 12
NO |  | 56 | 2011 | 7 | 3 | 3 |  | DADE | LEVEE 2 | 230 | 230 | H | 6.88 | 0 | 2 | 1-1431 ACSR AZ | 0 | 0 | 0 | 0 | 0 | 0 | 0 | 0 | 0 | 0 | 0 | 0 | 0 | 0 | 0 | 0 | 0 | 0 | 0 | 0 | 0 | 0 | 0 | 12
NO |  | 56 | 2011 | 7 | 4 | 4 |  | DADE | LEVEE 3 | 230 | 230 | SP | 9.03 | 0 | 1 | 2-954 ACSR AW | 0 | 0 | 0 | 0 | 0 | 0 | 0 | 0 | 0 | 0 | 0 | 0 | 0 | 0 | 0 | 0 | 0 | 0 | 0 | 0 | 0 | 0 | 0 | 12
NO |  | 56 | 2011 | 7 | 5 | 5 |  | DADE | MIAMI SHORES | 230 | 230 | SP | 0.06 | 0 | 1 | 1-1431 ACSR AW | 0 | 0 | 0 | 0 | 0 | 0 | 0 | 0 | 0 | 0 | 0 | 0 | 0 | 0 | 0 | 0 | 0 | 0 | 0 | 0 | 0 | 0 | 0 | 12
NO |  | 56 | 2011 | 7 | 6 | 6 |  | DADE | MIAMI SHORES | 230 | 230 | SP | 8.61 | 0 | 1 | 1-1431 ACSR AZ | 0 | 0 | 0 | 0 | 0 | 0 | 0 | 0 | 0 | 0 | 0 | 0 | 0 | 0 | 0 | 0 | 0 | 0 | 0 | 0 | 0 | 0 | 0 | 12
NO |  | 56 | 2011 | 7 | 7 | 7 |  | DADE | MIAMI SHORES | 230 | 230 | H | 0.44 | 0 | 2 | 1-1431 ACSR AZ | 0 | 0 | 0 | 0 | 0 | 0 | 0 | 0 | 0 | 0 | 0 | 0 | 0 | 0 | 0 | 0 | 0 | 0 | 0 | 0 | 0 | 0 | 0 | 12
NO |  | 56 | 2011 | 7 | 8 | 8 |  | DADE | OVERTOWN | 230 | 230 | SP | 1.57 | 0 | 1 | 1-1431 ACSR AW | 0 | 0 | 0 | 0 | 0 | 0 | 0 | 0 | 0 | 0 | 0 | 0 | 0 | 0 | 0 | 0 | 0 | 0 | 0 | 0 | 0 | 0 | 0 | 12
NO |  | 56 | 2011 | 7 | 9 | 9 |  | DADE | OVERTOWN | 230 | 230 | SP | 0.01 | 0 | 1 | 1-1431 ACSR AZ | 0 | 0 | 0 | 0 | 0 | 0 | 0 | 0 | 0 | 0 | 0 | 0 | 0 | 0 | 0 | 0 | 0 | 0 | 0 | 0 | 0 | 0 | 0 | 12
NO |  | 56 | 2011 | 7 | 10 | 10 |  | DADE | OVERTOWN | 230 | 230 | SP | 7.71 | 0 | 2 | 1-1431 ACSR AW | 0 | 0 | 0 | 0 | 0 | 0 | 0 | 0 | 0 | 0 | 0 | 0 | 0 | 0 | 0 | 0 | 0 | 0 | 0 | 0 | 0 | 0 | 0 | 12
NO |  | 56 | 2011 | 7 | 11 | 11 |  | DAVIS | LEVEE 1 | 230 | 230 | H | 0.14 | 0 | 1 | 1-1431 ACSR AZ | 0 | 0 | 0 | 0 | 0 | 0 | 0 | 0 | 0 | 0 | 0 | 0 | 0 | 0 | 0 | 0 | 0 | 0 | 0 | 0 | 0 | 0 | 0 | 12
NO |  | 56 | 2011 | 7 | 12 | 12 |  | DAVIS | LEVEE 1 | 230 | 230 | SP | 0.1 | 0 | 1 | 1-1431 ACSR AZ | 0 | 0 | 0 | 0 | 0 | 0 | 0 | 0 | 0 | 0 | 0 | 0 | 0 | 0 | 0 | 0 | 0 | 0 | 0 | 0 | 0 | 0 | 0 | 12
NO |  | 56 | 2011 | 7 | 13 | 13 |  | DAVIS | LEVEE 1 | 230 | 230 | H | 1.06 | 12.33 | 2 | 1-1431 ACSR AZ | 0 | 0 | 0 | 0 | 0 | 0 | 0 | 0 | 0 | 0 | 0 | 0 | 0 | 0 | 0 | 0 | 0 | 0 | 0 | 0 | 0 | 0 | 0 | 12
NO |  | 56 | 2011 | 7 | 14 | 14 |  | DAVIS | LEVEE 2 | 230 | 230 | H | 0.23 | 0 | 1 | 1-1431 ACSR AZ | 0 | 0 | 0 | 0 | 0 | 0 | 0 | 0 | 0 | 0 | 0 | 0 | 0 | 0 | 0 | 0 | 0 | 0 | 0 | 0 | 0 | 0 | 0 | 12
NO |  | 56 | 2011 | 7 | 15 | 15 |  | DAVIS | LEVEE 2 | 230 | 230 | H | 12.33 | 1.06 | 2 | 1-1431 ACSR AZ | 0 | 0 | 0 | 0 | 0 | 0 | 0 | 0 | 0 | 0 | 0 | 0 | 0 | 0 | 0 | 0 | 0 | 0 | 0 | 0 | 0 | 0 | 0 | 12
NO |  | 56 | 2011 | 7 | 16 | 16 |  | DAVIS | TURKEY POINT 2 | 230 | 230 | H | 0.17 | 0 | 1 | 1-1691 AAAC | 0 | 0 | 0 | 0 | 0 | 0 | 0 | 0 | 0 | 0 | 0 | 0 | 0 | 0 | 0 | 0 | 0 | 0 | 0 | 0 | 0 | 0 | 0 | 12
NO |  | 56 | 2011 | 7 | 17 | 17 |  | DAVIS | TURKEY POINT 2 | 230 | 230 | H | 0 | 18.26 | 2 | 1-1691 AAAC | 0 | 0 | 0 | 0 | 0 | 0 | 0 | 0 | 0 | 0 | 0 | 0 | 0 | 0 | 0 | 0 | 0 | 0 | 0 | 0 | 0 | 0 | 0 | 12
NO |  | 56 | 2011 | 7 | 18 | 18 |  | DAVIS | TURKEY POINT 3 | 230 | 230 | H | 0.17 | 0 | 1 | 1-1691 AAAC | 0 | 0 | 0 | 0 | 0 | 0 | 0 | 0 | 0 | 0 | 0 | 0 | 0 | 0 | 0 | 0 | 0 | 0 | 0 | 0 | 0 | 0 | 0 | 12
NO |  | 56 | 2011 | 7 | 19 | 19 |  | DAVIS | TURKEY POINT 3 | 230 | 230 | H | 0 | 18.29 | 2 | 1-1691 AAAC | 0 | 0 | 0 | 0 | 0 | 0 | 0 | 0 | 0 | 0 | 0 | 0 | 0 | 0 | 0 | 0 | 0 | 0 | 0 | 0 | 0 | 0 | 0 | 12
NO |  | 56 | 2011 | 7 | 20 | 20 |  | DAVIS | PRINCETON 1 | 230 | 230 | H | 6.59 | 0 | 1 | 1-1691 AAAC | 0 | 0 | 0 | 0 | 0 | 0 | 0 | 0 | 0 | 0 | 0 | 0 | 0 | 0 | 0 | 0 | 0 | 0 | 0 | 0 | 0 | 0 | 0 | 12
NO |  | 56 | 2011 | 7 | 21 | 21 |  | DAVIS | PRINCETON 1 | 230 | 230 | H | 1.46 | 0 | 2 | 1-1691 AAAC | 0 | 0 | 0 | 0 | 0 | 0 | 0 | 0 | 0 | 0 | 0 | 0 | 0 | 0 | 0 | 0 | 0 | 0 | 0 | 0 | 0 | 0 | 0 | 12
NO |  | 56 | 2011 | 7 | 22 | 22 |  | DAVIS | PRINCETON 1 | 230 | 230 | SP | 0.13 | 0 | 1 | 1-1431 ACSR AW | 0 | 0 | 0 | 0 | 0 | 0 | 0 | 0 | 0 | 0 | 0 | 0 | 0 | 0 | 0 | 0 | 0 | 0 | 0 | 0 | 0 | 0 | 0 | 12
NO |  | 56 | 2011 | 7 | 23 | 23 |  | DELTRAIL | YAMATO | 230 | 230 | SP | 7.62 | 0 | 1 | 1-1431 ACSR AW | 0 | 0 | 0 | 0 | 0 | 0 | 0 | 0 | 0 | 0 | 0 | 0 | 0 | 0 | 0 | 0 | 0 | 0 | 0 | 0 | 0 | 0 | 0 | 12
NO |  | 56 | 2011 | 7 | 24 | 24 |  | DELTRAIL | YAMATO | 230 | 230 | SP | 0.42 | 0.32 | 2 | 1-1431 ACSR AW | 0 | 0 | 0 | 0 | 0 | 0 | 0 | 0 | 0 | 0 | 0 | 0 | 0 | 0 | 0 | 0 | 0 | 0 | 0 | 0 | 0 | 0 | 0 | 12
NO |  | 56 | 2011 | 7 | 25 | 25 |  | DORAL (RRDC) | DADE RES RCVRY (DADE COUNTY | 230 | 230 | SP | 0.84 | 0 | 2 | 1-954 ACSR AZ | 0 | 0 | 0 | 0 | 0 | 0 | 0 | 0 | 0 | 0 | 0 | 0 | 0 | 0 | 0 | 0 | 0 | 0 | 0 | 0 | 0 | 0 | 0 | 12
NO |  | 56 | 2011 | 7 | 26 | 26 |  | DUVAL | BRANDY BRANCH (JEA) 1 | 230 | 230 | H | 0 | 0 | 1 | -1590 ACSR | 0 | 0 | 0 | 0 | 0 | 0 | 0 | 0 | 0 | 0 | 0 | 0 | 0 | 0 | 0 | 0 | 0 | 0 | 0 | 0 | 0 | 0 | 0 | 12
NO |  | 56 | 2011 | 7 | 27 | 27 |  | DUVAL | BRANDY BRANCH (JEA) 2 | 230 | 230 | H | 0 | 0 | 1 | -1590 ACSR | 0 | 0 | 0 | 0 | 0 | 0 | 0 | 0 | 0 | 0 | 0 | 0 | 0 | 0 | 0 | 0 | 0 | 0 | 0 | 0 | 0 | 0 | 0 | 12
NO |  | 56 | 2011 | 7 | 28 | 28 |  | DUVAL | BRANDY BRANCH (JEA) 3 | 230 | 230 | H | 0 | 0 | 1 | -1590 ACSR | 0 | 0 | 0 | 0 | 0 | 0 | 0 | 0 | 0 | 0 | 0 | 0 | 0 | 0 | 0 | 0 | 0 | 0 | 0 | 0 | 0 | 0 | 0 | 12
NO |  | 56 | 2011 | 7 | 29 | 29 |  | DUVAL | KINGSLAND (GAP) | 230 | 230 | H | 13.13 | 0 | 1 | 1-1431 ACSR AZ | 0 | 0 | 0 | 0 | 0 | 0 | 0 | 0 | 0 | 0 | 0 | 0 | 0 | 0 | 0 | 0 | 0 | 0 | 0 | 0 | 0 | 0 | 0 | 12
NO |  | 56 | 2011 | 7 | 30 | 30 |  | DUVAL | KINGSLAND (GAP) | 230 | 230 | H | 15.2 | 0 | 1 | 2-954 ACSR AZ | 0 | 0 | 0 | 0 | 0 | 0 | 0 | 0 | 0 | 0 | 0 | 0 | 0 | 0 | 0 | 0 | 0 | 0 | 0 | 0 | 0 | 0 | 0 | 12
NO |  | 56 | 2011 | 7 | 31 | 31 |  | DUVAL | KINGSLAND (GAP) | 230 | 230 | SP | 0.22 | 0 | 1 | 1-1431 ACSR AW | 0 | 0 | 0 | 0 | 0 | 0 | 0 | 0 | 0 | 0 | 0 | 0 | 0 | 0 | 0 | 0 | 0 | 0 | 0 | 0 | 0 | 0 | 0 | 12
NO |  | 56 | 2011 | 7 | 32 | 32 |  | DUVAL | KINGSLAND (GAP) | 230 | 230 | SP | 20.96 | 0 | 1 | 1-1431 ACSR AZ | 0 | 0 | 0 | 0 | 0 | 0 | 0 | 0 | 0 | 0 | 0 | 0 | 0 | 0 | 0 | 0 | 0 | 0 | 0 | 0 | 0 | 0 | 0 | 12
NO |  | 56 | 2011 | 7 | 33 | 33 |  | DUVAL | KINGSLAND (GAP) | 230 | 230 | SP | 6.89 | 0 | 1 | 1-954 ACSR AW | 0 | 0 | 0 | 0 | 0 | 0 | 0 | 0 | 0 | 0 | 0 | 0 | 0 | 0 | 0 | 0 | 0 | 0 | 0 | 0 | 0 | 0 | 0 | 12
NO |  | 56 | 2011 | 7 | 34 | 34 |  | DUVAL | SPRINGBANK | 230 | 230 | H | 0.31 | 0 | 1 | 1-1431 ACSR AW | 0 | 0 | 0 | 0 | 0 | 0 | 0 | 0 | 0 | 0 | 0 | 0 | 0 | 0 | 0 | 0 | 0 | 0 | 0 | 0 | 0 | 0 | 0 | 12
NO |  | 56 | 2011 | 7 | 35 | 35 |  | DUVAL | SPRINGBANK | 230 | 230 | H | 27.23 | 0 | 1 | 1-1431 ACSR AZ | 0 | 0 | 0 | 0 | 0 | 0 | 0 | 0 | 0 | 0 | 0 | 0 | 0 | 0 | 0 | 0 | 0 | 0 | 0 | 0 | 0 | 0 | 0 | 12
NO |  | 56 | 2011 | 8 | 1 | 1 |  | DUVAL | SPRINGBANK | 230 | 230 | SP | 0.28 | 0 | 1 | 1-1431 ACSR AZ | 0 | 0 | 0 | 0 | 0 | 0 | 0 | 0 | 0 | 0 | 0 | 0 | 0 | 0 | 0 | 0 | 0 | 0 | 0 | 0 | 0 | 0 | 0 | 12
NO |  | 56 | 2011 | 8 | 2 | 2 |  | EMERSON | MIDWAY | 230 | 230 | H | 12.1 | 0 | 1 | 1-795 ACSR AZ | 0 | 0 | 0 | 0 | 0 | 0 | 0 | 0 | 0 | 0 | 0 | 0 | 0 | 0 | 0 | 0 | 0 | 0 | 0 | 0 | 0 | 0 | 0 | 12
NO |  | 56 | 2011 | 8 | 3 | 3 |  | EMERSON | MIDWAY | 230 | 230 | H | 2.84 | 0 | 2 | 1-954 ACSR AW | 0 | 0 | 0 | 0 | 0 | 0 | 0 | 0 | 0 | 0 | 0 | 0 | 0 | 0 | 0 | 0 | 0 | 0 | 0 | 0 | 0 | 0 | 0 | 12
NO |  | 56 | 2011 | 8 | 4 | 4 |  | FLAGAMI | LEVEE | 230 | 230 | H | 0.42 | 0 | 1 | 1-1431 ACSR AZ | 0 | 0 | 0 | 0 | 0 | 0 | 0 | 0 | 0 | 0 | 0 | 0 | 0 | 0 | 0 | 0 | 0 | 0 | 0 | 0 | 0 | 0 | 0 | 12
NO |  | 56 | 2011 | 8 | 5 | 5 |  | FLAGAMI | LEVEE | 230 | 230 | SP | 0.23 | 0 | 1 | 1-1431 ACSR AZ | 0 | 0 | 0 | 0 | 0 | 0 | 0 | 0 | 0 | 0 | 0 | 0 | 0 | 0 | 0 | 0 | 0 | 0 | 0 | 0 | 0 | 0 | 0 | 12
NO |  | 56 | 2011 | 8 | 6 | 6 |  | FLAGAMI | LEVEE | 230 | 230 | SP | 4.7 | 0 | 1 | 2-556.5 ACSR AZ | 0 | 0 | 0 | 0 | 0 | 0 | 0 | 0 | 0 | 0 | 0 | 0 | 0 | 0 | 0 | 0 | 0 | 0 | 0 | 0 | 0 | 0 | 0 | 12
NO |  | 56 | 2011 | 8 | 7 | 7 |  | FLAGAMI | LEVEE | 230 | 230 | H | 3.45 | 4.33 | 2 | 1-1431 ACSR AZ | 0 | 0 | 0 | 0 | 0 | 0 | 0 | 0 | 0 | 0 | 0 | 0 | 0 | 0 | 0 | 0 | 0 | 0 | 0 | 0 | 0 | 0 | 0 | 12
NO |  | 56 | 2011 | 8 | 8 | 8 |  | FLAGAMI | MIAMI 1 | 230 | 230 | SP | 3.43 | 0 | 1 | 1-1431 ACSR AZ | 0 | 0 | 0 | 0 | 0 | 0 | 0 | 0 | 0 | 0 | 0 | 0 | 0 | 0 | 0 | 0 | 0 | 0 | 0 | 0 | 0 | 0 | 0 | 12
NO |  | 56 | 2011 | 8 | 9 | 9 |  | FLAGAMI | MIAMI 1 | 230 | 230 | UG | 6.15 | 0 | 1 | 1-2000 CU SD | 0 | 0 | 0 | 0 | 0 | 0 | 0 | 0 | 0 | 0 | 0 | 0 | 0 | 0 | 0 | 0 | 0 | 0 | 0 | 0 | 0 | 0 | 0 | 12
NO |  | 56 | 2011 | 8 | 10 | 10 |  | FLAGAMI | MIAMI 1 | 230 | 230 | UG | 0.88 | 0 | 1 | 1-2500 CU SD | 0 | 0 | 0 | 0 | 0 | 0 | 0 | 0 | 0 | 0 | 0 | 0 | 0 | 0 | 0 | 0 | 0 | 0 | 0 | 0 | 0 | 0 | 0 | 12
NO |  | 56 | 2011 | 8 | 11 | 11 |  | FLAGAMI | MIAMI 2 | 230 | 230 | UG | 8.58 | 0 | 1 | 1-3000 AL | 0 | 0 | 0 | 0 | 0 | 0 | 0 | 0 | 0 | 0 | 0 | 0 | 0 | 0 | 0 | 0 | 0 | 0 | 0 | 0 | 0 | 0 | 0 | 12
NO |  | 56 | 2011 | 8 | 12 | 12 |  | FLAGAMI | MIAMI 2 | 230 | 230 | UG | 1.05 | 0 | 1 | 1-3750 AL | 0 | 0 | 0 | 0 | 0 | 0 | 0 | 0 | 0 | 0 | 0 | 0 | 0 | 0 | 0 | 0 | 0 | 0 | 0 | 0 | 0 | 0 | 0 | 12
NO |  | 56 | 2011 | 8 | 13 | 13 |  | FLAGAMI | TURKEY POINT 1 | 230 | 230 | H | 0.52 | 0 | 1 | 1-1431 ACSR AW | 0 | 0 | 0 | 0 | 0 | 0 | 0 | 0 | 0 | 0 | 0 | 0 | 0 | 0 | 0 | 0 | 0 | 0 | 0 | 0 | 0 | 0 | 0 | 12
NO |  | 56 | 2011 | 8 | 14 | 14 |  | FLAGAMI | TURKEY POINT 1 | 230 | 230 | H | 0.33 | 0 | 1 | 1-1431 ACSR AZ | 0 | 0 | 0 | 0 | 0 | 0 | 0 | 0 | 0 | 0 | 0 | 0 | 0 | 0 | 0 | 0 | 0 | 0 | 0 | 0 | 0 | 0 | 0 | 12
NO |  | 56 | 2011 | 8 | 15 | 15 |  | FLAGAMI | TURKEY POINT 1 | 230 | 230 | H | 9.95 | 0 | 1 | 2-556.5 ACSR AZ | 0 | 0 | 0 | 0 | 0 | 0 | 0 | 0 | 0 | 0 | 0 | 0 | 0 | 0 | 0 | 0 | 0 | 0 | 0 | 0 | 0 | 0 | 0 | 12
NO |  | 56 | 2011 | 8 | 16 | 16 |  | FLAGAMI | TURKEY POINT 1 | 230 | 230 | SP | 0.09 | 0 | 1 | 1-1431 ACSR AZ | 0 | 0 | 0 | 0 | 0 | 0 | 0 | 0 | 0 | 0 | 0 | 0 | 0 | 0 | 0 | 0 | 0 | 0 | 0 | 0 | 0 | 0 | 0 | 12
NO |  | 56 | 2011 | 8 | 17 | 17 |  | FLAGAMI | TURKEY POINT 1 | 230 | 230 | H | 0 | 2.76 | 2 | 1-1431 ACSR AZ | 0 | 0 | 0 | 0 | 0 | 0 | 0 | 0 | 0 | 0 | 0 | 0 | 0 | 0 | 0 | 0 | 0 | 0 | 0 | 0 | 0 | 0 | 0 | 12
NO |  | 56 | 2011 | 8 | 18 | 18 |  | FLAGAMI | TURKEY POINT 1 | 230 | 230 | H | 18.25 | 0 | 2 | 1-1691 AAAC | 0 | 0 | 0 | 0 | 0 | 0 | 0 | 0 | 0 | 0 | 0 | 0 | 0 | 0 | 0 | 0 | 0 | 0 | 0 | 0 | 0 | 0 | 0 | 12
NO |  | 56 | 2011 | 8 | 19 | 19 |  | FLAGAMI | TURKEY POINT 2 | 230 | 230 | H | 0.76 | 0 | 1 | 1-1431 ACSR AZ | 0 | 0 | 0 | 0 | 0 | 0 | 0 | 0 | 0 | 0 | 0 | 0 | 0 | 0 | 0 | 0 | 0 | 0 | 0 | 0 | 0 | 0 | 0 | 12
NO |  | 56 | 2011 | 8 | 20 | 20 |  | FLAGAMI | TURKEY POINT 2 | 230 | 230 | H | 0.14 | 0 | 1 | 1-1691 AAAC | 0 | 0 | 0 | 0 | 0 | 0 | 0 | 0 | 0 | 0 | 0 | 0 | 0 | 0 | 0 | 0 | 0 | 0 | 0 | 0 | 0 | 0 | 0 | 12
NO |  | 56 | 2011 | 8 | 21 | 21 |  | FLAGAMI | TURKEY POINT 2 | 230 | 230 | H | 9.95 | 0 | 1 | 2-556.5 ACSR AZ | 0 | 0 | 0 | 0 | 0 | 0 | 0 | 0 | 0 | 0 | 0 | 0 | 0 | 0 | 0 | 0 | 0 | 0 | 0 | 0 | 0 | 0 | 0 | 12
NO |  | 56 | 2011 | 8 | 22 | 22 |  | FLAGAMI | TURKEY POINT 2 | 230 | 230 | SP | 1.54 | 0 | 1 | 1-1431 ACSR AW | 0 | 0 | 0 | 0 | 0 | 0 | 0 | 0 | 0 | 0 | 0 | 0 | 0 | 0 | 0 | 0 | 0 | 0 | 0 | 0 | 0 | 0 | 0 | 12
NO |  | 56 | 2011 | 8 | 23 | 23 |  | FLAGAMI | TURKEY POINT 2 | 230 | 230 | H | 0.77 | 1.91 | 2 | 1-1431 ACSR AZ | 0 | 0 | 0 | 0 | 0 | 0 | 0 | 0 | 0 | 0 | 0 | 0 | 0 | 0 | 0 | 0 | 0 | 0 | 0 | 0 | 0 | 0 | 0 | 12
NO |  | 56 | 2011 | 8 | 24 | 24 |  | FLAGAMI | TURKEY POINT 2 | 230 | 230 | H | 18.29 | 0 | 2 | 1-1691 AAAC | 0 | 0 | 0 | 0 | 0 | 0 | 0 | 0 | 0 | 0 | 0 | 0 | 0 | 0 | 0 | 0 | 0 | 0 | 0 | 0 | 0 | 0 | 0 | 12
NO |  | 56 | 2011 | 8 | 25 | 25 |  | FLORIDA CITY | TURKEY POINT | 230 | 230 | SP | 7.37 | 0 | 1 | 1-954 ACSR AW | 0 | 0 | 0 | 0 | 0 | 0 | 0 | 0 | 0 | 0 | 0 | 0 | 0 | 0 | 0 | 0 | 0 | 0 | 0 | 0 | 0 | 0 | 0 | 12
NO |  | 56 | 2011 | 8 | 26 | 26 |  | FLORIDA CITY | TURKEY POINT | 230 | 230 | SP | 0.9 | 0 | 2 | 1-954 ACSR AW | 0 | 0 | 0 | 0 | 0 | 0 | 0 | 0 | 0 | 0 | 0 | 0 | 0 | 0 | 0 | 0 | 0 | 0 | 0 | 0 | 0 | 0 | 0 | 12
NO |  | 56 | 2011 | 8 | 27 | 27 |  | FT MYERS PLANT | ORANGE RIVER 1 | 230 | 230 | H | 0.38 | 0 | 1 | 2-1431 ACSR AZ | 0 | 0 | 0 | 0 | 0 | 0 | 0 | 0 | 0 | 0 | 0 | 0 | 0 | 0 | 0 | 0 | 0 | 0 | 0 | 0 | 0 | 0 | 0 | 12
NO |  | 56 | 2011 | 8 | 28 | 28 |  | FT MYERS PLANT | ORANGE RIVER 1 | 230 | 230 | H | 0 | 2.23 | 2 | 2-1431 ACSR AZ | 0 | 0 | 0 | 0 | 0 | 0 | 0 | 0 | 0 | 0 | 0 | 0 | 0 | 0 | 0 | 0 | 0 | 0 | 0 | 0 | 0 | 0 | 0 | 12
NO |  | 56 | 2011 | 8 | 29 | 29 |  | FT MYERS PLANT | ORANGE RIVER 2 | 230 | 230 | H | 0.38 | 0 | 1 | 2-1431 ACSR AZ | 0 | 0 | 0 | 0 | 0 | 0 | 0 | 0 | 0 | 0 | 0 | 0 | 0 | 0 | 0 | 0 | 0 | 0 | 0 | 0 | 0 | 0 | 0 | 12
NO |  | 56 | 2011 | 8 | 30 | 30 |  | FT MYERS PLANT | ORANGE RIVER 2 | 230 | 230 | H | 2.28 | 0 | 2 | 2-1431 ACSR AZ | 0 | 0 | 0 | 0 | 0 | 0 | 0 | 0 | 0 | 0 | 0 | 0 | 0 | 0 | 0 | 0 | 0 | 0 | 0 | 0 | 0 | 0 | 0 | 12
NO |  | 56 | 2011 | 8 | 31 | 31 |  | FT MYERS PLANT | ORANGE RIVER 3 | 230 | 230 | SP | 2.25 | 0 | 2 | 2-1431 ACSR AW | 0 | 0 | 0 | 0 | 0 | 0 | 0 | 0 | 0 | 0 | 0 | 0 | 0 | 0 | 0 | 0 | 0 | 0 | 0 | 0 | 0 | 0 | 0 | 12
NO |  | 56 | 2011 | 8 | 32 | 32 |  | FT MYERS PLANT | ORANGE RIVER 4 | 230 | 230 | SP | 0.47 | 0 | 1 | 2-795 ACSR AW | 0 | 0 | 0 | 0 | 0 | 0 | 0 | 0 | 0 | 0 | 0 | 0 | 0 | 0 | 0 | 0 | 0 | 0 | 0 | 0 | 0 | 0 | 0 | 12
NO |  | 56 | 2011 | 8 | 33 | 33 |  | FT MYERS PLANT | ORANGE RIVER 4 | 230 | 230 | SP | 0 | 2.01 | 2 | 2-795 ACSR AW | 0 | 0 | 0 | 0 | 0 | 0 | 0 | 0 | 0 | 0 | 0 | 0 | 0 | 0 | 0 | 0 | 0 | 0 | 0 | 0 | 0 | 0 | 0 | 12
NO |  | 56 | 2011 | 8 | 34 | 34 |  | GERMANTOWN | SUGAR | 230 | 230 | SP | 22.56 | 0 | 1 | 1-1431 ACSR AW | 0 | 0 | 0 | 0 | 0 | 0 | 0 | 0 | 0 | 0 | 0 | 0 | 0 | 0 | 0 | 0 | 0 | 0 | 0 | 0 | 0 | 0 | 0 | 12
NO |  | 56 | 2011 | 8 | 35 | 35 |  | GERMANTOWN | SUGAR | 230 | 230 | SP | 1.35 | 0 | 1 | 1-1431 ACSR TW | 0 | 0 | 0 | 0 | 0 | 0 | 0 | 0 | 0 | 0 | 0 | 0 | 0 | 0 | 0 | 0 | 0 | 0 | 0 | 0 | 0 | 0 | 0 | 12
NO |  | 56 | 2011 | 9 | 1 | 1 |  | GERMANTOWN | SUGAR | 230 | 230 | H | 0.31 | 0 | 2 | 1-1431 ACSR TW | 0 | 0 | 0 | 0 | 0 | 0 | 0 | 0 | 0 | 0 | 0 | 0 | 0 | 0 | 0 | 0 | 0 | 0 | 0 | 0 | 0 | 0 | 0 | 12
NO |  | 56 | 2011 | 9 | 2 | 2 |  | GERMANTOWN | SUGAR | 230 | 230 | SP | 2.5 | 10.28 | 2 | 1-1431 ACSR AW | 0 | 0 | 0 | 0 | 0 | 0 | 0 | 0 | 0 | 0 | 0 | 0 | 0 | 0 | 0 | 0 | 0 | 0 | 0 | 0 | 0 | 0 | 0 | 12
NO |  | 56 | 2011 | 9 | 3 | 3 |  | GERMANTOWN | YAMATO | 230 | 230 | SP | 2.81 | 0 | 2 | 1-1431 ACSR AW | 0 | 0 | 0 | 0 | 0 | 0 | 0 | 0 | 0 | 0 | 0 | 0 | 0 | 0 | 0 | 0 | 0 | 0 | 0 | 0 | 0 | 0 | 0 | 12
NO |  | 56 | 2011 | 9 | 4 | 4 |  | GRATIGNY | PORT EVERGLADES | 230 | 230 | H | 16.8 | 0 | 1 | 1-1431 ACSR AZ | 0 | 0 | 0 | 0 | 0 | 0 | 0 | 0 | 0 | 0 | 0 | 0 | 0 | 0 | 0 | 0 | 0 | 0 | 0 | 0 | 0 | 0 | 0 | 12
NO |  | 56 | 2011 | 9 | 5 | 5 |  | GRATIGNY | PORT EVERGLADES | 230 | 230 | H | 5.06 | 0 | 1 | 1-900 CU HT | 0 | 0 | 0 | 0 | 0 | 0 | 0 | 0 | 0 | 0 | 0 | 0 | 0 | 0 | 0 | 0 | 0 | 0 | 0 | 0 | 0 | 0 | 0 | 12
NO |  | 56 | 2011 | 9 | 6 | 6 |  | GRATIGNY | PORT EVERGLADES | 230 | 230 | SP | 1.78 | 0 | 1 | 1-1431 ACSR AW | 0 | 0 | 0 | 0 | 0 | 0 | 0 | 0 | 0 | 0 | 0 | 0 | 0 | 0 | 0 | 0 | 0 | 0 | 0 | 0 | 0 | 0 | 0 | 12
NO |  | 56 | 2011 | 9 | 7 | 7 |  | GREYNOLDS | LAUDANIA | 230 | 230 | SP | 9.96 | 0 | 1 | 1-1431 ACSR AW | 0 | 0 | 0 | 0 | 0 | 0 | 0 | 0 | 0 | 0 | 0 | 0 | 0 | 0 | 0 | 0 | 0 | 0 | 0 | 0 | 0 | 0 | 0 | 12
NO |  | 56 | 2011 | 9 | 8 | 8 |  | GREYNOLDS | LAUDANIA | 230 | 230 | UG | 2.34 | 0 | 1 | 1-3000 AL | 0 | 0 | 0 | 0 | 0 | 0 | 0 | 0 | 0 | 0 | 0 | 0 | 0 | 0 | 0 | 0 | 0 | 0 | 0 | 0 | 0 | 0 | 0 | 12
NO |  | 56 | 2011 | 9 | 9 | 9 |  | GREYNOLDS | LAUDANIA | 230 | 230 | UG | 0.65 | 0 | 1 | 1-3750 AL | 0 | 0 | 0 | 0 | 0 | 0 | 0 | 0 | 0 | 0 | 0 | 0 | 0 | 0 | 0 | 0 | 0 | 0 | 0 | 0 | 0 | 0 | 0 | 12
NO |  | 56 | 2011 | 9 | 10 | 10 |  | GRIFFIN | LAUDERDALE | 230 | 230 | H | 4.35 | 0 | 1 | 1-1431 ACSR AZ | 0 | 0 | 0 | 0 | 0 | 0 | 0 | 0 | 0 | 0 | 0 | 0 | 0 | 0 | 0 | 0 | 0 | 0 | 0 | 0 | 0 | 0 | 0 | 12
NO |  | 56 | 2011 | 9 | 11 | 11 |  | GRIFFIN | LAUDERDALE | 230 | 230 | H | 0.57 | 0 | 1 | 1-900 CU HT | 0 | 0 | 0 | 0 | 0 | 0 | 0 | 0 | 0 | 0 | 0 | 0 | 0 | 0 | 0 | 0 | 0 | 0 | 0 | 0 | 0 | 0 | 0 | 12
NO |  | 56 | 2011 | 9 | 12 | 12 |  | GRIFFIN | PORT EVERGLADES | 230 | 230 | H | 2.59 | 0 | 1 | 1-900 CU HT | 0 | 0 | 0 | 0 | 0 | 0 | 0 | 0 | 0 | 0 | 0 | 0 | 0 | 0 | 0 | 0 | 0 | 0 | 0 | 0 | 0 | 0 | 0 | 12
NO |  | 56 | 2011 | 9 | 13 | 13 |  | HOWARD | LAURELWOOD | 230 | 230 | H | 0.39 | 0 | 1 | 1-1431 ACSR TW | 0 | 0 | 0 | 0 | 0 | 0 | 0 | 0 | 0 | 0 | 0 | 0 | 0 | 0 | 0 | 0 | 0 | 0 | 0 | 0 | 0 | 0 | 0 | 12
NO |  | 56 | 2011 | 9 | 14 | 14 |  | HOWARD | LAURELWOOD | 230 | 230 | SP | 0.09 | 0 | 1 | 1-1431 ACSR AW | 0 | 0 | 0 | 0 | 0 | 0 | 0 | 0 | 0 | 0 | 0 | 0 | 0 | 0 | 0 | 0 | 0 | 0 | 0 | 0 | 0 | 0 | 0 | 12
NO |  | 56 | 2011 | 9 | 15 | 15 |  | HOWARD | LAURELWOOD | 230 | 230 | SP | 10.53 | 0 | 1 | 1-1431 ACSR TW | 0 | 0 | 0 | 0 | 0 | 0 | 0 | 0 | 0 | 0 | 0 | 0 | 0 | 0 | 0 | 0 | 0 | 0 | 0 | 0 | 0 | 0 | 0 | 12
NO |  | 56 | 2011 | 9 | 16 | 16 |  | HOWARD | LAURELWOOD | 230 | 230 | H | 3.57 | 0 | 2 | 1-1431 ACSR AW | 0 | 0 | 0 | 0 | 0 | 0 | 0 | 0 | 0 | 0 | 0 | 0 | 0 | 0 | 0 | 0 | 0 | 0 | 0 | 0 | 0 | 0 | 0 | 12
NO |  | 56 | 2011 | 9 | 17 | 17 |  | HOWARD | RINGLING | 230 | 230 | SP | 4.36 | 0 | 1 | 1-1431 ACSR AW | 0 | 0 | 0 | 0 | 0 | 0 | 0 | 0 | 0 | 0 | 0 | 0 | 0 | 0 | 0 | 0 | 0 | 0 | 0 | 0 | 0 | 0 | 0 | 12
NO |  | 56 | 2011 | 9 | 18 | 18 |  | HOWARD | RINGLING | 230 | 230 | SP | 3.22 | 0 | 1 | 1-1431 ACSR TW | 0 | 0 | 0 | 0 | 0 | 0 | 0 | 0 | 0 | 0 | 0 | 0 | 0 | 0 | 0 | 0 | 0 | 0 | 0 | 0 | 0 | 0 | 0 | 12
NO |  | 56 | 2011 | 9 | 19 | 19 |  | HOWARD | RINGLING | 230 | 230 | SP | 0.59 | 0 | 2 | 1-1431 ACSR TW | 0 | 0 | 0 | 0 | 0 | 0 | 0 | 0 | 0 | 0 | 0 | 0 | 0 | 0 | 0 | 0 | 0 | 0 | 0 | 0 | 0 | 0 | 0 | 12
NO |  | 56 | 2011 | 9 | 20 | 20 |  | HUNTINGTON | PENNSUCO | 230 | 230 | SP | 9.15 | 0 | 1 | 1-954 ACSR AW | 0 | 0 | 0 | 0 | 0 | 0 | 0 | 0 | 0 | 0 | 0 | 0 | 0 | 0 | 0 | 0 | 0 | 0 | 0 | 0 | 0 | 0 | 0 | 12
NO |  | 56 | 2011 | 9 | 21 | 21 |  | INDIANTOWN | MARTIN 1 | 230 | 230 | H | 1.91 | 0 | 1 | 2-795 ACSR AW | 0 | 0 | 0 | 0 | 0 | 0 | 0 | 0 | 0 | 0 | 0 | 0 | 0 | 0 | 0 | 0 | 0 | 0 | 0 | 0 | 0 | 0 | 0 | 12
NO |  | 56 | 2011 | 9 | 22 | 22 |  | INDIANTOWN | MARTIN 1 | 230 | 230 | SP | 9.72 | 0 | 1 | 2-795 ACSR AW | 0 | 0 | 0 | 0 | 0 | 0 | 0 | 0 | 0 | 0 | 0 | 0 | 0 | 0 | 0 | 0 | 0 | 0 | 0 | 0 | 0 | 0 | 0 | 12
NO |  | 56 | 2011 | 9 | 23 | 23 |  | INDIANTOWN | MARTIN 1 | 230 | 230 | SP | 0.19 | 0 | 2 | 2-795 ACSR AW | 0 | 0 | 0 | 0 | 0 | 0 | 0 | 0 | 0 | 0 | 0 | 0 | 0 | 0 | 0 | 0 | 0 | 0 | 0 | 0 | 0 | 0 | 0 | 12
NO |  | 56 | 2011 | 9 | 24 | 24 |  | INDIANTOWN | MARTIN 2 | 230 | 230 | SP | 13.37 | 0 | 1 | 2-795 ACSR AW | 0 | 0 | 0 | 0 | 0 | 0 | 0 | 0 | 0 | 0 | 0 | 0 | 0 | 0 | 0 | 0 | 0 | 0 | 0 | 0 | 0 | 0 | 0 | 12
NO |  | 56 | 2011 | 9 | 25 | 25 |  | INDIANTOWN | MIDWAY | 230 | 230 | H | 23.49 | 0 | 1 | 2-954 ACSR AZ | 0 | 0 | 0 | 0 | 0 | 0 | 0 | 0 | 0 | 0 | 0 | 0 | 0 | 0 | 0 | 0 | 0 | 0 | 0 | 0 | 0 | 0 | 0 | 12
NO |  | 56 | 2011 | 9 | 26 | 26 |  | INDIANTOWN | PRATT & WHITNEY | 230 | 230 | H | 9.16 | 0 | 1 | 2-954 ACSR AZ | 0 | 0 | 0 | 0 | 0 | 0 | 0 | 0 | 0 | 0 | 0 | 0 | 0 | 0 | 0 | 0 | 0 | 0 | 0 | 0 | 0 | 0 | 0 | 12
NO |  | 56 | 2011 | 9 | 27 | 27 |  | INDIANTOWN | RIVIERA | 230 | 230 | SP | 3.43 | 0 | 1 | 1-1431 ACSR AW | 0 | 0 | 0 | 0 | 0 | 0 | 0 | 0 | 0 | 0 | 0 | 0 | 0 | 0 | 0 | 0 | 0 | 0 | 0 | 0 | 0 | 0 | 0 | 12
NO |  | 56 | 2011 | 9 | 28 | 28 |  | INDIANTOWN | RIVIERA | 230 | 230 | SP | 34.47 | 0 | 2 | 1-1431 ACSR AW | 0 | 0 | 0 | 0 | 0 | 0 | 0 | 0 | 0 | 0 | 0 | 0 | 0 | 0 | 0 | 0 | 0 | 0 | 0 | 0 | 0 | 0 | 0 | 12
NO |  | 56 | 2011 | 9 | 29 | 29 |  | INDIANTOWN | WARFIELD | 230 | 230 | SP | 8.51 | 0 | 1 | 2-795 ACSR AW | 0 | 0 | 0 | 0 | 0 | 0 | 0 | 0 | 0 | 0 | 0 | 0 | 0 | 0 | 0 | 0 | 0 | 0 | 0 | 0 | 0 | 0 | 0 | 12
NO |  | 56 | 2011 | 9 | 30 | 30 |  | JOHNSON | MANATEE | 230 | 230 | H | 16.83 | 0 | 1 | 2-1431 ACSR AZ | 0 | 0 | 0 | 0 | 0 | 0 | 0 | 0 | 0 | 0 | 0 | 0 | 0 | 0 | 0 | 0 | 0 | 0 | 0 | 0 | 0 | 0 | 0 | 12
NO |  | 56 | 2011 | 9 | 31 | 31 |  | JOHNSON | MANATEE | 230 | 230 | SP | 0.05 | 0 | 1 | 2-1431 ACSR AZ | 0 | 0 | 0 | 0 | 0 | 0 | 0 | 0 | 0 | 0 | 0 | 0 | 0 | 0 | 0 | 0 | 0 | 0 | 0 | 0 | 0 | 0 | 0 | 12
NO |  | 56 | 2011 | 9 | 32 | 32 |  | JOHNSON | MANATEE | 230 | 230 | H | 0 | 0.81 | 2 | 2-1431 ACSR AZ | 0 | 0 | 0 | 0 | 0 | 0 | 0 | 0 | 0 | 0 | 0 | 0 | 0 | 0 | 0 | 0 | 0 | 0 | 0 | 0 | 0 | 0 | 0 | 12
NO |  | 56 | 2011 | 9 | 33 | 33 |  | JOHNSON | MANATEE | 230 | 230 | SP | 0.1 | 0 | 2 | 2-1431 ACSR AW | 0 | 0 | 0 | 0 | 0 | 0 | 0 | 0 | 0 | 0 | 0 | 0 | 0 | 0 | 0 | 0 | 0 | 0 | 0 | 0 | 0 | 0 | 0 | 12
NO |  | 56 | 2011 | 9 | 34 | 34 |  | JOHNSON | MANATEE | 230 | 230 | SP | 0.08 | 0 | 2 | 2-1431 ACSR AZ | 0 | 0 | 0 | 0 | 0 | 0 | 0 | 0 | 0 | 0 | 0 | 0 | 0 | 0 | 0 | 0 | 0 | 0 | 0 | 0 | 0 | 0 | 0 | 12
NO |  | 56 | 2011 | 9 | 35 | 35 |  | JOHNSON | RINGLING | 230 | 230 | H | 8.88 | 0 | 1 | 2-1431 ACSR AZ | 0 | 0 | 0 | 0 | 0 | 0 | 0 | 0 | 0 | 0 | 0 | 0 | 0 | 0 | 0 | 0 | 0 | 0 | 0 | 0 | 0 | 0 | 0 | 12
NO |  | 56 | 2011 | 10 | 1 | 1 |  | JOHNSON | RINGLING | 230 | 230 | SP | 0.1 | 0 | 1 | 2-1431 ACSR AZ | 0 | 0 | 0 | 0 | 0 | 0 | 0 | 0 | 0 | 0 | 0 | 0 | 0 | 0 | 0 | 0 | 0 | 0 | 0 | 0 | 0 | 0 | 0 | 12
NO |  | 56 | 2011 | 10 | 2 | 2 |  | JOHNSON | RINGLING | 230 | 230 | H | 0.81 | 0 | 2 | 2-1431 ACSR AZ | 0 | 0 | 0 | 0 | 0 | 0 | 0 | 0 | 0 | 0 | 0 | 0 | 0 | 0 | 0 | 0 | 0 | 0 | 0 | 0 | 0 | 0 | 0 | 12
NO |  | 56 | 2011 | 10 | 3 | 3 |  | JOHNSON | RINGLING | 230 | 230 | SP | 0.07 | 0 | 2 | 2-795 ACSR AW | 0 | 0 | 0 | 0 | 0 | 0 | 0 | 0 | 0 | 0 | 0 | 0 | 0 | 0 | 0 | 0 | 0 | 0 | 0 | 0 | 0 | 0 | 0 | 12
NO |  | 56 | 2011 | 10 | 4 | 4 |  | KEENTOWN | MANATEE | 230 | 230 | H | 16.23 | 0 | 1 | 1-1431 ACSR AZ | 0 | 0 | 0 | 0 | 0 | 0 | 0 | 0 | 0 | 0 | 0 | 0 | 0 | 0 | 0 | 0 | 0 | 0 | 0 | 0 | 0 | 0 | 0 | 12
NO |  | 56 | 2011 | 10 | 5 | 5 |  | KEENTOWN | MANATEE | 230 | 230 | SP | 3 | 0 | 1 | 1-1431 ACSR AZ | 0 | 0 | 0 | 0 | 0 | 0 | 0 | 0 | 0 | 0 | 0 | 0 | 0 | 0 | 0 | 0 | 0 | 0 | 0 | 0 | 0 | 0 | 0 | 12
NO |  | 56 | 2011 | 10 | 6 | 6 |  | KEENTOWN | WHIDDEN | 230 | 230 | H | 24.43 | 0 | 1 | 1-1431 ACSR AZ | 0 | 0 | 0 | 0 | 0 | 0 | 0 | 0 | 0 | 0 | 0 | 0 | 0 | 0 | 0 | 0 | 0 | 0 | 0 | 0 | 0 | 0 | 0 | 12
NO |  | 56 | 2011 | 10 | 7 | 7 |  | KEENTOWN | WHIDDEN | 230 | 230 | SP | 0.31 | 0 | 1 | 1-1431 ACSR AW | 0 | 0 | 0 | 0 | 0 | 0 | 0 | 0 | 0 | 0 | 0 | 0 | 0 | 0 | 0 | 0 | 0 | 0 | 0 | 0 | 0 | 0 | 0 | 12
NO |  | 56 | 2011 | 10 | 8 | 8 |  | KEENTOWN | WHIDDEN | 230 | 230 | SP | 0.61 | 13.24 | 2 | 1-1431 ACSR AW | 0 | 0 | 0 | 0 | 0 | 0 | 0 | 0 | 0 | 0 | 0 | 0 | 0 | 0 | 0 | 0 | 0 | 0 | 0 | 0 | 0 | 0 | 0 | 12
NO |  | 56 | 2011 | 10 | 9 | 9 |  | KIMBERLY | RANCH | 230 | 230 | H | 0.21 | 0 | 1 | 1-1431 ACSR AZ | 0 | 0 | 0 | 0 | 0 | 0 | 0 | 0 | 0 | 0 | 0 | 0 | 0 | 0 | 0 | 0 | 0 | 0 | 0 | 0 | 0 | 0 | 0 | 12
NO |  | 56 | 2011 | 10 | 10 | 10 |  | KIMBERLY | RANCH | 230 | 230 | SP | 0.08 | 0 | 1 | 1-1431 ACSR AZ | 0 | 0 | 0 | 0 | 0 | 0 | 0 | 0 | 0 | 0 | 0 | 0 | 0 | 0 | 0 | 0 | 0 | 0 | 0 | 0 | 0 | 0 | 0 | 12
NO |  | 56 | 2011 | 10 | 11 | 11 |  | KIMBERLY | RANCH | 230 | 230 | H | 0 | 20.17 | 2 | 1-1431 ACSR AZ | 0 | 0 | 0 | 0 | 0 | 0 | 0 | 0 | 0 | 0 | 0 | 0 | 0 | 0 | 0 | 0 | 0 | 0 | 0 | 0 | 0 | 0 | 0 | 12
NO |  | 56 | 2011 | 10 | 12 | 12 |  | KORONA | PUTNAM | 230 | 230 | H | 32.98 | 0 | 1 | 1-954 ACSR AZ | 0 | 0 | 0 | 0 | 0 | 0 | 0 | 0 | 0 | 0 | 0 | 0 | 0 | 0 | 0 | 0 | 0 | 0 | 0 | 0 | 0 | 0 | 0 | 12
NO |  | 56 | 2011 | 10 | 13 | 13 |  | KORONA | PUTNAM | 230 | 230 | SP | 0.05 | 0 | 1 | 1-1431 ACSR AW | 0 | 0 | 0 | 0 | 0 | 0 | 0 | 0 | 0 | 0 | 0 | 0 | 0 | 0 | 0 | 0 | 0 | 0 | 0 | 0 | 0 | 0 | 0 | 12
NO |  | 56 | 2011 | 10 | 14 | 14 |  | KORONA | PUTNAM | 230 | 230 | SP | 0.77 | 0 | 1 | 1-954 ACSR AZ | 0 | 0 | 0 | 0 | 0 | 0 | 0 | 0 | 0 | 0 | 0 | 0 | 0 | 0 | 0 | 0 | 0 | 0 | 0 | 0 | 0 | 0 | 0 | 12
NO |  | 56 | 2011 | 10 | 15 | 15 |  | KORONA | VOLUSIA | 230 | 230 | H | 16.22 | 0 | 1 | 1-954 ACSR AZ | 0 | 0 | 0 | 0 | 0 | 0 | 0 | 0 | 0 | 0 | 0 | 0 | 0 | 0 | 0 | 0 | 0 | 0 | 0 | 0 | 0 | 0 | 0 | 12
NO |  | 56 | 2011 | 10 | 16 | 16 |  | KORONA | VOLUSIA | 230 | 230 | SP | 0.05 | 0 | 1 | 1-1431 ACSR AW | 0 | 0 | 0 | 0 | 0 | 0 | 0 | 0 | 0 | 0 | 0 | 0 | 0 | 0 | 0 | 0 | 0 | 0 | 0 | 0 | 0 | 0 | 0 | 12
NO |  | 56 | 2011 | 10 | 17 | 17 |  | KORONA | VOLUSIA | 230 | 230 | SP | 0.09 | 0 | 1 | 1-954 ACSR AW | 0 | 0 | 0 | 0 | 0 | 0 | 0 | 0 | 0 | 0 | 0 | 0 | 0 | 0 | 0 | 0 | 0 | 0 | 0 | 0 | 0 | 0 | 0 | 12
NO |  | 56 | 2011 | 10 | 18 | 18 |  | KORONA | VOLUSIA | 230 | 230 | SP | 0.12 | 0 | 1 | 1-954 ACSR AZ | 0 | 0 | 0 | 0 | 0 | 0 | 0 | 0 | 0 | 0 | 0 | 0 | 0 | 0 | 0 | 0 | 0 | 0 | 0 | 0 | 0 | 0 | 0 | 12
NO |  | 56 | 2011 | 10 | 19 | 19 |  | KORONA | VOLUSIA | 230 | 230 | SP | 0.08 | 0.06 | 2 | 1-954 ACSR AW | 0 | 0 | 0 | 0 | 0 | 0 | 0 | 0 | 0 | 0 | 0 | 0 | 0 | 0 | 0 | 0 | 0 | 0 | 0 | 0 | 0 | 0 | 0 | 12
NO |  | 56 | 2011 | 10 | 20 | 20 |  | LAUDANIA | LAUDERDALE | 230 | 230 | H | 4.35 | 0 | 1 | 1-1431 ACSR AZ | 0 | 0 | 0 | 0 | 0 | 0 | 0 | 0 | 0 | 0 | 0 | 0 | 0 | 0 | 0 | 0 | 0 | 0 | 0 | 0 | 0 | 0 | 0 | 12
NO |  | 56 | 2011 | 10 | 21 | 21 |  | LAUDANIA | LAUDERDALE | 230 | 230 | H | 0.52 | 0 | 1 | 1-900 CU HT | 0 | 0 | 0 | 0 | 0 | 0 | 0 | 0 | 0 | 0 | 0 | 0 | 0 | 0 | 0 | 0 | 0 | 0 | 0 | 0 | 0 | 0 | 0 | 12
NO |  | 56 | 2011 | 10 | 22 | 22 |  | LAUDANIA | PORT EVERGLADES | 230 | 230 | H | 2.66 | 0 | 1 | 1-900 CU HT | 0 | 0 | 0 | 0 | 0 | 0 | 0 | 0 | 0 | 0 | 0 | 0 | 0 | 0 | 0 | 0 | 0 | 0 | 0 | 0 | 0 | 0 | 0 | 12
NO |  | 56 | 2011 | 10 | 23 | 23 |  | LAUDERDALE | MOTOROLA | 230 | 230 | H | 0.22 | 0 | 1 | 1-1431 ACSR AZ | 0 | 0 | 0 | 0 | 0 | 0 | 0 | 0 | 0 | 0 | 0 | 0 | 0 | 0 | 0 | 0 | 0 | 0 | 0 | 0 | 0 | 0 | 0 | 12
NO |  | 56 | 2011 | 10 | 24 | 24 |  | LAUDERDALE | MOTOROLA | 230 | 230 | SP | 0.05 | 0 | 1 | 1-1431 ACSR AW | 0 | 0 | 0 | 0 | 0 | 0 | 0 | 0 | 0 | 0 | 0 | 0 | 0 | 0 | 0 | 0 | 0 | 0 | 0 | 0 | 0 | 0 | 0 | 12
NO |  | 56 | 2011 | 10 | 25 | 25 |  | LAUDERDALE | MOTOROLA | 230 | 230 | SP | 8 | 0 | 1 | 1-1431 ACSR AZ | 0 | 0 | 0 | 0 | 0 | 0 | 0 | 0 | 0 | 0 | 0 | 0 | 0 | 0 | 0 | 0 | 0 | 0 | 0 | 0 | 0 | 0 | 0 | 12
NO |  | 56 | 2011 | 10 | 26 | 26 |  | LAUDERDALE | PORT EVERGLADES 1 | 230 | 230 | H | 4.35 | 0 | 1 | 1-1431 ACSR AZ | 0 | 0 | 0 | 0 | 0 | 0 | 0 | 0 | 0 | 0 | 0 | 0 | 0 | 0 | 0 | 0 | 0 | 0 | 0 | 0 | 0 | 0 | 0 | 12
NO |  | 56 | 2011 | 10 | 27 | 27 |  | LAUDERDALE | PORT EVERGLADES 1 | 230 | 230 | H | 3.13 | 0 | 1 | 1-900 CU HT | 0 | 0 | 0 | 0 | 0 | 0 | 0 | 0 | 0 | 0 | 0 | 0 | 0 | 0 | 0 | 0 | 0 | 0 | 0 | 0 | 0 | 0 | 0 | 12
NO |  | 56 | 2011 | 10 | 28 | 28 |  | LAURELWOOD | MYAKKA | 230 | 230 | SP | 0.08 | 0 | 1 | 1-1431 ACSR AW | 0 | 0 | 0 | 0 | 0 | 0 | 0 | 0 | 0 | 0 | 0 | 0 | 0 | 0 | 0 | 0 | 0 | 0 | 0 | 0 | 0 | 0 | 0 | 12
NO |  | 56 | 2011 | 10 | 29 | 29 |  | LAURELWOOD | MYAKKA | 230 | 230 | SP | 16.75 | 0 | 1 | 1-1431 ACSR AZ | 0 | 0 | 0 | 0 | 0 | 0 | 0 | 0 | 0 | 0 | 0 | 0 | 0 | 0 | 0 | 0 | 0 | 0 | 0 | 0 | 0 | 0 | 0 | 12
NO |  | 56 | 2011 | 10 | 30 | 30 |  | LAURELWOOD | PEACHLAND | 230 | 230 | SP | 0.47 | 0 | 1 | 1-1431 ACSR AW | 0 | 0 | 0 | 0 | 0 | 0 | 0 | 0 | 0 | 0 | 0 | 0 | 0 | 0 | 0 | 0 | 0 | 0 | 0 | 0 | 0 | 0 | 0 | 12
NO |  | 56 | 2011 | 10 | 31 | 31 |  | LAURELWOOD | PEACHLAND | 230 | 230 | SP | 21.29 | 0 | 1 | 1-1431 ACSR AZ | 0 | 0 | 0 | 0 | 0 | 0 | 0 | 0 | 0 | 0 | 0 | 0 | 0 | 0 | 0 | 0 | 0 | 0 | 0 | 0 | 0 | 0 | 0 | 12
NO |  | 56 | 2011 | 10 | 32 | 32 |  | LAURELWOOD | PEACHLAND | 230 | 230 | SP | 4.17 | 0 | 2 | 1-1431 ACSR AW | 0 | 0 | 0 | 0 | 0 | 0 | 0 | 0 | 0 | 0 | 0 | 0 | 0 | 0 | 0 | 0 | 0 | 0 | 0 | 0 | 0 | 0 | 0 | 12
NO |  | 56 | 2011 | 10 | 33 | 33 |  | LAURELWOOD | RINGLING 1 | 230 | 230 | H | 20.99 | 0 | 1 | 1-1431 ACSR AZ | 0 | 0 | 0 | 0 | 0 | 0 | 0 | 0 | 0 | 0 | 0 | 0 | 0 | 0 | 0 | 0 | 0 | 0 | 0 | 0 | 0 | 0 | 0 | 12
NO |  | 56 | 2011 | 10 | 34 | 34 |  | LAURELWOOD | RINGLING 1 | 230 | 230 | SP | 0.06 | 0 | 1 | 1-1431 ACSR AZ | 0 | 0 | 0 | 0 | 0 | 0 | 0 | 0 | 0 | 0 | 0 | 0 | 0 | 0 | 0 | 0 | 0 | 0 | 0 | 0 | 0 | 0 | 0 | 12
NO |  | 56 | 2011 | 10 | 35 | 35 |  | LAURELWOOD | RINGLING 2 | 230 | 230 | SP | 19.65 | 0 | 1 | 1-1431 ACSR AZ | 0 | 0 | 0 | 0 | 0 | 0 | 0 | 0 | 0 | 0 | 0 | 0 | 0 | 0 | 0 | 0 | 0 | 0 | 0 | 0 | 0 | 0 | 0 | 12
NO |  | 56 | 2011 | 11 | 1 | 1 |  | LAURELWOOD | RINGLING 2 | 230 | 230 | H | 0 | 1.41 | 2 | 1-1431 ACSR AZ | 0 | 0 | 0 | 0 | 0 | 0 | 0 | 0 | 0 | 0 | 0 | 0 | 0 | 0 | 0 | 0 | 0 | 0 | 0 | 0 | 0 | 0 | 0 | 12
NO |  | 56 | 2011 | 11 | 2 | 2 |  | LEVEE | TURKEY POINT | 230 | 230 | H | 1.18 | 0 | 1 | 1-1431 ACSR AZ | 0 | 0 | 0 | 0 | 0 | 0 | 0 | 0 | 0 | 0 | 0 | 0 | 0 | 0 | 0 | 0 | 0 | 0 | 0 | 0 | 0 | 0 | 0 | 12
NO |  | 56 | 2011 | 11 | 3 | 3 |  | LEVEE | TURKEY POINT | 230 | 230 | SP | 0.1 | 0 | 1 | 1-1431 ACSR AZ | 0 | 0 | 0 | 0 | 0 | 0 | 0 | 0 | 0 | 0 | 0 | 0 | 0 | 0 | 0 | 0 | 0 | 0 | 0 | 0 | 0 | 0 | 0 | 12
NO |  | 56 | 2011 | 11 | 4 | 4 |  | LEVEE | TURKEY POINT | 230 | 230 | H | 12.53 | 0 | 2 | 1-1431 ACSR AZ | 0 | 0 | 0 | 0 | 0 | 0 | 0 | 0 | 0 | 0 | 0 | 0 | 0 | 0 | 0 | 0 | 0 | 0 | 0 | 0 | 0 | 0 | 0 | 12
NO |  | 56 | 2011 | 11 | 5 | 5 |  | LEVEE | TURKEY POINT | 230 | 230 | H | 18.28 | 0 | 2 | 1-1691 AAAC | 0 | 0 | 0 | 0 | 0 | 0 | 0 | 0 | 0 | 0 | 0 | 0 | 0 | 0 | 0 | 0 | 0 | 0 | 0 | 0 | 0 | 0 | 0 | 12
NO |  | 56 | 2011 | 11 | 6 | 6 |  | LINDGREN | PENNSUCO | 230 | 230 | H | 3.16 | 0 | 1 | 1-1431 ACSR AZ | 0 | 0 | 0 | 0 | 0 | 0 | 0 | 0 | 0 | 0 | 0 | 0 | 0 | 0 | 0 | 0 | 0 | 0 | 0 | 0 | 0 | 0 | 0 | 12
NO |  | 56 | 2011 | 11 | 7 | 7 |  | LINDGREN | PENNSUCO | 230 | 230 | SP | 0.01 | 0 | 1 | 1-1431 ACSR AW | 0 | 0 | 0 | 0 | 0 | 0 | 0 | 0 | 0 | 0 | 0 | 0 | 0 | 0 | 0 | 0 | 0 | 0 | 0 | 0 | 0 | 0 | 0 | 12
NO |  | 56 | 2011 | 11 | 8 | 8 |  | LINDGREN | PENNSUCO | 230 | 230 | H | 0 | 12.4 | 2 | 1-1431 ACSR AZ | 0 | 0 | 0 | 0 | 0 | 0 | 0 | 0 | 0 | 0 | 0 | 0 | 0 | 0 | 0 | 0 | 0 | 0 | 0 | 0 | 0 | 0 | 0 | 12
NO |  | 56 | 2011 | 11 | 9 | 9 |  | LINDGREN | TURKEY POINT | 230 | 230 | H | 0.06 | 0 | 1 | 1-1431 ACSR AZ | 0 | 0 | 0 | 0 | 0 | 0 | 0 | 0 | 0 | 0 | 0 | 0 | 0 | 0 | 0 | 0 | 0 | 0 | 0 | 0 | 0 | 0 | 0 | 12
NO |  | 56 | 2011 | 11 | 10 | 10 |  | LINDGREN | TURKEY POINT | 230 | 230 | H | 0 | 4.24 | 2 | 1-1431 ACSR AZ | 0 | 0 | 0 | 0 | 0 | 0 | 0 | 0 | 0 | 0 | 0 | 0 | 0 | 0 | 0 | 0 | 0 | 0 | 0 | 0 | 0 | 0 | 0 | 12
NO |  | 56 | 2011 | 11 | 11 | 11 |  | LINDGREN | TURKEY POINT | 230 | 230 | H | 0 | 18.29 | 2 | 1-1691 AAAC | 0 | 0 | 0 | 0 | 0 | 0 | 0 | 0 | 0 | 0 | 0 | 0 | 0 | 0 | 0 | 0 | 0 | 0 | 0 | 0 | 0 | 0 | 0 | 12
NO |  | 56 | 2011 | 11 | 12 | 12 |  | MALABAR | MIDWAY | 230 | 230 | H | 54.43 | 0 | 1 | 1-795 ACSR AZ | 0 | 0 | 0 | 0 | 0 | 0 | 0 | 0 | 0 | 0 | 0 | 0 | 0 | 0 | 0 | 0 | 0 | 0 | 0 | 0 | 0 | 0 | 0 | 12
NO |  | 56 | 2011 | 11 | 13 | 13 |  | MALABAR | MIDWAY | 230 | 230 | SP | 0.1 | 0 | 1 | 1-1431 ACSR AW | 0 | 0 | 0 | 0 | 0 | 0 | 0 | 0 | 0 | 0 | 0 | 0 | 0 | 0 | 0 | 0 | 0 | 0 | 0 | 0 | 0 | 0 | 0 | 12
NO |  | 56 | 2011 | 11 | 14 | 14 |  | MALABAR | MIDWAY | 230 | 230 | SP | 0.04 | 0 | 1 | 1-795 ACSR AW | 0 | 0 | 0 | 0 | 0 | 0 | 0 | 0 | 0 | 0 | 0 | 0 | 0 | 0 | 0 | 0 | 0 | 0 | 0 | 0 | 0 | 0 | 0 | 12
NO |  | 56 | 2011 | 11 | 15 | 15 |  | MALABAR | MIDWAY | 230 | 230 | SP | 0.06 | 0 | 1 | 1-795 ACSR AZ | 0 | 0 | 0 | 0 | 0 | 0 | 0 | 0 | 0 | 0 | 0 | 0 | 0 | 0 | 0 | 0 | 0 | 0 | 0 | 0 | 0 | 0 | 0 | 12
NO |  | 56 | 2011 | 11 | 16 | 16 |  | MANATEE | BIG BEND (TEC) 1 | 230 | 230 | H | 10.07 | 0 | 1 | 2-795 ACSR AZ | 0 | 0 | 0 | 0 | 0 | 0 | 0 | 0 | 0 | 0 | 0 | 0 | 0 | 0 | 0 | 0 | 0 | 0 | 0 | 0 | 0 | 0 | 0 | 12
NO |  | 56 | 2011 | 11 | 17 | 17 |  | MANATEE | BIG BEND (TEC) 2 | 230 | 230 | H | 0 | 0 | 1 | 2-795 ACSR AZ | 0 | 0 | 0 | 0 | 0 | 0 | 0 | 0 | 0 | 0 | 0 | 0 | 0 | 0 | 0 | 0 | 0 | 0 | 0 | 0 | 0 | 0 | 0 | 12
NO |  | 56 | 2011 | 11 | 18 | 18 |  | MANATEE | BIG BEND (TEC) 2 | 230 | 230 | SP | 0.12 | 0 | 2 | 2-1431 ACSR AZ | 0 | 0 | 0 | 0 | 0 | 0 | 0 | 0 | 0 | 0 | 0 | 0 | 0 | 0 | 0 | 0 | 0 | 0 | 0 | 0 | 0 | 0 | 0 | 12
NO |  | 56 | 2011 | 11 | 19 | 19 |  | MANATEE | BIG BEND (TEC) 2 | 230 | 230 | SP | 9.93 | 0 | 2 | 2-795 ACSR AZ | 0 | 0 | 0 | 0 | 0 | 0 | 0 | 0 | 0 | 0 | 0 | 0 | 0 | 0 | 0 | 0 | 0 | 0 | 0 | 0 | 0 | 0 | 0 | 12
NO |  | 56 | 2011 | 11 | 20 | 20 |  | MANATEE | RINGLING 2 | 230 | 230 | H | 24.51 | 0 | 1 | 2-1431 ACSR AZ | 0 | 0 | 0 | 0 | 0 | 0 | 0 | 0 | 0 | 0 | 0 | 0 | 0 | 0 | 0 | 0 | 0 | 0 | 0 | 0 | 0 | 0 | 0 | 12
NO |  | 56 | 2011 | 11 | 21 | 21 |  | MANATEE | RINGLING 2 | 230 | 230 | SP | 0.23 | 0 | 1 | 2-1431 ACSR AW | 0 | 0 | 0 | 0 | 0 | 0 | 0 | 0 | 0 | 0 | 0 | 0 | 0 | 0 | 0 | 0 | 0 | 0 | 0 | 0 | 0 | 0 | 0 | 12
NO |  | 56 | 2011 | 11 | 22 | 22 |  | MANATEE | RINGLING 2 | 230 | 230 | H | 0 | 1.33 | 2 | 2-1431 ACSR AZ | 0 | 0 | 0 | 0 | 0 | 0 | 0 | 0 | 0 | 0 | 0 | 0 | 0 | 0 | 0 | 0 | 0 | 0 | 0 | 0 | 0 | 0 | 0 | 12
NO |  | 56 | 2011 | 11 | 23 | 23 |  | MANATEE | RINGLING 3 | 230 | 230 | H | 1.71 | 0 | 1 | 2-1431 ACSR AZ | 0 | 0 | 0 | 0 | 0 | 0 | 0 | 0 | 0 | 0 | 0 | 0 | 0 | 0 | 0 | 0 | 0 | 0 | 0 | 0 | 0 | 0 | 0 | 12
NO |  | 56 | 2011 | 11 | 24 | 24 |  | MANATEE | RINGLING 3 | 230 | 230 | SP | 24.04 | 0 | 1 | 2-1431 ACSR AZ | 0 | 0 | 0 | 0 | 0 | 0 | 0 | 0 | 0 | 0 | 0 | 0 | 0 | 0 | 0 | 0 | 0 | 0 | 0 | 0 | 0 | 0 | 0 | 12
NO |  | 56 | 2011 | 11 | 25 | 25 |  | MARTIN | SHERMAN | 230 | 230 | H | 4.01 | 0 | 1 | 1-954 ACSR AZ | 0 | 0 | 0 | 0 | 0 | 0 | 0 | 0 | 0 | 0 | 0 | 0 | 0 | 0 | 0 | 0 | 0 | 0 | 0 | 0 | 0 | 0 | 0 | 12
NO |  | 56 | 2011 | 11 | 26 | 26 |  | MARTIN | SHERMAN | 230 | 230 | SP | 16.38 | 0 | 1 | 1-954 ACSR AZ | 0 | 0 | 0 | 0 | 0 | 0 | 0 | 0 | 0 | 0 | 0 | 0 | 0 | 0 | 0 | 0 | 0 | 0 | 0 | 0 | 0 | 0 | 0 | 12
NO |  | 56 | 2011 | 11 | 27 | 27 |  | MARTIN | WARFIELD | 230 | 230 | SP | 3.35 | 0 | 1 | 2-795 ACSR AW | 0 | 0 | 0 | 0 | 0 | 0 | 0 | 0 | 0 | 0 | 0 | 0 | 0 | 0 | 0 | 0 | 0 | 0 | 0 | 0 | 0 | 0 | 0 | 12
NO |  | 56 | 2011 | 11 | 28 | 28 |  | MARTIN | WARFIELD | 230 | 230 | SP | 0 | 0.03 | 2 | 2-795 ACSR AW | 0 | 0 | 0 | 0 | 0 | 0 | 0 | 0 | 0 | 0 | 0 | 0 | 0 | 0 | 0 | 0 | 0 | 0 | 0 | 0 | 0 | 0 | 0 | 12
NO |  | 56 | 2011 | 11 | 29 | 29 |  | MIDWAY | RALLS | 230 | 230 | SP | 2.9 | 0 | 1 | 1-1431 ACSR AW | 0 | 0 | 0 | 0 | 0 | 0 | 0 | 0 | 0 | 0 | 0 | 0 | 0 | 0 | 0 | 0 | 0 | 0 | 0 | 0 | 0 | 0 | 0 | 12
NO |  | 56 | 2011 | 11 | 30 | 30 |  | MIDWAY | RANCH | 230 | 230 | H | 18.35 | 0 | 1 | 2-795 ACSR AZ | 0 | 0 | 0 | 0 | 0 | 0 | 0 | 0 | 0 | 0 | 0 | 0 | 0 | 0 | 0 | 0 | 0 | 0 | 0 | 0 | 0 | 0 | 0 | 12
NO |  | 56 | 2011 | 11 | 31 | 31 |  | MIDWAY | RANCH | 230 | 230 | SP | 0.37 | 0 | 1 | 1-1431 ACSR AW | 0 | 0 | 0 | 0 | 0 | 0 | 0 | 0 | 0 | 0 | 0 | 0 | 0 | 0 | 0 | 0 | 0 | 0 | 0 | 0 | 0 | 0 | 0 | 12
NO |  | 56 | 2011 | 11 | 32 | 32 |  | MIDWAY | RANCH | 230 | 230 | SP | 0.14 | 0 | 1 | 2-795 ACSR AW | 0 | 0 | 0 | 0 | 0 | 0 | 0 | 0 | 0 | 0 | 0 | 0 | 0 | 0 | 0 | 0 | 0 | 0 | 0 | 0 | 0 | 0 | 0 | 12
NO |  | 56 | 2011 | 11 | 33 | 33 |  | MIDWAY | RANCH | 230 | 230 | SP | 4.98 | 0 | 1 | 2-795 ACSR AZ | 0 | 0 | 0 | 0 | 0 | 0 | 0 | 0 | 0 | 0 | 0 | 0 | 0 | 0 | 0 | 0 | 0 | 0 | 0 | 0 | 0 | 0 | 0 | 12
NO |  | 56 | 2011 | 11 | 34 | 34 |  | MIDWAY | RANCH | 230 | 230 | SP | 0.08 | 0 | 1 | 2-954 ACSR AZ | 0 | 0 | 0 | 0 | 0 | 0 | 0 | 0 | 0 | 0 | 0 | 0 | 0 | 0 | 0 | 0 | 0 | 0 | 0 | 0 | 0 | 0 | 0 | 12
NO |  | 56 | 2011 | 11 | 35 | 35 |  | MIDWAY | RANCH | 230 | 230 | H | 3.63 | 0 | 2 | 2-954 ACSR AZ | 0 | 0 | 0 | 0 | 0 | 0 | 0 | 0 | 0 | 0 | 0 | 0 | 0 | 0 | 0 | 0 | 0 | 0 | 0 | 0 | 0 | 0 | 0 | 12
NO |  | 56 | 2011 | 12 | 1 | 1 |  | MIDWAY | RANCH | 230 | 230 | SP | 0 | 9.19 | 2 | 2-795 ACSR AZ | 0 | 0 | 0 | 0 | 0 | 0 | 0 | 0 | 0 | 0 | 0 | 0 | 0 | 0 | 0 | 0 | 0 | 0 | 0 | 0 | 0 | 0 | 0 | 12
NO |  | 56 | 2011 | 12 | 2 | 2 |  | MIDWAY | RANCH | 230 | 230 | SP | 0 | 17.18 | 2 | 2-954 ACSR AZ | 0 | 0 | 0 | 0 | 0 | 0 | 0 | 0 | 0 | 0 | 0 | 0 | 0 | 0 | 0 | 0 | 0 | 0 | 0 | 0 | 0 | 0 | 0 | 12
NO |  | 56 | 2011 | 12 | 3 | 3 |  | MIDWAY | SHERMAN | 230 | 230 | H | 26.84 | 0 | 1 | 1-1431 ACSR AZ | 0 | 0 | 0 | 0 | 0 | 0 | 0 | 0 | 0 | 0 | 0 | 0 | 0 | 0 | 0 | 0 | 0 | 0 | 0 | 0 | 0 | 0 | 0 | 12
NO |  | 56 | 2011 | 12 | 4 | 4 |  | MIDWAY | SHERMAN | 230 | 230 | SP | 0.61 | 0.6 | 2 | 1-1431 ACSR AW | 0 | 0 | 0 | 0 | 0 | 0 | 0 | 0 | 0 | 0 | 0 | 0 | 0 | 0 | 0 | 0 | 0 | 0 | 0 | 0 | 0 | 0 | 0 | 12
NO |  | 56 | 2011 | 12 | 5 | 5 |  | MIDWAY | ST LUCIE 1 | 230 | 230 | H | 1.98 | 0 | 1 | 1-3400 ACSR AW | 0 | 0 | 0 | 0 | 0 | 0 | 0 | 0 | 0 | 0 | 0 | 0 | 0 | 0 | 0 | 0 | 0 | 0 | 0 | 0 | 0 | 0 | 0 | 12
NO |  | 56 | 2011 | 12 | 6 | 6 |  | MIDWAY | ST LUCIE 1 | 230 | 230 | H | 9.7 | 0 | 1 | 2-1691 AAAC | 0 | 0 | 0 | 0 | 0 | 0 | 0 | 0 | 0 | 0 | 0 | 0 | 0 | 0 | 0 | 0 | 0 | 0 | 0 | 0 | 0 | 0 | 0 | 12
NO |  | 56 | 2011 | 12 | 7 | 7 |  | MIDWAY | ST LUCIE 2 | 230 | 230 | H | 2.11 | 0 | 1 | 1-3400 ACSR AW | 0 | 0 | 0 | 0 | 0 | 0 | 0 | 0 | 0 | 0 | 0 | 0 | 0 | 0 | 0 | 0 | 0 | 0 | 0 | 0 | 0 | 0 | 0 | 12
NO |  | 56 | 2011 | 12 | 8 | 8 |  | MIDWAY | ST LUCIE 2 | 230 | 230 | H | 9.66 | 0 | 1 | 2-1691 AAAC | 0 | 0 | 0 | 0 | 0 | 0 | 0 | 0 | 0 | 0 | 0 | 0 | 0 | 0 | 0 | 0 | 0 | 0 | 0 | 0 | 0 | 0 | 0 | 12
NO |  | 56 | 2011 | 12 | 9 | 9 |  | MIDWAY | ST LUCIE 3 | 230 | 230 | H | 2.12 | 0 | 1 | 1-3400 ACSR AW | 0 | 0 | 0 | 0 | 0 | 0 | 0 | 0 | 0 | 0 | 0 | 0 | 0 | 0 | 0 | 0 | 0 | 0 | 0 | 0 | 0 | 0 | 0 | 12
NO |  | 56 | 2011 | 12 | 10 | 10 |  | MIDWAY | ST LUCIE 3 | 230 | 230 | H | 9.75 | 0 | 1 | 2-1691 AAAC | 0 | 0 | 0 | 0 | 0 | 0 | 0 | 0 | 0 | 0 | 0 | 0 | 0 | 0 | 0 | 0 | 0 | 0 | 0 | 0 | 0 | 0 | 0 | 12
NO |  | 56 | 2011 | 12 | 11 | 11 |  | MILLCREEK | SAMPSON (CJB) | 230 | 230 | H | 5.09 | 0 | 1 | 1-954 ACSR AZ | 0 | 0 | 0 | 0 | 0 | 0 | 0 | 0 | 0 | 0 | 0 | 0 | 0 | 0 | 0 | 0 | 0 | 0 | 0 | 0 | 0 | 0 | 0 | 12
NO |  | 56 | 2011 | 12 | 12 | 12 |  | MILLCREEK | SAMPSON (CJB) | 230 | 230 | SP | 0.08 | 0 | 1 | 1-954 ACSR AW | 0 | 0 | 0 | 0 | 0 | 0 | 0 | 0 | 0 | 0 | 0 | 0 | 0 | 0 | 0 | 0 | 0 | 0 | 0 | 0 | 0 | 0 | 0 | 12
NO |  | 56 | 2011 | 12 | 13 | 13 |  | MILLCREEK | TOCOI | 230 | 230 | H | 0.06 | 0 | 1 | 1-954 ACSR AW | 0 | 0 | 0 | 0 | 0 | 0 | 0 | 0 | 0 | 0 | 0 | 0 | 0 | 0 | 0 | 0 | 0 | 0 | 0 | 0 | 0 | 0 | 0 | 12
NO |  | 56 | 2011 | 12 | 14 | 14 |  | MILLCREEK | TOCOI | 230 | 230 | H | 7.99 | 0 | 1 | 1-954 ACSR AZ | 0 | 0 | 0 | 0 | 0 | 0 | 0 | 0 | 0 | 0 | 0 | 0 | 0 | 0 | 0 | 0 | 0 | 0 | 0 | 0 | 0 | 0 | 0 | 12
NO |  | 56 | 2011 | 12 | 15 | 15 |  | MILLCREEK | TOCOI | 230 | 230 | SP | 0.09 | 0 | 1 | 1-954 ACSR AW | 0 | 0 | 0 | 0 | 0 | 0 | 0 | 0 | 0 | 0 | 0 | 0 | 0 | 0 | 0 | 0 | 0 | 0 | 0 | 0 | 0 | 0 | 0 | 12
NO |  | 56 | 2011 | 12 | 16 | 16 |  | NORRIS | VOLUSIA | 230 | 230 | H | 40.72 | 0 | 1 | 1-954 ACSR AZ | 0 | 0 | 0 | 0 | 0 | 0 | 0 | 0 | 0 | 0 | 0 | 0 | 0 | 0 | 0 | 0 | 0 | 0 | 0 | 0 | 0 | 0 | 0 | 12
NO |  | 56 | 2011 | 12 | 17 | 17 |  | NORRIS | VOLUSIA | 230 | 230 | SP | 0.15 | 0 | 1 | 1-1431 ACSR AW | 0 | 0 | 0 | 0 | 0 | 0 | 0 | 0 | 0 | 0 | 0 | 0 | 0 | 0 | 0 | 0 | 0 | 0 | 0 | 0 | 0 | 0 | 0 | 12
NO |  | 56 | 2011 | 12 | 18 | 18 |  | NORRIS | VOLUSIA | 230 | 230 | SP | 0.13 | 0 | 1 | 1-954 ACSR AZ | 0 | 0 | 0 | 0 | 0 | 0 | 0 | 0 | 0 | 0 | 0 | 0 | 0 | 0 | 0 | 0 | 0 | 0 | 0 | 0 | 0 | 0 | 0 | 12
NO |  | 56 | 2011 | 12 | 19 | 19 |  | ORANGE RIVER | TERRY | 230 | 230 | H | 7.67 | 0 | 1 | 1-1431 ACSR AZ | 0 | 0 | 0 | 0 | 0 | 0 | 0 | 0 | 0 | 0 | 0 | 0 | 0 | 0 | 0 | 0 | 0 | 0 | 0 | 0 | 0 | 0 | 0 | 12
NO |  | 56 | 2011 | 12 | 20 | 20 |  | ORANGE RIVER | TERRY | 230 | 230 | SP | 0.07 | 0 | 1 | 1-1431 ACSR AW | 0 | 0 | 0 | 0 | 0 | 0 | 0 | 0 | 0 | 0 | 0 | 0 | 0 | 0 | 0 | 0 | 0 | 0 | 0 | 0 | 0 | 0 | 0 | 12
NO |  | 56 | 2011 | 12 | 21 | 21 |  | ORANGE RIVER | TERRY | 230 | 230 | SP | 0.28 | 0 | 1 | 1-1431 ACSR AZ | 0 | 0 | 0 | 0 | 0 | 0 | 0 | 0 | 0 | 0 | 0 | 0 | 0 | 0 | 0 | 0 | 0 | 0 | 0 | 0 | 0 | 0 | 0 | 12
NO |  | 56 | 2011 | 12 | 22 | 22 |  | ORANGE RIVER | TERRY | 230 | 230 | H | 15.18 | 1.07 | 2 | 1-1431 ACSR AZ | 0 | 0 | 0 | 0 | 0 | 0 | 0 | 0 | 0 | 0 | 0 | 0 | 0 | 0 | 0 | 0 | 0 | 0 | 0 | 0 | 0 | 0 | 0 | 12
NO |  | 56 | 2011 | 12 | 23 | 23 |  | ORANGE RIVER | WHIDDEN | 230 | 230 | SP | 33.62 | 0 | 1 | 2-954 ACSR AW | 0 | 0 | 0 | 0 | 0 | 0 | 0 | 0 | 0 | 0 | 0 | 0 | 0 | 0 | 0 | 0 | 0 | 0 | 0 | 0 | 0 | 0 | 0 | 12
NO |  | 56 | 2011 | 12 | 24 | 24 |  | ORANGE RIVER | WHIDDEN | 230 | 230 | SP | 0 | 19.15 | 2 | 2-954 ACSR AW | 0 | 0 | 0 | 0 | 0 | 0 | 0 | 0 | 0 | 0 | 0 | 0 | 0 | 0 | 0 | 0 | 0 | 0 | 0 | 0 | 0 | 0 | 0 | 12
NO |  | 56 | 2011 | 12 | 25 | 25 |  | OSTEEN | SANFORD PLANT | 230 | 230 | H | 11.8 | 0 | 1 | 1-795 ACSR AZ | 0 | 0 | 0 | 0 | 0 | 0 | 0 | 0 | 0 | 0 | 0 | 0 | 0 | 0 | 0 | 0 | 0 | 0 | 0 | 0 | 0 | 0 | 0 | 12
NO |  | 56 | 2011 | 12 | 26 | 26 |  | OSTEEN | SANFORD PLANT | 230 | 230 | SP | 4.4 | 0 | 1 | 1-1431 ACSR AW | 0 | 0 | 0 | 0 | 0 | 0 | 0 | 0 | 0 | 0 | 0 | 0 | 0 | 0 | 0 | 0 | 0 | 0 | 0 | 0 | 0 | 0 | 0 | 12
NO |  | 56 | 2011 | 12 | 27 | 27 |  | OSTEEN | SANFORD PLANT | 230 | 230 | SP | 0.07 | 0 | 1 | 1-795 ACSR AW | 0 | 0 | 0 | 0 | 0 | 0 | 0 | 0 | 0 | 0 | 0 | 0 | 0 | 0 | 0 | 0 | 0 | 0 | 0 | 0 | 0 | 0 | 0 | 12
NO |  | 56 | 2011 | 12 | 28 | 28 |  | OSTEEN | SANFORD PLANT | 230 | 230 | SP | 2.42 | 0 | 1 | 1-795 ACSR AZ | 0 | 0 | 0 | 0 | 0 | 0 | 0 | 0 | 0 | 0 | 0 | 0 | 0 | 0 | 0 | 0 | 0 | 0 | 0 | 0 | 0 | 0 | 0 | 12
NO |  | 56 | 2011 | 12 | 29 | 29 |  | OSTEEN | SANFORD PLANT | 230 | 230 | SP | 0.31 | 0 | 1 | 1-954 ACSR AW | 0 | 0 | 0 | 0 | 0 | 0 | 0 | 0 | 0 | 0 | 0 | 0 | 0 | 0 | 0 | 0 | 0 | 0 | 0 | 0 | 0 | 0 | 0 | 12
NO |  | 56 | 2011 | 12 | 30 | 30 |  | OSTEEN | SANFORD PLANT | 230 | 230 | SP | 1.06 | 0 | 2 | 1-1431 ACSR AW | 0 | 0 | 0 | 0 | 0 | 0 | 0 | 0 | 0 | 0 | 0 | 0 | 0 | 0 | 0 | 0 | 0 | 0 | 0 | 0 | 0 | 0 | 0 | 12
NO |  | 56 | 2011 | 12 | 31 | 31 |  | OSTEEN | VOLUSIA | 230 | 230 | H | 20.25 | 0 | 1 | 1-795 ACSR AZ | 0 | 0 | 0 | 0 | 0 | 0 | 0 | 0 | 0 | 0 | 0 | 0 | 0 | 0 | 0 | 0 | 0 | 0 | 0 | 0 | 0 | 0 | 0 | 12
NO |  | 56 | 2011 | 12 | 32 | 32 |  | OSTEEN | VOLUSIA | 230 | 230 | SP | 8.69 | 0 | 1 | 1-1431 ACSR AW | 0 | 0 | 0 | 0 | 0 | 0 | 0 | 0 | 0 | 0 | 0 | 0 | 0 | 0 | 0 | 0 | 0 | 0 | 0 | 0 | 0 | 0 | 0 | 12
NO |  | 56 | 2011 | 12 | 33 | 33 |  | OSTEEN | VOLUSIA | 230 | 230 | SP | 1.78 | 0 | 1 | 1-954 ACSR AW | 0 | 0 | 0 | 0 | 0 | 0 | 0 | 0 | 0 | 0 | 0 | 0 | 0 | 0 | 0 | 0 | 0 | 0 | 0 | 0 | 0 | 0 | 0 | 12
NO |  | 56 | 2011 | 12 | 34 | 34 |  | OSTEEN | VOLUSIA | 230 | 230 | SP | 0 | 1.05 | 2 | 1-1431 ACSR AW | 0 | 0 | 0 | 0 | 0 | 0 | 0 | 0 | 0 | 0 | 0 | 0 | 0 | 0 | 0 | 0 | 0 | 0 | 0 | 0 | 0 | 0 | 0 | 12
NO |  | 56 | 2011 | 12 | 35 | 35 |  | PENNSUCO | DORAL (RRDC) | 230 | 230 | H | 2.74 | 0 | 1 | 1-1431 ACSR AZ | 0 | 0 | 0 | 0 | 0 | 0 | 0 | 0 | 0 | 0 | 0 | 0 | 0 | 0 | 0 | 0 | 0 | 0 | 0 | 0 | 0 | 0 | 0 | 12
NO |  | 56 | 2011 | 13 | 1 | 1 |  | PENNSUCO | DORAL (RRDC) | 230 | 230 | SP | 0.32 | 0 | 1 | 1-1431 ACSR AW | 0 | 0 | 0 | 0 | 0 | 0 | 0 | 0 | 0 | 0 | 0 | 0 | 0 | 0 | 0 | 0 | 0 | 0 | 0 | 0 | 0 | 0 | 0 | 12
NO |  | 56 | 2011 | 13 | 2 | 2 |  | PENNSUCO | DORAL (RRDC) | 230 | 230 | SP | 0.16 | 0 | 1 | 1-1431 ACSR AZ | 0 | 0 | 0 | 0 | 0 | 0 | 0 | 0 | 0 | 0 | 0 | 0 | 0 | 0 | 0 | 0 | 0 | 0 | 0 | 0 | 0 | 0 | 0 | 12
NO |  | 56 | 2011 | 13 | 3 | 3 |  | PENNSUCO | DORAL (RRDC) | 230 | 230 | H | 0 | 0.88 | 2 | 1-1431 ACSR AZ | 0 | 0 | 0 | 0 | 0 | 0 | 0 | 0 | 0 | 0 | 0 | 0 | 0 | 0 | 0 | 0 | 0 | 0 | 0 | 0 | 0 | 0 | 0 | 12
NO |  | 56 | 2011 | 13 | 4 | 4 |  | PENNSUCO | MAULE (TARMAC) | 230 | 230 | SP | 0.1 | 0 | 1 | 1-795 ACSR AZ | 0 | 0 | 0 | 0 | 0 | 0 | 0 | 0 | 0 | 0 | 0 | 0 | 0 | 0 | 0 | 0 | 0 | 0 | 0 | 0 | 0 | 0 | 0 | 12
NO |  | 56 | 2011 | 13 | 5 | 5 |  | PLUMOSUS | PLUMOSUS DIST. | 230 | 230 | H | 0.03 | 0 | 1 | 1-1431 ACSR AW | 0 | 0 | 0 | 0 | 0 | 0 | 0 | 0 | 0 | 0 | 0 | 0 | 0 | 0 | 0 | 0 | 0 | 0 | 0 | 0 | 0 | 0 | 0 | 12
NO |  | 56 | 2011 | 13 | 6 | 6 |  | POINSETT | BITHLO (PEC) | 230 | 230 | SP | 19.64 | 0 | 1 | 1-1272 ACSR AW | 0 | 0 | 0 | 0 | 0 | 0 | 0 | 0 | 0 | 0 | 0 | 0 | 0 | 0 | 0 | 0 | 0 | 0 | 0 | 0 | 0 | 0 | 0 | 12
NO |  | 56 | 2011 | 13 | 7 | 7 |  | POINSETT | BITHLO (PEC) | 230 | 230 | SP | 0.2 | 0 | 1 | 1-1431 ACSR AW | 0 | 0 | 0 | 0 | 0 | 0 | 0 | 0 | 0 | 0 | 0 | 0 | 0 | 0 | 0 | 0 | 0 | 0 | 0 | 0 | 0 | 0 | 0 | 12
NO |  | 56 | 2011 | 13 | 8 | 8 |  | POINSETT | BITHLO (PEC) | 230 | 230 | SP | 1.11 | 0 | 2 | 1-1431 ACSR AW | 0 | 0 | 0 | 0 | 0 | 0 | 0 | 0 | 0 | 0 | 0 | 0 | 0 | 0 | 0 | 0 | 0 | 0 | 0 | 0 | 0 | 0 | 0 | 12
NO |  | 56 | 2011 | 13 | 9 | 9 |  | POINSETT | HOLOPAW | 230 | 230 | H | 0.08 | 0 | 1 | 1-954 ACSR AW | 0 | 0 | 0 | 0 | 0 | 0 | 0 | 0 | 0 | 0 | 0 | 0 | 0 | 0 | 0 | 0 | 0 | 0 | 0 | 0 | 0 | 0 | 0 | 12
NO |  | 56 | 2011 | 13 | 10 | 10 |  | POINSETT | HOLOPAW | 230 | 230 | H | 0 | 4.38 | 2 | 1-954 ACSR AW | 0 | 0 | 0 | 0 | 0 | 0 | 0 | 0 | 0 | 0 | 0 | 0 | 0 | 0 | 0 | 0 | 0 | 0 | 0 | 0 | 0 | 0 | 0 | 12
NO |  | 56 | 2011 | 13 | 11 | 11 |  | POINSETT | SANFORD PLANT 1 | 230 | 230 | SP | 0.01 | 0 | 1 | 1-1272 ACSR AW | 0 | 0 | 0 | 0 | 0 | 0 | 0 | 0 | 0 | 0 | 0 | 0 | 0 | 0 | 0 | 0 | 0 | 0 | 0 | 0 | 0 | 0 | 0 | 12
NO |  | 56 | 2011 | 13 | 12 | 12 |  | POINSETT | SANFORD PLANT 1 | 230 | 230 | SP | 44.91 | 0.04 | 2 | 1-1272 ACSR AW | 0 | 0 | 0 | 0 | 0 | 0 | 0 | 0 | 0 | 0 | 0 | 0 | 0 | 0 | 0 | 0 | 0 | 0 | 0 | 0 | 0 | 0 | 0 | 12
NO |  | 56 | 2011 | 13 | 13 | 13 |  | POINSETT | SANFORD PLANT 1 | 230 | 230 | SP | 6.08 | 6.12 | 2 | 1-1431 ACSR TW | 0 | 0 | 0 | 0 | 0 | 0 | 0 | 0 | 0 | 0 | 0 | 0 | 0 | 0 | 0 | 0 | 0 | 0 | 0 | 0 | 0 | 0 | 0 | 12
NO |  | 56 | 2011 | 13 | 14 | 14 |  | POINSETT | SANFORD PLANT 3 | 230 | 230 | SP | 0 | 45.13 | 2 | 1-1272 ACSR AW | 0 | 0 | 0 | 0 | 0 | 0 | 0 | 0 | 0 | 0 | 0 | 0 | 0 | 0 | 0 | 0 | 0 | 0 | 0 | 0 | 0 | 0 | 0 | 12
NO |  | 56 | 2011 | 13 | 15 | 15 |  | PORT EVERGLADES | SISTRUNK 1 | 230 | 230 | UG | 3.44 | 0 | 1 | 1-3000 AL | 0 | 0 | 0 | 0 | 0 | 0 | 0 | 0 | 0 | 0 | 0 | 0 | 0 | 0 | 0 | 0 | 0 | 0 | 0 | 0 | 0 | 0 | 0 | 12
NO |  | 56 | 2011 | 13 | 16 | 16 |  | PORT EVERGLADES | SISTRUNK 1 | 230 | 230 | UG | 1.03 | 0 | 1 | 1-3750 AL | 0 | 0 | 0 | 0 | 0 | 0 | 0 | 0 | 0 | 0 | 0 | 0 | 0 | 0 | 0 | 0 | 0 | 0 | 0 | 0 | 0 | 0 | 0 | 12
NO |  | 56 | 2011 | 13 | 17 | 17 |  | PRATT & WHITNEY | RANCH | 230 | 230 | H | 20.88 | 0 | 1 | 2-954 ACSR AZ | 0 | 0 | 0 | 0 | 0 | 0 | 0 | 0 | 0 | 0 | 0 | 0 | 0 | 0 | 0 | 0 | 0 | 0 | 0 | 0 | 0 | 0 | 0 | 12
NO |  | 56 | 2011 | 13 | 18 | 18 |  | PRINCETON | TURKEY POINT | 230 | 230 | H | 7.26 | 0 | 1 | 1-1691 AAAC | 0 | 0 | 0 | 0 | 0 | 0 | 0 | 0 | 0 | 0 | 0 | 0 | 0 | 0 | 0 | 0 | 0 | 0 | 0 | 0 | 0 | 0 | 0 | 12
NO |  | 56 | 2011 | 13 | 19 | 19 |  | PRINCETON | TURKEY POINT | 230 | 230 | SP | 0.13 | 0 | 1 | 1-1431 ACSR AW | 0 | 0 | 0 | 0 | 0 | 0 | 0 | 0 | 0 | 0 | 0 | 0 | 0 | 0 | 0 | 0 | 0 | 0 | 0 | 0 | 0 | 0 | 0 | 12
NO |  | 56 | 2011 | 13 | 20 | 20 |  | PRINCETON | TURKEY POINT | 230 | 230 | SP | 3.2 | 0 | 1 | 1-1691 AAAC | 0 | 0 | 0 | 0 | 0 | 0 | 0 | 0 | 0 | 0 | 0 | 0 | 0 | 0 | 0 | 0 | 0 | 0 | 0 | 0 | 0 | 0 | 0 | 12
NO |  | 56 | 2011 | 13 | 21 | 21 |  | PUTNAM | RICE | 230 | 230 | H | 14.08 | 0 | 1 | 1-954 ACSR AZ | 0 | 0 | 0 | 0 | 0 | 0 | 0 | 0 | 0 | 0 | 0 | 0 | 0 | 0 | 0 | 0 | 0 | 0 | 0 | 0 | 0 | 0 | 0 | 12
NO |  | 56 | 2011 | 13 | 22 | 22 |  | PUTNAM | RICE | 230 | 230 | SP | 0.13 | 0 | 1 | 1-954 ACSR AZ | 0 | 0 | 0 | 0 | 0 | 0 | 0 | 0 | 0 | 0 | 0 | 0 | 0 | 0 | 0 | 0 | 0 | 0 | 0 | 0 | 0 | 0 | 0 | 12
NO |  | 56 | 2011 | 13 | 23 | 23 |  | PUTNAM | RICE | 230 | 230 | H | 1.33 | 0 | 2 | 1-954 ACSR AZ | 0 | 0 | 0 | 0 | 0 | 0 | 0 | 0 | 0 | 0 | 0 | 0 | 0 | 0 | 0 | 0 | 0 | 0 | 0 | 0 | 0 | 0 | 0 | 12
NO |  | 56 | 2011 | 13 | 24 | 24 |  | PUTNAM | SEMINOLE PLANT (SEC) | 230 | 230 | H | 7.06 | 0 | 1 | 1-1431 ACSR AZ | 0 | 0 | 0 | 0 | 0 | 0 | 0 | 0 | 0 | 0 | 0 | 0 | 0 | 0 | 0 | 0 | 0 | 0 | 0 | 0 | 0 | 0 | 0 | 12
NO |  | 56 | 2011 | 13 | 25 | 25 |  | PUTNAM | SEMINOLE PLANT (SEC) | 230 | 230 | H | 3.71 | 0 | 1 | 2-556.5 ACSR AZ | 0 | 0 | 0 | 0 | 0 | 0 | 0 | 0 | 0 | 0 | 0 | 0 | 0 | 0 | 0 | 0 | 0 | 0 | 0 | 0 | 0 | 0 | 0 | 12
NO |  | 56 | 2011 | 13 | 26 | 26 |  | PUTNAM | SEMINOLE PLANT (SEC) | 230 | 230 | SP | 0.51 | 0 | 1 | 1-1431 ACSR AW | 0 | 0 | 0 | 0 | 0 | 0 | 0 | 0 | 0 | 0 | 0 | 0 | 0 | 0 | 0 | 0 | 0 | 0 | 0 | 0 | 0 | 0 | 0 | 12
NO |  | 56 | 2011 | 13 | 27 | 27 |  | PUTNAM | SEMINOLE PLANT (SEC) | 230 | 230 | SP | 2.62 | 0 | 1 | 1-1431 ACSR AZ | 0 | 0 | 0 | 0 | 0 | 0 | 0 | 0 | 0 | 0 | 0 | 0 | 0 | 0 | 0 | 0 | 0 | 0 | 0 | 0 | 0 | 0 | 0 | 12
NO |  | 56 | 2011 | 13 | 28 | 28 |  | PUTNAM | SEMINOLE PLANT (SEC) | 230 | 230 | H | 0.43 | 0 | 2 | 1-1431 ACSR AW | 0 | 0 | 0 | 0 | 0 | 0 | 0 | 0 | 0 | 0 | 0 | 0 | 0 | 0 | 0 | 0 | 0 | 0 | 0 | 0 | 0 | 0 | 0 | 12
NO |  | 56 | 2011 | 13 | 29 | 29 |  | PUTNAM | SEMINOLE PLANT (SEC) | 230 | 230 | H | 0 | 1.33 | 2 | 1-1431 ACSR AZ | 0 | 0 | 0 | 0 | 0 | 0 | 0 | 0 | 0 | 0 | 0 | 0 | 0 | 0 | 0 | 0 | 0 | 0 | 0 | 0 | 0 | 0 | 0 | 12
NO |  | 56 | 2011 | 13 | 30 | 30 |  | PUTNAM | SEMINOLE PLANT (SEC) | 230 | 230 | SP | 0.04 | 0 | 2 | 1-1431 ACSR AZ | 0 | 0 | 0 | 0 | 0 | 0 | 0 | 0 | 0 | 0 | 0 | 0 | 0 | 0 | 0 | 0 | 0 | 0 | 0 | 0 | 0 | 0 | 0 | 12
NO |  | 56 | 2011 | 13 | 31 | 31 |  | PUTNAM | TOCOI | 230 | 230 | H | 16.24 | 0 | 1 | 1-954 ACSR AZ | 0 | 0 | 0 | 0 | 0 | 0 | 0 | 0 | 0 | 0 | 0 | 0 | 0 | 0 | 0 | 0 | 0 | 0 | 0 | 0 | 0 | 0 | 0 | 12
NO |  | 56 | 2011 | 13 | 32 | 32 |  | PUTNAM | TOCOI | 230 | 230 | SP | 2.12 | 0 | 1 | 1-954 ACSR AZ | 0 | 0 | 0 | 0 | 0 | 0 | 0 | 0 | 0 | 0 | 0 | 0 | 0 | 0 | 0 | 0 | 0 | 0 | 0 | 0 | 0 | 0 | 0 | 12
NO |  | 56 | 2011 | 13 | 33 | 33 |  | RALLS | TURNPIKE | 230 | 230 | SP | 11.52 | 0 | 1 | 1-1431 ACSR AW | 0 | 0 | 0 | 0 | 0 | 0 | 0 | 0 | 0 | 0 | 0 | 0 | 0 | 0 | 0 | 0 | 0 | 0 | 0 | 0 | 0 | 0 | 0 | 12
NO |  | 56 | 2011 | 13 | 34 | 34 |  | RALLS | TURNPIKE | 230 | 230 | SP | 0.09 | 0.1 | 2 | 1-1431 ACSR AW | 0 | 0 | 0 | 0 | 0 | 0 | 0 | 0 | 0 | 0 | 0 | 0 | 0 | 0 | 0 | 0 | 0 | 0 | 0 | 0 | 0 | 0 | 0 | 12
NO |  | 56 | 2011 | 13 | 35 | 35 |  | RICE | SEMINOLE PLANT (SEC) 1 | 230 | 230 | H | 0.01 | 0 | 2 | 2-1780 ACSR SD | 0 | 0 | 0 | 0 | 0 | 0 | 0 | 0 | 0 | 0 | 0 | 0 | 0 | 0 | 0 | 0 | 0 | 0 | 0 | 0 | 0 | 0 | 0 | 12
NO |  | 56 | 2011 | 14 | 1 | 1 |  | RICE | SEMINOLE PLANT (SEC) 2 | 230 | 230 | H | 0 | 0.01 | 2 | 2-1780 ACSR SD | 0 | 0 | 0 | 0 | 0 | 0 | 0 | 0 | 0 | 0 | 0 | 0 | 0 | 0 | 0 | 0 | 0 | 0 | 0 | 0 | 0 | 0 | 0 | 12
NO |  | 56 | 2011 | 14 | 2 | 2 |  | SAMPSON (CJB) | SWITZERLAND (JEA) | 230 | 230 | H | 0.08 | 0 | 1 | 1-954 ACSR AZ | 0 | 0 | 0 | 0 | 0 | 0 | 0 | 0 | 0 | 0 | 0 | 0 | 0 | 0 | 0 | 0 | 0 | 0 | 0 | 0 | 0 | 0 | 0 | 12
NO |  | 56 | 2011 | 14 | 3 | 3 |  | SANDPIPER | TURNPIKE | 230 | 230 | SP | 4.37 | 0 | 1 | 1-1431 ACSR AW | 0 | 0 | 0 | 0 | 0 | 0 | 0 | 0 | 0 | 0 | 0 | 0 | 0 | 0 | 0 | 0 | 0 | 0 | 0 | 0 | 0 | 0 | 0 | 12
NO |  | 56 | 2011 | 14 | 4 | 4 |  | SANDPIPER | TURNPIKE | 230 | 230 | SP | 1.62 | 0 | 2 | 1-1431 ACSR AW | 0 | 0 | 0 | 0 | 0 | 0 | 0 | 0 | 0 | 0 | 0 | 0 | 0 | 0 | 0 | 0 | 0 | 0 | 0 | 0 | 0 | 0 | 0 | 12
NO |  | 56 | 2011 | 14 | 5 | 5 |  | SANFORD | ALTAMONTE (FPC) | 230 | 230 | SP | 0.05 | 0 | 1 | 1-1431 ACSR AW | 0 | 0 | 0 | 0 | 0 | 0 | 0 | 0 | 0 | 0 | 0 | 0 | 0 | 0 | 0 | 0 | 0 | 0 | 0 | 0 | 0 | 0 | 0 | 12
NO |  | 56 | 2011 | 14 | 6 | 6 |  | SANFORD | DEBARY (FPC) | 230 | 230 | SP | 0.05 | 0 | 1 | 1-1431 ACSR AW | 0 | 0 | 0 | 0 | 0 | 0 | 0 | 0 | 0 | 0 | 0 | 0 | 0 | 0 | 0 | 0 | 0 | 0 | 0 | 0 | 0 | 0 | 0 | 12
NO |  | 56 | 2011 | 14 | 7 | 7 |  | SANFORD PLANT | BITHLO (PEC) | 230 | 230 | SP | 25.46 | 0 | 1 | 1-1272 ACSR AW | 0 | 0 | 0 | 0 | 0 | 0 | 0 | 0 | 0 | 0 | 0 | 0 | 0 | 0 | 0 | 0 | 0 | 0 | 0 | 0 | 0 | 0 | 0 | 12
NO |  | 56 | 2011 | 14 | 8 | 8 |  | SANFORD PLANT | BITHLO (PEC) | 230 | 230 | SP | 0.25 | 0 | 1 | 1-1431 ACSR AW | 0 | 0 | 0 | 0 | 0 | 0 | 0 | 0 | 0 | 0 | 0 | 0 | 0 | 0 | 0 | 0 | 0 | 0 | 0 | 0 | 0 | 0 | 0 | 12
NO |  | 56 | 2011 | 14 | 9 | 9 |  | SANFORD PLANT | BITHLO (PEC) | 230 | 230 | SP | 0 | 1.11 | 2 | 1-1431 ACSR AW | 0 | 0 | 0 | 0 | 0 | 0 | 0 | 0 | 0 | 0 | 0 | 0 | 0 | 0 | 0 | 0 | 0 | 0 | 0 | 0 | 0 | 0 | 0 | 12
NO |  | 56 | 2011 | 14 | 10 | 10 |  | SANFORD PLANT | NORTH LONGWOOD (FPC) | 230 | 230 | H | 7.68 | 0 | 1 | 1-954 ACSR AZ | 0 | 0 | 0 | 0 | 0 | 0 | 0 | 0 | 0 | 0 | 0 | 0 | 0 | 0 | 0 | 0 | 0 | 0 | 0 | 0 | 0 | 0 | 0 | 12
NO |  | 56 | 2011 | 14 | 11 | 11 |  | SANFORD PLANT | NORTH LONGWOOD (FPC) | 230 | 230 | SP | 0.3 | 0 | 1 | 1-954 ACSR AW | 0 | 0 | 0 | 0 | 0 | 0 | 0 | 0 | 0 | 0 | 0 | 0 | 0 | 0 | 0 | 0 | 0 | 0 | 0 | 0 | 0 | 0 | 0 | 12
NO |  | 56 | 2011 | 14 | 12 | 12 |  | SANFORD PLANT | VOLUSIA 2 | 230 | 230 | H | 31.95 | 0 | 1 | 1-954 ACSR AZ | 0 | 0 | 0 | 0 | 0 | 0 | 0 | 0 | 0 | 0 | 0 | 0 | 0 | 0 | 0 | 0 | 0 | 0 | 0 | 0 | 0 | 0 | 0 | 12
NO |  | 56 | 2011 | 14 | 13 | 13 |  | SANFORD PLANT | VOLUSIA 2 | 230 | 230 | SP | 0.3 | 0 | 1 | 1-954 ACSR AW | 0 | 0 | 0 | 0 | 0 | 0 | 0 | 0 | 0 | 0 | 0 | 0 | 0 | 0 | 0 | 0 | 0 | 0 | 0 | 0 | 0 | 0 | 0 | 12
NO |  | 56 | 2011 | 14 | 14 | 14 |  | SANFORD PLANT | VOLUSIA 2 | 230 | 230 | SP | 0.57 | 0 | 1 | 1-954 ACSR AZ | 0 | 0 | 0 | 0 | 0 | 0 | 0 | 0 | 0 | 0 | 0 | 0 | 0 | 0 | 0 | 0 | 0 | 0 | 0 | 0 | 0 | 0 | 0 | 12
NO |  | 56 | 2011 | 14 | 15 | 15 |  | SANFORD PLANT | VOLUSIA 2 | 230 | 230 | H | 0.42 | 0 | 2 | 1-954 ACSR AZ | 0 | 0 | 0 | 0 | 0 | 0 | 0 | 0 | 0 | 0 | 0 | 0 | 0 | 0 | 0 | 0 | 0 | 0 | 0 | 0 | 0 | 0 | 0 | 12
NO |  | 56 | 2011 | 14 | 16 | 16 |  | SPRINGBANK | SEMINOLE PLANT (SEC) | 230 | 230 | H | 7.49 | 0 | 1 | 1-1431 ACSR AZ | 0 | 0 | 0 | 0 | 0 | 0 | 0 | 0 | 0 | 0 | 0 | 0 | 0 | 0 | 0 | 0 | 0 | 0 | 0 | 0 | 0 | 0 | 0 | 12
NO |  | 56 | 2011 | 14 | 17 | 17 |  | SPRINGBANK | SEMINOLE PLANT (SEC) | 230 | 230 | H | 10.26 | 0 | 1 | 2-556.5 ACSR AZ | 0 | 0 | 0 | 0 | 0 | 0 | 0 | 0 | 0 | 0 | 0 | 0 | 0 | 0 | 0 | 0 | 0 | 0 | 0 | 0 | 0 | 0 | 0 | 12
NO |  | 56 | 2011 | 14 | 18 | 18 |  | SPRINGBANK | SEMINOLE PLANT (SEC) | 230 | 230 | SP | 2.61 | 0 | 1 | 1-1431 ACSR AZ | 0 | 0 | 0 | 0 | 0 | 0 | 0 | 0 | 0 | 0 | 0 | 0 | 0 | 0 | 0 | 0 | 0 | 0 | 0 | 0 | 0 | 0 | 0 | 12
NO |  | 56 | 2011 | 14 | 19 | 19 |  | ST JOHNS | TOCOI | 230 | 230 | SP | 11.16 | 0 | 1 | 1-954 ACSR AZ | 0 | 0 | 0 | 0 | 0 | 0 | 0 | 0 | 0 | 0 | 0 | 0 | 0 | 0 | 0 | 0 | 0 | 0 | 0 | 0 | 0 | 0 | 0 | 12
NO |  | 56 | 2011 | 14 | 20 | 20 |  | ST LUCIE | HUTCHINSON ISLAND 1 | 230 | 230 | SP | 0.12 | 0 | 1 | 1-954 ACSR AW | 0 | 0 | 0 | 0 | 0 | 0 | 0 | 0 | 0 | 0 | 0 | 0 | 0 | 0 | 0 | 0 | 0 | 0 | 0 | 0 | 0 | 0 | 0 | 12
NO |  | 56 | 2011 | 14 | 21 | 21 |  | ST LUCIE | HUTCHINSON ISLAND 2 | 230 | 230 | H | 0.13 | 0 | 1 | 1-927.2 AAAC | 0 | 0 | 0 | 0 | 0 | 0 | 0 | 0 | 0 | 0 | 0 | 0 | 0 | 0 | 0 | 0 | 0 | 0 | 0 | 0 | 0 | 0 | 0 | 12
NO |  | 56 | 2011 | 14 | 22 | 22 |  | WHIDDEN | DESOTO (D.C.G.C.) | 230 | 230 | SP | 0.12 | 0 | 1 | 1-1431 ACSR AW | 0 | 0 | 0 | 0 | 0 | 0 | 0 | 0 | 0 | 0 | 0 | 0 | 0 | 0 | 0 | 0 | 0 | 0 | 0 | 0 | 0 | 0 | 0 | 12
NO |  | 56 | 2011 | 14 | 23 | 23 |  | WHIDDEN | VANDOLAH (FPC) | 230 | 230 | SP | 0.5 | 0 | 1 | 2-795 ACSR AW | 0 | 0 | 0 | 0 | 0 | 0 | 0 | 0 | 0 | 0 | 0 | 0 | 0 | 0 | 0 | 0 | 0 | 0 | 0 | 0 | 0 | 0 | 0 | 12
NO |  | 56 | 2011 | 14 | 24 | 24 |  | WHIDDEN | VANDOLAH (FPC) | 230 | 230 | SP | 12.64 | 0 | 2 | 2-795 ACSR AW | 0 | 0 | 0 | 0 | 0 | 0 | 0 | 0 | 0 | 0 | 0 | 0 | 0 | 0 | 0 | 0 | 0 | 0 | 0 | 0 | 0 | 0 | 0 | 12
NO |  | 56 | 2011 | 14 | 25 | 25 |  | 40TH STREET | LITTLE RIVER | 138 | 138 | UG | 3.63 | 0 | 1 | 1-1250 CU SD | 0 | 0 | 0 | 0 | 0 | 0 | 0 | 0 | 0 | 0 | 0 | 0 | 0 | 0 | 0 | 0 | 0 | 0 | 0 | 0 | 0 | 0 | 0 | 12
NO |  | 56 | 2011 | 14 | 26 | 26 |  | 40TH STREET | LITTLE RIVER | 138 | 138 | UG | 2.47 | 0 | 1 | 1-2000 CU SD | 0 | 0 | 0 | 0 | 0 | 0 | 0 | 0 | 0 | 0 | 0 | 0 | 0 | 0 | 0 | 0 | 0 | 0 | 0 | 0 | 0 | 0 | 0 | 12
NO |  | 56 | 2011 | 14 | 27 | 27 |  | AIRPORT | DADE | 138 | 138 | H | 0.22 | 0 | 1 | 1-795 AAC | 0 | 0 | 0 | 0 | 0 | 0 | 0 | 0 | 0 | 0 | 0 | 0 | 0 | 0 | 0 | 0 | 0 | 0 | 0 | 0 | 0 | 0 | 0 | 12
NO |  | 56 | 2011 | 14 | 28 | 28 |  | AIRPORT | DADE | 138 | 138 | SP | 0.46 | 0 | 1 | 1-556.5 ACSR AZ | 0 | 0 | 0 | 0 | 0 | 0 | 0 | 0 | 0 | 0 | 0 | 0 | 0 | 0 | 0 | 0 | 0 | 0 | 0 | 0 | 0 | 0 | 0 | 12
NO |  | 56 | 2011 | 14 | 29 | 29 |  | AIRPORT | DADE | 138 | 138 | SP | 0.15 | 0 | 1 | 1-600 CU HT | 0 | 0 | 0 | 0 | 0 | 0 | 0 | 0 | 0 | 0 | 0 | 0 | 0 | 0 | 0 | 0 | 0 | 0 | 0 | 0 | 0 | 0 | 0 | 12
NO |  | 56 | 2011 | 14 | 30 | 30 |  | AIRPORT | DADE | 138 | 138 | SP | 0.68 | 0 | 1 | 1-795 AAC | 0 | 0 | 0 | 0 | 0 | 0 | 0 | 0 | 0 | 0 | 0 | 0 | 0 | 0 | 0 | 0 | 0 | 0 | 0 | 0 | 0 | 0 | 0 | 12
NO |  | 56 | 2011 | 14 | 31 | 31 |  | AIRPORT | DADE | 138 | 138 | SP | 0.31 | 0 | 1 | 1-795 ACSR AZ | 0 | 0 | 0 | 0 | 0 | 0 | 0 | 0 | 0 | 0 | 0 | 0 | 0 | 0 | 0 | 0 | 0 | 0 | 0 | 0 | 0 | 0 | 0 | 12
NO |  | 56 | 2011 | 14 | 32 | 32 |  | AIRPORT | DADE | 138 | 138 | SP | 1.26 | 0 | 1 | 1-954 ACSR AW | 0 | 0 | 0 | 0 | 0 | 0 | 0 | 0 | 0 | 0 | 0 | 0 | 0 | 0 | 0 | 0 | 0 | 0 | 0 | 0 | 0 | 0 | 0 | 12
NO |  | 56 | 2011 | 14 | 33 | 33 |  | AIRPORT | DADE | 138 | 138 | SP | 0.57 | 0 | 1 | 1-954 ACSR AZ | 0 | 0 | 0 | 0 | 0 | 0 | 0 | 0 | 0 | 0 | 0 | 0 | 0 | 0 | 0 | 0 | 0 | 0 | 0 | 0 | 0 | 0 | 0 | 12
NO |  | 56 | 2011 | 14 | 34 | 34 |  | AIRPORT | DADE | 138 | 138 | H | 0 | 0.14 | 2 | 1-795 AAC | 0 | 0 | 0 | 0 | 0 | 0 | 0 | 0 | 0 | 0 | 0 | 0 | 0 | 0 | 0 | 0 | 0 | 0 | 0 | 0 | 0 | 0 | 0 | 12
NO |  | 56 | 2011 | 14 | 35 | 35 |  | AIRPORT | DADE | 138 | 138 | SP | 0 | 0.3 | 2 | 1-795 AAC | 0 | 0 | 0 | 0 | 0 | 0 | 0 | 0 | 0 | 0 | 0 | 0 | 0 | 0 | 0 | 0 | 0 | 0 | 0 | 0 | 0 | 0 | 0 | 12
NO |  | 56 | 2011 | 15 | 1 | 1 |  | AIRPORT | DADE | 138 | 138 | SP | 0.12 | 0 | 2 | 1-795 ACSR AZ | 0 | 0 | 0 | 0 | 0 | 0 | 0 | 0 | 0 | 0 | 0 | 0 | 0 | 0 | 0 | 0 | 0 | 0 | 0 | 0 | 0 | 0 | 0 | 12
NO |  | 56 | 2011 | 15 | 2 | 2 |  | AIRPORT | RIVERSIDE | 138 | 138 | SP | 0.06 | 0 | 1 | 1-350 CU HT | 0 | 0 | 0 | 0 | 0 | 0 | 0 | 0 | 0 | 0 | 0 | 0 | 0 | 0 | 0 | 0 | 0 | 0 | 0 | 0 | 0 | 0 | 0 | 12
NO |  | 56 | 2011 | 15 | 3 | 3 |  | AIRPORT | RIVERSIDE | 138 | 138 | SP | 1.06 | 0 | 1 | 1-556.5 ACSR AZ | 0 | 0 | 0 | 0 | 0 | 0 | 0 | 0 | 0 | 0 | 0 | 0 | 0 | 0 | 0 | 0 | 0 | 0 | 0 | 0 | 0 | 0 | 0 | 12
NO |  | 56 | 2011 | 15 | 4 | 4 |  | AIRPORT | RIVERSIDE | 138 | 138 | SP | 0.89 | 0 | 1 | 1-954 ACSR AW | 0 | 0 | 0 | 0 | 0 | 0 | 0 | 0 | 0 | 0 | 0 | 0 | 0 | 0 | 0 | 0 | 0 | 0 | 0 | 0 | 0 | 0 | 0 | 12
NO |  | 56 | 2011 | 15 | 5 | 5 |  | AIRPORT | RIVERSIDE | 138 | 138 | SP | 2.01 | 0 | 1 | 1-954 ACSR AZ | 0 | 0 | 0 | 0 | 0 | 0 | 0 | 0 | 0 | 0 | 0 | 0 | 0 | 0 | 0 | 0 | 0 | 0 | 0 | 0 | 0 | 0 | 0 | 12
NO |  | 56 | 2011 | 15 | 6 | 6 |  | AIRPORT | RIVERSIDE | 138 | 138 | SP | 0 | 0.06 | 2 | 1-556.5 ACSR AZ | 0 | 0 | 0 | 0 | 0 | 0 | 0 | 0 | 0 | 0 | 0 | 0 | 0 | 0 | 0 | 0 | 0 | 0 | 0 | 0 | 0 | 0 | 0 | 12
NO |  | 56 | 2011 | 15 | 7 | 7 |  | AIRPORT | RIVERSIDE | 138 | 138 | SP | 0.39 | 0.11 | 2 | 1-954 ACSR AZ | 0 | 0 | 0 | 0 | 0 | 0 | 0 | 0 | 0 | 0 | 0 | 0 | 0 | 0 | 0 | 0 | 0 | 0 | 0 | 0 | 0 | 0 | 0 | 12
NO |  | 56 | 2011 | 15 | 8 | 8 |  | ALICO | BUCKINGHAM | 138 | 138 | H | 3.22 | 0 | 1 | 1-954 ACSR AZ | 0 | 0 | 0 | 0 | 0 | 0 | 0 | 0 | 0 | 0 | 0 | 0 | 0 | 0 | 0 | 0 | 0 | 0 | 0 | 0 | 0 | 0 | 0 | 12
NO |  | 56 | 2011 | 15 | 9 | 9 |  | ALICO | BUCKINGHAM | 138 | 138 | SP | 6.86 | 0 | 1 | 1-954 ACSR AW | 0 | 0 | 0 | 0 | 0 | 0 | 0 | 0 | 0 | 0 | 0 | 0 | 0 | 0 | 0 | 0 | 0 | 0 | 0 | 0 | 0 | 0 | 0 | 12
NO |  | 56 | 2011 | 15 | 10 | 10 |  | ALICO | BUCKINGHAM | 138 | 138 | SP | 0.79 | 0 | 1 | 1-954 ACSR AZ | 0 | 0 | 0 | 0 | 0 | 0 | 0 | 0 | 0 | 0 | 0 | 0 | 0 | 0 | 0 | 0 | 0 | 0 | 0 | 0 | 0 | 0 | 0 | 12
NO |  | 56 | 2011 | 15 | 11 | 11 |  | ALICO | BUCKINGHAM | 138 | 138 | SP | 0.17 | 0 | 1 | 1-954 ACSR TW | 0 | 0 | 0 | 0 | 0 | 0 | 0 | 0 | 0 | 0 | 0 | 0 | 0 | 0 | 0 | 0 | 0 | 0 | 0 | 0 | 0 | 0 | 0 | 12
NO |  | 56 | 2011 | 15 | 12 | 12 |  | ALICO | BUCKINGHAM | 138 | 138 | SP | 13.55 | 3.56 | 2 | 1-954 ACSR AW | 0 | 0 | 0 | 0 | 0 | 0 | 0 | 0 | 0 | 0 | 0 | 0 | 0 | 0 | 0 | 0 | 0 | 0 | 0 | 0 | 0 | 0 | 0 | 12
NO |  | 56 | 2011 | 15 | 13 | 13 |  | ALICO | BUCKINGHAM | 138 | 138 | SP | 1.08 | 0.86 | 2 | 1-954 ACSR AZ | 0 | 0 | 0 | 0 | 0 | 0 | 0 | 0 | 0 | 0 | 0 | 0 | 0 | 0 | 0 | 0 | 0 | 0 | 0 | 0 | 0 | 0 | 0 | 12
NO |  | 56 | 2011 | 15 | 14 | 14 |  | ALICO | BUCKINGHAM | 138 | 138 | SP | 1.67 | 0 | 2 | 1-954 ACSR TW | 0 | 0 | 0 | 0 | 0 | 0 | 0 | 0 | 0 | 0 | 0 | 0 | 0 | 0 | 0 | 0 | 0 | 0 | 0 | 0 | 0 | 0 | 0 | 12
NO |  | 56 | 2011 | 15 | 15 | 15 |  | ALICO | COLLIER 1 | 138 | 138 | H | 1.39 | 0 | 1 | 1-795 ACSR | 0 | 0 | 0 | 0 | 0 | 0 | 0 | 0 | 0 | 0 | 0 | 0 | 0 | 0 | 0 | 0 | 0 | 0 | 0 | 0 | 0 | 0 | 0 | 12
NO |  | 56 | 2011 | 15 | 16 | 16 |  | ALICO | COLLIER 1 | 138 | 138 | H | 5.12 | 0 | 1 | 1-795 ACSR AZ | 0 | 0 | 0 | 0 | 0 | 0 | 0 | 0 | 0 | 0 | 0 | 0 | 0 | 0 | 0 | 0 | 0 | 0 | 0 | 0 | 0 | 0 | 0 | 12
NO |  | 56 | 2011 | 15 | 17 | 17 |  | ALICO | COLLIER 1 | 138 | 138 | H | 4.77 | 0 | 1 | 1-954 ACSR AZ | 0 | 0 | 0 | 0 | 0 | 0 | 0 | 0 | 0 | 0 | 0 | 0 | 0 | 0 | 0 | 0 | 0 | 0 | 0 | 0 | 0 | 0 | 0 | 12
NO |  | 56 | 2011 | 15 | 18 | 18 |  | ALICO | COLLIER 1 | 138 | 138 | SP | 1.95 | 0 | 1 | 1-795 ACSR | 0 | 0 | 0 | 0 | 0 | 0 | 0 | 0 | 0 | 0 | 0 | 0 | 0 | 0 | 0 | 0 | 0 | 0 | 0 | 0 | 0 | 0 | 0 | 12
NO |  | 56 | 2011 | 15 | 19 | 19 |  | ALICO | COLLIER 1 | 138 | 230 | SP | 0.11 | 0 | 1 | 1-795 ACSR AW | 0 | 0 | 0 | 0 | 0 | 0 | 0 | 0 | 0 | 0 | 0 | 0 | 0 | 0 | 0 | 0 | 0 | 0 | 0 | 0 | 0 | 0 | 0 | 12
NO |  | 56 | 2011 | 15 | 20 | 20 |  | ALICO | COLLIER 1 | 138 | 138 | SP | 0.12 | 0 | 1 | 1-795 SSAC AW | 0 | 0 | 0 | 0 | 0 | 0 | 0 | 0 | 0 | 0 | 0 | 0 | 0 | 0 | 0 | 0 | 0 | 0 | 0 | 0 | 0 | 0 | 0 | 12
NO |  | 56 | 2011 | 15 | 21 | 21 |  | ALICO | COLLIER 1 | 138 | 138 | SP | 4.68 | 0 | 1 | 1-954 ACSR AW | 0 | 0 | 0 | 0 | 0 | 0 | 0 | 0 | 0 | 0 | 0 | 0 | 0 | 0 | 0 | 0 | 0 | 0 | 0 | 0 | 0 | 0 | 0 | 12
NO |  | 56 | 2011 | 15 | 22 | 22 |  | ALICO | COLLIER 1 | 138 | 138 | SP | 0.01 | 0 | 1 | 1-954 ACSR AZ | 0 | 0 | 0 | 0 | 0 | 0 | 0 | 0 | 0 | 0 | 0 | 0 | 0 | 0 | 0 | 0 | 0 | 0 | 0 | 0 | 0 | 0 | 0 | 12
NO |  | 56 | 2011 | 15 | 23 | 23 |  | ALICO | COLLIER 1 | 138 | 138 | UG | 1.6 | 0 | 1 | 1-2500 CU | 0 | 0 | 0 | 0 | 0 | 0 | 0 | 0 | 0 | 0 | 0 | 0 | 0 | 0 | 0 | 0 | 0 | 0 | 0 | 0 | 0 | 0 | 0 | 12
NO |  | 56 | 2011 | 15 | 24 | 24 |  | ALICO | COLLIER 1 | 138 | 138 | SP | 3.68 | 0 | 2 | 1-795 SSAC AW | 0 | 0 | 0 | 0 | 0 | 0 | 0 | 0 | 0 | 0 | 0 | 0 | 0 | 0 | 0 | 0 | 0 | 0 | 0 | 0 | 0 | 0 | 0 | 12
NO |  | 56 | 2011 | 15 | 25 | 25 |  | ALICO | COLLIER 1 | 138 | 138 | SP | 0 | 2 | 2 | 1-954 ACSR AW | 0 | 0 | 0 | 0 | 0 | 0 | 0 | 0 | 0 | 0 | 0 | 0 | 0 | 0 | 0 | 0 | 0 | 0 | 0 | 0 | 0 | 0 | 0 | 12
NO |  | 56 | 2011 | 15 | 26 | 26 |  | ALICO | COLLIER 1 | 138 | 138 | SP | 1.06 | 0 | 2 | 1-954 ACSR AZ | 0 | 0 | 0 | 0 | 0 | 0 | 0 | 0 | 0 | 0 | 0 | 0 | 0 | 0 | 0 | 0 | 0 | 0 | 0 | 0 | 0 | 0 | 0 | 12
NO |  | 56 | 2011 | 15 | 27 | 27 |  | ALICO | ESTERO | 138 | 138 | SP | 0.06 | 0 | 1 | 1-954 ACSR AW | 0 | 0 | 0 | 0 | 0 | 0 | 0 | 0 | 0 | 0 | 0 | 0 | 0 | 0 | 0 | 0 | 0 | 0 | 0 | 0 | 0 | 0 | 0 | 12
NO |  | 56 | 2011 | 15 | 28 | 28 |  | ALICO | ESTERO | 138 | 138 | SP | 0 | 4.73 | 2 | 1-954 ACSR AW | 0 | 0 | 0 | 0 | 0 | 0 | 0 | 0 | 0 | 0 | 0 | 0 | 0 | 0 | 0 | 0 | 0 | 0 | 0 | 0 | 0 | 0 | 0 | 12
NO |  | 56 | 2011 | 15 | 29 | 29 |  | ALICO | FT MYERS PLANT 1 | 138 | 230 | SP | 1.06 | 0 | 1 | 1-795 ACSR AW | 0 | 0 | 0 | 0 | 0 | 0 | 0 | 0 | 0 | 0 | 0 | 0 | 0 | 0 | 0 | 0 | 0 | 0 | 0 | 0 | 0 | 0 | 0 | 12
NO |  | 56 | 2011 | 15 | 30 | 30 |  | ALICO | FT MYERS PLANT 1 | 138 | 138 | SP | 1.14 | 0 | 1 | 1-795 ACSR AW | 0 | 0 | 0 | 0 | 0 | 0 | 0 | 0 | 0 | 0 | 0 | 0 | 0 | 0 | 0 | 0 | 0 | 0 | 0 | 0 | 0 | 0 | 0 | 12
NO |  | 56 | 2011 | 15 | 31 | 31 |  | ALICO | FT MYERS PLANT 1 | 138 | 138 | SP | 2.16 | 0 | 1 | 1-795 ACSR AZ | 0 | 0 | 0 | 0 | 0 | 0 | 0 | 0 | 0 | 0 | 0 | 0 | 0 | 0 | 0 | 0 | 0 | 0 | 0 | 0 | 0 | 0 | 0 | 12
NO |  | 56 | 2011 | 15 | 32 | 32 |  | ALICO | FT MYERS PLANT 1 | 138 | 138 | SP | 9.4 | 0 | 1 | 1-954 ACSR AZ | 0 | 0 | 0 | 0 | 0 | 0 | 0 | 0 | 0 | 0 | 0 | 0 | 0 | 0 | 0 | 0 | 0 | 0 | 0 | 0 | 0 | 0 | 0 | 12
NO |  | 56 | 2011 | 15 | 33 | 33 |  | ALICO | FT MYERS PLANT 1 | 138 | 138 | SP | 0.35 | 0 | 1 | 1-954 ACSR TW | 0 | 0 | 0 | 0 | 0 | 0 | 0 | 0 | 0 | 0 | 0 | 0 | 0 | 0 | 0 | 0 | 0 | 0 | 0 | 0 | 0 | 0 | 0 | 12
NO |  | 56 | 2011 | 15 | 34 | 34 |  | ALICO | FT MYERS PLANT 1 | 138 | 138 | SP | 0 | 0.18 | 2 | 1-795 ACSR AW | 0 | 0 | 0 | 0 | 0 | 0 | 0 | 0 | 0 | 0 | 0 | 0 | 0 | 0 | 0 | 0 | 0 | 0 | 0 | 0 | 0 | 0 | 0 | 12
NO |  | 56 | 2011 | 15 | 35 | 35 |  | ALICO | FT MYERS PLANT 1 | 138 | 230 | SP | 0 | 2.81 | 2 | 1-795 ACSR AW | 0 | 0 | 0 | 0 | 0 | 0 | 0 | 0 | 0 | 0 | 0 | 0 | 0 | 0 | 0 | 0 | 0 | 0 | 0 | 0 | 0 | 0 | 0 | 12
NO |  | 56 | 2011 | 16 | 1 | 1 |  | ALICO | FT MYERS PLANT 1 | 138 | 138 | SP | 0.01 | 0 | 2 | 1-795 ACSR AZ | 0 | 0 | 0 | 0 | 0 | 0 | 0 | 0 | 0 | 0 | 0 | 0 | 0 | 0 | 0 | 0 | 0 | 0 | 0 | 0 | 0 | 0 | 0 | 12
NO |  | 56 | 2011 | 16 | 2 | 2 |  | ALICO | FT MYERS PLANT 1 | 138 | 138 | SP | 3.56 | 4.91 | 2 | 1-954 ACSR AW | 0 | 0 | 0 | 0 | 0 | 0 | 0 | 0 | 0 | 0 | 0 | 0 | 0 | 0 | 0 | 0 | 0 | 0 | 0 | 0 | 0 | 0 | 0 | 12
NO |  | 56 | 2011 | 16 | 3 | 3 |  | ALICO | FT MYERS PLANT 1 | 138 | 138 | SP | 0 | 1.54 | 2 | 1-954 ACSR TW | 0 | 0 | 0 | 0 | 0 | 0 | 0 | 0 | 0 | 0 | 0 | 0 | 0 | 0 | 0 | 0 | 0 | 0 | 0 | 0 | 0 | 0 | 0 | 12
NO |  | 56 | 2011 | 16 | 4 | 4 |  | ALICO | FT MYERS PLANT 2 | 138 | 138 | H | 1.06 | 0 | 1 | 1-954 ACSR AZ | 0 | 0 | 0 | 0 | 0 | 0 | 0 | 0 | 0 | 0 | 0 | 0 | 0 | 0 | 0 | 0 | 0 | 0 | 0 | 0 | 0 | 0 | 0 | 12
NO |  | 56 | 2011 | 16 | 5 | 5 |  | ALICO | FT MYERS PLANT 2 | 138 | 138 | SP | 0.06 | 0 | 1 | 1-954 ACSR AW | 0 | 0 | 0 | 0 | 0 | 0 | 0 | 0 | 0 | 0 | 0 | 0 | 0 | 0 | 0 | 0 | 0 | 0 | 0 | 0 | 0 | 0 | 0 | 12
NO |  | 56 | 2011 | 16 | 6 | 6 |  | ALICO | FT MYERS PLANT 2 | 138 | 138 | SP | 3.92 | 0 | 1 | 1-954 ACSR AZ | 0 | 0 | 0 | 0 | 0 | 0 | 0 | 0 | 0 | 0 | 0 | 0 | 0 | 0 | 0 | 0 | 0 | 0 | 0 | 0 | 0 | 0 | 0 | 12
NO |  | 56 | 2011 | 16 | 7 | 7 |  | ALICO | FT MYERS PLANT 2 | 138 | 138 | H | 0.4 | 0 | 2 | 1-954 ACSR AZ | 0 | 0 | 0 | 0 | 0 | 0 | 0 | 0 | 0 | 0 | 0 | 0 | 0 | 0 | 0 | 0 | 0 | 0 | 0 | 0 | 0 | 0 | 0 | 12
NO |  | 56 | 2011 | 16 | 8 | 8 |  | ALICO | FT MYERS PLANT 2 | 138 | 138 | SP | 5.29 | 8.63 | 2 | 1-954 ACSR AZ | 0 | 0 | 0 | 0 | 0 | 0 | 0 | 0 | 0 | 0 | 0 | 0 | 0 | 0 | 0 | 0 | 0 | 0 | 0 | 0 | 0 | 0 | 0 | 12
NO |  | 56 | 2011 | 16 | 9 | 9 |  | ALICO | TERRY | 138 | 138 | H | 9.86 | 0 | 1 | 1-954 ACSR AZ | 0 | 0 | 0 | 0 | 0 | 0 | 0 | 0 | 0 | 0 | 0 | 0 | 0 | 0 | 0 | 0 | 0 | 0 | 0 | 0 | 0 | 0 | 0 | 12
NO |  | 56 | 2011 | 16 | 10 | 10 |  | ALICO | TERRY | 138 | 138 | SP | 0.15 | 0 | 1 | 1-1431 ACSR AW | 0 | 0 | 0 | 0 | 0 | 0 | 0 | 0 | 0 | 0 | 0 | 0 | 0 | 0 | 0 | 0 | 0 | 0 | 0 | 0 | 0 | 0 | 0 | 12
NO |  | 56 | 2011 | 16 | 11 | 11 |  | ALICO | TERRY | 138 | 138 | SP | 4.79 | 0 | 1 | 1-954 ACSR AW | 0 | 0 | 0 | 0 | 0 | 0 | 0 | 0 | 0 | 0 | 0 | 0 | 0 | 0 | 0 | 0 | 0 | 0 | 0 | 0 | 0 | 0 | 0 | 12
NO |  | 56 | 2011 | 16 | 12 | 12 |  | ARCH CREEK | BOULEVARD #1 | 138 | 138 | UG | 1.07 | 0 | 1 | 1-2000 CU SD | 0 | 0 | 0 | 0 | 0 | 0 | 0 | 0 | 0 | 0 | 0 | 0 | 0 | 0 | 0 | 0 | 0 | 0 | 0 | 0 | 0 | 0 | 0 | 12
NO |  | 56 | 2011 | 16 | 13 | 13 |  | ARCH CREEK | GREYNOLDS | 138 | 138 | SP | 3.5 | 0 | 1 | 1-954 ACSR AZ | 0 | 0 | 0 | 0 | 0 | 0 | 0 | 0 | 0 | 0 | 0 | 0 | 0 | 0 | 0 | 0 | 0 | 0 | 0 | 0 | 0 | 0 | 0 | 12
NO |  | 56 | 2011 | 16 | 14 | 14 |  | ARCH CREEK | GREYNOLDS | 138 | 138 | UG | 1.02 | 0 | 1 | 1-2000 CU SD | 0 | 0 | 0 | 0 | 0 | 0 | 0 | 0 | 0 | 0 | 0 | 0 | 0 | 0 | 0 | 0 | 0 | 0 | 0 | 0 | 0 | 0 | 0 | 12
NO |  | 56 | 2011 | 16 | 15 | 15 |  | ARCH CREEK | GREYNOLDS | 138 | 138 | SP | 0.06 | 0 | 2 | 1-954 ACSR AZ | 0 | 0 | 0 | 0 | 0 | 0 | 0 | 0 | 0 | 0 | 0 | 0 | 0 | 0 | 0 | 0 | 0 | 0 | 0 | 0 | 0 | 0 | 0 | 12
NO |  | 56 | 2011 | 16 | 16 | 16 |  | ARCH CREEK | LAUDERDALE | 138 | 138 | SP | 1.48 | 0 | 1 | 1-1431 ACSR AW | 0 | 0 | 0 | 0 | 0 | 0 | 0 | 0 | 0 | 0 | 0 | 0 | 0 | 0 | 0 | 0 | 0 | 0 | 0 | 0 | 0 | 0 | 0 | 12
NO |  | 56 | 2011 | 16 | 17 | 17 |  | ARCH CREEK | LAUDERDALE | 138 | 138 | SP | 3.12 | 0 | 1 | 1-1431 ACSR AZ | 0 | 0 | 0 | 0 | 0 | 0 | 0 | 0 | 0 | 0 | 0 | 0 | 0 | 0 | 0 | 0 | 0 | 0 | 0 | 0 | 0 | 0 | 0 | 12
NO |  | 56 | 2011 | 16 | 18 | 18 |  | ARCH CREEK | LAUDERDALE | 138 | 138 | SP | 5.23 | 0 | 1 | 1-954 ACSR AZ | 0 | 0 | 0 | 0 | 0 | 0 | 0 | 0 | 0 | 0 | 0 | 0 | 0 | 0 | 0 | 0 | 0 | 0 | 0 | 0 | 0 | 0 | 0 | 12
NO |  | 56 | 2011 | 16 | 19 | 19 |  | ARCH CREEK | LAUDERDALE | 138 | 138 | SP | 3.46 | 0 | 1 | 2-556.5 AAC | 0 | 0 | 0 | 0 | 0 | 0 | 0 | 0 | 0 | 0 | 0 | 0 | 0 | 0 | 0 | 0 | 0 | 0 | 0 | 0 | 0 | 0 | 0 | 12
NO |  | 56 | 2011 | 16 | 20 | 20 |  | ARCH CREEK | LAUDERDALE | 138 | 138 | H | 2.88 | 0 | 2 | 1-1431 ACSR AZ | 0 | 0 | 0 | 0 | 0 | 0 | 0 | 0 | 0 | 0 | 0 | 0 | 0 | 0 | 0 | 0 | 0 | 0 | 0 | 0 | 0 | 0 | 0 | 12
NO |  | 56 | 2011 | 16 | 21 | 21 |  | ARCH CREEK | MIAMI SHORES | 138 | 138 | SP | 5.86 | 0 | 1 | 1-954 ACSR AW | 0 | 0 | 0 | 0 | 0 | 0 | 0 | 0 | 0 | 0 | 0 | 0 | 0 | 0 | 0 | 0 | 0 | 0 | 0 | 0 | 0 | 0 | 0 | 12
NO |  | 56 | 2011 | 16 | 22 | 22 |  | ARCH CREEK | NORMANDY BEACH | 138 | 138 | UG | 1.45 | 0 | 1 | 1-1500 CU | 0 | 0 | 0 | 0 | 0 | 0 | 0 | 0 | 0 | 0 | 0 | 0 | 0 | 0 | 0 | 0 | 0 | 0 | 0 | 0 | 0 | 0 | 0 | 12
NO |  | 56 | 2011 | 16 | 23 | 23 |  | ARCH CREEK | NORMANDY BEACH | 138 | 138 | UG | 2.34 | 0 | 1 | 1-2000 CU SD | 0 | 0 | 0 | 0 | 0 | 0 | 0 | 0 | 0 | 0 | 0 | 0 | 0 | 0 | 0 | 0 | 0 | 0 | 0 | 0 | 0 | 0 | 0 | 12
NO |  | 56 | 2011 | 16 | 24 | 24 |  | ASHMONT | LAUDERDALE | 138 | 138 | SP | 0.35 | 0 | 1 | 1-556.5 ACSR AW | 0 | 0 | 0 | 0 | 0 | 0 | 0 | 0 | 0 | 0 | 0 | 0 | 0 | 0 | 0 | 0 | 0 | 0 | 0 | 0 | 0 | 0 | 0 | 12
NO |  | 56 | 2011 | 16 | 25 | 25 |  | BAREFOOT | MICCO | 138 | 138 | SP | 1.15 | 0 | 1 | 1-954 ACSR AZ | 0 | 0 | 0 | 0 | 0 | 0 | 0 | 0 | 0 | 0 | 0 | 0 | 0 | 0 | 0 | 0 | 0 | 0 | 0 | 0 | 0 | 0 | 0 | 12
NO |  | 56 | 2011 | 16 | 26 | 26 |  | BAREFOOT | MICCO | 138 | 230 | SP | 1.07 | 0 | 2 | 1-954 ACSR AW | 0 | 0 | 0 | 0 | 0 | 0 | 0 | 0 | 0 | 0 | 0 | 0 | 0 | 0 | 0 | 0 | 0 | 0 | 0 | 0 | 0 | 0 | 0 | 12
NO |  | 56 | 2011 | 16 | 27 | 27 |  | BAREFOOT | WEST (VER) | 138 | 138 | SP | 0.53 | 0 | 1 | 1-954 ACSR AW | 0 | 0 | 0 | 0 | 0 | 0 | 0 | 0 | 0 | 0 | 0 | 0 | 0 | 0 | 0 | 0 | 0 | 0 | 0 | 0 | 0 | 0 | 0 | 12
NO |  | 56 | 2011 | 16 | 28 | 28 |  | BAREFOOT | WEST (VER) | 138 | 138 | SP | 17.94 | 0 | 1 | 1-954 ACSR AZ | 0 | 0 | 0 | 0 | 0 | 0 | 0 | 0 | 0 | 0 | 0 | 0 | 0 | 0 | 0 | 0 | 0 | 0 | 0 | 0 | 0 | 0 | 0 | 12
NO |  | 56 | 2011 | 16 | 29 | 29 |  | BAREFOOT | WEST (VER) | 138 | 230 | SP | 0 | 1.07 | 2 | 1-954 ACSR AW | 0 | 0 | 0 | 0 | 0 | 0 | 0 | 0 | 0 | 0 | 0 | 0 | 0 | 0 | 0 | 0 | 0 | 0 | 0 | 0 | 0 | 0 | 0 | 12
NO |  | 56 | 2011 | 16 | 30 | 30 |  | BAREFOOT | WEST (VER) | 138 | 138 | SP | 0.18 | 0.19 | 2 | 1-954 ACSR AW | 0 | 0 | 0 | 0 | 0 | 0 | 0 | 0 | 0 | 0 | 0 | 0 | 0 | 0 | 0 | 0 | 0 | 0 | 0 | 0 | 0 | 0 | 0 | 12
NO |  | 56 | 2011 | 16 | 31 | 31 |  | BENEVA | HOWARD | 138 | 138 | SP | 0.03 | 0 | 1 | 1-795 ACSR AZ | 0 | 0 | 0 | 0 | 0 | 0 | 0 | 0 | 0 | 0 | 0 | 0 | 0 | 0 | 0 | 0 | 0 | 0 | 0 | 0 | 0 | 0 | 0 | 12
NO |  | 56 | 2011 | 16 | 32 | 32 |  | BENEVA | HOWARD | 138 | 138 | SP | 1.44 | 0 | 1 | 1-954 ACSR AW | 0 | 0 | 0 | 0 | 0 | 0 | 0 | 0 | 0 | 0 | 0 | 0 | 0 | 0 | 0 | 0 | 0 | 0 | 0 | 0 | 0 | 0 | 0 | 12
NO |  | 56 | 2011 | 16 | 33 | 33 |  | BENEVA | HOWARD | 138 | 138 | SP | 7.71 | 0 | 1 | 1-954 ACSR AZ | 0 | 0 | 0 | 0 | 0 | 0 | 0 | 0 | 0 | 0 | 0 | 0 | 0 | 0 | 0 | 0 | 0 | 0 | 0 | 0 | 0 | 0 | 0 | 12
NO |  | 56 | 2011 | 16 | 34 | 34 |  | BENEVA | HOWARD | 138 | 230 | SP | 0 | 0.59 | 2 | 1-954 ACSR AW | 0 | 0 | 0 | 0 | 0 | 0 | 0 | 0 | 0 | 0 | 0 | 0 | 0 | 0 | 0 | 0 | 0 | 0 | 0 | 0 | 0 | 0 | 0 | 12
NO |  | 56 | 2011 | 16 | 35 | 35 |  | BENEVA | RINGLING | 138 | 230 | SP | 0.41 | 0 | 1 | 1-795 ACSR AW | 0 | 0 | 0 | 0 | 0 | 0 | 0 | 0 | 0 | 0 | 0 | 0 | 0 | 0 | 0 | 0 | 0 | 0 | 0 | 0 | 0 | 0 | 0 | 12
NO |  | 56 | 2011 | 17 | 1 | 1 |  | BENEVA | RINGLING | 138 | 138 | SP | 1.03 | 0 | 1 | 1-795 ACSR AW | 0 | 0 | 0 | 0 | 0 | 0 | 0 | 0 | 0 | 0 | 0 | 0 | 0 | 0 | 0 | 0 | 0 | 0 | 0 | 0 | 0 | 0 | 0 | 12
NO |  | 56 | 2011 | 17 | 2 | 2 |  | BENEVA | RINGLING | 138 | 138 | SP | 5.11 | 0 | 1 | 1-795 ACSR AZ | 0 | 0 | 0 | 0 | 0 | 0 | 0 | 0 | 0 | 0 | 0 | 0 | 0 | 0 | 0 | 0 | 0 | 0 | 0 | 0 | 0 | 0 | 0 | 12
NO |  | 56 | 2011 | 17 | 3 | 3 |  | BENEVA | RINGLING | 138 | 138 | SP | 0 | 1.02 | 2 | 1-795 ACSR AZ | 0 | 0 | 0 | 0 | 0 | 0 | 0 | 0 | 0 | 0 | 0 | 0 | 0 | 0 | 0 | 0 | 0 | 0 | 0 | 0 | 0 | 0 | 0 | 12
NO |  | 56 | 2011 | 17 | 4 | 4 |  | BRADENTON | CORTEZ | 138 | 138 | SP | 8.75 | 0 | 1 | 1-795 ACSR AZ | 0 | 0 | 0 | 0 | 0 | 0 | 0 | 0 | 0 | 0 | 0 | 0 | 0 | 0 | 0 | 0 | 0 | 0 | 0 | 0 | 0 | 0 | 0 | 12
NO |  | 56 | 2011 | 17 | 5 | 5 |  | BRADENTON | CORTEZ | 138 | 138 | SP | 0.12 | 0 | 1 | 1-954 ACSR AW | 0 | 0 | 0 | 0 | 0 | 0 | 0 | 0 | 0 | 0 | 0 | 0 | 0 | 0 | 0 | 0 | 0 | 0 | 0 | 0 | 0 | 0 | 0 | 12
NO |  | 56 | 2011 | 17 | 6 | 6 |  | BRADENTON | FRUIT INDUSTRIES | 138 | 138 | SP | 2.06 | 0 | 1 | 1-795 ACSR AZ | 0 | 0 | 0 | 0 | 0 | 0 | 0 | 0 | 0 | 0 | 0 | 0 | 0 | 0 | 0 | 0 | 0 | 0 | 0 | 0 | 0 | 0 | 0 | 12
NO |  | 56 | 2011 | 17 | 7 | 7 |  | BRADFORD | HAMPTON | 138 | 138 | SP | 0.03 | 0 | 1 | 1-795 ACSR AW | 0 | 0 | 0 | 0 | 0 | 0 | 0 | 0 | 0 | 0 | 0 | 0 | 0 | 0 | 0 | 0 | 0 | 0 | 0 | 0 | 0 | 0 | 0 | 12
NO |  | 56 | 2011 | 17 | 8 | 8 |  | BRADFORD | HAMPTON | 138 | 138 | SP | 5.82 | 0 | 1 | 1-795 ACSR AZ | 0 | 0 | 0 | 0 | 0 | 0 | 0 | 0 | 0 | 0 | 0 | 0 | 0 | 0 | 0 | 0 | 0 | 0 | 0 | 0 | 0 | 0 | 0 | 12
NO |  | 56 | 2011 | 17 | 9 | 9 |  | BREVARD | CITY POINT TAP 1 | 138 | 138 | SP | 1.7 | 0 | 1 | 1-954 ACSR AW | 0 | 0 | 0 | 0 | 0 | 0 | 0 | 0 | 0 | 0 | 0 | 0 | 0 | 0 | 0 | 0 | 0 | 0 | 0 | 0 | 0 | 0 | 0 | 12
NO |  | 56 | 2011 | 17 | 10 | 10 |  | BREVARD | CITY POINT TAP 1 | 138 | 138 | SP | 3.33 | 0 | 1 | 1-954 ACSR AZ | 0 | 0 | 0 | 0 | 0 | 0 | 0 | 0 | 0 | 0 | 0 | 0 | 0 | 0 | 0 | 0 | 0 | 0 | 0 | 0 | 0 | 0 | 0 | 12
NO |  | 56 | 2011 | 17 | 11 | 11 |  | BREVARD | CITY POINT TAP 1 | 138 | 138 | SP | 0.54 | 0 | 2 | 1-556.5 AAC | 0 | 0 | 0 | 0 | 0 | 0 | 0 | 0 | 0 | 0 | 0 | 0 | 0 | 0 | 0 | 0 | 0 | 0 | 0 | 0 | 0 | 0 | 0 | 12
NO |  | 56 | 2011 | 17 | 12 | 12 |  | BREVARD | CITY POINT TAP 1 | 138 | 138 | SP | 0 | 2.19 | 2 | 1-954 ACSR AW | 0 | 0 | 0 | 0 | 0 | 0 | 0 | 0 | 0 | 0 | 0 | 0 | 0 | 0 | 0 | 0 | 0 | 0 | 0 | 0 | 0 | 0 | 0 | 12
NO |  | 56 | 2011 | 17 | 13 | 13 |  | BREVARD | COCOA BEACH | 138 | 138 | SP | 11.75 | 0 | 1 | 1-954 ACSR AW | 0 | 0 | 0 | 0 | 0 | 0 | 0 | 0 | 0 | 0 | 0 | 0 | 0 | 0 | 0 | 0 | 0 | 0 | 0 | 0 | 0 | 0 | 0 | 12
NO |  | 56 | 2011 | 17 | 14 | 14 |  | BREVARD | COCOA BEACH | 138 | 138 | SP | 0.9 | 0 | 1 | 1-954 ACSR AZ | 0 | 0 | 0 | 0 | 0 | 0 | 0 | 0 | 0 | 0 | 0 | 0 | 0 | 0 | 0 | 0 | 0 | 0 | 0 | 0 | 0 | 0 | 0 | 12
NO |  | 56 | 2011 | 17 | 15 | 15 |  | BREVARD | COCOA BEACH | 138 | 138 | SP | 0.09 | 2.19 | 2 | 1-954 ACSR AW | 0 | 0 | 0 | 0 | 0 | 0 | 0 | 0 | 0 | 0 | 0 | 0 | 0 | 0 | 0 | 0 | 0 | 0 | 0 | 0 | 0 | 0 | 0 | 12
NO |  | 56 | 2011 | 17 | 16 | 16 |  | BREVARD | EAU GALLIE | 138 | 138 | SP | 0.14 | 0 | 1 | 1-954 ACSR AW | 0 | 0 | 0 | 0 | 0 | 0 | 0 | 0 | 0 | 0 | 0 | 0 | 0 | 0 | 0 | 0 | 0 | 0 | 0 | 0 | 0 | 0 | 0 | 12
NO |  | 56 | 2011 | 17 | 17 | 17 |  | BREVARD | EAU GALLIE | 138 | 138 | SP | 14.68 | 0 | 1 | 1-954 ACSR AZ | 0 | 0 | 0 | 0 | 0 | 0 | 0 | 0 | 0 | 0 | 0 | 0 | 0 | 0 | 0 | 0 | 0 | 0 | 0 | 0 | 0 | 0 | 0 | 12
NO |  | 56 | 2011 | 17 | 18 | 18 |  | BREVARD | EAU GALLIE | 138 | 138 | SP | 1.27 | 0 | 1 | 1-954 ACSR TW | 0 | 0 | 0 | 0 | 0 | 0 | 0 | 0 | 0 | 0 | 0 | 0 | 0 | 0 | 0 | 0 | 0 | 0 | 0 | 0 | 0 | 0 | 0 | 12
NO |  | 56 | 2011 | 17 | 19 | 19 |  | BREVARD | EAU GALLIE | 138 | 138 | SP | 4.29 | 4.02 | 2 | 1-954 ACSR AW | 0 | 0 | 0 | 0 | 0 | 0 | 0 | 0 | 0 | 0 | 0 | 0 | 0 | 0 | 0 | 0 | 0 | 0 | 0 | 0 | 0 | 0 | 0 | 12
NO |  | 56 | 2011 | 17 | 20 | 20 |  | BREVARD | EAU GALLIE | 138 | 138 | SP | 1.33 | 1.22 | 2 | 1-954 ACSR TW | 0 | 0 | 0 | 0 | 0 | 0 | 0 | 0 | 0 | 0 | 0 | 0 | 0 | 0 | 0 | 0 | 0 | 0 | 0 | 0 | 0 | 0 | 0 | 12
NO |  | 56 | 2011 | 17 | 21 | 21 |  | BREVARD | OLEANDER (CST) | 138 | 138 | SP | 0.2 | 0 | 1 | 1-954 ACSR AW | 0 | 0 | 0 | 0 | 0 | 0 | 0 | 0 | 0 | 0 | 0 | 0 | 0 | 0 | 0 | 0 | 0 | 0 | 0 | 0 | 0 | 0 | 0 | 12
NO |  | 56 | 2011 | 17 | 22 | 22 |  | BREVARD | ROCKLEDGE | 138 | 138 | SP | 0.11 | 0 | 1 | 1-954 ACSR AW | 0 | 0 | 0 | 0 | 0 | 0 | 0 | 0 | 0 | 0 | 0 | 0 | 0 | 0 | 0 | 0 | 0 | 0 | 0 | 0 | 0 | 0 | 0 | 12
NO |  | 56 | 2011 | 17 | 23 | 23 |  | BREVARD | ROCKLEDGE | 138 | 138 | SP | 3.53 | 0 | 1 | 1-954 ACSR AZ | 0 | 0 | 0 | 0 | 0 | 0 | 0 | 0 | 0 | 0 | 0 | 0 | 0 | 0 | 0 | 0 | 0 | 0 | 0 | 0 | 0 | 0 | 0 | 12
NO |  | 56 | 2011 | 17 | 24 | 24 |  | BREVARD | ROCKLEDGE | 138 | 138 | SP | 0 | 6.19 | 2 | 1-954 ACSR AW | 0 | 0 | 0 | 0 | 0 | 0 | 0 | 0 | 0 | 0 | 0 | 0 | 0 | 0 | 0 | 0 | 0 | 0 | 0 | 0 | 0 | 0 | 0 | 12
NO |  | 56 | 2011 | 17 | 25 | 25 |  | BREVARD | ROCKLEDGE | 138 | 138 | SP | 0.07 | 0 | 2 | 1-954 ACSR AZ | 0 | 0 | 0 | 0 | 0 | 0 | 0 | 0 | 0 | 0 | 0 | 0 | 0 | 0 | 0 | 0 | 0 | 0 | 0 | 0 | 0 | 0 | 0 | 12
NO |  | 56 | 2011 | 17 | 26 | 26 |  | BROWARD | DEERFIELD BEACH 1 | 138 | 230 | SP | 0.07 | 0 | 1 | 1-1431 ACSR AZ | 0 | 0 | 0 | 0 | 0 | 0 | 0 | 0 | 0 | 0 | 0 | 0 | 0 | 0 | 0 | 0 | 0 | 0 | 0 | 0 | 0 | 0 | 0 | 12
NO |  | 56 | 2011 | 17 | 27 | 27 |  | BROWARD | DEERFIELD BEACH 1 | 138 | 138 | SP | 1 | 0 | 1 | 1-1431 ACSR AZ | 0 | 0 | 0 | 0 | 0 | 0 | 0 | 0 | 0 | 0 | 0 | 0 | 0 | 0 | 0 | 0 | 0 | 0 | 0 | 0 | 0 | 0 | 0 | 12
NO |  | 56 | 2011 | 17 | 28 | 28 |  | BROWARD | DEERFIELD BEACH 1 | 138 | 138 | SP | 3.72 | 0 | 1 | 1-954 ACSR AZ | 0 | 0 | 0 | 0 | 0 | 0 | 0 | 0 | 0 | 0 | 0 | 0 | 0 | 0 | 0 | 0 | 0 | 0 | 0 | 0 | 0 | 0 | 0 | 12
NO |  | 56 | 2011 | 17 | 29 | 29 |  | BROWARD | DEERFIELD BEACH 2 | 138 | 138 | H | 0.07 | 0 | 1 | 1-954 ACSR AZ | 0 | 0 | 0 | 0 | 0 | 0 | 0 | 0 | 0 | 0 | 0 | 0 | 0 | 0 | 0 | 0 | 0 | 0 | 0 | 0 | 0 | 0 | 0 | 12
NO |  | 56 | 2011 | 17 | 30 | 30 |  | BROWARD | DEERFIELD BEACH 2 | 138 | 138 | SP | 0.1 | 0 | 1 | 1-1431 ACSR AZ | 0 | 0 | 0 | 0 | 0 | 0 | 0 | 0 | 0 | 0 | 0 | 0 | 0 | 0 | 0 | 0 | 0 | 0 | 0 | 0 | 0 | 0 | 0 | 12
NO |  | 56 | 2011 | 17 | 31 | 31 |  | BROWARD | DEERFIELD BEACH 2 | 138 | 138 | SP | 4.81 | 0 | 1 | 1-954 ACSR AZ | 0 | 0 | 0 | 0 | 0 | 0 | 0 | 0 | 0 | 0 | 0 | 0 | 0 | 0 | 0 | 0 | 0 | 0 | 0 | 0 | 0 | 0 | 0 | 12
NO |  | 56 | 2011 | 17 | 32 | 32 |  | BROWARD | DEERFIELD BEACH 2 | 138 | 138 | SP | 2.7 | 0 | 1 | 2-556.5 AAC | 0 | 0 | 0 | 0 | 0 | 0 | 0 | 0 | 0 | 0 | 0 | 0 | 0 | 0 | 0 | 0 | 0 | 0 | 0 | 0 | 0 | 0 | 0 | 12
NO |  | 56 | 2011 | 17 | 33 | 33 |  | BROWARD | LYONS | 138 | 138 | SP | 0.28 | 0 | 1 | 1-954 ACSR AW | 0 | 0 | 0 | 0 | 0 | 0 | 0 | 0 | 0 | 0 | 0 | 0 | 0 | 0 | 0 | 0 | 0 | 0 | 0 | 0 | 0 | 0 | 0 | 12
NO |  | 56 | 2011 | 17 | 34 | 34 |  | BROWARD | LYONS | 138 | 138 | SP | 8.1 | 0 | 1 | 1-954 ACSR AZ | 0 | 0 | 0 | 0 | 0 | 0 | 0 | 0 | 0 | 0 | 0 | 0 | 0 | 0 | 0 | 0 | 0 | 0 | 0 | 0 | 0 | 0 | 0 | 12
NO |  | 56 | 2011 | 17 | 35 | 35 |  | BROWARD | MCARTHUR | 138 | 138 | H | 3.7 | 0 | 1 | 1-954 ACSR AZ | 0 | 0 | 0 | 0 | 0 | 0 | 0 | 0 | 0 | 0 | 0 | 0 | 0 | 0 | 0 | 0 | 0 | 0 | 0 | 0 | 0 | 0 | 0 | 12
NO |  | 56 | 2011 | 18 | 1 | 1 |  | BROWARD | MCARTHUR | 138 | 138 | H | 4.61 | 0 | 1 | 2-336.4 ACSR AZ | 0 | 0 | 0 | 0 | 0 | 0 | 0 | 0 | 0 | 0 | 0 | 0 | 0 | 0 | 0 | 0 | 0 | 0 | 0 | 0 | 0 | 0 | 0 | 12
NO |  | 56 | 2011 | 18 | 2 | 2 |  | BROWARD | MCARTHUR | 138 | 138 | SP | 0.07 | 0 | 1 | 1-1431 ACSR AZ | 0 | 0 | 0 | 0 | 0 | 0 | 0 | 0 | 0 | 0 | 0 | 0 | 0 | 0 | 0 | 0 | 0 | 0 | 0 | 0 | 0 | 0 | 0 | 12
NO |  | 56 | 2011 | 18 | 3 | 3 |  | BROWARD | MCARTHUR | 138 | 138 | SP | 1.31 | 0 | 1 | 1-954 ACSR AW | 0 | 0 | 0 | 0 | 0 | 0 | 0 | 0 | 0 | 0 | 0 | 0 | 0 | 0 | 0 | 0 | 0 | 0 | 0 | 0 | 0 | 0 | 0 | 12
NO |  | 56 | 2011 | 18 | 4 | 4 |  | BROWARD | MCARTHUR | 138 | 138 | SP | 0 | 4.52 | 2 | 2-336.4 ACSR AZ | 0 | 0 | 0 | 0 | 0 | 0 | 0 | 0 | 0 | 0 | 0 | 0 | 0 | 0 | 0 | 0 | 0 | 0 | 0 | 0 | 0 | 0 | 0 | 12
NO |  | 56 | 2011 | 18 | 5 | 5 |  | BROWARD | PALM AIRE | 138 | 138 | SP | 1.04 | 0 | 1 | 1-954 ACSR AW | 0 | 0 | 0 | 0 | 0 | 0 | 0 | 0 | 0 | 0 | 0 | 0 | 0 | 0 | 0 | 0 | 0 | 0 | 0 | 0 | 0 | 0 | 0 | 12
NO |  | 56 | 2011 | 18 | 6 | 6 |  | BROWARD | PALM AIRE | 138 | 138 | SP | 7.06 | 0 | 1 | 1-954 ACSR AZ | 0 | 0 | 0 | 0 | 0 | 0 | 0 | 0 | 0 | 0 | 0 | 0 | 0 | 0 | 0 | 0 | 0 | 0 | 0 | 0 | 0 | 0 | 0 | 12
NO |  | 56 | 2011 | 18 | 7 | 7 |  | BROWARD | POMPANO | 138 | 138 | SP | 0.17 | 0 | 1 | 1-954 ACSR AW | 0 | 0 | 0 | 0 | 0 | 0 | 0 | 0 | 0 | 0 | 0 | 0 | 0 | 0 | 0 | 0 | 0 | 0 | 0 | 0 | 0 | 0 | 0 | 12
NO |  | 56 | 2011 | 18 | 8 | 8 |  | BROWARD | POMPANO | 138 | 138 | SP | 2.75 | 0 | 1 | 1-954 ACSR AZ | 0 | 0 | 0 | 0 | 0 | 0 | 0 | 0 | 0 | 0 | 0 | 0 | 0 | 0 | 0 | 0 | 0 | 0 | 0 | 0 | 0 | 0 | 0 | 12
NO |  | 56 | 2011 | 18 | 9 | 9 |  | BROWARD | TRADEWINDS | 138 | 138 | SP | 0.99 | 0 | 1 | 1-556.5 ACSR AW | 0 | 0 | 0 | 0 | 0 | 0 | 0 | 0 | 0 | 0 | 0 | 0 | 0 | 0 | 0 | 0 | 0 | 0 | 0 | 0 | 0 | 0 | 0 | 12
NO |  | 56 | 2011 | 18 | 10 | 10 |  | BROWARD | WESTINGHOUSE | 138 | 138 | H | 3.55 | 0 | 1 | 1-954 ACSR AZ | 0 | 0 | 0 | 0 | 0 | 0 | 0 | 0 | 0 | 0 | 0 | 0 | 0 | 0 | 0 | 0 | 0 | 0 | 0 | 0 | 0 | 0 | 0 | 12
NO |  | 56 | 2011 | 18 | 11 | 11 |  | BROWARD | WESTINGHOUSE | 138 | 138 | H | 0.55 | 0 | 1 | 2-336.4 ACSR AZ | 0 | 0 | 0 | 0 | 0 | 0 | 0 | 0 | 0 | 0 | 0 | 0 | 0 | 0 | 0 | 0 | 0 | 0 | 0 | 0 | 0 | 0 | 0 | 12
NO |  | 56 | 2011 | 18 | 12 | 12 |  | BROWARD | WESTINGHOUSE | 138 | 230 | SP | 1.2 | 0 | 1 | 1-954 ACSR AW | 0 | 0 | 0 | 0 | 0 | 0 | 0 | 0 | 0 | 0 | 0 | 0 | 0 | 0 | 0 | 0 | 0 | 0 | 0 | 0 | 0 | 0 | 0 | 12
NO |  | 56 | 2011 | 18 | 13 | 13 |  | BROWARD | WESTINGHOUSE | 138 | 138 | H | 4.5 | 0 | 2 | 1-1431 ACSR AZ | 0 | 0 | 0 | 0 | 0 | 0 | 0 | 0 | 0 | 0 | 0 | 0 | 0 | 0 | 0 | 0 | 0 | 0 | 0 | 0 | 0 | 0 | 0 | 12
NO |  | 56 | 2011 | 18 | 14 | 14 |  | BROWARD | WESTINGHOUSE | 138 | 138 | SP | 3.38 | 0 | 2 | 1-1431 ACSR AW | 0 | 0 | 0 | 0 | 0 | 0 | 0 | 0 | 0 | 0 | 0 | 0 | 0 | 0 | 0 | 0 | 0 | 0 | 0 | 0 | 0 | 0 | 0 | 12
NO |  | 56 | 2011 | 18 | 15 | 15 |  | BUCKINGHAM | FT MYERS PLANT | 138 | 138 | H | 2.5 | 0 | 1 | 1-954 ACSR AZ | 0 | 0 | 0 | 0 | 0 | 0 | 0 | 0 | 0 | 0 | 0 | 0 | 0 | 0 | 0 | 0 | 0 | 0 | 0 | 0 | 0 | 0 | 0 | 12
NO |  | 56 | 2011 | 18 | 16 | 16 |  | BUCKINGHAM | FT MYERS PLANT | 138 | 138 | SP | 0.12 | 0 | 1 | 1-954 ACSR AZ | 0 | 0 | 0 | 0 | 0 | 0 | 0 | 0 | 0 | 0 | 0 | 0 | 0 | 0 | 0 | 0 | 0 | 0 | 0 | 0 | 0 | 0 | 0 | 12
NO |  | 56 | 2011 | 18 | 17 | 17 |  | BUCKINGHAM | FT MYERS PLANT | 138 | 230 | SP | 2.04 | 0 | 2 | 1-954 ACSR AZ | 0 | 0 | 0 | 0 | 0 | 0 | 0 | 0 | 0 | 0 | 0 | 0 | 0 | 0 | 0 | 0 | 0 | 0 | 0 | 0 | 0 | 0 | 0 | 12
NO |  | 56 | 2011 | 18 | 18 | 18 |  | BUCKINGHAM | LAZY ACRES | 138 | 138 | SP | 1.22 | 0 | 1 | 1-336.4 ACSR AZ | 0 | 0 | 0 | 0 | 0 | 0 | 0 | 0 | 0 | 0 | 0 | 0 | 0 | 0 | 0 | 0 | 0 | 0 | 0 | 0 | 0 | 0 | 0 | 12
NO |  | 56 | 2011 | 18 | 19 | 19 |  | BUCKINGHAM | LAZY ACRES | 138 | 138 | SP | 0.11 | 0 | 1 | 1-795 ACSR AW | 0 | 0 | 0 | 0 | 0 | 0 | 0 | 0 | 0 | 0 | 0 | 0 | 0 | 0 | 0 | 0 | 0 | 0 | 0 | 0 | 0 | 0 | 0 | 12
NO |  | 56 | 2011 | 18 | 20 | 20 |  | CEDAR | GERMANTOWN | 138 | 230 | SP | 0.08 | 0 | 1 | 1-954 ACSR AZ | 0 | 0 | 0 | 0 | 0 | 0 | 0 | 0 | 0 | 0 | 0 | 0 | 0 | 0 | 0 | 0 | 0 | 0 | 0 | 0 | 0 | 0 | 0 | 12
NO |  | 56 | 2011 | 18 | 21 | 21 |  | CEDAR | GERMANTOWN | 138 | 138 | SP | 10.1 | 0 | 1 | 1-954 ACSR AZ | 0 | 0 | 0 | 0 | 0 | 0 | 0 | 0 | 0 | 0 | 0 | 0 | 0 | 0 | 0 | 0 | 0 | 0 | 0 | 0 | 0 | 0 | 0 | 12
NO |  | 56 | 2011 | 18 | 22 | 22 |  | CEDAR | GERMANTOWN | 138 | 138 | SP | 0 | 0.54 | 2 | 1-954 ACSR AZ | 0 | 0 | 0 | 0 | 0 | 0 | 0 | 0 | 0 | 0 | 0 | 0 | 0 | 0 | 0 | 0 | 0 | 0 | 0 | 0 | 0 | 0 | 0 | 12
NO |  | 56 | 2011 | 18 | 23 | 23 |  | CEDAR | GERMANTOWN | 138 | 230 | SP | 0 | 1.61 | 2 | 1-954 ACSR AZ | 0 | 0 | 0 | 0 | 0 | 0 | 0 | 0 | 0 | 0 | 0 | 0 | 0 | 0 | 0 | 0 | 0 | 0 | 0 | 0 | 0 | 0 | 0 | 12
NO |  | 56 | 2011 | 18 | 24 | 24 |  | CEDAR | HYPOLUXO ROAD (LWU) 1 | 138 | 138 | SP | 0.06 | 0 | 1 | 1-954 ACSR AW | 0 | 0 | 0 | 0 | 0 | 0 | 0 | 0 | 0 | 0 | 0 | 0 | 0 | 0 | 0 | 0 | 0 | 0 | 0 | 0 | 0 | 0 | 0 | 12
NO |  | 56 | 2011 | 18 | 25 | 25 |  | CEDAR | HYPOLUXO ROAD (LWU) 1 | 138 | 138 | SP | 6.79 | 0 | 1 | 1-954 ACSR AZ | 0 | 0 | 0 | 0 | 0 | 0 | 0 | 0 | 0 | 0 | 0 | 0 | 0 | 0 | 0 | 0 | 0 | 0 | 0 | 0 | 0 | 0 | 0 | 12
NO |  | 56 | 2011 | 18 | 26 | 26 |  | CEDAR | HYPOLUXO ROAD (LWU) 1 | 138 | 138 | SP | 0.53 | 0 | 2 | 1-954 ACSR AZ | 0 | 0 | 0 | 0 | 0 | 0 | 0 | 0 | 0 | 0 | 0 | 0 | 0 | 0 | 0 | 0 | 0 | 0 | 0 | 0 | 0 | 0 | 0 | 12
NO |  | 56 | 2011 | 18 | 27 | 27 |  | CEDAR | HYPOLUXO ROAD (LWU) 2 | 138 | 138 | SP | 2.27 | 0 | 1 | 1-954 ACSR AW | 0 | 0 | 0 | 0 | 0 | 0 | 0 | 0 | 0 | 0 | 0 | 0 | 0 | 0 | 0 | 0 | 0 | 0 | 0 | 0 | 0 | 0 | 0 | 12
NO |  | 56 | 2011 | 18 | 28 | 28 |  | CEDAR | HYPOLUXO ROAD (LWU) 2 | 138 | 138 | SP | 2.23 | 0 | 1 | 1-954 ACSR AZ | 0 | 0 | 0 | 0 | 0 | 0 | 0 | 0 | 0 | 0 | 0 | 0 | 0 | 0 | 0 | 0 | 0 | 0 | 0 | 0 | 0 | 0 | 0 | 12
NO |  | 56 | 2011 | 18 | 29 | 29 |  | CEDAR | HYPOLUXO ROAD (LWU) 2 | 138 | 138 | SP | 0.97 | 0 | 2 | 1-954 ACSR AW | 0 | 0 | 0 | 0 | 0 | 0 | 0 | 0 | 0 | 0 | 0 | 0 | 0 | 0 | 0 | 0 | 0 | 0 | 0 | 0 | 0 | 0 | 0 | 12
NO |  | 56 | 2011 | 18 | 30 | 30 |  | CEDAR | RANCH | 138 | 138 | H | 0.21 | 0 | 1 | 1-954 ACSR AW | 0 | 0 | 0 | 0 | 0 | 0 | 0 | 0 | 0 | 0 | 0 | 0 | 0 | 0 | 0 | 0 | 0 | 0 | 0 | 0 | 0 | 0 | 0 | 12
NO |  | 56 | 2011 | 18 | 31 | 31 |  | CEDAR | RANCH | 138 | 230 | H | 4.27 | 0 | 1 | 1-954 ACSR AW | 0 | 0 | 0 | 0 | 0 | 0 | 0 | 0 | 0 | 0 | 0 | 0 | 0 | 0 | 0 | 0 | 0 | 0 | 0 | 0 | 0 | 0 | 0 | 12
NO |  | 56 | 2011 | 18 | 32 | 32 |  | CEDAR | RANCH | 138 | 138 | SP | 0.22 | 0 | 1 | 1-1431 ACSR AW | 0 | 0 | 0 | 0 | 0 | 0 | 0 | 0 | 0 | 0 | 0 | 0 | 0 | 0 | 0 | 0 | 0 | 0 | 0 | 0 | 0 | 0 | 0 | 12
NO |  | 56 | 2011 | 18 | 33 | 33 |  | CEDAR | RANCH | 138 | 138 | SP | 6.24 | 0 | 1 | 1-954 ACSR AW | 0 | 0 | 0 | 0 | 0 | 0 | 0 | 0 | 0 | 0 | 0 | 0 | 0 | 0 | 0 | 0 | 0 | 0 | 0 | 0 | 0 | 0 | 0 | 12
NO |  | 56 | 2011 | 18 | 34 | 34 |  | CEDAR | RANCH | 138 | 138 | SP | 5.63 | 0 | 1 | 1-954 ACSR AZ | 0 | 0 | 0 | 0 | 0 | 0 | 0 | 0 | 0 | 0 | 0 | 0 | 0 | 0 | 0 | 0 | 0 | 0 | 0 | 0 | 0 | 0 | 0 | 12
NO |  | 56 | 2011 | 18 | 35 | 35 |  | CEDAR | RANCH | 138 | 138 | SP | 0 | 0.97 | 2 | 1-954 ACSR AZ | 0 | 0 | 0 | 0 | 0 | 0 | 0 | 0 | 0 | 0 | 0 | 0 | 0 | 0 | 0 | 0 | 0 | 0 | 0 | 0 | 0 | 0 | 0 | 12
NO |  | 56 | 2011 | 19 | 1 | 1 |  | CHARLOTTE | CLEVELAND | 138 | 138 | H | 0.13 | 0 | 1 | 1-556.5 ACSR AZ | 0 | 0 | 0 | 0 | 0 | 0 | 0 | 0 | 0 | 0 | 0 | 0 | 0 | 0 | 0 | 0 | 0 | 0 | 0 | 0 | 0 | 0 | 0 | 12
NO |  | 56 | 2011 | 19 | 2 | 2 |  | CHARLOTTE | HARBOR | 138 | 138 | SP | 2.18 | 0 | 1 | 1-795 ACSR AZ | 0 | 0 | 0 | 0 | 0 | 0 | 0 | 0 | 0 | 0 | 0 | 0 | 0 | 0 | 0 | 0 | 0 | 0 | 0 | 0 | 0 | 0 | 0 | 12
NO |  | 56 | 2011 | 19 | 3 | 3 |  | CHARLOTTE | HARBOR | 138 | 138 | SP | 12.24 | 0 | 1 | 1-954 ACSR AW | 0 | 0 | 0 | 0 | 0 | 0 | 0 | 0 | 0 | 0 | 0 | 0 | 0 | 0 | 0 | 0 | 0 | 0 | 0 | 0 | 0 | 0 | 0 | 12
NO |  | 56 | 2011 | 19 | 4 | 4 |  | CHARLOTTE | HARBOR | 138 | 138 | SP | 0.07 | 0 | 1 | 1-954 ACSR AZ | 0 | 0 | 0 | 0 | 0 | 0 | 0 | 0 | 0 | 0 | 0 | 0 | 0 | 0 | 0 | 0 | 0 | 0 | 0 | 0 | 0 | 0 | 0 | 12
NO |  | 56 | 2011 | 19 | 5 | 5 |  | CHARLOTTE | PUNTA GORDA RADIAL | 138 | 138 | H | 2.72 | 0 | 1 | 1-954 ACSR AZ | 0 | 0 | 0 | 0 | 0 | 0 | 0 | 0 | 0 | 0 | 0 | 0 | 0 | 0 | 0 | 0 | 0 | 0 | 0 | 0 | 0 | 0 | 0 | 12
NO |  | 56 | 2011 | 19 | 6 | 6 |  | CHARLOTTE | PUNTA GORDA RADIAL | 138 | 138 | SP | 0.03 | 0 | 1 | 1-556.5 ACSR AZ | 0 | 0 | 0 | 0 | 0 | 0 | 0 | 0 | 0 | 0 | 0 | 0 | 0 | 0 | 0 | 0 | 0 | 0 | 0 | 0 | 0 | 0 | 0 | 12
NO |  | 56 | 2011 | 19 | 7 | 7 |  | CHARLOTTE | PUNTA GORDA RADIAL | 138 | 138 | SP | 6.37 | 0 | 1 | 1-954 ACSR AW | 0 | 0 | 0 | 0 | 0 | 0 | 0 | 0 | 0 | 0 | 0 | 0 | 0 | 0 | 0 | 0 | 0 | 0 | 0 | 0 | 0 | 0 | 0 | 12
NO |  | 56 | 2011 | 19 | 8 | 8 |  | CHARLOTTE | PUNTA GORDA RADIAL | 138 | 138 | SP | 2.12 | 0 | 1 | 1-954 ACSR AZ | 0 | 0 | 0 | 0 | 0 | 0 | 0 | 0 | 0 | 0 | 0 | 0 | 0 | 0 | 0 | 0 | 0 | 0 | 0 | 0 | 0 | 0 | 0 | 12
NO |  | 56 | 2011 | 19 | 9 | 9 |  | COAST | HARBOR | 138 | 138 | SP | 2.86 | 0 | 1 | 1-795 ACSR AW | 0 | 0 | 0 | 0 | 0 | 0 | 0 | 0 | 0 | 0 | 0 | 0 | 0 | 0 | 0 | 0 | 0 | 0 | 0 | 0 | 0 | 0 | 0 | 12
NO |  | 56 | 2011 | 19 | 10 | 10 |  | COAST | HARBOR | 138 | 138 | SP | 2.26 | 0 | 1 | 1-795 ACSR AZ | 0 | 0 | 0 | 0 | 0 | 0 | 0 | 0 | 0 | 0 | 0 | 0 | 0 | 0 | 0 | 0 | 0 | 0 | 0 | 0 | 0 | 0 | 0 | 12
NO |  | 56 | 2011 | 19 | 11 | 11 |  | COAST | HARBOR | 138 | 138 | SP | 0.61 | 0 | 1 | 1-954 ACSR AW | 0 | 0 | 0 | 0 | 0 | 0 | 0 | 0 | 0 | 0 | 0 | 0 | 0 | 0 | 0 | 0 | 0 | 0 | 0 | 0 | 0 | 0 | 0 | 12
NO |  | 56 | 2011 | 19 | 12 | 12 |  | COAST | MYAKKA | 138 | 138 | SP | 13.88 | 0 | 1 | 1-795 ACSR AZ | 0 | 0 | 0 | 0 | 0 | 0 | 0 | 0 | 0 | 0 | 0 | 0 | 0 | 0 | 0 | 0 | 0 | 0 | 0 | 0 | 0 | 0 | 0 | 12
NO |  | 56 | 2011 | 19 | 13 | 13 |  | COAST | MYAKKA | 138 | 138 | SP | 2.62 | 0 | 1 | 1-954 ACSR AW | 0 | 0 | 0 | 0 | 0 | 0 | 0 | 0 | 0 | 0 | 0 | 0 | 0 | 0 | 0 | 0 | 0 | 0 | 0 | 0 | 0 | 0 | 0 | 12
NO |  | 56 | 2011 | 19 | 14 | 14 |  | COAST | MYAKKA | 138 | 138 | SP | 0.46 | 0 | 1 | 1-954 ACSR AZ | 0 | 0 | 0 | 0 | 0 | 0 | 0 | 0 | 0 | 0 | 0 | 0 | 0 | 0 | 0 | 0 | 0 | 0 | 0 | 0 | 0 | 0 | 0 | 12
NO |  | 56 | 2011 | 19 | 15 | 15 |  | COAST | MYAKKA | 138 | 230 | SP | 0.12 | 0 | 2 | 1-954 ACSR AZ | 0 | 0 | 0 | 0 | 0 | 0 | 0 | 0 | 0 | 0 | 0 | 0 | 0 | 0 | 0 | 0 | 0 | 0 | 0 | 0 | 0 | 0 | 0 | 12
NO |  | 56 | 2011 | 19 | 16 | 16 |  | COCOA BEACH | PATRICK | 138 | 138 | H | 2.25 | 0 | 1 | 1-350 CU HT | 0 | 0 | 0 | 0 | 0 | 0 | 0 | 0 | 0 | 0 | 0 | 0 | 0 | 0 | 0 | 0 | 0 | 0 | 0 | 0 | 0 | 0 | 0 | 12
NO |  | 56 | 2011 | 19 | 17 | 17 |  | COCOA BEACH | PATRICK | 138 | 138 | SP | 1.84 | 0 | 1 | 1-350 CU HT | 0 | 0 | 0 | 0 | 0 | 0 | 0 | 0 | 0 | 0 | 0 | 0 | 0 | 0 | 0 | 0 | 0 | 0 | 0 | 0 | 0 | 0 | 0 | 12
NO |  | 56 | 2011 | 19 | 18 | 18 |  | COCOA BEACH | PATRICK | 138 | 138 | SP | 6.4 | 0 | 1 | 1-652.4 AAAC | 0 | 0 | 0 | 0 | 0 | 0 | 0 | 0 | 0 | 0 | 0 | 0 | 0 | 0 | 0 | 0 | 0 | 0 | 0 | 0 | 0 | 0 | 0 | 12
NO |  | 56 | 2011 | 19 | 19 | 19 |  | COCOA BEACH | PATRICK | 138 | 138 | UG | 0.96 | 0 | 1 | 1-1250 CU SD | 0 | 0 | 0 | 0 | 0 | 0 | 0 | 0 | 0 | 0 | 0 | 0 | 0 | 0 | 0 | 0 | 0 | 0 | 0 | 0 | 0 | 0 | 0 | 12
NO |  | 56 | 2011 | 19 | 20 | 20 |  | COCOA BEACH | SOUTH CAPE | 138 | 138 | SP | 0.02 | 0 | 1 | 1-600 CU HT | 0 | 0 | 0 | 0 | 0 | 0 | 0 | 0 | 0 | 0 | 0 | 0 | 0 | 0 | 0 | 0 | 0 | 0 | 0 | 0 | 0 | 0 | 0 | 12
NO |  | 56 | 2011 | 19 | 21 | 21 |  | COCOA BEACH | SOUTH CAPE | 138 | 138 | SP | 7.84 | 0 | 1 | 1-927.2 AAAC | 0 | 0 | 0 | 0 | 0 | 0 | 0 | 0 | 0 | 0 | 0 | 0 | 0 | 0 | 0 | 0 | 0 | 0 | 0 | 0 | 0 | 0 | 0 | 12
NO |  | 56 | 2011 | 19 | 22 | 22 |  | COCOA BEACH | SOUTH CAPE | 138 | 138 | SP | 0.01 | 0 | 1 | 1-954 ACSR AW | 0 | 0 | 0 | 0 | 0 | 0 | 0 | 0 | 0 | 0 | 0 | 0 | 0 | 0 | 0 | 0 | 0 | 0 | 0 | 0 | 0 | 0 | 0 | 12
NO |  | 56 | 2011 | 19 | 23 | 23 |  | COCOA BEACH | SOUTH CAPE | 138 | 138 | SP | 0.39 | 0 | 2 | 1-556.5 ACSR AW | 0 | 0 | 0 | 0 | 0 | 0 | 0 | 0 | 0 | 0 | 0 | 0 | 0 | 0 | 0 | 0 | 0 | 0 | 0 | 0 | 0 | 0 | 0 | 12
NO |  | 56 | 2011 | 19 | 24 | 24 |  | COCONUT GROVE | MIAMI | 138 | 138 | UG | 4.97 | 0 | 1 | 1-700 CU | 0 | 0 | 0 | 0 | 0 | 0 | 0 | 0 | 0 | 0 | 0 | 0 | 0 | 0 | 0 | 0 | 0 | 0 | 0 | 0 | 0 | 0 | 0 | 12
NO |  | 56 | 2011 | 19 | 25 | 25 |  | COCONUT GROVE | RIVERSIDE | 138 | 138 | SP | 6.06 | 0 | 1 | 1-795 ACSR AZ | 0 | 0 | 0 | 0 | 0 | 0 | 0 | 0 | 0 | 0 | 0 | 0 | 0 | 0 | 0 | 0 | 0 | 0 | 0 | 0 | 0 | 0 | 0 | 12
NO |  | 56 | 2011 | 19 | 26 | 26 |  | COCONUT GROVE | RIVERSIDE | 138 | 138 | SP | 0.01 | 0 | 1 | 1-954 ACSR AZ | 0 | 0 | 0 | 0 | 0 | 0 | 0 | 0 | 0 | 0 | 0 | 0 | 0 | 0 | 0 | 0 | 0 | 0 | 0 | 0 | 0 | 0 | 0 | 12
NO |  | 56 | 2011 | 19 | 27 | 27 |  | COCONUT GROVE | RIVERSIDE | 138 | 138 | SP | 0.04 | 0.05 | 2 | 1-795 ACSR AZ | 0 | 0 | 0 | 0 | 0 | 0 | 0 | 0 | 0 | 0 | 0 | 0 | 0 | 0 | 0 | 0 | 0 | 0 | 0 | 0 | 0 | 0 | 0 | 12
NO |  | 56 | 2011 | 19 | 28 | 28 |  | COCONUT GROVE | SOUTH MIAMI | 138 | 138 | SP | 0 | 0 | 1 | 1-954 ACSR AW | 0 | 0 | 0 | 0 | 0 | 0 | 0 | 0 | 0 | 0 | 0 | 0 | 0 | 0 | 0 | 0 | 0 | 0 | 0 | 0 | 0 | 0 | 0 | 12
NO |  | 56 | 2011 | 19 | 29 | 29 |  | COCONUT GROVE | SOUTH MIAMI | 138 | 138 | SP | 3.02 | 0 | 1 | 1-954 ACSR AZ | 0 | 0 | 0 | 0 | 0 | 0 | 0 | 0 | 0 | 0 | 0 | 0 | 0 | 0 | 0 | 0 | 0 | 0 | 0 | 0 | 0 | 0 | 0 | 12
NO |  | 56 | 2011 | 19 | 30 | 30 |  | COLLIER | ALLIGATOR | 138 | 138 | SP | 0.26 | 0 | 1 | 1-556.5 ACSR AW | 0 | 0 | 0 | 0 | 0 | 0 | 0 | 0 | 0 | 0 | 0 | 0 | 0 | 0 | 0 | 0 | 0 | 0 | 0 | 0 | 0 | 0 | 0 | 12
NO |  | 56 | 2011 | 19 | 31 | 31 |  | COLLIER | ALLIGATOR | 138 | 138 | SP | 0.04 | 0 | 1 | 1-795 ACSR AZ | 0 | 0 | 0 | 0 | 0 | 0 | 0 | 0 | 0 | 0 | 0 | 0 | 0 | 0 | 0 | 0 | 0 | 0 | 0 | 0 | 0 | 0 | 0 | 12
NO |  | 56 | 2011 | 19 | 32 | 32 |  | COLLIER | ALLIGATOR | 138 | 138 | SP | 1.76 | 1.07 | 2 | 1-556.5 ACSR AW | 0 | 0 | 0 | 0 | 0 | 0 | 0 | 0 | 0 | 0 | 0 | 0 | 0 | 0 | 0 | 0 | 0 | 0 | 0 | 0 | 0 | 0 | 0 | 12
NO |  | 56 | 2011 | 19 | 33 | 33 |  | COLLIER | BELLE MEADE (LEC) | 138 | 138 | H | 2.83 | 0 | 1 | 1-795 ACSR AZ | 0 | 0 | 0 | 0 | 0 | 0 | 0 | 0 | 0 | 0 | 0 | 0 | 0 | 0 | 0 | 0 | 0 | 0 | 0 | 0 | 0 | 0 | 0 | 12
NO |  | 56 | 2011 | 19 | 34 | 34 |  | COLLIER | BELLE MEADE (LEC) | 138 | 138 | SP | 0.24 | 0 | 1 | 1-795 ACSR AZ | 0 | 0 | 0 | 0 | 0 | 0 | 0 | 0 | 0 | 0 | 0 | 0 | 0 | 0 | 0 | 0 | 0 | 0 | 0 | 0 | 0 | 0 | 0 | 12
NO |  | 56 | 2011 | 19 | 35 | 35 |  | COLLIER | BELLE MEADE (LEC) | 138 | 138 | H | 0.37 | 0 | 2 | 1-795 ACSR AZ | 0 | 0 | 0 | 0 | 0 | 0 | 0 | 0 | 0 | 0 | 0 | 0 | 0 | 0 | 0 | 0 | 0 | 0 | 0 | 0 | 0 | 0 | 0 | 12
NO |  | 56 | 2011 | 20 | 1 | 1 |  | COLLIER | BELLE MEADE (LEC) | 138 | 138 | SP | 8.3 | 0 | 2 | 1-795 ACSR AZ | 0 | 0 | 0 | 0 | 0 | 0 | 0 | 0 | 0 | 0 | 0 | 0 | 0 | 0 | 0 | 0 | 0 | 0 | 0 | 0 | 0 | 0 | 0 | 12
NO |  | 56 | 2011 | 20 | 2 | 2 |  | COLLIER | NAPLES | 138 | 138 | H | 0.11 | 0 | 1 | 1-954 ACSR AZ | 0 | 0 | 0 | 0 | 0 | 0 | 0 | 0 | 0 | 0 | 0 | 0 | 0 | 0 | 0 | 0 | 0 | 0 | 0 | 0 | 0 | 0 | 0 | 12
NO |  | 56 | 2011 | 20 | 3 | 3 |  | COLLIER | NAPLES | 138 | 138 | SP | 2.26 | 0 | 1 | 1-954 ACSR AZ | 0 | 0 | 0 | 0 | 0 | 0 | 0 | 0 | 0 | 0 | 0 | 0 | 0 | 0 | 0 | 0 | 0 | 0 | 0 | 0 | 0 | 0 | 0 | 12
NO |  | 56 | 2011 | 20 | 4 | 4 |  | COLLIER | NAPLES | 138 | 138 | SP | 0 | 1.65 | 2 | 1-954 ACSR AZ | 0 | 0 | 0 | 0 | 0 | 0 | 0 | 0 | 0 | 0 | 0 | 0 | 0 | 0 | 0 | 0 | 0 | 0 | 0 | 0 | 0 | 0 | 0 | 12
NO |  | 56 | 2011 | 20 | 5 | 5 |  | COLLIER | RATTLESNAKE | 138 | 230 | H | 0.43 | 0 | 1 | 1-954 ACSR AZ | 0 | 0 | 0 | 0 | 0 | 0 | 0 | 0 | 0 | 0 | 0 | 0 | 0 | 0 | 0 | 0 | 0 | 0 | 0 | 0 | 0 | 0 | 0 | 12
NO |  | 56 | 2011 | 20 | 6 | 6 |  | COLLIER | RATTLESNAKE | 138 | 138 | SP | 0.31 | 0 | 1 | 1-1431 ACSR AW | 0 | 0 | 0 | 0 | 0 | 0 | 0 | 0 | 0 | 0 | 0 | 0 | 0 | 0 | 0 | 0 | 0 | 0 | 0 | 0 | 0 | 0 | 0 | 12
NO |  | 56 | 2011 | 20 | 7 | 7 |  | COLLIER | RATTLESNAKE | 138 | 230 | SP | 0.34 | 0 | 1 | 1-1431 ACSR AZ | 0 | 0 | 0 | 0 | 0 | 0 | 0 | 0 | 0 | 0 | 0 | 0 | 0 | 0 | 0 | 0 | 0 | 0 | 0 | 0 | 0 | 0 | 0 | 12
NO |  | 56 | 2011 | 20 | 8 | 8 |  | COLLIER | RATTLESNAKE | 138 | 138 | SP | 1.92 | 0 | 1 | 1-954 ACSR AW | 0 | 0 | 0 | 0 | 0 | 0 | 0 | 0 | 0 | 0 | 0 | 0 | 0 | 0 | 0 | 0 | 0 | 0 | 0 | 0 | 0 | 0 | 0 | 12
NO |  | 56 | 2011 | 20 | 9 | 9 |  | COLLIER | RATTLESNAKE | 138 | 138 | SP | 2.85 | 0 | 1 | 1-954 ACSR AZ | 0 | 0 | 0 | 0 | 0 | 0 | 0 | 0 | 0 | 0 | 0 | 0 | 0 | 0 | 0 | 0 | 0 | 0 | 0 | 0 | 0 | 0 | 0 | 12
NO |  | 56 | 2011 | 20 | 10 | 10 |  | COLLIER | RATTLESNAKE | 138 | 230 | SP | 13.42 | 0 | 1 | 1-954 ACSR AZ | 0 | 0 | 0 | 0 | 0 | 0 | 0 | 0 | 0 | 0 | 0 | 0 | 0 | 0 | 0 | 0 | 0 | 0 | 0 | 0 | 0 | 0 | 0 | 12
NO |  | 56 | 2011 | 20 | 11 | 11 |  | COLLIER | RATTLESNAKE | 138 | 138 | SP | 0.04 | 0.06 | 2 | 1-954 ACSR AW | 0 | 0 | 0 | 0 | 0 | 0 | 0 | 0 | 0 | 0 | 0 | 0 | 0 | 0 | 0 | 0 | 0 | 0 | 0 | 0 | 0 | 0 | 0 | 12
NO |  | 56 | 2011 | 20 | 12 | 12 |  | COLLIER | TERRY | 138 | 138 | H | 10.81 | 0 | 1 | 1-954 ACSR AW | 0 | 0 | 0 | 0 | 0 | 0 | 0 | 0 | 0 | 0 | 0 | 0 | 0 | 0 | 0 | 0 | 0 | 0 | 0 | 0 | 0 | 0 | 0 | 12
NO |  | 56 | 2011 | 20 | 13 | 13 |  | COLLIER | TERRY | 138 | 138 | SP | 1.07 | 0 | 1 | 1-336.4 ACSR AZ | 0 | 0 | 0 | 0 | 0 | 0 | 0 | 0 | 0 | 0 | 0 | 0 | 0 | 0 | 0 | 0 | 0 | 0 | 0 | 0 | 0 | 0 | 0 | 12
NO |  | 56 | 2011 | 20 | 14 | 14 |  | COLLIER | TERRY | 138 | 138 | SP | 2.98 | 0 | 1 | 1-795 ACSR AZ | 0 | 0 | 0 | 0 | 0 | 0 | 0 | 0 | 0 | 0 | 0 | 0 | 0 | 0 | 0 | 0 | 0 | 0 | 0 | 0 | 0 | 0 | 0 | 12
NO |  | 56 | 2011 | 20 | 15 | 15 |  | COLLIER | TERRY | 138 | 138 | SP | 1.7 | 0 | 1 | 1-954 ACSR AW | 0 | 0 | 0 | 0 | 0 | 0 | 0 | 0 | 0 | 0 | 0 | 0 | 0 | 0 | 0 | 0 | 0 | 0 | 0 | 0 | 0 | 0 | 0 | 12
NO |  | 56 | 2011 | 20 | 16 | 16 |  | COLLIER | TERRY | 138 | 138 | SP | 0.18 | 0 | 1 | 1-954 ACSR AZ | 0 | 0 | 0 | 0 | 0 | 0 | 0 | 0 | 0 | 0 | 0 | 0 | 0 | 0 | 0 | 0 | 0 | 0 | 0 | 0 | 0 | 0 | 0 | 12
NO |  | 56 | 2011 | 20 | 17 | 17 |  | COLLIER | TERRY | 138 | 138 | SP | 2.36 | 0 | 2 | 1-954 ACSR AW | 0 | 0 | 0 | 0 | 0 | 0 | 0 | 0 | 0 | 0 | 0 | 0 | 0 | 0 | 0 | 0 | 0 | 0 | 0 | 0 | 0 | 0 | 0 | 12
NO |  | 56 | 2011 | 20 | 18 | 18 |  | CORTEZ | JOHNSON | 138 | 230 | H | 0.05 | 0 | 1 | 1-1691 AAAC | 0 | 0 | 0 | 0 | 0 | 0 | 0 | 0 | 0 | 0 | 0 | 0 | 0 | 0 | 0 | 0 | 0 | 0 | 0 | 0 | 0 | 0 | 0 | 12
NO |  | 56 | 2011 | 20 | 19 | 19 |  | CORTEZ | JOHNSON | 138 | 138 | SP | 8.57 | 0 | 1 | 1-954 ACSR AZ | 0 | 0 | 0 | 0 | 0 | 0 | 0 | 0 | 0 | 0 | 0 | 0 | 0 | 0 | 0 | 0 | 0 | 0 | 0 | 0 | 0 | 0 | 0 | 12
NO |  | 56 | 2011 | 20 | 20 | 20 |  | CORTEZ | WOODS | 138 | 138 | SP | 6.73 | 0 | 1 | 1-795 ACSR AZ | 0 | 0 | 0 | 0 | 0 | 0 | 0 | 0 | 0 | 0 | 0 | 0 | 0 | 0 | 0 | 0 | 0 | 0 | 0 | 0 | 0 | 0 | 0 | 12
NO |  | 56 | 2011 | 20 | 21 | 21 |  | CORTEZ | WOODS | 138 | 138 | SP | 0.5 | 0 | 1 | 1-954 ACSR AW | 0 | 0 | 0 | 0 | 0 | 0 | 0 | 0 | 0 | 0 | 0 | 0 | 0 | 0 | 0 | 0 | 0 | 0 | 0 | 0 | 0 | 0 | 0 | 12
NO |  | 56 | 2011 | 20 | 22 | 22 |  | CORTEZ | WOODS | 138 | 138 | SP | 1.15 | 0 | 2 | 1-954 ACSR AW | 0 | 0 | 0 | 0 | 0 | 0 | 0 | 0 | 0 | 0 | 0 | 0 | 0 | 0 | 0 | 0 | 0 | 0 | 0 | 0 | 0 | 0 | 0 | 12
NO |  | 56 | 2011 | 20 | 23 | 23 |  | COURT | CUTLER | 138 | 230 | H | 0.29 | 0 | 1 | 1-1431 ACSR AZ | 0 | 0 | 0 | 0 | 0 | 0 | 0 | 0 | 0 | 0 | 0 | 0 | 0 | 0 | 0 | 0 | 0 | 0 | 0 | 0 | 0 | 0 | 0 | 12
NO |  | 56 | 2011 | 20 | 24 | 24 |  | COURT | CUTLER | 138 | 138 | H | 3.62 | 0 | 1 | 1-350 CU HT | 0 | 0 | 0 | 0 | 0 | 0 | 0 | 0 | 0 | 0 | 0 | 0 | 0 | 0 | 0 | 0 | 0 | 0 | 0 | 0 | 0 | 0 | 0 | 12
NO |  | 56 | 2011 | 20 | 25 | 25 |  | COURT | CUTLER | 138 | 138 | H | 0.26 | 0 | 1 | 1-556.5 ACSR AZ | 0 | 0 | 0 | 0 | 0 | 0 | 0 | 0 | 0 | 0 | 0 | 0 | 0 | 0 | 0 | 0 | 0 | 0 | 0 | 0 | 0 | 0 | 0 | 12
NO |  | 56 | 2011 | 20 | 26 | 26 |  | COURT | CUTLER | 138 | 138 | SP | 0.08 | 0 | 1 | 1-1431 ACSR AZ | 0 | 0 | 0 | 0 | 0 | 0 | 0 | 0 | 0 | 0 | 0 | 0 | 0 | 0 | 0 | 0 | 0 | 0 | 0 | 0 | 0 | 0 | 0 | 12
NO |  | 56 | 2011 | 20 | 27 | 27 |  | COURT | CUTLER | 138 | 138 | SP | 0.04 | 0 | 1 | 1-350 CU HT | 0 | 0 | 0 | 0 | 0 | 0 | 0 | 0 | 0 | 0 | 0 | 0 | 0 | 0 | 0 | 0 | 0 | 0 | 0 | 0 | 0 | 0 | 0 | 12
NO |  | 56 | 2011 | 20 | 28 | 28 |  | COURT | CUTLER | 138 | 230 | H | 1.91 | 0.84 | 2 | 1-1431 ACSR AZ | 0 | 0 | 0 | 0 | 0 | 0 | 0 | 0 | 0 | 0 | 0 | 0 | 0 | 0 | 0 | 0 | 0 | 0 | 0 | 0 | 0 | 0 | 0 | 12
NO |  | 56 | 2011 | 20 | 29 | 29 |  | COURT | DAVIS | 138 | 138 | H | 0.03 | 0 | 1 | 1-1431 ACSR AZ | 0 | 0 | 0 | 0 | 0 | 0 | 0 | 0 | 0 | 0 | 0 | 0 | 0 | 0 | 0 | 0 | 0 | 0 | 0 | 0 | 0 | 0 | 0 | 12
NO |  | 56 | 2011 | 20 | 30 | 30 |  | CUTLER | DAVIS 2 | 138 | 230 | H | 0.33 | 0 | 1 | 1-1431 ACSR AZ | 0 | 0 | 0 | 0 | 0 | 0 | 0 | 0 | 0 | 0 | 0 | 0 | 0 | 0 | 0 | 0 | 0 | 0 | 0 | 0 | 0 | 0 | 0 | 12
NO |  | 56 | 2011 | 20 | 31 | 31 |  | CUTLER | DAVIS 2 | 138 | 138 | H | 3.69 | 0 | 1 | 1-350 CU HT | 0 | 0 | 0 | 0 | 0 | 0 | 0 | 0 | 0 | 0 | 0 | 0 | 0 | 0 | 0 | 0 | 0 | 0 | 0 | 0 | 0 | 0 | 0 | 12
NO |  | 56 | 2011 | 20 | 32 | 32 |  | CUTLER | DAVIS 2 | 138 | 138 | H | 0.23 | 0 | 1 | 1-556.5 ACSR AZ | 0 | 0 | 0 | 0 | 0 | 0 | 0 | 0 | 0 | 0 | 0 | 0 | 0 | 0 | 0 | 0 | 0 | 0 | 0 | 0 | 0 | 0 | 0 | 12
NO |  | 56 | 2011 | 20 | 33 | 33 |  | CUTLER | DAVIS 2 | 138 | 230 | H | 2.76 | 0 | 2 | 1-1431 ACSR AZ | 0 | 0 | 0 | 0 | 0 | 0 | 0 | 0 | 0 | 0 | 0 | 0 | 0 | 0 | 0 | 0 | 0 | 0 | 0 | 0 | 0 | 0 | 0 | 12
NO |  | 56 | 2011 | 20 | 34 | 34 |  | CUTLER | DAVIS 4 | 138 | 138 | SP | 0.35 | 0 | 1 | 1-600 CU HT | 0 | 0 | 0 | 0 | 0 | 0 | 0 | 0 | 0 | 0 | 0 | 0 | 0 | 0 | 0 | 0 | 0 | 0 | 0 | 0 | 0 | 0 | 0 | 12
NO |  | 56 | 2011 | 20 | 35 | 35 |  | CUTLER | DAVIS 4 | 138 | 138 | SP | 4.41 | 0 | 1 | 1-795 AAC | 0 | 0 | 0 | 0 | 0 | 0 | 0 | 0 | 0 | 0 | 0 | 0 | 0 | 0 | 0 | 0 | 0 | 0 | 0 | 0 | 0 | 0 | 0 | 12
NO |  | 56 | 2011 | 21 | 1 | 1 |  | CUTLER | DAVIS 4 | 138 | 138 | SP | 0.16 | 0 | 1 | 1-954 ACSR AW | 0 | 0 | 0 | 0 | 0 | 0 | 0 | 0 | 0 | 0 | 0 | 0 | 0 | 0 | 0 | 0 | 0 | 0 | 0 | 0 | 0 | 0 | 0 | 12
NO |  | 56 | 2011 | 21 | 2 | 2 |  | CUTLER | DAVIS 4 | 138 | 138 | SP | 2.12 | 0 | 1 | 1-954 ACSR AZ | 0 | 0 | 0 | 0 | 0 | 0 | 0 | 0 | 0 | 0 | 0 | 0 | 0 | 0 | 0 | 0 | 0 | 0 | 0 | 0 | 0 | 0 | 0 | 12
NO |  | 56 | 2011 | 21 | 3 | 3 |  | CUTLER | DAVIS 4 | 138 | 138 | H | 0 | 0.17 | 2 | 1-600 CU HT | 0 | 0 | 0 | 0 | 0 | 0 | 0 | 0 | 0 | 0 | 0 | 0 | 0 | 0 | 0 | 0 | 0 | 0 | 0 | 0 | 0 | 0 | 0 | 12
NO |  | 56 | 2011 | 21 | 4 | 4 |  | CUTLER | DAVIS 4 | 138 | 230 | H | 0.3 | 0.79 | 2 | 1-954 ACSR AZ | 0 | 0 | 0 | 0 | 0 | 0 | 0 | 0 | 0 | 0 | 0 | 0 | 0 | 0 | 0 | 0 | 0 | 0 | 0 | 0 | 0 | 0 | 0 | 12
NO |  | 56 | 2011 | 21 | 5 | 5 |  | CUTLER | GALLOWAY | 138 | 138 | SP | 0.01 | 0 | 1 | 1-350 CU HT | 0 | 0 | 0 | 0 | 0 | 0 | 0 | 0 | 0 | 0 | 0 | 0 | 0 | 0 | 0 | 0 | 0 | 0 | 0 | 0 | 0 | 0 | 0 | 12
NO |  | 56 | 2011 | 21 | 6 | 6 |  | CUTLER | GALLOWAY | 138 | 138 | SP | 0.29 | 0 | 1 | 1-600 CU HT | 0 | 0 | 0 | 0 | 0 | 0 | 0 | 0 | 0 | 0 | 0 | 0 | 0 | 0 | 0 | 0 | 0 | 0 | 0 | 0 | 0 | 0 | 0 | 12
NO |  | 56 | 2011 | 21 | 7 | 7 |  | CUTLER | GALLOWAY | 138 | 138 | SP | 6.97 | 0 | 1 | 1-954 ACSR AZ | 0 | 0 | 0 | 0 | 0 | 0 | 0 | 0 | 0 | 0 | 0 | 0 | 0 | 0 | 0 | 0 | 0 | 0 | 0 | 0 | 0 | 0 | 0 | 12
NO |  | 56 | 2011 | 21 | 8 | 8 |  | CUTLER | GALLOWAY | 138 | 138 | H | 0.17 | 0 | 2 | 1-600 CU HT | 0 | 0 | 0 | 0 | 0 | 0 | 0 | 0 | 0 | 0 | 0 | 0 | 0 | 0 | 0 | 0 | 0 | 0 | 0 | 0 | 0 | 0 | 0 | 12
NO |  | 56 | 2011 | 21 | 9 | 9 |  | CUTLER | GALLOWAY | 138 | 138 | SP | 1.56 | 0 | 2 | 1-954 ACSR AZ | 0 | 0 | 0 | 0 | 0 | 0 | 0 | 0 | 0 | 0 | 0 | 0 | 0 | 0 | 0 | 0 | 0 | 0 | 0 | 0 | 0 | 0 | 0 | 12
NO |  | 56 | 2011 | 21 | 10 | 10 |  | CUTLER | SOUTH MIAMI | 138 | 138 | SP | 7.43 | 0 | 1 | 1-954 ACSR AZ | 0 | 0 | 0 | 0 | 0 | 0 | 0 | 0 | 0 | 0 | 0 | 0 | 0 | 0 | 0 | 0 | 0 | 0 | 0 | 0 | 0 | 0 | 0 | 12
NO |  | 56 | 2011 | 21 | 11 | 11 |  | CUTLER | SOUTH MIAMI | 138 | 138 | UG | 0.78 | 0 | 1 | 1-2000 CU SD | 0 | 0 | 0 | 0 | 0 | 0 | 0 | 0 | 0 | 0 | 0 | 0 | 0 | 0 | 0 | 0 | 0 | 0 | 0 | 0 | 0 | 0 | 0 | 12
NO |  | 56 | 2011 | 21 | 12 | 12 |  | DADE | FLAGAMI | 138 | 138 | H | 0.51 | 0 | 1 | 1-954 ACSR AZ | 0 | 0 | 0 | 0 | 0 | 0 | 0 | 0 | 0 | 0 | 0 | 0 | 0 | 0 | 0 | 0 | 0 | 0 | 0 | 0 | 0 | 0 | 0 | 12
NO |  | 56 | 2011 | 21 | 13 | 13 |  | DADE | FLAGAMI | 138 | 138 | SP | 2.77 | 0 | 1 | 1-795 ACSR AZ | 0 | 0 | 0 | 0 | 0 | 0 | 0 | 0 | 0 | 0 | 0 | 0 | 0 | 0 | 0 | 0 | 0 | 0 | 0 | 0 | 0 | 0 | 0 | 12
NO |  | 56 | 2011 | 21 | 14 | 14 |  | DADE | FLAGAMI | 138 | 138 | SP | 0.46 | 0 | 1 | 1-954 ACSR AW | 0 | 0 | 0 | 0 | 0 | 0 | 0 | 0 | 0 | 0 | 0 | 0 | 0 | 0 | 0 | 0 | 0 | 0 | 0 | 0 | 0 | 0 | 0 | 12
NO |  | 56 | 2011 | 21 | 15 | 15 |  | DADE | FLAGAMI | 138 | 138 | SP | 2.85 | 0 | 1 | 1-954 ACSR AZ | 0 | 0 | 0 | 0 | 0 | 0 | 0 | 0 | 0 | 0 | 0 | 0 | 0 | 0 | 0 | 0 | 0 | 0 | 0 | 0 | 0 | 0 | 0 | 12
NO |  | 56 | 2011 | 21 | 16 | 16 |  | DADE | FLAGAMI | 138 | 138 | UG | 0.38 | 0 | 1 | 1-2000 CU SD | 0 | 0 | 0 | 0 | 0 | 0 | 0 | 0 | 0 | 0 | 0 | 0 | 0 | 0 | 0 | 0 | 0 | 0 | 0 | 0 | 0 | 0 | 0 | 12
NO |  | 56 | 2011 | 21 | 17 | 17 |  | DADE | FLAGAMI | 138 | 138 | SP | 0.23 | 0 | 2 | 1-954 ACSR AW | 0 | 0 | 0 | 0 | 0 | 0 | 0 | 0 | 0 | 0 | 0 | 0 | 0 | 0 | 0 | 0 | 0 | 0 | 0 | 0 | 0 | 0 | 0 | 12
NO |  | 56 | 2011 | 21 | 18 | 18 |  | DADE | GRATIGNY 1 | 138 | 138 | H | 3.06 | 0 | 1 | 1-795 ACSR AZ | 0 | 0 | 0 | 0 | 0 | 0 | 0 | 0 | 0 | 0 | 0 | 0 | 0 | 0 | 0 | 0 | 0 | 0 | 0 | 0 | 0 | 0 | 0 | 12
NO |  | 56 | 2011 | 21 | 19 | 19 |  | DADE | GRATIGNY 1 | 138 | 230 | SP | 0.34 | 0 | 1 | 1-1431 ACSR AZ | 0 | 0 | 0 | 0 | 0 | 0 | 0 | 0 | 0 | 0 | 0 | 0 | 0 | 0 | 0 | 0 | 0 | 0 | 0 | 0 | 0 | 0 | 0 | 12
NO |  | 56 | 2011 | 21 | 20 | 20 |  | DADE | GRATIGNY 1 | 138 | 138 | SP | 0.03 | 0 | 1 | 1-795 ACSR AZ | 0 | 0 | 0 | 0 | 0 | 0 | 0 | 0 | 0 | 0 | 0 | 0 | 0 | 0 | 0 | 0 | 0 | 0 | 0 | 0 | 0 | 0 | 0 | 12
NO |  | 56 | 2011 | 21 | 21 | 21 |  | DADE | GRATIGNY 1 | 138 | 230 | SP | 0.06 | 0 | 1 | 1-795 ACSR AZ | 0 | 0 | 0 | 0 | 0 | 0 | 0 | 0 | 0 | 0 | 0 | 0 | 0 | 0 | 0 | 0 | 0 | 0 | 0 | 0 | 0 | 0 | 0 | 12
NO |  | 56 | 2011 | 21 | 22 | 22 |  | DADE | GRATIGNY 1 | 138 | 230 | H | 0 | 0.44 | 2 | 1-1431 ACSR AZ | 0 | 0 | 0 | 0 | 0 | 0 | 0 | 0 | 0 | 0 | 0 | 0 | 0 | 0 | 0 | 0 | 0 | 0 | 0 | 0 | 0 | 0 | 0 | 12
NO |  | 56 | 2011 | 21 | 23 | 23 |  | DADE | GRATIGNY 2 | 138 | 230 | SP | 0.63 | 0 | 1 | 1-1431 ACSR AZ | 0 | 0 | 0 | 0 | 0 | 0 | 0 | 0 | 0 | 0 | 0 | 0 | 0 | 0 | 0 | 0 | 0 | 0 | 0 | 0 | 0 | 0 | 0 | 12
NO |  | 56 | 2011 | 21 | 24 | 24 |  | DADE | GRATIGNY 2 | 138 | 138 | SP | 3.05 | 0 | 1 | 1-600 CU HT | 0 | 0 | 0 | 0 | 0 | 0 | 0 | 0 | 0 | 0 | 0 | 0 | 0 | 0 | 0 | 0 | 0 | 0 | 0 | 0 | 0 | 0 | 0 | 12
NO |  | 56 | 2011 | 21 | 25 | 25 |  | DADE | GRATIGNY 2 | 138 | 138 | SP | 1.12 | 0 | 1 | 1-795 AAC | 0 | 0 | 0 | 0 | 0 | 0 | 0 | 0 | 0 | 0 | 0 | 0 | 0 | 0 | 0 | 0 | 0 | 0 | 0 | 0 | 0 | 0 | 0 | 12
NO |  | 56 | 2011 | 21 | 26 | 26 |  | DADE | GRATIGNY 2 | 138 | 138 | SP | 0.16 | 0 | 1 | 1-795 ACSR AZ | 0 | 0 | 0 | 0 | 0 | 0 | 0 | 0 | 0 | 0 | 0 | 0 | 0 | 0 | 0 | 0 | 0 | 0 | 0 | 0 | 0 | 0 | 0 | 12
NO |  | 56 | 2011 | 21 | 27 | 27 |  | DADE | GRATIGNY 2 | 138 | 138 | SP | 7.02 | 0 | 1 | 1-954 ACSR AZ | 0 | 0 | 0 | 0 | 0 | 0 | 0 | 0 | 0 | 0 | 0 | 0 | 0 | 0 | 0 | 0 | 0 | 0 | 0 | 0 | 0 | 0 | 0 | 12
NO |  | 56 | 2011 | 21 | 28 | 28 |  | DADE | GRATIGNY 2 | 138 | 230 | H | 0 | 0.44 | 2 | 1-1431 ACSR AZ | 0 | 0 | 0 | 0 | 0 | 0 | 0 | 0 | 0 | 0 | 0 | 0 | 0 | 0 | 0 | 0 | 0 | 0 | 0 | 0 | 0 | 0 | 0 | 12
NO |  | 56 | 2011 | 21 | 29 | 29 |  | DADE | GRATIGNY 2 | 138 | 138 | SP | 0.26 | 0.26 | 2 | 1-954 ACSR AZ | 0 | 0 | 0 | 0 | 0 | 0 | 0 | 0 | 0 | 0 | 0 | 0 | 0 | 0 | 0 | 0 | 0 | 0 | 0 | 0 | 0 | 0 | 0 | 12
NO |  | 56 | 2011 | 21 | 30 | 30 |  | DADE | LITTLE RIVER 2 | 138 | 138 | H | 0.05 | 0 | 1 | 1-1431 ACSR AZ | 0 | 0 | 0 | 0 | 0 | 0 | 0 | 0 | 0 | 0 | 0 | 0 | 0 | 0 | 0 | 0 | 0 | 0 | 0 | 0 | 0 | 0 | 0 | 12
NO |  | 56 | 2011 | 21 | 31 | 31 |  | DADE | LITTLE RIVER 2 | 138 | 138 | H | 0.24 | 0 | 1 | 1-600 CU HT | 0 | 0 | 0 | 0 | 0 | 0 | 0 | 0 | 0 | 0 | 0 | 0 | 0 | 0 | 0 | 0 | 0 | 0 | 0 | 0 | 0 | 0 | 0 | 12
NO |  | 56 | 2011 | 21 | 32 | 32 |  | DADE | LITTLE RIVER 2 | 138 | 138 | SP | 0.67 | 0 | 1 | 1-266 CU HD | 0 | 0 | 0 | 0 | 0 | 0 | 0 | 0 | 0 | 0 | 0 | 0 | 0 | 0 | 0 | 0 | 0 | 0 | 0 | 0 | 0 | 0 | 0 | 12
NO |  | 56 | 2011 | 21 | 33 | 33 |  | DADE | LITTLE RIVER 2 | 138 | 138 | SP | 0.1 | 0 | 1 | 1-336.4 ACSR AZ | 0 | 0 | 0 | 0 | 0 | 0 | 0 | 0 | 0 | 0 | 0 | 0 | 0 | 0 | 0 | 0 | 0 | 0 | 0 | 0 | 0 | 0 | 0 | 12
NO |  | 56 | 2011 | 21 | 34 | 34 |  | DADE | LITTLE RIVER 2 | 138 | 138 | SP | 0.01 | 0 | 1 | 1-350 CU HT | 0 | 0 | 0 | 0 | 0 | 0 | 0 | 0 | 0 | 0 | 0 | 0 | 0 | 0 | 0 | 0 | 0 | 0 | 0 | 0 | 0 | 0 | 0 | 12
NO |  | 56 | 2011 | 21 | 35 | 35 |  | DADE | LITTLE RIVER 2 | 138 | 138 | SP | 0.52 | 0 | 1 | 1-4/0 CU HD | 0 | 0 | 0 | 0 | 0 | 0 | 0 | 0 | 0 | 0 | 0 | 0 | 0 | 0 | 0 | 0 | 0 | 0 | 0 | 0 | 0 | 0 | 0 | 12
NO |  | 56 | 2011 | 22 | 1 | 1 |  | DADE | LITTLE RIVER 2 | 138 | 138 | SP | 4.84 | 0 | 1 | 1-600 CU HT | 0 | 0 | 0 | 0 | 0 | 0 | 0 | 0 | 0 | 0 | 0 | 0 | 0 | 0 | 0 | 0 | 0 | 0 | 0 | 0 | 0 | 0 | 0 | 12
NO |  | 56 | 2011 | 22 | 2 | 2 |  | DADE | LITTLE RIVER 2 | 138 | 138 | SP | 0.94 | 0 | 1 | 1-795 AAC | 0 | 0 | 0 | 0 | 0 | 0 | 0 | 0 | 0 | 0 | 0 | 0 | 0 | 0 | 0 | 0 | 0 | 0 | 0 | 0 | 0 | 0 | 0 | 12
NO |  | 56 | 2011 | 22 | 3 | 3 |  | DADE | LITTLE RIVER 2 | 138 | 138 | SP | 0.05 | 0 | 1 | 1-795 ACSR AW | 0 | 0 | 0 | 0 | 0 | 0 | 0 | 0 | 0 | 0 | 0 | 0 | 0 | 0 | 0 | 0 | 0 | 0 | 0 | 0 | 0 | 0 | 0 | 12
NO |  | 56 | 2011 | 22 | 4 | 4 |  | DADE | LITTLE RIVER 2 | 138 | 138 | SP | 2.73 | 0 | 1 | 1-795 ACSR AZ | 0 | 0 | 0 | 0 | 0 | 0 | 0 | 0 | 0 | 0 | 0 | 0 | 0 | 0 | 0 | 0 | 0 | 0 | 0 | 0 | 0 | 0 | 0 | 12
NO |  | 56 | 2011 | 22 | 5 | 5 |  | DADE | LITTLE RIVER 2 | 138 | 138 | SP | 0.14 | 0 | 1 | 1-954 ACSR AZ | 0 | 0 | 0 | 0 | 0 | 0 | 0 | 0 | 0 | 0 | 0 | 0 | 0 | 0 | 0 | 0 | 0 | 0 | 0 | 0 | 0 | 0 | 0 | 12
NO |  | 56 | 2011 | 22 | 6 | 6 |  | DADE | LITTLE RIVER 2 | 138 | 138 | SP | 0 | 0.12 | 2 | 1-4/0 CU HD | 0 | 0 | 0 | 0 | 0 | 0 | 0 | 0 | 0 | 0 | 0 | 0 | 0 | 0 | 0 | 0 | 0 | 0 | 0 | 0 | 0 | 0 | 0 | 12
NO |  | 56 | 2011 | 22 | 7 | 7 |  | DADE | LITTLE RIVER 2 | 138 | 138 | SP | 0.08 | 0 | 2 | 1-600 CU HT | 0 | 0 | 0 | 0 | 0 | 0 | 0 | 0 | 0 | 0 | 0 | 0 | 0 | 0 | 0 | 0 | 0 | 0 | 0 | 0 | 0 | 0 | 0 | 12
NO |  | 56 | 2011 | 22 | 8 | 8 |  | DADE | LITTLE RIVER 2 | 138 | 138 | SP | 0.11 | 0 | 2 | 1-795 ACSR AZ | 0 | 0 | 0 | 0 | 0 | 0 | 0 | 0 | 0 | 0 | 0 | 0 | 0 | 0 | 0 | 0 | 0 | 0 | 0 | 0 | 0 | 0 | 0 | 12
NO |  | 56 | 2011 | 22 | 9 | 9 |  | DADE | LITTLE RIVER 3 | 138 | 138 | SP | 0.06 | 0 | 1 | 1-1431 ACSR AW | 0 | 0 | 0 | 0 | 0 | 0 | 0 | 0 | 0 | 0 | 0 | 0 | 0 | 0 | 0 | 0 | 0 | 0 | 0 | 0 | 0 | 0 | 0 | 12
NO |  | 56 | 2011 | 22 | 10 | 10 |  | DADE | LITTLE RIVER 3 | 138 | 138 | SP | 0.75 | 0 | 1 | 1-4/0 CU HD | 0 | 0 | 0 | 0 | 0 | 0 | 0 | 0 | 0 | 0 | 0 | 0 | 0 | 0 | 0 | 0 | 0 | 0 | 0 | 0 | 0 | 0 | 0 | 12
NO |  | 56 | 2011 | 22 | 11 | 11 |  | DADE | LITTLE RIVER 3 | 138 | 138 | SP | 0.22 | 0 | 1 | 1-600 CU HT | 0 | 0 | 0 | 0 | 0 | 0 | 0 | 0 | 0 | 0 | 0 | 0 | 0 | 0 | 0 | 0 | 0 | 0 | 0 | 0 | 0 | 0 | 0 | 12
NO |  | 56 | 2011 | 22 | 12 | 12 |  | DADE | LITTLE RIVER 3 | 138 | 138 | SP | 3.08 | 0 | 1 | 1-795 AAC | 0 | 0 | 0 | 0 | 0 | 0 | 0 | 0 | 0 | 0 | 0 | 0 | 0 | 0 | 0 | 0 | 0 | 0 | 0 | 0 | 0 | 0 | 0 | 12
NO |  | 56 | 2011 | 22 | 13 | 13 |  | DADE | LITTLE RIVER 3 | 138 | 138 | SP | 4.29 | 0 | 1 | 1-795 ACSR AZ | 0 | 0 | 0 | 0 | 0 | 0 | 0 | 0 | 0 | 0 | 0 | 0 | 0 | 0 | 0 | 0 | 0 | 0 | 0 | 0 | 0 | 0 | 0 | 12
NO |  | 56 | 2011 | 22 | 14 | 14 |  | DADE | LITTLE RIVER 3 | 138 | 138 | H | 0.15 | 0 | 2 | 1-795 AAC | 0 | 0 | 0 | 0 | 0 | 0 | 0 | 0 | 0 | 0 | 0 | 0 | 0 | 0 | 0 | 0 | 0 | 0 | 0 | 0 | 0 | 0 | 0 | 12
NO |  | 56 | 2011 | 22 | 15 | 15 |  | DADE | LITTLE RIVER 3 | 138 | 138 | H | 0.14 | 0 | 2 | 1-795 ACSR AZ | 0 | 0 | 0 | 0 | 0 | 0 | 0 | 0 | 0 | 0 | 0 | 0 | 0 | 0 | 0 | 0 | 0 | 0 | 0 | 0 | 0 | 0 | 0 | 12
NO |  | 56 | 2011 | 22 | 16 | 16 |  | DADE | LITTLE RIVER 3 | 138 | 138 | SP | 0.59 | 0 | 2 | 1-795 AAC | 0 | 0 | 0 | 0 | 0 | 0 | 0 | 0 | 0 | 0 | 0 | 0 | 0 | 0 | 0 | 0 | 0 | 0 | 0 | 0 | 0 | 0 | 0 | 12
NO |  | 56 | 2011 | 22 | 17 | 17 |  | DADE | LITTLE RIVER 3 | 138 | 138 | SP | 0.46 | 0 | 2 | 1-795 ACSR AZ | 0 | 0 | 0 | 0 | 0 | 0 | 0 | 0 | 0 | 0 | 0 | 0 | 0 | 0 | 0 | 0 | 0 | 0 | 0 | 0 | 0 | 0 | 0 | 12
NO |  | 56 | 2011 | 22 | 18 | 18 |  | DATURA STREET | RANCH | 138 | 230 | H | 0.33 | 0 | 1 | 1-1431 ACSR AW | 0 | 0 | 0 | 0 | 0 | 0 | 0 | 0 | 0 | 0 | 0 | 0 | 0 | 0 | 0 | 0 | 0 | 0 | 0 | 0 | 0 | 0 | 0 | 12
NO |  | 56 | 2011 | 22 | 19 | 19 |  | DATURA STREET | RANCH | 138 | 230 | H | 3.34 | 0 | 1 | 1-1431 ACSR AZ | 0 | 0 | 0 | 0 | 0 | 0 | 0 | 0 | 0 | 0 | 0 | 0 | 0 | 0 | 0 | 0 | 0 | 0 | 0 | 0 | 0 | 0 | 0 | 12
NO |  | 56 | 2011 | 22 | 20 | 20 |  | DATURA STREET | RANCH | 138 | 230 | H | 0.02 | 0 | 1 | 1-900 CU HT | 0 | 0 | 0 | 0 | 0 | 0 | 0 | 0 | 0 | 0 | 0 | 0 | 0 | 0 | 0 | 0 | 0 | 0 | 0 | 0 | 0 | 0 | 0 | 12
NO |  | 56 | 2011 | 22 | 21 | 21 |  | DATURA STREET | RANCH | 138 | 230 | SP | 6.96 | 0 | 1 | 1-1431 ACSR AW | 0 | 0 | 0 | 0 | 0 | 0 | 0 | 0 | 0 | 0 | 0 | 0 | 0 | 0 | 0 | 0 | 0 | 0 | 0 | 0 | 0 | 0 | 0 | 12
NO |  | 56 | 2011 | 22 | 22 | 22 |  | DATURA STREET | RANCH | 138 | 138 | SP | 0.32 | 0 | 1 | 1-954 ACSR AW | 0 | 0 | 0 | 0 | 0 | 0 | 0 | 0 | 0 | 0 | 0 | 0 | 0 | 0 | 0 | 0 | 0 | 0 | 0 | 0 | 0 | 0 | 0 | 12
NO |  | 56 | 2011 | 22 | 23 | 23 |  | DATURA STREET | RANCH | 138 | 138 | SP | 0.21 | 0 | 1 | 1-954 ACSR AZ | 0 | 0 | 0 | 0 | 0 | 0 | 0 | 0 | 0 | 0 | 0 | 0 | 0 | 0 | 0 | 0 | 0 | 0 | 0 | 0 | 0 | 0 | 0 | 12
NO |  | 56 | 2011 | 22 | 24 | 24 |  | DATURA STREET | RANCH | 138 | 230 | SP | 0.28 | 0 | 1 | 1-954 ACSR AZ | 0 | 0 | 0 | 0 | 0 | 0 | 0 | 0 | 0 | 0 | 0 | 0 | 0 | 0 | 0 | 0 | 0 | 0 | 0 | 0 | 0 | 0 | 0 | 12
NO |  | 56 | 2011 | 22 | 25 | 25 |  | DATURA STREET | RANCH | 138 | 138 | SP | 0.42 | 0.37 | 2 | 1-1431 ACSR AW | 0 | 0 | 0 | 0 | 0 | 0 | 0 | 0 | 0 | 0 | 0 | 0 | 0 | 0 | 0 | 0 | 0 | 0 | 0 | 0 | 0 | 0 | 0 | 12
NO |  | 56 | 2011 | 22 | 26 | 26 |  | DATURA STREET | RANCH | 138 | 230 | SP | 0 | 7.06 | 2 | 1-1431 ACSR AZ | 0 | 0 | 0 | 0 | 0 | 0 | 0 | 0 | 0 | 0 | 0 | 0 | 0 | 0 | 0 | 0 | 0 | 0 | 0 | 0 | 0 | 0 | 0 | 12
NO |  | 56 | 2011 | 22 | 27 | 27 |  | DATURA STREET | RANCH | 138 | 138 | SP | 0 | 0.51 | 2 | 1-954 ACSR AZ | 0 | 0 | 0 | 0 | 0 | 0 | 0 | 0 | 0 | 0 | 0 | 0 | 0 | 0 | 0 | 0 | 0 | 0 | 0 | 0 | 0 | 0 | 0 | 12
NO |  | 56 | 2011 | 22 | 28 | 28 |  | DATURA STREET | WEST PALM BEACH | 138 | 138 | SP | 0.31 | 0 | 1 | 1-795 AAC | 0 | 0 | 0 | 0 | 0 | 0 | 0 | 0 | 0 | 0 | 0 | 0 | 0 | 0 | 0 | 0 | 0 | 0 | 0 | 0 | 0 | 0 | 0 | 12
NO |  | 56 | 2011 | 22 | 29 | 29 |  | DATURA STREET | WEST PALM BEACH | 138 | 138 | SP | 0.19 | 0 | 1 | 1-954 ACSR AW | 0 | 0 | 0 | 0 | 0 | 0 | 0 | 0 | 0 | 0 | 0 | 0 | 0 | 0 | 0 | 0 | 0 | 0 | 0 | 0 | 0 | 0 | 0 | 12
NO |  | 56 | 2011 | 22 | 30 | 30 |  | DATURA STREET | WEST PALM BEACH | 138 | 138 | SP | 0.55 | 0 | 2 | 1-795 AAC | 0 | 0 | 0 | 0 | 0 | 0 | 0 | 0 | 0 | 0 | 0 | 0 | 0 | 0 | 0 | 0 | 0 | 0 | 0 | 0 | 0 | 0 | 0 | 12
NO |  | 56 | 2011 | 22 | 31 | 31 |  | DAVIS | FLORIDA CITY 2 | 138 | 138 | SP | 24.28 | 0 | 1 | 1-954 ACSR AW | 0 | 0 | 0 | 0 | 0 | 0 | 0 | 0 | 0 | 0 | 0 | 0 | 0 | 0 | 0 | 0 | 0 | 0 | 0 | 0 | 0 | 0 | 0 | 12
NO |  | 56 | 2011 | 22 | 32 | 32 |  | DAVIS | FLORIDA CITY 2 | 138 | 138 | SP | 0.8 | 0 | 1 | 1-954 ACSR TW | 0 | 0 | 0 | 0 | 0 | 0 | 0 | 0 | 0 | 0 | 0 | 0 | 0 | 0 | 0 | 0 | 0 | 0 | 0 | 0 | 0 | 0 | 0 | 12
NO |  | 56 | 2011 | 22 | 33 | 33 |  | DAVIS | FLORIDA CITY 2 | 138 | 138 | UG | 0.3 | 0 | 1 | 1-2500 CU SD | 0 | 0 | 0 | 0 | 0 | 0 | 0 | 0 | 0 | 0 | 0 | 0 | 0 | 0 | 0 | 0 | 0 | 0 | 0 | 0 | 0 | 0 | 0 | 12
NO |  | 56 | 2011 | 22 | 34 | 34 |  | DAVIS | FLORIDA CITY 2 | 138 | 230 | SP | 0.25 | 0 | 2 | 1-954 ACSR AW | 0 | 0 | 0 | 0 | 0 | 0 | 0 | 0 | 0 | 0 | 0 | 0 | 0 | 0 | 0 | 0 | 0 | 0 | 0 | 0 | 0 | 0 | 0 | 12
NO |  | 56 | 2011 | 22 | 35 | 35 |  | DAVIS | FLORIDA CITY 2 | 138 | 138 | SP | 2.95 | 0.7 | 2 | 1-954 ACSR AW | 0 | 0 | 0 | 0 | 0 | 0 | 0 | 0 | 0 | 0 | 0 | 0 | 0 | 0 | 0 | 0 | 0 | 0 | 0 | 0 | 0 | 0 | 0 | 12
NO |  | 56 | 2011 | 23 | 1 | 1 |  | DAVIS | LUCY (HST) | 138 | 138 | SP | 3.73 | 0 | 1 | 1-795 AAC | 0 | 0 | 0 | 0 | 0 | 0 | 0 | 0 | 0 | 0 | 0 | 0 | 0 | 0 | 0 | 0 | 0 | 0 | 0 | 0 | 0 | 0 | 0 | 12
NO |  | 56 | 2011 | 23 | 2 | 2 |  | DAVIS | LUCY (HST) | 138 | 138 | SP | 4.78 | 0 | 1 | 1-795 ACSR AW | 0 | 0 | 0 | 0 | 0 | 0 | 0 | 0 | 0 | 0 | 0 | 0 | 0 | 0 | 0 | 0 | 0 | 0 | 0 | 0 | 0 | 0 | 0 | 12
NO |  | 56 | 2011 | 23 | 3 | 3 |  | DAVIS | LUCY (HST) | 138 | 138 | SP | 0.12 | 0 | 1 | 1-795 ACSR AZ | 0 | 0 | 0 | 0 | 0 | 0 | 0 | 0 | 0 | 0 | 0 | 0 | 0 | 0 | 0 | 0 | 0 | 0 | 0 | 0 | 0 | 0 | 0 | 12
NO |  | 56 | 2011 | 23 | 4 | 4 |  | DAVIS | LUCY (HST) | 138 | 138 | SP | 1.02 | 0 | 1 | 1-954 ACSR AW | 0 | 0 | 0 | 0 | 0 | 0 | 0 | 0 | 0 | 0 | 0 | 0 | 0 | 0 | 0 | 0 | 0 | 0 | 0 | 0 | 0 | 0 | 0 | 12
NO |  | 56 | 2011 | 23 | 5 | 5 |  | DAVIS | LUCY (HST) | 138 | 138 | SP | 5.82 | 0 | 1 | 1-954 ACSR AZ | 0 | 0 | 0 | 0 | 0 | 0 | 0 | 0 | 0 | 0 | 0 | 0 | 0 | 0 | 0 | 0 | 0 | 0 | 0 | 0 | 0 | 0 | 0 | 12
NO |  | 56 | 2011 | 23 | 6 | 6 |  | DAVIS | PRINCETON 1 | 138 | 138 | SP | 0.05 | 0 | 1 | 1-1431 ACSR AW | 0 | 0 | 0 | 0 | 0 | 0 | 0 | 0 | 0 | 0 | 0 | 0 | 0 | 0 | 0 | 0 | 0 | 0 | 0 | 0 | 0 | 0 | 0 | 12
NO |  | 56 | 2011 | 23 | 7 | 7 |  | DAVIS | PRINCETON 1 | 138 | 138 | SP | 0.4 | 0 | 1 | 1-795 AAC | 0 | 0 | 0 | 0 | 0 | 0 | 0 | 0 | 0 | 0 | 0 | 0 | 0 | 0 | 0 | 0 | 0 | 0 | 0 | 0 | 0 | 0 | 0 | 12
NO |  | 56 | 2011 | 23 | 8 | 8 |  | DAVIS | PRINCETON 1 | 138 | 138 | SP | 1.23 | 0 | 1 | 1-954 ACSR AW | 0 | 0 | 0 | 0 | 0 | 0 | 0 | 0 | 0 | 0 | 0 | 0 | 0 | 0 | 0 | 0 | 0 | 0 | 0 | 0 | 0 | 0 | 0 | 12
NO |  | 56 | 2011 | 23 | 9 | 9 |  | DAVIS | PRINCETON 1 | 138 | 138 | SP | 14.14 | 0 | 1 | 1-954 ACSR AZ | 0 | 0 | 0 | 0 | 0 | 0 | 0 | 0 | 0 | 0 | 0 | 0 | 0 | 0 | 0 | 0 | 0 | 0 | 0 | 0 | 0 | 0 | 0 | 12
NO |  | 56 | 2011 | 23 | 10 | 10 |  | DAVIS | PRINCETON 1 | 138 | 138 | H | 0.15 | 0 | 2 | 1-954 ACSR AZ | 0 | 0 | 0 | 0 | 0 | 0 | 0 | 0 | 0 | 0 | 0 | 0 | 0 | 0 | 0 | 0 | 0 | 0 | 0 | 0 | 0 | 0 | 0 | 12
NO |  | 56 | 2011 | 23 | 11 | 11 |  | DAVIS | PRINCETON 1 | 138 | 138 | SP | 0.8 | 0 | 2 | 1-954 ACSR AZ | 0 | 0 | 0 | 0 | 0 | 0 | 0 | 0 | 0 | 0 | 0 | 0 | 0 | 0 | 0 | 0 | 0 | 0 | 0 | 0 | 0 | 0 | 0 | 12
NO |  | 56 | 2011 | 23 | 12 | 12 |  | DAVIS | PRINCETON 2 | 138 | 138 | SP | 5.89 | 0 | 1 | 1-1431 ACSR AW | 0 | 0 | 0 | 0 | 0 | 0 | 0 | 0 | 0 | 0 | 0 | 0 | 0 | 0 | 0 | 0 | 0 | 0 | 0 | 0 | 0 | 0 | 0 | 12
NO |  | 56 | 2011 | 23 | 13 | 13 |  | DAVIS | PRINCETON 2 | 138 | 138 | SP | 4.01 | 0 | 1 | 1-954 ACSR AZ | 0 | 0 | 0 | 0 | 0 | 0 | 0 | 0 | 0 | 0 | 0 | 0 | 0 | 0 | 0 | 0 | 0 | 0 | 0 | 0 | 0 | 0 | 0 | 12
NO |  | 56 | 2011 | 23 | 14 | 14 |  | DAVIS | PRINCETON 2 | 138 | 138 | H | 0.15 | 0 | 2 | 1-954 ACSR AZ | 0 | 0 | 0 | 0 | 0 | 0 | 0 | 0 | 0 | 0 | 0 | 0 | 0 | 0 | 0 | 0 | 0 | 0 | 0 | 0 | 0 | 0 | 0 | 12
NO |  | 56 | 2011 | 23 | 15 | 15 |  | DAVIS | PRINCETON 2 | 138 | 138 | SP | 0.8 | 0 | 2 | 1-954 ACSR AZ | 0 | 0 | 0 | 0 | 0 | 0 | 0 | 0 | 0 | 0 | 0 | 0 | 0 | 0 | 0 | 0 | 0 | 0 | 0 | 0 | 0 | 0 | 0 | 12
NO |  | 56 | 2011 | 23 | 16 | 16 |  | DAVIS | VILLAGE GREEN | 138 | 138 | SP | 2.1 | 0 | 1 | 1-954 ACSR AW | 0 | 0 | 0 | 0 | 0 | 0 | 0 | 0 | 0 | 0 | 0 | 0 | 0 | 0 | 0 | 0 | 0 | 0 | 0 | 0 | 0 | 0 | 0 | 12
NO |  | 56 | 2011 | 23 | 17 | 17 |  | DAVIS | VILLAGE GREEN | 138 | 138 | SP | 4.33 | 0 | 1 | 1-954 ACSR AZ | 0 | 0 | 0 | 0 | 0 | 0 | 0 | 0 | 0 | 0 | 0 | 0 | 0 | 0 | 0 | 0 | 0 | 0 | 0 | 0 | 0 | 0 | 0 | 12
NO |  | 56 | 2011 | 23 | 18 | 18 |  | DAVIS | VILLAGE GREEN | 138 | 230 | H | 0.79 | 0.31 | 2 | 1-954 ACSR AZ | 0 | 0 | 0 | 0 | 0 | 0 | 0 | 0 | 0 | 0 | 0 | 0 | 0 | 0 | 0 | 0 | 0 | 0 | 0 | 0 | 0 | 0 | 0 | 12
NO |  | 56 | 2011 | 23 | 19 | 19 |  | DAVIS | VILLAGE GREEN | 138 | 138 | SP | 0.16 | 0 | 2 | 1-954 ACSR AZ | 0 | 0 | 0 | 0 | 0 | 0 | 0 | 0 | 0 | 0 | 0 | 0 | 0 | 0 | 0 | 0 | 0 | 0 | 0 | 0 | 0 | 0 | 0 | 12
NO |  | 56 | 2011 | 23 | 20 | 20 |  | DEERFIELD BEACH | YAMATO 1 | 138 | 138 | SP | 0.19 | 0 | 1 | 1-954 ACSR AW | 0 | 0 | 0 | 0 | 0 | 0 | 0 | 0 | 0 | 0 | 0 | 0 | 0 | 0 | 0 | 0 | 0 | 0 | 0 | 0 | 0 | 0 | 0 | 12
NO |  | 56 | 2011 | 23 | 21 | 21 |  | DEERFIELD BEACH | YAMATO 1 | 138 | 138 | SP | 9.42 | 0 | 1 | 1-954 ACSR AZ | 0 | 0 | 0 | 0 | 0 | 0 | 0 | 0 | 0 | 0 | 0 | 0 | 0 | 0 | 0 | 0 | 0 | 0 | 0 | 0 | 0 | 0 | 0 | 12
NO |  | 56 | 2011 | 23 | 22 | 22 |  | DEERFIELD BEACH | YAMATO 1 | 138 | 138 | H | 0.52 | 0.59 | 2 | 1-954 ACSR AZ | 0 | 0 | 0 | 0 | 0 | 0 | 0 | 0 | 0 | 0 | 0 | 0 | 0 | 0 | 0 | 0 | 0 | 0 | 0 | 0 | 0 | 0 | 0 | 12
NO |  | 56 | 2011 | 23 | 23 | 23 |  | DEERFIELD BEACH | YAMATO 1 | 138 | 230 | H | 1.02 | 0.95 | 2 | 1-954 ACSR AZ | 0 | 0 | 0 | 0 | 0 | 0 | 0 | 0 | 0 | 0 | 0 | 0 | 0 | 0 | 0 | 0 | 0 | 0 | 0 | 0 | 0 | 0 | 0 | 12
NO |  | 56 | 2011 | 23 | 24 | 24 |  | DEERFIELD BEACH | YAMATO 1 | 138 | 230 | SP | 0 | 1.13 | 2 | 1-954 ACSR AZ | 0 | 0 | 0 | 0 | 0 | 0 | 0 | 0 | 0 | 0 | 0 | 0 | 0 | 0 | 0 | 0 | 0 | 0 | 0 | 0 | 0 | 0 | 0 | 12
NO |  | 56 | 2011 | 23 | 25 | 25 |  | DEERFIELD BEACH | YAMATO 1 | 138 | 138 | SP | 0.55 | 1.21 | 2 | 1-954 ACSR AZ | 0 | 0 | 0 | 0 | 0 | 0 | 0 | 0 | 0 | 0 | 0 | 0 | 0 | 0 | 0 | 0 | 0 | 0 | 0 | 0 | 0 | 0 | 0 | 12
NO |  | 56 | 2011 | 23 | 26 | 26 |  | EAU GALLIE | HARRIS | 138 | 138 | SP | 0.12 | 0 | 1 | 1-795 ACSR AW | 0 | 0 | 0 | 0 | 0 | 0 | 0 | 0 | 0 | 0 | 0 | 0 | 0 | 0 | 0 | 0 | 0 | 0 | 0 | 0 | 0 | 0 | 0 | 12
NO |  | 56 | 2011 | 23 | 27 | 27 |  | EAU GALLIE | HARRIS | 138 | 138 | SP | 7.33 | 0 | 1 | 1-795 ACSR AZ | 0 | 0 | 0 | 0 | 0 | 0 | 0 | 0 | 0 | 0 | 0 | 0 | 0 | 0 | 0 | 0 | 0 | 0 | 0 | 0 | 0 | 0 | 0 | 12
NO |  | 56 | 2011 | 23 | 28 | 28 |  | EAU GALLIE | HARRIS | 138 | 138 | SP | 1.9 | 0 | 1 | 1-954 ACSR AW | 0 | 0 | 0 | 0 | 0 | 0 | 0 | 0 | 0 | 0 | 0 | 0 | 0 | 0 | 0 | 0 | 0 | 0 | 0 | 0 | 0 | 0 | 0 | 12
NO |  | 56 | 2011 | 23 | 29 | 29 |  | EAU GALLIE | HARRIS | 138 | 138 | SP | 0.09 | 0 | 1 | 2-350 CU HT | 0 | 0 | 0 | 0 | 0 | 0 | 0 | 0 | 0 | 0 | 0 | 0 | 0 | 0 | 0 | 0 | 0 | 0 | 0 | 0 | 0 | 0 | 0 | 12
NO |  | 56 | 2011 | 23 | 30 | 30 |  | EAU GALLIE | HARRIS | 138 | 138 | SP | 0.24 | 0 | 1 | 2-450 AAC | 0 | 0 | 0 | 0 | 0 | 0 | 0 | 0 | 0 | 0 | 0 | 0 | 0 | 0 | 0 | 0 | 0 | 0 | 0 | 0 | 0 | 0 | 0 | 12
NO |  | 56 | 2011 | 23 | 31 | 31 |  | EAU GALLIE | MALABAR | 138 | 138 | SP | 11.71 | 0 | 1 | 1-795 ACSR AZ | 0 | 0 | 0 | 0 | 0 | 0 | 0 | 0 | 0 | 0 | 0 | 0 | 0 | 0 | 0 | 0 | 0 | 0 | 0 | 0 | 0 | 0 | 0 | 12
NO |  | 56 | 2011 | 23 | 32 | 32 |  | EAU GALLIE | PATRICK | 138 | 138 | H | 0.44 | 0 | 1 | 1-1127 AAAC | 0 | 0 | 0 | 0 | 0 | 0 | 0 | 0 | 0 | 0 | 0 | 0 | 0 | 0 | 0 | 0 | 0 | 0 | 0 | 0 | 0 | 0 | 0 | 12
NO |  | 56 | 2011 | 23 | 33 | 33 |  | EAU GALLIE | PATRICK | 138 | 138 | SP | 7.32 | 0 | 1 | 1-1127 AAAC | 0 | 0 | 0 | 0 | 0 | 0 | 0 | 0 | 0 | 0 | 0 | 0 | 0 | 0 | 0 | 0 | 0 | 0 | 0 | 0 | 0 | 0 | 0 | 12
NO |  | 56 | 2011 | 23 | 34 | 34 |  | EAU GALLIE | PATRICK | 138 | 138 | SP | 0.02 | 0 | 1 | 1-954 ACSR AZ | 0 | 0 | 0 | 0 | 0 | 0 | 0 | 0 | 0 | 0 | 0 | 0 | 0 | 0 | 0 | 0 | 0 | 0 | 0 | 0 | 0 | 0 | 0 | 12
NO |  | 56 | 2011 | 23 | 35 | 35 |  | EAU GALLIE | PATRICK | 138 | 138 | SP | 0.2 | 0 | 2 | 1-1127 AAAC | 0 | 0 | 0 | 0 | 0 | 0 | 0 | 0 | 0 | 0 | 0 | 0 | 0 | 0 | 0 | 0 | 0 | 0 | 0 | 0 | 0 | 0 | 0 | 12
NO |  | 56 | 2011 | 24 | 1 | 1 |  | EMERSON | COUNTY LINE (VER) | 138 | 138 | H | 0.01 | 0 | 1 | 1-795 ACSR AW | 0 | 0 | 0 | 0 | 0 | 0 | 0 | 0 | 0 | 0 | 0 | 0 | 0 | 0 | 0 | 0 | 0 | 0 | 0 | 0 | 0 | 0 | 0 | 12
NO |  | 56 | 2011 | 24 | 2 | 2 |  | EMERSON | COUNTY LINE (VER) | 138 | 138 | SP | 0 | 0 | 1 | -Conductor Foreig | 0 | 0 | 0 | 0 | 0 | 0 | 0 | 0 | 0 | 0 | 0 | 0 | 0 | 0 | 0 | 0 | 0 | 0 | 0 | 0 | 0 | 0 | 0 | 12
NO |  | 56 | 2011 | 24 | 3 | 3 |  | EMERSON | HARTMAN (FTP) | 138 | 138 | SP | 2.95 | 0 | 1 | 1-954 ACSR AW | 0 | 0 | 0 | 0 | 0 | 0 | 0 | 0 | 0 | 0 | 0 | 0 | 0 | 0 | 0 | 0 | 0 | 0 | 0 | 0 | 0 | 0 | 0 | 12
NO |  | 56 | 2011 | 24 | 4 | 4 |  | EMERSON | HARTMAN (FTP) | 138 | 138 | SP | 8.13 | 0 | 1 | 1-954 ACSR AZ | 0 | 0 | 0 | 0 | 0 | 0 | 0 | 0 | 0 | 0 | 0 | 0 | 0 | 0 | 0 | 0 | 0 | 0 | 0 | 0 | 0 | 0 | 0 | 12
NO |  | 56 | 2011 | 24 | 5 | 5 |  | EMERSON | WEST (VER) | 138 | 138 | SP | 2.65 | 0 | 1 | 1-954 ACSR AW | 0 | 0 | 0 | 0 | 0 | 0 | 0 | 0 | 0 | 0 | 0 | 0 | 0 | 0 | 0 | 0 | 0 | 0 | 0 | 0 | 0 | 0 | 0 | 12
NO |  | 56 | 2011 | 24 | 6 | 6 |  | EMERSON | WEST (VER) | 138 | 138 | SP | 7.05 | 0 | 1 | 1-954 ACSR AZ | 0 | 0 | 0 | 0 | 0 | 0 | 0 | 0 | 0 | 0 | 0 | 0 | 0 | 0 | 0 | 0 | 0 | 0 | 0 | 0 | 0 | 0 | 0 | 12
NO |  | 56 | 2011 | 24 | 7 | 7 |  | FLAGAMI | RIVERSIDE 1 | 138 | 138 | SP | 0.14 | 0 | 1 | 1-954 ACSR AW | 0 | 0 | 0 | 0 | 0 | 0 | 0 | 0 | 0 | 0 | 0 | 0 | 0 | 0 | 0 | 0 | 0 | 0 | 0 | 0 | 0 | 0 | 0 | 12
NO |  | 56 | 2011 | 24 | 8 | 8 |  | FLAGAMI | RIVERSIDE 1 | 138 | 230 | SP | 2.04 | 0 | 1 | 1-954 ACSR AZ | 0 | 0 | 0 | 0 | 0 | 0 | 0 | 0 | 0 | 0 | 0 | 0 | 0 | 0 | 0 | 0 | 0 | 0 | 0 | 0 | 0 | 0 | 0 | 12
NO |  | 56 | 2011 | 24 | 9 | 9 |  | FLAGAMI | RIVERSIDE 1 | 138 | 138 | SP | 3.01 | 0 | 1 | 1-954 ACSR AZ | 0 | 0 | 0 | 0 | 0 | 0 | 0 | 0 | 0 | 0 | 0 | 0 | 0 | 0 | 0 | 0 | 0 | 0 | 0 | 0 | 0 | 0 | 0 | 12
NO |  | 56 | 2011 | 24 | 10 | 10 |  | FLAGAMI | RIVERSIDE 1 | 138 | 138 | SP | 0.01 | 0 | 2 | 1-954 ACSR AW | 0 | 0 | 0 | 0 | 0 | 0 | 0 | 0 | 0 | 0 | 0 | 0 | 0 | 0 | 0 | 0 | 0 | 0 | 0 | 0 | 0 | 0 | 0 | 12
NO |  | 56 | 2011 | 24 | 11 | 11 |  | FLAGAMI | RIVERSIDE 1 | 138 | 138 | SP | 0.09 | 0 | 2 | 1-954 ACSR AZ | 0 | 0 | 0 | 0 | 0 | 0 | 0 | 0 | 0 | 0 | 0 | 0 | 0 | 0 | 0 | 0 | 0 | 0 | 0 | 0 | 0 | 0 | 0 | 12
NO |  | 56 | 2011 | 24 | 12 | 12 |  | FLAGAMI | RIVERSIDE 2 | 138 | 138 | SP | 3.72 | 0 | 1 | 1-954 ACSR AZ | 0 | 0 | 0 | 0 | 0 | 0 | 0 | 0 | 0 | 0 | 0 | 0 | 0 | 0 | 0 | 0 | 0 | 0 | 0 | 0 | 0 | 0 | 0 | 12
NO |  | 56 | 2011 | 24 | 13 | 13 |  | FLAGAMI | RIVERSIDE 2 | 138 | 138 | SP | 1.4 | 0.08 | 2 | 1-954 ACSR AZ | 0 | 0 | 0 | 0 | 0 | 0 | 0 | 0 | 0 | 0 | 0 | 0 | 0 | 0 | 0 | 0 | 0 | 0 | 0 | 0 | 0 | 0 | 0 | 12
NO |  | 56 | 2011 | 24 | 14 | 14 |  | FLAGAMI | SOUTH MIAMI | 138 | 138 | H | 0.02 | 0 | 1 | 1-954 ACSR AZ | 0 | 0 | 0 | 0 | 0 | 0 | 0 | 0 | 0 | 0 | 0 | 0 | 0 | 0 | 0 | 0 | 0 | 0 | 0 | 0 | 0 | 0 | 0 | 12
NO |  | 56 | 2011 | 24 | 15 | 15 |  | FLAGAMI | SOUTH MIAMI | 138 | 138 | SP | 0.1 | 0 | 1 | 1-954 ACSR AW | 0 | 0 | 0 | 0 | 0 | 0 | 0 | 0 | 0 | 0 | 0 | 0 | 0 | 0 | 0 | 0 | 0 | 0 | 0 | 0 | 0 | 0 | 0 | 12
NO |  | 56 | 2011 | 24 | 16 | 16 |  | FLAGAMI | SOUTH MIAMI | 138 | 138 | SP | 5.89 | 0 | 1 | 1-954 ACSR AZ | 0 | 0 | 0 | 0 | 0 | 0 | 0 | 0 | 0 | 0 | 0 | 0 | 0 | 0 | 0 | 0 | 0 | 0 | 0 | 0 | 0 | 0 | 0 | 12
NO |  | 56 | 2011 | 24 | 17 | 17 |  | FLAGAMI | SOUTH MIAMI | 138 | 138 | SP | 0.08 | 1.87 | 2 | 1-954 ACSR AZ | 0 | 0 | 0 | 0 | 0 | 0 | 0 | 0 | 0 | 0 | 0 | 0 | 0 | 0 | 0 | 0 | 0 | 0 | 0 | 0 | 0 | 0 | 0 | 12
NO |  | 56 | 2011 | 24 | 18 | 18 |  | FLAGAMI | VILLAGE GREEN | 138 | 138 | SP | 0.03 | 0 | 1 | 1-795 AAC | 0 | 0 | 0 | 0 | 0 | 0 | 0 | 0 | 0 | 0 | 0 | 0 | 0 | 0 | 0 | 0 | 0 | 0 | 0 | 0 | 0 | 0 | 0 | 12
NO |  | 56 | 2011 | 24 | 19 | 19 |  | FLAGAMI | VILLAGE GREEN | 138 | 138 | SP | 1.28 | 0 | 1 | 1-795 ACSR AZ | 0 | 0 | 0 | 0 | 0 | 0 | 0 | 0 | 0 | 0 | 0 | 0 | 0 | 0 | 0 | 0 | 0 | 0 | 0 | 0 | 0 | 0 | 0 | 12
NO |  | 56 | 2011 | 24 | 20 | 20 |  | FLAGAMI | VILLAGE GREEN | 138 | 138 | SP | 0.23 | 0 | 1 | 1-954 ACSR AW | 0 | 0 | 0 | 0 | 0 | 0 | 0 | 0 | 0 | 0 | 0 | 0 | 0 | 0 | 0 | 0 | 0 | 0 | 0 | 0 | 0 | 0 | 0 | 12
NO |  | 56 | 2011 | 24 | 21 | 21 |  | FLAGAMI | VILLAGE GREEN | 138 | 138 | SP | 5.03 | 0 | 1 | 1-954 ACSR AZ | 0 | 0 | 0 | 0 | 0 | 0 | 0 | 0 | 0 | 0 | 0 | 0 | 0 | 0 | 0 | 0 | 0 | 0 | 0 | 0 | 0 | 0 | 0 | 12
NO |  | 56 | 2011 | 24 | 22 | 22 |  | FLORIDA CITY | JEWFISH CREEK (FKE) | 138 | 138 | SP | 13.01 | 0 | 1 | 1-1127 AAAC | 0 | 0 | 0 | 0 | 0 | 0 | 0 | 0 | 0 | 0 | 0 | 0 | 0 | 0 | 0 | 0 | 0 | 0 | 0 | 0 | 0 | 0 | 0 | 12
NO |  | 56 | 2011 | 24 | 23 | 23 |  | FLORIDA CITY | JEWFISH CREEK (FKE) | 138 | 230 | SP | 0 | 0.69 | 2 | 1-1127 AAAC | 0 | 0 | 0 | 0 | 0 | 0 | 0 | 0 | 0 | 0 | 0 | 0 | 0 | 0 | 0 | 0 | 0 | 0 | 0 | 0 | 0 | 0 | 0 | 12
NO |  | 56 | 2011 | 24 | 24 | 24 |  | FLORIDA CITY | LUCY (HST) | 138 | 138 | SP | 1.02 | 0 | 1 | 1-795 AAC | 0 | 0 | 0 | 0 | 0 | 0 | 0 | 0 | 0 | 0 | 0 | 0 | 0 | 0 | 0 | 0 | 0 | 0 | 0 | 0 | 0 | 0 | 0 | 12
NO |  | 56 | 2011 | 24 | 25 | 25 |  | FLORIDA CITY | LUCY (HST) | 138 | 138 | SP | 0.12 | 0 | 1 | 1-795 ACSR AZ | 0 | 0 | 0 | 0 | 0 | 0 | 0 | 0 | 0 | 0 | 0 | 0 | 0 | 0 | 0 | 0 | 0 | 0 | 0 | 0 | 0 | 0 | 0 | 12
NO |  | 56 | 2011 | 24 | 26 | 26 |  | FLORIDA CITY | LUCY (HST) | 138 | 138 | SP | 0.03 | 0 | 1 | 1-954 ACSR AW | 0 | 0 | 0 | 0 | 0 | 0 | 0 | 0 | 0 | 0 | 0 | 0 | 0 | 0 | 0 | 0 | 0 | 0 | 0 | 0 | 0 | 0 | 0 | 12
NO |  | 56 | 2011 | 24 | 27 | 27 |  | FLORIDA CITY | PRINCETON | 138 | 138 | SP | 10.23 | 0 | 1 | 1-1431 ACSR AW | 0 | 0 | 0 | 0 | 0 | 0 | 0 | 0 | 0 | 0 | 0 | 0 | 0 | 0 | 0 | 0 | 0 | 0 | 0 | 0 | 0 | 0 | 0 | 12
NO |  | 56 | 2011 | 24 | 28 | 28 |  | FLORIDA CITY | PRINCETON | 138 | 138 | SP | 0.68 | 0.67 | 2 | 1-1431 ACSR AW | 0 | 0 | 0 | 0 | 0 | 0 | 0 | 0 | 0 | 0 | 0 | 0 | 0 | 0 | 0 | 0 | 0 | 0 | 0 | 0 | 0 | 0 | 0 | 12
NO |  | 56 | 2011 | 24 | 29 | 29 |  | FLORIDA CITY | TAVERNIER (FKE) | 138 | 138 | SP | 0.06 | 0 | 1 | 1-954 ACSR AW | 0 | 0 | 0 | 0 | 0 | 0 | 0 | 0 | 0 | 0 | 0 | 0 | 0 | 0 | 0 | 0 | 0 | 0 | 0 | 0 | 0 | 0 | 0 | 12
NO |  | 56 | 2011 | 24 | 30 | 30 |  | FLORIDA CITY | TAVERNIER (FKE) | 138 | 230 | SP | 15.1 | 0 | 1 | 1-954 ACSR AW | 0 | 0 | 0 | 0 | 0 | 0 | 0 | 0 | 0 | 0 | 0 | 0 | 0 | 0 | 0 | 0 | 0 | 0 | 0 | 0 | 0 | 0 | 0 | 12
NO |  | 56 | 2011 | 24 | 31 | 31 |  | FLORIDA CITY | TAVERNIER (FKE) | 138 | 230 | SP | 0 | 0.77 | 2 | 1-954 ACSR AW | 0 | 0 | 0 | 0 | 0 | 0 | 0 | 0 | 0 | 0 | 0 | 0 | 0 | 0 | 0 | 0 | 0 | 0 | 0 | 0 | 0 | 0 | 0 | 12
NO |  | 56 | 2011 | 24 | 32 | 32 |  | FRUIT INDUSTRIES | JOHNSON | 138 | 138 | H | 4.33 | 0 | 1 | 2-336.4 ACSR AZ | 0 | 0 | 0 | 0 | 0 | 0 | 0 | 0 | 0 | 0 | 0 | 0 | 0 | 0 | 0 | 0 | 0 | 0 | 0 | 0 | 0 | 0 | 0 | 12
NO |  | 56 | 2011 | 24 | 33 | 33 |  | FRUIT INDUSTRIES | JOHNSON | 138 | 138 | SP | 2.3 | 0 | 1 | 1-795 ACSR AZ | 0 | 0 | 0 | 0 | 0 | 0 | 0 | 0 | 0 | 0 | 0 | 0 | 0 | 0 | 0 | 0 | 0 | 0 | 0 | 0 | 0 | 0 | 0 | 12
NO |  | 56 | 2011 | 24 | 34 | 34 |  | FRUIT INDUSTRIES | JOHNSON | 138 | 138 | SP | 0.1 | 0 | 1 | 1-954 ACSR AW | 0 | 0 | 0 | 0 | 0 | 0 | 0 | 0 | 0 | 0 | 0 | 0 | 0 | 0 | 0 | 0 | 0 | 0 | 0 | 0 | 0 | 0 | 0 | 12
NO |  | 56 | 2011 | 24 | 35 | 35 |  | FT MYERS PLANT | MCCARTHY (CLE) | 138 | 138 | H | 51.83 | 0 | 1 | 1-556.5 ACSR AZ | 0 | 0 | 0 | 0 | 0 | 0 | 0 | 0 | 0 | 0 | 0 | 0 | 0 | 0 | 0 | 0 | 0 | 0 | 0 | 0 | 0 | 0 | 0 | 12
NO |  | 56 | 2011 | 25 | 1 | 1 |  | FT MYERS PLANT | MCCARTHY (CLE) | 138 | 138 | SP | 0.1 | 0 | 1 | 1-556.5 ACSR AW | 0 | 0 | 0 | 0 | 0 | 0 | 0 | 0 | 0 | 0 | 0 | 0 | 0 | 0 | 0 | 0 | 0 | 0 | 0 | 0 | 0 | 0 | 0 | 12
NO |  | 56 | 2011 | 25 | 2 | 2 |  | FT MYERS PLANT | MCCARTHY (CLE) | 138 | 230 | SP | 0.33 | 0 | 1 | 1-556.5 ACSR AZ | 0 | 0 | 0 | 0 | 0 | 0 | 0 | 0 | 0 | 0 | 0 | 0 | 0 | 0 | 0 | 0 | 0 | 0 | 0 | 0 | 0 | 0 | 0 | 12
NO |  | 56 | 2011 | 25 | 3 | 3 |  | FT MYERS PLANT | MCCARTHY (CLE) | 138 | 138 | SP | 0.04 | 0 | 1 | 1-954 ACSR AW | 0 | 0 | 0 | 0 | 0 | 0 | 0 | 0 | 0 | 0 | 0 | 0 | 0 | 0 | 0 | 0 | 0 | 0 | 0 | 0 | 0 | 0 | 0 | 12
NO |  | 56 | 2011 | 25 | 4 | 4 |  | FT MYERS PLANT | TICE | 138 | 138 | SP | 2.15 | 0 | 1 | 1-954 ACSR AZ | 0 | 0 | 0 | 0 | 0 | 0 | 0 | 0 | 0 | 0 | 0 | 0 | 0 | 0 | 0 | 0 | 0 | 0 | 0 | 0 | 0 | 0 | 0 | 12
NO |  | 56 | 2011 | 25 | 5 | 5 |  | FT MYERS PLANT | TICE | 138 | 138 | H | 0 | 0.4 | 2 | 1-954 ACSR AZ | 0 | 0 | 0 | 0 | 0 | 0 | 0 | 0 | 0 | 0 | 0 | 0 | 0 | 0 | 0 | 0 | 0 | 0 | 0 | 0 | 0 | 0 | 0 | 12
NO |  | 56 | 2011 | 25 | 6 | 6 |  | FT MYERS PLANT | TICE | 138 | 138 | SP | 0.13 | 5.23 | 2 | 1-954 ACSR AZ | 0 | 0 | 0 | 0 | 0 | 0 | 0 | 0 | 0 | 0 | 0 | 0 | 0 | 0 | 0 | 0 | 0 | 0 | 0 | 0 | 0 | 0 | 0 | 12
NO |  | 56 | 2011 | 25 | 7 | 7 |  | GALLOWAY | SOUTH MIAMI | 138 | 138 | SP | 4.1 | 0 | 1 | 1-954 ACSR AZ | 0 | 0 | 0 | 0 | 0 | 0 | 0 | 0 | 0 | 0 | 0 | 0 | 0 | 0 | 0 | 0 | 0 | 0 | 0 | 0 | 0 | 0 | 0 | 12
NO |  | 56 | 2011 | 25 | 8 | 8 |  | GALLOWAY | SOUTH MIAMI | 138 | 138 | SP | 0.47 | 0 | 2 | 1-954 ACSR AZ | 0 | 0 | 0 | 0 | 0 | 0 | 0 | 0 | 0 | 0 | 0 | 0 | 0 | 0 | 0 | 0 | 0 | 0 | 0 | 0 | 0 | 0 | 0 | 12
NO |  | 56 | 2011 | 25 | 9 | 9 |  | GARDEN | LAUDERDALE | 138 | 230 | H | 0.06 | 0 | 1 | 1-1431 ACSR AZ | 0 | 0 | 0 | 0 | 0 | 0 | 0 | 0 | 0 | 0 | 0 | 0 | 0 | 0 | 0 | 0 | 0 | 0 | 0 | 0 | 0 | 0 | 0 | 12
NO |  | 56 | 2011 | 25 | 10 | 10 |  | GARDEN | LAUDERDALE | 138 | 138 | H | 0.04 | 0 | 1 | 1-954 ACSR AZ | 0 | 0 | 0 | 0 | 0 | 0 | 0 | 0 | 0 | 0 | 0 | 0 | 0 | 0 | 0 | 0 | 0 | 0 | 0 | 0 | 0 | 0 | 0 | 12
NO |  | 56 | 2011 | 25 | 11 | 11 |  | GARDEN | LAUDERDALE | 138 | 138 | SP | 13.17 | 0 | 1 | 1-954 ACSR AZ | 0 | 0 | 0 | 0 | 0 | 0 | 0 | 0 | 0 | 0 | 0 | 0 | 0 | 0 | 0 | 0 | 0 | 0 | 0 | 0 | 0 | 0 | 0 | 12
NO |  | 56 | 2011 | 25 | 12 | 12 |  | GARDEN | LAUDERDALE | 138 | 230 | H | 0 | 0.82 | 2 | 1-1431 ACSR AZ | 0 | 0 | 0 | 0 | 0 | 0 | 0 | 0 | 0 | 0 | 0 | 0 | 0 | 0 | 0 | 0 | 0 | 0 | 0 | 0 | 0 | 0 | 0 | 12
NO |  | 56 | 2011 | 25 | 13 | 13 |  | GARDEN | LITTLE RIVER | 138 | 138 | SP | 0.05 | 0 | 1 | 1-1431 ACSR AZ | 0 | 0 | 0 | 0 | 0 | 0 | 0 | 0 | 0 | 0 | 0 | 0 | 0 | 0 | 0 | 0 | 0 | 0 | 0 | 0 | 0 | 0 | 0 | 12
NO |  | 56 | 2011 | 25 | 14 | 14 |  | GARDEN | LITTLE RIVER | 138 | 138 | SP | 1.91 | 0 | 1 | 1-556.5 AAC | 0 | 0 | 0 | 0 | 0 | 0 | 0 | 0 | 0 | 0 | 0 | 0 | 0 | 0 | 0 | 0 | 0 | 0 | 0 | 0 | 0 | 0 | 0 | 12
NO |  | 56 | 2011 | 25 | 15 | 15 |  | GARDEN | LITTLE RIVER | 138 | 138 | SP | 2.74 | 0 | 1 | 1-556.5 ACSR AZ | 0 | 0 | 0 | 0 | 0 | 0 | 0 | 0 | 0 | 0 | 0 | 0 | 0 | 0 | 0 | 0 | 0 | 0 | 0 | 0 | 0 | 0 | 0 | 12
NO |  | 56 | 2011 | 25 | 16 | 16 |  | GARDEN | LITTLE RIVER | 138 | 138 | SP | 0.42 | 0 | 1 | 1-795 AAC | 0 | 0 | 0 | 0 | 0 | 0 | 0 | 0 | 0 | 0 | 0 | 0 | 0 | 0 | 0 | 0 | 0 | 0 | 0 | 0 | 0 | 0 | 0 | 12
NO |  | 56 | 2011 | 25 | 17 | 17 |  | GARDEN | LITTLE RIVER | 138 | 138 | SP | 0 | 0 | 1 | 1-795 ACSR AW | 0 | 0 | 0 | 0 | 0 | 0 | 0 | 0 | 0 | 0 | 0 | 0 | 0 | 0 | 0 | 0 | 0 | 0 | 0 | 0 | 0 | 0 | 0 | 12
NO |  | 56 | 2011 | 25 | 18 | 18 |  | GARDEN | LITTLE RIVER | 138 | 138 | SP | 3.51 | 0 | 1 | 1-795 ACSR AZ | 0 | 0 | 0 | 0 | 0 | 0 | 0 | 0 | 0 | 0 | 0 | 0 | 0 | 0 | 0 | 0 | 0 | 0 | 0 | 0 | 0 | 0 | 0 | 12
NO |  | 56 | 2011 | 25 | 19 | 19 |  | GARDEN | LITTLE RIVER | 138 | 138 | SP | 0.02 | 0 | 1 | 1-954 ACSR AW | 0 | 0 | 0 | 0 | 0 | 0 | 0 | 0 | 0 | 0 | 0 | 0 | 0 | 0 | 0 | 0 | 0 | 0 | 0 | 0 | 0 | 0 | 0 | 12
NO |  | 56 | 2011 | 25 | 20 | 20 |  | GARDEN | LITTLE RIVER | 138 | 138 | SP | 5.41 | 0 | 1 | 1-954 ACSR AZ | 0 | 0 | 0 | 0 | 0 | 0 | 0 | 0 | 0 | 0 | 0 | 0 | 0 | 0 | 0 | 0 | 0 | 0 | 0 | 0 | 0 | 0 | 0 | 12
NO |  | 56 | 2011 | 25 | 21 | 21 |  | GARDEN | MEMORIAL | 138 | 138 | SP | 2.17 | 0 | 1 | 1-795 ACSR AW | 0 | 0 | 0 | 0 | 0 | 0 | 0 | 0 | 0 | 0 | 0 | 0 | 0 | 0 | 0 | 0 | 0 | 0 | 0 | 0 | 0 | 0 | 0 | 12
NO |  | 56 | 2011 | 25 | 22 | 22 |  | GARDEN | MEMORIAL | 138 | 138 | SP | 1.7 | 0 | 2 | 1-954 ACSR AW | 0 | 0 | 0 | 0 | 0 | 0 | 0 | 0 | 0 | 0 | 0 | 0 | 0 | 0 | 0 | 0 | 0 | 0 | 0 | 0 | 0 | 0 | 0 | 12
NO |  | 56 | 2011 | 25 | 23 | 23 |  | GERMANTOWN | YAMATO | 138 | 138 | SP | 0.29 | 0 | 1 | 1-954 ACSR AW | 0 | 0 | 0 | 0 | 0 | 0 | 0 | 0 | 0 | 0 | 0 | 0 | 0 | 0 | 0 | 0 | 0 | 0 | 0 | 0 | 0 | 0 | 0 | 12
NO |  | 56 | 2011 | 25 | 24 | 24 |  | GERMANTOWN | YAMATO | 138 | 138 | SP | 3.17 | 0 | 1 | 1-954 ACSR AZ | 0 | 0 | 0 | 0 | 0 | 0 | 0 | 0 | 0 | 0 | 0 | 0 | 0 | 0 | 0 | 0 | 0 | 0 | 0 | 0 | 0 | 0 | 0 | 12
NO |  | 56 | 2011 | 25 | 25 | 25 |  | GRATIGNY | LAUDERDALE | 138 | 138 | H | 0.24 | 0 | 1 | 1-600 CU HT | 0 | 0 | 0 | 0 | 0 | 0 | 0 | 0 | 0 | 0 | 0 | 0 | 0 | 0 | 0 | 0 | 0 | 0 | 0 | 0 | 0 | 0 | 0 | 12
NO |  | 56 | 2011 | 25 | 26 | 26 |  | GRATIGNY | LAUDERDALE | 138 | 138 | H | 15.97 | 0 | 1 | 1-795 ACSR AZ | 0 | 0 | 0 | 0 | 0 | 0 | 0 | 0 | 0 | 0 | 0 | 0 | 0 | 0 | 0 | 0 | 0 | 0 | 0 | 0 | 0 | 0 | 0 | 12
NO |  | 56 | 2011 | 25 | 27 | 27 |  | GRATIGNY | LAUDERDALE | 138 | 138 | SP | 0.05 | 0 | 1 | 1-795 ACSR AW | 0 | 0 | 0 | 0 | 0 | 0 | 0 | 0 | 0 | 0 | 0 | 0 | 0 | 0 | 0 | 0 | 0 | 0 | 0 | 0 | 0 | 0 | 0 | 12
NO |  | 56 | 2011 | 25 | 28 | 28 |  | GRATIGNY | LAUDERDALE | 138 | 138 | SP | 2.55 | 0 | 1 | 1-954 ACSR AW | 0 | 0 | 0 | 0 | 0 | 0 | 0 | 0 | 0 | 0 | 0 | 0 | 0 | 0 | 0 | 0 | 0 | 0 | 0 | 0 | 0 | 0 | 0 | 12
NO |  | 56 | 2011 | 25 | 29 | 29 |  | GREYNOLDS | HALLANDALE | 138 | 138 | SP | 0.03 | 0 | 1 | 1-350 CU HT | 0 | 0 | 0 | 0 | 0 | 0 | 0 | 0 | 0 | 0 | 0 | 0 | 0 | 0 | 0 | 0 | 0 | 0 | 0 | 0 | 0 | 0 | 0 | 12
NO |  | 56 | 2011 | 25 | 30 | 30 |  | GREYNOLDS | HALLANDALE | 138 | 138 | SP | 0.81 | 0 | 1 | 1-556.5 ACSR AZ | 0 | 0 | 0 | 0 | 0 | 0 | 0 | 0 | 0 | 0 | 0 | 0 | 0 | 0 | 0 | 0 | 0 | 0 | 0 | 0 | 0 | 0 | 0 | 12
NO |  | 56 | 2011 | 25 | 31 | 31 |  | GREYNOLDS | HALLANDALE | 138 | 138 | SP | 0.92 | 0 | 1 | 1-954 ACSR AW | 0 | 0 | 0 | 0 | 0 | 0 | 0 | 0 | 0 | 0 | 0 | 0 | 0 | 0 | 0 | 0 | 0 | 0 | 0 | 0 | 0 | 0 | 0 | 12
NO |  | 56 | 2011 | 25 | 32 | 32 |  | GREYNOLDS | HALLANDALE | 138 | 138 | SP | 1.78 | 0 | 1 | 1-954 ACSR AZ | 0 | 0 | 0 | 0 | 0 | 0 | 0 | 0 | 0 | 0 | 0 | 0 | 0 | 0 | 0 | 0 | 0 | 0 | 0 | 0 | 0 | 0 | 0 | 12
NO |  | 56 | 2011 | 25 | 33 | 33 |  | GREYNOLDS | HALLANDALE | 138 | 138 | UG | 0.65 | 0 | 1 | 1-2000 CU SD | 0 | 0 | 0 | 0 | 0 | 0 | 0 | 0 | 0 | 0 | 0 | 0 | 0 | 0 | 0 | 0 | 0 | 0 | 0 | 0 | 0 | 0 | 0 | 12
NO |  | 56 | 2011 | 25 | 34 | 34 |  | GREYNOLDS | HALLANDALE | 138 | 138 | UG | 0.95 | 0 | 1 | 1-3750 AL | 0 | 0 | 0 | 0 | 0 | 0 | 0 | 0 | 0 | 0 | 0 | 0 | 0 | 0 | 0 | 0 | 0 | 0 | 0 | 0 | 0 | 0 | 0 | 12
NO |  | 56 | 2011 | 25 | 35 | 35 |  | GREYNOLDS | HAULOVER | 138 | 138 | SP | 3.48 | 0 | 1 | 1-350 CU HT | 0 | 0 | 0 | 0 | 0 | 0 | 0 | 0 | 0 | 0 | 0 | 0 | 0 | 0 | 0 | 0 | 0 | 0 | 0 | 0 | 0 | 0 | 0 | 12
NO |  | 56 | 2011 | 26 | 1 | 1 |  | GREYNOLDS | HAULOVER | 138 | 138 | SP | 0.23 | 0 | 1 | 1-556.5 ACSR AW | 0 | 0 | 0 | 0 | 0 | 0 | 0 | 0 | 0 | 0 | 0 | 0 | 0 | 0 | 0 | 0 | 0 | 0 | 0 | 0 | 0 | 0 | 0 | 12
NO |  | 56 | 2011 | 26 | 2 | 2 |  | GREYNOLDS | HAULOVER | 138 | 138 | SP | 0.33 | 0 | 1 | 1-954 ACSR AW | 0 | 0 | 0 | 0 | 0 | 0 | 0 | 0 | 0 | 0 | 0 | 0 | 0 | 0 | 0 | 0 | 0 | 0 | 0 | 0 | 0 | 0 | 0 | 12
NO |  | 56 | 2011 | 26 | 3 | 3 |  | GREYNOLDS | HAULOVER | 138 | 138 | UG | 0.12 | 0 | 1 | -3000 CU | 0 | 0 | 0 | 0 | 0 | 0 | 0 | 0 | 0 | 0 | 0 | 0 | 0 | 0 | 0 | 0 | 0 | 0 | 0 | 0 | 0 | 0 | 0 | 12
NO |  | 56 | 2011 | 26 | 4 | 4 |  | GREYNOLDS | LAUDERDALE 1 | 138 | 138 | H | 0.35 | 0 | 1 | 1-954 ACSR AZ | 0 | 0 | 0 | 0 | 0 | 0 | 0 | 0 | 0 | 0 | 0 | 0 | 0 | 0 | 0 | 0 | 0 | 0 | 0 | 0 | 0 | 0 | 0 | 12
NO |  | 56 | 2011 | 26 | 5 | 5 |  | GREYNOLDS | LAUDERDALE 1 | 138 | 138 | SP | 11.83 | 0 | 1 | 1-954 ACSR AZ | 0 | 0 | 0 | 0 | 0 | 0 | 0 | 0 | 0 | 0 | 0 | 0 | 0 | 0 | 0 | 0 | 0 | 0 | 0 | 0 | 0 | 0 | 0 | 12
NO |  | 56 | 2011 | 26 | 6 | 6 |  | GREYNOLDS | LAUDERDALE 1 | 138 | 138 | H | 0.06 | 1.72 | 2 | 1-954 ACSR AZ | 0 | 0 | 0 | 0 | 0 | 0 | 0 | 0 | 0 | 0 | 0 | 0 | 0 | 0 | 0 | 0 | 0 | 0 | 0 | 0 | 0 | 0 | 0 | 12
NO |  | 56 | 2011 | 26 | 7 | 7 |  | GREYNOLDS | LAUDERDALE 1 | 138 | 138 | SP | 0.14 | 0.51 | 2 | 1-954 ACSR AZ | 0 | 0 | 0 | 0 | 0 | 0 | 0 | 0 | 0 | 0 | 0 | 0 | 0 | 0 | 0 | 0 | 0 | 0 | 0 | 0 | 0 | 0 | 0 | 12
NO |  | 56 | 2011 | 26 | 8 | 8 |  | HALLANDALE | LAUDERDALE | 138 | 138 | SP | 1.97 | 0 | 1 | 1-350 CU HT | 0 | 0 | 0 | 0 | 0 | 0 | 0 | 0 | 0 | 0 | 0 | 0 | 0 | 0 | 0 | 0 | 0 | 0 | 0 | 0 | 0 | 0 | 0 | 12
NO |  | 56 | 2011 | 26 | 9 | 9 |  | HALLANDALE | LAUDERDALE | 138 | 138 | SP | 0.22 | 0 | 1 | 1-795 ACSR AZ | 0 | 0 | 0 | 0 | 0 | 0 | 0 | 0 | 0 | 0 | 0 | 0 | 0 | 0 | 0 | 0 | 0 | 0 | 0 | 0 | 0 | 0 | 0 | 12
NO |  | 56 | 2011 | 26 | 10 | 10 |  | HALLANDALE | LAUDERDALE | 138 | 138 | SP | 1.43 | 0 | 1 | 1-954 ACSR AW | 0 | 0 | 0 | 0 | 0 | 0 | 0 | 0 | 0 | 0 | 0 | 0 | 0 | 0 | 0 | 0 | 0 | 0 | 0 | 0 | 0 | 0 | 0 | 12
NO |  | 56 | 2011 | 26 | 11 | 11 |  | HALLANDALE | LAUDERDALE | 138 | 138 | SP | 4.16 | 0 | 1 | 1-954 ACSR AZ | 0 | 0 | 0 | 0 | 0 | 0 | 0 | 0 | 0 | 0 | 0 | 0 | 0 | 0 | 0 | 0 | 0 | 0 | 0 | 0 | 0 | 0 | 0 | 12
NO |  | 56 | 2011 | 26 | 12 | 12 |  | HALLANDALE | LAUDERDALE | 138 | 230 | H | 0.61 | 0 | 2 | 1-795 ACSR AZ | 0 | 0 | 0 | 0 | 0 | 0 | 0 | 0 | 0 | 0 | 0 | 0 | 0 | 0 | 0 | 0 | 0 | 0 | 0 | 0 | 0 | 0 | 0 | 12
NO |  | 56 | 2011 | 26 | 13 | 13 |  | HALLANDALE | LAUDERDALE | 138 | 138 | SP | 0 | 2.74 | 2 | 1-795 ACSR AZ | 0 | 0 | 0 | 0 | 0 | 0 | 0 | 0 | 0 | 0 | 0 | 0 | 0 | 0 | 0 | 0 | 0 | 0 | 0 | 0 | 0 | 0 | 0 | 12
NO |  | 56 | 2011 | 26 | 14 | 14 |  | HALLANDALE | LAUDERDALE | 138 | 138 | SP | 0 | 0.38 | 2 | 1-954 ACSR AW | 0 | 0 | 0 | 0 | 0 | 0 | 0 | 0 | 0 | 0 | 0 | 0 | 0 | 0 | 0 | 0 | 0 | 0 | 0 | 0 | 0 | 0 | 0 | 12
NO |  | 56 | 2011 | 26 | 15 | 15 |  | HAMPTON | DEERHAVEN (GVL) | 138 | 138 | SP | 0.03 | 0 | 1 | 1-795 ACSR AW | 0 | 0 | 0 | 0 | 0 | 0 | 0 | 0 | 0 | 0 | 0 | 0 | 0 | 0 | 0 | 0 | 0 | 0 | 0 | 0 | 0 | 0 | 0 | 12
NO |  | 56 | 2011 | 26 | 16 | 16 |  | HAMPTON | DEERHAVEN (GVL) | 138 | 138 | SP | 5.45 | 0 | 1 | 1-795 ACSR AZ | 0 | 0 | 0 | 0 | 0 | 0 | 0 | 0 | 0 | 0 | 0 | 0 | 0 | 0 | 0 | 0 | 0 | 0 | 0 | 0 | 0 | 0 | 0 | 12
NO |  | 56 | 2011 | 26 | 17 | 17 |  | HARRIS | MALABAR | 138 | 138 | SP | 0.1 | 0 | 1 | 1-795 ACSR AW | 0 | 0 | 0 | 0 | 0 | 0 | 0 | 0 | 0 | 0 | 0 | 0 | 0 | 0 | 0 | 0 | 0 | 0 | 0 | 0 | 0 | 0 | 0 | 12
NO |  | 56 | 2011 | 26 | 18 | 18 |  | HARRIS | MALABAR | 138 | 138 | SP | 0.83 | 0 | 1 | 1-795 ACSR AZ | 0 | 0 | 0 | 0 | 0 | 0 | 0 | 0 | 0 | 0 | 0 | 0 | 0 | 0 | 0 | 0 | 0 | 0 | 0 | 0 | 0 | 0 | 0 | 12
NO |  | 56 | 2011 | 26 | 19 | 19 |  | HARRIS | MALABAR | 138 | 138 | H | 2.06 | 0 | 2 | 1-795 ACSR AZ | 0 | 0 | 0 | 0 | 0 | 0 | 0 | 0 | 0 | 0 | 0 | 0 | 0 | 0 | 0 | 0 | 0 | 0 | 0 | 0 | 0 | 0 | 0 | 12
NO |  | 56 | 2011 | 26 | 20 | 20 |  | HARRIS | MALABAR | 138 | 138 | SP | 1.9 | 2.15 | 2 | 1-795 ACSR AZ | 0 | 0 | 0 | 0 | 0 | 0 | 0 | 0 | 0 | 0 | 0 | 0 | 0 | 0 | 0 | 0 | 0 | 0 | 0 | 0 | 0 | 0 | 0 | 12
NO |  | 56 | 2011 | 26 | 21 | 21 |  | HAULOVER | NORMANDY BEACH | 138 | 138 | UG | 2 | 0 | 1 | 1-2000 CU SD | 0 | 0 | 0 | 0 | 0 | 0 | 0 | 0 | 0 | 0 | 0 | 0 | 0 | 0 | 0 | 0 | 0 | 0 | 0 | 0 | 0 | 0 | 0 | 12
NO |  | 56 | 2011 | 26 | 22 | 22 |  | HOBE | COVE | 138 | 138 | SP | 9.29 | 0 | 1 | 1-954 ACSR AW | 0 | 0 | 0 | 0 | 0 | 0 | 0 | 0 | 0 | 0 | 0 | 0 | 0 | 0 | 0 | 0 | 0 | 0 | 0 | 0 | 0 | 0 | 0 | 12
NO |  | 56 | 2011 | 26 | 23 | 23 |  | HOBE | COVE | 138 | 138 | SP | 2.49 | 0 | 2 | 1-954 ACSR AW | 0 | 0 | 0 | 0 | 0 | 0 | 0 | 0 | 0 | 0 | 0 | 0 | 0 | 0 | 0 | 0 | 0 | 0 | 0 | 0 | 0 | 0 | 0 | 12
NO |  | 56 | 2011 | 26 | 24 | 24 |  | HOBE | PLUMOSUS 1 | 138 | 138 | SP | 0.52 | 0 | 1 | 1-795 ACSR AW | 0 | 0 | 0 | 0 | 0 | 0 | 0 | 0 | 0 | 0 | 0 | 0 | 0 | 0 | 0 | 0 | 0 | 0 | 0 | 0 | 0 | 0 | 0 | 12
NO |  | 56 | 2011 | 26 | 25 | 25 |  | HOBE | PLUMOSUS 1 | 138 | 138 | SP | 11.93 | 0 | 1 | 1-795 ACSR AZ | 0 | 0 | 0 | 0 | 0 | 0 | 0 | 0 | 0 | 0 | 0 | 0 | 0 | 0 | 0 | 0 | 0 | 0 | 0 | 0 | 0 | 0 | 0 | 12
NO |  | 56 | 2011 | 26 | 26 | 26 |  | HOBE | PLUMOSUS 2 | 138 | 138 | SP | 4.13 | 0 | 1 | 1-556.5 ACSR AW | 0 | 0 | 0 | 0 | 0 | 0 | 0 | 0 | 0 | 0 | 0 | 0 | 0 | 0 | 0 | 0 | 0 | 0 | 0 | 0 | 0 | 0 | 0 | 12
NO |  | 56 | 2011 | 26 | 27 | 27 |  | HOBE | PLUMOSUS 2 | 138 | 138 | SP | 6.6 | 0 | 1 | 1-954 ACSR AW | 0 | 0 | 0 | 0 | 0 | 0 | 0 | 0 | 0 | 0 | 0 | 0 | 0 | 0 | 0 | 0 | 0 | 0 | 0 | 0 | 0 | 0 | 0 | 12
NO |  | 56 | 2011 | 26 | 28 | 28 |  | HOBE | PLUMOSUS 2 | 138 | 138 | UG | 0.53 | 0 | 1 | 1-2367 CU | 0 | 0 | 0 | 0 | 0 | 0 | 0 | 0 | 0 | 0 | 0 | 0 | 0 | 0 | 0 | 0 | 0 | 0 | 0 | 0 | 0 | 0 | 0 | 12
NO |  | 56 | 2011 | 26 | 29 | 29 |  | HOBE | PLUMOSUS 2 | 138 | 138 | SP | 0.98 | 0 | 2 | 1-556.5 ACSR AW | 0 | 0 | 0 | 0 | 0 | 0 | 0 | 0 | 0 | 0 | 0 | 0 | 0 | 0 | 0 | 0 | 0 | 0 | 0 | 0 | 0 | 0 | 0 | 12
NO |  | 56 | 2011 | 26 | 30 | 30 |  | HOBE | PLUMOSUS 2 | 138 | 138 | SP | 2.48 | 0 | 2 | 1-954 ACSR AW | 0 | 0 | 0 | 0 | 0 | 0 | 0 | 0 | 0 | 0 | 0 | 0 | 0 | 0 | 0 | 0 | 0 | 0 | 0 | 0 | 0 | 0 | 0 | 12
NO |  | 56 | 2011 | 26 | 31 | 31 |  | HOBE | SANDPIPER 1 | 138 | 138 | SP | 0.01 | 0 | 1 | 1-1431 ACSR AW | 0 | 0 | 0 | 0 | 0 | 0 | 0 | 0 | 0 | 0 | 0 | 0 | 0 | 0 | 0 | 0 | 0 | 0 | 0 | 0 | 0 | 0 | 0 | 12
NO |  | 56 | 2011 | 26 | 32 | 32 |  | HOBE | SANDPIPER 1 | 138 | 138 | SP | 0.38 | 0 | 1 | 1-350 CU HT | 0 | 0 | 0 | 0 | 0 | 0 | 0 | 0 | 0 | 0 | 0 | 0 | 0 | 0 | 0 | 0 | 0 | 0 | 0 | 0 | 0 | 0 | 0 | 12
NO |  | 56 | 2011 | 26 | 33 | 33 |  | HOBE | SANDPIPER 1 | 138 | 138 | SP | 0.88 | 0 | 1 | 1-556.5 ACSR AZ | 0 | 0 | 0 | 0 | 0 | 0 | 0 | 0 | 0 | 0 | 0 | 0 | 0 | 0 | 0 | 0 | 0 | 0 | 0 | 0 | 0 | 0 | 0 | 12
NO |  | 56 | 2011 | 26 | 34 | 34 |  | HOBE | SANDPIPER 1 | 138 | 138 | SP | 0.44 | 0 | 1 | 1-795 ACSR AW | 0 | 0 | 0 | 0 | 0 | 0 | 0 | 0 | 0 | 0 | 0 | 0 | 0 | 0 | 0 | 0 | 0 | 0 | 0 | 0 | 0 | 0 | 0 | 12
NO |  | 56 | 2011 | 26 | 35 | 35 |  | HOBE | SANDPIPER 1 | 138 | 138 | SP | 15.82 | 0 | 1 | 1-795 ACSR AZ | 0 | 0 | 0 | 0 | 0 | 0 | 0 | 0 | 0 | 0 | 0 | 0 | 0 | 0 | 0 | 0 | 0 | 0 | 0 | 0 | 0 | 0 | 0 | 12
NO |  | 56 | 2011 | 27 | 1 | 1 |  | HOBE | SANDPIPER 1 | 138 | 138 | SP | 0.12 | 0 | 1 | 1-954 ACSR AW | 0 | 0 | 0 | 0 | 0 | 0 | 0 | 0 | 0 | 0 | 0 | 0 | 0 | 0 | 0 | 0 | 0 | 0 | 0 | 0 | 0 | 0 | 0 | 12
NO |  | 56 | 2011 | 27 | 2 | 2 |  | HOBE | SANDPIPER 1 | 138 | 138 | SP | 0.17 | 0 | 1 | 1-954 ACSR TW | 0 | 0 | 0 | 0 | 0 | 0 | 0 | 0 | 0 | 0 | 0 | 0 | 0 | 0 | 0 | 0 | 0 | 0 | 0 | 0 | 0 | 0 | 0 | 12
NO |  | 56 | 2011 | 27 | 3 | 3 |  | HOBE | SANDPIPER 1 | 138 | 138 | SP | 1.26 | 1.26 | 2 | 1-954 ACSR TW | 0 | 0 | 0 | 0 | 0 | 0 | 0 | 0 | 0 | 0 | 0 | 0 | 0 | 0 | 0 | 0 | 0 | 0 | 0 | 0 | 0 | 0 | 0 | 12
NO |  | 56 | 2011 | 27 | 4 | 4 |  | HOLLYWOOD | LAUDERDALE | 138 | 138 | SP | 3.43 | 0 | 1 | 1-795 AAC | 0 | 0 | 0 | 0 | 0 | 0 | 0 | 0 | 0 | 0 | 0 | 0 | 0 | 0 | 0 | 0 | 0 | 0 | 0 | 0 | 0 | 0 | 0 | 12
NO |  | 56 | 2011 | 27 | 5 | 5 |  | HOLLYWOOD | LAUDERDALE | 138 | 138 | SP | 1.22 | 0 | 1 | 1-954 ACSR AZ | 0 | 0 | 0 | 0 | 0 | 0 | 0 | 0 | 0 | 0 | 0 | 0 | 0 | 0 | 0 | 0 | 0 | 0 | 0 | 0 | 0 | 0 | 0 | 12
NO |  | 56 | 2011 | 27 | 6 | 6 |  | HOLLYWOOD | LAUDERDALE | 138 | 230 | H | 0 | 0.49 | 2 | 1-795 AAC | 0 | 0 | 0 | 0 | 0 | 0 | 0 | 0 | 0 | 0 | 0 | 0 | 0 | 0 | 0 | 0 | 0 | 0 | 0 | 0 | 0 | 0 | 0 | 12
NO |  | 56 | 2011 | 27 | 7 | 7 |  | HOLLYWOOD | LAUDERDALE | 138 | 138 | H | 1.4 | 0 | 2 | 1-954 ACSR AZ | 0 | 0 | 0 | 0 | 0 | 0 | 0 | 0 | 0 | 0 | 0 | 0 | 0 | 0 | 0 | 0 | 0 | 0 | 0 | 0 | 0 | 0 | 0 | 12
NO |  | 56 | 2011 | 27 | 8 | 8 |  | HOLLYWOOD | LAUDERDALE | 138 | 138 | SP | 0 | 0.7 | 2 | 1-1431 ACSR AW | 0 | 0 | 0 | 0 | 0 | 0 | 0 | 0 | 0 | 0 | 0 | 0 | 0 | 0 | 0 | 0 | 0 | 0 | 0 | 0 | 0 | 0 | 0 | 12
NO |  | 56 | 2011 | 27 | 9 | 9 |  | HOLLYWOOD | LAUDERDALE | 138 | 138 | SP | 0 | 0.51 | 2 | 1-795 AAC | 0 | 0 | 0 | 0 | 0 | 0 | 0 | 0 | 0 | 0 | 0 | 0 | 0 | 0 | 0 | 0 | 0 | 0 | 0 | 0 | 0 | 0 | 0 | 12
NO |  | 56 | 2011 | 27 | 10 | 10 |  | HOLLYWOOD | LAUDERDALE | 138 | 138 | SP | 0.63 | 0 | 2 | 1-954 ACSR AZ | 0 | 0 | 0 | 0 | 0 | 0 | 0 | 0 | 0 | 0 | 0 | 0 | 0 | 0 | 0 | 0 | 0 | 0 | 0 | 0 | 0 | 0 | 0 | 12
NO |  | 56 | 2011 | 27 | 11 | 11 |  | HOLLYWOOD | PORT EVERGLADES | 138 | 138 | SP | 2.35 | 0 | 1 | 1-795 ACSR AW | 0 | 0 | 0 | 0 | 0 | 0 | 0 | 0 | 0 | 0 | 0 | 0 | 0 | 0 | 0 | 0 | 0 | 0 | 0 | 0 | 0 | 0 | 0 | 12
NO |  | 56 | 2011 | 27 | 12 | 12 |  | HOLLYWOOD | PORT EVERGLADES | 138 | 138 | SP | 0.76 | 0 | 1 | 1-795 ACSR AZ | 0 | 0 | 0 | 0 | 0 | 0 | 0 | 0 | 0 | 0 | 0 | 0 | 0 | 0 | 0 | 0 | 0 | 0 | 0 | 0 | 0 | 0 | 0 | 12
NO |  | 56 | 2011 | 27 | 13 | 13 |  | HOLLYWOOD | PORT EVERGLADES | 138 | 138 | SP | 0.27 | 0 | 1 | 1-900 CU HT | 0 | 0 | 0 | 0 | 0 | 0 | 0 | 0 | 0 | 0 | 0 | 0 | 0 | 0 | 0 | 0 | 0 | 0 | 0 | 0 | 0 | 0 | 0 | 12
NO |  | 56 | 2011 | 27 | 14 | 14 |  | HOLLYWOOD | PORT EVERGLADES | 138 | 138 | SP | 1.53 | 0 | 1 | 1-954 ACSR AW | 0 | 0 | 0 | 0 | 0 | 0 | 0 | 0 | 0 | 0 | 0 | 0 | 0 | 0 | 0 | 0 | 0 | 0 | 0 | 0 | 0 | 0 | 0 | 12
NO |  | 56 | 2011 | 27 | 15 | 15 |  | HOLLYWOOD | PORT EVERGLADES | 138 | 138 | SP | 0.86 | 0 | 1 | 1-954 ACSR AZ | 0 | 0 | 0 | 0 | 0 | 0 | 0 | 0 | 0 | 0 | 0 | 0 | 0 | 0 | 0 | 0 | 0 | 0 | 0 | 0 | 0 | 0 | 0 | 12
NO |  | 56 | 2011 | 27 | 16 | 16 |  | HOLLYWOOD | PORT EVERGLADES | 138 | 138 | SP | 0 | 1.65 | 2 | 1-795 ACSR AZ | 0 | 0 | 0 | 0 | 0 | 0 | 0 | 0 | 0 | 0 | 0 | 0 | 0 | 0 | 0 | 0 | 0 | 0 | 0 | 0 | 0 | 0 | 0 | 12
NO |  | 56 | 2011 | 27 | 17 | 17 |  | HOWARD | LAURELWOOD | 138 | 138 | H | 0.02 | 0 | 1 | 1-954 ACSR AW | 0 | 0 | 0 | 0 | 0 | 0 | 0 | 0 | 0 | 0 | 0 | 0 | 0 | 0 | 0 | 0 | 0 | 0 | 0 | 0 | 0 | 0 | 0 | 12
NO |  | 56 | 2011 | 27 | 18 | 18 |  | HOWARD | LAURELWOOD | 138 | 138 | SP | 2.54 | 0 | 1 | 1-795 ACSR AW | 0 | 0 | 0 | 0 | 0 | 0 | 0 | 0 | 0 | 0 | 0 | 0 | 0 | 0 | 0 | 0 | 0 | 0 | 0 | 0 | 0 | 0 | 0 | 12
NO |  | 56 | 2011 | 27 | 19 | 19 |  | HOWARD | LAURELWOOD | 138 | 138 | SP | 11.77 | 0 | 1 | 1-795 ACSR AZ | 0 | 0 | 0 | 0 | 0 | 0 | 0 | 0 | 0 | 0 | 0 | 0 | 0 | 0 | 0 | 0 | 0 | 0 | 0 | 0 | 0 | 0 | 0 | 12
NO |  | 56 | 2011 | 27 | 20 | 20 |  | HOWARD | LAURELWOOD | 138 | 138 | SP | 0.29 | 0 | 1 | 1-954 ACSR AW | 0 | 0 | 0 | 0 | 0 | 0 | 0 | 0 | 0 | 0 | 0 | 0 | 0 | 0 | 0 | 0 | 0 | 0 | 0 | 0 | 0 | 0 | 0 | 12
NO |  | 56 | 2011 | 27 | 21 | 21 |  | HOWARD | LAURELWOOD | 138 | 138 | SP | 3.31 | 0 | 1 | 1-954 ACSR AZ | 0 | 0 | 0 | 0 | 0 | 0 | 0 | 0 | 0 | 0 | 0 | 0 | 0 | 0 | 0 | 0 | 0 | 0 | 0 | 0 | 0 | 0 | 0 | 12
NO |  | 56 | 2011 | 27 | 22 | 22 |  | HOWARD | LAURELWOOD | 138 | 230 | H | 0 | 3.84 | 2 | 1-954 ACSR AZ | 0 | 0 | 0 | 0 | 0 | 0 | 0 | 0 | 0 | 0 | 0 | 0 | 0 | 0 | 0 | 0 | 0 | 0 | 0 | 0 | 0 | 0 | 0 | 12
NO |  | 56 | 2011 | 27 | 23 | 23 |  | HOWARD | LAURELWOOD | 138 | 230 | SP | 0 | 0.3 | 2 | 1-954 ACSR AW | 0 | 0 | 0 | 0 | 0 | 0 | 0 | 0 | 0 | 0 | 0 | 0 | 0 | 0 | 0 | 0 | 0 | 0 | 0 | 0 | 0 | 0 | 0 | 12
NO |  | 56 | 2011 | 27 | 24 | 24 |  | INDIAN CREEK | LITTLE RIVER | 138 | 138 | SP | 1.25 | 0 | 1 | 1-1431 ACSR AZ | 0 | 0 | 0 | 0 | 0 | 0 | 0 | 0 | 0 | 0 | 0 | 0 | 0 | 0 | 0 | 0 | 0 | 0 | 0 | 0 | 0 | 0 | 0 | 12
NO |  | 56 | 2011 | 27 | 25 | 25 |  | INDIAN CREEK | LITTLE RIVER | 138 | 138 | UG | 4.72 | 0 | 1 | 1-2000 CU SD | 0 | 0 | 0 | 0 | 0 | 0 | 0 | 0 | 0 | 0 | 0 | 0 | 0 | 0 | 0 | 0 | 0 | 0 | 0 | 0 | 0 | 0 | 0 | 12
NO |  | 56 | 2011 | 27 | 26 | 26 |  | JOHNSON | RINGLING | 138 | 138 | H | 0.07 | 0 | 1 | 1-954 ACSR AW | 0 | 0 | 0 | 0 | 0 | 0 | 0 | 0 | 0 | 0 | 0 | 0 | 0 | 0 | 0 | 0 | 0 | 0 | 0 | 0 | 0 | 0 | 0 | 12
NO |  | 56 | 2011 | 27 | 27 | 27 |  | JOHNSON | RINGLING | 138 | 138 | H | 4.23 | 0 | 1 | 2-336.4 ACSR AZ | 0 | 0 | 0 | 0 | 0 | 0 | 0 | 0 | 0 | 0 | 0 | 0 | 0 | 0 | 0 | 0 | 0 | 0 | 0 | 0 | 0 | 0 | 0 | 12
NO |  | 56 | 2011 | 27 | 28 | 28 |  | JOHNSON | RINGLING | 138 | 230 | SP | 2.56 | 0 | 1 | 1-556.5 ACSR AW | 0 | 0 | 0 | 0 | 0 | 0 | 0 | 0 | 0 | 0 | 0 | 0 | 0 | 0 | 0 | 0 | 0 | 0 | 0 | 0 | 0 | 0 | 0 | 12
NO |  | 56 | 2011 | 27 | 29 | 29 |  | JOHNSON | RINGLING | 138 | 138 | SP | 0.46 | 0 | 1 | 1-795 ACSR AZ | 0 | 0 | 0 | 0 | 0 | 0 | 0 | 0 | 0 | 0 | 0 | 0 | 0 | 0 | 0 | 0 | 0 | 0 | 0 | 0 | 0 | 0 | 0 | 12
NO |  | 56 | 2011 | 27 | 30 | 30 |  | JOHNSON | RINGLING | 138 | 230 | SP | 1.08 | 0 | 1 | 1-954 ACSR AW | 0 | 0 | 0 | 0 | 0 | 0 | 0 | 0 | 0 | 0 | 0 | 0 | 0 | 0 | 0 | 0 | 0 | 0 | 0 | 0 | 0 | 0 | 0 | 12
NO |  | 56 | 2011 | 27 | 31 | 31 |  | JOHNSON | RINGLING | 138 | 138 | SP | 2.48 | 0 | 1 | 2-336.4 ACSR AZ | 0 | 0 | 0 | 0 | 0 | 0 | 0 | 0 | 0 | 0 | 0 | 0 | 0 | 0 | 0 | 0 | 0 | 0 | 0 | 0 | 0 | 0 | 0 | 12
NO |  | 56 | 2011 | 27 | 32 | 32 |  | LANDINGS | PLUMOSUS | 138 | 138 | SP | 0.02 | 0 | 1 | 1-1431 ACSR AW | 0 | 0 | 0 | 0 | 0 | 0 | 0 | 0 | 0 | 0 | 0 | 0 | 0 | 0 | 0 | 0 | 0 | 0 | 0 | 0 | 0 | 0 | 0 | 12
NO |  | 56 | 2011 | 27 | 33 | 33 |  | LANDINGS | PLUMOSUS | 138 | 138 | SP | 0.25 | 0 | 1 | 1-795 ACSR AW | 0 | 0 | 0 | 0 | 0 | 0 | 0 | 0 | 0 | 0 | 0 | 0 | 0 | 0 | 0 | 0 | 0 | 0 | 0 | 0 | 0 | 0 | 0 | 12
NO |  | 56 | 2011 | 27 | 34 | 34 |  | LANDINGS | PLUMOSUS | 138 | 138 | SP | 3.47 | 0 | 1 | 1-927.2 AAAC | 0 | 0 | 0 | 0 | 0 | 0 | 0 | 0 | 0 | 0 | 0 | 0 | 0 | 0 | 0 | 0 | 0 | 0 | 0 | 0 | 0 | 0 | 0 | 12
NO |  | 56 | 2011 | 27 | 35 | 35 |  | LANDINGS | PLUMOSUS | 138 | 138 | SP | 1.91 | 0 | 1 | 1-954 ACSR AW | 0 | 0 | 0 | 0 | 0 | 0 | 0 | 0 | 0 | 0 | 0 | 0 | 0 | 0 | 0 | 0 | 0 | 0 | 0 | 0 | 0 | 0 | 0 | 12
NO |  | 56 | 2011 | 28 | 1 | 1 |  | LANDINGS | PLUMOSUS | 138 | 138 | SP | 0 | 0.83 | 2 | 1-954 ACSR AW | 0 | 0 | 0 | 0 | 0 | 0 | 0 | 0 | 0 | 0 | 0 | 0 | 0 | 0 | 0 | 0 | 0 | 0 | 0 | 0 | 0 | 0 | 0 | 12
NO |  | 56 | 2011 | 28 | 2 | 2 |  | LANDINGS | RIVIERA | 138 | 138 | SP | 0.09 | 0 | 1 | 1-1431 ACSR AW | 0 | 0 | 0 | 0 | 0 | 0 | 0 | 0 | 0 | 0 | 0 | 0 | 0 | 0 | 0 | 0 | 0 | 0 | 0 | 0 | 0 | 0 | 0 | 12
NO |  | 56 | 2011 | 28 | 3 | 3 |  | LANDINGS | RIVIERA | 138 | 230 | SP | 0.37 | 0 | 1 | 1-927.2 AAAC | 0 | 0 | 0 | 0 | 0 | 0 | 0 | 0 | 0 | 0 | 0 | 0 | 0 | 0 | 0 | 0 | 0 | 0 | 0 | 0 | 0 | 0 | 0 | 12
NO |  | 56 | 2011 | 28 | 4 | 4 |  | LANDINGS | RIVIERA | 138 | 138 | SP | 6.17 | 0 | 1 | 1-927.2 AAAC | 0 | 0 | 0 | 0 | 0 | 0 | 0 | 0 | 0 | 0 | 0 | 0 | 0 | 0 | 0 | 0 | 0 | 0 | 0 | 0 | 0 | 0 | 0 | 12
NO |  | 56 | 2011 | 28 | 5 | 5 |  | LANDINGS | RIVIERA | 138 | 138 | SP | 0.99 | 0 | 1 | 1-954 ACSR AZ | 0 | 0 | 0 | 0 | 0 | 0 | 0 | 0 | 0 | 0 | 0 | 0 | 0 | 0 | 0 | 0 | 0 | 0 | 0 | 0 | 0 | 0 | 0 | 12
NO |  | 56 | 2011 | 28 | 6 | 6 |  | LANDINGS | RIVIERA | 138 | 138 | SP | 0.01 | 0.01 | 2 | 1-927.2 AAAC | 0 | 0 | 0 | 0 | 0 | 0 | 0 | 0 | 0 | 0 | 0 | 0 | 0 | 0 | 0 | 0 | 0 | 0 | 0 | 0 | 0 | 0 | 0 | 12
NO |  | 56 | 2011 | 28 | 7 | 7 |  | LAUDERDALE | MCARTHUR | 138 | 138 | H | 0.01 | 0 | 1 | 1-1431 ACSR AZ | 0 | 0 | 0 | 0 | 0 | 0 | 0 | 0 | 0 | 0 | 0 | 0 | 0 | 0 | 0 | 0 | 0 | 0 | 0 | 0 | 0 | 0 | 0 | 12
NO |  | 56 | 2011 | 28 | 8 | 8 |  | LAUDERDALE | MCARTHUR | 138 | 138 | H | 0.15 | 0 | 1 | 1-954 ACSR AZ | 0 | 0 | 0 | 0 | 0 | 0 | 0 | 0 | 0 | 0 | 0 | 0 | 0 | 0 | 0 | 0 | 0 | 0 | 0 | 0 | 0 | 0 | 0 | 12
NO |  | 56 | 2011 | 28 | 9 | 9 |  | LAUDERDALE | MCARTHUR | 138 | 138 | H | 3.8 | 0 | 1 | 2-336.4 ACSR AZ | 0 | 0 | 0 | 0 | 0 | 0 | 0 | 0 | 0 | 0 | 0 | 0 | 0 | 0 | 0 | 0 | 0 | 0 | 0 | 0 | 0 | 0 | 0 | 12
NO |  | 56 | 2011 | 28 | 10 | 10 |  | LAUDERDALE | MCARTHUR | 138 | 138 | SP | 0.48 | 0 | 1 | 1-1431 ACSR AW | 0 | 0 | 0 | 0 | 0 | 0 | 0 | 0 | 0 | 0 | 0 | 0 | 0 | 0 | 0 | 0 | 0 | 0 | 0 | 0 | 0 | 0 | 0 | 12
NO |  | 56 | 2011 | 28 | 11 | 11 |  | LAUDERDALE | MCARTHUR | 138 | 230 | H | 0 | 1.05 | 2 | 1-954 ACSR AZ | 0 | 0 | 0 | 0 | 0 | 0 | 0 | 0 | 0 | 0 | 0 | 0 | 0 | 0 | 0 | 0 | 0 | 0 | 0 | 0 | 0 | 0 | 0 | 12
NO |  | 56 | 2011 | 28 | 12 | 12 |  | LAUDERDALE | MCARTHUR | 138 | 138 | SP | 0.66 | 0 | 2 | 1-1431 ACSR AW | 0 | 0 | 0 | 0 | 0 | 0 | 0 | 0 | 0 | 0 | 0 | 0 | 0 | 0 | 0 | 0 | 0 | 0 | 0 | 0 | 0 | 0 | 0 | 12
NO |  | 56 | 2011 | 28 | 13 | 13 |  | LAUDERDALE | MIAMI SHORES | 138 | 138 | H | 0.8 | 0 | 1 | 2-556.5 AAC | 0 | 0 | 0 | 0 | 0 | 0 | 0 | 0 | 0 | 0 | 0 | 0 | 0 | 0 | 0 | 0 | 0 | 0 | 0 | 0 | 0 | 0 | 0 | 12
NO |  | 56 | 2011 | 28 | 14 | 14 |  | LAUDERDALE | MIAMI SHORES | 138 | 138 | SP | 0.01 | 0 | 1 | 1-1431 ACSR AW | 0 | 0 | 0 | 0 | 0 | 0 | 0 | 0 | 0 | 0 | 0 | 0 | 0 | 0 | 0 | 0 | 0 | 0 | 0 | 0 | 0 | 0 | 0 | 12
NO |  | 56 | 2011 | 28 | 15 | 15 |  | LAUDERDALE | MIAMI SHORES | 138 | 138 | SP | 4.5 | 0 | 1 | 1-1431 ACSR AZ | 0 | 0 | 0 | 0 | 0 | 0 | 0 | 0 | 0 | 0 | 0 | 0 | 0 | 0 | 0 | 0 | 0 | 0 | 0 | 0 | 0 | 0 | 0 | 12
NO |  | 56 | 2011 | 28 | 16 | 16 |  | LAUDERDALE | MIAMI SHORES | 138 | 138 | SP | 0.24 | 0 | 1 | 1-350 CU HT | 0 | 0 | 0 | 0 | 0 | 0 | 0 | 0 | 0 | 0 | 0 | 0 | 0 | 0 | 0 | 0 | 0 | 0 | 0 | 0 | 0 | 0 | 0 | 12
NO |  | 56 | 2011 | 28 | 17 | 17 |  | LAUDERDALE | MIAMI SHORES | 138 | 138 | SP | 2.14 | 0 | 1 | 2-350 CU HT | 0 | 0 | 0 | 0 | 0 | 0 | 0 | 0 | 0 | 0 | 0 | 0 | 0 | 0 | 0 | 0 | 0 | 0 | 0 | 0 | 0 | 0 | 0 | 12
NO |  | 56 | 2011 | 28 | 18 | 18 |  | LAUDERDALE | MIAMI SHORES | 138 | 138 | SP | 8.58 | 0 | 1 | 2-556.5 AAC | 0 | 0 | 0 | 0 | 0 | 0 | 0 | 0 | 0 | 0 | 0 | 0 | 0 | 0 | 0 | 0 | 0 | 0 | 0 | 0 | 0 | 0 | 0 | 12
NO |  | 56 | 2011 | 28 | 19 | 19 |  | LAUDERDALE | MIAMI SHORES | 138 | 138 | SP | 0 | 0.24 | 2 | 1-1431 ACSR AZ | 0 | 0 | 0 | 0 | 0 | 0 | 0 | 0 | 0 | 0 | 0 | 0 | 0 | 0 | 0 | 0 | 0 | 0 | 0 | 0 | 0 | 0 | 0 | 12
NO |  | 56 | 2011 | 28 | 20 | 20 |  | LAUDERDALE | PALM AIRE | 138 | 138 | H | 0.83 | 0 | 1 | 1-954 ACSR AZ | 0 | 0 | 0 | 0 | 0 | 0 | 0 | 0 | 0 | 0 | 0 | 0 | 0 | 0 | 0 | 0 | 0 | 0 | 0 | 0 | 0 | 0 | 0 | 12
NO |  | 56 | 2011 | 28 | 21 | 21 |  | LAUDERDALE | PALM AIRE | 138 | 138 | SP | 0.34 | 0 | 1 | 1-1431 ACSR AZ | 0 | 0 | 0 | 0 | 0 | 0 | 0 | 0 | 0 | 0 | 0 | 0 | 0 | 0 | 0 | 0 | 0 | 0 | 0 | 0 | 0 | 0 | 0 | 12
NO |  | 56 | 2011 | 28 | 22 | 22 |  | LAUDERDALE | PALM AIRE | 138 | 138 | SP | 1.17 | 0 | 1 | 1-954 ACSR AW | 0 | 0 | 0 | 0 | 0 | 0 | 0 | 0 | 0 | 0 | 0 | 0 | 0 | 0 | 0 | 0 | 0 | 0 | 0 | 0 | 0 | 0 | 0 | 12
NO |  | 56 | 2011 | 28 | 23 | 23 |  | LAUDERDALE | PALM AIRE | 138 | 138 | SP | 13.12 | 0 | 1 | 1-954 ACSR AZ | 0 | 0 | 0 | 0 | 0 | 0 | 0 | 0 | 0 | 0 | 0 | 0 | 0 | 0 | 0 | 0 | 0 | 0 | 0 | 0 | 0 | 0 | 0 | 12
NO |  | 56 | 2011 | 28 | 24 | 24 |  | LAUDERDALE | SISTRUNK | 138 | 138 | SP | 1.34 | 0 | 1 | 1-1431 ACSR AW | 0 | 0 | 0 | 0 | 0 | 0 | 0 | 0 | 0 | 0 | 0 | 0 | 0 | 0 | 0 | 0 | 0 | 0 | 0 | 0 | 0 | 0 | 0 | 12
NO |  | 56 | 2011 | 28 | 25 | 25 |  | LAUDERDALE | SISTRUNK | 138 | 138 | SP | 4.84 | 0 | 1 | 1-1431 ACSR AZ | 0 | 0 | 0 | 0 | 0 | 0 | 0 | 0 | 0 | 0 | 0 | 0 | 0 | 0 | 0 | 0 | 0 | 0 | 0 | 0 | 0 | 0 | 0 | 12
NO |  | 56 | 2011 | 28 | 26 | 26 |  | LAUDERDALE | SISTRUNK | 138 | 138 | SP | 2.21 | 0 | 1 | 2-556.5 AAC | 0 | 0 | 0 | 0 | 0 | 0 | 0 | 0 | 0 | 0 | 0 | 0 | 0 | 0 | 0 | 0 | 0 | 0 | 0 | 0 | 0 | 0 | 0 | 12
NO |  | 56 | 2011 | 28 | 27 | 27 |  | LAUDERDALE | SISTRUNK | 138 | 138 | SP | 1.05 | 0 | 1 | 2-556.5 ACSR AZ | 0 | 0 | 0 | 0 | 0 | 0 | 0 | 0 | 0 | 0 | 0 | 0 | 0 | 0 | 0 | 0 | 0 | 0 | 0 | 0 | 0 | 0 | 0 | 12
NO |  | 56 | 2011 | 28 | 28 | 28 |  | LAURELWOOD | VENICE TRAN. 1 | 138 | 138 | SP | 2.07 | 0 | 1 | 1-954 ACSR AW | 0 | 0 | 0 | 0 | 0 | 0 | 0 | 0 | 0 | 0 | 0 | 0 | 0 | 0 | 0 | 0 | 0 | 0 | 0 | 0 | 0 | 0 | 0 | 12
NO |  | 56 | 2011 | 28 | 29 | 29 |  | LAURELWOOD | VENICE TRAN. 1 | 138 | 138 | SP | 0.18 | 0 | 1 | 1-954 ACSR AZ | 0 | 0 | 0 | 0 | 0 | 0 | 0 | 0 | 0 | 0 | 0 | 0 | 0 | 0 | 0 | 0 | 0 | 0 | 0 | 0 | 0 | 0 | 0 | 12
NO |  | 56 | 2011 | 28 | 30 | 30 |  | LAURELWOOD | VENICE TRAN. 1 | 138 | 230 | H | 3.83 | 0 | 2 | 1-954 ACSR AZ | 0 | 0 | 0 | 0 | 0 | 0 | 0 | 0 | 0 | 0 | 0 | 0 | 0 | 0 | 0 | 0 | 0 | 0 | 0 | 0 | 0 | 0 | 0 | 12
NO |  | 56 | 2011 | 28 | 31 | 31 |  | LAURELWOOD | VENICE TRAN. 2 | 138 | 138 | H | 3.61 | 0 | 2 | 1-1431 ACSR AW | 0 | 0 | 0 | 0 | 0 | 0 | 0 | 0 | 0 | 0 | 0 | 0 | 0 | 0 | 0 | 0 | 0 | 0 | 0 | 0 | 0 | 0 | 0 | 12
NO |  | 56 | 2011 | 28 | 32 | 32 |  | LAURELWOOD | VENICE TRAN. 2 | 138 | 138 | SP | 2.13 | 0 | 2 | 1-795 ACSR AZ | 0 | 0 | 0 | 0 | 0 | 0 | 0 | 0 | 0 | 0 | 0 | 0 | 0 | 0 | 0 | 0 | 0 | 0 | 0 | 0 | 0 | 0 | 0 | 12
NO |  | 56 | 2011 | 28 | 33 | 33 |  | LITTLE RIVER | MARKET | 138 | 138 | SP | 3.1 | 0 | 1 | 1-795 AAC | 0 | 0 | 0 | 0 | 0 | 0 | 0 | 0 | 0 | 0 | 0 | 0 | 0 | 0 | 0 | 0 | 0 | 0 | 0 | 0 | 0 | 0 | 0 | 12
NO |  | 56 | 2011 | 28 | 34 | 34 |  | LITTLE RIVER | MARKET | 138 | 138 | SP | 0.61 | 0 | 1 | 1-795 ACSR AZ | 0 | 0 | 0 | 0 | 0 | 0 | 0 | 0 | 0 | 0 | 0 | 0 | 0 | 0 | 0 | 0 | 0 | 0 | 0 | 0 | 0 | 0 | 0 | 12
NO |  | 56 | 2011 | 28 | 35 | 35 |  | LITTLE RIVER | MARKET | 138 | 138 | SP | 0.14 | 0 | 1 | 1-954 ACSR AZ | 0 | 0 | 0 | 0 | 0 | 0 | 0 | 0 | 0 | 0 | 0 | 0 | 0 | 0 | 0 | 0 | 0 | 0 | 0 | 0 | 0 | 0 | 0 | 12
NO |  | 56 | 2011 | 29 | 1 | 1 |  | LITTLE RIVER | MARKET | 138 | 138 | H | 0.15 | 0 | 2 | 1-795 AAC | 0 | 0 | 0 | 0 | 0 | 0 | 0 | 0 | 0 | 0 | 0 | 0 | 0 | 0 | 0 | 0 | 0 | 0 | 0 | 0 | 0 | 0 | 0 | 12
NO |  | 56 | 2011 | 29 | 2 | 2 |  | LITTLE RIVER | MARKET | 138 | 138 | SP | 0.15 | 0.46 | 2 | 1-795 AAC | 0 | 0 | 0 | 0 | 0 | 0 | 0 | 0 | 0 | 0 | 0 | 0 | 0 | 0 | 0 | 0 | 0 | 0 | 0 | 0 | 0 | 0 | 0 | 12
NO |  | 56 | 2011 | 29 | 3 | 3 |  | LITTLE RIVER | MIAMI SHORES | 138 | 138 | SP | 0.77 | 0 | 1 | 1-1431 ACSR AZ | 0 | 0 | 0 | 0 | 0 | 0 | 0 | 0 | 0 | 0 | 0 | 0 | 0 | 0 | 0 | 0 | 0 | 0 | 0 | 0 | 0 | 0 | 0 | 12
NO |  | 56 | 2011 | 29 | 4 | 4 |  | LITTLE RIVER | MIAMI SHORES | 138 | 138 | SP | 0.7 | 0 | 1 | 2-350 CU HT | 0 | 0 | 0 | 0 | 0 | 0 | 0 | 0 | 0 | 0 | 0 | 0 | 0 | 0 | 0 | 0 | 0 | 0 | 0 | 0 | 0 | 0 | 0 | 12
NO |  | 56 | 2011 | 29 | 5 | 5 |  | LYONS | OAKLAND PARK | 138 | 138 | SP | 4.95 | 0 | 1 | 1-954 ACSR AZ | 0 | 0 | 0 | 0 | 0 | 0 | 0 | 0 | 0 | 0 | 0 | 0 | 0 | 0 | 0 | 0 | 0 | 0 | 0 | 0 | 0 | 0 | 0 | 12
NO |  | 56 | 2011 | 29 | 6 | 6 |  | MALABAR | DAIRY | 138 | 230 | H | 2.24 | 0 | 1 | 1-1127 AAAC | 0 | 0 | 0 | 0 | 0 | 0 | 0 | 0 | 0 | 0 | 0 | 0 | 0 | 0 | 0 | 0 | 0 | 0 | 0 | 0 | 0 | 0 | 0 | 12
NO |  | 56 | 2011 | 29 | 7 | 7 |  | MALABAR | DAIRY | 138 | 138 | H | 1.07 | 0 | 1 | 1-954 ACSR AZ | 0 | 0 | 0 | 0 | 0 | 0 | 0 | 0 | 0 | 0 | 0 | 0 | 0 | 0 | 0 | 0 | 0 | 0 | 0 | 0 | 0 | 0 | 0 | 12
NO |  | 56 | 2011 | 29 | 8 | 8 |  | MALABAR | DAIRY | 138 | 138 | SP | 0.48 | 0 | 1 | 1-1127 AAAC | 0 | 0 | 0 | 0 | 0 | 0 | 0 | 0 | 0 | 0 | 0 | 0 | 0 | 0 | 0 | 0 | 0 | 0 | 0 | 0 | 0 | 0 | 0 | 12
NO |  | 56 | 2011 | 29 | 9 | 9 |  | MALABAR | DAIRY | 138 | 138 | SP | 7.87 | 0 | 1 | 1-927.2 AAAC | 0 | 0 | 0 | 0 | 0 | 0 | 0 | 0 | 0 | 0 | 0 | 0 | 0 | 0 | 0 | 0 | 0 | 0 | 0 | 0 | 0 | 0 | 0 | 12
NO |  | 56 | 2011 | 29 | 10 | 10 |  | MALABAR | DAIRY | 138 | 138 | SP | 0.11 | 0 | 1 | 1-954 ACSR AW | 0 | 0 | 0 | 0 | 0 | 0 | 0 | 0 | 0 | 0 | 0 | 0 | 0 | 0 | 0 | 0 | 0 | 0 | 0 | 0 | 0 | 0 | 0 | 12
NO |  | 56 | 2011 | 29 | 11 | 11 |  | MALABAR | DAIRY | 138 | 138 | SP | 0.04 | 0 | 1 | 1-954 ACSR AZ | 0 | 0 | 0 | 0 | 0 | 0 | 0 | 0 | 0 | 0 | 0 | 0 | 0 | 0 | 0 | 0 | 0 | 0 | 0 | 0 | 0 | 0 | 0 | 12
NO |  | 56 | 2011 | 29 | 12 | 12 |  | MALABAR | DAIRY | 138 | 230 | H | 2.09 | 0 | 2 | 1-954 ACSR AW | 0 | 0 | 0 | 0 | 0 | 0 | 0 | 0 | 0 | 0 | 0 | 0 | 0 | 0 | 0 | 0 | 0 | 0 | 0 | 0 | 0 | 0 | 0 | 12
NO |  | 56 | 2011 | 29 | 13 | 13 |  | MALABAR | DAIRY | 138 | 138 | SP | 0 | 0.2 | 2 | 1-1127 AAAC | 0 | 0 | 0 | 0 | 0 | 0 | 0 | 0 | 0 | 0 | 0 | 0 | 0 | 0 | 0 | 0 | 0 | 0 | 0 | 0 | 0 | 0 | 0 | 12
NO |  | 56 | 2011 | 29 | 14 | 14 |  | MALABAR | DAIRY | 138 | 138 | SP | 0 | 3.95 | 2 | 1-954 ACSR AZ | 0 | 0 | 0 | 0 | 0 | 0 | 0 | 0 | 0 | 0 | 0 | 0 | 0 | 0 | 0 | 0 | 0 | 0 | 0 | 0 | 0 | 0 | 0 | 12
NO |  | 56 | 2011 | 29 | 15 | 15 |  | MALABAR | MICCO | 138 | 138 | H | 0 | 0 | 1 | 1-954 ACSR AZ | 0 | 0 | 0 | 0 | 0 | 0 | 0 | 0 | 0 | 0 | 0 | 0 | 0 | 0 | 0 | 0 | 0 | 0 | 0 | 0 | 0 | 0 | 0 | 12
NO |  | 56 | 2011 | 29 | 16 | 16 |  | MALABAR | MICCO | 138 | 138 | SP | 3.03 | 0 | 1 | 1-954 ACSR AW | 0 | 0 | 0 | 0 | 0 | 0 | 0 | 0 | 0 | 0 | 0 | 0 | 0 | 0 | 0 | 0 | 0 | 0 | 0 | 0 | 0 | 0 | 0 | 12
NO |  | 56 | 2011 | 29 | 17 | 17 |  | MALABAR | MICCO | 138 | 138 | SP | 20.19 | 0 | 1 | 1-954 ACSR AZ | 0 | 0 | 0 | 0 | 0 | 0 | 0 | 0 | 0 | 0 | 0 | 0 | 0 | 0 | 0 | 0 | 0 | 0 | 0 | 0 | 0 | 0 | 0 | 12
NO |  | 56 | 2011 | 29 | 18 | 18 |  | MALABAR | MICCO | 138 | 230 | SP | 0.16 | 0.12 | 2 | 1-954 ACSR AW | 0 | 0 | 0 | 0 | 0 | 0 | 0 | 0 | 0 | 0 | 0 | 0 | 0 | 0 | 0 | 0 | 0 | 0 | 0 | 0 | 0 | 0 | 0 | 12
NO |  | 56 | 2011 | 29 | 19 | 19 |  | MALABAR | MICCO | 138 | 138 | SP | 0.16 | 0 | 2 | 1-954 ACSR AZ | 0 | 0 | 0 | 0 | 0 | 0 | 0 | 0 | 0 | 0 | 0 | 0 | 0 | 0 | 0 | 0 | 0 | 0 | 0 | 0 | 0 | 0 | 0 | 12
NO |  | 56 | 2011 | 29 | 20 | 20 |  | MARKET | OVERTOWN | 138 | 138 | SP | 0 | 0 | 1 | 1-795 ACSR AZ | 0 | 0 | 0 | 0 | 0 | 0 | 0 | 0 | 0 | 0 | 0 | 0 | 0 | 0 | 0 | 0 | 0 | 0 | 0 | 0 | 0 | 0 | 0 | 12
NO |  | 56 | 2011 | 29 | 21 | 21 |  | MARKET | OVERTOWN | 138 | 138 | SP | 0.33 | 0 | 1 | 1-954 ACSR AW | 0 | 0 | 0 | 0 | 0 | 0 | 0 | 0 | 0 | 0 | 0 | 0 | 0 | 0 | 0 | 0 | 0 | 0 | 0 | 0 | 0 | 0 | 0 | 12
NO |  | 56 | 2011 | 29 | 22 | 22 |  | MARKET | OVERTOWN | 138 | 138 | SP | 2.15 | 0 | 1 | 1-954 ACSR AZ | 0 | 0 | 0 | 0 | 0 | 0 | 0 | 0 | 0 | 0 | 0 | 0 | 0 | 0 | 0 | 0 | 0 | 0 | 0 | 0 | 0 | 0 | 0 | 12
NO |  | 56 | 2011 | 29 | 23 | 23 |  | MIAMI | MIAMI BEACH | 138 | 138 | UG | 0.25 | 0 | 1 | 1-1250 CU SD | 0 | 0 | 0 | 0 | 0 | 0 | 0 | 0 | 0 | 0 | 0 | 0 | 0 | 0 | 0 | 0 | 0 | 0 | 0 | 0 | 0 | 0 | 0 | 12
NO |  | 56 | 2011 | 29 | 24 | 24 |  | MIAMI | MIAMI BEACH | 138 | 138 | UG | 5.16 | 0 | 1 | 1-1500 CU SD | 0 | 0 | 0 | 0 | 0 | 0 | 0 | 0 | 0 | 0 | 0 | 0 | 0 | 0 | 0 | 0 | 0 | 0 | 0 | 0 | 0 | 0 | 0 | 12
NO |  | 56 | 2011 | 29 | 25 | 25 |  | MIAMI | MIAMI BEACH | 138 | 138 | UG | 5.11 | 0 | 1 | 1-2000 CU SD | 0 | 0 | 0 | 0 | 0 | 0 | 0 | 0 | 0 | 0 | 0 | 0 | 0 | 0 | 0 | 0 | 0 | 0 | 0 | 0 | 0 | 0 | 0 | 12
NO |  | 56 | 2011 | 29 | 26 | 26 |  | MIAMI | MIAMI BEACH | 138 | 138 | UG | 0.26 | 0 | 1 | 1-3000 CU | 0 | 0 | 0 | 0 | 0 | 0 | 0 | 0 | 0 | 0 | 0 | 0 | 0 | 0 | 0 | 0 | 0 | 0 | 0 | 0 | 0 | 0 | 0 | 12
NO |  | 56 | 2011 | 29 | 27 | 27 |  | MIAMI | MIAMI BEACH | 138 | 138 | SP | 0.43 | 0 | 2 | 1-954 ACSR AW | 0 | 0 | 0 | 0 | 0 | 0 | 0 | 0 | 0 | 0 | 0 | 0 | 0 | 0 | 0 | 0 | 0 | 0 | 0 | 0 | 0 | 0 | 0 | 12
NO |  | 56 | 2011 | 29 | 28 | 28 |  | MIAMI | RAILWAY 1 | 138 | 138 | UG | 1.16 | 0 | 1 | 1-2000 CU | 0 | 0 | 0 | 0 | 0 | 0 | 0 | 0 | 0 | 0 | 0 | 0 | 0 | 0 | 0 | 0 | 0 | 0 | 0 | 0 | 0 | 0 | 0 | 12
NO |  | 56 | 2011 | 29 | 29 | 29 |  | MIAMI | RAILWAY 2 | 138 | 138 | UG | 1.18 | 0 | 1 | 1-2000 CU | 0 | 0 | 0 | 0 | 0 | 0 | 0 | 0 | 0 | 0 | 0 | 0 | 0 | 0 | 0 | 0 | 0 | 0 | 0 | 0 | 0 | 0 | 0 | 12
NO |  | 56 | 2011 | 29 | 30 | 30 |  | MIAMI | RAILWAY 2 | 138 | 138 | UG | 0.18 | 0 | 1 | 1-3000 CU | 0 | 0 | 0 | 0 | 0 | 0 | 0 | 0 | 0 | 0 | 0 | 0 | 0 | 0 | 0 | 0 | 0 | 0 | 0 | 0 | 0 | 0 | 0 | 12
NO |  | 56 | 2011 | 29 | 31 | 31 |  | MIAMI | RIVERSIDE | 138 | 138 | SP | 0.01 | 0 | 1 | 1-954 ACSR AW | 0 | 0 | 0 | 0 | 0 | 0 | 0 | 0 | 0 | 0 | 0 | 0 | 0 | 0 | 0 | 0 | 0 | 0 | 0 | 0 | 0 | 0 | 0 | 12
NO |  | 56 | 2011 | 29 | 32 | 32 |  | MIAMI | RIVERSIDE | 138 | 138 | SP | 3.19 | 0 | 1 | 1-954 ACSR AZ | 0 | 0 | 0 | 0 | 0 | 0 | 0 | 0 | 0 | 0 | 0 | 0 | 0 | 0 | 0 | 0 | 0 | 0 | 0 | 0 | 0 | 0 | 0 | 12
NO |  | 56 | 2011 | 29 | 33 | 33 |  | MIAMI | RIVERSIDE | 138 | 138 | UG | 2.65 | 0 | 1 | 1-2000 CU SD | 0 | 0 | 0 | 0 | 0 | 0 | 0 | 0 | 0 | 0 | 0 | 0 | 0 | 0 | 0 | 0 | 0 | 0 | 0 | 0 | 0 | 0 | 0 | 12
NO |  | 56 | 2011 | 29 | 34 | 34 |  | MIAMI | RIVERSIDE | 138 | 138 | SP | 0.06 | 0 | 2 | 1-954 ACSR AZ | 0 | 0 | 0 | 0 | 0 | 0 | 0 | 0 | 0 | 0 | 0 | 0 | 0 | 0 | 0 | 0 | 0 | 0 | 0 | 0 | 0 | 0 | 0 | 12
NO |  | 56 | 2011 | 29 | 35 | 35 |  | MIAMI | SIMPSON | 138 | 138 | UG | 0.35 | 0 | 1 | 1-2000 CU SD | 0 | 0 | 0 | 0 | 0 | 0 | 0 | 0 | 0 | 0 | 0 | 0 | 0 | 0 | 0 | 0 | 0 | 0 | 0 | 0 | 0 | 0 | 0 | 12
NO |  | 56 | 2011 | 30 | 1 | 1 |  | MIAMI | SIMPSON | 138 | 138 | UG | 0.48 | 0 | 1 | 1-3000 CU | 0 | 0 | 0 | 0 | 0 | 0 | 0 | 0 | 0 | 0 | 0 | 0 | 0 | 0 | 0 | 0 | 0 | 0 | 0 | 0 | 0 | 0 | 0 | 12
NO |  | 56 | 2011 | 30 | 2 | 2 |  | MIDWAY | HARTMAN (FTP) 1 | 138 | 230 | H | 3.51 | 0 | 1 | 1-954 ACSR AZ | 0 | 0 | 0 | 0 | 0 | 0 | 0 | 0 | 0 | 0 | 0 | 0 | 0 | 0 | 0 | 0 | 0 | 0 | 0 | 0 | 0 | 0 | 0 | 12
NO |  | 56 | 2011 | 30 | 3 | 3 |  | MIDWAY | HARTMAN (FTP) 1 | 138 | 138 | SP | 0.1 | 0 | 1 | 1-954 ACSR AW | 0 | 0 | 0 | 0 | 0 | 0 | 0 | 0 | 0 | 0 | 0 | 0 | 0 | 0 | 0 | 0 | 0 | 0 | 0 | 0 | 0 | 0 | 0 | 12
NO |  | 56 | 2011 | 30 | 4 | 4 |  | MIDWAY | HARTMAN (FTP) 1 | 138 | 138 | SP | 3.62 | 0 | 1 | 1-954 ACSR AZ | 0 | 0 | 0 | 0 | 0 | 0 | 0 | 0 | 0 | 0 | 0 | 0 | 0 | 0 | 0 | 0 | 0 | 0 | 0 | 0 | 0 | 0 | 0 | 12
NO |  | 56 | 2011 | 30 | 5 | 5 |  | MIDWAY | HARTMAN (FTP) 2 | 138 | 138 | SP | 0.77 | 0 | 1 | 1-1033.5 ACSS/TW/ | 0 | 0 | 0 | 0 | 0 | 0 | 0 | 0 | 0 | 0 | 0 | 0 | 0 | 0 | 0 | 0 | 0 | 0 | 0 | 0 | 0 | 0 | 0 | 12
NO |  | 56 | 2011 | 30 | 6 | 6 |  | MIDWAY | HARTMAN (FTP) 2 | 138 | 138 | SP | 0.52 | 0 | 1 | 1-795 ACSR AW | 0 | 0 | 0 | 0 | 0 | 0 | 0 | 0 | 0 | 0 | 0 | 0 | 0 | 0 | 0 | 0 | 0 | 0 | 0 | 0 | 0 | 0 | 0 | 12
NO |  | 56 | 2011 | 30 | 7 | 7 |  | MIDWAY | HARTMAN (FTP) 2 | 138 | 138 | SP | 6 | 0 | 1 | 1-795 ACSR AZ | 0 | 0 | 0 | 0 | 0 | 0 | 0 | 0 | 0 | 0 | 0 | 0 | 0 | 0 | 0 | 0 | 0 | 0 | 0 | 0 | 0 | 0 | 0 | 12
NO |  | 56 | 2011 | 30 | 8 | 8 |  | MIDWAY | HARTMAN (FTP) 2 | 138 | 138 | SP | 2.91 | 0 | 1 | 1-954 ACSR AW | 0 | 0 | 0 | 0 | 0 | 0 | 0 | 0 | 0 | 0 | 0 | 0 | 0 | 0 | 0 | 0 | 0 | 0 | 0 | 0 | 0 | 0 | 0 | 12
NO |  | 56 | 2011 | 30 | 9 | 9 |  | MIDWAY | HARTMAN (FTP) 2 | 138 | 138 | SP | 0 | 2.24 | 2 | 1-954 ACSR AW | 0 | 0 | 0 | 0 | 0 | 0 | 0 | 0 | 0 | 0 | 0 | 0 | 0 | 0 | 0 | 0 | 0 | 0 | 0 | 0 | 0 | 0 | 0 | 12
NO |  | 56 | 2011 | 30 | 10 | 10 |  | MIDWAY | SANDPIPER | 138 | 138 | SP | 4.66 | 0 | 1 | 1-795 ACSR AW | 0 | 0 | 0 | 0 | 0 | 0 | 0 | 0 | 0 | 0 | 0 | 0 | 0 | 0 | 0 | 0 | 0 | 0 | 0 | 0 | 0 | 0 | 0 | 12
NO |  | 56 | 2011 | 30 | 11 | 11 |  | MIDWAY | SANDPIPER | 138 | 230 | SP | 0.04 | 0 | 1 | 1-795 ACSR AZ | 0 | 0 | 0 | 0 | 0 | 0 | 0 | 0 | 0 | 0 | 0 | 0 | 0 | 0 | 0 | 0 | 0 | 0 | 0 | 0 | 0 | 0 | 0 | 12
NO |  | 56 | 2011 | 30 | 12 | 12 |  | MIDWAY | SANDPIPER | 138 | 138 | SP | 1.46 | 0 | 1 | 1-795 ACSR AZ | 0 | 0 | 0 | 0 | 0 | 0 | 0 | 0 | 0 | 0 | 0 | 0 | 0 | 0 | 0 | 0 | 0 | 0 | 0 | 0 | 0 | 0 | 0 | 12
NO |  | 56 | 2011 | 30 | 13 | 13 |  | MIDWAY | SANDPIPER | 138 | 138 | SP | 3.97 | 0 | 1 | 1-954 ACSR AW | 0 | 0 | 0 | 0 | 0 | 0 | 0 | 0 | 0 | 0 | 0 | 0 | 0 | 0 | 0 | 0 | 0 | 0 | 0 | 0 | 0 | 0 | 0 | 12
NO |  | 56 | 2011 | 30 | 14 | 14 |  | MIDWAY | SANDPIPER | 138 | 138 | SP | 0.7 | 0 | 2 | -1033.5 ACSS/TW/A | 0 | 0 | 0 | 0 | 0 | 0 | 0 | 0 | 0 | 0 | 0 | 0 | 0 | 0 | 0 | 0 | 0 | 0 | 0 | 0 | 0 | 0 | 0 | 12
NO |  | 56 | 2011 | 30 | 15 | 15 |  | MIDWAY | SANDPIPER | 138 | 230 | SP | 0 | 1.62 | 2 | 1-795 ACSR AZ | 0 | 0 | 0 | 0 | 0 | 0 | 0 | 0 | 0 | 0 | 0 | 0 | 0 | 0 | 0 | 0 | 0 | 0 | 0 | 0 | 0 | 0 | 0 | 12
NO |  | 56 | 2011 | 30 | 16 | 16 |  | MIDWAY | SANDPIPER | 138 | 138 | SP | 2.89 | 0 | 2 | 1-954 ACSR AW | 0 | 0 | 0 | 0 | 0 | 0 | 0 | 0 | 0 | 0 | 0 | 0 | 0 | 0 | 0 | 0 | 0 | 0 | 0 | 0 | 0 | 0 | 0 | 12
NO |  | 56 | 2011 | 30 | 17 | 17 |  | MIDWAY | SANDPIPER | 138 | 138 | SP | 1.94 | 0 | 2 | 1-954 ACSR AZ | 0 | 0 | 0 | 0 | 0 | 0 | 0 | 0 | 0 | 0 | 0 | 0 | 0 | 0 | 0 | 0 | 0 | 0 | 0 | 0 | 0 | 0 | 0 | 12
NO |  | 56 | 2011 | 30 | 18 | 18 |  | MYAKKA | VENICE TRAN. | 138 | 138 | SP | 6.26 | 0 | 1 | 1-795 ACSR AW | 0 | 0 | 0 | 0 | 0 | 0 | 0 | 0 | 0 | 0 | 0 | 0 | 0 | 0 | 0 | 0 | 0 | 0 | 0 | 0 | 0 | 0 | 0 | 12
NO |  | 56 | 2011 | 30 | 19 | 19 |  | MYAKKA | VENICE TRAN. | 138 | 138 | SP | 9.44 | 0 | 1 | 1-795 ACSR AZ | 0 | 0 | 0 | 0 | 0 | 0 | 0 | 0 | 0 | 0 | 0 | 0 | 0 | 0 | 0 | 0 | 0 | 0 | 0 | 0 | 0 | 0 | 0 | 12
NO |  | 56 | 2011 | 30 | 20 | 20 |  | MYAKKA | VENICE TRAN. | 138 | 138 | SP | 12.62 | 0 | 1 | 1-954 ACSR AW | 0 | 0 | 0 | 0 | 0 | 0 | 0 | 0 | 0 | 0 | 0 | 0 | 0 | 0 | 0 | 0 | 0 | 0 | 0 | 0 | 0 | 0 | 0 | 12
NO |  | 56 | 2011 | 30 | 21 | 21 |  | MYAKKA | VENICE TRAN. | 138 | 138 | SP | 4.53 | 0 | 1 | 1-954 ACSR AZ | 0 | 0 | 0 | 0 | 0 | 0 | 0 | 0 | 0 | 0 | 0 | 0 | 0 | 0 | 0 | 0 | 0 | 0 | 0 | 0 | 0 | 0 | 0 | 12
NO |  | 56 | 2011 | 30 | 22 | 22 |  | MYAKKA | VENICE TRAN. | 138 | 138 | SP | 0.41 | 0.08 | 2 | 1-954 ACSR AW | 0 | 0 | 0 | 0 | 0 | 0 | 0 | 0 | 0 | 0 | 0 | 0 | 0 | 0 | 0 | 0 | 0 | 0 | 0 | 0 | 0 | 0 | 0 | 12
NO |  | 56 | 2011 | 30 | 23 | 23 |  | MYAKKA | VENICE TRAN. | 138 | 138 | SP | 0.1 | 0 | 2 | 1-954 ACSR AZ | 0 | 0 | 0 | 0 | 0 | 0 | 0 | 0 | 0 | 0 | 0 | 0 | 0 | 0 | 0 | 0 | 0 | 0 | 0 | 0 | 0 | 0 | 0 | 12
NO |  | 56 | 2011 | 30 | 24 | 24 |  | OAKLAND PARK | OAKLAND PARK 13KV DIST | 138 | 138 | H | 0.03 | 0 | 1 | 1-600 CU HT | 0 | 0 | 0 | 0 | 0 | 0 | 0 | 0 | 0 | 0 | 0 | 0 | 0 | 0 | 0 | 0 | 0 | 0 | 0 | 0 | 0 | 0 | 0 | 12
NO |  | 56 | 2011 | 30 | 25 | 25 |  | OAKLAND PARK | POMPANO | 138 | 138 | SP | 0.21 | 0 | 1 | 1-1431 ACSR AZ | 0 | 0 | 0 | 0 | 0 | 0 | 0 | 0 | 0 | 0 | 0 | 0 | 0 | 0 | 0 | 0 | 0 | 0 | 0 | 0 | 0 | 0 | 0 | 12
NO |  | 56 | 2011 | 30 | 26 | 26 |  | OAKLAND PARK | POMPANO | 138 | 138 | SP | 0.14 | 0 | 1 | 1-954 ACSR AW | 0 | 0 | 0 | 0 | 0 | 0 | 0 | 0 | 0 | 0 | 0 | 0 | 0 | 0 | 0 | 0 | 0 | 0 | 0 | 0 | 0 | 0 | 0 | 12
NO |  | 56 | 2011 | 30 | 27 | 27 |  | OAKLAND PARK | POMPANO | 138 | 138 | SP | 4.77 | 0 | 1 | 1-954 ACSR AZ | 0 | 0 | 0 | 0 | 0 | 0 | 0 | 0 | 0 | 0 | 0 | 0 | 0 | 0 | 0 | 0 | 0 | 0 | 0 | 0 | 0 | 0 | 0 | 12
NO |  | 56 | 2011 | 30 | 28 | 28 |  | OAKLAND PARK | POMPANO | 138 | 138 | SP | 0.5 | 0 | 1 | 2-556.5 AAC | 0 | 0 | 0 | 0 | 0 | 0 | 0 | 0 | 0 | 0 | 0 | 0 | 0 | 0 | 0 | 0 | 0 | 0 | 0 | 0 | 0 | 0 | 0 | 12
NO |  | 56 | 2011 | 30 | 29 | 29 |  | OAKLAND PARK | POMPANO | 138 | 138 | SP | 0.82 | 0 | 2 | 1-1431 ACSR AZ | 0 | 0 | 0 | 0 | 0 | 0 | 0 | 0 | 0 | 0 | 0 | 0 | 0 | 0 | 0 | 0 | 0 | 0 | 0 | 0 | 0 | 0 | 0 | 12
NO |  | 56 | 2011 | 30 | 30 | 30 |  | OAKLAND PARK | POMPANO | 138 | 138 | SP | 0.03 | 0.04 | 2 | 1-954 ACSR AZ | 0 | 0 | 0 | 0 | 0 | 0 | 0 | 0 | 0 | 0 | 0 | 0 | 0 | 0 | 0 | 0 | 0 | 0 | 0 | 0 | 0 | 0 | 0 | 12
NO |  | 56 | 2011 | 30 | 31 | 31 |  | OAKLAND PARK | SISTRUNK 1 | 138 | 138 | SP | 3.79 | 0 | 1 | 1-1431 ACSR AZ | 0 | 0 | 0 | 0 | 0 | 0 | 0 | 0 | 0 | 0 | 0 | 0 | 0 | 0 | 0 | 0 | 0 | 0 | 0 | 0 | 0 | 0 | 0 | 12
NO |  | 56 | 2011 | 30 | 32 | 32 |  | OAKLAND PARK | SISTRUNK 1 | 138 | 138 | SP | 0 | 0.82 | 2 | 1-1431 ACSR AZ | 0 | 0 | 0 | 0 | 0 | 0 | 0 | 0 | 0 | 0 | 0 | 0 | 0 | 0 | 0 | 0 | 0 | 0 | 0 | 0 | 0 | 0 | 0 | 12
NO |  | 56 | 2011 | 30 | 33 | 33 |  | OAKLAND PARK | SISTRUNK 2 | 138 | 138 | SP | 2.34 | 0 | 1 | 1-1431 ACSR AZ | 0 | 0 | 0 | 0 | 0 | 0 | 0 | 0 | 0 | 0 | 0 | 0 | 0 | 0 | 0 | 0 | 0 | 0 | 0 | 0 | 0 | 0 | 0 | 12
NO |  | 56 | 2011 | 30 | 34 | 34 |  | OAKLAND PARK | SISTRUNK 2 | 138 | 138 | SP | 0.2 | 0 | 1 | 1-954 ACSR AW | 0 | 0 | 0 | 0 | 0 | 0 | 0 | 0 | 0 | 0 | 0 | 0 | 0 | 0 | 0 | 0 | 0 | 0 | 0 | 0 | 0 | 0 | 0 | 12
NO |  | 56 | 2011 | 30 | 35 | 35 |  | OAKLAND PARK | SISTRUNK 2 | 138 | 138 | SP | 2.46 | 0 | 1 | 1-954 ACSR AZ | 0 | 0 | 0 | 0 | 0 | 0 | 0 | 0 | 0 | 0 | 0 | 0 | 0 | 0 | 0 | 0 | 0 | 0 | 0 | 0 | 0 | 0 | 0 | 12
NO |  | 56 | 2011 | 31 | 1 | 1 |  | OKEELANTA | MCCARTHY (CLE) | 138 | 138 | H | 4.2 | 0 | 1 | 1-556.5 ACSR AW | 0 | 0 | 0 | 0 | 0 | 0 | 0 | 0 | 0 | 0 | 0 | 0 | 0 | 0 | 0 | 0 | 0 | 0 | 0 | 0 | 0 | 0 | 0 | 12
NO |  | 56 | 2011 | 31 | 2 | 2 |  | OKEELANTA | MCCARTHY (CLE) | 138 | 138 | H | 9.34 | 0 | 1 | 1-556.5 ACSR AZ | 0 | 0 | 0 | 0 | 0 | 0 | 0 | 0 | 0 | 0 | 0 | 0 | 0 | 0 | 0 | 0 | 0 | 0 | 0 | 0 | 0 | 0 | 0 | 12
NO |  | 56 | 2011 | 31 | 3 | 3 |  | OKEELANTA | MCCARTHY (CLE) | 138 | 138 | SP | 0.04 | 0 | 1 | 1-556.5 ACSR AW | 0 | 0 | 0 | 0 | 0 | 0 | 0 | 0 | 0 | 0 | 0 | 0 | 0 | 0 | 0 | 0 | 0 | 0 | 0 | 0 | 0 | 0 | 0 | 12
NO |  | 56 | 2011 | 31 | 4 | 4 |  | OKEELANTA | MCCARTHY (CLE) | 138 | 138 | H | 0 | 4.93 | 2 | 1-556.5 ACSR AW | 0 | 0 | 0 | 0 | 0 | 0 | 0 | 0 | 0 | 0 | 0 | 0 | 0 | 0 | 0 | 0 | 0 | 0 | 0 | 0 | 0 | 0 | 0 | 12
NO |  | 56 | 2011 | 31 | 5 | 5 |  | OKEELANTA | MCCARTHY (CLE) | 138 | 138 | SP | 0 | 0.4 | 2 | 1-556.5 ACSR AW | 0 | 0 | 0 | 0 | 0 | 0 | 0 | 0 | 0 | 0 | 0 | 0 | 0 | 0 | 0 | 0 | 0 | 0 | 0 | 0 | 0 | 0 | 0 | 12
NO |  | 56 | 2011 | 31 | 6 | 6 |  | OKEELANTA | SOUTH BAY | 138 | 138 | H | 1.7 | 0 | 1 | 1-556.5 ACSR AZ | 0 | 0 | 0 | 0 | 0 | 0 | 0 | 0 | 0 | 0 | 0 | 0 | 0 | 0 | 0 | 0 | 0 | 0 | 0 | 0 | 0 | 0 | 0 | 12
NO |  | 56 | 2011 | 31 | 7 | 7 |  | OKEELANTA | SOUTH BAY | 138 | 138 | SP | 0.01 | 0 | 1 | 1-556.5 ACSR AW | 0 | 0 | 0 | 0 | 0 | 0 | 0 | 0 | 0 | 0 | 0 | 0 | 0 | 0 | 0 | 0 | 0 | 0 | 0 | 0 | 0 | 0 | 0 | 12
NO |  | 56 | 2011 | 31 | 8 | 8 |  | OKEELANTA | SOUTH BAY | 138 | 138 | SP | 5.34 | 0 | 2 | 1-556.5 ACSR AW | 0 | 0 | 0 | 0 | 0 | 0 | 0 | 0 | 0 | 0 | 0 | 0 | 0 | 0 | 0 | 0 | 0 | 0 | 0 | 0 | 0 | 0 | 0 | 12
NO |  | 56 | 2011 | 31 | 9 | 9 |  | OSCEOLA | RANCH | 138 | 138 | H | 0.12 | 0 | 1 | 1-350 CU HT | 0 | 0 | 0 | 0 | 0 | 0 | 0 | 0 | 0 | 0 | 0 | 0 | 0 | 0 | 0 | 0 | 0 | 0 | 0 | 0 | 0 | 0 | 0 | 12
NO |  | 56 | 2011 | 31 | 10 | 10 |  | OSCEOLA | RANCH | 138 | 138 | SP | 4.22 | 0 | 1 | 1-556.5 ACSR AW | 0 | 0 | 0 | 0 | 0 | 0 | 0 | 0 | 0 | 0 | 0 | 0 | 0 | 0 | 0 | 0 | 0 | 0 | 0 | 0 | 0 | 0 | 0 | 12
NO |  | 56 | 2011 | 31 | 11 | 11 |  | OSCEOLA | RANCH | 138 | 230 | SP | 4.89 | 0 | 1 | 1-795 ACSR AW | 0 | 0 | 0 | 0 | 0 | 0 | 0 | 0 | 0 | 0 | 0 | 0 | 0 | 0 | 0 | 0 | 0 | 0 | 0 | 0 | 0 | 0 | 0 | 12
NO |  | 56 | 2011 | 31 | 12 | 12 |  | OSCEOLA | RANCH | 138 | 230 | SP | 0 | 9.7 | 2 | 1-1431 ACSR AW | 0 | 0 | 0 | 0 | 0 | 0 | 0 | 0 | 0 | 0 | 0 | 0 | 0 | 0 | 0 | 0 | 0 | 0 | 0 | 0 | 0 | 0 | 0 | 12
NO |  | 56 | 2011 | 31 | 13 | 13 |  | OSCEOLA | RANCH | 138 | 138 | SP | 11.94 | 0 | 2 | 1-556.5 ACSR AW | 0 | 0 | 0 | 0 | 0 | 0 | 0 | 0 | 0 | 0 | 0 | 0 | 0 | 0 | 0 | 0 | 0 | 0 | 0 | 0 | 0 | 0 | 0 | 12
NO |  | 56 | 2011 | 31 | 14 | 14 |  | OSCEOLA | RANCH | 138 | 230 | SP | 0 | 0.99 | 2 | 1-556.5 ACSR AZ | 0 | 0 | 0 | 0 | 0 | 0 | 0 | 0 | 0 | 0 | 0 | 0 | 0 | 0 | 0 | 0 | 0 | 0 | 0 | 0 | 0 | 0 | 0 | 12
NO |  | 56 | 2011 | 31 | 15 | 15 |  | OSCEOLA | SOUTH BAY | 138 | 138 | H | 11.63 | 0 | 1 | 1-556.5 ACSR AZ | 0 | 0 | 0 | 0 | 0 | 0 | 0 | 0 | 0 | 0 | 0 | 0 | 0 | 0 | 0 | 0 | 0 | 0 | 0 | 0 | 0 | 0 | 0 | 12
NO |  | 56 | 2011 | 31 | 16 | 16 |  | OSCEOLA | SOUTH BAY | 138 | 138 | SP | 0.05 | 0 | 1 | 1-556.5 ACSR AW | 0 | 0 | 0 | 0 | 0 | 0 | 0 | 0 | 0 | 0 | 0 | 0 | 0 | 0 | 0 | 0 | 0 | 0 | 0 | 0 | 0 | 0 | 0 | 12
NO |  | 56 | 2011 | 31 | 17 | 17 |  | OSCEOLA | SOUTH BAY | 138 | 138 | SP | 0 | 11.88 | 2 | 1-556.5 ACSR AW | 0 | 0 | 0 | 0 | 0 | 0 | 0 | 0 | 0 | 0 | 0 | 0 | 0 | 0 | 0 | 0 | 0 | 0 | 0 | 0 | 0 | 0 | 0 | 12
NO |  | 56 | 2011 | 31 | 18 | 18 |  | OVERTOWN | RAILWAY 1 | 138 | 138 | SP | 0.21 | 0 | 1 | 1-954 ACSR AW | 0 | 0 | 0 | 0 | 0 | 0 | 0 | 0 | 0 | 0 | 0 | 0 | 0 | 0 | 0 | 0 | 0 | 0 | 0 | 0 | 0 | 0 | 0 | 12
NO |  | 56 | 2011 | 31 | 19 | 19 |  | OVERTOWN | RAILWAY 1 | 138 | 138 | SP | 0.54 | 0 | 1 | 1-954 ACSR AZ | 0 | 0 | 0 | 0 | 0 | 0 | 0 | 0 | 0 | 0 | 0 | 0 | 0 | 0 | 0 | 0 | 0 | 0 | 0 | 0 | 0 | 0 | 0 | 12
NO |  | 56 | 2011 | 31 | 20 | 20 |  | OVERTOWN | RAILWAY 1 | 138 | 138 | UG | 0.72 | 0 | 1 | 1-2000 CU SD | 0 | 0 | 0 | 0 | 0 | 0 | 0 | 0 | 0 | 0 | 0 | 0 | 0 | 0 | 0 | 0 | 0 | 0 | 0 | 0 | 0 | 0 | 0 | 12
NO |  | 56 | 2011 | 31 | 21 | 21 |  | OVERTOWN | RAILWAY 2 | 138 | 138 | SP | 1.38 | 0 | 1 | 1-954 ACSR AW | 0 | 0 | 0 | 0 | 0 | 0 | 0 | 0 | 0 | 0 | 0 | 0 | 0 | 0 | 0 | 0 | 0 | 0 | 0 | 0 | 0 | 0 | 0 | 12
NO |  | 56 | 2011 | 31 | 22 | 22 |  | OVERTOWN | VENETIAN | 138 | 138 | UG | 3.29 | 0 | 1 | 1-3000 CU | 0 | 0 | 0 | 0 | 0 | 0 | 0 | 0 | 0 | 0 | 0 | 0 | 0 | 0 | 0 | 0 | 0 | 0 | 0 | 0 | 0 | 0 | 0 | 12
NO |  | 56 | 2011 | 31 | 23 | 23 |  | PLUMOSUS | RIVIERA 1 | 138 | 138 | SP | 0.29 | 0 | 1 | 1-795 ACSR AW | 0 | 0 | 0 | 0 | 0 | 0 | 0 | 0 | 0 | 0 | 0 | 0 | 0 | 0 | 0 | 0 | 0 | 0 | 0 | 0 | 0 | 0 | 0 | 12
NO |  | 56 | 2011 | 31 | 24 | 24 |  | PLUMOSUS | RIVIERA 1 | 138 | 230 | SP | 0.31 | 0 | 1 | 1-954 ACSR AW | 0 | 0 | 0 | 0 | 0 | 0 | 0 | 0 | 0 | 0 | 0 | 0 | 0 | 0 | 0 | 0 | 0 | 0 | 0 | 0 | 0 | 0 | 0 | 12
NO |  | 56 | 2011 | 31 | 25 | 25 |  | PLUMOSUS | RIVIERA 1 | 138 | 138 | SP | 12.46 | 0 | 1 | 1-954 ACSR AW | 0 | 0 | 0 | 0 | 0 | 0 | 0 | 0 | 0 | 0 | 0 | 0 | 0 | 0 | 0 | 0 | 0 | 0 | 0 | 0 | 0 | 0 | 0 | 12
NO |  | 56 | 2011 | 31 | 26 | 26 |  | PLUMOSUS | RIVIERA 1 | 138 | 138 | UG | 1.64 | 0 | 1 | 1-2400 AL | 0 | 0 | 0 | 0 | 0 | 0 | 0 | 0 | 0 | 0 | 0 | 0 | 0 | 0 | 0 | 0 | 0 | 0 | 0 | 0 | 0 | 0 | 0 | 12
NO |  | 56 | 2011 | 31 | 27 | 27 |  | PORT EVERGLADES | SISTRUNK | 138 | 138 | H | 0.08 | 0 | 1 | 1-1431 ACSR AW | 0 | 0 | 0 | 0 | 0 | 0 | 0 | 0 | 0 | 0 | 0 | 0 | 0 | 0 | 0 | 0 | 0 | 0 | 0 | 0 | 0 | 0 | 0 | 12
NO |  | 56 | 2011 | 31 | 28 | 28 |  | PORT EVERGLADES | SISTRUNK | 138 | 138 | H | 0.05 | 0 | 1 | 1-900 CU HT | 0 | 0 | 0 | 0 | 0 | 0 | 0 | 0 | 0 | 0 | 0 | 0 | 0 | 0 | 0 | 0 | 0 | 0 | 0 | 0 | 0 | 0 | 0 | 12
NO |  | 56 | 2011 | 31 | 29 | 29 |  | PORT EVERGLADES | SISTRUNK | 138 | 138 | SP | 4.2 | 0 | 1 | 1-1431 ACSR AW | 0 | 0 | 0 | 0 | 0 | 0 | 0 | 0 | 0 | 0 | 0 | 0 | 0 | 0 | 0 | 0 | 0 | 0 | 0 | 0 | 0 | 0 | 0 | 12
NO |  | 56 | 2011 | 31 | 30 | 30 |  | PORT EVERGLADES | SISTRUNK | 138 | 138 | SP | 0.8 | 0 | 1 | 1-1431 ACSR AZ | 0 | 0 | 0 | 0 | 0 | 0 | 0 | 0 | 0 | 0 | 0 | 0 | 0 | 0 | 0 | 0 | 0 | 0 | 0 | 0 | 0 | 0 | 0 | 12
NO |  | 56 | 2011 | 31 | 31 | 31 |  | PORT EVERGLADES | SISTRUNK | 138 | 138 | SP | 0.24 | 0 | 1 | 1-900 CU HT | 0 | 0 | 0 | 0 | 0 | 0 | 0 | 0 | 0 | 0 | 0 | 0 | 0 | 0 | 0 | 0 | 0 | 0 | 0 | 0 | 0 | 0 | 0 | 12
NO |  | 56 | 2011 | 31 | 32 | 32 |  | PORT EVERGLADES | SISTRUNK | 138 | 138 | SP | 0.01 | 0 | 1 | 1-954 ACSR AW | 0 | 0 | 0 | 0 | 0 | 0 | 0 | 0 | 0 | 0 | 0 | 0 | 0 | 0 | 0 | 0 | 0 | 0 | 0 | 0 | 0 | 0 | 0 | 12
NO |  | 56 | 2011 | 31 | 33 | 33 |  | PORT EVERGLADES | SISTRUNK | 138 | 138 | UG | 0.15 | 0 | 1 | 1-2000 CU SD | 0 | 0 | 0 | 0 | 0 | 0 | 0 | 0 | 0 | 0 | 0 | 0 | 0 | 0 | 0 | 0 | 0 | 0 | 0 | 0 | 0 | 0 | 0 | 12
NO |  | 56 | 2011 | 31 | 34 | 34 |  | PORT EVERGLADES | SISTRUNK | 138 | 138 | SP | 0.25 | 0 | 2 | 1-1431 ACSR AW | 0 | 0 | 0 | 0 | 0 | 0 | 0 | 0 | 0 | 0 | 0 | 0 | 0 | 0 | 0 | 0 | 0 | 0 | 0 | 0 | 0 | 0 | 0 | 12
NO |  | 56 | 2011 | 31 | 35 | 35 |  | PRINCETON | PRINCETON DIST | 138 | 138 | SP | 0.05 | 0 | 1 | 1-1431 ACSR AW | 0 | 0 | 0 | 0 | 0 | 0 | 0 | 0 | 0 | 0 | 0 | 0 | 0 | 0 | 0 | 0 | 0 | 0 | 0 | 0 | 0 | 0 | 0 | 12
NO |  | 56 | 2011 | 32 | 1 | 1 |  | RANCH | ACME | 138 | 138 | H | 0.11 | 0 | 1 | 1-954 ACSR AZ | 0 | 0 | 0 | 0 | 0 | 0 | 0 | 0 | 0 | 0 | 0 | 0 | 0 | 0 | 0 | 0 | 0 | 0 | 0 | 0 | 0 | 0 | 0 | 12
NO |  | 56 | 2011 | 32 | 2 | 2 |  | RANCH | RIVIERA 1 | 138 | 138 | H | 0.03 | 0 | 1 | 1-1431 ACSR AZ | 0 | 0 | 0 | 0 | 0 | 0 | 0 | 0 | 0 | 0 | 0 | 0 | 0 | 0 | 0 | 0 | 0 | 0 | 0 | 0 | 0 | 0 | 0 | 12
NO |  | 56 | 2011 | 32 | 3 | 3 |  | RANCH | RIVIERA 1 | 138 | 230 | H | 3.2 | 0 | 1 | 2-556.5 ACSR AZ | 0 | 0 | 0 | 0 | 0 | 0 | 0 | 0 | 0 | 0 | 0 | 0 | 0 | 0 | 0 | 0 | 0 | 0 | 0 | 0 | 0 | 0 | 0 | 12
NO |  | 56 | 2011 | 32 | 4 | 4 |  | RANCH | RIVIERA 1 | 138 | 138 | H | 6.97 | 0 | 1 | 2-556.5 ACSR AZ | 0 | 0 | 0 | 0 | 0 | 0 | 0 | 0 | 0 | 0 | 0 | 0 | 0 | 0 | 0 | 0 | 0 | 0 | 0 | 0 | 0 | 0 | 0 | 12
NO |  | 56 | 2011 | 32 | 5 | 5 |  | RANCH | RIVIERA 1 | 138 | 230 | SP | 0.64 | 0 | 1 | 1-1431 ACSR AW | 0 | 0 | 0 | 0 | 0 | 0 | 0 | 0 | 0 | 0 | 0 | 0 | 0 | 0 | 0 | 0 | 0 | 0 | 0 | 0 | 0 | 0 | 0 | 12
NO |  | 56 | 2011 | 32 | 6 | 6 |  | RANCH | RIVIERA 1 | 138 | 230 | SP | 0.06 | 0 | 1 | 2-556.5 ACSR AW | 0 | 0 | 0 | 0 | 0 | 0 | 0 | 0 | 0 | 0 | 0 | 0 | 0 | 0 | 0 | 0 | 0 | 0 | 0 | 0 | 0 | 0 | 0 | 12
NO |  | 56 | 2011 | 32 | 7 | 7 |  | RANCH | RIVIERA 1 | 138 | 230 | SP | 0.17 | 0 | 1 | 2-556.5 ACSR AZ | 0 | 0 | 0 | 0 | 0 | 0 | 0 | 0 | 0 | 0 | 0 | 0 | 0 | 0 | 0 | 0 | 0 | 0 | 0 | 0 | 0 | 0 | 0 | 12
NO |  | 56 | 2011 | 32 | 8 | 8 |  | RANCH | RIVIERA 1 | 138 | 138 | SP | 0.17 | 0.16 | 2 | 1-1431 ACSR AW | 0 | 0 | 0 | 0 | 0 | 0 | 0 | 0 | 0 | 0 | 0 | 0 | 0 | 0 | 0 | 0 | 0 | 0 | 0 | 0 | 0 | 0 | 0 | 12
NO |  | 56 | 2011 | 32 | 9 | 9 |  | RANCH | RIVIERA 1 | 138 | 230 | SP | 2.59 | 0 | 2 | 1-1431 ACSR AW | 0 | 0 | 0 | 0 | 0 | 0 | 0 | 0 | 0 | 0 | 0 | 0 | 0 | 0 | 0 | 0 | 0 | 0 | 0 | 0 | 0 | 0 | 0 | 12
NO |  | 56 | 2011 | 32 | 10 | 10 |  | RANCH | RIVIERA 1 | 138 | 230 | SP | 0 | 0.89 | 2 | 2-556.5 ACSR AZ | 0 | 0 | 0 | 0 | 0 | 0 | 0 | 0 | 0 | 0 | 0 | 0 | 0 | 0 | 0 | 0 | 0 | 0 | 0 | 0 | 0 | 0 | 0 | 12
NO |  | 56 | 2011 | 32 | 11 | 11 |  | RANCH | RIVIERA 2 | 138 | 138 | H | 5.71 | 0 | 1 | 1-1431 ACSR AZ | 0 | 0 | 0 | 0 | 0 | 0 | 0 | 0 | 0 | 0 | 0 | 0 | 0 | 0 | 0 | 0 | 0 | 0 | 0 | 0 | 0 | 0 | 0 | 12
NO |  | 56 | 2011 | 32 | 12 | 12 |  | RANCH | RIVIERA 2 | 138 | 230 | SP | 2.67 | 0 | 1 | 1-1431 ACSR AW | 0 | 0 | 0 | 0 | 0 | 0 | 0 | 0 | 0 | 0 | 0 | 0 | 0 | 0 | 0 | 0 | 0 | 0 | 0 | 0 | 0 | 0 | 0 | 12
NO |  | 56 | 2011 | 32 | 13 | 13 |  | RANCH | RIVIERA 2 | 138 | 230 | SP | 5.65 | 0 | 1 | 1-1431 ACSR AZ | 0 | 0 | 0 | 0 | 0 | 0 | 0 | 0 | 0 | 0 | 0 | 0 | 0 | 0 | 0 | 0 | 0 | 0 | 0 | 0 | 0 | 0 | 0 | 12
NO |  | 56 | 2011 | 32 | 14 | 14 |  | RANCH | RIVIERA 2 | 138 | 138 | SP | 2.26 | 0 | 1 | 1-954 ACSR AW | 0 | 0 | 0 | 0 | 0 | 0 | 0 | 0 | 0 | 0 | 0 | 0 | 0 | 0 | 0 | 0 | 0 | 0 | 0 | 0 | 0 | 0 | 0 | 12
NO |  | 56 | 2011 | 32 | 15 | 15 |  | RANCH | RIVIERA 2 | 138 | 230 | SP | 0.52 | 0 | 2 | 1-1431 ACSR AW | 0 | 0 | 0 | 0 | 0 | 0 | 0 | 0 | 0 | 0 | 0 | 0 | 0 | 0 | 0 | 0 | 0 | 0 | 0 | 0 | 0 | 0 | 0 | 12
NO |  | 56 | 2011 | 32 | 16 | 16 |  | RANCH | RIVIERA 2 | 138 | 138 | SP | 1.37 | 0.92 | 2 | 1-954 ACSR AW | 0 | 0 | 0 | 0 | 0 | 0 | 0 | 0 | 0 | 0 | 0 | 0 | 0 | 0 | 0 | 0 | 0 | 0 | 0 | 0 | 0 | 0 | 0 | 12
NO |  | 56 | 2011 | 32 | 17 | 17 |  | RANCH | WEST PALM BEACH | 138 | 138 | H | 0.43 | 0 | 1 | 1-954 ACSR AZ | 0 | 0 | 0 | 0 | 0 | 0 | 0 | 0 | 0 | 0 | 0 | 0 | 0 | 0 | 0 | 0 | 0 | 0 | 0 | 0 | 0 | 0 | 0 | 12
NO |  | 56 | 2011 | 32 | 18 | 18 |  | RANCH | WEST PALM BEACH | 138 | 138 | SP | 3.28 | 0 | 1 | 1-954 ACSR AW | 0 | 0 | 0 | 0 | 0 | 0 | 0 | 0 | 0 | 0 | 0 | 0 | 0 | 0 | 0 | 0 | 0 | 0 | 0 | 0 | 0 | 0 | 0 | 12
NO |  | 56 | 2011 | 32 | 19 | 19 |  | RANCH | WEST PALM BEACH | 138 | 138 | SP | 9.16 | 0 | 1 | 1-954 ACSR AZ | 0 | 0 | 0 | 0 | 0 | 0 | 0 | 0 | 0 | 0 | 0 | 0 | 0 | 0 | 0 | 0 | 0 | 0 | 0 | 0 | 0 | 0 | 0 | 12
NO |  | 56 | 2011 | 32 | 20 | 20 |  | RANCH | WEST PALM BEACH | 138 | 138 | SP | 0.99 | 0 | 1 | 2-556.5 ACSR AW | 0 | 0 | 0 | 0 | 0 | 0 | 0 | 0 | 0 | 0 | 0 | 0 | 0 | 0 | 0 | 0 | 0 | 0 | 0 | 0 | 0 | 0 | 0 | 12
NO |  | 56 | 2011 | 32 | 21 | 21 |  | RANCH | WEST PALM BEACH | 138 | 138 | SP | 1.67 | 0 | 1 | 2-556.5P ACSR AZ | 0 | 0 | 0 | 0 | 0 | 0 | 0 | 0 | 0 | 0 | 0 | 0 | 0 | 0 | 0 | 0 | 0 | 0 | 0 | 0 | 0 | 0 | 0 | 12
NO |  | 56 | 2011 | 32 | 22 | 22 |  | RANCH | WESTINGHOUSE | 138 | 138 | H | 0.28 | 0 | 1 | 1-954 ACSR AW | 0 | 0 | 0 | 0 | 0 | 0 | 0 | 0 | 0 | 0 | 0 | 0 | 0 | 0 | 0 | 0 | 0 | 0 | 0 | 0 | 0 | 0 | 0 | 12
NO |  | 56 | 2011 | 32 | 23 | 23 |  | RANCH | WESTINGHOUSE | 138 | 138 | H | 0.11 | 0 | 1 | 1-954 ACSR AZ | 0 | 0 | 0 | 0 | 0 | 0 | 0 | 0 | 0 | 0 | 0 | 0 | 0 | 0 | 0 | 0 | 0 | 0 | 0 | 0 | 0 | 0 | 0 | 12
NO |  | 56 | 2011 | 32 | 24 | 24 |  | RANCH | WESTINGHOUSE | 138 | 138 | H | 18 | 0 | 1 | 2-336.4 ACSR AZ | 0 | 0 | 0 | 0 | 0 | 0 | 0 | 0 | 0 | 0 | 0 | 0 | 0 | 0 | 0 | 0 | 0 | 0 | 0 | 0 | 0 | 0 | 0 | 12
NO |  | 56 | 2011 | 32 | 25 | 25 |  | RANCH | WESTINGHOUSE | 138 | 138 | SP | 9.06 | 0 | 1 | 1-954 ACSR AW | 0 | 0 | 0 | 0 | 0 | 0 | 0 | 0 | 0 | 0 | 0 | 0 | 0 | 0 | 0 | 0 | 0 | 0 | 0 | 0 | 0 | 0 | 0 | 12
NO |  | 56 | 2011 | 32 | 26 | 26 |  | RANCH | WESTINGHOUSE | 138 | 138 | SP | 0.1 | 0 | 1 | 1-954 ACSR AZ | 0 | 0 | 0 | 0 | 0 | 0 | 0 | 0 | 0 | 0 | 0 | 0 | 0 | 0 | 0 | 0 | 0 | 0 | 0 | 0 | 0 | 0 | 0 | 12
NO |  | 56 | 2011 | 32 | 27 | 27 |  | RANCH | WESTINGHOUSE | 138 | 230 | H | 3.42 | 1.07 | 2 | 1-1431 ACSR AZ | 0 | 0 | 0 | 0 | 0 | 0 | 0 | 0 | 0 | 0 | 0 | 0 | 0 | 0 | 0 | 0 | 0 | 0 | 0 | 0 | 0 | 0 | 0 | 12
NO |  | 56 | 2011 | 32 | 28 | 28 |  | RECWAY | RIVIERA | 138 | 138 | H | 2.31 | 0 | 1 | 1-1431 ACSR AZ | 0 | 0 | 0 | 0 | 0 | 0 | 0 | 0 | 0 | 0 | 0 | 0 | 0 | 0 | 0 | 0 | 0 | 0 | 0 | 0 | 0 | 0 | 0 | 12
NO |  | 56 | 2011 | 32 | 29 | 29 |  | RECWAY | RIVIERA | 138 | 230 | SP | 0.43 | 0 | 1 | 1-1431 ACSR AW | 0 | 0 | 0 | 0 | 0 | 0 | 0 | 0 | 0 | 0 | 0 | 0 | 0 | 0 | 0 | 0 | 0 | 0 | 0 | 0 | 0 | 0 | 0 | 12
NO |  | 56 | 2011 | 32 | 30 | 30 |  | RECWAY | RIVIERA | 138 | 138 | SP | 2.62 | 0 | 1 | 1-556.5 ACSR AW | 0 | 0 | 0 | 0 | 0 | 0 | 0 | 0 | 0 | 0 | 0 | 0 | 0 | 0 | 0 | 0 | 0 | 0 | 0 | 0 | 0 | 0 | 0 | 12
NO |  | 56 | 2011 | 32 | 31 | 31 |  | RECWAY | RIVIERA | 138 | 138 | SP | 0.57 | 0 | 1 | 1-900 CU HT | 0 | 0 | 0 | 0 | 0 | 0 | 0 | 0 | 0 | 0 | 0 | 0 | 0 | 0 | 0 | 0 | 0 | 0 | 0 | 0 | 0 | 0 | 0 | 12
NO |  | 56 | 2011 | 32 | 32 | 32 |  | RECWAY | RIVIERA | 138 | 230 | SP | 0 | 0.85 | 2 | 1-1431 ACSR AZ | 0 | 0 | 0 | 0 | 0 | 0 | 0 | 0 | 0 | 0 | 0 | 0 | 0 | 0 | 0 | 0 | 0 | 0 | 0 | 0 | 0 | 0 | 0 | 12
NO |  | 56 | 2011 | 32 | 33 | 33 |  | RINGLING | PAYNE | 138 | 138 | SP | 2.86 | 0 | 1 | 1-795 AAC | 0 | 0 | 0 | 0 | 0 | 0 | 0 | 0 | 0 | 0 | 0 | 0 | 0 | 0 | 0 | 0 | 0 | 0 | 0 | 0 | 0 | 0 | 0 | 12
NO |  | 56 | 2011 | 32 | 34 | 34 |  | RINGLING | PAYNE | 138 | 138 | SP | 1.06 | 0 | 1 | 1-795 ACSR AZ | 0 | 0 | 0 | 0 | 0 | 0 | 0 | 0 | 0 | 0 | 0 | 0 | 0 | 0 | 0 | 0 | 0 | 0 | 0 | 0 | 0 | 0 | 0 | 12
NO |  | 56 | 2011 | 32 | 35 | 35 |  | RINGLING | PAYNE | 138 | 138 | SP | 0 | 1.23 | 2 | 1-795 ACSR AZ | 0 | 0 | 0 | 0 | 0 | 0 | 0 | 0 | 0 | 0 | 0 | 0 | 0 | 0 | 0 | 0 | 0 | 0 | 0 | 0 | 0 | 0 | 0 | 12
NO |  | 56 | 2011 | 33 | 1 | 1 |  | RINGLING | WOODS | 138 | 138 | SP | 0.68 | 0 | 1 | 1-795 AAC | 0 | 0 | 0 | 0 | 0 | 0 | 0 | 0 | 0 | 0 | 0 | 0 | 0 | 0 | 0 | 0 | 0 | 0 | 0 | 0 | 0 | 0 | 0 | 12
NO |  | 56 | 2011 | 33 | 2 | 2 |  | RINGLING | WOODS | 138 | 138 | SP | 1.08 | 0 | 1 | 1-795 ACSR AW | 0 | 0 | 0 | 0 | 0 | 0 | 0 | 0 | 0 | 0 | 0 | 0 | 0 | 0 | 0 | 0 | 0 | 0 | 0 | 0 | 0 | 0 | 0 | 12
NO |  | 56 | 2011 | 33 | 3 | 3 |  | RINGLING | WOODS | 138 | 138 | SP | 8.77 | 0 | 1 | 1-795 ACSR AZ | 0 | 0 | 0 | 0 | 0 | 0 | 0 | 0 | 0 | 0 | 0 | 0 | 0 | 0 | 0 | 0 | 0 | 0 | 0 | 0 | 0 | 0 | 0 | 12
NO |  | 56 | 2011 | 33 | 4 | 4 |  | RINGLING | WOODS | 138 | 138 | SP | 0.92 | 0 | 1 | 1-954 ACSR AW | 0 | 0 | 0 | 0 | 0 | 0 | 0 | 0 | 0 | 0 | 0 | 0 | 0 | 0 | 0 | 0 | 0 | 0 | 0 | 0 | 0 | 0 | 0 | 12
NO |  | 56 | 2011 | 33 | 5 | 5 |  | RINGLING | WOODS | 138 | 230 | H | 0.07 | 0.03 | 2 | 1-795 ACSR AZ | 0 | 0 | 0 | 0 | 0 | 0 | 0 | 0 | 0 | 0 | 0 | 0 | 0 | 0 | 0 | 0 | 0 | 0 | 0 | 0 | 0 | 0 | 0 | 12
NO |  | 56 | 2011 | 33 | 6 | 6 |  | RINGLING | WOODS | 138 | 138 | SP | 0.05 | 0 | 2 | 1-795 ACSR AZ | 0 | 0 | 0 | 0 | 0 | 0 | 0 | 0 | 0 | 0 | 0 | 0 | 0 | 0 | 0 | 0 | 0 | 0 | 0 | 0 | 0 | 0 | 0 | 12
NO |  | 56 | 2011 | 33 | 7 | 7 |  | RINGLING | WOODS | 138 | 138 | SP | 0 | 1.13 | 2 | 1-954 ACSR AW | 0 | 0 | 0 | 0 | 0 | 0 | 0 | 0 | 0 | 0 | 0 | 0 | 0 | 0 | 0 | 0 | 0 | 0 | 0 | 0 | 0 | 0 | 0 | 12
NO |  | 56 | 2011 | 33 | 8 | 8 |  | RIVIERA | RIVIERA 1 | 138 | 138 | SP | 0.07 | 0 | 1 | 1-795 ACSR AW | 0 | 0 | 0 | 0 | 0 | 0 | 0 | 0 | 0 | 0 | 0 | 0 | 0 | 0 | 0 | 0 | 0 | 0 | 0 | 0 | 0 | 0 | 0 | 12
NO |  | 56 | 2011 | 33 | 9 | 9 |  | RIVIERA | WEST PALM BEACH | 138 | 230 | H | 0.45 | 0 | 1 | 1-1431 ACSR AW | 0 | 0 | 0 | 0 | 0 | 0 | 0 | 0 | 0 | 0 | 0 | 0 | 0 | 0 | 0 | 0 | 0 | 0 | 0 | 0 | 0 | 0 | 0 | 12
NO |  | 56 | 2011 | 33 | 10 | 10 |  | RIVIERA | WEST PALM BEACH | 138 | 138 | H | 0.7 | 0 | 1 | 1-1431 ACSR AZ | 0 | 0 | 0 | 0 | 0 | 0 | 0 | 0 | 0 | 0 | 0 | 0 | 0 | 0 | 0 | 0 | 0 | 0 | 0 | 0 | 0 | 0 | 0 | 12
NO |  | 56 | 2011 | 33 | 11 | 11 |  | RIVIERA | WEST PALM BEACH | 138 | 138 | H | 0.03 | 0 | 1 | 1-900 CU HT | 0 | 0 | 0 | 0 | 0 | 0 | 0 | 0 | 0 | 0 | 0 | 0 | 0 | 0 | 0 | 0 | 0 | 0 | 0 | 0 | 0 | 0 | 0 | 12
NO |  | 56 | 2011 | 33 | 12 | 12 |  | RIVIERA | WEST PALM BEACH | 138 | 138 | H | 2 | 0 | 1 | 2-350 CU HT | 0 | 0 | 0 | 0 | 0 | 0 | 0 | 0 | 0 | 0 | 0 | 0 | 0 | 0 | 0 | 0 | 0 | 0 | 0 | 0 | 0 | 0 | 0 | 12
NO |  | 56 | 2011 | 33 | 13 | 13 |  | RIVIERA | WEST PALM BEACH | 138 | 138 | H | 3.6 | 0 | 1 | 2-556.5 ACSR AZ | 0 | 0 | 0 | 0 | 0 | 0 | 0 | 0 | 0 | 0 | 0 | 0 | 0 | 0 | 0 | 0 | 0 | 0 | 0 | 0 | 0 | 0 | 0 | 12
NO |  | 56 | 2011 | 33 | 14 | 14 |  | RIVIERA | WEST PALM BEACH | 138 | 230 | SP | 0.38 | 0 | 1 | 1-1431 ACSR AW | 0 | 0 | 0 | 0 | 0 | 0 | 0 | 0 | 0 | 0 | 0 | 0 | 0 | 0 | 0 | 0 | 0 | 0 | 0 | 0 | 0 | 0 | 0 | 12
NO |  | 56 | 2011 | 33 | 15 | 15 |  | RIVIERA | WEST PALM BEACH | 138 | 138 | SP | 0.07 | 0 | 1 | 1-1431 ACSR AZ | 0 | 0 | 0 | 0 | 0 | 0 | 0 | 0 | 0 | 0 | 0 | 0 | 0 | 0 | 0 | 0 | 0 | 0 | 0 | 0 | 0 | 0 | 0 | 12
NO |  | 56 | 2011 | 33 | 16 | 16 |  | RIVIERA | WEST PALM BEACH | 138 | 230 | SP | 0 | 2.65 | 2 | 1-1431 ACSR AW | 0 | 0 | 0 | 0 | 0 | 0 | 0 | 0 | 0 | 0 | 0 | 0 | 0 | 0 | 0 | 0 | 0 | 0 | 0 | 0 | 0 | 0 | 0 | 12
NO |  | 56 | 2011 | 33 | 17 | 17 |  | RIVIERA | WEST PALM BEACH | 138 | 138 | SP | 0 | 0 | 2 | 2-556.5 ACSR AZ | 0 | 0 | 0 | 0 | 0 | 0 | 0 | 0 | 0 | 0 | 0 | 0 | 0 | 0 | 0 | 0 | 0 | 0 | 0 | 0 | 0 | 0 | 0 | 12
NO |  | 56 | 2011 | 33 | 18 | 18 |  | SISTRUNK | SISTRUNK DIST | 138 | 138 | H | 0.02 | 0 | 1 | 1-1431 ACSR AZ | 0 | 0 | 0 | 0 | 0 | 0 | 0 | 0 | 0 | 0 | 0 | 0 | 0 | 0 | 0 | 0 | 0 | 0 | 0 | 0 | 0 | 0 | 0 | 12
NO |  | 56 | 2011 | 33 | 19 | 19 |  | YAMATO | CALDWELL RADIAL | 138 | 138 | SP | 4.96 | 0 | 1 | 1-954 ACSR AW | 0 | 0 | 0 | 0 | 0 | 0 | 0 | 0 | 0 | 0 | 0 | 0 | 0 | 0 | 0 | 0 | 0 | 0 | 0 | 0 | 0 | 0 | 0 | 12
NO |  | 56 | 2011 | 33 | 20 | 20 |  | YAMATO | CALDWELL RADIAL | 138 | 138 | SP | 0.23 | 0 | 1 | 1-954 ACSR AZ | 0 | 0 | 0 | 0 | 0 | 0 | 0 | 0 | 0 | 0 | 0 | 0 | 0 | 0 | 0 | 0 | 0 | 0 | 0 | 0 | 0 | 0 | 0 | 12
NO |  | 56 | 2011 | 33 | 21 | 21 |  | YAMATO | CALDWELL RADIAL | 138 | 138 | SP | 0 | 1.08 | 2 | 1-954 ACSR AW | 0 | 0 | 0 | 0 | 0 | 0 | 0 | 0 | 0 | 0 | 0 | 0 | 0 | 0 | 0 | 0 | 0 | 0 | 0 | 0 | 0 | 0 | 0 | 12
NI |  | 56 | 2011 | 33 | 22 | 22 |  |  | 115 KV LINES | 115 | 115 | H | 133.52 | 0.41 | 0 |  | 0 | 0 | 0 | 0 | 0 | 0 | 0 | 0 | 0 | 0 | 0 | 0 | 0 | 0 | 0 | 0 | 0 | 0 | 0 | 0 | 0 | 0 | 0 | 12
NI |  | 56 | 2011 | 33 | 23 | 23 |  |  | 115 KV LINES | 115 | 115 | SP | 564 | 48.16 | 0 |  | 0 | 0 | 0 | 0 | 0 | 0 | 0 | 0 | 0 | 0 | 0 | 0 | 0 | 0 | 0 | 0 | 0 | 0 | 0 | 0 | 0 | 0 | 0 | 12
NI |  | 56 | 2011 | 33 | 24 | 24 |  |  | 115 KV LINES | 115 | 115 | UG | 0.61 | 0 | 0 |  | 0 | 0 | 0 | 0 | 0 | 0 | 0 | 0 | 0 | 0 | 0 | 0 | 0 | 0 | 0 | 0 | 0 | 0 | 0 | 0 | 0 | 0 | 0 | 12
NI |  | 56 | 2011 | 33 | 25 | 25 |  |  | 69 KV LINES | 69 | 69 | H | 17.18 | 0 | 0 |  | 0 | 0 | 0 | 0 | 0 | 0 | 0 | 0 | 0 | 0 | 0 | 0 | 0 | 0 | 0 | 0 | 0 | 0 | 0 | 0 | 0 | 0 | 0 | 12
NI |  | 56 | 2011 | 33 | 26 | 26 |  |  | 69 KV LINES | 69 | 69 | SP | 145.58 | 1.68 | 0 |  | 0 | 0 | 0 | 0 | 0 | 0 | 0 | 0 | 0 | 0 | 0 | 0 | 0 | 0 | 0 | 0 | 0 | 0 | 0 | 0 | 0 | 0 | 0 | 12
NI |  | 56 | 2011 | 33 | 27 | 27 |  |  | 69 KV LINES | 69 | 69 | UG | 13.62 | 0 | 0 |  | 0 | 0 | 0 | 0 | 0 | 0 | 0 | 0 | 0 | 0 | 0 | 0 | 0 | 0 | 0 | 0 | 0 | 0 | 0 | 0 | 0 | 0 | 0 | 12
NO |  | 56 | 2011 | 0 | 36 | 36 |  | TOTAL |  | 0 | 0 |  | 6075.64 | 645.38 | 1493 |  | 344131230 | 1893401019 | 2237532249 | 16850713 | 15721188 | 7889 | 32579790 | 0 | 0 | 0 | 0 | 0 | 0 | 0 | 0 | 0 | 0 | 0 | 0 | 0 | 0 | 0 | 0 | 12
NO |  | 56 | 2011 | 33 | 33 | 33 |  | Costs |  | 0 | 0 |  | 0 | 0 | 0 |  | 344131230 | 1893401019 | 2237532249 | 16850713 | 15721188 | 7889 | 32579790 | 0 | 0 | 0 | 0 | 0 | 0 | 0 | 0 | 0 | 0 | 0 | 0 | 0 | 0 | 0 | 0 | 12
NO |  | 188 | 2011 | 0 | 1 | 1 |  | Cabot | Keystone | 500 | 500 | 3 | 27.61 | 0 | 1 | 1 | 0 | 0 | 0 | 0 | 0 | 0 | 0 | 0 | 0 | 0 | 0 | 0 | 0 | 0 | 0 | 0 | 0 | 0 | 0 | 0 | 0 | 0 | 0 | 12
NO |  | 188 | 2011 | 0 | 2 | 2 |  | Cabot | Wylie Ridge | 500 | 500 | 3 | 49.19 | 0 | 1 | 1 | 0 | 0 | 0 | 0 | 0 | 0 | 0 | 0 | 0 | 0 | 0 | 0 | 0 | 0 | 0 | 0 | 0 | 0 | 0 | 0 | 0 | 0 | 0 | 12
NO |  | 188 | 2011 | 0 | 3 | 3 |  | Fort Martin | Ronco | 500 | 500 | 1,3 | 13.94 | 0 | 1 | 1 | 0 | 0 | 0 | 0 | 0 | 0 | 0 | 0 | 0 | 0 | 0 | 0 | 0 | 0 | 0 | 0 | 0 | 0 | 0 | 0 | 0 | 0 | 0 | 12
NO |  | 188 | 2011 | 0 | 4 | 4 |  | Fort Martin | North Longview | 500 | 500 | 3 | 1.26 | 0 | 1 | 1 | 0 | 0 | 0 | 0 | 0 | 0 | 0 | 0 | 0 | 0 | 0 | 0 | 0 | 0 | 0 | 0 | 0 | 0 | 0 | 0 | 0 | 0 | 0 | 12
NO |  | 188 | 2011 | 0 | 5 | 5 |  | Harrison | Wylie Ridge | 500 | 500 | 3 | 51.13 | 0 | 1 | 1 | 0 | 0 | 0 | 0 | 0 | 0 | 0 | 0 | 0 | 0 | 0 | 0 | 0 | 0 | 0 | 0 | 0 | 0 | 0 | 0 | 0 | 0 | 0 | 12
NO |  | 188 | 2011 | 0 | 6 | 6 |  | Hatfield | Black Oak | 500 | 500 | 3 | 27.24 | 0 | 1 | 1 | 0 | 0 | 0 | 0 | 0 | 0 | 0 | 0 | 0 | 0 | 0 | 0 | 0 | 0 | 0 | 0 | 0 | 0 | 0 | 0 | 0 | 0 | 0 | 12
NO |  | 188 | 2011 | 0 | 7 | 7 |  | Hatfield | Hatfield PS1 | 500 | 500 | 3 | 0.41 | 0 | 1 | 1 | 0 | 0 | 0 | 0 | 0 | 0 | 0 | 0 | 0 | 0 | 0 | 0 | 0 | 0 | 0 | 0 | 0 | 0 | 0 | 0 | 0 | 0 | 0 | 12
NO |  | 188 | 2011 | 0 | 8 | 8 |  | Hatfield | Hatfield PS2 | 500 | 500 | 3 | 0.43 | 0 | 1 | 1 | 0 | 0 | 0 | 0 | 0 | 0 | 0 | 0 | 0 | 0 | 0 | 0 | 0 | 0 | 0 | 0 | 0 | 0 | 0 | 0 | 0 | 0 | 0 | 12
NO |  | 188 | 2011 | 0 | 9 | 9 |  | Hatfield | Hatfield PS3 | 500 | 500 | 3 | 0.44 | 0 | 1 | 1 | 0 | 0 | 0 | 0 | 0 | 0 | 0 | 0 | 0 | 0 | 0 | 0 | 0 | 0 | 0 | 0 | 0 | 0 | 0 | 0 | 0 | 0 | 0 | 12
NO |  | 188 | 2011 | 0 | 10 | 10 |  | Hatfield | Ronco | 500 | 500 | 1,3 | 1.42 | 0 | 1 | 1 | 0 | 0 | 0 | 0 | 0 | 0 | 0 | 0 | 0 | 0 | 0 | 0 | 0 | 0 | 0 | 0 | 0 | 0 | 0 | 0 | 0 | 0 | 0 | 12
NO |  | 188 | 2011 | 0 | 11 | 11 |  | Hatfield | Yukon | 500 | 500 | 3 | 32.37 | 0 | 1 | 1 | 0 | 0 | 0 | 0 | 0 | 0 | 0 | 0 | 0 | 0 | 0 | 0 | 0 | 0 | 0 | 0 | 0 | 0 | 0 | 0 | 0 | 0 | 0 | 12
NO |  | 188 | 2011 | 0 | 12 | 12 |  | Keystone | South Bend | 500 | 500 | 3 | 1.02 | 0 | 1 | 1 | 0 | 0 | 0 | 0 | 0 | 0 | 0 | 0 | 0 | 0 | 0 | 0 | 0 | 0 | 0 | 0 | 0 | 0 | 0 | 0 | 0 | 0 | 0 | 12
NO |  | 188 | 2011 | 0 | 13 | 13 |  | Mt Morris 502 Jct | Harrison | 500 | 500 | 3 | 1.35 | 0 | 1 | 1 | 0 | 0 | 0 | 0 | 0 | 0 | 0 | 0 | 0 | 0 | 0 | 0 | 0 | 0 | 0 | 0 | 0 | 0 | 0 | 0 | 0 | 0 | 0 | 12
NO |  | 188 | 2011 | 0 | 14 | 14 |  | Mt Morris 502 Jct | Kammer | 500 | 500 | 3 | 25.84 | 0 | 1 | 1 | 0 | 0 | 0 | 0 | 0 | 0 | 0 | 0 | 0 | 0 | 0 | 0 | 0 | 0 | 0 | 0 | 0 | 0 | 0 | 0 | 0 | 0 | 0 | 12
NO |  | 188 | 2011 | 0 | 15 | 15 |  | 502 Jct | North Longview | 500 | 500 | 3 | 4.36 | 0 | 1 | 1 | 0 | 0 | 0 | 0 | 0 | 0 | 0 | 0 | 0 | 0 | 0 | 0 | 0 | 0 | 0 | 0 | 0 | 0 | 0 | 0 | 0 | 0 | 0 | 12
NO |  | 188 | 2011 | 0 | 16 | 16 |  | South Bend | Yukon | 500 | 500 | 3 | 38.04 | 0 | 1 | 1 | 0 | 0 | 0 | 0 | 0 | 0 | 0 | 0 | 0 | 0 | 0 | 0 | 0 | 0 | 0 | 0 | 0 | 0 | 0 | 0 | 0 | 0 | 0 | 12
NO |  | 188 | 2011 | 0 | 17 | 17 |  |  |  | 0 | 0 |  | 0 | 0 | 0 |  | 6892835 | 41554372 | 48447207 | 0 | 0 | 0 | 0 | 0 | 0 | 0 | 0 | 0 | 0 | 0 | 0 | 0 | 0 | 0 | 0 | 0 | 0 | 0 | 0 | 12
NO |  | 188 | 2011 | 0 | 18 | 18 |  | Subtotal | Pennsylvania 500 KV | 0 | 0 |  | 276.05 | 0 | 16 |  | 6892835 | 41554372 | 48447207 | 0 | 0 | 0 | 0 | 0 | 0 | 0 | 0 | 0 | 0 | 0 | 0 | 0 | 0 | 0 | 0 | 0 | 0 | 0 | 0 | 12
NO |  | 188 | 2011 | 0 | 20 | 20 |  | Tidd | Wylie Ridge | 345 | 345 | 3 | 5.98 | 0 | 1 | 2 | 0 | 0 | 0 | 0 | 0 | 0 | 0 | 0 | 0 | 0 | 0 | 0 | 0 | 0 | 0 | 0 | 0 | 0 | 0 | 0 | 0 | 0 | 0 | 12
NO |  | 188 | 2011 | 0 | 21 | 21 |  |  |  | 0 | 0 |  | 0 | 0 | 0 |  | 119100 | 780905 | 900005 | 0 | 0 | 0 | 0 | 0 | 0 | 0 | 0 | 0 | 0 | 0 | 0 | 0 | 0 | 0 | 0 | 0 | 0 | 0 | 0 | 12
NO |  | 188 | 2011 | 0 | 22 | 22 |  | Subtotal | Pennsylvania 345 KV | 0 | 0 |  | 5.98 | 0 | 1 | 2 | 119100 | 780905 | 900005 | 0 | 0 | 0 | 0 | 0 | 0 | 0 | 0 | 0 | 0 | 0 | 0 | 0 | 0 | 0 | 0 | 0 | 0 | 0 | 0 | 12
NO |  | 188 | 2011 | 0 | 24 | 24 |  | Elko | Carbon Center | 230 | 230 | 2,3 | 5.66 | 0 | 1 | 3 | 0 | 0 | 0 | 0 | 0 | 0 | 0 | 0 | 0 | 0 | 0 | 0 | 0 | 0 | 0 | 0 | 0 | 0 | 0 | 0 | 0 | 0 | 0 | 12
NO |  | 188 | 2011 | 0 | 25 | 25 |  | Elko | Moshannon | 230 | 230 | 1,2 | 21.68 | 0 | 1 | 3 | 0 | 0 | 0 | 0 | 0 | 0 | 0 | 0 | 0 | 0 | 0 | 0 | 0 | 0 | 0 | 0 | 0 | 0 | 0 | 0 | 0 | 0 | 0 | 12
NO |  | 188 | 2011 | 0 | 26 | 26 |  | Milesburg | Shingletown | 230 | 230 | 2 | 13.87 | 0 | 1 | 3 | 0 | 0 | 0 | 0 | 0 | 0 | 0 | 0 | 0 | 0 | 0 | 0 | 0 | 0 | 0 | 0 | 0 | 0 | 0 | 0 | 0 | 0 | 0 | 12
NO |  | 188 | 2011 | 0 | 27 | 27 |  | Moshannon | Milesburg | 230 | 230 | 2,3 | 30.77 | 0 | 1 | 3 | 0 | 0 | 0 | 0 | 0 | 0 | 0 | 0 | 0 | 0 | 0 | 0 | 0 | 0 | 0 | 0 | 0 | 0 | 0 | 0 | 0 | 0 | 0 | 12
NO |  | 188 | 2011 | 0 | 28 | 28 |  |  |  | 0 | 0 |  | 0 | 0 | 0 |  | 829894 | 12175593 | 13005487 | 0 | 0 | 0 | 0 | 0 | 0 | 0 | 0 | 0 | 0 | 0 | 0 | 0 | 0 | 0 | 0 | 0 | 0 | 0 | 0 | 12
NO |  | 188 | 2011 | 0 | 29 | 29 |  | Subtotal | Pennsylvania 230 KV | 0 | 0 |  | 71.98 | 0 | 4 |  | 829894 | 12175593 | 13005487 | 0 | 0 | 0 | 0 | 0 | 0 | 0 | 0 | 0 | 0 | 0 | 0 | 0 | 0 | 0 | 0 | 0 | 0 | 0 | 0 | 12
NO |  | 188 | 2011 | 0 | 31 | 31 |  | Albright | Neceessity | 138 | 138 | 2,3 | 8.3 | 0 | 1 |  | 0 | 0 | 0 | 0 | 0 | 0 | 0 | 0 | 0 | 0 | 0 | 0 | 0 | 0 | 0 | 0 | 0 | 0 | 0 | 0 | 0 | 0 | 0 | 12
NO |  | 188 | 2011 | 0 | 32 | 32 |  | Armstrong | Brookviile | 138 | 138 | 2,3 | 27.99 | 1.93 | 1 | 2 | 0 | 0 | 0 | 0 | 0 | 0 | 0 | 0 | 0 | 0 | 0 | 0 | 0 | 0 | 0 | 0 | 0 | 0 | 0 | 0 | 0 | 0 | 0 | 12
NO |  | 188 | 2011 | 0 | 33 | 33 |  | Armstong | Burma | 138 | 138 | 2,3 | 14.74 | 0 | 1 |  | 0 | 0 | 0 | 0 | 0 | 0 | 0 | 0 | 0 | 0 | 0 | 0 | 0 | 0 | 0 | 0 | 0 | 0 | 0 | 0 | 0 | 0 | 0 | 12
NO |  | 188 | 2011 | 0 | 34 | 34 |  | Armstrong | Kittanning | 138 | 138 | 2,3 | 11.38 | 0 | 1 | 2,5 | 0 | 0 | 0 | 0 | 0 | 0 | 0 | 0 | 0 | 0 | 0 | 0 | 0 | 0 | 0 | 0 | 0 | 0 | 0 | 0 | 0 | 0 | 0 | 12
NO |  | 188 | 2011 | 0 | 35 | 35 |  | Bethel Park | St Clair | 138 | 138 | 1 | 2.47 | 0 | 1 | 2 | 0 | 0 | 0 | 0 | 0 | 0 | 0 | 0 | 0 | 0 | 0 | 0 | 0 | 0 | 0 | 0 | 0 | 0 | 0 | 0 | 0 | 0 | 0 | 12
NO |  | 188 | 2011 | 1 | 1 | 1 |  | Bethelboro | Connellsville | 138 | 138 | 1,2,3 | 6.43 | 1.75 | 1 | 2,5 | 0 | 0 | 0 | 0 | 0 | 0 | 0 | 0 | 0 | 0 | 0 | 0 | 0 | 0 | 0 | 0 | 0 | 0 | 0 | 0 | 0 | 0 | 0 | 12
NO |  | 188 | 2011 | 1 | 2 | 2 |  | Bethekboro | Necessity | 138 | 138 | 1,2,3 | 16.11 | 1.96 | 1 |  | 0 | 0 | 0 | 0 | 0 | 0 | 0 | 0 | 0 | 0 | 0 | 0 | 0 | 0 | 0 | 0 | 0 | 0 | 0 | 0 | 0 | 0 | 0 | 12
NO |  | 188 | 2011 | 1 | 3 | 3 |  | Bethelboro | Yukon | 138 | 138 | 1,2,3 | 18.93 | 1.28 | 1 | 2 | 0 | 0 | 0 | 0 | 0 | 0 | 0 | 0 | 0 | 0 | 0 | 0 | 0 | 0 | 0 | 0 | 0 | 0 | 0 | 0 | 0 | 0 | 0 | 12
NO |  | 188 | 2011 | 1 | 4 | 4 |  | Bracken Jct | Loyalhanna | 138 | 138 | 1,2,3 | 6.83 | 0 | 1 | 2 | 0 | 0 | 0 | 0 | 0 | 0 | 0 | 0 | 0 | 0 | 0 | 0 | 0 | 0 | 0 | 0 | 0 | 0 | 0 | 0 | 0 | 0 | 0 | 12
NO |  | 188 | 2011 | 1 | 5 | 5 |  | Bracken Jct | Luxor | 138 | 138 | 3 | 1.58 | 1.49 | 1 | 4,6 | 0 | 0 | 0 | 0 | 0 | 0 | 0 | 0 | 0 | 0 | 0 | 0 | 0 | 0 | 0 | 0 | 0 | 0 | 0 | 0 | 0 | 0 | 0 | 12
NO |  | 188 | 2011 | 1 | 6 | 6 |  | Bracken Jct | Youngwood | 138 | 138 | 2,3 | 8.35 | 1.5 | 1 | 2,4,5 | 0 | 0 | 0 | 0 | 0 | 0 | 0 | 0 | 0 | 0 | 0 | 0 | 0 | 0 | 0 | 0 | 0 | 0 | 0 | 0 | 0 | 0 | 0 | 12
NO |  | 188 | 2011 | 1 | 7 | 7 |  | Brandonville Jct | Lake Lynn | 138 | 138 | 3 | 0.15 | 0 | 1 | 2 | 0 | 0 | 0 | 0 | 0 | 0 | 0 | 0 | 0 | 0 | 0 | 0 | 0 | 0 | 0 | 0 | 0 | 0 | 0 | 0 | 0 | 0 | 0 | 12
NO |  | 188 | 2011 | 1 | 8 | 8 |  | Brookville | Elko | 138 | 138 | 2,3 | 30.18 | 0 | 1 |  | 0 | 0 | 0 | 0 | 0 | 0 | 0 | 0 | 0 | 0 | 0 | 0 | 0 | 0 | 0 | 0 | 0 | 0 | 0 | 0 | 0 | 0 | 0 | 12
NO |  | 188 | 2011 | 1 | 9 | 9 |  | Buffalo Jct | Cecil | 138 | 138 | 3 | 19.25 | 0.09 | 1 | 4 | 0 | 0 | 0 | 0 | 0 | 0 | 0 | 0 | 0 | 0 | 0 | 0 | 0 | 0 | 0 | 0 | 0 | 0 | 0 | 0 | 0 | 0 | 0 | 12
NO |  | 188 | 2011 | 1 | 10 | 10 |  | Bull Creek Jct | Cabot | 138 | 138 | 2,3 | 1.84 | 1.48 | 1 | 2 | 0 | 0 | 0 | 0 | 0 | 0 | 0 | 0 | 0 | 0 | 0 | 0 | 0 | 0 | 0 | 0 | 0 | 0 | 0 | 0 | 0 | 0 | 0 | 12
NO |  | 188 | 2011 | 1 | 11 | 11 |  | Bull Creek Jct | Houseville | 138 | 138 | 2,3 | 2.44 | 2.21 | 1 | 2,4 | 0 | 0 | 0 | 0 | 0 | 0 | 0 | 0 | 0 | 0 | 0 | 0 | 0 | 0 | 0 | 0 | 0 | 0 | 0 | 0 | 0 | 0 | 0 | 12
NO |  | 188 | 2011 | 1 | 12 | 12 |  | Bull Creek Jct | McCalmont | 138 | 138 | 3 | 5.43 | 1.36 | 1 | 4 | 0 | 0 | 0 | 0 | 0 | 0 | 0 | 0 | 0 | 0 | 0 | 0 | 0 | 0 | 0 | 0 | 0 | 0 | 0 | 0 | 0 | 0 | 0 | 12
NO |  | 188 | 2011 | 1 | 13 | 13 |  | Burma | Ridgway | 138 | 138 | 1,2 | 51.31 | 0 | 1 | 2 | 0 | 0 | 0 | 0 | 0 | 0 | 0 | 0 | 0 | 0 | 0 | 0 | 0 | 0 | 0 | 0 | 0 | 0 | 0 | 0 | 0 | 0 | 0 | 12
NO |  | 188 | 2011 | 1 | 14 | 14 |  | Butler | Cabot E | 138 | 138 | 2,3 | 6.26 | 1.5 | 1 | 2,5 | 0 | 0 | 0 | 0 | 0 | 0 | 0 | 0 | 0 | 0 | 0 | 0 | 0 | 0 | 0 | 0 | 0 | 0 | 0 | 0 | 0 | 0 | 0 | 12
NO |  | 188 | 2011 | 1 | 15 | 15 |  | Cabot | Butler W | 138 | 138 | 3 | 3.48 | 3.4 | 1 | 4 | 0 | 0 | 0 | 0 | 0 | 0 | 0 | 0 | 0 | 0 | 0 | 0 | 0 | 0 | 0 | 0 | 0 | 0 | 0 | 0 | 0 | 0 | 0 | 12
NO |  | 188 | 2011 | 1 | 16 | 16 |  | Cabot | Kiski Valley | 138 | 138 | 1,2,3, | 20 | 0 | 1 | 4 | 0 | 0 | 0 | 0 | 0 | 0 | 0 | 0 | 0 | 0 | 0 | 0 | 0 | 0 | 0 | 0 | 0 | 0 | 0 | 0 | 0 | 0 | 0 | 12
NO |  | 188 | 2011 | 1 | 17 | 17 |  | Cabot | Saxonburg | 138 | 138 | 1,3 | 3.7 | 0 | 1 | 2 | 0 | 0 | 0 | 0 | 0 | 0 | 0 | 0 | 0 | 0 | 0 | 0 | 0 | 0 | 0 | 0 | 0 | 0 | 0 | 0 | 0 | 0 | 0 | 12
NO |  | 188 | 2011 | 1 | 18 | 18 |  | Cabrey Jct | Bredinville | 138 | 138 | 3 | 1.32 | 1.31 | 1 | 4 | 0 | 0 | 0 | 0 | 0 | 0 | 0 | 0 | 0 | 0 | 0 | 0 | 0 | 0 | 0 | 0 | 0 | 0 | 0 | 0 | 0 | 0 | 0 | 12
NO |  | 188 | 2011 | 1 | 19 | 19 |  | Cabrey Jct | Butler | 138 | 138 | 3 | 1.02 | 1.02 | 1 | 4 | 0 | 0 | 0 | 0 | 0 | 0 | 0 | 0 | 0 | 0 | 0 | 0 | 0 | 0 | 0 | 0 | 0 | 0 | 0 | 0 | 0 | 0 | 0 | 12
NO |  | 188 | 2011 | 1 | 20 | 20 |  | Cabrey Jct | Cabot | 138 | 138 | 3 | 2.47 | 2.39 | 1 | 4 | 0 | 0 | 0 | 0 | 0 | 0 | 0 | 0 | 0 | 0 | 0 | 0 | 0 | 0 | 0 | 0 | 0 | 0 | 0 | 0 | 0 | 0 | 0 | 12
NO |  | 188 | 2011 | 1 | 21 | 21 |  | Carbon Center Jct | Carbon Center | 138 | 138 | 2 | 0.09 | 0 | 1 | 4 | 0 | 0 | 0 | 0 | 0 | 0 | 0 | 0 | 0 | 0 | 0 | 0 | 0 | 0 | 0 | 0 | 0 | 0 | 0 | 0 | 0 | 0 | 0 | 12
NO |  | 188 | 2011 | 1 | 22 | 22 |  | Carbon Center Jct | Elko | 138 | 138 | 1,2 | 5.79 | 0 | 1 | 5,6 | 0 | 0 | 0 | 0 | 0 | 0 | 0 | 0 | 0 | 0 | 0 | 0 | 0 | 0 | 0 | 0 | 0 | 0 | 0 | 0 | 0 | 0 | 0 | 12
NO |  | 188 | 2011 | 1 | 23 | 23 |  | Carbon Center Jct | Paper City | 138 | 138 | 1,2 | 12.23 | 1.02 | 1 | 2,4 | 0 | 0 | 0 | 0 | 0 | 0 | 0 | 0 | 0 | 0 | 0 | 0 | 0 | 0 | 0 | 0 | 0 | 0 | 0 | 0 | 0 | 0 | 0 | 12
NO |  | 188 | 2011 | 1 | 24 | 24 |  | Cecil | Enlow | 138 | 138 | 1,2,3 | 9.15 | 3.8 | 1 | 2,4 | 0 | 0 | 0 | 0 | 0 | 0 | 0 | 0 | 0 | 0 | 0 | 0 | 0 | 0 | 0 | 0 | 0 | 0 | 0 | 0 | 0 | 0 | 0 | 12
NO |  | 188 | 2011 | 1 | 25 | 25 |  | Cecil | Peters | 138 | 138 | 1,3 | 6.33 | 1.33 | 1 | 2 | 0 | 0 | 0 | 0 | 0 | 0 | 0 | 0 | 0 | 0 | 0 | 0 | 0 | 0 | 0 | 0 | 0 | 0 | 0 | 0 | 0 | 0 | 0 | 12
NO |  | 188 | 2011 | 1 | 26 | 26 |  | Cecil | South Fayette | 138 | 138 | 1,2,3 | 3.41 | 1.34 | 1 | 4 | 0 | 0 | 0 | 0 | 0 | 0 | 0 | 0 | 0 | 0 | 0 | 0 | 0 | 0 | 0 | 0 | 0 | 0 | 0 | 0 | 0 | 0 | 0 | 12
NO |  | 188 | 2011 | 1 | 27 | 27 |  | Charleroi | Allenport | 138 | 138 | 2,3 | 4.55 | 0.52 | 1 | 6 | 0 | 0 | 0 | 0 | 0 | 0 | 0 | 0 | 0 | 0 | 0 | 0 | 0 | 0 | 0 | 0 | 0 | 0 | 0 | 0 | 0 | 0 | 0 | 12
NO |  | 188 | 2011 | 1 | 28 | 28 |  | Charleroi | Gates Hill | 138 | 138 | 2,3 | 23.85 | 2.03 | 1 | 2,4 | 0 | 0 | 0 | 0 | 0 | 0 | 0 | 0 | 0 | 0 | 0 | 0 | 0 | 0 | 0 | 0 | 0 | 0 | 0 | 0 | 0 | 0 | 0 | 12
NO |  | 188 | 2011 | 1 | 29 | 29 |  | Charleroi | Lardin | 138 | 138 | 1,2,3 | 24.06 | 6.21 | 1 | 2,4 | 0 | 0 | 0 | 0 | 0 | 0 | 0 | 0 | 0 | 0 | 0 | 0 | 0 | 0 | 0 | 0 | 0 | 0 | 0 | 0 | 0 | 0 | 0 | 12
NO |  | 188 | 2011 | 1 | 30 | 30 |  | Charleroi | Gordon | 138 | 138 | 1,2,3 | 12.93 | 9.83 | 1 | 4 | 0 | 0 | 0 | 0 | 0 | 0 | 0 | 0 | 0 | 0 | 0 | 0 | 0 | 0 | 0 | 0 | 0 | 0 | 0 | 0 | 0 | 0 | 0 | 12
NO |  | 188 | 2011 | 1 | 31 | 31 |  | Charleroi | Yukon 1 | 138 | 138 | 3 | 7.69 | 7.55 | 1 | 2,4 | 0 | 0 | 0 | 0 | 0 | 0 | 0 | 0 | 0 | 0 | 0 | 0 | 0 | 0 | 0 | 0 | 0 | 0 | 0 | 0 | 0 | 0 | 0 | 12
NO |  | 188 | 2011 | 1 | 32 | 32 |  | Charleroi | Yukon 2 | 138 | 138 | 3 | 7.9 | 7.74 | 1 | 2,4 | 0 | 0 | 0 | 0 | 0 | 0 | 0 | 0 | 0 | 0 | 0 | 0 | 0 | 0 | 0 | 0 | 0 | 0 | 0 | 0 | 0 | 0 | 0 | 12
NO |  | 188 | 2011 | 1 | 33 | 33 |  | Cheat Lake | Lake Lynn | 138 | 138 | 3 | 0.13 | 0 | 1 | 1 | 0 | 0 | 0 | 0 | 0 | 0 | 0 | 0 | 0 | 0 | 0 | 0 | 0 | 0 | 0 | 0 | 0 | 0 | 0 | 0 | 0 | 0 | 0 | 12
NO |  | 188 | 2011 | 1 | 34 | 34 |  | Chery Run | McConnellsburg | 138 | 138 | 1,2 | 22.07 | 5.19 | 1 | 2 | 0 | 0 | 0 | 0 | 0 | 0 | 0 | 0 | 0 | 0 | 0 | 0 | 0 | 0 | 0 | 0 | 0 | 0 | 0 | 0 | 0 | 0 | 0 | 12
NO |  | 188 | 2011 | 1 | 35 | 35 |  | Collins Ferry | Lake Lynn | 138 | 138 | 1 | 0.02 | 0 | 1 | 5 | 0 | 0 | 0 | 0 | 0 | 0 | 0 | 0 | 0 | 0 | 0 | 0 | 0 | 0 | 0 | 0 | 0 | 0 | 0 | 0 | 0 | 0 | 0 | 12
NO |  | 188 | 2011 | 2 | 1 | 1 |  | Donegal | Iron Bridge | 138 | 138 | 2 | 9.42 | 0 | 1 | 2 | 0 | 0 | 0 | 0 | 0 | 0 | 0 | 0 | 0 | 0 | 0 | 0 | 0 | 0 | 0 | 0 | 0 | 0 | 0 | 0 | 0 | 0 | 0 | 12
NO |  | 188 | 2011 | 2 | 2 | 2 |  | Dutch Fork | Enon | 138 | 138 | 2 | 12.53 | 0 | 1 | 2 | 0 | 0 | 0 | 0 | 0 | 0 | 0 | 0 | 0 | 0 | 0 | 0 | 0 | 0 | 0 | 0 | 0 | 0 | 0 | 0 | 0 | 0 | 0 | 12
NO |  | 188 | 2011 | 2 | 3 | 3 |  | Elrama | Piney Fork | 138 | 138 | 1 | 0.24 | 0.24 | 1 | 7 | 0 | 0 | 0 | 0 | 0 | 0 | 0 | 0 | 0 | 0 | 0 | 0 | 0 | 0 | 0 | 0 | 0 | 0 | 0 | 0 | 0 | 0 | 0 | 12
NO |  | 188 | 2011 | 2 | 4 | 4 |  | Enlow | North Fayette | 138 | 138 | 1,2,3 | 1.59 | 1.59 | 1 | 2,4 | 0 | 0 | 0 | 0 | 0 | 0 | 0 | 0 | 0 | 0 | 0 | 0 | 0 | 0 | 0 | 0 | 0 | 0 | 0 | 0 | 0 | 0 | 0 | 12
NO |  | 188 | 2011 | 2 | 5 | 5 |  | Fairview | Whiteley | 138 | 138 | 2,3 | 7.46 | 0.2 | 1 | 4 | 0 | 0 | 0 | 0 | 0 | 0 | 0 | 0 | 0 | 0 | 0 | 0 | 0 | 0 | 0 | 0 | 0 | 0 | 0 | 0 | 0 | 0 | 0 | 12
NO |  | 188 | 2011 | 2 | 6 | 6 |  | Fawn | Silverville | 138 | 138 | 1,2 | 5.7 | 0 | 1 | 2 | 0 | 0 | 0 | 0 | 0 | 0 | 0 | 0 | 0 | 0 | 0 | 0 | 0 | 0 | 0 | 0 | 0 | 0 | 0 | 0 | 0 | 0 | 0 | 12
NO |  | 188 | 2011 | 2 | 7 | 7 |  | Franklin | Washington | 138 | 138 | 1,2,3 | 18.18 | 0.57 | 1 | 2,4 | 0 | 0 | 0 | 0 | 0 | 0 | 0 | 0 | 0 | 0 | 0 | 0 | 0 | 0 | 0 | 0 | 0 | 0 | 0 | 0 | 0 | 0 | 0 | 12
NO |  | 188 | 2011 | 2 | 8 | 8 |  | Garretts Run Jct | Armstrong | 138 | 138 | 2,3 | 11.05 | 0.44 | 1 | 2 | 0 | 0 | 0 | 0 | 0 | 0 | 0 | 0 | 0 | 0 | 0 | 0 | 0 | 0 | 0 | 0 | 0 | 0 | 0 | 0 | 0 | 0 | 0 | 12
NO |  | 188 | 2011 | 2 | 9 | 9 |  | Garrets Run Jct | Kiski Valley | 138 | 138 | 3 | 6.94 | 6.79 | 1 | 4,8 | 0 | 0 | 0 | 0 | 0 | 0 | 0 | 0 | 0 | 0 | 0 | 0 | 0 | 0 | 0 | 0 | 0 | 0 | 0 | 0 | 0 | 0 | 0 | 12
NO |  | 188 | 2011 | 2 | 10 | 10 |  | Garretts Run Jct | Kittanning | 138 | 138 | 3 | 0.27 | 0.21 | 1 | 2 | 0 | 0 | 0 | 0 | 0 | 0 | 0 | 0 | 0 | 0 | 0 | 0 | 0 | 0 | 0 | 0 | 0 | 0 | 0 | 0 | 0 | 0 | 0 | 12
NO |  | 188 | 2011 | 2 | 11 | 11 |  | Gates Hill | Lardin | 138 | 138 | 1,2,3 | 4.35 | 0.01 | 1 | 2 | 0 | 0 | 0 | 0 | 0 | 0 | 0 | 0 | 0 | 0 | 0 | 0 | 0 | 0 | 0 | 0 | 0 | 0 | 0 | 0 | 0 | 0 | 0 | 12
NO |  | 188 | 2011 | 2 | 12 | 12 |  | Gobain | Fawn | 138 | 138 | 3 | 3.26 | 3 | 1 | 2,4 | 0 | 0 | 0 | 0 | 0 | 0 | 0 | 0 | 0 | 0 | 0 | 0 | 0 | 0 | 0 | 0 | 0 | 0 | 0 | 0 | 0 | 0 | 0 | 12
NO |  | 188 | 2011 | 2 | 13 | 13 |  | Gobain | Pittsburgh Mills | 138 | 138 | 1,3 | 1.23 | 1.23 | 1 | 2,4 | 0 | 0 | 0 | 0 | 0 | 0 | 0 | 0 | 0 | 0 | 0 | 0 | 0 | 0 | 0 | 0 | 0 | 0 | 0 | 0 | 0 | 0 | 0 | 12
NO |  | 188 | 2011 | 2 | 14 | 14 |  | Gordon | Cecil | 138 | 138 | 1,2,3 | 21.03 | 7.7 | 1 | 2,5 | 0 | 0 | 0 | 0 | 0 | 0 | 0 | 0 | 0 | 0 | 0 | 0 | 0 | 0 | 0 | 0 | 0 | 0 | 0 | 0 | 0 | 0 | 0 | 12
NO |  | 188 | 2011 | 2 | 15 | 15 |  | Gordon | Windsor | 138 | 138 | 1,2,3 | 10.16 | 7.56 | 1 | 2,4 | 0 | 0 | 0 | 0 | 0 | 0 | 0 | 0 | 0 | 0 | 0 | 0 | 0 | 0 | 0 | 0 | 0 | 0 | 0 | 0 | 0 | 0 | 0 | 12
NO |  | 188 | 2011 | 2 | 16 | 16 |  | Grand Point | Roxbury | 138 | 138 | 1,2 | 7.86 | 0.46 | 1 | 2,5 | 0 | 0 | 0 | 0 | 0 | 0 | 0 | 0 | 0 | 0 | 0 | 0 | 0 | 0 | 0 | 0 | 0 | 0 | 0 | 0 | 0 | 0 | 0 | 12
NO |  | 188 | 2011 | 2 | 17 | 17 |  | Guilford | Grand Point | 138 | 138 | 1,2 | 7.23 | 0 | 1 | 2,5 | 0 | 0 | 0 | 0 | 0 | 0 | 0 | 0 | 0 | 0 | 0 | 0 | 0 | 0 | 0 | 0 | 0 | 0 | 0 | 0 | 0 | 0 | 0 | 12
NO |  | 188 | 2011 | 2 | 18 | 18 |  | Guilford | McConnellsburg | 138 | 138 | 1,2 | 19.67 | 0 | 1 | 2,5 | 0 | 0 | 0 | 0 | 0 | 0 | 0 | 0 | 0 | 0 | 0 | 0 | 0 | 0 | 0 | 0 | 0 | 0 | 0 | 0 | 0 | 0 | 0 | 12
NO |  | 188 | 2011 | 2 | 19 | 19 |  | Harrison City | White Valley | 138 | 138 | 1,3,4 | 4.08 | 1.88 | 1 | 2,4,8,9 | 0 | 0 | 0 | 0 | 0 | 0 | 0 | 0 | 0 | 0 | 0 | 0 | 0 | 0 | 0 | 0 | 0 | 0 | 0 | 0 | 0 | 0 | 0 | 12
NO |  | 188 | 2011 | 2 | 20 | 20 |  | Harwick | Houseville | 138 | 138 | 1,2,3 | 7.82 | 6.51 | 1 | 2,4 | 0 | 0 | 0 | 0 | 0 | 0 | 0 | 0 | 0 | 0 | 0 | 0 | 0 | 0 | 0 | 0 | 0 | 0 | 0 | 0 | 0 | 0 | 0 | 12
NO |  | 188 | 2011 | 2 | 21 | 21 |  | Huntingdon | Springdale | 138 | 138 | 1,3 | 8.14 | 7.95 | 1 | 4 | 0 | 0 | 0 | 0 | 0 | 0 | 0 | 0 | 0 | 0 | 0 | 0 | 0 | 0 | 0 | 0 | 0 | 0 | 0 | 0 | 0 | 0 | 0 | 12
NO |  | 188 | 2011 | 2 | 22 | 22 |  | Hatfield Reserve | Lardin | 138 | 138 | 1,2,3 | 2.7 | 0.47 | 1 | 2 | 0 | 0 | 0 | 0 | 0 | 0 | 0 | 0 | 0 | 0 | 0 | 0 | 0 | 0 | 0 | 0 | 0 | 0 | 0 | 0 | 0 | 0 | 0 | 12
NO |  | 188 | 2011 | 2 | 23 | 23 |  | Karns City | Butler | 138 | 138 | 2,3 | 14.16 | 1.5 | 1 | 6 | 0 | 0 | 0 | 0 | 0 | 0 | 0 | 0 | 0 | 0 | 0 | 0 | 0 | 0 | 0 | 0 | 0 | 0 | 0 | 0 | 0 | 0 | 0 | 12
NO |  | 188 | 2011 | 2 | 24 | 24 |  | King Farm | Luxor | 138 | 138 | 2,3 | 12.88 | 4.11 | 1 | 2,5,6,10 | 0 | 0 | 0 | 0 | 0 | 0 | 0 | 0 | 0 | 0 | 0 | 0 | 0 | 0 | 0 | 0 | 0 | 0 | 0 | 0 | 0 | 0 | 0 | 12
NO |  | 188 | 2011 | 2 | 25 | 25 |  | Kiski Valley | North Washington | 138 | 138 | 1,2 | 7.24 | 0 | 1 | 2 | 0 | 0 | 0 | 0 | 0 | 0 | 0 | 0 | 0 | 0 | 0 | 0 | 0 | 0 | 0 | 0 | 0 | 0 | 0 | 0 | 0 | 0 | 0 | 12
NO |  | 188 | 2011 | 2 | 26 | 26 |  | Kiski Valley | Vandergrift | 138 | 138 | 1,2,3 | 3.22 | 0 | 1 | 4 | 0 | 0 | 0 | 0 | 0 | 0 | 0 | 0 | 0 | 0 | 0 | 0 | 0 | 0 | 0 | 0 | 0 | 0 | 0 | 0 | 0 | 0 | 0 | 12
NO |  | 188 | 2011 | 2 | 27 | 27 |  | Kissinger Jct | Armstrong | 138 | 138 | 2,3 | 10.34 | 0 | 1 | 5 | 0 | 0 | 0 | 0 | 0 | 0 | 0 | 0 | 0 | 0 | 0 | 0 | 0 | 0 | 0 | 0 | 0 | 0 | 0 | 0 | 0 | 0 | 0 | 12
NO |  | 188 | 2011 | 2 | 28 | 28 |  | Kissinger Jct | Burma | 138 | 138 | 1,2 | 10.52 | 0 | 1 | 2 | 0 | 0 | 0 | 0 | 0 | 0 | 0 | 0 | 0 | 0 | 0 | 0 | 0 | 0 | 0 | 0 | 0 | 0 | 0 | 0 | 0 | 0 | 0 | 12
NO |  | 188 | 2011 | 2 | 29 | 29 |  | Kissinger Jct | Karns City | 138 | 138 | 2 | 7.49 | 0 | 1 | 5 | 0 | 0 | 0 | 0 | 0 | 0 | 0 | 0 | 0 | 0 | 0 | 0 | 0 | 0 | 0 | 0 | 0 | 0 | 0 | 0 | 0 | 0 | 0 | 12
NO |  | 188 | 2011 | 2 | 30 | 30 |  | Krendale | Butler | 138 | 138 | 3 | 7.36 | 0 | 1 | 3,5 | 0 | 0 | 0 | 0 | 0 | 0 | 0 | 0 | 0 | 0 | 0 | 0 | 0 | 0 | 0 | 0 | 0 | 0 | 0 | 0 | 0 | 0 | 0 | 12
NO |  | 188 | 2011 | 2 | 31 | 31 |  | Krendale | Keisters | 138 | 138 | 1,2 | 14.36 | 0 | 1 | 2 | 0 | 0 | 0 | 0 | 0 | 0 | 0 | 0 | 0 | 0 | 0 | 0 | 0 | 0 | 0 | 0 | 0 | 0 | 0 | 0 | 0 | 0 | 0 | 12
NO |  | 188 | 2011 | 2 | 32 | 32 |  | Lake Lynn | Bethelboro | 138 | 138 | 2,3 | 21.06 | 1.96 | 1 | 2,4 | 0 | 0 | 0 | 0 | 0 | 0 | 0 | 0 | 0 | 0 | 0 | 0 | 0 | 0 | 0 | 0 | 0 | 0 | 0 | 0 | 0 | 0 | 0 | 12
NO |  | 188 | 2011 | 2 | 33 | 33 |  | Lake Lynn | Fort Martin Reserve | 138 | 138 | 1 | 0.04 | 0 | 1 | 2 | 0 | 0 | 0 | 0 | 0 | 0 | 0 | 0 | 0 | 0 | 0 | 0 | 0 | 0 | 0 | 0 | 0 | 0 | 0 | 0 | 0 | 0 | 0 | 12
NO |  | 188 | 2011 | 2 | 34 | 34 |  | Lake Lynn | Pierpont | 138 | 138 | 1,3 | 0.04 | 0 | 1 | 2 | 0 | 0 | 0 | 0 | 0 | 0 | 0 | 0 | 0 | 0 | 0 | 0 | 0 | 0 | 0 | 0 | 0 | 0 | 0 | 0 | 0 | 0 | 0 | 12
NO |  | 188 | 2011 | 2 | 35 | 35 |  | Lake Lynn | Lardin 1 | 138 | 138 | 1,3 | 8.87 | 0 | 1 | 2 | 0 | 0 | 0 | 0 | 0 | 0 | 0 | 0 | 0 | 0 | 0 | 0 | 0 | 0 | 0 | 0 | 0 | 0 | 0 | 0 | 0 | 0 | 0 | 12
NO |  | 188 | 2011 | 3 | 1 | 1 |  | Lake Lynn | Lardin 2 | 138 | 138 | 1,3 | 6.02 | 2.86 | 1 | 2 | 0 | 0 | 0 | 0 | 0 | 0 | 0 | 0 | 0 | 0 | 0 | 0 | 0 | 0 | 0 | 0 | 0 | 0 | 0 | 0 | 0 | 0 | 0 | 12
NO |  | 188 | 2011 | 3 | 2 | 2 |  | Lawson Jct | Cabot | 138 | 138 | 3 | 1.81 | 1.48 | 1 | 4 | 0 | 0 | 0 | 0 | 0 | 0 | 0 | 0 | 0 | 0 | 0 | 0 | 0 | 0 | 0 | 0 | 0 | 0 | 0 | 0 | 0 | 0 | 0 | 12
NO |  | 188 | 2011 | 3 | 3 | 3 |  | Lawson Jct | Fawn | 138 | 138 | 2,3 | 7.55 | 7.41 | 1 | 2,4 | 0 | 0 | 0 | 0 | 0 | 0 | 0 | 0 | 0 | 0 | 0 | 0 | 0 | 0 | 0 | 0 | 0 | 0 | 0 | 0 | 0 | 0 | 0 | 12
NO |  | 188 | 2011 | 3 | 4 | 4 |  | Lawson Jct | McCalmont | 138 | 138 | 3 | 3.47 | 3.27 | 1 | 4 | 0 | 0 | 0 | 0 | 0 | 0 | 0 | 0 | 0 | 0 | 0 | 0 | 0 | 0 | 0 | 0 | 0 | 0 | 0 | 0 | 0 | 0 | 0 | 12
NO |  | 188 | 2011 | 3 | 5 | 5 |  | Layton Jct | Allenport | 138 | 138 | 2,3 | 8.01 | 1.33 | 1 | 2 | 0 | 0 | 0 | 0 | 0 | 0 | 0 | 0 | 0 | 0 | 0 | 0 | 0 | 0 | 0 | 0 | 0 | 0 | 0 | 0 | 0 | 0 | 0 | 12
NO |  | 188 | 2011 | 3 | 6 | 6 |  | Layton Jct | Iron Bridge | 138 | 138 | 2,3 | 9.89 | 0.32 | 1 | 2 | 0 | 0 | 0 | 0 | 0 | 0 | 0 | 0 | 0 | 0 | 0 | 0 | 0 | 0 | 0 | 0 | 0 | 0 | 0 | 0 | 0 | 0 | 0 | 12
NO |  | 188 | 2011 | 3 | 7 | 7 |  | Layton Jct | Yukon | 138 | 138 | 1,2,3 | 5.54 | 1.28 | 1 | 2 | 0 | 0 | 0 | 0 | 0 | 0 | 0 | 0 | 0 | 0 | 0 | 0 | 0 | 0 | 0 | 0 | 0 | 0 | 0 | 0 | 0 | 0 | 0 | 12
NO |  | 188 | 2011 | 3 | 8 | 8 |  | Loyalhanna | Bethlen | 138 | 138 | 1,2,3 | 10.36 | 0 | 1 | 2 | 0 | 0 | 0 | 0 | 0 | 0 | 0 | 0 | 0 | 0 | 0 | 0 | 0 | 0 | 0 | 0 | 0 | 0 | 0 | 0 | 0 | 0 | 0 | 12
NO |  | 188 | 2011 | 3 | 9 | 9 |  | Luxor | Loyalhanna | 138 | 138 | 2,3 | 5.68 | 1.43 | 1 | 6 | 0 | 0 | 0 | 0 | 0 | 0 | 0 | 0 | 0 | 0 | 0 | 0 | 0 | 0 | 0 | 0 | 0 | 0 | 0 | 0 | 0 | 0 | 0 | 12
NO |  | 188 | 2011 | 3 | 10 | 10 |  | Maple | Krendale | 138 | 138 | 2 | 0.92 | 0 | 1 | 3 | 0 | 0 | 0 | 0 | 0 | 0 | 0 | 0 | 0 | 0 | 0 | 0 | 0 | 0 | 0 | 0 | 0 | 0 | 0 | 0 | 0 | 0 | 0 | 12
NO |  | 188 | 2011 | 3 | 11 | 11 |  | McCalmont | Bredinville | 138 | 138 | 3 | 1.82 | 1.61 | 1 | 4 | 0 | 0 | 0 | 0 | 0 | 0 | 0 | 0 | 0 | 0 | 0 | 0 | 0 | 0 | 0 | 0 | 0 | 0 | 0 | 0 | 0 | 0 | 0 | 12
NO |  | 188 | 2011 | 3 | 12 | 12 |  | Mitchell | Charleroi 1 | 138 | 138 | 2,3 | 3.76 | 3.3 | 1 | 2 | 0 | 0 | 0 | 0 | 0 | 0 | 0 | 0 | 0 | 0 | 0 | 0 | 0 | 0 | 0 | 0 | 0 | 0 | 0 | 0 | 0 | 0 | 0 | 12
NO |  | 188 | 2011 | 3 | 13 | 13 |  | Mitchell | Charleroi 2 | 138 | 138 | 3 | 3.47 | 3.3 | 1 | 2 | 0 | 0 | 0 | 0 | 0 | 0 | 0 | 0 | 0 | 0 | 0 | 0 | 0 | 0 | 0 | 0 | 0 | 0 | 0 | 0 | 0 | 0 | 0 | 12
NO |  | 188 | 2011 | 3 | 14 | 14 |  | North Fayette | Smith | 138 | 138 | 2,3 | 11.25 | 0.96 | 1 |  | 0 | 0 | 0 | 0 | 0 | 0 | 0 | 0 | 0 | 0 | 0 | 0 | 0 | 0 | 0 | 0 | 0 | 0 | 0 | 0 | 0 | 0 | 0 | 12
NO |  | 188 | 2011 | 3 | 15 | 15 |  | Peters | Bethel Park | 138 | 138 | 1 | 5.07 | 0 | 1 | 4 | 0 | 0 | 0 | 0 | 0 | 0 | 0 | 0 | 0 | 0 | 0 | 0 | 0 | 0 | 0 | 0 | 0 | 0 | 0 | 0 | 0 | 0 | 0 | 12
NO |  | 188 | 2011 | 3 | 16 | 16 |  | Piney Fork | Woodville | 138 | 138 | 1 | 0.24 | 0.24 | 1 | 7 | 0 | 0 | 0 | 0 | 0 | 0 | 0 | 0 | 0 | 0 | 0 | 0 | 0 | 0 | 0 | 0 | 0 | 0 | 0 | 0 | 0 | 0 | 0 | 12
NO |  | 188 | 2011 | 3 | 17 | 17 |  | Pittsburgh Mills | Springdale | 138 | 138 | 1,3 | 2.89 | 0.13 | 1 | 2,4,8 | 0 | 0 | 0 | 0 | 0 | 0 | 0 | 0 | 0 | 0 | 0 | 0 | 0 | 0 | 0 | 0 | 0 | 0 | 0 | 0 | 0 | 0 | 0 | 12
NO |  | 188 | 2011 | 3 | 18 | 18 |  | Reid | Guilford | 138 | 138 | 1,2 | 11.22 | 1.15 | 1 | 2 | 0 | 0 | 0 | 0 | 0 | 0 | 0 | 0 | 0 | 0 | 0 | 0 | 0 | 0 | 0 | 0 | 0 | 0 | 0 | 0 | 0 | 0 | 0 | 12
NO |  | 188 | 2011 | 3 | 19 | 19 |  | Ridgway | Elko S | 138 | 138 | 2,3 | 8.28 | 0.6 | 1 | 2,10 | 0 | 0 | 0 | 0 | 0 | 0 | 0 | 0 | 0 | 0 | 0 | 0 | 0 | 0 | 0 | 0 | 0 | 0 | 0 | 0 | 0 | 0 | 0 | 12
NO |  | 188 | 2011 | 3 | 20 | 20 |  | Ridgway | Paper City | 138 | 138 | 2,3 | 4.8 | 0.6 | 1 | 5 | 0 | 0 | 0 | 0 | 0 | 0 | 0 | 0 | 0 | 0 | 0 | 0 | 0 | 0 | 0 | 0 | 0 | 0 | 0 | 0 | 0 | 0 | 0 | 12
NO |  | 188 | 2011 | 3 | 21 | 21 |  | Ringgold | West Waynesboro | 138 | 138 | 1,2 | 5.86 | 2.91 | 1 | 2,5 | 0 | 0 | 0 | 0 | 0 | 0 | 0 | 0 | 0 | 0 | 0 | 0 | 0 | 0 | 0 | 0 | 0 | 0 | 0 | 0 | 0 | 0 | 0 | 12
NO |  | 188 | 2011 | 3 | 22 | 22 |  | Saltsburg | Social Hall | 138 | 138 | 2 | 10.13 | 0 | 1 | 2 | 0 | 0 | 0 | 0 | 0 | 0 | 0 | 0 | 0 | 0 | 0 | 0 | 0 | 0 | 0 | 0 | 0 | 0 | 0 | 0 | 0 | 0 | 0 | 12
NO |  | 188 | 2011 | 3 | 23 | 23 |  | Shepler Hill Jct | Charleroi | 138 | 138 | 3 | 5.74 | 0.57 | 1 | 4 | 0 | 0 | 0 | 0 | 0 | 0 | 0 | 0 | 0 | 0 | 0 | 0 | 0 | 0 | 0 | 0 | 0 | 0 | 0 | 0 | 0 | 0 | 0 | 12
NO |  | 188 | 2011 | 3 | 24 | 24 |  | Shepler Hill Jct | Mitchell | 138 | 138 | 3 | 10.33 | 0 | 1 | 6 | 0 | 0 | 0 | 0 | 0 | 0 | 0 | 0 | 0 | 0 | 0 | 0 | 0 | 0 | 0 | 0 | 0 | 0 | 0 | 0 | 0 | 0 | 0 | 12
NO |  | 188 | 2011 | 3 | 25 | 25 |  | Shepler Hill Jct | Yukon | 138 | 138 | 3 | 6.61 | 1.28 | 1 | 2 | 0 | 0 | 0 | 0 | 0 | 0 | 0 | 0 | 0 | 0 | 0 | 0 | 0 | 0 | 0 | 0 | 0 | 0 | 0 | 0 | 0 | 0 | 0 | 12
NO |  | 188 | 2011 | 3 | 26 | 26 |  | Smith | Wylie Ridge | 138 | 138 | 2 | 6.49 | 0 | 1 | 2 | 0 | 0 | 0 | 0 | 0 | 0 | 0 | 0 | 0 | 0 | 0 | 0 | 0 | 0 | 0 | 0 | 0 | 0 | 0 | 0 | 0 | 0 | 0 | 12
NO |  | 188 | 2011 | 3 | 27 | 27 |  | Social Hall | Blairsville East | 138 | 138 | 1 | 0.01 | 0 | 1 | 11 | 0 | 0 | 0 | 0 | 0 | 0 | 0 | 0 | 0 | 0 | 0 | 0 | 0 | 0 | 0 | 0 | 0 | 0 | 0 | 0 | 0 | 0 | 0 | 12
NO |  | 188 | 2011 | 3 | 28 | 28 |  | Social Hall | Loyalhanna | 138 | 138 | 1,2,3 | 16.95 | 1.43 | 1 | 2,4,6 | 0 | 0 | 0 | 0 | 0 | 0 | 0 | 0 | 0 | 0 | 0 | 0 | 0 | 0 | 0 | 0 | 0 | 0 | 0 | 0 | 0 | 0 | 0 | 12
NO |  | 188 | 2011 | 3 | 29 | 29 |  | Springdale | Cheswick DLP | 138 | 138 | 1 | 1.93 | 0.79 | 1 | 3 | 0 | 0 | 0 | 0 | 0 | 0 | 0 | 0 | 0 | 0 | 0 | 0 | 0 | 0 | 0 | 0 | 0 | 0 | 0 | 0 | 0 | 0 | 0 | 12
NO |  | 188 | 2011 | 3 | 30 | 30 |  | Springdale | Federal Street | 138 | 138 | 1,2,3 | 8.95 | 1.44 | 1 | 2,4,6 | 0 | 0 | 0 | 0 | 0 | 0 | 0 | 0 | 0 | 0 | 0 | 0 | 0 | 0 | 0 | 0 | 0 | 0 | 0 | 0 | 0 | 0 | 0 | 12
NO |  | 188 | 2011 | 3 | 31 | 31 |  | Springdale | Harwick | 138 | 138 | 1,2,3 | 2.18 | 1.44 | 1 | 2,3,4 | 0 | 0 | 0 | 0 | 0 | 0 | 0 | 0 | 0 | 0 | 0 | 0 | 0 | 0 | 0 | 0 | 0 | 0 | 0 | 0 | 0 | 0 | 0 | 12
NO |  | 188 | 2011 | 3 | 32 | 32 |  | Springdale | Kiski Valley | 138 | 138 | 1,2,3 | 8.18 | 5.49 | 1 | 2,4,10 | 0 | 0 | 0 | 0 | 0 | 0 | 0 | 0 | 0 | 0 | 0 | 0 | 0 | 0 | 0 | 0 | 0 | 0 | 0 | 0 | 0 | 0 | 0 | 12
NO |  | 188 | 2011 | 3 | 33 | 33 |  | Springdale | Kittanning | 138 | 138 | 1,2,3 | 14.67 | 11.52 | 1 | 2,4,5,8,10 | 0 | 0 | 0 | 0 | 0 | 0 | 0 | 0 | 0 | 0 | 0 | 0 | 0 | 0 | 0 | 0 | 0 | 0 | 0 | 0 | 0 | 0 | 0 | 12
NO |  | 188 | 2011 | 3 | 34 | 34 |  | Springdale | White Valley | 138 | 138 | 1,3 | 11.78 | 1.7 | 1 | 2,4 | 0 | 0 | 0 | 0 | 0 | 0 | 0 | 0 | 0 | 0 | 0 | 0 | 0 | 0 | 0 | 0 | 0 | 0 | 0 | 0 | 0 | 0 | 0 | 12
NO |  | 188 | 2011 | 3 | 35 | 35 |  | St Clair | South Fayette | 138 | 138 | 1,2 | 2.83 | 0.07 | 1 | 8 | 0 | 0 | 0 | 0 | 0 | 0 | 0 | 0 | 0 | 0 | 0 | 0 | 0 | 0 | 0 | 0 | 0 | 0 | 0 | 0 | 0 | 0 | 0 | 12
NO |  | 188 | 2011 | 4 | 1 | 1 |  | Stoner Jct | Connellsville | 138 | 138 | 2,3 | 11.2 | 1.75 | 1 | 2,6 | 0 | 0 | 0 | 0 | 0 | 0 | 0 | 0 | 0 | 0 | 0 | 0 | 0 | 0 | 0 | 0 | 0 | 0 | 0 | 0 | 0 | 0 | 0 | 12
NO |  | 188 | 2011 | 4 | 2 | 2 |  | Stoner Jct | Iron Bridge | 138 | 138 | 2,3 | 2.73 | 0.32 | 1 | 5 | 0 | 0 | 0 | 0 | 0 | 0 | 0 | 0 | 0 | 0 | 0 | 0 | 0 | 0 | 0 | 0 | 0 | 0 | 0 | 0 | 0 | 0 | 0 | 12
NO |  | 188 | 2011 | 4 | 3 | 3 |  | Stoner Jct | King Farm | 138 | 138 | 2 | 3.34 | 0 | 1 | 6 | 0 | 0 | 0 | 0 | 0 | 0 | 0 | 0 | 0 | 0 | 0 | 0 | 0 | 0 | 0 | 0 | 0 | 0 | 0 | 0 | 0 | 0 | 0 | 12
NO |  | 188 | 2011 | 4 | 4 | 4 |  | Stony Springs Jct | Harrison City | 138 | 138 | 1,2,3,4 | 8.62 | 3.8 | 1 | 2,5,9 | 0 | 0 | 0 | 0 | 0 | 0 | 0 | 0 | 0 | 0 | 0 | 0 | 0 | 0 | 0 | 0 | 0 | 0 | 0 | 0 | 0 | 0 | 0 | 12
NO |  | 188 | 2011 | 4 | 5 | 5 |  | Stony Springs Jct | Hempfield | 138 | 138 | 1,3 | 6.72 | 1.24 | 1 | 2 | 0 | 0 | 0 | 0 | 0 | 0 | 0 | 0 | 0 | 0 | 0 | 0 | 0 | 0 | 0 | 0 | 0 | 0 | 0 | 0 | 0 | 0 | 0 | 12
NO |  | 188 | 2011 | 4 | 6 | 6 |  | Stony Springs Jct | Luxor | 138 | 138 | 3 | 3.9 | 0 | 1 | 2,8 | 0 | 0 | 0 | 0 | 0 | 0 | 0 | 0 | 0 | 0 | 0 | 0 | 0 | 0 | 0 | 0 | 0 | 0 | 0 | 0 | 0 | 0 | 0 | 12
NO |  | 188 | 2011 | 4 | 7 | 7 |  | Union Jct | Charleroi | 138 | 138 | 1,2,3 | 6.05 | 0 | 1 | 2,10 | 0 | 0 | 0 | 0 | 0 | 0 | 0 | 0 | 0 | 0 | 0 | 0 | 0 | 0 | 0 | 0 | 0 | 0 | 0 | 0 | 0 | 0 | 0 | 12
NO |  | 188 | 2011 | 4 | 8 | 8 |  | Union Jct | Mitchell | 138 | 138 | 3 | 2.26 | 0 | 1 | 2 | 0 | 0 | 0 | 0 | 0 | 0 | 0 | 0 | 0 | 0 | 0 | 0 | 0 | 0 | 0 | 0 | 0 | 0 | 0 | 0 | 0 | 0 | 0 | 12
NO |  | 188 | 2011 | 4 | 9 | 9 |  | Union Jct | Peters | 138 | 138 | 3 | 7.77 | 0.92 | 1 | 2 | 0 | 0 | 0 | 0 | 0 | 0 | 0 | 0 | 0 | 0 | 0 | 0 | 0 | 0 | 0 | 0 | 0 | 0 | 0 | 0 | 0 | 0 | 0 | 12
NO |  | 188 | 2011 | 4 | 10 | 10 |  | Vandergrift | Saltsburg | 138 | 138 | 1,2,3 | 12.4 | 0 | 1 | 4 | 0 | 0 | 0 | 0 | 0 | 0 | 0 | 0 | 0 | 0 | 0 | 0 | 0 | 0 | 0 | 0 | 0 | 0 | 0 | 0 | 0 | 0 | 0 | 12
NO |  | 188 | 2011 | 4 | 11 | 11 |  | Washington | Charleroi | 138 | 138 | 1,2,3 | 9.75 | 8.25 | 1 | 2,4 | 0 | 0 | 0 | 0 | 0 | 0 | 0 | 0 | 0 | 0 | 0 | 0 | 0 | 0 | 0 | 0 | 0 | 0 | 0 | 0 | 0 | 0 | 0 | 12
NO |  | 188 | 2011 | 4 | 12 | 12 |  | West Waynesboro | Grand Point | 138 | 138 | 1,2 | 14.47 | 0 | 1 | 2 | 0 | 0 | 0 | 0 | 0 | 0 | 0 | 0 | 0 | 0 | 0 | 0 | 0 | 0 | 0 | 0 | 0 | 0 | 0 | 0 | 0 | 0 | 0 | 12
NO |  | 188 | 2011 | 4 | 13 | 13 |  | Whiteley | Franklin | 138 | 138 | 2,3 | 10.07 | 0.2 | 1 | 2,4 | 0 | 0 | 0 | 0 | 0 | 0 | 0 | 0 | 0 | 0 | 0 | 0 | 0 | 0 | 0 | 0 | 0 | 0 | 0 | 0 | 0 | 0 | 0 | 12
NO |  | 188 | 2011 | 4 | 14 | 14 |  | Windsor | Washington | 138 | 138 | 1,3 | 9 | 8.66 | 1 | 4 | 0 | 0 | 0 | 0 | 0 | 0 | 0 | 0 | 0 | 0 | 0 | 0 | 0 | 0 | 0 | 0 | 0 | 0 | 0 | 0 | 0 | 0 | 0 | 12
NO |  | 188 | 2011 | 4 | 15 | 15 |  | Yukon | Hempfield | 138 | 138 | 1,2,3 | 13.31 | 1.6 | 1 | 2,4 | 0 | 0 | 0 | 0 | 0 | 0 | 0 | 0 | 0 | 0 | 0 | 0 | 0 | 0 | 0 | 0 | 0 | 0 | 0 | 0 | 0 | 0 | 0 | 12
NO |  | 188 | 2011 | 4 | 16 | 16 |  | Yukon | Huntingdon | 138 | 138 | 3 | 11.01 | 10.41 | 1 | 4 | 0 | 0 | 0 | 0 | 0 | 0 | 0 | 0 | 0 | 0 | 0 | 0 | 0 | 0 | 0 | 0 | 0 | 0 | 0 | 0 | 0 | 0 | 0 | 12
NO |  | 188 | 2011 | 4 | 17 | 17 |  | Yukon | Springdale | 138 | 138 | 1,3 | 19.77 | 15.68 | 1 | 4,6 | 0 | 0 | 0 | 0 | 0 | 0 | 0 | 0 | 0 | 0 | 0 | 0 | 0 | 0 | 0 | 0 | 0 | 0 | 0 | 0 | 0 | 0 | 0 | 12
NO |  | 188 | 2011 | 4 | 18 | 18 |  | Yukon | Youngwood | 138 | 138 | 2,3 | 11.01 | 1.28 | 1 | 2,4 | 0 | 0 | 0 | 0 | 0 | 0 | 0 | 0 | 0 | 0 | 0 | 0 | 0 | 0 | 0 | 0 | 0 | 0 | 0 | 0 | 0 | 0 | 0 | 12
NO |  | 188 | 2011 | 4 | 19 | 19 |  |  |  | 0 | 0 |  | 0 | 0 | 0 |  | 24083353 | 148911790 | 172995143 | 0 | 0 | 0 | 0 | 0 | 0 | 0 | 0 | 0 | 0 | 0 | 0 | 0 | 0 | 0 | 0 | 0 | 0 | 0 | 0 | 12
NO |  | 188 | 2011 | 4 | 20 | 20 |  | Subtotal | Pennsylvania 138 KV | 0 | 0 |  | 1088.72 | 239.63 | 128 |  | 24083353 | 148911790 | 172995143 | 0 | 0 | 0 | 0 | 0 | 0 | 0 | 0 | 0 | 0 | 0 | 0 | 0 | 0 | 0 | 0 | 0 | 0 | 0 | 0 | 12
NO |  | 188 | 2011 | 4 | 22 | 22 |  | Burma | Piney | 115 | 138 | 2 | 4.21 | 0 | 1 | 2 | 0 | 0 | 0 | 0 | 0 | 0 | 0 | 0 | 0 | 0 | 0 | 0 | 0 | 0 | 0 | 0 | 0 | 0 | 0 | 0 | 0 | 0 | 0 | 12
NO |  | 188 | 2011 | 4 | 23 | 23 |  | Subtotal | Pennsylvania 115 KV | 0 | 0 |  | 4.21 | 0 | 1 |  | 0 | 0 | 0 | 0 | 0 | 0 | 0 | 0 | 0 | 0 | 0 | 0 | 0 | 0 | 0 | 0 | 0 | 0 | 0 | 0 | 0 | 0 | 0 | 12
NO |  | 188 | 2011 | 4 | 25 | 25 |  | Fort Martin | Ronco | 500 | 500 | 3 | 0.18 | 0 | 1 | 1 | 0 | 0 | 0 | 0 | 0 | 0 | 0 | 0 | 0 | 0 | 0 | 0 | 0 | 0 | 0 | 0 | 0 | 0 | 0 | 0 | 0 | 0 | 0 | 12
NO |  | 188 | 2011 | 4 | 26 | 26 |  | Subtotal | West Virginia 500 KV | 0 | 0 |  | 0.18 | 0 | 1 |  | 0 | 0 | 0 | 0 | 0 | 0 | 0 | 0 | 0 | 0 | 0 | 0 | 0 | 0 | 0 | 0 | 0 | 0 | 0 | 0 | 0 | 0 | 0 | 12
NO |  | 188 | 2011 | 4 | 28 | 28 |  | Buffalo Jct | Cecil | 138 | 138 | 3 | 2.97 | 0 | 1 | 4 | 0 | 0 | 0 | 0 | 0 | 0 | 0 | 0 | 0 | 0 | 0 | 0 | 0 | 0 | 0 | 0 | 0 | 0 | 0 | 0 | 0 | 0 | 0 | 12
NO |  | 188 | 2011 | 4 | 29 | 29 |  | Buffalo Jct | Windsor | 138 | 138 | 3 | 4.94 | 0 | 1 | 4 | 0 | 0 | 0 | 24971734 | 5826262 | -5 | 30797991 | 0 | 0 | 0 | 0 | 0 | 0 | 0 | 0 | 0 | 0 | 0 | 0 | 0 | 0 | 0 | 0 | 12
NO |  | 188 | 2011 | 4 | 30 | 30 |  | Subtotal | West Virginia 138 KV | 0 | 0 |  | 7.91 | 0 | 2 |  | 0 | 0 | 0 | 24971734 | 5826262 | -5 | 30797991 | 0 | 0 | 0 | 0 | 0 | 0 | 0 | 0 | 0 | 0 | 0 | 0 | 0 | 0 | 0 | 0 | 12
NO |  | 188 | 2011 | 4 | 32 | 32 |  | Expenses excluding |  | 0 | 0 |  | 0 | 0 | 0 |  | 0 | 0 | 0 | 0 | 0 | 0 | 0 | 0 | 0 | 0 | 0 | 0 | 0 | 0 | 0 | 611880246 | 0 | 0 | 0 | 0 | 0 | 0 | 0 | 12
NO |  | 188 | 2011 | 4 | 33 | 33 |  | Depreciation and Taxes |  | 0 | 0 |  | 0 | 0 | 0 |  | 0 | 0 | 0 | 0 | 0 | 0 | 0 | 0 | 0 | 0 | 0 | 0 | 0 | 0 | 0 | 0 | 0 | 0 | 0 | 0 | 0 | 0 | 0 | 12
NO |  | 188 | 2011 | 0 | 36 | 36 |  | TOTAL |  | 0 | 0 |  | 1455.03 | 239.63 | 153 |  | 31925182 | 203422660 | 235347842 | 24971734 | 5826262 | -5 | 30797991 | 0 | 0 | 0 | 0 | 0 | 0 | 0 | 0 | 0 | 0 | 0 | 0 | 0 | 0 | 0 | 0 | 12
NO |  | 163 | 2011 | 0 | 1 | 1 |  | X-15 Line Gibson-Brown |  | 0 | 0 | 1 | 4.86 | 0 | 1 |  | 0 | 0 | 0 | 0 | 0 | 0 | 0 | 0 | 0 | 0 | 0 | 0 | 0 | 0 | 0 | 0 | 0 | 0 | 0 | 0 | 0 | 0 | 0 | 12
NO |  | 163 | 2011 | 0 | 2 | 2 |  | Gibson Gen Sta | Brown Trans Sta | 345 | 345 | 2 | 33.04 | 0 | 0 | 954 ACSR | 7948655 | 39427747 | 47376402 | 0 | 0 | 0 | 0 | 0 | 0 | 0 | 0 | 0 | 0 | 0 | 0 | 0 | 0 | 0 | 0 | 0 | 0 | 0 | 0 | 12
NO |  | 163 | 2011 | 0 | 3 | 3 |  | Z-72 138kv Line |  | 0 | 0 |  | 0 | 0 | 1 |  | 0 | 0 | 0 | 0 | 0 | 0 | 0 | 0 | 0 | 0 | 0 | 0 | 0 | 0 | 0 | 0 | 0 | 0 | 0 | 0 | 0 | 0 | 0 | 12
NO |  | 163 | 2011 | 0 | 4 | 4 |  | Werner Substation | Alocoa Substation | 138 | 138 | 1 | 2.18 | 0 | 0 | 954/795/477 ACSR | 0 | -39749 | -39749 | 0 | 0 | 0 | 0 | 0 | 0 | 0 | 0 | 0 | 0 | 0 | 0 | 0 | 0 | 0 | 0 | 0 | 0 | 0 | 0 | 12
NO |  | 163 | 2011 | 0 | 5 | 5 |  | Z-73 Brown |  | 0 | 0 |  | 0 | 0 | 1 |  | 0 | 0 | 0 | 0 | 0 | 0 | 0 | 0 | 0 | 0 | 0 | 0 | 0 | 0 | 0 | 0 | 0 | 0 | 0 | 0 | 0 | 0 | 0 | 12
NO |  | 163 | 2011 | 0 | 6 | 6 |  | Brown 345kv Sta | Brown 138kv Sta | 138 | 138 | 1 | 0.3 | 0 | 0 | 954 ACSR | 0 | 277527 | 277527 | 0 | 0 | 0 | 0 | 0 | 0 | 0 | 0 | 0 | 0 | 0 | 0 | 0 | 0 | 0 | 0 | 0 | 0 | 0 | 0 | 12
NO |  | 163 | 2011 | 0 | 7 | 7 |  | Z-74 Elliott-Scott Twp |  | 0 | 0 |  | 0 | 0 | 1 |  | 0 | 0 | 0 | 0 | 0 | 0 | 0 | 0 | 0 | 0 | 0 | 0 | 0 | 0 | 0 | 0 | 0 | 0 | 0 | 0 | 0 | 0 | 0 | 12
NO |  | 163 | 2011 | 0 | 8 | 8 |  | Elliott Trans Sta | Scott Twp Trans Sta | 138 | 138 | 2 | 6.34 | 0 | 0 | 954 ACSR | 0 | 6606327 | 6606327 | 0 | 0 | 0 | 0 | 0 | 0 | 0 | 0 | 0 | 0 | 0 | 0 | 0 | 0 | 0 | 0 | 0 | 0 | 0 | 0 | 12
NO |  | 163 | 2011 | 0 | 9 | 9 |  | Z-76 Francisco-Toyota South |  | 0 | 0 |  | 0 | 0 | 1 |  | 0 | 0 | 0 | 0 | 0 | 0 | 0 | 0 | 0 | 0 | 0 | 0 | 0 | 0 | 0 | 0 | 0 | 0 | 0 | 0 | 0 | 0 | 0 | 12
NO |  | 163 | 2011 | 0 | 10 | 10 |  | Francisco Trans Sta | Toyota South | 138 | 138 | 2 | 3.98 | 0 | 0 | 954 ACSR | 41655 | 2045595 | 2087250 | 0 | 0 | 0 | 0 | 0 | 0 | 0 | 0 | 0 | 0 | 0 | 0 | 0 | 0 | 0 | 0 | 0 | 0 | 0 | 0 | 12
NO |  | 163 | 2011 | 0 | 11 | 11 |  | Z-77 Culley-Oak Grove |  | 0 | 0 | 1 | 19.58 | 0 | 2 |  | 0 | 0 | 0 | 0 | 0 | 0 | 0 | 0 | 0 | 0 | 0 | 0 | 0 | 0 | 0 | 0 | 0 | 0 | 0 | 0 | 0 | 0 | 0 | 12
NO |  | 163 | 2011 | 0 | 12 | 12 |  | Culley Station | Oak Grove Trans Sta | 138 | 138 | 2 | 0.97 | 0 | 0 | 954/477 ACSR | 926371 | 10653262 | 11579633 | 0 | 0 | 0 | 0 | 0 | 0 | 0 | 0 | 0 | 0 | 0 | 0 | 0 | 0 | 0 | 0 | 0 | 0 | 0 | 0 | 12
NO |  | 163 | 2011 | 0 | 13 | 13 |  | Z-78 Duff-Dubois Line |  | 0 | 0 |  | 0 | 0 | 1 |  | 0 | 0 | 0 | 0 | 0 | 0 | 0 | 0 | 0 | 0 | 0 | 0 | 0 | 0 | 0 | 0 | 0 | 0 | 0 | 0 | 0 | 0 | 0 | 12
NO |  | 163 | 2011 | 0 | 14 | 14 |  | Duff Trans Sta | Dubois Trans Sta | 138 | 138 | 2 | 47.93 | 0 | 0 | 954 ACSR | 150784 | 16617198 | 16767982 | 0 | 0 | 0 | 0 | 0 | 0 | 0 | 0 | 0 | 0 | 0 | 0 | 0 | 0 | 0 | 0 | 0 | 0 | 0 | 0 | 12
NO |  | 163 | 2011 | 0 | 15 | 15 |  | Z-79 Terminal Line |  | 0 | 0 |  | 0 | 0 | 1 |  | 0 | 0 | 0 | 0 | 0 | 0 | 0 | 0 | 0 | 0 | 0 | 0 | 0 | 0 | 0 | 0 | 0 | 0 | 0 | 0 | 0 | 0 | 0 | 12
NO |  | 163 | 2011 | 0 | 16 | 16 |  | Points Trans Line | Mt Vernon Trans Sta | 138 | 138 | 1 | 3.08 | 0 | 0 | 954 ACSR | 0 | 156496 | 156496 | 0 | 0 | 0 | 0 | 0 | 0 | 0 | 0 | 0 | 0 | 0 | 0 | 0 | 0 | 0 | 0 | 0 | 0 | 0 | 0 | 12
NO |  | 163 | 2011 | 0 | 17 | 17 |  | Z-80 Oakland City |  | 0 | 0 | 3 | 2.81 | 0 | 1 |  | 0 | 0 | 0 | 0 | 0 | 0 | 0 | 0 | 0 | 0 | 0 | 0 | 0 | 0 | 0 | 0 | 0 | 0 | 0 | 0 | 0 | 0 | 0 | 12
NO |  | 163 | 2011 | 0 | 18 | 18 |  | Northeast Trans Line | Oakland City | 138 | 138 | 2 | 42.61 | 0 | 0 | 477 ACSR | 1114504 | 6530901 | 7645405 | 0 | 0 | 0 | 0 | 0 | 0 | 0 | 0 | 0 | 0 | 0 | 0 | 0 | 0 | 0 | 0 | 0 | 0 | 0 | 0 | 12
NO |  | 163 | 2011 | 0 | 19 | 19 |  | Z-81 Northeast Line |  | 0 | 0 | 3 | 22.14 | 0 | 1 |  | 0 | 0 | 0 | 0 | 0 | 0 | 0 | 0 | 0 | 0 | 0 | 0 | 0 | 0 | 0 | 0 | 0 | 0 | 0 | 0 | 0 | 0 | 0 | 12
NO |  | 163 | 2011 | 0 | 20 | 20 |  | Culley Station | Northeast Trans Sta | 138 | 138 | 1 | 52.09 | 0 | 0 | 795 ACSR | 283613 | 10823790 | 11107403 | 0 | 0 | 0 | 0 | 0 | 0 | 0 | 0 | 0 | 0 | 0 | 0 | 0 | 0 | 0 | 0 | 0 | 0 | 0 | 0 | 12
NO |  | 163 | 2011 | 0 | 21 | 21 |  | Z-82 Cloverport Line |  | 0 | 0 | 3 | 6.5 | 0 | 1 |  | 0 | 0 | 0 | 0 | 0 | 0 | 0 | 0 | 0 | 0 | 0 | 0 | 0 | 0 | 0 | 0 | 0 | 0 | 0 | 0 | 0 | 0 | 0 | 12
NO |  | 163 | 2011 | 0 | 22 | 22 |  | Culley Station | Cloverport, KY | 138 | 138 | 1 | 2.72 | 0 | 0 | 477 ACSR | 234202 | 2296773 | 2530975 | 0 | 0 | 0 | 0 | 0 | 0 | 0 | 0 | 0 | 0 | 0 | 0 | 0 | 0 | 0 | 0 | 0 | 0 | 0 | 0 | 12
NO |  | 163 | 2011 | 0 | 23 | 23 |  | Z-83 NE-NW Line | NW Trans Sta | 138 | 138 | 3 | 8.79 | 0 | 1 | 795 ACSR | 190359 | 1504197 | 1694556 | 0 | 0 | 0 | 0 | 0 | 0 | 0 | 0 | 0 | 0 | 0 | 0 | 0 | 0 | 0 | 0 | 0 | 0 | 0 | 0 | 12
NO |  | 163 | 2011 | 0 | 24 | 24 |  | Z-84 Petersburg Line |  | 0 | 0 |  | 0 | 0 | 1 |  | 0 | 0 | 0 | 0 | 0 | 0 | 0 | 0 | 0 | 0 | 0 | 0 | 0 | 0 | 0 | 0 | 0 | 0 | 0 | 0 | 0 | 0 | 0 | 12
NO |  | 163 | 2011 | 0 | 25 | 25 |  | Culley Trans Sta | Petersburg, IN | 138 | 138 | 2 | 59.87 | 0 | 0 | 795 ACSR | 471906 | 3997334 | 4469240 | 0 | 0 | 0 | 0 | 0 | 0 | 0 | 0 | 0 | 0 | 0 | 0 | 0 | 0 | 0 | 0 | 0 | 0 | 0 | 0 | 12
NO |  | 163 | 2011 | 0 | 26 | 26 |  | Z-85 Culley-Heidelbach line |  | 0 | 0 | 3 | 0.46 | 0 | 1 |  | 0 | 0 | 0 | 0 | 0 | 0 | 0 | 0 | 0 | 0 | 0 | 0 | 0 | 0 | 0 | 0 | 0 | 0 | 0 | 0 | 0 | 0 | 0 | 12
NO |  | 163 | 2011 | 0 | 27 | 27 |  | Culey Trans Sta | Heidelbach Trans Sta | 138 | 138 | 1 | 20.48 | 0 | 0 | 795 ACSR | 147266 | 1879997 | 2027263 | 0 | 0 | 0 | 0 | 0 | 0 | 0 | 0 | 0 | 0 | 0 | 0 | 0 | 0 | 0 | 0 | 0 | 0 | 0 | 0 | 12
NO |  | 163 | 2011 | 0 | 28 | 28 |  | Z-90 Warrick Line |  | 0 | 0 |  | 0 | 0 | 1 |  | 0 | 0 | 0 | 0 | 0 | 0 | 0 | 611630133 | 0 | 0 | 0 | 0 | 0 | 0 | 0 | 0 | 0 | 0 | 0 | 0 | 0 | 0 | 0 | 12
NO |  | 163 | 2011 | 0 | 29 | 29 |  | Culley Trans Sta | Warrick Trans Sta | 138 | 138 | 3 | 0.66 | 0 | 0 | 795 ACSR | 0 | 68300 | 68300 | 0 | 0 | 0 | 0 | 0 | 0 | 0 | 0 | 0 | 0 | 0 | 0 | 0 | 0 | 0 | 0 | 0 | 0 | 0 | 0 | 12
NO |  | 163 | 2011 | 0 | 30 | 30 |  | Z-91 Heidelback-NW Line |  | 0 | 0 |  | 0 | 0 | 1 |  | 0 | 0 | 0 | 0 | 0 | 0 | 0 | 0 | 0 | 0 | 0 | 0 | 0 | 0 | 0 | 0 | 0 | 0 | 0 | 0 | 0 | 0 | 0 | 12
NO |  | 163 | 2011 | 0 | 31 | 31 |  | Heidelbach Trans Sta | NW Trans Line | 138 | 138 | 1 | 7.1 | 0 | 0 | 795 ACSR | 4992 | 2972326 | 2977318 | 0 | 0 | 0 | 0 | 0 | 0 | 0 | 0 | 0 | 0 | 0 | 0 | 0 | 0 | 0 | 0 | 0 | 0 | 0 | 0 | 12
NO |  | 163 | 2011 | 0 | 32 | 32 |  | Z-92 Mt Vernon Line |  | 0 | 0 |  | 0 | 0 | 1 |  | 0 | 0 | 0 | 0 | 0 | 0 | 0 | 0 | 0 | 0 | 0 | 0 | 0 | 0 | 0 | 0 | 0 | 0 | 0 | 0 | 0 | 0 | 0 | 12
NO |  | 163 | 2011 | 0 | 33 | 33 |  | NW Trans Sta | Mt Vernon Trans Sta | 138 | 138 | 1 | 7.17 | 0 | 0 | 795 ACSR | 157143 | 2912442 | 3069585 | 0 | 0 | 0 | 0 | 0 | 0 | 0 | 0 | 0 | 0 | 0 | 0 | 0 | 0 | 0 | 0 | 0 | 0 | 0 | 0 | 12
NO |  | 163 | 2011 | 0 | 34 | 34 |  |  |  | 0 | 0 | 2 | 6.14 | 0 | 0 |  | 0 | 0 | 0 | 0 | 0 | 0 | 0 | 0 | 0 | 0 | 0 | 0 | 0 | 0 | 0 | 0 | 0 | 0 | 0 | 0 | 0 | 0 | 0 | 12
NO |  | 163 | 2011 | 0 | 35 | 35 |  |  |  | 0 | 0 | 3 | 7.94 | 0 | 0 |  | 0 | 0 | 0 | 0 | 0 | 0 | 0 | 0 | 0 | 0 | 0 | 0 | 0 | 0 | 0 | 0 | 0 | 0 | 0 | 0 | 0 | 0 | 0 | 12
NO |  | 163 | 2011 | 1 | 1 | 1 |  | Z-93 A. B. Brown Line |  | 0 | 0 |  | 0 | 0 | 1 |  | 0 | 0 | 0 | 0 | 0 | 0 | 0 | 0 | 0 | 0 | 0 | 0 | 0 | 0 | 0 | 0 | 0 | 0 | 0 | 0 | 0 | 0 | 0 | 12
NO |  | 163 | 2011 | 1 | 2 | 2 |  | NW Trans Sta | Brown Trans Sta | 138 | 138 | 2 | 5.39 | 7.94 | 0 | 954 ACSR | 1206605 | 1027377 | 2233982 | 0 | 0 | 0 | 0 | 0 | 0 | 0 | 0 | 0 | 0 | 0 | 0 | 0 | 0 | 0 | 0 | 0 | 0 | 0 | 0 | 12
NO |  | 163 | 2011 | 1 | 3 | 3 |  | Z-94 A. B. Brown-Mt. Vernon |  | 0 | 0 |  | 0 | 0 | 1 |  | 0 | 0 | 0 | 0 | 0 | 0 | 0 | 0 | 0 | 0 | 0 | 0 | 0 | 0 | 0 | 0 | 0 | 0 | 0 | 0 | 0 | 0 | 0 | 12
NO |  | 163 | 2011 | 1 | 4 | 4 |  | Brown Trans Sta | Mt Vernon Trans Sta | 138 | 138 | 1 | 13.42 | 0 | 0 | 954 ACSR | 63052 | 1054308 | 1117360 | 0 | 0 | 0 | 0 | 0 | 0 | 0 | 0 | 0 | 0 | 0 | 0 | 0 | 0 | 0 | 0 | 0 | 0 | 0 | 0 | 12
NO |  | 163 | 2011 | 1 | 5 | 5 |  | Z-95 A. B. Brown-NE Line |  | 0 | 0 |  | 0 | 0 | 1 |  | 0 | 0 | 0 | 0 | 0 | 0 | 0 | 0 | 0 | 0 | 0 | 0 | 0 | 0 | 0 | 0 | 0 | 0 | 0 | 0 | 0 | 0 | 0 | 12
NO |  | 163 | 2011 | 1 | 6 | 6 |  | Brown Trans Sta | NE Trans Sta | 138 | 138 | 2 | 20 | 0 | 0 | 954 ACSR | 258881 | 3365325 | 3624206 | 0 | 0 | 0 | 0 | 0 | 0 | 0 | 0 | 0 | 0 | 0 | 0 | 0 | 0 | 0 | 0 | 0 | 0 | 0 | 0 | 12
NO |  | 163 | 2011 | 1 | 7 | 7 |  | Z-96 Big Rivers Line |  | 0 | 0 |  | 0 | 0 | 1 |  | 0 | 0 | 0 | 0 | 0 | 0 | 0 | 0 | 0 | 0 | 0 | 0 | 0 | 0 | 0 | 0 | 0 | 0 | 0 | 0 | 0 | 0 | 0 | 12
NO |  | 163 | 2011 | 1 | 8 | 8 |  | Brown Trans Sta | Big Rivers Interconnection | 138 | 138 | 2 | 5.16 | 4 | 0 | 954 ACSR | 136110 | 742248 | 878358 | 0 | 0 | 0 | 0 | 0 | 0 | 0 | 0 | 0 | 0 | 0 | 0 | 0 | 0 | 0 | 0 | 0 | 0 | 0 | 0 | 12
NO |  | 163 | 2011 | 1 | 9 | 9 |  | Z-98 Point Line |  | 0 | 0 | 1 | 15.98 | 0 | 1 | 954 ACSR | 714398 | 3906057 | 4620455 | 0 | 0 | 0 | 0 | 0 | 0 | 0 | 0 | 0 | 0 | 0 | 0 | 0 | 0 | 0 | 0 | 0 | 0 | 0 | 0 | 12
NO |  | 163 | 2011 | 1 | 10 | 10 |  | Brown Trans Sta | Point Trans Sta | 138 | 138 | 2 | 5 | 0 | 0 |  | 0 | 0 | 0 | 0 | 0 | 0 | 0 | 0 | 0 | 0 | 0 | 0 | 0 | 0 | 0 | 0 | 0 | 0 | 0 | 0 | 0 | 0 | 0 | 12
NO |  | 163 | 2011 | 1 | 11 | 11 |  | Z-99 A. B. Brown to NW |  | 0 | 0 |  | 0 | 0 | 1 |  | 0 | 0 | 0 | 0 | 0 | 0 | 0 | 0 | 0 | 0 | 0 | 0 | 0 | 0 | 0 | 0 | 0 | 0 | 0 | 0 | 0 | 0 | 0 | 12
NO |  | 163 | 2011 | 1 | 12 | 12 |  | Brown Trans Sta | NW Trans Sta | 138 | 138 | 2 | 11.9 | 0 | 0 | 954 ACSR | 23037 | 4695955 | 4718992 | 0 | 0 | 0 | 0 | 0 | 0 | 0 | 0 | 0 | 0 | 0 | 0 | 0 | 0 | 0 | 0 | 0 | 0 | 0 | 0 | 12
NO |  | 163 | 2011 | 1 | 13 | 13 |  | 69 KV Network |  | 0 | 0 |  | 0 | 0 | 0 |  | 0 | 0 | 0 | 0 | 0 | 0 | 0 | 0 | 0 | 0 | 0 | 0 | 0 | 0 | 0 | 0 | 0 | 0 | 0 | 0 | 0 | 0 | 0 | 12
SI/SI | A | 163 | 2011 | 1 | 14 | 14 |  | Various | Various | 69 | 69 | 1 | 502.79 | 18.5 | 0 | 3/0 ACSR | 1879226 | 67785147 | 69664373 | 0 | 0 | 0 | 178174.2996 | 0 | 0 | 0 | 0 | 0 | 0 | 0 | 0 | 0 | 0 | 0 | 0 | 0 | 0 | 0 | 0 | 12
NO |  | 163 | 2011 | 1 | 16 | 16 |  |  |  | 0 | 0 | 4 | 1.99 | 0 | 0 | 477 ACSR | 0 | 0 | 0 | 0 | 0 | 0 | 0 | 0 | 0 | 0 | 0 | 0 | 0 | 0 | 0 | 0 | 0 | 0 | 0 | 0 | 0 | 0 | 0 | 12
NO |  | 163 | 2011 | 0 | 36 | 36 |  | TOTAL |  | 0 | 0 |  | 954.53 | 30.44 | 24 |  | 16061715 | 191306880 | 207368595 | 47629 | 481711 | 1028 | 530368 | 0 | 0 | 0 | 0 | 0 | 0 | 0 | 0 | 0 | 0 | 0 | 0 | 0 | 0 | 0 | 0 | 12
NO |  | 163 | 2011 | 1 | 15 | 15 |  |  |  | 0 | 0 | 3 | 3.16 | 0 | 0 | 336 ACSR | 0 | 0 | 0 | 0 | 0 | 0 | 0 | 0 | 0 | 0 | 0 | 0 | 0 | 0 | 0 | 0 | 0 | 0 | 0 | 0 | 0 | 0 | 0 | 12
NO |  | 163 | 2011 | 1 | 18 | 18 |  | 36 KV Network |  | 0 | 0 |  | 0 | 0 | 0 |  | 0 | 0 | 0 | 0 | 0 | 0 | 0 | 0 | 0 | 0 | 0 | 0 | 0 | 0 | 0 | 0 | 0 | 0 | 0 | 0 | 0 | 0 | 0 | 12
SI/SI | A | 163 | 2011 | 1 | 19 | 19 |  | Various | Various | 36 | 36 | 1 | 0 | 0 | 0 | 1/0 Copper | 108956 | 0 | 108956 | 0 | 0 | 0 | 278.667 | 0 | 0 | 0 | 0 | 0 | 0 | 0 | 0 | 0 | 0 | 0 | 0 | 0 | 0 | 0 | 0 | 12
NO |  | 163 | 2011 | 1 | 22 | 22 |  | Transmission Line Expenses | Various | 0 | 0 |  | 0 | 0 | 0 |  | 0 | 0 | 0 | 47629 | 481711 | 1028 | 530368 | 0 | 0 | 0 | 0 | 0 | 0 | 0 | 0 | 0 | 0 | 0 | 0 | 0 | 0 | 0 | 0 | 12
NO |  | 142 | 2011 | 0 | 1 | 1 |  | BEDINGTON | DOUBS | 500 | 500 | 3 | 26.32 | 0 | 1 | 1 | 0 | 0 | 0 | 0 | 0 | 0 | 0 | 0 | 0 | 0 | 0 | 0 | 0 | 0 | 0 | 601420093 | 0 | 0 | 0 | 0 | 0 | 0 | 0 | 12
NO |  | 142 | 2011 | 0 | 2 | 2 |  | BLACK OAK | BEDINGTON | 500 | 500 | 3 | 0.45 | 0 | 1 | 1 | 0 | 0 | 0 | 0 | 0 | 0 | 0 | 0 | 0 | 0 | 0 | 0 | 0 | 0 | 0 | 0 | 0 | 0 | 0 | 0 | 0 | 0 | 0 | 12
NO |  | 142 | 2011 | 0 | 3 | 3 |  | DOUBS | BRIGHTON | 500 | 500 | 3 | 6.34 | 0 | 1 | 1,2 | 0 | 0 | 0 | 0 | 0 | 0 | 0 | 0 | 0 | 0 | 0 | 0 | 0 | 0 | 0 | 0 | 0 | 0 | 0 | 0 | 0 | 0 | 0 | 12
NO |  | 142 | 2011 | 0 | 4 | 4 |  | DOUBS | MT STORM | 500 | 500 | 3 | 2.71 | 0 | 1 | 3 | 0 | 0 | 0 | 0 | 0 | 0 | 0 | 0 | 0 | 0 | 0 | 0 | 0 | 0 | 0 | 0 | 0 | 0 | 0 | 0 | 0 | 0 | 0 | 12
NO |  | 142 | 2011 | 0 | 5 | 5 |  | DOUBS | PLEASANT VIEW | 500 | 500 | 3 | 15.26 | 0 | 1 | 1,2 | 0 | 0 | 0 | 0 | 0 | 0 | 0 | 0 | 0 | 0 | 0 | 0 | 0 | 0 | 0 | 0 | 0 | 0 | 0 | 0 | 0 | 0 | 0 | 12
NO |  | 142 | 2011 | 0 | 6 | 6 |  | HATFIELD | BLACK OAK | 500 | 500 | 3 | 34.19 | 0 | 1 | 1 | 0 | 0 | 0 | 0 | 0 | 0 | 0 | 0 | 0 | 0 | 0 | 0 | 0 | 0 | 0 | 0 | 0 | 0 | 0 | 0 | 0 | 0 | 0 | 12
NO |  | 142 | 2011 | 0 | 7 | 7 |  | MT STORM | PRUNTYTOWN | 500 | 500 | 3 | 5.62 | 0 | 1 | 1 | 0 | 0 | 0 | 0 | 0 | 0 | 0 | 0 | 0 | 0 | 0 | 0 | 0 | 0 | 0 | 0 | 0 | 0 | 0 | 0 | 0 | 0 | 0 | 12
NO |  | 142 | 2011 | 0 | 9 | 9 |  |  |  | 0 | 0 |  | 0 | 0 | 0 |  | 1955512 | 13137878 | 15093390 | 0 | 0 | 0 | 0 | 0 | 0 | 0 | 0 | 0 | 0 | 0 | 0 | 0 | 0 | 0 | 0 | 0 | 0 | 0 | 0 | 12
NO |  | 142 | 2011 | 0 | 10 | 10 |  | SUBTOTAL MARYLAND 500 |  | 0 | 0 |  | 90.89 | 0 | 7 |  | 1955512 | 13137878 | 15093390 | 0 | 0 | 0 | 0 | 0 | 0 | 0 | 0 | 0 | 0 | 0 | 0 | 0 | 0 | 0 | 0 | 0 | 0 | 0 | 0 | 12
NO |  | 142 | 2011 | 0 | 11 | 11 |  | AQUEDUCT | DICKERSON H | 230 | 230 | 3 | 0.89 | 0 | 1 |  | 0 | 0 | 0 | 0 | 0 | 0 | 0 | 0 | 0 | 0 | 0 | 0 | 0 | 0 | 0 | 0 | 0 | 0 | 0 | 0 | 0 | 0 | 0 | 12
NO |  | 142 | 2011 | 0 | 12 | 12 |  | AQUEDUCT | DOUBS | 230 | 230 | 3 | 6.66 | 0 | 1 |  | 0 | 0 | 0 | 0 | 0 | 0 | 0 | 0 | 0 | 0 | 0 | 0 | 0 | 0 | 0 | 0 | 0 | 0 | 0 | 0 | 0 | 0 | 0 | 12
NO |  | 142 | 2011 | 0 | 13 | 13 |  | CARROLL | MOUNT AIRY | 230 | 230 | 1,2 | 12.74 | 0 | 1 | 4 | 0 | 0 | 0 | 0 | 0 | 0 | 0 | 0 | 0 | 0 | 0 | 0 | 0 | 0 | 0 | 0 | 0 | 0 | 0 | 0 | 0 | 0 | 0 | 12
NO |  | 142 | 2011 | 0 | 14 | 14 |  | DAMASCUS | MONTGOMERY | 230 | 230 | 1,2 | 4.95 | 0 | 1 | 4 | 0 | 0 | 0 | 0 | 0 | 0 | 0 | 0 | 0 | 0 | 0 | 0 | 0 | 0 | 0 | 0 | 0 | 0 | 0 | 0 | 0 | 0 | 0 | 12
NO |  | 142 | 2011 | 0 | 15 | 15 |  | DOUBS | DICKERSON H | 230 | 230 | 3 | 8 | 0 | 1 | 0 | 0 | 0 | 0 | 0 | 0 | 0 | 0 | 0 | 0 | 0 | 0 | 0 | 0 | 0 | 0 | 0 | 0 | 0 | 0 | 0 | 0 | 0 | 0 | 12
NO |  | 142 | 2011 | 0 | 16 | 16 |  | DOUBS | EASTALCO 1 | 230 | 230 | 2,3 | 1.88 | 1.29 | 1 | 4 | 0 | 0 | 0 | 0 | 0 | 0 | 0 | 0 | 0 | 0 | 0 | 0 | 0 | 0 | 0 | 0 | 0 | 0 | 0 | 0 | 0 | 0 | 0 | 12
NO |  | 142 | 2011 | 0 | 17 | 17 |  | DOUBS | EASTALCO 2 | 230 | 230 | 2,3 | 2.43 | 1.32 | 1 | 4 | 0 | 0 | 0 | 0 | 0 | 0 | 0 | 0 | 0 | 0 | 0 | 0 | 0 | 0 | 0 | 0 | 0 | 0 | 0 | 0 | 0 | 0 | 0 | 12
NO |  | 142 | 2011 | 0 | 18 | 18 |  | DOUBS | LIME KILN 1 | 230 | 230 | 2,3 | 3.75 | 2.99 | 1 | 4 | 0 | 0 | 0 | 0 | 0 | 0 | 0 | 0 | 0 | 0 | 0 | 0 | 0 | 0 | 0 | 0 | 0 | 0 | 0 | 0 | 0 | 0 | 0 | 12
NO |  | 142 | 2011 | 0 | 19 | 19 |  | DOUBS | LIME KILN 2 | 230 | 230 | 1,3 | 3.74 | 2.97 | 1 |  | 0 | 0 | 0 | 0 | 0 | 0 | 0 | 0 | 0 | 0 | 0 | 0 | 0 | 0 | 0 | 0 | 0 | 0 | 0 | 0 | 0 | 0 | 0 | 12
NO |  | 142 | 2011 | 0 | 20 | 20 |  | DOUBS | MONOCACY | 230 | 230 | 1,3 | 12.64 | 12.28 | 1 | 4 | 0 | 0 | 0 | 0 | 0 | 0 | 0 | 0 | 0 | 0 | 0 | 0 | 0 | 0 | 0 | 0 | 0 | 0 | 0 | 0 | 0 | 0 | 0 | 12
NO |  | 142 | 2011 | 0 | 21 | 21 |  | FREDERICK A | MCCAIN | 230 | 230 | 1,2 | 5.58 | 0.09 | 1 |  | 0 | 0 | 0 | 0 | 0 | 0 | 0 | 0 | 0 | 0 | 0 | 0 | 0 | 0 | 0 | 0 | 0 | 0 | 0 | 0 | 0 | 0 | 0 | 12
NO |  | 142 | 2011 | 0 | 22 | 22 |  | FREDERICK A | MONOCACY | 230 | 230 | 1 | 0.88 | 0.86 | 1 |  | 0 | 0 | 0 | 0 | 0 | 0 | 0 | 0 | 0 | 0 | 0 | 0 | 0 | 0 | 0 | 0 | 0 | 0 | 0 | 0 | 0 | 0 | 0 | 12
NO |  | 142 | 2011 | 0 | 23 | 23 |  | FROSTOWN JCT | BOONSBORO | 230 | 230 | 2 | 3.52 | 0 | 1 | 4 | 0 | 0 | 0 | 0 | 0 | 0 | 0 | 0 | 0 | 0 | 0 | 0 | 0 | 0 | 0 | 0 | 0 | 0 | 0 | 0 | 0 | 0 | 0 | 12
NO |  | 142 | 2011 | 0 | 24 | 24 |  | FROSTOWN JCT | DOUBS | 230 | 230 | 3 | 7.35 | 7.24 | 1 | 4 | 0 | 0 | 0 | 0 | 0 | 0 | 0 | 0 | 0 | 0 | 0 | 0 | 0 | 0 | 0 | 0 | 0 | 0 | 0 | 0 | 0 | 0 | 0 | 12
NO |  | 142 | 2011 | 0 | 25 | 25 |  | FROSTOWN JCT | RINGGOLD | 230 | 230 | 2,3 | 6.65 | 6.53 | 1 | 4 | 0 | 0 | 0 | 0 | 0 | 0 | 0 | 0 | 0 | 0 | 0 | 0 | 0 | 0 | 0 | 0 | 0 | 0 | 0 | 0 | 0 | 0 | 0 | 12
NO |  | 142 | 2011 | 0 | 26 | 26 |  | LIME KILN | MCCAIN | 230 | 230 | 1,2 | 2.13 | 2.09 | 1 | 4 | 0 | 0 | 0 | 0 | 0 | 0 | 0 | 0 | 0 | 0 | 0 | 0 | 0 | 0 | 0 | 0 | 0 | 0 | 0 | 0 | 0 | 0 | 0 | 12
NO |  | 142 | 2011 | 0 | 27 | 27 |  | LIME KILN | MONOCACY | 230 | 230 | 1 | 3.36 | 3.31 | 1 |  | 0 | 0 | 0 | 0 | 0 | 0 | 0 | 0 | 0 | 0 | 0 | 0 | 0 | 0 | 0 | 0 | 0 | 0 | 0 | 0 | 0 | 0 | 0 | 12
NO |  | 142 | 2011 | 0 | 28 | 28 |  | LIME KILN | MONTGOMERY | 230 | 230 | 2 | 12 | 0 | 1 |  | 0 | 0 | 0 | 0 | 0 | 0 | 0 | 0 | 0 | 0 | 0 | 0 | 0 | 0 | 0 | 0 | 0 | 0 | 0 | 0 | 0 | 0 | 0 | 12
NO |  | 142 | 2011 | 0 | 29 | 29 |  | MONOCACY | EAGLEHEAD | 230 | 230 | 1,2 | 6.14 | 0.78 | 1 | 4 | 0 | 0 | 0 | 0 | 0 | 0 | 0 | 0 | 0 | 0 | 0 | 0 | 0 | 0 | 0 | 0 | 0 | 0 | 0 | 0 | 0 | 0 | 0 | 12
NO |  | 142 | 2011 | 0 | 30 | 30 |  | MONOCACY | RINGGOLD | 230 | 230 | 1,2,3 | 11.98 | 11.57 | 1 | 4 | 0 | 0 | 0 | 0 | 0 | 0 | 0 | 0 | 0 | 0 | 0 | 0 | 0 | 0 | 0 | 0 | 0 | 0 | 0 | 0 | 0 | 0 | 0 | 12
NO |  | 142 | 2011 | 0 | 31 | 31 |  | MOUNT AIRY | DAMASCUS | 230 | 230 | 1,2 | 10.43 | 0 | 1 | 4 | 0 | 0 | 0 | 0 | 0 | 0 | 0 | 0 | 0 | 0 | 0 | 0 | 0 | 0 | 0 | 0 | 0 | 0 | 0 | 0 | 0 | 0 | 0 | 12
NO |  | 142 | 2011 | 0 | 32 | 32 |  | MOUNT AIRY | NEW MARKET | 230 | 230 | 1,2,3 | 4.79 | 1.09 | 1 | 4 | 0 | 0 | 0 | 0 | 0 | 0 | 0 | 0 | 0 | 0 | 0 | 0 | 0 | 0 | 0 | 0 | 0 | 0 | 0 | 0 | 0 | 0 | 0 | 12
NO |  | 142 | 2011 | 0 | 33 | 33 |  | NEW MARKET | EAGLEHEAD | 230 | 230 | 1,2 | 6.57 | 1.55 | 1 | 4 | 0 | 0 | 0 | 0 | 0 | 0 | 0 | 0 | 0 | 0 | 0 | 0 | 0 | 0 | 0 | 0 | 0 | 0 | 0 | 0 | 0 | 0 | 0 | 12
NO |  | 142 | 2011 | 0 | 34 | 34 |  |  |  | 0 | 0 |  | 0 | 0 | 0 |  | 17650227 | 30464044 | 48114271 | 0 | 0 | 0 | 0 | 0 | 0 | 0 | 0 | 0 | 0 | 0 | 0 | 0 | 0 | 0 | 0 | 0 | 0 | 0 | 0 | 12
NO |  | 142 | 2011 | 0 | 35 | 35 |  | SUBTOTAL MARYLAND 230 |  | 0 | 0 |  | 139.06 | 55.96 | 23 |  | 17650227 | 30464044 | 48114271 | 0 | 0 | 0 | 0 | 0 | 0 | 0 | 0 | 0 | 0 | 0 | 0 | 0 | 0 | 0 | 0 | 0 | 0 | 0 | 0 | 12
NO |  | 142 | 2011 | 1 | 2 | 2 |  | ALBRIGHT | BLACK OAK | 138 | 138 | 2 | 25.99 | 0 | 1 | 5,6 | 0 | 0 | 0 | 0 | 0 | 0 | 0 | 0 | 0 | 0 | 0 | 0 | 0 | 0 | 0 | 0 | 0 | 0 | 0 | 0 | 0 | 0 | 0 | 12
NO |  | 142 | 2011 | 1 | 3 | 3 |  | ALBRIGHT | GARRETT | 138 | 138 | 2 | 5.43 | 0 | 1 | 5 | 0 | 0 | 0 | 0 | 0 | 0 | 0 | 0 | 0 | 0 | 0 | 0 | 0 | 0 | 0 | 0 | 0 | 0 | 0 | 0 | 0 | 0 | 0 | 12
NO |  | 142 | 2011 | 1 | 4 | 4 |  | ALBRIGHT | PARR RUN | 138 | 138 | 2 | 12.53 | 0 | 1 | 5 | 0 | 0 | 0 | 0 | 0 | 0 | 0 | 0 | 0 | 0 | 0 | 0 | 0 | 0 | 0 | 0 | 0 | 0 | 0 | 0 | 0 | 0 | 0 | 12
NO |  | 142 | 2011 | 1 | 5 | 5 |  | ALBRIGHT | WILLIAM | 138 | 138 | 2 | 4.32 | 0 | 1 | 5 | 0 | 0 | 0 | 0 | 0 | 0 | 0 | 0 | 0 | 0 | 0 | 0 | 0 | 0 | 0 | 0 | 0 | 0 | 0 | 0 | 0 | 0 | 0 | 12
NO |  | 142 | 2011 | 1 | 6 | 6 |  | ANTIETAM | EAST HAGERSTOWN | 138 | 138 | 1,2,3 | 6.26 | 3.68 | 1 | 6 | 0 | 0 | 0 | 0 | 0 | 0 | 0 | 0 | 0 | 0 | 0 | 0 | 0 | 0 | 0 | 0 | 0 | 0 | 0 | 0 | 0 | 0 | 0 | 12
NO |  | 142 | 2011 | 1 | 7 | 7 |  | ANTIETAM | REID | 138 | 138 | 1,2,3 | 5.37 | 1.39 | 1 | 6 | 0 | 0 | 0 | 0 | 0 | 0 | 0 | 0 | 0 | 0 | 0 | 0 | 0 | 0 | 0 | 0 | 0 | 0 | 0 | 0 | 0 | 0 | 0 | 12
NO |  | 142 | 2011 | 1 | 8 | 8 |  | BEDINGTON | MARLOWE 1 | 138 | 138 | 2 | 3.11 | 0 | 1 | 6 | 0 | 0 | 0 | 0 | 0 | 0 | 0 | 0 | 0 | 0 | 0 | 0 | 0 | 0 | 0 | 0 | 0 | 0 | 0 | 0 | 0 | 0 | 0 | 12
NO |  | 142 | 2011 | 1 | 9 | 9 |  | BEDINGTON | MARLOWE 2 | 138 | 138 | 2 | 6.77 | 0 | 1 | 6 | 0 | 0 | 0 | 0 | 0 | 0 | 0 | 0 | 0 | 0 | 0 | 0 | 0 | 0 | 0 | 0 | 0 | 0 | 0 | 0 | 0 | 0 | 0 | 12
NO |  | 142 | 2011 | 1 | 10 | 10 |  | BEDINGTON | REID | 138 | 138 | 1 | 6.69 | 4.91 | 1 | 6 | 0 | 0 | 0 | 0 | 0 | 0 | 0 | 0 | 0 | 0 | 0 | 0 | 0 | 0 | 0 | 0 | 0 | 0 | 0 | 0 | 0 | 0 | 0 | 12
NO |  | 142 | 2011 | 1 | 11 | 11 |  | BLACK OAK | CUMBERLAND | 138 | 138 | 2,3 | 0.53 | 0 | 1 | 6 | 0 | 0 | 0 | 0 | 0 | 0 | 0 | 0 | 0 | 0 | 0 | 0 | 0 | 0 | 0 | 0 | 0 | 0 | 0 | 0 | 0 | 0 | 0 | 12
NO |  | 142 | 2011 | 1 | 12 | 12 |  | CARROLL | GERMANTOWN | 138 | 138 | 1,2 | 13.74 | 2.44 | 1 | 5,6 | 0 | 0 | 0 | 0 | 0 | 0 | 0 | 0 | 0 | 0 | 0 | 0 | 0 | 0 | 0 | 0 | 0 | 0 | 0 | 0 | 0 | 0 | 0 | 12
NO |  | 142 | 2011 | 1 | 13 | 13 |  | CARROLL | LEHIGH PORTLAND CEMENT | 138 | 138 | 1 | 0.37 | 0 | 1 | 5 | 0 | 0 | 0 | 0 | 0 | 0 | 0 | 0 | 0 | 0 | 0 | 0 | 0 | 0 | 0 | 0 | 0 | 0 | 0 | 0 | 0 | 0 | 0 | 12
NO |  | 142 | 2011 | 1 | 14 | 14 |  | CATOCTIN | CARROLL | 138 | 138 | 2 | 12.7 | 0 | 1 | 7 | 0 | 0 | 0 | 0 | 0 | 0 | 0 | 0 | 0 | 0 | 0 | 0 | 0 | 0 | 0 | 0 | 0 | 0 | 0 | 0 | 0 | 0 | 0 | 12
NO |  | 142 | 2011 | 1 | 15 | 15 |  | CATOCTIN | MONOCACY | 138 | 138 | 1,2 | 13.57 | 1.92 | 1 | 6,7 | 0 | 0 | 0 | 0 | 0 | 0 | 0 | 0 | 0 | 0 | 0 | 0 | 0 | 0 | 0 | 0 | 0 | 0 | 0 | 0 | 0 | 0 | 0 | 12
NO |  | 142 | 2011 | 1 | 16 | 16 |  | CATOCTIN | MONOCACY | 138 | 230 | 1 | 0.32 | 0.32 | 1 | 6,7 | 0 | 0 | 0 | 0 | 0 | 0 | 0 | 0 | 0 | 0 | 0 | 0 | 0 | 0 | 0 | 0 | 0 | 0 | 0 | 0 | 0 | 0 | 0 | 12
NO |  | 142 | 2011 | 1 | 17 | 17 |  | CHERRY RUN | MCCONNELLSBURG | 138 | 138 | 2,3 | 5.03 | 0 | 1 | 6 | 0 | 0 | 0 | 0 | 0 | 0 | 0 | 0 | 0 | 0 | 0 | 0 | 0 | 0 | 0 | 0 | 0 | 0 | 0 | 0 | 0 | 0 | 0 | 12
NO |  | 142 | 2011 | 1 | 18 | 18 |  | EAST HAGERSTOWN | RINGGOLD | 138 | 138 | 1,2 | 5.31 | 2.29 | 1 | 6 | 0 | 0 | 0 | 0 | 0 | 0 | 0 | 0 | 0 | 0 | 0 | 0 | 0 | 0 | 0 | 0 | 0 | 0 | 0 | 0 | 0 | 0 | 0 | 12
NO |  | 142 | 2011 | 1 | 19 | 19 |  | GARRETT | RIDGELEY | 138 | 138 | 1,2,3 | 30.84 | 0.3 | 1 | 5 | 0 | 0 | 0 | 0 | 0 | 0 | 0 | 0 | 0 | 0 | 0 | 0 | 0 | 0 | 0 | 0 | 0 | 0 | 0 | 0 | 0 | 0 | 0 | 12
NO |  | 142 | 2011 | 1 | 20 | 20 |  | HALFWAY | MARLOWE | 138 | 138 | 1 | 2.42 | 2.42 | 1 | 6 | 0 | 0 | 0 | 0 | 0 | 0 | 0 | 0 | 0 | 0 | 0 | 0 | 0 | 0 | 0 | 0 | 0 | 0 | 0 | 0 | 0 | 0 | 0 | 12
NO |  | 142 | 2011 | 1 | 21 | 21 |  | HALFWAY | PARAMOUNT NO. 1 | 138 | 138 | 1 | 3.36 | 3.35 | 1 | 6 | 0 | 0 | 0 | 0 | 0 | 0 | 0 | 0 | 0 | 0 | 0 | 0 | 0 | 0 | 0 | 0 | 0 | 0 | 0 | 0 | 0 | 0 | 0 | 12
NO |  | 142 | 2011 | 1 | 22 | 22 |  | HAZELTON | RIDGELEY | 138 | 138 | 1,3 | 36.81 | 0.85 | 1 | 6 | 0 | 0 | 0 | 0 | 0 | 0 | 0 | 0 | 0 | 0 | 0 | 0 | 0 | 0 | 0 | 0 | 0 | 0 | 0 | 0 | 0 | 0 | 0 | 12
NO |  | 142 | 2011 | 1 | 23 | 23 |  | JUCTION | BLACK OAK | 138 | 138 | 2 | 0.48 | 0 | 1 | 5,6 | 0 | 0 | 0 | 0 | 0 | 0 | 0 | 0 | 0 | 0 | 0 | 0 | 0 | 0 | 0 | 0 | 0 | 0 | 0 | 0 | 0 | 0 | 0 | 12
NO |  | 142 | 2011 | 1 | 24 | 24 |  | MARLOWE | BOONSBORO | 138 | 138 | 1,2 | 11.8 | 0 | 1 | 5,8 | 0 | 0 | 0 | 0 | 0 | 0 | 0 | 0 | 0 | 0 | 0 | 0 | 0 | 0 | 0 | 0 | 0 | 0 | 0 | 0 | 0 | 0 | 0 | 12
NO |  | 142 | 2011 | 1 | 25 | 25 |  | MESSICK ROAD | MORGAN | 138 | 138 | 1,2 | 17.06 | 0.65 | 1 | 5,6 | 0 | 0 | 0 | 0 | 0 | 0 | 0 | 0 | 0 | 0 | 0 | 0 | 0 | 0 | 0 | 0 | 0 | 0 | 0 | 0 | 0 | 0 | 0 | 12
NO |  | 142 | 2011 | 1 | 26 | 26 |  | MESSICK ROAD | RIDGELEY | 138 | 138 | 1,2 | 2.55 | 0.65 | 1 | 5,6 | 0 | 0 | 0 | 0 | 0 | 0 | 0 | 0 | 0 | 0 | 0 | 0 | 0 | 0 | 0 | 0 | 0 | 0 | 0 | 0 | 0 | 0 | 0 | 12
NO |  | 142 | 2011 | 1 | 27 | 27 |  | MILLVILLE | DOUBS | 138 | 138 | 2 | 2.91 | 0 | 1 | 6 | 0 | 0 | 0 | 0 | 0 | 0 | 0 | 0 | 0 | 0 | 0 | 0 | 0 | 0 | 0 | 0 | 0 | 0 | 0 | 0 | 0 | 0 | 0 | 12
NO |  | 142 | 2011 | 1 | 28 | 28 |  | PARAMOUNT NO. 1 | REID | 138 | 138 | 1,3 | 0.93 | 0.88 | 1 | 6 | 0 | 0 | 0 | 0 | 0 | 0 | 0 | 0 | 0 | 0 | 0 | 0 | 0 | 0 | 0 | 0 | 0 | 0 | 0 | 0 | 0 | 0 | 0 | 12
NO |  | 142 | 2011 | 1 | 29 | 29 |  | R PAUL SMITH | MARLOWE | 138 | 138 | 2 | 0.18 | 0 | 1 | 5 | 0 | 0 | 0 | 0 | 0 | 0 | 0 | 0 | 0 | 0 | 0 | 0 | 0 | 0 | 0 | 0 | 0 | 0 | 0 | 0 | 0 | 0 | 0 | 12
NO |  | 142 | 2011 | 1 | 30 | 30 |  | REID | GUILFORD | 138 | 138 | 2 | 0.47 | 0 | 1 | 6 | 0 | 0 | 0 | 0 | 0 | 0 | 0 | 0 | 0 | 0 | 0 | 0 | 0 | 0 | 0 | 0 | 0 | 0 | 0 | 0 | 0 | 0 | 0 | 12
NO |  | 142 | 2011 | 1 | 31 | 31 |  | REID | RINGGOLD 1 | 138 | 138 | 2 | 7.43 | 0 | 1 | 6 | 0 | 0 | 0 | 0 | 0 | 0 | 0 | 0 | 0 | 0 | 0 | 0 | 0 | 0 | 0 | 0 | 0 | 0 | 0 | 0 | 0 | 0 | 0 | 12
NO |  | 142 | 2011 | 1 | 32 | 32 |  | RIDGELEY | CUMBERLAND | 138 | 138 | 3 | 0.13 | 0 | 1 | 6,7 | 0 | 0 | 0 | 0 | 0 | 0 | 0 | 0 | 0 | 0 | 0 | 0 | 0 | 0 | 0 | 0 | 0 | 0 | 0 | 0 | 0 | 0 | 0 | 12
NO |  | 142 | 2011 | 1 | 33 | 33 |  | RINGGOLD | CATOCTIN | 138 | 138 | 2 | 9.76 | 0 | 1 | 6,7 | 0 | 0 | 0 | 0 | 0 | 0 | 0 | 0 | 0 | 0 | 0 | 0 | 0 | 0 | 0 | 0 | 0 | 0 | 0 | 0 | 0 | 0 | 0 | 12
NO |  | 142 | 2011 | 1 | 34 | 34 |  | RINGGOLD | WEST WAYNESBORO | 138 | 138 | 2 | 4.01 | 0 | 1 | 5 | 0 | 0 | 0 | 0 | 0 | 0 | 0 | 0 | 0 | 0 | 0 | 0 | 0 | 0 | 0 | 0 | 0 | 0 | 0 | 0 | 0 | 0 | 0 | 12
NO |  | 142 | 2011 | 1 | 35 | 35 |  |  |  | 0 | 0 |  | 0 | 0 | 0 |  | 6956829 | 29778723 | 36735552 | 0 | 0 | 0 | 0 | 0 | 0 | 0 | 0 | 0 | 0 | 0 | 0 | 0 | 0 | 0 | 0 | 0 | 0 | 0 | 0 | 12
NO |  | 142 | 2011 | 2 | 1 | 1 |  | SUBTOTAL MARYLAND 138 |  | 0 | 0 |  | 259.18 | 26.05 | 33 |  | 6956829 | 29778723 | 36735552 | 0 | 0 | 0 | 0 | 0 | 0 | 0 | 0 | 0 | 0 | 0 | 0 | 0 | 0 | 0 | 0 | 0 | 0 | 0 | 0 | 12
NO |  | 142 | 2011 | 2 | 3 | 3 |  | GARRETT TAP | GARRETT | 115 | 138 | 2 | 1.95 | 0 | 1 |  | 0 | 0 | 0 | 0 | 0 | 0 | 0 | 0 | 0 | 0 | 0 | 0 | 0 | 0 | 0 | 0 | 0 | 0 | 0 | 0 | 0 | 0 | 0 | 12
NO |  | 142 | 2011 | 2 | 5 | 5 |  | SUBTOTAL MARYLAND 115 KV |  | 0 | 0 |  | 1.95 | 0 | 1 |  | 0 | 0 | 0 | 0 | 0 | 0 | 0 | 0 | 0 | 0 | 0 | 0 | 0 | 0 | 0 | 0 | 0 | 0 | 0 | 0 | 0 | 0 | 0 | 12
NO |  | 142 | 2011 | 2 | 7 | 7 |  | BLACK OAK | BEDINGTON | 500 | 500 | 3 | 0.77 | 0 | 1 | 1 | 0 | 0 | 0 | 0 | 0 | 0 | 0 | 0 | 0 | 0 | 0 | 0 | 0 | 0 | 0 | 0 | 0 | 0 | 0 | 0 | 0 | 0 | 0 | 12
NO |  | 142 | 2011 | 2 | 8 | 8 |  | GREENLAND GAP | MEADOW BROOK | 500 | 500 | 3 | 3.35 | 0 | 1 |  | 0 | 0 | 0 | 0 | 0 | 0 | 0 | 0 | 0 | 0 | 0 | 0 | 0 | 0 | 0 | 0 | 0 | 0 | 0 | 0 | 0 | 0 | 0 | 12
NO |  | 142 | 2011 | 2 | 9 | 9 |  | MEADOW BROOK | MORRISVILLE | 500 | 500 | 3 | 3.32 | 0 | 1 | 1 | 0 | 0 | 0 | 0 | 0 | 0 | 0 | 0 | 0 | 0 | 0 | 0 | 0 | 0 | 0 | 0 | 0 | 0 | 0 | 0 | 0 | 0 | 0 | 12
NO |  | 142 | 2011 | 2 | 10 | 10 |  | MT STORM | VALLEY | 500 | 500 | 3 | 10.71 | 0 | 1 | 3 | 0 | 0 | 0 | 0 | 0 | 0 | 0 | 0 | 0 | 0 | 0 | 0 | 0 | 0 | 0 | 0 | 0 | 0 | 0 | 0 | 0 | 0 | 0 | 12
NO |  | 142 | 2011 | 2 | 11 | 11 |  |  |  | 0 | 0 |  | 0 | 0 | 0 |  | 485700 | 4379379 | 4865079 | 0 | 0 | 0 | 0 | 0 | 0 | 0 | 0 | 0 | 0 | 0 | 0 | 0 | 0 | 0 | 0 | 0 | 0 | 0 | 0 | 12
NO |  | 142 | 2011 | 2 | 12 | 12 |  | SUBTOTAL VIRGINIA 500 |  | 0 | 0 |  | 18.15 | 0 | 4 |  | 485700 | 4379379 | 4865079 | 0 | 0 | 0 | 0 | 0 | 0 | 0 | 0 | 0 | 0 | 0 | 0 | 0 | 0 | 0 | 0 | 0 | 0 | 0 | 0 | 12
NO |  | 142 | 2011 | 2 | 14 | 14 |  | BARTONVILLE | MEADOW BROOK | 138 | 138 | 1 | 3.03 | 3.03 | 1 |  | 0 | 0 | 0 | 0 | 0 | 0 | 0 | 0 | 0 | 0 | 0 | 0 | 0 | 0 | 0 | 0 | 0 | 0 | 0 | 0 | 0 | 0 | 0 | 12
NO |  | 142 | 2011 | 2 | 15 | 15 |  | BARTONVILLE | STEPHENSON | 138 | 138 | 1,2 | 7.76 | 4.73 | 1 |  | 0 | 0 | 0 | 0 | 0 | 0 | 0 | 0 | 0 | 0 | 0 | 0 | 0 | 0 | 0 | 0 | 0 | 0 | 0 | 0 | 0 | 0 | 0 | 12
NO |  | 142 | 2011 | 2 | 16 | 16 |  | DOUBLE TOLL GATE | GREENWOOD | 138 | 138 | 1,2 | 7.27 | 0.58 | 1 | 5,6 | 0 | 0 | 0 | 0 | 0 | 0 | 0 | 0 | 0 | 0 | 0 | 0 | 0 | 0 | 0 | 0 | 0 | 0 | 0 | 0 | 0 | 0 | 0 | 12
NO |  | 142 | 2011 | 2 | 17 | 17 |  | DOUBLE TOLL GATE | MILLVILLE | 138 | 138 | 1,2 | 14.58 | 0 | 1 | 5 | 0 | 0 | 0 | 0 | 0 | 0 | 0 | 0 | 0 | 0 | 0 | 0 | 0 | 0 | 0 | 0 | 0 | 0 | 0 | 0 | 0 | 0 | 0 | 12
NO |  | 142 | 2011 | 2 | 18 | 18 |  | GORE | HAMPSHIRE | 138 | 138 | 2 | 1.98 | 0 | 1 | 5 | 0 | 0 | 0 | 0 | 0 | 0 | 0 | 0 | 0 | 0 | 0 | 0 | 0 | 0 | 0 | 0 | 0 | 0 | 0 | 0 | 0 | 0 | 0 | 12
NO |  | 142 | 2011 | 2 | 19 | 19 |  | GORE | STONEWALL | 138 | 138 | 2 | 15.18 | 0 | 1 | 5 | 0 | 0 | 0 | 0 | 0 | 0 | 0 | 0 | 0 | 0 | 0 | 0 | 0 | 0 | 0 | 0 | 0 | 0 | 0 | 0 | 0 | 0 | 0 | 12
NO |  | 142 | 2011 | 2 | 20 | 20 |  | GREENWOOD | REDBUD | 138 | 138 | 1,2 | 4.99 | 0.58 | 1 | 5,6 | 0 | 0 | 0 | 0 | 0 | 0 | 0 | 0 | 0 | 0 | 0 | 0 | 0 | 0 | 0 | 0 | 0 | 0 | 0 | 0 | 0 | 0 | 0 | 12
NO |  | 142 | 2011 | 2 | 21 | 21 |  | HAMPSHIRE | MEADOWBROOK | 138 | 138 | 2,3 | 13.42 | 0.79 | 1 | 6 | 0 | 0 | 0 | 0 | 0 | 0 | 0 | 0 | 0 | 0 | 0 | 0 | 0 | 0 | 0 | 0 | 0 | 0 | 0 | 0 | 0 | 0 | 0 | 12
NO |  | 142 | 2011 | 2 | 22 | 22 |  | INWOOD | STONEWALL | 138 | 138 | 2 | 1.42 | 0 | 1 | 5 | 0 | 0 | 0 | 0 | 0 | 0 | 0 | 0 | 0 | 0 | 0 | 0 | 0 | 0 | 0 | 0 | 0 | 0 | 0 | 0 | 0 | 0 | 0 | 12
NO |  | 142 | 2011 | 2 | 23 | 23 |  | MEADOW BROOK | DOUBLE TOLL GATE 1 | 138 | 138 | 1 | 3.73 | 3.73 | 1 | 6 | 0 | 0 | 0 | 0 | 0 | 0 | 0 | 0 | 0 | 0 | 0 | 0 | 0 | 0 | 0 | 0 | 0 | 0 | 0 | 0 | 0 | 0 | 0 | 12
NO |  | 142 | 2011 | 2 | 24 | 24 |  | MEADOW BROOK | DOUBLE TOLL GATE 2 | 138 | 138 | 1 | 3.73 | 3.73 | 1 | 5,6 | 0 | 0 | 0 | 0 | 0 | 0 | 0 | 0 | 0 | 0 | 0 | 0 | 0 | 0 | 0 | 0 | 0 | 0 | 0 | 0 | 0 | 0 | 0 | 12
NO |  | 142 | 2011 | 2 | 25 | 25 |  | MEADOW BROOK | REDBUD | 138 | 138 | 1,2 | 8.46 | 7.98 | 1 | 6,9 | 0 | 0 | 0 | 0 | 0 | 0 | 0 | 0 | 0 | 0 | 0 | 0 | 0 | 0 | 0 | 0 | 0 | 0 | 0 | 0 | 0 | 0 | 0 | 12
NO |  | 142 | 2011 | 2 | 26 | 26 |  | MEADOWBOOK | RIVERTON | 138 | 138 | 1,2,3 | 8.07 | 0.27 | 1 | 6 | 0 | 0 | 0 | 0 | 0 | 0 | 0 | 0 | 0 | 0 | 0 | 0 | 0 | 0 | 0 | 0 | 0 | 0 | 0 | 0 | 0 | 0 | 0 | 12
NO |  | 142 | 2011 | 2 | 27 | 27 |  | MEADOW BROOK | STRASBURG | 138 | 138 | 2,3 | 8.57 | 0.79 | 1 |  | 0 | 0 | 0 | 0 | 0 | 0 | 0 | 0 | 0 | 0 | 0 | 0 | 0 | 0 | 0 | 0 | 0 | 0 | 0 | 0 | 0 | 0 | 0 | 12
NO |  | 142 | 2011 | 2 | 28 | 28 |  | MILLVILLE | DOUBS | 138 | 138 | 1,2 | 10.39 | 0 | 1 | 5,6,10 | 0 | 0 | 0 | 0 | 0 | 0 | 0 | 0 | 0 | 0 | 0 | 0 | 0 | 0 | 0 | 0 | 0 | 0 | 0 | 0 | 0 | 0 | 0 | 12
NO |  | 142 | 2011 | 2 | 29 | 29 |  | NORTH SHENANDOAH | PAGE | 138 | 138 | 1,2 | 21.19 | 1.83 | 1 | 5 | 0 | 0 | 0 | 0 | 0 | 0 | 0 | 0 | 0 | 0 | 0 | 0 | 0 | 0 | 0 | 0 | 0 | 0 | 0 | 0 | 0 | 0 | 0 | 12
NO |  | 142 | 2011 | 2 | 30 | 30 |  | PAGE | SPERRYVILLE | 138 | 138 | 1 | 11.95 | 1.83 | 1 |  | 0 | 0 | 0 | 0 | 0 | 0 | 0 | 0 | 0 | 0 | 0 | 0 | 0 | 0 | 0 | 0 | 0 | 0 | 0 | 0 | 0 | 0 | 0 | 12
NO |  | 142 | 2011 | 2 | 31 | 31 |  | RIVERTON | DOUBLE TOLL GATE | 138 | 138 | 2,3 | 6.9 | 0.09 | 1 |  | 0 | 0 | 0 | 0 | 0 | 0 | 0 | 0 | 0 | 0 | 0 | 0 | 0 | 0 | 0 | 0 | 0 | 0 | 0 | 0 | 0 | 0 | 0 | 12
NO |  | 142 | 2011 | 2 | 32 | 32 |  | RIVERTON | PAGE | 138 | 138 | 2,3 | 26.73 | 0.03 | 1 |  | 0 | 0 | 0 | 0 | 0 | 0 | 0 | 0 | 0 | 0 | 0 | 0 | 0 | 0 | 0 | 0 | 0 | 0 | 0 | 0 | 0 | 0 | 0 | 12
NO |  | 142 | 2011 | 2 | 33 | 33 |  | RIVERTON | VISCOSE | 138 | 138 | 1,2,3 | 7.07 | 0.09 | 1 |  | 0 | 0 | 0 | 0 | 0 | 0 | 0 | 0 | 0 | 0 | 0 | 0 | 0 | 0 | 0 | 0 | 0 | 0 | 0 | 0 | 0 | 0 | 0 | 12
NO |  | 142 | 2011 | 2 | 34 | 34 |  | STEPHENSON | STONEWALL | 138 | 138 | 1,2 | 2.08 | 0 | 1 |  | 0 | 0 | 0 | 0 | 0 | 0 | 0 | 0 | 0 | 0 | 0 | 0 | 0 | 0 | 0 | 0 | 0 | 0 | 0 | 0 | 0 | 0 | 0 | 12
NO |  | 142 | 2011 | 2 | 35 | 35 |  | STONEWALL | MILLVILLE | 138 | 138 | 2 | 2.93 | 0 | 1 |  | 0 | 0 | 0 | 0 | 0 | 0 | 0 | 0 | 0 | 0 | 0 | 0 | 0 | 0 | 0 | 0 | 0 | 0 | 0 | 0 | 0 | 0 | 0 | 12
NO |  | 142 | 2011 | 3 | 1 | 1 |  |  |  | 0 | 0 |  | 0 | 0 | 0 |  | 9170869 | 33161848 | 42332717 | 0 | 0 | 0 | 0 | 0 | 0 | 0 | 0 | 0 | 0 | 0 | 0 | 0 | 0 | 0 | 0 | 0 | 0 | 0 | 0 | 12
NO |  | 142 | 2011 | 3 | 2 | 2 |  | SUBTOTAL VIRGINIA 138 |  | 0 | 0 |  | 191.43 | 30.08 | 22 |  | 9170869 | 33161848 | 42332717 | 0 | 0 | 0 | 0 | 0 | 0 | 0 | 0 | 0 | 0 | 0 | 0 | 0 | 0 | 0 | 0 | 0 | 0 | 0 | 0 | 12
NO |  | 142 | 2011 | 3 | 4 | 4 |  | NORTH SHENANDOAH | NORTH SHENANDOAH | 115 | 138 | 3 | 0.33 | 0 | 1 |  | 0 | 0 | 0 | 0 | 0 | 0 | 0 | 0 | 0 | 0 | 0 | 0 | 0 | 0 | 0 | 0 | 0 | 0 | 0 | 0 | 0 | 0 | 0 | 12
NO |  | 142 | 2011 | 3 | 5 | 5 |  | GORDONSVILLE | PRATTS | 115 | 138 | 2 | 17.97 | 0 | 1 |  | 0 | 0 | 0 | 0 | 0 | 0 | 0 | 0 | 0 | 0 | 0 | 0 | 0 | 0 | 0 | 0 | 0 | 0 | 0 | 0 | 0 | 0 | 0 | 12
NO |  | 142 | 2011 | 3 | 6 | 6 |  | SUBTOTAL VIRGINIA 115 |  | 0 | 0 |  | 18.3 | 0 | 2 |  | 0 | 0 | 0 | 0 | 0 | 0 | 0 | 0 | 0 | 0 | 0 | 0 | 0 | 0 | 0 | 0 | 0 | 0 | 0 | 0 | 0 | 0 | 0 | 12
NO |  | 142 | 2011 | 3 | 9 | 9 |  | BEDINGTON | DOUBS | 500 | 500 | 3 | 5.88 | 0 | 1 | 1 | 0 | 0 | 0 | 0 | 0 | 0 | 0 | 0 | 0 | 0 | 0 | 0 | 0 | 0 | 0 | 0 | 0 | 0 | 0 | 0 | 0 | 0 | 0 | 12
NO |  | 142 | 2011 | 3 | 10 | 10 |  | BLACK OAK | BEDINGTON | 500 | 500 | 3 | 58.91 | 0 | 1 | 1 | 0 | 0 | 0 | 0 | 0 | 0 | 0 | 0 | 0 | 0 | 0 | 0 | 0 | 0 | 0 | 0 | 0 | 0 | 0 | 0 | 0 | 0 | 0 | 12
NO |  | 142 | 2011 | 3 | 11 | 11 |  |  |  | 0 | 0 |  | 0 | 0 | 0 |  | 1088323 | 9499406 | 10587729 | 0 | 0 | 0 | 0 | 0 | 0 | 0 | 0 | 0 | 0 | 0 | 0 | 0 | 0 | 0 | 0 | 0 | 0 | 0 | 0 | 12
NO |  | 142 | 2011 | 3 | 12 | 12 |  | SUBTOTAL WEST VIRGINIA 500 |  | 0 | 0 |  | 64.79 | 0 | 2 |  | 1088323 | 9499406 | 10587729 | 0 | 0 | 0 | 0 | 0 | 0 | 0 | 0 | 0 | 0 | 0 | 0 | 0 | 0 | 0 | 0 | 0 | 0 | 0 | 0 | 12
NO |  | 142 | 2011 | 3 | 14 | 14 |  | ALBRIGHT | BLACK OAK | 138 | 138 | 2 | 18.08 | 0 | 1 | 5 | 0 | 0 | 0 | 0 | 0 | 0 | 0 | 0 | 0 | 0 | 0 | 0 | 0 | 0 | 0 | 0 | 0 | 0 | 0 | 0 | 0 | 0 | 0 | 12
NO |  | 142 | 2011 | 3 | 15 | 15 |  | ALBRIGHT | PARR RUN | 138 | 138 | 2,3 | 9.39 | 2.19 | 1 | 5,6 | 0 | 0 | 0 | 0 | 0 | 0 | 0 | 0 | 0 | 0 | 0 | 0 | 0 | 0 | 0 | 0 | 0 | 0 | 0 | 0 | 0 | 0 | 0 | 12
NO |  | 142 | 2011 | 3 | 16 | 16 |  | BEDINGTON | EAGLE | 138 | 138 | 1 | 3.99 | 0 | 1 |  | 0 | 0 | 0 | 0 | 0 | 0 | 0 | 0 | 0 | 0 | 0 | 0 | 0 | 0 | 0 | 0 | 0 | 0 | 0 | 0 | 0 | 0 | 0 | 12
NO |  | 142 | 2011 | 3 | 17 | 17 |  | BEDINGTON | MARLOWE 1 | 138 | 138 | 2,3 | 5.18 | 0.93 | 1 | 6 | 0 | 0 | 0 | 0 | 0 | 0 | 0 | 0 | 0 | 0 | 0 | 0 | 0 | 0 | 0 | 0 | 0 | 0 | 0 | 0 | 0 | 0 | 0 | 12
NO |  | 142 | 2011 | 3 | 18 | 18 |  | BEDINGTON | MARLOWE 2 | 138 | 138 | 2,3 | 5.93 | 3.13 | 1 | 6 | 0 | 0 | 0 | 0 | 0 | 0 | 0 | 0 | 0 | 0 | 0 | 0 | 0 | 0 | 0 | 0 | 0 | 0 | 0 | 0 | 0 | 0 | 0 | 12
NO |  | 142 | 2011 | 3 | 19 | 19 |  | BEDINGTON | OPEQUON 2 | 138 | 138 | 2,3 | 7.51 | 0.93 | 1 | 6 | 0 | 0 | 0 | 0 | 0 | 0 | 0 | 0 | 0 | 0 | 0 | 0 | 0 | 0 | 0 | 0 | 0 | 0 | 0 | 0 | 0 | 0 | 0 | 12
NO |  | 142 | 2011 | 3 | 20 | 20 |  | BEDINGTON | REID | 138 | 138 | 1 | 5.06 | 4.14 | 1 | 6 | 0 | 0 | 0 | 0 | 0 | 0 | 0 | 0 | 0 | 0 | 0 | 0 | 0 | 0 | 0 | 0 | 0 | 0 | 0 | 0 | 0 | 0 | 0 | 12
NO |  | 142 | 2011 | 3 | 21 | 21 |  | BEDINGTON | SHEPHERDSTOWN 1 | 138 | 138 | 1,2,3 | 5.52 | 3.13 | 1 | 5,6 | 0 | 0 | 0 | 0 | 0 | 0 | 0 | 0 | 0 | 0 | 0 | 0 | 0 | 0 | 0 | 0 | 0 | 0 | 0 | 0 | 0 | 0 | 0 | 12
NO |  | 142 | 2011 | 3 | 22 | 22 |  | BLACK OAK | CUMBERLAND | 138 | 138 | 1,2,3 | 16.52 | 0.06 | 1 | 6 | 0 | 0 | 0 | 0 | 0 | 0 | 0 | 0 | 0 | 0 | 0 | 0 | 0 | 0 | 0 | 0 | 0 | 0 | 0 | 0 | 0 | 0 | 0 | 12
NO |  | 142 | 2011 | 3 | 23 | 23 |  | CHERRY RUN | MCCONNELLSBURG | 138 | 138 | 2,3 | 3.37 | 0 | 1 | 6 | 0 | 0 | 0 | 0 | 0 | 0 | 0 | 0 | 0 | 0 | 0 | 0 | 0 | 0 | 0 | 0 | 0 | 0 | 0 | 0 | 0 | 0 | 0 | 12
NO |  | 142 | 2011 | 3 | 24 | 24 |  | DOUBLE TOLL GATE | MILLVILLE | 138 | 138 | 2 | 9.48 | 0 | 1 | 5 | 0 | 0 | 0 | 0 | 0 | 0 | 0 | 0 | 0 | 0 | 0 | 0 | 0 | 0 | 0 | 0 | 0 | 0 | 0 | 0 | 0 | 0 | 0 | 12
NO |  | 142 | 2011 | 3 | 25 | 25 |  | FRENCH'S MILL | HAMPSHIRE | 138 | 138 | 2 | 8.9 | 0 | 1 | 5 | 0 | 0 | 0 | 0 | 0 | 0 | 0 | 0 | 0 | 0 | 0 | 0 | 0 | 0 | 0 | 0 | 0 | 0 | 0 | 0 | 0 | 0 | 0 | 12
NO |  | 142 | 2011 | 3 | 26 | 26 |  | GARRETT | RIDGELEY | 138 | 138 | 3 | 0.38 | 0.38 | 1 | 5 | 0 | 0 | 0 | 0 | 0 | 0 | 0 | 0 | 0 | 0 | 0 | 0 | 0 | 0 | 0 | 0 | 0 | 0 | 0 | 0 | 0 | 0 | 0 | 12
NO |  | 142 | 2011 | 3 | 27 | 27 |  | GORE | HAMPSHIRE | 138 | 138 | 2 | 4.44 | 0 | 1 | 5 | 0 | 0 | 0 | 0 | 0 | 0 | 0 | 0 | 0 | 0 | 0 | 0 | 0 | 0 | 0 | 0 | 0 | 0 | 0 | 0 | 0 | 0 | 0 | 12
NO |  | 142 | 2011 | 3 | 28 | 28 |  | HALFWAY | MARLOWE | 138 | 138 | 1,2 | 0.79 | 0.1 | 1 | 6 | 0 | 0 | 0 | 0 | 0 | 0 | 0 | 0 | 0 | 0 | 0 | 0 | 0 | 0 | 0 | 0 | 0 | 0 | 0 | 0 | 0 | 0 | 0 | 12
NO |  | 142 | 2011 | 3 | 29 | 29 |  | HAMPSHIRE | MEADOW BROOK | 138 | 138 | 2,3 | 5.25 | 0 | 1 | 6 | 0 | 0 | 0 | 0 | 0 | 0 | 0 | 0 | 0 | 0 | 0 | 0 | 0 | 0 | 0 | 0 | 0 | 0 | 0 | 0 | 0 | 0 | 0 | 12
NO |  | 142 | 2011 | 3 | 30 | 30 |  | HAMPSHIRE | RIDGELEY | 138 | 138 | 2,3 | 29.76 | 0 | 1 | 7 | 0 | 0 | 0 | 0 | 0 | 0 | 0 | 0 | 0 | 0 | 0 | 0 | 0 | 0 | 0 | 0 | 0 | 0 | 0 | 0 | 0 | 0 | 0 | 12
NO |  | 142 | 2011 | 3 | 31 | 31 |  | HARDY | BAKER | 138 | 138 | 2 | 14.32 | 0 | 1 | 6 | 0 | 0 | 0 | 0 | 0 | 0 | 0 | 0 | 0 | 0 | 0 | 0 | 0 | 0 | 0 | 0 | 0 | 0 | 0 | 0 | 0 | 0 | 0 | 12
NO |  | 142 | 2011 | 3 | 32 | 32 |  | HARDY | NORTH PETERSBURG | 138 | 138 | 2 | 8.3 | 0 | 1 | 6 | 0 | 0 | 0 | 0 | 0 | 0 | 0 | 0 | 0 | 0 | 0 | 0 | 0 | 0 | 0 | 0 | 0 | 0 | 0 | 0 | 0 | 0 | 0 | 12
NO |  | 142 | 2011 | 3 | 33 | 33 |  | HARMONY JCT | BEDINGTON | 138 | 138 | 1 | 3.17 | 3.15 | 1 | 6 | 0 | 0 | 0 | 0 | 0 | 0 | 0 | 0 | 0 | 0 | 0 | 0 | 0 | 0 | 0 | 0 | 0 | 0 | 0 | 0 | 0 | 0 | 0 | 12
NO |  | 142 | 2011 | 3 | 34 | 34 |  | HARMONY JCT | CHERRY RUN | 138 | 138 | 2 | 10.91 | 0 | 1 | 5 | 0 | 0 | 0 | 0 | 0 | 0 | 0 | 0 | 0 | 0 | 0 | 0 | 0 | 0 | 0 | 0 | 0 | 0 | 0 | 0 | 0 | 0 | 0 | 12
NO |  | 142 | 2011 | 3 | 35 | 35 |  | HARMONY JCT | MARLOWE | 138 | 138 | 1,2 | 1.84 | 0.87 | 1 | 6 | 0 | 0 | 0 | 0 | 0 | 0 | 0 | 0 | 0 | 0 | 0 | 0 | 0 | 0 | 0 | 0 | 0 | 0 | 0 | 0 | 0 | 0 | 0 | 12
NO |  | 142 | 2011 | 4 | 1 | 1 |  | HAZELTON | RIDGELEY | 138 | 138 | 3 | 0.38 | 0.38 | 1 | 6 | 0 | 0 | 0 | 0 | 0 | 0 | 0 | 0 | 0 | 0 | 0 | 0 | 0 | 0 | 0 | 0 | 0 | 0 | 0 | 0 | 0 | 0 | 0 | 12
NO |  | 142 | 2011 | 4 | 2 | 2 |  | INWOOD | KEARNEYSVILLE | 138 | 138 | 1,2 | 8.97 | 2.54 | 1 | 5,6 | 0 | 0 | 0 | 0 | 0 | 0 | 0 | 0 | 0 | 0 | 0 | 0 | 0 | 0 | 0 | 0 | 0 | 0 | 0 | 0 | 0 | 0 | 0 | 12
NO |  | 142 | 2011 | 4 | 3 | 3 |  | INWOOD | STONEWALL | 138 | 138 | 1,2 | 5.25 | 1.16 | 1 | 5,6 | 0 | 0 | 0 | 0 | 0 | 0 | 0 | 0 | 0 | 0 | 0 | 0 | 0 | 0 | 0 | 0 | 0 | 0 | 0 | 0 | 0 | 0 | 0 | 12
NO |  | 142 | 2011 | 4 | 4 | 4 |  | JUNCTION | BLACK OAK | 138 | 138 | 2 | 18.19 | 0 | 1 | 5,6 | 0 | 0 | 0 | 0 | 0 | 0 | 0 | 0 | 0 | 0 | 0 | 0 | 0 | 0 | 0 | 0 | 0 | 0 | 0 | 0 | 0 | 0 | 0 | 12
NO |  | 142 | 2011 | 4 | 5 | 5 |  | JUNCTION | FRENCH'S MILL | 138 | 138 | 2 | 11.29 | 0 | 1 | 5 | 0 | 0 | 0 | 0 | 0 | 0 | 0 | 0 | 0 | 0 | 0 | 0 | 0 | 0 | 0 | 0 | 0 | 0 | 0 | 0 | 0 | 0 | 0 | 12
NO |  | 142 | 2011 | 4 | 6 | 6 |  | JUNCTION | HARDY | 138 | 138 | 2 | 21.43 | 0 | 1 | 5 | 0 | 0 | 0 | 0 | 0 | 0 | 0 | 0 | 0 | 0 | 0 | 0 | 0 | 0 | 0 | 0 | 0 | 0 | 0 | 0 | 0 | 0 | 0 | 12
NO |  | 142 | 2011 | 4 | 7 | 7 |  | KEARNEYSVILLE | OPEQUON | 138 | 138 | 1,2 | 3.8 | 1.38 | 1 | 5,6 | 0 | 0 | 0 | 0 | 0 | 0 | 0 | 0 | 0 | 0 | 0 | 0 | 0 | 0 | 0 | 0 | 0 | 0 | 0 | 0 | 0 | 0 | 0 | 12
NO |  | 142 | 2011 | 4 | 8 | 8 |  | MARLOWE | BOONSBORO | 138 | 138 | 1 | 0.4 | 0 | 1 | 5 | 0 | 0 | 0 | 0 | 0 | 0 | 0 | 0 | 0 | 0 | 0 | 0 | 0 | 0 | 0 | 0 | 0 | 0 | 0 | 0 | 0 | 0 | 0 | 12
NO |  | 142 | 2011 | 4 | 9 | 9 |  | MESSICK ROAD | MORGAN | 138 | 138 | 2 | 10.82 | 0 | 1 | 5 | 0 | 0 | 0 | 0 | 0 | 0 | 0 | 0 | 0 | 0 | 0 | 0 | 0 | 0 | 0 | 0 | 0 | 0 | 0 | 0 | 0 | 0 | 0 | 12
NO |  | 142 | 2011 | 4 | 10 | 10 |  | MESSICK ROAD | RIDGELEY | 138 | 138 | 1,2 | 1.78 | 0.06 | 1 | 5,6 | 0 | 0 | 0 | 0 | 0 | 0 | 0 | 0 | 0 | 0 | 0 | 0 | 0 | 0 | 0 | 0 | 0 | 0 | 0 | 0 | 0 | 0 | 0 | 12
NO |  | 142 | 2011 | 4 | 11 | 11 |  | MILLVILLE | DOUBS | 138 | 138 | 2 | 2.05 | 0 | 1 | 6 | 0 | 0 | 0 | 0 | 0 | 0 | 0 | 0 | 0 | 0 | 0 | 0 | 0 | 0 | 0 | 0 | 0 | 0 | 0 | 0 | 0 | 0 | 0 | 12
NO |  | 142 | 2011 | 4 | 12 | 12 |  | MORGAN | CHERRY RUN | 138 | 138 | 2 | 8.02 | 0 | 1 | 5 | 0 | 0 | 0 | 0 | 0 | 0 | 0 | 0 | 0 | 0 | 0 | 0 | 0 | 0 | 0 | 0 | 0 | 0 | 0 | 0 | 0 | 0 | 0 | 12
NO |  | 142 | 2011 | 4 | 13 | 13 |  | PARR RUN | JUNCTION | 138 | 138 | 2,3 | 14.32 | 2.19 | 1 | 5,6 | 0 | 0 | 0 | 0 | 0 | 0 | 0 | 0 | 0 | 0 | 0 | 0 | 0 | 0 | 0 | 0 | 0 | 0 | 0 | 0 | 0 | 0 | 0 | 12
NO |  | 142 | 2011 | 4 | 14 | 14 |  | R PAUL SMITH | MARLOWE | 138 | 138 | 2 | 0.23 | 0 | 1 | 5 | 0 | 0 | 0 | 0 | 0 | 0 | 0 | 0 | 0 | 0 | 0 | 0 | 0 | 0 | 0 | 0 | 0 | 0 | 0 | 0 | 0 | 0 | 0 | 12
NO |  | 142 | 2011 | 4 | 15 | 15 |  | RIDGELEY | CUMBERLAND | 138 | 138 | 3 | 0.85 | 0 | 1 | 6,7 | 0 | 0 | 0 | 0 | 0 | 0 | 0 | 0 | 0 | 0 | 0 | 0 | 0 | 0 | 0 | 0 | 0 | 0 | 0 | 0 | 0 | 0 | 0 | 12
NO |  | 142 | 2011 | 4 | 16 | 16 |  | SENECA CAVERNS | NORTH PETERSBURG | 138 | 138 | 1,2 | 14.25 | 0 | 1 | 6 | 0 | 0 | 0 | 0 | 0 | 0 | 0 | 0 | 0 | 0 | 0 | 0 | 0 | 0 | 0 | 0 | 0 | 0 | 0 | 0 | 0 | 0 | 0 | 12
NO |  | 142 | 2011 | 4 | 17 | 17 |  | SHEPHERDSTOWN | SLEEPY HOLLOW | 138 | 138 | 1,2 | 7.45 | 0 | 1 |  | 0 | 0 | 0 | 0 | 0 | 0 | 0 | 0 | 0 | 0 | 0 | 0 | 0 | 0 | 0 | 0 | 0 | 0 | 0 | 0 | 0 | 0 | 0 | 12
NO |  | 142 | 2011 | 4 | 18 | 18 |  | SLEEPY HOLLOW | MILLVILLE | 138 | 138 | 2 | 4.25 | 0 | 1 | 5 | 0 | 0 | 0 | 0 | 0 | 0 | 0 | 0 | 0 | 0 | 0 | 0 | 0 | 0 | 0 | 0 | 0 | 0 | 0 | 0 | 0 | 0 | 0 | 12
NO |  | 142 | 2011 | 4 | 19 | 19 |  | STONEWALL | MILLVILLE | 138 | 138 | 2 | 13.15 | 0 | 1 | 5 | 0 | 0 | 0 | 0 | 0 | 0 | 0 | 0 | 0 | 0 | 0 | 0 | 0 | 0 | 0 | 0 | 0 | 0 | 0 | 0 | 0 | 0 | 0 | 12
NO |  | 142 | 2011 | 4 | 20 | 20 |  |  |  | 0 | 0 |  | 0 | 0 | 0 |  | 8651522 | 37753225 | 46404747 | 5977981 | 4774356 | 0 | 10752337 | 0 | 0 | 0 | 0 | 0 | 0 | 0 | 0 | 0 | 0 | 0 | 0 | 0 | 0 | 0 | 0 | 12
NO |  | 142 | 2011 | 4 | 21 | 21 |  | SUBTOTAL WEST VIRGINIA 138 |  | 0 | 0 |  | 324.97 | 26.72 | 41 |  | 8651522 | 37753225 | 46404747 | 5977981 | 4774356 | 0 | 10752337 | 0 | 0 | 0 | 0 | 0 | 0 | 0 | 0 | 0 | 0 | 0 | 0 | 0 | 0 | 0 | 0 | 12
NO |  | 142 | 2011 | 0 | 36 | 36 |  | TOTAL |  | 0 | 0 |  | 1108.72 | 138.81 | 135 |  | 45958982 | 158174503 | 204133485 | 5977981 | 4774356 | 0 | 10752337 | 0 | 0 | 0 | 0 | 0 | 0 | 0 | 0 | 0 | 0 | 0 | 0 | 0 | 0 | 0 | 0 | 12
NO |  | 98 | 2011 | 0 | 1 | 1 |  | Kettle River | Denham | 500 | 500 | Steel Twr. | 7.79 | 0 | 1 | 1192 ACSR | 462475 | 1741198 | 2203673 | 823292 | 1261599 | 0 | 2084891 | 610980282 | 0 | 0 | 0 | 0 | 0 | 0 | 0 | 0 | 0 | 0 | 0 | 0 | 0 | 0 | 610980283 | 12
NO |  | 98 | 2011 | 0 | 3 | 3 |  | Monticello | Querry | 345 | 345 | Sttel Pole | 28.77 | 0 | 1 | 954 ACSR | 0 | 11881235 | 11881235 | 0 | 0 | 0 | 0 | 610980284 | 0 | 0 | 0 | 0 | 0 | 0 | 0 | 0 | 0 | 0 | 0 | 0 | 0 | 0 | 0 | 12
NO |  | 98 | 2011 | 0 | 6 | 6 |  | Square Butte (ND Portion) | Arrowhead DC Line | 250 | 250 | Steel Twr. | 233.81 | 0 | 1 | 2839 ACSR | 1316031 | 22516238 | 23832269 | 0 | 0 | 0 | 0 | 0 | 0 | 0 | 0 | 0 | 0 | 0 | 0 | 0 | 0 | 0 | 0 | 0 | 0 | 0 | 0 | 12
NO |  | 98 | 2011 | 0 | 8 | 8 |  | Arrowhead | Forbes | 230 | 230 | H-Frame-Wd | 47.53 | 0 | 1 | 1033 ACSS/TW | 6486884 | 55580438 | 62067322 | 0 | 0 | 0 | 0 | 0 | 0 | 0 | 0 | 0 | 0 | 0 | 0 | 0 | 0 | 0 | 0 | 0 | 0 | 0 | 0 | 12
NO |  | 98 | 2011 | 0 | 9 | 9 |  | Boswell | Blackberry | 230 | 230 | H-Frame-Wd | 18.84 | 2.4 | 1 | 1431 ACSR | 0 | 0 | 0 | 0 | 0 | 0 | 0 | 0 | 0 | 0 | 0 | 0 | 0 | 0 | 0 | 0 | 0 | 0 | 0 | 0 | 0 | 0 | 0 | 12
NO |  | 98 | 2011 | 0 | 10 | 10 |  | Boswell | Blackberry | 230 | 230 | H-Frame-Wd | 18.4 | 0.29 | 1 | 1590 ACSR | 0 | 0 | 0 | 0 | 0 | 0 | 0 | 0 | 0 | 0 | 0 | 0 | 0 | 0 | 0 | 0 | 0 | 0 | 0 | 0 | 0 | 0 | 0 | 12
NO |  | 98 | 2011 | 0 | 11 | 11 |  | Boswell | Shannon | 230 | 230 | H-Frame-Wd | 40.11 | 0 | 1 | 1590 ACSR | 0 | 0 | 0 | 0 | 0 | 0 | 0 | 0 | 0 | 0 | 0 | 0 | 0 | 0 | 0 | 0 | 0 | 0 | 0 | 0 | 0 | 0 | 0 | 12
NO |  | 98 | 2011 | 0 | 12 | 12 |  | Bison | Square Butte | 230 | 230 | H-Frame-Wd | 22.19 | 0 | 1 | 1780 ACSR | 0 | 0 | 0 | 0 | 0 | 0 | 0 | 0 | 0 | 0 | 0 | 0 | 0 | 0 | 0 | 0 | 0 | 0 | 0 | 0 | 0 | 0 | 0 | 12
NO |  | 98 | 2011 | 0 | 13 | 13 |  | Bear Creek | Kettle River | 230 | 230 | H-Frame-Wd | 67.13 | 0 | 1 | 795 ACSR | 0 | 0 | 0 | 0 | 0 | 0 | 0 | 0 | 0 | 0 | 0 | 0 | 0 | 0 | 0 | 0 | 0 | 0 | 0 | 0 | 0 | 0 | 0 | 12
NO |  | 98 | 2011 | 0 | 14 | 14 |  | Bodoura | Hubbard | 230 | 230 | H-Frame-Wd | 14.99 | 0 | 1 | 795 ACSR | 0 | 0 | 0 | 0 | 0 | 0 | 0 | 0 | 0 | 0 | 0 | 0 | 0 | 0 | 0 | 0 | 0 | 0 | 0 | 0 | 0 | 0 | 0 | 12
NO |  | 98 | 2011 | 0 | 15 | 15 |  | Hubbard | Shell River | 230 | 230 | H-Frame-Wd | 4.53 | 0 | 1 | 795 ACSR | 0 | 0 | 0 | 0 | 0 | 0 | 0 | 0 | 0 | 0 | 0 | 0 | 0 | 0 | 0 | 0 | 0 | 0 | 0 | 0 | 0 | 0 | 0 | 12
NO |  | 98 | 2011 | 0 | 16 | 16 |  | Riverton | Badoura | 230 | 230 | H-Frame-Wd | 46.41 | 0 | 1 | 795 ACSR | 0 | 0 | 0 | 0 | 0 | 0 | 0 | 0 | 0 | 0 | 0 | 0 | 0 | 0 | 0 | 0 | 0 | 0 | 0 | 0 | 0 | 0 | 0 | 12
NO |  | 98 | 2011 | 0 | 17 | 17 |  | Riverton | Blackberry | 230 | 230 | H-Frame-Wd | 67.23 | 0 | 1 | 795 ACSR | 0 | 0 | 0 | 0 | 0 | 0 | 0 | 0 | 0 | 0 | 0 | 0 | 0 | 0 | 0 | 0 | 0 | 0 | 0 | 0 | 0 | 0 | 0 | 12
NO |  | 98 | 2011 | 0 | 18 | 18 |  | Riverton | Staples | 230 | 230 | H-Frame-Wd | 35.96 | 0 | 1 | 795 ACSR | 0 | 0 | 0 | 0 | 0 | 0 | 0 | 0 | 0 | 0 | 0 | 0 | 0 | 0 | 0 | 0 | 0 | 0 | 0 | 0 | 0 | 0 | 0 | 12
NO |  | 98 | 2011 | 0 | 19 | 19 |  | Arrowhead | Blackberry | 230 | 230 | H-Frame-Wd | 71.95 | 0 | 1 | 954 ACSR | 0 | 0 | 0 | 0 | 0 | 0 | 0 | 0 | 0 | 0 | 0 | 0 | 0 | 0 | 0 | 0 | 0 | 0 | 0 | 0 | 0 | 0 | 0 | 12
NO |  | 98 | 2011 | 0 | 20 | 20 |  | Blackberry | Forbes | 230 | 230 | H-Frame-Wd | 34.3 | 0 | 1 | 954 ACSR | 0 | 0 | 0 | 0 | 0 | 0 | 0 | 0 | 0 | 0 | 0 | 0 | 0 | 0 | 0 | 0 | 0 | 0 | 0 | 0 | 0 | 0 | 0 | 12
NO |  | 98 | 2011 | 0 | 21 | 21 |  | Forbes | Minntac | 230 | 230 | H-Frame-Wd | 25.53 | 0.55 | 1 | 954 ACSR | 0 | 0 | 0 | 0 | 0 | 0 | 0 | 0 | 0 | 0 | 0 | 0 | 0 | 0 | 0 | 0 | 0 | 0 | 0 | 0 | 0 | 0 | 0 | 12
NO |  | 98 | 2011 | 0 | 23 | 23 |  | Shannon | Mintac | 230 | 230 | H-Frame-Wd | 23.14 | 0.55 | 1 | 954 ACSR | 0 | 0 | 0 | 0 | 0 | 0 | 0 | 0 | 0 | 0 | 0 | 0 | 0 | 0 | 0 | 0 | 0 | 0 | 0 | 0 | 0 | 0 | 0 | 12
NO |  | 98 | 2011 | 0 | 26 | 26 |  | Taconite Harbor | Erie | 138 | 138 | Steel Twr. | 120 | 60 | 2 | 477 ACSR | 119285 | 2850835 | 2970120 | 0 | 0 | 0 | 0 | 0 | 0 | 0 | 0 | 0 | 0 | 0 | 0 | 0 | 0 | 0 | 0 | 0 | 0 | 0 | 0 | 12
SI/SI | A | 98 | 2011 | 0 | 28 | 28 |  | Silver Bay | Taconite Harbor | 115 | 115 | H-Frame-Wd | 24.86 | 0 | 1 | 636 ACSR | 9199666 | 71713478 | 80913144 | 0 | 0 | 0 | 832990.8682 | 0 | 0 | 0 | 0 | 0 | 0 | 0 | 0 | 0 | 0 | 0 | 0 | 0 | 0 | 0 | 0 | 12
SI/SI | A | 98 | 2011 | 0 | 29 | 29 |  | Various | Various | 115 | 115 | H-Frame-Wd | 18.43 | 0 | 5 | 1272 ACSR | 0 | 0 | 0 | 0 | 0 | 0 | 0 | 610980138 | 0 | 0 | 0 | 0 | 0 | 0 | 0 | 0 | 0 | 0 | 0 | 0 | 0 | 0 | 0 | 12
SI/SI | A | 98 | 2011 | 0 | 30 | 30 |  | Various | Various | 115 | 115 | H-Frame-Wd | 385.32 | 21.28 | 32 | 636 ACSR | 0 | 0 | 0 | 0 | 0 | 0 | 0 | 610980139 | 0 | 0 | 0 | 0 | 0 | 0 | 0 | 0 | 0 | 0 | 0 | 0 | 0 | 0 | 0 | 12
SI/SI | A | 98 | 2011 | 0 | 31 | 31 |  | Various | Various | 115 | 115 | H-Frame-Wd | 389.63 | 0.96 | 19 | 336 ACSR | 0 | 0 | 0 | 0 | 0 | 0 | 0 | 610980140 | 0 | 0 | 0 | 0 | 0 | 0 | 0 | 0 | 0 | 0 | 0 | 0 | 0 | 0 | 0 | 12
SI/SI | A | 98 | 2011 | 0 | 32 | 32 |  | Various | Various | 115 | 115 | H-Frame-Wd | 343.9 | 3.14 | 13 | 4/0 CU | 0 | 0 | 0 | 0 | 0 | 0 | 0 | 610980141 | 0 | 0 | 0 | 0 | 0 | 0 | 0 | 0 | 0 | 0 | 0 | 0 | 0 | 0 | 0 | 12
SI/SI | A | 98 | 2011 | 0 | 33 | 33 |  | Various | Various | 115 | 115 | H-Frame-Wd | 15.32 | 2.96 | 4 | 954 ACSR | 0 | 0 | 0 | 0 | 0 | 0 | 0 | 610980142 | 0 | 0 | 0 | 0 | 0 | 0 | 0 | 0 | 0 | 0 | 0 | 0 | 0 | 0 | 0 | 12
SI/SI | A | 98 | 2011 | 0 | 34 | 34 |  | Various | Various | 115 | 115 | H-Frame-Wd | 1.88 | 0 | 2 | 1590 ACSR | 0 | 0 | 0 | 0 | 0 | 0 | 0 | 610980143 | 0 | 0 | 0 | 0 | 0 | 0 | 0 | 0 | 0 | 0 | 0 | 0 | 0 | 0 | 0 | 12
SI/SI | A | 98 | 2011 | 1 | 1 | 1 |  | Arrowhead | 15th Avenue West | 115 | 115 | Steel Pole | 10.45 | 4.23 | 1 | 636 ACSR | 0 | 0 | 0 | 0 | 0 | 0 | 0 | 0 | 0 | 0 | 0 | 0 | 0 | 0 | 0 | 0 | 0 | 0 | 0 | 0 | 0 | 0 | 0 | 12
NO |  | 98 | 2011 | 0 | 36 | 36 |  | TOTAL |  | 0 | 0 |  | 2458.65 | 96.78 | 102 |  | 18689387 | 183827942 | 202517329 | 823292 | 1261599 | 0 | 2084891 | 0 | 0 | 0 | 0 | 0 | 0 | 0 | 0 | 0 | 0 | 0 | 0 | 0 | 0 | 0 | 0 | 12
NO |  | 98 | 2011 | 0 | 5 | 5 |  | Square Butte (MN Portion) | Arrowhead DC Line | 250 | 250 | Steel Twr. | 231.56 | 0 | 1 | 2839 ACSR | 999800 | 15743121 | 16742921 | 0 | 0 | 0 | 0 | 610980137 | 0 | 0 | 0 | 0 | 0 | 0 | 0 | 0 | 0 | 0 | 0 | 0 | 0 | 0 | 0 | 12
NO |  | 98 | 2011 | 0 | 22 | 22 |  | Shannon | Little Fork | 230 | 230 | H-Frame-Wd | 89.13 | 0 | 1 | 954 ACSR | 0 | 0 | 0 | 0 | 0 | 0 | 0 | 0 | 0 | 0 | 0 | 0 | 0 | 0 | 0 | 0 | 0 | 0 | 0 | 0 | 0 | 0 | 0 | 12
NO |  | 98 | 2011 | 0 | 25 | 25 |  | Hoyt Lakes | Laskin | 138 | 138 | H-Frame-Wd | 8.01 | 0 | 1 | 636 ACSR | 105246 | 1753505 | 1858751 | 0 | 0 | 0 | 0 | 0 | 0 | 0 | 0 | 0 | 0 | 0 | 0 | 0 | 0 | 0 | 0 | 0 | 0 | 0 | 0 | 12
SI/SI | A | 98 | 2011 | 0 | 35 | 35 |  | Fond du Lac HE | Hibbard | 115 | 115 | H-Frame-Wd | 11.33 | 0.42 | 1 | 2/0 CU | 0 | 0 | 0 | 0 | 0 | 0 | 0 | 0 | 0 | 0 | 0 | 0 | 0 | 0 | 0 | 0 | 0 | 0 | 0 | 0 | 0 | 0 | 0 | 12
SI/SI | A | 98 | 2011 | 1 | 3 | 3 |  | UPA Tap | Hinckley | 69 | 69 | Sgl-Pole Wd | 0.22 | 0 | 1 | 336 ACSR | 0 | 47894 | 47894 | 0 | 0 | 0 | 493.0628 | 0 | 0 | 0 | 0 | 0 | 0 | 0 | 0 | 0 | 0 | 0 | 0 | 0 | 0 | 0 | 0 | 12
NO |  | 167 | 2011 | 0 | 1 | 1 |  | Line 73 |  | 0 | 0 |  | 0 | 0 | 0 |  | 0 | 0 | 0 | 0 | 0 | 0 | 0 | 0 | 0 | 0 | 0 | 0 | 0 | 0 | 0 | 0 | 0 | 0 | 0 | 0 | 0 | 0 | 0 | 12
SI/SI | A | 167 | 2011 | 0 | 2 | 2 |  | Winter St. | Fairmount Park Sub | 115 | 115 | Single Pole | 3.44 | 1.55 | 1 | 636 MCM | 8765 | 161868 | 170633 | 0 | 0 | 0 | 0 | 0 | 0 | 0 | 0 | 0 | 0 | 0 | 0 | 0 | 0 | 0 | 0 | 0 | 0 | 0 | 0 | 12
NO |  | 167 | 2011 | 0 | 3 | 3 |  |  |  | 0 | 0 | Wood H- Frame | 0 | 0 | 0 |  | 0 | 0 | 0 | 0 | 0 | 0 | 0 | 0 | 0 | 0 | 0 | 0 | 0 | 0 | 0 | 0 | 0 | 0 | 0 | 0 | 0 | 0 | 0 | 12
NO |  | 167 | 2011 | 0 | 4 | 4 |  |  |  | 0 | 0 | Wood Poles | 0 | 0 | 0 |  | 0 | 0 | 0 | 0 | 0 | 0 | 0 | 0 | 0 | 0 | 0 | 0 | 0 | 0 | 0 | 0 | 0 | 0 | 0 | 0 | 0 | 0 | 0 | 12
NO |  | 167 | 2011 | 0 | 6 | 6 |  | Line 75 |  | 0 | 0 |  | 0 | 0 | 0 |  | 0 | 0 | 0 | 0 | 0 | 0 | 0 | 0 | 0 | 0 | 0 | 0 | 0 | 0 | 0 | 0 | 0 | 0 | 0 | 0 | 0 | 0 | 0 | 12
SI/SI | A | 167 | 2011 | 0 | 7 | 7 |  | Fairmount Park Sub | Stinson Avenue Sub | 115 | 115 | Single Pole | 2.77 | 0 | 1 | 636 MCM | 7172 | 132438 | 139610 | 0 | 0 | 0 | 0 | 0 | 0 | 0 | 0 | 0 | 0 | 0 | 0 | 0 | 0 | 0 | 0 | 0 | 0 | 0 | 0 | 12
NO |  | 167 | 2011 | 0 | 8 | 8 |  |  |  | 0 | 0 | Wood H-Frame | 0 | 0 | 0 |  | 0 | 0 | 0 | 0 | 0 | 0 | 0 | 0 | 0 | 0 | 0 | 0 | 0 | 0 | 0 | 0 | 0 | 0 | 0 | 0 | 0 | 0 | 0 | 12
NO |  | 167 | 2011 | 0 | 9 | 9 |  |  |  | 0 | 0 | Wood Poles | 0 | 0 | 0 |  | 0 | 0 | 0 | 0 | 0 | 0 | 0 | 0 | 0 | 0 | 0 | 0 | 0 | 0 | 0 | 0 | 0 | 0 | 0 | 0 | 0 | 0 | 0 | 12
NO |  | 167 | 2011 | 0 | 11 | 11 |  | Line 76 |  | 0 | 0 |  | 0 | 0 | 0 |  | 0 | 0 | 0 | 0 | 0 | 0 | 0 | 0 | 0 | 0 | 0 | 0 | 0 | 0 | 0 | 0 | 0 | 0 | 0 | 0 | 0 | 0 | 0 | 12
SI/SI | A | 167 | 2011 | 0 | 12 | 12 |  | State Line | Winter Street Sub | 115 | 115 | Towers & | 2.03 | 0 | 1 | 636 MCM | 1502 | 300081 | 301583 | 0 | 0 | 0 | 0 | 0 | 0 | 0 | 0 | 0 | 0 | 0 | 0 | 0 | 0 | 0 | 0 | 0 | 0 | 0 | 0 | 12
NO |  | 167 | 2011 | 0 | 13 | 13 |  |  |  | 0 | 0 | H-Frame | 0 | 0 | 0 |  | 0 | 0 | 0 | 0 | 0 | 0 | 0 | 0 | 0 | 0 | 0 | 0 | 0 | 0 | 0 | 0 | 0 | 0 | 0 | 0 | 0 | 0 | 0 | 12
NO |  | 167 | 2011 | 0 | 14 | 14 |  |  |  | 0 | 0 | Wood Poles | 0 | 0 | 0 |  | 0 | 0 | 0 | 0 | 0 | 0 | 0 | 0 | 0 | 0 | 0 | 0 | 0 | 0 | 0 | 0 | 0 | 0 | 0 | 0 | 0 | 0 | 0 | 12
NO |  | 167 | 2011 | 0 | 16 | 16 |  | Line 132 |  | 0 | 0 |  | 0 | 0 | 0 |  | 0 | 0 | 0 | 0 | 0 | 0 | 0 | 0 | 0 | 0 | 0 | 0 | 0 | 0 | 0 | 0 | 0 | 0 | 0 | 0 | 0 | 0 | 0 | 12
SI/SI | A | 167 | 2011 | 0 | 17 | 17 |  | State Line | Stinson Avenue Sub | 115 | 115 | Single Pole | 10.51 | 0 | 1 | 336 MCM | 210121 | 1324255 | 1534376 | 0 | 0 | 0 | 0 | 0 | 0 | 0 | 0 | 0 | 0 | 0 | 0 | 0 | 0 | 0 | 0 | 0 | 0 | 0 | 0 | 12
NO |  | 167 | 2011 | 0 | 18 | 18 |  |  |  | 0 | 0 | Wood & | 0 | 0 | 0 |  | 0 | 0 | 0 | 0 | 0 | 0 | 0 | 0 | 0 | 0 | 0 | 0 | 0 | 0 | 0 | 0 | 0 | 0 | 0 | 0 | 0 | 0 | 0 | 12
NO |  | 167 | 2011 | 0 | 19 | 19 |  |  |  | 0 | 0 | Steel Poles | 0 | 0 | 0 |  | 0 | 0 | 0 | 0 | 0 | 0 | 0 | 0 | 0 | 0 | 0 | 0 | 0 | 0 | 0 | 0 | 0 | 0 | 0 | 0 | 0 | 0 | 0 | 12
NO |  | 167 | 2011 | 0 | 21 | 21 |  | Line 761 |  | 0 | 0 |  | 0 | 0 | 0 |  | 0 | 0 | 0 | 0 | 0 | 0 | 0 | 0 | 0 | 0 | 0 | 0 | 0 | 0 | 0 | 0 | 0 | 0 | 0 | 0 | 0 | 0 | 0 | 12
NO |  | 167 | 2011 | 0 | 22 | 22 |  | Douglas County | Stinson Avenue Sub | 115 | 155 | H-Frame | 25.75 | 0 | 1 | 336 MCM | 23518 | 452253 | 475771 | 0 | 0 | 0 | 0 | 0 | 0 | 0 | 0 | 0 | 0 | 0 | 0 | 0 | 0 | 0 | 0 | 0 | 0 | 0 | 0 | 12
NO |  | 167 | 2011 | 0 | 23 | 23 |  |  |  | 0 | 0 | Wood Poles | 0 | 0 | 0 |  | 0 | 0 | 0 | 0 | 0 | 0 | 0 | 0 | 0 | 0 | 0 | 0 | 0 | 0 | 0 | 0 | 0 | 0 | 0 | 0 | 0 | 0 | 0 | 12
NO |  | 167 | 2011 | 0 | 25 | 25 |  | Line 762 |  | 0 | 0 |  | 0 | 0 | 0 |  | 0 | 0 | 0 | 0 | 0 | 0 | 0 | 0 | 0 | 0 | 0 | 0 | 0 | 0 | 0 | 0 | 0 | 0 | 0 | 0 | 0 | 0 | 0 | 12
NO |  | 167 | 2011 | 0 | 26 | 26 |  | Stinson Avenue Sub | Minong | 161 | 161 | Underbuilt on | 42.86 | 0 | 1 | 636 MCM | 141157 | 1355615 | 1496772 | 0 | 0 | 0 | 0 | 0 | 0 | 0 | 0 | 0 | 0 | 0 | 0 | 0 | 0 | 0 | 0 | 0 | 0 | 0 | 0 | 12
NO |  | 167 | 2011 | 0 | 27 | 27 |  |  |  | 0 | 0 | Steel & Wood | 0 | 0 | 0 |  | 0 | 0 | 0 | 0 | 0 | 0 | 0 | 0 | 0 | 0 | 0 | 0 | 0 | 0 | 0 | 0 | 0 | 0 | 0 | 0 | 0 | 0 | 0 | 12
NO |  | 167 | 2011 | 0 | 28 | 28 |  |  |  | 0 | 0 | Poles | 0 | 0 | 0 |  | 0 | 0 | 0 | 0 | 0 | 0 | 0 | 0 | 0 | 0 | 0 | 0 | 0 | 0 | 0 | 0 | 0 | 0 | 0 | 0 | 0 | 0 | 0 | 12
NO |  | 167 | 2011 | 0 | 36 | 36 |  | TOTAL |  | 0 | 0 |  | 87.36 | 1.55 | 6 |  | 392235 | 3726510 | 4118745 | 0 | 0 | 0 | 0 | 0 | 0 | 0 | 0 | 0 | 0 | 0 | 0 | 0 | 0 | 0 | 0 | 0 | 0 | 0 | 0 | 12
NO |  | 43 | 2011 | 0 | 1 | 1 |  | NOTE: DATA IS SUMMARIZED | DETAIL INFORMATION | 0 | 0 |  | 0 | 0 | 0 |  | 0 | 0 | 0 | 0 | 0 | 0 | 0 | 0 | 0 | 0 | 0 | 0 | 0 | 0 | 0 | 0 | 0 | 0 | 0 | 0 | 0 | 0 | 0 | 12
NO |  | 43 | 2011 | 0 | 2 | 2 |  |  | AVAILABLE UPON REQUEST | 0 | 0 |  | 0 | 0 | 0 |  | 0 | 0 | 0 | 0 | 0 | 0 | 0 | 0 | 0 | 0 | 0 | 0 | 0 | 0 | 0 | 0 | 0 | 0 | 0 | 0 | 0 | 0 | 0 | 12
NO |  | 43 | 2011 | 0 | 3 | 3 |  | 500 KV Lines (wholly owned) |  | 500 | 500 | SC Steel Tower | 15.52 | 0 | 3 |  | 842230 | 22894975 | 23737205 | 0 | 0 | 0 | 0 | 0 | 0 | 0 | 0 | 0 | 0 | 0 | 0 | 0 | 0 | 0 | 0 | 0 | 0 | 0 | 0 | 12
NO |  | 43 | 2011 | 0 | 5 | 5 |  | 230 KV Lines |  | 230 | 230 | Various | 383.36 | 84.12 | 22 |  | 15321718 | 127994030 | 143315748 | 0 | 0 | 0 | 0 | 0 | 0 | 0 | 0 | 0 | 0 | 0 | 0 | 0 | 0 | 0 | 0 | 0 | 0 | 0 | 0 | 12
NO |  | 43 | 2011 | 0 | 7 | 7 |  | 138 KV Lines |  | 138 | 138 | Various | 474.42 | 17.89 | 69 |  | 8446264 | 66576280 | 75022544 | 0 | 0 | 0 | 0 | 0 | 0 | 0 | 0 | 0 | 0 | 0 | 0 | 0 | 0 | 0 | 0 | 0 | 0 | 0 | 0 | 12
SI/NO | A | 43 | 2011 | 0 | 9 | 9 |  | 69 KV Lines |  | 69 | 69 | Various | 531.83 | 28.72 | 73 |  | 7256431 | 72461231 | 79717662 | 0 | 0 | 0 | 1885617.5278 | 0 | 0 | 0 | 0 | 0 | 0 | 0 | 0 | 0 | 0 | 0 | 0 | 0 | 0 | 0 | 0 | 12
NO |  | 43 | 2011 | 0 | 11 | 11 |  | Underground Lines | 4.9 mi. / 138, 1.17 mi./69 | 0 | 0 |  | 6.07 | 0 | 8 |  | 9713 | 7570098 | 7579811 | 0 | 0 | 0 | 0 | 0 | 0 | 0 | 0 | 0 | 0 | 0 | 0 | 0 | 0 | 0 | 0 | 0 | 0 | 0 | 0 | 12
NO |  | 43 | 2011 | 0 | 13 | 13 |  | JOINT VENTURES |  | 0 | 0 |  | 0 | 0 | 0 |  | 0 | 0 | 0 | 0 | 0 | 0 | 0 | 0 | 0 | 0 | 0 | 0 | 0 | 0 | 0 | 0 | 0 | 0 | 0 | 0 | 0 | 610430162 | 0 | 12
NO |  | 43 | 2011 | 0 | 15 | 15 |  | EHV System |  | 500 | 500 | Steel Tower | 127 | 0 | 1 |  | 184167 | 1752004 | 1936171 | 0 | 36492 | -1790220 | -1753728 | 0 | 0 | 0 | 0 | 0 | 0 | 0 | 0 | 0 | 0 | 0 | 0 | 0 | 0 | 0 | 0 | 12
NO |  | 43 | 2011 | 0 | 16 | 16 |  | LDV System |  | 500 | 500 | Stl/Alm Tower | 154 | 0 | 6 |  | 181238 | 943253 | 1124491 | 0 | 30074 | -2554596 | -2524522 | 0 | 0 | 0 | 0 | 0 | 0 | 0 | 0 | 0 | 0 | 0 | 0 | 0 | 0 | 0 | 0 | 12
NO |  | 43 | 2011 | 0 | 17 | 17 |  | SE System |  | 500 | 500 | Steel Tower | 0 | 0 | 0 |  | 0 | 0 | 0 | 0 | 0 | 170478 | 170478 | 0 | 0 | 0 | 0 | 0 | 0 | 0 | 0 | 0 | 0 | 0 | 0 | 0 | 0 | 0 | 0 | 12
NO |  | 43 | 2011 | 0 | 18 | 18 |  | (15) - (17) Above |  | 0 | 0 |  | 0 | 0 | 0 |  | 0 | 0 | 0 | 0 | 0 | 0 | 0 | 0 | 0 | 0 | 0 | 0 | 0 | 0 | 0 | 0 | 0 | 0 | 0 | 0 | 0 | 0 | 0 | 12
NO |  | 43 | 2011 | 0 | 19 | 19 |  | Non-Specific Line Charges |  | 0 | 0 |  | 0 | 0 | 0 |  | 0 | 0 | 0 | 0 | 0 | 0 | 0 | 0 | 0 | 0 | 0 | 0 | 0 | 0 | 0 | 0 | 0 | 0 | 0 | 0 | 0 | 0 | 0 | 12
NO |  | 43 | 2011 | 0 | 20 | 20 |  | (All KV Inclusive) |  | 0 | 0 |  | 0 | 0 | 0 |  | 0 | 0 | 0 | 0 | 0 | 0 | 0 | 0 | 0 | 0 | 0 | 0 | 0 | 0 | 0 | 0 | 0 | 0 | 0 | 0 | 0 | 0 | 0 | 12
NO |  | 43 | 2011 | 0 | 36 | 36 |  | TOTAL |  | 0 | 0 |  | 1692.2 | 130.73 | 182 |  | 32241761 | 300191871 | 332433632 | 0 | 66566 | -4174338 | -4107772 | 0 | 0 | 0 | 0 | 0 | 0 | 0 | 0 | 0 | 0 | 0 | 0 | 0 | 0 | 0 | 0 | 12
NO |  | 9 | 2011 | 0 | 1 | 1 |  | Conemaugh (1) | Conastone | 500 | 500 | Steel Towers | 127 | 0 | 1 | 2493 ACSR | 156499 | 1594769 | 1751268 | 0 | 115665 | 107736 | 223401 | 0 | 0 | 0 | 0 | 0 | 0 | 0 | 0 | 0 | 0 | 0 | 0 | 0 | 0 | 0 | 0 | 12
NO |  | 9 | 2011 | 0 | 2 | 2 |  | Salem (2) | New Freedom South | 500 | 500 | Steel Towers | 50 | 0 | 1 | 2493 ACSR | 515839 | 2401281 | 2917120 | 0 | 0 | 0 | 0 | 0 | 0 | 0 | 0 | 0 | 0 | 0 | 0 | 0 | 0 | 0 | 0 | 0 | 0 | 0 | 0 | 12
NO |  | 9 | 2011 | 0 | 3 | 3 |  | Deans (2) | Branchburg | 500 | 500 | Steel Towers | 20 | 0 | 1 | 2493 ACSR | 818391 | 1966207 | 2784598 | 0 | 0 | 0 | 0 | 0 | 0 | 0 | 0 | 0 | 0 | 0 | 0 | 0 | 0 | 0 | 0 | 0 | 0 | 0 | 0 | 12
NO |  | 9 | 2011 | 0 | 4 | 4 |  | Salem (2) | Deans | 500 | 500 | Steel Towers | 68 | 0 | 1 | 2493 ACSR | 1878787 | 7238974 | 9117761 | 0 | 0 | 0 | 0 | 0 | 0 | 0 | 0 | 0 | 0 | 0 | 0 | 0 | 0 | 0 | 0 | 0 | 0 | 0 | 0 | 12
NO |  | 9 | 2011 | 0 | 5 | 5 |  | Red Lion (2) | Hope Creek-Salem (NJ) | 500 | 500 | Steel Towers | 13.3 | 0 | 2 | 2493 ACSR | 63639 | 2082713 | 2146352 | 0 | 0 | 0 | 0 | 0 | 0 | 0 | 0 | 0 | 0 | 0 | 0 | 0 | 0 | 0 | 0 | 0 | 0 | 0 | 0 | 12
NO |  | 9 | 2011 | 0 | 6 | 6 |  | (2)-(5) Above |  | 0 | 0 |  | 0 | 0 | 0 |  | 0 | 0 | 0 | 0 | 365384 | -619380 | -253996 | 0 | 0 | 0 | 0 | 0 | 0 | 0 | 0 | 0 | 0 | 0 | 0 | 0 | 0 | 0 | 0 | 12
NO |  | 9 | 2011 | 0 | 7 | 7 |  | Red Lion (3) | Hope Creek (River Cr, DE) | 500 | 500 | Steel Towers | 2.5 | 0 | 1 | 2505 ACSR | 0 | 1201000 | 1201000 | 0 | 3928 | 0 | 3928 | 0 | 0 | 0 | 0 | 0 | 0 | 0 | 0 | 0 | 0 | 0 | 0 | 0 | 0 | 0 | 0 | 12
NO |  | 9 | 2011 | 0 | 8 | 8 |  | SE 500 KV Project |  | 500 | 500 | Steel Towers | 0 | 0 | 0 |  | 0 | 0 | 0 | 0 | 0 | 125488 | 125488 | 0 | 0 | 0 | 0 | 0 | 0 | 0 | 0 | 0 | 0 | 0 | 0 | 0 | 0 | 0 | 0 | 12
NO |  | 9 | 2011 | 0 | 9 | 9 |  | (1)-(5), (7), (8) Above |  | 0 | 0 |  | 0 | 0 | 0 |  | 0 | 0 | 0 | 0 | 0 | 0 | 0 | 0 | 0 | 0 | 0 | 0 | 0 | 0 | 0 | 0 | 0 | 0 | 0 | 0 | 0 | 610090175 | 0 | 12
NO |  | 9 | 2011 | 0 | 10 | 10 |  | New Freedom | Sickler | 0.83 | 230 | Steel Towers | 0.83 | 0 | 2 | 1590 ACSR | 0 | 0 | 0 | 0 | 0 | 0 | 0 | 0 | 0 | 0 | 0 | 0 | 0 | 0 | 0 | 0 | 0 | 0 | 0 | 0 | 0 | 0 | 0 | 12
NO |  | 9 | 2011 | 0 | 11 | 11 |  | Mickleton | Monroe | 230 | 230 | Steel Towers | 0 | 18.5 | 1 | 795 ACSR | 0 | 0 | 0 | 0 | 0 | 0 | 0 | 0 | 0 | 0 | 0 | 0 | 0 | 0 | 0 | 0 | 0 | 0 | 0 | 0 | 0 | 0 | 0 | 12
NO |  | 9 | 2011 | 0 | 12 | 12 |  | Trainer | Mickelton | 230 | 230 | Steel Towers | 7.79 | 0 | 1 | 795 ACSR | 300732 | 11728680 | 12029412 | 0 | 0 | 0 | 0 | 0 | 0 | 0 | 0 | 0 | 0 | 0 | 0 | 0 | 0 | 0 | 0 | 0 | 0 | 0 | 0 | 12
NO |  | 9 | 2011 | 0 | 13 | 13 |  | Mickelton | Deptford | 230 | 230 | Steel Towers | 1.69 | 0 | 1 | 795 ACSR | 34569 | 196702 | 231271 | 0 | 0 | 0 | 0 | 0 | 0 | 0 | 0 | 0 | 0 | 0 | 0 | 0 | 0 | 0 | 0 | 0 | 0 | 0 | 0 | 12
NO |  | 9 | 2011 | 0 | 14 | 14 |  | Monroe | New Freedom | 230 | 230 | Steel Towers | 6.91 | 0 | 2 | 1590 ACSR | 281499 | 1431050 | 1712549 | 0 | 0 | 0 | 0 | 0 | 0 | 0 | 0 | 0 | 0 | 0 | 0 | 0 | 0 | 0 | 0 | 0 | 0 | 0 | 0 | 12
NO |  | 9 | 2011 | 0 | 15 | 15 |  | Mickelton | Monroe | 230 | 230 | Steel Towers | 18.5 | 0 | 1 | 795 ACSR | 486167 | 1811162 | 2297329 | 0 | 0 | 0 | 0 | 0 | 0 | 0 | 0 | 0 | 0 | 0 | 0 | 0 | 0 | 0 | 0 | 0 | 0 | 0 | 0 | 12
NO |  | 9 | 2011 | 0 | 16 | 16 |  | Cardiff | New Freedom | 230 | 230 | Steel Poles | 33 | 0 | 1 | 1590 ACSR | 4138911 | 16018796 | 20157707 | 0 | 0 | 0 | 0 | 0 | 0 | 0 | 0 | 0 | 0 | 0 | 0 | 0 | 0 | 0 | 0 | 0 | 0 | 0 | 0 | 12
NO |  | 9 | 2011 | 0 | 17 | 17 |  | Churchtown | Mickelton | 230 | 230 | Steel Poles | 21.68 | 0 | 1 | 1590 ACSR | 2068102 | 4035575 | 6103677 | 0 | 0 | 0 | 0 | 0 | 0 | 0 | 0 | 0 | 0 | 0 | 0 | 0 | 0 | 0 | 0 | 0 | 0 | 0 | 0 | 12
NO |  | 9 | 2011 | 0 | 18 | 18 |  | Churchtown | Cumberland (tap to Orchard) | 230 | 230 | Steel Poles | 41.47 | 0 | 1 | 1590 ACSR | 1623474 | 19026566 | 20650040 | 0 | 0 | 0 | 0 | 0 | 0 | 0 | 0 | 0 | 0 | 0 | 0 | 0 | 0 | 0 | 0 | 0 | 0 | 0 | 0 | 12
NO |  | 9 | 2011 | 0 | 19 | 19 |  | Cedar | Oyster Creek | 230 | 230 | Steel Poles | 14.02 | 0 | 1 | 1590 ACSR | 1680772 | 58294788 | 59975560 | 0 | 0 | 0 | 0 | 0 | 0 | 0 | 0 | 0 | 0 | 0 | 0 | 0 | 0 | 0 | 0 | 0 | 0 | 0 | 0 | 12
NO |  | 9 | 2011 | 0 | 20 | 20 |  | Cardiff | Cedar | 230 | 230 | Steel Poles | 34.88 | 0 | 1 | 1590 ACSR | 6202900 | 17944822 | 24147722 | 0 | 0 | 0 | 0 | 0 | 0 | 0 | 0 | 0 | 0 | 0 | 0 | 0 | 0 | 0 | 0 | 0 | 0 | 0 | 0 | 12
NO |  | 9 | 2011 | 0 | 21 | 21 |  | Cumberland | Dennis | 230 | 230 | Steel H-frame | 18.75 | 1.7 | 1 | 1590 ACSR | 0 | 14063363 | 14063363 | 0 | 0 | 0 | 0 | 0 | 0 | 0 | 0 | 0 | 0 | 0 | 0 | 0 | 0 | 0 | 0 | 0 | 0 | 0 | 0 | 12
NO |  | 9 | 2011 | 0 | 22 | 22 |  | Deepwater | Lewis | 138 | 138 | Steel Towers, | 58.35 | 58.35 | 2 | 397.5 ACSR | 630547 | 1249084 | 1879631 | 0 | 0 | 0 | 0 | 0 | 0 | 0 | 0 | 0 | 0 | 0 | 0 | 0 | 0 | 0 | 0 | 0 | 0 | 0 | 0 | 12
NO |  | 9 | 2011 | 0 | 23 | 23 |  | Dennis | Corson | 138 | 138 | Steel H-Frame | 0.28 | 0 | 1 | 1590 ACSR | 0 | 112726 | 112726 | 0 | 0 | 0 | 0 | 0 | 0 | 0 | 0 | 0 | 0 | 0 | 0 | 0 | 0 | 0 | 0 | 0 | 0 | 0 | 0 | 12
NO |  | 9 | 2011 | 0 | 24 | 24 |  | Lewis | Corson | 138 | 138 | Steel Towers | 25.31 | 25.31 | 2 | 397.5 ACSR | 221423 | 2849799 | 3071222 | 0 | 0 | 0 | 0 | 0 | 0 | 0 | 0 | 0 | 0 | 0 | 0 | 0 | 0 | 0 | 0 | 0 | 0 | 0 | 0 | 12
NO |  | 9 | 2011 | 0 | 25 | 25 |  | Monroe | Deepwater-Lewis | 138 | 138 | Steel Towers | 11.47 | 11.48 | 2 | 1590 ACSR | 460076 | 6036481 | 6496557 | 0 | 0 | 0 | 0 | 0 | 0 | 0 | 0 | 0 | 0 | 0 | 0 | 0 | 0 | 0 | 0 | 0 | 0 | 0 | 0 | 12
NO |  | 9 | 2011 | 0 | 26 | 26 |  | Corson | Middle #1 | 138 | 138 | Single Pole Wd | 16.15 | 0 | 1 | 795 ACSR | 581294 | 3787099 | 4368393 | 0 | 0 | 0 | 0 | 0 | 0 | 0 | 0 | 0 | 0 | 0 | 0 | 0 | 0 | 0 | 0 | 0 | 0 | 0 | 0 | 12
NO |  | 9 | 2011 | 0 | 27 | 27 |  | Corson | Middle #2 | 138 | 138 | Single Pole Wd | 15.29 | 0 | 1 | 795 ACSR | 19553 | 1730223 | 1749776 | 0 | 0 | 0 | 0 | 0 | 0 | 0 | 0 | 0 | 0 | 0 | 0 | 0 | 0 | 0 | 0 | 0 | 0 | 0 | 0 | 12
NO |  | 9 | 2011 | 0 | 28 | 28 |  | Sherman (Sherman) | Union (Cumberland) | 138 | 138 | Single Pole Wd | 16.74 | 0 | 1 | 954 AA | 0 | 2252629 | 2252629 | 0 | 0 | 0 | 0 | 0 | 0 | 0 | 0 | 0 | 0 | 0 | 0 | 0 | 0 | 0 | 0 | 0 | 0 | 0 | 0 | 12
NO |  | 9 | 2011 | 0 | 29 | 29 |  | Union | Corson | 138 | 138 | Steel poles | 17.48 | 0 | 1 | 954 AA | 0 | 14160171 | 14160171 | 0 | 0 | 0 | 0 | 0 | 0 | 0 | 0 | 0 | 0 | 0 | 0 | 0 | 0 | 0 | 0 | 0 | 0 | 0 | 0 | 12
NO |  | 9 | 2011 | 0 | 30 | 30 |  | Cumberland | Union | 138 | 138 | Single Pole Wd | 1.28 | 0 | 1 | 1590 ACSR | 58879 | 28531 | 87410 | 0 | 0 | 0 | 0 | 0 | 0 | 0 | 0 | 0 | 0 | 0 | 0 | 0 | 0 | 0 | 0 | 0 | 0 | 0 | 0 | 12
NO |  | 9 | 2011 | 0 | 31 | 31 |  | Lewis - Corson taps | Merion (both lines) | 138 | 138 | Steel Towers | 5.96 | 0 | 2 | 795 ACSR 954 AAC | 0 | 3878923 | 3878923 | 0 | 0 | 0 | 0 | 0 | 0 | 0 | 0 | 0 | 0 | 0 | 0 | 0 | 0 | 0 | 0 | 0 | 0 | 0 | 0 | 12
NO |  | 9 | 2011 | 0 | 32 | 32 |  | Cardiff | Lewis | 138 | 138 | Steel poles | 1.19 | 3.77 | 1 | 1590 ACSR | 0 | 1929987 | 1929987 | 0 | 0 | 0 | 0 | 0 | 0 | 0 | 0 | 0 | 0 | 0 | 0 | 0 | 0 | 0 | 0 | 0 | 0 | 0 | 0 | 12
NO |  | 9 | 2011 | 0 | 33 | 33 |  |  |  | 0 | 69 |  | 582.52 | 50.85 | 90 | Various | 6572562 | 97999367 | 104571929 | 0 | 0 | 0 | 0 | 0 | 0 | 0 | 0 | 0 | 610090127 | 0 | 0 | 0 | 0 | 0 | 0 | 0 | 0 | 0 | 0 | 12
NO |  | 9 | 2011 | 0 | 34 | 34 |  |  |  | 0 | 34.5 |  | 113.33 | 14.85 | 0 |  | 119730 | 4907017 | 5026747 | 0 | 0 | 0 | 0 | 0 | 0 | 0 | 0 | 0 | 610090128 | 0 | 0 | 0 | 0 | 0 | 0 | 0 | 0 | 0 | 0 | 12
NO |  | 9 | 2011 | 0 | 35 | 35 |  |  |  | 0 | 23 |  | 197.16 | 9.69 | 0 |  | 598716 | 40264304 | 40863020 | 0 | 0 | 0 | 0 | 0 | 0 | 0 | 0 | 0 | 610090129 | 0 | 0 | 0 | 0 | 0 | 0 | 0 | 0 | 0 | 0 | 12
NO |  | 9 | 2011 | 0 | 36 | 36 |  | TOTAL |  | 0 | 0 |  | 1542.83 | 194.5 | 126 |  | 29513061 | 342222789 | 371735850 | 0 | 484977 | -386156 | 98821 | 0 | 0 | 0 | 0 | 0 | 0 | 0 | 0 | 0 | 0 | 0 | 0 | 0 | 0 | 0 | 0 | 12
NO |  | 143 | 2011 | 0 | 1 | 1 |  | Tower Lines-500,000V |  | 0 | 0 |  | 0 | 0 | 0 |  | 0 | 0 | 0 | 0 | 0 | 0 | 0 | 0 | 0 | 0 | 0 | 0 | 0 | 0 | 0 | 0 | 0 | 0 | 0 | 0 | 0 | 0 | 0 | 12
NO |  | 143 | 2011 | 0 | 2 | 2 |  | Conemaugh Gen. Station, PA | MD-PA State line | 500 | 0 | Tower | 34.07 | 0 | 1 | 2,493 MCM | 482125 | 4900836 | 5382961 | 16552 | 0 | 0 | 16552 | 0 | 0 | 0 | 0 | 0 | 611430413 | 0 | 0 | 0 | 0 | 0 | 0 | 0 | 0 | 0 | 0 | 12
NO |  | 143 | 2011 | 0 | 3 | 3 |  | Sub. 66, MD | Mt. Airy, Tap | 500 | 0 | Tower | 18.12 | 0 | 2 | 1,590 MCM | 3152420 | 14398030 | 17550450 | 0 | 0 | 0 | 0 | 0 | 0 | 0 | 0 | 0 | 0 | 0 | 0 | 0 | 0 | 0 | 0 | 0 | 0 | 0 | 0 | 12
NO |  | 143 | 2011 | 0 | 4 | 4 |  | Sub. 66, MD | High Ridge, BG&E | 500 | 0 | Tower | 2.6 | 0 | 1 | 1,590 MCM | 2804971 | 6402701 | 9207672 | 0 | 0 | 0 | 0 | 0 | 0 | 0 | 0 | 0 | 0 | 0 | 0 | 0 | 0 | 0 | 0 | 0 | 0 | 0 | 0 | 12
NO |  | 143 | 2011 | 0 | 5 | 5 |  |  |  | 0 | 0 | Steel Pole | 7.6 | 0 | 0 | A.C.S.R. | 8200902 | 18746121 | 26947023 | 0 | 0 | 0 | 0 | 0 | 0 | 0 | 0 | 0 | 0 | 0 | 0 | 0 | 0 | 0 | 0 | 0 | 0 | 0 | 0 | 12
NO |  | 143 | 2011 | 0 | 6 | 6 |  | Chalk Point Gen. Sta., MD | Calvert Cliffs, BG&E | 500 | 0 | Tower | 8.7 | 0 | 1 | 1,590 MCM | 1405898 | 14036553 | 15442451 | 0 | 0 | 0 | 0 | 0 | 0 | 0 | 0 | 0 | 0 | 0 | 0 | 0 | 0 | 0 | 0 | 0 | 0 | 0 | 0 | 12
NO |  | 143 | 2011 | 0 | 7 | 7 |  |  |  | 0 | 0 | Steel Pole | 0.9 | 0 | 0 | A. C. S. R. | 145438 | 1426858 | 1572296 | 0 | 0 | 0 | 0 | 0 | 0 | 0 | 0 | 0 | 0 | 0 | 0 | 0 | 0 | 0 | 0 | 0 | 0 | 0 | 0 | 12
NO |  | 143 | 2011 | 0 | 8 | 8 |  | Chalk Point Gen. Sta., MD | Sub. 202, MD | 500 | 0 | Tower | 19.43 | 0 | 1 | 1,590 MCM | 1600070 | 16508171 | 18108241 | 0 | 0 | 0 | 0 | 0 | 0 | 0 | 0 | 0 | 0 | 0 | 0 | 0 | 0 | 0 | 0 | 0 | 0 | 0 | 0 | 12
NO |  | 143 | 2011 | 0 | 9 | 9 |  | Sub. 202, MD | Possum Point | 500 | 0 | Tower | 32.25 | 0 | 1 | 1,590 MCM | 4219187 | 22767762 | 26986949 | 0 | 0 | 0 | 0 | 0 | 0 | 0 | 0 | 0 | 0 | 0 | 0 | 0 | 0 | 0 | 0 | 0 | 0 | 0 | 0 | 12
NO |  | 143 | 2011 | 0 | 10 | 10 |  |  | (VEPCO Tie), VA | 0 | 0 |  | 0 | 0 | 0 | A.C.S.R. | 0 | 0 | 0 | 0 | 0 | 0 | 0 | 0 | 0 | 0 | 0 | 0 | 0 | 0 | 0 | 0 | 0 | 0 | 0 | 0 | 0 | 0 | 0 | 12
NO |  | 143 | 2011 | 0 | 11 | 11 |  | Tower Lines-230,000V |  | 0 | 0 |  | 0 | 0 | 0 |  | 0 | 0 | 0 | 0 | 0 | 0 | 0 | 0 | 0 | 0 | 0 | 0 | 0 | 0 | 0 | 0 | 0 | 0 | 0 | 0 | 0 | 0 | 0 | 12
NO |  | 143 | 2011 | 0 | 12 | 12 |  | Panda Gen. Station, MD | Sub 202, MD | 230 | 0 | Tower | 0 | 3 | 1 | 1,590 MCM | 0 | 0 | 0 | 0 | 0 | 0 | 0 | 0 | 0 | 0 | 0 | 0 | 611430414 | 0 | 0 | 0 | 0 | 0 | 0 | 0 | 0 | 0 | 0 | 12
NO |  | 143 | 2011 | 0 | 13 | 13 |  |  |  | 0 | 0 | Steel Pole | 3.91 | 0 | 0 | A. C. C. R. | 0 | 713811 | 713811 | 0 | 0 | 0 | 0 | 0 | 0 | 0 | 0 | 0 | 611430415 | 0 | 0 | 0 | 0 | 0 | 0 | 0 | 0 | 0 | 0 | 12
NO |  | 143 | 2011 | 0 | 14 | 14 |  | Dickerson Gen. Station | Potomac River | 0 | 0 |  | 0 | 0 | 0 |  | 0 | 0 | 0 | 0 | 0 | 0 | 0 | 0 | 0 | 0 | 0 | 0 | 0 | 0 | 0 | 0 | 0 | 0 | 0 | 0 | 0 | 0 | 0 | 12
NO |  | 143 | 2011 | 0 | 15 | 15 |  | MD East Line | (VEPCO Tie), VA | 230 | 0 | Tower | 7.24 | 0 | 1 | 1,033.5 MCM | 229029 | 2157894 | 2386923 | 0 | 0 | 0 | 0 | 0 | 0 | 0 | 0 | 0 | 0 | 0 | 0 | 0 | 0 | 0 | 0 | 0 | 0 | 0 | 0 | 12
NO |  | 143 | 2011 | 0 | 16 | 16 |  | Dickerson Gen. Station | Sub. 118, MD | 0 | 0 |  | 0 | 0 | 0 |  | 0 | 0 | 0 | 0 | 0 | 0 | 0 | 0 | 0 | 0 | 0 | 0 | 0 | 0 | 0 | 0 | 0 | 0 | 0 | 0 | 0 | 0 | 0 | 12
NO |  | 143 | 2011 | 0 | 17 | 17 |  | MD South Line |  | 230 | 0 | Tower | 10.6 | 0 | 2 | 1,590 MCM | 141162 | 4770426 | 4911588 | 0 | 0 | 0 | 0 | 0 | 0 | 0 | 0 | 0 | 0 | 0 | 0 | 0 | 0 | 0 | 0 | 0 | 0 | 0 | 0 | 12
NO |  | 143 | 2011 | 0 | 19 | 19 |  | Station H | Sub. 118, MD | 0 | 0 |  | 0 | 0 | 0 |  | 0 | 0 | 0 | 0 | 0 | 0 | 0 | 0 | 0 | 0 | 0 | 0 | 0 | 0 | 0 | 0 | 0 | 0 | 0 | 0 | 0 | 0 | 0 | 12
NO |  | 143 | 2011 | 0 | 20 | 20 |  | MD North Line |  | 230 | 0 | Tower | 10.03 | 0 | 2 | 1,590 MCM | 141162 | 6562113 | 6703275 | 0 | 0 | 0 | 0 | 0 | 0 | 0 | 0 | 0 | 0 | 0 | 0 | 0 | 0 | 0 | 0 | 0 | 0 | 0 | 0 | 12
NO |  | 143 | 2011 | 0 | 22 | 22 |  | Dickerson Gen. Station | Station H | 0 | 0 | Single Pole | 0 | 0 | 0 |  | 0 | 0 | 0 | 0 | 0 | 0 | 0 | 0 | 0 | 0 | 0 | 0 | 0 | 0 | 0 | 0 | 0 | 0 | 0 | 0 | 0 | 0 | 0 | 12
NO |  | 143 | 2011 | 0 | 23 | 23 |  | North Line |  | 230 | 0 | Steel | 0.57 | 0 | 1 | 1,590 MCM | 0 | 549459 | 549459 | 0 | 0 | 0 | 0 | 0 | 0 | 0 | 0 | 0 | 0 | 0 | 0 | 0 | 0 | 0 | 0 | 0 | 0 | 0 | 0 | 12
NO |  | 143 | 2011 | 0 | 24 | 24 |  | South Line |  | 230 | 0 | Steel | 0 | 0 | 1 | A.C.S.R. | 0 | 549458 | 549458 | 0 | 0 | 0 | 0 | 0 | 0 | 0 | 0 | 0 | 0 | 0 | 0 | 0 | 0 | 0 | 0 | 0 | 0 | 0 | 0 | 12
NO |  | 143 | 2011 | 0 | 25 | 25 |  | Sub. 118, MD | Sub. 165, MD | 0 | 0 |  | 0 | 0 | 0 |  | 0 | 0 | 0 | 0 | 0 | 0 | 0 | 0 | 0 | 0 | 0 | 0 | 0 | 0 | 0 | 0 | 0 | 0 | 0 | 0 | 0 | 0 | 0 | 12
NO |  | 143 | 2011 | 0 | 26 | 26 |  | North Line |  | 230 | 0 | Tower | 11.32 | 0 | 2 | 1,590 MCM | 220694 | 1868568 | 2089262 | 0 | 0 | 0 | 0 | 0 | 0 | 0 | 0 | 0 | 0 | 0 | 0 | 0 | 0 | 0 | 0 | 0 | 0 | 0 | 0 | 12
NO |  | 143 | 2011 | 0 | 27 | 27 |  | South Line |  | 230 | 0 | Tower | 11.32 | 0 | 2 | A.C.S.R | 222194 | 983587 | 1205781 | 0 | 0 | 0 | 0 | 0 | 0 | 0 | 0 | 0 | 0 | 0 | 0 | 0 | 0 | 0 | 0 | 0 | 0 | 0 | 0 | 12
NO |  | 143 | 2011 | 0 | 28 | 28 |  | Tower Lines-230,000V |  | 0 | 0 |  | 0 | 0 | 0 |  | 0 | 0 | 0 | 0 | 0 | 0 | 0 | 0 | 0 | 0 | 0 | 0 | 0 | 0 | 0 | 0 | 0 | 0 | 0 | 0 | 0 | 0 | 0 | 12
NO |  | 143 | 2011 | 0 | 30 | 30 |  | Sub. 165, MD | Sub. 66, MD | 0 | 0 |  | 0 | 0 | 0 |  | 0 | 0 | 0 | 0 | 0 | 0 | 0 | 0 | 0 | 0 | 0 | 0 | 0 | 0 | 0 | 0 | 0 | 0 | 0 | 0 | 0 | 0 | 0 | 12
NO |  | 143 | 2011 | 0 | 31 | 31 |  | North Line |  | 230 | 0 | Tower | 3.6 | 0 | 2 | 1,590 MCM | 67656 | 515269 | 582925 | 0 | 0 | 0 | 0 | 0 | 0 | 0 | 0 | 0 | 0 | 0 | 0 | 0 | 0 | 0 | 0 | 0 | 0 | 0 | 0 | 12
NO |  | 143 | 2011 | 0 | 32 | 32 |  | South Line |  | 230 | 0 | Tower | 3.6 | 0 | 2 | A.C.S.R. | 67656 | 323490 | 391146 | 0 | 0 | 0 | 0 | 0 | 0 | 0 | 0 | 0 | 0 | 0 | 0 | 0 | 0 | 0 | 0 | 0 | 0 | 0 | 0 | 12
NO |  | 143 | 2011 | 0 | 33 | 33 |  | Sub. 66, MD | Sub 120, MD | 0 | 0 |  | 0 | 0 | 0 |  | 0 | 0 | 0 | 0 | 0 | 0 | 0 | 0 | 0 | 0 | 0 | 0 | 0 | 0 | 0 | 0 | 0 | 0 | 0 | 0 | 0 | 0 | 0 | 12
NO |  | 143 | 2011 | 0 | 34 | 34 |  | North Line |  | 230 | 0 | Tower | 10.23 | 0 | 2 | 1,590 MCM | 178712 | 1633548 | 1812260 | 0 | 0 | 0 | 0 | 0 | 0 | 0 | 0 | 0 | 0 | 0 | 0 | 0 | 0 | 0 | 0 | 0 | 0 | 0 | 0 | 12
NO |  | 143 | 2011 | 0 | 35 | 35 |  | South Line |  | 230 | 0 | Tower | 10.23 | 0 | 2 | A.C.S.R. | 178713 | 797214 | 975927 | 0 | 0 | 0 | 0 | 0 | 0 | 0 | 0 | 0 | 0 | 0 | 0 | 0 | 0 | 0 | 0 | 0 | 0 | 0 | 0 | 12
NO |  | 143 | 2011 | 1 | 2 | 2 |  | Sub. 120, MD | Sub. 162, MD | 0 | 0 |  | 0 | 0 | 0 |  | 0 | 0 | 0 | 0 | 0 | 0 | 0 | 0 | 0 | 0 | 0 | 0 | 0 | 0 | 0 | 0 | 0 | 0 | 0 | 0 | 0 | 0 | 0 | 12
NO |  | 143 | 2011 | 1 | 3 | 3 |  | North Line |  | 230 | 0 | Tower | 0 | 9.48 | 1 | 1,590 MCM | 165661 | 452859 | 618520 | 0 | 0 | 0 | 0 | 0 | 0 | 0 | 0 | 0 | 0 | 0 | 0 | 0 | 0 | 0 | 0 | 0 | 0 | 0 | 0 | 12
NO |  | 143 | 2011 | 1 | 4 | 4 |  | South Line |  | 230 | 0 | Tower | 0 | 9.48 | 1 | A.C.S.R. | 165661 | 423930 | 589591 | 0 | 0 | 0 | 0 | 0 | 0 | 0 | 0 | 0 | 0 | 0 | 0 | 0 | 0 | 0 | 0 | 0 | 0 | 0 | 0 | 12
NO |  | 143 | 2011 | 1 | 5 | 5 |  | Sub. 120, MD | Sub. 122, MD | 0 | 0 |  | 0 | 0 | 0 |  | 0 | 0 | 0 | 0 | 0 | 0 | 0 | 0 | 0 | 0 | 0 | 0 | 0 | 0 | 0 | 0 | 0 | 0 | 0 | 0 | 0 | 0 | 0 | 12
NO |  | 143 | 2011 | 1 | 6 | 6 |  | East Line |  | 230 | 0 | Tower | 20.73 | 0 | 1 | 1,590 MCM | 307267 | 894214 | 1201481 | 0 | 0 | 0 | 0 | 0 | 0 | 0 | 0 | 0 | 0 | 0 | 0 | 0 | 0 | 0 | 0 | 0 | 0 | 0 | 0 | 12
NO |  | 143 | 2011 | 1 | 7 | 7 |  | West Line |  | 230 | 0 | Tower | 20.73 | 0 | 1 | A.C.S.R. | 307267 | 932995 | 1240262 | 0 | 0 | 0 | 0 | 0 | 0 | 0 | 0 | 0 | 0 | 0 | 0 | 0 | 0 | 0 | 0 | 0 | 0 | 0 | 0 | 12
NO |  | 143 | 2011 | 1 | 8 | 8 |  | Sub. 162, MD | Sub. 122, MD | 0 | 0 |  | 0 | 0 | 0 |  | 0 | 0 | 0 | 0 | 0 | 0 | 0 | 0 | 0 | 0 | 0 | 0 | 0 | 0 | 0 | 0 | 0 | 0 | 0 | 0 | 0 | 0 | 0 | 12
NO |  | 143 | 2011 | 1 | 9 | 9 |  | East Line |  | 230 | 0 | Tower | 0 | 11.25 | 1 | 1,590 MCM | 141606 | 448162 | 589768 | 0 | 0 | 0 | 0 | 0 | 0 | 0 | 0 | 0 | 0 | 0 | 0 | 0 | 0 | 0 | 0 | 0 | 0 | 0 | 0 | 12
NO |  | 143 | 2011 | 1 | 11 | 11 |  | Sub. 162, MD | Chalk Point Generating | 0 | 0 |  | 0 | 0 | 0 |  | 0 | 0 | 0 | 0 | 0 | 0 | 0 | 0 | 0 | 0 | 0 | 0 | 0 | 0 | 0 | 0 | 0 | 0 | 0 | 0 | 0 | 0 | 0 | 12
NO |  | 143 | 2011 | 1 | 12 | 12 |  | West |  | 230 | 0 | Tower | 0 | 33.3 | 1 | 1,590 MCM | 269414 | 1637581 | 1906995 | 0 | 0 | 0 | 0 | 0 | 0 | 0 | 0 | 0 | 0 | 0 | 0 | 0 | 0 | 0 | 0 | 0 | 0 | 0 | 0 | 12
NO |  | 143 | 2011 | 1 | 14 | 14 |  | Sub. 122, MD | Chalk Point Generating | 0 | 0 |  | 0 | 0 | 0 |  | 0 | 0 | 0 | 0 | 0 | 0 | 0 | 0 | 0 | 0 | 0 | 0 | 0 | 0 | 0 | 0 | 0 | 0 | 0 | 0 | 0 | 0 | 0 | 12
NO |  | 143 | 2011 | 1 | 15 | 15 |  | East Line | Station, MD | 230 | 0 | Tower | 22.05 | 0 | 1 | 1,590 MCM | 127808 | 931387 | 1059195 | 0 | 0 | 0 | 0 | 0 | 0 | 0 | 0 | 0 | 0 | 0 | 0 | 0 | 0 | 0 | 0 | 0 | 0 | 0 | 0 | 12
NO |  | 143 | 2011 | 1 | 16 | 16 |  |  |  | 0 | 0 |  | 0 | 0 | 0 | A. C. S. R. | 0 | 0 | 0 | 0 | 0 | 0 | 0 | 0 | 0 | 0 | 0 | 0 | 0 | 0 | 0 | 0 | 0 | 0 | 0 | 0 | 0 | 0 | 0 | 12
NO |  | 143 | 2011 | 1 | 17 | 17 |  | Sub. 122, MD | Aquasco Sub. 200, MD | 0 | 0 |  | 0 | 0 | 0 |  | 0 | 0 | 0 | 0 | 0 | 0 | 0 | 0 | 0 | 0 | 0 | 0 | 0 | 0 | 0 | 0 | 0 | 0 | 0 | 0 | 0 | 0 | 0 | 12
NO |  | 143 | 2011 | 1 | 18 | 18 |  | East Line |  | 0 | 0 | Tower | 17.66 | 0 | 1 | 1,590 MCM | 102246 | 904966 | 1007212 | 0 | 0 | 0 | 0 | 0 | 0 | 0 | 0 | 0 | 0 | 0 | 0 | 0 | 0 | 0 | 0 | 0 | 0 | 0 | 0 | 12
NO |  | 143 | 2011 | 1 | 19 | 19 |  | West Line |  | 0 | 0 | Tower | 17.66 | 0 | 1 | 1,590 MCM | 102246 | 904965 | 1007211 | 0 | 0 | 0 | 0 | 0 | 0 | 0 | 0 | 0 | 0 | 0 | 0 | 0 | 0 | 0 | 0 | 0 | 0 | 0 | 0 | 12
NO |  | 143 | 2011 | 1 | 20 | 20 |  | Aquasco Sub. 200, MD | Chalk Point Generating, MD | 0 | 0 |  | 0 | 0 | 0 |  | 0 | 0 | 0 | 0 | 0 | 0 | 0 | 0 | 0 | 0 | 0 | 0 | 0 | 0 | 0 | 0 | 0 | 0 | 0 | 0 | 0 | 0 | 0 | 12
NO |  | 143 | 2011 | 1 | 21 | 21 |  | East Line |  | 0 | 0 | Tower | 4.39 | 0 | 1 | 1,590 MCM | 25562 | 226241 | 251803 | 0 | 0 | 0 | 0 | 0 | 0 | 0 | 0 | 0 | 0 | 0 | 0 | 0 | 0 | 0 | 0 | 0 | 0 | 0 | 0 | 12
NO |  | 143 | 2011 | 1 | 22 | 22 |  | West Line |  | 0 | 0 | Tower | 4.39 | 0 | 1 | 1,590 MCM | 25562 | 606323 | 631885 | 0 | 0 | 0 | 0 | 0 | 0 | 0 | 0 | 0 | 0 | 0 | 0 | 0 | 0 | 0 | 0 | 0 | 0 | 0 | 0 | 12
NO |  | 143 | 2011 | 1 | 23 | 23 |  | Sub. 122, MD | Sub. 166, MD | 0 | 0 |  | 0 | 0 | 0 |  | 0 | 0 | 0 | 0 | 0 | 0 | 0 | 0 | 0 | 0 | 0 | 0 | 0 | 0 | 0 | 0 | 0 | 0 | 0 | 0 | 0 | 0 | 0 | 12
NO |  | 143 | 2011 | 1 | 24 | 24 |  | West Line |  | 230 | 0 | Tower | 0 | 10.27 | 1 | 1,590 MCM | 85904 | 463336 | 549240 | 0 | 0 | 0 | 0 | 0 | 0 | 0 | 0 | 0 | 0 | 0 | 0 | 0 | 0 | 0 | 0 | 0 | 0 | 0 | 0 | 12
NO |  | 143 | 2011 | 1 | 25 | 25 |  | East Line |  | 230 | 0 | Tower | 10.27 | 0 | 2 | A.C.S.R. | 171806 | 924739 | 1096545 | 0 | 0 | 0 | 0 | 0 | 0 | 0 | 0 | 0 | 0 | 0 | 0 | 0 | 0 | 0 | 0 | 0 | 0 | 0 | 0 | 12
NO |  | 143 | 2011 | 1 | 26 | 26 |  | Morgantown Generating | Sub. 196, MD | 0 | 0 |  | 0 | 0 | 0 |  | 0 | 0 | 0 | 0 | 0 | 0 | 0 | 0 | 0 | 0 | 0 | 0 | 0 | 0 | 0 | 0 | 0 | 0 | 0 | 0 | 0 | 0 | 0 | 12
NO |  | 143 | 2011 | 1 | 27 | 27 |  | Station, MD |  | 0 | 0 |  | 0 | 0 | 0 |  | 0 | 0 | 0 | 0 | 0 | 0 | 0 | 0 | 0 | 0 | 0 | 0 | 0 | 0 | 0 | 0 | 0 | 0 | 0 | 0 | 0 | 0 | 0 | 12
NO |  | 143 | 2011 | 1 | 28 | 28 |  | East Line |  | 230 | 0 | Tower | 11.15 | 0 | 1 | 1,590 MCM | 101285 | 499483 | 600768 | 0 | 0 | 0 | 0 | 0 | 0 | 0 | 0 | 0 | 0 | 0 | 0 | 0 | 0 | 0 | 0 | 0 | 0 | 0 | 0 | 12
NO |  | 143 | 2011 | 1 | 29 | 29 |  | West Line |  | 230 | 0 | Tower | 11.15 | 0 | 1 | A.C.S.R. | 101284 | 499169 | 600453 | 0 | 0 | 0 | 0 | 0 | 0 | 0 | 0 | 0 | 0 | 0 | 0 | 0 | 0 | 0 | 0 | 0 | 0 | 0 | 0 | 12
NO |  | 143 | 2011 | 1 | 30 | 30 |  | Sub. 196, MD | Sub. 166, MD | 0 | 0 |  | 0 | 0 | 0 | 1,590 MCM | 0 | 0 | 0 | 0 | 0 | 0 | 0 | 0 | 0 | 0 | 0 | 0 | 0 | 0 | 0 | 0 | 0 | 0 | 0 | 0 | 0 | 0 | 0 | 12
NO |  | 143 | 2011 | 1 | 31 | 31 |  | East Line |  | 230 | 0 | Tower | 15.24 | 0 | 1 | A.C.S.R. | 135359 | 682701 | 818060 | 0 | 0 | 0 | 0 | 0 | 0 | 0 | 0 | 0 | 0 | 0 | 0 | 0 | 0 | 0 | 0 | 0 | 0 | 0 | 0 | 12
NO |  | 143 | 2011 | 1 | 32 | 32 |  | Tower Lines-230,000V |  | 0 | 0 |  | 0 | 0 | 0 |  | 0 | 0 | 0 | 0 | 0 | 0 | 0 | 0 | 0 | 0 | 0 | 0 | 0 | 0 | 0 | 0 | 0 | 0 | 0 | 0 | 0 | 0 | 0 | 12
NO |  | 143 | 2011 | 1 | 33 | 33 |  | Morgantown Generating | Sub. 166, MD | 0 | 0 |  | 0 | 0 | 0 |  | 0 | 0 | 0 | 0 | 0 | 0 | 0 | 0 | 0 | 0 | 0 | 0 | 0 | 0 | 0 | 0 | 0 | 0 | 0 | 0 | 0 | 0 | 0 | 12
NO |  | 143 | 2011 | 1 | 34 | 34 |  | Station, MD |  | 0 | 0 |  | 0 | 0 | 0 |  | 0 | 0 | 0 | 0 | 0 | 0 | 0 | 0 | 0 | 0 | 0 | 0 | 0 | 0 | 0 | 0 | 0 | 0 | 0 | 0 | 0 | 0 | 0 | 12
NO |  | 143 | 2011 | 1 | 35 | 35 |  | East Line |  | 230 | 0 | Tower | 0 | 0 | 1 | 1,590 MCM | 236644 | 1171348 | 1407992 | 0 | 0 | 0 | 0 | 0 | 0 | 0 | 0 | 0 | 0 | 0 | 0 | 0 | 0 | 0 | 0 | 0 | 0 | 0 | 0 | 12
NO |  | 143 | 2011 | 2 | 1 | 1 |  | West Line |  | 230 | 0 | Tower | 0 | 26.39 | 1 | A.C.S.R. | 236644 | 1171040 | 1407684 | 0 | 0 | 0 | 0 | 0 | 0 | 0 | 0 | 0 | 0 | 0 | 0 | 0 | 0 | 0 | 0 | 0 | 0 | 0 | 0 | 12
NO |  | 143 | 2011 | 2 | 2 | 2 |  | Sub. 196, MD | Sub. 122, MD | 0 | 0 |  | 0 | 0 | 0 | 1,590 MCM | 0 | 0 | 0 | 0 | 0 | 0 | 0 | 0 | 0 | 0 | 0 | 0 | 0 | 0 | 0 | 0 | 0 | 0 | 0 | 0 | 0 | 0 | 0 | 12
NO |  | 143 | 2011 | 2 | 3 | 3 |  | West Line |  | 230 | 0 | Tower | 25.51 | 0 | 1 | A.C.S.R. | 221263 | 1395039 | 1616302 | 0 | 0 | 0 | 0 | 0 | 0 | 0 | 0 | 0 | 0 | 0 | 0 | 0 | 0 | 0 | 0 | 0 | 0 | 0 | 0 | 12
NO |  | 143 | 2011 | 2 | 5 | 5 |  | Sub. 166, MD | Sub. 202, MD | 0 | 0 |  | 0 | 0 | 0 |  | 0 | 0 | 0 | 0 | 0 | 0 | 0 | 0 | 0 | 0 | 0 | 0 | 0 | 0 | 0 | 0 | 0 | 0 | 0 | 0 | 0 | 0 | 0 | 12
NO |  | 143 | 2011 | 2 | 6 | 6 |  | North Line |  | 230 | 0 | Tower | 4.43 | 0 | 2 | 1,590 MCM | 331112 | 1598826 | 1929938 | 0 | 0 | 0 | 0 | 0 | 0 | 0 | 0 | 0 | 0 | 0 | 0 | 0 | 0 | 0 | 0 | 0 | 0 | 0 | 0 | 12
NO |  | 143 | 2011 | 2 | 7 | 7 |  | South Line |  | 230 | 0 | Tower | 4.43 | 0 | 1 | A.C.S.R. | 165556 | 754580 | 920136 | 0 | 0 | 0 | 0 | 0 | 0 | 0 | 0 | 0 | 0 | 0 | 0 | 0 | 0 | 0 | 0 | 0 | 0 | 0 | 0 | 12
NO |  | 143 | 2011 | 2 | 8 | 8 |  | Sub. 202, MD | Sub. 84, MD | 0 | 0 |  | 0 | 0 | 0 |  | 0 | 0 | 0 | 0 | 0 | 0 | 0 | 0 | 0 | 0 | 0 | 0 | 0 | 0 | 0 | 0 | 0 | 0 | 0 | 0 | 0 | 0 | 0 | 12
NO |  | 143 | 2011 | 2 | 9 | 9 |  | North Line |  | 230 | 0 | Tower | 6.05 | 0 | 2 | 1,590 MCM | 373295 | 617251 | 990546 | 0 | 0 | 0 | 0 | 0 | 0 | 0 | 0 | 0 | 0 | 0 | 0 | 0 | 0 | 0 | 0 | 0 | 0 | 0 | 0 | 12
NO |  | 143 | 2011 | 2 | 10 | 10 |  | South Line |  | 230 | 0 | Tower | 6.05 | 0 | 2 | A.C.S.R. | 373294 | 1478089 | 1851383 | 0 | 0 | 0 | 0 | 0 | 0 | 0 | 0 | 0 | 0 | 0 | 0 | 0 | 0 | 0 | 0 | 0 | 0 | 0 | 0 | 12
NO |  | 143 | 2011 | 2 | 11 | 11 |  | Sub. 122, MD | Sub. 123, MD | 0 | 0 |  | 0 | 0 | 0 |  | 0 | 0 | 0 | 0 | 0 | 0 | 0 | 0 | 0 | 0 | 0 | 0 | 0 | 0 | 0 | 0 | 0 | 0 | 0 | 0 | 0 | 0 | 0 | 12
NO |  | 143 | 2011 | 2 | 12 | 12 |  | North Line |  | 230 | 0 | Tower | 5.01 | 0 | 2 | 1,033.5 MCM | 108678 | 405343 | 514021 | 0 | 0 | 0 | 0 | 0 | 0 | 0 | 0 | 0 | 0 | 0 | 0 | 0 | 0 | 0 | 0 | 0 | 0 | 0 | 0 | 12
NO |  | 143 | 2011 | 2 | 13 | 13 |  | South Line |  | 230 | 0 | Tower | 5.01 | 0 | 2 | A.C.C.R. | 108680 | 426698 | 535378 | 0 | 0 | 0 | 0 | 0 | 0 | 0 | 0 | 0 | 0 | 0 | 0 | 0 | 0 | 0 | 0 | 0 | 0 | 0 | 0 | 12
NO |  | 143 | 2011 | 2 | 14 | 14 |  | Chalk Point Generating | Sub. 195, MD | 0 | 0 |  | 0 | 0 | 0 | 1,590 MCM | 0 | 0 | 0 | 0 | 0 | 0 | 0 | 0 | 0 | 0 | 0 | 0 | 0 | 0 | 0 | 0 | 0 | 0 | 0 | 0 | 0 | 0 | 0 | 12
NO |  | 143 | 2011 | 2 | 15 | 15 |  | Station, MD |  | 230 | 0 | Tower | 11.29 | 0 | 2 | A.C.S.R. | 156366 | 1093727 | 1250093 | 0 | 0 | 0 | 0 | 0 | 0 | 0 | 0 | 0 | 0 | 0 | 0 | 0 | 0 | 0 | 0 | 0 | 0 | 0 | 0 | 12
NO |  | 143 | 2011 | 2 | 16 | 16 |  | Sub. 195, MD | Morgantown Generating | 0 | 0 |  | 0 | 0 | 0 | 1,590 MCM | 0 | 0 | 0 | 0 | 0 | 0 | 0 | 0 | 0 | 0 | 0 | 0 | 0 | 0 | 0 | 0 | 0 | 0 | 0 | 0 | 0 | 0 | 0 | 12
NO |  | 143 | 2011 | 2 | 17 | 17 |  |  | Station, MD | 230 | 0 | Tower | 10.36 | 0 | 2 | A.C.S.R. | 143484 | 1455190 | 1598674 | 0 | 0 | 0 | 0 | 0 | 0 | 0 | 0 | 0 | 0 | 0 | 0 | 0 | 0 | 0 | 0 | 0 | 0 | 0 | 0 | 12
NO |  | 143 | 2011 | 2 | 18 | 18 |  | Sub. 118, MD | Sub. 121, MD | 0 | 0 |  | 0 | 0 | 0 |  | 0 | 0 | 0 | 0 | 0 | 0 | 0 | 0 | 0 | 0 | 0 | 0 | 0 | 0 | 0 | 0 | 0 | 0 | 0 | 0 | 0 | 0 | 0 | 12
NO |  | 143 | 2011 | 2 | 19 | 19 |  | North Line |  | 230 | 0 | Steel Pole | 11.38 | 0 | 2 | 1,590 MCM | 412340 | 6570248 | 6982588 | 0 | 0 | 0 | 0 | 0 | 0 | 0 | 0 | 0 | 0 | 0 | 0 | 0 | 0 | 0 | 0 | 0 | 0 | 0 | 0 | 12
NO |  | 143 | 2011 | 2 | 20 | 20 |  | South Line |  | 230 | 0 | Steel Pole | 11.38 | 0 | 2 | A.C.S.R.M | 412340 | 12613435 | 13025775 | 0 | 0 | 0 | 0 | 0 | 0 | 0 | 0 | 0 | 0 | 0 | 0 | 0 | 0 | 0 | 0 | 0 | 0 | 0 | 0 | 12
NO |  | 143 | 2011 | 2 | 21 | 21 |  | Sub. 165, MD | Sub. 158, MD | 0 | 0 |  | 0 | 0 | 0 |  | 0 | 0 | 0 | 0 | 0 | 0 | 0 | 0 | 0 | 0 | 0 | 0 | 0 | 0 | 0 | 0 | 0 | 0 | 0 | 0 | 0 | 0 | 0 | 12
NO |  | 143 | 2011 | 2 | 22 | 22 |  | West Line |  | 230 | 0 | Tower | 4.26 | 0 | 2 | 1,033.5 MCM | 676173 | 344164 | 1020337 | 0 | 0 | 0 | 0 | 0 | 0 | 0 | 0 | 0 | 0 | 0 | 0 | 0 | 0 | 0 | 0 | 0 | 0 | 0 | 0 | 12
NO |  | 143 | 2011 | 2 | 23 | 23 |  | East Line |  | 230 | 0 | Tower | 4.26 | 0 | 2 | A.C.S.R. | 676173 | 1135337 | 1811510 | 0 | 0 | 0 | 0 | 0 | 0 | 0 | 0 | 0 | 0 | 0 | 0 | 0 | 0 | 0 | 0 | 0 | 0 | 0 | 0 | 12
NO |  | 143 | 2011 | 2 | 24 | 24 |  | Sub. 120, MD | Sub. 163, MD | 0 | 0 |  | 0 | 0 | 0 |  | 0 | 0 | 0 | 0 | 0 | 0 | 0 | 0 | 0 | 0 | 0 | 0 | 0 | 0 | 0 | 0 | 0 | 0 | 0 | 0 | 0 | 0 | 0 | 12
NO |  | 143 | 2011 | 2 | 25 | 25 |  | East Line |  | 230 | 0 | Tower | 6.53 | 0 | 2 | 1,033.5 MCM | 39765 | 1062014 | 1101779 | 0 | 0 | 0 | 0 | 0 | 0 | 0 | 0 | 0 | 0 | 0 | 0 | 0 | 0 | 0 | 0 | 0 | 0 | 0 | 0 | 12
NO |  | 143 | 2011 | 2 | 27 | 27 |  | West Line |  | 230 | 0 | Steel Pole | 6.53 | 0 | 2 | 1,590 MCM | 39763 | 6863147 | 6902910 | 0 | 0 | 0 | 0 | 0 | 0 | 0 | 0 | 0 | 0 | 0 | 0 | 0 | 0 | 0 | 0 | 0 | 0 | 0 | 0 | 12
NO |  | 143 | 2011 | 2 | 30 | 30 |  | Tower Lines-230,000V |  | 0 | 0 |  | 0 | 0 | 0 |  | 0 | 0 | 0 | 0 | 0 | 0 | 0 | 0 | 0 | 0 | 0 | 0 | 0 | 0 | 0 | 0 | 0 | 0 | 0 | 0 | 0 | 0 | 0 | 12
NO |  | 143 | 2011 | 2 | 32 | 32 |  | Sub. 163, MD | Sub. 27, MD | 0 | 0 |  | 0 | 0 | 0 |  | 0 | 0 | 0 | 0 | 0 | 0 | 0 | 0 | 0 | 0 | 0 | 0 | 0 | 0 | 0 | 0 | 0 | 0 | 0 | 0 | 0 | 0 | 0 | 12
NO |  | 143 | 2011 | 2 | 33 | 33 |  | East Line |  | 230 | 0 | Tower | 3.31 | 0 | 2 | 1,033.5 MCM | 20156 | 382069 | 402225 | 0 | 0 | 0 | 0 | 0 | 0 | 0 | 0 | 0 | 0 | 0 | 0 | 0 | 0 | 0 | 0 | 0 | 0 | 0 | 0 | 12
NO |  | 143 | 2011 | 2 | 35 | 35 |  | West Line |  | 230 | 0 | Steel Pole | 3.31 | 0 | 2 | 1,590 MCM | 20155 | 3379926 | 3400081 | 0 | 0 | 0 | 0 | 0 | 0 | 0 | 0 | 0 | 0 | 0 | 0 | 0 | 0 | 0 | 0 | 0 | 0 | 0 | 0 | 12
NO |  | 143 | 2011 | 3 | 2 | 2 |  | Pipe Type Cable Lines- |  | 0 | 0 |  | 0 | 0 | 0 |  | 0 | 0 | 0 | 0 | 0 | 0 | 0 | 0 | 0 | 0 | 0 | 0 | 0 | 0 | 0 | 0 | 0 | 0 | 0 | 0 | 0 | 0 | 0 | 12
NO |  | 143 | 2011 | 3 | 3 | 3 |  | 230,000V |  | 0 | 0 |  | 0 | 0 | 0 |  | 0 | 0 | 0 | 0 | 0 | 0 | 0 | 0 | 0 | 0 | 0 | 0 | 0 | 0 | 0 | 0 | 0 | 0 | 0 | 0 | 0 | 0 | 0 | 12
NO |  | 143 | 2011 | 3 | 4 | 4 |  | Benning Generating | Sub. 123, MD | 230 | 0 | Underground | 5.34 | 0 | 1 | 2,500 MCM | 0 | 4656809 | 4656809 | 0 | 0 | 0 | 0 | 0 | 0 | 0 | 0 | 0 | 0 | 0 | 0 | 0 | 0 | 0 | 0 | 0 | 0 | 0 | 0 | 12
NO |  | 143 | 2011 | 3 | 5 | 5 |  | Station, D.C. |  | 0 | 0 | Construction | 0 | 0 | 0 | 3,000 MCM | 0 | 0 | 0 | 0 | 0 | 0 | 0 | 0 | 0 | 0 | 0 | 0 | 0 | 0 | 0 | 0 | 0 | 0 | 0 | 0 | 0 | 0 | 0 | 12
NO |  | 143 | 2011 | 3 | 7 | 7 |  | Benning Generating | Sub. 123, MD | 230 | 0 | Underground | 5.34 | 0 | 1 | 2,500 MCM | 0 | 5908195 | 5908195 | 0 | 0 | 0 | 0 | 0 | 0 | 0 | 0 | 0 | 0 | 0 | 0 | 0 | 0 | 0 | 0 | 0 | 0 | 0 | 0 | 12
NO |  | 143 | 2011 | 3 | 8 | 8 |  | Station, D.C. |  | 0 | 0 | Construction | 0 | 0 | 0 | 3,000 MCM | 0 | 0 | 0 | 0 | 0 | 0 | 0 | 0 | 0 | 0 | 0 | 0 | 0 | 0 | 0 | 0 | 0 | 0 | 0 | 0 | 0 | 0 | 0 | 12
NO |  | 143 | 2011 | 3 | 10 | 10 |  | Buzzard Point Generating | Sub. 123, MD | 230 | 0 | Underground | 10.98 | 0 | 1 | 1,500 MCM | 0 | 3324563 | 3324563 | 0 | 0 | 0 | 0 | 0 | 0 | 0 | 0 | 0 | 0 | 0 | 0 | 0 | 0 | 0 | 0 | 0 | 0 | 0 | 0 | 12
NO |  | 143 | 2011 | 3 | 11 | 11 |  | Station, D.C. |  | 0 | 0 | Construction | 0 | 0 | 0 | Cu. | 0 | 0 | 0 | 0 | 0 | 0 | 0 | 0 | 0 | 0 | 0 | 0 | 0 | 0 | 0 | 0 | 0 | 0 | 0 | 0 | 0 | 0 | 0 | 12
NO |  | 143 | 2011 | 3 | 12 | 12 |  | Buzzard Point Generating | Sub. 136, MD | 230 | 0 | Underground | 7.03 | 0 | 2 | 3,000 MCM | 0 | 9453121 | 9453121 | 0 | 0 | 0 | 0 | 0 | 0 | 0 | 0 | 0 | 0 | 0 | 0 | 0 | 0 | 0 | 0 | 0 | 0 | 0 | 0 | 12
NO |  | 143 | 2011 | 3 | 13 | 13 |  | Station, D.C. |  | 0 | 0 | Construction | 0 | 0 | 0 | Cu. | 0 | 0 | 0 | 0 | 0 | 0 | 0 | 0 | 0 | 0 | 0 | 0 | 0 | 0 | 0 | 0 | 0 | 0 | 0 | 0 | 0 | 0 | 0 | 12
NO |  | 143 | 2011 | 3 | 14 | 14 |  | Potomac River Generating | Sub. 83, D.C. | 230 | 0 | Underground | 4.74 | 0 | 4 | 2,500 MCM | 0 | 5560661 | 5560661 | 0 | 0 | 0 | 0 | 0 | 0 | 0 | 0 | 0 | 0 | 0 | 0 | 0 | 0 | 0 | 0 | 0 | 0 | 0 | 0 | 12
NO |  | 143 | 2011 | 3 | 15 | 15 |  | Station, VA |  | 0 | 0 | Construction | 0 | 0 | 0 | Cu. | 0 | 0 | 0 | 0 | 0 | 0 | 0 | 0 | 0 | 0 | 0 | 0 | 0 | 0 | 0 | 0 | 0 | 0 | 0 | 0 | 0 | 0 | 0 | 12
NO |  | 143 | 2011 | 3 | 16 | 16 |  | Sub. 83, D.C. | Sub. 84, MD | 230 | 0 | Underground | 10.46 | 0 | 2 | 3,000 MCM | 326312 | 12237393 | 12563705 | 0 | 0 | 0 | 0 | 0 | 0 | 0 | 0 | 0 | 0 | 0 | 0 | 0 | 0 | 0 | 0 | 0 | 0 | 0 | 0 | 12
NO |  | 143 | 2011 | 3 | 17 | 17 |  |  |  | 0 | 0 | Construction | 0 | 0 | 0 | Cu. | 0 | 0 | 0 | 0 | 0 | 0 | 0 | 0 | 0 | 0 | 0 | 0 | 0 | 0 | 0 | 0 | 0 | 0 | 0 | 0 | 0 | 0 | 0 | 12
NO |  | 143 | 2011 | 3 | 18 | 18 |  | Sub. 136, D.C. | Sub. 84, MD | 230 | 0 | UDG Construct. | 14.02 | 0 | 2 | 3,000 MCM Cu. | 0 | 16081283 | 16081283 | 0 | 0 | 0 | 0 | 0 | 0 | 0 | 0 | 0 | 0 | 0 | 0 | 0 | 0 | 0 | 0 | 0 | 0 | 0 | 0 | 12
NO |  | 143 | 2011 | 3 | 19 | 19 |  | Sub. 83, D.C. | Sub. 84, MD | 230 | 0 | UDG Construct. | 11.2 | 0 | 2 | 2,500 MCM Cu. | 0 | 35419428 | 35419428 | 0 | 0 | 0 | 0 | 0 | 0 | 0 | 0 | 0 | 0 | 0 | 0 | 0 | 0 | 0 | 0 | 0 | 0 | 0 | 0 | 12
NO |  | 143 | 2011 | 3 | 21 | 21 |  | Pipe Type Cable Lines- |  | 0 | 0 |  | 0 | 0 | 0 |  | 0 | 0 | 0 | 0 | 0 | 0 | 0 | 0 | 0 | 0 | 0 | 0 | 0 | 0 | 0 | 0 | 0 | 0 | 0 | 0 | 0 | 0 | 0 | 12
NO |  | 143 | 2011 | 3 | 22 | 22 |  | 138,000V |  | 0 | 0 |  | 0 | 0 | 0 |  | 0 | 0 | 0 | 0 | 0 | 0 | 0 | 0 | 0 | 0 | 0 | 0 | 0 | 0 | 0 | 0 | 0 | 0 | 0 | 0 | 0 | 0 | 0 | 12
NO |  | 143 | 2011 | 3 | 23 | 23 |  | Sub. 121, MD | Sub. 6, MD | 138 | 0 | Underground | 9.34 | 0 | 2 | 1,250 MCM | 14866 | 2734047 | 2748913 | 0 | 0 | 0 | 0 | 0 | 0 | 0 | 0 | 0 | 0 | 0 | 0 | 0 | 0 | 0 | 0 | 0 | 0 | 0 | 0 | 12
NO |  | 143 | 2011 | 3 | 24 | 24 |  |  |  | 0 | 0 | Construction | 0 | 0 | 0 | Cu. | 0 | 0 | 0 | 0 | 0 | 0 | 0 | 0 | 0 | 0 | 0 | 0 | 0 | 0 | 0 | 0 | 0 | 0 | 0 | 0 | 0 | 0 | 0 | 12
NO |  | 143 | 2011 | 3 | 25 | 25 |  | Sub. 121, MD | Sub. 129, D.C. | 138 | 0 | Underground | 18.38 | 0 | 2 | 1,250 MCM | 0 | 10646212 | 10646212 | 0 | 0 | 0 | 0 | 611430416 | 0 | 0 | 0 | 0 | 0 | 0 | 0 | 0 | 0 | 0 | 0 | 0 | 0 | 0 | 0 | 12
NO |  | 143 | 2011 | 3 | 26 | 26 |  |  |  | 0 | 0 | Construction | 0 | 0 | 0 | Cu. | 0 | 0 | 0 | 0 | 0 | 0 | 0 | 0 | 0 | 0 | 0 | 0 | 0 | 0 | 0 | 0 | 0 | 0 | 0 | 0 | 0 | 0 | 0 | 12
NO |  | 143 | 2011 | 3 | 27 | 27 |  | Sub. 6, MD | Sub. 129, D.C. | 138 | 0 | Underground | 4.99 | 0 | 1 | 1,250 MCM | 0 | 11764931 | 11764931 | 0 | 0 | 0 | 0 | 0 | 0 | 0 | 0 | 0 | 0 | 0 | 0 | 0 | 0 | 0 | 0 | 0 | 0 | 0 | 0 | 12
NO |  | 143 | 2011 | 3 | 28 | 28 |  |  |  | 0 | 0 | Construction | 0 | 0 | 0 | Cu. | 0 | 0 | 0 | 0 | 0 | 0 | 0 | 0 | 0 | 0 | 0 | 0 | 0 | 0 | 0 | 0 | 0 | 0 | 0 | 0 | 0 | 0 | 0 | 12
NO |  | 143 | 2011 | 3 | 30 | 30 |  | Pipe Type Cable Lines- |  | 0 | 0 |  | 0 | 0 | 0 |  | 0 | 0 | 0 | 0 | 0 | 0 | 0 | 0 | 0 | 0 | 0 | 0 | 0 | 0 | 0 | 0 | 0 | 0 | 0 | 0 | 0 | 0 | 0 | 12
NO |  | 143 | 2011 | 3 | 31 | 31 |  | 138,000V (continued) |  | 0 | 0 |  | 0 | 0 | 0 |  | 0 | 0 | 0 | 0 | 0 | 0 | 0 | 0 | 0 | 0 | 0 | 0 | 0 | 0 | 0 | 0 | 0 | 0 | 0 | 0 | 0 | 0 | 0 | 12
NO |  | 143 | 2011 | 3 | 32 | 32 |  | Sub. 6, MD | Sub. 2, D.C. | 138 | 0 | Underground | 9.52 | 0 | 1 | 1,250 MCM | 0 | 13613441 | 13613441 | 0 | 0 | 0 | 0 | 0 | 0 | 0 | 0 | 0 | 0 | 0 | 0 | 0 | 0 | 0 | 0 | 0 | 0 | 0 | 0 | 12
NO |  | 143 | 2011 | 3 | 33 | 33 |  |  |  | 0 | 0 | Construction | 0 | 0 | 0 | Cu. | 0 | 0 | 0 | 0 | 0 | 0 | 0 | 0 | 0 | 0 | 0 | 0 | 0 | 0 | 0 | 0 | 0 | 0 | 0 | 0 | 0 | 0 | 0 | 12
NO |  | 143 | 2011 | 3 | 34 | 34 |  | Sub. 129, D.C. | Sub. 2, D.C. | 138 | 0 | Underground | 4.85 | 0 | 1 | 1,250 MCM | 0 | 1433307 | 1433307 | 0 | 0 | 0 | 0 | 0 | 0 | 0 | 0 | 0 | 0 | 0 | 0 | 0 | 0 | 0 | 0 | 0 | 0 | 0 | 0 | 12
NO |  | 143 | 2011 | 3 | 35 | 35 |  |  |  | 0 | 0 | Construction | 0 | 0 | 0 | Cu. | 0 | 0 | 0 | 0 | 0 | 0 | 0 | 0 | 0 | 0 | 0 | 0 | 0 | 0 | 0 | 0 | 0 | 0 | 0 | 0 | 0 | 0 | 0 | 12
NO |  | 143 | 2011 | 4 | 1 | 1 |  | Sub. 2, D.C. | Sub. 52, D.C. | 138 | 0 | Underground | 0.46 | 0 | 1 | 1,250 MCM | 0 | 238516 | 238516 | 0 | 0 | 0 | 0 | 0 | 0 | 0 | 0 | 0 | 0 | 0 | 0 | 0 | 0 | 0 | 0 | 0 | 0 | 0 | 0 | 12
NO |  | 143 | 2011 | 4 | 2 | 2 |  |  |  | 0 | 0 | Construction | 0 | 0 | 0 | Cu. | 0 | 0 | 0 | 0 | 0 | 0 | 0 | 0 | 0 | 0 | 0 | 0 | 0 | 0 | 0 | 0 | 0 | 0 | 0 | 0 | 0 | 0 | 0 | 12
NO |  | 143 | 2011 | 4 | 3 | 3 |  | Sub. 52, D.C. | Buzzard Point Generating | 138 | 0 | Underground | 3.36 | 0 | 1 | 1,250 MCM | 0 | 1999897 | 1999897 | 0 | 0 | 0 | 0 | 0 | 0 | 0 | 0 | 0 | 0 | 0 | 0 | 0 | 0 | 0 | 0 | 0 | 0 | 0 | 0 | 12
NO |  | 143 | 2011 | 4 | 4 | 4 |  |  | Station, D.C. | 0 | 0 | Construction | 0 | 0 | 0 | Cu. | 0 | 0 | 0 | 0 | 0 | 0 | 0 | 0 | 0 | 0 | 0 | 0 | 0 | 0 | 0 | 0 | 0 | 0 | 0 | 0 | 0 | 0 | 0 | 12
NO |  | 143 | 2011 | 4 | 5 | 5 |  | Sub. 52, D.C. | Buzzard Point Generating | 138 | 0 | Underground | 3.12 | 0 | 1 | 1,250 MCM | 0 | 2984095 | 2984095 | 0 | 0 | 0 | 0 | 0 | 0 | 0 | 0 | 0 | 0 | 0 | 0 | 0 | 0 | 0 | 0 | 0 | 0 | 0 | 0 | 12
NO |  | 143 | 2011 | 4 | 6 | 6 |  |  | Station, D.C. | 0 | 0 | Construction | 0 | 0 | 0 | Cu. | 0 | 0 | 0 | 0 | 0 | 0 | 0 | 0 | 0 | 0 | 0 | 0 | 0 | 0 | 0 | 0 | 0 | 0 | 0 | 0 | 0 | 0 | 0 | 12
NO |  | 143 | 2011 | 4 | 7 | 7 |  | Sub. 2, D.C. | Sub. 18, D.C. | 138 | 0 | Underground | 2.46 | 0 | 1 | 1,250 MCM | 0 | 1543856 | 1543856 | 0 | 0 | 0 | 0 | 0 | 0 | 0 | 0 | 0 | 0 | 0 | 0 | 0 | 0 | 0 | 0 | 0 | 0 | 0 | 0 | 12
NO |  | 143 | 2011 | 4 | 8 | 8 |  |  |  | 0 | 0 | Construction | 0 | 0 | 0 | Cu. | 0 | 0 | 0 | 0 | 0 | 0 | 0 | 0 | 0 | 0 | 0 | 0 | 0 | 0 | 0 | 0 | 0 | 0 | 0 | 0 | 0 | 0 | 0 | 12
NO |  | 143 | 2011 | 4 | 9 | 9 |  | Sub. 18, D.C. | Sub. 52, D.C. | 138 | 0 | Underground | 1.87 | 0 | 1 | 1,250 MCM | 0 | 1266990 | 1266990 | 0 | 0 | 0 | 0 | 0 | 0 | 0 | 0 | 0 | 0 | 0 | 0 | 0 | 0 | 0 | 0 | 0 | 0 | 0 | 0 | 12
NO |  | 143 | 2011 | 4 | 10 | 10 |  |  |  | 0 | 0 | Construction | 0 | 0 | 0 | Cu. | 0 | 0 | 0 | 0 | 0 | 0 | 0 | 0 | 0 | 0 | 0 | 0 | 0 | 0 | 0 | 0 | 0 | 0 | 0 | 0 | 0 | 0 | 0 | 12
NO |  | 143 | 2011 | 4 | 11 | 11 |  | Sub. 18, D.C. | Buzzard Point Generating | 138 | 0 | Underground | 1.68 | 0 | 1 | 1,250 MCM | 0 | 669447 | 669447 | 0 | 0 | 0 | 0 | 0 | 0 | 0 | 0 | 0 | 0 | 0 | 0 | 0 | 0 | 0 | 0 | 0 | 0 | 0 | 0 | 12
NO |  | 143 | 2011 | 4 | 12 | 12 |  |  | Station, D.C. | 0 | 0 | Construction | 0 | 0 | 0 | Cu. | 0 | 0 | 0 | 0 | 0 | 0 | 0 | 0 | 0 | 0 | 0 | 0 | 0 | 0 | 0 | 0 | 0 | 0 | 0 | 0 | 0 | 0 | 0 | 12
NO |  | 143 | 2011 | 4 | 13 | 13 |  | Sub. 18, D.C. | Buzzard Point Generating | 138 | 0 | Underground | 1.36 | 0 | 1 | 1,250 MCM | 0 | 1672164 | 1672164 | 0 | 0 | 0 | 0 | 0 | 0 | 0 | 0 | 0 | 0 | 0 | 0 | 0 | 0 | 0 | 0 | 0 | 0 | 0 | 0 | 12
NO |  | 143 | 2011 | 4 | 14 | 14 |  |  | Station, D.C. | 0 | 0 | Construction | 0 | 0 | 0 | Cu. | 0 | 0 | 0 | 0 | 0 | 0 | 0 | 0 | 0 | 0 | 0 | 0 | 0 | 0 | 0 | 0 | 0 | 0 | 0 | 0 | 0 | 0 | 0 | 12
NO |  | 143 | 2011 | 4 | 15 | 15 |  | Buzzard Point Generating | Sub. 123, MD | 138 | 0 | Underground | 10.83 | 0 | 1 | 1,250 MCM | 0 | 3061947 | 3061947 | 0 | 0 | 0 | 0 | 0 | 0 | 0 | 0 | 0 | 0 | 0 | 0 | 0 | 0 | 0 | 0 | 0 | 0 | 0 | 0 | 12
NO |  | 143 | 2011 | 4 | 16 | 16 |  | Station, D.C. |  | 0 | 0 | Construction | 0 | 0 | 0 | Cu. | 0 | 0 | 0 | 0 | 0 | 0 | 0 | 0 | 0 | 0 | 0 | 0 | 0 | 0 | 0 | 0 | 0 | 0 | 0 | 0 | 0 | 0 | 0 | 12
SI/SI | A | 143 | 2011 | 4 | 19 | 19 |  | Steel Pole Lines |  | 115 | 0 | Single Pole | 0 | 26.38 | 6 | 1,033.5 MCM | 0 | 2066285 | 2066285 | 0 | 0 | 0 | 75701.5256 | 0 | 0 | 0 | 0 | 0 | 0 | 611430417 | 0 | 0 | 0 | 0 | 0 | 0 | 0 | 0 | 0 | 12
NO |  | 143 | 2011 | 4 | 20 | 20 |  |  |  | 0 | 0 | Steel | 0 | 0 | 0 | A.C.S.R. | 0 | 0 | 0 | 0 | 0 | 0 | 0 | 0 | 0 | 0 | 0 | 0 | 0 | 0 | 0 | 0 | 0 | 0 | 0 | 0 | 0 | 0 | 0 | 12
SI/SI | S | 143 | 2011 | 4 | 23 | 23 |  | 115 KV Pipe Type |  | 115 | 0 | Underground | 11.71 | 0 | 5 | 750 MCM | 0 | 3993840 | 3993840 | 0 | 0 | 0 | 146320.4645 | 0 | 0 | 0 | 0 | 0 | 0 | 0 | 0 | 0 | 0 | 0 | 0 | 0 | 0 | 0 | 0 | 12
NO |  | 143 | 2011 | 4 | 24 | 24 |  | Cable Lines |  | 0 | 0 | Construction | 0 | 0 | 0 | Cu. | 0 | 0 | 0 | 0 | 0 | 0 | 0 | 0 | 0 | 0 | 0 | 0 | 0 | 0 | 0 | 0 | 0 | 0 | 0 | 0 | 0 | 0 | 0 | 12
NO |  | 143 | 2011 | 4 | 33 | 33 |  | Expenses (excluding those |  | 0 | 0 |  | 0 | 0 | 0 |  | 0 | 0 | 0 | 0 | 0 | 0 | 0 | 0 | 0 | 0 | 0 | 0 | 0 | 0 | 0 | 0 | 0 | 0 | 0 | 0 | 0 | 0 | 0 | 12
NO |  | 143 | 2011 | 4 | 34 | 34 |  | applicable to jointly owned |  | 0 | 0 |  | 0 | 0 | 0 |  | 0 | 0 | 0 | 0 | 0 | 0 | 0 | 0 | 0 | 0 | 0 | 0 | 0 | 0 | 0 | 0 | 0 | 0 | 0 | 0 | 0 | 0 | 0 | 12
NO |  | 143 | 2011 | 4 | 35 | 35 |  | line) |  | 0 | 0 |  | 0 | 0 | 0 |  | 0 | 0 | 0 | 3369616 | 2151347 | 7621589 | 13142552 | 0 | 0 | 0 | 0 | 0 | 0 | 0 | 0 | 0 | 0 | 0 | 0 | 0 | 0 | 0 | 0 | 12
NO |  | 143 | 2011 | 0 | 36 | 36 |  | TOTAL |  | 0 | 0 |  | 643.88 | 129.55 | 119 |  | 30886986 | 328292819 | 359179805 | 3386168 | 2151347 | 7621589 | 13159104 | 0 | 0 | 0 | 0 | 0 | 0 | 0 | 0 | 0 | 0 | 0 | 0 | 0 | 0 | 0 | 0 | 12
NO |  | 130 | 2011 | 0 | 1 | 1 |  | Blue Mtn Lake | Ft Smith | 500 | 500 | (3) Tower | 46.85 | 0 | 1 | 1024500ACSR | 179736 | 3109820 | 3289556 | 491103 | 23029 | 0 | 514132 | 0 | 0 | 0 | 0 | 0 | 0 | 0 | 0 | 0 | 0 | 0 | 0 | 0 | 0 | 0 | 0 | 12
NO |  | 130 | 2011 | 0 | 3 | 3 |  | Pittsburgh | Muskogee | 345 | 345 | (3) Tower | 210.39 | 44.29 | 1 | 2167000ACSR | 3543828 | 33459325 | 37003153 | 9547006 | 447681 | 0 | 9994687 | 0 | 0 | 0 | 0 | 0 | 0 | 0 | 0 | 0 | 0 | 0 | 0 | 0 | 0 | 0 | 0 | 12
NO |  | 130 | 2011 | 0 | 4 | 4 |  | Kendrick | Cimarron | 345 | 345 | (3) Tower | 64.29 | 0 | 1 | 2167000ACSR | 441999 | 4453727 | 4895726 | 0 | 0 | 0 | 0 | 0 | 0 | 0 | 0 | 0 | 0 | 0 | 0 | 0 | 0 | 0 | 0 | 0 | 0 | 0 | 0 | 12
NO |  | 130 | 2011 | 0 | 5 | 5 |  | Cimarron | Draper Lake | 345 | 345 | (3) Tower | 89.41 | 2.68 | 1 | 795000ACSR | 2645296 | 12167780 | 14813076 | 0 | 0 | 0 | 0 | 0 | 0 | 0 | 0 | 0 | 0 | 0 | 0 | 0 | 0 | 0 | 0 | 0 | 0 | 0 | 0 | 12
NO |  | 130 | 2011 | 0 | 6 | 6 |  | Cimarron | Kansas Border | 345 | 345 | (3) Wood | 106.57 | 0 | 1 | 795000ACSR | 348353 | 23683396 | 24031749 | 0 | 0 | 0 | 0 | 0 | 0 | 0 | 0 | 0 | 0 | 0 | 0 | 0 | 0 | 0 | 0 | 0 | 0 | 0 | 0 | 12
NO |  | 130 | 2011 | 0 | 7 | 7 |  | Draper Lake | Seminole | 345 | 345 | (3) Tower | 44.46 | 44.46 | 1 | 795000ACSR | 224979 | 5165425 | 5390404 | 0 | 0 | 0 | 0 | 0 | 0 | 0 | 0 | 0 | 0 | 0 | 0 | 0 | 0 | 0 | 0 | 0 | 0 | 0 | 0 | 12
NO |  | 130 | 2011 | 0 | 8 | 8 |  | Seminole Plant | Ashland | 345 | 345 | (3) Wood | 40.29 | 0 | 1 | 795000ACSR | 150971 | 3133118 | 3284089 | 0 | 0 | 0 | 0 | 0 | 0 | 0 | 0 | 0 | 0 | 0 | 0 | 0 | 0 | 0 | 0 | 0 | 0 | 0 | 0 | 12
NO |  | 130 | 2011 | 0 | 9 | 9 |  | Draper Lake | Horseshoe Lake | 345 | 345 | (3) Tower | 15.86 | 0 | 1 | 795000ACSR | 323506 | 5056267 | 5379773 | 0 | 0 | 0 | 0 | 0 | 0 | 0 | 0 | 0 | 0 | 0 | 0 | 0 | 0 | 0 | 0 | 0 | 0 | 0 | 0 | 12
NO |  | 130 | 2011 | 0 | 10 | 10 |  | Seminole Plant | Horseshoe Lake | 345 | 345 | (3) Tower | 69.64 | 55.3 | 1 | 795000ACSR | 355579 | 7330875 | 7686454 | 0 | 0 | 0 | 0 | 0 | 0 | 0 | 0 | 0 | 0 | 0 | 0 | 0 | 0 | 0 | 0 | 0 | 0 | 0 | 0 | 12
NO |  | 130 | 2011 | 0 | 11 | 11 |  | Pecan Creek | Riverside | 345 | 345 | (3) Tower | 32.02 | 3.61 | 1 | 795000ACSR | 418049 | 6766743 | 7184792 | 0 | 0 | 0 | 0 | 0 | 0 | 0 | 0 | 0 | 0 | 0 | 0 | 0 | 0 | 0 | 0 | 0 | 0 | 0 | 0 | 12
NO |  | 130 | 2011 | 0 | 12 | 12 |  | Sooner | Woodring | 345 | 345 | (3) Wood | 43.18 | 0 | 1 | 795000ACSR | 391482 | 14943903 | 15335385 | 0 | 0 | 0 | 0 | 0 | 0 | 0 | 0 | 0 | 0 | 0 | 0 | 0 | 0 | 0 | 0 | 0 | 0 | 0 | 0 | 12
NO |  | 130 | 2011 | 0 | 13 | 13 |  | Northwest | Sooner | 345 | 345 | (3) Tower | 69.58 | 0 | 2 | 795000ACSR | 1124708 | 19128981 | 20253689 | 0 | 0 | 0 | 0 | 0 | 0 | 0 | 0 | 0 | 0 | 0 | 0 | 0 | 0 | 0 | 0 | 0 | 0 | 0 | 0 | 12
NO |  | 130 | 2011 | 0 | 14 | 14 |  | RedBud | Arcadia | 345 | 345 | (3) Tower | 5.09 | 0 | 1 | 795000ACSR | 162923 | 12352 | 175275 | 0 | 0 | 0 | 0 | 0 | 0 | 0 | 0 | 0 | 0 | 0 | 0 | 0 | 0 | 0 | 0 | 0 | 0 | 0 | 0 | 12
NO |  | 130 | 2011 | 0 | 15 | 15 |  | Northwest | Woodward District EHV | 345 | 345 | (1) Steel | 119.98 | 0 | 1 | 1590ACSR | 17095682 | 161270932 | 178366614 | 0 | 0 | 0 | 0 | 0 | 0 | 0 | 0 | 0 | 0 | 0 | 0 | 0 | 0 | 0 | 0 | 0 | 0 | 0 | 0 | 12
NO |  | 130 | 2011 | 0 | 18 | 18 |  | AES Cogen | Fort Smith | 161 | 161 | (2) Wood | 48.86 | 0 | 1 | 477000ACSR | 439777 | 4371972 | 4811749 | 2150791 | 100856 | 0 | 2251647 | 0 | 0 | 0 | 0 | 0 | 0 | 0 | 0 | 0 | 0 | 0 | 0 | 0 | 0 | 0 | 0 | 12
NO |  | 130 | 2011 | 0 | 19 | 19 |  | Muskogee | Pecan Creek | 161 | 161 | (2) Wood | 28.3 | 0 | 1 | 795000ACSR | 169140 | 3083974 | 3253114 | 0 | 0 | 0 | 0 | 0 | 0 | 0 | 0 | 0 | 0 | 0 | 0 | 0 | 0 | 0 | 0 | 0 | 0 | 0 | 0 | 12
NO |  | 130 | 2011 | 0 | 20 | 20 |  | Muskogee | Boudinot Tap | 161 | 161 | (2) Wood | 24.3 | 0 | 1 | 636000ACSR | 50089 | 1102915 | 1153004 | 0 | 0 | 0 | 0 | 0 | 0 | 0 | 0 | 0 | 0 | 0 | 0 | 0 | 0 | 0 | 0 | 0 | 0 | 0 | 0 | 12
NO |  | 130 | 2011 | 0 | 21 | 21 |  | Muskogee | SPA Tap | 161 | 161 | (2) Wood | 4.73 | 0 | 1 | 636000ACSR | 7610 | 172992 | 180602 | 0 | 0 | 0 | 0 | 0 | 0 | 0 | 0 | 0 | 0 | 0 | 0 | 0 | 0 | 0 | 0 | 0 | 0 | 0 | 0 | 12
NO |  | 130 | 2011 | 0 | 22 | 22 |  | VBI | Massard | 161 | 161 | (2) Wood | 9.17 | 0 | 1 | 636000ACSR | 62595 | 936688 | 999283 | 0 | 0 | 0 | 0 | 0 | 0 | 0 | 0 | 0 | 0 | 0 | 0 | 0 | 0 | 0 | 0 | 0 | 0 | 0 | 0 | 12
NO |  | 130 | 2011 | 0 | 23 | 23 |  | VBI | Third Street | 161 | 161 | (1) Wood | 9.43 | 0 | 1 | 636000ACSR | 13946 | 2116469 | 2130415 | 0 | 0 | 0 | 0 | 0 | 0 | 0 | 0 | 0 | 0 | 0 | 0 | 0 | 0 | 0 | 0 | 0 | 0 | 0 | 0 | 12
NO |  | 130 | 2011 | 0 | 24 | 24 |  | Fort Smith | Third Street | 161 | 161 | (1) Wood | 6.86 | 0 | 1 | 795000ACSR | 35697 | 1141655 | 1177352 | 0 | 0 | 0 | 0 | 0 | 0 | 0 | 0 | 0 | 0 | 0 | 0 | 0 | 0 | 0 | 0 | 0 | 0 | 0 | 0 | 12
NO |  | 130 | 2011 | 0 | 25 | 25 |  | Fort Smith | Massard | 161 | 161 | (1) Wood | 15.79 | 0 | 1 | 795000ACSR | 69501 | 1331550 | 1401051 | 0 | 0 | 0 | 0 | 0 | 0 | 0 | 0 | 0 | 0 | 0 | 0 | 0 | 0 | 0 | 0 | 0 | 0 | 0 | 0 | 12
NO |  | 130 | 2011 | 0 | 26 | 26 |  | Macksteel Tap | Macksteel #2 | 161 | 161 | (1) Steel | 0.55 | 0 | 1 | 795AS22ACSR | 2506 | 330740 | 333246 | 0 | 0 | 0 | 0 | 0 | 0 | 0 | 0 | 0 | 0 | 0 | 0 | 0 | 0 | 0 | 0 | 0 | 0 | 0 | 0 | 12
NO |  | 130 | 2011 | 0 | 27 | 27 |  | Fort Smith | Quanex | 161 | 161 | (1) Wood | 4.38 | 0 | 1 | 1590000ACSR | 803768 | 2376604 | 3180372 | 0 | 0 | 0 | 0 | 0 | 0 | 0 | 0 | 0 | 0 | 0 | 0 | 0 | 0 | 0 | 0 | 0 | 0 | 0 | 0 | 12
NO |  | 130 | 2011 | 0 | 28 | 28 |  | Muskogee Tie | North/South | 161 | 161 | (1) Wood | 0.84 | 0 | 1 | 477AS33ACSR | 0 | 230287 | 230287 | 0 | 0 | 0 | 0 | 0 | 0 | 0 | 0 | 0 | 0 | 0 | 0 | 0 | 0 | 0 | 0 | 0 | 0 | 0 | 0 | 12
NO |  | 130 | 2011 | 0 | 29 | 29 |  | Grand Prairie Tap | Grand Prairie (AVEC) | 161 | 161 | (1) Wood | 0.13 | 0 | 1 | 477000ACSR | 0 | 161550 | 161550 | 0 | 0 | 0 | 0 | 0 | 0 | 0 | 0 | 0 | 0 | 0 | 0 | 0 | 0 | 0 | 0 | 0 | 0 | 0 | 0 | 12
NO |  | 130 | 2011 | 0 | 30 | 30 |  | VBI | Helberg | 161 | 161 | (1) Wood | 31.32 | 0 | 1 | 795AS33ACSR | 585771 | 5005071 | 5590842 | 0 | 0 | 0 | 0 | 0 | 0 | 0 | 0 | 0 | 0 | 0 | 0 | 0 | 0 | 0 | 0 | 0 | 0 | 0 | 0 | 12
NO |  | 130 | 2011 | 0 | 31 | 31 |  | Little Spadra | Spadra Clarkesville | 161 | 161 | (1) Steel | 5.96 | 0 | 1 | 795AS33ACSR | 631152 | 3699297 | 4330449 | 0 | 0 | 0 | 0 | 0 | 0 | 0 | 0 | 0 | 0 | 0 | 0 | 0 | 0 | 0 | 0 | 0 | 0 | 0 | 0 | 12
NO |  | 130 | 2011 | 0 | 32 | 32 |  | Muskogee Port Tap | Muskogee Port | 161 | 161 | (1) Steel | 1.78 | 0 | 1 | 795AS33ACSR | 107755 | 1345848 | 1453603 | 0 | 0 | 0 | 0 | 0 | 0 | 0 | 0 | 0 | 0 | 0 | 0 | 0 | 0 | 0 | 0 | 0 | 0 | 0 | 0 | 12
NO |  | 130 | 2011 | 0 | 33 | 33 |  | Gerber Tap | Gerber Rd Tap | 161 | 161 | (1) Steel | 0.4 | 0 | 1 | 477000AS33 | 0 | 156953 | 156953 | 0 | 0 | 0 | 0 | 0 | 0 | 0 | 0 | 0 | 0 | 0 | 0 | 0 | 0 | 0 | 0 | 0 | 0 | 0 | 0 | 12
NO |  | 130 | 2011 | 0 | 34 | 34 |  | Branch | Short Mountain | 161 | 161 | (1) Steel | 10.68 | 0 | 1 | 795AS33ACSR | 43848 | 4571753 | 4615601 | 0 | 0 | 0 | 0 | 0 | 0 | 0 | 0 | 0 | 0 | 0 | 0 | 0 | 0 | 0 | 0 | 0 | 0 | 0 | 0 | 12
NO |  | 130 | 2011 | 1 | 1 | 1 |  | Altus | Littla Spadra | 161 | 161 | (1) Steel | 20.6 | 0 | 1 | 795AS33ACSR | 404569 | 2372022 | 2776591 | 0 | 0 | 0 | 0 | 0 | 0 | 0 | 0 | 0 | 0 | 0 | 0 | 0 | 0 | 0 | 0 | 0 | 0 | 0 | 0 | 12
NO |  | 130 | 2011 | 1 | 3 | 3 |  | Arklahoma | Danville | 154 | 154 | (2) Wood | 0 | 0 | 0 | 250V12CU | 101 | 860282 | 860383 | 0 | 0 | 0 | 0 | 0 | 0 | 0 | 0 | 0 | 0 | 0 | 0 | 0 | 0 | 0 | 0 | 0 | 0 | 0 | 0 | 12
NO |  | 130 | 2011 | 1 | 5 | 5 |  | Osage | S 4th St Enid | 138 | 138 | (2) Wood | 49.6 | 0 | 1 | 3364000ACSR | 220399 | 2982142 | 3202541 | 19502094 | 914498 | 0 | 20416592 | 0 | 0 | 0 | 0 | 0 | 0 | 0 | 0 | 0 | 0 | 0 | 0 | 0 | 0 | 0 | 0 | 12
NO |  | 130 | 2011 | 1 | 7 | 7 |  | Horseshoe Lake | Maud Tap | 138 | 138 | (2) Wood | 39.48 | 0 | 1 | 336400ACSR | 89815 | 2822958 | 2912773 | 0 | 0 | 0 | 0 | 0 | 0 | 0 | 0 | 0 | 0 | 0 | 0 | 0 | 0 | 0 | 0 | 0 | 0 | 0 | 0 | 12
NO |  | 130 | 2011 | 1 | 8 | 8 |  | Arbuckle | Seminole | 138 | 138 | (2) Wood | 63.75 | 6.34 | 1 | 336400ACSR | 83544 | 3295249 | 3378793 | 0 | 0 | 0 | 0 | 0 | 0 | 0 | 0 | 0 | 0 | 0 | 0 | 0 | 0 | 0 | 0 | 0 | 0 | 0 | 0 | 12
NO |  | 130 | 2011 | 1 | 9 | 9 |  | Horseshoe Lake | Sooner | 138 | 138 | (2) Wood | 234.4 | 32.12 | 1 | 477000ACSR | 1110849 | 35725460 | 36836309 | 0 | 0 | 0 | 0 | 0 | 0 | 0 | 0 | 0 | 0 | 0 | 0 | 0 | 0 | 0 | 0 | 0 | 0 | 0 | 0 | 12
NO |  | 130 | 2011 | 1 | 10 | 10 |  | Osage | KG&E | 138 | 138 | (2) Wood | 34.26 | 0 | 1 | 477000ACSR | 75662 | 2556327 | 2631989 | 0 | 0 | 0 | 0 | 0 | 0 | 0 | 0 | 0 | 0 | 0 | 0 | 0 | 0 | 0 | 0 | 0 | 0 | 0 | 0 | 12
NO |  | 130 | 2011 | 1 | 11 | 11 |  | Horseshoe Lake | Lincoln County | 138 | 138 | (2) Wood | 106.73 | 5.74 | 1 | 636000ACSR | 335239 | 8668864 | 9004103 | 0 | 0 | 0 | 0 | 0 | 0 | 0 | 0 | 0 | 0 | 0 | 0 | 0 | 0 | 0 | 0 | 0 | 0 | 0 | 0 | 12
NO |  | 130 | 2011 | 1 | 12 | 12 |  | Bristow | Riverside | 138 | 138 | (2) Wood | 48.15 | 5.06 | 1 | 795000ACSR | 719738 | 8935380 | 9655118 | 0 | 0 | 0 | 0 | 0 | 0 | 0 | 0 | 0 | 0 | 0 | 0 | 0 | 0 | 0 | 0 | 0 | 0 | 0 | 0 | 12
NO |  | 130 | 2011 | 1 | 13 | 13 |  | Earlywine | Sunnyside | 138 | 138 | (2) Wood | 229.4 | 1.44 | 1 | 795000ACSR | 1463595 | 23360291 | 24823886 | 0 | 0 | 0 | 0 | 0 | 0 | 0 | 0 | 0 | 0 | 0 | 0 | 0 | 0 | 0 | 0 | 0 | 0 | 0 | 0 | 12
NO |  | 130 | 2011 | 1 | 14 | 14 |  | Arbuckle | Chickasaw | 138 | 138 | (2) Wood | 31.28 | 0 | 1 | 477000ACSR | 173451 | 2368436 | 2541887 | 0 | 0 | 0 | 0 | 0 | 0 | 0 | 0 | 0 | 0 | 0 | 0 | 0 | 0 | 0 | 0 | 0 | 0 | 0 | 0 | 12
NO |  | 130 | 2011 | 1 | 15 | 15 |  | Cimarron | Cornville | 138 | 138 | (2) Wood | 8.7 | 2.72 | 1 | 795000ACSR | 36475 | 475901 | 512376 | 0 | 0 | 0 | 0 | 0 | 0 | 0 | 0 | 0 | 0 | 0 | 0 | 0 | 0 | 0 | 0 | 0 | 0 | 0 | 0 | 12
NO |  | 130 | 2011 | 1 | 16 | 16 |  | Chicasaw | Russet | 138 | 138 | (2) Wood | 38.54 | 0 | 1 | 477000ACSR | 144742 | 2875556 | 3020298 | 0 | 0 | 0 | 0 | 0 | 0 | 0 | 0 | 0 | 0 | 0 | 0 | 0 | 0 | 0 | 0 | 0 | 0 | 0 | 0 | 12
NO |  | 130 | 2011 | 1 | 17 | 17 |  | Osage | Shidler | 138 | 138 | (2) Wood | 19.67 | 0 | 1 | 477000ACSR | 22778 | 690297 | 713075 | 0 | 0 | 0 | 0 | 0 | 0 | 0 | 0 | 0 | 0 | 0 | 0 | 0 | 0 | 0 | 0 | 0 | 0 | 0 | 0 | 12
NO |  | 130 | 2011 | 1 | 18 | 18 |  | Maud Tap | Paoli | 138 | 138 | (2) Wood | 58.44 | 0 | 1 | 795000ACSR | 197456 | 3303811 | 3501267 | 0 | 0 | 0 | 0 | 0 | 0 | 0 | 0 | 0 | 0 | 0 | 0 | 0 | 0 | 0 | 0 | 0 | 0 | 0 | 0 | 12
NO |  | 130 | 2011 | 1 | 19 | 19 |  | Arbuckle | Brown Tap | 138 | 138 | (2) Wood | 65.51 | 0 | 1 | 477000ACSR | 132882 | 4343186 | 4476068 | 0 | 0 | 0 | 0 | 0 | 0 | 0 | 0 | 0 | 0 | 0 | 0 | 0 | 0 | 0 | 0 | 0 | 0 | 0 | 0 | 12
NO |  | 130 | 2011 | 1 | 20 | 20 |  | Woodward District | Cleo Corner | 138 | 138 | (2) Wood | 57 | 4.3 | 1 | 266800ACSR | 48837 | 1643810 | 1692647 | 0 | 0 | 0 | 0 | 0 | 0 | 0 | 0 | 0 | 0 | 0 | 0 | 0 | 0 | 0 | 0 | 0 | 0 | 0 | 0 | 12
NO |  | 130 | 2011 | 1 | 21 | 21 |  | Bristow | Cushing | 138 | 138 | (2) Wood | 26.06 | 0 | 1 | 477000ACSR | 61515 | 1115839 | 1177354 | 0 | 0 | 0 | 0 | 0 | 0 | 0 | 0 | 0 | 0 | 0 | 0 | 0 | 0 | 0 | 0 | 0 | 0 | 0 | 0 | 12
NO |  | 130 | 2011 | 1 | 22 | 22 |  | Brown | Durant Area | 138 | 138 | (2) Wood | 41.35 | 0 | 1 | 477000ACSR | 140854 | 3189815 | 3330669 | 0 | 0 | 0 | 0 | 0 | 0 | 0 | 0 | 0 | 0 | 0 | 0 | 0 | 0 | 0 | 0 | 0 | 0 | 0 | 0 | 12
NO |  | 130 | 2011 | 1 | 23 | 23 |  | Seminole PSO | Fixico Sub | 138 | 138 | (1) Wood | 1.43 | 0 | 1 | 477000ACSR | 88803 | 71610 | 160413 | 0 | 0 | 0 | 0 | 0 | 0 | 0 | 0 | 0 | 0 | 0 | 0 | 0 | 0 | 0 | 0 | 0 | 0 | 0 | 0 | 12
NO |  | 130 | 2011 | 1 | 24 | 24 |  | El Reno | WFEC@Taloga | 138 | 138 | (2) Wood | 80.07 | 0 | 1 | 477000ACSR | 406442 | 5443049 | 5849491 | 0 | 0 | 0 | 0 | 0 | 0 | 0 | 0 | 0 | 0 | 0 | 0 | 0 | 0 | 0 | 0 | 0 | 0 | 0 | 0 | 12
NO |  | 130 | 2011 | 1 | 25 | 25 |  | Park Lane | Arbuckle | 138 | 138 | (2) Wood | 22.73 | 0 | 1 | 795000ACSR | 13990 | 965020 | 979010 | 0 | 0 | 0 | 0 | 0 | 0 | 0 | 0 | 0 | 0 | 0 | 0 | 0 | 0 | 0 | 0 | 0 | 0 | 0 | 0 | 12
NO |  | 130 | 2011 | 1 | 26 | 26 |  | Cleo Sub | S 4th St Sub | 138 | 138 | (2) Wood | 30.96 | 0 | 1 | 795000ACSR | 63508 | 1612158 | 1675666 | 0 | 0 | 0 | 0 | 0 | 0 | 0 | 0 | 0 | 0 | 0 | 0 | 0 | 0 | 0 | 0 | 0 | 0 | 0 | 0 | 12
NO |  | 130 | 2011 | 1 | 27 | 27 |  | Glenwood | Woodring | 138 | 138 | (2) Wood | 16.5 | 0 | 1 | 795000ACSR | 193208 | 2598151 | 2791359 | 0 | 0 | 0 | 0 | 0 | 0 | 0 | 0 | 0 | 0 | 0 | 0 | 0 | 0 | 0 | 0 | 0 | 0 | 0 | 0 | 12
NO |  | 130 | 2011 | 1 | 28 | 28 |  | Breckinridge Tap | NE Enid Sub | 138 | 138 | (2) Steel | 6.73 | 0 | 1 | 795000ACSR | 55301 | 1318080 | 1373381 | 0 | 0 | 0 | 0 | 0 | 0 | 0 | 0 | 0 | 0 | 0 | 0 | 0 | 0 | 0 | 0 | 0 | 0 | 0 | 0 | 12
NO |  | 130 | 2011 | 1 | 29 | 29 |  | Dewey | Iodine | 138 | 138 | (1) Wood | 23.47 | 0 | 1 | 795000ACSR | 82284 | 1284845 | 1367129 | 0 | 0 | 0 | 0 | 0 | 0 | 0 | 0 | 0 | 0 | 0 | 0 | 0 | 0 | 0 | 0 | 0 | 0 | 0 | 0 | 12
NO |  | 130 | 2011 | 1 | 30 | 30 |  | Polecat Creek Tap | Polecat Creek Sub | 138 | 138 | (2) Steel | 1.55 | 0 | 1 | 477000ACSR | 513 | 732828 | 733341 | 0 | 0 | 0 | 0 | 0 | 0 | 0 | 0 | 0 | 0 | 0 | 0 | 0 | 0 | 0 | 0 | 0 | 0 | 0 | 0 | 12
NO |  | 130 | 2011 | 1 | 31 | 31 |  | SE 15th | Glendale Sub | 138 | 138 | (2) Steel | 2.05 | 0 | 1 | 795000ACSR | 233786 | 558618 | 792404 | 0 | 0 | 0 | 0 | 0 | 0 | 0 | 0 | 0 | 0 | 0 | 0 | 0 | 0 | 0 | 0 | 0 | 0 | 0 | 0 | 12
NO |  | 130 | 2011 | 1 | 32 | 32 |  | Chitwood | Garber | 138 | 138 | (1) Steel | 5.84 | 0 | 1 | 795000ACSR | 1179261 | 2863404 | 4042665 | 0 | 0 | 0 | 0 | 0 | 0 | 0 | 0 | 0 | 0 | 0 | 0 | 0 | 0 | 0 | 0 | 0 | 0 | 0 | 0 | 12
NO |  | 130 | 2011 | 1 | 33 | 33 |  | NE Enid | Glenwood | 138 | 138 | (1) Steel | 8.07 | 0 | 1 | 795000ACSR | 16760 | 2779178 | 2795938 | 0 | 0 | 0 | 0 | 0 | 0 | 0 | 0 | 0 | 0 | 0 | 0 | 0 | 0 | 0 | 0 | 0 | 0 | 0 | 0 | 12
NO |  | 130 | 2011 | 1 | 34 | 34 |  | Richards | Piedmont | 138 | 138 | (1) Steel | 7.99 | 0.81 | 1 | 795000ACSR | 1426429 | 3123950 | 4550379 | 0 | 0 | 0 | 0 | 0 | 0 | 0 | 0 | 0 | 0 | 0 | 0 | 0 | 0 | 0 | 0 | 0 | 0 | 0 | 0 | 12
NO |  | 130 | 2011 | 1 | 35 | 35 |  | Woodward | Iodine | 138 | 138 | (1) Steel | 13.56 | 2.32 | 1 | 795000ACSR | 623718 | 6322925 | 6946643 | 0 | 0 | 0 | 0 | 0 | 0 | 0 | 0 | 0 | 0 | 0 | 0 | 0 | 0 | 0 | 0 | 0 | 0 | 0 | 0 | 12
NO |  | 130 | 2011 | 2 | 1 | 1 |  | Centennial | Woodward | 138 | 138 | (1) Steel | 33.17 | 0 | 1 | 477000ACSR | 201920 | 9391133 | 9593053 | 0 | 0 | 0 | 0 | 0 | 0 | 0 | 0 | 0 | 0 | 0 | 0 | 0 | 0 | 0 | 0 | 0 | 0 | 0 | 0 | 12
NO |  | 130 | 2011 | 2 | 2 | 2 |  | Arcadia Tap | Louis Garber | 138 | 138 | (1) Steel | 5.7 | 0 | 1 | 795000ACSR | 0 | 1231150 | 1231150 | 0 | 0 | 0 | 0 | 0 | 0 | 0 | 0 | 0 | 0 | 0 | 0 | 0 | 0 | 0 | 0 | 0 | 0 | 0 | 0 | 12
NO |  | 130 | 2011 | 2 | 3 | 3 |  | Enid Industrial Tap | Enid Industrial | 138 | 138 | (1) Steel | 2.61 | 0 | 1 | 795000ACSR | 73093 | 1347509 | 1420602 | 0 | 0 | 0 | 0 | 0 | 0 | 0 | 0 | 0 | 0 | 0 | 0 | 0 | 0 | 0 | 0 | 0 | 0 | 0 | 0 | 12
NO |  | 130 | 2011 | 2 | 4 | 4 |  | McClain Sub | 134th & Penn Tap | 138 | 138 | (1) Steel | 4.99 | 0 | 1 | 1020AL23 | 644515 | 6646914 | 7291429 | 0 | 0 | 0 | 0 | 0 | 0 | 0 | 0 | 0 | 0 | 0 | 0 | 0 | 0 | 0 | 0 | 0 | 0 | 0 | 0 | 12
NO |  | 130 | 2011 | 2 | 5 | 5 |  | Bennington | Bluebird | 138 | 138 | (1) Steel | 4.1 | 0 | 1 | 477000AS33 | 104979 | 1828342 | 1933321 | 0 | 0 | 0 | 0 | 0 | 0 | 0 | 0 | 0 | 0 | 0 | 0 | 0 | 0 | 0 | 0 | 0 | 0 | 0 | 0 | 12
NO |  | 130 | 2011 | 2 | 6 | 6 |  | OU Spirit Wind Farm | Woodward EHV | 138 | 138 | (1) Steel | 7.42 | 0 | 1 | 795000AS33 | 0 | 3422613 | 3422613 | 0 | 0 | 0 | 0 | 0 | 0 | 0 | 0 | 0 | 0 | 0 | 0 | 0 | 0 | 0 | 0 | 0 | 0 | 0 | 0 | 12
NO |  | 130 | 2011 | 2 | 7 | 7 |  | Woodward Dist EHV | Woodward Dist Line 1 | 138 | 138 | (1) Steel | 4.4 | 0 | 1 | 795000AS33 | 57670 | 3662963 | 3720633 | 0 | 0 | 0 | 0 | 0 | 0 | 0 | 0 | 0 | 0 | 0 | 0 | 0 | 0 | 0 | 0 | 0 | 0 | 0 | 0 | 12
NO |  | 130 | 2011 | 2 | 8 | 8 |  | Woodward Dist EHV | Woodward Dist Line 2 | 138 | 138 | (1) Steel | 8.86 | 0 | 1 | 795000AS33 | 152359 | 4778136 | 4930495 | 0 | 0 | 0 | 0 | 0 | 0 | 0 | 0 | 0 | 0 | 0 | 0 | 0 | 0 | 0 | 0 | 0 | 0 | 0 | 0 | 12
NO |  | 130 | 2011 | 2 | 10 | 10 |  | Deadman Creek Tap | Deadman Creek | 138 | 138 | (1) Steel | 5.27 | 0 | 1 | 795000ACSR | 116408 | 1476035 | 1592443 | 0 | 0 | 0 | 0 | 0 | 0 | 0 | 0 | 0 | 0 | 0 | 0 | 0 | 0 | 0 | 0 | 0 | 0 | 0 | 0 | 12
NO |  | 130 | 2011 | 2 | 11 | 11 |  | Warwick | Bellcow | 138 | 138 | (1) Steel | 10.8 | 0 | 1 | 795000ACSR | 1240184 | 4859056 | 6099240 | 0 | 0 | 0 | 0 | 0 | 0 | 0 | 0 | 0 | 0 | 0 | 0 | 0 | 0 | 0 | 0 | 0 | 0 | 0 | 0 | 12
NO |  | 130 | 2011 | 0 | 36 | 36 |  | TOTAL |  | 0 | 0 |  | 4536.69 | 342.3 | 79 |  | 51691971 | 738483036 | 790175007 | 47053249 | 2206436 | 40654 | 49300339 | 0 | 0 | 0 | 0 | 0 | 0 | 0 | 0 | 0 | 0 | 0 | 0 | 0 | 0 | 0 | 0 | 12
NO |  | 130 | 2011 | 0 | 16 | 16 |  | Crossroads Wind | Tatonga | 345 | 345 | (1) Steel | 10.15 | 0 | 1 | 795AS33ACSR | 826578 | 7439201 | 8265779 | 0 | 0 | 0 | 0 | 0 | 0 | 0 | 0 | 0 | 0 | 0 | 0 | 0 | 0 | 0 | 0 | 0 | 0 | 0 | 0 | 12
NO |  | 130 | 2011 | 0 | 35 | 35 |  | Helburg | Altus | 161 | 161 | (1) Steel | 5.77 | 0 | 1 | 795AS33ACSR | 89942 | 1434494 | 1524436 | 0 | 0 | 0 | 0 | 0 | 0 | 0 | 0 | 0 | 0 | 0 | 0 | 0 | 0 | 0 | 0 | 0 | 0 | 0 | 0 | 12
NO |  | 130 | 2011 | 2 | 9 | 9 |  | Bellcow | Bristow | 138 | 138 | (1) Steel | 33.45 | 0 | 1 | 795000AS33 | 865447 | 2395003 | 3260450 | 0 | 0 | 0 | 0 | 0 | 0 | 0 | 0 | 0 | 0 | 0 | 0 | 0 | 0 | 0 | 0 | 0 | 0 | 0 | 0 | 12
NO |  | 130 | 2011 | 2 | 12 | 12 |  | Johnston County | Caney Creek | 138 | 138 | (1) Steel | 27.07 | 0 | 1 | 795000ACSR | 474979 | 13745956 | 14220935 | 0 | 0 | 0 | 0 | 0 | 0 | 0 | 0 | 0 | 0 | 0 | 0 | 0 | 0 | 0 | 0 | 0 | 0 | 0 | 0 | 12
NO |  | 130 | 2011 | 2 | 13 | 13 |  | Tall Bear Tap | Tall Bear | 138 | 138 | (1) Steel | 1.61 | 0 | 1 | 795000ACSR | 612 | 3059836 | 3060448 | 0 | 0 | 0 | 0 | 0 | 0 | 0 | 0 | 0 | 0 | 0 | 0 | 0 | 0 | 0 | 0 | 0 | 0 | 0 | 0 | 12
NO |  | 130 | 2011 | 2 | 16 | 16 |  | Undistributed Rents |  | 0 | 0 |  | 0 | 0 | 0 |  | 0 | 0 | 0 | 0 | 0 | 40654 | 40654 | 0 | 0 | 0 | 0 | 0 | 0 | 0 | 0 | 0 | 0 | 0 | 0 | 0 | 0 | 0 | 0 | 12
NO |  | 130 | 2011 | 1 | 6 | 6 |  | Horseshoe Lake | Draper | 138 | 138 | (2) Wood | 380.04 | 51.27 | 1 | 795000ACSR | 2318306 | 62482690 | 64800996 | 0 | 0 | 0 | 0 | 0 | 0 | 0 | 0 | 0 | 0 | 0 | 0 | 0 | 0 | 0 | 0 | 0 | 0 | 0 | 0 | 12
SI/SI | A | 130 | 2011 | 2 | 15 | 15 |  | 69 KV |  | 69 | 69 |  | 1436.32 | 79.84 | 0 |  | 4248229 | 136203601 | 140451830 | 15362255 | 720372 | 0 | 16082627 | 0 | 0 | 0 | 0 | 0 | 0 | 0 | 0 | 0 | 0 | 0 | 0 | 0 | 0 | 0 | 0 | 12
NO |  | 171 | 2011 | 0 | 1 | 1 |  | N C Lines 1 & 2 |  | 0 | 0 |  | 0 | 0 | 0 | ACSR | 0 | 0 | 0 | 0 | 0 | 0 | 0 | 0 | 0 | 0 | 0 | 0 | 0 | 0 | 0 | 0 | 0 | 0 | 0 | 0 | 0 | 0 | 0 | 12
NO |  | 171 | 2011 | 0 | 2 | 2 |  | Santeelah Power House | Cheoah | 161 | 161 | S. Tower | 5.52 | 0 | 2 | 500 MCM | 0 | 0 | 0 | 0 | 0 | 0 | 0 | 0 | 0 | 0 | 0 | 0 | 0 | 0 | 0 | 0 | 0 | 0 | 0 | 0 | 0 | 0 | 0 | 12
NO |  | 171 | 2011 | 0 | 3 | 3 |  | Cheoah Power House | Calderwood P.H. | 161 | 161 | S. Tower | 8.09 | 0 | 1 | 500 MCM | 0 | 0 | 0 | 0 | 0 | 0 | 0 | 0 | 0 | 0 | 0 | 0 | 0 | 0 | 0 | 0 | 0 | 0 | 0 | 0 | 0 | 0 | 0 | 12
NO |  | 171 | 2011 | 0 | 4 | 4 |  | Calderwood Power House | Chilhowee P.H. | 161 | 161 | S. Tower | 8.29 | 0 | 1 | 500 MCM | 0 | 0 | 0 | 0 | 0 | 0 | 0 | 0 | 0 | 0 | 0 | 0 | 0 | 0 | 0 | 0 | 0 | 0 | 0 | 0 | 0 | 0 | 0 | 12
NO |  | 171 | 2011 | 0 | 6 | 6 |  | Cheoah Power House | Alcoa S.P. | 161 | 161 | S. Tower | 30.97 | 0 | 2 | 500 MCM | 0 | 0 | 0 | 0 | 0 | 0 | 0 | 0 | 0 | 0 | 0 | 0 | 0 | 0 | 0 | 0 | 0 | 0 | 0 | 0 | 0 | 0 | 0 | 12
NO |  | 171 | 2011 | 0 | 7 | 7 |  | Calderwood | Alcoa S.P. | 161 | 161 | S. Tower | 26.83 | 0 | 1 | 636 MCM | 0 | 0 | 0 | 0 | 0 | 0 | 0 | 0 | 0 | 0 | 0 | 0 | 0 | 0 | 0 | 0 | 0 | 0 | 0 | 0 | 0 | 0 | 0 | 12
NO |  | 171 | 2011 | 0 | 8 | 8 |  | Chilhowee | Alcoa S.P. | 161 | 161 | S. Tower | 24.07 | 0 | 1 | 500 MCM | 0 | 0 | 0 | 0 | 0 | 0 | 0 | 0 | 0 | 0 | 0 | 0 | 0 | 0 | 0 | 0 | 0 | 0 | 0 | 0 | 0 | 0 | 0 | 12
NO |  | 171 | 2011 | 0 | 10 | 10 |  | Alcoa South Plant | Alcoa S.P. | 161 | 161 | S. Tower | 3.6 | 0 | 2 | 636 MCM | 0 | 0 | 0 | 0 | 0 | 0 | 0 | 0 | 0 | 0 | 0 | 0 | 0 | 0 | 0 | 0 | 0 | 0 | 0 | 0 | 0 | 0 | 0 | 12
NO |  | 171 | 2011 | 0 | 12 | 12 |  | Tapoco Div Cost and Expense |  | 0 | 0 |  | 0 | 0 | 0 |  | 46979 | 3027623 | 3074602 | 509361 | 253406 | 26815 | 789582 | 0 | 0 | 0 | 0 | 0 | 0 | 0 | 0 | 0 | 0 | 0 | 0 | 0 | 0 | 0 | 0 | 12
SI/SI | A | 171 | 2011 | 0 | 14 | 14 |  | High Rock | Tuckertown | 100 | 88 | St. Tower | 9.45 | 0 | 1 | 410 ACSR | 0 | 0 | 0 | 0 | 0 | 0 | 0 | 0 | 0 | 0 | 0 | 0 | 0 | 0 | 0 | 0 | 0 | 0 | 0 | 0 | 0 | 0 | 0 | 12
SI/SI | A | 171 | 2011 | 0 | 15 | 15 |  | Tuckertown | Badin | 100 | 88 | St. Tower | 6.32 | 0 | 1 | 410 ACSR | 0 | 0 | 0 | 0 | 0 | 0 | 0 | 0 | 0 | 0 | 0 | 0 | 0 | 0 | 0 | 0 | 0 | 0 | 0 | 0 | 0 | 0 | 0 | 12
SI/SI | A | 171 | 2011 | 0 | 16 | 16 |  | Narrows | Badin | 13.8 | 13.8 | St. Tower | 1.86 | 0 | 4 | 1033 MCM | 0 | 0 | 0 | 0 | 0 | 0 | 0 | 0 | 0 | 0 | 0 | 0 | 0 | 0 | 0 | 0 | 0 | 0 | 0 | 0 | 0 | 0 | 0 | 12
SI/SI | A | 171 | 2011 | 0 | 17 | 17 |  | Falls | Badin | 100 | 88 | Wood | 3.33 | 0 | 1 | 210 ACSR | 0 | 0 | 0 | 0 | 0 | 0 | 0 | 0 | 0 | 0 | 0 | 0 | 0 | 0 | 0 | 0 | 0 | 0 | 0 | 0 | 0 | 0 | 0 | 12
SI/SI | A | 171 | 2011 | 0 | 19 | 19 |  | Yadkin Div Cost and Expense |  | 0 | 0 |  | 0 | 0 | 0 |  | 0 | 374867 | 374867 | 617614 | 42325 | 1234 | 661173 | 0 | 0 | 0 | 0 | 0 | 0 | 0 | 0 | 0 | 0 | 0 | 0 | 0 | 0 | 0 | 0 | 12
SI/SI | A | 171 | 2011 | 0 | 21 | 21 |  | Circuit Moses PH | PA4 Alcoa Switchyard | 115 | 115 | Tower | 6.29 | 0 | 1 | ASCR 954 MCM | 0 | 0 | 0 | 0 | 0 | 0 | 0 | 0 | 0 | 0 | 0 | 0 | 0 | 0 | 0 | 0 | 0 | 0 | 0 | 0 | 0 | 0 | 0 | 12
SI/SI | A | 171 | 2011 | 0 | 22 | 22 |  | Circuit Moses PH | PA5 Alcoa Switchyard | 115 | 115 | Tower | 0 | 0 | 2 | ASCR 954 MCM | 0 | 0 | 0 | 0 | 0 | 0 | 0 | 0 | 0 | 0 | 0 | 0 | 0 | 0 | 0 | 0 | 0 | 0 | 0 | 0 | 0 | 0 | 0 | 12
SI/SI | A | 171 | 2011 | 0 | 24 | 24 |  | Circuit Int'l Boundary | CD-1 Denn Subs | 115 | 115 | Tower | 5.72 | 2 | 0 | ASCR 954 MCM | 0 | 0 | 0 | 0 | 0 | 0 | 0 | 0 | 0 | 0 | 0 | 0 | 0 | 0 | 0 | 0 | 0 | 0 | 0 | 0 | 0 | 0 | 0 | 12
SI/SI | A | 171 | 2011 | 0 | 25 | 25 |  | Circuit Int'l Boundary * | CD-2 Denn Subs | 115 | 115 | Tower | 0 | 0 | 0 | 636 MCM | 0 | 0 | 0 | 0 | 0 | 0 | 0 | 0 | 0 | 0 | 0 | 0 | 0 | 0 | 0 | 0 | 0 | 0 | 0 | 0 | 0 | 0 | 0 | 12
SI/SI | A | 171 | 2011 | 0 | 27 | 27 |  | No. 10 Substation 2** | Tie Line Alcoa Switchyard | 115 | 115 | Tower | 0.86 | 1.66 | 1 | 556.5 MCM | 0 | 0 | 0 | 0 | 0 | 0 | 0 | 0 | 0 | 0 | 0 | 0 | 0 | 0 | 0 | 0 | 0 | 0 | 0 | 0 | 0 | 0 | 0 | 12
NO |  | 171 | 2011 | 0 | 28 | 28 |  | " " | " " | 0 | 0 |  | 0 | 0 | 0 | 500 MCM | 0 | 0 | 0 | 0 | 0 | 0 | 0 | 0 | 0 | 0 | 0 | 0 | 0 | 0 | 0 | 0 | 0 | 0 | 0 | 0 | 0 | 0 | 0 | 12
NO |  | 171 | 2011 | 0 | 29 | 29 |  | " " | " " | 0 | 0 |  | 0 | 0 | 0 | 795 MCM | 0 | 0 | 0 | 0 | 0 | 0 | 0 | 0 | 0 | 0 | 0 | 0 | 0 | 0 | 0 | 0 | 0 | 0 | 0 | 0 | 0 | 0 | 0 | 12
SI/SI | A | 171 | 2011 | 0 | 30 | 30 |  | No. 11 Substation 2 | Tie Line Alcoa Siwtchyard | 115 | 115 | H Wood & Tower | 2.45 | 0 | 1 | 556.5 MCM | 0 | 0 | 0 | 0 | 0 | 0 | 0 | 0 | 0 | 0 | 0 | 0 | 0 | 0 | 0 | 0 | 0 | 0 | 0 | 0 | 0 | 0 | 0 | 12
NO |  | 171 | 2011 | 0 | 31 | 31 |  | " " | " " | 0 | 0 |  | 0 | 0 | 0 | 300 MCM | 0 | 0 | 0 | 0 | 0 | 0 | 0 | 0 | 0 | 0 | 0 | 0 | 0 | 0 | 0 | 0 | 0 | 0 | 0 | 0 | 0 | 0 | 0 | 12
NO |  | 171 | 2011 | 0 | 32 | 32 |  | " " | " " | 0 | 0 |  | 0 | 0 | 0 | 350 MCM | 0 | 0 | 0 | 0 | 0 | 0 | 0 | 0 | 0 | 0 | 0 | 0 | 0 | 0 | 0 | 0 | 0 | 0 | 0 | 0 | 0 | 0 | 0 | 12
SI/SI | A | 171 | 2011 | 0 | 33 | 33 |  | L S Div Cost and Expense |  | 0 | 0 |  | 0 | 0 | 0 |  | 0 | 486503 | 486503 | 0 | 707913 | 0 | 707913 | 0 | 0 | 0 | 0 | 0 | 0 | 0 | 0 | 0 | 0 | 0 | 0 | 0 | 0 | 0 | 0 | 12
NO |  | 171 | 2011 | 0 | 35 | 35 |  | Colockum Div Cost and Expen |  | 0 | 0 |  | 0 | 0 | 0 |  | 0 | 0 | 0 | 0 | 0 | 0 | 0 | 0 | 0 | 0 | 0 | 0 | 0 | 0 | 0 | 0 | 0 | 0 | 0 | 0 | 0 | 0 | 0 | 12
NO |  | 171 | 2011 | 0 | 36 | 36 |  | TOTAL |  | 0 | 0 |  | 143.65 | 3.66 | 22 |  | 46979 | 3888993 | 3935972 | 1126975 | 1003644 | 28049 | 2158668 | 0 | 0 | 0 | 0 | 0 | 0 | 0 | 0 | 0 | 0 | 0 | 0 | 0 | 0 | 0 | 0 | 12
NO |  | 226 | 2011 | 0 | 1 | 1 |  | Bonanza | Vernal | 138 | 138 | Wood "H" | 25 | 0 | 1 | 1590 ACSRSD | 145333 | 3316255 | 3461588 | 0 | 0 | 0 | 0 | 0 | 0 | 0 | 0 | 0 | 0 | 0 | 0 | 0 | 0 | 0 | 0 | 0 | 0 | 0 | 0 | 12
NO |  | 226 | 2011 | 0 | 2 | 2 |  | Bonanza | SW Rangley | 138 | 138 | Wood "H" | 26 | 0 | 1 | 1590 ACSRSD | 142467 | 3250864 | 3393331 | 0 | 0 | 0 | 0 | 0 | 0 | 0 | 0 | 0 | 0 | 0 | 0 | 0 | 0 | 0 | 0 | 0 | 0 | 0 | 0 | 12
NO |  | 226 | 2011 | 0 | 3 | 3 |  | Bonanza | Upalco | 138 | 138 | Steel tower | 3 | 48 | 1 | 1590 ACSRSD | 266103 | 6072017 | 6338120 | 0 | 0 | 0 | 0 | 0 | 0 | 0 | 0 | 0 | 0 | 0 | 0 | 0 | 0 | 0 | 0 | 0 | 0 | 0 | 0 | 12
NO |  | 226 | 2011 | 0 | 4 | 4 |  | Bonanza | Mona | 345 | 345 | Steel tower | 171 | 0 | 1 | 1590 ACSRSD | 3539985 | 80776504 | 84316489 | 0 | 0 | 0 | 0 | 0 | 0 | 0 | 0 | 0 | 0 | 0 | 0 | 0 | 0 | 0 | 0 | 0 | 0 | 0 | 0 | 12
NO |  | 226 | 2011 | 0 | 5 | 5 |  | Bonanza | Chapita Dead End | 138 | 138 | Wood "H" | 0.7 | 0 | 1 | 1272 ACSR | 0 | 352122 | 352122 | 0 | 0 | 0 | 0 | 0 | 0 | 0 | 0 | 0 | 0 | 0 | 0 | 0 | 0 | 0 | 0 | 0 | 0 | 0 | 0 | 12
NO |  | 226 | 2011 | 0 | 36 | 36 |  | TOTAL |  | 0 | 0 |  | 225.7 | 48 | 5 |  | 4093888 | 93767762 | 97861650 | 0 | 0 | 0 | 0 | 0 | 0 | 0 | 0 | 0 | 0 | 0 | 0 | 0 | 0 | 0 | 0 | 0 | 0 | 0 | 0 | 12
NO |  | 24 | 2011 | 0 | 1 | 1 |  | TL1083 NORTH EDINBURG | RIO HONDO | 345 | 345 | 1-15.27 | 38.31 | 0 | 1 | 2x795.0 ACSR | 0 | 0 | 0 | 0 | 0 | 0 | 0 | 0 | 0 | 0 | 0 | 0 | 0 | 0 | 0 | 0 | 0 | 0 | 0 | 0 | 0 | 0 | 0 | 12
NO |  | 24 | 2011 | 0 | 2 | 2 |  |  |  | 0 | 0 | 2-23.04 | 0 | 0 | 0 |  | 0 | 0 | 0 | 0 | 0 | 0 | 0 | 0 | 0 | 0 | 0 | 0 | 0 | 0 | 0 | 0 | 0 | 0 | 0 | 0 | 0 | 0 | 0 | 12
NO |  | 24 | 2011 | 0 | 3 | 3 |  | TL3113A BLESSING | STP | 345 | 345 | 2-13.23 | 13.23 | 0 | 1 | 2x795.0 ACSR | 0 | 0 | 0 | 0 | 0 | 0 | 0 | 0 | 0 | 0 | 0 | 0 | 0 | 0 | 0 | 0 | 0 | 0 | 0 | 0 | 0 | 0 | 0 | 12
NO |  | 24 | 2011 | 0 | 4 | 4 |  | TL3131 STP | WA PARRISH | 345 | 345 | 2-14.22 | 14.22 | 0 | 1 | 2x795.0 ACSR | 0 | 0 | 0 | 0 | 0 | 0 | 0 | 0 | 0 | 0 | 0 | 0 | 0 | 0 | 0 | 0 | 0 | 0 | 0 | 0 | 0 | 0 | 0 | 12
NO |  | 24 | 2011 | 0 | 5 | 5 |  | TL5109 LON HILL | STEC PAWNEE | 345 | 345 | 1-1.81 | 57.35 | 0 | 1 | 2x795.0 ACSR | 0 | 0 | 0 | 0 | 0 | 0 | 0 | 0 | 0 | 0 | 0 | 0 | 0 | 0 | 0 | 0 | 0 | 0 | 0 | 0 | 0 | 0 | 0 | 12
NO |  | 24 | 2011 | 0 | 6 | 6 |  |  |  | 0 | 0 | 2-55.54 | 0 | 0 | 0 |  | 0 | 0 | 0 | 0 | 0 | 0 | 0 | 0 | 0 | 0 | 0 | 0 | 0 | 0 | 0 | 0 | 0 | 0 | 0 | 0 | 0 | 0 | 0 | 12
NO |  | 24 | 2011 | 0 | 7 | 7 |  | TL5114 LON HILL | WHITEPOINT CKT #1 | 345 | 345 | 1-1.76 | 10.75 | 9.75 | 1 | 2x795.0 ACSR | 0 | 0 | 0 | 0 | 0 | 0 | 0 | 0 | 0 | 0 | 0 | 0 | 0 | 0 | 0 | 0 | 0 | 0 | 0 | 0 | 0 | 0 | 0 | 12
NO |  | 24 | 2011 | 0 | 8 | 8 |  |  |  | 0 | 0 | 2-8.99 | 0 | 0 | 0 |  | 0 | 0 | 0 | 0 | 0 | 0 | 0 | 0 | 0 | 0 | 0 | 0 | 0 | 0 | 0 | 0 | 0 | 0 | 0 | 0 | 0 | 0 | 0 | 12
NO |  | 24 | 2011 | 0 | 9 | 9 |  | TL5115 WHITEPOINT | STP | 345 | 345 | 1-9.75 | 123.86 | 0 | 1 | 2x795.0 ACSR | 0 | 0 | 0 | 0 | 0 | 0 | 0 | 0 | 0 | 0 | 0 | 0 | 0 | 0 | 0 | 0 | 0 | 0 | 0 | 0 | 0 | 0 | 0 | 12
NO |  | 24 | 2011 | 0 | 10 | 10 |  |  |  | 0 | 0 | 2-114.11 | 0 | 0 | 0 |  | 0 | 0 | 0 | 0 | 0 | 0 | 0 | 0 | 0 | 0 | 0 | 0 | 0 | 0 | 0 | 0 | 0 | 0 | 0 | 0 | 0 | 0 | 0 | 12
NO |  | 24 | 2011 | 0 | 11 | 11 |  | TL5138 AJO | RIO HONDO | 345 | 345 | 1-1 | 66.71 | 0 | 1 | 2 -1590.0 ACSR | 0 | 0 | 0 | 0 | 0 | 0 | 0 | 0 | 0 | 0 | 0 | 0 | 0 | 0 | 0 | 0 | 0 | 0 | 0 | 0 | 0 | 0 | 0 | 12
NO |  | 24 | 2011 | 0 | 12 | 12 |  |  |  | 0 | 0 | 2-65.71 | 0 | 0 | 0 | 2x795.0 ACSR | 0 | 0 | 0 | 0 | 0 | 0 | 0 | 0 | 0 | 0 | 0 | 0 | 0 | 0 | 0 | 0 | 0 | 0 | 0 | 0 | 0 | 0 | 0 | 12
NO |  | 24 | 2011 | 0 | 13 | 13 |  | TL5138A LON HILL | NELSON SHARPE | 345 | 345 | 2-20.81 | 20.81 | 0 | 1 | 2x795.0 ACSR | 0 | 0 | 0 | 0 | 0 | 0 | 0 | 0 | 0 | 0 | 0 | 0 | 0 | 0 | 0 | 0 | 0 | 0 | 0 | 0 | 0 | 0 | 0 | 12
NO |  | 24 | 2011 | 0 | 14 | 14 |  | TL5138B AJO | NELSON SHARPE | 345 | 345 | 1-0.84 | 37.04 | 0 | 1 | 2 -1590.0 ACSR | 0 | 0 | 0 | 0 | 0 | 0 | 0 | 0 | 0 | 0 | 0 | 0 | 0 | 0 | 0 | 0 | 0 | 0 | 0 | 0 | 0 | 0 | 0 | 12
NO |  | 24 | 2011 | 0 | 15 | 15 |  |  |  | 0 | 0 | 2-36.2 | 0 | 0 | 0 | 2x795.0 ACSR | 0 | 0 | 0 | 0 | 0 | 0 | 0 | 0 | 0 | 0 | 0 | 0 | 0 | 0 | 0 | 0 | 0 | 0 | 0 | 0 | 0 | 0 | 0 | 12
NO |  | 24 | 2011 | 0 | 16 | 16 |  | TL5138E LA PALMA | RIO HONDO CKT #2 | 345 | 345 | 2-9.75 | 9.75 | 0 | 1 | 2x795.0 ACSR | 0 | 0 | 0 | 0 | 0 | 0 | 0 | 0 | 0 | 0 | 0 | 0 | 0 | 0 | 0 | 0 | 0 | 0 | 0 | 0 | 0 | 0 | 0 | 12
NO |  | 24 | 2011 | 0 | 17 | 17 |  | TL5139 COLETO CREEK | LON HILL | 345 | 345 | 1-20.33 | 79.35 | 0 | 1 | 2x795.0 ACSR | 0 | 0 | 0 | 0 | 0 | 0 | 0 | 0 | 0 | 0 | 0 | 0 | 0 | 0 | 0 | 0 | 0 | 0 | 0 | 0 | 0 | 0 | 0 | 12
NO |  | 24 | 2011 | 0 | 18 | 18 |  |  |  | 0 | 0 | 2-59.02 | 0 | 0 | 0 |  | 0 | 0 | 0 | 0 | 0 | 0 | 0 | 0 | 0 | 0 | 0 | 0 | 0 | 0 | 0 | 0 | 0 | 0 | 0 | 0 | 0 | 0 | 0 | 12
NO |  | 24 | 2011 | 0 | 19 | 19 |  | TL5145 LON HILL | NORTH EDINBURG | 345 | 345 | 1-0.31 | 110.96 | 11.98 | 1 | 2x795.0 ACSR | 0 | 0 | 0 | 0 | 0 | 0 | 0 | 0 | 0 | 0 | 0 | 0 | 0 | 0 | 0 | 0 | 0 | 0 | 0 | 0 | 0 | 0 | 0 | 12
NO |  | 24 | 2011 | 0 | 20 | 20 |  |  |  | 0 | 0 | 2-110.63 | 0 | 0 | 0 |  | 0 | 0 | 0 | 0 | 0 | 0 | 0 | 0 | 0 | 0 | 0 | 0 | 0 | 0 | 0 | 0 | 0 | 0 | 0 | 0 | 0 | 0 | 0 | 12
NO |  | 24 | 2011 | 0 | 21 | 21 |  | TL1001 BATES | GARZA | 138 | 138 | 1-33.7 | 33.7 | 0 | 1 | 795.0 ACSR | 0 | 0 | 0 | 0 | 0 | 0 | 0 | 0 | 0 | 0 | 0 | 0 | 0 | 0 | 0 | 0 | 0 | 0 | 0 | 0 | 0 | 0 | 0 | 12
NO |  | 24 | 2011 | 0 | 22 | 22 |  | TL1002A GARZA | ROMA TAP | 138 | 138 | 1-17.93 | 17.93 | 0 | 1 | 795.0 ACSR | 0 | 0 | 0 | 0 | 0 | 0 | 0 | 0 | 0 | 0 | 0 | 0 | 0 | 0 | 0 | 0 | 0 | 0 | 0 | 0 | 0 | 0 | 0 | 12
NO |  | 24 | 2011 | 0 | 23 | 23 |  | TL1002B FALCON SWITCHING | ROMA TAP | 138 | 138 | 1-4.87 | 4.87 | 0 | 1 | 795.0 ACSR | 0 | 0 | 0 | 0 | 0 | 0 | 0 | 0 | 0 | 0 | 0 | 0 | 0 | 0 | 0 | 0 | 0 | 0 | 0 | 0 | 0 | 0 | 0 | 12
NO |  | 24 | 2011 | 0 | 24 | 24 |  | TL1002C FALCON SWITCHING | FALCON DAM (US) CKT#1 | 138 | 138 | 2-4.5 | 4.5 | 0 | 1 | 4/0 ACSR | 0 | 0 | 0 | 0 | 0 | 0 | 0 | 0 | 0 | 0 | 0 | 0 | 0 | 0 | 0 | 0 | 0 | 0 | 0 | 0 | 0 | 0 | 0 | 12
NO |  | 24 | 2011 | 0 | 25 | 25 |  | TL1004 BATES | NORTH EDINBURG CKT#1 | 138 | 138 | 1-22.17 | 22.17 | 0 | 1 | 1272.0 ACSR | 0 | 0 | 0 | 0 | 0 | 0 | 0 | 0 | 0 | 0 | 0 | 0 | 0 | 0 | 0 | 0 | 0 | 0 | 0 | 0 | 0 | 0 | 0 | 12
NO |  | 24 | 2011 | 0 | 26 | 26 |  | TL1005 FALFURIAS | NORTH EDINBURG | 138 | 138 | 1-37.8 | 37.8 | 0 | 1 | 795.0 ACSR | 0 | 0 | 0 | 0 | 0 | 0 | 0 | 0 | 0 | 0 | 0 | 0 | 0 | 0 | 0 | 0 | 0 | 0 | 0 | 0 | 0 | 0 | 0 | 12
NO |  | 24 | 2011 | 0 | 27 | 27 |  | TL1006 BATES | FRONTERA | 138 | 138 | 1-0.19 | 0.19 | 0 | 1 | 1272.0 ACSS | 0 | 0 | 0 | 0 | 0 | 0 | 0 | 0 | 0 | 0 | 0 | 0 | 0 | 0 | 0 | 0 | 0 | 0 | 0 | 0 | 0 | 0 | 0 | 12
NO |  | 24 | 2011 | 0 | 28 | 28 |  | TL1008 LA PALMA | WESLACO UNIT | 138 | 138 | 1-16.34 | 21.64 | 0 | 1 | 795.0 ACSR | 0 | 0 | 0 | 0 | 0 | 0 | 0 | 0 | 0 | 0 | 0 | 0 | 0 | 0 | 0 | 0 | 0 | 0 | 0 | 0 | 0 | 0 | 0 | 12
NO |  | 24 | 2011 | 0 | 29 | 29 |  |  |  | 0 | 0 | 2-5.3 | 0 | 0 | 0 |  | 0 | 0 | 0 | 0 | 0 | 0 | 0 | 0 | 0 | 0 | 0 | 0 | 0 | 0 | 0 | 0 | 0 | 0 | 0 | 0 | 0 | 0 | 0 | 12
NO |  | 24 | 2011 | 0 | 30 | 30 |  | TL1009A HARLINGEN SS | RIO HONDO | 138 | 138 | 1-1.76 | 13.92 | 15.27 | 1 | 795.0 ACSR | 0 | 0 | 0 | 0 | 0 | 0 | 0 | 0 | 0 | 0 | 0 | 0 | 0 | 0 | 0 | 0 | 0 | 0 | 0 | 0 | 0 | 0 | 0 | 12
NO |  | 24 | 2011 | 0 | 31 | 31 |  |  |  | 0 | 0 | 2-12.16 | 0 | 0 | 0 |  | 0 | 0 | 0 | 0 | 0 | 0 | 0 | 0 | 0 | 0 | 0 | 0 | 0 | 0 | 0 | 0 | 0 | 0 | 0 | 0 | 0 | 0 | 0 | 12
NO |  | 24 | 2011 | 0 | 32 | 32 |  | TL1009B RAYMONDVILLE #2 | RIO HONDO | 138 | 138 | 2-22.14 | 22.14 | 0 | 1 | 795.0 ACSR | 0 | 0 | 0 | 0 | 0 | 0 | 0 | 0 | 0 | 0 | 0 | 0 | 0 | 0 | 0 | 0 | 0 | 0 | 0 | 0 | 0 | 0 | 0 | 12
NO |  | 24 | 2011 | 0 | 33 | 33 |  | TL1010 LOYOLA | RAYMONDVILLE #2 | 138 | 138 | 2-31.99 | 31.99 | 0 | 1 | 795.0 ACSR | 0 | 0 | 0 | 0 | 0 | 0 | 0 | 0 | 0 | 0 | 0 | 0 | 0 | 0 | 0 | 0 | 0 | 0 | 0 | 0 | 0 | 0 | 0 | 12
NO |  | 24 | 2011 | 0 | 34 | 34 |  | TL1011 FRONTERA | RIO GRANDE CITY | 138 | 138 | 1-3.54 | 3.54 | 0 | 1 | 795.0 ACSR | 0 | 0 | 0 | 0 | 0 | 0 | 0 | 0 | 0 | 0 | 0 | 0 | 0 | 0 | 0 | 0 | 0 | 0 | 0 | 0 | 0 | 0 | 0 | 12
NO |  | 24 | 2011 | 0 | 35 | 35 |  | TL1019A FRONTERA | KEY SWITCHING STATION | 138 | 138 | 1-9 | 9 | 0.32 | 1 | 1272.0 ACSR | 0 | 0 | 0 | 0 | 0 | 0 | 0 | 0 | 0 | 0 | 0 | 0 | 0 | 0 | 0 | 0 | 0 | 0 | 0 | 0 | 0 | 0 | 0 | 12
NO |  | 24 | 2011 | 1 | 1 | 1 |  | TL1019B KEY SWITCHING | NORTH MCALLEN | 138 | 138 | 1-4.08 | 4.08 | 0 | 1 | 1272.0 ACSR | 0 | 0 | 0 | 0 | 0 | 0 | 0 | 0 | 0 | 0 | 0 | 0 | 0 | 0 | 0 | 0 | 0 | 0 | 0 | 0 | 0 | 0 | 0 | 12
NO |  | 24 | 2011 | 1 | 2 | 2 |  | TL1019C PALMHURST TAP#1 | PALMHURST | 138 | 138 | 1-1.69 | 1.68 | 0 | 1 | 1272.0 ACSR | 0 | 0 | 0 | 0 | 0 | 0 | 0 | 0 | 0 | 0 | 0 | 0 | 0 | 0 | 0 | 0 | 0 | 0 | 0 | 0 | 0 | 0 | 0 | 12
NO |  | 24 | 2011 | 1 | 3 | 3 |  | TL1019C PALMHURST TAP#2 | PALMHURST | 138 | 138 | 1-1.69 | 0.01 | 0 | 1 | 1272.0 ACSR | 0 | 0 | 0 | 0 | 0 | 0 | 0 | 0 | 0 | 0 | 0 | 0 | 0 | 0 | 0 | 0 | 0 | 0 | 0 | 0 | 0 | 0 | 0 | 12
NO |  | 24 | 2011 | 1 | 4 | 4 |  | TL1029 SOUTH MCALLEN | HILINE | 138 | 138 | 1-2.83 | 2.83 | 0 | 1 | 795.0 ACSS | 0 | 0 | 0 | 0 | 0 | 0 | 0 | 0 | 0 | 0 | 0 | 0 | 0 | 0 | 0 | 0 | 0 | 0 | 0 | 0 | 0 | 0 | 0 | 12
NO |  | 24 | 2011 | 1 | 5 | 5 |  | TL1029A STEWART ROAD | HILINE | 138 | 138 | 1-5.98 | 5.98 | 0 | 1 | 795.0 ACSS | 0 | 0 | 0 | 0 | 0 | 0 | 0 | 0 | 0 | 0 | 0 | 0 | 0 | 0 | 0 | 0 | 0 | 0 | 0 | 0 | 0 | 0 | 0 | 12
NO |  | 24 | 2011 | 1 | 6 | 6 |  | TL1029B LA PALMA | STEWART ROAD | 69 | 138 | 1-2.2 | 20.64 | 2.2 | 1 | 4/0 ACSR | 0 | 0 | 0 | 0 | 0 | 0 | 0 | 0 | 0 | 0 | 0 | 0 | 0 | 0 | 0 | 0 | 0 | 0 | 0 | 0 | 0 | 0 | 0 | 12
NO |  | 24 | 2011 | 1 | 7 | 7 |  |  |  | 0 | 0 | 2-20.64 | 0 | 0 | 0 | 795.0 ACSS | 0 | 0 | 0 | 0 | 0 | 0 | 0 | 0 | 0 | 0 | 0 | 0 | 0 | 0 | 0 | 0 | 0 | 0 | 0 | 0 | 0 | 0 | 0 | 12
NO |  | 24 | 2011 | 1 | 8 | 8 |  | TL1031 SOUTH MCALLEN | HILINE | 138 | 138 | 1-3.7 | 3.7 | 0 | 1 | 1590 ACSS | 0 | 0 | 0 | 0 | 0 | 0 | 0 | 0 | 0 | 0 | 0 | 0 | 0 | 0 | 0 | 0 | 0 | 0 | 0 | 0 | 0 | 0 | 0 | 12
NO |  | 24 | 2011 | 1 | 9 | 9 |  | TL1054 HARLINGEN SS | LA PALMA | 138 | 138 | 2-1.71 | 1.71 | 0 | 1 | 795.0 ACSR | 0 | 0 | 0 | 0 | 0 | 0 | 0 | 0 | 0 | 0 | 0 | 0 | 0 | 0 | 0 | 0 | 0 | 0 | 0 | 0 | 0 | 0 | 0 | 12
NO |  | 24 | 2011 | 1 | 10 | 10 |  | TL1059 HEC | MVEC PHARR | 138 | 138 | 1-1.63 | 1.63 | 0 | 1 | 795.0 ACSS | 0 | 0 | 0 | 0 | 0 | 0 | 0 | 0 | 0 | 0 | 0 | 0 | 0 | 0 | 0 | 0 | 0 | 0 | 0 | 0 | 0 | 0 | 0 | 12
NO |  | 24 | 2011 | 1 | 11 | 11 |  | TL1060 POLK | SOUTH MCALLEN | 138 | 138 | 1-2.71 | 2.71 | 0 | 1 | 795.0 ACSS | 0 | 0 | 0 | 0 | 0 | 0 | 0 | 0 | 0 | 0 | 0 | 0 | 0 | 0 | 0 | 0 | 0 | 0 | 0 | 0 | 0 | 0 | 0 | 12
NO |  | 24 | 2011 | 1 | 12 | 12 |  | TL1061 HEC | NORTH EDINBURG CKT #1 | 138 | 138 | 1-1.06 | 1.06 | 0 | 1 | 2x795.0 ACSR | 0 | 0 | 0 | 0 | 0 | 0 | 0 | 0 | 0 | 0 | 0 | 0 | 0 | 0 | 0 | 0 | 0 | 0 | 0 | 0 | 0 | 0 | 0 | 12
NO |  | 24 | 2011 | 1 | 13 | 13 |  | TL1062 HEC | WESLACO SS | 138 | 138 | 1-4.4 | 4.4 | 0 | 1 | 795.0 ACSR | 0 | 0 | 0 | 0 | 0 | 0 | 0 | 0 | 0 | 0 | 0 | 0 | 0 | 0 | 0 | 0 | 0 | 0 | 0 | 0 | 0 | 0 | 0 | 12
NO |  | 24 | 2011 | 1 | 14 | 14 |  | TL1063 HARLINGEN SS | LA PALMA | 138 | 138 | 2-6.03 | 6.03 | 0 | 1 | 795.0 ACSR | 0 | 0 | 0 | 0 | 0 | 0 | 0 | 0 | 0 | 0 | 0 | 0 | 0 | 0 | 0 | 0 | 0 | 0 | 0 | 0 | 0 | 0 | 0 | 12
NO |  | 24 | 2011 | 1 | 15 | 15 |  | TL1070 PORT ISABEL | PORT ISABEL | 138 | 138 | 1-6.74 | 6.74 | 0 | 1 | 336.0 ACSR | 0 | 0 | 0 | 0 | 0 | 0 | 0 | 0 | 0 | 0 | 0 | 0 | 0 | 0 | 0 | 0 | 0 | 0 | 0 | 0 | 0 | 0 | 0 | 12
NO |  | 24 | 2011 | 1 | 16 | 16 |  | TL1071 PORT ISABEL | PORT ISABEL | 138 | 138 | 1-6.89 | 6.89 | 0 | 1 | 336.0 ACSR | 0 | 0 | 0 | 0 | 0 | 0 | 0 | 0 | 0 | 0 | 0 | 0 | 0 | 0 | 0 | 0 | 0 | 0 | 0 | 0 | 0 | 0 | 0 | 12
NO |  | 24 | 2011 | 1 | 17 | 17 |  | TL1072A HEC | NORTH EDINBURG CKT #2 | 138 | 138 | 1-1.8 | 1.8 | 0.6 | 1 | 795.0 ACSS | 0 | 0 | 0 | 0 | 0 | 0 | 0 | 0 | 0 | 0 | 0 | 0 | 0 | 0 | 0 | 0 | 0 | 0 | 0 | 0 | 0 | 0 | 0 | 12
NO |  | 24 | 2011 | 1 | 18 | 18 |  | TL1072B HEC | HEC #1 | 138 | 138 | 1-0.03 | 0.03 | 0 | 1 | 2 -1272.0 ACSR | 0 | 0 | 0 | 0 | 0 | 0 | 0 | 0 | 0 | 0 | 0 | 0 | 0 | 0 | 0 | 0 | 0 | 0 | 0 | 0 | 0 | 0 | 0 | 12
NO |  | 24 | 2011 | 1 | 19 | 19 |  | TL1073 STEWART ROAD | WESLACO UNIT | 138 | 138 | 2-14.66 | 14.66 | 0 | 1 | 477.0 ACSR | 0 | 0 | 0 | 0 | 0 | 0 | 0 | 0 | 0 | 0 | 0 | 0 | 0 | 0 | 0 | 0 | 0 | 0 | 0 | 0 | 0 | 0 | 0 | 12
NO |  | 24 | 2011 | 1 | 20 | 20 |  |  |  | 0 | 0 | 0 | 0 | 0 | 0 | 795.0 ACSR | 0 | 0 | 0 | 0 | 0 | 0 | 0 | 0 | 0 | 0 | 0 | 0 | 0 | 0 | 0 | 0 | 0 | 0 | 0 | 0 | 0 | 0 | 0 | 12
NO |  | 24 | 2011 | 1 | 21 | 21 |  | TL1073C SOUTH MCALLEN | STEWART ROAD | 138 | 138 | 1-0.32 | 9.76 | 0 | 1 | 477.0 ACSR | 0 | 0 | 0 | 0 | 0 | 0 | 0 | 0 | 0 | 0 | 0 | 0 | 0 | 0 | 0 | 0 | 0 | 0 | 0 | 0 | 0 | 0 | 0 | 12
NO |  | 24 | 2011 | 1 | 22 | 22 |  |  |  | 0 | 0 | 2-9.44 | 0 | 0 | 0 | 795.0 ACSR | 0 | 0 | 0 | 0 | 0 | 0 | 0 | 0 | 0 | 0 | 0 | 0 | 0 | 0 | 0 | 0 | 0 | 0 | 0 | 0 | 0 | 0 | 0 | 12
NO |  | 24 | 2011 | 1 | 23 | 23 |  | TL1074B LA PALMA | LAURELES | 138 | 138 | 1-9.4 | 9.4 | 0 | 1 | 795.0 ACSR | 0 | 0 | 0 | 0 | 0 | 0 | 0 | 0 | 0 | 0 | 0 | 0 | 0 | 0 | 0 | 0 | 0 | 0 | 0 | 0 | 0 | 0 | 0 | 12
NO |  | 24 | 2011 | 1 | 24 | 24 |  | TL1074C LAURELES | PORT ISABEL | 138 | 138 | 1-7.04 | 14.33 | 0 | 1 | 795.0 ACSR | 0 | 0 | 0 | 0 | 0 | 0 | 0 | 0 | 0 | 0 | 0 | 0 | 0 | 0 | 0 | 0 | 0 | 0 | 0 | 0 | 0 | 0 | 0 | 12
NO |  | 24 | 2011 | 1 | 25 | 25 |  |  |  | 0 | 0 | 2-7.29 | 0 | 0 | 0 |  | 0 | 0 | 0 | 0 | 0 | 0 | 0 | 0 | 0 | 0 | 0 | 0 | 0 | 0 | 0 | 0 | 0 | 0 | 0 | 0 | 0 | 0 | 0 | 12
NO |  | 24 | 2011 | 1 | 26 | 26 |  | TL1075 LA PALMA | PUB LOMA ALTA | 138 | 138 | 1-12.22 | 22.36 | 0 | 1 | 795.0 AAAC | 0 | 0 | 0 | 0 | 0 | 0 | 0 | 0 | 0 | 0 | 0 | 0 | 0 | 0 | 0 | 0 | 0 | 0 | 0 | 0 | 0 | 0 | 0 | 12
NO |  | 24 | 2011 | 1 | 27 | 27 |  |  |  | 0 | 0 | 2-10.14 | 0 | 0 | 0 | 795.0 ACSR | 0 | 0 | 0 | 0 | 0 | 0 | 0 | 0 | 0 | 0 | 0 | 0 | 0 | 0 | 0 | 0 | 0 | 0 | 0 | 0 | 0 | 0 | 0 | 12
NO |  | 24 | 2011 | 1 | 28 | 28 |  | TL1076 UNION CARBIDE | PUB LOMA ALTA | 138 | 138 | 2-1.14 | 1.14 | 0 | 1 | 795.0 ACSR | 0 | 0 | 0 | 0 | 0 | 0 | 0 | 0 | 0 | 0 | 0 | 0 | 0 | 0 | 0 | 0 | 0 | 0 | 0 | 0 | 0 | 0 | 0 | 12
NO |  | 24 | 2011 | 1 | 29 | 29 |  | TL1077 PORT ISABEL | UNION CARBIDE BROWNSVILLE | 138 | 138 | 2-12.85 | 12.85 | 0 | 1 | 477.0 ACSR | 0 | 0 | 0 | 0 | 0 | 0 | 0 | 0 | 0 | 0 | 0 | 0 | 0 | 0 | 0 | 0 | 0 | 0 | 0 | 0 | 0 | 0 | 0 | 12
NO |  | 24 | 2011 | 1 | 30 | 30 |  |  |  | 0 | 0 | 0 | 0 | 0 | 0 | 795.0 ACSR | 0 | 0 | 0 | 0 | 0 | 0 | 0 | 0 | 0 | 0 | 0 | 0 | 0 | 0 | 0 | 0 | 0 | 0 | 0 | 0 | 0 | 0 | 0 | 12
NO |  | 24 | 2011 | 1 | 31 | 31 |  | TL1079 LA PALMA | WESLACO UNIT | 138 | 138 | 1-5.33 | 5.33 | 0 | 1 | 477.0 AAC | 0 | 0 | 0 | 0 | 0 | 0 | 0 | 0 | 0 | 0 | 0 | 0 | 0 | 0 | 0 | 0 | 0 | 0 | 0 | 0 | 0 | 0 | 0 | 12
NO |  | 24 | 2011 | 1 | 32 | 32 |  | TL1080 LA PALMA | MILITARY HIGHWAY | 138 | 138 | 1-2.03 | 21.04 | 0 | 1 | 795.0 ACSR | 0 | 0 | 0 | 0 | 0 | 0 | 0 | 0 | 0 | 0 | 0 | 0 | 0 | 0 | 0 | 0 | 0 | 0 | 0 | 0 | 0 | 0 | 0 | 12
NO |  | 24 | 2011 | 1 | 33 | 33 |  |  |  | 0 | 0 | 2-19.01 | 0 | 0 | 0 |  | 0 | 0 | 0 | 0 | 0 | 0 | 0 | 0 | 0 | 0 | 0 | 0 | 0 | 0 | 0 | 0 | 0 | 0 | 0 | 0 | 0 | 0 | 0 | 12
NO |  | 24 | 2011 | 1 | 34 | 34 |  | TL1081 NORTH MCALLEN | SOUTH MCALLEN | 138 | 138 | 1-4.71 | 4.71 | 0 | 1 | 795.0 ACSS | 0 | 0 | 0 | 0 | 0 | 0 | 0 | 0 | 0 | 0 | 0 | 0 | 0 | 0 | 0 | 0 | 0 | 0 | 0 | 0 | 0 | 0 | 0 | 12
NO |  | 24 | 2011 | 1 | 35 | 35 |  | TL1082 PHARR | MVEC PHARR | 138 | 138 | 1-3.61 | 3.61 | 0 | 1 | 795.0 ACSS | 0 | 0 | 0 | 0 | 0 | 0 | 0 | 0 | 0 | 0 | 0 | 0 | 0 | 0 | 0 | 0 | 0 | 0 | 0 | 0 | 0 | 0 | 0 | 12
NO |  | 24 | 2011 | 2 | 1 | 1 |  | TL1084 POLK | SOUTH MCALLEN | 138 | 138 | 1-3.66 | 3.66 | 0 | 1 | 795.0 ACSR | 0 | 0 | 0 | 0 | 0 | 0 | 0 | 0 | 0 | 0 | 0 | 0 | 0 | 0 | 0 | 0 | 0 | 0 | 0 | 0 | 0 | 0 | 0 | 12
NO |  | 24 | 2011 | 2 | 2 | 2 |  | TL1086A NORTH EDINBURG | MVG (CALPINE) GT1 | 138 | 138 | 1-0.18 | 0.18 | 0 | 1 | 1590.0 ACSR | 0 | 0 | 0 | 0 | 0 | 0 | 0 | 0 | 0 | 0 | 0 | 0 | 0 | 0 | 0 | 0 | 0 | 0 | 0 | 0 | 0 | 0 | 0 | 12
NO |  | 24 | 2011 | 2 | 3 | 3 |  | TL1086B NORTH EDINBURG | MVG (CALPINE) GT2 | 138 | 138 | 1-0.18 | 0.18 | 0 | 1 | 1590.0 ACSR | 0 | 0 | 0 | 0 | 0 | 0 | 0 | 0 | 0 | 0 | 0 | 0 | 0 | 0 | 0 | 0 | 0 | 0 | 0 | 0 | 0 | 0 | 0 | 12
NO |  | 24 | 2011 | 2 | 4 | 4 |  | TL1086C NORTH EDINBURG | MVG (CALPINE) ST1 | 138 | 138 | 1-0.17 | 0.17 | 0 | 1 | 1590.0 ACSR | 0 | 0 | 0 | 0 | 0 | 0 | 0 | 0 | 0 | 0 | 0 | 0 | 0 | 0 | 0 | 0 | 0 | 0 | 0 | 0 | 0 | 0 | 0 | 12
NO |  | 24 | 2011 | 2 | 5 | 5 |  | TL1091 MILITARY HIGHWAY | PALO ALTO | 138 | 138 | 1-4.75 | 5.83 | 0 | 1 | 795.0 ACSR | 0 | 0 | 0 | 0 | 0 | 0 | 0 | 0 | 0 | 0 | 0 | 0 | 0 | 0 | 0 | 0 | 0 | 0 | 0 | 0 | 0 | 0 | 0 | 12
NO |  | 24 | 2011 | 2 | 6 | 6 |  |  |  | 0 | 0 | 2-1.08 | 0 | 0 | 0 |  | 0 | 0 | 0 | 0 | 0 | 0 | 0 | 0 | 0 | 0 | 0 | 0 | 0 | 0 | 0 | 0 | 0 | 0 | 0 | 0 | 0 | 0 | 0 | 12
NO |  | 24 | 2011 | 2 | 7 | 7 |  | TL1091B UNION CARBIDE | PALO ALTO | 138 | 138 | 2-9.1 | 9.1 | 0.62 | 1 | 795.0 ACSR | 0 | 0 | 0 | 0 | 0 | 0 | 0 | 0 | 0 | 0 | 0 | 0 | 0 | 0 | 0 | 0 | 0 | 0 | 0 | 0 | 0 | 0 | 0 | 12
NO |  | 24 | 2011 | 2 | 8 | 8 |  | TL1092A NORTH EDINBURG | NORTH MCALLEN CKT #1 | 138 | 138 | 1-0.53 | 0.53 | 9.02 | 1 | 795.0 ACSS | 0 | 0 | 0 | 0 | 0 | 0 | 0 | 0 | 0 | 0 | 0 | 0 | 0 | 0 | 0 | 0 | 0 | 0 | 0 | 0 | 0 | 0 | 0 | 12
NO |  | 24 | 2011 | 2 | 9 | 9 |  | TL1092B NORTH EDINBURG | NORTH MCALLEN CKT #2 | 138 | 138 | 1-9.24 | 9.24 | 0 | 1 | 795.0 ACSS | 0 | 0 | 0 | 0 | 0 | 0 | 0 | 0 | 0 | 0 | 0 | 0 | 0 | 0 | 0 | 0 | 0 | 0 | 0 | 0 | 0 | 0 | 0 | 12
NO |  | 24 | 2011 | 2 | 10 | 10 |  | TL1093 NORTH MCALLEN | SOUTH MCALLEN | 138 | 138 | 1-2.63 | 3.28 | 0 | 1 | 795.0 ACSS | 0 | 0 | 0 | 0 | 0 | 0 | 0 | 0 | 0 | 0 | 0 | 0 | 0 | 0 | 0 | 0 | 0 | 0 | 0 | 0 | 0 | 0 | 0 | 12
NO |  | 24 | 2011 | 2 | 11 | 11 |  |  |  | 0 | 0 | 2-0.65 | 0 | 0 | 0 |  | 0 | 0 | 0 | 0 | 0 | 0 | 0 | 0 | 0 | 0 | 0 | 0 | 0 | 0 | 0 | 0 | 0 | 0 | 0 | 0 | 0 | 0 | 0 | 12
NO |  | 24 | 2011 | 2 | 12 | 12 |  | TL1095 MILITARY HIGHWAY | CFE TIE | 138 | 138 | 1-0.14 | 0.14 | 0 | 1 | 795.0 ACSR | 0 | 0 | 0 | 0 | 0 | 0 | 0 | 0 | 0 | 0 | 0 | 0 | 0 | 0 | 0 | 0 | 0 | 0 | 0 | 0 | 0 | 0 | 0 | 12
NO |  | 24 | 2011 | 2 | 13 | 13 |  | TL1096 PORT ISABEL | PORT ISABEL | 138 | 138 | 4-8.56 | 8.56 | 0 | 1 | 750.0 MCM CU | 0 | 0 | 0 | 0 | 0 | 0 | 0 | 0 | 0 | 0 | 0 | 0 | 0 | 0 | 0 | 0 | 0 | 0 | 0 | 0 | 0 | 0 | 0 | 12
NO |  | 24 | 2011 | 2 | 14 | 14 |  | TL1097 LA PALMA | RIO HONDO CKT #1 | 138 | 138 | 1-10.09 | 10.09 | 0 | 1 | 2x795.0 ACSS | 0 | 0 | 0 | 0 | 0 | 0 | 0 | 0 | 0 | 0 | 0 | 0 | 0 | 0 | 0 | 0 | 0 | 0 | 0 | 0 | 0 | 0 | 0 | 12
NO |  | 24 | 2011 | 2 | 15 | 15 |  | TL1117 FRONTERA | SOUTH MCALLEN | 138 | 138 | 1-14.66 | 14.66 | 0 | 1 | 1272.0 ACSR | 0 | 0 | 0 | 0 | 0 | 0 | 0 | 0 | 0 | 0 | 0 | 0 | 0 | 0 | 0 | 0 | 0 | 0 | 0 | 0 | 0 | 0 | 0 | 12
NO |  | 24 | 2011 | 2 | 16 | 16 |  | TL1117A AGAVE | SLU TAYLOR | 138 | 138 | 1-0.15 | 0.15 | 0 | 1 | 1272.0 ACSR | 0 | 0 | 0 | 0 | 0 | 0 | 0 | 0 | 0 | 0 | 0 | 0 | 0 | 0 | 0 | 0 | 0 | 0 | 0 | 0 | 0 | 0 | 0 | 12
NO |  | 24 | 2011 | 2 | 17 | 17 |  | TL1119 RIO GRANDE CITY | ROMA TAP | 138 | 138 | 1-7.61 | 7.61 | 0 | 1 | 795.0 ACSR | 0 | 0 | 0 | 0 | 0 | 0 | 0 | 0 | 0 | 0 | 0 | 0 | 0 | 0 | 0 | 0 | 0 | 0 | 0 | 0 | 0 | 0 | 0 | 12
NO |  | 24 | 2011 | 2 | 18 | 18 |  | TL1121 POLK | PHARR | 138 | 138 | 1-3.56 | 3.56 | 0 | 1 | 795.0 ACSS | 0 | 0 | 0 | 0 | 0 | 0 | 0 | 0 | 0 | 0 | 0 | 0 | 0 | 0 | 0 | 0 | 0 | 0 | 0 | 0 | 0 | 0 | 0 | 12
NO |  | 24 | 2011 | 2 | 19 | 19 |  | TL1122 HEC | WESLACO SS | 138 | 138 | 1-11.52 | 11.52 | 0 | 1 | 795.0 ACSR | 0 | 0 | 0 | 0 | 0 | 0 | 0 | 0 | 0 | 0 | 0 | 0 | 0 | 0 | 0 | 0 | 0 | 0 | 0 | 0 | 0 | 0 | 0 | 12
NO |  | 24 | 2011 | 2 | 20 | 20 |  | TL1123 HEC | MVEC PHARR | 138 | 138 | 1-7.68 | 7.68 | 0 | 1 | 795.0 ACSS | 0 | 0 | 0 | 0 | 0 | 0 | 0 | 0 | 0 | 0 | 0 | 0 | 0 | 0 | 0 | 0 | 0 | 0 | 0 | 0 | 0 | 0 | 0 | 12
NO |  | 24 | 2011 | 2 | 21 | 21 |  | TL3001A LON HILL | WARBURTON | 138 | 138 | 1-0.15 | 58.35 | 14.36 | 1 | 336.0 ACSR | 0 | 0 | 0 | 0 | 0 | 0 | 0 | 0 | 0 | 0 | 0 | 0 | 0 | 0 | 0 | 0 | 0 | 0 | 0 | 0 | 0 | 0 | 0 | 12
NO |  | 24 | 2011 | 2 | 22 | 22 |  |  |  | 0 | 0 | 2-58.2 | 0 | 0 | 0 |  | 0 | 0 | 0 | 0 | 0 | 0 | 0 | 0 | 0 | 0 | 0 | 0 | 0 | 0 | 0 | 0 | 0 | 0 | 0 | 0 | 0 | 0 | 0 | 12
NO |  | 24 | 2011 | 2 | 23 | 23 |  | TL3001B WARBURTON | VICTORIA | 138 | 138 | 2-14.64 | 14.64 | 0 | 1 | 336.0 ACSR | 0 | 0 | 0 | 0 | 0 | 0 | 0 | 0 | 0 | 0 | 0 | 0 | 0 | 0 | 0 | 0 | 0 | 0 | 0 | 0 | 0 | 0 | 0 | 12
NO |  | 24 | 2011 | 2 | 24 | 24 |  | TL3002 COLETO | KENEDY SS | 138 | 138 | 2-45.14 | 45.14 | 0 | 1 | 795.0 ACSR | 0 | 0 | 0 | 0 | 0 | 0 | 0 | 0 | 0 | 0 | 0 | 0 | 0 | 0 | 0 | 0 | 0 | 0 | 0 | 0 | 0 | 0 | 0 | 12
NO |  | 24 | 2011 | 2 | 25 | 25 |  | TL3003 KENEDY SS | CPSB V.H. BRAUNIG | 138 | 138 | 2-13.65 | 13.65 | 0 | 1 | 477.0 ACSR | 0 | 0 | 0 | 0 | 0 | 0 | 0 | 0 | 0 | 0 | 0 | 0 | 0 | 0 | 0 | 0 | 0 | 0 | 0 | 0 | 0 | 0 | 0 | 12
NO |  | 24 | 2011 | 2 | 26 | 26 |  | TL3004 KENEDY SS | PLEASANTON | 138 | 138 | 2-40 | 40 | 0 | 1 | 266.8 ACSR | 0 | 0 | 0 | 0 | 0 | 0 | 0 | 0 | 0 | 0 | 0 | 0 | 0 | 0 | 0 | 0 | 0 | 0 | 0 | 0 | 0 | 0 | 0 | 12
NO |  | 24 | 2011 | 2 | 27 | 27 |  | TL3005 EL CAMPO | VICTORIA | 138 | 138 | 2-21.57 | 21.57 | 4.78 | 1 | 795.0 ACSR | 0 | 0 | 0 | 0 | 0 | 0 | 0 | 0 | 0 | 0 | 0 | 0 | 0 | 0 | 0 | 0 | 0 | 0 | 0 | 0 | 0 | 0 | 0 | 12
NO |  | 24 | 2011 | 2 | 28 | 28 |  | TL3006 EL CAMPO | VICTORIA | 138 | 138 | 2-9.72 | 9.72 | 0 | 1 | 795.0 ACSR | 0 | 0 | 0 | 0 | 0 | 0 | 0 | 0 | 0 | 0 | 0 | 0 | 0 | 0 | 0 | 0 | 0 | 0 | 0 | 0 | 0 | 0 | 0 | 12
NO |  | 24 | 2011 | 2 | 29 | 29 |  | TL3007 EL CAMPO | VICTORIA | 138 | 138 | 1-2.09 | 20.02 | 0 | 1 | 795.0 AAAC | 0 | 0 | 0 | 0 | 0 | 0 | 0 | 0 | 0 | 0 | 0 | 0 | 0 | 0 | 0 | 0 | 0 | 0 | 0 | 0 | 0 | 0 | 0 | 12
NO |  | 24 | 2011 | 2 | 30 | 30 |  |  |  | 0 | 0 | 2-17.93 | 0 | 0 | 0 | 795.0 ACSR | 0 | 0 | 0 | 0 | 0 | 0 | 0 | 0 | 0 | 0 | 0 | 0 | 0 | 0 | 0 | 0 | 0 | 0 | 0 | 0 | 0 | 0 | 0 | 12
NO |  | 24 | 2011 | 2 | 31 | 31 |  | TL3008 EL CAMPO | LANE CITY | 138 | 138 | 1-1.43 | 17.24 | 0 | 1 | 795.0 AAC | 0 | 0 | 0 | 0 | 0 | 0 | 0 | 0 | 0 | 0 | 0 | 0 | 0 | 0 | 0 | 0 | 0 | 0 | 0 | 0 | 0 | 0 | 0 | 12
NO |  | 24 | 2011 | 2 | 32 | 32 |  |  |  | 0 | 0 | 2-15.81 | 0 | 0 | 0 | 795.0 ACSR | 0 | 0 | 0 | 0 | 0 | 0 | 0 | 0 | 0 | 0 | 0 | 0 | 0 | 0 | 0 | 0 | 0 | 0 | 0 | 0 | 0 | 0 | 0 | 12
NO |  | 24 | 2011 | 2 | 33 | 33 |  | TL3009 EL CAMPO | LANE CITY | 138 | 138 | 2-1.41 | 1.41 | 0 | 1 | 795.0 ACSR | 0 | 0 | 0 | 0 | 0 | 0 | 0 | 0 | 0 | 0 | 0 | 0 | 0 | 0 | 0 | 0 | 0 | 0 | 0 | 0 | 0 | 0 | 0 | 12
NO |  | 24 | 2011 | 2 | 34 | 34 |  | TL3010 LOLITA | VICTORIA | 138 | 138 | 2-23.96 | 28.74 | 0 | 1 | 795.0 ACSR | 0 | 0 | 0 | 0 | 0 | 0 | 0 | 0 | 0 | 0 | 0 | 0 | 0 | 0 | 0 | 0 | 0 | 0 | 0 | 0 | 0 | 0 | 0 | 12
NO |  | 24 | 2011 | 2 | 35 | 35 |  | TL3010 LOLITA | VICTORIA | 0 | 0 | 3-4.78 | 0 | 0 | 0 |  | 0 | 0 | 0 | 0 | 0 | 0 | 0 | 0 | 0 | 0 | 0 | 0 | 0 | 0 | 0 | 0 | 0 | 0 | 0 | 0 | 0 | 0 | 0 | 12
NO |  | 24 | 2011 | 3 | 1 | 1 |  | TL3011 BLESSING | LOLITA | 138 | 138 | 2-22.51 | 22.51 | 0 | 1 | 795.0 ACSR | 0 | 0 | 0 | 0 | 0 | 0 | 0 | 0 | 0 | 0 | 0 | 0 | 0 | 0 | 0 | 0 | 0 | 0 | 0 | 0 | 0 | 0 | 0 | 12
NO |  | 24 | 2011 | 3 | 2 | 2 |  | TL3012 BLESSING | LANE CITY | 138 | 138 | 2-25.5 | 25.5 | 0 | 1 | 477.0 ACSR | 0 | 0 | 0 | 0 | 0 | 0 | 0 | 0 | 0 | 0 | 0 | 0 | 0 | 0 | 0 | 0 | 0 | 0 | 0 | 0 | 0 | 0 | 0 | 12
NO |  | 24 | 2011 | 3 | 3 | 3 |  | TL3013 DUPONT SS | VICTORIA NORTH | 138 | 138 | 1-7.65 | 0 | 7.65 | 1 | 795.0 ACSR | 0 | 0 | 0 | 0 | 0 | 0 | 0 | 0 | 0 | 0 | 0 | 0 | 0 | 0 | 0 | 0 | 0 | 0 | 0 | 0 | 0 | 0 | 0 | 12
NO |  | 24 | 2011 | 3 | 4 | 4 |  | TL3014 BIG THREE | DUPONT SS | 138 | 138 | 2-4.28 | 4.32 | 0.14 | 1 | 477.0 ACSR | 0 | 0 | 0 | 0 | 0 | 0 | 0 | 0 | 0 | 0 | 0 | 0 | 0 | 0 | 0 | 0 | 0 | 0 | 0 | 0 | 0 | 0 | 0 | 12
NO |  | 24 | 2011 | 3 | 5 | 5 |  |  |  | 0 | 0 | 3-0.04 | 0 | 0 | 0 | 795.0 ACSR | 0 | 0 | 0 | 0 | 0 | 0 | 0 | 0 | 0 | 0 | 0 | 0 | 0 | 0 | 0 | 0 | 0 | 0 | 0 | 0 | 0 | 0 | 0 | 12
NO |  | 24 | 2011 | 3 | 6 | 6 |  | TL3015 FORMOSA | LOLITA | 138 | 138 | 2-11.84 | 11.84 | 0 | 1 | 795.0 ACSR | 0 | 0 | 0 | 0 | 0 | 0 | 0 | 0 | 0 | 0 | 0 | 0 | 0 | 0 | 0 | 0 | 0 | 0 | 0 | 0 | 0 | 0 | 0 | 12
NO |  | 24 | 2011 | 3 | 7 | 7 |  | TL3016 JOSLIN | ALCOA (1) | 138 | 138 | 1-1.09 | 0 | 1.09 | 1 | 1590.0 ACSR | 0 | 0 | 0 | 0 | 0 | 0 | 0 | 0 | 0 | 0 | 0 | 0 | 0 | 0 | 0 | 0 | 0 | 0 | 0 | 0 | 0 | 0 | 0 | 12
NO |  | 24 | 2011 | 3 | 8 | 8 |  | TL3017 JOSLIN | ALCOA (2) | 138 | 138 | 3-1.09 | 1.09 | 0 | 1 | 1590.0 ACSR | 0 | 0 | 0 | 0 | 0 | 0 | 0 | 0 | 0 | 0 | 0 | 0 | 0 | 0 | 0 | 0 | 0 | 0 | 0 | 0 | 0 | 0 | 0 | 12
NO |  | 24 | 2011 | 3 | 9 | 9 |  | TL3018 CARBIDE SEADRIFT | JOSLIN | 138 | 138 | 1-0.68 | 12.83 | 6.93 | 1 | 795.0 ACSR | 0 | 0 | 0 | 0 | 0 | 0 | 0 | 0 | 0 | 0 | 0 | 0 | 0 | 0 | 0 | 0 | 0 | 0 | 0 | 0 | 0 | 0 | 0 | 12
NO |  | 24 | 2011 | 3 | 10 | 10 |  |  |  | 0 | 0 | 3-12.15 | 0 | 0 | 0 |  | 0 | 0 | 0 | 0 | 0 | 0 | 0 | 0 | 0 | 0 | 0 | 0 | 0 | 0 | 0 | 0 | 0 | 0 | 0 | 0 | 0 | 0 | 0 | 12
NO |  | 24 | 2011 | 3 | 11 | 11 |  | TL3019 AIRCO | RINCON | 138 | 138 | 2-51.46 | 51.46 | 0 | 1 | 477.0 ACSR | 0 | 0 | 0 | 0 | 0 | 0 | 0 | 0 | 0 | 0 | 0 | 0 | 0 | 0 | 0 | 0 | 0 | 0 | 0 | 0 | 0 | 0 | 0 | 12
NO |  | 24 | 2011 | 3 | 12 | 12 |  | TL3021 DUPONT SS | DUPONT # 1 | 138 | 138 | 1-2.09 | 2.09 | 0 | 1 | 795.0 AAC | 0 | 0 | 0 | 0 | 0 | 0 | 0 | 0 | 0 | 0 | 0 | 0 | 0 | 0 | 0 | 0 | 0 | 0 | 0 | 0 | 0 | 0 | 0 | 12
NO |  | 24 | 2011 | 3 | 13 | 13 |  | TL3022 CELANESE | CONOCO | 138 | 138 | 1-0.06 | 0.06 | 0 | 1 | 795.0 ACSR | 0 | 0 | 0 | 0 | 0 | 0 | 0 | 0 | 0 | 0 | 0 | 0 | 0 | 0 | 0 | 0 | 0 | 0 | 0 | 0 | 0 | 0 | 0 | 12
NO |  | 24 | 2011 | 3 | 14 | 14 |  | TL3026 DUPONT SS | DUPONT # 2 | 138 | 138 | 1-2.08 | 2.08 | 0 | 1 | 795.0 AAC | 0 | 0 | 0 | 0 | 0 | 0 | 0 | 0 | 0 | 0 | 0 | 0 | 0 | 0 | 0 | 0 | 0 | 0 | 0 | 0 | 0 | 0 | 0 | 12
NO |  | 24 | 2011 | 3 | 15 | 15 |  | TL3027 DUPONT SS | VICTORIA SOUTH | 138 | 138 | 3-7.65 | 7.65 | 0 | 1 | 795.0 ACSR | 0 | 0 | 0 | 0 | 0 | 0 | 0 | 0 | 0 | 0 | 0 | 0 | 0 | 0 | 0 | 0 | 0 | 0 | 0 | 0 | 0 | 0 | 0 | 12
NO |  | 24 | 2011 | 3 | 16 | 16 |  | TL3030 BLESSING | PORT LAVACA | 69 | 138 | 1-2.02 | 2.02 | 0 | 1 | 4/0 ACSR | 0 | 0 | 0 | 0 | 0 | 0 | 0 | 0 | 0 | 0 | 0 | 0 | 0 | 0 | 0 | 0 | 0 | 0 | 0 | 0 | 0 | 0 | 0 | 12
NO |  | 24 | 2011 | 3 | 17 | 17 |  | TL3032 BLESSING | PORT LAVACA | 69 | 138 | 1-2.11 | 5.72 | 0 | 1 | 477.0 ACSR | 0 | 0 | 0 | 0 | 0 | 0 | 0 | 0 | 0 | 0 | 0 | 0 | 0 | 0 | 0 | 0 | 0 | 0 | 0 | 0 | 0 | 0 | 0 | 12
NO |  | 24 | 2011 | 3 | 18 | 18 |  |  |  | 0 | 0 | 3-3.61 | 0 | 0 | 0 |  | 0 | 0 | 0 | 0 | 0 | 0 | 0 | 0 | 0 | 0 | 0 | 0 | 0 | 0 | 0 | 0 | 0 | 0 | 0 | 0 | 0 | 0 | 0 | 12
NO |  | 24 | 2011 | 3 | 19 | 19 |  | TL3034 BLESSING | CELANESE BAY CITY | 138 | 138 | 2-5.74 | 5.74 | 0 | 1 | 795.0 ACSR | 0 | 0 | 0 | 0 | 0 | 0 | 0 | 0 | 0 | 0 | 0 | 0 | 0 | 0 | 0 | 0 | 0 | 0 | 0 | 0 | 0 | 0 | 0 | 12
NO |  | 24 | 2011 | 3 | 20 | 20 |  | TL3035 BAY CITY | CONOCO | 138 | 138 | 1-0.84 | 19.52 | 0 | 1 | 795.0 ACSR | 0 | 0 | 0 | 0 | 0 | 0 | 0 | 0 | 0 | 0 | 0 | 0 | 0 | 0 | 0 | 0 | 0 | 0 | 0 | 0 | 0 | 0 | 0 | 12
NO |  | 24 | 2011 | 3 | 21 | 21 |  |  |  | 0 | 0 | 2-18.68 | 0 | 0 | 0 |  | 0 | 0 | 0 | 0 | 0 | 0 | 0 | 0 | 0 | 0 | 0 | 0 | 0 | 0 | 0 | 0 | 0 | 0 | 0 | 0 | 0 | 0 | 0 | 12
NO |  | 24 | 2011 | 3 | 22 | 22 |  | TL3036 BAY CITY | LANE CITY | 138 | 138 | 1-0.44 | 15.04 | 0 | 1 | 795.0 ACSR | 0 | 0 | 0 | 0 | 0 | 0 | 0 | 0 | 0 | 0 | 0 | 0 | 0 | 0 | 0 | 0 | 0 | 0 | 0 | 0 | 0 | 0 | 0 | 12
NO |  | 24 | 2011 | 3 | 23 | 23 |  |  |  | 0 | 0 | 2-14.6 | 0 | 0 | 0 |  | 0 | 0 | 0 | 0 | 0 | 0 | 0 | 0 | 0 | 0 | 0 | 0 | 0 | 0 | 0 | 0 | 0 | 0 | 0 | 0 | 0 | 0 | 0 | 12
NO |  | 24 | 2011 | 3 | 24 | 24 |  | TL3044 SIGMOR | THREE RIVERS | 138 | 138 | 2-3.54 | 3.54 | 0 | 1 | 795.0 ACSR | 0 | 0 | 0 | 0 | 0 | 0 | 0 | 0 | 0 | 0 | 0 | 0 | 0 | 0 | 0 | 0 | 0 | 0 | 0 | 0 | 0 | 0 | 0 | 12
NO |  | 24 | 2011 | 3 | 25 | 25 |  | TL3045 SIGMOR | STEC ORANGE GROVE | 138 | 138 | 2-1.83 | 1.83 | 0 | 1 | 795.0 ACSR | 0 | 0 | 0 | 0 | 0 | 0 | 0 | 0 | 0 | 0 | 0 | 0 | 0 | 0 | 0 | 0 | 0 | 0 | 0 | 0 | 0 | 0 | 0 | 12
NO |  | 24 | 2011 | 3 | 26 | 26 |  | TL3046 SIGMOR | STEC SAN MIGUEL | 138 | 138 | 1-2.41 | 1.83 | 0 | 1 | 1/0 ACSR | 0 | 0 | 0 | 0 | 0 | 0 | 0 | 0 | 0 | 0 | 0 | 0 | 0 | 0 | 0 | 0 | 0 | 0 | 0 | 0 | 0 | 0 | 0 | 12
NO |  | 24 | 2011 | 3 | 27 | 27 |  |  |  | 0 | 0 | 2-1.83 | 0 | 0 | 0 | 795.0 ACSR | 0 | 0 | 0 | 0 | 0 | 0 | 0 | 0 | 0 | 0 | 0 | 0 | 0 | 0 | 0 | 0 | 0 | 0 | 0 | 0 | 0 | 0 | 0 | 12
NO |  | 24 | 2011 | 3 | 28 | 28 |  | TL3084 VICTORIA | LCRA CUERO | 138 | 138 | 1-4.04 | 17.86 | 0 | 1 | 795.0 ACSR | 0 | 0 | 0 | 0 | 0 | 0 | 0 | 0 | 0 | 0 | 0 | 0 | 0 | 0 | 0 | 0 | 0 | 0 | 0 | 0 | 0 | 0 | 0 | 12
NO |  | 24 | 2011 | 3 | 29 | 29 |  |  |  | 0 | 0 | 2-13.82 | 0 | 0 | 0 |  | 0 | 0 | 0 | 0 | 0 | 0 | 0 | 0 | 0 | 0 | 0 | 0 | 0 | 0 | 0 | 0 | 0 | 0 | 0 | 0 | 0 | 0 | 0 | 12
NO |  | 24 | 2011 | 3 | 30 | 30 |  | TL3085 VICTORIA | LCRA CUERO | 138 | 138 | 2-10.88 | 10.88 | 0 | 1 | 795.0 ACSR | 0 | 0 | 0 | 0 | 0 | 0 | 0 | 0 | 0 | 0 | 0 | 0 | 0 | 0 | 0 | 0 | 0 | 0 | 0 | 0 | 0 | 0 | 0 | 12
NO |  | 24 | 2011 | 3 | 31 | 31 |  | TL3111 DUPONT SS | JOSLIN | 138 | 138 | 2-17.36 | 18.31 | 0 | 1 | 795.0 ACSR | 0 | 0 | 0 | 0 | 0 | 0 | 0 | 0 | 0 | 0 | 0 | 0 | 0 | 0 | 0 | 0 | 0 | 0 | 0 | 0 | 0 | 0 | 0 | 12
NO |  | 24 | 2011 | 3 | 32 | 32 |  |  |  | 0 | 0 | 3-0.95 | 0 | 0 | 0 |  | 0 | 0 | 0 | 0 | 0 | 0 | 0 | 0 | 0 | 0 | 0 | 0 | 0 | 0 | 0 | 0 | 0 | 0 | 0 | 0 | 0 | 0 | 0 | 12
NO |  | 24 | 2011 | 3 | 33 | 33 |  | TL3112 DUPONT SS | JOSLIN | 138 | 138 | 1-0.42 | 14.28 | 0 | 1 | 795.0 ACSR | 0 | 0 | 0 | 0 | 0 | 0 | 0 | 0 | 0 | 0 | 0 | 0 | 0 | 0 | 0 | 0 | 0 | 0 | 0 | 0 | 0 | 0 | 0 | 12
NO |  | 24 | 2011 | 3 | 34 | 34 |  |  |  | 0 | 0 | 2-13.68 | 0 | 0 | 0 |  | 0 | 0 | 0 | 0 | 0 | 0 | 0 | 0 | 0 | 0 | 0 | 0 | 0 | 0 | 0 | 0 | 0 | 0 | 0 | 0 | 0 | 0 | 0 | 12
NO |  | 24 | 2011 | 3 | 35 | 35 |  | TL3112 DUPONT SS | JOSLIN (Continued) | 0 | 0 | 3-0.18 | 0 | 0 | 0 |  | 0 | 0 | 0 | 0 | 0 | 0 | 0 | 0 | 0 | 0 | 0 | 0 | 0 | 0 | 0 | 0 | 0 | 0 | 0 | 0 | 0 | 0 | 0 | 12
NO |  | 24 | 2011 | 4 | 1 | 1 |  | TL3113B BLESSING | CELANESE BAY CITY | 138 | 138 | 2-5.8 | 5.8 | 0 | 1 | 795.0 ACSR | 0 | 0 | 0 | 0 | 0 | 0 | 0 | 0 | 0 | 0 | 0 | 0 | 0 | 0 | 0 | 0 | 0 | 0 | 0 | 0 | 0 | 0 | 0 | 12
NO |  | 24 | 2011 | 4 | 2 | 2 |  | TL3114 STP PUMP TAP | STP CONSTRUCTION | 138 | 138 | 3-6.4 | 6.4 | 0 | 1 | 795.0 ACSR | 0 | 0 | 0 | 0 | 0 | 0 | 0 | 0 | 0 | 0 | 0 | 0 | 0 | 0 | 0 | 0 | 0 | 0 | 0 | 0 | 0 | 0 | 0 | 12
NO |  | 24 | 2011 | 4 | 3 | 3 |  | TL3115 STP CONSTRUCTION | STP RIVER PUMP | 138 | 138 | 1-4.36 | 4.36 | 0 | 1 | 4/0 ACSR | 0 | 0 | 0 | 0 | 0 | 0 | 0 | 0 | 0 | 0 | 0 | 0 | 0 | 0 | 0 | 0 | 0 | 0 | 0 | 0 | 0 | 0 | 0 | 12
NO |  | 24 | 2011 | 4 | 4 | 4 |  | TL3118 COLETO CREEK NORTH | VICTORIA | 138 | 138 | 2-11.1 | 15.91 | 0 | 1 | 1590.0 ACSR | 0 | 0 | 0 | 0 | 0 | 0 | 0 | 0 | 0 | 0 | 0 | 0 | 0 | 0 | 0 | 0 | 0 | 0 | 0 | 0 | 0 | 0 | 0 | 12
NO |  | 24 | 2011 | 4 | 5 | 5 |  |  |  | 0 | 0 | 3-4.81 | 0 | 0 | 0 |  | 0 | 0 | 0 | 0 | 0 | 0 | 0 | 0 | 0 | 0 | 0 | 0 | 0 | 0 | 0 | 0 | 0 | 0 | 0 | 0 | 0 | 0 | 0 | 12
NO |  | 24 | 2011 | 4 | 6 | 6 |  | TL3119 COLETO CREEK SOUTH | VICTORIA | 138 | 138 | 2-6.76 | 15.6 | 0 | 1 | 1590.0 ACSR | 0 | 0 | 0 | 0 | 0 | 0 | 0 | 0 | 0 | 0 | 0 | 0 | 0 | 0 | 0 | 0 | 0 | 0 | 0 | 0 | 0 | 0 | 0 | 12
NO |  | 24 | 2011 | 4 | 7 | 7 |  |  |  | 0 | 0 | 3-8.84 | 0 | 0 | 0 |  | 0 | 0 | 0 | 0 | 0 | 0 | 0 | 0 | 0 | 0 | 0 | 0 | 0 | 0 | 0 | 0 | 0 | 0 | 0 | 0 | 0 | 0 | 0 | 12
NO |  | 24 | 2011 | 4 | 8 | 8 |  | TL3122 CARBIDE SEADRIFT | VISTRON | 138 | 138 | 2-6.13 | 6.13 | 0 | 1 | 477.0 ACSR | 0 | 0 | 0 | 0 | 0 | 0 | 0 | 0 | 0 | 0 | 0 | 0 | 0 | 0 | 0 | 0 | 0 | 0 | 0 | 0 | 0 | 0 | 0 | 12
NO |  | 24 | 2011 | 4 | 9 | 9 |  |  |  | 0 | 0 | 0 | 0 | 0 | 0 | 795.0 ACSR | 0 | 0 | 0 | 0 | 0 | 0 | 0 | 0 | 0 | 0 | 0 | 0 | 0 | 0 | 0 | 0 | 0 | 0 | 0 | 0 | 0 | 0 | 0 | 12
NO |  | 24 | 2011 | 4 | 10 | 10 |  | TL3124 FORMOSA | JOSLIN | 138 | 138 | 2-0.69 | 2.53 | 0 | 1 | 795.0 ACSR | 0 | 0 | 0 | 0 | 0 | 0 | 0 | 0 | 0 | 0 | 0 | 0 | 0 | 0 | 0 | 0 | 0 | 0 | 0 | 0 | 0 | 0 | 0 | 12
NO |  | 24 | 2011 | 4 | 11 | 11 |  |  |  | 0 | 0 | 3-1.84 | 0 | 0 | 0 |  | 0 | 0 | 0 | 0 | 0 | 0 | 0 | 0 | 0 | 0 | 0 | 0 | 0 | 0 | 0 | 0 | 0 | 0 | 0 | 0 | 0 | 0 | 0 | 12
NO |  | 24 | 2011 | 4 | 12 | 12 |  | TL3125 BIG THREE | VISTRON | 138 | 138 | 2-10.52 | 10.52 | 0 | 1 | 477.0 ACSR | 0 | 0 | 0 | 0 | 0 | 0 | 0 | 0 | 0 | 0 | 0 | 0 | 0 | 0 | 0 | 0 | 0 | 0 | 0 | 0 | 0 | 0 | 0 | 12
NO |  | 24 | 2011 | 4 | 13 | 13 |  |  |  | 0 | 0 | 0 | 0 | 0 | 0 | 795.0 ACSR | 0 | 0 | 0 | 0 | 0 | 0 | 0 | 0 | 0 | 0 | 0 | 0 | 0 | 0 | 0 | 0 | 0 | 0 | 0 | 0 | 0 | 0 | 0 | 12
NO |  | 24 | 2011 | 4 | 14 | 14 |  | TL3126 CELANESE | CONOCO | 138 | 138 | 2-10.37 | 10.37 | 0 | 1 | 795.0 ACSR | 0 | 0 | 0 | 0 | 0 | 0 | 0 | 0 | 0 | 0 | 0 | 0 | 0 | 0 | 0 | 0 | 0 | 0 | 0 | 0 | 0 | 0 | 0 | 12
NO |  | 24 | 2011 | 4 | 15 | 15 |  | TL3127 AIRCO | CARBIDE | 138 | 138 | 2-1.43 | 1.43 | 0 | 1 | 477.0 ACSR | 0 | 0 | 0 | 0 | 0 | 0 | 0 | 0 | 0 | 0 | 0 | 0 | 0 | 0 | 0 | 0 | 0 | 0 | 0 | 0 | 0 | 0 | 0 | 12
NO |  | 24 | 2011 | 4 | 16 | 16 |  | TL3139 CHASEFIELD TAP#2 | CHASEFIELD | 69 | 138 | 1-4.58 | 4.58 | 0 | 1 | 795.0 ACSR | 0 | 0 | 0 | 0 | 0 | 0 | 0 | 0 | 0 | 0 | 0 | 0 | 0 | 0 | 0 | 0 | 0 | 0 | 0 | 0 | 0 | 0 | 0 | 12
NO |  | 24 | 2011 | 4 | 17 | 17 |  | TL5001 KINGSVILLE | LON HILL | 138 | 138 | 1-1 | 36.79 | 0 | 1 | 795.0 ACSR | 0 | 0 | 0 | 0 | 0 | 0 | 0 | 0 | 0 | 0 | 0 | 0 | 0 | 0 | 0 | 0 | 0 | 0 | 0 | 0 | 0 | 0 | 0 | 12
NO |  | 24 | 2011 | 4 | 18 | 18 |  |  |  | 0 | 0 | 2-28.92 | 0 | 0 | 0 |  | 0 | 0 | 0 | 0 | 0 | 0 | 0 | 0 | 0 | 0 | 0 | 0 | 0 | 0 | 0 | 0 | 0 | 0 | 0 | 0 | 0 | 0 | 0 | 12
NO |  | 24 | 2011 | 4 | 19 | 19 |  |  |  | 0 | 0 | 3-6.87 | 0 | 0 | 0 |  | 0 | 0 | 0 | 0 | 0 | 0 | 0 | 0 | 0 | 0 | 0 | 0 | 0 | 0 | 0 | 0 | 0 | 0 | 0 | 0 | 0 | 0 | 0 | 12
NO |  | 24 | 2011 | 4 | 20 | 20 |  | TL5002 KINGSVILLE | KLEBERG | 138 | 138 | 1-1.37 | 5.5 | 0 | 1 | 795.0 ACSR | 0 | 0 | 0 | 0 | 0 | 0 | 0 | 0 | 0 | 0 | 0 | 0 | 0 | 0 | 0 | 0 | 0 | 0 | 0 | 0 | 0 | 0 | 0 | 12
NO |  | 24 | 2011 | 4 | 21 | 21 |  |  |  | 0 | 0 | 2-4.13 | 0 | 0 | 0 |  | 0 | 0 | 0 | 0 | 0 | 0 | 0 | 0 | 0 | 0 | 0 | 0 | 0 | 0 | 0 | 0 | 0 | 0 | 0 | 0 | 0 | 0 | 0 | 12
NO |  | 24 | 2011 | 4 | 22 | 22 |  | TL5003A KLEBERG | LOYOLA | 138 | 138 | 2-13.5 | 13.5 | 0 | 1 | 795.0 ACSR | 0 | 0 | 0 | 0 | 0 | 0 | 0 | 0 | 0 | 0 | 0 | 0 | 0 | 0 | 0 | 0 | 0 | 0 | 0 | 0 | 0 | 0 | 0 | 12
NO |  | 24 | 2011 | 4 | 23 | 23 |  | TL5003B LOYOLA | RAYMONDVILLE #2 | 138 | 138 | 2-26.06 | 26.06 | 0 | 1 | 795.0 ACSR | 0 | 0 | 0 | 0 | 0 | 0 | 0 | 0 | 0 | 0 | 0 | 0 | 0 | 0 | 0 | 0 | 0 | 0 | 0 | 0 | 0 | 0 | 0 | 12
NO |  | 24 | 2011 | 4 | 24 | 24 |  | TL5004 LON HILL | STRATTON | 138 | 138 | 2-27.9 | 27.9 | 0 | 1 | 795.0 ACSR | 0 | 0 | 0 | 0 | 0 | 0 | 0 | 0 | 0 | 0 | 0 | 0 | 0 | 0 | 0 | 0 | 0 | 0 | 0 | 0 | 0 | 0 | 0 | 12
NO |  | 24 | 2011 | 4 | 25 | 25 |  | TL5005A DAVIS | NELSON SHARPE | 138 | 138 | 2-10.1 | 10.1 | 0 | 1 | 795.0 ACSR | 0 | 0 | 0 | 0 | 0 | 0 | 0 | 0 | 0 | 0 | 0 | 0 | 0 | 0 | 0 | 0 | 0 | 0 | 0 | 0 | 0 | 0 | 0 | 12
NO |  | 24 | 2011 | 4 | 26 | 26 |  | TL5005B CELANESE | NELSON SHARPE | 138 | 138 | 2-10.11 | 10.11 | 0 | 1 | 795.0 ACSR | 0 | 0 | 0 | 0 | 0 | 0 | 0 | 0 | 0 | 0 | 0 | 0 | 0 | 0 | 0 | 0 | 0 | 0 | 0 | 0 | 0 | 0 | 0 | 12
NO |  | 24 | 2011 | 4 | 27 | 27 |  | TL5006A FALFURIAS | KING RANCH GAS PLANT | 138 | 138 | 2-20.48 | 20.48 | 0 | 1 | 795.0 ACSR | 0 | 0 | 0 | 0 | 0 | 0 | 0 | 0 | 0 | 0 | 0 | 0 | 0 | 0 | 0 | 0 | 0 | 0 | 0 | 0 | 0 | 0 | 0 | 12
NO |  | 24 | 2011 | 4 | 28 | 28 |  | TL5006B KING RANCH GAS | STRATTON | 138 | 138 | 2-15.76 | 15.76 | 0 | 1 | 795.0 ACSR | 0 | 0 | 0 | 0 | 0 | 0 | 0 | 0 | 0 | 0 | 0 | 0 | 0 | 0 | 0 | 0 | 0 | 0 | 0 | 0 | 0 | 0 | 0 | 12
NO |  | 24 | 2011 | 4 | 29 | 29 |  | TL5007 HIGHWAY9 | JAVELINA | 138 | 138 | 1-2.12 | 0 | 2.12 | 1 | 1272.0 ACSR | 0 | 0 | 0 | 0 | 0 | 0 | 0 | 0 | 0 | 0 | 0 | 0 | 0 | 0 | 0 | 0 | 0 | 0 | 0 | 0 | 0 | 0 | 0 | 12
NO |  | 24 | 2011 | 4 | 30 | 30 |  | TL5008 JAVELINA | WESTSIDE | 138 | 138 | 1-1.14 | 1.27 | 1.52 | 1 | 1272.0 ACSR | 0 | 0 | 0 | 0 | 0 | 0 | 0 | 0 | 0 | 0 | 0 | 0 | 0 | 0 | 0 | 0 | 0 | 0 | 0 | 0 | 0 | 0 | 0 | 12
NO |  | 24 | 2011 | 4 | 31 | 31 |  |  |  | 0 | 0 | 3-0.13 | 0 | 0 | 0 |  | 0 | 0 | 0 | 0 | 0 | 0 | 0 | 0 | 0 | 0 | 0 | 0 | 0 | 0 | 0 | 0 | 0 | 0 | 0 | 0 | 0 | 0 | 0 | 12
NO |  | 24 | 2011 | 4 | 32 | 32 |  | TL5009 LON HILL | WHITEPOINT CKT #2 | 138 | 138 | 1-14.48 | 14.74 | 4.4 | 1 | 2x795.0 ACSR | 0 | 0 | 0 | 0 | 0 | 0 | 0 | 0 | 0 | 0 | 0 | 0 | 0 | 0 | 0 | 0 | 0 | 0 | 0 | 0 | 0 | 0 | 0 | 12
NO |  | 24 | 2011 | 4 | 33 | 33 |  |  |  | 0 | 0 | 2-0.26 | 0 | 0 | 0 |  | 0 | 0 | 0 | 0 | 0 | 0 | 0 | 0 | 0 | 0 | 0 | 0 | 0 | 0 | 0 | 0 | 0 | 0 | 0 | 0 | 0 | 0 | 0 | 12
NO |  | 24 | 2011 | 4 | 34 | 34 |  | TL5011 CITGO WEST | LON HILL | 138 | 138 | 2-6.12 | 6.12 | 0 | 1 | 795.0 ACSR | 0 | 0 | 0 | 0 | 0 | 0 | 0 | 0 | 0 | 0 | 0 | 0 | 0 | 0 | 0 | 0 | 0 | 0 | 0 | 0 | 0 | 0 | 0 | 12
NO |  | 24 | 2011 | 4 | 35 | 35 |  | TL5013 HOLLY | WESTSIDE | 138 | 138 | 1-2.68 | 2.68 | 1.28 | 1 | 1590.0 ACSR | 0 | 0 | 0 | 0 | 0 | 0 | 0 | 0 | 0 | 0 | 0 | 0 | 0 | 0 | 0 | 0 | 0 | 0 | 0 | 0 | 0 | 0 | 0 | 12
NO |  | 24 | 2011 | 5 | 1 | 1 |  | TL5016 DAVIS | HOLLY | 138 | 138 | 1-7.09 | 0 | 7.09 | 1 | 1590.0 ACSR | 0 | 0 | 0 | 0 | 0 | 0 | 0 | 0 | 0 | 0 | 0 | 0 | 0 | 0 | 0 | 0 | 0 | 0 | 0 | 0 | 0 | 0 | 0 | 12
NO |  | 24 | 2011 | 5 | 2 | 2 |  | TL5017 HIGHWAY 9 | NUECES BAY CKT #2 | 138 | 138 | 4-0.41 | 0.41 | 0.18 | 1 | 1272.0 ACSR | 0 | 0 | 0 | 0 | 0 | 0 | 0 | 0 | 0 | 0 | 0 | 0 | 0 | 0 | 0 | 0 | 0 | 0 | 0 | 0 | 0 | 0 | 0 | 12
NO |  | 24 | 2011 | 5 | 3 | 3 |  |  |  | 0 | 0 | 0 | 0 | 0 | 0 | 2500.0 CU | 0 | 0 | 0 | 0 | 0 | 0 | 0 | 0 | 0 | 0 | 0 | 0 | 0 | 0 | 0 | 0 | 0 | 0 | 0 | 0 | 0 | 0 | 0 | 12
NO |  | 24 | 2011 | 5 | 4 | 4 |  | TL5019 HIGHWAY 9 | NUECES BAY CKT #2 | 138 | 138 | 1-0.35 | 0 | 0.35 | 1 | 1272.0 ACSR | 0 | 0 | 0 | 0 | 0 | 0 | 0 | 0 | 0 | 0 | 0 | 0 | 0 | 0 | 0 | 0 | 0 | 0 | 0 | 0 | 0 | 0 | 0 | 12
NO |  | 24 | 2011 | 5 | 5 | 5 |  | TL5020 MORRIS STREET | NUECES BAY | 138 | 138 | 1-2.65 | 2.65 | 0 | 1 | 795.0 AAC | 0 | 0 | 0 | 0 | 0 | 0 | 0 | 0 | 0 | 0 | 0 | 0 | 0 | 0 | 0 | 0 | 0 | 0 | 0 | 0 | 0 | 0 | 0 | 12
NO |  | 24 | 2011 | 5 | 6 | 6 |  | TL5021 MORRIS STREET | WESTSIDE | 138 | 138 | 1-4.92 | 4.92 | 1.39 | 1 | 795.0 AAAC | 0 | 0 | 0 | 0 | 0 | 0 | 0 | 0 | 0 | 0 | 0 | 0 | 0 | 0 | 0 | 0 | 0 | 0 | 0 | 0 | 0 | 0 | 0 | 12
NO |  | 24 | 2011 | 5 | 7 | 7 |  |  |  | 0 | 0 | 0 | 0 | 0 | 0 | 795.0 ACSR | 0 | 0 | 0 | 0 | 0 | 0 | 0 | 0 | 0 | 0 | 0 | 0 | 0 | 0 | 0 | 0 | 0 | 0 | 0 | 0 | 0 | 0 | 0 | 12
NO |  | 24 | 2011 | 5 | 8 | 8 |  | TL5022 HIGHWAY 9 | NUECES BAY CKT #1 | 138 | 138 | 3-0.18 | 0.59 | 0 | 1 | 1272.0 ACSR | 0 | 0 | 0 | 0 | 0 | 0 | 0 | 0 | 0 | 0 | 0 | 0 | 0 | 0 | 0 | 0 | 0 | 0 | 0 | 0 | 0 | 0 | 0 | 12
NO |  | 24 | 2011 | 5 | 9 | 9 |  |  |  | 0 | 0 | 4-0.41 | 0 | 0 | 0 | 2500.0 CU | 0 | 0 | 0 | 0 | 0 | 0 | 0 | 0 | 0 | 0 | 0 | 0 | 0 | 0 | 0 | 0 | 0 | 0 | 0 | 0 | 0 | 0 | 0 | 12
NO |  | 24 | 2011 | 5 | 10 | 10 |  | TL5027 AIRLINE | DAVIS CKT#1 | 138 | 138 | 1-11.48 | 0 | 11.48 | 1 | 1590.0 ACSR | 0 | 0 | 0 | 0 | 0 | 0 | 0 | 0 | 0 | 0 | 0 | 0 | 0 | 0 | 0 | 0 | 0 | 0 | 0 | 0 | 0 | 0 | 0 | 12
NO |  | 24 | 2011 | 5 | 11 | 11 |  | TL5029 ALICE | KINGSVILLE | 138 | 138 | 2-22.48 | 22.48 | 0 | 1 | 477.0 ACSR | 0 | 0 | 0 | 0 | 0 | 0 | 0 | 0 | 0 | 0 | 0 | 0 | 0 | 0 | 0 | 0 | 0 | 0 | 0 | 0 | 0 | 0 | 0 | 12
NO |  | 24 | 2011 | 5 | 12 | 12 |  |  |  | 0 | 0 | 0 | 0 | 0 | 0 | 795.0 ACSR | 0 | 0 | 0 | 0 | 0 | 0 | 0 | 0 | 0 | 0 | 0 | 0 | 0 | 0 | 0 | 0 | 0 | 0 | 0 | 0 | 0 | 0 | 0 | 12
NO |  | 24 | 2011 | 5 | 13 | 13 |  | TL5031 LON HILL | CITY OF ROBSTOWN | 69 | 138 | 1-0.74 | 0.74 | 0 | 1 | 795.0 ACSR | 0 | 0 | 0 | 0 | 0 | 0 | 0 | 0 | 0 | 0 | 0 | 0 | 0 | 0 | 0 | 0 | 0 | 0 | 0 | 0 | 0 | 0 | 0 | 12
NO |  | 24 | 2011 | 5 | 14 | 14 |  | TL5032 AIRLINE | DAVIS CKT#1 | 138 | 138 | 1-1.69 | 1.69 | 1.14 | 1 | 1590.0 ACSR | 0 | 0 | 0 | 0 | 0 | 0 | 0 | 0 | 0 | 0 | 0 | 0 | 0 | 0 | 0 | 0 | 0 | 0 | 0 | 0 | 0 | 0 | 0 | 12
NO |  | 24 | 2011 | 5 | 15 | 15 |  | TL5058A DUPONT SS | WHITEPOINT CKT#1 | 138 | 138 | 1-0.15 | 0.15 | 8 | 1 | 795.0 ACSR | 0 | 0 | 0 | 0 | 0 | 0 | 0 | 0 | 0 | 0 | 0 | 0 | 0 | 0 | 0 | 0 | 0 | 0 | 0 | 0 | 0 | 0 | 0 | 12
NO |  | 24 | 2011 | 5 | 16 | 16 |  | TL5058B DUPONT SS | WHITEPOINT CKT#2 | 138 | 138 | 1-0.15 | 8.15 | 0 | 1 | 795.0 ACSR | 0 | 0 | 0 | 0 | 0 | 0 | 0 | 0 | 0 | 0 | 0 | 0 | 0 | 0 | 0 | 0 | 0 | 0 | 0 | 0 | 0 | 0 | 0 | 12
NO |  | 24 | 2011 | 5 | 17 | 17 |  |  |  | 0 | 0 | 3-8 | 0 | 0 | 0 |  | 0 | 0 | 0 | 0 | 0 | 0 | 0 | 0 | 0 | 0 | 0 | 0 | 0 | 0 | 0 | 0 | 0 | 0 | 0 | 0 | 0 | 0 | 0 | 12
NO |  | 24 | 2011 | 5 | 18 | 18 |  | TL5058C NUECES BAY | WHITEPOINT CKT #1 | 138 | 138 | 1-0.11 | 12.36 | 0 | 1 | 795.0 ACSR | 0 | 0 | 0 | 0 | 0 | 0 | 0 | 0 | 0 | 0 | 0 | 0 | 0 | 0 | 0 | 0 | 0 | 0 | 0 | 0 | 0 | 0 | 0 | 12
NO |  | 24 | 2011 | 5 | 19 | 19 |  |  |  | 0 | 0 | 2-12.25 | 0 | 0 | 0 |  | 0 | 0 | 0 | 0 | 0 | 0 | 0 | 0 | 0 | 0 | 0 | 0 | 0 | 0 | 0 | 0 | 0 | 0 | 0 | 0 | 0 | 0 | 0 | 12
NO |  | 24 | 2011 | 5 | 20 | 20 |  | TL5061A RINCON | WHITEPOINT CKT #1 | 69 | 138 | 1-3.26 | 3.26 | 0.75 | 1 | 795.0 ACSR | 0 | 0 | 0 | 0 | 0 | 0 | 0 | 0 | 0 | 0 | 0 | 0 | 0 | 0 | 0 | 0 | 0 | 0 | 0 | 0 | 0 | 0 | 0 | 12
NO |  | 24 | 2011 | 5 | 21 | 21 |  | TL5061B SINTON | WHITEPOINT | 69 | 138 | 1-3.82 | 3.82 | 0 | 1 | 795.0 ACSR | 0 | 0 | 0 | 0 | 0 | 0 | 0 | 0 | 0 | 0 | 0 | 0 | 0 | 0 | 0 | 0 | 0 | 0 | 0 | 0 | 0 | 0 | 0 | 12
NO |  | 24 | 2011 | 5 | 22 | 22 |  | TL5062 SINTON | WHITEPOINT | 69 | 138 | 1-9.5 | 9.5 | 0 | 1 | 795.0 ACSR | 0 | 0 | 0 | 0 | 0 | 0 | 0 | 0 | 0 | 0 | 0 | 0 | 0 | 0 | 0 | 0 | 0 | 0 | 0 | 0 | 0 | 0 | 0 | 12
NO |  | 24 | 2011 | 5 | 23 | 23 |  | TL5072A ARANSAS PASS | DUPONT SS | 138 | 138 | 1-0.91 | 3.2 | 0 | 1 | 795.0 ACSR | 0 | 0 | 0 | 0 | 0 | 0 | 0 | 0 | 0 | 0 | 0 | 0 | 0 | 0 | 0 | 0 | 0 | 0 | 0 | 0 | 0 | 0 | 0 | 12
NO |  | 24 | 2011 | 5 | 24 | 24 |  |  |  | 0 | 0 | 2-2.29 | 0 | 0 | 0 |  | 0 | 0 | 0 | 0 | 0 | 0 | 0 | 0 | 0 | 0 | 0 | 0 | 0 | 0 | 0 | 0 | 0 | 0 | 0 | 0 | 0 | 0 | 0 | 12
NO |  | 24 | 2011 | 5 | 25 | 25 |  | TL5072B DUPONT SS | RINCON CKT#2 | 138 | 138 | 3-0.06 | 0.06 | 10.5 | 1 | 795.0 ACSR | 0 | 0 | 0 | 0 | 0 | 0 | 0 | 0 | 0 | 0 | 0 | 0 | 0 | 0 | 0 | 0 | 0 | 0 | 0 | 0 | 0 | 0 | 0 | 12
NO |  | 24 | 2011 | 5 | 26 | 26 |  | TL5073 DUPONT SS | RINCON CKT#1 | 138 | 138 | 1-0.19 | 10.69 | 0 | 1 | 795.0 ACSR | 0 | 0 | 0 | 0 | 0 | 0 | 0 | 0 | 0 | 0 | 0 | 0 | 0 | 0 | 0 | 0 | 0 | 0 | 0 | 0 | 0 | 0 | 0 | 12
NO |  | 24 | 2011 | 5 | 27 | 27 |  |  |  | 0 | 0 | 3-10.5 | 0 | 0 | 0 |  | 0 | 0 | 0 | 0 | 0 | 0 | 0 | 0 | 0 | 0 | 0 | 0 | 0 | 0 | 0 | 0 | 0 | 0 | 0 | 0 | 0 | 0 | 0 | 12
NO |  | 24 | 2011 | 5 | 28 | 28 |  | TL5077 ARANSAS PASS | DUPONT SS | 138 | 138 | 1-0.88 | 4.84 | 0 | 1 | 795.0 ACSR | 0 | 0 | 0 | 0 | 0 | 0 | 0 | 0 | 0 | 0 | 0 | 0 | 0 | 0 | 0 | 0 | 0 | 0 | 0 | 0 | 0 | 0 | 0 | 12
NO |  | 24 | 2011 | 5 | 29 | 29 |  |  |  | 0 | 0 | 2-3.96 | 0 | 0 | 0 |  | 0 | 0 | 0 | 0 | 0 | 0 | 0 | 0 | 0 | 0 | 0 | 0 | 0 | 0 | 0 | 0 | 0 | 0 | 0 | 0 | 0 | 0 | 0 | 12
NO |  | 24 | 2011 | 5 | 30 | 30 |  | TL5078 NUECES BAY | WHITEPOINT CKT #2 | 138 | 138 | 1-0.21 | 7.84 | 2.65 | 1 | 795.0 ACSR | 0 | 0 | 0 | 0 | 0 | 0 | 0 | 0 | 0 | 0 | 0 | 0 | 0 | 0 | 0 | 0 | 0 | 0 | 0 | 0 | 0 | 0 | 0 | 12
NO |  | 24 | 2011 | 5 | 31 | 31 |  | TL5078 NUECES BAY | WHITEPOINT CKT #2 | 0 | 0 | 2-7.63 | 0 | 0 | 0 |  | 0 | 0 | 0 | 0 | 0 | 0 | 0 | 0 | 0 | 0 | 0 | 0 | 0 | 0 | 0 | 0 | 0 | 0 | 0 | 0 | 0 | 0 | 0 | 12
NO |  | 24 | 2011 | 5 | 32 | 32 |  | TL5079 DUPONT SS | WHITEPOINT CKT#3 | 138 | 138 | 1-7.64 | 7.64 | 0 | 1 | 2x795.0 ACSR | 0 | 0 | 0 | 0 | 0 | 0 | 0 | 0 | 0 | 0 | 0 | 0 | 0 | 0 | 0 | 0 | 0 | 0 | 0 | 0 | 0 | 0 | 0 | 12
NO |  | 24 | 2011 | 5 | 33 | 33 |  | TL5086 HIGHWAY 9 | NUECES BAY | 69 | 138 | 1-1.33 | 1.33 | 0 | 1 | 795.0 AAC | 0 | 0 | 0 | 0 | 0 | 0 | 0 | 0 | 0 | 0 | 0 | 0 | 0 | 0 | 0 | 0 | 0 | 0 | 0 | 0 | 0 | 0 | 0 | 12
NO |  | 24 | 2011 | 5 | 34 | 34 |  | TL5087A ARCADIA | HIGHWAY 9 | 138 | 138 | 1-5.09 | 5.09 | 0.9 | 1 | 1590.0 ACSR | 0 | 0 | 0 | 0 | 0 | 0 | 0 | 0 | 0 | 0 | 0 | 0 | 0 | 0 | 0 | 0 | 0 | 0 | 0 | 0 | 0 | 0 | 0 | 12
NO |  | 24 | 2011 | 5 | 35 | 35 |  | TL5087B ARCADIA | WESTSIDE | 138 | 138 | 1-2.82 | 2.82 | 0 | 1 | 1590.0 ACSR | 0 | 0 | 0 | 0 | 0 | 0 | 0 | 0 | 0 | 0 | 0 | 0 | 0 | 0 | 0 | 0 | 0 | 0 | 0 | 0 | 0 | 0 | 0 | 12
NO |  | 24 | 2011 | 6 | 1 | 1 |  | TL5092C QUALITECH DUMMY TO |  | 138 | 138 | 1-0.46 | 0.45 | 0 | 1 | 795.0 ACSR | 0 | 0 | 0 | 0 | 0 | 0 | 0 | 0 | 0 | 0 | 0 | 0 | 0 | 0 | 0 | 0 | 0 | 0 | 0 | 0 | 0 | 0 | 0 | 12
NO |  | 24 | 2011 | 6 | 2 | 2 |  | QUALITECH |  | 0 | 0 | 0 | 0 | 0 | 0 |  | 0 | 0 | 0 | 0 | 0 | 0 | 0 | 0 | 0 | 0 | 0 | 0 | 0 | 0 | 0 | 0 | 0 | 0 | 0 | 0 | 0 | 0 | 0 | 12
NO |  | 24 | 2011 | 6 | 3 | 3 |  | TL5092D NUECES BAY | UPRIVER | 138 | 138 | 1-7.93 | 7.93 | 0 | 1 | 2x795.0 ACSR | 0 | 0 | 0 | 0 | 0 | 0 | 0 | 0 | 0 | 0 | 0 | 0 | 0 | 0 | 0 | 0 | 0 | 0 | 0 | 0 | 0 | 0 | 0 | 12
NO |  | 24 | 2011 | 6 | 4 | 4 |  | TL5097 HIGHWAY 9 | NUECES BAY CKT #2 | 138 | 138 | 1-2.04 | 0 | 2.04 | 1 | 1272.0 ACSR | 0 | 0 | 0 | 0 | 0 | 0 | 0 | 0 | 0 | 0 | 0 | 0 | 0 | 0 | 0 | 0 | 0 | 0 | 0 | 0 | 0 | 0 | 0 | 12
NO |  | 24 | 2011 | 6 | 5 | 5 |  | TL5099 ARCADIA | SOUTHSIDE | 138 | 138 | 1-2.58 | 2.58 | 0.31 | 1 | 795.0 AAC | 0 | 0 | 0 | 0 | 0 | 0 | 0 | 0 | 0 | 0 | 0 | 0 | 0 | 0 | 0 | 0 | 0 | 0 | 0 | 0 | 0 | 0 | 0 | 12
NO |  | 24 | 2011 | 6 | 6 | 6 |  |  |  | 0 | 0 | 0 | 0 | 0 | 0 | 795.0 ACSR | 0 | 0 | 0 | 0 | 0 | 0 | 0 | 0 | 0 | 0 | 0 | 0 | 0 | 0 | 0 | 0 | 0 | 0 | 0 | 0 | 0 | 0 | 0 | 12
NO |  | 24 | 2011 | 6 | 7 | 7 |  | TL5100 LGE/GPP | REYNOLDS SHERWIN | 138 | 138 | 1-0.5 | 0.5 | 0 | 1 | 795.0 ACSR | 0 | 0 | 0 | 0 | 0 | 0 | 0 | 0 | 0 | 0 | 0 | 0 | 0 | 0 | 0 | 0 | 0 | 0 | 0 | 0 | 0 | 0 | 0 | 12
NO |  | 24 | 2011 | 6 | 8 | 8 |  | TL5101 HOLLY | SOUTHSIDE | 138 | 138 | 1-0.31 | 1.8 | 0 | 1 | 795.0 ACSR | 0 | 0 | 0 | 0 | 0 | 0 | 0 | 0 | 0 | 0 | 0 | 0 | 0 | 0 | 0 | 0 | 0 | 0 | 0 | 0 | 0 | 0 | 0 | 12
NO |  | 24 | 2011 | 6 | 9 | 9 |  |  |  | 0 | 0 | 2-1.49 | 0 | 0 | 0 |  | 0 | 0 | 0 | 0 | 0 | 0 | 0 | 0 | 0 | 0 | 0 | 0 | 0 | 0 | 0 | 0 | 0 | 0 | 0 | 0 | 0 | 0 | 0 | 12
NO |  | 24 | 2011 | 6 | 10 | 10 |  | TL5105 DUPONT SS | ICP CKT#1 | 138 | 138 | 1-0.63 | 0.63 | 0 | 1 | 795.0 AAC | 0 | 0 | 0 | 0 | 0 | 0 | 0 | 0 | 0 | 0 | 0 | 0 | 0 | 0 | 0 | 0 | 0 | 0 | 0 | 0 | 0 | 0 | 0 | 12
NO |  | 24 | 2011 | 6 | 11 | 11 |  | TL5106 FALFURIAS | NORTH EDINBURG | 138 | 138 | 1-25.1 | 25.1 | 0 | 1 | 795.0 ACSR | 0 | 0 | 0 | 0 | 0 | 0 | 0 | 0 | 0 | 0 | 0 | 0 | 0 | 0 | 0 | 0 | 0 | 0 | 0 | 0 | 0 | 0 | 0 | 12
NO |  | 24 | 2011 | 6 | 12 | 12 |  | TL5111 AIRLINE | DAVIS CKT#2 | 138 | 138 | 1-1.51 | 7.28 | 2.98 | 1 | 1590.0 ACSR | 0 | 0 | 0 | 0 | 0 | 0 | 0 | 0 | 0 | 0 | 0 | 0 | 0 | 0 | 0 | 0 | 0 | 0 | 0 | 0 | 0 | 0 | 0 | 12
NO |  | 24 | 2011 | 6 | 13 | 13 |  |  |  | 0 | 0 | 3-5.77 | 0 | 0 | 0 |  | 0 | 0 | 0 | 0 | 0 | 0 | 0 | 0 | 0 | 0 | 0 | 0 | 0 | 0 | 0 | 0 | 0 | 0 | 0 | 0 | 0 | 0 | 0 | 12
NO |  | 24 | 2011 | 6 | 14 | 14 |  | TL5112 AIRLINE | DAVIS CKT#3 | 138 | 138 | 1-4.59 | 10.93 | 0 | 1 | 1590.0 ACSR | 0 | 0 | 0 | 0 | 0 | 0 | 0 | 0 | 0 | 0 | 0 | 0 | 0 | 0 | 0 | 0 | 0 | 0 | 0 | 0 | 0 | 0 | 0 | 12
NO |  | 24 | 2011 | 6 | 15 | 15 |  |  |  | 0 | 0 | 3-5.77 | 0 | 0 | 0 |  | 0 | 0 | 0 | 0 | 0 | 0 | 0 | 0 | 0 | 0 | 0 | 0 | 0 | 0 | 0 | 0 | 0 | 0 | 0 | 0 | 0 | 0 | 0 | 12
NO |  | 24 | 2011 | 6 | 16 | 16 |  | TL5116 JAVELINA | WESTSIDE | 138 | 138 | 1-2.42 | 2.42 | 0 | 1 | 1272.0 ACSR | 0 | 0 | 0 | 0 | 0 | 0 | 0 | 0 | 0 | 0 | 0 | 0 | 0 | 0 | 0 | 0 | 0 | 0 | 0 | 0 | 0 | 0 | 0 | 12
NO |  | 24 | 2011 | 6 | 17 | 17 |  | TL5119 CELANESE | KLEBERG | 138 | 138 | 1-6.09 | 6.09 | 0 | 1 | 795.0 ACSR | 0 | 0 | 0 | 0 | 0 | 0 | 0 | 0 | 0 | 0 | 0 | 0 | 0 | 0 | 0 | 0 | 0 | 0 | 0 | 0 | 0 | 0 | 0 | 12
NO |  | 24 | 2011 | 6 | 18 | 18 |  | TL5120A DUPONT SS | OXY CHEM PP2 | 138 | 138 | 1-1.95 | 1.95 | 0 | 1 | 795.0 ACSR | 0 | 0 | 0 | 0 | 0 | 0 | 0 | 0 | 0 | 0 | 0 | 0 | 0 | 0 | 0 | 0 | 0 | 0 | 0 | 0 | 0 | 0 | 0 | 12
NO |  | 24 | 2011 | 6 | 19 | 19 |  | TL5120B AIR LIQUID TAP | AIR LIQUID | 138 | 138 | 1-0.01 | 0.01 | 0 | 1 | 795.0 ACSR | 0 | 0 | 0 | 0 | 0 | 0 | 0 | 0 | 0 | 0 | 0 | 0 | 0 | 0 | 0 | 0 | 0 | 0 | 0 | 0 | 0 | 0 | 0 | 12
NO |  | 24 | 2011 | 6 | 20 | 20 |  | TL5123 DUPONT SS | ICP CKT#2 | 138 | 138 | 1-1.45 | 1.45 | 0 | 1 | 795.0 ACSR | 0 | 0 | 0 | 0 | 0 | 0 | 0 | 0 | 0 | 0 | 0 | 0 | 0 | 0 | 0 | 0 | 0 | 0 | 0 | 0 | 0 | 0 | 0 | 12
NO |  | 24 | 2011 | 6 | 21 | 21 |  | TL5124 DUPONT SS | ICP CKT#1 | 138 | 138 | 1-0.91 | 0.91 | 0 | 1 | 795.0 AAC | 0 | 0 | 0 | 0 | 0 | 0 | 0 | 0 | 0 | 0 | 0 | 0 | 0 | 0 | 0 | 0 | 0 | 0 | 0 | 0 | 0 | 0 | 0 | 12
NO |  | 24 | 2011 | 6 | 22 | 22 |  | TL5125 WEIL TRACT | WESTSIDE | 138 | 138 | 1-5.11 | 5.11 | 0 | 1 | 1590.0 ACSR | 0 | 0 | 0 | 0 | 0 | 0 | 0 | 0 | 0 | 0 | 0 | 0 | 0 | 0 | 0 | 0 | 0 | 0 | 0 | 0 | 0 | 0 | 0 | 12
NO |  | 24 | 2011 | 6 | 23 | 23 |  | TL5126 EQUISTAR | LON HILL | 138 | 138 | 1-3.54 | 3.54 | 0 | 1 | 795.0 ACSR | 0 | 0 | 0 | 0 | 0 | 0 | 0 | 0 | 0 | 0 | 0 | 0 | 0 | 0 | 0 | 0 | 0 | 0 | 0 | 0 | 0 | 0 | 0 | 12
NO |  | 24 | 2011 | 6 | 24 | 24 |  | TL5127 HIGHWAY 9 | NUECES BAY CKT #1 | 138 | 138 | 1-2.39 | 2.39 | 0 | 1 | 1272.0 ACSR | 0 | 0 | 0 | 0 | 0 | 0 | 0 | 0 | 0 | 0 | 0 | 0 | 0 | 0 | 0 | 0 | 0 | 0 | 0 | 0 | 0 | 0 | 0 | 12
NO |  | 24 | 2011 | 6 | 25 | 25 |  | TL5127B GILA | HIGHWAY 9 CKT #1 | 138 | 138 | 1-2.52 | 2.39 | 0 | 1 | 1272.0 ACSR | 0 | 0 | 0 | 0 | 0 | 0 | 0 | 0 | 0 | 0 | 0 | 0 | 0 | 0 | 0 | 0 | 0 | 0 | 0 | 0 | 0 | 0 | 0 | 12
NO |  | 24 | 2011 | 6 | 26 | 26 |  | TL5127B HIGHWAY 9 | NUECES BAY CKT #2 | 138 | 138 | 1-2.52 | 0.13 | 0 | 1 | 1272.0 ACSR | 0 | 0 | 0 | 0 | 0 | 0 | 0 | 0 | 0 | 0 | 0 | 0 | 0 | 0 | 0 | 0 | 0 | 0 | 0 | 0 | 0 | 0 | 0 | 12
NO |  | 24 | 2011 | 6 | 27 | 27 |  | TL5127C HIGHWAY 9 | MORRIS STREET | 138 | 138 | 1-3.69 | 3.69 | 0 | 1 | 1272.0 ACSR | 0 | 0 | 0 | 0 | 0 | 0 | 0 | 0 | 0 | 0 | 0 | 0 | 0 | 0 | 0 | 0 | 0 | 0 | 0 | 0 | 0 | 0 | 0 | 12
NO |  | 24 | 2011 | 6 | 28 | 28 |  |  |  | 0 | 0 | 0 | 0 | 0 | 0 | 795.0 AAAC | 0 | 0 | 0 | 0 | 0 | 0 | 0 | 0 | 0 | 0 | 0 | 0 | 0 | 0 | 0 | 0 | 0 | 0 | 0 | 0 | 0 | 0 | 0 | 12
NO |  | 24 | 2011 | 6 | 29 | 29 |  | TL5128 MORRIS STREET | NUECES BAY | 138 | 138 | 1-0.78 | 1.45 | 0 | 1 | 795.0 AAC | 0 | 0 | 0 | 0 | 0 | 0 | 0 | 0 | 0 | 0 | 0 | 0 | 0 | 0 | 0 | 0 | 0 | 0 | 0 | 0 | 0 | 0 | 0 | 12
NO |  | 24 | 2011 | 6 | 30 | 30 |  |  |  | 0 | 0 | 3-0.67 | 0 | 0 | 0 | 795.0 ACSR | 0 | 0 | 0 | 0 | 0 | 0 | 0 | 0 | 0 | 0 | 0 | 0 | 0 | 0 | 0 | 0 | 0 | 0 | 0 | 0 | 0 | 0 | 0 | 12
NO |  | 24 | 2011 | 6 | 31 | 31 |  | TL5135 CITGO WEST | LON HILL | 138 | 138 | 1-0.66 | 2.85 | 0 | 1 | 795.0 ACSR | 0 | 0 | 0 | 0 | 0 | 0 | 0 | 0 | 0 | 0 | 0 | 0 | 0 | 0 | 0 | 0 | 0 | 0 | 0 | 0 | 0 | 0 | 0 | 12
NO |  | 24 | 2011 | 6 | 32 | 32 |  |  |  | 0 | 0 | 2-2.19 | 0 | 0 | 0 |  | 0 | 0 | 0 | 0 | 0 | 0 | 0 | 0 | 0 | 0 | 0 | 0 | 0 | 0 | 0 | 0 | 0 | 0 | 0 | 0 | 0 | 0 | 0 | 12
NO |  | 24 | 2011 | 6 | 33 | 33 |  | TL5136 DAVIS | NELSON SHARPE | 138 | 138 | 2-12.24 | 12.24 | 0 | 1 | 795.0 ACSR | 0 | 0 | 0 | 0 | 0 | 0 | 0 | 0 | 0 | 0 | 0 | 0 | 0 | 0 | 0 | 0 | 0 | 0 | 0 | 0 | 0 | 0 | 0 | 12
NO |  | 24 | 2011 | 6 | 34 | 34 |  | TL5141 DAVIS | HOLLY | 138 | 138 | 1-5 | 5 | 0.21 | 1 | 1590.0 ACSR | 0 | 0 | 0 | 0 | 0 | 0 | 0 | 0 | 0 | 0 | 0 | 0 | 0 | 0 | 0 | 0 | 0 | 0 | 0 | 0 | 0 | 0 | 0 | 12
NO |  | 24 | 2011 | 6 | 35 | 35 |  | TL5142 AIRLINE | WESTSIDE | 138 | 138 | 1-1.69 | 4.03 | 0 | 1 | 1590.0 ACSR | 0 | 0 | 0 | 0 | 0 | 0 | 0 | 0 | 0 | 0 | 0 | 0 | 0 | 0 | 0 | 0 | 0 | 0 | 0 | 0 | 0 | 0 | 0 | 12
NO |  | 24 | 2011 | 7 | 1 | 1 |  | TL5142 AIRLINE | WESTSIDE (Continued) | 0 | 0 | 2-2.34 | 0 | 0 | 0 |  | 0 | 0 | 0 | 0 | 0 | 0 | 0 | 0 | 0 | 0 | 0 | 0 | 0 | 0 | 0 | 0 | 0 | 0 | 0 | 0 | 0 | 0 | 0 | 12
NO |  | 24 | 2011 | 7 | 2 | 2 |  | TL5143A AIRLINE | WESTSIDE | 138 | 138 | 2-1.65 | 1.65 | 0.46 | 1 | 1590.0 ACSR | 0 | 0 | 0 | 0 | 0 | 0 | 0 | 0 | 0 | 0 | 0 | 0 | 0 | 0 | 0 | 0 | 0 | 0 | 0 | 0 | 0 | 0 | 0 | 12
NO |  | 24 | 2011 | 7 | 3 | 3 |  | TL5143B EQUISTAR | WESTSIDE | 138 | 138 | 1-0.46 | 0.46 | 0 | 1 | 1590.0 ACSR | 0 | 0 | 0 | 0 | 0 | 0 | 0 | 0 | 0 | 0 | 0 | 0 | 0 | 0 | 0 | 0 | 0 | 0 | 0 | 0 | 0 | 0 | 0 | 12
NO |  | 24 | 2011 | 7 | 4 | 4 |  | TL5149 LON HILL | STEC ORANGE GROVE | 138 | 138 | 1-0.68 | 24.14 | 0 | 1 | 795.0 ACSR | 0 | 0 | 0 | 0 | 0 | 0 | 0 | 0 | 0 | 0 | 0 | 0 | 0 | 0 | 0 | 0 | 0 | 0 | 0 | 0 | 0 | 0 | 0 | 12
NO |  | 24 | 2011 | 7 | 5 | 5 |  |  |  | 0 | 0 | 2-11.48 | 0 | 0 | 0 |  | 0 | 0 | 0 | 0 | 0 | 0 | 0 | 0 | 0 | 0 | 0 | 0 | 0 | 0 | 0 | 0 | 0 | 0 | 0 | 0 | 0 | 0 | 0 | 12
NO |  | 24 | 2011 | 7 | 6 | 6 |  |  |  | 0 | 0 | 3-11.98 | 0 | 0 | 0 |  | 0 | 0 | 0 | 0 | 0 | 0 | 0 | 0 | 0 | 0 | 0 | 0 | 0 | 0 | 0 | 0 | 0 | 0 | 0 | 0 | 0 | 0 | 0 | 12
NO |  | 24 | 2011 | 7 | 7 | 7 |  | TL5150 HOMEPORT | INGLESIDE | 138 | 138 | 1-3.69 | 3.69 | 0 | 1 | 795.0 AAC | 0 | 0 | 0 | 0 | 0 | 0 | 0 | 0 | 0 | 0 | 0 | 0 | 0 | 0 | 0 | 0 | 0 | 0 | 0 | 0 | 0 | 0 | 0 | 12
NO |  | 24 | 2011 | 7 | 8 | 8 |  |  |  | 0 | 0 | 0 | 0 | 0 | 0 | 795.0 ACSR | 0 | 0 | 0 | 0 | 0 | 0 | 0 | 0 | 0 | 0 | 0 | 0 | 0 | 0 | 0 | 0 | 0 | 0 | 0 | 0 | 0 | 0 | 0 | 12
NO |  | 24 | 2011 | 7 | 9 | 9 |  | TL5155 DUPONT SS | GPP CKT#2 | 138 | 138 | 1-0.04 | 0.04 | 1.29 | 1 | 2x795.0 ACSR | 0 | 0 | 0 | 0 | 0 | 0 | 0 | 0 | 0 | 0 | 0 | 0 | 0 | 0 | 0 | 0 | 0 | 0 | 0 | 0 | 0 | 0 | 0 | 12
NO |  | 24 | 2011 | 7 | 10 | 10 |  | TL5156 DUPONT SS | GPP CKT#1 | 138 | 138 | 1-1.29 | 1.29 | 0 | 1 | 2x795.0 ACSR | 0 | 0 | 0 | 0 | 0 | 0 | 0 | 0 | 0 | 0 | 0 | 0 | 0 | 0 | 0 | 0 | 0 | 0 | 0 | 0 | 0 | 0 | 0 | 12
NO |  | 24 | 2011 | 7 | 11 | 11 |  | TL5165 RINCON | WHITEPOINT CKT #2 | 138 | 138 | 1-3.14 | 7.7 | 0 | 1 | 795.0 ACSR | 0 | 0 | 0 | 0 | 0 | 0 | 0 | 0 | 0 | 0 | 0 | 0 | 0 | 0 | 0 | 0 | 0 | 0 | 0 | 0 | 0 | 0 | 0 | 12
NO |  | 24 | 2011 | 7 | 12 | 12 |  |  |  | 0 | 0 | 2-4.56 | 0 | 0 | 0 |  | 0 | 0 | 0 | 0 | 0 | 0 | 0 | 0 | 0 | 0 | 0 | 0 | 0 | 0 | 0 | 0 | 0 | 0 | 0 | 0 | 0 | 0 | 0 | 12
NO |  | 24 | 2011 | 7 | 13 | 13 |  | TL5166 DUPONT SS | WHITEPOINT CKT#3 | 138 | 138 | 1-5.2 | 5.2 | 0 | 1 | 2x795.0 ACSR | 0 | 0 | 0 | 0 | 0 | 0 | 0 | 0 | 0 | 0 | 0 | 0 | 0 | 0 | 0 | 0 | 0 | 0 | 0 | 0 | 0 | 0 | 0 | 12
NO |  | 24 | 2011 | 7 | 14 | 14 |  | TL7001 LAREDO VFT NORTH | NORTH LAREDO SWITCHING | 138 | 138 | 1-8.71 | 8.71 | 2.83 | 1 | 795.0 ACSR | 0 | 0 | 0 | 0 | 0 | 0 | 0 | 0 | 0 | 0 | 0 | 0 | 0 | 0 | 0 | 0 | 0 | 0 | 0 | 0 | 0 | 0 | 0 | 12
NO |  | 24 | 2011 | 7 | 15 | 15 |  | TL7003 CONOCO TAP | CONOCO | 138 | 138 | 2-4.8 | 4.8 | 0 | 1 | 4/0 ACSR | 0 | 0 | 0 | 0 | 0 | 0 | 0 | 0 | 0 | 0 | 0 | 0 | 0 | 0 | 0 | 0 | 0 | 0 | 0 | 0 | 0 | 0 | 0 | 12
NO |  | 24 | 2011 | 7 | 16 | 16 |  | TL7005A EAGLE PASS | ESCONDIDO CKT#2 | 138 | 138 | 2-1.37 | 1.37 | 0 | 1 | 336.0 ACSR | 0 | 0 | 0 | 0 | 0 | 0 | 0 | 0 | 0 | 0 | 0 | 0 | 0 | 0 | 0 | 0 | 0 | 0 | 0 | 0 | 0 | 0 | 0 | 12
NO |  | 24 | 2011 | 7 | 17 | 17 |  | TL7005B ESCONDIDO | HAMILTON ROAD | 138 | 138 | 2-10.13 | 10.13 | 0 | 1 | 336.0 ACSR | 0 | 0 | 0 | 0 | 0 | 0 | 0 | 0 | 0 | 0 | 0 | 0 | 0 | 0 | 0 | 0 | 0 | 0 | 0 | 0 | 0 | 0 | 0 | 12
NO |  | 24 | 2011 | 7 | 18 | 18 |  | TL7006 EAGLE PASS HYDRO TAP | EAGLE PASS HYDRO | 138 | 138 | 2-0.31 | 0.31 | 0 | 1 | 336.0 ACSR | 0 | 0 | 0 | 0 | 0 | 0 | 0 | 0 | 0 | 0 | 0 | 0 | 0 | 0 | 0 | 0 | 0 | 0 | 0 | 0 | 0 | 0 | 0 | 12
NO |  | 24 | 2011 | 7 | 19 | 19 |  | TL7007 ESCONDIDO | HAMILTON ROAD | 138 | 138 | 2-2.38 | 2.38 | 0 | 1 | 336.0 ACSR | 0 | 0 | 0 | 0 | 0 | 0 | 0 | 0 | 0 | 0 | 0 | 0 | 0 | 0 | 0 | 0 | 0 | 0 | 0 | 0 | 0 | 0 | 0 | 12
NO |  | 24 | 2011 | 7 | 20 | 20 |  | TL7008 HAMILTON ROAD PST | SONORA | 138 | 138 | 2-66.96 | 66.96 | 0 | 1 | 477.0 ACSR | 0 | 0 | 0 | 0 | 0 | 0 | 0 | 0 | 0 | 0 | 0 | 0 | 0 | 0 | 0 | 0 | 0 | 0 | 0 | 0 | 0 | 0 | 0 | 12
NO |  | 24 | 2011 | 7 | 21 | 21 |  | TL7009 ASHERTON | WEST BATESVILLE | 138 | 138 | 2-36.09 | 36.09 | 0 | 1 | 336.0 ACSR | 0 | 0 | 0 | 0 | 0 | 0 | 0 | 0 | 0 | 0 | 0 | 0 | 0 | 0 | 0 | 0 | 0 | 0 | 0 | 0 | 0 | 0 | 0 | 12
NO |  | 24 | 2011 | 7 | 22 | 22 |  | TL7010 PLEASANTON | CPSB LEON CREEK | 138 | 138 | 2-15.4 | 15.4 | 0 | 1 | 1020.0 ACCC/TW | 0 | 0 | 0 | 0 | 0 | 0 | 0 | 0 | 0 | 0 | 0 | 0 | 0 | 0 | 0 | 0 | 0 | 0 | 0 | 0 | 0 | 0 | 0 | 12
NO |  | 24 | 2011 | 7 | 23 | 23 |  | TL7011 MOORE | PLEASANTON | 138 | 138 | 2-29.83 | 29.83 | 0 | 1 | 336.4 ACSR | 0 | 0 | 0 | 0 | 0 | 0 | 0 | 0 | 0 | 0 | 0 | 0 | 0 | 0 | 0 | 0 | 0 | 0 | 0 | 0 | 0 | 0 | 0 | 12
NO |  | 24 | 2011 | 7 | 24 | 24 |  | TL7012A MOORE | MEC DOWNIE | 138 | 138 | 2-41.27 | 41.27 | 0 | 1 | 336.4 ACSR | 0 | 0 | 0 | 0 | 0 | 0 | 0 | 0 | 0 | 0 | 0 | 0 | 0 | 0 | 0 | 0 | 0 | 0 | 0 | 0 | 0 | 0 | 0 | 12
NO |  | 24 | 2011 | 7 | 25 | 25 |  | TL7012B UVALDE | MEC DOWNIE | 138 | 138 | 2-9.34 | 9.34 | 0 | 1 | 336.4 ACSR | 0 | 0 | 0 | 0 | 0 | 0 | 0 | 0 | 0 | 0 | 0 | 0 | 0 | 0 | 0 | 0 | 0 | 0 | 0 | 0 | 0 | 0 | 0 | 12
NO |  | 24 | 2011 | 7 | 26 | 26 |  | TL7016 FALFURRIAS | LOBO | 138 | 138 | 1-26.96 | 26.96 | 0 | 1 | 2x795.0 ACSS | 0 | 0 | 0 | 0 | 0 | 0 | 0 | 0 | 0 | 0 | 0 | 0 | 0 | 0 | 0 | 0 | 0 | 0 | 0 | 0 | 0 | 0 | 0 | 12
NO |  | 24 | 2011 | 7 | 27 | 27 |  |  |  | 0 | 0 | 0 | 0 | 0 | 0 | 795.0 ACSR | 0 | 0 | 0 | 0 | 0 | 0 | 0 | 0 | 0 | 0 | 0 | 0 | 0 | 0 | 0 | 0 | 0 | 0 | 0 | 0 | 0 | 0 | 0 | 12
NO |  | 24 | 2011 | 7 | 28 | 28 |  | TL7017 FALFURRIAS | LOBO | 138 | 138 | 1-14.6 | 14.6 | 0 | 1 | 795.0 ACSR | 0 | 0 | 0 | 0 | 0 | 0 | 0 | 0 | 0 | 0 | 0 | 0 | 0 | 0 | 0 | 0 | 0 | 0 | 0 | 0 | 0 | 0 | 0 | 12
NO |  | 24 | 2011 | 7 | 29 | 29 |  | TL7018 LAREDO | UNIVERSITY | 138 | 138 | 1-2.73 | 2.73 | 0 | 1 | 795.0 ACSR | 0 | 0 | 0 | 0 | 0 | 0 | 0 | 0 | 0 | 0 | 0 | 0 | 0 | 0 | 0 | 0 | 0 | 0 | 0 | 0 | 0 | 0 | 0 | 12
NO |  | 24 | 2011 | 7 | 30 | 30 |  | TL7019 ZAPATA | RANDADO | 138 | 138 | 2-22.2 | 22.2 | 0 | 1 | 4/0 ACSR | 0 | 0 | 0 | 0 | 0 | 0 | 0 | 0 | 0 | 0 | 0 | 0 | 0 | 0 | 0 | 0 | 0 | 0 | 0 | 0 | 0 | 0 | 0 | 12
NO |  | 24 | 2011 | 7 | 31 | 31 |  | TL7020A FALCON SWITCHING | FALCON DAM (US) CKT#2 | 138 | 138 | 2-4.5 | 4.5 | 0 | 1 | 4/0 ACSR | 0 | 0 | 0 | 0 | 0 | 0 | 0 | 0 | 0 | 0 | 0 | 0 | 0 | 0 | 0 | 0 | 0 | 0 | 0 | 0 | 0 | 0 | 0 | 12
NO |  | 24 | 2011 | 7 | 32 | 32 |  | TL7020B FALCON SWITCHING | ZAPATA | 138 | 138 | 1-29.4 | 29.4 | 0 | 1 | 795.0 ACSR | 0 | 0 | 0 | 0 | 0 | 0 | 0 | 0 | 0 | 0 | 0 | 0 | 0 | 0 | 0 | 0 | 0 | 0 | 0 | 0 | 0 | 0 | 0 | 12
NO |  | 24 | 2011 | 7 | 33 | 33 |  | TL7021C LAREDO POWER PLANT | LAREDO VFT SOUTH | 138 | 138 | 2-0.24 | 0.24 | 0 | 1 | 795.0 ACSR | 0 | 0 | 0 | 0 | 0 | 0 | 0 | 0 | 0 | 0 | 0 | 0 | 0 | 0 | 0 | 0 | 0 | 0 | 0 | 0 | 0 | 0 | 0 | 12
NO |  | 24 | 2011 | 7 | 34 | 34 |  | TL7025 HEIGHTS | LAREDO CKT #1 | 138 | 138 | 1-4.4 | 4.4 | 0 | 1 | 795.0 AAAC | 0 | 0 | 0 | 0 | 0 | 0 | 0 | 0 | 0 | 0 | 0 | 0 | 0 | 0 | 0 | 0 | 0 | 0 | 0 | 0 | 0 | 0 | 0 | 12
NO |  | 24 | 2011 | 7 | 35 | 35 |  | TL7025B HEIGHTS | LAREDO CKT #2 | 138 | 138 | 1-5.19 | 5.19 | 0 | 1 | 795.0 AAAC | 0 | 0 | 0 | 0 | 0 | 0 | 0 | 0 | 0 | 0 | 0 | 0 | 0 | 0 | 0 | 0 | 0 | 0 | 0 | 0 | 0 | 0 | 0 | 12
NO |  | 24 | 2011 | 8 | 1 | 1 |  | TL7026 FREER | LOBO | 69 | 138 | 1-1.09 | 49.47 | 0 | 1 | 2x795.0 ACSS | 0 | 0 | 0 | 0 | 0 | 0 | 0 | 0 | 0 | 0 | 0 | 0 | 0 | 0 | 0 | 0 | 0 | 0 | 0 | 0 | 0 | 0 | 0 | 12
NO |  | 24 | 2011 | 8 | 2 | 2 |  |  |  | 0 | 0 | 2-48.38 | 0 | 0 | 0 | 4/0 ACSR | 0 | 0 | 0 | 0 | 0 | 0 | 0 | 0 | 0 | 0 | 0 | 0 | 0 | 0 | 0 | 0 | 0 | 0 | 0 | 0 | 0 | 0 | 0 | 12
NO |  | 24 | 2011 | 8 | 3 | 3 |  | TL7029A DILLEY SS | NORTH LAREDO SWITCHING | 138 | 138 | 1-26.09 | 26.09 | 0 | 1 | 795.0 ACSR | 0 | 0 | 0 | 0 | 0 | 0 | 0 | 0 | 0 | 0 | 0 | 0 | 0 | 0 | 0 | 0 | 0 | 0 | 0 | 0 | 0 | 0 | 0 | 12
NO |  | 24 | 2011 | 8 | 4 | 4 |  | TL7029B NORTH LAREDO SS | WORMSER | 138 | 138 | 1-14.65 | 14.65 | 5 | 1 | 795.0 ACSR | 0 | 0 | 0 | 0 | 0 | 0 | 0 | 0 | 0 | 0 | 0 | 0 | 0 | 0 | 0 | 0 | 0 | 0 | 0 | 0 | 0 | 0 | 0 | 12
NO |  | 24 | 2011 | 8 | 5 | 5 |  | TL7030 DILLEY SS | NORTH LAREDO SWITCHING | 138 | 138 | 1-28.75 | 28.75 | 0 | 1 | 795.0 ACSR | 0 | 0 | 0 | 0 | 0 | 0 | 0 | 0 | 0 | 0 | 0 | 0 | 0 | 0 | 0 | 0 | 0 | 0 | 0 | 0 | 0 | 0 | 0 | 12
NO |  | 24 | 2011 | 8 | 6 | 6 |  | TL7045 ASHERTON | NORTH LAREDO SWITCHING | 138 | 138 | 1-2.84 | 59.43 | 0 | 1 | 336.0 ACSR | 0 | 0 | 0 | 0 | 0 | 0 | 0 | 0 | 0 | 0 | 0 | 0 | 0 | 0 | 0 | 0 | 0 | 0 | 0 | 0 | 0 | 0 | 0 | 12
NO |  | 24 | 2011 | 8 | 7 | 7 |  |  |  | 0 | 0 | 2-56.59 | 0 | 0 | 0 | 795.0 ACSR | 0 | 0 | 0 | 0 | 0 | 0 | 0 | 0 | 0 | 0 | 0 | 0 | 0 | 0 | 0 | 0 | 0 | 0 | 0 | 0 | 0 | 0 | 0 | 12
NO |  | 24 | 2011 | 8 | 8 | 8 |  | TL7046 ASHERTON | DILLEY SS | 138 | 138 | 2-15.98 | 15.98 | 0 | 1 | 795.0 ACSR | 0 | 0 | 0 | 0 | 0 | 0 | 0 | 0 | 0 | 0 | 0 | 0 | 0 | 0 | 0 | 0 | 0 | 0 | 0 | 0 | 0 | 0 | 0 | 12
NO |  | 24 | 2011 | 8 | 9 | 9 |  | TL7047 ASHERTON | DILLEY SS | 138 | 138 | 2-21.8 | 21.8 | 0 | 1 | 795.0 ACSR | 0 | 0 | 0 | 0 | 0 | 0 | 0 | 0 | 0 | 0 | 0 | 0 | 0 | 0 | 0 | 0 | 0 | 0 | 0 | 0 | 0 | 0 | 0 | 12
NO |  | 24 | 2011 | 8 | 10 | 10 |  | TL7048 DILLEY SS | NORTH LAREDO SWITCHING | 138 | 138 | 1-16.15 | 16.15 | 1.17 | 1 | 795.0 ACSR | 0 | 0 | 0 | 0 | 0 | 0 | 0 | 0 | 0 | 0 | 0 | 0 | 0 | 0 | 0 | 0 | 0 | 0 | 0 | 0 | 0 | 0 | 0 | 12
NO |  | 24 | 2011 | 8 | 11 | 11 |  | TL7065 HAMILTON ROAD | PICACHO CKT#1 | 138 | 138 | 2-8.67 | 8.67 | 0 | 1 | 4/0 ACSR | 0 | 0 | 0 | 0 | 0 | 0 | 0 | 0 | 0 | 0 | 0 | 0 | 0 | 0 | 0 | 0 | 0 | 0 | 0 | 0 | 0 | 0 | 0 | 12
NO |  | 24 | 2011 | 8 | 12 | 12 |  | TL7066 PICACHO | AMISTAD HYDRO | 138 | 138 | 2-6.4 | 6.4 | 0 | 1 | 4/0 ACSR | 0 | 0 | 0 | 0 | 0 | 0 | 0 | 0 | 0 | 0 | 0 | 0 | 0 | 0 | 0 | 0 | 0 | 0 | 0 | 0 | 0 | 0 | 0 | 12
NO |  | 24 | 2011 | 8 | 13 | 13 |  | TL7067 HAMILTON ROAD | PICACHO CKT#2 | 138 | 138 | 1-1.45 | 2.52 | 0 | 1 | 4/0 ACSR | 0 | 0 | 0 | 0 | 0 | 0 | 0 | 0 | 0 | 0 | 0 | 0 | 0 | 0 | 0 | 0 | 0 | 0 | 0 | 0 | 0 | 0 | 0 | 12
NO |  | 24 | 2011 | 8 | 14 | 14 |  |  |  | 0 | 0 | 2-1.07 | 0 | 0 | 0 |  | 0 | 0 | 0 | 0 | 0 | 0 | 0 | 0 | 0 | 0 | 0 | 0 | 0 | 0 | 0 | 0 | 0 | 0 | 0 | 0 | 0 | 0 | 0 | 12
NO |  | 24 | 2011 | 8 | 15 | 15 |  | TL7068 HAMILTON ROAD | PICACHO CKT#2 | 138 | 138 | 1-1.29 | 2.82 | 0 | 1 | 4/0 ACSR | 0 | 0 | 0 | 0 | 0 | 0 | 0 | 0 | 0 | 0 | 0 | 0 | 0 | 0 | 0 | 0 | 0 | 0 | 0 | 0 | 0 | 0 | 0 | 12
NO |  | 24 | 2011 | 8 | 16 | 16 |  |  |  | 0 | 0 | 2-1.53 | 0 | 0 | 0 |  | 0 | 0 | 0 | 0 | 0 | 0 | 0 | 0 | 0 | 0 | 0 | 0 | 0 | 0 | 0 | 0 | 0 | 0 | 0 | 0 | 0 | 0 | 0 | 12
NO |  | 24 | 2011 | 8 | 17 | 17 |  | TL7069 HAMILTON ROAD | PICACHO CKT#2 | 138 | 138 | 1-0.44 | 3.09 | 0 | 1 | 4/0 ACSR | 0 | 0 | 0 | 0 | 0 | 0 | 0 | 0 | 0 | 0 | 0 | 0 | 0 | 0 | 0 | 0 | 0 | 0 | 0 | 0 | 0 | 0 | 0 | 12
NO |  | 24 | 2011 | 8 | 18 | 18 |  |  |  | 0 | 0 | 2-2.65 | 0 | 0 | 0 |  | 0 | 0 | 0 | 0 | 0 | 0 | 0 | 0 | 0 | 0 | 0 | 0 | 0 | 0 | 0 | 0 | 0 | 0 | 0 | 0 | 0 | 0 | 0 | 12
NO |  | 24 | 2011 | 8 | 19 | 19 |  | TL7079 MOORE | PLEASANTON | 138 | 138 | 2-6.06 | 6.06 | 0 | 1 | 336.4 ACSR | 0 | 0 | 0 | 0 | 0 | 0 | 0 | 0 | 0 | 0 | 0 | 0 | 0 | 0 | 0 | 0 | 0 | 0 | 0 | 0 | 0 | 0 | 0 | 12
NO |  | 24 | 2011 | 8 | 20 | 20 |  | TL7081 EAGLE PASS | CFE PIEDRAS NEGRAS | 138 | 138 | 1-1.33 | 1.33 | 0 | 1 | 477.0 ACSR | 0 | 0 | 0 | 0 | 0 | 0 | 0 | 0 | 0 | 0 | 0 | 0 | 0 | 0 | 0 | 0 | 0 | 0 | 0 | 0 | 0 | 0 | 0 | 12
NO |  | 24 | 2011 | 8 | 21 | 21 |  | TL7082 ESCONDIDO | HAMILTON ROAD | 138 | 138 | 2-41.21 | 41.21 | 0 | 1 | 336.0 ACSR | 0 | 0 | 0 | 0 | 0 | 0 | 0 | 0 | 0 | 0 | 0 | 0 | 0 | 0 | 0 | 0 | 0 | 0 | 0 | 0 | 0 | 0 | 0 | 12
NO |  | 24 | 2011 | 8 | 22 | 22 |  | TL7086 UVALDE | WEST BATESVILLE | 138 | 138 | 2-20.61 | 20.61 | 0 | 1 | 336.0 ACSR | 0 | 0 | 0 | 0 | 0 | 0 | 0 | 0 | 0 | 0 | 0 | 0 | 0 | 0 | 0 | 0 | 0 | 0 | 0 | 0 | 0 | 0 | 0 | 12
NO |  | 24 | 2011 | 8 | 23 | 23 |  | TL7087 WEST BATESVILLE | MEC BATESVILLE | 138 | 138 | 2-9.36 | 9.36 | 0 | 1 | 795.0 ACSR | 0 | 0 | 0 | 0 | 0 | 0 | 0 | 0 | 0 | 0 | 0 | 0 | 0 | 0 | 0 | 0 | 0 | 0 | 0 | 0 | 0 | 0 | 0 | 12
NO |  | 24 | 2011 | 8 | 24 | 24 |  | TL7088 DILLEY SS | STEC SAN MIGUEL | 138 | 138 | 1-1.17 | 47.49 | 0 | 1 | 795.0 ACSR | 0 | 0 | 0 | 0 | 0 | 0 | 0 | 0 | 0 | 0 | 0 | 0 | 0 | 0 | 0 | 0 | 0 | 0 | 0 | 0 | 0 | 0 | 0 | 12
NO |  | 24 | 2011 | 8 | 25 | 25 |  | TL7088 DILLEY SS | STEC SAN MIGUEL | 0 | 0 | 2-46.32 | 0 | 0 | 0 |  | 0 | 0 | 0 | 0 | 0 | 0 | 0 | 0 | 0 | 0 | 0 | 0 | 0 | 0 | 0 | 0 | 0 | 0 | 0 | 0 | 0 | 0 | 0 | 12
NO |  | 24 | 2011 | 8 | 26 | 26 |  | TL7091 PICACHO | AMISTAD HYDRO | 138 | 138 | 1-1.91 | 1.91 | 0 | 1 | 336.0 ACSR | 0 | 0 | 0 | 0 | 0 | 0 | 0 | 0 | 0 | 0 | 0 | 0 | 0 | 0 | 0 | 0 | 0 | 0 | 0 | 0 | 0 | 0 | 0 | 12
NO |  | 24 | 2011 | 8 | 27 | 27 |  | TL7092B EAGLE PASS | ESCONDIDO CKT#1 | 138 | 138 | 1-0.32 | 1.45 | 0 | 1 | 4/0 ACSR | 0 | 0 | 0 | 0 | 0 | 0 | 0 | 0 | 0 | 0 | 0 | 0 | 0 | 0 | 0 | 0 | 0 | 0 | 0 | 0 | 0 | 0 | 0 | 12
NO |  | 24 | 2011 | 8 | 28 | 28 |  |  |  | 0 | 0 | 2-1.13 | 0 | 0 | 0 | 795.0 ACSR | 0 | 0 | 0 | 0 | 0 | 0 | 0 | 0 | 0 | 0 | 0 | 0 | 0 | 0 | 0 | 0 | 0 | 0 | 0 | 0 | 0 | 0 | 0 | 12
NO |  | 24 | 2011 | 8 | 29 | 29 |  | TL7102A UNIVERSITY | WORMSER | 138 | 138 | NONE | 0 | 3.25 | 1 | 795.0 ACSR | 0 | 0 | 0 | 0 | 0 | 0 | 0 | 0 | 0 | 0 | 0 | 0 | 0 | 0 | 0 | 0 | 0 | 0 | 0 | 0 | 0 | 0 | 0 | 12
NO |  | 24 | 2011 | 8 | 30 | 30 |  |  |  | 0 | 0 | 0 | 0 | 0 | 0 |  | 0 | 0 | 0 | 0 | 0 | 0 | 0 | 0 | 0 | 0 | 0 | 0 | 0 | 0 | 0 | 0 | 0 | 0 | 0 | 0 | 0 | 0 | 0 | 12
NO |  | 24 | 2011 | 8 | 31 | 31 |  | TL7102B WORMSER | ZAPATA | 138 | 138 | 1-40.64 | 40.64 | 0 | 1 | 795.0 ACSR | 0 | 0 | 0 | 0 | 0 | 0 | 0 | 0 | 0 | 0 | 0 | 0 | 0 | 0 | 0 | 0 | 0 | 0 | 0 | 0 | 0 | 0 | 0 | 12
NO |  | 24 | 2011 | 8 | 32 | 32 |  | TL7110A GATEWAY TAP EAST | GATEWAY | 138 | 138 | 1-0.01 | 0.01 | 2.67 | 1 | 795.0 ACSR | 0 | 0 | 0 | 0 | 0 | 0 | 0 | 0 | 0 | 0 | 0 | 0 | 0 | 0 | 0 | 0 | 0 | 0 | 0 | 0 | 0 | 0 | 0 | 12
NO |  | 24 | 2011 | 8 | 33 | 33 |  | TL7110B GATEWAY TAP WEST | GATEWAY | 138 | 138 | 1-2.67 | 2.67 | 0 | 1 | 795.0 ACSR | 0 | 0 | 0 | 0 | 0 | 0 | 0 | 0 | 0 | 0 | 0 | 0 | 0 | 0 | 0 | 0 | 0 | 0 | 0 | 0 | 0 | 0 | 0 | 12
NO |  | 24 | 2011 | 8 | 34 | 34 |  | TL7115A LAREDO | UNIVERSITY | 138 | 138 | 1-2.46 | 2.46 | 0 | 1 | 795.0 ACSR | 0 | 0 | 0 | 0 | 0 | 0 | 0 | 0 | 0 | 0 | 0 | 0 | 0 | 0 | 0 | 0 | 0 | 0 | 0 | 0 | 0 | 0 | 0 | 12
NO |  | 24 | 2011 | 8 | 35 | 35 |  | TL7115B UNIVERSITY | WORMSER | 138 | 138 | 1-9.99 | 9.99 | 0 | 1 | 795.0 ACSR | 0 | 0 | 0 | 0 | 0 | 0 | 0 | 0 | 0 | 0 | 0 | 0 | 0 | 0 | 0 | 0 | 0 | 0 | 0 | 0 | 0 | 0 | 0 | 12
NO |  | 24 | 2011 | 9 | 1 | 1 |  | TL7123 SIERRA VISTA | WORMSER | 138 | 138 | 1-2.87 | 2.87 | 0 | 1 | 795.0 ACSR | 0 | 0 | 0 | 0 | 0 | 0 | 0 | 0 | 0 | 0 | 0 | 0 | 0 | 0 | 0 | 0 | 0 | 0 | 0 | 0 | 0 | 0 | 0 | 12
NO |  | 24 | 2011 | 9 | 2 | 2 |  | TL3131 STP | HL&P CORRIDOR | 345 | 345 | 2-19.35 | 0 | 19.35 | 5 | 2X795 ACSR | 0 | 0 | 0 | 0 | 0 | 0 | 0 | 0 | 0 | 0 | 0 | 0 | 0 | 610240065 | 0 | 0 | 0 | 0 | 0 | 0 | 0 | 0 | 0 | 12
NI |  | 24 | 2011 | 9 | 3 | 3 |  | 69 KV (151 LINES) |  | 69 | 69 | 1,2&4 | 1068.31 | 47.18 | 0 |  | 0 | 0 | 0 | 0 | 0 | 0 | 0 | 0 | 0 | 0 | 0 | 0 | 0 | 0 | 0 | 0 | 0 | 0 | 0 | 0 | 0 | 0 | 0 | 12
NO |  | 24 | 2011 | 9 | 4 | 4 |  | TOTAL |  | 0 | 0 |  | 4016.35 | 227.2 | 246 |  | 0 | 0 | 0 | 0 | 0 | 0 | 0 | 0 | 0 | 0 | 0 | 0 | 0 | 0 | 0 | 0 | 0 | 0 | 0 | 0 | 0 | 0 | 0 | 12
NO |  | 24 | 2011 | 9 | 7 | 7 |  | transmission line. | Totals shown in Column j-p | 0 | 0 |  | 0 | 0 | 0 |  | 0 | 0 | 0 | 0 | 0 | 0 | 0 | 0 | 0 | 0 | 0 | 0 | 0 | 0 | 0 | 0 | 0 | 0 | 0 | 0 | 0 | 0 | 0 | 12
NO |  | 24 | 2011 | 0 | 36 | 36 |  | TOTAL |  | 0 | 0 |  | 4016.35 | 227.2 | 246 |  | 40005419 | 494172931 | 534178350 | 279998 | 2721551 | 0 | 3001549 | 0 | 0 | 0 | 0 | 0 | 0 | 0 | 0 | 0 | 0 | 0 | 0 | 0 | 0 | 0 | 0 | 12
NO |  | 24 | 2011 | 9 | 6 | 6 |  | Line cost and expense are | not available by individual | 0 | 0 |  | 0 | 0 | 0 |  | 40005419 | 494172931 | 534178350 | 279998 | 2721551 | 0 | 3001549 | 0 | 0 | 0 | 0 | 0 | 0 | 0 | 0 | 0 | 0 | 0 | 0 | 0 | 0 | 0 | 0 | 12
NO |  | 189 | 2011 | 0 | 1 | 1 |  | TL125A ABILENE MULBERRY | BLUFF CREEK SS | 345 | 345 | 2-26.5 | 26.5 | 0.42 | 1 | 2x795.0 ACSR | 0 | 0 | 0 | 0 | 0 | 0 | 0 | 0 | 0 | 0 | 0 | 0 | 0 | 0 | 0 | 0 | 0 | 0 | 0 | 0 | 0 | 0 | 0 | 12
NO |  | 189 | 2011 | 0 | 2 | 2 |  | TL125B BLUFF CREEK SS | SAN ANGELO RED CREEK | 345 | 345 | 1-0.42 | 49.98 | 0 | 1 | 2x795.0 ACSR | 0 | 0 | 0 | 0 | 0 | 0 | 0 | 0 | 0 | 0 | 0 | 0 | 0 | 0 | 0 | 0 | 0 | 0 | 0 | 0 | 0 | 0 | 0 | 12
NO |  | 189 | 2011 | 0 | 3 | 3 |  |  |  | 0 | 0 | 2-49.56 | 0 | 0 | 0 |  | 0 | 0 | 0 | 0 | 0 | 0 | 0 | 0 | 0 | 0 | 0 | 0 | 0 | 0 | 0 | 0 | 0 | 0 | 0 | 0 | 0 | 0 | 0 | 12
NO |  | 189 | 2011 | 0 | 4 | 4 |  | TL126 ABILENE MULBERRY | OKLAUNION | 345 | 345 | 2-115.47 | 115.47 | 0 | 1 | 2x795.0 ACSR | 0 | 0 | 0 | 0 | 0 | 0 | 0 | 0 | 0 | 0 | 0 | 0 | 0 | 0 | 0 | 0 | 0 | 0 | 0 | 0 | 0 | 0 | 0 | 12
NO |  | 189 | 2011 | 0 | 5 | 5 |  | TL131 OKLAUNION | TU FISHER ROAD | 345 | 345 | 2-30.14 | 30.39 | 0 | 1 | 2x795.0 ACSR | 0 | 0 | 0 | 0 | 0 | 0 | 0 | 0 | 0 | 0 | 0 | 0 | 0 | 0 | 0 | 0 | 0 | 0 | 0 | 0 | 0 | 0 | 0 | 12
NO |  | 189 | 2011 | 0 | 6 | 6 |  | TL001 ABILENE SOUTH | PUTNAM | 138 | 138 | 1-3.12 | 35.28 | 0 | 1 | 4/0 ACSR | 0 | 0 | 0 | 0 | 0 | 0 | 0 | 0 | 0 | 0 | 0 | 0 | 0 | 0 | 0 | 0 | 0 | 0 | 0 | 0 | 0 | 0 | 0 | 12
NO |  | 189 | 2011 | 0 | 7 | 7 |  |  |  | 0 | 0 | 2-32.16 | 0 | 0 | 0 | 477.0 ACSR | 0 | 0 | 0 | 0 | 0 | 0 | 0 | 0 | 0 | 0 | 0 | 0 | 0 | 0 | 0 | 0 | 0 | 0 | 0 | 0 | 0 | 0 | 0 | 12
NO |  | 189 | 2011 | 0 | 8 | 8 |  | TL031 SANTA ANNA | BROWNWOOD | 138 | 138 | 1-7.29 | 7.29 | 0 | 1 | 795.0 ACSR | 0 | 0 | 0 | 0 | 0 | 0 | 0 | 0 | 0 | 0 | 0 | 0 | 0 | 0 | 0 | 0 | 0 | 0 | 0 | 0 | 0 | 0 | 0 | 12
NO |  | 189 | 2011 | 0 | 9 | 9 |  | TL033 EDEN | YELLOWJACKET | 69 | 138 | 1-0.11 | 0.22 | 0 | 1 | 795 ACSS | 0 | 0 | 0 | 0 | 0 | 0 | 0 | 0 | 0 | 0 | 0 | 0 | 0 | 0 | 0 | 0 | 0 | 0 | 0 | 0 | 0 | 0 | 0 | 12
NO |  | 189 | 2011 | 0 | 10 | 10 |  | TL034 MASON SWITCHING | YELLOWJACKET | 69 | 138 | 1-0.23 | 0.46 | 0.8 | 1 | 795 ACSS | 0 | 0 | 0 | 0 | 0 | 0 | 0 | 0 | 0 | 0 | 0 | 0 | 0 | 0 | 0 | 0 | 0 | 0 | 0 | 0 | 0 | 0 | 0 | 12
NO |  | 189 | 2011 | 0 | 11 | 11 |  | TL050 FORT STOCKTON PLANT | RIO PECOS | 138 | 138 | 2-37.5 | 37.5 | 0 | 1 | 477.0 ACSR | 0 | 0 | 0 | 0 | 0 | 0 | 0 | 0 | 0 | 0 | 0 | 0 | 0 | 0 | 0 | 0 | 0 | 0 | 0 | 0 | 0 | 0 | 0 | 12
NO |  | 189 | 2011 | 0 | 12 | 12 |  | TL051 EAST MUNDAY | PADUCAH CLARE STREET | 138 | 138 | 1-3.2 | 62.28 | 0 | 1 | 477.0 ACSR | 0 | 0 | 0 | 0 | 0 | 0 | 0 | 0 | 0 | 0 | 0 | 0 | 0 | 0 | 0 | 0 | 0 | 0 | 0 | 0 | 0 | 0 | 0 | 12
NO |  | 189 | 2011 | 0 | 13 | 13 |  |  |  | 0 | 0 | 2-59.08 | 0 | 0 | 0 |  | 0 | 0 | 0 | 0 | 0 | 0 | 0 | 0 | 0 | 0 | 0 | 0 | 0 | 0 | 0 | 0 | 0 | 0 | 0 | 0 | 0 | 0 | 0 | 12
NO |  | 189 | 2011 | 0 | 14 | 14 |  | TL064A EAST MUNDAY | LAKE PAULINE | 138 | 138 | 2-56.97 | 56.97 | 0 | 1 | 2x4/0 ACSR | 0 | 0 | 0 | 0 | 0 | 0 | 0 | 0 | 0 | 0 | 0 | 0 | 0 | 0 | 0 | 0 | 0 | 0 | 0 | 0 | 0 | 0 | 0 | 12
NO |  | 189 | 2011 | 0 | 15 | 15 |  | TL064B EAST MUNDAY | PAINT CREEK WEST#1 | 138 | 138 | 2-25.96 | 25.96 | 0 | 1 | 397.0 ACSR | 0 | 0 | 0 | 0 | 0 | 0 | 0 | 0 | 0 | 0 | 0 | 0 | 0 | 0 | 0 | 0 | 0 | 0 | 0 | 0 | 0 | 0 | 0 | 12
NO |  | 189 | 2011 | 0 | 16 | 16 |  | TL066A FORT PHANTOM | PAINT CREEK | 138 | 138 | 2-38.73 | 39.21 | 0 | 1 | 1272.0 AAC | 0 | 0 | 0 | 0 | 0 | 0 | 0 | 0 | 0 | 0 | 0 | 0 | 0 | 0 | 0 | 0 | 0 | 0 | 0 | 0 | 0 | 0 | 0 | 12
NO |  | 189 | 2011 | 0 | 17 | 17 |  |  |  | 0 | 0 | 3-0.48 | 0 | 0 | 0 | 477.0 ACSR | 0 | 0 | 0 | 0 | 0 | 0 | 0 | 0 | 0 | 0 | 0 | 0 | 0 | 0 | 0 | 0 | 0 | 0 | 0 | 0 | 0 | 0 | 0 | 12
NO |  | 189 | 2011 | 0 | 18 | 18 |  | TL066B CALIFORNIA CREEK TAP | CALIFORNIA CREEK | 138 | 138 | 2-0.02 | 0.02 | 0 | 1 | 4/0 ACSR | 0 | 0 | 0 | 0 | 0 | 0 | 0 | 0 | 0 | 0 | 0 | 0 | 0 | 0 | 0 | 0 | 0 | 0 | 0 | 0 | 0 | 0 | 0 | 12
NO |  | 189 | 2011 | 0 | 19 | 19 |  | TL070 ABILENE NORTHWEST | OAK CREEK | 138 | 138 | 2-47.2 | 47.2 | 0 | 1 | 397.0 ACSR | 0 | 0 | 0 | 0 | 0 | 0 | 0 | 0 | 0 | 0 | 0 | 0 | 0 | 0 | 0 | 0 | 0 | 0 | 0 | 0 | 0 | 0 | 0 | 12
NO |  | 189 | 2011 | 0 | 20 | 20 |  |  |  | 0 | 0 | 0 | 0 | 0 | 0 | 795.0 ACSR | 0 | 0 | 0 | 0 | 0 | 0 | 0 | 0 | 0 | 0 | 0 | 0 | 0 | 0 | 0 | 0 | 0 | 0 | 0 | 0 | 0 | 0 | 0 | 12
NO |  | 189 | 2011 | 0 | 21 | 21 |  | TL072 ABILENE NORTHWEST | PAINT CREEK | 138 | 138 | 2-44.44 | 44.44 | 0 | 1 | 477.0 ACSR | 0 | 0 | 0 | 0 | 0 | 0 | 0 | 0 | 0 | 0 | 0 | 0 | 0 | 0 | 0 | 0 | 0 | 0 | 0 | 0 | 0 | 0 | 0 | 12
NO |  | 189 | 2011 | 0 | 22 | 22 |  | TL077 BALLINGER | OAK CREEK | 138 | 138 | 2-30.85 | 30.85 | 0 | 1 | 397.0 ACSR | 0 | 0 | 0 | 0 | 0 | 0 | 0 | 0 | 0 | 0 | 0 | 0 | 0 | 0 | 0 | 0 | 0 | 0 | 0 | 0 | 0 | 0 | 0 | 12
NO |  | 189 | 2011 | 0 | 23 | 23 |  |  |  | 0 | 0 | 0 | 0 | 0 | 0 | 477.0 ACSR | 0 | 0 | 0 | 0 | 0 | 0 | 0 | 0 | 0 | 0 | 0 | 0 | 0 | 0 | 0 | 0 | 0 | 0 | 0 | 0 | 0 | 0 | 0 | 12
NO |  | 189 | 2011 | 0 | 24 | 24 |  | TL079A NICOLE | SAN ANGELO RED CREEK | 138 | 138 | 1-3.11 | 36.98 | 0 | 1 | 2x795.0 ACSS | 0 | 0 | 0 | 0 | 0 | 0 | 0 | 0 | 0 | 0 | 0 | 0 | 0 | 0 | 0 | 0 | 0 | 0 | 0 | 0 | 0 | 0 | 0 | 12
NO |  | 189 | 2011 | 0 | 25 | 25 |  |  |  | 0 | 0 | 2-33.87 | 0 | 0 | 0 | 397.0 ACSR | 0 | 0 | 0 | 0 | 0 | 0 | 0 | 0 | 0 | 0 | 0 | 0 | 0 | 0 | 0 | 0 | 0 | 0 | 0 | 0 | 0 | 0 | 0 | 12
NO |  | 189 | 2011 | 0 | 26 | 26 |  |  |  | 0 | 0 | 0 | 0 | 0 | 0 | 477.0 ACSR | 0 | 0 | 0 | 0 | 0 | 0 | 0 | 0 | 0 | 0 | 0 | 0 | 0 | 0 | 0 | 0 | 0 | 0 | 0 | 0 | 0 | 0 | 0 | 12
NO |  | 189 | 2011 | 0 | 27 | 27 |  | TL079B NORTH SAN ANGELO | SAN ANGELO RED CREEK | 138 | 138 | 1-0.64 | 9.6 | 0 | 1 | 795.0 ACSR | 0 | 0 | 0 | 0 | 0 | 0 | 0 | 0 | 0 | 0 | 0 | 0 | 0 | 0 | 0 | 0 | 0 | 0 | 0 | 0 | 0 | 0 | 0 | 12
NO |  | 189 | 2011 | 0 | 28 | 28 |  |  |  | 0 | 0 | 2-8.96 | 0 | 0 | 0 |  | 0 | 0 | 0 | 0 | 0 | 0 | 0 | 0 | 0 | 0 | 0 | 0 | 0 | 0 | 0 | 0 | 0 | 0 | 0 | 0 | 0 | 0 | 0 | 12
NO |  | 189 | 2011 | 0 | 29 | 29 |  | TL079C SAN ANGELO CONCHO | SAN ANGELO RED CREEK | 138 | 138 | 1-2.07 | 9.73 | 0 | 1 | 795.0 ACSR | 0 | 0 | 0 | 0 | 0 | 0 | 0 | 0 | 0 | 0 | 0 | 0 | 0 | 0 | 0 | 0 | 0 | 0 | 0 | 0 | 0 | 0 | 0 | 12
NO |  | 189 | 2011 | 0 | 30 | 30 |  |  |  | 0 | 0 | 2-7.66 | 0 | 0 | 0 |  | 0 | 0 | 0 | 0 | 0 | 0 | 0 | 0 | 0 | 0 | 0 | 0 | 0 | 0 | 0 | 0 | 0 | 0 | 0 | 0 | 0 | 0 | 0 | 12
NO |  | 189 | 2011 | 0 | 31 | 31 |  | TL082A BLUFF CREEK SS | NICOLE | 138 | 138 | 1-20.24 | 0 | 0 | 1 | 2x795.0 ACSS | 0 | 0 | 0 | 0 | 0 | 0 | 0 | 0 | 0 | 0 | 0 | 0 | 0 | 0 | 0 | 0 | 0 | 0 | 0 | 0 | 0 | 0 | 0 | 12
NO |  | 189 | 2011 | 0 | 32 | 32 |  | TL082B ABILENE SOUTH | BLUFF CREEK SS | 138 | 138 | 1-0.43 | 17.68 | 1.68 | 1 | 1020.0 ACCC/TW | 0 | 0 | 0 | 0 | 0 | 0 | 0 | 0 | 0 | 0 | 0 | 0 | 0 | 0 | 0 | 0 | 0 | 0 | 0 | 0 | 0 | 0 | 0 | 12
NO |  | 189 | 2011 | 0 | 33 | 33 |  |  |  | 0 | 0 | 2-17.24 | 0 | 0 | 0 | 2x795.0 ACSS | 0 | 0 | 0 | 0 | 0 | 0 | 0 | 0 | 0 | 0 | 0 | 0 | 0 | 0 | 0 | 0 | 0 | 0 | 0 | 0 | 0 | 0 | 0 | 12
NO |  | 189 | 2011 | 0 | 34 | 34 |  | TL082C NICOLE | OAK CREEK | 138 | 138 | 1-2.42 | 0 | 0 | 1 | 2x795.0 ACSS | 0 | 0 | 0 | 0 | 0 | 0 | 0 | 0 | 0 | 0 | 0 | 0 | 0 | 0 | 0 | 0 | 0 | 0 | 0 | 0 | 0 | 0 | 0 | 12
NO |  | 189 | 2011 | 0 | 35 | 35 |  | TL083A ABILENE SOUTH | EAST ABILENE | 138 | 138 | 1-3.82 | 9.45 | 0 | 1 | 795.0 ACSR | 0 | 0 | 0 | 0 | 0 | 0 | 0 | 0 | 0 | 0 | 0 | 0 | 0 | 0 | 0 | 0 | 0 | 0 | 0 | 0 | 0 | 0 | 0 | 12
NO |  | 189 | 2011 | 1 | 1 | 1 |  | TL083A ABILENE SOUTH | EAST ABILENE (Continued) | 0 | 0 | 2-5.63 | 0 | 0 | 0 |  | 0 | 0 | 0 | 0 | 0 | 0 | 0 | 0 | 0 | 0 | 0 | 0 | 0 | 0 | 0 | 0 | 0 | 0 | 0 | 0 | 0 | 0 | 0 | 12
NO |  | 189 | 2011 | 1 | 2 | 2 |  | TL083B ABILENE ELM CREEK | ABILENE NORTHWEST CKT#2 | 138 | 138 | 1-0.53 | 3.07 | 0 | 1 | 795.0 ACSR | 0 | 0 | 0 | 0 | 0 | 0 | 0 | 0 | 0 | 0 | 0 | 0 | 0 | 0 | 0 | 0 | 0 | 0 | 0 | 0 | 0 | 0 | 0 | 12
NO |  | 189 | 2011 | 1 | 3 | 3 |  |  |  | 0 | 0 | 2-2.54 | 0 | 0 | 0 |  | 0 | 0 | 0 | 0 | 0 | 0 | 0 | 0 | 0 | 0 | 0 | 0 | 0 | 0 | 0 | 0 | 0 | 0 | 0 | 0 | 0 | 0 | 0 | 12
NO |  | 189 | 2011 | 1 | 4 | 4 |  | TL083C ABILENE NORTHWEST | FORT PHANTOM | 138 | 138 | 2-10.96 | 10.46 | 0.5 | 1 | 1272.0 AAC | 0 | 0 | 0 | 0 | 0 | 0 | 0 | 0 | 0 | 0 | 0 | 0 | 0 | 0 | 0 | 0 | 0 | 0 | 0 | 0 | 0 | 0 | 0 | 12
NO |  | 189 | 2011 | 1 | 5 | 5 |  |  |  | 0 | 0 | 0 | 0 | 0 | 0 | 2x795.0 ACSR | 0 | 0 | 0 | 0 | 0 | 0 | 0 | 0 | 0 | 0 | 0 | 0 | 0 | 0 | 0 | 0 | 0 | 0 | 0 | 0 | 0 | 0 | 0 | 12
NO |  | 189 | 2011 | 1 | 6 | 6 |  | TL083D ABILENE SOUTH | FORT PHANTOM | 138 | 138 | 1-2 | 18.1 | 0 | 1 | 1272.0 AAC | 0 | 0 | 0 | 0 | 0 | 0 | 0 | 0 | 0 | 0 | 0 | 0 | 0 | 0 | 0 | 0 | 0 | 0 | 0 | 0 | 0 | 0 | 0 | 12
NO |  | 189 | 2011 | 1 | 7 | 7 |  |  |  | 0 | 0 | 2-15.61 | 0 | 0 | 0 | 1272.0 ACSS | 0 | 0 | 0 | 0 | 0 | 0 | 0 | 0 | 0 | 0 | 0 | 0 | 0 | 0 | 0 | 0 | 0 | 0 | 0 | 0 | 0 | 0 | 0 | 12
NO |  | 189 | 2011 | 1 | 8 | 8 |  |  |  | 0 | 0 | 3-0.49 | 0 | 0 | 0 | 2x477.0 ACSR | 0 | 0 | 0 | 0 | 0 | 0 | 0 | 0 | 0 | 0 | 0 | 0 | 0 | 0 | 0 | 0 | 0 | 0 | 0 | 0 | 0 | 0 | 0 | 12
NO |  | 189 | 2011 | 1 | 9 | 9 |  |  |  | 0 | 0 | 0 | 0 | 0 | 0 | 795.0 ACSR | 0 | 0 | 0 | 0 | 0 | 0 | 0 | 0 | 0 | 0 | 0 | 0 | 0 | 0 | 0 | 0 | 0 | 0 | 0 | 0 | 0 | 0 | 0 | 12
NO |  | 189 | 2011 | 1 | 10 | 10 |  | TL083E EAST ABILENE | FORT PHANTOM | 138 | 138 | 2-9.54 | 9.15 | 0.39 | 1 | 1272.0 AAC | 0 | 0 | 0 | 0 | 0 | 0 | 0 | 0 | 0 | 0 | 0 | 0 | 0 | 0 | 0 | 0 | 0 | 0 | 0 | 0 | 0 | 0 | 0 | 12
NO |  | 189 | 2011 | 1 | 11 | 11 |  |  |  | 0 | 0 | 0 | 0 | 0 | 0 | 795.0 ACSR | 0 | 0 | 0 | 0 | 0 | 0 | 0 | 0 | 0 | 0 | 0 | 0 | 0 | 0 | 0 | 0 | 0 | 0 | 0 | 0 | 0 | 0 | 0 | 12
NO |  | 189 | 2011 | 1 | 12 | 12 |  | TL083F ABILENE ELM CREEK | ABILENE SOUTH CKT#2 | 138 | 138 | 1-3.69 | 10.3 | 0 | 1 | 795.0 ACSR | 0 | 0 | 0 | 0 | 0 | 0 | 0 | 0 | 0 | 0 | 0 | 0 | 0 | 0 | 0 | 0 | 0 | 0 | 0 | 0 | 0 | 0 | 0 | 12
NO |  | 189 | 2011 | 1 | 13 | 13 |  |  |  | 0 | 0 | 2-6.61 | 0 | 0 | 0 |  | 0 | 0 | 0 | 0 | 0 | 0 | 0 | 0 | 0 | 0 | 0 | 0 | 0 | 0 | 0 | 0 | 0 | 0 | 0 | 0 | 0 | 0 | 0 | 12
NO |  | 189 | 2011 | 1 | 14 | 14 |  | TL083G EAST ABILENE TAP | EAST ABILENE | 138 | 138 | 2-2.04 | 2 | 0 | 1 | 2x477.0 ACSR | 0 | 0 | 0 | 0 | 0 | 0 | 0 | 0 | 0 | 0 | 0 | 0 | 0 | 0 | 0 | 0 | 0 | 0 | 0 | 0 | 0 | 0 | 0 | 12
NO |  | 189 | 2011 | 1 | 15 | 15 |  |  |  | 0 | 0 | 0 | 0 | 0 | 0 | 795.0 ACSR | 0 | 0 | 0 | 0 | 0 | 0 | 0 | 0 | 0 | 0 | 0 | 0 | 0 | 0 | 0 | 0 | 0 | 0 | 0 | 0 | 0 | 0 | 0 | 12
NO |  | 189 | 2011 | 1 | 16 | 16 |  | TL083G TEC SHARP TAP | TEC SHARP | 138 | 138 | 2-2.04 | 0.04 | 0 | 1 | 2x477.0 ACSR | 0 | 0 | 0 | 0 | 0 | 0 | 0 | 0 | 0 | 0 | 0 | 0 | 0 | 0 | 0 | 0 | 0 | 0 | 0 | 0 | 0 | 0 | 0 | 12
NO |  | 189 | 2011 | 1 | 17 | 17 |  |  |  | 0 | 0 | 0 | 0 | 0 | 0 | 795.0 ACSR | 0 | 0 | 0 | 0 | 0 | 0 | 0 | 0 | 0 | 0 | 0 | 0 | 0 | 0 | 0 | 0 | 0 | 0 | 0 | 0 | 0 | 0 | 0 | 12
NO |  | 189 | 2011 | 1 | 18 | 18 |  | TL084A SAN ANGELO CONCHO | SAN ANGELO POWER STATION | 138 | 138 | 2-5.92 | 6.21 | 0 | 1 | 477.0 ACSR | 0 | 0 | 0 | 0 | 0 | 0 | 0 | 0 | 0 | 0 | 0 | 0 | 0 | 0 | 0 | 0 | 0 | 0 | 0 | 0 | 0 | 0 | 0 | 12
NO |  | 189 | 2011 | 1 | 19 | 19 |  |  |  | 0 | 0 | 3-0.29 | 0 | 0 | 0 |  | 0 | 0 | 0 | 0 | 0 | 0 | 0 | 0 | 0 | 0 | 0 | 0 | 0 | 0 | 0 | 0 | 0 | 0 | 0 | 0 | 0 | 0 | 0 | 12
NO |  | 189 | 2011 | 1 | 20 | 20 |  | TL084B SOUTH ANGELO TAP | SOUTH ANGELO | 138 | 138 | 3-1 | 1 | 0 | 1 | 4/0 ACSR | 0 | 0 | 0 | 0 | 0 | 0 | 0 | 0 | 0 | 0 | 0 | 0 | 0 | 0 | 0 | 0 | 0 | 0 | 0 | 0 | 0 | 0 | 0 | 12
NO |  | 189 | 2011 | 1 | 21 | 21 |  | TL085 BIG LAKE | TWIN BUTTES | 138 | 138 | 1-9.72 | 54.89 | 9.72 | 1 | 477.0 ACSR | 0 | 0 | 0 | 0 | 0 | 0 | 0 | 0 | 0 | 0 | 0 | 0 | 0 | 0 | 0 | 0 | 0 | 0 | 0 | 0 | 0 | 0 | 0 | 12
NO |  | 189 | 2011 | 1 | 22 | 22 |  |  |  | 0 | 0 | 2-54.89 | 0 | 0 | 0 | 795.0 ACSR | 0 | 0 | 0 | 0 | 0 | 0 | 0 | 0 | 0 | 0 | 0 | 0 | 0 | 0 | 0 | 0 | 0 | 0 | 0 | 0 | 0 | 0 | 0 | 12
NO |  | 189 | 2011 | 1 | 23 | 23 |  | TL086 BIG LAKE | NORTH MCCAMEY | 138 | 138 | 2-46.79 | 46.79 | 0 | 1 | 477.0 ACSR | 0 | 0 | 0 | 0 | 0 | 0 | 0 | 0 | 0 | 0 | 0 | 0 | 0 | 0 | 0 | 0 | 0 | 0 | 0 | 0 | 0 | 0 | 0 | 12
NO |  | 189 | 2011 | 1 | 24 | 24 |  | TL087 LAKE PAULINE | VERNON CKT #2 | 138 | 138 | 2-24.36 | 23.36 | 0 | 1 | 477.0 ACSR | 0 | 0 | 0 | 0 | 0 | 0 | 0 | 0 | 0 | 0 | 0 | 0 | 0 | 0 | 0 | 0 | 0 | 0 | 0 | 0 | 0 | 0 | 0 | 12
NO |  | 189 | 2011 | 1 | 25 | 25 |  | TL088A SAN ANGELO POWER | SAN ANGELO RED CREEK | 138 | 138 | 1-1.29 | 18.62 | 0 | 1 | 477.0 ACSR | 0 | 0 | 0 | 0 | 0 | 0 | 0 | 0 | 0 | 0 | 0 | 0 | 0 | 0 | 0 | 0 | 0 | 0 | 0 | 0 | 0 | 0 | 0 | 12
NO |  | 189 | 2011 | 1 | 26 | 26 |  |  |  | 0 | 0 | 2-17.33 | 0 | 0 | 0 |  | 0 | 0 | 0 | 0 | 0 | 0 | 0 | 0 | 0 | 0 | 0 | 0 | 0 | 0 | 0 | 0 | 0 | 0 | 0 | 0 | 0 | 0 | 0 | 12
NO |  | 189 | 2011 | 1 | 27 | 27 |  | TL088B BALLINGER | SAN ANGELO RED CREEK | 138 | 138 | 1-3.07 | 32.55 | 0 | 1 | 477.0 ACSR | 0 | 0 | 0 | 0 | 0 | 0 | 0 | 0 | 0 | 0 | 0 | 0 | 0 | 0 | 0 | 0 | 0 | 0 | 0 | 0 | 0 | 0 | 0 | 12
NO |  | 189 | 2011 | 1 | 28 | 28 |  |  |  | 0 | 0 | 2-29.48 | 0 | 0 | 0 |  | 0 | 0 | 0 | 0 | 0 | 0 | 0 | 0 | 0 | 0 | 0 | 0 | 0 | 0 | 0 | 0 | 0 | 0 | 0 | 0 | 0 | 0 | 0 | 12
NO |  | 189 | 2011 | 1 | 29 | 29 |  | TL089 HAMILTON ROAD PST | SONORA | 138 | 138 | 2-21.84 | 21.84 | 0 | 1 | 477.0 ACSR | 0 | 0 | 0 | 0 | 0 | 0 | 0 | 0 | 0 | 0 | 0 | 0 | 0 | 0 | 0 | 0 | 0 | 0 | 0 | 0 | 0 | 0 | 0 | 12
NO |  | 189 | 2011 | 1 | 30 | 30 |  | LOAD |  | 0 | 0 | 0 | 0 | 0 | 0 |  | 0 | 0 | 0 | 0 | 0 | 0 | 0 | 0 | 0 | 0 | 0 | 0 | 0 | 0 | 0 | 0 | 0 | 0 | 0 | 0 | 0 | 0 | 0 | 12
NO |  | 189 | 2011 | 1 | 31 | 31 |  | TL089A ELDORADO LIVE OAK | SAN ANGELO POWER STATION | 138 | 138 | 2-38.23 | 38.23 | 0 | 1 | 477.0 ACSR | 0 | 0 | 0 | 0 | 0 | 0 | 0 | 0 | 0 | 0 | 0 | 0 | 0 | 0 | 0 | 0 | 0 | 0 | 0 | 0 | 0 | 0 | 0 | 12
NO |  | 189 | 2011 | 1 | 32 | 32 |  | TL089B ELDORADO LIVE OAK | SONORA CKT#2 | 138 | 138 | 2-22.07 | 22.07 | 0 | 1 | 477.0 ACSR | 0 | 0 | 0 | 0 | 0 | 0 | 0 | 0 | 0 | 0 | 0 | 0 | 0 | 0 | 0 | 0 | 0 | 0 | 0 | 0 | 0 | 0 | 0 | 12
NO |  | 189 | 2011 | 1 | 33 | 33 |  | TL090 ASPERMONT | PAINT CREEK | 138 | 138 | 2-39.74 | 39.74 | 0 | 1 | 477.0 ACSR | 0 | 0 | 0 | 0 | 0 | 0 | 0 | 0 | 0 | 0 | 0 | 0 | 0 | 0 | 0 | 0 | 0 | 0 | 0 | 0 | 0 | 0 | 0 | 12
NO |  | 189 | 2011 | 1 | 34 | 34 |  | TL092A LCRA CRANE | RIO PECOS CKT #1 | 138 | 138 | 1-0.82 | 23.45 | 0 | 1 | 636.0 ACSR | 0 | 0 | 0 | 0 | 0 | 0 | 0 | 0 | 0 | 0 | 0 | 0 | 0 | 0 | 0 | 0 | 0 | 0 | 0 | 0 | 0 | 0 | 0 | 12
NO |  | 189 | 2011 | 1 | 35 | 35 |  |  |  | 0 | 0 | 2-22.83 | 0 | 0 | 0 | 795.0 ACSR | 0 | 0 | 0 | 0 | 0 | 0 | 0 | 0 | 0 | 0 | 0 | 0 | 0 | 0 | 0 | 0 | 0 | 0 | 0 | 0 | 0 | 0 | 0 | 12
NO |  | 189 | 2011 | 2 | 1 | 1 |  | TL092B TEXAS NEW MEXICO TAP | CRANE TAP #2 | 69 | 138 | 1-0.1 | 0.1 | 0 | 1 | 4/0 ACSR | 0 | 0 | 0 | 0 | 0 | 0 | 0 | 0 | 0 | 0 | 0 | 0 | 0 | 0 | 0 | 0 | 0 | 0 | 0 | 0 | 0 | 0 | 0 | 12
NO |  | 189 | 2011 | 2 | 2 | 2 |  | TL093 SAN ANGELO POWER | YELLOWJACKET | 138 | 138 | 1-0.85 | 54.82 | 0 | 1 | 477.0 ACSR | 0 | 0 | 0 | 0 | 0 | 0 | 0 | 0 | 0 | 0 | 0 | 0 | 0 | 0 | 0 | 0 | 0 | 0 | 0 | 0 | 0 | 0 | 0 | 12
NO |  | 189 | 2011 | 2 | 3 | 3 |  |  |  | 0 | 0 | 2-54.31 | 0 | 0 | 0 | 795 ACSS | 0 | 0 | 0 | 0 | 0 | 0 | 0 | 0 | 0 | 0 | 0 | 0 | 0 | 0 | 0 | 0 | 0 | 0 | 0 | 0 | 0 | 0 | 0 | 12
NO |  | 189 | 2011 | 2 | 4 | 4 |  | TL094 PUTNAM | LEON CKT #2 | 138 | 138 | 2-21.93 | 21.93 | 0 | 1 | 4/0 ACSR | 0 | 0 | 0 | 0 | 0 | 0 | 0 | 0 | 0 | 0 | 0 | 0 | 0 | 0 | 0 | 0 | 0 | 0 | 0 | 0 | 0 | 0 | 0 | 12
NO |  | 189 | 2011 | 2 | 5 | 5 |  |  |  | 0 | 0 | 0 | 0 | 0 | 0 | 477.0 ACSR | 0 | 0 | 0 | 0 | 0 | 0 | 0 | 0 | 0 | 0 | 0 | 0 | 0 | 0 | 0 | 0 | 0 | 0 | 0 | 0 | 0 | 0 | 0 | 12
NO |  | 189 | 2011 | 2 | 6 | 6 |  | TL095 SAN ANGELO COLLEGE | SAN ANGELO POWER STATION | 138 | 138 | 2-2.75 | 2.75 | 0 | 1 | 795.0 ACSR | 0 | 0 | 0 | 0 | 0 | 0 | 0 | 0 | 0 | 0 | 0 | 0 | 0 | 0 | 0 | 0 | 0 | 0 | 0 | 0 | 0 | 0 | 0 | 12
NO |  | 189 | 2011 | 2 | 7 | 7 |  | HILLS |  | 0 | 0 | 0 | 0 | 0 | 0 |  | 0 | 0 | 0 | 0 | 0 | 0 | 0 | 0 | 0 | 0 | 0 | 0 | 0 | 0 | 0 | 0 | 0 | 0 | 0 | 0 | 0 | 0 | 0 | 12
NO |  | 189 | 2011 | 2 | 8 | 8 |  | TL097 EAST MUNDAY | PAINT CREEK EAST#2 | 138 | 138 | 2-26.67 | 26.67 | 0 | 1 | 477.0 ACSR | 0 | 0 | 0 | 0 | 0 | 0 | 0 | 0 | 0 | 0 | 0 | 0 | 0 | 0 | 0 | 0 | 0 | 0 | 0 | 0 | 0 | 0 | 0 | 12
NO |  | 189 | 2011 | 2 | 9 | 9 |  | TL100 BARRILLA JUNCTION | FORT STOCKTON PLANT | 138 | 138 | 2-25.45 | 25.45 | 0 | 1 | 477.0 ACSR | 0 | 0 | 0 | 0 | 0 | 0 | 0 | 0 | 0 | 0 | 0 | 0 | 0 | 0 | 0 | 0 | 0 | 0 | 0 | 0 | 0 | 0 | 0 | 12
NO |  | 189 | 2011 | 2 | 10 | 10 |  | TL111 ASPERMONT | SPUR | 138 | 138 | 1-10.19 | 45.55 | 0 | 1 | 477.0 ACSR | 0 | 0 | 0 | 0 | 0 | 0 | 0 | 0 | 0 | 0 | 0 | 0 | 0 | 0 | 0 | 0 | 0 | 0 | 0 | 0 | 0 | 0 | 0 | 12
NO |  | 189 | 2011 | 2 | 11 | 11 |  |  |  | 0 | 0 | 2-35.36 | 0 | 0 | 0 |  | 0 | 0 | 0 | 0 | 0 | 0 | 0 | 0 | 0 | 0 | 0 | 0 | 0 | 0 | 0 | 0 | 0 | 0 | 0 | 0 | 0 | 0 | 0 | 12
NO |  | 189 | 2011 | 2 | 12 | 12 |  | TL113 ALAMITO CREEK | BARRILLA JUNCTION | 138 | 138 | 1-0.32 | 67.41 | 0 | 1 | 477.0 ACSR | 0 | 0 | 0 | 0 | 0 | 0 | 0 | 0 | 0 | 0 | 0 | 0 | 0 | 0 | 0 | 0 | 0 | 0 | 0 | 0 | 0 | 0 | 0 | 12
NO |  | 189 | 2011 | 2 | 13 | 13 |  |  |  | 0 | 0 | 2-67.09 | 0 | 0 | 0 |  | 0 | 0 | 0 | 0 | 0 | 0 | 0 | 0 | 0 | 0 | 0 | 0 | 0 | 0 | 0 | 0 | 0 | 0 | 0 | 0 | 0 | 0 | 0 | 12
NO |  | 189 | 2011 | 2 | 14 | 14 |  | TL117 NORTH SAN ANGELO | SAN ANGELO COLLEGE HILLS | 138 | 138 | 1-2.1 | 8.57 | 0 | 1 | 795.0 ACSR | 0 | 0 | 0 | 0 | 0 | 0 | 0 | 0 | 0 | 0 | 0 | 0 | 0 | 0 | 0 | 0 | 0 | 0 | 0 | 0 | 0 | 0 | 0 | 12
NO |  | 189 | 2011 | 2 | 15 | 15 |  |  |  | 0 | 0 | 2-6.48 | 0 | 0 | 0 |  | 0 | 0 | 0 | 0 | 0 | 0 | 0 | 0 | 0 | 0 | 0 | 0 | 0 | 0 | 0 | 0 | 0 | 0 | 0 | 0 | 0 | 0 | 0 | 12
NO |  | 189 | 2011 | 2 | 16 | 16 |  | TL120A CEDAR HILL | OAK CREEK | 138 | 138 | 2-26.36 | 26.36 | 0 | 1 | 4/0 ACSR | 0 | 0 | 0 | 0 | 0 | 0 | 0 | 0 | 0 | 0 | 0 | 0 | 0 | 0 | 0 | 0 | 0 | 0 | 0 | 0 | 0 | 0 | 0 | 12
NO |  | 189 | 2011 | 2 | 17 | 17 |  | TL120B FORT CHADBOURNE TAP | FORT CHADBOURNE | 138 | 138 | 2-0.02 | 0.02 | 0 | 1 | 4/0 ACSR | 0 | 0 | 0 | 0 | 0 | 0 | 0 | 0 | 0 | 0 | 0 | 0 | 0 | 0 | 0 | 0 | 0 | 0 | 0 | 0 | 0 | 0 | 0 | 12
NO |  | 189 | 2011 | 2 | 18 | 18 |  | TL122 ABILENE MULBERRY | ABILENE NORTHWEST | 138 | 138 | 2-2.59 | 2.59 | 0 | 1 | 1272.0 AAC | 0 | 0 | 0 | 0 | 0 | 0 | 0 | 0 | 0 | 0 | 0 | 0 | 0 | 0 | 0 | 0 | 0 | 0 | 0 | 0 | 0 | 0 | 0 | 12
NO |  | 189 | 2011 | 2 | 19 | 19 |  |  |  | 0 | 0 | 0 | 0 | 0 | 0 | 1272.0 ACSR | 0 | 0 | 0 | 0 | 0 | 0 | 0 | 0 | 0 | 0 | 0 | 0 | 0 | 0 | 0 | 0 | 0 | 0 | 0 | 0 | 0 | 0 | 0 | 12
NO |  | 189 | 2011 | 2 | 20 | 20 |  | TL123 FORT MASON | YELLOWJACKET | 138 | 138 | 1-1.05 | 38.27 | 0 | 1 | 477.0 ACSR | 0 | 0 | 0 | 0 | 0 | 0 | 0 | 0 | 0 | 0 | 0 | 0 | 0 | 0 | 0 | 0 | 0 | 0 | 0 | 0 | 0 | 0 | 0 | 12
NO |  | 189 | 2011 | 2 | 21 | 21 |  |  |  | 0 | 0 | 2-37.22 | 0 | 0 | 0 | 795 ACSS | 0 | 0 | 0 | 0 | 0 | 0 | 0 | 0 | 0 | 0 | 0 | 0 | 0 | 0 | 0 | 0 | 0 | 0 | 0 | 0 | 0 | 0 | 0 | 12
NO |  | 189 | 2011 | 2 | 22 | 22 |  | TL124 FORT MASON | GILLESPIE COUNTY LINE | 138 | 138 | 2-22.87 | 22.87 | 0 | 1 | 477.0 ACSR | 0 | 0 | 0 | 0 | 0 | 0 | 0 | 0 | 0 | 0 | 0 | 0 | 0 | 0 | 0 | 0 | 0 | 0 | 0 | 0 | 0 | 0 | 0 | 12
NO |  | 189 | 2011 | 2 | 23 | 23 |  | TL127A BALLINGER | SANTA ANNA CKT #1 | 138 | 138 | 1-0.56 | 38.38 | 0 | 1 | 477.0 ACSR | 0 | 0 | 0 | 0 | 0 | 0 | 0 | 0 | 0 | 0 | 0 | 0 | 0 | 0 | 0 | 0 | 0 | 0 | 0 | 0 | 0 | 0 | 0 | 12
NO |  | 189 | 2011 | 2 | 24 | 24 |  |  |  | 0 | 0 | 2-37.82 | 0 | 0 | 0 |  | 0 | 0 | 0 | 0 | 0 | 0 | 0 | 0 | 0 | 0 | 0 | 0 | 0 | 0 | 0 | 0 | 0 | 0 | 0 | 0 | 0 | 0 | 0 | 12
NO |  | 189 | 2011 | 2 | 25 | 25 |  | TL127B EAST COLEMAN TAP | EAST COLEMAN | 138 | 138 | 2-2.98 | 2.98 | 0 | 1 | 477.0 ACSR | 0 | 0 | 0 | 0 | 0 | 0 | 0 | 0 | 0 | 0 | 0 | 0 | 0 | 0 | 0 | 0 | 0 | 0 | 0 | 0 | 0 | 0 | 0 | 12
NO |  | 189 | 2011 | 2 | 26 | 26 |  | TL128 OKLAUNION | VERNON | 138 | 138 | 1-2.55 | 9.27 | 0 | 1 | 795.0 ACSR | 0 | 0 | 0 | 0 | 0 | 0 | 0 | 0 | 0 | 0 | 0 | 0 | 0 | 0 | 0 | 0 | 0 | 0 | 0 | 0 | 0 | 0 | 0 | 12
NO |  | 189 | 2011 | 2 | 27 | 27 |  |  |  | 0 | 0 | 2-6.72 | 0 | 0 | 0 |  | 0 | 0 | 0 | 0 | 0 | 0 | 0 | 0 | 0 | 0 | 0 | 0 | 0 | 0 | 0 | 0 | 0 | 0 | 0 | 0 | 0 | 0 | 0 | 12
NO |  | 189 | 2011 | 2 | 28 | 28 |  | TL129 ABILENE ELM CREEK | ABILENE MULBERRY CREEK | 138 | 138 | 1-0.52 | 5.71 | 0 | 1 | 1272.0 AAC | 0 | 0 | 0 | 0 | 0 | 0 | 0 | 0 | 0 | 0 | 0 | 0 | 0 | 0 | 0 | 0 | 0 | 0 | 0 | 0 | 0 | 0 | 0 | 12
NO |  | 189 | 2011 | 2 | 29 | 29 |  |  |  | 0 | 0 | 2-5.19 | 0 | 0 | 0 |  | 0 | 0 | 0 | 0 | 0 | 0 | 0 | 0 | 0 | 0 | 0 | 0 | 0 | 0 | 0 | 0 | 0 | 0 | 0 | 0 | 0 | 0 | 0 | 12
NO |  | 189 | 2011 | 2 | 30 | 30 |  | TL133 OKLAUNION | SOUTHWEST VERNON | 138 | 138 | 2-7.48 | 7.48 | 0 | 1 | 795.0 ACSR | 0 | 0 | 0 | 0 | 0 | 0 | 0 | 0 | 0 | 0 | 0 | 0 | 0 | 0 | 0 | 0 | 0 | 0 | 0 | 0 | 0 | 0 | 0 | 12
NO |  | 189 | 2011 | 2 | 31 | 31 |  | TL136 SPUR | SUN | 138 | 138 | 1-0.31 | 17.79 | 0 | 1 | 795.0 ACSR | 0 | 0 | 0 | 0 | 0 | 0 | 0 | 0 | 0 | 0 | 0 | 0 | 0 | 0 | 0 | 0 | 0 | 0 | 0 | 0 | 0 | 0 | 0 | 12
NO |  | 189 | 2011 | 2 | 32 | 32 |  |  |  | 0 | 0 | 2-17.48 | 0 | 0 | 0 |  | 0 | 0 | 0 | 0 | 0 | 0 | 0 | 0 | 0 | 0 | 0 | 0 | 0 | 0 | 0 | 0 | 0 | 0 | 0 | 0 | 0 | 0 | 0 | 12
NO |  | 189 | 2011 | 2 | 33 | 33 |  | TL138 PADUCAH CLARE STREET | WEST CHILDRESS | 138 | 138 | 1-1.87 | 31.42 | 0 | 1 | 477.0 ACSR | 0 | 0 | 0 | 0 | 0 | 0 | 0 | 0 | 0 | 0 | 0 | 0 | 0 | 0 | 0 | 0 | 0 | 0 | 0 | 0 | 0 | 0 | 0 | 12
NO |  | 189 | 2011 | 2 | 34 | 34 |  |  |  | 0 | 0 | 2-29.55 | 0 | 0 | 0 |  | 0 | 0 | 0 | 0 | 0 | 0 | 0 | 0 | 0 | 0 | 0 | 0 | 0 | 0 | 0 | 0 | 0 | 0 | 0 | 0 | 0 | 0 | 0 | 12
NO |  | 189 | 2011 | 2 | 35 | 35 |  | TL140 BARRILLA JUNCTION | PERMIAN BASIN | 138 | 138 | 2-37.76 | 37.76 | 0 | 1 | 477.0 ACSR | 0 | 0 | 0 | 0 | 0 | 0 | 0 | 0 | 0 | 0 | 0 | 0 | 0 | 0 | 0 | 0 | 0 | 0 | 0 | 0 | 0 | 0 | 0 | 12
NO |  | 189 | 2011 | 3 | 1 | 1 |  | TL141 FRIEND RANCH | SONORA | 138 | 138 | 1-32.85 | 32.85 | 0 | 1 | 477.0 ACSR | 0 | 0 | 0 | 0 | 0 | 0 | 0 | 0 | 0 | 0 | 0 | 0 | 0 | 0 | 0 | 0 | 0 | 0 | 0 | 0 | 0 | 0 | 0 | 12
NO |  | 189 | 2011 | 3 | 2 | 2 |  | TL242 BIG LAKE | FRIEND RANCH | 138 | 138 | 1-39.75 | 39.75 | 0 | 1 | 477.0 ACSR | 0 | 0 | 0 | 0 | 0 | 0 | 0 | 0 | 0 | 0 | 0 | 0 | 0 | 0 | 0 | 0 | 0 | 0 | 0 | 0 | 0 | 0 | 0 | 12
NO |  | 189 | 2011 | 3 | 3 | 3 |  | TL243 LCRA NORTH MCCAMEY | NORTH MCCAMEY | 138 | 138 | 1-0.19 | 0.19 | 0 | 1 | 795.0 ACSR | 0 | 0 | 0 | 0 | 0 | 0 | 0 | 0 | 0 | 0 | 0 | 0 | 0 | 0 | 0 | 0 | 0 | 0 | 0 | 0 | 0 | 0 | 0 | 12
NO |  | 189 | 2011 | 3 | 4 | 4 |  | TL310 BLUFF CREEK | BUFFALO GAP | 138 | 138 | 1-2.04 | 2.04 | 0 | 1 | 2x795.0 ACSS | 0 | 0 | 0 | 0 | 0 | 0 | 0 | 0 | 0 | 0 | 0 | 0 | 0 | 0 | 0 | 0 | 0 | 0 | 0 | 0 | 0 | 0 | 0 | 12
NI |  | 189 | 2011 | 3 | 5 | 5 |  | 69 kV (178 Lines) |  | 69 | 69 | 1,2,3 | 2452.19 | 45.12 | 0 | Various | 0 | 0 | 0 | 0 | 0 | 0 | 0 | 0 | 0 | 0 | 0 | 0 | 0 | 0 | 0 | 0 | 0 | 0 | 0 | 0 | 0 | 0 | 0 | 12
NO |  | 189 | 2011 | 3 | 9 | 9 |  | Line costs and expense are | not available by individual | 0 | 0 |  | 0 | 0 | 0 |  | 10891113 | 222023301 | 232914414 | 287886 | 1657185 | 0 | 1945071 | 0 | 0 | 0 | 0 | 0 | 0 | 0 | 0 | 0 | 0 | 0 | 0 | 0 | 0 | 0 | 0 | 12
NO |  | 189 | 2011 | 3 | 10 | 10 |  | transmission line. | Totals shown in col j-p | 0 | 0 |  | 0 | 0 | 0 |  | 0 | 0 | 0 | 0 | 0 | 0 | 0 | 0 | 0 | 0 | 0 | 0 | 0 | 0 | 0 | 0 | 0 | 0 | 0 | 0 | 0 | 0 | 0 | 12
NO |  | 189 | 2011 | 0 | 36 | 36 |  | TOTAL |  | 0 | 0 |  | 4096.5 | 58.63 | 69 |  | 10891113 | 222023301 | 232914414 | 287886 | 1657185 | 0 | 1945071 | 0 | 0 | 0 | 0 | 0 | 0 | 0 | 0 | 0 | 0 | 0 | 0 | 0 | 0 | 0 | 0 | 12
NO |  | 91 | 2011 | 0 | 1 | 1 |  | Flo's Inn | U.S. Boundary | 138 | 138 | H Frame-W | 11.89 | 0 | 1 | See Note 1 | 28087 | 248366 | 276453 | 0 | 0 | 0 | 0 | 0 | 0 | 0 | 0 | 0 | 0 | 0 | 0 | 610910067 | 0 | 0 | 0 | 0 | 0 | 0 | 0 | 12
SI/NO | A | 91 | 2011 | 0 | 2 | 2 |  | All 69KV Lines | 69 KV Lines | 69 | 69 | H-W&SP-W | 304.23 | 0 | 17 | See Note 2 | 1403825 | 14333725 | 15737550 | 0 | 0 | 0 | 372251.26 | 0 | 0 | 0 | 0 | 0 | 0 | 0 | 0 | 610910068 | 0 | 0 | 0 | 0 | 0 | 0 | 0 | 12
SI/NO | A | 91 | 2011 | 0 | 3 | 3 |  | All 44KV Lines | 44 KV Lines | 44 | 44 | Single Pole-W | 30.09 | 0 | 1 | See Note 3 | 422718 | 3272896 | 3695614 | 0 | 0 | 0 | 87414.9387 | 0 | 0 | 0 | 0 | 0 | 0 | 0 | 0 | 610910049 | 0 | 0 | 0 | 0 | 0 | 0 | 0 | 12
SI/NO | A | 91 | 2011 | 0 | 4 | 4 |  | All 34.5 KV Lines | 34.5 KV Lines | 34.5 | 34.5 | Single Pole-W | 12.38 | 0 | 1 | See Note 4 | 2440 | 262196 | 264636 | 0 | 0 | 0 | 6259.6201 | 0 | 0 | 0 | 0 | 0 | 0 | 0 | 0 | 610910069 | 0 | 0 | 0 | 0 | 0 | 0 | 0 | 12
SI/NO | A | 91 | 2011 | 0 | 5 | 5 |  | Sherman | Island Falls | 44 | 69 | H Frame-W | 16.38 | 0 | 1 | 795 ACSR (Note 5) | 0 | 14462 | 14462 | 0 | 0 | 0 | 342.0798 | 0 | 0 | 0 | 0 | 0 | 0 | 0 | 0 | 610910050 | 0 | 0 | 0 | 0 | 0 | 0 | 0 | 12
SI/NO | A | 91 | 2011 | 0 | 6 | 6 |  | Ashland | AEI-Ashland | 69 | 69 | Single Pole-W | 2.68 | 0 | 1 | 795 ACSR (Note 6) | 0 | 0 | 0 | 0 | 0 | 0 | 0 | 0 | 0 | 0 | 0 | 0 | 0 | 0 | 0 | 610910051 | 0 | 0 | 0 | 0 | 0 | 0 | 0 | 12
SI/NO | A | 91 | 2011 | 0 | 7 | 7 |  | Mars Hill Switching | Evergreen Collector | 69 | 69 | Single Pole-W | 3.5 | 0 | 1 | 336.4 ACSR (Nt 7) | 0 | 0 | 0 | 0 | 0 | 0 | 0 | 0 | 0 | 0 | 0 | 0 | 0 | 0 | 0 | 610910052 | 0 | 0 | 0 | 0 | 0 | 0 | 0 | 12
NO |  | 91 | 2011 | 0 | 36 | 36 |  | TOTAL |  | 0 | 0 |  | 381.15 | 0 | 23 |  | 1857070 | 18131645 | 19988715 | 0 | 0 | 0 | 0 | 0 | 0 | 0 | 0 | 0 | 0 | 0 | 0 | 0 | 0 | 0 | 0 | 0 | 0 | 0 | 0 | 12
NO |  | 101 | 2011 | 0 | 1 | 1 |  | AIRCO | ARROYO | 138 | 138 | 2,3 | 2.16 | 0 | 1 | 1 | 0 | 0 | 0 | 0 | 0 | 0 | 0 | 0 | 0 | 0 | 0 | 0 | 0 | 0 | 0 | 611010109 | 0 | 0 | 0 | 0 | 0 | 0 | 0 | 12
NO |  | 101 | 2011 | 0 | 2 | 2 |  | ALBRIGHT | GARRETT | 138 | 138 | 2 | 10.04 | 0 | 1 | 1 | 0 | 0 | 0 | 0 | 0 | 0 | 0 | 0 | 0 | 0 | 0 | 0 | 0 | 0 | 0 | 0 | 0 | 0 | 0 | 0 | 0 | 0 | 0 | 12
NO |  | 101 | 2011 | 0 | 3 | 3 |  | ALBRIGHT | CHEAT LAKE | 138 | 138 | 1,2,3 | 18.81 | 1.64 | 1 | 1 | 0 | 0 | 0 | 0 | 0 | 0 | 0 | 0 | 0 | 0 | 0 | 0 | 0 | 0 | 0 | 0 | 0 | 0 | 0 | 0 | 0 | 0 | 0 | 12
NO |  | 101 | 2011 | 0 | 4 | 4 |  | ALBRIGHT | NECESSITY | 138 | 138 | 2,3 | 16.89 | 0.17 | 1 | 1 | 0 | 0 | 0 | 0 | 0 | 0 | 0 | 0 | 0 | 0 | 0 | 0 | 0 | 0 | 0 | 0 | 0 | 0 | 0 | 0 | 0 | 0 | 0 | 12
NO |  | 101 | 2011 | 0 | 5 | 5 |  | ALBRIGHT | PARR RUN | 138 | 138 | 2 | 11.6 | 0 | 1 | 1,2 | 0 | 0 | 0 | 0 | 0 | 0 | 0 | 0 | 0 | 0 | 0 | 0 | 0 | 0 | 0 | 0 | 0 | 0 | 0 | 0 | 0 | 0 | 0 | 12
NO |  | 101 | 2011 | 0 | 6 | 6 |  | ALBRIGHT | PRUNTYTOWN 2 | 138 | 138 | 2,3 | 29.16 | 0.48 | 1 | 3 | 0 | 0 | 0 | 0 | 0 | 0 | 0 | 0 | 0 | 0 | 0 | 0 | 0 | 0 | 0 | 0 | 0 | 0 | 0 | 0 | 0 | 0 | 0 | 12
NO |  | 101 | 2011 | 0 | 7 | 7 |  | ALBRIGHT | PRUNTYTOWN | 138 | 138 | 1,2,3 | 25.4 | 0.09 | 1 | 1,3 | 0 | 0 | 0 | 0 | 0 | 0 | 0 | 0 | 0 | 0 | 0 | 0 | 0 | 0 | 0 | 0 | 0 | 0 | 0 | 0 | 0 | 0 | 0 | 12
NO |  | 101 | 2011 | 0 | 8 | 8 |  | ALBRIGHT | WILLIAM | 138 | 138 | 1,2,3 | 24.25 | 1.05 | 1 | 1 | 0 | 0 | 0 | 0 | 0 | 0 | 0 | 0 | 0 | 0 | 0 | 0 | 0 | 0 | 0 | 0 | 0 | 0 | 0 | 0 | 0 | 0 | 0 | 12
NO |  | 101 | 2011 | 0 | 9 | 9 |  | ARROYO | QUAKER STATE | 138 | 138 | 2 | 2.54 | 0 | 1 | 1 | 0 | 0 | 0 | 0 | 0 | 0 | 0 | 0 | 0 | 0 | 0 | 0 | 0 | 0 | 0 | 0 | 0 | 0 | 0 | 0 | 0 | 0 | 0 | 12
NO |  | 101 | 2011 | 0 | 10 | 10 |  | ARROYO JCT | ARROYO | 138 | 138 | 3 | 0.03 | 0 | 1 | 1 | 0 | 0 | 0 | 0 | 0 | 0 | 0 | 0 | 0 | 0 | 0 | 0 | 0 | 0 | 0 | 0 | 0 | 0 | 0 | 0 | 0 | 0 | 0 | 12
NO |  | 101 | 2011 | 0 | 11 | 11 |  | ARROYO JCT | EAST LIVERPOOL | 138 | 138 | 2 | 0.02 | 0 | 1 | 1 | 0 | 0 | 0 | 0 | 0 | 0 | 0 | 0 | 0 | 0 | 0 | 0 | 0 | 0 | 0 | 0 | 0 | 0 | 0 | 0 | 0 | 0 | 0 | 12
NO |  | 101 | 2011 | 0 | 12 | 12 |  | ARROYO JCT | WYLIE RIDGE | 138 | 138 | 2,3 | 9.72 | 0.36 | 1 | 1,3 | 0 | 0 | 0 | 0 | 0 | 0 | 0 | 0 | 0 | 0 | 0 | 0 | 0 | 0 | 0 | 0 | 0 | 0 | 0 | 0 | 0 | 0 | 0 | 12
NO |  | 101 | 2011 | 0 | 13 | 13 |  | BACK FORK | CRUPPERNECK | 138 | 138 | 1,2 | 22.01 | 0 | 1 | 1 | 0 | 0 | 0 | 0 | 0 | 0 | 0 | 0 | 0 | 0 | 0 | 0 | 0 | 0 | 0 | 0 | 0 | 0 | 0 | 0 | 0 | 0 | 0 | 12
NO |  | 101 | 2011 | 0 | 14 | 14 |  | BARNETTS RUN | GLEN FALLS | 138 | 138 | 2,3 | 6.71 | 1.1 | 1 | 1,3 | 0 | 0 | 0 | 0 | 0 | 0 | 0 | 0 | 0 | 0 | 0 | 0 | 0 | 0 | 0 | 0 | 0 | 0 | 0 | 0 | 0 | 0 | 0 | 12
NO |  | 101 | 2011 | 0 | 15 | 15 |  | BARNETTS RUN | SHINNS RUN | 138 | 138 | 2 | 2.03 | 0 | 1 | 1,3 | 0 | 0 | 0 | 0 | 0 | 0 | 0 | 0 | 0 | 0 | 0 | 0 | 0 | 0 | 0 | 0 | 0 | 0 | 0 | 0 | 0 | 0 | 0 | 12
NO |  | 101 | 2011 | 0 | 16 | 16 |  | BELMONT | EDGELAWN | 138 | 138 | 1,2,3 | 15.14 | 0.64 | 1 | 3 | 0 | 0 | 0 | 0 | 0 | 0 | 0 | 0 | 0 | 0 | 0 | 0 | 0 | 0 | 0 | 0 | 0 | 0 | 0 | 0 | 0 | 0 | 0 | 12
NO |  | 101 | 2011 | 0 | 17 | 17 |  | BELMONT | OAK GROVE 1 | 138 | 138 | 1,3 | 1.55 | 1.55 | 1 | 3 | 0 | 0 | 0 | 0 | 0 | 0 | 0 | 0 | 0 | 0 | 0 | 0 | 0 | 0 | 0 | 0 | 0 | 0 | 0 | 0 | 0 | 0 | 0 | 12
NO |  | 101 | 2011 | 0 | 18 | 18 |  | BELMONT | OAK GROVE 2 | 138 | 138 | 1,2,3 | 1.74 | 1.55 | 1 | 2,3 | 0 | 0 | 0 | 0 | 0 | 0 | 0 | 0 | 0 | 0 | 0 | 0 | 0 | 0 | 0 | 0 | 0 | 0 | 0 | 0 | 0 | 0 | 0 | 12
NO |  | 101 | 2011 | 0 | 19 | 19 |  | BELMONT | TRISSLER 2 | 138 | 138 | 1,3 | 6.76 | 6.34 | 1 | 3 | 0 | 0 | 0 | 0 | 0 | 0 | 0 | 0 | 0 | 0 | 0 | 0 | 0 | 0 | 0 | 0 | 0 | 0 | 0 | 0 | 0 | 0 | 0 | 12
NO |  | 101 | 2011 | 0 | 20 | 20 |  | BELMONT | TRISSLER | 138 | 138 | 2,3 | 9.44 | 2.46 | 1 | 1,3 | 0 | 0 | 0 | 0 | 0 | 0 | 0 | 0 | 0 | 0 | 0 | 0 | 0 | 0 | 0 | 0 | 0 | 0 | 0 | 0 | 0 | 0 | 0 | 12
NO |  | 101 | 2011 | 0 | 21 | 21 |  | BRANDONVILLE JCT | ALBRIGHT | 138 | 138 | 2,3 | 13.87 | 0.17 | 1 | 1 | 0 | 0 | 0 | 0 | 0 | 0 | 0 | 0 | 0 | 0 | 0 | 0 | 0 | 0 | 0 | 0 | 0 | 0 | 0 | 0 | 0 | 0 | 0 | 12
NO |  | 101 | 2011 | 0 | 22 | 22 |  | BRANDONVILLE JCT | HAZELTON | 138 | 138 | 3 | 2.76 | 0 | 1 | 3 | 0 | 0 | 0 | 0 | 0 | 0 | 0 | 0 | 0 | 0 | 0 | 0 | 0 | 0 | 0 | 0 | 0 | 0 | 0 | 0 | 0 | 0 | 0 | 12
NO |  | 101 | 2011 | 0 | 23 | 23 |  | BRANDONVILLE JCT | LAKE LYNN | 138 | 138 | 3 | 12.52 | 2.48 | 1 | 3 | 0 | 0 | 0 | 0 | 0 | 0 | 0 | 0 | 0 | 0 | 0 | 0 | 0 | 0 | 0 | 0 | 0 | 0 | 0 | 0 | 0 | 0 | 0 | 12
NO |  | 101 | 2011 | 0 | 24 | 24 |  | BROOKHAVEN | PIERPOINT | 138 | 138 | 2,3 | 3.31 | 0 | 1 |  | 0 | 0 | 0 | 0 | 0 | 0 | 0 | 0 | 0 | 0 | 0 | 0 | 0 | 0 | 0 | 0 | 0 | 0 | 0 | 0 | 0 | 0 | 0 | 12
NO |  | 101 | 2011 | 0 | 25 | 25 |  | BROOKHAVEN | PRICE HILL | 138 | 138 | 2,3 | 5.13 | 0 | 1 |  | 0 | 0 | 0 | 0 | 0 | 0 | 0 | 0 | 0 | 0 | 0 | 0 | 0 | 0 | 0 | 0 | 0 | 0 | 0 | 0 | 0 | 0 | 0 | 12
NO |  | 101 | 2011 | 0 | 26 | 26 |  | BUCKHANNON | FRENCH CREEK | 138 | 138 | 2 | 6.67 | 0 | 1 | 3 | 0 | 0 | 0 | 0 | 0 | 0 | 0 | 0 | 0 | 0 | 0 | 0 | 0 | 0 | 0 | 0 | 0 | 0 | 0 | 0 | 0 | 0 | 0 | 12
NO |  | 101 | 2011 | 0 | 27 | 27 |  | BUCKHANNON | LOUGHS LANE | 138 | 138 | 1,2 | 22.01 | 0.61 | 1 | 2,3 | 0 | 0 | 0 | 0 | 0 | 0 | 0 | 0 | 0 | 0 | 0 | 0 | 0 | 0 | 0 | 0 | 0 | 0 | 0 | 0 | 0 | 0 | 0 | 12
NO |  | 101 | 2011 | 0 | 28 | 28 |  | BUFFALO JCT | WEIRTON | 138 | 138 | 2,3 | 15.39 | 0.42 | 1 | 1,3 | 0 | 0 | 0 | 0 | 0 | 0 | 0 | 0 | 0 | 0 | 0 | 0 | 0 | 0 | 0 | 0 | 0 | 0 | 0 | 0 | 0 | 0 | 0 | 12
NO |  | 101 | 2011 | 0 | 29 | 29 |  | CHEAT LAKE | LAKE LYNN | 138 | 138 | 1,3 | 3.68 | 0 | 1 |  | 0 | 0 | 0 | 0 | 0 | 0 | 0 | 0 | 0 | 0 | 0 | 0 | 0 | 0 | 0 | 0 | 0 | 0 | 0 | 0 | 0 | 0 | 0 | 12
NO |  | 101 | 2011 | 0 | 30 | 30 |  | COLLINS FERRY | LAKE LYNN | 138 | 138 | 1,2,3 | 7.41 | 0 | 1 | 1 | 0 | 0 | 0 | 0 | 0 | 0 | 0 | 0 | 0 | 0 | 0 | 0 | 0 | 0 | 0 | 0 | 0 | 0 | 0 | 0 | 0 | 0 | 0 | 12
NO |  | 101 | 2011 | 0 | 31 | 31 |  | COLLINS FERRY | OSAGE | 138 | 138 | 2 | 3.08 | 0 | 1 | 1 | 0 | 0 | 0 | 0 | 0 | 0 | 0 | 0 | 0 | 0 | 0 | 0 | 0 | 0 | 0 | 0 | 0 | 0 | 0 | 0 | 0 | 0 | 0 | 12
NO |  | 101 | 2011 | 0 | 32 | 32 |  | CRUPPERNECK | GRASSY FALLS | 138 | 138 | 2 | 7.97 | 0 | 1 | 2,3 | 0 | 0 | 0 | 0 | 0 | 0 | 0 | 0 | 0 | 0 | 0 | 0 | 0 | 0 | 0 | 0 | 0 | 0 | 0 | 0 | 0 | 0 | 0 | 12
NO |  | 101 | 2011 | 0 | 33 | 33 |  | DUPONT | WASHINGTON-MP | 138 | 138 | 2,3 | 1.58 | 0 | 1 | 3,4 | 0 | 0 | 0 | 0 | 0 | 0 | 0 | 0 | 0 | 0 | 0 | 0 | 0 | 0 | 0 | 0 | 0 | 0 | 0 | 0 | 0 | 0 | 0 | 12
NO |  | 101 | 2011 | 0 | 34 | 34 |  | EDGELAWN | DUPONT | 138 | 138 | 2,3 | 7.96 | 0.87 | 1 | 3 | 0 | 0 | 0 | 0 | 0 | 0 | 0 | 0 | 0 | 0 | 0 | 0 | 0 | 0 | 0 | 0 | 0 | 0 | 0 | 0 | 0 | 0 | 0 | 12
NO |  | 101 | 2011 | 0 | 35 | 35 |  | EDGELAWN | GOFF RUN | 138 | 138 | 2,3 | 34.74 | 0.87 | 1 | 1 | 0 | 0 | 0 | 0 | 0 | 0 | 0 | 0 | 0 | 0 | 0 | 0 | 0 | 0 | 0 | 0 | 0 | 0 | 0 | 0 | 0 | 0 | 0 | 12
NO |  | 101 | 2011 | 1 | 1 | 1 |  | ENON 304 JCT | GILBOA | 138 | 138 | 2 | 3.15 | 0 | 1 | 3 | 0 | 0 | 0 | 0 | 0 | 0 | 0 | 0 | 0 | 0 | 0 | 0 | 0 | 0 | 0 | 0 | 0 | 0 | 0 | 0 | 0 | 0 | 0 | 12
NO |  | 101 | 2011 | 1 | 2 | 2 |  | ENON 304 JCT | GRASSY FALLS | 138 | 138 | 1,2 | 15.77 | 0 | 1 | 3 | 0 | 0 | 0 | 0 | 0 | 0 | 0 | 0 | 0 | 0 | 0 | 0 | 0 | 0 | 0 | 0 | 0 | 0 | 0 | 0 | 0 | 0 | 0 | 12
NO |  | 101 | 2011 | 1 | 3 | 3 |  | ENON 304 JCT | POWELL MT | 138 | 138 | 2 | 6.2 | 0 | 1 | 3 | 0 | 0 | 0 | 0 | 0 | 0 | 0 | 0 | 0 | 0 | 0 | 0 | 0 | 0 | 0 | 0 | 0 | 0 | 0 | 0 | 0 | 0 | 0 | 12
NO |  | 101 | 2011 | 1 | 4 | 4 |  | FAIRVIEW | WHITELEY | 138 | 138 | 2 | 9.32 | 0 | 1 | 3,5 | 0 | 0 | 0 | 0 | 0 | 0 | 0 | 0 | 0 | 0 | 0 | 0 | 0 | 0 | 0 | 0 | 0 | 0 | 0 | 0 | 0 | 0 | 0 | 12
NO |  | 101 | 2011 | 1 | 5 | 5 |  | FRENCH CREEK | PICKENS | 138 | 138 | 1,2 | 19.66 | 0 | 1 | 3 | 0 | 0 | 0 | 0 | 0 | 0 | 0 | 0 | 0 | 0 | 0 | 0 | 0 | 0 | 0 | 0 | 0 | 0 | 0 | 0 | 0 | 0 | 0 | 12
NO |  | 101 | 2011 | 1 | 6 | 6 |  | FRENCH CREEK | SUTTON | 138 | 138 | 2 | 34.48 | 0 | 1 | 2,3,4 | 0 | 0 | 0 | 0 | 0 | 0 | 0 | 0 | 0 | 0 | 0 | 0 | 0 | 0 | 0 | 0 | 0 | 0 | 0 | 0 | 0 | 0 | 0 | 12
NO |  | 101 | 2011 | 1 | 7 | 7 |  | GILBOA | KANAWHA RIVER | 138 | 138 | 2 | 16.07 | 0 | 1 | 3 | 0 | 0 | 0 | 0 | 0 | 0 | 0 | 0 | 0 | 0 | 0 | 0 | 0 | 0 | 0 | 0 | 0 | 0 | 0 | 0 | 0 | 0 | 0 | 12
NO |  | 101 | 2011 | 1 | 8 | 8 |  | GLEN FALLS | BUCKHANNON | 138 | 138 | 2,3 | 22.74 | 1.12 | 1 | 2,3,6 | 0 | 0 | 0 | 0 | 0 | 0 | 0 | 0 | 0 | 0 | 0 | 0 | 0 | 0 | 0 | 0 | 0 | 0 | 0 | 0 | 0 | 0 | 0 | 12
NO |  | 101 | 2011 | 1 | 9 | 9 |  | GLEN FALLS | FAIRVIEW | 138 | 138 | 2,3 | 38.25 | 2.15 | 1 | 1,2 | 0 | 0 | 0 | 0 | 0 | 0 | 0 | 0 | 0 | 0 | 0 | 0 | 0 | 0 | 0 | 0 | 0 | 0 | 0 | 0 | 0 | 0 | 0 | 12
NO |  | 101 | 2011 | 1 | 10 | 10 |  | GLEN FALLS | OAK MOUND | 138 | 138 | 1,2,3 | 5.91 | 0 | 1 | 2,3 | 0 | 0 | 0 | 0 | 0 | 0 | 0 | 0 | 0 | 0 | 0 | 0 | 0 | 0 | 0 | 0 | 0 | 0 | 0 | 0 | 0 | 0 | 0 | 12
NO |  | 101 | 2011 | 1 | 11 | 11 |  | GLEN FALLS | LAMBERTON | 138 | 138 | 1,2,3 | 39.9 | 2.15 | 1 | 2,3 | 0 | 0 | 0 | 0 | 0 | 0 | 0 | 0 | 0 | 0 | 0 | 0 | 0 | 0 | 0 | 0 | 0 | 0 | 0 | 0 | 0 | 0 | 0 | 12
NO |  | 101 | 2011 | 1 | 12 | 12 |  | GOFF RUN | GLENVILLE | 138 | 138 | 1,2,3 | 29.79 | 0.04 | 1 | 1 | 0 | 0 | 0 | 0 | 0 | 0 | 0 | 0 | 0 | 0 | 0 | 0 | 0 | 0 | 0 | 0 | 0 | 0 | 0 | 0 | 0 | 0 | 0 | 12
NO |  | 101 | 2011 | 1 | 13 | 13 |  | GORDON | WINDSOR | 138 | 138 | 3 | 4.37 | 4.37 | 1 | 5 | 0 | 0 | 0 | 0 | 0 | 0 | 0 | 0 | 0 | 0 | 0 | 0 | 0 | 0 | 0 | 0 | 0 | 0 | 0 | 0 | 0 | 0 | 0 | 12
NO |  | 101 | 2011 | 1 | 14 | 14 |  | GRASSY FALLS | MCCLUNG | 138 | 138 | 1,2 | 10.28 | 0 | 1 | 3 | 0 | 0 | 0 | 0 | 0 | 0 | 0 | 0 | 0 | 0 | 0 | 0 | 0 | 0 | 0 | 0 | 0 | 0 | 0 | 0 | 0 | 0 | 0 | 12
NO |  | 101 | 2011 | 1 | 15 | 15 |  | HAZELTON | RIDGELEY | 138 | 138 | 3 | 2.55 | 0 | 1 | 3 | 0 | 0 | 0 | 0 | 0 | 0 | 0 | 0 | 0 | 0 | 0 | 0 | 0 | 0 | 0 | 0 | 0 | 0 | 0 | 0 | 0 | 0 | 0 | 12
NO |  | 101 | 2011 | 1 | 16 | 16 |  | LAKE LYNN | FORT MARTIN RESERVE | 138 | 138 | 1,2,3 | 5.31 | 0 | 1 |  | 0 | 0 | 0 | 0 | 0 | 0 | 0 | 0 | 0 | 0 | 0 | 0 | 0 | 0 | 0 | 0 | 0 | 0 | 0 | 0 | 0 | 0 | 0 | 12
NO |  | 101 | 2011 | 1 | 17 | 17 |  | LAKE LYNN | PEIRPONT | 138 | 138 | 1,2,3 | 5.83 | 0 | 1 | 2,3 | 0 | 0 | 0 | 0 | 0 | 0 | 0 | 0 | 0 | 0 | 0 | 0 | 0 | 0 | 0 | 0 | 0 | 0 | 0 | 0 | 0 | 0 | 0 | 12
NO |  | 101 | 2011 | 1 | 18 | 18 |  | LAMBERTON | TRISSLER | 138 | 138 | 2,3 | 25.22 | 0 | 1 | 2,3 | 0 | 0 | 0 | 0 | 0 | 0 | 0 | 0 | 0 | 0 | 0 | 0 | 0 | 0 | 0 | 0 | 0 | 0 | 0 | 0 | 0 | 0 | 0 | 12
NO |  | 101 | 2011 | 1 | 19 | 19 |  | LONG REACH | PADEN CITY | 138 | 138 | 2,3 | 12.7 | 0.17 | 1 | 1,2,6 | 0 | 0 | 0 | 0 | 0 | 0 | 0 | 0 | 0 | 0 | 0 | 0 | 0 | 0 | 0 | 0 | 0 | 0 | 0 | 0 | 0 | 0 | 0 | 12
NO |  | 101 | 2011 | 1 | 20 | 20 |  | LONG REACH | UNION CARBIDE-MP | 138 | 138 | 2 | 0.05 | 0 | 1 | 1 | 0 | 0 | 0 | 0 | 0 | 0 | 0 | 0 | 0 | 0 | 0 | 0 | 0 | 0 | 0 | 0 | 0 | 0 | 0 | 0 | 0 | 0 | 0 | 12
NO |  | 101 | 2011 | 1 | 21 | 21 |  | LOUGHS LANE | PICKENS | 138 | 138 | 1,2,3 | 47.37 | 0 | 1 | 1,4,7 | 0 | 0 | 0 | 0 | 0 | 0 | 0 | 0 | 0 | 0 | 0 | 0 | 0 | 0 | 0 | 0 | 0 | 0 | 0 | 0 | 0 | 0 | 0 | 12
NO |  | 101 | 2011 | 1 | 22 | 22 |  | LOUGHS LANE | WILLIAM | 138 | 138 | 2,3 | 33.82 | 0 | 1 | 2 | 0 | 0 | 0 | 0 | 0 | 0 | 0 | 0 | 0 | 0 | 0 | 0 | 0 | 0 | 0 | 0 | 0 | 0 | 0 | 0 | 0 | 0 | 0 | 12
NO |  | 101 | 2011 | 1 | 23 | 23 |  | MCALPIN | GLEN FALLS | 138 | 138 | 1,3 | 4.47 | 0 | 1 | 1,3 | 0 | 0 | 0 | 0 | 0 | 0 | 0 | 0 | 0 | 0 | 0 | 0 | 0 | 0 | 0 | 0 | 0 | 0 | 0 | 0 | 0 | 0 | 0 | 12
NO |  | 101 | 2011 | 1 | 24 | 24 |  | OAK GROVE | PARKERSBURG | 138 | 138 | 1,2,3 | 9.73 | 5.67 | 1 | 2,3 | 0 | 0 | 0 | 0 | 0 | 0 | 0 | 0 | 0 | 0 | 0 | 0 | 0 | 0 | 0 | 0 | 0 | 0 | 0 | 0 | 0 | 0 | 0 | 12
NO |  | 101 | 2011 | 1 | 25 | 25 |  | OAK GROVE | RIVERVIEW-MP | 138 | 138 | 1,2,3 | 12.92 | 0.97 | 1 | 3 | 0 | 0 | 0 | 0 | 0 | 0 | 0 | 0 | 0 | 0 | 0 | 0 | 0 | 0 | 0 | 0 | 0 | 0 | 0 | 0 | 0 | 0 | 0 | 12
NO |  | 101 | 2011 | 1 | 26 | 26 |  | OAK GROVE | WILLIAMS CREEK | 138 | 138 | 1,2 | 4.2 | 0 | 1 |  | 0 | 0 | 0 | 0 | 0 | 0 | 0 | 0 | 0 | 0 | 0 | 0 | 0 | 0 | 0 | 0 | 0 | 0 | 0 | 0 | 0 | 0 | 0 | 12
NO |  | 101 | 2011 | 1 | 27 | 27 |  | OAK MOUND | QUIET DELL | 138 | 138 | 1,2,3 | 3.54 | 0.61 | 1 | 3 | 0 | 0 | 0 | 0 | 0 | 0 | 0 | 0 | 0 | 0 | 0 | 0 | 0 | 0 | 0 | 0 | 0 | 0 | 0 | 0 | 0 | 0 | 0 | 12
NO |  | 101 | 2011 | 1 | 28 | 28 |  | OAK MOUND | WESTON | 138 | 138 | 2,3 | 16.67 | 0.94 | 1 | 3 | 0 | 0 | 0 | 0 | 0 | 0 | 0 | 0 | 0 | 0 | 0 | 0 | 0 | 0 | 0 | 0 | 0 | 0 | 0 | 0 | 0 | 0 | 0 | 12
NO |  | 101 | 2011 | 1 | 29 | 29 |  | PADEN CITY | NATRIUM | 138 | 138 | 2,3 | 15.79 | 1.05 | 1 | 1,2,6 | 0 | 0 | 0 | 0 | 0 | 0 | 0 | 0 | 0 | 0 | 0 | 0 | 0 | 0 | 0 | 0 | 0 | 0 | 0 | 0 | 0 | 0 | 0 | 12
NO |  | 101 | 2011 | 1 | 30 | 30 |  | PARKERSBURG | CORNER | 138 | 138 | 3 | 0.33 | 0 | 1 | 2 | 0 | 0 | 0 | 0 | 0 | 0 | 0 | 0 | 0 | 0 | 0 | 0 | 0 | 0 | 0 | 0 | 0 | 0 | 0 | 0 | 0 | 0 | 0 | 12
NO |  | 101 | 2011 | 1 | 31 | 31 |  | PICKENS | BACK FORK | 138 | 138 | 2 | 16.62 | 0 | 1 | 1 | 0 | 0 | 0 | 0 | 0 | 0 | 0 | 0 | 0 | 0 | 0 | 0 | 0 | 0 | 0 | 0 | 0 | 0 | 0 | 0 | 0 | 0 | 0 | 12
NO |  | 101 | 2011 | 1 | 32 | 32 |  | PICKENS | LINWOOD | 138 | 138 | 1,2 | 20.47 | 0 | 1 | 1 | 0 | 0 | 0 | 0 | 0 | 0 | 0 | 0 | 0 | 0 | 0 | 0 | 0 | 0 | 0 | 0 | 0 | 0 | 0 | 0 | 0 | 0 | 0 | 12
NO |  | 101 | 2011 | 1 | 33 | 33 |  | POWELL MT | CRUPPERNECK | 138 | 138 | 2 | 16.46 | 0 | 1 | 1,3 | 0 | 0 | 0 | 0 | 0 | 0 | 0 | 0 | 0 | 0 | 0 | 0 | 0 | 0 | 0 | 0 | 0 | 0 | 0 | 0 | 0 | 0 | 0 | 12
NO |  | 101 | 2011 | 1 | 34 | 34 |  | POWELL MT | GOFF RUN | 138 | 138 | 1,2 | 40.39 | 0 | 1 | 1 | 0 | 0 | 0 | 0 | 0 | 0 | 0 | 0 | 0 | 0 | 0 | 0 | 0 | 0 | 0 | 0 | 0 | 0 | 0 | 0 | 0 | 0 | 0 | 12
NO |  | 101 | 2011 | 1 | 35 | 35 |  | PRICE HILL | PRUNTYTOWN | 138 | 138 | 2,3 | 23.25 | 0.1 | 1 | 1,3 | 0 | 0 | 0 | 0 | 0 | 0 | 0 | 0 | 0 | 0 | 0 | 0 | 0 | 0 | 0 | 0 | 0 | 0 | 0 | 0 | 0 | 0 | 0 | 12
NO |  | 101 | 2011 | 2 | 1 | 1 |  | PRUNTYTOWN | BUCKHANNON | 138 | 138 | 1,2,3 | 29.55 | 0.03 | 1 | 1,2 | 0 | 0 | 0 | 0 | 0 | 0 | 0 | 0 | 0 | 0 | 0 | 0 | 0 | 0 | 0 | 0 | 0 | 0 | 0 | 0 | 0 | 0 | 0 | 12
NO |  | 101 | 2011 | 2 | 2 | 2 |  | PRUNTYTOWN | LOUGHS LANE | 138 | 138 | 1,2,3 | 36.1 | 0 | 1 | 1,3 | 0 | 0 | 0 | 0 | 0 | 0 | 0 | 0 | 0 | 0 | 0 | 0 | 0 | 0 | 0 | 0 | 0 | 0 | 0 | 0 | 0 | 0 | 0 | 12
NO |  | 101 | 2011 | 2 | 3 | 3 |  | PRUNTYTOWN | QUIET DELL | 138 | 138 | 1,2,3 | 15.35 | 2.78 | 1 | 3 | 0 | 0 | 0 | 0 | 0 | 0 | 0 | 0 | 0 | 0 | 0 | 0 | 0 | 0 | 0 | 0 | 0 | 0 | 0 | 0 | 0 | 0 | 0 | 12
NO |  | 101 | 2011 | 2 | 4 | 4 |  | PRUNTYTOWN | SHINNS RUN | 138 | 138 | 1,2,3 | 5.68 | 2.8 | 1 | 1,3 | 0 | 0 | 0 | 0 | 0 | 0 | 0 | 0 | 0 | 0 | 0 | 0 | 0 | 0 | 0 | 0 | 0 | 0 | 0 | 0 | 0 | 0 | 0 | 12
NO |  | 101 | 2011 | 2 | 5 | 5 |  | RIVERVIEW-MP | WILLIAMS CREEK | 138 | 138 | 2 | 4.65 | 0 | 1 |  | 0 | 0 | 0 | 0 | 0 | 0 | 0 | 0 | 0 | 0 | 0 | 0 | 0 | 0 | 0 | 0 | 0 | 0 | 0 | 0 | 0 | 0 | 0 | 12
NO |  | 101 | 2011 | 2 | 6 | 6 |  | RIVESVILLE | EVERSON | 138 | 138 | 1,2,3 | 12.07 | 0 | 1 | 3 | 0 | 0 | 0 | 0 | 0 | 0 | 0 | 0 | 0 | 0 | 0 | 0 | 0 | 0 | 0 | 0 | 0 | 0 | 0 | 0 | 0 | 0 | 0 | 12
NO |  | 101 | 2011 | 2 | 7 | 7 |  | RIVESVILLE | FAIRVIEW | 138 | 138 | 1,2,3 | 11.36 | 0.06 | 1 | 1 | 0 | 0 | 0 | 0 | 0 | 0 | 0 | 0 | 0 | 0 | 0 | 0 | 0 | 0 | 0 | 0 | 0 | 0 | 0 | 0 | 0 | 0 | 0 | 12
NO |  | 101 | 2011 | 2 | 8 | 8 |  | RIVESVILLE | OSAGE | 138 | 138 | 1,2,3 | 11.35 | 1 | 1 | 1,3,8 | 0 | 0 | 0 | 0 | 0 | 0 | 0 | 0 | 0 | 0 | 0 | 0 | 0 | 0 | 0 | 0 | 0 | 0 | 0 | 0 | 0 | 0 | 0 | 12
NO |  | 101 | 2011 | 2 | 9 | 9 |  | RIVESVILLE | PRUNTYTOWN | 138 | 138 | 1,2,3 | 15.69 | 5.11 | 1 | 1,2,3 | 0 | 0 | 0 | 0 | 0 | 0 | 0 | 0 | 0 | 0 | 0 | 0 | 0 | 0 | 0 | 0 | 0 | 0 | 0 | 0 | 0 | 0 | 0 | 12
NO |  | 101 | 2011 | 2 | 10 | 10 |  | SENECA CAVERNS | NORTH PETERSBURG | 138 | 138 | 1,2 | 16.95 | 0 | 1 | 3 | 0 | 0 | 0 | 0 | 0 | 0 | 0 | 0 | 0 | 0 | 0 | 0 | 0 | 0 | 0 | 0 | 0 | 0 | 0 | 0 | 0 | 0 | 0 | 12
NO |  | 101 | 2011 | 2 | 11 | 11 |  | SMITH | WYLIE RIDGE | 138 | 138 | 2 | 3.28 | 0 | 1 | 3 | 0 | 0 | 0 | 0 | 0 | 0 | 0 | 0 | 0 | 0 | 0 | 0 | 0 | 0 | 0 | 0 | 0 | 0 | 0 | 0 | 0 | 0 | 0 | 12
NO |  | 101 | 2011 | 2 | 12 | 12 |  | SUTTON | POWELL MT | 138 | 138 | 1,2 | 23.07 | 0 | 1 | 1,2,3,4 | 0 | 0 | 0 | 0 | 0 | 0 | 0 | 0 | 0 | 0 | 0 | 0 | 0 | 0 | 0 | 0 | 0 | 0 | 0 | 0 | 0 | 0 | 0 | 12
NO |  | 101 | 2011 | 2 | 13 | 13 |  | TRISSLER | EDGELAWN | 138 | 138 | 2,3 | 2.46 | 0.64 | 1 | 3 | 0 | 0 | 0 | 0 | 0 | 0 | 0 | 0 | 0 | 0 | 0 | 0 | 0 | 0 | 0 | 0 | 0 | 0 | 0 | 0 | 0 | 0 | 0 | 12
NO |  | 101 | 2011 | 2 | 14 | 14 |  | TRISSLER | PARKERSBURG | 138 | 138 | 1,3 | 3.22 | 2.98 | 1 | 2,3 | 0 | 0 | 0 | 0 | 0 | 0 | 0 | 0 | 0 | 0 | 0 | 0 | 0 | 0 | 0 | 0 | 0 | 0 | 0 | 0 | 0 | 0 | 0 | 12
NO |  | 101 | 2011 | 2 | 15 | 15 |  | WASHINGTON-MP | AGA GAS | 138 | 138 | 2 | 0.24 | 0 | 1 | 2 | 0 | 0 | 0 | 0 | 0 | 0 | 0 | 0 | 0 | 0 | 0 | 0 | 0 | 0 | 0 | 0 | 0 | 0 | 0 | 0 | 0 | 0 | 0 | 12
NO |  | 101 | 2011 | 2 | 16 | 16 |  | WASHINGTON-MP | CORNER | 138 | 138 | 2,3 | 1.36 | 0 | 1 | 3 | 0 | 0 | 0 | 0 | 0 | 0 | 0 | 0 | 0 | 0 | 0 | 0 | 0 | 0 | 0 | 0 | 0 | 0 | 0 | 0 | 0 | 0 | 0 | 12
NO |  | 101 | 2011 | 2 | 17 | 17 |  | WEIRCREST JCT | SOUTH TORONTO | 138 | 138 | 2,3 | 1.8 | 0 | 1 | 1,2 | 0 | 0 | 0 | 0 | 0 | 0 | 0 | 0 | 0 | 0 | 0 | 0 | 0 | 0 | 0 | 0 | 0 | 0 | 0 | 0 | 0 | 0 | 0 | 12
NO |  | 101 | 2011 | 2 | 18 | 18 |  | WEIRCREST JCT | WEIRTON | 138 | 138 | 2,3 | 1.13 | 0.79 | 1 | 3 | 0 | 0 | 0 | 0 | 0 | 0 | 0 | 0 | 0 | 0 | 0 | 0 | 0 | 0 | 0 | 0 | 0 | 0 | 0 | 0 | 0 | 0 | 0 | 12
NO |  | 101 | 2011 | 2 | 19 | 19 |  | WEIRCREST JCT | WYLIE RIDGE | 138 | 138 | 3 | 1.41 | 1.41 | 1 | 3 | 0 | 0 | 0 | 0 | 0 | 0 | 0 | 0 | 0 | 0 | 0 | 0 | 0 | 0 | 0 | 0 | 0 | 0 | 0 | 0 | 0 | 0 | 0 | 12
NO |  | 101 | 2011 | 2 | 20 | 20 |  | WEIRTON | TIDD 2 | 138 | 138 | 2,3 | 12.22 | 0.59 | 1 | 1,3 | 0 | 0 | 0 | 0 | 0 | 0 | 0 | 0 | 0 | 0 | 0 | 0 | 0 | 0 | 0 | 0 | 0 | 0 | 0 | 0 | 0 | 0 | 0 | 12
NO |  | 101 | 2011 | 2 | 21 | 21 |  | WEIRTON | TIDD | 138 | 138 | 2,3 | 5.66 | 0.4 | 1 | 1 | 0 | 0 | 0 | 0 | 0 | 0 | 0 | 0 | 0 | 0 | 0 | 0 | 0 | 0 | 0 | 0 | 0 | 0 | 0 | 0 | 0 | 0 | 0 | 12
NO |  | 101 | 2011 | 2 | 22 | 22 |  | WEIRTON | WEIRTON STRIP STEEL | 132 | 138 | 1,3 | 0.23 | 0 | 1 | 3 | 0 | 0 | 0 | 0 | 0 | 0 | 0 | 0 | 0 | 0 | 0 | 0 | 0 | 0 | 0 | 0 | 0 | 0 | 0 | 0 | 0 | 0 | 0 | 12
NO |  | 101 | 2011 | 2 | 23 | 23 |  | WEIRTON | WEIRTON TIN MILL | 132 | 138 | 2,3 | 1.43 | 0.13 | 1 | 3 | 0 | 0 | 0 | 0 | 0 | 0 | 0 | 0 | 0 | 0 | 0 | 0 | 0 | 0 | 0 | 0 | 0 | 0 | 0 | 0 | 0 | 0 | 0 | 12
NO |  | 101 | 2011 | 2 | 24 | 24 |  | WEIRTON | WYLIE RIDGE 1 | 138 | 138 | 3 | 2.41 | 2.27 | 1 | 3 | 0 | 0 | 0 | 0 | 0 | 0 | 0 | 0 | 0 | 0 | 0 | 0 | 0 | 0 | 0 | 0 | 0 | 0 | 0 | 0 | 0 | 0 | 0 | 12
NO |  | 101 | 2011 | 2 | 25 | 25 |  | WERTON | WYLIE RIDGE 2 | 138 | 138 | 3 | 3.4 | 0.21 | 1 | 3 | 0 | 0 | 0 | 0 | 0 | 0 | 0 | 0 | 0 | 0 | 0 | 0 | 0 | 0 | 0 | 0 | 0 | 0 | 0 | 0 | 0 | 0 | 0 | 12
NO |  | 101 | 2011 | 2 | 26 | 26 |  | WESTON | GLENVILLE | 138 | 138 | 2,3 | 30.37 | 0.38 | 1 | 1 | 0 | 0 | 0 | 0 | 0 | 0 | 0 | 0 | 0 | 0 | 0 | 0 | 0 | 0 | 0 | 0 | 0 | 0 | 0 | 0 | 0 | 0 | 0 | 12
NO |  | 101 | 2011 | 2 | 27 | 27 |  | WHITEHALL JCT-MP | EVERSON | 138 | 138 | 1,2 | 5.94 | 0 | 1 | 3 | 0 | 0 | 0 | 0 | 0 | 0 | 0 | 0 | 0 | 0 | 0 | 0 | 0 | 0 | 0 | 0 | 0 | 0 | 0 | 0 | 0 | 0 | 0 | 12
NO |  | 101 | 2011 | 2 | 28 | 28 |  | WHITEHALL JCT-MP | MCALPIN | 138 | 138 | 1,3 | 8.56 | 0 | 1 | 1,3 | 0 | 0 | 0 | 0 | 0 | 0 | 0 | 0 | 0 | 0 | 0 | 0 | 0 | 0 | 0 | 0 | 0 | 0 | 0 | 0 | 0 | 0 | 0 | 12
NO |  | 101 | 2011 | 2 | 29 | 29 |  | WHITEHALL JCT-MP | PRUNTYTOWN | 138 | 138 | 3 | 3.84 | 3.66 | 1 | 3 | 0 | 0 | 0 | 0 | 0 | 0 | 0 | 0 | 0 | 0 | 0 | 0 | 0 | 0 | 0 | 0 | 0 | 0 | 0 | 0 | 0 | 0 | 0 | 12
NO |  | 101 | 2011 | 2 | 30 | 30 |  | WILLIAM | SENECA CAVERNS | 138 | 138 | 1,2 | 35.34 | 0 | 1 | 1 | 0 | 0 | 0 | 0 | 0 | 0 | 0 | 0 | 0 | 0 | 0 | 0 | 0 | 0 | 0 | 0 | 0 | 0 | 0 | 0 | 0 | 0 | 0 | 12
NO |  | 101 | 2011 | 2 | 31 | 31 |  | WILLOW ISLAND | BELMONT 1 | 138 | 138 | 1,2,3 | 1.17 | 0.84 | 1 | 3 | 0 | 0 | 0 | 0 | 0 | 0 | 0 | 0 | 0 | 0 | 0 | 0 | 0 | 0 | 0 | 0 | 0 | 0 | 0 | 0 | 0 | 0 | 0 | 12
NO |  | 101 | 2011 | 2 | 32 | 32 |  | WILLOW ISLAND | BELMONT 2 | 138 | 138 | 1,2,3 | 1.53 | 0.85 | 1 | 3 | 0 | 0 | 0 | 0 | 0 | 0 | 0 | 0 | 0 | 0 | 0 | 0 | 0 | 0 | 0 | 0 | 0 | 0 | 0 | 0 | 0 | 0 | 0 | 12
NO |  | 101 | 2011 | 2 | 33 | 33 |  | WILLOW ISLAND | FAIRVIEW | 138 | 138 | 2,3 | 61.13 | 0.41 | 1 | 1,2,3 | 0 | 0 | 0 | 0 | 0 | 0 | 0 | 0 | 0 | 0 | 0 | 0 | 0 | 0 | 0 | 0 | 0 | 0 | 0 | 0 | 0 | 0 | 0 | 12
NO |  | 101 | 2011 | 2 | 34 | 34 |  | WILLOW ISLAND | LONG REACH | 138 | 138 | 1,2 | 16.7 | 0 | 1 | 1,3,6 | 0 | 0 | 0 | 0 | 0 | 0 | 0 | 0 | 0 | 0 | 0 | 0 | 0 | 0 | 0 | 0 | 0 | 0 | 0 | 0 | 0 | 0 | 0 | 12
NO |  | 101 | 2011 | 2 | 35 | 35 |  | WILLOW ISLAND | MILL CREEK | 138 | 138 | 2,3 | 4.14 | 0.42 | 1 | 3 | 0 | 0 | 0 | 0 | 0 | 0 | 0 | 0 | 0 | 0 | 0 | 0 | 0 | 0 | 0 | 0 | 0 | 0 | 0 | 0 | 0 | 0 | 0 | 12
NO |  | 101 | 2011 | 3 | 1 | 1 |  | WINDSOR | WASHINGTON | 138 | 138 | 3 | 4.37 | 4.37 | 1 | 5 | 0 | 0 | 0 | 0 | 0 | 0 | 0 | 0 | 0 | 0 | 0 | 0 | 0 | 0 | 0 | 0 | 0 | 0 | 0 | 0 | 0 | 0 | 0 | 12
NO |  | 101 | 2011 | 3 | 2 | 2 |  | WYLIE RIDGE | ARROYO | 138 | 138 | 2,3 | 9.51 | 0.36 | 1 | 1,3 | 0 | 0 | 0 | 0 | 0 | 0 | 0 | 0 | 0 | 0 | 0 | 0 | 0 | 0 | 0 | 0 | 0 | 0 | 0 | 0 | 0 | 0 | 0 | 12
NO |  | 101 | 2011 | 3 | 3 | 3 |  |  |  | 0 | 0 |  | 0 | 0 | 0 |  | 15680703 | 142918461 | 158599164 | 0 | 0 | 0 | 0 | 0 | 0 | 0 | 0 | 0 | 0 | 0 | 0 | 0 | 0 | 0 | 0 | 0 | 0 | 0 | 0 | 12
NO |  | 101 | 2011 | 3 | 4 | 4 |  | SUBTOTAL WEST VIRGINIA 138 |  | 0 | 0 |  | 1342.33 | 74.68 | 107 |  | 15680703 | 142918461 | 158599164 | 0 | 0 | 0 | 0 | 0 | 0 | 0 | 0 | 0 | 0 | 0 | 0 | 0 | 0 | 0 | 0 | 0 | 0 | 0 | 0 | 12
NO |  | 101 | 2011 | 3 | 5 | 5 |  | TIDD | WYLIE RIDGE | 345 | 345 | 3 | 8.29 | 0 | 1 | 3 | 0 | 0 | 0 | 0 | 0 | 0 | 0 | 0 | 0 | 0 | 0 | 0 | 0 | 0 | 0 | 0 | 0 | 0 | 0 | 0 | 0 | 0 | 0 | 12
NO |  | 101 | 2011 | 3 | 6 | 6 |  | WYLIE RIDGE | SAMMIS | 345 | 345 | 3 | 2.94 | 0 | 1 | 3 | 0 | 0 | 0 | 0 | 0 | 0 | 0 | 0 | 0 | 0 | 0 | 0 | 0 | 0 | 0 | 0 | 0 | 0 | 0 | 0 | 0 | 0 | 0 | 12
NO |  | 101 | 2011 | 3 | 7 | 7 |  |  |  | 0 | 0 |  | 0 | 0 | 0 |  | 360495 | 1532568 | 1893063 | 0 | 0 | 0 | 0 | 0 | 0 | 0 | 0 | 0 | 0 | 0 | 0 | 0 | 0 | 0 | 0 | 0 | 0 | 0 | 0 | 12
NO |  | 101 | 2011 | 3 | 8 | 8 |  | SUBTOTAL WEST VIRGINIA 345 |  | 0 | 0 |  | 11.23 | 0 | 2 |  | 360495 | 1532568 | 1893063 | 0 | 0 | 0 | 0 | 0 | 0 | 0 | 0 | 0 | 0 | 0 | 0 | 0 | 0 | 0 | 0 | 0 | 0 | 0 | 0 | 12
NO |  | 101 | 2011 | 3 | 10 | 10 |  | BELMONT | PLEASANTS PS 1 | 500 | 500 | 3 | 2.06 | 0 | 1 | 9 | 0 | 0 | 0 | 0 | 0 | 0 | 0 | 0 | 0 | 0 | 0 | 0 | 0 | 0 | 0 | 0 | 0 | 0 | 0 | 0 | 0 | 0 | 0 | 12
NO |  | 101 | 2011 | 3 | 11 | 11 |  | BELMONT | PLEASANTS PS 2 | 500 | 500 | 3 | 2.01 | 0 | 1 | 9 | 0 | 0 | 0 | 0 | 0 | 0 | 0 | 0 | 0 | 0 | 0 | 0 | 0 | 0 | 0 | 0 | 0 | 0 | 0 | 0 | 0 | 0 | 0 | 12
NO |  | 101 | 2011 | 3 | 12 | 12 |  | CABOT | WYLIE RIDGE | 500 | 500 | 3 | 3.35 | 0 | 1 | 9 | 0 | 0 | 0 | 0 | 0 | 0 | 0 | 0 | 0 | 0 | 0 | 0 | 0 | 0 | 0 | 0 | 0 | 0 | 0 | 0 | 0 | 0 | 0 | 12
NO |  | 101 | 2011 | 3 | 13 | 13 |  | FORT MARTIN | FORT MARTIN PS 1 | 500 | 500 | 3 | 0.54 | 0 | 1 | 9 | 0 | 0 | 0 | 0 | 0 | 0 | 0 | 0 | 0 | 0 | 0 | 0 | 0 | 0 | 0 | 0 | 0 | 0 | 0 | 0 | 0 | 0 | 0 | 12
NO |  | 101 | 2011 | 3 | 14 | 14 |  | FORT MARTIN | FORT MARTIN PS 2 | 500 | 500 | 3 | 0.53 | 0 | 1 | 9 | 0 | 0 | 0 | 0 | 0 | 0 | 0 | 0 | 0 | 0 | 0 | 0 | 0 | 0 | 0 | 0 | 0 | 0 | 0 | 0 | 0 | 0 | 0 | 12
NO |  | 101 | 2011 | 3 | 15 | 15 |  | FORT MARTIN | NORTH LONGVIEW | 500 | 500 | 3 | 0.34 | 0 | 1 |  | 0 | 0 | 0 | 0 | 0 | 0 | 0 | 0 | 0 | 0 | 0 | 0 | 0 | 0 | 0 | 0 | 0 | 0 | 0 | 0 | 0 | 0 | 0 | 12
NO |  | 101 | 2011 | 3 | 16 | 16 |  | GREENLAND GAP | MEADOW BROOK | 500 | 500 | 3 | 31.16 | 0 | 1 | 9 | 0 | 0 | 0 | 0 | 0 | 0 | 0 | 611010110 | 0 | 0 | 0 | 0 | 0 | 0 | 0 | 0 | 0 | 0 | 0 | 0 | 0 | 0 | 0 | 12
NO |  | 101 | 2011 | 3 | 17 | 17 |  | GREENLAND GAP | MT STORM | 500 | 500 | 3 | 1.99 | 0 | 1 | 9 | 0 | 0 | 0 | 0 | 0 | 0 | 0 | 0 | 0 | 0 | 0 | 0 | 0 | 0 | 0 | 0 | 0 | 0 | 0 | 0 | 0 | 0 | 0 | 12
NO |  | 101 | 2011 | 3 | 18 | 18 |  | HARRISON | BELMONT | 500 | 500 | 3 | 54.76 | 0 | 1 | 9 | 0 | 0 | 0 | 0 | 0 | 0 | 0 | 0 | 0 | 0 | 0 | 0 | 0 | 0 | 0 | 0 | 0 | 0 | 0 | 0 | 0 | 0 | 0 | 12
NO |  | 101 | 2011 | 3 | 19 | 19 |  | HARRISON | HARRISON PS 1 | 500 | 500 | 3 | 0.28 | 0 | 1 | 9 | 0 | 0 | 0 | 0 | 0 | 0 | 0 | 0 | 0 | 0 | 0 | 0 | 0 | 0 | 0 | 0 | 0 | 0 | 0 | 0 | 0 | 0 | 0 | 12
NO |  | 101 | 2011 | 3 | 20 | 20 |  | HARRISON | HARRISON PS 2 | 500 | 500 | 3 | 0.26 | 0 | 1 | 9 | 0 | 0 | 0 | 0 | 0 | 0 | 0 | 0 | 0 | 0 | 0 | 0 | 0 | 0 | 0 | 0 | 0 | 0 | 0 | 0 | 0 | 0 | 0 | 12
NO |  | 101 | 2011 | 3 | 21 | 21 |  | HARRISON | HARRISON PS 3 | 500 | 500 | 3 | 0.25 | 0 | 1 | 9 | 0 | 0 | 0 | 0 | 0 | 0 | 0 | 0 | 0 | 0 | 0 | 0 | 0 | 0 | 0 | 0 | 0 | 0 | 0 | 0 | 0 | 0 | 0 | 12
NO |  | 101 | 2011 | 3 | 22 | 22 |  | HARRISON | PRUNTYTOWN | 500 | 500 | 3 | 14.75 | 0 | 1 | 9 | 0 | 0 | 0 | 0 | 0 | 0 | 0 | 0 | 0 | 0 | 0 | 0 | 0 | 0 | 0 | 0 | 0 | 0 | 0 | 0 | 0 | 0 | 0 | 12
NO |  | 101 | 2011 | 3 | 23 | 23 |  | HARRISON | WYLIE RIDGE | 500 | 500 | 3 | 27.42 | 0 | 1 | 9 | 0 | 0 | 0 | 0 | 0 | 0 | 0 | 0 | 0 | 0 | 0 | 0 | 0 | 0 | 0 | 0 | 0 | 0 | 0 | 0 | 0 | 0 | 0 | 12
NO |  | 101 | 2011 | 3 | 24 | 24 |  | MT MORRIS 502 JCT | HARRISON | 500 | 500 | 3 | 28.62 | 0 | 1 | 9 | 0 | 0 | 0 | 0 | 0 | 0 | 0 | 0 | 0 | 0 | 0 | 0 | 0 | 0 | 0 | 0 | 0 | 0 | 0 | 0 | 0 | 0 | 0 | 12
NO |  | 101 | 2011 | 3 | 25 | 25 |  | MT STORM | PRUNTYTOWN | 500 | 500 | 3 | 40.26 | 0 | 1 | 9 | 0 | 0 | 0 | 0 | 0 | 0 | 0 | 0 | 0 | 0 | 0 | 0 | 0 | 0 | 0 | 0 | 0 | 0 | 0 | 0 | 0 | 0 | 0 | 12
NO |  | 101 | 2011 | 3 | 26 | 26 |  | MT STORM | VALLEY | 500 | 500 | 3 | 14.02 | 0 | 1 | 10 | 0 | 0 | 0 | 0 | 0 | 0 | 0 | 611010111 | 0 | 0 | 0 | 0 | 0 | 0 | 0 | 0 | 0 | 0 | 0 | 0 | 0 | 0 | 0 | 12
NO |  | 101 | 2011 | 3 | 27 | 27 |  | PRUNTYTOWN | FORT MARTIN | 500 | 500 | 3 | 27.91 | 0 | 1 | 9 | 0 | 0 | 0 | 0 | 0 | 0 | 0 | 0 | 0 | 0 | 0 | 0 | 0 | 0 | 0 | 0 | 0 | 0 | 0 | 0 | 0 | 0 | 0 | 12
NO |  | 101 | 2011 | 3 | 28 | 28 |  |  |  | 0 | 0 |  | 0 | 0 | 0 |  | 2789211 | 43773369 | 46562580 | 0 | 0 | 0 | 0 | 0 | 0 | 0 | 0 | 0 | 0 | 0 | 0 | 0 | 0 | 0 | 0 | 0 | 0 | 0 | 0 | 12
NO |  | 101 | 2011 | 3 | 29 | 29 |  | SUBTOTAL WEST VIRGINIA 500 |  | 0 | 0 |  | 250.51 | 0 | 18 |  | 2789211 | 43773369 | 46562580 | 0 | 0 | 0 | 0 | 0 | 0 | 0 | 0 | 0 | 0 | 0 | 0 | 0 | 0 | 0 | 0 | 0 | 0 | 0 | 0 | 12
NO |  | 101 | 2011 | 3 | 31 | 31 |  | ALBRIGHT | PARR RUN | 138 | 138 | 2 | 3.44 | 0 | 1 | 1 | 0 | 0 | 0 | 0 | 0 | 0 | 0 | 0 | 0 | 0 | 0 | 0 | 0 | 0 | 0 | 0 | 0 | 0 | 0 | 0 | 0 | 0 | 0 | 12
NO |  | 101 | 2011 | 3 | 33 | 33 |  | SUBTOTAL MARYLAND 138 |  | 0 | 0 |  | 3.44 | 0 | 1 |  | 0 | 0 | 0 | 1128621 | 5059713 | -6 | 6188328 | 0 | 0 | 0 | 0 | 0 | 0 | 0 | 0 | 0 | 0 | 0 | 0 | 0 | 0 | 0 | 0 | 12
NO |  | 101 | 2011 | 0 | 36 | 36 |  | TOTAL |  | 0 | 0 |  | 1607.51 | 74.68 | 128 |  | 18830409 | 188224398 | 207054807 | 1128621 | 5059713 | -6 | 6188328 | 0 | 0 | 0 | 0 | 0 | 0 | 0 | 0 | 0 | 0 | 0 | 0 | 0 | 0 | 0 | 0 | 12
NO |  | 101 | 2011 | 3 | 32 | 32 |  |  |  | 0 | 0 |  | 0 | 0 | 0 |  | 0 | 0 | 0 | 1128621 | 5059713 | -6 | 6188328 | 0 | 0 | 0 | 0 | 0 | 0 | 0 | 0 | 0 | 0 | 0 | 0 | 0 | 0 | 0 | 0 | 12
NO |  | 181 | 2011 | 0 | 1 | 1 |  | None |  | 0 | 0 |  | 0 | 0 | 0 |  | 0 | 0 | 0 | 0 | 0 | 0 | 0 | 0 | 0 | 0 | 0 | 0 | 0 | 0 | 0 | 0 | 0 | 0 | 0 | 0 | 0 | 0 | 0 | 12
NO |  | 181 | 2011 | 0 | 36 | 36 |  | TOTAL |  | 0 | 0 |  | 0 | 0 | 0 |  | 0 | 0 | 0 | 0 | 0 | 0 | 0 | 0 | 0 | 0 | 0 | 0 | 0 | 0 | 0 | 0 | 0 | 0 | 0 | 0 | 0 | 0 | 0 | 12
NO |  | 22 | 2011 | 0 | 1 | 1 |  | PINEVILLE | SHADY OAKS#1 (L100) | 138 | 138 | WP-HF | 6.82 | 1.02 | 1 | 1-336MCM | 77542 | 1754330 | 1831872 | 0 | 0 | 0 | 0 | 0 | 0 | 0 | 0 | 0 | 0 | 0 | 0 | 0 | 0 | 0 | 0 | 0 | 0 | 0 | 0 | 12
NO |  | 22 | 2011 | 0 | 2 | 2 |  | PINEVILLE | SHADY OAKS#2 (L101) | 138 | 230 | WP-HF | 5.65 | 1.02 | 1 | 2-336MCM | 61265 | 394315 | 455580 | 0 | 0 | 0 | 0 | 0 | 0 | 0 | 0 | 0 | 0 | 0 | 0 | 0 | 0 | 0 | 0 | 0 | 0 | 0 | 0 | 12
NO |  | 22 | 2011 | 0 | 3 | 3 |  | HOPKINS SUB | SEGURA | 138 | 230 | WP-HF | 2.9 | 5.54 | 1 | 2-336MCM | 220368 | 3425132 | 3645500 | 0 | 0 | 0 | 0 | 0 | 0 | 0 | 0 | 0 | 0 | 0 | 0 | 0 | 0 | 0 | 0 | 0 | 0 | 0 | 0 | 12
NO |  | 22 | 2011 | 0 | 4 | 4 |  | HABETZ SUB | FLANDERS RD (L103) | 138 | 138 | WP-HF | 23.55 | 3.72 | 1 | 2-336MCM | 6298 | 3092394 | 3098692 | 0 | 0 | 0 | 0 | 0 | 0 | 0 | 0 | 0 | 0 | 0 | 0 | 0 | 0 | 0 | 0 | 0 | 0 | 0 | 0 | 12
NO |  | 22 | 2011 | 0 | 5 | 5 |  | RICHARD SUB | HABETZ SUB (L104) | 138 | 138 | WP-HF | 13.09 | 1.92 | 1 | 2-336MCM | 174330 | 1503492 | 1677822 | 0 | 0 | 0 | 0 | 0 | 0 | 0 | 0 | 0 | 0 | 0 | 0 | 0 | 0 | 0 | 0 | 0 | 0 | 0 | 0 | 12
NO |  | 22 | 2011 | 0 | 6 | 6 |  | RICHARD SUB | EUNICE SUB (L105) | 138 | 138 | WP-HF | 4.02 | 1.92 | 1 | 2-336MCM | 0 | 618067 | 618067 | 0 | 0 | 0 | 0 | 0 | 0 | 0 | 0 | 0 | 0 | 0 | 0 | 0 | 0 | 0 | 0 | 0 | 0 | 0 | 0 | 12
NO |  | 22 | 2011 | 0 | 7 | 7 |  | EUNICE SUB | MANUEL SUB (L106) | 138 | 138 | WP-HF | 10.91 | 0 | 1 | 2-336MCM | 26679 | 1100463 | 1127142 | 0 | 0 | 0 | 0 | 0 | 0 | 0 | 0 | 0 | 0 | 0 | 0 | 0 | 0 | 0 | 0 | 0 | 0 | 0 | 0 | 12
NO |  | 22 | 2011 | 0 | 8 | 8 |  | COUGHLIN STATION | MANUEL SUB (L107) | 138 | 138 | WP-HF | 17.9 | 0 | 1 | 2-336MCM | 106773 | 3014241 | 3121014 | 0 | 0 | 0 | 0 | 0 | 0 | 0 | 0 | 0 | 0 | 0 | 0 | 0 | 0 | 0 | 0 | 0 | 0 | 0 | 0 | 12
NO |  | 22 | 2011 | 0 | 9 | 9 |  | COUGHLIN STATION | PINE PRAIRIE | 138 | 138 | WP-HF | 13.28 | 0 | 1 | 2-336MCM | 750 | 1672633 | 1673383 | 0 | 0 | 0 | 0 | 0 | 0 | 0 | 0 | 0 | 0 | 0 | 0 | 0 | 0 | 0 | 0 | 0 | 0 | 0 | 0 | 12
NO |  | 22 | 2011 | 0 | 10 | 10 |  | OAKDALE SUB | WEST BAY SUB (L109) | 138 | 138 | WP-HF | 7.16 | 0 | 1 | 2-336MCM | 0 | 1317980 | 1317980 | 0 | 0 | 0 | 0 | 0 | 0 | 0 | 0 | 0 | 0 | 0 | 0 | 0 | 0 | 0 | 0 | 0 | 0 | 0 | 0 | 12
NO |  | 22 | 2011 | 0 | 11 | 11 |  | CENTENNIAL | WEST BAY SUB (L110) | 138 | 138 | WP-HF | 15.89 | 0 | 1 | 2-336MCM | 115168 | 2289008 | 2404176 | 0 | 0 | 0 | 0 | 0 | 0 | 0 | 0 | 0 | 0 | 0 | 0 | 0 | 0 | 0 | 0 | 0 | 0 | 0 | 0 | 12
NO |  | 22 | 2011 | 0 | 12 | 12 |  | MANSFIELD | CARROLL | 138 | 138 | WP-HF | 18.15 | 0 | 1 | 2-336MCM | 594374 | 2902677 | 3497051 | 0 | 0 | 0 | 0 | 0 | 0 | 0 | 0 | 0 | 0 | 0 | 0 | 0 | 0 | 0 | 0 | 0 | 0 | 0 | 0 | 12
NO |  | 22 | 2011 | 0 | 13 | 13 |  | COOPER SWITCH | DERIDDER SUB (L112) | 138 | 138 | WP-HF | 11.32 | 7.84 | 1 | 2-336MCM | 162556 | 1161020 | 1323576 | 0 | 0 | 0 | 0 | 0 | 0 | 0 | 0 | 0 | 0 | 0 | 0 | 0 | 0 | 0 | 0 | 0 | 0 | 0 | 0 | 12
NO |  | 22 | 2011 | 0 | 14 | 14 |  | COOPER SWITCH | LEESVILLE SUB (L113) | 138 | 138 | WP-HF | 11.58 | 7.84 | 1 | 2-336MCM | 318832 | 2138067 | 2456899 | 0 | 0 | 0 | 0 | 0 | 0 | 0 | 0 | 0 | 0 | 0 | 0 | 0 | 0 | 0 | 0 | 0 | 0 | 0 | 0 | 12
NO |  | 22 | 2011 | 0 | 15 | 15 |  | TECHE STATION | BAYOU SALE (L114) | 138 | 138 | WP-HF | 10.97 | 0 | 1 | 2-336MCM | 347917 | 3133764 | 3481681 | 0 | 0 | 0 | 0 | 0 | 0 | 0 | 0 | 0 | 0 | 0 | 0 | 0 | 0 | 0 | 0 | 0 | 0 | 0 | 0 | 12
NO |  | 22 | 2011 | 0 | 16 | 16 |  | BAYOU SALE | WAX LAKE SUB (L115) | 138 | 138 | WP-HF | 4.66 | 0 | 1 | 2-336MCM | 102894 | 1838983 | 1941877 | 0 | 0 | 0 | 0 | 0 | 0 | 0 | 0 | 0 | 0 | 0 | 0 | 0 | 0 | 0 | 0 | 0 | 0 | 0 | 0 | 12
NO |  | 22 | 2011 | 0 | 17 | 17 |  | EL PASO | BAYOU VISTA (L116) | 138 | 138 | WP-HF | 4.23 | 0 | 1 | 2-336MCM | 82429 | 1133500 | 1215929 | 0 | 0 | 0 | 0 | 0 | 0 | 0 | 0 | 0 | 0 | 0 | 0 | 0 | 0 | 0 | 0 | 0 | 0 | 0 | 0 | 12
NO |  | 22 | 2011 | 0 | 18 | 18 |  | BAYOU VISTA | RAMOS (L117) | 138 | 138 | WP-HF | 10.12 | 0 | 1 | 2-336MCM | 857512 | 2980316 | 3837828 | 0 | 0 | 0 | 0 | 0 | 0 | 0 | 0 | 0 | 0 | 0 | 0 | 0 | 0 | 0 | 0 | 0 | 0 | 0 | 0 | 12
NO |  | 22 | 2011 | 0 | 19 | 19 |  | RAMOS SUB | GIBSON (AMELIA) | 138 | 138 | WP-HF | 2.36 | 0 | 1 | 2-336MCM | 235596 | 622777 | 858373 | 0 | 0 | 0 | 0 | 0 | 0 | 0 | 0 | 0 | 0 | 0 | 0 | 0 | 0 | 0 | 0 | 0 | 0 | 0 | 0 | 12
NO |  | 22 | 2011 | 0 | 20 | 20 |  | TECHE | PATOUTVILLE (L119) | 138 | 138 | WP-HF | 12.45 | 0 | 1 | 2-336MCM | 39281 | 3407512 | 3446793 | 0 | 0 | 0 | 0 | 0 | 0 | 0 | 0 | 0 | 0 | 0 | 0 | 0 | 0 | 0 | 0 | 0 | 0 | 0 | 0 | 12
NO |  | 22 | 2011 | 0 | 21 | 21 |  | CARROLL SUB | MESSICK (L120) | 230 | 230 | WP-HF | 15.05 | 0 | 1 | 1-795MCM | 408362 | 2127634 | 2535996 | 0 | 0 | 0 | 0 | 0 | 0 | 0 | 0 | 0 | 0 | 0 | 0 | 0 | 0 | 0 | 0 | 0 | 0 | 0 | 0 | 12
NO |  | 22 | 2011 | 0 | 22 | 22 |  | MESSICK | CLARENCE SUB (L121) | 230 | 230 | WP-HF | 13.58 | 1.06 | 1 | 1-795MCM | 55750 | 1387645 | 1443395 | 0 | 0 | 0 | 0 | 0 | 0 | 0 | 0 | 0 | 0 | 0 | 0 | 0 | 0 | 0 | 0 | 0 | 0 | 0 | 0 | 12
NO |  | 22 | 2011 | 0 | 23 | 23 |  | TOLEDO BEND (GSU) | LEESVILLE SUB | 138 | 138 | WP-HF | 20.15 | 0.59 | 1 | 1-336MCM | 249718 | 4818425 | 5068143 | 0 | 0 | 0 | 0 | 0 | 0 | 0 | 0 | 0 | 0 | 0 | 0 | 0 | 0 | 0 | 0 | 0 | 0 | 0 | 0 | 12
NO |  | 22 | 2011 | 0 | 24 | 24 |  | TOLEDO BEND (GSU) | FISHER (L123) | 138 | 138 | WP-HF | 23.03 | 0.59 | 1 | 2-336MCM | 179063 | 3579580 | 3758643 | 0 | 0 | 0 | 0 | 0 | 0 | 0 | 0 | 0 | 0 | 0 | 0 | 0 | 0 | 0 | 0 | 0 | 0 | 0 | 0 | 12
SI/NO | A | 22 | 2011 | 0 | 25 | 25 |  | GROLEE | SOUTH PARK (L124) | 69 | 69 | WP-SP | 3.94 | 0 | 0 | 1-336MCM | 36985 | 410072 | 447057 | 0 | 0 | 0 | 10574.5514 | 0 | 0 | 0 | 0 | 0 | 0 | 0 | 0 | 0 | 0 | 0 | 0 | 0 | 0 | 0 | 0 | 12
NO |  | 22 | 2011 | 0 | 26 | 26 |  | DERIDDER SUB | NELSON (RAGLEY GSU) | 138 | 138 | WP-HF | 31.13 | 0 | 1 | 2-336MCM | 0 | 2941011 | 2941011 | 0 | 0 | 0 | 0 | 0 | 0 | 0 | 0 | 0 | 0 | 0 | 0 | 0 | 0 | 0 | 0 | 0 | 0 | 0 | 0 | 12
NO |  | 22 | 2011 | 0 | 27 | 27 |  | FISHER SUB | MANY SUB (L126) | 138 | 138 | WP-HF | 5.93 | 0 | 1 | 1-336MCM | 6259 | 1167519 | 1173778 | 0 | 0 | 0 | 0 | 0 | 0 | 0 | 0 | 0 | 0 | 0 | 0 | 0 | 0 | 0 | 0 | 0 | 0 | 0 | 0 | 12
NO |  | 22 | 2011 | 0 | 28 | 28 |  | MANY SUB | MANSFIELD SUB (L127) | 138 | 138 | WP-HF | 34.88 | 0 | 1 | 1-336MCM | 0 | 2014118 | 2014118 | 0 | 0 | 0 | 0 | 0 | 0 | 0 | 0 | 0 | 0 | 0 | 0 | 0 | 0 | 0 | 0 | 0 | 0 | 0 | 0 | 12
NO |  | 22 | 2011 | 0 | 29 | 29 |  | IP MANSFIELD | MANSFIELD SUB (L128) | 138 | 138 | WP-HF | 19.04 | 0 | 1 | 1-666MCM | 760429 | 4363428 | 5123857 | 0 | 0 | 0 | 0 | 0 | 0 | 0 | 0 | 0 | 0 | 0 | 0 | 0 | 0 | 0 | 0 | 0 | 0 | 0 | 0 | 12
NO |  | 22 | 2011 | 0 | 30 | 30 |  | COUGHLIN STATION | PLAISANCE SUB (L129) | 138 | 138 | WP-HF | 17.61 | 0 | 1 | 2-477MCM | 384791 | 2805654 | 3190445 | 0 | 0 | 0 | 0 | 0 | 0 | 0 | 0 | 0 | 0 | 0 | 0 | 0 | 0 | 0 | 0 | 0 | 0 | 0 | 0 | 12
NO |  | 22 | 2011 | 0 | 31 | 31 |  | PLAISANCE SUB | VEAZIE (L130) | 138 | 138 | WP-HF | 6.74 | 0 | 1 | 1-336MCM | 64395 | 748908 | 813303 | 0 | 0 | 0 | 0 | 0 | 0 | 0 | 0 | 0 | 0 | 0 | 0 | 0 | 0 | 0 | 0 | 0 | 0 | 0 | 0 | 12
NO |  | 22 | 2011 | 0 | 32 | 32 |  | VAN PLY | VAN PLY TAP (L131) | 138 | 138 | WP-HF | 1.46 | 0 | 1 | 1-336MCM | 11775 | 167438 | 179213 | 0 | 0 | 0 | 0 | 0 | 0 | 0 | 0 | 0 | 0 | 0 | 0 | 0 | 0 | 0 | 0 | 0 | 0 | 0 | 0 | 12
NO |  | 22 | 2011 | 0 | 33 | 33 |  | HUNTER (CITY OF ALEX) | PINEVILLE | 138 | 138 | ST-SP | 0.41 | 0 | 1 | 1-1272MCM | 105841 | 302757 | 408598 | 0 | 0 | 0 | 0 | 0 | 0 | 0 | 0 | 0 | 0 | 0 | 0 | 0 | 0 | 0 | 0 | 0 | 0 | 0 | 0 | 12
NO |  | 22 | 2011 | 0 | 34 | 34 |  | CLARENCE SUB | DIXIE STREET | 138 | 138 | WP-HF | 7.21 | 1.06 | 1 | 1-336MCM | 70654 | 945855 | 1016509 | 0 | 0 | 0 | 0 | 0 | 0 | 0 | 0 | 0 | 0 | 0 | 0 | 0 | 0 | 0 | 0 | 0 | 0 | 0 | 0 | 12
NO |  | 22 | 2011 | 0 | 35 | 35 |  | COCODRIE | FOREST HILL (L134) | 230 | 230 | WP-HF | 20.29 | 0 | 1 | 2-336MCM | 234813 | 2278973 | 2513786 | 0 | 0 | 0 | 0 | 0 | 0 | 0 | 0 | 0 | 0 | 0 | 0 | 0 | 0 | 0 | 0 | 0 | 0 | 0 | 0 | 12
NO |  | 22 | 2011 | 1 | 1 | 1 |  | FOREST HILL | RAPIDES SUB (L135) | 230 | 230 | WP-HF | 23.46 | 1.59 | 1 | 2-336MCM | 306250 | 3027571 | 3333821 | 0 | 0 | 0 | 0 | 0 | 0 | 0 | 0 | 0 | 0 | 0 | 0 | 0 | 0 | 0 | 0 | 0 | 0 | 0 | 0 | 12
NO |  | 22 | 2011 | 1 | 2 | 2 |  | FOREST HILL | RAPIDES SUB (L135) | 230 | 230 | ST-SP | 0.8 | 0 | 0 | 2-336MCM | 0 | 0 | 0 | 0 | 0 | 0 | 0 | 0 | 0 | 0 | 0 | 0 | 0 | 0 | 0 | 0 | 0 | 0 | 0 | 0 | 0 | 0 | 0 | 12
NO |  | 22 | 2011 | 1 | 3 | 3 |  | PINEVILLE SUB | SHERWOOD (L136) | 230 | 230 | WP-HF | 6.6 | 3.33 | 1 | 2-336ACSR | 195532 | 1247316 | 1442848 | 0 | 0 | 0 | 0 | 0 | 0 | 0 | 0 | 0 | 0 | 0 | 0 | 0 | 0 | 0 | 0 | 0 | 0 | 0 | 0 | 12
NO |  | 22 | 2011 | 1 | 4 | 4 |  | PINEVILLE SUB | SHERWOOD (L136) | 230 | 230 | WP-HF | 1.66 | 0 | 0 | 2-336ACSR | 0 | 0 | 0 | 0 | 0 | 0 | 0 | 0 | 0 | 0 | 0 | 0 | 0 | 0 | 0 | 0 | 0 | 0 | 0 | 0 | 0 | 0 | 0 | 12
NO |  | 22 | 2011 | 1 | 5 | 5 |  | SHERWOOD | RAPIDES SUB (L137) | 230 | 230 | WP-HF | 4.31 | 3.33 | 1 | 2-336ASCR | 197904 | 1467393 | 1665297 | 0 | 0 | 0 | 0 | 0 | 0 | 0 | 0 | 0 | 0 | 0 | 0 | 0 | 0 | 0 | 0 | 0 | 0 | 0 | 0 | 12
NO |  | 22 | 2011 | 1 | 6 | 6 |  | SHERWOOD | RAPIDES SUB (L137) | 230 | 230 | ST-LSPG | 1.66 | 0 | 0 | 2-336ASCR | 0 | 0 | 0 | 0 | 0 | 0 | 0 | 0 | 0 | 0 | 0 | 0 | 0 | 0 | 0 | 0 | 0 | 0 | 0 | 0 | 0 | 0 | 0 | 12
NO |  | 22 | 2011 | 1 | 7 | 7 |  | SHERWOOD | RAPIDES SUB (L137) | 230 | 230 | CP-HF | 1.47 | 0 | 0 | 2-336ASCR | 0 | 0 | 0 | 0 | 0 | 0 | 0 | 0 | 0 | 0 | 0 | 0 | 0 | 0 | 0 | 0 | 0 | 0 | 0 | 0 | 0 | 0 | 0 | 12
NO |  | 22 | 2011 | 1 | 8 | 8 |  | COUGHLIN STATION | MARKSVILLE SUB (L138) | 138 | 138 | WP-HF | 24.73 | 2.12 | 1 | 2-336MCM | 165724 | 3115903 | 3281627 | 0 | 0 | 0 | 0 | 0 | 0 | 0 | 0 | 0 | 0 | 0 | 0 | 0 | 0 | 0 | 0 | 0 | 0 | 0 | 0 | 12
NO |  | 22 | 2011 | 1 | 9 | 9 |  | PLAISANCE SUB | CHAMPAGNE(ENTERGY) (L139) | 138 | 138 | WP-HF | 9.46 | 0 | 1 | 2-336MCM | 0 | 1088541 | 1088541 | 0 | 0 | 0 | 0 | 0 | 0 | 0 | 0 | 0 | 0 | 0 | 0 | 0 | 0 | 0 | 0 | 0 | 0 | 0 | 0 | 12
SI/NO | A | 22 | 2011 | 1 | 10 | 10 |  | ELKS SUB | NICKERSON SUB (L140) | 69 | 69 | WP-SP | 4.53 | 0 | 1 | 1-1/0ASCR | 30636 | 797126 | 827762 | 0 | 0 | 0 | 19579.6326 | 0 | 0 | 0 | 0 | 0 | 0 | 0 | 0 | 0 | 0 | 0 | 0 | 0 | 0 | 0 | 0 | 12
NO |  | 22 | 2011 | 1 | 11 | 11 |  | HOPKINS SUB | MORIL(ENTERGY) (L141) | 138 | 138 | WP-HF | 0.55 | 1.82 | 1 | 1-1033MCM | 14904 | 327174 | 342078 | 0 | 0 | 0 | 0 | 0 | 0 | 0 | 0 | 0 | 0 | 0 | 0 | 0 | 0 | 0 | 0 | 0 | 0 | 0 | 0 | 12
NO |  | 22 | 2011 | 1 | 12 | 12 |  | TECHE STATION | IVANHOE SUB (L142) | 138 | 138 | WP-HF | 14.71 | 0 | 1 | 2-336MCM | 332953 | 2443198 | 2776151 | 0 | 0 | 0 | 0 | 0 | 0 | 0 | 0 | 0 | 0 | 0 | 0 | 0 | 0 | 0 | 0 | 0 | 0 | 0 | 0 | 12
NO |  | 22 | 2011 | 1 | 13 | 13 |  | BAYOU SALE | NORTH BEND (L143) | 138 | 138 | WP-HF | 3.92 | 0 | 1 | 1-336MCM | 24332 | 414722 | 439054 | 0 | 0 | 0 | 0 | 0 | 0 | 0 | 0 | 0 | 0 | 0 | 0 | 0 | 0 | 0 | 0 | 0 | 0 | 0 | 0 | 12
NO |  | 22 | 2011 | 1 | 14 | 14 |  | MADISONVILLE | RAMSAY SUB (L144) | 230 | 230 | ST-LSS | 6.04 | 0 | 1 | 1027MCM | 146868 | 946822 | 1093690 | 0 | 0 | 0 | 0 | 0 | 0 | 0 | 0 | 0 | 0 | 0 | 0 | 0 | 0 | 0 | 0 | 0 | 0 | 0 | 0 | 12
NO |  | 22 | 2011 | 1 | 15 | 15 |  | RAMOS SUB | MORGAN CITY(CITY OF) (L145) | 138 | 138 | WP-SP | 0.07 | 0 | 1 | 1-336MCM | 7080 | 19874 | 26954 | 0 | 0 | 0 | 0 | 0 | 0 | 0 | 0 | 0 | 0 | 0 | 0 | 0 | 0 | 0 | 0 | 0 | 0 | 0 | 0 | 12
NO |  | 22 | 2011 | 1 | 16 | 16 |  | MADISONVILLE | MANDEVILLE SUB (L146) | 230 | 230 | WP-HF | 9.9 | 0 | 1 | 2-336MCM | 61310 | 483148 | 544458 | 0 | 0 | 0 | 0 | 0 | 0 | 0 | 0 | 0 | 0 | 0 | 0 | 0 | 0 | 0 | 0 | 0 | 0 | 0 | 0 | 12
NO |  | 22 | 2011 | 1 | 17 | 17 |  | CANE BAYOU | NORTH SLIDELL (L147) | 230 | 230 | WP-HF | 10.39 | 0 | 1 | 2-336MCM & | 305468 | 1123559 | 1429027 | 0 | 0 | 0 | 0 | 0 | 0 | 0 | 0 | 0 | 0 | 0 | 0 | 0 | 0 | 0 | 0 | 0 | 0 | 0 | 0 | 12
NO |  | 22 | 2011 | 1 | 18 | 18 |  | CANE BAYOU | NORTH SLIDELL (L147) | 230 | 230 | ST-SP | 3.52 | 0 | 0 | 1-1780MCM | 0 | 0 | 0 | 0 | 0 | 0 | 0 | 0 | 0 | 0 | 0 | 0 | 0 | 0 | 0 | 0 | 0 | 0 | 0 | 0 | 0 | 0 | 0 | 12
NO |  | 22 | 2011 | 1 | 19 | 19 |  | COOPER SWITCH (L148) | BOISE SUB #1 | 138 | 138 | WP-HF | 0.45 | 0.43 | 1 | 2-336MCM | 0 | 58995 | 58995 | 0 | 0 | 0 | 0 | 0 | 0 | 0 | 0 | 0 | 0 | 0 | 0 | 0 | 0 | 0 | 0 | 0 | 0 | 0 | 0 | 12
NO |  | 22 | 2011 | 1 | 20 | 20 |  | COOPER SWITCH (L149) | BOISE SUB #2 | 138 | 138 | WP-HF | 0 | 0.43 | 1 | 2-336MCM | 0 | 17615 | 17615 | 0 | 0 | 0 | 0 | 0 | 0 | 0 | 0 | 0 | 0 | 0 | 0 | 0 | 0 | 0 | 0 | 0 | 0 | 0 | 0 | 12
NO |  | 22 | 2011 | 1 | 21 | 21 |  | MARKSVILLE SUB | YELLOW BAYOU (L150) | 138 | 230 | WP-HF | 17.06 | 1.44 | 1 | 1-336MCM | 262299 | 1479737 | 1742036 | 0 | 0 | 0 | 0 | 0 | 0 | 0 | 0 | 0 | 0 | 0 | 0 | 0 | 0 | 0 | 0 | 0 | 0 | 0 | 0 | 12
NO |  | 22 | 2011 | 1 | 22 | 22 |  | TECHE | MORBIHAN SUB (L151) | 138 | 230 | WP-HF | 22.02 | 0 | 1 | 2-336MCM | 215036 | 5517588 | 5732624 | 0 | 0 | 0 | 0 | 0 | 0 | 0 | 0 | 0 | 0 | 0 | 0 | 0 | 0 | 0 | 0 | 0 | 0 | 0 | 0 | 12
NO |  | 22 | 2011 | 1 | 23 | 23 |  | MORBIHAN SUB (l152) | HOPKINS SUB | 138 | 230 | WP-SP | 7.46 | 0 | 1 | 2-336MCM | 100547 | 823897 | 924444 | 0 | 0 | 0 | 0 | 0 | 0 | 0 | 0 | 0 | 0 | 0 | 0 | 0 | 0 | 0 | 0 | 0 | 0 | 0 | 0 | 12
NO |  | 22 | 2011 | 1 | 24 | 24 |  | IVANHOE SUB | BAYOU WAREHOUSE(GSU) (L153) | 138 | 138 | WP-HF | 3.56 | 0 | 1 | 1-336MCM | 55750 | 674078 | 729828 | 0 | 0 | 0 | 0 | 0 | 0 | 0 | 0 | 0 | 0 | 0 | 0 | 0 | 0 | 0 | 0 | 0 | 0 | 0 | 0 | 12
NO |  | 22 | 2011 | 1 | 25 | 25 |  | BEAVER CREEK | STANDARD(LP&L) (L154) | 115 | 230 | WP-3P | 0.02 | 0 | 1 | 1-336 | 1565 | 3968 | 5533 | 0 | 0 | 0 | 0 | 0 | 0 | 0 | 0 | 0 | 0 | 0 | 0 | 0 | 0 | 0 | 0 | 0 | 0 | 0 | 0 | 12
NO |  | 22 | 2011 | 1 | 26 | 26 |  | LIG COMPRESSOR | PATTERSON TAP (L155) | 138 | 138 | WP-HF | 0 | 0 | 1 | 1-336MCM | 5477 | 12257 | 17734 | 0 | 0 | 0 | 0 | 0 | 0 | 0 | 0 | 0 | 0 | 0 | 0 | 0 | 0 | 0 | 0 | 0 | 0 | 0 | 0 | 12
NO |  | 22 | 2011 | 1 | 27 | 27 |  | MESSICK | WESTERN KRAFT (L156) | 230 | 230 | WP-HF | 5.15 | 0 | 1 | 1-795MCM | 98161 | 513653 | 611814 | 0 | 0 | 0 | 0 | 0 | 0 | 0 | 0 | 0 | 0 | 0 | 0 | 0 | 0 | 0 | 0 | 0 | 0 | 0 | 0 | 12
NO |  | 22 | 2011 | 1 | 28 | 28 |  | EAST LEESVILLE SUB | LEESVILLE SUB (L157) | 230 | 230 | WP-HF | 5.85 | 0 | 1 | 1-795MCM | 48709 | 372059 | 420768 | 0 | 0 | 0 | 0 | 0 | 0 | 0 | 0 | 0 | 0 | 0 | 0 | 0 | 0 | 0 | 0 | 0 | 0 | 0 | 0 | 12
NO |  | 22 | 2011 | 1 | 29 | 29 |  | RODEMACHER STATION | RAPIDES SUB (L158) | 230 | 230 | WP-HF | 11.19 | 0 | 1 | 2-795MCM | 163338 | 1354848 | 1518186 | 0 | 0 | 0 | 0 | 0 | 0 | 0 | 0 | 0 | 0 | 0 | 0 | 0 | 0 | 0 | 0 | 0 | 0 | 0 | 0 | 12
NO |  | 22 | 2011 | 1 | 30 | 30 |  | MARKSVILLE SUB | BEAVER CREEK (L159) | 138 | 230 | WP-HF | 30.08 | 2.74 | 1 | 1-336MCM | 169636 | 1839570 | 2009206 | 0 | 0 | 0 | 0 | 0 | 0 | 0 | 0 | 0 | 0 | 0 | 0 | 0 | 0 | 0 | 0 | 0 | 0 | 0 | 0 | 12
NO |  | 22 | 2011 | 1 | 31 | 31 |  | COCODRIE | VILLE PLATTE (L160) | 230 | 230 | WP-HF | 11.34 | 0 | 1 | 2-795MCM | 224604 | 2984509 | 3209113 | 0 | 0 | 0 | 0 | 0 | 0 | 0 | 0 | 0 | 0 | 0 | 0 | 0 | 0 | 0 | 0 | 0 | 0 | 0 | 0 | 12
NO |  | 22 | 2011 | 1 | 32 | 32 |  | MONTGOMERY (LP&L) | CLARENCE SUB (L161) | 230 | 230 | AL-LHF | 5.75 | 0 | 1 | 1-795MCM | 25896 | 212993 | 238889 | 0 | 0 | 0 | 0 | 0 | 0 | 0 | 0 | 0 | 0 | 0 | 0 | 0 | 0 | 0 | 0 | 0 | 0 | 0 | 0 | 12
NO |  | 22 | 2011 | 1 | 33 | 33 |  | COLFAX SUB | MONTGOMERY(LP&L) (L162) | 230 | 230 | AL-LSPG | 10.84 | 0 | 1 | 1-795MCM | 0 | 2610961 | 2610961 | 0 | 0 | 0 | 0 | 0 | 0 | 0 | 0 | 0 | 0 | 0 | 0 | 0 | 0 | 0 | 0 | 0 | 0 | 0 | 0 | 12
SI/NO | A | 22 | 2011 | 1 | 34 | 34 |  | GUIDRY ST | SOUTH PARK (L163) | 69 | 69 | WP-SP | 3.3 | 0 | 1 | 1-336MCM | 0 | 203734 | 203734 | 0 | 0 | 0 | 4819.0626 | 0 | 0 | 0 | 0 | 0 | 0 | 0 | 0 | 0 | 0 | 0 | 0 | 0 | 0 | 0 | 0 | 12
NO |  | 22 | 2011 | 1 | 35 | 35 |  | RODEMACHER STATION | COLFAX (L164) | 230 | 230 | AL-LSPG | 10.61 | 0 | 1 | 1-795MCM | 353394 | 3045785 | 3399179 | 0 | 0 | 0 | 0 | 0 | 0 | 0 | 0 | 0 | 0 | 0 | 0 | 0 | 0 | 0 | 0 | 0 | 0 | 0 | 0 | 12
NO |  | 22 | 2011 | 2 | 1 | 1 |  | RODEMACHER STATION | EAST LEESVILLE SUB (L165) | 230 | 230 | AL-LSPG | 38.28 | 0 | 1 | 1-795MCM | 298426 | 1948953 | 2247379 | 0 | 0 | 0 | 0 | 0 | 0 | 0 | 0 | 0 | 0 | 0 | 0 | 0 | 0 | 0 | 0 | 0 | 0 | 0 | 0 | 12
NO |  | 22 | 2011 | 2 | 2 | 2 |  | PENTON RD SUB | NELSON(GSU) (L166) | 230 | 230 | WP-HF | 2.92 | 0 | 1 | 1-795MCM | 17251 | 178513 | 195764 | 0 | 0 | 0 | 0 | 0 | 0 | 0 | 0 | 0 | 0 | 0 | 0 | 0 | 0 | 0 | 0 | 0 | 0 | 0 | 0 | 12
NO |  | 22 | 2011 | 2 | 3 | 3 |  | PENTON RD SUB | COOPER SWITCH (L167) | 230 | 230 | WP-HF | 32.16 | 4.94 | 1 | 1-795MCM | 128008 | 2062362 | 2190370 | 0 | 0 | 0 | 0 | 0 | 0 | 0 | 0 | 0 | 0 | 0 | 0 | 0 | 0 | 0 | 0 | 0 | 0 | 0 | 0 | 12
NO |  | 22 | 2011 | 2 | 4 | 4 |  | COOPER SWITCH | NEWTON(ENTERGY) (L168) | 138 | 138 | WP-HF | 15.12 | 4.94 | 1 | 1-336MCM | 494691 | 1463017 | 1957708 | 0 | 0 | 0 | 0 | 0 | 0 | 0 | 0 | 0 | 0 | 0 | 0 | 0 | 0 | 0 | 0 | 0 | 0 | 0 | 0 | 12
NO |  | 22 | 2011 | 2 | 5 | 5 |  | RAMOS SUB | SLECA(CAJUN) (L169) | 138 | 230 | ST-SP | 0.07 | 0 | 1 | 1-795MCM | 782 | 2039 | 2821 | 0 | 0 | 0 | 0 | 0 | 0 | 0 | 0 | 0 | 0 | 0 | 0 | 0 | 0 | 0 | 0 | 0 | 0 | 0 | 0 | 12
NO |  | 22 | 2011 | 2 | 6 | 6 |  | JULIEN TAP | JULIEN (L170) | 138 | 138 | WP-SP | 1.48 | 0 | 1 | 1-336MCM | 68307 | 186812 | 255119 | 0 | 0 | 0 | 0 | 0 | 0 | 0 | 0 | 0 | 0 | 0 | 0 | 0 | 0 | 0 | 0 | 0 | 0 | 0 | 0 | 12
NO |  | 22 | 2011 | 2 | 7 | 7 |  | BERWICK TAP | BERWICK | 138 | 138 | WP-HP | 0.12 | 0 | 1 |  | 0 | 0 | 0 | 0 | 0 | 0 | 0 | 0 | 0 | 0 | 0 | 0 | 0 | 0 | 0 | 0 | 0 | 0 | 0 | 0 | 0 | 0 | 0 | 12
NO |  | 22 | 2011 | 2 | 8 | 8 |  | RODEMACHER STATION | SHERWOOD SUB (L172) | 230 | 230 | ST-LSPG | 16.17 | 0 | 1 | 2-795MCM | 808021 | 3029609 | 3837630 | 0 | 0 | 0 | 0 | 0 | 0 | 0 | 0 | 0 | 0 | 0 | 0 | 0 | 0 | 0 | 0 | 0 | 0 | 0 | 0 | 12
NO |  | 22 | 2011 | 2 | 9 | 9 |  | DOLET | CARROLL | 230 | 230 | ST-LSPG | 12.72 | 0 | 1 | 2-795ASCR | 434247 | 2962557 | 3396804 | 0 | 0 | 0 | 0 | 0 | 0 | 0 | 0 | 0 | 0 | 0 | 0 | 0 | 0 | 0 | 0 | 0 | 0 | 0 | 0 | 12
NO |  | 22 | 2011 | 2 | 10 | 10 |  | DOLET | DOLET MINE (L174) | 230 | 230 | ST-SP | 0.96 | 0 | 1 | 1-795ASCR | 51838 | 179171 | 231009 | 0 | 0 | 0 | 0 | 0 | 0 | 0 | 0 | 0 | 0 | 0 | 0 | 0 | 0 | 0 | 0 | 0 | 0 | 0 | 0 | 12
NO |  | 22 | 2011 | 2 | 11 | 11 |  | DOLET | MANSFIELD COMPRESSOR | 230 | 230 | ST-HF | 17.13 | 0 | 1 | 2-795ASCR | 498642 | 6567822 | 7066464 | 0 | 0 | 0 | 0 | 0 | 0 | 0 | 0 | 0 | 0 | 0 | 0 | 0 | 0 | 0 | 0 | 0 | 0 | 0 | 0 | 12
NO |  | 22 | 2011 | 2 | 12 | 12 |  | VILLE PLATTE | WEST FORK (L176) | 230 | 230 | ST-HF | 15.32 | 0 | 1 | 2-795 | 898184 | 3781233 | 4679417 | 0 | 0 | 0 | 0 | 0 | 0 | 0 | 0 | 0 | 0 | 0 | 0 | 0 | 0 | 0 | 0 | 0 | 0 | 0 | 0 | 12
NO |  | 22 | 2011 | 2 | 13 | 13 |  | PATOUTVILLE | HOPKINS (L177) | 138 | 138 | WP-HF | 10.65 | 0 | 1 | 2-336MCM | 0 | 1396491 | 1396491 | 0 | 0 | 0 | 0 | 0 | 0 | 0 | 0 | 0 | 0 | 0 | 0 | 0 | 0 | 0 | 0 | 0 | 0 | 0 | 0 | 12
NO |  | 22 | 2011 | 2 | 14 | 14 |  | TOLEDO(HARTBURG) | COUSHATTA(MT OLIVE) (L178) | 500 | 500 | ST-LSS | 63.9 | 0 | 1 | 3-1024MCM | 17251 | 6151064 | 6168315 | 0 | 0 | 0 | 0 | 0 | 0 | 0 | 0 | 0 | 0 | 0 | 0 | 0 | 0 | 0 | 0 | 0 | 0 | 0 | 0 | 12
NO |  | 22 | 2011 | 2 | 15 | 15 |  | RICHARD SUB | WELLS | 500 | 500 | ST-LSS | 3.09 | 0 | 1 | 3-1024MCM | 31419 | 525774 | 557193 | 0 | 0 | 0 | 0 | 0 | 0 | 0 | 0 | 0 | 0 | 0 | 0 | 0 | 0 | 0 | 0 | 0 | 0 | 0 | 0 | 12
SI/NO | A | 22 | 2011 | 2 | 16 | 16 |  | NICKERSON SUB | BREAUX BRIDGE (L180) | 69 | 69 | WP-SP | 6.07 | 0 | 1 | 1-1/0ACSR | 40846 | 534133 | 574979 | 0 | 0 | 0 | 13600.3798 | 0 | 0 | 0 | 0 | 0 | 0 | 0 | 0 | 0 | 0 | 0 | 0 | 0 | 0 | 0 | 0 | 12
NO |  | 22 | 2011 | 2 | 17 | 17 |  | RAPIDES | TWIN BRIDGES SUB (L181) | 230 | 230 | ST-SP | 7.3 | 1.59 | 1 | 1-1272MCM | 1293127 | 3207199 | 4500326 | 0 | 0 | 0 | 0 | 0 | 0 | 0 | 0 | 0 | 0 | 0 | 0 | 0 | 0 | 0 | 0 | 0 | 0 | 0 | 0 | 12
NO |  | 22 | 2011 | 2 | 18 | 18 |  | CROWLEY TAP | EAST CROWLEY | 0 | 0 |  | 0 | 0 | 0 |  | 0 | 0 | 0 | 0 | 0 | 0 | 0 | 0 | 0 | 0 | 0 | 0 | 0 | 0 | 0 | 0 | 0 | 0 | 0 | 0 | 0 | 0 | 0 | 12
NO |  | 22 | 2011 | 2 | 19 | 19 |  | RODEMACHER | SIEPER | 230 | 230 | ST-HF | 34.97 | 0 | 1 | 2-795 | 818320 | 8852199 | 9670519 | 0 | 0 | 0 | 0 | 0 | 0 | 0 | 0 | 0 | 0 | 0 | 0 | 0 | 0 | 0 | 0 | 0 | 0 | 0 | 0 | 12
NO |  | 22 | 2011 | 2 | 20 | 20 |  | COCORIE | ASHMORE ROAD | 230 | 230 | ST-HF | 24.16 | 0 | 1 | 2-795 ACSR | 289169 | 5701475 | 5990644 | 0 | 0 | 0 | 0 | 0 | 0 | 0 | 0 | 0 | 0 | 0 | 0 | 0 | 0 | 0 | 0 | 0 | 0 | 0 | 0 | 12
SI/NO | A | 22 | 2011 | 2 | 21 | 21 |  | DARNELL TAP | DARNELL ROAD (L185) | 35 | 35 | WP-HF | 2.08 | 0 | 1 | I-4/0 | 782 | 148083 | 148865 | 0 | 0 | 0 | 3521.2078 | 0 | 0 | 0 | 0 | 0 | 0 | 0 | 0 | 0 | 0 | 0 | 0 | 0 | 0 | 0 | 0 | 12
NO |  | 22 | 2011 | 2 | 22 | 22 |  | COUGHLIN STATION | SHADY OAKS SUB (L186) | 138 | 138 | WP-HF | 32.63 | 0 | 1 | 1-336MCM | 0 | 1859233 | 1859233 | 0 | 0 | 0 | 0 | 0 | 0 | 0 | 0 | 0 | 0 | 0 | 0 | 0 | 0 | 0 | 0 | 0 | 0 | 0 | 0 | 12
NO |  | 22 | 2011 | 2 | 23 | 23 |  | SHADY OAKS SUB | BEAVER CREEK (L187) | 138 | 230 | WP-HF | 7.53 | 2.74 | 1 | 2-336MCM | 79299 | 538394 | 617693 | 0 | 0 | 0 | 0 | 0 | 0 | 0 | 0 | 0 | 0 | 0 | 0 | 0 | 0 | 0 | 0 | 0 | 0 | 0 | 0 | 12
NO |  | 22 | 2011 | 2 | 24 | 24 |  | PINEVILLE KRAFT TAP | PINEVILLE KRAFT SUB (L188) | 138 | 138 | WP-HF | 0.29 | 0 | 1 | 1-336MCM | 0 | 57221 | 57221 | 0 | 0 | 0 | 0 | 0 | 0 | 0 | 0 | 0 | 0 | 0 | 0 | 0 | 0 | 0 | 0 | 0 | 0 | 0 | 0 | 12
SI/NO | A | 22 | 2011 | 2 | 25 | 25 |  | BREAUX BRIDGE | GSU TIE (L189) | 69 | 69 | WP-SP | 1.57 | 0 | 1 | 1-336 | 96412 | 376340 | 472752 | 0 | 0 | 0 | 11182.3332 | 0 | 0 | 0 | 0 | 0 | 0 | 0 | 0 | 0 | 0 | 0 | 0 | 0 | 0 | 0 | 0 | 12
NO |  | 22 | 2011 | 2 | 26 | 26 |  | FRONT ST SUB | MICHOUD(ENTERGY) (L190) | 230 | 230 | ST-SP | 3.32 | 0 | 1 | 1-1780 | 0 | 1378596 | 1378596 | 0 | 0 | 0 | 0 | 0 | 0 | 0 | 0 | 0 | 0 | 0 | 0 | 0 | 0 | 0 | 0 | 0 | 0 | 0 | 0 | 12
NO |  | 22 | 2011 | 2 | 27 | 27 |  | BAYOU RAPIDES | TWIN BRIDGES | 138 | 0 |  | 0 | 0 | 0 |  | 0 | 0 | 0 | 0 | 0 | 0 | 0 | 0 | 0 | 0 | 0 | 0 | 0 | 0 | 0 | 0 | 0 | 0 | 0 | 0 | 0 | 0 | 0 | 12
NO |  | 22 | 2011 | 2 | 28 | 28 |  | VEAZIE SUB | GUIDRY (L192) | 138 | 138 | WP-SP | 1.07 | 0 | 1 | 1-336ACSR | 12112 | 279362 | 291474 | 0 | 0 | 0 | 0 | 0 | 0 | 0 | 0 | 0 | 0 | 0 | 0 | 0 | 0 | 0 | 0 | 0 | 0 | 0 | 0 | 12
NO |  | 22 | 2011 | 2 | 29 | 29 |  | GUIDRY | WEST FORK (L193) | 138 | 138 | ST-SP | 2.15 | 0 | 1 | 1-336 ACSR | 224410 | 1237698 | 1462108 | 0 | 0 | 0 | 0 | 0 | 0 | 0 | 0 | 0 | 0 | 0 | 0 | 0 | 0 | 0 | 0 | 0 | 0 | 0 | 0 | 12
NO |  | 22 | 2011 | 2 | 30 | 30 |  | WEST FORK | WELLS (L194) | 230 | 230 | SP-HF | 6.42 | 0 | 1 | 2-795 ACSR | 1255393 | 5911803 | 7167196 | 0 | 0 | 0 | 0 | 0 | 0 | 0 | 0 | 0 | 0 | 0 | 0 | 0 | 0 | 0 | 0 | 0 | 0 | 0 | 0 | 12
NO |  | 22 | 2011 | 2 | 31 | 31 |  | FRONT ST. | SLIDELL TAP(ENTERGY) (L195) | 230 | 230 | ST-SP | 3.32 | 0 | 1 | 1-1780 | 248153 | 2775066 | 3023219 | 0 | 0 | 0 | 0 | 0 | 0 | 0 | 0 | 0 | 0 | 0 | 0 | 0 | 0 | 0 | 0 | 0 | 0 | 0 | 0 | 12
NO |  | 22 | 2011 | 2 | 32 | 32 |  | BAYOU RAPIDES | HUNTER (CITY OF ALEX) (L197 | 138 | 0 |  | 0 | 0 | 0 |  | 6259 | 13897 | 20156 | 0 | 0 | 0 | 0 | 0 | 0 | 0 | 0 | 0 | 0 | 0 | 0 | 0 | 0 | 0 | 0 | 0 | 0 | 0 | 0 | 12
SI/NO | A | 22 | 2011 | 2 | 33 | 33 |  | GUIDRY | GROULEE (L198) | 69 | 69 | WP-SP | 1.18 | 0 | 1 | 1-336 | 3912 | 32429 | 36341 | 0 | 0 | 0 | 859.5991 | 0 | 0 | 0 | 0 | 0 | 0 | 0 | 0 | 0 | 0 | 0 | 0 | 0 | 0 | 0 | 0 | 12
NO |  | 22 | 2011 | 2 | 34 | 34 |  | COCODRIE | COUGHLINE UNIT 6-1 | 230 | 0 |  | 0 | 0 | 0 |  | 0 | 0 | 0 | 0 | 0 | 0 | 0 | 0 | 0 | 0 | 0 | 0 | 0 | 0 | 0 | 0 | 0 | 0 | 0 | 0 | 0 | 0 | 0 | 12
NO |  | 22 | 2011 | 2 | 35 | 35 |  | RAMSEY SUB | BARKERS CORNER | 230 | 230 | ST-SP | 7.41 | 0 | 1 | 1-1027 | 614 | 789269 | 789883 | 0 | 0 | 0 | 0 | 0 | 0 | 0 | 0 | 0 | 0 | 0 | 0 | 0 | 0 | 0 | 0 | 0 | 0 | 0 | 0 | 12
NO |  | 22 | 2011 | 3 | 1 | 1 |  | IP MANSFIELD | WALLACE LAKE (L203) | 138 | 138 | WP-HF | 3.87 | 0 | 1 | 1-666 ACSR | 0 | 3982352 | 3982352 | 0 | 0 | 0 | 0 | 0 | 0 | 0 | 0 | 0 | 0 | 0 | 0 | 0 | 0 | 0 | 0 | 0 | 0 | 0 | 0 | 12
NO |  | 22 | 2011 | 3 | 2 | 2 |  | CENTENNIAL | DERIDDER (L205) | 138 | 138 | WP-HF | 12.47 | 0 | 1 | 2-336 MCM | 0 | 0 | 0 | 0 | 0 | 0 | 0 | 0 | 0 | 0 | 0 | 0 | 0 | 0 | 0 | 0 | 0 | 0 | 0 | 0 | 0 | 0 | 0 | 12
NO |  | 22 | 2011 | 3 | 3 | 3 |  | OAKDALE | LYLES | 0 | 0 |  | 0 | 0 | 0 |  | 778428 | 7168039 | 7946467 | 0 | 0 | 0 | 0 | 0 | 0 | 0 | 0 | 0 | 0 | 0 | 0 | 0 | 0 | 0 | 0 | 0 | 0 | 0 | 0 | 12
NO |  | 22 | 2011 | 3 | 4 | 4 |  | CANE BAYOU | MANDEVILLE SUB | 230 | 230 | ST-SP | 3.5 | 0 | 1 | 1-1780 | 491324 | 5492417 | 5983741 | 0 | 0 | 0 | 0 | 0 | 0 | 0 | 0 | 0 | 0 | 0 | 0 | 0 | 0 | 0 | 0 | 0 | 0 | 0 | 0 | 12
NO |  | 22 | 2011 | 3 | 5 | 5 |  | CANE BAYOU | MANDEVILLE SUB | 230 | 230 | WP-HF | 4.01 | 0 | 0 | 2-336 MCM | 0 | 0 | 0 | 0 | 0 | 0 | 0 | 0 | 0 | 0 | 0 | 0 | 0 | 0 | 0 | 0 | 0 | 0 | 0 | 0 | 0 | 0 | 0 | 12
NO |  | 22 | 2011 | 3 | 6 | 6 |  | WAX LAKE SUB | EL PASO | 138 | 138 | WP-HF | 1.53 | 0 | 1 | 2-336 ACSR | 0 | 60820 | 60820 | 0 | 0 | 0 | 0 | 0 | 0 | 0 | 0 | 0 | 0 | 0 | 0 | 0 | 0 | 0 | 0 | 0 | 0 | 0 | 0 | 12
NO |  | 22 | 2011 | 3 | 7 | 7 |  | WELLS | PONT DE MOUTON (L210) | 230 | 230 | ST-HF | 14.48 | 0 | 1 | 2-795ACSR | 0 | 50281 | 50281 | 0 | 0 | 0 | 0 | 0 | 0 | 0 | 0 | 0 | 0 | 0 | 0 | 0 | 0 | 0 | 0 | 0 | 0 | 0 | 0 | 12
NO |  | 22 | 2011 | 3 | 8 | 8 |  | CANEY | OAKDALE (L211) | 138 | 138 | WP-HF | 1.74 | 0 | 1 | 2-336 MCM | 0 | 1070764 | 1070764 | 0 | 0 | 0 | 0 | 0 | 0 | 0 | 0 | 0 | 0 | 0 | 0 | 0 | 0 | 0 | 0 | 0 | 0 | 0 | 0 | 12
NO |  | 22 | 2011 | 3 | 9 | 9 |  | CANEY | OAKDALE (L211) | 138 | 138 | ST-SP | 0.51 | 0 | 0 | 2-336 MCM | 0 | 0 | 0 | 0 | 0 | 0 | 0 | 0 | 0 | 0 | 0 | 0 | 0 | 0 | 0 | 0 | 0 | 0 | 0 | 0 | 0 | 0 | 0 | 12
NO |  | 22 | 2011 | 3 | 10 | 10 |  | RORK | SELLERS ROAD | 230 | 230 | ST-SP | 30.39 | 0 | 1 | 2-795 | 2206512 | 20444453 | 22650965 | 0 | 0 | 0 | 0 | 0 | 0 | 0 | 0 | 0 | 0 | 0 | 0 | 0 | 0 | 0 | 0 | 0 | 0 | 0 | 0 | 12
NO |  | 22 | 2011 | 3 | 11 | 11 |  | SELLERS ROAD | SEGURA | 230 | 230 | ST-SP | 16.81 | 0 | 1 | 2-795 | 2854352 | 12165011 | 15019363 | 0 | 0 | 0 | 0 | 0 | 0 | 0 | 0 | 0 | 0 | 0 | 0 | 0 | 0 | 0 | 0 | 0 | 0 | 0 | 0 | 12
NO |  | 22 | 2011 | 3 | 12 | 12 |  | SEGURA SUB | MORIL (ENTERGY) | 138 | 138 | WP-HF | 0.59 | 0 | 1 | 2-795 ACSR | 3533 | 952177 | 955710 | 0 | 0 | 0 | 0 | 0 | 0 | 0 | 0 | 0 | 0 | 0 | 0 | 0 | 0 | 0 | 0 | 0 | 0 | 0 | 0 | 12
NO |  | 22 | 2011 | 3 | 13 | 13 |  | SEGURA SUB | YOUNGSVILLE | 138 | 138 | WP-HF | 12.02 | 0 | 1 | 2-336 MCM | 0 | 135119 | 135119 | 0 | 0 | 0 | 0 | 0 | 0 | 0 | 0 | 0 | 0 | 0 | 0 | 0 | 0 | 0 | 0 | 0 | 0 | 0 | 0 | 12
NO |  | 22 | 2011 | 3 | 14 | 14 |  | YOUNGSVILLE | FLANDERS RD | 138 | 138 | WP-HF | 5.16 | 0 | 1 | 2-336 | 0 | 0 | 0 | 0 | 0 | 0 | 0 | 0 | 0 | 0 | 0 | 0 | 0 | 0 | 0 | 0 | 0 | 0 | 0 | 0 | 0 | 0 | 0 | 12
NO |  | 22 | 2011 | 3 | 15 | 15 |  | YOUNGSVILLE | FLANDERS RD | 138 | 138 | ST-1P | 3.12 | 0 | 0 | 1-954 | 0 | 0 | 0 | 0 | 0 | 0 | 0 | 0 | 0 | 0 | 0 | 0 | 0 | 0 | 0 | 0 | 0 | 0 | 0 | 0 | 0 | 0 | 0 | 12
NO |  | 22 | 2011 | 3 | 16 | 16 |  | PINE PRARIE | PINE PRAIRIE ENERGY CENTER | 138 | 138 |  | 2.22 | 0 | 1 | 1-336 | 278573 | 973836 | 1252409 | 0 | 0 | 0 | 0 | 0 | 0 | 0 | 0 | 0 | 0 | 0 | 0 | 0 | 0 | 0 | 0 | 0 | 0 | 0 | 0 | 12
NO |  | 22 | 2011 | 3 | 17 | 17 |  | McADAMS | ATTALA | 500 | 500 |  | 0.2 | 0 | 0 |  | 0 | 0 | 0 | 0 | 0 | 0 | 0 | 0 | 0 | 0 | 0 | 0 | 0 | 0 | 0 | 0 | 0 | 0 | 0 | 0 | 0 | 0 | 0 | 12
NO |  | 22 | 2011 | 3 | 18 | 18 |  | PERRYVILLE PLANT | PERRYVILLE ENTERGY | 500 | 500 |  | 0.15 | 0 | 0 |  | 0 | 0 | 0 | 0 | 0 | 0 | 0 | 0 | 0 | 0 | 0 | 0 | 0 | 0 | 0 | 0 | 0 | 0 | 0 | 0 | 0 | 0 | 0 | 12
NO |  | 22 | 2011 | 3 | 19 | 19 |  | BARKERS CORNER | BOGALUSA | 230 | 230 | ST-SP | 0.07 | 0 | 1 | 1-1033 | 188620 | 486807 | 675427 | 0 | 0 | 0 | 0 | 0 | 0 | 0 | 0 | 0 | 0 | 0 | 0 | 0 | 0 | 0 | 0 | 0 | 0 | 0 | 0 | 12
NO |  | 22 | 2011 | 3 | 20 | 20 |  | BARKERS CORNER | BOGALUSA | 230 | 230 | ST-LSS | 10.59 | 0 | 0 | 1-1027 | 0 | 0 | 0 | 0 | 0 | 0 | 0 | 0 | 0 | 0 | 0 | 0 | 0 | 0 | 0 | 0 | 0 | 0 | 0 | 0 | 0 | 0 | 0 | 12
NO |  | 22 | 2011 | 3 | 21 | 21 |  | MANSFIELD COMPRESSOR | FISHER | 230 | 230 | ST-HF | 25.73 | 0 | 1 | 2-795 ACSR | 0 | 0 | 0 | 0 | 0 | 0 | 0 | 0 | 0 | 0 | 0 | 0 | 0 | 0 | 0 | 0 | 0 | 0 | 0 | 0 | 0 | 0 | 0 | 12
NO |  | 22 | 2011 | 3 | 22 | 22 |  | MANSFIELD COMPRESSOR | FISHER | 230 | 230 | ST-SP | 1.36 | 0 | 0 | 2-795 ACSR | 0 | 0 | 0 | 0 | 0 | 0 | 0 | 0 | 0 | 0 | 0 | 0 | 0 | 0 | 0 | 0 | 0 | 0 | 0 | 0 | 0 | 0 | 0 | 12
NO |  | 22 | 2011 | 3 | 23 | 23 |  | PINE PRAIRIE | CANEY | 138 | 138 | WP-HF | 11.68 | 0 | 1 | 2-336 MCM | 0 | 1425874 | 1425874 | 0 | 0 | 0 | 0 | 0 | 0 | 0 | 0 | 0 | 0 | 0 | 0 | 0 | 0 | 0 | 0 | 0 | 0 | 0 | 0 | 12
NO |  | 22 | 2011 | 3 | 24 | 24 |  | SUSTATION LAND |  | 0 | 0 |  | 0 | 0 | 0 |  | 5393241 | 0 | 5393241 | 0 | 0 | 0 | 0 | 0 | 0 | 0 | 0 | 0 | 0 | 0 | 0 | 0 | 0 | 0 | 0 | 0 | 0 | 0 | 0 | 12
NO |  | 22 | 2011 | 0 | 36 | 36 |  | TOTAL |  | 0 | 0 |  | 1233.68 | 65.56 | 110 |  | 29923230 | 226324046 | 256247276 | 0 | 0 | 0 | 0 | 0 | 0 | 0 | 0 | 0 | 0 | 0 | 0 | 0 | 0 | 0 | 0 | 0 | 0 | 0 | 0 | 12
NO |  | 45 | 2011 | 0 | 1 | 1 |  | Antioch Tie | Appalachian Power | 525 | 525 | Tower | 27.67 | 0 | 1 | 2515 | 0 | 0 | 0 | 0 | 0 | 0 | 0 | 0 | 0 | 0 | 0 | 0 | 0 | 0 | 610450926 | 610450927 | 0 | 0 | 0 | 0 | 0 | 0 | 0 | 12
NO |  | 45 | 2011 | 0 | 2 | 2 |  | Cliffside Steam Sta #6 | McGuire SW | 525 | 525 | Tower | 48.98 | 0 | 1 | 2515 | 0 | 0 | 0 | 0 | 0 | 0 | 0 | 0 | 0 | 0 | 0 | 0 | 0 | 0 | 0 | 0 | 0 | 0 | 0 | 0 | 0 | 0 | 0 | 12
NO |  | 45 | 2011 | 0 | 3 | 3 |  | Cliffside Stm | Cliffside SW | 525 | 525 | Tower & Pole | 1.14 | 0 | 1 | 2515 | 0 | 0 | 0 | 0 | 0 | 0 | 0 | 0 | 0 | 0 | 0 | 0 | 0 | 0 | 0 | 0 | 0 | 0 | 0 | 0 | 0 | 0 | 0 | 12
NO |  | 45 | 2011 | 0 | 4 | 4 |  | Jocassee Tie | Bad Creek HYD | 525 | 525 | Tower | 9.25 | 0 | 1 | 2515 | 0 | 0 | 0 | 0 | 0 | 0 | 0 | 0 | 0 | 0 | 0 | 0 | 0 | 0 | 0 | 0 | 0 | 0 | 0 | 0 | 0 | 0 | 0 | 12
NO |  | 45 | 2011 | 0 | 5 | 5 |  | Jocassee Tie | Cliffside Tie | 525 | 525 | Tower | 71.01 | 0 | 1 | 2515 | 0 | 0 | 0 | 0 | 0 | 0 | 0 | 0 | 0 | 0 | 0 | 0 | 0 | 0 | 0 | 0 | 0 | 0 | 0 | 0 | 0 | 0 | 0 | 12
NO |  | 45 | 2011 | 0 | 6 | 6 |  | McGuire SW | Antioch Tie | 525 | 525 | Tower | 54.4 | 0 | 1 | 2515 | 0 | 0 | 0 | 0 | 0 | 0 | 0 | 0 | 0 | 0 | 0 | 0 | 0 | 0 | 0 | 0 | 0 | 0 | 0 | 0 | 0 | 0 | 0 | 12
NO |  | 45 | 2011 | 0 | 7 | 7 |  | MCGuire SW | Woodleaf Switching | 525 | 525 | Tower | 29.95 | 0 | 1 | 2515 | 0 | 0 | 0 | 0 | 0 | 0 | 0 | 0 | 0 | 0 | 0 | 0 | 0 | 0 | 0 | 0 | 0 | 0 | 0 | 0 | 0 | 0 | 0 | 12
NO |  | 45 | 2011 | 0 | 8 | 8 |  | Newport Tie | Progress Energy Rockingham | 525 | 525 | Tower | 48.66 | 0 | 1 | 2515 | 0 | 0 | 0 | 0 | 0 | 0 | 0 | 0 | 0 | 0 | 0 | 0 | 0 | 0 | 0 | 0 | 0 | 0 | 0 | 0 | 0 | 0 | 0 | 12
NO |  | 45 | 2011 | 0 | 9 | 9 |  | Newport Tie | McGuire Switching | 525 | 525 | Tower & Pole | 32.24 | 0 | 1 | 2515 | 0 | 0 | 0 | 0 | 0 | 0 | 0 | 0 | 0 | 0 | 0 | 0 | 0 | 0 | 0 | 0 | 0 | 0 | 0 | 0 | 0 | 0 | 0 | 12
NO |  | 45 | 2011 | 0 | 10 | 10 |  | Oconee Nuclear | Newport Tie | 525 | 525 | Tower | 108.12 | 0 | 1 | 2515 | 0 | 0 | 0 | 0 | 0 | 0 | 0 | 0 | 0 | 0 | 0 | 0 | 0 | 0 | 0 | 0 | 0 | 0 | 0 | 0 | 0 | 0 | 0 | 12
NO |  | 45 | 2011 | 0 | 11 | 11 |  | Oconee Nuclear | South Hall | 525 | 525 | Tower & Pole | 22.5 | 0 | 1 | 2515 | 0 | 0 | 0 | 0 | 0 | 0 | 0 | 0 | 0 | 0 | 0 | 0 | 0 | 0 | 0 | 0 | 0 | 0 | 0 | 0 | 0 | 0 | 0 | 12
NO |  | 45 | 2011 | 0 | 12 | 12 |  | Oconee Nuclear | Jocassee Tie | 525 | 525 | Tower | 20.9 | 0 | 1 | 2515 | 0 | 0 | 0 | 0 | 0 | 0 | 0 | 0 | 0 | 0 | 0 | 0 | 0 | 0 | 0 | 0 | 0 | 0 | 0 | 0 | 0 | 0 | 0 | 12
NO |  | 45 | 2011 | 0 | 13 | 13 |  | Pleasant Garden Tie | Parkwood Tie | 525 | 525 | Tower | 49.65 | 0 | 1 | 2515 | 0 | 0 | 0 | 0 | 0 | 0 | 0 | 0 | 0 | 0 | 0 | 0 | 0 | 0 | 0 | 0 | 0 | 0 | 0 | 0 | 0 | 0 | 0 | 12
NO |  | 45 | 2011 | 0 | 14 | 14 |  | Woodleaf Switching | Pleasant Garden Tie | 525 | 525 | Tower | 53.07 | 0 | 1 | 2515 | 0 | 0 | 0 | 0 | 0 | 0 | 0 | 0 | 0 | 0 | 0 | 0 | 0 | 0 | 0 | 0 | 0 | 0 | 0 | 0 | 0 | 0 | 0 | 12
NO |  | 45 | 2011 | 0 | 15 | 15 |  |  |  | 0 | 0 |  | 0 | 0 | 0 |  | 20646377 | 106916895 | 127563272 | 0 | 0 | 0 | 0 | 0 | 0 | 0 | 0 | 0 | 0 | 0 | 0 | 0 | 0 | 0 | 0 | 0 | 0 | 0 | 0 | 12
NO |  | 45 | 2011 | 0 | 16 | 16 |  | TOTAL 525 KV LINES |  | 0 | 0 |  | 577.54 | 0 | 14 |  | 20646377 | 106916895 | 127563272 | 0 | 0 | 0 | 0 | 0 | 0 | 0 | 0 | 0 | 0 | 0 | 0 | 0 | 0 | 0 | 0 | 0 | 0 | 0 | 0 | 12
NO |  | 45 | 2011 | 0 | 18 | 18 |  | Allen Steam | Catawba Nuclear | 230 | 230 | Tower | 10.86 | 0 | 2 | 1272 | 0 | 0 | 0 | 0 | 0 | 0 | 0 | 0 | 0 | 0 | 0 | 0 | 0 | 0 | 0 | 0 | 0 | 0 | 0 | 0 | 0 | 0 | 0 | 12
NO |  | 45 | 2011 | 0 | 19 | 19 |  | Allen Steam | Riverbend Steam | 230 | 230 | Tower | 12.49 | 0 | 2 | 1272 | 0 | 0 | 0 | 0 | 0 | 0 | 0 | 0 | 0 | 0 | 0 | 0 | 0 | 0 | 0 | 0 | 0 | 0 | 0 | 0 | 0 | 0 | 0 | 12
NO |  | 45 | 2011 | 0 | 20 | 20 |  | Allen Steam | Winecoff Tie | 230 | 230 | Tower | 32.22 | 0 | 2 | 954 & 1272 | 0 | 0 | 0 | 0 | 0 | 0 | 0 | 0 | 0 | 0 | 0 | 0 | 0 | 0 | 0 | 0 | 0 | 0 | 0 | 0 | 0 | 0 | 0 | 12
NO |  | 45 | 2011 | 0 | 21 | 21 |  | Allen Steam | Woodlawn Tie | 230 | 230 | Tower & Pole | 8.44 | 0 | 2 | 2156 | 0 | 0 | 0 | 0 | 0 | 0 | 0 | 0 | 0 | 0 | 0 | 0 | 0 | 0 | 0 | 0 | 0 | 0 | 0 | 0 | 0 | 0 | 0 | 12
NO |  | 45 | 2011 | 0 | 22 | 22 |  | Anderson Tie | Hodges Tie | 230 | 230 | Tower | 25.79 | 0 | 2 | 954 | 0 | 0 | 0 | 0 | 0 | 0 | 0 | 0 | 0 | 0 | 0 | 0 | 0 | 0 | 0 | 0 | 0 | 0 | 0 | 0 | 0 | 0 | 0 | 12
NO |  | 45 | 2011 | 0 | 23 | 23 |  | Antioch Tie | Wilkes Tie | 230 | 230 | Tower | 4.3 | 0 | 2 | 954 | 0 | 0 | 0 | 0 | 0 | 0 | 0 | 0 | 0 | 0 | 0 | 0 | 0 | 0 | 0 | 0 | 0 | 0 | 0 | 0 | 0 | 0 | 0 | 12
NO |  | 45 | 2011 | 0 | 24 | 24 |  | Beckerdite Tie | Belews Creek Steam | 230 | 230 | Tower | 24.6 | 0 | 2 | 2156 | 0 | 0 | 0 | 0 | 0 | 0 | 0 | 0 | 0 | 0 | 0 | 0 | 0 | 0 | 0 | 0 | 0 | 0 | 0 | 0 | 0 | 0 | 0 | 12
NO |  | 45 | 2011 | 0 | 25 | 25 |  | Beckerdite Tie | Pleasant Garden Tie | 230 | 230 | Tower | 28.48 | 0 | 2 | 954 | 0 | 0 | 0 | 0 | 0 | 0 | 0 | 0 | 0 | 0 | 0 | 0 | 0 | 0 | 0 | 0 | 0 | 0 | 0 | 0 | 0 | 0 | 0 | 12
NO |  | 45 | 2011 | 0 | 26 | 26 |  | Belews Creek Steam | Ernest Switching Station | 230 | 230 | Tower | 13.71 | 0 | 2 | 1272 | 0 | 0 | 0 | 0 | 0 | 0 | 0 | 0 | 0 | 0 | 0 | 0 | 0 | 0 | 0 | 0 | 0 | 0 | 0 | 0 | 0 | 0 | 0 | 12
NO |  | 45 | 2011 | 0 | 27 | 27 |  | Belews Creek Steam | North Greensboro Tie | 230 | 230 | Tower | 21.65 | 0 | 2 | 2156 | 0 | 0 | 0 | 0 | 0 | 0 | 0 | 0 | 0 | 0 | 0 | 0 | 0 | 0 | 0 | 0 | 0 | 0 | 0 | 0 | 0 | 0 | 0 | 12
NO |  | 45 | 2011 | 0 | 28 | 28 |  | Belews Creek Steam | Pleasant Garden Tie | 230 | 230 | Tower & Pole | 38.74 | 0 | 2 | 2156 | 0 | 0 | 0 | 0 | 0 | 0 | 0 | 0 | 0 | 0 | 0 | 0 | 0 | 0 | 0 | 0 | 0 | 0 | 0 | 0 | 0 | 0 | 0 | 12
NO |  | 45 | 2011 | 0 | 29 | 29 |  | Belews Creek Steam | Rural Hall Tie | 230 | 230 | Tower | 18.32 | 0 | 2 | 2156 | 0 | 0 | 0 | 0 | 0 | 0 | 0 | 0 | 0 | 0 | 0 | 0 | 0 | 0 | 0 | 0 | 0 | 0 | 0 | 0 | 0 | 0 | 0 | 12
NO |  | 45 | 2011 | 0 | 30 | 30 |  | Bobwhite Switching | North Greensboro Tie | 230 | 230 | Tower | 3.83 | 0 | 2 | 2156 | 0 | 0 | 0 | 0 | 0 | 0 | 0 | 0 | 0 | 0 | 0 | 0 | 0 | 0 | 0 | 0 | 0 | 0 | 0 | 0 | 0 | 0 | 0 | 12
NO |  | 45 | 2011 | 0 | 31 | 31 |  | Buck Tie | Beckerdite Tie | 230 | 230 | Tower | 23.63 | 0 | 2 | 954 | 0 | 0 | 0 | 0 | 0 | 0 | 0 | 0 | 0 | 0 | 0 | 0 | 0 | 0 | 0 | 0 | 0 | 0 | 0 | 0 | 0 | 0 | 0 | 12
NO |  | 45 | 2011 | 0 | 32 | 32 |  | Catawba Nuclear | Newport Tie | 230 | 230 | Tower & Pole | 10.36 | 0 | 4 | 1272 | 0 | 0 | 0 | 0 | 0 | 0 | 0 | 0 | 0 | 0 | 0 | 0 | 0 | 0 | 0 | 0 | 0 | 0 | 0 | 0 | 0 | 0 | 0 | 12
NO |  | 45 | 2011 | 0 | 33 | 33 |  | Catawba Nuclear | Pacolet Tie | 230 | 230 | Tower | 41.26 | 0 | 2 | 954 | 0 | 0 | 0 | 0 | 0 | 0 | 0 | 0 | 0 | 0 | 0 | 0 | 0 | 0 | 0 | 0 | 0 | 0 | 0 | 0 | 0 | 0 | 0 | 12
NO |  | 45 | 2011 | 0 | 34 | 34 |  | Catawba Nuclear | Peacock Tie | 230 | 230 | Tower | 14.85 | 0 | 2 | 1272 | 0 | 0 | 0 | 0 | 0 | 0 | 0 | 0 | 0 | 0 | 0 | 0 | 0 | 0 | 0 | 0 | 0 | 0 | 0 | 0 | 0 | 0 | 0 | 12
NO |  | 45 | 2011 | 0 | 35 | 35 |  | Catawba Nuclear | Ripp Switching Station | 230 | 230 | Tower | 24.44 | 0 | 2 | 1272 | 0 | 0 | 0 | 0 | 0 | 0 | 0 | 0 | 0 | 0 | 0 | 0 | 0 | 0 | 0 | 0 | 0 | 0 | 0 | 0 | 0 | 0 | 0 | 12
NO |  | 45 | 2011 | 1 | 1 | 1 |  | Central Tie | Anderson Tie | 230 | 230 | Tower | 23.12 | 0 | 2 | 954 | 0 | 0 | 0 | 0 | 0 | 0 | 0 | 0 | 0 | 0 | 0 | 0 | 0 | 0 | 0 | 0 | 0 | 0 | 0 | 0 | 0 | 0 | 0 | 12
NO |  | 45 | 2011 | 1 | 2 | 2 |  | Cliffside Steam | Pacolet Tie | 230 | 230 | Tower | 23.01 | 0 | 2 | 954 | 0 | 0 | 0 | 0 | 0 | 0 | 0 | 0 | 0 | 0 | 0 | 0 | 0 | 0 | 0 | 0 | 0 | 0 | 0 | 0 | 0 | 0 | 0 | 12
NO |  | 45 | 2011 | 1 | 3 | 3 |  | Cliffside Steam | Shelby Tie | 230 | 230 | Tower | 14.08 | 0 | 2 | 954 | 0 | 0 | 0 | 0 | 0 | 0 | 0 | 0 | 0 | 0 | 0 | 0 | 0 | 0 | 0 | 0 | 0 | 0 | 0 | 0 | 0 | 0 | 0 | 12
NO |  | 45 | 2011 | 1 | 4 | 4 |  | Cowans Ford Hydro | McGuire Switching | 230 | 230 | Tower | 1.68 | 0 | 2 | 795 | 0 | 0 | 0 | 0 | 0 | 0 | 0 | 0 | 0 | 0 | 0 | 0 | 0 | 0 | 0 | 0 | 0 | 0 | 0 | 0 | 0 | 0 | 0 | 12
NO |  | 45 | 2011 | 1 | 5 | 5 |  | East Durham Tie | Parkwood Tie | 230 | 230 | Tower | 19.25 | 0 | 2 | 1272 | 0 | 0 | 0 | 0 | 0 | 0 | 0 | 0 | 0 | 0 | 0 | 0 | 0 | 0 | 0 | 0 | 0 | 0 | 0 | 0 | 0 | 0 | 0 | 12
NO |  | 45 | 2011 | 1 | 6 | 6 |  | Eno Tap Bent | Progress Energy (Roxboro) | 230 | 230 | Tower | 13.74 | 0 | 2 | 1272 | 0 | 0 | 0 | 0 | 0 | 0 | 0 | 0 | 0 | 0 | 0 | 0 | 0 | 0 | 0 | 0 | 0 | 0 | 0 | 0 | 0 | 0 | 0 | 12
NO |  | 45 | 2011 | 1 | 7 | 7 |  | Eno Tap Bent | East Durham Tie | 230 | 230 | Tower | 15.78 | 0 | 2 | 1272 | 0 | 0 | 0 | 0 | 0 | 0 | 0 | 0 | 0 | 0 | 0 | 0 | 0 | 0 | 0 | 0 | 0 | 0 | 0 | 0 | 0 | 0 | 0 | 12
NO |  | 45 | 2011 | 1 | 8 | 8 |  | Ernest Switching Station | Sadler Tie | 230 | 230 | Tower | 12.61 | 0 | 2 | 1272 | 0 | 0 | 0 | 0 | 0 | 0 | 0 | 0 | 0 | 0 | 0 | 0 | 0 | 0 | 0 | 0 | 0 | 0 | 0 | 0 | 0 | 0 | 0 | 12
NO |  | 45 | 2011 | 1 | 9 | 9 |  | Harrisburg Tie | Oakboro Tie | 230 | 230 | Tower | 21.52 | 0 | 2 | 954 | 0 | 0 | 0 | 0 | 0 | 0 | 0 | 0 | 0 | 0 | 0 | 0 | 0 | 0 | 0 | 0 | 0 | 0 | 0 | 0 | 0 | 0 | 0 | 12
NO |  | 45 | 2011 | 1 | 10 | 10 |  | Hartwell Hydro | Anderson Tie | 230 | 230 | Tower | 11.13 | 0 | 2 | 954 | 0 | 0 | 0 | 0 | 0 | 0 | 0 | 0 | 0 | 0 | 0 | 0 | 0 | 0 | 0 | 0 | 0 | 0 | 0 | 0 | 0 | 0 | 0 | 12
NO |  | 45 | 2011 | 1 | 11 | 11 |  | Jocassee Switching | Shiloh Switching | 230 | 230 | Tower | 22.52 | 0 | 2 | 2156 | 0 | 0 | 0 | 0 | 0 | 0 | 0 | 0 | 0 | 0 | 0 | 0 | 0 | 0 | 0 | 0 | 0 | 0 | 0 | 0 | 0 | 0 | 0 | 12
NO |  | 45 | 2011 | 1 | 12 | 12 |  | Jocassee Switching | Tuckasegee Tie | 230 | 230 | Tower | 26.62 | 0 | 2 | 1272 | 0 | 0 | 0 | 0 | 0 | 0 | 0 | 0 | 0 | 0 | 0 | 0 | 0 | 0 | 0 | 0 | 0 | 0 | 0 | 0 | 0 | 0 | 0 | 12
NO |  | 45 | 2011 | 1 | 13 | 13 |  | Lakewood Tie | Riverbend Steam | 230 | 230 | Tower | 10.64 | 0 | 2 | 954 | 0 | 0 | 0 | 0 | 0 | 0 | 0 | 0 | 0 | 0 | 0 | 0 | 0 | 0 | 0 | 0 | 0 | 0 | 0 | 0 | 0 | 0 | 0 | 12
NO |  | 45 | 2011 | 1 | 14 | 14 |  | Lincoln CT | Longview Tie | 230 | 230 | Tower | 30.95 | 0 | 2 | 795 | 0 | 0 | 0 | 0 | 0 | 0 | 0 | 0 | 0 | 0 | 0 | 0 | 0 | 0 | 0 | 0 | 0 | 0 | 0 | 0 | 0 | 0 | 0 | 12
NO |  | 45 | 2011 | 1 | 15 | 15 |  | Longview Tie | McDowell Tie | 230 | 230 | Tower | 31.93 | 0 | 2 | 954 | 0 | 0 | 0 | 0 | 0 | 0 | 0 | 0 | 0 | 0 | 0 | 0 | 0 | 0 | 0 | 0 | 0 | 0 | 0 | 0 | 0 | 0 | 0 | 12
NO |  | 45 | 2011 | 1 | 16 | 16 |  | Marshall Steam | Beckerdite Tie | 230 | 230 | Tower | 52.61 | 0 | 2 | 954 | 0 | 0 | 0 | 0 | 0 | 0 | 0 | 0 | 0 | 0 | 0 | 0 | 0 | 0 | 0 | 0 | 0 | 0 | 0 | 0 | 0 | 0 | 0 | 12
NO |  | 45 | 2011 | 1 | 17 | 17 |  | Marshall Steam | Longview Tie | 230 | 230 | Tower | 29.04 | 0 | 2 | 1272 | 0 | 0 | 0 | 0 | 0 | 0 | 0 | 0 | 0 | 0 | 0 | 0 | 0 | 0 | 0 | 0 | 0 | 0 | 0 | 0 | 0 | 0 | 0 | 12
NO |  | 45 | 2011 | 1 | 18 | 18 |  | Marshall Steam | McGuire Switching | 230 | 230 | Tower | 13.76 | 0 | 2 | 1272 | 0 | 0 | 0 | 0 | 0 | 0 | 0 | 0 | 0 | 0 | 0 | 0 | 0 | 0 | 0 | 0 | 0 | 0 | 0 | 0 | 0 | 0 | 0 | 12
NO |  | 45 | 2011 | 1 | 19 | 19 |  | Marshall Steam | Stamey Tie | 230 | 230 | Tower | 13.44 | 0 | 2 | 954 | 0 | 0 | 0 | 0 | 0 | 0 | 0 | 0 | 0 | 0 | 0 | 0 | 0 | 0 | 0 | 0 | 0 | 0 | 0 | 0 | 0 | 0 | 0 | 12
NO |  | 45 | 2011 | 1 | 20 | 20 |  | Marshall Steam | Winecoff Tie | 230 | 230 | Tower | 24.35 | 0 | 2 | 1272 | 0 | 0 | 0 | 0 | 0 | 0 | 0 | 0 | 0 | 0 | 0 | 0 | 0 | 0 | 0 | 0 | 0 | 0 | 0 | 0 | 0 | 0 | 0 | 12
NO |  | 45 | 2011 | 1 | 21 | 21 |  | McGuire Switching | Harrisburg Tie | 230 | 230 | Tower | 36.29 | 0 | 4 | 1272 | 0 | 0 | 0 | 0 | 0 | 0 | 0 | 0 | 0 | 0 | 0 | 0 | 0 | 0 | 0 | 0 | 0 | 0 | 0 | 0 | 0 | 0 | 0 | 12
NO |  | 45 | 2011 | 1 | 22 | 22 |  | Mitchell River Tie | Antioch Tie | 230 | 230 | Tower & Pole | 16.9 | 0 | 2 | 954 | 0 | 0 | 0 | 0 | 0 | 0 | 0 | 0 | 0 | 0 | 0 | 0 | 0 | 0 | 0 | 0 | 0 | 0 | 0 | 0 | 0 | 0 | 0 | 12
NO |  | 45 | 2011 | 1 | 23 | 23 |  | Mitchell River Tie | Rural Hall Tie | 230 | 230 | Tower | 26.85 | 0 | 2 | 954 | 0 | 0 | 0 | 0 | 0 | 0 | 0 | 0 | 0 | 0 | 0 | 0 | 0 | 0 | 0 | 0 | 0 | 0 | 0 | 0 | 0 | 0 | 0 | 12
NO |  | 45 | 2011 | 1 | 24 | 24 |  | Morningstar Tie | Oakboro Tie | 230 | 230 | Tower | 32.55 | 0 | 1 | 954 | 0 | 0 | 0 | 0 | 0 | 0 | 0 | 0 | 0 | 0 | 0 | 0 | 0 | 0 | 0 | 0 | 0 | 0 | 0 | 0 | 0 | 0 | 0 | 12
NO |  | 45 | 2011 | 1 | 25 | 25 |  | North Greenville Tie | Central Tie | 230 | 230 | Tower & Pole | 26.22 | 0 | 2 | 954 | 0 | 0 | 0 | 0 | 0 | 0 | 0 | 0 | 0 | 0 | 0 | 0 | 0 | 0 | 0 | 0 | 0 | 0 | 0 | 0 | 0 | 0 | 0 | 12
NO |  | 45 | 2011 | 1 | 26 | 26 |  | North Greenville Tie | Shiloh Switching | 230 | 230 | Tower | 8.96 | 0 | 2 | 954 | 0 | 0 | 0 | 0 | 0 | 0 | 0 | 0 | 0 | 0 | 0 | 0 | 0 | 0 | 0 | 0 | 0 | 0 | 0 | 0 | 0 | 0 | 0 | 12
NO |  | 45 | 2011 | 1 | 27 | 27 |  | Newport Tie | Morningstar Tie | 230 | 230 | Tower & Pole | 33.59 | 0 | 1 | 954 | 0 | 0 | 0 | 0 | 0 | 0 | 0 | 0 | 0 | 0 | 0 | 0 | 0 | 0 | 0 | 0 | 0 | 0 | 0 | 0 | 0 | 0 | 0 | 12
NO |  | 45 | 2011 | 1 | 28 | 28 |  | Newport Tie | SCE&G (Parr) | 230 | 230 | Tower | 45.38 | 0 | 1 | 954 | 0 | 0 | 0 | 0 | 0 | 0 | 0 | 0 | 0 | 0 | 0 | 0 | 0 | 0 | 0 | 0 | 0 | 0 | 0 | 0 | 0 | 0 | 0 | 12
NO |  | 45 | 2011 | 1 | 29 | 29 |  | Oakboro Tie | Progress Energy Rockingham | 230 | 230 | Tower | 5.13 | 0 | 1 | 954 | 0 | 0 | 0 | 0 | 0 | 0 | 0 | 0 | 0 | 0 | 0 | 0 | 0 | 0 | 0 | 0 | 0 | 0 | 0 | 0 | 0 | 0 | 0 | 12
NO |  | 45 | 2011 | 1 | 30 | 30 |  | Oconee Nuclear | Central Tie | 230 | 230 | Tower | 17.62 | 0 | 4 | 1272 | 0 | 0 | 0 | 0 | 0 | 0 | 0 | 0 | 0 | 0 | 0 | 0 | 0 | 0 | 0 | 0 | 0 | 0 | 0 | 0 | 0 | 0 | 0 | 12
NO |  | 45 | 2011 | 1 | 31 | 31 |  | Oconee Nuclear | Jocassee Switching | 230 | 230 | Tower & Pole | 12.28 | 0 | 2 | 2156 | 0 | 0 | 0 | 0 | 0 | 0 | 0 | 0 | 0 | 0 | 0 | 0 | 0 | 0 | 0 | 0 | 0 | 0 | 0 | 0 | 0 | 0 | 0 | 12
NO |  | 45 | 2011 | 1 | 32 | 32 |  | Oconee Nuclear | North Greenville Tie | 230 | 230 | Tower & Pole | 29.25 | 0 | 2 | 1272 | 0 | 0 | 0 | 0 | 0 | 0 | 0 | 0 | 0 | 0 | 0 | 0 | 0 | 0 | 0 | 0 | 0 | 0 | 0 | 0 | 0 | 0 | 0 | 12
NO |  | 45 | 2011 | 1 | 33 | 33 |  | Pacolet Tie | Tiger Tie | 230 | 230 | Tower | 27.96 | 0 | 2 | 954 | 0 | 0 | 0 | 0 | 0 | 0 | 0 | 0 | 0 | 0 | 0 | 0 | 0 | 0 | 0 | 0 | 0 | 0 | 0 | 0 | 0 | 0 | 0 | 12
NO |  | 45 | 2011 | 1 | 34 | 34 |  | Peach Valley Tie | Tiger Tie | 230 | 230 | Tower | 15.69 | 0 | 2 | 795 | 0 | 0 | 0 | 0 | 0 | 0 | 0 | 0 | 0 | 0 | 0 | 0 | 0 | 0 | 0 | 0 | 0 | 0 | 0 | 0 | 0 | 0 | 0 | 12
NO |  | 45 | 2011 | 1 | 35 | 35 |  | Pisgah Tie | Progress Energy Skyland Stm | 230 | 230 | Tower | 14.41 | 0 | 2 | 954 | 0 | 0 | 0 | 0 | 0 | 0 | 0 | 0 | 0 | 0 | 0 | 0 | 0 | 0 | 0 | 0 | 0 | 0 | 0 | 0 | 0 | 0 | 0 | 12
NO |  | 45 | 2011 | 2 | 1 | 1 |  | Pleasant GardenTie | Eno Tie | 230 | 230 | Tower | 42.85 | 0 | 2 | 954 | 0 | 0 | 0 | 0 | 0 | 0 | 0 | 0 | 0 | 0 | 0 | 0 | 0 | 0 | 0 | 0 | 0 | 0 | 0 | 0 | 0 | 0 | 0 | 12
NO |  | 45 | 2011 | 2 | 2 | 2 |  | Ripp Switching | Riverview Switching | 230 | 230 | Tower | 9.7 | 0 | 2 | 795 | 0 | 0 | 0 | 0 | 0 | 0 | 0 | 0 | 0 | 0 | 0 | 0 | 0 | 0 | 0 | 0 | 0 | 0 | 0 | 0 | 0 | 0 | 0 | 12
NO |  | 45 | 2011 | 2 | 3 | 3 |  | Ripp Switching | Shelby Tie | 230 | 230 | Tower | 9.95 | 0 | 2 | 954 | 0 | 0 | 0 | 0 | 0 | 0 | 0 | 0 | 0 | 0 | 0 | 0 | 0 | 0 | 0 | 0 | 0 | 0 | 0 | 0 | 0 | 0 | 0 | 12
NO |  | 45 | 2011 | 2 | 4 | 4 |  | Riverbend Steam | Lincoln CT | 230 | 230 | Tower & Pole | 11.56 | 0 | 2 | 795 | 0 | 0 | 0 | 0 | 0 | 0 | 0 | 0 | 0 | 0 | 0 | 0 | 0 | 0 | 0 | 0 | 0 | 0 | 0 | 0 | 0 | 0 | 0 | 12
NO |  | 45 | 2011 | 2 | 5 | 5 |  | Riverbend Steam | McGuire Switching | 230 | 230 | Tower | 5.61 | 0 | 2 | 1272 | 0 | 0 | 0 | 0 | 0 | 0 | 0 | 0 | 0 | 0 | 0 | 0 | 0 | 0 | 0 | 0 | 0 | 0 | 0 | 0 | 0 | 0 | 0 | 12
NO |  | 45 | 2011 | 2 | 6 | 6 |  | Riverbend Steam | Ripp Switching | 230 | 230 | Tower | 30.12 | 0 | 2 | 795 | 0 | 0 | 0 | 0 | 0 | 0 | 0 | 0 | 0 | 0 | 0 | 0 | 0 | 0 | 0 | 0 | 0 | 0 | 0 | 0 | 0 | 0 | 0 | 12
NO |  | 45 | 2011 | 2 | 7 | 7 |  | Riverview Switching | Peach Valley Tie | 230 | 230 | Tower | 19.33 | 0 | 2 | 795 | 0 | 0 | 0 | 0 | 0 | 0 | 0 | 0 | 0 | 0 | 0 | 0 | 0 | 0 | 0 | 0 | 0 | 0 | 0 | 0 | 0 | 0 | 0 | 12
NO |  | 45 | 2011 | 2 | 8 | 8 |  | SCE&G (Parr) | Bush River Tie | 230 | 230 | Tower | 17.76 | 0 | 1 | 954 | 0 | 0 | 0 | 0 | 0 | 0 | 0 | 0 | 0 | 0 | 0 | 0 | 0 | 0 | 0 | 0 | 0 | 0 | 0 | 0 | 0 | 0 | 0 | 12
NO |  | 45 | 2011 | 2 | 9 | 9 |  | Shady Grove Tap | Shady Grove Tie | 230 | 230 | Tower | 7.8 | 0 | 2 | 2515 | 0 | 0 | 0 | 0 | 0 | 0 | 0 | 0 | 0 | 0 | 0 | 0 | 0 | 0 | 0 | 0 | 0 | 0 | 0 | 0 | 0 | 0 | 0 | 12
NO |  | 45 | 2011 | 2 | 10 | 10 |  | Shiloh Switching | Pisgah Tie | 230 | 230 | Tower | 21.86 | 0 | 2 | 954 | 0 | 0 | 0 | 0 | 0 | 0 | 0 | 0 | 0 | 0 | 0 | 0 | 0 | 0 | 0 | 0 | 0 | 0 | 0 | 0 | 0 | 0 | 0 | 12
NO |  | 45 | 2011 | 2 | 11 | 11 |  | Shiloh Switching | Tiger Tie | 230 | 230 | Tower | 21.46 | 0 | 2 | 1272 | 0 | 0 | 0 | 0 | 0 | 0 | 0 | 0 | 0 | 0 | 0 | 0 | 0 | 0 | 0 | 0 | 0 | 0 | 0 | 0 | 0 | 0 | 0 | 12
NO |  | 45 | 2011 | 2 | 12 | 12 |  | Stamey Tie | Mitchell River Tie | 230 | 230 | Tower | 35.92 | 0 | 2 | 954 | 0 | 0 | 0 | 0 | 0 | 0 | 0 | 0 | 0 | 0 | 0 | 0 | 0 | 0 | 0 | 0 | 0 | 0 | 0 | 0 | 0 | 0 | 0 | 12
NO |  | 45 | 2011 | 2 | 13 | 13 |  | Tiger Tie | North Greenville Tie | 230 | 230 | Tower | 18.38 | 0 | 2 | 954 | 0 | 0 | 0 | 0 | 0 | 0 | 0 | 0 | 0 | 0 | 0 | 0 | 0 | 0 | 0 | 0 | 0 | 0 | 0 | 0 | 0 | 0 | 0 | 12
NO |  | 45 | 2011 | 2 | 14 | 14 |  | Winecoff Tie | Buck Tie | 230 | 230 | Tower | 24.05 | 0 | 2 | 954 | 0 | 0 | 0 | 0 | 0 | 0 | 0 | 0 | 0 | 0 | 0 | 0 | 0 | 0 | 0 | 0 | 0 | 0 | 0 | 0 | 0 | 0 | 0 | 12
NO |  | 45 | 2011 | 2 | 15 | 15 |  |  |  | 0 | 0 |  | 0 | 0 | 0 |  | 41410192 | 222729946 | 264140138 | 0 | 0 | 0 | 0 | 0 | 0 | 0 | 0 | 0 | 0 | 0 | 0 | 0 | 0 | 0 | 0 | 0 | 0 | 0 | 0 | 12
NO |  | 45 | 2011 | 2 | 16 | 16 |  | TOTAL 230 KV LINES |  | 0 | 0 |  | 1395.18 | 0 | 135 |  | 41410192 | 222729946 | 264140138 | 0 | 0 | 0 | 0 | 0 | 0 | 0 | 0 | 0 | 0 | 0 | 0 | 0 | 0 | 0 | 0 | 0 | 0 | 0 | 0 | 12
NO |  | 45 | 2011 | 2 | 18 | 18 |  | Nantahala Hydro | Webster Tie | 161 | 161 | Tower & Pole | 25.79 | 0 | 3 | 795 | 0 | 0 | 0 | 0 | 0 | 0 | 0 | 0 | 0 | 0 | 0 | 0 | 0 | 0 | 0 | 0 | 0 | 0 | 0 | 0 | 0 | 0 | 0 | 12
NO |  | 45 | 2011 | 2 | 19 | 19 |  | Nantahala Tie | Marble Tie | 161 | 161 | Tower | 16.85 | 0 | 2 | 795 | 0 | 0 | 0 | 0 | 0 | 0 | 0 | 0 | 0 | 0 | 0 | 0 | 0 | 0 | 0 | 0 | 0 | 0 | 0 | 0 | 0 | 0 | 0 | 12
NO |  | 45 | 2011 | 2 | 20 | 20 |  | Nantahala Hydro | Santeetlah | 161 | 161 | Tower | 18.84 | 0 | 2 | 795 | 0 | 0 | 0 | 0 | 0 | 0 | 0 | 0 | 0 | 0 | 0 | 0 | 0 | 0 | 0 | 0 | 0 | 0 | 0 | 0 | 0 | 0 | 0 | 12
NO |  | 45 | 2011 | 2 | 21 | 21 |  | Tuckaseegee Tie | Webster | 161 | 161 | Tower & Pole | 10.39 | 0 | 2 | 795 | 0 | 0 | 0 | 0 | 0 | 0 | 0 | 0 | 0 | 0 | 0 | 0 | 0 | 0 | 0 | 0 | 0 | 0 | 0 | 0 | 0 | 0 | 0 | 12
NO |  | 45 | 2011 | 2 | 22 | 22 |  | Tuckasegee Tie | Thorpe Hydro | 161 | 161 | Tower & Pole | 3.16 | 0 | 1 | 397.5 | 0 | 0 | 0 | 0 | 0 | 0 | 0 | 0 | 0 | 0 | 0 | 0 | 0 | 0 | 0 | 0 | 0 | 0 | 0 | 0 | 0 | 0 | 0 | 12
NO |  | 45 | 2011 | 2 | 23 | 23 |  | Wesbter Tie | Lake Emory Tie | 161 | 161 | Tower & Pole | 12.74 | 0 | 1 | 636 | 0 | 0 | 0 | 0 | 0 | 0 | 0 | 0 | 0 | 0 | 0 | 0 | 0 | 0 | 0 | 0 | 0 | 0 | 0 | 0 | 0 | 0 | 0 | 12
NO |  | 45 | 2011 | 2 | 24 | 24 |  | West Mill Tie | Lake Emory S. S. | 161 | 161 | Tower & Pole | 6.65 | 0 | 1 | 795 | 0 | 0 | 0 | 0 | 0 | 0 | 0 | 0 | 0 | 0 | 0 | 0 | 0 | 0 | 0 | 0 | 0 | 0 | 0 | 0 | 0 | 0 | 0 | 12
NO |  | 45 | 2011 | 2 | 25 | 25 |  |  |  | 0 | 0 |  | 0 | 0 | 0 |  | 3569661 | 74076758 | 77646419 | 0 | 0 | 0 | 0 | 0 | 0 | 0 | 0 | 0 | 0 | 0 | 0 | 0 | 0 | 0 | 0 | 0 | 0 | 0 | 0 | 12
NO |  | 45 | 2011 | 2 | 26 | 26 |  | TOTAL 161 KV LINES |  | 0 | 0 |  | 94.42 | 0 | 12 |  | 3569661 | 74076758 | 77646419 | 0 | 0 | 0 | 0 | 0 | 0 | 0 | 0 | 0 | 0 | 0 | 0 | 0 | 0 | 0 | 0 | 0 | 0 | 0 | 0 | 12
NO |  | 45 | 2011 | 2 | 28 | 28 |  | Dan River Steam | Appalachian Power | 138 | 138 | Tower & Pole | 6.53 | 0 | 1 | 477 | 0 | 0 | 0 | 0 | 0 | 0 | 0 | 0 | 0 | 0 | 0 | 0 | 0 | 0 | 0 | 0 | 0 | 0 | 0 | 0 | 0 | 0 | 0 | 12
SI/SI | A | 45 | 2011 | 2 | 29 | 29 |  | 115 KV Lines |  | 115 | 115 | Tower & Pole | 55.09 | 0 | 5 |  | 0 | 0 | 0 | 0 | 0 | 0 | 0 | 0 | 0 | 0 | 0 | 0 | 0 | 0 | 0 | 0 | 0 | 0 | 0 | 0 | 0 | 0 | 0 | 12
SI/SI | A | 45 | 2011 | 2 | 30 | 30 |  | 100 KV Lines |  | 100 | 100 | Tower | 2889.35 | 0 | 0 |  | 0 | 0 | 0 | 0 | 0 | 0 | 0 | 0 | 0 | 0 | 0 | 0 | 0 | 0 | 0 | 0 | 0 | 0 | 0 | 0 | 0 | 0 | 0 | 12
SI/SI | A | 45 | 2011 | 2 | 31 | 31 |  | 100 KV Lines |  | 100 | 100 | Pole | 643.47 | 0 | 0 |  | 0 | 0 | 0 | 0 | 0 | 0 | 0 | 0 | 0 | 0 | 0 | 0 | 0 | 0 | 0 | 0 | 0 | 0 | 0 | 0 | 0 | 0 | 0 | 12
SI/SI | S | 45 | 2011 | 2 | 32 | 32 |  | 100 KV Lines |  | 100 | 100 | Underground | 1.91 | 0 | 0 |  | 0 | 0 | 0 | 0 | 0 | 0 | 0 | 0 | 0 | 0 | 0 | 0 | 0 | 0 | 0 | 0 | 0 | 0 | 0 | 0 | 0 | 0 | 0 | 12
NO |  | 45 | 2011 | 2 | 33 | 33 |  |  |  | 0 | 0 |  | 0 | 0 | 0 |  | 69906534 | 579670957 | 649577491 | 0 | 0 | 0 | 0 | 0 | 0 | 0 | 0 | 0 | 0 | 0 | 0 | 0 | 0 | 0 | 0 | 0 | 0 | 0 | 0 | 12
SI/SI | A | 45 | 2011 | 2 | 34 | 34 |  | TOTAL 100 - 138 KV LINES |  | 0 | 0 |  | 3596.35 | 0 | 6 |  | 69906534 | 579670957 | 649577491 | 0 | 0 | 0 | 8357831.0604 | 0 | 0 | 0 | 0 | 0 | 0 | 0 | 0 | 0 | 0 | 0 | 0 | 0 | 0 | 0 | 0 | 12
SI/SI | A | 45 | 2011 | 3 | 1 | 1 |  | 66 KV Lines |  | 66 | 66 | Pole | 105.12 | 0 | 1 |  | 0 | 0 | 0 | 0 | 0 | 0 | 0 | 0 | 0 | 0 | 0 | 0 | 0 | 0 | 0 | 0 | 0 | 0 | 0 | 0 | 0 | 0 | 0 | 12
SI/SI | A | 45 | 2011 | 3 | 2 | 2 |  | 66 KV Lines |  | 66 | 66 | Tower | 11.51 | 0 | 0 |  | 0 | 0 | 0 | 0 | 0 | 0 | 0 | 0 | 0 | 0 | 0 | 0 | 0 | 0 | 0 | 0 | 0 | 0 | 0 | 0 | 0 | 0 | 0 | 12
NO |  | 45 | 2011 | 3 | 3 | 3 |  |  |  | 0 | 0 |  | 0 | 0 | 0 |  | 4465431 | 25762173 | 30227604 | 0 | 0 | 0 | 0 | 0 | 0 | 0 | 0 | 0 | 0 | 0 | 0 | 0 | 0 | 0 | 0 | 0 | 0 | 0 | 0 | 12
SI/SI | A | 45 | 2011 | 3 | 4 | 4 |  | TOTAL 66 KV LINES |  | 0 | 0 |  | 116.63 | 0 | 1 |  | 4465431 | 25762173 | 30227604 | 0 | 0 | 0 | 388925.434 | 0 | 0 | 0 | 0 | 0 | 0 | 0 | 0 | 0 | 0 | 0 | 0 | 0 | 0 | 0 | 0 | 12
SI/SI | A | 45 | 2011 | 3 | 6 | 6 |  | 44 KV Lines |  | 44 | 44 | Tower | 198.58 | 0 | 0 |  | 0 | 0 | 0 | 0 | 0 | 0 | 0 | 0 | 0 | 0 | 0 | 0 | 0 | 0 | 0 | 0 | 0 | 0 | 0 | 0 | 0 | 0 | 0 | 12
SI/SI | A | 45 | 2011 | 3 | 7 | 7 |  | 44 KV Lines |  | 44 | 44 | Pole | 2197.54 | 0 | 0 |  | 0 | 0 | 0 | 0 | 0 | 0 | 0 | 0 | 0 | 0 | 0 | 0 | 0 | 0 | 0 | 0 | 0 | 0 | 0 | 0 | 0 | 0 | 0 | 12
SI/SI | S | 45 | 2011 | 3 | 8 | 8 |  | 44 KV Lines |  | 44 | 44 | Underground | 0.35 | 0 | 1 |  | 0 | 0 | 0 | 0 | 0 | 0 | 0 | 0 | 0 | 0 | 0 | 0 | 0 | 0 | 0 | 0 | 0 | 0 | 0 | 0 | 0 | 0 | 0 | 12
NO |  | 45 | 2011 | 3 | 9 | 9 |  |  |  | 0 | 0 |  | 0 | 0 | 0 |  | 23960076 | 253509853 | 277469929 | 0 | 0 | 0 | 0 | 0 | 0 | 0 | 0 | 0 | 0 | 0 | 0 | 0 | 0 | 0 | 0 | 0 | 0 | 0 | 0 | 12
SI/SI | A | 45 | 2011 | 3 | 10 | 10 |  | TOTAL 44 KV LINES |  | 0 | 0 |  | 2396.47 | 0 | 1 |  | 23960076 | 253509853 | 277469929 | 0 | 0 | 0 | 3570084.8983 | 0 | 0 | 0 | 0 | 0 | 0 | 0 | 0 | 0 | 0 | 0 | 0 | 0 | 0 | 0 | 0 | 12
SI/SI | A | 45 | 2011 | 3 | 12 | 12 |  | 33 KV Lines |  | 33 | 33 | Tower & Pole | 16.48 | 0 | 0 |  | 0 | 0 | 0 | 0 | 0 | 0 | 0 | 0 | 0 | 0 | 0 | 0 | 0 | 0 | 0 | 0 | 0 | 0 | 0 | 0 | 0 | 0 | 0 | 12
SI/SI | A | 45 | 2011 | 3 | 13 | 13 |  | 24 KV Lines |  | 24 | 24 | Tower & Pole | 81.7 | 0 | 0 |  | 0 | 0 | 0 | 0 | 0 | 0 | 0 | 0 | 0 | 0 | 0 | 0 | 0 | 0 | 0 | 0 | 0 | 0 | 0 | 0 | 0 | 0 | 0 | 12
SI/SI | S | 45 | 2011 | 3 | 14 | 14 |  | 24 KV Lines |  | 24 | 24 | Underground | 0.48 | 0 | 1 |  | 0 | 0 | 0 | 0 | 0 | 0 | 0 | 0 | 0 | 0 | 0 | 0 | 0 | 0 | 0 | 0 | 0 | 0 | 0 | 0 | 0 | 0 | 0 | 12
SI/SI | A | 45 | 2011 | 3 | 15 | 15 |  | 12 KV Lines |  | 12 | 12 | Tower & Pole | 23.6 | 0 | 0 |  | 0 | 0 | 0 | 0 | 0 | 0 | 0 | 0 | 0 | 0 | 0 | 0 | 0 | 0 | 0 | 0 | 0 | 0 | 0 | 0 | 0 | 0 | 0 | 12
SI/SI | S | 45 | 2011 | 3 | 16 | 16 |  | 12 KV Lines |  | 12 | 12 | Underground | 0.24 | 0 | 1 |  | 0 | 0 | 0 | 0 | 0 | 0 | 0 | 0 | 0 | 0 | 0 | 0 | 0 | 0 | 0 | 0 | 0 | 0 | 0 | 0 | 0 | 0 | 0 | 12
NO |  | 45 | 2011 | 3 | 17 | 17 |  |  |  | 0 | 0 |  | 0 | 0 | 0 |  | 564217 | 4493892 | 5058109 | 0 | 0 | 0 | 0 | 0 | 0 | 0 | 0 | 0 | 0 | 0 | 0 | 0 | 0 | 0 | 0 | 0 | 0 | 0 | 0 | 12
SI/SI | A | 45 | 2011 | 3 | 18 | 18 |  | TOTAL 12-33 KV LINES |  | 0 | 0 |  | 122.5 | 0 | 2 |  | 564217 | 4493892 | 5058109 | 0 | 0 | 0 | 65080.4886 | 0 | 0 | 0 | 0 | 0 | 0 | 0 | 0 | 0 | 0 | 0 | 0 | 0 | 0 | 0 | 0 | 12
NO |  | 45 | 2011 | 0 | 36 | 36 |  | TOTAL |  | 0 | 0 |  | 8299.09 | 0 | 171 |  | 164522488 | 1267160474 | 1431682962 | 5025261 | 13395581 | 0 | 18420842 | 0 | 0 | 0 | 0 | 0 | 0 | 0 | 0 | 0 | 0 | 0 | 0 | 0 | 0 | 0 | 0 | 12
NO |  | 45 | 2011 | 3 | 35 | 35 |  |  |  | 0 | 0 |  | 0 | 0 | 0 |  | 0 | 0 | 0 | 5025261 | 13395581 | 0 | 18420842 | 0 | 0 | 0 | 0 | 0 | 0 | 0 | 0 | 0 | 0 | 0 | 0 | 0 | 0 | 0 | 0 | 12
NO |  | 7 | 2011 | 0 | 1 | 1 |  | PALO VERDE | KYRENE | 500 | 500 | (3) STEEL (A) | 0 | 74.8 | 1 | 1780 ACSR | 0 | 19901128 | 19901128 | 0 | 0 | 0 | 0 | 0 | 0 | 0 | 0 | 0 | 0 | 0 | 0 | 0 | 0 | 0 | 0 | 0 | 0 | 0 | 0 | 12
NO |  | 7 | 2011 | 0 | 2 | 2 |  | PALO VERDE | WESTWING #2 | 500 | 500 | (3) STEEL (A) | 0 | 45 | 1 | 1780 ACSR | 0 | 5971160 | 5971160 | 0 | 0 | 0 | 0 | 0 | 0 | 0 | 0 | 0 | 0 | 0 | 0 | 0 | 0 | 0 | 0 | 0 | 0 | 0 | 0 | 12
NO |  | 7 | 2011 | 0 | 3 | 3 |  | FOUR CORNERS | COLORADO RIVER | 500 | 500 | (3) STEEL | 366 | 0 | 1 | 2156 ACSR | 2321510 | 39917012 | 42238522 | 0 | 0 | 0 | 0 | 0 | 0 | 0 | 0 | 0 | 0 | 0 | 0 | 0 | 0 | 0 | 0 | 0 | 0 | 0 | 0 | 12
NO |  | 7 | 2011 | 0 | 4 | 4 |  | NAVAJO PLANT | WESTWING | 500 | 500 | (3) STEEL (A) | 0 | 256 | 1 | 2156 ACSR | 53879 | 8655194 | 8709073 | 0 | 0 | 0 | 0 | 0 | 0 | 0 | 0 | 0 | 0 | 0 | 0 | 0 | 0 | 0 | 0 | 0 | 0 | 0 | 0 | 12
NO |  | 7 | 2011 | 0 | 5 | 5 |  | NAVAJO PLANT | MOENKOPI | 500 | 500 | (3) STEEL (A) | 0 | 76 | 1 | 2156 ACSR | 0 | 1208159 | 1208159 | 0 | 0 | 0 | 0 | 0 | 0 | 0 | 0 | 0 | 0 | 0 | 0 | 0 | 0 | 0 | 0 | 0 | 0 | 0 | 0 | 12
NO |  | 7 | 2011 | 0 | 6 | 6 |  | MOENKOPI | WESTWING | 500 | 500 | (3) STEEL (A) | 0 | 180 | 1 | 2156 ACSR | 56506 | 5210088 | 5266594 | 0 | 0 | 0 | 0 | 0 | 0 | 0 | 0 | 0 | 0 | 0 | 0 | 0 | 0 | 0 | 0 | 0 | 0 | 0 | 0 | 12
NO |  | 7 | 2011 | 0 | 7 | 7 |  | CHOLLA | SAGUARO | 500 | 500 | (3) STEEL | 206 | 0 | 1 | 2156 ACSR | 686452 | 60305879 | 60992331 | 0 | 0 | 0 | 0 | 0 | 0 | 0 | 0 | 0 | 0 | 0 | 0 | 0 | 0 | 0 | 0 | 0 | 0 | 0 | 0 | 12
NO |  | 7 | 2011 | 0 | 8 | 8 |  | PALO VERDE | WESTWING | 500 | 500 | (3) STEEL (A) | 0 | 47 | 1 | 1780 ACSR | 429281 | 5151452 | 5580733 | 0 | 0 | 0 | 0 | 0 | 0 | 0 | 0 | 0 | 0 | 0 | 0 | 0 | 0 | 0 | 0 | 0 | 0 | 0 | 0 | 12
NO |  | 7 | 2011 | 0 | 9 | 9 |  | PALO VERDE | NORTH GILA | 500 | 500 | (3) STEEL (A) | 0 | 120 | 1 | 2156 ACSR | 147179 | 4540896 | 4688075 | 0 | 0 | 0 | 0 | 0 | 0 | 0 | 0 | 0 | 0 | 0 | 0 | 0 | 0 | 0 | 0 | 0 | 0 | 0 | 0 | 12
NO |  | 7 | 2011 | 0 | 10 | 10 |  | WESTWING | MEAD | 500 | 500 | (3) STEEL (A) | 242.7 | 0 | 1 | 1590 KCM | 1175680 | 17090839 | 18266519 | 0 | 0 | 0 | 0 | 0 | 0 | 0 | 0 | 0 | 0 | 0 | 0 | 0 | 0 | 0 | 0 | 0 | 0 | 0 | 0 | 12
NO |  | 7 | 2011 | 0 | 11 | 11 |  | MEAD | MARKET PLACE | 500 | 500 | (3) STEEL (A) | 13.3 | 0 | 1 | 1590 KCM | 50610 | 626769 | 677379 | 0 | 0 | 0 | 0 | 0 | 0 | 0 | 0 | 0 | 0 | 0 | 0 | 0 | 0 | 0 | 0 | 0 | 0 | 0 | 0 | 12
NO |  | 7 | 2011 | 0 | 12 | 12 |  | KYRENE/PALO VERDE | JOJOBA SUB | 500 | 500 | (3) STEEL | 0.25 | 0 | 1 | 954 ACSR | 0 | 0 | 0 | 0 | 0 | 0 | 0 | 0 | 0 | 0 | 0 | 0 | 0 | 0 | 0 | 0 | 0 | 0 | 0 | 0 | 0 | 0 | 0 | 12
NO |  | 7 | 2011 | 0 | 13 | 13 |  | GILA RIVER | JOJOBA SWITCHYARD | 500 | 500 | (3) STEEL | 18.5 | 0 | 2 | 1780 ACSR | 0 | 0 | 0 | 0 | 0 | 0 | 0 | 0 | 0 | 0 | 0 | 0 | 0 | 0 | 0 | 0 | 0 | 0 | 0 | 0 | 0 | 0 | 0 | 12
NO |  | 7 | 2011 | 0 | 14 | 14 |  | PALO VERDE | RUDD | 500 | 500 | (3) STEEL (A) | 35.68 | 0 | 1 | 1780 ACSR | 12237938 | 29540970 | 41778908 | 0 | 0 | 0 | 0 | 0 | 0 | 0 | 0 | 0 | 0 | 0 | 0 | 0 | 0 | 0 | 0 | 0 | 0 | 0 | 0 | 12
NO |  | 7 | 2011 | 0 | 15 | 15 |  | PALO VERDE | HASSAYAMPA | 500 | 500 | (3) STEEL (A) | 0 | 3.1 | 1 | 1780 ACSR | 194922 | 776503 | 971425 | 0 | 0 | 0 | 0 | 0 | 0 | 0 | 0 | 0 | 0 | 0 | 0 | 0 | 0 | 0 | 0 | 0 | 0 | 0 | 0 | 12
NO |  | 7 | 2011 | 0 | 16 | 16 |  | MORGAN | PINNACLE PEAK | 500 | 500 | (3) STEEL (A) | 27 | 6 | 1 | 1780 ACSR | 22000206 | 46756812 | 68757018 | 0 | 0 | 0 | 0 | 0 | 0 | 0 | 0 | 0 | 0 | 0 | 0 | 0 | 0 | 0 | 0 | 0 | 0 | 0 | 0 | 12
NO |  | 7 | 2011 | 0 | 17 | 17 |  | WESTWING | DUGAS LOOP | 500 | 500 | (3) STEEL | 0 | 0 | 1 | 2156 ACSR | 0 | 3178473 | 3178473 | 0 | 0 | 0 | 0 | 0 | 0 | 0 | 0 | 0 | 0 | 0 | 0 | 0 | 0 | 0 | 0 | 0 | 0 | 0 | 0 | 12
NO |  | 7 | 2011 | 0 | 18 | 18 |  | FOUR CORNERS | PINNACLE PEAK | 345 | 345 | (3) STEEL (C) | 566 | 12 | 2 | 795 ACSR | 1220788 | 30475630 | 31696418 | 0 | 0 | 0 | 0 | 0 | 0 | 0 | 0 | 0 | 0 | 0 | 0 | 0 | 0 | 0 | 0 | 0 | 0 | 0 | 0 | 12
NO |  | 7 | 2011 | 0 | 19 | 19 |  | YAVAPAI | TAP IN & OUT | 230 | 230 | (1) STEEL | 1.3 | 0 | 2 | 954 ACSR | 0 | 947577 | 947577 | 0 | 0 | 0 | 0 | 0 | 0 | 0 | 0 | 0 | 0 | 0 | 0 | 0 | 0 | 0 | 0 | 0 | 0 | 0 | 0 | 12
NO |  | 7 | 2011 | 0 | 20 | 20 |  | WESTWING | EL SOL | 230 | 345 | (3) STEEL (D) | 0 | 12.77 | 1 | 795 ACSR | 424643 | 3423589 | 3848232 | 0 | 0 | 0 | 0 | 0 | 0 | 0 | 0 | 0 | 0 | 0 | 0 | 0 | 0 | 0 | 0 | 0 | 0 | 0 | 0 | 12
NO |  | 7 | 2011 | 0 | 21 | 21 |  | CHOLLA PLANT | FLAGSTAFF | 230 | 230 | (2) WOOD | 88.14 | 0 | 1 | 795 ACSR | 143124 | 3146892 | 3290016 | 0 | 0 | 0 | 0 | 0 | 0 | 0 | 0 | 0 | 0 | 0 | 0 | 0 | 0 | 0 | 0 | 0 | 0 | 0 | 0 | 12
NO |  | 7 | 2011 | 0 | 22 | 22 |  | LIBERTY | GILA BEND | 230 | 230 | (3) STEEL (D) | 0 | 6 | 1 | 1272 ACSR | 132588 | 1443930 | 1576518 | 0 | 0 | 0 | 0 | 0 | 0 | 0 | 0 | 0 | 0 | 0 | 0 | 0 | 0 | 0 | 0 | 0 | 0 | 0 | 0 | 12
NO |  | 7 | 2011 | 0 | 23 | 23 |  | LIBERTY | GILA BEND | 230 | 230 | (1) WOOD | 12 | 0 | 1 | 1272 ACSR | 148578 | 1358866 | 1507444 | 0 | 0 | 0 | 0 | 0 | 0 | 0 | 0 | 0 | 0 | 0 | 0 | 0 | 0 | 0 | 0 | 0 | 0 | 0 | 0 | 12
NO |  | 7 | 2011 | 0 | 24 | 24 |  | LIBERTY | GILA BEND | 230 | 230 | (2) WOOD | 28 | 0 | 1 | 1272 ACSR | 370615 | 3309278 | 3679893 | 0 | 0 | 0 | 0 | 0 | 0 | 0 | 0 | 0 | 0 | 0 | 0 | 0 | 0 | 0 | 0 | 0 | 0 | 0 | 0 | 12
NO |  | 7 | 2011 | 0 | 25 | 25 |  | COCONINO | VERDE | 230 | 230 | (2) WOOD | 32.68 | 0 | 1 | 795 ACSR | 35944 | 2144411 | 2180355 | 0 | 0 | 0 | 0 | 0 | 0 | 0 | 0 | 0 | 0 | 0 | 0 | 0 | 0 | 0 | 0 | 0 | 0 | 0 | 0 | 12
NO |  | 7 | 2011 | 0 | 26 | 26 |  | VERDE | WILLOW LAKE | 230 | 230 | (2) WOOD | 34.3 | 0 | 1 | 795 ACSR | 37411 | 3298468 | 3335879 | 0 | 0 | 0 | 0 | 0 | 0 | 0 | 0 | 0 | 0 | 0 | 0 | 0 | 0 | 0 | 0 | 0 | 0 | 0 | 0 | 12
NO |  | 7 | 2011 | 0 | 27 | 27 |  | ROUND VALLEY | SELIGMAN | 230 | 230 | (2) WOOD | 36.19 | 0 | 1 | 795 ACSR | 8969 | 2097188 | 2106157 | 0 | 0 | 0 | 0 | 0 | 0 | 0 | 0 | 0 | 0 | 0 | 0 | 0 | 0 | 0 | 0 | 0 | 0 | 0 | 0 | 12
NO |  | 7 | 2011 | 0 | 28 | 28 |  | PINNACLE PEAK | OCOTILLO | 230 | 230 | (3) STEEL | 51.2 | 0 | 2 | 795 AA | 12276358 | 7704155 | 19980513 | 0 | 0 | 0 | 0 | 0 | 0 | 0 | 0 | 0 | 0 | 0 | 0 | 0 | 0 | 0 | 0 | 0 | 0 | 0 | 0 | 12
NO |  | 7 | 2011 | 0 | 29 | 29 |  | EL SOL | AGUA FRIA | 230 | 230 | (3) STEEL | 5.65 | 0 | 1 | 1431 AA | 220297 | 536958 | 757255 | 0 | 0 | 0 | 0 | 0 | 0 | 0 | 0 | 0 | 0 | 0 | 0 | 0 | 0 | 0 | 0 | 0 | 0 | 0 | 0 | 12
NO |  | 7 | 2011 | 0 | 30 | 30 |  | AGUA FRIA | GRAND TERMINAL | 230 | 230 | (1) STEEL | 10.02 | 0 | 1 | 1361 ACAR | 112180 | 3218246 | 3330426 | 0 | 0 | 0 | 0 | 0 | 0 | 0 | 0 | 0 | 0 | 0 | 0 | 0 | 0 | 0 | 0 | 0 | 0 | 0 | 0 | 12
NO |  | 7 | 2011 | 0 | 31 | 31 |  | OCOTILLO PLANT | LINCOLN STREET | 230 | 230 | (3) STEEL | 10.3 | 10.3 | 2 | 1431 AA | 820160 | 6759382 | 7579542 | 0 | 0 | 0 | 0 | 0 | 0 | 0 | 0 | 0 | 0 | 0 | 0 | 0 | 0 | 0 | 0 | 0 | 0 | 0 | 0 | 12
NO |  | 7 | 2011 | 0 | 32 | 32 |  | OCOTILLO PLANT | LINCOLN STREET | 230 | 230 | (4) U.G. | 1 | 0 | 0 | 2000 KC | 0 | 1826611 | 1826611 | 0 | 0 | 0 | 0 | 0 | 0 | 0 | 0 | 0 | 0 | 0 | 0 | 0 | 0 | 0 | 0 | 0 | 0 | 0 | 0 | 12
NO |  | 7 | 2011 | 0 | 33 | 33 |  | OCOTILLO PLANT | SRP TAP KYRENE SUB | 230 | 230 | (1) STEEL | 6.5 | 0 | 2 | 954 ACSR | 1931778 | 3881490 | 5813268 | 0 | 0 | 0 | 0 | 0 | 0 | 0 | 0 | 0 | 0 | 0 | 0 | 0 | 0 | 0 | 0 | 0 | 0 | 0 | 0 | 12
NO |  | 7 | 2011 | 0 | 34 | 34 |  | OCOTILLO PLANT | 68TH ST & SALT RIVER | 230 | 230 | (3) STEEL | 0 | 1.6 | 1 | 954A/1113A | 0 | 17978 | 17978 | 0 | 0 | 0 | 0 | 0 | 0 | 0 | 0 | 0 | 0 | 0 | 0 | 0 | 0 | 0 | 0 | 0 | 0 | 0 | 0 | 12
NO |  | 7 | 2011 | 0 | 35 | 35 |  | LINCOLN STREET | WEST PHOENIX PLANT | 230 | 230 | (3) STEEL | 5.5 | 0 | 1 | 1113AA | 37261 | 3275987 | 3313248 | 0 | 0 | 0 | 0 | 0 | 0 | 0 | 0 | 0 | 0 | 0 | 0 | 0 | 0 | 0 | 0 | 0 | 0 | 0 | 0 | 12
NO |  | 7 | 2011 | 1 | 1 | 1 |  | SANTA ROSA | SAGUARO PLANT | 230 | 230 | (2) WOOD | 61.5 | 0 | 1 | 954A/1113A | 1338178 | 3080996 | 4419174 | 0 | 0 | 0 | 0 | 0 | 0 | 0 | 0 | 0 | 0 | 0 | 0 | 0 | 0 | 0 | 0 | 0 | 0 | 0 | 0 | 12
NO |  | 7 | 2011 | 1 | 2 | 2 |  | PINNACLE PEAK-OCOTILLO | CACTUS SUB TAP | 230 | 230 | (1) STEEL | 3.2 | 0 | 2 | 954 AA | 286973 | 1324874 | 1611847 | 0 | 0 | 0 | 0 | 0 | 0 | 0 | 0 | 0 | 0 | 0 | 0 | 0 | 0 | 0 | 0 | 0 | 0 | 0 | 0 | 12
NO |  | 7 | 2011 | 1 | 3 | 3 |  | PINNACLE PEAK/LONE PEAK | REACH SUB TAP | 230 | 230 | (1) STEEL | 0.12 | 0 | 1 | 954 ACSR | 1743515 | 203127 | 1946642 | 0 | 0 | 0 | 0 | 0 | 0 | 0 | 0 | 0 | 0 | 0 | 0 | 0 | 0 | 0 | 0 | 0 | 0 | 0 | 0 | 12
NO |  | 7 | 2011 | 1 | 4 | 4 |  | PINNACLE PEAK/LONE PEAK | REACH SUB | 230 | 230 | (4) U.G. | 0.63 | 0 | 1 | 1750 CU | 19290431 | 663027 | 19953458 | 0 | 0 | 0 | 0 | 0 | 0 | 0 | 0 | 0 | 0 | 0 | 0 | 0 | 0 | 0 | 0 | 0 | 0 | 0 | 0 | 12
NO |  | 7 | 2011 | 1 | 5 | 5 |  | GILA BEND/LIBERTY | PANDA SWITCHYARD | 230 | 230 | (1) STEEL | 0.25 | 0 | 1 | 1272 ACSR | 0 | 0 | 0 | 0 | 0 | 0 | 0 | 0 | 0 | 0 | 0 | 0 | 0 | 0 | 0 | 0 | 0 | 0 | 0 | 0 | 0 | 0 | 0 | 12
NO |  | 7 | 2011 | 1 | 6 | 6 |  | SRP-PINNACLE PEAK | DEER VALLEY TAP | 230 | 230 | (1) STEEL | 3.3 | 0 | 2 | 954 AA | 78389 | 2785385 | 2863774 | 0 | 0 | 0 | 0 | 0 | 0 | 0 | 0 | 0 | 0 | 0 | 0 | 0 | 0 | 0 | 0 | 0 | 0 | 0 | 0 | 12
NO |  | 7 | 2011 | 1 | 7 | 7 |  | LINCOLN STREET | COUNTRY CLUB | 230 | 230 | (4) U.G. | 3.5 | 0 | 1 | 1750 CU | 1021582 | 6141784 | 7163366 | 0 | 0 | 0 | 0 | 0 | 0 | 0 | 0 | 0 | 0 | 0 | 0 | 0 | 0 | 0 | 0 | 0 | 0 | 0 | 0 | 12
NO |  | 7 | 2011 | 1 | 8 | 8 |  | SUNNYSLOPE | COUNTRY CLUB | 230 | 230 | (4) U.G. | 7.5 | 0 | 1 | 1750 CU | 85094 | 5672649 | 5757743 | 0 | 0 | 0 | 0 | 0 | 0 | 0 | 0 | 0 | 0 | 0 | 0 | 0 | 0 | 0 | 0 | 0 | 0 | 0 | 0 | 12
NO |  | 7 | 2011 | 1 | 9 | 9 |  | GRAND TERMINAL | COUNTRY CLUB | 230 | 230 | (4) U.G. | 2.5 | 0 | 1 | 1750 CU | 42236 | 1663288 | 1705524 | 0 | 0 | 0 | 0 | 0 | 0 | 0 | 0 | 0 | 0 | 0 | 0 | 0 | 0 | 0 | 0 | 0 | 0 | 0 | 0 | 12
NO |  | 7 | 2011 | 1 | 10 | 10 |  | SANTA ROSA | CASA GRANDE | 230 | 230 | (2) WOOD | 14.95 | 0 | 1 | 1272 ACSR | 541442 | 3730162 | 4271604 | 0 | 0 | 0 | 0 | 0 | 0 | 0 | 0 | 0 | 0 | 0 | 0 | 0 | 0 | 0 | 0 | 0 | 0 | 0 | 0 | 12
NO |  | 7 | 2011 | 1 | 11 | 11 |  | CASA GRANDE | SAGUARO | 230 | 230 | (1) WOOD | 6.74 | 0 | 1 | 1272 ACSR | 78429 | 823686 | 902115 | 0 | 0 | 0 | 0 | 0 | 0 | 0 | 0 | 0 | 0 | 0 | 0 | 0 | 0 | 0 | 0 | 0 | 0 | 0 | 0 | 12
NO |  | 7 | 2011 | 1 | 12 | 12 |  | CASA GRANDE | SAGUARO | 230 | 230 | (2) WOOD | 38.97 | 0 | 1 | 1272 ACSR | 519018 | 6665096 | 7184114 | 0 | 0 | 0 | 0 | 0 | 0 | 0 | 0 | 0 | 0 | 0 | 0 | 0 | 0 | 0 | 0 | 0 | 0 | 0 | 0 | 12
NO |  | 7 | 2011 | 1 | 13 | 13 |  | WESTWING-EL SOL | SURPRISE | 230 | 230 | (1) STEEL | 11.25 | 0 | 1 | 954 ACSR | 381847 | 1203882 | 1585729 | 0 | 0 | 0 | 0 | 0 | 0 | 0 | 0 | 0 | 0 | 0 | 0 | 0 | 0 | 0 | 0 | 0 | 0 | 0 | 0 | 12
NO |  | 7 | 2011 | 1 | 14 | 14 |  | DEER VALLEY | ALEXANDER | 230 | 230 | (1) STEEL | 7.6 | 0 | 1 | 954 AA | 933461 | 4485834 | 5419295 | 0 | 0 | 0 | 0 | 0 | 0 | 0 | 0 | 0 | 0 | 0 | 0 | 0 | 0 | 0 | 0 | 0 | 0 | 0 | 0 | 12
NO |  | 7 | 2011 | 1 | 15 | 15 |  | PINNACLE PEAK | SUNNYSLOPE | 230 | 230 | (1) STEEL | 16.7 | 0 | 1 | 1431A/1361 ACSR | 127241 | 4389119 | 4516360 | 0 | 0 | 0 | 0 | 0 | 0 | 0 | 0 | 0 | 0 | 0 | 0 | 0 | 0 | 0 | 0 | 0 | 0 | 0 | 0 | 12
NO |  | 7 | 2011 | 1 | 16 | 16 |  | OCOTILLO | SANTA ROSA | 230 | 230 | (2) WOOD | 36.3 | 0 | 1 | 795R/1113A | 352384 | 6736913 | 7089297 | 0 | 0 | 0 | 0 | 0 | 0 | 0 | 0 | 0 | 0 | 0 | 0 | 0 | 0 | 0 | 0 | 0 | 0 | 0 | 0 | 12
NO |  | 7 | 2011 | 1 | 17 | 17 |  | ROUND VALLEY/SELIGMAN | FORT ROCK | 230 | 230 | (2) WOOD | 1.67 | 0 | 1 | 795 AA | 0 | 39196 | 39196 | 0 | 0 | 0 | 0 | 0 | 0 | 0 | 0 | 0 | 0 | 0 | 0 | 0 | 0 | 0 | 0 | 0 | 0 | 0 | 0 | 12
NO |  | 7 | 2011 | 1 | 18 | 18 |  | WHITE TANKS | WEST PHOENIX | 230 | 230 | (1) STEEL | 12 | 0 | 2 | 954 SSAC | 7389772 | 16026636 | 23416408 | 0 | 0 | 0 | 0 | 0 | 0 | 0 | 0 | 0 | 0 | 0 | 0 | 0 | 0 | 0 | 0 | 0 | 0 | 0 | 0 | 12
NO |  | 7 | 2011 | 1 | 19 | 19 |  | EL SOL | WHITE TANKS | 230 | 230 | (3) STEEL | 9 | 0 | 1 | 954 ACSR | 1026511 | 6251970 | 7278481 | 0 | 0 | 0 | 0 | 0 | 0 | 0 | 0 | 0 | 0 | 0 | 0 | 0 | 0 | 0 | 0 | 0 | 0 | 0 | 0 | 12
NO |  | 7 | 2011 | 1 | 20 | 20 |  | PINNACLE PEAK | LONE PEAK | 230 | 230 | (3) STEEL | 11.9 | 0 | 1 | 954 ACSR | 3687735 | 8146285 | 11834020 | 0 | 0 | 0 | 0 | 0 | 0 | 0 | 0 | 0 | 0 | 0 | 0 | 0 | 0 | 0 | 0 | 0 | 0 | 0 | 0 | 12
NO |  | 7 | 2011 | 1 | 21 | 21 |  | MEADOWBROOK | SUNNYSLOPE | 230 | 230 | (4) U.G. | 0.16 | 0 | 1 | 1750 ACSR | 0 | 618139 | 618139 | 0 | 0 | 0 | 0 | 0 | 0 | 0 | 0 | 0 | 0 | 0 | 0 | 0 | 0 | 0 | 0 | 0 | 0 | 0 | 0 | 12
NO |  | 7 | 2011 | 1 | 22 | 22 |  | MEADOWBROOK | COUNTRY CLUB | 230 | 230 | (4) U.G. | 0.17 | 0 | 1 | 1750 ACSR | 0 | 857317 | 857317 | 0 | 0 | 0 | 0 | 0 | 0 | 0 | 0 | 0 | 0 | 0 | 0 | 0 | 0 | 0 | 0 | 0 | 0 | 0 | 0 | 12
NO |  | 7 | 2011 | 1 | 23 | 23 |  | RUDD | LIBERTY | 230 | 230 | (1) STEEL | 20.48 | 0 | 1 | 1780 ACSR | 8241786 | 13488478 | 21730264 | 0 | 0 | 0 | 0 | 0 | 0 | 0 | 0 | 0 | 0 | 0 | 0 | 0 | 0 | 0 | 0 | 0 | 0 | 0 | 0 | 12
NO |  | 7 | 2011 | 1 | 24 | 24 |  | PALO VERDE | NORTH GILA TAP | 230 | 230 | (1) STEEL | 3.3 | 0 | 2 | 954 AA | 0 | 374911 | 374911 | 0 | 0 | 0 | 0 | 0 | 0 | 0 | 0 | 0 | 0 | 0 | 0 | 0 | 0 | 0 | 0 | 0 | 0 | 0 | 0 | 12
NO |  | 7 | 2011 | 1 | 25 | 25 |  | PALO VERDE | KYRENE TAP | 230 | 230 | (1) STEEL | 3.3 | 0 | 2 | 954 AA | 0 | 383526 | 383526 | 0 | 0 | 0 | 0 | 0 | 0 | 0 | 0 | 0 | 0 | 0 | 0 | 0 | 0 | 0 | 0 | 0 | 0 | 0 | 0 | 12
NO |  | 7 | 2011 | 1 | 26 | 26 |  | MORGAN | RACEWAY TAP | 230 | 230 | (3) STEEL | 0.75 | 0 | 1 | 2156 ACSS | 0 | 965852 | 965852 | 0 | 0 | 0 | 0 | 0 | 0 | 0 | 0 | 0 | 0 | 0 | 0 | 0 | 0 | 0 | 0 | 0 | 0 | 0 | 0 | 12
NO |  | 7 | 2011 | 1 | 27 | 27 |  | TUBA CITY TAP | POWELL SUB | 69 | 230 | (2) WOOD | 60 | 0 | 1 | 954 ACSR | 0 | 2380164 | 2380164 | 0 | 0 | 0 | 0 | 0 | 0 | 0 | 0 | 0 | 0 | 0 | 0 | 0 | 0 | 0 | 0 | 0 | 0 | 0 | 0 | 12
NO |  | 7 | 2011 | 1 | 28 | 28 |  | SAGUARO PLANT | SAN MANUEL | 115 | 230 | (2) WOOD | 41.5 | 0 | 1 | 954ACSR | 46640 | 1599074 | 1645714 | 0 | 0 | 0 | 0 | 0 | 0 | 0 | 0 | 0 | 0 | 0 | 0 | 0 | 0 | 0 | 0 | 0 | 0 | 0 | 0 | 12
SI/SI | A | 7 | 2011 | 1 | 29 | 29 |  | ORACLE | SAN MANUEL | 115 | 115 | (2) WOOD | 21.06 | 0 | 1 | 556 ACSR | 74058 | 2462446 | 2536504 | 0 | 0 | 0 | 147384.3824 | 0 | 0 | 0 | 0 | 0 | 0 | 0 | 0 | 0 | 0 | 0 | 0 | 0 | 0 | 0 | 0 | 12
SI/SI | A | 7 | 2011 | 1 | 30 | 30 |  | ADAMS | MURAL | 115 | 115 | (2) WOOD | 47.15 | 0 | 1 | 556 ACSR | 435137 | 1994131 | 2429268 | 0 | 0 | 0 | 141153.4 | 0 | 0 | 0 | 0 | 0 | 0 | 0 | 0 | 0 | 0 | 0 | 0 | 0 | 0 | 0 | 0 | 12
SI/SI | A | 7 | 2011 | 1 | 31 | 31 |  | SANTA ROSA | ASARCO | 115 | 115 | (2) WOOD | 11 | 0 | 1 | 795 ACSR | 93110 | 433334 | 526444 | 0 | 0 | 0 | 30589.1983 | 0 | 0 | 0 | 0 | 0 | 0 | 0 | 0 | 0 | 0 | 0 | 0 | 0 | 0 | 0 | 0 | 12
SI/SI | A | 7 | 2011 | 1 | 32 | 32 |  | ASARCO | VISTA | 115 | 115 | (2) WOOD | 3.81 | 0 | 1 | 795 ACSR | 18029 | 392494 | 410523 | 0 | 0 | 0 | 23853.5712 | 0 | 0 | 0 | 0 | 0 | 0 | 0 | 0 | 0 | 0 | 0 | 0 | 0 | 0 | 0 | 0 | 12
SI/SI | A | 7 | 2011 | 1 | 33 | 33 |  | ASARCO | VISTA | 115 | 115 | (1) WOOD | 3.02 | 0 | 1 | 795 ACSR | 12019 | 229551 | 241570 | 0 | 0 | 0 | 14036.5027 | 0 | 0 | 0 | 0 | 0 | 0 | 0 | 0 | 0 | 0 | 0 | 0 | 0 | 0 | 0 | 0 | 12
SI/SI | A | 7 | 2011 | 1 | 34 | 34 |  | WILLOW LAKE | BAGDAD | 115 | 115 | (2) WOOD | 49 | 0 | 1 | 795 ACSR | 220846 | 2755732 | 2976578 | 0 | 0 | 0 | 172955.0239 | 0 | 0 | 0 | 0 | 0 | 0 | 0 | 0 | 0 | 0 | 0 | 0 | 0 | 0 | 0 | 0 | 12
SI/SI | S | 7 | 2011 | 1 | 35 | 35 |  | UNDERGROUND (NON-SPECIFIC) |  | 69 | 69 |  | 19.63 | 0 | 0 |  | 0 | 34117119 | 34117119 | 0 | 0 | 0 | 1982386.1944 | 0 | 0 | 0 | 0 | 0 | 0 | 0 | 0 | 0 | 0 | 0 | 0 | 0 | 0 | 0 | 0 | 12
SI/SI | A | 7 | 2011 | 2 | 1 | 1 |  | OVERHEAD (NON-SPECIFIC) |  | 69 | 69 |  | 2676.84 | 30.58 | 1 |  | 25126096 | 441880005 | 467006101 | 0 | 0 | 0 | 27135539.9999 | 0 | 0 | 0 | 0 | 0 | 0 | 0 | 0 | 0 | 0 | 0 | 0 | 0 | 0 | 0 | 0 | 12
NO |  | 7 | 2011 | 2 | 2 | 2 |  | RELATED TRANSMISSION |  | 0 | 0 |  | 1.64 | 0 | 0 |  | 21621 | 5328484 | 5350105 | 0 | 0 | 0 | 0 | 610070703 | 0 | 0 | 0 | 0 | 0 | 0 | 0 | 0 | 0 | 0 | 0 | 0 | 0 | 0 | 0 | 12
NO |  | 7 | 2011 | 2 | 3 | 3 |  | EHV STRUCTURES TEMP. REST. |  | 0 | 0 |  | 0 | 0 | 0 |  | 0 | 315726 | 315726 | 0 | 0 | 0 | 0 | 0 | 0 | 0 | 0 | 0 | 0 | 0 | 0 | 0 | 0 | 0 | 0 | 0 | 0 | 0 | 0 | 12
NO |  | 7 | 2011 | 2 | 4 | 4 |  |  |  | 0 | 0 |  | 0 | 0 | 0 |  | 0 | 0 | 0 | 17273252 | 10468624 | 33198800 | 60940676 | 610070704 | 0 | 0 | 0 | 0 | 0 | 0 | 0 | 0 | 0 | 0 | 0 | 0 | 0 | 0 | 0 | 12
NO |  | 7 | 2011 | 0 | 36 | 36 |  | TOTAL |  | 0 | 0 |  | 5010.6 | 881.15 | 80 |  | 130488437 | 918308362 | 1048796799 | 17273252 | 10468624 | 33198800 | 60940676 | 0 | 0 | 0 | 0 | 0 | 0 | 0 | 0 | 0 | 0 | 0 | 0 | 0 | 0 | 0 | 0 | 12
NO |  | 153 | 2011 | 0 | 1 | 1 |  | #2302 Safe Harbor | PPLEU Manor Tower | 0 | 0 |  | 0 | 0 | 0 | 795 kcm, | 0 | 0 | 0 | 0 | 0 | 0 | 0 | 0 | 0 | 0 | 0 | 0 | 0 | 0 | 0 | 0 | 0 | 0 | 0 | 0 | 0 | 0 | 0 | 12
NO |  | 153 | 2011 | 0 | 2 | 2 |  |  | #38122s21919 | 230 | 242 | Tower | 0.23 | 0 | 1 | ACSR | 0 | 0 | 0 | 0 | 0 | 0 | 0 | 0 | 0 | 0 | 0 | 0 | 0 | 0 | 0 | 0 | 0 | 0 | 0 | 0 | 0 | 0 | 0 | 12
NO |  | 153 | 2011 | 0 | 3 | 3 |  | #2303 Safe Harbor | PPLEU Manor Tower | 0 | 0 |  | 0 | 0 | 0 | 795 kcm, | 0 | 0 | 0 | 0 | 0 | 0 | 0 | 0 | 0 | 0 | 0 | 0 | 0 | 0 | 0 | 0 | 0 | 0 | 0 | 0 | 0 | 0 | 0 | 12
NO |  | 153 | 2011 | 0 | 4 | 4 |  |  | #38112s21922 | 230 | 242 | Tower | 0.31 | 0 | 1 | ACSR | 0 | 0 | 0 | 0 | 0 | 0 | 0 | 0 | 0 | 0 | 0 | 0 | 0 | 0 | 0 | 0 | 0 | 0 | 0 | 0 | 0 | 0 | 0 | 12
NO |  | 153 | 2011 | 0 | 5 | 5 |  | #692 Safe Harbor | PPLEU Manor Tower | 0 | 0 |  | 0 | 0 | 0 | 397.5 kcm, | 0 | 0 | 0 | 0 | 0 | 0 | 0 | 0 | 0 | 0 | 0 | 0 | 0 | 0 | 0 | 0 | 0 | 0 | 0 | 0 | 0 | 0 | 0 | 12
NI |  | 153 | 2011 | 0 | 6 | 6 |  |  | #38137s21912 | 66 | 72.5 | Tower | 0.2 | 0 | 1 | ACSR | 0 | 0 | 0 | 0 | 0 | 0 | 0 | 0 | 0 | 0 | 0 | 0 | 0 | 0 | 0 | 0 | 0 | 0 | 0 | 0 | 0 | 0 | 0 | 12
NO |  | 153 | 2011 | 0 | 7 | 7 |  | #693 Safe Harbor | PPLEU Manor Tower | 0 | 0 |  | 0 | 0 | 0 | 397.5 kcm, | 0 | 0 | 0 | 0 | 0 | 0 | 0 | 0 | 0 | 0 | 0 | 0 | 0 | 0 | 0 | 0 | 0 | 0 | 0 | 0 | 0 | 0 | 0 | 12
NI |  | 153 | 2011 | 0 | 8 | 8 |  |  | #38137s21912 | 66 | 72.5 | Tower | 0.2 | 0 | 1 | ACSR | 0 | 0 | 0 | 0 | 0 | 0 | 0 | 0 | 0 | 0 | 0 | 0 | 0 | 0 | 0 | 0 | 0 | 0 | 0 | 0 | 0 | 0 | 0 | 12
NO |  | 153 | 2011 | 0 | 36 | 36 |  | TOTAL |  | 0 | 0 |  | 0.94 | 0 | 4 |  | 0 | 0 | 0 | 0 | 0 | 0 | 0 | 0 | 0 | 0 | 0 | 0 | 0 | 0 | 0 | 0 | 0 | 0 | 0 | 0 | 0 | 0 | 0 | 12
NO |  | 128 | 2011 | 0 | 2 | 2 |  |  | State Line | 0 | 0 |  | 0 | 0 | 0 |  | 0 | 0 | 0 | 0 | 0 | 0 | 0 | 0 | 0 | 0 | 0 | 0 | 0 | 0 | 0 | 0 | 0 | 0 | 0 | 0 | 0 | 0 | 0 | 12
NO |  | 128 | 2011 | 0 | 3 | 3 |  |  | Sporn- | 0 | 0 |  | 0 | 0 | 0 | 1.75 in. | 0 | 0 | 0 | 0 | 0 | 0 | 0 | 0 | 0 | 0 | 0 | 0 | 0 | 0 | 0 | 0 | 0 | 0 | 0 | 0 | 0 | 0 | 0 | 12
NO |  | 128 | 2011 | 0 | 4 | 4 |  |  | Tristate | 345 | 330 | Steel Tower | 0.4 | 0 | 2 | ACSR | 0 | 81232 | 81232 | 0 | 0 | 0 | 0 | 0 | 0 | 0 | 0 | 0 | 0 | 0 | 0 | 0 | 0 | 0 | 0 | 0 | 0 | 0 | 0 | 12
NO |  | 128 | 2011 | 0 | 36 | 36 |  | TOTAL |  | 0 | 0 |  | 345.5 | 81.3 | 13 |  | 1452209 | 19902670 | 21354879 | 3996022 | 940411 | 0 | 4936433 | 0 | 0 | 0 | 0 | 0 | 0 | 0 | 0 | 0 | 0 | 0 | 0 | 0 | 0 | 0 | 0 | 12
NO |  | 128 | 2011 | 0 | 1 | 1 |  | Kyger Creek | Ohio-W.VA | 0 | 0 |  | 0 | 0 | 0 |  | 0 | 0 | 0 | 0 | 0 | 0 | 0 | 0 | 0 | 0 | 0 | 0 | 0 | 0 | 0 | 0 | 0 | 0 | 0 | 0 | 0 | 0 | 0 | 12
NO |  | 128 | 2011 | 0 | 6 | 6 |  | Kyger Creek | X-530(DOE) | 345 | 330 | Steel Tower | 50.4 | 0 | 2 | " | 254459 | 3576700 | 3831159 | 0 | 0 | 0 | 0 | 0 | 0 | 0 | 0 | 0 | 0 | 0 | 0 | 0 | 0 | 0 | 0 | 0 | 0 | 0 | 0 | 12
NO |  | 128 | 2011 | 0 | 8 | 8 |  | Kyger Creek | Don Marquis | 345 | 330 | Steel Tower | 0.8 | 48.3 | 1 |  | 0 | 0 | 0 | 0 | 0 | 0 | 0 | 0 | 0 | 0 | 0 | 0 | 0 | 0 | 0 | 0 | 0 | 0 | 0 | 0 | 0 | 0 | 0 | 12
NO |  | 128 | 2011 | 0 | 10 | 10 |  | Kyger Creek | Pierce | 345 | 330 | Steel Tower | 119.8 | 0 | 1 | " | 244852 | 3397636 | 3642488 | 0 | 0 | 0 | 0 | 0 | 0 | 0 | 0 | 0 | 0 | 0 | 0 | 0 | 0 | 0 | 0 | 0 | 0 | 0 | 0 | 12
NO |  | 128 | 2011 | 0 | 12 | 12 |  | Pierce | X-530(DOE) | 345 | 330 | Steel Tower | 71.5 | 0 | 2 | " | 389206 | 5533748 | 5922954 | 0 | 0 | 0 | 0 | 0 | 0 | 0 | 0 | 0 | 0 | 0 | 0 | 0 | 0 | 0 | 0 | 0 | 0 | 0 | 0 | 12
NO |  | 128 | 2011 | 0 | 14 | 14 |  | Ind.-Kentucky |  | 0 | 0 |  | 0 | 0 | 0 |  | 0 | 0 | 0 | 0 | 0 | 0 | 0 | 0 | 0 | 0 | 0 | 0 | 0 | 0 | 0 | 0 | 0 | 0 | 0 | 0 | 0 | 0 | 0 | 12
NO |  | 128 | 2011 | 0 | 15 | 15 |  | State Line |  | 0 | 0 |  | 0 | 0 | 0 |  | 0 | 0 | 0 | 0 | 0 | 0 | 0 | 0 | 0 | 0 | 0 | 0 | 0 | 0 | 0 | 0 | 0 | 0 | 0 | 0 | 0 | 0 | 0 | 12
NO |  | 128 | 2011 | 0 | 16 | 16 |  | (Clifty Creek) | Pierce | 345 | 330 | Steel Tower | 69.6 | 0 | 2 | " | 341839 | 4922293 | 5264132 | 0 | 0 | 0 | 0 | 0 | 0 | 0 | 0 | 0 | 0 | 0 | 0 | 0 | 0 | 0 | 0 | 0 | 0 | 0 | 0 | 12
NO |  | 128 | 2011 | 0 | 18 | 18 |  | Ind.-Kentucky |  | 0 | 0 |  | 0 | 0 | 0 |  | 0 | 0 | 0 | 0 | 0 | 0 | 0 | 0 | 0 | 0 | 0 | 0 | 0 | 0 | 0 | 0 | 0 | 0 | 0 | 0 | 0 | 0 | 0 | 12
NO |  | 128 | 2011 | 0 | 19 | 19 |  | State Line |  | 0 | 0 |  | 0 | 0 | 0 |  | 0 | 0 | 0 | 0 | 0 | 0 | 0 | 0 | 0 | 0 | 0 | 0 | 0 | 0 | 0 | 0 | 0 | 0 | 0 | 0 | 0 | 0 | 0 | 12
NO |  | 128 | 2011 | 0 | 20 | 20 |  | (Dearborn) | Pierce | 345 | 330 | Steel Tower | 33 | 0 | 1 | " | 221853 | 2391061 | 2612914 | 0 | 0 | 0 | 0 | 0 | 0 | 0 | 0 | 0 | 0 | 0 | 0 | 0 | 0 | 0 | 0 | 0 | 0 | 0 | 0 | 12
NO |  | 128 | 2011 | 0 | 22 | 22 |  | Ind.-Kentucky |  | 0 | 0 |  | 0 | 0 | 0 |  | 0 | 0 | 0 | 0 | 0 | 0 | 0 | 0 | 0 | 0 | 0 | 0 | 0 | 0 | 0 | 0 | 0 | 0 | 0 | 0 | 0 | 0 | 0 | 12
NO |  | 128 | 2011 | 0 | 23 | 23 |  | State Line |  | 0 | 0 |  | 0 | 0 | 0 |  | 0 | 0 | 0 | 0 | 0 | 0 | 0 | 0 | 0 | 0 | 0 | 0 | 0 | 0 | 0 | 0 | 0 | 0 | 0 | 0 | 0 | 0 | 0 | 12
NO |  | 128 | 2011 | 0 | 24 | 24 |  | (Dearborn) | Buffington (CG&E) | 345 | 330 | Steel Tower | 0 | 16 | 1 | " | 0 | 0 | 0 | 0 | 0 | 0 | 0 | 611280024 | 0 | 0 | 0 | 0 | 0 | 0 | 0 | 0 | 0 | 0 | 0 | 0 | 0 | 0 | 0 | 12
NO |  | 128 | 2011 | 0 | 27 | 27 |  | Pierce | Buffington (CG&E) | 345 | 330 | Steel Tower | 0 | 17 | 1 | " | 0 | 0 | 0 | 0 | 0 | 0 | 0 | 611280025 | 0 | 0 | 0 | 0 | 0 | 0 | 0 | 0 | 0 | 0 | 0 | 0 | 0 | 0 | 0 | 12
NO |  | 128 | 2011 | 0 | 30 | 30 |  | Expenses Applicable |  | 0 | 0 |  | 0 | 0 | 0 |  | 0 | 0 | 0 | 0 | 0 | 0 | 0 | 0 | 0 | 0 | 0 | 0 | 0 | 0 | 0 | 0 | 0 | 0 | 0 | 0 | 0 | 0 | 0 | 12
NO |  | 128 | 2011 | 0 | 31 | 31 |  | To All Lines |  | 0 | 0 |  | 0 | 0 | 0 |  | 0 | 0 | 0 | 3996022 | 940411 | 0 | 4936433 | 0 | 0 | 0 | 0 | 0 | 0 | 0 | 0 | 0 | 0 | 0 | 0 | 0 | 0 | 0 | 0 | 12
NO |  | 72 | 2011 | 0 | 1 | 1 |  | Clifty Creek | Dearborn | 345 | 330 | Steel Tower | 42.2 | 0 | 2 | 1.75 in. | 167186 | 4570385 | 4737571 | 0 | 0 | 0 | 0 | 0 | 0 | 0 | 0 | 0 | 0 | 0 | 0 | 0 | 0 | 0 | 0 | 0 | 0 | 0 | 0 | 12
NO |  | 72 | 2011 | 0 | 4 | 4 |  | Clifty Creek | Ind.-Ky State Line | 0 | 0 |  | 0 | 0 | 0 |  | 0 | 0 | 0 | 0 | 0 | 0 | 0 | 0 | 0 | 0 | 0 | 0 | 0 | 0 | 0 | 0 | 0 | 0 | 0 | 0 | 0 | 0 | 0 | 12
NO |  | 72 | 2011 | 0 | 5 | 5 |  |  | (Pierce) | 345 | 330 | Steel Tower | 0.2 | 0 | 2 | 1.75 in. | 0 | 65275 | 65275 | 0 | 0 | 0 | 0 | 0 | 0 | 0 | 0 | 0 | 0 | 0 | 0 | 0 | 0 | 0 | 0 | 0 | 0 | 0 | 0 | 12
NO |  | 72 | 2011 | 0 | 6 | 6 |  |  |  | 0 | 0 |  | 0 | 0 | 0 | aluminum | 0 | 0 | 0 | 0 | 0 | 0 | 0 | 0 | 0 | 0 | 0 | 0 | 0 | 0 | 0 | 0 | 0 | 0 | 0 | 0 | 0 | 0 | 0 | 12
NO |  | 72 | 2011 | 0 | 8 | 8 |  | Dearborn | Ind.-Ky State Line | 0 | 0 |  | 0 | 0 | 0 |  | 0 | 0 | 0 | 0 | 0 | 0 | 0 | 0 | 0 | 0 | 0 | 0 | 0 | 0 | 0 | 0 | 0 | 0 | 0 | 0 | 0 | 0 | 0 | 12
NO |  | 72 | 2011 | 0 | 9 | 9 |  |  | (Pierce) | 345 | 330 | Steel Tower | 0.5 | 0 | 1 | 1.75 in. | 0 | 151149 | 151149 | 0 | 0 | 0 | 0 | 0 | 0 | 0 | 0 | 0 | 0 | 0 | 0 | 0 | 0 | 0 | 0 | 0 | 0 | 0 | 0 | 12
NO |  | 72 | 2011 | 0 | 10 | 10 |  |  |  | 0 | 0 |  | 0 | 0 | 0 | aluminum | 0 | 0 | 0 | 0 | 0 | 0 | 0 | 0 | 0 | 0 | 0 | 0 | 0 | 0 | 0 | 0 | 0 | 0 | 0 | 0 | 0 | 0 | 0 | 12
NO |  | 72 | 2011 | 0 | 12 | 12 |  | Clifty Creek | Junction Miami Ft.- | 0 | 0 |  | 0 | 0 | 0 |  | 0 | 0 | 0 | 0 | 0 | 0 | 0 | 0 | 0 | 0 | 0 | 0 | 0 | 0 | 0 | 0 | 0 | 0 | 0 | 0 | 0 | 0 | 0 | 12
NO |  | 72 | 2011 | 0 | 13 | 13 |  |  | Louisville Line | 138 | 132 | Steel Tower | 0.3 | 0 | 2 | 795,000 cm | 0 | 16982 | 16982 | 0 | 0 | 0 | 0 | 0 | 0 | 0 | 0 | 0 | 0 | 0 | 0 | 0 | 0 | 0 | 0 | 0 | 0 | 0 | 0 | 12
NO |  | 72 | 2011 | 0 | 14 | 14 |  |  |  | 0 | 0 |  | 0 | 0 | 0 | ACSR | 0 | 0 | 0 | 0 | 0 | 0 | 0 | 0 | 0 | 0 | 0 | 0 | 0 | 0 | 0 | 0 | 0 | 0 | 0 | 0 | 0 | 0 | 0 | 12
NO |  | 72 | 2011 | 0 | 16 | 16 |  | Clifty Creek | Ind.-Ky State Line | 0 | 0 |  | 0 | 0 | 0 |  | 0 | 0 | 0 | 0 | 0 | 0 | 0 | 0 | 0 | 0 | 0 | 0 | 0 | 0 | 0 | 0 | 0 | 0 | 0 | 0 | 0 | 0 | 0 | 12
NO |  | 72 | 2011 | 0 | 17 | 17 |  |  | (Carrollton) | 138 | 132 | Steel Tower | 1.5 | 0 | 1 | 556,000 cm | 0 | 0 | 0 | 0 | 0 | 0 | 0 | 0 | 0 | 0 | 0 | 0 | 0 | 0 | 0 | 0 | 0 | 0 | 0 | 0 | 0 | 0 | 0 | 12
NO |  | 72 | 2011 | 0 | 18 | 18 |  |  |  | 0 | 0 |  | 0 | 0 | 0 | ACSR | 0 | 0 | 0 | 0 | 0 | 0 | 0 | 0 | 0 | 0 | 0 | 0 | 0 | 0 | 0 | 0 | 0 | 0 | 0 | 0 | 0 | 0 | 0 | 12
NO |  | 72 | 2011 | 0 | 20 | 20 |  | Dearborn | Ind.-Ky State Line | 0 | 0 |  | 0 | 0 | 0 |  | 0 | 0 | 0 | 0 | 0 | 0 | 0 | 610720016 | 0 | 0 | 0 | 0 | 0 | 0 | 0 | 0 | 0 | 0 | 0 | 0 | 0 | 0 | 0 | 12
NO |  | 72 | 2011 | 0 | 21 | 21 |  |  | (Buffington-CG&E) | 345 | 330 | Steel Tower | 0 | 0.5 | 1 | 1.75 in. | 0 | 0 | 0 | 0 | 0 | 0 | 0 | 0 | 0 | 0 | 0 | 0 | 0 | 0 | 0 | 0 | 0 | 0 | 0 | 0 | 0 | 0 | 0 | 12
NO |  | 72 | 2011 | 0 | 22 | 22 |  |  |  | 0 | 0 |  | 0 | 0 | 0 | aluminum | 0 | 0 | 0 | 0 | 0 | 0 | 0 | 0 | 0 | 0 | 0 | 0 | 0 | 0 | 0 | 0 | 0 | 0 | 0 | 0 | 0 | 0 | 0 | 12
NO |  | 72 | 2011 | 0 | 24 | 24 |  | Expenses Applicable |  | 0 | 0 |  | 0 | 0 | 0 |  | 0 | 0 | 0 | 0 | 0 | 0 | 0 | 0 | 0 | 0 | 0 | 0 | 0 | 0 | 0 | 0 | 0 | 0 | 0 | 0 | 0 | 0 | 0 | 12
NO |  | 72 | 2011 | 0 | 25 | 25 |  | To all Lines |  | 0 | 0 |  | 0 | 0 | 0 |  | 0 | 0 | 0 | 340020 | 283484 | 0 | 623504 | 0 | 0 | 0 | 0 | 0 | 0 | 0 | 0 | 0 | 0 | 0 | 0 | 0 | 0 | 0 | 0 | 12
NO |  | 72 | 2011 | 0 | 36 | 36 |  | TOTAL |  | 0 | 0 |  | 44.7 | 0.5 | 9 |  | 167186 | 4803791 | 4970977 | 340020 | 283484 | 0 | 623504 | 0 | 0 | 0 | 0 | 0 | 0 | 0 | 0 | 0 | 0 | 0 | 0 | 0 | 0 | 0 | 0 | 12
NO |  | 18 | 2011 | 0 | 1 | 1 |  | Sidney A. Murray Jr. | Entergy's Plantation | 115 | 123 | Single pole | 40.3 | 0 | 0 | 1780 MCM ACSR | 1898487 | 12660779 | 14559266 | 0 | 66826 | 0 | 66826 | 0 | 0 | 0 | 0 | 0 | 0 | 0 | 0 | 0 | 0 | 0 | 0 | 0 | 0 | 0 | 0 | 12
NO |  | 18 | 2011 | 0 | 2 | 2 |  | Hydroelectric Station | Substation | 0 | 0 | Steel | 0 | 0 | 0 |  | 0 | 0 | 0 | 0 | 0 | 0 | 0 | 0 | 0 | 0 | 0 | 0 | 0 | 0 | 0 | 0 | 0 | 0 | 0 | 0 | 0 | 0 | 0 | 12
NO |  | 18 | 2011 | 0 | 3 | 3 |  | 5707 Highway 15 |  | 0 | 0 |  | 0 | 0 | 0 |  | 0 | 0 | 0 | 0 | 0 | 0 | 0 | 0 | 0 | 0 | 0 | 0 | 0 | 0 | 0 | 0 | 0 | 0 | 0 | 0 | 0 | 0 | 0 | 12
NO |  | 18 | 2011 | 0 | 4 | 4 |  | Vidalia, Louisiana |  | 0 | 0 |  | 0 | 0 | 0 |  | 0 | 0 | 0 | 0 | 0 | 0 | 0 | 0 | 0 | 0 | 0 | 0 | 0 | 0 | 0 | 0 | 0 | 0 | 0 | 0 | 0 | 0 | 0 | 12
NO |  | 18 | 2011 | 0 | 36 | 36 |  | TOTAL |  | 0 | 0 |  | 40.3 | 0 | 0 |  | 1898487 | 12660779 | 14559266 | 0 | 66826 | 0 | 66826 | 0 | 0 | 0 | 0 | 0 | 0 | 0 | 0 | 0 | 0 | 0 | 0 | 0 | 0 | 0 | 0 | 12
NO |  | 63 | 2011 | 0 | 1 | 1 |  | Nelson | Richard | 500 | 0 | Steel Tower | 59.45 | 0 | 1 | 1024 ACAR | 0 | 0 | 0 | 0 | 0 | 0 | 0 | 0 | 0 | 0 | 0 | 0 | 0 | 0 | 0 | 0 | 0 | 0 | 0 | 0 | 0 | 0 | 0 | 12
NO |  | 63 | 2011 | 0 | 2 | 2 |  | Fancy Point | Mcknight | 500 | 0 | Steel Tower | 27.64 | 0 | 1 | 1024 ACAR | 0 | 0 | 0 | 0 | 0 | 0 | 0 | 0 | 0 | 0 | 0 | 0 | 0 | 0 | 0 | 0 | 0 | 0 | 0 | 0 | 0 | 0 | 0 | 12
NO |  | 63 | 2011 | 0 | 3 | 3 |  | Fancy Point | Big Cajun No. 2 | 500 | 0 |  | 0 | 2.95 | 2 | 1024 ACAR | 0 | 0 | 0 | 0 | 0 | 0 | 0 | 0 | 0 | 0 | 0 | 0 | 0 | 0 | 0 | 0 | 0 | 0 | 0 | 0 | 0 | 0 | 0 | 12
NO |  | 63 | 2011 | 0 | 4 | 4 |  | Big Cajun No. 2 | Webre | 500 | 0 |  | 0 | 26.45 | 2 | 1024 ACAR | 0 | 0 | 0 | 0 | 0 | 0 | 0 | 0 | 0 | 0 | 0 | 0 | 0 | 0 | 0 | 0 | 0 | 0 | 0 | 0 | 0 | 0 | 0 | 12
NO |  | 63 | 2011 | 0 | 5 | 5 |  | McKnight | Franklin | 500 | 0 | Steel Tower | 55.65 | 0 | 1 | 954 ACSR | 0 | 0 | 0 | 0 | 0 | 0 | 0 | 0 | 0 | 0 | 0 | 0 | 0 | 0 | 0 | 0 | 0 | 0 | 0 | 0 | 0 | 0 | 0 | 12
NO |  | 63 | 2011 | 0 | 6 | 6 |  | McKnight | M.P.C. (C/L of Pearl River) | 500 | 0 | Steel Tower | 72.49 | 0 | 1 | 1024 ACAR | 0 | 0 | 0 | 0 | 0 | 0 | 0 | 0 | 0 | 0 | 0 | 0 | 0 | 0 | 0 | 0 | 0 | 0 | 0 | 0 | 0 | 0 | 0 | 12
NO |  | 63 | 2011 | 0 | 7 | 7 |  | Nelson | Hartburg | 500 | 0 | Steel Tower | 26.45 | 0 | 1 | 1024 ACAR | 0 | 0 | 0 | 0 | 0 | 0 | 0 | 0 | 0 | 0 | 0 | 0 | 0 | 0 | 0 | 0 | 0 | 0 | 0 | 0 | 0 | 0 | 0 | 12
NO |  | 63 | 2011 | 0 | 8 | 8 |  | Willow Glen | LP&L (Center of Miss Rv) | 500 | 0 | Steel Tower | 19.59 | 9.53 | 1 | 1024 ACAR | 0 | 0 | 0 | 0 | 0 | 0 | 0 | 0 | 0 | 0 | 0 | 0 | 0 | 0 | 0 | 0 | 0 | 0 | 0 | 0 | 0 | 0 | 0 | 12
NO |  | 63 | 2011 | 0 | 9 | 9 |  | Webre | Richard | 500 | 0 | Steel Tower | 52.92 | 3 | 1 | 1024 ACAR | 0 | 0 | 0 | 0 | 0 | 0 | 0 | 0 | 0 | 0 | 0 | 0 | 0 | 0 | 0 | 0 | 0 | 0 | 0 | 0 | 0 | 0 | 0 | 12
NO |  | 63 | 2011 | 0 | 10 | 10 |  | Willow Glen | LP&L Co. (Little Gypsy) | 500 | 0 | Steel Tower | 16.32 | 33.34 | 2 | 1024 ACAR | 0 | 0 | 0 | 0 | 0 | 0 | 0 | 0 | 0 | 0 | 0 | 0 | 0 | 0 | 0 | 0 | 0 | 0 | 0 | 0 | 0 | 0 | 0 | 12
NO |  | 63 | 2011 | 0 | 11 | 11 |  | Willow Glen | Coly | 500 | 0 | Steel Tower | 20.8 | 0 | 1 | 1024 ACAR | 0 | 0 | 0 | 0 | 0 | 0 | 0 | 0 | 0 | 0 | 0 | 0 | 0 | 0 | 0 | 0 | 0 | 0 | 0 | 0 | 0 | 0 | 0 | 12
NO |  | 63 | 2011 | 0 | 12 | 12 |  | Coly | Mcknight | 500 | 0 |  | 18.13 | 0 | 1 | 1024 ACAR | 0 | 0 | 0 | 0 | 0 | 0 | 0 | 0 | 0 | 0 | 0 | 0 | 0 | 0 | 0 | 0 | 0 | 0 | 0 | 0 | 0 | 0 | 0 | 12
NO |  | 63 | 2011 | 0 | 13 | 13 |  |  | Total 500 kv Lines | 0 | 0 |  | 0 | 0 | 0 |  | 32837488 | 85986383 | 118823871 | 0 | 0 | 0 | 0 | 0 | 0 | 0 | 0 | 0 | 0 | 0 | 0 | 0 | 0 | 0 | 0 | 0 | 0 | 0 | 0 | 12
NO |  | 63 | 2011 | 0 | 16 | 16 |  |  | Total 345 kv Lines | 0 | 0 |  | 0 | 0 | 0 |  | 0 | 0 | 0 | 0 | 0 | 0 | 0 | 0 | 0 | 0 | 0 | 0 | 0 | 0 | 0 | 0 | 0 | 0 | 0 | 0 | 0 | 0 | 0 | 12
NO |  | 63 | 2011 | 0 | 18 | 18 |  | Willow Glen | Harelson | 230 | 0 | Wood H Frame | 13.35 | 0 | 1 | 336 ACST | 0 | 0 | 0 | 0 | 0 | 0 | 0 | 0 | 0 | 0 | 0 | 0 | 0 | 0 | 0 | 0 | 0 | 0 | 0 | 0 | 0 | 0 | 0 | 12
NO |  | 63 | 2011 | 0 | 19 | 19 |  | Exxon | Enco | 230 | 0 | 1 Steel Pole | 0.79 | 0 | 1 | 649 ACAR | 0 | 0 | 0 | 0 | 0 | 0 | 0 | 0 | 0 | 0 | 0 | 0 | 0 | 0 | 0 | 0 | 0 | 0 | 0 | 0 | 0 | 0 | 0 | 12
NO |  | 63 | 2011 | 0 | 20 | 20 |  | Tiger | Addis | 230 | 0 | Wood H Frame | 5.78 | 0 | 1 | 336 ACSR | 0 | 0 | 0 | 0 | 0 | 0 | 0 | 0 | 0 | 0 | 0 | 0 | 0 | 0 | 0 | 0 | 0 | 0 | 0 | 0 | 0 | 0 | 0 | 12
NO |  | 63 | 2011 | 0 | 21 | 21 |  | Formosa | Enco | 230 | 0 | 1 Steel Pole | 0.17 | 0.43 | 2 | 649 ACAR | 0 | 0 | 0 | 0 | 0 | 0 | 0 | 0 | 0 | 0 | 0 | 0 | 0 | 0 | 0 | 0 | 0 | 0 | 0 | 0 | 0 | 0 | 0 | 12
NO |  | 63 | 2011 | 0 | 22 | 22 |  | Woodstock | Vulcan Material Co. | 230 | 0 | Wood H Frame | 0.54 | 0.22 | 1 | 649 ACAR | 0 | 0 | 0 | 0 | 0 | 0 | 0 | 0 | 0 | 0 | 0 | 0 | 0 | 0 | 0 | 0 | 0 | 0 | 0 | 0 | 0 | 0 | 0 | 12
NO |  | 63 | 2011 | 0 | 23 | 23 |  | LaSta Unit 4A | Exxon | 230 | 0 |  | 0 | 0.66 | 2 | 649 ACAR | 0 | 0 | 0 | 0 | 0 | 0 | 0 | 0 | 0 | 0 | 0 | 0 | 0 | 0 | 0 | 0 | 0 | 0 | 0 | 0 | 0 | 0 | 0 | 12
NO |  | 63 | 2011 | 0 | 24 | 24 |  | Downtown | Dawson Creek | 230 | 0 | 1 Steel Pole | 6.87 | 0.03 | 1 | 649 ACAR | 0 | 0 | 0 | 0 | 0 | 0 | 0 | 0 | 0 | 0 | 0 | 0 | 0 | 0 | 0 | 0 | 0 | 0 | 0 | 0 | 0 | 0 | 0 | 12
NO |  | 63 | 2011 | 0 | 25 | 25 |  | Structure No. 1 | Line No. 711 | 230 | 0 | Wood H Frame | 1.71 | 0 | 1 | 649 ACAR | 0 | 0 | 0 | 0 | 0 | 0 | 0 | 0 | 0 | 0 | 0 | 0 | 0 | 0 | 0 | 0 | 0 | 0 | 0 | 0 | 0 | 0 | 0 | 12
NO |  | 63 | 2011 | 0 | 26 | 26 |  | Line No. 350 | Esso | 230 | 0 | Wood H Frame | 0.01 | 0.28 | 2 | 649 ACAR | 0 | 0 | 0 | 0 | 0 | 0 | 0 | 0 | 0 | 0 | 0 | 0 | 0 | 0 | 0 | 0 | 0 | 0 | 0 | 0 | 0 | 0 | 0 | 12
NO |  | 63 | 2011 | 0 | 27 | 27 |  | Esso | Exxon | 230 | 0 | 1 Steel Pole | 2.11 | 0 | 1 | 649 ACAR | 0 | 0 | 0 | 0 | 0 | 0 | 0 | 0 | 0 | 0 | 0 | 0 | 0 | 0 | 0 | 0 | 0 | 0 | 0 | 0 | 0 | 0 | 0 | 12
NO |  | 63 | 2011 | 0 | 28 | 28 |  | Addis | Placid | 230 | 0 | Wood H Frame | 7.93 | 0 | 1 | 336 ACSR | 0 | 0 | 0 | 0 | 0 | 0 | 0 | 0 | 0 | 0 | 0 | 0 | 0 | 0 | 0 | 0 | 0 | 0 | 0 | 0 | 0 | 0 | 0 | 12
NO |  | 63 | 2011 | 0 | 29 | 29 |  | Dow Cogen | Addis | 230 | 0 | 3 Wood Poles | 9.36 | 0 | 1 | 649 ACAR | 0 | 0 | 0 | 0 | 0 | 0 | 0 | 0 | 0 | 0 | 0 | 0 | 0 | 0 | 0 | 0 | 0 | 0 | 0 | 0 | 0 | 0 | 0 | 12
NO |  | 63 | 2011 | 0 | 30 | 30 |  | Evergreen | Structure No. 732/124 | 230 | 0 | 3 Wood Poles | 4.07 | 7.63 | 2 | 1780 ACSR | 0 | 0 | 0 | 0 | 0 | 0 | 0 | 0 | 0 | 0 | 0 | 0 | 0 | 0 | 0 | 0 | 0 | 0 | 0 | 0 | 0 | 0 | 0 | 12
NO |  | 63 | 2011 | 0 | 31 | 31 |  | Addis | C.E.P. Coop (Big Cajun #1) | 230 | 0 | Wood H Frame | 24.89 | 0.13 | 1 | 649 ACAR | 0 | 0 | 0 | 0 | 0 | 0 | 0 | 0 | 0 | 0 | 0 | 0 | 0 | 0 | 0 | 0 | 0 | 0 | 0 | 0 | 0 | 0 | 0 | 12
NO |  | 63 | 2011 | 0 | 32 | 32 |  | Willow Glenn | Coly Line 711 (Vignes) | 230 | 0 | Single Concr | 12.02 | 0 | 1 | 1780 ACSR | 0 | 0 | 0 | 0 | 0 | 0 | 0 | 0 | 0 | 0 | 0 | 0 | 0 | 0 | 0 | 0 | 0 | 0 | 0 | 0 | 0 | 0 | 0 | 12
NO |  | 63 | 2011 | 0 | 33 | 33 |  | Willow Glenn | Evergreen | 230 | 0 | Steel Tower | 4.58 | 3.51 | 2 | 1027 ACSR | 0 | 0 | 0 | 0 | 0 | 0 | 0 | 0 | 0 | 0 | 0 | 0 | 0 | 0 | 0 | 0 | 0 | 0 | 0 | 0 | 0 | 0 | 0 | 12
NO |  | 63 | 2011 | 0 | 34 | 34 |  | Line No. 718 | Line No. 328 | 230 | 0 | 2 Steel Poles | 3.39 | 0.66 | 1 | 649 ACAR | 0 | 0 | 0 | 0 | 0 | 0 | 0 | 0 | 0 | 0 | 0 | 0 | 0 | 0 | 0 | 0 | 0 | 0 | 0 | 0 | 0 | 0 | 0 | 12
NO |  | 63 | 2011 | 0 | 35 | 35 |  | Willow Glen | Belle Helene | 230 | 0 | Wood H Frame | 11.39 | 0.03 | 1 | 649 ACAR | 0 | 0 | 0 | 0 | 0 | 0 | 0 | 0 | 0 | 0 | 0 | 0 | 0 | 0 | 0 | 0 | 0 | 0 | 0 | 0 | 0 | 0 | 0 | 12
NO |  | 63 | 2011 | 1 | 1 | 1 |  | Line No. 715 | Grant | 230 | 0 | Sgl Wood Pole | 2.48 | 0 | 1 | 649 ACAR | 0 | 0 | 0 | 0 | 0 | 0 | 0 | 0 | 0 | 0 | 0 | 0 | 0 | 0 | 0 | 0 | 0 | 0 | 0 | 0 | 0 | 0 | 0 | 12
NO |  | 63 | 2011 | 1 | 2 | 2 |  | Coly | Jaguar | 230 | 0 | 2 Steel Poles | 22.89 | 0 | 1 | 649 ACAR | 0 | 0 | 0 | 0 | 0 | 0 | 0 | 0 | 0 | 0 | 0 | 0 | 0 | 0 | 0 | 0 | 0 | 0 | 0 | 0 | 0 | 0 | 0 | 12
NO |  | 63 | 2011 | 1 | 3 | 3 |  | CONWAY | BAYOU CONWAY | 230 | 0 | Sng Stl & Con | 1.4 | 0 | 0 | 666.6 ACSR | 0 | 0 | 0 | 0 | 0 | 0 | 0 | 0 | 0 | 0 | 0 | 0 | 0 | 0 | 0 | 0 | 0 | 0 | 0 | 0 | 0 | 0 | 0 | 12
NO |  | 63 | 2011 | 1 | 4 | 4 |  | Harelson | Oak Villa | 230 | 0 | Wood H Frame | 2.29 | 0 | 1 | 649 ACAR | 0 | 0 | 0 | 0 | 0 | 0 | 0 | 0 | 0 | 0 | 0 | 0 | 0 | 0 | 0 | 0 | 0 | 0 | 0 | 0 | 0 | 0 | 0 | 12
NO |  | 63 | 2011 | 1 | 5 | 5 |  | Willow Glen | Tiger | 230 | 0 | Wood H Frame | 8.69 | 0 | 1 | 649 ACAR | 0 | 0 | 0 | 0 | 0 | 0 | 0 | 0 | 0 | 0 | 0 | 0 | 0 | 0 | 0 | 0 | 0 | 0 | 0 | 0 | 0 | 0 | 0 | 12
NO |  | 63 | 2011 | 1 | 6 | 6 |  | Enco | Ecorp | 230 | 0 | 1 Steel Pole | 0.25 | 0 | 1 | 649 ACAR | 0 | 0 | 0 | 0 | 0 | 0 | 0 | 0 | 0 | 0 | 0 | 0 | 0 | 0 | 0 | 0 | 0 | 0 | 0 | 0 | 0 | 0 | 0 | 12
NO |  | 63 | 2011 | 1 | 7 | 7 |  | Structure No. 1 | Structure No. 5 | 230 | 0 | Wood H Frame | 0.37 | 0 | 1 | 649 ACAR | 0 | 0 | 0 | 0 | 0 | 0 | 0 | 0 | 0 | 0 | 0 | 0 | 0 | 0 | 0 | 0 | 0 | 0 | 0 | 0 | 0 | 0 | 0 | 12
NO |  | 63 | 2011 | 1 | 8 | 8 |  | Willow Glen | Harelson | 230 | 0 | Wood H Frame | 6.62 | 25.24 | 2 | 649 ACAR | 0 | 0 | 0 | 0 | 0 | 0 | 0 | 0 | 0 | 0 | 0 | 0 | 0 | 0 | 0 | 0 | 0 | 0 | 0 | 0 | 0 | 0 | 0 | 12
NO |  | 63 | 2011 | 1 | 9 | 9 |  | Esso | Hazel | 230 | 0 | Sgl Wood Pole | 3.24 | 0 | 1 | 1033 AA | 0 | 0 | 0 | 0 | 0 | 0 | 0 | 0 | 0 | 0 | 0 | 0 | 0 | 0 | 0 | 0 | 0 | 0 | 0 | 0 | 0 | 0 | 0 | 12
NO |  | 63 | 2011 | 1 | 10 | 10 |  | Nelson | Moss Bluff | 230 | 0 | Wood H Frame | 6.79 | 0 | 1 | 336 ACSR | 0 | 0 | 0 | 0 | 0 | 0 | 0 | 0 | 0 | 0 | 0 | 0 | 0 | 0 | 0 | 0 | 0 | 0 | 0 | 0 | 0 | 0 | 0 | 12
NO |  | 63 | 2011 | 1 | 11 | 11 |  | Exxon | Downtown | 230 | 0 | 1 Steel Pole | 1.88 | 1.19 | 2 | 649 ACAR | 0 | 0 | 0 | 0 | 0 | 0 | 0 | 0 | 0 | 0 | 0 | 0 | 0 | 0 | 0 | 0 | 0 | 0 | 0 | 0 | 0 | 0 | 0 | 12
NO |  | 63 | 2011 | 1 | 12 | 12 |  | Solac | Pecan Grove | 230 | 0 | 2 Steel Poles | 15.15 | 0 | 1 | 649 ACAR | 0 | 0 | 0 | 0 | 0 | 0 | 0 | 0 | 0 | 0 | 0 | 0 | 0 | 0 | 0 | 0 | 0 | 0 | 0 | 0 | 0 | 0 | 0 | 12
NO |  | 63 | 2011 | 1 | 13 | 13 |  | Fancy Point | Cep Coop (Big Cajun #1) | 230 | 0 | Wood H Frame | 8.45 | 0.11 | 1 | 649 ACAR | 0 | 0 | 0 | 0 | 0 | 0 | 0 | 0 | 0 | 0 | 0 | 0 | 0 | 0 | 0 | 0 | 0 | 0 | 0 | 0 | 0 | 0 | 0 | 12
NO |  | 63 | 2011 | 1 | 14 | 14 |  | Chalkley Bulk | Solac | 230 | 0 | Wood H Frame | 8.09 | 0 | 1 | 556 ACSR | 0 | 0 | 0 | 0 | 0 | 0 | 0 | 0 | 0 | 0 | 0 | 0 | 0 | 0 | 0 | 0 | 0 | 0 | 0 | 0 | 0 | 0 | 0 | 12
NO |  | 63 | 2011 | 1 | 15 | 15 |  | Hazel | Oak Villa | 230 | 0 | Wood H Frame | 4.08 | 0 | 1 | 1024 ACAR | 0 | 0 | 0 | 0 | 0 | 0 | 0 | 0 | 0 | 0 | 0 | 0 | 0 | 0 | 0 | 0 | 0 | 0 | 0 | 0 | 0 | 0 | 0 | 12
NO |  | 63 | 2011 | 1 | 16 | 16 |  | Tiger | Willow Glen | 230 | 0 | Wood H Frame | 8.18 | 0.53 | 1 | 1033 AA | 0 | 0 | 0 | 0 | 0 | 0 | 0 | 0 | 0 | 0 | 0 | 0 | 0 | 0 | 0 | 0 | 0 | 0 | 0 | 0 | 0 | 0 | 0 | 12
NO |  | 63 | 2011 | 1 | 17 | 17 |  | Belle Helene | Woodstock | 230 | 0 | Wood H Frame | 1.42 | 0 | 1 | 649 ACAR | 0 | 0 | 0 | 0 | 0 | 0 | 0 | 0 | 0 | 0 | 0 | 0 | 0 | 0 | 0 | 0 | 0 | 0 | 0 | 0 | 0 | 0 | 0 | 12
NO |  | 63 | 2011 | 1 | 18 | 18 |  | Moler | Port Hudson | 230 | 0 | Wood H Frame | 24.87 | 0 | 1 | 649 ACAR | 0 | 0 | 0 | 0 | 0 | 0 | 0 | 0 | 0 | 0 | 0 | 0 | 0 | 0 | 0 | 0 | 0 | 0 | 0 | 0 | 0 | 0 | 0 | 12
NO |  | 63 | 2011 | 1 | 19 | 19 |  | Colby | Colfel | 230 | 0 | Wood H Frame | 2.56 | 27.29 | 2 | 1024 ACAR | 0 | 0 | 0 | 0 | 0 | 0 | 0 | 0 | 0 | 0 | 0 | 0 | 0 | 0 | 0 | 0 | 0 | 0 | 0 | 0 | 0 | 0 | 0 | 12
NO |  | 63 | 2011 | 1 | 20 | 20 |  | River Bend | Fancy Point (R.S.S.#1) | 230 | 0 | Wood H Frame | 0.79 | 0 | 1 | 1024 ACAR | 0 | 0 | 0 | 0 | 0 | 0 | 0 | 0 | 0 | 0 | 0 | 0 | 0 | 0 | 0 | 0 | 0 | 0 | 0 | 0 | 0 | 0 | 0 | 12
NO |  | 63 | 2011 | 1 | 21 | 21 |  | River Bend | Fancy Point (Genrator Lead) | 230 | 0 | 2 Steel Poles | 0.79 | 0 | 1 | 1024 ACAR | 0 | 0 | 0 | 0 | 0 | 0 | 0 | 0 | 0 | 0 | 0 | 0 | 0 | 0 | 0 | 0 | 0 | 0 | 0 | 0 | 0 | 0 | 0 | 12
NO |  | 63 | 2011 | 1 | 22 | 22 |  | Pecan Grove | Carlyss | 230 | 0 | Wood H Frame | 2.32 | 0.32 | 1 | 649 ACAR | 0 | 0 | 0 | 0 | 0 | 0 | 0 | 0 | 0 | 0 | 0 | 0 | 0 | 0 | 0 | 0 | 0 | 0 | 0 | 0 | 0 | 0 | 0 | 12
NO |  | 63 | 2011 | 1 | 23 | 23 |  | River Bend | Fancy Point (R.S.S.#2) | 230 | 0 | 2 Steel Poles | 0.79 | 0 | 1 | 1024 ACAR | 0 | 0 | 0 | 0 | 0 | 0 | 0 | 0 | 0 | 0 | 0 | 0 | 0 | 0 | 0 | 0 | 0 | 0 | 0 | 0 | 0 | 0 | 0 | 12
NO |  | 63 | 2011 | 1 | 24 | 24 |  | Conway | Vulcan Materials Co. | 230 | 0 | Steel Tower | 1.14 | 0 | 1 | 649 ACAR | 0 | 0 | 0 | 0 | 0 | 0 | 0 | 0 | 0 | 0 | 0 | 0 | 0 | 0 | 0 | 0 | 0 | 0 | 0 | 0 | 0 | 0 | 0 | 12
NO |  | 63 | 2011 | 1 | 25 | 25 |  | Dawson Creek | Willow Glen | 230 | 0 | Steel Tower | 12.25 | 0.84 | 1 | 649 ACAR | 0 | 0 | 0 | 0 | 0 | 0 | 0 | 0 | 0 | 0 | 0 | 0 | 0 | 0 | 0 | 0 | 0 | 0 | 0 | 0 | 0 | 0 | 0 | 12
NO |  | 63 | 2011 | 1 | 26 | 26 |  | Jaguar | Enco | 230 | 0 | 1 Steel Pole | 2.61 | 0 | 1 | 649 ACAR | 0 | 0 | 0 | 0 | 0 | 0 | 0 | 0 | 0 | 0 | 0 | 0 | 0 | 0 | 0 | 0 | 0 | 0 | 0 | 0 | 0 | 0 | 0 | 12
NO |  | 63 | 2011 | 1 | 27 | 27 |  | Enjay | Jaguar | 230 | 0 | 1 Steel Pole | 0.3 | 2.18 | 2 | 1650 ACAR | 0 | 0 | 0 | 0 | 0 | 0 | 0 | 0 | 0 | 0 | 0 | 0 | 0 | 0 | 0 | 0 | 0 | 0 | 0 | 0 | 0 | 0 | 0 | 12
NO |  | 63 | 2011 | 1 | 28 | 28 |  | Fancy Point | Enjay | 230 | 0 | 2 Steel Poles | 22.11 | 0 | 1 | 1650 ACAR | 0 | 0 | 0 | 0 | 0 | 0 | 0 | 0 | 0 | 0 | 0 | 0 | 0 | 0 | 0 | 0 | 0 | 0 | 0 | 0 | 0 | 0 | 0 | 12
NO |  | 63 | 2011 | 1 | 29 | 29 |  | Port Hudson | Fancy Point | 230 | 0 | 2 Steel Poles | 8.75 | 2.72 | 1 | 649 ACAR | 0 | 0 | 0 | 0 | 0 | 0 | 0 | 0 | 0 | 0 | 0 | 0 | 0 | 0 | 0 | 0 | 0 | 0 | 0 | 0 | 0 | 0 | 0 | 12
NO |  | 63 | 2011 | 1 | 30 | 30 |  | Moss Bluff | Chalkley Bulk | 230 | 0 | Wood H Frame | 17.29 | 0 | 1 | 336 ACSR | 0 | 0 | 0 | 0 | 0 | 0 | 0 | 0 | 0 | 0 | 0 | 0 | 0 | 0 | 0 | 0 | 0 | 0 | 0 | 0 | 0 | 0 | 0 | 12
NO |  | 63 | 2011 | 1 | 31 | 31 |  | PPG | Carlyss | 230 | 0 | Wood H Frame | 5.37 | 0 | 1 | 1033 AA | 0 | 0 | 0 | 0 | 0 | 0 | 0 | 0 | 0 | 0 | 0 | 0 | 0 | 0 | 0 | 0 | 0 | 0 | 0 | 0 | 0 | 0 | 0 | 12
NO |  | 63 | 2011 | 1 | 32 | 32 |  | Rosebluff | Carlyss | 230 | 0 | 1 Steel Pole | 2.21 | 0 | 1 | 649 ACAR | 0 | 0 | 0 | 0 | 0 | 0 | 0 | 0 | 0 | 0 | 0 | 0 | 0 | 0 | 0 | 0 | 0 | 0 | 0 | 0 | 0 | 0 | 0 | 12
NO |  | 63 | 2011 | 1 | 33 | 33 |  | Verdine | Nelson | 230 | 0 | Wood H Frame | 2.71 | 0.58 | 1 | 649 ACAR | 0 | 0 | 0 | 0 | 0 | 0 | 0 | 0 | 0 | 0 | 0 | 0 | 0 | 0 | 0 | 0 | 0 | 0 | 0 | 0 | 0 | 0 | 0 | 12
NO |  | 63 | 2011 | 1 | 34 | 34 |  | Nelson | Cleco | 230 | 0 | Wood H Frame | 11.44 | 3.13 | 1 | 927 ACAR | 0 | 0 | 0 | 0 | 0 | 0 | 0 | 0 | 0 | 0 | 0 | 0 | 0 | 0 | 0 | 0 | 0 | 0 | 0 | 0 | 0 | 0 | 0 | 12
NO |  | 63 | 2011 | 1 | 35 | 35 |  | Dow Cogen | Air Liquide | 230 | 0 | 1 Steel Pole | 1.46 | 0 | 1 |  | 0 | 0 | 0 | 0 | 0 | 0 | 0 | 0 | 0 | 0 | 0 | 0 | 0 | 0 | 0 | 0 | 0 | 0 | 0 | 0 | 0 | 0 | 0 | 12
NO |  | 63 | 2011 | 2 | 1 | 1 |  | Willow Glen | Coly | 230 | 0 | Steel Tower | 1.26 | 19.74 | 2 | 1024 ACAR | 0 | 0 | 0 | 0 | 0 | 0 | 0 | 0 | 0 | 0 | 0 | 0 | 0 | 0 | 0 | 0 | 0 | 0 | 0 | 0 | 0 | 0 | 0 | 12
NO |  | 63 | 2011 | 2 | 2 | 2 |  | Nelson | Carlyss | 230 | 0 | 2 Steel Poles | 7.55 | 8.73 | 2 | 649 ACAR | 0 | 0 | 0 | 0 | 0 | 0 | 0 | 0 | 0 | 0 | 0 | 0 | 0 | 0 | 0 | 0 | 0 | 0 | 0 | 0 | 0 | 0 | 0 | 12
NO |  | 63 | 2011 | 2 | 3 | 3 |  | Conway | Bagtelle | 230 | 0 | Wood H Frame | 1.43 | 6.8 | 2 | 1024 ACAR | 0 | 0 | 0 | 0 | 0 | 0 | 0 | 0 | 0 | 0 | 0 | 0 | 0 | 0 | 0 | 0 | 0 | 0 | 0 | 0 | 0 | 0 | 0 | 12
NO |  | 63 | 2011 | 2 | 4 | 4 |  | Line No. 780 | Exxon | 230 | 0 | 1 Steel Pole | 0.08 | 0.7 | 2 | 649 ACAR | 0 | 0 | 0 | 0 | 0 | 0 | 0 | 0 | 0 | 0 | 0 | 0 | 0 | 0 | 0 | 0 | 0 | 0 | 0 | 0 | 0 | 0 | 0 | 12
NO |  | 63 | 2011 | 2 | 5 | 5 |  | Placid | Formosa | 230 | 0 | Wood H Frame | 4.74 | 0.86 | 1 | 395 ACAR | 0 | 0 | 0 | 0 | 0 | 0 | 0 | 0 | 0 | 0 | 0 | 0 | 0 | 0 | 0 | 0 | 0 | 0 | 0 | 0 | 0 | 0 | 0 | 12
NO |  | 63 | 2011 | 2 | 6 | 6 |  | Fancy Point | Port Hudson | 230 | 0 | 2 Steel Poles | 3.23 | 8.4 | 2 | 649 ACAR | 0 | 0 | 0 | 0 | 0 | 0 | 0 | 0 | 0 | 0 | 0 | 0 | 0 | 0 | 0 | 0 | 0 | 0 | 0 | 0 | 0 | 0 | 0 | 12
NO |  | 63 | 2011 | 2 | 7 | 7 |  | Chenago | Plantation | 230 | 0 | Sng Concrete | 4.75 | 0 | 1 | 1780 MCM | 0 | 0 | 0 | 0 | 0 | 0 | 0 | 0 | 0 | 0 | 0 | 0 | 0 | 0 | 0 | 0 | 0 | 0 | 0 | 0 | 0 | 0 | 0 | 12
NO |  | 63 | 2011 | 2 | 8 | 8 |  | Dow | Chenago | 230 | 0 | Sng Concrete | 0.74 | 0 | 1 | 1780 MCM | 0 | 0 | 0 | 0 | 0 | 0 | 0 | 0 | 0 | 0 | 0 | 0 | 0 | 0 | 0 | 0 | 0 | 0 | 0 | 0 | 0 | 0 | 0 | 12
NO |  | 63 | 2011 | 2 | 9 | 9 |  | PPG | Verdine | 230 | 0 | Wood H Frame | 2.27 | 0 | 1 | 649 ACAR | 0 | 0 | 0 | 0 | 0 | 0 | 0 | 0 | 0 | 0 | 0 | 0 | 0 | 0 | 0 | 0 | 0 | 0 | 0 | 0 | 0 | 0 | 0 | 12
NO |  | 63 | 2011 | 2 | 10 | 10 |  | WINTZ | ST. GABRIEL | 230 | 0 | SNGL POLE STL | 0.05 | 0 | 1 | 649 ACAR | 0 | 0 | 0 | 0 | 0 | 0 | 0 | 0 | 0 | 0 | 0 | 0 | 0 | 0 | 0 | 0 | 0 | 0 | 0 | 0 | 0 | 0 | 0 | 12
NO |  | 63 | 2011 | 2 | 11 | 11 |  | Coly | Holden | 230 | 0 | Sgl ConcreteDE | 16.1 | 8 | 1 | 1780 ACSR | 0 | 0 | 0 | 0 | 0 | 0 | 0 | 0 | 0 | 0 | 0 | 0 | 0 | 0 | 0 | 0 | 0 | 0 | 0 | 0 | 0 | 0 | 0 | 12
NO |  | 63 | 2011 | 2 | 14 | 14 |  | Scott | City of Lafayette Bnn | 138 | 0 | Wood H Frame | 4.94 | 0.26 | 1 |  | 0 | 0 | 0 | 0 | 0 | 0 | 0 | 0 | 0 | 0 | 0 | 0 | 0 | 0 | 0 | 0 | 0 | 0 | 0 | 0 | 0 | 0 | 0 | 12
NO |  | 63 | 2011 | 2 | 15 | 15 |  | Conoco | Olin Tdi | 138 | 0 | Sgl Wood Pole | 0.89 | 0 | 1 |  | 0 | 0 | 0 | 0 | 0 | 0 | 0 | 0 | 0 | 0 | 0 | 0 | 0 | 0 | 0 | 0 | 0 | 0 | 0 | 0 | 0 | 0 | 0 | 12
NO |  | 63 | 2011 | 2 | 16 | 16 |  | Staufco | Nelson | 138 | 0 | Sgl Wood Pole | 0.32 | 1.98 | 2 |  | 0 | 0 | 0 | 0 | 0 | 0 | 0 | 0 | 0 | 0 | 0 | 0 | 0 | 0 | 0 | 0 | 0 | 0 | 0 | 0 | 0 | 0 | 0 | 12
NO |  | 63 | 2011 | 2 | 17 | 17 |  | Structure No. 296/ | Str No. 296/514 | 138 | 0 |  | 0 | 0.64 | 2 |  | 0 | 0 | 0 | 0 | 0 | 0 | 0 | 0 | 0 | 0 | 0 | 0 | 0 | 0 | 0 | 0 | 0 | 0 | 0 | 0 | 0 | 0 | 0 | 12
NO |  | 63 | 2011 | 2 | 18 | 18 |  | Orange | Lake Charles Division | 138 | 0 | Wood H Frame | 31.56 | 4.2 | 1 |  | 0 | 0 | 0 | 0 | 0 | 0 | 0 | 0 | 0 | 0 | 0 | 0 | 0 | 0 | 0 | 0 | 0 | 0 | 0 | 0 | 0 | 0 | 0 | 12
NO |  | 63 | 2011 | 2 | 19 | 19 |  | Orange | Nelson | 138 | 0 | Wood H Frame | 32.43 | 0 | 1 |  | 0 | 0 | 0 | 0 | 0 | 0 | 0 | 0 | 0 | 0 | 0 | 0 | 0 | 0 | 0 | 0 | 0 | 0 | 0 | 0 | 0 | 0 | 0 | 12
NO |  | 63 | 2011 | 2 | 20 | 20 |  | Scott | Champagne | 138 | 0 | Wood H Frame | 23.64 | 0.03 | 1 |  | 0 | 0 | 0 | 0 | 0 | 0 | 0 | 0 | 0 | 0 | 0 | 0 | 0 | 0 | 0 | 0 | 0 | 0 | 0 | 0 | 0 | 0 | 0 | 12
NO |  | 63 | 2011 | 2 | 21 | 21 |  | Scott | Cecelia | 138 | 0 | Wood H Frame | 16.78 | 0 | 1 |  | 0 | 0 | 0 | 0 | 0 | 0 | 0 | 0 | 0 | 0 | 0 | 0 | 0 | 0 | 0 | 0 | 0 | 0 | 0 | 0 | 0 | 0 | 0 | 12
NO |  | 63 | 2011 | 2 | 22 | 22 |  | Bonin | Gsuto Cecelia | 138 | 0 | Wood H Frame | 13.12 | 1.08 | 1 |  | 0 | 0 | 0 | 0 | 0 | 0 | 0 | 0 | 0 | 0 | 0 | 0 | 0 | 0 | 0 | 0 | 0 | 0 | 0 | 0 | 0 | 0 | 0 | 12
NO |  | 63 | 2011 | 2 | 23 | 23 |  | Cosmar | Alchem | 138 | 0 | Wood H Frame | 1.31 | 0.15 | 1 |  | 0 | 0 | 0 | 0 | 0 | 0 | 0 | 0 | 0 | 0 | 0 | 0 | 0 | 0 | 0 | 0 | 0 | 0 | 0 | 0 | 0 | 0 | 0 | 12
NO |  | 63 | 2011 | 2 | 24 | 24 |  | Scott | Colonial Academy | 138 | 0 | Wood H Frame | 20.17 | 0 | 1 |  | 0 | 0 | 0 | 0 | 0 | 0 | 0 | 0 | 0 | 0 | 0 | 0 | 0 | 0 | 0 | 0 | 0 | 0 | 0 | 0 | 0 | 0 | 0 | 12
NO |  | 63 | 2011 | 2 | 25 | 25 |  | Lake Charles Bulk | Jennings | 138 | 0 | Wood H Frame | 29.97 | 0 | 1 |  | 0 | 0 | 0 | 0 | 0 | 0 | 0 | 0 | 0 | 0 | 0 | 0 | 0 | 0 | 0 | 0 | 0 | 0 | 0 | 0 | 0 | 0 | 0 | 12
NO |  | 63 | 2011 | 2 | 26 | 26 |  | Willow Glen | Gonzales | 138 | 0 | Wood H Frame | 29.4 | 6.97 | 1 |  | 0 | 0 | 0 | 0 | 0 | 0 | 0 | 0 | 0 | 0 | 0 | 0 | 0 | 0 | 0 | 0 | 0 | 0 | 0 | 0 | 0 | 0 | 0 | 12
NO |  | 63 | 2011 | 2 | 27 | 27 |  | Structure No. 182 | Line No. 331 | 138 | 0 | Wood H Frame | 1.46 | 0.63 | 1 |  | 0 | 0 | 0 | 0 | 0 | 0 | 0 | 0 | 0 | 0 | 0 | 0 | 0 | 0 | 0 | 0 | 0 | 0 | 0 | 0 | 0 | 0 | 0 | 12
NO |  | 63 | 2011 | 2 | 28 | 28 |  | Cecelia | Wilbert (2 Lines//) | 138 | 0 | Wood H Frame | 33.23 | 0 | 1 | 336 ACSR | 0 | 0 | 0 | 0 | 0 | 0 | 0 | 0 | 0 | 0 | 0 | 0 | 0 | 0 | 0 | 0 | 0 | 0 | 0 | 0 | 0 | 0 | 0 | 12
NO |  | 63 | 2011 | 2 | 29 | 29 |  | Wilbert | Louisiana Station | 138 | 0 | Wood H Frame | 8.02 | 0.84 | 1 | 649 ACAR | 0 | 0 | 0 | 0 | 0 | 0 | 0 | 0 | 0 | 0 | 0 | 0 | 0 | 0 | 0 | 0 | 0 | 0 | 0 | 0 | 0 | 0 | 0 | 12
NO |  | 63 | 2011 | 2 | 30 | 30 |  | Louisiana Station | Structure No. 21 | 138 | 0 | Steel Tower | 0.2 | 0.04 | 1 | 4/0 CU | 0 | 0 | 0 | 0 | 0 | 0 | 0 | 0 | 0 | 0 | 0 | 0 | 0 | 0 | 0 | 0 | 0 | 0 | 0 | 0 | 0 | 0 | 0 | 12
NO |  | 63 | 2011 | 2 | 31 | 31 |  | Wilbert | Livonia | 138 | 0 | Wood H Frame | 19.29 | 0 | 1 | 395 ACAR | 0 | 0 | 0 | 0 | 0 | 0 | 0 | 0 | 0 | 0 | 0 | 0 | 0 | 0 | 0 | 0 | 0 | 0 | 0 | 0 | 0 | 0 | 0 | 12
NO |  | 63 | 2011 | 2 | 32 | 32 |  | Geigy | Stauffer | 138 | 0 | 1 Steel Pole | 0.67 | 0 | 1 | 500 CU | 0 | 0 | 0 | 0 | 0 | 0 | 0 | 0 | 0 | 0 | 0 | 0 | 0 | 0 | 0 | 0 | 0 | 0 | 0 | 0 | 0 | 0 | 0 | 12
NO |  | 63 | 2011 | 2 | 33 | 33 |  | Stauffer | Cosmar | 138 | 0 | Wood H Frame | 2.55 | 0 | 1 | 649 ACAR | 0 | 0 | 0 | 0 | 0 | 0 | 0 | 0 | 0 | 0 | 0 | 0 | 0 | 0 | 0 | 0 | 0 | 0 | 0 | 0 | 0 | 0 | 0 | 12
NO |  | 63 | 2011 | 2 | 34 | 34 |  | Air Products | Geigy | 138 | 0 | 1 Steel Pole | 1.04 | 0 | 1 | 649 ACAR | 0 | 0 | 0 | 0 | 0 | 0 | 0 | 0 | 0 | 0 | 0 | 0 | 0 | 0 | 0 | 0 | 0 | 0 | 0 | 0 | 0 | 0 | 0 | 12
NO |  | 63 | 2011 | 2 | 35 | 35 |  | Louisiana Station | Thomas | 138 | 0 | Sgl Wood Pole | 7.24 | 0.3 | 1 | 954 ACSR-AW | 0 | 0 | 0 | 0 | 0 | 0 | 0 | 0 | 0 | 0 | 0 | 0 | 0 | 0 | 0 | 0 | 0 | 0 | 0 | 0 | 0 | 0 | 0 | 12
NO |  | 63 | 2011 | 3 | 1 | 1 |  | Shenendoah | Line No. 300 | 138 | 0 | Wood H Frame | 1.89 | 0 | 1 | 4/0 CU | 0 | 0 | 0 | 0 | 0 | 0 | 0 | 0 | 0 | 0 | 0 | 0 | 0 | 0 | 0 | 0 | 0 | 0 | 0 | 0 | 0 | 0 | 0 | 12
NO |  | 63 | 2011 | 3 | 2 | 2 |  | Lake Charles Bulk | Richard | 138 | 0 | Wood H Frame | 54.8 | 0 | 1 | 336 ACSR | 0 | 0 | 0 | 0 | 0 | 0 | 0 | 0 | 0 | 0 | 0 | 0 | 0 | 0 | 0 | 0 | 0 | 0 | 0 | 0 | 0 | 0 | 0 | 12
NO |  | 63 | 2011 | 3 | 3 | 3 |  | Polycit | Citgo | 138 | 0 | Sgl Wood Pole | 0.88 | 0 | 1 | 1033 AA | 0 | 0 | 0 | 0 | 0 | 0 | 0 | 0 | 0 | 0 | 0 | 0 | 0 | 0 | 0 | 0 | 0 | 0 | 0 | 0 | 0 | 0 | 0 | 12
NO |  | 63 | 2011 | 3 | 4 | 4 |  | Citcon-West | Carlyss | 138 | 0 | 1 Steel Pole | 0.49 | 0 | 1 | 649 ACAR | 0 | 0 | 0 | 0 | 0 | 0 | 0 | 0 | 0 | 0 | 0 | 0 | 0 | 0 | 0 | 0 | 0 | 0 | 0 | 0 | 0 | 0 | 0 | 12
NO |  | 63 | 2011 | 3 | 5 | 5 |  | Jennings | Richard | 138 | 0 | Wood H Frame | 27.7 | 0.03 | 1 | 1033 AA | 0 | 0 | 0 | 0 | 0 | 0 | 0 | 0 | 0 | 0 | 0 | 0 | 0 | 0 | 0 | 0 | 0 | 0 | 0 | 0 | 0 | 0 | 0 | 12
NO |  | 63 | 2011 | 3 | 6 | 6 |  | Conoco | Staufco | 138 | 0 | Sgl Wood Pole | 1.06 | 0 | 1 | 1033 AA | 0 | 0 | 0 | 0 | 0 | 0 | 0 | 0 | 0 | 0 | 0 | 0 | 0 | 0 | 0 | 0 | 0 | 0 | 0 | 0 | 0 | 0 | 0 | 12
NO |  | 63 | 2011 | 3 | 7 | 7 |  | Moril | Bayou Warehouse | 138 | 0 | Wood H Frame | 16.9 | 0 | 1 | 336 ACSR | 0 | 0 | 0 | 0 | 0 | 0 | 0 | 0 | 0 | 0 | 0 | 0 | 0 | 0 | 0 | 0 | 0 | 0 | 0 | 0 | 0 | 0 | 0 | 12
NO |  | 63 | 2011 | 3 | 8 | 8 |  | Cecelia | Moril | 138 | 0 | Wood H Frame | 24.69 | 0 | 1 | 649 ACAR | 0 | 0 | 0 | 0 | 0 | 0 | 0 | 0 | 0 | 0 | 0 | 0 | 0 | 0 | 0 | 0 | 0 | 0 | 0 | 0 | 0 | 0 | 0 | 12
NO |  | 63 | 2011 | 3 | 9 | 9 |  | Meaux | Leblanc #2 | 138 | 0 | Wood H Frame | 12.01 | 2.66 | 1 | 795 ACSR | 0 | 0 | 0 | 0 | 0 | 0 | 0 | 0 | 0 | 0 | 0 | 0 | 0 | 0 | 0 | 0 | 0 | 0 | 0 | 0 | 0 | 0 | 0 | 12
NO |  | 63 | 2011 | 3 | 10 | 10 |  | Scott | Judice | 138 | 0 | Wood H Frame | 7.76 | 0 | 1 | 795 AA | 0 | 0 | 0 | 0 | 0 | 0 | 0 | 0 | 0 | 0 | 0 | 0 | 0 | 0 | 0 | 0 | 0 | 0 | 0 | 0 | 0 | 0 | 0 | 12
NO |  | 63 | 2011 | 3 | 11 | 11 |  | Richard | Scott | 138 | 0 | Wood H Frame | 17.94 | 10.31 | 1 | 1033 AA | 0 | 0 | 0 | 0 | 0 | 0 | 0 | 0 | 0 | 0 | 0 | 0 | 0 | 0 | 0 | 0 | 0 | 0 | 0 | 0 | 0 | 0 | 0 | 12
NO |  | 63 | 2011 | 3 | 12 | 12 |  | Krotz Springs | Livonia | 138 | 0 | Wood H Frame | 13 | 0 | 1 | 649 ACAR | 0 | 0 | 0 | 0 | 0 | 0 | 0 | 0 | 0 | 0 | 0 | 0 | 0 | 0 | 0 | 0 | 0 | 0 | 0 | 0 | 0 | 0 | 0 | 12
NO |  | 63 | 2011 | 3 | 13 | 13 |  | Arizona | Citcon-West | 138 | 0 | 1 Steel Pole | 0.2 | 0.9 | 1 | 649 ACAR | 0 | 0 | 0 | 0 | 0 | 0 | 0 | 0 | 0 | 0 | 0 | 0 | 0 | 0 | 0 | 0 | 0 | 0 | 0 | 0 | 0 | 0 | 0 | 12
NO |  | 63 | 2011 | 3 | 14 | 14 |  | Line No. 619 | Jefferson Island | 138 | 0 | Sgl Wood Pole | 1.02 | 0 | 1 | 395 ACAR | 0 | 0 | 0 | 0 | 0 | 0 | 0 | 0 | 0 | 0 | 0 | 0 | 0 | 0 | 0 | 0 | 0 | 0 | 0 | 0 | 0 | 0 | 0 | 12
NO |  | 63 | 2011 | 3 | 15 | 15 |  | Line No. 368 | Starhill | 138 | 0 | Wood H Frame | 0.86 | 0 | 1 | 795 AA | 0 | 0 | 0 | 0 | 0 | 0 | 0 | 0 | 0 | 0 | 0 | 0 | 0 | 0 | 0 | 0 | 0 | 0 | 0 | 0 | 0 | 0 | 0 | 12
NO |  | 63 | 2011 | 3 | 16 | 16 |  | Addis | Wilbert | 138 | 0 | Wood H Frame | 0.29 | 6.83 | 2 | 1033 AA | 0 | 0 | 0 | 0 | 0 | 0 | 0 | 0 | 0 | 0 | 0 | 0 | 0 | 0 | 0 | 0 | 0 | 0 | 0 | 0 | 0 | 0 | 0 | 12
NO |  | 63 | 2011 | 3 | 17 | 17 |  | Richard | Crowley | 138 | 0 |  | 0 | 11.93 | 2 | 336 ACSR | 0 | 0 | 0 | 0 | 0 | 0 | 0 | 0 | 0 | 0 | 0 | 0 | 0 | 0 | 0 | 0 | 0 | 0 | 0 | 0 | 0 | 0 | 0 | 12
NO |  | 63 | 2011 | 3 | 18 | 18 |  | Judice | Meaux | 138 | 0 | Wood H Frame | 10.08 | 0 | 1 | 795 AA | 0 | 0 | 0 | 0 | 0 | 0 | 0 | 0 | 0 | 0 | 0 | 0 | 0 | 0 | 0 | 0 | 0 | 0 | 0 | 0 | 0 | 0 | 0 | 12
NO |  | 63 | 2011 | 3 | 19 | 19 |  | Addis | Willow Glen | 138 | 0 | Wood H Frame | 5.56 | 8.67 | 2 | 336 ACSR | 0 | 0 | 0 | 0 | 0 | 0 | 0 | 0 | 0 | 0 | 0 | 0 | 0 | 0 | 0 | 0 | 0 | 0 | 0 | 0 | 0 | 0 | 0 | 12
NO |  | 63 | 2011 | 3 | 20 | 20 |  | Nelson | Lake Charles Bulk | 138 | 0 | Wood H Frame | 11.54 | 0 | 1 | 1033 AA | 0 | 0 | 0 | 0 | 0 | 0 | 0 | 0 | 0 | 0 | 0 | 0 | 0 | 0 | 0 | 0 | 0 | 0 | 0 | 0 | 0 | 0 | 0 | 12
NO |  | 63 | 2011 | 3 | 21 | 21 |  | Colonial Academy | Richard | 138 | 0 | Wood H Frame | 6.37 | 4.24 | 1 | 336 ACSR | 0 | 0 | 0 | 0 | 0 | 0 | 0 | 0 | 0 | 0 | 0 | 0 | 0 | 0 | 0 | 0 | 0 | 0 | 0 | 0 | 0 | 0 | 0 | 12
NO |  | 63 | 2011 | 3 | 22 | 22 |  | Arizona | Citgo | 138 | 0 | Sgl Wood Pole | 1.29 | 0.68 | 1 | 1033 AA | 0 | 0 | 0 | 0 | 0 | 0 | 0 | 0 | 0 | 0 | 0 | 0 | 0 | 0 | 0 | 0 | 0 | 0 | 0 | 0 | 0 | 0 | 0 | 12
NO |  | 63 | 2011 | 3 | 23 | 23 |  | Nelson | Lake Charles Bulk | 138 | 0 | Wood H Frame | 11.33 | 0.18 | 1 | 1033 AA | 0 | 0 | 0 | 0 | 0 | 0 | 0 | 0 | 0 | 0 | 0 | 0 | 0 | 0 | 0 | 0 | 0 | 0 | 0 | 0 | 0 | 0 | 0 | 12
NO |  | 63 | 2011 | 3 | 24 | 24 |  | Richard | Scott | 138 | 0 | Wood H Frame | 28.11 | 0.13 | 1 | 336 ACSR | 0 | 0 | 0 | 0 | 0 | 0 | 0 | 0 | 0 | 0 | 0 | 0 | 0 | 0 | 0 | 0 | 0 | 0 | 0 | 0 | 0 | 0 | 0 | 12
NO |  | 63 | 2011 | 3 | 25 | 25 |  | Line No. 641 | Colonial Springs | 138 | 0 | Wood H Frame | 0.37 | 0 | 1 | 649 ACAR | 0 | 0 | 0 | 0 | 0 | 0 | 0 | 0 | 0 | 0 | 0 | 0 | 0 | 0 | 0 | 0 | 0 | 0 | 0 | 0 | 0 | 0 | 0 | 12
NO |  | 63 | 2011 | 3 | 26 | 26 |  | Champagne | Krotz Springs | 138 | 0 | Wood H Frame | 13.55 | 0 | 1 | 336 ACSR | 0 | 0 | 0 | 0 | 0 | 0 | 0 | 0 | 0 | 0 | 0 | 0 | 0 | 0 | 0 | 0 | 0 | 0 | 0 | 0 | 0 | 0 | 0 | 12
NO |  | 63 | 2011 | 3 | 27 | 27 |  | Line No. 298 | Colonial Welsh | 138 | 0 | Wood H Frame | 3.44 | 0 | 1 | 336 ACSR | 0 | 0 | 0 | 0 | 0 | 0 | 0 | 0 | 0 | 0 | 0 | 0 | 0 | 0 | 0 | 0 | 0 | 0 | 0 | 0 | 0 | 0 | 0 | 12
NO |  | 63 | 2011 | 3 | 28 | 28 |  | Champagne Bulk | Plaisance | 138 | 0 | Wood H Frame | 3.32 | 9.47 | 2 | 336 ACSR | 0 | 0 | 0 | 0 | 0 | 0 | 0 | 0 | 0 | 0 | 0 | 0 | 0 | 0 | 0 | 0 | 0 | 0 | 0 | 0 | 0 | 0 | 0 | 12
NO |  | 63 | 2011 | 3 | 29 | 29 |  | Leblanc #2 | Moril | 138 | 0 | Wood H Frame | 8.78 | 0 | 1 | 795 ACSR | 0 | 0 | 0 | 0 | 0 | 0 | 0 | 0 | 0 | 0 | 0 | 0 | 0 | 0 | 0 | 0 | 0 | 0 | 0 | 0 | 0 | 0 | 0 | 12
NO |  | 63 | 2011 | 3 | 30 | 30 |  | Willow Glen | Structure No. 391/6 | 138 | 0 |  | 0 | 0.41 | 2 | 1033 AA | 0 | 0 | 0 | 0 | 0 | 0 | 0 | 0 | 0 | 0 | 0 | 0 | 0 | 0 | 0 | 0 | 0 | 0 | 0 | 0 | 0 | 0 | 0 | 12
NO |  | 63 | 2011 | 3 | 31 | 31 |  | Mossville | Bayou D Inde | 138 | 0 | Wood H Frame | 3.51 | 1.33 | 1 | 649 ACAR | 0 | 0 | 0 | 0 | 0 | 0 | 0 | 0 | 0 | 0 | 0 | 0 | 0 | 0 | 0 | 0 | 0 | 0 | 0 | 0 | 0 | 0 | 0 | 12
NO |  | 63 | 2011 | 3 | 32 | 32 |  | Moril | Hopkins St | 138 | 0 | Wood H Frame | 0.16 | 2.37 | 2 | 1033 ACSR | 0 | 0 | 0 | 0 | 0 | 0 | 0 | 0 | 0 | 0 | 0 | 0 | 0 | 0 | 0 | 0 | 0 | 0 | 0 | 0 | 0 | 0 | 0 | 12
NO |  | 63 | 2011 | 3 | 33 | 33 |  | Monochem | Conway | 138 | 0 | Wood H Frame | 3.99 | 3.17 | 2 | 336 ACSR | 0 | 0 | 0 | 0 | 0 | 0 | 0 | 0 | 0 | 0 | 0 | 0 | 0 | 0 | 0 | 0 | 0 | 0 | 0 | 0 | 0 | 0 | 0 | 12
NO |  | 63 | 2011 | 3 | 34 | 34 |  | Structure No. 48 | Structure No. 57 | 138 | 0 | Wood H Frame | 0.9 | 0 | 1 | 336 ACSR | 0 | 0 | 0 | 0 | 0 | 0 | 0 | 0 | 0 | 0 | 0 | 0 | 0 | 0 | 0 | 0 | 0 | 0 | 0 | 0 | 0 | 0 | 0 | 12
NO |  | 63 | 2011 | 3 | 35 | 35 |  | Alchem | Monochem | 138 | 0 | Wood H Frame | 6.76 | 0 | 1 | 336 ACSR | 0 | 0 | 0 | 0 | 0 | 0 | 0 | 0 | 0 | 0 | 0 | 0 | 0 | 0 | 0 | 0 | 0 | 0 | 0 | 0 | 0 | 0 | 0 | 12
NO |  | 63 | 2011 | 4 | 1 | 1 |  | Richard | Eunice Foreign Line | 138 | 0 |  | 0 | 6.62 | 2 | 336 ACSR | 0 | 0 | 0 | 0 | 0 | 0 | 0 | 0 | 0 | 0 | 0 | 0 | 0 | 0 | 0 | 0 | 0 | 0 | 0 | 0 | 0 | 0 | 0 | 12
NO |  | 63 | 2011 | 4 | 2 | 2 |  | Geismar | Wyandotte | 138 | 0 | Wood H Frame | 3.33 | 0.26 | 1 | 1033 AA | 0 | 0 | 0 | 0 | 0 | 0 | 0 | 0 | 0 | 0 | 0 | 0 | 0 | 0 | 0 | 0 | 0 | 0 | 0 | 0 | 0 | 0 | 0 | 12
NO |  | 63 | 2011 | 4 | 3 | 3 |  | 138 Kv Tap Lines |  | 138 | 0 |  | 4.18 | 3.23 | 1 |  | 0 | 0 | 0 | 0 | 0 | 0 | 0 | 0 | 0 | 0 | 0 | 0 | 0 | 0 | 0 | 0 | 0 | 0 | 0 | 0 | 0 | 0 | 0 | 12
NO |  | 63 | 2011 | 4 | 4 | 4 |  | Willow Glen | Structure 166 | 138 | 0 | Wood H Frame | 10.86 | 2.43 | 1 | 1033 AA | 0 | 0 | 0 | 0 | 0 | 0 | 0 | 0 | 0 | 0 | 0 | 0 | 0 | 0 | 0 | 0 | 0 | 0 | 0 | 0 | 0 | 0 | 0 | 12
NO |  | 63 | 2011 | 4 | 5 | 5 |  | Willow Glen | Geismer | 138 | 0 | Wood H Frame | 8.67 | 0 | 1 | 1033 AA | 0 | 0 | 0 | 0 | 0 | 0 | 0 | 0 | 0 | 0 | 0 | 0 | 0 | 0 | 0 | 0 | 0 | 0 | 0 | 0 | 0 | 0 | 0 | 12
NO |  | 63 | 2011 | 4 | 6 | 6 |  | Structure No. 702/ | Willow Glen | 138 | 0 |  | 0 | 0.41 | 2 | 1033 AA | 0 | 0 | 0 | 0 | 0 | 0 | 0 | 0 | 0 | 0 | 0 | 0 | 0 | 0 | 0 | 0 | 0 | 0 | 0 | 0 | 0 | 0 | 0 | 12
NO |  | 63 | 2011 | 4 | 7 | 7 |  | Structure 315/2 | Structure No. 315/39 | 138 | 0 |  | 0 | 3.95 | 2 | 336 ACSR | 0 | 0 | 0 | 0 | 0 | 0 | 0 | 0 | 0 | 0 | 0 | 0 | 0 | 0 | 0 | 0 | 0 | 0 | 0 | 0 | 0 | 0 | 0 | 12
NO |  | 63 | 2011 | 4 | 8 | 8 |  | Port Hudson | Crown Zellerbach | 138 | 0 | Wood H Frame | 7.51 | 0.3 | 1 | 795 AA | 0 | 0 | 0 | 0 | 0 | 0 | 0 | 0 | 0 | 0 | 0 | 0 | 0 | 0 | 0 | 0 | 0 | 0 | 0 | 0 | 0 | 0 | 0 | 12
NO |  | 63 | 2011 | 4 | 9 | 9 |  | Nelson | Deridder | 138 | 0 | Wood H Frame | 8.52 | 31.05 | 2 | 336 ACSR | 0 | 0 | 0 | 0 | 0 | 0 | 0 | 0 | 0 | 0 | 0 | 0 | 0 | 0 | 0 | 0 | 0 | 0 | 0 | 0 | 0 | 0 | 0 | 12
NO |  | 63 | 2011 | 4 | 10 | 10 |  | Bayou Warehouse | Cleco (Ivanhoe) | 138 | 0 | Wood H Frame | 2.24 | 3.8 | 2 | 336 ACSR | 0 | 0 | 0 | 0 | 0 | 0 | 0 | 0 | 0 | 0 | 0 | 0 | 0 | 0 | 0 | 0 | 0 | 0 | 0 | 0 | 0 | 0 | 0 | 12
NO |  | 63 | 2011 | 4 | 11 | 11 |  | Bayou D Inde | Polycit | 138 | 0 | 1 Steel Pole | 1.38 | 0 | 1 | 649 ACAR | 0 | 0 | 0 | 0 | 0 | 0 | 0 | 0 | 0 | 0 | 0 | 0 | 0 | 0 | 0 | 0 | 0 | 0 | 0 | 0 | 0 | 0 | 0 | 12
NO |  | 63 | 2011 | 4 | 12 | 12 |  | Bayou D Inde | Polycit | 138 | 0 | 1 Steel Pole | 1.38 | 0 | 1 | 649 ACAR | 0 | 0 | 0 | 0 | 0 | 0 | 0 | 0 | 0 | 0 | 0 | 0 | 0 | 0 | 0 | 0 | 0 | 0 | 0 | 0 | 0 | 0 | 0 | 12
NO |  | 63 | 2011 | 4 | 13 | 13 |  | Olin Tdi | Carlyss | 138 | 0 | Wood H Frame | 6.69 | 0 | 1 | 1033 AA | 0 | 0 | 0 | 0 | 0 | 0 | 0 | 0 | 0 | 0 | 0 | 0 | 0 | 0 | 0 | 0 | 0 | 0 | 0 | 0 | 0 | 0 | 0 | 12
NO |  | 63 | 2011 | 4 | 14 | 14 |  | Conway | Wyandotte | 138 | 0 | Wood H Frame | 4.59 | 0 | 1 | 395 ACAR | 0 | 0 | 0 | 0 | 0 | 0 | 0 | 0 | 0 | 0 | 0 | 0 | 0 | 0 | 0 | 0 | 0 | 0 | 0 | 0 | 0 | 0 | 0 | 12
NO |  | 63 | 2011 | 4 | 15 | 15 |  | Shell Chem | Conway | 138 | 0 | Wood H Frame | 1.25 | 0 | 1 | 1033 AA | 0 | 0 | 0 | 0 | 0 | 0 | 0 | 0 | 0 | 0 | 0 | 0 | 0 | 0 | 0 | 0 | 0 | 0 | 0 | 0 | 0 | 0 | 0 | 12
NO |  | 63 | 2011 | 4 | 16 | 16 |  | Repapco | Crown Zellerbach | 138 | 0 | Wood H Frame | 6.76 | 0 | 1 | 395 CAR | 0 | 0 | 0 | 0 | 0 | 0 | 0 | 0 | 0 | 0 | 0 | 0 | 0 | 0 | 0 | 0 | 0 | 0 | 0 | 0 | 0 | 0 | 0 | 12
NO |  | 63 | 2011 | 4 | 17 | 17 |  | Gonzales | Louisiana Power & Light | 138 | 0 | Wood H Frame | 4.65 | 0 | 1 | 4/0 CU | 0 | 0 | 0 | 0 | 0 | 0 | 0 | 0 | 0 | 0 | 0 | 0 | 0 | 0 | 0 | 0 | 0 | 0 | 0 | 0 | 0 | 0 | 0 | 12
NO |  | 63 | 2011 | 4 | 18 | 18 |  | Port Hudson | Repapco | 138 | 0 | Wood H Frame | 4.07 | 0 | 1 | 395 ACAR | 0 | 0 | 0 | 0 | 0 | 0 | 0 | 0 | 0 | 0 | 0 | 0 | 0 | 0 | 0 | 0 | 0 | 0 | 0 | 0 | 0 | 0 | 0 | 12
NO |  | 63 | 2011 | 4 | 19 | 19 |  | Thomas | Port Hudson | 138 | 0 | Wood H Frame | 7.57 | 0 | 1 | 795 AA | 0 | 0 | 0 | 0 | 0 | 0 | 0 | 0 | 0 | 0 | 0 | 0 | 0 | 0 | 0 | 0 | 0 | 0 | 0 | 0 | 0 | 0 | 0 | 12
NO |  | 63 | 2011 | 4 | 20 | 20 |  | Willow Glen | Air Products | 138 | 0 | Wood H Frame | 2.76 | 0 | 1 | 649 ACAR | 0 | 0 | 0 | 0 | 0 | 0 | 0 | 0 | 0 | 0 | 0 | 0 | 0 | 0 | 0 | 0 | 0 | 0 | 0 | 0 | 0 | 0 | 0 | 12
NO |  | 63 | 2011 | 4 | 21 | 21 |  | Structure No. 9 | Willow Glen | 138 | 0 | Wood H Frame | 0.26 | 0.26 | 1 | 1033 AA | 0 | 0 | 0 | 0 | 0 | 0 | 0 | 0 | 0 | 0 | 0 | 0 | 0 | 0 | 0 | 0 | 0 | 0 | 0 | 0 | 0 | 0 | 0 | 12
NO |  | 63 | 2011 | 4 | 22 | 22 |  | Wyandotte | Shell Chem | 138 | 0 | Wood H Frame | 0.43 | 0.47 | 1 | 649 ACAR | 0 | 0 | 0 | 0 | 0 | 0 | 0 | 0 | 0 | 0 | 0 | 0 | 0 | 0 | 0 | 0 | 0 | 0 | 0 | 0 | 0 | 0 | 0 | 12
SI/SI | A | 63 | 2011 | 4 | 25 | 25 |  |  | Total 115kv Lines | 115 | 0 | Wood H Frame | 4 | 26 | 0 | 336 ACSR | 77848 | 692832 | 770680 | 0 | 0 | 6846.0308 | 0 | 0 | 0 | 0 | 0 | 0 | 0 | 0 | 0 | 0 | 0 | 0 | 0 | 0 | 0 | 0 | 0 | 12
SI/SI | A | 63 | 2011 | 4 | 26 | 26 |  |  | Total 69kv Lines | 69 | 0 |  | 736.6 | 159.01 | 0 | VARIOUS | 15339002 | 117675029 | 133014031 | 0 | 0 | 1181577.5026 | 0 | 0 | 0 | 0 | 0 | 0 | 0 | 0 | 0 | 0 | 0 | 0 | 0 | 0 | 0 | 0 | 0 | 12
NO |  | 63 | 2011 | 0 | 36 | 36 |  | TOTAL |  | 0 | 0 |  | 2149.11 | 524.43 | 185 |  | 88646517 | 394692402 | 483338919 | 11545231 | 4207730 | 4293550 | 20046511 | 0 | 0 | 0 | 0 | 0 | 0 | 0 | 0 | 0 | 0 | 0 | 0 | 0 | 0 | 0 | 0 | 12
NO |  | 63 | 2011 | 2 | 12 | 12 |  |  | Total 230kv Lines | 0 | 0 |  | 0 | 0 | 0 |  | 30960204 | 107075929 | 138036133 | 0 | 0 | 0 | 0 | 0 | 0 | 0 | 0 | 0 | 0 | 0 | 0 | 0 | 0 | 0 | 0 | 0 | 0 | 0 | 0 | 12
NO |  | 63 | 2011 | 4 | 23 | 23 |  |  | Total 138kv Lines | 0 | 0 |  | 0 | 0 | 0 |  | 9431975 | 83262229 | 92694204 | 0 | 0 | 0 | 0 | 0 | 0 | 0 | 0 | 0 | 0 | 0 | 0 | 0 | 0 | 0 | 0 | 0 | 0 | 0 | 0 | 12
NO |  | 63 | 2011 | 4 | 27 | 27 |  |  | Total Transmission | 0 | 0 |  | 0 | 0 | 0 |  | 0 | 0 | 0 | 11545231 | 4207730 | 4293550 | 20046511 | 0 | 0 | 0 | 0 | 0 | 0 | 0 | 0 | 0 | 0 | 0 | 0 | 0 | 0 | 0 | 0 | 12
SI/SI | A | 58 | 2011 | 0 | 1 | 1 |  | Graham | Justiceburg | 69 | 69 | TU-1 | 8.85 | 0 | 1 | 336.4kcmil | 35574 | 735853 | 771427 | 0 | 0 | 0 | 0 | 0 | 0 | 0 | 0 | 0 | 0 | 0 | 0 | 0 | 0 | 0 | 0 | 0 | 0 | 0 | 0 | 12
SI/SI | A | 58 | 2011 | 0 | 2 | 2 |  |  |  | 0 | 0 |  | 0 | 0 | 0 | 26/t ASCR | 0 | 0 | 0 | 0 | 0 | 0 | 0 | 0 | 0 | 0 | 0 | 0 | 0 | 0 | 0 | 0 | 0 | 0 | 0 | 0 | 0 | 0 | 0 | 12
SI/SI | A | 58 | 2011 | 0 | 3 | 3 |  | Abernathy Sub | SPEC SW # 1664 | 69 | 69 | Wood | 1.08 | 0 | 1 | 1/0 | 0 | 0 | 0 | 0 | 0 | 0 | 0 | 0 | 0 | 0 | 0 | 0 | 0 | 0 | 0 | 0 | 0 | 0 | 0 | 0 | 0 | 0 | 0 | 12
SI/SI | A | 58 | 2011 | 0 | 4 | 4 |  | SPEC SW # 6857 | Acuff Sub | 69 | 69 | Wood | 4.56 | 0 | 1 | 1/0 | 0 | 0 | 0 | 0 | 0 | 0 | 0 | 0 | 0 | 0 | 0 | 0 | 0 | 0 | 0 | 0 | 0 | 0 | 0 | 0 | 0 | 0 | 0 | 12
SI/SI | A | 58 | 2011 | 0 | 5 | 5 |  | SPEC SW #8857 | Becton Sub | 69 | 69 | Wood | 6.53 | 0 | 1 | 1/0 | 0 | 0 | 0 | 0 | 0 | 0 | 0 | 0 | 0 | 0 | 0 | 0 | 0 | 0 | 0 | 0 | 0 | 0 | 0 | 0 | 0 | 0 | 0 | 12
SI/SI | A | 58 | 2011 | 0 | 6 | 6 |  | Crosby Int | Caprock Sub | 69 | 69 | Wood | 14.16 | 0 | 1 | 1/0 | 0 | 0 | 0 | 0 | 0 | 0 | 0 | 0 | 0 | 0 | 0 | 0 | 0 | 0 | 0 | 0 | 0 | 0 | 0 | 0 | 0 | 0 | 0 | 12
SI/SI | A | 58 | 2011 | 0 | 7 | 7 |  | SPEC SW #1664 Ti | Cotton Center Sub | 69 | 69 | Wood | 8.03 | 0 | 1 | 1/0 | 0 | 0 | 0 | 0 | 0 | 0 | 0 | 0 | 0 | 0 | 0 | 0 | 0 | 0 | 0 | 0 | 0 | 0 | 0 | 0 | 0 | 0 | 0 | 12
SI/SI | A | 58 | 2011 | 0 | 8 | 8 |  | SPEC SW #1664 T2 | County Line Sub | 69 | 69 | Wood | 8.66 | 0 | 1 | 1/0 | 0 | 0 | 0 | 0 | 0 | 0 | 0 | 0 | 0 | 0 | 0 | 0 | 0 | 0 | 0 | 0 | 0 | 0 | 0 | 0 | 0 | 0 | 0 | 12
SI/SI | A | 58 | 2011 | 0 | 9 | 9 |  | SPEC SW # 2533 T3 | Frendship Sub | 69 | 69 | Wood | 7.03 | 0 | 1 | 1/0 | 0 | 0 | 0 | 0 | 0 | 0 | 0 | 0 | 0 | 0 | 0 | 0 | 0 | 0 | 0 | 0 | 0 | 0 | 0 | 0 | 0 | 0 | 0 | 12
SI/SI | A | 58 | 2011 | 0 | 10 | 10 |  | SPEC SW #8861 | Halfway Sub | 69 | 69 | Wood | 7.69 | 0 | 1 | 1/0 | 0 | 0 | 0 | 0 | 0 | 0 | 0 | 0 | 0 | 0 | 0 | 0 | 0 | 0 | 0 | 0 | 0 | 0 | 0 | 0 | 0 | 0 | 0 | 12
SI/SI | A | 58 | 2011 | 0 | 11 | 11 |  | SPEC SW # 6796 | Hettler Sub | 69 | 69 | Wood | 1.1 | 0 | 1 | 1/0 | 0 | 0 | 0 | 0 | 0 | 0 | 0 | 0 | 0 | 0 | 0 | 0 | 0 | 0 | 0 | 0 | 0 | 0 | 0 | 0 | 0 | 0 | 0 | 12
SI/SI | A | 58 | 2011 | 0 | 12 | 12 |  | SPEC SW # 2466 T1 | Hurlwood Sub | 69 | 69 | Wood | 2.81 | 0 | 1 | 1/0 | 0 | 0 | 0 | 0 | 0 | 0 | 0 | 0 | 0 | 0 | 0 | 0 | 0 | 0 | 0 | 0 | 0 | 0 | 0 | 0 | 0 | 0 | 0 | 12
SI/SI | A | 58 | 2011 | 0 | 13 | 13 |  | SPEC SW # 6447 | Idalou Sub | 69 | 69 | Wood | 0.96 | 0 | 1 | 1/0 | 0 | 0 | 0 | 0 | 0 | 0 | 0 | 0 | 0 | 0 | 0 | 0 | 0 | 0 | 0 | 0 | 0 | 0 | 0 | 0 | 0 | 0 | 0 | 12
SI/SI | A | 58 | 2011 | 0 | 14 | 14 |  | Crosby Int | Pleasant Hill Sub | 69 | 69 | Wood | 7.07 | 0 | 1 | 1/0 | 0 | 0 | 0 | 0 | 0 | 0 | 0 | 0 | 0 | 0 | 0 | 0 | 0 | 0 | 0 | 0 | 0 | 0 | 0 | 0 | 0 | 0 | 0 | 12
SI/SI | A | 58 | 2011 | 0 | 15 | 15 |  | Woodrow Int | Posey Sub | 69 | 69 | Steel | 6.14 | 0 | 1 | 4/0 | 0 | 0 | 0 | 0 | 0 | 0 | 0 | 0 | 0 | 0 | 0 | 0 | 0 | 0 | 0 | 0 | 0 | 0 | 0 | 0 | 0 | 0 | 0 | 12
SI/SI | A | 58 | 2011 | 0 | 16 | 16 |  | Poseu Sub | Ransom Sub | 69 | 69 | Wood | 3.82 | 0 | 1 | 4/0 | 0 | 0 | 0 | 0 | 0 | 0 | 0 | 0 | 0 | 0 | 0 | 0 | 0 | 0 | 0 | 0 | 0 | 0 | 0 | 0 | 0 | 0 | 0 | 12
SI/SI | A | 58 | 2011 | 0 | 17 | 17 |  | SPEC SW # 2264 T1 | Robertson Sub | 69 | 69 | Wood | 3.99 | 0 | 1 | 1/0 | 0 | 0 | 0 | 0 | 0 | 0 | 0 | 0 | 0 | 0 | 0 | 0 | 0 | 0 | 0 | 0 | 0 | 0 | 0 | 0 | 0 | 0 | 0 | 12
SI/SI | A | 58 | 2011 | 0 | 18 | 18 |  | SPEC SW # 7704 | Shallowater Sub | 69 | 69 | Wood | 0.94 | 0 | 1 | 1/0 | 0 | 0 | 0 | 0 | 0 | 0 | 0 | 0 | 0 | 0 | 0 | 0 | 0 | 0 | 0 | 0 | 0 | 0 | 0 | 0 | 0 | 0 | 0 | 12
SI/SI | A | 58 | 2011 | 0 | 19 | 19 |  | SPEC SW # 2466 T2 | Symer Sub | 69 | 69 | Wood | 11.67 | 0 | 1 | 1/0 | 0 | 0 | 0 | 0 | 0 | 0 | 0 | 0 | 0 | 0 | 0 | 0 | 0 | 0 | 0 | 0 | 0 | 0 | 0 | 0 | 0 | 0 | 0 | 12
SI/SI | A | 58 | 2011 | 0 | 20 | 20 |  | Woodrow Int | Union Sub | 69 | 69 | Wood | 7.26 | 0 | 1 | 1/0 | 0 | 0 | 0 | 0 | 0 | 0 | 0 | 0 | 0 | 0 | 0 | 0 | 0 | 0 | 0 | 0 | 0 | 0 | 0 | 0 | 0 | 0 | 0 | 12
SI/SI | A | 58 | 2011 | 0 | 21 | 21 |  | Yuma Int | Upland Sub | 69 | 69 | Wood | 1.44 | 0 | 1 | 1/0 | 0 | 0 | 0 | 0 | 0 | 0 | 0 | 0 | 0 | 0 | 0 | 0 | 0 | 0 | 0 | 0 | 0 | 0 | 0 | 0 | 0 | 0 | 0 | 12
SI/SI | A | 58 | 2011 | 0 | 22 | 22 |  | Cooper Sub | SPEC SW # 2536 | 69 | 69 | Wood | 2.94 | 0 | 1 | 4/0 | 0 | 0 | 0 | 0 | 0 | 0 | 0 | 0 | 0 | 0 | 0 | 0 | 0 | 0 | 0 | 0 | 0 | 0 | 0 | 0 | 0 | 0 | 0 | 12
SI/SI | A | 58 | 2011 | 0 | 23 | 23 |  | Woodrow Int | Cooper Sub | 69 | 69 | Wood | 3.8 | 0 | 1 | 1/0 | 0 | 0 | 0 | 0 | 0 | 0 | 0 | 0 | 0 | 0 | 0 | 0 | 0 | 0 | 0 | 0 | 0 | 0 | 0 | 0 | 0 | 0 | 0 | 12
SI/SI | A | 58 | 2011 | 0 | 24 | 24 |  | Quaker Int | SW # 2536 | 69 | 69 | Concrete | 2.52 | 0 | 2 | 4/0 | 0 | 0 | 0 | 0 | 0 | 0 | 0 | 0 | 0 | 0 | 0 | 0 | 0 | 0 | 0 | 0 | 0 | 0 | 0 | 0 | 0 | 0 | 0 | 12
SI/SI | A | 58 | 2011 | 0 | 25 | 25 |  | Yuma Int | SPEC SW # 2466 | 69 | 69 | Wood | 5.02 | 0 | 1 | 4/0 | 0 | 0 | 0 | 0 | 0 | 0 | 0 | 0 | 0 | 0 | 0 | 0 | 0 | 0 | 0 | 0 | 0 | 0 | 0 | 0 | 0 | 0 | 0 | 12
SI/SI | A | 58 | 2011 | 0 | 26 | 26 |  | Carlisle Int/Yuma Int | Wolfforth Sub | 115 | 115 | Steel | 2.63 | 0 | 1 | 795mcm | 0 | 0 | 0 | 0 | 0 | 0 | 0 | 0 | 0 | 0 | 0 | 0 | 0 | 0 | 0 | 0 | 0 | 0 | 0 | 0 | 0 | 0 | 0 | 12
SI/SI | A | 58 | 2011 | 0 | 27 | 27 |  | Sub Tot |  | 0 | 0 |  | 0 | 0 | 0 |  | 157326 | 3313031 | 3470357 | 19216 | 53847 | 0 | 73063 | 0 | 0 | 0 | 0 | 0 | 0 | 0 | 0 | 0 | 0 | 0 | 0 | 0 | 0 | 0 | 0 | 12
SI/SI | A | 58 | 2011 | 1 | 1 | 1 |  | ERCOT TXU | Plainview Sub | 69 | 69 | Wood | 4.48 | 0 | 1 | 336.4mcm | 0 | 0 | 0 | 0 | 0 | 0 | 0 | 0 | 0 | 0 | 0 | 0 | 0 | 0 | 0 | 0 | 0 | 0 | 0 | 0 | 0 | 0 | 0 | 12
SI/SI | A | 58 | 2011 | 1 | 2 | 2 |  | Ft. Phantom | Nugent Sub | 69 | 69 | Wood | 4.98 | 0 | 1 | 1/0 | 0 | 0 | 0 | 0 | 0 | 0 | 0 | 0 | 0 | 0 | 0 | 0 | 0 | 0 | 0 | 0 | 0 | 0 | 0 | 0 | 0 | 0 | 0 | 12
SI/SI | A | 58 | 2011 | 1 | 3 | 3 |  | ERCOT TXU | Dermott Tap | 69 | 69 | Wood | 2.83 | 0 | 1 | 1/0 | 0 | 0 | 0 | 0 | 0 | 0 | 0 | 0 | 0 | 0 | 0 | 0 | 0 | 0 | 0 | 0 | 0 | 0 | 0 | 0 | 0 | 0 | 0 | 12
SI/SI | A | 58 | 2011 | 1 | 4 | 4 |  | SNTX Sub | Tab feeding Plainview Sub | 69 | 69 | Concrete/Steel | 2.15 | 0 | 1 | 336.4mcm | 0 | 0 | 0 | 0 | 0 | 0 | 0 | 0 | 0 | 0 | 0 | 0 | 0 | 0 | 0 | 0 | 0 | 0 | 0 | 0 | 0 | 0 | 0 | 12
SI/SI | A | 58 | 2011 | 1 | 5 | 5 |  | Yancy Tap | Garza Sub | 69 | 69 | Wood | 14.52 | 0 | 1 | 336.4mcm | 0 | 0 | 0 | 0 | 0 | 0 | 0 | 0 | 0 | 0 | 0 | 0 | 0 | 0 | 0 | 0 | 0 | 0 | 0 | 0 | 0 | 0 | 0 | 12
SI/SI | A | 58 | 2011 | 1 | 6 | 6 |  | Garza Sub | Justiceburg Sub | 69 | 69 | Wood/Steel | 12.52 | 0 | 1 | 336.4mcm | 0 | 0 | 0 | 0 | 0 | 0 | 0 | 0 | 0 | 0 | 0 | 0 | 0 | 0 | 0 | 0 | 0 | 0 | 0 | 0 | 0 | 0 | 0 | 12
SI/SI | A | 58 | 2011 | 1 | 8 | 8 |  | Fluvanna Sub | Union Sub | 69 | 69 | Wood/Concrete | 14.26 | 0 | 1 | 336.4mcm | 0 | 0 | 0 | 0 | 0 | 0 | 0 | 0 | 0 | 0 | 0 | 0 | 0 | 0 | 0 | 0 | 0 | 0 | 0 | 0 | 0 | 0 | 0 | 12
SI/SI | A | 58 | 2011 | 1 | 9 | 9 |  | Sub Tot |  | 0 | 0 |  | 0 | 0 | 0 |  | 19690 | 3602220 | 3621910 | 0 | 147 | 0 | 147 | 0 | 0 | 0 | 0 | 0 | 0 | 0 | 0 | 0 | 0 | 0 | 0 | 0 | 0 | 0 | 0 | 12
SI/SI | A | 58 | 2011 | 1 | 10 | 10 |  | CC SW#5398 | Novice Sub | 69 | 69 | Wood | 14.8 | 0 | 1 | 4/0 | 0 | 0 | 0 | 0 | 0 | 0 | 0 | 0 | 0 | 0 | 0 | 0 | 0 | 0 | 0 | 0 | 0 | 0 | 0 | 0 | 0 | 0 | 0 | 12
SI/SI | A | 58 | 2011 | 1 | 11 | 11 |  | CC SW#5403 | Dressy Sub | 69 | 69 | Wood | 3.3 | 0 | 1 | 4/0 | 0 | 0 | 0 | 0 | 0 | 0 | 0 | 0 | 0 | 0 | 0 | 0 | 0 | 0 | 0 | 0 | 0 | 0 | 0 | 0 | 0 | 0 | 0 | 12
SI/SI | A | 58 | 2011 | 1 | 12 | 12 |  | CC SW#5433 | Gouldbusk Sub | 69 | 69 | Wood | 14.6 | 0 | 1 | 4/0 | 0 | 0 | 0 | 0 | 0 | 0 | 0 | 0 | 0 | 0 | 0 | 0 | 0 | 0 | 0 | 0 | 0 | 0 | 0 | 0 | 0 | 0 | 0 | 12
SI/SI | A | 58 | 2011 | 1 | 13 | 13 |  | CC SW#6289 | CRMWD Sub | 69 | 69 | Wood | 0.04 | 0 | 1 | 4/0 | 0 | 0 | 0 | 0 | 0 | 0 | 0 | 0 | 0 | 0 | 0 | 0 | 0 | 0 | 0 | 0 | 0 | 0 | 0 | 0 | 0 | 0 | 0 | 12
SI/SI | A | 58 | 2011 | 1 | 15 | 15 |  | Sub Tot |  | 0 | 0 |  | 0 | 0 | 0 |  | 8958 | 708510 | 717468 | 0 | 26918 | 0 | 26918 | 0 | 0 | 0 | 0 | 0 | 0 | 0 | 0 | 0 | 0 | 0 | 0 | 0 | 0 | 0 | 0 | 12
NO |  | 58 | 2011 | 0 | 36 | 36 |  | TOTAL |  | 0 | 0 |  | 299.01 | 0 | 46 |  | 363809 | 16116437 | 16480246 | 19216 | 80912 | 0 | 100128 | 0 | 0 | 0 | 0 | 0 | 0 | 0 | 0 | 0 | 0 | 0 | 0 | 0 | 0 | 0 | 0 | 12
SI/SI | A | 58 | 2011 | 1 | 7 | 7 |  | Justiceburg Sub | Fluvanna Sub | 69 | 69 | Wood/Concrete | 13.23 | 0 | 1 | 336.4mcm | 0 | 0 | 0 | 0 | 0 | 0 | 0 | 0 | 0 | 0 | 0 | 0 | 0 | 0 | 0 | 0 | 0 | 0 | 0 | 0 | 0 | 0 | 0 | 12
NO |  | 58 | 2011 | 1 | 14 | 14 |  | CC SW#5062 | CC SW#5059 | 138 | 138 | Concrete | 0.19 | 0 | 1 | 336.4mcm | 0 | 0 | 0 | 0 | 0 | 0 | 0 | 0 | 0 | 0 | 0 | 0 | 0 | 0 | 0 | 0 | 0 | 0 | 0 | 0 | 0 | 0 | 0 | 12
SI/SI | A | 58 | 2011 | 1 | 17 | 17 |  | CV SW#5658 | Mertzon Sub | 69 | 69 | Wood | 0.74 | 0 | 1 | 4/0 | 0 | 0 | 0 | 0 | 0 | 0 | 0 | 0 | 0 | 0 | 0 | 0 | 0 | 0 | 0 | 0 | 0 | 0 | 0 | 0 | 0 | 0 | 0 | 12
SI/SI | A | 58 | 2011 | 1 | 18 | 18 |  | CV SW#5587 | Sterling Sub | 69 | 69 | Wood | 9.78 | 0 | 1 | 4/0 | 0 | 0 | 0 | 0 | 0 | 0 | 0 | 0 | 0 | 0 | 0 | 0 | 0 | 0 | 0 | 0 | 0 | 0 | 0 | 0 | 0 | 0 | 0 | 12
SI/SI | A | 58 | 2011 | 1 | 19 | 19 |  | CV SW#5563 | Silver Sub | 69 | 69 | Wood | 1.4 | 0 | 1 | 4/0 | 0 | 0 | 0 | 0 | 0 | 0 | 0 | 0 | 0 | 0 | 0 | 0 | 0 | 0 | 0 | 0 | 0 | 0 | 0 | 0 | 0 | 0 | 0 | 12
SI/SI | A | 58 | 2011 | 1 | 20 | 20 |  | CV SW#5018 | Barnhart Sub | 69 | 69 | Wood | 12.21 | 0 | 1 | 4/0 | 0 | 0 | 0 | 0 | 0 | 0 | 0 | 0 | 0 | 0 | 0 | 0 | 0 | 0 | 0 | 0 | 0 | 0 | 0 | 0 | 0 | 0 | 0 | 12
SI/SI | A | 58 | 2011 | 1 | 21 | 21 |  | CV SW#5393 | Veribest Sub | 69 | 69 | Wood | 11.13 | 0 | 1 | 4/0 | 0 | 0 | 0 | 0 | 0 | 0 | 0 | 0 | 0 | 0 | 0 | 0 | 0 | 0 | 0 | 0 | 0 | 0 | 0 | 0 | 0 | 0 | 0 | 12
SI/SI | A | 58 | 2011 | 1 | 22 | 22 |  | Sub Tot |  | 0 | 0 |  | 0 | 0 | 0 |  | 142261 | 1103370 | 1245631 | 0 | 0 | 0 | 0 | 0 | 0 | 0 | 0 | 0 | 0 | 0 | 0 | 0 | 0 | 0 | 0 | 0 | 0 | 0 | 0 | 12
SI/SI | A | 58 | 2011 | 1 | 24 | 24 |  | Wheeler Sub | Kelton Sub | 69 | 69 | Wood | 18.65 | 0 | 1 | 477mcm | 0 | 3062649 | 3062649 | 0 | 0 | 0 | 0 | 0 | 0 | 0 | 0 | 0 | 0 | 0 | 0 | 0 | 0 | 0 | 0 | 0 | 0 | 0 | 0 | 12
SI/SI | A | 58 | 2011 | 1 | 25 | 25 |  | Howard Sub | Ft. Elliot Sub | 115 | 115 | Wood | 12.5 | 0 | 1 | 477mcm | 0 | 3590804 | 3590804 | 0 | 0 | 0 | 0 | 0 | 0 | 0 | 0 | 0 | 0 | 0 | 0 | 0 | 0 | 0 | 0 | 0 | 0 | 0 | 0 | 12
NO |  | 55 | 2011 | 0 | 1 | 1 |  | 500KV LINES | OVERHEAD | 0 | 0 |  | 0 | 0 | 0 |  | 0 | 0 | 0 | 0 | 0 | 0 | 0 | 0 | 0 | 0 | 0 | 0 | 0 | 0 | 0 | 0 | 0 | 0 | 0 | 0 | 0 | 0 | 0 | 12
NO |  | 55 | 2011 | 0 | 2 | 2 |  | CENTRAL FLORIDA | KATHLEEN | 500 | 500 | ST | 44.22 | 0 | 1 | 2156 KCM ACSR | 2282211 | 20844985 | 23127196 | 0 | 0 | 0 | 0 | 0 | 0 | 0 | 0 | 0 | 0 | 0 | 0 | 0 | 0 | 0 | 0 | 0 | 0 | 0 | 0 | 12
NO |  | 55 | 2011 | 0 | 3 | 3 |  | CRYSTAL RIVER SUB | BROOKRIDGE | 500 | 500 | ST | 34.4 | 0 | 1 | 2335 KCM ACSR | 12767 | 12481767 | 12494534 | 0 | 0 | 0 | 0 | 0 | 0 | 0 | 0 | 0 | 0 | 0 | 0 | 0 | 0 | 0 | 0 | 0 | 0 | 0 | 0 | 12
NO |  | 55 | 2011 | 0 | 4 | 4 |  | BROOKRIDGE | LAKE TARPON | 500 | 500 | ST | 37.63 | 0 | 1 | 2335 KCM ACSR | 0 | 0 | 0 | 0 | 0 | 0 | 0 | 0 | 0 | 0 | 0 | 0 | 0 | 0 | 0 | 0 | 0 | 0 | 0 | 0 | 0 | 0 | 0 | 12
NO |  | 55 | 2011 | 0 | 5 | 5 |  | CRYSTAL RIVER SUB | CENTRAL FLORIDA | 500 | 500 | ST | 52.91 | 0 | 1 | 2335 KCM ACSR | 9840 | 8806860 | 8816700 | 0 | 0 | 0 | 0 | 0 | 0 | 0 | 0 | 0 | 0 | 0 | 0 | 0 | 0 | 0 | 0 | 0 | 0 | 0 | 0 | 12
NO |  | 55 | 2011 | 0 | 7 | 7 |  | 230 KV LINES | UNDERGROUND | 0 | 0 |  | 0 | 0 | 0 |  | 0 | 0 | 0 | 0 | 0 | 0 | 0 | 0 | 0 | 0 | 0 | 0 | 0 | 0 | 0 | 0 | 0 | 0 | 0 | 0 | 0 | 0 | 0 | 12
NO |  | 55 | 2011 | 0 | 8 | 8 |  | BARTOW PLANT | NORTHEAST | 230 | 230 | HPOF | 3.91 | 0 | 1 | 2500 KCM CU | 0 | 1985950 | 1985950 | 0 | 0 | 0 | 0 | 0 | 0 | 0 | 0 | 0 | 0 | 0 | 0 | 0 | 0 | 0 | 0 | 0 | 0 | 0 | 0 | 12
NO |  | 55 | 2011 | 0 | 9 | 9 |  | BARTOW PLANT | NORTHEAST | 230 | 230 | HPOF | 3.98 | 0 | 1 | 2500 KCM CU | 258670 | 2114191 | 2372861 | 0 | 0 | 0 | 0 | 0 | 0 | 0 | 0 | 0 | 0 | 0 | 0 | 0 | 0 | 0 | 0 | 0 | 0 | 0 | 0 | 12
NO |  | 55 | 2011 | 0 | 10 | 10 |  | BARTOW PLANT | NORTHEAST #6 | 230 | 230 | XLPE | 3.86 | 0 | 1 | 5000 KCMIL CU | 114492 | 27339468 | 27453960 | 0 | 0 | 0 | 0 | 0 | 0 | 0 | 0 | 0 | 0 | 0 | 0 | 0 | 0 | 0 | 0 | 0 | 0 | 0 | 0 | 12
NO |  | 55 | 2011 | 0 | 12 | 12 |  | 230 KV LINES | OVERHEAD | 0 | 0 |  | 0 | 0 | 0 |  | 0 | 0 | 0 | 0 | 0 | 0 | 0 | 0 | 0 | 0 | 0 | 0 | 0 | 0 | 0 | 0 | 0 | 0 | 0 | 0 | 0 | 0 | 0 | 12
NO |  | 55 | 2011 | 0 | 13 | 13 |  | AVON PARK | FORT MEADE | 230 | 230 | ST | 22.87 | 0 | 1 | 1081 KCM ACSR | 85476 | 9827861 | 9913337 | 0 | 0 | 0 | 0 | 0 | 0 | 0 | 0 | 0 | 0 | 0 | 0 | 0 | 0 | 0 | 0 | 0 | 0 | 0 | 0 | 12
NO |  | 55 | 2011 | 0 | 14 | 14 |  |  |  | 0 | 0 | CP | 2.14 | 0 | 0 | 954 KCM ACSR | 0 | 0 | 0 | 0 | 0 | 0 | 0 | 0 | 0 | 0 | 0 | 0 | 0 | 0 | 0 | 0 | 0 | 0 | 0 | 0 | 0 | 0 | 0 | 12
NO |  | 55 | 2011 | 0 | 15 | 15 |  |  |  | 0 | 0 | WH | 19.86 | 0 | 0 | 954 KCM ACSR | 0 | 0 | 0 | 0 | 0 | 0 | 0 | 0 | 0 | 0 | 0 | 0 | 0 | 0 | 0 | 0 | 0 | 0 | 0 | 0 | 0 | 0 | 0 | 12
NO |  | 55 | 2011 | 0 | 16 | 16 |  |  |  | 0 | 0 | WP | 0.94 | 0 | 0 | 954 KCM ACSR | 0 | 0 | 0 | 0 | 0 | 0 | 0 | 0 | 0 | 0 | 0 | 0 | 0 | 0 | 0 | 0 | 0 | 0 | 0 | 0 | 0 | 0 | 0 | 12
NO |  | 55 | 2011 | 0 | 17 | 17 |  |  |  | 0 | 0 | SP | 0 | 1.22 | 0 | 954 KCM ACSR | 0 | 0 | 0 | 0 | 0 | 0 | 0 | 0 | 0 | 0 | 0 | 0 | 0 | 0 | 0 | 0 | 0 | 0 | 0 | 0 | 0 | 0 | 0 | 12
NO |  | 55 | 2011 | 0 | 18 | 18 |  | AVON PARK | FISHEATING CREEK | 230 | 230 | SP | 9.02 | 0 | 1 | 1590 KCM ACSR | 1321547 | 8904607 | 10226154 | 0 | 0 | 0 | 0 | 0 | 0 | 0 | 0 | 0 | 0 | 0 | 0 | 0 | 0 | 0 | 0 | 0 | 0 | 0 | 0 | 12
NO |  | 55 | 2011 | 0 | 19 | 19 |  |  |  | 0 | 0 | CP | 17.05 | 0 | 0 | 1590 KCM ACSR | 0 | 0 | 0 | 0 | 0 | 0 | 0 | 0 | 0 | 0 | 0 | 0 | 0 | 0 | 0 | 0 | 0 | 0 | 0 | 0 | 0 | 0 | 0 | 12
NO |  | 55 | 2011 | 0 | 20 | 20 |  |  |  | 0 | 0 | WH | 3.29 | 0 | 0 | 1590 KCM ACSR | 0 | 0 | 0 | 0 | 0 | 0 | 0 | 0 | 0 | 0 | 0 | 0 | 0 | 0 | 0 | 0 | 0 | 0 | 0 | 0 | 0 | 0 | 0 | 12
NO |  | 55 | 2011 | 0 | 21 | 21 |  | ANCLOTE PLANT | LARGO | 230 | 230 | SH | 15.29 | 0 | 1 | 1590 KCM ACSR | 517825 | 5973884 | 6491709 | 0 | 0 | 0 | 0 | 0 | 0 | 0 | 0 | 0 | 0 | 0 | 0 | 0 | 0 | 0 | 0 | 0 | 0 | 0 | 0 | 12
NO |  | 55 | 2011 | 0 | 22 | 22 |  |  |  | 0 | 0 | SP | 8.54 | 0 | 0 | 1590 KCM ACSR | 0 | 0 | 0 | 0 | 0 | 0 | 0 | 0 | 0 | 0 | 0 | 0 | 0 | 0 | 0 | 0 | 0 | 0 | 0 | 0 | 0 | 0 | 0 | 12
NO |  | 55 | 2011 | 0 | 23 | 23 |  | ANCLOTE PLANT | EAST CLEARWATER | 230 | 230 | SH | 0 | 15.3 | 1 | 1590 KCM ACSR | 0 | 723499 | 723499 | 0 | 0 | 0 | 0 | 0 | 0 | 0 | 0 | 0 | 0 | 0 | 0 | 0 | 0 | 0 | 0 | 0 | 0 | 0 | 0 | 12
NO |  | 55 | 2011 | 0 | 24 | 24 |  | ANCLOTE PLANT | SEVEN SPRINGS | 230 | 230 | SP | 7.71 | 0 | 1 | 2335 KCM ACAR | 1237622 | 1387207 | 2624829 | 0 | 0 | 0 | 0 | 0 | 0 | 0 | 0 | 0 | 0 | 0 | 0 | 0 | 0 | 0 | 0 | 0 | 0 | 0 | 0 | 12
NO |  | 55 | 2011 | 0 | 25 | 25 |  | ALTAMONTE | WOODSMERE | 230 | 230 | WP | 0.1 | 0 | 1 | 1590 KCM ACSR | 43803 | 1938745 | 1982548 | 0 | 0 | 0 | 0 | 0 | 0 | 0 | 0 | 0 | 0 | 0 | 0 | 0 | 0 | 0 | 0 | 0 | 0 | 0 | 0 | 12
NO |  | 55 | 2011 | 0 | 26 | 26 |  |  |  | 0 | 0 | CP | 0.11 | 0.56 | 0 | 1590 KCM ACSR | 0 | 0 | 0 | 0 | 0 | 0 | 0 | 0 | 0 | 0 | 0 | 0 | 0 | 0 | 0 | 0 | 0 | 0 | 0 | 0 | 0 | 0 | 0 | 12
NO |  | 55 | 2011 | 0 | 27 | 27 |  |  |  | 0 | 0 | WH | 10.99 | 0 | 0 | 1590 KCM ACSR | 0 | 0 | 0 | 0 | 0 | 0 | 0 | 0 | 0 | 0 | 0 | 0 | 0 | 0 | 0 | 0 | 0 | 0 | 0 | 0 | 0 | 0 | 0 | 12
NO |  | 55 | 2011 | 0 | 28 | 28 |  |  |  | 0 | 0 | SP | 0.82 | 0 | 0 | 1590 KCM ACSR | 0 | 0 | 0 | 0 | 0 | 0 | 0 | 0 | 0 | 0 | 0 | 0 | 0 | 0 | 0 | 0 | 0 | 0 | 0 | 0 | 0 | 0 | 0 | 12
NO |  | 55 | 2011 | 0 | 29 | 29 |  | BARCOLA | CITY OF LAKELAND TIE | 230 | 230 | WH | 18.68 | 0 | 1 | 1590 KCM ACSR | 133007 | 4876779 | 5009786 | 0 | 0 | 0 | 0 | 0 | 0 | 0 | 0 | 0 | 0 | 0 | 0 | 0 | 0 | 0 | 0 | 0 | 0 | 0 | 0 | 12
NO |  | 55 | 2011 | 0 | 30 | 30 |  | BARCOLA | PEBBLEDALE | 230 | 230 | CP | 3.86 | 0 | 1 | 1622 KCM ACCSSTW | 0 | 3432843 | 3432843 | 0 | 0 | 0 | 0 | 0 | 0 | 0 | 0 | 0 | 0 | 0 | 0 | 0 | 0 | 0 | 0 | 0 | 0 | 0 | 0 | 12
NO |  | 55 | 2011 | 0 | 31 | 31 |  | BROOKRIDGE | BROOKRIDGE | 230 | 230 | WP | 0.21 | 0 | 1 | 1590 KCM ACSR | 0 | 110272 | 110272 | 0 | 0 | 0 | 0 | 0 | 0 | 0 | 0 | 0 | 0 | 0 | 0 | 0 | 0 | 0 | 0 | 0 | 0 | 0 | 0 | 12
NO |  | 55 | 2011 | 0 | 32 | 32 |  | CRYSTAL RIVER | CURLEW | 230 | 230 | ST | 78.02 | 78.14 | 1 | 1590 KCM ACSR | 1283122 | 12446479 | 13729601 | 0 | 0 | 0 | 0 | 0 | 0 | 0 | 0 | 0 | 0 | 0 | 0 | 0 | 0 | 0 | 0 | 0 | 0 | 0 | 0 | 12
NO |  | 55 | 2011 | 0 | 33 | 33 |  | CRYSTAL RIVER | CENTRAL FLORIDA | 230 | 230 | ST | 53.41 | 39.59 | 1 | 1590 KCM ACSR | 775227 | 7184564 | 7959791 | 0 | 0 | 0 | 0 | 0 | 0 | 0 | 0 | 0 | 0 | 0 | 0 | 0 | 0 | 0 | 0 | 0 | 0 | 0 | 0 | 12
NO |  | 55 | 2011 | 0 | 34 | 34 |  | CRYSTAL RIVER | FT. WHITE | 230 | 230 | WH | 73.5 | 0 | 1 | 954 KCM ACSR | 219431 | 8674192 | 8893623 | 0 | 0 | 0 | 0 | 0 | 0 | 0 | 0 | 0 | 0 | 0 | 0 | 0 | 0 | 0 | 0 | 0 | 0 | 0 | 0 | 12
NO |  | 55 | 2011 | 0 | 35 | 35 |  | CENTRAL FLORIDA | SILVER SPRINGS | 230 | 230 | ST | 29.01 | 5.15 | 2 | 1590 KCM ACSR | 442027 | 3947189 | 4389216 | 0 | 0 | 0 | 0 | 0 | 0 | 0 | 0 | 0 | 0 | 0 | 0 | 0 | 0 | 0 | 0 | 0 | 0 | 0 | 0 | 12
NO |  | 55 | 2011 | 1 | 1 | 1 |  | CENTRAL FLORIDA | SORRENTO | 230 | 230 | CP | 14.65 | 0 | 1 | 1590 KCM ACSR | 1621137 | 10444336 | 12065473 | 0 | 0 | 0 | 0 | 0 | 0 | 0 | 0 | 0 | 0 | 0 | 0 | 0 | 0 | 0 | 0 | 0 | 0 | 0 | 0 | 12
NO |  | 55 | 2011 | 1 | 2 | 2 |  |  |  | 0 | 0 | SP | 14.82 | 0 | 0 | 1590 KCM ACSR | 0 | 0 | 0 | 0 | 0 | 0 | 0 | 0 | 0 | 0 | 0 | 0 | 0 | 0 | 0 | 0 | 0 | 0 | 0 | 0 | 0 | 0 | 0 | 12
NO |  | 55 | 2011 | 1 | 3 | 3 |  | CENTRAL FLORIDA | WINDERMERE | 230 | 230 | ST | 69.76 | 46.61 | 1 | 1590 KCM ACSR | 1128343 | 7935305 | 9063648 | 0 | 0 | 0 | 0 | 0 | 0 | 0 | 0 | 0 | 0 | 0 | 0 | 0 | 0 | 0 | 0 | 0 | 0 | 0 | 0 | 12
NO |  | 55 | 2011 | 1 | 4 | 4 |  | CRAWFORDVILLE | PERRY | 230 | 230 | ST | 14.02 | 1.35 | 2 | 954 KCM ACSR | 2019515 | 6276774 | 8296289 | 0 | 0 | 0 | 0 | 0 | 0 | 0 | 0 | 0 | 0 | 0 | 0 | 0 | 0 | 0 | 0 | 0 | 0 | 0 | 0 | 12
NO |  | 55 | 2011 | 1 | 5 | 5 |  |  |  | 0 | 0 | WH | 40.35 | 0 | 0 | 954 KCM ACSR | 0 | 0 | 0 | 0 | 0 | 0 | 0 | 0 | 0 | 0 | 0 | 0 | 0 | 0 | 0 | 0 | 0 | 0 | 0 | 0 | 0 | 0 | 0 | 12
NO |  | 55 | 2011 | 1 | 6 | 6 |  | CRAWFORDVILLE | PORT ST. JOE | 230 | 230 | WH | 58.85 | 0 | 1 | 954 KCM ACSR | 626506 | 8848993 | 9475499 | 0 | 0 | 0 | 0 | 0 | 0 | 0 | 0 | 0 | 0 | 0 | 0 | 0 | 0 | 0 | 0 | 0 | 0 | 0 | 0 | 12
NO |  | 55 | 2011 | 1 | 7 | 7 |  |  |  | 0 | 0 | SP | 2.65 | 0 | 0 | 954 KCM ACSR | 0 | 0 | 0 | 0 | 0 | 0 | 0 | 0 | 0 | 0 | 0 | 0 | 0 | 0 | 0 | 0 | 0 | 0 | 0 | 0 | 0 | 0 | 0 | 12
NO |  | 55 | 2011 | 1 | 8 | 8 |  |  |  | 0 | 0 | SH | 0.65 | 0 | 0 | 954 KCM ACSR | 0 | 0 | 0 | 0 | 0 | 0 | 0 | 0 | 0 | 0 | 0 | 0 | 0 | 0 | 0 | 0 | 0 | 0 | 0 | 0 | 0 | 0 | 0 | 12
NO |  | 55 | 2011 | 1 | 9 | 9 |  | CRYSTAL RIVER EAST | SEVEN SPRINGS | 230 | 230 | ST | 0 | 2.9 | 1 | 1590 KCM ACSR | 66391 | 139498 | 205889 | 0 | 0 | 0 | 0 | 0 | 0 | 0 | 0 | 0 | 0 | 0 | 0 | 0 | 0 | 0 | 0 | 0 | 0 | 0 | 0 | 12
NO |  | 55 | 2011 | 1 | 10 | 10 |  | DEBARY | ALTAMONTE | 230 | 230 | SP | 3.4 | 8.66 | 1 | 1590 KCM ACSR | 284757 | 2865499 | 3150256 | 0 | 0 | 0 | 0 | 0 | 0 | 0 | 0 | 0 | 0 | 0 | 0 | 0 | 0 | 0 | 0 | 0 | 0 | 0 | 0 | 12
NO |  | 55 | 2011 | 1 | 11 | 11 |  |  |  | 0 | 0 | WH | 3.06 | 0 | 0 | 1590 KCM ACSR | 0 | 0 | 0 | 0 | 0 | 0 | 0 | 0 | 0 | 0 | 0 | 0 | 0 | 0 | 0 | 0 | 0 | 0 | 0 | 0 | 0 | 0 | 0 | 12
NO |  | 55 | 2011 | 1 | 12 | 12 |  |  |  | 0 | 0 | ST | 0.56 | 3.23 | 0 | 1590 KCM ACSR | 0 | 0 | 0 | 0 | 0 | 0 | 0 | 0 | 0 | 0 | 0 | 0 | 0 | 0 | 0 | 0 | 0 | 0 | 0 | 0 | 0 | 0 | 0 | 12
NO |  | 55 | 2011 | 1 | 13 | 13 |  |  |  | 0 | 0 | CP | 0.49 | 0.32 | 0 | 1590/1431 KCM ACR | 0 | 0 | 0 | 0 | 0 | 0 | 0 | 0 | 0 | 0 | 0 | 0 | 0 | 0 | 0 | 0 | 0 | 0 | 0 | 0 | 0 | 0 | 0 | 12
NO |  | 55 | 2011 | 1 | 14 | 14 |  | DEBARY | DELAND WEST | 230 | 230 | WH | 7.15 | 0 | 1 | 1590 KCM ACSR | 575819 | 3036648 | 3612467 | 0 | 0 | 0 | 0 | 0 | 0 | 0 | 0 | 0 | 0 | 0 | 0 | 0 | 0 | 0 | 0 | 0 | 0 | 0 | 0 | 12
NO |  | 55 | 2011 | 1 | 15 | 15 |  |  |  | 0 | 0 | WP | 1.94 | 0 | 0 | 1590 KCM ACSR | 0 | 0 | 0 | 0 | 0 | 0 | 0 | 0 | 0 | 0 | 0 | 0 | 0 | 0 | 0 | 0 | 0 | 0 | 0 | 0 | 0 | 0 | 0 | 12
NO |  | 55 | 2011 | 1 | 16 | 16 |  |  |  | 0 | 0 | CP | 1.13 | 0 | 0 | 1590 KCM ACSR | 0 | 0 | 0 | 0 | 0 | 0 | 0 | 0 | 0 | 0 | 0 | 0 | 0 | 0 | 0 | 0 | 0 | 0 | 0 | 0 | 0 | 0 | 0 | 12
NO |  | 55 | 2011 | 1 | 17 | 17 |  | DEBARY | NORTH LONGWOOD | 230 | 230 | WH | 1.32 | 0 | 1 | 954 KCM ACSR | 233626 | 3157665 | 3391291 | 0 | 0 | 0 | 0 | 0 | 0 | 0 | 0 | 0 | 0 | 0 | 0 | 0 | 0 | 0 | 0 | 0 | 0 | 0 | 0 | 12
NO |  | 55 | 2011 | 1 | 18 | 18 |  |  |  | 0 | 0 | CH | 0 | 2.7 | 0 | 954 KCM ACSR | 0 | 0 | 0 | 0 | 0 | 0 | 0 | 0 | 0 | 0 | 0 | 0 | 0 | 0 | 0 | 0 | 0 | 0 | 0 | 0 | 0 | 0 | 0 | 12
NO |  | 55 | 2011 | 1 | 19 | 19 |  |  |  | 0 | 0 | ST | 3.36 | 0 | 0 | 1590 KCM ACSR | 0 | 0 | 0 | 0 | 0 | 0 | 0 | 0 | 0 | 0 | 0 | 0 | 0 | 0 | 0 | 0 | 0 | 0 | 0 | 0 | 0 | 0 | 0 | 12
NO |  | 55 | 2011 | 1 | 20 | 20 |  |  |  | 0 | 0 | CP | 0.42 | 0 | 0 | 1431 KCM ACSR | 0 | 0 | 0 | 0 | 0 | 0 | 0 | 0 | 0 | 0 | 0 | 0 | 0 | 0 | 0 | 0 | 0 | 0 | 0 | 0 | 0 | 0 | 0 | 12
NO |  | 55 | 2011 | 1 | 21 | 21 |  |  |  | 0 | 0 | SP | 9.15 | 0 | 0 | 1590 KCM ACSR | 0 | 0 | 0 | 0 | 0 | 0 | 0 | 0 | 0 | 0 | 0 | 0 | 0 | 0 | 0 | 0 | 0 | 0 | 0 | 0 | 0 | 0 | 0 | 12
NO |  | 55 | 2011 | 1 | 22 | 22 |  | DEARMAN | SILVER SPRINGS NORTH | 230 | 230 | CP | 4.27 | 0 | 1 | 954 KCM ACSR | 195181 | 1624744 | 1819925 | 0 | 0 | 0 | 0 | 0 | 0 | 0 | 0 | 0 | 0 | 0 | 0 | 0 | 0 | 0 | 0 | 0 | 0 | 0 | 0 | 12
NO |  | 55 | 2011 | 1 | 23 | 23 |  |  |  | 0 | 0 | ST | 0 | 1.21 | 0 | 954 KCM ACSR | 0 | 0 | 0 | 0 | 0 | 0 | 0 | 0 | 0 | 0 | 0 | 0 | 0 | 0 | 0 | 0 | 0 | 0 | 0 | 0 | 0 | 0 | 0 | 12
NO |  | 55 | 2011 | 1 | 24 | 24 |  | DEBARY | WINTER SPRINGS | 230 | 230 | WH | 3.23 | 0 | 1 | 1590 KCM ACSR | 1073673 | 10811176 | 11884849 | 0 | 0 | 0 | 0 | 0 | 0 | 0 | 0 | 0 | 0 | 0 | 0 | 0 | 0 | 0 | 0 | 0 | 0 | 0 | 0 | 12
NO |  | 55 | 2011 | 1 | 25 | 25 |  |  |  | 0 | 0 | SP | 16.78 | 0 | 0 | 1590 KCM ACSR | 0 | 0 | 0 | 0 | 0 | 0 | 0 | 0 | 0 | 0 | 0 | 0 | 0 | 0 | 0 | 0 | 0 | 0 | 0 | 0 | 0 | 0 | 0 | 12
NO |  | 55 | 2011 | 1 | 26 | 26 |  |  |  | 0 | 0 | ST | 0.58 | 0 | 0 | 1590 KCM ACSR | 0 | 0 | 0 | 0 | 0 | 0 | 0 | 0 | 0 | 0 | 0 | 0 | 0 | 0 | 0 | 0 | 0 | 0 | 0 | 0 | 0 | 0 | 0 | 12
NO |  | 55 | 2011 | 1 | 27 | 27 |  | FORT WHITE | SILVER SPRINGS | 230 | 230 | ST | 1.46 | 0 | 1 | 795 KCM ACSR | 449980 | 4440400 | 4890380 | 0 | 0 | 0 | 0 | 0 | 0 | 0 | 0 | 0 | 0 | 0 | 0 | 0 | 0 | 0 | 0 | 0 | 0 | 0 | 0 | 12
NO |  | 55 | 2011 | 1 | 28 | 28 |  |  |  | 0 | 0 | SL | 4.99 | 0 | 0 | 795 KCM ACSR | 0 | 0 | 0 | 0 | 0 | 0 | 0 | 0 | 0 | 0 | 0 | 0 | 0 | 0 | 0 | 0 | 0 | 0 | 0 | 0 | 0 | 0 | 0 | 12
NO |  | 55 | 2011 | 1 | 29 | 29 |  |  |  | 0 | 0 | CH | 64.8 | 0 | 0 | 795 KCM ACSR | 0 | 0 | 0 | 0 | 0 | 0 | 0 | 0 | 0 | 0 | 0 | 0 | 0 | 0 | 0 | 0 | 0 | 0 | 0 | 0 | 0 | 0 | 0 | 12
NO |  | 55 | 2011 | 1 | 30 | 30 |  |  |  | 0 | 0 | CP | 3.21 | 0 | 0 | 954 KCM ACSR | 0 | 0 | 0 | 0 | 0 | 0 | 0 | 0 | 0 | 0 | 0 | 0 | 0 | 0 | 0 | 0 | 0 | 0 | 0 | 0 | 0 | 0 | 0 | 12
NO |  | 55 | 2011 | 1 | 31 | 31 |  | 40TH ST | PASADENA FSP | 230 | 230 | CP | 0.19 | 0 | 1 | 1590 KCM ACSR | 2510 | 2016770 | 2019280 | 0 | 0 | 0 | 0 | 0 | 0 | 0 | 0 | 0 | 0 | 0 | 0 | 0 | 0 | 0 | 0 | 0 | 0 | 0 | 0 | 12
NO |  | 55 | 2011 | 1 | 32 | 32 |  |  |  | 0 | 0 | SP | 4.02 | 0 | 0 | 1590 KCM ACSR | 0 | 0 | 0 | 0 | 0 | 0 | 0 | 0 | 0 | 0 | 0 | 0 | 0 | 0 | 0 | 0 | 0 | 0 | 0 | 0 | 0 | 0 | 0 | 12
NO |  | 55 | 2011 | 1 | 33 | 33 |  | FORT MEADE | VANDOLAH | 230 | 230 | SP | 1.2 | 0 | 1 | 954 KCM ACSR | 63923 | 4767865 | 4831788 | 0 | 0 | 0 | 0 | 0 | 0 | 0 | 0 | 0 | 0 | 0 | 0 | 0 | 0 | 0 | 0 | 0 | 0 | 0 | 0 | 12
NO |  | 55 | 2011 | 1 | 34 | 34 |  |  |  | 0 | 0 | WH | 21.05 | 0 | 0 | 954 KCM ACSR | 0 | 0 | 0 | 0 | 0 | 0 | 0 | 0 | 0 | 0 | 0 | 0 | 0 | 0 | 0 | 0 | 0 | 0 | 0 | 0 | 0 | 0 | 0 | 12
NO |  | 55 | 2011 | 1 | 35 | 35 |  |  |  | 0 | 0 | CP | 1.8 | 0 | 0 | 954 KCM ACSR | 0 | 0 | 0 | 0 | 0 | 0 | 0 | 0 | 0 | 0 | 0 | 0 | 0 | 0 | 0 | 0 | 0 | 0 | 0 | 0 | 0 | 0 | 0 | 12
NO |  | 55 | 2011 | 2 | 1 | 1 |  | FORT MEADE | WEST LAKE WALES | 230 | 230 | ST | 3.07 | 0 | 1 | 1081 KCM ACAR | 55284 | 5437092 | 5492376 | 0 | 0 | 0 | 0 | 0 | 0 | 0 | 0 | 0 | 0 | 0 | 0 | 0 | 0 | 0 | 0 | 0 | 0 | 0 | 0 | 12
NO |  | 55 | 2011 | 2 | 2 | 2 |  |  |  | 0 | 0 | WH | 16.68 | 0 | 0 | 1081 KCM ACAR | 0 | 0 | 0 | 0 | 0 | 0 | 0 | 0 | 0 | 0 | 0 | 0 | 0 | 0 | 0 | 0 | 0 | 0 | 0 | 0 | 0 | 0 | 0 | 12
NO |  | 55 | 2011 | 2 | 3 | 3 |  |  |  | 0 | 0 | SP | 3.02 | 0 | 1 | 1622 ACSS/TW | 0 | 0 | 0 | 0 | 0 | 0 | 0 | 0 | 0 | 0 | 0 | 0 | 0 | 0 | 0 | 0 | 0 | 0 | 0 | 0 | 0 | 0 | 0 | 12
NO |  | 55 | 2011 | 2 | 4 | 4 |  | TIGER BAY | TECO | 230 | 230 | CP | 0.1 | 0 | 1 | 1590/1081 KCM ACS | 359563 | 133977 | 493540 | 0 | 0 | 0 | 0 | 0 | 0 | 0 | 0 | 0 | 0 | 0 | 0 | 0 | 0 | 0 | 0 | 0 | 0 | 0 | 0 | 12
NO |  | 55 | 2011 | 2 | 5 | 5 |  |  |  | 0 | 0 | ST | 5.86 | 0 | 0 | 1081 KCM ACAR | 0 | 0 | 0 | 0 | 0 | 0 | 0 | 0 | 0 | 0 | 0 | 0 | 0 | 0 | 0 | 0 | 0 | 0 | 0 | 0 | 0 | 0 | 0 | 12
NO |  | 55 | 2011 | 2 | 6 | 6 |  |  |  | 0 | 0 | WH | 1.38 | 0 | 0 | 1081/954 KCM ACAR | 0 | 0 | 0 | 0 | 0 | 0 | 0 | 0 | 0 | 0 | 0 | 0 | 0 | 0 | 0 | 0 | 0 | 0 | 0 | 0 | 0 | 0 | 0 | 12
NO |  | 55 | 2011 | 2 | 7 | 7 |  | HINES ENERGY | FORT MEADE | 230 | 230 | SP | 6.41 | 0 | 1 | 954 KCM ACSR | 0 | 3129916 | 3129916 | 0 | 0 | 0 | 0 | 0 | 0 | 0 | 0 | 0 | 0 | 0 | 0 | 0 | 0 | 0 | 0 | 0 | 0 | 0 | 0 | 12
NO |  | 55 | 2011 | 2 | 8 | 8 |  | HINES ENERGY | BARCOLA | 230 | 230 | SP | 3.09 | 0 | 1 | 954 KCM ACSR | 0 | 1837874 | 1837874 | 0 | 0 | 0 | 0 | 0 | 0 | 0 | 0 | 0 | 0 | 0 | 0 | 0 | 0 | 0 | 0 | 0 | 0 | 0 | 0 | 12
NO |  | 55 | 2011 | 2 | 9 | 9 |  | HINES ENERGY | BARCOLA (2ND CIRCUIT) | 230 | 230 | SP | 3.09 | 0 | 1 | 954 KCM ACSR | 0 | 1449137 | 1449137 | 0 | 0 | 0 | 0 | 0 | 0 | 0 | 0 | 0 | 0 | 0 | 0 | 0 | 0 | 0 | 0 | 0 | 0 | 0 | 0 | 12
NO |  | 55 | 2011 | 2 | 10 | 10 |  | HINES ENERGY | TIGER BAY | 230 | 230 | SP | 0.6 | 3.51 | 0 | 954 KCM ACSR | 0 | 1565007 | 1565007 | 0 | 0 | 0 | 0 | 0 | 0 | 0 | 0 | 0 | 0 | 0 | 0 | 0 | 0 | 0 | 0 | 0 | 0 | 0 | 0 | 12
NO |  | 55 | 2011 | 2 | 11 | 11 |  | HINES PLANT | HINES | 230 | 230 | SP | 1.64 | 0 | 0 | 954 KCM ACSR | 0 | 1573680 | 1573680 | 0 | 0 | 0 | 0 | 0 | 0 | 0 | 0 | 0 | 0 | 0 | 0 | 0 | 0 | 0 | 0 | 0 | 0 | 0 | 0 | 12
NO |  | 55 | 2011 | 2 | 12 | 12 |  | HINES | WEST LAKE WALES | 230 | 230 | SP | 20.57 | 0 | 1 | 1622 ACSS/TW | 10406543 | 35815449 | 46221992 | 0 | 0 | 0 | 0 | 0 | 0 | 0 | 0 | 0 | 0 | 0 | 0 | 0 | 0 | 0 | 0 | 0 | 0 | 0 | 0 | 12
NO |  | 55 | 2011 | 2 | 13 | 13 |  | OLD SUB NORTH | NEW SUB NORTH | 230 | 230 | SP | 0.22 | 0 | 1 | 2335 KCM ACAR | 0 | 194088 | 194088 | 0 | 0 | 0 | 0 | 0 | 0 | 0 | 0 | 0 | 0 | 0 | 0 | 0 | 0 | 0 | 0 | 0 | 0 | 0 | 0 | 12
NO |  | 55 | 2011 | 2 | 14 | 14 |  | INTERCESSION CITY | LAKE BRYAN 2ND CIRCUIT | 230 | 230 | SP | 7.84 | 0 | 1 | 1622 ACSS TW | 0 | 6053041 | 6053041 | 0 | 0 | 0 | 0 | 0 | 0 | 0 | 0 | 0 | 0 | 0 | 0 | 0 | 0 | 0 | 0 | 0 | 0 | 0 | 0 | 12
NO |  | 55 | 2011 | 2 | 15 | 15 |  | KATHLEEN | WEST LAKELAND | 230 | 230 | WH | 14.5 | 0 | 1 | 1590 KCM ACSR | 507363 | 3874988 | 4382351 | 0 | 0 | 0 | 0 | 0 | 0 | 0 | 0 | 0 | 0 | 0 | 0 | 0 | 0 | 0 | 0 | 0 | 0 | 0 | 0 | 12
NO |  | 55 | 2011 | 2 | 16 | 16 |  |  |  | 0 | 0 | CP | 1.31 | 0 | 0 | 1590 KCM ACSR | 0 | 0 | 0 | 0 | 0 | 0 | 0 | 0 | 0 | 0 | 0 | 0 | 0 | 0 | 0 | 0 | 0 | 0 | 0 | 0 | 0 | 0 | 0 | 12
NO |  | 55 | 2011 | 2 | 17 | 17 |  | KATHLEEN | ZEPHYRHILLS NORTH | 230 | 230 | WH | 0.83 | 0 | 1 | 1590 KCM ACSR | 275097 | 3459471 | 3734568 | 0 | 0 | 0 | 0 | 0 | 0 | 0 | 0 | 0 | 0 | 0 | 0 | 0 | 0 | 0 | 0 | 0 | 0 | 0 | 0 | 12
NO |  | 55 | 2011 | 2 | 18 | 18 |  |  |  | 0 | 0 | CP | 8.7 | 0 | 0 | 1590 KCM ACSR | 0 | 0 | 0 | 0 | 0 | 0 | 0 | 0 | 0 | 0 | 0 | 0 | 0 | 0 | 0 | 0 | 0 | 0 | 0 | 0 | 0 | 0 | 0 | 12
NO |  | 55 | 2011 | 2 | 19 | 19 |  |  |  | 0 | 0 | WP | 1.35 | 0 | 0 | 1590 KCM ACSR | 0 | 0 | 0 | 0 | 0 | 0 | 0 | 0 | 0 | 0 | 0 | 0 | 0 | 0 | 0 | 0 | 0 | 0 | 0 | 0 | 0 | 0 | 0 | 12
NO |  | 55 | 2011 | 2 | 20 | 20 |  | LARGO | PASADENA | 230 | 230 | ST | 0 | 1.61 | 1 | 1590 KCM ACSR | 152473 | 3247219 | 3399692 | 0 | 0 | 0 | 0 | 0 | 0 | 0 | 0 | 0 | 0 | 0 | 0 | 0 | 0 | 0 | 0 | 0 | 0 | 0 | 0 | 12
NO |  | 55 | 2011 | 2 | 21 | 21 |  |  |  | 0 | 0 | SP | 13.13 | 0 | 0 | 1590 KCM ACSR | 0 | 0 | 0 | 0 | 0 | 0 | 0 | 0 | 0 | 0 | 0 | 0 | 0 | 0 | 0 | 0 | 0 | 0 | 0 | 0 | 0 | 0 | 0 | 12
NO |  | 55 | 2011 | 2 | 22 | 22 |  | LAKE TARPON | CURLEW | 230 | 230 | ST | 4.32 | 0 | 1 | 1590 KCM ACSR | 0 | 959079 | 959079 | 0 | 0 | 0 | 0 | 0 | 0 | 0 | 0 | 0 | 0 | 0 | 0 | 0 | 0 | 0 | 0 | 0 | 0 | 0 | 0 | 12
NO |  | 55 | 2011 | 2 | 23 | 23 |  | LAKE TARPON | HIGGINS | 230 | 230 | CP | 2.57 | 0 | 1 | 1590 KCM ACSR | 15699 | 1499798 | 1515497 | 0 | 0 | 0 | 0 | 0 | 0 | 0 | 0 | 0 | 0 | 0 | 0 | 0 | 0 | 0 | 0 | 0 | 0 | 0 | 0 | 12
NO |  | 55 | 2011 | 2 | 24 | 24 |  |  |  | 0 | 0 | SP | 3.02 | 0 | 0 | 1590 KCM ACSR | 0 | 0 | 0 | 0 | 0 | 0 | 0 | 0 | 0 | 0 | 0 | 0 | 0 | 0 | 0 | 0 | 0 | 0 | 0 | 0 | 0 | 0 | 0 | 12
NO |  | 55 | 2011 | 2 | 25 | 25 |  | LAKE TARPON | LARGO | 230 | 230 | SP | 14.49 | 0 | 1 | 1590 KCM ACSR | 412563 | 8623404 | 9035967 | 0 | 0 | 0 | 0 | 0 | 0 | 0 | 0 | 0 | 0 | 0 | 0 | 0 | 0 | 0 | 0 | 0 | 0 | 0 | 0 | 12
NO |  | 55 | 2011 | 2 | 26 | 26 |  |  |  | 0 | 0 | CP | 2.9 | 0 | 0 | 1590 KCM ACSR | 0 | 0 | 0 | 0 | 0 | 0 | 0 | 0 | 0 | 0 | 0 | 0 | 0 | 0 | 0 | 0 | 0 | 0 | 0 | 0 | 0 | 0 | 0 | 12
NO |  | 55 | 2011 | 2 | 27 | 27 |  | LAKE TARPON | SEVEN SPRINGS | 230 | 230 | ST | 2.9 | 0 | 1 | 1590 KCM ACSR | 189338 | 754590 | 943928 | 0 | 0 | 0 | 0 | 0 | 0 | 0 | 0 | 0 | 0 | 0 | 0 | 0 | 0 | 0 | 0 | 0 | 0 | 0 | 0 | 12
NO |  | 55 | 2011 | 2 | 28 | 28 |  | LAKE TARPON | TECO EXIST | 230 | 230 | ST | 0.68 | 0 | 1 | 1590 KCM ACSR | 0 | 197855 | 197855 | 0 | 0 | 0 | 0 | 0 | 0 | 0 | 0 | 0 | 0 | 0 | 0 | 0 | 0 | 0 | 0 | 0 | 0 | 0 | 0 | 12
NO |  | 55 | 2011 | 2 | 29 | 29 |  |  |  | 0 | 0 | SP | 0.81 | 0 | 0 | 1590 KCM ACSR | 0 | 0 | 0 | 0 | 0 | 0 | 0 | 0 | 0 | 0 | 0 | 0 | 0 | 0 | 0 | 0 | 0 | 0 | 0 | 0 | 0 | 0 | 0 | 12
NO |  | 55 | 2011 | 2 | 30 | 30 |  | NORTHEAST | CURLEW | 230 | 230 | ST | 16.95 | 12.78 | 1 | 1590 KCM ACSR | 1524958 | 3657476 | 5182434 | 0 | 0 | 0 | 0 | 0 | 0 | 0 | 0 | 0 | 0 | 0 | 0 | 0 | 0 | 0 | 0 | 0 | 0 | 0 | 0 | 12
NO |  | 55 | 2011 | 2 | 31 | 31 |  | NORTHEAST | 40TH ST. | 230 | 230 | CP | 0.16 | 0 | 1 | 1590 KCA ACSR | 288076 | 8240422 | 8528498 | 0 | 0 | 0 | 0 | 0 | 0 | 0 | 0 | 0 | 0 | 0 | 0 | 0 | 0 | 0 | 0 | 0 | 0 | 0 | 0 | 12
NO |  | 55 | 2011 | 2 | 32 | 32 |  |  |  | 0 | 0 | SP | 8.25 | 0 | 0 | 1081 KCA ACAR | 0 | 0 | 0 | 0 | 0 | 0 | 0 | 0 | 0 | 0 | 0 | 0 | 0 | 0 | 0 | 0 | 0 | 0 | 0 | 0 | 0 | 0 | 0 | 12
NO |  | 55 | 2011 | 2 | 33 | 33 |  | NORTH LONGWOOD | PIEDMONT | 230 | 230 | SP | 0.31 | 4.04 | 1 | 954 KCM ACSR | 16834 | 1412503 | 1429337 | 0 | 0 | 0 | 0 | 0 | 0 | 0 | 0 | 0 | 0 | 0 | 0 | 0 | 0 | 0 | 0 | 0 | 0 | 0 | 0 | 12
NO |  | 55 | 2011 | 2 | 34 | 34 |  |  |  | 0 | 0 | WH | 6.16 | 0 | 0 | 954 KCM ACSR | 0 | 0 | 0 | 0 | 0 | 0 | 0 | 0 | 0 | 0 | 0 | 0 | 0 | 0 | 0 | 0 | 0 | 0 | 0 | 0 | 0 | 0 | 0 | 12
NO |  | 55 | 2011 | 2 | 35 | 35 |  | NORTH LONGWOOD | FP&L CO TIE | 230 | 230 | SP | 4.04 | 0 | 1 | 954 KCM ACSR | 207841 | 1306348 | 1514189 | 0 | 0 | 0 | 0 | 0 | 0 | 0 | 0 | 0 | 0 | 0 | 0 | 0 | 0 | 0 | 0 | 0 | 0 | 0 | 0 | 12
NO |  | 55 | 2011 | 3 | 1 | 1 |  |  |  | 0 | 0 | WH | 2.77 | 0 | 0 | 954 KCM ACSR | 0 | 0 | 0 | 0 | 0 | 0 | 0 | 0 | 0 | 0 | 0 | 0 | 0 | 0 | 0 | 0 | 0 | 0 | 0 | 0 | 0 | 0 | 0 | 12
NO |  | 55 | 2011 | 3 | 2 | 2 |  | NORTH LONGWOOD | RIO PINAR | 230 | 230 | SP | 0.58 | 3.94 | 1 | 1590 KCM ACSR | 420736 | 1891929 | 2312665 | 0 | 0 | 0 | 0 | 0 | 0 | 0 | 0 | 0 | 0 | 0 | 0 | 0 | 0 | 0 | 0 | 0 | 0 | 0 | 0 | 12
NO |  | 55 | 2011 | 3 | 3 | 3 |  |  |  | 0 | 0 | CP | 0.21 | 0 | 0 | 954 KCM ACSR | 0 | 0 | 0 | 0 | 0 | 0 | 0 | 0 | 0 | 0 | 0 | 0 | 0 | 0 | 0 | 0 | 0 | 0 | 0 | 0 | 0 | 0 | 0 | 12
NO |  | 55 | 2011 | 3 | 4 | 4 |  |  |  | 0 | 0 | AT | 10.91 | 0 | 0 | 954 KCM ACSR | 0 | 0 | 0 | 0 | 0 | 0 | 0 | 0 | 0 | 0 | 0 | 0 | 0 | 0 | 0 | 0 | 0 | 0 | 0 | 0 | 0 | 0 | 0 | 12
NO |  | 55 | 2011 | 3 | 5 | 5 |  | NEWBERRY | WILCOX | 230 | 230 | SP | 19.33 | 0 | 1 | 1590 KCM ACSR | 661118 | 5772719 | 6433837 | 0 | 0 | 0 | 0 | 0 | 0 | 0 | 0 | 0 | 0 | 0 | 0 | 0 | 0 | 0 | 0 | 0 | 0 | 0 | 0 | 12
NO |  | 55 | 2011 | 3 | 6 | 6 |  | NORTHEAST | PINELLAS | 230 | 230 | CP | 1.9 | 0 | 1 | 954 KCM ACSR | 0 | 8106 | 8106 | 0 | 0 | 0 | 0 | 0 | 0 | 0 | 0 | 0 | 0 | 0 | 0 | 0 | 0 | 0 | 0 | 0 | 0 | 0 | 0 | 12
NO |  | 55 | 2011 | 3 | 7 | 7 |  | PIEDMONT | SORRENTO | 230 | 230 | SP | 4.24 | 0 | 1 | 1590 KCM ACSR | 574273 | 5208464 | 5782737 | 0 | 0 | 0 | 0 | 0 | 0 | 0 | 0 | 0 | 0 | 0 | 0 | 0 | 0 | 0 | 0 | 0 | 0 | 0 | 0 | 12
NO |  | 55 | 2011 | 3 | 8 | 8 |  |  |  | 0 | 0 | CP | 6.45 | 0 | 0 | 1590 KCM ACSR | 0 | 0 | 0 | 0 | 0 | 0 | 0 | 0 | 0 | 0 | 0 | 0 | 0 | 0 | 0 | 0 | 0 | 0 | 0 | 0 | 0 | 0 | 0 | 12
NO |  | 55 | 2011 | 3 | 9 | 9 |  |  |  | 0 | 0 | WH | 4.79 | 0 | 0 | 1590 KCM ACSR | 0 | 0 | 0 | 0 | 0 | 0 | 0 | 0 | 0 | 0 | 0 | 0 | 0 | 0 | 0 | 0 | 0 | 0 | 0 | 0 | 0 | 0 | 0 | 12
NO |  | 55 | 2011 | 3 | 10 | 10 |  | PIEDMONT | WOODSMERE | 230 | 230 | WH | 6.72 | 0 | 1 | 954 KCM ACSR | 15605 | 808046 | 823651 | 0 | 0 | 0 | 0 | 0 | 0 | 0 | 0 | 0 | 0 | 0 | 0 | 0 | 0 | 0 | 0 | 0 | 0 | 0 | 0 | 12
NO |  | 55 | 2011 | 3 | 11 | 11 |  | PORT ST. JOE | GULF POWER | 230 | 230 | ST | 33.99 | 0 | 1 | 795 KCM ACSR | 71747 | 2691152 | 2762899 | 0 | 0 | 0 | 0 | 0 | 0 | 0 | 0 | 0 | 0 | 0 | 0 | 0 | 0 | 0 | 0 | 0 | 0 | 0 | 0 | 12
NO |  | 55 | 2011 | 3 | 12 | 12 |  | RIO PINAR | OUC TIE | 230 | 230 | SP | 0.52 | 0 | 1 | 954 KCM ACSR | 100034 | 2111864 | 2211898 | 0 | 0 | 0 | 0 | 0 | 0 | 0 | 0 | 0 | 0 | 0 | 0 | 0 | 0 | 0 | 0 | 0 | 0 | 0 | 0 | 12
NO |  | 55 | 2011 | 3 | 13 | 13 |  |  |  | 0 | 0 | AT | 2.19 | 0 | 0 | 954 KCM ACSR | 0 | 0 | 0 | 0 | 0 | 0 | 0 | 0 | 0 | 0 | 0 | 0 | 0 | 0 | 0 | 0 | 0 | 0 | 0 | 0 | 0 | 0 | 0 | 12
NO |  | 55 | 2011 | 3 | 14 | 14 |  | SILVER SPRINGS | DELAND WEST | 230 | 230 | SL | 39.93 | 0 | 1 | 1590 KCM ACSR | 54890 | 6791700 | 6846590 | 0 | 0 | 0 | 0 | 0 | 0 | 0 | 0 | 0 | 0 | 0 | 0 | 0 | 0 | 0 | 0 | 0 | 0 | 0 | 0 | 12
NO |  | 55 | 2011 | 3 | 15 | 15 |  |  |  | 0 | 0 | SH | 0.92 | 0 | 0 | 1590 KCM ACSR | 0 | 0 | 0 | 0 | 0 | 0 | 0 | 0 | 0 | 0 | 0 | 0 | 0 | 0 | 0 | 0 | 0 | 0 | 0 | 0 | 0 | 0 | 0 | 12
NO |  | 55 | 2011 | 3 | 16 | 16 |  |  |  | 0 | 0 | SP | 1.57 | 0 | 0 | 1590 KCM ACSR | 0 | 0 | 0 | 0 | 0 | 0 | 0 | 0 | 0 | 0 | 0 | 0 | 0 | 0 | 0 | 0 | 0 | 0 | 0 | 0 | 0 | 0 | 0 | 12
NO |  | 55 | 2011 | 3 | 17 | 17 |  | SUWANNEE RIVER PLANT | FORT WHITE | 230 | 230 | ST | 38.08 | 0 | 1 | 954 KCM ACSR | 199660 | 2362830 | 2562490 | 0 | 0 | 0 | 0 | 0 | 0 | 0 | 0 | 0 | 0 | 0 | 0 | 0 | 0 | 0 | 0 | 0 | 0 | 0 | 0 | 12
NO |  | 55 | 2011 | 3 | 18 | 18 |  | SKY LAKE | OUC TIE | 230 | 230 | CP | 2.4 | 0 | 1 | 954 KCM ACSR | 121530 | 1272855 | 1394385 | 0 | 0 | 0 | 0 | 0 | 0 | 0 | 0 | 0 | 0 | 0 | 0 | 0 | 0 | 0 | 0 | 0 | 0 | 0 | 0 | 12
NO |  | 55 | 2011 | 3 | 19 | 19 |  |  |  | 0 | 0 | WP | 2.22 | 0 | 0 | 954 KCM ACSR | 0 | 0 | 0 | 0 | 0 | 0 | 0 | 0 | 0 | 0 | 0 | 0 | 0 | 0 | 0 | 0 | 0 | 0 | 0 | 0 | 0 | 0 | 0 | 12
NO |  | 55 | 2011 | 3 | 20 | 20 |  | SUWANNEE | PERRY | 230 | 230 | ST | 28.61 | 0 | 1 | 795 KCM ACSR | 151754 | 1320102 | 1471856 | 0 | 0 | 0 | 0 | 0 | 0 | 0 | 0 | 0 | 0 | 0 | 0 | 0 | 0 | 0 | 0 | 0 | 0 | 0 | 0 | 12
NO |  | 55 | 2011 | 3 | 21 | 21 |  | SUWANNEE PEAKERS | SUWANNEE | 230 | 230 | WH | 0.63 | 0 | 1 | 795 KCM ACSR | 0 | 297948 | 297948 | 0 | 0 | 0 | 0 | 0 | 0 | 0 | 0 | 0 | 0 | 0 | 0 | 0 | 0 | 0 | 0 | 0 | 0 | 0 | 0 | 12
NO |  | 55 | 2011 | 3 | 22 | 22 |  | SUWANNEE | GEORGIA GPC TIE | 230 | 230 | ST | 18.36 | 0 | 1 | 954 KCM ACSR | 104190 | 1110105 | 1214295 | 0 | 0 | 0 | 0 | 0 | 0 | 0 | 0 | 0 | 0 | 0 | 0 | 0 | 0 | 0 | 0 | 0 | 0 | 0 | 0 | 12
NO |  | 55 | 2011 | 3 | 23 | 23 |  | TIGER BAY | FORT MEADE 2 | 230 | 230 | SP | 0.44 | 1.78 | 1 | 954 KCM ACSR | 0 | 779443 | 779443 | 0 | 0 | 0 | 0 | 0 | 0 | 0 | 0 | 0 | 0 | 0 | 0 | 0 | 0 | 0 | 0 | 0 | 0 | 0 | 0 | 12
NO |  | 55 | 2011 | 3 | 24 | 24 |  | ULMERTON | LARGO | 230 | 230 | ST | 5.05 | 0 | 1 | 1590 KCM ACSR | 601048 | 835445 | 1436493 | 0 | 0 | 0 | 0 | 0 | 0 | 0 | 0 | 0 | 0 | 0 | 0 | 0 | 0 | 0 | 0 | 0 | 0 | 0 | 0 | 12
NO |  | 55 | 2011 | 3 | 25 | 25 |  | VANDOLAH | SEMINOLE | 230 | 230 | SP | 0.03 | 0 | 1 | 954 ACSS TW | 0 | 376498 | 376498 | 0 | 0 | 0 | 0 | 0 | 0 | 0 | 0 | 0 | 0 | 0 | 0 | 0 | 0 | 0 | 0 | 0 | 0 | 0 | 0 | 12
NO |  | 55 | 2011 | 3 | 26 | 26 |  | VANDOLAH | WHIDDEN | 230 | 230 | SP | 14.4 | 0 | 1 | 1622 ACSS TW | 2965994 | 14174052 | 17140046 | 0 | 0 | 0 | 0 | 0 | 0 | 0 | 0 | 0 | 0 | 0 | 0 | 0 | 0 | 0 | 0 | 0 | 0 | 0 | 0 | 12
NO |  | 55 | 2011 | 3 | 27 | 27 |  | WINDERMERE | INTERCESSION CITY | 230 | 230 | SP | 15.07 | 0 | 1 | 954 KCM ACSR | 135968 | 6493904 | 6629872 | 0 | 0 | 0 | 0 | 0 | 0 | 0 | 0 | 0 | 0 | 0 | 0 | 0 | 0 | 0 | 0 | 0 | 0 | 0 | 0 | 12
NO |  | 55 | 2011 | 3 | 28 | 28 |  |  |  | 0 | 0 | CP | 0.14 | 0 | 0 | 1622 ACSS/TW | 0 | 0 | 0 | 0 | 0 | 0 | 0 | 0 | 0 | 0 | 0 | 0 | 0 | 0 | 0 | 0 | 0 | 0 | 0 | 0 | 0 | 0 | 0 | 12
NO |  | 55 | 2011 | 3 | 29 | 29 |  | WINDERMERE | WOODSMERE | 230 | 230 | WH | 4.68 | 0 | 1 | 1590 KCM ACSR | 19739 | 1162053 | 1181792 | 0 | 0 | 0 | 0 | 0 | 0 | 0 | 0 | 0 | 0 | 0 | 0 | 0 | 0 | 0 | 0 | 0 | 0 | 0 | 0 | 12
NO |  | 55 | 2011 | 3 | 30 | 30 |  |  |  | 0 | 0 | ST | 1.82 | 0 | 0 | 1590 KCM ACSR | 0 | 0 | 0 | 0 | 0 | 0 | 0 | 0 | 0 | 0 | 0 | 0 | 0 | 0 | 0 | 0 | 0 | 0 | 0 | 0 | 0 | 0 | 0 | 12
NO |  | 55 | 2011 | 3 | 31 | 31 |  | WEST LAKE WALES | INTERCESSION CITY | 230 | 230 | WH | 0 | 0 | 1 | 954/1081 KCM ACAR | 0 | 0 | 0 | 0 | 0 | 0 | 0 | 0 | 0 | 0 | 0 | 0 | 0 | 0 | 0 | 0 | 0 | 0 | 0 | 0 | 0 | 0 | 0 | 12
NO |  | 55 | 2011 | 3 | 32 | 32 |  |  |  | 230 | 230 | SP | 0.07 | 0 | 0 | 1622ACSS TW | 364444 | 2959204 | 3323648 | 0 | 0 | 0 | 0 | 0 | 0 | 0 | 0 | 0 | 0 | 0 | 0 | 0 | 0 | 0 | 0 | 0 | 0 | 0 | 0 | 12
NO |  | 55 | 2011 | 3 | 33 | 33 |  | WEST LAKE WALES | FP&L TIE | 230 | 230 | AT | 58.48 | 0 | 1 | 954 KCM ACSR | 595327 | 5500565 | 6095892 | 0 | 0 | 0 | 0 | 0 | 0 | 0 | 0 | 0 | 0 | 0 | 0 | 0 | 0 | 0 | 0 | 0 | 0 | 0 | 0 | 12
NO |  | 55 | 2011 | 3 | 34 | 34 |  | WEST LAKE WALES | TECO TIE | 230 | 230 | AT | 2.29 | 0 | 1 | 954 KCM ACSR | 17342 | 339005 | 356347 | 0 | 0 | 0 | 0 | 0 | 0 | 0 | 0 | 0 | 0 | 0 | 0 | 0 | 0 | 0 | 0 | 0 | 0 | 0 | 0 | 12
NO |  | 55 | 2011 | 3 | 35 | 35 |  | WINDERMERE | OUC TIE | 230 | 230 | WH | 1.31 | 0 | 1 | 954 KCM ACSR | 0 | 513323 | 513323 | 0 | 0 | 0 | 0 | 0 | 0 | 0 | 0 | 0 | 0 | 0 | 0 | 0 | 0 | 0 | 0 | 0 | 0 | 0 | 0 | 12
NO |  | 55 | 2011 | 4 | 1 | 1 |  | WOODSMERE | OUC TIE | 230 | 230 | ST | 0 | 0.92 | 1 | 954 KCM ACSR | 0 | 4479 | 4479 | 0 | 0 | 0 | 0 | 0 | 0 | 0 | 0 | 0 | 0 | 0 | 0 | 0 | 0 | 0 | 0 | 0 | 0 | 0 | 0 | 12
NO |  | 55 | 2011 | 4 | 3 | 3 |  | OTHER TRANS. LINES | OVERHEAD 115 & 69 | 0 | 0 |  | 2819.83 | 435.2 | 0 |  | 54396179 | 586044950 | 640441129 | 0 | 0 | 0 | 0 | 0 | 0 | 0 | 0 | 0 | 0 | 0 | 0 | 0 | 0 | 0 | 0 | 0 | 0 | 0 | 0 | 12
NO |  | 55 | 2011 | 4 | 4 | 4 |  | OTHER TRANS. LINES | UNDERGROUND 115 | 0 | 0 |  | 50.36 | 0 | 0 |  | 88132 | 12222588 | 12310720 | 0 | 0 | 0 | 0 | 0 | 0 | 0 | 0 | 0 | 0 | 0 | 0 | 0 | 0 | 0 | 0 | 0 | 0 | 0 | 0 | 12
NO |  | 55 | 2011 | 4 | 6 | 6 |  | Total Overhead Transmission | Line Expenses | 0 | 0 |  | 4313.88 | 670.72 | 80 |  | 93149770 | 966842758 | 1059992528 | 742221 | 11104292 | 0 | 11846513 | 0 | 0 | 0 | 0 | 0 | 0 | 0 | 0 | 0 | 0 | 0 | 0 | 0 | 0 | 0 | 0 | 12
NO |  | 55 | 2011 | 4 | 7 | 7 |  |  | (230, 115, 69 Kv) | 0 | 0 |  | 0 | 0 | 0 |  | 0 | 0 | 0 | 0 | 0 | 0 | 0 | 0 | 0 | 0 | 0 | 0 | 0 | 0 | 0 | 0 | 0 | 0 | 0 | 0 | 0 | 0 | 0 | 12
NO |  | 55 | 2011 | 4 | 8 | 8 |  | NEW LINES FOR 2008 |  | 0 | 0 |  | 0 | 0 | 0 |  | 0 | 0 | 0 | 0 | 0 | 0 | 0 | 0 | 0 | 0 | 0 | 0 | 0 | 0 | 0 | 0 | 0 | 0 | 0 | 0 | 0 | 0 | 0 | 12
NO |  | 55 | 2011 | 4 | 9 | 9 |  | CENTRAL FLORIDA | BUSHNELL EAST | 230 | 230 | SP | 8.28 | 0 | 1 | 1622 ACSS/TW | 4175417 | 6101584 | 10277001 | 0 | 0 | 0 | 0 | 0 | 0 | 0 | 0 | 0 | 0 | 0 | 0 | 0 | 0 | 0 | 0 | 0 | 0 | 0 | 0 | 12
NO |  | 55 | 2011 | 4 | 10 | 10 |  | LAKE BRYAN | WINDERMERE | 230 | 230 | SP | 9.76 | 0 | 2 | 1622 ACSS/TW | 1360155 | 8703668 | 10063823 | 0 | 0 | 0 | 0 | 0 | 0 | 0 | 0 | 0 | 0 | 0 | 0 | 0 | 0 | 0 | 0 | 0 | 0 | 0 | 0 | 12
NO |  | 55 | 2011 | 4 | 11 | 11 |  | BARTOW PLANT (OH) | NORTHEAST (GENERATION TIE) | 230 | 230 | SP | 1.53 | 0 | 1 | 1590 ACSR | 0 | 2376418 | 2376418 | 0 | 0 | 0 | 0 | 0 | 0 | 0 | 0 | 0 | 0 | 0 | 0 | 0 | 0 | 0 | 0 | 0 | 0 | 0 | 0 | 12
NO |  | 55 | 2011 | 4 | 12 | 12 |  | NORTHEAST | NORTHEAST (SUB BUS) | 230 | 230 | SP | 0.17 | 0 | 1 | 1590 ACSR | 0 | 490157 | 490157 | 0 | 0 | 0 | 0 | 0 | 0 | 0 | 0 | 0 | 0 | 0 | 0 | 0 | 0 | 0 | 0 | 0 | 0 | 0 | 0 | 12
NO |  | 55 | 2011 | 4 | 14 | 14 |  | NEW LINES FOR 2009 |  | 0 | 0 |  | 0 | 0 | 0 |  | 0 | 0 | 0 | 0 | 0 | 0 | 0 | 0 | 0 | 0 | 0 | 0 | 0 | 0 | 0 | 0 | 0 | 0 | 0 | 0 | 0 | 0 | 0 | 12
NO |  | 55 | 2011 | 4 | 15 | 15 |  | BARTOW PLANT | NORTHEAST #7 | 230 | 230 | XLPE | 3.84 | 0 | 1 | 5000 KCMIL CU | 114492 | 27339468 | 27453960 | 0 | 0 | 0 | 0 | 0 | 0 | 0 | 0 | 0 | 0 | 0 | 0 | 0 | 0 | 0 | 0 | 0 | 0 | 0 | 0 | 12
NO |  | 55 | 2011 | 4 | 16 | 16 |  | BARTOW PLANT | NORTHEAST #8 | 230 | 230 | XLPE | 3.92 | 0 | 1 | 5000 KCMIL CU | 114492 | 27339468 | 27453960 | 0 | 0 | 0 | 0 | 0 | 0 | 0 | 0 | 0 | 0 | 0 | 0 | 0 | 0 | 0 | 0 | 0 | 0 | 0 | 0 | 12
NO |  | 55 | 2011 | 4 | 17 | 17 |  | DUNDEE | WEST LK WALES (DWL1) | 230 | 230 | SP | 9.79 | 0 | 2 | 2627 ACSS/TW | 1524275 | 13745557 | 15269832 | 0 | 0 | 0 | 0 | 0 | 0 | 0 | 0 | 0 | 0 | 0 | 0 | 0 | 0 | 0 | 0 | 0 | 0 | 0 | 0 | 12
NO |  | 55 | 2011 | 4 | 18 | 18 |  | DUNDEE | WEST LK WALES (DWL2) | 230 | 230 | SP | 0 | 0.63 | 1 | 2627 ACSS/TW | 0 | 2203108 | 2203108 | 0 | 0 | 0 | 0 | 0 | 0 | 0 | 0 | 0 | 0 | 0 | 0 | 0 | 0 | 0 | 0 | 0 | 0 | 0 | 0 | 12
NO |  | 55 | 2011 | 4 | 21 | 21 |  | BARTOW PLANT | NORTHEAST #9 DUCT BANK | 0 | 230 |  | 0 | 0 | 0 |  | 114492 | 6191261 | 6305753 | 0 | 0 | 0 | 0 | 0 | 0 | 0 | 0 | 0 | 0 | 0 | 0 | 0 | 0 | 0 | 0 | 0 | 0 | 0 | 0 | 12
NO |  | 55 | 2011 | 4 | 25 | 25 |  | NEW LINES FOR 2010 |  | 0 | 0 |  | 0 | 0 | 0 |  | 0 | 0 | 0 | 0 | 0 | 0 | 0 | 0 | 0 | 0 | 0 | 0 | 0 | 0 | 0 | 0 | 0 | 0 | 0 | 0 | 0 | 0 | 0 | 12
NO |  | 55 | 2011 | 4 | 26 | 26 |  | INTERCESSION CITY | DUNDEE (ICD1) | 230 | 230 | SP | 20.26 | 0 | 2 | 2627 ACSS/TW/HS | 3132810 | 28904391 | 32037201 | 0 | 0 | 0 | 0 | 0 | 0 | 0 | 0 | 0 | 0 | 0 | 0 | 0 | 0 | 0 | 0 | 0 | 0 | 0 | 0 | 12
NO |  | 55 | 2011 | 4 | 27 | 27 |  | INTERCESSION CITY | DUNDEE 2ND CIR (ICD2) | 230 | 230 | SP | 0.81 | 20.33 | 2 | 2627 ACSS/TW/HS | 0 | 8919630 | 8919630 | 0 | 0 | 0 | 0 | 0 | 0 | 0 | 0 | 0 | 0 | 0 | 0 | 0 | 0 | 0 | 0 | 0 | 0 | 0 | 0 | 12
NO |  | 55 | 2011 | 4 | 28 | 28 |  | AVALON | GIFFORD | 230 | 230 | SP | 7.2 | 0 | 2 | 2627 ACSS/TW | 1361548 | 11180272 | 12541820 | 0 | 0 | 0 | 0 | 0 | 0 | 0 | 0 | 0 | 0 | 0 | 0 | 0 | 0 | 0 | 0 | 0 | 0 | 0 | 0 | 12
NO |  | 55 | 2011 | 4 | 29 | 29 |  | STANTON PLANT (OUC) | BITHLO (SPBX) | 230 | 230 | SP | 5.9 | 0 | 2 | 1622 ACSS/TW | 972402 | 8049607 | 9022009 | 0 | 0 | 0 | 0 | 0 | 0 | 0 | 0 | 0 | 0 | 0 | 0 | 0 | 0 | 0 | 0 | 0 | 0 | 0 | 0 | 12
NO |  | 55 | 2011 | 4 | 30 | 30 |  | SANFORD (FP&L) | BITHLO (SBX) | 230 | 230 | CP | 0.01 | 0 | 0 |  | 1782471 | 0 | 1782471 | 0 | 0 | 0 | 0 | 0 | 0 | 0 | 0 | 0 | 0 | 0 | 0 | 0 | 0 | 0 | 0 | 0 | 0 | 0 | 0 | 12
NO |  | 55 | 2011 | 4 | 31 | 31 |  | HOLDER | HOLDER STRINGBUS | 230 | 230 | CP | 0.07 | 0 | 1 | 2627 ACSS/TW | 0 | 75864 | 75864 | 0 | 0 | 0 | 0 | 0 | 0 | 0 | 0 | 0 | 0 | 0 | 0 | 0 | 0 | 0 | 0 | 0 | 0 | 0 | 0 | 12
NO |  | 55 | 2011 | 4 | 35 | 35 |  |  |  | 0 | 0 |  | 0 | 0 | 0 |  | 0 | 0 | 0 | 0 | 0 | 0 | 0 | 0 | 0 | 0 | 0 | 0 | 610550129 | 0 | 0 | 0 | 0 | 0 | 0 | 0 | 0 | 0 | 0 | 12
NO |  | 55 | 2011 | 0 | 36 | 36 |  | TOTAL |  | 0 | 0 |  | 4386.18 | 711.94 | 100 |  | 108412958 | 1127026177 | 1235439135 | 742221 | 11104292 | 0 | 11846513 | 0 | 0 | 0 | 0 | 0 | 0 | 0 | 0 | 0 | 0 | 0 | 0 | 0 | 0 | 0 | 0 | 12
NO |  | 55 | 2011 | 4 | 33 | 33 |  | NEW LINE FOR 2011 |  | 0 | 0 |  | 0 | 0 | 0 |  | 0 | 0 | 0 | 0 | 0 | 0 | 0 | 0 | 0 | 0 | 0 | 0 | 0 | 0 | 0 | 0 | 0 | 0 | 0 | 0 | 0 | 0 | 0 | 12
NO |  | 55 | 2011 | 4 | 34 | 34 |  | HINES | WEST LK WALES CIR #2 | 230 | 230 | SP | 0.76 | 20.26 | 1 | 1622 ACCS/TW | 610634 | 8562966 | 9173600 | 0 | 0 | 0 | 0 | 0 | 0 | 0 | 0 | 0 | 0 | 0 | 0 | 0 | 0 | 0 | 0 | 0 | 0 | 0 | 0 | 12
NO |  | 55 | 2011 | 4 | 5 | 5 |  |  |  | 0 | 0 |  | 0 | 0 | 0 |  | 0 | 0 | 0 | 742221 | 11104292 | 0 | 11846513 | 0 | 0 | 0 | 0 | 0 | 0 | 0 | 0 | 0 | 0 | 0 | 0 | 0 | 0 | 0 | 0 | 12
NO |  | 141 | 2011 | 0 | 1 | 1 |  | 500KV LINES |  | 0 | 0 |  | 0 | 0 | 0 |  | 0 | 0 | 0 | 0 | 0 | 0 | 0 | 0 | 0 | 0 | 0 | 0 | 0 | 0 | 0 | 0 | 0 | 0 | 0 | 0 | 0 | 0 | 0 | 12
NO |  | 141 | 2011 | 0 | 2 | 2 |  | GRIZZLY | ROUND BUTTE | 500 | 500 | ST. TOWER | 15.6 | 0 | 1 | 1780MCMACSR | 50953 | 1645820 | 1696773 | 0 | 0 | 0 | 0 | 611410513 | 0 | 0 | 0 | 0 | 0 | 0 | 0 | 0 | 0 | 0 | 0 | 0 | 0 | 0 | 0 | 12
NO |  | 141 | 2011 | 0 | 3 | 3 |  | GRIZZLY | MALIN | 500 | 500 | ST. TOWER | 178 | 0 | 1 | 1780MCMACSR | 275427 | 15581384 | 15856811 | 0 | 0 | 0 | 0 | 611410514 | 0 | 0 | 0 | 0 | 0 | 0 | 0 | 0 | 0 | 0 | 0 | 0 | 0 | 0 | 0 | 12
NO |  | 141 | 2011 | 0 | 4 | 4 |  | JOHN DAY | GRIZZLY '1' | 500 | 500 | ST. TOWER | 88.42 | 0 | 1 | 1780MCMACSR | 0 | 3717535 | 3717535 | 0 | 0 | 0 | 0 | 611410647 | 0 | 0 | 0 | 0 | 0 | 0 | 0 | 0 | 0 | 0 | 0 | 0 | 0 | 0 | 0 | 12
NO |  | 141 | 2011 | 0 | 5 | 5 |  | JOHN DAY | GRIZZLY '2' | 500 | 500 | ST. TOWER | 88.4 | 0 | 1 | 1780MCMACSR | 0 | 3716694 | 3716694 | 0 | 0 | 0 | 0 | 611410648 | 0 | 0 | 0 | 0 | 0 | 0 | 0 | 0 | 0 | 0 | 0 | 0 | 0 | 0 | 0 | 12
NO |  | 141 | 2011 | 0 | 6 | 6 |  | MISCELLANEOUS | MISCELLANEOUS | 0 | 0 | - | 0 | 0 | 0 |  | 5904 | 0 | 5904 | 0 | 0 | 0 | 0 | 0 | 0 | 0 | 0 | 0 | 0 | 0 | 0 | 0 | 0 | 0 | 0 | 0 | 0 | 0 | 0 | 12
NO |  | 141 | 2011 | 0 | 7 | 7 |  | BOARDMAN | BPA SLATT | 500 | 500 | ST. TOWER | 17.8 | 0 | 1 | 1480MCMACSR | 0 | 4620708 | 4620708 | 0 | 0 | 0 | 0 | 611410515 | 0 | 0 | 0 | 0 | 0 | 0 | 0 | 0 | 0 | 0 | 0 | 0 | 0 | 0 | 0 | 12
NO |  | 141 | 2011 | 0 | 8 | 8 |  | COYOTE SPRINGS | BPA SLATT | 500 | 500 | ST. TOWER | 28.1 | 0 | 2 | 1780MCMACSR | 0 | 3624934 | 3624934 | 0 | 0 | 0 | 0 | 611410522 | 0 | 0 | 0 | 0 | 0 | 0 | 0 | 0 | 0 | 0 | 0 | 0 | 0 | 0 | 0 | 12
NO |  | 141 | 2011 | 0 | 9 | 9 |  | COLSTRIP PROJECT: |  | 0 | 0 |  | 0 | 0 | 0 |  | 0 | 0 | 0 | 0 | 0 | 0 | 0 | 611410516 | 0 | 0 | 0 | 0 | 0 | 0 | 0 | 0 | 0 | 0 | 0 | 0 | 0 | 0 | 0 | 12
NO |  | 141 | 2011 | 0 | 10 | 10 |  | COLSTRIP SWYD. | BROADVIEW 'A' | 500 | 500 | ST. TOWER | 0 | 112.3 | 1 |  | 0 | 0 | 0 | 0 | 0 | 0 | 0 | 0 | 0 | 0 | 0 | 0 | 0 | 0 | 0 | 0 | 0 | 0 | 0 | 0 | 0 | 0 | 0 | 12
NO |  | 141 | 2011 | 0 | 11 | 11 |  | COLSTRIP SWYD. | BROADVIEW 'B' | 500 | 500 | ST. TOWER | 0 | 115.8 | 1 |  | 0 | 0 | 0 | 0 | 0 | 0 | 0 | 0 | 0 | 0 | 0 | 0 | 0 | 0 | 0 | 0 | 0 | 0 | 0 | 0 | 0 | 0 | 0 | 12
NO |  | 141 | 2011 | 0 | 12 | 12 |  | BROADVIEW SWYD. | TOWNSEND 'A' | 500 | 500 | ST. TOWER | 0 | 133.4 | 1 |  | 0 | 0 | 0 | 0 | 0 | 0 | 0 | 0 | 0 | 0 | 0 | 0 | 0 | 0 | 0 | 0 | 0 | 0 | 0 | 0 | 0 | 0 | 0 | 12
NO |  | 141 | 2011 | 0 | 13 | 13 |  | BROADVIEW SWYD. | TOWNSEND 'B' | 500 | 500 | ST. TOWER | 0 | 133.4 | 1 |  | 0 | 0 | 0 | 0 | 0 | 0 | 0 | 0 | 0 | 0 | 0 | 0 | 0 | 0 | 0 | 0 | 0 | 0 | 0 | 0 | 0 | 0 | 0 | 12
NO |  | 141 | 2011 | 0 | 15 | 15 |  | Tot 500KV Line Expenses |  | 0 | 0 |  | 0 | 0 | 0 |  | 0 | 0 | 0 | 1197210 | 1154485 | 1120895 | 3472590 | 611410517 | 0 | 0 | 0 | 0 | 0 | 0 | 0 | 0 | 0 | 0 | 0 | 0 | 0 | 0 | 0 | 12
NO |  | 141 | 2011 | 0 | 19 | 19 |  | PELTON | ROUND BUTTE | 230 | 230 | H-WOOD | 7.87 | 0 | 1 | 795MCMACSR | 7579 | 299772 | 307351 | 0 | 0 | 0 | 0 | 611410523 | 0 | 0 | 0 | 0 | 0 | 0 | 0 | 0 | 0 | 0 | 0 | 0 | 0 | 0 | 0 | 12
NO |  | 141 | 2011 | 0 | 22 | 22 |  | BETHEL | ROUND BUTTE | 230 | 230 | H-WOOD | 55.19 | 0 | 1 | 1272MCMACSR | 0 | 0 | 0 | 0 | 0 | 0 | 0 | 0 | 0 | 0 | 0 | 0 | 0 | 0 | 0 | 0 | 0 | 0 | 0 | 0 | 0 | 0 | 0 | 12
NO |  | 141 | 2011 | 0 | 23 | 23 |  |  |  | 230 | 230 | ST. TOWER | 44.85 | 0 | 1 | 1272MCMACSR | 0 | 0 | 0 | 0 | 0 | 0 | 0 | 0 | 0 | 0 | 0 | 0 | 0 | 0 | 0 | 0 | 0 | 0 | 0 | 0 | 0 | 0 | 0 | 12
NO |  | 141 | 2011 | 0 | 24 | 24 |  | ROUND BUTTE | BPA REDMOND | 230 | 230 | H-WOOD | 23.6 | 0 | 1 | 795MCMACSR | 0 | 0 | 0 | 0 | 0 | 0 | 0 | 0 | 0 | 0 | 0 | 0 | 0 | 0 | 0 | 0 | 0 | 0 | 0 | 0 | 0 | 0 | 0 | 12
NO |  | 141 | 2011 | 0 | 25 | 25 |  | BETHEL | BPA TIE (SANTIAM) | 230 | 230 | H-WOOD | 3.6 | 0 | 1 | 795MCMACSR | 0 | 0 | 0 | 0 | 0 | 0 | 0 | 0 | 0 | 0 | 0 | 0 | 0 | 0 | 0 | 0 | 0 | 0 | 0 | 0 | 0 | 0 | 0 | 12
NO |  | 141 | 2011 | 0 | 26 | 26 |  | BETHEL | McLOUGHLIN | 230 | 230 | H-WOOD | 35.7 | 0 | 1 | 1272MCMACSR | 0 | 0 | 0 | 0 | 0 | 0 | 0 | 0 | 0 | 0 | 0 | 0 | 0 | 0 | 0 | 0 | 0 | 0 | 0 | 0 | 0 | 0 | 0 | 12
NO |  | 141 | 2011 | 0 | 27 | 27 |  | CARVER | GRESHAM | 230 | 230 | H-WOOD | 7.39 | 0 | 1 | 1272MCMAAC | 0 | 0 | 0 | 0 | 0 | 0 | 0 | 0 | 0 | 0 | 0 | 0 | 0 | 0 | 0 | 0 | 0 | 0 | 0 | 0 | 0 | 0 | 0 | 12
NO |  | 141 | 2011 | 0 | 28 | 28 |  | McLOUGHLIN | CARVER | 230 | 230 | H-WOOD | 4.95 | 0 | 1 | 1272MCMAAC | 0 | 0 | 0 | 0 | 0 | 0 | 0 | 0 | 0 | 0 | 0 | 0 | 0 | 0 | 0 | 0 | 0 | 0 | 0 | 0 | 0 | 0 | 0 | 12
NO |  | 141 | 2011 | 0 | 29 | 29 |  | McLOUGHLIN | CARVER | 230 | 230 | ST. MONOP | 4.88 | 0 | 1 | 1272MCMACSS | 0 | 0 | 0 | 0 | 0 | 0 | 0 | 0 | 0 | 0 | 0 | 0 | 0 | 0 | 0 | 0 | 0 | 0 | 0 | 0 | 0 | 0 | 0 | 12
NO |  | 141 | 2011 | 0 | 30 | 30 |  | BPA KEELER | ST. MARY'S W. | 230 | 230 | H-WOOD | 2.89 | 0 | 1 | 1590MCMACSRTW | 0 | 0 | 0 | 0 | 0 | 0 | 0 | 0 | 0 | 0 | 0 | 0 | 0 | 0 | 0 | 0 | 0 | 0 | 0 | 0 | 0 | 0 | 0 | 12
NO |  | 141 | 2011 | 0 | 31 | 31 |  |  |  | 230 | 230 | ST. TOWER | 3.78 | 0 | 2 | 1590MCMACSRTW | 0 | 0 | 0 | 0 | 0 | 0 | 0 | 0 | 0 | 0 | 0 | 0 | 0 | 0 | 0 | 0 | 0 | 0 | 0 | 0 | 0 | 0 | 0 | 12
NO |  | 141 | 2011 | 0 | 32 | 32 |  | BLUE LAKE | TROUTDALE BPA | 230 | 230 | H-WOOD | 0.8 | 0 | 1 | 1780MCMACSR | 0 | 0 | 0 | 0 | 0 | 0 | 0 | 0 | 0 | 0 | 0 | 0 | 0 | 0 | 0 | 0 | 0 | 0 | 0 | 0 | 0 | 0 | 0 | 12
NO |  | 141 | 2011 | 0 | 33 | 33 |  |  |  | 230 | 230 | ST. MONOP | 0.58 | 0 | 1 |  | 0 | 0 | 0 | 0 | 0 | 0 | 0 | 0 | 0 | 0 | 0 | 0 | 0 | 0 | 0 | 0 | 0 | 0 | 0 | 0 | 0 | 0 | 0 | 12
NO |  | 141 | 2011 | 0 | 34 | 34 |  | PEARL BPA | SHERWOOD | 230 | 230 | ST. TOWER | 0 | 4.72 | 2 | 2388MCMAACTW | 0 | 0 | 0 | 0 | 0 | 0 | 0 | 611410519 | 0 | 0 | 0 | 0 | 0 | 0 | 0 | 0 | 0 | 0 | 0 | 0 | 0 | 0 | 0 | 12
NO |  | 141 | 2011 | 0 | 35 | 35 |  |  |  | 230 | 230 | ST. TOWER | 0.16 | 0 | 1 | 2388MCMAACTW | 0 | 0 | 0 | 0 | 0 | 0 | 0 | 0 | 0 | 0 | 0 | 0 | 0 | 0 | 0 | 0 | 0 | 0 | 0 | 0 | 0 | 0 | 0 | 12
NO |  | 141 | 2011 | 1 | 1 | 1 |  | GRESHAM | LINNEMAN | 230 | 230 | ST. TOWER | 0.26 | 0 | 1 | 1272MCMAAC | 0 | 0 | 0 | 0 | 0 | 0 | 0 | 0 | 0 | 0 | 0 | 0 | 0 | 0 | 0 | 0 | 0 | 0 | 0 | 0 | 0 | 0 | 0 | 12
NO |  | 141 | 2011 | 1 | 2 | 2 |  | McLOUGHLIN | SHERWOOD | 230 | 230 | ST. TOWER | 11.1 | 0 | 1 | 1272MCMAAC | 0 | 0 | 0 | 0 | 0 | 0 | 0 | 0 | 0 | 0 | 0 | 0 | 0 | 0 | 0 | 0 | 0 | 0 | 0 | 0 | 0 | 0 | 0 | 12
NO |  | 141 | 2011 | 1 | 3 | 3 |  |  |  | 230 | 230 | H-TOWER | 0.6 | 0 | 1 | 1780MCMACSR | 0 | 0 | 0 | 0 | 0 | 0 | 0 | 0 | 0 | 0 | 0 | 0 | 0 | 0 | 0 | 0 | 0 | 0 | 0 | 0 | 0 | 0 | 0 | 12
NO |  | 141 | 2011 | 1 | 4 | 4 |  | NON PROJECT 230KV (Cont.): |  | 0 | 0 |  | 0 | 0 | 0 |  | 0 | 0 | 0 | 0 | 0 | 0 | 0 | 0 | 0 | 0 | 0 | 0 | 0 | 0 | 0 | 0 | 0 | 0 | 0 | 0 | 0 | 0 | 0 | 12
NO |  | 141 | 2011 | 1 | 5 | 5 |  | McLOUGHLIN | SHERWOOD | 230 | 230 | ST. TOWER | 0 | 4.4 | 2 | 1272MCMAAC | 0 | 0 | 0 | 0 | 0 | 0 | 0 | 0 | 0 | 0 | 0 | 0 | 0 | 0 | 0 | 0 | 0 | 0 | 0 | 0 | 0 | 0 | 0 | 12
NO |  | 141 | 2011 | 1 | 6 | 6 |  | ST. MARY'S W. | MURRAYHILL | 230 | 230 | ST. TOWER | 5.92 | 0 | 1 | 1272MCMAAC | 0 | 0 | 0 | 0 | 0 | 0 | 0 | 0 | 0 | 0 | 0 | 0 | 0 | 0 | 0 | 0 | 0 | 0 | 0 | 0 | 0 | 0 | 0 | 12
NO |  | 141 | 2011 | 1 | 7 | 7 |  | MURRAYHILL | SHERWOOD | 230 | 230 | ST. TOWER | 5.68 | 0 | 2 | 1272MCMAAC | 0 | 0 | 0 | 0 | 0 | 0 | 0 | 0 | 0 | 0 | 0 | 0 | 0 | 0 | 0 | 0 | 0 | 0 | 0 | 0 | 0 | 0 | 0 | 12
NO |  | 141 | 2011 | 1 | 8 | 8 |  | PORT WESTWARD | TROJAN | 230 | 230 | ST. MONOP | 18.8 | 0 | 1 | 2156MCMACSS | 0 | 0 | 0 | 0 | 0 | 0 | 0 | 0 | 0 | 0 | 0 | 0 | 0 | 0 | 0 | 0 | 0 | 0 | 0 | 0 | 0 | 0 | 0 | 12
NO |  | 141 | 2011 | 1 | 9 | 9 |  |  |  | 230 | 230 | ST. MONOP | 9.39 | 0 | 1 | 2156MCMACSS | 0 | 0 | 0 | 0 | 0 | 0 | 0 | 0 | 0 | 0 | 0 | 0 | 0 | 0 | 0 | 0 | 0 | 0 | 0 | 0 | 0 | 0 | 0 | 12
NO |  | 141 | 2011 | 1 | 10 | 10 |  | TROJAN | ST. MARY'S W. | 230 | 230 | H-WOOD | 0.1 | 0 | 1 | 1272MCMAAC | 0 | 0 | 0 | 0 | 0 | 0 | 0 | 0 | 0 | 0 | 0 | 0 | 0 | 0 | 0 | 0 | 0 | 0 | 0 | 0 | 0 | 0 | 0 | 12
NO |  | 141 | 2011 | 1 | 11 | 11 |  |  |  | 230 | 230 | ST. TOWER | 3.86 | 0 | 2 | 1272MCMAAC | 0 | 0 | 0 | 0 | 0 | 0 | 0 | 0 | 0 | 0 | 0 | 0 | 0 | 0 | 0 | 0 | 0 | 0 | 0 | 0 | 0 | 0 | 0 | 12
NO |  | 141 | 2011 | 1 | 12 | 12 |  |  |  | 230 | 230 | ST. TOWER | 4.8 | 0 | 1 | 1590MCMAAC | 0 | 0 | 0 | 0 | 0 | 0 | 0 | 0 | 0 | 0 | 0 | 0 | 0 | 0 | 0 | 0 | 0 | 0 | 0 | 0 | 0 | 0 | 0 | 12
NO |  | 141 | 2011 | 1 | 13 | 13 |  |  |  | 230 | 230 | ST. TOWER | 33.2 | 0 | 2 | 1590MCMAAC | 0 | 0 | 0 | 0 | 0 | 0 | 0 | 0 | 0 | 0 | 0 | 0 | 0 | 0 | 0 | 0 | 0 | 0 | 0 | 0 | 0 | 0 | 0 | 12
NO |  | 141 | 2011 | 1 | 14 | 14 |  | TROJAN | RIVERGATE | 230 | 230 | ST. TOWER | 0 | 32.2 | 2 | 1590MCMAAC | 0 | 0 | 0 | 0 | 0 | 0 | 0 | 0 | 0 | 0 | 0 | 0 | 0 | 0 | 0 | 0 | 0 | 0 | 0 | 0 | 0 | 0 | 0 | 12
NO |  | 141 | 2011 | 1 | 15 | 15 |  |  |  | 230 | 230 | ST. TOWER | 2.9 | 0 | 2 | 1272MCMACSR | 0 | 0 | 0 | 0 | 0 | 0 | 0 | 0 | 0 | 0 | 0 | 0 | 0 | 0 | 0 | 0 | 0 | 0 | 0 | 0 | 0 | 0 | 0 | 12
NO |  | 141 | 2011 | 1 | 16 | 16 |  | Tot Nonproj 230kv Costs |  | 0 | 0 |  | 0 | 0 | 0 |  | 9430899 | 62567469 | 71998368 | 0 | 0 | 0 | 0 | 0 | 0 | 0 | 0 | 0 | 0 | 0 | 0 | 0 | 0 | 0 | 0 | 0 | 0 | 0 | 0 | 12
NO |  | 141 | 2011 | 1 | 17 | 17 |  | GRESHAM | TROUTDALE | 230 | 230 | ST. TOWER | 0 | 7 | 1 | 954KCMACSR | 0 | 0 | 0 | 0 | 0 | 0 | 0 | 611410520 | 0 | 0 | 0 | 0 | 0 | 0 | 0 | 0 | 0 | 0 | 0 | 0 | 0 | 0 | 0 | 12
NO |  | 141 | 2011 | 1 | 19 | 19 |  | Tot 230KV LINE EXPENSES |  | 0 | 0 |  | 0 | 0 | 0 |  | 0 | 0 | 0 | 416613 | 401745 | 3508 | 821866 | 0 | 0 | 0 | 0 | 0 | 0 | 0 | 0 | 0 | 0 | 0 | 0 | 0 | 0 | 0 | 0 | 12
SI/SI | A | 141 | 2011 | 1 | 22 | 22 |  | FARADAY | MCLOUGHLIN | 115 | 115 | H-WOOD | 14.7 | 0 | 1 | 795KCMACSR | 0 | 886145 | 886145 | 0 | 0 | 0 | 0 | 0 | 0 | 0 | 0 | 0 | 0 | 0 | 0 | 0 | 0 | 0 | 0 | 0 | 0 | 0 | 0 | 12
SI/SI | A | 141 | 2011 | 1 | 23 | 23 |  | NORTH FORK | FARADAY | 115 | 115 | H-WOOD | 2.79 | 0 | 1 | 556KCMACSR | 120248 | 621351 | 741599 | 0 | 0 | 0 | 0 | 0 | 0 | 0 | 0 | 0 | 0 | 0 | 0 | 0 | 0 | 0 | 0 | 0 | 0 | 0 | 0 | 12
SI/SI | A | 141 | 2011 | 1 | 24 | 24 |  | OAK GROVE | FARADAY | 115 | 115 | DC LATTICE | 18.68 | 0 | 2 | 250CU | 12477 | 503937 | 516414 | 0 | 0 | 0 | 0 | 0 | 0 | 0 | 0 | 0 | 0 | 0 | 0 | 0 | 0 | 0 | 0 | 0 | 0 | 0 | 0 | 12
SI/SI | A | 141 | 2011 | 1 | 25 | 25 |  | OAK GROVE | MCLOUGHLIN | 115 | 115 | H-WOOD | 14.7 | 0 | 2 | 795KCMACSR | 0 | 0 | 0 | 0 | 0 | 0 | 0 | 0 | 0 | 0 | 0 | 0 | 0 | 0 | 0 | 0 | 0 | 0 | 0 | 0 | 0 | 0 | 0 | 12
NO |  | 141 | 2011 | 0 | 36 | 36 |  | TOTAL |  | 0 | 0 |  | 802.29 | 543.22 | 59 |  | 11120108 | 145794555 | 156914663 | 1681714 | 1621698 | 1131081 | 4434493 | 0 | 0 | 0 | 0 | 0 | 0 | 0 | 0 | 0 | 0 | 0 | 0 | 0 | 0 | 0 | 0 | 12
NO |  | 141 | 2011 | 0 | 14 | 14 |  | Colstrip Project Costs | Project Lines | 0 | 0 |  | 0 | 0 | 0 |  | 1194326 | 43098818 | 44293144 | 0 | 0 | 0 | 0 | 0 | 0 | 0 | 0 | 0 | 0 | 0 | 0 | 0 | 0 | 0 | 0 | 0 | 0 | 0 | 0 | 12
NO |  | 141 | 2011 | 0 | 18 | 18 |  | PELTON 230KV PROJECT LINES: |  | 0 | 0 |  | 0 | 0 | 0 |  | 0 | 0 | 0 | 0 | 0 | 0 | 0 | 0 | 0 | 0 | 0 | 0 | 0 | 0 | 0 | 0 | 0 | 0 | 0 | 0 | 0 | 0 | 0 | 12
NO |  | 141 | 2011 | 1 | 18 | 18 |  | BOARDMAN | PPL DALREED | 230 | 230 | H-WOOD | 16.75 | 0 | 1 | 795KCMAAC | 0 | 973248 | 973248 | 0 | 0 | 0 | 0 | 611410521 | 0 | 0 | 0 | 0 | 0 | 0 | 0 | 0 | 0 | 0 | 0 | 0 | 0 | 0 | 0 | 12
SI/SI | A | 141 | 2011 | 1 | 26 | 26 |  |  |  | 115 | 115 | DC LATTICE | 18.68 | 0 | 2 | 250CU | 22295 | 895888 | 918183 | 0 | 0 | 0 | 0 | 0 | 0 | 0 | 0 | 0 | 0 | 0 | 0 | 0 | 0 | 0 | 0 | 0 | 0 | 0 | 0 | 12
SI/SI | A | 141 | 2011 | 1 | 27 | 27 |  | Tot 115KV LINE EXPENSES |  | 0 | 0 |  | 0 | 0 | 0 |  | 0 | 0 | 0 | 67891 | 65468 | 6678 | 140037 | 0 | 0 | 0 | 0 | 0 | 0 | 0 | 0 | 0 | 0 | 0 | 0 | 0 | 0 | 0 | 0 | 12
NO |  | 141 | 2011 | 0 | 17 | 17 |  | BIGLOW CANYON WF | JOHN DAY | 230 | 230 | ST. TOWER | 6.82 | 0 | 1 | 1.6 IN. AACTW | 0 | 3040852 | 3040852 | 0 | 0 | 0 | 0 | 611410518 | 0 | 0 | 0 | 0 | 0 | 0 | 0 | 0 | 0 | 0 | 0 | 0 | 0 | 0 | 0 | 12
NO |  | 141 | 2011 | 0 | 21 | 21 |  | NON PROJECT 230KV: |  | 0 | 0 |  | 0 | 0 | 0 |  | 0 | 0 | 0 | 0 | 0 | 0 | 0 | 0 | 0 | 0 | 0 | 0 | 0 | 0 | 0 | 0 | 0 | 0 | 0 | 0 | 0 | 0 | 0 | 12
SI/SI | A | 141 | 2011 | 1 | 21 | 21 |  | PROJECT 115 KV LINES |  | 0 | 0 |  | 0 | 0 | 0 |  | 0 | 0 | 0 | 0 | 0 | 0 | 0 | 0 | 0 | 0 | 0 | 0 | 0 | 0 | 0 | 0 | 0 | 0 | 0 | 0 | 0 | 0 | 0 | 12
NO |  | 149 | 2011 | 0 | 36 | 36 |  | TOTAL |  | 0 | 0 |  | 1164.51 | 263.99 | 310 |  | 64258866 | 811899774 | 876158640 | 1286758 | 16996402 | 2097702 | 20380862 | 0 | 0 | 0 | 0 | 0 | 0 | 0 | 0 | 0 | 0 | 0 | 0 | 0 | 0 | 0 | 0 | 12
NO |  | 149 | 2011 | 0 | 1 | 1 |  |  | Summary | 0 | 0 |  | 0 | 0 | 0 |  | 0 | 0 | 0 | 0 | 0 | 0 | 0 | 0 | 611490062 | 0 | 0 | 0 | 0 | 0 | 0 | 0 | 0 | 0 | 0 | 0 | 0 | 0 | 0 | 12
NO |  | 149 | 2011 | 0 | 3 | 3 |  |  | Jointly Owned | 0 | 0 |  | 0 | 0 | 0 |  | 0 | 0 | 0 | 0 | 0 | 0 | 0 | 0 | 0 | 0 | 0 | 0 | 0 | 0 | 0 | 0 | 0 | 0 | 0 | 0 | 0 | 0 | 0 | 12
NO |  | 149 | 2011 | 0 | 5 | 5 |  |  | 500KV | 0.7 | 0 | SP | 13.65 | 0 | 0 |  | 0 | 34847673 | 34847673 | 5627 | 170679 | 0 | 176306 | 0 | 0 | 0 | 0 | 0 | 0 | 0 | 0 | 0 | 0 | 0 | 0 | 0 | 0 | 0 | 0 | 12
NO |  | 149 | 2011 | 0 | 6 | 6 |  |  | 500KV | 0 | 0 | ST | 168.25 | 0 | 0 |  | 22334176 | 46666185 | 69000361 | 69355 | 2103730 | 0 | 2173085 | 0 | 0 | 0 | 0 | 0 | 0 | 0 | 0 | 0 | 0 | 0 | 0 | 0 | 0 | 0 | 0 | 12
NO |  | 149 | 2011 | 0 | 7 | 7 |  |  | 345KV | 0 | 0 | ST | 1.8 | 1.88 | 0 |  | 262539 | 2615068 | 2877607 | 1517 | 46015 | 0 | 47532 | 0 | 0 | 0 | 0 | 0 | 0 | 0 | 0 | 0 | 0 | 0 | 0 | 0 | 0 | 0 | 0 | 12
NO |  | 149 | 2011 | 0 | 9 | 9 |  |  | Wholly Owned | 0 | 0 |  | 0 | 0 | 0 |  | 0 | 0 | 0 | 0 | 0 | 0 | 0 | 0 | 0 | 0 | 0 | 0 | 0 | 0 | 0 | 0 | 0 | 0 | 0 | 0 | 0 | 0 | 0 | 12
NO |  | 149 | 2011 | 0 | 10 | 10 |  |  | 500KV | 0 | 0 | SP | 4.27 | 0 | 0 |  | 0 | 0 | 0 | 1762 | 53452 | 0 | 55214 | 0 | 0 | 0 | 0 | 0 | 0 | 0 | 0 | 0 | 0 | 0 | 0 | 0 | 0 | 0 | 0 | 12
NO |  | 149 | 2011 | 0 | 11 | 11 |  |  | 500KV | 0 | 0 | ST | 192.02 | 0 | 0 |  | 14929745 | 72266848 | 87196593 | 79156 | 2401012 | 0 | 2480168 | 0 | 0 | 0 | 0 | 0 | 0 | 0 | 0 | 0 | 0 | 0 | 0 | 0 | 0 | 0 | 0 | 12
NO |  | 149 | 2011 | 0 | 12 | 12 |  |  | 345KV | 0 | 0 | HPFF | 16.95 | 0 | 0 |  | 352079 | 86798951 | 87151030 | 59088 | 147460 | 0 | 206548 | 0 | 0 | 0 | 0 | 0 | 0 | 0 | 0 | 0 | 0 | 0 | 0 | 0 | 0 | 0 | 0 | 12
NO |  | 149 | 2011 | 0 | 13 | 13 |  |  | 230KV | 0 | 0 | AT | 16.44 | 14.9 | 0 |  | 0 | 3818988 | 3818988 | 12919 | 391874 | 144220 | 549013 | 0 | 0 | 0 | 0 | 0 | 0 | 0 | 0 | 0 | 0 | 0 | 0 | 0 | 0 | 0 | 0 | 12
NO |  | 149 | 2011 | 0 | 14 | 14 |  |  |  | 0 | 0 | ST | 259.84 | 114.51 | 0 |  | 19442840 | 107154466 | 126597306 | 154318 | 4680860 | 1722677 | 6557855 | 0 | 0 | 0 | 0 | 0 | 0 | 0 | 0 | 0 | 0 | 0 | 0 | 0 | 0 | 0 | 0 | 12
NO |  | 149 | 2011 | 0 | 15 | 15 |  |  |  | 0 | 0 | SP | 17.76 | 1.74 | 0 |  | 0 | 15674117 | 15674117 | 8037 | 243771 | 89714 | 341522 | 0 | 0 | 0 | 0 | 0 | 0 | 0 | 0 | 0 | 0 | 0 | 0 | 0 | 0 | 0 | 0 | 12
NO |  | 149 | 2011 | 0 | 16 | 16 |  |  |  | 0 | 0 | HPFF | 104.51 | 0 | 0 |  | 3681830 | 173084527 | 176766357 | 364100 | 908645 | 0 | 1272745 | 0 | 0 | 0 | 0 | 0 | 0 | 0 | 0 | 0 | 0 | 0 | 0 | 0 | 0 | 0 | 0 | 12
NO |  | 149 | 2011 | 0 | 17 | 17 |  |  |  | 0 | 0 | RRO | 17.83 | 12.83 | 0 |  | 0 | 3384212 | 3384212 | 12639 | 383372 | 141091 | 537102 | 0 | 0 | 0 | 0 | 0 | 0 | 0 | 0 | 0 | 0 | 0 | 0 | 0 | 0 | 0 | 0 | 12
NO |  | 149 | 2011 | 0 | 19 | 19 |  |  | 138KV | 0 | 0 | HPFF | 97.5 | 0 | 0 |  | 125056 | 66003922 | 66128978 | 339688 | 847722 | 0 | 1187410 | 0 | 0 | 0 | 0 | 0 | 0 | 0 | 0 | 0 | 0 | 0 | 0 | 0 | 0 | 0 | 0 | 12
NO |  | 149 | 2011 | 0 | 20 | 20 |  |  |  | 0 | 0 | UCB | 0 | 0 | 0 |  | 0 | 0 | 0 | 0 | 0 | 0 | 0 | 0 | 0 | 0 | 0 | 0 | 0 | 0 | 0 | 0 | 0 | 0 | 0 | 0 | 0 | 0 | 0 | 12
NO |  | 149 | 2011 | 0 | 21 | 21 |  |  |  | 0 | 0 | HPGF | 7.19 | 0 | 0 |  | 0 | 0 | 0 | 25050 | 62514 | 0 | 87564 | 0 | 0 | 0 | 0 | 0 | 0 | 0 | 0 | 0 | 0 | 0 | 0 | 0 | 0 | 0 | 0 | 12
NO |  | 149 | 2011 | 0 | 22 | 22 |  |  |  | 0 | 0 | ST | 160.03 | 108.22 | 0 |  | 2970549 | 92134032 | 95104581 | 110582 | 50141 | 0 | 160723 | 0 | 0 | 0 | 0 | 0 | 0 | 0 | 0 | 0 | 0 | 0 | 0 | 0 | 0 | 0 | 0 | 12
NO |  | 149 | 2011 | 0 | 23 | 23 |  |  |  | 0 | 0 | AT | 0 | 3.93 | 0 |  | 139946 | 19948966 | 20088912 | 1620 | 3354250 | 0 | 3355870 | 0 | 0 | 0 | 0 | 0 | 0 | 0 | 0 | 0 | 0 | 0 | 0 | 0 | 0 | 0 | 0 | 12
NO |  | 149 | 2011 | 0 | 24 | 24 |  |  |  | 0 | 0 | SP | 0.99 | 3.02 | 0 |  | 0 | 0 | 0 | 1653 | 49141 | 0 | 50794 | 0 | 0 | 0 | 0 | 0 | 0 | 0 | 0 | 0 | 0 | 0 | 0 | 0 | 0 | 0 | 0 | 12
SI/SI | A | 149 | 2011 | 0 | 26 | 26 |  |  | 69kV | 0 | 0 | ST | 3.03 | 2.96 | 0 |  | 18606 | 7686118 | 7704724 | 2469 | 74899 | 0 | 77368 | 0 | 0 | 0 | 0 | 0 | 0 | 0 | 0 | 0 | 0 | 0 | 0 | 0 | 0 | 0 | 0 | 12
NO |  | 149 | 2011 | 0 | 27 | 27 |  |  |  | 0 | 0 | UCB | 1.04 | 0 | 0 |  | 0 | 3686122 | 3686122 | 3623 | 9042 | 0 | 12665 | 0 | 0 | 0 | 0 | 0 | 0 | 0 | 0 | 0 | 0 | 0 | 0 | 0 | 0 | 0 | 0 | 12
NO |  | 149 | 2011 | 0 | 28 | 28 |  |  |  | 0 | 0 | WP | 81.4 | 0 | 0 |  | 1500 | 76129579 | 76131079 | 33555 | 1017823 | 0 | 1051378 | 0 | 0 | 0 | 0 | 0 | 0 | 0 | 0 | 0 | 0 | 0 | 0 | 0 | 0 | 0 | 0 | 12
NO |  | 149 | 2011 | 0 | 29 | 29 |  |  |  | 0 | 0 | EPR | 0 | 0 | 0 |  | 0 | 0 | 0 | 0 | 0 | 0 | 0 | 0 | 0 | 0 | 0 | 0 | 0 | 0 | 0 | 0 | 0 | 0 | 0 | 0 | 0 | 0 | 0 | 12
NO |  | 149 | 2011 | 1 | 1 | 1 |  | Hope Creek | Red Lion (River Crossing) | 500 | 500 | ST | 2.5 | 0 | 1 | 2505 ACSR | 0 | 0 | 0 | 0 | 0 | 0 | 0 | 611490063 | 0 | 0 | 0 | 0 | 0 | 0 | 0 | 0 | 0 | 0 | 0 | 0 | 0 | 0 | 0 | 12
NO |  | 149 | 2011 | 1 | 2 | 2 |  |  |  | 500 | 500 | ST | 0.1 | 0 | 1 | 2493 ACAR | 0 | 0 | 0 | 0 | 0 | 0 | 0 | 0 | 0 | 0 | 0 | 0 | 0 | 0 | 0 | 0 | 0 | 0 | 0 | 0 | 0 | 0 | 0 | 12
NO |  | 149 | 2011 | 1 | 3 | 3 |  |  |  | 500 | 500 | ST | 13.41 | 0 | 1 | 2493 ACAR | 0 | 0 | 0 | 0 | 0 | 0 | 0 | 0 | 0 | 0 | 0 | 0 | 0 | 0 | 0 | 0 | 0 | 0 | 0 | 0 | 0 | 0 | 0 | 12
NO |  | 149 | 2011 | 1 | 5 | 5 |  | Deans | Branchburg | 500 | 500 | ST | 16.21 | 0 | 1 | 2493 ACAR | 0 | 0 | 0 | 0 | 0 | 0 | 0 | 611490064 | 0 | 0 | 0 | 0 | 0 | 0 | 0 | 0 | 0 | 0 | 0 | 0 | 0 | 0 | 0 | 12
NO |  | 149 | 2011 | 1 | 6 | 6 |  |  |  | 500 | 500 | SP | 3.32 | 0 | 1 | 2493 ACAR | 0 | 0 | 0 | 0 | 0 | 0 | 0 | 0 | 0 | 0 | 0 | 0 | 0 | 0 | 0 | 0 | 0 | 0 | 0 | 0 | 0 | 0 | 0 | 12
NO |  | 149 | 2011 | 1 | 8 | 8 |  | Salem | Deans | 500 | 500 | ST | 6.24 | 0 | 1 | 2493 ACAR | 0 | 0 | 0 | 0 | 0 | 0 | 0 | 611490065 | 0 | 0 | 0 | 0 | 0 | 0 | 0 | 0 | 0 | 0 | 0 | 0 | 0 | 0 | 0 | 12
NO |  | 149 | 2011 | 1 | 9 | 9 |  |  |  | 500 | 500 | SP | 9.13 | 0 | 1 | 2493 ACAR | 0 | 0 | 0 | 0 | 0 | 0 | 0 | 0 | 0 | 0 | 0 | 0 | 0 | 0 | 0 | 0 | 0 | 0 | 0 | 0 | 0 | 0 | 0 | 12
NO |  | 149 | 2011 | 1 | 11 | 11 |  | Salem | New Freedom | 500 | 500 | ST | 50.28 | 0 | 1 | 2493 ACAR | 0 | 0 | 0 | 0 | 0 | 0 | 0 | 611490066 | 0 | 0 | 0 | 0 | 0 | 0 | 0 | 0 | 0 | 0 | 0 | 0 | 0 | 0 | 0 | 12
NO |  | 149 | 2011 | 1 | 13 | 13 |  | Conemaugh | Maryland Border | 500 | 500 | ST | 29.21 | 0 | 1 | 2493 ACAR | 0 | 0 | 0 | 0 | 0 | 0 | 0 | 611490067 | 0 | 0 | 0 | 0 | 0 | 0 | 0 | 0 | 0 | 0 | 0 | 0 | 0 | 0 | 0 | 12
NO |  | 149 | 2011 | 1 | 15 | 15 |  | New Freedom | East Windsor | 500 | 500 | ST | 50.3 | 0 | 1 | 2493 ACAR | 0 | 0 | 0 | 0 | 0 | 0 | 0 | 611490068 | 0 | 0 | 0 | 0 | 0 | 0 | 0 | 0 | 0 | 0 | 0 | 0 | 0 | 0 | 0 | 12
NO |  | 149 | 2011 | 1 | 16 | 16 |  |  |  | 500 | 500 | SP | 1.2 | 0 | 1 | 2493 ACAR | 0 | 0 | 0 | 0 | 0 | 0 | 0 | 0 | 0 | 0 | 0 | 0 | 0 | 0 | 0 | 0 | 0 | 0 | 0 | 0 | 0 | 0 | 0 | 12
NO |  | 149 | 2011 | 1 | 18 | 18 |  | So. Mahwah | Ramapo | 345 | 345 | ST | 1.8 | 0 | 1 | 1590 ACSR | 0 | 0 | 0 | 0 | 0 | 0 | 0 | 611490069 | 0 | 0 | 0 | 0 | 0 | 0 | 0 | 0 | 0 | 0 | 0 | 0 | 0 | 0 | 0 | 12
NO |  | 149 | 2011 | 1 | 19 | 19 |  |  |  | 345 | 345 | ST | 0 | 1.88 | 1 | 1590 ACSR | 0 | 0 | 0 | 0 | 0 | 0 | 0 | 0 | 0 | 0 | 0 | 0 | 0 | 0 | 0 | 0 | 0 | 0 | 0 | 0 | 0 | 0 | 0 | 12
NO |  | 149 | 2011 | 1 | 21 | 21 |  | Branchburg | Alburtis | 500 | 500 | ST | 23.22 | 0 | 1 | 2493 ACAR | 0 | 0 | 0 | 0 | 0 | 0 | 0 | 0 | 0 | 0 | 0 | 0 | 0 | 0 | 0 | 0 | 0 | 0 | 0 | 0 | 0 | 0 | 0 | 12
NO |  | 149 | 2011 | 1 | 23 | 23 |  | Branchburg | Elroy | 500 | 500 | ST | 14.5 | 0 | 1 | 2493 ACAR | 0 | 0 | 0 | 0 | 0 | 0 | 0 | 0 | 0 | 0 | 0 | 0 | 0 | 0 | 0 | 0 | 0 | 0 | 0 | 0 | 0 | 0 | 0 | 12
NO |  | 149 | 2011 | 1 | 25 | 25 |  | Branchburg | Ramapo | 500 | 500 | ST | 69.28 | 0 | 1 | 2493 ACAR | 0 | 0 | 0 | 0 | 0 | 0 | 0 | 0 | 0 | 0 | 0 | 0 | 0 | 0 | 0 | 0 | 0 | 0 | 0 | 0 | 0 | 0 | 0 | 12
NO |  | 149 | 2011 | 1 | 27 | 27 |  | Salem | Orchard | 500 | 500 | ST | 1.57 | 0 | 1 | 2493 ACAR | 0 | 0 | 0 | 0 | 0 | 0 | 0 | 0 | 0 | 0 | 0 | 0 | 0 | 0 | 0 | 0 | 0 | 0 | 0 | 0 | 0 | 0 | 0 | 12
NO |  | 149 | 2011 | 1 | 28 | 28 |  |  |  | 500 | 500 | ST | 18.21 | 0 | 1 | 2493 ACAR | 0 | 0 | 0 | 0 | 0 | 0 | 0 | 0 | 0 | 0 | 0 | 0 | 0 | 0 | 0 | 0 | 0 | 0 | 0 | 0 | 0 | 0 | 0 | 12
NO |  | 149 | 2011 | 1 | 31 | 31 |  | Hope Creek | New Freedom | 500 | 500 | ST | 0.31 | 0 | 1 | 2493 ACAR | 0 | 0 | 0 | 0 | 0 | 0 | 0 | 0 | 0 | 0 | 0 | 0 | 0 | 0 | 0 | 0 | 0 | 0 | 0 | 0 | 0 | 0 | 0 | 12
NO |  | 149 | 2011 | 1 | 33 | 33 |  |  |  | 500 | 500 | SP | 0.27 | 0 | 1 | 2493 ACAR | 0 | 0 | 0 | 0 | 0 | 0 | 0 | 0 | 0 | 0 | 0 | 0 | 0 | 0 | 0 | 0 | 0 | 0 | 0 | 0 | 0 | 0 | 0 | 12
NO |  | 149 | 2011 | 2 | 1 | 1 |  |  |  | 500 | 500 | ST | 0.17 | 0 | 1 | 2493 ACAR | 0 | 0 | 0 | 0 | 0 | 0 | 0 | 0 | 0 | 0 | 0 | 0 | 0 | 0 | 0 | 0 | 0 | 0 | 0 | 0 | 0 | 0 | 0 | 12
NO |  | 149 | 2011 | 2 | 3 | 3 |  | Orchard | New Freedom | 500 | 500 | ST | 22.21 | 0 | 1 | 2493 ACAR | 0 | 0 | 0 | 0 | 0 | 0 | 0 | 0 | 0 | 0 | 0 | 0 | 0 | 0 | 0 | 0 | 0 | 0 | 0 | 0 | 0 | 0 | 0 | 12
NO |  | 149 | 2011 | 2 | 5 | 5 |  |  |  | 500 | 500 | SP | 1.29 | 0 | 1 | 1590 ACSR | 0 | 0 | 0 | 0 | 0 | 0 | 0 | 0 | 0 | 0 | 0 | 0 | 0 | 0 | 0 | 0 | 0 | 0 | 0 | 0 | 0 | 0 | 0 | 12
NO |  | 149 | 2011 | 2 | 8 | 8 |  |  |  | 345 | 345 | HPFF | 2.99 | 0 | 1 | 2000CU | 0 | 0 | 0 | 0 | 0 | 0 | 0 | 0 | 0 | 0 | 0 | 0 | 0 | 0 | 0 | 0 | 0 | 0 | 0 | 0 | 0 | 0 | 0 | 12
NO |  | 149 | 2011 | 2 | 11 | 11 |  |  |  | 345 | 345 | HPFF | 5.51 | 0 | 1 | 2500 CU | 0 | 0 | 0 | 0 | 0 | 0 | 0 | 0 | 0 | 0 | 0 | 0 | 0 | 0 | 0 | 0 | 0 | 0 | 0 | 0 | 0 | 0 | 0 | 12
NO |  | 149 | 2011 | 2 | 14 | 14 |  |  |  | 230 | 230 | ST | 6.06 | 0 | 1 | 1590 ACSR | 0 | 0 | 0 | 0 | 0 | 0 | 0 | 0 | 0 | 0 | 0 | 0 | 0 | 0 | 0 | 0 | 0 | 0 | 0 | 0 | 0 | 0 | 0 | 12
NO |  | 149 | 2011 | 2 | 16 | 16 |  | Essex | Hudson | 230 | 230 | ST | 0 | 1.1 | 1 | 1590 ACSR | 0 | 0 | 0 | 0 | 0 | 0 | 0 | 0 | 0 | 0 | 0 | 0 | 0 | 0 | 0 | 0 | 0 | 0 | 0 | 0 | 0 | 0 | 0 | 12
NO |  | 149 | 2011 | 2 | 18 | 18 |  |  |  | 230 | 230 | ST | 2.55 | 0 | 1 | 1590 ACSR | 0 | 0 | 0 | 0 | 0 | 0 | 0 | 0 | 0 | 0 | 0 | 0 | 0 | 0 | 0 | 0 | 0 | 0 | 0 | 0 | 0 | 0 | 0 | 12
NO |  | 149 | 2011 | 2 | 21 | 21 |  |  |  | 230 | 230 | ST | 0.2 | 0 | 1 | 804.5 ACSR | 0 | 0 | 0 | 0 | 0 | 0 | 0 | 0 | 0 | 0 | 0 | 0 | 0 | 0 | 0 | 0 | 0 | 0 | 0 | 0 | 0 | 0 | 0 | 12
NO |  | 149 | 2011 | 2 | 23 | 23 |  | Newport | Newport | 230 | 230 | HPFF | 0.06 | 0 | 1 | 2000 CU | 0 | 0 | 0 | 0 | 0 | 0 | 0 | 0 | 0 | 0 | 0 | 0 | 0 | 0 | 0 | 0 | 0 | 0 | 0 | 0 | 0 | 0 | 0 | 12
NO |  | 149 | 2011 | 2 | 25 | 25 |  | Waldwick | Waldwick | 230 | 230 | HPFF | 0.13 | 0 | 1 | 2000 CU | 0 | 0 | 0 | 0 | 0 | 0 | 0 | 0 | 0 | 0 | 0 | 0 | 0 | 0 | 0 | 0 | 0 | 0 | 0 | 0 | 0 | 0 | 0 | 12
NO |  | 149 | 2011 | 2 | 27 | 27 |  | Mercer | Trenton | 230 | 230 | AT | 4.03 | 0 | 1 | 1590 ACSR | 0 | 0 | 0 | 0 | 0 | 0 | 0 | 0 | 0 | 0 | 0 | 0 | 0 | 0 | 0 | 0 | 0 | 0 | 0 | 0 | 0 | 0 | 0 | 12
NO |  | 149 | 2011 | 2 | 29 | 29 |  | Roseland | Athenia | 230 | 230 | AT | 0 | 11.29 | 1 | 1590 ACSR | 0 | 0 | 0 | 0 | 0 | 0 | 0 | 0 | 0 | 0 | 0 | 0 | 0 | 0 | 0 | 0 | 0 | 0 | 0 | 0 | 0 | 0 | 0 | 12
NO |  | 149 | 2011 | 2 | 30 | 30 |  |  |  | 230 | 230 | SP | 0 | 0.1 | 0 | 1590 ACSR | 0 | 0 | 0 | 0 | 0 | 0 | 0 | 0 | 0 | 0 | 0 | 0 | 0 | 0 | 0 | 0 | 0 | 0 | 0 | 0 | 0 | 0 | 0 | 12
NO |  | 149 | 2011 | 2 | 32 | 32 |  | Linden #2 | Tosco | 230 | 230 | SP | 0.08 | 0 | 1 | 1590 ACSR | 0 | 0 | 0 | 0 | 0 | 0 | 0 | 0 | 0 | 0 | 0 | 0 | 0 | 0 | 0 | 0 | 0 | 0 | 0 | 0 | 0 | 0 | 0 | 12
NO |  | 149 | 2011 | 2 | 33 | 33 |  |  |  | 230 | 230 | ST | 0.77 | 0 | 1 | 1590 ACSR | 0 | 0 | 0 | 0 | 0 | 0 | 0 | 0 | 0 | 0 | 0 | 0 | 0 | 0 | 0 | 0 | 0 | 0 | 0 | 0 | 0 | 0 | 0 | 12
NO |  | 149 | 2011 | 2 | 35 | 35 |  | Branchburg | Somerville | 230 | 230 | ST | 0 | 9.57 | 1 | 1590 ACSS | 0 | 0 | 0 | 0 | 0 | 0 | 0 | 0 | 0 | 0 | 0 | 0 | 0 | 0 | 0 | 0 | 0 | 0 | 0 | 0 | 0 | 0 | 0 | 12
NO |  | 149 | 2011 | 3 | 3 | 3 |  | Camden | Richmond | 230 | 230 | ST | 1.76 | 0 | 1 | 1590 ACSR | 0 | 0 | 0 | 0 | 0 | 0 | 0 | 0 | 0 | 0 | 0 | 0 | 0 | 0 | 0 | 0 | 0 | 0 | 0 | 0 | 0 | 0 | 0 | 12
NO |  | 149 | 2011 | 3 | 5 | 5 |  | New Freedom | Silver Lake | 230 | 230 | ST | 2.3 | 0 | 1 | 1590 ACSR | 0 | 0 | 0 | 0 | 0 | 0 | 0 | 0 | 0 | 0 | 0 | 0 | 0 | 0 | 0 | 0 | 0 | 0 | 0 | 0 | 0 | 0 | 0 | 12
NO |  | 149 | 2011 | 3 | 6 | 6 |  |  |  | 230 | 230 | ST | 3.38 | 0 | 1 | 1590 ACSR | 0 | 0 | 0 | 0 | 0 | 0 | 0 | 0 | 0 | 0 | 0 | 0 | 0 | 0 | 0 | 0 | 0 | 0 | 0 | 0 | 0 | 0 | 0 | 12
NO |  | 149 | 2011 | 3 | 8 | 8 |  | New Jersey | Athenia | 230 | 230 | ST | 1.91 | 0 | 1 | 1590 ACSR | 0 | 0 | 0 | 0 | 0 | 0 | 0 | 0 | 0 | 0 | 0 | 0 | 0 | 0 | 0 | 0 | 0 | 0 | 0 | 0 | 0 | 0 | 0 | 12
NO |  | 149 | 2011 | 3 | 10 | 10 |  | Meadows |  | 230 | 230 | ST | 7.15 | 0 | 1 | 1590 ACSR | 0 | 0 | 0 | 0 | 0 | 0 | 0 | 0 | 0 | 0 | 0 | 0 | 0 | 0 | 0 | 0 | 0 | 0 | 0 | 0 | 0 | 0 | 0 | 12
NO |  | 149 | 2011 | 3 | 13 | 13 |  | Deans | Brunswick | 230 | 230 | ST | 3.53 | 0 | 1 | 1590 ACSR | 0 | 0 | 0 | 0 | 0 | 0 | 0 | 0 | 0 | 0 | 0 | 0 | 0 | 0 | 0 | 0 | 0 | 0 | 0 | 0 | 0 | 0 | 0 | 12
NO |  | 149 | 2011 | 3 | 15 | 15 |  | Croyden | Cox's Corner | 230 | 230 | ST | 0.14 | 0 | 1 | 795 ACSR | 0 | 0 | 0 | 0 | 0 | 0 | 0 | 0 | 0 | 0 | 0 | 0 | 0 | 0 | 0 | 0 | 0 | 0 | 0 | 0 | 0 | 0 | 0 | 12
NO |  | 149 | 2011 | 3 | 17 | 17 |  |  |  | 230 | 230 | ST | 13.08 | 0 | 1 | 1590 ACSR | 0 | 0 | 0 | 0 | 0 | 0 | 0 | 0 | 0 | 0 | 0 | 0 | 0 | 0 | 0 | 0 | 0 | 0 | 0 | 0 | 0 | 0 | 0 | 12
NO |  | 149 | 2011 | 3 | 20 | 20 |  |  |  | 230 | 230 | ST | 0.04 | 0 | 1 | 1590 ACSR | 0 | 0 | 0 | 0 | 0 | 0 | 0 | 0 | 0 | 0 | 0 | 0 | 0 | 0 | 0 | 0 | 0 | 0 | 0 | 0 | 0 | 0 | 0 | 12
NO |  | 149 | 2011 | 3 | 24 | 24 |  |  |  | 230 | 230 | ST | 0 | 10.06 | 1 | 1590 ACSR | 0 | 0 | 0 | 0 | 0 | 0 | 0 | 0 | 0 | 0 | 0 | 0 | 0 | 0 | 0 | 0 | 0 | 0 | 0 | 0 | 0 | 0 | 0 | 12
NO |  | 149 | 2011 | 3 | 26 | 26 |  | Waldwick | Hawthorne | 230 | 230 | HPFF | 4.16 | 0 | 1 | 2000 CU | 0 | 0 | 0 | 0 | 0 | 0 | 0 | 0 | 0 | 0 | 0 | 0 | 0 | 0 | 0 | 0 | 0 | 0 | 0 | 0 | 0 | 0 | 0 | 12
NO |  | 149 | 2011 | 3 | 31 | 31 |  | Brunswick | Branchburgh | 230 | 230 | ST | 0 | 17.22 | 1 | 1590 ACSR | 0 | 0 | 0 | 0 | 0 | 0 | 0 | 0 | 0 | 0 | 0 | 0 | 0 | 0 | 0 | 0 | 0 | 0 | 0 | 0 | 0 | 0 | 0 | 12
NO |  | 149 | 2011 | 3 | 33 | 33 |  | Hillsdale | Waldwick | 230 | 230 | HPFF | 5 | 0 | 1 | 3500 CU | 0 | 0 | 0 | 0 | 0 | 0 | 0 | 0 | 0 | 0 | 0 | 0 | 0 | 0 | 0 | 0 | 0 | 0 | 0 | 0 | 0 | 0 | 0 | 12
NO |  | 149 | 2011 | 3 | 35 | 35 |  | Deans | Linden #2 | 230 | 230 | ST | 0.4 | 0 | 1 | 1590 ACSR | 0 | 0 | 0 | 0 | 0 | 0 | 0 | 0 | 0 | 0 | 0 | 0 | 0 | 0 | 0 | 0 | 0 | 0 | 0 | 0 | 0 | 0 | 0 | 12
NO |  | 149 | 2011 | 4 | 2 | 2 |  |  |  | 230 | 230 | RRO | 12.77 | 0 | 1 | 1590 ACSR | 0 | 0 | 0 | 0 | 0 | 0 | 0 | 0 | 0 | 0 | 0 | 0 | 0 | 0 | 0 | 0 | 0 | 0 | 0 | 0 | 0 | 0 | 0 | 12
NO |  | 149 | 2011 | 4 | 4 | 4 |  |  |  | 230 | 230 | ST | 0 | 10.6 | 1 | 1590 ACSR | 0 | 0 | 0 | 0 | 0 | 0 | 0 | 0 | 0 | 0 | 0 | 0 | 0 | 0 | 0 | 0 | 0 | 0 | 0 | 0 | 0 | 0 | 0 | 12
NO |  | 149 | 2011 | 4 | 6 | 6 |  |  |  | 230 | 230 | ST | 0 | 0.11 | 1 | 1590 ACSR | 0 | 0 | 0 | 0 | 0 | 0 | 0 | 0 | 0 | 0 | 0 | 0 | 0 | 0 | 0 | 0 | 0 | 0 | 0 | 0 | 0 | 0 | 0 | 12
NO |  | 149 | 2011 | 4 | 8 | 8 |  | Lawrence | Lawrence | 230 | 230 | AT | 0.05 | 0 | 1 | 1590 ACSR | 0 | 0 | 0 | 0 | 0 | 0 | 0 | 0 | 0 | 0 | 0 | 0 | 0 | 0 | 0 | 0 | 0 | 0 | 0 | 0 | 0 | 0 | 0 | 12
NO |  | 149 | 2011 | 4 | 11 | 11 |  |  |  | 230 | 230 | HPFF | 0.02 | 0 | 1 | 2500 CU | 0 | 0 | 0 | 0 | 0 | 0 | 0 | 0 | 0 | 0 | 0 | 0 | 0 | 0 | 0 | 0 | 0 | 0 | 0 | 0 | 0 | 0 | 0 | 12
NO |  | 149 | 2011 | 4 | 13 | 13 |  | Mercer | Trenton | 230 | 230 | ST | 0 | 4.2 | 1 | 1590 ACSR | 0 | 0 | 0 | 0 | 0 | 0 | 0 | 0 | 0 | 0 | 0 | 0 | 0 | 0 | 0 | 0 | 0 | 0 | 0 | 0 | 0 | 0 | 0 | 12
NO |  | 149 | 2011 | 4 | 15 | 15 |  | Linden #2 | Bayway | 230 | 230 | ST | 0.32 | 0 | 1 | 1590 ACSR | 0 | 0 | 0 | 0 | 0 | 0 | 0 | 0 | 0 | 0 | 0 | 0 | 0 | 0 | 0 | 0 | 0 | 0 | 0 | 0 | 0 | 0 | 0 | 12
NO |  | 149 | 2011 | 4 | 20 | 20 |  | Bridgewater | Raritan River | 230 | 230 | ST | 6.18 | 0 | 1 | 1590 ACSR | 0 | 0 | 0 | 0 | 0 | 0 | 0 | 0 | 0 | 0 | 0 | 0 | 0 | 0 | 0 | 0 | 0 | 0 | 0 | 0 | 0 | 0 | 0 | 12
NO |  | 149 | 2011 | 4 | 22 | 22 |  | Branchburg | East Flemington | 230 | 230 | ST | 0.34 | 0 | 1 | 1590 ACSR | 0 | 0 | 0 | 0 | 0 | 0 | 0 | 0 | 0 | 0 | 0 | 0 | 0 | 0 | 0 | 0 | 0 | 0 | 0 | 0 | 0 | 0 | 0 | 12
NO |  | 149 | 2011 | 4 | 24 | 24 |  |  |  | 230 | 230 | ST | 6.36 | 0 | 1 | 795 ACSR | 0 | 0 | 0 | 0 | 0 | 0 | 0 | 0 | 0 | 0 | 0 | 0 | 0 | 0 | 0 | 0 | 0 | 0 | 0 | 0 | 0 | 0 | 0 | 12
NO |  | 149 | 2011 | 4 | 26 | 26 |  | Gloucester | Beaver Brook | 230 | 230 | SP | 2.21 | 0 | 1 | 1590 ACSR | 0 | 0 | 0 | 0 | 0 | 0 | 0 | 0 | 0 | 0 | 0 | 0 | 0 | 0 | 0 | 0 | 0 | 0 | 0 | 0 | 0 | 0 | 0 | 12
NO |  | 149 | 2011 | 4 | 29 | 29 |  | Mercer | WF- Cogen | 230 | 230 | SP | 0.24 | 0 | 1 | 1590 ACSR | 0 | 0 | 0 | 0 | 0 | 0 | 0 | 0 | 0 | 0 | 0 | 0 | 0 | 0 | 0 | 0 | 0 | 0 | 0 | 0 | 0 | 0 | 0 | 12
NO |  | 149 | 2011 | 5 | 19 | 19 |  |  |  | 230 | 230 | HPFF | 0.01 | 0 | 1 | 2500 CU | 0 | 0 | 0 | 0 | 0 | 0 | 0 | 0 | 0 | 0 | 0 | 0 | 0 | 0 | 0 | 0 | 0 | 0 | 0 | 0 | 0 | 0 | 0 | 12
NO |  | 149 | 2011 | 5 | 26 | 26 |  | Pleasant Valley | Buckingham | 230 | 230 | ST | 0 | 4.24 | 1 | 1590 ACSR | 0 | 0 | 0 | 0 | 0 | 0 | 0 | 0 | 0 | 0 | 0 | 0 | 0 | 0 | 0 | 0 | 0 | 0 | 0 | 0 | 0 | 0 | 0 | 12
NO |  | 149 | 2011 | 6 | 23 | 23 |  |  |  | 230 | 230 | RRO | 1.03 | 0 | 1 | 1590 ACSR | 0 | 0 | 0 | 0 | 0 | 0 | 0 | 0 | 0 | 0 | 0 | 0 | 0 | 0 | 0 | 0 | 0 | 0 | 0 | 0 | 0 | 0 | 0 | 12
NO |  | 149 | 2011 | 9 | 31 | 31 |  |  |  | 138 | 138 | ST | 12.78 | 0 | 1 | 1033.5 ACSS | 0 | 0 | 0 | 0 | 0 | 0 | 0 | 0 | 0 | 0 | 0 | 0 | 0 | 0 | 0 | 0 | 0 | 0 | 0 | 0 | 0 | 0 | 0 | 12
NO |  | 149 | 2011 | 1 | 24 | 24 |  | Brachburg | Whitpan 16/5 | 500 | 500 | SP | 1.3 | 0 | 1 | 2493 ACAR | 0 | 0 | 0 | 0 | 0 | 0 | 0 | 0 | 0 | 0 | 0 | 0 | 0 | 0 | 0 | 0 | 0 | 0 | 0 | 0 | 0 | 0 | 0 | 12
NO |  | 149 | 2011 | 1 | 29 | 29 |  |  |  | 500 | 500 | SP | 0.07 | 0 | 1 | 2493 ACAR | 0 | 0 | 0 | 0 | 0 | 0 | 0 | 0 | 0 | 0 | 0 | 0 | 0 | 0 | 0 | 0 | 0 | 0 | 0 | 0 | 0 | 0 | 0 | 12
NO |  | 149 | 2011 | 1 | 32 | 32 |  |  |  | 500 | 500 | ST | 42.29 | 0 | 1 | 2493 ACAR | 0 | 0 | 0 | 0 | 0 | 0 | 0 | 0 | 0 | 0 | 0 | 0 | 0 | 0 | 0 | 0 | 0 | 0 | 0 | 0 | 0 | 0 | 0 | 12
NO |  | 149 | 2011 | 1 | 35 | 35 |  | Salem | Hope Creek | 500 | 500 | ST | 0.26 | 0 | 1 | 2493 ACAR | 0 | 0 | 0 | 0 | 0 | 0 | 0 | 0 | 0 | 0 | 0 | 0 | 0 | 0 | 0 | 0 | 0 | 0 | 0 | 0 | 0 | 0 | 0 | 12
NO |  | 149 | 2011 | 2 | 4 | 4 |  |  |  | 500 | 500 | SP | 1.34 | 0 | 1 | 2493 ACAR | 0 | 0 | 0 | 0 | 0 | 0 | 0 | 0 | 0 | 0 | 0 | 0 | 0 | 0 | 0 | 0 | 0 | 0 | 0 | 0 | 0 | 0 | 0 | 12
NO |  | 149 | 2011 | 2 | 7 | 7 |  | Hudson | Farragut | 345 | 345 | HPFF | 2.99 | 0 | 1 | 2000 CU | 0 | 0 | 0 | 0 | 0 | 0 | 0 | 0 | 0 | 0 | 0 | 0 | 0 | 0 | 0 | 0 | 0 | 0 | 0 | 0 | 0 | 0 | 0 | 12
NO |  | 149 | 2011 | 2 | 10 | 10 |  | Waldwick | So. Mahwah | 345 | 345 | HPFF | 5.47 | 0 | 1 | 2500 CU | 0 | 0 | 0 | 0 | 0 | 0 | 0 | 0 | 0 | 0 | 0 | 0 | 0 | 0 | 0 | 0 | 0 | 0 | 0 | 0 | 0 | 0 | 0 | 12
NO |  | 149 | 2011 | 2 | 13 | 13 |  | Mercer | Lawrence | 230 | 230 | AT | 4.32 | 0 | 1 | 1590 ACSR | 0 | 0 | 0 | 0 | 0 | 0 | 0 | 0 | 0 | 0 | 0 | 0 | 0 | 0 | 0 | 0 | 0 | 0 | 0 | 0 | 0 | 0 | 0 | 12
NO |  | 149 | 2011 | 2 | 17 | 17 |  |  |  | 230 | 230 | ST | 0 | 2.61 | 1 | 1590 ACSR | 0 | 0 | 0 | 0 | 0 | 0 | 0 | 0 | 0 | 0 | 0 | 0 | 0 | 0 | 0 | 0 | 0 | 0 | 0 | 0 | 0 | 0 | 0 | 12
NO |  | 149 | 2011 | 2 | 20 | 20 |  | Linden #2 | Goethals | 230 | 230 | ST | 0.12 | 0 | 1 | 1590 ACSR | 0 | 0 | 0 | 0 | 0 | 0 | 0 | 0 | 0 | 0 | 0 | 0 | 0 | 0 | 0 | 0 | 0 | 0 | 0 | 0 | 0 | 0 | 0 | 12
NO |  | 149 | 2011 | 3 | 1 | 1 |  |  | Sunnymeade | 230 | 230 | ST | 0 | 3 | 1 | 1590 ACSR | 0 | 0 | 0 | 0 | 0 | 0 | 0 | 0 | 0 | 0 | 0 | 0 | 0 | 0 | 0 | 0 | 0 | 0 | 0 | 0 | 0 | 0 | 0 | 12
NO |  | 149 | 2011 | 3 | 9 | 9 |  | Transit |  | 230 | 230 | ST | 2.1 | 0 | 1 | 1590 ACSR | 0 | 0 | 0 | 0 | 0 | 0 | 0 | 0 | 0 | 0 | 0 | 0 | 0 | 0 | 0 | 0 | 0 | 0 | 0 | 0 | 0 | 0 | 0 | 12
NO |  | 149 | 2011 | 3 | 11 | 11 |  |  |  | 230 | 230 | ST | 0.4 | 0 | 1 | 1590 ACSR | 0 | 0 | 0 | 0 | 0 | 0 | 0 | 0 | 0 | 0 | 0 | 0 | 0 | 0 | 0 | 0 | 0 | 0 | 0 | 0 | 0 | 0 | 0 | 12
NO |  | 149 | 2011 | 3 | 16 | 16 |  |  |  | 230 | 230 | ST | 0 | 0.16 | 1 | 1590 ACSR | 0 | 0 | 0 | 0 | 0 | 0 | 0 | 0 | 0 | 0 | 0 | 0 | 0 | 0 | 0 | 0 | 0 | 0 | 0 | 0 | 0 | 0 | 0 | 12
NO |  | 149 | 2011 | 3 | 18 | 18 |  |  |  | 230 | 230 | ST | 0 | 0.05 | 1 | 1590 ACSR | 0 | 0 | 0 | 0 | 0 | 0 | 0 | 0 | 0 | 0 | 0 | 0 | 0 | 0 | 0 | 0 | 0 | 0 | 0 | 0 | 0 | 0 | 0 | 12
NO |  | 149 | 2011 | 3 | 21 | 21 |  | Roseland | Montville | 230 | 230 | ST | 7.23 | 0 | 1 | 795 ACSR | 0 | 0 | 0 | 0 | 0 | 0 | 0 | 0 | 0 | 0 | 0 | 0 | 0 | 0 | 0 | 0 | 0 | 0 | 0 | 0 | 0 | 0 | 0 | 12
NO |  | 149 | 2011 | 3 | 23 | 23 |  | Camden | Cox's Corner | 230 | 230 | ST | 10.6 | 0 | 1 | 1590 ACSR | 0 | 0 | 0 | 0 | 0 | 0 | 0 | 0 | 0 | 0 | 0 | 0 | 0 | 0 | 0 | 0 | 0 | 0 | 0 | 0 | 0 | 0 | 0 | 12
NO |  | 149 | 2011 | 3 | 27 | 27 |  |  |  | 230 | 230 | HPFF | 0.03 | 0 | 1 | 2500 CU | 0 | 0 | 0 | 0 | 0 | 0 | 0 | 0 | 0 | 0 | 0 | 0 | 0 | 0 | 0 | 0 | 0 | 0 | 0 | 0 | 0 | 0 | 0 | 12
NO |  | 149 | 2011 | 3 | 29 | 29 |  | Roseland | Cedar Grove | 230 | 230 | AT | 7.65 | 0 | 1 | 1590 ACSR | 0 | 0 | 0 | 0 | 0 | 0 | 0 | 0 | 0 | 0 | 0 | 0 | 0 | 0 | 0 | 0 | 0 | 0 | 0 | 0 | 0 | 0 | 0 | 12
NO |  | 149 | 2011 | 4 | 1 | 1 |  |  |  | 230 | 230 | SP | 1.66 | 0 | 1 | 1590 ACSR | 0 | 0 | 0 | 0 | 0 | 0 | 0 | 0 | 0 | 0 | 0 | 0 | 0 | 0 | 0 | 0 | 0 | 0 | 0 | 0 | 0 | 0 | 0 | 12
NO |  | 149 | 2011 | 4 | 3 | 3 |  |  |  | 230 | 230 | ST | 0 | 1.01 | 1 | 1590 ACSR | 0 | 0 | 0 | 0 | 0 | 0 | 0 | 0 | 0 | 0 | 0 | 0 | 0 | 0 | 0 | 0 | 0 | 0 | 0 | 0 | 0 | 0 | 0 | 12
NO |  | 149 | 2011 | 4 | 5 | 5 |  |  |  | 230 | 230 | ST | 0 | 0.41 | 1 | 1590 ACSR | 0 | 0 | 0 | 0 | 0 | 0 | 0 | 0 | 0 | 0 | 0 | 0 | 0 | 0 | 0 | 0 | 0 | 0 | 0 | 0 | 0 | 0 | 0 | 12
NO |  | 149 | 2011 | 4 | 10 | 10 |  | Saddle Brook | Maywood | 230 | 230 | HPFF | 2.69 | 0 | 1 | 2000 CU | 0 | 0 | 0 | 0 | 0 | 0 | 0 | 0 | 0 | 0 | 0 | 0 | 0 | 0 | 0 | 0 | 0 | 0 | 0 | 0 | 0 | 0 | 0 | 12
NO |  | 149 | 2011 | 4 | 16 | 16 |  |  |  | 230 | 230 | ST | 1.47 | 0 | 1 | 1590 ACSR | 0 | 0 | 0 | 0 | 0 | 0 | 0 | 0 | 0 | 0 | 0 | 0 | 0 | 0 | 0 | 0 | 0 | 0 | 0 | 0 | 0 | 0 | 0 | 12
NO |  | 149 | 2011 | 4 | 18 | 18 |  | Bergen II | Ridgefield | 230 | 230 | SP | 1.07 | 0 | 1 | 1590 ACSS/AW | 0 | 0 | 0 | 0 | 0 | 0 | 0 | 0 | 0 | 0 | 0 | 0 | 0 | 0 | 0 | 0 | 0 | 0 | 0 | 0 | 0 | 0 | 0 | 12
NO |  | 149 | 2011 | 4 | 27 | 27 |  |  |  | 230 | 230 | ST | 0.04 | 0 | 1 | 1590 ACSR | 0 | 0 | 0 | 0 | 0 | 0 | 0 | 0 | 0 | 0 | 0 | 0 | 0 | 0 | 0 | 0 | 0 | 0 | 0 | 0 | 0 | 0 | 0 | 12
NO |  | 149 | 2011 | 5 | 8 | 8 |  |  |  | 230 | 230 | HPFF | 6.27 | 0 | 1 | 2500 CU | 0 | 0 | 0 | 0 | 0 | 0 | 0 | 0 | 0 | 0 | 0 | 0 | 0 | 0 | 0 | 0 | 0 | 0 | 0 | 0 | 0 | 0 | 0 | 12
NO |  | 149 | 2011 | 6 | 1 | 1 |  | Warinanco | Aldene | 230 | 230 | SP | 0.12 | 0 | 1 | 1590 ACSR | 0 | 0 | 0 | 0 | 0 | 0 | 0 | 0 | 0 | 0 | 0 | 0 | 0 | 0 | 0 | 0 | 0 | 0 | 0 | 0 | 0 | 0 | 0 | 12
NO |  | 149 | 2011 | 4 | 23 | 23 |  |  |  | 230 | 230 | SP | 0.44 | 0 | 1 | 795 ACSR | 0 | 0 | 0 | 0 | 0 | 0 | 0 | 0 | 0 | 0 | 0 | 0 | 0 | 0 | 0 | 0 | 0 | 0 | 0 | 0 | 0 | 0 | 0 | 12
NO |  | 149 | 2011 | 4 | 30 | 30 |  |  |  | 230 | 230 | ST | 0.44 | 0.86 | 0 |  | 0 | 0 | 0 | 0 | 0 | 0 | 0 | 0 | 0 | 0 | 0 | 0 | 0 | 0 | 0 | 0 | 0 | 0 | 0 | 0 | 0 | 0 | 0 | 12
NO |  | 149 | 2011 | 5 | 4 | 4 |  | Kittatinny | Bushkill | 230 | 230 | ST | 6.73 | 0 | 1 | 1590 ACSR | 0 | 0 | 0 | 0 | 0 | 0 | 0 | 0 | 0 | 0 | 0 | 0 | 0 | 0 | 0 | 0 | 0 | 0 | 0 | 0 | 0 | 0 | 0 | 12
NO |  | 149 | 2011 | 5 | 9 | 9 |  |  |  | 230 | 230 | HPFF | 8.34 | 0 | 1 | 3000CU | 0 | 0 | 0 | 0 | 0 | 0 | 0 | 0 | 0 | 0 | 0 | 0 | 0 | 0 | 0 | 0 | 0 | 0 | 0 | 0 | 0 | 0 | 0 | 12
NO |  | 149 | 2011 | 5 | 13 | 13 |  |  |  | 230 | 230 | ST | 6.4 | 0 | 1 | 1590 ACSR | 0 | 0 | 0 | 0 | 0 | 0 | 0 | 0 | 0 | 0 | 0 | 0 | 0 | 0 | 0 | 0 | 0 | 0 | 0 | 0 | 0 | 0 | 0 | 12
NO |  | 149 | 2011 | 5 | 22 | 22 |  |  |  | 230 | 230 | HPFF | 0.04 | 0 | 0 | 2500 CU | 0 | 0 | 0 | 0 | 0 | 0 | 0 | 0 | 0 | 0 | 0 | 0 | 0 | 0 | 0 | 0 | 0 | 0 | 0 | 0 | 0 | 0 | 0 | 12
NO |  | 149 | 2011 | 5 | 24 | 24 |  | (S) Waterfront | Newport | 230 | 230 | HPFF | 1.46 | 0 | 1 | 2000 CU | 0 | 0 | 0 | 0 | 0 | 0 | 0 | 0 | 0 | 0 | 0 | 0 | 0 | 0 | 0 | 0 | 0 | 0 | 0 | 0 | 0 | 0 | 0 | 12
NO |  | 149 | 2011 | 5 | 29 | 29 |  | Jackson Road | Hinchmans | 230 | 230 | HPFF | 4.04 | 0 | 1 | 2000 CU | 0 | 0 | 0 | 0 | 0 | 0 | 0 | 0 | 0 | 0 | 0 | 0 | 0 | 0 | 0 | 0 | 0 | 0 | 0 | 0 | 0 | 0 | 0 | 12
NO |  | 149 | 2011 | 7 | 3 | 3 |  | Newport | 49th Street Sub | 230 | 230 | HPFF | 2.15 | 0 | 1 | 2000 CU | 0 | 0 | 0 | 0 | 0 | 0 | 0 | 0 | 0 | 0 | 0 | 0 | 0 | 0 | 0 | 0 | 0 | 0 | 0 | 0 | 0 | 0 | 0 | 12
NO |  | 149 | 2011 | 9 | 24 | 24 |  |  |  | 138 | 230 | ST | 0 | 6.8 | 1 | 1590 ACSR | 0 | 0 | 0 | 0 | 0 | 0 | 0 | 0 | 0 | 0 | 0 | 0 | 0 | 0 | 0 | 0 | 0 | 0 | 0 | 0 | 0 | 0 | 0 | 12
NO |  | 149 | 2011 | 4 | 31 | 31 |  |  |  | 230 | 230 | ST | 0 | 1.01 | 1 | 1590 ACSR | 0 | 0 | 0 | 0 | 0 | 0 | 0 | 0 | 0 | 0 | 0 | 0 | 0 | 0 | 0 | 0 | 0 | 0 | 0 | 0 | 0 | 0 | 0 | 12
NO |  | 149 | 2011 | 4 | 33 | 33 |  | Essex | Nwk Bay Cogen | 230 | 230 | HPFF | 1.68 | 0 | 1 | 2000 CU | 0 | 0 | 0 | 0 | 0 | 0 | 0 | 0 | 0 | 0 | 0 | 0 | 0 | 0 | 0 | 0 | 0 | 0 | 0 | 0 | 0 | 0 | 0 | 12
NO |  | 149 | 2011 | 4 | 35 | 35 |  | Maywood | New Milford | 230 | 230 | HPFF | 4.44 | 0 | 1 | 2000 CU | 0 | 0 | 0 | 0 | 0 | 0 | 0 | 0 | 0 | 0 | 0 | 0 | 0 | 0 | 0 | 0 | 0 | 0 | 0 | 0 | 0 | 0 | 0 | 12
NO |  | 149 | 2011 | 5 | 2 | 2 |  | Gloucester | Camden Cogen | 230 | 230 | HPFF | 3.64 | 0 | 1 | 2000 CU | 0 | 0 | 0 | 0 | 0 | 0 | 0 | 0 | 0 | 0 | 0 | 0 | 0 | 0 | 0 | 0 | 0 | 0 | 0 | 0 | 0 | 0 | 0 | 12
NO |  | 149 | 2011 | 5 | 5 | 5 |  |  |  | 230 | 230 | ST | 3.37 | 0 | 1 | 1590 ACSR | 0 | 0 | 0 | 0 | 0 | 0 | 0 | 0 | 0 | 0 | 0 | 0 | 0 | 0 | 0 | 0 | 0 | 0 | 0 | 0 | 0 | 0 | 0 | 12
NO |  | 149 | 2011 | 5 | 7 | 7 |  | Essex | Aldene | 230 | 230 | HPFF | 4.6 | 0 | 1 | 2000 CU | 0 | 0 | 0 | 0 | 0 | 0 | 0 | 0 | 0 | 0 | 0 | 0 | 0 | 0 | 0 | 0 | 0 | 0 | 0 | 0 | 0 | 0 | 0 | 12
NO |  | 149 | 2011 | 5 | 10 | 10 |  |  |  | 230 | 230 | HPFF | 0.01 | 0 | 1 | 3500 CU | 0 | 0 | 0 | 0 | 0 | 0 | 0 | 0 | 0 | 0 | 0 | 0 | 0 | 0 | 0 | 0 | 0 | 0 | 0 | 0 | 0 | 0 | 0 | 12
NO |  | 149 | 2011 | 5 | 12 | 12 |  | New Freedom | Beaver Brook | 230 | 230 | ST | 2.3 | 0 | 1 | 1590 ACSR | 0 | 0 | 0 | 0 | 0 | 0 | 0 | 0 | 0 | 0 | 0 | 0 | 0 | 0 | 0 | 0 | 0 | 0 | 0 | 0 | 0 | 0 | 0 | 12
NO |  | 149 | 2011 | 5 | 14 | 14 |  |  |  | 230 | 230 | SP | 3.9 | 0 | 1 | 1590 ACSR | 0 | 0 | 0 | 0 | 0 | 0 | 0 | 0 | 0 | 0 | 0 | 0 | 0 | 0 | 0 | 0 | 0 | 0 | 0 | 0 | 0 | 0 | 0 | 12
NO |  | 149 | 2011 | 5 | 16 | 16 |  | Athenia | Cedar Grove | 230 | 230 | AT | 0 | 3.71 | 1 | 1590 ACSR | 0 | 0 | 0 | 0 | 0 | 0 | 0 | 0 | 0 | 0 | 0 | 0 | 0 | 0 | 0 | 0 | 0 | 0 | 0 | 0 | 0 | 0 | 0 | 12
NO |  | 149 | 2011 | 5 | 18 | 18 |  | Bergen | Leonia | 230 | 230 | HPFF | 2.94 | 0 | 1 | 2000 CU | 0 | 0 | 0 | 0 | 0 | 0 | 0 | 0 | 0 | 0 | 0 | 0 | 0 | 0 | 0 | 0 | 0 | 0 | 0 | 0 | 0 | 0 | 0 | 12
NO |  | 149 | 2011 | 5 | 21 | 21 |  | Cedar Grove | Jackson Road | 230 | 230 | HPFF | 3.78 | 0 | 1 | 2000 CU | 0 | 0 | 0 | 0 | 0 | 0 | 0 | 0 | 0 | 0 | 0 | 0 | 0 | 0 | 0 | 0 | 0 | 0 | 0 | 0 | 0 | 0 | 0 | 12
NO |  | 149 | 2011 | 5 | 27 | 27 |  |  |  | 230 | 230 | ST | 1.46 | 0 | 1 | 795 ACSR | 0 | 0 | 0 | 0 | 0 | 0 | 0 | 0 | 0 | 0 | 0 | 0 | 0 | 0 | 0 | 0 | 0 | 0 | 0 | 0 | 0 | 0 | 0 | 12
NO |  | 149 | 2011 | 6 | 3 | 3 |  |  |  | 230 | 230 | RRO | 2.3 | 0 | 1 | 1590 ACSR | 0 | 0 | 0 | 0 | 0 | 0 | 0 | 0 | 0 | 0 | 0 | 0 | 0 | 0 | 0 | 0 | 0 | 0 | 0 | 0 | 0 | 0 | 0 | 12
NO |  | 149 | 2011 | 6 | 5 | 5 |  | Hawthorne | Hinchmans Avenue | 230 | 230 | HPFF | 5.57 | 0 | 1 | 2000 CU | 0 | 0 | 0 | 0 | 0 | 0 | 0 | 0 | 0 | 0 | 0 | 0 | 0 | 0 | 0 | 0 | 0 | 0 | 0 | 0 | 0 | 0 | 0 | 12
NO |  | 149 | 2011 | 6 | 11 | 11 |  |  |  | 230 | 230 | RRO | 1.24 | 0 | 1 | 1590 ACSR | 0 | 0 | 0 | 0 | 0 | 0 | 0 | 0 | 0 | 0 | 0 | 0 | 0 | 0 | 0 | 0 | 0 | 0 | 0 | 0 | 0 | 0 | 0 | 12
NO |  | 149 | 2011 | 6 | 19 | 19 |  |  | Transit Meadows | 230 | 230 | ST | 0 | 0.73 | 1 | 1590 ACSR | 0 | 0 | 0 | 0 | 0 | 0 | 0 | 0 | 0 | 0 | 0 | 0 | 0 | 0 | 0 | 0 | 0 | 0 | 0 | 0 | 0 | 0 | 0 | 12
NO |  | 149 | 2011 | 6 | 30 | 30 |  | East Flemington | Pleasant Valley | 230 | 230 | ST | 7.73 | 0 | 1 | 795 ACSR | 0 | 0 | 0 | 0 | 0 | 0 | 0 | 0 | 0 | 0 | 0 | 0 | 0 | 0 | 0 | 0 | 0 | 0 | 0 | 0 | 0 | 0 | 0 | 12
NO |  | 149 | 2011 | 6 | 35 | 35 |  | Sewaren | Linden #2 | 230 | 230 | ST | 0 | 0.97 | 1 | 1590 ACSR | 0 | 0 | 0 | 0 | 0 | 0 | 0 | 0 | 0 | 0 | 0 | 0 | 0 | 0 | 0 | 0 | 0 | 0 | 0 | 0 | 0 | 0 | 0 | 12
NO |  | 149 | 2011 | 7 | 8 | 8 |  |  |  | 230 | 230 | ST | 8.63 | 0 | 1 | 1590 ACSR | 0 | 0 | 0 | 0 | 0 | 0 | 0 | 0 | 0 | 0 | 0 | 0 | 0 | 0 | 0 | 0 | 0 | 0 | 0 | 0 | 0 | 0 | 0 | 12
NO |  | 149 | 2011 | 8 | 4 | 4 |  | Eagle Point | Deptford | 230 | 230 | SP | 0.66 | 0 | 1 | 1590 ACSR | 0 | 0 | 0 | 0 | 0 | 0 | 0 | 0 | 0 | 0 | 0 | 0 | 0 | 0 | 0 | 0 | 0 | 0 | 0 | 0 | 0 | 0 | 0 | 12
NO |  | 149 | 2011 | 8 | 8 | 8 |  |  |  | 230 | 230 | ST | 0 | 11.85 | 1 | 1590 ACSR | 0 | 0 | 0 | 0 | 0 | 0 | 0 | 0 | 0 | 0 | 0 | 0 | 0 | 0 | 0 | 0 | 0 | 0 | 0 | 0 | 0 | 0 | 0 | 12
NO |  | 149 | 2011 | 5 | 30 | 30 |  |  |  | 230 | 230 | HPFF | 0.03 | 0 | 1 | 2500 CU | 0 | 0 | 0 | 0 | 0 | 0 | 0 | 0 | 0 | 0 | 0 | 0 | 0 | 0 | 0 | 0 | 0 | 0 | 0 | 0 | 0 | 0 | 0 | 12
NO |  | 149 | 2011 | 5 | 32 | 32 |  | Readington | Branchburg | 230 | 230 | ST | 4.83 | 0 | 1 | 1590 ACSR | 0 | 0 | 0 | 0 | 0 | 0 | 0 | 0 | 0 | 0 | 0 | 0 | 0 | 0 | 0 | 0 | 0 | 0 | 0 | 0 | 0 | 0 | 0 | 12
NO |  | 149 | 2011 | 5 | 34 | 34 |  | Montville | Newton | 230 | 230 | ST | 24.64 | 0 | 1 | 1590 ACSR | 0 | 0 | 0 | 0 | 0 | 0 | 0 | 0 | 0 | 0 | 0 | 0 | 0 | 0 | 0 | 0 | 0 | 0 | 0 | 0 | 0 | 0 | 0 | 12
NO |  | 149 | 2011 | 6 | 2 | 2 |  |  |  | 230 | 230 | ST | 0.66 | 0 | 1 | 1590 ACSR | 0 | 0 | 0 | 0 | 0 | 0 | 0 | 0 | 0 | 0 | 0 | 0 | 0 | 0 | 0 | 0 | 0 | 0 | 0 | 0 | 0 | 0 | 0 | 12
NO |  | 149 | 2011 | 6 | 10 | 10 |  | Deptford | Mickleton | 230 | 230 | SP | 0.08 | 0 | 1 | 1590 ACSR | 0 | 0 | 0 | 0 | 0 | 0 | 0 | 0 | 0 | 0 | 0 | 0 | 0 | 0 | 0 | 0 | 0 | 0 | 0 | 0 | 0 | 0 | 0 | 12
NO |  | 149 | 2011 | 6 | 18 | 18 |  | Essex | New Jersey Transit Meadows | 230 | 230 | ST | 1.07 | 0 | 1 | 1590 ACSR | 0 | 0 | 0 | 0 | 0 | 0 | 0 | 0 | 0 | 0 | 0 | 0 | 0 | 0 | 0 | 0 | 0 | 0 | 0 | 0 | 0 | 0 | 0 | 12
NO |  | 149 | 2011 | 6 | 22 | 22 |  | Gloucester | Eagle Point | 230 | 230 | ST | 1.43 | 0 | 1 | 1590 ACSR | 0 | 0 | 0 | 0 | 0 | 0 | 0 | 0 | 0 | 0 | 0 | 0 | 0 | 0 | 0 | 0 | 0 | 0 | 0 | 0 | 0 | 0 | 0 | 12
NO |  | 149 | 2011 | 7 | 7 | 7 |  | Deans | Pierson Ave. Metuchen | 230 | 230 | ST | 0 | 3.51 | 1 | 1590 ACSR | 0 | 0 | 0 | 0 | 0 | 0 | 0 | 0 | 0 | 0 | 0 | 0 | 0 | 0 | 0 | 0 | 0 | 0 | 0 | 0 | 0 | 0 | 0 | 12
NO |  | 149 | 2011 | 8 | 9 | 9 |  |  |  | 230 | 230 | ST | 0 | 3.79 | 1 | 1590 ACSR | 0 | 0 | 0 | 0 | 0 | 0 | 0 | 0 | 0 | 0 | 0 | 0 | 0 | 0 | 0 | 0 | 0 | 0 | 0 | 0 | 0 | 0 | 0 | 12
NO |  | 149 | 2011 | 10 | 7 | 7 |  |  |  | 138 | 138 | ST | 0 | 0.43 | 1 | 1590 ACSR | 0 | 0 | 0 | 0 | 0 | 0 | 0 | 0 | 0 | 0 | 0 | 0 | 0 | 0 | 0 | 0 | 0 | 0 | 0 | 0 | 0 | 0 | 0 | 12
NO |  | 149 | 2011 | 6 | 6 | 6 |  |  |  | 230 | 230 | HPFF | 0.03 | 0 | 1 | 2500 CU | 0 | 0 | 0 | 0 | 0 | 0 | 0 | 0 | 0 | 0 | 0 | 0 | 0 | 0 | 0 | 0 | 0 | 0 | 0 | 0 | 0 | 0 | 0 | 12
NO |  | 149 | 2011 | 6 | 8 | 8 |  | Somerville | Bridgewater | 230 | 230 | ST | 3 | 0 | 1 | 1590 ACSS/AW | 0 | 0 | 0 | 0 | 0 | 0 | 0 | 0 | 0 | 0 | 0 | 0 | 0 | 0 | 0 | 0 | 0 | 0 | 0 | 0 | 0 | 0 | 0 | 12
NO |  | 149 | 2011 | 6 | 12 | 12 |  |  |  | 230 | 230 | ST | 4.84 | 0 | 1 | 1590 ACSR | 0 | 0 | 0 | 0 | 0 | 0 | 0 | 0 | 0 | 0 | 0 | 0 | 0 | 0 | 0 | 0 | 0 | 0 | 0 | 0 | 0 | 0 | 0 | 12
NO |  | 149 | 2011 | 6 | 14 | 14 |  | Waldwick | Fairlawn | 230 | 230 | HPFF | 4.61 | 0 | 1 | 3500 CU | 0 | 0 | 0 | 0 | 0 | 0 | 0 | 0 | 0 | 0 | 0 | 0 | 0 | 0 | 0 | 0 | 0 | 0 | 0 | 0 | 0 | 0 | 0 | 12
NO |  | 149 | 2011 | 6 | 16 | 16 |  | Leonia | New Milford | 230 | 230 | HPFF | 6.87 | 0 | 1 | 2000 CU | 0 | 0 | 0 | 0 | 0 | 0 | 0 | 0 | 0 | 0 | 0 | 0 | 0 | 0 | 0 | 0 | 0 | 0 | 0 | 0 | 0 | 0 | 0 | 12
NO |  | 149 | 2011 | 6 | 20 | 20 |  | Kearny Box Frame | Kearny Unit 12 Frame | 230 | 230 | ST | 0.07 | 0 | 1 | 1590 ACSR | 0 | 0 | 0 | 0 | 0 | 0 | 0 | 0 | 0 | 0 | 0 | 0 | 0 | 0 | 0 | 0 | 0 | 0 | 0 | 0 | 0 | 0 | 0 | 12
NO |  | 149 | 2011 | 6 | 24 | 24 |  |  |  | 230 | 230 | SP | 0.42 | 0 | 1 | 1590 ACSR | 0 | 0 | 0 | 0 | 0 | 0 | 0 | 0 | 0 | 0 | 0 | 0 | 0 | 0 | 0 | 0 | 0 | 0 | 0 | 0 | 0 | 0 | 0 | 12
NO |  | 149 | 2011 | 6 | 26 | 26 |  | Hudson | (S) Waterfront | 230 | 230 | HPFF | 3.08 | 0 | 1 | 2000 CU | 0 | 0 | 0 | 0 | 0 | 0 | 0 | 0 | 0 | 0 | 0 | 0 | 0 | 0 | 0 | 0 | 0 | 0 | 0 | 0 | 0 | 0 | 0 | 12
NO |  | 149 | 2011 | 6 | 28 | 28 |  | Athenia | Saddle Brook | 230 | 230 | HPFF | 4.8 | 0 | 1 | 2000 CU | 0 | 0 | 0 | 0 | 0 | 0 | 0 | 0 | 0 | 0 | 0 | 0 | 0 | 0 | 0 | 0 | 0 | 0 | 0 | 0 | 0 | 0 | 0 | 12
NO |  | 149 | 2011 | 6 | 31 | 31 |  |  |  | 230 | 230 | ST | 0 | 4.07 | 1 | 1590 ACSR | 0 | 0 | 0 | 0 | 0 | 0 | 0 | 0 | 0 | 0 | 0 | 0 | 0 | 0 | 0 | 0 | 0 | 0 | 0 | 0 | 0 | 0 | 0 | 12
NO |  | 149 | 2011 | 6 | 33 | 33 |  | (S) Waterfront | Newport | 230 | 230 | HPFF | 1.28 | 0 | 1 | 2000 CU | 0 | 0 | 0 | 0 | 0 | 0 | 0 | 0 | 0 | 0 | 0 | 0 | 0 | 0 | 0 | 0 | 0 | 0 | 0 | 0 | 0 | 0 | 0 | 12
NO |  | 149 | 2011 | 7 | 1 | 1 |  |  |  | 230 | 230 | ST | 4.93 | 0 | 1 | 1590 ACSR | 0 | 0 | 0 | 0 | 0 | 0 | 0 | 0 | 0 | 0 | 0 | 0 | 0 | 0 | 0 | 0 | 0 | 0 | 0 | 0 | 0 | 0 | 0 | 12
NO |  | 149 | 2011 | 7 | 4 | 4 |  |  |  | 30 | 230 | HPFF | 3.35 | 0 | 1 | 1750 CU | 0 | 0 | 0 | 0 | 0 | 0 | 0 | 0 | 0 | 0 | 0 | 0 | 0 | 0 | 0 | 0 | 0 | 0 | 0 | 0 | 0 | 0 | 0 | 12
NO |  | 149 | 2011 | 7 | 9 | 9 |  |  |  | 230 | 230 | ST | 0 | 0.36 | 1 | 1590 ACSR | 0 | 0 | 0 | 0 | 0 | 0 | 0 | 0 | 0 | 0 | 0 | 0 | 0 | 0 | 0 | 0 | 0 | 0 | 0 | 0 | 0 | 0 | 0 | 12
NO |  | 149 | 2011 | 8 | 5 | 5 |  |  |  | 230 | 230 | RRO | 0.49 | 0 | 1 | 1590 ACSR | 0 | 0 | 0 | 0 | 0 | 0 | 0 | 0 | 0 | 0 | 0 | 0 | 0 | 0 | 0 | 0 | 0 | 0 | 0 | 0 | 0 | 0 | 0 | 12
NO |  | 149 | 2011 | 8 | 11 | 11 |  | Deans | Aldene | 230 | 230 | ST | 0 | 0.55 | 1 | 1590 ACSR | 0 | 0 | 0 | 0 | 0 | 0 | 0 | 0 | 0 | 0 | 0 | 0 | 0 | 0 | 0 | 0 | 0 | 0 | 0 | 0 | 0 | 0 | 0 | 12
NO |  | 149 | 2011 | 7 | 5 | 5 |  |  |  | 230 | 230 | ST | 0 | 3.42 | 1 | 1590 ACSR | 0 | 0 | 0 | 0 | 0 | 0 | 0 | 0 | 0 | 0 | 0 | 0 | 0 | 0 | 0 | 0 | 0 | 0 | 0 | 0 | 0 | 0 | 0 | 12
NO |  | 149 | 2011 | 7 | 10 | 10 |  |  |  | 230 | 230 | ST | 0 | 0 | 1 | 1590 ACSR | 0 | 0 | 0 | 0 | 0 | 0 | 0 | 0 | 0 | 0 | 0 | 0 | 0 | 0 | 0 | 0 | 0 | 0 | 0 | 0 | 0 | 0 | 0 | 12
NO |  | 149 | 2011 | 7 | 12 | 12 |  | Lumberton | Cox's Corner | 230 | 230 | ST | 4.33 | 0 | 1 | 1590 ACSR | 0 | 0 | 0 | 0 | 0 | 0 | 0 | 0 | 0 | 0 | 0 | 0 | 0 | 0 | 0 | 0 | 0 | 0 | 0 | 0 | 0 | 0 | 0 | 12
NO |  | 149 | 2011 | 7 | 14 | 14 |  | Tosco | Linden VFT | 230 | 230 | SP | 0.01 | 0 | 1 | 1590 ACSR | 0 | 0 | 0 | 0 | 0 | 0 | 0 | 0 | 0 | 0 | 0 | 0 | 0 | 0 | 0 | 0 | 0 | 0 | 0 | 0 | 0 | 0 | 0 | 12
NO |  | 149 | 2011 | 7 | 23 | 23 |  | Kittatinny | Newton | 230 | 230 | ST | 0 | 6.72 | 1 | 1590 ACSS/AW | 0 | 0 | 0 | 0 | 0 | 0 | 0 | 0 | 0 | 0 | 0 | 0 | 0 | 0 | 0 | 0 | 0 | 0 | 0 | 0 | 0 | 0 | 0 | 12
NO |  | 149 | 2011 | 7 | 28 | 28 |  | Cox's Corner | Silver Lake | 230 | 230 | ST | 3.8 | 0 | 1 | 1590 ACSR | 0 | 0 | 0 | 0 | 0 | 0 | 0 | 0 | 0 | 0 | 0 | 0 | 0 | 0 | 0 | 0 | 0 | 0 | 0 | 0 | 0 | 0 | 0 | 12
NO |  | 149 | 2011 | 7 | 34 | 34 |  | New Milford | Hillsdale | 230 | 230 | HPFF | 0.03 | 0 | 1 | 2500 CU | 0 | 0 | 0 | 0 | 0 | 0 | 0 | 0 | 0 | 0 | 0 | 0 | 0 | 0 | 0 | 0 | 0 | 0 | 0 | 0 | 0 | 0 | 0 | 12
NO |  | 149 | 2011 | 8 | 2 | 2 |  | Brunswick | Bennets Lane | 230 | 230 | ST | 4.9 | 0 | 1 | 1590 ACSR | 0 | 0 | 0 | 0 | 0 | 0 | 0 | 0 | 0 | 0 | 0 | 0 | 0 | 0 | 0 | 0 | 0 | 0 | 0 | 0 | 0 | 0 | 0 | 12
NO |  | 149 | 2011 | 8 | 12 | 12 |  |  |  | 230 | 230 | SP | 0 | 1.53 | 1 | 1590 ACSR | 0 | 0 | 0 | 0 | 0 | 0 | 0 | 0 | 0 | 0 | 0 | 0 | 0 | 0 | 0 | 0 | 0 | 0 | 0 | 0 | 0 | 0 | 0 | 12
NO |  | 149 | 2011 | 8 | 14 | 14 |  |  |  | 230 | 230 | ST | 0 | 3.82 | 1 | 1590 ACSR | 0 | 0 | 0 | 0 | 0 | 0 | 0 | 0 | 0 | 0 | 0 | 0 | 0 | 0 | 0 | 0 | 0 | 0 | 0 | 0 | 0 | 0 | 0 | 12
NO |  | 149 | 2011 | 8 | 23 | 23 |  |  | Bellelville | 230 | 230 | SP | 0.91 | 0 | 1 | 1590 ACSR | 0 | 0 | 0 | 0 | 0 | 0 | 0 | 0 | 0 | 0 | 0 | 0 | 0 | 0 | 0 | 0 | 0 | 0 | 0 | 0 | 0 | 0 | 0 | 12
NO |  | 149 | 2011 | 8 | 25 | 25 |  | Westfield | Aldene | 230 | 230 | SP | 2.69 | 0 | 1 | 1590 ACSR | 0 | 0 | 0 | 0 | 0 | 0 | 0 | 0 | 0 | 0 | 0 | 0 | 0 | 0 | 0 | 0 | 0 | 0 | 0 | 0 | 0 | 0 | 0 | 12
NO |  | 149 | 2011 | 8 | 28 | 28 |  | Hudson | 49th Street Sub. | 230 | 230 | ST | 0 | 3.66 | 1 | 1590 ACSR | 0 | 0 | 0 | 0 | 0 | 0 | 0 | 0 | 0 | 0 | 0 | 0 | 0 | 0 | 0 | 0 | 0 | 0 | 0 | 0 | 0 | 0 | 0 | 12
NO |  | 149 | 2011 | 9 | 26 | 26 |  |  |  | 138 | 138 | ST | 2.35 | 0 | 1 | 795 ACSR | 0 | 0 | 0 | 0 | 0 | 0 | 0 | 0 | 0 | 0 | 0 | 0 | 0 | 0 | 0 | 0 | 0 | 0 | 0 | 0 | 0 | 0 | 0 | 12
NO |  | 149 | 2011 | 9 | 35 | 35 |  |  |  | 138 | 138 | ST | 6.34 | 0 | 1 | 1033.5 ACSS | 0 | 0 | 0 | 0 | 0 | 0 | 0 | 0 | 0 | 0 | 0 | 0 | 0 | 0 | 0 | 0 | 0 | 0 | 0 | 0 | 0 | 0 | 0 | 12
NO |  | 149 | 2011 | 10 | 33 | 33 |  | Athenia | Fairlawn | 138 | 138 | HPFF | 4 | 0 | 1 | 1500 CU | 0 | 0 | 0 | 0 | 0 | 0 | 0 | 0 | 0 | 0 | 0 | 0 | 0 | 0 | 0 | 0 | 0 | 0 | 0 | 0 | 0 | 0 | 0 | 12
NO |  | 149 | 2011 | 11 | 22 | 22 |  | Bergen #1 | Fairlawn | 138 | 138 | HPFF | 0.49 | 0 | 1 | 2000 CU | 0 | 0 | 0 | 0 | 0 | 0 | 0 | 0 | 0 | 0 | 0 | 0 | 0 | 0 | 0 | 0 | 0 | 0 | 0 | 0 | 0 | 0 | 0 | 12
NO |  | 149 | 2011 | 7 | 15 | 15 |  |  |  | 230 | 230 | SP | 0.28 | 0 | 1 | 1590 ACSS/AW | 0 | 0 | 0 | 0 | 0 | 0 | 0 | 0 | 0 | 0 | 0 | 0 | 0 | 0 | 0 | 0 | 0 | 0 | 0 | 0 | 0 | 0 | 0 | 12
NO |  | 149 | 2011 | 7 | 17 | 17 |  | Sewaren | Raritan Steel | 230 | 230 | HPFF | 4.44 | 0 | 1 | 1000 ALUM | 0 | 0 | 0 | 0 | 0 | 0 | 0 | 0 | 0 | 0 | 0 | 0 | 0 | 0 | 0 | 0 | 0 | 0 | 0 | 0 | 0 | 0 | 0 | 12
NO |  | 149 | 2011 | 7 | 19 | 19 |  | Lumberton | Cookstown | 230 | 230 | ST | 7.05 | 0 | 1 | 1590 ACSR | 0 | 0 | 0 | 0 | 0 | 0 | 0 | 0 | 0 | 0 | 0 | 0 | 0 | 0 | 0 | 0 | 0 | 0 | 0 | 0 | 0 | 0 | 0 | 12
NO |  | 149 | 2011 | 7 | 21 | 21 |  | Bergen #2 | Leonia | 230 | 230 | HPFF | 2.99 | 0 | 1 | 2000 CU | 0 | 0 | 0 | 0 | 0 | 0 | 0 | 0 | 0 | 0 | 0 | 0 | 0 | 0 | 0 | 0 | 0 | 0 | 0 | 0 | 0 | 0 | 0 | 12
NO |  | 149 | 2011 | 7 | 24 | 24 |  |  |  | 230 | 230 | ST | 10.77 | 0 | 1 | 1590 ACSR | 0 | 0 | 0 | 0 | 0 | 0 | 0 | 0 | 0 | 0 | 0 | 0 | 0 | 0 | 0 | 0 | 0 | 0 | 0 | 0 | 0 | 0 | 0 | 12
NO |  | 149 | 2011 | 7 | 26 | 26 |  | Roseland | Readington | 230 | 230 | ST | 25.11 | 0 | 1 | 1590 ACSR | 0 | 0 | 0 | 0 | 0 | 0 | 0 | 0 | 0 | 0 | 0 | 0 | 0 | 0 | 0 | 0 | 0 | 0 | 0 | 0 | 0 | 0 | 0 | 12
NO |  | 149 | 2011 | 7 | 29 | 29 |  |  |  | 230 | 230 | ST | 8.42 | 0 | 1 | 1590 ACSR | 0 | 0 | 0 | 0 | 0 | 0 | 0 | 0 | 0 | 0 | 0 | 0 | 0 | 0 | 0 | 0 | 0 | 0 | 0 | 0 | 0 | 0 | 0 | 12
NO |  | 149 | 2011 | 7 | 31 | 31 |  | Linden VFT | Warinanco | 230 | 230 | ST | 1.95 | 0 | 1 | 1590 ACSR | 0 | 0 | 0 | 0 | 0 | 0 | 0 | 0 | 0 | 0 | 0 | 0 | 0 | 0 | 0 | 0 | 0 | 0 | 0 | 0 | 0 | 0 | 0 | 12
NO |  | 149 | 2011 | 7 | 32 | 32 |  |  |  | 230 | 230 | SP | 0.36 | 0 | 1 | 1590 ACSR | 0 | 0 | 0 | 0 | 0 | 0 | 0 | 0 | 0 | 0 | 0 | 0 | 0 | 0 | 0 | 0 | 0 | 0 | 0 | 0 | 0 | 0 | 0 | 12
NO |  | 149 | 2011 | 7 | 35 | 35 |  |  |  | 230 | 230 | HPFF | 5.89 | 0 | 1 | 2000 CU | 0 | 0 | 0 | 0 | 0 | 0 | 0 | 0 | 0 | 0 | 0 | 0 | 0 | 0 | 0 | 0 | 0 | 0 | 0 | 0 | 0 | 0 | 0 | 12
NO |  | 149 | 2011 | 8 | 7 | 7 |  | New Freedom | Cox's Corner | 230 | 230 | ST | 2.29 | 0 | 1 | 1590 ACSR | 0 | 0 | 0 | 0 | 0 | 0 | 0 | 0 | 0 | 0 | 0 | 0 | 0 | 0 | 0 | 0 | 0 | 0 | 0 | 0 | 0 | 0 | 0 | 12
NO |  | 149 | 2011 | 8 | 13 | 13 |  |  |  | 230 | 230 | RRO | 0 | 12.83 | 1 | 1590 ACSR | 0 | 0 | 0 | 0 | 0 | 0 | 0 | 0 | 0 | 0 | 0 | 0 | 0 | 0 | 0 | 0 | 0 | 0 | 0 | 0 | 0 | 0 | 0 | 12
NO |  | 149 | 2011 | 8 | 15 | 15 |  |  |  | 230 | 230 | SP | 2.04 | 0 | 1 | 1590 ACSR | 0 | 0 | 0 | 0 | 0 | 0 | 0 | 0 | 0 | 0 | 0 | 0 | 0 | 0 | 0 | 0 | 0 | 0 | 0 | 0 | 0 | 0 | 0 | 12
NO |  | 149 | 2011 | 8 | 19 | 19 |  |  |  | 230 | 230 | ST | 0.04 | 0 | 1 | 1590 ACSS | 0 | 0 | 0 | 0 | 0 | 0 | 0 | 0 | 0 | 0 | 0 | 0 | 0 | 0 | 0 | 0 | 0 | 0 | 0 | 0 | 0 | 0 | 0 | 12
NO |  | 149 | 2011 | 8 | 21 | 21 |  | Hudson | Bergen #2 | 230 | 230 | ST | 7.1 | 0 | 1 | 1590 ACSR | 0 | 0 | 0 | 0 | 0 | 0 | 0 | 0 | 0 | 0 | 0 | 0 | 0 | 0 | 0 | 0 | 0 | 0 | 0 | 0 | 0 | 0 | 0 | 12
NO |  | 149 | 2011 | 8 | 35 | 35 |  |  |  | 230 | 230 | AT | 0.39 | 0 | 1 | 1590 ACSR | 0 | 0 | 0 | 0 | 0 | 0 | 0 | 0 | 0 | 0 | 0 | 0 | 0 | 0 | 0 | 0 | 0 | 0 | 0 | 0 | 0 | 0 | 0 | 12
NO |  | 149 | 2011 | 9 | 2 | 2 |  | Linden | Linden | 230 | 230 | ST | 0.11 | 0 | 1 | 1590 ACSS/AW | 0 | 0 | 0 | 0 | 0 | 0 | 0 | 0 | 0 | 0 | 0 | 0 | 0 | 0 | 0 | 0 | 0 | 0 | 0 | 0 | 0 | 0 | 0 | 12
NO |  | 149 | 2011 | 9 | 4 | 4 |  | Smithburg | Deans | 230 | 230 | SP | 0.44 | 0 | 1 | 1590 ACSR | 0 | 0 | 0 | 0 | 0 | 0 | 0 | 0 | 0 | 0 | 0 | 0 | 0 | 0 | 0 | 0 | 0 | 0 | 0 | 0 | 0 | 0 | 0 | 12
NO |  | 149 | 2011 | 9 | 6 | 6 |  | Mercer | Trenton | 138 | 230 | ST | 0.35 | 0 | 1 | 1590 ACSR | 0 | 0 | 0 | 0 | 0 | 0 | 0 | 0 | 0 | 0 | 0 | 0 | 0 | 0 | 0 | 0 | 0 | 0 | 0 | 0 | 0 | 0 | 0 | 12
NO |  | 149 | 2011 | 9 | 22 | 22 |  | Kearny | Roseland | 138 | 230 | ST | 0.92 | 0 | 1 | 1590 ACSR | 0 | 0 | 0 | 0 | 0 | 0 | 0 | 0 | 0 | 0 | 0 | 0 | 0 | 0 | 0 | 0 | 0 | 0 | 0 | 0 | 0 | 0 | 0 | 12
NO |  | 149 | 2011 | 10 | 27 | 27 |  |  |  | 138 | 138 | ST | 0 | 2.52 | 1 | 1033.5 ACSS | 0 | 0 | 0 | 0 | 0 | 0 | 0 | 0 | 0 | 0 | 0 | 0 | 0 | 0 | 0 | 0 | 0 | 0 | 0 | 0 | 0 | 0 | 0 | 12
NO |  | 149 | 2011 | 11 | 31 | 31 |  |  |  | 138 | 138 | ST | 0 | 0.34 | 1 | 1590 ACSR | 0 | 0 | 0 | 0 | 0 | 0 | 0 | 0 | 0 | 0 | 0 | 0 | 0 | 0 | 0 | 0 | 0 | 0 | 0 | 0 | 0 | 0 | 0 | 12
NO |  | 149 | 2011 | 8 | 16 | 16 |  |  |  | 230 | 230 | SP | 0.15 | 0 | 1 | 1590 ACSS/AW | 0 | 0 | 0 | 0 | 0 | 0 | 0 | 0 | 0 | 0 | 0 | 0 | 0 | 0 | 0 | 0 | 0 | 0 | 0 | 0 | 0 | 0 | 0 | 12
NO |  | 149 | 2011 | 8 | 18 | 18 |  | Bennets Lane | Branchburg | 230 | 230 | ST | 12.14 | 0 | 1 | 1590 ACSR | 0 | 0 | 0 | 0 | 0 | 0 | 0 | 0 | 0 | 0 | 0 | 0 | 0 | 0 | 0 | 0 | 0 | 0 | 0 | 0 | 0 | 0 | 0 | 12
NO |  | 149 | 2011 | 8 | 22 | 22 |  |  | Bellelville | 230 | 230 | ST | 4.85 | 0 | 1 | 1590 ACSR | 0 | 0 | 0 | 0 | 0 | 0 | 0 | 0 | 0 | 0 | 0 | 0 | 0 | 0 | 0 | 0 | 0 | 0 | 0 | 0 | 0 | 0 | 0 | 12
NO |  | 149 | 2011 | 8 | 32 | 32 |  |  |  | 230 | 230 | ST | 0.89 | 0 | 1 | 1590 ACSR | 0 | 0 | 0 | 0 | 0 | 0 | 0 | 0 | 0 | 0 | 0 | 0 | 0 | 0 | 0 | 0 | 0 | 0 | 0 | 0 | 0 | 0 | 0 | 12
NO |  | 149 | 2011 | 9 | 23 | 23 |  |  |  | 138 | 230 | ST | 1.23 | 0 | 1 | 1033.5 ACSS | 0 | 0 | 0 | 0 | 0 | 0 | 0 | 0 | 0 | 0 | 0 | 0 | 0 | 0 | 0 | 0 | 0 | 0 | 0 | 0 | 0 | 0 | 0 | 12
NO |  | 149 | 2011 | 9 | 30 | 30 |  |  |  | 138 | 138 | SP | 0.1 | 0 | 1 | 1033.5 ACSS | 0 | 0 | 0 | 0 | 0 | 0 | 0 | 0 | 0 | 0 | 0 | 0 | 0 | 0 | 0 | 0 | 0 | 0 | 0 | 0 | 0 | 0 | 0 | 12
NO |  | 149 | 2011 | 10 | 14 | 14 |  |  |  | 138 | 230 | ST | 0 | 1.29 | 1 | 1033.5 54/7 ACSS | 0 | 0 | 0 | 0 | 0 | 0 | 0 | 0 | 0 | 0 | 0 | 0 | 0 | 0 | 0 | 0 | 0 | 0 | 0 | 0 | 0 | 0 | 0 | 12
NO |  | 149 | 2011 | 10 | 26 | 26 |  | Burlington | Camden | 138 | 230 | ST | 0 | 8.52 | 1 | 1590 ACSR | 0 | 0 | 0 | 0 | 0 | 0 | 0 | 0 | 0 | 0 | 0 | 0 | 0 | 0 | 0 | 0 | 0 | 0 | 0 | 0 | 0 | 0 | 0 | 12
NO |  | 149 | 2011 | 11 | 19 | 19 |  | Sewaren | Metuchen | 138 | 230 | ST | 0 | 6.67 | 1 | 1590 ACSR | 0 | 0 | 0 | 0 | 0 | 0 | 0 | 0 | 0 | 0 | 0 | 0 | 0 | 0 | 0 | 0 | 0 | 0 | 0 | 0 | 0 | 0 | 0 | 12
NO |  | 149 | 2011 | 8 | 26 | 26 |  |  |  | 230 | 230 | ST | 0.02 | 0 | 1 | 1590 ACSR | 0 | 0 | 0 | 0 | 0 | 0 | 0 | 0 | 0 | 0 | 0 | 0 | 0 | 0 | 0 | 0 | 0 | 0 | 0 | 0 | 0 | 0 | 0 | 12
NO |  | 149 | 2011 | 8 | 29 | 29 |  |  |  | 230 | 230 | HPFF | 5.65 | 0 | 1 | 2000 CU | 0 | 0 | 0 | 0 | 0 | 0 | 0 | 0 | 0 | 0 | 0 | 0 | 0 | 0 | 0 | 0 | 0 | 0 | 0 | 0 | 0 | 0 | 0 | 12
NO |  | 149 | 2011 | 8 | 31 | 31 |  | Metuchen | Sewaren | 230 | 230 | ST | 0 | 5.82 | 1 | 1590 ACSR | 0 | 0 | 0 | 0 | 0 | 0 | 0 | 0 | 0 | 0 | 0 | 0 | 0 | 0 | 0 | 0 | 0 | 0 | 0 | 0 | 0 | 0 | 0 | 12
NO |  | 149 | 2011 | 8 | 34 | 34 |  | Athenia | Belleville | 230 | 230 | ST | 5.47 | 0 | 1 | 1590 ACSR | 0 | 0 | 0 | 0 | 0 | 0 | 0 | 0 | 0 | 0 | 0 | 0 | 0 | 0 | 0 | 0 | 0 | 0 | 0 | 0 | 0 | 0 | 0 | 12
NO |  | 149 | 2011 | 9 | 7 | 7 |  |  |  | 138 | 138 | AT | 0 | 3.57 | 1 | 1590 ACSR | 0 | 0 | 0 | 0 | 0 | 0 | 0 | 0 | 0 | 0 | 0 | 0 | 0 | 0 | 0 | 0 | 0 | 0 | 0 | 0 | 0 | 0 | 0 | 12
NO |  | 149 | 2011 | 9 | 25 | 25 |  |  |  | 138 | 230 | ST | 0.18 | 0 | 1 | 1590 ACSR | 0 | 0 | 0 | 0 | 0 | 0 | 0 | 0 | 0 | 0 | 0 | 0 | 0 | 0 | 0 | 0 | 0 | 0 | 0 | 0 | 0 | 0 | 0 | 12
NO |  | 149 | 2011 | 9 | 32 | 32 |  |  |  | 138 | 138 | ST | 0.04 | 0 | 1 | 795 ACSR | 0 | 0 | 0 | 0 | 0 | 0 | 0 | 0 | 0 | 0 | 0 | 0 | 0 | 0 | 0 | 0 | 0 | 0 | 0 | 0 | 0 | 0 | 0 | 12
NO |  | 149 | 2011 | 10 | 30 | 30 |  |  |  | 0 | 0 | 0 | 0 | 0 | 0 |  | 0 | 0 | 0 | 0 | 0 | 0 | 0 | 0 | 0 | 0 | 0 | 0 | 0 | 0 | 0 | 0 | 0 | 0 | 0 | 0 | 0 | 0 | 0 | 12
NO |  | 149 | 2011 | 13 | 30 | 30 |  |  |  | 138 | 138 | ST | 0 | 0 | 1 | 397.5 ACSR | 0 | 0 | 0 | 0 | 0 | 0 | 0 | 0 | 0 | 0 | 0 | 0 | 0 | 0 | 0 | 0 | 0 | 0 | 0 | 0 | 0 | 0 | 0 | 12
NO |  | 149 | 2011 | 9 | 8 | 8 |  |  | U.S. Steel | 138 | 230 | ST | 1.02 | 0 | 1 | 1590 ACSR | 0 | 0 | 0 | 0 | 0 | 0 | 0 | 0 | 0 | 0 | 0 | 0 | 0 | 0 | 0 | 0 | 0 | 0 | 0 | 0 | 0 | 0 | 0 | 12
NO |  | 149 | 2011 | 9 | 10 | 10 |  | Bayonne | Bayonne Cogen | 138 | 138 | HPFF | 3.7 | 0 | 1 | 2000 CU | 0 | 0 | 0 | 0 | 0 | 0 | 0 | 0 | 0 | 0 | 0 | 0 | 0 | 0 | 0 | 0 | 0 | 0 | 0 | 0 | 0 | 0 | 0 | 12
NO |  | 149 | 2011 | 9 | 12 | 12 |  | Essex Co. RRF | Foundry St. | 138 | 138 | HPFF | 1.29 | 0 | 1 | 2000 CU | 0 | 0 | 0 | 0 | 0 | 0 | 0 | 0 | 0 | 0 | 0 | 0 | 0 | 0 | 0 | 0 | 0 | 0 | 0 | 0 | 0 | 0 | 0 | 12
NO |  | 149 | 2011 | 9 | 14 | 14 |  | Essex | Essex Co. RRF | 138 | 138 | HPFF | 0.17 | 0 | 1 | 2000 CU | 0 | 0 | 0 | 0 | 0 | 0 | 0 | 0 | 0 | 0 | 0 | 0 | 0 | 0 | 0 | 0 | 0 | 0 | 0 | 0 | 0 | 0 | 0 | 12
NO |  | 149 | 2011 | 9 | 16 | 16 |  | Bergen | Bergen | 138 | 138 | ST | 0.55 | 0 | 1 | 1590 ACSR | 0 | 0 | 0 | 0 | 0 | 0 | 0 | 0 | 0 | 0 | 0 | 0 | 0 | 0 | 0 | 0 | 0 | 0 | 0 | 0 | 0 | 0 | 0 | 12
NO |  | 149 | 2011 | 9 | 18 | 18 |  | Bergen | Bergen | 138 | 138 | ST | 0.63 | 0 | 1 | 1590 ACSR | 0 | 0 | 0 | 0 | 0 | 0 | 0 | 0 | 0 | 0 | 0 | 0 | 0 | 0 | 0 | 0 | 0 | 0 | 0 | 0 | 0 | 0 | 0 | 12
NO |  | 149 | 2011 | 9 | 20 | 20 |  | Linden | Linden | 138 | 138 | SP | 0.08 | 0 | 1 | 1590 ACSR | 0 | 0 | 0 | 0 | 0 | 0 | 0 | 0 | 0 | 0 | 0 | 0 | 0 | 0 | 0 | 0 | 0 | 0 | 0 | 0 | 0 | 0 | 0 | 12
NO |  | 149 | 2011 | 9 | 27 | 27 |  |  |  | 138 | 138 | ST | 10.38 | 0 | 1 | 795 ACSR | 0 | 0 | 0 | 0 | 0 | 0 | 0 | 0 | 0 | 0 | 0 | 0 | 0 | 0 | 0 | 0 | 0 | 0 | 0 | 0 | 0 | 0 | 0 | 12
NO |  | 149 | 2011 | 9 | 29 | 29 |  | Devils Brook | Trenton | 138 | 138 | ST | 0.44 | 0 | 1 | 1590 ACSR | 0 | 0 | 0 | 0 | 0 | 0 | 0 | 0 | 0 | 0 | 0 | 0 | 0 | 0 | 0 | 0 | 0 | 0 | 0 | 0 | 0 | 0 | 0 | 12
NO |  | 149 | 2011 | 9 | 34 | 34 |  | Marion | Bergen #1 | 138 | 138 | ST | 0.29 | 0 | 1 | 1590 ACSR | 0 | 0 | 0 | 0 | 0 | 0 | 0 | 0 | 0 | 0 | 0 | 0 | 0 | 0 | 0 | 0 | 0 | 0 | 0 | 0 | 0 | 0 | 0 | 12
NO |  | 149 | 2011 | 10 | 1 | 1 |  |  |  | 138 | 138 | SP | 0.62 | 0 | 1 | 1033.5 ACSS | 0 | 0 | 0 | 0 | 0 | 0 | 0 | 0 | 0 | 0 | 0 | 0 | 0 | 0 | 0 | 0 | 0 | 0 | 0 | 0 | 0 | 0 | 0 | 12
NO |  | 149 | 2011 | 10 | 6 | 6 |  | Marion | Leonia | 138 | 138 | ST | 0 | 6.17 | 1 | 1033.5 54/7 ACSS | 0 | 0 | 0 | 0 | 0 | 0 | 0 | 0 | 0 | 0 | 0 | 0 | 0 | 0 | 0 | 0 | 0 | 0 | 0 | 0 | 0 | 0 | 0 | 12
NO |  | 149 | 2011 | 10 | 8 | 8 |  |  |  | 138 | 138 | SP | 0 | 0.63 | 1 | 1033.5 54/7 ACSS | 0 | 0 | 0 | 0 | 0 | 0 | 0 | 0 | 0 | 0 | 0 | 0 | 0 | 0 | 0 | 0 | 0 | 0 | 0 | 0 | 0 | 0 | 0 | 12
NO |  | 149 | 2011 | 10 | 13 | 13 |  |  |  | 138 | 230 | ST | 0 | 2.4 | 1 | 795 ACSR | 0 | 0 | 0 | 0 | 0 | 0 | 0 | 0 | 0 | 0 | 0 | 0 | 0 | 0 | 0 | 0 | 0 | 0 | 0 | 0 | 0 | 0 | 0 | 12
NO |  | 149 | 2011 | 10 | 15 | 15 |  |  |  | 138 | 138 | ST | 0 | 10.05 | 1 | 795 ACSR | 0 | 0 | 0 | 0 | 0 | 0 | 0 | 0 | 0 | 0 | 0 | 0 | 0 | 0 | 0 | 0 | 0 | 0 | 0 | 0 | 0 | 0 | 0 | 12
NO |  | 149 | 2011 | 10 | 34 | 34 |  |  |  | 138 | 138 | HPFF | 4.89 | 0 | 1 | 1250 CU | 0 | 0 | 0 | 0 | 0 | 0 | 0 | 0 | 0 | 0 | 0 | 0 | 0 | 0 | 0 | 0 | 0 | 0 | 0 | 0 | 0 | 0 | 0 | 12
NO |  | 149 | 2011 | 13 | 7 | 7 |  | Kearny | Marion | 138 | 138 | ST | 1.38 | 0 | 1 | 1033 54/7 ACSS | 0 | 0 | 0 | 0 | 0 | 0 | 0 | 0 | 0 | 0 | 0 | 0 | 0 | 0 | 0 | 0 | 0 | 0 | 0 | 0 | 0 | 0 | 0 | 12
NO |  | 149 | 2011 | 10 | 3 | 3 |  | No. Ave | Passaic Valley Sewerage | 138 | 138 | HPFF | 3.36 | 0 | 1 | 2000 CU | 0 | 0 | 0 | 0 | 0 | 0 | 0 | 0 | 0 | 0 | 0 | 0 | 0 | 0 | 0 | 0 | 0 | 0 | 0 | 0 | 0 | 0 | 0 | 12
NO |  | 149 | 2011 | 10 | 4 | 4 |  |  |  | 138 | 138 | HPFF | 1.14 | 0 | 1 | 2500 CU | 0 | 0 | 0 | 0 | 0 | 0 | 0 | 0 | 0 | 0 | 0 | 0 | 0 | 0 | 0 | 0 | 0 | 0 | 0 | 0 | 0 | 0 | 0 | 12
NO |  | 149 | 2011 | 10 | 10 | 10 |  | Camden | Cuthbert Blvd | 138 | 138 | HPFF | 2.68 | 0 | 1 | 2000 CU | 0 | 0 | 0 | 0 | 0 | 0 | 0 | 0 | 0 | 0 | 0 | 0 | 0 | 0 | 0 | 0 | 0 | 0 | 0 | 0 | 0 | 0 | 0 | 12
NO |  | 149 | 2011 | 10 | 12 | 12 |  | Kearny | Roseland | 138 | 230 | ST | 0 | 7.82 | 1 | 1590 ACSR | 0 | 0 | 0 | 0 | 0 | 0 | 0 | 0 | 0 | 0 | 0 | 0 | 0 | 0 | 0 | 0 | 0 | 0 | 0 | 0 | 0 | 0 | 0 | 12
NO |  | 149 | 2011 | 10 | 16 | 16 |  |  |  | 138 | 138 | AT | 0 | 0.36 | 0 | 795 ACSR | 0 | 0 | 0 | 0 | 0 | 0 | 0 | 0 | 0 | 0 | 0 | 0 | 0 | 0 | 0 | 0 | 0 | 0 | 0 | 0 | 0 | 0 | 0 | 12
NO |  | 149 | 2011 | 10 | 18 | 18 |  | Federal Square | Newark | 138 | 138 | HPFF | 0.65 | 0 | 1 | 2000 CU | 0 | 0 | 0 | 0 | 0 | 0 | 0 | 0 | 0 | 0 | 0 | 0 | 0 | 0 | 0 | 0 | 0 | 0 | 0 | 0 | 0 | 0 | 0 | 12
NO |  | 149 | 2011 | 10 | 20 | 20 |  | Essex | Newark | 138 | 138 | HPFF | 0.43 | 0 | 1 | 2000 CU | 0 | 0 | 0 | 0 | 0 | 0 | 0 | 0 | 0 | 0 | 0 | 0 | 0 | 0 | 0 | 0 | 0 | 0 | 0 | 0 | 0 | 0 | 0 | 12
NO |  | 149 | 2011 | 10 | 23 | 23 |  | Edison | Brunswick | 138 | 138 | ST | 0 | 4.77 | 1 | 1033.5 ACSS | 0 | 0 | 0 | 0 | 0 | 0 | 0 | 0 | 0 | 0 | 0 | 0 | 0 | 0 | 0 | 0 | 0 | 0 | 0 | 0 | 0 | 0 | 0 | 12
NO |  | 149 | 2011 | 10 | 28 | 28 |  |  |  | 138 | 230 | SP | 0 | 2.39 | 1 | 1590 ACSR | 0 | 0 | 0 | 0 | 0 | 0 | 0 | 0 | 0 | 0 | 0 | 0 | 0 | 0 | 0 | 0 | 0 | 0 | 0 | 0 | 0 | 0 | 0 | 12
NO |  | 149 | 2011 | 10 | 31 | 31 |  | Bayonne | Passaic Valley Sewerage | 138 | 138 | HPFF | 2.34 | 0 | 1 | 2000 CU | 0 | 0 | 0 | 0 | 0 | 0 | 0 | 0 | 0 | 0 | 0 | 0 | 0 | 0 | 0 | 0 | 0 | 0 | 0 | 0 | 0 | 0 | 0 | 12
NO |  | 149 | 2011 | 11 | 2 | 2 |  |  |  | 138 | 138 | ST | 12.76 | 0 | 1 | 1033.5 54/7 ACSS | 0 | 0 | 0 | 0 | 0 | 0 | 0 | 0 | 0 | 0 | 0 | 0 | 0 | 0 | 0 | 0 | 0 | 0 | 0 | 0 | 0 | 0 | 0 | 12
NO |  | 149 | 2011 | 11 | 5 | 5 |  | Athenia | Kuller Road | 138 | 138 | HPFF | 1.82 | 0 | 1 | 2000 CU | 0 | 0 | 0 | 0 | 0 | 0 | 0 | 0 | 0 | 0 | 0 | 0 | 0 | 0 | 0 | 0 | 0 | 0 | 0 | 0 | 0 | 0 | 0 | 12
NO |  | 149 | 2011 | 11 | 7 | 7 |  | Bayway | Federal Square | 138 | 138 | HPGF | 5.32 | 0 | 1 | 2500 CU | 0 | 0 | 0 | 0 | 0 | 0 | 0 | 0 | 0 | 0 | 0 | 0 | 0 | 0 | 0 | 0 | 0 | 0 | 0 | 0 | 0 | 0 | 0 | 12
NO |  | 149 | 2011 | 11 | 23 | 23 |  |  |  | 138 | 138 | HPFF | 4.02 | 0 | 1 | 1500 CU | 0 | 0 | 0 | 0 | 0 | 0 | 0 | 0 | 0 | 0 | 0 | 0 | 0 | 0 | 0 | 0 | 0 | 0 | 0 | 0 | 0 | 0 | 0 | 12
NO |  | 149 | 2011 | 11 | 26 | 26 |  | Kearny | Marion | 138 | 138 | ST | 1.18 | 0 | 1 | 1033 54/7 ACSS | 0 | 0 | 0 | 0 | 0 | 0 | 0 | 0 | 0 | 0 | 0 | 0 | 0 | 0 | 0 | 0 | 0 | 0 | 0 | 0 | 0 | 0 | 0 | 12
NO |  | 149 | 2011 | 12 | 3 | 3 |  |  |  | 138 | 138 | ST | 0 | 6.31 | 1 | 795 ACSR | 0 | 0 | 0 | 0 | 0 | 0 | 0 | 0 | 0 | 0 | 0 | 0 | 0 | 0 | 0 | 0 | 0 | 0 | 0 | 0 | 0 | 0 | 0 | 12
NO |  | 149 | 2011 | 13 | 2 | 2 |  |  |  | 138 | 138 | HPFF | 2.72 | 0 | 1 | 2000 CU | 0 | 0 | 0 | 0 | 0 | 0 | 0 | 0 | 0 | 0 | 0 | 0 | 0 | 0 | 0 | 0 | 0 | 0 | 0 | 0 | 0 | 0 | 0 | 12
NO |  | 149 | 2011 | 10 | 21 | 21 |  |  |  | 138 | 138 | HPFF | 3.43 | 0 | 1 | 3000 AL | 0 | 0 | 0 | 0 | 0 | 0 | 0 | 0 | 0 | 0 | 0 | 0 | 0 | 0 | 0 | 0 | 0 | 0 | 0 | 0 | 0 | 0 | 0 | 12
NO |  | 149 | 2011 | 10 | 24 | 24 |  |  |  | 138 | 138 | ST | 0 | 0.03 | 1 | 1033.5 ACSS | 0 | 0 | 0 | 0 | 0 | 0 | 0 | 0 | 0 | 0 | 0 | 0 | 0 | 0 | 0 | 0 | 0 | 0 | 0 | 0 | 0 | 0 | 0 | 12
NO |  | 149 | 2011 | 10 | 29 | 29 |  |  |  | 138 | 230 | ST | 0 | 0.25 | 1 | 1590 ACSR | 0 | 0 | 0 | 0 | 0 | 0 | 0 | 0 | 0 | 0 | 0 | 0 | 0 | 0 | 0 | 0 | 0 | 0 | 0 | 0 | 0 | 0 | 0 | 12
NO |  | 149 | 2011 | 11 | 1 | 1 |  | Burlington | Camden | 138 | 138 | ST | 0.82 | 0 | 1 | 1590 54/19 ACRS | 0 | 0 | 0 | 0 | 0 | 0 | 0 | 0 | 0 | 0 | 0 | 0 | 0 | 0 | 0 | 0 | 0 | 0 | 0 | 0 | 0 | 0 | 0 | 12
NO |  | 149 | 2011 | 11 | 3 | 3 |  |  |  | 138 | 138 | ST | 0 | 0.07 | 1 | 1590 ACRS | 0 | 0 | 0 | 0 | 0 | 0 | 0 | 0 | 0 | 0 | 0 | 0 | 0 | 0 | 0 | 0 | 0 | 0 | 0 | 0 | 0 | 0 | 0 | 12
NO |  | 149 | 2011 | 11 | 8 | 8 |  |  |  | 138 | 138 | HPGF | 1.87 | 0 | 1 | 1250 CU | 0 | 0 | 0 | 0 | 0 | 0 | 0 | 0 | 0 | 0 | 0 | 0 | 0 | 0 | 0 | 0 | 0 | 0 | 0 | 0 | 0 | 0 | 0 | 12
NO |  | 149 | 2011 | 11 | 29 | 29 |  | Brunswick | Trenton | 138 | 138 | ST | 0 | 9.68 | 1 | 795 ACSR | 0 | 0 | 0 | 0 | 0 | 0 | 0 | 0 | 0 | 0 | 0 | 0 | 0 | 0 | 0 | 0 | 0 | 0 | 0 | 0 | 0 | 0 | 0 | 12
NO |  | 149 | 2011 | 11 | 34 | 34 |  | Newark | Doremus PL | 138 | 138 | HPFF | 5.02 | 0 | 1 | 2000 CU | 0 | 0 | 0 | 0 | 0 | 0 | 0 | 0 | 0 | 0 | 0 | 0 | 0 | 0 | 0 | 0 | 0 | 0 | 0 | 0 | 0 | 0 | 0 | 12
NO |  | 149 | 2011 | 12 | 1 | 1 |  | Roseland | Sewaren | 138 | 138 | ST | 0 | 0.11 | 1 | 795 ACSR | 0 | 0 | 0 | 0 | 0 | 0 | 0 | 0 | 0 | 0 | 0 | 0 | 0 | 0 | 0 | 0 | 0 | 0 | 0 | 0 | 0 | 0 | 0 | 12
NO |  | 149 | 2011 | 12 | 6 | 6 |  | Roseland | Fanwood | 138 | 138 | ST | 0 | 15.31 | 1 | 795 ACSR | 0 | 0 | 0 | 0 | 0 | 0 | 0 | 0 | 0 | 0 | 0 | 0 | 0 | 0 | 0 | 0 | 0 | 0 | 0 | 0 | 0 | 0 | 0 | 12
NO |  | 149 | 2011 | 12 | 8 | 8 |  | Metuchen | Edison | 138 | 138 | ST | 0 | 3.42 | 1 | 795 ACSR | 0 | 0 | 0 | 0 | 0 | 0 | 0 | 0 | 0 | 0 | 0 | 0 | 0 | 0 | 0 | 0 | 0 | 0 | 0 | 0 | 0 | 0 | 0 | 12
SI/SI | A | 149 | 2011 | 14 | 2 | 2 |  | Southampton | Medford | 69 | 69 | WP | 6.95 | 0 | 1 | 800 AAC | 0 | 0 | 0 | 0 | 0 | 0 | 0 | 0 | 0 | 0 | 0 | 0 | 0 | 0 | 0 | 0 | 0 | 0 | 0 | 0 | 0 | 0 | 0 | 12
NO |  | 149 | 2011 | 11 | 9 | 9 |  |  |  | 138 | 138 | HPFF | 1.97 | 0 | 1 | 2000 CU | 0 | 0 | 0 | 0 | 0 | 0 | 0 | 0 | 0 | 0 | 0 | 0 | 0 | 0 | 0 | 0 | 0 | 0 | 0 | 0 | 0 | 0 | 0 | 12
NO |  | 149 | 2011 | 11 | 11 | 11 |  | Newark | Foundry St. | 138 | 138 | HPFF | 3.12 | 0 | 1 | 2000 CU | 0 | 0 | 0 | 0 | 0 | 0 | 0 | 0 | 0 | 0 | 0 | 0 | 0 | 0 | 0 | 0 | 0 | 0 | 0 | 0 | 0 | 0 | 0 | 12
NO |  | 149 | 2011 | 11 | 13 | 13 |  | Aldene | Springfield Road | 138 | 138 | HPFF | 3.43 | 0 | 1 | 2000 CU | 0 | 0 | 0 | 0 | 0 | 0 | 0 | 0 | 0 | 0 | 0 | 0 | 0 | 0 | 0 | 0 | 0 | 0 | 0 | 0 | 0 | 0 | 0 | 12
NO |  | 149 | 2011 | 11 | 15 | 15 |  | Marlon | Bayonne | 138 | 138 | HPFF | 4.39 | 0 | 1 | 2000 CU | 0 | 0 | 0 | 0 | 0 | 0 | 0 | 0 | 0 | 0 | 0 | 0 | 0 | 0 | 0 | 0 | 0 | 0 | 0 | 0 | 0 | 0 | 0 | 12
NO |  | 149 | 2011 | 11 | 17 | 17 |  | Kuller RD. | Fairlawn | 138 | 230 | HPFF | 5.74 | 0 | 1 | 2000 CU | 0 | 0 | 0 | 0 | 0 | 0 | 0 | 0 | 0 | 0 | 0 | 0 | 0 | 0 | 0 | 0 | 0 | 0 | 0 | 0 | 0 | 0 | 0 | 12
NO |  | 149 | 2011 | 11 | 20 | 20 |  |  |  | 138 | 138 | ST | 0.23 | 0 | 1 | 795 ACSR | 0 | 0 | 0 | 0 | 0 | 0 | 0 | 0 | 0 | 0 | 0 | 0 | 0 | 0 | 0 | 0 | 0 | 0 | 0 | 0 | 0 | 0 | 0 | 12
NO |  | 149 | 2011 | 11 | 24 | 24 |  |  |  | 138 | 138 | HPFF | 7.2 | 0 | 1 | 1250 CU | 0 | 0 | 0 | 0 | 0 | 0 | 0 | 0 | 0 | 0 | 0 | 0 | 0 | 0 | 0 | 0 | 0 | 0 | 0 | 0 | 0 | 0 | 0 | 12
NO |  | 149 | 2011 | 11 | 27 | 27 |  |  |  | 138 | 138 | ST | 0.5 | 0 | 1 | 1590 ACSR | 0 | 0 | 0 | 0 | 0 | 0 | 0 | 0 | 0 | 0 | 0 | 0 | 0 | 0 | 0 | 0 | 0 | 0 | 0 | 0 | 0 | 0 | 0 | 12
NO |  | 149 | 2011 | 11 | 30 | 30 |  |  |  | 138 | 138 | ST | 0 | 10.1 | 1 | 1033.5 ACSS | 0 | 0 | 0 | 0 | 0 | 0 | 0 | 0 | 0 | 0 | 0 | 0 | 0 | 0 | 0 | 0 | 0 | 0 | 0 | 0 | 0 | 0 | 0 | 12
NO |  | 149 | 2011 | 11 | 32 | 32 |  |  | SVC to Forrestal | 138 | 138 | ST | 2.16 | 0 | 1 | 397.5 ACSR | 0 | 0 | 0 | 0 | 0 | 0 | 0 | 0 | 0 | 0 | 0 | 0 | 0 | 0 | 0 | 0 | 0 | 0 | 0 | 0 | 0 | 0 | 0 | 12
NO |  | 149 | 2011 | 12 | 2 | 2 |  |  |  | 138 | 138 | ST | 23.16 | 0 | 1 | 1590 ACSR | 0 | 0 | 0 | 0 | 0 | 0 | 0 | 0 | 0 | 0 | 0 | 0 | 0 | 0 | 0 | 0 | 0 | 0 | 0 | 0 | 0 | 0 | 0 | 12
NO |  | 149 | 2011 | 12 | 4 | 4 |  |  |  | 138 | 138 | ST | 0 | 0.14 | 1 | 795 ACSR | 0 | 0 | 0 | 0 | 0 | 0 | 0 | 0 | 0 | 0 | 0 | 0 | 0 | 0 | 0 | 0 | 0 | 0 | 0 | 0 | 0 | 0 | 0 | 12
NO |  | 149 | 2011 | 12 | 9 | 9 |  |  |  | 138 | 138 | ST | 0 | 0.37 | 1 | 1033.5 ACSS | 0 | 0 | 0 | 0 | 0 | 0 | 0 | 0 | 0 | 0 | 0 | 0 | 0 | 0 | 0 | 0 | 0 | 0 | 0 | 0 | 0 | 0 | 0 | 12
NO |  | 149 | 2011 | 12 | 32 | 32 |  | Metuchen | Metuchen | 138 | 138 | SP | 0.07 | 0 | 1 | 1590 ACSR | 0 | 0 | 0 | 0 | 0 | 0 | 0 | 0 | 0 | 0 | 0 | 0 | 0 | 0 | 0 | 0 | 0 | 0 | 0 | 0 | 0 | 0 | 0 | 12
NO |  | 149 | 2011 | 12 | 10 | 10 |  |  |  | 138 | 138 | ST | 0.07 | 0 | 1 | 1033.5 ACSS | 0 | 0 | 0 | 0 | 0 | 0 | 0 | 0 | 0 | 0 | 0 | 0 | 0 | 0 | 0 | 0 | 0 | 0 | 0 | 0 | 0 | 0 | 0 | 12
NO |  | 149 | 2011 | 12 | 12 | 12 |  | Gloucester | Cuthbert Blvd. | 138 | 138 | HPFF | 4.52 | 0 | 1 | 2000 CU | 0 | 0 | 0 | 0 | 0 | 0 | 0 | 0 | 0 | 0 | 0 | 0 | 0 | 0 | 0 | 0 | 0 | 0 | 0 | 0 | 0 | 0 | 0 | 12
NO |  | 149 | 2011 | 12 | 14 | 14 |  | Doremus PL. | Bayway | 138 | 138 | HPFF | 5.72 | 0 | 1 | 2000 CU | 0 | 0 | 0 | 0 | 0 | 0 | 0 | 0 | 0 | 0 | 0 | 0 | 0 | 0 | 0 | 0 | 0 | 0 | 0 | 0 | 0 | 0 | 0 | 12
NO |  | 149 | 2011 | 12 | 16 | 16 |  | Metuchen | Edison | 138 | 138 | ST | 3.83 | 0 | 1 | 1033.5 ACSS | 0 | 0 | 0 | 0 | 0 | 0 | 0 | 0 | 0 | 0 | 0 | 0 | 0 | 0 | 0 | 0 | 0 | 0 | 0 | 0 | 0 | 0 | 0 | 12
NO |  | 149 | 2011 | 12 | 30 | 30 |  |  |  | 138 | 138 | ST | 0 | 0 | 1 | 1590 ACSR | 0 | 0 | 0 | 0 | 0 | 0 | 0 | 0 | 0 | 0 | 0 | 0 | 0 | 0 | 0 | 0 | 0 | 0 | 0 | 0 | 0 | 0 | 0 | 12
NO |  | 149 | 2011 | 13 | 9 | 9 |  |  |  | 0 | 0 |  | 0 | 0 | 1 | 1033.5 ACSS | 0 | 0 | 0 | 0 | 0 | 0 | 0 | 0 | 0 | 0 | 0 | 0 | 0 | 0 | 0 | 0 | 0 | 0 | 0 | 0 | 0 | 0 | 0 | 12
NO |  | 149 | 2011 | 13 | 12 | 12 |  | Sewaren | Metuchen | 138 | 230 | ST | 1.12 | 0 | 1 | 795 ACSR | 0 | 0 | 0 | 0 | 0 | 0 | 0 | 0 | 0 | 0 | 0 | 0 | 0 | 0 | 0 | 0 | 0 | 0 | 0 | 0 | 0 | 0 | 0 | 12
NO |  | 149 | 2011 | 13 | 19 | 19 |  |  |  | 138 | 230 | ST | 0 | 1.43 | 1 | 1590 ACSR | 0 | 0 | 0 | 0 | 0 | 0 | 0 | 0 | 0 | 0 | 0 | 0 | 0 | 0 | 0 | 0 | 0 | 0 | 0 | 0 | 0 | 0 | 0 | 12
NO |  | 149 | 2011 | 13 | 21 | 21 |  | Bayway | Linden #1 | 138 | 230 | ST | 0 | 1.72 | 1 | 1590 ACSR | 0 | 0 | 0 | 0 | 0 | 0 | 0 | 0 | 0 | 0 | 0 | 0 | 0 | 0 | 0 | 0 | 0 | 0 | 0 | 0 | 0 | 0 | 0 | 12
SI/SI | A | 149 | 2011 | 13 | 34 | 34 |  | Penns Neck | Lawrence | 69 | 69 | WP | 8.71 | 0 | 1 | 800 AAC | 0 | 0 | 0 | 0 | 0 | 0 | 0 | 0 | 0 | 0 | 0 | 0 | 0 | 0 | 0 | 0 | 0 | 0 | 0 | 0 | 0 | 0 | 0 | 12
SI/SI | A | 149 | 2011 | 14 | 6 | 6 |  | North Bridge First Circuit |  | 69 | 69 | WP | 4.07 | 0 | 1 | 800 AAC | 0 | 0 | 0 | 0 | 0 | 0 | 0 | 0 | 0 | 0 | 0 | 0 | 0 | 0 | 0 | 0 | 0 | 0 | 0 | 0 | 0 | 0 | 0 | 12
NO |  | 149 | 2011 | 12 | 17 | 17 |  |  |  | 138 | 230 | ST | 0.7 | 0 | 1 | 1590 ACSR | 0 | 0 | 0 | 0 | 0 | 0 | 0 | 0 | 0 | 0 | 0 | 0 | 0 | 0 | 0 | 0 | 0 | 0 | 0 | 0 | 0 | 0 | 0 | 12
NO |  | 149 | 2011 | 12 | 19 | 19 |  | Bergen #1 | East Rutherford | 138 | 138 | HPFF | 6.64 | 0 | 1 | 2000 CU | 0 | 0 | 0 | 0 | 0 | 0 | 0 | 0 | 0 | 0 | 0 | 0 | 0 | 0 | 0 | 0 | 0 | 0 | 0 | 0 | 0 | 0 | 0 | 12
NO |  | 149 | 2011 | 12 | 21 | 21 |  | Roseland | West Orange | 138 | 138 | ST | 4.47 | 0 | 1 | 1590 ACSS | 0 | 0 | 0 | 0 | 0 | 0 | 0 | 0 | 0 | 0 | 0 | 0 | 0 | 0 | 0 | 0 | 0 | 0 | 0 | 0 | 0 | 0 | 0 | 12
NO |  | 149 | 2011 | 12 | 23 | 23 |  | Athenia | East Rutherford | 138 | 138 | HPFF | 3.75 | 0 | 1 | 2000 CU | 0 | 0 | 0 | 0 | 0 | 0 | 0 | 0 | 0 | 0 | 0 | 0 | 0 | 0 | 0 | 0 | 0 | 0 | 0 | 0 | 0 | 0 | 0 | 12
NO |  | 149 | 2011 | 12 | 25 | 25 |  | Burlington Unit 12 | Burlington 138KV Frame | 138 | 138 | SP | 0.19 | 0 | 1 | 795 ACSR | 0 | 0 | 0 | 0 | 0 | 0 | 0 | 0 | 0 | 0 | 0 | 0 | 0 | 0 | 0 | 0 | 0 | 0 | 0 | 0 | 0 | 0 | 0 | 12
NO |  | 149 | 2011 | 12 | 27 | 27 |  | Hudson | Marion | 138 | 138 | ST | 0.54 | 0 | 1 | 1590 ACSR | 0 | 0 | 0 | 0 | 0 | 0 | 0 | 0 | 0 | 0 | 0 | 0 | 0 | 0 | 0 | 0 | 0 | 0 | 0 | 0 | 0 | 0 | 0 | 12
NO |  | 149 | 2011 | 12 | 29 | 29 |  | Hudson | Marion | 138 | 138 | ST | 0.6 | 0 | 1 | 1590 ACSR | 0 | 0 | 0 | 0 | 0 | 0 | 0 | 0 | 0 | 0 | 0 | 0 | 0 | 0 | 0 | 0 | 0 | 0 | 0 | 0 | 0 | 0 | 0 | 12
NO |  | 149 | 2011 | 12 | 34 | 34 |  | Roseland | West Orange | 138 | 138 | ST | 4.5 | 0 | 1 | 795 ACSR | 0 | 0 | 0 | 0 | 0 | 0 | 0 | 0 | 0 | 0 | 0 | 0 | 0 | 0 | 0 | 0 | 0 | 0 | 0 | 0 | 0 | 0 | 0 | 12
NO |  | 149 | 2011 | 13 | 1 | 1 |  | Linden #1 | No. Ave. | 138 | 230 | ST | 1.51 | 0 | 1 | 1590 ACSR | 0 | 0 | 0 | 0 | 0 | 0 | 0 | 0 | 0 | 0 | 0 | 0 | 0 | 0 | 0 | 0 | 0 | 0 | 0 | 0 | 0 | 0 | 0 | 12
NO |  | 149 | 2011 | 13 | 4 | 4 |  | Edison | Devils Brook | 138 | 138 | ST | 11.31 | 0 | 1 | 795 ACSR | 0 | 0 | 0 | 0 | 0 | 0 | 0 | 0 | 0 | 0 | 0 | 0 | 0 | 0 | 0 | 0 | 0 | 0 | 0 | 0 | 0 | 0 | 0 | 12
NO |  | 149 | 2011 | 13 | 10 | 10 |  | Linden | Linden | 138 | 138 | ST | 0.15 | 0 | 0 |  | 0 | 0 | 0 | 0 | 0 | 0 | 0 | 0 | 0 | 0 | 0 | 0 | 0 | 0 | 0 | 0 | 0 | 0 | 0 | 0 | 0 | 0 | 0 | 12
NO |  | 149 | 2011 | 13 | 13 | 13 |  |  |  | 138 | 230 | ST | 5.51 | 0 | 1 | 1590 ACSR | 0 | 0 | 0 | 0 | 0 | 0 | 0 | 0 | 0 | 0 | 0 | 0 | 0 | 0 | 0 | 0 | 0 | 0 | 0 | 0 | 0 | 0 | 0 | 12
NO |  | 149 | 2011 | 13 | 16 | 16 |  | Linden | Linden | 138 | 138 | ST | 0.17 | 0 | 1 | 1590 ASCC/AW | 0 | 0 | 0 | 0 | 0 | 0 | 0 | 0 | 0 | 0 | 0 | 0 | 0 | 0 | 0 | 0 | 0 | 0 | 0 | 0 | 0 | 0 | 0 | 12
NO |  | 149 | 2011 | 13 | 18 | 18 |  | Linden #1 | Federal Square | 138 | 138 | ST | 0.34 | 0 | 1 | 1590 ACSR | 0 | 0 | 0 | 0 | 0 | 0 | 0 | 0 | 0 | 0 | 0 | 0 | 0 | 0 | 0 | 0 | 0 | 0 | 0 | 0 | 0 | 0 | 0 | 12
NO |  | 149 | 2011 | 13 | 25 | 25 |  |  | SVC to Colonial | 138 | 138 | ST | 0.2 | 0 | 1 | 397.5 ACSR | 0 | 0 | 0 | 0 | 0 | 0 | 0 | 0 | 0 | 0 | 0 | 0 | 0 | 0 | 0 | 0 | 0 | 0 | 0 | 0 | 0 | 0 | 0 | 12
NO |  | 149 | 2011 | 13 | 27 | 27 |  | West Orange | Springfield Rd. | 138 | 138 | HPFF | 8.87 | 0 | 1 | 2000 CU | 0 | 0 | 0 | 0 | 0 | 0 | 0 | 0 | 0 | 0 | 0 | 0 | 0 | 0 | 0 | 0 | 0 | 0 | 0 | 0 | 0 | 0 | 0 | 12
NO |  | 149 | 2011 | 13 | 32 | 32 |  | LINDEN #1 | BAYWAY | 138 | 138 | ST | 0 | 1.5 | 1 | 1590 ACSR | 0 | 0 | 0 | 0 | 0 | 0 | 0 | 0 | 0 | 0 | 0 | 0 | 0 | 0 | 0 | 0 | 0 | 0 | 0 | 0 | 0 | 0 | 0 | 12
NO |  | 149 | 2011 | 13 | 35 | 35 |  |  |  | 69 | 230 | ST | 0 | 2.96 | 1 | 477 ACSR | 0 | 0 | 0 | 0 | 0 | 0 | 0 | 0 | 0 | 0 | 0 | 0 | 0 | 0 | 0 | 0 | 0 | 0 | 0 | 0 | 0 | 0 | 0 | 12
SI/SI | A | 149 | 2011 | 14 | 7 | 7 |  | North Bridge Second Circuit |  | 69 | 69 | WP | 3.83 | 0 | 1 | 800 AAC | 0 | 0 | 0 | 0 | 0 | 0 | 0 | 0 | 0 | 0 | 0 | 0 | 0 | 0 | 0 | 0 | 0 | 0 | 0 | 0 | 0 | 0 | 0 | 12
SI/SI | A | 149 | 2011 | 14 | 9 | 9 |  | Bennetts | Lawrence | 69 | 69 | WP | 8.39 | 0 | 1 | 800 AAC | 0 | 0 | 0 | 0 | 0 | 0 | 0 | 0 | 0 | 0 | 0 | 0 | 0 | 0 | 0 | 0 | 0 | 0 | 0 | 0 | 0 | 0 | 0 | 12
SI/SI | A | 149 | 2011 | 14 | 10 | 10 |  |  |  | 69 | 36 | UCB | 0.45 | 0 | 1 | 1500 CU EPR | 0 | 0 | 0 | 0 | 0 | 0 | 0 | 0 | 0 | 0 | 0 | 0 | 0 | 0 | 0 | 0 | 0 | 0 | 0 | 0 | 0 | 0 | 0 | 12
NO |  | 149 | 2011 | 13 | 5 | 5 |  |  |  | 138 | 138 | ST | 0.14 | 0 | 1 | 1590 ACSR | 0 | 0 | 0 | 0 | 0 | 0 | 0 | 0 | 0 | 0 | 0 | 0 | 0 | 0 | 0 | 0 | 0 | 0 | 0 | 0 | 0 | 0 | 0 | 12
NO |  | 149 | 2011 | 13 | 8 | 8 |  |  |  | 138 | 138 | ST | 0.27 | 0 | 1 | 1590 ACSR | 0 | 0 | 0 | 0 | 0 | 0 | 0 | 0 | 0 | 0 | 0 | 0 | 0 | 0 | 0 | 0 | 0 | 0 | 0 | 0 | 0 | 0 | 0 | 12
NO |  | 149 | 2011 | 13 | 14 | 14 |  |  |  | 138 | 138 | ST | 0.21 | 0 | 1 | 1590 ACSR | 0 | 0 | 0 | 0 | 0 | 0 | 0 | 0 | 0 | 0 | 0 | 0 | 0 | 0 | 0 | 0 | 0 | 0 | 0 | 0 | 0 | 0 | 0 | 12
NO |  | 149 | 2011 | 13 | 22 | 22 |  |  |  | 138 | 138 | ST | 0.24 | 0 | 1 | 1590 ACSR | 0 | 0 | 0 | 0 | 0 | 0 | 0 | 0 | 0 | 0 | 0 | 0 | 0 | 0 | 0 | 0 | 0 | 0 | 0 | 0 | 0 | 0 | 0 | 12
NO |  | 149 | 2011 | 13 | 24 | 24 |  | Burlington | Trenton | 138 | 138 | ST | 22.46 | 0 | 1 | 1033.5 54/7 ACSS | 0 | 0 | 0 | 0 | 0 | 0 | 0 | 0 | 0 | 0 | 0 | 0 | 0 | 0 | 0 | 0 | 0 | 0 | 0 | 0 | 0 | 0 | 0 | 12
NO |  | 149 | 2011 | 13 | 29 | 29 |  | BURLINGTON | TRENTON | 138 | 138 | ST | 22.46 | 0 | 1 | 1033.5 54/7 ACSS | 0 | 0 | 0 | 0 | 0 | 0 | 0 | 0 | 0 | 0 | 0 | 0 | 0 | 0 | 0 | 0 | 0 | 0 | 0 | 0 | 0 | 0 | 0 | 12
SI/SI | A | 149 | 2011 | 14 | 4 | 4 |  | Bennetts | Franklin | 69 | 69 | WP | 10.28 | 0 | 1 | 800 AAC | 0 | 0 | 0 | 0 | 0 | 0 | 0 | 0 | 0 | 0 | 0 | 0 | 0 | 0 | 0 | 0 | 0 | 0 | 0 | 0 | 0 | 0 | 0 | 12
SI/SI | A | 149 | 2011 | 14 | 12 | 12 |  | Bennetts | Rutgers | 69 | 69 | WP | 14.88 | 0 | 1 | 800 AAC | 0 | 0 | 0 | 0 | 0 | 0 | 0 | 0 | 0 | 0 | 0 | 0 | 0 | 0 | 0 | 0 | 0 | 0 | 0 | 0 | 0 | 0 | 0 | 12
SI/SI | A | 149 | 2011 | 14 | 13 | 13 |  | Runnemede | Lawnside | 69 | 69 | WP | 7.24 | 0 | 1 | 800 AAC | 0 | 0 | 0 | 0 | 0 | 0 | 0 | 0 | 0 | 0 | 0 | 0 | 0 | 0 | 0 | 0 | 0 | 0 | 0 | 0 | 0 | 0 | 0 | 12
SI/SI | A | 149 | 2011 | 14 | 14 | 14 |  |  |  | 69 | 69 | UCB | 0.31 | 0 | 1 | 1500 CU EPR | 0 | 0 | 0 | 0 | 0 | 0 | 0 | 0 | 0 | 0 | 0 | 0 | 0 | 0 | 0 | 0 | 0 | 0 | 0 | 0 | 0 | 0 | 0 | 12
SI/SI | A | 149 | 2011 | 14 | 16 | 16 |  | Lawnside | Mapleshade | 69 | 69 | WP | 8.79 | 0 | 1 | 800 ACC | 0 | 0 | 0 | 0 | 0 | 0 | 0 | 0 | 0 | 0 | 0 | 0 | 0 | 0 | 0 | 0 | 0 | 0 | 0 | 0 | 0 | 0 | 0 | 12
SI/SI | A | 149 | 2011 | 14 | 17 | 17 |  | Hinchman Ave | Cedar Grove | 69 | 69 | WP | 8.26 | 0 | 1 | 800 ACC | 0 | 0 | 0 | 0 | 0 | 0 | 0 | 0 | 0 | 0 | 0 | 0 | 0 | 0 | 0 | 0 | 0 | 0 | 0 | 0 | 0 | 0 | 0 | 12
SI/SI | A | 149 | 2011 | 14 | 19 | 19 |  | North Bridge Street | Lake Nelson | 69 | 230 | ST | 3.03 | 0 | 1 | 800 ACC | 0 | 0 | 0 | 0 | 0 | 0 | 0 | 0 | 0 | 0 | 0 | 0 | 0 | 0 | 0 | 0 | 0 | 0 | 0 | 0 | 0 | 0 | 0 | 12
SI/SI | A | 149 | 2011 | 14 | 20 | 20 |  |  |  | 69 | 69 | UCB | 0.28 | 0 | 1 | 1500 CU EPR | 0 | 0 | 0 | 0 | 0 | 0 | 0 | 0 | 0 | 0 | 0 | 0 | 0 | 0 | 0 | 0 | 0 | 0 | 0 | 0 | 0 | 0 | 0 | 12
NO |  | 149 | 2011 | 14 | 22 | 22 |  |  |  | 0 | 0 |  | -1164.99 | -264.95 | 0 |  | 0 | 0 | 0 | 0 | 0 | 0 | 0 | 0 | 0 | 0 | 0 | 0 | 611490070 | 611490071 | 0 | 0 | 0 | 0 | 0 | 0 | 0 | 0 | 0 | 12
NO |  | 117 | 2011 | 0 | 1 | 1 |  | Homer City | Stolle 37 | 345 | 345 | Wood H Frames | 37.3 | 0 | 1 | 2-1192.5 ACSR | 1897017 | 11053117 | 12950134 | 0 | 0 | 0 | 0 | 0 | 0 | 0 | 0 | 0 | 0 | 0 | 0 | 0 | 0 | 0 | 0 | 0 | 0 | 0 | 0 | 12
NO |  | 117 | 2011 | 0 | 2 | 2 |  |  |  | 0 | 0 | Steel Towers | 0 | 0 | 0 |  | 0 | 0 | 0 | 0 | 0 | 0 | 0 | 0 | 0 | 0 | 0 | 0 | 0 | 0 | 0 | 0 | 0 | 0 | 0 | 0 | 0 | 0 | 0 | 12
NO |  | 117 | 2011 | 0 | 4 | 4 |  | Edic | New Scotland 14 & 18 | 345 | 345 | Steel Towers | 83.24 | 0 | 1 | 2-795 ACSR | 3376364 | 48907629 | 52283993 | 0 | 0 | 0 | 0 | 0 | 0 | 0 | 0 | 0 | 0 | 0 | 0 | 0 | 0 | 0 | 0 | 0 | 0 | 0 | 0 | 12
NO |  | 117 | 2011 | 0 | 6 | 6 |  | Nine Mile Point | Clay 8 & 9 | 345 | 345 | Wood H Frames | 26.5 | 0 | 1 | 2167 ACSR | 1220242 | 8551227 | 9771469 | 0 | 0 | 0 | 0 | 0 | 0 | 0 | 0 | 0 | 0 | 0 | 0 | 0 | 0 | 0 | 0 | 0 | 0 | 0 | 0 | 12
NO |  | 117 | 2011 | 0 | 7 | 7 |  |  |  | 0 | 0 | Steel Towers | 0 | 0 | 0 |  | 0 | 0 | 0 | 0 | 0 | 0 | 0 | 0 | 0 | 0 | 0 | 0 | 0 | 0 | 0 | 0 | 0 | 0 | 0 | 0 | 0 | 0 | 0 | 12
NO |  | 117 | 2011 | 0 | 9 | 9 |  | Clay | Dewitt 13 | 345 | 345 | Steel Towers | 15.07 | 0 | 1 | 2167 ACSR | 900555 | 3562481 | 4463036 | 0 | 0 | 0 | 0 | 0 | 0 | 0 | 0 | 0 | 0 | 0 | 0 | 0 | 0 | 0 | 0 | 0 | 0 | 0 | 0 | 12
NO |  | 117 | 2011 | 0 | 11 | 11 |  | Marcy | New Scotland 18 | 345 | 345 | Steel Towers | 1.35 | 0 | 1 | 2-1351.5 ACSR | 0 | 154118 | 154118 | 0 | 0 | 0 | 0 | 0 | 0 | 0 | 0 | 0 | 0 | 0 | 0 | 0 | 0 | 0 | 0 | 0 | 0 | 0 | 0 | 12
NO |  | 117 | 2011 | 0 | 13 | 13 |  | Marcy | New Scotland 18 | 345 | 345 | Steel H Frame | 82.99 | 0 | 1 | 4-1351.5 ACSR | 2322341 | 29049757 | 31372098 | 0 | 0 | 0 | 0 | 0 | 0 | 0 | 0 | 0 | 0 | 0 | 0 | 0 | 0 | 0 | 0 | 0 | 0 | 0 | 0 | 12
NO |  | 117 | 2011 | 0 | 14 | 14 |  |  |  | 0 | 0 |  | 0 | 0 | 0 | 2-1192.5 ACSR | 0 | 0 | 0 | 0 | 0 | 0 | 0 | 0 | 0 | 0 | 0 | 0 | 0 | 0 | 0 | 0 | 0 | 0 | 0 | 0 | 0 | 0 | 0 | 12
NO |  | 117 | 2011 | 0 | 16 | 16 |  | Oswego | Lafayette 17 | 345 | 345 | Wood H Frames | 47.55 | 0 | 1 | 2-1192.5 ACSR | 5625110 | 19886772 | 25511882 | 0 | 0 | 0 | 0 | 0 | 0 | 0 | 0 | 0 | 0 | 0 | 0 | 0 | 0 | 0 | 0 | 0 | 0 | 0 | 0 | 12
NO |  | 117 | 2011 | 0 | 17 | 17 |  |  |  | 0 | 0 | Steel Towers | 0 | 0 | 0 | 2-2500 CU | 0 | 0 | 0 | 0 | 0 | 0 | 0 | 0 | 0 | 0 | 0 | 0 | 0 | 0 | 0 | 0 | 0 | 0 | 0 | 0 | 0 | 0 | 0 | 12
NO |  | 117 | 2011 | 0 | 19 | 19 |  | Oswego | Volney 11 | 345 | 345 | Wood H Frames | 13.4 | 0 | 1 | 2-1192.5 ACSR | 1743552 | 3803207 | 5546759 | 0 | 0 | 0 | 0 | 0 | 0 | 0 | 0 | 0 | 0 | 0 | 0 | 0 | 0 | 0 | 0 | 0 | 0 | 0 | 0 | 12
NO |  | 117 | 2011 | 0 | 20 | 20 |  |  |  | 0 | 0 | Steel Towers | 0 | 0 | 0 |  | 0 | 0 | 0 | 0 | 0 | 0 | 0 | 0 | 0 | 0 | 0 | 0 | 0 | 0 | 0 | 0 | 0 | 0 | 0 | 0 | 0 | 0 | 0 | 12
NO |  | 117 | 2011 | 0 | 22 | 22 |  | Oswego | Volney 12 | 345 | 345 | Wood H Frames | 13.4 | 0 | 1 | 2-1192.5 ACSR | 0 | 3985557 | 3985557 | 0 | 0 | 0 | 0 | 0 | 0 | 0 | 0 | 0 | 0 | 0 | 0 | 0 | 0 | 0 | 0 | 0 | 0 | 0 | 0 | 12
NO |  | 117 | 2011 | 0 | 23 | 23 |  |  |  | 0 | 0 | Steel Towers | 0 | 0 | 0 |  | 0 | 0 | 0 | 0 | 0 | 0 | 0 | 0 | 0 | 0 | 0 | 0 | 0 | 0 | 0 | 0 | 0 | 0 | 0 | 0 | 0 | 0 | 0 | 12
NO |  | 117 | 2011 | 0 | 25 | 25 |  | Independence | Scriba 25 Clay 26 | 345 | 345 | Towers | 29.5 | 2.8 | 2 | 2-1192.5 ACSR | 0 | 28094936 | 28094936 | 0 | 0 | 0 | 0 | 0 | 0 | 0 | 0 | 0 | 0 | 0 | 0 | 0 | 0 | 0 | 0 | 0 | 0 | 0 | 0 | 12
NO |  | 117 | 2011 | 0 | 26 | 26 |  |  |  | 0 | 0 | Wood H Frames | 0 | 0 | 0 |  | 0 | 0 | 0 | 0 | 0 | 0 | 0 | 0 | 0 | 0 | 0 | 0 | 0 | 0 | 0 | 0 | 0 | 0 | 0 | 0 | 0 | 0 | 0 | 12
NO |  | 117 | 2011 | 0 | 28 | 28 |  | Volney | Clay 6 | 345 | 345 | Wood H Frames | 18.5 | 0 | 1 | 2167 ACSR | 0 | 887691 | 887691 | 0 | 0 | 0 | 0 | 0 | 0 | 0 | 0 | 0 | 0 | 0 | 0 | 0 | 0 | 0 | 0 | 0 | 0 | 0 | 0 | 12
NO |  | 117 | 2011 | 0 | 29 | 29 |  |  |  | 0 | 0 | Steel Towers | 0 | 0 | 0 |  | 0 | 0 | 0 | 0 | 0 | 0 | 0 | 0 | 0 | 0 | 0 | 0 | 0 | 0 | 0 | 0 | 0 | 0 | 0 | 0 | 0 | 0 | 0 | 12
NO |  | 117 | 2011 | 0 | 31 | 31 |  | Dewitt | Lafayette 3 | 345 | 345 | Wood H Frames | 8.5 | 0 | 1 | 2-1192.5 ACSR | 541168 | 4522940 | 5064108 | 0 | 0 | 0 | 0 | 0 | 0 | 0 | 0 | 0 | 0 | 0 | 0 | 0 | 0 | 0 | 0 | 0 | 0 | 0 | 0 | 12
NO |  | 117 | 2011 | 0 | 32 | 32 |  |  |  | 0 | 0 | Steel Towers | 0 | 0 | 0 |  | 0 | 0 | 0 | 0 | 0 | 0 | 0 | 0 | 0 | 0 | 0 | 0 | 0 | 0 | 0 | 0 | 0 | 0 | 0 | 0 | 0 | 0 | 0 | 12
NO |  | 117 | 2011 | 0 | 34 | 34 |  | Lafayette | Oakdale 4 | 345 | 345 | Wood H Frames | 38.6 | 0 | 1 | 2-1192.5 ACSR | 523794 | 26897437 | 27421231 | 0 | 0 | 0 | 0 | 0 | 0 | 0 | 0 | 0 | 0 | 0 | 0 | 0 | 0 | 0 | 0 | 0 | 0 | 0 | 0 | 12
NO |  | 117 | 2011 | 0 | 35 | 35 |  |  |  | 0 | 0 | Steel Towers | 0 | 0 | 0 |  | 0 | 0 | 0 | 0 | 0 | 0 | 0 | 0 | 0 | 0 | 0 | 0 | 0 | 0 | 0 | 0 | 0 | 0 | 0 | 0 | 0 | 0 | 0 | 12
NO |  | 117 | 2011 | 1 | 1 | 1 |  | Volney | Marcy 19 | 345 | 345 | Wood H Frames | 65.3 | 0 | 1 | 4-1351.5 ACSR | 2640639 | 61794 | 2702433 | 0 | 0 | 0 | 0 | 0 | 0 | 0 | 0 | 0 | 0 | 0 | 0 | 0 | 0 | 0 | 0 | 0 | 0 | 0 | 0 | 12
NO |  | 117 | 2011 | 1 | 2 | 2 |  |  |  | 0 | 0 | Steel Towers | 0 | 0 | 0 | 2-1192.5 ACSR | 0 | 0 | 0 | 0 | 0 | 0 | 0 | 0 | 0 | 0 | 0 | 0 | 0 | 0 | 0 | 0 | 0 | 0 | 0 | 0 | 0 | 0 | 0 | 12
NO |  | 117 | 2011 | 1 | 4 | 4 |  | Scriba | Volney 20 & 21 | 345 | 345 | Wood Poles | 8.8 | 8.8 | 2 | 2-1192.5 ACSR | 208643 | 3546703 | 3755346 | 0 | 0 | 0 | 0 | 0 | 0 | 0 | 0 | 0 | 0 | 0 | 0 | 0 | 0 | 0 | 0 | 0 | 0 | 0 | 0 | 12
NO |  | 117 | 2011 | 1 | 5 | 5 |  |  |  | 0 | 0 |  | 0 | 0 | 0 | 2167 ACSR | 0 | 0 | 0 | 0 | 0 | 0 | 0 | 0 | 0 | 0 | 0 | 0 | 0 | 0 | 0 | 0 | 0 | 0 | 0 | 0 | 0 | 0 | 0 | 12
NO |  | 117 | 2011 | 1 | 7 | 7 |  | Nine Mile Point | Scriba 9 | 345 | 345 | Wood Poles | 0.4 | 0 | 1 | 2-1192.5 ACSR | 0 | 442025 | 442025 | 0 | 0 | 0 | 0 | 0 | 0 | 0 | 0 | 0 | 0 | 0 | 0 | 0 | 0 | 0 | 0 | 0 | 0 | 0 | 0 | 12
NO |  | 117 | 2011 | 1 | 8 | 8 |  |  |  | 0 | 0 | Steel Towers | 0 | 0 | 0 | 2167 ACSR | 0 | 0 | 0 | 0 | 0 | 0 | 0 | 0 | 0 | 0 | 0 | 0 | 0 | 0 | 0 | 0 | 0 | 0 | 0 | 0 | 0 | 0 | 0 | 12
NO |  | 117 | 2011 | 1 | 10 | 10 |  | New Scotland | Alps 2 - Berkshire 393 | 345 | 345 | Steel H Frame | 30.8 | 0 | 1 | 2-1192.5 ACSR | 2587038 | 10177147 | 12764185 | 0 | 0 | 0 | 0 | 0 | 0 | 0 | 0 | 0 | 0 | 0 | 0 | 0 | 0 | 0 | 0 | 0 | 0 | 0 | 0 | 12
NO |  | 117 | 2011 | 1 | 11 | 11 |  |  |  | 0 | 0 |  | 0 | 0 | 0 | 3-1590 ACSR | 0 | 0 | 0 | 0 | 0 | 0 | 0 | 0 | 0 | 0 | 0 | 0 | 0 | 0 | 0 | 0 | 0 | 0 | 0 | 0 | 0 | 0 | 0 | 12
NO |  | 117 | 2011 | 1 | 13 | 13 |  | Reynolds Road | Alps 1 | 345 | 345 | Wood Poles | 11.1 | 0 | 1 | 2-1192.5 ACSR | 608370 | 4432925 | 5041295 | 0 | 0 | 0 | 0 | 0 | 0 | 0 | 0 | 0 | 0 | 0 | 0 | 0 | 0 | 0 | 0 | 0 | 0 | 0 | 0 | 12
NO |  | 117 | 2011 | 1 | 14 | 14 |  |  |  | 0 | 0 | Wood H Frames | 0 | 0 | 0 |  | 0 | 0 | 0 | 0 | 0 | 0 | 0 | 0 | 0 | 0 | 0 | 0 | 0 | 0 | 0 | 0 | 0 | 0 | 0 | 0 | 0 | 0 | 0 | 12
NO |  | 117 | 2011 | 1 | 15 | 15 |  |  |  | 0 | 0 | Steel Towers | 0 | 0 | 0 |  | 0 | 0 | 0 | 0 | 0 | 0 | 0 | 0 | 0 | 0 | 0 | 0 | 0 | 0 | 0 | 0 | 0 | 0 | 0 | 0 | 0 | 0 | 0 | 12
NO |  | 117 | 2011 | 1 | 17 | 17 |  | Leeds | Hurley 301 Roseton | 345 | 345 | Steel Towers | 0.01 | 0 | 1 | 2-1033.5 ACSR | 0 | 59438 | 59438 | 0 | 0 | 0 | 0 | 0 | 0 | 0 | 0 | 0 | 0 | 0 | 0 | 0 | 0 | 0 | 0 | 0 | 0 | 0 | 0 | 12
NO |  | 117 | 2011 | 1 | 19 | 19 |  | New Scotland | Leeds 91-95 | 345 | 345 | Steel Towers | 51.6 | 0 | 2 | 2-795 ACSR | 1756918 | 12646461 | 14403379 | 0 | 0 | 0 | 0 | 0 | 0 | 0 | 0 | 0 | 0 | 0 | 0 | 0 | 0 | 0 | 0 | 0 | 0 | 0 | 0 | 12
NO |  | 117 | 2011 | 2 | 1 | 1 |  | Dunkirk - S Ripley | Ripley - Erie 69 | 230 | 230 | Wood Poles | 31.4 | 0 | 1 | 1192.5 ACSR | 587933 | 2110358 | 2698291 | 0 | 0 | 0 | 0 | 0 | 0 | 0 | 0 | 0 | 0 | 0 | 0 | 0 | 0 | 0 | 0 | 0 | 0 | 0 | 0 | 12
NO |  | 117 | 2011 | 2 | 2 | 2 |  |  |  | 0 | 0 | Wood H Frames | 0 | 0 | 0 |  | 0 | 0 | 0 | 0 | 0 | 0 | 0 | 0 | 0 | 0 | 0 | 0 | 0 | 0 | 0 | 0 | 0 | 0 | 0 | 0 | 0 | 0 | 0 | 12
NO |  | 117 | 2011 | 2 | 3 | 3 |  |  |  | 0 | 0 | Steel Towers | 0 | 0 | 0 |  | 0 | 0 | 0 | 0 | 0 | 0 | 0 | 0 | 0 | 0 | 0 | 0 | 0 | 0 | 0 | 0 | 0 | 0 | 0 | 0 | 0 | 0 | 0 | 12
NO |  | 117 | 2011 | 2 | 5 | 5 |  | Gardenville | Dunkirk 73&74 | 230 | 230 | Wood Poles | 56.7 | 56.7 | 2 | 1192.5 ACSR | 3628032 | 5779217 | 9407249 | 0 | 0 | 0 | 0 | 0 | 0 | 0 | 0 | 0 | 0 | 0 | 0 | 0 | 0 | 0 | 0 | 0 | 0 | 0 | 0 | 12
NO |  | 117 | 2011 | 2 | 6 | 6 |  |  |  | 0 | 0 | Wood H Frames | 0 | 0 | 0 |  | 0 | 0 | 0 | 0 | 0 | 0 | 0 | 0 | 0 | 0 | 0 | 0 | 0 | 0 | 0 | 0 | 0 | 0 | 0 | 0 | 0 | 0 | 0 | 12
NO |  | 117 | 2011 | 2 | 7 | 7 |  |  |  | 0 | 0 | Steel Towers | 0 | 0 | 0 |  | 0 | 0 | 0 | 0 | 0 | 0 | 0 | 0 | 0 | 0 | 0 | 0 | 0 | 0 | 0 | 0 | 0 | 0 | 0 | 0 | 0 | 0 | 0 | 12
NO |  | 117 | 2011 | 2 | 9 | 9 |  | Niagara | Packard 61 | 230 | 230 | Steel Towers | 3.42 | 0 | 1 | 1431 ACSR | 68648 | 574375 | 643023 | 0 | 0 | 0 | 0 | 0 | 0 | 0 | 0 | 0 | 0 | 0 | 0 | 0 | 0 | 0 | 0 | 0 | 0 | 0 | 0 | 12
NO |  | 117 | 2011 | 2 | 11 | 11 |  | Niagara | Packard 62 | 230 | 230 | Steel Towers | 3.47 | 0 | 1 | 1431 ACSR | 0 | 347181 | 347181 | 0 | 0 | 0 | 0 | 0 | 0 | 0 | 0 | 0 | 0 | 0 | 0 | 0 | 0 | 0 | 0 | 0 | 0 | 0 | 0 | 12
NO |  | 117 | 2011 | 2 | 13 | 13 |  | Packard | Huntley 77&78 | 230 | 230 | Steel Towers | 12.1 | 12.1 | 2 | 1192.5 ACSR | 1229719 | 4358480 | 5588199 | 0 | 0 | 0 | 0 | 0 | 0 | 0 | 0 | 0 | 0 | 0 | 0 | 0 | 0 | 0 | 0 | 0 | 0 | 0 | 0 | 12
NO |  | 117 | 2011 | 2 | 14 | 14 |  |  |  | 0 | 0 |  | 0 | 0 | 0 | 1158.4 ACSR | 0 | 0 | 0 | 0 | 0 | 0 | 0 | 0 | 0 | 0 | 0 | 0 | 0 | 0 | 0 | 0 | 0 | 0 | 0 | 0 | 0 | 0 | 0 | 12
NO |  | 117 | 2011 | 2 | 15 | 15 |  |  |  | 0 | 0 |  | 0 | 0 | 0 | 1192.5 ACSR | 0 | 0 | 0 | 0 | 0 | 0 | 0 | 0 | 0 | 0 | 0 | 0 | 0 | 0 | 0 | 0 | 0 | 0 | 0 | 0 | 0 | 0 | 0 | 12
NO |  | 117 | 2011 | 2 | 17 | 17 |  | Edic | Porter 17 | 230 | 230 | Wood Poles | 0.4 | 0 | 1 | 2-795 ACSR | 0 | 114101 | 114101 | 0 | 0 | 0 | 0 | 0 | 0 | 0 | 0 | 0 | 0 | 0 | 0 | 0 | 0 | 0 | 0 | 0 | 0 | 0 | 0 | 12
NO |  | 117 | 2011 | 2 | 18 | 18 |  |  |  | 0 | 0 | Wood H Frames | 0 | 0 | 0 | 2167 ACSR | 0 | 0 | 0 | 0 | 0 | 0 | 0 | 0 | 0 | 0 | 0 | 0 | 0 | 0 | 0 | 0 | 0 | 0 | 0 | 0 | 0 | 0 | 0 | 12
NO |  | 117 | 2011 | 2 | 19 | 19 |  |  |  | 0 | 0 | Steel Towers | 0 | 0 | 0 |  | 0 | 0 | 0 | 0 | 0 | 0 | 0 | 0 | 0 | 0 | 0 | 0 | 0 | 0 | 0 | 0 | 0 | 0 | 0 | 0 | 0 | 0 | 0 | 12
NO |  | 117 | 2011 | 2 | 21 | 21 |  | Adirondack | Porter 11 | 230 | 230 | Wood H Frames | 54.5 | 0 | 1 | 795 ACSR | 523366 | 2718306 | 3241672 | 0 | 0 | 0 | 0 | 0 | 0 | 0 | 0 | 0 | 0 | 0 | 0 | 0 | 0 | 0 | 0 | 0 | 0 | 0 | 0 | 12
NO |  | 117 | 2011 | 2 | 22 | 22 |  |  |  | 0 | 0 | Steel Towers | 0 | 0 | 0 |  | 0 | 0 | 0 | 0 | 0 | 0 | 0 | 0 | 0 | 0 | 0 | 0 | 0 | 0 | 0 | 0 | 0 | 0 | 0 | 0 | 0 | 0 | 0 | 12
NO |  | 117 | 2011 | 2 | 24 | 24 |  | Adirondack | Porter 12 | 230 | 230 | Wood H Frames | 0 | 54.5 | 1 | 795 ACSR | 0 | 2150549 | 2150549 | 0 | 0 | 0 | 0 | 0 | 0 | 0 | 0 | 0 | 0 | 0 | 0 | 0 | 0 | 0 | 0 | 0 | 0 | 0 | 0 | 12
NO |  | 117 | 2011 | 2 | 25 | 25 |  |  |  | 0 | 0 | Steel Towers | 0 | 0 | 0 |  | 0 | 0 | 0 | 0 | 0 | 0 | 0 | 0 | 0 | 0 | 0 | 0 | 0 | 0 | 0 | 0 | 0 | 0 | 0 | 0 | 0 | 0 | 0 | 12
NO |  | 117 | 2011 | 2 | 27 | 27 |  | Porter | Rotterdam 30 | 230 | 230 | Wood H Frames | 71.5 | 0 | 1 | 795 ACSR | 788373 | 4111490 | 4899863 | 0 | 0 | 0 | 0 | 0 | 0 | 0 | 0 | 0 | 0 | 0 | 0 | 0 | 0 | 0 | 0 | 0 | 0 | 0 | 0 | 12
NO |  | 117 | 2011 | 2 | 28 | 28 |  |  |  | 0 | 0 | Steel Towers | 0 | 0 | 0 |  | 0 | 0 | 0 | 0 | 0 | 0 | 0 | 0 | 0 | 0 | 0 | 0 | 0 | 0 | 0 | 0 | 0 | 0 | 0 | 0 | 0 | 0 | 0 | 12
NO |  | 117 | 2011 | 2 | 30 | 30 |  | Porter | Rotterdam 31 | 230 | 230 | Wood H Frames | 72.2 | 0 | 1 | 795 ACSR | 178309 | 8272164 | 8450473 | 0 | 0 | 0 | 0 | 0 | 0 | 0 | 0 | 0 | 0 | 0 | 0 | 0 | 0 | 0 | 0 | 0 | 0 | 0 | 0 | 12
NO |  | 117 | 2011 | 2 | 31 | 31 |  |  |  | 0 | 0 | Wood Poles | 0 | 0 | 0 |  | 0 | 0 | 0 | 0 | 0 | 0 | 0 | 0 | 0 | 0 | 0 | 0 | 0 | 0 | 0 | 0 | 0 | 0 | 0 | 0 | 0 | 0 | 0 | 12
NO |  | 117 | 2011 | 2 | 33 | 33 |  | Rotterdam | Bear Swamp E205 | 230 | 230 | Wood H Frames | 43.8 | 0 | 1 | 795 ACSR | 1048577 | 4680132 | 5728709 | 0 | 0 | 0 | 0 | 0 | 0 | 0 | 0 | 0 | 0 | 0 | 0 | 0 | 0 | 0 | 0 | 0 | 0 | 0 | 0 | 12
NO |  | 117 | 2011 | 2 | 34 | 34 |  |  |  | 0 | 0 | Steel Towers | 0 | 0 | 0 | 1033.5 ACSR | 0 | 0 | 0 | 0 | 0 | 0 | 0 | 0 | 0 | 0 | 0 | 0 | 0 | 0 | 0 | 0 | 0 | 0 | 0 | 0 | 0 | 0 | 0 | 12
NO |  | 117 | 2011 | 3 | 1 | 1 |  | Beck | Packard 76 | 230 | 230 | Wood H Frames | 4.6 | 0 | 1 | 1158.4 ACSR | 26140 | 490510 | 516650 | 0 | 0 | 0 | 0 | 0 | 0 | 0 | 0 | 0 | 0 | 0 | 0 | 0 | 0 | 0 | 0 | 0 | 0 | 0 | 0 | 12
NO |  | 117 | 2011 | 3 | 2 | 2 |  |  |  | 0 | 0 | Steel Towers | 0 | 0 | 0 | 1192.5 ACSR | 0 | 0 | 0 | 0 | 0 | 0 | 0 | 0 | 0 | 0 | 0 | 0 | 0 | 0 | 0 | 0 | 0 | 0 | 0 | 0 | 0 | 0 | 0 | 12
NO |  | 117 | 2011 | 3 | 4 | 4 |  | Rotterdam | New Scotland 13 | 230 | 230 | Wood H Frames | 18.1 | 0 | 1 | 795 ACSR | 235415 | 1525192 | 1760607 | 0 | 0 | 0 | 0 | 0 | 0 | 0 | 0 | 0 | 0 | 0 | 0 | 0 | 0 | 0 | 0 | 0 | 0 | 0 | 0 | 12
NO |  | 117 | 2011 | 3 | 5 | 5 |  |  |  | 0 | 0 | Steel Towers | 0 | 0 | 0 |  | 0 | 0 | 0 | 0 | 0 | 0 | 0 | 0 | 0 | 0 | 0 | 0 | 0 | 0 | 0 | 0 | 0 | 0 | 0 | 0 | 0 | 0 | 0 | 12
SI/SI | A | 117 | 2011 | 4 | 5 | 5 |  | Lines Operated at 23kV |  | 0 | 0 | Wood Poles | 473.4 | 7.94 | 0 |  | 4157039 | 26048835 | 30205874 | 0 | 0 | 0 | 1009453.0342 | 0 | 0 | 0 | 0 | 0 | 0 | 0 | 0 | 0 | 0 | 0 | 0 | 0 | 0 | 0 | 0 | 12
SI/SI | A | 117 | 2011 | 4 | 7 | 7 |  | Lines Operated at <23kV |  | 0 | 0 | Wood Poles | 112.45 | 0.96 | 0 |  | 827006 | 1799198 | 2626204 | 0 | 0 | 0 | 87765.3663 | 0 | 0 | 0 | 0 | 0 | 0 | 0 | 0 | 0 | 0 | 0 | 0 | 0 | 0 | 0 | 0 | 12
NO |  | 117 | 2011 | 4 | 10 | 10 |  |  |  | 0 | 0 |  | 0 | 0 | 0 |  | 0 | 0 | 0 | 4779158 | 22930930 | 10774612 | 38484700 | 0 | 0 | 0 | 0 | 0 | 0 | 0 | 0 | 0 | 0 | 0 | 0 | 0 | 0 | 0 | 0 | 12
NO |  | 117 | 2011 | 0 | 36 | 36 |  | TOTAL |  | 0 | 0 |  | 10098.57 | 370.87 | 38 |  | 89711397 | 1061866695 | 1151578092 | 4779158 | 22930930 | 10774612 | 38484700 | 0 | 0 | 0 | 0 | 0 | 0 | 0 | 0 | 0 | 0 | 0 | 0 | 0 | 0 | 0 | 0 | 12
SI/SI | A | 117 | 2011 | 3 | 28 | 28 |  | Lines Operated at 115kV |  | 0 | 0 | Wood H Frames | 17.99 | 0 | 0 |  | 37907809 | 394911100 | 432818909 | 0 | 0 | 0 | 14464417.1185 | 0 | 0 | 0 | 0 | 0 | 0 | 0 | 0 | 0 | 0 | 0 | 0 | 0 | 0 | 0 | 0 | 12
NO |  | 117 | 2011 | 3 | 29 | 29 |  |  |  | 0 | 0 | Wood Poles | 8.43 | 0 | 0 |  | 19593 | 149364797 | 149384390 | 0 | 0 | 0 | 0 | 0 | 0 | 0 | 0 | 0 | 0 | 0 | 0 | 0 | 0 | 0 | 0 | 0 | 0 | 0 | 0 | 12
NO |  | 117 | 2011 | 3 | 30 | 30 |  |  |  | 0 | 0 | Steel Towers | 4421.39 | 121.43 | 0 |  | 0 | 0 | 0 | 0 | 0 | 0 | 0 | 0 | 0 | 0 | 0 | 0 | 0 | 0 | 0 | 0 | 0 | 0 | 0 | 0 | 0 | 0 | 0 | 12
NO |  | 117 | 2011 | 3 | 31 | 31 |  |  |  | 0 | 0 | Underground | 27.6 | 0 | 0 |  | 0 | 0 | 0 | 0 | 0 | 0 | 0 | 0 | 0 | 0 | 0 | 0 | 0 | 0 | 0 | 0 | 0 | 0 | 0 | 0 | 0 | 0 | 0 | 12
SI/SI | A | 117 | 2011 | 3 | 33 | 33 |  | Lines Operated at 69kV |  | 0 | 0 | Steel Poles | 245.01 | 24.19 | 0 |  | 2294539 | 26032111 | 28326650 | 0 | 0 | 0 | 946651.065 | 0 | 0 | 0 | 0 | 0 | 0 | 0 | 0 | 0 | 0 | 0 | 0 | 0 | 0 | 0 | 0 | 12
SI/SI | A | 117 | 2011 | 3 | 35 | 35 |  | Lines Operated at 46kV |  | 0 | 0 | Wood Poles | 317.32 | 0.41 | 0 |  | 1050637 | 42365728 | 43416365 | 0 | 0 | 0 | 1450935.7148 | 0 | 0 | 0 | 0 | 0 | 0 | 0 | 0 | 0 | 0 | 0 | 0 | 0 | 0 | 0 | 0 | 12
SI/SI | A | 117 | 2011 | 4 | 2 | 2 |  | Lines Operated at 34.5kV |  | 0 | 0 | Wood H Frames | 3508.52 | 81.04 | 0 |  | 9188511 | 163389509 | 172578020 | 0 | 0 | 0 | 5767401.5965 | 0 | 0 | 0 | 0 | 0 | 0 | 0 | 0 | 0 | 0 | 0 | 0 | 0 | 0 | 0 | 0 | 12
NO |  | 117 | 2011 | 4 | 3 | 3 |  |  |  | 0 | 0 | Wood Poles | 10.36 | 0 | 0 |  | 0 | 0 | 0 | 0 | 0 | 0 | 0 | 0 | 0 | 0 | 0 | 0 | 0 | 0 | 0 | 0 | 0 | 0 | 0 | 0 | 0 | 0 | 0 | 12
NO |  | 134 | 2011 | 0 | 1 | 1 |  | MALIN , OR | PG&E ROUND MTN , CA | 500 | 500 | Steel Tower | 47 | 0 | 1 | 3-1852 ACSR 51/27 | 0 | 0 | 0 | 0 | 0 | 0 | 0 | 611342156 | 0 | 0 | 0 | 0 | 0 | 0 | 0 | 0 | 0 | 0 | 0 | 0 | 0 | 0 | 0 | 12
NO |  | 134 | 2011 | 0 | 2 | 2 |  | KLAMATH CO-GEN , OR | CAPTAIN JACK , OR | 500 | 500 | Steel Tower | 26 | 0 | 1 | 3-1272 ACSR 36/1 | 0 | 0 | 0 | 0 | 0 | 0 | 0 | 611342633 | 0 | 0 | 0 | 0 | 0 | 0 | 0 | 0 | 0 | 0 | 0 | 0 | 0 | 0 | 0 | 12
NO |  | 134 | 2011 | 0 | 3 | 3 |  | MERIDIAN , OR | KLAMATH CO-GEN , OR | 500 | 500 | Steel Tower | 58 | 0 | 1 | 3-1272 ACSR 36/1 | 0 | 0 | 0 | 0 | 0 | 0 | 0 | 611342630 | 0 | 0 | 0 | 0 | 0 | 0 | 0 | 0 | 0 | 0 | 0 | 0 | 0 | 0 | 0 | 12
NO |  | 134 | 2011 | 0 | 4 | 4 |  | ALVEY , OR | DIXONVILLE 500 , OR | 500 | 500 | Steel Tower | 58 | 0 | 1 | 3-1272 ACSR 54/19 | 0 | 0 | 0 | 0 | 0 | 0 | 0 | 611342143 | 0 | 0 | 0 | 0 | 0 | 0 | 0 | 0 | 0 | 0 | 0 | 0 | 0 | 0 | 0 | 12
NO |  | 134 | 2011 | 0 | 5 | 5 |  | DIXONVILLE , OR | MERIDIAN , OR | 500 | 500 | Steel Tower | 74 | 0 | 1 | 3-1272 ACSR 54/19 | 0 | 0 | 0 | 0 | 0 | 0 | 0 | 611342169 | 0 | 0 | 0 | 0 | 0 | 0 | 0 | 0 | 0 | 0 | 0 | 0 | 0 | 0 | 0 | 12
NO |  | 134 | 2011 | 0 | 6 | 6 |  | CAPTAIN JACK , OR | MALIN , OR | 500 | 500 | Steel Tower | 7 | 0 | 1 | 3-2250 AAC /91 | 0 | 0 | 0 | 0 | 0 | 0 | 0 | 611342631 | 0 | 0 | 0 | 0 | 0 | 0 | 0 | 0 | 0 | 0 | 0 | 0 | 0 | 0 | 0 | 12
NO |  | 134 | 2011 | 0 | 7 | 7 |  | MIDPOINT , ID | MALIN , OR | 500 | 500 | Steel Tower | 447 | 0 | 1 | 3-1272 ACSR 36/1 | 0 | 0 | 0 | 0 | 0 | 0 | 0 | 611342632 | 0 | 0 | 0 | 0 | 0 | 0 | 0 | 0 | 0 | 0 | 0 | 0 | 0 | 0 | 0 | 12
NO |  | 134 | 2011 | 0 | 8 | 8 |  | COLSTRIP 4, MT | Switchyard, MT | 500 | 500 | Steel Tower | 1 | 0 | 1 |  | 0 | 0 | 0 | 0 | 0 | 0 | 0 | 611342147 | 0 | 0 | 0 | 0 | 0 | 0 | 0 | 0 | 0 | 0 | 0 | 0 | 0 | 0 | 0 | 12
NO |  | 134 | 2011 | 0 | 9 | 9 |  | COLSTRIP, MT | BROADVIEW A, MT | 500 | 500 | Steel Tower | 112 | 0 | 1 |  | 0 | 0 | 0 | 0 | 0 | 0 | 0 | 611342148 | 0 | 0 | 0 | 0 | 0 | 0 | 0 | 0 | 0 | 0 | 0 | 0 | 0 | 0 | 0 | 12
NO |  | 134 | 2011 | 0 | 10 | 10 |  | COLSTRIP, MT | BROADVIEW B, MT | 500 | 500 | Steel Tower | 116 | 0 | 1 |  | 0 | 0 | 0 | 0 | 0 | 0 | 0 | 611342368 | 0 | 0 | 0 | 0 | 0 | 0 | 0 | 0 | 0 | 0 | 0 | 0 | 0 | 0 | 0 | 12
NO |  | 134 | 2011 | 0 | 11 | 11 |  | BROADVIEW, MT | TOWNSEND A, MT | 500 | 500 | Steel Tower | 133 | 0 | 1 |  | 0 | 0 | 0 | 0 | 0 | 0 | 0 | 611342369 | 0 | 0 | 0 | 0 | 0 | 0 | 0 | 0 | 0 | 0 | 0 | 0 | 0 | 0 | 0 | 12
NO |  | 134 | 2011 | 0 | 12 | 12 |  | BROADVIEW, MT | TOWNSEND B, MT | 500 | 500 | Steel Tower | 133 | 0 | 1 |  | 0 | 0 | 0 | 0 | 0 | 0 | 0 | 611342367 | 0 | 0 | 0 | 0 | 0 | 0 | 0 | 0 | 0 | 0 | 0 | 0 | 0 | 0 | 0 | 12
NO |  | 134 | 2011 | 0 | 17 | 17 |  | BEN LOMOND, UT | BORAH, ID | 345 | 345 | Wood - H | 138 | 0 | 1 | 2-954 ACSR 45/7 | 0 | 0 | 0 | 0 | 0 | 0 | 0 | 0 | 0 | 0 | 0 | 0 | 0 | 0 | 0 | 0 | 0 | 0 | 0 | 0 | 0 | 0 | 0 | 12
NO |  | 134 | 2011 | 0 | 18 | 18 |  | BEN LOMOND, UT | TERMINAL, UT | 345 | 345 |  | 0 | 47 | 1 | 2-1272 ACSR 45/7 | 0 | 0 | 0 | 0 | 0 | 0 | 0 | 0 | 0 | 0 | 0 | 0 | 0 | 0 | 0 | 0 | 0 | 0 | 0 | 0 | 0 | 0 | 0 | 12
NO |  | 134 | 2011 | 0 | 19 | 19 |  | BEN LOMOND, UT | CAMP WILLIAMS, UT | 345 | 345 | Steel SP | 69 | 0 | 1 | 2-1272 ACSR 45/7 | 0 | 0 | 0 | 0 | 0 | 0 | 0 | 0 | 0 | 0 | 0 | 0 | 0 | 0 | 0 | 0 | 0 | 0 | 0 | 0 | 0 | 0 | 0 | 12
NO |  | 134 | 2011 | 0 | 20 | 20 |  | EMERY, UT | CAMP WILLIAMS, UT | 345 | 345 | Steel Tower | 121 | 0 | 1 | 2-1272 ACSR 45/7 | 0 | 0 | 0 | 0 | 0 | 0 | 0 | 0 | 0 | 0 | 0 | 0 | 0 | 0 | 0 | 0 | 0 | 0 | 0 | 0 | 0 | 0 | 0 | 12
NO |  | 134 | 2011 | 0 | 21 | 21 |  | CAMP WILLIAMS, UT | MONA #3, UT | 345 | 345 | Wood - H | 47 | 0 | 1 | 2-954 ACSR 45/7 | 0 | 0 | 0 | 0 | 0 | 0 | 0 | 0 | 0 | 0 | 0 | 0 | 0 | 0 | 0 | 0 | 0 | 0 | 0 | 0 | 0 | 0 | 0 | 12
NO |  | 134 | 2011 | 0 | 22 | 22 |  | NINETY SOUTH, UT | CAMP WILLIAMS #1, UT | 345 | 345 |  | 0 | 11 | 1 | 2-1272 ACSR 45/7 | 0 | 0 | 0 | 0 | 0 | 0 | 0 | 0 | 0 | 0 | 0 | 0 | 0 | 0 | 0 | 0 | 0 | 0 | 0 | 0 | 0 | 0 | 0 | 12
NO |  | 134 | 2011 | 0 | 23 | 23 |  | CAMP WILLIAMS, UT | MONA #1, UT | 345 | 345 | Wood - H | 47 | 0 | 1 | 2-1272 ACSR 45/7 | 0 | 0 | 0 | 0 | 0 | 0 | 0 | 0 | 0 | 0 | 0 | 0 | 0 | 0 | 0 | 0 | 0 | 0 | 0 | 0 | 0 | 0 | 0 | 12
NO |  | 134 | 2011 | 0 | 24 | 24 |  | CAMP WILLIAMS, UT | MONA #2, UT | 345 | 345 | Steel Tower | 47 | 0 | 1 | 2-954 ACSR 45/7 | 0 | 0 | 0 | 0 | 0 | 0 | 0 | 0 | 0 | 0 | 0 | 0 | 0 | 0 | 0 | 0 | 0 | 0 | 0 | 0 | 0 | 0 | 0 | 12
NO |  | 134 | 2011 | 0 | 25 | 25 |  | SPANISH FORK, UT | CAMP WILLIAMS, UT | 345 | 345 |  | 0 | 35 | 1 | 2-1272 ACSR 45/7 | 0 | 0 | 0 | 0 | 0 | 0 | 0 | 0 | 0 | 0 | 0 | 0 | 0 | 0 | 0 | 0 | 0 | 0 | 0 | 0 | 0 | 0 | 0 | 12
NO |  | 134 | 2011 | 0 | 26 | 26 |  | TERMINAL, UT | CAMP WILLIAMS #2, UT | 345 | 345 | Steel SP | 26 | 0 | 1 | 2-1272 ACSR 45/7 | 0 | 0 | 0 | 0 | 0 | 0 | 0 | 0 | 0 | 0 | 0 | 0 | 0 | 0 | 0 | 0 | 0 | 0 | 0 | 0 | 0 | 0 | 0 | 12
NO |  | 134 | 2011 | 0 | 27 | 27 |  | TERMINAL, UT | CAMP WILLIAMS, UT | 345 | 345 |  | 0 | 23 | 1 | 2-1272 ACSR 45/7 | 0 | 0 | 0 | 0 | 0 | 0 | 0 | 0 | 0 | 0 | 0 | 0 | 0 | 0 | 0 | 0 | 0 | 0 | 0 | 0 | 0 | 0 | 0 | 12
NO |  | 134 | 2011 | 0 | 28 | 28 |  | EMERY, UT | HUNTINGTON, UT | 345 | 345 | Wood - H | 20 | 0 | 1 | 2-954 ACSR 45/7 | 0 | 0 | 0 | 0 | 0 | 0 | 0 | 0 | 0 | 0 | 0 | 0 | 0 | 0 | 0 | 0 | 0 | 0 | 0 | 0 | 0 | 0 | 0 | 12
NO |  | 134 | 2011 | 0 | 29 | 29 |  | EMERY, UT | SIGURD #1, UT | 345 | 345 | Steel - H | 74 | 0 | 1 | 2-954 ACSR 45/7 | 0 | 0 | 0 | 0 | 0 | 0 | 0 | 0 | 0 | 0 | 0 | 0 | 0 | 0 | 0 | 0 | 0 | 0 | 0 | 0 | 0 | 0 | 0 | 12
NO |  | 134 | 2011 | 0 | 30 | 30 |  | EMERY, UT | SIGURD, #2 UT | 345 | 345 | Steel - H | 75 | 0 | 1 | 2-954 ACSR 54/7 | 0 | 0 | 0 | 0 | 0 | 0 | 0 | 0 | 0 | 0 | 0 | 0 | 0 | 0 | 0 | 0 | 0 | 0 | 0 | 0 | 0 | 0 | 0 | 12
NO |  | 134 | 2011 | 0 | 31 | 31 |  | FOUR CORNERS, NM | PINTO, UT | 345 | 345 | Wood - H | 101 | 0 | 1 | 2-795 ACSR 45/7 | 0 | 0 | 0 | 0 | 0 | 0 | 0 | 0 | 0 | 0 | 0 | 0 | 0 | 0 | 0 | 0 | 0 | 0 | 0 | 0 | 0 | 0 | 0 | 12
NO |  | 134 | 2011 | 0 | 32 | 32 |  | GOSHEN, ID | KINPORT, ID | 345 | 345 | Steel Tower | 41 | 0 | 1 | 2-795 ACSR 26/7 | 0 | 0 | 0 | 0 | 0 | 0 | 0 | 0 | 0 | 0 | 0 | 0 | 0 | 0 | 0 | 0 | 0 | 0 | 0 | 0 | 0 | 0 | 0 | 12
NO |  | 134 | 2011 | 0 | 33 | 33 |  | HUNTINGTON, UT | PINTO, UT | 345 | 345 | Wood - H | 159 | 0 | 1 | 2-795 ACSR 45/7 | 0 | 0 | 0 | 0 | 0 | 0 | 0 | 0 | 0 | 0 | 0 | 0 | 0 | 0 | 0 | 0 | 0 | 0 | 0 | 0 | 0 | 0 | 0 | 12
NO |  | 134 | 2011 | 0 | 34 | 34 |  | HUNTINGTON, UT | SPANISH FORK, UT | 345 | 345 | Steel Tower | 78 | 0 | 1 | 2-1272 ACSR 45/7 | 0 | 0 | 0 | 0 | 0 | 0 | 0 | 0 | 0 | 0 | 0 | 0 | 0 | 0 | 0 | 0 | 0 | 0 | 0 | 0 | 0 | 0 | 0 | 12
NO |  | 134 | 2011 | 0 | 35 | 35 |  | TERMINAL, UT | NINETY SOUTH, UT | 345 | 345 |  | 0 | 16 | 1 | 2-1272 ACSR 45/7 | 0 | 0 | 0 | 0 | 0 | 0 | 0 | 0 | 0 | 0 | 0 | 0 | 0 | 0 | 0 | 0 | 0 | 0 | 0 | 0 | 0 | 0 | 0 | 12
NO |  | 134 | 2011 | 1 | 1 | 1 |  | MONA, UT | SIGURD #1, UT | 345 | 345 | Wood - H | 69 | 0 | 1 | 2-795 ACSR 45/7 | 0 | 0 | 0 | 0 | 0 | 0 | 0 | 0 | 0 | 0 | 0 | 0 | 0 | 0 | 0 | 0 | 0 | 0 | 0 | 0 | 0 | 0 | 0 | 12
NO |  | 134 | 2011 | 1 | 2 | 2 |  | MONA, UT | SIGURD #2, UT | 345 | 345 | Steel Tower | 0 | 69 | 1 | 2-954 ACSR 45/7 | 0 | 0 | 0 | 0 | 0 | 0 | 0 | 0 | 0 | 0 | 0 | 0 | 0 | 0 | 0 | 0 | 0 | 0 | 0 | 0 | 0 | 0 | 0 | 12
NO |  | 134 | 2011 | 1 | 3 | 3 |  | SIGURD, UT | UT / NV BORDER, UT | 345 | 345 | Steel Tower | 190 | 0 | 1 | 2-954 ACSR 54/7 | 0 | 0 | 0 | 0 | 0 | 0 | 0 | 0 | 0 | 0 | 0 | 0 | 0 | 0 | 0 | 0 | 0 | 0 | 0 | 0 | 0 | 0 | 0 | 12
NO |  | 134 | 2011 | 1 | 4 | 4 |  | JIM BRIDGER, WY | BORAH, ID | 345 | 345 | Steel Tower | 240 | 0 | 1 | 2-1272 ACSR 36/1 | 0 | 0 | 0 | 0 | 0 | 0 | 0 | 0 | 0 | 0 | 0 | 0 | 0 | 0 | 0 | 0 | 0 | 0 | 0 | 0 | 0 | 0 | 0 | 12
NO |  | 134 | 2011 | 1 | 5 | 5 |  | JIM BRIDGER, WY | KINPORT, ID | 345 | 345 | Steel Tower | 234 | 0 | 1 | 2-1272 ACSR 36/1 | 0 | 0 | 0 | 0 | 0 | 0 | 0 | 0 | 0 | 0 | 0 | 0 | 0 | 0 | 0 | 0 | 0 | 0 | 0 | 0 | 0 | 0 | 0 | 12
NO |  | 134 | 2011 | 1 | 6 | 6 |  | MONA, UT | HUNTINGTON, UT | 345 | 345 | Wood - H | 60 | 0 | 1 | 2-954 ACSR 54/7 | 0 | 0 | 0 | 0 | 0 | 0 | 0 | 0 | 0 | 0 | 0 | 0 | 0 | 0 | 0 | 0 | 0 | 0 | 0 | 0 | 0 | 0 | 0 | 12
NO |  | 134 | 2011 | 1 | 7 | 7 |  | CURRENT CREEK, UT | MONA, UT | 345 | 345 | Steel SP | 1 | 0 | 1 | 2-954 ACSR 54/7 | 0 | 0 | 0 | 0 | 0 | 0 | 0 | 0 | 0 | 0 | 0 | 0 | 0 | 0 | 0 | 0 | 0 | 0 | 0 | 0 | 0 | 0 | 0 | 12
NO |  | 134 | 2011 | 1 | 8 | 8 |  | CAMP WILLIAMS, UT | MONA #4 UT | 345 | 345 | Steel SP | 5 | 42 | 1 | 2-954 ACSR 45/7 | 0 | 0 | 0 | 0 | 0 | 0 | 0 | 0 | 0 | 0 | 0 | 0 | 0 | 0 | 0 | 0 | 0 | 0 | 0 | 0 | 0 | 0 | 0 | 12
NO |  | 134 | 2011 | 1 | 9 | 9 |  | POPULUS #1, ID | BEN LOMOND, UT | 345 | 345 |  | 0 | 82 | 1 | 2-1272 ACSR 45/7 | 0 | 0 | 0 | 0 | 0 | 0 | 0 | 0 | 0 | 0 | 0 | 0 | 0 | 0 | 0 | 0 | 0 | 0 | 0 | 0 | 0 | 0 | 0 | 12
NO |  | 134 | 2011 | 1 | 10 | 10 |  | POPULUS #2, ID | BEN LOMOND, UT | 345 | 345 | Steel SP | 86 | 0 | 1 | 2-1272 ACSR 45/7 | 0 | 0 | 0 | 0 | 0 | 0 | 0 | 0 | 0 | 0 | 0 | 0 | 0 | 0 | 0 | 0 | 0 | 0 | 0 | 0 | 0 | 0 | 0 | 12
NO |  | 134 | 2011 | 1 | 11 | 11 |  | BEN LOMOND, UT | TERMINAL #1, UT | 345 | 345 |  | 0 | 47 | 1 | 2-1272 ACSR 45/7 | 0 | 0 | 0 | 0 | 0 | 0 | 0 | 0 | 0 | 0 | 0 | 0 | 0 | 0 | 0 | 0 | 0 | 0 | 0 | 0 | 0 | 0 | 0 | 12
NO |  | 134 | 2011 | 1 | 12 | 12 |  | BEN LOMOND, UT | TERMINAL #2, UT | 345 | 345 | Steel SP | 47 | 0 | 1 | 2-1272 ACSR 45/7 | 0 | 0 | 0 | 0 | 0 | 0 | 0 | 0 | 0 | 0 | 0 | 0 | 0 | 0 | 0 | 0 | 0 | 0 | 0 | 0 | 0 | 0 | 0 | 12
NO |  | 134 | 2011 | 1 | 13 | 13 |  | 90TH SOUTH, UT | CAMP WILLIAMS #4, UT | 345 | 345 |  | 0 | 11 | 1 |  | 0 | 0 | 0 | 0 | 0 | 0 | 0 | 0 | 0 | 0 | 0 | 0 | 0 | 0 | 0 | 611342105 | 0 | 0 | 0 | 0 | 0 | 0 | 0 | 12
NO |  | 134 | 2011 | 1 | 15 | 15 |  | 345 kV costs and expenses |  | 0 | 0 |  | 0 | 0 | 0 |  | 105594040 | 985695543 | 1091289583 | 0 | 3032050 | 828712 | 3860762 | 0 | 0 | 0 | 0 | 0 | 0 | 0 | 0 | 0 | 0 | 0 | 0 | 0 | 0 | 0 | 0 | 12
NO |  | 134 | 2011 | 1 | 17 | 17 |  | Subtotal 345kV |  | 0 | 0 |  | 1986 | 383 | 33 |  | 105594040 | 985695543 | 1091289583 | 0 | 3032050 | 828712 | 3860762 | 0 | 0 | 0 | 0 | 0 | 0 | 0 | 0 | 0 | 0 | 0 | 0 | 0 | 0 | 0 | 0 | 12
NO |  | 134 | 2011 | 1 | 19 | 19 |  | ANTELOPE, ID | ANACONDA, ID - MT | 230 | 230 | Wood - H | 76 | 0 | 1 | 1272 ACSR 45/7 | 0 | 0 | 0 | 0 | 0 | 0 | 0 | 0 | 0 | 0 | 0 | 0 | 0 | 0 | 0 | 0 | 0 | 0 | 0 | 0 | 0 | 0 | 0 | 12
NO |  | 134 | 2011 | 1 | 20 | 20 |  | ANTELOPE, ID | LOST RIVER, ID | 230 | 230 | Wood - H | 20 | 0 | 1 | 795 ACSR 45/7 | 0 | 0 | 0 | 0 | 0 | 0 | 0 | 0 | 0 | 0 | 0 | 0 | 0 | 0 | 0 | 0 | 0 | 0 | 0 | 0 | 0 | 0 | 0 | 12
NO |  | 134 | 2011 | 1 | 21 | 21 |  | BEN LOMOND, UT | NAUGHTON #1, WY | 230 | 230 | Wood - H | 88 | 0 | 1 | 795 ACSR 26/7 | 0 | 0 | 0 | 0 | 0 | 0 | 0 | 0 | 0 | 0 | 0 | 0 | 0 | 0 | 0 | 0 | 0 | 0 | 0 | 0 | 0 | 0 | 0 | 12
NO |  | 134 | 2011 | 1 | 22 | 22 |  | BEN LOMOND, UT | NAUGHTON #2, WY | 230 | 230 | Wood - H | 88 | 0 | 1 | 795 ACSR 26/7 | 0 | 0 | 0 | 0 | 0 | 0 | 0 | 0 | 0 | 0 | 0 | 0 | 0 | 0 | 0 | 0 | 0 | 0 | 0 | 0 | 0 | 0 | 0 | 12
NO |  | 134 | 2011 | 1 | 23 | 23 |  | BIRCH CREEK, UT | RAILROAD, WY | 230 | 230 | Wood - H | 19 | 0 | 1 | 954 ACSR 54/7 | 0 | 0 | 0 | 0 | 0 | 0 | 0 | 0 | 0 | 0 | 0 | 0 | 0 | 0 | 0 | 0 | 0 | 0 | 0 | 0 | 0 | 0 | 0 | 12
NO |  | 134 | 2011 | 1 | 24 | 24 |  | TREASURETON, ID | BRADY, ID | 230 | 230 | Wood - H | 66 | 0 | 1 | 795 ACSR 26/7 | 0 | 0 | 0 | 0 | 0 | 0 | 0 | 0 | 0 | 0 | 0 | 0 | 0 | 0 | 0 | 0 | 0 | 0 | 0 | 0 | 0 | 0 | 0 | 12
NO |  | 134 | 2011 | 1 | 25 | 25 |  | GLEN CANYON, AZ | SIGURD, UT | 230 | 230 | Wood - H | 159 | 0 | 1 | 954 ACSR 45/7 | 0 | 0 | 0 | 0 | 0 | 0 | 0 | 0 | 0 | 0 | 0 | 0 | 0 | 0 | 0 | 0 | 0 | 0 | 0 | 0 | 0 | 0 | 0 | 12
NO |  | 134 | 2011 | 1 | 26 | 26 |  | GONDER (ELY), UT | PAVANT, UT | 230 | 230 | Wood - H | 98 | 0 | 1 | 795 ACSR 45/7 | 0 | 0 | 0 | 0 | 0 | 0 | 0 | 0 | 0 | 0 | 0 | 0 | 0 | 0 | 0 | 0 | 0 | 0 | 0 | 0 | 0 | 0 | 0 | 12
NO |  | 134 | 2011 | 1 | 27 | 27 |  | NAUGHTON, WY | TREASURETON, ID | 230 | 230 | Wood - H | 80 | 0 | 1 | 1272 ACSR 45/7 | 0 | 0 | 0 | 0 | 0 | 0 | 0 | 0 | 0 | 0 | 0 | 0 | 0 | 0 | 0 | 0 | 0 | 0 | 0 | 0 | 0 | 0 | 0 | 12
NO |  | 134 | 2011 | 1 | 28 | 28 |  | PAROWAN VALLEY, UT | SIGURD, UT | 230 | 230 | Wood - H | 94 | 0 | 1 | 795 ACSR 45/7 | 0 | 0 | 0 | 0 | 0 | 0 | 0 | 0 | 0 | 0 | 0 | 0 | 0 | 0 | 0 | 0 | 0 | 0 | 0 | 0 | 0 | 0 | 0 | 12
NO |  | 134 | 2011 | 1 | 29 | 29 |  | PAROWAN VALLEY, UT | WEST CEDAR, UT | 230 | 230 | Wood - H | 26 | 0 | 1 | 795 ACSR 45/7 | 0 | 0 | 0 | 0 | 0 | 0 | 0 | 0 | 0 | 0 | 0 | 0 | 0 | 0 | 0 | 0 | 0 | 0 | 0 | 0 | 0 | 0 | 0 | 12
NO |  | 134 | 2011 | 1 | 30 | 30 |  | PAVANT, UT | SIGURD, UT | 230 | 230 | Wood - H | 43 | 0 | 1 | 795 ACSR 45/7 | 0 | 0 | 0 | 0 | 0 | 0 | 0 | 0 | 0 | 0 | 0 | 0 | 0 | 0 | 0 | 0 | 0 | 0 | 0 | 0 | 0 | 0 | 0 | 12
NO |  | 134 | 2011 | 1 | 31 | 31 |  | ATLANTIC CITY, WY | COLUMBIA GENEVA, WY | 230 | 230 | Wood - H | 1 | 0 | 1 | 1272 ACSR 36/1 | 0 | 0 | 0 | 0 | 0 | 0 | 0 | 0 | 0 | 0 | 0 | 0 | 0 | 0 | 0 | 0 | 0 | 0 | 0 | 0 | 0 | 0 | 0 | 12
NO |  | 134 | 2011 | 1 | 32 | 32 |  | PALISADES SS, WY | BLUE RIM, WY | 230 | 230 | Wood - H | 4 | 0 | 1 | 1272 ACSR 36/1 | 0 | 0 | 0 | 0 | 0 | 0 | 0 | 0 | 0 | 0 | 0 | 0 | 0 | 0 | 0 | 0 | 0 | 0 | 0 | 0 | 0 | 0 | 0 | 12
NO |  | 134 | 2011 | 1 | 33 | 33 |  | BUFFALO, WY | CASPER, WY | 230 | 230 | Wood - H | 107 | 0 | 1 | 1272 ACSR 36/1 | 0 | 0 | 0 | 0 | 0 | 0 | 0 | 0 | 0 | 0 | 0 | 0 | 0 | 0 | 0 | 0 | 0 | 0 | 0 | 0 | 0 | 0 | 0 | 12
NO |  | 134 | 2011 | 1 | 34 | 34 |  | GOOSE CREEK, WY | BUFFALO, WY | 230 | 230 | Wood - H | 43 | 0 | 1 | 795 ACSR 26/7 | 0 | 0 | 0 | 0 | 0 | 0 | 0 | 0 | 0 | 0 | 0 | 0 | 0 | 0 | 0 | 0 | 0 | 0 | 0 | 0 | 0 | 0 | 0 | 12
NO |  | 134 | 2011 | 1 | 35 | 35 |  | WYODAK, WY | BUFFALO, WY | 230 | 230 | Wood - H | 69 | 0 | 1 | 1272 ACSR 36/1 | 0 | 0 | 0 | 0 | 0 | 0 | 0 | 0 | 0 | 0 | 0 | 0 | 0 | 0 | 0 | 0 | 0 | 0 | 0 | 0 | 0 | 0 | 0 | 12
NO |  | 134 | 2011 | 2 | 1 | 1 |  | JIM BRIDGER, WY | DAVE JOHNSTON, WY | 230 | 230 | Wood - H | 218 | 0 | 1 | 1272 ACSR 36/1 | 0 | 0 | 0 | 0 | 0 | 0 | 0 | 0 | 0 | 0 | 0 | 0 | 0 | 0 | 0 | 0 | 0 | 0 | 0 | 0 | 0 | 0 | 0 | 12
NO |  | 134 | 2011 | 2 | 2 | 2 |  | BITTER CREEK, WY | MONELL, WY | 230 | 230 | Wood - H | 3 | 0 | 1 | 795 ACSR 26/7 | 0 | 0 | 0 | 0 | 0 | 0 | 0 | 0 | 0 | 0 | 0 | 0 | 0 | 0 | 0 | 0 | 0 | 0 | 0 | 0 | 0 | 0 | 0 | 12
NO |  | 134 | 2011 | 2 | 3 | 3 |  | SHIRLEY BASIN, WY | DUNLAP RANCH, WY | 230 | 230 | Wood - H | 12 | 0 | 1 | 795 ACSR 26/7 | 0 | 0 | 0 | 0 | 0 | 0 | 0 | 0 | 0 | 0 | 0 | 0 | 0 | 0 | 0 | 0 | 0 | 0 | 0 | 0 | 0 | 0 | 0 | 12
NO |  | 134 | 2011 | 2 | 4 | 4 |  | ROCK SPRINGS, WY | JIM BRIDGER, WY | 230 | 230 | Wood - H | 35 | 0 | 1 | 1272 ACSR 36/1 | 0 | 0 | 0 | 0 | 0 | 0 | 0 | 0 | 0 | 0 | 0 | 0 | 0 | 0 | 0 | 0 | 0 | 0 | 0 | 0 | 0 | 0 | 0 | 12
NO |  | 134 | 2011 | 2 | 5 | 5 |  | JIM BRIDGER, WY | SPENCE, WY | 230 | 230 | Wood - H | 149 | 0 | 1 | 1272 ACSR 36/1 | 0 | 0 | 0 | 0 | 0 | 0 | 0 | 0 | 0 | 0 | 0 | 0 | 0 | 0 | 0 | 0 | 0 | 0 | 0 | 0 | 0 | 0 | 0 | 12
NO |  | 134 | 2011 | 2 | 6 | 6 |  | BRIDGER PUMP, WY | MANS FACE, WY | 230 | 230 | Wood - H | 1 | 0 | 1 | 1272 ACSR 36/1 | 0 | 0 | 0 | 0 | 0 | 0 | 0 | 0 | 0 | 0 | 0 | 0 | 0 | 0 | 0 | 0 | 0 | 0 | 0 | 0 | 0 | 0 | 0 | 12
NO |  | 134 | 2011 | 2 | 7 | 7 |  | CASPER, WY | DAVE JOHNSTON, WY | 230 | 230 | Wood - H | 36 | 0 | 1 |  | 0 | 0 | 0 | 0 | 0 | 0 | 0 | 611342154 | 0 | 0 | 0 | 0 | 0 | 0 | 0 | 611342174 | 0 | 0 | 0 | 0 | 0 | 0 | 0 | 12
NO |  | 134 | 2011 | 2 | 8 | 8 |  | CASPER, WY | RIVERTON, WY | 230 | 230 | Wood - H | 110 | 0 | 1 | 1272 ACSR 36/1 | 0 | 0 | 0 | 0 | 0 | 0 | 0 | 0 | 0 | 0 | 0 | 0 | 0 | 0 | 0 | 0 | 0 | 0 | 0 | 0 | 0 | 0 | 0 | 12
NO |  | 134 | 2011 | 2 | 9 | 9 |  | DAVE JOHNSTON, WY | SPENCE, WY | 230 | 230 | Wood - H | 31 | 0 | 1 | 1272 ACSR 45/7 | 0 | 0 | 0 | 0 | 0 | 0 | 0 | 0 | 0 | 0 | 0 | 0 | 0 | 0 | 0 | 0 | 0 | 0 | 0 | 0 | 0 | 0 | 0 | 12
NO |  | 134 | 2011 | 2 | 10 | 10 |  | DAVE JOHNSTON, WY | WYODAK, WY | 230 | 230 | Wood - H | 69 | 0 | 1 | 1272 ACSR 36/1 | 0 | 0 | 0 | 0 | 0 | 0 | 0 | 0 | 0 | 0 | 0 | 0 | 0 | 0 | 0 | 0 | 0 | 0 | 0 | 0 | 0 | 0 | 0 | 12
NO |  | 134 | 2011 | 2 | 11 | 11 |  | MONUMENT, WY | EXXON, WY | 230 | 230 | Wood - H | 13 | 0 | 1 | 1272 ACSR 36/1 | 0 | 0 | 0 | 0 | 0 | 0 | 0 | 0 | 0 | 0 | 0 | 0 | 0 | 0 | 0 | 0 | 0 | 0 | 0 | 0 | 0 | 0 | 0 | 12
NO |  | 134 | 2011 | 2 | 12 | 12 |  | FIREHOLE, WY | MONUMENT, WY | 230 | 230 | Wood - H | 49 | 0 | 1 | 1272 ACSR 45/7 | 0 | 0 | 0 | 0 | 0 | 0 | 0 | 0 | 0 | 0 | 0 | 0 | 0 | 0 | 0 | 0 | 0 | 0 | 0 | 0 | 0 | 0 | 0 | 12
NO |  | 134 | 2011 | 2 | 13 | 13 |  | ROCK SPRINGS, UT | FLAMING GORGE, UT | 230 | 230 | Wood - H | 55 | 0 | 1 | 1272 ACSR 36/1 | 0 | 0 | 0 | 0 | 0 | 0 | 0 | 0 | 0 | 0 | 0 | 0 | 0 | 0 | 0 | 0 | 0 | 0 | 0 | 0 | 0 | 0 | 0 | 12
NO |  | 134 | 2011 | 2 | 14 | 14 |  | YELLOWTAIL, MT | GOOSE CREEK, WY | 230 | 230 | Wood - H | 59 | 0 | 1 | 795 ACSR 26/7 | 0 | 0 | 0 | 0 | 0 | 0 | 0 | 0 | 0 | 0 | 0 | 0 | 0 | 0 | 0 | 0 | 0 | 0 | 0 | 0 | 0 | 0 | 0 | 12
NO |  | 134 | 2011 | 2 | 15 | 15 |  | NAUGHTON, WY | MONUMENT, WY | 230 | 230 | Wood - H | 30 | 0 | 1 | 1272 ACSR 36/1 | 0 | 0 | 0 | 0 | 0 | 0 | 0 | 0 | 0 | 0 | 0 | 0 | 0 | 0 | 0 | 0 | 0 | 0 | 0 | 0 | 0 | 0 | 0 | 12
NO |  | 134 | 2011 | 2 | 16 | 16 |  | LIMA, WY | ROBERSON, WY | 230 | 230 | Wood - H | 2 | 0 | 1 | 1272 ACSR 45/7 | 0 | 0 | 0 | 0 | 0 | 0 | 0 | 0 | 0 | 0 | 0 | 0 | 0 | 0 | 0 | 0 | 0 | 0 | 0 | 0 | 0 | 0 | 0 | 12
NO |  | 134 | 2011 | 2 | 17 | 17 |  | ROCK SPRINGS, WY | MONUMENT, WY | 230 | 230 | Wood - H | 41 | 0 | 1 | 1272 ACSR 36/1 | 0 | 0 | 0 | 0 | 0 | 0 | 0 | 0 | 0 | 0 | 0 | 0 | 0 | 0 | 0 | 0 | 0 | 0 | 0 | 0 | 0 | 0 | 0 | 12
NO |  | 134 | 2011 | 2 | 18 | 18 |  | RIVERTON, WY | ROCK SPRINGS, WY | 230 | 230 | Wood - H | 118 | 0 | 1 | 1272 ACSR 36/1 | 0 | 0 | 0 | 0 | 0 | 0 | 0 | 0 | 0 | 0 | 0 | 0 | 0 | 0 | 0 | 0 | 0 | 0 | 0 | 0 | 0 | 0 | 0 | 12
NO |  | 134 | 2011 | 2 | 19 | 19 |  | RIVERTON, WY | THERMOPOLIS, WY | 230 | 230 | Wood - H | 51 | 0 | 1 | 1272 ACSR 36/1 | 0 | 0 | 0 | 0 | 0 | 0 | 0 | 0 | 0 | 0 | 0 | 0 | 0 | 0 | 0 | 0 | 0 | 0 | 0 | 0 | 0 | 0 | 0 | 12
NO |  | 134 | 2011 | 2 | 20 | 20 |  | THERMOPOLIS, WY | YELLOWTAIL, MT | 230 | 230 | Wood - H | 176 | 0 | 1 | 1272 ACSR 36/1 | 0 | 0 | 0 | 0 | 0 | 0 | 0 | 0 | 0 | 0 | 0 | 0 | 0 | 0 | 0 | 0 | 0 | 0 | 0 | 0 | 0 | 0 | 0 | 12
NO |  | 134 | 2011 | 2 | 21 | 21 |  | CHAPPEL CREEK, WY | CRAVEN CREEK, WY | 230 | 230 | Steel - SP | 30 | 0 | 1 | 954 ACSR 54/7 | 0 | 0 | 0 | 0 | 0 | 0 | 0 | 0 | 0 | 0 | 0 | 0 | 0 | 0 | 0 | 0 | 0 | 0 | 0 | 0 | 0 | 0 | 0 | 12
NO |  | 134 | 2011 | 2 | 22 | 22 |  | NAUGHTON, WY | WILLIAMS OPAL, WY | 230 | 230 | Wood - H | 16 | 0 | 1 | 954 ACSR 54/7 | 0 | 0 | 0 | 0 | 0 | 0 | 0 | 0 | 0 | 0 | 0 | 0 | 0 | 0 | 0 | 0 | 0 | 0 | 0 | 0 | 0 | 0 | 0 | 12
NO |  | 134 | 2011 | 2 | 23 | 23 |  | CHAPPEL CREEK, WY | JONAH GAS, WY | 230 | 230 | Wood - H | 32 | 0 | 1 | 1272 ACSR 45/7 | 0 | 0 | 0 | 0 | 0 | 0 | 0 | 0 | 0 | 0 | 0 | 0 | 0 | 0 | 0 | 0 | 0 | 0 | 0 | 0 | 0 | 0 | 0 | 12
NO |  | 134 | 2011 | 2 | 24 | 24 |  | MINERS, WY | HIGH PLAINS, WY | 230 | 230 | Wood - H | 39 | 0 | 1 | 1272 ACSR 45/7 | 0 | 0 | 0 | 0 | 0 | 0 | 0 | 0 | 0 | 0 | 0 | 0 | 0 | 0 | 0 | 0 | 0 | 0 | 0 | 0 | 0 | 0 | 0 | 12
NO |  | 134 | 2011 | 2 | 25 | 25 |  | POINT OF ROCKS, WY | ROCK SPRINGS, WY | 230 | 230 | Wood - H | 27 | 0 | 1 | 1272 ACSR 45/7 | 0 | 0 | 0 | 0 | 0 | 0 | 0 | 0 | 0 | 0 | 0 | 0 | 0 | 0 | 0 | 0 | 0 | 0 | 0 | 0 | 0 | 0 | 0 | 12
NO |  | 134 | 2011 | 2 | 26 | 26 |  | MONUMENT, WY | CRAVEN CREEK, WY | 230 | 230 | Wood - H | 20 | 0 | 1 | 1272 ACSR 45/7 | 0 | 0 | 0 | 0 | 0 | 0 | 0 | 0 | 0 | 0 | 0 | 0 | 0 | 0 | 0 | 0 | 0 | 0 | 0 | 0 | 0 | 0 | 0 | 12
NO |  | 134 | 2011 | 2 | 27 | 27 |  | OREGON BASIN (PAC), WY | OR BASIN (MART OIL), WY | 230 | 230 | Wood - H | 1 | 0 | 1 | 1272 ACSR 45/7 | 0 | 0 | 0 | 0 | 0 | 0 | 0 | 0 | 0 | 0 | 0 | 0 | 0 | 0 | 0 | 0 | 0 | 0 | 0 | 0 | 0 | 0 | 0 | 12
NO |  | 134 | 2011 | 2 | 28 | 28 |  | WINDSTAR, WY | GLENROCK, WY | 230 | 230 | Wood - H | 13 | 0 | 1 | 1272 ACSR 45/7 | 0 | 0 | 0 | 0 | 0 | 0 | 0 | 0 | 0 | 0 | 0 | 0 | 0 | 0 | 0 | 0 | 0 | 0 | 0 | 0 | 0 | 0 | 0 | 12
NO |  | 134 | 2011 | 2 | 29 | 29 |  | CHAPPEL CREEK, WY | RILEY RIDGE, WY | 230 | 230 | Wood - H | 29 | 6 | 1 | 1272 ACSR 45/7 | 0 | 0 | 0 | 0 | 0 | 0 | 0 | 0 | 0 | 0 | 0 | 0 | 0 | 0 | 0 | 0 | 0 | 0 | 0 | 0 | 0 | 0 | 0 | 12
NO |  | 134 | 2011 | 2 | 30 | 30 |  | YAMSAY, OR | KLAMATH FALLS, OR | 230 | 230 | Wood - H | 63 | 0 | 1 | 795 ACSR 26/7 | 0 | 0 | 0 | 0 | 0 | 0 | 0 | 0 | 0 | 0 | 0 | 0 | 0 | 0 | 0 | 0 | 0 | 0 | 0 | 0 | 0 | 0 | 0 | 12
NO |  | 134 | 2011 | 2 | 31 | 31 |  | KLAMATH FALLS, OR | MALIN, OR | 230 | 230 | Wood - H | 35 | 0 | 1 | 1272 ACSR 36/1 | 0 | 0 | 0 | 0 | 0 | 0 | 0 | 0 | 0 | 0 | 0 | 0 | 0 | 0 | 0 | 0 | 0 | 0 | 0 | 0 | 0 | 0 | 0 | 12
NO |  | 134 | 2011 | 2 | 32 | 32 |  | LONE PINE, OR | KLAMATH FALLS, OR | 230 | 230 | Wood - H | 76 | 0 | 1 | 795 ACSR 26/7 | 0 | 0 | 0 | 0 | 0 | 0 | 0 | 0 | 0 | 0 | 0 | 0 | 0 | 0 | 0 | 0 | 0 | 0 | 0 | 0 | 0 | 0 | 0 | 12
NO |  | 134 | 2011 | 2 | 33 | 33 |  | LONE PINE, OR | MERIDIAN, OR | 230 | 230 | Steel SP | 5 | 0 | 1 | 1272 ACSR 36/1 | 0 | 0 | 0 | 0 | 0 | 0 | 0 | 0 | 0 | 0 | 0 | 0 | 0 | 0 | 0 | 0 | 0 | 0 | 0 | 0 | 0 | 0 | 0 | 12
NO |  | 134 | 2011 | 2 | 34 | 34 |  | GRANTS PASS, OR | DIXONVILLE LINE 72, OR | 230 | 230 | Wood - H | 62 | 0 | 1 | 1272 ACSR 36/1 | 0 | 0 | 0 | 0 | 0 | 0 | 0 | 0 | 0 | 0 | 0 | 0 | 0 | 0 | 0 | 0 | 0 | 0 | 0 | 0 | 0 | 0 | 0 | 12
NO |  | 134 | 2011 | 2 | 35 | 35 |  | DIXONVILLE, OR | RESTON BPA, OR | 230 | 230 | Wood - H | 17 | 0 | 1 | 795 ACSR 26/7 | 0 | 0 | 0 | 0 | 0 | 0 | 0 | 0 | 0 | 0 | 0 | 0 | 0 | 0 | 0 | 0 | 0 | 0 | 0 | 0 | 0 | 0 | 0 | 12
NO |  | 134 | 2011 | 3 | 1 | 1 |  | TAP TO HANNA, OR | NICKEL MOUNTAIN, OR | 230 | 230 | Wood - H | 9 | 0 | 1 | 795 ACSR 26/7 | 0 | 0 | 0 | 0 | 0 | 0 | 0 | 0 | 0 | 0 | 0 | 0 | 0 | 0 | 0 | 0 | 0 | 0 | 0 | 0 | 0 | 0 | 0 | 12
NO |  | 134 | 2011 | 3 | 2 | 2 |  | DIXONVILLE 500, OR | DIXONVILLE 230, OR | 230 | 230 | Wood - H | 1 | 0 | 1 | 1272 ACSR 36/1 | 0 | 0 | 0 | 0 | 0 | 0 | 0 | 0 | 0 | 0 | 0 | 0 | 0 | 0 | 0 | 0 | 0 | 0 | 0 | 0 | 0 | 0 | 0 | 12
NO |  | 134 | 2011 | 3 | 3 | 3 |  | MERIDIAN, OR | GRANTS PASS, OR | 230 | 230 | Wood - H | 35 | 0 | 1 | 1272 ACSR 36/1 | 0 | 0 | 0 | 0 | 0 | 0 | 0 | 0 | 0 | 0 | 0 | 0 | 0 | 0 | 0 | 0 | 0 | 0 | 0 | 0 | 0 | 0 | 0 | 12
NO |  | 134 | 2011 | 3 | 4 | 4 |  | MERIDIAN, OR | LONE PINE, OR | 230 | 230 | Wood - H | 0 | 5 | 1 | 1272 ACSR 54/19 | 0 | 0 | 0 | 0 | 0 | 0 | 0 | 0 | 0 | 0 | 0 | 0 | 0 | 0 | 0 | 0 | 0 | 0 | 0 | 0 | 0 | 0 | 0 | 12
NO |  | 134 | 2011 | 3 | 5 | 5 |  | FAIRVIEW BPA, OR | ISTHMUS, OR | 230 | 230 | Wood - H | 12 | 0 | 1 | 1272 ACSR 36/1 | 0 | 0 | 0 | 0 | 0 | 0 | 0 | 0 | 0 | 0 | 0 | 0 | 0 | 0 | 0 | 0 | 0 | 0 | 0 | 0 | 0 | 0 | 0 | 12
NO |  | 134 | 2011 | 3 | 6 | 6 |  | TROUTDLE-LINNEMN, OR | TROUTDALE PP&L, OR | 230 | 230 | Wood - H | 1 | 0 | 1 | 1272 ACSR 36/1 | 0 | 0 | 0 | 0 | 0 | 0 | 0 | 0 | 0 | 0 | 0 | 0 | 0 | 0 | 0 | 0 | 0 | 0 | 0 | 0 | 0 | 0 | 0 | 12
NO |  | 134 | 2011 | 3 | 7 | 7 |  | TROUTDALE BPA, OR | GRESHAM PGE, OR | 230 | 230 | Steel Tower | 6 | 0 | 1 | 954 ACSR 45/7 | 0 | 0 | 0 | 0 | 0 | 0 | 0 | 0 | 0 | 0 | 0 | 0 | 0 | 0 | 0 | 0 | 0 | 0 | 0 | 0 | 0 | 0 | 0 | 12
NO |  | 134 | 2011 | 3 | 8 | 8 |  | TROUTDALE BPA, OR | LINNEMAN PGE, OR | 230 | 230 |  | 0 | 6 | 1 | 900 ACSR 54/7 | 0 | 0 | 0 | 0 | 0 | 0 | 0 | 0 | 0 | 0 | 0 | 0 | 0 | 0 | 0 | 0 | 0 | 0 | 0 | 0 | 0 | 0 | 0 | 12
NO |  | 134 | 2011 | 3 | 9 | 9 |  | SWIFT No. 1, WA | SWIFT No. 2, WA | 230 | 230 | Wood - H | 2 | 0 | 1 | 954 ACSR 45/7 | 0 | 0 | 0 | 0 | 0 | 0 | 0 | 0 | 0 | 0 | 0 | 0 | 0 | 0 | 0 | 0 | 0 | 0 | 0 | 0 | 0 | 0 | 0 | 12
NO |  | 134 | 2011 | 3 | 10 | 10 |  | SWIFT No. 2, WA | WOODLAND BPA SS, WA | 230 | 230 | Wood - H | 23 | 0 | 1 | 954 ACSR 45/7 | 0 | 0 | 0 | 0 | 0 | 0 | 0 | 0 | 0 | 0 | 0 | 0 | 0 | 0 | 0 | 0 | 0 | 0 | 0 | 0 | 0 | 0 | 0 | 12
NO |  | 134 | 2011 | 3 | 11 | 11 |  | FRY, OR | BETHEL, OR | 230 | 230 | Wood - H | 26 | 0 | 1 | 1272 ACSR 36/1 | 0 | 0 | 0 | 0 | 0 | 0 | 0 | 0 | 0 | 0 | 0 | 0 | 0 | 0 | 0 | 0 | 0 | 0 | 0 | 0 | 0 | 0 | 0 | 12
NO |  | 134 | 2011 | 3 | 12 | 12 |  | FRY, OR | ALVEY, OR | 230 | 230 | Wood - H | 45 | 0 | 1 | 1272 ACSR 36/1 | 0 | 0 | 0 | 0 | 0 | 0 | 0 | 0 | 0 | 0 | 0 | 0 | 0 | 0 | 0 | 0 | 0 | 0 | 0 | 0 | 0 | 0 | 0 | 12
NO |  | 134 | 2011 | 3 | 13 | 13 |  | ALVEY, OR | DIXONVILLE, OR | 230 | 230 | Wood - H | 59 | 0 | 1 | 1272 ACSR 36/1 | 0 | 0 | 0 | 0 | 0 | 0 | 0 | 0 | 0 | 0 | 0 | 0 | 0 | 0 | 0 | 0 | 0 | 0 | 0 | 0 | 0 | 0 | 0 | 12
NO |  | 134 | 2011 | 3 | 14 | 14 |  | HURRICANE, OR | WALLA WALLA, WA | 230 | 230 | Wood - H | 78 | 0 | 1 | 1272 ACSR 36/1 | 0 | 0 | 0 | 0 | 0 | 0 | 0 | 0 | 0 | 0 | 0 | 0 | 0 | 0 | 0 | 0 | 0 | 0 | 0 | 0 | 0 | 0 | 0 | 12
NO |  | 134 | 2011 | 3 | 15 | 15 |  | MCNARY BPA, WA | WALLA WALLA, WA | 230 | 230 | Wood - H | 56 | 0 | 1 | 1272 ACSR 36/1 | 0 | 0 | 0 | 0 | 0 | 0 | 0 | 0 | 0 | 0 | 0 | 0 | 0 | 0 | 0 | 0 | 0 | 0 | 0 | 0 | 0 | 0 | 0 | 12
NO |  | 134 | 2011 | 3 | 16 | 16 |  | WALLA WALLA, WA | AVISTA LEWISTON, ID | 230 | 230 | Wood - H | 45 | 0 | 1 | 1272 ACSR 36/1 | 0 | 0 | 0 | 0 | 0 | 0 | 0 | 0 | 0 | 0 | 0 | 0 | 0 | 0 | 0 | 0 | 0 | 0 | 0 | 0 | 0 | 0 | 0 | 12
NO |  | 134 | 2011 | 3 | 17 | 17 |  | WALLA WALLA, WA | WANAPUM (GPUD), WA | 230 | 230 | Wood - H | 33 | 0 | 1 | 1272 ACSR 36/1 | 0 | 0 | 0 | 0 | 0 | 0 | 0 | 0 | 0 | 0 | 0 | 0 | 0 | 0 | 0 | 0 | 0 | 0 | 0 | 0 | 0 | 0 | 0 | 12
NO |  | 134 | 2011 | 3 | 18 | 18 |  | TALBOT, WA | MARENGO II, WA | 230 | 230 | Wood - H | 7 | 0 | 1 | 795 ACSR 26/7 | 0 | 0 | 0 | 0 | 0 | 0 | 0 | 0 | 0 | 0 | 0 | 0 | 0 | 0 | 0 | 0 | 0 | 0 | 0 | 0 | 0 | 0 | 0 | 12
NO |  | 134 | 2011 | 3 | 19 | 19 |  | JONES CANYON (BPA), OR | LEANING JUNIPER, OR | 230 | 230 | Wood - H | 1 | 0 | 1 | 1272 ACSR 45/7 | 0 | 0 | 0 | 0 | 0 | 0 | 0 | 0 | 0 | 0 | 0 | 0 | 0 | 0 | 0 | 0 | 0 | 0 | 0 | 0 | 0 | 0 | 0 | 12
NO |  | 134 | 2011 | 3 | 20 | 20 |  | ROCK CREEK (BPA), WA | GOODNOE HILLS, WA | 230 | 230 | Wood - H | 1 | 0 | 1 | 1272 ACSR 45/7 | 0 | 0 | 0 | 0 | 0 | 0 | 0 | 0 | 0 | 0 | 0 | 0 | 0 | 0 | 0 | 0 | 0 | 0 | 0 | 0 | 0 | 0 | 0 | 12
NO |  | 134 | 2011 | 3 | 21 | 21 |  | UNION GAP, WA | MIDWAY BPA, WA | 230 | 230 | Wood - H | 39 | 0 | 1 | 954 ACSR 45/7 | 0 | 0 | 0 | 0 | 0 | 0 | 0 | 0 | 0 | 0 | 0 | 0 | 0 | 0 | 0 | 0 | 0 | 0 | 0 | 0 | 0 | 0 | 0 | 12
NO |  | 134 | 2011 | 3 | 22 | 22 |  | WANAPUM, WA | POMONA, WA | 230 | 230 | Wood - H | 37 | 0 | 1 | 1272 ACSR 36/1 | 0 | 0 | 0 | 0 | 0 | 0 | 0 | 0 | 0 | 0 | 0 | 0 | 0 | 0 | 0 | 0 | 0 | 0 | 0 | 0 | 0 | 0 | 0 | 12
NO |  | 134 | 2011 | 3 | 23 | 23 |  | POMONA, WA | UNION GAP, WA | 230 | 230 | Wood - H | 8 | 0 | 1 | 1272 ACSR 36/1 | 0 | 0 | 0 | 0 | 0 | 0 | 0 | 0 | 0 | 0 | 0 | 0 | 0 | 0 | 0 | 0 | 0 | 0 | 0 | 0 | 0 | 0 | 0 | 12
NO |  | 134 | 2011 | 3 | 30 | 30 |  | BONNEVILLE, ID | EAGLEROCK, ID | 161 | 161 | Wood SP | 9 | 0 | 1 | 954 ACSR 45/7 | 0 | 0 | 0 | 0 | 0 | 0 | 0 | 0 | 0 | 0 | 0 | 0 | 0 | 0 | 0 | 0 | 0 | 0 | 0 | 0 | 0 | 0 | 0 | 12
NO |  | 134 | 2011 | 3 | 31 | 31 |  | EAGLEROCK, ID | SUGARMILL, ID | 161 | 161 | Wood SP | 3 | 0 | 1 | 954 ACSR 45/7 | 0 | 0 | 0 | 0 | 0 | 0 | 0 | 0 | 0 | 0 | 0 | 0 | 0 | 0 | 0 | 0 | 0 | 0 | 0 | 0 | 0 | 0 | 0 | 12
NO |  | 134 | 2011 | 3 | 32 | 32 |  | GOSHEN, ID | GRACE, ID | 161 | 161 | Wood - H | 57 | 0 | 1 | 250HH CU /7 | 0 | 0 | 0 | 0 | 0 | 0 | 0 | 0 | 0 | 0 | 0 | 0 | 0 | 0 | 0 | 0 | 0 | 0 | 0 | 0 | 0 | 0 | 0 | 12
NO |  | 134 | 2011 | 3 | 33 | 33 |  | GOSHEN, ID | RIGBY, ID | 161 | 161 | Wood - H | 31 | 0 | 1 | 397.5 ACSR 26/7 | 0 | 0 | 0 | 0 | 0 | 0 | 0 | 0 | 0 | 0 | 0 | 0 | 0 | 0 | 0 | 0 | 0 | 0 | 0 | 0 | 0 | 0 | 0 | 12
NO |  | 134 | 2011 | 3 | 34 | 34 |  | GOSHEN, ID | SUGAR MILL, ID | 161 | 161 | Wood SP | 17 | 0 | 1 | 795 AAC /37 | 0 | 0 | 0 | 0 | 0 | 0 | 0 | 0 | 0 | 0 | 0 | 0 | 0 | 0 | 0 | 0 | 0 | 0 | 0 | 0 | 0 | 0 | 0 | 12
NO |  | 134 | 2011 | 3 | 35 | 35 |  | SUGARMILL, ID | RIGBY, ID | 161 | 161 | Wood SP | 17 | 0 | 1 | 397.5 ACSR 26/7 | 0 | 0 | 0 | 0 | 0 | 0 | 0 | 0 | 0 | 0 | 0 | 0 | 0 | 0 | 0 | 0 | 0 | 0 | 0 | 0 | 0 | 0 | 0 | 12
NO |  | 134 | 2011 | 4 | 1 | 1 |  | EAGLEROCK, ID | GOSHEN, ID | 161 | 161 | Wood - H | 12 | 0 | 1 | 1272 ACSR 45/7 | 0 | 0 | 0 | 0 | 0 | 0 | 0 | 0 | 0 | 0 | 0 | 0 | 0 | 0 | 0 | 0 | 0 | 0 | 0 | 0 | 0 | 0 | 0 | 12
NO |  | 134 | 2011 | 4 | 2 | 2 |  | YELLOWTAIL, MT | RIMROCK, MT | 161 | 161 | Wood - H | 46 | 0 | 1 | 556.5 ACSR 26/7 | 0 | 0 | 0 | 0 | 0 | 0 | 0 | 0 | 0 | 0 | 0 | 0 | 0 | 0 | 0 | 0 | 0 | 0 | 0 | 0 | 0 | 0 | 0 | 12
NO |  | 134 | 2011 | 4 | 4 | 4 |  | 161 kV costs and expenses |  | 0 | 0 |  | 0 | 0 | 0 |  | 623490 | 20224837 | 20848327 | 0 | 581180 | 2788 | 583968 | 0 | 0 | 0 | 0 | 0 | 0 | 0 | 0 | 0 | 0 | 0 | 0 | 0 | 0 | 0 | 0 | 12
NO |  | 134 | 2011 | 4 | 10 | 10 |  | OQUIRRH, UT | BARNEY, UT | 138 | 138 | Wood - H | 5 | 0 | 1 | 795 ACSR 26/7 | 0 | 0 | 0 | 0 | 0 | 0 | 0 | 0 | 0 | 0 | 0 | 0 | 0 | 0 | 0 | 0 | 0 | 0 | 0 | 0 | 0 | 0 | 0 | 12
NO |  | 134 | 2011 | 4 | 11 | 11 |  | ANSCHTZ CO-GEN, WY | EVANSTON, WY | 138 | 138 | Wood - H | 22 | 0 | 1 | 795 ACSR 26/7 | 0 | 0 | 0 | 0 | 0 | 0 | 0 | 0 | 0 | 0 | 0 | 0 | 0 | 0 | 0 | 0 | 0 | 0 | 0 | 0 | 0 | 0 | 0 | 12
NO |  | 134 | 2011 | 4 | 12 | 12 |  | ANTELOPE, ID | SCOVILLE #1, ID | 138 | 138 | Wood - H | 1 | 0 | 1 | 397.5 ACSR 26/7 | 0 | 0 | 0 | 0 | 0 | 0 | 0 | 0 | 0 | 0 | 0 | 0 | 0 | 0 | 0 | 0 | 0 | 0 | 0 | 0 | 0 | 0 | 0 | 12
NO |  | 134 | 2011 | 4 | 13 | 13 |  | ANTELOPE, ID | SCOVILLE #2, ID | 138 | 138 | Wood - H | 1 | 0 | 1 | 397.5 ACSR 26/7 | 0 | 0 | 0 | 0 | 0 | 0 | 0 | 0 | 0 | 0 | 0 | 0 | 0 | 0 | 0 | 0 | 0 | 0 | 0 | 0 | 0 | 0 | 0 | 12
NO |  | 134 | 2011 | 4 | 14 | 14 |  | ASHLEY, UT | CARBON, UT | 138 | 138 | Wood - H | 92 | 0 | 1 | 397.5 ACSR 26/7 | 0 | 0 | 0 | 0 | 0 | 0 | 0 | 0 | 0 | 0 | 0 | 0 | 0 | 0 | 0 | 0 | 0 | 0 | 0 | 0 | 0 | 0 | 0 | 12
NO |  | 134 | 2011 | 4 | 15 | 15 |  | ASHLEY, UT | VERNAL, UT | 138 | 138 | Wood - H | 12 | 0 | 1 | 397.5 ACSR 26/7 | 0 | 0 | 0 | 0 | 0 | 0 | 0 | 0 | 0 | 0 | 0 | 0 | 0 | 0 | 0 | 0 | 0 | 0 | 0 | 0 | 0 | 0 | 0 | 12
NO |  | 134 | 2011 | 4 | 16 | 16 |  | BEKER IND, ID | THREEMILE KNOLL, ID | 138 | 138 | Wood - H | 4 | 0 | 1 | 397.5 ACSR 26/7 | 0 | 0 | 0 | 0 | 0 | 0 | 0 | 0 | 0 | 0 | 0 | 0 | 0 | 0 | 0 | 0 | 0 | 0 | 0 | 0 | 0 | 0 | 0 | 12
NO |  | 134 | 2011 | 4 | 17 | 17 |  | BEN LOMOND, UT | BRIGHAM CITY, UT | 138 | 138 | Wood - H | 14 | 0 | 1 | 1272 ACSR 45/7 | 0 | 0 | 0 | 0 | 0 | 0 | 0 | 0 | 0 | 0 | 0 | 0 | 0 | 0 | 0 | 0 | 0 | 0 | 0 | 0 | 0 | 0 | 0 | 12
NO |  | 134 | 2011 | 4 | 18 | 18 |  | BEN LOMOND #1, UT | EL MONTE, UT | 138 | 138 | Steel - SP | 14 | 0 | 1 | 795 ACSR 45/7 | 0 | 0 | 0 | 0 | 0 | 0 | 0 | 0 | 0 | 0 | 0 | 0 | 0 | 0 | 0 | 0 | 0 | 0 | 0 | 0 | 0 | 0 | 0 | 12
NO |  | 134 | 2011 | 4 | 19 | 19 |  | BEN LOMOND #2, UT | EL MONTE, UT | 138 | 138 |  | 0 | 13 | 1 | 795 ACSR 45/7 | 0 | 0 | 0 | 0 | 0 | 0 | 0 | 0 | 0 | 0 | 0 | 0 | 0 | 0 | 0 | 0 | 0 | 0 | 0 | 0 | 0 | 0 | 0 | 12
NO |  | 134 | 2011 | 4 | 20 | 20 |  | BEN LOMOND, UT | HONEYVILLE, UT | 138 | 138 |  | 0 | 22 | 1 | 250 CUHD /12 | 0 | 0 | 0 | 0 | 0 | 0 | 0 | 0 | 0 | 0 | 0 | 0 | 0 | 0 | 0 | 0 | 0 | 0 | 0 | 0 | 0 | 0 | 0 | 12
NO |  | 134 | 2011 | 4 | 21 | 21 |  | BEN LOMOND, UT | CLINTON, UT | 138 | 138 |  | 0 | 13 | 1 | 250 CUHD /12 | 0 | 0 | 0 | 0 | 0 | 0 | 0 | 0 | 0 | 0 | 0 | 0 | 0 | 0 | 0 | 0 | 0 | 0 | 0 | 0 | 0 | 0 | 0 | 12
NO |  | 134 | 2011 | 4 | 22 | 22 |  | BEN LOMOND, UT | ANGEL, UT | 138 | 138 | Steel - SP | 28 | 0 | 1 | 397.5 ACSR 26/7 | 0 | 0 | 0 | 0 | 0 | 0 | 0 | 0 | 0 | 0 | 0 | 0 | 0 | 0 | 0 | 0 | 0 | 0 | 0 | 0 | 0 | 0 | 0 | 12
NO |  | 134 | 2011 | 4 | 23 | 23 |  | BEN LOMOND, UT | W ZIRCONIUM, UT | 138 | 138 | Wood - SP | 14 | 0 | 1 | 795 AAC /37 | 0 | 0 | 0 | 0 | 0 | 0 | 0 | 0 | 0 | 0 | 0 | 0 | 0 | 0 | 0 | 0 | 0 | 0 | 0 | 0 | 0 | 0 | 0 | 12
NO |  | 134 | 2011 | 4 | 24 | 24 |  | BEN LOMOND, UT | WHEELON, UT | 138 | 138 | Steel Tower | 42 | 0 | 1 | 250 CUHD /12 | 0 | 0 | 0 | 0 | 0 | 0 | 0 | 0 | 0 | 0 | 0 | 0 | 0 | 0 | 0 | 0 | 0 | 0 | 0 | 0 | 0 | 0 | 0 | 12
NO |  | 134 | 2011 | 4 | 25 | 25 |  | BRIGHAM CITY, UT | WHEELON, UT | 138 | 138 | Wood - H | 24 | 0 | 1 | 795 ACSR 26/7 | 0 | 0 | 0 | 0 | 0 | 0 | 0 | 0 | 0 | 0 | 0 | 0 | 0 | 0 | 0 | 0 | 0 | 0 | 0 | 0 | 0 | 0 | 0 | 12
NO |  | 134 | 2011 | 4 | 26 | 26 |  | CAMERON, UT | PAROWAN, UT | 138 | 138 | Wood - H | 35 | 0 | 1 | 397.5 ACSR 26/7 | 0 | 0 | 0 | 0 | 0 | 0 | 0 | 0 | 0 | 0 | 0 | 0 | 0 | 0 | 0 | 0 | 0 | 0 | 0 | 0 | 0 | 0 | 0 | 12
NO |  | 134 | 2011 | 4 | 27 | 27 |  | CAMERON, UT | SIGURD, UT | 138 | 138 | Wood - H | 64 | 0 | 1 | 397.5 ACSR 26/7 | 0 | 0 | 0 | 0 | 0 | 0 | 0 | 0 | 0 | 0 | 0 | 0 | 0 | 0 | 0 | 0 | 0 | 0 | 0 | 0 | 0 | 0 | 0 | 12
NO |  | 134 | 2011 | 4 | 28 | 28 |  | CARBON, UT | HELPER #1, UT | 138 | 138 | Wood - H | 2 | 0 | 1 | 954 ACSR 54/7 | 0 | 0 | 0 | 0 | 0 | 0 | 0 | 0 | 0 | 0 | 0 | 0 | 0 | 0 | 0 | 0 | 0 | 0 | 0 | 0 | 0 | 0 | 0 | 12
NO |  | 134 | 2011 | 4 | 29 | 29 |  | CARBON, UT | HELPER #2, UT | 138 | 138 | Wood - H | 2 | 0 | 1 | 556.5 ACSR 26/7 | 0 | 0 | 0 | 0 | 0 | 0 | 0 | 0 | 0 | 0 | 0 | 0 | 0 | 0 | 0 | 0 | 0 | 0 | 0 | 0 | 0 | 0 | 0 | 12
NO |  | 134 | 2011 | 4 | 30 | 30 |  | CARBON #1, UT | SPANISH FORK, UT | 138 | 138 | Steel Tower | 54 | 0 | 1 | 795 ACSR 26/7 | 0 | 0 | 0 | 0 | 0 | 0 | 0 | 0 | 0 | 0 | 0 | 0 | 0 | 0 | 0 | 0 | 0 | 0 | 0 | 0 | 0 | 0 | 0 | 12
NO |  | 134 | 2011 | 4 | 31 | 31 |  | CARBON #2, UT | SPANISH FORK, UT | 138 | 138 |  | 0 | 52 | 1 | 1272 ACSR 45/7 | 0 | 0 | 0 | 0 | 0 | 0 | 0 | 0 | 0 | 0 | 0 | 0 | 0 | 0 | 0 | 0 | 0 | 0 | 0 | 0 | 0 | 0 | 0 | 12
NO |  | 134 | 2011 | 4 | 32 | 32 |  | THREEMILE KNOLL, ID | GRACE #1, ID | 138 | 138 | Wood - H | 17 | 0 | 1 | 250 CUHD /12 | 0 | 0 | 0 | 0 | 0 | 0 | 0 | 0 | 0 | 0 | 0 | 0 | 0 | 0 | 0 | 0 | 0 | 0 | 0 | 0 | 0 | 0 | 0 | 12
NO |  | 134 | 2011 | 4 | 33 | 33 |  | THREEMILE KNOLL, ID | GRACE #2, ID | 138 | 138 | Wood - H | 17 | 0 | 1 | 1272 ACSR 45/7 | 0 | 0 | 0 | 0 | 0 | 0 | 0 | 0 | 0 | 0 | 0 | 0 | 0 | 0 | 0 | 0 | 0 | 0 | 0 | 0 | 0 | 0 | 0 | 12
NO |  | 134 | 2011 | 4 | 34 | 34 |  | THREEMILE KNOLL, ID | MONSANTO 1, ID | 138 | 138 | Wood - H | 2 | 0 | 1 | 1272 AAC /61 | 0 | 0 | 0 | 0 | 0 | 0 | 0 | 0 | 0 | 0 | 0 | 0 | 0 | 0 | 0 | 0 | 0 | 0 | 0 | 0 | 0 | 0 | 0 | 12
NO |  | 134 | 2011 | 4 | 35 | 35 |  | THREEMILE KNOLL, ID | MONSANTO 2, ID | 138 | 138 | Wood - SP | 2 | 0 | 1 | 1272 ACSR 45/7 | 0 | 0 | 0 | 0 | 0 | 0 | 0 | 0 | 0 | 0 | 0 | 0 | 0 | 0 | 0 | 0 | 0 | 0 | 0 | 0 | 0 | 0 | 0 | 12
NO |  | 134 | 2011 | 5 | 1 | 1 |  | CLEAR CREEK, WY | PAINTER, WY | 138 | 138 | Wood - SP | 5 | 0 | 1 | 795 ACSR 26/7 | 0 | 0 | 0 | 0 | 0 | 0 | 0 | 0 | 0 | 0 | 0 | 0 | 0 | 0 | 0 | 0 | 0 | 0 | 0 | 0 | 0 | 0 | 0 | 12
NO |  | 134 | 2011 | 5 | 2 | 2 |  | COLUMBIA, UT | MOUNDS SWRK, UT | 138 | 138 | Wood - H | 7 | 0 | 1 | 266.8 ACSR 26/7 | 0 | 0 | 0 | 0 | 0 | 0 | 0 | 0 | 0 | 0 | 0 | 0 | 0 | 0 | 0 | 0 | 0 | 0 | 0 | 0 | 0 | 0 | 0 | 12
NO |  | 134 | 2011 | 5 | 3 | 3 |  | TAP TO SOUTHEAST, UT | SOUTHEAST, UT | 138 | 138 | Wood - SP | 6 | 0 | 1 | 795 ACSR 26/7 | 0 | 0 | 0 | 0 | 0 | 0 | 0 | 0 | 0 | 0 | 0 | 0 | 0 | 0 | 0 | 0 | 0 | 0 | 0 | 0 | 0 | 0 | 0 | 12
NO |  | 134 | 2011 | 5 | 4 | 4 |  | COTTONWOOD, UT | HAMMER, UT | 138 | 138 | Wood - SP | 5 | 0 | 1 | 795 AAC /37 | 0 | 0 | 0 | 0 | 0 | 0 | 0 | 0 | 0 | 0 | 0 | 0 | 0 | 0 | 0 | 0 | 0 | 0 | 0 | 0 | 0 | 0 | 0 | 12
NO |  | 134 | 2011 | 5 | 5 | 5 |  | COTTONWOOD, UT | SILVER CREEK, UT | 138 | 138 | Wood - SP | 29 | 0 | 1 | 397.5 ACSR 26/7 | 0 | 0 | 0 | 0 | 0 | 0 | 0 | 0 | 0 | 0 | 0 | 0 | 0 | 0 | 0 | 0 | 0 | 0 | 0 | 0 | 0 | 0 | 0 | 12
NO |  | 134 | 2011 | 5 | 6 | 6 |  | CUTLER, UT | WHEELON, UT | 138 | 138 | Wood - SP | 1 | 0 | 1 | 250 CUHD /12 | 0 | 0 | 0 | 0 | 0 | 0 | 0 | 0 | 0 | 0 | 0 | 0 | 0 | 0 | 0 | 0 | 0 | 0 | 0 | 0 | 0 | 0 | 0 | 12
NO |  | 134 | 2011 | 5 | 7 | 7 |  | WEST CEDAR, UT | ENTERPRISE VALLEY, UT | 138 | 138 | Wood - H | 33 | 0 | 1 | 397.5 ACSR 26/7 | 0 | 0 | 0 | 0 | 0 | 0 | 0 | 0 | 0 | 0 | 0 | 0 | 0 | 0 | 0 | 0 | 0 | 0 | 0 | 0 | 0 | 0 | 0 | 12
NO |  | 134 | 2011 | 5 | 8 | 8 |  | EVANSTON, WY | RAILROAD, WY | 138 | 138 | Wood - SP | 3 | 0 | 1 | 795 ACSR 26/7 | 0 | 0 | 0 | 0 | 0 | 0 | 0 | 0 | 0 | 0 | 0 | 0 | 0 | 0 | 0 | 0 | 0 | 0 | 0 | 0 | 0 | 0 | 0 | 12
NO |  | 134 | 2011 | 5 | 9 | 9 |  | FRANKLIN, UT | SMITHFIELD, UT | 138 | 138 | Wood - SP | 25 | 0 | 1 | 397.5 ACSR 26/7 | 0 | 0 | 0 | 0 | 0 | 0 | 0 | 0 | 0 | 0 | 0 | 0 | 0 | 0 | 0 | 0 | 0 | 0 | 0 | 0 | 0 | 0 | 0 | 12
NO |  | 134 | 2011 | 5 | 10 | 10 |  | FRANKLIN, ID | TREASURETON, ID | 138 | 138 | Wood - SP | 10 | 0 | 1 | 795 ACSR 45/7 | 0 | 0 | 0 | 0 | 0 | 0 | 0 | 0 | 0 | 0 | 0 | 0 | 0 | 0 | 0 | 0 | 0 | 0 | 0 | 0 | 0 | 0 | 0 | 12
NO |  | 134 | 2011 | 5 | 11 | 11 |  | JORDAN, UT | MCCLELLAND, UT | 138 | 138 | Wood - SP | 5 | 0 | 1 | 795 AAC /37 | 0 | 0 | 0 | 0 | 0 | 0 | 0 | 0 | 0 | 0 | 0 | 0 | 0 | 0 | 0 | 0 | 0 | 0 | 0 | 0 | 0 | 0 | 0 | 12
NO |  | 134 | 2011 | 5 | 12 | 12 |  | GADSBY, UT | TERMINAL, UT | 138 | 138 | Wood - SP | 6 | 0 | 1 | 1272 ACSR 45/7 | 0 | 0 | 0 | 0 | 0 | 0 | 0 | 0 | 0 | 0 | 0 | 0 | 0 | 0 | 0 | 0 | 0 | 0 | 0 | 0 | 0 | 0 | 0 | 12
NO |  | 134 | 2011 | 5 | 13 | 13 |  | JORDAN, UT | TERMINAL, UT | 138 | 138 | Wood - SP | 6 | 0 | 1 | 1272 AAC /61 | 0 | 0 | 0 | 0 | 0 | 0 | 0 | 0 | 0 | 0 | 0 | 0 | 0 | 0 | 0 | 0 | 0 | 0 | 0 | 0 | 0 | 0 | 0 | 12
NO |  | 134 | 2011 | 5 | 14 | 14 |  | TIMP, UT | HALE, UT | 138 | 138 | Steel - SP | 4 | 0 | 1 |  | 0 | 0 | 0 | 0 | 0 | 0 | 0 | 0 | 0 | 0 | 0 | 0 | 0 | 0 | 0 | 611342107 | 0 | 0 | 0 | 0 | 0 | 0 | 0 | 12
NO |  | 134 | 2011 | 5 | 15 | 15 |  | ABAJO, UT | PINTO, UT | 138 | 138 | Wood - H | 44 | 0 | 1 | 397.5 ACSR 26/7 | 0 | 0 | 0 | 0 | 0 | 0 | 0 | 0 | 0 | 0 | 0 | 0 | 0 | 0 | 0 | 0 | 0 | 0 | 0 | 0 | 0 | 0 | 0 | 12
NO |  | 134 | 2011 | 5 | 16 | 16 |  | ONIEDA, ID | GRACE, ID | 138 | 138 | Wood - H | 19 | 0 | 1 | 250 CUHD /12 | 0 | 0 | 0 | 0 | 0 | 0 | 0 | 0 | 0 | 0 | 0 | 0 | 0 | 0 | 0 | 0 | 0 | 0 | 0 | 0 | 0 | 0 | 0 | 12
NO |  | 134 | 2011 | 5 | 17 | 17 |  | TREASURETON, ID | GRACE, ID | 138 | 138 | Steel Tower | 25 | 0 | 1 | 250 CUHD /12 | 0 | 0 | 0 | 0 | 0 | 0 | 0 | 0 | 0 | 0 | 0 | 0 | 0 | 0 | 0 | 0 | 0 | 0 | 0 | 0 | 0 | 0 | 0 | 12
NO |  | 134 | 2011 | 5 | 18 | 18 |  | TREASURETON, ID | GRACE, ID | 138 | 138 |  | 0 | 25 | 1 | 250 CUHD /12 | 0 | 0 | 0 | 0 | 0 | 0 | 0 | 0 | 0 | 0 | 0 | 0 | 0 | 0 | 0 | 0 | 0 | 0 | 0 | 0 | 0 | 0 | 0 | 12
NO |  | 134 | 2011 | 5 | 19 | 19 |  | NEBO, UT | DRY CREEK, UT | 138 | 138 | Wood - H | 37 | 0 | 1 | 1272 ACSR 45/7 | 0 | 0 | 0 | 0 | 0 | 0 | 0 | 0 | 0 | 0 | 0 | 0 | 0 | 0 | 0 | 0 | 0 | 0 | 0 | 0 | 0 | 0 | 0 | 12
NO |  | 134 | 2011 | 5 | 20 | 20 |  | WESTFIELD, UT | HALE, UT | 138 | 138 | Wood - H | 13 | 0 | 1 | 795 ACSR 26/7 | 0 | 0 | 0 | 0 | 0 | 0 | 0 | 0 | 0 | 0 | 0 | 0 | 0 | 0 | 0 | 0 | 0 | 0 | 0 | 0 | 0 | 0 | 0 | 12
NO |  | 134 | 2011 | 5 | 21 | 21 |  | NINETY SOUTH, UT | DUMAS, UT | 138 | 138 | Wood - SP | 6 | 0 | 1 | 795 AAC /37 | 0 | 0 | 0 | 0 | 0 | 0 | 0 | 0 | 0 | 0 | 0 | 0 | 0 | 0 | 0 | 0 | 0 | 0 | 0 | 0 | 0 | 0 | 0 | 12
NO |  | 134 | 2011 | 5 | 22 | 22 |  | DUMAS, UT | WESTFIELD, UT | 138 | 138 | Wood - SP | 18 | 0 | 1 | 795 ACSR 26/7 | 0 | 0 | 0 | 0 | 0 | 0 | 0 | 0 | 0 | 0 | 0 | 0 | 0 | 0 | 0 | 0 | 0 | 0 | 0 | 0 | 0 | 0 | 0 | 12
NO |  | 134 | 2011 | 5 | 23 | 23 |  | TRI-CITY, UT | AMERICAN FORK, UT | 138 | 138 | Wood - H | 15 | 0 | 1 | 1272 ACSR 45/7 | 0 | 0 | 0 | 0 | 0 | 0 | 0 | 0 | 0 | 0 | 0 | 0 | 0 | 0 | 0 | 0 | 0 | 0 | 0 | 0 | 0 | 0 | 0 | 12
NO |  | 134 | 2011 | 5 | 24 | 24 |  | TIMP, UT | SPANISH FORK, UT | 138 | 138 | Wood - H | 23 | 0 | 1 | 1272 ACSR 45/7 | 0 | 0 | 0 | 0 | 0 | 0 | 0 | 0 | 0 | 0 | 0 | 0 | 0 | 0 | 0 | 0 | 0 | 0 | 0 | 0 | 0 | 0 | 0 | 12
NO |  | 134 | 2011 | 5 | 25 | 25 |  | HALE, UT | TANNER, UT | 138 | 138 | Wood - H | 7 | 0 | 1 | 1272 ACSR 45/7 | 0 | 0 | 0 | 0 | 0 | 0 | 0 | 0 | 0 | 0 | 0 | 0 | 0 | 0 | 0 | 0 | 0 | 0 | 0 | 0 | 0 | 0 | 0 | 12
NO |  | 134 | 2011 | 5 | 26 | 26 |  | MOUNDS SWRK, UT | HELPER, UT | 138 | 138 | Wood - H | 29 | 0 | 1 | 397.5 ACSR 26/7 | 0 | 0 | 0 | 0 | 0 | 0 | 0 | 0 | 0 | 0 | 0 | 0 | 0 | 0 | 0 | 0 | 0 | 0 | 0 | 0 | 0 | 0 | 0 | 12
NO |  | 134 | 2011 | 5 | 27 | 27 |  | HONEYVILLE, UT | WHEELON, UT | 138 | 138 |  | 0 | 14 | 1 | 250 CUHD /12 | 0 | 0 | 0 | 0 | 0 | 0 | 0 | 0 | 0 | 0 | 0 | 0 | 0 | 0 | 0 | 0 | 0 | 0 | 0 | 0 | 0 | 0 | 0 | 12
NO |  | 134 | 2011 | 5 | 28 | 28 |  | HUNTINGTON, UT | MCFADDEN, UT | 138 | 138 | Wood - H | 7 | 0 | 1 | 397.5 ACSR 26/7 | 0 | 0 | 0 | 0 | 0 | 0 | 0 | 0 | 0 | 0 | 0 | 0 | 0 | 0 | 0 | 0 | 0 | 0 | 0 | 0 | 0 | 0 | 0 | 12
NO |  | 134 | 2011 | 5 | 29 | 29 |  | TERMINAL, UT | KENNECOTT, UT | 138 | 138 | Steel - SP | 9 | 0 | 1 | 795 ACSR 26/7 | 0 | 0 | 0 | 0 | 0 | 0 | 0 | 0 | 0 | 0 | 0 | 0 | 0 | 0 | 0 | 0 | 0 | 0 | 0 | 0 | 0 | 0 | 0 | 12
NO |  | 134 | 2011 | 5 | 30 | 30 |  | KILN, UT | NEBO, UT | 138 | 138 | Wood - H | 30 | 0 | 1 | 397.5 ACSR 26/7 | 0 | 0 | 0 | 0 | 0 | 0 | 0 | 0 | 0 | 0 | 0 | 0 | 0 | 0 | 0 | 0 | 0 | 0 | 0 | 0 | 0 | 0 | 0 | 12
NO |  | 134 | 2011 | 5 | 31 | 31 |  | MCCLELLAND, UT | MIDVALLEY, UT | 138 | 138 | Wood - SP | 6 | 0 | 1 | 795 ACSR 26/7 | 0 | 0 | 0 | 0 | 0 | 0 | 0 | 0 | 0 | 0 | 0 | 0 | 0 | 0 | 0 | 0 | 0 | 0 | 0 | 0 | 0 | 0 | 0 | 12
NO |  | 134 | 2011 | 5 | 32 | 32 |  | MOUNDS SWRK, UT | MOAB, UT | 138 | 138 | Wood - H | 83 | 0 | 1 | 397.5 ACSR 26/7 | 0 | 0 | 0 | 0 | 0 | 0 | 0 | 0 | 0 | 0 | 0 | 0 | 0 | 0 | 0 | 0 | 0 | 0 | 0 | 0 | 0 | 0 | 0 | 12
NO |  | 134 | 2011 | 5 | 33 | 33 |  | MOAB, UT | PINTO, UT | 138 | 138 | Wood - H | 68 | 0 | 1 | 397.5 ACSR 26/7 | 0 | 0 | 0 | 0 | 0 | 0 | 0 | 0 | 0 | 0 | 0 | 0 | 0 | 0 | 0 | 0 | 0 | 0 | 0 | 0 | 0 | 0 | 0 | 12
NO |  | 134 | 2011 | 5 | 34 | 34 |  | NAUGHTON, WY | NGPL, WY | 138 | 138 | Wood - H | 36 | 0 | 1 | 795 ACSR 26/7 | 0 | 0 | 0 | 0 | 0 | 0 | 0 | 0 | 0 | 0 | 0 | 0 | 0 | 0 | 0 | 0 | 0 | 0 | 0 | 0 | 0 | 0 | 0 | 12
NO |  | 134 | 2011 | 5 | 35 | 35 |  | NAUGHTON, WY | PAINTER, WY | 138 | 138 | Wood - H | 46 | 0 | 1 | 795 ACSR 26/7 | 0 | 0 | 0 | 0 | 0 | 0 | 0 | 0 | 0 | 0 | 0 | 0 | 0 | 0 | 0 | 0 | 0 | 0 | 0 | 0 | 0 | 0 | 0 | 12
NO |  | 134 | 2011 | 6 | 1 | 1 |  | NGPL, WY | TAP TO STR 204, WY | 138 | 138 | Wood - H | 12 | 0 | 1 | 795 ACSR 26/7 | 0 | 0 | 0 | 0 | 0 | 0 | 0 | 0 | 0 | 0 | 0 | 0 | 0 | 0 | 0 | 0 | 0 | 0 | 0 | 0 | 0 | 0 | 0 | 12
NO |  | 134 | 2011 | 6 | 2 | 2 |  | CANYON COMPRESS, WY | WHITNEY, WY | 138 | 138 | Wood - H | 1 | 0 | 1 | 795 ACSR 26/7 | 0 | 0 | 0 | 0 | 0 | 0 | 0 | 0 | 0 | 0 | 0 | 0 | 0 | 0 | 0 | 0 | 0 | 0 | 0 | 0 | 0 | 0 | 0 | 12
NO |  | 134 | 2011 | 6 | 3 | 3 |  | NINETY SOUTH, UT | OQUIRRH, UT | 138 | 138 | Wood - SP | 10 | 0 | 1 | 795 ACSR 26/7 | 0 | 0 | 0 | 0 | 0 | 0 | 0 | 0 | 0 | 0 | 0 | 0 | 0 | 0 | 0 | 0 | 0 | 0 | 0 | 0 | 0 | 0 | 0 | 12
NO |  | 134 | 2011 | 6 | 4 | 4 |  | TAYLORSVILLE, UT | NINETY SOUTH, UT | 138 | 138 | Wood - SP | 6 | 2 | 1 | 795 AAC /37 | 0 | 0 | 0 | 0 | 0 | 0 | 0 | 0 | 0 | 0 | 0 | 0 | 0 | 0 | 0 | 0 | 0 | 0 | 0 | 0 | 0 | 0 | 0 | 12
NO |  | 134 | 2011 | 6 | 5 | 5 |  | MID VALLEY, UT | NINETY SOUTH, UT | 138 | 138 | Wood - H | 9 | 0 | 1 | 1272 ACSR 45/7 | 0 | 0 | 0 | 0 | 0 | 0 | 0 | 0 | 0 | 0 | 0 | 0 | 0 | 0 | 0 | 0 | 0 | 0 | 0 | 0 | 0 | 0 | 0 | 12
NO |  | 134 | 2011 | 6 | 6 | 6 |  | NUCOR STEEL, UT | WHEELON, UT | 138 | 138 | Wood - H | 14 | 0 | 1 | 397.5 ACSR 26/7 | 0 | 0 | 0 | 0 | 0 | 0 | 0 | 0 | 0 | 0 | 0 | 0 | 0 | 0 | 0 | 0 | 0 | 0 | 0 | 0 | 0 | 0 | 0 | 12
NO |  | 134 | 2011 | 6 | 7 | 7 |  | ONEIDA, ID | OVID, ID | 138 | 138 | Wood - H | 23 | 0 | 1 | 336.4 ACSR 26/7 | 0 | 0 | 0 | 0 | 0 | 0 | 0 | 0 | 0 | 0 | 0 | 0 | 0 | 0 | 0 | 0 | 0 | 0 | 0 | 0 | 0 | 0 | 0 | 12
NO |  | 134 | 2011 | 6 | 8 | 8 |  | TREASURETON, ID | ONEIDA, ID | 138 | 138 | Wood - H | 6 | 0 | 1 | 250 CUHD /12 | 0 | 0 | 0 | 0 | 0 | 0 | 0 | 0 | 0 | 0 | 0 | 0 | 0 | 0 | 0 | 0 | 0 | 0 | 0 | 0 | 0 | 0 | 0 | 12
NO |  | 134 | 2011 | 6 | 9 | 9 |  | PAINTER, WY | RAILROAD, WY | 138 | 138 | Wood - H | 7 | 0 | 1 | 1272 ACSR 45/7 | 0 | 0 | 0 | 0 | 0 | 0 | 0 | 0 | 0 | 0 | 0 | 0 | 0 | 0 | 0 | 0 | 0 | 0 | 0 | 0 | 0 | 0 | 0 | 12
NO |  | 134 | 2011 | 6 | 10 | 10 |  | PAROWAN, UT | WEST CEDAR, UT | 138 | 138 | Wood - H | 21 | 0 | 1 | 397.5 ACSR 26/7 | 0 | 0 | 0 | 0 | 0 | 0 | 0 | 0 | 0 | 0 | 0 | 0 | 0 | 0 | 0 | 0 | 0 | 0 | 0 | 0 | 0 | 0 | 0 | 12
NO |  | 134 | 2011 | 6 | 11 | 11 |  | TAP TO ANGEL SOUTH, UT | TAP TO PARRISH, UT | 138 | 138 |  | 0 | 13 | 1 | 795 AAC /37 | 0 | 0 | 0 | 0 | 0 | 0 | 0 | 0 | 0 | 0 | 0 | 0 | 0 | 0 | 0 | 0 | 0 | 0 | 0 | 0 | 0 | 0 | 0 | 12
NO |  | 134 | 2011 | 6 | 12 | 12 |  | PARRISH #1, UT | TERMINAL, UT | 138 | 138 | Steel SP | 16 | 0 | 1 | 795 ACSR 45/7 | 0 | 0 | 0 | 0 | 0 | 0 | 0 | 0 | 0 | 0 | 0 | 0 | 0 | 0 | 0 | 0 | 0 | 0 | 0 | 0 | 0 | 0 | 0 | 12
NO |  | 134 | 2011 | 6 | 13 | 13 |  | PARRISH #2, UT | TERMINAL, UT | 138 | 138 |  | 0 | 14 | 1 | 795 ACSR 26/7 | 0 | 0 | 0 | 0 | 0 | 0 | 0 | 0 | 0 | 0 | 0 | 0 | 0 | 0 | 0 | 0 | 0 | 0 | 0 | 0 | 0 | 0 | 0 | 12
NO |  | 134 | 2011 | 6 | 14 | 14 |  | RAILROAD, WY | WHITNEY, WY | 138 | 138 | Wood - H | 16 | 0 | 1 | 795 ACSR 26/7 | 0 | 0 | 0 | 0 | 0 | 0 | 0 | 0 | 0 | 0 | 0 | 0 | 0 | 0 | 0 | 0 | 0 | 0 | 0 | 0 | 0 | 0 | 0 | 12
NO |  | 134 | 2011 | 6 | 15 | 15 |  | ROY STR, UT | ANGEL, UT | 138 | 138 |  | 0 | 10 | 1 | 795 AAC /37 | 0 | 0 | 0 | 0 | 0 | 0 | 0 | 0 | 0 | 0 | 0 | 0 | 0 | 0 | 0 | 0 | 0 | 0 | 0 | 0 | 0 | 0 | 0 | 12
NO |  | 134 | 2011 | 6 | 16 | 16 |  | BEN LOMOND, UT | SYRACUSE, UT | 138 | 230 | Steel Tower | 25 | 0 | 1 | 795 AAC /37 | 0 | 0 | 0 | 0 | 0 | 0 | 0 | 0 | 0 | 0 | 0 | 0 | 0 | 0 | 0 | 0 | 0 | 0 | 0 | 0 | 0 | 0 | 0 | 12
NO |  | 134 | 2011 | 6 | 17 | 17 |  | TERMINAL, UT | ROWLEY, UT | 138 | 138 | Wood - H | 56 | 0 | 1 | 795 AAC /37 | 0 | 0 | 0 | 0 | 0 | 0 | 0 | 0 | 0 | 0 | 0 | 0 | 0 | 0 | 0 | 0 | 0 | 0 | 0 | 0 | 0 | 0 | 0 | 12
NO |  | 134 | 2011 | 6 | 18 | 18 |  | GREEN CANYON, UT | WHEELON, UT | 138 | 138 | Wood - SP | 19 | 0 | 1 | 397.5 ACSR 26/7 | 0 | 0 | 0 | 0 | 0 | 0 | 0 | 0 | 0 | 0 | 0 | 0 | 0 | 0 | 0 | 0 | 0 | 0 | 0 | 0 | 0 | 0 | 0 | 12
NO |  | 134 | 2011 | 6 | 19 | 19 |  | SPANISH FORK, UT | TANNER, UT | 138 | 138 | Wood - H | 10 | 0 | 1 | 1272 ACSR 45/7 | 0 | 0 | 0 | 0 | 0 | 0 | 0 | 0 | 0 | 0 | 0 | 0 | 0 | 0 | 0 | 0 | 0 | 0 | 0 | 0 | 0 | 0 | 0 | 12
NO |  | 134 | 2011 | 6 | 20 | 20 |  | TAP TO ANGEL NORTH, UT | TAP TO PARRISH, UT | 138 | 138 |  | 0 | 13 | 1 | 795 AAC /37 | 0 | 0 | 0 | 0 | 0 | 0 | 0 | 0 | 0 | 0 | 0 | 0 | 0 | 0 | 0 | 0 | 0 | 0 | 0 | 0 | 0 | 0 | 0 | 12
NO |  | 134 | 2011 | 6 | 21 | 21 |  | TERMINAL, UT | MIDVALLEY, UT | 138 | 138 | Wood - H | 7 | 0 | 1 | 1272 ACSR 45/7 | 0 | 0 | 0 | 0 | 0 | 0 | 0 | 0 | 0 | 0 | 0 | 0 | 0 | 0 | 0 | 0 | 0 | 0 | 0 | 0 | 0 | 0 | 0 | 12
NO |  | 134 | 2011 | 6 | 22 | 22 |  | TERMINAL, UT | MIDVALLEY, UT | 138 | 138 | Steel - SP | 7 | 0 | 1 | 1272 AAC /61 | 0 | 0 | 0 | 0 | 0 | 0 | 0 | 0 | 0 | 0 | 0 | 0 | 0 | 0 | 0 | 0 | 0 | 0 | 0 | 0 | 0 | 0 | 0 | 12
NO |  | 134 | 2011 | 6 | 23 | 23 |  | TERMINAL, UT | TOOELE, UT | 138 | 138 | Wood - H | 24 | 6 | 1 | 397.5 ACSR 26/7 | 0 | 0 | 0 | 0 | 0 | 0 | 0 | 0 | 0 | 0 | 0 | 0 | 0 | 0 | 0 | 0 | 0 | 0 | 0 | 0 | 0 | 0 | 0 | 12
NO |  | 134 | 2011 | 6 | 24 | 24 |  | WHEELON #103, UT | TREASURETON, ID | 138 | 138 | Steel Tower | 29 | 0 | 1 | 250 CUHD /12 | 0 | 0 | 0 | 0 | 0 | 0 | 0 | 0 | 0 | 0 | 0 | 0 | 0 | 0 | 0 | 0 | 0 | 0 | 0 | 0 | 0 | 0 | 0 | 12
NO |  | 134 | 2011 | 6 | 25 | 25 |  | WHEELON #104, UT | TREASURETON, ID | 138 | 138 |  | 0 | 29 | 1 | 250 CUHD /12 | 0 | 0 | 0 | 0 | 0 | 0 | 0 | 0 | 0 | 0 | 0 | 0 | 0 | 0 | 0 | 0 | 0 | 0 | 0 | 0 | 0 | 0 | 0 | 12
NO |  | 134 | 2011 | 6 | 26 | 26 |  | WHEELON #105, UT | TREASURETON, ID | 138 | 138 | Wood - H | 29 | 0 | 1 | 250 CUHD /12 | 0 | 0 | 0 | 0 | 0 | 0 | 0 | 0 | 0 | 0 | 0 | 0 | 0 | 0 | 0 | 0 | 0 | 0 | 0 | 0 | 0 | 0 | 0 | 12
NO |  | 134 | 2011 | 6 | 27 | 27 |  | KCC BARNEY, UT | KCCGRIND, UT | 138 | 138 | Wood - H | 1 | 0 | 1 | 795 ACSR 26/7 | 0 | 0 | 0 | 0 | 0 | 0 | 0 | 0 | 0 | 0 | 0 | 0 | 0 | 0 | 0 | 0 | 0 | 0 | 0 | 0 | 0 | 0 | 0 | 12
NO |  | 134 | 2011 | 6 | 28 | 28 |  | TERMINAL, UT | LAKE PARK, UT | 138 | 138 | Wood - H | 3 | 0 | 1 |  | 0 | 0 | 0 | 0 | 0 | 0 | 0 | 0 | 0 | 0 | 0 | 0 | 0 | 0 | 0 | 611342171 | 0 | 0 | 0 | 0 | 0 | 0 | 0 | 12
NO |  | 134 | 2011 | 6 | 29 | 29 |  | LAKE PARK, UT | WEST VALLEY, UT | 138 | 138 | Wood - H | 3 | 0 | 1 |  | 0 | 0 | 0 | 0 | 0 | 0 | 0 | 0 | 0 | 0 | 0 | 0 | 0 | 0 | 0 | 611342109 | 0 | 0 | 0 | 0 | 0 | 0 | 0 | 12
NO |  | 134 | 2011 | 6 | 30 | 30 |  | WEST VALLEY, UT | OQUIRRH, UT | 138 | 138 | Wood - H | 7 | 0 | 1 |  | 0 | 0 | 0 | 0 | 0 | 0 | 0 | 0 | 0 | 0 | 0 | 0 | 0 | 0 | 0 | 611342110 | 0 | 0 | 0 | 0 | 0 | 0 | 0 | 12
NO |  | 134 | 2011 | 6 | 31 | 31 |  | OQUIRRH, UT | KCC BINGHAM, UT | 138 | 138 | Wood - H | 8 | 0 | 1 |  | 0 | 0 | 0 | 0 | 0 | 0 | 0 | 0 | 0 | 0 | 0 | 0 | 0 | 0 | 0 | 611342111 | 0 | 0 | 0 | 0 | 0 | 0 | 0 | 12
NO |  | 134 | 2011 | 6 | 32 | 32 |  | WEST CEDAR, UT | THREE PEAKS, UT | 138 | 138 | Wood - SP | 20 | 0 | 1 | 795 ACSR 26/7 | 0 | 0 | 0 | 0 | 0 | 0 | 0 | 0 | 0 | 0 | 0 | 0 | 0 | 0 | 0 | 0 | 0 | 0 | 0 | 0 | 0 | 0 | 0 | 12
NO |  | 134 | 2011 | 6 | 33 | 33 |  | HALE, UT | SPANISH FORK, UT | 138 | 138 | Wood - H | 18 | 0 | 1 | 1272 ACSR 45/7 | 0 | 0 | 0 | 0 | 0 | 0 | 0 | 0 | 0 | 0 | 0 | 0 | 0 | 0 | 0 | 0 | 0 | 0 | 0 | 0 | 0 | 0 | 0 | 12
NO |  | 134 | 2011 | 6 | 34 | 34 |  | MID VALLEY, UT | TAYLORSVILLE, UT | 138 | 138 | Wood - SP | 4 | 2 | 1 | 1272 AAC /61 | 0 | 0 | 0 | 0 | 0 | 0 | 0 | 0 | 0 | 0 | 0 | 0 | 0 | 0 | 0 | 0 | 0 | 0 | 0 | 0 | 0 | 0 | 0 | 12
NO |  | 134 | 2011 | 6 | 35 | 35 |  | PARRISH #105, UT | TERMINAL, UT | 138 | 138 | Steel - SP | 14 | 0 | 1 | 795 ACSR 45/7 | 0 | 0 | 0 | 0 | 0 | 0 | 0 | 0 | 0 | 0 | 0 | 0 | 0 | 0 | 0 | 0 | 0 | 0 | 0 | 0 | 0 | 0 | 0 | 12
NO |  | 134 | 2011 | 7 | 1 | 1 |  | COLUMBIA, UT | SUNNYSIDE, UT | 138 | 138 | Wood-H | 2 | 0 | 1 | 397.5 ACSR 26/7 | 0 | 0 | 0 | 0 | 0 | 0 | 0 | 0 | 0 | 0 | 0 | 0 | 0 | 0 | 0 | 0 | 0 | 0 | 0 | 0 | 0 | 0 | 0 | 12
NO |  | 134 | 2011 | 7 | 2 | 2 |  | JERUSALM, UT | NEBO, UT | 138 | 138 | Wood - H | 26 | 0 | 1 | 397.5 ACSR 26/7 | 0 | 0 | 0 | 0 | 0 | 0 | 0 | 0 | 0 | 0 | 0 | 0 | 0 | 0 | 0 | 0 | 0 | 0 | 0 | 0 | 0 | 0 | 0 | 12
NO |  | 134 | 2011 | 7 | 3 | 3 |  | HALE, UT | MIDWAY, UT | 138 | 138 | Wood - H | 19 | 0 | 1 | 397.5 ACSR 26/7 | 0 | 0 | 0 | 0 | 0 | 0 | 0 | 0 | 0 | 0 | 0 | 0 | 0 | 0 | 0 | 0 | 0 | 0 | 0 | 0 | 0 | 0 | 0 | 12
NO |  | 134 | 2011 | 7 | 4 | 4 |  | QUARRY TAP, UT | DUMAS, UT | 138 | 138 | U/G | 5 | 0 | 1 | 1750 AL XLPE UG | 0 | 0 | 0 | 0 | 0 | 0 | 0 | 0 | 0 | 0 | 0 | 0 | 0 | 0 | 0 | 0 | 0 | 0 | 0 | 0 | 0 | 0 | 0 | 12
NO |  | 134 | 2011 | 7 | 5 | 5 |  | HONEYVILLE, UT | LAMPO, UT | 138 | 138 | Wood - H | 25 | 0 | 1 | 397.5 ACSR 26/7 | 0 | 0 | 0 | 0 | 0 | 0 | 0 | 0 | 0 | 0 | 0 | 0 | 0 | 0 | 0 | 0 | 0 | 0 | 0 | 0 | 0 | 0 | 0 | 12
NO |  | 134 | 2011 | 7 | 6 | 6 |  | GADSBY, UT | JORDAN, UT | 138 | 138 | Wood - SP | 1 | 0 | 1 | 1272 AAC /61 | 0 | 0 | 0 | 0 | 0 | 0 | 0 | 0 | 0 | 0 | 0 | 0 | 0 | 0 | 0 | 0 | 0 | 0 | 0 | 0 | 0 | 0 | 0 | 12
NO |  | 134 | 2011 | 7 | 7 | 7 |  | MID VALLEY, UT | COTTONWOOD, UT | 138 | 138 | Wood - SP | 5 | 0 | 1 |  | 0 | 0 | 0 | 0 | 0 | 0 | 0 | 0 | 0 | 0 | 0 | 0 | 0 | 0 | 0 | 611342112 | 0 | 0 | 0 | 0 | 0 | 0 | 0 | 12
NO |  | 134 | 2011 | 7 | 8 | 8 |  | NINETY SOUTH, UT | SANDY, UT | 138 | 138 | Steel - SP | 1 | 0 | 1 | 795 AAC /37 | 0 | 0 | 0 | 0 | 0 | 0 | 0 | 0 | 0 | 0 | 0 | 0 | 0 | 0 | 0 | 0 | 0 | 0 | 0 | 0 | 0 | 0 | 0 | 12
NO |  | 134 | 2011 | 7 | 9 | 9 |  | MICRON, UT | CAMP WILLIAMS, UT | 138 | 138 |  | 0 | 9 | 1 | 795 ACSR 26/7 | 0 | 0 | 0 | 0 | 0 | 0 | 0 | 0 | 0 | 0 | 0 | 0 | 0 | 0 | 0 | 0 | 0 | 0 | 0 | 0 | 0 | 0 | 0 | 12
NO |  | 134 | 2011 | 7 | 10 | 10 |  | MCFADDEN, UT | BLACKHAWK, UT | 138 | 138 | Wood - H | 11 | 0 | 1 | 795 ACSR 26/7 | 0 | 0 | 0 | 0 | 0 | 0 | 0 | 0 | 0 | 0 | 0 | 0 | 0 | 0 | 0 | 0 | 0 | 0 | 0 | 0 | 0 | 0 | 0 | 12
NO |  | 134 | 2011 | 7 | 11 | 11 |  | TAP TO SANDY (STR 60), UT | SANDY, UT | 138 | 138 | Steel - SP | 6 | 0 | 1 | 795 AAC /37 | 0 | 0 | 0 | 0 | 0 | 0 | 0 | 0 | 0 | 0 | 0 | 0 | 0 | 0 | 0 | 0 | 0 | 0 | 0 | 0 | 0 | 0 | 0 | 12
NO |  | 134 | 2011 | 7 | 12 | 12 |  | EL MONTE, UT | STR 30B, UT | 138 | 138 | Steel - SP | 4 | 0 | 1 | 1272 ACSR 45/7 | 0 | 0 | 0 | 0 | 0 | 0 | 0 | 0 | 0 | 0 | 0 | 0 | 0 | 0 | 0 | 0 | 0 | 0 | 0 | 0 | 0 | 0 | 0 | 12
NO |  | 134 | 2011 | 7 | 13 | 13 |  | EL MONTE, UT | PIONEER, UT | 138 | 138 | Steel - SP | 1 | 0 | 1 | 1272 ACSR 45/7 | 0 | 0 | 0 | 0 | 0 | 0 | 0 | 0 | 0 | 0 | 0 | 0 | 0 | 0 | 0 | 0 | 0 | 0 | 0 | 0 | 0 | 0 | 0 | 12
NO |  | 134 | 2011 | 7 | 14 | 14 |  | SYRACUSE, UT | CLEARFIELD SOUTH, UT | 138 | 138 | Steel - SP | 1 | 0 | 1 | 1272 ACSR 45/7 | 0 | 0 | 0 | 0 | 0 | 0 | 0 | 0 | 0 | 0 | 0 | 0 | 0 | 0 | 0 | 0 | 0 | 0 | 0 | 0 | 0 | 0 | 0 | 12
NO |  | 134 | 2011 | 7 | 15 | 15 |  | MID VALLEY, UT | COTTONWOOD, UT | 138 | 138 | Steel - SP | 5 | 0 | 1 |  | 0 | 0 | 0 | 0 | 0 | 0 | 0 | 0 | 0 | 0 | 0 | 0 | 0 | 0 | 0 | 611342158 | 0 | 0 | 0 | 0 | 0 | 0 | 0 | 12
NO |  | 134 | 2011 | 7 | 16 | 16 |  | HAMMER, UT | BUTLERVILLE, UT | 138 | 138 |  | 0 | 2 | 1 | 795 ACSR 26/7 | 0 | 0 | 0 | 0 | 0 | 0 | 0 | 0 | 0 | 0 | 0 | 0 | 0 | 0 | 0 | 0 | 0 | 0 | 0 | 0 | 0 | 0 | 0 | 12
NO |  | 134 | 2011 | 7 | 17 | 17 |  | BUTLERVILLE, UT | NINETY SOUTH, UT | 138 | 138 | Steel - SP | 9 | 0 | 1 | 795 AAC /37 | 0 | 0 | 0 | 0 | 0 | 0 | 0 | 0 | 0 | 0 | 0 | 0 | 0 | 0 | 0 | 0 | 0 | 0 | 0 | 0 | 0 | 0 | 0 | 12
NO |  | 134 | 2011 | 7 | 18 | 18 |  | KEARNS, UT | TAYLORSVILLE, UT | 138 | 138 | Wood - SP | 2 | 0 | 1 | 500 AAC /19 | 0 | 0 | 0 | 0 | 0 | 0 | 0 | 0 | 0 | 0 | 0 | 0 | 0 | 0 | 0 | 0 | 0 | 0 | 0 | 0 | 0 | 0 | 0 | 12
NO |  | 134 | 2011 | 7 | 19 | 19 |  | SILVER CREEK SUB, UT | JORDANELLE SUB, UT | 138 | 138 | Wood - SP | 10 | 0 | 1 | 795 ACSR 26/7 | 0 | 0 | 0 | 0 | 0 | 0 | 0 | 0 | 0 | 0 | 0 | 0 | 0 | 0 | 0 | 0 | 0 | 0 | 0 | 0 | 0 | 0 | 0 | 12
NO |  | 134 | 2011 | 7 | 20 | 20 |  | KEARNS, UT | WEST VALLEY, UT | 138 | 138 | Wood - SP | 2 | 0 | 1 |  | 0 | 0 | 0 | 0 | 0 | 0 | 0 | 0 | 0 | 0 | 0 | 0 | 0 | 0 | 0 | 611342162 | 0 | 0 | 0 | 0 | 0 | 0 | 0 | 12
NO |  | 134 | 2011 | 7 | 21 | 21 |  | RIVERDALE, UT | 105 TAP, UT | 138 | 138 | Steel - SP | 0 | 21 | 1 | 795 ACSR 26/7 | 0 | 0 | 0 | 0 | 0 | 0 | 0 | 0 | 0 | 0 | 0 | 0 | 0 | 0 | 0 | 0 | 0 | 0 | 0 | 0 | 0 | 0 | 0 | 12
NO |  | 134 | 2011 | 7 | 22 | 22 |  | OQUIRRH, UT | SUNRISE - TRI CITY, UT | 138 | 138 | Steel - SP | 25 | 0 | 1 |  | 0 | 0 | 0 | 0 | 0 | 0 | 0 | 0 | 0 | 0 | 0 | 0 | 0 | 0 | 0 | 611342160 | 0 | 0 | 0 | 0 | 0 | 0 | 0 | 12
NO |  | 134 | 2011 | 7 | 23 | 23 |  | BANGERTER, UT | TRI-CITY, UT | 138 | 138 |  | 0 | 23 | 1 |  | 0 | 0 | 0 | 0 | 0 | 0 | 0 | 0 | 0 | 0 | 0 | 0 | 0 | 0 | 0 | 611342337 | 0 | 0 | 0 | 0 | 0 | 0 | 0 | 12
NO |  | 134 | 2011 | 7 | 24 | 24 |  | DYNAMO, UT | TRI-CITY #1, UT | 138 | 138 | Steel - SP | 2 | 0 | 1 | 795 ACSR 26/7 | 0 | 0 | 0 | 0 | 0 | 0 | 0 | 0 | 0 | 0 | 0 | 0 | 0 | 0 | 0 | 0 | 0 | 0 | 0 | 0 | 0 | 0 | 0 | 12
NO |  | 134 | 2011 | 7 | 25 | 25 |  | TIMP #1, UT | DYNAMO, UT | 138 | 138 | Steel - SP | 2 | 0 | 1 |  | 0 | 0 | 0 | 0 | 0 | 0 | 0 | 0 | 0 | 0 | 0 | 0 | 0 | 0 | 0 | 611342161 | 0 | 0 | 0 | 0 | 0 | 0 | 0 | 12
NO |  | 134 | 2011 | 7 | 26 | 26 |  | DYNAMO, UT | TRI-CITY #2, UT | 138 | 138 |  | 0 | 3 | 1 | 795 ACSR 26/7 | 0 | 0 | 0 | 0 | 0 | 0 | 0 | 0 | 0 | 0 | 0 | 0 | 0 | 0 | 0 | 0 | 0 | 0 | 0 | 0 | 0 | 0 | 0 | 12
NO |  | 134 | 2011 | 7 | 27 | 27 |  | TIMP #2, UT | DYNAMO, UT | 138 | 138 |  | 0 | 2 | 1 |  | 0 | 0 | 0 | 0 | 0 | 0 | 0 | 0 | 0 | 0 | 0 | 0 | 0 | 0 | 0 | 611342366 | 0 | 0 | 0 | 0 | 0 | 0 | 0 | 12
NO |  | 134 | 2011 | 7 | 28 | 28 |  | MIDDLETON, UT | ST. GEORGE, UT | 138 | 138 | Wood - H | 1 | 0 | 1 | 397.5 ACSR 26/7 | 0 | 0 | 0 | 0 | 0 | 0 | 0 | 0 | 0 | 0 | 0 | 0 | 0 | 0 | 0 | 0 | 0 | 0 | 0 | 0 | 0 | 0 | 0 | 12
NO |  | 134 | 2011 | 7 | 29 | 29 |  | BRIDGERLAND, UT | GREEN CANYON, UT | 138 | 138 | Wood - SP | 16 | 0 | 1 | 1272 ACSR 45/7 | 0 | 0 | 0 | 0 | 0 | 0 | 0 | 0 | 0 | 0 | 0 | 0 | 0 | 0 | 0 | 0 | 0 | 0 | 0 | 0 | 0 | 0 | 0 | 12
NO |  | 134 | 2011 | 7 | 30 | 30 |  | SYRACUSE, UT | PARRISH, UT | 138 | 230 | Steel Tower | 15 | 0 | 1 | 1272 ACSR 45/7 | 0 | 0 | 0 | 0 | 0 | 0 | 0 | 0 | 0 | 0 | 0 | 0 | 0 | 0 | 0 | 0 | 0 | 0 | 0 | 0 | 0 | 0 | 0 | 12
NO |  | 134 | 2011 | 7 | 31 | 31 |  | BONANZA, UT | CHAPITA, UT | 138 | 138 | Wood - H | 8 | 0 | 1 | 795 ACSR 26/7 | 0 | 0 | 0 | 0 | 0 | 0 | 0 | 0 | 0 | 0 | 0 | 0 | 0 | 0 | 0 | 0 | 0 | 0 | 0 | 0 | 0 | 0 | 0 | 12
NO |  | 134 | 2011 | 7 | 32 | 32 |  | CENTRAL, UT | ST GEORGE #1, UT | 138 | 345 | Steel - SP | 20 | 0 | 1 | 2-1272 ACSR 45/7 | 0 | 0 | 0 | 0 | 0 | 0 | 0 | 611342347 | 0 | 0 | 0 | 0 | 0 | 0 | 0 | 0 | 0 | 0 | 0 | 0 | 0 | 0 | 0 | 12
NO |  | 134 | 2011 | 7 | 33 | 33 |  | CENTRAL, UT | ST GEORGE #2, UT | 138 | 345 |  | 0 | 20 | 1 | 2-1272 ACSR 45/7 | 0 | 0 | 0 | 0 | 0 | 0 | 0 | 611342166 | 0 | 0 | 0 | 0 | 0 | 0 | 0 | 0 | 0 | 0 | 0 | 0 | 0 | 0 | 0 | 12
NO |  | 134 | 2011 | 7 | 34 | 34 |  | EBAY TAP, UT | OQUIRRH, UT | 138 | 138 | Wood - SP | 1 | 0 | 1 | 795 ACSR 26/7 | 0 | 0 | 0 | 0 | 0 | 0 | 0 | 0 | 0 | 0 | 0 | 0 | 0 | 0 | 0 | 0 | 0 | 0 | 0 | 0 | 0 | 0 | 0 | 12
NO |  | 134 | 2011 | 8 | 1 | 1 |  | 138 kV costs and expenses |  | 0 | 0 |  | 0 | 0 | 0 |  | 18064040 | 313621849 | 331685889 | 29945 | 2238892 | 137999 | 2406836 | 0 | 0 | 0 | 0 | 0 | 0 | 0 | 0 | 0 | 0 | 0 | 0 | 0 | 0 | 0 | 0 | 12
NO |  | 134 | 2011 | 0 | 36 | 36 |  | TOTAL |  | 0 | 0 |  | 15957 | 806 | 264 |  | 173359503 | 2552922302 | 2726281805 | 259051 | 22369881 | 2549553 | 25178485 | 0 | 0 | 0 | 0 | 0 | 0 | 0 | 0 | 0 | 0 | 0 | 0 | 0 | 0 | 0 | 0 | 12
NO |  | 134 | 2011 | 0 | 13 | 13 |  | 500 kV costs and expenses |  | 0 | 0 |  | 0 | 0 | 0 |  | 14275676 | 269729474 | 284005150 | 0 | 1409233 | 275506 | 1684739 | 0 | 0 | 0 | 0 | 0 | 0 | 0 | 0 | 0 | 0 | 0 | 0 | 0 | 0 | 0 | 0 | 12
NO |  | 134 | 2011 | 0 | 15 | 15 |  | Subtotal 500kV |  | 0 | 0 |  | 1212 | 0 | 12 |  | 14275676 | 269729474 | 284005150 | 0 | 1409233 | 275506 | 1684739 | 0 | 0 | 0 | 0 | 0 | 0 | 0 | 0 | 0 | 0 | 0 | 0 | 0 | 0 | 0 | 0 | 12
NO |  | 134 | 2011 | 1 | 14 | 14 |  | 90TH SOUTH, UT | CAMP WILLIAMS #3, UT | 345 | 345 | Steel SP | 11 | 0 | 1 |  | 0 | 0 | 0 | 0 | 0 | 0 | 0 | 0 | 0 | 0 | 0 | 0 | 0 | 0 | 0 | 611342106 | 0 | 0 | 0 | 0 | 0 | 0 | 0 | 12
NO |  | 134 | 2011 | 3 | 24 | 24 |  | 230 kV costs and expenses |  | 0 | 0 |  | 0 | 0 | 0 |  | 15529412 | 349202441 | 364731853 | 23014 | 5295061 | 476724 | 5794799 | 0 | 0 | 0 | 0 | 0 | 0 | 0 | 0 | 0 | 0 | 0 | 0 | 0 | 0 | 0 | 0 | 12
NO |  | 134 | 2011 | 4 | 3 | 3 |  | RIGBY, ID | JEFFERSON, ID | 161 | 161 | Wood SP | 18 | 0 | 1 | 397.5 ACSR 26/7 | 0 | 0 | 0 | 0 | 0 | 0 | 0 | 0 | 0 | 0 | 0 | 0 | 0 | 0 | 0 | 0 | 0 | 0 | 0 | 0 | 0 | 0 | 0 | 12
NO |  | 134 | 2011 | 7 | 35 | 35 |  | PARRISH, UT | TAP TO NSALT LAKE, UT | 138 | 138 | Steel - SP | 0 | 8 | 1 | 795 ACSR 26/7 | 0 | 0 | 0 | 0 | 0 | 0 | 0 | 0 | 0 | 0 | 0 | 0 | 0 | 0 | 0 | 0 | 0 | 0 | 0 | 0 | 0 | 0 | 0 | 12
SI/SI | A | 134 | 2011 | 8 | 6 | 6 |  | All 69kV Lines |  | 0 | 0 |  | 3000 | 0 | 0 |  | 6485643 | 237525550 | 244011193 | 16020 | 3283339 | 204569 | 3503928 | 0 | 0 | 0 | 0 | 0 | 0 | 0 | 0 | 0 | 0 | 0 | 0 | 0 | 0 | 0 | 0 | 12
SI/SI | A | 134 | 2011 | 8 | 8 | 8 |  | All 46kV Lines |  | 0 | 0 |  | 2573 | 0 | 0 |  | 8596739 | 210877840 | 219474579 | 94604 | 2402961 | 64426 | 2561991 | 0 | 0 | 0 | 0 | 0 | 0 | 0 | 0 | 0 | 0 | 0 | 0 | 0 | 0 | 0 | 0 | 12
NO |  | 134 | 2011 | 3 | 29 | 29 |  | ANTELOPE, ID | GOSHEN, ID | 161 | 161 | Wood - H | 45 | 0 | 1 | 397.5 ACSR 26/7 | 0 | 0 | 0 | 0 | 0 | 0 | 0 | 0 | 0 | 0 | 0 | 0 | 0 | 0 | 0 | 0 | 0 | 0 | 0 | 0 | 0 | 0 | 0 | 12
NO |  | 134 | 2011 | 4 | 9 | 9 |  | OQUIRRH, UT | TOOELE, UT | 138 | 138 | Wood - SP | 21 | 0 | 1 | 795 ACSR 45/7 | 0 | 0 | 0 | 0 | 0 | 0 | 0 | 0 | 0 | 0 | 0 | 0 | 0 | 0 | 0 | 0 | 0 | 0 | 0 | 0 | 0 | 0 | 0 | 12
SI/SI | A | 134 | 2011 | 8 | 7 | 7 |  | All 57kV Lines |  | 0 | 0 |  | 113 | 0 | 0 |  | 45458 | 9799269 | 9844727 | 0 | 74537 | 3585 | 78122 | 0 | 0 | 0 | 0 | 0 | 0 | 0 | 0 | 0 | 0 | 0 | 0 | 0 | 0 | 0 | 0 | 12
NO |  | 134 | 2011 | 3 | 26 | 26 |  | Subtotal 230kV |  | 0 | 0 |  | 3328 | 17 | 75 |  | 15529412 | 349202441 | 364731853 | 23014 | 5295061 | 476724 | 5794799 | 0 | 0 | 0 | 0 | 0 | 0 | 0 | 0 | 0 | 0 | 0 | 0 | 0 | 0 | 0 | 0 | 12
NO |  | 134 | 2011 | 3 | 28 | 28 |  | ANACONDA, ID- MT | JEFFERSON PH, ID | 161 | 161 | Wood - H | 0 | 90 | 1 | 250HH CU /7 | 0 | 0 | 0 | 0 | 0 | 0 | 0 | 0 | 0 | 0 | 0 | 0 | 0 | 0 | 0 | 0 | 0 | 0 | 0 | 0 | 0 | 0 | 0 | 12
NO |  | 134 | 2011 | 4 | 6 | 6 |  | Subtotal 161kV |  | 0 | 0 |  | 255 | 90 | 11 |  | 623490 | 20224837 | 20848327 | 0 | 581180 | 2788 | 583968 | 0 | 0 | 0 | 0 | 0 | 0 | 0 | 0 | 0 | 0 | 0 | 0 | 0 | 0 | 0 | 0 | 12
NO |  | 134 | 2011 | 4 | 8 | 8 |  | WHEELON, UT | AMERICAN FALLS, ID | 138 | 138 | Wood - H | 82 | 0 | 1 | 250 CUHD /12 | 0 | 0 | 0 | 0 | 0 | 0 | 0 | 0 | 0 | 0 | 0 | 0 | 0 | 0 | 0 | 0 | 0 | 0 | 0 | 0 | 0 | 0 | 0 | 12
NO |  | 134 | 2011 | 8 | 3 | 3 |  | Subtotal 138kV |  | 0 | 0 |  | 1887 | 316 | 133 |  | 18064040 | 313621849 | 331685889 | 29945 | 2238892 | 137999 | 2406836 | 0 | 0 | 0 | 0 | 0 | 0 | 0 | 0 | 0 | 0 | 0 | 0 | 0 | 0 | 0 | 0 | 12
SI/SI | A | 134 | 2011 | 8 | 5 | 5 |  | All 115kV Lines |  | 0 | 0 |  | 1603 | 0 | 0 |  | 4145005 | 156245499 | 160390504 | 95468 | 4052628 | 555244 | 4703340 | 0 | 0 | 0 | 0 | 0 | 0 | 0 | 0 | 0 | 0 | 0 | 0 | 0 | 0 | 0 | 0 | 12
NO |  | 81 | 2011 | 0 | 1 | 1 |  | 0700 BIG SANDY, KY | AMOS WV | 765 | 765 | ST | 0.13 | 0 | 1 | 954 MCMA | 258 | 10045 | 10303 | 0 | 0 | 0 | 0 | 0 | 0 | 0 | 0 | 0 | 0 | 0 | 0 | 0 | 0 | 0 | 0 | 0 | 0 | 0 | 0 | 12
NO |  | 81 | 2011 | 0 | 2 | 2 |  | 0701 BIG SANDY, KY | SARGENTS, OH | 765 | 765 | ALUM | 24.2 | 0 | 1 | 954 MCMA | 554508 | 5936359 | 6490867 | 0 | 0 | 0 | 0 | 0 | 0 | 0 | 0 | 0 | 0 | 0 | 0 | 0 | 0 | 0 | 0 | 0 | 0 | 0 | 0 | 12
NO |  | 81 | 2011 | 0 | 3 | 3 |  | 0701 BIG SANDY, KY | SARGENTS, OH | 765 | 765 | ST | 4.79 | 0 | 1 |  | 0 | 0 | 0 | 0 | 0 | 0 | 0 | 0 | 0 | 0 | 0 | 0 | 0 | 0 | 0 | 0 | 0 | 0 | 0 | 0 | 0 | 0 | 0 | 12
NO |  | 81 | 2011 | 0 | 4 | 4 |  | 0702 BIG SANDY, KY | BROADFORD, VA | 765 | 765 | ALUM | 12.65 | 0 | 1 | 954 MCMA | 3159675 | 17730075 | 20889750 | 0 | 0 | 0 | 0 | 0 | 0 | 0 | 0 | 0 | 0 | 0 | 0 | 0 | 0 | 0 | 0 | 0 | 0 | 0 | 0 | 12
NO |  | 81 | 2011 | 0 | 5 | 5 |  | 0702 BIG SANDY, KY | BROADFORD, VA | 765 | 765 | ST | 3.04 | 0 | 1 |  | 0 | 0 | 0 | 0 | 0 | 0 | 0 | 0 | 0 | 0 | 0 | 0 | 0 | 0 | 0 | 0 | 0 | 0 | 0 | 0 | 0 | 0 | 0 | 12
NO |  | 81 | 2011 | 0 | 6 | 6 |  | 0702 BIG SANDY, KY | BROADFORD, VA | 765 | 765 | ALUMT | 58.26 | 0 | 1 |  | 0 | 0 | 0 | 0 | 0 | 0 | 0 | 0 | 0 | 0 | 0 | 0 | 0 | 0 | 0 | 0 | 0 | 0 | 0 | 0 | 0 | 0 | 0 | 12
NO |  | 81 | 2011 | 0 | 7 | 7 |  | 0703 HANGING ROCK, OH | JEFFERSON, IN | 765 | 765 | ST | 154.74 | 0 | 1 | 351.5 VAR | 17020130 | 105425602 | 122445732 | 31996 | 353003 | 0 | 384999 | 0 | 0 | 0 | 0 | 0 | 0 | 0 | 0 | 0 | 0 | 0 | 0 | 0 | 0 | 0 | 0 | 12
NO |  | 81 | 2011 | 0 | 8 | 8 |  | 0300 BIG SANDY, KY | TRI-STATE, WV | 345 | 345 | ST | 8.36 | 0 | 1 | 954 MCMA | 177562 | 1151384 | 1328946 | 1038 | 11447 | 0 | 12485 | 0 | 0 | 0 | 0 | 0 | 0 | 0 | 0 | 0 | 0 | 0 | 0 | 0 | 0 | 0 | 0 | 12
NO |  | 81 | 2011 | 0 | 9 | 9 |  | 0600 HAZARD, KY PINEVILLE, | PINEVILLE, KY | 161 | 161 | WP | 45.62 | 0 | 1 | 500 MCMCU | 205938 | 3504001 | 3709939 | 0 | 0 | 0 | 0 | 0 | 0 | 0 | 0 | 0 | 0 | 0 | 0 | 0 | 0 | 0 | 0 | 0 | 0 | 0 | 0 | 12
NO |  | 81 | 2011 | 0 | 10 | 10 |  | 0600 HAZARD, KY | PINEVILLE, KY | 161 | 161 | ST | 0.72 | 0 | 1 |  | 0 | 0 | 0 | 0 | 0 | 0 | 0 | 0 | 0 | 0 | 0 | 0 | 0 | 0 | 0 | 0 | 0 | 0 | 0 | 0 | 0 | 0 | 0 | 12
NO |  | 81 | 2011 | 0 | 11 | 11 |  | 0135 WOOTEN | ARNOLD DELVINTA (LGE) | 161 | 161 | WP | 1.09 | 0 | 1 | 795 MCM 26/7 | 69669 | 0 | 69669 | 0 | 0 | 0 | 0 | 0 | 0 | 0 | 0 | 0 | 0 | 0 | 0 | 0 | 0 | 0 | 0 | 0 | 0 | 0 | 0 | 12
NO |  | 81 | 2011 | 0 | 12 | 12 |  | 0136 WOOTEN EXTENSION |  | 161 | 161 | ST | 0 | 0 | 1 | 795 MCM 26/7 | 0 | 194639 | 194639 | 5886 | 64943 | 0 | 70829 | 0 | 0 | 0 | 0 | 0 | 0 | 0 | 0 | 0 | 0 | 0 | 0 | 0 | 0 | 0 | 0 | 12
NO |  | 81 | 2011 | 0 | 13 | 13 |  | 0100 BIG SANDY, KY | BELLEFONTE | 138 | 138 | ALUM | 12.08 | 0 | 1 | 556.5 VAR | 492656 | 2184682 | 2677338 | 0 | 0 | 0 | 0 | 0 | 0 | 0 | 0 | 0 | 0 | 0 | 0 | 0 | 0 | 0 | 0 | 0 | 0 | 0 | 0 | 12
NO |  | 81 | 2011 | 0 | 14 | 14 |  | 0100 BIG SANDY, KY | BELLEFONTE | 138 | 138 | ST | 14.77 | 0 | 1 |  | 0 | 0 | 0 | 0 | 0 | 0 | 0 | 0 | 0 | 0 | 0 | 0 | 0 | 0 | 0 | 0 | 0 | 0 | 0 | 0 | 0 | 0 | 0 | 12
NO |  | 81 | 2011 | 0 | 15 | 15 |  | 0101 BIG SANDY, KY | W HUNTINGTON, WV | 138 | 138 | ST | 0.33 | 0 | 1 | 1033.5 VAR | 8672 | 63923 | 72595 | 0 | 0 | 0 | 0 | 0 | 0 | 0 | 0 | 0 | 0 | 0 | 0 | 0 | 0 | 0 | 0 | 0 | 0 | 0 | 0 | 12
NO |  | 81 | 2011 | 0 | 16 | 16 |  | 0102 BELLEFONTE, KY | N PROCTORVILLE, OH | 138 | 138 | ST | 1.1 | 1.1 | 1 | 397.5 MA | 4478 | 121821 | 126299 | 0 | 0 | 0 | 0 | 0 | 0 | 0 | 0 | 0 | 0 | 0 | 0 | 0 | 0 | 0 | 0 | 0 | 0 | 0 | 0 | 12
NO |  | 81 | 2011 | 0 | 17 | 17 |  | 0103 HAZARD, KY | BEAVER CREEK, KY | 138 | 138 | ST | 6.75 | 0 | 1 | 397.5 MCMCU | 68294 | 1880824 | 1949118 | 0 | 0 | 0 | 0 | 0 | 0 | 0 | 0 | 0 | 0 | 0 | 0 | 0 | 0 | 0 | 0 | 0 | 0 | 0 | 0 | 12
NO |  | 81 | 2011 | 0 | 18 | 18 |  | 0103 HAZARD, KY | BEAVER CREEK, KY | 138 | 138 | ST | 22.35 | 0 | 1 |  | 0 | 0 | 0 | 0 | 0 | 0 | 0 | 0 | 0 | 0 | 0 | 0 | 0 | 0 | 0 | 0 | 0 | 0 | 0 | 0 | 0 | 0 | 0 | 12
NO |  | 81 | 2011 | 0 | 19 | 19 |  | 0105 CLINCH RIVER, VA | BEAVER CREEK, KY | 138 | 138 | ST | 1.47 | 0 | 1 | 636 MCMA | 84068 | 1599018 | 1683086 | 0 | 0 | 0 | 0 | 0 | 0 | 0 | 0 | 0 | 0 | 0 | 0 | 0 | 0 | 0 | 0 | 0 | 0 | 0 | 0 | 12
NO |  | 81 | 2011 | 0 | 20 | 20 |  | 0105 CLINCH RIVER, VA | BEAVER CREEK, KY | 138 | 138 | WP | 16.92 | 16.92 | 1 |  | 0 | 0 | 0 | 0 | 0 | 0 | 0 | 0 | 0 | 0 | 0 | 0 | 0 | 0 | 0 | 0 | 0 | 0 | 0 | 0 | 0 | 0 | 0 | 12
NO |  | 81 | 2011 | 0 | 21 | 21 |  | 0107 LOGAN, WV | SPRIGG, KY | 138 | 138 | ST | 0.64 | 0 | 2 | 397 MCMA | 2128 | 444269 | 446397 | 0 | 0 | 0 | 0 | 0 | 0 | 0 | 0 | 0 | 0 | 0 | 0 | 0 | 0 | 0 | 0 | 0 | 0 | 0 | 0 | 12
NO |  | 81 | 2011 | 0 | 22 | 22 |  | 0110 BEAVER CREEK, KY | BIG SANDY, KY | 138 | 138 | ALUMT | 32.43 | 0 | 1 | 397.5 MCMA | 548745 | 2791193 | 3339938 | 0 | 0 | 0 | 0 | 0 | 0 | 0 | 0 | 0 | 0 | 0 | 0 | 0 | 0 | 0 | 0 | 0 | 0 | 0 | 0 | 12
NO |  | 81 | 2011 | 0 | 23 | 23 |  | 0110 BEAVER CREEK, KY | BIG SANDY, KY | 138 | 138 | WP | 10.05 | 0 | 1 |  | 0 | 0 | 0 | 0 | 0 | 0 | 0 | 0 | 0 | 0 | 0 | 0 | 0 | 0 | 0 | 0 | 0 | 0 | 0 | 0 | 0 | 0 | 0 | 12
NO |  | 81 | 2011 | 0 | 24 | 24 |  | 0110 BEAVER CREEK, KY | BIG SANDY, KY | 138 | 138 | WP | 16.41 | 0.33 | 1 |  | 0 | 0 | 0 | 0 | 0 | 0 | 0 | 0 | 0 | 0 | 0 | 0 | 0 | 0 | 0 | 0 | 0 | 0 | 0 | 0 | 0 | 0 | 0 | 12
NO |  | 81 | 2011 | 0 | 25 | 25 |  | 0111 TRI STATE, WV | BELLEFONTE, KY | 138 | 138 | ST | 0.71 | 14.41 | 1 | 795 MCMA | 16110 | 624465 | 640575 | 0 | 0 | 0 | 0 | 0 | 0 | 0 | 0 | 0 | 0 | 0 | 0 | 0 | 0 | 0 | 0 | 0 | 0 | 0 | 0 | 12
NO |  | 81 | 2011 | 0 | 26 | 26 |  | 0111 TRI STATE, WV | BELLEFONTE, KY | 138 | 138 | WP | 0.38 | 0 | 1 |  | 0 | 0 | 0 | 0 | 0 | 0 | 0 | 0 | 0 | 0 | 0 | 0 | 0 | 0 | 0 | 0 | 0 | 0 | 0 | 0 | 0 | 0 | 0 | 12
NO |  | 81 | 2011 | 0 | 27 | 27 |  | 0113 CHADWICK | KY ELECTRIC STEEL | 138 | 138 | WP | 7.9 | 0 | 1 | 795 MCMA | 52422 | 266197 | 318619 | 0 | 0 | 0 | 0 | 0 | 0 | 0 | 0 | 0 | 0 | 0 | 0 | 0 | 0 | 0 | 0 | 0 | 0 | 0 | 0 | 12
NO |  | 81 | 2011 | 0 | 28 | 28 |  | 0115 CHADWICK | COALTON | 138 | 138 | WP | 0.98 | 0 | 1 | 795 MCMA | 291969 | 422415 | 714384 | 0 | 0 | 0 | 0 | 0 | 0 | 0 | 0 | 0 | 0 | 0 | 0 | 0 | 0 | 0 | 0 | 0 | 0 | 0 | 0 | 12
NO |  | 81 | 2011 | 0 | 29 | 29 |  | 0133 CHADWICK |  | 138 | 138 |  | 0 | 0 | 0 |  | 67982 | 914472 | 982454 | 0 | 0 | 0 | 0 | 0 | 0 | 0 | 0 | 0 | 0 | 0 | 0 | 0 | 0 | 0 | 0 | 0 | 0 | 0 | 0 | 12
NO |  | 81 | 2011 | 0 | 30 | 30 |  | 0117 MILBROOK PARK, OH | FULLERTON | 138 | 138 | WP | 5.08 | 1.58 | 1 | 556.5 MCM | 408799 | 65178 | 473977 | 0 | 0 | 0 | 0 | 0 | 0 | 0 | 0 | 0 | 0 | 0 | 0 | 0 | 0 | 0 | 0 | 0 | 0 | 0 | 0 | 12
NO |  | 81 | 2011 | 0 | 31 | 31 |  | 0116 BEAVER CREEK | SPICEWOOD | 138 | 138 | WP | 25.83 | 0 | 1 | 795 MCMA | 555042 | 2823053 | 3378095 | 0 | 0 | 0 | 0 | 0 | 0 | 0 | 0 | 0 | 0 | 0 | 0 | 0 | 0 | 0 | 0 | 0 | 0 | 0 | 0 | 12
NO |  | 81 | 2011 | 0 | 32 | 32 |  | 0116 BEAVER CREEK | SPICEWOOD | 138 | 138 | ST | 0.63 | 0 | 0 | 1590 KCM | 0 | 0 | 0 | 0 | 0 | 0 | 0 | 0 | 0 | 0 | 0 | 0 | 0 | 0 | 0 | 0 | 0 | 0 | 0 | 0 | 0 | 0 | 0 | 12
NO |  | 81 | 2011 | 0 | 33 | 33 |  | 0120 HATFIELD | SPRIGG | 138 | 138 | WP | 5.88 | 0 | 1 | 1033 MCM | 0 | 1506763 | 1506763 | 0 | 0 | 0 | 0 | 0 | 0 | 0 | 0 | 0 | 0 | 0 | 0 | 0 | 0 | 0 | 0 | 0 | 0 | 0 | 0 | 12
NO |  | 81 | 2011 | 0 | 34 | 34 |  | 0121 HATFIELD | INEZ | 138 | 138 | WP | 14.67 | 0 | 1 | 10335 VAR | 633040 | 4452788 | 5085828 | 0 | 0 | 0 | 0 | 0 | 0 | 0 | 0 | 0 | 0 | 0 | 0 | 0 | 0 | 0 | 0 | 0 | 0 | 0 | 0 | 12
NO |  | 81 | 2011 | 0 | 35 | 35 |  | 0122 INEZ | LOVELY | 138 | 138 | WP | 6.86 | 0 | 1 | 10335 VAR | 2783 | 571688 | 574471 | 0 | 0 | 0 | 0 | 0 | 0 | 0 | 0 | 0 | 0 | 0 | 0 | 0 | 0 | 0 | 0 | 0 | 0 | 0 | 0 | 12
NO |  | 81 | 2011 | 1 | 1 | 1 |  | 0126 INEZ | MARTIKI | 138 | 138 | WP | 0.33 | 0 | 1 | 10335 VAR | 2269 | 56174 | 58443 | 0 | 0 | 0 | 0 | 0 | 0 | 0 | 0 | 0 | 0 | 0 | 0 | 0 | 0 | 0 | 0 | 0 | 0 | 0 | 0 | 12
NO |  | 81 | 2011 | 1 | 2 | 2 |  | 0127 BIG SANDY | INEZ | 138 | 138 | ST | 23 | 0 | 1 | 795 MCMA | 1356990 | 12510234 | 13867224 | 0 | 0 | 0 | 0 | 0 | 0 | 0 | 0 | 0 | 0 | 0 | 0 | 0 | 0 | 0 | 0 | 0 | 0 | 0 | 0 | 12
NO |  | 81 | 2011 | 1 | 3 | 3 |  | 0106 DORTON | FLEMING | 138 | 138 | WP | 7.64 | 0 | 1 | 795 MCMA | 217206 | 1174257 | 1391463 | 0 | 0 | 0 | 0 | 0 | 0 | 0 | 0 | 0 | 0 | 0 | 0 | 0 | 0 | 0 | 0 | 0 | 0 | 0 | 0 | 12
NO |  | 81 | 2011 | 1 | 4 | 4 |  | 0108 BEAVER CREEK | SPRIGG #1 | 138 | 138 | WP | 32.6 | 0 | 1 | 397 MCMA | 98056 | 918630 | 1016686 | 0 | 0 | 0 | 0 | 0 | 0 | 0 | 0 | 0 | 0 | 0 | 0 | 0 | 0 | 0 | 0 | 0 | 0 | 0 | 0 | 12
NO |  | 81 | 2011 | 1 | 5 | 5 |  | 0124 BIG SANDY | SOUTH NEAL | 138 | 138 | WP | 0.01 | 0 | 1 | 10335 VAR | 0 | 116738 | 116738 | 0 | 0 | 0 | 0 | 0 | 0 | 0 | 0 | 0 | 0 | 0 | 0 | 0 | 0 | 0 | 0 | 0 | 0 | 0 | 0 | 12
NO |  | 81 | 2011 | 1 | 6 | 6 |  | 0109 BEAVER CREEK | SPRIGG #3 | 138 | 138 |  | 0 | 0 | 0 |  | 51485 | 0 | 51485 | 0 | 0 | 0 | 0 | 0 | 0 | 0 | 0 | 0 | 0 | 0 | 0 | 0 | 0 | 0 | 0 | 0 | 0 | 0 | 0 | 12
NO |  | 81 | 2011 | 1 | 7 | 7 |  | 0125 BELLEFONTE | AK STEEL OXYGEN PLANT | 138 | 138 | ST | 0.22 | 0 | 2 | 795 ACSR | 1393 | 225286 | 226679 | 0 | 0 | 0 | 0 | 0 | 0 | 0 | 0 | 0 | 0 | 0 | 0 | 0 | 0 | 0 | 0 | 0 | 0 | 0 | 0 | 12
NO |  | 81 | 2011 | 1 | 8 | 8 |  | 0130 JOHNS CREEK | SPRIGG | 138 | 138 | ST | 13 | 0 | 0 | 1033 MCM | 0 | 3833913 | 3833913 | 0 | 0 | 0 | 0 | 0 | 0 | 0 | 0 | 0 | 0 | 0 | 0 | 0 | 0 | 0 | 0 | 0 | 0 | 0 | 0 | 12
NO |  | 81 | 2011 | 1 | 9 | 9 |  | 0131 BAKER | BIG SANDY EXT. | 138 | 138 | ST | 1 | 0 | 1 | 1351 KCM | 650 | 1179194 | 1179844 | 0 | 0 | 0 | 0 | 0 | 0 | 0 | 0 | 0 | 0 | 0 | 0 | 0 | 0 | 0 | 0 | 0 | 0 | 0 | 0 | 12
NO |  | 81 | 2011 | 1 | 10 | 10 |  | 0128 INEZ | JOHNS CREEK | 138 | 138 | ST | 17 | 0 | 0 | 2-556.5 MCM | 1005133 | 9907226 | 10912359 | 0 | 0 | 0 | 0 | 0 | 0 | 0 | 0 | 0 | 0 | 0 | 0 | 0 | 0 | 0 | 0 | 0 | 0 | 0 | 0 | 12
NO |  | 81 | 2011 | 1 | 11 | 11 |  | 0129 BEAVER CREEK | JOHNS CREEK | 138 | 138 | ST | 22 | 0 | 0 | 1033 MCM | 195162 | 7528044 | 7723206 | 0 | 0 | 0 | 0 | 0 | 0 | 0 | 0 | 0 | 0 | 0 | 0 | 0 | 0 | 0 | 0 | 0 | 0 | 0 | 0 | 12
NO |  | 81 | 2011 | 1 | 12 | 12 |  | 0132 GRANGSTON LOOP |  | 138 | 138 |  | 0 | 0 | 0 |  | 4103 | 1 | 4104 | 0 | 0 | 0 | 0 | 0 | 0 | 0 | 0 | 0 | 0 | 0 | 0 | 0 | 0 | 0 | 0 | 0 | 0 | 0 | 0 | 12
NO |  | 81 | 2011 | 1 | 13 | 13 |  | 0137 HAYS BRANCH | MORGAN FORK | 138 | 138 | ST | 8.3 | 0 | 1 | 795 ACSR | 1363522 | 9438072 | 10801594 | 0 | 0 | 0 | 0 | 0 | 0 | 0 | 0 | 0 | 0 | 0 | 0 | 0 | 0 | 0 | 0 | 0 | 0 | 0 | 0 | 12
NO |  | 81 | 2011 | 1 | 14 | 14 |  | 0138 SOFT SHELL | BEAVER CREEK | 138 | 138 | ST | 1.4 | 0 | 2 | 1590 ACSR | 189560 | 3683444 | 3873004 | 0 | 0 | 0 | 0 | 0 | 0 | 0 | 0 | 0 | 0 | 0 | 0 | 0 | 0 | 0 | 0 | 0 | 0 | 0 | 0 | 12
NO |  | 81 | 2011 | 1 | 15 | 15 |  | 0138 SOFT SHELL | SPICEWOOD | 138 | 138 | ST | 1.4 | 0 | 2 | 1590 ACSR | 0 | 0 | 0 | 0 | 0 | 0 | 0 | 0 | 0 | 0 | 0 | 0 | 0 | 0 | 0 | 0 | 0 | 0 | 0 | 0 | 0 | 0 | 0 | 12
NO |  | 81 | 2011 | 1 | 16 | 16 |  | 0139 MORGAN FORK | BETSY LANE | 138 | 138 | ST | 0.1 | 0 | 1 | 795 ACSR | 0 | 526313 | 526313 | 0 | 0 | 0 | 0 | 0 | 0 | 0 | 0 | 0 | 0 | 0 | 0 | 0 | 0 | 0 | 0 | 0 | 0 | 0 | 0 | 12
NO |  | 81 | 2011 | 1 | 17 | 17 |  | 0139 MORGAN FORK | BEAVER CREEK | 138 | 138 | ST | 0.1 | 0 | 1 | 795 ACSR | 0 | 0 | 0 | 45505 | 502045 | 0 | 547550 | 0 | 0 | 0 | 0 | 0 | 0 | 0 | 0 | 0 | 0 | 0 | 0 | 0 | 0 | 0 | 0 | 12
SI/SI | A | 81 | 2011 | 1 | 19 | 19 |  | LINES < 132KV |  | 69 | 69 |  | 595.11 | 6.16 | 0 |  | 3197533 | 52171249 | 55368782 | 74622 | 823281 | 0 | 897903 | 0 | 0 | 0 | 0 | 0 | 0 | 0 | 0 | 0 | 0 | 0 | 0 | 0 | 0 | 0 | 0 | 12
NO |  | 81 | 2011 | 0 | 36 | 36 |  | TOTAL |  | 0 | 0 |  | 1241.03 | 40.5 | 49 |  | 32107990 | 257953629 | 290061619 | 159047 | 1754719 | 0 | 1913766 | 0 | 0 | 0 | 0 | 0 | 0 | 0 | 0 | 0 | 0 | 0 | 0 | 0 | 0 | 0 | 0 | 12
NO |  | 182 | 2011 | 0 | 1 | 1 |  | Overton | Stillwell | 345 | 345 | h frame wp | 57.96 | 0 | 1 | 2-795MCM | 497314 | 5947162 | 6444476 | 0 | 0 | 0 | 0 | 0 | 0 | 0 | 0 | 0 | 0 | 0 | 0 | 0 | 0 | 0 | 0 | 0 | 0 | 0 | 0 | 12
NO |  | 182 | 2011 | 0 | 2 | 2 |  | Camp Clark 161 Sub | Nevada 161 Sub | 161 | 161 | h frame wp | 15 | 0 | 1 | 795MCM | 231674 | 2107986 | 2339660 | 0 | 0 | 0 | 0 | 0 | 0 | 0 | 0 | 0 | 0 | 0 | 0 | 0 | 0 | 0 | 0 | 0 | 0 | 0 | 0 | 12
NO |  | 182 | 2011 | 0 | 3 | 3 |  | Archie Sub 026 | Adrian Sub 014 | 161 | 161 | h frame wp | 11.33 | 0 | 1 | 795MCM | 35776 | 811100 | 846876 | 0 | 0 | 0 | 0 | 0 | 0 | 0 | 0 | 0 | 0 | 0 | 0 | 0 | 0 | 0 | 0 | 0 | 0 | 0 | 0 | 12
NO |  | 182 | 2011 | 0 | 4 | 4 |  | Clinton Sub 824 | Sedalia West Sub 764 | 161 | 161 | h frame wp | 36.2 | 0 | 1 | 795MCM | 133442 | 3301797 | 3435239 | 0 | 0 | 0 | 0 | 0 | 0 | 0 | 0 | 0 | 0 | 0 | 0 | 0 | 0 | 0 | 0 | 0 | 0 | 0 | 0 | 12
NO |  | 182 | 2011 | 0 | 5 | 5 |  | Sedalia West Sub 764 | Overton Interc. | 161 | 161 | h frame wp | 43.05 | 0 | 1 | 795MCM | 75138 | 1826150 | 1901288 | 0 | 0 | 0 | 0 | 0 | 0 | 0 | 0 | 0 | 0 | 0 | 0 | 0 | 0 | 0 | 0 | 0 | 0 | 0 | 0 | 12
NO |  | 182 | 2011 | 0 | 6 | 6 |  | Sibley Plant Sub 820 | Western Electric Sub 912 | 161 | 161 | h frame wp | 28.76 | 0 | 1 | 795MCM | 1363771 | 8855342 | 10219113 | 0 | 0 | 0 | 0 | 0 | 0 | 0 | 0 | 0 | 0 | 0 | 0 | 0 | 0 | 0 | 0 | 0 | 0 | 0 | 0 | 12
NO |  | 182 | 2011 | 0 | 7 | 7 |  | Sibley Plant Sub 820 | Sibley 345 Sub 821 | 161 | 161 | h frame wp | 1.19 | 0 | 1 | 2-795MCM | 8422 | 265048 | 273470 | 0 | 0 | 0 | 0 | 0 | 0 | 0 | 0 | 0 | 0 | 0 | 0 | 0 | 0 | 0 | 0 | 0 | 0 | 0 | 0 | 12
NO |  | 182 | 2011 | 0 | 8 | 8 |  | Adrian Sub 014 | Nevada 161 Sub 555 | 161 | 161 | h frame wp | 37.68 | 0 | 1 | 795MCM | 159767 | 1007058 | 1166825 | 0 | 0 | 0 | 0 | 0 | 0 | 0 | 0 | 0 | 0 | 0 | 0 | 0 | 0 | 0 | 0 | 0 | 0 | 0 | 0 | 12
NO |  | 182 | 2011 | 0 | 9 | 9 |  | Nashua Sub 548 | Smithville 161 Sub 823 | 161 | 161 | h frame wp | 2.29 | 0 | 1 | 795MCM | 114566 | 289570 | 404136 | 0 | 0 | 0 | 0 | 0 | 0 | 0 | 0 | 0 | 0 | 0 | 0 | 0 | 0 | 0 | 0 | 0 | 0 | 0 | 0 | 12
NO |  | 182 | 2011 | 0 | 10 | 10 |  | Prairie Lee Sub 680 | Archie Jct Sub 026 | 161 | 161 | h frame wp | 30.27 | 0 | 1 | 795MCM | 507596 | 5112286 | 5619882 | 0 | 0 | 0 | 0 | 0 | 0 | 0 | 0 | 0 | 0 | 0 | 0 | 0 | 0 | 0 | 0 | 0 | 0 | 0 | 0 | 12
NO |  | 182 | 2011 | 0 | 11 | 11 |  | Sibley Plant Sub 820 | Nashua Sub 548 | 161 | 161 | h frame wp | 27.54 | 0 | 1 | 795MCM | 799327 | 1989856 | 2789183 | 0 | 0 | 0 | 0 | 0 | 0 | 0 | 0 | 0 | 0 | 0 | 0 | 0 | 0 | 0 | 0 | 0 | 0 | 0 | 0 | 12
NO |  | 182 | 2011 | 0 | 12 | 12 |  | Sedalia - Overton Line 008 | Sedalia E Sub 766 | 161 | 161 | h frame wp dc | 1.73 | 0 | 2 | 795MCM | 10182 | 219945 | 230127 | 0 | 0 | 0 | 0 | 0 | 0 | 0 | 0 | 0 | 0 | 0 | 0 | 0 | 0 | 0 | 0 | 0 | 0 | 0 | 0 | 12
NO |  | 182 | 2011 | 0 | 13 | 13 |  | Smithville Sub 823 | KCI Sub 370 | 161 | 161 | h frame wp | 9.94 | 0 | 1 | 795MCM | 315960 | 972017 | 1287977 | 0 | 0 | 0 | 0 | 0 | 0 | 0 | 0 | 0 | 0 | 0 | 0 | 0 | 0 | 0 | 0 | 0 | 0 | 0 | 0 | 12
NO |  | 182 | 2011 | 0 | 14 | 14 |  | KCI Sub 370 | Ferrelview 161 Sub 216 | 161 | 161 | singe wp | 4.61 | 0 | 1 | 795MCM | 346672 | 169208 | 515880 | 0 | 0 | 0 | 0 | 0 | 0 | 0 | 0 | 0 | 0 | 0 | 0 | 0 | 0 | 0 | 0 | 0 | 0 | 0 | 0 | 12
NO |  | 182 | 2011 | 0 | 15 | 15 |  | Raytown #1 Sub 702 | Blue Springs E Sub 064 | 161 | 161 | single wp | 12.01 | 0 | 1 | 795MCM | 504333 | 1340797 | 1845130 | 0 | 0 | 0 | 0 | 0 | 0 | 0 | 0 | 0 | 0 | 0 | 0 | 0 | 0 | 0 | 0 | 0 | 0 | 0 | 0 | 12
NO |  | 182 | 2011 | 0 | 16 | 16 |  | Belton South Sub 038 | South Harper Sub 826 | 161 | 161 | h frame sp | 9.09 | 0 | 1 | 2-795MCM | 69301 | 11278517 | 11347818 | 0 | 0 | 0 | 0 | 0 | 0 | 0 | 0 | 0 | 0 | 0 | 0 | 0 | 0 | 0 | 0 | 0 | 0 | 0 | 0 | 12
NO |  | 182 | 2011 | 0 | 17 | 17 |  | Oak Grove Sub 589 | Odessa Sub 591 | 161 | 161 | h frame wp | 10.33 | 0 | 1 | 795MCM | 173231 | 612853 | 786084 | 0 | 0 | 0 | 0 | 0 | 0 | 0 | 0 | 0 | 0 | 0 | 0 | 0 | 0 | 0 | 0 | 0 | 0 | 0 | 0 | 12
NO |  | 182 | 2011 | 0 | 18 | 18 |  | Blue Springs E Sub 064 | Oak Grove Sub 589 | 161 | 161 | singe wp | 6.65 | 0 | 1 | 795MCM | 94028 | 1575006 | 1669034 | 0 | 0 | 0 | 0 | 0 | 0 | 0 | 0 | 0 | 0 | 0 | 0 | 0 | 0 | 0 | 0 | 0 | 0 | 0 | 0 | 12
NO |  | 182 | 2011 | 0 | 19 | 19 |  | Greenwood E. C. Sub 284 | Greenwood E.C. | 161 | 161 | h frame wp | 0.32 | 0 | 1 | 477MCM | 0 | 43864 | 43864 | 0 | 0 | 0 | 0 | 0 | 0 | 0 | 0 | 0 | 0 | 0 | 0 | 0 | 0 | 0 | 0 | 0 | 0 | 0 | 0 | 12
NO |  | 182 | 2011 | 0 | 20 | 20 |  | Smithville - KCI Line 016 | Platte City 161 Sub 658 | 161 | 161 | h frame wp dc | 2.98 | 0 | 2 | 795MCM | 160172 | 280517 | 440689 | 0 | 0 | 0 | 0 | 0 | 0 | 0 | 0 | 0 | 0 | 0 | 0 | 0 | 0 | 0 | 0 | 0 | 0 | 0 | 0 | 12
NO |  | 182 | 2011 | 0 | 21 | 21 |  | Longview Rd. Sub 426 | Grandview E. Sub 267 | 161 | 161 | h frame wp | 6.02 | 0 | 1 | 795MCM | 61602 | 727382 | 788984 | 0 | 0 | 0 | 0 | 0 | 0 | 0 | 0 | 0 | 0 | 0 | 0 | 0 | 0 | 0 | 0 | 0 | 0 | 0 | 0 | 12
NO |  | 182 | 2011 | 0 | 22 | 22 |  | Grandview E Sub 267 | Martin City Sub 270 | 161 | 161 | single wp | 4.92 | 0 | 1 | 795MCM | 286734 | 1163500 | 1450234 | 0 | 0 | 0 | 0 | 0 | 0 | 0 | 0 | 0 | 0 | 0 | 0 | 0 | 0 | 0 | 0 | 0 | 0 | 0 | 0 | 12
NO |  | 182 | 2011 | 0 | 23 | 23 |  | Ferrelview Sub 216 | Roanridge Sub 740 | 161 | 161 | single wp | 7.07 | 0 | 1 | 795MCM | 54889 | 677563 | 732452 | 0 | 0 | 0 | 0 | 0 | 0 | 0 | 0 | 0 | 0 | 0 | 0 | 0 | 0 | 0 | 0 | 0 | 0 | 0 | 0 | 12
NO |  | 182 | 2011 | 0 | 24 | 24 |  | Platte City Sub 658 | KP&L Stranger Creek Sub | 161 | 161 | h frame wp | 18.03 | 0 | 1 | 1192MCM | 911496 | 4585819 | 5497315 | 0 | 0 | 0 | 0 | 0 | 0 | 0 | 0 | 0 | 0 | 0 | 0 | 0 | 0 | 0 | 0 | 0 | 0 | 0 | 0 | 12
NO |  | 182 | 2011 | 0 | 25 | 25 |  | Lexington Sub 440 | Odessa Sub 591 | 161 | 161 | single sp | 14.86 | 0 | 1 | 795MCM | 254247 | 2273534 | 2527781 | 0 | 0 | 0 | 0 | 0 | 0 | 0 | 0 | 0 | 0 | 0 | 0 | 0 | 0 | 0 | 0 | 0 | 0 | 0 | 0 | 12
NO |  | 182 | 2011 | 0 | 26 | 26 |  | Lexington 161 Sub 440 | Sibley Plant Sub 820 | 161 | 161 | h frame wp | 28.09 | 0 | 1 | 477MCM | 148332 | 1663628 | 1811960 | 0 | 0 | 0 | 0 | 0 | 0 | 0 | 0 | 0 | 0 | 0 | 0 | 0 | 0 | 0 | 0 | 0 | 0 | 0 | 0 | 12
NO |  | 182 | 2011 | 0 | 27 | 27 |  | Pleasant Hill 663 | Raytown #1 Sub 702 | 161 | 161 | h frame wp | 22.13 | 0 | 1 | 795MCM | 700665 | 6960358 | 7661023 | 0 | 0 | 0 | 0 | 0 | 0 | 0 | 0 | 0 | 0 | 0 | 0 | 0 | 0 | 0 | 0 | 0 | 0 | 0 | 0 | 12
NO |  | 182 | 2011 | 0 | 28 | 28 |  | Western Electric Jct. | Western Electric Sub 912 | 161 | 161 | single wp | 2.01 | 0 | 1 | 795MCM | 17379 | 297576 | 314955 | 0 | 0 | 0 | 0 | 0 | 0 | 0 | 0 | 0 | 0 | 0 | 0 | 0 | 0 | 0 | 0 | 0 | 0 | 0 | 0 | 12
NO |  | 182 | 2011 | 0 | 29 | 29 |  | Odessa Sub 591 | Warrensburg East Sub 890 | 161 | 161 | h frame sp | 26 | 0 | 1 | 795MCM | 345649 | 5582079 | 5927728 | 0 | 0 | 0 | 0 | 0 | 0 | 0 | 0 | 0 | 0 | 0 | 0 | 0 | 0 | 0 | 0 | 0 | 0 | 0 | 0 | 12
NO |  | 182 | 2011 | 0 | 30 | 30 |  | Sedalia West Sub 764-WAFB | Warrensburg East Sub 890 | 161 | 161 | single dc sp | 27.64 | 0 | 1 | 795MCM | 47349 | 6573111 | 6620460 | 0 | 0 | 0 | 0 | 0 | 0 | 0 | 0 | 0 | 0 | 0 | 0 | 0 | 0 | 0 | 0 | 0 | 0 | 0 | 0 | 12
NO |  | 182 | 2011 | 0 | 31 | 31 |  | Belton South Sub 038 | Martin City Sub 270 | 161 | 161 | single sp | 8.54 | 0 | 1 | 795MCM | 1670763 | 6423210 | 8093973 | 0 | 0 | 0 | 0 | 0 | 0 | 0 | 0 | 0 | 0 | 0 | 0 | 0 | 0 | 0 | 0 | 0 | 0 | 0 | 0 | 12
NO |  | 182 | 2011 | 0 | 32 | 32 |  | Smithville | Pope Lane | 161 | 161 | single sp | 5 | 0 | 1 | 795MCM | 408847 | 4389357 | 4798204 | 0 | 0 | 0 | 0 | 0 | 0 | 0 | 0 | 0 | 0 | 0 | 0 | 0 | 0 | 0 | 0 | 0 | 0 | 0 | 0 | 12
SI/SI | A | 182 | 2011 | 1 | 1 | 1 |  | 69,000 volt lines |  | 69 | 69 | single dc sp | 0 | 35.2 | 0 |  | 0 | 0 | 0 | 0 | 0 | 0 | 0 | 0 | 0 | 0 | 0 | 0 | 0 | 0 | 0 | 0 | 0 | 0 | 0 | 0 | 0 | 0 | 0 | 12
NO |  | 182 | 2011 | 1 | 2 | 2 |  | Interconnected Co. System |  | 69 | 161 | h frame wp | 136.6 | 6.47 | 0 |  | 1226591 | 29892866 | 31119457 | 0 | 0 | 0 | 0 | 0 | 0 | 0 | 0 | 0 | 0 | 0 | 0 | 0 | 0 | 0 | 0 | 0 | 0 | 0 | 0 | 12
SI/SI | A | 182 | 2011 | 1 | 3 | 3 |  |  |  | 69 | 69 | all wp H&S | 307.53 | 2.49 | 0 |  | 0 | 0 | 0 | 0 | 0 | 0 | 0 | 0 | 0 | 0 | 0 | 0 | 0 | 0 | 0 | 0 | 0 | 0 | 0 | 0 | 0 | 0 | 0 | 12
SI/SI | S | 182 | 2011 | 1 | 4 | 4 |  |  |  | 69 | 69 | underground | 0.22 | 0 | 0 |  | 0 | 0 | 0 | 0 | 0 | 0 | 0 | 0 | 0 | 0 | 0 | 0 | 0 | 0 | 0 | 0 | 0 | 0 | 0 | 0 | 0 | 0 | 0 | 12
SI/SI | A | 182 | 2011 | 1 | 6 | 6 |  | 34,500 volt lines |  | 34.5 | 69 | all wp H&S | 82 | 0 | 0 |  | 0 | 0 | 0 | 0 | 0 | 0 | 0 | 0 | 0 | 0 | 0 | 0 | 0 | 0 | 0 | 0 | 0 | 0 | 0 | 0 | 0 | 0 | 0 | 12
SI/SI | A | 182 | 2011 | 1 | 7 | 7 |  | Interconnected Co. System |  | 34.5 | 34.5 | all wp H&S | 202.27 | 0 | 0 |  | 438479 | 15726465 | 16164944 | 0 | 0 | 0 | 208324.5859 | 0 | 0 | 0 | 0 | 0 | 0 | 0 | 0 | 0 | 0 | 0 | 0 | 0 | 0 | 0 | 0 | 12
NO |  | 182 | 2011 | 1 | 8 | 8 |  | Transmission Line Expenses |  | 0 | 0 |  | 0 | 0 | 0 |  | 0 | 0 | 0 | 0 | 0 | 0 | 0 | 0 | 0 | 0 | 0 | 0 | 0 | 0 | 0 | 0 | 0 | 0 | 0 | 0 | 0 | 0 | 0 | 12
NO |  | 182 | 2011 | 1 | 9 | 9 |  | Overhead |  | 0 | 0 |  | 0 | 0 | 0 |  | 0 | 0 | 0 | 85842 | 1149832 | 15752 | 1251426 | 0 | 0 | 0 | 0 | 0 | 0 | 0 | 0 | 0 | 0 | 0 | 0 | 0 | 0 | 0 | 0 | 12
NO |  | 182 | 2011 | 1 | 10 | 10 |  | Underground |  | 0 | 0 |  | 0 | 0 | 0 |  | 0 | 0 | 0 | 0 | 0 | 0 | 0 | 0 | 0 | 0 | 0 | 0 | 0 | 0 | 0 | 0 | 0 | 0 | 0 | 0 | 0 | 0 | 0 | 12
NO |  | 182 | 2011 | 1 | 35 | 35 |  | MPS Total |  | 0 | 0 |  | 1247.86 | 44.16 | 34 |  | 12173694 | 134942527 | 147116221 | 85842 | 1149832 | 15752 | 1251426 | 0 | 0 | 0 | 0 | 0 | 0 | 0 | 0 | 0 | 0 | 0 | 0 | 0 | 0 | 0 | 0 | 12
NO |  | 182 | 2011 | 2 | 1 | 1 |  | Edgerton, MO | NE State Line | 345 | 345 | H-Frame W | 62.34 | 0 | 1 | 2-795 ACSR | 79966 | 4334741 | 4414707 | 0 | 0 | 0 | 0 | 0 | 0 | 0 | 0 | 0 | 0 | 0 | 0 | 0 | 0 | 0 | 0 | 0 | 0 | 0 | 0 | 12
NO |  | 182 | 2011 | 2 | 2 | 2 |  | Iatan, S.E.S. | St. Joseph Sub | 345 | 345 | H-Frame W | 31.65 | 0 | 1 | 2-795 ACSR | 1055746 | 2082136 | 3137882 | 0 | 0 | 0 | 0 | 0 | 0 | 0 | 0 | 0 | 0 | 0 | 0 | 0 | 0 | 0 | 0 | 0 | 0 | 0 | 0 | 12
NO |  | 182 | 2011 | 2 | 3 | 3 |  | Lake Road | Iowa State Line | 161 | 161 | H-Frame W | 68.02 | 1.6 | 1 | 1192.5 ACSR | 451794 | 8290803 | 8742597 | 0 | 0 | 0 | 0 | 0 | 0 | 0 | 0 | 0 | 0 | 0 | 0 | 0 | 0 | 0 | 0 | 0 | 0 | 0 | 0 | 12
NO |  | 182 | 2011 | 2 | 4 | 4 |  | St. Joseph | Cook Sub | 161 | 161 | Sgl Pole W | 4.6 | 0 | 1 | 1192.5 ACSR | 26798 | 352970 | 379768 | 0 | 0 | 0 | 0 | 0 | 0 | 0 | 0 | 0 | 0 | 0 | 0 | 0 | 0 | 0 | 0 | 0 | 0 | 0 | 0 | 12
NO |  | 182 | 2011 | 2 | 5 | 5 |  | Cook | Lake Road Sub | 161 | 161 | Sgl Pole W | 6.76 | 0 | 1 | 1192.5 ACSR | 9355 | 958512 | 967867 | 0 | 0 | 0 | 0 | 0 | 0 | 0 | 0 | 0 | 0 | 0 | 0 | 0 | 0 | 0 | 0 | 0 | 0 | 0 | 0 | 12
NO |  | 182 | 2011 | 2 | 6 | 6 |  | KCP&L Tie | Lake Road Sub | 161 | 161 | H-Frame W | 1.32 | 0 | 1 | 397.5 ACSR | 3901 | 539399 | 543300 | 0 | 0 | 0 | 0 | 0 | 0 | 0 | 0 | 0 | 0 | 0 | 0 | 0 | 0 | 0 | 0 | 0 | 0 | 0 | 0 | 12
NO |  | 182 | 2011 | 2 | 7 | 7 |  | Maryville 161 Sub | N.W. Coop Sub | 161 | 161 | Sgl Pole W | 0.48 | 0 | 1 | 795 ACSR | 27 | 1925941 | 1925968 | 0 | 0 | 0 | 0 | 0 | 0 | 0 | 0 | 0 | 0 | 0 | 0 | 0 | 0 | 0 | 0 | 0 | 0 | 0 | 0 | 12
SI/SI | A | 182 | 2011 | 2 | 8 | 8 |  | Edmond Street | Maryville Sub | 69 | 69 | Sgl Pole W | 44.88 | 0.43 | 1 | VARIOUS | 208935 | 2089597 | 2298532 | 0 | 0 | 0 | 29622.1705 | 0 | 0 | 0 | 0 | 0 | 0 | 0 | 0 | 0 | 0 | 0 | 0 | 0 | 0 | 0 | 0 | 12
SI/SI | A | 182 | 2011 | 2 | 9 | 9 |  | Hwy 71 Tap | Brown's Curve | 69 | 69 | Sgl Pole W | 14.35 | 0 | 1 | 3/0 ACSR | 7669 | 850559 | 858228 | 0 | 0 | 0 | 11060.3534 | 0 | 0 | 0 | 0 | 0 | 0 | 0 | 0 | 0 | 0 | 0 | 0 | 0 | 0 | 0 | 0 | 12
SI/SI | A | 182 | 2011 | 2 | 10 | 10 |  | Tarkio | Maryville Sub | 69 | 69 | Sgl Pole W | 32 | 0 | 1 | 3/0 ACSR | 14746 | 1625728 | 1640474 | 0 | 0 | 0 | 21141.494 | 0 | 0 | 0 | 0 | 0 | 0 | 0 | 0 | 0 | 0 | 0 | 0 | 0 | 0 | 0 | 0 | 12
SI/SI | A | 182 | 2011 | 2 | 11 | 11 |  | Fillmore St. | Maryville Sub | 69 | 69 | Sgl Pole W | 1.72 | 0 | 1 | 3/0 ACSR | 2112 | 95980 | 98092 | 0 | 0 | 0 | 1264.1538 | 0 | 0 | 0 | 0 | 0 | 0 | 0 | 0 | 0 | 0 | 0 | 0 | 0 | 0 | 0 | 0 | 12
SI/SI | A | 182 | 2011 | 2 | 12 | 12 |  | American Oil Sub | Hwy 71 Tap | 69 | 69 | Sgl Pole W | 0.46 | 0 | 1 | 397.5 ACSR | 0 | 28575 | 28575 | 0 | 0 | 0 | 368.2583 | 0 | 0 | 0 | 0 | 0 | 0 | 0 | 0 | 0 | 0 | 0 | 0 | 0 | 0 | 0 | 0 | 12
SI/SI | A | 182 | 2011 | 2 | 13 | 13 |  | Fillmore St. Sub | Maryville Tap | 69 | 69 | Sgl Pole W | 1.18 | 0 | 1 | VARIOUS | 801 | 53023 | 53824 | 0 | 0 | 0 | 693.653 | 0 | 0 | 0 | 0 | 0 | 0 | 0 | 0 | 0 | 0 | 0 | 0 | 0 | 0 | 0 | 0 | 12
SI/SI | A | 182 | 2011 | 2 | 14 | 14 |  | Brown's Curve | Craig | 69 | 69 | Sgl Pole W | 14.38 | 0 | 1 | 3/0 ACSR | 3878 | 692601 | 696479 | 0 | 0 | 0 | 8975.8244 | 0 | 0 | 0 | 0 | 0 | 0 | 0 | 0 | 0 | 0 | 0 | 0 | 0 | 0 | 0 | 0 | 12
SI/SI | A | 182 | 2011 | 2 | 15 | 15 |  | Midway Sub | Hwy 71 Tap | 69 | 69 | Sgl Pole W | 0.53 | 0 | 1 | 397.5 ACSR | 0 | 72267 | 72267 | 0 | 0 | 0 | 931.3359 | 0 | 0 | 0 | 0 | 0 | 0 | 0 | 0 | 0 | 0 | 0 | 0 | 0 | 0 | 0 | 0 | 12
SI/SI | A | 182 | 2011 | 2 | 16 | 16 |  | Craig | Tarkio | 69 | 69 | Sgl Pole W | 17.67 | 0 | 1 | 3/0 ACSR | 9545 | 821342 | 830887 | 0 | 0 | 0 | 10707.9981 | 0 | 0 | 0 | 0 | 0 | 0 | 0 | 0 | 0 | 0 | 0 | 0 | 0 | 0 | 0 | 0 | 12
SI/SI | A | 182 | 2011 | 2 | 17 | 17 |  | Midway Sub | American Oil | 69 | 69 | Sgl Pole W | 0.05 | 0 | 1 | 397.5 ACSR | 0 | 1583 | 1583 | 0 | 0 | 0 | 20.4008 | 0 | 0 | 0 | 0 | 0 | 0 | 0 | 0 | 0 | 0 | 0 | 0 | 0 | 0 | 0 | 0 | 12
NO |  | 182 | 2011 | 2 | 18 | 18 |  | Midway Tap | Midway Sub | 161 | 161 | Sgl Pole W | 3.7 | 0 | 1 | 397.5 ACSR | 66485 | 321040 | 387525 | 0 | 0 | 0 | 0 | 0 | 0 | 0 | 0 | 0 | 0 | 0 | 0 | 0 | 0 | 0 | 0 | 0 | 0 | 0 | 0 | 12
NO |  | 182 | 2011 | 2 | 19 | 19 |  | Transmission Line Expenses |  | 0 | 0 |  | 0 | 0 | 0 |  | 0 | 0 | 0 | 0 | 0 | 0 | 0 | 0 | 0 | 0 | 0 | 0 | 0 | 0 | 0 | 0 | 0 | 0 | 0 | 0 | 0 | 0 | 0 | 12
NO |  | 182 | 2011 | 2 | 20 | 20 |  | Overhead |  | 0 | 0 |  | 0 | 0 | 0 |  | 0 | 0 | 0 | 111385 | 663816 | 217892 | 993093 | 0 | 0 | 0 | 0 | 0 | 0 | 0 | 0 | 0 | 0 | 0 | 0 | 0 | 0 | 0 | 0 | 12
NO |  | 182 | 2011 | 2 | 21 | 21 |  | Underground |  | 0 | 0 |  | 0 | 0 | 0 |  | 0 | 0 | 0 | 0 | 404 | 0 | 404 | 0 | 0 | 0 | 0 | 0 | 0 | 0 | 0 | 0 | 0 | 0 | 0 | 0 | 0 | 0 | 0 | 12
NO |  | 182 | 2011 | 2 | 34 | 34 |  | SJLP Total |  | 0 | 0 |  | 306.09 | 2.03 | 18 |  | 1941758 | 25136797 | 27078555 | 111385 | 664220 | 217892 | 993497 | 0 | 0 | 0 | 0 | 0 | 0 | 0 | 0 | 0 | 0 | 0 | 0 | 0 | 0 | 0 | 0 | 12
NO |  | 182 | 2011 | 0 | 36 | 36 |  | TOTAL |  | 0 | 0 |  | 1553.95 | 46.19 | 52 |  | 14115452 | 160079324 | 174194776 | 197227 | 1814052 | 233644 | 2244923 | 0 | 0 | 0 | 0 | 0 | 0 | 0 | 0 | 0 | 0 | 0 | 0 | 0 | 0 | 0 | 0 | 12
NO |  | 79 | 2011 | 0 | 1 | 1 |  | Missouri (Overhead Lines): |  | 0 | 0 |  | 0 | 0 | 0 |  | 0 | 0 | 0 | 0 | 0 | 0 | 0 | 0 | 0 | 0 | 0 | 0 | 0 | 0 | 0 | 0 | 0 | 0 | 0 | 0 | 0 | 0 | 0 | 12
NO |  | 79 | 2011 | 0 | 2 | 2 |  | Stilwell | Sibley | 345 | 345 | Wd-H-Frame | 5.22 | 0 | 1 | 795M-AL | 76506 | 506700 | 583206 | 0 | 0 | 0 | 0 | 0 | 0 | 0 | 0 | 0 | 0 | 0 | 0 | 0 | 0 | 0 | 0 | 0 | 0 | 0 | 0 | 12
NO |  | 79 | 2011 | 0 | 3 | 3 |  | Sibley | Overton | 345 | 345 | Wd-H-Frame | 73.02 | 0 | 1 | 795M-AL | 445796 | 5658546 | 6104342 | 0 | 0 | 0 | 0 | 0 | 0 | 0 | 0 | 0 | 0 | 0 | 0 | 0 | 0 | 0 | 0 | 0 | 0 | 0 | 0 | 12
NO |  | 79 | 2011 | 0 | 4 | 4 |  | Hawthorn | Nashua-St. Joe | 345 | 345 | Wd-H-Frame | 31.33 | 0 | 1 | 795M-AL | 771067 | 3865352 | 4636419 | 0 | 0 | 0 | 0 | 0 | 0 | 0 | 0 | 0 | 0 | 0 | 0 | 0 | 0 | 0 | 0 | 0 | 0 | 0 | 0 | 12
NO |  | 79 | 2011 | 0 | 5 | 5 |  | River X Iatan | Stranger Creek Jct | 345 | 345 | Tower | 0.34 | 0 | 1 | 954M-AL | 0 | 562514 | 562514 | 0 | 0 | 0 | 0 | 0 | 0 | 0 | 0 | 0 | 0 | 0 | 0 | 0 | 0 | 0 | 0 | 0 | 0 | 0 | 0 | 12
NO |  | 79 | 2011 | 0 | 6 | 6 |  | Iatan | Stranger Creek Jct | 345 | 345 | Wd-H-Frame | 1.38 | 0 | 1 | 954M-AL | 0 | 422333 | 422333 | 0 | 0 | 0 | 0 | 0 | 0 | 0 | 0 | 0 | 0 | 0 | 0 | 0 | 0 | 0 | 0 | 0 | 0 | 0 | 0 | 12
NO |  | 79 | 2011 | 0 | 7 | 7 |  | Hawthorn | Sibley | 345 | 345 | Wd-H-Frame | 17.76 | 0 | 1 | 795M-AL | 456349 | 1728733 | 2185082 | 0 | 0 | 0 | 0 | 0 | 0 | 0 | 0 | 0 | 0 | 0 | 0 | 0 | 0 | 0 | 0 | 0 | 0 | 0 | 0 | 12
NO |  | 79 | 2011 | 0 | 8 | 8 |  | DC River X Hawthorn | Nashua/Sibley | 345 | 345 | Tower | 0.57 | 0 | 2 | 795M-AL | 3593 | 580777 | 584370 | 0 | 0 | 0 | 0 | 0 | 0 | 0 | 0 | 0 | 0 | 0 | 0 | 0 | 0 | 0 | 0 | 0 | 0 | 0 | 0 | 12
NO |  | 79 | 2011 | 0 | 9 | 9 |  | River X Hawthorn | Sibley | 345 | 345 | Tower | 0.44 | 0 | 1 | 795M-AL | 27465 | 396367 | 423832 | 0 | 0 | 0 | 0 | 0 | 0 | 0 | 0 | 0 | 0 | 0 | 0 | 0 | 0 | 0 | 0 | 0 | 0 | 0 | 0 | 12
NO |  | 79 | 2011 | 0 | 10 | 10 |  | Total 345 Kv |  | 0 | 0 |  | 130.06 | 0 | 9 |  | 1780776 | 13721322 | 15502098 | 0 | 0 | 0 | 0 | 0 | 0 | 0 | 0 | 0 | 0 | 0 | 0 | 0 | 0 | 0 | 0 | 0 | 0 | 0 | 0 | 12
NO |  | 79 | 2011 | 0 | 11 | 11 |  | Commom R/W | Hawthorn Plant | 161 | 161 |  | 0 | 0 | 0 |  | 52652 | 0 | 52652 | 0 | 0 | 0 | 0 | 0 | 0 | 0 | 0 | 0 | 0 | 0 | 0 | 0 | 0 | 0 | 0 | 0 | 0 | 0 | 0 | 12
NO |  | 79 | 2011 | 0 | 12 | 12 |  | Hawthorn | Blue Valley Tower | 161 | 161 | Tower | 1.82 | 0 | 1 | 1192M-AL | 1348 | 326387 | 327735 | 0 | 0 | 0 | 0 | 0 | 0 | 0 | 0 | 0 | 0 | 0 | 0 | 0 | 0 | 0 | 0 | 0 | 0 | 0 | 0 | 12
NO |  | 79 | 2011 | 0 | 13 | 13 |  | Hawthorn | Leeds Tower | 161 | 161 | Wd-H-Frame | 1.37 | 0 | 1 | 1192M-AL | 48173 | 448419 | 496592 | 0 | 0 | 0 | 0 | 0 | 0 | 0 | 0 | 0 | 0 | 0 | 0 | 0 | 0 | 0 | 0 | 0 | 0 | 0 | 0 | 12
NO |  | 79 | 2011 | 0 | 14 | 14 |  | Blue Valley Tower | Blue Valley | 161 | 161 | Tower | 0.51 | 0 | 3 | 1192M-AL | 82960 | 291126 | 374086 | 0 | 0 | 0 | 0 | 0 | 0 | 0 | 0 | 0 | 0 | 0 | 0 | 0 | 0 | 0 | 0 | 0 | 0 | 0 | 0 | 12
NO |  | 79 | 2011 | 0 | 15 | 15 |  | Hawthorn | Randolph-Avon | 161 | 161 | Wd-H-Frame | 5.08 | 0 | 1 | 1192M-AL | 52016 | 1665564 | 1717580 | 0 | 0 | 0 | 0 | 0 | 0 | 0 | 0 | 0 | 0 | 0 | 0 | 0 | 0 | 0 | 0 | 0 | 0 | 0 | 0 | 12
NO |  | 79 | 2011 | 0 | 16 | 16 |  | TC River X | Hawthorn | 161 | 161 | Tower | 0.54 | 0 | 3 | 1192M-AL | 2533 | 548053 | 550586 | 0 | 0 | 0 | 0 | 0 | 0 | 0 | 0 | 0 | 0 | 0 | 0 | 0 | 0 | 0 | 0 | 0 | 0 | 0 | 0 | 12
NO |  | 79 | 2011 | 0 | 17 | 17 |  | DC River X | Northeast | 161 | 161 | Tower | 0.36 | 0 | 2 | 1192M-AL | 0 | 171236 | 171236 | 0 | 0 | 0 | 0 | 0 | 0 | 0 | 0 | 0 | 0 | 0 | 0 | 0 | 0 | 0 | 0 | 0 | 0 | 0 | 0 | 12
NO |  | 79 | 2011 | 0 | 18 | 18 |  | Blue Valley | Winchester Jct | 161 | 161 | Wd-H-Frame | 7.9 | 0 | 1 | 1192M-AL | 228268 | 1183049 | 1411317 | 0 | 0 | 0 | 0 | 0 | 0 | 0 | 0 | 0 | 0 | 0 | 0 | 0 | 0 | 0 | 0 | 0 | 0 | 0 | 0 | 12
NO |  | 79 | 2011 | 0 | 19 | 19 |  | Leeds Tower | Loma Vista | 161 | 161 | Wd-H-Frame | 11.25 | 0 | 1 | 1192M-AL | 208401 | 958989 | 1167390 | 0 | 0 | 0 | 0 | 0 | 0 | 0 | 0 | 0 | 0 | 0 | 0 | 0 | 0 | 0 | 0 | 0 | 0 | 0 | 0 | 12
NO |  | 79 | 2011 | 0 | 20 | 20 |  | Southtown | Bunker Ridge | 161 | 161 | Wd-H-Frame | 3.08 | 0 | 1 | 1192M-AL | 44167 | 365322 | 409489 | 0 | 0 | 0 | 0 | 0 | 0 | 0 | 0 | 0 | 0 | 0 | 0 | 0 | 0 | 0 | 0 | 0 | 0 | 0 | 0 | 12
NO |  | 79 | 2011 | 0 | 21 | 21 |  | Northeast | Grand Ave | 161 | 161 | Wd-H-Frame | 0.13 | 0 | 1 | 1192M-AL | 31656 | 668852 | 700508 | 0 | 0 | 0 | 0 | 0 | 0 | 0 | 0 | 0 | 0 | 0 | 0 | 0 | 0 | 0 | 0 | 0 | 0 | 0 | 0 | 12
NO |  | 79 | 2011 | 0 | 22 | 22 |  | BIue Mills Jct | Blue Mills #2 | 161 | 161 | Wood Pole | 0.23 | 0 | 1 | 795M-AL | 0 | 53208 | 53208 | 0 | 0 | 0 | 0 | 0 | 0 | 0 | 0 | 0 | 0 | 0 | 0 | 0 | 0 | 0 | 0 | 0 | 0 | 0 | 0 | 12
NO |  | 79 | 2011 | 0 | 23 | 23 |  | Leeds | Roeland Park | 161 | 161 | Wd-H-Frame | 2.31 | 0 | 1 | 1192M-AL | 76527 | 341354 | 417881 | 0 | 0 | 0 | 0 | 0 | 0 | 0 | 0 | 0 | 0 | 0 | 0 | 0 | 0 | 0 | 0 | 0 | 0 | 0 | 0 | 12
NO |  | 79 | 2011 | 0 | 24 | 24 |  | DC Southtown | Hickman/Grandview | 161 | 161 | Wd-H-Frame | 0.11 | 0 | 2 | 1192M-AL | 0 | 77369 | 77369 | 0 | 0 | 0 | 0 | 0 | 0 | 0 | 0 | 0 | 0 | 0 | 0 | 0 | 0 | 0 | 0 | 0 | 0 | 0 | 0 | 12
NO |  | 79 | 2011 | 0 | 25 | 25 |  | DC Montrose | Loma Vista | 161 | 161 | Tower | 0.97 | 0 | 2 | 1192M-AL | 0 | 406369 | 406369 | 0 | 0 | 0 | 0 | 0 | 0 | 0 | 0 | 0 | 0 | 0 | 0 | 0 | 0 | 0 | 0 | 0 | 0 | 0 | 0 | 12
NO |  | 79 | 2011 | 0 | 26 | 26 |  | Grand Ave | Navy-Terrace | 161 | 161 | Wd-H-Frame | 1.95 | 0 | 1 | 1192M-AL | 85667 | 764692 | 850359 | 0 | 0 | 0 | 0 | 0 | 0 | 0 | 0 | 0 | 0 | 0 | 0 | 0 | 0 | 0 | 0 | 0 | 0 | 0 | 0 | 12
NO |  | 79 | 2011 | 0 | 27 | 27 |  | Common R/W | Hawthorn-Southtown | 161 | 161 |  | 0 | 0 | 0 |  | 79514 | 0 | 79514 | 0 | 0 | 0 | 0 | 0 | 0 | 0 | 0 | 0 | 0 | 0 | 0 | 0 | 0 | 0 | 0 | 0 | 0 | 0 | 0 | 12
NO |  | 79 | 2011 | 0 | 28 | 28 |  | Northeast | Crosstown | 161 | 161 | Stl Pl / Tower | 0.19 | 0 | 1 | 1192M-AL | 0 | 204924 | 204924 | 0 | 0 | 0 | 0 | 0 | 0 | 0 | 0 | 0 | 0 | 0 | 0 | 0 | 0 | 0 | 0 | 0 | 0 | 0 | 0 | 12
NO |  | 79 | 2011 | 0 | 29 | 29 |  | Maywood | Weatherby | 161 | 161 | Stl PI/Wd-H-Fr | 5.19 | 0 | 1 | 1192M-AL | 188104 | 423686 | 611790 | 0 | 0 | 0 | 0 | 0 | 0 | 0 | 0 | 0 | 0 | 0 | 0 | 0 | 0 | 0 | 0 | 0 | 0 | 0 | 0 | 12
NO |  | 79 | 2011 | 0 | 30 | 30 |  | DC NE-Grand Ave | Hawthorn-Crosstown | 161 | 161 | Tower | 0.21 | 0 | 2 | 1192M-AL | 0 | 60727 | 60727 | 0 | 0 | 0 | 0 | 0 | 0 | 0 | 0 | 0 | 0 | 0 | 0 | 0 | 0 | 0 | 0 | 0 | 0 | 0 | 0 | 12
NO |  | 79 | 2011 | 0 | 31 | 31 |  | Henry | Rw Montrose-Stilwell | 161 | 161 | Wd-Pole | 0 | 0 | 1 |  | 0 | 0 | 0 | 0 | 0 | 0 | 0 | 0 | 0 | 0 | 0 | 0 | 0 | 0 | 0 | 0 | 0 | 0 | 0 | 0 | 0 | 0 | 0 | 12
NO |  | 79 | 2011 | 0 | 32 | 32 |  | Montrose | Loma Vista #9 | 161 | 161 | Wd-H-Frame | 57.26 | 0 | 1 | 1192M-AL | 305069 | 2336602 | 2641671 | 0 | 0 | 0 | 0 | 0 | 0 | 0 | 0 | 0 | 0 | 0 | 0 | 0 | 0 | 0 | 0 | 0 | 0 | 0 | 0 | 12
NO |  | 79 | 2011 | 0 | 33 | 33 |  | Montrose | Loma Vista #11 | 161 | 161 | Wd-H-Frame | 57.29 | 0 | 1 | 1192M-AL | 313956 | 2909828 | 3223784 | 0 | 0 | 0 | 0 | 0 | 0 | 0 | 0 | 0 | 0 | 0 | 0 | 0 | 0 | 0 | 0 | 0 | 0 | 0 | 0 | 12
NO |  | 79 | 2011 | 0 | 34 | 34 |  | Montrose | Stilwell #13 | 161 | 161 | Wd-H-Frame | 48.2 | 0 | 1 | 1192M-AL | 144576 | 3052348 | 3196924 | 0 | 0 | 0 | 0 | 0 | 0 | 0 | 0 | 0 | 0 | 0 | 0 | 0 | 0 | 0 | 0 | 0 | 0 | 0 | 0 | 12
NO |  | 79 | 2011 | 0 | 35 | 35 |  | Montrose | Archie-Stilwell | 161 | 161 | Wd-H-Frame | 48.15 | 0 | 1 | 1192M-AL | 140512 | 1898224 | 2038736 | 0 | 0 | 0 | 0 | 0 | 0 | 0 | 0 | 0 | 0 | 0 | 0 | 0 | 0 | 0 | 0 | 0 | 0 | 0 | 0 | 12
NO |  | 79 | 2011 | 1 | 1 | 1 |  | Southtown | Grandview | 161 | 161 | Wd-H-Frame | 7.71 | 0 | 1 | 1192M-AL | 26674 | 856089 | 882763 | 0 | 0 | 0 | 0 | 0 | 0 | 0 | 0 | 0 | 0 | 0 | 0 | 0 | 0 | 0 | 0 | 0 | 0 | 0 | 0 | 12
NO |  | 79 | 2011 | 1 | 2 | 2 |  | Stilwell | Hickman | 161 | 161 | Wd-H-Frame | 6.64 | 0 | 1 | 1192M-AL | 202848 | 532749 | 735597 | 0 | 0 | 0 | 0 | 0 | 0 | 0 | 0 | 0 | 0 | 0 | 0 | 0 | 0 | 0 | 0 | 0 | 0 | 0 | 0 | 12
NO |  | 79 | 2011 | 1 | 3 | 3 |  | Hawthorn | Blue Valley | 161 | 161 | Wd-H-Frame | 1.71 | 0 | 1 | 1192M-AL | 0 | 124137 | 124137 | 0 | 0 | 0 | 0 | 0 | 0 | 0 | 0 | 0 | 0 | 0 | 0 | 0 | 0 | 0 | 0 | 0 | 0 | 0 | 0 | 12
NO |  | 79 | 2011 | 1 | 4 | 4 |  | Hawthorn | Missouri City | 161 | 161 | Wd-H-Frame | 14.3 | 0 | 1 | 556M-AL | 54414 | 790959 | 845373 | 0 | 0 | 0 | 0 | 0 | 0 | 0 | 0 | 0 | 0 | 0 | 0 | 0 | 0 | 0 | 0 | 0 | 0 | 0 | 0 | 12
NO |  | 79 | 2011 | 1 | 5 | 5 |  | Missouri City | Moberly | 161 | 161 | Wd-H-Frame | 90.23 | 0 | 1 | 556M-AL | 111599 | 4151126 | 4262725 | 0 | 0 | 0 | 0 | 0 | 0 | 0 | 0 | 0 | 0 | 0 | 0 | 0 | 0 | 0 | 0 | 0 | 0 | 0 | 0 | 12
NO |  | 79 | 2011 | 1 | 6 | 6 |  | Salisbury | Norton | 161 | 161 | Wd-H-Frame | 22.28 | 0 | 1 | 795M-AL | 69438 | 949226 | 1018664 | 0 | 0 | 0 | 0 | 0 | 0 | 0 | 0 | 0 | 0 | 0 | 0 | 0 | 0 | 0 | 0 | 0 | 0 | 0 | 0 | 12
NO |  | 79 | 2011 | 1 | 7 | 7 |  | Norton | Malta Bend-South Waverly | 161 | 161 | Wd-H-Frame | 14.18 | 0 | 1 | 795M-AL | 68625 | 805591 | 874216 | 0 | 0 | 0 | 0 | 0 | 0 | 0 | 0 | 0 | 0 | 0 | 0 | 0 | 0 | 0 | 0 | 0 | 0 | 0 | 0 | 12
NO |  | 79 | 2011 | 1 | 8 | 8 |  | Nashua | St Joseph | 161 | 161 | Wd-H-Frame | 31.14 | 0 | 1 | 397M-AL | 175716 | 1575810 | 1751526 | 0 | 0 | 0 | 0 | 0 | 0 | 0 | 0 | 0 | 0 | 0 | 0 | 0 | 0 | 0 | 0 | 0 | 0 | 0 | 0 | 12
NO |  | 79 | 2011 | 1 | 9 | 9 |  | Montrose | Clinton | 161 | 161 | Wd-H-Frame | 12.22 | 0 | 1 | 795M-AL | 70936 | 1864418 | 1935354 | 0 | 0 | 0 | 0 | 0 | 0 | 0 | 0 | 0 | 0 | 0 | 0 | 0 | 0 | 0 | 0 | 0 | 0 | 0 | 0 | 12
NO |  | 79 | 2011 | 1 | 10 | 10 |  | Midtown | Forest | 161 | 161 | Steel Pole | 1.62 | 0 | 1 | 1192M-AL | 0 | 462310 | 462310 | 0 | 0 | 0 | 0 | 0 | 0 | 0 | 0 | 0 | 0 | 0 | 0 | 0 | 0 | 0 | 0 | 0 | 0 | 0 | 0 | 12
NO |  | 79 | 2011 | 1 | 11 | 11 |  | Forest | Southtown | 161 | 161 | Steel Pole | 3.24 | 0 | 1 | 1192M-AL | 0 | 817929 | 817929 | 0 | 0 | 0 | 0 | 0 | 0 | 0 | 0 | 0 | 0 | 0 | 0 | 0 | 0 | 0 | 0 | 0 | 0 | 0 | 0 | 12
NO |  | 79 | 2011 | 1 | 12 | 12 |  | Blue Mills Jct | Blue Mills #1 | 161 | 161 | Wd-H-Frame | 0.21 | 0 | 1 | 795M-AL | 2839 | 25805 | 28644 | 0 | 0 | 0 | 0 | 0 | 0 | 0 | 0 | 0 | 0 | 0 | 0 | 0 | 0 | 0 | 0 | 0 | 0 | 0 | 0 | 12
NO |  | 79 | 2011 | 1 | 13 | 13 |  | Midtown | Crosstown | 161 | 161 | Steel Pole | 7.88 | 0 | 1 | 1192M-AL | 1909657 | 5113576 | 7023233 | 0 | 0 | 0 | 0 | 0 | 0 | 0 | 0 | 0 | 0 | 0 | 0 | 0 | 0 | 0 | 0 | 0 | 0 | 0 | 0 | 12
NO |  | 79 | 2011 | 1 | 14 | 14 |  | Terrace | State Line | 161 | 161 | Wd-H-Frame | 0.78 | 0 | 1 | 1192M-AL | 0 | 152273 | 152273 | 0 | 0 | 0 | 0 | 0 | 0 | 0 | 0 | 0 | 0 | 0 | 0 | 0 | 0 | 0 | 0 | 0 | 0 | 0 | 0 | 12
NO |  | 79 | 2011 | 1 | 15 | 15 |  | Armco | Melt Shop Jct | 161 | 161 | Steel Pole | 0.32 | 0 | 1 | 556M-AL | 504 | 78372 | 78876 | 0 | 0 | 0 | 0 | 0 | 0 | 0 | 0 | 0 | 0 | 0 | 0 | 0 | 0 | 0 | 0 | 0 | 0 | 0 | 0 | 12
NO |  | 79 | 2011 | 1 | 16 | 16 |  | Barry | Line Creek | 161 | 161 | Wood Pole | 4.19 | 0 | 1 | 1192M-AL | 356681 | 581324 | 938005 | 0 | 0 | 0 | 0 | 0 | 0 | 0 | 0 | 0 | 0 | 0 | 0 | 0 | 0 | 0 | 0 | 0 | 0 | 0 | 0 | 12
NO |  | 79 | 2011 | 1 | 17 | 17 |  | Winchester Jct | Southtown | 161 | 161 | Wd-H-Frame | 7.47 | 0 | 1 | 1192M-AL | 26316 | 1063604 | 1089920 | 0 | 0 | 0 | 0 | 0 | 0 | 0 | 0 | 0 | 0 | 0 | 0 | 0 | 0 | 0 | 0 | 0 | 0 | 0 | 0 | 12
NO |  | 79 | 2011 | 1 | 18 | 18 |  | Winchester Jct | Swope #1 | 161 | 161 | Wd-H-Frame | 0.39 | 0 | 1 | 1192M-AL | 20400 | 165303 | 185703 | 0 | 0 | 0 | 0 | 0 | 0 | 0 | 0 | 0 | 0 | 0 | 0 | 0 | 0 | 0 | 0 | 0 | 0 | 0 | 0 | 12
NO |  | 79 | 2011 | 1 | 19 | 19 |  | DC NKC | NE / Avondale | 161 | 161 | Steel Pole | 1.16 | 0 | 2 | 1192M-AL | 85589 | 905470 | 991059 | 0 | 0 | 0 | 0 | 0 | 0 | 0 | 0 | 0 | 0 | 0 | 0 | 0 | 0 | 0 | 0 | 0 | 0 | 0 | 0 | 12
NO |  | 79 | 2011 | 1 | 20 | 20 |  | Northeast | NKC | 161 | 161 | Steel Pole | 0.16 | 0 | 1 | 1192M-AL | 0 | 151542 | 151542 | 0 | 0 | 0 | 0 | 0 | 0 | 0 | 0 | 0 | 0 | 0 | 0 | 0 | 0 | 0 | 0 | 0 | 0 | 0 | 0 | 12
NO |  | 79 | 2011 | 1 | 21 | 21 |  | DC Martin City | Redel / Grandview | 161 | 161 | Steel Pole | 0.36 | 0 | 2 | 1192M-AL | 0 | 219013 | 219013 | 0 | 0 | 0 | 0 | 0 | 0 | 0 | 0 | 0 | 0 | 0 | 0 | 0 | 0 | 0 | 0 | 0 | 0 | 0 | 0 | 12
NO |  | 79 | 2011 | 1 | 22 | 22 |  | Southtown | Hickman | 161 | 161 | Wd-H-Frame | 5.71 | 0 | 1 | 1192M-AL | 73499 | 747584 | 821083 | 0 | 0 | 0 | 0 | 0 | 0 | 0 | 0 | 0 | 0 | 0 | 0 | 0 | 0 | 0 | 0 | 0 | 0 | 0 | 0 | 12
NO |  | 79 | 2011 | 1 | 23 | 23 |  | Martin CIty | Grandview | 161 | 161 | Wd-H-Frame | 1.34 | 0 | 1 | 1192M-AL | 0 | 112884 | 112884 | 0 | 0 | 0 | 0 | 0 | 0 | 0 | 0 | 0 | 0 | 0 | 0 | 0 | 0 | 0 | 0 | 0 | 0 | 0 | 0 | 12
NO |  | 79 | 2011 | 1 | 24 | 24 |  | Line Creek | Riverside | 161 | 161 | Wd-Stl-Pole | 4.2 | 0 | 1 | 1192M-AL | 1195041 | 1204295 | 2399336 | 0 | 0 | 0 | 0 | 0 | 0 | 0 | 0 | 0 | 0 | 0 | 0 | 0 | 0 | 0 | 0 | 0 | 0 | 0 | 0 | 12
NO |  | 79 | 2011 | 1 | 25 | 25 |  | Hawthorn | Independence | 161 | 161 | Steel Pole | 1.75 | 0 | 1 | 1192M-AL | 6 | 15 | 21 | 0 | 0 | 0 | 0 | 0 | 0 | 0 | 0 | 0 | 0 | 0 | 0 | 0 | 0 | 0 | 0 | 0 | 0 | 0 | 0 | 12
NO |  | 79 | 2011 | 1 | 26 | 26 |  | Birmingham | Claycomo | 161 | 161 | Wd-H-Frame | 4.39 | 0 | 1 | 1192M-AL | 122386 | 1441771 | 1564157 | 0 | 0 | 0 | 0 | 0 | 0 | 0 | 0 | 0 | 0 | 0 | 0 | 0 | 0 | 0 | 0 | 0 | 0 | 0 | 0 | 12
NO |  | 79 | 2011 | 1 | 27 | 27 |  | Avondale | NKC | 161 | 161 | Wd-H-Frame | 2.14 | 0 | 1 | 1192M-AL | 0 | 266655 | 266655 | 0 | 0 | 0 | 0 | 0 | 0 | 0 | 0 | 0 | 0 | 0 | 0 | 0 | 0 | 0 | 0 | 0 | 0 | 0 | 0 | 12
NO |  | 79 | 2011 | 1 | 28 | 28 |  | Northeast | Avondale | 161 | 161 | Wd-H-Frame | 2.1 | 0 | 1 | 1192M-AL | 0 | 100252 | 100252 | 0 | 0 | 0 | 0 | 0 | 0 | 0 | 0 | 0 | 0 | 0 | 0 | 0 | 0 | 0 | 0 | 0 | 0 | 0 | 0 | 12
NO |  | 79 | 2011 | 1 | 29 | 29 |  | Avondale Jct | Riverside | 161 | 161 | Wd-St PI/H Fr | 4.47 | 0 | 1 | 1192M-AL | 76838 | 1078421 | 1155259 | 0 | 0 | 0 | 0 | 0 | 0 | 0 | 0 | 0 | 0 | 0 | 0 | 0 | 0 | 0 | 0 | 0 | 0 | 0 | 0 | 12
NO |  | 79 | 2011 | 1 | 30 | 30 |  | Northeast | Grand West | 161 | 161 | Steel Pole | 1.51 | 0 | 1 | 1192M-AL | 37215 | 1140396 | 1177611 | 0 | 0 | 0 | 0 | 0 | 0 | 0 | 0 | 0 | 0 | 0 | 0 | 0 | 0 | 0 | 0 | 0 | 0 | 0 | 0 | 12
NO |  | 79 | 2011 | 1 | 31 | 31 |  | Bunker Ridge | Loma Vista | 161 | 161 | Wd-H-Frame | 0.78 | 0 | 1 | 1192M-AL | 77428 | 84904 | 162332 | 0 | 0 | 0 | 0 | 0 | 0 | 0 | 0 | 0 | 0 | 0 | 0 | 0 | 0 | 0 | 0 | 0 | 0 | 0 | 0 | 12
NO |  | 79 | 2011 | 1 | 32 | 32 |  | DC Bunker Ridge | Southtown/Loma Vista | 161 | 161 | Steel Pole | 1.31 | 0 | 2 | 1192M-AL | 0 | 381686 | 381686 | 0 | 0 | 0 | 0 | 0 | 0 | 0 | 0 | 0 | 0 | 0 | 0 | 0 | 0 | 0 | 0 | 0 | 0 | 0 | 0 | 12
NO |  | 79 | 2011 | 1 | 33 | 33 |  | Weatherby | Tiffany | 161 | 161 | Stl PI/Wd-H-Fr | 3.95 | 0 | 1 | 1192M-AL | 112393 | 450485 | 562878 | 0 | 0 | 0 | 0 | 0 | 0 | 0 | 0 | 0 | 0 | 0 | 0 | 0 | 0 | 0 | 0 | 0 | 0 | 0 | 0 | 12
NO |  | 79 | 2011 | 1 | 34 | 34 |  | Tiffany | Roanridge | 161 | 161 | Steel Pole | 1.64 | 0 | 1 | 1192M-AL | 44957 | 360450 | 405407 | 0 | 0 | 0 | 0 | 0 | 0 | 0 | 0 | 0 | 0 | 0 | 0 | 0 | 0 | 0 | 0 | 0 | 0 | 0 | 0 | 12
NO |  | 79 | 2011 | 1 | 35 | 35 |  | Roanridge | Barry | 161 | 161 | Steel Pole | 2.35 | 0 | 1 | 1192M-AL | 95111 | 574894 | 670005 | 0 | 0 | 0 | 0 | 0 | 0 | 0 | 0 | 0 | 0 | 0 | 0 | 0 | 0 | 0 | 0 | 0 | 0 | 0 | 0 | 12
NO |  | 79 | 2011 | 2 | 1 | 1 |  | Roanridge | Nashua | 161 | 161 | Stl PI/Wd-H-Fr | 4.99 | 0 | 1 | 1192M-AL | 188750 | 411619 | 600369 | 0 | 0 | 0 | 0 | 0 | 0 | 0 | 0 | 0 | 0 | 0 | 0 | 0 | 0 | 0 | 0 | 0 | 0 | 0 | 0 | 12
NO |  | 79 | 2011 | 2 | 2 | 2 |  | DC Roanridge | Barry/Nashua | 161 | 161 | Steel Pole | 0.95 | 0 | 2 | 1192M-AL | 0 | 514888 | 514888 | 0 | 0 | 0 | 0 | 0 | 0 | 0 | 0 | 0 | 0 | 0 | 0 | 0 | 0 | 0 | 0 | 0 | 0 | 0 | 0 | 12
NO |  | 79 | 2011 | 2 | 3 | 3 |  | Hawthorn | Leeds #27 | 161 | 161 | StlPI/StI-H-Fr | 6.19 | 0 | 1 | 1192M-AL | 822714 | 3509116 | 4331830 | 0 | 0 | 0 | 0 | 0 | 0 | 0 | 0 | 0 | 0 | 0 | 0 | 0 | 0 | 0 | 0 | 0 | 0 | 0 | 0 | 12
NO |  | 79 | 2011 | 2 | 4 | 4 |  | Gladstone | Shoal Creek | 161 | 161 | Wd/StI Pole | 3.7 | 0 | 1 | 1192M-AL | 134856 | 771326 | 906182 | 0 | 0 | 0 | 0 | 0 | 0 | 0 | 0 | 0 | 0 | 0 | 0 | 0 | 0 | 0 | 0 | 0 | 0 | 0 | 0 | 12
NO |  | 79 | 2011 | 2 | 5 | 5 |  | Shoal Creek | Nashua | 161 | 161 | Wd-H-Frame | 6.85 | 0 | 1 | 1192M-AL | 845342 | 1300546 | 2145888 | 0 | 0 | 0 | 0 | 0 | 0 | 0 | 0 | 0 | 0 | 0 | 0 | 0 | 0 | 0 | 0 | 0 | 0 | 0 | 0 | 12
NO |  | 79 | 2011 | 2 | 6 | 6 |  | Shoal Creek | Claycomo | 161 | 161 | Wd/StI Pole | 4.33 | 0 | 1 | 1192M-AL | 197910 | 581292 | 779202 | 0 | 0 | 0 | 0 | 0 | 0 | 0 | 0 | 0 | 0 | 0 | 0 | 0 | 0 | 0 | 0 | 0 | 0 | 0 | 0 | 12
NO |  | 79 | 2011 | 2 | 7 | 7 |  | Hawthorn | Levee | 161 | 161 | Steel Pole | 0.36 | 0 | 1 | 1192M-AL | 0 | 204426 | 204426 | 0 | 0 | 0 | 0 | 0 | 0 | 0 | 0 | 0 | 0 | 0 | 0 | 0 | 0 | 0 | 0 | 0 | 0 | 0 | 0 | 12
NO |  | 79 | 2011 | 2 | 8 | 8 |  | Levee | Northeast #17 | 161 | 161 | StI PIWd-H-Fr | 5.32 | 0 | 1 | 1192M-AL | 12198 | 1446958 | 1459156 | 0 | 0 | 0 | 0 | 0 | 0 | 0 | 0 | 0 | 0 | 0 | 0 | 0 | 0 | 0 | 0 | 0 | 0 | 0 | 0 | 12
NO |  | 79 | 2011 | 2 | 9 | 9 |  | Hawthorn | Chouteau | 161 | 161 | StI/Wd-H-Fr | 2.85 | 0 | 1 | 1192M-AL | 31708 | 1200858 | 1232566 | 0 | 0 | 0 | 0 | 0 | 0 | 0 | 0 | 0 | 0 | 0 | 0 | 0 | 0 | 0 | 0 | 0 | 0 | 0 | 0 | 12
NO |  | 79 | 2011 | 2 | 10 | 10 |  | Chouteau | Northeast #5 | 161 | 161 | Wd-H-Frame | 2.37 | 0 | 1 | 1192M-AL | 19393 | 992620 | 1012013 | 0 | 0 | 0 | 0 | 0 | 0 | 0 | 0 | 0 | 0 | 0 | 0 | 0 | 0 | 0 | 0 | 0 | 0 | 0 | 0 | 12
NO |  | 79 | 2011 | 2 | 11 | 11 |  | DC Hawthorn | Leeds/Chouteau | 161 | 161 | Steel Pole | 0.39 | 0 | 2 | 1192M-AL | 0 | 490453 | 490453 | 0 | 0 | 0 | 0 | 0 | 0 | 0 | 0 | 0 | 0 | 0 | 0 | 0 | 0 | 0 | 0 | 0 | 0 | 0 | 0 | 12
NO |  | 79 | 2011 | 2 | 12 | 12 |  | Malta Bend | S Waverly | 161 | 161 |  | 7.63 | 0 | 1 |  | 29156 | 248484 | 277640 | 0 | 0 | 0 | 0 | 0 | 0 | 0 | 0 | 0 | 0 | 0 | 0 | 0 | 0 | 0 | 0 | 0 | 0 | 0 | 0 | 12
NO |  | 79 | 2011 | 2 | 13 | 13 |  | Martin City | Redel | 161 | 161 | Wd-H-Fr | 0.62 | 0 | 1 | 1192M-AL | 0 | 48265 | 48265 | 0 | 0 | 0 | 0 | 0 | 0 | 0 | 0 | 0 | 0 | 0 | 0 | 0 | 0 | 0 | 0 | 0 | 0 | 0 | 0 | 12
NO |  | 79 | 2011 | 2 | 14 | 14 |  | Leeds | Independence | 161 | 161 | Steel Pole | 1.15 | 0 | 1 | 1192M-AL | 9 | 4 | 13 | 0 | 0 | 0 | 0 | 0 | 0 | 0 | 0 | 0 | 0 | 0 | 0 | 0 | 0 | 0 | 0 | 0 | 0 | 0 | 0 | 12
NO |  | 79 | 2011 | 2 | 15 | 15 |  | DC Leeds | Hawthorn/Independ | 161 | 161 | Steel Pole | 1.03 | 0 | 2 | 1192M-AL | 0 | 126309 | 126309 | 0 | 0 | 0 | 0 | 0 | 0 | 0 | 0 | 0 | 0 | 0 | 0 | 0 | 0 | 0 | 0 | 0 | 0 | 0 | 0 | 12
NO |  | 79 | 2011 | 2 | 16 | 16 |  | Winchester Jct | Swope #2 | 161 | 161 | Wd-H-Fr | 0.48 | 0 | 1 | 1192M-AL | 0 | 229104 | 229104 | 0 | 0 | 0 | 0 | 0 | 0 | 0 | 0 | 0 | 0 | 0 | 0 | 0 | 0 | 0 | 0 | 0 | 0 | 0 | 0 | 12
NO |  | 79 | 2011 | 2 | 17 | 17 |  | Avondale | Gladstone | 161 | 161 | Wd Pole/H-Fr | 5.74 | 0 | 1 | 1192M-AL | 5970 | 1113462 | 1119432 | 0 | 0 | 0 | 0 | 0 | 0 | 0 | 0 | 0 | 0 | 0 | 0 | 0 | 0 | 0 | 0 | 0 | 0 | 0 | 0 | 12
NO |  | 79 | 2011 | 2 | 18 | 18 |  | Southtown | Bendix | 161 | 161 | Wd-H-Fr | 1.35 | 0 | 1 | 1192M-AL | 51926 | 443902 | 495828 | 0 | 0 | 0 | 0 | 0 | 0 | 0 | 0 | 0 | 0 | 0 | 0 | 0 | 0 | 0 | 0 | 0 | 0 | 0 | 0 | 12
NO |  | 79 | 2011 | 2 | 19 | 19 |  | Bendix | Tomahawk | 161 | 161 | Wd-H-Frame | 4.15 | 0 | 1 | 1192M-AL | 80782 | 694158 | 774940 | 0 | 0 | 0 | 0 | 0 | 0 | 0 | 0 | 0 | 0 | 0 | 0 | 0 | 0 | 0 | 0 | 0 | 0 | 0 | 0 | 12
NO |  | 79 | 2011 | 2 | 20 | 20 |  | Tomahawk | Mission Jct | 161 | 161 | Wd-H-Frame | 3.14 | 0 | 1 | 1192M-AL | 24504 | 418990 | 443494 | 0 | 0 | 0 | 0 | 0 | 0 | 0 | 0 | 0 | 0 | 0 | 0 | 0 | 0 | 0 | 0 | 0 | 0 | 0 | 0 | 12
NO |  | 79 | 2011 | 2 | 21 | 21 |  | Total 161 Kv |  | 0 | 0 |  | 583.52 | 0 | 92 |  | 9548427 | 63234426 | 72782853 | 0 | 0 | 0 | 0 | 0 | 0 | 0 | 0 | 0 | 0 | 0 | 0 | 0 | 0 | 0 | 0 | 0 | 0 | 0 | 0 | 12
NO |  | 79 | 2011 | 2 | 22 | 22 |  | Various 66 Kv |  | 0 | 0 |  | 78.98 | 0 | 0 |  | 458508 | 12500671 | 12959179 | 0 | 0 | 0 | 0 | 0 | 0 | 0 | 0 | 0 | 0 | 0 | 0 | 0 | 0 | 0 | 0 | 0 | 0 | 0 | 0 | 12
SI/SI | A | 79 | 2011 | 2 | 23 | 23 |  | Total 66 Kv |  | 0 | 0 |  | 78.98 | 0 | 0 |  | 458508 | 12500671 | 12959179 | 0 | 0 | 0 | 296077.5021 | 0 | 0 | 0 | 0 | 0 | 0 | 0 | 0 | 0 | 0 | 0 | 0 | 0 | 0 | 0 | 0 | 12
NO |  | 79 | 2011 | 2 | 24 | 24 |  | Various 33 Kv |  | 0 | 0 |  | 167.35 | 0 | 0 |  | 300242 | 13008301 | 13308543 | 0 | 0 | 0 | 0 | 0 | 0 | 0 | 0 | 0 | 0 | 0 | 0 | 0 | 0 | 0 | 0 | 0 | 0 | 0 | 0 | 12
SI/SI | A | 79 | 2011 | 2 | 25 | 25 |  | Total 33 Kv |  | 0 | 0 |  | 167.35 | 0 | 0 |  | 300242 | 13008301 | 13308543 | 0 | 0 | 0 | 304059.3983 | 0 | 0 | 0 | 0 | 0 | 0 | 0 | 0 | 0 | 0 | 0 | 0 | 0 | 0 | 0 | 0 | 12
NO |  | 79 | 2011 | 2 | 26 | 26 |  | Underground Lines: |  | 0 | 0 |  | 0 | 0 | 0 |  | 0 | 0 | 0 | 0 | 0 | 0 | 0 | 0 | 0 | 0 | 0 | 0 | 0 | 0 | 0 | 0 | 0 | 0 | 0 | 0 | 0 | 0 | 0 | 12
NO |  | 79 | 2011 | 2 | 27 | 27 |  | Grand Ave | Guinotte Ts | 161 | 161 | Ug Const | 1.34 | 0 | 1 | 2500M-CO | 0 | 535502 | 535502 | 0 | 0 | 0 | 0 | 0 | 0 | 0 | 0 | 0 | 0 | 0 | 0 | 0 | 0 | 0 | 0 | 0 | 0 | 0 | 0 | 12
NO |  | 79 | 2011 | 2 | 28 | 28 |  | Midtown | Brush Creek Ts | 161 | 161 | Ug Const | 2.06 | 0 | 1 | 2500M-CO | 0 | 995631 | 995631 | 0 | 0 | 0 | 0 | 0 | 0 | 0 | 0 | 0 | 0 | 0 | 0 | 0 | 0 | 0 | 0 | 0 | 0 | 0 | 0 | 12
NO |  | 79 | 2011 | 2 | 29 | 29 |  | Midtown | Roe Ts | 161 | 161 | Ug Const | 2 | 0 | 1 | 2500M-CO | 0 | 1218806 | 1218806 | 0 | 0 | 0 | 0 | 0 | 0 | 0 | 0 | 0 | 0 | 0 | 0 | 0 | 0 | 0 | 0 | 0 | 0 | 0 | 0 | 12
NO |  | 79 | 2011 | 2 | 30 | 30 |  | Grand Ave | Crosstown | 161 | 161 | Ug Const | 2.07 | 0 | 1 | 2500M-CO | 0 | 1063478 | 1063478 | 0 | 0 | 0 | 0 | 0 | 0 | 0 | 0 | 0 | 0 | 0 | 0 | 0 | 0 | 0 | 0 | 0 | 0 | 0 | 0 | 12
NO |  | 79 | 2011 | 2 | 31 | 31 |  | Crosstown | Guinotte TS | 161 | 161 | Ug Const | 2.69 | 0 | 1 | 2500M-CO | 0 | 1350708 | 1350708 | 0 | 0 | 0 | 0 | 0 | 0 | 0 | 0 | 0 | 0 | 0 | 0 | 0 | 0 | 0 | 0 | 0 | 0 | 0 | 0 | 12
NO |  | 79 | 2011 | 2 | 32 | 32 |  | Grand Ave | Navy/Terrace | 161 | 161 | Ug Const | 0.18 | 0 | 1 | 2500M-CO | 0 | 148974 | 148974 | 0 | 0 | 0 | 0 | 0 | 0 | 0 | 0 | 0 | 0 | 0 | 0 | 0 | 0 | 0 | 0 | 0 | 0 | 0 | 0 | 12
NO |  | 79 | 2011 | 2 | 33 | 33 |  | Total 161 Kv Underground |  | 0 | 0 |  | 10.34 | 0 | 6 |  | 0 | 5313099 | 5313099 | 0 | 0 | 0 | 0 | 0 | 0 | 0 | 0 | 0 | 0 | 0 | 0 | 0 | 0 | 0 | 0 | 0 | 0 | 0 | 0 | 12
NO |  | 79 | 2011 | 3 | 1 | 1 |  | Kansas (Overhead Lines) |  | 0 | 0 |  | 0 | 0 | 0 |  | 0 | 0 | 0 | 0 | 0 | 0 | 0 | 0 | 0 | 0 | 0 | 0 | 0 | 0 | 0 | 0 | 0 | 0 | 0 | 0 | 0 | 0 | 0 | 12
NO |  | 79 | 2011 | 3 | 2 | 2 |  | Swissvale | Stilwell | 345 | 345 | Wd-H-Frame | 32.82 | 0 | 1 | 795M-AL | 207326 | 3174003 | 3381329 | 0 | 0 | 0 | 0 | 0 | 0 | 0 | 0 | 0 | 0 | 0 | 0 | 0 | 0 | 0 | 0 | 0 | 0 | 0 | 0 | 12
NO |  | 79 | 2011 | 3 | 3 | 3 |  | Stilwell | Sibley | 345 | 345 | Wd-H-Frame | 3.05 | 0 | 1 | 795M-AL | 37478 | 263871 | 301349 | 0 | 0 | 0 | 0 | 0 | 0 | 0 | 0 | 0 | 0 | 0 | 0 | 0 | 0 | 0 | 0 | 0 | 0 | 0 | 0 | 12
NO |  | 79 | 2011 | 3 | 4 | 4 |  | LaCygne | Stilwell | 345 | 345 | Wd-H-Frame | 30.78 | 0 | 1 | 795M-AL | 369948 | 9572173 | 9942121 | 0 | 0 | 0 | 0 | 0 | 0 | 0 | 0 | 0 | 0 | 0 | 0 | 0 | 0 | 0 | 0 | 0 | 0 | 0 | 0 | 12
NO |  | 79 | 2011 | 3 | 5 | 5 |  | LaCygne | W. Gardner | 345 | 345 | Wd-H-Frame | 40.38 | 0 | 1 | 954M-AL | 681536 | 12945534 | 13627070 | 0 | 0 | 0 | 0 | 0 | 0 | 0 | 0 | 0 | 0 | 0 | 0 | 0 | 0 | 0 | 0 | 0 | 0 | 0 | 0 | 12
NO |  | 79 | 2011 | 3 | 6 | 6 |  | DC Craig | Gardner/Cedar Ck | 345 | 345 | Steel Pole | 2.06 | 0 | 2 | 954M-AL | 0 | 847958 | 847958 | 0 | 0 | 0 | 0 | 0 | 0 | 0 | 0 | 0 | 0 | 0 | 0 | 0 | 0 | 0 | 0 | 0 | 0 | 0 | 0 | 12
NO |  | 79 | 2011 | 3 | 7 | 7 |  | River X Iatan | Stranger Creek Jct | 345 | 345 | Tower | 0.4 | 0 | 1 | 954M-AL | 0 | 559252 | 559252 | 0 | 0 | 0 | 0 | 0 | 0 | 0 | 0 | 0 | 0 | 0 | 0 | 0 | 0 | 0 | 0 | 0 | 0 | 0 | 0 | 12
NO |  | 79 | 2011 | 3 | 8 | 8 |  | Iatan | Stranger Creek Jct | 345 | 345 | Wd-H-Frame | 11.9 | 0 | 1 | 954M-AL | 447286 | 1684026 | 2131312 | 0 | 0 | 0 | 0 | 0 | 0 | 0 | 0 | 0 | 0 | 0 | 0 | 0 | 0 | 0 | 0 | 0 | 0 | 0 | 0 | 12
NO |  | 79 | 2011 | 3 | 9 | 9 |  | Stranger Creek Jct | Craig | 345 | 345 | Wd-H-Frame | 28.14 | 0 | 1 | 954M-AL | 1313316 | 4266829 | 5580145 | 0 | 0 | 0 | 0 | 0 | 0 | 0 | 0 | 0 | 0 | 0 | 0 | 0 | 0 | 0 | 0 | 0 | 0 | 0 | 0 | 12
NO |  | 79 | 2011 | 3 | 10 | 10 |  | Craig | W. Gardner | 345 | 345 | Wd-H-Frame | 16.19 | 0 | 1 | 954M-AL | 1135735 | 1296002 | 2431737 | 0 | 0 | 0 | 0 | 0 | 0 | 0 | 0 | 0 | 0 | 0 | 0 | 0 | 0 | 0 | 0 | 0 | 0 | 0 | 0 | 12
NO |  | 79 | 2011 | 3 | 11 | 11 |  | DC W Gardner | LaCygne/Craig | 345 | 345 | Steel Pole | 0.05 | 0 | 2 | 954M-AL | 0 | 75237 | 75237 | 0 | 0 | 0 | 0 | 0 | 0 | 0 | 0 | 0 | 0 | 0 | 0 | 0 | 0 | 0 | 0 | 0 | 0 | 0 | 0 | 12
NO |  | 79 | 2011 | 3 | 12 | 12 |  | Dc W Gardner | LaCygne/Ottawa | 345 | 345 | St Pole/H-Fr | 0.49 | 0 | 2 | 954M-AL | 0 | 369569 | 369569 | 0 | 0 | 0 | 0 | 0 | 0 | 0 | 0 | 0 | 0 | 0 | 0 | 0 | 0 | 0 | 0 | 0 | 0 | 0 | 0 | 12
NO |  | 79 | 2011 | 3 | 13 | 13 |  | Wolf Creek |  | 345 | 345 |  | 0 | 0 | 0 |  | 355 | 103731 | 104086 | 0 | 0 | 0 | 0 | 0 | 0 | 0 | 0 | 0 | 0 | 0 | 0 | 0 | 0 | 0 | 0 | 0 | 0 | 0 | 0 | 12
NO |  | 79 | 2011 | 3 | 14 | 14 |  | Total 345 Kv |  | 0 | 0 |  | 166.26 | 0 | 14 |  | 4192980 | 35158185 | 39351165 | 0 | 0 | 0 | 0 | 0 | 0 | 0 | 0 | 0 | 0 | 0 | 0 | 0 | 0 | 0 | 0 | 0 | 0 | 0 | 0 | 12
NO |  | 79 | 2011 | 3 | 15 | 15 |  | Leeds | Roeland Pk | 161 | 161 | Wd-H-Frame | 0.17 | 0 | 1 | 1192M-AL | 1783 | 24020 | 25803 | 0 | 0 | 0 | 0 | 0 | 0 | 0 | 0 | 0 | 0 | 0 | 0 | 0 | 0 | 0 | 0 | 0 | 0 | 0 | 0 | 12
NO |  | 79 | 2011 | 3 | 16 | 16 |  | Greenwood | Shawnee | 161 | 161 | Wd-H-Frame | 3.12 | 0 | 1 | 1192M-AL | 7793 | 306456 | 314249 | 0 | 0 | 0 | 0 | 0 | 0 | 0 | 0 | 0 | 0 | 0 | 0 | 0 | 0 | 0 | 0 | 0 | 0 | 0 | 0 | 12
NO |  | 79 | 2011 | 3 | 17 | 17 |  | Oxford | Olathe | 161 | 161 | Steel Pole | 3.08 | 0 | 1 | 1192M-AL | 43596 | 212367 | 255963 | 0 | 0 | 0 | 0 | 0 | 0 | 0 | 0 | 0 | 0 | 0 | 0 | 0 | 0 | 0 | 0 | 0 | 0 | 0 | 0 | 12
NO |  | 79 | 2011 | 3 | 18 | 18 |  | Mission Jct | Kenilworth | 161 | 161 | Wd-H-Frame | 4.79 | 0 | 1 | 1192M-AL | 113727 | 466594 | 580321 | 0 | 0 | 0 | 0 | 0 | 0 | 0 | 0 | 0 | 0 | 0 | 0 | 0 | 0 | 0 | 0 | 0 | 0 | 0 | 0 | 12
NO |  | 79 | 2011 | 3 | 19 | 19 |  | Overland Pk | Roeland Pk | 161 | 161 | Wd-H-Frame | 11.51 | 0 | 1 | 556M-AL | 280583 | 2697872 | 2978455 | 0 | 0 | 0 | 0 | 0 | 0 | 0 | 0 | 0 | 0 | 0 | 0 | 0 | 0 | 0 | 0 | 0 | 0 | 0 | 0 | 12
NO |  | 79 | 2011 | 3 | 20 | 20 |  | Common R/W | Shawnee-Fisher Jct | 161 | 161 |  | 0 | 0 | 0 |  | 17541 | 0 | 17541 | 0 | 0 | 0 | 0 | 0 | 0 | 0 | 0 | 0 | 0 | 0 | 0 | 0 | 0 | 0 | 0 | 0 | 0 | 0 | 0 | 12
NO |  | 79 | 2011 | 3 | 21 | 21 |  | Maywood | Weatherby | 161 | 161 | Wd-H-Frame | 5.3 | 0 | 1 | 1192M-AL | 159387 | 741333 | 900720 | 0 | 0 | 0 | 0 | 0 | 0 | 0 | 0 | 0 | 0 | 0 | 0 | 0 | 0 | 0 | 0 | 0 | 0 | 0 | 0 | 12
NO |  | 79 | 2011 | 3 | 22 | 22 |  | Montrose | Stilwell #13 | 161 | 161 | Wd-H-Frame | 3.26 | 0 | 1 | 1192M-AL | 10350 | 233736 | 244086 | 0 | 0 | 0 | 0 | 0 | 0 | 0 | 0 | 0 | 0 | 0 | 0 | 0 | 0 | 0 | 0 | 0 | 0 | 0 | 0 | 12
NO |  | 79 | 2011 | 3 | 23 | 23 |  | Montrose | Archie-Stilwell | 161 | 161 | Wd-H-Frame | 3.14 | 0 | 1 | 1192M-AL | 9967 | 94795 | 104762 | 0 | 0 | 0 | 0 | 0 | 0 | 0 | 0 | 0 | 0 | 0 | 0 | 0 | 0 | 0 | 0 | 0 | 0 | 0 | 0 | 12
NO |  | 79 | 2011 | 3 | 24 | 24 |  | Stilwell | Hickman | 161 | 161 | Wd-H-Frame | 6.94 | 0 | 1 | 1192M-AL | 58747 | 739089 | 797836 | 0 | 0 | 0 | 0 | 0 | 0 | 0 | 0 | 0 | 0 | 0 | 0 | 0 | 0 | 0 | 0 | 0 | 0 | 0 | 0 | 12
NO |  | 79 | 2011 | 3 | 25 | 25 |  | Brookridge | Overland Pk | 161 | 161 | Wd-H-Frame | 1.92 | 0 | 1 | 1192M-AL | 39850 | 608843 | 648693 | 0 | 0 | 0 | 0 | 0 | 0 | 0 | 0 | 0 | 0 | 0 | 0 | 0 | 0 | 0 | 0 | 0 | 0 | 0 | 0 | 12
NO |  | 79 | 2011 | 3 | 26 | 26 |  | Stilwell | Antioch | 161 | 161 | Wd-H-Frame | 8.45 | 0 | 1 | 1192M-AL | 70033 | 2104293 | 2174326 | 0 | 0 | 0 | 0 | 0 | 0 | 0 | 0 | 0 | 0 | 0 | 0 | 0 | 0 | 0 | 0 | 0 | 0 | 0 | 0 | 12
NO |  | 79 | 2011 | 3 | 27 | 27 |  | Wagstaff | Centennial | 161 | 161 | Wd-H-Frame | 11.33 | 0 | 1 | 397M-AL | 27346 | 1598597 | 1625943 | 0 | 0 | 0 | 0 | 0 | 0 | 0 | 0 | 0 | 0 | 0 | 0 | 0 | 0 | 0 | 0 | 0 | 0 | 0 | 0 | 12
NO |  | 79 | 2011 | 3 | 28 | 28 |  | Paola | Marmaton | 161 | 161 | Wd-H-Frame | 51.33 | 0 | 1 | 336M-AL | 50149 | 6286240 | 6336389 | 0 | 0 | 0 | 0 | 0 | 0 | 0 | 0 | 0 | 0 | 0 | 0 | 0 | 0 | 0 | 0 | 0 | 0 | 0 | 0 | 12
NO |  | 79 | 2011 | 3 | 29 | 29 |  | Paola | S. Ottawa | 161 | 161 | Wd-H-Frame | 21.81 | 0 | 1 | 397M-AL | 32288 | 1339072 | 1371360 | 0 | 0 | 0 | 0 | 0 | 0 | 0 | 0 | 0 | 0 | 0 | 0 | 0 | 0 | 0 | 0 | 0 | 0 | 0 | 0 | 12
NO |  | 79 | 2011 | 3 | 30 | 30 |  | Merriam | Greenwood | 161 | 161 | Wd-H-Frame | 4.41 | 0 | 1 | 477M-AL | 341849 | 581281 | 923130 | 0 | 0 | 0 | 0 | 0 | 0 | 0 | 0 | 0 | 0 | 0 | 0 | 0 | 0 | 0 | 0 | 0 | 0 | 0 | 0 | 12
NO |  | 79 | 2011 | 3 | 31 | 31 |  | Greenwood | Midland | 161 | 161 | Wd-H-Frame | 2.23 | 0 | 1 | 795M-AL | 130229 | 316318 | 446547 | 0 | 0 | 0 | 0 | 0 | 0 | 0 | 0 | 0 | 0 | 0 | 0 | 0 | 0 | 0 | 0 | 0 | 0 | 0 | 0 | 12
NO |  | 79 | 2011 | 3 | 32 | 32 |  | Greenwood | Metropolitan | 161 | 161 | Wd-H-Frame | 4.98 | 0 | 1 | 1192M-AL | 362037 | 699200 | 1061237 | 0 | 0 | 0 | 0 | 0 | 0 | 0 | 0 | 0 | 0 | 0 | 0 | 0 | 0 | 0 | 0 | 0 | 0 | 0 | 0 | 12
NO |  | 79 | 2011 | 3 | 33 | 33 |  | Kenilworth | Lenexa | 161 | 161 | Wood Pole | 11.43 | 0 | 1 | 1192M-AL | 178955 | 1190033 | 1368988 | 0 | 0 | 0 | 0 | 0 | 0 | 0 | 0 | 0 | 0 | 0 | 0 | 0 | 0 | 0 | 0 | 0 | 0 | 0 | 0 | 12
NO |  | 79 | 2011 | 3 | 34 | 34 |  | College | Olathe | 161 | 161 | Wood Pole | 3.72 | 0 | 1 | 1192M-AL | 0 | 283606 | 283606 | 0 | 0 | 0 | 0 | 0 | 0 | 0 | 0 | 0 | 0 | 0 | 0 | 0 | 0 | 0 | 0 | 0 | 0 | 0 | 0 | 12
NO |  | 79 | 2011 | 3 | 35 | 35 |  | Craig | Lenexa | 161 | 161 | Steel Pole | 0.22 | 0 | 1 | 954M-AL | 0 | 26461 | 26461 | 0 | 0 | 0 | 0 | 0 | 0 | 0 | 0 | 0 | 0 | 0 | 0 | 0 | 0 | 0 | 0 | 0 | 0 | 0 | 0 | 12
NO |  | 79 | 2011 | 4 | 1 | 1 |  | Craig | College | 161 | 161 | Wd-H-Frame | 0.47 | 0 | 1 | 1192M-AL | 82697 | 534891 | 617588 | 0 | 0 | 0 | 0 | 0 | 0 | 0 | 0 | 0 | 0 | 0 | 0 | 0 | 0 | 0 | 0 | 0 | 0 | 0 | 0 | 12
NO |  | 79 | 2011 | 4 | 2 | 2 |  | Craig | Greenwood #3 | 161 | 161 | Wd-H-Frame | 3.98 | 0 | 1 | 1192M-AL | 151667 | 226775 | 378442 | 0 | 0 | 0 | 0 | 0 | 0 | 0 | 0 | 0 | 0 | 0 | 0 | 0 | 0 | 0 | 0 | 0 | 0 | 0 | 0 | 12
NO |  | 79 | 2011 | 4 | 3 | 3 |  | DC Craig-Greenwood | Lenexa-Kenilworth | 161 | 161 | Steel Pole | 0.11 | 0 | 2 | 1192M-AL | 77465 | 105989 | 183454 | 0 | 0 | 0 | 0 | 0 | 0 | 0 | 0 | 0 | 0 | 0 | 0 | 0 | 0 | 0 | 0 | 0 | 0 | 0 | 0 | 12
NO |  | 79 | 2011 | 4 | 4 | 4 |  | DC Craig | Lenexa/Greenwood | 161 | 161 | Steel Pole | 2.73 | 0 | 2 | 1192M-AL | 443416 | 808963 | 1252379 | 0 | 0 | 0 | 0 | 0 | 0 | 0 | 0 | 0 | 0 | 0 | 0 | 0 | 0 | 0 | 0 | 0 | 0 | 0 | 0 | 12
NO |  | 79 | 2011 | 4 | 5 | 5 |  | DC Moonlight | Murlen/Gardner | 161 | 161 | StI-Wd-Pole | 0.39 | 0 | 2 | 1192M-AL | 4753 | 174943 | 179696 | 0 | 0 | 0 | 0 | 0 | 0 | 0 | 0 | 0 | 0 | 0 | 0 | 0 | 0 | 0 | 0 | 0 | 0 | 0 | 0 | 12
NO |  | 79 | 2011 | 4 | 6 | 6 |  | Moonlight | W. Gardner | 161 | 161 | Steel Pole | 5.39 | 0 | 1 | 1192M-AL | 128482 | 764002 | 892484 | 0 | 0 | 0 | 0 | 0 | 0 | 0 | 0 | 0 | 0 | 0 | 0 | 0 | 0 | 0 | 0 | 0 | 0 | 0 | 0 | 12
NO |  | 79 | 2011 | 4 | 7 | 7 |  | Switzer | Riley | 161 | 161 | Steel Pole | 1.82 | 0 | 1 | 1192M-AL | 19114 | 516447 | 535561 | 0 | 0 | 0 | 0 | 0 | 0 | 0 | 0 | 0 | 0 | 0 | 0 | 0 | 0 | 0 | 0 | 0 | 0 | 0 | 0 | 12
NO |  | 79 | 2011 | 4 | 8 | 8 |  | Switzer | Olathe | 161 | 161 | Steel Pole | 4.01 | 0 | 1 | 1192M-AL | 33616 | 385227 | 418843 | 0 | 0 | 0 | 0 | 0 | 0 | 0 | 0 | 0 | 0 | 0 | 0 | 0 | 0 | 0 | 0 | 0 | 0 | 0 | 0 | 12
NO |  | 79 | 2011 | 4 | 9 | 9 |  | DC Switzer | Riley/Olathe | 161 | 161 | Steel Pole | 0.22 | 0 | 2 | 1192M-AL | 105478 | 136435 | 241913 | 0 | 0 | 0 | 0 | 0 | 0 | 0 | 0 | 0 | 0 | 0 | 0 | 0 | 0 | 0 | 0 | 0 | 0 | 0 | 0 | 12
NO |  | 79 | 2011 | 4 | 10 | 10 |  | DC Oxford | Antioch/Olathe | 161 | 161 | Wood Pole | 1.3 | 0 | 2 | 1192M-AL | 123083 | 432663 | 555746 | 0 | 0 | 0 | 0 | 0 | 0 | 0 | 0 | 0 | 0 | 0 | 0 | 0 | 0 | 0 | 0 | 0 | 0 | 0 | 0 | 12
NO |  | 79 | 2011 | 4 | 11 | 11 |  | Olathe | Murlen | 161 | 161 | StI-Wd-Pole | 4.58 | 0 | 1 | 1192M-AL | 253076 | 469613 | 722689 | 0 | 0 | 0 | 0 | 0 | 0 | 0 | 0 | 0 | 0 | 0 | 0 | 0 | 0 | 0 | 0 | 0 | 0 | 0 | 0 | 12
NO |  | 79 | 2011 | 4 | 12 | 12 |  | Kenilworth | Overland Pk | 161 | 161 | Wd-H-Frame | 3.28 | 0 | 1 | 1192M-AL | 166187 | 674120 | 840307 | 0 | 0 | 0 | 0 | 0 | 0 | 0 | 0 | 0 | 0 | 0 | 0 | 0 | 0 | 0 | 0 | 0 | 0 | 0 | 0 | 12
NO |  | 79 | 2011 | 4 | 13 | 13 |  | DC Overland Pk | Brookrdg/Kenilworth | 161 | 161 | Wd-H-Frame | 0.12 | 0 | 2 | 556M-AL | 8588 | 67273 | 75861 | 0 | 0 | 0 | 0 | 0 | 0 | 0 | 0 | 0 | 0 | 0 | 0 | 0 | 0 | 0 | 0 | 0 | 0 | 0 | 0 | 12
NO |  | 79 | 2011 | 4 | 14 | 14 |  | Centennial | Paola | 161 | 161 | Wood Pole | 2.86 | 0 | 1 | 1192M-AL | 0 | 405443 | 405443 | 0 | 0 | 0 | 0 | 0 | 0 | 0 | 0 | 0 | 0 | 0 | 0 | 0 | 0 | 0 | 0 | 0 | 0 | 0 | 0 | 12
NO |  | 79 | 2011 | 4 | 15 | 15 |  | Gardner | Ottawa | 161 | 161 | Wd-H-Frame | 24.34 | 0 | 1 | 1192M-AL | 591458 | 3694152 | 4285610 | 0 | 0 | 0 | 0 | 0 | 0 | 0 | 0 | 0 | 0 | 0 | 0 | 0 | 0 | 0 | 0 | 0 | 0 | 0 | 0 | 12
NO |  | 79 | 2011 | 4 | 16 | 16 |  | Stilwell | Spring Hill | 161 | 161 | Wd-H-Frame | 9.35 | 0 | 1 | 1192M-AL | 353000 | 1924670 | 2277670 | 0 | 0 | 0 | 0 | 0 | 0 | 0 | 0 | 0 | 0 | 0 | 0 | 0 | 0 | 0 | 0 | 0 | 0 | 0 | 0 | 12
NO |  | 79 | 2011 | 4 | 17 | 17 |  | DC Stilwell | Redel/Spring Hill | 161 | 161 | Wd-H-Frame | 1.31 | 0 | 2 | 1192M-AL | 0 | 571565 | 571565 | 0 | 0 | 0 | 0 | 0 | 0 | 0 | 0 | 0 | 0 | 0 | 0 | 0 | 0 | 0 | 0 | 0 | 0 | 0 | 0 | 12
NO |  | 79 | 2011 | 4 | 18 | 18 |  | Antioch | Oxford | 161 | 161 | Wd-H-Frame | 4.9 | 0 | 1 | 1192M-AL | 0 | 1362413 | 1362413 | 0 | 0 | 0 | 0 | 0 | 0 | 0 | 0 | 0 | 0 | 0 | 0 | 0 | 0 | 0 | 0 | 0 | 0 | 0 | 0 | 12
NO |  | 79 | 2011 | 4 | 19 | 19 |  | W Gardner | Cedar Creek | 161 | 161 | StI PI/StI-H-F | 14.46 | 0 | 1 | 1192M-AL | 301786 | 3644673 | 3946459 | 0 | 0 | 0 | 0 | 0 | 0 | 0 | 0 | 0 | 0 | 0 | 0 | 0 | 0 | 0 | 0 | 0 | 0 | 0 | 0 | 12
NO |  | 79 | 2011 | 4 | 20 | 20 |  | Martin City | Redel | 161 | 161 | Wd-H-Frame | 2.74 | 0 | 1 | 1192M-AL | 2838 | 364878 | 367716 | 0 | 0 | 0 | 0 | 0 | 0 | 0 | 0 | 0 | 0 | 0 | 0 | 0 | 0 | 0 | 0 | 0 | 0 | 0 | 0 | 12
NO |  | 79 | 2011 | 4 | 21 | 21 |  | Redel | Stilwell | 161 | 161 | Wd-H-Frame | 4.21 | 0 | 1 | 1192M-AL | 4647 | 314719 | 319366 | 0 | 0 | 0 | 0 | 0 | 0 | 0 | 0 | 0 | 0 | 0 | 0 | 0 | 0 | 0 | 0 | 0 | 0 | 0 | 0 | 12
NO |  | 79 | 2011 | 4 | 22 | 22 |  | Craig | Pflumm | 161 | 161 | Steel Pole | 4.36 | 0 | 1 | 954M-AL | 430140 | 2491673 | 2921813 | 0 | 0 | 0 | 0 | 0 | 0 | 0 | 0 | 0 | 0 | 0 | 0 | 0 | 0 | 0 | 0 | 0 | 0 | 0 | 0 | 12
NO |  | 79 | 2011 | 4 | 23 | 23 |  | Pflumm | Overland Park | 161 | 161 | Steel Pole | 1.83 | 0 | 1 | 954M-AL | 175242 | 1358783 | 1534025 | 0 | 0 | 0 | 0 | 0 | 0 | 0 | 0 | 0 | 0 | 0 | 0 | 0 | 0 | 0 | 0 | 0 | 0 | 0 | 0 | 12
NO |  | 79 | 2011 | 4 | 24 | 24 |  | Metropolitan | Maywood | 161 | 161 | StI-Wd-H-Fr | 4.97 | 0 | 1 | 1192M-AL | 0 | 589571 | 589571 | 0 | 0 | 0 | 0 | 0 | 0 | 0 | 0 | 0 | 0 | 0 | 0 | 0 | 0 | 0 | 0 | 0 | 0 | 0 | 0 | 12
NO |  | 79 | 2011 | 4 | 25 | 25 |  | Cedar Creek | Greenwood | 161 | 161 | StI-Wd-Pole | 9.89 | 0 | 1 | 1192M-AL | 368060 | 1753723 | 2121783 | 0 | 0 | 0 | 0 | 0 | 0 | 0 | 0 | 0 | 0 | 0 | 0 | 0 | 0 | 0 | 0 | 0 | 0 | 0 | 0 | 12
NO |  | 79 | 2011 | 4 | 26 | 26 |  | DC Craig | Overland Park/College | 161 | 161 | Steel Pole | 1.77 | 0 | 2 | 1192M-AL | 235117 | 977135 | 1212252 | 0 | 0 | 0 | 0 | 0 | 0 | 0 | 0 | 0 | 0 | 0 | 0 | 0 | 0 | 0 | 0 | 0 | 0 | 0 | 0 | 12
NO |  | 79 | 2011 | 4 | 27 | 27 |  | Lenexa Tap | Craig-Greenwood | 161 | 161 | Steel Pole | 0.06 | 0 | 1 | 1192M-AL | 0 | 31755 | 31755 | 0 | 0 | 0 | 0 | 0 | 0 | 0 | 0 | 0 | 0 | 0 | 0 | 0 | 0 | 0 | 0 | 0 | 0 | 0 | 0 | 12
NO |  | 79 | 2011 | 4 | 28 | 28 |  | DC Riley | Brookridge/Switzer | 161 | 161 | Steel Pole | 1.53 | 0 | 2 | 1192M-AL | 1382519 | 920621 | 2303140 | 0 | 0 | 0 | 0 | 0 | 0 | 0 | 0 | 0 | 0 | 0 | 0 | 0 | 0 | 0 | 0 | 0 | 0 | 0 | 0 | 12
NO |  | 79 | 2011 | 4 | 29 | 29 |  | Brookridge | Riley | 161 | 161 | Steel Pole | 2.56 | 0 | 1 | 1192M-AL | 26805 | 702929 | 729734 | 0 | 0 | 0 | 0 | 0 | 0 | 0 | 0 | 0 | 0 | 0 | 0 | 0 | 0 | 0 | 0 | 0 | 0 | 0 | 0 | 12
NO |  | 79 | 2011 | 4 | 30 | 30 |  | Craig | Cedar Creek | 161 | 161 | StI-Wd-H-Fr | 1.3 | 0 | 1 | 1192M-AL | 0 | 297561 | 297561 | 0 | 0 | 0 | 0 | 0 | 0 | 0 | 0 | 0 | 0 | 0 | 0 | 0 | 0 | 0 | 0 | 0 | 0 | 0 | 0 | 12
NO |  | 79 | 2011 | 4 | 31 | 31 |  | Tomahawk | Mission Jct | 161 | 161 | Wd-H-Frame | 1.73 | 0 | 1 | 1192M-AL | 80554 | 439181 | 519735 | 0 | 0 | 0 | 0 | 0 | 0 | 0 | 0 | 0 | 0 | 0 | 0 | 0 | 0 | 0 | 0 | 0 | 0 | 0 | 0 | 12
NO |  | 79 | 2011 | 4 | 32 | 32 |  | Riley | Sprint | 161 | 161 | Steel Pole | 0.9 | 0 | 1 | 1192M-AL | 0 | 300706 | 300706 | 0 | 0 | 0 | 0 | 0 | 0 | 0 | 0 | 0 | 0 | 0 | 0 | 0 | 0 | 0 | 0 | 0 | 0 | 0 | 0 | 12
NO |  | 79 | 2011 | 4 | 33 | 33 |  | Sprint | Mission Jct | 161 | 161 | Steel Pole | 2.63 | 0 | 1 | 1192M-AL | 0 | 820623 | 820623 | 0 | 0 | 0 | 0 | 0 | 0 | 0 | 0 | 0 | 0 | 0 | 0 | 0 | 0 | 0 | 0 | 0 | 0 | 0 | 0 | 12
NO |  | 79 | 2011 | 4 | 34 | 34 |  | Bucyrus | Wagstaff | 161 | 161 | Wd-H-Frame | 4.22 | 0 | 1 | 1192M-AL | 11139 | 571623 | 582762 | 0 | 0 | 0 | 0 | 0 | 0 | 0 | 0 | 0 | 0 | 0 | 0 | 0 | 0 | 0 | 0 | 0 | 0 | 0 | 0 | 12
NO |  | 79 | 2011 | 4 | 35 | 35 |  | Stilwell | Bucyrus | 161 | 161 | Wd-H-Frame | 3.05 | 0 | 1 | 1192M-AL | 0 | 562714 | 562714 | 0 | 0 | 0 | 0 | 0 | 0 | 0 | 0 | 0 | 0 | 0 | 0 | 0 | 0 | 0 | 0 | 0 | 0 | 0 | 0 | 12
NO |  | 79 | 2011 | 5 | 1 | 1 |  | Bucyrus | N Louisburg | 161 | 161 | Steel Pole | 7.85 | 0 | 1 | 1192M-AL | 381708 | 2559953 | 2941661 | 0 | 0 | 0 | 0 | 0 | 0 | 0 | 0 | 0 | 0 | 0 | 0 | 0 | 0 | 0 | 0 | 0 | 0 | 0 | 0 | 12
NO |  | 79 | 2011 | 5 | 2 | 2 |  | Paola | Osawatomie | 161 | 161 | Steel Pole | 0.32 | 0 | 1 | 954M-AL | 0 | 222129 | 222129 | 0 | 0 | 0 | 0 | 0 | 0 | 0 | 0 | 0 | 0 | 0 | 0 | 0 | 0 | 0 | 0 | 0 | 0 | 0 | 0 | 12
NO |  | 79 | 2011 | 5 | 3 | 3 |  | W Gardner | Cedar Niles | 161 | 161 | Steel Pole | 8.2 | 0 | 1 | 1192M-AL | 629412 | 2929962 | 3559374 | 0 | 0 | 0 | 0 | 0 | 0 | 0 | 0 | 0 | 0 | 0 | 0 | 0 | 0 | 0 | 0 | 0 | 0 | 0 | 0 | 12
NO |  | 79 | 2011 | 5 | 4 | 4 |  | DC SE Ottawa | Gardner/S Ottawa | 161 | 161 | StI-H-Frame | 1.34 | 0 | 2 | 1192M-AL | 0 | 67 | 67 | 0 | 0 | 0 | 0 | 0 | 0 | 0 | 0 | 0 | 0 | 0 | 0 | 0 | 0 | 0 | 0 | 0 | 0 | 0 | 0 | 12
NO |  | 79 | 2011 | 5 | 5 | 5 |  | Moonlight | Quarry | 161 | 161 | Wd-StI Pole | 4.82 | 0 | 1 | 1192M-AL | 241093 | 628542 | 869635 | 0 | 0 | 0 | 0 | 0 | 0 | 0 | 0 | 0 | 0 | 0 | 0 | 0 | 0 | 0 | 0 | 0 | 0 | 0 | 0 | 12
NO |  | 79 | 2011 | 5 | 6 | 6 |  | Quarry | Murlen | 161 | 161 | Wd/StI Pole | 5.62 | 0 | 1 | 1192M-AL | 241093 | 534460 | 775553 | 0 | 0 | 0 | 0 | 0 | 0 | 0 | 0 | 0 | 0 | 0 | 0 | 0 | 0 | 0 | 0 | 0 | 0 | 0 | 0 | 12
NO |  | 79 | 2011 | 5 | 7 | 7 |  | SE Ottawa | S Ottawa | 161 | 161 | Wd Frm/StI Pl | 1.46 | 0 | 1 | 1192M-AL | 0 | 283359 | 283359 | 0 | 0 | 0 | 0 | 0 | 0 | 0 | 0 | 0 | 0 | 0 | 0 | 0 | 0 | 0 | 0 | 0 | 0 | 0 | 0 | 12
NO |  | 79 | 2011 | 5 | 8 | 8 |  | W Gardner | Bull Creek | 161 | 161 |  | 0.26 | 0 | 1 | 954M-AL | 0 | 90512 | 90512 | 0 | 0 | 0 | 0 | 0 | 0 | 0 | 0 | 0 | 0 | 0 | 0 | 0 | 0 | 0 | 0 | 0 | 0 | 0 | 0 | 12
NO |  | 79 | 2011 | 5 | 9 | 9 |  | Underground Lines: |  | 0 | 0 |  | 0 | 0 | 0 |  | 0 | 0 | 0 | 0 | 0 | 0 | 0 | 0 | 0 | 0 | 0 | 0 | 0 | 0 | 0 | 0 | 0 | 0 | 0 | 0 | 0 | 0 | 0 | 12
NO |  | 79 | 2011 | 5 | 10 | 10 |  | Midtown | Roe | 161 | 161 | Ug Const | 1.83 | 0 | 1 | 2500M-CO | 0 | 721096 | 721096 | 0 | 0 | 0 | 0 | 0 | 0 | 0 | 0 | 0 | 0 | 0 | 0 | 0 | 0 | 0 | 0 | 0 | 0 | 0 | 0 | 12
NO |  | 79 | 2011 | 5 | 11 | 11 |  | Total 161 Kv |  | 0 | 0 |  | 328.21 | 0 | 74 |  | 8990443 | 57918738 | 66909181 | 0 | 0 | 0 | 0 | 0 | 0 | 0 | 0 | 0 | 0 | 0 | 0 | 0 | 0 | 0 | 0 | 0 | 0 | 0 | 0 | 12
NO |  | 79 | 2011 | 5 | 12 | 12 |  | Windfarm | Spearville | 230 | 230 | Steel Pole | 0.31 | 0 | 1 | 1192M-AL | 0 | 401068 | 401068 | 0 | 0 | 0 | 0 | 0 | 0 | 0 | 0 | 0 | 0 | 0 | 0 | 0 | 0 | 0 | 0 | 0 | 0 | 0 | 0 | 12
NO |  | 79 | 2011 | 5 | 13 | 13 |  | Total 230 Kv |  | 0 | 0 |  | 0.31 | 0 | 1 |  | 0 | 401068 | 401068 | 0 | 0 | 0 | 0 | 0 | 0 | 0 | 0 | 0 | 0 | 0 | 0 | 0 | 0 | 0 | 0 | 0 | 0 | 0 | 0 | 12
NO |  | 79 | 2011 | 5 | 14 | 14 |  | Various 66 Kv |  | 0 | 0 |  | 3.01 | 0 | 0 |  | 0 | 415978 | 415978 | 0 | 0 | 0 | 0 | 0 | 0 | 0 | 0 | 0 | 0 | 0 | 0 | 0 | 0 | 0 | 0 | 0 | 0 | 0 | 0 | 12
SI/SI | A | 79 | 2011 | 5 | 15 | 15 |  | Total 66 Kv |  | 0 | 0 |  | 3.01 | 0 | 0 |  | 0 | 415978 | 415978 | 0 | 0 | 0 | 9503.8217 | 0 | 0 | 0 | 0 | 0 | 0 | 0 | 0 | 0 | 0 | 0 | 0 | 0 | 0 | 0 | 0 | 12
NO |  | 79 | 2011 | 5 | 16 | 16 |  | Various 33 Kv |  | 0 | 0 |  | 358.91 | 0 | 0 |  | 527387 | 22538448 | 23065835 | 0 | 0 | 0 | 0 | 0 | 0 | 0 | 0 | 0 | 0 | 0 | 0 | 0 | 0 | 0 | 0 | 0 | 0 | 0 | 0 | 12
SI/SI | A | 79 | 2011 | 5 | 17 | 17 |  | Total 33 Kv |  | 0 | 0 |  | 358.91 | 0 | 0 |  | 527387 | 22538448 | 23065835 | 0 | 0 | 0 | 526983.6007 | 0 | 0 | 0 | 0 | 0 | 0 | 0 | 0 | 0 | 0 | 0 | 0 | 0 | 0 | 0 | 0 | 12
NO |  | 79 | 2011 | 0 | 36 | 36 |  | TOTAL |  | 0 | 0 |  | 1826.95 | 0 | 196 |  | 25798763 | 224210236 | 250008999 | 240101 | 3093545 | 2378293 | 5711939 | 0 | 0 | 0 | 0 | 0 | 0 | 0 | 0 | 0 | 0 | 0 | 0 | 0 | 0 | 0 | 0 | 12
NO |  | 79 | 2011 | 5 | 18 | 18 |  | Transmission Line Expenses |  | 0 | 0 |  | 0 | 0 | 0 |  | 0 | 0 | 0 | 0 | 0 | 0 | 0 | 0 | 0 | 0 | 0 | 0 | 0 | 0 | 0 | 0 | 0 | 0 | 0 | 0 | 0 | 0 | 0 | 12
NO |  | 79 | 2011 | 5 | 19 | 19 |  | Overhead |  | 0 | 0 |  | 0 | 0 | 0 |  | 0 | 0 | 0 | 240101 | 3092920 | 2378293 | 5711314 | 0 | 0 | 0 | 0 | 0 | 0 | 0 | 0 | 0 | 0 | 0 | 0 | 0 | 0 | 0 | 0 | 12
NO |  | 79 | 2011 | 5 | 20 | 20 |  | Underground |  | 0 | 0 |  | 0 | 0 | 0 |  | 0 | 0 | 0 | 0 | 625 | 0 | 625 | 0 | 0 | 0 | 0 | 0 | 0 | 0 | 0 | 0 | 0 | 0 | 0 | 0 | 0 | 0 | 0 | 12
NO |  | 155 | 2011 | 0 | 1 | 1 |  | Miguel | Imperial Valley | 500 | 500 | 3 | 83.5 | 0 | 1 | 2-2156 ACSR | 0 | 0 | 0 | 0 | 0 | 0 | 0 | 0 | 0 | 0 | 0 | 0 | 0 | 0 | 0 | 0 | 0 | 0 | 0 | 0 | 0 | 0 | 0 | 12
NO |  | 155 | 2011 | 0 | 2 | 2 |  | Imperial Valley |  | 500 | 500 | 3 | 51.5 | 0 | 1 | 2-2156 ACSR | 0 | 0 | 0 | 0 | 0 | 0 | 0 | 0 | 0 | 0 | 0 | 0 | 611550132 | 0 | 0 | 0 | 0 | 0 | 0 | 0 | 0 | 0 | 0 | 12
NO |  | 155 | 2011 | 0 | 3 | 3 |  |  | North Gila | 500 | 500 | 1S | 24 | 0 | 1 | 2-2156 ACSR | 0 | 0 | 0 | 0 | 0 | 0 | 0 | 0 | 0 | 0 | 0 | 0 | 611550133 | 0 | 0 | 0 | 0 | 0 | 0 | 0 | 0 | 0 | 0 | 12
NO |  | 155 | 2011 | 0 | 4 | 4 |  | North Gila | Palo Verde | 500 | 500 | 3 | 120 | 0 | 1 | 2-2156 ACSR | 0 | 0 | 0 | 0 | 0 | 0 | 0 | 0 | 0 | 0 | 0 | 0 | 611550117 | 0 | 0 | 0 | 0 | 0 | 0 | 0 | 0 | 0 | 0 | 12
NO |  | 155 | 2011 | 0 | 5 | 5 |  | TOTAL 500KV LENGTH |  | 0 | 0 |  | 279 | 0 | 4 |  | 0 | 0 | 0 | 0 | 0 | 0 | 0 | 0 | 0 | 0 | 0 | 0 | 0 | 0 | 0 | 0 | 0 | 0 | 0 | 0 | 0 | 0 | 0 | 12
NO |  | 155 | 2011 | 0 | 7 | 7 |  | San Luis Rey Tap |  | 230 | 230 | 3 | 0 | 5.29 | 2 | 1033.5 ACSR | 0 | 0 | 0 | 0 | 0 | 0 | 0 | 0 | 0 | 0 | 0 | 0 | 0 | 0 | 0 | 0 | 0 | 0 | 0 | 0 | 0 | 0 | 0 | 12
NO |  | 155 | 2011 | 0 | 8 | 8 |  |  |  | 230 | 230 | 3 | 26.45 | 0 | 2 | 1033.5 ACSR | 0 | 0 | 0 | 0 | 0 | 0 | 0 | 0 | 0 | 0 | 0 | 0 | 0 | 0 | 0 | 0 | 0 | 0 | 0 | 0 | 0 | 0 | 0 | 12
NO |  | 155 | 2011 | 0 | 9 | 9 |  |  | Mission | 230 | 230 | 2W | 3.26 | 0 | 1 | 1033.5 ACSR | 0 | 0 | 0 | 0 | 0 | 0 | 0 | 0 | 0 | 0 | 0 | 0 | 0 | 0 | 0 | 0 | 0 | 0 | 0 | 0 | 0 | 0 | 0 | 12
NO |  | 155 | 2011 | 0 | 10 | 10 |  | San Luis Rey |  | 230 | 230 | 3 | 0.11 | 0 | 1 | 1033.5 ACSR | 0 | 0 | 0 | 0 | 0 | 0 | 0 | 0 | 0 | 0 | 0 | 0 | 0 | 0 | 0 | 0 | 0 | 0 | 0 | 0 | 0 | 0 | 0 | 12
NO |  | 155 | 2011 | 0 | 11 | 11 |  |  |  | 230 | 230 | 2S | 0.49 | 0 | 2 | 2-1033.5 ACSR | 0 | 0 | 0 | 0 | 0 | 0 | 0 | 0 | 0 | 0 | 0 | 0 | 0 | 0 | 0 | 0 | 0 | 0 | 0 | 0 | 0 | 0 | 0 | 12
NO |  | 155 | 2011 | 0 | 12 | 12 |  |  |  | 230 | 230 | 2W | 1 | 0 | 1 | 1033.5 ACSR | 0 | 0 | 0 | 0 | 0 | 0 | 0 | 0 | 0 | 0 | 0 | 0 | 0 | 0 | 0 | 0 | 0 | 0 | 0 | 0 | 0 | 0 | 0 | 12
NO |  | 155 | 2011 | 0 | 13 | 13 |  |  | San Onofre | 230 | 230 | 3 | 16.26 | 0 | 2 | 1033.5 ACSR | 0 | 0 | 0 | 0 | 0 | 0 | 0 | 0 | 0 | 0 | 0 | 0 | 0 | 0 | 0 | 0 | 0 | 0 | 0 | 0 | 0 | 0 | 0 | 12
NO |  | 155 | 2011 | 0 | 14 | 14 |  | San Luis Rey |  | 230 | 230 | 3 | 5.75 | 0 | 1 | 2-1033.5 ACSR | 0 | 0 | 0 | 0 | 0 | 0 | 0 | 0 | 0 | 0 | 0 | 0 | 0 | 0 | 0 | 0 | 0 | 0 | 0 | 0 | 0 | 0 | 0 | 12
NO |  | 155 | 2011 | 0 | 15 | 15 |  |  | Encina | 230 | 230 | 3 | 1.47 | 0 | 1 | 2-1109 ACAR | 0 | 0 | 0 | 0 | 0 | 0 | 0 | 0 | 0 | 0 | 0 | 0 | 0 | 0 | 0 | 0 | 0 | 0 | 0 | 0 | 0 | 0 | 0 | 12
NO |  | 155 | 2011 | 0 | 16 | 16 |  | San Luis Rey |  | 230 | 230 | 2W | 2.34 | 0 | 1 | 1033.5 ACSR | 0 | 0 | 0 | 0 | 0 | 0 | 0 | 0 | 0 | 0 | 0 | 0 | 0 | 0 | 0 | 0 | 0 | 0 | 0 | 0 | 0 | 0 | 0 | 12
NO |  | 155 | 2011 | 0 | 17 | 17 |  |  |  | 230 | 230 | 3 | 0 | 26.58 | 2 | 1033.5 ACSR | 0 | 0 | 0 | 0 | 0 | 0 | 0 | 0 | 0 | 0 | 0 | 0 | 0 | 0 | 0 | 0 | 0 | 0 | 0 | 0 | 0 | 0 | 0 | 12
NO |  | 155 | 2011 | 0 | 18 | 18 |  |  | Mission | 230 | 230 | 2W | 0 | 3.26 | 1 | 1033.5 ACSR | 0 | 0 | 0 | 0 | 0 | 0 | 0 | 0 | 0 | 0 | 0 | 0 | 0 | 0 | 0 | 0 | 0 | 0 | 0 | 0 | 0 | 0 | 0 | 12
NO |  | 155 | 2011 | 0 | 19 | 19 |  | San Luis Rey | San Onofre | 230 | 230 | 3 | 18.12 | 0 | 2 | 1033.5 ACSR | 0 | 0 | 0 | 0 | 0 | 0 | 0 | 0 | 0 | 0 | 0 | 0 | 0 | 0 | 0 | 0 | 0 | 0 | 0 | 0 | 0 | 0 | 0 | 12
NO |  | 155 | 2011 | 0 | 20 | 20 |  | San Onofre |  | 230 | 230 | 2S | 0.47 | 0 | 2 | 2-1033.5 ACSR | 0 | 0 | 0 | 0 | 0 | 0 | 0 | 0 | 0 | 0 | 0 | 0 | 0 | 0 | 0 | 0 | 0 | 0 | 0 | 0 | 0 | 0 | 0 | 12
NO |  | 155 | 2011 | 0 | 21 | 21 |  |  |  | 230 | 230 | 3 | 6 | 0 | 2 | 1033.5 ACSR | 0 | 0 | 0 | 0 | 0 | 0 | 0 | 0 | 0 | 0 | 0 | 0 | 0 | 0 | 0 | 0 | 0 | 0 | 0 | 0 | 0 | 0 | 0 | 12
NO |  | 155 | 2011 | 0 | 22 | 22 |  |  | Talega | 230 | 230 | 3 | 0.43 | 0 | 1 | 2-1033.5 ACSR | 0 | 0 | 0 | 0 | 0 | 0 | 0 | 0 | 0 | 0 | 0 | 0 | 0 | 0 | 0 | 0 | 0 | 0 | 0 | 0 | 0 | 0 | 0 | 12
NO |  | 155 | 2011 | 0 | 23 | 23 |  | San Onofre |  | 230 | 230 | 3 | 0 | 16.82 | 2 | 2-1033.5 ACSR | 0 | 0 | 0 | 0 | 0 | 0 | 0 | 0 | 0 | 0 | 0 | 0 | 0 | 0 | 0 | 0 | 0 | 0 | 0 | 0 | 0 | 0 | 0 | 12
NO |  | 155 | 2011 | 0 | 24 | 24 |  |  |  | 230 | 230 | 2W | 0.78 | 0 | 1 | 1033.5 ACSR | 0 | 0 | 0 | 0 | 0 | 0 | 0 | 0 | 0 | 0 | 0 | 0 | 0 | 0 | 0 | 0 | 0 | 0 | 0 | 0 | 0 | 0 | 0 | 12
NO |  | 155 | 2011 | 0 | 25 | 25 |  |  |  | 230 | 230 | 1S | 0.63 | 0 | 2 | 1033.5 ACSR | 0 | 0 | 0 | 0 | 0 | 0 | 0 | 0 | 0 | 0 | 0 | 0 | 0 | 0 | 0 | 0 | 0 | 0 | 0 | 0 | 0 | 0 | 0 | 12
NO |  | 155 | 2011 | 0 | 26 | 26 |  |  | Encina | 230 | 230 | 3 | 0 | 1.9 | 2 | 1033.5 ACSR | 0 | 0 | 0 | 0 | 0 | 0 | 0 | 0 | 0 | 0 | 0 | 0 | 0 | 0 | 0 | 0 | 0 | 0 | 0 | 0 | 0 | 0 | 0 | 12
NO |  | 155 | 2011 | 0 | 27 | 27 |  | Encina | Encina Hub | 230 | 230 | 1S | 0 | 1.44 | 2 | 2-1109 ACAR | 0 | 0 | 0 | 0 | 0 | 0 | 0 | 0 | 0 | 0 | 0 | 0 | 0 | 0 | 0 | 0 | 0 | 0 | 0 | 0 | 0 | 0 | 0 | 12
NO |  | 155 | 2011 | 0 | 28 | 28 |  | Encina Hub | San Luis Rey | 230 | 230 | 3 | 0 | 5.87 | 2 | 2-1033.5 ACSR | 0 | 0 | 0 | 0 | 0 | 0 | 0 | 0 | 0 | 0 | 0 | 0 | 0 | 0 | 0 | 0 | 0 | 0 | 0 | 0 | 0 | 0 | 0 | 12
NO |  | 155 | 2011 | 0 | 29 | 29 |  | Encina Hub |  | 230 | 230 | 1S,3 | 0 | 0.73 | 2 | 2-1109 ACAR | 0 | 0 | 0 | 0 | 0 | 0 | 0 | 0 | 0 | 0 | 0 | 0 | 0 | 0 | 0 | 0 | 0 | 0 | 0 | 0 | 0 | 0 | 0 | 12
NO |  | 155 | 2011 | 0 | 30 | 30 |  |  |  | 230 | 230 | 1S | 0 | 0.06 | 2 | 2-1109 ACAR | 0 | 0 | 0 | 0 | 0 | 0 | 0 | 0 | 0 | 0 | 0 | 0 | 0 | 0 | 0 | 0 | 0 | 0 | 0 | 0 | 0 | 0 | 0 | 12
NO |  | 155 | 2011 | 0 | 31 | 31 |  |  |  | 230 | 230 | 3 | 0 | 0.9 | 2 | 2-1109 ACAR | 0 | 0 | 0 | 0 | 0 | 0 | 0 | 0 | 0 | 0 | 0 | 0 | 0 | 0 | 0 | 0 | 0 | 0 | 0 | 0 | 0 | 0 | 0 | 12
NO |  | 155 | 2011 | 0 | 32 | 32 |  |  |  | 230 | 230 | 3 | 0 | 5.96 | 2 | 2-1109 ACAR | 0 | 0 | 0 | 0 | 0 | 0 | 0 | 0 | 0 | 0 | 0 | 0 | 0 | 0 | 0 | 0 | 0 | 0 | 0 | 0 | 0 | 0 | 0 | 12
NO |  | 155 | 2011 | 0 | 33 | 33 |  |  | Palomar | 230 | 230 | 1S | 0 | 0.8 | 2 | 2-900 ACSS | 0 | 0 | 0 | 0 | 0 | 0 | 0 | 0 | 0 | 0 | 0 | 0 | 0 | 0 | 0 | 0 | 0 | 0 | 0 | 0 | 0 | 0 | 0 | 12
NO |  | 155 | 2011 | 0 | 34 | 34 |  | Encina |  | 230 | 230 | 1S | 0 | 1.44 | 2 | 2-1109 ACAR | 0 | 0 | 0 | 0 | 0 | 0 | 0 | 0 | 0 | 0 | 0 | 0 | 0 | 0 | 0 | 0 | 0 | 0 | 0 | 0 | 0 | 0 | 0 | 12
NO |  | 155 | 2011 | 0 | 35 | 35 |  |  |  | 230 | 230 | 3 | 0 | 1 | 1 | 2-1109 ACAR | 0 | 0 | 0 | 0 | 0 | 0 | 0 | 0 | 0 | 0 | 0 | 0 | 0 | 0 | 0 | 0 | 0 | 0 | 0 | 0 | 0 | 0 | 0 | 12
NO |  | 155 | 2011 | 1 | 1 | 1 |  |  |  | 230 | 230 | 3 | 0 | 3.43 | 2 | 2-1109 ACAR | 0 | 0 | 0 | 0 | 0 | 0 | 0 | 0 | 0 | 0 | 0 | 0 | 0 | 0 | 0 | 0 | 0 | 0 | 0 | 0 | 0 | 0 | 0 | 12
NO |  | 155 | 2011 | 1 | 2 | 2 |  |  |  | 230 | 230 | 1S | 0 | 10.34 | 2 | 2-1109 ACAR | 0 | 0 | 0 | 0 | 0 | 0 | 0 | 0 | 0 | 0 | 0 | 0 | 0 | 0 | 0 | 0 | 0 | 0 | 0 | 0 | 0 | 0 | 0 | 12
NO |  | 155 | 2011 | 1 | 3 | 3 |  |  |  | 230 | 230 | 1S | 0 | 2 | 2 | 2-1109 ACAR | 0 | 0 | 0 | 0 | 0 | 0 | 0 | 0 | 0 | 0 | 0 | 0 | 0 | 0 | 0 | 0 | 0 | 0 | 0 | 0 | 0 | 0 | 0 | 12
NO |  | 155 | 2011 | 1 | 4 | 4 |  |  | Penasquitos | 230 | 230 | 1S | 0.1 | 0 | 1 | 2-1033.5 ACSR | 0 | 0 | 0 | 0 | 0 | 0 | 0 | 0 | 0 | 0 | 0 | 0 | 0 | 0 | 0 | 0 | 0 | 0 | 0 | 0 | 0 | 0 | 0 | 12
NO |  | 155 | 2011 | 1 | 5 | 5 |  | Penasquitos |  | 230 | 230 | 1S | 11.05 | 0 | 1 | 2-1109 ACAR | 0 | 0 | 0 | 0 | 0 | 0 | 0 | 0 | 0 | 0 | 0 | 0 | 0 | 0 | 0 | 0 | 0 | 0 | 0 | 0 | 0 | 0 | 0 | 12
NO |  | 155 | 2011 | 1 | 6 | 6 |  |  | Old Town | 230 | 230 | 1S | 0.47 | 0 | 1 | 2-1033.5 ACSR | 0 | 0 | 0 | 0 | 0 | 0 | 0 | 0 | 0 | 0 | 0 | 0 | 0 | 0 | 0 | 0 | 0 | 0 | 0 | 0 | 0 | 0 | 0 | 12
NO |  | 155 | 2011 | 1 | 7 | 7 |  | Palomar |  | 230 | 230 | 1S | 0 | 0.16 | 1 | 900 ACSS | 0 | 0 | 0 | 0 | 0 | 0 | 0 | 0 | 0 | 0 | 0 | 0 | 0 | 0 | 0 | 0 | 0 | 0 | 0 | 0 | 0 | 0 | 0 | 12
NO |  | 155 | 2011 | 1 | 8 | 8 |  |  | Escondido | 230 | 230 | 1S | 0 | 0.22 | 1 | 605 ACSS | 0 | 0 | 0 | 0 | 0 | 0 | 0 | 0 | 0 | 0 | 0 | 0 | 0 | 0 | 0 | 0 | 0 | 0 | 0 | 0 | 0 | 0 | 0 | 12
NO |  | 155 | 2011 | 1 | 9 | 9 |  | Palomar Generator |  | 230 | 230 | 1S | 0.16 | 0 | 2 | 900 ACSS | 0 | 0 | 0 | 0 | 0 | 0 | 0 | 0 | 0 | 0 | 0 | 0 | 0 | 0 | 0 | 0 | 0 | 0 | 0 | 0 | 0 | 0 | 0 | 12
NO |  | 155 | 2011 | 1 | 10 | 10 |  |  | Escondido | 230 | 230 | 1S | 0.21 | 0 | 2 | 605 ACSS | 0 | 0 | 0 | 0 | 0 | 0 | 0 | 0 | 0 | 0 | 0 | 0 | 0 | 0 | 0 | 0 | 0 | 0 | 0 | 0 | 0 | 0 | 0 | 12
NO |  | 155 | 2011 | 1 | 11 | 11 |  | Miguel |  | 230 | 230 | 3 | 23.91 | 0 | 2 | 2-1033.5 ACSR | 0 | 0 | 0 | 0 | 0 | 0 | 0 | 0 | 0 | 0 | 0 | 0 | 0 | 0 | 0 | 0 | 0 | 0 | 0 | 0 | 0 | 0 | 0 | 12
NO |  | 155 | 2011 | 1 | 12 | 12 |  |  |  | 230 | 230 | 3 | 3.42 | 0 | 1 | 2-1109 ACAR | 0 | 0 | 0 | 0 | 0 | 0 | 0 | 0 | 0 | 0 | 0 | 0 | 0 | 0 | 0 | 0 | 0 | 0 | 0 | 0 | 0 | 0 | 0 | 12
NO |  | 155 | 2011 | 1 | 13 | 13 |  |  | Sycamore Canyon | 230 | 230 | 1S | 0.56 | 0 | 1 | 2-1033.5 ACSR | 0 | 0 | 0 | 0 | 0 | 0 | 0 | 0 | 0 | 0 | 0 | 0 | 0 | 0 | 0 | 0 | 0 | 0 | 0 | 0 | 0 | 0 | 0 | 12
NO |  | 155 | 2011 | 1 | 14 | 14 |  | Miguel |  | 230 | 230 | 3 | 0 | 23.91 | 2 | 2-1033.5 ACSR | 0 | 0 | 0 | 0 | 0 | 0 | 0 | 0 | 0 | 0 | 0 | 0 | 0 | 0 | 0 | 0 | 0 | 0 | 0 | 0 | 0 | 0 | 0 | 12
NO |  | 155 | 2011 | 1 | 15 | 15 |  |  |  | 230 | 230 | 3 | 3.02 | 0 | 1 | 2-1109 ACAR | 0 | 0 | 0 | 0 | 0 | 0 | 0 | 0 | 0 | 0 | 0 | 0 | 0 | 0 | 0 | 0 | 0 | 0 | 0 | 0 | 0 | 0 | 0 | 12
NO |  | 155 | 2011 | 1 | 16 | 16 |  |  | Mission | 230 | 230 | 1S | 6.7 | 0 | 1 | 2-1109 ACAR | 0 | 0 | 0 | 0 | 0 | 0 | 0 | 0 | 0 | 0 | 0 | 0 | 0 | 0 | 0 | 0 | 0 | 0 | 0 | 0 | 0 | 0 | 0 | 12
NO |  | 155 | 2011 | 1 | 17 | 17 |  | Miguel |  | 230 | 230 | 3 | 7.52 | 0 | 1 | 1109 ACAR | 0 | 0 | 0 | 0 | 0 | 0 | 0 | 0 | 0 | 0 | 0 | 0 | 0 | 0 | 0 | 0 | 0 | 0 | 0 | 0 | 0 | 0 | 0 | 12
NO |  | 155 | 2011 | 1 | 18 | 18 |  |  |  | 230 | 230 | 1S | 14.78 | 0 | 1 | 636 ACSS | 0 | 0 | 0 | 0 | 0 | 0 | 0 | 0 | 0 | 0 | 0 | 0 | 0 | 0 | 0 | 0 | 0 | 0 | 0 | 0 | 0 | 0 | 0 | 12
NO |  | 155 | 2011 | 1 | 19 | 19 |  |  | Mission | 230 | 230 | 3 | 9.11 | 0 | 1 | 605 ACSS | 0 | 0 | 0 | 0 | 0 | 0 | 0 | 0 | 0 | 0 | 0 | 0 | 0 | 0 | 0 | 0 | 0 | 0 | 0 | 0 | 0 | 0 | 0 | 12
NO |  | 155 | 2011 | 1 | 20 | 20 |  |  |  | 230 | 230 | 3 | 2.04 | 0 | 1 | 1033.5 ACSR | 0 | 0 | 0 | 0 | 0 | 0 | 0 | 0 | 0 | 0 | 0 | 0 | 0 | 0 | 0 | 0 | 0 | 0 | 0 | 0 | 0 | 0 | 0 | 12
NO |  | 155 | 2011 | 1 | 21 | 21 |  | Old Town | Mission | 230 | 230 | 1S | 3.86 | 0 | 2 | 1109 ACAR | 0 | 0 | 0 | 0 | 0 | 0 | 0 | 0 | 0 | 0 | 0 | 0 | 0 | 0 | 0 | 0 | 0 | 0 | 0 | 0 | 0 | 0 | 0 | 12
NO |  | 155 | 2011 | 1 | 22 | 22 |  | Old Town | Mission | 230 | 230 | 1S | 0 | 3.85 | 2 | 1109 ACAR | 0 | 0 | 0 | 0 | 0 | 0 | 0 | 0 | 0 | 0 | 0 | 0 | 0 | 0 | 0 | 0 | 0 | 0 | 0 | 0 | 0 | 0 | 0 | 12
NO |  | 155 | 2011 | 1 | 23 | 23 |  | Silvergate |  | 230 | 230 | 4 | 0.69 | 0 | 1 | 1-3500 KCMIL CU | 0 | 0 | 0 | 0 | 0 | 0 | 0 | 0 | 0 | 0 | 0 | 0 | 0 | 0 | 0 | 0 | 0 | 0 | 0 | 0 | 0 | 0 | 0 | 12
NO |  | 155 | 2011 | 1 | 24 | 24 |  |  |  | 230 | 230 | 4 | 0.31 | 0 | 1 | 1-2500 KCMIL CU | 0 | 0 | 0 | 0 | 0 | 0 | 0 | 0 | 0 | 0 | 0 | 0 | 0 | 0 | 0 | 0 | 0 | 0 | 0 | 0 | 0 | 0 | 0 | 12
NO |  | 155 | 2011 | 1 | 25 | 25 |  |  |  | 230 | 230 | 4 | 5.04 | 0 | 1 | 1-3500 KCMIL CU | 0 | 0 | 0 | 0 | 0 | 0 | 0 | 0 | 0 | 0 | 0 | 0 | 0 | 0 | 0 | 0 | 0 | 0 | 0 | 0 | 0 | 0 | 0 | 12
NO |  | 155 | 2011 | 1 | 26 | 26 |  |  |  | 230 | 230 | 4 | 0.26 | 0 | 1 | 1-2500 KCMIL CU | 0 | 0 | 0 | 0 | 0 | 0 | 0 | 0 | 0 | 0 | 0 | 0 | 0 | 0 | 0 | 0 | 0 | 0 | 0 | 0 | 0 | 0 | 0 | 12
NO |  | 155 | 2011 | 1 | 27 | 27 |  |  | Old Town | 230 | 230 | 4 | 0.99 | 0 | 1 | 1-3500 KCMIL CU | 0 | 0 | 0 | 0 | 0 | 0 | 0 | 0 | 0 | 0 | 0 | 0 | 0 | 0 | 0 | 0 | 0 | 0 | 0 | 0 | 0 | 0 | 0 | 12
NO |  | 155 | 2011 | 1 | 28 | 28 |  | Silvergate |  | 230 | 230 | 4 | 0.69 | 0 | 1 | 1-3500 KCMIL CU | 0 | 0 | 0 | 0 | 0 | 0 | 0 | 0 | 0 | 0 | 0 | 0 | 0 | 0 | 0 | 0 | 0 | 0 | 0 | 0 | 0 | 0 | 0 | 12
NO |  | 155 | 2011 | 1 | 29 | 29 |  |  |  | 230 | 230 | 4 | 0.31 | 0 | 1 | 1-2500 KCMIL CU | 0 | 0 | 0 | 0 | 0 | 0 | 0 | 0 | 0 | 0 | 0 | 0 | 0 | 0 | 0 | 0 | 0 | 0 | 0 | 0 | 0 | 0 | 0 | 12
NO |  | 155 | 2011 | 1 | 30 | 30 |  |  |  | 230 | 230 | 4 | 5.04 | 0 | 1 | 1-3500 KCMIL CU | 0 | 0 | 0 | 0 | 0 | 0 | 0 | 0 | 0 | 0 | 0 | 0 | 0 | 0 | 0 | 0 | 0 | 0 | 0 | 0 | 0 | 0 | 0 | 12
NO |  | 155 | 2011 | 1 | 31 | 31 |  |  |  | 230 | 230 | 4 | 0.26 | 0 | 1 | 1-2500 KCMIL CU | 0 | 0 | 0 | 0 | 0 | 0 | 0 | 0 | 0 | 0 | 0 | 0 | 0 | 0 | 0 | 0 | 0 | 0 | 0 | 0 | 0 | 0 | 0 | 12
NO |  | 155 | 2011 | 1 | 32 | 32 |  |  | Old Town | 230 | 230 | 4 | 0.99 | 0 | 1 | 1-3500 KCMIL CU | 0 | 0 | 0 | 0 | 0 | 0 | 0 | 0 | 0 | 0 | 0 | 0 | 0 | 0 | 0 | 0 | 0 | 0 | 0 | 0 | 0 | 0 | 0 | 12
NO |  | 155 | 2011 | 1 | 33 | 33 |  | Escondido |  | 230 | 230 | 1S | 5.02 | 0 | 1 | 1033.5 ACSR | 0 | 0 | 0 | 0 | 0 | 0 | 0 | 0 | 0 | 0 | 0 | 0 | 0 | 0 | 0 | 0 | 0 | 0 | 0 | 0 | 0 | 0 | 0 | 12
NO |  | 155 | 2011 | 1 | 34 | 34 |  |  | Talega | 230 | 230 | 3 | 46.03 | 0 | 1 | 1033.5 ACSR | 0 | 0 | 0 | 0 | 0 | 0 | 0 | 0 | 0 | 0 | 0 | 0 | 0 | 0 | 0 | 0 | 0 | 0 | 0 | 0 | 0 | 0 | 0 | 12
NO |  | 155 | 2011 | 1 | 35 | 35 |  | Otay Mesa |  | 230 | 230 | 1S | 0.1 | 0 | 1 | 2-900 ACSS | 0 | 0 | 0 | 0 | 0 | 0 | 0 | 0 | 0 | 0 | 0 | 0 | 0 | 0 | 0 | 0 | 0 | 0 | 0 | 0 | 0 | 0 | 0 | 12
NO |  | 155 | 2011 | 2 | 1 | 1 |  |  | Tijuana | 230 | 230 | 3 | 1.61 | 0 | 1 | 2-1033.5 ACSR | 0 | 0 | 0 | 0 | 0 | 0 | 0 | 0 | 0 | 0 | 0 | 0 | 0 | 0 | 0 | 0 | 0 | 0 | 0 | 0 | 0 | 0 | 0 | 12
NO |  | 155 | 2011 | 2 | 2 | 2 |  | Otay Mesa | Miguel | 230 | 230 | 3,1S | 0 | 8.92 | 2 | 2-900 ACSS | 0 | 0 | 0 | 0 | 0 | 0 | 0 | 0 | 0 | 0 | 0 | 0 | 0 | 0 | 0 | 0 | 0 | 0 | 0 | 0 | 0 | 0 | 0 | 12
NO |  | 155 | 2011 | 2 | 3 | 3 |  | Miguel |  | 230 | 230 | 1S | 0 | 24.61 | 2 | 2-1033.5 ACSR | 0 | 0 | 0 | 0 | 0 | 0 | 0 | 0 | 0 | 0 | 0 | 0 | 0 | 0 | 0 | 0 | 0 | 0 | 0 | 0 | 0 | 0 | 0 | 12
NO |  | 155 | 2011 | 2 | 4 | 4 |  |  |  | 230 | 230 | 3 | 0 | 0.67 | 2 | 2-605 ACSR | 0 | 0 | 0 | 0 | 0 | 0 | 0 | 0 | 0 | 0 | 0 | 0 | 0 | 0 | 0 | 0 | 0 | 0 | 0 | 0 | 0 | 0 | 0 | 12
NO |  | 155 | 2011 | 2 | 5 | 5 |  |  | Sycamore | 230 | 230 | 3 | 0 | 3.62 | 2 | 2-1109 ACAR | 0 | 0 | 0 | 0 | 0 | 0 | 0 | 0 | 0 | 0 | 0 | 0 | 0 | 0 | 0 | 0 | 0 | 0 | 0 | 0 | 0 | 0 | 0 | 12
NO |  | 155 | 2011 | 2 | 6 | 6 |  | Otay Mesa | Miguel | 230 | 230 | 3,1S | 0 | 8.92 | 2 | 2-900 ACSS | 0 | 0 | 0 | 0 | 0 | 0 | 0 | 0 | 0 | 0 | 0 | 0 | 0 | 0 | 0 | 0 | 0 | 0 | 0 | 0 | 0 | 0 | 0 | 12
NO |  | 155 | 2011 | 2 | 7 | 7 |  | Miguel |  | 230 | 230 | 1S | 0 | 9.59 | 2 | 2-900 ACSS | 0 | 0 | 0 | 0 | 0 | 0 | 0 | 0 | 0 | 0 | 0 | 0 | 0 | 0 | 0 | 0 | 0 | 0 | 0 | 0 | 0 | 0 | 0 | 12
NO |  | 155 | 2011 | 2 | 8 | 8 |  |  |  | 230 | 230 | 4 | 2.26 | 0 | 1 | 2-3500 KCMIL CU | 0 | 0 | 0 | 0 | 0 | 0 | 0 | 0 | 0 | 0 | 0 | 0 | 0 | 0 | 0 | 0 | 0 | 0 | 0 | 0 | 0 | 0 | 0 | 12
NO |  | 155 | 2011 | 2 | 9 | 9 |  |  |  | 230 | 230 | 4 | 0.76 | 0 | 1 | 2-4000 KCMIL | 0 | 0 | 0 | 0 | 0 | 0 | 0 | 0 | 0 | 0 | 0 | 0 | 0 | 0 | 0 | 0 | 0 | 0 | 0 | 0 | 0 | 0 | 0 | 12
NO |  | 155 | 2011 | 2 | 10 | 10 |  |  |  | 230 | 230 | 4 | 0.03 | 0 | 1 | 2-3500 KCMIL CU | 0 | 0 | 0 | 0 | 0 | 0 | 0 | 0 | 0 | 0 | 0 | 0 | 0 | 0 | 0 | 0 | 0 | 0 | 0 | 0 | 0 | 0 | 0 | 12
NO |  | 155 | 2011 | 2 | 11 | 11 |  |  |  | 230 | 230 | 3 | 0 | 3.85 | 1 | 1-900 ACSS | 0 | 0 | 0 | 0 | 0 | 0 | 0 | 0 | 0 | 0 | 0 | 0 | 0 | 0 | 0 | 0 | 0 | 0 | 0 | 0 | 0 | 0 | 0 | 12
NO |  | 155 | 2011 | 2 | 12 | 12 |  |  | Silvergate | 230 | 230 | 4 | 0.4 | 0 | 1 | 2-3500 KCMIL CU | 0 | 0 | 0 | 0 | 0 | 0 | 0 | 0 | 0 | 0 | 0 | 0 | 0 | 0 | 0 | 0 | 0 | 0 | 0 | 0 | 0 | 0 | 0 | 12
NO |  | 155 | 2011 | 2 | 13 | 13 |  | Imperial Valley |  | 230 | 230 | 2W | 0.82 | 0 | 1 | 1033.5 ACSR | 0 | 0 | 0 | 0 | 0 | 0 | 0 | 0 | 0 | 0 | 0 | 0 | 0 | 0 | 0 | 0 | 0 | 0 | 0 | 0 | 0 | 0 | 0 | 12
NO |  | 155 | 2011 | 2 | 14 | 14 |  |  | La Rosita | 230 | 230 | 3 | 4.64 | 0 | 1 | 1033.5 ACSR | 0 | 0 | 0 | 0 | 0 | 0 | 0 | 0 | 0 | 0 | 0 | 0 | 0 | 0 | 0 | 0 | 0 | 0 | 0 | 0 | 0 | 0 | 0 | 12
NO |  | 155 | 2011 | 2 | 15 | 15 |  | Palomar |  | 230 | 230 | 1S | 0 | 0.8 | 1 | 2-900 ACSS | 0 | 0 | 0 | 0 | 0 | 0 | 0 | 0 | 0 | 0 | 0 | 0 | 0 | 0 | 0 | 0 | 0 | 0 | 0 | 0 | 0 | 0 | 0 | 12
NO |  | 155 | 2011 | 2 | 16 | 16 |  |  |  | 230 | 230 | 3 | 0 | 5.96 | 2 | 2-1109 ACAR | 0 | 0 | 0 | 0 | 0 | 0 | 0 | 0 | 0 | 0 | 0 | 0 | 0 | 0 | 0 | 0 | 0 | 0 | 0 | 0 | 0 | 0 | 0 | 12
NO |  | 155 | 2011 | 2 | 17 | 17 |  |  |  | 230 | 230 | 3 | 10.12 | 0 | 1 | 2-1109 ACAR | 0 | 0 | 0 | 0 | 0 | 0 | 0 | 0 | 0 | 0 | 0 | 0 | 0 | 0 | 0 | 0 | 0 | 0 | 0 | 0 | 0 | 0 | 0 | 12
NO |  | 155 | 2011 | 2 | 18 | 18 |  |  |  | 230 | 230 | 1S | 4.75 | 0 | 1 | 2-1109 ACAR | 0 | 0 | 0 | 0 | 0 | 0 | 0 | 0 | 0 | 0 | 0 | 0 | 0 | 0 | 0 | 0 | 0 | 0 | 0 | 0 | 0 | 0 | 0 | 12
NO |  | 155 | 2011 | 2 | 19 | 19 |  |  |  | 230 | 230 | 3 | 1.55 | 0 | 1 | 2-1109 ACAR | 0 | 0 | 0 | 0 | 0 | 0 | 0 | 0 | 0 | 0 | 0 | 0 | 0 | 0 | 0 | 0 | 0 | 0 | 0 | 0 | 0 | 0 | 0 | 12
NO |  | 155 | 2011 | 2 | 20 | 20 |  |  | Sycamore Canyon | 230 | 230 | 1S | 0.17 | 0 | 1 | 2-1033.5 ACSR | 0 | 0 | 0 | 0 | 0 | 0 | 0 | 0 | 0 | 0 | 0 | 0 | 0 | 0 | 0 | 0 | 0 | 0 | 0 | 0 | 0 | 0 | 0 | 12
NO |  | 155 | 2011 | 2 | 21 | 21 |  | San Onofre |  | 230 | 230 | 2S | 0 | 0.47 | 2 | 2-1033.5 ACSR | 0 | 0 | 0 | 0 | 0 | 0 | 0 | 0 | 0 | 0 | 0 | 0 | 0 | 0 | 0 | 0 | 0 | 0 | 0 | 0 | 0 | 0 | 0 | 12
NO |  | 155 | 2011 | 2 | 22 | 22 |  | San Onofre | Talega | 230 | 230 | 3 | 0 | 6.43 | 1 | 1033.5 ACSR | 0 | 0 | 0 | 0 | 0 | 0 | 0 | 0 | 0 | 0 | 0 | 0 | 0 | 0 | 0 | 0 | 0 | 0 | 0 | 0 | 0 | 0 | 0 | 12
NO |  | 155 | 2011 | 2 | 23 | 23 |  | Penasquitos |  | 230 | 230 | 1S | 0 | 10.04 | 2 | 1109 ACAR | 0 | 0 | 0 | 0 | 0 | 0 | 0 | 0 | 0 | 0 | 0 | 0 | 0 | 0 | 0 | 0 | 0 | 0 | 0 | 0 | 0 | 0 | 0 | 12
NO |  | 155 | 2011 | 2 | 24 | 24 |  |  | Encina | 230 | 230 | 3 | 0 | 8.09 | 2 | 1033.5 ACSR | 0 | 0 | 0 | 0 | 0 | 0 | 0 | 0 | 0 | 0 | 0 | 0 | 0 | 0 | 0 | 0 | 0 | 0 | 0 | 0 | 0 | 0 | 0 | 12
NO |  | 155 | 2011 | 2 | 25 | 25 |  | TOTAL 230KV LENGTH |  | 0 | 0 |  | 263.31 | 207.93 | 126 |  | 0 | 0 | 0 | 0 | 0 | 0 | 0 | 0 | 0 | 0 | 0 | 0 | 0 | 0 | 0 | 0 | 0 | 0 | 0 | 0 | 0 | 0 | 0 | 12
NO |  | 155 | 2011 | 2 | 27 | 27 |  |  | Cannon | 138 | 230 | 1S | 0.1 | 0 | 2 | 2-1109 ACAR | 0 | 0 | 0 | 0 | 0 | 0 | 0 | 0 | 0 | 0 | 0 | 0 | 0 | 0 | 0 | 0 | 0 | 0 | 0 | 0 | 0 | 0 | 0 | 12
NO |  | 155 | 2011 | 2 | 28 | 28 |  | Cannon | Encina Hub | 138 | 138 | 1S | 1.46 | 1.46 | 2 | 2-1109 ACAR | 0 | 0 | 0 | 0 | 0 | 0 | 0 | 0 | 0 | 0 | 0 | 0 | 0 | 0 | 0 | 0 | 0 | 0 | 0 | 0 | 0 | 0 | 0 | 12
NO |  | 155 | 2011 | 2 | 29 | 29 |  | Encina Hub | Calvera Tap | 138 | 138 | 2W | 3.96 | 0 | 1 | 636ACSS | 0 | 0 | 0 | 0 | 0 | 0 | 0 | 0 | 0 | 0 | 0 | 0 | 0 | 0 | 0 | 0 | 0 | 0 | 0 | 0 | 0 | 0 | 0 | 12
NO |  | 155 | 2011 | 2 | 30 | 30 |  | Calvera Tap | San Luis Rey | 138 | 138 | 2W | 4.58 | 0 | 1 | 1033.5 ACSR | 0 | 0 | 0 | 0 | 0 | 0 | 0 | 0 | 0 | 0 | 0 | 0 | 0 | 0 | 0 | 0 | 0 | 0 | 0 | 0 | 0 | 0 | 0 | 12
NO |  | 155 | 2011 | 2 | 31 | 31 |  | Cannon |  | 138 | 138 | 1S | 0 | 0 | 2 | 2-1109 ACAR | 0 | 0 | 0 | 0 | 0 | 0 | 0 | 0 | 0 | 0 | 0 | 0 | 0 | 0 | 0 | 0 | 0 | 0 | 0 | 0 | 0 | 0 | 0 | 12
NO |  | 155 | 2011 | 2 | 32 | 32 |  |  | San Luis Rey (Tower) | 138 | 138 | 1S | 0 | 0 | 1 | 1033.5 ACSR | 0 | 0 | 0 | 0 | 0 | 0 | 0 | 0 | 0 | 0 | 0 | 0 | 0 | 0 | 0 | 0 | 0 | 0 | 0 | 0 | 0 | 0 | 0 | 12
NO |  | 155 | 2011 | 2 | 33 | 33 |  | Encina |  | 138 | 138 | 1S | 0.63 | 0 | 2 | 2-1109 ACAR | 0 | 0 | 0 | 0 | 0 | 0 | 0 | 0 | 0 | 0 | 0 | 0 | 0 | 0 | 0 | 0 | 0 | 0 | 0 | 0 | 0 | 0 | 0 | 12
NO |  | 155 | 2011 | 2 | 34 | 34 |  |  |  | 138 | 138 | 3 | 0.7 | 0 | 2 | 2-1109 ACAR | 0 | 0 | 0 | 0 | 0 | 0 | 0 | 0 | 0 | 0 | 0 | 0 | 0 | 0 | 0 | 0 | 0 | 0 | 0 | 0 | 0 | 0 | 0 | 12
NO |  | 155 | 2011 | 2 | 35 | 35 |  |  |  | 138 | 138 | 2W | 19.58 | 0 | 1 | 2-636 ACSR | 0 | 0 | 0 | 0 | 0 | 0 | 0 | 0 | 0 | 0 | 0 | 0 | 0 | 0 | 0 | 0 | 0 | 0 | 0 | 0 | 0 | 0 | 0 | 12
NO |  | 155 | 2011 | 3 | 1 | 1 |  |  |  | 138 | 138 | 4 | 0.6 | 0 | 1 | 1750 MCM AL | 0 | 0 | 0 | 0 | 0 | 0 | 0 | 0 | 0 | 0 | 0 | 0 | 0 | 0 | 0 | 0 | 0 | 0 | 0 | 0 | 0 | 0 | 0 | 12
NO |  | 155 | 2011 | 3 | 2 | 2 |  |  | Penasquitos | 138 | 138 | 3 | 1.64 | 0 | 1 | 1033.5 ACSR | 0 | 0 | 0 | 0 | 0 | 0 | 0 | 0 | 0 | 0 | 0 | 0 | 0 | 0 | 0 | 0 | 0 | 0 | 0 | 0 | 0 | 0 | 0 | 12
NO |  | 155 | 2011 | 3 | 3 | 3 |  | Palomar |  | 138 | 138 | 1S | 0.23 | 0 | 1 | 2-636 ACSR | 0 | 0 | 0 | 0 | 0 | 0 | 0 | 0 | 0 | 0 | 0 | 0 | 0 | 0 | 0 | 0 | 0 | 0 | 0 | 0 | 0 | 0 | 0 | 12
NO |  | 155 | 2011 | 3 | 4 | 4 |  |  |  | 138 | 138 | 4 | 0.71 | 0 | 1 | 1750 MCM AL | 0 | 0 | 0 | 0 | 0 | 0 | 0 | 0 | 0 | 0 | 0 | 0 | 0 | 0 | 0 | 0 | 0 | 0 | 0 | 0 | 0 | 0 | 0 | 12
NO |  | 155 | 2011 | 3 | 5 | 5 |  |  | Batiquitos | 138 | 138 | 1S | 0 | 1.81 | 2 | 2-1109 ACAR | 0 | 0 | 0 | 0 | 0 | 0 | 0 | 0 | 0 | 0 | 0 | 0 | 0 | 0 | 0 | 0 | 0 | 0 | 0 | 0 | 0 | 0 | 0 | 12
NO |  | 155 | 2011 | 3 | 6 | 6 |  | Encina |  | 138 | 138 | 1S | 0.02 | 0 | 1 | 2-1033.5 ACSR | 0 | 0 | 0 | 0 | 0 | 0 | 0 | 0 | 0 | 0 | 0 | 0 | 0 | 0 | 0 | 0 | 0 | 0 | 0 | 0 | 0 | 0 | 0 | 12
NO |  | 155 | 2011 | 3 | 7 | 7 |  |  |  | 138 | 138 | 1S | 0 | 2 | 2 | 2-1109 ACAR | 0 | 0 | 0 | 0 | 0 | 0 | 0 | 0 | 0 | 0 | 0 | 0 | 0 | 0 | 0 | 0 | 0 | 0 | 0 | 0 | 0 | 0 | 0 | 12
NO |  | 155 | 2011 | 3 | 8 | 8 |  |  |  | 138 | 138 | 3 | 0 | 0.01 | 2 | 2-1109 ACAR | 0 | 0 | 0 | 0 | 0 | 0 | 0 | 0 | 0 | 0 | 0 | 0 | 0 | 0 | 0 | 0 | 0 | 0 | 0 | 0 | 0 | 0 | 0 | 12
NO |  | 155 | 2011 | 3 | 9 | 9 |  |  | Palomar | 138 | 138 | 1S | 0 | 1.05 | 2 | 2-1109 ACAR | 0 | 0 | 0 | 0 | 0 | 0 | 0 | 0 | 0 | 0 | 0 | 0 | 0 | 0 | 0 | 0 | 0 | 0 | 0 | 0 | 0 | 0 | 0 | 12
NO |  | 155 | 2011 | 3 | 10 | 10 |  | Telegraph Canyon | Proctor Valley | 138 | 230 | 1S | 2.6 | 0 | 2 | 2-1109 ACAR | 0 | 0 | 0 | 0 | 0 | 0 | 0 | 0 | 0 | 0 | 0 | 0 | 0 | 0 | 0 | 0 | 0 | 0 | 0 | 0 | 0 | 0 | 0 | 12
NO |  | 155 | 2011 | 3 | 11 | 11 |  | Friars |  | 138 | 230 | 1S | 1.98 | 0 | 1 | 2-1033.5 ACSR | 0 | 0 | 0 | 0 | 0 | 0 | 0 | 0 | 0 | 0 | 0 | 0 | 0 | 0 | 0 | 0 | 0 | 0 | 0 | 0 | 0 | 0 | 0 | 12
NO |  | 155 | 2011 | 3 | 12 | 12 |  |  |  | 138 | 138 | 3 | 0 | 9.31 | 2 | 400 MCM CU | 0 | 0 | 0 | 0 | 0 | 0 | 0 | 0 | 0 | 0 | 0 | 0 | 0 | 0 | 0 | 0 | 0 | 0 | 0 | 0 | 0 | 0 | 0 | 12
NO |  | 155 | 2011 | 3 | 13 | 13 |  |  | Mission | 138 | 138 | 1S | 0.11 | 0 | 2 | 400 MCM CU | 0 | 0 | 0 | 0 | 0 | 0 | 0 | 0 | 0 | 0 | 0 | 0 | 0 | 0 | 0 | 0 | 0 | 0 | 0 | 0 | 0 | 0 | 0 | 12
NO |  | 155 | 2011 | 3 | 14 | 14 |  | Doublet Tap | Penasquitos | 138 | 138 | 3 | 0 | 0.58 | 1 | 636 ACSR | 0 | 0 | 0 | 0 | 0 | 0 | 0 | 0 | 0 | 0 | 0 | 0 | 0 | 0 | 0 | 0 | 0 | 0 | 0 | 0 | 0 | 0 | 0 | 12
NO |  | 155 | 2011 | 3 | 15 | 15 |  | Penasquitos | Doublet Tap | 138 | 138 | 3 | 1.29 | 0 | 1 | 636 ACSR | 0 | 0 | 0 | 0 | 0 | 0 | 0 | 0 | 0 | 0 | 0 | 0 | 0 | 0 | 0 | 0 | 0 | 0 | 0 | 0 | 0 | 0 | 0 | 12
NO |  | 155 | 2011 | 3 | 16 | 16 |  | Shadowridge | Escondido | 138 | 138 | 3 | 0 | 0 | 1 | 636 ACSR | 0 | 0 | 0 | 0 | 0 | 0 | 0 | 0 | 0 | 0 | 0 | 0 | 0 | 0 | 0 | 0 | 0 | 0 | 0 | 0 | 0 | 0 | 0 | 12
NO |  | 155 | 2011 | 3 | 17 | 17 |  | San Mateo | Talega | 138 | 138 | 3 | 3.83 | 0 | 1 | 636 ACSR | 0 | 0 | 0 | 0 | 0 | 0 | 0 | 0 | 0 | 0 | 0 | 0 | 0 | 0 | 0 | 0 | 0 | 0 | 0 | 0 | 0 | 0 | 0 | 12
NO |  | 155 | 2011 | 3 | 18 | 18 |  | Main |  | 138 | 138 | 3 | 0.21 | 0 | 1 | 1-1033.5 ACSR | 0 | 0 | 0 | 0 | 0 | 0 | 0 | 0 | 0 | 0 | 0 | 0 | 0 | 0 | 0 | 0 | 0 | 0 | 0 | 0 | 0 | 0 | 0 | 12
NO |  | 155 | 2011 | 3 | 19 | 19 |  |  |  | 138 | 138 | 3 | 6.43 | 0 | 1 | 2-400 MCM CU | 0 | 0 | 0 | 0 | 0 | 0 | 0 | 0 | 0 | 0 | 0 | 0 | 0 | 0 | 0 | 0 | 0 | 0 | 0 | 0 | 0 | 0 | 0 | 12
NO |  | 155 | 2011 | 3 | 20 | 20 |  |  | South Bay | 138 | 138 | 1W | 0.08 | 0 | 1 | 1-1033.5 ACSR | 0 | 0 | 0 | 0 | 0 | 0 | 0 | 0 | 0 | 0 | 0 | 0 | 0 | 0 | 0 | 0 | 0 | 0 | 0 | 0 | 0 | 0 | 0 | 12
NO |  | 155 | 2011 | 3 | 21 | 21 |  | Main | South Bay | 138 | 138 | 3,1W | 0 | 6.9 | 3 | 1-1033.5 ACSR | 0 | 0 | 0 | 0 | 0 | 0 | 0 | 0 | 0 | 0 | 0 | 0 | 0 | 0 | 0 | 0 | 0 | 0 | 0 | 0 | 0 | 0 | 0 | 12
NO |  | 155 | 2011 | 3 | 22 | 22 |  | South Bay |  | 138 | 138 | 3 | 0 | 3.6 | 3 | 2-1033.5 ACSR | 0 | 0 | 0 | 0 | 0 | 0 | 0 | 0 | 0 | 0 | 0 | 0 | 0 | 0 | 0 | 0 | 0 | 0 | 0 | 0 | 0 | 0 | 0 | 12
NO |  | 155 | 2011 | 3 | 23 | 23 |  |  |  | 138 | 138 | 1W, 1S | 0 | 1.44 | 3 | 2-636 ACSR | 0 | 0 | 0 | 0 | 0 | 0 | 0 | 0 | 0 | 0 | 0 | 0 | 0 | 0 | 0 | 0 | 0 | 0 | 0 | 0 | 0 | 0 | 0 | 12
NO |  | 155 | 2011 | 3 | 24 | 24 |  |  | Grant Hill | 138 | 138 | 4 | 4.16 | 0 | 1 | 2500 KCMIL CU | 0 | 0 | 0 | 0 | 0 | 0 | 0 | 0 | 0 | 0 | 0 | 0 | 0 | 0 | 0 | 0 | 0 | 0 | 0 | 0 | 0 | 0 | 0 | 12
NO |  | 155 | 2011 | 3 | 25 | 25 |  | Capistrano |  | 138 | 138 | 3, 1S, W | 0.1 | 1.55 | 1 | 1033.5 ACSR | 0 | 0 | 0 | 0 | 0 | 0 | 0 | 0 | 0 | 0 | 0 | 0 | 0 | 0 | 0 | 0 | 0 | 0 | 0 | 0 | 0 | 0 | 0 | 12
NO |  | 155 | 2011 | 3 | 26 | 26 |  |  | Pico | 138 | 138 | 3, 1S | 0 | 4.82 | 1 | 636 ACSR | 0 | 0 | 0 | 0 | 0 | 0 | 0 | 0 | 0 | 0 | 0 | 0 | 0 | 0 | 0 | 0 | 0 | 0 | 0 | 0 | 0 | 0 | 0 | 12
NO |  | 155 | 2011 | 3 | 27 | 27 |  | Santee |  | 138 | 138 | 1W, 1S | 2.35 | 0 | 1 | 1-1033.5 ACSR | 0 | 0 | 0 | 0 | 0 | 0 | 0 | 0 | 0 | 0 | 0 | 0 | 0 | 0 | 0 | 0 | 0 | 0 | 0 | 0 | 0 | 0 | 0 | 12
NO |  | 155 | 2011 | 3 | 28 | 28 |  |  |  | 138 | 138 | 1S | 4.24 | 0 | 2 | 605 ACSS | 0 | 0 | 0 | 0 | 0 | 0 | 0 | 0 | 0 | 0 | 0 | 0 | 0 | 0 | 0 | 0 | 0 | 0 | 0 | 0 | 0 | 0 | 0 | 12
NO |  | 155 | 2011 | 3 | 29 | 29 |  |  |  | 138 | 138 | 3, 1S | 0.34 | 0 | 1 | 2-336.4 ACSR | 0 | 0 | 0 | 0 | 0 | 0 | 0 | 0 | 0 | 0 | 0 | 0 | 0 | 0 | 0 | 0 | 0 | 0 | 0 | 0 | 0 | 0 | 0 | 12
NO |  | 155 | 2011 | 3 | 30 | 30 |  |  | Los Coches | 138 | 138 | 3 | 0.04 | 0 | 1 | 1-750 MCM CU | 0 | 0 | 0 | 0 | 0 | 0 | 0 | 0 | 0 | 0 | 0 | 0 | 0 | 0 | 0 | 0 | 0 | 0 | 0 | 0 | 0 | 0 | 0 | 12
NO |  | 155 | 2011 | 3 | 31 | 31 |  | Sycamore |  | 138 | 138 | 1W | 5.71 | 0 | 1 | 636 ACSR | 0 | 0 | 0 | 0 | 0 | 0 | 0 | 0 | 0 | 0 | 0 | 0 | 0 | 0 | 0 | 0 | 0 | 0 | 0 | 0 | 0 | 0 | 0 | 12
NO |  | 155 | 2011 | 3 | 32 | 32 |  |  | Chicarita | 138 | 138 | 4 | 0.06 | 0 | 1 | 1750 KCMIL | 0 | 0 | 0 | 0 | 0 | 0 | 0 | 0 | 0 | 0 | 0 | 0 | 0 | 0 | 0 | 0 | 0 | 0 | 0 | 0 | 0 | 0 | 0 | 12
NO |  | 155 | 2011 | 3 | 33 | 33 |  | Carlton Hills |  | 138 | 138 | 1S | 0 | 0 | 2 | 1033.5 ACSR | 0 | 0 | 0 | 0 | 0 | 0 | 0 | 0 | 0 | 0 | 0 | 0 | 0 | 0 | 0 | 0 | 0 | 0 | 0 | 0 | 0 | 0 | 0 | 12
NO |  | 155 | 2011 | 3 | 34 | 34 |  |  | Carlton Hills Tap | 138 | 138 | 3 | 0 | 1.44 | 1 | 2-336.4 ACSR | 0 | 0 | 0 | 0 | 0 | 0 | 0 | 0 | 0 | 0 | 0 | 0 | 0 | 0 | 0 | 0 | 0 | 0 | 0 | 0 | 0 | 0 | 0 | 12
NO |  | 155 | 2011 | 3 | 35 | 35 |  | Carlton Hills Tap |  | 138 | 138 | 3, 1S | 1.37 | 0 | 2 | 2-336.4 ACSR | 0 | 0 | 0 | 0 | 0 | 0 | 0 | 0 | 0 | 0 | 0 | 0 | 0 | 0 | 0 | 0 | 0 | 0 | 0 | 0 | 0 | 0 | 0 | 12
NO |  | 155 | 2011 | 4 | 1 | 1 |  |  |  | 138 | 138 | 1S | 0 | 2.77 | 2 | 605 ACSS | 0 | 0 | 0 | 0 | 0 | 0 | 0 | 0 | 0 | 0 | 0 | 0 | 0 | 0 | 0 | 0 | 0 | 0 | 0 | 0 | 0 | 0 | 0 | 12
NO |  | 155 | 2011 | 4 | 2 | 2 |  |  | Santee | 138 | 138 | 1W | 1.56 | 0 | 1 | 636 ACSS | 0 | 0 | 0 | 0 | 0 | 0 | 0 | 0 | 0 | 0 | 0 | 0 | 0 | 0 | 0 | 0 | 0 | 0 | 0 | 0 | 0 | 0 | 0 | 12
NO |  | 155 | 2011 | 4 | 3 | 3 |  | Carlton Hills Tap |  | 138 | 138 | 3 | 1.38 | 0 | 1 | 2-336.4 ACSR | 0 | 0 | 0 | 0 | 0 | 0 | 0 | 0 | 0 | 0 | 0 | 0 | 0 | 0 | 0 | 0 | 0 | 0 | 0 | 0 | 0 | 0 | 0 | 12
NO |  | 155 | 2011 | 4 | 4 | 4 |  |  | Sycamore | 138 | 138 | 2W | 3.85 | 0 | 1 | 636 ACSS | 0 | 0 | 0 | 0 | 0 | 0 | 0 | 0 | 0 | 0 | 0 | 0 | 0 | 0 | 0 | 0 | 0 | 0 | 0 | 0 | 0 | 0 | 0 | 12
NO |  | 155 | 2011 | 4 | 5 | 5 |  | Carlton Hills Tap |  | 138 | 138 | 3 | 0 | 8 | 2 | 2-336.4 ACSR | 0 | 0 | 0 | 0 | 0 | 0 | 0 | 0 | 0 | 0 | 0 | 0 | 0 | 0 | 0 | 0 | 0 | 0 | 0 | 0 | 0 | 0 | 0 | 12
NO |  | 155 | 2011 | 4 | 6 | 6 |  |  | Mission | 138 | 138 | 3 | 1.69 | 0 | 1 | 2-336.4 ACSR | 0 | 0 | 0 | 0 | 0 | 0 | 0 | 0 | 0 | 0 | 0 | 0 | 0 | 0 | 0 | 0 | 0 | 0 | 0 | 0 | 0 | 0 | 0 | 12
NO |  | 155 | 2011 | 4 | 7 | 7 |  | Telegraph Canyon |  | 138 | 138 | 2S | 6.66 | 0 | 2 | 1033.5 ACSR | 0 | 0 | 0 | 0 | 0 | 0 | 0 | 0 | 0 | 0 | 0 | 0 | 0 | 0 | 0 | 0 | 0 | 0 | 0 | 0 | 0 | 0 | 0 | 12
NO |  | 155 | 2011 | 4 | 8 | 8 |  |  |  | 138 | 138 | 3 | 0.08 | 0 | 1 | 1033.5 ACSR | 0 | 0 | 0 | 0 | 0 | 0 | 0 | 0 | 0 | 0 | 0 | 0 | 0 | 0 | 0 | 0 | 0 | 0 | 0 | 0 | 0 | 0 | 0 | 12
NO |  | 155 | 2011 | 4 | 9 | 9 |  |  | South Bay | 138 | 138 | 3 | 0 | 0.03 | 1 | 1033.5 ACSR | 0 | 0 | 0 | 0 | 0 | 0 | 0 | 0 | 0 | 0 | 0 | 0 | 0 | 0 | 0 | 0 | 0 | 0 | 0 | 0 | 0 | 0 | 0 | 12
NO |  | 155 | 2011 | 4 | 10 | 10 |  | South Bay |  | 138 | 138 | 3 | 0 | 3.75 | 2 | 2-400 MCM CU | 0 | 0 | 0 | 0 | 0 | 0 | 0 | 0 | 0 | 0 | 0 | 0 | 0 | 0 | 0 | 0 | 0 | 0 | 0 | 0 | 0 | 0 | 0 | 12
NO |  | 155 | 2011 | 4 | 11 | 11 |  |  | Miguel 60 Tap | 138 | 138 | 3 | 0 | 6.06 | 2 | 2-636 ACSR | 0 | 0 | 0 | 0 | 0 | 0 | 0 | 0 | 0 | 0 | 0 | 0 | 0 | 0 | 0 | 0 | 0 | 0 | 0 | 0 | 0 | 0 | 0 | 12
NO |  | 155 | 2011 | 4 | 12 | 12 |  | Miguel 60 Tap |  | 138 | 138 | 3 | 0 | 0.69 | 2 | 2-900 ACSS | 0 | 0 | 0 | 0 | 0 | 0 | 0 | 0 | 0 | 0 | 0 | 0 | 0 | 0 | 0 | 0 | 0 | 0 | 0 | 0 | 0 | 0 | 0 | 12
NO |  | 155 | 2011 | 4 | 13 | 13 |  |  | Miguel | 138 | 138 | 3 | 0 | 0.02 | 2 | 2-636 ACSS | 0 | 0 | 0 | 0 | 0 | 0 | 0 | 0 | 0 | 0 | 0 | 0 | 0 | 0 | 0 | 0 | 0 | 0 | 0 | 0 | 0 | 0 | 0 | 12
NO |  | 155 | 2011 | 4 | 14 | 14 |  | Miguel 60 Tap | Los Coches | 138 | 138 | 3 | 0 | 15.36 | 2 | 2-636 ACSS | 0 | 0 | 0 | 0 | 0 | 0 | 0 | 0 | 0 | 0 | 0 | 0 | 0 | 0 | 0 | 0 | 0 | 0 | 0 | 0 | 0 | 0 | 0 | 12
NO |  | 155 | 2011 | 4 | 15 | 15 |  | North City Mtr Tap | Meadowlark Tap | 138 | 138 | 3 | 0 | 7.4 | 2 | 636 ACSR | 0 | 0 | 0 | 0 | 0 | 0 | 0 | 0 | 0 | 0 | 0 | 0 | 0 | 0 | 0 | 0 | 0 | 0 | 0 | 0 | 0 | 0 | 0 | 12
NO |  | 155 | 2011 | 4 | 16 | 16 |  | Batiquitos | Meadowlark Tap | 138 | 138 | 1S | 2.58 | 0 | 2 | 1033.5 ACSR | 0 | 0 | 0 | 0 | 0 | 0 | 0 | 0 | 0 | 0 | 0 | 0 | 0 | 0 | 0 | 0 | 0 | 0 | 0 | 0 | 0 | 0 | 0 | 12
NO |  | 155 | 2011 | 4 | 17 | 17 |  | Chicarita | Meadowlark Tap | 138 | 138 | 2W | 12.04 | 0 | 1 | 636 ACSR | 0 | 0 | 0 | 0 | 0 | 0 | 0 | 0 | 0 | 0 | 0 | 0 | 0 | 0 | 0 | 0 | 0 | 0 | 0 | 0 | 0 | 0 | 0 | 12
NO |  | 155 | 2011 | 4 | 18 | 18 |  | Shadowridge | Meadowlark Tap | 138 | 138 | 3,1W | 3.99 | 0 | 2 | 250MCM CU | 0 | 0 | 0 | 0 | 0 | 0 | 0 | 0 | 0 | 0 | 0 | 0 | 0 | 0 | 0 | 0 | 0 | 0 | 0 | 0 | 0 | 0 | 0 | 12
NO |  | 155 | 2011 | 4 | 19 | 19 |  | Miguel |  | 138 | 138 | 3 | 1.29 | 0 | 2 | 250 MCM CU | 0 | 0 | 0 | 0 | 0 | 0 | 0 | 0 | 0 | 0 | 0 | 0 | 0 | 0 | 0 | 0 | 0 | 0 | 0 | 0 | 0 | 0 | 0 | 12
NO |  | 155 | 2011 | 4 | 20 | 20 |  |  | Proctor Valley | 138 | 138 | 1W | 0.05 | 0 | 1 | 1033.5 ACSR | 0 | 0 | 0 | 0 | 0 | 0 | 0 | 0 | 0 | 0 | 0 | 0 | 0 | 0 | 0 | 0 | 0 | 0 | 0 | 0 | 0 | 0 | 0 | 12
NO |  | 155 | 2011 | 4 | 21 | 21 |  | Friars | Mission | 138 | 138 | 4 | 0.11 | 0 | 2 | 2-636 ACSR | 0 | 0 | 0 | 0 | 0 | 0 | 0 | 0 | 0 | 0 | 0 | 0 | 0 | 0 | 0 | 0 | 0 | 0 | 0 | 0 | 0 | 0 | 0 | 12
NO |  | 155 | 2011 | 4 | 22 | 22 |  | Margarita |  | 138 | 138 | 3 | 1.22 | 0 | 2 | 2-636 ACSR | 0 | 0 | 0 | 0 | 0 | 0 | 0 | 0 | 0 | 0 | 0 | 0 | 0 | 0 | 0 | 0 | 0 | 0 | 0 | 0 | 0 | 0 | 0 | 12
NO |  | 155 | 2011 | 4 | 23 | 23 |  |  |  | 138 | 230 | 1S | 0.78 | 0 | 1 | 1033.5 ACSR | 0 | 0 | 0 | 0 | 0 | 0 | 0 | 0 | 0 | 0 | 0 | 0 | 0 | 0 | 0 | 0 | 0 | 0 | 0 | 0 | 0 | 0 | 0 | 12
NO |  | 155 | 2011 | 4 | 24 | 24 |  |  | Trabuco | 138 | 138 | 4 | 3.32 | 0 | 1 | 1750 AL UG | 0 | 0 | 0 | 0 | 0 | 0 | 0 | 0 | 0 | 0 | 0 | 0 | 0 | 0 | 0 | 0 | 0 | 0 | 0 | 0 | 0 | 0 | 0 | 12
NO |  | 155 | 2011 | 4 | 25 | 25 |  | Talega | Rancho Mission Viejo | 138 | 138 | 1S, 1W | 7.74 | 0 | 1 | 1033.5 ACSR | 0 | 0 | 0 | 0 | 0 | 0 | 0 | 0 | 0 | 0 | 0 | 0 | 0 | 0 | 0 | 0 | 0 | 0 | 0 | 0 | 0 | 0 | 0 | 12
NO |  | 155 | 2011 | 4 | 26 | 26 |  | Talega | Trabuco | 138 | 138 | 1W | 1.72 | 0 | 1 | 1033.5 ACSR | 0 | 0 | 0 | 0 | 0 | 0 | 0 | 0 | 0 | 0 | 0 | 0 | 0 | 0 | 0 | 0 | 0 | 0 | 0 | 0 | 0 | 0 | 0 | 12
NO |  | 155 | 2011 | 4 | 27 | 27 |  |  |  | 138 | 138 | 3 | 0 | 15.41 | 2 | 394.5 5005 | 0 | 0 | 0 | 0 | 0 | 0 | 0 | 0 | 0 | 0 | 0 | 0 | 0 | 0 | 0 | 0 | 0 | 0 | 0 | 0 | 0 | 0 | 0 | 12
NO |  | 155 | 2011 | 4 | 28 | 28 |  | Trabuco |  | 138 | 138 | 1W | 3.7 | 0 | 1 | 394.5 5005 | 0 | 0 | 0 | 0 | 0 | 0 | 0 | 0 | 0 | 0 | 0 | 0 | 0 | 0 | 0 | 0 | 0 | 0 | 0 | 0 | 0 | 0 | 0 | 12
NO |  | 155 | 2011 | 4 | 29 | 29 |  |  |  | 138 | 138 | 1W | 0.01 | 0 | 1 | 636 ACSR | 0 | 0 | 0 | 0 | 0 | 0 | 0 | 0 | 0 | 0 | 0 | 0 | 0 | 0 | 0 | 0 | 0 | 0 | 0 | 0 | 0 | 0 | 0 | 12
NO |  | 155 | 2011 | 4 | 30 | 30 |  |  | Capistrano | 138 | 138 | 1W | 0.02 | 0 | 1 | 336.4 ACSR | 0 | 0 | 0 | 0 | 0 | 0 | 0 | 0 | 0 | 0 | 0 | 0 | 0 | 0 | 0 | 0 | 0 | 0 | 0 | 0 | 0 | 0 | 0 | 12
NO |  | 155 | 2011 | 4 | 31 | 31 |  | San Mateo Tap |  | 138 | 138 | 1W | 1 | 0 | 1 | 394.5 5005 | 0 | 0 | 0 | 0 | 0 | 0 | 0 | 0 | 0 | 0 | 0 | 0 | 0 | 0 | 0 | 0 | 0 | 0 | 0 | 0 | 0 | 0 | 0 | 12
NO |  | 155 | 2011 | 4 | 32 | 32 |  |  | Talega | 138 | 138 | 1W | 0.37 | 0 | 1 | 1033.5 ACSR | 0 | 0 | 0 | 0 | 0 | 0 | 0 | 0 | 0 | 0 | 0 | 0 | 0 | 0 | 0 | 0 | 0 | 0 | 0 | 0 | 0 | 0 | 0 | 12
NO |  | 155 | 2011 | 4 | 33 | 33 |  | Laguna Niguel |  | 138 | 138 | 1W | 1 | 0 | 1 | 336.4 ACSR | 0 | 0 | 0 | 0 | 0 | 0 | 0 | 0 | 0 | 0 | 0 | 0 | 0 | 0 | 0 | 0 | 0 | 0 | 0 | 0 | 0 | 0 | 0 | 12
NO |  | 155 | 2011 | 4 | 34 | 34 |  |  |  | 138 | 138 | 3 | 0 | 2 | 2 | 336.4 ACSR | 0 | 0 | 0 | 0 | 0 | 0 | 0 | 0 | 0 | 0 | 0 | 0 | 0 | 0 | 0 | 0 | 0 | 0 | 0 | 0 | 0 | 0 | 0 | 12
NO |  | 155 | 2011 | 4 | 35 | 35 |  |  |  | 138 | 138 | 1S | 0 | 0.5 | 2 | 336.4 ACSR | 0 | 0 | 0 | 0 | 0 | 0 | 0 | 0 | 0 | 0 | 0 | 0 | 0 | 0 | 0 | 0 | 0 | 0 | 0 | 0 | 0 | 0 | 0 | 12
NO |  | 155 | 2011 | 5 | 1 | 1 |  |  |  | 138 | 138 | 2W | 1 | 0 | 1 | 336.4 ACSR | 0 | 0 | 0 | 0 | 0 | 0 | 0 | 0 | 0 | 0 | 0 | 0 | 0 | 0 | 0 | 0 | 0 | 0 | 0 | 0 | 0 | 0 | 0 | 12
NO |  | 155 | 2011 | 5 | 2 | 2 |  |  |  | 138 | 138 | 2W | 3.73 | 0 | 1 | 397 ACSR | 0 | 0 | 0 | 0 | 0 | 0 | 0 | 0 | 0 | 0 | 0 | 0 | 0 | 0 | 0 | 0 | 0 | 0 | 0 | 0 | 0 | 0 | 0 | 12
NO |  | 155 | 2011 | 5 | 3 | 3 |  |  | San Mateo Tap | 138 | 138 | 2W | 1 | 0 | 1 | 250 MCM CU | 0 | 0 | 0 | 0 | 0 | 0 | 0 | 0 | 0 | 0 | 0 | 0 | 0 | 0 | 0 | 0 | 0 | 0 | 0 | 0 | 0 | 0 | 0 | 12
NO |  | 155 | 2011 | 5 | 4 | 4 |  | San Mateo Tap |  | 138 | 138 | 1W | 0.49 | 0 | 1 | 1033.5 ACSR | 0 | 0 | 0 | 0 | 0 | 0 | 0 | 0 | 0 | 0 | 0 | 0 | 0 | 0 | 0 | 0 | 0 | 0 | 0 | 0 | 0 | 0 | 0 | 12
NO |  | 155 | 2011 | 5 | 5 | 5 |  |  | San Mateo | 138 | 138 | 2W | 3 | 0 | 1 | 250 MCM CU | 0 | 0 | 0 | 0 | 0 | 0 | 0 | 0 | 0 | 0 | 0 | 0 | 0 | 0 | 0 | 0 | 0 | 0 | 0 | 0 | 0 | 0 | 0 | 12
NO |  | 155 | 2011 | 5 | 6 | 6 |  | Pico |  | 138 | 138 | 3, 1S | 0 | 0.68 | 2 | 336.4 ACSR | 0 | 0 | 0 | 0 | 0 | 0 | 0 | 0 | 0 | 0 | 0 | 0 | 0 | 0 | 0 | 0 | 0 | 0 | 0 | 0 | 0 | 0 | 0 | 12
NO |  | 155 | 2011 | 5 | 7 | 7 |  |  | Talega | 138 | 138 | 1W,S | 0.11 | 0.32 | 1 | 636 ACSR | 0 | 0 | 0 | 0 | 0 | 0 | 0 | 0 | 0 | 0 | 0 | 0 | 0 | 0 | 0 | 0 | 0 | 0 | 0 | 0 | 0 | 0 | 0 | 12
NO |  | 155 | 2011 | 5 | 8 | 8 |  | Capistrano |  | 138 | 138 | 1W | 0.32 | 0 | 1 | 1033.5 ACSR | 0 | 0 | 0 | 0 | 0 | 0 | 0 | 0 | 0 | 0 | 0 | 0 | 0 | 0 | 0 | 0 | 0 | 0 | 0 | 0 | 0 | 0 | 0 | 12
NO |  | 155 | 2011 | 5 | 9 | 9 |  |  |  | 138 | 138 | 1W | 0.01 | 0 | 1 | 636 ACSR | 0 | 0 | 0 | 0 | 0 | 0 | 0 | 0 | 0 | 0 | 0 | 0 | 0 | 0 | 0 | 0 | 0 | 0 | 0 | 0 | 0 | 0 | 0 | 12
NO |  | 155 | 2011 | 5 | 10 | 10 |  |  |  | 138 | 138 | 1W | 0.02 | 0 | 1 | 336.4 ACSR | 0 | 0 | 0 | 0 | 0 | 0 | 0 | 0 | 0 | 0 | 0 | 0 | 0 | 0 | 0 | 0 | 0 | 0 | 0 | 0 | 0 | 0 | 0 | 12
NO |  | 155 | 2011 | 5 | 11 | 11 |  |  | Laguna Niguel | 138 | 138 | 1W | 2.66 | 0 | 1 | 336.4 ACSR | 0 | 0 | 0 | 0 | 0 | 0 | 0 | 0 | 0 | 0 | 0 | 0 | 0 | 0 | 0 | 0 | 0 | 0 | 0 | 0 | 0 | 0 | 0 | 12
NO |  | 155 | 2011 | 5 | 12 | 12 |  | Rancho Mission Viejo | Margarita | 138 | 138 | 1W,S | 1.3 | 0 | 1 | 1033.5 ACSR | 0 | 0 | 0 | 0 | 0 | 0 | 0 | 0 | 0 | 0 | 0 | 0 | 0 | 0 | 0 | 0 | 0 | 0 | 0 | 0 | 0 | 0 | 0 | 12
NO |  | 155 | 2011 | 5 | 13 | 13 |  | Mission |  | 138 | 138 | 1S,W | 2.94 | 0 | 2 | 2-636 ACSR | 0 | 0 | 0 | 0 | 0 | 0 | 0 | 0 | 0 | 0 | 0 | 0 | 0 | 0 | 0 | 0 | 0 | 0 | 0 | 0 | 0 | 0 | 0 | 12
NO |  | 155 | 2011 | 5 | 14 | 14 |  |  | Grant Hill | 138 | 138 | 4 | 2.84 | 0 | 1 | 2500 MCM CU | 0 | 0 | 0 | 0 | 0 | 0 | 0 | 0 | 0 | 0 | 0 | 0 | 0 | 0 | 0 | 0 | 0 | 0 | 0 | 0 | 0 | 0 | 0 | 12
NO |  | 155 | 2011 | 5 | 15 | 15 |  | Encina | Encina Hub | 138 | 138 | 1S | 1.46 | 1.46 | 1 | 2-1109 ACAR | 0 | 0 | 0 | 0 | 0 | 0 | 0 | 0 | 0 | 0 | 0 | 0 | 0 | 0 | 0 | 0 | 0 | 0 | 0 | 0 | 0 | 0 | 0 | 12
NO |  | 155 | 2011 | 5 | 21 | 21 |  |  |  | 0 | 0 | 2W | 7.11 | 1.38 | 0 |  | 0 | 0 | 0 | 0 | 0 | 0 | 0 | 0 | 0 | 0 | 0 | 0 | 0 | 0 | 0 | 0 | 0 | 0 | 0 | 0 | 0 | 0 | 0 | 12
NO |  | 155 | 2011 | 0 | 36 | 36 |  | TOTAL |  | 0 | 0 |  | 1551.25 | 383.65 | 392 |  | 65072785 | 926814682 | 991887467 | 4763480 | 11969521 | 2354312 | 19087313 | 0 | 0 | 0 | 0 | 0 | 0 | 0 | 0 | 0 | 0 | 0 | 0 | 0 | 0 | 0 | 0 | 12
NO |  | 155 | 2011 | 5 | 22 | 22 |  |  |  | 0 | 0 | 1S | 37.12 | 1.5 | 0 |  | 0 | 0 | 0 | 0 | 0 | 0 | 0 | 0 | 0 | 0 | 0 | 0 | 0 | 0 | 0 | 0 | 0 | 0 | 0 | 0 | 0 | 0 | 0 | 12
NO |  | 155 | 2011 | 5 | 16 | 16 |  | Encina Hub | Shadowridge | 138 | 138 | 2W | 6.72 | 0 | 1 | 900 ACSS | 0 | 0 | 0 | 0 | 0 | 0 | 0 | 0 | 0 | 0 | 0 | 0 | 0 | 0 | 0 | 0 | 0 | 0 | 0 | 0 | 0 | 0 | 0 | 12
NO |  | 155 | 2011 | 5 | 23 | 23 |  |  |  | 0 | 0 | 3 | 20 | 43.22 | 0 |  | 0 | 0 | 0 | 0 | 0 | 0 | 0 | 0 | 0 | 0 | 0 | 0 | 0 | 0 | 0 | 0 | 0 | 0 | 0 | 0 | 0 | 0 | 0 | 12
NO |  | 155 | 2011 | 5 | 17 | 17 |  | 138kV Dead |  | 0 | 0 |  | 13.95 | 3.2 | 0 |  | 0 | 0 | 0 | 0 | 0 | 0 | 0 | 0 | 0 | 0 | 0 | 0 | 0 | 0 | 0 | 0 | 0 | 0 | 0 | 0 | 0 | 0 | 0 | 12
NO |  | 155 | 2011 | 5 | 24 | 24 |  |  |  | 0 | 0 | 4 | 56.84 | 0.6 | 0 |  | 0 | 0 | 0 | 0 | 0 | 0 | 0 | 0 | 0 | 0 | 0 | 0 | 0 | 0 | 0 | 0 | 0 | 0 | 0 | 0 | 0 | 0 | 0 | 12
NO |  | 155 | 2011 | 5 | 18 | 18 |  | TOTAL 138kV LENGTH |  | 0 | 0 |  | 166.95 | 103.62 | 137 |  | 0 | 0 | 0 | 0 | 0 | 0 | 0 | 0 | 0 | 0 | 0 | 0 | 0 | 0 | 0 | 0 | 0 | 0 | 0 | 0 | 0 | 0 | 0 | 12
NI |  | 155 | 2011 | 5 | 25 | 25 |  | TOTAL 69kV LENGTH |  | 0 | 0 |  | 841.99 | 72.1 | 125 |  | 0 | 0 | 0 | 0 | 0 | 0 | 0 | 0 | 0 | 0 | 0 | 0 | 0 | 0 | 0 | 0 | 0 | 0 | 0 | 0 | 0 | 0 | 0 | 12
NO |  | 155 | 2011 | 5 | 32 | 32 |  | ISO Charges |  | 0 | 0 |  | 0 | 0 | 0 |  | 0 | 0 | 0 | 556486 | 0 | 0 | 556486 | 0 | 0 | 0 | 0 | 0 | 0 | 0 | 0 | 0 | 0 | 0 | 0 | 0 | 0 | 0 | 0 | 12
NO |  | 155 | 2011 | 2 | 26 | 26 |  | Encina |  | 138 | 230 | 1S | 0.13 | 0 | 2 | 636 ACSR | 0 | 0 | 0 | 0 | 0 | 0 | 0 | 0 | 0 | 0 | 0 | 0 | 0 | 0 | 0 | 0 | 0 | 0 | 0 | 0 | 0 | 0 | 0 | 12
NI |  | 155 | 2011 | 5 | 20 | 20 |  | 69kV LINES |  | 0 | 0 | 1W | 720.92 | 25.4 | 125 |  | 0 | 0 | 0 | 0 | 0 | 0 | 0 | 0 | 0 | 0 | 0 | 0 | 0 | 0 | 0 | 0 | 0 | 0 | 0 | 0 | 0 | 0 | 0 | 12
NO |  | 155 | 2011 | 5 | 29 | 29 |  | Expenses, Except ISO |  | 0 | 0 |  | 0 | 0 | 0 |  | 0 | 0 | 0 | 4206994 | 11969521 | 2354312 | 18530827 | 0 | 0 | 0 | 0 | 0 | 0 | 0 | 0 | 0 | 0 | 0 | 0 | 0 | 0 | 0 | 0 | 12
NO |  | 155 | 2011 | 5 | 31 | 31 |  | Cost of Line |  | 0 | 0 |  | 0 | 0 | 0 |  | 65072785 | 926814682 | 991887467 | 0 | 0 | 0 | 0 | 0 | 0 | 0 | 0 | 0 | 0 | 0 | 0 | 0 | 611550118 | 611550119 | 611550120 | 0 | 0 | 0 | 0 | 12
NO |  | 157 | 2011 | 0 | 1 | 1 |  | HUMOLDT | IDAHO-NV | 345 | 345 | S-ALTWR | 100.74 | 0 | 1 | 2-795 ACSR | 0 | 0 | 0 | 0 | 0 | 0 | 0 | 0 | 0 | 0 | 0 | 0 | 0 | 0 | 0 | 0 | 0 | 0 | 0 | 0 | 0 | 0 | 0 | 12
NO |  | 157 | 2011 | 0 | 2 | 2 |  | VALMY | COYOTECR | 345 | 345 | S-ALTWR | 41.31 | 0 | 1 | 2-795 ACSR | 0 | 0 | 0 | 0 | 0 | 0 | 0 | 0 | 0 | 0 | 0 | 0 | 0 | 0 | 0 | 0 | 0 | 0 | 0 | 0 | 0 | 0 | 0 | 12
NO |  | 157 | 2011 | 0 | 3 | 3 |  | TRACY E | VALMY#2 | 345 | 345 | S-ALTWR | 161.76 | 0 | 1 | 2-795 ACSR | 0 | 0 | 0 | 0 | 0 | 0 | 0 | 0 | 0 | 0 | 0 | 0 | 0 | 0 | 0 | 0 | 0 | 0 | 0 | 0 | 0 | 0 | 0 | 12
NO |  | 157 | 2011 | 0 | 4 | 4 |  | TRACY E | OREANA | 345 | 345 | S-ALTWR | 86.01 | 0 | 1 | 2-795 ACSR | 0 | 0 | 0 | 0 | 0 | 0 | 0 | 0 | 0 | 0 | 0 | 0 | 0 | 0 | 0 | 0 | 0 | 0 | 0 | 0 | 0 | 0 | 0 | 12
NO |  | 157 | 2011 | 0 | 5 | 5 |  | OREANA | VALMY | 345 | 345 | S-ALTWR | 74.1 | 0 | 1 | 2-795 ACSR | 0 | 0 | 0 | 0 | 0 | 0 | 0 | 0 | 0 | 0 | 0 | 0 | 0 | 0 | 0 | 0 | 0 | 0 | 0 | 0 | 0 | 0 | 0 | 12
NO |  | 157 | 2011 | 0 | 6 | 6 |  | COYOTECR | HUM | 345 | 345 | S-ALTWR | 28.62 | 0 | 1 | 2-795 ACSR | 0 | 0 | 0 | 0 | 0 | 0 | 0 | 0 | 0 | 0 | 0 | 0 | 0 | 0 | 0 | 0 | 0 | 0 | 0 | 0 | 0 | 0 | 0 | 12
NO |  | 157 | 2011 | 0 | 7 | 7 |  | VALMY | FALCON | 345 | 345 | S-ALTWR | 35.78 | 0 | 1 | 2-795 ACSR | 0 | 0 | 0 | 0 | 0 | 0 | 0 | 0 | 0 | 0 | 0 | 0 | 0 | 0 | 0 | 0 | 0 | 0 | 0 | 0 | 0 | 0 | 0 | 12
NO |  | 157 | 2011 | 0 | 8 | 8 |  | TRACY E | WEST TRACY | 345 | 345 | S-ALTWR | 0.9 | 0 | 1 | 2-795 ACSR | 0 | 0 | 0 | 0 | 0 | 0 | 0 | 0 | 0 | 0 | 0 | 0 | 0 | 0 | 0 | 0 | 0 | 0 | 0 | 0 | 0 | 0 | 0 | 12
NO |  | 157 | 2011 | 0 | 9 | 9 |  | VAL RD N | TRACY E | 345 | 345 | S-HFST | 19.3 | 0 | 1 | 2-795 ACSR | 0 | 0 | 0 | 0 | 0 | 0 | 0 | 0 | 0 | 0 | 0 | 0 | 0 | 0 | 0 | 0 | 0 | 0 | 0 | 0 | 0 | 0 | 0 | 12
NO |  | 157 | 2011 | 0 | 10 | 10 |  | TRACY E. | NANIWA | 345 | 345 | S-HFST | 0.4 | 0 | 1 | 954 ACSR | 0 | 0 | 0 | 0 | 0 | 0 | 0 | 0 | 0 | 0 | 0 | 0 | 0 | 0 | 0 | 0 | 0 | 0 | 0 | 0 | 0 | 0 | 0 | 12
NO |  | 157 | 2011 | 0 | 11 | 11 |  | FALCON | GONDER | 345 | 345 | S-HFST | 179.45 | 0 | 1 | 2-954 ACSR | 0 | 0 | 0 | 0 | 0 | 0 | 0 | 0 | 0 | 0 | 0 | 0 | 0 | 0 | 0 | 0 | 0 | 0 | 0 | 0 | 0 | 0 | 0 | 12
NO |  | 157 | 2011 | 0 | 12 | 12 |  | WEST TRACY | MIRA LMA | 345 | 345 | S-ALTWR | 13 | 0 | 1 | 2-795 ACSR | 0 | 0 | 0 | 0 | 0 | 0 | 0 | 0 | 0 | 0 | 0 | 0 | 0 | 0 | 0 | 0 | 0 | 0 | 0 | 0 | 0 | 0 | 0 | 12
NO |  | 157 | 2011 | 0 | 13 | 13 |  | HILL TOP | BORDERTOWN | 345 | 345 | S-HFWD | 149.5 | 0 | 1 | 2-954 ACSR | 0 | 0 | 0 | 0 | 0 | 0 | 0 | 0 | 0 | 0 | 0 | 0 | 0 | 0 | 0 | 0 | 0 | 0 | 0 | 0 | 0 | 0 | 0 | 12
NO |  | 157 | 2011 | 0 | 14 | 14 |  | BORDERTOWN | N. VALLEY | 345 | 345 | S-HFWD | 14.4 | 0 | 1 | 2-954 ACSR | 0 | 0 | 0 | 0 | 0 | 0 | 0 | 0 | 0 | 0 | 0 | 0 | 0 | 0 | 0 | 0 | 0 | 0 | 0 | 0 | 0 | 0 | 0 | 12
NO |  | 157 | 2011 | 0 | 15 | 15 |  | 345 KV LINE COSTS |  | 0 | 0 |  | 0 | 0 | 0 |  | 18111112 | 245885404 | 263996516 | 2555961 | 855534 | 444715 | 3856210 | 0 | 0 | 0 | 0 | 0 | 0 | 0 | 0 | 0 | 0 | 0 | 0 | 611570527 | 0 | 0 | 0 | 12
NO |  | 157 | 2011 | 0 | 16 | 16 |  | 345 KV SUBTOTAL |  | 0 | 0 |  | 905.27 | 0 | 14 |  | 18111112 | 245885404 | 263996516 | 2555961 | 855534 | 444715 | 3856210 | 0 | 0 | 0 | 0 | 0 | 0 | 0 | 0 | 0 | 0 | 0 | 0 | 0 | 0 | 0 | 0 | 12
NO |  | 157 | 2011 | 0 | 18 | 18 |  | GONDER | PEOE-NEV | 230 | 230 | S-KFWD | 52.3 | 0 | 1 | 795 ACSR | 0 | 0 | 0 | 0 | 0 | 0 | 0 | 0 | 0 | 0 | 0 | 0 | 0 | 0 | 0 | 0 | 0 | 0 | 0 | 0 | 0 | 0 | 0 | 12
NO |  | 157 | 2011 | 0 | 19 | 19 |  | MACHACEK | GONDER | 230 | 230 | S-KFWD | 66.49 | 0 | 1 | 795 ACSR | 0 | 0 | 0 | 0 | 0 | 0 | 0 | 0 | 0 | 0 | 0 | 0 | 0 | 0 | 0 | 0 | 0 | 0 | 0 | 0 | 0 | 0 | 0 | 12
NO |  | 157 | 2011 | 0 | 20 | 20 |  | FRONTIER | MACHACEK | 230 | 230 | S-KFWD | 48.67 | 0 | 1 | 795 ACSR | 0 | 0 | 0 | 0 | 0 | 0 | 0 | 0 | 0 | 0 | 0 | 0 | 0 | 0 | 0 | 0 | 0 | 0 | 0 | 0 | 0 | 0 | 0 | 12
NO |  | 157 | 2011 | 0 | 21 | 21 |  | FRONTIER | ROUND MT | 230 | 230 | S-KFWD | 57.19 | 0 | 1 | 795 ACSR | 0 | 0 | 0 | 0 | 0 | 0 | 0 | 0 | 0 | 0 | 0 | 0 | 0 | 0 | 0 | 0 | 0 | 0 | 0 | 0 | 0 | 0 | 0 | 12
NO |  | 157 | 2011 | 0 | 22 | 22 |  | ROUND MT | ANACONDA | 230 | 230 | S-KFWD | 26.9 | 0 | 1 | 795 ACSR | 0 | 0 | 0 | 0 | 0 | 0 | 0 | 0 | 0 | 0 | 0 | 0 | 0 | 0 | 0 | 0 | 0 | 0 | 0 | 0 | 0 | 0 | 0 | 12
NO |  | 157 | 2011 | 0 | 23 | 23 |  | ROUND MT | ANACONDA | 230 | 230 | S-HFWD | 4.2 | 0 | 1 | 795 ACSR | 0 | 0 | 0 | 0 | 0 | 0 | 0 | 0 | 0 | 0 | 0 | 0 | 0 | 0 | 0 | 0 | 0 | 0 | 0 | 0 | 0 | 0 | 0 | 12
NO |  | 157 | 2011 | 0 | 24 | 24 |  | ROUND MT | ANACONDA | 230 | 230 | S-SPWD | 0.7 | 0 | 1 | 795 AA | 0 | 0 | 0 | 0 | 0 | 0 | 0 | 0 | 0 | 0 | 0 | 0 | 0 | 0 | 0 | 0 | 0 | 0 | 0 | 0 | 0 | 0 | 0 | 12
NO |  | 157 | 2011 | 0 | 25 | 25 |  | AUSTIN | FRONTIER | 230 | 230 | S-KFWD | 13 | 0 | 1 | 795 ACSR | 0 | 0 | 0 | 0 | 0 | 0 | 0 | 0 | 0 | 0 | 0 | 0 | 0 | 0 | 0 | 0 | 0 | 0 | 0 | 0 | 0 | 0 | 0 | 12
NO |  | 157 | 2011 | 0 | 26 | 26 |  | FT CHURCH | SALTWELLS TP | 230 | 230 | S-KFWD | 36 | 0 | 1 | 795 ACSR | 0 | 0 | 0 | 0 | 0 | 0 | 0 | 0 | 0 | 0 | 0 | 0 | 0 | 0 | 0 | 0 | 0 | 0 | 0 | 0 | 0 | 0 | 0 | 12
NO |  | 157 | 2011 | 0 | 27 | 27 |  | SALTWELLS TP | AUSTIN | 230 | 230 | S-KFWD | 86 | 0 | 1 | 795 ACSR | 0 | 0 | 0 | 0 | 0 | 0 | 0 | 0 | 0 | 0 | 0 | 0 | 0 | 0 | 0 | 0 | 0 | 0 | 0 | 0 | 0 | 0 | 0 | 12
NO |  | 157 | 2011 | 0 | 28 | 28 |  | 230 KV LINE COSTS |  | 0 | 0 |  | 0 | 0 | 0 |  | 2960966 | 23009403 | 25970369 | 1135983 | 369943 | 192300 | 1698226 | 0 | 0 | 0 | 0 | 0 | 0 | 0 | 0 | 0 | 0 | 0 | 0 | 611570528 | 0 | 0 | 0 | 12
NO |  | 157 | 2011 | 0 | 29 | 29 |  | 230 KV SUBTOTAL |  | 0 | 0 |  | 391.45 | 0 | 10 |  | 2960966 | 23009403 | 25970369 | 1135983 | 369943 | 192300 | 1698226 | 0 | 0 | 0 | 0 | 0 | 0 | 0 | 0 | 0 | 0 | 0 | 0 | 0 | 0 | 0 | 0 | 12
NO |  | 157 | 2011 | 0 | 31 | 31 |  | CAL SUB | N TRUCKE | 120 | 120 | HFWD | 9.35 | 0 | 1 | 397.5 ACSR | 0 | 0 | 0 | 0 | 0 | 0 | 0 | 0 | 0 | 0 | 0 | 0 | 0 | 0 | 0 | 0 | 0 | 0 | 0 | 0 | 0 | 0 | 0 | 12
NO |  | 157 | 2011 | 0 | 32 | 32 |  | CAL SUB | N TRUCKE | 120 | 120 | HFWD | 9.53 | 0 | 1 | 4 / 0 CU | 0 | 0 | 0 | 0 | 0 | 0 | 0 | 0 | 0 | 0 | 0 | 0 | 0 | 0 | 0 | 0 | 0 | 0 | 0 | 0 | 0 | 0 | 0 | 12
NO |  | 157 | 2011 | 0 | 33 | 33 |  | SUMMIT 2 | CAL SUB | 120 | 120 | HFWD | 19.94 | 0 | 1 | 397.5 ACSR | 0 | 0 | 0 | 0 | 0 | 0 | 0 | 0 | 0 | 0 | 0 | 0 | 0 | 0 | 0 | 0 | 0 | 0 | 0 | 0 | 0 | 0 | 0 | 12
NO |  | 157 | 2011 | 0 | 34 | 34 |  | SUMMIT 2 | CAL SUB | 120 | 120 | HFWD | 6.36 | 0 | 1 | 4 / 0 CU | 0 | 0 | 0 | 0 | 0 | 0 | 0 | 0 | 0 | 0 | 0 | 0 | 0 | 0 | 0 | 0 | 0 | 0 | 0 | 0 | 0 | 0 | 0 | 12
NO |  | 157 | 2011 | 0 | 35 | 35 |  | VAL RD N | VAL ROAD | 120 | 120 | S-DHFWD | 0.36 | 0 | 1 | 1272 AA | 0 | 0 | 0 | 0 | 0 | 0 | 0 | 0 | 0 | 0 | 0 | 0 | 0 | 0 | 0 | 0 | 0 | 0 | 0 | 0 | 0 | 0 | 0 | 12
NO |  | 157 | 2011 | 1 | 1 | 1 |  | VAL ROAD | SPAN SPG | 120 | 120 | HFWD | 4.52 | 0 | 1 | 636 ACSR | 0 | 0 | 0 | 0 | 0 | 0 | 0 | 0 | 0 | 0 | 0 | 0 | 0 | 0 | 0 | 0 | 0 | 0 | 0 | 0 | 0 | 0 | 0 | 12
NO |  | 157 | 2011 | 1 | 2 | 2 |  | VAL ROAD | SPAN SPG | 120 | 120 | HFWD | 1 | 0 | 1 | 721 ACAR | 0 | 0 | 0 | 0 | 0 | 0 | 0 | 0 | 0 | 0 | 0 | 0 | 0 | 0 | 0 | 0 | 0 | 0 | 0 | 0 | 0 | 0 | 0 | 12
NO |  | 157 | 2011 | 1 | 3 | 3 |  | SPAN SPG | TRACY-1 | 120 | 120 | HFWD | 13.26 | 0 | 1 | 1020 ACCC | 0 | 0 | 0 | 0 | 0 | 0 | 0 | 0 | 0 | 0 | 0 | 0 | 0 | 0 | 0 | 0 | 0 | 0 | 0 | 0 | 0 | 0 | 0 | 12
NO |  | 157 | 2011 | 1 | 4 | 4 |  | SPAN SPG | TRACY-2 | 120 | 120 | HFWD | 0.41 | 0 | 1 | 2-795 ACSR | 0 | 0 | 0 | 0 | 0 | 0 | 0 | 0 | 0 | 0 | 0 | 0 | 0 | 0 | 0 | 0 | 0 | 0 | 0 | 0 | 0 | 0 | 0 | 12
NO |  | 157 | 2011 | 1 | 5 | 5 |  | CAL SUB | WA SW STA | 120 | 120 | HFWD | 5.02 | 0 | 1 | 721 ACAR | 0 | 0 | 0 | 0 | 0 | 0 | 0 | 0 | 0 | 0 | 0 | 0 | 0 | 0 | 0 | 0 | 0 | 0 | 0 | 0 | 0 | 0 | 0 | 12
NO |  | 157 | 2011 | 1 | 6 | 6 |  | WA SW STA | MT ROSE | 120 | 120 | HFWD | 0.68 | 0 | 1 | 721 ACAR | 0 | 0 | 0 | 0 | 0 | 0 | 0 | 0 | 0 | 0 | 0 | 0 | 0 | 0 | 0 | 0 | 0 | 0 | 0 | 0 | 0 | 0 | 0 | 12
NO |  | 157 | 2011 | 1 | 7 | 7 |  | WA SW STA | MT ROSE | 120 | 120 | HFWD | 3.38 | 0 | 1 | 397.5 ACSR | 0 | 0 | 0 | 0 | 0 | 0 | 0 | 0 | 0 | 0 | 0 | 0 | 0 | 0 | 0 | 0 | 0 | 0 | 0 | 0 | 0 | 0 | 0 | 12
NO |  | 157 | 2011 | 1 | 8 | 8 |  | WA SW STA | RENO | 120 | 120 | RSPWD | 6.9 | 0 | 1 | 954 AA | 0 | 0 | 0 | 0 | 0 | 0 | 0 | 0 | 0 | 0 | 0 | 0 | 0 | 0 | 0 | 0 | 0 | 0 | 0 | 0 | 0 | 0 | 0 | 12
NO |  | 157 | 2011 | 1 | 9 | 9 |  | MT. ROSE | STRUCT #2 | 120 | 120 | HFWD | 0.06 | 0 | 1 | 954 ACSR | 0 | 0 | 0 | 0 | 0 | 0 | 0 | 0 | 0 | 0 | 0 | 0 | 0 | 0 | 0 | 0 | 0 | 0 | 0 | 0 | 0 | 0 | 0 | 12
NO |  | 157 | 2011 | 1 | 10 | 10 |  | STRUCT #2 | STRUCT #139 | 120 | 120 | HFWD | 17.78 | 0 | 1 | 431 ACCC | 0 | 0 | 0 | 0 | 0 | 0 | 0 | 0 | 0 | 0 | 0 | 0 | 0 | 0 | 0 | 0 | 0 | 0 | 0 | 0 | 0 | 0 | 0 | 12
NO |  | 157 | 2011 | 1 | 11 | 11 |  | STRUCT #139 | CARSON TAP | 120 | 120 | HFWD | 1.36 | 0 | 1 | 954 ACSR | 0 | 0 | 0 | 0 | 0 | 0 | 0 | 0 | 0 | 0 | 0 | 0 | 0 | 0 | 0 | 0 | 0 | 0 | 0 | 0 | 0 | 0 | 0 | 12
NO |  | 157 | 2011 | 1 | 12 | 12 |  | CARSON TAP | BRUNSWICK | 120 | 120 | HFWD | 4.37 | 0 | 1 | 636 ACSR | 0 | 0 | 0 | 0 | 0 | 0 | 0 | 0 | 0 | 0 | 0 | 0 | 0 | 0 | 0 | 0 | 0 | 0 | 0 | 0 | 0 | 0 | 0 | 12
NO |  | 157 | 2011 | 1 | 13 | 13 |  | TRACY E | BRUNSWCK | 120 | 120 | HFWD | 31 | 0 | 1 | 636 ACSR | 0 | 0 | 0 | 0 | 0 | 0 | 0 | 0 | 0 | 0 | 0 | 0 | 0 | 0 | 0 | 0 | 0 | 0 | 0 | 0 | 0 | 0 | 0 | 12
NO |  | 157 | 2011 | 1 | 14 | 14 |  | BRUNSWCK | 109 TAP | 120 | 120 | HFWD | 6.78 | 0 | 1 | 397.5 ACSR | 0 | 0 | 0 | 0 | 0 | 0 | 0 | 0 | 0 | 0 | 0 | 0 | 0 | 0 | 0 | 0 | 0 | 0 | 0 | 0 | 0 | 0 | 0 | 12
NO |  | 157 | 2011 | 1 | 15 | 15 |  | 109 TAP | Downs | 120 | 120 | HFWD | 3.05 | 0 | 1 | 397.5 ACSR | 0 | 0 | 0 | 0 | 0 | 0 | 0 | 0 | 0 | 0 | 0 | 0 | 0 | 0 | 0 | 0 | 0 | 0 | 0 | 0 | 0 | 0 | 0 | 12
NO |  | 157 | 2011 | 1 | 16 | 16 |  | Downs | BUCKEYE | 120 | 120 | HFWD | 5.95 | 0 | 1 | 397.5 ACSR | 0 | 0 | 0 | 0 | 0 | 0 | 0 | 0 | 0 | 0 | 0 | 0 | 0 | 0 | 0 | 0 | 0 | 0 | 0 | 0 | 0 | 0 | 0 | 12
NO |  | 157 | 2011 | 1 | 17 | 17 |  | MIRA LMA | BELVISTA | 120 | 120 | S-DSPST | 3.6 | 0 | 1 | 954 AA | 0 | 0 | 0 | 0 | 0 | 0 | 0 | 0 | 0 | 0 | 0 | 0 | 0 | 0 | 0 | 0 | 0 | 0 | 0 | 0 | 0 | 0 | 0 | 12
NO |  | 157 | 2011 | 1 | 18 | 18 |  | CAL SUB | WEST UG | 120 | 120 | HFWD | 3.12 | 0 | 1 | 721 ACAR | 0 | 0 | 0 | 0 | 0 | 0 | 0 | 0 | 0 | 0 | 0 | 0 | 0 | 0 | 0 | 0 | 0 | 0 | 0 | 0 | 0 | 0 | 0 | 12
NO |  | 157 | 2011 | 1 | 19 | 19 |  | WEST UG (NEXANS) |  | 120 | 120 | u/g | 1.28 | 0 | 1 | 1750 AL | 0 | 0 | 0 | 0 | 0 | 0 | 0 | 0 | 0 | 0 | 0 | 0 | 0 | 0 | 0 | 0 | 0 | 0 | 0 | 0 | 0 | 0 | 0 | 12
NO |  | 157 | 2011 | 1 | 20 | 20 |  | EAST UG (PIRELLI) |  | 120 | 120 | u/g | 1.68 | 0 | 1 | 1750 AL | 0 | 0 | 0 | 0 | 0 | 0 | 0 | 0 | 0 | 0 | 0 | 0 | 0 | 0 | 0 | 0 | 0 | 0 | 0 | 0 | 0 | 0 | 0 | 12
NO |  | 157 | 2011 | 1 | 21 | 21 |  | EAST UG | NORTHWEST | 120 | 120 | SPWD | 1.95 | 0 | 1 | 721 ACAR | 0 | 0 | 0 | 0 | 0 | 0 | 0 | 0 | 0 | 0 | 0 | 0 | 0 | 0 | 0 | 0 | 0 | 0 | 0 | 0 | 0 | 0 | 0 | 12
NO |  | 157 | 2011 | 1 | 22 | 22 |  | EAST UG | NORTHWEST | 120 | 120 | SPWD | 0.6 | 0 | 1 | 795 AA | 0 | 0 | 0 | 0 | 0 | 0 | 0 | 0 | 0 | 0 | 0 | 0 | 0 | 0 | 0 | 0 | 0 | 0 | 0 | 0 | 0 | 0 | 0 | 12
NO |  | 157 | 2011 | 1 | 23 | 23 |  | KAISER TP(Pat) | MIRA LMA FLD | 120 | 120 | HFWD | 11.87 | 0 | 1 | 637 ACSR | 0 | 0 | 0 | 0 | 0 | 0 | 0 | 0 | 0 | 0 | 0 | 0 | 0 | 0 | 0 | 0 | 0 | 0 | 0 | 0 | 0 | 0 | 0 | 12
NO |  | 157 | 2011 | 1 | 24 | 24 |  | MIRA LMA FLD | MIRA LMA | 120 | 120 | DHFWD | 1.2 | 0 | 1 | 636 ACSR | 0 | 0 | 0 | 0 | 0 | 0 | 0 | 0 | 0 | 0 | 0 | 0 | 0 | 0 | 0 | 0 | 0 | 0 | 0 | 0 | 0 | 0 | 0 | 12
NO |  | 157 | 2011 | 1 | 25 | 25 |  | WINN SUB | STONEHOUSE | 120 | 120 | HFWD | 1.1 | 0 | 1 | 556.5 ACSR | 0 | 0 | 0 | 0 | 0 | 0 | 0 | 0 | 0 | 0 | 0 | 0 | 0 | 0 | 0 | 0 | 0 | 0 | 0 | 0 | 0 | 0 | 0 | 12
NO |  | 157 | 2011 | 1 | 26 | 26 |  | WINN SUB | STONEHOUSE | 120 | 120 | HFWD | 26.9 | 0 | 1 | 397.5 ACSR | 0 | 0 | 0 | 0 | 0 | 0 | 0 | 0 | 0 | 0 | 0 | 0 | 0 | 0 | 0 | 0 | 0 | 0 | 0 | 0 | 0 | 0 | 0 | 12
NO |  | 157 | 2011 | 1 | 27 | 27 |  | STONEHOUSE | VALMY | 120 | 120 | HFWD | 7.38 | 0 | 1 | 795 ACSR | 0 | 0 | 0 | 0 | 0 | 0 | 0 | 0 | 0 | 0 | 0 | 0 | 0 | 0 | 0 | 0 | 0 | 0 | 0 | 0 | 0 | 0 | 0 | 12
NO |  | 157 | 2011 | 1 | 28 | 28 |  | EAGLE | DESRT TP | 120 | 120 | HFWD | 12.78 | 0 | 1 | 4 / 0 ACSR | 0 | 0 | 0 | 0 | 0 | 0 | 0 | 0 | 0 | 0 | 0 | 0 | 0 | 0 | 0 | 0 | 0 | 0 | 0 | 0 | 0 | 0 | 0 | 12
NO |  | 157 | 2011 | 1 | 29 | 29 |  | EAGLE | DESRT TP | 120 | 120 | DHFWD | 2.03 | 0 | 1 | 397.5 ACSR | 0 | 0 | 0 | 0 | 0 | 0 | 0 | 0 | 0 | 0 | 0 | 0 | 0 | 0 | 0 | 0 | 0 | 0 | 0 | 0 | 0 | 0 | 0 | 12
NO |  | 157 | 2011 | 1 | 30 | 30 |  | DESRT TP | BRADY | 120 | 120 | HFWD | 1.5 | 0 | 1 | 4 / 0 ACSR | 0 | 0 | 0 | 0 | 0 | 0 | 0 | 0 | 0 | 0 | 0 | 0 | 0 | 0 | 0 | 0 | 0 | 0 | 0 | 0 | 0 | 0 | 0 | 12
NO |  | 157 | 2011 | 1 | 31 | 31 |  | BRADY | NGTGLE T | 120 | 120 | HFWD | 1 | 0 | 1 | 4 / 0 ACSR | 0 | 0 | 0 | 0 | 0 | 0 | 0 | 0 | 0 | 0 | 0 | 0 | 0 | 0 | 0 | 0 | 0 | 0 | 0 | 0 | 0 | 0 | 0 | 12
NO |  | 157 | 2011 | 1 | 32 | 32 |  | NGTGLE T | LONE MT | 120 | 120 | HFWD | 36.24 | 0 | 1 | 4 / 0 ACSR | 0 | 0 | 0 | 0 | 0 | 0 | 0 | 0 | 0 | 0 | 0 | 0 | 0 | 0 | 0 | 0 | 0 | 0 | 0 | 0 | 0 | 0 | 0 | 12
NO |  | 157 | 2011 | 1 | 33 | 33 |  | NGTGLE T | LONE MT | 120 | 120 | HFWD | 2.87 | 0 | 1 | 397.5 ACSR | 0 | 0 | 0 | 0 | 0 | 0 | 0 | 0 | 0 | 0 | 0 | 0 | 0 | 0 | 0 | 0 | 0 | 0 | 0 | 0 | 0 | 0 | 0 | 12
NO |  | 157 | 2011 | 1 | 34 | 34 |  | LONE MT | OREANA | 120 | 120 | HFWD | 16.6 | 0 | 1 | 397.5 ACSR | 0 | 0 | 0 | 0 | 0 | 0 | 0 | 0 | 0 | 0 | 0 | 0 | 0 | 0 | 0 | 0 | 0 | 0 | 0 | 0 | 0 | 0 | 0 | 12
NO |  | 157 | 2011 | 1 | 35 | 35 |  | OREANA | STAR PK | 120 | 120 | HFWD | 13.78 | 0 | 1 | 397.5 ACSR | 0 | 0 | 0 | 0 | 0 | 0 | 0 | 0 | 0 | 0 | 0 | 0 | 0 | 0 | 0 | 0 | 0 | 0 | 0 | 0 | 0 | 0 | 0 | 12
NO |  | 157 | 2011 | 2 | 1 | 1 |  | FT CHUR | DAYTON TP | 120 | 120 | HFWD | 24.9 | 0 | 1 | 636 ACSR | 0 | 0 | 0 | 0 | 0 | 0 | 0 | 0 | 0 | 0 | 0 | 0 | 0 | 0 | 0 | 0 | 0 | 0 | 0 | 0 | 0 | 0 | 0 | 12
NO |  | 157 | 2011 | 2 | 2 | 2 |  | DAYTON TP | BRUNSWCK | 120 | 120 | HFWD | 6.35 | 0 | 1 | 636 ACSR | 0 | 0 | 0 | 0 | 0 | 0 | 0 | 0 | 0 | 0 | 0 | 0 | 0 | 0 | 0 | 0 | 0 | 0 | 0 | 0 | 0 | 0 | 0 | 12
NO |  | 157 | 2011 | 2 | 3 | 3 |  | BUCKEYE | FT CHUR | 120 | 120 | HFWD | 37.4 | 0 | 1 | 636 ACSR | 0 | 0 | 0 | 0 | 0 | 0 | 0 | 0 | 0 | 0 | 0 | 0 | 0 | 0 | 0 | 0 | 0 | 0 | 0 | 0 | 0 | 0 | 0 | 12
NO |  | 157 | 2011 | 2 | 4 | 4 |  | MT ROSE | STEAMBT | 120 | 120 | HFWD | 8 | 0 | 1 | 636 ACSR | 0 | 0 | 0 | 0 | 0 | 0 | 0 | 0 | 0 | 0 | 0 | 0 | 0 | 0 | 0 | 0 | 0 | 0 | 0 | 0 | 0 | 0 | 0 | 12
NO |  | 157 | 2011 | 2 | 5 | 5 |  | MARK TWAIN | FT. CHURCHILL | 120 | 120 | HFWD | 27.3 | 0 | 1 | 636 ACSR | 0 | 0 | 0 | 0 | 0 | 0 | 0 | 0 | 0 | 0 | 0 | 0 | 0 | 0 | 0 | 0 | 0 | 0 | 0 | 0 | 0 | 0 | 0 | 12
NO |  | 157 | 2011 | 2 | 6 | 6 |  | STEAMBT | MIRA LMA FLD | 120 | 120 | DHFWD | 5.47 | 0 | 1 | 636 ACSR | 0 | 0 | 0 | 0 | 0 | 0 | 0 | 0 | 0 | 0 | 0 | 0 | 0 | 0 | 0 | 0 | 0 | 0 | 0 | 0 | 0 | 0 | 0 | 12
NO |  | 157 | 2011 | 2 | 7 | 7 |  | MIRA LMA FLD | MIRA LMA | 120 | 120 | DHFWD | 1.2 | 0 | 1 | 636 ACSR | 0 | 0 | 0 | 0 | 0 | 0 | 0 | 0 | 0 | 0 | 0 | 0 | 0 | 0 | 0 | 0 | 0 | 0 | 0 | 0 | 0 | 0 | 0 | 12
NO |  | 157 | 2011 | 2 | 8 | 8 |  | GLENDALE | GREG ST | 120 | 120 | SPWD | 1.93 | 0 | 1 | 954 AA | 0 | 0 | 0 | 0 | 0 | 0 | 0 | 0 | 0 | 0 | 0 | 0 | 0 | 0 | 0 | 0 | 0 | 0 | 0 | 0 | 0 | 0 | 0 | 12
NO |  | 157 | 2011 | 2 | 9 | 9 |  | GLENDALE | GREG ST | 120 | 120 | WDSTL | 1.67 | 0 | 1 | 954 AA | 0 | 0 | 0 | 0 | 0 | 0 | 0 | 0 | 0 | 0 | 0 | 0 | 0 | 0 | 0 | 0 | 0 | 0 | 0 | 0 | 0 | 0 | 0 | 12
NO |  | 157 | 2011 | 2 | 10 | 10 |  | VAL ROAD | GLENDALE | 120 | 120 | SPST | 4.38 | 0 | 1 | 954 AA | 0 | 0 | 0 | 0 | 0 | 0 | 0 | 0 | 0 | 0 | 0 | 0 | 0 | 0 | 0 | 0 | 0 | 0 | 0 | 0 | 0 | 0 | 0 | 12
NO |  | 157 | 2011 | 2 | 11 | 11 |  | MARTIS | N TRUCKE | 120 | 120 | RSPWD | 1.28 | 0 | 1 | 795 AA | 0 | 0 | 0 | 0 | 0 | 0 | 0 | 0 | 0 | 0 | 0 | 0 | 0 | 0 | 0 | 0 | 0 | 0 | 0 | 0 | 0 | 0 | 0 | 12
NO |  | 157 | 2011 | 2 | 12 | 12 |  | N TRUCKE | SUMMIT 1 | 120 | 120 | HFWD | 8.57 | 0 | 1 | 4 / 0 CU | 0 | 0 | 0 | 0 | 0 | 0 | 0 | 0 | 0 | 0 | 0 | 0 | 0 | 0 | 0 | 0 | 0 | 0 | 0 | 0 | 0 | 0 | 0 | 12
NO |  | 157 | 2011 | 2 | 13 | 13 |  | ANACONDA | MILLERS | 120 | 120 | S-HFWD | 15.2 | 0 | 1 | 795 ACSR | 0 | 0 | 0 | 0 | 0 | 0 | 0 | 0 | 0 | 0 | 0 | 0 | 0 | 0 | 0 | 0 | 0 | 0 | 0 | 0 | 0 | 0 | 0 | 12
NO |  | 157 | 2011 | 2 | 14 | 14 |  | NORTHWEST | PENNYS-TP | 120 | 120 | HFWD | 1.75 | 0 | 1 | 721 ACAR | 0 | 0 | 0 | 0 | 0 | 0 | 0 | 0 | 0 | 0 | 0 | 0 | 0 | 0 | 0 | 0 | 0 | 0 | 0 | 0 | 0 | 0 | 0 | 12
NO |  | 157 | 2011 | 2 | 15 | 15 |  | PENNYS-TP | Val Rd N | 120 | 120 | HFWD | 2.7 | 0 | 1 | 954 ACSR | 0 | 0 | 0 | 0 | 0 | 0 | 0 | 0 | 0 | 0 | 0 | 0 | 0 | 0 | 0 | 0 | 0 | 0 | 0 | 0 | 0 | 0 | 0 | 12
NO |  | 157 | 2011 | 2 | 16 | 16 |  | RENO | VAL RD N | 120 | 120 | RSPWD | 7.4 | 0 | 1 | 795 AA | 0 | 0 | 0 | 0 | 0 | 0 | 0 | 0 | 0 | 0 | 0 | 0 | 0 | 0 | 0 | 0 | 0 | 0 | 0 | 0 | 0 | 0 | 0 | 12
NO |  | 157 | 2011 | 2 | 17 | 17 |  | MIRA LMA | GREG ST | 120 | 120 | S-HFWD | 6.25 | 0 | 1 | 954 ACSR | 0 | 0 | 0 | 0 | 0 | 0 | 0 | 0 | 0 | 0 | 0 | 0 | 0 | 0 | 0 | 0 | 0 | 0 | 0 | 0 | 0 | 0 | 0 | 12
NO |  | 157 | 2011 | 2 | 18 | 18 |  | MIRA LMA | GREG ST | 120 | 120 | S-SPWD | 1.32 | 0 | 1 | 954 AA | 0 | 0 | 0 | 0 | 0 | 0 | 0 | 0 | 0 | 0 | 0 | 0 | 0 | 0 | 0 | 0 | 0 | 0 | 0 | 0 | 0 | 0 | 0 | 12
NO |  | 157 | 2011 | 2 | 19 | 19 |  | TRACY | EAGLE | 120 | 120 | HFWD | 19.07 | 0 | 1 | 4 / 0 ACSR | 0 | 0 | 0 | 0 | 0 | 0 | 0 | 0 | 0 | 0 | 0 | 0 | 0 | 0 | 0 | 0 | 0 | 0 | 0 | 0 | 0 | 0 | 0 | 12
NO |  | 157 | 2011 | 2 | 20 | 20 |  | TRACY | EAGLE | 120 | 120 | DHFWD | 2.03 | 0 | 1 | 397.5 ACSR | 0 | 0 | 0 | 0 | 0 | 0 | 0 | 0 | 0 | 0 | 0 | 0 | 0 | 0 | 0 | 0 | 0 | 0 | 0 | 0 | 0 | 0 | 0 | 12
NO |  | 157 | 2011 | 2 | 21 | 21 |  | BELVISTA | GREG ST | 120 | 120 | SPWD | 2.37 | 0 | 1 | 954 AA | 0 | 0 | 0 | 0 | 0 | 0 | 0 | 0 | 0 | 0 | 0 | 0 | 0 | 0 | 0 | 0 | 0 | 0 | 0 | 0 | 0 | 0 | 0 | 12
NO |  | 157 | 2011 | 2 | 22 | 22 |  | BELVISTA | GREG ST | 120 | 120 | UG | 0.29 | 0 | 1 | 1250KCM | 0 | 0 | 0 | 0 | 0 | 0 | 0 | 0 | 0 | 0 | 0 | 0 | 0 | 0 | 0 | 0 | 0 | 0 | 0 | 0 | 0 | 0 | 0 | 12
NO |  | 157 | 2011 | 2 | 23 | 23 |  | BELVISTA | GREG ST | 120 | 120 | WDSTL | 1.67 | 0 | 1 | 954 AA | 0 | 0 | 0 | 0 | 0 | 0 | 0 | 0 | 0 | 0 | 0 | 0 | 0 | 0 | 0 | 0 | 0 | 0 | 0 | 0 | 0 | 0 | 0 | 12
NO |  | 157 | 2011 | 2 | 24 | 24 |  | STAR PK | DUN GLEN | 120 | 120 | S-DHFWD | 4.89 | 0 | 1 | 397.5 ACSR | 0 | 0 | 0 | 0 | 0 | 0 | 0 | 0 | 0 | 0 | 0 | 0 | 0 | 0 | 0 | 0 | 0 | 0 | 0 | 0 | 0 | 0 | 0 | 12
NO |  | 157 | 2011 | 2 | 25 | 25 |  | STAR PK | DUN GLEN | 120 | 120 | S-HFWD | 0.4 | 0 | 1 | 397.5 ACSR | 0 | 0 | 0 | 0 | 0 | 0 | 0 | 0 | 0 | 0 | 0 | 0 | 0 | 0 | 0 | 0 | 0 | 0 | 0 | 0 | 0 | 0 | 0 | 12
NO |  | 157 | 2011 | 2 | 26 | 26 |  | STAR PK | DUN GLEN | 120 | 120 | S-HFWD | 15.2 | 0 | 1 | 397.5 ACSR | 0 | 0 | 0 | 0 | 0 | 0 | 0 | 0 | 0 | 0 | 0 | 0 | 0 | 0 | 0 | 0 | 0 | 0 | 0 | 0 | 0 | 0 | 0 | 12
NO |  | 157 | 2011 | 2 | 27 | 27 |  | AIRPORT | RUSTY SPIKE | 120 | 120 | u/g | 3.28 | 0 | 1 | 1750 kcmil | 0 | 0 | 0 | 0 | 0 | 0 | 0 | 0 | 0 | 0 | 0 | 0 | 0 | 0 | 0 | 0 | 0 | 0 | 0 | 0 | 0 | 0 | 0 | 12
NO |  | 157 | 2011 | 2 | 28 | 28 |  | MIRA LOMA | AIRPORT | 120 | 120 | S-SPST | 3.6 | 0 | 1 | 954AA | 0 | 0 | 0 | 0 | 0 | 0 | 0 | 0 | 0 | 0 | 0 | 0 | 0 | 0 | 0 | 0 | 0 | 0 | 0 | 0 | 0 | 0 | 0 | 12
NO |  | 157 | 2011 | 2 | 29 | 29 |  | MIRA LOMA | AIRPORT | 120 | 120 | UG | 2.59 | 0 | 1 | 1250 kcm | 0 | 0 | 0 | 0 | 0 | 0 | 0 | 0 | 0 | 0 | 0 | 0 | 0 | 0 | 0 | 0 | 0 | 0 | 0 | 0 | 0 | 0 | 0 | 12
NO |  | 157 | 2011 | 2 | 30 | 30 |  | N.VALLEY | RUSTY SPIKE | 120 | 120 | S-HFWD | 0.36 | 0 | 1 | 954ACSR | 0 | 0 | 0 | 0 | 0 | 0 | 0 | 0 | 0 | 0 | 0 | 0 | 0 | 0 | 0 | 0 | 0 | 0 | 0 | 0 | 0 | 0 | 0 | 12
NO |  | 157 | 2011 | 2 | 31 | 31 |  | N.VALLEY | RUSTY SPIKE | 120 | 120 | S-SPWD | 0.42 | 0 | 1 | 954AA | 0 | 0 | 0 | 0 | 0 | 0 | 0 | 0 | 0 | 0 | 0 | 0 | 0 | 0 | 0 | 0 | 0 | 0 | 0 | 0 | 0 | 0 | 0 | 12
NO |  | 157 | 2011 | 2 | 32 | 32 |  | N.VALLEY | RUSTY SPIKE | 120 | 120 | UG | 1.62 | 0 | 1 | 1250kcm | 0 | 0 | 0 | 0 | 0 | 0 | 0 | 0 | 0 | 0 | 0 | 0 | 0 | 0 | 0 | 0 | 0 | 0 | 0 | 0 | 0 | 0 | 0 | 12
NO |  | 157 | 2011 | 2 | 33 | 33 |  | TRACY | KAISER TP(Patrick) | 120 | 120 | HFWD | 1.66 | 0 | 1 | 636 ACSR | 0 | 0 | 0 | 0 | 0 | 0 | 0 | 0 | 0 | 0 | 0 | 0 | 0 | 0 | 0 | 0 | 0 | 0 | 0 | 0 | 0 | 0 | 0 | 12
NO |  | 157 | 2011 | 2 | 34 | 34 |  | TRACY | TRACY E | 120 | 120 | HFWD | 0.19 | 0 | 1 | 1272 AA | 0 | 0 | 0 | 0 | 0 | 0 | 0 | 0 | 0 | 0 | 0 | 0 | 0 | 0 | 0 | 0 | 0 | 0 | 0 | 0 | 0 | 0 | 0 | 12
NO |  | 157 | 2011 | 2 | 35 | 35 |  | 120 KV LINE COSTS |  | 0 | 0 |  | 0 | 0 | 0 |  | 17535248 | 90706281 | 108241529 | 1476777 | 492604 | 256060 | 2225441 | 0 | 0 | 0 | 0 | 0 | 0 | 0 | 0 | 0 | 0 | 0 | 0 | 611570529 | 0 | 0 | 0 | 12
NO |  | 157 | 2011 | 3 | 1 | 1 |  | 120 KV SUBTOTAL |  | 0 | 0 |  | 521.25 | 0 | 74 |  | 17535248 | 90706281 | 108241529 | 1476777 | 492604 | 256060 | 2225441 | 0 | 0 | 0 | 0 | 0 | 0 | 0 | 0 | 0 | 0 | 0 | 0 | 0 | 0 | 0 | 0 | 12
SI/SI | A | 157 | 2011 | 3 | 3 | 3 |  | SUMMIT 3 | TDPUD TP | 69 | 69 | SPWD | 3.35 | 0 | 1 | 4 / 0 CU | 0 | 0 | 0 | 0 | 0 | 0 | 0 | 0 | 0 | 0 | 0 | 0 | 0 | 0 | 0 | 0 | 0 | 0 | 0 | 0 | 0 | 0 | 0 | 12
SI/SI | A | 157 | 2011 | 3 | 4 | 4 |  | TDPUD TP | TAH-DON TP | 69 | 69 | SPWD | 3.79 | 0 | 1 | 4 / 0 CU | 0 | 0 | 0 | 0 | 0 | 0 | 0 | 0 | 0 | 0 | 0 | 0 | 0 | 0 | 0 | 0 | 0 | 0 | 0 | 0 | 0 | 0 | 0 | 12
SI/SI | A | 157 | 2011 | 3 | 5 | 5 |  | TAH-DON TP | TRUCKEE | 69 | 69 | SPWD | 2.41 | 0 | 1 | 4 / 0 CU | 0 | 0 | 0 | 0 | 0 | 0 | 0 | 0 | 0 | 0 | 0 | 0 | 0 | 0 | 0 | 0 | 0 | 0 | 0 | 0 | 0 | 0 | 0 | 12
SI/SI | A | 157 | 2011 | 3 | 6 | 6 |  | TRUCKEE | HOBART TP | 69 | 69 | SPWD | 3.6 | 0 | 1 | 397.5 ACSR | 0 | 0 | 0 | 0 | 0 | 0 | 0 | 0 | 0 | 0 | 0 | 0 | 0 | 0 | 0 | 0 | 0 | 0 | 0 | 0 | 0 | 0 | 0 | 12
SI/SI | A | 157 | 2011 | 3 | 7 | 7 |  | TRUCKEE | HOBART TP | 69 | 69 | SPWD | 1.56 | 0 | 1 | 397.5 ACSR | 0 | 0 | 0 | 0 | 0 | 0 | 0 | 0 | 0 | 0 | 0 | 0 | 0 | 0 | 0 | 0 | 0 | 0 | 0 | 0 | 0 | 0 | 0 | 12
SI/SI | A | 157 | 2011 | 3 | 8 | 8 |  | HOBART TP | STAMPEDE TP | 69 | 69 | SPWD | 5.67 | 0 | 1 | 397.5 ACSR | 0 | 0 | 0 | 0 | 0 | 0 | 0 | 0 | 0 | 0 | 0 | 0 | 0 | 0 | 0 | 0 | 0 | 0 | 0 | 0 | 0 | 0 | 0 | 12
SI/SI | A | 157 | 2011 | 3 | 9 | 9 |  | STAMPEDE TP | SIRA BRK | 69 | 69 | SPWD | 12.37 | 0 | 1 | 397.5 ACSR | 0 | 0 | 0 | 0 | 0 | 0 | 0 | 0 | 0 | 0 | 0 | 0 | 0 | 0 | 0 | 0 | 0 | 0 | 0 | 0 | 0 | 0 | 0 | 12
SI/SI | A | 157 | 2011 | 3 | 10 | 10 |  | STAMPEDE TP | SIRA BRK | 69 | 69 | SPWD | 5.43 | 0 | 1 | 397.5 ACSR | 0 | 0 | 0 | 0 | 0 | 0 | 0 | 0 | 0 | 0 | 0 | 0 | 0 | 0 | 0 | 0 | 0 | 0 | 0 | 0 | 0 | 0 | 0 | 12
SI/SI | A | 157 | 2011 | 3 | 11 | 11 |  | SIRA BRK | LOYALTON | 69 | 69 | SPWD | 2.48 | 0 | 1 | 397.5 ACSR | 0 | 0 | 0 | 0 | 0 | 0 | 0 | 0 | 0 | 0 | 0 | 0 | 0 | 0 | 0 | 0 | 0 | 0 | 0 | 0 | 0 | 0 | 0 | 12
SI/SI | A | 157 | 2011 | 3 | 12 | 12 |  | LOYALTON | MARBLE TP | 69 | 69 | SPWD | 4.8 | 0 | 1 | 4 / 0 ACSR | 0 | 0 | 0 | 0 | 0 | 0 | 0 | 0 | 0 | 0 | 0 | 0 | 0 | 0 | 0 | 0 | 0 | 0 | 0 | 0 | 0 | 0 | 0 | 12
SI/SI | A | 157 | 2011 | 3 | 13 | 13 |  | LOYALTON | MARBLE TP | 69 | 69 | SPWD | 5.5 | 0 | 1 | 2 / 0 ACSR | 0 | 0 | 0 | 0 | 0 | 0 | 0 | 0 | 0 | 0 | 0 | 0 | 0 | 0 | 0 | 0 | 0 | 0 | 0 | 0 | 0 | 0 | 0 | 12
SI/SI | A | 157 | 2011 | 3 | 14 | 14 |  | CAL-NEV1 | SLVR PK | 69 | 69 | SPWD | 5.6 | 0 | 1 | 2 / 0 STR CU | 0 | 0 | 0 | 0 | 0 | 0 | 0 | 0 | 0 | 0 | 0 | 0 | 0 | 0 | 0 | 0 | 0 | 0 | 0 | 0 | 0 | 0 | 0 | 12
SI/SI | A | 157 | 2011 | 3 | 15 | 15 |  | CAL-NEV1 | SLVR PK | 69 | 69 | SPWD | 15 | 0 | 1 | 115 MCM CU | 0 | 0 | 0 | 0 | 0 | 0 | 0 | 0 | 0 | 0 | 0 | 0 | 0 | 0 | 0 | 0 | 0 | 0 | 0 | 0 | 0 | 0 | 0 | 12
SI/SI | A | 157 | 2011 | 3 | 16 | 16 |  | CAL-NEV2 | SLVR PK | 69 | 69 | SPWD | 20.6 | 0 | 1 | 4 / 0 STR AL | 0 | 0 | 0 | 0 | 0 | 0 | 0 | 0 | 0 | 0 | 0 | 0 | 0 | 0 | 0 | 0 | 0 | 0 | 0 | 0 | 0 | 0 | 0 | 12
SI/SI | A | 157 | 2011 | 3 | 17 | 17 |  | SLVR PK | MIN. TAP | 69 | 69 | SPWD | 4.3 | 0 | 1 | 2 / 0 STR CU | 0 | 0 | 0 | 0 | 0 | 0 | 0 | 0 | 0 | 0 | 0 | 0 | 0 | 0 | 0 | 0 | 0 | 0 | 0 | 0 | 0 | 0 | 0 | 12
SI/SI | A | 157 | 2011 | 3 | 18 | 18 |  | MIN. TAP | COALDALE | 69 | 69 | SPWD | 12.3 | 0 | 1 | 2 / 0 STR CU | 0 | 0 | 0 | 0 | 0 | 0 | 0 | 0 | 0 | 0 | 0 | 0 | 0 | 0 | 0 | 0 | 0 | 0 | 0 | 0 | 0 | 0 | 0 | 12
SI/SI | A | 157 | 2011 | 3 | 19 | 19 |  | COALDALE | MILLERS | 69 | 69 | SPWD | 12.8 | 0 | 1 | 2 / 0 STR CU | 0 | 0 | 0 | 0 | 0 | 0 | 0 | 0 | 0 | 0 | 0 | 0 | 0 | 0 | 0 | 0 | 0 | 0 | 0 | 0 | 0 | 0 | 0 | 12
SI/SI | A | 157 | 2011 | 3 | 20 | 20 |  | MILLERS | W TONOP | 69 | 69 | SPWD | 12.5 | 0 | 1 | 2 / 0 STR CU | 0 | 0 | 0 | 0 | 0 | 0 | 0 | 0 | 0 | 0 | 0 | 0 | 0 | 0 | 0 | 0 | 0 | 0 | 0 | 0 | 0 | 0 | 0 | 12
SI/SI | A | 157 | 2011 | 3 | 21 | 21 |  | W TONOP | TONOPAH | 69 | 69 | SPWD | 0.4 | 0 | 1 | 2 / 0 STR CU | 0 | 0 | 0 | 0 | 0 | 0 | 0 | 0 | 0 | 0 | 0 | 0 | 0 | 0 | 0 | 0 | 0 | 0 | 0 | 0 | 0 | 0 | 0 | 12
SI/SI | A | 157 | 2011 | 3 | 22 | 22 |  | SLVR PK | FOOTCO | 69 | 69 | SPWD | 3.4 | 0 | 1 | 1 / 0 STR AL | 0 | 0 | 0 | 0 | 0 | 0 | 0 | 0 | 0 | 0 | 0 | 0 | 0 | 0 | 0 | 0 | 0 | 0 | 0 | 0 | 0 | 0 | 0 | 12
SI/SI | A | 157 | 2011 | 3 | 23 | 23 |  | FOOTCO | ALKALI | 69 | 69 | SPWD | 13.8 | 0 | 1 | 1 / 0 STR AL | 0 | 0 | 0 | 0 | 0 | 0 | 0 | 0 | 0 | 0 | 0 | 0 | 0 | 0 | 0 | 0 | 0 | 0 | 0 | 0 | 0 | 0 | 0 | 12
SI/SI | A | 157 | 2011 | 3 | 24 | 24 |  | ALKALI | TONOPAH | 69 | 69 | SPWD | 17.7 | 0 | 1 | 1 / 0 STR AL | 0 | 0 | 0 | 0 | 0 | 0 | 0 | 0 | 0 | 0 | 0 | 0 | 0 | 0 | 0 | 0 | 0 | 0 | 0 | 0 | 0 | 0 | 0 | 12
SI/SI | A | 157 | 2011 | 3 | 25 | 25 |  | 69 KV LINE COSTS |  | 0 | 0 |  | 0 | 0 | 0 |  | 835394 | 11372342 | 12207736 | 511192 | 160055 | 83198 | 754445 | 0 | 0 | 0 | 0 | 0 | 0 | 0 | 0 | 0 | 0 | 0 | 0 | 611570530 | 0 | 0 | 0 | 12
NO |  | 157 | 2011 | 3 | 26 | 26 |  | 69 KV SUBTOTAL |  | 0 | 0 |  | 169.36 | 0 | 22 |  | 835394 | 11372342 | 12207736 | 511192 | 160055 | 83198 | 754445 | 0 | 0 | 0 | 0 | 0 | 0 | 0 | 0 | 0 | 0 | 0 | 0 | 0 | 0 | 0 | 0 | 12
NO |  | 157 | 2011 | 0 | 36 | 36 |  | TOTAL |  | 0 | 0 |  | 1987.33 | 0 | 120 |  | 39442720 | 370973430 | 410416150 | 5679913 | 1878136 | 976273 | 8534322 | 0 | 0 | 0 | 0 | 0 | 0 | 0 | 0 | 0 | 0 | 0 | 0 | 0 | 0 | 0 | 0 | 12
NO |  | 108 | 2011 | 0 | 1 | 1 |  | Apex | Harry Allen | 500 | 500 | S-Tower | 3.29 | 0 | 1 | (3) Lapwing 1590k | 0 | 0 | 0 | 0 | 0 | 0 | 0 | 0 | 0 | 0 | 0 | 0 | 0 | 0 | 0 | 0 | 0 | 0 | 0 | 0 | 0 | 0 | 0 | 12
NO |  | 108 | 2011 | 0 | 2 | 2 |  | Crystal | Harry Allen | 500 | 500 | S-Tower | 5.92 | 0 | 1 | (3) Lapwing 1590k | 0 | 0 | 0 | 0 | 0 | 0 | 0 | 0 | 0 | 0 | 0 | 0 | 0 | 0 | 0 | 0 | 0 | 0 | 0 | 0 | 0 | 0 | 0 | 12
NO |  | 108 | 2011 | 0 | 3 | 3 |  | Crystal | McCullough | 500 | 500 | S-Tower | 51.2 | 0 | 1 | (2) Bluebird | 0 | 0 | 0 | 0 | 0 | 0 | 0 | 0 | 0 | 0 | 0 | 0 | 0 | 0 | 0 | 0 | 0 | 0 | 0 | 0 | 0 | 0 | 0 | 12
NO |  | 108 | 2011 | 0 | 4 | 4 |  | Crystal | Navajo | 500 | 500 | S-Tower | 20.5 | 0 | 1 | (2) Bluebird | 0 | 0 | 0 | 0 | 0 | 0 | 0 | 0 | 0 | 0 | 0 | 0 | 0 | 0 | 0 | 0 | 0 | 0 | 0 | 0 | 0 | 0 | 0 | 12
NO |  | 108 | 2011 | 0 | 5 | 5 |  | Harry Allen | Harry Allen Combined Cycle | 500 | 500 |  | 0 | 0 | 0 | (3) Lapwing 1590k | 0 | 0 | 0 | 0 | 0 | 0 | 0 | 0 | 0 | 0 | 0 | 0 | 0 | 0 | 0 | 0 | 0 | 0 | 0 | 0 | 0 | 0 | 0 | 12
NO |  | 108 | 2011 | 0 | 6 | 6 |  | Harry Allen | Lenzie #1 | 500 | 500 | S-Pole | 5.25 | 0 | 1 | (3) Lapwing 1590k | 0 | 0 | 0 | 0 | 0 | 0 | 0 | 0 | 0 | 0 | 0 | 0 | 0 | 0 | 0 | 0 | 0 | 0 | 0 | 0 | 0 | 0 | 0 | 12
NO |  | 108 | 2011 | 0 | 7 | 7 |  | Harry Allen | Lenzie #2 | 500 | 500 | S-Pole | 5.25 | 0 | 1 | (3) Lapwing 1590k | 0 | 0 | 0 | 0 | 0 | 0 | 0 | 0 | 0 | 0 | 0 | 0 | 0 | 0 | 0 | 0 | 0 | 0 | 0 | 0 | 0 | 0 | 0 | 12
NO |  | 108 | 2011 | 0 | 8 | 8 |  | Harry Allen | Mead | 500 | 500 | S-Pole | 48 | 0 | 1 | (3) Lapwing 1590k | 0 | 0 | 0 | 0 | 0 | 0 | 0 | 0 | 0 | 0 | 0 | 0 | 0 | 0 | 0 | 0 | 0 | 0 | 0 | 0 | 0 | 0 | 0 | 12
NO |  | 108 | 2011 | 0 | 9 | 9 |  | Harry Allen | Silverhawk | 500 | 500 | S-Pole | 3.29 | 0 | 1 | (3) Lapwing 1590k | 0 | 0 | 0 | 0 | 0 | 0 | 0 | 0 | 0 | 0 | 0 | 0 | 0 | 0 | 0 | 0 | 0 | 0 | 0 | 0 | 0 | 0 | 0 | 12
NO |  | 108 | 2011 | 0 | 10 | 10 |  | Lenzie | Northwest | 500 | 500 | S-Tower | 26.6 | 0 | 1 | (3) Lapwing 1590k | 0 | 0 | 0 | 0 | 0 | 0 | 0 | 0 | 0 | 0 | 0 | 0 | 0 | 0 | 0 | 0 | 0 | 0 | 0 | 0 | 0 | 0 | 0 | 12
NO |  | 108 | 2011 | 0 | 11 | 11 |  | 500 KV Costs |  | 0 | 0 |  | 0 | 0 | 0 |  | 30482787 | 111447375 | 141930162 | 959411 | 24695 | 104543 | 1088649 | 0 | 0 | 0 | 0 | 0 | 0 | 0 | 0 | 0 | 0 | 0 | 0 | 0 | 0 | 0 | 0 | 12
NO |  | 108 | 2011 | 0 | 12 | 12 |  | 500 KV Subtotal |  | 0 | 0 |  | 169.3 | 0 | 9 |  | 30482787 | 111447375 | 141930162 | 959411 | 24695 | 104543 | 1088649 | 0 | 0 | 0 | 0 | 0 | 0 | 0 | 0 | 0 | 0 | 0 | 0 | 0 | 0 | 0 | 0 | 12
NO |  | 108 | 2011 | 0 | 13 | 13 |  | Harry Allen | Redbutte | 345 | 345 | H-Steel | 69.39 | 0 | 1 | (2) Cardinal 954k | 0 | 0 | 0 | 0 | 0 | 0 | 0 | 0 | 0 | 0 | 0 | 0 | 0 | 0 | 0 | 0 | 0 | 0 | 0 | 0 | 0 | 0 | 0 | 12
NO |  | 108 | 2011 | 0 | 14 | 14 |  | 345 KV Costs |  | 0 | 0 |  | 0 | 0 | 0 |  | 1493410 | 16146100 | 17639510 | 393228 | 10122 | 42849 | 446199 | 0 | 0 | 0 | 0 | 0 | 0 | 0 | 0 | 0 | 0 | 0 | 0 | 0 | 0 | 0 | 0 | 12
NO |  | 108 | 2011 | 0 | 15 | 15 |  | 345 KV Subtotal |  | 0 | 0 |  | 69.39 | 0 | 1 |  | 1493410 | 16146100 | 17639510 | 393228 | 10122 | 42849 | 446199 | 0 | 0 | 0 | 0 | 0 | 0 | 0 | 0 | 0 | 0 | 0 | 0 | 0 | 0 | 0 | 0 | 12
NO |  | 108 | 2011 | 0 | 16 | 16 |  | Arden | Avera | 230 | 230 | S-Steel | 9.27 | 0 | 1 | (2) Cardinal 954k | 0 | 0 | 0 | 0 | 0 | 0 | 0 | 0 | 0 | 0 | 0 | 0 | 0 | 0 | 0 | 0 | 0 | 0 | 0 | 0 | 0 | 0 | 0 | 12
NO |  | 108 | 2011 | 0 | 17 | 17 |  | Arden | Beltway | 230 | 230 | S-Steel | 18.52 | 0 | 1 | (2) Cardinal 954k | 0 | 0 | 0 | 0 | 0 | 0 | 0 | 0 | 0 | 0 | 0 | 0 | 0 | 0 | 0 | 0 | 0 | 0 | 0 | 0 | 0 | 0 | 0 | 12
NO |  | 108 | 2011 | 0 | 18 | 18 |  | Arden | Bighorn #1 | 230 | 230 | S-Steel | 37.3 | 0 | 1 |  | 0 | 0 | 0 | 0 | 0 | 0 | 0 | 0 | 0 | 0 | 0 | 0 | 0 | 0 | 0 | 0 | 0 | 0 | 0 | 0 | 0 | 0 | 0 | 12
NO |  | 108 | 2011 | 0 | 19 | 19 |  | Arden | Bighorn #2 | 230 | 230 | S-Steel | 37.3 | 0 | 1 |  | 0 | 0 | 0 | 0 | 0 | 0 | 0 | 0 | 0 | 0 | 0 | 0 | 0 | 0 | 0 | 0 | 0 | 0 | 0 | 0 | 0 | 0 | 0 | 12
NO |  | 108 | 2011 | 0 | 20 | 20 |  | Arden | Decatur | 230 | 230 | S-Steel | 7.25 | 0 | 1 | Cardinal 954kcm | 0 | 0 | 0 | 0 | 0 | 0 | 0 | 0 | 0 | 0 | 0 | 0 | 0 | 0 | 0 | 0 | 0 | 0 | 0 | 0 | 0 | 0 | 0 | 12
NO |  | 108 | 2011 | 0 | 21 | 21 |  | Arden | Magnolia | 230 | 230 | S-Steel | 6.74 | 0 | 1 | (2) Cardinal 954k | 0 | 0 | 0 | 0 | 0 | 0 | 0 | 0 | 0 | 0 | 0 | 0 | 0 | 0 | 0 | 0 | 0 | 0 | 0 | 0 | 0 | 0 | 0 | 12
NO |  | 108 | 2011 | 0 | 22 | 22 |  | Arden | Mead | 230 | 230 | S-Steel | 24.2 | 0 | 0 | Cardinal 954kcm | 0 | 0 | 0 | 0 | 0 | 0 | 0 | 0 | 0 | 0 | 0 | 0 | 0 | 0 | 0 | 0 | 0 | 0 | 0 | 0 | 0 | 0 | 0 | 12
NO |  | 108 | 2011 | 0 | 23 | 23 |  | Arden | Sinatra | 230 | 230 | Underground | 9.14 | 0 | 1 | Cardinal 954kcm 5 | 0 | 0 | 0 | 0 | 0 | 0 | 0 | 0 | 0 | 0 | 0 | 0 | 0 | 0 | 0 | 0 | 0 | 0 | 0 | 0 | 0 | 0 | 0 | 12
NO |  | 108 | 2011 | 0 | 24 | 24 |  | Arden | Tolson | 230 | 230 | S-Steel | 5 | 0 | 1 | Cardinal 954kcm 5 | 0 | 0 | 0 | 0 | 0 | 0 | 0 | 0 | 0 | 0 | 0 | 0 | 0 | 0 | 0 | 0 | 0 | 0 | 0 | 0 | 0 | 0 | 0 | 12
NO |  | 108 | 2011 | 0 | 25 | 25 |  | Avera | Northwest | 230 | 230 | S-Steel | 22.2 | 0 | 1 | (2) Cardinal 954k | 0 | 0 | 0 | 0 | 0 | 0 | 0 | 0 | 0 | 0 | 0 | 0 | 0 | 0 | 0 | 0 | 0 | 0 | 0 | 0 | 0 | 0 | 0 | 12
NO |  | 108 | 2011 | 0 | 26 | 26 |  | Basic | Clark East | 230 | 230 | H-Wood | 5.04 | 0 | 1 | Cardinal 954kcm 5 | 0 | 0 | 0 | 0 | 0 | 0 | 0 | 0 | 0 | 0 | 0 | 0 | 0 | 0 | 0 | 0 | 0 | 0 | 0 | 0 | 0 | 0 | 0 | 12
NO |  | 108 | 2011 | 0 | 27 | 27 |  | Basic | Clark West | 230 | 230 | H-Wood | 5.6 | 2.31 | 1 | Cardinal 954kcm 5 | 0 | 0 | 0 | 0 | 0 | 0 | 0 | 0 | 0 | 0 | 0 | 0 | 0 | 0 | 0 | 0 | 0 | 0 | 0 | 0 | 0 | 0 | 0 | 12
NO |  | 108 | 2011 | 0 | 28 | 28 |  | Beltway | Northwest | 230 | 230 | S-Pole | 13.02 | 0 | 1 | (2) Cardinal 954k | 0 | 0 | 0 | 0 | 0 | 0 | 0 | 0 | 0 | 0 | 0 | 0 | 0 | 0 | 0 | 0 | 0 | 0 | 0 | 0 | 0 | 0 | 0 | 12
NO |  | 108 | 2011 | 0 | 29 | 29 |  | Bighorn | Silverstate PV Power | 230 | 230 | H-Frame | 0.1 | 0 | 1 | 954kcm acsr | 0 | 0 | 0 | 0 | 0 | 0 | 0 | 0 | 0 | 0 | 0 | 0 | 0 | 0 | 0 | 0 | 0 | 0 | 0 | 0 | 0 | 0 | 0 | 12
NO |  | 108 | 2011 | 0 | 30 | 30 |  | Clark | Faulkner | 230 | 230 | S-Pole | 4.54 | 0 | 1 |  | 0 | 0 | 0 | 0 | 0 | 0 | 0 | 0 | 0 | 0 | 0 | 0 | 0 | 0 | 0 | 0 | 0 | 0 | 0 | 0 | 0 | 0 | 0 | 12
NO |  | 108 | 2011 | 0 | 31 | 31 |  | Clark | Faulkner #2 | 230 | 230 | S-Pole | 4.54 | 0 | 1 | Cardinal 954kcm 5 | 0 | 0 | 0 | 0 | 0 | 0 | 0 | 0 | 0 | 0 | 0 | 0 | 0 | 0 | 0 | 0 | 0 | 0 | 0 | 0 | 0 | 0 | 0 | 12
NO |  | 108 | 2011 | 0 | 32 | 32 |  | Clark | Winterwood | 230 | 230 | S-Steel | 5.17 | 0 | 1 | Cardinal 954kcm 5 | 0 | 0 | 0 | 0 | 0 | 0 | 0 | 0 | 0 | 0 | 0 | 0 | 0 | 0 | 0 | 0 | 0 | 0 | 0 | 0 | 0 | 0 | 0 | 12
NO |  | 108 | 2011 | 0 | 33 | 33 |  | Crystal | Harry Allen #2 | 230 | 230 | S-Steel | 8.68 | 0 | 1 |  | 0 | 0 | 0 | 0 | 0 | 0 | 0 | 0 | 0 | 0 | 0 | 0 | 0 | 0 | 0 | 0 | 0 | 0 | 0 | 0 | 0 | 0 | 0 | 12
NO |  | 108 | 2011 | 0 | 34 | 34 |  | Crystal | Harry Allen #3 | 230 | 230 | S-Steel | 8.68 | 0 | 1 |  | 0 | 0 | 0 | 0 | 0 | 0 | 0 | 0 | 0 | 0 | 0 | 0 | 0 | 0 | 0 | 0 | 0 | 0 | 0 | 0 | 0 | 0 | 0 | 12
NO |  | 108 | 2011 | 0 | 35 | 35 |  | Decatur | Sinatra | 230 | 230 | Underground | 2.81 | 0 | 1 | Cardinal 954kcm 5 | 0 | 0 | 0 | 0 | 0 | 0 | 0 | 0 | 0 | 0 | 0 | 0 | 0 | 0 | 0 | 0 | 0 | 0 | 0 | 0 | 0 | 0 | 0 | 12
NO |  | 108 | 2011 | 1 | 1 | 1 |  | Decatur | Westside | 230 | 230 | S-Steel | 6.6 | 0 | 1 | (2) Cardinal 954k | 0 | 0 | 0 | 0 | 0 | 0 | 0 | 0 | 0 | 0 | 0 | 0 | 0 | 0 | 0 | 0 | 0 | 0 | 0 | 0 | 0 | 0 | 0 | 12
NO |  | 108 | 2011 | 1 | 2 | 2 |  | Eldorado | Merchant | 230 | 230 | S-Steel | 0 | 0 | 1 |  | 0 | 0 | 0 | 0 | 0 | 0 | 0 | 0 | 0 | 0 | 0 | 0 | 0 | 0 | 0 | 0 | 0 | 0 | 0 | 0 | 0 | 0 | 0 | 12
NO |  | 108 | 2011 | 1 | 3 | 3 |  | Equestrian | Faulkner | 230 | 230 | S-Steel | 7.52 | 0 | 1 |  | 0 | 0 | 0 | 0 | 0 | 0 | 0 | 0 | 0 | 0 | 0 | 0 | 0 | 0 | 0 | 0 | 0 | 0 | 0 | 0 | 0 | 0 | 0 | 12
NO |  | 108 | 2011 | 1 | 4 | 4 |  | Equestrian | Mead | 230 | 230 | S-Steel | 9.65 | 0 | 1 |  | 0 | 0 | 0 | 0 | 0 | 0 | 0 | 0 | 0 | 0 | 0 | 0 | 0 | 0 | 0 | 0 | 0 | 0 | 0 | 0 | 0 | 0 | 0 | 12
NO |  | 108 | 2011 | 1 | 5 | 5 |  | Equestrian | Mead | 230 | 230 | S-Steel | 17 | 0 | 1 |  | 0 | 0 | 0 | 0 | 0 | 0 | 0 | 0 | 0 | 0 | 0 | 0 | 0 | 0 | 0 | 0 | 0 | 0 | 0 | 0 | 0 | 0 | 0 | 12
NO |  | 108 | 2011 | 1 | 6 | 6 |  | Faulkner | Greenway | 230 | 230 | S-Steel | 6.96 | 0 | 1 | Cardinal 954kcm 5 | 0 | 0 | 0 | 0 | 0 | 0 | 0 | 0 | 0 | 0 | 0 | 0 | 0 | 0 | 0 | 0 | 0 | 0 | 0 | 0 | 0 | 0 | 0 | 12
NO |  | 108 | 2011 | 1 | 7 | 7 |  | Faulkner | McCullough | 230 | 230 | S-Steel | 17.3 | 0 | 1 |  | 0 | 0 | 0 | 0 | 0 | 0 | 0 | 0 | 0 | 0 | 0 | 0 | 0 | 0 | 0 | 0 | 0 | 0 | 0 | 0 | 0 | 0 | 0 | 12
NO |  | 108 | 2011 | 1 | 8 | 8 |  | Faulkner | Tolson | 230 | 230 | Underground | 7.04 | 0 | 1 | OVERHEAD: (2) Car | 0 | 0 | 0 | 0 | 0 | 0 | 0 | 0 | 0 | 0 | 0 | 0 | 0 | 0 | 0 | 0 | 0 | 0 | 0 | 0 | 0 | 0 | 0 | 12
NO |  | 108 | 2011 | 1 | 9 | 9 |  | Grand teton | Harry Allen | 230 | 230 | S-Steel | 25 | 0 | 1 |  | 0 | 0 | 0 | 0 | 0 | 0 | 0 | 0 | 0 | 0 | 0 | 0 | 0 | 0 | 0 | 0 | 0 | 0 | 0 | 0 | 0 | 0 | 0 | 12
NO |  | 108 | 2011 | 1 | 10 | 10 |  | Grand Teton - Iron Mountain | Iron Mountain | 230 | 230 | S-Steel | 2.22 | 0 | 1 |  | 0 | 0 | 0 | 0 | 0 | 0 | 0 | 0 | 0 | 0 | 0 | 0 | 0 | 0 | 0 | 0 | 0 | 0 | 0 | 0 | 0 | 0 | 0 | 12
NO |  | 108 | 2011 | 1 | 11 | 11 |  | Greenway | Mead | 230 | 230 | S-Steel | 14 | 0 | 1 | Cardinal 954kcm 5 | 0 | 0 | 0 | 0 | 0 | 0 | 0 | 0 | 0 | 0 | 0 | 0 | 0 | 0 | 0 | 0 | 0 | 0 | 0 | 0 | 0 | 0 | 0 | 12
NO |  | 108 | 2011 | 1 | 12 | 12 |  | Harry Allen | Pecos #1 South | 230 | 230 | H-Steel | 17.5 | 0 | 1 | (2) Cardinal 954k | 0 | 0 | 0 | 0 | 0 | 0 | 0 | 0 | 0 | 0 | 0 | 0 | 0 | 0 | 0 | 0 | 0 | 0 | 0 | 0 | 0 | 0 | 0 | 12
NO |  | 108 | 2011 | 1 | 13 | 13 |  | Harry Allen | Pecos #2 North | 230 | 230 | H-Steel | 17.8 | 0 | 1 | (2) Cardinal 954k | 0 | 0 | 0 | 0 | 0 | 0 | 0 | 0 | 0 | 0 | 0 | 0 | 0 | 0 | 0 | 0 | 0 | 0 | 0 | 0 | 0 | 0 | 0 | 12
NO |  | 108 | 2011 | 1 | 14 | 14 |  | Harry Allen | Pecos #3 Center | 230 | 230 | S-Steel | 17.5 | 10.5 | 1 |  | 0 | 0 | 0 | 0 | 0 | 0 | 0 | 0 | 0 | 0 | 0 | 0 | 0 | 0 | 0 | 0 | 0 | 0 | 0 | 0 | 0 | 0 | 0 | 12
NO |  | 108 | 2011 | 1 | 15 | 15 |  | Harry Allen | Reid Gardner #1 | 230 | 230 | H-Wood | 24.6 | 0 | 1 | (2) Cardinal 954k | 0 | 0 | 0 | 0 | 0 | 0 | 0 | 0 | 0 | 0 | 0 | 0 | 0 | 0 | 0 | 0 | 0 | 0 | 0 | 0 | 0 | 0 | 0 | 12
NO |  | 108 | 2011 | 1 | 16 | 16 |  | Harry Allen | Reid Gardner #2 | 230 | 230 | H-Wood | 24.6 | 0 | 1 | (2) Cardinal 954k | 0 | 0 | 0 | 0 | 0 | 0 | 0 | 0 | 0 | 0 | 0 | 0 | 0 | 0 | 0 | 0 | 0 | 0 | 0 | 0 | 0 | 0 | 0 | 12
NO |  | 108 | 2011 | 1 | 17 | 17 |  | Iron Mountain | Nortwest #1 | 230 | 230 | H-Wood | 7.76 | 0 | 1 | (2) Cardinal 954k | 0 | 0 | 0 | 0 | 0 | 0 | 0 | 0 | 0 | 0 | 0 | 0 | 0 | 0 | 0 | 0 | 0 | 0 | 0 | 0 | 0 | 0 | 0 | 12
NO |  | 108 | 2011 | 1 | 18 | 18 |  | Iron Mountain | Northwest #2 | 230 | 230 | H-Wood | 7.76 | 0 | 1 | (2) Cardinal 954k | 0 | 0 | 0 | 0 | 0 | 0 | 0 | 0 | 0 | 0 | 0 | 0 | 0 | 0 | 0 | 0 | 0 | 0 | 0 | 0 | 0 | 0 | 0 | 12
NO |  | 108 | 2011 | 1 | 19 | 19 |  | Iron Mountain | Pecos | 230 | 230 | S-Steel | 9.32 | 0 | 1 |  | 0 | 0 | 0 | 0 | 0 | 0 | 0 | 0 | 0 | 0 | 0 | 0 | 0 | 0 | 0 | 0 | 0 | 0 | 0 | 0 | 0 | 0 | 0 | 12
NO |  | 108 | 2011 | 1 | 20 | 20 |  | Magnolia | Nevada Solar One | 230 | 230 | H-Steel | 24.4 | 0 | 1 |  | 0 | 0 | 0 | 0 | 0 | 0 | 0 | 0 | 0 | 0 | 0 | 0 | 0 | 0 | 0 | 0 | 0 | 0 | 0 | 0 | 0 | 0 | 0 | 12
NO |  | 108 | 2011 | 1 | 21 | 21 |  | McCullough | Mead #1 | 230 | 230 | S-Steel | 21 | 0 | 1 |  | 0 | 0 | 0 | 0 | 0 | 0 | 0 | 0 | 0 | 0 | 0 | 0 | 0 | 0 | 0 | 0 | 0 | 0 | 0 | 0 | 0 | 0 | 0 | 12
NO |  | 108 | 2011 | 1 | 22 | 22 |  | McCullough | Mead #2 | 230 | 230 | S-Steel | 21 | 0 | 1 |  | 0 | 0 | 0 | 0 | 0 | 0 | 0 | 0 | 0 | 0 | 0 | 0 | 0 | 0 | 0 | 0 | 0 | 0 | 0 | 0 | 0 | 0 | 0 | 12
NO |  | 108 | 2011 | 1 | 23 | 23 |  | McCullough | Merchant | 230 | 230 | S-Steel | 2.84 | 0 | 1 | Cardinal 954kcm 5 | 0 | 0 | 0 | 0 | 0 | 0 | 0 | 0 | 0 | 0 | 0 | 0 | 0 | 0 | 0 | 0 | 0 | 0 | 0 | 0 | 0 | 0 | 0 | 12
NO |  | 108 | 2011 | 1 | 24 | 24 |  | McCullough | Tolson | 230 | 230 | S-Poles | 19.2 | 0 | 1 | Cardinal 954kcm 5 | 0 | 0 | 0 | 0 | 0 | 0 | 0 | 0 | 0 | 0 | 0 | 0 | 0 | 0 | 0 | 0 | 0 | 0 | 0 | 0 | 0 | 0 | 0 | 12
NO |  | 108 | 2011 | 1 | 25 | 25 |  | Mead | SNWA Eastside | 230 | 230 | S-Steel | 0 | 0 | 1 |  | 0 | 0 | 0 | 0 | 0 | 0 | 0 | 0 | 0 | 0 | 0 | 0 | 0 | 0 | 0 | 0 | 0 | 0 | 0 | 0 | 0 | 0 | 0 | 12
NO |  | 108 | 2011 | 1 | 26 | 26 |  | Merchant | Nevada Solar One | 230 | 230 | H-Steel | 0.65 | 0 | 1 |  | 0 | 0 | 0 | 0 | 0 | 0 | 0 | 0 | 0 | 0 | 0 | 0 | 0 | 0 | 0 | 0 | 0 | 0 | 0 | 0 | 0 | 0 | 0 | 12
NO |  | 108 | 2011 | 1 | 27 | 27 |  | Northwest | Westside | 230 | 230 | S-Steel | 14.3 | 0 | 1 | (2) Cardinal 954k | 0 | 0 | 0 | 0 | 0 | 0 | 0 | 0 | 0 | 0 | 0 | 0 | 0 | 0 | 0 | 0 | 0 | 0 | 0 | 0 | 0 | 0 | 0 | 12
NO |  | 108 | 2011 | 1 | 28 | 28 |  | 230 KV Costs |  | 0 | 0 |  | 0 | 0 | 0 |  | 27546862 | 174357046 | 201903908 | 3278997 | 84400 | 357302 | 3720699 | 0 | 0 | 0 | 0 | 0 | 0 | 0 | 0 | 0 | 0 | 0 | 0 | 0 | 0 | 0 | 0 | 12
NO |  | 108 | 2011 | 1 | 29 | 29 |  | 230 KV Subtotal |  | 0 | 0 |  | 578.62 | 12.81 | 46 |  | 27546862 | 174357046 | 201903908 | 3278997 | 84400 | 357302 | 3720699 | 0 | 0 | 0 | 0 | 0 | 0 | 0 | 0 | 0 | 0 | 0 | 0 | 0 | 0 | 0 | 0 | 12
NO |  | 108 | 2011 | 1 | 30 | 30 |  | Allen | Pecos | 138 | 138 | S-Steel | 5.27 | 0 | 1 | Cardinal 954kcm A | 0 | 0 | 0 | 0 | 0 | 0 | 0 | 0 | 0 | 0 | 0 | 0 | 0 | 0 | 0 | 0 | 0 | 0 | 0 | 0 | 0 | 0 | 0 | 12
NO |  | 108 | 2011 | 1 | 31 | 31 |  | Allen | Washburn | 138 | 138 | S-Steel | 1.83 | 0 | 1 |  | 0 | 0 | 0 | 0 | 0 | 0 | 0 | 0 | 0 | 0 | 0 | 0 | 0 | 0 | 0 | 0 | 0 | 0 | 0 | 0 | 0 | 0 | 0 | 12
NO |  | 108 | 2011 | 1 | 32 | 32 |  | Andrews | Pecos | 138 | 138 | S-Steel | 3.86 | 0 | 1 |  | 0 | 0 | 0 | 0 | 0 | 0 | 0 | 0 | 0 | 0 | 0 | 0 | 0 | 0 | 0 | 0 | 0 | 0 | 0 | 0 | 0 | 0 | 0 | 12
NO |  | 108 | 2011 | 1 | 33 | 33 |  | Anthem | Magnolia | 138 | 138 | S-Steel | 9.72 | 0 | 1 | Cardinal 954kcm A | 0 | 0 | 0 | 0 | 0 | 0 | 0 | 0 | 0 | 0 | 0 | 0 | 0 | 0 | 0 | 0 | 0 | 0 | 0 | 0 | 0 | 0 | 0 | 12
NO |  | 108 | 2011 | 1 | 34 | 34 |  | Anthem | Wilson | 138 | 138 | S-Steel | 1.71 | 0 | 1 |  | 0 | 0 | 0 | 0 | 0 | 0 | 0 | 0 | 0 | 0 | 0 | 0 | 0 | 0 | 0 | 0 | 0 | 0 | 0 | 0 | 0 | 0 | 0 | 12
NO |  | 108 | 2011 | 1 | 35 | 35 |  | Arden | Camero | 138 | 138 | S-Steel | 3.11 | 0 | 1 | Cardinal 954kcm 5 | 0 | 0 | 0 | 0 | 0 | 0 | 0 | 0 | 0 | 0 | 0 | 0 | 0 | 0 | 0 | 0 | 0 | 0 | 0 | 0 | 0 | 0 | 0 | 12
NO |  | 108 | 2011 | 2 | 1 | 1 |  | Arden | Frias | 138 | 138 | S-Steel | 1.4 | 0 | 1 | Cardinal 954kcm A | 0 | 0 | 0 | 0 | 0 | 0 | 0 | 0 | 0 | 0 | 0 | 0 | 0 | 0 | 0 | 0 | 0 | 0 | 0 | 0 | 0 | 0 | 0 | 12
NO |  | 108 | 2011 | 2 | 2 | 2 |  | Arden | Haven | 138 | 138 | S-Steel | 4.55 | 0 | 1 | Magnolia 954kcm 3 | 0 | 0 | 0 | 0 | 0 | 0 | 0 | 0 | 0 | 0 | 0 | 0 | 0 | 0 | 0 | 0 | 0 | 0 | 0 | 0 | 0 | 0 | 0 | 12
NO |  | 108 | 2011 | 2 | 3 | 3 |  | Arden | Mountains Edge | 138 | 138 | S-Steel | 1.96 | 0 | 1 | Magnolia 954 kcm | 0 | 0 | 0 | 0 | 0 | 0 | 0 | 0 | 0 | 0 | 0 | 0 | 0 | 0 | 0 | 0 | 0 | 0 | 0 | 0 | 0 | 0 | 0 | 12
NO |  | 108 | 2011 | 2 | 4 | 4 |  | Artesian | Lincoln | 138 | 138 | S-Steel | 4.83 | 0 | 1 |  | 0 | 0 | 0 | 0 | 0 | 0 | 0 | 0 | 0 | 0 | 0 | 0 | 0 | 0 | 0 | 0 | 0 | 0 | 0 | 0 | 0 | 0 | 0 | 12
NO |  | 108 | 2011 | 2 | 5 | 5 |  | Artesian | Winterwood | 138 | 138 | H-Wood | 5.78 | 0 | 1 | Magnolia 954kcm 3 | 0 | 0 | 0 | 0 | 0 | 0 | 0 | 0 | 0 | 0 | 0 | 0 | 0 | 0 | 0 | 0 | 0 | 0 | 0 | 0 | 0 | 0 | 0 | 12
NO |  | 108 | 2011 | 2 | 6 | 6 |  | Avera | Quail | 138 | 138 | S-Steel | 2.35 | 0 | 1 | Cardinal 954kcm 5 | 0 | 0 | 0 | 0 | 0 | 0 | 0 | 0 | 0 | 0 | 0 | 0 | 0 | 0 | 0 | 0 | 0 | 0 | 0 | 0 | 0 | 0 | 0 | 12
NO |  | 108 | 2011 | 2 | 7 | 7 |  | Avera | Redrock | 138 | 138 | S-Steel | 5.79 | 0 | 1 |  | 0 | 0 | 0 | 0 | 0 | 0 | 0 | 0 | 0 | 0 | 0 | 0 | 0 | 0 | 0 | 0 | 0 | 0 | 0 | 0 | 0 | 0 | 0 | 12
NO |  | 108 | 2011 | 2 | 8 | 8 |  | Avera | Sparta | 138 | 138 | S-Steel | 1.83 | 0 | 1 |  | 0 | 0 | 0 | 0 | 0 | 0 | 0 | 0 | 0 | 0 | 0 | 0 | 0 | 0 | 0 | 0 | 0 | 0 | 0 | 0 | 0 | 0 | 0 | 12
NO |  | 108 | 2011 | 2 | 9 | 9 |  | Avera | Tomsik | 138 | 138 | S-Steel | 2.4 | 0 | 1 | Magnolia 954kcm 3 | 0 | 0 | 0 | 0 | 0 | 0 | 0 | 0 | 0 | 0 | 0 | 0 | 0 | 0 | 0 | 0 | 0 | 0 | 0 | 0 | 0 | 0 | 0 | 12
NO |  | 108 | 2011 | 2 | 10 | 10 |  | Bellagio | Polaris | 138 | 138 | S-Steel | 0.83 | 0 | 1 | Magnolia 954kcm 3 | 0 | 0 | 0 | 0 | 0 | 0 | 0 | 0 | 0 | 0 | 0 | 0 | 0 | 0 | 0 | 0 | 0 | 0 | 0 | 0 | 0 | 0 | 0 | 12
NO |  | 108 | 2011 | 2 | 11 | 11 |  | Bellagio | Sinatra | 138 | 138 | S-Steel | 0.54 | 0 | 1 | Magnolia 954kcm | 0 | 0 | 0 | 0 | 0 | 0 | 0 | 0 | 0 | 0 | 0 | 0 | 0 | 0 | 0 | 0 | 0 | 0 | 0 | 0 | 0 | 0 | 0 | 12
NO |  | 108 | 2011 | 2 | 12 | 12 |  | Beltway | Hualapai | 138 | 138 | S-Steel | 2.98 | 0 | 1 | Magnolia 954kcm 3 | 0 | 0 | 0 | 0 | 0 | 0 | 0 | 0 | 0 | 0 | 0 | 0 | 0 | 0 | 0 | 0 | 0 | 0 | 0 | 0 | 0 | 0 | 0 | 12
NO |  | 108 | 2011 | 2 | 13 | 13 |  | Beltway | Summerlin | 138 | 138 | S-Steel | 2.14 | 0 | 1 | Magnolia 954kcm 3 | 0 | 0 | 0 | 0 | 0 | 0 | 0 | 0 | 0 | 0 | 0 | 0 | 0 | 0 | 0 | 0 | 0 | 0 | 0 | 0 | 0 | 0 | 0 | 12
NO |  | 108 | 2011 | 2 | 14 | 14 |  | Beltway | Village | 138 | 138 | S-Steel | 2.06 | 0 | 1 | Cardinal 954kcm 5 | 0 | 0 | 0 | 0 | 0 | 0 | 0 | 0 | 0 | 0 | 0 | 0 | 0 | 0 | 0 | 0 | 0 | 0 | 0 | 0 | 0 | 0 | 0 | 12
NO |  | 108 | 2011 | 2 | 15 | 15 |  | Bicentennial | Keehn | 138 | 138 | S-Steel | 8.04 | 0 | 1 | Cardinal 954kcm 5 | 0 | 0 | 0 | 0 | 0 | 0 | 0 | 0 | 0 | 0 | 0 | 0 | 0 | 0 | 0 | 0 | 0 | 0 | 0 | 0 | 0 | 0 | 0 | 12
NO |  | 108 | 2011 | 2 | 16 | 16 |  | Bicentennial | Wilson | 138 | 138 | S-Steel | 9.23 | 0 | 1 | Cardinal 954kcm 5 | 0 | 0 | 0 | 0 | 0 | 0 | 0 | 0 | 0 | 0 | 0 | 0 | 0 | 0 | 0 | 0 | 0 | 0 | 0 | 0 | 0 | 0 | 0 | 12
NO |  | 108 | 2011 | 2 | 17 | 17 |  | Burnham | Ford | 138 | 138 | S-Steel | 5.25 | 0 | 1 | Cardinal 954kcm 5 | 0 | 0 | 0 | 0 | 0 | 0 | 0 | 0 | 0 | 0 | 0 | 0 | 0 | 0 | 0 | 0 | 0 | 0 | 0 | 0 | 0 | 0 | 0 | 12
NO |  | 108 | 2011 | 2 | 18 | 18 |  | Burnham | Pebble | 138 | 138 | S-Steel | 1.96 | 0 | 1 | Magnolia 954kcm 3 | 0 | 0 | 0 | 0 | 0 | 0 | 0 | 0 | 0 | 0 | 0 | 0 | 0 | 0 | 0 | 0 | 0 | 0 | 0 | 0 | 0 | 0 | 0 | 12
NO |  | 108 | 2011 | 2 | 19 | 19 |  | Cabana | Clark | 138 | 138 | S-Steel | 2.24 | 2 | 1 | Magnolia 954kcm 3 | 0 | 0 | 0 | 0 | 0 | 0 | 0 | 0 | 0 | 0 | 0 | 0 | 0 | 0 | 0 | 0 | 0 | 0 | 0 | 0 | 0 | 0 | 0 | 12
NO |  | 108 | 2011 | 2 | 20 | 20 |  | Cabana | Winterwood | 138 | 138 | S-Steel | 2.61 | 2 | 1 | Cardinal 954kcm 5 | 0 | 0 | 0 | 0 | 0 | 0 | 0 | 0 | 0 | 0 | 0 | 0 | 0 | 0 | 0 | 0 | 0 | 0 | 0 | 0 | 0 | 0 | 0 | 12
NO |  | 108 | 2011 | 2 | 21 | 21 |  | Cactus | Frias | 138 | 138 | S-Steel | 1.92 | 0 | 1 | Cardinal 954kcm 5 | 0 | 0 | 0 | 0 | 0 | 0 | 0 | 0 | 0 | 0 | 0 | 0 | 0 | 0 | 0 | 0 | 0 | 0 | 0 | 0 | 0 | 0 | 0 | 12
NO |  | 108 | 2011 | 2 | 22 | 22 |  | Cactus | Tolson | 138 | 138 | S-Steel | 2.41 | 0 | 1 | Cardinal 954kcm 5 | 0 | 0 | 0 | 0 | 0 | 0 | 0 | 0 | 0 | 0 | 0 | 0 | 0 | 0 | 0 | 0 | 0 | 0 | 0 | 0 | 0 | 0 | 0 | 12
NO |  | 108 | 2011 | 2 | 23 | 23 |  | Caesar's | Decatur | 138 | 138 | S-Steel | 2.2 | 0 | 1 |  | 0 | 0 | 0 | 0 | 0 | 0 | 0 | 0 | 0 | 0 | 0 | 0 | 0 | 0 | 0 | 0 | 0 | 0 | 0 | 0 | 0 | 0 | 0 | 12
NO |  | 108 | 2011 | 2 | 24 | 24 |  | Ceasar's | Venetian | 138 | 138 | S-Stee; | 1.94 | 0 | 0 |  | 0 | 0 | 0 | 0 | 0 | 0 | 0 | 0 | 0 | 0 | 0 | 0 | 0 | 0 | 0 | 0 | 0 | 0 | 0 | 0 | 0 | 0 | 0 | 12
NO |  | 108 | 2011 | 2 | 25 | 25 |  | Camero | Railroad | 138 | 138 | S-Steel | 3.5 | 0 | 1 |  | 0 | 0 | 0 | 0 | 0 | 0 | 0 | 0 | 0 | 0 | 0 | 0 | 0 | 0 | 0 | 0 | 0 | 0 | 0 | 0 | 0 | 0 | 0 | 12
NO |  | 108 | 2011 | 2 | 26 | 26 |  | Canyon Tap of Mercury | Northwest | 138 | 138 |  | 0.01 | 0 | 0 |  | 0 | 0 | 0 | 0 | 0 | 0 | 0 | 0 | 0 | 0 | 0 | 0 | 0 | 0 | 0 | 0 | 0 | 0 | 0 | 0 | 0 | 0 | 0 | 12
NO |  | 108 | 2011 | 2 | 27 | 27 |  | Cheyenne | El Capitan | 138 | 138 | S-Steel | 3.28 | 0 | 1 | Cardinal 954kcm 5 | 0 | 0 | 0 | 0 | 0 | 0 | 0 | 0 | 0 | 0 | 0 | 0 | 0 | 0 | 0 | 0 | 0 | 0 | 0 | 0 | 0 | 0 | 0 | 12
NO |  | 108 | 2011 | 2 | 28 | 28 |  | Cheyenne | Lone Mountain | 138 | 138 | S-Steel | 1.94 | 0 | 1 | Magnolia 954kcm 3 | 0 | 0 | 0 | 0 | 0 | 0 | 0 | 0 | 0 | 0 | 0 | 0 | 0 | 0 | 0 | 0 | 0 | 0 | 0 | 0 | 0 | 0 | 0 | 12
NO |  | 108 | 2011 | 2 | 29 | 29 |  | Cheyenne | Vegas | 138 | 138 | S-Steel | 5.38 | 0 | 1 | Cardinal 954kcm 5 | 0 | 0 | 0 | 0 | 0 | 0 | 0 | 0 | 0 | 0 | 0 | 0 | 0 | 0 | 0 | 0 | 0 | 0 | 0 | 0 | 0 | 0 | 0 | 12
NO |  | 108 | 2011 | 2 | 30 | 30 |  | Clark/Russel | Claymont | 138 | 138 | S-Wood | 7.22 | 0 | 1 | Magnolia 954kcm 3 | 0 | 0 | 0 | 0 | 0 | 0 | 0 | 0 | 0 | 0 | 0 | 0 | 0 | 0 | 0 | 0 | 0 | 0 | 0 | 0 | 0 | 0 | 0 | 12
NO |  | 108 | 2011 | 2 | 31 | 31 |  | Clark | Claymont | 138 | 138 | S-Steel | 6.08 | 0 | 1 | Magnolia 954kcm 3 | 0 | 0 | 0 | 0 | 0 | 0 | 0 | 0 | 0 | 0 | 0 | 0 | 0 | 0 | 0 | 0 | 0 | 0 | 0 | 0 | 0 | 0 | 0 | 12
NO |  | 108 | 2011 | 2 | 32 | 32 |  | Clark | Concourse | 138 | 138 | S-Steel | 4.65 | 0 | 1 |  | 0 | 0 | 0 | 0 | 0 | 0 | 0 | 0 | 0 | 0 | 0 | 0 | 0 | 0 | 0 | 0 | 0 | 0 | 0 | 0 | 0 | 0 | 0 | 12
NO |  | 108 | 2011 | 2 | 33 | 33 |  | Clark | Green Valley | 138 | 138 | S-Steel | 2.94 | 0 | 1 | Magnolia 954kcm 3 | 0 | 0 | 0 | 0 | 0 | 0 | 0 | 0 | 0 | 0 | 0 | 0 | 0 | 0 | 0 | 0 | 0 | 0 | 0 | 0 | 0 | 0 | 0 | 12
NO |  | 108 | 2011 | 2 | 34 | 34 |  | Clark | Spencer North | 138 | 138 | S-Wood | 0 | 5.21 | 1 | Magnolia 954kcm 3 | 0 | 0 | 0 | 0 | 0 | 0 | 0 | 0 | 0 | 0 | 0 | 0 | 0 | 0 | 0 | 0 | 0 | 0 | 0 | 0 | 0 | 0 | 0 | 12
NO |  | 108 | 2011 | 2 | 35 | 35 |  | Clark | Spencer South | 138 | 138 | S-Steel | 5.21 | 0 | 1 | Magnolia 954kcm 3 | 0 | 0 | 0 | 0 | 0 | 0 | 0 | 0 | 0 | 0 | 0 | 0 | 0 | 0 | 0 | 0 | 0 | 0 | 0 | 0 | 0 | 0 | 0 | 12
NO |  | 108 | 2011 | 3 | 1 | 1 |  | Clark | Warmsprings | 138 | 138 | S-Steel | 3.94 | 0 | 1 | Magnolia 954kcm 3 | 0 | 0 | 0 | 0 | 0 | 0 | 0 | 0 | 0 | 0 | 0 | 0 | 0 | 0 | 0 | 0 | 0 | 0 | 0 | 0 | 0 | 0 | 0 | 12
NO |  | 108 | 2011 | 3 | 2 | 2 |  | Claymont | Spencer | 138 | 138 | S-Steel | 0.77 | 0 | 1 | Magnolia 954kcm 3 | 0 | 0 | 0 | 0 | 0 | 0 | 0 | 0 | 0 | 0 | 0 | 0 | 0 | 0 | 0 | 0 | 0 | 0 | 0 | 0 | 0 | 0 | 0 | 12
NO |  | 108 | 2011 | 3 | 3 | 3 |  | Claymont | Strip | 138 | 138 | S-Steel | 1.79 | 0 | 1 | Cardinal 954kcm 5 | 0 | 0 | 0 | 0 | 0 | 0 | 0 | 0 | 0 | 0 | 0 | 0 | 0 | 0 | 0 | 0 | 0 | 0 | 0 | 0 | 0 | 0 | 0 | 12
NO |  | 108 | 2011 | 3 | 4 | 4 |  | Cold Creek Tap of Mercury | Northwest | 138 | 138 | S-Steel | 0.04 | 0 | 1 |  | 0 | 0 | 0 | 0 | 0 | 0 | 0 | 0 | 0 | 0 | 0 | 0 | 0 | 0 | 0 | 0 | 0 | 0 | 0 | 0 | 0 | 0 | 0 | 12
NO |  | 108 | 2011 | 3 | 5 | 5 |  | Commerce | Garces | 138 | 138 | S-Steel | 0.31 | 0 | 1 | Magnolia 954kcm 3 | 0 | 0 | 0 | 0 | 0 | 0 | 0 | 0 | 0 | 0 | 0 | 0 | 0 | 0 | 0 | 0 | 0 | 0 | 0 | 0 | 0 | 0 | 0 | 12
NO |  | 108 | 2011 | 3 | 6 | 6 |  | Commerce | Shadow | 138 | 138 | S-Steel | 1.86 | 0 | 1 | Magnolia 954kcm 3 | 0 | 0 | 0 | 0 | 0 | 0 | 0 | 0 | 0 | 0 | 0 | 0 | 0 | 0 | 0 | 0 | 0 | 0 | 0 | 0 | 0 | 0 | 0 | 12
NO |  | 108 | 2011 | 3 | 7 | 7 |  | Sinatra | Suzanne | 138 | 138 | UG | 0.89 | 0 | 0 |  | 0 | 0 | 0 | 0 | 0 | 0 | 0 | 0 | 0 | 0 | 0 | 0 | 0 | 0 | 0 | 0 | 0 | 0 | 0 | 0 | 0 | 0 | 0 | 12
NO |  | 108 | 2011 | 3 | 8 | 8 |  | Concourse | Suzanne | 138 | 138 | S-Steel | 3.69 | 0 | 1 |  | 0 | 0 | 0 | 0 | 0 | 0 | 0 | 0 | 0 | 0 | 0 | 0 | 0 | 0 | 0 | 0 | 0 | 0 | 0 | 0 | 0 | 0 | 0 | 12
NO |  | 108 | 2011 | 3 | 9 | 9 |  | Craig | Las Vegas Cogen | 138 | 138 | H-Wood | 0.26 | 0.84 | 1 | Cardinal 954kcm 5 | 0 | 0 | 0 | 0 | 0 | 0 | 0 | 0 | 0 | 0 | 0 | 0 | 0 | 0 | 0 | 0 | 0 | 0 | 0 | 0 | 0 | 0 | 0 | 12
NO |  | 108 | 2011 | 3 | 10 | 10 |  | Craig | Pecos | 138 | 138 | S-Steel | 3.68 | 0 | 1 | Magnolia 954kcm 3 | 0 | 0 | 0 | 0 | 0 | 0 | 0 | 0 | 0 | 0 | 0 | 0 | 0 | 0 | 0 | 0 | 0 | 0 | 0 | 0 | 0 | 0 | 0 | 12
NO |  | 108 | 2011 | 3 | 11 | 11 |  | Decatur | Durango | 138 | 138 | S-Steel | 3.59 | 0 | 1 | Cardinal 954kcm 5 | 0 | 0 | 0 | 0 | 0 | 0 | 0 | 0 | 0 | 0 | 0 | 0 | 0 | 0 | 0 | 0 | 0 | 0 | 0 | 0 | 0 | 0 | 0 | 12
NO |  | 108 | 2011 | 3 | 12 | 12 |  | Decatur | Polaris | 138 | 138 | S-Steel | 2.28 | 0 | 1 | Magnolia 954kcm 3 | 0 | 0 | 0 | 0 | 0 | 0 | 0 | 0 | 0 | 0 | 0 | 0 | 0 | 0 | 0 | 0 | 0 | 0 | 0 | 0 | 0 | 0 | 0 | 12
NO |  | 108 | 2011 | 3 | 13 | 13 |  | Durango | Peace | 138 | 138 | S-Steel | 2.57 | 0 | 1 | Cardinal 954kcm 5 | 0 | 0 | 0 | 0 | 0 | 0 | 0 | 0 | 0 | 0 | 0 | 0 | 0 | 0 | 0 | 0 | 0 | 0 | 0 | 0 | 0 | 0 | 0 | 12
NO |  | 108 | 2011 | 3 | 14 | 14 |  | Durango | Westside | 138 | 138 | S-Steel | 3.31 | 0 | 1 | Cardinal 954kcm 5 | 0 | 0 | 0 | 0 | 0 | 0 | 0 | 0 | 0 | 0 | 0 | 0 | 0 | 0 | 0 | 0 | 0 | 0 | 0 | 0 | 0 | 0 | 0 | 12
NO |  | 108 | 2011 | 3 | 15 | 15 |  | El Capitan | Northwest | 138 | 138 | S-Steel | 7.81 | 0 | 1 | Cardinal 954kcm 5 | 0 | 0 | 0 | 0 | 0 | 0 | 0 | 0 | 0 | 0 | 0 | 0 | 0 | 0 | 0 | 0 | 0 | 0 | 0 | 0 | 0 | 0 | 0 | 12
NO |  | 108 | 2011 | 3 | 16 | 16 |  | Elkhorn | Northwest | 138 | 138 | S-Steel | 5.32 | 0 | 1 | Cardinal 954kcm 5 | 0 | 0 | 0 | 0 | 0 | 0 | 0 | 0 | 0 | 0 | 0 | 0 | 0 | 0 | 0 | 0 | 0 | 0 | 0 | 0 | 0 | 0 | 0 | 12
NO |  | 108 | 2011 | 3 | 17 | 17 |  | Faulkner | Warmsprings | 138 | 138 | S-Steel | 2.38 | 0 | 1 |  | 0 | 0 | 0 | 0 | 0 | 0 | 0 | 0 | 0 | 0 | 0 | 0 | 0 | 0 | 0 | 0 | 0 | 0 | 0 | 0 | 0 | 0 | 0 | 12
NO |  | 108 | 2011 | 3 | 18 | 18 |  | Faulkner | Wigwam | 138 | 138 | Underground | 4.5 | 0 | 1 |  | 0 | 0 | 0 | 0 | 0 | 0 | 0 | 0 | 0 | 0 | 0 | 0 | 0 | 0 | 0 | 0 | 0 | 0 | 0 | 0 | 0 | 0 | 0 | 12
NO |  | 108 | 2011 | 3 | 19 | 19 |  | Faulkner | Wilson | 138 | 138 | Underground | 7.84 | 0 | 1 |  | 0 | 0 | 0 | 0 | 0 | 0 | 0 | 0 | 0 | 0 | 0 | 0 | 0 | 0 | 0 | 0 | 0 | 0 | 0 | 0 | 0 | 0 | 0 | 12
NO |  | 108 | 2011 | 3 | 20 | 20 |  | Ford | Haven | 138 | 138 | S-Steel | 2.07 | 0 | 1 | Magnolia 954kcm 3 | 0 | 0 | 0 | 0 | 0 | 0 | 0 | 0 | 0 | 0 | 0 | 0 | 0 | 0 | 0 | 0 | 0 | 0 | 0 | 0 | 0 | 0 | 0 | 12
NO |  | 108 | 2011 | 3 | 21 | 21 |  | Garces | Swenson | 138 | 138 | S-Steel | 4.2 | 0 | 1 |  | 0 | 0 | 0 | 0 | 0 | 0 | 0 | 0 | 0 | 0 | 0 | 0 | 0 | 0 | 0 | 0 | 0 | 0 | 0 | 0 | 0 | 0 | 0 | 12
NO |  | 108 | 2011 | 3 | 22 | 22 |  | Gilmore(GIL) | Leavitt | 138 | 138 | S-Steel | 2.12 | 0 | 1 | Cardinal 954kcm 5 | 0 | 0 | 0 | 0 | 0 | 0 | 0 | 0 | 0 | 0 | 0 | 0 | 0 | 0 | 0 | 0 | 0 | 0 | 0 | 0 | 0 | 0 | 0 | 12
NO |  | 108 | 2011 | 3 | 23 | 23 |  | Gilmore(GIL) | Tropical | 138 | 138 | S-Steel | 3.83 | 0 | 1 | Cardinal 954kcm 5 | 0 | 0 | 0 | 0 | 0 | 0 | 0 | 0 | 0 | 0 | 0 | 0 | 0 | 0 | 0 | 0 | 0 | 0 | 0 | 0 | 0 | 0 | 0 | 12
NO |  | 108 | 2011 | 3 | 24 | 24 |  | Green Valley | Wigwam | 138 | 138 | S-Steel | 2.5 | 0 | 1 | Magnoolia 954kcm | 0 | 0 | 0 | 0 | 0 | 0 | 0 | 0 | 0 | 0 | 0 | 0 | 0 | 0 | 0 | 0 | 0 | 0 | 0 | 0 | 0 | 0 | 0 | 12
NO |  | 108 | 2011 | 3 | 25 | 25 |  | Gypsum | NCA1 | 138 | 138 | S-Steel | 0.8 | 0 | 1 |  | 0 | 0 | 0 | 0 | 0 | 0 | 0 | 0 | 0 | 0 | 0 | 0 | 0 | 0 | 0 | 0 | 0 | 0 | 0 | 0 | 0 | 0 | 0 | 12
NO |  | 108 | 2011 | 3 | 26 | 26 |  | Gypsum | Pecos | 138 | 138 | S-Steel | 11.5 | 0 | 1 |  | 0 | 0 | 0 | 0 | 0 | 0 | 0 | 0 | 0 | 0 | 0 | 0 | 0 | 0 | 0 | 0 | 0 | 0 | 0 | 0 | 0 | 0 | 0 | 12
NO |  | 108 | 2011 | 3 | 27 | 27 |  | Highland | Las Vegas Cogen | 138 | 138 | H-Wood | 4.98 | 4.2 | 1 | Cardinal 954kcm 5 | 0 | 0 | 0 | 0 | 0 | 0 | 0 | 0 | 0 | 0 | 0 | 0 | 0 | 0 | 0 | 0 | 0 | 0 | 0 | 0 | 0 | 0 | 0 | 12
NO |  | 108 | 2011 | 3 | 28 | 28 |  | Hualapai | Hualapai | 138 | 138 | S-Steel | 2 | 0 | 1 | Cardinal 954kcm 5 | 0 | 0 | 0 | 0 | 0 | 0 | 0 | 0 | 0 | 0 | 0 | 0 | 0 | 0 | 0 | 0 | 0 | 0 | 0 | 0 | 0 | 0 | 0 | 12
NO |  | 108 | 2011 | 3 | 29 | 29 |  | Indian Springs Tap of Mercu | Northwest | 138 | 138 | S-Steel | 1.04 | 0 | 1 |  | 0 | 0 | 0 | 0 | 0 | 0 | 0 | 0 | 0 | 0 | 0 | 0 | 0 | 0 | 0 | 0 | 0 | 0 | 0 | 0 | 0 | 0 | 0 | 12
NO |  | 108 | 2011 | 3 | 30 | 30 |  | Iron Mountain | Lorenzi | 138 | 138 | S-Steel | 7.78 | 0 | 1 |  | 0 | 0 | 0 | 0 | 0 | 0 | 0 | 0 | 0 | 0 | 0 | 0 | 0 | 0 | 0 | 0 | 0 | 0 | 0 | 0 | 0 | 0 | 0 | 12
NO |  | 108 | 2011 | 3 | 31 | 31 |  | Iron Mountain | Regena | 138 | 138 | S-Steel | 5.88 | 0 | 1 |  | 0 | 0 | 0 | 0 | 0 | 0 | 0 | 0 | 0 | 0 | 0 | 0 | 0 | 0 | 0 | 0 | 0 | 0 | 0 | 0 | 0 | 0 | 0 | 12
NO |  | 108 | 2011 | 3 | 32 | 32 |  | Iron Mountain | Skelton | 138 | 138 | S-Steel | 0 | 4.49 | 1 |  | 0 | 0 | 0 | 0 | 0 | 0 | 0 | 0 | 0 | 0 | 0 | 0 | 0 | 0 | 0 | 0 | 0 | 0 | 0 | 0 | 0 | 0 | 0 | 12
NO |  | 108 | 2011 | 3 | 33 | 33 |  | Iron Mountain | Washburn | 138 | 138 | S-Steel | 5.77 | 0 | 1 |  | 0 | 0 | 0 | 0 | 0 | 0 | 0 | 0 | 0 | 0 | 0 | 0 | 0 | 0 | 0 | 0 | 0 | 0 | 0 | 0 | 0 | 0 | 0 | 12
NO |  | 108 | 2011 | 3 | 34 | 34 |  | Jackass Flats | Mercury | 138 | 138 | S-Steel | 18.02 | 0 | 1 | Penguin 4/0 6/1 A | 0 | 0 | 0 | 0 | 0 | 0 | 0 | 0 | 0 | 0 | 0 | 0 | 0 | 0 | 0 | 0 | 0 | 0 | 0 | 0 | 0 | 0 | 0 | 12
NO |  | 108 | 2011 | 3 | 35 | 35 |  | Keehn | Magnolia | 138 | 138 | S-Steel | 3.73 | 0 | 1 | Cardinal 954kcm A | 0 | 0 | 0 | 0 | 0 | 0 | 0 | 0 | 0 | 0 | 0 | 0 | 0 | 0 | 0 | 0 | 0 | 0 | 0 | 0 | 0 | 0 | 0 | 12
NO |  | 108 | 2011 | 4 | 1 | 1 |  | Leavitt | Miller | 138 | 138 | S-Steel | 1.78 | 0 | 1 | Magnolia 954kcm 3 | 0 | 0 | 0 | 0 | 0 | 0 | 0 | 0 | 0 | 0 | 0 | 0 | 0 | 0 | 0 | 0 | 0 | 0 | 0 | 0 | 0 | 0 | 0 | 12
NO |  | 108 | 2011 | 4 | 2 | 2 |  | Lincoln | Pecos | 138 | 138 | S-Steel | 5.04 | 0 | 1 |  | 0 | 0 | 0 | 0 | 0 | 0 | 0 | 0 | 0 | 0 | 0 | 0 | 0 | 0 | 0 | 0 | 0 | 0 | 0 | 0 | 0 | 0 | 0 | 12
NO |  | 108 | 2011 | 4 | 3 | 3 |  | Lone Mountain | Summerlin | 138 | 138 | S-Steel | 4.98 | 0 | 1 | Magnolia 954kcm 3 | 0 | 0 | 0 | 0 | 0 | 0 | 0 | 0 | 0 | 0 | 0 | 0 | 0 | 0 | 0 | 0 | 0 | 0 | 0 | 0 | 0 | 0 | 0 | 12
NO |  | 108 | 2011 | 4 | 4 | 4 |  | Lorenzi | Tenaya | 138 | 138 | S-Steel | 3.21 | 0 | 1 | Magnolia 954kcm 3 | 0 | 0 | 0 | 0 | 0 | 0 | 0 | 0 | 0 | 0 | 0 | 0 | 0 | 0 | 0 | 0 | 0 | 0 | 0 | 0 | 0 | 0 | 0 | 12
NO |  | 108 | 2011 | 4 | 5 | 5 |  | McDonald | Procyon | 138 | 138 | S-Steel | 1.71 | 0 | 1 |  | 0 | 0 | 0 | 0 | 0 | 0 | 0 | 0 | 0 | 0 | 0 | 0 | 0 | 0 | 0 | 0 | 0 | 0 | 0 | 0 | 0 | 0 | 0 | 12
NO |  | 108 | 2011 | 4 | 6 | 6 |  | McDonald | Quail | 138 | 138 | S-Steel | 3.92 | 0 | 1 | Cardinal 954kcm 5 | 0 | 0 | 0 | 0 | 0 | 0 | 0 | 0 | 0 | 0 | 0 | 0 | 0 | 0 | 0 | 0 | 0 | 0 | 0 | 0 | 0 | 0 | 0 | 12
NO |  | 108 | 2011 | 4 | 7 | 7 |  | Mercury | Northwest | 138 | 138 | S-Steel | 46.8 | 0 | 1 | Penguin 4/0 6/1 A | 0 | 0 | 0 | 0 | 0 | 0 | 0 | 0 | 0 | 0 | 0 | 0 | 0 | 0 | 0 | 0 | 0 | 0 | 0 | 0 | 0 | 0 | 0 | 12
NO |  | 108 | 2011 | 4 | 8 | 8 |  | Michael Way | Pecos | 138 | 138 | UG | 0.55 | 0 | 0 |  | 0 | 0 | 0 | 0 | 0 | 0 | 0 | 0 | 0 | 0 | 0 | 0 | 0 | 0 | 0 | 0 | 0 | 0 | 0 | 0 | 0 | 0 | 0 | 12
NO |  | 108 | 2011 | 4 | 9 | 9 |  | Michael Way | Pecos | 138 | 138 | S-Steel | 14.65 | 0 | 1 | Magnolia 954kcm 3 | 0 | 0 | 0 | 0 | 0 | 0 | 0 | 0 | 0 | 0 | 0 | 0 | 0 | 0 | 0 | 0 | 0 | 0 | 0 | 0 | 0 | 0 | 0 | 12
NO |  | 108 | 2011 | 4 | 10 | 10 |  | Mountain's Edge | Riley | 138 | 138 | S-Steel | 3.81 | 0 | 1 |  | 0 | 0 | 0 | 0 | 0 | 0 | 0 | 0 | 0 | 0 | 0 | 0 | 0 | 0 | 0 | 0 | 0 | 0 | 0 | 0 | 0 | 0 | 0 | 12
NO |  | 108 | 2011 | 4 | 11 | 11 |  | Peace | Sparta | 138 | 138 | S-Steel | 1.95 | 0 | 1 |  | 0 | 0 | 0 | 0 | 0 | 0 | 0 | 0 | 0 | 0 | 0 | 0 | 0 | 0 | 0 | 0 | 0 | 0 | 0 | 0 | 0 | 0 | 0 | 12
NO |  | 108 | 2011 | 4 | 12 | 12 |  | Pebble | Tolson | 138 | 138 | S-Steel | 2.33 | 0 | 1 | Magnolia 954kcm 3 | 0 | 0 | 0 | 0 | 0 | 0 | 0 | 0 | 0 | 0 | 0 | 0 | 0 | 0 | 0 | 0 | 0 | 0 | 0 | 0 | 0 | 0 | 0 | 12
NO |  | 108 | 2011 | 4 | 13 | 13 |  | Pebble | Wilson | 138 | 138 | S-Steel | 3.31 | 0 | 1 | Magnolia 954kcm 3 | 0 | 0 | 0 | 0 | 0 | 0 | 0 | 0 | 0 | 0 | 0 | 0 | 0 | 0 | 0 | 0 | 0 | 0 | 0 | 0 | 0 | 0 | 0 | 12
NO |  | 108 | 2011 | 4 | 14 | 14 |  | Pecos | Shadow | 138 | 138 | S-Steel | 7.17 | 3.43 | 1 | Cardinal 954kcm 5 | 0 | 0 | 0 | 0 | 0 | 0 | 0 | 0 | 0 | 0 | 0 | 0 | 0 | 0 | 0 | 0 | 0 | 0 | 0 | 0 | 0 | 0 | 0 | 12
NO |  | 108 | 2011 | 4 | 15 | 15 |  | Pecos | SNWA Lamb #1 | 138 | 138 | S-Steel | 1.95 | 0 | 1 |  | 0 | 0 | 0 | 0 | 0 | 0 | 0 | 0 | 0 | 0 | 0 | 0 | 0 | 0 | 0 | 0 | 0 | 0 | 0 | 0 | 0 | 0 | 0 | 12
NO |  | 108 | 2011 | 4 | 16 | 16 |  | Pecos | SNWA Lamb #2 | 138 | 138 | S-Steel | 1.95 | 0 | 1 |  | 0 | 0 | 0 | 0 | 0 | 0 | 0 | 0 | 0 | 0 | 0 | 0 | 0 | 0 | 0 | 0 | 0 | 0 | 0 | 0 | 0 | 0 | 0 | 12
NO |  | 108 | 2011 | 4 | 17 | 17 |  | Pecos | Tropical | 138 | 138 | S-Steel | 2.52 | 0 | 1 | Cardinal 954kcm 5 | 0 | 0 | 0 | 0 | 0 | 0 | 0 | 0 | 0 | 0 | 0 | 0 | 0 | 0 | 0 | 0 | 0 | 0 | 0 | 0 | 0 | 0 | 0 | 12
NO |  | 108 | 2011 | 4 | 18 | 18 |  | Procyon | Railroad | 138 | 138 | S-Steel | 3.62 | 0 | 1 |  | 0 | 0 | 0 | 0 | 0 | 0 | 0 | 0 | 0 | 0 | 0 | 0 | 0 | 0 | 0 | 0 | 0 | 0 | 0 | 0 | 0 | 0 | 0 | 12
NO |  | 108 | 2011 | 4 | 19 | 19 |  | Radar Tap of Mercury | Northwest | 138 | 138 | S-Steel | 0.02 | 0 | 1 |  | 0 | 0 | 0 | 0 | 0 | 0 | 0 | 0 | 0 | 0 | 0 | 0 | 0 | 0 | 0 | 0 | 0 | 0 | 0 | 0 | 0 | 0 | 0 | 12
NO |  | 108 | 2011 | 4 | 20 | 20 |  | Redrock | Village | 138 | 138 | S-Steel | 1.72 | 0 | 1 | Cardinal 954kcm 5 | 0 | 0 | 0 | 0 | 0 | 0 | 0 | 0 | 0 | 0 | 0 | 0 | 0 | 0 | 0 | 0 | 0 | 0 | 0 | 0 | 0 | 0 | 0 | 12
NO |  | 108 | 2011 | 4 | 21 | 21 |  | Regena | Skelton | 138 | 138 | S-Steel | 1.89 | 0 | 1 |  | 0 | 0 | 0 | 0 | 0 | 0 | 0 | 0 | 0 | 0 | 0 | 0 | 0 | 0 | 0 | 0 | 0 | 0 | 0 | 0 | 0 | 0 | 0 | 12
NO |  | 108 | 2011 | 4 | 22 | 22 |  | Riley | Robindale | 138 | 138 | S-Steel | 4.69 | 0 | 1 |  | 0 | 0 | 0 | 0 | 0 | 0 | 0 | 0 | 0 | 0 | 0 | 0 | 0 | 0 | 0 | 0 | 0 | 0 | 0 | 0 | 0 | 0 | 0 | 12
NO |  | 108 | 2011 | 4 | 23 | 23 |  | Robindale | Tomsik | 138 | 138 | S-Steel | 2.24 | 0 | 1 |  | 0 | 0 | 0 | 0 | 0 | 0 | 0 | 0 | 0 | 0 | 0 | 0 | 0 | 0 | 0 | 0 | 0 | 0 | 0 | 0 | 0 | 0 | 0 | 12
NO |  | 108 | 2011 | 4 | 24 | 24 |  | Saguaro | Warmsprings | 138 | 138 | S-Steel | 4.39 | 0 | 1 | Cardinal 954kcm 5 | 0 | 0 | 0 | 0 | 0 | 0 | 0 | 0 | 0 | 0 | 0 | 0 | 0 | 0 | 0 | 0 | 0 | 0 | 0 | 0 | 0 | 0 | 0 | 12
NO |  | 108 | 2011 | 4 | 25 | 25 |  | Snow Mountain Tap of Mercur | Northwest | 138 | 138 | S-Steel | 0.02 | 0 | 1 |  | 0 | 0 | 0 | 0 | 0 | 0 | 0 | 0 | 0 | 0 | 0 | 0 | 0 | 0 | 0 | 0 | 0 | 0 | 0 | 0 | 0 | 0 | 0 | 12
NO |  | 108 | 2011 | 4 | 26 | 26 |  | Spencer | Swenson | 138 | 138 | S-Steel | 1.84 | 0 | 1 |  | 0 | 0 | 0 | 0 | 0 | 0 | 0 | 0 | 0 | 0 | 0 | 0 | 0 | 0 | 0 | 0 | 0 | 0 | 0 | 0 | 0 | 0 | 0 | 12
NO |  | 108 | 2011 | 4 | 27 | 27 |  | Strip | Venetian | 138 | 138 | Underground | 0.47 | 0 | 1 |  | 0 | 0 | 0 | 0 | 0 | 0 | 0 | 0 | 0 | 0 | 0 | 0 | 0 | 0 | 0 | 0 | 0 | 0 | 0 | 0 | 0 | 0 | 0 | 12
NO |  | 108 | 2011 | 4 | 28 | 28 |  | Sunrise | Winterwood North | 138 | 138 | S-Steel | 1.01 | 0 | 1 | Cardinal 954kcm 5 | 0 | 0 | 0 | 0 | 0 | 0 | 0 | 0 | 0 | 0 | 0 | 0 | 0 | 0 | 0 | 0 | 0 | 0 | 0 | 0 | 0 | 0 | 0 | 12
NO |  | 108 | 2011 | 4 | 29 | 29 |  | Sunrise | Winterwood South | 138 | 138 | S-Steel | 1.01 | 0 | 1 | Cardinal 954kcm 5 | 0 | 0 | 0 | 0 | 0 | 0 | 0 | 0 | 0 | 0 | 0 | 0 | 0 | 0 | 0 | 0 | 0 | 0 | 0 | 0 | 0 | 0 | 0 | 12
NO |  | 108 | 2011 | 4 | 30 | 30 |  | Tenaya | Westside | 138 | 138 | S-Steel | 4.34 | 0 | 1 | Magnolia 954kcm 3 | 0 | 0 | 0 | 0 | 0 | 0 | 0 | 0 | 0 | 0 | 0 | 0 | 0 | 0 | 0 | 0 | 0 | 0 | 0 | 0 | 0 | 0 | 0 | 12
NO |  | 108 | 2011 | 4 | 31 | 31 |  | Vegas | Westside | 138 | 138 | S-Steel | 1.97 | 0 | 1 | Magnolia 954kcm 3 | 0 | 0 | 0 | 0 | 0 | 0 | 0 | 0 | 0 | 0 | 0 | 0 | 0 | 0 | 0 | 0 | 0 | 0 | 0 | 0 | 0 | 0 | 0 | 12
NO |  | 108 | 2011 | 4 | 32 | 32 |  | 138 KV Costs |  | 0 | 0 |  | 0 | 0 | 0 |  | 31287297 | 116410696 | 147697993 | 2457179 | 63247 | 267751 | 2788177 | 0 | 0 | 0 | 0 | 0 | 0 | 0 | 0 | 0 | 0 | 0 | 0 | 0 | 0 | 0 | 0 | 12
NO |  | 108 | 2011 | 4 | 33 | 33 |  | 138 KV Subtotal |  | 0 | 0 |  | 412.86 | 22.17 | 103 |  | 31287297 | 116410696 | 147697993 | 2457179 | 63247 | 267751 | 2788177 | 0 | 0 | 0 | 0 | 0 | 0 | 0 | 0 | 0 | 0 | 0 | 0 | 0 | 0 | 0 | 0 | 12
SI/SI | A | 108 | 2011 | 4 | 34 | 34 |  | Advanced Water Treatment Ta | Winterwood | 69 | 69 | S-Wood | 0.15 | 0 | 1 |  | 0 | 0 | 0 | 0 | 0 | 0 | 0 | 0 | 0 | 0 | 0 | 0 | 0 | 0 | 0 | 0 | 0 | 0 | 0 | 0 | 0 | 0 | 0 | 12
SI/SI | A | 108 | 2011 | 4 | 35 | 35 |  | Alta - CHR | Westside | 69 | 69 | S-Wood | 5.64 | 0 | 1 | Orchid 636kcm 37 | 0 | 0 | 0 | 0 | 0 | 0 | 0 | 0 | 0 | 0 | 0 | 0 | 0 | 0 | 0 | 0 | 0 | 0 | 0 | 0 | 0 | 0 | 0 | 12
SI/SI | A | 108 | 2011 | 5 | 1 | 1 |  | Alta | Michael Way | 69 | 69 | S-Steel | 2.58 | 0 | 1 | Magnolia 954kcm 3 | 0 | 0 | 0 | 0 | 0 | 0 | 0 | 0 | 0 | 0 | 0 | 0 | 0 | 0 | 0 | 0 | 0 | 0 | 0 | 0 | 0 | 0 | 0 | 12
SI/SI | A | 108 | 2011 | 5 | 2 | 2 |  | Alta | Shadow | 69 | 69 | S-Steel | 0 | 0.4 | 1 | Magnolia 954kcm 3 | 0 | 0 | 0 | 0 | 0 | 0 | 0 | 0 | 0 | 0 | 0 | 0 | 0 | 0 | 0 | 0 | 0 | 0 | 0 | 0 | 0 | 0 | 0 | 12
SI/SI | A | 108 | 2011 | 5 | 3 | 3 |  | Apex Tap of Gypsum Tap of N | Sheep Mountain | 69 | 69 | S-Steel | 1.06 | 0 | 1 |  | 0 | 0 | 0 | 0 | 0 | 0 | 0 | 0 | 0 | 0 | 0 | 0 | 0 | 0 | 0 | 0 | 0 | 0 | 0 | 0 | 0 | 0 | 0 | 12
SI/SI | A | 108 | 2011 | 5 | 4 | 4 |  | Arden | Jean | 69 | 69 | S-Steel | 21.6 | 0 | 1 | Magnolia 954kcm 3 | 0 | 0 | 0 | 0 | 0 | 0 | 0 | 0 | 0 | 0 | 0 | 0 | 0 | 0 | 0 | 0 | 0 | 0 | 0 | 0 | 0 | 0 | 0 | 12
SI/SI | A | 108 | 2011 | 5 | 5 | 5 |  | Arden | Oquendo | 69 | 69 | S-Steel | 7.41 | 0 | 1 | Linnet 336 26/7 A | 0 | 0 | 0 | 0 | 0 | 0 | 0 | 0 | 0 | 0 | 0 | 0 | 0 | 0 | 0 | 0 | 0 | 0 | 0 | 0 | 0 | 0 | 0 | 12
SI/SI | A | 108 | 2011 | 5 | 6 | 6 |  | Artesian | Mayfair | 69 | 69 | S-Wood | 1.79 | 0 | 1 | Magnolia 954kcm 3 | 0 | 0 | 0 | 0 | 0 | 0 | 0 | 0 | 0 | 0 | 0 | 0 | 0 | 0 | 0 | 0 | 0 | 0 | 0 | 0 | 0 | 0 | 0 | 12
SI/SI | A | 108 | 2011 | 5 | 7 | 7 |  | Artesian | North Las Vegas | 69 | 69 | S-Wood | 2 | 0 | 1 | Magnolia 954kcm 3 | 0 | 0 | 0 | 0 | 0 | 0 | 0 | 0 | 0 | 0 | 0 | 0 | 0 | 0 | 0 | 0 | 0 | 0 | 0 | 0 | 0 | 0 | 0 | 12
SI/SI | A | 108 | 2011 | 5 | 8 | 8 |  | Artesian | Winterwood | 69 | 69 | H-Wood | 5.42 | 0.5 | 1 | Orchid 636kcm 37 | 0 | 0 | 0 | 0 | 0 | 0 | 0 | 0 | 0 | 0 | 0 | 0 | 0 | 0 | 0 | 0 | 0 | 0 | 0 | 0 | 0 | 0 | 0 | 12
SI/SI | A | 108 | 2011 | 5 | 9 | 9 |  | Balboa Tap of Clark | Equestrian | 69 | 69 | S-Steel | 0.2 | 0 | 1 | Magnolia 954kcm 3 | 0 | 0 | 0 | 0 | 0 | 0 | 0 | 0 | 0 | 0 | 0 | 0 | 0 | 0 | 0 | 0 | 0 | 0 | 0 | 0 | 0 | 0 | 0 | 12
SI/SI | A | 108 | 2011 | 5 | 10 | 10 |  | Big Bend Tap of Laughlin | Southpoint | 69 | 69 | S-Wood | 0.5 | 0 | 1 |  | 0 | 0 | 0 | 0 | 0 | 0 | 0 | 0 | 0 | 0 | 0 | 0 | 0 | 0 | 0 | 0 | 0 | 0 | 0 | 0 | 0 | 0 | 0 | 12
SI/SI | A | 108 | 2011 | 5 | 11 | 11 |  | BMI Tap of National Park Se | Water Street | 69 | 69 | S-Wood | 2.71 | 0 | 1 | 2/0 Copper | 0 | 0 | 0 | 0 | 0 | 0 | 0 | 0 | 0 | 0 | 0 | 0 | 0 | 0 | 0 | 0 | 0 | 0 | 0 | 0 | 0 | 0 | 0 | 12
SI/SI | A | 108 | 2011 | 5 | 12 | 12 |  | Boulder Beach Tap of Equest | Mead #1 | 69 | 69 | S-Wood | 0.01 | 0 | 1 | Cardinal 954kcm 5 | 0 | 0 | 0 | 0 | 0 | 0 | 0 | 0 | 0 | 0 | 0 | 0 | 0 | 0 | 0 | 0 | 0 | 0 | 0 | 0 | 0 | 0 | 0 | 12
SI/SI | A | 108 | 2011 | 5 | 13 | 13 |  | Brine Tap | Clark East | 69 | 69 | S-Steel | 0 | 0 | 1 | Magnolia 954kcm 3 | 0 | 0 | 0 | 0 | 0 | 0 | 0 | 0 | 0 | 0 | 0 | 0 | 0 | 0 | 0 | 0 | 0 | 0 | 0 | 0 | 0 | 0 | 0 | 12
SI/SI | A | 108 | 2011 | 5 | 14 | 14 |  | Carey | DeBuono | 69 | 69 | S-Steel | 2.26 | 0 | 1 | Cardinal 954kcm 5 | 0 | 0 | 0 | 0 | 0 | 0 | 0 | 0 | 0 | 0 | 0 | 0 | 0 | 0 | 0 | 0 | 0 | 0 | 0 | 0 | 0 | 0 | 0 | 12
SI/SI | A | 108 | 2011 | 5 | 15 | 15 |  | Carey | Nellis | 69 | 69 | S-Steel | 3.96 | 0 | 1 | Cardinal 954kcm 5 | 0 | 0 | 0 | 0 | 0 | 0 | 0 | 0 | 0 | 0 | 0 | 0 | 0 | 0 | 0 | 0 | 0 | 0 | 0 | 0 | 0 | 0 | 0 | 12
SI/SI | A | 108 | 2011 | 5 | 16 | 16 |  | Carey | North Las Vegas | 69 | 69 | S-Steel | 3.18 | 0 | 1 | Magnolia 954kcm 3 | 0 | 0 | 0 | 0 | 0 | 0 | 0 | 0 | 0 | 0 | 0 | 0 | 0 | 0 | 0 | 0 | 0 | 0 | 0 | 0 | 0 | 0 | 0 | 12
SI/SI | A | 108 | 2011 | 5 | 17 | 17 |  | Carey | Pabco | 69 | 69 | S-Steel | 11.2 | 0 | 1 | Magnolia 954kcm 3 | 0 | 0 | 0 | 0 | 0 | 0 | 0 | 0 | 0 | 0 | 0 | 0 | 0 | 0 | 0 | 0 | 0 | 0 | 0 | 0 | 0 | 0 | 0 | 12
SI/SI | A | 108 | 2011 | 5 | 18 | 18 |  | Carey | Washington | 69 | 69 | S-Steel | 1.58 | 0 | 1 | Magnolia 954kcm 3 | 0 | 0 | 0 | 0 | 0 | 0 | 0 | 0 | 0 | 0 | 0 | 0 | 0 | 0 | 0 | 0 | 0 | 0 | 0 | 0 | 0 | 0 | 0 | 12
SI/SI | A | 108 | 2011 | 5 | 19 | 19 |  | City of Henderson | Equestrian | 69 | 69 | S-Wood | 6.27 | 0 | 1 | Magnolia 954kcm 3 | 0 | 0 | 0 | 0 | 0 | 0 | 0 | 0 | 0 | 0 | 0 | 0 | 0 | 0 | 0 | 0 | 0 | 0 | 0 | 0 | 0 | 0 | 0 | 12
SI/SI | A | 108 | 2011 | 5 | 20 | 20 |  | City of Henderson | Winterwood | 69 | 69 | S-Wood | 7.37 | 0 | 1 | Magnolia 954kcm 3 | 0 | 0 | 0 | 0 | 0 | 0 | 0 | 0 | 0 | 0 | 0 | 0 | 0 | 0 | 0 | 0 | 0 | 0 | 0 | 0 | 0 | 0 | 0 | 12
SI/SI | A | 108 | 2011 | 5 | 21 | 21 |  | Clark | Equestrian | 69 | 69 | S-Steel | 9.18 | 0 | 1 | Magnolia 954kcm 3 | 0 | 0 | 0 | 0 | 0 | 0 | 0 | 0 | 0 | 0 | 0 | 0 | 0 | 0 | 0 | 0 | 0 | 0 | 0 | 0 | 0 | 0 | 0 | 12
SI/SI | A | 108 | 2011 | 5 | 22 | 22 |  | Clark | Flamingo | 69 | 69 | S-Steel | 8.5 | 0 | 1 | Magnolia 954kcm 3 | 0 | 0 | 0 | 0 | 0 | 0 | 0 | 0 | 0 | 0 | 0 | 0 | 0 | 0 | 0 | 0 | 0 | 0 | 0 | 0 | 0 | 0 | 0 | 12
SI/SI | A | 108 | 2011 | 5 | 23 | 23 |  | Clark | San Francisco | 69 | 69 | S-Wood | 7.04 | 0 | 1 | Magnolia 954kcm 3 | 0 | 0 | 0 | 0 | 0 | 0 | 0 | 0 | 0 | 0 | 0 | 0 | 0 | 0 | 0 | 0 | 0 | 0 | 0 | 0 | 0 | 0 | 0 | 12
SI/SI | A | 108 | 2011 | 5 | 24 | 24 |  | Clark | Pearl | 69 | 69 | S-Wood | 5.3 | 0 | 1 | Magnolia 954kcm 3 | 0 | 0 | 0 | 0 | 0 | 0 | 0 | 0 | 0 | 0 | 0 | 0 | 0 | 0 | 0 | 0 | 0 | 0 | 0 | 0 | 0 | 0 | 0 | 12
SI/SI | A | 108 | 2011 | 5 | 25 | 25 |  | Clark | Water Street East | 69 | 69 | S-Steel | 5.97 | 0 | 1 | Cardinal 954kcm 5 | 0 | 0 | 0 | 0 | 0 | 0 | 0 | 0 | 0 | 0 | 0 | 0 | 0 | 0 | 0 | 0 | 0 | 0 | 0 | 0 | 0 | 0 | 0 | 12
SI/SI | A | 108 | 2011 | 5 | 26 | 26 |  | Clark | Water Street West | 69 | 69 | S-Steel | 5.97 | 0 | 1 | Cardinal 954kcm 5 | 0 | 0 | 0 | 0 | 0 | 0 | 0 | 0 | 0 | 0 | 0 | 0 | 0 | 0 | 0 | 0 | 0 | 0 | 0 | 0 | 0 | 0 | 0 | 12
SI/SI | A | 108 | 2011 | 5 | 27 | 27 |  | Clark | Winterwood | 69 | 69 | S-Wood | 5.4 | 0 | 1 | Orchid 636kcm 37 | 0 | 0 | 0 | 0 | 0 | 0 | 0 | 0 | 0 | 0 | 0 | 0 | 0 | 0 | 0 | 0 | 0 | 0 | 0 | 0 | 0 | 0 | 0 | 12
SI/SI | A | 108 | 2011 | 5 | 28 | 28 |  | CRC Newport | CRC River Mountain #1 | 69 | 69 | S-Steel | 0 | 0 | 1 |  | 0 | 0 | 0 | 0 | 0 | 0 | 0 | 0 | 0 | 0 | 0 | 0 | 0 | 0 | 0 | 0 | 0 | 0 | 0 | 0 | 0 | 0 | 0 | 12
SI/SI | A | 108 | 2011 | 5 | 29 | 29 |  | CRC Newport | CRC River Mountain #2 | 69 | 69 | S-Steel | 0 | 0 | 1 |  | 0 | 0 | 0 | 0 | 0 | 0 | 0 | 0 | 0 | 0 | 0 | 0 | 0 | 0 | 0 | 0 | 0 | 0 | 0 | 0 | 0 | 0 | 0 | 12
SI/SI | A | 108 | 2011 | 5 | 30 | 30 |  | DeBuono | SNWA Sloan | 69 | 69 | S-Steel | 1.21 | 0 | 1 | 90% Cardinal 954k | 0 | 0 | 0 | 0 | 0 | 0 | 0 | 0 | 0 | 0 | 0 | 0 | 0 | 0 | 0 | 0 | 0 | 0 | 0 | 0 | 0 | 0 | 0 | 12
SI/SI | A | 108 | 2011 | 5 | 31 | 31 |  | Decatur | Oquendo | 69 | 69 | S-Wood | 2.5 | 1.74 | 1 | Magnolia 954kcm 3 | 0 | 0 | 0 | 0 | 0 | 0 | 0 | 0 | 0 | 0 | 0 | 0 | 0 | 0 | 0 | 0 | 0 | 0 | 0 | 0 | 0 | 0 | 0 | 12
SI/SI | A | 108 | 2011 | 5 | 32 | 32 |  | Decatur | Valley View | 69 | 69 | S-Steel | 1.36 | 0 | 1 | Narcissus 1272kcm | 0 | 0 | 0 | 0 | 0 | 0 | 0 | 0 | 0 | 0 | 0 | 0 | 0 | 0 | 0 | 0 | 0 | 0 | 0 | 0 | 0 | 0 | 0 | 12
SI/SI | A | 108 | 2011 | 5 | 33 | 33 |  | Decatur | Westside | 69 | 69 | S-Steel | 4.32 | 2.36 | 1 |  | 0 | 0 | 0 | 0 | 0 | 0 | 0 | 0 | 0 | 0 | 0 | 0 | 0 | 0 | 0 | 0 | 0 | 0 | 0 | 0 | 0 | 0 | 0 | 12
SI/SI | A | 108 | 2011 | 5 | 34 | 34 |  | Decatur East Tap of Rosanna | Tam | 69 | 69 | S-Steel | 2.51 | 0 | 1 | Magnolia 954kcm 3 | 0 | 0 | 0 | 0 | 0 | 0 | 0 | 0 | 0 | 0 | 0 | 0 | 0 | 0 | 0 | 0 | 0 | 0 | 0 | 0 | 0 | 0 | 0 | 12
SI/SI | A | 108 | 2011 | 5 | 35 | 35 |  | Decatur West Tap of Rosanna | Tam | 69 | 69 | S-Steel | 2.37 | 0 | 1 | Magnolia 954kcm 3 | 0 | 0 | 0 | 0 | 0 | 0 | 0 | 0 | 0 | 0 | 0 | 0 | 0 | 0 | 0 | 0 | 0 | 0 | 0 | 0 | 0 | 0 | 0 | 12
SI/SI | S | 108 | 2011 | 6 | 1 | 1 |  | El Rancho | Highland | 69 | 69 | Underground | 0.08 | 0 | 1 |  | 0 | 0 | 0 | 0 | 0 | 0 | 0 | 0 | 0 | 0 | 0 | 0 | 0 | 0 | 0 | 0 | 0 | 0 | 0 | 0 | 0 | 0 | 0 | 12
SI/SI | A | 108 | 2011 | 6 | 2 | 2 |  | Equestrian | Lake Las Vegas | 69 | 69 | S-Wood | 5.42 | 0 | 1 |  | 0 | 0 | 0 | 0 | 0 | 0 | 0 | 0 | 0 | 0 | 0 | 0 | 0 | 0 | 0 | 0 | 0 | 0 | 0 | 0 | 0 | 0 | 0 | 12
SI/SI | A | 108 | 2011 | 6 | 3 | 3 |  | Equestrian | Lindquist | 69 | 69 | S-Steel | 4.69 | 0 | 1 |  | 0 | 0 | 0 | 0 | 0 | 0 | 0 | 0 | 0 | 0 | 0 | 0 | 0 | 0 | 0 | 0 | 0 | 0 | 0 | 0 | 0 | 0 | 0 | 12
SI/SI | A | 108 | 2011 | 6 | 4 | 4 |  | Equestrian | Mead #1 | 69 | 69 | S-Steel | 20 | 0 | 1 | Cardinal 954kcm 5 | 0 | 0 | 0 | 0 | 0 | 0 | 0 | 0 | 0 | 0 | 0 | 0 | 0 | 0 | 0 | 0 | 0 | 0 | 0 | 0 | 0 | 0 | 0 | 12
SI/SI | A | 108 | 2011 | 6 | 5 | 5 |  | Equestrian | Mead #2 | 69 | 69 | S-Steel | 17.4 | 0 | 1 | Cardinal 954kcm 5 | 0 | 0 | 0 | 0 | 0 | 0 | 0 | 0 | 0 | 0 | 0 | 0 | 0 | 0 | 0 | 0 | 0 | 0 | 0 | 0 | 0 | 0 | 0 | 12
SI/SI | A | 108 | 2011 | 6 | 6 | 6 |  | Equestrian | Mission | 69 | 69 | S-Steel | 3.95 | 0 | 1 | Cardinal 954kcm 5 | 0 | 0 | 0 | 0 | 0 | 0 | 0 | 0 | 0 | 0 | 0 | 0 | 0 | 0 | 0 | 0 | 0 | 0 | 0 | 0 | 0 | 0 | 0 | 12
SI/SI | S | 108 | 2011 | 6 | 7 | 7 |  | Excalibur | MGM | 69 | 69 | Underground | 2.03 | 0 | 1 | Magnolia 954kcm 3 | 0 | 0 | 0 | 0 | 0 | 0 | 0 | 0 | 0 | 0 | 0 | 0 | 0 | 0 | 0 | 0 | 0 | 0 | 0 | 0 | 0 | 0 | 0 | 12
SI/SI | S | 108 | 2011 | 6 | 8 | 8 |  | Excalibur | Oquendo | 69 | 69 | Underground | 1.86 | 0 | 1 | Magnolia 954kcm 3 | 0 | 0 | 0 | 0 | 0 | 0 | 0 | 0 | 0 | 0 | 0 | 0 | 0 | 0 | 0 | 0 | 0 | 0 | 0 | 0 | 0 | 0 | 0 | 12
SI/SI | S | 108 | 2011 | 6 | 9 | 9 |  | Flamingo | MGM | 69 | 69 | Underground | 1.18 | 0 | 1 | Magnolia 954kcm 3 | 0 | 0 | 0 | 0 | 0 | 0 | 0 | 0 | 0 | 0 | 0 | 0 | 0 | 0 | 0 | 0 | 0 | 0 | 0 | 0 | 0 | 0 | 0 | 12
SI/SI | A | 108 | 2011 | 6 | 10 | 10 |  | Flamingo | Spencer | 69 | 69 | S-Wood | 1.32 | 0.48 | 1 | Magnolia 954kcm 3 | 0 | 0 | 0 | 0 | 0 | 0 | 0 | 0 | 0 | 0 | 0 | 0 | 0 | 0 | 0 | 0 | 0 | 0 | 0 | 0 | 0 | 0 | 0 | 12
SI/SI | A | 108 | 2011 | 6 | 11 | 11 |  | Flamingo | Valley View | 69 | 69 | S-Steel | 0.71 | 0 | 1 | Magnolia 954kcm 3 | 0 | 0 | 0 | 0 | 0 | 0 | 0 | 0 | 0 | 0 | 0 | 0 | 0 | 0 | 0 | 0 | 0 | 0 | 0 | 0 | 0 | 0 | 0 | 12
SI/SI | S | 108 | 2011 | 6 | 12 | 12 |  | Flamingo | Valley View | 69 | 69 | UG | 0.9 | 0 | 0 |  | 0 | 0 | 0 | 0 | 0 | 0 | 0 | 0 | 0 | 0 | 0 | 0 | 0 | 0 | 0 | 0 | 0 | 0 | 0 | 0 | 0 | 0 | 0 | 12
SI/SI | A | 108 | 2011 | 6 | 13 | 13 |  | Garces | Highland | 69 | 69 | S-Steel | 1.98 | 0 | 1 | Magnolia 954kcm 3 | 0 | 0 | 0 | 0 | 0 | 0 | 0 | 0 | 0 | 0 | 0 | 0 | 0 | 0 | 0 | 0 | 0 | 0 | 0 | 0 | 0 | 0 | 0 | 12
SI/SI | A | 108 | 2011 | 6 | 14 | 14 |  | Garces | Lewis | 69 | 69 | S-Steel | 0.33 | 0 | 1 | Magnolia 954kcm 3 | 0 | 0 | 0 | 0 | 0 | 0 | 0 | 0 | 0 | 0 | 0 | 0 | 0 | 0 | 0 | 0 | 0 | 0 | 0 | 0 | 0 | 0 | 0 | 12
SI/SI | A | 108 | 2011 | 6 | 15 | 15 |  | Garces | Mayfair | 69 | 69 | S-Steel | 0.11 | 1.04 | 1 | Orchid 636kcm 37 | 0 | 0 | 0 | 0 | 0 | 0 | 0 | 0 | 0 | 0 | 0 | 0 | 0 | 0 | 0 | 0 | 0 | 0 | 0 | 0 | 0 | 0 | 0 | 12
SI/SI | A | 108 | 2011 | 6 | 16 | 16 |  | Good Springs Tap of Arden | Jean | 69 | 69 | S-Steel | 3.4 | 0 | 1 | 2A Copperweld | 0 | 0 | 0 | 0 | 0 | 0 | 0 | 0 | 0 | 0 | 0 | 0 | 0 | 0 | 0 | 0 | 0 | 0 | 0 | 0 | 0 | 0 | 0 | 12
SI/SI | A | 108 | 2011 | 6 | 17 | 17 |  | Gypsum Tap of Nellis | Sheep Mountain | 69 | 69 | S-Steel | 3.65 | 0 | 1 |  | 0 | 0 | 0 | 0 | 0 | 0 | 0 | 0 | 0 | 0 | 0 | 0 | 0 | 0 | 0 | 0 | 0 | 0 | 0 | 0 | 0 | 0 | 0 | 12
SI/SI | A | 108 | 2011 | 6 | 18 | 18 |  | Hacienda Tap of Clark | Pearl | 69 | 69 | S-Wood | 0.21 | 0 | 1 | Magnolia 954kcm 3 | 0 | 0 | 0 | 0 | 0 | 0 | 0 | 0 | 0 | 0 | 0 | 0 | 0 | 0 | 0 | 0 | 0 | 0 | 0 | 0 | 0 | 0 | 0 | 12
SI/SI | A | 108 | 2011 | 6 | 19 | 19 |  | Highland | Lynnwood | 69 | 69 | S-Steel | 1.33 | 0 | 1 | Orchid 636kcm 37 | 0 | 0 | 0 | 0 | 0 | 0 | 0 | 0 | 0 | 0 | 0 | 0 | 0 | 0 | 0 | 0 | 0 | 0 | 0 | 0 | 0 | 0 | 0 | 12
SI/SI | A | 108 | 2011 | 6 | 20 | 20 |  | Highland | Tam | 69 | 69 | S-Steel | 1.18 | 0 | 1 | Magnolia 954kcm 3 | 0 | 0 | 0 | 0 | 0 | 0 | 0 | 0 | 0 | 0 | 0 | 0 | 0 | 0 | 0 | 0 | 0 | 0 | 0 | 0 | 0 | 0 | 0 | 12
SI/SI | A | 108 | 2011 | 6 | 21 | 21 |  | Jean | Oasis | 69 | 69 | S-Steel | 8.11 | 0 | 1 | Magnolia 954kcm 3 | 0 | 0 | 0 | 0 | 0 | 0 | 0 | 0 | 0 | 0 | 0 | 0 | 0 | 0 | 0 | 0 | 0 | 0 | 0 | 0 | 0 | 0 | 0 | 12
SI/SI | A | 108 | 2011 | 6 | 22 | 22 |  | Lake Las Vegas | Mead | 69 | 69 | S-Steel | 7.6 | 11.1 | 1 |  | 0 | 0 | 0 | 0 | 0 | 0 | 0 | 0 | 0 | 0 | 0 | 0 | 0 | 0 | 0 | 0 | 0 | 0 | 0 | 0 | 0 | 0 | 0 | 12
SI/SI | A | 108 | 2011 | 6 | 23 | 23 |  | Lamb Tap of Clark | Pearl | 69 | 69 | S-Wood | 0.12 | 0 | 1 | Magnolia 954kcm 3 | 0 | 0 | 0 | 0 | 0 | 0 | 0 | 0 | 0 | 0 | 0 | 0 | 0 | 0 | 0 | 0 | 0 | 0 | 0 | 0 | 0 | 0 | 0 | 12
SI/SI | A | 108 | 2011 | 6 | 24 | 24 |  | Laughlin | Big Bend | 69 | 69 | S-Steel | 2.05 | 0 | 1 |  | 0 | 0 | 0 | 0 | 0 | 0 | 0 | 0 | 0 | 0 | 0 | 0 | 0 | 0 | 0 | 0 | 0 | 0 | 0 | 0 | 0 | 0 | 0 | 12
SI/SI | A | 108 | 2011 | 6 | 25 | 25 |  | Laughlin | Riverroad | 69 | 69 | S-Steel | 2.9 | 0 | 1 | 50% 954kcm AAC re | 0 | 0 | 0 | 0 | 0 | 0 | 0 | 0 | 0 | 0 | 0 | 0 | 0 | 0 | 0 | 0 | 0 | 0 | 0 | 0 | 0 | 0 | 0 | 12
SI/SI | A | 108 | 2011 | 6 | 26 | 26 |  | Laughlin | Southpoint | 69 | 69 | S-Steel | 1.86 | 0 | 1 |  | 0 | 0 | 0 | 0 | 0 | 0 | 0 | 0 | 0 | 0 | 0 | 0 | 0 | 0 | 0 | 0 | 0 | 0 | 0 | 0 | 0 | 0 | 0 | 12
SI/SI | A | 108 | 2011 | 6 | 27 | 27 |  | Lewis | Shadow | 69 | 69 | S-Steel | 2.37 | 0 | 1 | Magnolia 954kcm 3 | 0 | 0 | 0 | 0 | 0 | 0 | 0 | 0 | 0 | 0 | 0 | 0 | 0 | 0 | 0 | 0 | 0 | 0 | 0 | 0 | 0 | 0 | 0 | 12
SI/SI | A | 108 | 2011 | 6 | 28 | 28 |  | Lindell Tap of Rosanna | Tam | 69 | 69 | S-Steel | 0.1 | 0 | 1 | Magnolia 954kcm 3 | 0 | 0 | 0 | 0 | 0 | 0 | 0 | 0 | 0 | 0 | 0 | 0 | 0 | 0 | 0 | 0 | 0 | 0 | 0 | 0 | 0 | 0 | 0 | 12
SI/SI | A | 108 | 2011 | 6 | 29 | 29 |  | Lindquist | Winterwood | 69 | 69 | H-Wood | 8.15 | 0 | 1 |  | 0 | 0 | 0 | 0 | 0 | 0 | 0 | 0 | 0 | 0 | 0 | 0 | 0 | 0 | 0 | 0 | 0 | 0 | 0 | 0 | 0 | 0 | 0 | 12
SI/SI | A | 108 | 2011 | 6 | 30 | 30 |  | Lynnwood | San Francisco | 69 | 69 | S-Wood | 1.44 | 0 | 1 | Magnolia 954kcm 3 | 0 | 0 | 0 | 0 | 0 | 0 | 0 | 0 | 0 | 0 | 0 | 0 | 0 | 0 | 0 | 0 | 0 | 0 | 0 | 0 | 0 | 0 | 0 | 12
SI/SI | A | 108 | 2011 | 6 | 31 | 31 |  | Magic Way Tap of City of He | Equestrian | 69 | 69 | S-Steel | 0.05 | 0 | 1 | Quail 2/0 ACSR | 0 | 0 | 0 | 0 | 0 | 0 | 0 | 0 | 0 | 0 | 0 | 0 | 0 | 0 | 0 | 0 | 0 | 0 | 0 | 0 | 0 | 0 | 0 | 12
SI/SI | A | 108 | 2011 | 6 | 32 | 32 |  | Magic Way Tap of National P | Water Street | 69 | 69 | S-Steel | 0.1 | 0 | 1 |  | 0 | 0 | 0 | 0 | 0 | 0 | 0 | 0 | 0 | 0 | 0 | 0 | 0 | 0 | 0 | 0 | 0 | 0 | 0 | 0 | 0 | 0 | 0 | 12
SI/SI | A | 108 | 2011 | 6 | 33 | 33 |  | Mayfair | San Francisco | 69 | 69 | S-Wood | 0.95 | 0.4 | 1 | Orchid 636kcm 37 | 0 | 0 | 0 | 0 | 0 | 0 | 0 | 0 | 0 | 0 | 0 | 0 | 0 | 0 | 0 | 0 | 0 | 0 | 0 | 0 | 0 | 0 | 0 | 12
SI/SI | A | 108 | 2011 | 6 | 34 | 34 |  | Mead | Searchlight | 69 | 69 | S-Steel | 34 | 0 | 1 | Raven 1/0 ACSR | 0 | 0 | 0 | 0 | 0 | 0 | 0 | 0 | 0 | 0 | 0 | 0 | 0 | 0 | 0 | 0 | 0 | 0 | 0 | 0 | 0 | 0 | 0 | 12
SI/SI | A | 108 | 2011 | 6 | 35 | 35 |  | Michael Way | Rainbow | 69 | 69 | S-Wood | 1.96 | 0 | 1 | Magnolia 954kcm 3 | 0 | 0 | 0 | 0 | 0 | 0 | 0 | 0 | 0 | 0 | 0 | 0 | 0 | 0 | 0 | 0 | 0 | 0 | 0 | 0 | 0 | 0 | 0 | 12
SI/SI | A | 108 | 2011 | 7 | 1 | 1 |  | Michael Way | Tonopah | 69 | 69 | S-Wood | 2.14 | 0 | 1 |  | 0 | 0 | 0 | 0 | 0 | 0 | 0 | 0 | 0 | 0 | 0 | 0 | 0 | 0 | 0 | 0 | 0 | 0 | 0 | 0 | 0 | 0 | 0 | 12
SI/SI | A | 108 | 2011 | 7 | 2 | 2 |  | Miller | North Las Vegas | 69 | 69 | S-Wood | 1.52 | 0 | 1 | Magnolia 954kcm 3 | 0 | 0 | 0 | 0 | 0 | 0 | 0 | 0 | 0 | 0 | 0 | 0 | 0 | 0 | 0 | 0 | 0 | 0 | 0 | 0 | 0 | 0 | 0 | 12
SI/SI | A | 108 | 2011 | 7 | 3 | 3 |  | Miller | Tonopah | 69 | 69 | S-STEEL | 2.67 | 0 | 1 | Magnolia 954kcm 3 | 0 | 0 | 0 | 0 | 0 | 0 | 0 | 0 | 0 | 0 | 0 | 0 | 0 | 0 | 0 | 0 | 0 | 0 | 0 | 0 | 0 | 0 | 0 | 12
SI/SI | S | 108 | 2011 | 7 | 4 | 4 |  | Miller | Tonopah | 69 | 69 | UG | 0.55 | 0 | 0 |  | 0 | 0 | 0 | 0 | 0 | 0 | 0 | 0 | 0 | 0 | 0 | 0 | 0 | 0 | 0 | 0 | 0 | 0 | 0 | 0 | 0 | 0 | 0 | 12
SI/SI | A | 108 | 2011 | 7 | 5 | 5 |  | Mojave Tap of Laughlin | Southpoint | 69 | 69 | S-Steel | 0.18 | 0 | 1 |  | 0 | 0 | 0 | 0 | 0 | 0 | 0 | 0 | 0 | 0 | 0 | 0 | 0 | 0 | 0 | 0 | 0 | 0 | 0 | 0 | 0 | 0 | 0 | 12
SI/SI | A | 108 | 2011 | 7 | 6 | 6 |  | National Park Service | Water Street | 69 | 69 | S-Wood | 3.37 | 0 | 1 |  | 0 | 0 | 0 | 0 | 0 | 0 | 0 | 0 | 0 | 0 | 0 | 0 | 0 | 0 | 0 | 0 | 0 | 0 | 0 | 0 | 0 | 0 | 0 | 12
SI/SI | A | 108 | 2011 | 7 | 7 | 7 |  | NCA2 | Pabco | 69 | 69 | S-Steel | 0.66 | 0 | 1 | Magnolia 954kcm 3 | 0 | 0 | 0 | 0 | 0 | 0 | 0 | 0 | 0 | 0 | 0 | 0 | 0 | 0 | 0 | 0 | 0 | 0 | 0 | 0 | 0 | 0 | 0 | 12
SI/SI | A | 108 | 2011 | 7 | 8 | 8 |  | Nellis | Nothgate | 69 | 69 | S-Steel | 0.1 | 0 | 1 |  | 0 | 0 | 0 | 0 | 0 | 0 | 0 | 0 | 0 | 0 | 0 | 0 | 0 | 0 | 0 | 0 | 0 | 0 | 0 | 0 | 0 | 0 | 0 | 12
SI/SI | A | 108 | 2011 | 7 | 9 | 9 |  | Nellis | Sheep Mountain | 69 | 69 | S-Steel | 8.85 | 0 | 1 |  | 0 | 0 | 0 | 0 | 0 | 0 | 0 | 0 | 0 | 0 | 0 | 0 | 0 | 0 | 0 | 0 | 0 | 0 | 0 | 0 | 0 | 0 | 0 | 12
SI/SI | A | 108 | 2011 | 7 | 10 | 10 |  | Nelson Tap of Mead | Searchlight | 69 | 69 | H-Wood | 7.18 | 0 | 1 | Sparrow #2 6/1 AC | 0 | 0 | 0 | 0 | 0 | 0 | 0 | 0 | 0 | 0 | 0 | 0 | 0 | 0 | 0 | 0 | 0 | 0 | 0 | 0 | 0 | 0 | 0 | 12
SI/SI | A | 108 | 2011 | 7 | 11 | 11 |  | Olive Tap of Artesian | Winterwood | 69 | 69 | S-Wood | 0.21 | 0 | 1 | Magnolia 954kcm 3 | 0 | 0 | 0 | 0 | 0 | 0 | 0 | 0 | 0 | 0 | 0 | 0 | 0 | 0 | 0 | 0 | 0 | 0 | 0 | 0 | 0 | 0 | 0 | 12
SI/SI | A | 108 | 2011 | 7 | 12 | 12 |  | Pearl | San Francisco | 69 | 69 | S-Steel | 3.74 | 0 | 1 | Magnolia 954kcm 3 | 0 | 0 | 0 | 0 | 0 | 0 | 0 | 0 | 0 | 0 | 0 | 0 | 0 | 0 | 0 | 0 | 0 | 0 | 0 | 0 | 0 | 0 | 0 | 12
SI/SI | A | 108 | 2011 | 7 | 13 | 13 |  | PP3 Tap of City of Henderso | Equestrian | 69 | 69 | S-Steel | 0.38 | 0 | 1 | Magnolia 954kcm 3 | 0 | 0 | 0 | 0 | 0 | 0 | 0 | 0 | 0 | 0 | 0 | 0 | 0 | 0 | 0 | 0 | 0 | 0 | 0 | 0 | 0 | 0 | 0 | 12
SI/SI | A | 108 | 2011 | 7 | 14 | 14 |  | PP4 Tap of Equestrian | Mead #1 | 69 | 69 | S-Steel | 2.3 | 0 | 1 |  | 0 | 0 | 0 | 0 | 0 | 0 | 0 | 0 | 0 | 0 | 0 | 0 | 0 | 0 | 0 | 0 | 0 | 0 | 0 | 0 | 0 | 0 | 0 | 12
SI/SI | A | 108 | 2011 | 7 | 15 | 15 |  | PP4 Tap of Equestrian | Mead #2 | 69 | 69 | S-Steel | 0.6 | 0 | 1 |  | 0 | 0 | 0 | 0 | 0 | 0 | 0 | 0 | 0 | 0 | 0 | 0 | 0 | 0 | 0 | 0 | 0 | 0 | 0 | 0 | 0 | 0 | 0 | 12
SI/SI | A | 108 | 2011 | 7 | 16 | 16 |  | PP5 Tap of Equestrian | Mead #2 | 69 | 69 | S-Steel | 1.65 | 0.91 | 1 |  | 0 | 0 | 0 | 0 | 0 | 0 | 0 | 0 | 0 | 0 | 0 | 0 | 0 | 0 | 0 | 0 | 0 | 0 | 0 | 0 | 0 | 0 | 0 | 12
SI/SI | A | 108 | 2011 | 7 | 17 | 17 |  | PP6 Tap of DeBuono | SNWA Sloan | 69 | 69 | S-Steel | 0.86 | 0 | 1 |  | 0 | 0 | 0 | 0 | 0 | 0 | 0 | 0 | 0 | 0 | 0 | 0 | 0 | 0 | 0 | 0 | 0 | 0 | 0 | 0 | 0 | 0 | 0 | 12
SI/SI | A | 108 | 2011 | 7 | 18 | 18 |  | Prince Tap of Artesian | Winterwood | 69 | 69 | S-Wood | 0.1 | 0 | 1 | Magnolia 954kcm 3 | 0 | 0 | 0 | 0 | 0 | 0 | 0 | 0 | 0 | 0 | 0 | 0 | 0 | 0 | 0 | 0 | 0 | 0 | 0 | 0 | 0 | 0 | 0 | 12
SI/SI | A | 108 | 2011 | 7 | 19 | 19 |  | Rainbow | Westside | 69 | 69 | S-Wood | 3.3 | 0 | 1 | Grossbeak 636kcm | 0 | 0 | 0 | 0 | 0 | 0 | 0 | 0 | 0 | 0 | 0 | 0 | 0 | 0 | 0 | 0 | 0 | 0 | 0 | 0 | 0 | 0 | 0 | 12
SI/SI | A | 108 | 2011 | 7 | 20 | 20 |  | Ranger Tap of PP4 Tap of Eq | Mead #1 | 69 | 69 | S-Steel | 0.1 | 0 | 1 |  | 0 | 0 | 0 | 0 | 0 | 0 | 0 | 0 | 0 | 0 | 0 | 0 | 0 | 0 | 0 | 0 | 0 | 0 | 0 | 0 | 0 | 0 | 0 | 12
SI/SI | A | 108 | 2011 | 7 | 21 | 21 |  | Riverroad - Davis Tap - Kid | Dkidwell/Searchlight | 69 | 69 | S-Steel | 39 | 0 | 1 | Searchlight-inter | 0 | 0 | 0 | 0 | 0 | 0 | 0 | 0 | 0 | 0 | 0 | 0 | 0 | 0 | 0 | 0 | 0 | 0 | 0 | 0 | 0 | 0 | 0 | 12
SI/SI | A | 108 | 2011 | 7 | 22 | 22 |  | Rosanna | Tam | 69 | 69 | S-Steel | 3.43 | 0 | 1 | Magnolia 954kcm 3 | 0 | 0 | 0 | 0 | 0 | 0 | 0 | 0 | 0 | 0 | 0 | 0 | 0 | 0 | 0 | 0 | 0 | 0 | 0 | 0 | 0 | 0 | 0 | 12
SI/SI | A | 108 | 2011 | 7 | 23 | 23 |  | Rosanna | Westside | 69 | 69 | S-Steel | 2.69 | 0 | 1 | Magnolia 954kcm 3 | 0 | 0 | 0 | 0 | 0 | 0 | 0 | 0 | 0 | 0 | 0 | 0 | 0 | 0 | 0 | 0 | 0 | 0 | 0 | 0 | 0 | 0 | 0 | 12
SI/SI | A | 108 | 2011 | 7 | 24 | 24 |  | Sahara | San Francisco | 69 | 69 | S-Wood | 2.6 | 0 | 1 | Orchid 636kcm 37 | 0 | 0 | 0 | 0 | 0 | 0 | 0 | 0 | 0 | 0 | 0 | 0 | 0 | 0 | 0 | 0 | 0 | 0 | 0 | 0 | 0 | 0 | 0 | 12
SI/SI | A | 108 | 2011 | 7 | 25 | 25 |  | Sahara | Winterwood | 69 | 69 | S-Wood | 2.08 | 0 | 1 | Magnolia 954kcm 3 | 0 | 0 | 0 | 0 | 0 | 0 | 0 | 0 | 0 | 0 | 0 | 0 | 0 | 0 | 0 | 0 | 0 | 0 | 0 | 0 | 0 | 0 | 0 | 12
SI/SI | A | 108 | 2011 | 7 | 26 | 26 |  | San Francisco | Spencer | 69 | 69 | S-Wood | 2.07 | 0 | 1 | Magnolia 954kcm 3 | 0 | 0 | 0 | 0 | 0 | 0 | 0 | 0 | 0 | 0 | 0 | 0 | 0 | 0 | 0 | 0 | 0 | 0 | 0 | 0 | 0 | 0 | 0 | 12
SI/SI | A | 108 | 2011 | 7 | 27 | 27 |  | Searchlight | Walking Box Ranch | 69 | 69 | S-Steel | 5.94 | 0 | 1 |  | 0 | 0 | 0 | 0 | 0 | 0 | 0 | 0 | 0 | 0 | 0 | 0 | 0 | 0 | 0 | 0 | 0 | 0 | 0 | 0 | 0 | 0 | 0 | 12
SI/SI | A | 108 | 2011 | 7 | 28 | 28 |  | Sheep Mountain | Tap | 69 | 69 | S-Steel | 29 | 0 | 1 | 4/0 Copper | 0 | 0 | 0 | 0 | 0 | 0 | 0 | 0 | 0 | 0 | 0 | 0 | 0 | 0 | 0 | 0 | 0 | 0 | 0 | 0 | 0 | 0 | 0 | 12
SI/SI | A | 108 | 2011 | 7 | 29 | 29 |  | Shredder Tap of Nellis | Sheep Mountain | 69 | 69 | S-Steel | 1.94 | 0 | 1 | Quail 2/0 6/1 ACS | 0 | 0 | 0 | 0 | 0 | 0 | 0 | 0 | 0 | 0 | 0 | 0 | 0 | 0 | 0 | 0 | 0 | 0 | 0 | 0 | 0 | 0 | 0 | 12
SI/SI | A | 108 | 2011 | 7 | 30 | 30 |  | SNWA Sloan | Winterwood | 69 | 69 | S-Wood | 2.04 | 0 | 1 |  | 0 | 0 | 0 | 0 | 0 | 0 | 0 | 0 | 0 | 0 | 0 | 0 | 0 | 0 | 0 | 0 | 0 | 0 | 0 | 0 | 0 | 0 | 0 | 12
SI/SI | A | 108 | 2011 | 7 | 31 | 31 |  | Speedway Tap of Nellis | Sheep Mountain | 69 | 69 | S-Steel | 0.14 | 0 | 1 |  | 0 | 0 | 0 | 0 | 0 | 0 | 0 | 0 | 0 | 0 | 0 | 0 | 0 | 0 | 0 | 0 | 0 | 0 | 0 | 0 | 0 | 0 | 0 | 12
SI/SI | A | 108 | 2011 | 7 | 32 | 32 |  | Spring Mountain Tap of Arde | Jean | 69 | 69 | S-Steel | 10.4 | 0 | 1 | 2 A Copperweld | 0 | 0 | 0 | 0 | 0 | 0 | 0 | 0 | 0 | 0 | 0 | 0 | 0 | 0 | 0 | 0 | 0 | 0 | 0 | 0 | 0 | 0 | 0 | 12
SI/SI | A | 108 | 2011 | 7 | 33 | 33 |  | Spring Valley Tap of Decatu | Westside | 69 | 69 | S-Wood | 0.14 | 0 | 1 | Magnolia 954kcm 3 | 0 | 0 | 0 | 0 | 0 | 0 | 0 | 0 | 0 | 0 | 0 | 0 | 0 | 0 | 0 | 0 | 0 | 0 | 0 | 0 | 0 | 0 | 0 | 12
SI/SI | A | 108 | 2011 | 7 | 34 | 34 |  | Sunrise | Winterwood North | 69 | 69 | S-Steel | 0.5 | 0.55 | 1 | Cardinal 954kcm 5 | 0 | 0 | 0 | 0 | 0 | 0 | 0 | 0 | 0 | 0 | 0 | 0 | 0 | 0 | 0 | 0 | 0 | 0 | 0 | 0 | 0 | 0 | 0 | 12
SI/SI | A | 108 | 2011 | 7 | 35 | 35 |  | Sunrise | Winterwood South | 69 | 69 | S-Steel | 0.53 | 0.55 | 1 | Cardinal 954kcm 5 | 0 | 0 | 0 | 0 | 0 | 0 | 0 | 0 | 0 | 0 | 0 | 0 | 0 | 0 | 0 | 0 | 0 | 0 | 0 | 0 | 0 | 0 | 0 | 12
SI/SI | A | 108 | 2011 | 8 | 1 | 1 |  | Sunset Tap of City of Hende | Equestrian | 69 | 69 | S-Steel | 0.03 | 0 | 1 |  | 0 | 0 | 0 | 0 | 0 | 0 | 0 | 0 | 0 | 0 | 0 | 0 | 0 | 0 | 0 | 0 | 0 | 0 | 0 | 0 | 0 | 0 | 0 | 12
SI/SI | A | 108 | 2011 | 8 | 2 | 2 |  | Surgewater Tap of Clark | Winterwood | 69 | 69 | S-Wood | 1.04 | 0 | 1 | Orchid 636kcm 37 | 0 | 0 | 0 | 0 | 0 | 0 | 0 | 0 | 0 | 0 | 0 | 0 | 0 | 0 | 0 | 0 | 0 | 0 | 0 | 0 | 0 | 0 | 0 | 12
SI/SI | A | 108 | 2011 | 8 | 3 | 3 |  | Truman Tap of Garces | Highland | 69 | 69 | S-Steel | 0.01 | 0 | 1 | Magnolia 954kcm 3 | 0 | 0 | 0 | 0 | 0 | 0 | 0 | 0 | 0 | 0 | 0 | 0 | 0 | 0 | 0 | 0 | 0 | 0 | 0 | 0 | 0 | 0 | 0 | 12
SI/SI | A | 108 | 2011 | 8 | 4 | 4 |  | Washington | Winterwood | 69 | 69 | S-Steel | 3.52 | 0 | 1 | Magnolia 954kcm 3 | 0 | 0 | 0 | 0 | 0 | 0 | 0 | 0 | 0 | 0 | 0 | 0 | 0 | 0 | 0 | 0 | 0 | 0 | 0 | 0 | 0 | 0 | 0 | 12
SI/SI | A | 108 | 2011 | 8 | 5 | 5 |  | 69 KV Costs |  | 0 | 0 |  | 0 | 0 | 0 |  | 9611558 | 44146110 | 53757668 | 2682326 | 69042 | 292285 | 3043653 | 0 | 0 | 0 | 0 | 0 | 0 | 0 | 0 | 0 | 0 | 0 | 0 | 0 | 0 | 0 | 0 | 12
NO |  | 108 | 2011 | 8 | 6 | 6 |  | 69 KV Subtotal |  | 0 | 0 |  | 439.57 | 20.03 | 109 |  | 9611558 | 44146110 | 53757668 | 2682326 | 69042 | 292285 | 3043653 | 0 | 0 | 0 | 0 | 0 | 0 | 0 | 0 | 0 | 0 | 0 | 0 | 0 | 0 | 0 | 0 | 12
NO |  | 108 | 2011 | 0 | 36 | 36 |  | TOTAL |  | 0 | 0 |  | 1669.74 | 55.01 | 268 |  | 100421914 | 462507327 | 562929241 | 9771141 | 251506 | 1064730 | 11087377 | 0 | 0 | 0 | 0 | 0 | 0 | 0 | 0 | 0 | 0 | 0 | 0 | 0 | 0 | 0 | 0 | 12
NO |  | 113 | 2011 | 0 | 1 | 1 |  | Line 301 Belchertown/Ludlow | Carpenter Hill, Charlton | 345 | 345 | WHF | 23.1 | 0 | 1 | 900 MCM AL | 442855 | 7631539 | 8074394 | 0 | 0 | 0 | 0 | 0 | 0 | 0 | 0 | 0 | 0 | 0 | 0 | 0 | 0 | 0 | 0 | 0 | 0 | 0 | 0 | 12
NO |  | 113 | 2011 | 0 | 3 | 3 |  | Line 302 Carpenter Hill Sub | Millbury #3 Sub | 345 | 345 | WHF | 15.9 | 0 | 1 | 900 MCM AL | 459734 | 4950838 | 5410572 | 0 | 0 | 0 | 0 | 0 | 0 | 0 | 0 | 0 | 0 | 0 | 0 | 0 | 0 | 0 | 0 | 0 | 0 | 0 | 0 | 12
NO |  | 113 | 2011 | 0 | 5 | 5 |  | C303/3520 Line Brayton Pt | ANP Station-W Medway Sub | 345 | 345 | WHF | 11.7 | 0 | 1 | 900 MCM AL | 3317 | 8194038 | 8197355 | 0 | 0 | 0 | 0 | 0 | 0 | 0 | 0 | 0 | 611130234 | 0 | 0 | 0 | 0 | 0 | 0 | 0 | 0 | 0 | 0 | 12
NO |  | 113 | 2011 | 0 | 6 | 6 |  |  |  | 0 | 0 |  | 0 | 0 | 0 | 1590 MCM ACSR | 0 | 0 | 0 | 0 | 0 | 0 | 0 | 0 | 0 | 0 | 0 | 0 | 0 | 0 | 0 | 0 | 0 | 0 | 0 | 0 | 0 | 0 | 0 | 12
NO |  | 113 | 2011 | 0 | 8 | 8 |  | Line 314 Sandy Pond Sub | Millbury #3 Sub | 345 | 345 | SPHF | 23.2 | 0 | 1 | 1113 MCM ACSR | 0 | 19249176 | 19249176 | 0 | 0 | 0 | 0 | 0 | 0 | 0 | 0 | 0 | 0 | 0 | 0 | 0 | 611130235 | 0 | 0 | 0 | 0 | 0 | 0 | 12
NO |  | 113 | 2011 | 0 | 10 | 10 |  | Line 315 Brayton Pt Sub | Rhode Island State Line | 345 | 345 | WHF | 29.9 | 0 | 1 | 954 MCM ACSR | 82970 | 8055841 | 8138811 | 0 | 0 | 0 | 0 | 0 | 0 | 0 | 0 | 0 | 0 | 0 | 0 | 0 | 0 | 0 | 0 | 0 | 0 | 0 | 0 | 12
NO |  | 113 | 2011 | 0 | 11 | 11 |  |  | (Wrentham/Cumberland) | 0 | 0 |  | 0 | 0 | 0 |  | 0 | 0 | 0 | 0 | 0 | 0 | 0 | 0 | 0 | 0 | 0 | 0 | 0 | 0 | 0 | 0 | 0 | 0 | 0 | 0 | 0 | 0 | 0 | 12
NO |  | 113 | 2011 | 0 | 12 | 12 |  | Line 323 Millbury #3 Sub | Milford/Medway Town Line | 345 | 345 | WHF | 14.3 | 0 | 1 | 900 MCM AL | 492566 | 6013609 | 6506175 | 0 | 0 | 0 | 0 | 0 | 0 | 0 | 0 | 0 | 0 | 0 | 0 | 0 | 0 | 0 | 0 | 0 | 0 | 0 | 0 | 12
NO |  | 113 | 2011 | 0 | 13 | 13 |  |  |  | 0 | 0 | SPHF | 0 | 0 | 0 | 1113 ACSR | 0 | 0 | 0 | 0 | 0 | 0 | 0 | 0 | 0 | 0 | 0 | 0 | 0 | 0 | 0 | 0 | 0 | 0 | 0 | 0 | 0 | 0 | 0 | 12
NO |  | 113 | 2011 | 0 | 15 | 15 |  | Line 326 Sandy Pond Sub | New Hampshire State Line | 345 | 345 | WHF | 12.4 | 0 | 1 | 900 MCM AL | 1106146 | 4988955 | 6095101 | 0 | 0 | 0 | 0 | 0 | 0 | 0 | 0 | 0 | 0 | 0 | 0 | 0 | 0 | 0 | 0 | 0 | 0 | 0 | 0 | 12
NO |  | 113 | 2011 | 0 | 16 | 16 |  |  | (Tyngsboro/Hudson) | 0 | 0 |  | 0 | 0 | 0 |  | 0 | 0 | 0 | 0 | 0 | 0 | 0 | 0 | 0 | 0 | 0 | 0 | 0 | 0 | 0 | 0 | 0 | 0 | 0 | 0 | 0 | 0 | 0 | 12
NO |  | 113 | 2011 | 0 | 17 | 17 |  | Line 337/338 Sandy Pond Sub | Tewksbury Sub to Str 67 | 345 | 345 | WHF | 22.6 | 0 | 1 | 954 MCM ACSR | 809563 | 9013117 | 9822680 | 0 | 0 | 0 | 0 | 0 | 0 | 0 | 0 | 0 | 0 | 0 | 0 | 0 | 0 | 0 | 0 | 0 | 0 | 0 | 0 | 12
NO |  | 113 | 2011 | 0 | 18 | 18 |  |  | (Burlington/Billerica) | 0 | 0 |  | 0 | 0 | 0 |  | 0 | 0 | 0 | 0 | 0 | 0 | 0 | 0 | 0 | 0 | 0 | 0 | 0 | 0 | 0 | 0 | 0 | 0 | 0 | 0 | 0 | 0 | 0 | 12
NO |  | 113 | 2011 | 0 | 20 | 20 |  | Line 339 Tewksbury #22 | Golden Hill Sub, Saugus | 345 | 345 | WHF | 14.7 | 0 | 1 | 1590 MCM | 0 | 11354954 | 11354954 | 0 | 0 | 0 | 0 | 0 | 0 | 0 | 0 | 0 | 0 | 0 | 0 | 0 | 611130236 | 0 | 0 | 0 | 0 | 0 | 0 | 12
NO |  | 113 | 2011 | 0 | 22 | 22 |  | Line 343 Millbury #3 Sub | Sandy Pond Sub, Ayer | 345 | 345 | WHF, SP | 23.2 | 0 | 1 | 1113 MCM AL | 278860 | 8526032 | 8804892 | 0 | 0 | 0 | 0 | 0 | 0 | 0 | 0 | 0 | 0 | 0 | 0 | 0 | 0 | 0 | 0 | 0 | 0 | 0 | 0 | 12
NO |  | 113 | 2011 | 0 | 24 | 24 |  | Line 357 Millbury #3 Sub | Milford/Medway Town Line | 345 | 345 | SPHF | 14.3 | 0 | 1 | 1113 MCM ACSR | 0 | 9307075 | 9307075 | 0 | 0 | 0 | 0 | 0 | 0 | 0 | 0 | 0 | 0 | 0 | 0 | 0 | 611130237 | 0 | 0 | 0 | 0 | 0 | 0 | 12
NO |  | 113 | 2011 | 0 | 26 | 26 |  | Line 394 Tewksbury #22 Sub | Ward Hill Sub To Amesbury/ | 345 | 345 | SPHF, WHF | 17.1 | 0 | 1 | 1590 ACSR | 1072556 | 23264811 | 24337367 | 0 | 0 | 0 | 0 | 0 | 0 | 0 | 0 | 0 | 0 | 0 | 0 | 0 | 0 | 0 | 0 | 0 | 0 | 0 | 0 | 12
NO |  | 113 | 2011 | 0 | 27 | 27 |  |  | Hampton, NH Town Line | 0 | 0 | WHF | 0 | 0 | 0 | 2156 ACSR | 0 | 0 | 0 | 0 | 0 | 0 | 0 | 0 | 0 | 0 | 0 | 0 | 0 | 0 | 0 | 0 | 0 | 0 | 0 | 0 | 0 | 0 | 0 | 12
NO |  | 113 | 2011 | 0 | 29 | 29 |  | Ln 3512/3521 HVDC Converter | Sandy Pond Sub | 345 | 345 | SPHF | 0.5 | 0 | 1 | 1590 MCM ACSR | 0 | 1159861 | 1159861 | 0 | 0 | 0 | 0 | 0 | 0 | 0 | 0 | 0 | 0 | 0 | 0 | 0 | 0 | 0 | 0 | 0 | 0 | 0 | 0 | 12
NO |  | 113 | 2011 | 0 | 31 | 31 |  | Line 331 Titicut St Sub | Tower 5C, Walpole | 345 | 345 | WHF | 23.4 | 0 | 1 | 2335 ACAR | 0 | 6374179 | 6374179 | 0 | 0 | 0 | 0 | 0 | 0 | 0 | 0 | 0 | 0 | 0 | 0 | 0 | 0 | 0 | 0 | 0 | 0 | 0 | 0 | 12
NO |  | 113 | 2011 | 0 | 33 | 33 |  | Line 344 Bridgewater Sub | Tower 6, Walpole | 345 | 345 | DCST | 19.1 | 0 | 1 | 1703 MCM ACAR | 1624747 | 4059443 | 5684190 | 0 | 0 | 0 | 0 | 0 | 0 | 0 | 0 | 0 | 0 | 0 | 0 | 0 | 0 | 0 | 0 | 0 | 0 | 0 | 0 | 12
NO |  | 113 | 2011 | 1 | 1 | 1 |  | Line 355 Titicut St Sub | Bridgewater Sub | 345 | 345 | DCST | 4.5 | 0 | 1 | 1703 MCM ACAR | 148899 | 1070921 | 1219820 | 0 | 0 | 0 | 0 | 0 | 0 | 0 | 0 | 0 | 0 | 0 | 0 | 0 | 0 | 0 | 0 | 0 | 0 | 0 | 0 | 12
NO |  | 113 | 2011 | 1 | 3 | 3 |  | PSNH Line 397 | Tewks-Ward Hall | 345 | 345 |  | 15 | 0 | 1 |  | 0 | 2510571 | 2510571 | 0 | 0 | 0 | 0 | 0 | 0 | 0 | 0 | 0 | 0 | 0 | 0 | 0 | 611130238 | 0 | 0 | 0 | 0 | 0 | 0 | 12
NO |  | 113 | 2011 | 1 | 5 | 5 |  | Line A201/B202 Comerford | No Litchfield Switchyard | 230 | 230 | ST | 212.8 | 0 | 1 | 795 MCM ACSR | 599619 | 10104432 | 10704051 | 0 | 0 | 0 | 0 | 0 | 0 | 0 | 0 | 0 | 611130239 | 0 | 0 | 0 | 0 | 0 | 0 | 0 | 0 | 0 | 0 | 12
NO |  | 113 | 2011 | 1 | 6 | 6 |  |  |  | 0 | 0 |  | 0 | 0 | 0 | 1113 MCM ACSR | 0 | 0 | 0 | 0 | 0 | 0 | 0 | 0 | 0 | 0 | 0 | 0 | 0 | 0 | 0 | 0 | 0 | 0 | 0 | 0 | 0 | 0 | 0 | 12
NO |  | 113 | 2011 | 1 | 8 | 8 |  | Line C203/D204 Moore Sta | Comerford Station | 230 | 230 | WPHF | 13.2 | 0 | 1 | 554 AL, (SP) | 22205 | 5613661 | 5635866 | 0 | 0 | 0 | 0 | 0 | 0 | 0 | 0 | 0 | 0 | 0 | 0 | 0 | 611130240 | 0 | 0 | 0 | 0 | 0 | 0 | 12
NO |  | 113 | 2011 | 1 | 9 | 9 |  |  |  | 0 | 0 |  | 0 | 0 | 0 | 795 MCM ACSR | 0 | 0 | 0 | 0 | 0 | 0 | 0 | 0 | 0 | 0 | 0 | 0 | 0 | 0 | 0 | 0 | 0 | 0 | 0 | 0 | 0 | 0 | 0 | 12
NO |  | 113 | 2011 | 1 | 11 | 11 |  | Tap D204 Str 7A Littleton | PSNH Littleton Sub | 230 | 230 | WHF | 0.2 | 0 | 1 | 795 MCM ACSR | 0 | 66233 | 66233 | 0 | 0 | 0 | 0 | 0 | 0 | 0 | 0 | 0 | 0 | 0 | 0 | 0 | 611130241 | 0 | 0 | 0 | 0 | 0 | 0 | 12
NO |  | 113 | 2011 | 1 | 13 | 13 |  | Line E205 Pownal/Petersbug | Bear Swamp Upper Switchyard | 230 | 230 | WHF | 101.3 | 0 | 1 | 795 MCM AL | 669422 | 12521592 | 13191014 | 0 | 0 | 0 | 0 | 0 | 0 | 0 | 0 | 0 | 0 | 0 | 0 | 0 | 0 | 0 | 0 | 0 | 0 | 0 | 0 | 12
NO |  | 113 | 2011 | 1 | 14 | 14 |  | State Line | To Pratts Junction Sub | 0 | 0 |  | 0 | 0 | 0 | 795 MCM ACSR | 0 | 0 | 0 | 0 | 0 | 0 | 0 | 0 | 0 | 0 | 0 | 0 | 0 | 0 | 0 | 0 | 0 | 0 | 0 | 0 | 0 | 0 | 0 | 12
NO |  | 113 | 2011 | 1 | 16 | 16 |  | Lines N214/O215 North | Tewksbury Sub | 230 | 230 | ST | 40.2 | 0 | 1 | 795 MCM ACSR | 152504 | 3412632 | 3565136 | 0 | 0 | 0 | 0 | 0 | 0 | 0 | 0 | 0 | 0 | 0 | 0 | 0 | 0 | 0 | 0 | 0 | 0 | 0 | 0 | 12
NO |  | 113 | 2011 | 1 | 17 | 17 |  | Litchfield Switchyard |  | 0 | 0 |  | 0 | 0 | 0 | 1113 MCM ACSR | 0 | 0 | 0 | 0 | 0 | 0 | 0 | 0 | 0 | 0 | 0 | 0 | 0 | 0 | 0 | 0 | 0 | 0 | 0 | 0 | 0 | 0 | 0 | 12
NO |  | 113 | 2011 | 1 | 19 | 19 |  | Line 308/314 Wachusett | Millbury #3 Sub | 345 | 345 | WHF,SP,SPHF | 25.2 | 0 | 1 |  | 0 | 0 | 0 | 0 | 0 | 0 | 0 | 0 | 0 | 0 | 0 | 0 | 0 | 0 | 0 | 0 | 0 | 0 | 0 | 0 | 0 | 0 | 0 | 12
NO |  | 113 | 2011 | 1 | 21 | 21 |  | Line 327 Brayton | Berry Street Station | 345 | 345 | WHF | 25.2 | 0 | 1 |  | 0 | 0 | 0 | 0 | 0 | 0 | 0 | 0 | 0 | 0 | 0 | 0 | 0 | 0 | 0 | 0 | 0 | 0 | 0 | 0 | 0 | 0 | 0 | 12
NO |  | 113 | 2011 | 1 | 22 | 22 |  | Point Station |  | 0 | 0 |  | 0 | 0 | 0 |  | 0 | 0 | 0 | 0 | 0 | 0 | 0 | 0 | 0 | 0 | 0 | 0 | 0 | 0 | 0 | 0 | 0 | 0 | 0 | 0 | 0 | 0 | 0 | 12
NO |  | 113 | 2011 | 1 | 24 | 24 |  | Line 349 Wakefield Junction | Golden Hill Sub | 345 | 345 | WHF | 2.6 | 0 | 1 |  | 0 | 0 | 0 | 0 | 0 | 0 | 0 | 0 | 0 | 0 | 0 | 0 | 0 | 0 | 0 | 0 | 0 | 0 | 0 | 0 | 0 | 0 | 0 | 12
NO |  | 113 | 2011 | 1 | 26 | 26 |  | Line G207/H208 | Comerford | 230 | 230 | SP | 0.9 | 0 | 1 |  | 0 | 0 | 0 | 0 | 0 | 0 | 0 | 0 | 0 | 0 | 0 | 0 | 0 | 0 | 0 | 0 | 0 | 0 | 0 | 0 | 0 | 0 | 0 | 12
NO |  | 113 | 2011 | 1 | 27 | 27 |  | HUDC Converter | 230kv Switch yard | 0 | 0 |  | 0 | 0 | 0 |  | 0 | 0 | 0 | 0 | 0 | 0 | 0 | 0 | 0 | 0 | 0 | 0 | 0 | 0 | 0 | 0 | 0 | 0 | 0 | 0 | 0 | 0 | 0 | 12
SI/SI | A | 113 | 2011 | 1 | 29 | 29 |  | Various |  | 115 | 115 | Various | 1157.7 | 0 | 0 |  | 14233516 | 274496323 | 288729839 | 0 | 0 | 0 | 7544706.2119 | 0 | 0 | 0 | 0 | 0 | 0 | 0 | 0 | 0 | 0 | 0 | 0 | 0 | 0 | 0 | 0 | 12
SI/SI | A | 113 | 2011 | 1 | 30 | 30 |  | Various |  | 69 | 69 | Various | 486 | 0 | 0 |  | 1686800 | 70482020 | 72168820 | 0 | 0 | 0 | 1885820.1371 | 0 | 0 | 0 | 0 | 0 | 0 | 0 | 0 | 0 | 0 | 0 | 0 | 0 | 0 | 0 | 0 | 12
SI/SI | A | 113 | 2011 | 1 | 31 | 31 |  | Various |  | 23 | 23 | Various | 0.3 | 0 | 0 |  | 250028 | 2601345 | 2851373 | 0 | 0 | 0 | 74508.3074 | 0 | 0 | 0 | 0 | 0 | 0 | 0 | 0 | 0 | 0 | 0 | 0 | 0 | 0 | 0 | 0 | 12
SI/SI | S | 113 | 2011 | 1 | 32 | 32 |  | Various |  | 115 | 115 | Underground | 24.4 | 0 | 0 |  | 560646 | 23161052 | 23721698 | 0 | 0 | 0 | 619864.0323 | 0 | 0 | 0 | 0 | 0 | 0 | 0 | 0 | 0 | 0 | 0 | 0 | 0 | 0 | 0 | 0 | 12
NO |  | 113 | 2011 | 1 | 34 | 34 |  | ALL LINES |  | 0 | 0 |  | 0 | 0 | 0 |  | 0 | 0 | 0 | 3145262 | 9033445 | 2529760 | 14708467 | 0 | 0 | 0 | 0 | 0 | 0 | 0 | 0 | 0 | 0 | 0 | 0 | 0 | 0 | 0 | 0 | 12
NO |  | 113 | 2011 | 0 | 36 | 36 |  | TOTAL |  | 0 | 0 |  | 2374.9 | 0 | 26 |  | 24696953 | 538184250 | 562881203 | 3145262 | 9033445 | 2529760 | 14708467 | 0 | 0 | 0 | 0 | 0 | 0 | 0 | 0 | 0 | 0 | 0 | 0 | 0 | 0 | 0 | 0 | 12
SI/SI | A | 93 | 2011 | 0 | 1 | 1 |  | Various |  | 115 | 115 | various | 121.86 | 0 | 0 |  | 0 | 0 | 0 | 0 | 0 | 0 | 0 | 0 | 0 | 0 | 0 | 0 | 0 | 0 | 0 | 0 | 0 | 0 | 0 | 0 | 0 | 0 | 0 | 12
SI/SI | A | 93 | 2011 | 0 | 2 | 2 |  | Various |  | 69 | 69 | various | 22 | 0 | 0 |  | 0 | 0 | 0 | 0 | 0 | 0 | 0 | 0 | 0 | 0 | 0 | 0 | 0 | 0 | 0 | 0 | 0 | 0 | 0 | 0 | 0 | 0 | 0 | 12
NO |  | 93 | 2011 | 0 | 4 | 4 |  |  |  | 0 | 0 |  | 0 | 0 | 0 |  | 948894 | 40128798 | 41077692 | 0 | 0 | 0 | 0 | 0 | 0 | 0 | 0 | 0 | 0 | 0 | 0 | 0 | 0 | 0 | 0 | 0 | 0 | 0 | 0 | 12
SI/SI | A | 93 | 2011 | 0 | 36 | 36 |  | TOTAL |  | 0 | 0 |  | 143.86 | 0 | 0 |  | 948894 | 40128798 | 41077692 | 0 | 0 | 0 | 0 | 0 | 0 | 0 | 0 | 0 | 0 | 0 | 0 | 0 | 0 | 0 | 0 | 0 | 0 | 0 | 0 | 12
NO |  | 107 | 2011 | 0 | 1 | 1 |  | Line 315 Cumberland, RI | Structure 385, | 0 | 0 |  | 0 | 0 | 0 |  | 0 | 0 | 0 | 0 | 0 | 0 | 0 | 0 | 0 | 0 | 0 | 0 | 0 | 0 | 0 | 0 | 0 | 0 | 0 | 0 | 0 | 0 | 0 | 12
NO |  | 107 | 2011 | 0 | 2 | 2 |  | Wrentham, Massachusetts | Woonsocket, Rhode Island | 345 | 345 | WHF | 7.9 | 0 | 1 | 954MCM | 265624 | 1169714 | 1435338 | 0 | 0 | 0 | 0 | 0 | 0 | 0 | 0 | 0 | 0 | 0 | 0 | 0 | 0 | 0 | 0 | 0 | 0 | 0 | 0 | 12
NO |  | 107 | 2011 | 0 | 4 | 4 |  | Line 332 West Farnum Sub | Kent County Substations | 0 | 0 |  | 0 | 0 | 0 |  | 0 | 0 | 0 | 0 | 0 | 0 | 0 | 0 | 0 | 0 | 0 | 0 | 0 | 0 | 0 | 0 | 0 | 0 | 0 | 0 | 0 | 0 | 0 | 12
NO |  | 107 | 2011 | 0 | 5 | 5 |  | Substations, North | Warwick, Rhode Island | 345 | 345 | WPHF | 21.4 | 0 | 1 | 954MCM | 0 | 5676396 | 5676396 | 0 | 0 | 0 | 0 | 0 | 0 | 0 | 0 | 0 | 0 | 0 | 0 | 0 | 0 | 0 | 0 | 0 | 0 | 0 | 0 | 12
NO |  | 107 | 2011 | 0 | 7 | 7 |  | Line 347 & 336 Connecticut | Sherman Road Substations | 0 | 0 |  | 0 | 0 | 0 |  | 0 | 0 | 0 | 0 | 0 | 0 | 0 | 0 | 0 | 0 | 0 | 0 | 0 | 0 | 0 | 0 | 0 | 0 | 0 | 0 | 0 | 0 | 0 | 12
NO |  | 107 | 2011 | 0 | 8 | 8 |  | Line | Burrillville,Rhode Island | 345 | 345 | H-Frame | 8.7 | 0 | 1 | 1024 Alum | 437151 | 2260610 | 2697761 | 0 | 0 | 0 | 0 | 0 | 0 | 0 | 0 | 0 | 0 | 0 | 0 | 0 | 0 | 0 | 0 | 0 | 0 | 0 | 0 | 12
NO |  | 107 | 2011 | 0 | 10 | 10 |  | Line 328 & 333 Sherman Road | West Farnum Substations | 0 | 0 |  | 0 | 0 | 0 |  | 0 | 0 | 0 | 0 | 0 | 0 | 0 | 0 | 0 | 0 | 0 | 0 | 0 | 0 | 0 | 0 | 0 | 0 | 0 | 0 | 0 | 0 | 0 | 12
NO |  | 107 | 2011 | 0 | 11 | 11 |  | Burrillville, Rhode Island | North Smithfield, | 345 | 345 | H-Frame | 9.2 | 0 | 1 | 1024 Alum | 926280 | 2462436 | 3388716 | 0 | 0 | 0 | 0 | 0 | 0 | 0 | 0 | 0 | 0 | 0 | 0 | 0 | 0 | 0 | 0 | 0 | 0 | 0 | 0 | 12
SI/SI | A | 107 | 2011 | 0 | 13 | 13 |  | Various |  | 115 | 115 | Various | 245.55 | 0 | 0 |  | 4200890 | 87919485 | 92120375 | 0 | 0 | 0 | 2292427.8085 | 0 | 0 | 0 | 0 | 0 | 0 | 0 | 0 | 0 | 0 | 0 | 0 | 0 | 0 | 0 | 0 | 12
SI/SI | S | 107 | 2011 | 0 | 14 | 14 |  | Various |  | 115 | 115 | Underground | 13.6 | 0 | 0 |  | 254041 | 32022186 | 32276227 | 0 | 0 | 0 | 803198.2103 | 0 | 0 | 0 | 0 | 0 | 0 | 0 | 0 | 0 | 0 | 0 | 0 | 0 | 0 | 0 | 0 | 12
SI/SI | A | 107 | 2011 | 0 | 15 | 15 |  | Various |  | 69 | 69 | Wood Pole | 4.8 | 0 | 0 |  | 31570 | 1160537 | 1192107 | 0 | 0 | 0 | 29665.7416 | 0 | 0 | 0 | 0 | 0 | 0 | 0 | 0 | 0 | 0 | 0 | 0 | 0 | 0 | 0 | 0 | 12
SI/SI | A | 107 | 2011 | 0 | 16 | 16 |  | Various |  | 69 | 69 | WHF | 8.8 | 0 | 0 |  | 0 | 0 | 0 | 0 | 0 | 0 | 0 | 0 | 0 | 0 | 0 | 0 | 0 | 0 | 0 | 0 | 0 | 0 | 0 | 0 | 0 | 0 | 0 | 12
NO |  | 107 | 2011 | 0 | 25 | 25 |  | ALL LINES |  | 0 | 0 |  | 0 | 0 | 0 |  | 0 | 0 | 0 | -32429 | 3485675 | 485 | 3453731 | 0 | 0 | 0 | 0 | 0 | 0 | 0 | 0 | 0 | 0 | 0 | 0 | 0 | 0 | 0 | 0 | 12
NO |  | 107 | 2011 | 0 | 36 | 36 |  | TOTAL |  | 0 | 0 |  | 319.95 | 0 | 4 |  | 6115556 | 132671364 | 138786920 | -32429 | 3485675 | 485 | 3453731 | 0 | 0 | 0 | 0 | 0 | 0 | 0 | 0 | 0 | 0 | 0 | 0 | 0 | 0 | 0 | 0 | 12
NO |  | 107 | 2011 | 0 | 3 | 3 |  | State Line |  | 0 | 0 |  | 0 | 0 | 0 |  | 0 | 0 | 0 | 0 | 0 | 0 | 0 | 0 | 0 | 0 | 0 | 0 | 0 | 0 | 0 | 0 | 0 | 0 | 0 | 0 | 0 | 0 | 0 | 12
NO |  | 107 | 2011 | 0 | 6 | 6 |  | Smithfield, Rhode Island |  | 0 | 0 |  | 0 | 0 | 0 |  | 0 | 0 | 0 | 0 | 0 | 0 | 0 | 0 | 0 | 0 | 0 | 0 | 0 | 0 | 0 | 0 | 0 | 0 | 0 | 0 | 0 | 0 | 0 | 12
NO |  | 107 | 2011 | 0 | 12 | 12 |  |  | Rhode Island | 0 | 0 |  | 0 | 0 | 0 |  | 0 | 0 | 0 | 0 | 0 | 0 | 0 | 0 | 0 | 0 | 0 | 0 | 0 | 0 | 0 | 0 | 0 | 0 | 0 | 0 | 0 | 0 | 0 | 12
NO |  | 166 | 2011 | 0 | 1 | 1 |  | Plant X | Sundown # | 230 | 230 | KFW 45.11 | 45 | 3 | 1 | 795 ACSR | 0 | 0 | 0 | 0 | 0 | 0 | 0 | 0 | 0 | 0 | 0 | 0 | 0 | 0 | 0 | 0 | 0 | 0 | 0 | 0 | 0 | 0 | 0 | 12
NO |  | 166 | 2011 | 0 | 2 | 2 |  |  |  | 0 | 0 | SP 3.09 | 0 | 0 | 0 |  | 0 | 0 | 0 | 0 | 0 | 0 | 0 | 0 | 0 | 0 | 0 | 0 | 0 | 0 | 0 | 0 | 0 | 0 | 0 | 0 | 0 | 0 | 0 | 12
NO |  | 166 | 2011 | 0 | 4 | 4 |  | Sundown | S. Lubboc | 230 | 230 | KFW 21.59 | 21 | 18 | 1 | 795 ACSR | 0 | 0 | 0 | 0 | 0 | 0 | 0 | 0 | 0 | 0 | 0 | 0 | 0 | 0 | 0 | 0 | 0 | 0 | 0 | 0 | 0 | 0 | 0 | 12
NO |  | 166 | 2011 | 0 | 5 | 5 |  |  |  | 0 | 0 | SP 19.66 | 0 | 0 | 0 |  | 0 | 0 | 0 | 0 | 0 | 0 | 0 | 0 | 0 | 0 | 0 | 0 | 0 | 0 | 0 | 0 | 0 | 0 | 0 | 0 | 0 | 0 | 0 | 12
NO |  | 166 | 2011 | 0 | 7 | 7 |  | Sundown | NM St. Li | 230 | 230 | KFW 78.18 | 78 | 11 | 1 | 795 ACSR | 0 | 0 | 0 | 0 | 0 | 0 | 0 | 0 | 0 | 0 | 0 | 0 | 0 | 0 | 0 | 0 | 0 | 0 | 0 | 0 | 0 | 0 | 0 | 12
NO |  | 166 | 2011 | 0 | 8 | 8 |  |  |  | 0 | 0 | SP 11.19 | 0 | 0 | 0 |  | 0 | 0 | 0 | 0 | 0 | 0 | 0 | 0 | 0 | 0 | 0 | 0 | 0 | 0 | 0 | 0 | 0 | 0 | 0 | 0 | 0 | 0 | 0 | 12
NO |  | 166 | 2011 | 0 | 10 | 10 |  | Plant X | Harringto | 230 | 230 | KFW 76.47 | 76 | 3 | 1 | 795 ACSR | 0 | 0 | 0 | 0 | 0 | 0 | 0 | 0 | 0 | 0 | 0 | 0 | 0 | 0 | 0 | 0 | 0 | 0 | 0 | 0 | 0 | 0 | 0 | 12
NO |  | 166 | 2011 | 0 | 11 | 11 |  |  |  | 0 | 0 | SP 2.86 | 0 | 0 | 0 |  | 0 | 0 | 0 | 0 | 0 | 0 | 0 | 0 | 0 | 0 | 0 | 0 | 0 | 0 | 0 | 0 | 0 | 0 | 0 | 0 | 0 | 0 | 0 | 12
NO |  | 166 | 2011 | 0 | 13 | 13 |  | Tolk Stat | TUCO Stat | 230 | 230 | KFW 49.93 | 50 | 1 | 1 | 795 ACSR | 0 | 0 | 0 | 0 | 0 | 0 | 0 | 0 | 0 | 0 | 0 | 0 | 0 | 0 | 0 | 0 | 0 | 0 | 0 | 0 | 0 | 0 | 0 | 12
NO |  | 166 | 2011 | 0 | 14 | 14 |  |  |  | 0 | 0 | SP 1.3 | 0 | 0 | 0 |  | 0 | 0 | 0 | 0 | 0 | 0 | 0 | 0 | 0 | 0 | 0 | 0 | 0 | 0 | 0 | 0 | 0 | 0 | 0 | 0 | 0 | 0 | 0 | 12
NO |  | 166 | 2011 | 0 | 16 | 16 |  | Nichols S | Hutchinso | 230 | 230 | KFW 28.27 | 28 | 1 | 1 | 795 ACSR | 0 | 0 | 0 | 0 | 0 | 0 | 0 | 0 | 0 | 0 | 0 | 0 | 0 | 0 | 0 | 0 | 0 | 0 | 0 | 0 | 0 | 0 | 0 | 12
NO |  | 166 | 2011 | 0 | 17 | 17 |  |  |  | 0 | 0 | SP 1.15 | 0 | 0 | 0 |  | 0 | 0 | 0 | 0 | 0 | 0 | 0 | 0 | 0 | 0 | 0 | 0 | 0 | 0 | 0 | 0 | 0 | 0 | 0 | 0 | 0 | 0 | 0 | 12
NO |  | 166 | 2011 | 0 | 19 | 19 |  | Jones Sta | TUCO Stat | 230 | 230 | KFW 20.36 | 20 | 5 | 1 | 795 ACSR | 0 | 0 | 0 | 0 | 0 | 0 | 0 | 0 | 0 | 0 | 0 | 0 | 0 | 0 | 0 | 0 | 0 | 0 | 0 | 0 | 0 | 0 | 0 | 12
NO |  | 166 | 2011 | 0 | 20 | 20 |  |  |  | 0 | 0 | SP 5.38 | 0 | 0 | 0 |  | 0 | 0 | 0 | 0 | 0 | 0 | 0 | 0 | 0 | 0 | 0 | 0 | 0 | 0 | 0 | 0 | 0 | 0 | 0 | 0 | 0 | 0 | 0 | 12
NO |  | 166 | 2011 | 0 | 22 | 22 |  | Jones Sta | South Lub | 230 | 230 | KFW | 5 | 0 | 2 | 795 ACSR | 0 | 0 | 0 | 0 | 0 | 0 | 0 | 0 | 0 | 0 | 0 | 0 | 0 | 0 | 0 | 0 | 0 | 0 | 0 | 0 | 0 | 0 | 0 | 12
NO |  | 166 | 2011 | 0 | 24 | 24 |  | Harringto | Pringle I | 230 | 230 | KFW | 62 | 0 | 1 | 795 ACSR | 0 | 0 | 0 | 0 | 0 | 0 | 0 | 0 | 0 | 0 | 0 | 0 | 0 | 0 | 0 | 0 | 0 | 0 | 0 | 0 | 0 | 0 | 0 | 12
NO |  | 166 | 2011 | 0 | 26 | 26 |  | Nichols S | OK St. Li | 230 | 230 | KFW | 138 | 0 | 1 | 795 ACSR | 0 | 0 | 0 | 0 | 0 | 0 | 0 | 0 | 0 | 0 | 0 | 0 | 0 | 0 | 0 | 0 | 0 | 0 | 0 | 0 | 0 | 0 | 0 | 12
NO |  | 166 | 2011 | 0 | 29 | 29 |  | Nichols S | TUCO Stat | 230 | 230 | KFW | 94 | 0 | 1 | 795 ACSR | 0 | 0 | 0 | 0 | 0 | 0 | 0 | 0 | 0 | 0 | 0 | 0 | 0 | 0 | 0 | 0 | 0 | 0 | 0 | 0 | 0 | 0 | 0 | 12
NO |  | 166 | 2011 | 0 | 31 | 31 |  | Jones Sta | East Lubb | 230 | 230 | KFW 3.9 | 4 | 2 | 1 | 795 ACSR | 0 | 0 | 0 | 0 | 0 | 0 | 0 | 0 | 0 | 0 | 0 | 0 | 0 | 0 | 0 | 0 | 0 | 0 | 0 | 0 | 0 | 0 | 0 | 12
NO |  | 166 | 2011 | 0 | 32 | 32 |  |  |  | 0 | 0 | SP 2.29 | 0 | 0 | 0 |  | 0 | 0 | 0 | 0 | 0 | 0 | 0 | 0 | 0 | 0 | 0 | 0 | 0 | 0 | 0 | 0 | 0 | 0 | 0 | 0 | 0 | 0 | 0 | 12
NO |  | 166 | 2011 | 0 | 34 | 34 |  | Harrington | Nichols S | 230 | 230 | KFW | 1 | 0 | 1 | 795 ACSR | 0 | 0 | 0 | 0 | 0 | 0 | 0 | 0 | 0 | 0 | 0 | 0 | 0 | 0 | 0 | 0 | 0 | 0 | 0 | 0 | 0 | 0 | 0 | 12
NO |  | 166 | 2011 | 1 | 1 | 1 |  | Harrington | Nichols S | 230 | 230 | KFW | 1 | 0 | 1 | 795 ACSR | 0 | 0 | 0 | 0 | 0 | 0 | 0 | 0 | 0 | 0 | 0 | 0 | 0 | 0 | 0 | 0 | 0 | 0 | 0 | 0 | 0 | 0 | 0 | 12
NO |  | 166 | 2011 | 1 | 3 | 3 |  | Tolk Stat | Roosevelt | 230 | 230 | KFW 32.95 | 33 | 7 | 1 | 795 ACSR | 0 | 0 | 0 | 0 | 0 | 0 | 0 | 0 | 0 | 0 | 0 | 0 | 0 | 0 | 0 | 0 | 0 | 0 | 0 | 0 | 0 | 0 | 0 | 12
NO |  | 166 | 2011 | 1 | 4 | 4 |  |  |  | 0 | 0 | SP 6.92 | 0 | 0 | 0 |  | 0 | 0 | 0 | 0 | 0 | 0 | 0 | 0 | 0 | 0 | 0 | 0 | 0 | 0 | 0 | 0 | 0 | 0 | 0 | 0 | 0 | 0 | 0 | 12
NO |  | 166 | 2011 | 1 | 6 | 6 |  | Harrington | Tolk Stat | 230 | 230 | KFW | 105 | 0 | 1 | 795 ACSR | 0 | 0 | 0 | 0 | 0 | 0 | 0 | 0 | 0 | 0 | 0 | 0 | 0 | 0 | 0 | 0 | 0 | 0 | 0 | 0 | 0 | 0 | 0 | 12
NO |  | 166 | 2011 | 1 | 8 | 8 |  | Harrington | Randall C | 230 | 230 | KFW 1.1 | 1 | 11 | 1 | 795 ACSR | 0 | 0 | 0 | 0 | 0 | 0 | 0 | 0 | 0 | 0 | 0 | 0 | 0 | 0 | 0 | 0 | 0 | 0 | 0 | 0 | 0 | 0 | 0 | 12
NO |  | 166 | 2011 | 1 | 9 | 9 |  |  |  | 0 | 0 | SP 10.51 | 0 | 0 | 0 |  | 0 | 0 | 0 | 0 | 0 | 0 | 0 | 0 | 0 | 0 | 0 | 0 | 0 | 0 | 0 | 0 | 0 | 0 | 0 | 0 | 0 | 0 | 0 | 12
NO |  | 166 | 2011 | 1 | 11 | 11 |  | TUCO Stat | Carlisle | 230 | 230 | KFW 25.4 | 25 | 1 | 1 | 795 ACSR | 0 | 0 | 0 | 0 | 0 | 0 | 0 | 0 | 0 | 0 | 0 | 0 | 0 | 0 | 0 | 0 | 0 | 0 | 0 | 0 | 0 | 0 | 0 | 12
NO |  | 166 | 2011 | 1 | 12 | 12 |  |  |  | 0 | 0 | SP 1.49 | 0 | 0 | 0 |  | 0 | 0 | 0 | 0 | 0 | 0 | 0 | 0 | 0 | 0 | 0 | 0 | 0 | 0 | 0 | 0 | 0 | 0 | 0 | 0 | 0 | 0 | 0 | 12
NO |  | 166 | 2011 | 1 | 14 | 14 |  | Tolk Stat | Yoakum Co | 230 | 230 | KFW 72.67 | 73 | 15 | 1 | 795 ACSR | 0 | 0 | 0 | 0 | 0 | 0 | 0 | 0 | 0 | 0 | 0 | 0 | 0 | 0 | 0 | 0 | 0 | 0 | 0 | 0 | 0 | 0 | 0 | 12
NO |  | 166 | 2011 | 1 | 15 | 15 |  |  |  | 0 | 0 | SP 15.13 | 0 | 0 | 0 |  | 0 | 0 | 0 | 0 | 0 | 0 | 0 | 0 | 0 | 0 | 0 | 0 | 0 | 0 | 0 | 0 | 0 | 0 | 0 | 0 | 0 | 0 | 0 | 12
NO |  | 166 | 2011 | 1 | 17 | 17 |  | Tolk Stat | Lamb Co. | 230 | 230 | KFW | 35 | 0 | 1 | 795 ACSR | 0 | 0 | 0 | 0 | 0 | 0 | 0 | 0 | 0 | 0 | 0 | 0 | 0 | 0 | 0 | 0 | 0 | 0 | 0 | 0 | 0 | 0 | 0 | 12
NO |  | 166 | 2011 | 1 | 19 | 19 |  | Plant X | Tolk Stat | 230 | 230 | KFW | 10 | 0 | 1 | 795 ACSR | 0 | 0 | 0 | 0 | 0 | 0 | 0 | 0 | 0 | 0 | 0 | 0 | 0 | 0 | 0 | 0 | 0 | 0 | 0 | 0 | 0 | 0 | 0 | 12
NO |  | 166 | 2011 | 1 | 21 | 21 |  | Tolk Stat | Roosevelt | 230 | 230 | KFW | 39 | 0 | 1 | 795 ACSR | 0 | 0 | 0 | 0 | 0 | 0 | 0 | 0 | 0 | 0 | 0 | 0 | 0 | 0 | 0 | 0 | 0 | 0 | 0 | 0 | 0 | 0 | 0 | 12
NO |  | 166 | 2011 | 1 | 23 | 23 |  | Moore Co. | Potter Co | 230 | 230 | KFW | 41 | 7 | 1 | 795 ACSR | 0 | 0 | 0 | 0 | 0 | 0 | 0 | 0 | 0 | 0 | 0 | 0 | 0 | 0 | 0 | 0 | 0 | 0 | 0 | 0 | 0 | 0 | 0 | 12
NO |  | 166 | 2011 | 1 | 25 | 25 |  | Yoakum In | Mustang | 230 | 230 | KFW | 25.48 | 1.03 | 1 | 795 ACSR | 0 | 0 | 0 | 0 | 0 | 0 | 0 | 0 | 0 | 0 | 0 | 0 | 0 | 0 | 0 | 0 | 0 | 0 | 0 | 0 | 0 | 0 | 0 | 12
NO |  | 166 | 2011 | 1 | 28 | 28 |  | Yoakum Co | Amoco | 230 | 230 | KFW 9.93 | 10 | 2 | 1 | 795 ACSR | 0 | 0 | 0 | 0 | 0 | 0 | 0 | 0 | 0 | 0 | 0 | 0 | 0 | 0 | 0 | 0 | 0 | 0 | 0 | 0 | 0 | 0 | 0 | 12
NO |  | 166 | 2011 | 1 | 29 | 29 |  |  |  | 0 | 0 | SP 1.88 | 0 | 0 | 0 |  | 0 | 0 | 0 | 0 | 0 | 0 | 0 | 0 | 0 | 0 | 0 | 0 | 0 | 0 | 0 | 0 | 0 | 0 | 0 | 0 | 0 | 0 | 0 | 12
NO |  | 166 | 2011 | 1 | 31 | 31 |  | Carlisle | LP&L | 230 | 230 | SP | 1.11 | 0 | 1 | 795 ACSR | 0 | 0 | 0 | 0 | 0 | 0 | 0 | 0 | 0 | 0 | 0 | 0 | 0 | 0 | 0 | 0 | 0 | 0 | 0 | 0 | 0 | 0 | 0 | 12
NO |  | 166 | 2011 | 1 | 34 | 34 |  | Harrington | East Plant | 230 | 230 | KFW 3.96 | 4 | 3 | 1 | 795 ACSR | 0 | 0 | 0 | 0 | 0 | 0 | 0 | 0 | 0 | 0 | 0 | 0 | 0 | 0 | 0 | 0 | 0 | 0 | 0 | 0 | 0 | 0 | 0 | 12
NO |  | 166 | 2011 | 1 | 35 | 35 |  |  |  | 0 | 0 | SP 3.11 | 0 | 0 | 0 |  | 0 | 0 | 0 | 0 | 0 | 0 | 0 | 0 | 0 | 0 | 0 | 0 | 0 | 0 | 0 | 0 | 0 | 0 | 0 | 0 | 0 | 0 | 0 | 12
NO |  | 166 | 2011 | 2 | 2 | 2 |  | Cunningham | NM St. Li | 230 | 230 | KFW 76.16 | 76 | 11 | 1 | 795 ACSR | 0 | 0 | 0 | 0 | 0 | 0 | 0 | 0 | 0 | 0 | 0 | 0 | 0 | 0 | 0 | 0 | 0 | 0 | 0 | 0 | 0 | 0 | 0 | 12
NO |  | 166 | 2011 | 2 | 3 | 3 |  |  |  | 0 | 0 | SP 11.19 | 0 | 0 | 0 |  | 0 | 0 | 0 | 0 | 0 | 0 | 0 | 0 | 0 | 0 | 0 | 0 | 0 | 0 | 0 | 0 | 0 | 0 | 0 | 0 | 0 | 0 | 0 | 12
NO |  | 166 | 2011 | 2 | 5 | 5 |  | Cunningham | Eddy Co. | 230 | 230 | KFW | 59 | 0 | 1 | 795 ACSR | 0 | 0 | 0 | 0 | 0 | 0 | 0 | 0 | 0 | 0 | 0 | 0 | 0 | 0 | 0 | 0 | 0 | 0 | 0 | 0 | 0 | 0 | 0 | 12
NO |  | 166 | 2011 | 2 | 7 | 7 |  | Roosevelt | Chaves Co | 230 | 230 | KFW 100.37 | 100 | 7 | 1 | 795 ACSR | 0 | 0 | 0 | 0 | 0 | 0 | 0 | 0 | 0 | 0 | 0 | 0 | 0 | 0 | 0 | 0 | 0 | 0 | 0 | 0 | 0 | 0 | 0 | 12
NO |  | 166 | 2011 | 2 | 8 | 8 |  |  |  | 0 | 0 | SP 7.07 | 0 | 0 | 0 |  | 0 | 0 | 0 | 0 | 0 | 0 | 0 | 0 | 0 | 0 | 0 | 0 | 0 | 0 | 0 | 0 | 0 | 0 | 0 | 0 | 0 | 0 | 0 | 12
NO |  | 166 | 2011 | 2 | 10 | 10 |  | Chaves Co | Eddy Co. | 230 | 230 | KFW 49.82 | 50 | 3 | 1 | 795 ACSR | 0 | 0 | 0 | 0 | 0 | 0 | 0 | 0 | 0 | 0 | 0 | 0 | 0 | 0 | 0 | 0 | 0 | 0 | 0 | 0 | 0 | 0 | 0 | 12
NO |  | 166 | 2011 | 2 | 11 | 11 |  |  |  | 0 | 0 | SP 2.63 | 0 | 0 | 0 |  | 0 | 0 | 0 | 0 | 0 | 0 | 0 | 0 | 0 | 0 | 0 | 0 | 0 | 0 | 0 | 0 | 0 | 0 | 0 | 0 | 0 | 0 | 0 | 12
NO |  | 166 | 2011 | 2 | 13 | 13 |  | Tolk | Plant X | 230 | 230 | KFW | 10 | 0 | 1 | 795 ACSR | 0 | 0 | 0 | 0 | 0 | 0 | 0 | 0 | 0 | 0 | 0 | 0 | 0 | 0 | 0 | 0 | 0 | 0 | 0 | 0 | 0 | 0 | 0 | 12
NO |  | 166 | 2011 | 2 | 15 | 15 |  | Jones | Grassland | 230 | 345 | KFW | 27 | 0 | 1 | 795 ACSR | 0 | 0 | 0 | 0 | 0 | 0 | 0 | 0 | 0 | 0 | 0 | 0 | 0 | 0 | 0 | 0 | 0 | 0 | 0 | 0 | 0 | 0 | 0 | 12
NO |  | 166 | 2011 | 2 | 17 | 17 |  | Lea Co. Int | Midland Int | 230 | 345 | KFW | 89 | 0 | 1 | 795 ACSR | 0 | 0 | 0 | 0 | 0 | 0 | 0 | 0 | 0 | 0 | 0 | 0 | 0 | 0 | 0 | 0 | 0 | 0 | 0 | 0 | 0 | 0 | 0 | 12
NO |  | 166 | 2011 | 2 | 19 | 19 |  | Grassland | Borden Int | 230 | 345 | KFW | 44 | 0 | 1 | 795 ACSR | 0 | 0 | 0 | 0 | 0 | 0 | 0 | 0 | 0 | 0 | 0 | 0 | 0 | 0 | 0 | 0 | 0 | 0 | 0 | 0 | 0 | 0 | 0 | 12
NO |  | 166 | 2011 | 2 | 21 | 21 |  | Cunningham | Potash Junction | 230 | 230 | KFW | 38 | 0 | 1 | 795 ACSR | 0 | 0 | 0 | 0 | 0 | 0 | 0 | 0 | 0 | 0 | 0 | 0 | 0 | 0 | 0 | 0 | 0 | 0 | 0 | 0 | 0 | 0 | 0 | 12
NO |  | 166 | 2011 | 2 | 23 | 23 |  | Eddy Co. | Seven Riv | 230 | 230 | KFW 19.98 | 20 | 4 | 1 | 795 ACSR | 0 | 0 | 0 | 0 | 0 | 0 | 0 | 0 | 0 | 0 | 0 | 0 | 0 | 0 | 0 | 0 | 0 | 0 | 0 | 0 | 0 | 0 | 0 | 12
NO |  | 166 | 2011 | 2 | 24 | 24 |  |  |  | 0 | 0 | SP 4.42 | 0 | 0 | 0 |  | 0 | 0 | 0 | 0 | 0 | 0 | 0 | 0 | 0 | 0 | 0 | 0 | 0 | 0 | 0 | 0 | 0 | 0 | 0 | 0 | 0 | 0 | 0 | 12
NO |  | 166 | 2011 | 2 | 26 | 26 |  | Expenses Applicable to All | 230 KV Lines | 0 | 0 |  | 0 | 0 | 0 |  | 17549993 | 143740649 | 161290642 | 0 | 0 | 0 | 0 | 0 | 0 | 0 | 0 | 0 | 0 | 0 | 0 | 0 | 0 | 0 | 0 | 0 | 0 | 0 | 0 | 12
NO |  | 166 | 2011 | 2 | 28 | 28 |  | Tolk | Eddy Co. Int | 345 | 345 | KFW 157.7 | 158 | 0 | 1 | 795 ACSR | 0 | 0 | 0 | 0 | 0 | 0 | 0 | 0 | 0 | 0 | 0 | 0 | 0 | 0 | 0 | 0 | 0 | 0 | 0 | 0 | 0 | 0 | 0 | 12
NO |  | 166 | 2011 | 2 | 30 | 30 |  | TUCO Station | Oklaunion | 345 | 345 | SP 161.62 | 162 | 0 | 1 | 795 ACSR | 0 | 0 | 0 | 0 | 0 | 0 | 0 | 0 | 0 | 0 | 0 | 0 | 0 | 0 | 0 | 0 | 0 | 0 | 0 | 0 | 0 | 0 | 0 | 12
NO |  | 166 | 2011 | 2 | 33 | 33 |  | Finney | Lamar | 345 | 345 | Wood H-frame | 78.8 | 0 | 1 | 795 ACSR | 0 | 0 | 0 | 0 | 0 | 0 | 0 | 0 | 0 | 0 | 0 | 0 | 0 | 0 | 0 | 0 | 0 | 0 | 0 | 0 | 0 | 0 | 0 | 12
NO |  | 166 | 2011 | 2 | 35 | 35 |  | Lea Co Int. | Hobbs Generating Station | 230 | 345 | HFW | 0.86 | 0 | 1 | 795 ACSR | 0 | 0 | 0 | 0 | 0 | 0 | 0 | 0 | 0 | 0 | 0 | 0 | 0 | 0 | 0 | 0 | 0 | 0 | 0 | 0 | 0 | 0 | 0 | 12
NO |  | 166 | 2011 | 3 | 2 | 2 |  | Midland Int. | Hobbs Generating Station | 230 | 345 | HFW | 89.22 | 0 | 1 | 795 ACSR | 0 | 0 | 0 | 0 | 0 | 0 | 0 | 0 | 0 | 0 | 0 | 0 | 0 | 0 | 0 | 0 | 0 | 0 | 0 | 0 | 0 | 0 | 0 | 12
NO |  | 166 | 2011 | 3 | 4 | 4 |  | Potter Co Int. | Hitchland Int. | 345 | 345 | HFW | 102.45 | 0 | 1 | 795 ACSR | 0 | 0 | 0 | 0 | 0 | 0 | 0 | 0 | 0 | 0 | 0 | 0 | 0 | 0 | 0 | 0 | 0 | 0 | 0 | 0 | 0 | 0 | 0 | 12
NO |  | 166 | 2011 | 3 | 6 | 6 |  | Finney Co Int. | Hitchland Int. | 345 | 345 | HFW | 117.11 | 0 | 1 | 795 ACSR | 0 | 0 | 0 | 0 | 0 | 0 | 0 | 0 | 0 | 0 | 0 | 0 | 0 | 0 | 0 | 0 | 0 | 0 | 0 | 0 | 0 | 0 | 0 | 12
NO |  | 166 | 2011 | 3 | 8 | 8 |  | Expenses Applicable to All | 345 KV Lines | 0 | 0 |  | 0 | 0 | 0 |  | 15035962 | 127480711 | 142516673 | 0 | 0 | 0 | 0 | 0 | 0 | 0 | 0 | 0 | 0 | 0 | 0 | 0 | 0 | 0 | 0 | 0 | 0 | 0 | 0 | 12
SI/SI | A | 166 | 2011 | 3 | 10 | 10 |  | Applicable to All | 115 KV Lines | 115 | 0 |  | 2551.23 | 193.46 | 0 |  | 16057351 | 236961637 | 253018988 | 0 | 0 | 0 | 1315191.4477 | 0 | 0 | 0 | 0 | 0 | 0 | 0 | 0 | 0 | 0 | 0 | 0 | 0 | 0 | 0 | 0 | 12
SI/SI | A | 166 | 2011 | 3 | 12 | 12 |  | Applicable to All | 69 KV Lines | 69 | 0 |  | 1302.2 | 239.33 | 3 |  | 2764500 | 86048134 | 88812634 | 0 | 0 | 0 | 461647.6321 | 0 | 0 | 0 | 0 | 0 | 0 | 0 | 0 | 0 | 0 | 0 | 0 | 0 | 0 | 0 | 0 | 12
NO |  | 166 | 2011 | 3 | 14 | 14 |  | Applicable to All | Transmission lines | 0 | 0 |  | 0 | 0 | 0 |  | 0 | 0 | 0 | 469386 | 1818351 | 1068291 | 3356028 | 0 | 0 | 0 | 0 | 0 | 0 | 0 | 0 | 0 | 0 | 0 | 0 | 0 | 0 | 0 | 0 | 12
NO |  | 166 | 2011 | 3 | 16 | 16 |  | Seven Rivers Sub | Pecos Sub | 230 | 0 | HFS | 14.63 | 0 | 1 | 795 ACSR | 0 | 0 | 0 | 0 | 0 | 0 | 0 | 0 | 0 | 0 | 0 | 0 | 0 | 0 | 0 | 0 | 0 | 0 | 0 | 0 | 0 | 0 | 0 | 12
NO |  | 166 | 2011 | 3 | 18 | 18 |  | Pecos Sub | Potash Jct Sub | 230 | 0 | HFS | 20.61 | 0 | 1 | 795 ACSR | 0 | 0 | 0 | 0 | 0 | 0 | 0 | 0 | 0 | 0 | 0 | 0 | 0 | 0 | 0 | 0 | 0 | 0 | 0 | 0 | 0 | 0 | 0 | 12
NO |  | 166 | 2011 | 3 | 20 | 20 |  | Mustang Sub | Seminole Sub | 230 | 0 | HFS | 18.03 | 0 | 1 | 795 ACSR | 0 | 0 | 0 | 0 | 0 | 0 | 0 | 0 | 0 | 0 | 0 | 0 | 0 | 0 | 0 | 0 | 0 | 0 | 0 | 0 | 0 | 0 | 0 | 12
NO |  | 166 | 2011 | 0 | 36 | 36 |  | TOTAL |  | 0 | 0 |  | 6153.73 | 548.82 | 51 |  | 51407806 | 594231131 | 645638937 | 469386 | 1818351 | 1068291 | 3356028 | 0 | 0 | 0 | 0 | 0 | 0 | 0 | 0 | 0 | 0 | 0 | 0 | 0 | 0 | 0 | 0 | 12
NO |  | 145 | 2011 | 0 | 1 | 1 |  | 230 KV Overhead System |  | 0 | 0 |  | 0 | 0 | 0 |  | 0 | 0 | 0 | 0 | 0 | 0 | 0 | 0 | 0 | 0 | 0 | 0 | 0 | 0 | 0 | 0 | 0 | 0 | 0 | 0 | 0 | 0 | 0 | 12
NO |  | 145 | 2011 | 0 | 3 | 3 |  | Cabin Creek | Tower 1 | 230 | 230 | Steel Tower | 0.32 | 0 | 1 | 1-1033.5 | 0 | 0 | 0 | 0 | 0 | 0 | 0 | 0 | 0 | 0 | 0 | 0 | 0 | 0 | 0 | 0 | 0 | 0 | 0 | 0 | 0 | 0 | 0 | 12
NO |  | 145 | 2011 | 0 | 4 | 4 |  | Tower 1 | Tower 15 | 230 | 230 | Steel Tower | 1.9 | 0 | 1 | 1-1033.5 | 0 | 0 | 0 | 0 | 0 | 0 | 0 | 0 | 0 | 0 | 0 | 0 | 0 | 0 | 0 | 0 | 0 | 0 | 0 | 0 | 0 | 0 | 0 | 12
NO |  | 145 | 2011 | 0 | 5 | 5 |  | Tower 15 | Tower 25 | 230 | 230 | Steel Tower | 1.46 | 0 | 1 | 1-1033.5 | 0 | 0 | 0 | 0 | 0 | 0 | 0 | 0 | 0 | 0 | 0 | 0 | 0 | 0 | 0 | 0 | 0 | 0 | 0 | 0 | 0 | 0 | 0 | 12
NO |  | 145 | 2011 | 0 | 6 | 6 |  | Tower 25 | Idaho Springs | 230 | 230 | Alum. Tower | 11.33 | 0 | 1 | 1-1033.5 | 0 | 0 | 0 | 0 | 0 | 0 | 0 | 0 | 0 | 0 | 0 | 0 | 0 | 0 | 0 | 0 | 0 | 0 | 0 | 0 | 0 | 0 | 0 | 12
NO |  | 145 | 2011 | 0 | 7 | 7 |  | Idaho Springs | Tower 179 | 230 | 230 | Alum. Tower | 10.84 | 0 | 1 | 1-1033.5 | 0 | 0 | 0 | 0 | 0 | 0 | 0 | 0 | 0 | 0 | 0 | 0 | 0 | 0 | 0 | 0 | 0 | 0 | 0 | 0 | 0 | 0 | 0 | 12
NO |  | 145 | 2011 | 0 | 8 | 8 |  | Tower 179 | Tower 185 | 230 | 230 | Steel Tower | 0.56 | 0 | 1 | 1-1033.5 | 0 | 0 | 0 | 0 | 0 | 0 | 0 | 0 | 0 | 0 | 0 | 0 | 0 | 0 | 0 | 0 | 0 | 0 | 0 | 0 | 0 | 0 | 0 | 12
NO |  | 145 | 2011 | 0 | 9 | 9 |  | Tower 185 | Tower 199 | 230 | 230 | Alum. Tower | 2 | 0 | 1 | 1-1033.5 | 0 | 0 | 0 | 0 | 0 | 0 | 0 | 0 | 0 | 0 | 0 | 0 | 0 | 0 | 0 | 0 | 0 | 0 | 0 | 0 | 0 | 0 | 0 | 12
NO |  | 145 | 2011 | 0 | 10 | 10 |  | Tower 199 | Lookout | 230 | 230 | Alum. Tower | 2.23 | 0 | 1 | 1-1033.5 | 0 | 0 | 0 | 0 | 0 | 0 | 0 | 0 | 0 | 0 | 0 | 0 | 0 | 0 | 0 | 0 | 0 | 0 | 0 | 0 | 0 | 0 | 0 | 12
NO |  | 145 | 2011 | 0 | 13 | 13 |  | Cabin Creek | Tower 1 | 230 | 230 | Steel Tower | 0 | 0.32 | 1 | 1-1033.5 | 0 | 0 | 0 | 0 | 0 | 0 | 0 | 0 | 0 | 0 | 0 | 0 | 0 | 0 | 0 | 0 | 0 | 0 | 0 | 0 | 0 | 0 | 0 | 12
NO |  | 145 | 2011 | 0 | 14 | 14 |  | Tower 1 | Tower 15 | 230 | 230 | Steel Tower | 0 | 1.9 | 1 | 1-1033.5 | 0 | 0 | 0 | 0 | 0 | 0 | 0 | 0 | 0 | 0 | 0 | 0 | 0 | 0 | 0 | 0 | 0 | 0 | 0 | 0 | 0 | 0 | 0 | 12
NO |  | 145 | 2011 | 0 | 15 | 15 |  | Tower 15 | Tower 25 | 230 | 230 | Steel Tower | 0 | 1.46 | 1 | 1-1033.5 | 0 | 0 | 0 | 0 | 0 | 0 | 0 | 0 | 0 | 0 | 0 | 0 | 0 | 0 | 0 | 0 | 0 | 0 | 0 | 0 | 0 | 0 | 0 | 12
NO |  | 145 | 2011 | 0 | 16 | 16 |  | Tower 25 | Idaho Springs | 230 | 230 | Alum. Tower | 0 | 11.33 | 1 | 1-1033.5 | 0 | 0 | 0 | 0 | 0 | 0 | 0 | 0 | 0 | 0 | 0 | 0 | 0 | 0 | 0 | 0 | 0 | 0 | 0 | 0 | 0 | 0 | 0 | 12
NO |  | 145 | 2011 | 0 | 17 | 17 |  | Idaho Springs | Tower 179 | 230 | 230 | Alum. Tower | 0 | 10.84 | 1 | 1-1033.5 | 0 | 0 | 0 | 0 | 0 | 0 | 0 | 0 | 0 | 0 | 0 | 0 | 0 | 0 | 0 | 0 | 0 | 0 | 0 | 0 | 0 | 0 | 0 | 12
NO |  | 145 | 2011 | 0 | 18 | 18 |  | Tower 179 | Tower 185 | 230 | 230 | Steel Tower | 0 | 0.56 | 1 | 1-1033.5 | 0 | 0 | 0 | 0 | 0 | 0 | 0 | 0 | 0 | 0 | 0 | 0 | 0 | 0 | 0 | 0 | 0 | 0 | 0 | 0 | 0 | 0 | 0 | 12
NO |  | 145 | 2011 | 0 | 19 | 19 |  | Tower 185 | Tower 199 | 230 | 230 | Alum. Tower | 0 | 2 | 1 | 1-1033.5 | 0 | 0 | 0 | 0 | 0 | 0 | 0 | 0 | 0 | 0 | 0 | 0 | 0 | 0 | 0 | 0 | 0 | 0 | 0 | 0 | 0 | 0 | 0 | 12
NO |  | 145 | 2011 | 0 | 20 | 20 |  | Tower 199 | Lookout Sub | 230 | 230 | Alum. Tower | 0 | 2.23 | 1 | 1-1033.5 | 0 | 0 | 0 | 0 | 0 | 0 | 0 | 0 | 0 | 0 | 0 | 0 | 0 | 0 | 0 | 0 | 0 | 0 | 0 | 0 | 0 | 0 | 0 | 12
NO |  | 145 | 2011 | 0 | 23 | 23 |  | Cabin Creek | Tower "A" | 230 | 230 | Steel Pole | 0 | 0.17 | 1 | 2-636 | 0 | 0 | 0 | 0 | 0 | 0 | 0 | 0 | 0 | 0 | 0 | 0 | 0 | 0 | 0 | 0 | 0 | 0 | 0 | 0 | 0 | 0 | 0 | 12
NO |  | 145 | 2011 | 0 | 24 | 24 |  | Tower "A" | Tower 1 | 230 | 230 | Steel Tower | 0 | 0.18 | 1 | 2-636 | 0 | 0 | 0 | 0 | 0 | 0 | 0 | 0 | 0 | 0 | 0 | 0 | 0 | 0 | 0 | 0 | 0 | 0 | 0 | 0 | 0 | 0 | 0 | 12
NO |  | 145 | 2011 | 0 | 25 | 25 |  | Tower 1 | Tower 15 | 230 | 230 | Steel Tower | 0 | 1.9 | 1 | 2-636 | 0 | 0 | 0 | 0 | 0 | 0 | 0 | 0 | 0 | 0 | 0 | 0 | 0 | 0 | 0 | 0 | 0 | 0 | 0 | 0 | 0 | 0 | 0 | 12
NO |  | 145 | 2011 | 0 | 26 | 26 |  | Tower 15 | Dillon | 230 | 345 | Steel H Frame | 0 | 19.53 | 1 | 2-636 | 0 | 0 | 0 | 0 | 0 | 0 | 0 | 0 | 0 | 0 | 0 | 0 | 0 | 0 | 0 | 0 | 0 | 0 | 0 | 0 | 0 | 0 | 0 | 12
NO |  | 145 | 2011 | 0 | 29 | 29 |  | Cherokee | Arvada | 230 | 230 | Steel Tower | 3.36 | 0 | 1 | 1-1033.5 | 0 | 0 | 0 | 0 | 0 | 0 | 0 | 0 | 0 | 0 | 0 | 0 | 0 | 0 | 0 | 0 | 0 | 0 | 0 | 0 | 0 | 0 | 0 | 12
NO |  | 145 | 2011 | 0 | 30 | 30 |  | Arvada | Russell | 230 | 230 | Steel Tower | 3.66 | 0 | 1 | 1-1033.5 | 0 | 0 | 0 | 0 | 0 | 0 | 0 | 0 | 0 | 0 | 0 | 0 | 0 | 0 | 0 | 0 | 0 | 0 | 0 | 0 | 0 | 0 | 0 | 12
NO |  | 145 | 2011 | 0 | 31 | 31 |  | Russell | Ridge | 230 | 230 | Steel Tower | 2.04 | 0 | 1 | 1-1033.5 | 0 | 0 | 0 | 0 | 0 | 0 | 0 | 0 | 0 | 0 | 0 | 0 | 0 | 0 | 0 | 0 | 0 | 0 | 0 | 0 | 0 | 0 | 0 | 12
NO |  | 145 | 2011 | 0 | 34 | 34 |  | Soda Lakes | STR. #59A | 230 | 230 | Steel Pole | 0.37 | 0 | 1 | 1-1272 | 0 | 0 | 0 | 0 | 0 | 0 | 0 | 0 | 0 | 0 | 0 | 0 | 0 | 0 | 0 | 0 | 0 | 0 | 0 | 0 | 0 | 0 | 0 | 12
NO |  | 145 | 2011 | 0 | 35 | 35 |  | STR. #59A | Tower 60 | 230 | 230 | Steel Tower | 0.01 | 0 | 1 | 1-1033.5 | 0 | 0 | 0 | 0 | 0 | 0 | 0 | 0 | 0 | 0 | 0 | 0 | 0 | 0 | 0 | 0 | 0 | 0 | 0 | 0 | 0 | 0 | 0 | 12
NO |  | 145 | 2011 | 1 | 1 | 1 |  | Tower 60 | Tower 79 | 230 | 230 | Steel Tower | 2.13 | 0 | 1 | 1-1033.5 | 0 | 0 | 0 | 0 | 0 | 0 | 0 | 0 | 0 | 0 | 0 | 0 | 0 | 0 | 0 | 0 | 0 | 0 | 0 | 0 | 0 | 0 | 0 | 12
NO |  | 145 | 2011 | 1 | 2 | 2 |  | Tower 79 | Tower 85 | 230 | 230 | Steel Tower | 0.69 | 0 | 1 | 1-1033.5 | 0 | 0 | 0 | 0 | 0 | 0 | 0 | 0 | 0 | 0 | 0 | 0 | 0 | 0 | 0 | 0 | 0 | 0 | 0 | 0 | 0 | 0 | 0 | 12
NO |  | 145 | 2011 | 1 | 3 | 3 |  | Tower 85 | Chatfield | 230 | 230 | Steel Pole | 2.1 | 0 | 1 | 1-1033.5 | 0 | 0 | 0 | 0 | 0 | 0 | 0 | 0 | 0 | 0 | 0 | 0 | 0 | 0 | 0 | 0 | 0 | 0 | 0 | 0 | 0 | 0 | 0 | 12
NO |  | 145 | 2011 | 1 | 4 | 4 |  | Chatfield | Tower 85 | 230 | 230 | Steel Pole | 2.1 | 0 | 1 | 1-1033.5 | 0 | 0 | 0 | 0 | 0 | 0 | 0 | 0 | 0 | 0 | 0 | 0 | 0 | 0 | 0 | 0 | 0 | 0 | 0 | 0 | 0 | 0 | 0 | 12
NO |  | 145 | 2011 | 1 | 5 | 5 |  | Tower 85 | Deer Creek | 230 | 230 | Steel Tower | 3.09 | 0 | 1 | 1-1033.5 | 0 | 0 | 0 | 0 | 0 | 0 | 0 | 0 | 0 | 0 | 0 | 0 | 0 | 0 | 0 | 0 | 0 | 0 | 0 | 0 | 0 | 0 | 0 | 12
NO |  | 145 | 2011 | 1 | 6 | 6 |  | Deer Creek | Waterton | 230 | 230 | Steel Tower | 6.05 | 0 | 1 | 1-1033.5 | 0 | 0 | 0 | 0 | 0 | 0 | 0 | 0 | 0 | 0 | 0 | 0 | 0 | 0 | 0 | 0 | 0 | 0 | 0 | 0 | 0 | 0 | 0 | 12
NO |  | 145 | 2011 | 1 | 9 | 9 |  | Leyden Site Tower #102 | Tower #83A | 230 | 230 | Steel Pole | 3.04 | 0 | 1 | 1-1033.5 | 0 | 0 | 0 | 0 | 0 | 0 | 0 | 0 | 0 | 0 | 0 | 0 | 0 | 0 | 0 | 0 | 0 | 0 | 0 | 0 | 0 | 0 | 0 | 12
NO |  | 145 | 2011 | 1 | 12 | 12 |  | Lookout | Plains End 5027 | 0 | 0 |  | 0 | 0 | 0 |  | 0 | 0 | 0 | 0 | 0 | 0 | 0 | 0 | 0 | 0 | 0 | 0 | 0 | 0 | 0 | 0 | 0 | 0 | 0 | 0 | 0 | 0 | 0 | 12
NO |  | 145 | 2011 | 1 | 13 | 13 |  | Lookout | Leyden Site Tower 102 | 230 | 230 | Steel Tower | 0 | 6.36 | 1 | 1-1033.5 | 0 | 0 | 0 | 0 | 0 | 0 | 0 | 0 | 0 | 0 | 0 | 0 | 0 | 0 | 0 | 0 | 0 | 0 | 0 | 0 | 0 | 0 | 0 | 12
NO |  | 145 | 2011 | 1 | 14 | 14 |  | Leyden Site Tower 102 | Tower 84 (Plns End Tap) | 230 | 230 | Steel Pole | 0 | 3.03 | 1 | 1-1033.5 | 0 | 0 | 0 | 0 | 0 | 0 | 0 | 0 | 0 | 0 | 0 | 0 | 0 | 0 | 0 | 0 | 0 | 0 | 0 | 0 | 0 | 0 | 0 | 12
NO |  | 145 | 2011 | 1 | 17 | 17 |  | Lookout | Ridge 5029 | 0 | 0 |  | 0 | 0 | 0 |  | 0 | 0 | 0 | 0 | 0 | 0 | 0 | 0 | 0 | 0 | 0 | 0 | 0 | 0 | 0 | 0 | 0 | 0 | 0 | 0 | 0 | 0 | 0 | 12
NO |  | 145 | 2011 | 1 | 18 | 18 |  | Lookout | Leyden Site Tower 102 | 230 | 230 | Steel Tower | 0 | 6.36 | 1 | 1-1033.5 | 0 | 0 | 0 | 0 | 0 | 0 | 0 | 0 | 0 | 0 | 0 | 0 | 0 | 0 | 0 | 0 | 0 | 0 | 0 | 0 | 0 | 0 | 0 | 12
NO |  | 145 | 2011 | 1 | 19 | 19 |  | Leyden Site Tower 102 | Leyden Site Fixture 4 | 230 | 230 | Wood K-Frame | 0.26 | 0 | 1 | 1-1033.5 | 0 | 0 | 0 | 0 | 0 | 0 | 0 | 0 | 0 | 0 | 0 | 0 | 0 | 0 | 0 | 0 | 0 | 0 | 0 | 0 | 0 | 0 | 0 | 12
NO |  | 145 | 2011 | 1 | 22 | 22 |  | Henry Lake | Fort St. Vrain 5047 | 0 | 0 |  | 0 | 0 | 0 |  | 0 | 0 | 0 | 0 | 0 | 0 | 0 | 0 | 0 | 0 | 0 | 0 | 0 | 0 | 0 | 0 | 0 | 0 | 0 | 0 | 0 | 0 | 0 | 12
NO |  | 145 | 2011 | 1 | 23 | 23 |  | Henry Lake | Tower 81A | 230 | 230 | Steel Pole | 0.01 | 0 | 1 | 1-1033.5 | 0 | 0 | 0 | 0 | 0 | 0 | 0 | 0 | 0 | 0 | 0 | 0 | 0 | 0 | 0 | 0 | 0 | 0 | 0 | 0 | 0 | 0 | 0 | 12
NO |  | 145 | 2011 | 1 | 26 | 26 |  | Cherokee Plant | Silver Saddle Sub 5055 | 0 | 0 |  | 0 | 0 | 0 |  | 0 | 0 | 0 | 0 | 0 | 0 | 0 | 0 | 0 | 0 | 0 | 0 | 0 | 0 | 0 | 0 | 0 | 0 | 0 | 0 | 0 | 0 | 0 | 12
NO |  | 145 | 2011 | 1 | 27 | 27 |  | Cherokee | Tower 114 | 230 | 230 | Steel Tower | 1.07 | 0 | 1 | 1-1033.5 | 0 | 0 | 0 | 0 | 0 | 0 | 0 | 0 | 0 | 0 | 0 | 0 | 0 | 0 | 0 | 0 | 0 | 0 | 0 | 0 | 0 | 0 | 0 | 12
NO |  | 145 | 2011 | 1 | 28 | 28 |  | Tower 114 | Tower 80 | 230 | 230 | Steel Tower | 4.81 | 0 | 1 | 2-636 | 0 | 0 | 0 | 0 | 0 | 0 | 0 | 0 | 0 | 0 | 0 | 0 | 0 | 0 | 0 | 0 | 0 | 0 | 0 | 0 | 0 | 0 | 0 | 12
NO |  | 145 | 2011 | 1 | 29 | 29 |  | Tower 80 | Tower 79 | 230 | 230 | Steel Pole | 0.13 | 0 | 1 | 1-1033.5 | 0 | 0 | 0 | 0 | 0 | 0 | 0 | 0 | 0 | 0 | 0 | 0 | 0 | 0 | 0 | 0 | 0 | 0 | 0 | 0 | 0 | 0 | 0 | 12
NO |  | 145 | 2011 | 1 | 30 | 30 |  | Tower 79 | STR. #56A | 230 | 230 | Steel Tower | 3.32 | 0 | 1 | 2-636 | 0 | 0 | 0 | 0 | 0 | 0 | 0 | 0 | 0 | 0 | 0 | 0 | 0 | 0 | 0 | 0 | 0 | 0 | 0 | 0 | 0 | 0 | 0 | 12
NO |  | 145 | 2011 | 1 | 33 | 33 |  | Cherokee | LaCombe Sub 5057 | 0 | 0 |  | 0 | 0 | 0 |  | 0 | 0 | 0 | 0 | 0 | 0 | 0 | 0 | 0 | 0 | 0 | 0 | 0 | 0 | 0 | 0 | 0 | 0 | 0 | 0 | 0 | 0 | 0 | 12
NO |  | 145 | 2011 | 1 | 34 | 34 |  | Cherokee | Tower 2 | 230 | 230 | Steel Tower | 0.13 | 0 | 1 | 2-954 | 0 | 0 | 0 | 0 | 0 | 0 | 0 | 0 | 0 | 0 | 0 | 0 | 0 | 0 | 0 | 0 | 0 | 0 | 0 | 0 | 0 | 0 | 0 | 12
NO |  | 145 | 2011 | 1 | 35 | 35 |  | Tower 2 | Argo | 230 | 230 | Steel Pole | 2.93 | 0 | 1 | 2-954 | 0 | 0 | 0 | 0 | 0 | 0 | 0 | 0 | 0 | 0 | 0 | 0 | 0 | 0 | 0 | 0 | 0 | 0 | 0 | 0 | 0 | 0 | 0 | 12
NO |  | 145 | 2011 | 2 | 3 | 3 |  | Waterton | Daniels Park 5085 | 0 | 0 |  | 0 | 0 | 0 |  | 0 | 0 | 0 | 0 | 0 | 0 | 0 | 0 | 0 | 0 | 0 | 0 | 0 | 0 | 0 | 0 | 0 | 0 | 0 | 0 | 0 | 0 | 0 | 12
NO |  | 145 | 2011 | 2 | 4 | 4 |  | Waterton | Fix. A | 230 | 230 | Steel Pole | 0.03 | 0 | 1 | 1-1033.5 | 0 | 0 | 0 | 0 | 0 | 0 | 0 | 0 | 0 | 0 | 0 | 0 | 0 | 0 | 0 | 0 | 0 | 0 | 0 | 0 | 0 | 0 | 0 | 12
NO |  | 145 | 2011 | 2 | 5 | 5 |  | Fix A | Tower 1 | 230 | 230 | Steel Pole | 0.08 | 0 | 1 | 1-1033.5 | 0 | 0 | 0 | 0 | 0 | 0 | 0 | 0 | 0 | 0 | 0 | 0 | 0 | 0 | 0 | 0 | 0 | 0 | 0 | 0 | 0 | 0 | 0 | 12
NO |  | 145 | 2011 | 2 | 6 | 6 |  | Tower 1 | Tower 25 | 230 | 230 | Steel Tower | 3.39 | 0 | 1 | 1-1033.5 | 0 | 0 | 0 | 0 | 0 | 0 | 0 | 0 | 0 | 0 | 0 | 0 | 0 | 0 | 0 | 0 | 0 | 0 | 0 | 0 | 0 | 0 | 0 | 12
NO |  | 145 | 2011 | 2 | 7 | 7 |  | Tower 25 | Tower 39/1 | 230 | 230 | Steel Tower | 2.03 | 0 | 1 | 1-1033.5 | 0 | 0 | 0 | 0 | 0 | 0 | 0 | 0 | 0 | 0 | 0 | 0 | 0 | 0 | 0 | 0 | 0 | 0 | 0 | 0 | 0 | 0 | 0 | 12
NO |  | 145 | 2011 | 2 | 8 | 8 |  | Tower 39/1 | Marcy | 230 | 230 | Steel Pole | 0 | 2.15 | 1 | 1-1272 | 0 | 0 | 0 | 0 | 0 | 0 | 0 | 0 | 0 | 0 | 0 | 0 | 0 | 0 | 0 | 0 | 0 | 0 | 0 | 0 | 0 | 0 | 0 | 12
NO |  | 145 | 2011 | 2 | 9 | 9 |  | Marcy | Tower 39/1 | 230 | 230 | Steel Pole | 0 | 2.15 | 1 | 1-1272 | 0 | 0 | 0 | 0 | 0 | 0 | 0 | 0 | 0 | 0 | 0 | 0 | 0 | 0 | 0 | 0 | 0 | 0 | 0 | 0 | 0 | 0 | 0 | 12
NO |  | 145 | 2011 | 2 | 12 | 12 |  | Arapahoe Plant | Daniels Park 5107 | 0 | 0 |  | 0 | 0 | 0 |  | 0 | 0 | 0 | 0 | 0 | 0 | 0 | 0 | 0 | 0 | 0 | 0 | 0 | 0 | 0 | 0 | 0 | 0 | 0 | 0 | 0 | 0 | 0 | 12
NO |  | 145 | 2011 | 2 | 13 | 13 |  | Arapahoe Plant | Englewood Tap | 230 | 230 | Steel Tower | 3.48 | 0 | 1 | 1-1033.5 | 0 | 0 | 0 | 0 | 0 | 0 | 0 | 0 | 0 | 0 | 0 | 0 | 0 | 0 | 0 | 0 | 0 | 0 | 0 | 0 | 0 | 0 | 0 | 12
NO |  | 145 | 2011 | 2 | 14 | 14 |  | Englewood Tap | Fixture 35 | 230 | 230 | Wood Pole | 0.98 | 0 | 1 | 1-1033.5 | 0 | 0 | 0 | 0 | 0 | 0 | 0 | 0 | 0 | 0 | 0 | 0 | 0 | 0 | 0 | 0 | 0 | 0 | 0 | 0 | 0 | 0 | 0 | 12
NO |  | 145 | 2011 | 2 | 15 | 15 |  | Fixture 35 | Tower 72 | 230 | 230 | Wood Pole | 4.6 | 0 | 1 | 1-1033.5 | 0 | 0 | 0 | 0 | 0 | 0 | 0 | 0 | 0 | 0 | 0 | 0 | 0 | 0 | 0 | 0 | 0 | 0 | 0 | 0 | 0 | 0 | 0 | 12
NO |  | 145 | 2011 | 2 | 16 | 16 |  | Tower 72 | Tower 81 | 230 | 230 | Steel Tower | 1.43 | 0 | 1 | 1-1033.5 | 0 | 0 | 0 | 0 | 0 | 0 | 0 | 0 | 0 | 0 | 0 | 0 | 0 | 0 | 0 | 0 | 0 | 0 | 0 | 0 | 0 | 0 | 0 | 12
NO |  | 145 | 2011 | 2 | 17 | 17 |  | Tower 81 | Santa Fe Sub | 230 | 230 | Steel Pole | 0.06 | 0 | 1 | 1-1033.5 | 0 | 0 | 0 | 0 | 0 | 0 | 0 | 0 | 0 | 0 | 0 | 0 | 0 | 0 | 0 | 0 | 0 | 0 | 0 | 0 | 0 | 0 | 0 | 12
NO |  | 145 | 2011 | 2 | 18 | 18 |  | Santa Fe Sub | Tower 81 | 230 | 230 | Steel Tower | 0.06 | 0 | 1 | 1-1033.5 | 0 | 0 | 0 | 0 | 0 | 0 | 0 | 0 | 0 | 0 | 0 | 0 | 0 | 0 | 0 | 0 | 0 | 0 | 0 | 0 | 0 | 0 | 0 | 12
NO |  | 145 | 2011 | 2 | 19 | 19 |  | Tower 81 | Tower 82 | 230 | 230 | Steel Tower | 0.25 | 0 | 1 | 1-1033.5 | 0 | 0 | 0 | 0 | 0 | 0 | 0 | 0 | 0 | 0 | 0 | 0 | 0 | 0 | 0 | 0 | 0 | 0 | 0 | 0 | 0 | 0 | 0 | 12
NO |  | 145 | 2011 | 2 | 20 | 20 |  | Tower 82 | Tower 25 | 230 | 230 | Steel Tower | 3.57 | 0 | 1 | 1-1033.5 | 0 | 0 | 0 | 0 | 0 | 0 | 0 | 0 | 0 | 0 | 0 | 0 | 0 | 0 | 0 | 0 | 0 | 0 | 0 | 0 | 0 | 0 | 0 | 12
NO |  | 145 | 2011 | 2 | 23 | 23 |  | Waterton Sub | Daniels Park 5109 | 0 | 0 |  | 0 | 0 | 0 |  | 0 | 0 | 0 | 0 | 0 | 0 | 0 | 0 | 0 | 0 | 0 | 0 | 0 | 0 | 0 | 0 | 0 | 0 | 0 | 0 | 0 | 0 | 0 | 12
NO |  | 145 | 2011 | 2 | 24 | 24 |  | Waterton Sub | Fixture A | 230 | 230 | Steel Pole | 0 | 0.03 | 1 | 2-1272 | 0 | 0 | 0 | 0 | 0 | 0 | 0 | 0 | 0 | 0 | 0 | 0 | 0 | 0 | 0 | 0 | 0 | 0 | 0 | 0 | 0 | 0 | 0 | 12
NO |  | 145 | 2011 | 2 | 25 | 25 |  | Fixture A | Fixture 1 | 230 | 230 | Steel Pole | 0 | 0.08 | 1 | 2-1272 | 0 | 0 | 0 | 0 | 0 | 0 | 0 | 0 | 0 | 0 | 0 | 0 | 0 | 0 | 0 | 0 | 0 | 0 | 0 | 0 | 0 | 0 | 0 | 12
NO |  | 145 | 2011 | 2 | 26 | 26 |  | Fixture 1 | Fixture 61 | 230 | 345 | Steel Pole | 8.76 | 0 | 1 | 2-1272 | 0 | 0 | 0 | 0 | 0 | 0 | 0 | 0 | 0 | 0 | 0 | 0 | 0 | 0 | 0 | 0 | 0 | 0 | 0 | 0 | 0 | 0 | 0 | 12
NO |  | 145 | 2011 | 2 | 27 | 27 |  | Fixture 61 | Fixture 62W | 230 | 230 | Steel Pole | 0.05 | 0 | 1 | 2-1272 | 0 | 0 | 0 | 0 | 0 | 0 | 0 | 0 | 0 | 0 | 0 | 0 | 0 | 0 | 0 | 0 | 0 | 0 | 0 | 0 | 0 | 0 | 0 | 12
NO |  | 145 | 2011 | 2 | 28 | 28 |  | Fixture 62W | Fixture 63W | 230 | 230 | Wood H-Frame | 0.03 | 0 | 1 | 2-1272 | 0 | 0 | 0 | 0 | 0 | 0 | 0 | 0 | 0 | 0 | 0 | 0 | 0 | 0 | 0 | 0 | 0 | 0 | 0 | 0 | 0 | 0 | 0 | 12
NO |  | 145 | 2011 | 2 | 31 | 31 |  | Daniels Park | Greenwood 5111 | 0 | 0 |  | 0 | 0 | 0 |  | 0 | 0 | 0 | 0 | 0 | 0 | 0 | 0 | 0 | 0 | 0 | 0 | 0 | 0 | 0 | 0 | 0 | 0 | 0 | 0 | 0 | 0 | 0 | 12
NO |  | 145 | 2011 | 2 | 32 | 32 |  | Daniels Park | Prairie Sub 5111 | 230 | 230 | Steel Pole | 3.6 | 0 | 1 | 1-1272 | 0 | 0 | 0 | 0 | 0 | 0 | 0 | 0 | 0 | 0 | 0 | 0 | 0 | 0 | 0 | 0 | 0 | 0 | 0 | 0 | 0 | 0 | 0 | 12
NO |  | 145 | 2011 | 2 | 35 | 35 |  | Missile Sub | Daniels Park Sub 5113 | 0 | 0 |  | 0 | 0 | 0 |  | 0 | 0 | 0 | 0 | 0 | 0 | 0 | 0 | 0 | 0 | 0 | 0 | 0 | 0 | 0 | 0 | 0 | 0 | 0 | 0 | 0 | 0 | 0 | 12
NO |  | 145 | 2011 | 3 | 1 | 1 |  | Missile Sub Site | Tower 629/123A | 230 | 345 | Wood H-Frame | 41.74 | 0 | 1 | 2-636 | 0 | 0 | 0 | 0 | 0 | 0 | 0 | 0 | 0 | 0 | 0 | 0 | 0 | 0 | 0 | 0 | 0 | 0 | 0 | 0 | 0 | 0 | 0 | 12
NO |  | 145 | 2011 | 3 | 3 | 3 |  | Str. 111A/1 (Murphy Crk | Tower 107A | 230 | 230 | Steel Tower | 0.71 | 0 | 1 | 2-636 | 0 | 0 | 0 | 0 | 0 | 0 | 0 | 0 | 0 | 0 | 0 | 0 | 0 | 0 | 0 | 0 | 0 | 0 | 0 | 0 | 0 | 0 | 0 | 12
NO |  | 145 | 2011 | 3 | 4 | 4 |  | Tower 107A | Tower 104 | 230 | 230 | Steel Pole | 0.47 | 0 | 1 | 2-636 | 0 | 0 | 0 | 0 | 0 | 0 | 0 | 0 | 0 | 0 | 0 | 0 | 0 | 0 | 0 | 0 | 0 | 0 | 0 | 0 | 0 | 0 | 0 | 12
NO |  | 145 | 2011 | 3 | 5 | 5 |  | Tower 104 | Tower 71 | 230 | 230 | Steel Pole | 5.42 | 0 | 1 | 2-636 | 0 | 0 | 0 | 0 | 0 | 0 | 0 | 0 | 0 | 0 | 0 | 0 | 0 | 0 | 0 | 0 | 0 | 0 | 0 | 0 | 0 | 0 | 0 | 12
NO |  | 145 | 2011 | 3 | 6 | 6 |  | Tower 71 | Homestead Sub | 230 | 230 | Steel Pole | 0.9 | 0 | 1 | 2-636 | 0 | 0 | 0 | 0 | 0 | 0 | 0 | 0 | 0 | 0 | 0 | 0 | 0 | 0 | 0 | 0 | 0 | 0 | 0 | 0 | 0 | 0 | 0 | 12
NO |  | 145 | 2011 | 3 | 7 | 7 |  | Homestead Sub | Str. 70 | 230 | 230 | Steel Pole | 0.8 | 0 | 1 | 2-636 | 0 | 0 | 0 | 0 | 0 | 0 | 0 | 0 | 0 | 0 | 0 | 0 | 0 | 0 | 0 | 0 | 0 | 0 | 0 | 0 | 0 | 0 | 0 | 12
NO |  | 145 | 2011 | 3 | 8 | 8 |  | Str. 70 | Str. 52 | 230 | 230 | Steel Pole | 3.12 | 0 | 1 | 2-636 | 0 | 0 | 0 | 0 | 0 | 0 | 0 | 0 | 0 | 0 | 0 | 0 | 0 | 0 | 0 | 0 | 0 | 0 | 0 | 0 | 0 | 0 | 0 | 12
NO |  | 145 | 2011 | 3 | 9 | 9 |  | Str. 52 | Str. 45 | 230 | 230 | Steel Pole | 1.19 | 0 | 1 | 2-636 | 0 | 0 | 0 | 0 | 0 | 0 | 0 | 0 | 0 | 0 | 0 | 0 | 0 | 0 | 0 | 0 | 0 | 0 | 0 | 0 | 0 | 0 | 0 | 12
NO |  | 145 | 2011 | 3 | 10 | 10 |  | Str. 45 | Sulphur Sub | 230 | 230 | Steel Pole | 0.16 | 0 | 1 | 2-636 | 0 | 0 | 0 | 0 | 0 | 0 | 0 | 0 | 0 | 0 | 0 | 0 | 0 | 0 | 0 | 0 | 0 | 0 | 0 | 0 | 0 | 0 | 0 | 12
NO |  | 145 | 2011 | 3 | 11 | 11 |  | Sulphur Sub | Tower 43 | 230 | 230 | Steel Pole | 0.04 | 0 | 1 | 2-636 | 0 | 0 | 0 | 0 | 0 | 0 | 0 | 0 | 0 | 0 | 0 | 0 | 0 | 0 | 0 | 0 | 0 | 0 | 0 | 0 | 0 | 0 | 0 | 12
NO |  | 145 | 2011 | 3 | 15 | 15 |  | Daniels Park Sub | Sulpher Sub 5115 | 0 | 0 |  | 0 | 0 | 0 |  | 0 | 0 | 0 | 0 | 0 | 0 | 0 | 0 | 0 | 0 | 0 | 0 | 0 | 0 | 0 | 0 | 0 | 0 | 0 | 0 | 0 | 0 | 0 | 12
NO |  | 145 | 2011 | 3 | 16 | 16 |  | Daniels Park Sub | Tower 20A | 230 | 230 | Steel Tower | 0 | 3.28 | 1 | 2-636 | 0 | 0 | 0 | 0 | 0 | 0 | 0 | 0 | 0 | 0 | 0 | 0 | 0 | 0 | 0 | 0 | 0 | 0 | 0 | 0 | 0 | 0 | 0 | 12
NO |  | 145 | 2011 | 3 | 18 | 18 |  | Surrey Ridge | Tower 20A | 230 | 230 | Steel Pole | 0 | 1 | 1 | 2-636 | 0 | 0 | 0 | 0 | 0 | 0 | 0 | 0 | 0 | 0 | 0 | 0 | 0 | 0 | 0 | 0 | 0 | 0 | 0 | 0 | 0 | 0 | 0 | 12
NO |  | 145 | 2011 | 3 | 19 | 19 |  | Tower 20A | Str. 31A | 230 | 230 | Steel Tower | 0 | 2.15 | 1 | 2-636 | 0 | 0 | 0 | 0 | 0 | 0 | 0 | 0 | 0 | 0 | 0 | 0 | 0 | 0 | 0 | 0 | 0 | 0 | 0 | 0 | 0 | 0 | 0 | 12
NO |  | 145 | 2011 | 3 | 20 | 20 |  | Str. 31A | Lemon Gulch Sub. | 230 | 230 | Steel Pole | 1.93 | 0 | 1 | 2-636 | 0 | 0 | 0 | 0 | 0 | 0 | 0 | 0 | 0 | 0 | 0 | 0 | 0 | 0 | 0 | 0 | 0 | 0 | 0 | 0 | 0 | 0 | 0 | 12
NO |  | 145 | 2011 | 3 | 22 | 22 |  | Str. 31A | Str. 43 | 230 | 230 | Steel Tower | 0 | 1.6 | 1 | 2-636 | 0 | 0 | 0 | 0 | 0 | 0 | 0 | 0 | 0 | 0 | 0 | 0 | 0 | 0 | 0 | 0 | 0 | 0 | 0 | 0 | 0 | 0 | 0 | 12
NO |  | 145 | 2011 | 3 | 26 | 26 |  | Daniels Park Sub | Fixture 300B | 230 | 230 | Steel Pole | 44.23 | 0 | 1 | 2-954 | 0 | 0 | 0 | 0 | 0 | 0 | 0 | 0 | 0 | 0 | 0 | 0 | 0 | 0 | 0 | 0 | 0 | 0 | 0 | 0 | 0 | 0 | 0 | 12
NO |  | 145 | 2011 | 3 | 29 | 29 |  | Fountain Valley | Midway Sub 5123 (Fix 1) | 230 | 230 | Wood H-Frame | 0.08 | 0 | 1 | 1-1033.5 | 0 | 0 | 0 | 0 | 0 | 0 | 0 | 0 | 0 | 0 | 0 | 0 | 0 | 0 | 0 | 0 | 0 | 0 | 0 | 0 | 0 | 0 | 0 | 12
NO |  | 145 | 2011 | 3 | 32 | 32 |  | Jackson Fuller Sub | Midway Sub 5129 | 0 | 0 |  | 0 | 0 | 0 |  | 0 | 0 | 0 | 0 | 0 | 0 | 0 | 0 | 0 | 0 | 0 | 0 | 0 | 0 | 0 | 0 | 0 | 0 | 0 | 0 | 0 | 0 | 0 | 12
NO |  | 145 | 2011 | 3 | 33 | 33 |  | Jackson Fuller Sub | Fixture 300E | 230 | 345 | Steel Pole | 0.12 | 0 | 1 | 2-954 | 0 | 0 | 0 | 0 | 0 | 0 | 0 | 0 | 0 | 0 | 0 | 0 | 0 | 0 | 0 | 0 | 0 | 0 | 0 | 0 | 0 | 0 | 0 | 12
NO |  | 145 | 2011 | 3 | 34 | 34 |  | Fixture 300E | Fixture 464 | 230 | 345 | Steel Pole | 23.88 | 0 | 1 | 2-954 | 0 | 0 | 0 | 0 | 0 | 0 | 0 | 0 | 0 | 0 | 0 | 0 | 0 | 0 | 0 | 0 | 0 | 0 | 0 | 0 | 0 | 0 | 0 | 12
NO |  | 145 | 2011 | 3 | 35 | 35 |  | Fixture 464 | Fixture 499 | 230 | 345 | Steel Pole | 4.85 | 0 | 1 | 2-954 | 0 | 0 | 0 | 0 | 0 | 0 | 0 | 0 | 0 | 0 | 0 | 0 | 0 | 0 | 0 | 0 | 0 | 0 | 0 | 0 | 0 | 0 | 0 | 12
NO |  | 145 | 2011 | 4 | 4 | 4 |  | Malta | Fixture 985 | 230 | 230 | Wood K Frame | 4.33 | 0 | 1 | 1-1033.5 | 0 | 0 | 0 | 0 | 0 | 0 | 0 | 0 | 0 | 0 | 0 | 0 | 0 | 0 | 0 | 0 | 0 | 0 | 0 | 0 | 0 | 0 | 0 | 12
NO |  | 145 | 2011 | 4 | 5 | 5 |  | Fixture 985 | Fixture 1073 | 230 | 230 | Steel H Frame | 11.59 | 0 | 1 | 1-1033.5 | 0 | 0 | 0 | 0 | 0 | 0 | 0 | 0 | 0 | 0 | 0 | 0 | 0 | 0 | 0 | 0 | 0 | 0 | 0 | 0 | 0 | 0 | 0 | 12
NO |  | 145 | 2011 | 4 | 6 | 6 |  | Fixture 1073 | Fixture 1163 | 230 | 230 | Wood K Frame | 12.79 | 0 | 1 | 1-1033.5 | 0 | 0 | 0 | 0 | 0 | 0 | 0 | 0 | 0 | 0 | 0 | 0 | 0 | 0 | 0 | 0 | 0 | 0 | 0 | 0 | 0 | 0 | 0 | 12
NO |  | 145 | 2011 | 4 | 9 | 9 |  | Malta Sub | Mt. Elbert Hydro 5147 | 0 | 0 |  | 0 | 0 | 0 |  | 0 | 0 | 0 | 0 | 0 | 0 | 0 | 0 | 0 | 0 | 0 | 0 | 0 | 0 | 0 | 0 | 0 | 0 | 0 | 0 | 0 | 0 | 0 | 12
NO |  | 145 | 2011 | 4 | 12 | 12 |  | Basalt (USBR) | Malta 5149 | 0 | 0 |  | 0 | 0 | 0 |  | 0 | 0 | 0 | 0 | 0 | 0 | 0 | 0 | 0 | 0 | 0 | 0 | 0 | 0 | 0 | 0 | 0 | 0 | 0 | 0 | 0 | 0 | 0 | 12
NO |  | 145 | 2011 | 4 | 13 | 13 |  | Basalt (USBR) | Tower 124 | 230 | 345 | Steel H Frame | 20.85 | 0 | 1 | 2-1272 | 0 | 0 | 0 | 0 | 0 | 0 | 0 | 0 | 0 | 0 | 0 | 0 | 0 | 0 | 0 | 0 | 0 | 0 | 0 | 0 | 0 | 0 | 0 | 12
NO |  | 145 | 2011 | 4 | 14 | 14 |  | Tower 124 | Tower 127 | 230 | 345 | Steel Pole | 0.35 | 0 | 1 | 2-1272 | 0 | 0 | 0 | 0 | 0 | 0 | 0 | 0 | 0 | 0 | 0 | 0 | 0 | 0 | 0 | 0 | 0 | 0 | 0 | 0 | 0 | 0 | 0 | 12
NO |  | 145 | 2011 | 4 | 15 | 15 |  | Tower 127 | Tower 264 | 230 | 345 | Steel H Frame | 21.76 | 0 | 1 | 2-1272 | 0 | 0 | 0 | 0 | 0 | 0 | 0 | 0 | 0 | 0 | 0 | 0 | 0 | 0 | 0 | 0 | 0 | 0 | 0 | 0 | 0 | 0 | 0 | 12
NO |  | 145 | 2011 | 4 | 16 | 16 |  | Tower 264 | Tower 268 | 230 | 345 | Steel Tower | 0.5 | 0 | 1 | 2-1272 | 0 | 0 | 0 | 0 | 0 | 0 | 0 | 0 | 0 | 0 | 0 | 0 | 0 | 0 | 0 | 0 | 0 | 0 | 0 | 0 | 0 | 0 | 0 | 12
NO |  | 145 | 2011 | 4 | 18 | 18 |  | Tower 322 | Malta | 230 | 345 | Steel Tower | 0.24 | 0 | 1 | 2-1272 | 0 | 0 | 0 | 0 | 0 | 0 | 0 | 0 | 0 | 0 | 0 | 0 | 0 | 0 | 0 | 0 | 0 | 0 | 0 | 0 | 0 | 0 | 0 | 12
NO |  | 145 | 2011 | 4 | 20 | 20 |  | Sulpher Sub | Smoky Hill 5163 | 0 | 0 |  | 0 | 0 | 0 |  | 0 | 0 | 0 | 0 | 0 | 0 | 0 | 0 | 0 | 0 | 0 | 0 | 0 | 0 | 0 | 0 | 0 | 0 | 0 | 0 | 0 | 0 | 0 | 12
NO |  | 145 | 2011 | 4 | 21 | 21 |  | Sulphur Sub | Structure 45 | 230 | 230 | Steel Pole | 0 | 0.16 | 1 | 2-636 | 0 | 0 | 0 | 0 | 0 | 0 | 0 | 0 | 0 | 0 | 0 | 0 | 0 | 0 | 0 | 0 | 0 | 0 | 0 | 0 | 0 | 0 | 0 | 12
NO |  | 145 | 2011 | 4 | 22 | 22 |  | Structure 45 | Structure 52 | 230 | 230 | Steel Pole | 0 | 1.19 | 1 | 2-636 | 0 | 0 | 0 | 0 | 0 | 0 | 0 | 0 | 0 | 0 | 0 | 0 | 0 | 0 | 0 | 0 | 0 | 0 | 0 | 0 | 0 | 0 | 0 | 12
NO |  | 145 | 2011 | 4 | 23 | 23 |  | Structure 52 | Structure 70 | 230 | 230 | Steel Pole | 0 | 3.12 | 1 | 2-636 | 0 | 0 | 0 | 0 | 0 | 0 | 0 | 0 | 0 | 0 | 0 | 0 | 0 | 0 | 0 | 0 | 0 | 0 | 0 | 0 | 0 | 0 | 0 | 12
NO |  | 145 | 2011 | 4 | 24 | 24 |  | Structure 70 | Homestead Sub | 230 | 230 | Steel Tower | 0.08 | 0 | 1 | 2-636 | 0 | 0 | 0 | 0 | 0 | 0 | 0 | 0 | 0 | 0 | 0 | 0 | 0 | 0 | 0 | 0 | 0 | 0 | 0 | 0 | 0 | 0 | 0 | 12
NO |  | 145 | 2011 | 4 | 25 | 25 |  | Homestead Sub | Structure 71 | 230 | 230 | Steel Tower | 0.09 | 0 | 1 | 2-636 | 0 | 0 | 0 | 0 | 0 | 0 | 0 | 0 | 0 | 0 | 0 | 0 | 0 | 0 | 0 | 0 | 0 | 0 | 0 | 0 | 0 | 0 | 0 | 12
NO |  | 145 | 2011 | 4 | 26 | 26 |  | Structure 71 | Tower 104 | 230 | 230 | Steel Tower | 5.42 | 0 | 1 | 2-636 | 0 | 0 | 0 | 0 | 0 | 0 | 0 | 0 | 0 | 0 | 0 | 0 | 0 | 0 | 0 | 0 | 0 | 0 | 0 | 0 | 0 | 0 | 0 | 12
NO |  | 145 | 2011 | 4 | 27 | 27 |  | Tower 104 | Tower 107A | 230 | 230 | Steel Pole | 0 | 0.47 | 1 | 2-636 | 0 | 0 | 0 | 0 | 0 | 0 | 0 | 0 | 0 | 0 | 0 | 0 | 0 | 0 | 0 | 0 | 0 | 0 | 0 | 0 | 0 | 0 | 0 | 12
NO |  | 145 | 2011 | 4 | 29 | 29 |  | Tower 111A | Tower 123A | 230 | 230 | Steel Tower | 0 | 2.11 | 1 | 2-636 | 0 | 0 | 0 | 0 | 0 | 0 | 0 | 0 | 0 | 0 | 0 | 0 | 0 | 0 | 0 | 0 | 0 | 0 | 0 | 0 | 0 | 0 | 0 | 12
NO |  | 145 | 2011 | 4 | 30 | 30 |  | Tower 123A | Tower 124 | 230 | 230 | Steel Tower | 0.03 | 0 | 1 | 2-636 | 0 | 0 | 0 | 0 | 0 | 0 | 0 | 0 | 0 | 0 | 0 | 0 | 0 | 0 | 0 | 0 | 0 | 0 | 0 | 0 | 0 | 0 | 0 | 12
NO |  | 145 | 2011 | 4 | 31 | 31 |  | Tower 124 | Tower 126 | 230 | 230 | Steel Tower | 0.44 | 0 | 1 | 2-636 | 0 | 0 | 0 | 0 | 0 | 0 | 0 | 0 | 0 | 0 | 0 | 0 | 0 | 0 | 0 | 0 | 0 | 0 | 0 | 0 | 0 | 0 | 0 | 12
NO |  | 145 | 2011 | 4 | 32 | 32 |  | Tower 126 | Smokey Hill | 230 | 230 | Steel Tower | 0.09 | 0 | 1 | 2-636 | 0 | 0 | 0 | 0 | 0 | 0 | 0 | 0 | 0 | 0 | 0 | 0 | 0 | 0 | 0 | 0 | 0 | 0 | 0 | 0 | 0 | 0 | 0 | 12
NO |  | 145 | 2011 | 4 | 34 | 34 |  | Brick Center Sub | Smoky Hill Sub 5165 | 0 | 0 |  | 0 | 0 | 0 |  | 0 | 0 | 0 | 0 | 0 | 0 | 0 | 0 | 0 | 0 | 0 | 0 | 0 | 0 | 0 | 0 | 0 | 0 | 0 | 0 | 0 | 0 | 0 | 12
NO |  | 145 | 2011 | 4 | 35 | 35 |  | Brick Center Sub | Fixture 522 | 230 | 230 | Steel Pole | 0.05 | 0 | 1 | 2-636 | 0 | 0 | 0 | 0 | 0 | 0 | 0 | 0 | 0 | 0 | 0 | 0 | 0 | 0 | 0 | 0 | 0 | 0 | 0 | 0 | 0 | 0 | 0 | 12
NO |  | 145 | 2011 | 5 | 1 | 1 |  | Fixture 522 | Fixture 577 | 230 | 345 | Wood H-Frame | 7.5 | 0 | 1 | 2-636 | 0 | 0 | 0 | 0 | 0 | 0 | 0 | 0 | 0 | 0 | 0 | 0 | 0 | 0 | 0 | 0 | 0 | 0 | 0 | 0 | 0 | 0 | 0 | 12
NO |  | 145 | 2011 | 5 | 2 | 2 |  | Fixture 577 | Quincy Sub | 230 | 230 | Steel Tower | 0.11 | 0 | 1 | 2-954 | 0 | 0 | 0 | 0 | 0 | 0 | 0 | 0 | 0 | 0 | 0 | 0 | 0 | 0 | 0 | 0 | 0 | 0 | 0 | 0 | 0 | 0 | 0 | 12
NO |  | 145 | 2011 | 5 | 4 | 4 |  | Fixture 577 | Tower 629 (3 pole wood) | 230 | 345 | Wood H-Frame | 7.29 | 0 | 1 | 2-636 | 0 | 0 | 0 | 0 | 0 | 0 | 0 | 0 | 0 | 0 | 0 | 0 | 0 | 0 | 0 | 0 | 0 | 0 | 0 | 0 | 0 | 0 | 0 | 12
NO |  | 145 | 2011 | 5 | 5 | 5 |  | Tower 629 (3 pole wood) | Tower 124 | 230 | 230 | Steel Tower | 0 | 0.01 | 1 | 2-636 | 0 | 0 | 0 | 0 | 0 | 0 | 0 | 0 | 0 | 0 | 0 | 0 | 0 | 0 | 0 | 0 | 0 | 0 | 0 | 0 | 0 | 0 | 0 | 12
NO |  | 145 | 2011 | 5 | 6 | 6 |  | Tower 124 | Tower 126 | 230 | 230 | Steel Tower | 0 | 0.32 | 1 | 2-636 | 0 | 0 | 0 | 0 | 0 | 0 | 0 | 0 | 0 | 0 | 0 | 0 | 0 | 0 | 0 | 0 | 0 | 0 | 0 | 0 | 0 | 0 | 0 | 12
NO |  | 145 | 2011 | 5 | 7 | 7 |  | Tower 126 | Tower 127 | 230 | 230 | Steel Tower | 0.09 | 0 | 1 | 2-636 | 0 | 0 | 0 | 0 | 0 | 0 | 0 | 0 | 0 | 0 | 0 | 0 | 0 | 0 | 0 | 0 | 0 | 0 | 0 | 0 | 0 | 0 | 0 | 12
NO |  | 145 | 2011 | 5 | 8 | 8 |  | Tower 127 | Smokey Hill Sub | 230 | 230 | Wood 3-Pole | 0.06 | 0 | 1 | 2-636 | 0 | 0 | 0 | 0 | 0 | 0 | 0 | 0 | 0 | 0 | 0 | 0 | 0 | 0 | 0 | 0 | 0 | 0 | 0 | 0 | 0 | 0 | 0 | 12
NO |  | 145 | 2011 | 5 | 10 | 10 |  | Smoky Hill | Sullivan 5167 | 0 | 0 |  | 0 | 0 | 0 |  | 0 | 0 | 0 | 0 | 0 | 0 | 0 | 0 | 0 | 0 | 0 | 0 | 0 | 0 | 0 | 0 | 0 | 0 | 0 | 0 | 0 | 0 | 0 | 12
NO |  | 145 | 2011 | 5 | 11 | 11 |  | Smoky Hill | Buckley | 230 | 230 | Steel Tower | 5.5 | 0 | 1 | 1-1033.5 | 0 | 0 | 0 | 0 | 0 | 0 | 0 | 0 | 0 | 0 | 0 | 0 | 0 | 0 | 0 | 0 | 0 | 0 | 0 | 0 | 0 | 0 | 0 | 12
NO |  | 145 | 2011 | 5 | 12 | 12 |  | Buckley | Tower 66 | 230 | 230 | Steel Tower | 4.06 | 0 | 1 | 1-1029 | 0 | 0 | 0 | 0 | 0 | 0 | 0 | 0 | 0 | 0 | 0 | 0 | 0 | 0 | 0 | 0 | 0 | 0 | 0 | 0 | 0 | 0 | 0 | 12
NO |  | 145 | 2011 | 5 | 14 | 14 |  | Tower 87 | Jewell | 230 | 230 | Steel Tower | 0.02 | 0 | 1 | 1-1033.5 | 0 | 0 | 0 | 0 | 0 | 0 | 0 | 0 | 0 | 0 | 0 | 0 | 0 | 0 | 0 | 0 | 0 | 0 | 0 | 0 | 0 | 0 | 0 | 12
NO |  | 145 | 2011 | 5 | 15 | 15 |  | Jewell | Tower 88 | 230 | 230 | Steel 1SA | 0.02 | 0 | 1 | 1-1033.5 | 0 | 0 | 0 | 0 | 0 | 0 | 0 | 0 | 0 | 0 | 0 | 0 | 0 | 0 | 0 | 0 | 0 | 0 | 0 | 0 | 0 | 0 | 0 | 12
NO |  | 145 | 2011 | 5 | 16 | 16 |  | Tower 88 | Tower 95 | 230 | 230 | Steel Tower | 0.84 | 0 | 1 | 1-1029 | 0 | 0 | 0 | 0 | 0 | 0 | 0 | 0 | 0 | 0 | 0 | 0 | 0 | 0 | 0 | 0 | 0 | 0 | 0 | 0 | 0 | 0 | 0 | 12
NO |  | 145 | 2011 | 5 | 18 | 18 |  | Tower 22 | Sullivan | 230 | 230 | Steel Tower | 1.66 | 0 | 1 | 1-1029 | 0 | 0 | 0 | 0 | 0 | 0 | 0 | 0 | 0 | 0 | 0 | 0 | 0 | 0 | 0 | 0 | 0 | 0 | 0 | 0 | 0 | 0 | 0 | 12
NO |  | 145 | 2011 | 5 | 20 | 20 |  | Smoky Hill | Greenwood 5169 | 0 | 0 |  | 0 | 0 | 0 |  | 0 | 0 | 0 | 0 | 0 | 0 | 0 | 0 | 0 | 0 | 0 | 0 | 0 | 0 | 0 | 0 | 0 | 0 | 0 | 0 | 0 | 0 | 0 | 12
NO |  | 145 | 2011 | 5 | 21 | 21 |  | Smoky Hill | Tower 13 | 230 | 230 | Steel Pole | 2.05 | 0 | 1 | 1-1033.5 | 0 | 0 | 0 | 0 | 0 | 0 | 0 | 0 | 0 | 0 | 0 | 0 | 0 | 0 | 0 | 0 | 0 | 0 | 0 | 0 | 0 | 0 | 0 | 12
NO |  | 145 | 2011 | 5 | 22 | 22 |  | Tower 13 | Meadow Hills | 230 | 230 | Wood Pole | 2.43 | 0 | 1 | 1-1033.5 | 0 | 0 | 0 | 0 | 0 | 0 | 0 | 0 | 0 | 0 | 0 | 0 | 0 | 0 | 0 | 0 | 0 | 0 | 0 | 0 | 0 | 0 | 0 | 12
NO |  | 145 | 2011 | 5 | 23 | 23 |  | Meadow Hills | Orchard | 230 | 230 | Steel Pole | 1.05 | 0 | 1 | 1-1033.5 | 0 | 0 | 0 | 0 | 0 | 0 | 0 | 0 | 0 | 0 | 0 | 0 | 0 | 0 | 0 | 0 | 0 | 0 | 0 | 0 | 0 | 0 | 0 | 12
NO |  | 145 | 2011 | 5 | 26 | 26 |  | Smoky Hill | Spruce 5171 | 0 | 0 |  | 0 | 0 | 0 |  | 0 | 0 | 0 | 0 | 0 | 0 | 0 | 0 | 0 | 0 | 0 | 0 | 0 | 0 | 0 | 0 | 0 | 0 | 0 | 0 | 0 | 0 | 0 | 12
NO |  | 145 | 2011 | 5 | 27 | 27 |  | Smoky Hill | Tower 36A | 230 | 230 | Steel Tower | 6.16 | 0 | 1 | 2-636 | 0 | 0 | 0 | 0 | 0 | 0 | 0 | 0 | 0 | 0 | 0 | 0 | 0 | 0 | 0 | 0 | 0 | 0 | 0 | 0 | 0 | 0 | 0 | 12
NO |  | 145 | 2011 | 5 | 28 | 28 |  | Tower 36A | Tower 58 | 230 | 230 | Stl Pole/Towe | 3.57 | 0 | 1 | 2-636 | 0 | 0 | 0 | 0 | 0 | 0 | 0 | 0 | 0 | 0 | 0 | 0 | 0 | 0 | 0 | 0 | 0 | 0 | 0 | 0 | 0 | 0 | 0 | 12
NO |  | 145 | 2011 | 5 | 31 | 31 |  | Smoky Hill | Spurce 5177 | 0 | 0 |  | 0 | 0 | 0 |  | 0 | 0 | 0 | 0 | 0 | 0 | 0 | 0 | 0 | 0 | 0 | 0 | 0 | 0 | 0 | 0 | 0 | 0 | 0 | 0 | 0 | 0 | 0 | 12
NO |  | 145 | 2011 | 5 | 32 | 32 |  | Smoky Hill | Tower 58 | 230 | 230 | Steel Tower | 0 | 9.6 | 1 | 2-636 | 0 | 0 | 0 | 0 | 0 | 0 | 0 | 0 | 0 | 0 | 0 | 0 | 0 | 0 | 0 | 0 | 0 | 0 | 0 | 0 | 0 | 0 | 0 | 12
NO |  | 145 | 2011 | 5 | 35 | 35 |  | Fort Lupton | J.L. Green 5183 | 0 | 0 |  | 0 | 0 | 0 |  | 0 | 0 | 0 | 0 | 0 | 0 | 0 | 0 | 0 | 0 | 0 | 0 | 0 | 0 | 0 | 0 | 0 | 0 | 0 | 0 | 0 | 0 | 0 | 12
NO |  | 145 | 2011 | 6 | 1 | 1 |  | Fort Lupton | Coors Recycle Switch | 230 | 230 | Steel Pole | 2.05 | 0 | 1 | 1-1272 | 0 | 0 | 0 | 0 | 0 | 0 | 0 | 0 | 0 | 0 | 0 | 0 | 0 | 0 | 0 | 0 | 0 | 0 | 0 | 0 | 0 | 0 | 0 | 12
NO |  | 145 | 2011 | 6 | 3 | 3 |  | Fulton | Tower 52/1 | 230 | 230 | Steel Pole | 15.15 | 0 | 1 | 1-1272 | 0 | 0 | 0 | 0 | 0 | 0 | 0 | 0 | 0 | 0 | 0 | 0 | 0 | 0 | 0 | 0 | 0 | 0 | 0 | 0 | 0 | 0 | 0 | 12
NO |  | 145 | 2011 | 6 | 4 | 4 |  | Tower 52/1 | Tower 43A | 230 | 230 | Steel Pole | 1.02 | 0 | 1 | 1-1272 | 0 | 0 | 0 | 0 | 0 | 0 | 0 | 0 | 0 | 0 | 0 | 0 | 0 | 0 | 0 | 0 | 0 | 0 | 0 | 0 | 0 | 0 | 0 | 12
NO |  | 145 | 2011 | 6 | 7 | 7 |  | Spruce Sub | Chambers Sub 5185 | 0 | 0 |  | 0 | 0 | 0 |  | 0 | 0 | 0 | 0 | 0 | 0 | 0 | 0 | 0 | 0 | 0 | 0 | 0 | 0 | 0 | 0 | 0 | 0 | 0 | 0 | 0 | 0 | 0 | 12
NO |  | 145 | 2011 | 6 | 9 | 9 |  | Tower 4 | Tower 21 | 230 | 230 | Steel Pole | 2.56 | 0 | 1 | 2-636 | 0 | 0 | 0 | 0 | 0 | 0 | 0 | 0 | 0 | 0 | 0 | 0 | 0 | 0 | 0 | 0 | 0 | 0 | 0 | 0 | 0 | 0 | 0 | 12
NO |  | 145 | 2011 | 6 | 10 | 10 |  | Tower 21 | Tower 24A/34 | 230 | 230 | Steel Pole | 0.4 | 0 | 1 | 2-636 | 0 | 0 | 0 | 0 | 0 | 0 | 0 | 0 | 0 | 0 | 0 | 0 | 0 | 0 | 0 | 0 | 0 | 0 | 0 | 0 | 0 | 0 | 0 | 12
NO |  | 145 | 2011 | 6 | 13 | 13 |  | Spruce Sub | Chambers Sub 5187 | 0 | 0 |  | 0 | 0 | 0 |  | 0 | 0 | 0 | 0 | 0 | 0 | 0 | 0 | 0 | 0 | 0 | 0 | 0 | 0 | 0 | 0 | 0 | 0 | 0 | 0 | 0 | 0 | 0 | 12
NO |  | 145 | 2011 | 6 | 14 | 14 |  | Spruce | Tower 4 | 230 | 230 | Steel Pole | 0 | 0.31 | 1 | 2-636 | 0 | 0 | 0 | 0 | 0 | 0 | 0 | 0 | 0 | 0 | 0 | 0 | 0 | 0 | 0 | 0 | 0 | 0 | 0 | 0 | 0 | 0 | 0 | 12
NO |  | 145 | 2011 | 6 | 15 | 15 |  | Tower 4 | Tower 21 | 230 | 230 | Steel Pole | 0 | 2.56 | 1 | 2-636 | 0 | 0 | 0 | 0 | 0 | 0 | 0 | 0 | 0 | 0 | 0 | 0 | 0 | 0 | 0 | 0 | 0 | 0 | 0 | 0 | 0 | 0 | 0 | 12
NO |  | 145 | 2011 | 6 | 16 | 16 |  | Tower 21 | Picadilly Sub | 230 | 230 | Steel Pole | 0.4 | 0 | 1 | 2-636 | 0 | 0 | 0 | 0 | 0 | 0 | 0 | 0 | 0 | 0 | 0 | 0 | 0 | 0 | 0 | 0 | 0 | 0 | 0 | 0 | 0 | 0 | 0 | 12
NO |  | 145 | 2011 | 6 | 17 | 17 |  | Picadilly | Tower 21 | 230 | 230 | Steel Pole | 0.4 | 0 | 1 | 2-636 | 0 | 0 | 0 | 0 | 0 | 0 | 0 | 0 | 0 | 0 | 0 | 0 | 0 | 0 | 0 | 0 | 0 | 0 | 0 | 0 | 0 | 0 | 0 | 12
NO |  | 145 | 2011 | 6 | 18 | 18 |  | Tower 21 | Tower 44 | 230 | 230 | Steel Pole | 0 | 2.94 | 1 | 2-636 | 0 | 0 | 0 | 0 | 0 | 0 | 0 | 0 | 0 | 0 | 0 | 0 | 0 | 0 | 0 | 0 | 0 | 0 | 0 | 0 | 0 | 0 | 0 | 12
NO |  | 145 | 2011 | 6 | 19 | 19 |  | Tower 44 | Tower Sub | 230 | 230 | Steel Pole | 0 | 0.03 | 1 | 2-636 | 0 | 0 | 0 | 0 | 0 | 0 | 0 | 0 | 0 | 0 | 0 | 0 | 0 | 0 | 0 | 0 | 0 | 0 | 0 | 0 | 0 | 0 | 0 | 12
NO |  | 145 | 2011 | 6 | 21 | 21 |  | Tower 44 | Tower 24A/34 | 230 | 230 | Steel Pole | 0 | 2.55 | 1 | 2-636 | 0 | 0 | 0 | 0 | 0 | 0 | 0 | 0 | 0 | 0 | 0 | 0 | 0 | 0 | 0 | 0 | 0 | 0 | 0 | 0 | 0 | 0 | 0 | 12
NO |  | 145 | 2011 | 6 | 24 | 24 |  | Spruce | Blue Spruce 5189 | 0 | 0 |  | 0 | 0 | 0 |  | 0 | 0 | 0 | 0 | 0 | 0 | 0 | 0 | 0 | 0 | 0 | 0 | 0 | 0 | 0 | 0 | 0 | 0 | 0 | 0 | 0 | 0 | 0 | 12
NO |  | 145 | 2011 | 6 | 27 | 27 |  | Atlas 1 Cogen | Rifle 5203 | 0 | 0 |  | 0 | 0 | 0 |  | 0 | 0 | 0 | 0 | 0 | 0 | 0 | 0 | 0 | 0 | 0 | 0 | 0 | 0 | 0 | 0 | 0 | 0 | 0 | 0 | 0 | 0 | 0 | 12
NO |  | 145 | 2011 | 6 | 30 | 30 |  | Rifle | Parachute 5205 | 0 | 0 |  | 0 | 0 | 0 |  | 0 | 0 | 0 | 0 | 0 | 0 | 0 | 0 | 0 | 0 | 0 | 0 | 0 | 0 | 0 | 0 | 0 | 0 | 0 | 0 | 0 | 0 | 0 | 12
NO |  | 145 | 2011 | 6 | 31 | 31 |  | Rifle | Tower 218A | 230 | 230 | Wood K-Frame | 29.78 | 0 | 1 | 1-795 | 0 | 0 | 0 | 0 | 0 | 0 | 0 | 0 | 0 | 0 | 0 | 0 | 0 | 0 | 0 | 0 | 0 | 0 | 0 | 0 | 0 | 0 | 0 | 12
NO |  | 145 | 2011 | 6 | 34 | 34 |  | Rifle | Malta 5207 | 0 | 0 |  | 0 | 0 | 0 |  | 0 | 0 | 0 | 0 | 0 | 0 | 0 | 0 | 0 | 0 | 0 | 0 | 0 | 0 | 0 | 0 | 0 | 0 | 0 | 0 | 0 | 0 | 0 | 12
NO |  | 145 | 2011 | 6 | 35 | 35 |  | Rifle | Fixture 427 | 230 | 230 | Wood K-Frame | 10.54 | 0 | 1 | 1-795 | 0 | 0 | 0 | 0 | 0 | 0 | 0 | 0 | 0 | 0 | 0 | 0 | 0 | 0 | 0 | 0 | 0 | 0 | 0 | 0 | 0 | 0 | 0 | 12
NO |  | 145 | 2011 | 7 | 1 | 1 |  | Fixture 427 | Hopkins | 230 | 230 | Wood K-Frame | 16.3 | 0 | 1 | 1-1033.5 | 0 | 0 | 0 | 0 | 0 | 0 | 0 | 0 | 0 | 0 | 0 | 0 | 0 | 0 | 0 | 0 | 0 | 0 | 0 | 0 | 0 | 0 | 0 | 12
NO |  | 145 | 2011 | 7 | 2 | 2 |  | Hopkins | Tower 877 | 230 | 230 | Wood K-Frame | 47.8 | 0 | 1 | 1-795 | 0 | 0 | 0 | 0 | 0 | 0 | 0 | 0 | 0 | 0 | 0 | 0 | 0 | 0 | 0 | 0 | 0 | 0 | 0 | 0 | 0 | 0 | 0 | 12
NO |  | 145 | 2011 | 7 | 3 | 3 |  | Tower 877 | Tower 891 | 230 | 345 | Steel Tower | 3.47 | 0 | 1 | 1-795 | 0 | 0 | 0 | 0 | 0 | 0 | 0 | 0 | 0 | 0 | 0 | 0 | 0 | 0 | 0 | 0 | 0 | 0 | 0 | 0 | 0 | 0 | 0 | 12
NO |  | 145 | 2011 | 7 | 4 | 4 |  | Tower 891 | Tower 941 | 230 | 230 | Wood K-Frame | 6.95 | 0 | 1 | 1-795 | 0 | 0 | 0 | 0 | 0 | 0 | 0 | 0 | 0 | 0 | 0 | 0 | 0 | 0 | 0 | 0 | 0 | 0 | 0 | 0 | 0 | 0 | 0 | 12
NO |  | 145 | 2011 | 7 | 7 | 7 |  | Plains End NUG (PG&E) | Plains End Sw Station 5261 | 0 | 0 |  | 0 | 0 | 0 |  | 0 | 0 | 0 | 0 | 0 | 0 | 0 | 0 | 0 | 0 | 0 | 0 | 0 | 0 | 0 | 0 | 0 | 0 | 0 | 0 | 0 | 0 | 0 | 12
NO |  | 145 | 2011 | 7 | 10 | 10 |  | Tri State Story | Beaver Creek 5265 | 0 | 0 |  | 0 | 0 | 0 |  | 0 | 0 | 0 | 0 | 0 | 0 | 0 | 0 | 0 | 0 | 0 | 0 | 0 | 0 | 0 | 0 | 0 | 0 | 0 | 0 | 0 | 0 | 0 | 12
NO |  | 145 | 2011 | 7 | 13 | 13 |  | Cogentrix NUG | Plains End Swi Station 526 | 0 | 0 |  | 0 | 0 | 0 |  | 0 | 0 | 0 | 0 | 0 | 0 | 0 | 0 | 0 | 0 | 0 | 0 | 0 | 0 | 0 | 0 | 0 | 0 | 0 | 0 | 0 | 0 | 0 | 12
NO |  | 145 | 2011 | 7 | 16 | 16 |  | Green Valley | Spruce 5270 | 0 | 0 |  | 0 | 0 | 0 |  | 0 | 0 | 0 | 0 | 0 | 0 | 0 | 0 | 0 | 0 | 0 | 0 | 0 | 0 | 0 | 0 | 0 | 0 | 0 | 0 | 0 | 0 | 0 | 12
NO |  | 145 | 2011 | 7 | 19 | 19 |  | Rocky Mtn Energy Center | Green Valley 5271 | 0 | 0 |  | 0 | 0 | 0 |  | 0 | 0 | 0 | 0 | 0 | 0 | 0 | 0 | 0 | 0 | 0 | 0 | 0 | 0 | 0 | 0 | 0 | 0 | 0 | 0 | 0 | 0 | 0 | 12
NO |  | 145 | 2011 | 7 | 20 | 20 |  | Rocky Mtn Energy Center | Tower 2 | 230 | 230 | Steel Pole | 0.05 | 0 | 1 | 2-954 | 0 | 0 | 0 | 0 | 0 | 0 | 0 | 0 | 0 | 0 | 0 | 0 | 0 | 0 | 0 | 0 | 0 | 0 | 0 | 0 | 0 | 0 | 0 | 12
NO |  | 145 | 2011 | 7 | 21 | 21 |  | Tower 2 | Tower 26 | 230 | 230 | Steel Pole | 3.89 | 0 | 1 | 2-954 | 0 | 0 | 0 | 0 | 0 | 0 | 0 | 0 | 0 | 0 | 0 | 0 | 0 | 0 | 0 | 0 | 0 | 0 | 0 | 0 | 0 | 0 | 0 | 12
NO |  | 145 | 2011 | 7 | 22 | 22 |  | Tower 26 | Tower 151B | 230 | 230 | Steel Pole | 0.1 | 0 | 1 | 2-954 | 0 | 0 | 0 | 0 | 0 | 0 | 0 | 0 | 0 | 0 | 0 | 0 | 0 | 0 | 0 | 0 | 0 | 0 | 0 | 0 | 0 | 0 | 0 | 12
NO |  | 145 | 2011 | 7 | 24 | 24 |  | Fixture 158 | Fixture 187 | 230 | 230 | Steel Pole | 5.69 | 0 | 1 | 2-954 | 0 | 0 | 0 | 0 | 0 | 0 | 0 | 0 | 0 | 0 | 0 | 0 | 0 | 0 | 0 | 0 | 0 | 0 | 0 | 0 | 0 | 0 | 0 | 12
NO |  | 145 | 2011 | 7 | 25 | 25 |  | Fixture 187 | Fixture 192 | 230 | 230 | Steel Pole | 1.04 | 0 | 1 | 2-954 | 0 | 0 | 0 | 0 | 0 | 0 | 0 | 0 | 0 | 0 | 0 | 0 | 0 | 0 | 0 | 0 | 0 | 0 | 0 | 0 | 0 | 0 | 0 | 12
NO |  | 145 | 2011 | 7 | 28 | 28 |  | Sky Ranch Sub | Green Valley Sub 5275 | 0 | 0 |  | 0 | 0 | 0 |  | 0 | 0 | 0 | 0 | 0 | 0 | 0 | 0 | 0 | 0 | 0 | 0 | 0 | 0 | 0 | 0 | 0 | 0 | 0 | 0 | 0 | 0 | 0 | 12
NO |  | 145 | 2011 | 7 | 30 | 30 |  | Tower 76 | Tower 95A/1 | 230 | 230 | Steel Pole | 0 | 3.4 | 1 | 1-1033.5 | 0 | 0 | 0 | 0 | 0 | 0 | 0 | 0 | 0 | 0 | 0 | 0 | 0 | 0 | 0 | 0 | 0 | 0 | 0 | 0 | 0 | 0 | 0 | 12
NO |  | 145 | 2011 | 7 | 31 | 31 |  | Tower 95A/1 | Tower 170 | 230 | 230 | Steel Pole | 0 | 12.82 | 1 | 1-1033.5 | 0 | 0 | 0 | 0 | 0 | 0 | 0 | 0 | 0 | 0 | 0 | 0 | 0 | 0 | 0 | 0 | 0 | 0 | 0 | 0 | 0 | 0 | 0 | 12
NO |  | 145 | 2011 | 7 | 34 | 34 |  | Spruce Sub | Green Valley 5277 | 0 | 0 |  | 0 | 0 | 0 |  | 0 | 0 | 0 | 0 | 0 | 0 | 0 | 0 | 0 | 0 | 0 | 0 | 0 | 0 | 0 | 0 | 0 | 0 | 0 | 0 | 0 | 0 | 0 | 12
NO |  | 145 | 2011 | 7 | 35 | 35 |  | Spruce Sub | Tower 59 | 230 | 230 | Steel Pole | 0.33 | 0 | 1 | 2-636 | 0 | 0 | 0 | 0 | 0 | 0 | 0 | 0 | 0 | 0 | 0 | 0 | 0 | 0 | 0 | 0 | 0 | 0 | 0 | 0 | 0 | 0 | 0 | 12
NO |  | 145 | 2011 | 8 | 1 | 1 |  | Tower 59 | Tower 60 | 230 | 230 | Steel Tower | 0.09 | 0 | 1 | 2-636 | 0 | 0 | 0 | 0 | 0 | 0 | 0 | 0 | 0 | 0 | 0 | 0 | 0 | 0 | 0 | 0 | 0 | 0 | 0 | 0 | 0 | 0 | 0 | 12
NO |  | 145 | 2011 | 8 | 3 | 3 |  | Tower 60A/1 | Tower 76 | 230 | 230 | Steel Tower | 0 | 2.7 | 1 | 2-636 | 0 | 0 | 0 | 0 | 0 | 0 | 0 | 0 | 0 | 0 | 0 | 0 | 0 | 0 | 0 | 0 | 0 | 0 | 0 | 0 | 0 | 0 | 0 | 12
NO |  | 145 | 2011 | 8 | 4 | 4 |  | Tower 76 | Tower 95A/1 | 230 | 230 | Steel Pole | 0 | 3.4 | 1 | 2-636 | 0 | 0 | 0 | 0 | 0 | 0 | 0 | 0 | 0 | 0 | 0 | 0 | 0 | 0 | 0 | 0 | 0 | 0 | 0 | 0 | 0 | 0 | 0 | 12
NO |  | 145 | 2011 | 8 | 5 | 5 |  | Tower 95A/1 | Imboden Substation | 230 | 230 | Steel Pole | 0 | 2 | 1 | 2-636 | 0 | 0 | 0 | 0 | 0 | 0 | 0 | 0 | 0 | 0 | 0 | 0 | 0 | 0 | 0 | 0 | 0 | 0 | 0 | 0 | 0 | 0 | 0 | 12
NO |  | 145 | 2011 | 8 | 6 | 6 |  | Imboden Substation | Tower 95A/1 | 230 | 230 | Steel Pole | 0 | 2 | 1 | 2-636 | 0 | 0 | 0 | 0 | 0 | 0 | 0 | 0 | 0 | 0 | 0 | 0 | 0 | 0 | 0 | 0 | 0 | 0 | 0 | 0 | 0 | 0 | 0 | 12
NO |  | 145 | 2011 | 8 | 7 | 7 |  | Tower 95A/1 | Tower 170 | 230 | 230 | Steel Pole | 0 | 12.82 | 1 | 2-636 | 0 | 0 | 0 | 0 | 0 | 0 | 0 | 0 | 0 | 0 | 0 | 0 | 0 | 0 | 0 | 0 | 0 | 0 | 0 | 0 | 0 | 0 | 0 | 12
NO |  | 145 | 2011 | 8 | 10 | 10 |  | Keenesburg Sub | Green Valley 5279 | 0 | 0 |  | 0 | 0 | 0 |  | 0 | 0 | 0 | 0 | 0 | 0 | 0 | 0 | 0 | 0 | 0 | 0 | 0 | 0 | 0 | 0 | 0 | 0 | 0 | 0 | 0 | 0 | 0 | 12
NO |  | 145 | 2011 | 8 | 12 | 12 |  | Tower 26 | Tower 151A (RMEC Tap) | 230 | 230 | Steel Pole | 0 | 0.09 | 1 | 2-954 | 0 | 0 | 0 | 0 | 0 | 0 | 0 | 0 | 0 | 0 | 0 | 0 | 0 | 0 | 0 | 0 | 0 | 0 | 0 | 0 | 0 | 0 | 0 | 12
NO |  | 145 | 2011 | 8 | 15 | 15 |  | Leetsdale | Greenwood Sub 5281 | 0 | 0 |  | 0 | 0 | 0 |  | 0 | 0 | 0 | 0 | 0 | 0 | 0 | 0 | 0 | 0 | 0 | 0 | 0 | 0 | 0 | 0 | 0 | 0 | 0 | 0 | 0 | 0 | 0 | 12
NO |  | 145 | 2011 | 8 | 16 | 16 |  | Leetsdale | Tower 15/1 | 230 | 230 | Steel Tower | 1.87 | 0 | 1 | 1-1029 | 0 | 0 | 0 | 0 | 0 | 0 | 0 | 0 | 0 | 0 | 0 | 0 | 0 | 0 | 0 | 0 | 0 | 0 | 0 | 0 | 0 | 0 | 0 | 12
NO |  | 145 | 2011 | 8 | 18 | 18 |  | Tower 22 | Sullivan Sub | 230 | 230 | Steel Tower | 0 | 1.66 | 1 | 1-1029 | 0 | 0 | 0 | 0 | 0 | 0 | 0 | 0 | 0 | 0 | 0 | 0 | 0 | 0 | 0 | 0 | 0 | 0 | 0 | 0 | 0 | 0 | 0 | 12
NO |  | 145 | 2011 | 8 | 19 | 19 |  | Sullivan Sub | Tower 44 | 230 | 230 | Steel Tower | 1.82 | 0 | 1 | 1-1029 | 0 | 0 | 0 | 0 | 0 | 0 | 0 | 0 | 0 | 0 | 0 | 0 | 0 | 0 | 0 | 0 | 0 | 0 | 0 | 0 | 0 | 0 | 0 | 12
NO |  | 145 | 2011 | 8 | 20 | 20 |  | Tower 44 | Termination Str. (Fix 5 | 230 | 230 | Steel Tower | 0.16 | 0 | 1 | 1-1029 | 0 | 0 | 0 | 0 | 0 | 0 | 0 | 0 | 0 | 0 | 0 | 0 | 0 | 0 | 0 | 0 | 0 | 0 | 0 | 0 | 0 | 0 | 0 | 12
NO |  | 145 | 2011 | 8 | 23 | 23 |  | Smoky Hill | Leetsdale Sub 5285 | 0 | 0 |  | 0 | 0 | 0 |  | 0 | 0 | 0 | 0 | 0 | 0 | 0 | 0 | 0 | 0 | 0 | 0 | 0 | 0 | 0 | 0 | 0 | 0 | 0 | 0 | 0 | 0 | 0 | 12
NO |  | 145 | 2011 | 8 | 24 | 24 |  | Smoky Hill | Buckley Sub | 230 | 230 | Steel Tower | 0 | 5.5 | 1 | 1-1033.5 | 0 | 0 | 0 | 0 | 0 | 0 | 0 | 0 | 0 | 0 | 0 | 0 | 0 | 0 | 0 | 0 | 0 | 0 | 0 | 0 | 0 | 0 | 0 | 12
NO |  | 145 | 2011 | 8 | 25 | 25 |  | Buckley Sub | Tollgate | 230 | 230 | Steel Tower | 0 | 4.06 | 1 | 1-1033.5 | 0 | 0 | 0 | 0 | 0 | 0 | 0 | 0 | 0 | 0 | 0 | 0 | 0 | 0 | 0 | 0 | 0 | 0 | 0 | 0 | 0 | 0 | 0 | 12
NO |  | 145 | 2011 | 8 | 26 | 26 |  | Tollgate | Tower 87 | 230 | 230 | Steel Tower | 2.66 | 0 | 1 | 1-1029 | 0 | 0 | 0 | 0 | 0 | 0 | 0 | 0 | 0 | 0 | 0 | 0 | 0 | 0 | 0 | 0 | 0 | 0 | 0 | 0 | 0 | 0 | 0 | 12
NO |  | 145 | 2011 | 8 | 27 | 27 |  | Tower 87 | Jewell Sub | 230 | 230 | Steel Tower | 0.02 | 0 | 1 | 1-1033.5 | 0 | 0 | 0 | 0 | 0 | 0 | 0 | 0 | 0 | 0 | 0 | 0 | 0 | 0 | 0 | 0 | 0 | 0 | 0 | 0 | 0 | 0 | 0 | 12
NO |  | 145 | 2011 | 8 | 28 | 28 |  | Jewell Sub | Tower 88 | 230 | 230 | Steel Tower | 0 | 0.02 | 1 | 1-1033.5 | 0 | 0 | 0 | 0 | 0 | 0 | 0 | 0 | 0 | 0 | 0 | 0 | 0 | 0 | 0 | 0 | 0 | 0 | 0 | 0 | 0 | 0 | 0 | 12
NO |  | 145 | 2011 | 8 | 32 | 32 |  | Isabelle Sub | Fort St. Vrain 5307 | 0 | 0 |  | 0 | 0 | 0 |  | 0 | 0 | 0 | 0 | 0 | 0 | 0 | 0 | 0 | 0 | 0 | 0 | 0 | 0 | 0 | 0 | 0 | 0 | 0 | 0 | 0 | 0 | 0 | 12
NO |  | 145 | 2011 | 8 | 33 | 33 |  | Isabelle Sub | Tower 134A/1 | 230 | 230 | Steel Pole | 0.31 | 0 | 1 | 1-1272 | 0 | 0 | 0 | 0 | 0 | 0 | 0 | 0 | 0 | 0 | 0 | 0 | 0 | 0 | 0 | 0 | 0 | 0 | 0 | 0 | 0 | 0 | 0 | 12
NO |  | 145 | 2011 | 8 | 34 | 34 |  | Tower 134A/1 | Tower 132 | 230 | 230 | Steel Pole | 0 | 0.42 | 1 | 1-1033.5 | 0 | 0 | 0 | 0 | 0 | 0 | 0 | 0 | 0 | 0 | 0 | 0 | 0 | 0 | 0 | 0 | 0 | 0 | 0 | 0 | 0 | 0 | 0 | 12
NO |  | 145 | 2011 | 9 | 4 | 4 |  | Cherokee | Henry Lake 5309 | 0 | 0 |  | 0 | 0 | 0 |  | 0 | 0 | 0 | 0 | 0 | 0 | 0 | 0 | 0 | 0 | 0 | 0 | 0 | 0 | 0 | 0 | 0 | 0 | 0 | 0 | 0 | 0 | 0 | 12
NO |  | 145 | 2011 | 9 | 5 | 5 |  | Cherokee Plant | Tower 114 | 230 | 230 | Steel Tower | 0 | 1.07 | 1 | 1-1033.5 | 0 | 0 | 0 | 0 | 0 | 0 | 0 | 0 | 0 | 0 | 0 | 0 | 0 | 0 | 0 | 0 | 0 | 0 | 0 | 0 | 0 | 0 | 0 | 12
NO |  | 145 | 2011 | 9 | 6 | 6 |  | Tower 114 | Tower 80 | 230 | 230 | Steel Tower | 0 | 4.81 | 1 | 1-1029 | 0 | 0 | 0 | 0 | 0 | 0 | 0 | 0 | 0 | 0 | 0 | 0 | 0 | 0 | 0 | 0 | 0 | 0 | 0 | 0 | 0 | 0 | 0 | 12
NO |  | 145 | 2011 | 9 | 7 | 7 |  | Tower 80 | Riverdale | 230 | 230 | Steel Pole | 0.07 | 0 | 1 | 1-1033.5 | 0 | 0 | 0 | 0 | 0 | 0 | 0 | 0 | 0 | 0 | 0 | 0 | 0 | 0 | 0 | 0 | 0 | 0 | 0 | 0 | 0 | 0 | 0 | 12
NO |  | 145 | 2011 | 9 | 8 | 8 |  | Riverdale Sub | Tower 79 | 230 | 230 | Steel Pole | 0.09 | 0 | 1 | 1-1033.5 | 0 | 0 | 0 | 0 | 0 | 0 | 0 | 0 | 0 | 0 | 0 | 0 | 0 | 0 | 0 | 0 | 0 | 0 | 0 | 0 | 0 | 0 | 0 | 12
NO |  | 145 | 2011 | 9 | 9 | 9 |  | Tower 79 | Tower 56A | 230 | 230 | Steel Tower | 0 | 3.32 | 1 | 1-1033.5 | 0 | 0 | 0 | 0 | 0 | 0 | 0 | 0 | 0 | 0 | 0 | 0 | 0 | 0 | 0 | 0 | 0 | 0 | 0 | 0 | 0 | 0 | 0 | 12
NO |  | 145 | 2011 | 9 | 10 | 10 |  | Tower 56A | Tower 28A | 230 | 230 | Steel Tower | 5.32 | 0 | 1 | 1-1033.5 | 0 | 0 | 0 | 0 | 0 | 0 | 0 | 0 | 0 | 0 | 0 | 0 | 0 | 0 | 0 | 0 | 0 | 0 | 0 | 0 | 0 | 0 | 0 | 12
NO |  | 145 | 2011 | 9 | 11 | 11 |  | Tower 28A | Tower #22/#57 | 230 | 230 | Steel Pole | 1.13 | 0 | 1 | 1-1033.5 | 0 | 0 | 0 | 0 | 0 | 0 | 0 | 0 | 0 | 0 | 0 | 0 | 0 | 0 | 0 | 0 | 0 | 0 | 0 | 0 | 0 | 0 | 0 | 12
NO |  | 145 | 2011 | 9 | 12 | 12 |  | Tower #22/#57 | Tower #1/32A/228 | 230 | 230 | Steel Pole | 8.12 | 0 | 1 | 1-1033.5 | 0 | 0 | 0 | 0 | 0 | 0 | 0 | 0 | 0 | 0 | 0 | 0 | 0 | 0 | 0 | 0 | 0 | 0 | 0 | 0 | 0 | 0 | 0 | 12
NO |  | 145 | 2011 | 9 | 17 | 17 |  | Fort St. Vrain | Fort Lupton 5311 | 0 | 0 |  | 0 | 0 | 0 |  | 0 | 0 | 0 | 0 | 0 | 0 | 0 | 0 | 0 | 0 | 0 | 0 | 0 | 0 | 0 | 0 | 0 | 0 | 0 | 0 | 0 | 0 | 0 | 12
NO |  | 145 | 2011 | 9 | 18 | 18 |  |  | Fort Lupton | 230 | 230 | Steel Tower | 15.08 | 0 | 1 | 1-1033.5 | 0 | 0 | 0 | 0 | 0 | 0 | 0 | 0 | 0 | 0 | 0 | 0 | 0 | 0 | 0 | 0 | 0 | 0 | 0 | 0 | 0 | 0 | 0 | 12
NO |  | 145 | 2011 | 9 | 19 | 19 |  | Fort St. Vrain |  | 0 | 0 |  | 0 | 0 | 0 |  | 0 | 0 | 0 | 0 | 0 | 0 | 0 | 0 | 0 | 0 | 0 | 0 | 0 | 0 | 0 | 0 | 0 | 0 | 0 | 0 | 0 | 0 | 0 | 12
NO |  | 145 | 2011 | 9 | 20 | 20 |  | Fort St. Vrain | Ault 5313 | 0 | 0 |  | 0 | 0 | 0 |  | 0 | 0 | 0 | 0 | 0 | 0 | 0 | 0 | 0 | 0 | 0 | 0 | 0 | 0 | 0 | 0 | 0 | 0 | 0 | 0 | 0 | 0 | 0 | 12
NO |  | 145 | 2011 | 9 | 21 | 21 |  | Fixture 4 | Fixture 4 | 230 | 230 | Steel 1SA | 0.32 | 0 | 1 | 1-1272 | 0 | 0 | 0 | 0 | 0 | 0 | 0 | 0 | 0 | 0 | 0 | 0 | 0 | 0 | 0 | 0 | 0 | 0 | 0 | 0 | 0 | 0 | 0 | 12
NO |  | 145 | 2011 | 9 | 22 | 22 |  | Tower 25 | Tower 25 | 230 | 230 | Wood K-Frame | 2.56 | 0 | 1 | 1-1272 | 0 | 0 | 0 | 0 | 0 | 0 | 0 | 0 | 0 | 0 | 0 | 0 | 0 | 0 | 0 | 0 | 0 | 0 | 0 | 0 | 0 | 0 | 0 | 12
NO |  | 145 | 2011 | 9 | 23 | 23 |  | Tower 25 | Tower 47 | 230 | 230 | Steel 1SA | 2.99 | 0 | 1 | 1-1272 | 0 | 0 | 0 | 0 | 0 | 0 | 0 | 0 | 0 | 0 | 0 | 0 | 0 | 0 | 0 | 0 | 0 | 0 | 0 | 0 | 0 | 0 | 0 | 12
NO |  | 145 | 2011 | 9 | 24 | 24 |  | Tower 47 | Johnstown Sub | 230 | 230 | Steel 2SA | 1.48 | 0 | 1 | 1-1272 | 0 | 0 | 0 | 0 | 0 | 0 | 0 | 0 | 0 | 0 | 0 | 0 | 0 | 0 | 0 | 0 | 0 | 0 | 0 | 0 | 0 | 0 | 0 | 12
NO |  | 145 | 2011 | 9 | 26 | 26 |  | Tower 118 | Windsor Sub | 230 | 230 | Steel 1SA | 5.18 | 0 | 1 | 1-1272 | 0 | 0 | 0 | 0 | 0 | 0 | 0 | 0 | 0 | 0 | 0 | 0 | 0 | 0 | 0 | 0 | 0 | 0 | 0 | 0 | 0 | 0 | 0 | 12
NO |  | 145 | 2011 | 9 | 27 | 27 |  | Windsor Sub | Tower 238 | 230 | 230 | Steel 1SA | 9.8 | 0 | 1 | 1-1272 | 0 | 0 | 0 | 0 | 0 | 0 | 0 | 0 | 0 | 0 | 0 | 0 | 0 | 0 | 0 | 0 | 0 | 0 | 0 | 0 | 0 | 0 | 0 | 12
NO |  | 145 | 2011 | 9 | 30 | 30 |  | Fort St. Vrain |  | 0 | 0 |  | 0 | 0 | 0 |  | 0 | 0 | 0 | 0 | 0 | 0 | 0 | 0 | 0 | 0 | 0 | 0 | 0 | 0 | 0 | 0 | 0 | 0 | 0 | 0 | 0 | 0 | 0 | 12
NO |  | 145 | 2011 | 9 | 31 | 31 |  | Fort St. Vrain | Weld 5315 | 0 | 0 |  | 0 | 0 | 0 |  | 0 | 0 | 0 | 0 | 0 | 0 | 0 | 0 | 0 | 0 | 0 | 0 | 0 | 0 | 0 | 0 | 0 | 0 | 0 | 0 | 0 | 0 | 0 | 12
NO |  | 145 | 2011 | 9 | 32 | 32 |  |  | Weld | 230 | 230 | Wood K-Frame | 15.56 | 0 | 1 | 1-1033.5 | 0 | 0 | 0 | 0 | 0 | 0 | 0 | 0 | 0 | 0 | 0 | 0 | 0 | 0 | 0 | 0 | 0 | 0 | 0 | 0 | 0 | 0 | 0 | 12
NO |  | 145 | 2011 | 9 | 33 | 33 |  | Fort St. Vrain | Keenesburg Sub 5327 | 0 | 0 |  | 0 | 0 | 0 |  | 0 | 0 | 0 | 0 | 0 | 0 | 0 | 0 | 0 | 0 | 0 | 0 | 0 | 0 | 0 | 0 | 0 | 0 | 0 | 0 | 0 | 0 | 0 | 12
NO |  | 145 | 2011 | 9 | 34 | 34 |  | Fort St. Vrain | Fixture 32 | 230 | 345 | Steel Pole | 5.57 | 0 | 1 | 2-954 | 0 | 0 | 0 | 0 | 0 | 0 | 0 | 0 | 0 | 0 | 0 | 0 | 0 | 0 | 0 | 0 | 0 | 0 | 0 | 0 | 0 | 0 | 0 | 12
NO |  | 145 | 2011 | 9 | 35 | 35 |  | Fixture 32 | Fixture 53 | 230 | 345 | Steel Pole | 3.97 | 0 | 1 | 2-954 | 0 | 0 | 0 | 0 | 0 | 0 | 0 | 0 | 0 | 0 | 0 | 0 | 0 | 0 | 0 | 0 | 0 | 0 | 0 | 0 | 0 | 0 | 0 | 12
NO |  | 145 | 2011 | 10 | 2 | 2 |  | Fixture 131A | Fixture 149 | 230 | 345 | Steel Pole | 3.5 | 0 | 1 | 2-954 | 0 | 0 | 0 | 0 | 0 | 0 | 0 | 0 | 0 | 0 | 0 | 0 | 0 | 0 | 0 | 0 | 0 | 0 | 0 | 0 | 0 | 0 | 0 | 12
NO |  | 145 | 2011 | 10 | 3 | 3 |  | Fixture 149 | Fixture 149A | 230 | 345 | Steel Pole | 0.01 | 0 | 1 | 2-954 | 0 | 0 | 0 | 0 | 0 | 0 | 0 | 0 | 0 | 0 | 0 | 0 | 0 | 0 | 0 | 0 | 0 | 0 | 0 | 0 | 0 | 0 | 0 | 12
NO |  | 145 | 2011 | 10 | 7 | 7 |  | Ft. Lupton |  | 0 | 0 |  | 0 | 0 | 0 |  | 0 | 0 | 0 | 0 | 0 | 0 | 0 | 0 | 0 | 0 | 0 | 0 | 0 | 0 | 0 | 0 | 0 | 0 | 0 | 0 | 0 | 0 | 0 | 12
NO |  | 145 | 2011 | 10 | 8 | 8 |  | Ft. Lupton | Fort St. Vrain 5329 | 0 | 0 |  | 0 | 0 | 0 |  | 0 | 0 | 0 | 0 | 0 | 0 | 0 | 0 | 0 | 0 | 0 | 0 | 0 | 0 | 0 | 0 | 0 | 0 | 0 | 0 | 0 | 0 | 0 | 12
NO |  | 145 | 2011 | 10 | 11 | 11 |  | Dillon | Malta 5355 | 0 | 0 |  | 0 | 0 | 0 |  | 0 | 0 | 0 | 0 | 0 | 0 | 0 | 0 | 0 | 0 | 0 | 0 | 0 | 0 | 0 | 0 | 0 | 0 | 0 | 0 | 0 | 0 | 0 | 12
NO |  | 145 | 2011 | 10 | 14 | 14 |  | Tower 15 | Breckenridge Sub | 230 | 345 | Steel H-Frame | 9.47 | 0 | 1 | 2-636 | 0 | 0 | 0 | 0 | 0 | 0 | 0 | 0 | 0 | 0 | 0 | 0 | 0 | 0 | 0 | 0 | 0 | 0 | 0 | 0 | 0 | 0 | 0 | 12
NO |  | 145 | 2011 | 10 | 15 | 15 |  | Breckenridge Sub | Fixture 8 | 230 | 345 | Alum H-Frame | 1.18 | 0 | 1 | 2-636 | 0 | 0 | 0 | 0 | 0 | 0 | 0 | 0 | 0 | 0 | 0 | 0 | 0 | 0 | 0 | 0 | 0 | 0 | 0 | 0 | 0 | 0 | 0 | 12
NO |  | 145 | 2011 | 10 | 17 | 17 |  | Fixture 22 | Malta Sub | 230 | 345 | Alum H-Frame | 35.53 | 0 | 1 | 2-636 | 0 | 0 | 0 | 0 | 0 | 0 | 0 | 0 | 0 | 0 | 0 | 0 | 0 | 0 | 0 | 0 | 0 | 0 | 0 | 0 | 0 | 0 | 0 | 12
NO |  | 145 | 2011 | 10 | 19 | 19 |  | Dillon |  | 0 | 0 |  | 0 | 0 | 0 |  | 0 | 0 | 0 | 0 | 0 | 0 | 0 | 0 | 0 | 0 | 0 | 0 | 0 | 0 | 0 | 0 | 0 | 0 | 0 | 0 | 0 | 0 | 0 | 12
NO |  | 145 | 2011 | 10 | 21 | 21 |  | Tower 89 | Blue River Sub | 230 | 230 | Steel Guyed | 4.38 | 0 | 1 | 1-1033.5 | 0 | 0 | 0 | 0 | 0 | 0 | 0 | 0 | 0 | 0 | 0 | 0 | 0 | 0 | 0 | 0 | 0 | 0 | 0 | 0 | 0 | 0 | 0 | 12
NO |  | 145 | 2011 | 10 | 23 | 23 |  | Valmont |  | 0 | 0 |  | 0 | 0 | 0 |  | 0 | 0 | 0 | 0 | 0 | 0 | 0 | 0 | 0 | 0 | 0 | 0 | 0 | 0 | 0 | 0 | 0 | 0 | 0 | 0 | 0 | 0 | 0 | 12
NO |  | 145 | 2011 | 10 | 26 | 26 |  | Leggett Sub | Tower 219 | 230 | 230 | Steel Pole | 0.15 | 0 | 1 | 1-1033.5 | 0 | 0 | 0 | 0 | 0 | 0 | 0 | 0 | 0 | 0 | 0 | 0 | 0 | 0 | 0 | 0 | 0 | 0 | 0 | 0 | 0 | 0 | 0 | 12
NO |  | 145 | 2011 | 10 | 27 | 27 |  | Tower 219 | Niwot Sub | 230 | 230 | Steel Pole | 4.31 | 0 | 1 | 1-1033.5 | 0 | 0 | 0 | 0 | 0 | 0 | 0 | 0 | 0 | 0 | 0 | 0 | 0 | 0 | 0 | 0 | 0 | 0 | 0 | 0 | 0 | 0 | 0 | 12
NO |  | 145 | 2011 | 10 | 29 | 29 |  | Tower 147 | Tower 134A/1 | 230 | 230 | Steel Pole | 1.92 | 0 | 1 | 1-1033.5 | 0 | 0 | 0 | 0 | 0 | 0 | 0 | 0 | 0 | 0 | 0 | 0 | 0 | 0 | 0 | 0 | 0 | 0 | 0 | 0 | 0 | 0 | 0 | 12
NO |  | 145 | 2011 | 10 | 30 | 30 |  | Tower 134A/1 | Tower 132 | 230 | 230 | Steel Pole | 0 | 0.42 | 1 | 1-1033.5 | 0 | 0 | 0 | 0 | 0 | 0 | 0 | 0 | 0 | 0 | 0 | 0 | 0 | 0 | 0 | 0 | 0 | 0 | 0 | 0 | 0 | 0 | 0 | 12
NO |  | 145 | 2011 | 10 | 32 | 32 |  | Tower 75/1 | Sprindle Sub 5385 | 230 | 230 | Steel Pole | 0.08 | 0 | 1 | 1-1033.5 | 0 | 0 | 0 | 0 | 0 | 0 | 0 | 0 | 0 | 0 | 0 | 0 | 0 | 0 | 0 | 0 | 0 | 0 | 0 | 0 | 0 | 0 | 0 | 12
NO |  | 145 | 2011 | 10 | 34 | 34 |  | Plains End |  | 0 | 0 |  | 0 | 0 | 0 |  | 0 | 0 | 0 | 0 | 0 | 0 | 0 | 0 | 0 | 0 | 0 | 0 | 0 | 0 | 0 | 0 | 0 | 0 | 0 | 0 | 0 | 0 | 0 | 12
NO |  | 145 | 2011 | 10 | 35 | 35 |  | Plains End | Valmont 5389 | 0 | 0 |  | 0 | 0 | 0 |  | 0 | 0 | 0 | 0 | 0 | 0 | 0 | 0 | 0 | 0 | 0 | 0 | 0 | 0 | 0 | 0 | 0 | 0 | 0 | 0 | 0 | 0 | 0 | 12
NO |  | 145 | 2011 | 11 | 1 | 1 |  | Tower 84 | Tower 84 | 230 | 230 | Steel Pole | 0 | 1.04 | 1 | 1-1272 | 0 | 0 | 0 | 0 | 0 | 0 | 0 | 0 | 0 | 0 | 0 | 0 | 0 | 0 | 0 | 0 | 0 | 0 | 0 | 0 | 0 | 0 | 0 | 12
NO |  | 145 | 2011 | 11 | 2 | 2 |  | Simms Tap/Fixture 68A | Simms Tap/Fixture 68A | 230 | 230 | Steel Pole | 2.91 | 0 | 1 | 1-1033.5 | 0 | 0 | 0 | 0 | 0 | 0 | 0 | 0 | 0 | 0 | 0 | 0 | 0 | 0 | 0 | 0 | 0 | 0 | 0 | 0 | 0 | 0 | 0 | 12
NO |  | 145 | 2011 | 11 | 3 | 3 |  | Simms Sub Tap-Fix 68A | Simms Sub | 230 | 230 | Steel Pole | 2.66 | 0 | 1 | 1-1272 | 0 | 0 | 0 | 0 | 0 | 0 | 0 | 0 | 0 | 0 | 0 | 0 | 0 | 0 | 0 | 0 | 0 | 0 | 0 | 0 | 0 | 0 | 0 | 12
NO |  | 145 | 2011 | 11 | 5 | 5 |  |  | Valmont Sub | 230 | 230 | Steel Pole | 9.52 | 0 | 1 | 1-1033.5 | 0 | 0 | 0 | 0 | 0 | 0 | 0 | 0 | 0 | 0 | 0 | 0 | 0 | 0 | 0 | 0 | 0 | 0 | 0 | 0 | 0 | 0 | 0 | 12
NO |  | 145 | 2011 | 11 | 6 | 6 |  | Comanche |  | 0 | 0 |  | 0 | 0 | 0 |  | 0 | 0 | 0 | 0 | 0 | 0 | 0 | 0 | 0 | 0 | 0 | 0 | 0 | 0 | 0 | 0 | 0 | 0 | 0 | 0 | 0 | 0 | 0 | 12
NO |  | 145 | 2011 | 11 | 8 | 8 |  | Comanche Plant | Tower 3 | 230 | 230 | Steel Tower | 0.2 | 0 | 1 | 1-1033.5 | 0 | 0 | 0 | 0 | 0 | 0 | 0 | 0 | 0 | 0 | 0 | 0 | 0 | 0 | 0 | 0 | 0 | 0 | 0 | 0 | 0 | 0 | 0 | 12
NO |  | 145 | 2011 | 11 | 9 | 9 |  | Tower 3 | Tower 21 | 230 | 230 | Wood K Frame | 2.79 | 0 | 1 | 1-1033.5 | 0 | 0 | 0 | 0 | 0 | 0 | 0 | 0 | 0 | 0 | 0 | 0 | 0 | 0 | 0 | 0 | 0 | 0 | 0 | 0 | 0 | 0 | 0 | 12
NO |  | 145 | 2011 | 11 | 10 | 10 |  | Tower 21 | CF&I Arc Furnace | 230 | 230 | Steel Tower | 0.03 | 0 | 1 | 1-1033.5 | 0 | 0 | 0 | 0 | 0 | 0 | 0 | 0 | 0 | 0 | 0 | 0 | 0 | 0 | 0 | 0 | 0 | 0 | 0 | 0 | 0 | 0 | 0 | 12
NO |  | 145 | 2011 | 11 | 13 | 13 |  | Comanche | Midway 5411 | 0 | 0 |  | 0 | 0 | 0 |  | 0 | 0 | 0 | 0 | 0 | 0 | 0 | 0 | 0 | 0 | 0 | 0 | 0 | 0 | 0 | 0 | 0 | 0 | 0 | 0 | 0 | 0 | 0 | 12
NO |  | 145 | 2011 | 11 | 14 | 14 |  | Comanche Plant | Tower 17 | 230 | 230 | Steel Tower | 2.23 | 0 | 1 | 1-1033.5 | 0 | 0 | 0 | 0 | 0 | 0 | 0 | 0 | 0 | 0 | 0 | 0 | 0 | 0 | 0 | 0 | 0 | 0 | 0 | 0 | 0 | 0 | 0 | 12
NO |  | 145 | 2011 | 11 | 15 | 15 |  | Tower 17 | Tower 352 | 230 | 230 | Wood K-Frame | 46.52 | 0 | 1 | 1-1033.5 | 0 | 0 | 0 | 0 | 0 | 0 | 0 | 0 | 0 | 0 | 0 | 0 | 0 | 0 | 0 | 0 | 0 | 0 | 0 | 0 | 0 | 0 | 0 | 12
NO |  | 145 | 2011 | 11 | 19 | 19 |  | Comanche |  | 0 | 0 |  | 0 | 0 | 0 |  | 0 | 0 | 0 | 0 | 0 | 0 | 0 | 0 | 0 | 0 | 0 | 0 | 0 | 0 | 0 | 0 | 0 | 0 | 0 | 0 | 0 | 0 | 0 | 12
NO |  | 145 | 2011 | 11 | 20 | 20 |  | Comanche | Jackson Fuller 5413 | 0 | 0 |  | 0 | 0 | 0 |  | 0 | 0 | 0 | 0 | 0 | 0 | 0 | 0 | 0 | 0 | 0 | 0 | 0 | 0 | 0 | 0 | 0 | 0 | 0 | 0 | 0 | 0 | 0 | 12
NO |  | 145 | 2011 | 11 | 21 | 21 |  | Comanche Plant | Tower 1 | 230 | 230 | Steel Tower | 0.05 | 0 | 1 | 1-1272 | 0 | 0 | 0 | 0 | 0 | 0 | 0 | 0 | 0 | 0 | 0 | 0 | 0 | 0 | 0 | 0 | 0 | 0 | 0 | 0 | 0 | 0 | 0 | 12
NO |  | 145 | 2011 | 11 | 22 | 22 |  | Tower 1 | Tower 16 | 230 | 230 | Steel Tower | 2.17 | 0 | 1 | 1-1113 | 0 | 0 | 0 | 0 | 0 | 0 | 0 | 0 | 0 | 0 | 0 | 0 | 0 | 0 | 0 | 0 | 0 | 0 | 0 | 0 | 0 | 0 | 0 | 12
NO |  | 145 | 2011 | 11 | 23 | 23 |  | Tower 16 | Fixture 87 | 230 | 230 | Wood H Frame | 9.98 | 0 | 1 | 1-1113 | 0 | 0 | 0 | 0 | 0 | 0 | 0 | 0 | 0 | 0 | 0 | 0 | 0 | 0 | 0 | 0 | 0 | 0 | 0 | 0 | 0 | 0 | 0 | 12
NO |  | 145 | 2011 | 11 | 25 | 25 |  | Tower 352 | Tower 353 | 230 | 230 | Steel Tower | 0 | 0.02 | 1 | 1-1033.5 | 0 | 0 | 0 | 0 | 0 | 0 | 0 | 0 | 0 | 0 | 0 | 0 | 0 | 0 | 0 | 0 | 0 | 0 | 0 | 0 | 0 | 0 | 0 | 12
NO |  | 145 | 2011 | 11 | 26 | 26 |  | Tower 353 | Midway Sub | 230 | 230 | Wood K-Frame | 0.02 | 0 | 1 | 1-1033.5 | 0 | 0 | 0 | 0 | 0 | 0 | 0 | 0 | 0 | 0 | 0 | 0 | 0 | 0 | 0 | 0 | 0 | 0 | 0 | 0 | 0 | 0 | 0 | 12
NO |  | 145 | 2011 | 11 | 28 | 28 |  | Comanche |  | 0 | 0 |  | 0 | 0 | 0 |  | 0 | 0 | 0 | 0 | 0 | 0 | 0 | 0 | 0 | 0 | 0 | 0 | 0 | 0 | 0 | 0 | 0 | 0 | 0 | 0 | 0 | 0 | 0 | 12
NO |  | 145 | 2011 | 11 | 29 | 29 |  | Comanche | Boone 5415 | 0 | 0 |  | 0 | 0 | 0 |  | 0 | 0 | 0 | 0 | 0 | 0 | 0 | 0 | 0 | 0 | 0 | 0 | 0 | 0 | 0 | 0 | 0 | 0 | 0 | 0 | 0 | 0 | 0 | 12
NO |  | 145 | 2011 | 11 | 31 | 31 |  | Tower 17 | Fixture 88 | 230 | 230 | Wood K-Frame | 10.09 | 0 | 1 | 1-1033.5 | 0 | 0 | 0 | 0 | 0 | 0 | 0 | 0 | 0 | 0 | 0 | 0 | 0 | 0 | 0 | 0 | 0 | 0 | 0 | 0 | 0 | 0 | 0 | 12
NO |  | 145 | 2011 | 11 | 32 | 32 |  | Fixture 88 | Boone Sub | 230 | 230 | Wood H-Frame | 14.33 | 0 | 1 | 1-1113 | 0 | 0 | 0 | 0 | 0 | 0 | 0 | 0 | 0 | 0 | 0 | 0 | 0 | 0 | 0 | 0 | 0 | 0 | 0 | 0 | 0 | 0 | 0 | 12
NO |  | 145 | 2011 | 11 | 35 | 35 |  | Pawnee Plant | Fixture 428Q | 230 | 345 | Wood H-Frame | 2.36 | 0 | 1 | 2-636 | 0 | 0 | 0 | 0 | 0 | 0 | 0 | 0 | 0 | 0 | 0 | 0 | 0 | 0 | 0 | 0 | 0 | 0 | 0 | 0 | 0 | 0 | 0 | 12
NO |  | 145 | 2011 | 12 | 1 | 1 |  | Fixture 428Q | Tri State Story | 230 | 230 | Wood K-Frame | 7.95 | 0 | 1 | 1-1272 | 0 | 0 | 0 | 0 | 0 | 0 | 0 | 0 | 0 | 0 | 0 | 0 | 0 | 0 | 0 | 0 | 0 | 0 | 0 | 0 | 0 | 0 | 0 | 12
NO |  | 145 | 2011 | 12 | 3 | 3 |  | Pawnee Plant | Missile Sub 5457 | 0 | 0 |  | 0 | 0 | 0 |  | 0 | 0 | 0 | 0 | 0 | 0 | 0 | 0 | 0 | 0 | 0 | 0 | 0 | 0 | 0 | 0 | 0 | 0 | 0 | 0 | 0 | 0 | 0 | 12
NO |  | 145 | 2011 | 12 | 4 | 4 |  | Pawnee Plant | Missile Sub 5457 | 230 | 345 | Wood H-Frame | 52.55 | 0 | 1 | 2-636 | 0 | 0 | 0 | 0 | 0 | 0 | 0 | 0 | 0 | 0 | 0 | 0 | 0 | 0 | 0 | 0 | 0 | 0 | 0 | 0 | 0 | 0 | 0 | 12
NO |  | 145 | 2011 | 12 | 6 | 6 |  | Pawnee |  | 0 | 0 |  | 0 | 0 | 0 |  | 0 | 0 | 0 | 0 | 0 | 0 | 0 | 0 | 0 | 0 | 0 | 0 | 0 | 0 | 0 | 0 | 0 | 0 | 0 | 0 | 0 | 0 | 0 | 12
NO |  | 145 | 2011 | 12 | 7 | 7 |  | Pawnee | Manchief Nug 5461 | 0 | 0 |  | 0 | 0 | 0 |  | 0 | 0 | 0 | 0 | 0 | 0 | 0 | 0 | 0 | 0 | 0 | 0 | 0 | 0 | 0 | 0 | 0 | 0 | 0 | 0 | 0 | 0 | 0 | 12
NO |  | 145 | 2011 | 12 | 8 | 8 |  | Manchief Nug 5461 | Manchief Nug Sub | 230 | 230 | Steel Pole | 0.33 | 0 | 1 | 1-1272 | 0 | 0 | 0 | 0 | 0 | 0 | 0 | 0 | 0 | 0 | 0 | 0 | 0 | 0 | 0 | 0 | 0 | 0 | 0 | 0 | 0 | 0 | 0 | 12
NO |  | 145 | 2011 | 12 | 10 | 10 |  | Ft. Lupton | Pawnee 5463 | 0 | 0 |  | 0 | 0 | 0 |  | 0 | 0 | 0 | 0 | 0 | 0 | 0 | 0 | 0 | 0 | 0 | 0 | 0 | 0 | 0 | 0 | 0 | 0 | 0 | 0 | 0 | 0 | 0 | 12
NO |  | 145 | 2011 | 12 | 14 | 14 |  | Pawnee Plant | Brick Center Sub 5467 | 0 | 0 |  | 0 | 0 | 0 |  | 0 | 0 | 0 | 0 | 0 | 0 | 0 | 0 | 0 | 0 | 0 | 0 | 0 | 0 | 0 | 0 | 0 | 0 | 0 | 0 | 0 | 0 | 0 | 12
NO |  | 145 | 2011 | 12 | 15 | 15 |  | Pawnee Plant | Fixture 522 | 230 | 345 | Wood H-Frame | 78.89 | 0 | 1 | 2-636 | 0 | 0 | 0 | 0 | 0 | 0 | 0 | 0 | 0 | 0 | 0 | 0 | 0 | 0 | 0 | 0 | 0 | 0 | 0 | 0 | 0 | 0 | 0 | 12
NO |  | 145 | 2011 | 12 | 16 | 16 |  | Fixture 522 | Brick Center Sub 5467 | 230 | 230 | Steel Pole | 0.05 | 0 | 1 | 2-954 | 0 | 0 | 0 | 0 | 0 | 0 | 0 | 0 | 0 | 0 | 0 | 0 | 0 | 0 | 0 | 0 | 0 | 0 | 0 | 0 | 0 | 0 | 0 | 12
NO |  | 145 | 2011 | 12 | 20 | 20 |  |  | Starkey Gulch | 230 | 230 | Wood H-Frame | 4.8 | 0 | 1 | 2-954 | 0 | 0 | 0 | 0 | 0 | 0 | 0 | 0 | 0 | 0 | 0 | 0 | 0 | 0 | 0 | 0 | 0 | 0 | 0 | 0 | 0 | 0 | 0 | 12
NO |  | 145 | 2011 | 12 | 21 | 21 |  | Parachute |  | 0 | 0 |  | 0 | 0 | 0 |  | 0 | 0 | 0 | 0 | 0 | 0 | 0 | 0 | 0 | 0 | 0 | 0 | 0 | 0 | 0 | 0 | 0 | 0 | 0 | 0 | 0 | 0 | 0 | 12
NO |  | 145 | 2011 | 12 | 22 | 22 |  | Parachute | Wheeler 5507 | 0 | 0 |  | 0 | 0 | 0 |  | 0 | 0 | 0 | 0 | 0 | 0 | 0 | 0 | 0 | 0 | 0 | 0 | 0 | 0 | 0 | 0 | 0 | 0 | 0 | 0 | 0 | 0 | 0 | 12
NO |  | 145 | 2011 | 12 | 24 | 24 |  | Parachute |  | 0 | 0 |  | 0 | 0 | 0 |  | 0 | 0 | 0 | 0 | 0 | 0 | 0 | 0 | 0 | 0 | 0 | 0 | 0 | 0 | 0 | 0 | 0 | 0 | 0 | 0 | 0 | 0 | 0 | 12
NO |  | 145 | 2011 | 12 | 25 | 25 |  | Parachute | Cameo 5509 | 0 | 0 |  | 0 | 0 | 0 |  | 0 | 0 | 0 | 0 | 0 | 0 | 0 | 0 | 0 | 0 | 0 | 0 | 0 | 0 | 0 | 0 | 0 | 0 | 0 | 0 | 0 | 0 | 0 | 12
NO |  | 145 | 2011 | 12 | 26 | 26 |  | Parachute Sub | Tower 218A | 230 | 345 | Steel Tower | 0 | 1.68 | 1 | 2-1272 | 0 | 0 | 0 | 0 | 0 | 0 | 0 | 0 | 0 | 0 | 0 | 0 | 0 | 0 | 0 | 0 | 0 | 0 | 0 | 0 | 0 | 0 | 0 | 12
NO |  | 145 | 2011 | 12 | 27 | 27 |  | Tower 218A | Cameo | 230 | 230 | Wood K-Frame | 19.1 | 0 | 1 | 1-795 | 0 | 0 | 0 | 0 | 0 | 0 | 0 | 0 | 0 | 0 | 0 | 0 | 0 | 0 | 0 | 0 | 0 | 0 | 0 | 0 | 0 | 0 | 0 | 12
NO |  | 145 | 2011 | 12 | 29 | 29 |  | PSCo Lamar |  | 0 | 0 |  | 0 | 0 | 0 |  | 0 | 0 | 0 | 0 | 0 | 0 | 0 | 0 | 0 | 0 | 0 | 0 | 0 | 0 | 0 | 0 | 0 | 0 | 0 | 0 | 0 | 0 | 0 | 12
NO |  | 145 | 2011 | 12 | 30 | 30 |  | PSCo Lamar | Tri-State Lamar 5513 | 0 | 0 |  | 0 | 0 | 0 |  | 0 | 0 | 0 | 0 | 0 | 0 | 0 | 0 | 0 | 0 | 0 | 0 | 0 | 0 | 0 | 0 | 0 | 0 | 0 | 0 | 0 | 0 | 0 | 12
NO |  | 145 | 2011 | 12 | 32 | 32 |  | Green Valley |  | 0 | 0 |  | 0 | 0 | 0 |  | 0 | 0 | 0 | 0 | 0 | 0 | 0 | 0 | 0 | 0 | 0 | 0 | 0 | 0 | 0 | 0 | 0 | 0 | 0 | 0 | 0 | 0 | 0 | 12
NO |  | 145 | 2011 | 12 | 33 | 33 |  | Green Valley Sub | Ft. Lupton 5525 | 0 | 0 |  | 0 | 0 | 0 |  | 0 | 0 | 0 | 0 | 0 | 0 | 0 | 0 | 0 | 0 | 0 | 0 | 0 | 0 | 0 | 0 | 0 | 0 | 0 | 0 | 0 | 0 | 0 | 12
NO |  | 145 | 2011 | 12 | 35 | 35 |  | Tower 1/32A/228 | Tower 1/32A/228 | 230 | 230 | Steel Pole | 9.4 | 0 | 1 | 2-636 | 0 | 0 | 0 | 0 | 0 | 0 | 0 | 0 | 0 | 0 | 0 | 0 | 0 | 0 | 0 | 0 | 0 | 0 | 0 | 0 | 0 | 0 | 0 | 12
NO |  | 145 | 2011 | 13 | 1 | 1 |  | Tower 81A | Tower 81A | 230 | 230 | Steel Tower | 0 | 7.89 | 1 | 2-636 | 0 | 0 | 0 | 0 | 0 | 0 | 0 | 0 | 0 | 0 | 0 | 0 | 0 | 0 | 0 | 0 | 0 | 0 | 0 | 0 | 0 | 0 | 0 | 12
NO |  | 145 | 2011 | 13 | 2 | 2 |  | Tower 81A | Ft Lupton | 230 | 230 | Steel Tower | 0 | 6.99 | 1 | 2-636 | 0 | 0 | 0 | 0 | 0 | 0 | 0 | 0 | 0 | 0 | 0 | 0 | 0 | 0 | 0 | 0 | 0 | 0 | 0 | 0 | 0 | 0 | 0 | 12
NO |  | 145 | 2011 | 13 | 4 | 4 |  | J.L. Green |  | 0 | 0 |  | 0 | 0 | 0 |  | 0 | 0 | 0 | 0 | 0 | 0 | 0 | 0 | 0 | 0 | 0 | 0 | 0 | 0 | 0 | 0 | 0 | 0 | 0 | 0 | 0 | 0 | 0 | 12
NO |  | 145 | 2011 | 13 | 5 | 5 |  | J.L. Green | Cherokee 5527 | 0 | 0 |  | 0 | 0 | 0 |  | 0 | 0 | 0 | 0 | 0 | 0 | 0 | 0 | 0 | 0 | 0 | 0 | 0 | 0 | 0 | 0 | 0 | 0 | 0 | 0 | 0 | 0 | 0 | 12
NO |  | 145 | 2011 | 13 | 6 | 6 |  | J.L. Green Sub | Tower 43A | 230 | 230 | Steel Pole | 0.02 | 0 | 1 | 1-1272 | 0 | 0 | 0 | 0 | 0 | 0 | 0 | 0 | 0 | 0 | 0 | 0 | 0 | 0 | 0 | 0 | 0 | 0 | 0 | 0 | 0 | 0 | 0 | 12
NO |  | 145 | 2011 | 13 | 8 | 8 |  | Tower 30A/1 | Washington Sub | 230 | 230 | Steel Pole | 0.13 | 0 | 1 | 1-1272 | 0 | 0 | 0 | 0 | 0 | 0 | 0 | 0 | 0 | 0 | 0 | 0 | 0 | 0 | 0 | 0 | 0 | 0 | 0 | 0 | 0 | 0 | 0 | 12
NO |  | 145 | 2011 | 13 | 10 | 10 |  | Tower 30A/1 | Glenn Sub | 230 | 230 | Steel Pole | 3.92 | 0 | 1 | 1-1272 | 0 | 0 | 0 | 0 | 0 | 0 | 0 | 0 | 0 | 0 | 0 | 0 | 0 | 0 | 0 | 0 | 0 | 0 | 0 | 0 | 0 | 0 | 0 | 12
NO |  | 145 | 2011 | 13 | 11 | 11 |  | Glenn Sub | Tower 46 | 230 | 230 | Steel 1SA | 1.14 | 0 | 1 | 1-1272 | 0 | 0 | 0 | 0 | 0 | 0 | 0 | 0 | 0 | 0 | 0 | 0 | 0 | 0 | 0 | 0 | 0 | 0 | 0 | 0 | 0 | 0 | 0 | 12
NO |  | 145 | 2011 | 13 | 12 | 12 |  | Tower 46 | Tower 27 | 230 | 230 | Steel 1SA | 2.21 | 0 | 1 | 1-1272 | 0 | 0 | 0 | 0 | 0 | 0 | 0 | 0 | 0 | 0 | 0 | 0 | 0 | 0 | 0 | 0 | 0 | 0 | 0 | 0 | 0 | 0 | 0 | 12
NO |  | 145 | 2011 | 13 | 13 | 13 |  | Tower 27 | Cherokee | 230 | 230 | Steel Pole | 3.5 | 0 | 1 | 1-1272 | 0 | 0 | 0 | 0 | 0 | 0 | 0 | 0 | 0 | 0 | 0 | 0 | 0 | 0 | 0 | 0 | 0 | 0 | 0 | 0 | 0 | 0 | 0 | 12
NO |  | 145 | 2011 | 13 | 14 | 14 |  | Ft. Lupton |  | 0 | 0 |  | 0 | 0 | 0 |  | 0 | 0 | 0 | 0 | 0 | 0 | 0 | 0 | 0 | 0 | 0 | 0 | 0 | 0 | 0 | 0 | 0 | 0 | 0 | 0 | 0 | 0 | 0 | 12
NO |  | 145 | 2011 | 13 | 16 | 16 |  |  | TCTI Cogen | 230 | 230 | Steel 1SA | 0.2 | 0 | 1 | 1-1033.5 | 0 | 0 | 0 | 0 | 0 | 0 | 0 | 0 | 0 | 0 | 0 | 0 | 0 | 0 | 0 | 0 | 0 | 0 | 0 | 0 | 0 | 0 | 0 | 12
NO |  | 145 | 2011 | 13 | 17 | 17 |  | Grand Junction |  | 0 | 0 |  | 0 | 0 | 0 |  | 0 | 0 | 0 | 0 | 0 | 0 | 0 | 0 | 0 | 0 | 0 | 0 | 0 | 0 | 0 | 0 | 0 | 0 | 0 | 0 | 0 | 0 | 0 | 12
NO |  | 145 | 2011 | 13 | 18 | 18 |  | Grand Junction | Uintah 5555 | 0 | 0 |  | 0 | 0 | 0 |  | 0 | 0 | 0 | 0 | 0 | 0 | 0 | 0 | 0 | 0 | 0 | 0 | 0 | 0 | 0 | 0 | 0 | 0 | 0 | 0 | 0 | 0 | 0 | 12
NO |  | 145 | 2011 | 13 | 19 | 19 |  | Grand Junction Sub | Tower 81 | 230 | 230 | Steel Pole | 0.2 | 0 | 1 | 1-1272 | 0 | 0 | 0 | 0 | 0 | 0 | 0 | 0 | 0 | 0 | 0 | 0 | 0 | 0 | 0 | 0 | 0 | 0 | 0 | 0 | 0 | 0 | 0 | 12
NO |  | 145 | 2011 | 13 | 20 | 20 |  | Tower 81 | Tower 29 | 230 | 230 | Steel Pole | 2.07 | 0 | 1 | 1-1272 | 0 | 0 | 0 | 0 | 0 | 0 | 0 | 0 | 0 | 0 | 0 | 0 | 0 | 0 | 0 | 0 | 0 | 0 | 0 | 0 | 0 | 0 | 0 | 12
NO |  | 145 | 2011 | 13 | 21 | 21 |  | Tower 29 | Tower 6 | 230 | 230 | Steel Pole | 2.41 | 0 | 1 | 1-1272 | 0 | 0 | 0 | 0 | 0 | 0 | 0 | 0 | 0 | 0 | 0 | 0 | 0 | 0 | 0 | 0 | 0 | 0 | 0 | 0 | 0 | 0 | 0 | 12
NO |  | 145 | 2011 | 13 | 22 | 22 |  | Tower 6 | Horizon Sub | 230 | 230 | Steel Pole | 0.47 | 0 | 1 | 1-1272 | 0 | 0 | 0 | 0 | 0 | 0 | 0 | 0 | 0 | 0 | 0 | 0 | 0 | 0 | 0 | 0 | 0 | 0 | 0 | 0 | 0 | 0 | 0 | 12
NO |  | 145 | 2011 | 13 | 24 | 24 |  | Tower 6 | Tower 36 | 230 | 230 | Steel Pole | 3.92 | 0 | 1 | 1-1272 | 0 | 0 | 0 | 0 | 0 | 0 | 0 | 0 | 0 | 0 | 0 | 0 | 0 | 0 | 0 | 0 | 0 | 0 | 0 | 0 | 0 | 0 | 0 | 12
NO |  | 145 | 2011 | 13 | 26 | 26 |  | Adobe Sub. | Tower 36 | 230 | 230 | Steel Pole | 0 | 0.13 | 1 | 2-1272 | 0 | 0 | 0 | 0 | 0 | 0 | 0 | 0 | 0 | 0 | 0 | 0 | 0 | 0 | 0 | 0 | 0 | 0 | 0 | 0 | 0 | 0 | 0 | 12
NO |  | 145 | 2011 | 13 | 27 | 27 |  | Tower 36 | Uintah Sub | 230 | 230 | Steel 1SA | 7.55 | 0 | 1 | 1-1272 | 0 | 0 | 0 | 0 | 0 | 0 | 0 | 0 | 0 | 0 | 0 | 0 | 0 | 0 | 0 | 0 | 0 | 0 | 0 | 0 | 0 | 0 | 0 | 12
NO |  | 145 | 2011 | 13 | 29 | 29 |  | Grand Junction (CUEA) | Grand Junction 5557 | 0 | 0 |  | 0 | 0 | 0 |  | 0 | 0 | 0 | 0 | 0 | 0 | 0 | 0 | 0 | 0 | 0 | 0 | 0 | 0 | 0 | 0 | 0 | 0 | 0 | 0 | 0 | 0 | 0 | 12
NO |  | 145 | 2011 | 13 | 30 | 30 |  | Grand Junction (CUEA) | Fixture 26 | 230 | 230 | Wood H Frame | 3 | 0 | 1 | 1-1272 | 0 | 0 | 0 | 0 | 0 | 0 | 0 | 0 | 0 | 0 | 0 | 0 | 0 | 0 | 0 | 0 | 0 | 0 | 0 | 0 | 0 | 0 | 0 | 12
NO |  | 145 | 2011 | 13 | 31 | 31 |  | Clifton | Clifton | 230 | 230 | Wood Pole | 0.97 | 0 | 1 | 1-1272 | 0 | 0 | 0 | 0 | 0 | 0 | 0 | 0 | 0 | 0 | 0 | 0 | 0 | 0 | 0 | 0 | 0 | 0 | 0 | 0 | 0 | 0 | 0 | 12
NO |  | 145 | 2011 | 13 | 33 | 33 |  | Fixture 20 | Tower 25 | 230 | 230 | Wood H-Frame | 0.56 | 0 | 1 | 1-1272 | 0 | 0 | 0 | 0 | 0 | 0 | 0 | 0 | 0 | 0 | 0 | 0 | 0 | 0 | 0 | 0 | 0 | 0 | 0 | 0 | 0 | 0 | 0 | 12
NO |  | 145 | 2011 | 13 | 34 | 34 |  | Tower 25 | Tower 81 | 230 | 230 | Steel Pole | 5.97 | 0 | 1 | 1-1272 | 0 | 0 | 0 | 0 | 0 | 0 | 0 | 0 | 0 | 0 | 0 | 0 | 0 | 0 | 0 | 0 | 0 | 0 | 0 | 0 | 0 | 0 | 0 | 12
NO |  | 145 | 2011 | 13 | 35 | 35 |  | Tower 81 | Grand Junction | 230 | 230 | Steel Pole | 0 | 0.2 | 1 | 1-1272 | 0 | 0 | 0 | 0 | 0 | 0 | 0 | 0 | 0 | 0 | 0 | 0 | 0 | 0 | 0 | 0 | 0 | 0 | 0 | 0 | 0 | 0 | 0 | 12
NO |  | 145 | 2011 | 14 | 2 | 2 |  | RMEC | Keensburg Sub 5565 | 0 | 0 |  | 0 | 0 | 0 |  | 0 | 0 | 0 | 0 | 0 | 0 | 0 | 0 | 0 | 0 | 0 | 0 | 0 | 0 | 0 | 0 | 0 | 0 | 0 | 0 | 0 | 0 | 0 | 12
NO |  | 145 | 2011 | 14 | 3 | 3 |  | RMEC (East Bay) | Keenesburg Sub | 230 | 230 | Steel Pole | 0 | 3.9 | 1 | 2-954 | 0 | 0 | 0 | 0 | 0 | 0 | 0 | 0 | 0 | 0 | 0 | 0 | 0 | 0 | 0 | 0 | 0 | 0 | 0 | 0 | 0 | 0 | 0 | 12
NO |  | 145 | 2011 | 14 | 4 | 4 |  | Cameo |  | 0 | 0 |  | 0 | 0 | 0 |  | 0 | 0 | 0 | 0 | 0 | 0 | 0 | 0 | 0 | 0 | 0 | 0 | 0 | 0 | 0 | 0 | 0 | 0 | 0 | 0 | 0 | 0 | 0 | 12
NO |  | 145 | 2011 | 14 | 5 | 5 |  | Cameo | Uintah 5607 | 0 | 0 |  | 0 | 0 | 0 |  | 0 | 0 | 0 | 0 | 0 | 0 | 0 | 0 | 0 | 0 | 0 | 0 | 0 | 0 | 0 | 0 | 0 | 0 | 0 | 0 | 0 | 0 | 0 | 12
NO |  | 145 | 2011 | 14 | 6 | 6 |  | Cameo Plant | Tower 62 | 230 | 230 | Wood H-Frame | 6.32 | 0 | 1 | 1-1272 | 0 | 0 | 0 | 0 | 0 | 0 | 0 | 0 | 0 | 0 | 0 | 0 | 0 | 0 | 0 | 0 | 0 | 0 | 0 | 0 | 0 | 0 | 0 | 12
NO |  | 145 | 2011 | 14 | 9 | 9 |  | Tower 97 | Fixture 106 | 230 | 345 | Steel H-Frame | 1.35 | 0 | 1 | 1-1272 | 0 | 0 | 0 | 0 | 0 | 0 | 0 | 0 | 0 | 0 | 0 | 0 | 0 | 0 | 0 | 0 | 0 | 0 | 0 | 0 | 0 | 0 | 0 | 12
NO |  | 145 | 2011 | 14 | 10 | 10 |  | Fixture 106 | Tower 291 | 230 | 230 | Wood H-Frame | 22.07 | 0 | 1 | 1-1272 | 0 | 0 | 0 | 0 | 0 | 0 | 0 | 0 | 0 | 0 | 0 | 0 | 0 | 0 | 0 | 0 | 0 | 0 | 0 | 0 | 0 | 0 | 0 | 12
NO |  | 145 | 2011 | 14 | 11 | 11 |  | Tower 291 | Uintah | 230 | 230 | Steel Pole | 0.77 | 0 | 1 | 1-1272 | 0 | 0 | 0 | 0 | 0 | 0 | 0 | 0 | 0 | 0 | 0 | 0 | 0 | 0 | 0 | 0 | 0 | 0 | 0 | 0 | 0 | 0 | 0 | 12
NO |  | 145 | 2011 | 14 | 13 | 13 |  | Denver Terminal | Arapahoe 5623 | 0 | 0 |  | 0 | 0 | 0 |  | 0 | 0 | 0 | 0 | 0 | 0 | 0 | 0 | 0 | 0 | 0 | 0 | 0 | 0 | 0 | 0 | 0 | 0 | 0 | 0 | 0 | 0 | 0 | 12
NO |  | 145 | 2011 | 14 | 14 | 14 |  | Denver Terminal | Fixture 1 | 230 | 230 | Steel Pole | 0.12 | 0 | 1 | 1-1272 | 0 | 0 | 0 | 0 | 0 | 0 | 0 | 0 | 0 | 0 | 0 | 0 | 0 | 0 | 0 | 0 | 0 | 0 | 0 | 0 | 0 | 0 | 0 | 12
NO |  | 145 | 2011 | 14 | 15 | 15 |  | Fixture 1 | Fixture 3 | 230 | 230 | Steel Pole | 0.2 | 0 | 1 | 1-1033.5 | 0 | 0 | 0 | 0 | 0 | 0 | 0 | 0 | 0 | 0 | 0 | 0 | 0 | 0 | 0 | 0 | 0 | 0 | 0 | 0 | 0 | 0 | 0 | 12
NO |  | 145 | 2011 | 14 | 17 | 17 |  | Fixture 28/1D | Dakota Sub | 230 | 230 | Steel Pole | 0.53 | 0 | 1 | 1-1272 | 0 | 0 | 0 | 0 | 0 | 0 | 0 | 0 | 0 | 0 | 0 | 0 | 0 | 0 | 0 | 0 | 0 | 0 | 0 | 0 | 0 | 0 | 0 | 12
NO |  | 145 | 2011 | 14 | 19 | 19 |  | Fixture 28/1D | Fixture 42/IS | 230 | 230 | Steel Pole | 1.3 | 0 | 1 | 1-1272 | 0 | 0 | 0 | 0 | 0 | 0 | 0 | 0 | 0 | 0 | 0 | 0 | 0 | 0 | 0 | 0 | 0 | 0 | 0 | 0 | 0 | 0 | 0 | 12
NO |  | 145 | 2011 | 14 | 20 | 20 |  | Fixture 42/IS | Fixture 16/S | 230 | 230 | Steel Pole | 1.93 | 0 | 1 | 1-1272 | 0 | 0 | 0 | 0 | 0 | 0 | 0 | 0 | 0 | 0 | 0 | 0 | 0 | 0 | 0 | 0 | 0 | 0 | 0 | 0 | 0 | 0 | 0 | 12
NO |  | 145 | 2011 | 14 | 23 | 23 |  | Denver Terminal | Elati Sub 5625 | 0 | 0 |  | 0 | 0 | 0 |  | 0 | 0 | 0 | 0 | 0 | 0 | 0 | 0 | 0 | 0 | 0 | 0 | 0 | 0 | 0 | 0 | 0 | 0 | 0 | 0 | 0 | 0 | 0 | 12
NO |  | 145 | 2011 | 14 | 24 | 24 |  | Denver Terminal | Elati Sub 5625 | 230 | 230 | Steel Pole | 0.17 | 0 | 1 | 1-1033.5 | 0 | 0 | 0 | 0 | 0 | 0 | 0 | 0 | 0 | 0 | 0 | 0 | 0 | 0 | 0 | 0 | 0 | 0 | 0 | 0 | 0 | 0 | 0 | 12
NO |  | 145 | 2011 | 14 | 26 | 26 |  | Denver Terminal |  | 0 | 0 |  | 0 | 0 | 0 |  | 0 | 0 | 0 | 0 | 0 | 0 | 0 | 0 | 0 | 0 | 0 | 0 | 0 | 0 | 0 | 0 | 0 | 0 | 0 | 0 | 0 | 0 | 0 | 12
NO |  | 145 | 2011 | 14 | 27 | 27 |  | Denver Terminal | LaCombe 5627 | 0 | 0 |  | 0 | 0 | 0 |  | 0 | 0 | 0 | 0 | 0 | 0 | 0 | 0 | 0 | 0 | 0 | 0 | 0 | 0 | 0 | 0 | 0 | 0 | 0 | 0 | 0 | 0 | 0 | 12
NO |  | 145 | 2011 | 14 | 31 | 31 |  | Denver Terminal | Lookout 5629 | 0 | 0 |  | 0 | 0 | 0 |  | 0 | 0 | 0 | 0 | 0 | 0 | 0 | 0 | 0 | 0 | 0 | 0 | 0 | 0 | 0 | 0 | 0 | 0 | 0 | 0 | 0 | 0 | 0 | 12
NO |  | 145 | 2011 | 14 | 32 | 32 |  | Denver Terminal | Tower 2 | 230 | 230 | Steel Pole | 0.12 | 0 | 1 | 1-1033.5 | 0 | 0 | 0 | 0 | 0 | 0 | 0 | 0 | 0 | 0 | 0 | 0 | 0 | 0 | 0 | 0 | 0 | 0 | 0 | 0 | 0 | 0 | 0 | 12
NO |  | 145 | 2011 | 14 | 34 | 34 |  | Tower 13 | Tower 45 | 230 | 230 | Steel Pole | 3.91 | 0 | 1 | 1-1033.5 | 0 | 0 | 0 | 0 | 0 | 0 | 0 | 0 | 0 | 0 | 0 | 0 | 0 | 0 | 0 | 0 | 0 | 0 | 0 | 0 | 0 | 0 | 0 | 12
NO |  | 145 | 2011 | 15 | 2 | 2 |  | Tower 46 | West Sub Term Str | 230 | 230 | Steel Pole | 1.54 | 0 | 1 | 1-1033.5 | 0 | 0 | 0 | 0 | 0 | 0 | 0 | 0 | 0 | 0 | 0 | 0 | 0 | 0 | 0 | 0 | 0 | 0 | 0 | 0 | 0 | 0 | 0 | 12
NO |  | 145 | 2011 | 15 | 3 | 3 |  | Riser Pole 62 | Tower 67 | 230 | 230 | Steel Pole | 0.57 | 0 | 1 | 1-1272 | 0 | 0 | 0 | 0 | 0 | 0 | 0 | 0 | 0 | 0 | 0 | 0 | 0 | 0 | 0 | 0 | 0 | 0 | 0 | 0 | 0 | 0 | 0 | 12
NO |  | 145 | 2011 | 15 | 4 | 4 |  | Tower 67 | Tower 80 | 230 | 230 | Steel Tower | 1.4 | 0 | 1 | 1-1033.5 | 0 | 0 | 0 | 0 | 0 | 0 | 0 | 0 | 0 | 0 | 0 | 0 | 0 | 0 | 0 | 0 | 0 | 0 | 0 | 0 | 0 | 0 | 0 | 12
NO |  | 145 | 2011 | 15 | 5 | 5 |  | Tower 80 | Lookout Sub | 230 | 230 | Steel Tower | 0.52 | 0 | 1 | 1-1033.5 | 0 | 0 | 0 | 0 | 0 | 0 | 0 | 0 | 0 | 0 | 0 | 0 | 0 | 0 | 0 | 0 | 0 | 0 | 0 | 0 | 0 | 0 | 0 | 12
NO |  | 145 | 2011 | 15 | 8 | 8 |  | Plains End #2 SS | Niwot Sub 5633 | 0 | 0 |  | 0 | 0 | 0 |  | 0 | 0 | 0 | 0 | 0 | 0 | 0 | 0 | 0 | 0 | 0 | 0 | 0 | 0 | 0 | 0 | 0 | 0 | 0 | 0 | 0 | 0 | 0 | 12
NO |  | 145 | 2011 | 15 | 9 | 9 |  | Plains End #2 SS | Tower 83A(Pln End Tap 2 | 230 | 230 | Steel Pole | 0 | 1.13 | 1 | 1-1033.5 | 0 | 0 | 0 | 0 | 0 | 0 | 0 | 0 | 0 | 0 | 0 | 0 | 0 | 0 | 0 | 0 | 0 | 0 | 0 | 0 | 0 | 0 | 0 | 12
NO |  | 145 | 2011 | 15 | 10 | 10 |  | Tower 83A(Pln End Tap 2 | Simms Tap/Fixture 68A | 230 | 230 | Steel Pole | 0 | 2.91 | 1 | 1-1033.5 | 0 | 0 | 0 | 0 | 0 | 0 | 0 | 0 | 0 | 0 | 0 | 0 | 0 | 0 | 0 | 0 | 0 | 0 | 0 | 0 | 0 | 0 | 0 | 12
NO |  | 145 | 2011 | 15 | 13 | 13 |  | Leggett Sub | Tower 219 | 230 | 230 | Steel Pole | 0 | 0.15 | 1 | 1-1033.5 | 0 | 0 | 0 | 0 | 0 | 0 | 0 | 0 | 0 | 0 | 0 | 0 | 0 | 0 | 0 | 0 | 0 | 0 | 0 | 0 | 0 | 0 | 0 | 12
NO |  | 145 | 2011 | 15 | 16 | 16 |  | Niwot Sub | Isabelle Sub 5637 | 0 | 0 |  | 0 | 0 | 0 |  | 0 | 0 | 0 | 0 | 0 | 0 | 0 | 0 | 0 | 0 | 0 | 0 | 0 | 0 | 0 | 0 | 0 | 0 | 0 | 0 | 0 | 0 | 0 | 12
NO |  | 145 | 2011 | 15 | 17 | 17 |  | Niwot Sub | Tower 147 | 230 | 230 | Steel Pole | 0 | 6.06 | 1 | 1-1033.5 | 0 | 0 | 0 | 0 | 0 | 0 | 0 | 0 | 0 | 0 | 0 | 0 | 0 | 0 | 0 | 0 | 0 | 0 | 0 | 0 | 0 | 0 | 0 | 12
NO |  | 145 | 2011 | 15 | 18 | 18 |  | Tower 147 | Fixture 134A/1 | 230 | 230 | Steel Pole | 0 | 1.92 | 1 | 1-1033.5 | 0 | 0 | 0 | 0 | 0 | 0 | 0 | 0 | 0 | 0 | 0 | 0 | 0 | 0 | 0 | 0 | 0 | 0 | 0 | 0 | 0 | 0 | 0 | 12
NO |  | 145 | 2011 | 15 | 23 | 23 |  | Tower 44 | Denver Tech Sub | 230 | 230 | Steel Tower | 0 | 0.16 | 1 | 1-1029 | 0 | 0 | 0 | 0 | 0 | 0 | 0 | 0 | 0 | 0 | 0 | 0 | 0 | 0 | 0 | 0 | 0 | 0 | 0 | 0 | 0 | 0 | 0 | 12