## Hoja1
24-115 CostoInv/CostoO&M | Aer/Sub | respondent_id | report_year | spplmnt_num | row_number | row_seq | row_prvlg | designation_from | designation_to | voltage_oper | designed_voltage | structure | length_dsgnt | length_another | num_of_circuits | conductor_size | cost_land | cost_other | cost_total | expns_operations | expns_maint | expns_rents | expns_total | designation_from_f | designation_to_f | voltage_oper_f | designed_voltage_f | structure_f | length_dsgnt_f | length_another_f | num_of_circuits_f | conductor_size_f | cost_land_f | cost_other_f | cost_total_f | expns_operations_f | expns_maint_f | expns_rents_f | expns_total_f | report_prd
NO |  | 122 | 2012 | 0 | 1 | 1 |  | Colstrip 4 | Switchyard | 500 | 500 | St. Tower | 0.66 | 0 | 1 | 795 KCM ACSR | 0 | 71386 | 71386 | 0 | 0 | 0 | 0 | 621220097 | 0 | 0 | 0 | 0 | 0 | 0 | 0 | 0 | 0 | 0 | 0 | 0 | 0 | 0 | 0 | 12
NO |  | 122 | 2012 | 0 | 2 | 2 |  | Colstrip | Broadview A | 500 | 500 | St. Tower | 112.07 | 0 | 1 | 795 KCM ACSR | 470715 | 11393381 | 11864096 | 0 | 0 | 0 | 0 | 621220098 | 0 | 0 | 0 | 0 | 0 | 0 | 0 | 0 | 0 | 0 | 0 | 0 | 0 | 0 | 0 | 12
NO |  | 122 | 2012 | 0 | 3 | 3 |  | Colstrip | Broadview B | 500 | 500 | St. Tower | 115.87 | 0 | 1 | 795 KCM ACSR | 593662 | 15051362 | 15645024 | 0 | 0 | 0 | 0 | 621220099 | 0 | 0 | 0 | 0 | 0 | 0 | 0 | 0 | 0 | 0 | 0 | 0 | 0 | 0 | 0 | 12
NO |  | 122 | 2012 | 0 | 4 | 4 |  | Broadview | Townsend A | 500 | 500 | St. Tower | 133.39 | 0 | 1 | 795 KCM ACSR | 900048 | 13855456 | 14755504 | 0 | 0 | 0 | 0 | 621220100 | 0 | 0 | 0 | 0 | 0 | 0 | 0 | 0 | 0 | 0 | 0 | 0 | 0 | 0 | 0 | 12
NO |  | 122 | 2012 | 0 | 5 | 5 |  | Broadview | Townsend B | 500 | 500 | St. Tower | 133.37 | 0 | 1 | 795 KCM ACSR | 936763 | 13680057 | 14616820 | 93127 | 451628 | 174940 | 719695 | 621220101 | 0 | 0 | 0 | 0 | 0 | 0 | 0 | 0 | 0 | 0 | 0 | 0 | 0 | 0 | 0 | 12
NO |  | 122 | 2012 | 0 | 6 | 6 |  | Billings | Great Falls | 230 | 230 | Wood H Frame | 187.88 | 0 | 1 | 1272 KCM ACSR | 337519 | 11057760 | 11395279 | 0 | 0 | 0 | 0 | 0 | 0 | 0 | 0 | 0 | 0 | 0 | 0 | 0 | 0 | 0 | 0 | 0 | 0 | 0 | 0 | 12
NO |  | 122 | 2012 | 0 | 7 | 7 |  | Broadview | Alkali Creek Sub | 230 | 230 | Wood H Frame | 18.4 | 0 | 1 | 1272 KCM ACSR | 21848 | 925023 | 946871 | 0 | 0 | 0 | 0 | 0 | 0 | 0 | 0 | 0 | 0 | 0 | 0 | 0 | 0 | 0 | 0 | 0 | 0 | 0 | 0 | 12
NO |  | 122 | 2012 | 0 | 8 | 8 |  | Alkali Creek Sub | Laurel Baseline | 230 | 230 | Steel, Sgl Pol | 4.7 | 0 | 1 | 1272 KCM ACSR | 578771 | 1447705 | 2026476 | 6662 | 63960 | 63555 | 134177 | 0 | 0 | 0 | 0 | 0 | 0 | 0 | 0 | 0 | 0 | 0 | 0 | 0 | 0 | 0 | 0 | 12
NO |  | 122 | 2012 | 0 | 9 | 9 |  | Colstrip | Billings | 230 | 230 | Wood H Frame | 93.73 | 0 | 1 | 1272 KCM ACSR | 308152 | 3545580 | 3853732 | 15429 | 32677 | 0 | 48106 | 0 | 0 | 0 | 0 | 0 | 0 | 0 | 0 | 0 | 0 | 0 | 0 | 0 | 0 | 0 | 0 | 12
NO |  | 122 | 2012 | 0 | 10 | 10 |  | Billings | Yellowtail | 230 | 230 | Wood H Frame | 41.12 | 0 | 1 | 1272 KCM ACSR | 41629 | 2294179 | 2335808 | 1297 | 60471 | 0 | 61768 | 0 | 0 | 0 | 0 | 0 | 0 | 0 | 0 | 0 | 0 | 0 | 0 | 0 | 0 | 0 | 0 | 12
NO |  | 122 | 2012 | 0 | 11 | 11 |  | Hot Springs | Idaho Border | 230 | 230 | Wood H Frame | 276.35 | 0 | 1 | 1272 KCM ACSR | 640340 | 7320417 | 7960757 | 26400 | 1366 | 481005 | 508771 | 0 | 0 | 0 | 0 | 0 | 0 | 0 | 0 | 0 | 0 | 0 | 0 | 0 | 0 | 0 | 0 | 12
NO |  | 122 | 2012 | 0 | 12 | 12 |  | Ovando | Great Falls | 230 | 230 | Wood H Frame | 105.62 | 0 | 1 | 1272 KCM ACSR | 288681 | 5617557 | 5906238 | 1161 | 0 | 0 | 1161 | 0 | 0 | 0 | 0 | 0 | 0 | 0 | 0 | 0 | 0 | 0 | 0 | 0 | 0 | 0 | 0 | 12
NO |  | 122 | 2012 | 0 | 13 | 13 |  | Anaconda | Billings | 230 | 230 | Wood H Frame | 224.78 | 0 | 1 | 1272 KCM ACSR | 462918 | 10448437 | 10911355 | 62053 | 31731 | 0 | 93784 | 0 | 0 | 0 | 0 | 0 | 0 | 0 | 0 | 0 | 0 | 0 | 0 | 0 | 0 | 0 | 0 | 12
NO |  | 122 | 2012 | 0 | 14 | 14 |  | Kerr | Anaconda A | 161 | 161 | Wood H Frame | 149.34 | 0 | 1 | 350 MCM CU | 180728 | 4683459 | 4864187 | 61472 | 66888 | 0 | 128360 | 0 | 0 | 0 | 0 | 0 | 0 | 0 | 0 | 0 | 0 | 0 | 0 | 0 | 0 | 0 | 0 | 12
NO |  | 122 | 2012 | 0 | 15 | 15 |  | Anaconda | Monida | 161 | 161 | Wood H Frame | 126.48 | 0 | 1 | 250 MCM CU | 65469 | 1318185 | 1383654 | 7926 | 51004 | 34250 | 93180 | 0 | 0 | 0 | 0 | 0 | 0 | 0 | 0 | 0 | 0 | 0 | 0 | 0 | 0 | 0 | 0 | 12
NO |  | 122 | 2012 | 0 | 16 | 16 |  | Anaconda | Billings | 161 | 161 | Wood H Frame | 235.65 | 0 | 1 | 556.5 MCM ACSR | 186724 | 5511951 | 5698675 | 0 | 0 | 0 | 0 | 0 | 0 | 0 | 0 | 0 | 0 | 0 | 0 | 0 | 0 | 0 | 0 | 0 | 0 | 0 | 0 | 12
NO |  | 122 | 2012 | 0 | 17 | 17 |  | Anaconda | Butte | 161 | 161 | Wood H Frame | 23.64 | 0 | 1 | 556.5 MCM ACSR | 10667 | 353729 | 364396 | 0 | 0 | 0 | 0 | 0 | 0 | 0 | 0 | 0 | 0 | 0 | 0 | 0 | 0 | 0 | 0 | 0 | 0 | 0 | 0 | 12
NO |  | 122 | 2012 | 0 | 18 | 18 |  | Clyde Park | Bozeman | 161 | 161 | Wood H Frame | 54.81 | 0 | 1 | 556.5 MCM ACSR | 448934 | 1830603 | 2279537 | 0 | 0 | 0 | 0 | 0 | 0 | 0 | 0 | 0 | 0 | 0 | 0 | 0 | 0 | 0 | 0 | 0 | 0 | 0 | 0 | 12
NO |  | 122 | 2012 | 0 | 19 | 19 |  | Missoula | Hamilton A | 161 | 161 | Wood H Frame | 53.58 | 0 | 1 | 556.5 MCM ACSR | 652145 | 2057030 | 2709175 | 0 | 0 | 0 | 0 | 0 | 0 | 0 | 0 | 0 | 0 | 0 | 0 | 0 | 0 | 0 | 0 | 0 | 0 | 0 | 0 | 12
NO |  | 122 | 2012 | 0 | 20 | 20 |  | Clyde Park | Emmigrant | 161 | 161 | Wood H Frame | 40.03 | 0 | 1 | 556.5 MCM ACSR | 720093 | 2952369 | 3672462 | 0 | 0 | 0 | 0 | 0 | 0 | 0 | 0 | 0 | 0 | 0 | 0 | 0 | 0 | 0 | 0 | 0 | 0 | 0 | 0 | 12
NO |  | 122 | 2012 | 0 | 21 | 21 |  | Bozeman | Ennis | 161 | 161 | Wood H Frame | 53.33 | 0 | 1 | 556.5 MCM ACSR | 1476730 | 5275837 | 6752567 | 0 | 0 | 0 | 0 | 0 | 0 | 0 | 0 | 0 | 0 | 0 | 0 | 0 | 0 | 0 | 0 | 0 | 0 | 0 | 0 | 12
NO |  | 122 | 2012 | 0 | 22 | 22 |  | Kerr | Anaconda B | 161 | 161 | Wood H Frame | 150.29 | 0 | 1 | 556.5 MCM ACSR | 965547 | 6329362 | 7294909 | 87701 | 162920 | 0 | 250621 | 0 | 0 | 0 | 0 | 0 | 0 | 0 | 0 | 0 | 0 | 0 | 0 | 0 | 0 | 0 | 0 | 12
NO |  | 122 | 2012 | 0 | 23 | 23 |  | Rattlesnake | Missoula #4 | 161 | 161 | Wood H Frame | 55.6 | 0 | 1 | 556.5 MCM ACSR | 2684587 | 2538221 | 5222808 | 0 | 0 | 0 | 0 | 0 | 0 | 0 | 0 | 0 | 0 | 0 | 0 | 0 | 0 | 0 | 0 | 0 | 0 | 0 | 0 | 12
NO |  | 122 | 2012 | 0 | 24 | 24 |  | Dillon | Salmon-Ennis | 161 | 161 | Wood H Frame | 81.62 | 0 | 1 | 556.5 MCM ACSR | 1360447 | 5686546 | 7046993 | 28040 | 63748 | 0 | 91788 | 0 | 0 | 0 | 0 | 0 | 0 | 0 | 0 | 0 | 0 | 0 | 0 | 0 | 0 | 0 | 0 | 12
NO |  | 122 | 2012 | 0 | 25 | 25 |  | Rainbow | Havre | 161 | 161 | Wood H Frame | 93.79 | 0 | 1 | 636 MCM ACSR | 92953 | 2232930 | 2325883 | 0 | 0 | 0 | 0 | 0 | 0 | 0 | 0 | 0 | 0 | 0 | 0 | 0 | 0 | 0 | 0 | 0 | 0 | 0 | 0 | 12
NO |  | 122 | 2012 | 0 | 26 | 26 |  | Three Rivers | Jackrabbit | 161 | 161 | SAHP Single Pe | 28.81 | 0 | 1 | 556 KCMIL ACSR | 1643626 | 7858388 | 9502014 | 10530 | 52286 | 0 | 62816 | 0 | 0 | 0 | 0 | 0 | 0 | 0 | 0 | 0 | 0 | 0 | 0 | 0 | 0 | 0 | 0 | 12
SI/SI | A | 122 | 2012 | 0 | 27 | 27 |  | All 115 kV |  | 115 | 115 | Various | 342.09 | 0 | 0 |  | 604878 | 9644887 | 10249765 | 69707 | 125740 | 25 | 195472 | 0 | 0 | 0 | 0 | 0 | 0 | 0 | 0 | 0 | 0 | 0 | 0 | 0 | 0 | 0 | 0 | 12
SI/SI | A | 122 | 2012 | 0 | 28 | 28 |  | All 100 kV |  | 100 | 100 | Various | 1734.19 | 0 | 0 |  | 5445736 | 86438547 | 91884283 | 583418 | 1062212 | 89413 | 1735043 | 0 | 0 | 0 | 0 | 0 | 0 | 0 | 0 | 0 | 0 | 0 | 0 | 0 | 0 | 0 | 0 | 12
SI/SI | A | 122 | 2012 | 0 | 29 | 29 |  | All 69 kV |  | 69 | 69 | Various | 1392.93 | 0 | 0 |  | 2084943 | 49914760 | 51999703 | 592129 | 585276 | 33846 | 1211251 | 0 | 0 | 0 | 0 | 0 | 0 | 0 | 0 | 0 | 0 | 0 | 0 | 0 | 0 | 0 | 0 | 12
SI/SI | A | 122 | 2012 | 0 | 30 | 30 |  | All 50 kV |  | 50 | 50 | Various | 752.2 | 0 | 0 |  | 1629295 | 30123571 | 31752866 | 248416 | 205390 | 27061 | 480867 | 0 | 0 | 0 | 0 | 0 | 0 | 0 | 0 | 0 | 0 | 0 | 0 | 0 | 0 | 0 | 0 | 12
NO |  | 122 | 2012 | 0 | 31 | 31 |  | Big Stone, SD | Gary, SD | 230 | 230 | H-Wood | 18.2 | 0 | 1 | 1272 MCM | 8674 | 1000401 | 1009075 | 0 | 0 | 0 | 0 | 621220102 | 0 | 0 | 0 | 0 | 0 | 0 | 0 | 0 | 0 | 0 | 0 | 0 | 0 | 0 | 0 | 12
NO |  | 122 | 2012 | 0 | 32 | 32 |  | Coyote, ND | Center, ND | 345 | 345 | H-Wood | 23.1 | 0 | 1 | 954 MCM | 223226 | 3192859 | 3416085 | 0 | 0 | 0 | 0 | 621220103 | 0 | 0 | 0 | 0 | 0 | 0 | 0 | 0 | 0 | 0 | 0 | 0 | 0 | 0 | 0 | 12
NO |  | 122 | 2012 | 0 | 33 | 33 |  | Neal, IA | Hinton, IA | 345 | 345 | H-Wood | 23.59 | 0 | 1 | 954 MCM | 16579 | 613304 | 629883 | 0 | 0 | 0 | 0 | 621220104 | 0 | 0 | 0 | 0 | 0 | 0 | 0 | 0 | 0 | 0 | 0 | 0 | 0 | 0 | 0 | 12
NO |  | 122 | 2012 | 0 | 34 | 34 |  | Less non-NWE 345 kV partial |  | 0 | 0 |  | -21.54 | 0 | 1 |  | 0 | 0 | 0 | 0 | 0 | 0 | 0 | 0 | 0 | 0 | 0 | 0 | 0 | 0 | 0 | 0 | 0 | 0 | 0 | 0 | 0 | 0 | 0 | 12
NO |  | 122 | 2012 | 0 | 35 | 35 |  | Various |  | 115 | 0 | Various | 322.51 | 0 | 0 |  | 0 | 0 | 0 | 0 | 0 | 0 | 0 | 0 | 0 | 0 | 0 | 0 | 0 | 0 | 0 | 0 | 0 | 0 | 0 | 0 | 0 | 0 | 0 | 12
NO |  | 122 | 2012 | 1 | 1 | 1 |  | Various |  | 69 | 0 | Various | 277.15 | 0 | 0 |  | 0 | 0 | 0 | 0 | 0 | 0 | 0 | 0 | 0 | 0 | 0 | 0 | 0 | 0 | 0 | 0 | 0 | 0 | 0 | 0 | 0 | 0 | 0 | 12
NO |  | 122 | 2012 | 0 | 36 | 36 |  | TOTAL |  | 0 | 0 |  | 8113.63 | 0 | 30 |  | 27318516 | 384255865 | 411574381 | 3921328 | 3627161 | 907012 | 8455501 | 0 | 0 | 0 | 0 | 0 | 0 | 0 | 0 | 0 | 0 | 0 | 0 | 0 | 0 | 0 | 0 | 12
SI/SI | A | 122 | 2012 | 1 | 2 | 2 |  | Various |  | 34.5 | 0 | Various | 654.3 | 0 | 0 | Various | 1235489 | 57990626 | 59226115 | 2025860 | 609864 | 2917 | 2638641 | 0 | 0 | 0 | 0 | 0 | 0 | 0 | 0 | 0 | 0 | 0 | 0 | 0 | 0 | 0 | 0 | 12
NO |  | 186 | 2012 | 0 | 1 | 1 |  | MOUNT STORM | MEADOWBROOK (529) | 500 | 500 | STEEL POLE | 0 | 0 | 1 | ACSS 1113 | 0 | 0 | 0 | 0 | 0 | 0 | 0 | 0 | 0 | 0 | 0 | 0 | 0 | 0 | 0 | 0 | 0 | 0 | 0 | 0 | 0 | 0 | 0 | 12
NO |  | 186 | 2012 | 0 | 2 | 2 |  | SURRY | SUFFOLK (531) | 500 | 500 | STEEL TOWER | 37.27 | 0 | 1 | ACAR 2500 | 0 | 0 | 0 | 0 | 0 | 0 | 0 | 0 | 0 | 0 | 0 | 0 | 0 | 0 | 0 | 0 | 0 | 0 | 0 | 0 | 0 | 0 | 0 | 12
NO |  | 186 | 2012 | 0 | 3 | 3 |  | DOOMS | CUNNINGHAM (534) | 500 | 500 | STEEL TOWER | 32.68 | 0 | 1 | AAAC 2049.5 | 0 | 0 | 0 | 0 | 0 | 0 | 0 | 0 | 0 | 0 | 0 | 0 | 0 | 0 | 0 | 0 | 0 | 0 | 0 | 0 | 0 | 0 | 0 | 12
NO |  | 186 | 2012 | 0 | 4 | 4 |  | LOUDOUN | MEADOWBROOK (535) | 500 | 500 | STEEL TOWER | 55.49 | 10.02 | 1 | ACSR 1351 | 0 | 0 | 0 | 0 | 0 | 0 | 0 | 0 | 0 | 0 | 0 | 0 | 0 | 0 | 0 | 0 | 0 | 0 | 0 | 0 | 0 | 0 | 0 | 12
NO |  | 186 | 2012 | 0 | 5 | 5 |  | MOUNT STORM | 502 JUNCTION (536) | 500 | 500 | STEEL POLE | 0 | 0 | 1 | ACSS 1113 | 0 | 0 | 0 | 0 | 0 | 0 | 0 | 0 | 0 | 0 | 0 | 0 | 0 | 0 | 0 | 0 | 0 | 0 | 0 | 0 | 0 | 0 | 0 | 12
NO |  | 186 | 2012 | 0 | 6 | 6 |  | OX | BRISTERS (539) | 500 | 500 | STEEL TOWER | 22.89 | 0 | 1 | ACAR 2500 | 0 | 0 | 0 | 0 | 0 | 0 | 0 | 0 | 0 | 0 | 0 | 0 | 0 | 0 | 0 | 0 | 0 | 0 | 0 | 0 | 0 | 0 | 0 | 12
NO |  | 186 | 2012 | 0 | 7 | 7 |  | FLUVANA PWR STA | CUNNINGHAM (542) | 500 | 500 | STEEL TOWER | 0.28 | 0 | 1 | AAAC 2049.5 | 0 | 0 | 0 | 0 | 0 | 0 | 0 | 0 | 0 | 0 | 0 | 0 | 0 | 0 | 0 | 0 | 0 | 0 | 0 | 0 | 0 | 0 | 0 | 12
NO |  | 186 | 2012 | 0 | 8 | 8 |  | PLEASANT VIEW | DOUBS (543) | 500 | 500 | STEEL TOWER | 3 | 0 | 1 | AAAC 2049.5 | 0 | 0 | 0 | 0 | 0 | 0 | 0 | 0 | 0 | 0 | 0 | 0 | 0 | 0 | 0 | 0 | 0 | 0 | 0 | 0 | 0 | 0 | 0 | 12
NO |  | 186 | 2012 | 0 | 9 | 9 |  | CARSON | SUFFOLK (544) | 500 | 500 | STEEL TOWER | 59.63 | 0 | 1 | ACSR 1351.5 | 0 | 0 | 0 | 0 | 0 | 0 | 0 | 0 | 0 | 0 | 0 | 0 | 0 | 0 | 0 | 0 | 0 | 0 | 0 | 0 | 0 | 0 | 0 | 12
NO |  | 186 | 2012 | 0 | 10 | 10 |  |  | (544) | 500 | 500 | STEEL H-FRAME | 1.83 | 0 | 0 | ACSR 1351.5 | 0 | 0 | 0 | 0 | 0 | 0 | 0 | 0 | 0 | 0 | 0 | 0 | 0 | 0 | 0 | 0 | 0 | 0 | 0 | 0 | 0 | 0 | 0 | 12
NO |  | 186 | 2012 | 0 | 11 | 11 |  | BRISTERS | MORRISVILLE (545) | 500 | 500 | STEEL TOWER | 7.91 | 0 | 1 | ACAR 2500 | 0 | 0 | 0 | 0 | 0 | 0 | 0 | 0 | 0 | 0 | 0 | 0 | 0 | 0 | 0 | 0 | 0 | 0 | 0 | 0 | 0 | 0 | 0 | 12
NO |  | 186 | 2012 | 0 | 12 | 12 |  | LEXINGTON | BATH (547) | 500 | 500 | STEEL TOWER | 34.7 | 0 | 1 | ACAR 2500 | 0 | 0 | 0 | 0 | 0 | 0 | 0 | 621860091 | 0 | 0 | 0 | 0 | 0 | 0 | 0 | 0 | 0 | 0 | 0 | 0 | 0 | 0 | 0 | 12
NO |  | 186 | 2012 | 0 | 13 | 13 |  | BATH | VALLEY (548) | 500 | 500 | LATTICE STEEL | 51.82 | 0 | 1 | ACAR 2500 | 0 | 0 | 0 | 0 | 0 | 0 | 0 | 621860092 | 0 | 0 | 0 | 0 | 0 | 0 | 0 | 0 | 0 | 0 | 0 | 0 | 0 | 0 | 0 | 12
NO |  | 186 | 2012 | 0 | 14 | 14 |  | VALLEY | DOOMS (549) | 500 | 500 | STEEL TOWER | 17.72 | 0 | 1 | AAAC 2049.5 | 0 | 0 | 0 | 0 | 0 | 0 | 0 | 0 | 0 | 0 | 0 | 0 | 0 | 0 | 0 | 0 | 0 | 0 | 0 | 0 | 0 | 0 | 0 | 12
NO |  | 186 | 2012 | 0 | 15 | 15 |  | MT. STORM | VALLEY (550) | 500 | 500 | STEEL TOWER | 64.39 | 0 | 1 | AAAC 2049.5 | 0 | 0 | 0 | 0 | 0 | 0 | 0 | 0 | 0 | 0 | 0 | 0 | 0 | 0 | 0 | 0 | 0 | 0 | 0 | 0 | 0 | 0 | 0 | 12
NO |  | 186 | 2012 | 0 | 16 | 16 |  | MT. STORM | DOUBS (551) | 500 | 500 | STEEL TOWER | 96.4 | 0 | 1 | AAAC 2049.5 | 0 | 0 | 0 | 0 | 0 | 0 | 0 | 0 | 0 | 0 | 0 | 0 | 0 | 0 | 0 | 0 | 0 | 0 | 0 | 0 | 0 | 0 | 0 | 12
NO |  | 186 | 2012 | 0 | 17 | 17 |  | BRISTERS | LADYSMITH (552) | 500 | 500 | STEEL TOWER | 35.41 | 0 | 1 | AAAC 2049.5 | 0 | 0 | 0 | 0 | 0 | 0 | 0 | 0 | 0 | 0 | 0 | 0 | 0 | 0 | 0 | 0 | 0 | 0 | 0 | 0 | 0 | 0 | 0 | 12
NO |  | 186 | 2012 | 0 | 18 | 18 |  |  | (552) | 500 | 500 | STEEL TOWER | 0 | 1.2 | 0 | AAAC 2049.5 | 0 | 0 | 0 | 0 | 0 | 0 | 0 | 0 | 0 | 0 | 0 | 0 | 0 | 0 | 0 | 0 | 0 | 0 | 0 | 0 | 0 | 0 | 0 | 12
NO |  | 186 | 2012 | 0 | 19 | 19 |  | CUNNINGHAM | ELMONT (553) | 500 | 500 | STEEL TOWER | 51.03 | 0 | 1 | AAAC 2049.5 | 0 | 0 | 0 | 0 | 0 | 0 | 0 | 0 | 0 | 0 | 0 | 0 | 0 | 0 | 0 | 0 | 0 | 0 | 0 | 0 | 0 | 0 | 0 | 12
NO |  | 186 | 2012 | 0 | 20 | 20 |  | MT STORM | PRUNNYTOWN (554) | 500 | 500 | STEEL TOWER | 0.07 | 0 | 1 | ACSR 2032.1 | 0 | 0 | 0 | 0 | 0 | 0 | 0 | 0 | 0 | 0 | 0 | 0 | 0 | 0 | 0 | 0 | 0 | 0 | 0 | 0 | 0 | 0 | 0 | 12
NO |  | 186 | 2012 | 0 | 21 | 21 |  | DOOMS | LEXINGTON (555) | 500 | 500 | STEEL TOWER | 39.04 | 0 | 1 | AAAC 2049.5 | 0 | 0 | 0 | 0 | 0 | 0 | 0 | 0 | 0 | 0 | 0 | 0 | 0 | 0 | 0 | 0 | 0 | 0 | 0 | 0 | 0 | 0 | 0 | 12
NO |  | 186 | 2012 | 0 | 22 | 22 |  | CLOVER | CARSON (556) | 500 | 500 | STEEL TOWER | 76.72 | 0 | 1 | ACSR 1351.5 | 0 | 0 | 0 | 0 | 0 | 0 | 0 | 0 | 0 | 0 | 0 | 0 | 0 | 0 | 0 | 0 | 0 | 0 | 0 | 0 | 0 | 0 | 0 | 12
NO |  | 186 | 2012 | 0 | 23 | 23 |  | ELMONT | CHICKAHOMINY (557) | 500 | 500 | STEEL TOWER | 27.73 | 0 | 1 | AAAC 2049.5 | 0 | 0 | 0 | 0 | 0 | 0 | 0 | 0 | 0 | 0 | 0 | 0 | 0 | 0 | 0 | 0 | 0 | 0 | 0 | 0 | 0 | 0 | 0 | 12
NO |  | 186 | 2012 | 0 | 24 | 24 |  | LOUDOUN | PLEASANT VIEW (558) | 500 | 500 | STEEL TOWER | 13.01 | 0 | 1 | AAAC 2049.5 | 0 | 0 | 0 | 0 | 0 | 0 | 0 | 0 | 0 | 0 | 0 | 0 | 0 | 0 | 0 | 0 | 0 | 0 | 0 | 0 | 0 | 0 | 0 | 12
NO |  | 186 | 2012 | 0 | 25 | 25 |  | LOUDOUN | CLIFTON (559) | 500 | 500 | STEEL TOWER | 12.08 | 0 | 1 | ACAR 2500 | 0 | 0 | 0 | 0 | 0 | 0 | 0 | 0 | 0 | 0 | 0 | 0 | 0 | 0 | 0 | 0 | 0 | 0 | 0 | 0 | 0 | 0 | 0 | 12
NO |  | 186 | 2012 | 0 | 26 | 26 |  | POSSUM POINT | BURCHES-PEPCO (560) | 500 | 500 | H.FRAME STEEL | 0.19 | 0 | 1 | ACAR 1534 | 0 | 0 | 0 | 0 | 0 | 0 | 0 | 0 | 0 | 0 | 0 | 0 | 0 | 0 | 0 | 0 | 0 | 0 | 0 | 0 | 0 | 0 | 0 | 12
NO |  | 186 | 2012 | 0 | 27 | 27 |  | CLIFTON | OX (561) | 500 | 500 | STEEL TOWER | 7.05 | 0 | 1 | ACAR 2500 | 0 | 0 | 0 | 0 | 0 | 0 | 0 | 0 | 0 | 0 | 0 | 0 | 0 | 0 | 0 | 0 | 0 | 0 | 0 | 0 | 0 | 0 | 0 | 12
NO |  | 186 | 2012 | 0 | 28 | 28 |  | CARSON | SEPTA (562) | 500 | 500 | STEEL TOWER | 38.47 | 0 | 1 | ACAR 2500 | 0 | 0 | 0 | 0 | 0 | 0 | 0 | 0 | 0 | 0 | 0 | 0 | 0 | 0 | 0 | 0 | 0 | 0 | 0 | 0 | 0 | 0 | 0 | 12
NO |  | 186 | 2012 | 0 | 29 | 29 |  | CARSON | MIDLOTHIAN (563) | 500 | 500 | STEEL TOWER | 37.41 | 0 | 1 | ACAR 2500 | 0 | 0 | 0 | 0 | 0 | 0 | 0 | 0 | 0 | 0 | 0 | 0 | 0 | 0 | 0 | 0 | 0 | 0 | 0 | 0 | 0 | 0 | 0 | 12
NO |  | 186 | 2012 | 0 | 30 | 30 |  | CUNNINGHAM | FLUVANA PWR STA (564) | 500 | 500 | STEEL TOWER | 0.26 | 0 | 1 | AAAC 2049.5 | 0 | 0 | 0 | 0 | 0 | 0 | 0 | 0 | 0 | 0 | 0 | 0 | 0 | 0 | 0 | 0 | 0 | 0 | 0 | 0 | 0 | 0 | 0 | 12
NO |  | 186 | 2012 | 0 | 31 | 31 |  | SUFFOLK | YADKIN (565) | 500 | 500 | STEEL TOWER | 4.8 | 0 | 1 | ACAR 2500 | 0 | 0 | 0 | 0 | 0 | 0 | 0 | 0 | 0 | 0 | 0 | 0 | 0 | 0 | 0 | 0 | 0 | 0 | 0 | 0 | 0 | 0 | 0 | 12
NO |  | 186 | 2012 | 0 | 32 | 32 |  |  | (565) | 500 | 500 | ALUM TOWER | 8.66 | 0 | 0 | ACAR 2500 | 0 | 0 | 0 | 0 | 0 | 0 | 0 | 0 | 0 | 0 | 0 | 0 | 0 | 0 | 0 | 0 | 0 | 0 | 0 | 0 | 0 | 0 | 0 | 12
NO |  | 186 | 2012 | 0 | 33 | 33 |  | LEXINGTON | CLOVERDALE-APCO (566) | 500 | 500 | STEEL TOWER | 7.09 | 0 | 1 | AAAC 2049.5 | 0 | 0 | 0 | 0 | 0 | 0 | 0 | 0 | 0 | 0 | 0 | 0 | 0 | 0 | 0 | 0 | 0 | 0 | 0 | 0 | 0 | 0 | 0 | 12
NO |  | 186 | 2012 | 0 | 34 | 34 |  | CHICKAHOMINY | SURRY (567) | 500 | 500 | STEEL TOWER | 44.44 | 0 | 1 | ACAR 2500 | 0 | 0 | 0 | 0 | 0 | 0 | 0 | 0 | 0 | 0 | 0 | 0 | 0 | 0 | 0 | 0 | 0 | 0 | 0 | 0 | 0 | 0 | 0 | 12
NO |  | 186 | 2012 | 0 | 35 | 35 |  | POSSUM POINT | LADYSMITH (568) | 500 | 500 | STEEL TOWER | 47.56 | 0 | 1 | ACAR 2500 | 0 | 0 | 0 | 0 | 0 | 0 | 0 | 0 | 0 | 0 | 0 | 0 | 0 | 0 | 0 | 0 | 0 | 0 | 0 | 0 | 0 | 0 | 0 | 12
NO |  | 186 | 2012 | 1 | 1 | 1 |  | LOUDOUN | MORRISVILLE (569) | 500 | 500 | STEEL TOWER | 22.03 | 0.33 | 1 | ACSR 1351 | 0 | 0 | 0 | 0 | 0 | 0 | 0 | 0 | 0 | 0 | 0 | 0 | 0 | 0 | 0 | 0 | 0 | 0 | 0 | 0 | 0 | 0 | 0 | 12
NO |  | 186 | 2012 | 1 | 2 | 2 |  |  | (569) | 500 | 500 | STEEL TOWER | 1.26 | 0 | 0 | AAAC 2049.5 | 0 | 0 | 0 | 0 | 0 | 0 | 0 | 0 | 0 | 0 | 0 | 0 | 0 | 0 | 0 | 0 | 0 | 0 | 0 | 0 | 0 | 0 | 0 | 12
NO |  | 186 | 2012 | 1 | 3 | 3 |  |  | (569) | 500 | 500 | STEEL TOWER | 8.16 | 0 | 0 | ACAR 2500 | 0 | 0 | 0 | 0 | 0 | 0 | 0 | 0 | 0 | 0 | 0 | 0 | 0 | 0 | 0 | 0 | 0 | 0 | 0 | 0 | 0 | 0 | 0 | 12
NO |  | 186 | 2012 | 1 | 4 | 4 |  | CARSON | WAKE (570) | 500 | 500 | STEEL TOWER | 56.4 | 0 | 1 | ACAR 2500 | 0 | 0 | 0 | 0 | 0 | 0 | 0 | 0 | 0 | 0 | 0 | 0 | 0 | 0 | 0 | 0 | 0 | 0 | 0 | 0 | 0 | 0 | 0 | 12
NO |  | 186 | 2012 | 1 | 5 | 5 |  | OX | POSSUM POINT (571) | 500 | 500 | H.FRAME STEEL | 12.86 | 0 | 1 | ACAR 1534 | 0 | 0 | 0 | 0 | 0 | 0 | 0 | 0 | 0 | 0 | 0 | 0 | 0 | 0 | 0 | 0 | 0 | 0 | 0 | 0 | 0 | 0 | 0 | 12
NO |  | 186 | 2012 | 1 | 6 | 6 |  | NORTH ANNA | MORRISVILLE (573) | 500 | 500 | STEEL TOWER | 32.91 | 0 | 1 | ACAR 2500 | 0 | 0 | 0 | 0 | 0 | 0 | 0 | 0 | 0 | 0 | 0 | 0 | 0 | 0 | 0 | 0 | 0 | 0 | 0 | 0 | 0 | 0 | 0 | 12
NO |  | 186 | 2012 | 1 | 7 | 7 |  | ELMONT | LADYSMITH (574) | 500 | 500 | STEEL TOWER | 26.19 | 0 | 1 | AAAC 2049.5 | 0 | 0 | 0 | 0 | 0 | 0 | 0 | 0 | 0 | 0 | 0 | 0 | 0 | 0 | 0 | 0 | 0 | 0 | 0 | 0 | 0 | 0 | 0 | 12
NO |  | 186 | 2012 | 1 | 8 | 8 |  | NORTH ANNA | LADYSMITH (575) | 500 | 500 | STEEL TOWER | 13.52 | 0 | 1 | ACAR 2500 | 0 | 0 | 0 | 0 | 0 | 0 | 0 | 0 | 0 | 0 | 0 | 0 | 0 | 0 | 0 | 0 | 0 | 0 | 0 | 0 | 0 | 0 | 0 | 12
NO |  | 186 | 2012 | 1 | 9 | 9 |  |  | (575) | 500 | 500 | H.FRAME STEEL | 1.01 | 0 | 0 | SDC 2500 | 0 | 0 | 0 | 0 | 0 | 0 | 0 | 0 | 0 | 0 | 0 | 0 | 0 | 0 | 0 | 0 | 0 | 0 | 0 | 0 | 0 | 0 | 0 | 12
NO |  | 186 | 2012 | 1 | 10 | 10 |  | MIDLOTHIAN | NORTH ANNA (576) | 500 | 500 | STEEL TOWER | 41.3 | 0 | 1 | ACAR 2500 | 0 | 0 | 0 | 0 | 0 | 0 | 0 | 0 | 0 | 0 | 0 | 0 | 0 | 0 | 0 | 0 | 0 | 0 | 0 | 0 | 0 | 0 | 0 | 12
NO |  | 186 | 2012 | 1 | 11 | 11 |  | SEPTA | SURRY (578) | 500 | 500 | STEEL TOWER | 11.46 | 0 | 1 | ACAR 2500 | 0 | 0 | 0 | 0 | 0 | 0 | 0 | 0 | 0 | 0 | 0 | 0 | 0 | 0 | 0 | 0 | 0 | 0 | 0 | 0 | 0 | 0 | 0 | 12
NO |  | 186 | 2012 | 1 | 12 | 12 |  | FENTRESS | SEPTA (579) | 500 | 500 | LATTICE STEEL | 46.86 | 0 | 1 | ACAR 2500 | 0 | 0 | 0 | 0 | 0 | 0 | 0 | 0 | 0 | 0 | 0 | 0 | 0 | 0 | 0 | 0 | 0 | 0 | 0 | 0 | 0 | 0 | 0 | 12
NO |  | 186 | 2012 | 1 | 13 | 13 |  | MORRISVILLE | MEADOWBROOK (580) | 500 | 500 | STEEL TOWER | 47.39 | 0 | 1 | ACAR 2500 | 0 | 0 | 0 | 0 | 0 | 0 | 0 | 0 | 0 | 0 | 0 | 0 | 0 | 0 | 0 | 0 | 0 | 0 | 0 | 0 | 0 | 0 | 0 | 12
NO |  | 186 | 2012 | 1 | 14 | 14 |  |  |  | 0 | 0 |  | 0 | 0 | 0 |  | 141349176 | 627011675 | 768360851 | 5148145 | 2057777 | 20477 | 7226399 | 0 | 0 | 0 | 0 | 0 | 0 | 0 | 0 | 0 | 0 | 0 | 0 | 0 | 0 | 0 | 0 | 12
NO |  | 186 | 2012 | 1 | 15 | 15 |  | SUBTOTAL-500KV |  | 500 | 500 |  | 1258.38 | 11.55 | 42 |  | 141349176 | 627011675 | 768360851 | 5148145 | 2057777 | 20477 | 7226399 | 0 | 0 | 0 | 0 | 0 | 0 | 0 | 0 | 0 | 0 | 0 | 0 | 0 | 0 | 0 | 0 | 12
NO |  | 186 | 2012 | 1 | 17 | 17 |  | PENDER | BULL RUN (200) | 230 | 230 | STEEL TOWER | 0.63 | 0 | 1 | ACSR 1033.5 | 0 | 0 | 0 | 0 | 0 | 0 | 0 | 0 | 0 | 0 | 0 | 0 | 0 | 0 | 0 | 0 | 0 | 0 | 0 | 0 | 0 | 0 | 0 | 12
NO |  | 186 | 2012 | 1 | 18 | 18 |  |  | (200) | 230 | 230 | H.FRAME STEEL | 2.87 | 0 | 0 | ACAR 2500 | 0 | 0 | 0 | 0 | 0 | 0 | 0 | 0 | 0 | 0 | 0 | 0 | 0 | 0 | 0 | 0 | 0 | 0 | 0 | 0 | 0 | 0 | 0 | 12
NO |  | 186 | 2012 | 1 | 19 | 19 |  |  | (200) | 230 | 230 | STEEL POLE | 3.99 | 0 | 0 | ACAR 2500 | 0 | 0 | 0 | 0 | 0 | 0 | 0 | 0 | 0 | 0 | 0 | 0 | 0 | 0 | 0 | 0 | 0 | 0 | 0 | 0 | 0 | 0 | 0 | 12
NO |  | 186 | 2012 | 1 | 20 | 20 |  | BRAMBLETON | PLEASANT VIEW (201) | 230 | 230 | STEEL TOWER | 7.97 | 0 | 1 | ACSS/TW/HT 1233.6 | 0 | 0 | 0 | 0 | 0 | 0 | 0 | 0 | 0 | 0 | 0 | 0 | 0 | 0 | 0 | 0 | 0 | 0 | 0 | 0 | 0 | 0 | 0 | 12
NO |  | 186 | 2012 | 1 | 21 | 21 |  | IDYLWOOD | CLARK (202) | 230 | 230 | STEEL TOWER | 4.03 | 0 | 1 | ACAR 1192.5 | 0 | 0 | 0 | 0 | 0 | 0 | 0 | 0 | 0 | 0 | 0 | 0 | 0 | 0 | 0 | 0 | 0 | 0 | 0 | 0 | 0 | 0 | 0 | 12
NO |  | 186 | 2012 | 1 | 22 | 22 |  | PLEASANT VIEW | DICKERSON (203) | 230 | 230 | STEEL POLE | 1.03 | 0 | 1 | ACSS/TW 768.2 | 0 | 0 | 0 | 0 | 0 | 0 | 0 | 0 | 0 | 0 | 0 | 0 | 0 | 0 | 0 | 0 | 0 | 0 | 0 | 0 | 0 | 0 | 0 | 12
NO |  | 186 | 2012 | 1 | 23 | 23 |  |  | (203) | 230 | 230 | STEEL POLE | 2.09 | 0 | 0 | ALUM 1177 | 0 | 0 | 0 | 0 | 0 | 0 | 0 | 0 | 0 | 0 | 0 | 0 | 0 | 0 | 0 | 0 | 0 | 0 | 0 | 0 | 0 | 0 | 0 | 12
NO |  | 186 | 2012 | 1 | 24 | 24 |  | GUM SPRINGS | JEFFERSON ST (204) | 230 | 230 | STEEL TOWER | 6.67 | 0 | 1 | ACAR 1033.5 | 0 | 0 | 0 | 0 | 0 | 0 | 0 | 0 | 0 | 0 | 0 | 0 | 0 | 0 | 0 | 0 | 0 | 0 | 0 | 0 | 0 | 0 | 0 | 12
NO |  | 186 | 2012 | 1 | 25 | 25 |  |  | (204) | 230 | 230 | WOOD POLE | 4.12 | 0 | 0 | ACAR 1109 | 0 | 0 | 0 | 0 | 0 | 0 | 0 | 0 | 0 | 0 | 0 | 0 | 0 | 0 | 0 | 0 | 0 | 0 | 0 | 0 | 0 | 0 | 0 | 12
NO |  | 186 | 2012 | 1 | 26 | 26 |  | CHESTERFIELD | LOCKS (205) | 230 | 230 | STEEL TOWER | 2.81 | 0 | 1 | ACAR 1109 | 0 | 0 | 0 | 0 | 0 | 0 | 0 | 0 | 0 | 0 | 0 | 0 | 0 | 0 | 0 | 0 | 0 | 0 | 0 | 0 | 0 | 0 | 0 | 12
NO |  | 186 | 2012 | 1 | 27 | 27 |  |  | (205) | 230 | 230 | STEEL TOWER | 9.42 | 0 | 0 | ACSR 1033.5 | 0 | 0 | 0 | 0 | 0 | 0 | 0 | 0 | 0 | 0 | 0 | 0 | 0 | 0 | 0 | 0 | 0 | 0 | 0 | 0 | 0 | 0 | 0 | 12
NO |  | 186 | 2012 | 1 | 28 | 28 |  | BRADDOCK | IDYLWOOD (207) | 230 | 230 | STEEL TOWER | 0 | 4.72 | 1 | ACAR 2500 | 0 | 0 | 0 | 0 | 0 | 0 | 0 | 0 | 0 | 0 | 0 | 0 | 0 | 0 | 0 | 0 | 0 | 0 | 0 | 0 | 0 | 0 | 0 | 12
NO |  | 186 | 2012 | 1 | 29 | 29 |  | CHESTERFIELD | SOUTHWEST (208) | 230 | 230 | STEEL TOWER | 14.25 | 0 | 1 | ACSR 1033.5 | 0 | 0 | 0 | 0 | 0 | 0 | 0 | 0 | 0 | 0 | 0 | 0 | 0 | 0 | 0 | 0 | 0 | 0 | 0 | 0 | 0 | 0 | 0 | 12
NO |  | 186 | 2012 | 1 | 30 | 30 |  |  | (208) | 230 | 230 | STEEL TOWER | 0.15 | 0 | 0 | ACAR 2500 | 0 | 0 | 0 | 0 | 0 | 0 | 0 | 0 | 0 | 0 | 0 | 0 | 0 | 0 | 0 | 0 | 0 | 0 | 0 | 0 | 0 | 0 | 0 | 12
NO |  | 186 | 2012 | 1 | 31 | 31 |  | WALLER | YORKTOWN (209) | 230 | 230 | WOOD | 14.36 | 0 | 1 | ACSR1033.5 | 0 | 0 | 0 | 0 | 0 | 0 | 0 | 0 | 0 | 0 | 0 | 0 | 0 | 0 | 0 | 0 | 0 | 0 | 0 | 0 | 0 | 0 | 0 | 12
NO |  | 186 | 2012 | 1 | 32 | 32 |  |  | (209) | 230 | 230 | STEEL TOWER | 4.44 | 0 | 0 | ACAR 721 | 0 | 0 | 0 | 0 | 0 | 0 | 0 | 0 | 0 | 0 | 0 | 0 | 0 | 0 | 0 | 0 | 0 | 0 | 0 | 0 | 0 | 0 | 0 | 12
NO |  | 186 | 2012 | 1 | 33 | 33 |  | HAYFIELD | VAN DORN (210) | 230 | 230 | STEEL TOWER | 0 | 2.9 | 1 | ACAR 1109 | 0 | 0 | 0 | 0 | 0 | 0 | 0 | 0 | 0 | 0 | 0 | 0 | 0 | 0 | 0 | 0 | 0 | 0 | 0 | 0 | 0 | 0 | 0 | 12
NO |  | 186 | 2012 | 1 | 34 | 34 |  | CHESTERFIELD | HOPEWELL (211) | 230 | 230 | STEEL TOWER | 11.17 | 0 | 1 | ACAR 1109 | 0 | 0 | 0 | 0 | 0 | 0 | 0 | 0 | 0 | 0 | 0 | 0 | 0 | 0 | 0 | 0 | 0 | 0 | 0 | 0 | 0 | 0 | 0 | 12
NO |  | 186 | 2012 | 1 | 35 | 35 |  | HOPEWELL | SURRY (212) | 230 | 230 | H.FRAME STEEL | 0.27 | 0 | 1 | ACAR 2500 | 0 | 0 | 0 | 0 | 0 | 0 | 0 | 0 | 0 | 0 | 0 | 0 | 0 | 0 | 0 | 0 | 0 | 0 | 0 | 0 | 0 | 0 | 0 | 12
NO |  | 186 | 2012 | 2 | 1 | 1 |  |  | (212) | 230 | 230 | STEEL TOWER | 42.7 | 0 | 0 | ACAR 721 | 0 | 0 | 0 | 0 | 0 | 0 | 0 | 0 | 0 | 0 | 0 | 0 | 0 | 0 | 0 | 0 | 0 | 0 | 0 | 0 | 0 | 0 | 0 | 12
NO |  | 186 | 2012 | 2 | 2 | 2 |  | LAKEVIEW | THELMA (213) | 230 | 230 | STEEL TOWER | 8.62 | 0 | 1 | ACSR 1033.5 | 0 | 0 | 0 | 0 | 0 | 0 | 0 | 0 | 0 | 0 | 0 | 0 | 0 | 0 | 0 | 0 | 0 | 0 | 0 | 0 | 0 | 0 | 0 | 12
NO |  | 186 | 2012 | 2 | 3 | 3 |  | SURRY | WINCHESTER (214) | 230 | 230 | STEEL TOWER | 13.9 | 0 | 1 | ACAR 1534 | 0 | 0 | 0 | 0 | 0 | 0 | 0 | 0 | 0 | 0 | 0 | 0 | 0 | 0 | 0 | 0 | 0 | 0 | 0 | 0 | 0 | 0 | 0 | 12
NO |  | 186 | 2012 | 2 | 4 | 4 |  |  | (214) | 230 | 230 | STEEL TOWER | 0 | 23.71 | 0 | ACAR 721 | 0 | 0 | 0 | 0 | 0 | 0 | 0 | 0 | 0 | 0 | 0 | 0 | 0 | 0 | 0 | 0 | 0 | 0 | 0 | 0 | 0 | 0 | 0 | 12
NO |  | 186 | 2012 | 2 | 5 | 5 |  | POSSUM POINT | HAYFIELD (215) | 230 | 230 | STEEL TOWER | 12.44 | 0 | 1 | ACAR 721 | 0 | 0 | 0 | 0 | 0 | 0 | 0 | 0 | 0 | 0 | 0 | 0 | 0 | 0 | 0 | 0 | 0 | 0 | 0 | 0 | 0 | 0 | 0 | 12
NO |  | 186 | 2012 | 2 | 6 | 6 |  |  | (215) | 230 | 230 | STEEL TOWER | 7.62 | 0 | 0 | ACAR 2500 | 0 | 0 | 0 | 0 | 0 | 0 | 0 | 0 | 0 | 0 | 0 | 0 | 0 | 0 | 0 | 0 | 0 | 0 | 0 | 0 | 0 | 0 | 0 | 12
NO |  | 186 | 2012 | 2 | 7 | 7 |  |  | (215) | 230 | 230 | STEEL POLE | 0.48 | 0.48 | 0 | ACSR 636 | 0 | 0 | 0 | 0 | 0 | 0 | 0 | 0 | 0 | 0 | 0 | 0 | 0 | 0 | 0 | 0 | 0 | 0 | 0 | 0 | 0 | 0 | 0 | 12
NO |  | 186 | 2012 | 2 | 8 | 8 |  | LAKESIDE | ELMONT (216) | 230 | 230 | H.FRAME STEEL | 5.74 | 0 | 1 | ACAR 2500 | 0 | 0 | 0 | 0 | 0 | 0 | 0 | 0 | 0 | 0 | 0 | 0 | 0 | 0 | 0 | 0 | 0 | 0 | 0 | 0 | 0 | 0 | 0 | 12
NO |  | 186 | 2012 | 2 | 9 | 9 |  | LAKESIDE | CHESTERFIELD (217) | 230 | 230 | H.FRAME WOOD | 21.22 | 0 | 1 | ACSR 795 | 0 | 0 | 0 | 0 | 0 | 0 | 0 | 0 | 0 | 0 | 0 | 0 | 0 | 0 | 0 | 0 | 0 | 0 | 0 | 0 | 0 | 0 | 0 | 12
NO |  | 186 | 2012 | 2 | 10 | 10 |  |  | (217) | 230 | 230 | H.FRAME STEEL | 0 | 0.1 | 0 | ACAR 1534 | 0 | 0 | 0 | 0 | 0 | 0 | 0 | 0 | 0 | 0 | 0 | 0 | 0 | 0 | 0 | 0 | 0 | 0 | 0 | 0 | 0 | 0 | 0 | 12
NO |  | 186 | 2012 | 2 | 11 | 11 |  | EVERETTS | GREENVILLE (CP&L) (218) | 230 | 230 | H.FRAME WOOD | 20.32 | 0 | 1 | ACAR 1109 | 0 | 0 | 0 | 0 | 0 | 0 | 0 | 0 | 0 | 0 | 0 | 0 | 0 | 0 | 0 | 0 | 0 | 0 | 0 | 0 | 0 | 0 | 0 | 12
NO |  | 186 | 2012 | 2 | 12 | 12 |  |  | (218) | 230 | 230 | STEEL TOWER | 1.33 | 0 | 0 | ACAR 1109 | 0 | 0 | 0 | 0 | 0 | 0 | 0 | 0 | 0 | 0 | 0 | 0 | 0 | 0 | 0 | 0 | 0 | 0 | 0 | 0 | 0 | 0 | 0 | 12
NO |  | 186 | 2012 | 2 | 13 | 13 |  | MIDLOTHIAN | SOUTHWEST (219) | 230 | 230 | STEEL POLE | 13.77 | 0 | 1 | ACAR 721 | 0 | 0 | 0 | 0 | 0 | 0 | 0 | 0 | 0 | 0 | 0 | 0 | 0 | 0 | 0 | 0 | 0 | 0 | 0 | 0 | 0 | 0 | 0 | 12
NO |  | 186 | 2012 | 2 | 14 | 14 |  |  | (219) | 230 | 230 | STEEL TOWER | 0 | 7.52 | 0 | ACAR 721 | 0 | 0 | 0 | 0 | 0 | 0 | 0 | 0 | 0 | 0 | 0 | 0 | 0 | 0 | 0 | 0 | 0 | 0 | 0 | 0 | 0 | 0 | 0 | 12
NO |  | 186 | 2012 | 2 | 15 | 15 |  | OX | GUM SPRINGS (220) | 230 | 230 | STEEL TOWER | 0 | 3.49 | 1 | ACSR 1033.5 | 0 | 0 | 0 | 0 | 0 | 0 | 0 | 0 | 0 | 0 | 0 | 0 | 0 | 0 | 0 | 0 | 0 | 0 | 0 | 0 | 0 | 0 | 0 | 12
NO |  | 186 | 2012 | 2 | 16 | 16 |  |  | (220) | 230 | 230 | STEEL TOWER | 0 | 6.09 | 0 | ACSS 1033.5 | 0 | 0 | 0 | 0 | 0 | 0 | 0 | 0 | 0 | 0 | 0 | 0 | 0 | 0 | 0 | 0 | 0 | 0 | 0 | 0 | 0 | 0 | 0 | 12
NO |  | 186 | 2012 | 2 | 17 | 17 |  |  | (220) | 230 | 230 | WOOD POLE | 0 | 4.53 | 0 | ACAR 1109 | 0 | 0 | 0 | 0 | 0 | 0 | 0 | 0 | 0 | 0 | 0 | 0 | 0 | 0 | 0 | 0 | 0 | 0 | 0 | 0 | 0 | 0 | 0 | 12
NO |  | 186 | 2012 | 2 | 18 | 18 |  | NORTHWEST | ELMONT (221) | 230 | 230 | STEEL TOWER | 5.93 | 0 | 1 | ACAR 721 | 0 | 0 | 0 | 0 | 0 | 0 | 0 | 0 | 0 | 0 | 0 | 0 | 0 | 0 | 0 | 0 | 0 | 0 | 0 | 0 | 0 | 0 | 0 | 12
NO |  | 186 | 2012 | 2 | 19 | 19 |  | NORTHWEST | SOUTHWEST (222) | 230 | 230 | STEEL TOWER | 10.25 | 0 | 1 | ACSR 1033.5 | 0 | 0 | 0 | 0 | 0 | 0 | 0 | 0 | 0 | 0 | 0 | 0 | 0 | 0 | 0 | 0 | 0 | 0 | 0 | 0 | 0 | 0 | 0 | 12
NO |  | 186 | 2012 | 2 | 20 | 20 |  | SURRY | YADKIN (223) | 230 | 230 | STEEL TOWER | 44.1 | 0 | 1 | ACAR 721 | 0 | 0 | 0 | 0 | 0 | 0 | 0 | 0 | 0 | 0 | 0 | 0 | 0 | 0 | 0 | 0 | 0 | 0 | 0 | 0 | 0 | 0 | 0 | 12
NO |  | 186 | 2012 | 2 | 21 | 21 |  | NORTHERN NECK | LANEXA (224) | 230 | 230 | STEEL TOWER | 41.27 | 0 | 1 | ACAR 1109 | 0 | 0 | 0 | 0 | 0 | 0 | 0 | 0 | 0 | 0 | 0 | 0 | 0 | 0 | 0 | 0 | 0 | 0 | 0 | 0 | 0 | 0 | 0 | 12
NO |  | 186 | 2012 | 2 | 22 | 22 |  | LAKEVIEW | THELMA (225) | 230 | 230 | STEEL TOWER | 8.69 | 0 | 1 | ACSR 1033.5 | 0 | 0 | 0 | 0 | 0 | 0 | 0 | 0 | 0 | 0 | 0 | 0 | 0 | 0 | 0 | 0 | 0 | 0 | 0 | 0 | 0 | 0 | 0 | 12
NO |  | 186 | 2012 | 2 | 23 | 23 |  | SURRY | CHURCHLAND (226) | 230 | 230 | STEEL TOWER | 0 | 37.63 | 1 | ACAR 721 | 0 | 0 | 0 | 0 | 0 | 0 | 0 | 0 | 0 | 0 | 0 | 0 | 0 | 0 | 0 | 0 | 0 | 0 | 0 | 0 | 0 | 0 | 0 | 12
NO |  | 186 | 2012 | 2 | 24 | 24 |  |  | (226) | 230 | 230 | STEEL POLE | 0 | 0.11 | 0 | ACAR 2500 | 0 | 0 | 0 | 0 | 0 | 0 | 0 | 0 | 0 | 0 | 0 | 0 | 0 | 0 | 0 | 0 | 0 | 0 | 0 | 0 | 0 | 0 | 0 | 12
NO |  | 186 | 2012 | 2 | 25 | 25 |  | BEAUMEADE | BRAMBLETON (227) | 230 | 230 | STEEL TOWER | 5.19 | 0 | 1 | SSAC 1192.5 | 0 | 0 | 0 | 0 | 0 | 0 | 0 | 0 | 0 | 0 | 0 | 0 | 0 | 0 | 0 | 0 | 0 | 0 | 0 | 0 | 0 | 0 | 0 | 12
NO |  | 186 | 2012 | 2 | 26 | 26 |  |  | (227) | 230 | 230 | STEEL TOWER | 0.18 | 0 | 0 | ACSR 1590 | 0 | 0 | 0 | 0 | 0 | 0 | 0 | 0 | 0 | 0 | 0 | 0 | 0 | 0 | 0 | 0 | 0 | 0 | 0 | 0 | 0 | 0 | 0 | 12
NO |  | 186 | 2012 | 2 | 27 | 27 |  |  | (227) | 230 | 230 | STEEL TOWER | 0 | 7.88 | 0 | ACSR 1033.5 | 0 | 0 | 0 | 0 | 0 | 0 | 0 | 0 | 0 | 0 | 0 | 0 | 0 | 0 | 0 | 0 | 0 | 0 | 0 | 0 | 0 | 0 | 0 | 12
NO |  | 186 | 2012 | 2 | 28 | 28 |  | CHESTERFIELD | HOPEWELL (228) | 230 | 230 | STEEL TOWER | 0 | 10.97 | 1 | ACAR 1109 | 0 | 0 | 0 | 0 | 0 | 0 | 0 | 0 | 0 | 0 | 0 | 0 | 0 | 0 | 0 | 0 | 0 | 0 | 0 | 0 | 0 | 0 | 0 | 12
NO |  | 186 | 2012 | 2 | 29 | 29 |  | EVERETTS | EDGECOMBE (229) | 230 | 230 | STEEL POLE | 0.28 | 0 | 1 | ACAR 1534 | 0 | 0 | 0 | 0 | 0 | 0 | 0 | 0 | 0 | 0 | 0 | 0 | 0 | 0 | 0 | 0 | 0 | 0 | 0 | 0 | 0 | 0 | 0 | 12
NO |  | 186 | 2012 | 2 | 30 | 30 |  |  | (229) | 230 | 230 | H.FRAME WOOD | 42.04 | 0 | 0 | ACSR 1033.5 | 0 | 0 | 0 | 0 | 0 | 0 | 0 | 0 | 0 | 0 | 0 | 0 | 0 | 0 | 0 | 0 | 0 | 0 | 0 | 0 | 0 | 0 | 0 | 12
NO |  | 186 | 2012 | 2 | 31 | 31 |  |  | (229) | 230 | 230 | STEEL TOWER | 2.53 | 0 | 0 | ACSR 1033.5 | 0 | 0 | 0 | 0 | 0 | 0 | 0 | 0 | 0 | 0 | 0 | 0 | 0 | 0 | 0 | 0 | 0 | 0 | 0 | 0 | 0 | 0 | 0 | 12
NO |  | 186 | 2012 | 2 | 32 | 32 |  | YADKIN | LANDSTOWN (231) | 230 | 230 | STEEL TOWER | 8.54 | 0 | 1 | AAAC 1177 | 0 | 0 | 0 | 0 | 0 | 0 | 0 | 0 | 0 | 0 | 0 | 0 | 0 | 0 | 0 | 0 | 0 | 0 | 0 | 0 | 0 | 0 | 0 | 12
NO |  | 186 | 2012 | 2 | 33 | 33 |  | GASTON | THELMA (232) | 230 | 230 | STEEL TOWER | 0.17 | 0 | 1 | ACSR 795 | 0 | 0 | 0 | 0 | 0 | 0 | 0 | 0 | 0 | 0 | 0 | 0 | 0 | 0 | 0 | 0 | 0 | 0 | 0 | 0 | 0 | 0 | 0 | 12
NO |  | 186 | 2012 | 2 | 34 | 34 |  | CHARLOTTSVILLE | DOOMS (233) | 230 | 230 | STEEL POLE | 0 | 14.04 | 1 | ACAR 545.6 | 0 | 0 | 0 | 0 | 0 | 0 | 0 | 0 | 0 | 0 | 0 | 0 | 0 | 0 | 0 | 0 | 0 | 0 | 0 | 0 | 0 | 0 | 0 | 12
NO |  | 186 | 2012 | 2 | 35 | 35 |  |  | (233) | 230 | 230 | STEEL POLE | 0 | 8.63 | 0 | ACSR 636 | 0 | 0 | 0 | 0 | 0 | 0 | 0 | 0 | 0 | 0 | 0 | 0 | 0 | 0 | 0 | 0 | 0 | 0 | 0 | 0 | 0 | 0 | 0 | 12
NO |  | 186 | 2012 | 3 | 1 | 1 |  | WINCHESTER | WHEALTON (234) | 230 | 230 | STEEL TOWER | 0.22 | 0 | 1 | ACAR 1534 | 0 | 0 | 0 | 0 | 0 | 0 | 0 | 0 | 0 | 0 | 0 | 0 | 0 | 0 | 0 | 0 | 0 | 0 | 0 | 0 | 0 | 0 | 0 | 12
NO |  | 186 | 2012 | 3 | 2 | 2 |  | FARMVILLE | CLOVER (235) | 230 | 230 | STEEL TOWER | 4.31 | 0 | 1 | ACSR 545.6 | 0 | 0 | 0 | 0 | 0 | 0 | 0 | 0 | 0 | 0 | 0 | 0 | 0 | 0 | 0 | 0 | 0 | 0 | 0 | 0 | 0 | 0 | 0 | 12
NO |  | 186 | 2012 | 3 | 3 | 3 |  |  | (235) | 230 | 230 | H.FRAME WOOD | 47.51 | 0 | 0 | ACSR 545.6 | 0 | 0 | 0 | 0 | 0 | 0 | 0 | 0 | 0 | 0 | 0 | 0 | 0 | 0 | 0 | 0 | 0 | 0 | 0 | 0 | 0 | 0 | 0 | 12
NO |  | 186 | 2012 | 3 | 4 | 4 |  |  | (235) | 230 | 230 | H.FRAME WOOD | 3.64 | 0 | 0 | ACSR 636 | 0 | 0 | 0 | 0 | 0 | 0 | 0 | 0 | 0 | 0 | 0 | 0 | 0 | 0 | 0 | 0 | 0 | 0 | 0 | 0 | 0 | 0 | 0 | 12
NO |  | 186 | 2012 | 3 | 5 | 5 |  | SOUTHWEST | PLAZA (236) | 230 | 230 | STEEL POLE | 3.3 | 0 | 1 | ACAR 2500 | 0 | 0 | 0 | 0 | 0 | 0 | 0 | 0 | 0 | 0 | 0 | 0 | 0 | 0 | 0 | 0 | 0 | 0 | 0 | 0 | 0 | 0 | 0 | 12
NO |  | 186 | 2012 | 3 | 6 | 6 |  |  | (236) | 230 | 230 | STEEL POLE | 0.74 | 0 | 0 | ACAR 721 | 0 | 0 | 0 | 0 | 0 | 0 | 0 | 0 | 0 | 0 | 0 | 0 | 0 | 0 | 0 | 0 | 0 | 0 | 0 | 0 | 0 | 0 | 0 | 12
NO |  | 186 | 2012 | 3 | 7 | 7 |  | POSSUM POINT | BRADDOCK (237) | 230 | 230 | STEEL TOWER | 0 | 13.66 | 0 | ACSR 1033.5 | 0 | 0 | 0 | 0 | 0 | 0 | 0 | 0 | 0 | 0 | 0 | 0 | 0 | 0 | 0 | 0 | 0 | 0 | 0 | 0 | 0 | 0 | 0 | 12
NO |  | 186 | 2012 | 3 | 8 | 8 |  |  | (237) | 230 | 230 | STEEL TOWER | 0 | 7.8 | 0 | SSAC 1033.5 | 0 | 0 | 0 | 0 | 0 | 0 | 0 | 0 | 0 | 0 | 0 | 0 | 0 | 0 | 0 | 0 | 0 | 0 | 0 | 0 | 0 | 0 | 0 | 12
NO |  | 186 | 2012 | 3 | 9 | 9 |  |  | (237) | 230 | 230 | STEEL POLE | 0.53 | 0 | 0 | ACAR 721 | 0 | 0 | 0 | 0 | 0 | 0 | 0 | 0 | 0 | 0 | 0 | 0 | 0 | 0 | 0 | 0 | 0 | 0 | 0 | 0 | 0 | 0 | 0 | 12
NO |  | 186 | 2012 | 3 | 10 | 10 |  | CARSON | CLUBHOUSE (238) | 230 | 230 | STEEL TOWER | 1.02 | 0 | 1 | ACAR 721 | 0 | 0 | 0 | 0 | 0 | 0 | 0 | 0 | 0 | 0 | 0 | 0 | 0 | 0 | 0 | 0 | 0 | 0 | 0 | 0 | 0 | 0 | 0 | 12
NO |  | 186 | 2012 | 3 | 11 | 11 |  |  | (238) | 230 | 230 | H.FRAME WOOD | 27.53 | 0 | 0 | ACAR 721 | 0 | 0 | 0 | 0 | 0 | 0 | 0 | 0 | 0 | 0 | 0 | 0 | 0 | 0 | 0 | 0 | 0 | 0 | 0 | 0 | 0 | 0 | 0 | 12
NO |  | 186 | 2012 | 3 | 12 | 12 |  | LAKEVIEW | HORNERTOWN (239) | 230 | 230 | WOOD | 2.32 | 0 | 1 | ACSR 1033.5 | 0 | 0 | 0 | 0 | 0 | 0 | 0 | 0 | 0 | 0 | 0 | 0 | 0 | 0 | 0 | 0 | 0 | 0 | 0 | 0 | 0 | 0 | 0 | 12
NO |  | 186 | 2012 | 3 | 13 | 13 |  |  | (239) | 230 | 230 | STEEL TOWER | 0 | 1.74 | 0 | ACSR 1033.5 | 0 | 0 | 0 | 0 | 0 | 0 | 0 | 0 | 0 | 0 | 0 | 0 | 0 | 0 | 0 | 0 | 0 | 0 | 0 | 0 | 0 | 0 | 0 | 12
NO |  | 186 | 2012 | 3 | 14 | 14 |  | HOPEWELL | SURRY (240) | 230 | 230 | STEEL TOWER | 0 | 42.97 | 1 | ACAR 721 | 0 | 0 | 0 | 0 | 0 | 0 | 0 | 0 | 0 | 0 | 0 | 0 | 0 | 0 | 0 | 0 | 0 | 0 | 0 | 0 | 0 | 0 | 0 | 12
NO |  | 186 | 2012 | 3 | 15 | 15 |  | JEFFERSON ST. | HAYFIELD (241) | 230 | 230 | STEEL TOWER | 4.54 | 0 | 1 | ACAR 1033.5 | 0 | 0 | 0 | 0 | 0 | 0 | 0 | 0 | 0 | 0 | 0 | 0 | 0 | 0 | 0 | 0 | 0 | 0 | 0 | 0 | 0 | 0 | 0 | 12
NO |  | 186 | 2012 | 3 | 16 | 16 |  |  | (241) | 230 | 230 | STEEL TOWER | 1.68 | 0 | 0 | ACSR 636 | 0 | 0 | 0 | 0 | 0 | 0 | 0 | 0 | 0 | 0 | 0 | 0 | 0 | 0 | 0 | 0 | 0 | 0 | 0 | 0 | 0 | 0 | 0 | 12
NO |  | 186 | 2012 | 3 | 17 | 17 |  | MIDLOTHIAN | TRABUE TAP PT (242) | 230 | 230 | STEEL TOWER | 0 | 3.09 | 1 | ACAR 721 | 0 | 0 | 0 | 0 | 0 | 0 | 0 | 0 | 0 | 0 | 0 | 0 | 0 | 0 | 0 | 0 | 0 | 0 | 0 | 0 | 0 | 0 | 0 | 12
NO |  | 186 | 2012 | 3 | 18 | 18 |  | OX | VAN DORN (243) | 230 | 230 | STEEL TOWER | 9.68 | 0 | 1 | ACSR 1033.5 | 0 | 0 | 0 | 0 | 0 | 0 | 0 | 0 | 0 | 0 | 0 | 0 | 0 | 0 | 0 | 0 | 0 | 0 | 0 | 0 | 0 | 0 | 0 | 12
NO |  | 186 | 2012 | 3 | 19 | 19 |  |  | (243) | 230 | 230 | STEEL POLE | 2.64 | 0 | 0 | ACAR 1109 | 0 | 0 | 0 | 0 | 0 | 0 | 0 | 0 | 0 | 0 | 0 | 0 | 0 | 0 | 0 | 0 | 0 | 0 | 0 | 0 | 0 | 0 | 0 | 12
NO |  | 186 | 2012 | 3 | 20 | 20 |  | BULL RUN | BURKE (244) | 230 | 230 | STEEL POLE | 8.87 | 0 | 1 | ACAR 1534 | 0 | 0 | 0 | 0 | 0 | 0 | 0 | 0 | 0 | 0 | 0 | 0 | 0 | 0 | 0 | 0 | 0 | 0 | 0 | 0 | 0 | 0 | 0 | 12
NO |  | 186 | 2012 | 3 | 21 | 21 |  | GREEN RUN | GREENWICH (245) | 230 | 230 | CON/STEEL POLE | 3.99 | 1.12 | 1 | SSAC 1590 | 0 | 0 | 0 | 0 | 0 | 0 | 0 | 0 | 0 | 0 | 0 | 0 | 0 | 0 | 0 | 0 | 0 | 0 | 0 | 0 | 0 | 0 | 0 | 12
NO |  | 186 | 2012 | 3 | 22 | 22 |  | SUFFOLK | EARLEYS (246) | 230 | 230 | H.FRAME WOOD | 41.29 | 0 | 1 | ACAR 545 | 0 | 0 | 0 | 0 | 0 | 0 | 0 | 0 | 0 | 0 | 0 | 0 | 0 | 0 | 0 | 0 | 0 | 0 | 0 | 0 | 0 | 0 | 0 | 12
NO |  | 186 | 2012 | 3 | 23 | 23 |  |  | (246) | 230 | 230 | STEEL TOWER | 3.1 | 0 | 0 | ACAR 545 | 0 | 0 | 0 | 0 | 0 | 0 | 0 | 0 | 0 | 0 | 0 | 0 | 0 | 0 | 0 | 0 | 0 | 0 | 0 | 0 | 0 | 0 | 0 | 12
NO |  | 186 | 2012 | 3 | 24 | 24 |  |  | NUCOR (246) | 230 | 230 | STEEL POLE | 5.38 | 0 | 0 | ACSR 636 | 0 | 0 | 0 | 0 | 0 | 0 | 0 | 0 | 0 | 0 | 0 | 0 | 0 | 0 | 0 | 0 | 0 | 0 | 0 | 0 | 0 | 0 | 0 | 12
NO |  | 186 | 2012 | 3 | 25 | 25 |  | SUFFOLK | WINFALL (247) | 230 | 230 | H.FRAME WOOD | 35.28 | 0 | 1 | ACAR 1109 | 0 | 0 | 0 | 0 | 0 | 0 | 0 | 0 | 0 | 0 | 0 | 0 | 0 | 0 | 0 | 0 | 0 | 0 | 0 | 0 | 0 | 0 | 0 | 12
NO |  | 186 | 2012 | 3 | 26 | 26 |  | GLEBE | OX (248) | 230 | 230 | STEEL POLE | 5.09 | 8.63 | 1 | ACAR 2500 | 0 | 0 | 0 | 0 | 0 | 0 | 0 | 0 | 0 | 0 | 0 | 0 | 0 | 0 | 0 | 0 | 0 | 0 | 0 | 0 | 0 | 0 | 0 | 12
NO |  | 186 | 2012 | 3 | 27 | 27 |  |  | (248) | 230 | 230 | UG-HPOF | 3.1 | 0 | 0 | CU 2500 | 0 | 0 | 0 | 0 | 0 | 0 | 0 | 0 | 0 | 0 | 0 | 0 | 0 | 0 | 0 | 0 | 0 | 0 | 0 | 0 | 0 | 0 | 0 | 12
NO |  | 186 | 2012 | 3 | 28 | 28 |  |  | (248) | 230 | 230 | STEEL POLE | 1.29 | 0 | 0 | ACSR 636 | 0 | 0 | 0 | 0 | 0 | 0 | 0 | 0 | 0 | 0 | 0 | 0 | 0 | 0 | 0 | 0 | 0 | 0 | 0 | 0 | 0 | 0 | 0 | 12
NO |  | 186 | 2012 | 3 | 29 | 29 |  | LOCKS | CARSON (249) | 230 | 230 | H.FRAME WOOD | 7.07 | 0 | 1 | ACSR 795 | 0 | 0 | 0 | 0 | 0 | 0 | 0 | 0 | 0 | 0 | 0 | 0 | 0 | 0 | 0 | 0 | 0 | 0 | 0 | 0 | 0 | 0 | 0 | 12
NO |  | 186 | 2012 | 3 | 30 | 30 |  |  | (249) | 230 | 230 | STEEL TOWER | 0 | 3.64 | 0 | ACSR 795 | 0 | 0 | 0 | 0 | 0 | 0 | 0 | 0 | 0 | 0 | 0 | 0 | 0 | 0 | 0 | 0 | 0 | 0 | 0 | 0 | 0 | 0 | 0 | 12
NO |  | 186 | 2012 | 3 | 31 | 31 |  | ARLINGTON | GLEBE (250) | 230 | 230 | STEEL POLE | 0 | 2.5 | 1 | ACAR 2500 | 0 | 0 | 0 | 0 | 0 | 0 | 0 | 0 | 0 | 0 | 0 | 0 | 0 | 0 | 0 | 0 | 0 | 0 | 0 | 0 | 0 | 0 | 0 | 12
NO |  | 186 | 2012 | 3 | 32 | 32 |  | ARLINGTON | IDYLWOOD (251) | 230 | 230 | CONCRETE POLE | 0.06 | 0 | 1 | ACSS 1192.5 | 0 | 0 | 0 | 0 | 0 | 0 | 0 | 0 | 0 | 0 | 0 | 0 | 0 | 0 | 0 | 0 | 0 | 0 | 0 | 0 | 0 | 0 | 0 | 12
NO |  | 186 | 2012 | 3 | 33 | 33 |  |  | (251) | 230 | 230 | STEEL POLE | 0 | 5.18 | 0 | ACSS 1192.5 | 0 | 0 | 0 | 0 | 0 | 0 | 0 | 0 | 0 | 0 | 0 | 0 | 0 | 0 | 0 | 0 | 0 | 0 | 0 | 0 | 0 | 0 | 0 | 12
NO |  | 186 | 2012 | 3 | 34 | 34 |  | AQUIA HARBOR | POSSUM POINT (252) | 230 | 230 | STEEL TOWER | 0.54 | 11.31 | 1 | ACAR 721 | 0 | 0 | 0 | 0 | 0 | 0 | 0 | 0 | 0 | 0 | 0 | 0 | 0 | 0 | 0 | 0 | 0 | 0 | 0 | 0 | 0 | 0 | 0 | 12
NO |  | 186 | 2012 | 3 | 35 | 35 |  | VALLEY | HARRISONBURG (253) | 230 | 230 | STEEL TOWER | 2.56 | 0 | 1 | ACAR 721 | 0 | 0 | 0 | 0 | 0 | 0 | 0 | 0 | 0 | 0 | 0 | 0 | 0 | 0 | 0 | 0 | 0 | 0 | 0 | 0 | 0 | 0 | 0 | 12
NO |  | 186 | 2012 | 4 | 1 | 1 |  |  | (253) | 230 | 230 | STEEL TOWER | 8.02 | 0 | 0 | ACSR 636 | 0 | 0 | 0 | 0 | 0 | 0 | 0 | 0 | 0 | 0 | 0 | 0 | 0 | 0 | 0 | 0 | 0 | 0 | 0 | 0 | 0 | 0 | 0 | 12
NO |  | 186 | 2012 | 4 | 2 | 2 |  | CLUBHOUSE | LAKEVIEW (254) | 230 | 230 | H. FRAME WOOD | 17.98 | 0 | 1 | ACSR 795 | 0 | 0 | 0 | 0 | 0 | 0 | 0 | 0 | 0 | 0 | 0 | 0 | 0 | 0 | 0 | 0 | 0 | 0 | 0 | 0 | 0 | 0 | 0 | 12
NO |  | 186 | 2012 | 4 | 3 | 3 |  | SOUTH ANNA PWR STA | NORTH ANNA (255) | 230 | 230 | H. FRAME ST/WO | 30.04 | 0 | 1 | ACSR 477 | 0 | 0 | 0 | 0 | 0 | 0 | 0 | 0 | 0 | 0 | 0 | 0 | 0 | 0 | 0 | 0 | 0 | 0 | 0 | 0 | 0 | 0 | 0 | 12
NO |  | 186 | 2012 | 4 | 4 | 4 |  |  | (255) | 230 | 230 | H. FRAME WOOD | 0.63 | 0 | 0 | ACSR 1590 | 0 | 0 | 0 | 0 | 0 | 0 | 0 | 0 | 0 | 0 | 0 | 0 | 0 | 0 | 0 | 0 | 0 | 0 | 0 | 0 | 0 | 0 | 0 | 12
NO |  | 186 | 2012 | 4 | 5 | 5 |  | FOUR RIVERS | LADYSMITH CT (256) | 230 | 230 | H. FRAME WOOD | 27.27 | 0 | 1 | ACSR 795 | 0 | 0 | 0 | 0 | 0 | 0 | 0 | 0 | 0 | 0 | 0 | 0 | 0 | 0 | 0 | 0 | 0 | 0 | 0 | 0 | 0 | 0 | 0 | 12
NO |  | 186 | 2012 | 4 | 6 | 6 |  | CHURCHLAND | SEWELLS POINT (257) | 230 | 230 | STEEL POLE | 5.22 | 0 | 1 | ACAR 721 | 0 | 0 | 0 | 0 | 0 | 0 | 0 | 0 | 0 | 0 | 0 | 0 | 0 | 0 | 0 | 0 | 0 | 0 | 0 | 0 | 0 | 0 | 0 | 12
NO |  | 186 | 2012 | 4 | 7 | 7 |  |  | (257) | 230 | 230 | SUBMARINE CABE | 1.59 | 0 | 0 | COPPER 1250 | 0 | 0 | 0 | 0 | 0 | 0 | 0 | 0 | 0 | 0 | 0 | 0 | 0 | 0 | 0 | 0 | 0 | 0 | 0 | 0 | 0 | 0 | 0 | 12
NO |  | 186 | 2012 | 4 | 8 | 8 |  | ARLINGTON | GLEBE (258) | 230 | 230 | STEEL POLE | 2.49 | 0 | 1 | ACAR 2500 | 0 | 0 | 0 | 0 | 0 | 0 | 0 | 0 | 0 | 0 | 0 | 0 | 0 | 0 | 0 | 0 | 0 | 0 | 0 | 0 | 0 | 0 | 0 | 12
NO |  | 186 | 2012 | 4 | 9 | 9 |  | BASIN | CHESTERFIELD (259) | 230 | 230 | STEEL POLE | 4.4 | 0.32 | 1 | ACAR 2500 | 0 | 0 | 0 | 0 | 0 | 0 | 0 | 0 | 0 | 0 | 0 | 0 | 0 | 0 | 0 | 0 | 0 | 0 | 0 | 0 | 0 | 0 | 0 | 12
NO |  | 186 | 2012 | 4 | 10 | 10 |  |  | (259) | 230 | 230 | STEEL TOWER | 3.86 | 3.68 | 0 | ACSR 1033 | 0 | 0 | 0 | 0 | 0 | 0 | 0 | 0 | 0 | 0 | 0 | 0 | 0 | 0 | 0 | 0 | 0 | 0 | 0 | 0 | 0 | 0 | 0 | 12
NO |  | 186 | 2012 | 4 | 11 | 11 |  |  | (259) | 230 | 230 | STEEL TOWER | 0.14 | 0 | 0 | ACAR 1109 | 0 | 0 | 0 | 0 | 0 | 0 | 0 | 0 | 0 | 0 | 0 | 0 | 0 | 0 | 0 | 0 | 0 | 0 | 0 | 0 | 0 | 0 | 0 | 12
NO |  | 186 | 2012 | 4 | 12 | 12 |  | GROTTOES | HARRISONBURG (260) | 230 | 230 | H. FRAME WOOD | 10.63 | 0 | 1 | ACAR 1109 | 0 | 0 | 0 | 0 | 0 | 0 | 0 | 0 | 0 | 0 | 0 | 0 | 0 | 0 | 0 | 0 | 0 | 0 | 0 | 0 | 0 | 0 | 0 | 12
NO |  | 186 | 2012 | 4 | 13 | 13 |  | NEWPORT NEWS | SHELLBANK (261) | 230 | 230 | STEEL POLE | 4.86 | 0 | 1 | ACAR 1109 | 0 | 0 | 0 | 0 | 0 | 0 | 0 | 0 | 0 | 0 | 0 | 0 | 0 | 0 | 0 | 0 | 0 | 0 | 0 | 0 | 0 | 0 | 0 | 12
NO |  | 186 | 2012 | 4 | 14 | 14 |  | YADKIN | GREENWICH (262) | 230 | 230 | STEEL TOWER | 10.62 | 0 | 1 | ACSR 1033 | 0 | 0 | 0 | 0 | 0 | 0 | 0 | 0 | 0 | 0 | 0 | 0 | 0 | 0 | 0 | 0 | 0 | 0 | 0 | 0 | 0 | 0 | 0 | 12
NO |  | 186 | 2012 | 4 | 15 | 15 |  |  | (262) | 230 | 230 | H. FRAME WOOD | 0.1 | 0 | 0 | ACSR 1033 | 0 | 0 | 0 | 0 | 0 | 0 | 0 | 0 | 0 | 0 | 0 | 0 | 0 | 0 | 0 | 0 | 0 | 0 | 0 | 0 | 0 | 0 | 0 | 12
NO |  | 186 | 2012 | 4 | 16 | 16 |  |  | (262) | 230 | 230 | STEEL TOWER | 2.83 | 0 | 0 | ACAR 721 | 0 | 0 | 0 | 0 | 0 | 0 | 0 | 0 | 0 | 0 | 0 | 0 | 0 | 0 | 0 | 0 | 0 | 0 | 0 | 0 | 0 | 0 | 0 | 12
NO |  | 186 | 2012 | 4 | 17 | 17 |  | CHUCKATUK | NEWPORT NEWS (263) | 230 | 230 | STEEL TOWER | 0 | 13.03 | 1 | ACAR 1534 | 0 | 0 | 0 | 0 | 0 | 0 | 0 | 0 | 0 | 0 | 0 | 0 | 0 | 0 | 0 | 0 | 0 | 0 | 0 | 0 | 0 | 0 | 0 | 12
NO |  | 186 | 2012 | 4 | 18 | 18 |  |  | (263) | 230 | 230 | STEEL TOWER | 0 | 1.81 | 0 | AAC 1033.5 | 0 | 0 | 0 | 0 | 0 | 0 | 0 | 0 | 0 | 0 | 0 | 0 | 0 | 0 | 0 | 0 | 0 | 0 | 0 | 0 | 0 | 0 | 0 | 12
NO |  | 186 | 2012 | 4 | 19 | 19 |  |  | (263) | 230 | 230 | H. FRAME STEEL | 0 | 0.61 | 0 | ACAR 1109 | 0 | 0 | 0 | 0 | 0 | 0 | 0 | 0 | 0 | 0 | 0 | 0 | 0 | 0 | 0 | 0 | 0 | 0 | 0 | 0 | 0 | 0 | 0 | 12
NO |  | 186 | 2012 | 4 | 20 | 20 |  | HUNTER | RESTON (264) | 230 | 230 | STEEL TOWER | 2.67 | 0 | 1 | ACSR 1192 | 0 | 0 | 0 | 0 | 0 | 0 | 0 | 0 | 0 | 0 | 0 | 0 | 0 | 0 | 0 | 0 | 0 | 0 | 0 | 0 | 0 | 0 | 0 | 12
NO |  | 186 | 2012 | 4 | 21 | 21 |  | CLIFTON | SULLY (265) | 230 | 230 | STEEL TOWER | 0 | 2.68 | 1 | ACSR 1033.5 | 0 | 0 | 0 | 0 | 0 | 0 | 0 | 0 | 0 | 0 | 0 | 0 | 0 | 0 | 0 | 0 | 0 | 0 | 0 | 0 | 0 | 0 | 0 | 12
NO |  | 186 | 2012 | 4 | 22 | 22 |  |  | (265) | 230 | 230 | STEEL TOWER | 0 | 4.87 | 0 | ACSR 1033.5 | 0 | 0 | 0 | 0 | 0 | 0 | 0 | 0 | 0 | 0 | 0 | 0 | 0 | 0 | 0 | 0 | 0 | 0 | 0 | 0 | 0 | 0 | 0 | 12
NO |  | 186 | 2012 | 4 | 23 | 23 |  |  | (265) | 230 | 230 | STEEL POLE | 0 | 5.25 | 0 | ACSR 1590 | 0 | 0 | 0 | 0 | 0 | 0 | 0 | 0 | 0 | 0 | 0 | 0 | 0 | 0 | 0 | 0 | 0 | 0 | 0 | 0 | 0 | 0 | 0 | 12
NO |  | 186 | 2012 | 4 | 24 | 24 |  |  | (265) | 230 | 230 | STEEL POLE | 0 | 1.16 | 0 | ACAR 1534 | 0 | 0 | 0 | 0 | 0 | 0 | 0 | 0 | 0 | 0 | 0 | 0 | 0 | 0 | 0 | 0 | 0 | 0 | 0 | 0 | 0 | 0 | 0 | 12
NO |  | 186 | 2012 | 4 | 25 | 25 |  | CLIFTON | GLEN CARLYN (266) | 230 | 230 | STEEL | 7.01 | 0 | 1 | ACSR 1033.5 | 0 | 0 | 0 | 0 | 0 | 0 | 0 | 0 | 0 | 0 | 0 | 0 | 0 | 0 | 0 | 0 | 0 | 0 | 0 | 0 | 0 | 0 | 0 | 12
NO |  | 186 | 2012 | 4 | 26 | 26 |  |  | (266) | 230 | 230 | STEEL POLE | 5.15 | 0 | 0 | AAAC 1600 | 0 | 0 | 0 | 0 | 0 | 0 | 0 | 0 | 0 | 0 | 0 | 0 | 0 | 0 | 0 | 0 | 0 | 0 | 0 | 0 | 0 | 0 | 0 | 12
NO |  | 186 | 2012 | 4 | 27 | 27 |  |  | (266) | 230 | 230 | STEEL POLE | 12.44 | 0 | 0 | ACAR 2500 | 0 | 0 | 0 | 0 | 0 | 0 | 0 | 0 | 0 | 0 | 0 | 0 | 0 | 0 | 0 | 0 | 0 | 0 | 0 | 0 | 0 | 0 | 0 | 12
NO |  | 186 | 2012 | 4 | 28 | 28 |  | CHURCHLAND | YADKIN (267) | 230 | 230 | STEEL TOWER | 9.01 | 2.29 | 1 | ACAR 721 | 0 | 0 | 0 | 0 | 0 | 0 | 0 | 0 | 0 | 0 | 0 | 0 | 0 | 0 | 0 | 0 | 0 | 0 | 0 | 0 | 0 | 0 | 0 | 12
NO |  | 186 | 2012 | 4 | 29 | 29 |  |  | (267) | 230 | 230 | STEEL POLE | 0 | 0.11 | 0 | ACAR 2500 | 0 | 0 | 0 | 0 | 0 | 0 | 0 | 0 | 0 | 0 | 0 | 0 | 0 | 0 | 0 | 0 | 0 | 0 | 0 | 0 | 0 | 0 | 0 | 12
NO |  | 186 | 2012 | 4 | 30 | 30 |  | COGENTRIX | HOPEWELL (268) | 230 | 230 | STEEL TOWER | 1 | 0 | 1 | ACAR 1109 | 0 | 0 | 0 | 0 | 0 | 0 | 0 | 0 | 0 | 0 | 0 | 0 | 0 | 0 | 0 | 0 | 0 | 0 | 0 | 0 | 0 | 0 | 0 | 12
NO |  | 186 | 2012 | 4 | 31 | 31 |  | SHAWBORO | FENTRESS (269) | 230 | 230 | STEEL TOWER | 4.33 | 0 | 1 | ACAR 545 | 0 | 0 | 0 | 0 | 0 | 0 | 0 | 0 | 0 | 0 | 0 | 0 | 0 | 0 | 0 | 0 | 0 | 0 | 0 | 0 | 0 | 0 | 0 | 12
NO |  | 186 | 2012 | 4 | 32 | 32 |  |  | (269) | 230 | 230 | H. FRAME WOOD | 21 | 0 | 0 | ACAR 545 | 0 | 0 | 0 | 0 | 0 | 0 | 0 | 0 | 0 | 0 | 0 | 0 | 0 | 0 | 0 | 0 | 0 | 0 | 0 | 0 | 0 | 0 | 0 | 12
NO |  | 186 | 2012 | 4 | 33 | 33 |  | BURKE | RAVENSWORTH (270) | 230 | 230 | STEEL TOWER | 2.98 | 0 | 1 | ACAR 1534 | 0 | 0 | 0 | 0 | 0 | 0 | 0 | 0 | 0 | 0 | 0 | 0 | 0 | 0 | 0 | 0 | 0 | 0 | 0 | 0 | 0 | 0 | 0 | 12
NO |  | 186 | 2012 | 4 | 34 | 34 |  |  | (270) | 230 | 230 | U.G.=HPOF | 2.18 | 0 | 0 | COPPER 1750 | 0 | 0 | 0 | 0 | 0 | 0 | 0 | 0 | 0 | 0 | 0 | 0 | 0 | 0 | 0 | 0 | 0 | 0 | 0 | 0 | 0 | 0 | 0 | 12
NO |  | 186 | 2012 | 4 | 35 | 35 |  | FENTRESS | LANDSTOWN (271) | 230 | 230 | STEEL TOWER | 8.8 | 0 | 1 | ACAR 721 | 0 | 0 | 0 | 0 | 0 | 0 | 0 | 0 | 0 | 0 | 0 | 0 | 0 | 0 | 0 | 0 | 0 | 0 | 0 | 0 | 0 | 0 | 0 | 12
NO |  | 186 | 2012 | 5 | 1 | 1 |  |  | (271) | 230 | 230 | CONCRETE POLE | 0.17 | 0 | 0 | ACAR 2500 | 0 | 0 | 0 | 0 | 0 | 0 | 0 | 0 | 0 | 0 | 0 | 0 | 0 | 0 | 0 | 0 | 0 | 0 | 0 | 0 | 0 | 0 | 0 | 12
NO |  | 186 | 2012 | 5 | 2 | 2 |  | DOOMS | GROTTOES (272) | 230 | 230 | STEEL TOWER | 11.53 | 0 | 1 | ACAR 721 | 0 | 0 | 0 | 0 | 0 | 0 | 0 | 0 | 0 | 0 | 0 | 0 | 0 | 0 | 0 | 0 | 0 | 0 | 0 | 0 | 0 | 0 | 0 | 12
NO |  | 186 | 2012 | 5 | 3 | 3 |  | GLEN CARLYN | ARLINGTON (273) | 230 | 230 | STEEL TOWER | 0 | 2.44 | 1 | ACAR 1600 | 0 | 0 | 0 | 0 | 0 | 0 | 0 | 0 | 0 | 0 | 0 | 0 | 0 | 0 | 0 | 0 | 0 | 0 | 0 | 0 | 0 | 0 | 0 | 12
NO |  | 186 | 2012 | 5 | 4 | 4 |  | BEAUMEADE | PLEASANT VIEW (274) | 230 | 230 | STEEL TOWER | 0 | 0.16 | 1 | SSAC 1192.5 | 0 | 0 | 0 | 0 | 0 | 0 | 0 | 0 | 0 | 0 | 0 | 0 | 0 | 0 | 0 | 0 | 0 | 0 | 0 | 0 | 0 | 0 | 0 | 12
NO |  | 186 | 2012 | 5 | 5 | 5 |  |  | (274) | 230 | 230 | STEEL POLE | 0 | 0.18 | 0 | ACSR 1590 | 0 | 0 | 0 | 0 | 0 | 0 | 0 | 0 | 0 | 0 | 0 | 0 | 0 | 0 | 0 | 0 | 0 | 0 | 0 | 0 | 0 | 0 | 0 | 12
NO |  | 186 | 2012 | 5 | 6 | 6 |  |  | (274) | 230 | 230 | STEEL TOWER | 0 | 5.06 | 0 | ACSR 1192.50 | 0 | 0 | 0 | 0 | 0 | 0 | 0 | 0 | 0 | 0 | 0 | 0 | 0 | 0 | 0 | 0 | 0 | 0 | 0 | 0 | 0 | 0 | 0 | 12
NO |  | 186 | 2012 | 5 | 7 | 7 |  | GLEBE | CRYSTAL (275) | 230 | 230 | U.G.=HPOF | 1.23 | 0 | 1 | COPPER 1750 | 0 | 0 | 0 | 0 | 0 | 0 | 0 | 0 | 0 | 0 | 0 | 0 | 0 | 0 | 0 | 0 | 0 | 0 | 0 | 0 | 0 | 0 | 0 | 12
NO |  | 186 | 2012 | 5 | 8 | 8 |  | GLEBE | CRYSTAL (276) | 230 | 230 | U.G.=HPOF | 1.2 | 0 | 1 | COPPER 1750 | 0 | 0 | 0 | 0 | 0 | 0 | 0 | 0 | 0 | 0 | 0 | 0 | 0 | 0 | 0 | 0 | 0 | 0 | 0 | 0 | 0 | 0 | 0 | 12
NO |  | 186 | 2012 | 5 | 9 | 9 |  | GLEN CARLYN | CLARENDON (277) | 230 | 230 | U.G.=HPOF | 1.95 | 0 | 1 | COPPER 1750 | 0 | 0 | 0 | 0 | 0 | 0 | 0 | 0 | 0 | 0 | 0 | 0 | 0 | 0 | 0 | 0 | 0 | 0 | 0 | 0 | 0 | 0 | 0 | 12
NO |  | 186 | 2012 | 5 | 10 | 10 |  | GLEN CARLYN | CLARENDON (278) | 230 | 230 | U.G.=HPOF | 1.95 | 0 | 1 | COPPER 1750 | 0 | 0 | 0 | 0 | 0 | 0 | 0 | 0 | 0 | 0 | 0 | 0 | 0 | 0 | 0 | 0 | 0 | 0 | 0 | 0 | 0 | 0 | 0 | 12
NO |  | 186 | 2012 | 5 | 11 | 11 |  | THRASHER | REEVES AVENUE (279) | 230 | 230 | STEEL POLE | 6.53 | 0 | 1 | ACAR 721 | 0 | 0 | 0 | 0 | 0 | 0 | 0 | 0 | 0 | 0 | 0 | 0 | 0 | 0 | 0 | 0 | 0 | 0 | 0 | 0 | 0 | 0 | 0 | 12
NO |  | 186 | 2012 | 5 | 12 | 12 |  | MARSH RUN CT | REMINGTON (280) | 230 | 230 | STEEL | 0 | 1.24 | 1 | ACSS 795 | 0 | 0 | 0 | 0 | 0 | 0 | 0 | 0 | 0 | 0 | 0 | 0 | 0 | 0 | 0 | 0 | 0 | 0 | 0 | 0 | 0 | 0 | 0 | 12
NO |  | 186 | 2012 | 5 | 13 | 13 |  | BRADDOCK | RAVENSWORTH (281) | 230 | 230 | STEEL TOWER | 0 | 2.06 | 1 | ACAR 2500 | 0 | 0 | 0 | 0 | 0 | 0 | 0 | 0 | 0 | 0 | 0 | 0 | 0 | 0 | 0 | 0 | 0 | 0 | 0 | 0 | 0 | 0 | 0 | 12
NO |  | 186 | 2012 | 5 | 14 | 14 |  | SPRUANCE | MIDLOTHIAN (282) | 230 | 230 | STEEL TOWER | 18.47 | 0 | 1 | ACAR 721 | 0 | 0 | 0 | 0 | 0 | 0 | 0 | 0 | 0 | 0 | 0 | 0 | 0 | 0 | 0 | 0 | 0 | 0 | 0 | 0 | 0 | 0 | 0 | 12
NO |  | 186 | 2012 | 5 | 15 | 15 |  |  | (282) | 230 | 230 | STEEL POLE | 0 | 3.12 | 0 | ACAR 2500 | 0 | 0 | 0 | 0 | 0 | 0 | 0 | 0 | 0 | 0 | 0 | 0 | 0 | 0 | 0 | 0 | 0 | 0 | 0 | 0 | 0 | 0 | 0 | 12
NO |  | 186 | 2012 | 5 | 16 | 16 |  | ELMONT | NORTHEAST (283) | 230 | 230 | STEEL TOWER | 5.22 | 0 | 1 | ACAR 721 | 0 | 0 | 0 | 0 | 0 | 0 | 0 | 0 | 0 | 0 | 0 | 0 | 0 | 0 | 0 | 0 | 0 | 0 | 0 | 0 | 0 | 0 | 0 | 12
NO |  | 186 | 2012 | 5 | 17 | 17 |  |  | (283) | 230 | 230 | H. FRAME WOOD | 7.97 | 0 | 0 | ACAR 721 | 0 | 0 | 0 | 0 | 0 | 0 | 0 | 0 | 0 | 0 | 0 | 0 | 0 | 0 | 0 | 0 | 0 | 0 | 0 | 0 | 0 | 0 | 0 | 12
NO |  | 186 | 2012 | 5 | 18 | 18 |  | BASIN | NORTHEAST (284) | 230 | 230 | STEEL TOWER | 6.27 | 0 | 1 | ACAR 721 | 0 | 0 | 0 | 0 | 0 | 0 | 0 | 0 | 0 | 0 | 0 | 0 | 0 | 0 | 0 | 0 | 0 | 0 | 0 | 0 | 0 | 0 | 0 | 12
NO |  | 186 | 2012 | 5 | 19 | 19 |  |  | (284) | 230 | 230 | H. FRAME WOOD | 2.26 | 0 | 0 | ACAR 721 | 0 | 0 | 0 | 0 | 0 | 0 | 0 | 0 | 0 | 0 | 0 | 0 | 0 | 0 | 0 | 0 | 0 | 0 | 0 | 0 | 0 | 0 | 0 | 12
NO |  | 186 | 2012 | 5 | 20 | 20 |  | WALLER | YORKTOWN (285) | 230 | 230 | STEEL POLE | 13.53 | 0 | 0 | ACAR 721 | 0 | 0 | 0 | 0 | 0 | 0 | 0 | 0 | 0 | 0 | 0 | 0 | 0 | 0 | 0 | 0 | 0 | 0 | 0 | 0 | 0 | 0 | 0 | 12
NO |  | 186 | 2012 | 5 | 21 | 21 |  |  | (285) | 230 | 230 | STEEL TOWER | 6.43 | 0 | 0 | ACAR 721 | 0 | 0 | 0 | 0 | 0 | 0 | 0 | 0 | 0 | 0 | 0 | 0 | 0 | 0 | 0 | 0 | 0 | 0 | 0 | 0 | 0 | 0 | 0 | 12
NO |  | 186 | 2012 | 5 | 22 | 22 |  | DARBYTOWN | WHITE OAK (286) | 230 | 230 | STEEL TOWER | 10.43 | 0 | 1 | ACAR 721 | 0 | 0 | 0 | 0 | 0 | 0 | 0 | 0 | 0 | 0 | 0 | 0 | 0 | 0 | 0 | 0 | 0 | 0 | 0 | 0 | 0 | 0 | 0 | 12
NO |  | 186 | 2012 | 5 | 23 | 23 |  |  | (286) | 230 | 230 | STEEL POLE | 3.51 | 0 | 0 |  | 0 | 0 | 0 | 0 | 0 | 0 | 0 | 0 | 0 | 0 | 0 | 0 | 0 | 0 | 0 | 0 | 0 | 0 | 0 | 0 | 0 | 0 | 0 | 12
NO |  | 186 | 2012 | 5 | 24 | 24 |  | CHESTERFIELD | CHICKAHOMINY (287) | 230 | 230 | H. FRAME WOOD | 0 | 13.95 | 1 | ACSR 1033.5 | 0 | 0 | 0 | 0 | 0 | 0 | 0 | 0 | 0 | 0 | 0 | 0 | 0 | 0 | 0 | 0 | 0 | 0 | 0 | 0 | 0 | 0 | 0 | 12
NO |  | 186 | 2012 | 5 | 25 | 25 |  |  | (287) | 230 | 230 | STEEL TOWER | 0 | 0.63 | 0 | ACSR 1033.5 | 0 | 0 | 0 | 0 | 0 | 0 | 0 | 0 | 0 | 0 | 0 | 0 | 0 | 0 | 0 | 0 | 0 | 0 | 0 | 0 | 0 | 0 | 0 | 12
NO |  | 186 | 2012 | 5 | 26 | 26 |  | PENINSULA | YORKTOWN (288) | 230 | 230 | WOOD POLE | 0 | 3.21 | 1 | ACAR 721 | 0 | 0 | 0 | 0 | 0 | 0 | 0 | 0 | 0 | 0 | 0 | 0 | 0 | 0 | 0 | 0 | 0 | 0 | 0 | 0 | 0 | 0 | 0 | 12
NO |  | 186 | 2012 | 5 | 27 | 27 |  |  | (288) | 230 | 230 | STEEL TOWER | 0 | 8 | 0 | ACAR 721 | 0 | 0 | 0 | 0 | 0 | 0 | 0 | 0 | 0 | 0 | 0 | 0 | 0 | 0 | 0 | 0 | 0 | 0 | 0 | 0 | 0 | 0 | 0 | 12
NO |  | 186 | 2012 | 5 | 28 | 28 |  | SUFFOLK | CHUCKATUCK (289) | 230 | 230 | H. FRAME WOOD | 0.13 | 0 | 1 | ACAR 2500 | 0 | 0 | 0 | 0 | 0 | 0 | 0 | 0 | 0 | 0 | 0 | 0 | 0 | 0 | 0 | 0 | 0 | 0 | 0 | 0 | 0 | 0 | 0 | 12
NO |  | 186 | 2012 | 5 | 29 | 29 |  |  | (289) | 230 | 230 | STEEL TOWER | 9.85 | 4.31 | 0 | ACAR 721 | 0 | 0 | 0 | 0 | 0 | 0 | 0 | 0 | 0 | 0 | 0 | 0 | 0 | 0 | 0 | 0 | 0 | 0 | 0 | 0 | 0 | 0 | 0 | 12
NO |  | 186 | 2012 | 5 | 30 | 30 |  |  | (289) | 230 | 230 | 3-POLE ANGLE | 0.33 | 0 | 0 | ACAR 721 | 0 | 0 | 0 | 0 | 0 | 0 | 0 | 0 | 0 | 0 | 0 | 0 | 0 | 0 | 0 | 0 | 0 | 0 | 0 | 0 | 0 | 0 | 0 | 12
NO |  | 186 | 2012 | 5 | 31 | 31 |  | SURRY | CHUCKATUCK (290) | 230 | 230 | STEEL TOWER | 0 | 23.36 | 1 | ACAR 721 | 0 | 0 | 0 | 0 | 0 | 0 | 0 | 0 | 0 | 0 | 0 | 0 | 0 | 0 | 0 | 0 | 0 | 0 | 0 | 0 | 0 | 0 | 0 | 12
NO |  | 186 | 2012 | 5 | 32 | 32 |  |  | (290) | 230 | 230 | CONCRETE POLE | 0 | 0.07 | 0 | ACAR 2500 | 0 | 0 | 0 | 0 | 0 | 0 | 0 | 0 | 0 | 0 | 0 | 0 | 0 | 0 | 0 | 0 | 0 | 0 | 0 | 0 | 0 | 0 | 0 | 12
NO |  | 186 | 2012 | 5 | 33 | 33 |  | DOOMS | CHARLOTTSVILLE (291) | 230 | 230 | STEEL POLE | 0 | 22.52 | 1 | ACAR 545.6 | 0 | 0 | 0 | 0 | 0 | 0 | 0 | 0 | 0 | 0 | 0 | 0 | 0 | 0 | 0 | 0 | 0 | 0 | 0 | 0 | 0 | 0 | 0 | 12
NO |  | 186 | 2012 | 5 | 34 | 34 |  | WHEALTON | YORKTOWN (292) | 230 | 230 | STEEL TOWER | 9.72 | 0 | 1 | ACSR 1033.5 | 0 | 0 | 0 | 0 | 0 | 0 | 0 | 0 | 0 | 0 | 0 | 0 | 0 | 0 | 0 | 0 | 0 | 0 | 0 | 0 | 0 | 0 | 0 | 12
NO |  | 186 | 2012 | 5 | 35 | 35 |  |  | (292) | 230 | 230 | H. FRAME WOOD | 4.58 | 0 | 0 | ACAR 721 | 0 | 0 | 0 | 0 | 0 | 0 | 0 | 0 | 0 | 0 | 0 | 0 | 0 | 0 | 0 | 0 | 0 | 0 | 0 | 0 | 0 | 0 | 0 | 12
NO |  | 186 | 2012 | 6 | 1 | 1 |  | VALLEY | DOOMS (293) | 230 | 230 | H. FRAME WOOD | 17.73 | 0 | 1 | ACAR 545.6 | 0 | 0 | 0 | 0 | 0 | 0 | 0 | 0 | 0 | 0 | 0 | 0 | 0 | 0 | 0 | 0 | 0 | 0 | 0 | 0 | 0 | 0 | 0 | 12
NO |  | 186 | 2012 | 6 | 2 | 2 |  |  | (293) | 230 | 230 | STEEL TOWER | 0 | 14.87 | 0 | ACAR 545.60 | 0 | 0 | 0 | 0 | 0 | 0 | 0 | 0 | 0 | 0 | 0 | 0 | 0 | 0 | 0 | 0 | 0 | 0 | 0 | 0 | 0 | 0 | 0 | 12
NO |  | 186 | 2012 | 6 | 3 | 3 |  |  | (293) | 230 | 230 | STEEL POLE | 0 | 1.37 | 0 | ACAR 545.6 | 0 | 0 | 0 | 0 | 0 | 0 | 0 | 0 | 0 | 0 | 0 | 0 | 0 | 0 | 0 | 0 | 0 | 0 | 0 | 0 | 0 | 0 | 0 | 12
NO |  | 186 | 2012 | 6 | 4 | 4 |  | ANNANDALE | BRADDOCK (294) | 230 | 230 | U.G.=HPOF | 3.58 | 0 | 1 | COPPER 250 | 0 | 0 | 0 | 0 | 0 | 0 | 0 | 0 | 0 | 0 | 0 | 0 | 0 | 0 | 0 | 0 | 0 | 0 | 0 | 0 | 0 | 0 | 0 | 12
NO |  | 186 | 2012 | 6 | 5 | 5 |  | LOUDOUN | BULL RUN (295) | 230 | 230 | STEEL TOWER | 0 | 8.67 | 1 | ACSR 1033 | 0 | 0 | 0 | 0 | 0 | 0 | 0 | 0 | 0 | 0 | 0 | 0 | 0 | 0 | 0 | 0 | 0 | 0 | 0 | 0 | 0 | 0 | 0 | 12
NO |  | 186 | 2012 | 6 | 6 | 6 |  | HALIFAX | PERSON-CP&L (296) | 230 | 230 | H. FRAME WOOD | 20.41 | 0 | 1 | ACAR 545.6 | 0 | 0 | 0 | 0 | 0 | 0 | 0 | 0 | 0 | 0 | 0 | 0 | 0 | 0 | 0 | 0 | 0 | 0 | 0 | 0 | 0 | 0 | 0 | 12
NO |  | 186 | 2012 | 6 | 7 | 7 |  | ANNANDALE | BRADDOCK (297) | 230 | 230 | U.G.=HPOF | 3.56 | 0 | 1 | COPPER 250 | 0 | 0 | 0 | 0 | 0 | 0 | 0 | 0 | 0 | 0 | 0 | 0 | 0 | 0 | 0 | 0 | 0 | 0 | 0 | 0 | 0 | 0 | 0 | 12
NO |  | 186 | 2012 | 6 | 8 | 8 |  | BREMO | FARMVILLE (298) | 230 | 230 | H. FRAME WOOD | 15.48 | 0 | 1 | ACAR 545.6 | 0 | 0 | 0 | 0 | 0 | 0 | 0 | 0 | 0 | 0 | 0 | 0 | 0 | 0 | 0 | 0 | 0 | 0 | 0 | 0 | 0 | 0 | 0 | 12
NO |  | 186 | 2012 | 6 | 9 | 9 |  |  | (298) | 230 | 230 | H.FRAME CONRTE | 12.79 | 0 | 0 | ACAR 545.6 | 0 | 0 | 0 | 0 | 0 | 0 | 0 | 0 | 0 | 0 | 0 | 0 | 0 | 0 | 0 | 0 | 0 | 0 | 0 | 0 | 0 | 0 | 0 | 12
NO |  | 186 | 2012 | 6 | 10 | 10 |  | REMINGTON CT | MARSH RUN CT (299) | 230 | 230 | STEEL TOWER | 1.15 | 0 | 1 | ACAR 545.6 | 0 | 0 | 0 | 0 | 0 | 0 | 0 | 0 | 0 | 0 | 0 | 0 | 0 | 0 | 0 | 0 | 0 | 0 | 0 | 0 | 0 | 0 | 0 | 12
NO |  | 186 | 2012 | 6 | 11 | 11 |  |  | (299) | 230 | 230 | STEEL POLE | 0.56 | 0 | 0 | ACSR 636 | 0 | 0 | 0 | 0 | 0 | 0 | 0 | 0 | 0 | 0 | 0 | 0 | 0 | 0 | 0 | 0 | 0 | 0 | 0 | 0 | 0 | 0 | 0 | 12
NO |  | 186 | 2012 | 6 | 12 | 12 |  | OCCOQUAN | POSSUM POINT (2001) | 230 | 230 | WOOD POLE | 0.17 | 0 | 1 | ACAR 2500 | 0 | 0 | 0 | 0 | 0 | 0 | 0 | 0 | 0 | 0 | 0 | 0 | 0 | 0 | 0 | 0 | 0 | 0 | 0 | 0 | 0 | 0 | 0 | 12
NO |  | 186 | 2012 | 6 | 13 | 13 |  |  | (2001) | 230 | 230 | STEEL TOWER | 0 | 4.44 | 0 | ACAR 721 | 0 | 0 | 0 | 0 | 0 | 0 | 0 | 0 | 0 | 0 | 0 | 0 | 0 | 0 | 0 | 0 | 0 | 0 | 0 | 0 | 0 | 0 | 0 | 12
NO |  | 186 | 2012 | 6 | 14 | 14 |  |  | (2001) | 230 | 230 | STEEL TOWER | 0 | 8 | 0 | ACSR 636 | 0 | 0 | 0 | 0 | 0 | 0 | 0 | 0 | 0 | 0 | 0 | 0 | 0 | 0 | 0 | 0 | 0 | 0 | 0 | 0 | 0 | 0 | 0 | 12
NO |  | 186 | 2012 | 6 | 15 | 15 |  | CARSON | POE (2002) | 230 | 230 | WD 3 POLE AGL | 0.18 | 0 | 1 | ACAR 721 | 0 | 0 | 0 | 0 | 0 | 0 | 0 | 0 | 0 | 0 | 0 | 0 | 0 | 0 | 0 | 0 | 0 | 0 | 0 | 0 | 0 | 0 | 0 | 12
NO |  | 186 | 2012 | 6 | 16 | 16 |  |  | (2002) | 230 | 230 | STEEL TOWER | 1.16 | 4.57 | 0 | ACAR 721 | 0 | 0 | 0 | 0 | 0 | 0 | 0 | 0 | 0 | 0 | 0 | 0 | 0 | 0 | 0 | 0 | 0 | 0 | 0 | 0 | 0 | 0 | 0 | 12
NO |  | 186 | 2012 | 6 | 17 | 17 |  |  | (2002) | 230 | 230 | H.FRAME CONRTE | 6.78 | 0 | 0 | ACAR 721 | 0 | 0 | 0 | 0 | 0 | 0 | 0 | 0 | 0 | 0 | 0 | 0 | 0 | 0 | 0 | 0 | 0 | 0 | 0 | 0 | 0 | 0 | 0 | 12
NO |  | 186 | 2012 | 6 | 18 | 18 |  | CHESTERFIELD | POE (2003) | 230 | 230 | WOOD POLE | 0.19 | 0 | 1 | ACAR 2500 | 0 | 0 | 0 | 0 | 0 | 0 | 0 | 0 | 0 | 0 | 0 | 0 | 0 | 0 | 0 | 0 | 0 | 0 | 0 | 0 | 0 | 0 | 0 | 12
NO |  | 186 | 2012 | 6 | 19 | 19 |  |  | (2003) | 230 | 230 | STEEL TOWER | 7 | 0 | 0 | ACAR 721 | 0 | 0 | 0 | 0 | 0 | 0 | 0 | 0 | 0 | 0 | 0 | 0 | 0 | 0 | 0 | 0 | 0 | 0 | 0 | 0 | 0 | 0 | 0 | 12
NO |  | 186 | 2012 | 6 | 20 | 20 |  |  | (2003) | 230 | 230 | STEEL TOWER | 0 | 3.18 | 0 | ACAR 1109 | 0 | 0 | 0 | 0 | 0 | 0 | 0 | 0 | 0 | 0 | 0 | 0 | 0 | 0 | 0 | 0 | 0 | 0 | 0 | 0 | 0 | 0 | 0 | 12
NO |  | 186 | 2012 | 6 | 21 | 21 |  |  | (2003) | 230 | 230 | STEEL TOWER | 0 | 9.02 | 0 | ACSR 1033.5 | 0 | 0 | 0 | 0 | 0 | 0 | 0 | 0 | 0 | 0 | 0 | 0 | 0 | 0 | 0 | 0 | 0 | 0 | 0 | 0 | 0 | 0 | 0 | 12
NO |  | 186 | 2012 | 6 | 22 | 22 |  | PENINSULA | SHELLBANK (2004) | 230 | 230 | STEEL TOWER | 0.37 | 0 | 1 | ACAR 721 | 0 | 0 | 0 | 0 | 0 | 0 | 0 | 0 | 0 | 0 | 0 | 0 | 0 | 0 | 0 | 0 | 0 | 0 | 0 | 0 | 0 | 0 | 0 | 12
NO |  | 186 | 2012 | 6 | 23 | 23 |  |  | (2004) | 230 | 230 | STEEL POLE | 5.92 | 0 | 0 | ACAR 721 | 0 | 0 | 0 | 0 | 0 | 0 | 0 | 0 | 0 | 0 | 0 | 0 | 0 | 0 | 0 | 0 | 0 | 0 | 0 | 0 | 0 | 0 | 0 | 12
NO |  | 186 | 2012 | 6 | 24 | 24 |  | CLARK | HUNTER (2005) | 230 | 230 | STEEL TOWER | 2.57 | 0 | 1 | ACSR 1192.5 | 0 | 0 | 0 | 0 | 0 | 0 | 0 | 0 | 0 | 0 | 0 | 0 | 0 | 0 | 0 | 0 | 0 | 0 | 0 | 0 | 0 | 0 | 0 | 12
NO |  | 186 | 2012 | 6 | 25 | 25 |  | CHURCHLAND | LAKE KINGMAN (2006) | 230 | 230 | CON/STEEL POLE | 1.47 | 0 | 1 | ACAR 1534 | 0 | 0 | 0 | 0 | 0 | 0 | 0 | 0 | 0 | 0 | 0 | 0 | 0 | 0 | 0 | 0 | 0 | 0 | 0 | 0 | 0 | 0 | 0 | 12
NO |  | 186 | 2012 | 6 | 26 | 26 |  | THALIA | LYNNHAVEN (2007) | 230 | 230 | CON/STEEL POLE | 3.37 | 0 | 1 | ACAR 2500 | 0 | 0 | 0 | 0 | 0 | 0 | 0 | 0 | 0 | 0 | 0 | 0 | 0 | 0 | 0 | 0 | 0 | 0 | 0 | 0 | 0 | 0 | 0 | 12
NO |  | 186 | 2012 | 6 | 27 | 27 |  | LOUDOUN | DULLES (2008) | 230 | 230 | STEEL TOWER | 4.53 | 0 | 1 | SSAC 1033.5 | 0 | 0 | 0 | 0 | 0 | 0 | 0 | 0 | 0 | 0 | 0 | 0 | 0 | 0 | 0 | 0 | 0 | 0 | 0 | 0 | 0 | 0 | 0 | 12
NO |  | 186 | 2012 | 6 | 28 | 28 |  |  | (2008) | 230 | 230 | STEEL POLE | 5.25 | 0 | 0 | ACSR 1590 | 0 | 0 | 0 | 0 | 0 | 0 | 0 | 0 | 0 | 0 | 0 | 0 | 0 | 0 | 0 | 0 | 0 | 0 | 0 | 0 | 0 | 0 | 0 | 12
NO |  | 186 | 2012 | 6 | 29 | 29 |  |  | (2008) | 230 | 230 | STEEL POLE | 0 | 3.26 | 0 | ACSR 1590 | 0 | 0 | 0 | 0 | 0 | 0 | 0 | 0 | 0 | 0 | 0 | 0 | 0 | 0 | 0 | 0 | 0 | 0 | 0 | 0 | 0 | 0 | 0 | 12
NO |  | 186 | 2012 | 6 | 30 | 30 |  |  | (2008) | 230 | 230 | STEEL POLE | 0.21 | 0 | 0 | ACSR 1590 | 0 | 0 | 0 | 0 | 0 | 0 | 0 | 0 | 0 | 0 | 0 | 0 | 0 | 0 | 0 | 0 | 0 | 0 | 0 | 0 | 0 | 0 | 0 | 12
NO |  | 186 | 2012 | 6 | 31 | 31 |  | MIDLOTHIAN | SHORT PUMP (2009) | 230 | 230 | H. FRAME STEEL | 24.84 | 0 | 1 | ACSR 636 | 0 | 0 | 0 | 0 | 0 | 0 | 0 | 0 | 0 | 0 | 0 | 0 | 0 | 0 | 0 | 0 | 0 | 0 | 0 | 0 | 0 | 0 | 0 | 12
NO |  | 186 | 2012 | 6 | 32 | 32 |  | RESTON | TYSONS (2010) | 230 | 230 | STEEL POLE | 0.27 | 0 | 1 | ACSS 1351 | 0 | 0 | 0 | 0 | 0 | 0 | 0 | 0 | 0 | 0 | 0 | 0 | 0 | 0 | 0 | 0 | 0 | 0 | 0 | 0 | 0 | 0 | 0 | 12
NO |  | 186 | 2012 | 6 | 33 | 33 |  |  | (2010) | 230 | 230 | CONCRETE POLE | 4.92 | 0 | 0 | ACSS 1033.5 | 0 | 0 | 0 | 0 | 0 | 0 | 0 | 0 | 0 | 0 | 0 | 0 | 0 | 0 | 0 | 0 | 0 | 0 | 0 | 0 | 0 | 0 | 0 | 12
NO |  | 186 | 2012 | 6 | 34 | 34 |  |  | (2010) | 230 | 230 | WOOD POLE | 2.64 | 0 | 0 | ACSS 1033.5 | 0 | 0 | 0 | 0 | 0 | 0 | 0 | 0 | 0 | 0 | 0 | 0 | 0 | 0 | 0 | 0 | 0 | 0 | 0 | 0 | 0 | 0 | 0 | 12
NO |  | 186 | 2012 | 6 | 35 | 35 |  | CLIFTON | CANNON BRANCH (2011) | 230 | 230 | STEEL POLE | 7.46 | 0 | 1 | ACSR 1590 | 0 | 0 | 0 | 0 | 0 | 0 | 0 | 0 | 0 | 0 | 0 | 0 | 0 | 0 | 0 | 0 | 0 | 0 | 0 | 0 | 0 | 0 | 0 | 12
NO |  | 186 | 2012 | 7 | 1 | 1 |  | ROANOLE VALLEY NUG | EARLEYS (2012) | 230 | 230 | STEEL TOWER | 3.58 | 0 | 1 | ACAR 545.6 | 0 | 0 | 0 | 0 | 0 | 0 | 0 | 0 | 0 | 0 | 0 | 0 | 0 | 0 | 0 | 0 | 0 | 0 | 0 | 0 | 0 | 0 | 0 | 12
NO |  | 186 | 2012 | 7 | 2 | 2 |  |  | (2012) | 230 | 230 | H. FRAME STEEL | 0 | 31.91 | 0 | ACAR 545.6 | 0 | 0 | 0 | 0 | 0 | 0 | 0 | 0 | 0 | 0 | 0 | 0 | 0 | 0 | 0 | 0 | 0 | 0 | 0 | 0 | 0 | 0 | 0 | 12
NO |  | 186 | 2012 | 7 | 3 | 3 |  |  | (2012) | 230 | 230 | H. FRAME STEEL | 0 | 2.1 | 0 | ACAR 1534 | 0 | 0 | 0 | 0 | 0 | 0 | 0 | 0 | 0 | 0 | 0 | 0 | 0 | 0 | 0 | 0 | 0 | 0 | 0 | 0 | 0 | 0 | 0 | 12
NO |  | 186 | 2012 | 7 | 4 | 4 |  |  | (2012) | 230 | 230 | H. FRAME STEEL | 0 | 0.11 | 0 | AAC 1590 | 0 | 0 | 0 | 0 | 0 | 0 | 0 | 0 | 0 | 0 | 0 | 0 | 0 | 0 | 0 | 0 | 0 | 0 | 0 | 0 | 0 | 0 | 0 | 12
NO |  | 186 | 2012 | 7 | 5 | 5 |  | OCCOQUAN | OX (2013) | 230 | 230 | STEEL POLE | 0 | 1.45 | 1 | ACAR 2500 | 0 | 0 | 0 | 0 | 0 | 0 | 0 | 0 | 0 | 0 | 0 | 0 | 0 | 0 | 0 | 0 | 0 | 0 | 0 | 0 | 0 | 0 | 0 | 12
NO |  | 186 | 2012 | 7 | 6 | 6 |  | EARLEYS | EVERETTS (2014) | 230 | 230 | H. FRAME WOOD | 32.36 | 0.26 | 1 | ACAR 545.6 | 0 | 0 | 0 | 0 | 0 | 0 | 0 | 0 | 0 | 0 | 0 | 0 | 0 | 0 | 0 | 0 | 0 | 0 | 0 | 0 | 0 | 0 | 0 | 12
NO |  | 186 | 2012 | 7 | 7 | 7 |  | RESTON | DULLES (2015) | 230 | 230 | STEEL TOWER | 1.42 | 0 | 1 | SSAC 1192.5 | 0 | 0 | 0 | 0 | 0 | 0 | 0 | 0 | 0 | 0 | 0 | 0 | 0 | 0 | 0 | 0 | 0 | 0 | 0 | 0 | 0 | 0 | 0 | 12
NO |  | 186 | 2012 | 7 | 8 | 8 |  |  | (2015) | 230 | 230 | STEEL TOWER | 3.64 | 0 | 0 | SSAC 1033.5 | 0 | 0 | 0 | 0 | 0 | 0 | 0 | 0 | 0 | 0 | 0 | 0 | 0 | 0 | 0 | 0 | 0 | 0 | 0 | 0 | 0 | 0 | 0 | 12
NO |  | 186 | 2012 | 7 | 9 | 9 |  |  | (2015) | 230 | 230 | CONC H.FRAME | 0.14 | 0 | 0 | SSAC 1033.5 | 0 | 0 | 0 | 0 | 0 | 0 | 0 | 0 | 0 | 0 | 0 | 0 | 0 | 0 | 0 | 0 | 0 | 0 | 0 | 0 | 0 | 0 | 0 | 12
NO |  | 186 | 2012 | 7 | 10 | 10 |  | LANEXA | HARMONY VILLAGE (2016) | 230 | 230 | STEEL TOWER | 5.19 | 0 | 1 | SSAC 1033.5 | 0 | 0 | 0 | 0 | 0 | 0 | 0 | 0 | 0 | 0 | 0 | 0 | 0 | 0 | 0 | 0 | 0 | 0 | 0 | 0 | 0 | 0 | 0 | 12
NO |  | 186 | 2012 | 7 | 11 | 11 |  |  | (2016) | 230 | 230 | H. FRAME STEEL | 25.84 | 0 | 0 | SSAC 1033.5 | 0 | 0 | 0 | 0 | 0 | 0 | 0 | 0 | 0 | 0 | 0 | 0 | 0 | 0 | 0 | 0 | 0 | 0 | 0 | 0 | 0 | 0 | 0 | 12
NO |  | 186 | 2012 | 7 | 12 | 12 |  | HARRISONBURG | ENDLESS CAVERNS (2017) | 230 | 230 | CONC H.FRAME | 19.76 | 0 | 1 |  | 0 | 0 | 0 | 0 | 0 | 0 | 0 | 0 | 0 | 0 | 0 | 0 | 0 | 0 | 0 | 0 | 0 | 0 | 0 | 0 | 0 | 0 | 0 | 12
NO |  | 186 | 2012 | 7 | 13 | 13 |  | GREENWICH | E. RIVER NUG (2018) | 230 | 230 | STEEL TOWER | 0 | 11.13 | 1 | ACAR 1534 | 0 | 0 | 0 | 0 | 0 | 0 | 0 | 0 | 0 | 0 | 0 | 0 | 0 | 0 | 0 | 0 | 0 | 0 | 0 | 0 | 0 | 0 | 0 | 12
NO |  | 186 | 2012 | 7 | 14 | 14 |  | THALIA | GREENWICH (2019) | 230 | 230 | STEEL POLE | 1.17 | 0 | 1 | SSAC 1590 | 0 | 0 | 0 | 0 | 0 | 0 | 0 | 0 | 0 | 0 | 0 | 0 | 0 | 0 | 0 | 0 | 0 | 0 | 0 | 0 | 0 | 0 | 0 | 12
NO |  | 186 | 2012 | 7 | 15 | 15 |  |  | (2019) | 230 | 230 | STEEL POLE | 1.17 | 0 | 0 | ACAR 2500 | 0 | 0 | 0 | 0 | 0 | 0 | 0 | 0 | 0 | 0 | 0 | 0 | 0 | 0 | 0 | 0 | 0 | 0 | 0 | 0 | 0 | 0 | 0 | 12
NO |  | 186 | 2012 | 7 | 16 | 16 |  | ELIZABETH CITY | WINFALL (2020) | 230 | 230 | H. FRAME WOOD | 15.35 | 0 | 1 | ACAR 1109 | 0 | 0 | 0 | 0 | 0 | 0 | 0 | 0 | 0 | 0 | 0 | 0 | 0 | 0 | 0 | 0 | 0 | 0 | 0 | 0 | 0 | 0 | 0 | 12
NO |  | 186 | 2012 | 7 | 17 | 17 |  | ELIZABETH CITY | SHAWBORO (2021) | 230 | 230 | H. FRAME WOOD | 10.26 | 0 | 1 | ACAR 545.6 | 0 | 0 | 0 | 0 | 0 | 0 | 0 | 0 | 0 | 0 | 0 | 0 | 0 | 0 | 0 | 0 | 0 | 0 | 0 | 0 | 0 | 0 | 0 | 12
NO |  | 186 | 2012 | 7 | 18 | 18 |  | RAVENSWORTH | POSSUM POINT (2022) | 230 | 230 | STEEL TOWER | 13.68 | 0 | 1 | ACSR 1033.5 | 0 | 0 | 0 | 0 | 0 | 0 | 0 | 0 | 0 | 0 | 0 | 0 | 0 | 0 | 0 | 0 | 0 | 0 | 0 | 0 | 0 | 0 | 0 | 12
NO |  | 186 | 2012 | 7 | 19 | 19 |  |  | (2022) | 230 | 230 | STEEL POLE | 0 | 0.53 | 0 | ACAR 721 | 0 | 0 | 0 | 0 | 0 | 0 | 0 | 0 | 0 | 0 | 0 | 0 | 0 | 0 | 0 | 0 | 0 | 0 | 0 | 0 | 0 | 0 | 0 | 12
NO |  | 186 | 2012 | 7 | 20 | 20 |  |  | (2022) | 230 | 230 | STEEL POLE | 5.68 | 0 | 0 | ACAR 2500 | 0 | 0 | 0 | 0 | 0 | 0 | 0 | 0 | 0 | 0 | 0 | 0 | 0 | 0 | 0 | 0 | 0 | 0 | 0 | 0 | 0 | 0 | 0 | 12
NO |  | 186 | 2012 | 7 | 21 | 21 |  | GLEBE | JEFFERSON STREET (2023) | 230 | 230 | STEEL POLE | 0 | 0.83 | 1 | ACAR 2500 | 0 | 0 | 0 | 0 | 0 | 0 | 0 | 0 | 0 | 0 | 0 | 0 | 0 | 0 | 0 | 0 | 0 | 0 | 0 | 0 | 0 | 0 | 0 | 12
NO |  | 186 | 2012 | 7 | 22 | 22 |  |  | (2023) | 230 | 230 | UG-HPOF | 0 | 3.1 | 0 | CU 2500 | 0 | 0 | 0 | 0 | 0 | 0 | 0 | 0 | 0 | 0 | 0 | 0 | 0 | 0 | 0 | 0 | 0 | 0 | 0 | 0 | 0 | 0 | 0 | 12
NO |  | 186 | 2012 | 7 | 23 | 23 |  | CHICKAHOMINY | LANEXA (2024) | 230 | 230 | STEEL TOWER | 14.26 | 0 | 1 | ACAR 721 | 0 | 0 | 0 | 0 | 0 | 0 | 0 | 0 | 0 | 0 | 0 | 0 | 0 | 0 | 0 | 0 | 0 | 0 | 0 | 0 | 0 | 0 | 0 | 12
NO |  | 186 | 2012 | 7 | 24 | 24 |  | GREEN RUN | LYNNHAVEN (2025) | 230 | 230 | STEEL TOWER | 5.11 | 0 | 1 | ACAR 721 | 0 | 0 | 0 | 0 | 0 | 0 | 0 | 0 | 0 | 0 | 0 | 0 | 0 | 0 | 0 | 0 | 0 | 0 | 0 | 0 | 0 | 0 | 0 | 12
NO |  | 186 | 2012 | 7 | 25 | 25 |  |  | (2025) | 230 | 230 | CONCRETE POLE | 1.86 | 0 | 0 | ACAR 2500 | 0 | 0 | 0 | 0 | 0 | 0 | 0 | 0 | 0 | 0 | 0 | 0 | 0 | 0 | 0 | 0 | 0 | 0 | 0 | 0 | 0 | 0 | 0 | 12
NO |  | 186 | 2012 | 7 | 26 | 26 |  | LANDSTOWN | LYNNHAVEN (2026) | 230 | 230 | STEEL TOWER | 0 | 5.88 | 1 | ACAR 721 | 0 | 0 | 0 | 0 | 0 | 0 | 0 | 0 | 0 | 0 | 0 | 0 | 0 | 0 | 0 | 0 | 0 | 0 | 0 | 0 | 0 | 0 | 0 | 12
NO |  | 186 | 2012 | 7 | 27 | 27 |  | MIDLOTHIAN | BREMO (2027) | 230 | 230 | WOOD/ST POLE | 35.62 | 0 | 1 | SSAC 1033.5 | 0 | 0 | 0 | 0 | 0 | 0 | 0 | 0 | 0 | 0 | 0 | 0 | 0 | 0 | 0 | 0 | 0 | 0 | 0 | 0 | 0 | 0 | 0 | 12
NO |  | 186 | 2012 | 7 | 28 | 28 |  | CHARLOTTSVILLE | BREMO (2028) | 230 | 230 | STEEL TOWER | 25.53 | 0 | 1 | ACAR 721 | 0 | 0 | 0 | 0 | 0 | 0 | 0 | 0 | 0 | 0 | 0 | 0 | 0 | 0 | 0 | 0 | 0 | 0 | 0 | 0 | 0 | 0 | 0 | 12
NO |  | 186 | 2012 | 7 | 29 | 29 |  | CIA | SWINKS MILL (2029) | 230 | 230 | STEEL POLE | 3.78 | 0 | 1 | ACSS 1033.5 | 0 | 0 | 0 | 0 | 0 | 0 | 0 | 0 | 0 | 0 | 0 | 0 | 0 | 0 | 0 | 0 | 0 | 0 | 0 | 0 | 0 | 0 | 0 | 12
NO |  | 186 | 2012 | 7 | 30 | 30 |  | LOUDOUN | GAINSVILLE (2030) | 230 | 230 | H. FRAME STEEL | 0.19 | 0 | 1 | ACSS 1033.5 | 0 | 0 | 0 | 0 | 0 | 0 | 0 | 0 | 0 | 0 | 0 | 0 | 0 | 0 | 0 | 0 | 0 | 0 | 0 | 0 | 0 | 0 | 0 | 12
NO |  | 186 | 2012 | 7 | 31 | 31 |  |  | (2030) | 230 | 230 | STEEL TOWER | 0 | 7.56 | 0 | ACSR 636 | 0 | 0 | 0 | 0 | 0 | 0 | 0 | 0 | 0 | 0 | 0 | 0 | 0 | 0 | 0 | 0 | 0 | 0 | 0 | 0 | 0 | 0 | 0 | 12
NO |  | 186 | 2012 | 7 | 32 | 32 |  | FOUR RIVERS | ELMONT (2032) | 230 | 230 | H. FRAME WOOD | 8.93 | 0 | 1 | ACSR 795 | 0 | 0 | 0 | 0 | 0 | 0 | 0 | 0 | 0 | 0 | 0 | 0 | 0 | 0 | 0 | 0 | 0 | 0 | 0 | 0 | 0 | 0 | 0 | 12
NO |  | 186 | 2012 | 7 | 33 | 33 |  | CLARK | STERLING PARK (2033) | 230 | 230 | STEEL TOWER | 2.47 | 0 | 1 | SSAC 1033.5 | 0 | 0 | 0 | 0 | 0 | 0 | 0 | 0 | 0 | 0 | 0 | 0 | 0 | 0 | 0 | 0 | 0 | 0 | 0 | 0 | 0 | 0 | 0 | 12
NO |  | 186 | 2012 | 7 | 34 | 34 |  |  | (2033) | 230 | 230 | STEEL TOWER | 2.63 | 0 | 0 | SSAC 1033.5 | 0 | 0 | 0 | 0 | 0 | 0 | 0 | 0 | 0 | 0 | 0 | 0 | 0 | 0 | 0 | 0 | 0 | 0 | 0 | 0 | 0 | 0 | 0 | 12
NO |  | 186 | 2012 | 7 | 35 | 35 |  |  | (2033) | 230 | 230 | STEEL POLE | 1.59 | 0 | 0 | SSAC 1033.5 | 0 | 0 | 0 | 0 | 0 | 0 | 0 | 0 | 0 | 0 | 0 | 0 | 0 | 0 | 0 | 0 | 0 | 0 | 0 | 0 | 0 | 0 | 0 | 12
NO |  | 186 | 2012 | 8 | 1 | 1 |  |  | (2033) | 230 | 230 | STEEL TOWER | 3.75 | 0 | 0 | SSAC 1192.5 | 0 | 0 | 0 | 0 | 0 | 0 | 0 | 0 | 0 | 0 | 0 | 0 | 0 | 0 | 0 | 0 | 0 | 0 | 0 | 0 | 0 | 0 | 0 | 12
NO |  | 186 | 2012 | 8 | 2 | 2 |  | EARLEYS | TROWBRIDGE (2034) | 230 | 230 | H. FRAME WOOD | 29.57 | 0 | 1 | ACAR 545 | 0 | 0 | 0 | 0 | 0 | 0 | 0 | 0 | 0 | 0 | 0 | 0 | 0 | 0 | 0 | 0 | 0 | 0 | 0 | 0 | 0 | 0 | 0 | 12
NO |  | 186 | 2012 | 8 | 3 | 3 |  |  | (2034) | 230 | 230 | STEEL TOWER | 5.49 | 0 | 0 | ACAR 545 | 0 | 0 | 0 | 0 | 0 | 0 | 0 | 0 | 0 | 0 | 0 | 0 | 0 | 0 | 0 | 0 | 0 | 0 | 0 | 0 | 0 | 0 | 0 | 12
NO |  | 186 | 2012 | 8 | 4 | 4 |  | IDYLWOOD | CIA (2035) | 230 | 230 | CONCRETE POLE | 6.41 | 0 | 1 | SSAC 1033.5 | 0 | 0 | 0 | 0 | 0 | 0 | 0 | 0 | 0 | 0 | 0 | 0 | 0 | 0 | 0 | 0 | 0 | 0 | 0 | 0 | 0 | 0 | 0 | 12
NO |  | 186 | 2012 | 8 | 5 | 5 |  | GLEBE | PENTAGON (2036) | 230 | 230 | U.G. HPFF | 2.37 | 0 | 1 | COPPER 1750 | 0 | 0 | 0 | 0 | 0 | 0 | 0 | 0 | 0 | 0 | 0 | 0 | 0 | 0 | 0 | 0 | 0 | 0 | 0 | 0 | 0 | 0 | 0 | 12
NO |  | 186 | 2012 | 8 | 6 | 6 |  | PENTAGON | RADNOR HEIGHTS (2036) | 230 | 230 | U.G. HPFF | 2.67 | 0 | 1 | COPPER 2500 | 0 | 0 | 0 | 0 | 0 | 0 | 0 | 0 | 0 | 0 | 0 | 0 | 0 | 0 | 0 | 0 | 0 | 0 | 0 | 0 | 0 | 0 | 0 | 12
NO |  | 186 | 2012 | 8 | 7 | 7 |  | GLEBE | PENTAGON (2037) | 230 | 230 | U.G. HPFF | 2.37 | 0 | 1 | COPPER 1750 | 0 | 0 | 0 | 0 | 0 | 0 | 0 | 0 | 0 | 0 | 0 | 0 | 0 | 0 | 0 | 0 | 0 | 0 | 0 | 0 | 0 | 0 | 0 | 12
NO |  | 186 | 2012 | 8 | 8 | 8 |  | GREENWICH | REEVES AVENUE (2038) | 230 | 230 | STEEL POLE | 1.83 | 3.92 | 1 | ACAR 2500 | 0 | 0 | 0 | 0 | 0 | 0 | 0 | 0 | 0 | 0 | 0 | 0 | 0 | 0 | 0 | 0 | 0 | 0 | 0 | 0 | 0 | 0 | 0 | 12
NO |  | 186 | 2012 | 8 | 9 | 9 |  | MORRISVILLE | MARSH RUN CT (2039) | 230 | 230 | STEEL | 3.92 | 0 | 1 | ACAR 545.6 | 0 | 0 | 0 | 0 | 0 | 0 | 0 | 0 | 0 | 0 | 0 | 0 | 0 | 0 | 0 | 0 | 0 | 0 | 0 | 0 | 0 | 0 | 0 | 12
NO |  | 186 | 2012 | 8 | 10 | 10 |  | MORRISVILLE | MARSH RUN CT (2040) | 230 | 230 | STEEL | 0 | 3.92 | 1 | SSAC 795 | 0 | 0 | 0 | 0 | 0 | 0 | 0 | 0 | 0 | 0 | 0 | 0 | 0 | 0 | 0 | 0 | 0 | 0 | 0 | 0 | 0 | 0 | 0 | 12
NO |  | 186 | 2012 | 8 | 11 | 11 |  | HOPEWELL | HCF NUG (2041) | 230 | 230 | H.FRAME CONRTE | 0.03 | 0 | 1 | ACAR 1534 | 0 | 0 | 0 | 0 | 0 | 0 | 0 | 0 | 0 | 0 | 0 | 0 | 0 | 0 | 0 | 0 | 0 | 0 | 0 | 0 | 0 | 0 | 0 | 12
NO |  | 186 | 2012 | 8 | 12 | 12 |  | OCCOQUAN | OGDEN MARTIN (2042) | 230 | 230 | WOOD/ST POLE | 2.95 | 0.36 | 1 | ACAR 1534 | 0 | 0 | 0 | 0 | 0 | 0 | 0 | 0 | 0 | 0 | 0 | 0 | 0 | 0 | 0 | 0 | 0 | 0 | 0 | 0 | 0 | 0 | 0 | 12
NO |  | 186 | 2012 | 8 | 13 | 13 |  | DISCOVERY | RESTON (2043) | 230 | 230 | STEEL POLE | 1.82 | 0 | 1 | ACSR 1590 | 0 | 0 | 0 | 0 | 0 | 0 | 0 | 0 | 0 | 0 | 0 | 0 | 0 | 0 | 0 | 0 | 0 | 0 | 0 | 0 | 0 | 0 | 0 | 12
NO |  | 186 | 2012 | 8 | 14 | 14 |  |  | (2043) | 230 | 230 | STEEL | 0 | 3.62 | 0 | SSAC 1033.5 | 0 | 0 | 0 | 0 | 0 | 0 | 0 | 0 | 0 | 0 | 0 | 0 | 0 | 0 | 0 | 0 | 0 | 0 | 0 | 0 | 0 | 0 | 0 | 12
NO |  | 186 | 2012 | 8 | 15 | 15 |  |  | (2043) | 230 | 230 | STEEL | 0 | 1.46 | 0 | SSAC 1192.5 | 0 | 0 | 0 | 0 | 0 | 0 | 0 | 0 | 0 | 0 | 0 | 0 | 0 | 0 | 0 | 0 | 0 | 0 | 0 | 0 | 0 | 0 | 0 | 12
NO |  | 186 | 2012 | 8 | 16 | 16 |  | BEAR ISLAND | FOUR RIVERS (2044) | 230 | 230 | WOOD POLE | 0.05 | 0 | 1 | ACSR 795 | 0 | 0 | 0 | 0 | 0 | 0 | 0 | 0 | 0 | 0 | 0 | 0 | 0 | 0 | 0 | 0 | 0 | 0 | 0 | 0 | 0 | 0 | 0 | 12
NO |  | 186 | 2012 | 8 | 17 | 17 |  | LOUDOUN | BRAMBLETON (2045) | 230 | 230 | ST TOWER | 5.08 | 0 | 1 | ACCR 1033-T13 | 0 | 0 | 0 | 0 | 0 | 0 | 0 | 0 | 0 | 0 | 0 | 0 | 0 | 0 | 0 | 0 | 0 | 0 | 0 | 0 | 0 | 0 | 0 | 12
NO |  | 186 | 2012 | 8 | 18 | 18 |  | HOPEWELL | POLYESTER PWR STA (2046) | 230 | 230 | STEEL POLE | 0.72 | 0 | 1 | ACAR 1534 | 0 | 0 | 0 | 0 | 0 | 0 | 0 | 0 | 0 | 0 | 0 | 0 | 0 | 0 | 0 | 0 | 0 | 0 | 0 | 0 | 0 | 0 | 0 | 12
NO |  | 186 | 2012 | 8 | 19 | 19 |  | SURRY | GRAVEL NECK (2047) | 230 | 230 | CONCRETE POLE | 0.31 | 0 | 1 | ACSR 1033.5 | 0 | 0 | 0 | 0 | 0 | 0 | 0 | 0 | 0 | 0 | 0 | 0 | 0 | 0 | 0 | 0 | 0 | 0 | 0 | 0 | 0 | 0 | 0 | 12
NO |  | 186 | 2012 | 8 | 20 | 20 |  | SURRY | GRAVEL NECK (2048) | 230 | 230 | CONCRETE POLE | 0.44 | 0 | 1 | ACSR 1033.5 | 0 | 0 | 0 | 0 | 0 | 0 | 0 | 0 | 0 | 0 | 0 | 0 | 0 | 0 | 0 | 0 | 0 | 0 | 0 | 0 | 0 | 0 | 0 | 12
NO |  | 186 | 2012 | 8 | 21 | 21 |  | CHESTERFIELD | ALLIED (2049) | 230 | 230 | STEEL TOWER | 2.89 | 0 | 1 | ACSR 636 | 0 | 0 | 0 | 0 | 0 | 0 | 0 | 0 | 0 | 0 | 0 | 0 | 0 | 0 | 0 | 0 | 0 | 0 | 0 | 0 | 0 | 0 | 0 | 12
NO |  | 186 | 2012 | 8 | 22 | 22 |  |  | (2049) | 230 | 230 | STEEL POLE | 1.67 | 0 | 0 | ACSR 636 | 0 | 0 | 0 | 0 | 0 | 0 | 0 | 0 | 0 | 0 | 0 | 0 | 0 | 0 | 0 | 0 | 0 | 0 | 0 | 0 | 0 | 0 | 0 | 12
NO |  | 186 | 2012 | 8 | 23 | 23 |  |  | (2049) | 230 | 230 | H. FRAME WOOD | 5.35 | 0 | 0 | ACSR 636 | 0 | 0 | 0 | 0 | 0 | 0 | 0 | 0 | 0 | 0 | 0 | 0 | 0 | 0 | 0 | 0 | 0 | 0 | 0 | 0 | 0 | 0 | 0 | 12
NO |  | 186 | 2012 | 8 | 24 | 24 |  | ALLIED | CHICKAHOMINY (2050) | 230 | 230 | STEEL TOWER | 5.98 | 0 | 1 | ACSR 636 | 0 | 0 | 0 | 0 | 0 | 0 | 0 | 0 | 0 | 0 | 0 | 0 | 0 | 0 | 0 | 0 | 0 | 0 | 0 | 0 | 0 | 0 | 0 | 12
NO |  | 186 | 2012 | 8 | 25 | 25 |  |  | (2050) | 230 | 230 | H. FRAME WOOD | 6.58 | 0 | 0 | ACSR 636 | 0 | 0 | 0 | 0 | 0 | 0 | 0 | 0 | 0 | 0 | 0 | 0 | 0 | 0 | 0 | 0 | 0 | 0 | 0 | 0 | 0 | 0 | 0 | 12
NO |  | 186 | 2012 | 8 | 26 | 26 |  |  | (2050) | 230 | 230 | STEEL POLE | 2.47 | 0 | 0 | ACSR 636 | 0 | 0 | 0 | 0 | 0 | 0 | 0 | 0 | 0 | 0 | 0 | 0 | 0 | 0 | 0 | 0 | 0 | 0 | 0 | 0 | 0 | 0 | 0 | 12
NO |  | 186 | 2012 | 8 | 27 | 27 |  | CLIFTON | PENDER (2051) | 230 | 230 | STEEL POLE | 0 | 6.78 | 1 | ACAR 2500 | 0 | 0 | 0 | 0 | 0 | 0 | 0 | 0 | 0 | 0 | 0 | 0 | 0 | 0 | 0 | 0 | 0 | 0 | 0 | 0 | 0 | 0 | 0 | 12
NO |  | 186 | 2012 | 8 | 28 | 28 |  |  | (2051) | 230 | 230 | STEEL TOWER | 2.88 | 0 | 0 | ACSR 1033.5 | 0 | 0 | 0 | 0 | 0 | 0 | 0 | 0 | 0 | 0 | 0 | 0 | 0 | 0 | 0 | 0 | 0 | 0 | 0 | 0 | 0 | 0 | 0 | 12
NO |  | 186 | 2012 | 8 | 29 | 29 |  | LEXINGTON | CLIFTON FORGE (2052) | 230 | 230 | STEEL TOWER | 33.42 | 0 | 1 | ACSR 1033 | 0 | 0 | 0 | 0 | 0 | 0 | 0 | 0 | 0 | 0 | 0 | 0 | 0 | 0 | 0 | 0 | 0 | 0 | 0 | 0 | 0 | 0 | 0 | 12
NO |  | 186 | 2012 | 8 | 30 | 30 |  | NORTHEAST | DARBYTOWN (2053) | 230 | 230 | STEEL POLE | 3.5 | 0 | 1 | ACAR 721 | 0 | 0 | 0 | 0 | 0 | 0 | 0 | 0 | 0 | 0 | 0 | 0 | 0 | 0 | 0 | 0 | 0 | 0 | 0 | 0 | 0 | 0 | 0 | 12
NO |  | 186 | 2012 | 8 | 31 | 31 |  | CHARLOTTESVILLE | GORDONSVILLE (2054) | 230 | 230 | H. FRAME WOOD | 8.41 | 0 | 1 | ACAR 254.6 | 0 | 0 | 0 | 0 | 0 | 0 | 0 | 0 | 0 | 0 | 0 | 0 | 0 | 0 | 0 | 0 | 0 | 0 | 0 | 0 | 0 | 0 | 0 | 12
NO |  | 186 | 2012 | 8 | 32 | 32 |  |  | (2054) | 230 | 230 | WOOD POLE | 15.92 | 0 | 0 | ACSR 477 | 0 | 0 | 0 | 0 | 0 | 0 | 0 | 0 | 0 | 0 | 0 | 0 | 0 | 0 | 0 | 0 | 0 | 0 | 0 | 0 | 0 | 0 | 0 | 12
NO |  | 186 | 2012 | 8 | 33 | 33 |  | BASIN | BELLEMEADE (2055) | 230 | 230 | STEEL TOWER | 0.52 | 0.04 | 1 | ACAR 1534 | 0 | 0 | 0 | 0 | 0 | 0 | 0 | 0 | 0 | 0 | 0 | 0 | 0 | 0 | 0 | 0 | 0 | 0 | 0 | 0 | 0 | 0 | 0 | 12
NO |  | 186 | 2012 | 8 | 34 | 34 |  | HORNERTOWN | ROCKY MT. CP&L (2056) | 230 | 230 | H. FRAME WOOD | 26.25 | 0 | 1 | ACSR 1033.5 | 0 | 0 | 0 | 0 | 0 | 0 | 0 | 0 | 0 | 0 | 0 | 0 | 0 | 0 | 0 | 0 | 0 | 0 | 0 | 0 | 0 | 0 | 0 | 12
NO |  | 186 | 2012 | 8 | 35 | 35 |  |  | (2056) | 230 | 230 | STEEL | 2.68 | 0 | 0 | ACSR 1033.5 | 0 | 0 | 0 | 0 | 0 | 0 | 0 | 0 | 0 | 0 | 0 | 0 | 0 | 0 | 0 | 0 | 0 | 0 | 0 | 0 | 0 | 0 | 0 | 12
NO |  | 186 | 2012 | 9 | 1 | 1 |  |  | (2056) | 230 | 230 | STEEL | 0 | 4.16 | 0 | ACAR 1109 | 0 | 0 | 0 | 0 | 0 | 0 | 0 | 0 | 0 | 0 | 0 | 0 | 0 | 0 | 0 | 0 | 0 | 0 | 0 | 0 | 0 | 0 | 0 | 12
NO |  | 186 | 2012 | 9 | 2 | 2 |  | HORNERTOWN | ROSEMARY (2057) | 230 | 230 | STEEL POLE | 0.51 | 0 | 1 | ACAR 1534 | 0 | 0 | 0 | 0 | 0 | 0 | 0 | 0 | 0 | 0 | 0 | 0 | 0 | 0 | 0 | 0 | 0 | 0 | 0 | 0 | 0 | 0 | 0 | 12
NO |  | 186 | 2012 | 9 | 3 | 3 |  | EDGECOMB | ROCKY MT. CP&L (2058) | 230 | 230 | STEEL TOWER | 4.81 | 0 | 1 | ACAR 1109 | 0 | 0 | 0 | 0 | 0 | 0 | 0 | 0 | 0 | 0 | 0 | 0 | 0 | 0 | 0 | 0 | 0 | 0 | 0 | 0 | 0 | 0 | 0 | 12
NO |  | 186 | 2012 | 9 | 4 | 4 |  | CAROLINA | ROCKY VALLEY NUG (2060) | 230 | 230 | STEEL TOWER | 2 | 0 | 1 | ACAR 545.6 | 0 | 0 | 0 | 0 | 0 | 0 | 0 | 0 | 0 | 0 | 0 | 0 | 0 | 0 | 0 | 0 | 0 | 0 | 0 | 0 | 0 | 0 | 0 | 12
NO |  | 186 | 2012 | 9 | 5 | 5 |  |  | (2060) | 230 | 230 | H. FRAME STEEL | 2.1 | 0 | 0 | ACAR 1534 | 0 | 0 | 0 | 0 | 0 | 0 | 0 | 0 | 0 | 0 | 0 | 0 | 0 | 0 | 0 | 0 | 0 | 0 | 0 | 0 | 0 | 0 | 0 | 12
NO |  | 186 | 2012 | 9 | 6 | 6 |  | FOUR RIVERS | FOUR RIVERS NUG (2061) | 230 | 230 | STEEL POLE | 0.17 | 0 | 1 | ACSR 1590 | 0 | 0 | 0 | 0 | 0 | 0 | 0 | 0 | 0 | 0 | 0 | 0 | 0 | 0 | 0 | 0 | 0 | 0 | 0 | 0 | 0 | 0 | 0 | 12
NO |  | 186 | 2012 | 9 | 7 | 7 |  | RESTON | DRANESVILLE (2062) | 230 | 230 | STEEL POLE | 1.56 | 0 | 1 | SSAC 1192.5 | 0 | 0 | 0 | 0 | 0 | 0 | 0 | 0 | 0 | 0 | 0 | 0 | 0 | 0 | 0 | 0 | 0 | 0 | 0 | 0 | 0 | 0 | 0 | 12
NO |  | 186 | 2012 | 9 | 8 | 8 |  |  | (2062) | 230 | 230 | CONCRETE POLE | 1.41 | 0 | 0 | SSAC 1033.5 | 0 | 0 | 0 | 0 | 0 | 0 | 0 | 0 | 0 | 0 | 0 | 0 | 0 | 0 | 0 | 0 | 0 | 0 | 0 | 0 | 0 | 0 | 0 | 12
NO |  | 186 | 2012 | 9 | 9 | 9 |  | CLIFTON | RAVENSWORTH (2063) | 230 | 230 | STEEL TOWER | 7.13 | 0 | 1 | ACSR 1272 | 0 | 0 | 0 | 0 | 0 | 0 | 0 | 0 | 0 | 0 | 0 | 0 | 0 | 0 | 0 | 0 | 0 | 0 | 0 | 0 | 0 | 0 | 0 | 12
NO |  | 186 | 2012 | 9 | 10 | 10 |  | SHAWBORO | KITTY HAWK (2064) | 230 | 230 | ST. H-FRAME | 30.08 | 0 | 1 | ACAR 545.6 | 0 | 0 | 0 | 0 | 0 | 0 | 0 | 0 | 0 | 0 | 0 | 0 | 0 | 0 | 0 | 0 | 0 | 0 | 0 | 0 | 0 | 0 | 0 | 12
NO |  | 186 | 2012 | 9 | 11 | 11 |  |  | (2064) | 230 | 230 | CONC. POLE | 2.87 | 0 | 0 | ACSR/SD 795 | 0 | 0 | 0 | 0 | 0 | 0 | 0 | 0 | 0 | 0 | 0 | 0 | 0 | 0 | 0 | 0 | 0 | 0 | 0 | 0 | 0 | 0 | 0 | 12
NO |  | 186 | 2012 | 9 | 12 | 12 |  |  | (2064) | 230 | 230 | WOOD POLE | 3.96 | 0 | 0 | ACAR 721 | 0 | 0 | 0 | 0 | 0 | 0 | 0 | 0 | 0 | 0 | 0 | 0 | 0 | 0 | 0 | 0 | 0 | 0 | 0 | 0 | 0 | 0 | 0 | 12
NO |  | 186 | 2012 | 9 | 13 | 13 |  | BASIN | SPRUANCE (2065) | 230 | 230 | STEEL POLE | 3.19 | 0.47 | 1 | ACAR 2500 | 0 | 0 | 0 | 0 | 0 | 0 | 0 | 0 | 0 | 0 | 0 | 0 | 0 | 0 | 0 | 0 | 0 | 0 | 0 | 0 | 0 | 0 | 0 | 12
NO |  | 186 | 2012 | 9 | 14 | 14 |  | MIDLOTHIAN | WINTERPOCK (2066) | 230 | 230 | STEEL POLE | 2.83 | 2.74 | 1 | ACSR 636 | 0 | 0 | 0 | 0 | 0 | 0 | 0 | 0 | 0 | 0 | 0 | 0 | 0 | 0 | 0 | 0 | 0 | 0 | 0 | 0 | 0 | 0 | 0 | 12
NO |  | 186 | 2012 | 9 | 15 | 15 |  |  | (2066) | 230 | 230 | STEEL TOWER | 2.91 | 0 | 0 | ACSR 636 | 0 | 0 | 0 | 0 | 0 | 0 | 0 | 0 | 0 | 0 | 0 | 0 | 0 | 0 | 0 | 0 | 0 | 0 | 0 | 0 | 0 | 0 | 0 | 12
NO |  | 186 | 2012 | 9 | 16 | 16 |  |  | (2066) | 230 | 230 | STEEL H/POLE | 0 | 7.72 | 0 | ACSR 636 | 0 | 0 | 0 | 0 | 0 | 0 | 0 | 0 | 0 | 0 | 0 | 0 | 0 | 0 | 0 | 0 | 0 | 0 | 0 | 0 | 0 | 0 | 0 | 12
NO |  | 186 | 2012 | 9 | 17 | 17 |  |  | (2066) | 230 | 230 | STEEL TOWER | 0 | 1.44 | 0 | ACAR 721 | 0 | 0 | 0 | 0 | 0 | 0 | 0 | 0 | 0 | 0 | 0 | 0 | 0 | 0 | 0 | 0 | 0 | 0 | 0 | 0 | 0 | 0 | 0 | 12
NO |  | 186 | 2012 | 9 | 18 | 18 |  | FOUR RIVERS | FOUR RIVERS NUG (2067) | 230 | 230 | WOOD POLE | 0.06 | 0 | 1 | ACSR 1590 | 0 | 0 | 0 | 0 | 0 | 0 | 0 | 0 | 0 | 0 | 0 | 0 | 0 | 0 | 0 | 0 | 0 | 0 | 0 | 0 | 0 | 0 | 0 | 12
NO |  | 186 | 2012 | 9 | 19 | 19 |  | CLOVER | HALIFAX (2068) | 230 | 230 | H. FRAME WOOD | 3.65 | 0 | 1 | ACSR 636 | 0 | 0 | 0 | 0 | 0 | 0 | 0 | 0 | 0 | 0 | 0 | 0 | 0 | 0 | 0 | 0 | 0 | 0 | 0 | 0 | 0 | 0 | 0 | 12
NO |  | 186 | 2012 | 9 | 20 | 20 |  |  | (2068) | 230 | 230 | H. FRAME WOOD | 12.93 | 0 | 0 | ACSR 477 | 0 | 0 | 0 | 0 | 0 | 0 | 0 | 0 | 0 | 0 | 0 | 0 | 0 | 0 | 0 | 0 | 0 | 0 | 0 | 0 | 0 | 0 | 0 | 12
NO |  | 186 | 2012 | 9 | 21 | 21 |  |  | (2068) | 230 | 230 | CON. H. FRAME | 0.21 | 0 | 0 | ACSR 545.6 | 0 | 0 | 0 | 0 | 0 | 0 | 0 | 0 | 0 | 0 | 0 | 0 | 0 | 0 | 0 | 0 | 0 | 0 | 0 | 0 | 0 | 0 | 0 | 12
NO |  | 186 | 2012 | 9 | 22 | 22 |  | YADKIN | ELIZABETH RIVER (2070) | 230 | 230 | STEEL POLE | 2.56 | 0.72 | 1 | ACSR 1534 | 0 | 0 | 0 | 0 | 0 | 0 | 0 | 0 | 0 | 0 | 0 | 0 | 0 | 0 | 0 | 0 | 0 | 0 | 0 | 0 | 0 | 0 | 0 | 12
NO |  | 186 | 2012 | 9 | 23 | 23 |  | ELIZABETH RIVER | E. RIVER PWR STA (2071) | 230 | 230 | STEEL POLE | 0.08 | 0 | 1 | ACSR 1590 | 0 | 0 | 0 | 0 | 0 | 0 | 0 | 0 | 0 | 0 | 0 | 0 | 0 | 0 | 0 | 0 | 0 | 0 | 0 | 0 | 0 | 0 | 0 | 12
NO |  | 186 | 2012 | 9 | 24 | 24 |  | LYNNHAVEN | VIRGINIA BEACH (2072) | 230 | 230 | CONCRETE POLE | 4.36 | 0 | 1 | ACAR 2500 | 0 | 0 | 0 | 0 | 0 | 0 | 0 | 0 | 0 | 0 | 0 | 0 | 0 | 0 | 0 | 0 | 0 | 0 | 0 | 0 | 0 | 0 | 0 | 12
NO |  | 186 | 2012 | 9 | 25 | 25 |  | SHAWBORO | KITTY HAWK (2073) | 230 | 230 | ST. H-FRAME | 0 | 30.26 | 1 | ACAR 545.6 | 0 | 0 | 0 | 0 | 0 | 0 | 0 | 0 | 0 | 0 | 0 | 0 | 0 | 0 | 0 | 0 | 0 | 0 | 0 | 0 | 0 | 0 | 0 | 12
NO |  | 186 | 2012 | 9 | 26 | 26 |  |  | (2073) | 230 | 230 | CONC. POLE | 0 | 2.87 | 0 | ACSR/SD 795 | 0 | 0 | 0 | 0 | 0 | 0 | 0 | 0 | 0 | 0 | 0 | 0 | 0 | 0 | 0 | 0 | 0 | 0 | 0 | 0 | 0 | 0 | 0 | 12
NO |  | 186 | 2012 | 9 | 27 | 27 |  |  | (2073) | 230 | 230 | WD H-FRAME | 1.63 | 0 | 0 | ACSR 477 | 0 | 0 | 0 | 0 | 0 | 0 | 0 | 0 | 0 | 0 | 0 | 0 | 0 | 0 | 0 | 0 | 0 | 0 | 0 | 0 | 0 | 0 | 0 | 12
NO |  | 186 | 2012 | 9 | 28 | 28 |  |  | (2073) | 230 | 230 | WOOD POLE | 4.01 | 0 | 0 | ACSR 1033.5 | 0 | 0 | 0 | 0 | 0 | 0 | 0 | 0 | 0 | 0 | 0 | 0 | 0 | 0 | 0 | 0 | 0 | 0 | 0 | 0 | 0 | 0 | 0 | 12
NO |  | 186 | 2012 | 9 | 29 | 29 |  |  | AYDLETT | 230 | 230 | WD H-FRAME | 1.63 | 0 | 0 | ACSR 477 | 0 | 0 | 0 | 0 | 0 | 0 | 0 | 0 | 0 | 0 | 0 | 0 | 0 | 0 | 0 | 0 | 0 | 0 | 0 | 0 | 0 | 0 | 0 | 12
NO |  | 186 | 2012 | 9 | 30 | 30 |  | GORDONSVILLE | SOUTH ANNA (2074) | 230 | 230 | H. FRAME WOOD | 0.63 | 0 | 1 | ACSR 1590 | 0 | 0 | 0 | 0 | 0 | 0 | 0 | 0 | 0 | 0 | 0 | 0 | 0 | 0 | 0 | 0 | 0 | 0 | 0 | 0 | 0 | 0 | 0 | 12
NO |  | 186 | 2012 | 9 | 31 | 31 |  |  | (2074) | 230 | 230 | H. FRAME WOOD | 0.19 | 0 | 0 | ACSR 477 | 0 | 0 | 0 | 0 | 0 | 0 | 0 | 0 | 0 | 0 | 0 | 0 | 0 | 0 | 0 | 0 | 0 | 0 | 0 | 0 | 0 | 0 | 0 | 12
NO |  | 186 | 2012 | 9 | 32 | 32 |  |  | (2074) | 230 | 230 | STEEL POLE | 0.21 | 0 | 0 | ACSR 477 | 0 | 0 | 0 | 0 | 0 | 0 | 0 | 0 | 0 | 0 | 0 | 0 | 0 | 0 | 0 | 0 | 0 | 0 | 0 | 0 | 0 | 0 | 0 | 12
NO |  | 186 | 2012 | 9 | 33 | 33 |  | ELMONT | OLD CHURCH (2075) | 230 | 230 | H. FRAME STEEL | 32.08 | 0 | 1 | ACSR 636 | 0 | 0 | 0 | 0 | 0 | 0 | 0 | 0 | 0 | 0 | 0 | 0 | 0 | 0 | 0 | 0 | 0 | 0 | 0 | 0 | 0 | 0 | 0 | 12
NO |  | 186 | 2012 | 9 | 34 | 34 |  | BIRCHWOOD | NORTHERN NECK (2076) | 230 | 230 | H. FRAME STEEL | 41.19 | 0 | 1 | ACAR 545.6 | 0 | 0 | 0 | 0 | 0 | 0 | 0 | 0 | 0 | 0 | 0 | 0 | 0 | 0 | 0 | 0 | 0 | 0 | 0 | 0 | 0 | 0 | 0 | 12
NO |  | 186 | 2012 | 9 | 35 | 35 |  |  | (2076) | 230 | 230 | H. FRAME STEEL | 3.09 | 0 | 0 | ACAR 1534 | 0 | 0 | 0 | 0 | 0 | 0 | 0 | 0 | 0 | 0 | 0 | 0 | 0 | 0 | 0 | 0 | 0 | 0 | 0 | 0 | 0 | 0 | 0 | 12
NO |  | 186 | 2012 | 10 | 1 | 1 |  | REMINGTON | REMINGTON CT (2077) | 230 | 230 | ST. POLE | 0.54 | 0 | 1 | ACSR 636 | 0 | 0 | 0 | 0 | 0 | 0 | 0 | 0 | 0 | 0 | 0 | 0 | 0 | 0 | 0 | 0 | 0 | 0 | 0 | 0 | 0 | 0 | 0 | 12
NO |  | 186 | 2012 | 10 | 2 | 2 |  | POSSUM POINT 500 | POSSUM POINT 230 (2078) | 230 | 230 | H.FRAME | 0.81 | 0 | 1 | ACSR 636 | 0 | 0 | 0 | 0 | 0 | 0 | 0 | 0 | 0 | 0 | 0 | 0 | 0 | 0 | 0 | 0 | 0 | 0 | 0 | 0 | 0 | 0 | 0 | 12
NO |  | 186 | 2012 | 10 | 3 | 3 |  | BEAUMEADE | DRANESVILLE (2079) | 230 | 230 | STEEL POLE | 1.51 | 0.7 | 1 | ACSR 2-636 | 0 | 0 | 0 | 0 | 0 | 0 | 0 | 0 | 0 | 0 | 0 | 0 | 0 | 0 | 0 | 0 | 0 | 0 | 0 | 0 | 0 | 0 | 0 | 12
NO |  | 186 | 2012 | 10 | 4 | 4 |  |  | (2079) | 230 | 230 | STEEL TOWER | 2.12 | 0 | 0 | ACSR 1192.5 | 0 | 0 | 0 | 0 | 0 | 0 | 0 | 0 | 0 | 0 | 0 | 0 | 0 | 0 | 0 | 0 | 0 | 0 | 0 | 0 | 0 | 0 | 0 | 12
NO |  | 186 | 2012 | 10 | 5 | 5 |  |  | (2079) | 230 | 230 | CONC POLE | 0.04 | 0 | 0 | SSAC 1033.5 | 0 | 0 | 0 | 0 | 0 | 0 | 0 | 0 | 0 | 0 | 0 | 0 | 0 | 0 | 0 | 0 | 0 | 0 | 0 | 0 | 0 | 0 | 0 | 12
NO |  | 186 | 2012 | 10 | 6 | 6 |  |  | (2079) | 230 | 230 | STEEL TOWER | 0 | 3.67 | 0 | SSAC 1192.5 | 0 | 0 | 0 | 0 | 0 | 0 | 0 | 0 | 0 | 0 | 0 | 0 | 0 | 0 | 0 | 0 | 0 | 0 | 0 | 0 | 0 | 0 | 0 | 12
NO |  | 186 | 2012 | 10 | 7 | 7 |  |  | (2079) | 230 | 230 | STEEL POLE | 0 | 1.7 | 0 | SSAC 1192.5 | 0 | 0 | 0 | 0 | 0 | 0 | 0 | 0 | 0 | 0 | 0 | 0 | 0 | 0 | 0 | 0 | 0 | 0 | 0 | 0 | 0 | 0 | 0 | 12
NO |  | 186 | 2012 | 10 | 8 | 8 |  | BEAUMEADE | STERLING PARK (2081) | 230 | 230 | STEEL TOWER | 0.72 | 0 | 1 | ACSR 1192.5 | 0 | 0 | 0 | 0 | 0 | 0 | 0 | 0 | 0 | 0 | 0 | 0 | 0 | 0 | 0 | 0 | 0 | 0 | 0 | 0 | 0 | 0 | 0 | 12
NO |  | 186 | 2012 | 10 | 9 | 9 |  |  | (2081) | 230 | 230 | STEEL TOWER | 0 | 2.24 | 0 | SSAC 1192.5 | 0 | 0 | 0 | 0 | 0 | 0 | 0 | 0 | 0 | 0 | 0 | 0 | 0 | 0 | 0 | 0 | 0 | 0 | 0 | 0 | 0 | 0 | 0 | 12
NO |  | 186 | 2012 | 10 | 10 | 10 |  |  | (2081) | 230 | 230 | CONC POLE | 0 | 0.03 | 0 | SSAC 1033.5 | 0 | 0 | 0 | 0 | 0 | 0 | 0 | 0 | 0 | 0 | 0 | 0 | 0 | 0 | 0 | 0 | 0 | 0 | 0 | 0 | 0 | 0 | 0 | 12
NO |  | 186 | 2012 | 10 | 11 | 11 |  | SEWELLS POINT | NAVY NORTH (2082) | 230 | 230 | U.G. HPFF | 2.02 | 0 | 1 | CU 2500 | 0 | 0 | 0 | 0 | 0 | 0 | 0 | 0 | 0 | 0 | 0 | 0 | 0 | 0 | 0 | 0 | 0 | 0 | 0 | 0 | 0 | 0 | 0 | 12
NO |  | 186 | 2012 | 10 | 12 | 12 |  | BIRCHWOOD | FREDERCKSBURG (2083) | 230 | 230 | H. FRAME STEEL | 12.18 | 0 | 1 | ACAR 545.6 | 0 | 0 | 0 | 0 | 0 | 0 | 0 | 0 | 0 | 0 | 0 | 0 | 0 | 0 | 0 | 0 | 0 | 0 | 0 | 0 | 0 | 0 | 0 | 12
NO |  | 186 | 2012 | 10 | 13 | 13 |  |  | (2083) | 230 | 230 | H. FRAME STEEL | 0 | 3.05 | 0 | ACAR 1534 | 0 | 0 | 0 | 0 | 0 | 0 | 0 | 0 | 0 | 0 | 0 | 0 | 0 | 0 | 0 | 0 | 0 | 0 | 0 | 0 | 0 | 0 | 0 | 12
NO |  | 186 | 2012 | 10 | 14 | 14 |  | LEXINGTON | LOWMOOR (2084) | 230 | 230 | STEEL TOWER | 37.37 | 0 | 1 | ACSR 477 | 0 | 0 | 0 | 0 | 0 | 0 | 0 | 0 | 0 | 0 | 0 | 0 | 0 | 0 | 0 | 0 | 0 | 0 | 0 | 0 | 0 | 0 | 0 | 12
NO |  | 186 | 2012 | 10 | 15 | 15 |  | LANDSTOWN | WEST LANDING (2085) | 230 | 230 | STEEL POLE | 7.9 | 0 | 1 | ACSR 636 | 0 | 0 | 0 | 0 | 0 | 0 | 0 | 0 | 0 | 0 | 0 | 0 | 0 | 0 | 0 | 0 | 0 | 0 | 0 | 0 | 0 | 0 | 0 | 12
NO |  | 186 | 2012 | 10 | 16 | 16 |  | REMINGTON CT | WARRENTON (2086) | 230 | 230 | CONC. POLE | 11.2 | 0 | 1 | ACAR 1109 | 0 | 0 | 0 | 0 | 0 | 0 | 0 | 0 | 0 | 0 | 0 | 0 | 0 | 0 | 0 | 0 | 0 | 0 | 0 | 0 | 0 | 0 | 0 | 12
NO |  | 186 | 2012 | 10 | 17 | 17 |  |  | (2086) | 230 | 230 | STEEL POLE | 0 | 0.61 | 0 | ACAR 1109 | 0 | 0 | 0 | 0 | 0 | 0 | 0 | 0 | 0 | 0 | 0 | 0 | 0 | 0 | 0 | 0 | 0 | 0 | 0 | 0 | 0 | 0 | 0 | 12
NO |  | 186 | 2012 | 10 | 18 | 18 |  | FENTRESS | SHAWBORO (2087) | 230 | 230 | STEEL TOWER | 0 | 4.33 | 1 | ACAR 545.6 | 0 | 0 | 0 | 0 | 0 | 0 | 0 | 0 | 0 | 0 | 0 | 0 | 0 | 0 | 0 | 0 | 0 | 0 | 0 | 0 | 0 | 0 | 0 | 12
NO |  | 186 | 2012 | 10 | 19 | 19 |  |  | (2087) | 230 | 230 | STEEL POLE | 21.04 | 0 | 0 | ACSR 636 | 0 | 0 | 0 | 0 | 0 | 0 | 0 | 0 | 0 | 0 | 0 | 0 | 0 | 0 | 0 | 0 | 0 | 0 | 0 | 0 | 0 | 0 | 0 | 12
NO |  | 186 | 2012 | 10 | 20 | 20 |  | GORDONSVILLE | LOUISA CT (2088) | 230 | 230 | H. FRAME WOOD | 0.58 | 0 | 1 | ACSR 477 | 0 | 0 | 0 | 0 | 0 | 0 | 0 | 0 | 0 | 0 | 0 | 0 | 0 | 0 | 0 | 0 | 0 | 0 | 0 | 0 | 0 | 0 | 0 | 12
NO |  | 186 | 2012 | 10 | 21 | 21 |  |  | (2088) | 230 | 230 | STEEL POLE | 0 | 0.21 | 0 | ACSR 477 | 0 | 0 | 0 | 0 | 0 | 0 | 0 | 0 | 0 | 0 | 0 | 0 | 0 | 0 | 0 | 0 | 0 | 0 | 0 | 0 | 0 | 0 | 0 | 12
NO |  | 186 | 2012 | 10 | 22 | 22 |  | LADYSMITH | LADYSMITH CT (2089) | 230 | 230 | STEEL | 3.94 | 0 | 1 | ACSR 636 | 0 | 0 | 0 | 0 | 0 | 0 | 0 | 0 | 0 | 0 | 0 | 0 | 0 | 0 | 0 | 0 | 0 | 0 | 0 | 0 | 0 | 0 | 0 | 12
NO |  | 186 | 2012 | 10 | 23 | 23 |  | LADYSMITH CT | FREDERICKSBURG (2090) | 230 | 230 | STEEL TOWER | 0 | 5.2 | 1 | ACSR 795 | 0 | 0 | 0 | 0 | 0 | 0 | 0 | 0 | 0 | 0 | 0 | 0 | 0 | 0 | 0 | 0 | 0 | 0 | 0 | 0 | 0 | 0 | 0 | 12
NO |  | 186 | 2012 | 10 | 24 | 24 |  |  | (2090) | 230 | 230 | H. FRAME WOOD | 12.09 | 0 | 0 | ACSR 795 | 0 | 0 | 0 | 0 | 0 | 0 | 0 | 0 | 0 | 0 | 0 | 0 | 0 | 0 | 0 | 0 | 0 | 0 | 0 | 0 | 0 | 0 | 0 | 12
NO |  | 186 | 2012 | 10 | 25 | 25 |  | WHITE OAK | CHICKAHOMINY (2091) | 230 | 230 | STEEL TOWER | 3.62 | 0 | 1 | ACAR 721 | 0 | 0 | 0 | 0 | 0 | 0 | 0 | 0 | 0 | 0 | 0 | 0 | 0 | 0 | 0 | 0 | 0 | 0 | 0 | 0 | 0 | 0 | 0 | 12
NO |  | 186 | 2012 | 10 | 26 | 26 |  |  | (2091) | 230 | 230 | STEEL POLE | 3.51 | 0 | 0 | ACSR 636 | 0 | 0 | 0 | 0 | 0 | 0 | 0 | 0 | 0 | 0 | 0 | 0 | 0 | 0 | 0 | 0 | 0 | 0 | 0 | 0 | 0 | 0 | 0 | 12
NO |  | 186 | 2012 | 10 | 27 | 27 |  | SEWELLS POINT | NAVY NORTH (2093) | 230 | 230 | U.G. HPFF | 2.01 | 0 | 1 | CU 2500 | 0 | 0 | 0 | 0 | 0 | 0 | 0 | 0 | 0 | 0 | 0 | 0 | 0 | 0 | 0 | 0 | 0 | 0 | 0 | 0 | 0 | 0 | 0 | 12
NO |  | 186 | 2012 | 10 | 28 | 28 |  | BRAMBLETON | LOUDOUN (2094) | 230 | 230 | ST TOWER | 0 | 5.09 | 1 | ACSS/TW 1233.6 | 0 | 0 | 0 | 0 | 0 | 0 | 0 | 0 | 0 | 0 | 0 | 0 | 0 | 0 | 0 | 0 | 0 | 0 | 0 | 0 | 0 | 0 | 0 | 12
NO |  | 186 | 2012 | 10 | 29 | 29 |  | BEAUMEADE | GREENWAY (2095) | 230 | 230 | STEEL TOWER | 0 | 0.57 | 1 | ACSR 636 | 0 | 0 | 0 | 0 | 0 | 0 | 0 | 0 | 0 | 0 | 0 | 0 | 0 | 0 | 0 | 0 | 0 | 0 | 0 | 0 | 0 | 0 | 0 | 12
NO |  | 186 | 2012 | 10 | 30 | 30 |  |  | (2095) | 230 | 230 | STEEL POLE | 10.48 | 0 | 0 | ACSR 636 | 0 | 0 | 0 | 0 | 0 | 0 | 0 | 0 | 0 | 0 | 0 | 0 | 0 | 0 | 0 | 0 | 0 | 0 | 0 | 0 | 0 | 0 | 0 | 12
NO |  | 186 | 2012 | 10 | 31 | 31 |  | CLARENDON | BALLSTON (2096) | 230 | 230 | U.G. XLPE | 0.42 | 0 | 1 | CU 1500 | 0 | 0 | 0 | 0 | 0 | 0 | 0 | 0 | 0 | 0 | 0 | 0 | 0 | 0 | 0 | 0 | 0 | 0 | 0 | 0 | 0 | 0 | 0 | 12
NO |  | 186 | 2012 | 10 | 32 | 32 |  | OX | IDYLWOOD (2097) | 230 | 230 | STEEL TOWER | 7.83 | 0 | 1 | ACSS 1033.5 | 0 | 0 | 0 | 0 | 0 | 0 | 0 | 0 | 0 | 0 | 0 | 0 | 0 | 0 | 0 | 0 | 0 | 0 | 0 | 0 | 0 | 0 | 0 | 12
NO |  | 186 | 2012 | 10 | 33 | 33 |  |  | (2097) | 230 | 230 | STEEL TOWER | 4.47 | 0 | 0 | ACSR 795 | 0 | 0 | 0 | 0 | 0 | 0 | 0 | 0 | 0 | 0 | 0 | 0 | 0 | 0 | 0 | 0 | 0 | 0 | 0 | 0 | 0 | 0 | 0 | 12
NO |  | 186 | 2012 | 10 | 34 | 34 |  |  | (2097) | 230 | 230 | STEEL TOWER | 0.15 | 0 | 0 | ACSR 636 | 0 | 0 | 0 | 0 | 0 | 0 | 0 | 0 | 0 | 0 | 0 | 0 | 0 | 0 | 0 | 0 | 0 | 0 | 0 | 0 | 0 | 0 | 0 | 12
NO |  | 186 | 2012 | 10 | 35 | 35 |  | PLEASANT VIEW | HAMILTON (2098) | 230 | 230 | STEEL POLE | 8.92 | 1.02 | 1 | ACSR 636 | 0 | 0 | 0 | 0 | 0 | 0 | 0 | 0 | 0 | 0 | 0 | 0 | 0 | 0 | 0 | 0 | 0 | 0 | 0 | 0 | 0 | 0 | 0 | 12
NO |  | 186 | 2012 | 11 | 1 | 1 |  |  | (2098) | 230 | 230 | U.G. XLPE | 2.16 | 0 | 0 | CU 3500 | 0 | 0 | 0 | 0 | 0 | 0 | 0 | 0 | 0 | 0 | 0 | 0 | 0 | 0 | 0 | 0 | 0 | 0 | 0 | 0 | 0 | 0 | 0 | 12
NO |  | 186 | 2012 | 11 | 2 | 2 |  | CHURCHLAND | SEWELLS POINT (2099) | 230 | 230 | STEEL POLE | 0 | 5.25 | 1 | ACAR 721 | 0 | 0 | 0 | 0 | 0 | 0 | 0 | 0 | 0 | 0 | 0 | 0 | 0 | 0 | 0 | 0 | 0 | 0 | 0 | 0 | 0 | 0 | 0 | 12
NO |  | 186 | 2012 | 11 | 3 | 3 |  |  | (2099) | 230 | 230 | SUBMARINE | 1.58 | 0 | 0 | COPPER 1250 | 0 | 0 | 0 | 0 | 0 | 0 | 0 | 0 | 0 | 0 | 0 | 0 | 0 | 0 | 0 | 0 | 0 | 0 | 0 | 0 | 0 | 0 | 0 | 12
NO |  | 186 | 2012 | 11 | 4 | 4 |  | GAINESVILLE | BRISTERS (2101) | 230 | 230 | STEEL TOWER | 0 | 14.48 | 1 | ACSR 636 | 0 | 0 | 0 | 0 | 0 | 0 | 0 | 0 | 0 | 0 | 0 | 0 | 0 | 0 | 0 | 0 | 0 | 0 | 0 | 0 | 0 | 0 | 0 | 12
NO |  | 186 | 2012 | 11 | 5 | 5 |  |  | (2101) | 230 | 230 | STEEL | 0 | 1.9 | 0 | ACSR 636 | 0 | 0 | 0 | 0 | 0 | 0 | 0 | 0 | 0 | 0 | 0 | 0 | 0 | 0 | 0 | 0 | 0 | 0 | 0 | 0 | 0 | 0 | 0 | 12
NO |  | 186 | 2012 | 11 | 6 | 6 |  | CHICKAHOMINY | WALLER (2102) | 230 | 230 | H. FRAME STEEL | 0.41 | 0 | 1 | ACSR 636 | 0 | 0 | 0 | 0 | 0 | 0 | 0 | 0 | 0 | 0 | 0 | 0 | 0 | 0 | 0 | 0 | 0 | 0 | 0 | 0 | 0 | 0 | 0 | 12
NO |  | 186 | 2012 | 11 | 7 | 7 |  |  | (2102) | 230 | 230 | STEEL POLE | 4.82 | 0 | 0 | ACAR 721 | 0 | 0 | 0 | 0 | 0 | 0 | 0 | 0 | 0 | 0 | 0 | 0 | 0 | 0 | 0 | 0 | 0 | 0 | 0 | 0 | 0 | 0 | 0 | 12
NO |  | 186 | 2012 | 11 | 8 | 8 |  |  | (2102) | 230 | 230 | STEEL TOWER | 9.79 | 13.68 | 0 | ACAR 721 | 0 | 0 | 0 | 0 | 0 | 0 | 0 | 0 | 0 | 0 | 0 | 0 | 0 | 0 | 0 | 0 | 0 | 0 | 0 | 0 | 0 | 0 | 0 | 12
NO |  | 186 | 2012 | 11 | 9 | 9 |  | SHORT PUMP | ELMONT (2103) | 230 | 230 | H. FRAME | 9.66 | 0 | 1 | ACAR 1109 | 0 | 0 | 0 | 0 | 0 | 0 | 0 | 0 | 0 | 0 | 0 | 0 | 0 | 0 | 0 | 0 | 0 | 0 | 0 | 0 | 0 | 0 | 0 | 12
NO |  | 186 | 2012 | 11 | 10 | 10 |  | FREDERICKSBURG | AQUIA HARBOR (2104) | 230 | 230 | H. FRAME | 12.63 | 0 | 1 | ACAR 721 | 0 | 0 | 0 | 0 | 0 | 0 | 0 | 0 | 0 | 0 | 0 | 0 | 0 | 0 | 0 | 0 | 0 | 0 | 0 | 0 | 0 | 0 | 0 | 12
NO |  | 186 | 2012 | 11 | 11 | 11 |  |  | (2104) | 230 | 230 | WOOD | 0.02 | 0 | 0 | ACAR 1109 | 0 | 0 | 0 | 0 | 0 | 0 | 0 | 0 | 0 | 0 | 0 | 0 | 0 | 0 | 0 | 0 | 0 | 0 | 0 | 0 | 0 | 0 | 0 | 12
NO |  | 186 | 2012 | 11 | 12 | 12 |  | THRASHER | YADKIN (2105) | 230 | 230 | H. FRAME STEEL | 2.8 | 0 | 1 | ACSR 1033.5 | 0 | 0 | 0 | 0 | 0 | 0 | 0 | 0 | 0 | 0 | 0 | 0 | 0 | 0 | 0 | 0 | 0 | 0 | 0 | 0 | 0 | 0 | 0 | 12
NO |  | 186 | 2012 | 11 | 13 | 13 |  |  | (2105) | 230 | 230 |  | 4.94 | 0 | 0 | ACSR 636 | 0 | 0 | 0 | 0 | 0 | 0 | 0 | 0 | 0 | 0 | 0 | 0 | 0 | 0 | 0 | 0 | 0 | 0 | 0 | 0 | 0 | 0 | 0 | 12
NO |  | 186 | 2012 | 11 | 14 | 14 |  | BREMO | BEAR GARDEN (2106) | 230 | 230 | STEEL POLE | 1.39 | 0 | 1 | ACSR 636 | 0 | 0 | 0 | 0 | 0 | 0 | 0 | 0 | 0 | 0 | 0 | 0 | 0 | 0 | 0 | 0 | 0 | 0 | 0 | 0 | 0 | 0 | 0 | 12
NO |  | 186 | 2012 | 11 | 15 | 15 |  | SULLY | DISCOVERY (2107) | 230 | 230 | STEEL POLE | 1.16 | 0 | 1 | ACAR 1534 | 0 | 0 | 0 | 0 | 0 | 0 | 0 | 0 | 0 | 0 | 0 | 0 | 0 | 0 | 0 | 0 | 0 | 0 | 0 | 0 | 0 | 0 | 0 | 12
NO |  | 186 | 2012 | 11 | 16 | 16 |  |  | (2107) | 230 | 230 | STEEL POLE | 1.64 | 0 | 0 | ACSR 1590 | 0 | 0 | 0 | 0 | 0 | 0 | 0 | 0 | 0 | 0 | 0 | 0 | 0 | 0 | 0 | 0 | 0 | 0 | 0 | 0 | 0 | 0 | 0 | 12
NO |  | 186 | 2012 | 11 | 17 | 17 |  | SWINKS MILL | TYSONS (2108) | 230 | 230 | STEEL POLE | 2.8 | 0 | 1 | ACSS 1033.5 | 0 | 0 | 0 | 0 | 0 | 0 | 0 | 0 | 0 | 0 | 0 | 0 | 0 | 0 | 0 | 0 | 0 | 0 | 0 | 0 | 0 | 0 | 0 | 12
NO |  | 186 | 2012 | 11 | 18 | 18 |  | HARRISONBURG | VALLEY (2109) | 230 | 230 | STEEL TOWER | 0 | 10.23 | 1 | ACAR 721 | 0 | 0 | 0 | 0 | 0 | 0 | 0 | 0 | 0 | 0 | 0 | 0 | 0 | 0 | 0 | 0 | 0 | 0 | 0 | 0 | 0 | 0 | 0 | 12
NO |  | 186 | 2012 | 11 | 19 | 19 |  |  | (2109) | 230 | 230 | STEEL POLE | 0.26 | 0.09 | 0 | ACSR 636 | 0 | 0 | 0 | 0 | 0 | 0 | 0 | 0 | 0 | 0 | 0 | 0 | 0 | 0 | 0 | 0 | 0 | 0 | 0 | 0 | 0 | 0 | 0 | 12
NO |  | 186 | 2012 | 11 | 20 | 20 |  | SUFFOLK | THRASHER (2110) | 230 | 230 | STEEL TOWER | 7.9 | 4.94 | 1 | ACSR 636 | 0 | 0 | 0 | 0 | 0 | 0 | 0 | 0 | 0 | 0 | 0 | 0 | 0 | 0 | 0 | 0 | 0 | 0 | 0 | 0 | 0 | 0 | 0 | 12
NO |  | 186 | 2012 | 11 | 21 | 21 |  |  | (2110) | 230 | 230 | STEEL TOWER | 8.88 | 0 | 0 | ACAR 2500 | 0 | 0 | 0 | 0 | 0 | 0 | 0 | 0 | 0 | 0 | 0 | 0 | 0 | 0 | 0 | 0 | 0 | 0 | 0 | 0 | 0 | 0 | 0 | 12
NO |  | 186 | 2012 | 11 | 22 | 22 |  | BREMO | BEAR GARDEN (2111) | 230 | 230 | STEEL POLE | 0 | 1.34 | 1 | ACSR 636 | 0 | 0 | 0 | 0 | 0 | 0 | 0 | 0 | 0 | 0 | 0 | 0 | 0 | 0 | 0 | 0 | 0 | 0 | 0 | 0 | 0 | 0 | 0 | 12
NO |  | 186 | 2012 | 11 | 23 | 23 |  | LANEXA | WALLER (2113) | 230 | 230 | WOOD | 14.48 | 0 | 1 | ACSR 1033.5 | 0 | 0 | 0 | 0 | 0 | 0 | 0 | 0 | 0 | 0 | 0 | 0 | 0 | 0 | 0 | 0 | 0 | 0 | 0 | 0 | 0 | 0 | 0 | 12
NO |  | 186 | 2012 | 11 | 24 | 24 |  | REMINGTON CT | GAINESVILLE (2114) | 230 | 230 | STEEL TOWER | 0 | 24.56 | 1 | ACSR 636 | 0 | 0 | 0 | 0 | 0 | 0 | 0 | 0 | 0 | 0 | 0 | 0 | 0 | 0 | 0 | 0 | 0 | 0 | 0 | 0 | 0 | 0 | 0 | 12
NO |  | 186 | 2012 | 11 | 25 | 25 |  | GLEN CARLYN | ARLINGTON (2115) | 230 | 230 | STEEL POLE | 2.46 | 0 | 1 | ACSS 1192.5 | 0 | 0 | 0 | 0 | 0 | 0 | 0 | 0 | 0 | 0 | 0 | 0 | 0 | 0 | 0 | 0 | 0 | 0 | 0 | 0 | 0 | 0 | 0 | 12
NO |  | 186 | 2012 | 11 | 26 | 26 |  | BEAUMEADE | NIVO (2116) | 230 | 230 | U.G. XLPE | 0.68 | 0 | 1 | CU 3500 | 0 | 0 | 0 | 0 | 0 | 0 | 0 | 0 | 0 | 0 | 0 | 0 | 0 | 0 | 0 | 0 | 0 | 0 | 0 | 0 | 0 | 0 | 0 | 12
NO |  | 186 | 2012 | 11 | 27 | 27 |  | LANDSTOWN | VA BEACH (2118) | 230 | 230 | ST H-FRAME | 0 | 10.81 | 1 | ACSR/AW 1351 | 0 | 0 | 0 | 0 | 0 | 0 | 0 | 0 | 0 | 0 | 0 | 0 | 0 | 0 | 0 | 0 | 0 | 0 | 0 | 0 | 0 | 0 | 0 | 12
NO |  | 186 | 2012 | 11 | 28 | 28 |  | AQUIA HARBOR | GARRISONVILLE (2119) | 230 | 230 | U.G. XLPE | 5.8 | 0 | 1 | CU 3500 | 0 | 0 | 0 | 0 | 0 | 0 | 0 | 0 | 0 | 0 | 0 | 0 | 0 | 0 | 0 | 0 | 0 | 0 | 0 | 0 | 0 | 0 | 0 | 12
NO |  | 186 | 2012 | 11 | 29 | 29 |  | AQUIA HARBOR | GARRISONVILLE (2120) | 230 | 230 | U.G. XLPE | 5.8 | 0 | 1 | CU 3500 | 0 | 0 | 0 | 0 | 0 | 0 | 0 | 0 | 0 | 0 | 0 | 0 | 0 | 0 | 0 | 0 | 0 | 0 | 0 | 0 | 0 | 0 | 0 | 12
NO |  | 186 | 2012 | 11 | 30 | 30 |  | HAYES | GAINES POINT (2122) | 230 | 230 | STEEL POLE | 3.95 | 0 | 1 | ACSR 1033.5 | 0 | 0 | 0 | 0 | 0 | 0 | 0 | 0 | 0 | 0 | 0 | 0 | 0 | 0 | 0 | 0 | 0 | 0 | 0 | 0 | 0 | 0 | 0 | 12
NO |  | 186 | 2012 | 11 | 31 | 31 |  | GAINES POINT | YORKTOWN (2122) | 230 | 230 | HPFF | 3.9 | 0 | 0 | CU 2500 | 0 | 0 | 0 | 0 | 0 | 0 | 0 | 0 | 0 | 0 | 0 | 0 | 0 | 0 | 0 | 0 | 0 | 0 | 0 | 0 | 0 | 0 | 0 | 12
NO |  | 186 | 2012 | 11 | 32 | 32 |  | HOPEWELL | PRINCE GEORGE (2124) | 230 | 230 | STEEL POLE | 2.47 | 0 | 1 | ACSR 636 | 0 | 0 | 0 | 0 | 0 | 0 | 0 | 0 | 0 | 0 | 0 | 0 | 0 | 0 | 0 | 0 | 0 | 0 | 0 | 0 | 0 | 0 | 0 | 12
NO |  | 186 | 2012 | 11 | 33 | 33 |  | FENTRESS | THRASHER (2128) | 230 | 230 | STEEL POLE | 5.9 | 0 | 1 | ACAR 721 | 0 | 0 | 0 | 0 | 0 | 0 | 0 | 0 | 0 | 0 | 0 | 0 | 0 | 0 | 0 | 0 | 0 | 0 | 0 | 0 | 0 | 0 | 0 | 12
NO |  | 186 | 2012 | 11 | 35 | 35 |  | BEAUMEADE | NIVO (2130) | 230 | 230 | U.G. XLPE | 0.72 | 0 | 1 | CU 3500 | 0 | 0 | 0 | 0 | 0 | 0 | 0 | 0 | 0 | 0 | 0 | 0 | 0 | 0 | 0 | 0 | 0 | 0 | 0 | 0 | 0 | 0 | 0 | 12
NO |  | 186 | 2012 | 12 | 2 | 2 |  |  | (2141) | 230 | 230 | STEEL TOWER | 0.1 | 0 | 0 | ACSR 1033.5 | 0 | 0 | 0 | 0 | 0 | 0 | 0 | 0 | 0 | 0 | 0 | 0 | 0 | 0 | 0 | 0 | 0 | 0 | 0 | 0 | 0 | 0 | 0 | 12
NO |  | 186 | 2012 | 12 | 3 | 3 |  |  |  | 0 | 0 |  | 0 | 0 | 0 |  | 174594545 | 947304355 | 1121898900 | 10874251 | 4346572 | 43253 | 15264076 | 0 | 0 | 0 | 0 | 0 | 0 | 0 | 0 | 0 | 0 | 0 | 0 | 0 | 0 | 0 | 0 | 12
NO |  | 186 | 2012 | 12 | 4 | 4 |  | SUBTOTAL - 230 |  | 230 | 230 |  | 2013.45 | 668.98 | 215 |  | 174594545 | 947304355 | 1121898900 | 10874251 | 4346572 | 43253 | 15264076 | 0 | 0 | 0 | 0 | 0 | 0 | 0 | 0 | 0 | 0 | 0 | 0 | 0 | 0 | 0 | 0 | 12
NO |  | 186 | 2012 | 12 | 6 | 6 |  | BREMO | SCOTTSVILLE APCO (8) | 138 | 138 | STEEL TOWER | 7.3 | 0 | 1 |  | 0 | 0 | 0 | 0 | 0 | 0 | 0 | 0 | 0 | 0 | 0 | 0 | 0 | 0 | 0 | 0 | 0 | 0 | 0 | 0 | 0 | 0 | 0 | 12
NO |  | 186 | 2012 | 12 | 7 | 7 |  | ALTAVISTA | NEW LONDON (13) | 138 | 138 | H FRAME WOOD | 0 | 0 | 1 |  | 0 | 0 | 0 | 0 | 0 | 0 | 0 | 0 | 0 | 0 | 0 | 0 | 0 | 0 | 0 | 0 | 0 | 0 | 0 | 0 | 0 | 0 | 0 | 12
NO |  | 186 | 2012 | 12 | 8 | 8 |  | FUDGE HOLLOW | APCO INTERCONNECT (14) | 138 | 138 | STEEL TOWER | 14.94 | 0 | 1 |  | 0 | 0 | 0 | 0 | 0 | 0 | 0 | 0 | 0 | 0 | 0 | 0 | 0 | 0 | 0 | 0 | 0 | 0 | 0 | 0 | 0 | 0 | 0 | 12
NO |  | 186 | 2012 | 12 | 9 | 9 |  | ALTAVISTA | LEESVILLE (104) | 138 | 138 | STEEL TOWER | 0 | 0 | 1 |  | 0 | 0 | 0 | 0 | 0 | 0 | 0 | 0 | 0 | 0 | 0 | 0 | 0 | 0 | 0 | 0 | 0 | 0 | 0 | 0 | 0 | 0 | 0 | 12
NO |  | 186 | 2012 | 12 | 10 | 10 |  | EASTMILL | WESTVACO (109) | 138 | 138 | STEEL POLE | 0 | 0.89 | 1 |  | 0 | 0 | 0 | 0 | 0 | 0 | 0 | 0 | 0 | 0 | 0 | 0 | 0 | 0 | 0 | 0 | 0 | 0 | 0 | 0 | 0 | 0 | 0 | 12
NO |  | 186 | 2012 | 12 | 11 | 11 |  | LOWMOOR | FUDGE HOLLOW (112) | 138 | 138 | STEEL TOWER | 4.64 | 0.65 | 1 |  | 0 | 0 | 0 | 0 | 0 | 0 | 0 | 0 | 0 | 0 | 0 | 0 | 0 | 0 | 0 | 0 | 0 | 0 | 0 | 0 | 0 | 0 | 0 | 12
NO |  | 186 | 2012 | 12 | 12 | 12 |  |  | (112) | 138 | 138 | STEEL POLE | 2.14 | 0 | 0 |  | 0 | 0 | 0 | 0 | 0 | 0 | 0 | 0 | 0 | 0 | 0 | 0 | 0 | 0 | 0 | 0 | 0 | 0 | 0 | 0 | 0 | 0 | 0 | 12
NO |  | 186 | 2012 | 12 | 13 | 13 |  | CLIFTON FORGE | LOWMOOR (133) | 138 | 138 | STEEL TOWER | 5.05 | 0 | 1 |  | 0 | 0 | 0 | 0 | 0 | 0 | 0 | 0 | 0 | 0 | 0 | 0 | 0 | 0 | 0 | 0 | 0 | 0 | 0 | 0 | 0 | 0 | 0 | 12
NO |  | 186 | 2012 | 12 | 14 | 14 |  | EDINBURG | STRASBURG PT. ED. (152) | 138 | 135 | WOOD POLE | 16.54 | 0 | 1 |  | 0 | 0 | 0 | 0 | 0 | 0 | 0 | 0 | 0 | 0 | 0 | 0 | 0 | 0 | 0 | 0 | 0 | 0 | 0 | 0 | 0 | 0 | 0 | 12
NO |  | 186 | 2012 | 12 | 16 | 16 |  |  | (155) | 138 | 138 | WOOD POLE | 0 | 1.39 | 0 |  | 0 | 0 | 0 | 0 | 0 | 0 | 0 | 0 | 0 | 0 | 0 | 0 | 0 | 0 | 0 | 0 | 0 | 0 | 0 | 0 | 0 | 0 | 0 | 12
NO |  | 186 | 2012 | 12 | 18 | 18 |  |  | (161) | 138 | 138 | STEEL POLE | 0 | 3.43 | 0 |  | 0 | 0 | 0 | 0 | 0 | 0 | 0 | 0 | 0 | 0 | 0 | 0 | 0 | 0 | 0 | 0 | 0 | 0 | 0 | 0 | 0 | 0 | 0 | 12
NO |  | 186 | 2012 | 12 | 19 | 19 |  |  |  | 0 | 0 |  | 0 | 0 | 0 |  | 12949554 | 40074330 | 53023884 | 258800 | 103445 | 1029 | 363274 | 0 | 0 | 0 | 0 | 0 | 0 | 0 | 0 | 0 | 0 | 0 | 0 | 0 | 0 | 0 | 0 | 12
NO |  | 186 | 2012 | 12 | 20 | 20 |  | SUBTOTAL - 138KV |  | 138 | 0 |  | 57.48 | 6.36 | 10 |  | 12949554 | 40074330 | 53023884 | 258800 | 103445 | 1029 | 363274 | 0 | 0 | 0 | 0 | 0 | 0 | 0 | 0 | 0 | 0 | 0 | 0 | 0 | 0 | 0 | 0 | 12
NO |  | 186 | 2012 | 12 | 22 | 22 |  | VARIOUS | VARIOUS | 115 | 0 | H. FRAME WOOD | 0 | 0 | 0 | VARIOUS | 0 | 0 | 0 | 0 | 0 | 0 | 0 | 0 | 0 | 0 | 0 | 0 | 0 | 0 | 0 | 0 | 0 | 0 | 0 | 0 | 0 | 0 | 0 | 12
NO |  | 186 | 2012 | 12 | 24 | 24 |  |  |  | 115 | 0 | STEEL TOWER | 0 | 0 | 0 |  | 0 | 0 | 0 | 0 | 0 | 0 | 0 | 0 | 0 | 0 | 0 | 0 | 0 | 0 | 0 | 0 | 0 | 0 | 0 | 0 | 0 | 0 | 0 | 12
NO |  | 186 | 2012 | 12 | 25 | 25 |  |  |  | 0 | 0 |  | 0 | 0 | 0 |  | 98536873 | 380409040 | 478945913 | 9276009 | 3707734 | 36896 | 13020639 | 0 | 0 | 0 | 0 | 0 | 0 | 0 | 0 | 0 | 0 | 0 | 0 | 0 | 0 | 0 | 0 | 12
SI/SI | A | 186 | 2012 | 12 | 26 | 26 |  | SUBTOTAL - 115KV |  | 115 | 0 |  | 2068.83 | 219.35 | 158 |  | 98536873 | 380409040 | 478945913 | 9276009 | 3707734 | 36896 | 13020639 | 0 | 0 | 0 | 0 | 0 | 0 | 0 | 0 | 0 | 0 | 0 | 0 | 0 | 0 | 0 | 0 | 12
NO |  | 186 | 2012 | 0 | 36 | 36 |  | TOTAL |  | 0 | 0 |  | 5500.23 | 906.24 | 441 |  | 429109771 | 2006308012 | 2435417783 | 25971066 | 10380953 | 103301 | 36455320 | 0 | 0 | 0 | 0 | 0 | 0 | 0 | 0 | 0 | 0 | 0 | 0 | 0 | 0 | 0 | 0 | 12
NO |  | 186 | 2012 | 11 | 34 | 34 |  | CHICKAHOMINY | LANEXA (2129) | 230 | 230 | H FRAME ST/WD | 14.13 | 0 | 1 | ACSR 1033.5 | 0 | 0 | 0 | 0 | 0 | 0 | 0 | 0 | 0 | 0 | 0 | 0 | 0 | 0 | 0 | 0 | 0 | 0 | 0 | 0 | 0 | 0 | 0 | 12
NO |  | 186 | 2012 | 12 | 15 | 15 |  | WESTVACO | FUDGE HOLLOW (155) | 138 | 138 | STEEL POLE | 0.46 | 0 | 1 |  | 0 | 0 | 0 | 0 | 0 | 0 | 0 | 0 | 0 | 0 | 0 | 0 | 0 | 0 | 0 | 0 | 0 | 0 | 0 | 0 | 0 | 0 | 0 | 12
NO |  | 186 | 2012 | 12 | 28 | 28 |  | VARIOUS | VARIOUS | 69 | 69 | H. FRAME WOOD | 78.85 | 0 | 6 |  | 0 | 0 | 0 | 0 | 0 | 0 | 0 | 0 | 0 | 0 | 0 | 0 | 0 | 0 | 0 | 0 | 0 | 0 | 0 | 0 | 0 | 0 | 0 | 12
NO |  | 186 | 2012 | 12 | 1 | 1 |  | CAROLINA | LAKEVIEW (2141) | 230 | 230 | STEEL TOWER | 1.27 | 0 | 1 | ACSR 795 | 0 | 0 | 0 | 0 | 0 | 0 | 0 | 0 | 0 | 0 | 0 | 0 | 0 | 0 | 0 | 0 | 0 | 0 | 0 | 0 | 0 | 0 | 0 | 12
NO |  | 186 | 2012 | 12 | 17 | 17 |  | LOWMOOR | EASTMILL (161) | 138 | 138 | WOOD POLE | 6.41 | 0 | 1 |  | 0 | 0 | 0 | 0 | 0 | 0 | 0 | 0 | 0 | 0 | 0 | 0 | 0 | 0 | 0 | 0 | 0 | 0 | 0 | 0 | 0 | 0 | 0 | 12
NO |  | 186 | 2012 | 12 | 23 | 23 |  |  |  | 115 | 0 | WOOD POLES | 2068.83 | 219.35 | 158 |  | 0 | 0 | 0 | 0 | 0 | 0 | 0 | 0 | 0 | 0 | 0 | 0 | 0 | 0 | 0 | 0 | 0 | 0 | 0 | 0 | 0 | 0 | 0 | 12
NO |  | 186 | 2012 | 12 | 29 | 29 |  |  |  | 69 | 69 | WOOD POLES | 0 | 0 | 0 |  | 0 | 0 | 0 | 0 | 0 | 0 | 0 | 0 | 0 | 0 | 0 | 0 | 0 | 0 | 0 | 0 | 0 | 0 | 0 | 0 | 0 | 0 | 0 | 12
NO |  | 186 | 2012 | 12 | 30 | 30 |  |  |  | 69 | 69 | UG CABLE | 23.24 | 0 | 10 |  | 0 | 0 | 0 | 0 | 0 | 0 | 0 | 0 | 0 | 0 | 0 | 0 | 0 | 0 | 0 | 0 | 0 | 0 | 0 | 0 | 0 | 0 | 0 | 12
NO |  | 186 | 2012 | 12 | 31 | 31 |  |  |  | 0 | 0 |  | 0 | 0 | 0 |  | 1679623 | 11508612 | 13188235 | 413861 | 165425 | 1646 | 580932 | 0 | 0 | 0 | 0 | 0 | 0 | 0 | 0 | 0 | 0 | 0 | 0 | 0 | 0 | 0 | 0 | 12
SI/SI | A | 186 | 2012 | 12 | 32 | 32 |  | SUBTOTAL - 69KV |  | 69 | 69 |  | 102.09 | 0 | 16 |  | 1679623 | 11508612 | 13188235 | 413861 | 165425 | 1646 | 580932 | 0 | 0 | 0 | 0 | 0 | 0 | 0 | 0 | 0 | 0 | 0 | 0 | 0 | 0 | 0 | 0 | 12
NO |  | 141 | 2012 | 0 | 1 | 1 |  | 500KV LINES |  | 0 | 0 |  | 0 | 0 | 0 |  | 0 | 0 | 0 | 0 | 0 | 0 | 0 | 0 | 0 | 0 | 0 | 0 | 0 | 0 | 0 | 0 | 0 | 0 | 0 | 0 | 0 | 0 | 0 | 12
NO |  | 141 | 2012 | 0 | 2 | 2 |  | GRIZZLY | ROUND BUTTE | 500 | 500 | ST. TOWER | 15.6 | 0 | 1 | 1780MCMACSR | 50953 | 1645820 | 1696773 | 0 | 0 | 0 | 0 | 621410438 | 0 | 0 | 0 | 0 | 0 | 0 | 0 | 0 | 0 | 0 | 0 | 0 | 0 | 0 | 0 | 12
NO |  | 141 | 2012 | 0 | 3 | 3 |  | GRIZZLY | MALIN | 500 | 500 | ST. TOWER | 178.5 | 0 | 1 | 1780MCMACSR | 275427 | 15581384 | 15856811 | 0 | 0 | 0 | 0 | 621410439 | 0 | 0 | 0 | 0 | 0 | 0 | 0 | 0 | 0 | 0 | 0 | 0 | 0 | 0 | 0 | 12
NO |  | 141 | 2012 | 0 | 4 | 4 |  | JOHN DAY | GRIZZLY '1' | 500 | 500 |  | 0 | 0 | 1 |  | 0 | 148862 | 148862 | 0 | 0 | 0 | 0 | 621410440 | 0 | 0 | 0 | 0 | 0 | 0 | 0 | 0 | 0 | 0 | 0 | 0 | 0 | 0 | 0 | 12
NO |  | 141 | 2012 | 0 | 5 | 5 |  | JOHN DAY | GRIZZLY '2' | 500 | 500 |  | 0 | 0 | 1 |  | 0 | 148862 | 148862 | 0 | 0 | 0 | 0 | 621410441 | 0 | 0 | 0 | 0 | 0 | 0 | 0 | 0 | 0 | 0 | 0 | 0 | 0 | 0 | 0 | 12
NO |  | 141 | 2012 | 0 | 6 | 6 |  | MISCELLANEOUS | MISCELLANEOUS | 0 | 0 |  | 0 | 0 | 0 |  | 5904 | 0 | 5904 | 0 | 0 | 0 | 0 | 0 | 0 | 0 | 0 | 0 | 0 | 0 | 0 | 0 | 0 | 0 | 0 | 0 | 0 | 0 | 0 | 12
NO |  | 141 | 2012 | 0 | 7 | 7 |  | BOARDMAN | BPA SLATT | 500 | 500 | ST. TOWER | 17.83 | 0 | 1 | 1480MCMACSR | 0 | 4620708 | 4620708 | 0 | 0 | 0 | 0 | 621410442 | 0 | 0 | 0 | 0 | 0 | 0 | 0 | 0 | 0 | 0 | 0 | 0 | 0 | 0 | 0 | 12
NO |  | 141 | 2012 | 0 | 8 | 8 |  | COYOTE SPRINGS | BPA SLATT | 500 | 500 |  | 0 | 0 | 2 |  | 0 | 3624934 | 3624934 | 0 | 0 | 0 | 0 | 621410443 | 0 | 0 | 0 | 0 | 0 | 0 | 0 | 0 | 0 | 0 | 0 | 0 | 0 | 0 | 0 | 12
NO |  | 141 | 2012 | 0 | 9 | 9 |  | COLSTRIP PROJECT: |  | 0 | 0 |  | 0 | 0 | 0 |  | 0 | 0 | 0 | 0 | 0 | 0 | 0 | 621410444 | 0 | 0 | 0 | 0 | 0 | 0 | 0 | 0 | 0 | 0 | 0 | 0 | 0 | 0 | 0 | 12
NO |  | 141 | 2012 | 0 | 10 | 10 |  | COLSTRIP SWYD. | BROADVIEW 'A' | 500 | 500 | ST. TOWER | 0 | 112.3 | 1 |  | 0 | 0 | 0 | 0 | 0 | 0 | 0 | 0 | 0 | 0 | 0 | 0 | 0 | 0 | 0 | 0 | 0 | 0 | 0 | 0 | 0 | 0 | 0 | 12
NO |  | 141 | 2012 | 0 | 11 | 11 |  | COLSTRIP SWYD. | BROADVIEW 'B' | 500 | 500 | ST. TOWER | 0 | 115.8 | 1 |  | 0 | 0 | 0 | 0 | 0 | 0 | 0 | 0 | 0 | 0 | 0 | 0 | 0 | 0 | 0 | 0 | 0 | 0 | 0 | 0 | 0 | 0 | 0 | 12
NO |  | 141 | 2012 | 0 | 12 | 12 |  | BROADVIEW SWYD. | TOWNSEND 'A' | 500 | 500 | ST. TOWER | 0 | 133.4 | 1 |  | 0 | 0 | 0 | 0 | 0 | 0 | 0 | 0 | 0 | 0 | 0 | 0 | 0 | 0 | 0 | 0 | 0 | 0 | 0 | 0 | 0 | 0 | 0 | 12
NO |  | 141 | 2012 | 0 | 13 | 13 |  | BROADVIEW SWYD. | TOWNSEND 'B' | 500 | 500 | ST. TOWER | 0 | 133.4 | 1 |  | 0 | 0 | 0 | 0 | 0 | 0 | 0 | 0 | 0 | 0 | 0 | 0 | 0 | 0 | 0 | 0 | 0 | 0 | 0 | 0 | 0 | 0 | 0 | 12
NO |  | 141 | 2012 | 0 | 14 | 14 |  | Colstrip Project Costs | Project Lines | 0 | 0 |  | 0 | 0 | 0 |  | 1194326 | 43101062 | 44295388 | 0 | 0 | 0 | 0 | 0 | 0 | 0 | 0 | 0 | 0 | 0 | 0 | 0 | 0 | 0 | 0 | 0 | 0 | 0 | 0 | 12
NO |  | 141 | 2012 | 0 | 15 | 15 |  | Tot 500KV Line Expenses |  | 0 | 0 |  | 0 | 0 | 0 |  | 0 | 0 | 0 | 189240 | 144317 | 1024964 | 1358521 | 621410445 | 0 | 0 | 0 | 0 | 0 | 0 | 0 | 0 | 0 | 0 | 0 | 0 | 0 | 0 | 0 | 12
NO |  | 141 | 2012 | 0 | 17 | 17 |  | BIGLOW CANYON WF | JOHN DAY | 230 | 230 |  | 0 | 0 | 1 |  | 0 | 3040852 | 3040852 | 0 | 0 | 0 | 0 | 621410450 | 0 | 0 | 0 | 0 | 0 | 0 | 0 | 0 | 0 | 0 | 0 | 0 | 0 | 0 | 0 | 12
NO |  | 141 | 2012 | 0 | 18 | 18 |  | PELTON 230KV PROJECT LINES: |  | 0 | 0 |  | 0 | 0 | 0 |  | 0 | 0 | 0 | 0 | 0 | 0 | 0 | 0 | 0 | 0 | 0 | 0 | 0 | 0 | 0 | 0 | 0 | 0 | 0 | 0 | 0 | 0 | 0 | 12
NO |  | 141 | 2012 | 0 | 19 | 19 |  | PELTON | ROUND BUTTE | 230 | 230 | H-WOOD | 7.87 | 0 | 1 | 795MCMACSR | 7579 | 298654 | 306233 | 0 | 0 | 0 | 0 | 621410446 | 0 | 0 | 0 | 0 | 0 | 0 | 0 | 0 | 0 | 0 | 0 | 0 | 0 | 0 | 0 | 12
NO |  | 141 | 2012 | 0 | 21 | 21 |  | NON PROJECT 230KV: |  | 0 | 0 |  | 0 | 0 | 0 |  | 0 | 0 | 0 | 0 | 0 | 0 | 0 | 0 | 0 | 0 | 0 | 0 | 0 | 0 | 0 | 0 | 0 | 0 | 0 | 0 | 0 | 0 | 0 | 12
NO |  | 141 | 2012 | 0 | 22 | 22 |  | BETHEL | ROUND BUTTE | 230 | 230 | H-WOOD | 55.19 | 0 | 1 | 1272MCMACSR | 0 | 0 | 0 | 0 | 0 | 0 | 0 | 0 | 0 | 0 | 0 | 0 | 0 | 0 | 0 | 0 | 0 | 0 | 0 | 0 | 0 | 0 | 0 | 12
NO |  | 141 | 2012 | 0 | 23 | 23 |  |  |  | 230 | 230 | ST. TOWER | 44.85 | 0 | 1 | 1272MCMACSR | 0 | 0 | 0 | 0 | 0 | 0 | 0 | 0 | 0 | 0 | 0 | 0 | 0 | 0 | 0 | 0 | 0 | 0 | 0 | 0 | 0 | 0 | 0 | 12
NO |  | 141 | 2012 | 0 | 24 | 24 |  | ROUND BUTTE | BPA REDMOND | 230 | 230 | H-WOOD | 23.58 | 0 | 1 | 795MCMACSR | 0 | 0 | 0 | 0 | 0 | 0 | 0 | 0 | 0 | 0 | 0 | 0 | 0 | 0 | 0 | 0 | 0 | 0 | 0 | 0 | 0 | 0 | 0 | 12
NO |  | 141 | 2012 | 0 | 25 | 25 |  | BETHEL | BPA TIE (SANTIAM) | 230 | 230 | H-WOOD | 3.64 | 0 | 1 | 795MCMACSR | 0 | 0 | 0 | 0 | 0 | 0 | 0 | 0 | 0 | 0 | 0 | 0 | 0 | 0 | 0 | 0 | 0 | 0 | 0 | 0 | 0 | 0 | 0 | 12
NO |  | 141 | 2012 | 0 | 26 | 26 |  | BETHEL | McLOUGHLIN | 230 | 230 | H-WOOD | 35.57 | 0 | 1 | 1272MCMACSR | 0 | 0 | 0 | 0 | 0 | 0 | 0 | 0 | 0 | 0 | 0 | 0 | 0 | 0 | 0 | 0 | 0 | 0 | 0 | 0 | 0 | 0 | 0 | 12
NO |  | 141 | 2012 | 0 | 27 | 27 |  | CARVER | GRESHAM | 230 | 230 | H-WOOD | 7.17 | 0 | 1 | 1272MCMAAC | 0 | 0 | 0 | 0 | 0 | 0 | 0 | 0 | 0 | 0 | 0 | 0 | 0 | 0 | 0 | 0 | 0 | 0 | 0 | 0 | 0 | 0 | 0 | 12
NO |  | 141 | 2012 | 0 | 28 | 28 |  | McLOUGHLIN | CARVER | 230 | 230 | H-WOOD | 4.95 | 0 | 1 | 1272MCMAAC | 0 | 0 | 0 | 0 | 0 | 0 | 0 | 0 | 0 | 0 | 0 | 0 | 0 | 0 | 0 | 0 | 0 | 0 | 0 | 0 | 0 | 0 | 0 | 12
NO |  | 141 | 2012 | 0 | 29 | 29 |  | McLOUGHLIN | CARVER | 230 | 230 | ST. MONOP | 4.88 | 0 | 1 | 1272MCMACSS | 0 | 0 | 0 | 0 | 0 | 0 | 0 | 0 | 0 | 0 | 0 | 0 | 0 | 0 | 0 | 0 | 0 | 0 | 0 | 0 | 0 | 0 | 0 | 12
NO |  | 141 | 2012 | 0 | 30 | 30 |  | BPA KEELER | ST. MARY'S W. | 230 | 230 | H-WOOD | 2.89 | 0 | 1 | 1590MCMACSRTW | 0 | 0 | 0 | 0 | 0 | 0 | 0 | 0 | 0 | 0 | 0 | 0 | 0 | 0 | 0 | 0 | 0 | 0 | 0 | 0 | 0 | 0 | 0 | 12
NO |  | 141 | 2012 | 0 | 31 | 31 |  |  |  | 230 | 230 | ST. TOWER | 3.78 | 0 | 2 | 1590MCMACSRTW | 0 | 0 | 0 | 0 | 0 | 0 | 0 | 0 | 0 | 0 | 0 | 0 | 0 | 0 | 0 | 0 | 0 | 0 | 0 | 0 | 0 | 0 | 0 | 12
NO |  | 141 | 2012 | 0 | 32 | 32 |  | BLUE LAKE | TROUTDALE BPA | 230 | 230 | H-WOOD | 0.84 | 0 | 1 | 1780MCMACSR | 0 | 0 | 0 | 0 | 0 | 0 | 0 | 0 | 0 | 0 | 0 | 0 | 0 | 0 | 0 | 0 | 0 | 0 | 0 | 0 | 0 | 0 | 0 | 12
NO |  | 141 | 2012 | 0 | 33 | 33 |  |  |  | 230 | 230 | ST. MONOP | 0.58 | 0 | 1 |  | 0 | 0 | 0 | 0 | 0 | 0 | 0 | 0 | 0 | 0 | 0 | 0 | 0 | 0 | 0 | 0 | 0 | 0 | 0 | 0 | 0 | 0 | 0 | 12
NO |  | 141 | 2012 | 0 | 34 | 34 |  | PEARL BPA | SHERWOOD | 230 | 230 | ST. TOWER | 0 | 4.72 | 2 | 2388MCMAACTW | 0 | 0 | 0 | 0 | 0 | 0 | 0 | 621410447 | 0 | 0 | 0 | 0 | 0 | 0 | 0 | 0 | 0 | 0 | 0 | 0 | 0 | 0 | 0 | 12
NO |  | 141 | 2012 | 0 | 35 | 35 |  |  |  | 230 | 230 | ST. TOWER | 0.16 | 0 | 1 | 2388MCMAACTW | 0 | 0 | 0 | 0 | 0 | 0 | 0 | 0 | 0 | 0 | 0 | 0 | 0 | 0 | 0 | 0 | 0 | 0 | 0 | 0 | 0 | 0 | 0 | 12
NO |  | 141 | 2012 | 1 | 1 | 1 |  | GRESHAM | LINNEMAN | 230 | 230 | ST. TOWER | 0.31 | 0 | 1 | 1272MCMAAC | 0 | 0 | 0 | 0 | 0 | 0 | 0 | 0 | 0 | 0 | 0 | 0 | 0 | 0 | 0 | 0 | 0 | 0 | 0 | 0 | 0 | 0 | 0 | 12
NO |  | 141 | 2012 | 1 | 2 | 2 |  | McLOUGHLIN | SHERWOOD | 230 | 230 | ST. TOWER | 11.51 | 0 | 1 | 1272MCMAAC | 0 | 0 | 0 | 0 | 0 | 0 | 0 | 0 | 0 | 0 | 0 | 0 | 0 | 0 | 0 | 0 | 0 | 0 | 0 | 0 | 0 | 0 | 0 | 12
NO |  | 141 | 2012 | 1 | 3 | 3 |  |  |  | 230 | 230 | H-TOWER | 0.6 | 0 | 1 | 1780MCMACSR | 0 | 0 | 0 | 0 | 0 | 0 | 0 | 0 | 0 | 0 | 0 | 0 | 0 | 0 | 0 | 0 | 0 | 0 | 0 | 0 | 0 | 0 | 0 | 12
NO |  | 141 | 2012 | 1 | 4 | 4 |  | NON PROJECT 230KV (Cont.): |  | 0 | 0 |  | 0 | 0 | 0 |  | 0 | 0 | 0 | 0 | 0 | 0 | 0 | 0 | 0 | 0 | 0 | 0 | 0 | 0 | 0 | 0 | 0 | 0 | 0 | 0 | 0 | 0 | 0 | 12
NO |  | 141 | 2012 | 1 | 5 | 5 |  | McLOUGHLIN | SHERWOOD | 230 | 230 | ST. TOWER | 0 | 4.4 | 2 | 1272MCMAAC | 0 | 0 | 0 | 0 | 0 | 0 | 0 | 0 | 0 | 0 | 0 | 0 | 0 | 0 | 0 | 0 | 0 | 0 | 0 | 0 | 0 | 0 | 0 | 12
NO |  | 141 | 2012 | 1 | 6 | 6 |  | ST. MARY'S W. | MURRAYHILL | 230 | 230 | ST. TOWER | 5.92 | 0 | 1 | 1272MCMAAC | 0 | 0 | 0 | 0 | 0 | 0 | 0 | 0 | 0 | 0 | 0 | 0 | 0 | 0 | 0 | 0 | 0 | 0 | 0 | 0 | 0 | 0 | 0 | 12
NO |  | 141 | 2012 | 1 | 7 | 7 |  | HORIZON | KEELER BPA | 230 | 230 | ST. MONOP | 1.47 | 0 | 1 | 1272MCMACSS | 0 | 0 | 0 | 0 | 0 | 0 | 0 | 0 | 0 | 0 | 0 | 0 | 0 | 0 | 0 | 0 | 0 | 0 | 0 | 0 | 0 | 0 | 0 | 12
NO |  | 141 | 2012 | 1 | 8 | 8 |  | MURRAYHILL | SHERWOOD | 230 | 230 | ST. TOWER | 5.68 | 0 | 2 | 1272MCMAAC | 0 | 0 | 0 | 0 | 0 | 0 | 0 | 0 | 0 | 0 | 0 | 0 | 0 | 0 | 0 | 0 | 0 | 0 | 0 | 0 | 0 | 0 | 0 | 12
NO |  | 141 | 2012 | 1 | 9 | 9 |  | PORT WESTWARD | TROJAN | 230 | 230 | ST. MONOP | 18.78 | 0 | 1 | 2156MCMACSS | 0 | 0 | 0 | 0 | 0 | 0 | 0 | 0 | 0 | 0 | 0 | 0 | 0 | 0 | 0 | 0 | 0 | 0 | 0 | 0 | 0 | 0 | 0 | 12
NO |  | 141 | 2012 | 1 | 10 | 10 |  |  |  | 230 | 230 | ST. MONOP | 9.39 | 0 | 1 | 2156MCMACSS | 0 | 0 | 0 | 0 | 0 | 0 | 0 | 0 | 0 | 0 | 0 | 0 | 0 | 0 | 0 | 0 | 0 | 0 | 0 | 0 | 0 | 0 | 0 | 12
NO |  | 141 | 2012 | 1 | 11 | 11 |  | TROJAN | ST. MARY'S W. | 230 | 230 | H-WOOD | 0.1 | 0 | 1 | 1272MCMAAC | 0 | 0 | 0 | 0 | 0 | 0 | 0 | 0 | 0 | 0 | 0 | 0 | 0 | 0 | 0 | 0 | 0 | 0 | 0 | 0 | 0 | 0 | 0 | 12
NO |  | 141 | 2012 | 1 | 12 | 12 |  |  |  | 230 | 230 | ST. TOWER | 3.86 | 0 | 2 | 1272MCMAAC | 0 | 0 | 0 | 0 | 0 | 0 | 0 | 0 | 0 | 0 | 0 | 0 | 0 | 0 | 0 | 0 | 0 | 0 | 0 | 0 | 0 | 0 | 0 | 12
NO |  | 141 | 2012 | 1 | 13 | 13 |  |  |  | 230 | 230 | ST. TOWER | 4.8 | 0 | 1 | 1590MCMAAC | 0 | 0 | 0 | 0 | 0 | 0 | 0 | 0 | 0 | 0 | 0 | 0 | 0 | 0 | 0 | 0 | 0 | 0 | 0 | 0 | 0 | 0 | 0 | 12
NO |  | 141 | 2012 | 1 | 14 | 14 |  |  |  | 230 | 230 | ST. TOWER | 32.68 | 0 | 2 | 1590MCMAAC | 0 | 0 | 0 | 0 | 0 | 0 | 0 | 0 | 0 | 0 | 0 | 0 | 0 | 0 | 0 | 0 | 0 | 0 | 0 | 0 | 0 | 0 | 0 | 12
NO |  | 141 | 2012 | 1 | 15 | 15 |  | TROJAN | RIVERGATE | 230 | 230 | ST. TOWER | 0 | 32.2 | 2 | 1590MCMAAC | 0 | 0 | 0 | 0 | 0 | 0 | 0 | 0 | 0 | 0 | 0 | 0 | 0 | 0 | 0 | 0 | 0 | 0 | 0 | 0 | 0 | 0 | 0 | 12
NO |  | 141 | 2012 | 1 | 16 | 16 |  |  |  | 230 | 230 | ST. TOWER | 2.88 | 0 | 2 | 1272MCMACSR | 0 | 0 | 0 | 0 | 0 | 0 | 0 | 0 | 0 | 0 | 0 | 0 | 0 | 0 | 0 | 0 | 0 | 0 | 0 | 0 | 0 | 0 | 0 | 12
NO |  | 141 | 2012 | 1 | 17 | 17 |  | Tot Nonproj 230kv Costs |  | 0 | 0 |  | 0 | 0 | 0 |  | 9546379 | 65618754 | 75165133 | 0 | 0 | 0 | 0 | 0 | 0 | 0 | 0 | 0 | 0 | 0 | 0 | 0 | 0 | 0 | 0 | 0 | 0 | 0 | 0 | 12
NO |  | 141 | 2012 | 1 | 18 | 18 |  | GRESHAM | TROUTDALE BPA | 230 | 230 | ST. TOWER | 0 | 0.43 | 1 | 954KCMACSR | 0 | 0 | 0 | 0 | 0 | 0 | 0 | 621410448 | 0 | 0 | 0 | 0 | 0 | 0 | 0 | 0 | 0 | 0 | 0 | 0 | 0 | 0 | 0 | 12
NO |  | 141 | 2012 | 1 | 19 | 19 |  | BOARDMAN | PPL DALREED | 230 | 230 | H-WOOD | 16.76 | 0 | 1 | 795KCMAAC | 0 | 973248 | 973248 | 0 | 0 | 0 | 0 | 621410449 | 0 | 0 | 0 | 0 | 0 | 0 | 0 | 0 | 0 | 0 | 0 | 0 | 0 | 0 | 0 | 12
NO |  | 141 | 2012 | 1 | 20 | 20 |  | Tot 230KV LINE EXPENSES |  | 0 | 0 |  | 0 | 0 | 0 |  | 0 | 0 | 0 | 321466 | 245154 | 4828 | 571448 | 0 | 0 | 0 | 0 | 0 | 0 | 0 | 0 | 0 | 0 | 0 | 0 | 0 | 0 | 0 | 0 | 12
SI/SI | A | 141 | 2012 | 1 | 22 | 22 |  | PROJECT 115 KV LINES |  | 0 | 0 |  | 0 | 0 | 0 |  | 0 | 0 | 0 | 0 | 0 | 0 | 0 | 0 | 0 | 0 | 0 | 0 | 0 | 0 | 0 | 0 | 0 | 0 | 0 | 0 | 0 | 0 | 0 | 12
SI/SI | A | 141 | 2012 | 1 | 23 | 23 |  | FARADAY | MCLOUGHLIN | 115 | 115 | H-WOOD | 14.7 | 0 | 1 | 795KCMACSR | 0 | 871841 | 871841 | 0 | 0 | 0 | 0 | 0 | 0 | 0 | 0 | 0 | 0 | 0 | 0 | 0 | 0 | 0 | 0 | 0 | 0 | 0 | 0 | 12
SI/SI | A | 141 | 2012 | 1 | 24 | 24 |  | NORTH FORK | FARADAY | 115 | 115 | H-WOOD | 2.79 | 0 | 1 | 556KCMACSR | 120248 | 621351 | 741599 | 0 | 0 | 0 | 0 | 0 | 0 | 0 | 0 | 0 | 0 | 0 | 0 | 0 | 0 | 0 | 0 | 0 | 0 | 0 | 0 | 12
SI/SI | A | 141 | 2012 | 1 | 25 | 25 |  | OAK GROVE | FARADAY | 115 | 115 | DC LATTICE | 18.68 | 0 | 2 | 250CU | 12477 | 503937 | 516414 | 0 | 0 | 0 | 0 | 0 | 0 | 0 | 0 | 0 | 0 | 0 | 0 | 0 | 0 | 0 | 0 | 0 | 0 | 0 | 0 | 12
SI/SI | A | 141 | 2012 | 1 | 26 | 26 |  | OAK GROVE | MCLOUGHLIN | 115 | 115 | H-WOOD | 14.7 | 0 | 2 | 795KCMACSR | 0 | 0 | 0 | 0 | 0 | 0 | 0 | 0 | 0 | 0 | 0 | 0 | 0 | 0 | 0 | 0 | 0 | 0 | 0 | 0 | 0 | 0 | 0 | 12
SI/SI | A | 141 | 2012 | 1 | 27 | 27 |  |  |  | 115 | 115 | DC LATTICE | 18.68 | 0 | 2 | 250CU | 22295 | 884661 | 906956 | 0 | 0 | 0 | 0 | 0 | 0 | 0 | 0 | 0 | 0 | 0 | 0 | 0 | 0 | 0 | 0 | 0 | 0 | 0 | 0 | 12
SI/SI | A | 141 | 2012 | 1 | 28 | 28 |  | Tot 115KV LINE EXPENSES |  | 0 | 0 |  | 0 | 0 | 0 |  | 0 | 0 | 0 | 11361 | 8664 | 7641 | 27666 | 0 | 0 | 0 | 0 | 0 | 0 | 0 | 0 | 0 | 0 | 0 | 0 | 0 | 0 | 0 | 0 | 12
NO |  | 141 | 2012 | 0 | 36 | 36 |  | TOTAL |  | 0 | 0 |  | 592.17 | 536.65 | 60 |  | 11235588 | 141684930 | 152920518 | 522067 | 398135 | 1037433 | 1957635 | 0 | 0 | 0 | 0 | 0 | 0 | 0 | 0 | 0 | 0 | 0 | 0 | 0 | 0 | 0 | 0 | 12
NO |  | 88 | 2012 | 0 | 35 | 35 |  | Fern Valley Sub | Watterson Sub | 138 | 138 | ST | 3.92 | 1.36 | 1 | 795 mcm | 2054 | 57683 | 59737 | 0 | 0 | 0 | 0 | 0 | 0 | 0 | 0 | 0 | 0 | 0 | 0 | 0 | 0 | 0 | 0 | 0 | 0 | 0 | 0 | 12
NO |  | 88 | 2012 | 0 | 36 | 36 |  | TOTAL |  | 0 | 0 |  | 675.49 | 241.11 | 84 |  | 7823766 | 151672569 | 159496335 | 146488 | 873026 | 28679 | 1048193 | 0 | 0 | 0 | 0 | 0 | 0 | 0 | 0 | 0 | 0 | 0 | 0 | 0 | 0 | 0 | 0 | 12
NO |  | 88 | 2012 | 0 | 1 | 1 |  | Mill Creek Sub | Paddy's West Sub | 345 | 345 | ST | 14.54 | 0 | 2 | 954 mcm | 113337 | 2845928 | 2959265 | 0 | 0 | 0 | 0 | 0 | 0 | 0 | 0 | 0 | 0 | 0 | 0 | 0 | 0 | 0 | 0 | 0 | 0 | 0 | 0 | 12
NO |  | 88 | 2012 | 0 | 2 | 2 |  | Paddy's West Sub | Northside Sub | 345 | 345 | ST, SP | 14.52 | 0 | 1 | 1024.5 mcm | 102753 | 4307234 | 4409987 | 0 | 0 | 0 | 0 | 0 | 0 | 0 | 0 | 0 | 0 | 0 | 0 | 0 | 0 | 0 | 0 | 0 | 0 | 0 | 0 | 12
NO |  | 88 | 2012 | 0 | 3 | 3 |  | Trimble County Sub | Clifty Creek Sub | 345 | 345 | ST,WP | 12.35 | 0 | 2 | 954 mcm | 0 | 3200641 | 3200641 | 0 | 0 | 0 | 0 | 0 | 0 | 0 | 0 | 0 | 0 | 0 | 0 | 0 | 0 | 0 | 0 | 0 | 0 | 0 | 0 | 12
NO |  | 88 | 2012 | 0 | 4 | 4 |  | Blue Lick Sub | Middletown Sub | 345 | 345 | ST | 0.12 | 19.22 | 1 | 954 mcm | 0 | 807000 | 807000 | 0 | 0 | 0 | 0 | 0 | 0 | 0 | 0 | 0 | 0 | 0 | 0 | 0 | 0 | 0 | 0 | 0 | 0 | 0 | 0 | 12
NO |  | 88 | 2012 | 0 | 5 | 5 |  | Buckner | Wises Landing | 345 | 345 | ST,SP | 0.32 | 13.11 | 1 | 954 mcm | 0 | 2990335 | 2990335 | 0 | 0 | 0 | 0 | 0 | 0 | 0 | 0 | 0 | 0 | 0 | 0 | 0 | 0 | 0 | 0 | 0 | 0 | 0 | 0 | 12
NO |  | 88 | 2012 | 0 | 6 | 6 |  | Middletown | Buckner | 345 | 345 | ST,SP | 0.16 | 14.13 | 1 | 954 mcm | 0 | 2660313 | 2660313 | 0 | 0 | 0 | 0 | 0 | 0 | 0 | 0 | 0 | 0 | 0 | 0 | 0 | 0 | 0 | 0 | 0 | 0 | 0 | 0 | 12
NO |  | 88 | 2012 | 0 | 7 | 7 |  | Middletown Sub | Trimble County Sub | 345 | 345 | ST | 27.96 | 0 | 1 | 954mcm | 479907 | 8067643 | 8547550 | 0 | 0 | 0 | 0 | 0 | 0 | 0 | 0 | 0 | 0 | 0 | 0 | 0 | 0 | 0 | 0 | 0 | 0 | 0 | 0 | 12
NO |  | 88 | 2012 | 0 | 8 | 8 |  | Mill Creek Sub | Blue Lick Sub | 345 | 345 | ST | 0.24 | 11.8 | 1 | 954 mcm | 0 | 610013 | 610013 | 0 | 0 | 0 | 0 | 0 | 0 | 0 | 0 | 0 | 0 | 0 | 0 | 0 | 0 | 0 | 0 | 0 | 0 | 0 | 0 | 12
NO |  | 88 | 2012 | 0 | 9 | 9 |  | Mill Creek Sub | Middletown Sub | 345 | 345 | ST | 31.36 | 0 | 1 | 954 mcm | 314954 | 4200429 | 4515383 | 0 | 0 | 0 | 0 | 0 | 0 | 0 | 0 | 0 | 0 | 0 | 0 | 0 | 0 | 0 | 0 | 0 | 0 | 0 | 0 | 12
NO |  | 88 | 2012 | 0 | 10 | 10 |  | Paddy's Run Sub | T.V.A. Tower | 161 | 161 | ST | 66.16 | 50.25 | 2 | 500 mcm | 98666 | 2402329 | 2500995 | 0 | 0 | 0 | 0 | 0 | 0 | 0 | 0 | 0 | 0 | 0 | 0 | 0 | 0 | 0 | 0 | 0 | 0 | 0 | 0 | 12
NO |  | 88 | 2012 | 0 | 11 | 11 |  | Appl Park Switching Station | Middletown Sub | 138 | 138 | ST | 0.08 | 12.56 | 1 | 795 mcm | 102525 | 928157 | 1030682 | 0 | 0 | 0 | 0 | 0 | 0 | 0 | 0 | 0 | 0 | 0 | 0 | 0 | 0 | 0 | 0 | 0 | 0 | 0 | 0 | 12
NO |  | 88 | 2012 | 0 | 12 | 12 |  | Appl Park Switching Station | Ethel Sub | 138 | 138 | WP, ST | 1.95 | 0 | 1 | 795 mcm | 862 | 331271 | 332133 | 0 | 0 | 0 | 0 | 0 | 0 | 0 | 0 | 0 | 0 | 0 | 0 | 0 | 0 | 0 | 0 | 0 | 0 | 0 | 0 | 12
NO |  | 88 | 2012 | 0 | 13 | 13 |  | Ashbottom Sub | Appl Park Switching Station | 138 | 138 | ST | 4.61 | 1.3 | 1 | 795 mcm | 42502 | 490157 | 532659 | 0 | 0 | 0 | 0 | 0 | 0 | 0 | 0 | 0 | 0 | 0 | 0 | 0 | 0 | 0 | 0 | 0 | 0 | 0 | 0 | 12
NO |  | 88 | 2012 | 0 | 14 | 14 |  | Grade Lane | Fern Valley Sub | 138 | 138 | ST,SP | 2.79 | 0 | 1 | 795 mcm | 0 | 300055 | 300055 | 0 | 0 | 0 | 0 | 0 | 0 | 0 | 0 | 0 | 0 | 0 | 0 | 0 | 0 | 0 | 0 | 0 | 0 | 0 | 0 | 12
NO |  | 88 | 2012 | 0 | 15 | 15 |  | Ashbottom | Grade Lane | 138 | 138 | ST,SP | 0.92 | 0 | 1 | 795 mcm | 0 | 186861 | 186861 | 0 | 0 | 0 | 0 | 0 | 0 | 0 | 0 | 0 | 0 | 0 | 0 | 0 | 0 | 0 | 0 | 0 | 0 | 0 | 0 | 12
NO |  | 88 | 2012 | 0 | 16 | 16 |  | Ashbottom Sub | Manslick Sub | 138 | 138 | WP, ST | 3.43 | 0 | 1 | 795 mcm | 0 | 458704 | 458704 | 0 | 0 | 0 | 0 | 0 | 0 | 0 | 0 | 0 | 0 | 0 | 0 | 0 | 0 | 0 | 0 | 0 | 0 | 0 | 0 | 12
NO |  | 88 | 2012 | 0 | 17 | 17 |  | Ashby Sub | Pleasure Ridge Park Sub | 138 | 138 | WP,SP,CP | 2.82 | 0 | 1 | 1272 mcm | 0 | 1021519 | 1021519 | 0 | 0 | 0 | 0 | 0 | 0 | 0 | 0 | 0 | 0 | 0 | 0 | 0 | 0 | 0 | 0 | 0 | 0 | 0 | 0 | 12
NO |  | 88 | 2012 | 0 | 18 | 18 |  | Beargrass Sub | Lyndon South Sub | 138 | 138 | ST | 0.1 | 7.33 | 1 | 795 mcm | 0 | 121582 | 121582 | 0 | 0 | 0 | 0 | 0 | 0 | 0 | 0 | 0 | 0 | 0 | 0 | 0 | 0 | 0 | 0 | 0 | 0 | 0 | 0 | 12
NO |  | 88 | 2012 | 0 | 19 | 19 |  | Beargrass Sub | Middletown Sub | 138 | 138 | ST | 9.06 | 5.53 | 2 | 795 mcm | 159406 | 1282428 | 1441834 | 0 | 0 | 0 | 0 | 0 | 0 | 0 | 0 | 0 | 0 | 0 | 0 | 0 | 0 | 0 | 0 | 0 | 0 | 0 | 0 | 12
NO |  | 88 | 2012 | 0 | 20 | 20 |  | Beargrass Sub | Northside Sub | 138 | 138 | ST,SP | 6.37 | 0 | 1 | 1024.5 mcm | 67983 | 2284633 | 2352616 | 0 | 0 | 0 | 0 | 0 | 0 | 0 | 0 | 0 | 0 | 0 | 0 | 0 | 0 | 0 | 0 | 0 | 0 | 0 | 0 | 12
NO |  | 88 | 2012 | 0 | 21 | 21 |  | Beargrass Sub | Northside Sub | 138 | 138 | ST | 0.23 | 6.11 | 1 | 1024.5 mcm | 6427 | 527124 | 533551 | 0 | 0 | 0 | 0 | 0 | 0 | 0 | 0 | 0 | 0 | 0 | 0 | 0 | 0 | 0 | 0 | 0 | 0 | 0 | 0 | 12
NO |  | 88 | 2012 | 0 | 22 | 22 |  | Breckenridge Sub | Hurstbourne Sub | 138 | 138 | WP, SP,CP | 3.89 | 0.17 | 1 | 1272 mcm | 15419 | 1425739 | 1441158 | 0 | 0 | 0 | 0 | 0 | 0 | 0 | 0 | 0 | 0 | 0 | 0 | 0 | 0 | 0 | 0 | 0 | 0 | 0 | 0 | 12
NO |  | 88 | 2012 | 0 | 23 | 23 |  | Campground | Cane Run Switching Station | 138 | 138 | ST | 3.08 | 3.29 | 2 | 795 mcm | 8216 | 227384 | 235600 | 0 | 0 | 0 | 0 | 0 | 0 | 0 | 0 | 0 | 0 | 0 | 0 | 0 | 0 | 0 | 0 | 0 | 0 | 0 | 0 | 12
NO |  | 88 | 2012 | 0 | 24 | 24 |  | Canal Sub | Waterside West | 138 | 138 | ST | 0.23 | 0.87 | 1 | 795 mcm | 0 | 304855 | 304855 | 0 | 0 | 0 | 0 | 0 | 0 | 0 | 0 | 0 | 0 | 0 | 0 | 0 | 0 | 0 | 0 | 0 | 0 | 0 | 0 | 12
NO |  | 88 | 2012 | 0 | 25 | 25 |  | Cane Run Switching Station | Ashbottom Sub | 138 | 138 | ST | 9.64 | 7.87 | 3 | 795 mcm | 38205 | 1232191 | 1270396 | 0 | 0 | 0 | 0 | 0 | 0 | 0 | 0 | 0 | 0 | 0 | 0 | 0 | 0 | 0 | 0 | 0 | 0 | 0 | 0 | 12
NO |  | 88 | 2012 | 0 | 26 | 26 |  | Cane Run | Cane Run Switching Station | 138 | 138 | ST,WP | 5.1 | 0 | 2 | 795 mcm | 18788 | 408209 | 426997 | 0 | 0 | 0 | 0 | 0 | 0 | 0 | 0 | 0 | 0 | 0 | 0 | 0 | 0 | 0 | 0 | 0 | 0 | 0 | 0 | 12
NO |  | 88 | 2012 | 0 | 27 | 27 |  | Cane Run | Cane Run Switching Station | 138 | 138 | ST ,WP | 0.46 | 2.23 | 2 | 795 mcm | 0 | 191740 | 191740 | 0 | 0 | 0 | 0 | 0 | 0 | 0 | 0 | 0 | 0 | 0 | 0 | 0 | 0 | 0 | 0 | 0 | 0 | 0 | 0 | 12
NO |  | 88 | 2012 | 0 | 28 | 28 |  | Cane Run | Cane Run Switching Station | 138 | 138 | ST | 2.56 | 0 | 1 | 954 mcm | 0 | 156147 | 156147 | 0 | 0 | 0 | 0 | 0 | 0 | 0 | 0 | 0 | 0 | 0 | 0 | 0 | 0 | 0 | 0 | 0 | 0 | 0 | 0 | 12
NO |  | 88 | 2012 | 0 | 29 | 29 |  | Cane Run | Cane Run Switching Station | 138 | 138 | ST | 0.26 | 2.33 | 1 | 954 mcm | 0 | 112910 | 112910 | 0 | 0 | 0 | 0 | 0 | 0 | 0 | 0 | 0 | 0 | 0 | 0 | 0 | 0 | 0 | 0 | 0 | 0 | 0 | 0 | 12
NO |  | 88 | 2012 | 0 | 30 | 30 |  | Cane Run Switching Station | International | 138 | 138 | ST,SP,WP | 1.34 | 1.48 | 1 | 795 mcm | 0 | 574206 | 574206 | 0 | 0 | 0 | 0 | 0 | 0 | 0 | 0 | 0 | 0 | 0 | 0 | 0 | 0 | 0 | 0 | 0 | 0 | 0 | 0 | 12
NO |  | 88 | 2012 | 0 | 31 | 31 |  | Centerfield Sub | Trimble County Sub | 138 | 138 | WP, ST | 15.08 | 0.67 | 1 | 795 mcm | 85784 | 1212183 | 1297967 | 0 | 0 | 0 | 0 | 0 | 0 | 0 | 0 | 0 | 0 | 0 | 0 | 0 | 0 | 0 | 0 | 0 | 0 | 0 | 0 | 12
NO |  | 88 | 2012 | 0 | 32 | 32 |  | Dixie Sub | Algonquin Sub | 138 | 138 | WP,SP | 0.8 | 0 | 1 | 795 mcm | 1446 | 331415 | 332861 | 0 | 0 | 0 | 0 | 0 | 0 | 0 | 0 | 0 | 0 | 0 | 0 | 0 | 0 | 0 | 0 | 0 | 0 | 0 | 0 | 12
NO |  | 88 | 2012 | 0 | 33 | 33 |  | Ethel Sub | Breckenridge Sub | 138 | 138 | WP, ST,SP | 3.9 | 0 | 1 | 1272 mcm | 27072 | 1179516 | 1206588 | 0 | 0 | 0 | 0 | 0 | 0 | 0 | 0 | 0 | 0 | 0 | 0 | 0 | 0 | 0 | 0 | 0 | 0 | 0 | 0 | 12
NO |  | 88 | 2012 | 0 | 34 | 34 |  | Fern Valley Sub | Okolona Sub | 138 | 138 | WP, SP | 1.4 | 0 | 1 | 1272 mcm | 0 | 418533 | 418533 | 0 | 0 | 0 | 0 | 0 | 0 | 0 | 0 | 0 | 0 | 0 | 0 | 0 | 0 | 0 | 0 | 0 | 0 | 0 | 0 | 12
NO |  | 88 | 2012 | 1 | 1 | 1 |  | Hurstbourne Sub | Bluegrass Sub | 138 | 138 | SP,WP | 2.02 | 0 | 1 | 1272 mcm | 37300 | 1164786 | 1202086 | 0 | 0 | 0 | 0 | 0 | 0 | 0 | 0 | 0 | 0 | 0 | 0 | 0 | 0 | 0 | 0 | 0 | 0 | 0 | 0 | 12
NO |  | 88 | 2012 | 1 | 2 | 2 |  | Knob Creek Sub | Tip Top Sub | 138 | 138 | WP,ST,CP | 11.79 | 0 | 1 | 636 mcm | 7955 | 1001949 | 1009904 | 0 | 0 | 0 | 0 | 0 | 0 | 0 | 0 | 0 | 0 | 0 | 0 | 0 | 0 | 0 | 0 | 0 | 0 | 0 | 0 | 12
NO |  | 88 | 2012 | 1 | 3 | 3 |  | Lyndon South Sub | Middletown Sub | 138 | 138 | ST,SP | 5.58 | 0 | 1 | 795 mcm | 35941 | 591430 | 627371 | 0 | 0 | 0 | 0 | 0 | 0 | 0 | 0 | 0 | 0 | 0 | 0 | 0 | 0 | 0 | 0 | 0 | 0 | 0 | 0 | 12
NO |  | 88 | 2012 | 1 | 4 | 4 |  | Magazine Sub | Hancock Sub | 138 | 138 | SP, WP | 2.38 | 0.04 | 1 | 1272 mcm | 0 | 1512687 | 1512687 | 0 | 0 | 0 | 0 | 0 | 0 | 0 | 0 | 0 | 0 | 0 | 0 | 0 | 0 | 0 | 0 | 0 | 0 | 0 | 0 | 12
NO |  | 88 | 2012 | 1 | 5 | 5 |  | Magazine Sub | Waterside West | 138 | 138 | ST, SP, WP | 3.38 | 0 | 1 | 795 mcm | 2600 | 1272566 | 1275166 | 0 | 0 | 0 | 0 | 0 | 0 | 0 | 0 | 0 | 0 | 0 | 0 | 0 | 0 | 0 | 0 | 0 | 0 | 0 | 0 | 12
NO |  | 88 | 2012 | 1 | 6 | 6 |  | Manslick Sub | Mill Creek Sub | 138 | 138 | WP, ST | 10.52 | 0 | 1 | 636 mcm | 16570 | 1481079 | 1497649 | 0 | 0 | 0 | 0 | 0 | 0 | 0 | 0 | 0 | 0 | 0 | 0 | 0 | 0 | 0 | 0 | 0 | 0 | 0 | 0 | 12
NO |  | 88 | 2012 | 1 | 7 | 7 |  | Middletown Sub | Centerfield Sub | 138 | 138 | WP, ST | 12.26 | 0 | 1 | 795 mcm | 42761 | 815255 | 858016 | 0 | 0 | 0 | 0 | 0 | 0 | 0 | 0 | 0 | 0 | 0 | 0 | 0 | 0 | 0 | 0 | 0 | 0 | 0 | 0 | 12
NO |  | 88 | 2012 | 1 | 8 | 8 |  | Mill Creek Sub | Ashby Sub | 138 | 138 | WP, SP | 5.56 | 0 | 1 | 1272 mcm | 528 | 1914207 | 1914735 | 0 | 0 | 0 | 0 | 0 | 0 | 0 | 0 | 0 | 0 | 0 | 0 | 0 | 0 | 0 | 0 | 0 | 0 | 0 | 0 | 12
NO |  | 88 | 2012 | 1 | 9 | 9 |  | Mill Creek Sub | Knob Creek Sub | 138 | 138 | WP, ST | 2.8 | 3.59 | 1 | 636 mcm | 10855 | 411925 | 422780 | 0 | 0 | 0 | 0 | 0 | 0 | 0 | 0 | 0 | 0 | 0 | 0 | 0 | 0 | 0 | 0 | 0 | 0 | 0 | 0 | 12
NO |  | 88 | 2012 | 1 | 10 | 10 |  | Mill Creek Sub | Kosmosdale Prim. Meter Stn. | 138 | 138 | WP, ST | 1.27 | 0.44 | 2 | 840.2 mcm | 0 | 735533 | 735533 | 0 | 0 | 0 | 0 | 0 | 0 | 0 | 0 | 0 | 0 | 0 | 0 | 0 | 0 | 0 | 0 | 0 | 0 | 0 | 0 | 12
NO |  | 88 | 2012 | 1 | 11 | 11 |  | Mud Lane Sub | Blue Lick Sub | 138 | 138 | SP,WP | 5.45 | 0 | 1 | 840.2 mcm | 46432 | 2601255 | 2647687 | 0 | 0 | 0 | 0 | 0 | 0 | 0 | 0 | 0 | 0 | 0 | 0 | 0 | 0 | 0 | 0 | 0 | 0 | 0 | 0 | 12
NO |  | 88 | 2012 | 1 | 12 | 12 |  | Okolona Sub | Mud Lane Sub | 138 | 138 | WP, ST | 3.85 | 0.18 | 1 | 1272 mcm | 79825 | 1150041 | 1229866 | 0 | 0 | 0 | 0 | 0 | 0 | 0 | 0 | 0 | 0 | 0 | 0 | 0 | 0 | 0 | 0 | 0 | 0 | 0 | 0 | 12
NO |  | 88 | 2012 | 1 | 13 | 13 |  | Paddy's Run Sub | Campground | 138 | 138 | ST | 0.45 | 0 | 1 | 795 mcm | 1455 | 64918 | 66373 | 0 | 0 | 0 | 0 | 0 | 0 | 0 | 0 | 0 | 0 | 0 | 0 | 0 | 0 | 0 | 0 | 0 | 0 | 0 | 0 | 12
NO |  | 88 | 2012 | 1 | 14 | 14 |  | Paddy's Run Sub | Dixie Sub | 138 | 138 | WP,SP | 3.58 | 0 | 1 | 795 mcm | 27351 | 814401 | 841752 | 0 | 0 | 0 | 0 | 0 | 0 | 0 | 0 | 0 | 0 | 0 | 0 | 0 | 0 | 0 | 0 | 0 | 0 | 0 | 0 | 12
NO |  | 88 | 2012 | 1 | 15 | 15 |  | Paddy's Run Sub | Ohio Falls Sub | 138 | 138 | ST | 12.41 | 0.39 | 3 | 300 mcm | 81226 | 977581 | 1058807 | 0 | 0 | 0 | 0 | 0 | 0 | 0 | 0 | 0 | 0 | 0 | 0 | 0 | 0 | 0 | 0 | 0 | 0 | 0 | 0 | 12
NO |  | 88 | 2012 | 1 | 16 | 16 |  | Paddy's Run Sub | Paddy's West Sub | 138 | 138 | ST | 0.69 | 0.12 | 2 | 954 mcm | 2763 | 421996 | 424759 | 0 | 0 | 0 | 0 | 0 | 0 | 0 | 0 | 0 | 0 | 0 | 0 | 0 | 0 | 0 | 0 | 0 | 0 | 0 | 0 | 12
NO |  | 88 | 2012 | 1 | 17 | 17 |  | Plainview Sub | Hurstbourne Sub | 138 | 138 | WP, SP | 2.18 | 0 | 1 | 1272 mcm | 3591 | 734061 | 737652 | 0 | 0 | 0 | 0 | 0 | 0 | 0 | 0 | 0 | 0 | 0 | 0 | 0 | 0 | 0 | 0 | 0 | 0 | 0 | 0 | 12
NO |  | 88 | 2012 | 1 | 18 | 18 |  | Paddy's West Sub | PSI Connection Gallagher | 138 | 138 | SP | 0.42 | 0 | 1 | 954 mcm | 0 | 219011 | 219011 | 0 | 0 | 0 | 0 | 0 | 0 | 0 | 0 | 0 | 0 | 0 | 0 | 0 | 0 | 0 | 0 | 0 | 0 | 0 | 0 | 12
NO |  | 88 | 2012 | 1 | 19 | 19 |  | Northside Sub | Clifty Creek Sub | 138 | 138 | ST,WP | 32.54 | 0 | 1 | 336.4 mcm | 73852 | 1442505 | 1516357 | 0 | 0 | 0 | 0 | 0 | 0 | 0 | 0 | 0 | 0 | 0 | 0 | 0 | 0 | 0 | 0 | 0 | 0 | 0 | 0 | 12
NO |  | 88 | 2012 | 1 | 20 | 20 |  | Northside Sub | Tower No. 43 at P.S.I. | 0 | 0 |  | 0 | 0 | 0 |  | 0 | 0 | 0 | 0 | 0 | 0 | 0 | 0 | 0 | 0 | 0 | 0 | 0 | 0 | 0 | 0 | 0 | 0 | 0 | 0 | 0 | 0 | 0 | 12
NO |  | 88 | 2012 | 1 | 21 | 21 |  |  | Connection | 138 | 138 | ST | 0.19 | 0.04 | 1 | 954 mcm | 0 | 45884 | 45884 | 0 | 0 | 0 | 0 | 0 | 0 | 0 | 0 | 0 | 0 | 0 | 0 | 0 | 0 | 0 | 0 | 0 | 0 | 0 | 0 | 12
NO |  | 88 | 2012 | 1 | 22 | 22 |  | Clifty Creek Sub | Tower No.220 Connection | 0 | 0 |  | 0 | 0 | 0 |  | 0 | 0 | 0 | 0 | 0 | 0 | 0 | 0 | 0 | 0 | 0 | 0 | 0 | 0 | 0 | 0 | 0 | 0 | 0 | 0 | 0 | 0 | 0 | 12
NO |  | 88 | 2012 | 1 | 23 | 23 |  |  | with CG&E Co. | 138 | 138 | ST | 4.24 | 2.5 | 1 | 336.4 mcm | 22743 | 191394 | 214137 | 0 | 0 | 0 | 0 | 0 | 0 | 0 | 0 | 0 | 0 | 0 | 0 | 0 | 0 | 0 | 0 | 0 | 0 | 0 | 0 | 12
NO |  | 88 | 2012 | 1 | 24 | 24 |  | Watterson Sub | Middletown Sub | 138 | 138 | ST,WP | 7.2 | 0.22 | 1 | 840.2 mcm | 0 | 361979 | 361979 | 0 | 0 | 0 | 0 | 0 | 0 | 0 | 0 | 0 | 0 | 0 | 0 | 0 | 0 | 0 | 0 | 0 | 0 | 0 | 0 | 12
NO |  | 88 | 2012 | 1 | 25 | 25 |  | Tip Top Sub | Cloverport Sub | 138 | 138 | WP,SP,ST | 32.81 | 2.74 | 0 | 397.5 mcm | 48020 | 1940684 | 1988704 | 0 | 0 | 0 | 0 | 0 | 0 | 0 | 0 | 0 | 0 | 0 | 0 | 0 | 0 | 0 | 0 | 0 | 0 | 0 | 0 | 12
NO |  | 88 | 2012 | 1 | 26 | 26 |  | Waterside West | Beargrass Sub | 138 | 138 | ST,SP | 2.08 | 0 | 2 | 795 mcm | 17950 | 446517 | 464467 | 0 | 0 | 0 | 0 | 0 | 0 | 0 | 0 | 0 | 0 | 0 | 0 | 0 | 0 | 0 | 0 | 0 | 0 | 0 | 0 | 12
NO |  | 88 | 2012 | 1 | 27 | 27 |  | Waterside West | Beargrass Sub | 138 | 138 | SP | 0.25 | 1.81 | 1 | 795 mcm | 0 | 258350 | 258350 | 0 | 0 | 0 | 0 | 0 | 0 | 0 | 0 | 0 | 0 | 0 | 0 | 0 | 0 | 0 | 0 | 0 | 0 | 0 | 0 | 12
NO |  | 88 | 2012 | 1 | 28 | 28 |  | Mill Creek Sub | Cane Run Sub | 138 | 138 | ST,SP | 1.19 | 10.12 | 1 | 954 mcm | 20979 | 683637 | 704616 | 0 | 0 | 0 | 0 | 0 | 0 | 0 | 0 | 0 | 0 | 0 | 0 | 0 | 0 | 0 | 0 | 0 | 0 | 0 | 0 | 12
NO |  | 88 | 2012 | 1 | 29 | 29 |  | Mill Creek | East Fort Knox | 345 | 345 | HF,ST | 6.89 | 0 | 1 | 954mcm | 0 | 8321901 | 8321901 | 0 | 0 | 0 | 0 | 0 | 0 | 0 | 0 | 0 | 0 | 0 | 0 | 0 | 0 | 0 | 0 | 0 | 0 | 0 | 0 | 12
NO |  | 88 | 2012 | 1 | 30 | 30 |  | Middletown | Old Henry | 138 | 138 | ST | 4.03 | 0 | 1 | 954mcm | 0 | 3435988 | 3435988 | 0 | 0 | 0 | 0 | 0 | 0 | 0 | 0 | 0 | 0 | 0 | 0 | 0 | 0 | 0 | 0 | 0 | 0 | 0 | 0 | 12
NO |  | 88 | 2012 | 1 | 31 | 31 |  | Old Henry | Collins | 138 | 138 | SP | 3.22 | 0.29 | 1 | 954 mcm | 10100 | 416299 | 426399 | 0 | 0 | 0 | 0 | 0 | 0 | 0 | 0 | 0 | 0 | 0 | 0 | 0 | 0 | 0 | 0 | 0 | 0 | 0 | 0 | 12
NO |  | 88 | 2012 | 1 | 32 | 32 |  | Trimble County | Speed | 345 | 345 | ST,SP | 2.48 | 0 | 1 | 954 mcm | 0 | 15468099 | 15468099 | 0 | 0 | 0 | 0 | 0 | 0 | 0 | 0 | 0 | 0 | 0 | 0 | 0 | 0 | 0 | 0 | 0 | 0 | 0 | 0 | 12
NO |  | 88 | 2012 | 1 | 33 | 33 |  | Trimble County | Ghent | 345 | 345 | ST,SP | 0.04 | 2.44 | 1 | 954mcm | 0 | 1357164 | 1357164 | 0 | 0 | 0 | 0 | 0 | 0 | 0 | 0 | 0 | 0 | 0 | 0 | 0 | 0 | 0 | 0 | 0 | 0 | 0 | 0 | 12
NO |  | 88 | 2012 | 1 | 34 | 34 |  | Overhead Lines under |  | 0 | 0 |  | 0 | 0 | 0 |  | 0 | 0 | 0 | 0 | 0 | 0 | 0 | 0 | 0 | 0 | 0 | 0 | 0 | 0 | 0 | 0 | 0 | 0 | 0 | 0 | 0 | 0 | 0 | 12
SI/SI | A | 88 | 2012 | 1 | 35 | 35 |  | 132KV |  | 69 | 69 | WP,ST | 233.27 | 54.58 | 0 | Various | 5546663 | 42812941 | 48359604 | 0 | 0 | 0 | 317814.1892 | 0 | 0 | 0 | 0 | 0 | 0 | 0 | 0 | 0 | 0 | 0 | 0 | 0 | 0 | 0 | 0 | 12
NO |  | 88 | 2012 | 2 | 1 | 1 |  | Ashbottom Sub | Grade Lane Sub | 138 | 138 | Undg. (26) | 0.58 | 0 | 1 | 1500 Kcmil cu | 0 | 1042460 | 1042460 | 0 | 0 | 0 | 0 | 0 | 0 | 0 | 0 | 0 | 0 | 0 | 0 | 0 | 0 | 0 | 0 | 0 | 0 | 0 | 0 | 12
NO |  | 88 | 2012 | 2 | 2 | 2 |  | Waterside West | Canal Sub | 138 | 138 | Undg. (26) | 0.75 | 0 | 1 | 1750 mcm ho | 0 | 584760 | 584760 | 0 | 0 | 0 | 0 | 0 | 0 | 0 | 0 | 0 | 0 | 0 | 0 | 0 | 0 | 0 | 0 | 0 | 0 | 0 | 0 | 12
NO |  | 88 | 2012 | 2 | 3 | 3 |  | Magazine Sub | Waterside West | 138 | 138 | Undg. (26) | 0.75 | 0 | 1 | 1500 mcm ho | 0 | 584626 | 584626 | 0 | 0 | 0 | 0 | 0 | 0 | 0 | 0 | 0 | 0 | 0 | 0 | 0 | 0 | 0 | 0 | 0 | 0 | 0 | 0 | 12
NO |  | 88 | 2012 | 2 | 4 | 4 |  | Waterside West | Beargrass Sub | 138 | 138 | Undg. (26) | 0.93 | 0 | 1 | 1500 mcm cu | 0 | 1659275 | 1659275 | 0 | 0 | 0 | 0 | 0 | 0 | 0 | 0 | 0 | 0 | 0 | 0 | 0 | 0 | 0 | 0 | 0 | 0 | 0 | 0 | 12
NO |  | 88 | 2012 | 2 | 5 | 5 |  | Waterside West | Beargrass Sub | 138 | 138 | Undg. (26) | 0.93 | 0 | 1 | 1500 mcm ho | 0 | 1465974 | 1465974 | 0 | 0 | 0 | 0 | 0 | 0 | 0 | 0 | 0 | 0 | 0 | 0 | 0 | 0 | 0 | 0 | 0 | 0 | 0 | 0 | 12
NO |  | 88 | 2012 | 2 | 6 | 6 |  | Underground Lines under |  | 0 | 0 |  | 0 | 0 | 0 |  | 0 | 0 | 0 | 0 | 0 | 0 | 0 | 0 | 0 | 0 | 0 | 0 | 0 | 0 | 0 | 0 | 0 | 0 | 0 | 0 | 0 | 0 | 0 | 12
SI/SI | A | 88 | 2012 | 2 | 7 | 7 |  | 132KV |  | 69 | 69 | Undg. (26) | 2.78 | 0 | 0 | Various | 0 | 3410384 | 3410384 | 0 | 0 | 0 | 22412.682 | 0 | 0 | 0 | 0 | 0 | 0 | 0 | 0 | 0 | 0 | 0 | 0 | 0 | 0 | 0 | 0 | 12
NO |  | 88 | 2012 | 2 | 34 | 34 |  | Exp Applicable to All Lines |  | 0 | 0 |  | 0 | 0 | 0 |  | 0 | 0 | 0 | 146488 | 873026 | 28679 | 1048193 | 0 | 0 | 0 | 0 | 0 | 0 | 0 | 0 | 0 | 0 | 0 | 0 | 0 | 0 | 0 | 0 | 12
NO |  | 82 | 2012 | 0 | 36 | 36 |  | TOTAL |  | 0 | 0 |  | 4079.06 | 0 | 11 |  | 27298813 | 407581419 | 434880232 | 538526 | 5184096 | 146274 | 5868896 | 0 | 0 | 0 | 0 | 0 | 0 | 0 | 0 | 0 | 0 | 0 | 0 | 0 | 0 | 0 | 0 | 12
NO |  | 82 | 2012 | 0 | 1 | 1 |  | Pocket | Pineville | 500 | 500 | ST | 35.48 | 0 | 0 | 954mcm | 1385561 | 15459178 | 16844739 | 0 | 0 | 0 | 0 | 0 | 0 | 0 | 0 | 0 | 0 | 0 | 620821089 | 0 | 0 | 0 | 0 | 0 | 0 | 0 | 0 | 12
NO |  | 82 | 2012 | 0 | 2 | 2 |  | Pocket | Phipps Bend | 500 | 500 | ST | 21.39 | 0 | 0 | 954mcm | 280371 | 7950059 | 8230430 | 0 | 0 | 0 | 0 | 0 | 0 | 0 | 0 | 0 | 0 | 0 | 620821090 | 0 | 0 | 0 | 0 | 0 | 0 | 0 | 0 | 12
NO |  | 82 | 2012 | 0 | 4 | 4 |  | Ghent Plant | Brown North | 345 | 345 | ST | 113.87 | 0 | 0 | 795mcm | 2495681 | 16990017 | 19485698 | 0 | 0 | 0 | 0 | 0 | 0 | 0 | 0 | 0 | 0 | 0 | 620821091 | 0 | 0 | 0 | 0 | 0 | 0 | 0 | 0 | 12
NO |  | 82 | 2012 | 0 | 5 | 5 |  | Ghent Plant | Batesville | 345 | 345 | ST | 7.8 | 0 | 0 | 954mcm | 437159 | 6003194 | 6440353 | 0 | 0 | 0 | 0 | 0 | 0 | 0 | 0 | 0 | 0 | 0 | 620821092 | 0 | 0 | 0 | 0 | 0 | 0 | 0 | 0 | 12
NO |  | 82 | 2012 | 0 | 6 | 6 |  | Brown Plant | Elmer Smith | 345 | 345 | HF,SP & ST | 171.06 | 0 | 0 | 954mcm | 5490631 | 61291710 | 66782341 | 0 | 0 | 0 | 0 | 0 | 0 | 0 | 0 | 0 | 0 | 0 | 620821093 | 0 | 0 | 0 | 0 | 0 | 0 | 0 | 0 | 12
NO |  | 82 | 2012 | 0 | 7 | 7 |  | Brown North | K.U. Park | 345 | 345 | ST | 102.47 | 0 | 2 | 954mcm | 1111580 | 26051356 | 27162936 | 0 | 0 | 0 | 0 | 0 | 0 | 0 | 0 | 0 | 0 | 0 | 0 | 0 | 0 | 0 | 0 | 0 | 0 | 0 | 0 | 12
NO |  | 82 | 2012 | 0 | 8 | 8 |  | Grahamville | DOE | 161 | 161 | SP | 1.69 | 0 | 0 | 1272mcm | 0 | 2751871 | 2751871 | 0 | 0 | 0 | 0 | 0 | 0 | 0 | 0 | 0 | 0 | 0 | 0 | 0 | 0 | 0 | 0 | 0 | 0 | 0 | 0 | 12
NO |  | 82 | 2012 | 0 | 9 | 9 |  | Green River | AEC Buss | 161 | 161 | HF,ST & WP | 181.4 | 0 | 0 | 556mcm | 1284447 | 14425849 | 15710296 | 0 | 0 | 0 | 0 | 0 | 0 | 0 | 0 | 0 | 0 | 0 | 620821094 | 0 | 0 | 0 | 0 | 0 | 0 | 0 | 0 | 12
NO |  | 82 | 2012 | 0 | 10 | 10 |  | Green River | Morganfield | 161 | 161 | HF & WP | 55.38 | 0 | 0 | 556mcm | 268660 | 2072024 | 2340684 | 0 | 0 | 0 | 0 | 0 | 0 | 0 | 0 | 0 | 0 | 0 | 620821095 | 0 | 0 | 0 | 0 | 0 | 0 | 0 | 0 | 12
NO |  | 82 | 2012 | 0 | 11 | 11 |  | Elihu | Dorchester | 161 | 161 | HF & ST | 86.06 | 0 | 0 | 556mcm | 270147 | 4518430 | 4788577 | 0 | 0 | 0 | 0 | 0 | 0 | 0 | 0 | 0 | 0 | 0 | 620821096 | 0 | 0 | 0 | 0 | 0 | 0 | 0 | 0 | 12
NO |  | 82 | 2012 | 0 | 12 | 12 |  | Lake Reba | Dorchester | 161 | 161 | HF & ST | 99.15 | 0 | 1 | 556mcm | 559988 | 4929326 | 5489314 | 0 | 0 | 0 | 0 | 0 | 0 | 0 | 0 | 0 | 0 | 0 | 0 | 0 | 0 | 0 | 0 | 0 | 0 | 0 | 0 | 12
NO |  | 82 | 2012 | 0 | 13 | 13 |  | Pineville | Harlan | 161 | 161 | HF & WP | 48.34 | 0 | 0 | 795mcm | 300849 | 6639226 | 6940075 | 0 | 0 | 0 | 0 | 0 | 0 | 0 | 0 | 0 | 0 | 0 | 620821097 | 0 | 0 | 0 | 0 | 0 | 0 | 0 | 0 | 12
NO |  | 82 | 2012 | 0 | 14 | 14 |  | Pineville 149 | Pineville 192 | 161 | 161 | HF | 0.12 | 0 | 1 | 954mcm | 0 | 14306 | 14306 | 0 | 0 | 0 | 0 | 0 | 0 | 0 | 0 | 0 | 0 | 0 | 0 | 0 | 0 | 0 | 0 | 0 | 0 | 0 | 0 | 12
NO |  | 82 | 2012 | 0 | 15 | 15 |  | East Ky. Power | Taylor County | 161 | 161 | SP | 3.97 | 0 | 1 | 556mcm | 261988 | 307188 | 569176 | 0 | 0 | 0 | 0 | 0 | 0 | 0 | 0 | 0 | 0 | 0 | 0 | 0 | 0 | 0 | 0 | 0 | 0 | 0 | 0 | 12
NO |  | 82 | 2012 | 0 | 16 | 16 |  | Imboden | Harlan | 161 | 161 | HF,SP,WP,ST | 43.82 | 0 | 0 | 795mcm | 84143 | 5479859 | 5564002 | 0 | 0 | 0 | 0 | 0 | 0 | 0 | 0 | 0 | 0 | 0 | 620821098 | 0 | 0 | 0 | 0 | 0 | 0 | 0 | 0 | 12
NO |  | 82 | 2012 | 0 | 18 | 18 |  | Brown Plant | Green River | 138 | 138 | HF,SP,WP,ST | 169.18 | 0 | 0 | 556mcm | 381153 | 7855862 | 8237015 | 0 | 0 | 0 | 0 | 0 | 0 | 0 | 0 | 0 | 0 | 0 | 620821100 | 0 | 0 | 0 | 0 | 0 | 0 | 0 | 0 | 12
NO |  | 82 | 2012 | 0 | 19 | 19 |  | Kenton | Rodburn | 138 | 138 | HF | 45.74 | 0 | 1 | 397mcm | 98119 | 1298430 | 1396549 | 0 | 0 | 0 | 0 | 0 | 0 | 0 | 0 | 0 | 0 | 0 | 0 | 0 | 0 | 0 | 0 | 0 | 0 | 0 | 0 | 12
NO |  | 82 | 2012 | 0 | 20 | 20 |  | Green River | Brown North | 138 | 138 | HF,SP & ST | 166.68 | 0 | 0 | 795mcm | 736912 | 11728075 | 12464987 | 0 | 0 | 0 | 0 | 0 | 0 | 0 | 0 | 0 | 0 | 0 | 620821101 | 0 | 0 | 0 | 0 | 0 | 0 | 0 | 0 | 12
NO |  | 82 | 2012 | 0 | 21 | 21 |  | Fawkes | Rodburn | 138 | 138 | HF,ST & WP | 64.52 | 0 | 1 | 556mcm | 579168 | 2643593 | 3222761 | 0 | 0 | 0 | 0 | 0 | 0 | 0 | 0 | 0 | 0 | 0 | 0 | 0 | 0 | 0 | 0 | 0 | 0 | 0 | 0 | 12
NO |  | 82 | 2012 | 0 | 22 | 22 |  | Clifty Creek | Carrollton | 138 | 138 | HF,SP,ST,WP | 144.71 | 0 | 0 | 795mcm | 891092 | 14934875 | 15825967 | 0 | 0 | 0 | 0 | 0 | 0 | 0 | 0 | 0 | 0 | 0 | 620821102 | 0 | 0 | 0 | 0 | 0 | 0 | 0 | 0 | 12
NO |  | 82 | 2012 | 0 | 23 | 23 |  | Brown Plant | Lake Reba | 138 | 138 | HF,SP | 29.44 | 0 | 1 | 556mcm | 80240 | 1220135 | 1300375 | 0 | 0 | 0 | 0 | 0 | 0 | 0 | 0 | 0 | 0 | 0 | 0 | 0 | 0 | 0 | 0 | 0 | 0 | 0 | 0 | 12
NO |  | 82 | 2012 | 0 | 24 | 24 |  | Brown Plant | Haefling | 138 | 138 | HF,SP,ST,WP | 29.32 | 0 | 0 | 795mcm | 191989 | 4978733 | 5170722 | 0 | 0 | 0 | 0 | 0 | 0 | 0 | 0 | 0 | 0 | 0 | 620821103 | 0 | 0 | 0 | 0 | 0 | 0 | 0 | 0 | 12
NO |  | 82 | 2012 | 0 | 25 | 25 |  | Ghent Plant | Kenton Station | 138 | 138 | HF & WF | 72.78 | 0 | 1 | 795mcm | 446861 | 5571785 | 6018646 | 0 | 0 | 0 | 0 | 0 | 0 | 0 | 0 | 0 | 0 | 0 | 0 | 0 | 0 | 0 | 0 | 0 | 0 | 0 | 0 | 12
NO |  | 82 | 2012 | 0 | 26 | 26 |  | Ghent Plant | Adams | 138 | 138 | HF,SP & ST | 56.77 | 0 | 0 | 795mcm | 245501 | 6112693 | 6358194 | 0 | 0 | 0 | 0 | 0 | 0 | 0 | 0 | 0 | 0 | 0 | 620821104 | 0 | 0 | 0 | 0 | 0 | 0 | 0 | 0 | 12
NO |  | 82 | 2012 | 0 | 27 | 27 |  | Hardin County | Rogersville | 138 | 138 | HF | 10.24 | 0 | 1 | 795mcm | 245093 | 1036510 | 1281603 | 0 | 0 | 0 | 0 | 0 | 0 | 0 | 0 | 0 | 0 | 0 | 0 | 0 | 0 | 0 | 0 | 0 | 0 | 0 | 0 | 12
NO |  | 82 | 2012 | 0 | 28 | 28 |  | Virginia City | Clinch River (AEP Int. Pt) | 138 | 138 | HF | 7.89 | 0 | 1 | 795mcm | 344980 | 4788455 | 5133435 | 0 | 0 | 0 | 0 | 0 | 0 | 0 | 0 | 0 | 0 | 0 | 0 | 0 | 0 | 0 | 0 | 0 | 0 | 0 | 0 | 12
SI/SI | A | 82 | 2012 | 0 | 29 | 29 |  | 69KV Lines |  | 69 | 69 | Various | 2219.32 | 0 | 0 | Various | 8406799 | 164691645 | 173098444 | 0 | 0 | 0 | 2336038.0418 | 0 | 0 | 0 | 0 | 0 | 0 | 0 | 620821105 | 0 | 0 | 0 | 0 | 0 | 0 | 0 | 0 | 12
NO |  | 82 | 2012 | 0 | 17 | 17 |  | Ghent Plant | Brown Plant | 138 | 138 | ST | 90.47 | 0 | 0 | 954mcm | 419701 | 5837035 | 6256736 | 0 | 0 | 0 | 0 | 0 | 0 | 0 | 0 | 0 | 0 | 0 | 620821099 | 0 | 0 | 0 | 0 | 0 | 0 | 0 | 0 | 12
NO |  | 82 | 2012 | 0 | 33 | 33 |  | Exp Applicable to All Lines |  | 0 | 0 |  | 0 | 0 | 0 |  | 0 | 0 | 0 | 538526 | 5184096 | 146274 | 5868896 | 0 | 0 | 0 | 0 | 0 | 0 | 0 | 0 | 0 | 0 | 0 | 0 | 0 | 0 | 0 | 0 | 12
NO |  | 149 | 2012 | 0 | 1 | 1 |  |  | Summary | 0 | 0 |  | 0 | 0 | 0 |  | 0 | 0 | 0 | 0 | 0 | 0 | 0 | 0 | 621490045 | 0 | 0 | 0 | 0 | 0 | 0 | 0 | 0 | 0 | 0 | 0 | 0 | 0 | 0 | 12
NO |  | 149 | 2012 | 0 | 3 | 3 |  |  | Jointly Owned | 0 | 0 |  | 0 | 0 | 0 |  | 0 | 0 | 0 | 0 | 0 | 0 | 0 | 0 | 0 | 0 | 0 | 0 | 0 | 0 | 0 | 0 | 0 | 0 | 0 | 0 | 0 | 0 | 0 | 12
NO |  | 149 | 2012 | 0 | 5 | 5 |  |  | 500KV | 0.7 | 0 | SP | 13.65 | 0 | 0 |  | 0 | 34847673 | 34847673 | 7723 | 224215 | 0 | 231938 | 0 | 0 | 0 | 0 | 0 | 0 | 0 | 0 | 0 | 0 | 0 | 0 | 0 | 0 | 0 | 0 | 12
NO |  | 149 | 2012 | 0 | 6 | 6 |  |  | 500KV | 0 | 0 | ST | 168.25 | 0 | 0 |  | 22309591 | 47042089 | 69351680 | 95189 | 2763591 | 0 | 2858780 | 0 | 0 | 0 | 0 | 0 | 0 | 0 | 0 | 0 | 0 | 0 | 0 | 0 | 0 | 0 | 0 | 12
NO |  | 149 | 2012 | 0 | 10 | 10 |  |  | Wholly Owned | 0 | 0 |  | 0 | 0 | 0 |  | 0 | 0 | 0 | 0 | 0 | 0 | 0 | 0 | 0 | 0 | 0 | 0 | 0 | 0 | 0 | 0 | 0 | 0 | 0 | 0 | 0 | 0 | 0 | 12
NO |  | 149 | 2012 | 0 | 11 | 11 |  |  | 500KV | 0 | 0 | SP | 4.27 | 0 | 0 |  | 0 | 1837347 | 1837347 | 2419 | 70218 | 0 | 72637 | 0 | 0 | 0 | 0 | 0 | 0 | 0 | 0 | 0 | 0 | 0 | 0 | 0 | 0 | 0 | 0 | 12
NO |  | 149 | 2012 | 0 | 12 | 12 |  |  | 500KV | 0 | 0 | ST | 192.02 | 0 | 0 |  | 19624256 | 82531890 | 102156146 | 108640 | 3154119 | 0 | 3262759 | 0 | 0 | 0 | 0 | 0 | 0 | 0 | 0 | 0 | 0 | 0 | 0 | 0 | 0 | 0 | 0 | 12
NO |  | 149 | 2012 | 0 | 13 | 13 |  |  | 345KV | 0 | 0 | HPFF | 16.96 | 0 | 0 |  | 352079 | 46830977 | 47183056 | 47633 | 138979 | 0 | 186612 | 0 | 0 | 0 | 0 | 0 | 0 | 0 | 0 | 0 | 0 | 0 | 0 | 0 | 0 | 0 | 0 | 12
NO |  | 149 | 2012 | 0 | 14 | 14 |  |  | 230KV | 0 | 0 | AT | 16.44 | 14.9 | 0 |  | 0 | 6400105 | 6400105 | 17731 | 514791 | 158558 | 691080 | 0 | 0 | 0 | 0 | 0 | 0 | 0 | 0 | 0 | 0 | 0 | 0 | 0 | 0 | 0 | 0 | 12
NO |  | 149 | 2012 | 0 | 15 | 15 |  |  |  | 0 | 0 | ST | 259.84 | 114.51 | 0 |  | 21406419 | 123212374 | 144618793 | 211797 | 6149070 | 1893941 | 8254808 | 0 | 0 | 0 | 0 | 0 | 0 | 0 | 0 | 0 | 0 | 0 | 0 | 0 | 0 | 0 | 0 | 12
NO |  | 149 | 2012 | 0 | 16 | 16 |  |  |  | 0 | 0 | SP | 17.76 | 1.74 | 0 |  | 0 | 6841536 | 6841536 | 11030 | 320233 | 98633 | 429896 | 0 | 0 | 0 | 0 | 0 | 0 | 0 | 0 | 0 | 0 | 0 | 0 | 0 | 0 | 0 | 0 | 12
NO |  | 149 | 2012 | 0 | 17 | 17 |  |  |  | 0 | 0 | HPFF | 104.51 | 0 | 0 |  | 3681830 | 293488683 | 297170513 | 293513 | 856385 | 0 | 1149898 | 0 | 0 | 0 | 0 | 0 | 0 | 0 | 0 | 0 | 0 | 0 | 0 | 0 | 0 | 0 | 0 | 12
NO |  | 149 | 2012 | 0 | 20 | 20 |  |  | 138KV | 0 | 0 | HPFF | 97.5 | 0 | 0 |  | 125056 | 96687313 | 96812369 | 273834 | 798966 | 0 | 1072800 | 0 | 0 | 0 | 0 | 0 | 0 | 0 | 0 | 0 | 0 | 0 | 0 | 0 | 0 | 0 | 0 | 12
NO |  | 149 | 2012 | 0 | 21 | 21 |  |  |  | 0 | 0 | UCB | 5.48 | 0 | 0 |  | 22938681 | 22938681 | 45877362 | 15388 | 44898 | 0 | 60286 | 0 | 0 | 0 | 0 | 0 | 0 | 0 | 0 | 0 | 0 | 0 | 0 | 0 | 0 | 0 | 0 | 12
NO |  | 149 | 2012 | 0 | 22 | 22 |  |  |  | 0 | 0 | HPGF | 7.19 | 0 | 0 |  | 0 | 0 | 0 | 20193 | 58919 | 0 | 79112 | 0 | 0 | 0 | 0 | 0 | 0 | 0 | 0 | 0 | 0 | 0 | 0 | 0 | 0 | 0 | 0 | 12
NO |  | 149 | 2012 | 0 | 23 | 23 |  |  |  | 0 | 0 | ST | 160.03 | 108.22 | 0 |  | 2970549 | 91594416 | 94564965 | 151771 | 65868 | 0 | 217639 | 0 | 0 | 0 | 0 | 0 | 0 | 0 | 0 | 0 | 0 | 0 | 0 | 0 | 0 | 0 | 0 | 12
NO |  | 149 | 2012 | 0 | 24 | 24 |  |  |  | 0 | 0 | AT | 0 | 3.93 | 0 |  | 139946 | 31742 | 171688 | 2223 | 4406352 | 0 | 4408575 | 0 | 0 | 0 | 0 | 0 | 0 | 0 | 0 | 0 | 0 | 0 | 0 | 0 | 0 | 0 | 0 | 12
SI/SI | A | 149 | 2012 | 0 | 27 | 27 |  |  | 69kV | 0 | 0 | ST | 3.63 | 2.96 | 0 |  | 18640 | 31197494 | 31216134 | 3728 | 108247 | 0 | 111975 | 0 | 0 | 0 | 0 | 0 | 0 | 0 | 0 | 0 | 0 | 0 | 0 | 0 | 0 | 0 | 0 | 12
NO |  | 149 | 2012 | 0 | 28 | 28 |  |  |  | 0 | 0 | UCB | 3.3 | 0 | 0 |  | 0 | 70691424 | 70691424 | 9268 | 27042 | 0 | 36310 | 0 | 0 | 0 | 0 | 0 | 0 | 0 | 0 | 0 | 0 | 0 | 0 | 0 | 0 | 0 | 0 | 12
NO |  | 149 | 2012 | 0 | 29 | 29 |  |  |  | 0 | 0 | WP | 105.42 | 0 | 0 |  | 859130 | 83006331 | 83865461 | 59644 | 1731628 | 0 | 1791272 | 0 | 0 | 0 | 0 | 0 | 0 | 0 | 0 | 0 | 0 | 0 | 0 | 0 | 0 | 0 | 0 | 12
NO |  | 149 | 2012 | 1 | 2 | 2 |  | Hope Creek | Red Lion (River Crossing) | 500 | 500 | ST | 2.5 | 0 | 1 | 2505 ACSR | 0 | 0 | 0 | 0 | 0 | 0 | 0 | 621490046 | 0 | 0 | 0 | 0 | 0 | 0 | 0 | 0 | 0 | 0 | 0 | 0 | 0 | 0 | 0 | 12
NO |  | 149 | 2012 | 1 | 3 | 3 |  |  |  | 500 | 500 | ST | 0.1 | 0 | 1 | 2493 ACAR | 0 | 0 | 0 | 0 | 0 | 0 | 0 | 0 | 0 | 0 | 0 | 0 | 0 | 0 | 0 | 0 | 0 | 0 | 0 | 0 | 0 | 0 | 0 | 12
NO |  | 149 | 2012 | 1 | 6 | 6 |  | Deans | Branchburg | 500 | 500 | ST | 16.21 | 0 | 1 | 2493 ACAR | 0 | 0 | 0 | 0 | 0 | 0 | 0 | 621490047 | 0 | 0 | 0 | 0 | 0 | 0 | 0 | 0 | 0 | 0 | 0 | 0 | 0 | 0 | 0 | 12
NO |  | 149 | 2012 | 1 | 9 | 9 |  | Salem | Deans | 500 | 500 | ST | 6.24 | 0 | 1 | 2493 ACAR | 0 | 0 | 0 | 0 | 0 | 0 | 0 | 621490048 | 0 | 0 | 0 | 0 | 0 | 0 | 0 | 0 | 0 | 0 | 0 | 0 | 0 | 0 | 0 | 12
NO |  | 149 | 2012 | 1 | 16 | 16 |  | New Freedom | East Windsor | 500 | 500 | ST | 50.3 | 0 | 1 | 2493 ACAR | 0 | 0 | 0 | 0 | 0 | 0 | 0 | 621490051 | 0 | 0 | 0 | 0 | 0 | 0 | 0 | 0 | 0 | 0 | 0 | 0 | 0 | 0 | 0 | 12
NO |  | 149 | 2012 | 1 | 19 | 19 |  | So. Mahwah | Ramapo | 345 | 345 | ST | 1.8 | 0 | 1 | 1590 ACSR | 0 | 0 | 0 | 0 | 0 | 0 | 0 | 621490052 | 0 | 0 | 0 | 0 | 0 | 0 | 0 | 0 | 0 | 0 | 0 | 0 | 0 | 0 | 0 | 12
NO |  | 149 | 2012 | 1 | 24 | 24 |  | Branchburg | Whitpan 16/5 | 500 | 500 | ST | 14.5 | 0 | 1 | 2493 ACAR | 0 | 0 | 0 | 0 | 0 | 0 | 0 | 0 | 0 | 0 | 0 | 0 | 0 | 0 | 0 | 0 | 0 | 0 | 0 | 0 | 0 | 0 | 0 | 12
NO |  | 149 | 2012 | 1 | 25 | 25 |  | Brachburg | Whitpan 16/5 | 500 | 500 | SP | 1.3 | 0 | 1 | 2493 ACAR | 0 | 0 | 0 | 0 | 0 | 0 | 0 | 0 | 0 | 0 | 0 | 0 | 0 | 0 | 0 | 0 | 0 | 0 | 0 | 0 | 0 | 0 | 0 | 12
NO |  | 149 | 2012 | 1 | 28 | 28 |  | Salem | Orchard | 500 | 500 | ST | 1.57 | 0 | 1 | 2493 ACAR | 0 | 0 | 0 | 0 | 0 | 0 | 0 | 0 | 0 | 0 | 0 | 0 | 0 | 0 | 0 | 0 | 0 | 0 | 0 | 0 | 0 | 0 | 0 | 12
NO |  | 149 | 2012 | 1 | 29 | 29 |  |  |  | 500 | 500 | ST | 18.21 | 0 | 1 | 2493 ACAR | 0 | 0 | 0 | 0 | 0 | 0 | 0 | 0 | 0 | 0 | 0 | 0 | 0 | 0 | 0 | 0 | 0 | 0 | 0 | 0 | 0 | 0 | 0 | 12
NO |  | 149 | 2012 | 1 | 32 | 32 |  | Hope Creek | New Freedom | 500 | 500 | ST | 0.31 | 0 | 1 | 2493 ACAR | 0 | 0 | 0 | 0 | 0 | 0 | 0 | 0 | 0 | 0 | 0 | 0 | 0 | 0 | 0 | 0 | 0 | 0 | 0 | 0 | 0 | 0 | 0 | 12
NO |  | 149 | 2012 | 1 | 33 | 33 |  |  |  | 500 | 500 | ST | 42.29 | 0 | 1 | 2493 ACAR | 0 | 0 | 0 | 0 | 0 | 0 | 0 | 0 | 0 | 0 | 0 | 0 | 0 | 0 | 0 | 0 | 0 | 0 | 0 | 0 | 0 | 0 | 0 | 12
NO |  | 149 | 2012 | 2 | 1 | 1 |  | Salem | Hope Creek | 500 | 500 | ST | 0.26 | 0 | 1 | 2493 ACAR | 0 | 0 | 0 | 0 | 0 | 0 | 0 | 0 | 0 | 0 | 0 | 0 | 0 | 0 | 0 | 0 | 0 | 0 | 0 | 0 | 0 | 0 | 0 | 12
NO |  | 149 | 2012 | 2 | 4 | 4 |  | Orchard | New Freedom | 500 | 500 | ST | 22.21 | 0 | 1 | 2493 ACAR | 0 | 0 | 0 | 0 | 0 | 0 | 0 | 0 | 0 | 0 | 0 | 0 | 0 | 0 | 0 | 0 | 0 | 0 | 0 | 0 | 0 | 0 | 0 | 12
NO |  | 149 | 2012 | 2 | 5 | 5 |  |  |  | 500 | 500 | SP | 1.34 | 0 | 1 | 2493 ACAR | 0 | 0 | 0 | 0 | 0 | 0 | 0 | 0 | 0 | 0 | 0 | 0 | 0 | 0 | 0 | 0 | 0 | 0 | 0 | 0 | 0 | 0 | 0 | 12
NO |  | 149 | 2012 | 2 | 8 | 8 |  | Hudson | Farragut | 345 | 345 | HPFF | 2.99 | 0 | 1 | 2000 CU | 0 | 0 | 0 | 0 | 0 | 0 | 0 | 0 | 0 | 0 | 0 | 0 | 0 | 0 | 0 | 0 | 0 | 0 | 0 | 0 | 0 | 0 | 0 | 12
NO |  | 149 | 2012 | 2 | 11 | 11 |  | Waldwick | So. Mahwah | 345 | 345 | HPFF | 5.47 | 0 | 1 | 2500 CU | 0 | 0 | 0 | 0 | 0 | 0 | 0 | 0 | 0 | 0 | 0 | 0 | 0 | 0 | 0 | 0 | 0 | 0 | 0 | 0 | 0 | 0 | 0 | 12
NO |  | 149 | 2012 | 2 | 14 | 14 |  | Mercer | Lawrence | 230 | 230 | AT | 4.32 | 0 | 1 | 1590 ACSR | 0 | 0 | 0 | 0 | 0 | 0 | 0 | 0 | 0 | 0 | 0 | 0 | 0 | 0 | 0 | 0 | 0 | 0 | 0 | 0 | 0 | 0 | 0 | 12
NO |  | 149 | 2012 | 2 | 17 | 17 |  | Essex | Hudson | 230 | 230 | ST | 0 | 1.1 | 1 | 1590 ACSR | 0 | 0 | 0 | 0 | 0 | 0 | 0 | 0 | 0 | 0 | 0 | 0 | 0 | 0 | 0 | 0 | 0 | 0 | 0 | 0 | 0 | 0 | 0 | 12
NO |  | 149 | 2012 | 2 | 18 | 18 |  |  |  | 230 | 230 | ST | 0 | 2.61 | 1 | 1590 ACSR | 0 | 0 | 0 | 0 | 0 | 0 | 0 | 0 | 0 | 0 | 0 | 0 | 0 | 0 | 0 | 0 | 0 | 0 | 0 | 0 | 0 | 0 | 0 | 12
NO |  | 149 | 2012 | 2 | 21 | 21 |  | Linden #2 | Goethals | 230 | 230 | ST | 0.12 | 0 | 1 | 1590 ACSR | 0 | 0 | 0 | 0 | 0 | 0 | 0 | 0 | 0 | 0 | 0 | 0 | 0 | 0 | 0 | 0 | 0 | 0 | 0 | 0 | 0 | 0 | 0 | 12
NO |  | 149 | 2012 | 2 | 30 | 30 |  | Roseland | Athenia | 230 | 230 | AT | 0 | 11.19 | 1 | 1590 ACSR | 0 | 0 | 0 | 0 | 0 | 0 | 0 | 0 | 0 | 0 | 0 | 0 | 0 | 0 | 0 | 0 | 0 | 0 | 0 | 0 | 0 | 0 | 0 | 12
NO |  | 149 | 2012 | 2 | 33 | 33 |  | Linden #2 | Tosco | 230 | 230 | SP | 0.08 | 0 | 1 | 1590 ACSR | 0 | 0 | 0 | 0 | 0 | 0 | 0 | 0 | 0 | 0 | 0 | 0 | 0 | 0 | 0 | 0 | 0 | 0 | 0 | 0 | 0 | 0 | 0 | 12
NO |  | 149 | 2012 | 3 | 1 | 1 |  | Branchburg | Somerville | 230 | 230 | ST | 0 | 9.57 | 1 | 1590 ACSS | 0 | 0 | 0 | 0 | 0 | 0 | 0 | 0 | 0 | 0 | 0 | 0 | 0 | 0 | 0 | 0 | 0 | 0 | 0 | 0 | 0 | 0 | 0 | 12
NO |  | 149 | 2012 | 3 | 6 | 6 |  | New Freedom | Silver Lake | 230 | 230 | ST | 2.3 | 0 | 1 | 1590 ACSR 45/7 | 0 | 0 | 0 | 0 | 0 | 0 | 0 | 0 | 0 | 0 | 0 | 0 | 0 | 0 | 0 | 0 | 0 | 0 | 0 | 0 | 0 | 0 | 0 | 12
NO |  | 149 | 2012 | 3 | 9 | 9 |  | New Jersey | Athenia | 230 | 230 | ST | 1.91 | 0 | 1 | 1590 ACSR | 0 | 0 | 0 | 0 | 0 | 0 | 0 | 0 | 0 | 0 | 0 | 0 | 0 | 0 | 0 | 0 | 0 | 0 | 0 | 0 | 0 | 0 | 0 | 12
NO |  | 149 | 2012 | 3 | 10 | 10 |  | Transit |  | 230 | 230 | ST | 2.1 | 0 | 1 | 1590 ACSR | 0 | 0 | 0 | 0 | 0 | 0 | 0 | 0 | 0 | 0 | 0 | 0 | 0 | 0 | 0 | 0 | 0 | 0 | 0 | 0 | 0 | 0 | 0 | 12
NO |  | 149 | 2012 | 3 | 11 | 11 |  | Meadows |  | 230 | 230 | ST | 7.15 | 0 | 1 | 1590 ACSR | 0 | 0 | 0 | 0 | 0 | 0 | 0 | 0 | 0 | 0 | 0 | 0 | 0 | 0 | 0 | 0 | 0 | 0 | 0 | 0 | 0 | 0 | 0 | 12
NO |  | 149 | 2012 | 3 | 16 | 16 |  | Croyden | Cox's Corner | 230 | 230 | ST | 0.14 | 0 | 1 | 795 ACSR | 0 | 0 | 0 | 0 | 0 | 0 | 0 | 0 | 0 | 0 | 0 | 0 | 0 | 0 | 0 | 0 | 0 | 0 | 0 | 0 | 0 | 0 | 0 | 12
NO |  | 149 | 2012 | 3 | 17 | 17 |  |  |  | 230 | 230 | ST | 0 | 0.16 | 1 | 1590 ACSR | 0 | 0 | 0 | 0 | 0 | 0 | 0 | 0 | 0 | 0 | 0 | 0 | 0 | 0 | 0 | 0 | 0 | 0 | 0 | 0 | 0 | 0 | 0 | 12
NO |  | 149 | 2012 | 3 | 18 | 18 |  |  |  | 230 | 230 | ST | 13.08 | 0 | 1 | 1590 ACSR | 0 | 0 | 0 | 0 | 0 | 0 | 0 | 0 | 0 | 0 | 0 | 0 | 0 | 0 | 0 | 0 | 0 | 0 | 0 | 0 | 0 | 0 | 0 | 12
NO |  | 149 | 2012 | 3 | 21 | 21 |  | Roseland | Montville | 230 | 230 | ST | 0.04 | 0 | 1 | 1590 ACSR | 0 | 0 | 0 | 0 | 0 | 0 | 0 | 0 | 0 | 0 | 0 | 0 | 0 | 0 | 0 | 0 | 0 | 0 | 0 | 0 | 0 | 0 | 0 | 12
NO |  | 149 | 2012 | 3 | 24 | 24 |  | Camden | Cox's Corner | 230 | 230 | ST | 10.6 | 0 | 1 | 1590 ACSR | 0 | 0 | 0 | 0 | 0 | 0 | 0 | 0 | 0 | 0 | 0 | 0 | 0 | 0 | 0 | 0 | 0 | 0 | 0 | 0 | 0 | 0 | 0 | 12
NO |  | 149 | 2012 | 3 | 27 | 27 |  | Waldwick | Hawthorne | 230 | 230 | HPFF | 4.16 | 0 | 1 | 2000 CU | 0 | 0 | 0 | 0 | 0 | 0 | 0 | 0 | 0 | 0 | 0 | 0 | 0 | 0 | 0 | 0 | 0 | 0 | 0 | 0 | 0 | 0 | 0 | 12
NO |  | 149 | 2012 | 4 | 1 | 1 |  | Deans | Linden #2 | 230 | 230 | ST | 0.4 | 0 | 1 | 1590 ACSR | 0 | 0 | 0 | 0 | 0 | 0 | 0 | 0 | 0 | 0 | 0 | 0 | 0 | 0 | 0 | 0 | 0 | 0 | 0 | 0 | 0 | 0 | 0 | 12
NO |  | 149 | 2012 | 4 | 2 | 2 |  |  |  | 230 | 230 | SP | 1.66 | 0 | 1 | 1590 ACSR | 0 | 0 | 0 | 0 | 0 | 0 | 0 | 0 | 0 | 0 | 0 | 0 | 0 | 0 | 0 | 0 | 0 | 0 | 0 | 0 | 0 | 0 | 0 | 12
NO |  | 149 | 2012 | 4 | 3 | 3 |  |  |  | 230 | 230 | RRO | 12.77 | 0 | 1 | 1590 ACSR | 0 | 0 | 0 | 0 | 0 | 0 | 0 | 0 | 0 | 0 | 0 | 0 | 0 | 0 | 0 | 0 | 0 | 0 | 0 | 0 | 0 | 0 | 0 | 12
NO |  | 149 | 2012 | 4 | 4 | 4 |  |  |  | 230 | 230 | ST | 0 | 1.01 | 1 | 1590 ACSR | 0 | 0 | 0 | 0 | 0 | 0 | 0 | 0 | 0 | 0 | 0 | 0 | 0 | 0 | 0 | 0 | 0 | 0 | 0 | 0 | 0 | 0 | 0 | 12
NO |  | 149 | 2012 | 4 | 5 | 5 |  |  |  | 230 | 230 | ST | 0 | 10.6 | 1 | 1590 ACSR | 0 | 0 | 0 | 0 | 0 | 0 | 0 | 0 | 0 | 0 | 0 | 0 | 0 | 0 | 0 | 0 | 0 | 0 | 0 | 0 | 0 | 0 | 0 | 12
NO |  | 149 | 2012 | 4 | 6 | 6 |  |  |  | 230 | 230 | ST | 0 | 0.41 | 1 | 1590 ACSR | 0 | 0 | 0 | 0 | 0 | 0 | 0 | 0 | 0 | 0 | 0 | 0 | 0 | 0 | 0 | 0 | 0 | 0 | 0 | 0 | 0 | 0 | 0 | 12
NO |  | 149 | 2012 | 4 | 11 | 11 |  | Saddle Brook | Maywood | 230 | 230 | HPFF | 2.69 | 0 | 1 | 2000 CU | 0 | 0 | 0 | 0 | 0 | 0 | 0 | 0 | 0 | 0 | 0 | 0 | 0 | 0 | 0 | 0 | 0 | 0 | 0 | 0 | 0 | 0 | 0 | 12
NO |  | 149 | 2012 | 4 | 16 | 16 |  | Linden #2 | Bayway | 230 | 230 | ST | 0.32 | 0 | 1 | 1590 ACSR | 0 | 0 | 0 | 0 | 0 | 0 | 0 | 0 | 0 | 0 | 0 | 0 | 0 | 0 | 0 | 0 | 0 | 0 | 0 | 0 | 0 | 0 | 0 | 12
NO |  | 149 | 2012 | 4 | 23 | 23 |  | Branchburg | East Flemington | 230 | 230 | ST | 0.34 | 0 | 1 | 1590 ACSR | 0 | 0 | 0 | 0 | 0 | 0 | 0 | 0 | 0 | 0 | 0 | 0 | 0 | 0 | 0 | 0 | 0 | 0 | 0 | 0 | 0 | 0 | 0 | 12
NO |  | 149 | 2012 | 4 | 24 | 24 |  |  |  | 230 | 230 | SP | 0.44 | 0 | 1 | 795 ACSR | 0 | 0 | 0 | 0 | 0 | 0 | 0 | 0 | 0 | 0 | 0 | 0 | 0 | 0 | 0 | 0 | 0 | 0 | 0 | 0 | 0 | 0 | 0 | 12
NO |  | 149 | 2012 | 4 | 27 | 27 |  | Gloucester | Beaver Brook | 230 | 230 | SP | 2.21 | 0 | 1 | 1590 ACSR | 0 | 0 | 0 | 0 | 0 | 0 | 0 | 0 | 0 | 0 | 0 | 0 | 0 | 0 | 0 | 0 | 0 | 0 | 0 | 0 | 0 | 0 | 0 | 12
NO |  | 149 | 2012 | 4 | 30 | 30 |  | Mercer | WF- Cogen | 230 | 230 | SP | 0.24 | 0 | 1 | 1590 ACSR | 0 | 0 | 0 | 0 | 0 | 0 | 0 | 0 | 0 | 0 | 0 | 0 | 0 | 0 | 0 | 0 | 0 | 0 | 0 | 0 | 0 | 0 | 0 | 12
NO |  | 149 | 2012 | 4 | 31 | 31 |  |  |  | 230 | 230 | ST | 0.44 | 0 | 0 |  | 0 | 0 | 0 | 0 | 0 | 0 | 0 | 0 | 0 | 0 | 0 | 0 | 0 | 0 | 0 | 0 | 0 | 0 | 0 | 0 | 0 | 0 | 0 | 12
NO |  | 149 | 2012 | 5 | 5 | 5 |  | Kittatinny | Bushkill | 230 | 230 | ST | 6.73 | 0 | 1 | 1590 ACSR | 0 | 0 | 0 | 0 | 0 | 0 | 0 | 0 | 0 | 0 | 0 | 0 | 0 | 0 | 0 | 0 | 0 | 0 | 0 | 0 | 0 | 0 | 0 | 12
NO |  | 149 | 2012 | 5 | 8 | 8 |  | Essex | Aldene | 230 | 230 | HPFF | 4.6 | 0 | 1 | 2000 CU | 0 | 0 | 0 | 0 | 0 | 0 | 0 | 0 | 0 | 0 | 0 | 0 | 0 | 0 | 0 | 0 | 0 | 0 | 0 | 0 | 0 | 0 | 0 | 12
NO |  | 149 | 2012 | 5 | 9 | 9 |  |  |  | 230 | 230 | HPFF | 6.27 | 0 | 1 | 2500 CU | 0 | 0 | 0 | 0 | 0 | 0 | 0 | 0 | 0 | 0 | 0 | 0 | 0 | 0 | 0 | 0 | 0 | 0 | 0 | 0 | 0 | 0 | 0 | 12
NO |  | 149 | 2012 | 5 | 10 | 10 |  |  |  | 230 | 230 | HPFF | 8.34 | 0 | 1 | 3000CU | 0 | 0 | 0 | 0 | 0 | 0 | 0 | 0 | 0 | 0 | 0 | 0 | 0 | 0 | 0 | 0 | 0 | 0 | 0 | 0 | 0 | 0 | 0 | 12
NO |  | 149 | 2012 | 5 | 13 | 13 |  | New Freedom | Beaver Brook | 230 | 230 | ST | 2.3 | 0 | 1 | 1590 ACSR | 0 | 0 | 0 | 0 | 0 | 0 | 0 | 0 | 0 | 0 | 0 | 0 | 0 | 0 | 0 | 0 | 0 | 0 | 0 | 0 | 0 | 0 | 0 | 12
NO |  | 149 | 2012 | 5 | 14 | 14 |  |  |  | 230 | 230 | ST | 6.4 | 0 | 1 | 1590 ACSR | 0 | 0 | 0 | 0 | 0 | 0 | 0 | 0 | 0 | 0 | 0 | 0 | 0 | 0 | 0 | 0 | 0 | 0 | 0 | 0 | 0 | 0 | 0 | 12
NO |  | 149 | 2012 | 5 | 19 | 19 |  | Bergen | Leonia | 230 | 230 | HPFF | 2.94 | 0 | 1 | 2000 CU | 0 | 0 | 0 | 0 | 0 | 0 | 0 | 0 | 0 | 0 | 0 | 0 | 0 | 0 | 0 | 0 | 0 | 0 | 0 | 0 | 0 | 0 | 0 | 12
NO |  | 149 | 2012 | 5 | 22 | 22 |  | Cedar Grove | Jackson Road | 230 | 230 | HPFF | 3.78 | 0 | 1 | 2000 CU | 0 | 0 | 0 | 0 | 0 | 0 | 0 | 0 | 0 | 0 | 0 | 0 | 0 | 0 | 0 | 0 | 0 | 0 | 0 | 0 | 0 | 0 | 0 | 12
NO |  | 149 | 2012 | 5 | 27 | 27 |  | Pleasant Valley | Buckingham | 230 | 230 | ST | 0 | 4.24 | 1 | 1590 ACSR | 0 | 0 | 0 | 0 | 0 | 0 | 0 | 0 | 0 | 0 | 0 | 0 | 0 | 0 | 0 | 0 | 0 | 0 | 0 | 0 | 0 | 0 | 0 | 12
NO |  | 149 | 2012 | 5 | 30 | 30 |  | Jackson Road | Hinchmans | 230 | 230 | HPFF | 4.04 | 0 | 1 | 2000 CU | 0 | 0 | 0 | 0 | 0 | 0 | 0 | 0 | 0 | 0 | 0 | 0 | 0 | 0 | 0 | 0 | 0 | 0 | 0 | 0 | 0 | 0 | 0 | 12
NO |  | 149 | 2012 | 6 | 2 | 2 |  | Warinanco | Aldene | 230 | 230 | SP | 0.12 | 0 | 1 | 1590 ACSR | 0 | 0 | 0 | 0 | 0 | 0 | 0 | 0 | 0 | 0 | 0 | 0 | 0 | 0 | 0 | 0 | 0 | 0 | 0 | 0 | 0 | 0 | 0 | 12
NO |  | 149 | 2012 | 6 | 3 | 3 |  |  |  | 230 | 230 | ST | 0.66 | 0 | 1 | 1590 ACSR | 0 | 0 | 0 | 0 | 0 | 0 | 0 | 0 | 0 | 0 | 0 | 0 | 0 | 0 | 0 | 0 | 0 | 0 | 0 | 0 | 0 | 0 | 0 | 12
NO |  | 149 | 2012 | 6 | 6 | 6 |  | Hawthorne | Hinchmans Avenue | 230 | 230 | HPFF | 5.57 | 0 | 1 | 2000 CU | 0 | 0 | 0 | 0 | 0 | 0 | 0 | 0 | 0 | 0 | 0 | 0 | 0 | 0 | 0 | 0 | 0 | 0 | 0 | 0 | 0 | 0 | 0 | 12
NO |  | 149 | 2012 | 6 | 11 | 11 |  | Deptford | Mickleton | 230 | 230 | SP | 0.08 | 0 | 1 | 1590 ACSR | 0 | 0 | 0 | 0 | 0 | 0 | 0 | 0 | 0 | 0 | 0 | 0 | 0 | 0 | 0 | 0 | 0 | 0 | 0 | 0 | 0 | 0 | 0 | 12
NO |  | 149 | 2012 | 6 | 12 | 12 |  |  |  | 230 | 230 | RRO | 1.24 | 0 | 1 | 1590 ACSR | 0 | 0 | 0 | 0 | 0 | 0 | 0 | 0 | 0 | 0 | 0 | 0 | 0 | 0 | 0 | 0 | 0 | 0 | 0 | 0 | 0 | 0 | 0 | 12
NO |  | 149 | 2012 | 6 | 19 | 19 |  | Essex | New Jersey Transit Meadows | 230 | 230 | ST | 1.07 | 0 | 1 | 1590 ACSR | 0 | 0 | 0 | 0 | 0 | 0 | 0 | 0 | 0 | 0 | 0 | 0 | 0 | 0 | 0 | 0 | 0 | 0 | 0 | 0 | 0 | 0 | 0 | 12
NO |  | 149 | 2012 | 6 | 20 | 20 |  |  | Transit Meadows | 230 | 230 | ST | 0 | 0.73 | 1 | 1590 ACSR | 0 | 0 | 0 | 0 | 0 | 0 | 0 | 0 | 0 | 0 | 0 | 0 | 0 | 0 | 0 | 0 | 0 | 0 | 0 | 0 | 0 | 0 | 0 | 12
NO |  | 149 | 2012 | 6 | 23 | 23 |  | Gloucester | Eagle Point | 230 | 230 | ST | 1.43 | 0 | 1 | 1590 ACSR | 0 | 0 | 0 | 0 | 0 | 0 | 0 | 0 | 0 | 0 | 0 | 0 | 0 | 0 | 0 | 0 | 0 | 0 | 0 | 0 | 0 | 0 | 0 | 12
NO |  | 149 | 2012 | 6 | 24 | 24 |  |  |  | 230 | 230 | RRO | 1.03 | 0 | 1 | 1590 ACSR | 0 | 0 | 0 | 0 | 0 | 0 | 0 | 0 | 0 | 0 | 0 | 0 | 0 | 0 | 0 | 0 | 0 | 0 | 0 | 0 | 0 | 0 | 0 | 12
NO |  | 149 | 2012 | 6 | 31 | 31 |  | East Flemington | Pleasant Valley | 230 | 230 | ST | 7.73 | 0 | 1 | 795 ACSR | 0 | 0 | 0 | 0 | 0 | 0 | 0 | 0 | 0 | 0 | 0 | 0 | 0 | 0 | 0 | 0 | 0 | 0 | 0 | 0 | 0 | 0 | 0 | 12
NO |  | 149 | 2012 | 7 | 1 | 1 |  | Sewaren | Linden #2 | 230 | 230 | ST | 0 | 0.97 | 1 | 1590 ACSR | 0 | 0 | 0 | 0 | 0 | 0 | 0 | 0 | 0 | 0 | 0 | 0 | 0 | 0 | 0 | 0 | 0 | 0 | 0 | 0 | 0 | 0 | 0 | 12
NO |  | 149 | 2012 | 7 | 4 | 4 |  | Newport | 49th Street Sub | 230 | 230 | HPFF | 2.15 | 0 | 1 | 2000 CU | 0 | 0 | 0 | 0 | 0 | 0 | 0 | 0 | 0 | 0 | 0 | 0 | 0 | 0 | 0 | 0 | 0 | 0 | 0 | 0 | 0 | 0 | 0 | 12
NO |  | 149 | 2012 | 7 | 5 | 5 |  |  |  | 230 | 230 | HPFF | 3.35 | 0 | 1 | 1750 CU | 0 | 0 | 0 | 0 | 0 | 0 | 0 | 0 | 0 | 0 | 0 | 0 | 0 | 0 | 0 | 0 | 0 | 0 | 0 | 0 | 0 | 0 | 0 | 12
NO |  | 149 | 2012 | 7 | 8 | 8 |  | Deans | Pierson Ave. Metuchen | 230 | 230 | ST | 0 | 3.51 | 1 | 1590 ACSR | 0 | 0 | 0 | 0 | 0 | 0 | 0 | 0 | 0 | 0 | 0 | 0 | 0 | 0 | 0 | 0 | 0 | 0 | 0 | 0 | 0 | 0 | 0 | 12
NO |  | 149 | 2012 | 7 | 9 | 9 |  |  |  | 230 | 230 | ST | 8.63 | 0 | 1 | 1590 ACSR | 0 | 0 | 0 | 0 | 0 | 0 | 0 | 0 | 0 | 0 | 0 | 0 | 0 | 0 | 0 | 0 | 0 | 0 | 0 | 0 | 0 | 0 | 0 | 12
NO |  | 149 | 2012 | 7 | 10 | 10 |  |  |  | 230 | 230 | ST | 0 | 0.36 | 1 | 1590 ACSR | 0 | 0 | 0 | 0 | 0 | 0 | 0 | 0 | 0 | 0 | 0 | 0 | 0 | 0 | 0 | 0 | 0 | 0 | 0 | 0 | 0 | 0 | 0 | 12
NO |  | 149 | 2012 | 7 | 15 | 15 |  | Tosco | Linden VFT | 230 | 230 | SP | 0.01 | 0 | 1 | 1590 ACSR | 0 | 0 | 0 | 0 | 0 | 0 | 0 | 0 | 0 | 0 | 0 | 0 | 0 | 0 | 0 | 0 | 0 | 0 | 0 | 0 | 0 | 0 | 0 | 12
NO |  | 149 | 2012 | 7 | 24 | 24 |  | Kittatinny | Newton | 230 | 230 | ST | 0 | 6.72 | 1 | 1590 ACSS/AW | 0 | 0 | 0 | 0 | 0 | 0 | 0 | 0 | 0 | 0 | 0 | 0 | 0 | 0 | 0 | 0 | 0 | 0 | 0 | 0 | 0 | 0 | 0 | 12
NO |  | 149 | 2012 | 7 | 29 | 29 |  | Cox's Corner | Silver Lake | 230 | 230 | ST | 3.8 | 0 | 1 | 1590 ACSR | 0 | 0 | 0 | 0 | 0 | 0 | 0 | 0 | 0 | 0 | 0 | 0 | 0 | 0 | 0 | 0 | 0 | 0 | 0 | 0 | 0 | 0 | 0 | 12
NO |  | 149 | 2012 | 7 | 32 | 32 |  | Linden VFT | Warinanco | 230 | 230 | ST | 1.59 | 0 | 1 | 1590 ACSR | 0 | 0 | 0 | 0 | 0 | 0 | 0 | 0 | 0 | 0 | 0 | 0 | 0 | 0 | 0 | 0 | 0 | 0 | 0 | 0 | 0 | 0 | 0 | 12
NO |  | 149 | 2012 | 7 | 35 | 35 |  | New Milford | Hillsdale | 230 | 230 | HPFF | 0.03 | 0 | 1 | 2500 CU | 0 | 0 | 0 | 0 | 0 | 0 | 0 | 0 | 0 | 0 | 0 | 0 | 0 | 0 | 0 | 0 | 0 | 0 | 0 | 0 | 0 | 0 | 0 | 12
NO |  | 149 | 2012 | 8 | 5 | 5 |  | Eagle Point | Deptford | 230 | 230 | SP | 0.66 | 0 | 1 | 1590 ACSR | 0 | 0 | 0 | 0 | 0 | 0 | 0 | 0 | 0 | 0 | 0 | 0 | 0 | 0 | 0 | 0 | 0 | 0 | 0 | 0 | 0 | 0 | 0 | 12
NO |  | 149 | 2012 | 8 | 8 | 8 |  | New Freedom | Cox's Corner | 230 | 230 | ST | 2.29 | 0 | 1 | 1590 ACSR | 0 | 0 | 0 | 0 | 0 | 0 | 0 | 0 | 0 | 0 | 0 | 0 | 0 | 0 | 0 | 0 | 0 | 0 | 0 | 0 | 0 | 0 | 0 | 12
NO |  | 149 | 2012 | 8 | 9 | 9 |  |  |  | 230 | 230 | ST | 0 | 11.85 | 1 | 1590 ACSR | 0 | 0 | 0 | 0 | 0 | 0 | 0 | 0 | 0 | 0 | 0 | 0 | 0 | 0 | 0 | 0 | 0 | 0 | 0 | 0 | 0 | 0 | 0 | 12
NO |  | 149 | 2012 | 8 | 12 | 12 |  | Deans | Westfield | 230 | 230 | ST | 0 | 0.55 | 1 | 1590 ACSR | 0 | 0 | 0 | 0 | 0 | 0 | 0 | 0 | 0 | 0 | 0 | 0 | 0 | 0 | 0 | 0 | 0 | 0 | 0 | 0 | 0 | 0 | 0 | 12
NO |  | 149 | 2012 | 8 | 13 | 13 |  |  |  | 230 | 230 | SP | 0 | 1.53 | 1 | 1590 ACSR | 0 | 0 | 0 | 0 | 0 | 0 | 0 | 0 | 0 | 0 | 0 | 0 | 0 | 0 | 0 | 0 | 0 | 0 | 0 | 0 | 0 | 0 | 0 | 12
NO |  | 149 | 2012 | 8 | 14 | 14 |  |  |  | 230 | 230 | RRO | 0 | 12.83 | 1 | 1590 ACSR | 0 | 0 | 0 | 0 | 0 | 0 | 0 | 0 | 0 | 0 | 0 | 0 | 0 | 0 | 0 | 0 | 0 | 0 | 0 | 0 | 0 | 0 | 0 | 12
NO |  | 149 | 2012 | 8 | 15 | 15 |  |  |  | 230 | 230 | ST | 0 | 3.82 | 1 | 1590 ACSR | 0 | 0 | 0 | 0 | 0 | 0 | 0 | 0 | 0 | 0 | 0 | 0 | 0 | 0 | 0 | 0 | 0 | 0 | 0 | 0 | 0 | 0 | 0 | 12
NO |  | 149 | 2012 | 8 | 16 | 16 |  |  |  | 230 | 230 | SP | 2.04 | 0 | 1 | 1590 ACSR | 0 | 0 | 0 | 0 | 0 | 0 | 0 | 0 | 0 | 0 | 0 | 0 | 0 | 0 | 0 | 0 | 0 | 0 | 0 | 0 | 0 | 0 | 0 | 12
NO |  | 149 | 2012 | 8 | 19 | 19 |  | Bennets Lane | Branchburg | 230 | 230 | ST | 12.14 | 0 | 1 | 1590 ACSR | 0 | 0 | 0 | 0 | 0 | 0 | 0 | 0 | 0 | 0 | 0 | 0 | 0 | 0 | 0 | 0 | 0 | 0 | 0 | 0 | 0 | 0 | 0 | 12
NO |  | 149 | 2012 | 8 | 22 | 22 |  | Hudson | Bergen #2 | 230 | 230 | ST | 7.1 | 0 | 1 | 1590 ACSR | 0 | 0 | 0 | 0 | 0 | 0 | 0 | 0 | 0 | 0 | 0 | 0 | 0 | 0 | 0 | 0 | 0 | 0 | 0 | 0 | 0 | 0 | 0 | 12
NO |  | 149 | 2012 | 8 | 23 | 23 |  |  | Belleville | 230 | 230 | ST | 4.85 | 0 | 1 | 1590 ACSR | 0 | 0 | 0 | 0 | 0 | 0 | 0 | 0 | 0 | 0 | 0 | 0 | 0 | 0 | 0 | 0 | 0 | 0 | 0 | 0 | 0 | 0 | 0 | 12
NO |  | 149 | 2012 | 8 | 26 | 26 |  | Westfield | Aldene | 230 | 230 | SP | 2.69 | 0 | 1 | 1590 ACSR | 0 | 0 | 0 | 0 | 0 | 0 | 0 | 0 | 0 | 0 | 0 | 0 | 0 | 0 | 0 | 0 | 0 | 0 | 0 | 0 | 0 | 0 | 0 | 12
NO |  | 149 | 2012 | 8 | 29 | 29 |  | Hudson | 49th Street Sub. | 230 | 230 | ST | 0 | 3.66 | 1 | 1590 ACSR | 0 | 0 | 0 | 0 | 0 | 0 | 0 | 0 | 0 | 0 | 0 | 0 | 0 | 0 | 0 | 0 | 0 | 0 | 0 | 0 | 0 | 0 | 0 | 12
NO |  | 149 | 2012 | 8 | 32 | 32 |  | Metuchen | Sewaren | 230 | 230 | ST | 0 | 5.82 | 1 | 1590 ACSR | 0 | 0 | 0 | 0 | 0 | 0 | 0 | 0 | 0 | 0 | 0 | 0 | 0 | 0 | 0 | 0 | 0 | 0 | 0 | 0 | 0 | 0 | 0 | 12
NO |  | 149 | 2012 | 8 | 35 | 35 |  | Athenia | Belleville | 230 | 230 | ST | 5.47 | 0 | 1 | 1590 ACSR | 0 | 0 | 0 | 0 | 0 | 0 | 0 | 0 | 0 | 0 | 0 | 0 | 0 | 0 | 0 | 0 | 0 | 0 | 0 | 0 | 0 | 0 | 0 | 12
NO |  | 149 | 2012 | 9 | 7 | 7 |  | Mercer | Trenton | 138 | 230 | ST | 0.35 | 0 | 1 | 1590 ACSR | 0 | 0 | 0 | 0 | 0 | 0 | 0 | 0 | 0 | 0 | 0 | 0 | 0 | 0 | 0 | 0 | 0 | 0 | 0 | 0 | 0 | 0 | 0 | 12
NO |  | 149 | 2012 | 9 | 8 | 8 |  |  |  | 138 | 138 | AT | 0 | 3.57 | 1 | 1590 ACSR | 0 | 0 | 0 | 0 | 0 | 0 | 0 | 0 | 0 | 0 | 0 | 0 | 0 | 0 | 0 | 0 | 0 | 0 | 0 | 0 | 0 | 0 | 0 | 12
NO |  | 149 | 2012 | 9 | 23 | 23 |  | Bayonne | Jersey City | 138 | 138 | UCB | 5.48 | 0 | 1 |  | 0 | 0 | 0 | 0 | 0 | 0 | 0 | 0 | 0 | 0 | 0 | 0 | 0 | 0 | 0 | 0 | 0 | 0 | 0 | 0 | 0 | 0 | 0 | 12
NO |  | 149 | 2012 | 9 | 25 | 25 |  | Kearny | Roseland | 138 | 230 | ST | 0.92 | 0 | 1 | 1590 ACSR | 0 | 0 | 0 | 0 | 0 | 0 | 0 | 0 | 0 | 0 | 0 | 0 | 0 | 0 | 0 | 0 | 0 | 0 | 0 | 0 | 0 | 0 | 0 | 12
NO |  | 149 | 2012 | 9 | 26 | 26 |  |  |  | 138 | 230 | ST | 1.23 | 0 | 1 | 1033.5 ACSS | 0 | 0 | 0 | 0 | 0 | 0 | 0 | 0 | 0 | 0 | 0 | 0 | 0 | 0 | 0 | 0 | 0 | 0 | 0 | 0 | 0 | 0 | 0 | 12
NO |  | 149 | 2012 | 9 | 27 | 27 |  |  |  | 138 | 230 | ST | 0 | 6.8 | 1 | 1590 ACSR | 0 | 0 | 0 | 0 | 0 | 0 | 0 | 0 | 0 | 0 | 0 | 0 | 0 | 0 | 0 | 0 | 0 | 0 | 0 | 0 | 0 | 0 | 0 | 12
NO |  | 149 | 2012 | 9 | 30 | 30 |  |  |  | 138 | 138 | ST | 10.38 | 0 | 1 | 795 ACSR | 0 | 0 | 0 | 0 | 0 | 0 | 0 | 0 | 0 | 0 | 0 | 0 | 0 | 0 | 0 | 0 | 0 | 0 | 0 | 0 | 0 | 0 | 0 | 12
NO |  | 149 | 2012 | 9 | 32 | 32 |  | Devils Brook | Trenton | 138 | 138 | ST | 0.44 | 0 | 1 | 1590 ACSR | 0 | 0 | 0 | 0 | 0 | 0 | 0 | 0 | 0 | 0 | 0 | 0 | 0 | 0 | 0 | 0 | 0 | 0 | 0 | 0 | 0 | 0 | 0 | 12
NO |  | 149 | 2012 | 9 | 35 | 35 |  |  |  | 138 | 138 | ST | 0.04 | 0 | 1 | 795 ACSR | 0 | 0 | 0 | 0 | 0 | 0 | 0 | 0 | 0 | 0 | 0 | 0 | 0 | 0 | 0 | 0 | 0 | 0 | 0 | 0 | 0 | 0 | 0 | 12
NO |  | 149 | 2012 | 10 | 4 | 4 |  |  |  | 138 | 138 | SP | 0.62 | 0 | 1 | 1033.5 ACSS | 0 | 0 | 0 | 0 | 0 | 0 | 0 | 0 | 0 | 0 | 0 | 0 | 0 | 0 | 0 | 0 | 0 | 0 | 0 | 0 | 0 | 0 | 0 | 12
NO |  | 149 | 2012 | 10 | 7 | 7 |  |  |  | 138 | 138 | HPFF | 1.14 | 0 | 1 | 2500 CU | 0 | 0 | 0 | 0 | 0 | 0 | 0 | 0 | 0 | 0 | 0 | 0 | 0 | 0 | 0 | 0 | 0 | 0 | 0 | 0 | 0 | 0 | 0 | 12
NO |  | 149 | 2012 | 10 | 13 | 13 |  | Camden | Cuthbert Blvd | 138 | 138 | HPFF | 2.68 | 0 | 1 | 2000 CU | 0 | 0 | 0 | 0 | 0 | 0 | 0 | 0 | 0 | 0 | 0 | 0 | 0 | 0 | 0 | 0 | 0 | 0 | 0 | 0 | 0 | 0 | 0 | 12
NO |  | 149 | 2012 | 10 | 15 | 15 |  | Kearny | Roseland | 138 | 230 | ST | 0 | 7.82 | 1 | 1590 ACSR | 0 | 0 | 0 | 0 | 0 | 0 | 0 | 0 | 0 | 0 | 0 | 0 | 0 | 0 | 0 | 0 | 0 | 0 | 0 | 0 | 0 | 0 | 0 | 12
NO |  | 149 | 2012 | 10 | 16 | 16 |  |  |  | 138 | 230 | ST | 0 | 2.4 | 1 | 795 ACSR | 0 | 0 | 0 | 0 | 0 | 0 | 0 | 0 | 0 | 0 | 0 | 0 | 0 | 0 | 0 | 0 | 0 | 0 | 0 | 0 | 0 | 0 | 0 | 12
NO |  | 149 | 2012 | 10 | 21 | 21 |  | Federal Square | Newark | 138 | 138 | HPFF | 0.65 | 0 | 1 | 2000 CU | 0 | 0 | 0 | 0 | 0 | 0 | 0 | 0 | 0 | 0 | 0 | 0 | 0 | 0 | 0 | 0 | 0 | 0 | 0 | 0 | 0 | 0 | 0 | 12
NO |  | 149 | 2012 | 10 | 24 | 24 |  |  |  | 138 | 138 | HPFF | 3.43 | 0 | 1 | 3000 AL | 0 | 0 | 0 | 0 | 0 | 0 | 0 | 0 | 0 | 0 | 0 | 0 | 0 | 0 | 0 | 0 | 0 | 0 | 0 | 0 | 0 | 0 | 0 | 12
NO |  | 149 | 2012 | 10 | 27 | 27 |  |  |  | 138 | 138 | ST | 0 | 0.03 | 1 | 1033.5 ACSS | 0 | 0 | 0 | 0 | 0 | 0 | 0 | 0 | 0 | 0 | 0 | 0 | 0 | 0 | 0 | 0 | 0 | 0 | 0 | 0 | 0 | 0 | 0 | 12
NO |  | 149 | 2012 | 10 | 29 | 29 |  | Burlington | Camden | 138 | 230 | ST | 0 | 8.52 | 1 | 1590 ACSR | 0 | 0 | 0 | 0 | 0 | 0 | 0 | 0 | 0 | 0 | 0 | 0 | 0 | 0 | 0 | 0 | 0 | 0 | 0 | 0 | 0 | 0 | 0 | 12
NO |  | 149 | 2012 | 10 | 30 | 30 |  |  |  | 138 | 138 | ST | 0 | 2.52 | 1 | 1033.5 ACSS | 0 | 0 | 0 | 0 | 0 | 0 | 0 | 0 | 0 | 0 | 0 | 0 | 0 | 0 | 0 | 0 | 0 | 0 | 0 | 0 | 0 | 0 | 0 | 12
NO |  | 149 | 2012 | 10 | 31 | 31 |  |  |  | 138 | 230 | SP | 0 | 2.39 | 1 | 1590 ACSR | 0 | 0 | 0 | 0 | 0 | 0 | 0 | 0 | 0 | 0 | 0 | 0 | 0 | 0 | 0 | 0 | 0 | 0 | 0 | 0 | 0 | 0 | 0 | 12
NO |  | 149 | 2012 | 10 | 34 | 34 |  | Bayonne | Passaic Valley Sewerage | 138 | 138 | HPFF | 2.34 | 0 | 1 | 2000 CU | 0 | 0 | 0 | 0 | 0 | 0 | 0 | 0 | 0 | 0 | 0 | 0 | 0 | 0 | 0 | 0 | 0 | 0 | 0 | 0 | 0 | 0 | 0 | 12
NO |  | 149 | 2012 | 11 | 2 | 2 |  |  |  | 138 | 138 | HPFF | 4.89 | 0 | 1 | 1250 CU | 0 | 0 | 0 | 0 | 0 | 0 | 0 | 0 | 0 | 0 | 0 | 0 | 0 | 0 | 0 | 0 | 0 | 0 | 0 | 0 | 0 | 0 | 0 | 12
NO |  | 149 | 2012 | 11 | 8 | 8 |  | Athenia | Kuller Road | 138 | 138 | HPFF | 1.82 | 0 | 1 | 2000 CU | 0 | 0 | 0 | 0 | 0 | 0 | 0 | 0 | 0 | 0 | 0 | 0 | 0 | 0 | 0 | 0 | 0 | 0 | 0 | 0 | 0 | 0 | 0 | 12
NO |  | 149 | 2012 | 11 | 20 | 20 |  | Kuller RD. | Fairlawn | 138 | 230 | HPFF | 5.74 | 0 | 1 | 2000 CU | 0 | 0 | 0 | 0 | 0 | 0 | 0 | 0 | 0 | 0 | 0 | 0 | 0 | 0 | 0 | 0 | 0 | 0 | 0 | 0 | 0 | 0 | 0 | 12
NO |  | 149 | 2012 | 11 | 23 | 23 |  |  |  | 138 | 138 | ST | 0.23 | 0 | 1 | 795 ACSR | 0 | 0 | 0 | 0 | 0 | 0 | 0 | 0 | 0 | 0 | 0 | 0 | 0 | 0 | 0 | 0 | 0 | 0 | 0 | 0 | 0 | 0 | 0 | 12
NO |  | 149 | 2012 | 11 | 27 | 27 |  |  |  | 138 | 138 | HPFF | 7.2 | 0 | 1 | 1250 CU | 0 | 0 | 0 | 0 | 0 | 0 | 0 | 0 | 0 | 0 | 0 | 0 | 0 | 0 | 0 | 0 | 0 | 0 | 0 | 0 | 0 | 0 | 0 | 12
NO |  | 149 | 2012 | 11 | 30 | 30 |  |  |  | 138 | 138 | ST | 0.5 | 0 | 1 | 1590 ACSR | 0 | 0 | 0 | 0 | 0 | 0 | 0 | 0 | 0 | 0 | 0 | 0 | 0 | 0 | 0 | 0 | 0 | 0 | 0 | 0 | 0 | 0 | 0 | 12
NO |  | 149 | 2012 | 11 | 32 | 32 |  | Brunswick | Trenton | 138 | 138 | ST | 0 | 9.68 | 1 | 795 ACSR | 0 | 0 | 0 | 0 | 0 | 0 | 0 | 0 | 0 | 0 | 0 | 0 | 0 | 0 | 0 | 0 | 0 | 0 | 0 | 0 | 0 | 0 | 0 | 12
NO |  | 149 | 2012 | 12 | 2 | 2 |  | Newark | Doremus PL | 138 | 138 | HPFF | 5.02 | 0 | 1 | 2000 CU | 0 | 0 | 0 | 0 | 0 | 0 | 0 | 0 | 0 | 0 | 0 | 0 | 0 | 0 | 0 | 0 | 0 | 0 | 0 | 0 | 0 | 0 | 0 | 12
NO |  | 149 | 2012 | 12 | 4 | 4 |  | Roseland | Sewaren | 138 | 138 | ST | 0 | 0.11 | 1 | 795 ACSR | 0 | 0 | 0 | 0 | 0 | 0 | 0 | 0 | 0 | 0 | 0 | 0 | 0 | 0 | 0 | 0 | 0 | 0 | 0 | 0 | 0 | 0 | 0 | 12
NO |  | 149 | 2012 | 12 | 9 | 9 |  | Roseland | Fanwood | 138 | 138 | ST | 0 | 15.31 | 1 | 795 ACSR | 0 | 0 | 0 | 0 | 0 | 0 | 0 | 0 | 0 | 0 | 0 | 0 | 0 | 0 | 0 | 0 | 0 | 0 | 0 | 0 | 0 | 0 | 0 | 12
NO |  | 149 | 2012 | 12 | 17 | 17 |  | Doremus PL. | Bayway | 138 | 138 | HPFF | 5.72 | 0 | 1 | 2000 CU | 0 | 0 | 0 | 0 | 0 | 0 | 0 | 0 | 0 | 0 | 0 | 0 | 0 | 0 | 0 | 0 | 0 | 0 | 0 | 0 | 0 | 0 | 0 | 12
NO |  | 149 | 2012 | 12 | 30 | 30 |  | Hudson | Marion | 138 | 138 | ST | 0.54 | 0 | 1 | 1590 ACSR | 0 | 0 | 0 | 0 | 0 | 0 | 0 | 0 | 0 | 0 | 0 | 0 | 0 | 0 | 0 | 0 | 0 | 0 | 0 | 0 | 0 | 0 | 0 | 12
NO |  | 149 | 2012 | 13 | 2 | 2 |  | Roseland | West Orange | 138 | 138 | ST | 4.5 | 0 | 1 | 795 ACSR | 0 | 0 | 0 | 0 | 0 | 0 | 0 | 0 | 0 | 0 | 0 | 0 | 0 | 0 | 0 | 0 | 0 | 0 | 0 | 0 | 0 | 0 | 0 | 12
NO |  | 149 | 2012 | 13 | 5 | 5 |  |  |  | 138 | 138 | HPFF | 2.72 | 0 | 1 | 2000 CU | 0 | 0 | 0 | 0 | 0 | 0 | 0 | 0 | 0 | 0 | 0 | 0 | 0 | 0 | 0 | 0 | 0 | 0 | 0 | 0 | 0 | 0 | 0 | 12
NO |  | 149 | 2012 | 13 | 8 | 8 |  |  |  | 138 | 138 | ST | 0.14 | 0 | 1 | 1590 ACSR | 0 | 0 | 0 | 0 | 0 | 0 | 0 | 0 | 0 | 0 | 0 | 0 | 0 | 0 | 0 | 0 | 0 | 0 | 0 | 0 | 0 | 0 | 0 | 12
NO |  | 149 | 2012 | 13 | 10 | 10 |  | Kearny | Marion | 138 | 138 | ST | 1.38 | 0 | 1 | 1033 54/7 ACSS | 0 | 0 | 0 | 0 | 0 | 0 | 0 | 0 | 0 | 0 | 0 | 0 | 0 | 0 | 0 | 0 | 0 | 0 | 0 | 0 | 0 | 0 | 0 | 12
NO |  | 149 | 2012 | 13 | 13 | 13 |  | Linden | Linden | 138 | 138 | ST | 0.15 | 0 | 0 |  | 0 | 0 | 0 | 0 | 0 | 0 | 0 | 0 | 0 | 0 | 0 | 0 | 0 | 0 | 0 | 0 | 0 | 0 | 0 | 0 | 0 | 0 | 0 | 12
NO |  | 149 | 2012 | 13 | 19 | 19 |  | Linden | Linden | 138 | 138 | ST | 0.17 | 0 | 1 | 1590 ASCC/AW | 0 | 0 | 0 | 0 | 0 | 0 | 0 | 0 | 0 | 0 | 0 | 0 | 0 | 0 | 0 | 0 | 0 | 0 | 0 | 0 | 0 | 0 | 0 | 12
NO |  | 149 | 2012 | 13 | 22 | 22 |  |  |  | 138 | 230 | ST | 0 | 1.43 | 1 | 1590 ACSR | 0 | 0 | 0 | 0 | 0 | 0 | 0 | 0 | 0 | 0 | 0 | 0 | 0 | 0 | 0 | 0 | 0 | 0 | 0 | 0 | 0 | 0 | 0 | 12
NO |  | 149 | 2012 | 13 | 25 | 25 |  |  |  | 138 | 138 | ST | 0.24 | 0 | 1 | 1590 ACSR | 0 | 0 | 0 | 0 | 0 | 0 | 0 | 0 | 0 | 0 | 0 | 0 | 0 | 0 | 0 | 0 | 0 | 0 | 0 | 0 | 0 | 0 | 0 | 12
NO |  | 149 | 2012 | 13 | 30 | 30 |  | West Orange | Springfield Rd. | 138 | 138 | HPFF | 8.87 | 0 | 1 | 2000 CU | 0 | 0 | 0 | 0 | 0 | 0 | 0 | 0 | 0 | 0 | 0 | 0 | 0 | 0 | 0 | 0 | 0 | 0 | 0 | 0 | 0 | 0 | 0 | 12
NO |  | 149 | 2012 | 13 | 35 | 35 |  | LINDEN #1 | BAYWAY | 138 | 138 | ST | 0 | 1.5 | 1 | 1590 ACSR | 0 | 0 | 0 | 0 | 0 | 0 | 0 | 0 | 0 | 0 | 0 | 0 | 0 | 0 | 0 | 0 | 0 | 0 | 0 | 0 | 0 | 0 | 0 | 12
NO |  | 149 | 2012 | 14 | 7 | 7 |  | Bennetts | Franklin | 69 | 69 | WP | 10.28 | 0 | 1 | 800 AAC | 0 | 0 | 0 | 0 | 0 | 0 | 0 | 0 | 0 | 0 | 0 | 0 | 0 | 0 | 0 | 0 | 0 | 0 | 0 | 0 | 0 | 0 | 0 | 12
NO |  | 149 | 2012 | 14 | 10 | 10 |  | North Bridge Second Circuit |  | 69 | 69 | WP | 3.83 | 0 | 1 | 800 AAC | 0 | 0 | 0 | 0 | 0 | 0 | 0 | 0 | 0 | 0 | 0 | 0 | 0 | 0 | 0 | 0 | 0 | 0 | 0 | 0 | 0 | 0 | 0 | 12
NO |  | 149 | 2012 | 14 | 13 | 13 |  |  |  | 69 | 69 | UCB | 0.45 | 0 | 1 | 1500 CU EPR | 0 | 0 | 0 | 0 | 0 | 0 | 0 | 0 | 0 | 0 | 0 | 0 | 0 | 0 | 0 | 0 | 0 | 0 | 0 | 0 | 0 | 0 | 0 | 12
NO |  | 149 | 2012 | 14 | 17 | 17 |  |  |  | 69 | 69 | UCB | 0.31 | 0 | 1 | 1500 CU EPR | 0 | 0 | 0 | 0 | 0 | 0 | 0 | 0 | 0 | 0 | 0 | 0 | 0 | 0 | 0 | 0 | 0 | 0 | 0 | 0 | 0 | 0 | 0 | 12
NO |  | 149 | 2012 | 14 | 20 | 20 |  | Hinchman Ave | Cedar Grove | 69 | 69 | WP | 8.26 | 0 | 1 | 800 ACC | 0 | 0 | 0 | 0 | 0 | 0 | 0 | 0 | 0 | 0 | 0 | 0 | 0 | 0 | 0 | 0 | 0 | 0 | 0 | 0 | 0 | 0 | 0 | 12
NO |  | 149 | 2012 | 0 | 36 | 36 |  | TOTAL |  | 0 | 0 |  | 1196.89 | 263.99 | 320 |  | 94688716 | 1049169619 | 1143858335 | 1353422 | 22062144 | 2306250 | 25721816 | 0 | 0 | 0 | 0 | 0 | 0 | 0 | 0 | 0 | 0 | 0 | 0 | 0 | 0 | 0 | 0 | 12
NO |  | 149 | 2012 | 0 | 8 | 8 |  |  | 345KV | 0 | 0 | ST | 1.8 | 1.88 | 0 |  | 262539 | 2615068 | 2877607 | 2082 | 60448 | 0 | 62530 | 0 | 0 | 0 | 0 | 0 | 0 | 0 | 0 | 0 | 0 | 0 | 0 | 0 | 0 | 0 | 0 | 12
NO |  | 149 | 2012 | 0 | 18 | 18 |  |  |  | 0 | 0 | RRO | 17.83 | 12.83 | 0 |  | 0 | 6930576 | 6930576 | 17347 | 503621 | 155118 | 676086 | 0 | 0 | 0 | 0 | 0 | 0 | 0 | 0 | 0 | 0 | 0 | 0 | 0 | 0 | 0 | 0 | 12
NO |  | 149 | 2012 | 0 | 25 | 25 |  |  |  | 0 | 0 | SP | 0.99 | 3.02 | 0 |  | 0 | 443900 | 443900 | 2269 | 64554 | 0 | 66823 | 0 | 0 | 0 | 0 | 0 | 0 | 0 | 0 | 0 | 0 | 0 | 0 | 0 | 0 | 0 | 0 | 12
NO |  | 149 | 2012 | 0 | 30 | 30 |  |  |  | 0 | 0 | EPR | 0 | 0 | 0 |  | 0 | 0 | 0 | 0 | 0 | 0 | 0 | 0 | 0 | 0 | 0 | 0 | 0 | 0 | 0 | 0 | 0 | 0 | 0 | 0 | 0 | 0 | 0 | 12
NO |  | 149 | 2012 | 1 | 4 | 4 |  |  |  | 500 | 500 | ST | 13.41 | 0 | 1 | 2493 ACAR | 0 | 0 | 0 | 0 | 0 | 0 | 0 | 0 | 0 | 0 | 0 | 0 | 0 | 0 | 0 | 0 | 0 | 0 | 0 | 0 | 0 | 0 | 0 | 12
NO |  | 149 | 2012 | 1 | 7 | 7 |  |  |  | 500 | 500 | SP | 3.32 | 0 | 1 | 2493 ACAR | 0 | 0 | 0 | 0 | 0 | 0 | 0 | 0 | 0 | 0 | 0 | 0 | 0 | 0 | 0 | 0 | 0 | 0 | 0 | 0 | 0 | 0 | 0 | 12
NO |  | 149 | 2012 | 1 | 10 | 10 |  |  |  | 500 | 500 | SP | 9.13 | 0 | 1 | 2493 ACAR | 0 | 0 | 0 | 0 | 0 | 0 | 0 | 0 | 0 | 0 | 0 | 0 | 0 | 0 | 0 | 0 | 0 | 0 | 0 | 0 | 0 | 0 | 0 | 12
NO |  | 149 | 2012 | 1 | 12 | 12 |  | Salem | New Freedom | 500 | 500 | ST | 50.28 | 0 | 1 | 2493 ACAR | 0 | 0 | 0 | 0 | 0 | 0 | 0 | 621490049 | 0 | 0 | 0 | 0 | 0 | 0 | 0 | 0 | 0 | 0 | 0 | 0 | 0 | 0 | 0 | 12
NO |  | 149 | 2012 | 1 | 14 | 14 |  | Conemaugh | Maryland Border | 500 | 500 | ST | 29.21 | 0 | 1 | 2493 ACAR | 0 | 0 | 0 | 0 | 0 | 0 | 0 | 621490050 | 0 | 0 | 0 | 0 | 0 | 0 | 0 | 0 | 0 | 0 | 0 | 0 | 0 | 0 | 0 | 12
NO |  | 149 | 2012 | 1 | 17 | 17 |  |  |  | 500 | 500 | SP | 1.2 | 0 | 1 | 2493 ACAR | 0 | 0 | 0 | 0 | 0 | 0 | 0 | 0 | 0 | 0 | 0 | 0 | 0 | 0 | 0 | 0 | 0 | 0 | 0 | 0 | 0 | 0 | 0 | 12
NO |  | 149 | 2012 | 1 | 20 | 20 |  |  |  | 345 | 345 | ST | 0 | 1.88 | 1 | 1590 ACSR | 0 | 0 | 0 | 0 | 0 | 0 | 0 | 0 | 0 | 0 | 0 | 0 | 0 | 0 | 0 | 0 | 0 | 0 | 0 | 0 | 0 | 0 | 0 | 12
NO |  | 149 | 2012 | 1 | 22 | 22 |  | Branchburg | Alburtis | 500 | 500 | ST | 23.22 | 0 | 1 | 2493 ACAR | 0 | 0 | 0 | 0 | 0 | 0 | 0 | 0 | 0 | 0 | 0 | 0 | 0 | 0 | 0 | 0 | 0 | 0 | 0 | 0 | 0 | 0 | 0 | 12
NO |  | 149 | 2012 | 1 | 26 | 26 |  | Branchburg | New York 69/7 | 500 | 500 | ST | 69.28 | 0 | 1 | 2493 ACAR | 0 | 0 | 0 | 0 | 0 | 0 | 0 | 0 | 0 | 0 | 0 | 0 | 0 | 0 | 0 | 0 | 0 | 0 | 0 | 0 | 0 | 0 | 0 | 12
NO |  | 149 | 2012 | 1 | 30 | 30 |  |  |  | 500 | 500 | SP | 0.07 | 0 | 1 | 2493 ACAR | 0 | 0 | 0 | 0 | 0 | 0 | 0 | 0 | 0 | 0 | 0 | 0 | 0 | 0 | 0 | 0 | 0 | 0 | 0 | 0 | 0 | 0 | 0 | 12
NO |  | 149 | 2012 | 1 | 34 | 34 |  |  |  | 500 | 500 | SP | 0.27 | 0 | 1 | 2493 ACAR | 0 | 0 | 0 | 0 | 0 | 0 | 0 | 0 | 0 | 0 | 0 | 0 | 0 | 0 | 0 | 0 | 0 | 0 | 0 | 0 | 0 | 0 | 0 | 12
NO |  | 149 | 2012 | 2 | 2 | 2 |  |  |  | 500 | 500 | ST | 0.17 | 0 | 1 | 2493 ACAR | 0 | 0 | 0 | 0 | 0 | 0 | 0 | 0 | 0 | 0 | 0 | 0 | 0 | 0 | 0 | 0 | 0 | 0 | 0 | 0 | 0 | 0 | 0 | 12
NO |  | 149 | 2012 | 2 | 6 | 6 |  |  |  | 500 | 500 | SP | 1.29 | 0 | 1 | 1590 ACSR | 0 | 0 | 0 | 0 | 0 | 0 | 0 | 0 | 0 | 0 | 0 | 0 | 0 | 0 | 0 | 0 | 0 | 0 | 0 | 0 | 0 | 0 | 0 | 12
NO |  | 149 | 2012 | 2 | 9 | 9 |  |  |  | 345 | 345 | HPFF | 2.99 | 0 | 1 | 2000CU | 0 | 0 | 0 | 0 | 0 | 0 | 0 | 0 | 0 | 0 | 0 | 0 | 0 | 0 | 0 | 0 | 0 | 0 | 0 | 0 | 0 | 0 | 0 | 12
NO |  | 149 | 2012 | 2 | 12 | 12 |  |  |  | 345 | 345 | HPFF | 5.51 | 0 | 1 | 2500 CU | 0 | 0 | 0 | 0 | 0 | 0 | 0 | 0 | 0 | 0 | 0 | 0 | 0 | 0 | 0 | 0 | 0 | 0 | 0 | 0 | 0 | 0 | 0 | 12
NO |  | 149 | 2012 | 2 | 15 | 15 |  |  |  | 230 | 230 | ST | 6.06 | 0 | 1 | 1590 ACSR | 0 | 0 | 0 | 0 | 0 | 0 | 0 | 0 | 0 | 0 | 0 | 0 | 0 | 0 | 0 | 0 | 0 | 0 | 0 | 0 | 0 | 0 | 0 | 12
NO |  | 149 | 2012 | 2 | 19 | 19 |  |  |  | 230 | 230 | ST | 2.55 | 0 | 1 | 1590 ACSR | 0 | 0 | 0 | 0 | 0 | 0 | 0 | 0 | 0 | 0 | 0 | 0 | 0 | 0 | 0 | 0 | 0 | 0 | 0 | 0 | 0 | 0 | 0 | 12
NO |  | 149 | 2012 | 2 | 22 | 22 |  |  |  | 230 | 230 | ST | 0.2 | 0 | 1 | 804.5 ACSR | 0 | 0 | 0 | 0 | 0 | 0 | 0 | 0 | 0 | 0 | 0 | 0 | 0 | 0 | 0 | 0 | 0 | 0 | 0 | 0 | 0 | 0 | 0 | 12
NO |  | 149 | 2012 | 2 | 24 | 24 |  | Newport | Newport | 230 | 230 | HPFF | 0.06 | 0 | 1 | 2000 CU | 0 | 0 | 0 | 0 | 0 | 0 | 0 | 0 | 0 | 0 | 0 | 0 | 0 | 0 | 0 | 0 | 0 | 0 | 0 | 0 | 0 | 0 | 0 | 12
NO |  | 149 | 2012 | 2 | 26 | 26 |  | Waldwick | Waldwick | 230 | 230 | HPFF | 0.13 | 0 | 1 | 2000 CU | 0 | 0 | 0 | 0 | 0 | 0 | 0 | 0 | 0 | 0 | 0 | 0 | 0 | 0 | 0 | 0 | 0 | 0 | 0 | 0 | 0 | 0 | 0 | 12
NO |  | 149 | 2012 | 2 | 28 | 28 |  | Mercer | Trenton | 230 | 230 | AT | 4.03 | 0 | 1 | 1590 ACSR | 0 | 0 | 0 | 0 | 0 | 0 | 0 | 0 | 0 | 0 | 0 | 0 | 0 | 0 | 0 | 0 | 0 | 0 | 0 | 0 | 0 | 0 | 0 | 12
NO |  | 149 | 2012 | 2 | 31 | 31 |  |  |  | 230 | 230 | SP | 0 | 0.1 | 0 | 1590 ACSR | 0 | 0 | 0 | 0 | 0 | 0 | 0 | 0 | 0 | 0 | 0 | 0 | 0 | 0 | 0 | 0 | 0 | 0 | 0 | 0 | 0 | 0 | 0 | 12
NO |  | 149 | 2012 | 2 | 34 | 34 |  |  |  | 230 | 230 | ST | 0.77 | 0 | 1 | 1590 ACSR | 0 | 0 | 0 | 0 | 0 | 0 | 0 | 0 | 0 | 0 | 0 | 0 | 0 | 0 | 0 | 0 | 0 | 0 | 0 | 0 | 0 | 0 | 0 | 12
NO |  | 149 | 2012 | 3 | 2 | 2 |  |  | Sunnymeade | 230 | 230 | ST | 0 | 3 | 1 | 1590 ACSR | 0 | 0 | 0 | 0 | 0 | 0 | 0 | 0 | 0 | 0 | 0 | 0 | 0 | 0 | 0 | 0 | 0 | 0 | 0 | 0 | 0 | 0 | 0 | 12
NO |  | 149 | 2012 | 3 | 4 | 4 |  | Camden | Richmond | 230 | 230 | ST | 1.76 | 0 | 1 | 1590 ACSR | 0 | 0 | 0 | 0 | 0 | 0 | 0 | 0 | 0 | 0 | 0 | 0 | 0 | 0 | 0 | 0 | 0 | 0 | 0 | 0 | 0 | 0 | 0 | 12
NO |  | 149 | 2012 | 3 | 7 | 7 |  |  |  | 230 | 230 | ST | 3.38 | 0 | 1 | 1590 ACSR 54/19 | 0 | 0 | 0 | 0 | 0 | 0 | 0 | 0 | 0 | 0 | 0 | 0 | 0 | 0 | 0 | 0 | 0 | 0 | 0 | 0 | 0 | 0 | 0 | 12
NO |  | 149 | 2012 | 3 | 12 | 12 |  |  |  | 230 | 230 | ST | 0.4 | 0 | 1 | 1590 ACSR | 0 | 0 | 0 | 0 | 0 | 0 | 0 | 0 | 0 | 0 | 0 | 0 | 0 | 0 | 0 | 0 | 0 | 0 | 0 | 0 | 0 | 0 | 0 | 12
NO |  | 149 | 2012 | 3 | 14 | 14 |  | Deans | Brunswick | 230 | 230 | ST | 3.53 | 0 | 1 | 1590 ACSR | 0 | 0 | 0 | 0 | 0 | 0 | 0 | 0 | 0 | 0 | 0 | 0 | 0 | 0 | 0 | 0 | 0 | 0 | 0 | 0 | 0 | 0 | 0 | 12
NO |  | 149 | 2012 | 3 | 19 | 19 |  |  |  | 230 | 230 | ST | 0 | 0.05 | 1 | 1590 ACSR | 0 | 0 | 0 | 0 | 0 | 0 | 0 | 0 | 0 | 0 | 0 | 0 | 0 | 0 | 0 | 0 | 0 | 0 | 0 | 0 | 0 | 0 | 0 | 12
NO |  | 149 | 2012 | 3 | 22 | 22 |  |  |  | 230 | 230 | ST | 7.23 | 0 | 1 | 795 ACSR | 0 | 0 | 0 | 0 | 0 | 0 | 0 | 0 | 0 | 0 | 0 | 0 | 0 | 0 | 0 | 0 | 0 | 0 | 0 | 0 | 0 | 0 | 0 | 12
NO |  | 149 | 2012 | 3 | 25 | 25 |  |  |  | 230 | 230 | ST | 0 | 10.06 | 1 | 1590 ACSR | 0 | 0 | 0 | 0 | 0 | 0 | 0 | 0 | 0 | 0 | 0 | 0 | 0 | 0 | 0 | 0 | 0 | 0 | 0 | 0 | 0 | 0 | 0 | 12
NO |  | 149 | 2012 | 3 | 28 | 28 |  |  |  | 230 | 230 | HPFF | 0.03 | 0 | 1 | 2500 CU | 0 | 0 | 0 | 0 | 0 | 0 | 0 | 0 | 0 | 0 | 0 | 0 | 0 | 0 | 0 | 0 | 0 | 0 | 0 | 0 | 0 | 0 | 0 | 12
NO |  | 149 | 2012 | 3 | 30 | 30 |  | Roseland | Cedar Grove | 230 | 230 | AT | 7.65 | 0 | 1 | 1590 ACSR | 0 | 0 | 0 | 0 | 0 | 0 | 0 | 0 | 0 | 0 | 0 | 0 | 0 | 0 | 0 | 0 | 0 | 0 | 0 | 0 | 0 | 0 | 0 | 12
NO |  | 149 | 2012 | 3 | 32 | 32 |  | Brunswick | Branchburgh | 230 | 230 | ST | 0 | 17.22 | 1 | 1590 ACSR | 0 | 0 | 0 | 0 | 0 | 0 | 0 | 0 | 0 | 0 | 0 | 0 | 0 | 0 | 0 | 0 | 0 | 0 | 0 | 0 | 0 | 0 | 0 | 12
NO |  | 149 | 2012 | 3 | 34 | 34 |  | Hillsdale | Waldwick | 230 | 230 | HPFF | 5.4 | 0 | 1 | 3500 CU | 0 | 0 | 0 | 0 | 0 | 0 | 0 | 0 | 0 | 0 | 0 | 0 | 0 | 0 | 0 | 0 | 0 | 0 | 0 | 0 | 0 | 0 | 0 | 12
NO |  | 149 | 2012 | 4 | 7 | 7 |  |  |  | 230 | 230 | SP | 0 | 0.11 | 1 | 1590 ACSR | 0 | 0 | 0 | 0 | 0 | 0 | 0 | 0 | 0 | 0 | 0 | 0 | 0 | 0 | 0 | 0 | 0 | 0 | 0 | 0 | 0 | 0 | 0 | 12
NO |  | 149 | 2012 | 4 | 9 | 9 |  | Lawrence | Lawrence | 230 | 230 | AT | 0.05 | 0 | 1 | 1590 ACSR | 0 | 0 | 0 | 0 | 0 | 0 | 0 | 0 | 0 | 0 | 0 | 0 | 0 | 0 | 0 | 0 | 0 | 0 | 0 | 0 | 0 | 0 | 0 | 12
NO |  | 149 | 2012 | 4 | 12 | 12 |  |  |  | 230 | 230 | HPFF | 0.02 | 0 | 1 | 2500 CU | 0 | 0 | 0 | 0 | 0 | 0 | 0 | 0 | 0 | 0 | 0 | 0 | 0 | 0 | 0 | 0 | 0 | 0 | 0 | 0 | 0 | 0 | 0 | 12
NO |  | 149 | 2012 | 4 | 14 | 14 |  | Mercer | Trenton | 230 | 230 | ST | 0 | 4.2 | 1 | 1590 ACSR | 0 | 0 | 0 | 0 | 0 | 0 | 0 | 0 | 0 | 0 | 0 | 0 | 0 | 0 | 0 | 0 | 0 | 0 | 0 | 0 | 0 | 0 | 0 | 12
NO |  | 149 | 2012 | 4 | 17 | 17 |  |  |  | 230 | 230 | ST | 1.47 | 0 | 1 | 1590 ACSR | 0 | 0 | 0 | 0 | 0 | 0 | 0 | 0 | 0 | 0 | 0 | 0 | 0 | 0 | 0 | 0 | 0 | 0 | 0 | 0 | 0 | 0 | 0 | 12
NO |  | 149 | 2012 | 4 | 19 | 19 |  | Bergen II | Ridgefield | 230 | 230 | SP | 1.07 | 0 | 1 | 1590 ACSS/AW | 0 | 0 | 0 | 0 | 0 | 0 | 0 | 0 | 0 | 0 | 0 | 0 | 0 | 0 | 0 | 0 | 0 | 0 | 0 | 0 | 0 | 0 | 0 | 12
NO |  | 149 | 2012 | 4 | 21 | 21 |  | Bridgewater | Raritan River | 230 | 230 | ST | 6.18 | 0 | 1 | 1590 ACSR | 0 | 0 | 0 | 0 | 0 | 0 | 0 | 0 | 0 | 0 | 0 | 0 | 0 | 0 | 0 | 0 | 0 | 0 | 0 | 0 | 0 | 0 | 0 | 12
NO |  | 149 | 2012 | 4 | 25 | 25 |  |  |  | 230 | 230 | ST | 6.36 | 0 | 1 | 795 ACSR | 0 | 0 | 0 | 0 | 0 | 0 | 0 | 0 | 0 | 0 | 0 | 0 | 0 | 0 | 0 | 0 | 0 | 0 | 0 | 0 | 0 | 0 | 0 | 12
NO |  | 149 | 2012 | 4 | 28 | 28 |  |  |  | 230 | 230 | ST | 0.04 | 0 | 1 | 1590 ACSR | 0 | 0 | 0 | 0 | 0 | 0 | 0 | 0 | 0 | 0 | 0 | 0 | 0 | 0 | 0 | 0 | 0 | 0 | 0 | 0 | 0 | 0 | 0 | 12
NO |  | 149 | 2012 | 4 | 32 | 32 |  |  |  | 230 | 230 | ST | 0 | 1.01 | 1 | 1590 ACSR | 0 | 0 | 0 | 0 | 0 | 0 | 0 | 0 | 0 | 0 | 0 | 0 | 0 | 0 | 0 | 0 | 0 | 0 | 0 | 0 | 0 | 0 | 0 | 12
NO |  | 149 | 2012 | 4 | 34 | 34 |  | Essex | Nwk Bay Cogen | 230 | 230 | HPFF | 1.68 | 0 | 1 | 2000 CU | 0 | 0 | 0 | 0 | 0 | 0 | 0 | 0 | 0 | 0 | 0 | 0 | 0 | 0 | 0 | 0 | 0 | 0 | 0 | 0 | 0 | 0 | 0 | 12
NO |  | 149 | 2012 | 5 | 1 | 1 |  | Maywood | New Milford | 230 | 230 | HPFF | 4.44 | 0 | 1 | 2000 CU | 0 | 0 | 0 | 0 | 0 | 0 | 0 | 0 | 0 | 0 | 0 | 0 | 0 | 0 | 0 | 0 | 0 | 0 | 0 | 0 | 0 | 0 | 0 | 12
NO |  | 149 | 2012 | 5 | 3 | 3 |  | Gloucester | Camden Cogen | 230 | 230 | HPFF | 3.64 | 0 | 1 | 2000 CU | 0 | 0 | 0 | 0 | 0 | 0 | 0 | 0 | 0 | 0 | 0 | 0 | 0 | 0 | 0 | 0 | 0 | 0 | 0 | 0 | 0 | 0 | 0 | 12
NO |  | 149 | 2012 | 5 | 6 | 6 |  |  |  | 230 | 230 | ST | 3.37 | 0 | 1 | 1590 ACSR | 0 | 0 | 0 | 0 | 0 | 0 | 0 | 0 | 0 | 0 | 0 | 0 | 0 | 0 | 0 | 0 | 0 | 0 | 0 | 0 | 0 | 0 | 0 | 12
NO |  | 149 | 2012 | 5 | 11 | 11 |  |  |  | 230 | 230 | HPFF | 0.01 | 0 | 1 | 3500 CU | 0 | 0 | 0 | 0 | 0 | 0 | 0 | 0 | 0 | 0 | 0 | 0 | 0 | 0 | 0 | 0 | 0 | 0 | 0 | 0 | 0 | 0 | 0 | 12
NO |  | 149 | 2012 | 5 | 15 | 15 |  |  |  | 230 | 230 | SP | 3.9 | 0 | 1 | 1590 ACSR | 0 | 0 | 0 | 0 | 0 | 0 | 0 | 0 | 0 | 0 | 0 | 0 | 0 | 0 | 0 | 0 | 0 | 0 | 0 | 0 | 0 | 0 | 0 | 12
NO |  | 149 | 2012 | 5 | 17 | 17 |  | Athenia | Cedar Grove | 230 | 230 | AT | 0 | 3.71 | 1 | 1590 ACSR | 0 | 0 | 0 | 0 | 0 | 0 | 0 | 0 | 0 | 0 | 0 | 0 | 0 | 0 | 0 | 0 | 0 | 0 | 0 | 0 | 0 | 0 | 0 | 12
NO |  | 149 | 2012 | 5 | 20 | 20 |  |  |  | 230 | 230 | HPFF | 0.01 | 0 | 1 | 2500 CU | 0 | 0 | 0 | 0 | 0 | 0 | 0 | 0 | 0 | 0 | 0 | 0 | 0 | 0 | 0 | 0 | 0 | 0 | 0 | 0 | 0 | 0 | 0 | 12
NO |  | 149 | 2012 | 5 | 23 | 23 |  |  |  | 230 | 230 | HPFF | 0.04 | 0 | 0 | 2500 CU | 0 | 0 | 0 | 0 | 0 | 0 | 0 | 0 | 0 | 0 | 0 | 0 | 0 | 0 | 0 | 0 | 0 | 0 | 0 | 0 | 0 | 0 | 0 | 12
NO |  | 149 | 2012 | 5 | 25 | 25 |  | (S) Waterfront | Newport | 230 | 230 | HPFF | 1.46 | 0 | 1 | 2000 CU | 0 | 0 | 0 | 0 | 0 | 0 | 0 | 0 | 0 | 0 | 0 | 0 | 0 | 0 | 0 | 0 | 0 | 0 | 0 | 0 | 0 | 0 | 0 | 12
NO |  | 149 | 2012 | 5 | 28 | 28 |  |  |  | 230 | 230 | ST | 1.46 | 0 | 1 | 795 ACSR | 0 | 0 | 0 | 0 | 0 | 0 | 0 | 0 | 0 | 0 | 0 | 0 | 0 | 0 | 0 | 0 | 0 | 0 | 0 | 0 | 0 | 0 | 0 | 12
NO |  | 149 | 2012 | 5 | 31 | 31 |  |  |  | 230 | 230 | HPFF | 0.03 | 0 | 1 | 2500 CU | 0 | 0 | 0 | 0 | 0 | 0 | 0 | 0 | 0 | 0 | 0 | 0 | 0 | 0 | 0 | 0 | 0 | 0 | 0 | 0 | 0 | 0 | 0 | 12
NO |  | 149 | 2012 | 5 | 33 | 33 |  | Readington | Branchburg | 230 | 230 | ST | 4.83 | 0 | 1 | 1590 ACSR | 0 | 0 | 0 | 0 | 0 | 0 | 0 | 0 | 0 | 0 | 0 | 0 | 0 | 0 | 0 | 0 | 0 | 0 | 0 | 0 | 0 | 0 | 0 | 12
NO |  | 149 | 2012 | 5 | 35 | 35 |  | Montville | Newton | 230 | 230 | ST | 24.64 | 0 | 1 | 1590 ACSR | 0 | 0 | 0 | 0 | 0 | 0 | 0 | 0 | 0 | 0 | 0 | 0 | 0 | 0 | 0 | 0 | 0 | 0 | 0 | 0 | 0 | 0 | 0 | 12
NO |  | 149 | 2012 | 6 | 4 | 4 |  |  |  | 230 | 230 | RRO | 2.3 | 0 | 1 | 1590 ACSR | 0 | 0 | 0 | 0 | 0 | 0 | 0 | 0 | 0 | 0 | 0 | 0 | 0 | 0 | 0 | 0 | 0 | 0 | 0 | 0 | 0 | 0 | 0 | 12
NO |  | 149 | 2012 | 6 | 7 | 7 |  |  |  | 230 | 230 | HPFF | 0.03 | 0 | 1 | 2500 CU | 0 | 0 | 0 | 0 | 0 | 0 | 0 | 0 | 0 | 0 | 0 | 0 | 0 | 0 | 0 | 0 | 0 | 0 | 0 | 0 | 0 | 0 | 0 | 12
NO |  | 149 | 2012 | 6 | 9 | 9 |  | Somerville | Bridgewater | 230 | 230 | ST | 3 | 0 | 1 | 1590 ACSS/AW | 0 | 0 | 0 | 0 | 0 | 0 | 0 | 0 | 0 | 0 | 0 | 0 | 0 | 0 | 0 | 0 | 0 | 0 | 0 | 0 | 0 | 0 | 0 | 12
NO |  | 149 | 2012 | 6 | 13 | 13 |  |  |  | 230 | 230 | ST | 4.84 | 0 | 1 | 1590 ACSR | 0 | 0 | 0 | 0 | 0 | 0 | 0 | 0 | 0 | 0 | 0 | 0 | 0 | 0 | 0 | 0 | 0 | 0 | 0 | 0 | 0 | 0 | 0 | 12
NO |  | 149 | 2012 | 6 | 15 | 15 |  | Waldwick | Fairlawn | 230 | 230 | HPFF | 4.61 | 0 | 1 | 3500 CU | 0 | 0 | 0 | 0 | 0 | 0 | 0 | 0 | 0 | 0 | 0 | 0 | 0 | 0 | 0 | 0 | 0 | 0 | 0 | 0 | 0 | 0 | 0 | 12
NO |  | 149 | 2012 | 6 | 17 | 17 |  | Leonia | New Milford | 230 | 230 | HPFF | 6.87 | 0 | 1 | 2000 CU | 0 | 0 | 0 | 0 | 0 | 0 | 0 | 0 | 0 | 0 | 0 | 0 | 0 | 0 | 0 | 0 | 0 | 0 | 0 | 0 | 0 | 0 | 0 | 12
NO |  | 149 | 2012 | 6 | 21 | 21 |  | Kearny Box Frame | Kearny Unit 12 Frame | 230 | 230 | ST | 0.07 | 0 | 1 | 1590 ACSR | 0 | 0 | 0 | 0 | 0 | 0 | 0 | 0 | 0 | 0 | 0 | 0 | 0 | 0 | 0 | 0 | 0 | 0 | 0 | 0 | 0 | 0 | 0 | 12
NO |  | 149 | 2012 | 6 | 25 | 25 |  |  |  | 230 | 230 | SP | 0.42 | 0 | 1 | 1590 ACSR | 0 | 0 | 0 | 0 | 0 | 0 | 0 | 0 | 0 | 0 | 0 | 0 | 0 | 0 | 0 | 0 | 0 | 0 | 0 | 0 | 0 | 0 | 0 | 12
NO |  | 149 | 2012 | 6 | 27 | 27 |  | Hudson | (S) Waterfront | 230 | 230 | HPFF | 3.08 | 0 | 1 | 2000 CU | 0 | 0 | 0 | 0 | 0 | 0 | 0 | 0 | 0 | 0 | 0 | 0 | 0 | 0 | 0 | 0 | 0 | 0 | 0 | 0 | 0 | 0 | 0 | 12
NO |  | 149 | 2012 | 6 | 29 | 29 |  | Athenia | Saddle Brook | 230 | 230 | HPFF | 4.8 | 0 | 1 | 2000 CU | 0 | 0 | 0 | 0 | 0 | 0 | 0 | 0 | 0 | 0 | 0 | 0 | 0 | 0 | 0 | 0 | 0 | 0 | 0 | 0 | 0 | 0 | 0 | 12
NO |  | 149 | 2012 | 6 | 32 | 32 |  |  |  | 230 | 230 | ST | 0 | 4.07 | 1 | 1590 ACSR | 0 | 0 | 0 | 0 | 0 | 0 | 0 | 0 | 0 | 0 | 0 | 0 | 0 | 0 | 0 | 0 | 0 | 0 | 0 | 0 | 0 | 0 | 0 | 12
NO |  | 149 | 2012 | 6 | 34 | 34 |  | (S) Waterfront | Newport | 230 | 230 | HPFF | 1.28 | 0 | 1 | 2000 CU | 0 | 0 | 0 | 0 | 0 | 0 | 0 | 0 | 0 | 0 | 0 | 0 | 0 | 0 | 0 | 0 | 0 | 0 | 0 | 0 | 0 | 0 | 0 | 12
NO |  | 149 | 2012 | 7 | 2 | 2 |  |  |  | 230 | 230 | ST | 4.93 | 0 | 1 | 1590 ACSR | 0 | 0 | 0 | 0 | 0 | 0 | 0 | 0 | 0 | 0 | 0 | 0 | 0 | 0 | 0 | 0 | 0 | 0 | 0 | 0 | 0 | 0 | 0 | 12
NO |  | 149 | 2012 | 7 | 6 | 6 |  |  |  | 230 | 230 | ST | 0 | 3.42 | 1 | 1590 ACSR | 0 | 0 | 0 | 0 | 0 | 0 | 0 | 0 | 0 | 0 | 0 | 0 | 0 | 0 | 0 | 0 | 0 | 0 | 0 | 0 | 0 | 0 | 0 | 12
NO |  | 149 | 2012 | 7 | 11 | 11 |  |  |  | 230 | 230 | ST | 0 | 0 | 1 | 1590 ACSR | 0 | 0 | 0 | 0 | 0 | 0 | 0 | 0 | 0 | 0 | 0 | 0 | 0 | 0 | 0 | 0 | 0 | 0 | 0 | 0 | 0 | 0 | 0 | 12
NO |  | 149 | 2012 | 7 | 13 | 13 |  | Lumberton | Cox's Corner | 230 | 230 | ST | 4.33 | 0 | 1 | 1590 ACSR | 0 | 0 | 0 | 0 | 0 | 0 | 0 | 0 | 0 | 0 | 0 | 0 | 0 | 0 | 0 | 0 | 0 | 0 | 0 | 0 | 0 | 0 | 0 | 12
NO |  | 149 | 2012 | 7 | 16 | 16 |  |  |  | 230 | 230 | SP | 0.28 | 0 | 1 | 1590 ACSS/AW | 0 | 0 | 0 | 0 | 0 | 0 | 0 | 0 | 0 | 0 | 0 | 0 | 0 | 0 | 0 | 0 | 0 | 0 | 0 | 0 | 0 | 0 | 0 | 12
NO |  | 149 | 2012 | 7 | 18 | 18 |  | Sewaren | Raritan Steel | 230 | 230 | HPFF | 4.44 | 0 | 1 | 1000 ALUM | 0 | 0 | 0 | 0 | 0 | 0 | 0 | 0 | 0 | 0 | 0 | 0 | 0 | 0 | 0 | 0 | 0 | 0 | 0 | 0 | 0 | 0 | 0 | 12
NO |  | 149 | 2012 | 7 | 20 | 20 |  | Lumberton | Cookstown | 230 | 230 | ST | 7.05 | 0 | 1 | 1590 ACSR | 0 | 0 | 0 | 0 | 0 | 0 | 0 | 0 | 0 | 0 | 0 | 0 | 0 | 0 | 0 | 0 | 0 | 0 | 0 | 0 | 0 | 0 | 0 | 12
NO |  | 149 | 2012 | 7 | 22 | 22 |  | Bergen #2 | Leonia | 230 | 230 | HPFF | 2.99 | 0 | 1 | 2000 CU | 0 | 0 | 0 | 0 | 0 | 0 | 0 | 0 | 0 | 0 | 0 | 0 | 0 | 0 | 0 | 0 | 0 | 0 | 0 | 0 | 0 | 0 | 0 | 12
NO |  | 149 | 2012 | 7 | 25 | 25 |  |  |  | 230 | 230 | ST | 10.77 | 0 | 1 | 1590 ACSR | 0 | 0 | 0 | 0 | 0 | 0 | 0 | 0 | 0 | 0 | 0 | 0 | 0 | 0 | 0 | 0 | 0 | 0 | 0 | 0 | 0 | 0 | 0 | 12
NO |  | 149 | 2012 | 7 | 27 | 27 |  | Roseland | Readington | 230 | 230 | ST | 25.11 | 0 | 1 | 1590 ACSR | 0 | 0 | 0 | 0 | 0 | 0 | 0 | 0 | 0 | 0 | 0 | 0 | 0 | 0 | 0 | 0 | 0 | 0 | 0 | 0 | 0 | 0 | 0 | 12
NO |  | 149 | 2012 | 7 | 30 | 30 |  |  |  | 230 | 230 | ST | 8.42 | 0 | 1 | 1590 ACSR | 0 | 0 | 0 | 0 | 0 | 0 | 0 | 0 | 0 | 0 | 0 | 0 | 0 | 0 | 0 | 0 | 0 | 0 | 0 | 0 | 0 | 0 | 0 | 12
NO |  | 149 | 2012 | 7 | 33 | 33 |  |  |  | 230 | 230 | SP | 0.36 | 0 | 1 | 1590 ACSR | 0 | 0 | 0 | 0 | 0 | 0 | 0 | 0 | 0 | 0 | 0 | 0 | 0 | 0 | 0 | 0 | 0 | 0 | 0 | 0 | 0 | 0 | 0 | 12
NO |  | 149 | 2012 | 8 | 1 | 1 |  |  |  | 230 | 230 | HPFF | 5.89 | 0 | 1 | 2000 CU | 0 | 0 | 0 | 0 | 0 | 0 | 0 | 0 | 0 | 0 | 0 | 0 | 0 | 0 | 0 | 0 | 0 | 0 | 0 | 0 | 0 | 0 | 0 | 12
NO |  | 149 | 2012 | 8 | 3 | 3 |  | Brunswick | Bennets Lane | 230 | 230 | ST | 4.9 | 0 | 1 | 1590 ACSR | 0 | 0 | 0 | 0 | 0 | 0 | 0 | 0 | 0 | 0 | 0 | 0 | 0 | 0 | 0 | 0 | 0 | 0 | 0 | 0 | 0 | 0 | 0 | 12
NO |  | 149 | 2012 | 8 | 6 | 6 |  |  |  | 230 | 230 | RRO | 0.49 | 0 | 1 | 1590 ACSR | 0 | 0 | 0 | 0 | 0 | 0 | 0 | 0 | 0 | 0 | 0 | 0 | 0 | 0 | 0 | 0 | 0 | 0 | 0 | 0 | 0 | 0 | 0 | 12
NO |  | 149 | 2012 | 8 | 10 | 10 |  |  |  | 230 | 230 | ST | 0 | 3.79 | 1 | 1590 ACSR | 0 | 0 | 0 | 0 | 0 | 0 | 0 | 0 | 0 | 0 | 0 | 0 | 0 | 0 | 0 | 0 | 0 | 0 | 0 | 0 | 0 | 0 | 0 | 12
NO |  | 149 | 2012 | 8 | 17 | 17 |  |  |  | 230 | 230 | SP | 0.15 | 0 | 1 | 1590 ACSS/AW | 0 | 0 | 0 | 0 | 0 | 0 | 0 | 0 | 0 | 0 | 0 | 0 | 0 | 0 | 0 | 0 | 0 | 0 | 0 | 0 | 0 | 0 | 0 | 12
NO |  | 149 | 2012 | 8 | 20 | 20 |  |  |  | 230 | 230 | ST | 0.04 | 0 | 1 | 1590 ACSS | 0 | 0 | 0 | 0 | 0 | 0 | 0 | 0 | 0 | 0 | 0 | 0 | 0 | 0 | 0 | 0 | 0 | 0 | 0 | 0 | 0 | 0 | 0 | 12
NO |  | 149 | 2012 | 8 | 24 | 24 |  |  | Belleville | 230 | 230 | SP | 0.91 | 0 | 1 | 1590 ACSR | 0 | 0 | 0 | 0 | 0 | 0 | 0 | 0 | 0 | 0 | 0 | 0 | 0 | 0 | 0 | 0 | 0 | 0 | 0 | 0 | 0 | 0 | 0 | 12
NO |  | 149 | 2012 | 8 | 27 | 27 |  |  |  | 230 | 230 | ST | 0.02 | 0 | 1 | 1590 ACSR | 0 | 0 | 0 | 0 | 0 | 0 | 0 | 0 | 0 | 0 | 0 | 0 | 0 | 0 | 0 | 0 | 0 | 0 | 0 | 0 | 0 | 0 | 0 | 12
NO |  | 149 | 2012 | 8 | 30 | 30 |  |  |  | 230 | 230 | HPFF | 5.65 | 0 | 1 | 2000 CU | 0 | 0 | 0 | 0 | 0 | 0 | 0 | 0 | 0 | 0 | 0 | 0 | 0 | 0 | 0 | 0 | 0 | 0 | 0 | 0 | 0 | 0 | 0 | 12
NO |  | 149 | 2012 | 8 | 33 | 33 |  |  |  | 230 | 230 | ST | 0.89 | 0 | 1 | 1590 ACSR | 0 | 0 | 0 | 0 | 0 | 0 | 0 | 0 | 0 | 0 | 0 | 0 | 0 | 0 | 0 | 0 | 0 | 0 | 0 | 0 | 0 | 0 | 0 | 12
NO |  | 149 | 2012 | 9 | 1 | 1 |  |  |  | 230 | 230 | AT | 0.39 | 0 | 1 | 1590 ACSR | 0 | 0 | 0 | 0 | 0 | 0 | 0 | 0 | 0 | 0 | 0 | 0 | 0 | 0 | 0 | 0 | 0 | 0 | 0 | 0 | 0 | 0 | 0 | 12
NO |  | 149 | 2012 | 9 | 3 | 3 |  | Linden | Linden | 230 | 230 | ST | 0.11 | 0 | 1 | 1590 ACSS/AW | 0 | 0 | 0 | 0 | 0 | 0 | 0 | 0 | 0 | 0 | 0 | 0 | 0 | 0 | 0 | 0 | 0 | 0 | 0 | 0 | 0 | 0 | 0 | 12
NO |  | 149 | 2012 | 9 | 5 | 5 |  | Smithburg | Deans | 230 | 230 | SP | 0.44 | 0 | 1 | 1590 ACSR | 0 | 0 | 0 | 0 | 0 | 0 | 0 | 0 | 0 | 0 | 0 | 0 | 0 | 0 | 0 | 0 | 0 | 0 | 0 | 0 | 0 | 0 | 0 | 12
NO |  | 149 | 2012 | 9 | 9 | 9 |  |  | U.S. Steel | 138 | 230 | ST | 1.02 | 0 | 1 | 1590 ACSR | 0 | 0 | 0 | 0 | 0 | 0 | 0 | 0 | 0 | 0 | 0 | 0 | 0 | 0 | 0 | 0 | 0 | 0 | 0 | 0 | 0 | 0 | 0 | 12
NO |  | 149 | 2012 | 9 | 11 | 11 |  | Bayonne | Bayonne Cogen | 138 | 138 | HPFF | 3.7 | 0 | 1 | 2000 CU | 0 | 0 | 0 | 0 | 0 | 0 | 0 | 0 | 0 | 0 | 0 | 0 | 0 | 0 | 0 | 0 | 0 | 0 | 0 | 0 | 0 | 0 | 0 | 12
NO |  | 149 | 2012 | 9 | 13 | 13 |  | Essex Co. RRF | Foundry St. | 138 | 138 | HPFF | 1.29 | 0 | 1 | 2000 CU | 0 | 0 | 0 | 0 | 0 | 0 | 0 | 0 | 0 | 0 | 0 | 0 | 0 | 0 | 0 | 0 | 0 | 0 | 0 | 0 | 0 | 0 | 0 | 12
NO |  | 149 | 2012 | 9 | 15 | 15 |  | Essex | Essex Co. RRF | 138 | 138 | HPFF | 0.17 | 0 | 1 | 2000 CU | 0 | 0 | 0 | 0 | 0 | 0 | 0 | 0 | 0 | 0 | 0 | 0 | 0 | 0 | 0 | 0 | 0 | 0 | 0 | 0 | 0 | 0 | 0 | 12
NO |  | 149 | 2012 | 9 | 17 | 17 |  | Bergen | Bergen | 138 | 138 | ST | 0.55 | 0 | 1 | 1590 ACSR | 0 | 0 | 0 | 0 | 0 | 0 | 0 | 0 | 0 | 0 | 0 | 0 | 0 | 0 | 0 | 0 | 0 | 0 | 0 | 0 | 0 | 0 | 0 | 12
NO |  | 149 | 2012 | 9 | 19 | 19 |  | Bergen | Bergen | 138 | 138 | ST | 0.63 | 0 | 1 | 1590 ACSR | 0 | 0 | 0 | 0 | 0 | 0 | 0 | 0 | 0 | 0 | 0 | 0 | 0 | 0 | 0 | 0 | 0 | 0 | 0 | 0 | 0 | 0 | 0 | 12
NO |  | 149 | 2012 | 9 | 21 | 21 |  | Linden | Linden | 138 | 138 | SP | 0.08 | 0 | 1 | 1590 ACSR | 0 | 0 | 0 | 0 | 0 | 0 | 0 | 0 | 0 | 0 | 0 | 0 | 0 | 0 | 0 | 0 | 0 | 0 | 0 | 0 | 0 | 0 | 0 | 12
NO |  | 149 | 2012 | 9 | 28 | 28 |  |  |  | 138 | 230 | ST | 0.18 | 0 | 1 | 1590 ACSR | 0 | 0 | 0 | 0 | 0 | 0 | 0 | 0 | 0 | 0 | 0 | 0 | 0 | 0 | 0 | 0 | 0 | 0 | 0 | 0 | 0 | 0 | 0 | 12
NO |  | 149 | 2012 | 9 | 33 | 33 |  |  |  | 138 | 138 | SP | 0.1 | 0 | 1 | 1033.5 ACSS | 0 | 0 | 0 | 0 | 0 | 0 | 0 | 0 | 0 | 0 | 0 | 0 | 0 | 0 | 0 | 0 | 0 | 0 | 0 | 0 | 0 | 0 | 0 | 12
NO |  | 149 | 2012 | 10 | 2 | 2 |  | Marion | Bergen #1 | 138 | 138 | ST | 0.29 | 0 | 1 | 1590 ACSR | 0 | 0 | 0 | 0 | 0 | 0 | 0 | 0 | 0 | 0 | 0 | 0 | 0 | 0 | 0 | 0 | 0 | 0 | 0 | 0 | 0 | 0 | 0 | 12
NO |  | 149 | 2012 | 10 | 9 | 9 |  | Marion | Leonia | 138 | 138 | ST | 0 | 6.17 | 1 | 1033.5 54/7 ACSS | 0 | 0 | 0 | 0 | 0 | 0 | 0 | 0 | 0 | 0 | 0 | 0 | 0 | 0 | 0 | 0 | 0 | 0 | 0 | 0 | 0 | 0 | 0 | 12
NO |  | 149 | 2012 | 10 | 11 | 11 |  |  |  | 138 | 138 | SP | 0 | 0.63 | 1 | 1033.5 54/7 ACSS | 0 | 0 | 0 | 0 | 0 | 0 | 0 | 0 | 0 | 0 | 0 | 0 | 0 | 0 | 0 | 0 | 0 | 0 | 0 | 0 | 0 | 0 | 0 | 12
NO |  | 149 | 2012 | 10 | 17 | 17 |  |  |  | 138 | 230 | ST | 0 | 1.29 | 1 | 1033.5 54/7 ACSS | 0 | 0 | 0 | 0 | 0 | 0 | 0 | 0 | 0 | 0 | 0 | 0 | 0 | 0 | 0 | 0 | 0 | 0 | 0 | 0 | 0 | 0 | 0 | 12
NO |  | 149 | 2012 | 10 | 19 | 19 |  |  |  | 138 | 138 | AT | 0 | 0.36 | 0 | 795 ACSR | 0 | 0 | 0 | 0 | 0 | 0 | 0 | 0 | 0 | 0 | 0 | 0 | 0 | 0 | 0 | 0 | 0 | 0 | 0 | 0 | 0 | 0 | 0 | 12
NO |  | 149 | 2012 | 10 | 32 | 32 |  |  |  | 138 | 230 | ST | 0 | 0.25 | 1 | 1590 ACSR | 0 | 0 | 0 | 0 | 0 | 0 | 0 | 0 | 0 | 0 | 0 | 0 | 0 | 0 | 0 | 0 | 0 | 0 | 0 | 0 | 0 | 0 | 0 | 12
NO |  | 149 | 2012 | 11 | 4 | 4 |  | Burlington | Camden | 138 | 138 | ST | 0.82 | 0 | 1 | 1590 54/19 ACRS | 0 | 0 | 0 | 0 | 0 | 0 | 0 | 0 | 0 | 0 | 0 | 0 | 0 | 0 | 0 | 0 | 0 | 0 | 0 | 0 | 0 | 0 | 0 | 12
NO |  | 149 | 2012 | 11 | 6 | 6 |  |  |  | 138 | 138 | ST | 0 | 0.07 | 1 | 1590 ACRS | 0 | 0 | 0 | 0 | 0 | 0 | 0 | 0 | 0 | 0 | 0 | 0 | 0 | 0 | 0 | 0 | 0 | 0 | 0 | 0 | 0 | 0 | 0 | 12
NO |  | 149 | 2012 | 11 | 10 | 10 |  | Bayway | Federal Square | 138 | 138 | HPGF | 5.32 | 0 | 1 | 2500 CU | 0 | 0 | 0 | 0 | 0 | 0 | 0 | 0 | 0 | 0 | 0 | 0 | 0 | 0 | 0 | 0 | 0 | 0 | 0 | 0 | 0 | 0 | 0 | 12
NO |  | 149 | 2012 | 11 | 12 | 12 |  |  |  | 138 | 138 | HPFF | 1.97 | 0 | 1 | 2000 CU | 0 | 0 | 0 | 0 | 0 | 0 | 0 | 0 | 0 | 0 | 0 | 0 | 0 | 0 | 0 | 0 | 0 | 0 | 0 | 0 | 0 | 0 | 0 | 12
NO |  | 149 | 2012 | 11 | 14 | 14 |  | Newark | Foundry St. | 138 | 138 | HPFF | 3.12 | 0 | 1 | 2000 CU | 0 | 0 | 0 | 0 | 0 | 0 | 0 | 0 | 0 | 0 | 0 | 0 | 0 | 0 | 0 | 0 | 0 | 0 | 0 | 0 | 0 | 0 | 0 | 12
NO |  | 149 | 2012 | 11 | 16 | 16 |  | Aldene | Springfield Road | 138 | 138 | HPFF | 3.43 | 0 | 1 | 2000 CU | 0 | 0 | 0 | 0 | 0 | 0 | 0 | 0 | 0 | 0 | 0 | 0 | 0 | 0 | 0 | 0 | 0 | 0 | 0 | 0 | 0 | 0 | 0 | 12
NO |  | 149 | 2012 | 11 | 18 | 18 |  | Marlon | Bayonne | 138 | 138 | HPFF | 4.39 | 0 | 1 | 2000 CU | 0 | 0 | 0 | 0 | 0 | 0 | 0 | 0 | 0 | 0 | 0 | 0 | 0 | 0 | 0 | 0 | 0 | 0 | 0 | 0 | 0 | 0 | 0 | 12
NO |  | 149 | 2012 | 11 | 25 | 25 |  | Bergen #1 | Fairlawn | 138 | 138 | HPFF | 0.49 | 0 | 1 | 2000 CU | 0 | 0 | 0 | 0 | 0 | 0 | 0 | 0 | 0 | 0 | 0 | 0 | 0 | 0 | 0 | 0 | 0 | 0 | 0 | 0 | 0 | 0 | 0 | 12
NO |  | 149 | 2012 | 11 | 33 | 33 |  |  |  | 138 | 138 | ST | 0 | 10.1 | 1 | 1033.5 ACSS | 0 | 0 | 0 | 0 | 0 | 0 | 0 | 0 | 0 | 0 | 0 | 0 | 0 | 0 | 0 | 0 | 0 | 0 | 0 | 0 | 0 | 0 | 0 | 12
NO |  | 149 | 2012 | 11 | 35 | 35 |  |  | SVC to Forrestal | 138 | 138 | ST | 2.16 | 0 | 1 | 397.5 ACSR | 0 | 0 | 0 | 0 | 0 | 0 | 0 | 0 | 0 | 0 | 0 | 0 | 0 | 0 | 0 | 0 | 0 | 0 | 0 | 0 | 0 | 0 | 0 | 12
NO |  | 149 | 2012 | 12 | 5 | 5 |  |  |  | 138 | 138 | ST | 23.16 | 0 | 1 | 1590 ACSR | 0 | 0 | 0 | 0 | 0 | 0 | 0 | 0 | 0 | 0 | 0 | 0 | 0 | 0 | 0 | 0 | 0 | 0 | 0 | 0 | 0 | 0 | 0 | 12
NO |  | 149 | 2012 | 12 | 7 | 7 |  |  |  | 138 | 138 | ST | 0 | 0.14 | 1 | 795 ACSR | 0 | 0 | 0 | 0 | 0 | 0 | 0 | 0 | 0 | 0 | 0 | 0 | 0 | 0 | 0 | 0 | 0 | 0 | 0 | 0 | 0 | 0 | 0 | 12
NO |  | 149 | 2012 | 12 | 11 | 11 |  | Metuchen | Edison | 138 | 138 | ST | 0 | 3.42 | 1 | 795 ACSR | 0 | 0 | 0 | 0 | 0 | 0 | 0 | 0 | 0 | 0 | 0 | 0 | 0 | 0 | 0 | 0 | 0 | 0 | 0 | 0 | 0 | 0 | 0 | 12
NO |  | 149 | 2012 | 12 | 13 | 13 |  |  |  | 138 | 138 | ST | 0.07 | 0 | 1 | 1033.5 ACSS | 0 | 0 | 0 | 0 | 0 | 0 | 0 | 0 | 0 | 0 | 0 | 0 | 0 | 0 | 0 | 0 | 0 | 0 | 0 | 0 | 0 | 0 | 0 | 12
NO |  | 149 | 2012 | 12 | 15 | 15 |  | Gloucester | Cuthbert Blvd. | 138 | 138 | HPFF | 4.52 | 0 | 1 | 2000 CU | 0 | 0 | 0 | 0 | 0 | 0 | 0 | 0 | 0 | 0 | 0 | 0 | 0 | 0 | 0 | 0 | 0 | 0 | 0 | 0 | 0 | 0 | 0 | 12
NO |  | 149 | 2012 | 12 | 20 | 20 |  |  |  | 138 | 230 | ST | 0.07 | 0 | 1 | 1590 ACSR | 0 | 0 | 0 | 0 | 0 | 0 | 0 | 0 | 0 | 0 | 0 | 0 | 0 | 0 | 0 | 0 | 0 | 0 | 0 | 0 | 0 | 0 | 0 | 12
NO |  | 149 | 2012 | 12 | 22 | 22 |  | Bergen #1 | East Rutherford | 138 | 138 | HPFF | 6.64 | 0 | 1 | 2000 CU | 0 | 0 | 0 | 0 | 0 | 0 | 0 | 0 | 0 | 0 | 0 | 0 | 0 | 0 | 0 | 0 | 0 | 0 | 0 | 0 | 0 | 0 | 0 | 12
NO |  | 149 | 2012 | 12 | 24 | 24 |  | Roseland | West Orange | 138 | 138 | ST | 4.47 | 0 | 1 | 1590 ACSS | 0 | 0 | 0 | 0 | 0 | 0 | 0 | 0 | 0 | 0 | 0 | 0 | 0 | 0 | 0 | 0 | 0 | 0 | 0 | 0 | 0 | 0 | 0 | 12
NO |  | 149 | 2012 | 12 | 26 | 26 |  | Athenia | East Rutherford | 138 | 138 | HPFF | 3.75 | 0 | 1 | 2000 CU | 0 | 0 | 0 | 0 | 0 | 0 | 0 | 0 | 0 | 0 | 0 | 0 | 0 | 0 | 0 | 0 | 0 | 0 | 0 | 0 | 0 | 0 | 0 | 12
NO |  | 149 | 2012 | 12 | 28 | 28 |  | Burlington Unit 12 | Burlington 138KV Frame | 138 | 138 | SP | 0.19 | 0 | 1 | 795 ACSR | 0 | 0 | 0 | 0 | 0 | 0 | 0 | 0 | 0 | 0 | 0 | 0 | 0 | 0 | 0 | 0 | 0 | 0 | 0 | 0 | 0 | 0 | 0 | 12
NO |  | 149 | 2012 | 12 | 33 | 33 |  |  |  | 138 | 138 | ST | 0.1 | 0 | 1 | 1590 ACSR | 0 | 0 | 0 | 0 | 0 | 0 | 0 | 0 | 0 | 0 | 0 | 0 | 0 | 0 | 0 | 0 | 0 | 0 | 0 | 0 | 0 | 0 | 0 | 12
NO |  | 149 | 2012 | 12 | 35 | 35 |  | Metuchen | Metuchen | 138 | 138 | SP | 0.07 | 0 | 1 | 1590 ACSR | 0 | 0 | 0 | 0 | 0 | 0 | 0 | 0 | 0 | 0 | 0 | 0 | 0 | 0 | 0 | 0 | 0 | 0 | 0 | 0 | 0 | 0 | 0 | 12
NO |  | 149 | 2012 | 13 | 11 | 11 |  |  |  | 138 | 138 | ST | 0.27 | 0 | 1 | 1590 ACSR | 0 | 0 | 0 | 0 | 0 | 0 | 0 | 0 | 0 | 0 | 0 | 0 | 0 | 0 | 0 | 0 | 0 | 0 | 0 | 0 | 0 | 0 | 0 | 12
NO |  | 149 | 2012 | 13 | 15 | 15 |  | Sewaren | Metuchen | 138 | 230 | ST | 1.12 | 0 | 1 | 795 ACSR | 0 | 0 | 0 | 0 | 0 | 0 | 0 | 0 | 0 | 0 | 0 | 0 | 0 | 0 | 0 | 0 | 0 | 0 | 0 | 0 | 0 | 0 | 0 | 12
NO |  | 149 | 2012 | 13 | 17 | 17 |  |  |  | 138 | 138 | ST | 0.21 | 0 | 1 | 1590 ACSR | 0 | 0 | 0 | 0 | 0 | 0 | 0 | 0 | 0 | 0 | 0 | 0 | 0 | 0 | 0 | 0 | 0 | 0 | 0 | 0 | 0 | 0 | 0 | 12
NO |  | 149 | 2012 | 13 | 28 | 28 |  |  | SVC to Colonial | 138 | 138 | ST | 0.2 | 0 | 1 | 397.5 ACSR | 0 | 0 | 0 | 0 | 0 | 0 | 0 | 0 | 0 | 0 | 0 | 0 | 0 | 0 | 0 | 0 | 0 | 0 | 0 | 0 | 0 | 0 | 0 | 12
NO |  | 149 | 2012 | 13 | 33 | 33 |  |  |  | 138 | 138 | ST | 0 | 0 | 1 | 397.5 ACSR | 0 | 0 | 0 | 0 | 0 | 0 | 0 | 0 | 0 | 0 | 0 | 0 | 0 | 0 | 0 | 0 | 0 | 0 | 0 | 0 | 0 | 0 | 0 | 12
NO |  | 149 | 2012 | 14 | 3 | 3 |  |  |  | 69 | 230 | ST | 0 | 2.96 | 1 | 477 ACSR | 0 | 0 | 0 | 0 | 0 | 0 | 0 | 0 | 0 | 0 | 0 | 0 | 0 | 0 | 0 | 0 | 0 | 0 | 0 | 0 | 0 | 0 | 0 | 12
NO |  | 149 | 2012 | 14 | 5 | 5 |  | Southampton | Medford | 69 | 69 | WP | 6.95 | 0 | 1 | 800 AAC | 0 | 0 | 0 | 0 | 0 | 0 | 0 | 0 | 0 | 0 | 0 | 0 | 0 | 0 | 0 | 0 | 0 | 0 | 0 | 0 | 0 | 0 | 0 | 12
NO |  | 149 | 2012 | 14 | 15 | 15 |  | Bennetts | Rutgers | 69 | 69 | WP | 14.88 | 0 | 1 | 800 AAC | 0 | 0 | 0 | 0 | 0 | 0 | 0 | 0 | 0 | 0 | 0 | 0 | 0 | 0 | 0 | 0 | 0 | 0 | 0 | 0 | 0 | 0 | 0 | 12
NO |  | 149 | 2012 | 14 | 23 | 23 |  |  |  | 69 | 69 | UCB | 0.28 | 0 | 1 | 1500 CU EPR | 0 | 0 | 0 | 0 | 0 | 0 | 0 | 0 | 0 | 0 | 0 | 0 | 0 | 0 | 0 | 0 | 0 | 0 | 0 | 0 | 0 | 0 | 0 | 12
NO |  | 149 | 2012 | 9 | 29 | 29 |  |  |  | 138 | 138 | ST | 2.35 | 0 | 1 | 795 ACSR | 0 | 0 | 0 | 0 | 0 | 0 | 0 | 0 | 0 | 0 | 0 | 0 | 0 | 0 | 0 | 0 | 0 | 0 | 0 | 0 | 0 | 0 | 0 | 12
NO |  | 149 | 2012 | 9 | 34 | 34 |  |  |  | 138 | 138 | ST | 12.78 | 0 | 1 | 1033.5 ACSS | 0 | 0 | 0 | 0 | 0 | 0 | 0 | 0 | 0 | 0 | 0 | 0 | 0 | 0 | 0 | 0 | 0 | 0 | 0 | 0 | 0 | 0 | 0 | 12
NO |  | 149 | 2012 | 10 | 3 | 3 |  |  |  | 138 | 138 | ST | 6.34 | 0 | 1 | 1033.5 ACSS | 0 | 0 | 0 | 0 | 0 | 0 | 0 | 0 | 0 | 0 | 0 | 0 | 0 | 0 | 0 | 0 | 0 | 0 | 0 | 0 | 0 | 0 | 0 | 12
NO |  | 149 | 2012 | 10 | 6 | 6 |  | No. Ave | Passaic Valley Sewerage | 138 | 138 | HPFF | 3.36 | 0 | 1 | 2000 CU | 0 | 0 | 0 | 0 | 0 | 0 | 0 | 0 | 0 | 0 | 0 | 0 | 0 | 0 | 0 | 0 | 0 | 0 | 0 | 0 | 0 | 0 | 0 | 12
NO |  | 149 | 2012 | 10 | 10 | 10 |  |  |  | 138 | 138 | ST | 0 | 0.43 | 1 | 1590 ACSR | 0 | 0 | 0 | 0 | 0 | 0 | 0 | 0 | 0 | 0 | 0 | 0 | 0 | 0 | 0 | 0 | 0 | 0 | 0 | 0 | 0 | 0 | 0 | 12
NO |  | 149 | 2012 | 10 | 18 | 18 |  |  |  | 138 | 138 | ST | 0 | 10.05 | 1 | 795 ACSR | 0 | 0 | 0 | 0 | 0 | 0 | 0 | 0 | 0 | 0 | 0 | 0 | 0 | 0 | 0 | 0 | 0 | 0 | 0 | 0 | 0 | 0 | 0 | 12
NO |  | 149 | 2012 | 10 | 23 | 23 |  | Essex | Newark | 138 | 138 | HPFF | 0.43 | 0 | 1 | 2000 CU | 0 | 0 | 0 | 0 | 0 | 0 | 0 | 0 | 0 | 0 | 0 | 0 | 0 | 0 | 0 | 0 | 0 | 0 | 0 | 0 | 0 | 0 | 0 | 12
NO |  | 149 | 2012 | 10 | 26 | 26 |  | Edison | Brunswick | 138 | 138 | ST | 0 | 4.77 | 1 | 1033.5 ACSS | 0 | 0 | 0 | 0 | 0 | 0 | 0 | 0 | 0 | 0 | 0 | 0 | 0 | 0 | 0 | 0 | 0 | 0 | 0 | 0 | 0 | 0 | 0 | 12
NO |  | 149 | 2012 | 10 | 33 | 33 |  |  |  | 0 | 0 | 0 | 0 | 0 | 0 |  | 0 | 0 | 0 | 0 | 0 | 0 | 0 | 0 | 0 | 0 | 0 | 0 | 0 | 0 | 0 | 0 | 0 | 0 | 0 | 0 | 0 | 0 | 0 | 12
NO |  | 149 | 2012 | 11 | 1 | 1 |  | Athenia | Fairlawn | 138 | 138 | HPFF | 4 | 0 | 1 | 1500 CU | 0 | 0 | 0 | 0 | 0 | 0 | 0 | 0 | 0 | 0 | 0 | 0 | 0 | 0 | 0 | 0 | 0 | 0 | 0 | 0 | 0 | 0 | 0 | 12
NO |  | 149 | 2012 | 11 | 5 | 5 |  |  |  | 138 | 138 | ST | 12.76 | 0 | 1 | 1033.5 54/7 ACSS | 0 | 0 | 0 | 0 | 0 | 0 | 0 | 0 | 0 | 0 | 0 | 0 | 0 | 0 | 0 | 0 | 0 | 0 | 0 | 0 | 0 | 0 | 0 | 12
NO |  | 149 | 2012 | 11 | 11 | 11 |  |  |  | 138 | 138 | HPGF | 1.87 | 0 | 1 | 1250 CU | 0 | 0 | 0 | 0 | 0 | 0 | 0 | 0 | 0 | 0 | 0 | 0 | 0 | 0 | 0 | 0 | 0 | 0 | 0 | 0 | 0 | 0 | 0 | 12
NO |  | 149 | 2012 | 11 | 22 | 22 |  | Sewaren | Metuchen | 138 | 230 | ST | 0 | 6.67 | 1 | 1590 ACSR | 0 | 0 | 0 | 0 | 0 | 0 | 0 | 0 | 0 | 0 | 0 | 0 | 0 | 0 | 0 | 0 | 0 | 0 | 0 | 0 | 0 | 0 | 0 | 12
NO |  | 149 | 2012 | 11 | 26 | 26 |  |  |  | 138 | 138 | HPFF | 4.02 | 0 | 1 | 1500 CU | 0 | 0 | 0 | 0 | 0 | 0 | 0 | 0 | 0 | 0 | 0 | 0 | 0 | 0 | 0 | 0 | 0 | 0 | 0 | 0 | 0 | 0 | 0 | 12
NO |  | 149 | 2012 | 11 | 29 | 29 |  | Kearny | Marion | 138 | 138 | ST | 1.18 | 0 | 1 | 1033.5 54/7 ACSS | 0 | 0 | 0 | 0 | 0 | 0 | 0 | 0 | 0 | 0 | 0 | 0 | 0 | 0 | 0 | 0 | 0 | 0 | 0 | 0 | 0 | 0 | 0 | 12
NO |  | 149 | 2012 | 11 | 34 | 34 |  |  |  | 138 | 138 | ST | 0 | 0.34 | 1 | 1590 ACSR | 0 | 0 | 0 | 0 | 0 | 0 | 0 | 0 | 0 | 0 | 0 | 0 | 0 | 0 | 0 | 0 | 0 | 0 | 0 | 0 | 0 | 0 | 0 | 12
NO |  | 149 | 2012 | 12 | 6 | 6 |  |  |  | 138 | 138 | ST | 0 | 6.31 | 1 | 795 ACSR | 0 | 0 | 0 | 0 | 0 | 0 | 0 | 0 | 0 | 0 | 0 | 0 | 0 | 0 | 0 | 0 | 0 | 0 | 0 | 0 | 0 | 0 | 0 | 12
NO |  | 149 | 2012 | 12 | 12 | 12 |  |  |  | 138 | 138 | ST | 0 | 0.37 | 1 | 1033.5 ACSS | 0 | 0 | 0 | 0 | 0 | 0 | 0 | 0 | 0 | 0 | 0 | 0 | 0 | 0 | 0 | 0 | 0 | 0 | 0 | 0 | 0 | 0 | 0 | 12
NO |  | 149 | 2012 | 12 | 19 | 19 |  | Metuchen | Edison | 138 | 138 | ST | 3.83 | 0 | 1 | 1033.5 ACSS | 0 | 0 | 0 | 0 | 0 | 0 | 0 | 0 | 0 | 0 | 0 | 0 | 0 | 0 | 0 | 0 | 0 | 0 | 0 | 0 | 0 | 0 | 0 | 12
NO |  | 149 | 2012 | 12 | 32 | 32 |  | Hudson | Marion | 138 | 138 | ST | 0.6 | 0 | 1 | 1590 ACSR | 0 | 0 | 0 | 0 | 0 | 0 | 0 | 0 | 0 | 0 | 0 | 0 | 0 | 0 | 0 | 0 | 0 | 0 | 0 | 0 | 0 | 0 | 0 | 12
NO |  | 149 | 2012 | 13 | 4 | 4 |  | Linden #1 | No. Ave. | 138 | 230 | ST | 1.51 | 0 | 1 | 1590 ACSR | 0 | 0 | 0 | 0 | 0 | 0 | 0 | 0 | 0 | 0 | 0 | 0 | 0 | 0 | 0 | 0 | 0 | 0 | 0 | 0 | 0 | 0 | 0 | 12
NO |  | 149 | 2012 | 13 | 7 | 7 |  | Edison | Devils Brook | 138 | 138 | ST | 11.31 | 0 | 1 | 795 ACSR | 0 | 0 | 0 | 0 | 0 | 0 | 0 | 0 | 0 | 0 | 0 | 0 | 0 | 0 | 0 | 0 | 0 | 0 | 0 | 0 | 0 | 0 | 0 | 12
NO |  | 149 | 2012 | 13 | 12 | 12 |  |  |  | 0 | 0 |  | 0 | 0 | 1 | 1033.5 ACSS | 0 | 0 | 0 | 0 | 0 | 0 | 0 | 0 | 0 | 0 | 0 | 0 | 0 | 0 | 0 | 0 | 0 | 0 | 0 | 0 | 0 | 0 | 0 | 12
NO |  | 149 | 2012 | 13 | 16 | 16 |  |  |  | 138 | 230 | ST | 5.51 | 0 | 1 | 1590 ACSR | 0 | 0 | 0 | 0 | 0 | 0 | 0 | 0 | 0 | 0 | 0 | 0 | 0 | 0 | 0 | 0 | 0 | 0 | 0 | 0 | 0 | 0 | 0 | 12
NO |  | 149 | 2012 | 13 | 21 | 21 |  | Linden #1 | Federal Square | 138 | 138 | ST | 0.34 | 0 | 1 | 1590 ACSR | 0 | 0 | 0 | 0 | 0 | 0 | 0 | 0 | 0 | 0 | 0 | 0 | 0 | 0 | 0 | 0 | 0 | 0 | 0 | 0 | 0 | 0 | 0 | 12
NO |  | 149 | 2012 | 13 | 24 | 24 |  | Bayway | Linden #1 | 138 | 230 | ST | 0 | 1.72 | 1 | 1590 ACSR | 0 | 0 | 0 | 0 | 0 | 0 | 0 | 0 | 0 | 0 | 0 | 0 | 0 | 0 | 0 | 0 | 0 | 0 | 0 | 0 | 0 | 0 | 0 | 12
NO |  | 149 | 2012 | 13 | 27 | 27 |  | Burlington | Trenton | 138 | 138 | ST | 22.47 | 0 | 1 | 1033.5 54/7 ACSS | 0 | 0 | 0 | 0 | 0 | 0 | 0 | 0 | 0 | 0 | 0 | 0 | 0 | 0 | 0 | 0 | 0 | 0 | 0 | 0 | 0 | 0 | 0 | 12
NO |  | 149 | 2012 | 13 | 32 | 32 |  | BURLINGTON | TRENTON | 138 | 138 | ST | 22.46 | 0 | 1 | 1033.5 54/7 ACSS | 0 | 0 | 0 | 0 | 0 | 0 | 0 | 0 | 0 | 0 | 0 | 0 | 0 | 0 | 0 | 0 | 0 | 0 | 0 | 0 | 0 | 0 | 0 | 12
NO |  | 149 | 2012 | 14 | 2 | 2 |  | Penns Neck | Lawrence | 69 | 69 | WP | 8.71 | 0 | 1 | 800 AAC | 0 | 0 | 0 | 0 | 0 | 0 | 0 | 0 | 0 | 0 | 0 | 0 | 0 | 0 | 0 | 0 | 0 | 0 | 0 | 0 | 0 | 0 | 0 | 12
NO |  | 149 | 2012 | 14 | 9 | 9 |  | North Bridge First Circuit |  | 69 | 69 | WP | 4.07 | 0 | 1 | 800 AAC | 0 | 0 | 0 | 0 | 0 | 0 | 0 | 0 | 0 | 0 | 0 | 0 | 0 | 0 | 0 | 0 | 0 | 0 | 0 | 0 | 0 | 0 | 0 | 12
NO |  | 149 | 2012 | 14 | 12 | 12 |  | Bennetts | Lawrence | 69 | 69 | WP | 8.39 | 0 | 1 | 800 AAC | 0 | 0 | 0 | 0 | 0 | 0 | 0 | 0 | 0 | 0 | 0 | 0 | 0 | 0 | 0 | 0 | 0 | 0 | 0 | 0 | 0 | 0 | 0 | 12
NO |  | 149 | 2012 | 14 | 16 | 16 |  | Runnemede | Lawnside | 69 | 69 | WP | 7.24 | 0 | 1 | 800 AAC | 0 | 0 | 0 | 0 | 0 | 0 | 0 | 0 | 0 | 0 | 0 | 0 | 0 | 0 | 0 | 0 | 0 | 0 | 0 | 0 | 0 | 0 | 0 | 12
NO |  | 149 | 2012 | 14 | 19 | 19 |  | Lawnside | Mapleshade | 69 | 69 | WP | 8.79 | 0 | 1 | 800 ACC | 0 | 0 | 0 | 0 | 0 | 0 | 0 | 0 | 0 | 0 | 0 | 0 | 0 | 0 | 0 | 0 | 0 | 0 | 0 | 0 | 0 | 0 | 0 | 12
NO |  | 149 | 2012 | 14 | 22 | 22 |  | North Bridge Street | Lake Nelson | 69 | 230 | ST | 3.03 | 0 | 1 | 800 ACC | 0 | 0 | 0 | 0 | 0 | 0 | 0 | 0 | 0 | 0 | 0 | 0 | 0 | 0 | 0 | 0 | 0 | 0 | 0 | 0 | 0 | 0 | 0 | 12
NO |  | 149 | 2012 | 14 | 25 | 25 |  | J-634 Kingsland | East Rutherford | 69 | 69 | WP | 4.3 | 0 | 1 | 800 KCMIL | 0 | 0 | 0 | 0 | 0 | 0 | 0 | 0 | 0 | 0 | 0 | 0 | 0 | 0 | 0 | 0 | 0 | 0 | 0 | 0 | 0 | 0 | 0 | 12
NO |  | 149 | 2012 | 14 | 26 | 26 |  |  |  | 69 | 69 | UCB | 0.13 | 0 | 1 | 1500CU EPR | 0 | 0 | 0 | 0 | 0 | 0 | 0 | 0 | 0 | 0 | 0 | 0 | 0 | 0 | 0 | 0 | 0 | 0 | 0 | 0 | 0 | 0 | 0 | 12
NO |  | 149 | 2012 | 14 | 28 | 28 |  | L-636 East Rutherford | Bergen | 69 | 69 | WP | 12.86 | 0 | 1 | 800 KCMIL | 0 | 0 | 0 | 0 | 0 | 0 | 0 | 0 | 0 | 0 | 0 | 0 | 0 | 0 | 0 | 0 | 0 | 0 | 0 | 0 | 0 | 0 | 0 | 12
NO |  | 149 | 2012 | 14 | 29 | 29 |  |  |  | 69 | 69 | UCB | 1.38 | 0 | 1 | 1500CU EPR | 0 | 0 | 0 | 0 | 0 | 0 | 0 | 0 | 0 | 0 | 0 | 0 | 0 | 0 | 0 | 0 | 0 | 0 | 0 | 0 | 0 | 0 | 0 | 12
NO |  | 149 | 2012 | 14 | 31 | 31 |  | Camden Switch | Locust Street | 69 | 69 | WP | 5.73 | 0 | 1 | 800 KCMIL | 0 | 0 | 0 | 0 | 0 | 0 | 0 | 0 | 0 | 0 | 0 | 0 | 0 | 0 | 0 | 0 | 0 | 0 | 0 | 0 | 0 | 0 | 0 | 12
NO |  | 149 | 2012 | 14 | 32 | 32 |  |  |  | 69 | 69 | UCB | 0.64 | 0 | 1 | 3500 Copper | 0 | 0 | 0 | 0 | 0 | 0 | 0 | 0 | 0 | 0 | 0 | 0 | 0 | 0 | 0 | 0 | 0 | 0 | 0 | 0 | 0 | 0 | 0 | 12
NO |  | 149 | 2012 | 14 | 34 | 34 |  | Gloucester Switch | Locust Street | 69 | 69 | WP | 1.13 | 0 | 1 | 800 KCMIL | 0 | 0 | 0 | 0 | 0 | 0 | 0 | 0 | 0 | 0 | 0 | 0 | 0 | 0 | 0 | 0 | 0 | 0 | 0 | 0 | 0 | 0 | 0 | 12
NO |  | 149 | 2012 | 14 | 35 | 35 |  |  |  | 69 | 69 | UCB | 0.11 | 0 | 1 | 800AAC | 0 | 0 | 0 | 0 | 0 | 0 | 0 | 0 | 0 | 0 | 0 | 0 | 0 | 0 | 0 | 0 | 0 | 0 | 0 | 0 | 0 | 0 | 0 | 12
NO |  | 149 | 2012 | 15 | 1 | 1 |  |  |  | 69 | 69 | ST | 0.6 | 0 | 1 | 1590 ACSS | 0 | 0 | 0 | 0 | 0 | 0 | 0 | 0 | 0 | 0 | 0 | 0 | 0 | 0 | 0 | 0 | 0 | 0 | 0 | 0 | 0 | 0 | 0 | 12
NO |  | 149 | 2012 | 15 | 3 | 3 |  |  |  | 0 | 0 |  | -1196.86 | -263.99 | 0 |  | 0 | 0 | 0 | 0 | 0 | 0 | 0 | 0 | 0 | 0 | 0 | 0 | 621490053 | 621490054 | 0 | 0 | 0 | 0 | 0 | 0 | 0 | 0 | 0 | 12
NO |  | 185 | 2012 | 0 | 36 | 36 |  | TOTAL |  | 0 | 0 |  | 0 | 0 | 0 |  | 0 | 0 | 0 | 0 | 0 | 0 | 0 | 0 | 0 | 0 | 0 | 0 | 0 | 0 | 0 | 0 | 0 | 0 | 0 | 0 | 0 | 0 | 0 | 12
NO |  | 54 | 2012 | 0 | 1 | 1 |  | Fitchburg | Fitchburg | 69 | 69 |  | 5.7 | 0 | 1 |  | 607193 | 1248056 | 1855249 | 22444 | 19112 | 7945 | 49501 | 0 | 0 | 0 | 0 | 620540177 | 0 | 0 | 0 | 620540178 | 0 | 0 | 0 | 0 | 0 | 0 | 0 | 12
NO |  | 54 | 2012 | 0 | 2 | 2 |  | Fitchburg | Fitchburg | 69 | 69 |  | 3.5 | 3.7 | 2 |  | 0 | 0 | 0 | 0 | 0 | 0 | 0 | 0 | 0 | 0 | 0 | 0 | 0 | 0 | 0 | 0 | 0 | 0 | 0 | 0 | 0 | 0 | 0 | 12
NO |  | 54 | 2012 | 0 | 3 | 3 |  | Fitchburg | Fitchburg | 69 | 69 |  | 2.83 | 0.07 | 3 |  | 0 | 0 | 0 | 0 | 0 | 0 | 0 | 0 | 0 | 0 | 0 | 0 | 0 | 0 | 0 | 620540179 | 0 | 0 | 0 | 0 | 0 | 0 | 0 | 12
NO |  | 54 | 2012 | 0 | 4 | 4 |  | Fitchburg | Fitchburg | 69 | 69 |  | 0.5 | 0 | 6 |  | 0 | 0 | 0 | 0 | 0 | 0 | 0 | 0 | 0 | 0 | 0 | 0 | 0 | 0 | 0 | 0 | 0 | 0 | 0 | 0 | 0 | 0 | 0 | 12
NO |  | 54 | 2012 | 0 | 5 | 5 |  | Lunenburg | Townsend | 69 | 69 |  | 8.91 | 0.29 | 8 |  | 0 | 0 | 0 | 0 | 0 | 0 | 0 | 0 | 0 | 0 | 0 | 0 | 0 | 0 | 0 | 620540180 | 0 | 0 | 0 | 0 | 0 | 0 | 0 | 12
NO |  | 54 | 2012 | 0 | 6 | 6 |  | Lunenburg | Townsend | 69 | 69 |  | 8.7 | 0.29 | 9 |  | 0 | 0 | 0 | 0 | 0 | 0 | 0 | 0 | 0 | 0 | 0 | 0 | 0 | 0 | 0 | 0 | 0 | 0 | 0 | 0 | 0 | 0 | 0 | 12
NO |  | 54 | 2012 | 0 | 7 | 7 |  | Townsend | Towmsend | 69 | 69 | Poles Wood | 3.39 | 0 | 10 |  | 0 | 0 | 0 | 0 | 0 | 0 | 0 | 0 | 0 | 0 | 0 | 0 | 0 | 0 | 0 | 620540181 | 0 | 0 | 0 | 0 | 0 | 0 | 0 | 12
NO |  | 54 | 2012 | 0 | 36 | 36 |  | TOTAL |  | 0 | 0 |  | 33.53 | 4.35 | 39 |  | 607193 | 1248056 | 1855249 | 22444 | 19112 | 7945 | 49501 | 0 | 0 | 0 | 0 | 0 | 0 | 0 | 0 | 0 | 0 | 0 | 0 | 0 | 0 | 0 | 0 | 12
NO |  | 210 | 2012 | 0 | 1 | 1 |  | Sycamore | Bondurant | 345 | 345 | Wd H-fr | 9.38 | 0 | 1 | 853 ACAR 24/13 | 89218 | 548653 | 637871 | 0 | 0 | 0 | 0 | 0 | 0 | 0 | 0 | 0 | 0 | 0 | 0 | 0 | 0 | 0 | 0 | 0 | 0 | 0 | 622100303 | 12
NO |  | 210 | 2012 | 0 | 2 | 2 |  | Booneville | MO State Line | 345 | 345 | Wd H-fr | 97.13 | 0 | 1 | 853 ACAR 24/13 | 1056785 | 12235647 | 13292432 | 0 | 0 | 0 | 0 | 0 | 0 | 0 | 0 | 0 | 0 | 0 | 0 | 0 | 0 | 0 | 0 | 0 | 0 | 0 | 0 | 12
NO |  | 210 | 2012 | 0 | 3 | 3 |  | Grimes North | Lehigh | 345 | 345 | Stl H-fr, LTwr | 61.66 | 0 | 1 | 795 ACSR/2-853 | 1077085 | 6792439 | 7869524 | 0 | 0 | 0 | 0 | 0 | 622100277 | 0 | 0 | 0 | 0 | 0 | 0 | 0 | 0 | 0 | 0 | 0 | 0 | 0 | 0 | 12
NO |  | 210 | 2012 | 0 | 4 | 4 |  | Sycamore North | Grimes North | 345 | 345 | Stl H-fr, LTwr | 7.64 | 0 | 1 | 795 ACSR/2-853 | 133387 | 841179 | 974566 | 0 | 0 | 0 | 0 | 0 | 622100278 | 0 | 0 | 0 | 0 | 0 | 0 | 0 | 0 | 0 | 0 | 0 | 0 | 0 | 0 | 12
NO |  | 210 | 2012 | 0 | 5 | 5 |  | Sub K | Hills | 345 | 345 | Tower | 12.68 | 0 | 1 | 795 ACSR 26/7 | 51226 | 1472249 | 1523475 | 0 | 0 | 0 | 0 | 0 | 0 | 0 | 0 | 0 | 0 | 0 | 0 | 0 | 0 | 0 | 0 | 0 | 0 | 0 | 0 | 12
NO |  | 210 | 2012 | 0 | 6 | 6 |  | CBEC | W. Rolling H Tap | 345 | 345 | Stl H-fr | 55.54 | 0 | 1 | 795 ACSR 26/7 | 1867556 | 8369639 | 10237195 | 0 | 0 | 0 | 0 | 0 | 622100279 | 0 | 0 | 0 | 0 | 0 | 0 | 0 | 0 | 0 | 0 | 0 | 0 | 0 | 0 | 12
NO |  | 210 | 2012 | 0 | 7 | 7 |  | East Rolling Hills Tap | Madison County | 345 | 345 | Stl H-fr | 55.71 | 0 | 1 | 795 ACSR 26/7 | 1879547 | 10652354 | 12531901 | 0 | 0 | 0 | 0 | 0 | 622100280 | 0 | 0 | 0 | 0 | 0 | 0 | 0 | 0 | 0 | 0 | 0 | 0 | 0 | 0 | 12
NO |  | 210 | 2012 | 0 | 8 | 8 |  | West Rolling Hills Tap | Rolling Hills | 345 | 345 | StlH-fr/Stl SP | 0.05 | 0 | 1 | 795 ACSR 26/7 | 0 | 210659 | 210659 | 0 | 0 | 0 | 0 | 0 | 0 | 0 | 0 | 0 | 0 | 0 | 0 | 0 | 0 | 0 | 0 | 0 | 0 | 0 | 0 | 12
NO |  | 210 | 2012 | 0 | 9 | 9 |  | East Rolling Hills Tap | Rolling Hills | 345 | 345 | StlH-fr/Stl SP | 0.05 | 0 | 1 | 795 ACSR 26/7 | 0 | 210659 | 210659 | 0 | 0 | 0 | 0 | 0 | 0 | 0 | 0 | 0 | 0 | 0 | 0 | 0 | 0 | 0 | 0 | 0 | 0 | 0 | 0 | 12
NO |  | 210 | 2012 | 0 | 10 | 10 |  | Madison County | Booneville | 345 | 345 | Stl H-fr | 13.15 | 0 | 1 | 795 ACSR 26/7 | 442413 | 2062758 | 2505171 | 0 | 0 | 0 | 0 | 0 | 622100281 | 0 | 0 | 0 | 0 | 0 | 0 | 0 | 0 | 0 | 0 | 0 | 0 | 0 | 0 | 12
NO |  | 210 | 2012 | 0 | 11 | 11 |  | Sub 93 | Sub 39 | 345 | 345 | Stl H-fr | 47.54 | 0 | 1 | 954 ACSR 54/7 | 873662 | 5814497 | 6688159 | 0 | 0 | 0 | 0 | 0 | 622100282 | 0 | 0 | 0 | 0 | 0 | 0 | 0 | 0 | 0 | 0 | 0 | 0 | 0 | 0 | 12
NO |  | 210 | 2012 | 0 | 12 | 12 |  | Sub 93 | Sub 92 | 345 | 345 | Stl H-fr | 23.92 | 0 | 1 | 795 ACSR 26/7 | 1467050 | 9101848 | 10568898 | 0 | 0 | 0 | 0 | 0 | 622100283 | 0 | 0 | 0 | 0 | 0 | 0 | 0 | 0 | 0 | 0 | 0 | 0 | 0 | 0 | 12
NO |  | 210 | 2012 | 0 | 13 | 13 |  | Sub 93 | Sub T | 345 | 345 | Stl H-fr | 25.64 | 0 | 1 | 795 ACSR 26/7 | 1602754 | 8350723 | 9953477 | 0 | 0 | 0 | 0 | 0 | 622100284 | 0 | 0 | 0 | 0 | 0 | 0 | 0 | 0 | 0 | 0 | 0 | 0 | 0 | 0 | 12
NO |  | 210 | 2012 | 0 | 14 | 14 |  | CBEC | NE State Line | 345 | 345 | Stl H-fr | 6.16 | 0 | 1 | 954 ACSR 54/7 | 115614 | 1050447 | 1166061 | 0 | 0 | 0 | 0 | 0 | 0 | 0 | 0 | 0 | 0 | 0 | 0 | 0 | 0 | 0 | 0 | 0 | 0 | 0 | 0 | 12
NO |  | 210 | 2012 | 0 | 15 | 15 |  | DAEC | Hazelton | 345 | 345 | Tower | 18.12 | 0 | 1 | 795 ACSR 26/7 | 73727 | 1343225 | 1416952 | 0 | 0 | 0 | 0 | 0 | 0 | 0 | 0 | 0 | 0 | 0 | 0 | 0 | 0 | 0 | 0 | 0 | 0 | 0 | 0 | 12
NO |  | 210 | 2012 | 0 | 16 | 16 |  | Grimes South | Sycamore South | 345 | 345 | Lattice Tower | 0 | 7.64 | 1 | 2-853.7 ACAR | 0 | 401262 | 401262 | 0 | 0 | 0 | 0 | 0 | 0 | 0 | 0 | 0 | 0 | 0 | 0 | 0 | 0 | 0 | 0 | 0 | 0 | 0 | 0 | 12
NO |  | 210 | 2012 | 0 | 17 | 17 |  | Montezuma | Hills | 345 | 345 | Wd H-fr | 53.6 | 0 | 1 | 853 ACAR 24/13 | 492061 | 4780438 | 5272499 | 0 | 0 | 0 | 0 | 0 | 0 | 0 | 0 | 0 | 0 | 0 | 0 | 0 | 0 | 0 | 0 | 0 | 0 | 0 | 0 | 12
NO |  | 210 | 2012 | 0 | 18 | 18 |  | Sub 39 | MEC Cordova Sub | 345 | 345 | Tower | 15.45 | 0 | 1 | 954 ACSR 54/7 | 375377 | 1128910 | 1504287 | 0 | 0 | 0 | 0 | 0 | 0 | 0 | 0 | 0 | 0 | 0 | 0 | 0 | 0 | 0 | 0 | 0 | 0 | 0 | 0 | 12
NO |  | 210 | 2012 | 0 | 19 | 19 |  | QCPS | MEC Cordova Sub | 345 | 345 | Tower&Stl H-fr | 2.23 | 0 | 1 | 954 ACSR 45/7 | 0 | 0 | 0 | 0 | 0 | 0 | 0 | 0 | 0 | 0 | 0 | 0 | 0 | 0 | 0 | 0 | 0 | 0 | 0 | 0 | 0 | 0 | 0 | 12
NO |  | 210 | 2012 | 0 | 20 | 20 |  | Sub K | DAEC | 345 | 345 | Tower | 29.34 | 0 | 1 | 795 ACSR 26/7 | 119542 | 2177921 | 2297463 | 0 | 0 | 0 | 0 | 0 | 0 | 0 | 0 | 0 | 0 | 0 | 0 | 0 | 0 | 0 | 0 | 0 | 0 | 0 | 0 | 12
NO |  | 210 | 2012 | 0 | 21 | 21 |  | Raun | Neal 4 | 345 | 345 | Stl SP | 2.12 | 0 | 2 | 795 ACSR 26/7 | 0 | 370740 | 370740 | 0 | 0 | 0 | 0 | 0 | 622100285 | 0 | 0 | 0 | 0 | 0 | 0 | 0 | 0 | 0 | 0 | 0 | 0 | 0 | 0 | 12
NO |  | 210 | 2012 | 0 | 22 | 22 |  | Sub 56 | Walcott | 345 | 345 | Tower | 6.38 | 0 | 1 | 954 ACSR 54/7 | 34031 | 600751 | 634782 | 0 | 0 | 0 | 0 | 0 | 0 | 0 | 0 | 0 | 0 | 0 | 0 | 0 | 0 | 0 | 0 | 0 | 0 | 0 | 0 | 12
NO |  | 210 | 2012 | 0 | 23 | 23 |  | Raun | WAPA Sioux City | 345 | 345 | Stl H-fr | 23.59 | 0 | 1 | 954 ACSR 54/7 | 89145 | 3023608 | 3112753 | 0 | 0 | 0 | 0 | 0 | 622100286 | 0 | 0 | 0 | 0 | 0 | 0 | 0 | 0 | 0 | 0 | 0 | 0 | 0 | 0 | 12
NO |  | 210 | 2012 | 0 | 24 | 24 |  | Raun | NE State Line (OPPD) | 345 | 345 | Tower | 1.08 | 0 | 1 | 795 ACSR 26/7 | 1491 | 182949 | 184440 | 0 | 0 | 0 | 0 | 0 | 0 | 0 | 0 | 0 | 0 | 0 | 0 | 0 | 0 | 0 | 0 | 0 | 0 | 0 | 0 | 12
NO |  | 210 | 2012 | 0 | 25 | 25 |  | OGS | Montezuma | 345 | 345 | Stl H-fr | 36.4 | 0 | 1 | 795 ACSR 26/7 | 520808 | 14340511 | 14861319 | 0 | 0 | 0 | 0 | 0 | 622100287 | 0 | 0 | 0 | 0 | 0 | 0 | 0 | 0 | 0 | 0 | 0 | 0 | 0 | 0 | 12
NO |  | 210 | 2012 | 0 | 26 | 26 |  | Raun | MN State Line | 345 | 345 | Tower | 98.68 | 0 | 1 | 795 ACSR 26/7 | 548864 | 5609121 | 6157985 | 0 | 0 | 0 | 0 | 0 | 0 | 0 | 0 | 0 | 0 | 0 | 0 | 0 | 0 | 0 | 0 | 0 | 0 | 0 | 0 | 12
NO |  | 210 | 2012 | 0 | 27 | 27 |  | Raun | Neal North | 345 | 345 | Tower | 0.78 | 0 | 1 | 795 ACSR 26/7 | 0 | 62647 | 62647 | 0 | 0 | 0 | 0 | 0 | 622100288 | 0 | 0 | 0 | 0 | 0 | 0 | 0 | 0 | 0 | 0 | 0 | 0 | 0 | 0 | 12
NO |  | 210 | 2012 | 0 | 28 | 28 |  | Sub 56 | Sub 91 | 345 | 345 | Tower | 13.37 | 0 | 1 | 954 ACSR 54/7 | 385998 | 1378316 | 1764314 | 0 | 0 | 0 | 0 | 0 | 0 | 0 | 0 | 0 | 0 | 0 | 0 | 0 | 0 | 0 | 0 | 0 | 0 | 0 | 0 | 12
NO |  | 210 | 2012 | 0 | 29 | 29 |  | Sub 91 | QCPS | 345 | 345 | Tower | 13.64 | 0 | 1 | 954 ACSR 54/7 | 393794 | 2149924 | 2543718 | 0 | 0 | 0 | 0 | 0 | 0 | 0 | 0 | 0 | 0 | 0 | 0 | 0 | 0 | 0 | 0 | 0 | 0 | 0 | 0 | 12
NO |  | 210 | 2012 | 0 | 30 | 30 |  | Raun | Lehigh | 345 | 345 | Stl H-fr | 112.65 | 3.49 | 1 | 795&T2-397 ACSR | 2156014 | 12072935 | 14228949 | 0 | 0 | 0 | 0 | 0 | 622100289 | 0 | 0 | 0 | 0 | 0 | 0 | 0 | 0 | 0 | 0 | 0 | 0 | 0 | 0 | 12
NO |  | 210 | 2012 | 0 | 31 | 31 |  | Lehigh | Webster | 345 | 345 | Stl H-fr | 14.49 | 0 | 1 | 795 ACSR 26/7 | 234345 | 2178513 | 2412858 | 0 | 0 | 0 | 0 | 0 | 622100290 | 0 | 0 | 0 | 0 | 0 | 0 | 0 | 0 | 0 | 0 | 0 | 0 | 0 | 0 | 12
NO |  | 210 | 2012 | 0 | 32 | 32 |  | CBEC4 | Fallow Ave Sub | 345 | 345 | Stl SP | 71.29 | 0 | 1 | 2-T2-556 ACSR | 3872606 | 44851765 | 48724371 | 0 | 0 | 0 | 0 | 0 | 622100291 | 0 | 0 | 0 | 0 | 0 | 0 | 0 | 0 | 0 | 0 | 0 | 0 | 0 | 0 | 12
NO |  | 210 | 2012 | 0 | 33 | 33 |  | Fallow Ave Sub | Grimes | 345 | 345 | Stl SP | 52.36 | 0 | 1 | 2-T2-556 ACSR | 2844144 | 31578384 | 34422528 | 0 | 0 | 0 | 0 | 0 | 622100292 | 0 | 0 | 0 | 0 | 0 | 0 | 0 | 0 | 0 | 0 | 0 | 0 | 0 | 0 | 12
NO |  | 210 | 2012 | 0 | 34 | 34 |  | Grimes South | Booneville | 345 | 345 | Stl SP | 0 | 16.71 | 1 | T2-556 ACSR | 0 | 9203890 | 9203890 | 0 | 0 | 0 | 0 | 0 | 0 | 0 | 0 | 0 | 0 | 0 | 0 | 0 | 0 | 0 | 0 | 0 | 0 | 0 | 0 | 12
NO |  | 210 | 2012 | 0 | 35 | 35 |  | SE Polk | GDMEC | 345 | 345 | Stl SP | 1.28 | 0 | 2 | T2-397 ACSR 26/7 | 0 | 437215 | 437215 | 0 | 0 | 0 | 0 | 0 | 0 | 0 | 0 | 0 | 0 | 0 | 0 | 0 | 0 | 0 | 0 | 0 | 0 | 0 | 0 | 12
NO |  | 210 | 2012 | 1 | 1 | 1 |  | GDMEC | Bondurant | 345 | 345 | Stl SP | 8.66 | 0 | 2 | T2-397 ACSR 26/7 | 0 | 2958100 | 2958100 | 0 | 0 | 0 | 0 | 0 | 0 | 0 | 0 | 0 | 0 | 0 | 0 | 0 | 0 | 0 | 0 | 0 | 0 | 0 | 0 | 12
NO |  | 210 | 2012 | 1 | 2 | 2 |  | Raun | NE State Line (NPPD) | 345 | 345 | Tower | 1.08 | 0 | 1 | 954 ACSR 54/7 | 19269 | 804321 | 823590 | 0 | 0 | 0 | 0 | 0 | 0 | 0 | 0 | 0 | 0 | 0 | 0 | 0 | 0 | 0 | 0 | 0 | 0 | 0 | 0 | 12
NO |  | 210 | 2012 | 1 | 3 | 3 |  | Sub 92 | Hills | 345 | 345 | Tower | 16.32 | 0 | 1 | 954 ACSR 54/7 | 86138 | 1520590 | 1606728 | 0 | 0 | 0 | 0 | 0 | 0 | 0 | 0 | 0 | 0 | 0 | 0 | 0 | 0 | 0 | 0 | 0 | 0 | 0 | 0 | 12
NO |  | 210 | 2012 | 1 | 4 | 4 |  | Adams (STR B330) | Hazleton (STR B255) | 345 | 345 | Tower | 15.94 | 0 | 1 | 795 ACSR 26/7 | 86689 | 884635 | 971324 | 0 | 0 | 0 | 0 | 0 | 0 | 0 | 0 | 0 | 0 | 0 | 0 | 0 | 0 | 0 | 0 | 0 | 0 | 0 | 0 | 12
NO |  | 210 | 2012 | 1 | 5 | 5 |  | Bondurant | Montezuma | 345 | 345 | Wd H-fr | 49.91 | 0 | 1 | 853 ACAR 24/13 | 452482 | 3163121 | 3615603 | 0 | 0 | 0 | 0 | 0 | 0 | 0 | 0 | 0 | 0 | 0 | 0 | 0 | 0 | 0 | 0 | 0 | 0 | 0 | 0 | 12
NO |  | 210 | 2012 | 1 | 6 | 6 |  | Walcott | Sub 92 | 345 | 345 | Tower | 21.5 | 0 | 1 | 954 ACSR 54/7 | 114318 | 2333461 | 2447779 | 0 | 0 | 0 | 0 | 0 | 0 | 0 | 0 | 0 | 0 | 0 | 0 | 0 | 0 | 0 | 0 | 0 | 0 | 0 | 0 | 12
NO |  | 210 | 2012 | 1 | 7 | 7 |  | Madison Cty SW Sta | Norwalk | 345 | 345 | Stl SP | 14.62 | 0 | 1 | T2-397 ACSR | 0 | 7528999 | 7528999 | 0 | 0 | 0 | 0 | 0 | 0 | 0 | 0 | 0 | 0 | 0 | 0 | 0 | 0 | 0 | 0 | 0 | 0 | 0 | 0 | 12
NO |  | 210 | 2012 | 1 | 8 | 8 |  | Norwalk | S.E. Polk | 345 | 345 | Stl SP | 10.02 | 0 | 1 | T2-397 ACSR | 0 | 5277643 | 5277643 | 0 | 0 | 0 | 0 | 0 | 0 | 0 | 0 | 0 | 0 | 0 | 0 | 0 | 0 | 0 | 0 | 0 | 0 | 0 | 0 | 12
NO |  | 210 | 2012 | 1 | 9 | 9 |  | IA State Line | Cooper | 345 | 345 | Wd H-fr | 23.54 | 0 | 1 | 853 ACAR 24/13 | 14260 | 841637 | 855897 | 0 | 0 | 0 | 0 | 0 | 0 | 0 | 0 | 0 | 0 | 0 | 0 | 0 | 0 | 0 | 0 | 0 | 0 | 0 | 0 | 12
NO |  | 210 | 2012 | 1 | 10 | 10 |  | Less non-MEC 345kV partial |  | 0 | 0 |  | 0 | 0 | 0 |  | 0 | 0 | 0 | 0 | 0 | 0 | 0 | 0 | 0 | 0 | 0 | 0 | 0 | 0 | 0 | 0 | 0 | 0 | 0 | 0 | 0 | 0 | 0 | 12
NO |  | 210 | 2012 | 1 | 11 | 11 |  | Ownership miles |  | 0 | 0 |  | -178.73 | -0.98 | 0 |  | 0 | 0 | 0 | 0 | 0 | 0 | 0 | 0 | 0 | 0 | 0 | 0 | 0 | 0 | 0 | 0 | 0 | 0 | 0 | 0 | 0 | 0 | 0 | 12
NO |  | 210 | 2012 | 1 | 12 | 12 |  | 345 kV Expenses |  | 0 | 0 |  | 0 | 0 | 0 |  | 0 | 0 | 0 | 5152885 | 2889481 | 662545 | 8704911 | 0 | 0 | 0 | 0 | 0 | 0 | 0 | 0 | 0 | 0 | 0 | 0 | 0 | 0 | 0 | 0 | 12
NO |  | 210 | 2012 | 1 | 13 | 13 |  | Blackhawk | Hazleton (Str 95) | 161 | 161 | Wd H-fr | 11.83 | 0 | 1 | 477 ACSR 26/7 | 31718 | 270018 | 301736 | 0 | 0 | 0 | 0 | 0 | 0 | 0 | 0 | 0 | 0 | 0 | 0 | 0 | 0 | 0 | 0 | 0 | 0 | 0 | 0 | 12
NO |  | 210 | 2012 | 1 | 14 | 14 |  | Raun | Morningside | 161 | 161 | Wd H-fr | 16.53 | 0 | 1 | 556 ACSR 24/7 | 41198 | 944078 | 985276 | 0 | 0 | 0 | 0 | 0 | 0 | 0 | 0 | 0 | 0 | 0 | 0 | 0 | 0 | 0 | 0 | 0 | 0 | 0 | 0 | 12
NO |  | 210 | 2012 | 1 | 15 | 15 |  | Morningside | Plymouth | 161 | 161 | Wd H-fr | 11.17 | 0 | 1 | 556 ACSR 24/7 | 27963 | 640798 | 668761 | 0 | 0 | 0 | 0 | 0 | 0 | 0 | 0 | 0 | 0 | 0 | 0 | 0 | 0 | 0 | 0 | 0 | 0 | 0 | 0 | 12
NO |  | 210 | 2012 | 1 | 16 | 16 |  | Sycamore | 100th St. and 54th Ave. | 161 | 161 | Twr,StlSP,WdSP | 4.59 | 0 | 2 | 1192 AL 61 STR | 102384 | 1279397 | 1381781 | 0 | 0 | 0 | 0 | 0 | 0 | 0 | 0 | 0 | 0 | 0 | 0 | 0 | 0 | 0 | 0 | 0 | 0 | 0 | 0 | 12
NO |  | 210 | 2012 | 1 | 17 | 17 |  | Clarinda | Brooks Tap | 161 | 161 | Wd H-fr | 14.63 | 0 | 1 | 397 ACSR 26/7 | 19479 | 898841 | 918320 | 0 | 0 | 0 | 0 | 0 | 0 | 0 | 0 | 0 | 0 | 0 | 0 | 0 | 0 | 0 | 0 | 0 | 0 | 0 | 0 | 12
NO |  | 210 | 2012 | 1 | 18 | 18 |  | Brooks Tap | Creston | 161 | 161 | Wd H-fr | 29.2 | 0 | 1 | 397 ACSR 26/7 | 38957 | 1797682 | 1836639 | 0 | 0 | 0 | 0 | 0 | 0 | 0 | 0 | 0 | 0 | 0 | 0 | 0 | 0 | 0 | 0 | 0 | 0 | 0 | 0 | 12
NO |  | 210 | 2012 | 1 | 19 | 19 |  | Butler | Blackhawk | 161 | 161 | Wd H-fr | 23.83 | 0 | 1 | 477 ACSR 26/7 | 78842 | 880719 | 959561 | 0 | 0 | 0 | 0 | 0 | 0 | 0 | 0 | 0 | 0 | 0 | 0 | 0 | 0 | 0 | 0 | 0 | 0 | 0 | 0 | 12
NO |  | 210 | 2012 | 1 | 20 | 20 |  | Earlham | Booneville | 161 | 161 | DC Stl Pole | 0 | 14.56 | 1 | T2-556 ACSR | 86922 | 6026372 | 6113294 | 0 | 0 | 0 | 0 | 0 | 0 | 0 | 0 | 0 | 0 | 0 | 0 | 0 | 0 | 0 | 0 | 0 | 0 | 0 | 0 | 12
NO |  | 210 | 2012 | 1 | 21 | 21 |  | Franklin | Butler | 161 | 161 | Wd H-fr | 26.24 | 0 | 1 | 477 ACSR 26/7 | 84930 | 769827 | 854757 | 0 | 0 | 0 | 0 | 0 | 0 | 0 | 0 | 0 | 0 | 0 | 0 | 0 | 0 | 0 | 0 | 0 | 0 | 0 | 0 | 12
NO |  | 210 | 2012 | 1 | 22 | 22 |  | Sub 28 | Sub 17 | 161 | 161 | Wd H-fr | 10.73 | 0 | 1 | 795 ACSR 26/7 | 59016 | 597873 | 656889 | 0 | 0 | 0 | 0 | 0 | 0 | 0 | 0 | 0 | 0 | 0 | 0 | 0 | 0 | 0 | 0 | 0 | 0 | 0 | 0 | 12
NO |  | 210 | 2012 | 1 | 23 | 23 |  | Booneville | West Grand | 161 | 161 | Wd H-fr | 5.67 | 0 | 1 | 2156 ACSR 84/19 | 34732 | 150353 | 185085 | 0 | 0 | 0 | 0 | 0 | 0 | 0 | 0 | 0 | 0 | 0 | 0 | 0 | 0 | 0 | 0 | 0 | 0 | 0 | 0 | 12
NO |  | 210 | 2012 | 1 | 24 | 24 |  | West Grand | 60th St. | 161 | 161 | Wd H-fr | 2.25 | 0 | 1 | 2156 ACSR 84/19 | 13122 | 143880 | 157002 | 0 | 0 | 0 | 0 | 0 | 0 | 0 | 0 | 0 | 0 | 0 | 0 | 0 | 0 | 0 | 0 | 0 | 0 | 0 | 0 | 12
NO |  | 210 | 2012 | 1 | 25 | 25 |  | 60th St. | Ashawa | 161 | 161 | Wd H-fr | 2.21 | 0 | 1 | 2156 ACSR 84/19 | 13359 | 471730 | 485089 | 0 | 0 | 0 | 0 | 0 | 0 | 0 | 0 | 0 | 0 | 0 | 0 | 0 | 0 | 0 | 0 | 0 | 0 | 0 | 0 | 12
NO |  | 210 | 2012 | 1 | 26 | 26 |  | Sub 56 | Sub 89 | 161 | 161 | Wd H-fr | 22.15 | 0 | 1 | 397 ACSR 26/7 | 49476 | 629720 | 679196 | 0 | 0 | 0 | 0 | 0 | 0 | 0 | 0 | 0 | 0 | 0 | 0 | 0 | 0 | 0 | 0 | 0 | 0 | 0 | 0 | 12
NO |  | 210 | 2012 | 1 | 27 | 27 |  | Hastings | Bunge | 161 | 161 | Wd H-fr | 20.26 | 0 | 1 | 397 ACSR 26/7 | 53147 | 392778 | 445925 | 0 | 0 | 0 | 0 | 0 | 0 | 0 | 0 | 0 | 0 | 0 | 0 | 0 | 0 | 0 | 0 | 0 | 0 | 0 | 0 | 12
NO |  | 210 | 2012 | 1 | 28 | 28 |  | CBEC-River Bend | River Bend-Bunge | 161 | 161 | Wd H-fr | 2.32 | 0 | 1 | 397 ACSR 26/7 | 5833 | 1545291 | 1551124 | 0 | 0 | 0 | 0 | 0 | 0 | 0 | 0 | 0 | 0 | 0 | 0 | 0 | 0 | 0 | 0 | 0 | 0 | 0 | 0 | 12
NO |  | 210 | 2012 | 1 | 29 | 29 |  | Sub 39 | Sub 31 Tap | 161 | 161 | Wd H-fr | 5.66 | 0 | 1 | 795 ACSR 26/7 | 31130 | 315376 | 346506 | 0 | 0 | 0 | 0 | 0 | 0 | 0 | 0 | 0 | 0 | 0 | 0 | 0 | 0 | 0 | 0 | 0 | 0 | 0 | 0 | 12
NO |  | 210 | 2012 | 1 | 30 | 30 |  | Greenfield Plaza | SE Polk | 161 | 161 | Wd H-fr | 0.9 | 6.59 | 2 | 556 ACSR 26/7 | 144920 | 3167572 | 3312492 | 0 | 0 | 0 | 0 | 0 | 0 | 0 | 0 | 0 | 0 | 0 | 0 | 0 | 0 | 0 | 0 | 0 | 0 | 0 | 0 | 12
NO |  | 210 | 2012 | 1 | 31 | 31 |  | Altoona-Metro East | DMEC | 161 | 161 | Stl SP | 6.48 | 0 | 1 | T2-556 ACSR 26/7 | 110802 | 3850318 | 3961120 | 0 | 0 | 0 | 0 | 0 | 0 | 0 | 0 | 0 | 0 | 0 | 0 | 0 | 0 | 0 | 0 | 0 | 0 | 0 | 0 | 12
NO |  | 210 | 2012 | 1 | 32 | 32 |  | Sub 702 | Sub 701 | 161 | 161 | Stl SP, Wd SP | 1.89 | 0 | 2 | 1192 AL 61 STR | 8810 | 240252 | 249062 | 0 | 0 | 0 | 0 | 0 | 0 | 0 | 0 | 0 | 0 | 0 | 0 | 0 | 0 | 0 | 0 | 0 | 0 | 0 | 0 | 12
NO |  | 210 | 2012 | 1 | 33 | 33 |  | Sub 701 | NE State Line (OPPD) | 161 | 161 | Stl SP, Wd SP | 6.71 | 0 | 2 | 1192 AL 61 STR | 31292 | 1864059 | 1895351 | 0 | 0 | 0 | 0 | 0 | 0 | 0 | 0 | 0 | 0 | 0 | 0 | 0 | 0 | 0 | 0 | 0 | 0 | 0 | 0 | 12
NO |  | 210 | 2012 | 1 | 34 | 34 |  | Clarinda | Hastings | 161 | 161 | Wd H-fr | 31.27 | 0 | 1 | 397 ACSR 26/7 | 84295 | 1515704 | 1599999 | 0 | 0 | 0 | 0 | 0 | 0 | 0 | 0 | 0 | 0 | 0 | 0 | 0 | 0 | 0 | 0 | 0 | 0 | 0 | 0 | 12
NO |  | 210 | 2012 | 1 | 35 | 35 |  | Wright | Wall Lake | 161 | 161 | Wd H-fr | 11.68 | 0 | 1 | 477/1192 ACSR | 35688 | 173313 | 209001 | 0 | 0 | 0 | 0 | 0 | 0 | 0 | 0 | 0 | 0 | 0 | 0 | 0 | 0 | 0 | 0 | 0 | 0 | 0 | 0 | 12
NO |  | 210 | 2012 | 2 | 1 | 1 |  | Wall Lake | Franklin | 161 | 161 | Wd H-fr | 17.72 | 0 | 1 | 477/1192 ACSR | 55182 | 631423 | 686605 | 0 | 0 | 0 | 0 | 0 | 0 | 0 | 0 | 0 | 0 | 0 | 0 | 0 | 0 | 0 | 0 | 0 | 0 | 0 | 0 | 12
NO |  | 210 | 2012 | 2 | 2 | 2 |  | Newport | Denmark | 161 | 161 | Wd H-fr | 11.3 | 0 | 1 | 556 ACSR 26/7 | 19060 | 149491 | 168551 | 0 | 0 | 0 | 0 | 0 | 622100293 | 0 | 0 | 0 | 0 | 0 | 0 | 0 | 0 | 0 | 0 | 0 | 0 | 0 | 0 | 12
NO |  | 210 | 2012 | 2 | 3 | 3 |  | Sub 17 | Sub 49 | 161 | 161 | Stl SP, Wd SP | 3.53 | 0 | 1 | T2-397 ACSR 26/7 | 33638 | 634527 | 668165 | 0 | 0 | 0 | 0 | 0 | 0 | 0 | 0 | 0 | 0 | 0 | 0 | 0 | 0 | 0 | 0 | 0 | 0 | 0 | 0 | 12
NO |  | 210 | 2012 | 2 | 4 | 4 |  | Washburn | Hazleton | 161 | 161 | Wd H-fr | 28.53 | 0 | 1 | 636 ACSR 26/7 | 59190 | 2354352 | 2413542 | 0 | 0 | 0 | 0 | 0 | 0 | 0 | 0 | 0 | 0 | 0 | 0 | 0 | 0 | 0 | 0 | 0 | 0 | 0 | 0 | 12
NO |  | 210 | 2012 | 2 | 5 | 5 |  | Sac | Pocahontas | 161 | 161 | Wd H-fr | 27.12 | 0 | 1 | 477 ACSR 26/7 | 95804 | 7535144 | 7630948 | 0 | 0 | 0 | 0 | 0 | 0 | 0 | 0 | 0 | 0 | 0 | 0 | 0 | 0 | 0 | 0 | 0 | 0 | 0 | 0 | 12
NO |  | 210 | 2012 | 2 | 6 | 6 |  | Pocahontas | Pomeroy | 161 | 161 | Wd H-fr | 4.93 | 0 | 1 | 477 ACSR 26/7 | 17415 | 182597 | 200012 | 0 | 0 | 0 | 0 | 0 | 0 | 0 | 0 | 0 | 0 | 0 | 0 | 0 | 0 | 0 | 0 | 0 | 0 | 0 | 0 | 12
NO |  | 210 | 2012 | 2 | 7 | 7 |  | SE Polk | DMEC (West Line) | 161 | 161 | Stl SP | 0.99 | 0 | 1 | T2-556 AL 37 STR | 0 | 135515 | 135515 | 0 | 0 | 0 | 0 | 0 | 0 | 0 | 0 | 0 | 0 | 0 | 0 | 0 | 0 | 0 | 0 | 0 | 0 | 0 | 0 | 12
NO |  | 210 | 2012 | 2 | 8 | 8 |  | DMEC | Reasnor | 161 | 161 | Wd H-fr | 23.3 | 0 | 1 | T2-397 ACSR | 32303 | 5185315 | 5217618 | 0 | 0 | 0 | 0 | 0 | 0 | 0 | 0 | 0 | 0 | 0 | 0 | 0 | 0 | 0 | 0 | 0 | 0 | 0 | 0 | 12
NO |  | 210 | 2012 | 2 | 9 | 9 |  | SE Polk | DMEC (East Line) | 161 | 161 | Stl SP | 0.93 | 0 | 1 | T2-556 ACSR 26/7 | 5693 | 24644 | 30337 | 0 | 0 | 0 | 0 | 0 | 0 | 0 | 0 | 0 | 0 | 0 | 0 | 0 | 0 | 0 | 0 | 0 | 0 | 0 | 0 | 12
NO |  | 210 | 2012 | 2 | 10 | 10 |  | 100th & Douglas | 109th & Clark | 161 | 161 | Stl SP, Wd SP | 2.43 | 0 | 1 | 1192 AL 61 STR | 53206 | 664872 | 718078 | 0 | 0 | 0 | 0 | 0 | 0 | 0 | 0 | 0 | 0 | 0 | 0 | 0 | 0 | 0 | 0 | 0 | 0 | 0 | 0 | 12
NO |  | 210 | 2012 | 2 | 11 | 11 |  | Webster | Wright | 161 | 161 | Wd H-fr | 11.77 | 0 | 1 | 477 ACSR 26/7 | 36808 | 410111 | 446919 | 0 | 0 | 0 | 0 | 0 | 0 | 0 | 0 | 0 | 0 | 0 | 0 | 0 | 0 | 0 | 0 | 0 | 0 | 0 | 0 | 12
NO |  | 210 | 2012 | 2 | 12 | 12 |  | Sub 49 | IPW Tie (Beaver Chnl.) | 161 | 161 | Wd H-fr, Wd SP | 4.77 | 0 | 1 | 795 ACSR 26/7 | 35138 | 648225 | 683363 | 0 | 0 | 0 | 0 | 0 | 0 | 0 | 0 | 0 | 0 | 0 | 0 | 0 | 0 | 0 | 0 | 0 | 0 | 0 | 0 | 12
NO |  | 210 | 2012 | 2 | 13 | 13 |  | 100th St & 54th Ave | 100th & Douglas | 161 | 161 | Stl SP, Wd SP | 3.9 | 0 | 1 | 1192 AL 61 STR | 85305 | 1238683 | 1323988 | 0 | 0 | 0 | 0 | 0 | 0 | 0 | 0 | 0 | 0 | 0 | 0 | 0 | 0 | 0 | 0 | 0 | 0 | 0 | 0 | 12
NO |  | 210 | 2012 | 2 | 14 | 14 |  | Plymouth | LeMars South Tap | 161 | 161 | Wd H-fr | 9.03 | 0 | 1 | 477 ACSR 26/7 | 33622 | 764149 | 797771 | 0 | 0 | 0 | 0 | 0 | 0 | 0 | 0 | 0 | 0 | 0 | 0 | 0 | 0 | 0 | 0 | 0 | 0 | 0 | 0 | 12
NO |  | 210 | 2012 | 2 | 15 | 15 |  | LeMars South Tap | Little Sioux | 161 | 161 | Wd H-fr | 31.05 | 0 | 1 | 477 ACSR 26/7 | 105670 | 770535 | 876205 | 0 | 0 | 0 | 0 | 0 | 0 | 0 | 0 | 0 | 0 | 0 | 0 | 0 | 0 | 0 | 0 | 0 | 0 | 0 | 0 | 12
NO |  | 210 | 2012 | 2 | 16 | 16 |  | Sub 31 Tap | Sub 28 | 161 | 161 | Wd H-fr | 0.66 | 0 | 1 | 795 ACSR 26/7 | 3630 | 36776 | 40406 | 0 | 0 | 0 | 0 | 0 | 0 | 0 | 0 | 0 | 0 | 0 | 0 | 0 | 0 | 0 | 0 | 0 | 0 | 0 | 0 | 12
NO |  | 210 | 2012 | 2 | 17 | 17 |  | Neal 4 | Monona | 161 | 161 | Wd H-fr | 32.26 | 0 | 1 | 636 ACSR 26/7 | 144810 | 2497135 | 2641945 | 0 | 0 | 0 | 0 | 0 | 0 | 0 | 0 | 0 | 0 | 0 | 0 | 0 | 0 | 0 | 0 | 0 | 0 | 0 | 0 | 12
NO |  | 210 | 2012 | 2 | 18 | 18 |  | Sub 89 | Hills | 161 | 161 | Wd H-fr | 28.76 | 0 | 1 | 397 ACSR 26/7 | 64269 | 818010 | 882279 | 0 | 0 | 0 | 0 | 0 | 0 | 0 | 0 | 0 | 0 | 0 | 0 | 0 | 0 | 0 | 0 | 0 | 0 | 0 | 0 | 12
NO |  | 210 | 2012 | 2 | 19 | 19 |  | Boone Jct | Sub T (Ft Dodge) | 161 | 161 | Wd H-fr | 13.24 | 0 | 1 | 397 ACSR 26/7 | 49542 | 314003 | 363545 | 0 | 0 | 0 | 0 | 0 | 0 | 0 | 0 | 0 | 0 | 0 | 0 | 0 | 0 | 0 | 0 | 0 | 0 | 0 | 0 | 12
NO |  | 210 | 2012 | 2 | 20 | 20 |  | Raun | Neal 4 | 161 | 161 | Stl SP | 2.12 | 0 | 1 | 795 ACSR 26/7 | 8456 | 67868 | 76324 | 0 | 0 | 0 | 0 | 0 | 0 | 0 | 0 | 0 | 0 | 0 | 0 | 0 | 0 | 0 | 0 | 0 | 0 | 0 | 0 | 12
NO |  | 210 | 2012 | 2 | 21 | 21 |  | Wisdom | Triboji (Str 93) | 161 | 161 | Wd H-fr | 12.56 | 0 | 1 | 636 ACSR 26/7 | 46271 | 250007 | 296278 | 0 | 0 | 0 | 0 | 0 | 0 | 0 | 0 | 0 | 0 | 0 | 0 | 0 | 0 | 0 | 0 | 0 | 0 | 0 | 0 | 12
NO |  | 210 | 2012 | 2 | 22 | 22 |  | Altoona | Bondurant | 161 | 161 | Stl SP | 2.13 | 0 | 1 | T2-556 ACSR 26/7 | 35705 | 1171445 | 1207150 | 0 | 0 | 0 | 0 | 0 | 0 | 0 | 0 | 0 | 0 | 0 | 0 | 0 | 0 | 0 | 0 | 0 | 0 | 0 | 0 | 12
NO |  | 210 | 2012 | 2 | 23 | 23 |  | SE Polk AF Term | SE Polk AB Term | 161 | 161 | Wd SP | 0.04 | 0 | 1 | T2-556 AL 37 STR | 0 | 5769 | 5769 | 0 | 0 | 0 | 0 | 0 | 0 | 0 | 0 | 0 | 0 | 0 | 0 | 0 | 0 | 0 | 0 | 0 | 0 | 0 | 0 | 12
NO |  | 210 | 2012 | 2 | 24 | 24 |  | Sub 18 | Sub 43 | 161 | 161 | Tower | 8.88 | 0 | 1 | 1192 ACSR 54/19 | 166503 | 1591535 | 1758038 | 0 | 0 | 0 | 0 | 0 | 0 | 0 | 0 | 0 | 0 | 0 | 0 | 0 | 0 | 0 | 0 | 0 | 0 | 0 | 0 | 12
NO |  | 210 | 2012 | 2 | 25 | 25 |  | Raun | Neal North (North Tie) | 161 | 161 | Stl H-fr | 0.62 | 0 | 1 | 1192 ACSR 45/7 | 1091 | 8962 | 10053 | 0 | 0 | 0 | 0 | 0 | 0 | 0 | 0 | 0 | 0 | 0 | 0 | 0 | 0 | 0 | 0 | 0 | 0 | 0 | 0 | 12
NO |  | 210 | 2012 | 2 | 26 | 26 |  | Bondurant | Sycamore | 161 | 161 | Wd H-fr | 10 | 0 | 1 | 1192 ACSR 45/7 | 156547 | 5249647 | 5406194 | 0 | 0 | 0 | 0 | 0 | 0 | 0 | 0 | 0 | 0 | 0 | 0 | 0 | 0 | 0 | 0 | 0 | 0 | 0 | 0 | 12
NO |  | 210 | 2012 | 2 | 27 | 27 |  | Sub T | Webster | 161 | 161 | Wd H-fr | 14.23 | 0 | 1 | 477 ACSR 26/7 | 31471 | 176779 | 208250 | 0 | 0 | 0 | 0 | 0 | 0 | 0 | 0 | 0 | 0 | 0 | 0 | 0 | 0 | 0 | 0 | 0 | 0 | 0 | 0 | 12
NO |  | 210 | 2012 | 2 | 28 | 28 |  | Atlantic Munic Tap E | Adair-Earlham | 161 | 161 | Wd H-fr | 0 | 42.12 | 1 | T2-556 ACSR 26/7 | 275458 | 1631358 | 1906816 | 0 | 0 | 0 | 0 | 0 | 0 | 0 | 0 | 0 | 0 | 0 | 0 | 0 | 0 | 0 | 0 | 0 | 0 | 0 | 0 | 12
NO |  | 210 | 2012 | 2 | 29 | 29 |  | Pomeroy | Hayes | 161 | 161 | Wd H-fr, Wd SP | 21.78 | 0 | 1 | T2-556/477 ACSR | 169119 | 7993876 | 8162995 | 0 | 0 | 0 | 0 | 0 | 0 | 0 | 0 | 0 | 0 | 0 | 0 | 0 | 0 | 0 | 0 | 0 | 0 | 0 | 0 | 12
NO |  | 210 | 2012 | 2 | 30 | 30 |  | Sub T | Tate & Lyle | 161 | 161 | Wd H-fr/Wd SP | 9.18 | 0 | 1 | T2-556/477 ACSR | 18938 | 2655681 | 2674619 | 0 | 0 | 0 | 0 | 0 | 0 | 0 | 0 | 0 | 0 | 0 | 0 | 0 | 0 | 0 | 0 | 0 | 0 | 0 | 0 | 12
NO |  | 210 | 2012 | 2 | 31 | 31 |  | Hayes Sub | Webster | 161 | 161 | Wd H-fr/Wd SP | 14.56 | 0 | 1 | 636 ACSR/T2 556 | 129123 | 2132271 | 2261394 | 0 | 0 | 0 | 0 | 0 | 0 | 0 | 0 | 0 | 0 | 0 | 0 | 0 | 0 | 0 | 0 | 0 | 0 | 0 | 0 | 12
NO |  | 210 | 2012 | 2 | 32 | 32 |  | Hayes | Tate & Lyle | 161 | 161 | Wd SP | 0.97 | 0 | 1 | T2-556 ACSR 26/7 | 36010 | 876617 | 912627 | 0 | 0 | 0 | 0 | 0 | 0 | 0 | 0 | 0 | 0 | 0 | 0 | 0 | 0 | 0 | 0 | 0 | 0 | 0 | 0 | 12
NO |  | 210 | 2012 | 2 | 33 | 33 |  | Avoca-Teakwood | Atlantic Munic Tap W | 161 | 161 | Wd H-fr | 0 | 17.58 | 1 | T2-556 ACSR 26/7 | 133138 | 654077 | 787215 | 0 | 0 | 0 | 0 | 0 | 0 | 0 | 0 | 0 | 0 | 0 | 0 | 0 | 0 | 0 | 0 | 0 | 0 | 0 | 0 | 12
NO |  | 210 | 2012 | 2 | 34 | 34 |  | Raun | Neal North (South Tie) | 161 | 161 | Stl H-fr | 0 | 0.62 | 1 | 1192 ACSR 45/7 | 1091 | 8747 | 9838 | 0 | 0 | 0 | 0 | 0 | 0 | 0 | 0 | 0 | 0 | 0 | 0 | 0 | 0 | 0 | 0 | 0 | 0 | 0 | 0 | 12
NO |  | 210 | 2012 | 2 | 35 | 35 |  | 109th & Clark | Ashawa | 161 | 161 | Stl SP, Wd SP | 3.31 | 0 | 1 | 1192 AL 61 STR | 66125 | 942924 | 1009049 | 0 | 0 | 0 | 0 | 0 | 0 | 0 | 0 | 0 | 0 | 0 | 0 | 0 | 0 | 0 | 0 | 0 | 0 | 0 | 0 | 12
NO |  | 210 | 2012 | 3 | 1 | 1 |  | Monona | Crawford County | 161 | 161 | Wd H-fr/Stl SP | 16.37 | 0 | 1 | 636 ACSR 26/7 | 64436 | 1352033 | 1416469 | 0 | 0 | 0 | 0 | 0 | 0 | 0 | 0 | 0 | 0 | 0 | 0 | 0 | 0 | 0 | 0 | 0 | 0 | 0 | 0 | 12
NO |  | 210 | 2012 | 3 | 2 | 2 |  | Crawford County | Victory | 161 | 161 | Wd H-fr/Stl SP | 17.19 | 0 | 1 | 636 ACSR 26/7 | 67672 | 1051779 | 1119451 | 0 | 0 | 0 | 0 | 0 | 0 | 0 | 0 | 0 | 0 | 0 | 0 | 0 | 0 | 0 | 0 | 0 | 0 | 0 | 0 | 12
NO |  | 210 | 2012 | 3 | 3 | 3 |  | Victory | Carroll | 161 | 161 | Wd H-fr/Stl SP | 16.85 | 0 | 1 | 636 ACSR 26/7 | 66066 | 1041192 | 1107258 | 0 | 0 | 0 | 0 | 0 | 0 | 0 | 0 | 0 | 0 | 0 | 0 | 0 | 0 | 0 | 0 | 0 | 0 | 0 | 0 | 12
NO |  | 210 | 2012 | 3 | 4 | 4 |  | Little Sioux | Clipper Sub | 161 | 161 | Wd H-fr | 17.43 | 2.62 | 1 | 477/1192 ACSR | 71190 | 6969052 | 7040242 | 0 | 0 | 0 | 0 | 0 | 0 | 0 | 0 | 0 | 0 | 0 | 0 | 0 | 0 | 0 | 0 | 0 | 0 | 0 | 0 | 12
NO |  | 210 | 2012 | 3 | 5 | 5 |  | Clipper Sub | Sac County | 161 | 161 | Wd H-fr | 2.99 | 0 | 1 | 477/1192 ACSR | 10617 | 82464 | 93081 | 0 | 0 | 0 | 0 | 0 | 0 | 0 | 0 | 0 | 0 | 0 | 0 | 0 | 0 | 0 | 0 | 0 | 0 | 0 | 0 | 12
NO |  | 210 | 2012 | 3 | 6 | 6 |  | Sub 87 | Newport | 161 | 161 | Wd H-fr | 12.69 | 0 | 1 | 556 ACSR 26/7 | 20238 | 251079 | 271317 | 0 | 0 | 0 | 0 | 0 | 622100294 | 0 | 0 | 0 | 0 | 0 | 0 | 0 | 0 | 0 | 0 | 0 | 0 | 0 | 0 | 12
NO |  | 210 | 2012 | 3 | 7 | 7 |  | Winterset Jct. | Creston | 161 | 161 | Wd H-fr | 24.12 | 0 | 1 | 397 ACSR 26/7 | 33440 | 478622 | 512062 | 0 | 0 | 0 | 0 | 0 | 0 | 0 | 0 | 0 | 0 | 0 | 0 | 0 | 0 | 0 | 0 | 0 | 0 | 0 | 0 | 12
NO |  | 210 | 2012 | 3 | 8 | 8 |  | Sub 18-Oak Grove | Galesburg | 161 | 161 | Wd H-fr | 35.38 | 0 | 1 | 556 ACSR 26/7 | 101057 | 1041453 | 1142510 | 0 | 0 | 0 | 0 | 0 | 0 | 0 | 0 | 0 | 0 | 0 | 0 | 0 | 0 | 0 | 0 | 0 | 0 | 0 | 0 | 12
NO |  | 210 | 2012 | 3 | 9 | 9 |  | Plymouth | WAPA Sioux City | 161 | 161 | Wd H-fr | 1.2 | 0 | 1 | 477 ACSR 26/7 | 3665 | 126672 | 130337 | 0 | 0 | 0 | 0 | 0 | 0 | 0 | 0 | 0 | 0 | 0 | 0 | 0 | 0 | 0 | 0 | 0 | 0 | 0 | 0 | 12
NO |  | 210 | 2012 | 3 | 10 | 10 |  | Raun | NE State Line (OPPD) | 161 | 161 | Wd H-fr | 1.55 | 0 | 1 | 556 ACSR 24/7 | 9635 | 159439 | 169074 | 0 | 0 | 0 | 0 | 0 | 0 | 0 | 0 | 0 | 0 | 0 | 0 | 0 | 0 | 0 | 0 | 0 | 0 | 0 | 0 | 12
NO |  | 210 | 2012 | 3 | 11 | 11 |  | Quick Sub | Avoca | 161 | 161 | Stl SP | 0 | 21.3 | 1 | T-2 556 ACSR 26/7 | 127924 | 819066 | 946990 | 0 | 0 | 0 | 0 | 0 | 0 | 0 | 0 | 0 | 0 | 0 | 0 | 0 | 0 | 0 | 0 | 0 | 0 | 0 | 0 | 12
NO |  | 210 | 2012 | 3 | 12 | 12 |  | CBEC | Quick Sub | 161 | 161 | Stl SP | 0 | 12.1 | 1 | T-2 556 ACSR 26/7 | 72670 | 465290 | 537960 | 0 | 0 | 0 | 0 | 0 | 0 | 0 | 0 | 0 | 0 | 0 | 0 | 0 | 0 | 0 | 0 | 0 | 0 | 0 | 0 | 12
NO |  | 210 | 2012 | 3 | 13 | 13 |  | Sub 18 | Sub 85 | 161 | 161 | Wd H-fr | 3.84 | 0 | 1 | 556 ACSR 26/7 | 23101 | 171421 | 194522 | 0 | 0 | 0 | 0 | 0 | 0 | 0 | 0 | 0 | 0 | 0 | 0 | 0 | 0 | 0 | 0 | 0 | 0 | 0 | 0 | 12
NO |  | 210 | 2012 | 3 | 14 | 14 |  | OGS | Wapello | 161 | 161 | Wd H-fr | 18.88 | 0 | 1 | 954 ACSR 45/7 | 147897 | 950908 | 1098805 | 0 | 0 | 0 | 0 | 0 | 622100295 | 0 | 0 | 0 | 0 | 0 | 0 | 0 | 0 | 0 | 0 | 0 | 0 | 0 | 0 | 12
NO |  | 210 | 2012 | 3 | 15 | 15 |  | Parnell | Powesheik | 161 | 161 | Wd H-fr | 32.95 | 0 | 1 | 397 ACSR 26/7 | 108957 | 1028791 | 1137748 | 0 | 0 | 0 | 0 | 0 | 0 | 0 | 0 | 0 | 0 | 0 | 0 | 0 | 0 | 0 | 0 | 0 | 0 | 0 | 0 | 12
NO |  | 210 | 2012 | 3 | 16 | 16 |  | Winterset Jct. | Norwalk | 161 | 161 | Wd H-fr/Stl SP | 4.38 | 14.25 | 1 | 397/T2-556 ACSR | 132218 | 7015590 | 7147808 | 0 | 0 | 0 | 0 | 0 | 0 | 0 | 0 | 0 | 0 | 0 | 0 | 0 | 0 | 0 | 0 | 0 | 0 | 0 | 0 | 12
NO |  | 210 | 2012 | 3 | 17 | 17 |  | Norwalk | Greenfield Plaza | 161 | 161 | Stl SP | 0.95 | 3.47 | 1 | 397/T2-556 ACSR | 28678 | 1709302 | 1737980 | 0 | 0 | 0 | 0 | 0 | 0 | 0 | 0 | 0 | 0 | 0 | 0 | 0 | 0 | 0 | 0 | 0 | 0 | 0 | 0 | 12
NO |  | 210 | 2012 | 3 | 18 | 18 |  | Norwalk | Booneville | 161 | 161 | Stl SP | 16.88 | 0 | 1 | T2-556 ACSR 26/7 | 1499726 | 9726047 | 11225773 | 0 | 0 | 0 | 0 | 0 | 0 | 0 | 0 | 0 | 0 | 0 | 0 | 0 | 0 | 0 | 0 | 0 | 0 | 0 | 0 | 12
NO |  | 210 | 2012 | 3 | 19 | 19 |  | Sub 85 | Sub 56 | 161 | 161 | Wd H-fr | 7.45 | 0 | 1 | 556 ACSR 26/7 | 45533 | 338963 | 384496 | 0 | 0 | 0 | 0 | 0 | 0 | 0 | 0 | 0 | 0 | 0 | 0 | 0 | 0 | 0 | 0 | 0 | 0 | 0 | 0 | 12
NO |  | 210 | 2012 | 3 | 20 | 20 |  | Sub 18 | Oak Grove East (West) | 161 | 161 | Stl SP | 3.33 | 0 | 2 | T2-556 ACSR 26/7 | 258600 | 2790292 | 3048892 | 0 | 0 | 0 | 0 | 0 | 0 | 0 | 0 | 0 | 0 | 0 | 0 | 0 | 0 | 0 | 0 | 0 | 0 | 0 | 0 | 12
NO |  | 210 | 2012 | 3 | 21 | 21 |  | Clarinda | MO State Line (SWPP) | 161 | 161 | Wd H-fr | 12.3 | 0 | 1 | 397 ACSR 26/7 | 17053 | 603402 | 620455 | 0 | 0 | 0 | 0 | 0 | 0 | 0 | 0 | 0 | 0 | 0 | 0 | 0 | 0 | 0 | 0 | 0 | 0 | 0 | 0 | 12
NO |  | 210 | 2012 | 3 | 22 | 22 |  | Sub 18-Sub 112 | Sub 87 | 161 | 161 | Wd H-fr | 26.54 | 0 | 1 | 556 ACSR 26/7 | 115774 | 970100 | 1085874 | 0 | 0 | 0 | 0 | 0 | 0 | 0 | 0 | 0 | 0 | 0 | 0 | 0 | 0 | 0 | 0 | 0 | 0 | 0 | 0 | 12
NO |  | 210 | 2012 | 3 | 23 | 23 |  | Floyd | Emery | 161 | 161 | Wd H-fr | 36.02 | 0 | 1 | 636 ACSR 26/7 | 170661 | 1026365 | 1197026 | 0 | 0 | 0 | 0 | 0 | 0 | 0 | 0 | 0 | 0 | 0 | 0 | 0 | 0 | 0 | 0 | 0 | 0 | 0 | 0 | 12
NO |  | 210 | 2012 | 3 | 24 | 24 |  | Sub 43 | Sub 39 | 161 | 161 | Tower, Wd H-fr | 10.42 | 0 | 1 | 1192 ACSR 54/19 | 195379 | 1237941 | 1433320 | 0 | 0 | 0 | 0 | 0 | 0 | 0 | 0 | 0 | 0 | 0 | 0 | 0 | 0 | 0 | 0 | 0 | 0 | 0 | 0 | 12
NO |  | 210 | 2012 | 3 | 25 | 25 |  | Ashawa | Army Post | 161 | 161 | Wd H-fr | 4.28 | 0 | 1 | 556 ACSR 26/7 | 24787 | 181951 | 206738 | 0 | 0 | 0 | 0 | 0 | 0 | 0 | 0 | 0 | 0 | 0 | 0 | 0 | 0 | 0 | 0 | 0 | 0 | 0 | 0 | 12
NO |  | 210 | 2012 | 3 | 26 | 26 |  | Army Post | Greenfield Plaza | 161 | 161 | Wd H-fr | 5.28 | 0 | 1 | 556 ACSR 26/7 | 30549 | 224253 | 254802 | 0 | 0 | 0 | 0 | 0 | 0 | 0 | 0 | 0 | 0 | 0 | 0 | 0 | 0 | 0 | 0 | 0 | 0 | 0 | 0 | 12
NO |  | 210 | 2012 | 3 | 27 | 27 |  | Ashawa | 88th St. D.M. | 161 | 161 | Stl SP, Wd SP | 4.18 | 0 | 1 | T2-556AL/1192 AL | 24004 | 1786315 | 1810319 | 0 | 0 | 0 | 0 | 0 | 0 | 0 | 0 | 0 | 0 | 0 | 0 | 0 | 0 | 0 | 0 | 0 | 0 | 0 | 0 | 12
NO |  | 210 | 2012 | 3 | 28 | 28 |  | 88th St. Sub | Alice's Road Sub | 161 | 161 | Stl SP, Wd SP | 3.04 | 0 | 1 | T2-556 AL 37 ST | 274504 | 760897 | 1035401 | 0 | 0 | 0 | 0 | 0 | 0 | 0 | 0 | 0 | 0 | 0 | 0 | 0 | 0 | 0 | 0 | 0 | 0 | 0 | 0 | 12
NO |  | 210 | 2012 | 3 | 29 | 29 |  | Granger Tap | 100th & 54th Sub | 161 | 161 | Stl SP, Wd SP | 0.96 | 0 | 1 | T2-556 AL 37 ST | 116134 | 390514 | 506648 | 0 | 0 | 0 | 0 | 0 | 0 | 0 | 0 | 0 | 0 | 0 | 0 | 0 | 0 | 0 | 0 | 0 | 0 | 0 | 0 | 12
NO |  | 210 | 2012 | 3 | 30 | 30 |  | Grimes | Granger Tap | 161 | 161 | Stl SP, Wd SP | 2.3 | 0 | 1 | T2-556 AL 37 ST | 172578 | 543297 | 715875 | 0 | 0 | 0 | 0 | 0 | 622100296 | 0 | 0 | 0 | 0 | 0 | 0 | 0 | 0 | 0 | 0 | 0 | 0 | 0 | 0 | 12
NO |  | 210 | 2012 | 3 | 31 | 31 |  | 142nd St Sub | Grimes | 161 | 161 | Stl SP, Wd SP | 1.47 | 0 | 1 | T2-556 AL 37 ST | 130587 | 424235 | 554822 | 0 | 0 | 0 | 0 | 0 | 0 | 0 | 0 | 0 | 0 | 0 | 0 | 0 | 0 | 0 | 0 | 0 | 0 | 0 | 0 | 12
NO |  | 210 | 2012 | 3 | 32 | 32 |  | Alice's Road Sub | 142nd St Sub | 161 | 161 | Stl SP, Wd SP | 3.72 | 0 | 1 | T2-556 AL 37 ST | 330465 | 1374631 | 1705096 | 0 | 0 | 0 | 0 | 0 | 0 | 0 | 0 | 0 | 0 | 0 | 0 | 0 | 0 | 0 | 0 | 0 | 0 | 0 | 0 | 12
NO |  | 210 | 2012 | 3 | 33 | 33 |  | CBEC | Indian Creek East | 161 | 161 | Stl SP | 5.34 | 0 | 1 | 1192 AL/T2-556 AC | 23264 | 1045112 | 1068376 | 0 | 0 | 0 | 0 | 0 | 0 | 0 | 0 | 0 | 0 | 0 | 0 | 0 | 0 | 0 | 0 | 0 | 0 | 0 | 0 | 12
NO |  | 210 | 2012 | 3 | 34 | 34 |  | Indian Creek East | Manawa | 161 | 161 | Stl SP | 0.29 | 0 | 1 | 1192 AL/T2-556 AC | 1548 | 69548 | 71096 | 0 | 0 | 0 | 0 | 0 | 0 | 0 | 0 | 0 | 0 | 0 | 0 | 0 | 0 | 0 | 0 | 0 | 0 | 0 | 0 | 12
NO |  | 210 | 2012 | 3 | 35 | 35 |  | Manawa | Sub 702 | 161 | 161 | Stl SP, Wd SP | 2.26 | 0 | 2 | 1192 AL 61 STR | 10289 | 359169 | 369458 | 0 | 0 | 0 | 0 | 0 | 0 | 0 | 0 | 0 | 0 | 0 | 0 | 0 | 0 | 0 | 0 | 0 | 0 | 0 | 0 | 12
NO |  | 210 | 2012 | 4 | 1 | 1 |  | Carroll County | Drager | 161 | 161 | Wd H-fr | 5.49 | 0 | 1 | 636 ACSR 26/7 | 15428 | 156514 | 171942 | 0 | 0 | 0 | 0 | 0 | 0 | 0 | 0 | 0 | 0 | 0 | 0 | 0 | 0 | 0 | 0 | 0 | 0 | 0 | 0 | 12
NO |  | 210 | 2012 | 4 | 2 | 2 |  | Drager | Grand Junction | 161 | 161 | Wd H-fr | 29.65 | 0 | 1 | 636 ACSR 26/7 | 83322 | 1256226 | 1339548 | 0 | 0 | 0 | 0 | 0 | 0 | 0 | 0 | 0 | 0 | 0 | 0 | 0 | 0 | 0 | 0 | 0 | 0 | 0 | 0 | 12
NO |  | 210 | 2012 | 4 | 3 | 3 |  | N.E. Ankeny | Alliant Tap (C17) | 161 | 161 | Stl SP | 1.22 | 0 | 1 | T2-556 ACSR | 0 | 290028 | 290028 | 0 | 0 | 0 | 0 | 0 | 0 | 0 | 0 | 0 | 0 | 0 | 0 | 0 | 0 | 0 | 0 | 0 | 0 | 0 | 0 | 12
NO |  | 210 | 2012 | 4 | 4 | 4 |  | N.E. Ankeny | Alliant Tap (F23) | 161 | 161 | Stl SP | 1.22 | 0 | 1 | T2-556 ACSR | 0 | 290028 | 290028 | 0 | 0 | 0 | 0 | 0 | 0 | 0 | 0 | 0 | 0 | 0 | 0 | 0 | 0 | 0 | 0 | 0 | 0 | 0 | 0 | 12
NO |  | 210 | 2012 | 4 | 5 | 5 |  | CBEC | OPPD 1206 | 161 | 161 | Stl SP | 5.87 | 0 | 1 | 1192 ACSS/954 | 15620 | 6195832 | 6211452 | 0 | 0 | 0 | 0 | 0 | 622100297 | 0 | 0 | 0 | 0 | 0 | 0 | 0 | 0 | 0 | 0 | 0 | 0 | 0 | 0 | 12
NO |  | 210 | 2012 | 4 | 6 | 6 |  | Sycamore | Ankeny | 161 | 161 | Wd SP, Stl SP | 7.73 | 0 | 1 | T2-556 ACSR | 685087 | 2406883 | 3091970 | 0 | 0 | 0 | 0 | 0 | 0 | 0 | 0 | 0 | 0 | 0 | 0 | 0 | 0 | 0 | 0 | 0 | 0 | 0 | 0 | 12
NO |  | 210 | 2012 | 4 | 7 | 7 |  | Ankeny | Ankeny NE | 161 | 161 | Stl SP | 6.43 | 0 | 1 | T2-556 ACSR | 716734 | 2313588 | 3030322 | 0 | 0 | 0 | 0 | 0 | 0 | 0 | 0 | 0 | 0 | 0 | 0 | 0 | 0 | 0 | 0 | 0 | 0 | 0 | 0 | 12
NO |  | 210 | 2012 | 4 | 8 | 8 |  | Granger | No. Highways 141&44 Tap | 161 | 161 | Wd SP, Stl SP | 5.65 | 0 | 1 | T2-556 ACSR | 140078 | 836918 | 976996 | 0 | 0 | 0 | 0 | 622100301 | 0 | 0 | 0 | 0 | 0 | 0 | 0 | 0 | 0 | 0 | 0 | 0 | 0 | 0 | 0 | 12
NO |  | 210 | 2012 | 4 | 9 | 9 |  | So. Highways 141&44 Tap | Granger Tap | 161 | 161 | Wd SP, Stl SP | 2.26 | 0 | 1 | T2-556 ACSR | 56109 | 335236 | 391345 | 0 | 0 | 0 | 0 | 0 | 622100298 | 0 | 0 | 0 | 0 | 0 | 0 | 0 | 0 | 0 | 0 | 0 | 0 | 0 | 0 | 12
NO |  | 210 | 2012 | 4 | 10 | 10 |  | No. Highways 141&44 Tap | Highways 141&44 Sub | 161 | 161 | Stl SP | 0.03 | 0 | 1 | T2-556 ACSR | 0 | 106845 | 106845 | 0 | 0 | 0 | 0 | 0 | 0 | 0 | 0 | 0 | 0 | 0 | 0 | 0 | 0 | 0 | 0 | 0 | 0 | 0 | 0 | 12
NO |  | 210 | 2012 | 4 | 11 | 11 |  | Highways 141&44 Sub | So. Highways 141&44 Tap | 161 | 161 | Stl SP | 0.03 | 0 | 1 | T2-556 ACSR | 0 | 106846 | 106846 | 0 | 0 | 0 | 0 | 0 | 0 | 0 | 0 | 0 | 0 | 0 | 0 | 0 | 0 | 0 | 0 | 0 | 0 | 0 | 0 | 12
NO |  | 210 | 2012 | 4 | 12 | 12 |  | Granger | Bittersweet | 161 | 161 | Wd SP, Stl SP | 7.13 | 0 | 1 | T2-556 ACSR | 176806 | 1056360 | 1233166 | 0 | 0 | 0 | 0 | 0 | 622100302 | 0 | 0 | 0 | 0 | 0 | 0 | 0 | 0 | 0 | 0 | 0 | 0 | 0 | 0 | 12
NO |  | 210 | 2012 | 4 | 13 | 13 |  | Black Hawk | Deere Foundry | 161 | 161 | Stl SP, Wd SP | 6.2 | 0 | 2 | 636 ACSR 26/7 | 0 | 146349 | 146349 | 0 | 0 | 0 | 0 | 0 | 0 | 0 | 0 | 0 | 0 | 0 | 0 | 0 | 0 | 0 | 0 | 0 | 0 | 0 | 0 | 12
NO |  | 210 | 2012 | 4 | 14 | 14 |  | Leeds | Plymouth | 161 | 161 | Wd H-fr, Wd | 6.15 | 0 | 1 | 636 ACSR 26/7 | 99916 | 646263 | 746179 | 0 | 0 | 0 | 0 | 0 | 0 | 0 | 0 | 0 | 0 | 0 | 0 | 0 | 0 | 0 | 0 | 0 | 0 | 0 | 0 | 12
NO |  | 210 | 2012 | 4 | 15 | 15 |  | Electrifarm | Washburn | 161 | 161 | Wd H-fr | 8.56 | 0 | 1 | 636 ACSR 26/7 | 11467 | 367375 | 378842 | 0 | 0 | 0 | 0 | 0 | 0 | 0 | 0 | 0 | 0 | 0 | 0 | 0 | 0 | 0 | 0 | 0 | 0 | 0 | 0 | 12
NO |  | 210 | 2012 | 4 | 16 | 16 |  | Deere Engine | Electrifarm | 161 | 161 | Wd SP | 2.74 | 0 | 1 | 636 ACSR 26/7 | 3349 | 248074 | 251423 | 0 | 0 | 0 | 0 | 0 | 0 | 0 | 0 | 0 | 0 | 0 | 0 | 0 | 0 | 0 | 0 | 0 | 0 | 0 | 0 | 12
NO |  | 210 | 2012 | 4 | 17 | 17 |  | Waterloo West | Deere Engine | 161 | 161 | Wd SP | 4.85 | 0 | 2 | 636 ACSR 26/7 | 5884 | 573937 | 579821 | 0 | 0 | 0 | 0 | 0 | 0 | 0 | 0 | 0 | 0 | 0 | 0 | 0 | 0 | 0 | 0 | 0 | 0 | 0 | 0 | 12
NO |  | 210 | 2012 | 4 | 18 | 18 |  | Waterloo West | Deere Foundry | 161 | 161 | Stl SP | 0.64 | 0 | 1 | 636 ACSR 26/7 | 802 | 365766 | 366568 | 0 | 0 | 0 | 0 | 0 | 0 | 0 | 0 | 0 | 0 | 0 | 0 | 0 | 0 | 0 | 0 | 0 | 0 | 0 | 0 | 12
NO |  | 210 | 2012 | 4 | 19 | 19 |  | Black Hawk-Midport | Lundquist | 161 | 161 | Stl SP, Wd SP | 1.26 | 5.52 | 2 | 636 ACSR 26/7 | 9305 | 471708 | 481013 | 0 | 0 | 0 | 0 | 0 | 0 | 0 | 0 | 0 | 0 | 0 | 0 | 0 | 0 | 0 | 0 | 0 | 0 | 0 | 0 | 12
NO |  | 210 | 2012 | 4 | 20 | 20 |  | Kellogg | Leeds | 161 | 161 | Stl SP, Wd SP | 3.52 | 0 | 1 | 636 ACSR 26/7 | 57187 | 643020 | 700207 | 0 | 0 | 0 | 0 | 0 | 0 | 0 | 0 | 0 | 0 | 0 | 0 | 0 | 0 | 0 | 0 | 0 | 0 | 0 | 0 | 12
NO |  | 210 | 2012 | 4 | 21 | 21 |  | Lundquist | Deere NE | 161 | 161 | Wd SP | 4.04 | 0.45 | 1 | 636 ACSR 26/7 | 0 | 1184149 | 1184149 | 0 | 0 | 0 | 0 | 0 | 0 | 0 | 0 | 0 | 0 | 0 | 0 | 0 | 0 | 0 | 0 | 0 | 0 | 0 | 0 | 12
NO |  | 210 | 2012 | 4 | 22 | 22 |  | Deere Foundry | Deere Component | 161 | 161 | Stl SP | 0.91 | 0 | 2 | 636 ACSR 26/7 | 13322 | 332241 | 345563 | 0 | 0 | 0 | 0 | 0 | 0 | 0 | 0 | 0 | 0 | 0 | 0 | 0 | 0 | 0 | 0 | 0 | 0 | 0 | 0 | 12
NO |  | 210 | 2012 | 4 | 23 | 23 |  | Deere Component | Lundquist | 161 | 161 | Stl H-fr | 0.47 | 0 | 1 | 636 ACSR 30/19 | 1084 | 203808 | 204892 | 0 | 0 | 0 | 0 | 0 | 0 | 0 | 0 | 0 | 0 | 0 | 0 | 0 | 0 | 0 | 0 | 0 | 0 | 0 | 0 | 12
NO |  | 210 | 2012 | 4 | 24 | 24 |  | Deere Northeast | Washburn | 161 | 161 | Wd SP | 7.94 | 0 | 1 | 636 ACSR 26/7 | 0 | 2404552 | 2404552 | 0 | 0 | 0 | 0 | 0 | 0 | 0 | 0 | 0 | 0 | 0 | 0 | 0 | 0 | 0 | 0 | 0 | 0 | 0 | 0 | 12
NO |  | 210 | 2012 | 4 | 25 | 25 |  | Raun | Interchange | 161 | 161 | Stl SP, Wd SP | 9.01 | 0 | 1 | 954 ACSR 45/7 | 149955 | 822754 | 972709 | 0 | 0 | 0 | 0 | 0 | 0 | 0 | 0 | 0 | 0 | 0 | 0 | 0 | 0 | 0 | 0 | 0 | 0 | 0 | 0 | 12
NO |  | 210 | 2012 | 4 | 26 | 26 |  | Interchange | Kellogg | 161 | 161 | Stl SP, Wd SP | 4.62 | 0 | 1 | 954 ACSR 45/7 | 71322 | 538076 | 609398 | 0 | 0 | 0 | 0 | 0 | 0 | 0 | 0 | 0 | 0 | 0 | 0 | 0 | 0 | 0 | 0 | 0 | 0 | 0 | 0 | 12
NO |  | 210 | 2012 | 4 | 27 | 27 |  | Sub K-Coralridge Sub | Coralridge Sub - Sub P | 161 | 161 | Stl SP, Wd SP | 4.99 | 0 | 1 | 1192 ACSR 54/19 | 247110 | 1645518 | 1892628 | 0 | 0 | 0 | 0 | 0 | 0 | 0 | 0 | 0 | 0 | 0 | 0 | 0 | 0 | 0 | 0 | 0 | 0 | 0 | 0 | 12
NO |  | 210 | 2012 | 4 | 28 | 28 |  | Sub 77 | Hydrocarbon | 161 | 161 | Stl SP, Wd SP | 3.98 | 0 | 1 | 1192 ACSR 54/19 | 62623 | 757784 | 820407 | 0 | 0 | 0 | 0 | 0 | 0 | 0 | 0 | 0 | 0 | 0 | 0 | 0 | 0 | 0 | 0 | 0 | 0 | 0 | 0 | 12
NO |  | 210 | 2012 | 4 | 29 | 29 |  | Sub 74 | Sub 77 | 161 | 161 | Stl SP, Wd SP | 2.98 | 0 | 1 | 1192 ACSR 54/19 | 46888 | 587278 | 634166 | 0 | 0 | 0 | 0 | 0 | 0 | 0 | 0 | 0 | 0 | 0 | 0 | 0 | 0 | 0 | 0 | 0 | 0 | 0 | 0 | 12
NO |  | 210 | 2012 | 4 | 30 | 30 |  | Hydrocarbon | Sub 91 | 161 | 161 | Stl SP, Wd SP | 2.61 | 0 | 1 | 1192 ACSR 54/19 | 41067 | 512025 | 553092 | 0 | 0 | 0 | 0 | 0 | 0 | 0 | 0 | 0 | 0 | 0 | 0 | 0 | 0 | 0 | 0 | 0 | 0 | 0 | 0 | 12
NO |  | 210 | 2012 | 4 | 31 | 31 |  | Switching Station 79 | Sub 91 | 161 | 161 | Stl SP, Wd SP | 8.15 | 0 | 1 | 1192 ACSR 54/19 | 73966 | 1361823 | 1435789 | 0 | 0 | 0 | 0 | 0 | 0 | 0 | 0 | 0 | 0 | 0 | 0 | 0 | 0 | 0 | 0 | 0 | 0 | 0 | 0 | 12
NO |  | 210 | 2012 | 4 | 32 | 32 |  | Sub 58 Tap | Sub 58 | 161 | 161 | Stl SP | 2.69 | 0 | 1 | 954 ACSR 45/7 | 19258 | 438887 | 458145 | 0 | 0 | 0 | 0 | 0 | 0 | 0 | 0 | 0 | 0 | 0 | 0 | 0 | 0 | 0 | 0 | 0 | 0 | 0 | 0 | 12
NO |  | 210 | 2012 | 4 | 33 | 33 |  | Sub 48 | Sub A | 161 | 161 | Tower, Wd SP | 2.84 | 1.98 | 1 | 1192 ACSR 54/19 | 75094 | 732686 | 807780 | 0 | 0 | 0 | 0 | 0 | 0 | 0 | 0 | 0 | 0 | 0 | 0 | 0 | 0 | 0 | 0 | 0 | 0 | 0 | 0 | 12
NO |  | 210 | 2012 | 4 | 34 | 34 |  | Ashawa | 16th & Wabash | 161 | 161 | Stl SP, Wd SP | 6.34 | 0 | 1 | 1192 AL 61 STR | 138774 | 2535859 | 2674633 | 0 | 0 | 0 | 0 | 0 | 0 | 0 | 0 | 0 | 0 | 0 | 0 | 0 | 0 | 0 | 0 | 0 | 0 | 0 | 0 | 12
NO |  | 210 | 2012 | 4 | 35 | 35 |  | SE Polk - Easter | Glover & Watrous | 161 | 161 | Stl SP, Wd SP | 5.36 | 0 | 1 | T2-556 AL 37 ST | 0 | 825616 | 825616 | 0 | 0 | 0 | 0 | 0 | 0 | 0 | 0 | 0 | 0 | 0 | 0 | 0 | 0 | 0 | 0 | 0 | 0 | 0 | 0 | 12
NO |  | 210 | 2012 | 5 | 1 | 1 |  | Glover & Watrous | 16th & Wabash | 161 | 161 | Wd SP | 2.65 | 0 | 1 | T2-556 AL 37 ST | 0 | 837666 | 837666 | 0 | 0 | 0 | 0 | 0 | 0 | 0 | 0 | 0 | 0 | 0 | 0 | 0 | 0 | 0 | 0 | 0 | 0 | 0 | 0 | 12
NO |  | 210 | 2012 | 5 | 2 | 2 |  | Forest & Vermont-MLK | 16th & Wabash | 161 | 161 | Stl SP, Wd SP | 2.67 | 0 | 1 | 1192 AL 61 STR | 125780 | 1527968 | 1653748 | 0 | 0 | 0 | 0 | 0 | 0 | 0 | 0 | 0 | 0 | 0 | 0 | 0 | 0 | 0 | 0 | 0 | 0 | 0 | 0 | 12
NO |  | 210 | 2012 | 5 | 3 | 3 |  | Forest & Vermont | Sycamore | 161 | 161 | Stl SP, Wd SP | 6.82 | 0 | 1 | 1192 AL 61 STR | 320014 | 4538237 | 4858251 | 0 | 0 | 0 | 0 | 0 | 0 | 0 | 0 | 0 | 0 | 0 | 0 | 0 | 0 | 0 | 0 | 0 | 0 | 0 | 0 | 12
NO |  | 210 | 2012 | 5 | 4 | 4 |  | Sub 39 | Sub 47 | 161 | 161 | Tower | 2.34 | 0 | 1 | 1192 ACSR 54/19 | 36457 | 355703 | 392160 | 0 | 0 | 0 | 0 | 0 | 0 | 0 | 0 | 0 | 0 | 0 | 0 | 0 | 0 | 0 | 0 | 0 | 0 | 0 | 0 | 12
NO |  | 210 | 2012 | 5 | 5 | 5 |  | Sub 47 | Sub 48 | 161 | 161 | Tower, Wd SP | 2.62 | 0 | 1 | 1192 ACSR 54/19 | 40819 | 398265 | 439084 | 0 | 0 | 0 | 0 | 0 | 0 | 0 | 0 | 0 | 0 | 0 | 0 | 0 | 0 | 0 | 0 | 0 | 0 | 0 | 0 | 12
NO |  | 210 | 2012 | 5 | 6 | 6 |  | Hills | Sub E | 161 | 161 | Stl SP, Wd SP | 6.56 | 0 | 1 | 556 ACSR 26/7 | 46963 | 1708813 | 1755776 | 0 | 0 | 0 | 0 | 0 | 0 | 0 | 0 | 0 | 0 | 0 | 0 | 0 | 0 | 0 | 0 | 0 | 0 | 0 | 0 | 12
NO |  | 210 | 2012 | 5 | 7 | 7 |  | Sub Y | Sub G | 161 | 161 | Stl SP, Wd SP | 3.77 | 0 | 1 | 556 ACSR 26/7 | 26990 | 615093 | 642083 | 0 | 0 | 0 | 0 | 0 | 0 | 0 | 0 | 0 | 0 | 0 | 0 | 0 | 0 | 0 | 0 | 0 | 0 | 0 | 0 | 12
NO |  | 210 | 2012 | 5 | 8 | 8 |  | Sub 58 | Sub 76 | 161 | 161 | Stl SP, Wd SP | 2.68 | 0 | 1 | 954 ACSR 45/7 | 19186 | 437254 | 456440 | 0 | 0 | 0 | 0 | 0 | 0 | 0 | 0 | 0 | 0 | 0 | 0 | 0 | 0 | 0 | 0 | 0 | 0 | 0 | 0 | 12
NO |  | 210 | 2012 | 5 | 9 | 9 |  | Sub E | Sub Y | 161 | 161 | Stl SP, Wd SP | 1.71 | 0 | 1 | 556 ACSR 26/7 | 12242 | 278994 | 291236 | 0 | 0 | 0 | 0 | 0 | 0 | 0 | 0 | 0 | 0 | 0 | 0 | 0 | 0 | 0 | 0 | 0 | 0 | 0 | 0 | 12
NO |  | 210 | 2012 | 5 | 10 | 10 |  | Sub J | Sub U | 161 | 161 | Stl SP, Wd SP | 1.67 | 0.78 | 1 | 795 ACSR 26/7 | 0 | 99856 | 99856 | 0 | 0 | 0 | 0 | 0 | 0 | 0 | 0 | 0 | 0 | 0 | 0 | 0 | 0 | 0 | 0 | 0 | 0 | 0 | 0 | 12
NO |  | 210 | 2012 | 5 | 11 | 11 |  | Sub J | Enron Sub (IEN) | 161 | 161 | Stl SP, Wd SP | 3.99 | 0 | 1 | 795 ACSR 26/7 | 28564 | 855911 | 884475 | 0 | 0 | 0 | 0 | 0 | 0 | 0 | 0 | 0 | 0 | 0 | 0 | 0 | 0 | 0 | 0 | 0 | 0 | 0 | 0 | 12
NO |  | 210 | 2012 | 5 | 12 | 12 |  | Hydrocarbon (Iowa City) | Hills | 161 | 161 | Stl SP, Wd SP | 3.39 | 0 | 1 | 795 ACSR 26/7 | 24269 | 702566 | 726835 | 0 | 0 | 0 | 0 | 0 | 0 | 0 | 0 | 0 | 0 | 0 | 0 | 0 | 0 | 0 | 0 | 0 | 0 | 0 | 0 | 12
NO |  | 210 | 2012 | 5 | 13 | 13 |  | Sub G | Sub P | 161 | 161 | Stl SP, Wd SP | 4.4 | 0 | 1 | 556 ACSR 26/7 | 31428 | 716249 | 747677 | 0 | 0 | 0 | 0 | 0 | 0 | 0 | 0 | 0 | 0 | 0 | 0 | 0 | 0 | 0 | 0 | 0 | 0 | 0 | 0 | 12
NO |  | 210 | 2012 | 5 | 14 | 14 |  | Sub ICU | Sub ICP | 161 | 161 | Stl SP, Wd SP | 1.16 | 0 | 1 | 795 ACSR 26/7 | 0 | 835255 | 835255 | 0 | 0 | 0 | 0 | 0 | 0 | 0 | 0 | 0 | 0 | 0 | 0 | 0 | 0 | 0 | 0 | 0 | 0 | 0 | 0 | 12
NO |  | 210 | 2012 | 5 | 15 | 15 |  | Sub ICP | 3 Terminal Tie | 161 | 161 | Stl SP | 0.05 | 0 | 1 | T2-397 ACSR 26/7 | 0 | 80921 | 80921 | 0 | 0 | 0 | 0 | 0 | 0 | 0 | 0 | 0 | 0 | 0 | 0 | 0 | 0 | 0 | 0 | 0 | 0 | 0 | 0 | 12
NO |  | 210 | 2012 | 5 | 16 | 16 |  | Sub 70 | Sub A | 161 | 161 | Wd H-fr | 0.23 | 0.33 | 1 | 2-397 ACSR 26/7 | 4009 | 91367 | 95376 | 0 | 0 | 0 | 0 | 0 | 0 | 0 | 0 | 0 | 0 | 0 | 0 | 0 | 0 | 0 | 0 | 0 | 0 | 0 | 0 | 12
NO |  | 210 | 2012 | 5 | 17 | 17 |  | Sub 70 | Sub 88 | 161 | 161 | Wd H-fr | 0.04 | 0.76 | 1 | 2-397 ACSR 26/7 | 5727 | 130524 | 136251 | 0 | 0 | 0 | 0 | 0 | 0 | 0 | 0 | 0 | 0 | 0 | 0 | 0 | 0 | 0 | 0 | 0 | 0 | 0 | 0 | 12
NO |  | 210 | 2012 | 5 | 18 | 18 |  | Sub 71 | Sub 88 | 161 | 161 | Wd H-fr | 4.05 | 0 | 1 | 2-397 ACSR 26/7 | 6436 | 79633 | 86069 | 0 | 0 | 0 | 0 | 0 | 0 | 0 | 0 | 0 | 0 | 0 | 0 | 0 | 0 | 0 | 0 | 0 | 0 | 0 | 0 | 12
NO |  | 210 | 2012 | 5 | 19 | 19 |  | Sub 79 | Sub 71 | 161 | 161 | Wd H-fr | 2.08 | 0 | 1 | 2-397 ACSR 26/7 | 4648 | 95610 | 100258 | 0 | 0 | 0 | 0 | 0 | 0 | 0 | 0 | 0 | 0 | 0 | 0 | 0 | 0 | 0 | 0 | 0 | 0 | 0 | 0 | 12
NO |  | 210 | 2012 | 5 | 20 | 20 |  | Sub 74 | Sub 79 | 161 | 161 | Wd H-fr | 2.08 | 0 | 1 | 2-397 ACSR 26/7 | 4648 | 37873 | 42521 | 0 | 0 | 0 | 0 | 0 | 0 | 0 | 0 | 0 | 0 | 0 | 0 | 0 | 0 | 0 | 0 | 0 | 0 | 0 | 0 | 12
NO |  | 210 | 2012 | 5 | 21 | 21 |  | Sub 74 | Sub 76 | 161 | 161 | Stl SP, Wd SP | 3.05 | 1.6 | 1 | 1192 ACSR 54/19 | 33290 | 758670 | 791960 | 0 | 0 | 0 | 0 | 0 | 0 | 0 | 0 | 0 | 0 | 0 | 0 | 0 | 0 | 0 | 0 | 0 | 0 | 0 | 0 | 12
NO |  | 210 | 2012 | 5 | 22 | 22 |  | Sub 74 | Sub 58 Tap | 161 | 161 | Wd H-fr | 1.09 | 0 | 1 | 1192 ACSR 54/19 | 2436 | 19847 | 22283 | 0 | 0 | 0 | 0 | 0 | 0 | 0 | 0 | 0 | 0 | 0 | 0 | 0 | 0 | 0 | 0 | 0 | 0 | 0 | 0 | 12
NO |  | 210 | 2012 | 5 | 23 | 23 |  | Sub 78 | Sub 58 Tap | 161 | 161 | Wd H-fr | 1.55 | 0 | 1 | 2-397 ACSR 26/7 | 3464 | 28222 | 31686 | 0 | 0 | 0 | 0 | 0 | 0 | 0 | 0 | 0 | 0 | 0 | 0 | 0 | 0 | 0 | 0 | 0 | 0 | 0 | 0 | 12
NO |  | 210 | 2012 | 5 | 24 | 24 |  | Sub 56 | Sub 78 | 161 | 161 | Wd H-fr | 4.93 | 0 | 1 | 2-397 ACSR 26/7 | 11017 | 89765 | 100782 | 0 | 0 | 0 | 0 | 0 | 0 | 0 | 0 | 0 | 0 | 0 | 0 | 0 | 0 | 0 | 0 | 0 | 0 | 0 | 0 | 12
NO |  | 210 | 2012 | 5 | 25 | 25 |  | Hills | Parnell | 161 | 161 | Wd H-fr | 27.56 | 0 | 1 | 397 ACSR 26/7 | 61588 | 1705226 | 1766814 | 0 | 0 | 0 | 0 | 0 | 622100300 | 0 | 0 | 0 | 0 | 0 | 0 | 0 | 0 | 0 | 0 | 0 | 0 | 0 | 0 | 12
NO |  | 210 | 2012 | 0 | 36 | 36 |  | TOTAL |  | 0 | 0 |  | 3585.52 | 289.12 | 496 |  | 37652757 | 561949926 | 599602683 | 10842884 | 5962556 | 1068832 | 17874272 | 0 | 0 | 0 | 0 | 0 | 0 | 0 | 0 | 0 | 0 | 0 | 0 | 0 | 0 | 0 | 0 | 12
NO |  | 210 | 2012 | 5 | 26 | 26 |  | Neal North | Salix Jct. | 161 | 161 | Wd SP | 4.18 | 0 | 1 | 954 ACSR 45/7 | 31021 | 503872 | 534893 | 0 | 0 | 0 | 0 | 0 | 0 | 0 | 0 | 0 | 0 | 0 | 0 | 0 | 0 | 0 | 0 | 0 | 0 | 0 | 0 | 12
NO |  | 210 | 2012 | 5 | 27 | 27 |  | LeMars South Tap | LeMars South | 161 | 161 | Stl SP, Wd SP | 11.35 | 0 | 1 | 477 ACSR 26/7 | 0 | 1153072 | 1153072 | 0 | 0 | 0 | 0 | 0 | 0 | 0 | 0 | 0 | 0 | 0 | 0 | 0 | 0 | 0 | 0 | 0 | 0 | 0 | 0 | 12
NO |  | 210 | 2012 | 5 | 28 | 28 |  | Less non-MEC 161kV Partial |  | 0 | 0 |  | 0 | 0 | 0 |  | 0 | 0 | 0 | 0 | 0 | 0 | 0 | 0 | 0 | 0 | 0 | 0 | 0 | 0 | 0 | 0 | 0 | 0 | 0 | 0 | 0 | 0 | 0 | 12
NO |  | 210 | 2012 | 5 | 29 | 29 |  | Ownership miles |  | 0 | 0 |  | -34.65 | 0 | 0 |  | 0 | 0 | 0 | 0 | 0 | 0 | 0 | 0 | 0 | 0 | 0 | 0 | 0 | 0 | 0 | 0 | 0 | 0 | 0 | 0 | 0 | 0 | 0 | 12
NO |  | 210 | 2012 | 5 | 30 | 30 |  | 161kV Expenses |  | 0 | 0 |  | 0 | 0 | 0 |  | 0 | 0 | 0 | 4092206 | 2298161 | 296280 | 6686647 | 0 | 0 | 0 | 0 | 0 | 0 | 0 | 0 | 0 | 0 | 0 | 0 | 0 | 0 | 0 | 0 | 12
NO |  | 210 | 2012 | 5 | 31 | 31 |  | Various Locations |  | 69 | 69 | Various OH/UG | 1394.35 | 115.63 | 284 | 69 kV OH | 2258562 | 151125153 | 153383715 | 1597793 | 774914 | 110007 | 2482714 | 0 | 0 | 0 | 0 | 0 | 0 | 0 | 0 | 0 | 0 | 0 | 0 | 0 | 0 | 0 | 0 | 12
NO |  | 446 | 2012 | 0 | 1 | 1 |  | PG&E Pittsburg Substation | TBC Pittsburg Converter Sub | 230 | 230 | Cable | 1 | 0 | 1 | XLPE Cable 1600m2 | 0 | 0 | 0 | 0 | 0 | 0 | 0 | 0 | 0 | 0 | 0 | 0 | 0 | 0 | 0 | 0 | 0 | 0 | 0 | 0 | 0 | 0 | 0 | 12
NO |  | 446 | 2012 | 0 | 2 | 2 |  | TBC Pittsburg Converter Sub | TBC Potrero Converter Sub | 200 | 200 | Cable | 53 | 0 | 1 | XLPE Cable 1100m2 | 0 | 0 | 0 | 0 | 0 | 0 | 0 | 0 | 0 | 0 | 0 | 0 | 0 | 0 | 0 | 0 | 0 | 0 | 0 | 0 | 0 | 0 | 0 | 12
NO |  | 446 | 2012 | 0 | 3 | 3 |  | TBC Potrero Converter Sub | PG&E Potrero Substation | 115 | 115 | Cable | 1 | 0 | 1 | XLPE Cable 1600m2 | 0 | 0 | 0 | 0 | 0 | 0 | 0 | 0 | 0 | 0 | 0 | 0 | 0 | 0 | 0 | 0 | 0 | 0 | 0 | 0 | 0 | 0 | 0 | 12
NO |  | 446 | 2012 | 0 | 4 | 4 |  |  | Total | 0 | 0 |  | 0 | 0 | 0 |  | 63020238 | 432490964 | 495511202 | 5590615 | 690003 | 8345689 | 14626307 | 0 | 0 | 0 | 0 | 0 | 0 | 0 | 0 | 0 | 0 | 0 | 0 | 0 | 0 | 0 | 0 | 12
NO |  | 446 | 2012 | 0 | 36 | 36 |  | TOTAL |  | 0 | 0 |  | 55 | 0 | 3 |  | 63020238 | 432490964 | 495511202 | 5590615 | 690003 | 8345689 | 14626307 | 0 | 0 | 0 | 0 | 0 | 0 | 0 | 0 | 0 | 0 | 0 | 0 | 0 | 0 | 0 | 0 | 12
NO |  | 135 | 2012 | 0 | 1 | 1 |  | 500 kv lines |  | 0 | 0 |  | 0 | 0 | 0 |  | 25884107 | 127558588 | 153442695 | 0 | 0 | 0 | 0 | 0 | 0 | 0 | 0 | 0 | 0 | 0 | 0 | 0 | 0 | 0 | 0 | 0 | 0 | 0 | 0 | 12
NO |  | 135 | 2012 | 0 | 3 | 3 |  | 220 kv lines |  | 0 | 0 |  | 0 | 0 | 0 |  | 24823386 | 262427523 | 287250909 | 0 | 0 | 0 | 0 | 0 | 0 | 0 | 0 | 0 | 0 | 0 | 0 | 0 | 0 | 0 | 0 | 0 | 0 | 0 | 0 | 12
NO |  | 135 | 2012 | 0 | 5 | 5 |  | 132 kv lines |  | 0 | 0 |  | 0 | 0 | 0 |  | 3692180 | 48864358 | 52556538 | 0 | 0 | 0 | 0 | 0 | 0 | 0 | 0 | 0 | 0 | 0 | 0 | 0 | 0 | 0 | 0 | 0 | 0 | 0 | 0 | 12
SI/NO | A | 135 | 2012 | 0 | 7 | 7 |  | 66 kv lines |  | 0 | 0 |  | 0 | 0 | 0 |  | 1808330 | 83812436 | 85620766 | 0 | 0 | 0 | 1875561.0472 | 0 | 0 | 0 | 0 | 0 | 0 | 0 | 0 | 0 | 0 | 0 | 0 | 0 | 0 | 0 | 0 | 12
SI/NO | A | 135 | 2012 | 0 | 9 | 9 |  | 13.2 kv lines |  | 0 | 0 |  | 0 | 0 | 0 |  | 2706 | 1579042 | 1581748 | 0 | 0 | 0 | 34648.895 | 0 | 0 | 0 | 0 | 0 | 0 | 0 | 0 | 0 | 0 | 0 | 0 | 0 | 0 | 0 | 0 | 12
NO |  | 135 | 2012 | 0 | 11 | 11 |  | NONE |  | 0 | 0 |  | 0 | 0 | 0 |  | 940102 | 963673 | 1903775 | 0 | 0 | 0 | 0 | 0 | 0 | 0 | 0 | 0 | 0 | 0 | 0 | 0 | 0 | 0 | 0 | 0 | 0 | 0 | 0 | 12
NO |  | 135 | 2012 | 1 | 1 | 1 |  | OWNED BY PECO ENERGY |  | 0 | 0 |  | 0 | 0 | 0 |  | 0 | 0 | 0 | 0 | 0 | 0 | 0 | 0 | 0 | 0 | 0 | 0 | 0 | 0 | 0 | 0 | 0 | 0 | 0 | 0 | 0 | 0 | 0 | 12
NO |  | 135 | 2012 | 1 | 2 | 2 |  | Branchburg Sub - 7501 | Deans Sub | 500 | 500 | SAC | 8.51 | 0 | 1 | 2493 MCM ACAR | 0 | 0 | 0 | 0 | 0 | 0 | 0 | 0 | 0 | 0 | 0 | 621350320 | 0 | 0 | 0 | 0 | 0 | 0 | 0 | 0 | 0 | 0 | 0 | 12
NO |  | 135 | 2012 | 1 | 3 | 3 |  | New Freedom Sub - 7502 | Deans Sub | 500 | 500 | SAC | 28.51 | 0 | 1 | 2493 MCM ACAR | 0 | 0 | 0 | 0 | 0 | 0 | 0 | 0 | 0 | 0 | 0 | 621350321 | 0 | 0 | 0 | 0 | 0 | 0 | 0 | 0 | 0 | 0 | 0 | 12
NO |  | 135 | 2012 | 1 | 4 | 4 |  | Salem Sub -7503 | New Freedom Sub | 500 | 500 | SAC | 21.39 | 0 | 1 | 2493 MCM ACAR | 0 | 0 | 0 | 0 | 0 | 0 | 0 | 0 | 0 | 0 | 0 | 621350322 | 0 | 0 | 0 | 0 | 0 | 0 | 0 | 0 | 0 | 0 | 0 | 12
NO |  | 135 | 2012 | 1 | 5 | 5 |  | Salem Sub -7504 | Keeney Sub | 500 | 500 | SAC | 5.81 | 0 | 1 | 2493 MCM ACAR | 0 | 0 | 0 | 0 | 0 | 0 | 0 | 0 | 0 | 0 | 0 | 621350323 | 0 | 0 | 0 | 0 | 0 | 0 | 0 | 0 | 0 | 0 | 0 | 12
NO |  | 135 | 2012 | 1 | 6 | 6 |  | Hope Creek - 7504 | Keeney Sub | 0 | 0 |  | 0 | 0 | 0 |  | 0 | 0 | 0 | 0 | 0 | 0 | 0 | 0 | 0 | 0 | 0 | 0 | 0 | 0 | 0 | 0 | 0 | 0 | 0 | 0 | 0 | 0 | 0 | 12
NO |  | 135 | 2012 | 1 | 7 | 7 |  | Peach Bottom N.Sub 7508 | Metropol. Edison | 500 | 500 | ST | 10.93 | 0 | 1 | 2493 MCM ACAR | 0 | 0 | 0 | 0 | 0 | 0 | 0 | 0 | 0 | 0 | 0 | 0 | 0 | 0 | 0 | 0 | 0 | 0 | 0 | 0 | 0 | 0 | 0 | 12
NO |  | 135 | 2012 | 1 | 8 | 8 |  | Bradford Sub - 7509 | Newlineville Sub | 0 | 0 | ST | 0 | 0 | 0 |  | 0 | 0 | 0 | 0 | 0 | 0 | 0 | 0 | 0 | 0 | 0 | 0 | 0 | 0 | 0 | 0 | 0 | 0 | 0 | 0 | 0 | 0 | 0 | 12
NO |  | 135 | 2012 | 1 | 9 | 9 |  | Limerick Sub -7511 | Whitpain Sub | 500 | 500 | ST | 14.3 | 0 | 1 | 2493 MCM ACAR | 0 | 0 | 0 | 0 | 0 | 0 | 0 | 0 | 0 | 0 | 0 | 0 | 0 | 0 | 0 | 0 | 0 | 0 | 0 | 0 | 0 | 0 | 0 | 12
NO |  | 135 | 2012 | 1 | 10 | 10 |  |  |  | 0 | 0 | TS | 1.48 | 0 | 1 |  | 0 | 0 | 0 | 0 | 0 | 0 | 0 | 0 | 0 | 0 | 0 | 0 | 0 | 0 | 0 | 0 | 0 | 0 | 0 | 0 | 0 | 0 | 0 | 12
NO |  | 135 | 2012 | 1 | 11 | 11 |  | Peach Bottom S. Sub -7512 | Balt. Gas & Elec | 500 | 500 | ST | 6.24 | 0 | 1 | 2493 MCM ACAR | 0 | 0 | 0 | 0 | 0 | 0 | 0 | 0 | 0 | 0 | 0 | 0 | 0 | 0 | 0 | 0 | 0 | 0 | 0 | 0 | 0 | 0 | 0 | 12
NO |  | 135 | 2012 | 1 | 12 | 12 |  | Peach Bottom N. Sub - 7513 | Limerick 500KV Sub | 500 | 500 | ST | 56.64 | 0 | 1 | 2493 MCM ACAR | 0 | 0 | 0 | 0 | 0 | 0 | 0 | 0 | 0 | 0 | 0 | 0 | 0 | 0 | 0 | 0 | 0 | 0 | 0 | 0 | 0 | 0 | 0 | 12
NO |  | 135 | 2012 | 1 | 14 | 14 |  | Conemaugh Sub -7515 | Conastone Sub | 500 | 500 | ST | 28.03 | 0 | 1 | 2493 MCM ACAR | 0 | 0 | 0 | 0 | 0 | 0 | 0 | 0 | 0 | 0 | 0 | 621350324 | 0 | 0 | 0 | 0 | 0 | 0 | 0 | 0 | 0 | 0 | 0 | 12
NO |  | 135 | 2012 | 1 | 17 | 17 |  |  |  | 0 | 0 | TS | 0.85 | 0 | 1 |  | 0 | 0 | 0 | 0 | 0 | 0 | 0 | 0 | 0 | 0 | 0 | 0 | 0 | 0 | 0 | 0 | 0 | 0 | 0 | 0 | 0 | 0 | 0 | 12
NO |  | 135 | 2012 | 1 | 18 | 18 |  | Elroy Sub -7517 | Branchburg Sub | 500 | 500 | ST | 19.85 | 0 | 1 | 2493 MCM ACAR | 0 | 0 | 0 | 0 | 0 | 0 | 0 | 0 | 0 | 0 | 0 | 0 | 0 | 0 | 0 | 0 | 0 | 0 | 0 | 0 | 0 | 0 | 0 | 12
NO |  | 135 | 2012 | 1 | 19 | 19 |  |  |  | 0 | 0 | TS | 3.58 | 0 | 1 |  | 0 | 0 | 0 | 0 | 0 | 0 | 0 | 0 | 0 | 0 | 0 | 0 | 0 | 0 | 0 | 0 | 0 | 0 | 0 | 0 | 0 | 0 | 0 | 12
NO |  | 135 | 2012 | 1 | 20 | 20 |  | Elroy Sub-7518 | Hosensack Sub | 500 | 500 | SAC | 17.63 | 0 | 1 | 2493 MCM ACAR | 0 | 0 | 0 | 0 | 0 | 0 | 0 | 0 | 0 | 0 | 0 | 0 | 0 | 0 | 0 | 0 | 0 | 0 | 0 | 0 | 0 | 0 | 0 | 12
NO |  | 135 | 2012 | 1 | 21 | 21 |  | Peach Bottom Sub -7521 | Pt. oc Conn with | 500 | 500 | SAC | 6.26 | 0 | 1 | 2493 MCM ACAR | 0 | 0 | 0 | 0 | 0 | 0 | 0 | 0 | 0 | 0 | 0 | 0 | 0 | 0 | 0 | 0 | 0 | 0 | 0 | 0 | 0 | 0 | 0 | 12
NO |  | 135 | 2012 | 1 | 22 | 22 |  |  | CPCO at PA-MD | 0 | 0 |  | 0 | 0 | 0 |  | 0 | 0 | 0 | 0 | 0 | 0 | 0 | 0 | 0 | 0 | 0 | 0 | 0 | 0 | 0 | 0 | 0 | 0 | 0 | 0 | 0 | 0 | 0 | 12
NO |  | 135 | 2012 | 1 | 23 | 23 |  |  | Stateline | 0 | 0 |  | 0 | 0 | 0 |  | 0 | 0 | 0 | 0 | 0 | 0 | 0 | 0 | 0 | 0 | 0 | 0 | 0 | 0 | 0 | 0 | 0 | 0 | 0 | 0 | 0 | 0 | 0 | 12
NO |  | 135 | 2012 | 1 | 24 | 24 |  | Peach Bottom S. Sub -7522 | PB N. Sub | 500 | 500 | ST | 1.81 | 0 | 2 | 2493 MCM ACAR | 0 | 0 | 0 | 0 | 0 | 0 | 0 | 0 | 0 | 0 | 0 | 0 | 0 | 0 | 0 | 0 | 0 | 0 | 0 | 0 | 0 | 0 | 0 | 12
NO |  | 135 | 2012 | 1 | 25 | 25 |  | Peach Bottom Gen. -7523 | PB N. Sub | 500 | 500 | ST | 0.46 | 0 | 1 | 2493 MCM ACAR | 0 | 0 | 0 | 0 | 0 | 0 | 0 | 0 | 0 | 0 | 0 | 0 | 0 | 0 | 0 | 0 | 0 | 0 | 0 | 0 | 0 | 0 | 0 | 12
NO |  | 135 | 2012 | 1 | 26 | 26 |  | Peach Bottom Gen. -7524 | PB S. Sub | 500 | 500 | ST | 0.44 | 0 | 1 | 2493 MCM ACAR | 0 | 0 | 0 | 0 | 0 | 0 | 0 | 0 | 0 | 0 | 0 | 0 | 0 | 0 | 0 | 0 | 0 | 0 | 0 | 0 | 0 | 0 | 0 | 12
NO |  | 135 | 2012 | 1 | 27 | 27 |  | Limerick transf. |  | 0 | 0 |  | 0 | 0 | 0 |  | 0 | 0 | 0 | 0 | 0 | 0 | 0 | 0 | 0 | 0 | 0 | 0 | 0 | 0 | 0 | 0 | 0 | 0 | 0 | 0 | 0 | 0 | 0 | 12
NO |  | 135 | 2012 | 1 | 28 | 28 |  | Switch Yard - 7526 | Limerick Sub | 500 | 500 | TS | 15.79 | 0 | 1 | 2493 MCM ACAR | 0 | 0 | 0 | 0 | 0 | 0 | 0 | 0 | 0 | 0 | 0 | 0 | 0 | 0 | 0 | 0 | 0 | 0 | 0 | 0 | 0 | 0 | 0 | 12
NO |  | 135 | 2012 | 1 | 29 | 29 |  | Limerick Sub 7527 | Whitpain Sub | 500 | 500 | TS | 0.34 | 0 | 1 | 2493 MCM ACAR | 0 | 0 | 0 | 0 | 0 | 0 | 0 | 0 | 0 | 0 | 0 | 0 | 0 | 0 | 0 | 0 | 0 | 0 | 0 | 0 | 0 | 0 | 0 | 12
NO |  | 135 | 2012 | 1 | 30 | 30 |  | Limerick Sub -7528 | Whitpain Sub | 500 | 500 | ST | 0.93 | 0 | 1 | 2493 MCM ACAR | 0 | 0 | 0 | 0 | 0 | 0 | 0 | 0 | 0 | 0 | 0 | 0 | 0 | 0 | 0 | 0 | 0 | 0 | 0 | 0 | 0 | 0 | 0 | 12
NO |  | 135 | 2012 | 1 | 31 | 31 |  |  |  | 500 | 500 | TS | 14.83 | 0 | 1 | 2493 MCM ACAR | 0 | 0 | 0 | 0 | 0 | 0 | 0 | 0 | 0 | 0 | 0 | 0 | 0 | 0 | 0 | 0 | 0 | 0 | 0 | 0 | 0 | 0 | 0 | 12
NO |  | 135 | 2012 | 1 | 32 | 32 |  | Pch Btm-Pa St Line-7930 | Keeney-Del. State Line | 500 | 500 | SAC | 24.06 | 0 | 1 | 2493 MCM ACAR | 0 | 0 | 0 | 0 | 0 | 0 | 0 | 0 | 0 | 0 | 0 | 0 | 0 | 0 | 0 | 0 | 0 | 0 | 0 | 0 | 0 | 0 | 0 | 12
NO |  | 135 | 2012 | 2 | 2 | 2 |  | OWNED BY PECO ENERGY |  | 0 | 0 |  | 0 | 0 | 0 |  | 0 | 0 | 0 | 0 | 0 | 0 | 0 | 0 | 0 | 0 | 0 | 0 | 0 | 0 | 0 | 0 | 0 | 0 | 0 | 0 | 0 | 0 | 0 | 12
NO |  | 135 | 2012 | 2 | 3 | 3 |  | Nottingham Sub -7001 | Daleville Sub & | 220 | 220 | ST | 24.73 | 0 | 1 | 795 MCM ACSR | 0 | 0 | 0 | 0 | 0 | 0 | 0 | 0 | 0 | 0 | 0 | 0 | 0 | 0 | 0 | 0 | 0 | 0 | 0 | 0 | 0 | 0 | 0 | 12
NO |  | 135 | 2012 | 2 | 4 | 4 |  |  | Bradford Sub | 0 | 0 |  | 0 | 0 | 0 |  | 0 | 0 | 0 | 0 | 0 | 0 | 0 | 0 | 0 | 0 | 0 | 0 | 0 | 0 | 0 | 0 | 0 | 0 | 0 | 0 | 0 | 0 | 0 | 12
NO |  | 135 | 2012 | 2 | 5 | 5 |  | PEPCO | Clay | 230 | 230 | ST | 15.93 | 0 | 0 | 795 MCM ACSR | 0 | 0 | 0 | 0 | 0 | 0 | 0 | 0 | 0 | 0 | 0 | 0 | 0 | 0 | 0 | 0 | 0 | 0 | 0 | 0 | 0 | 0 | 0 | 12
NO |  | 135 | 2012 | 2 | 6 | 6 |  | PEPCO | Clay | 230 | 230 | TS | 6.95 | 0 | 0 | 795 MCM ACSR | 0 | 0 | 0 | 0 | 0 | 0 | 0 | 0 | 0 | 0 | 0 | 0 | 0 | 0 | 0 | 0 | 0 | 0 | 0 | 0 | 0 | 0 | 0 | 12
NO |  | 135 | 2012 | 2 | 7 | 7 |  | Clay | Jennersville- Bradford | 230 | 230 | ST | 16.05 | 0 | 0 | 795 MCM ACSR | 0 | 0 | 0 | 0 | 0 | 0 | 0 | 0 | 0 | 0 | 0 | 0 | 0 | 0 | 0 | 0 | 0 | 0 | 0 | 0 | 0 | 0 | 0 | 12
NO |  | 135 | 2012 | 2 | 8 | 8 |  | Clay | Jennersville- Bradford | 230 | 230 | TS | 6.94 | 0 | 0 | 795 MCM ACSR | 0 | 0 | 0 | 0 | 0 | 0 | 0 | 0 | 0 | 0 | 0 | 0 | 0 | 0 | 0 | 0 | 0 | 0 | 0 | 0 | 0 | 0 | 0 | 12
NO |  | 135 | 2012 | 2 | 9 | 9 |  | West Nottingham Twp-7003 |  | 220 | 220 | ST | 25 | 0 | 1 | 795 MCM ACSR | 0 | 0 | 0 | 0 | 0 | 0 | 0 | 0 | 0 | 0 | 0 | 0 | 0 | 0 | 0 | 0 | 0 | 0 | 0 | 0 | 0 | 0 | 0 | 12
NO |  | 135 | 2012 | 2 | 10 | 10 |  | Bradford Sub - 7004 | Chichester Sub | 220 | 500 | ST | 12.72 | 0 | 1 | 2493 MCM ACAR | 0 | 0 | 0 | 0 | 0 | 0 | 0 | 0 | 0 | 0 | 0 | 0 | 0 | 0 | 0 | 0 | 0 | 0 | 0 | 0 | 0 | 0 | 0 | 12
NO |  | 135 | 2012 | 2 | 11 | 11 |  |  |  | 0 | 0 | TS | 6.22 | 0 | 1 |  | 0 | 0 | 0 | 0 | 0 | 0 | 0 | 0 | 0 | 0 | 0 | 0 | 0 | 0 | 0 | 0 | 0 | 0 | 0 | 0 | 0 | 0 | 0 | 12
NO |  | 135 | 2012 | 2 | 12 | 12 |  |  |  | 0 | 0 | HFW | 0.12 | 0 | 1 |  | 0 | 0 | 0 | 0 | 0 | 0 | 0 | 0 | 0 | 0 | 0 | 0 | 0 | 0 | 0 | 0 | 0 | 0 | 0 | 0 | 0 | 0 | 0 | 12
NO |  | 135 | 2012 | 2 | 13 | 13 |  |  |  | 0 | 0 | WP | 0.05 | 0 | 1 | 1590 MCM ACSR | 0 | 0 | 0 | 0 | 0 | 0 | 0 | 0 | 0 | 0 | 0 | 0 | 0 | 0 | 0 | 0 | 0 | 0 | 0 | 0 | 0 | 0 | 0 | 12
NO |  | 135 | 2012 | 2 | 14 | 14 |  | Chichester Sub-7005 | Alantic City Elec. Co | 220 | 220 | TS | 0.48 | 0 | 1 | 795 MCM ACSR | 0 | 0 | 0 | 0 | 0 | 0 | 0 | 0 | 0 | 0 | 0 | 0 | 0 | 0 | 0 | 0 | 0 | 0 | 0 | 0 | 0 | 0 | 0 | 12
NO |  | 135 | 2012 | 2 | 15 | 15 |  |  |  | 220 | 220 | AT | 2.7 | 0 | 1 | 795 MCM ACSR | 0 | 0 | 0 | 0 | 0 | 0 | 0 | 0 | 0 | 0 | 0 | 0 | 0 | 0 | 0 | 0 | 0 | 0 | 0 | 0 | 0 | 0 | 0 | 12
NO |  | 135 | 2012 | 2 | 16 | 16 |  |  |  | 0 | 0 | ST | 0.88 | 0 | 1 | 851 MCM ACSR | 0 | 0 | 0 | 0 | 0 | 0 | 0 | 0 | 0 | 0 | 0 | 0 | 0 | 0 | 0 | 0 | 0 | 0 | 0 | 0 | 0 | 0 | 0 | 12
NO |  | 135 | 2012 | 2 | 17 | 17 |  | Chichester Sub-7006 | Delmarva Power & Light Co. | 220 | 220 | AT | 0.65 | 0.09 | 1 | 1590 MCN ACSR | 0 | 0 | 0 | 0 | 0 | 0 | 0 | 0 | 0 | 0 | 0 | 621350325 | 0 | 0 | 0 | 0 | 0 | 0 | 0 | 0 | 0 | 0 | 0 | 12
NO |  | 135 | 2012 | 2 | 18 | 18 |  |  |  | 220 | 220 | TS | 0.85 | 0 | 1 | 1590 MCN ACSR | 0 | 0 | 0 | 0 | 0 | 0 | 0 | 0 | 0 | 0 | 0 | 0 | 0 | 0 | 0 | 0 | 0 | 0 | 0 | 0 | 0 | 0 | 0 | 12
NO |  | 135 | 2012 | 2 | 19 | 19 |  |  |  | 0 | 0 | TS | 3.53 | 0 | 1 | 1590 MCN ACSR | 0 | 0 | 0 | 0 | 0 | 0 | 0 | 0 | 0 | 0 | 0 | 621350326 | 0 | 0 | 0 | 0 | 0 | 0 | 0 | 0 | 0 | 0 | 0 | 12
NO |  | 135 | 2012 | 2 | 20 | 20 |  | Nottingham Sub -7008 | Balt. Gas & Elect | 0 | 0 |  | 0 | 0 | 0 |  | 0 | 0 | 0 | 0 | 0 | 0 | 0 | 0 | 0 | 0 | 0 | 0 | 0 | 0 | 0 | 0 | 0 | 0 | 0 | 0 | 0 | 0 | 0 | 12
NO |  | 135 | 2012 | 2 | 21 | 21 |  |  | Co. Graceton, MD | 220 | 220 | ST | 1 | 0 | 1 | 851 MCM ACSR | 0 | 0 | 0 | 0 | 0 | 0 | 0 | 0 | 0 | 0 | 0 | 0 | 0 | 0 | 0 | 0 | 0 | 0 | 0 | 0 | 0 | 0 | 0 | 12
NO |  | 135 | 2012 | 2 | 22 | 22 |  |  |  | 0 | 0 | HFW | 0.27 | 0 | 1 | 795 MCM ACSR | 0 | 0 | 0 | 0 | 0 | 0 | 0 | 0 | 0 | 0 | 0 | 0 | 0 | 0 | 0 | 0 | 0 | 0 | 0 | 0 | 0 | 0 | 0 | 12
NO |  | 135 | 2012 | 2 | 23 | 23 |  |  |  | 0 | 0 | ST | 17.95 | 0 | 1 | 795 MCM ACSR | 0 | 0 | 0 | 0 | 0 | 0 | 0 | 0 | 0 | 0 | 0 | 0 | 0 | 0 | 0 | 0 | 0 | 0 | 0 | 0 | 0 | 0 | 0 | 12
NO |  | 135 | 2012 | 2 | 24 | 24 |  | PEPCO | Nottingham Sub | 0 | 0 |  | 0 | 0 | 0 |  | 0 | 0 | 0 | 0 | 0 | 0 | 0 | 0 | 0 | 0 | 0 | 0 | 0 | 0 | 0 | 0 | 0 | 0 | 0 | 0 | 0 | 0 | 0 | 12
NO |  | 135 | 2012 | 2 | 25 | 25 |  | West Nottingham TWP -7009 |  | 220 | 220 | ST | 0.18 | 0 | 1 | 795 MCM ACSR | 0 | 0 | 0 | 0 | 0 | 0 | 0 | 0 | 0 | 0 | 0 | 621350327 | 0 | 0 | 0 | 0 | 0 | 0 | 0 | 0 | 0 | 0 | 0 | 12
NO |  | 135 | 2012 | 2 | 26 | 26 |  | Whitpain Sub - 7010 | PA Power & Light Co. | 220 | 220 | ST | 4.43 | 0 | 1 | 795 MCM ACSR | 0 | 0 | 0 | 0 | 0 | 0 | 0 | 0 | 0 | 0 | 0 | 0 | 0 | 0 | 0 | 0 | 0 | 0 | 0 | 0 | 0 | 0 | 0 | 12
NO |  | 135 | 2012 | 2 | 27 | 27 |  |  | Towamencin Twp | 0 | 0 | TS | 0.45 | 0 | 1 |  | 0 | 0 | 0 | 0 | 0 | 0 | 0 | 0 | 0 | 0 | 0 | 0 | 0 | 0 | 0 | 0 | 0 | 0 | 0 | 0 | 0 | 0 | 0 | 12
NO |  | 135 | 2012 | 2 | 28 | 28 |  |  |  | 0 | 0 |  | 0.65 | 0 | 1 |  | 0 | 0 | 0 | 0 | 0 | 0 | 0 | 0 | 0 | 0 | 0 | 0 | 0 | 0 | 0 | 0 | 0 | 0 | 0 | 0 | 0 | 0 | 0 | 12
NO |  | 135 | 2012 | 2 | 29 | 29 |  | Chichester Sub -7011 | Delmarva Power & | 220 | 220 | AT | 0 | 0 | 0 | 1590 MCM ACSR | 0 | 0 | 0 | 0 | 0 | 0 | 0 | 0 | 0 | 0 | 0 | 0 | 0 | 0 | 0 | 0 | 0 | 0 | 0 | 0 | 0 | 0 | 0 | 12
NO |  | 135 | 2012 | 3 | 1 | 1 |  | OWNED BY PECO ENERGY |  | 0 | 0 |  | 0 | 0 | 0 |  | 0 | 0 | 0 | 0 | 0 | 0 | 0 | 0 | 0 | 0 | 0 | 0 | 0 | 0 | 0 | 0 | 0 | 0 | 0 | 0 | 0 | 0 | 0 | 12
NO |  | 135 | 2012 | 3 | 2 | 2 |  | Bradford Sub-7013 | Plymouth Mtg Sub | 220 | 220 | TS | 18.84 | 0 | 1 | 795 MCM ACSR | 0 | 0 | 0 | 0 | 0 | 0 | 0 | 0 | 0 | 0 | 0 | 0 | 0 | 0 | 0 | 0 | 0 | 0 | 0 | 0 | 0 | 0 | 0 | 12
NO |  | 135 | 2012 | 3 | 3 | 3 |  |  |  | 220 | 220 | TS | 1.82 | 0 | 1 | 795 MCM ACSR | 0 | 0 | 0 | 0 | 0 | 0 | 0 | 0 | 0 | 0 | 0 | 0 | 0 | 0 | 0 | 0 | 0 | 0 | 0 | 0 | 0 | 0 | 0 | 12
NO |  | 135 | 2012 | 3 | 4 | 4 |  |  |  | 220 | 220 | TS | 0.13 | 0 | 1 | 1590 MDM ACSR | 0 | 0 | 0 | 0 | 0 | 0 | 0 | 0 | 0 | 0 | 0 | 0 | 0 | 0 | 0 | 0 | 0 | 0 | 0 | 0 | 0 | 0 | 0 | 12
NO |  | 135 | 2012 | 3 | 5 | 5 |  |  |  | 220 | 220 | TS | 0.02 | 0 | 1 | 1000 MCM AL | 0 | 0 | 0 | 0 | 0 | 0 | 0 | 0 | 0 | 0 | 0 | 0 | 0 | 0 | 0 | 0 | 0 | 0 | 0 | 0 | 0 | 0 | 0 | 12
NO |  | 135 | 2012 | 3 | 6 | 6 |  |  |  | 220 | 220 | TS | 20.41 | 0 | 1 | 795 MCM ACSR | 0 | 0 | 0 | 0 | 0 | 0 | 0 | 0 | 0 | 0 | 0 | 0 | 0 | 0 | 0 | 0 | 0 | 0 | 0 | 0 | 0 | 0 | 0 | 12
NO |  | 135 | 2012 | 3 | 7 | 7 |  |  |  | 220 | 220 | TS | 0.37 | 0 | 1 | 795 MCM ACSR | 0 | 0 | 0 | 0 | 0 | 0 | 0 | 0 | 0 | 0 | 0 | 0 | 0 | 0 | 0 | 0 | 0 | 0 | 0 | 0 | 0 | 0 | 0 | 12
NO |  | 135 | 2012 | 3 | 9 | 9 |  | Plymouth Meeting Sta. -7014 | Whitpain Sub | 220 | 220 | TS | 10.24 | 0 | 2 | 795 MCM ACSR | 0 | 0 | 0 | 0 | 0 | 0 | 0 | 0 | 0 | 0 | 0 | 0 | 0 | 0 | 0 | 0 | 0 | 0 | 0 | 0 | 0 | 0 | 0 | 12
NO |  | 135 | 2012 | 3 | 10 | 10 |  |  |  | 0 | 0 | AT | 5.11 | 0 | 1 | 1590 MCM ACSR | 0 | 0 | 0 | 0 | 0 | 0 | 0 | 0 | 0 | 0 | 0 | 0 | 0 | 0 | 0 | 0 | 0 | 0 | 0 | 0 | 0 | 0 | 0 | 12
NO |  | 135 | 2012 | 3 | 12 | 12 |  | Whitpain Sub - 7016 | North Wales Sub | 220 | 220 | ST | 0.05 | 0 | 1 |  | 0 | 0 | 0 | 0 | 0 | 0 | 0 | 0 | 0 | 0 | 0 | 0 | 0 | 0 | 0 | 0 | 0 | 0 | 0 | 0 | 0 | 0 | 0 | 12
NO |  | 135 | 2012 | 3 | 13 | 13 |  |  |  | 0 | 0 | AT | 0.71 | 0 | 1 |  | 0 | 0 | 0 | 0 | 0 | 0 | 0 | 0 | 0 | 0 | 0 | 0 | 0 | 0 | 0 | 0 | 0 | 0 | 0 | 0 | 0 | 0 | 0 | 12
NO |  | 135 | 2012 | 3 | 14 | 14 |  |  |  | 0 | 0 | HFS | 1.84 | 0 | 1 | 1590 MCM ACSR | 0 | 0 | 0 | 0 | 0 | 0 | 0 | 0 | 0 | 0 | 0 | 0 | 0 | 0 | 0 | 0 | 0 | 0 | 0 | 0 | 0 | 0 | 0 | 12
NO |  | 135 | 2012 | 3 | 15 | 15 |  |  |  | 0 | 0 | WFS | 0.33 | 0 | 1 |  | 0 | 0 | 0 | 0 | 0 | 0 | 0 | 0 | 0 | 0 | 0 | 0 | 0 | 0 | 0 | 0 | 0 | 0 | 0 | 0 | 0 | 0 | 0 | 12
NO |  | 135 | 2012 | 3 | 16 | 16 |  |  |  | 0 | 0 | TS | 0.6 | 0 | 1 |  | 0 | 0 | 0 | 0 | 0 | 0 | 0 | 0 | 0 | 0 | 0 | 0 | 0 | 0 | 0 | 0 | 0 | 0 | 0 | 0 | 0 | 0 | 0 | 12
NO |  | 135 | 2012 | 3 | 17 | 17 |  | Whitpain -7017 | Waneeta Sub | 220 | 220 | AT | 2.37 | 0 | 1 | 1590 MCM ACSR | 0 | 0 | 0 | 0 | 0 | 0 | 0 | 0 | 0 | 0 | 0 | 0 | 0 | 0 | 0 | 0 | 0 | 0 | 0 | 0 | 0 | 0 | 0 | 12
NO |  | 135 | 2012 | 3 | 18 | 18 |  |  | & | 0 | 0 | ST | 0.2 | 0 | 1 | 795 MCM ACSR | 0 | 0 | 0 | 0 | 0 | 0 | 0 | 0 | 0 | 0 | 0 | 0 | 0 | 0 | 0 | 0 | 0 | 0 | 0 | 0 | 0 | 0 | 0 | 12
NO |  | 135 | 2012 | 3 | 19 | 19 |  |  |  | 0 | 0 | TS | 1.31 | 0 | 1 | 795 MCM ACSR | 0 | 0 | 0 | 0 | 0 | 0 | 0 | 0 | 0 | 0 | 0 | 0 | 0 | 0 | 0 | 0 | 0 | 0 | 0 | 0 | 0 | 0 | 0 | 12
NO |  | 135 | 2012 | 3 | 20 | 20 |  |  | Whitemarsh Sub | 0 | 0 | WFS | 0.52 | 0 | 1 | 1590 MCM ACSR | 0 | 0 | 0 | 0 | 0 | 0 | 0 | 0 | 0 | 0 | 0 | 0 | 0 | 0 | 0 | 0 | 0 | 0 | 0 | 0 | 0 | 0 | 0 | 12
NO |  | 135 | 2012 | 3 | 21 | 21 |  |  |  | 0 | 0 | WFS | 2.55 | 0 | 1 | 795 MCM ACSR | 0 | 0 | 0 | 0 | 0 | 0 | 0 | 0 | 0 | 0 | 0 | 621350329 | 0 | 0 | 0 | 0 | 0 | 0 | 0 | 0 | 0 | 0 | 0 | 12
NO |  | 135 | 2012 | 3 | 23 | 23 |  |  |  | 0 | 0 | HFS | 0.85 | 4.08 | 1 | 795 MCM ACSR | 0 | 0 | 0 | 0 | 0 | 0 | 0 | 0 | 0 | 0 | 0 | 621350331 | 0 | 0 | 0 | 0 | 0 | 0 | 0 | 0 | 0 | 0 | 0 | 12
NO |  | 135 | 2012 | 3 | 24 | 24 |  |  |  | 0 | 0 | TS | 0.03 | 0 | 1 | 1590 MCM ACSR | 0 | 0 | 0 | 0 | 0 | 0 | 0 | 0 | 0 | 0 | 0 | 0 | 0 | 0 | 0 | 0 | 0 | 0 | 0 | 0 | 0 | 0 | 0 | 12
NO |  | 135 | 2012 | 3 | 26 | 26 |  | Plymouth Meeting -7020 | Waneeta Sub | 220 | 220 | TS | 6.25 | 0 | 1 | 1590 MCM ACSR | 0 | 0 | 0 | 0 | 0 | 0 | 0 | 0 | 0 | 0 | 0 | 0 | 0 | 0 | 0 | 0 | 0 | 0 | 0 | 0 | 0 | 0 | 0 | 12
NO |  | 135 | 2012 | 3 | 27 | 27 |  |  | & | 0 | 0 | TS | 1.2 | 0 | 1 | 1192.5MCMSSAC | 0 | 0 | 0 | 0 | 0 | 0 | 0 | 0 | 0 | 0 | 0 | 0 | 0 | 0 | 0 | 0 | 0 | 0 | 0 | 0 | 0 | 0 | 0 | 12
NO |  | 135 | 2012 | 3 | 28 | 28 |  |  | Whitemarch | 0 | 0 | TS | 0.94 | 0 | 1 | 795 MCM ACSR | 0 | 0 | 0 | 0 | 0 | 0 | 0 | 0 | 0 | 0 | 0 | 0 | 0 | 0 | 0 | 0 | 0 | 0 | 0 | 0 | 0 | 0 | 0 | 12
NO |  | 135 | 2012 | 3 | 35 | 35 |  | Buckingham Sub - 7021 | Byberry Sub | 220 | 220 | AT | 11.91 | 0 | 1 |  | 0 | 0 | 0 | 0 | 0 | 0 | 0 | 0 | 0 | 0 | 0 | 0 | 0 | 0 | 0 | 0 | 0 | 0 | 0 | 0 | 0 | 0 | 0 | 12
NO |  | 135 | 2012 | 4 | 1 | 1 |  |  |  | 0 | 0 | HFS | 5.61 | 0 | 1 | 1590 MCM ACSR | 0 | 0 | 0 | 0 | 0 | 0 | 0 | 0 | 0 | 0 | 0 | 0 | 0 | 0 | 0 | 0 | 0 | 0 | 0 | 0 | 0 | 0 | 0 | 12
NO |  | 135 | 2012 | 4 | 2 | 2 |  |  |  | 0 | 0 | WFS | 2.82 | 0 | 1 |  | 0 | 0 | 0 | 0 | 0 | 0 | 0 | 0 | 0 | 0 | 0 | 0 | 0 | 0 | 0 | 0 | 0 | 0 | 0 | 0 | 0 | 0 | 0 | 12
NO |  | 135 | 2012 | 4 | 3 | 3 |  |  |  | 0 | 0 | TS | 0.16 | 0 | 1 | 1590 MCM ACSR | 0 | 0 | 0 | 0 | 0 | 0 | 0 | 0 | 0 | 0 | 0 | 0 | 0 | 0 | 0 | 0 | 0 | 0 | 0 | 0 | 0 | 0 | 0 | 12
NO |  | 135 | 2012 | 4 | 4 | 4 |  |  |  | 0 | 0 | ST | 31.77 | 0 | 1 |  | 0 | 0 | 0 | 0 | 0 | 0 | 0 | 0 | 0 | 0 | 0 | 0 | 0 | 0 | 0 | 0 | 0 | 0 | 0 | 0 | 0 | 0 | 0 | 12
NO |  | 135 | 2012 | 4 | 5 | 5 |  |  |  | 0 | 0 |  | 0 | 0 | 1 | 2493 MCM ACSR | 0 | 0 | 0 | 0 | 0 | 0 | 0 | 0 | 0 | 0 | 0 | 0 | 0 | 0 | 0 | 0 | 0 | 0 | 0 | 0 | 0 | 0 | 0 | 12
NO |  | 135 | 2012 | 4 | 6 | 6 |  | Peach Bottom N. Sub -7022 | Newlinville Sub | 220 | 220 | ST | 1.3 | 0 | 1 | 2505 MCM ACSR | 0 | 0 | 0 | 0 | 0 | 0 | 0 | 0 | 0 | 0 | 0 | 0 | 0 | 0 | 0 | 0 | 0 | 0 | 0 | 0 | 0 | 0 | 0 | 12
NO |  | 135 | 2012 | 4 | 7 | 7 |  |  |  | 0 | 0 | U | 0.34 | 0 | 1 | 1250 MCMCUOFC | 0 | 0 | 0 | 0 | 0 | 0 | 0 | 0 | 0 | 0 | 0 | 0 | 0 | 0 | 0 | 0 | 0 | 0 | 0 | 0 | 0 | 0 | 0 | 12
NO |  | 135 | 2012 | 4 | 8 | 8 |  | Plymouth Meeting Sub | Parrish Sub | 220 | 220 | ST | 1.85 | 0 | 1 | 1590 MCM ACSR | 0 | 0 | 0 | 0 | 0 | 0 | 0 | 0 | 0 | 0 | 0 | 0 | 0 | 0 | 0 | 0 | 0 | 0 | 0 | 0 | 0 | 0 | 0 | 12
NO |  | 135 | 2012 | 4 | 9 | 9 |  | - 7023 |  | 0 | 0 | AT | 5.37 | 0 | 1 |  | 0 | 0 | 0 | 0 | 0 | 0 | 0 | 0 | 0 | 0 | 0 | 0 | 0 | 0 | 0 | 0 | 0 | 0 | 0 | 0 | 0 | 0 | 0 | 12
NO |  | 135 | 2012 | 4 | 10 | 10 |  |  |  | 0 | 0 | HFS | 0 | 4.83 | 1 |  | 0 | 0 | 0 | 0 | 0 | 0 | 0 | 0 | 0 | 0 | 0 | 621350332 | 0 | 0 | 0 | 0 | 0 | 0 | 0 | 0 | 0 | 0 | 0 | 12
NO |  | 135 | 2012 | 4 | 11 | 11 |  |  |  | 0 | 0 | AT | 0.03 | 0 | 1 | 795 MCM ACSR | 0 | 0 | 0 | 0 | 0 | 0 | 0 | 0 | 0 | 0 | 0 | 0 | 0 | 0 | 0 | 0 | 0 | 0 | 0 | 0 | 0 | 0 | 0 | 12
NO |  | 135 | 2012 | 4 | 12 | 12 |  | Parrish Sub - 7024 | Grays Ferry Sub | 220 | 220 | WFS | 1.26 | 0 | 1 | 1590 MCM ACSR | 0 | 0 | 0 | 0 | 0 | 0 | 0 | 0 | 0 | 0 | 0 | 0 | 0 | 0 | 0 | 0 | 0 | 0 | 0 | 0 | 0 | 0 | 0 | 12
NO |  | 135 | 2012 | 4 | 13 | 13 |  |  |  | 0 | 0 | HFS | 1.2 | 0.23 | 1 |  | 0 | 0 | 0 | 0 | 0 | 0 | 0 | 0 | 0 | 0 | 0 | 621350333 | 0 | 0 | 0 | 0 | 0 | 0 | 0 | 0 | 0 | 0 | 0 | 12
NO |  | 135 | 2012 | 4 | 14 | 14 |  | Bradford Sub - 7025 | Newlinville Sub | 200 | 200 | AT | 9.32 | 9.23 | 2 | 1590 MCM ACSR | 0 | 0 | 0 | 0 | 0 | 0 | 0 | 0 | 0 | 0 | 0 | 621350334 | 0 | 0 | 0 | 0 | 0 | 0 | 0 | 0 | 0 | 0 | 0 | 12
NO |  | 135 | 2012 | 4 | 15 | 15 |  |  |  | 0 | 0 | ST | 0.07 | 0 | 1 | 795 MCM ACSR | 0 | 0 | 0 | 0 | 0 | 0 | 0 | 0 | 0 | 0 | 0 | 0 | 0 | 0 | 0 | 0 | 0 | 0 | 0 | 0 | 0 | 0 | 0 | 12
NO |  | 135 | 2012 | 4 | 16 | 16 |  | Grays Ferry Sub - 7028 | Schuylkill Sub | 220 | 220 | U | 0.2 | 0 | 1 | 2500 MCMCUPTC | 0 | 0 | 0 | 0 | 0 | 0 | 0 | 0 | 0 | 0 | 0 | 0 | 0 | 0 | 0 | 0 | 0 | 0 | 0 | 0 | 0 | 0 | 0 | 12
NO |  | 135 | 2012 | 4 | 17 | 17 |  |  |  | 0 | 0 | U | 0.15 | 0 | 1 | 2500 MCMCUPTC | 0 | 0 | 0 | 0 | 0 | 0 | 0 | 0 | 0 | 0 | 0 | 0 | 0 | 0 | 0 | 0 | 0 | 0 | 0 | 0 | 0 | 0 | 0 | 12
NO |  | 135 | 2012 | 4 | 18 | 18 |  | Master Sub - 7029 | Parrish Sub | 220 | 220 | AT | 0.01 | 0 | 1 | 1590 MCM ACSR | 0 | 0 | 0 | 0 | 0 | 0 | 0 | 0 | 0 | 0 | 0 | 0 | 0 | 0 | 0 | 0 | 0 | 0 | 0 | 0 | 0 | 0 | 0 | 12
NO |  | 135 | 2012 | 4 | 19 | 19 |  |  |  | 0 | 0 | HFS | 0.05 | 0 | 1 |  | 0 | 0 | 0 | 0 | 0 | 0 | 0 | 0 | 0 | 0 | 0 | 0 | 0 | 0 | 0 | 0 | 0 | 0 | 0 | 0 | 0 | 0 | 0 | 12
NO |  | 135 | 2012 | 4 | 20 | 20 |  |  |  | 0 | 0 | WFS | 0.14 | 0 | 1 |  | 0 | 0 | 0 | 0 | 0 | 0 | 0 | 0 | 0 | 0 | 0 | 0 | 0 | 0 | 0 | 0 | 0 | 0 | 0 | 0 | 0 | 0 | 0 | 12
NO |  | 135 | 2012 | 4 | 21 | 21 |  |  |  | 0 | 0 | ST | 0.06 | 0 | 1 |  | 0 | 0 | 0 | 0 | 0 | 0 | 0 | 0 | 0 | 0 | 0 | 0 | 0 | 0 | 0 | 0 | 0 | 0 | 0 | 0 | 0 | 0 | 0 | 12
NO |  | 135 | 2012 | 4 | 22 | 22 |  |  |  | 0 | 0 | HFS | 0 | 0.68 | 1 |  | 0 | 0 | 0 | 0 | 0 | 0 | 0 | 0 | 0 | 0 | 0 | 0 | 0 | 0 | 0 | 0 | 0 | 0 | 0 | 0 | 0 | 0 | 0 | 12
NO |  | 135 | 2012 | 4 | 23 | 23 |  | Waneeta Sub - 7030 | Richmond Sub | 220 | 220 | TS | 2.24 | 0 | 1 | 1500 MCM ACSR | 0 | 0 | 0 | 0 | 0 | 0 | 0 | 0 | 0 | 0 | 0 | 0 | 0 | 0 | 0 | 0 | 0 | 0 | 0 | 0 | 0 | 0 | 0 | 12
NO |  | 135 | 2012 | 4 | 24 | 24 |  |  |  | 0 | 0 | U | 0.95 | 0 | 1 | 2500 MCMCUPTC | 0 | 0 | 0 | 0 | 0 | 0 | 0 | 0 | 0 | 0 | 0 | 0 | 0 | 0 | 0 | 0 | 0 | 0 | 0 | 0 | 0 | 0 | 0 | 12
NO |  | 135 | 2012 | 4 | 25 | 25 |  |  |  | 0 | 0 | U | 0.95 | 0 | 1 | 2500 MCMCUPTC | 0 | 0 | 0 | 0 | 0 | 0 | 0 | 0 | 0 | 0 | 0 | 0 | 0 | 0 | 0 | 0 | 0 | 0 | 0 | 0 | 0 | 0 | 0 | 12
NO |  | 135 | 2012 | 4 | 26 | 26 |  | Richmond Sub - 7030 | PSE&G Co near | 220 | 220 | ST | 0.58 | 0 | 1 | 1590 MCM ACSR | 0 | 0 | 0 | 0 | 0 | 0 | 0 | 0 | 0 | 0 | 0 | 0 | 0 | 0 | 0 | 0 | 0 | 0 | 0 | 0 | 0 | 0 | 0 | 12
NO |  | 135 | 2012 | 4 | 27 | 27 |  |  | Camden, NJ | 0 | 0 |  | 0 | 0 | 0 |  | 0 | 0 | 0 | 0 | 0 | 0 | 0 | 0 | 0 | 0 | 0 | 0 | 0 | 0 | 0 | 0 | 0 | 0 | 0 | 0 | 0 | 0 | 0 | 12
NO |  | 135 | 2012 | 4 | 28 | 28 |  | Limerick 220KV Switchyar -2 | Limerick 230KV Sub | 220 | 220 | TS | 0.09 | 0 | 1 | 1590 MCM ACSR | 0 | 0 | 0 | 0 | 0 | 0 | 0 | 0 | 0 | 0 | 0 | 0 | 0 | 0 | 0 | 0 | 0 | 0 | 0 | 0 | 0 | 0 | 0 | 12
NO |  | 135 | 2012 | 4 | 29 | 29 |  | Limerick 500KV Sub - 7033 | Limerick 230KV Sub | 220 | 220 | TS | 0.45 | 0 | 1 | 1590 MCM ACSR | 0 | 0 | 0 | 0 | 0 | 0 | 0 | 0 | 0 | 0 | 0 | 0 | 0 | 0 | 0 | 0 | 0 | 0 | 0 | 0 | 0 | 0 | 0 | 12
NO |  | 135 | 2012 | 4 | 32 | 32 |  |  |  | 0 | 0 |  | 0 | 0 | 0 |  | 0 | 0 | 0 | 0 | 0 | 0 | 0 | 0 | 0 | 0 | 0 | 621350374 | 0 | 0 | 0 | 0 | 0 | 0 | 0 | 0 | 0 | 0 | 0 | 12
NO |  | 135 | 2012 | 4 | 35 | 35 |  | Cromby Sub - 7036 | Plymouth Mtg. Sub | 220 | 220 | TS | 14.01 | 0 | 1 | 1590 MCM ACSR | 0 | 0 | 0 | 0 | 0 | 0 | 0 | 0 | 0 | 0 | 0 | 0 | 0 | 0 | 0 | 0 | 0 | 0 | 0 | 0 | 0 | 0 | 0 | 12
NO |  | 135 | 2012 | 5 | 1 | 1 |  | North Phila. Sub. - 7040 | Waneeta Sub | 220 | 220 | ST | 0.04 | 0 | 1 | 1590 MCM ACSR | 0 | 0 | 0 | 0 | 0 | 0 | 0 | 0 | 0 | 0 | 0 | 0 | 0 | 0 | 0 | 0 | 0 | 0 | 0 | 0 | 0 | 0 | 0 | 12
NO |  | 135 | 2012 | 5 | 3 | 3 |  |  |  | 0 | 0 | WFS | 0.3 | 1.23 | 1 |  | 0 | 0 | 0 | 0 | 0 | 0 | 0 | 0 | 0 | 0 | 0 | 621350336 | 0 | 0 | 0 | 0 | 0 | 0 | 0 | 0 | 0 | 0 | 0 | 12
NO |  | 135 | 2012 | 5 | 4 | 4 |  |  |  | 0 | 0 | HFS | 0 | 0.29 | 1 |  | 0 | 0 | 0 | 0 | 0 | 0 | 0 | 0 | 0 | 0 | 0 | 621350375 | 0 | 0 | 0 | 0 | 0 | 0 | 0 | 0 | 0 | 0 | 0 | 12
NO |  | 135 | 2012 | 5 | 6 | 6 |  | Master Sub - 7041 | North Phila Sub | 220 | 220 | TS | 0.01 | 0 | 1 | 1590 MCM ACSR | 0 | 0 | 0 | 0 | 0 | 0 | 0 | 0 | 0 | 0 | 0 | 0 | 0 | 0 | 0 | 0 | 0 | 0 | 0 | 0 | 0 | 0 | 0 | 12
NO |  | 135 | 2012 | 5 | 8 | 8 |  |  |  | 0 | 0 | HFS | 2.56 | 0 | 1 |  | 0 | 0 | 0 | 0 | 0 | 0 | 0 | 0 | 0 | 0 | 0 | 621350337 | 0 | 0 | 0 | 0 | 0 | 0 | 0 | 0 | 0 | 0 | 0 | 12
NO |  | 135 | 2012 | 5 | 9 | 9 |  |  |  | 0 | 0 | WFS | 0.25 | 0 | 1 | 795 MCM ACSR | 0 | 0 | 0 | 0 | 0 | 0 | 0 | 0 | 0 | 0 | 0 | 0 | 0 | 0 | 0 | 0 | 0 | 0 | 0 | 0 | 0 | 0 | 0 | 12
NO |  | 135 | 2012 | 5 | 11 | 11 |  | Croydon Sub - 7042 | Holmesburg Sub | 220 | 220 | TS | 5.8 | 0 | 1 | 1590 MCM ACSR | 0 | 0 | 0 | 0 | 0 | 0 | 0 | 0 | 0 | 0 | 0 | 0 | 0 | 0 | 0 | 0 | 0 | 0 | 0 | 0 | 0 | 0 | 0 | 12
NO |  | 135 | 2012 | 5 | 12 | 12 |  |  | & | 0 | 0 | HFS | 0 | 9.32 | 1 |  | 0 | 0 | 0 | 0 | 0 | 0 | 0 | 0 | 0 | 0 | 0 | 621350338 | 0 | 0 | 0 | 0 | 0 | 0 | 0 | 0 | 0 | 0 | 0 | 12
NO |  | 135 | 2012 | 5 | 13 | 13 |  |  | Emilie Sub | 0 | 0 | AT | 0.01 | 0 | 1 |  | 0 | 0 | 0 | 0 | 0 | 0 | 0 | 0 | 0 | 0 | 0 | 0 | 0 | 0 | 0 | 0 | 0 | 0 | 0 | 0 | 0 | 0 | 0 | 12
NO |  | 135 | 2012 | 5 | 14 | 14 |  |  |  | 0 | 0 | WFS | 0.08 | 0 | 0 |  | 0 | 0 | 0 | 0 | 0 | 0 | 0 | 0 | 0 | 0 | 0 | 0 | 0 | 0 | 0 | 0 | 0 | 0 | 0 | 0 | 0 | 0 | 0 | 12
NO |  | 135 | 2012 | 5 | 15 | 15 |  | Emilie - 7043 | Croydon Sub | 220 | 220 | ST | 0.08 | 0 | 1 | 1590 MCM ACSR | 0 | 0 | 0 | 0 | 0 | 0 | 0 | 0 | 0 | 0 | 0 | 0 | 0 | 0 | 0 | 0 | 0 | 0 | 0 | 0 | 0 | 0 | 0 | 12
NO |  | 135 | 2012 | 5 | 16 | 16 |  |  |  | 0 | 0 | TS | 5.71 | 0 | 1 | 1590 MCM ACSR | 0 | 0 | 0 | 0 | 0 | 0 | 0 | 0 | 0 | 0 | 0 | 0 | 0 | 0 | 0 | 0 | 0 | 0 | 0 | 0 | 0 | 0 | 0 | 12
NO |  | 135 | 2012 | 5 | 17 | 17 |  | Croydon Sub - 7044 | Cox's Corner Sub | 220 | 220 | ST | 0.63 | 0 | 1 | 795 MCM ACSR | 0 | 0 | 0 | 0 | 0 | 0 | 0 | 0 | 0 | 0 | 0 | 0 | 0 | 0 | 0 | 0 | 0 | 0 | 0 | 0 | 0 | 0 | 0 | 12
NO |  | 135 | 2012 | 5 | 18 | 18 |  |  |  | 0 | 0 | TS | 0.09 | 0.7 | 1 | 1590 MCM ACSR | 0 | 0 | 0 | 0 | 0 | 0 | 0 | 0 | 0 | 0 | 0 | 621350339 | 0 | 0 | 0 | 0 | 0 | 0 | 0 | 0 | 0 | 0 | 0 | 12
NO |  | 135 | 2012 | 5 | 19 | 19 |  | North Wales Sub -7045 | Buckingham Sub | 220 | 220 | TS | 7.99 | 0 | 1 | 1590 MCM ACSR | 0 | 0 | 0 | 0 | 0 | 0 | 0 | 0 | 0 | 0 | 0 | 0 | 0 | 0 | 0 | 0 | 0 | 0 | 0 | 0 | 0 | 0 | 0 | 12
NO |  | 135 | 2012 | 5 | 20 | 20 |  |  |  | 0 | 0 | ST | 5.54 | 0 | 1 | 1590 MCM ACSR | 0 | 0 | 0 | 0 | 0 | 0 | 0 | 0 | 0 | 0 | 0 | 0 | 0 | 0 | 0 | 0 | 0 | 0 | 0 | 0 | 0 | 0 | 0 | 12
NO |  | 135 | 2012 | 5 | 21 | 21 |  | Whitpain Sub - 7046 | Heaton Sub | 220 | 220 | TS | 8.74 | 0 | 1 | 1590 MCM ACSR | 0 | 0 | 0 | 0 | 0 | 0 | 0 | 0 | 0 | 0 | 0 | 0 | 0 | 0 | 0 | 0 | 0 | 0 | 0 | 0 | 0 | 0 | 0 | 12
NO |  | 135 | 2012 | 5 | 22 | 22 |  |  |  | 0 | 0 | ST | 2.17 | 0 | 1 | 1590 MCM ACSR | 0 | 0 | 0 | 0 | 0 | 0 | 0 | 0 | 0 | 0 | 0 | 0 | 0 | 0 | 0 | 0 | 0 | 0 | 0 | 0 | 0 | 0 | 0 | 12
NO |  | 135 | 2012 | 5 | 23 | 23 |  |  |  | 0 | 0 | ST | 0 | 2.4 | 0 |  | 0 | 0 | 0 | 0 | 0 | 0 | 0 | 0 | 0 | 0 | 0 | 621350340 | 0 | 0 | 0 | 0 | 0 | 0 | 0 | 0 | 0 | 0 | 0 | 12
NO |  | 135 | 2012 | 5 | 24 | 24 |  |  |  | 0 | 0 | ST | 0 | 0.53 | 1 |  | 0 | 0 | 0 | 0 | 0 | 0 | 0 | 0 | 0 | 0 | 0 | 621350341 | 0 | 0 | 0 | 0 | 0 | 0 | 0 | 0 | 0 | 0 | 0 | 12
NO |  | 135 | 2012 | 5 | 25 | 25 |  | Eddystone Sub-7049 | Chichester Sub | 220 | 220 | TS | 5.8 | 0 | 1 | 1590 MCM ACSR | 0 | 0 | 0 | 0 | 0 | 0 | 0 | 0 | 0 | 0 | 0 | 621350342 | 0 | 0 | 0 | 0 | 0 | 0 | 0 | 0 | 0 | 0 | 0 | 12
NO |  | 135 | 2012 | 5 | 26 | 26 |  |  |  | 0 | 0 | TS | 0 | 1.25 | 2 |  | 0 | 0 | 0 | 0 | 0 | 0 | 0 | 0 | 0 | 0 | 0 | 621350343 | 0 | 0 | 0 | 0 | 0 | 0 | 0 | 0 | 0 | 0 | 0 | 12
NO |  | 135 | 2012 | 5 | 28 | 28 |  |  |  | 220 | 220 | HFS | 0.23 | 0 | 1 | 1590 MCM ACSR | 0 | 0 | 0 | 0 | 0 | 0 | 0 | 0 | 0 | 0 | 0 | 0 | 0 | 0 | 0 | 0 | 0 | 0 | 0 | 0 | 0 | 0 | 0 | 12
NO |  | 135 | 2012 | 5 | 29 | 29 |  |  |  | 220 | 220 | U | 4.21 | 0 | 1 | 3000 MCM CU | 0 | 0 | 0 | 0 | 0 | 0 | 0 | 0 | 0 | 0 | 0 | 0 | 0 | 0 | 0 | 0 | 0 | 0 | 0 | 0 | 0 | 0 | 0 | 12
NO |  | 135 | 2012 | 5 | 31 | 31 |  | Eddystone Sub -7051 | Grays Ferry Sub | 220 | 220 | HFS | 1.21 | 0 | 1 | 1590 MCM ACSR | 0 | 0 | 0 | 0 | 0 | 0 | 0 | 0 | 0 | 0 | 0 | 0 | 0 | 0 | 0 | 0 | 0 | 0 | 0 | 0 | 0 | 0 | 0 | 12
NO |  | 135 | 2012 | 5 | 32 | 32 |  |  | & | 0 | 0 | TS | 10.16 | 0 | 1 |  | 0 | 0 | 0 | 0 | 0 | 0 | 0 | 0 | 0 | 0 | 0 | 0 | 0 | 0 | 0 | 0 | 0 | 0 | 0 | 0 | 0 | 0 | 0 | 12
NO |  | 135 | 2012 | 5 | 33 | 33 |  |  | Island Rd Sub | 220 | 220 | ST | 0.08 | 0 | 1 |  | 0 | 0 | 0 | 0 | 0 | 0 | 0 | 0 | 0 | 0 | 0 | 0 | 0 | 0 | 0 | 0 | 0 | 0 | 0 | 0 | 0 | 0 | 0 | 12
NO |  | 135 | 2012 | 5 | 34 | 34 |  |  |  | 0 | 0 | AT | 0.01 | 0 | 1 |  | 0 | 0 | 0 | 0 | 0 | 0 | 0 | 0 | 0 | 0 | 0 | 0 | 0 | 0 | 0 | 0 | 0 | 0 | 0 | 0 | 0 | 0 | 0 | 12
NO |  | 135 | 2012 | 5 | 35 | 35 |  | Eddystone Sub - 7052 | Grays Ferry Sub | 220 | 220 | AT | 0.13 | 0 | 1 | 1590 MCM ACSR | 0 | 0 | 0 | 0 | 0 | 0 | 0 | 0 | 0 | 0 | 0 | 0 | 0 | 0 | 0 | 0 | 0 | 0 | 0 | 0 | 0 | 0 | 0 | 12
NO |  | 135 | 2012 | 6 | 1 | 1 |  |  |  | 0 | 0 | TS | 10.96 | 0 | 1 |  | 0 | 0 | 0 | 0 | 0 | 0 | 0 | 0 | 0 | 0 | 0 | 621350344 | 0 | 0 | 0 | 0 | 0 | 0 | 0 | 0 | 0 | 0 | 0 | 12
NO |  | 135 | 2012 | 6 | 2 | 2 |  |  |  | 0 | 0 | U | 1.72 | 0 | 0 |  | 0 | 0 | 0 | 0 | 0 | 0 | 0 | 0 | 0 | 0 | 0 | 0 | 0 | 0 | 0 | 0 | 0 | 0 | 0 | 0 | 0 | 0 | 0 | 12
NO |  | 135 | 2012 | 6 | 3 | 3 |  | Grays Ferry Sub - 7053 | Passyunk Sub | 220 | 220 | U | 1.53 | 0 | 1 | 100 MCMCUPTC | 0 | 0 | 0 | 0 | 0 | 0 | 0 | 0 | 0 | 0 | 0 | 0 | 0 | 0 | 0 | 0 | 0 | 0 | 0 | 0 | 0 | 0 | 0 | 12
NO |  | 135 | 2012 | 6 | 4 | 4 |  | Heaton Sub-7054 | Buckingham Sub | 220 | 132 | ST | 0.61 | 0 | 1 | 795 MCM ACSR | 0 | 0 | 0 | 0 | 0 | 0 | 0 | 0 | 0 | 0 | 0 | 0 | 0 | 0 | 0 | 0 | 0 | 0 | 0 | 0 | 0 | 0 | 0 | 12
NO |  | 135 | 2012 | 6 | 5 | 5 |  |  |  | 0 | 0 | WFS | 4.52 | 0 | 1 |  | 0 | 0 | 0 | 0 | 0 | 0 | 0 | 0 | 0 | 0 | 0 | 0 | 0 | 0 | 0 | 0 | 0 | 0 | 0 | 0 | 0 | 0 | 0 | 12
NO |  | 135 | 2012 | 6 | 6 | 6 |  |  |  | 0 | 0 | HFS | 0.9 | 0 | 1 |  | 0 | 0 | 0 | 0 | 0 | 0 | 0 | 0 | 0 | 0 | 0 | 0 | 0 | 0 | 0 | 0 | 0 | 0 | 0 | 0 | 0 | 0 | 0 | 12
NO |  | 135 | 2012 | 6 | 7 | 7 |  |  |  | 0 | 0 | TS | 4.23 | 0 | 1 | 1590 MCM ACSR | 0 | 0 | 0 | 0 | 0 | 0 | 0 | 0 | 0 | 0 | 0 | 0 | 0 | 0 | 0 | 0 | 0 | 0 | 0 | 0 | 0 | 0 | 0 | 12
NO |  | 135 | 2012 | 6 | 8 | 8 |  |  |  | 0 | 0 | TS | 0.08 | 0 | 1 |  | 0 | 0 | 0 | 0 | 0 | 0 | 0 | 0 | 0 | 0 | 0 | 0 | 0 | 0 | 0 | 0 | 0 | 0 | 0 | 0 | 0 | 0 | 0 | 12
NO |  | 135 | 2012 | 6 | 9 | 9 |  | Whitpain Sub-7055 | Roxborough Sub & | 220 | 220 | AT | 0 | 5.04 | 1 | 1590 MCM ACSR | 0 | 0 | 0 | 0 | 0 | 0 | 0 | 0 | 0 | 0 | 0 | 621350345 | 0 | 0 | 0 | 0 | 0 | 0 | 0 | 0 | 0 | 0 | 0 | 12
NO |  | 135 | 2012 | 6 | 10 | 10 |  |  | Westmoreland Sub & | 0 | 0 | ST | 3 | 0 | 1 |  | 0 | 0 | 0 | 0 | 0 | 0 | 0 | 0 | 0 | 0 | 0 | 0 | 0 | 0 | 0 | 0 | 0 | 0 | 0 | 0 | 0 | 0 | 0 | 12
NO |  | 135 | 2012 | 6 | 11 | 11 |  |  | North Phila. Sub | 0 | 0 | WFS | 0.03 | 0 | 1 |  | 0 | 0 | 0 | 0 | 0 | 0 | 0 | 0 | 0 | 0 | 0 | 0 | 0 | 0 | 0 | 0 | 0 | 0 | 0 | 0 | 0 | 0 | 0 | 12
NO |  | 135 | 2012 | 6 | 12 | 12 |  |  |  | 0 | 0 | HFS | 1.17 | 0 | 1 |  | 0 | 0 | 0 | 0 | 0 | 0 | 0 | 0 | 0 | 0 | 0 | 0 | 0 | 0 | 0 | 0 | 0 | 0 | 0 | 0 | 0 | 0 | 0 | 12
NO |  | 135 | 2012 | 6 | 13 | 13 |  |  |  | 0 | 0 | HFS | 0.51 | 0 | 1 |  | 0 | 0 | 0 | 0 | 0 | 0 | 0 | 0 | 0 | 0 | 0 | 621350346 | 0 | 0 | 0 | 0 | 0 | 0 | 0 | 0 | 0 | 0 | 0 | 12
NO |  | 135 | 2012 | 6 | 14 | 14 |  |  |  | 0 | 0 | TS | 7.1 | 0 | 1 |  | 0 | 0 | 0 | 0 | 0 | 0 | 0 | 0 | 0 | 0 | 0 | 0 | 0 | 0 | 0 | 0 | 0 | 0 | 0 | 0 | 0 | 0 | 0 | 12
NO |  | 135 | 2012 | 6 | 16 | 16 |  | Heaton -7057 | Woodbourne | 220 | 220 | TS | 1.88 | 0 | 1 | 1590 MCM ACSR | 0 | 0 | 0 | 0 | 0 | 0 | 0 | 0 | 0 | 0 | 0 | 0 | 0 | 0 | 0 | 0 | 0 | 0 | 0 | 0 | 0 | 0 | 0 | 12
NO |  | 135 | 2012 | 6 | 19 | 19 |  | Concord Sub - 7059 | Clay Sub 220-01 | 220 | 220 | ST | 6.95 | 0 | 1 | 795 MCM ACSR | 0 | 0 | 0 | 0 | 0 | 0 | 0 | 0 | 0 | 0 | 0 | 0 | 0 | 0 | 0 | 0 | 0 | 0 | 0 | 0 | 0 | 0 | 0 | 12
NO |  | 135 | 2012 | 6 | 21 | 21 |  | Master Sub-7404 | Callowhill Sub | 132 | 132 | U | 2.94 | 0 | 1 | 1500 MCMCUPTC | 0 | 0 | 0 | 0 | 0 | 0 | 0 | 0 | 0 | 0 | 0 | 0 | 0 | 0 | 0 | 0 | 0 | 0 | 0 | 0 | 0 | 0 | 0 | 12
NO |  | 135 | 2012 | 6 | 22 | 22 |  | Master Sub-7406 | Callowhill Sub | 132 | 132 | U | 2.56 | 0 | 1 | 1500 MCMCUPTC | 0 | 0 | 0 | 0 | 0 | 0 | 0 | 0 | 0 | 0 | 0 | 0 | 0 | 0 | 0 | 0 | 0 | 0 | 0 | 0 | 0 | 0 | 0 | 12
NO |  | 135 | 2012 | 6 | 23 | 23 |  | Tuna Sub -7408 | Callowhill Sub | 132 | 132 | U | 2.01 | 0 | 1 | 1500 MCMCUPTC | 0 | 0 | 0 | 0 | 0 | 0 | 0 | 0 | 0 | 0 | 0 | 0 | 0 | 0 | 0 | 0 | 0 | 0 | 0 | 0 | 0 | 0 | 0 | 12
NO |  | 135 | 2012 | 6 | 24 | 24 |  | Blue Grass Sub - 7416 | Holmesburg Sub | 132 | 132 | WFS | 2.7 | 0 | 1 | 795 MCM ACSR | 0 | 0 | 0 | 0 | 0 | 0 | 0 | 0 | 0 | 0 | 0 | 0 | 0 | 0 | 0 | 0 | 0 | 0 | 0 | 0 | 0 | 0 | 0 | 12
NO |  | 135 | 2012 | 6 | 25 | 25 |  |  |  | 0 | 0 | ST | 3.32 | 0 | 1 |  | 0 | 0 | 0 | 0 | 0 | 0 | 0 | 0 | 0 | 0 | 0 | 621350347 | 0 | 0 | 0 | 0 | 0 | 0 | 0 | 0 | 0 | 0 | 0 | 12
NO |  | 135 | 2012 | 6 | 26 | 26 |  | Byberry Sub-7418 | Blue Grass Sub | 132 | 132 | WFS | 0.43 | 0 | 1 | 477 MCM ACSR | 0 | 0 | 0 | 0 | 0 | 0 | 0 | 0 | 0 | 0 | 0 | 0 | 0 | 0 | 0 | 0 | 0 | 0 | 0 | 0 | 0 | 0 | 0 | 12
NO |  | 135 | 2012 | 6 | 27 | 27 |  |  |  | 0 | 0 | WP | 0.29 | 0 | 1 | 795 MCM ACSR | 0 | 0 | 0 | 0 | 0 | 0 | 0 | 0 | 0 | 0 | 0 | 0 | 0 | 0 | 0 | 0 | 0 | 0 | 0 | 0 | 0 | 0 | 0 | 12
NO |  | 135 | 2012 | 6 | 28 | 28 |  |  |  | 0 | 0 | TS | 0.95 | 0 | 1 |  | 0 | 0 | 0 | 0 | 0 | 0 | 0 | 0 | 0 | 0 | 0 | 0 | 0 | 0 | 0 | 0 | 0 | 0 | 0 | 0 | 0 | 0 | 0 | 12
NO |  | 135 | 2012 | 6 | 29 | 29 |  |  |  | 0 | 0 | HFW | 0.05 | 0 | 1 |  | 0 | 0 | 0 | 0 | 0 | 0 | 0 | 0 | 0 | 0 | 0 | 0 | 0 | 0 | 0 | 0 | 0 | 0 | 0 | 0 | 0 | 0 | 0 | 12
NO |  | 135 | 2012 | 6 | 30 | 30 |  |  |  | 0 | 0 | ST | 7.14 | 0 | 1 |  | 0 | 0 | 0 | 0 | 0 | 0 | 0 | 0 | 0 | 0 | 0 | 0 | 0 | 0 | 0 | 0 | 0 | 0 | 0 | 0 | 0 | 0 | 0 | 12
NO |  | 135 | 2012 | 6 | 31 | 31 |  | Waneeta Sub - 7419 | Blue Grass Sub | 132 | 132 | WFS | 1.29 | 0 | 1 | 795 MCM ACSR | 0 | 0 | 0 | 0 | 0 | 0 | 0 | 0 | 0 | 0 | 0 | 0 | 0 | 0 | 0 | 0 | 0 | 0 | 0 | 0 | 0 | 0 | 0 | 12
NO |  | 135 | 2012 | 6 | 32 | 32 |  |  |  | 0 | 0 | WP | 0.34 | 0 | 1 | 477 MCM ACSR | 0 | 0 | 0 | 0 | 0 | 0 | 0 | 0 | 0 | 0 | 0 | 0 | 0 | 0 | 0 | 0 | 0 | 0 | 0 | 0 | 0 | 0 | 0 | 12
NO |  | 135 | 2012 | 6 | 33 | 33 |  |  |  | 0 | 0 | TS | 1.57 | 0 | 1 |  | 0 | 0 | 0 | 0 | 0 | 0 | 0 | 0 | 0 | 0 | 0 | 0 | 0 | 0 | 0 | 0 | 0 | 0 | 0 | 0 | 0 | 0 | 0 | 12
NO |  | 135 | 2012 | 6 | 34 | 34 |  |  |  | 0 | 0 | HFW | 0.05 | 0 | 1 |  | 0 | 0 | 0 | 0 | 0 | 0 | 0 | 0 | 0 | 0 | 0 | 0 | 0 | 0 | 0 | 0 | 0 | 0 | 0 | 0 | 0 | 0 | 0 | 12
NO |  | 135 | 2012 | 6 | 35 | 35 |  |  |  | 0 | 0 | U | 2.42 | 0 | 1 |  | 0 | 0 | 0 | 0 | 0 | 0 | 0 | 0 | 0 | 0 | 0 | 0 | 0 | 0 | 0 | 0 | 0 | 0 | 0 | 0 | 0 | 0 | 0 | 12
NO |  | 135 | 2012 | 7 | 1 | 1 |  | Emilie Sub-7421 | PSE&G Co | 132 | 132 | ST | 5.32 | 0 | 1 | 477 MCM ACSR | 0 | 0 | 0 | 0 | 0 | 0 | 0 | 0 | 0 | 0 | 0 | 0 | 0 | 0 | 0 | 0 | 0 | 0 | 0 | 0 | 0 | 0 | 0 | 12
NO |  | 135 | 2012 | 7 | 2 | 2 |  |  |  | 132 | 132 | TP | 0.19 | 0 | 1 | 477 MCM ACSR | 0 | 0 | 0 | 0 | 0 | 0 | 0 | 0 | 0 | 0 | 0 | 0 | 0 | 0 | 0 | 0 | 0 | 0 | 0 | 0 | 0 | 0 | 0 | 12
NO |  | 135 | 2012 | 7 | 3 | 3 |  |  | Trenton,NJ | 132 | 132 | ST | 5.54 | 0 | 1 | 795 MCM ACSR | 0 | 0 | 0 | 0 | 0 | 0 | 0 | 0 | 0 | 0 | 0 | 0 | 0 | 0 | 0 | 0 | 0 | 0 | 0 | 0 | 0 | 0 | 0 | 12
NO |  | 135 | 2012 | 7 | 4 | 4 |  |  |  | 132 | 132 | TP | 0.6 | 0 | 1 | 795 MCM ACSR | 0 | 0 | 0 | 0 | 0 | 0 | 0 | 0 | 0 | 0 | 0 | 0 | 0 | 0 | 0 | 0 | 0 | 0 | 0 | 0 | 0 | 0 | 0 | 12
NO |  | 135 | 2012 | 7 | 5 | 5 |  |  |  | 132 | 132 | ST | 5.13 | 0 | 1 | 1590 MCM ACSR | 0 | 0 | 0 | 0 | 0 | 0 | 0 | 0 | 0 | 0 | 0 | 0 | 0 | 0 | 0 | 0 | 0 | 0 | 0 | 0 | 0 | 0 | 0 | 12
NO |  | 135 | 2012 | 7 | 6 | 6 |  |  |  | 132 | 132 | U | 0.11 | 0 | 1 | 3158 MCM XLP CU | 0 | 0 | 0 | 0 | 0 | 0 | 0 | 0 | 0 | 0 | 0 | 0 | 0 | 0 | 0 | 0 | 0 | 0 | 0 | 0 | 0 | 0 | 0 | 12
NO |  | 135 | 2012 | 7 | 7 | 7 |  | Byberry Sub-7422 | Emilie Sub | 132 | 132 | ST | 8.8 | 10 | 1 | 477 MCM ACSR | 0 | 0 | 0 | 0 | 0 | 0 | 0 | 0 | 0 | 0 | 0 | 621350348 | 0 | 0 | 0 | 0 | 0 | 0 | 0 | 0 | 0 | 0 | 0 | 12
NO |  | 135 | 2012 | 7 | 8 | 8 |  | Delaware Sub-7426 | Waneeta Sub | 132 | 132 | U | 3.44 | 0 | 1 | 2000 MCMCUPTC | 0 | 0 | 0 | 0 | 0 | 0 | 0 | 0 | 0 | 0 | 0 | 0 | 0 | 0 | 0 | 0 | 0 | 0 | 0 | 0 | 0 | 0 | 0 | 12
NO |  | 135 | 2012 | 7 | 9 | 9 |  | Plymouth Meeting Sub-7431 | Llanerch Sub | 132 | 132 | WP | 0.42 | 0 | 1 | 477 MCM ACSR | 0 | 0 | 0 | 0 | 0 | 0 | 0 | 0 | 0 | 0 | 0 | 0 | 0 | 0 | 0 | 0 | 0 | 0 | 0 | 0 | 0 | 0 | 0 | 12
NO |  | 135 | 2012 | 7 | 10 | 10 |  |  |  | 0 | 0 | HFW | 5.75 | 0 | 1 | 477 MCM ACSR | 0 | 0 | 0 | 0 | 0 | 0 | 0 | 0 | 0 | 0 | 0 | 0 | 0 | 0 | 0 | 0 | 0 | 0 | 0 | 0 | 0 | 0 | 0 | 12
NO |  | 135 | 2012 | 7 | 11 | 11 |  |  |  | 0 | 0 | ST | 1.26 | 0 | 1 | 477 MCM ACSR | 0 | 0 | 0 | 0 | 0 | 0 | 0 | 0 | 0 | 0 | 0 | 0 | 0 | 0 | 0 | 0 | 0 | 0 | 0 | 0 | 0 | 0 | 0 | 12
NO |  | 135 | 2012 | 7 | 12 | 12 |  |  |  | 0 | 0 | WFS | 1.95 | 0 | 1 | 477 MCM ACSR | 0 | 0 | 0 | 0 | 0 | 0 | 0 | 0 | 0 | 0 | 0 | 0 | 0 | 0 | 0 | 0 | 0 | 0 | 0 | 0 | 0 | 0 | 0 | 12
NO |  | 135 | 2012 | 7 | 13 | 13 |  |  |  | 0 | 0 | HFS | 0.22 | 0 | 1 | 477 MCM ACSR | 0 | 0 | 0 | 0 | 0 | 0 | 0 | 0 | 0 | 0 | 0 | 0 | 0 | 0 | 0 | 0 | 0 | 0 | 0 | 0 | 0 | 0 | 0 | 12
NO |  | 135 | 2012 | 7 | 14 | 14 |  |  |  | 0 | 0 | TS | 0.16 | 0 | 1 | 477 MCM ACSR | 0 | 0 | 0 | 0 | 0 | 0 | 0 | 0 | 0 | 0 | 0 | 0 | 0 | 0 | 0 | 0 | 0 | 0 | 0 | 0 | 0 | 0 | 0 | 12
NO |  | 135 | 2012 | 7 | 15 | 15 |  |  |  | 0 | 0 | HFW | 0.21 | 0 | 1 | 795 MCM ACSR | 0 | 0 | 0 | 0 | 0 | 0 | 0 | 0 | 0 | 0 | 0 | 0 | 0 | 0 | 0 | 0 | 0 | 0 | 0 | 0 | 0 | 0 | 0 | 12
NO |  | 135 | 2012 | 7 | 16 | 16 |  |  |  | 0 | 0 | ST | 2.3 | 0 | 1 | 795 MCM ACSR | 0 | 0 | 0 | 0 | 0 | 0 | 0 | 0 | 0 | 0 | 0 | 0 | 0 | 0 | 0 | 0 | 0 | 0 | 0 | 0 | 0 | 0 | 0 | 12
NO |  | 135 | 2012 | 7 | 17 | 17 |  |  |  | 0 | 0 | TS | 1.08 | 0 | 1 | 795 MCM ACSR | 0 | 0 | 0 | 0 | 0 | 0 | 0 | 0 | 0 | 0 | 0 | 0 | 0 | 0 | 0 | 0 | 0 | 0 | 0 | 0 | 0 | 0 | 0 | 12
NO |  | 135 | 2012 | 7 | 18 | 18 |  |  |  | 0 | 0 | U | 1 | 0 | 1 | 200 MCMCUPTC | 0 | 0 | 0 | 0 | 0 | 0 | 0 | 0 | 0 | 0 | 0 | 0 | 0 | 0 | 0 | 0 | 0 | 0 | 0 | 0 | 0 | 0 | 0 | 12
NO |  | 135 | 2012 | 7 | 19 | 19 |  | North Wales Sub-7432 | Buckingham Sub | 132 | 132 | TS | 0 | 0 | 0 | 795 MCM ACSR | 0 | 0 | 0 | 0 | 0 | 0 | 0 | 0 | 0 | 0 | 0 | 0 | 0 | 0 | 0 | 0 | 0 | 0 | 0 | 0 | 0 | 0 | 0 | 12
NO |  | 135 | 2012 | 7 | 20 | 20 |  |  |  | 0 | 0 | ST | 0 | 0 | 0 | 795 MCM ACSR | 0 | 0 | 0 | 0 | 0 | 0 | 0 | 0 | 0 | 0 | 0 | 0 | 0 | 0 | 0 | 0 | 0 | 0 | 0 | 0 | 0 | 0 | 0 | 12
NO |  | 135 | 2012 | 7 | 21 | 21 |  |  |  | 0 | 0 | HFS | 0 | 0 | 0 | 795 MCM ACSR | 0 | 0 | 0 | 0 | 0 | 0 | 0 | 0 | 0 | 0 | 0 | 0 | 0 | 0 | 0 | 0 | 0 | 0 | 0 | 0 | 0 | 0 | 0 | 12
NO |  | 135 | 2012 | 7 | 22 | 22 |  |  |  | 0 | 0 | HFW | 0 | 0 | 0 | 795 MCM ACSR | 0 | 0 | 0 | 0 | 0 | 0 | 0 | 0 | 0 | 0 | 0 | 0 | 0 | 0 | 0 | 0 | 0 | 0 | 0 | 0 | 0 | 0 | 0 | 12
NO |  | 135 | 2012 | 7 | 23 | 23 |  | Cromby Sub-7433 | Perkiomen | 132 | 132 | ST | 15.29 | 0 | 1 | 795 MCM ACSR | 0 | 0 | 0 | 0 | 0 | 0 | 0 | 0 | 0 | 0 | 0 | 0 | 0 | 0 | 0 | 0 | 0 | 0 | 0 | 0 | 0 | 0 | 0 | 12
NO |  | 135 | 2012 | 7 | 24 | 24 |  |  |  | 0 | 0 | TS | 0.05 | 0.1 | 1 | 795 MCM ACSR | 0 | 0 | 0 | 0 | 0 | 0 | 0 | 0 | 0 | 0 | 0 | 621350349 | 0 | 0 | 0 | 0 | 0 | 0 | 0 | 0 | 0 | 0 | 0 | 12
NO |  | 135 | 2012 | 7 | 25 | 25 |  |  |  | 0 | 0 | AT | 0.68 | 0 | 1 |  | 0 | 0 | 0 | 0 | 0 | 0 | 0 | 0 | 0 | 0 | 0 | 0 | 0 | 0 | 0 | 0 | 0 | 0 | 0 | 0 | 0 | 0 | 0 | 12
NO |  | 135 | 2012 | 7 | 26 | 26 |  |  |  | 0 | 0 | HFW | 0.01 | 0 | 1 | 795 MCM ACSR | 0 | 0 | 0 | 0 | 0 | 0 | 0 | 0 | 0 | 0 | 0 | 0 | 0 | 0 | 0 | 0 | 0 | 0 | 0 | 0 | 0 | 0 | 0 | 12
NO |  | 135 | 2012 | 7 | 27 | 27 |  | Cromby Sub-7434 | Heaton Sub | 132 | 220 | TS | 63 | 0 | 1 | 1590 MCM ACSR | 0 | 0 | 0 | 0 | 0 | 0 | 0 | 0 | 0 | 0 | 0 | 0 | 0 | 0 | 0 | 0 | 0 | 0 | 0 | 0 | 0 | 0 | 0 | 12
NO |  | 135 | 2012 | 7 | 28 | 28 |  |  |  | 0 | 0 |  | 3.63 | 0 | 1 |  | 0 | 0 | 0 | 0 | 0 | 0 | 0 | 0 | 0 | 0 | 0 | 621350350 | 0 | 0 | 0 | 0 | 0 | 0 | 0 | 0 | 0 | 0 | 0 | 12
NO |  | 135 | 2012 | 7 | 29 | 29 |  |  |  | 0 | 0 |  | 7.35 | 0 | 1 |  | 0 | 0 | 0 | 0 | 0 | 0 | 0 | 0 | 0 | 0 | 0 | 621350351 | 0 | 0 | 0 | 0 | 0 | 0 | 0 | 0 | 0 | 0 | 0 | 12
NO |  | 135 | 2012 | 7 | 30 | 30 |  | Bradford Sub-7435 | Lukens Steel 130-52 | 132 | 132 | HFS | 4.8 | 0 | 1 | 795 MCM ACSR | 0 | 0 | 0 | 0 | 0 | 0 | 0 | 0 | 0 | 0 | 0 | 0 | 0 | 0 | 0 | 0 | 0 | 0 | 0 | 0 | 0 | 0 | 0 | 12
NO |  | 135 | 2012 | 7 | 31 | 31 |  |  |  | 0 | 0 | HFS | 5.07 | 0 | 1 |  | 0 | 0 | 0 | 0 | 0 | 0 | 0 | 0 | 0 | 0 | 0 | 0 | 0 | 0 | 0 | 0 | 0 | 0 | 0 | 0 | 0 | 0 | 0 | 12
NO |  | 135 | 2012 | 7 | 32 | 32 |  | Newlinville Sub-7436 | Middletown Sub 130-54 | 132 | 220 | HFW | 0.63 | 0 | 1 | 795 MCM ACSR | 0 | 0 | 0 | 0 | 0 | 0 | 0 | 0 | 0 | 0 | 0 | 0 | 0 | 0 | 0 | 0 | 0 | 0 | 0 | 0 | 0 | 0 | 0 | 12
NO |  | 135 | 2012 | 7 | 33 | 33 |  | Plymouth Meeting Sub-7437 | Lukens Steel 130-37 | 132 | 220 | HFS | 0.23 | 0 | 1 | 795 MCM ACSR | 0 | 0 | 0 | 0 | 0 | 0 | 0 | 0 | 0 | 0 | 0 | 0 | 0 | 0 | 0 | 0 | 0 | 0 | 0 | 0 | 0 | 0 | 0 | 12
NO |  | 135 | 2012 | 7 | 34 | 34 |  |  |  | 0 | 0 | ST | 0.31 | 0 | 1 | 795 MCM ACSR | 0 | 0 | 0 | 0 | 0 | 0 | 0 | 0 | 0 | 0 | 0 | 0 | 0 | 0 | 0 | 0 | 0 | 0 | 0 | 0 | 0 | 0 | 0 | 12
NO |  | 135 | 2012 | 7 | 35 | 35 |  | Eddystone Sub-7440 | Chichester Sub | 132 | 132 | ST | 0.8 | 0 | 1 |  | 0 | 0 | 0 | 0 | 0 | 0 | 0 | 0 | 0 | 0 | 0 | 0 | 0 | 0 | 0 | 0 | 0 | 0 | 0 | 0 | 0 | 0 | 0 | 12
NO |  | 135 | 2012 | 8 | 1 | 1 |  |  |  | 0 | 0 | AT | 0.7 | 0 | 1 |  | 0 | 0 | 0 | 0 | 0 | 0 | 0 | 0 | 0 | 0 | 0 | 0 | 0 | 0 | 0 | 0 | 0 | 0 | 0 | 0 | 0 | 0 | 0 | 12
NO |  | 135 | 2012 | 8 | 2 | 2 |  |  |  | 0 | 0 | WFS | 0.18 | 0 | 1 |  | 0 | 0 | 0 | 0 | 0 | 0 | 0 | 0 | 0 | 0 | 0 | 0 | 0 | 0 | 0 | 0 | 0 | 0 | 0 | 0 | 0 | 0 | 0 | 12
NO |  | 135 | 2012 | 8 | 3 | 3 |  |  |  | 0 | 0 | TS | 0 | 4.42 | 1 | 795 MCM ACSR | 0 | 0 | 0 | 0 | 0 | 0 | 0 | 0 | 0 | 0 | 0 | 621350352 | 0 | 0 | 0 | 0 | 0 | 0 | 0 | 0 | 0 | 0 | 0 | 12
NO |  | 135 | 2012 | 8 | 4 | 4 |  |  |  | 0 | 0 | U | 0.38 | 0 | 1 | 1750 MCMALOFC | 0 | 0 | 0 | 0 | 0 | 0 | 0 | 0 | 0 | 0 | 0 | 0 | 0 | 0 | 0 | 0 | 0 | 0 | 0 | 0 | 0 | 0 | 0 | 12
NO |  | 135 | 2012 | 8 | 5 | 5 |  |  |  | 0 | 0 | U | 0.09 | 0 | 1 |  | 0 | 0 | 0 | 0 | 0 | 0 | 0 | 0 | 0 | 0 | 0 | 0 | 0 | 0 | 0 | 0 | 0 | 0 | 0 | 0 | 0 | 0 | 0 | 12
NO |  | 135 | 2012 | 8 | 6 | 6 |  | Eddystone Sub-7441 | Woodlyn Sub | 132 | 132 | ST | 0.36 | 0 | 1 | 795 MCM ACSR | 0 | 0 | 0 | 0 | 0 | 0 | 0 | 0 | 0 | 0 | 0 | 0 | 0 | 0 | 0 | 0 | 0 | 0 | 0 | 0 | 0 | 0 | 0 | 12
NO |  | 135 | 2012 | 8 | 7 | 7 |  |  |  | 0 | 0 | ST | 0 | 0.03 | 1 |  | 0 | 0 | 0 | 0 | 0 | 0 | 0 | 0 | 0 | 0 | 0 | 621350353 | 0 | 0 | 0 | 0 | 0 | 0 | 0 | 0 | 0 | 0 | 0 | 12
NO |  | 135 | 2012 | 8 | 8 | 8 |  |  |  | 0 | 0 | TS | 0.21 | 0 | 1 | 795 MCM ACSR | 0 | 0 | 0 | 0 | 0 | 0 | 0 | 0 | 0 | 0 | 0 | 0 | 0 | 0 | 0 | 0 | 0 | 0 | 0 | 0 | 0 | 0 | 0 | 12
NO |  | 135 | 2012 | 8 | 9 | 9 |  |  |  | 0 | 0 | TS | 0 | 0.82 | 1 | 795 MCM ACSR | 0 | 0 | 0 | 0 | 0 | 0 | 0 | 0 | 0 | 0 | 0 | 621350354 | 0 | 0 | 0 | 0 | 0 | 0 | 0 | 0 | 0 | 0 | 0 | 12
NO |  | 135 | 2012 | 8 | 10 | 10 |  |  |  | 0 | 0 | U | 0.54 | 0 | 1 | 2000 MCMCUOTC | 0 | 0 | 0 | 0 | 0 | 0 | 0 | 0 | 0 | 0 | 0 | 0 | 0 | 0 | 0 | 0 | 0 | 0 | 0 | 0 | 0 | 0 | 0 | 12
NO |  | 135 | 2012 | 8 | 11 | 11 |  |  |  | 0 | 0 | U | 0.38 | 0 | 1 | 1750 MCMALOFC | 0 | 0 | 0 | 0 | 0 | 0 | 0 | 0 | 0 | 0 | 0 | 0 | 0 | 0 | 0 | 0 | 0 | 0 | 0 | 0 | 0 | 0 | 0 | 12
NO |  | 135 | 2012 | 8 | 12 | 12 |  | Eddystone Sub - 7442 | Llanerch Sub | 132 | 132 | HFS | 1.13 | 2.78 | 1 |  | 0 | 0 | 0 | 0 | 0 | 0 | 0 | 0 | 0 | 0 | 0 | 621350355 | 0 | 0 | 0 | 0 | 0 | 0 | 0 | 0 | 0 | 0 | 0 | 12
NO |  | 135 | 2012 | 8 | 13 | 13 |  |  |  | 0 | 0 | WFS | 3.64 | 0 | 1 | 795 MCM ACSR | 0 | 0 | 0 | 0 | 0 | 0 | 0 | 0 | 0 | 0 | 0 | 0 | 0 | 0 | 0 | 0 | 0 | 0 | 0 | 0 | 0 | 0 | 0 | 12
NO |  | 135 | 2012 | 8 | 14 | 14 |  |  |  | 0 | 0 | U | 4.15 | 0 | 1 | 2000 MCMCUPTC | 0 | 0 | 0 | 0 | 0 | 0 | 0 | 0 | 0 | 0 | 0 | 0 | 0 | 0 | 0 | 0 | 0 | 0 | 0 | 0 | 0 | 0 | 0 | 12
NO |  | 135 | 2012 | 8 | 15 | 15 |  |  |  | 0 | 0 | ST | 0.53 | 0 | 1 | 795 MCM ACSR | 0 | 0 | 0 | 0 | 0 | 0 | 0 | 0 | 0 | 0 | 0 | 0 | 0 | 0 | 0 | 0 | 0 | 0 | 0 | 0 | 0 | 0 | 0 | 12
NO |  | 135 | 2012 | 8 | 16 | 16 |  |  |  | 0 | 0 | TS | 0 | 5.46 | 1 |  | 0 | 0 | 0 | 0 | 0 | 0 | 0 | 0 | 0 | 0 | 0 | 621350356 | 0 | 0 | 0 | 0 | 0 | 0 | 0 | 0 | 0 | 0 | 0 | 12
NO |  | 135 | 2012 | 8 | 17 | 17 |  |  |  | 0 | 0 | U | 4.62 | 0 | 1 | 2000 MCMCUPTC | 0 | 0 | 0 | 0 | 0 | 0 | 0 | 0 | 0 | 0 | 0 | 0 | 0 | 0 | 0 | 0 | 0 | 0 | 0 | 0 | 0 | 0 | 0 | 12
NO |  | 135 | 2012 | 8 | 19 | 19 |  | Eddystone 220 Sub -7443 | Eddystone 132 Sub | 132 | 132 | WP | 0.06 | 0 | 1 | 1590 MCM ACSR | 0 | 0 | 0 | 0 | 0 | 0 | 0 | 0 | 0 | 0 | 0 | 0 | 0 | 0 | 0 | 0 | 0 | 0 | 0 | 0 | 0 | 0 | 0 | 12
NO |  | 135 | 2012 | 8 | 20 | 20 |  |  |  | 0 | 0 | TS | 0.01 | 0 | 1 |  | 0 | 0 | 0 | 0 | 0 | 0 | 0 | 0 | 0 | 0 | 0 | 0 | 0 | 0 | 0 | 0 | 0 | 0 | 0 | 0 | 0 | 0 | 0 | 12
NO |  | 135 | 2012 | 8 | 22 | 22 |  | Eddystone Sub 7445 | MasterSub | 132 | 132 | ST | 0 | 0.53 | 1 |  | 0 | 0 | 0 | 0 | 0 | 0 | 0 | 0 | 0 | 0 | 0 | 621350357 | 0 | 0 | 0 | 0 | 0 | 0 | 0 | 0 | 0 | 0 | 0 | 12
NO |  | 135 | 2012 | 8 | 23 | 23 |  |  |  | 0 | 0 | HFS | 0 | 0.22 | 1 | 795 MCM ACSR | 0 | 0 | 0 | 0 | 0 | 0 | 0 | 0 | 0 | 0 | 0 | 621350358 | 0 | 0 | 0 | 0 | 0 | 0 | 0 | 0 | 0 | 0 | 0 | 12
NO |  | 135 | 2012 | 8 | 26 | 26 |  | Plymouth meeting Sub-7498 | Montco RR 130-34 | 132 | 132 | TS | 0.92 | 0 | 1 | 477 MCM ACSR | 0 | 0 | 0 | 0 | 0 | 0 | 0 | 0 | 0 | 0 | 0 | 0 | 0 | 0 | 0 | 0 | 0 | 0 | 0 | 0 | 0 | 0 | 0 | 12
NO |  | 135 | 2012 | 8 | 29 | 29 |  | Middletown Sub - 7001 | Newtown Square & Goshen & | 66 | 66 | WP | 8.7 | 0 | 1 | 556 MCM AAC | 0 | 0 | 0 | 0 | 0 | 0 | 0 | 0 | 0 | 0 | 0 | 0 | 0 | 0 | 0 | 0 | 0 | 0 | 0 | 0 | 0 | 0 | 0 | 12
NO |  | 135 | 2012 | 8 | 30 | 30 |  |  | Planebrook | 0 | 0 |  | 0 | 0 | 0 |  | 0 | 0 | 0 | 0 | 0 | 0 | 0 | 0 | 0 | 0 | 0 | 0 | 0 | 0 | 0 | 0 | 0 | 0 | 0 | 0 | 0 | 0 | 0 | 12
NO |  | 135 | 2012 | 8 | 32 | 32 |  | Planebrook Sub 7101 | Goshen Sub -6901 | 66 | 66 |  | 0 | 0 | 0 |  | 0 | 0 | 0 | 0 | 0 | 0 | 0 | 0 | 0 | 0 | 0 | 0 | 0 | 0 | 0 | 0 | 0 | 0 | 0 | 0 | 0 | 0 | 0 | 12
NO |  | 135 | 2012 | 8 | 33 | 33 |  |  |  | 66 | 66 |  | 0 | 0 | 0 |  | 0 | 0 | 0 | 0 | 0 | 0 | 0 | 0 | 0 | 0 | 0 | 0 | 0 | 0 | 0 | 0 | 0 | 0 | 0 | 0 | 0 | 0 | 0 | 12
NO |  | 135 | 2012 | 8 | 34 | 34 |  |  |  | 66 | 66 |  | 0 | 0 | 0 |  | 0 | 0 | 0 | 0 | 0 | 0 | 0 | 0 | 0 | 0 | 0 | 0 | 0 | 0 | 0 | 0 | 0 | 0 | 0 | 0 | 0 | 0 | 0 | 12
NO |  | 135 | 2012 | 8 | 35 | 35 |  | Goshen Sub - 7102 | Middletown Sub 6902 | 66 | 66 |  | 0 | 0 | 0 |  | 0 | 0 | 0 | 0 | 0 | 0 | 0 | 0 | 0 | 0 | 0 | 0 | 0 | 0 | 0 | 0 | 0 | 0 | 0 | 0 | 0 | 0 | 0 | 12
NO |  | 135 | 2012 | 9 | 1 | 1 |  |  |  | 66 | 66 |  | 0 | 0 | 0 |  | 0 | 0 | 0 | 0 | 0 | 0 | 0 | 0 | 0 | 0 | 0 | 0 | 0 | 0 | 0 | 0 | 0 | 0 | 0 | 0 | 0 | 0 | 0 | 12
NO |  | 135 | 2012 | 9 | 8 | 8 |  | Richmond Sub-7106 | Byberry Sub | 66 | 66 | U | 3.83 | 0 | 1 | 1500 MCM CU | 0 | 0 | 0 | 0 | 0 | 0 | 0 | 0 | 0 | 0 | 0 | 0 | 0 | 0 | 0 | 0 | 0 | 0 | 0 | 0 | 0 | 0 | 0 | 12
NO |  | 135 | 2012 | 9 | 9 | 9 |  |  |  | 0 | 0 | ST | 0.21 | 6.06 | 1 | 477 MCM ACSR | 0 | 0 | 0 | 0 | 0 | 0 | 0 | 0 | 0 | 0 | 0 | 621350360 | 0 | 0 | 0 | 0 | 0 | 0 | 0 | 0 | 0 | 0 | 0 | 12
NO |  | 135 | 2012 | 9 | 10 | 10 |  |  |  | 0 | 0 |  | 0 | 3.32 | 1 | 500 MCM CU | 0 | 0 | 0 | 0 | 0 | 0 | 0 | 0 | 0 | 0 | 0 | 621350361 | 0 | 0 | 0 | 0 | 0 | 0 | 0 | 0 | 0 | 0 | 0 | 12
NO |  | 135 | 2012 | 9 | 11 | 11 |  |  |  | 0 | 0 | WFS | 0.18 | 0 | 1 |  | 0 | 0 | 0 | 0 | 0 | 0 | 0 | 0 | 0 | 0 | 0 | 0 | 0 | 0 | 0 | 0 | 0 | 0 | 0 | 0 | 0 | 0 | 0 | 12
NO |  | 135 | 2012 | 9 | 12 | 12 |  |  |  | 66 | 66 | WFS | 0 | 1.11 | 1 | #4/0 CU | 0 | 0 | 0 | 0 | 0 | 0 | 0 | 0 | 0 | 0 | 0 | 621350362 | 0 | 0 | 0 | 0 | 0 | 0 | 0 | 0 | 0 | 0 | 0 | 12
NO |  | 135 | 2012 | 9 | 13 | 13 |  | Richmond Sub -7112 | Holmesburg Sub | 66 | 66 | HFS | 2.37 | 0 | 1 |  | 0 | 0 | 0 | 0 | 0 | 0 | 0 | 0 | 0 | 0 | 0 | 0 | 0 | 0 | 0 | 0 | 0 | 0 | 0 | 0 | 0 | 0 | 0 | 12
NO |  | 135 | 2012 | 9 | 14 | 14 |  |  |  | 0 | 0 | HFS | 0.04 | 0 | 1 | 336 MCM ACSR | 0 | 0 | 0 | 0 | 0 | 0 | 0 | 0 | 0 | 0 | 0 | 0 | 0 | 0 | 0 | 0 | 0 | 0 | 0 | 0 | 0 | 0 | 0 | 12
NO |  | 135 | 2012 | 9 | 15 | 15 |  |  |  | 0 | 0 | WFS | 0.29 | 0 | 1 |  | 0 | 0 | 0 | 0 | 0 | 0 | 0 | 0 | 0 | 0 | 0 | 0 | 0 | 0 | 0 | 0 | 0 | 0 | 0 | 0 | 0 | 0 | 0 | 12
NO |  | 135 | 2012 | 9 | 16 | 16 |  |  |  | 0 | 0 | U | 1.29 | 0 | 1 | 1100 MCMCUOFC | 0 | 0 | 0 | 0 | 0 | 0 | 0 | 0 | 0 | 0 | 0 | 0 | 0 | 0 | 0 | 0 | 0 | 0 | 0 | 0 | 0 | 0 | 0 | 12
NO |  | 135 | 2012 | 9 | 17 | 17 |  |  |  | 0 | 0 |  | 0.28 | 0 | 1 |  | 0 | 0 | 0 | 0 | 0 | 0 | 0 | 0 | 0 | 0 | 0 | 0 | 0 | 0 | 0 | 0 | 0 | 0 | 0 | 0 | 0 | 0 | 0 | 12
NO |  | 135 | 2012 | 9 | 18 | 18 |  |  |  | 220 | 220 | HFS | 1.49 | 5.27 | 1 | 795 MDM ACSR | 0 | 0 | 0 | 0 | 0 | 0 | 0 | 0 | 0 | 0 | 0 | 621350363 | 0 | 0 | 0 | 0 | 0 | 0 | 0 | 0 | 0 | 0 | 0 | 12
NO |  | 135 | 2012 | 9 | 19 | 19 |  |  |  | 0 | 0 | WFS | 0.18 | 0 | 1 |  | 0 | 0 | 0 | 0 | 0 | 0 | 0 | 0 | 0 | 0 | 0 | 621350364 | 0 | 0 | 0 | 0 | 0 | 0 | 0 | 0 | 0 | 0 | 0 | 12
NO |  | 135 | 2012 | 9 | 20 | 20 |  |  |  | 0 | 0 | TS | 0.27 | 0 | 1 | 795 MCM ACSR | 0 | 0 | 0 | 0 | 0 | 0 | 0 | 0 | 0 | 0 | 0 | 0 | 0 | 0 | 0 | 0 | 0 | 0 | 0 | 0 | 0 | 0 | 0 | 12
NO |  | 135 | 2012 | 9 | 21 | 21 |  | Westmoreland Sub-7115 | Master Sub | 66 | 66 | U | 0.64 | 0 | 1 | 1500 MCMCUPTC | 0 | 0 | 0 | 0 | 0 | 0 | 0 | 0 | 0 | 0 | 0 | 0 | 0 | 0 | 0 | 0 | 0 | 0 | 0 | 0 | 0 | 0 | 0 | 12
NO |  | 135 | 2012 | 9 | 23 | 23 |  |  |  | 0 | 0 | U | 2.08 | 0 | 1 | 750 MCMCUPTC | 0 | 0 | 0 | 0 | 0 | 0 | 0 | 0 | 0 | 0 | 0 | 0 | 0 | 0 | 0 | 0 | 0 | 0 | 0 | 0 | 0 | 0 | 0 | 12
NO |  | 135 | 2012 | 9 | 24 | 24 |  |  |  | 0 | 0 | U | 2.08 | 0 | 1 | 750 MCMCUPTC | 0 | 0 | 0 | 0 | 0 | 0 | 0 | 0 | 0 | 0 | 0 | 0 | 0 | 0 | 0 | 0 | 0 | 0 | 0 | 0 | 0 | 0 | 0 | 12
NO |  | 135 | 2012 | 9 | 26 | 26 |  | Schuylkill Sub -7121 | Penn Sub - 6621 | 66 | 66 | U | 1.23 | 0 | 1 | 2000 MDMCUPTC | 0 | 0 | 0 | 0 | 0 | 0 | 0 | 0 | 0 | 0 | 0 | 0 | 0 | 0 | 0 | 0 | 0 | 0 | 0 | 0 | 0 | 0 | 0 | 12
NO |  | 135 | 2012 | 9 | 27 | 27 |  | Schuylkill Sub -7122 | Master Sub | 66 | 66 | U | 2.47 | 0 | 1 | 1500 MCMCUPTC | 0 | 0 | 0 | 0 | 0 | 0 | 0 | 0 | 0 | 0 | 0 | 0 | 0 | 0 | 0 | 0 | 0 | 0 | 0 | 0 | 0 | 0 | 0 | 12
NO |  | 135 | 2012 | 9 | 28 | 28 |  |  |  | 0 | 0 | U | 1.62 | 0 | 1 | 2000 MCMCUPTC | 0 | 0 | 0 | 0 | 0 | 0 | 0 | 0 | 0 | 0 | 0 | 0 | 0 | 0 | 0 | 0 | 0 | 0 | 0 | 0 | 0 | 0 | 0 | 12
NO |  | 135 | 2012 | 9 | 29 | 29 |  | Schuylkill Sub-7123 | Llanerch Sub | 66 | 66 | HFS | 0.32 | 3.15 | 1 |  | 0 | 0 | 0 | 0 | 0 | 0 | 0 | 0 | 0 | 0 | 0 | 621350365 | 0 | 0 | 0 | 0 | 0 | 0 | 0 | 0 | 0 | 0 | 0 | 12
NO |  | 135 | 2012 | 9 | 30 | 30 |  |  |  | 0 | 0 | WFS | 1.46 | 0 | 1 |  | 0 | 0 | 0 | 0 | 0 | 0 | 0 | 0 | 0 | 0 | 0 | 0 | 0 | 0 | 0 | 0 | 0 | 0 | 0 | 0 | 0 | 0 | 0 | 12
NO |  | 135 | 2012 | 9 | 31 | 31 |  |  |  | 0 | 0 | HFS | 0 | 0.18 | 1 | 795 MCM ACSR | 0 | 0 | 0 | 0 | 0 | 0 | 0 | 0 | 0 | 0 | 0 | 621350366 | 0 | 0 | 0 | 0 | 0 | 0 | 0 | 0 | 0 | 0 | 0 | 12
NO |  | 135 | 2012 | 9 | 32 | 32 |  |  |  | 0 | 0 | ST | 0.03 | 0 | 1 |  | 0 | 0 | 0 | 0 | 0 | 0 | 0 | 0 | 0 | 0 | 0 | 0 | 0 | 0 | 0 | 0 | 0 | 0 | 0 | 0 | 0 | 0 | 0 | 12
NO |  | 135 | 2012 | 9 | 33 | 33 |  |  |  | 66 | 66 | U | 0.14 | 0 | 1 | 200 MCMCUPL | 0 | 0 | 0 | 0 | 0 | 0 | 0 | 0 | 0 | 0 | 0 | 0 | 0 | 0 | 0 | 0 | 0 | 0 | 0 | 0 | 0 | 0 | 0 | 12
NO |  | 135 | 2012 | 9 | 34 | 34 |  |  |  | 0 | 0 | HFS | 0 | 0.78 | 1 | 795 MDM ACSR | 0 | 0 | 0 | 0 | 0 | 0 | 0 | 0 | 0 | 0 | 0 | 621350367 | 0 | 0 | 0 | 0 | 0 | 0 | 0 | 0 | 0 | 0 | 0 | 12
NO |  | 135 | 2012 | 9 | 35 | 35 |  | Schuylkill Sub -7124 | Island Road Sub | 66 | 66 | ST | 3.89 | 0 | 1 | #2/0 CU | 0 | 0 | 0 | 0 | 0 | 0 | 0 | 0 | 0 | 0 | 0 | 0 | 0 | 0 | 0 | 0 | 0 | 0 | 0 | 0 | 0 | 0 | 0 | 12
NO |  | 135 | 2012 | 10 | 1 | 1 |  |  |  | 0 | 0 | U | 0.65 | 0 | 1 | 700 MCMCUPTC | 0 | 0 | 0 | 0 | 0 | 0 | 0 | 0 | 0 | 0 | 0 | 0 | 0 | 0 | 0 | 0 | 0 | 0 | 0 | 0 | 0 | 0 | 0 | 12
NO |  | 135 | 2012 | 10 | 4 | 4 |  |  |  | 0 | 0 | WFS | 1.34 | 0 | 1 |  | 0 | 0 | 0 | 0 | 0 | 0 | 0 | 0 | 0 | 0 | 0 | 0 | 0 | 0 | 0 | 0 | 0 | 0 | 0 | 0 | 0 | 0 | 0 | 12
NO |  | 135 | 2012 | 10 | 7 | 7 |  | Upper Darby Sub-7125 | Llanerch Sub 6657 | 66 | 66 | WFS | 2.12 | 0 | 2 | 795 ACSR | 0 | 0 | 0 | 0 | 0 | 0 | 0 | 0 | 0 | 0 | 0 | 0 | 0 | 0 | 0 | 0 | 0 | 0 | 0 | 0 | 0 | 0 | 0 | 12
NO |  | 135 | 2012 | 10 | 8 | 8 |  |  |  | 0 | 0 | U | 0.14 | 0 | 1 |  | 0 | 0 | 0 | 0 | 0 | 0 | 0 | 0 | 0 | 0 | 0 | 0 | 0 | 0 | 0 | 0 | 0 | 0 | 0 | 0 | 0 | 0 | 0 | 12
NO |  | 135 | 2012 | 10 | 9 | 9 |  | Westmoreland Sub - 7126 | Schuylkill Sub | 66 | 66 | U | 0 | 0 | 0 |  | 0 | 0 | 0 | 0 | 0 | 0 | 0 | 0 | 0 | 0 | 0 | 0 | 0 | 0 | 0 | 0 | 0 | 0 | 0 | 0 | 0 | 0 | 0 | 12
NO |  | 135 | 2012 | 10 | 10 | 10 |  | Schuylkill Sub -7127 | Lombard Sub 6627 | 66 | 66 | U | 1.9 | 0 | 1 | 1000 MCM CU | 0 | 0 | 0 | 0 | 0 | 0 | 0 | 0 | 0 | 0 | 0 | 0 | 0 | 0 | 0 | 0 | 0 | 0 | 0 | 0 | 0 | 0 | 0 | 12
NO |  | 135 | 2012 | 10 | 11 | 11 |  | Schuylkill Sub -7128 | Penn Sub 6628 | 66 | 66 | U | 1.25 | 0 | 1 | 1500 MCM CU | 0 | 0 | 0 | 0 | 0 | 0 | 0 | 0 | 0 | 0 | 0 | 0 | 0 | 0 | 0 | 0 | 0 | 0 | 0 | 0 | 0 | 0 | 0 | 12
NO |  | 135 | 2012 | 10 | 12 | 12 |  |  |  | 0 | 0 | U | 0 | 0 | 0 |  | 0 | 0 | 0 | 0 | 0 | 0 | 0 | 0 | 0 | 0 | 0 | 0 | 0 | 0 | 0 | 0 | 0 | 0 | 0 | 0 | 0 | 0 | 0 | 12
NO |  | 135 | 2012 | 10 | 13 | 13 |  |  |  | 0 | 0 | U | 0 | 0 | 0 |  | 0 | 0 | 0 | 0 | 0 | 0 | 0 | 0 | 0 | 0 | 0 | 0 | 0 | 0 | 0 | 0 | 0 | 0 | 0 | 0 | 0 | 0 | 0 | 12
NO |  | 135 | 2012 | 10 | 14 | 14 |  | Southwark Sub -7130 | Schuylkill Sub | 66 | 66 | U | 1.9 | 0 | 1 | 1500 MCMCUOFC | 0 | 0 | 0 | 0 | 0 | 0 | 0 | 0 | 0 | 0 | 0 | 0 | 0 | 0 | 0 | 0 | 0 | 0 | 0 | 0 | 0 | 0 | 0 | 12
NO |  | 135 | 2012 | 10 | 15 | 15 |  |  |  | 0 | 0 | U | 3.45 | 0 | 1 | 1500 MCMCUOFC | 0 | 0 | 0 | 0 | 0 | 0 | 0 | 0 | 0 | 0 | 0 | 0 | 0 | 0 | 0 | 0 | 0 | 0 | 0 | 0 | 0 | 0 | 0 | 12
NO |  | 135 | 2012 | 10 | 16 | 16 |  |  |  | 0 | 0 | U | 1.68 | 0 | 1 | 1500 MCMCUOFC | 0 | 0 | 0 | 0 | 0 | 0 | 0 | 0 | 0 | 0 | 0 | 0 | 0 | 0 | 0 | 0 | 0 | 0 | 0 | 0 | 0 | 0 | 0 | 12
NO |  | 135 | 2012 | 10 | 17 | 17 |  |  |  | 0 | 0 | U | 3.14 | 0 | 1 | 1500 MCMCUOFC | 0 | 0 | 0 | 0 | 0 | 0 | 0 | 0 | 0 | 0 | 0 | 0 | 0 | 0 | 0 | 0 | 0 | 0 | 0 | 0 | 0 | 0 | 0 | 12
NO |  | 135 | 2012 | 10 | 18 | 18 |  | Southwark Sub -7131 | Island Road Sub | 66 | 66 | U | 4.4 | 0 | 1 | 1500 MCMCUOFC | 0 | 0 | 0 | 0 | 0 | 0 | 0 | 0 | 0 | 0 | 0 | 0 | 0 | 0 | 0 | 0 | 0 | 0 | 0 | 0 | 0 | 0 | 0 | 12
NO |  | 135 | 2012 | 10 | 19 | 19 |  |  |  | 0 | 0 | U | 2.58 | 0 | 1 | 1500 MCMCUOFC | 0 | 0 | 0 | 0 | 0 | 0 | 0 | 0 | 0 | 0 | 0 | 0 | 0 | 0 | 0 | 0 | 0 | 0 | 0 | 0 | 0 | 0 | 0 | 12
NO |  | 135 | 2012 | 10 | 20 | 20 |  | Southwark Sub - 7132 | Delaware Sub | 66 | 66 | U | 4.12 | 0 | 1 | 1500 MCMCUPTC | 0 | 0 | 0 | 0 | 0 | 0 | 0 | 0 | 0 | 0 | 0 | 0 | 0 | 0 | 0 | 0 | 0 | 0 | 0 | 0 | 0 | 0 | 0 | 12
NO |  | 135 | 2012 | 10 | 21 | 21 |  | Delaware Sub-7134 | North Phila Sub | 66 | 66 | U | 3.64 | 0 | 1 | 1500 MCMCUPTC | 0 | 0 | 0 | 0 | 0 | 0 | 0 | 0 | 0 | 0 | 0 | 0 | 0 | 0 | 0 | 0 | 0 | 0 | 0 | 0 | 0 | 0 | 0 | 12
NO |  | 135 | 2012 | 10 | 22 | 22 |  | North Phila Sub -7135 | Westmoreland Sub | 66 | 66 | U | 1.61 | 0 | 1 | 1500 MCMCUPTC | 0 | 0 | 0 | 0 | 0 | 0 | 0 | 0 | 0 | 0 | 0 | 0 | 0 | 0 | 0 | 0 | 0 | 0 | 0 | 0 | 0 | 0 | 0 | 12
NO |  | 135 | 2012 | 10 | 23 | 23 |  | Eddystone Sub 7141 | Chester Sub | 66 | 66 | TS | 2.93 | 0 | 1 | 795 MCM ACSR | 0 | 0 | 0 | 0 | 0 | 0 | 0 | 0 | 0 | 0 | 0 | 0 | 0 | 0 | 0 | 0 | 0 | 0 | 0 | 0 | 0 | 0 | 0 | 12
NO |  | 135 | 2012 | 10 | 24 | 24 |  |  |  | 0 | 0 | AT | 0.02 | 0 | 1 | 795 MCM ACSR | 0 | 0 | 0 | 0 | 0 | 0 | 0 | 0 | 0 | 0 | 0 | 0 | 0 | 0 | 0 | 0 | 0 | 0 | 0 | 0 | 0 | 0 | 0 | 12
NO |  | 135 | 2012 | 10 | 25 | 25 |  |  |  | 0 | 0 | U | 0.89 | 0 | 1 | 1500 MCMCUPTC | 0 | 0 | 0 | 0 | 0 | 0 | 0 | 0 | 0 | 0 | 0 | 0 | 0 | 0 | 0 | 0 | 0 | 0 | 0 | 0 | 0 | 0 | 0 | 12
NO |  | 135 | 2012 | 10 | 26 | 26 |  |  |  | 0 | 0 | U | 0.11 | 0 | 1 | 1250 MCM ALSD | 0 | 0 | 0 | 0 | 0 | 0 | 0 | 0 | 0 | 0 | 0 | 0 | 0 | 0 | 0 | 0 | 0 | 0 | 0 | 0 | 0 | 0 | 0 | 12
NO |  | 135 | 2012 | 10 | 27 | 27 |  |  |  | 0 | 0 | WFS | 0.04 | 0 | 1 | 795 MCM ACSR | 0 | 0 | 0 | 0 | 0 | 0 | 0 | 0 | 0 | 0 | 0 | 0 | 0 | 0 | 0 | 0 | 0 | 0 | 0 | 0 | 0 | 0 | 0 | 12
NO |  | 135 | 2012 | 10 | 28 | 28 |  | Woodlyn Sub-7142 | Upper Darby Sub | 66 | 66 | U | 0 | 0 | 1 | 500 MCMCUOFC | 0 | 0 | 0 | 0 | 0 | 0 | 0 | 0 | 0 | 0 | 0 | 0 | 0 | 0 | 0 | 0 | 0 | 0 | 0 | 0 | 0 | 0 | 0 | 12
NO |  | 135 | 2012 | 10 | 29 | 29 |  |  |  | 0 | 0 | U | 0 | 0 | 0 | 1100 MCMCUOFC | 0 | 0 | 0 | 0 | 0 | 0 | 0 | 0 | 0 | 0 | 0 | 0 | 0 | 0 | 0 | 0 | 0 | 0 | 0 | 0 | 0 | 0 | 0 | 12
NO |  | 135 | 2012 | 10 | 30 | 30 |  | Goshen - Middle 7143 | Newtown Sub | 0 | 0 | U | 0 | 0 | 0 | 1500 MCMCUOFC | 0 | 0 | 0 | 0 | 0 | 0 | 0 | 0 | 0 | 0 | 0 | 0 | 0 | 0 | 0 | 0 | 0 | 0 | 0 | 0 | 0 | 0 | 0 | 12
NO |  | 135 | 2012 | 10 | 31 | 31 |  | Chester Sub -7144 | Chichester Sub | 66 | 66 | TS | 0.7 | 0 | 1 | 795 MCM ACSR | 0 | 0 | 0 | 0 | 0 | 0 | 0 | 0 | 0 | 0 | 0 | 0 | 0 | 0 | 0 | 0 | 0 | 0 | 0 | 0 | 0 | 0 | 0 | 12
NO |  | 135 | 2012 | 10 | 32 | 32 |  |  |  | 0 | 0 | ST | 0.36 | 0 | 1 | 795 MCM ACSR | 0 | 0 | 0 | 0 | 0 | 0 | 0 | 0 | 0 | 0 | 0 | 0 | 0 | 0 | 0 | 0 | 0 | 0 | 0 | 0 | 0 | 0 | 0 | 12
NO |  | 135 | 2012 | 10 | 33 | 33 |  |  |  | 0 | 0 | AT | 0 | 1.24 | 1 | 795 ACSR | 0 | 0 | 0 | 0 | 0 | 0 | 0 | 0 | 0 | 0 | 0 | 621350368 | 0 | 0 | 0 | 0 | 0 | 0 | 0 | 0 | 0 | 0 | 0 | 12
NO |  | 135 | 2012 | 10 | 34 | 34 |  |  |  | 0 | 0 | U | 0.35 | 0 | 1 | 1500 MCMCUPTC | 0 | 0 | 0 | 0 | 0 | 0 | 0 | 0 | 0 | 0 | 0 | 0 | 0 | 0 | 0 | 0 | 0 | 0 | 0 | 0 | 0 | 0 | 0 | 12
NO |  | 135 | 2012 | 10 | 35 | 35 |  |  |  | 0 | 0 | U | 2.78 | 0 | 1 | 1500 MCMCUPTC | 0 | 0 | 0 | 0 | 0 | 0 | 0 | 0 | 0 | 0 | 0 | 0 | 0 | 0 | 0 | 0 | 0 | 0 | 0 | 0 | 0 | 0 | 0 | 12
NO |  | 135 | 2012 | 11 | 1 | 1 |  |  |  | 0 | 0 | WP | 0.08 | 0 | 1 | 795 MCM ACSR | 0 | 0 | 0 | 0 | 0 | 0 | 0 | 0 | 0 | 0 | 0 | 0 | 0 | 0 | 0 | 0 | 0 | 0 | 0 | 0 | 0 | 0 | 0 | 12
NO |  | 135 | 2012 | 11 | 2 | 2 |  |  |  | 0 | 0 | WP | 0.23 | 0 | 0 | 477 KCMD ACSR | 0 | 0 | 0 | 0 | 0 | 0 | 0 | 0 | 0 | 0 | 0 | 0 | 0 | 0 | 0 | 0 | 0 | 0 | 0 | 0 | 0 | 0 | 0 | 12
NO |  | 135 | 2012 | 11 | 3 | 3 |  |  |  | 0 | 0 | SP | 0.77 | 0 | 0 | 447 KCMD ACSR | 0 | 0 | 0 | 0 | 0 | 0 | 0 | 0 | 0 | 0 | 0 | 0 | 0 | 0 | 0 | 0 | 0 | 0 | 0 | 0 | 0 | 0 | 0 | 12
NO |  | 135 | 2012 | 11 | 4 | 4 |  | Chichester Sub-7145 | Delaware Power & Light | 66 | 66 | U | 0.3 | 0 | 1 | 1500 KCMIL CU OFC | 0 | 0 | 0 | 0 | 0 | 0 | 0 | 0 | 0 | 0 | 0 | 0 | 0 | 0 | 0 | 0 | 0 | 0 | 0 | 0 | 0 | 0 | 0 | 12
NO |  | 135 | 2012 | 11 | 5 | 5 |  |  |  | 0 | 0 | ST | 0.8 | 0 | 1 | 395.5 KCMIL ACSR | 0 | 0 | 0 | 0 | 0 | 0 | 0 | 0 | 0 | 0 | 0 | 0 | 0 | 0 | 0 | 0 | 0 | 0 | 0 | 0 | 0 | 0 | 0 | 12
NO |  | 135 | 2012 | 11 | 6 | 6 |  |  |  | 0 | 0 | WP | 1.25 | 0 | 1 | 556 KCMIL AAC | 0 | 0 | 0 | 0 | 0 | 0 | 0 | 0 | 0 | 0 | 0 | 0 | 0 | 0 | 0 | 0 | 0 | 0 | 0 | 0 | 0 | 0 | 0 | 12
NO |  | 135 | 2012 | 11 | 7 | 7 |  |  |  | 0 | 0 | ST | 0.57 | 0 | 1 | 477 KCMIL ACSR | 0 | 0 | 0 | 0 | 0 | 0 | 0 | 0 | 0 | 0 | 0 | 0 | 0 | 0 | 0 | 0 | 0 | 0 | 0 | 0 | 0 | 0 | 0 | 12
NO |  | 135 | 2012 | 11 | 8 | 8 |  | Chester Sub -7147 | Woodlyn Sub | 66 | 66 | U | 0 | 0 | 0 |  | 0 | 0 | 0 | 0 | 0 | 0 | 0 | 0 | 0 | 0 | 0 | 0 | 0 | 0 | 0 | 0 | 0 | 0 | 0 | 0 | 0 | 0 | 0 | 12
NO |  | 135 | 2012 | 11 | 9 | 9 |  | Island Rd Sub -7148 | Eddystone Sub | 0 | 0 |  | 0 | 0 | 0 |  | 0 | 0 | 0 | 0 | 0 | 0 | 0 | 0 | 0 | 0 | 0 | 0 | 0 | 0 | 0 | 0 | 0 | 0 | 0 | 0 | 0 | 0 | 0 | 12
NO |  | 135 | 2012 | 11 | 10 | 10 |  | Eddystone Sub-7149 | Tinicum Prop -6649 | 66 | 66 | TS | 0.43 | 0 | 2 | 4/0 ACSR | 0 | 0 | 0 | 0 | 0 | 0 | 0 | 0 | 0 | 0 | 0 | 0 | 0 | 0 | 0 | 0 | 0 | 0 | 0 | 0 | 0 | 0 | 0 | 12
NO |  | 135 | 2012 | 11 | 11 | 11 |  |  |  | 0 | 0 | WP | 1.2 | 0 | 2 | 4/0 ACSR | 0 | 0 | 0 | 0 | 0 | 0 | 0 | 0 | 0 | 0 | 0 | 0 | 0 | 0 | 0 | 0 | 0 | 0 | 0 | 0 | 0 | 0 | 0 | 12
NO |  | 135 | 2012 | 11 | 12 | 12 |  |  |  | 0 | 0 | ST | 0.57 | 0 | 2 | 2/0 CU | 0 | 0 | 0 | 0 | 0 | 0 | 0 | 0 | 0 | 0 | 0 | 0 | 0 | 0 | 0 | 0 | 0 | 0 | 0 | 0 | 0 | 0 | 0 | 12
NO |  | 135 | 2012 | 11 | 13 | 13 |  |  |  | 0 | 0 | WFS | 0.31 | 0 | 2 | 2/0 CU | 0 | 0 | 0 | 0 | 0 | 0 | 0 | 0 | 0 | 0 | 0 | 0 | 0 | 0 | 0 | 0 | 0 | 0 | 0 | 0 | 0 | 0 | 0 | 12
NO |  | 135 | 2012 | 11 | 14 | 14 |  | Eddystone Sub - 7158 | Tinicum Prop 6658 | 66 | 66 | TS | 1.38 | 0 | 1 | 795 ACSR | 0 | 0 | 0 | 0 | 0 | 0 | 0 | 0 | 0 | 0 | 0 | 0 | 0 | 0 | 0 | 0 | 0 | 0 | 0 | 0 | 0 | 0 | 0 | 12
NO |  | 135 | 2012 | 11 | 15 | 15 |  |  |  | 0 | 0 | TS | 0.43 | 0 | 2 | 4/0 ACSR | 0 | 0 | 0 | 0 | 0 | 0 | 0 | 0 | 0 | 0 | 0 | 0 | 0 | 0 | 0 | 0 | 0 | 0 | 0 | 0 | 0 | 0 | 0 | 12
NO |  | 135 | 2012 | 11 | 16 | 16 |  |  |  | 0 | 0 | WP | 1.2 | 0 | 2 | 4/0 ACSR | 0 | 0 | 0 | 0 | 0 | 0 | 0 | 0 | 0 | 0 | 0 | 0 | 0 | 0 | 0 | 0 | 0 | 0 | 0 | 0 | 0 | 0 | 0 | 12
NO |  | 135 | 2012 | 11 | 17 | 17 |  |  |  | 0 | 0 | ST | 0.56 | 0 | 2 | 2/0 CU | 0 | 0 | 0 | 0 | 0 | 0 | 0 | 0 | 0 | 0 | 0 | 0 | 0 | 0 | 0 | 0 | 0 | 0 | 0 | 0 | 0 | 0 | 0 | 12
NO |  | 135 | 2012 | 11 | 18 | 18 |  |  |  | 0 | 0 | WFS | 0.31 | 0 | 2 | 2/0 CU | 0 | 0 | 0 | 0 | 0 | 0 | 0 | 0 | 0 | 0 | 0 | 0 | 0 | 0 | 0 | 0 | 0 | 0 | 0 | 0 | 0 | 0 | 0 | 12
NO |  | 135 | 2012 | 11 | 19 | 19 |  | Schuylkill Sub- 7162 | Lombard Sub 6632 | 66 | 66 | U | 1.9 | 0 | 1 | 1500 MCMOFCCU | 0 | 0 | 0 | 0 | 0 | 0 | 0 | 0 | 0 | 0 | 0 | 0 | 0 | 0 | 0 | 0 | 0 | 0 | 0 | 0 | 0 | 0 | 0 | 12
NO |  | 135 | 2012 | 11 | 20 | 20 |  | Schuylkill Sub -7163 | Lombard Sub 6633 | 66 | 66 | U | 2.1 | 0 | 1 | 1500 MCMOFCCU | 0 | 0 | 0 | 0 | 0 | 0 | 0 | 0 | 0 | 0 | 0 | 0 | 0 | 0 | 0 | 0 | 0 | 0 | 0 | 0 | 0 | 0 | 0 | 12
NO |  | 135 | 2012 | 11 | 21 | 21 |  | Westmoreland Sub-7168 | Whitemarsh Sub | 66 | 132 | TS | 0 | 0.63 | 2 | 795 MCM ACSR | 0 | 0 | 0 | 0 | 0 | 0 | 0 | 0 | 0 | 0 | 0 | 621350369 | 0 | 0 | 0 | 0 | 0 | 0 | 0 | 0 | 0 | 0 | 0 | 12
NO |  | 135 | 2012 | 11 | 22 | 22 |  |  |  | 0 | 0 | ST | 0.3 | 0 | 1 |  | 0 | 0 | 0 | 0 | 0 | 0 | 0 | 0 | 0 | 0 | 0 | 0 | 0 | 0 | 0 | 0 | 0 | 0 | 0 | 0 | 0 | 0 | 0 | 12
NO |  | 135 | 2012 | 11 | 23 | 23 |  |  |  | 0 | 0 | ST | 0.25 | 0 | 2 | 500 MCM CU | 0 | 0 | 0 | 0 | 0 | 0 | 0 | 0 | 0 | 0 | 0 | 0 | 0 | 0 | 0 | 0 | 0 | 0 | 0 | 0 | 0 | 0 | 0 | 12
NO |  | 135 | 2012 | 11 | 24 | 24 |  |  |  | 0 | 0 | ST | 0 | 4.31 | 2 |  | 0 | 0 | 0 | 0 | 0 | 0 | 0 | 0 | 0 | 0 | 0 | 621350370 | 0 | 0 | 0 | 0 | 0 | 0 | 0 | 0 | 0 | 0 | 0 | 12
NO |  | 135 | 2012 | 11 | 25 | 25 |  |  |  | 0 | 0 | HFS | 0 | 4.86 | 2 |  | 0 | 0 | 0 | 0 | 0 | 0 | 0 | 0 | 0 | 0 | 0 | 621350371 | 0 | 0 | 0 | 0 | 0 | 0 | 0 | 0 | 0 | 0 | 0 | 12
NO |  | 135 | 2012 | 11 | 26 | 26 |  |  |  | 0 | 0 | HFS | 0.34 | 0 | 1 | 795 MCM ACSR | 0 | 0 | 0 | 0 | 0 | 0 | 0 | 0 | 0 | 0 | 0 | 0 | 0 | 0 | 0 | 0 | 0 | 0 | 0 | 0 | 0 | 0 | 0 | 12
NO |  | 135 | 2012 | 11 | 27 | 27 |  | Rochoro Sub-7169 | Westmoreland Sub | 66 | 66 | TS | 1.51 | 0 | 1 | 795 MCM ACSR | 0 | 0 | 0 | 0 | 0 | 0 | 0 | 0 | 0 | 0 | 0 | 0 | 0 | 0 | 0 | 0 | 0 | 0 | 0 | 0 | 0 | 0 | 0 | 12
NO |  | 135 | 2012 | 11 | 28 | 28 |  |  |  | 0 | 0 | ST | 4.86 | 0 | 2 | 500 MCM CU | 0 | 0 | 0 | 0 | 0 | 0 | 0 | 0 | 0 | 0 | 0 | 621350372 | 0 | 0 | 0 | 0 | 0 | 0 | 0 | 0 | 0 | 0 | 0 | 12
NO |  | 135 | 2012 | 11 | 29 | 29 |  |  |  | 0 | 0 | U | 0.08 | 0 | 1 | 1250 MCMCUSD | 0 | 0 | 0 | 0 | 0 | 0 | 0 | 0 | 0 | 0 | 0 | 0 | 0 | 0 | 0 | 0 | 0 | 0 | 0 | 0 | 0 | 0 | 0 | 12
NO |  | 135 | 2012 | 11 | 30 | 30 |  |  |  | 66 | 66 | HFS | 0 | 0.5 | 2 | 795 MCM ACSR | 0 | 0 | 0 | 0 | 0 | 0 | 0 | 0 | 0 | 0 | 0 | 0 | 0 | 0 | 0 | 0 | 0 | 0 | 0 | 0 | 0 | 0 | 0 | 12
NO |  | 135 | 2012 | 11 | 31 | 31 |  |  |  | 66 | 66 | ST | 2.97 | 0 | 1 | 795 MCM ACSR | 0 | 0 | 0 | 0 | 0 | 0 | 0 | 0 | 0 | 0 | 0 | 0 | 0 | 0 | 0 | 0 | 0 | 0 | 0 | 0 | 0 | 0 | 0 | 12
NO |  | 135 | 2012 | 11 | 32 | 32 |  | Plymouth Meeting Sub 7171 | Barbadoes Sub | 66 | 66 | ST | 0 | 0 | 0 |  | 0 | 0 | 0 | 0 | 0 | 0 | 0 | 0 | 0 | 0 | 0 | 0 | 0 | 0 | 0 | 0 | 0 | 0 | 0 | 0 | 0 | 0 | 0 | 12
NO |  | 135 | 2012 | 11 | 33 | 33 |  | Barbadoes Sub - 7172 | Cromby Sub | 66 | 66 | ST | 0 | 0 | 0 |  | 0 | 0 | 0 | 0 | 0 | 0 | 0 | 0 | 0 | 0 | 0 | 0 | 0 | 0 | 0 | 0 | 0 | 0 | 0 | 0 | 0 | 0 | 0 | 12
NO |  | 135 | 2012 | 11 | 34 | 34 |  | Plymouth Meeting Sub - 7174 | Cromby Sub | 66 | 66 | ST | 0 | 0 | 0 |  | 0 | 0 | 0 | 0 | 0 | 0 | 0 | 0 | 0 | 0 | 0 | 0 | 0 | 0 | 0 | 0 | 0 | 0 | 0 | 0 | 0 | 0 | 0 | 12
NO |  | 135 | 2012 | 11 | 35 | 35 |  |  |  | 0 | 0 | HFW | 0 | 0 | 0 |  | 0 | 0 | 0 | 0 | 0 | 0 | 0 | 0 | 0 | 0 | 0 | 0 | 0 | 0 | 0 | 0 | 0 | 0 | 0 | 0 | 0 | 0 | 0 | 12
NO |  | 135 | 2012 | 12 | 1 | 1 |  |  |  | 0 | 0 | WP | 0 | 0 | 0 |  | 0 | 0 | 0 | 0 | 0 | 0 | 0 | 0 | 0 | 0 | 0 | 0 | 0 | 0 | 0 | 0 | 0 | 0 | 0 | 0 | 0 | 0 | 0 | 12
NO |  | 135 | 2012 | 12 | 2 | 2 |  | Schuylkill Sub - 7176 | Passyunk Sub | 66 | 66 | U | 0 | 0 | 0 |  | 0 | 0 | 0 | 0 | 0 | 0 | 0 | 0 | 0 | 0 | 0 | 0 | 0 | 0 | 0 | 0 | 0 | 0 | 0 | 0 | 0 | 0 | 0 | 12
NO |  | 135 | 2012 | 12 | 3 | 3 |  | Passyunk Sub -7177 | Southwark Sub | 66 | 66 | U | 3.14 | 0 | 1 |  | 0 | 0 | 0 | 0 | 0 | 0 | 0 | 0 | 0 | 0 | 0 | 0 | 0 | 0 | 0 | 0 | 0 | 0 | 0 | 0 | 0 | 0 | 0 | 12
NO |  | 135 | 2012 | 12 | 4 | 4 |  | Cromby Sub-7180 | Moser Sub -6680 | 66 | 66 | WP | 3.3 | 0 | 1 | 4/0 CU | 0 | 0 | 0 | 0 | 0 | 0 | 0 | 0 | 0 | 0 | 0 | 0 | 0 | 0 | 0 | 0 | 0 | 0 | 0 | 0 | 0 | 0 | 0 | 12
NO |  | 135 | 2012 | 12 | 5 | 5 |  |  |  | 0 | 0 | HFW | 2.8 | 0 | 1 | 4/0 CU | 0 | 0 | 0 | 0 | 0 | 0 | 0 | 0 | 0 | 0 | 0 | 0 | 0 | 0 | 0 | 0 | 0 | 0 | 0 | 0 | 0 | 0 | 0 | 12
NO |  | 135 | 2012 | 12 | 6 | 6 |  |  |  | 0 | 0 | ST | 0.34 | 0 | 1 | 336.4 ACSR | 0 | 0 | 0 | 0 | 0 | 0 | 0 | 0 | 0 | 0 | 0 | 0 | 0 | 0 | 0 | 0 | 0 | 0 | 0 | 0 | 0 | 0 | 0 | 12
NO |  | 135 | 2012 | 12 | 7 | 7 |  |  |  | 0 | 0 | WP | 0.6 | 0 | 1 | 336.4 ACSR | 0 | 0 | 0 | 0 | 0 | 0 | 0 | 0 | 0 | 0 | 0 | 0 | 0 | 0 | 0 | 0 | 0 | 0 | 0 | 0 | 0 | 0 | 0 | 12
NO |  | 135 | 2012 | 12 | 8 | 8 |  |  |  | 0 | 0 | TS | 1.77 | 0 | 2 | 336.4 ACSR | 0 | 0 | 0 | 0 | 0 | 0 | 0 | 0 | 0 | 0 | 0 | 0 | 0 | 0 | 0 | 0 | 0 | 0 | 0 | 0 | 0 | 0 | 0 | 12
NO |  | 135 | 2012 | 12 | 9 | 9 |  |  |  | 0 | 0 | U | 2 | 0 | 1 | 2000 MCM CU | 0 | 0 | 0 | 0 | 0 | 0 | 0 | 0 | 0 | 0 | 0 | 0 | 0 | 0 | 0 | 0 | 0 | 0 | 0 | 0 | 0 | 0 | 0 | 12
NO |  | 135 | 2012 | 12 | 11 | 11 |  |  |  | 0 | 0 | HFW | 2.1 | 0 | 1 | 477 ACSR | 0 | 0 | 0 | 0 | 0 | 0 | 0 | 0 | 0 | 0 | 0 | 0 | 0 | 0 | 0 | 0 | 0 | 0 | 0 | 0 | 0 | 0 | 0 | 12
NO |  | 135 | 2012 | 12 | 14 | 14 |  | Cromby Sub - 7104 | Eagle Sub & Planebrook Sub | 66 | 66 | WP | 20 | 0 | 1 | 795 MCM ACSR | 0 | 0 | 0 | 0 | 0 | 0 | 0 | 0 | 0 | 0 | 0 | 0 | 0 | 0 | 0 | 0 | 0 | 0 | 0 | 0 | 0 | 0 | 0 | 12
NO |  | 135 | 2012 | 12 | 17 | 17 |  | Island Road Sub -7185 | Sharon Hill Sub 6645 | 66 | 66 | U | 1.61 | 0 | 1 |  | 0 | 0 | 0 | 0 | 0 | 0 | 0 | 0 | 0 | 0 | 0 | 0 | 0 | 0 | 0 | 0 | 0 | 0 | 0 | 0 | 0 | 0 | 0 | 12
NO |  | 135 | 2012 | 12 | 18 | 18 |  |  |  | 0 | 0 | TS | 1.01 | 0 | 1 |  | 0 | 0 | 0 | 0 | 0 | 0 | 0 | 0 | 0 | 0 | 0 | 0 | 0 | 0 | 0 | 0 | 0 | 0 | 0 | 0 | 0 | 0 | 0 | 12
NO |  | 135 | 2012 | 12 | 19 | 19 |  |  |  | 0 | 0 | WFW | 0.26 | 0 | 1 |  | 0 | 0 | 0 | 0 | 0 | 0 | 0 | 0 | 0 | 0 | 0 | 0 | 0 | 0 | 0 | 0 | 0 | 0 | 0 | 0 | 0 | 0 | 0 | 12
NO |  | 135 | 2012 | 12 | 20 | 20 |  |  |  | 0 | 0 | ST | 0.04 | 0 | 1 |  | 0 | 0 | 0 | 0 | 0 | 0 | 0 | 0 | 0 | 0 | 0 | 0 | 0 | 0 | 0 | 0 | 0 | 0 | 0 | 0 | 0 | 0 | 0 | 12
NO |  | 135 | 2012 | 12 | 21 | 21 |  |  |  | 0 | 0 | WP | 0.09 | 0 | 1 |  | 0 | 0 | 0 | 0 | 0 | 0 | 0 | 0 | 0 | 0 | 0 | 0 | 0 | 0 | 0 | 0 | 0 | 0 | 0 | 0 | 0 | 0 | 0 | 12
NO |  | 135 | 2012 | 12 | 22 | 22 |  | Bradford Sub-7190 | Cromby Sub | 66 | 66 |  | 0 | 0 | 0 |  | 0 | 0 | 0 | 0 | 0 | 0 | 0 | 0 | 0 | 0 | 0 | 0 | 0 | 0 | 0 | 0 | 0 | 0 | 0 | 0 | 0 | 0 | 0 | 12
NO |  | 135 | 2012 | 12 | 23 | 23 |  | Tredyffrin-6905 | Newtown Square | 66 | 66 | WP | 6.22 | 0 | 1 | 566 MCM AL | 0 | 0 | 0 | 0 | 0 | 0 | 0 | 0 | 0 | 0 | 0 | 0 | 0 | 0 | 0 | 0 | 0 | 0 | 0 | 0 | 0 | 0 | 0 | 12
NO |  | 135 | 2012 | 12 | 24 | 24 |  |  |  | 0 | 0 | U | 0.48 | 0 | 0 | 2000 MCMCU | 0 | 0 | 0 | 0 | 0 | 0 | 0 | 0 | 0 | 0 | 0 | 0 | 0 | 0 | 0 | 0 | 0 | 0 | 0 | 0 | 0 | 0 | 0 | 12
NO |  | 135 | 2012 | 12 | 25 | 25 |  | Schuylkill Gen. Sta-7301 | Schuylkill Sub | 13.2 | 13.2 | U | 0.07 | 0 | 3 | 2000 MCMCU | 0 | 0 | 0 | 0 | 0 | 0 | 0 | 0 | 0 | 0 | 0 | 0 | 0 | 0 | 0 | 0 | 0 | 0 | 0 | 0 | 0 | 0 | 0 | 12
NO |  | 135 | 2012 | 12 | 26 | 26 |  |  |  | 0 | 0 |  | 0 | 0 | 0 | 2500 MCMCU | 0 | 0 | 0 | 0 | 0 | 0 | 0 | 0 | 0 | 0 | 0 | 0 | 0 | 0 | 0 | 0 | 0 | 0 | 0 | 0 | 0 | 0 | 0 | 12
NO |  | 135 | 2012 | 12 | 27 | 27 |  |  |  | 13.2 | 13.2 | MSCL | 0.1 | 0 | 1 | 1500 MCM AL | 0 | 0 | 0 | 0 | 0 | 0 | 0 | 0 | 0 | 0 | 0 | 0 | 0 | 0 | 0 | 0 | 0 | 0 | 0 | 0 | 0 | 0 | 0 | 12
NO |  | 135 | 2012 | 12 | 28 | 28 |  | Chester Station -7308 | Chester Sub | 13.2 | 13.2 | U | 0 | 0 | 0 | 1750 MCMCU | 0 | 0 | 0 | 0 | 0 | 0 | 0 | 0 | 0 | 0 | 0 | 0 | 0 | 0 | 0 | 0 | 0 | 0 | 0 | 0 | 0 | 0 | 0 | 12
NO |  | 135 | 2012 | 12 | 29 | 29 |  | Delaware Gen. Sta. -7309 | Delaware Sub | 13.2 | 13.2 | U | 0.07 | 0 | 1 | 2250 MCM CU | 0 | 0 | 0 | 0 | 0 | 0 | 0 | 0 | 0 | 0 | 0 | 0 | 0 | 0 | 0 | 0 | 0 | 0 | 0 | 0 | 0 | 0 | 0 | 12
NO |  | 135 | 2012 | 12 | 30 | 30 |  |  |  | 0 | 0 | MEB | 0.05 | 0 | 1 | 6980 MCMCUBAR | 0 | 0 | 0 | 0 | 0 | 0 | 0 | 0 | 0 | 0 | 0 | 0 | 0 | 0 | 0 | 0 | 0 | 0 | 0 | 0 | 0 | 0 | 0 | 12
NO |  | 135 | 2012 | 12 | 31 | 31 |  | Richmond Gen. Sta. -7310 | Richmond Sub | 13.2 | 13.2 | U | 0.18 | 0 | 2 | 1500 MCM CU | 0 | 0 | 0 | 0 | 0 | 0 | 0 | 0 | 0 | 0 | 0 | 0 | 0 | 0 | 0 | 0 | 0 | 0 | 0 | 0 | 0 | 0 | 0 | 12
NO |  | 135 | 2012 | 13 | 5 | 5 |  | Cromby | Eagle | 69 | 0 | WP | 11 | 0 | 0 | 795 ACSR | 0 | 0 | 0 | 0 | 0 | 0 | 0 | 0 | 0 | 0 | 0 | 0 | 0 | 0 | 0 | 0 | 0 | 0 | 0 | 0 | 0 | 0 | 0 | 12
NO |  | 135 | 2012 | 13 | 6 | 6 |  | Tredyffrin | Newtown Square | 69 | 0 | WP | 4 | 0 | 0 | 477 ACSR | 0 | 0 | 0 | 0 | 0 | 0 | 0 | 0 | 0 | 0 | 0 | 0 | 0 | 0 | 0 | 0 | 0 | 0 | 0 | 0 | 0 | 0 | 0 | 12
NO |  | 135 | 2012 | 13 | 8 | 8 |  | Chester | Blueball | 69 | 0 | WP/TS | 0.13 | 0 | 0 | 795 ACSR | 0 | 0 | 0 | 0 | 0 | 0 | 0 | 0 | 0 | 0 | 0 | 0 | 0 | 0 | 0 | 0 | 0 | 0 | 0 | 0 | 0 | 0 | 0 | 12
NO |  | 135 | 2012 | 13 | 9 | 9 |  |  |  | 69 | 0 | TS | 0.27 | 0 | 0 | 477 ACSR | 0 | 0 | 0 | 0 | 0 | 0 | 0 | 0 | 0 | 0 | 0 | 0 | 0 | 0 | 0 | 0 | 0 | 0 | 0 | 0 | 0 | 0 | 0 | 12
NO |  | 135 | 2012 | 13 | 11 | 11 |  |  |  | 69 | 0 | TS | 1.27 | 0 | 0 | 556 AAL | 0 | 0 | 0 | 0 | 0 | 0 | 0 | 0 | 0 | 0 | 0 | 0 | 0 | 0 | 0 | 0 | 0 | 0 | 0 | 0 | 0 | 0 | 0 | 12
NO |  | 135 | 2012 | 0 | 36 | 36 |  | TOTAL |  | 0 | 0 |  | 1258.68 | 122.51 | 382 |  | 57150811 | 525205620 | 582356431 | 0 | 0 | 0 | 0 | 0 | 0 | 0 | 0 | 0 | 0 | 0 | 0 | 0 | 0 | 0 | 0 | 0 | 0 | 0 | 0 | 12
NO |  | 135 | 2012 | 2 | 30 | 30 |  |  | Light Co | 0 | 0 | ST | 1.89 | 0 | 1 |  | 0 | 0 | 0 | 0 | 0 | 0 | 0 | 0 | 0 | 0 | 0 | 621350328 | 0 | 0 | 0 | 0 | 0 | 0 | 0 | 0 | 0 | 0 | 0 | 12
NO |  | 135 | 2012 | 2 | 31 | 31 |  | Buckingham Sub - 7012 | PSE&G | 0 | 0 | ST | 0 | 0 | 0 |  | 0 | 0 | 0 | 0 | 0 | 0 | 0 | 0 | 0 | 0 | 0 | 0 | 0 | 0 | 0 | 0 | 0 | 0 | 0 | 0 | 0 | 0 | 0 | 12
NO |  | 135 | 2012 | 2 | 32 | 32 |  |  | Lambertville, NJ | 220 | 220 | ST | 8.67 | 0 | 1 | 795 MCM ACSR | 0 | 0 | 0 | 0 | 0 | 0 | 0 | 0 | 0 | 0 | 0 | 0 | 0 | 0 | 0 | 0 | 0 | 0 | 0 | 0 | 0 | 0 | 0 | 12
NO |  | 135 | 2012 | 3 | 8 | 8 |  |  |  | 220 | 220 | TS | 1.83 | 0 | 1 | 1000 MCM AL | 0 | 0 | 0 | 0 | 0 | 0 | 0 | 0 | 0 | 0 | 0 | 0 | 0 | 0 | 0 | 0 | 0 | 0 | 0 | 0 | 0 | 0 | 0 | 12
NO |  | 135 | 2012 | 3 | 22 | 22 |  |  |  | 0 | 0 | HFS | 0.53 | 0.38 | 1 | 1590 MCM ACSR | 0 | 0 | 0 | 0 | 0 | 0 | 0 | 0 | 0 | 0 | 0 | 621350330 | 0 | 0 | 0 | 0 | 0 | 0 | 0 | 0 | 0 | 0 | 0 | 12
NO |  | 135 | 2012 | 3 | 29 | 29 |  |  |  | 0 | 0 | ST | 3.28 | 0 | 1 | 1590 MCM ACSR | 0 | 0 | 0 | 0 | 0 | 0 | 0 | 0 | 0 | 0 | 0 | 0 | 0 | 0 | 0 | 0 | 0 | 0 | 0 | 0 | 0 | 0 | 0 | 12
NO |  | 135 | 2012 | 3 | 30 | 30 |  |  |  | 0 | 0 | HFS | 6.13 | 0 | 1 | 1590 MCM ACSR | 0 | 0 | 0 | 0 | 0 | 0 | 0 | 0 | 0 | 0 | 0 | 0 | 0 | 0 | 0 | 0 | 0 | 0 | 0 | 0 | 0 | 0 | 0 | 12
NO |  | 135 | 2012 | 3 | 31 | 31 |  |  |  | 0 | 0 | U | 1.86 | 0 | 1 | 2000 MCMCUPTC | 0 | 0 | 0 | 0 | 0 | 0 | 0 | 0 | 0 | 0 | 0 | 0 | 0 | 0 | 0 | 0 | 0 | 0 | 0 | 0 | 0 | 0 | 0 | 12
NO |  | 135 | 2012 | 4 | 30 | 30 |  | Limerick 230KV Sub 7034 | Cromby Sub | 220 | 220 | TS | 15.09 | 0 | 2 | 1590 MCM ACSR | 0 | 0 | 0 | 0 | 0 | 0 | 0 | 0 | 0 | 0 | 0 | 0 | 0 | 0 | 0 | 0 | 0 | 0 | 0 | 0 | 0 | 0 | 0 | 12
NO |  | 135 | 2012 | 4 | 31 | 31 |  |  |  | 0 | 0 |  | 0 | 0 | 0 |  | 0 | 0 | 0 | 0 | 0 | 0 | 0 | 0 | 0 | 0 | 0 | 621350373 | 0 | 0 | 0 | 0 | 0 | 0 | 0 | 0 | 0 | 0 | 0 | 12
NO |  | 135 | 2012 | 5 | 2 | 2 |  |  |  | 0 | 0 | ST | 0 | 0.18 | 1 | 795 MCM ACSR | 0 | 0 | 0 | 0 | 0 | 0 | 0 | 0 | 0 | 0 | 0 | 621350335 | 0 | 0 | 0 | 0 | 0 | 0 | 0 | 0 | 0 | 0 | 0 | 12
NO |  | 135 | 2012 | 5 | 7 | 7 |  |  |  | 0 | 0 | TS | 0.05 | 0 | 1 | 795 MCM ACSR | 0 | 0 | 0 | 0 | 0 | 0 | 0 | 0 | 0 | 0 | 0 | 0 | 0 | 0 | 0 | 0 | 0 | 0 | 0 | 0 | 0 | 0 | 0 | 12
NO |  | 135 | 2012 | 5 | 27 | 27 |  | Concord Su-7050 | Middletown Sub | 220 | 220 | TS | 8.92 | 0 | 1 | 1590 MCM ACSR | 0 | 0 | 0 | 0 | 0 | 0 | 0 | 0 | 0 | 0 | 0 | 0 | 0 | 0 | 0 | 0 | 0 | 0 | 0 | 0 | 0 | 0 | 0 | 12
NO |  | 135 | 2012 | 6 | 15 | 15 |  | Morton Sub - 7056 | Middletwon Sub | 220 | 220 |  | 0 | 0 | 0 |  | 0 | 0 | 0 | 0 | 0 | 0 | 0 | 0 | 0 | 0 | 0 | 0 | 0 | 0 | 0 | 0 | 0 | 0 | 0 | 0 | 0 | 0 | 0 | 12
NO |  | 135 | 2012 | 6 | 17 | 17 |  |  |  | 0 | 0 | WFS | 10.82 | 0 | 1 |  | 0 | 0 | 0 | 0 | 0 | 0 | 0 | 0 | 0 | 0 | 0 | 0 | 0 | 0 | 0 | 0 | 0 | 0 | 0 | 0 | 0 | 0 | 0 | 12
NO |  | 135 | 2012 | 8 | 18 | 18 |  |  |  | 0 | 0 | HFS | 0.22 | 0 | 1 |  | 0 | 0 | 0 | 0 | 0 | 0 | 0 | 0 | 0 | 0 | 0 | 0 | 0 | 0 | 0 | 0 | 0 | 0 | 0 | 0 | 0 | 0 | 0 | 12
NO |  | 135 | 2012 | 8 | 24 | 24 |  |  |  | 0 | 0 | WFS | 0.11 | 0 | 1 |  | 0 | 0 | 0 | 0 | 0 | 0 | 0 | 0 | 0 | 0 | 0 | 0 | 0 | 0 | 0 | 0 | 0 | 0 | 0 | 0 | 0 | 0 | 0 | 12
NO |  | 135 | 2012 | 8 | 25 | 25 |  |  |  | 0 | 0 | HFS | 0 | 12.86 | 1 |  | 0 | 0 | 0 | 0 | 0 | 0 | 0 | 0 | 0 | 0 | 0 | 621350359 | 0 | 0 | 0 | 0 | 0 | 0 | 0 | 0 | 0 | 0 | 0 | 12
NO |  | 135 | 2012 | 9 | 2 | 2 |  |  |  | 66 | 66 |  | 0 | 0 | 0 |  | 0 | 0 | 0 | 0 | 0 | 0 | 0 | 0 | 0 | 0 | 0 | 0 | 0 | 0 | 0 | 0 | 0 | 0 | 0 | 0 | 0 | 0 | 0 | 12
NO |  | 135 | 2012 | 9 | 3 | 3 |  | Richmond Sub-7104 | Westmoreland Sub | 66 | 66 | U | 6.27 | 0 | 1 | 2000 MCM CU | 0 | 0 | 0 | 0 | 0 | 0 | 0 | 0 | 0 | 0 | 0 | 0 | 0 | 0 | 0 | 0 | 0 | 0 | 0 | 0 | 0 | 0 | 0 | 12
NO |  | 135 | 2012 | 9 | 4 | 4 |  |  |  | 66 | 66 | U | 6.61 | 0 | 1 | 1500 MCMCUPTC | 0 | 0 | 0 | 0 | 0 | 0 | 0 | 0 | 0 | 0 | 0 | 0 | 0 | 0 | 0 | 0 | 0 | 0 | 0 | 0 | 0 | 0 | 0 | 12
NO |  | 135 | 2012 | 9 | 22 | 22 |  |  |  | 0 | 0 | U | 2.56 | 0 | 1 | 2000 MCMCUPTC | 0 | 0 | 0 | 0 | 0 | 0 | 0 | 0 | 0 | 0 | 0 | 0 | 0 | 0 | 0 | 0 | 0 | 0 | 0 | 0 | 0 | 0 | 0 | 12
NO |  | 135 | 2012 | 10 | 2 | 2 |  |  |  | 0 | 0 | U | 0.02 | 0 | 1 | 1000 MCMALSD | 0 | 0 | 0 | 0 | 0 | 0 | 0 | 0 | 0 | 0 | 0 | 0 | 0 | 0 | 0 | 0 | 0 | 0 | 0 | 0 | 0 | 0 | 0 | 12
NO |  | 135 | 2012 | 10 | 3 | 3 |  |  |  | 0 | 0 | U | 0.65 | 0 | 1 | 700 MCMCUPTC | 0 | 0 | 0 | 0 | 0 | 0 | 0 | 0 | 0 | 0 | 0 | 0 | 0 | 0 | 0 | 0 | 0 | 0 | 0 | 0 | 0 | 0 | 0 | 12
NO |  | 135 | 2012 | 12 | 10 | 10 |  | Cromby Sub -7181 | Moser Sub 6681 | 66 | 66 | ST | 7.64 | 0 | 2 | 336.4 ACSR | 0 | 0 | 0 | 0 | 0 | 0 | 0 | 0 | 0 | 0 | 0 | 0 | 0 | 0 | 0 | 0 | 0 | 0 | 0 | 0 | 0 | 0 | 0 | 12
NO |  | 135 | 2012 | 12 | 12 | 12 |  |  |  | 0 | 0 | U | 0.97 | 0 | 1 | 1100 CUOFC | 0 | 0 | 0 | 0 | 0 | 0 | 0 | 0 | 0 | 0 | 0 | 0 | 0 | 0 | 0 | 0 | 0 | 0 | 0 | 0 | 0 | 0 | 0 | 12
NO |  | 135 | 2012 | 12 | 32 | 32 |  | Southwark Station -7312 | Southwark Sub | 13.2 | 13.2 | U | 0 | 0 | 1 | 1750 MCMCU | 0 | 0 | 0 | 0 | 0 | 0 | 0 | 0 | 0 | 0 | 0 | 0 | 0 | 0 | 0 | 0 | 0 | 0 | 0 | 0 | 0 | 0 | 0 | 12
NO |  | 135 | 2012 | 12 | 33 | 33 |  | Delaware Station-7320 | Richmond Reg | 13.2 | 13.2 | U | 0 | 0 | 1 | 3 X 350 MCMCU | 0 | 0 | 0 | 0 | 0 | 0 | 0 | 0 | 0 | 0 | 0 | 0 | 0 | 0 | 0 | 0 | 0 | 0 | 0 | 0 | 0 | 0 | 0 | 12
NO |  | 135 | 2012 | 12 | 34 | 34 |  | Richmond Station -7321 | Richmond Reg | 13.2 | 13.2 | U | 0 | 0 | 1 | 350 MCM CU | 0 | 0 | 0 | 0 | 0 | 0 | 0 | 0 | 0 | 0 | 0 | 0 | 0 | 0 | 0 | 0 | 0 | 0 | 0 | 0 | 0 | 0 | 0 | 12
NO |  | 135 | 2012 | 13 | 4 | 4 |  | Planebrook | Eagle | 69 | 0 | WP | 3.11 | 0 | 0 | 795 ACSR | 0 | 0 | 0 | 0 | 0 | 0 | 0 | 0 | 0 | 0 | 0 | 0 | 0 | 0 | 0 | 0 | 0 | 0 | 0 | 0 | 0 | 0 | 0 | 12
NO |  | 135 | 2012 | 13 | 10 | 10 |  |  |  | 69 | 0 | WP | 0.79 | 0 | 0 | 397.5 ACSR | 0 | 0 | 0 | 0 | 0 | 0 | 0 | 0 | 0 | 0 | 0 | 0 | 0 | 0 | 0 | 0 | 0 | 0 | 0 | 0 | 0 | 0 | 0 | 12
NO |  | 135 | 2012 | 13 | 12 | 12 |  |  |  | 69 | 0 | U | 0.3 | 0 | 0 | 1500 CU XLP | 0 | 0 | 0 | 0 | 0 | 0 | 0 | 0 | 0 | 0 | 0 | 0 | 0 | 0 | 0 | 0 | 0 | 0 | 0 | 0 | 0 | 0 | 0 | 12
NO |  | 135 | 2012 | 13 | 14 | 14 |  | Eddystone Sub - 7051 | Island Road | 230 | 0 | TS | 5.98 | 0 | 0 | 1590 ACSR | 0 | 0 | 0 | 0 | 0 | 0 | 0 | 0 | 0 | 0 | 0 | 0 | 0 | 0 | 0 | 0 | 0 | 0 | 0 | 0 | 0 | 0 | 0 | 12
NO |  | 135 | 2012 | 2 | 33 | 33 |  |  | Light Co | 0 | 0 | ST | 1.89 | 0 | 1 |  | 0 | 0 | 0 | 0 | 0 | 0 | 0 | 0 | 0 | 0 | 0 | 621350166 | 0 | 0 | 0 | 0 | 0 | 0 | 0 | 0 | 0 | 0 | 0 | 12
NO |  | 135 | 2012 | 2 | 34 | 34 |  | Buckingham Sub - 7012 | PSE&G | 0 | 0 | ST | 0 | 0 | 0 |  | 0 | 0 | 0 | 0 | 0 | 0 | 0 | 0 | 0 | 0 | 0 | 0 | 0 | 0 | 0 | 0 | 0 | 0 | 0 | 0 | 0 | 0 | 0 | 12
NO |  | 135 | 2012 | 2 | 35 | 35 |  |  | Lambertville, NJ | 220 | 220 | ST | 8.67 | 0 | 1 | 795 MCM ACSR | 0 | 0 | 0 | 0 | 0 | 0 | 0 | 0 | 0 | 0 | 0 | 0 | 0 | 0 | 0 | 0 | 0 | 0 | 0 | 0 | 0 | 0 | 0 | 12
NO |  | 135 | 2012 | 3 | 11 | 11 |  |  |  | 220 | 220 | TS | 1.83 | 0 | 1 | 1000 MCM AL | 0 | 0 | 0 | 0 | 0 | 0 | 0 | 0 | 0 | 0 | 0 | 0 | 0 | 0 | 0 | 0 | 0 | 0 | 0 | 0 | 0 | 0 | 0 | 12
NO |  | 135 | 2012 | 3 | 25 | 25 |  |  |  | 0 | 0 | HFS | 0.53 | 0.38 | 1 | 1590 MCM ACSR | 0 | 0 | 0 | 0 | 0 | 0 | 0 | 0 | 0 | 0 | 0 | 621350168 | 0 | 0 | 0 | 0 | 0 | 0 | 0 | 0 | 0 | 0 | 0 | 12
NO |  | 135 | 2012 | 3 | 32 | 32 |  |  |  | 0 | 0 | ST | 3.28 | 0 | 1 | 1590 MCM ACSR | 0 | 0 | 0 | 0 | 0 | 0 | 0 | 0 | 0 | 0 | 0 | 0 | 0 | 0 | 0 | 0 | 0 | 0 | 0 | 0 | 0 | 0 | 0 | 12
NO |  | 135 | 2012 | 3 | 33 | 33 |  |  |  | 0 | 0 | HFS | 6.13 | 0 | 1 | 1590 MCM ACSR | 0 | 0 | 0 | 0 | 0 | 0 | 0 | 0 | 0 | 0 | 0 | 0 | 0 | 0 | 0 | 0 | 0 | 0 | 0 | 0 | 0 | 0 | 0 | 12
NO |  | 135 | 2012 | 3 | 34 | 34 |  |  |  | 0 | 0 | U | 1.86 | 0 | 1 | 2000 MCMCUPTC | 0 | 0 | 0 | 0 | 0 | 0 | 0 | 0 | 0 | 0 | 0 | 0 | 0 | 0 | 0 | 0 | 0 | 0 | 0 | 0 | 0 | 0 | 0 | 12
NO |  | 135 | 2012 | 4 | 33 | 33 |  | Limerick 230KV Sub 7034 | Cromby Sub | 220 | 220 | TS | 15.09 | 0 | 2 | 1590 MCM ACSR | 0 | 0 | 0 | 0 | 0 | 0 | 0 | 0 | 0 | 0 | 0 | 0 | 0 | 0 | 0 | 0 | 0 | 0 | 0 | 0 | 0 | 0 | 0 | 12
NO |  | 135 | 2012 | 4 | 34 | 34 |  |  |  | 0 | 0 |  | 0 | 0 | 0 |  | 0 | 0 | 0 | 0 | 0 | 0 | 0 | 0 | 0 | 0 | 0 | 621350211 | 0 | 0 | 0 | 0 | 0 | 0 | 0 | 0 | 0 | 0 | 0 | 12
NO |  | 135 | 2012 | 5 | 5 | 5 |  |  |  | 0 | 0 | ST | 0 | 0.18 | 1 | 795 MCM ACSR | 0 | 0 | 0 | 0 | 0 | 0 | 0 | 0 | 0 | 0 | 0 | 621350173 | 0 | 0 | 0 | 0 | 0 | 0 | 0 | 0 | 0 | 0 | 0 | 12
NO |  | 135 | 2012 | 5 | 10 | 10 |  |  |  | 0 | 0 | TS | 0.05 | 0 | 1 | 795 MCM ACSR | 0 | 0 | 0 | 0 | 0 | 0 | 0 | 0 | 0 | 0 | 0 | 0 | 0 | 0 | 0 | 0 | 0 | 0 | 0 | 0 | 0 | 0 | 0 | 12
NO |  | 135 | 2012 | 5 | 30 | 30 |  | Concord Su-7050 | Middletown Sub | 220 | 220 | TS | 8.92 | 0 | 1 | 1590 MCM ACSR | 0 | 0 | 0 | 0 | 0 | 0 | 0 | 0 | 0 | 0 | 0 | 0 | 0 | 0 | 0 | 0 | 0 | 0 | 0 | 0 | 0 | 0 | 0 | 12
NO |  | 135 | 2012 | 6 | 18 | 18 |  | Morton Sub - 7056 | Middletwon Sub | 220 | 220 |  | 0 | 0 | 0 |  | 0 | 0 | 0 | 0 | 0 | 0 | 0 | 0 | 0 | 0 | 0 | 0 | 0 | 0 | 0 | 0 | 0 | 0 | 0 | 0 | 0 | 0 | 0 | 12
NO |  | 135 | 2012 | 6 | 20 | 20 |  |  |  | 0 | 0 | WFS | 10.82 | 0 | 1 |  | 0 | 0 | 0 | 0 | 0 | 0 | 0 | 0 | 0 | 0 | 0 | 0 | 0 | 0 | 0 | 0 | 0 | 0 | 0 | 0 | 0 | 0 | 0 | 12
NO |  | 135 | 2012 | 8 | 21 | 21 |  |  |  | 0 | 0 | HFS | 0.22 | 0 | 1 |  | 0 | 0 | 0 | 0 | 0 | 0 | 0 | 0 | 0 | 0 | 0 | 0 | 0 | 0 | 0 | 0 | 0 | 0 | 0 | 0 | 0 | 0 | 0 | 12
NO |  | 135 | 2012 | 8 | 27 | 27 |  |  |  | 0 | 0 | WFS | 0.11 | 0 | 1 |  | 0 | 0 | 0 | 0 | 0 | 0 | 0 | 0 | 0 | 0 | 0 | 0 | 0 | 0 | 0 | 0 | 0 | 0 | 0 | 0 | 0 | 0 | 0 | 12
NO |  | 135 | 2012 | 8 | 28 | 28 |  |  |  | 0 | 0 | HFS | 0 | 12.86 | 1 |  | 0 | 0 | 0 | 0 | 0 | 0 | 0 | 0 | 0 | 0 | 0 | 621350197 | 0 | 0 | 0 | 0 | 0 | 0 | 0 | 0 | 0 | 0 | 0 | 12
NO |  | 135 | 2012 | 9 | 5 | 5 |  |  |  | 66 | 66 |  | 0 | 0 | 0 |  | 0 | 0 | 0 | 0 | 0 | 0 | 0 | 0 | 0 | 0 | 0 | 0 | 0 | 0 | 0 | 0 | 0 | 0 | 0 | 0 | 0 | 0 | 0 | 12
NO |  | 135 | 2012 | 9 | 6 | 6 |  | Richmond Sub-7104 | Westmoreland Sub | 66 | 66 | U | 6.27 | 0 | 1 | 2000 MCM CU | 0 | 0 | 0 | 0 | 0 | 0 | 0 | 0 | 0 | 0 | 0 | 0 | 0 | 0 | 0 | 0 | 0 | 0 | 0 | 0 | 0 | 0 | 0 | 12
NO |  | 135 | 2012 | 9 | 7 | 7 |  |  |  | 66 | 66 | U | 6.61 | 0 | 1 | 1500 MCMCUPTC | 0 | 0 | 0 | 0 | 0 | 0 | 0 | 0 | 0 | 0 | 0 | 0 | 0 | 0 | 0 | 0 | 0 | 0 | 0 | 0 | 0 | 0 | 0 | 12
NO |  | 135 | 2012 | 9 | 25 | 25 |  |  |  | 0 | 0 | U | 2.56 | 0 | 1 | 2000 MCMCUPTC | 0 | 0 | 0 | 0 | 0 | 0 | 0 | 0 | 0 | 0 | 0 | 0 | 0 | 0 | 0 | 0 | 0 | 0 | 0 | 0 | 0 | 0 | 0 | 12
NO |  | 135 | 2012 | 10 | 5 | 5 |  |  |  | 0 | 0 | U | 0.02 | 0 | 1 | 1000 MCMALSD | 0 | 0 | 0 | 0 | 0 | 0 | 0 | 0 | 0 | 0 | 0 | 0 | 0 | 0 | 0 | 0 | 0 | 0 | 0 | 0 | 0 | 0 | 0 | 12
NO |  | 135 | 2012 | 10 | 6 | 6 |  |  |  | 0 | 0 | U | 0.65 | 0 | 1 | 700 MCMCUPTC | 0 | 0 | 0 | 0 | 0 | 0 | 0 | 0 | 0 | 0 | 0 | 0 | 0 | 0 | 0 | 0 | 0 | 0 | 0 | 0 | 0 | 0 | 0 | 12
NO |  | 135 | 2012 | 12 | 13 | 13 |  | Cromby Sub -7181 | Moser Sub 6681 | 66 | 66 | ST | 7.64 | 0 | 2 | 336.4 ACSR | 0 | 0 | 0 | 0 | 0 | 0 | 0 | 0 | 0 | 0 | 0 | 0 | 0 | 0 | 0 | 0 | 0 | 0 | 0 | 0 | 0 | 0 | 0 | 12
NO |  | 135 | 2012 | 12 | 15 | 15 |  |  |  | 0 | 0 | U | 0.97 | 0 | 1 | 1100 CUOFC | 0 | 0 | 0 | 0 | 0 | 0 | 0 | 0 | 0 | 0 | 0 | 0 | 0 | 0 | 0 | 0 | 0 | 0 | 0 | 0 | 0 | 0 | 0 | 12
NO |  | 135 | 2012 | 12 | 35 | 35 |  | Southwark Station -7312 | Southwark Sub | 13.2 | 13.2 | U | 0 | 0 | 1 | 1750 MCMCU | 0 | 0 | 0 | 0 | 0 | 0 | 0 | 0 | 0 | 0 | 0 | 0 | 0 | 0 | 0 | 0 | 0 | 0 | 0 | 0 | 0 | 0 | 0 | 12
NO |  | 135 | 2012 | 13 | 1 | 1 |  | Delaware Station-7320 | Richmond Reg | 13.2 | 13.2 | U | 0 | 0 | 1 | 3 X 350 MCMCU | 0 | 0 | 0 | 0 | 0 | 0 | 0 | 0 | 0 | 0 | 0 | 0 | 0 | 0 | 0 | 0 | 0 | 0 | 0 | 0 | 0 | 0 | 0 | 12
NO |  | 135 | 2012 | 13 | 2 | 2 |  | Richmond Station -7321 | Richmond Reg | 13.2 | 13.2 | U | 0 | 0 | 1 | 350 MCM CU | 0 | 0 | 0 | 0 | 0 | 0 | 0 | 0 | 0 | 0 | 0 | 0 | 0 | 0 | 0 | 0 | 0 | 0 | 0 | 0 | 0 | 0 | 0 | 12
NO |  | 135 | 2012 | 13 | 7 | 7 |  | Planebrook | Eagle | 69 | 0 | WP | 3.11 | 0 | 0 | 795 ACSR | 0 | 0 | 0 | 0 | 0 | 0 | 0 | 0 | 0 | 0 | 0 | 0 | 0 | 0 | 0 | 0 | 0 | 0 | 0 | 0 | 0 | 0 | 0 | 12
NO |  | 135 | 2012 | 13 | 13 | 13 |  |  |  | 69 | 0 | WP | 0.79 | 0 | 0 | 397.5 ACSR | 0 | 0 | 0 | 0 | 0 | 0 | 0 | 0 | 0 | 0 | 0 | 0 | 0 | 0 | 0 | 0 | 0 | 0 | 0 | 0 | 0 | 0 | 0 | 12
NO |  | 135 | 2012 | 13 | 15 | 15 |  |  |  | 69 | 0 | U | 0.3 | 0 | 0 | 1500 CU XLP | 0 | 0 | 0 | 0 | 0 | 0 | 0 | 0 | 0 | 0 | 0 | 0 | 0 | 0 | 0 | 0 | 0 | 0 | 0 | 0 | 0 | 0 | 0 | 12
NO |  | 135 | 2012 | 13 | 17 | 17 |  | Eddystone Sub - 7051 | Island Road | 230 | 0 | TS | 5.98 | 0 | 0 | 1590 ACSR | 0 | 0 | 0 | 0 | 0 | 0 | 0 | 0 | 0 | 0 | 0 | 0 | 0 | 0 | 0 | 0 | 0 | 0 | 0 | 0 | 0 | 0 | 0 | 12
NO |  | 33 | 2012 | 0 | 1 | 1 |  | 345 KV Lines |  | 0 | 0 |  | 0 | 0 | 0 |  | 655679 | 3383081 | 4038760 | 0 | 0 | 0 | 0 | 0 | 0 | 0 | 0 | 0 | 0 | 0 | 0 | 0 | 0 | 0 | 0 | 0 | 0 | 0 | 0 | 12
NO |  | 33 | 2012 | 0 | 2 | 2 |  | --------------------------- |  | 0 | 0 |  | 0 | 0 | 0 |  | 0 | 0 | 0 | 0 | 0 | 0 | 0 | 0 | 0 | 0 | 0 | 0 | 0 | 0 | 0 | 0 | 0 | 0 | 0 | 0 | 0 | 0 | 0 | 12
NO |  | 33 | 2012 | 0 | 5 | 5 |  | 138 KV Lines |  | 0 | 0 |  | 0 | 0 | 0 |  | 186474 | 4060449 | 4246923 | 0 | 0 | 0 | 0 | 0 | 0 | 0 | 0 | 0 | 0 | 0 | 0 | 0 | 0 | 0 | 0 | 0 | 0 | 0 | 0 | 12
NO |  | 33 | 2012 | 0 | 6 | 6 |  | ----------------- |  | 0 | 0 |  | 0 | 0 | 0 |  | 0 | 0 | 0 | 0 | 0 | 0 | 0 | 0 | 0 | 0 | 0 | 0 | 0 | 0 | 0 | 0 | 0 | 0 | 0 | 0 | 0 | 0 | 0 | 12
NO |  | 33 | 2012 | 1 | 1 | 1 |  | 345KV LINES OVERHEAD |  | 0 | 0 |  | 0 | 0 | 0 |  | 0 | 0 | 0 | 0 | 0 | 0 | 0 | 0 | 0 | 0 | 0 | 0 | 0 | 0 | 0 | 0 | 0 | 0 | 0 | 0 | 0 | 0 | 0 | 12
NO |  | 33 | 2012 | 1 | 2 | 2 |  | --------------------------- |  | 0 | 0 |  | 0 | 0 | 0 |  | 0 | 0 | 0 | 0 | 0 | 0 | 0 | 0 | 0 | 0 | 0 | 0 | 0 | 0 | 0 | 0 | 0 | 0 | 0 | 0 | 0 | 0 | 0 | 12
NO |  | 33 | 2012 | 1 | 3 | 3 |  | 0721 State Line Station | Sheffield Sub. (NIPS Co.) | 345 | 345 | ST | 1.9 | 0 | 1 | 2338 ACSR | 0 | 0 | 0 | 0 | 0 | 0 | 0 | 0 | 620330026 | 0 | 0 | 0 | 0 | 0 | 0 | 0 | 0 | 0 | 0 | 0 | 0 | 0 | 0 | 12
NO |  | 33 | 2012 | 1 | 4 | 4 |  | 0722 State Line Station | III.-Ind. St. Line 118th St | 345 | 345 | ST | 0.07 | 1.86 | 1 | 2338 ACSR | 0 | 0 | 0 | 0 | 0 | 0 | 0 | 0 | 0 | 0 | 0 | 0 | 0 | 0 | 0 | 0 | 0 | 0 | 0 | 0 | 0 | 0 | 0 | 12
NO |  | 33 | 2012 | 1 | 5 | 5 |  | 6615 Green Acres (NIPS Co.) | I.M.P. Co. | 345 | 345 | SP | 0.16 | 0 | 1 | 2156 ACSR | 0 | 0 | 0 | 0 | 0 | 0 | 0 | 0 | 620330027 | 0 | 0 | 0 | 0 | 0 | 0 | 0 | 0 | 0 | 0 | 0 | 0 | 0 | 0 | 12
NO |  | 33 | 2012 | 1 | 6 | 6 |  | 6615 Green Acres (NIPS Co.) | I.M.P. Co. | 345 | 345 | ST | 0 | 6.42 | 0 | 1414 ACSR | 0 | 0 | 0 | 0 | 0 | 0 | 0 | 0 | 0 | 0 | 0 | 0 | 0 | 0 | 0 | 0 | 0 | 0 | 0 | 0 | 0 | 0 | 0 | 12
NO |  | 33 | 2012 | 1 | 7 | 7 |  | 6617 St. John (NIPS Co.) | Green Acres (NIPS Co.) | 345 | 345 | ST | 0.06 | 6.72 | 1 | 1414 ACSR | 0 | 0 | 0 | 0 | 0 | 0 | 0 | 0 | 0 | 0 | 0 | 0 | 0 | 0 | 0 | 0 | 0 | 0 | 0 | 0 | 0 | 0 | 0 | 12
NO |  | 33 | 2012 | 1 | 8 | 8 |  | 17705 III.-Ind State Line | Sheff Sub (NIPS Co portion) | 345 | 345 | ST | 0 | 0.03 | 1 | 2338 ACSR | 0 | 0 | 0 | 0 | 0 | 0 | 0 | 0 | 620330028 | 0 | 0 | 0 | 0 | 0 | 0 | 0 | 0 | 0 | 0 | 0 | 0 | 0 | 0 | 12
NO |  | 33 | 2012 | 1 | 9 | 9 |  | 17723 III.-Ind State Line | III.-Ind. St. Line | 345 | 345 | ST | 1.78 | 0 | 1 | 2156 ACSR | 0 | 0 | 0 | 0 | 0 | 0 | 0 | 0 | 0 | 0 | 0 | 0 | 0 | 0 | 0 | 0 | 0 | 0 | 0 | 0 | 0 | 0 | 0 | 12
NO |  | 33 | 2012 | 1 | 10 | 10 |  | 17724 III.-Ind State Line | III.-Ind. St. Line | 345 | 345 | ST | 0 | 1.78 | 1 | 2156 ACSR | 0 | 0 | 0 | 0 | 0 | 0 | 0 | 0 | 0 | 0 | 0 | 0 | 0 | 0 | 0 | 0 | 0 | 0 | 0 | 0 | 0 | 0 | 0 | 12
NO |  | 33 | 2012 | 1 | 11 | 11 |  | 94507 III.-Ind State Line | St. John (NIPS Co.) | 345 | 345 | ST | 0.08 | 6.95 | 1 | 1414 ACSR | 0 | 0 | 0 | 0 | 0 | 0 | 0 | 0 | 0 | 0 | 0 | 0 | 0 | 0 | 0 | 0 | 0 | 0 | 0 | 0 | 0 | 0 | 0 | 12
NO |  | 33 | 2012 | 1 | 12 | 12 |  | 97008 III.-Ind State Line | End of C.E.Co. of Ind. | 345 | 345 | ST | 20.33 | 0 | 1 | 1414 ACSR | 0 | 0 | 0 | 0 | 0 | 0 | 0 | 0 | 0 | 0 | 0 | 0 | 0 | 0 | 0 | 0 | 0 | 0 | 0 | 0 | 0 | 0 | 0 | 12
NO |  | 33 | 2012 | 1 | 15 | 15 |  | 138KV Lines Overhead |  | 0 | 0 |  | 0 | 0 | 0 |  | 0 | 0 | 0 | 0 | 0 | 0 | 0 | 0 | 0 | 0 | 0 | 0 | 0 | 0 | 0 | 0 | 0 | 0 | 0 | 0 | 0 | 0 | 0 | 12
NO |  | 33 | 2012 | 1 | 16 | 16 |  | --------------------------- |  | 0 | 0 |  | 0 | 0 | 0 |  | 0 | 0 | 0 | 0 | 0 | 0 | 0 | 0 | 0 | 0 | 0 | 0 | 0 | 0 | 0 | 0 | 0 | 0 | 0 | 0 | 0 | 0 | 0 | 12
NO |  | 33 | 2012 | 1 | 17 | 17 |  | 0703 State Line Station | III.-Ind. St. Line 118th St | 138 | 138 | ST | 0.16 | 1.76 | 1 | 1113 ACSR | 0 | 0 | 0 | 0 | 0 | 0 | 0 | 0 | 0 | 0 | 0 | 0 | 0 | 0 | 0 | 0 | 0 | 0 | 0 | 0 | 0 | 0 | 0 | 12
NO |  | 33 | 2012 | 1 | 18 | 18 |  | 0703 State Line Station | III.-Ind. St. Line 118th St | 138 | 138 | WP | 0.06 | 0 | 0 | 1113 ACSR | 0 | 0 | 0 | 0 | 0 | 0 | 0 | 0 | 0 | 0 | 0 | 0 | 0 | 0 | 0 | 0 | 0 | 0 | 0 | 0 | 0 | 0 | 0 | 12
NO |  | 33 | 2012 | 1 | 19 | 19 |  | 0704 State Line Station | III.-Ind. St. Line 118th St | 138 | 138 | SP | 0.06 | 0 | 1 | 1113 ACSR | 0 | 0 | 0 | 0 | 0 | 0 | 0 | 0 | 0 | 0 | 0 | 0 | 0 | 0 | 0 | 0 | 0 | 0 | 0 | 0 | 0 | 0 | 0 | 12
NO |  | 33 | 2012 | 1 | 20 | 20 |  | 0704 State Line Station | III.-Ind. St. Line 118th St | 138 | 138 | ST | 0.31 | 1.6 | 0 | 1113 ACSR | 0 | 0 | 0 | 0 | 0 | 0 | 0 | 0 | 0 | 0 | 0 | 0 | 0 | 0 | 0 | 0 | 0 | 0 | 0 | 0 | 0 | 0 | 0 | 12
NO |  | 33 | 2012 | 1 | 21 | 21 |  | 0705 State Line Station | Terminal Pothead | 138 | 138 | ST | 0.3 | 0.14 | 1 | 1113 ACSR | 0 | 0 | 0 | 0 | 0 | 0 | 0 | 0 | 0 | 0 | 0 | 0 | 0 | 0 | 0 | 0 | 0 | 0 | 0 | 0 | 0 | 0 | 0 | 12
NO |  | 33 | 2012 | 1 | 22 | 22 |  | 0706 State Line Station | III.-Ind. St. Line | 138 | 138 | SP | 0.1 | 0.05 | 1 | 1113 ACSR | 0 | 0 | 0 | 0 | 0 | 0 | 0 | 0 | 0 | 0 | 0 | 0 | 0 | 0 | 0 | 0 | 0 | 0 | 0 | 0 | 0 | 0 | 0 | 12
NO |  | 33 | 2012 | 1 | 23 | 23 |  | 0706 State Line Station | III.-Ind. St. Line | 138 | 138 | ST | 0.14 | 0 | 0 | 2156 ACSR | 0 | 0 | 0 | 0 | 0 | 0 | 0 | 0 | 0 | 0 | 0 | 0 | 0 | 0 | 0 | 0 | 0 | 0 | 0 | 0 | 0 | 0 | 0 | 12
NO |  | 33 | 2012 | 1 | 24 | 24 |  | 0707 State Line Station | III.-Ind. St. Line | 138 | 138 | ST | 0.03 | 0.14 | 1 | 2156 ACSR | 0 | 0 | 0 | 0 | 0 | 0 | 0 | 0 | 0 | 0 | 0 | 0 | 0 | 0 | 0 | 0 | 0 | 0 | 0 | 0 | 0 | 0 | 0 | 12
NO |  | 33 | 2012 | 1 | 25 | 25 |  | 0707 State Line Station | III.-Ind. St. Line | 138 | 138 | SP | 0.07 | 0.11 | 0 | 2156 ACSR | 0 | 0 | 0 | 0 | 0 | 0 | 0 | 0 | 0 | 0 | 0 | 0 | 0 | 0 | 0 | 0 | 0 | 0 | 0 | 0 | 0 | 0 | 0 | 12
NO |  | 33 | 2012 | 1 | 26 | 26 |  | 0708 State Line Station | III.-Ind. St. Line | 138 | 138 | SP | 0.07 | 0 | 1 | 2156 ACSR | 0 | 0 | 0 | 0 | 0 | 0 | 0 | 0 | 0 | 0 | 0 | 0 | 0 | 0 | 0 | 0 | 0 | 0 | 0 | 0 | 0 | 0 | 0 | 12
NO |  | 33 | 2012 | 1 | 27 | 27 |  | 0708 State Line Station | III.-Ind. St. Line | 138 | 138 | ST | 0.05 | 0 | 0 | 1113 ACSR | 0 | 0 | 0 | 0 | 0 | 0 | 0 | 0 | 0 | 0 | 0 | 0 | 0 | 0 | 0 | 0 | 0 | 0 | 0 | 0 | 0 | 0 | 0 | 12
NO |  | 33 | 2012 | 1 | 28 | 28 |  | 0716 State Line Station | III.-Ind. St. Line | 138 | 138 | SP | 0.24 | 0.06 | 1 | 1113 ACSR | 0 | 0 | 0 | 0 | 0 | 0 | 0 | 0 | 0 | 0 | 0 | 0 | 0 | 0 | 0 | 0 | 0 | 0 | 0 | 0 | 0 | 0 | 0 | 12
NO |  | 33 | 2012 | 0 | 36 | 36 |  | TOTAL |  | 0 | 0 |  | 26.11 | 27.62 | 17 |  | 842153 | 7443530 | 8285683 | 0 | 0 | 0 | 0 | 0 | 0 | 0 | 0 | 0 | 0 | 0 | 0 | 0 | 0 | 0 | 0 | 0 | 0 | 0 | 0 | 12
NO |  | 33 | 2012 | 1 | 31 | 31 |  | 138KV Lines Underground |  | 0 | 0 |  | 0 | 0 | 0 |  | 0 | 0 | 0 | 0 | 0 | 0 | 0 | 0 | 0 | 0 | 0 | 0 | 0 | 0 | 0 | 0 | 0 | 0 | 0 | 0 | 0 | 0 | 0 | 12
NO |  | 33 | 2012 | 1 | 32 | 32 |  | --------------------------- |  | 0 | 0 |  | 0 | 0 | 0 |  | 0 | 0 | 0 | 0 | 0 | 0 | 0 | 0 | 0 | 0 | 0 | 0 | 0 | 0 | 0 | 0 | 0 | 0 | 0 | 0 | 0 | 0 | 0 | 12
NO |  | 33 | 2012 | 1 | 33 | 33 |  | 0702 Station Bus | III.-Ind. St. Line | 138 | 138 | Underground | 0.06 | 0 | 1 | 800 mm2 | 0 | 0 | 0 | 0 | 0 | 0 | 0 | 0 | 0 | 0 | 0 | 0 | 0 | 0 | 0 | 0 | 0 | 0 | 0 | 0 | 0 | 0 | 0 | 12
NO |  | 33 | 2012 | 1 | 34 | 34 |  | 0705 Terminal Potheads | III.-Ind. St. Line | 138 | 138 | Underground | 0.08 | 0 | 0 | 800 mm2 | 0 | 0 | 0 | 0 | 0 | 0 | 0 | 0 | 0 | 0 | 0 | 0 | 0 | 0 | 0 | 0 | 0 | 0 | 0 | 0 | 0 | 0 | 0 | 12
NO |  | 23 | 2012 | 0 | 36 | 36 |  | TOTAL |  | 0 | 0 |  | 2574.8 | 79.57 | 20 |  | 14686293 | 470024530 | 484710823 | 5976552 | 5093849 | 0 | 11070401 | 0 | 0 | 0 | 0 | 0 | 0 | 0 | 0 | 0 | 0 | 0 | 0 | 0 | 0 | 0 | 0 | 12
NO |  | 23 | 2012 | 0 | 1 | 1 |  | Buxton | Surowiec | 345 | 345 | WHF | 26.5 | 0 | 1 | 850.8ACSR | 515763 | 3014546 | 3530309 | 0 | 0 | 0 | 0 | 0 | 0 | 0 | 0 | 0 | 0 | 0 | 0 | 0 | 0 | 0 | 0 | 0 | 0 | 0 | 0 | 12
NO |  | 23 | 2012 | 0 | 4 | 4 |  | Surowiec | Maine Yankee | 0 | 0 | WHF | 27.33 | 0 | 1 | 850.8ACSR | 0 | 0 | 0 | 0 | 0 | 0 | 0 | 0 | 0 | 0 | 0 | 0 | 0 | 0 | 0 | 0 | 0 | 0 | 0 | 0 | 0 | 0 | 0 | 12
NO |  | 23 | 2012 | 0 | 7 | 7 |  | Surowiec | Wiscasset | 0 | 0 | WHF | 23.7 | 0 | 1 | 850.8ACSR | 0 | 0 | 0 | 0 | 0 | 0 | 0 | 0 | 0 | 0 | 0 | 0 | 0 | 0 | 0 | 0 | 0 | 0 | 0 | 0 | 0 | 0 | 0 | 12
NO |  | 23 | 2012 | 0 | 11 | 11 |  | 345 KV S/S | 345 KV S/S | 0 | 0 |  | 0 | 0 | 0 |  | 0 | 0 | 0 | 0 | 0 | 0 | 0 | 0 | 0 | 0 | 0 | 0 | 0 | 0 | 0 | 0 | 0 | 0 | 0 | 0 | 0 | 0 | 0 | 12
NO |  | 23 | 2012 | 0 | 14 | 14 |  | Hampshire Border | 345 KV S/S | 345 | 345 | WHF | 30.6 | 0 | 1 | 850.8ACSR | 242584 | 5891755 | 6134339 | 0 | 0 | 0 | 0 | 0 | 0 | 0 | 0 | 0 | 0 | 0 | 0 | 0 | 0 | 0 | 0 | 0 | 0 | 0 | 0 | 12
NO |  | 23 | 2012 | 0 | 17 | 17 |  | Hampshire Border | 345 KV S/S | 345 | 345 | WHF | 30.6 | 0 | 1 | 850.8ACSR | 223815 | 3979955 | 4203770 | 0 | 0 | 0 | 0 | 0 | 0 | 0 | 0 | 0 | 0 | 0 | 0 | 0 | 0 | 0 | 0 | 0 | 0 | 0 | 0 | 12
NO |  | 23 | 2012 | 0 | 19 | 19 |  | Yarmouth | Buxton | 0 | 0 | WHF | 16.5 | 0 | 1 | 954CM | 0 | 0 | 0 | 0 | 0 | 0 | 0 | 0 | 0 | 0 | 0 | 0 | 0 | 0 | 0 | 0 | 0 | 0 | 0 | 0 | 0 | 0 | 0 | 12
NO |  | 23 | 2012 | 0 | 21 | 21 |  |  |  | 0 | 0 | Steel Towers | 6.8 | 0 | 1 |  | 0 | 0 | 0 | 0 | 0 | 0 | 0 | 0 | 0 | 0 | 0 | 0 | 0 | 0 | 0 | 0 | 0 | 0 | 0 | 0 | 0 | 0 | 0 | 12
NO |  | 23 | 2012 | 0 | 27 | 27 |  | 345 KV S/S |  | 0 | 0 | Steel Tower | 1.1 | 0 | 1 | ASCR | 0 | 1203918 | 1203918 | 0 | 0 | 0 | 0 | 0 | 0 | 0 | 0 | 0 | 0 | 0 | 0 | 0 | 0 | 0 | 0 | 0 | 0 | 0 | 0 | 12
NO |  | 23 | 2012 | 1 | 2 | 2 |  |  |  | 0 | 0 | Underground | 0 | 2.64 | 0 |  | 0 | 0 | 0 | 0 | 0 | 0 | 0 | 0 | 0 | 0 | 0 | 0 | 0 | 0 | 0 | 0 | 0 | 0 | 0 | 0 | 0 | 0 | 0 | 12
NO |  | 23 | 2012 | 1 | 5 | 5 |  |  |  | 0 | 0 | Underground | 0 | 23.45 | 0 |  | 0 | 0 | 0 | 0 | 0 | 0 | 0 | 0 | 0 | 0 | 0 | 0 | 0 | 0 | 0 | 0 | 0 | 0 | 0 | 0 | 0 | 0 | 0 | 12
NO |  | 23 | 2012 | 1 | 12 | 12 |  | Hudson, NH | Monroe, NH | 450 | 450 | H-Frame | 112.28 | 0 | 1 |  | 0 | 0 | 0 | 0 | 0 | 0 | 0 | 0 | 0 | 620230170 | 620230171 | 0 | 0 | 0 | 0 | 0 | 0 | 0 | 0 | 0 | 0 | 0 | 0 | 12
NO |  | 23 | 2012 | 0 | 24 | 24 |  | 345 KV S/S | 345 KV S/S | 345 | 345 | WHF | 15.5 | 0 | 1 | ASCR | 0 | 31965916 | 31965916 | 0 | 0 | 0 | 0 | 0 | 0 | 0 | 0 | 0 | 0 | 0 | 0 | 0 | 0 | 0 | 0 | 0 | 0 | 0 | 0 | 12
NO |  | 23 | 2012 | 0 | 33 | 33 |  | 345 KV S/S | 345 KV S/S | 345 | 345 | WHF | 26.55 | 0 | 1 | ASCR | 0 | 0 | 0 | 0 | 0 | 0 | 0 | 0 | 0 | 0 | 0 | 0 | 0 | 0 | 0 | 0 | 0 | 0 | 0 | 0 | 0 | 0 | 0 | 12
NO |  | 23 | 2012 | 0 | 30 | 30 |  | 345 KV S/S | 345 KV S/S | 345 | 345 | WHF | 16.12 | 0 | 1 | ASCR | 0 | 41077811 | 41077811 | 0 | 0 | 0 | 0 | 0 | 0 | 0 | 0 | 0 | 0 | 0 | 0 | 0 | 0 | 0 | 0 | 0 | 0 | 0 | 0 | 12
NO |  | 23 | 2012 | 1 | 10 | 10 |  | Sandy Pond | Comeford Converter | 0 | 0 |  | 0 | 0 | 0 |  | 0 | 0 | 0 | 0 | 0 | 0 | 0 | 620230169 | 0 | 0 | 0 | 0 | 0 | 0 | 0 | 0 | 0 | 0 | 0 | 0 | 0 | 0 | 0 | 12
NO |  | 23 | 2012 | 0 | 2 | 2 |  | 345 KV S/S | 345 KV S/S | 0 | 0 |  | 0 | 0 | 0 |  | 0 | 0 | 0 | 0 | 0 | 0 | 0 | 0 | 0 | 0 | 0 | 0 | 0 | 0 | 0 | 0 | 0 | 0 | 0 | 0 | 0 | 0 | 0 | 12
NO |  | 23 | 2012 | 0 | 5 | 5 |  | 345 KV S/S | Wiscasset 345kV S/S | 345 | 345 | Steel Towers | 3.4 | 2.57 | 1 | 900ACSR | 0 | 9737269 | 9737269 | 0 | 0 | 0 | 0 | 0 | 0 | 0 | 0 | 0 | 0 | 0 | 0 | 0 | 0 | 0 | 0 | 0 | 0 | 0 | 0 | 12
NO |  | 23 | 2012 | 0 | 8 | 8 |  | 345 KV S/S | 345 KV S/S | 345 | 345 | Steel Towers | 6 | 0 | 0 | 900ACSR | 392055 | 3821010 | 4213065 | 0 | 0 | 0 | 0 | 0 | 0 | 0 | 0 | 0 | 0 | 0 | 0 | 0 | 0 | 0 | 0 | 0 | 0 | 0 | 0 | 12
NO |  | 23 | 2012 | 0 | 10 | 10 |  | Mason | Wiscasset | 345 | 345 | WHF | 3.3 | 0 | 1 | 850.8ACSR | 8437 | 849228 | 857665 | 0 | 0 | 0 | 0 | 0 | 0 | 0 | 0 | 0 | 0 | 0 | 0 | 0 | 0 | 0 | 0 | 0 | 0 | 0 | 0 | 12
NO |  | 23 | 2012 | 0 | 13 | 13 |  | Maine-New | Buxton | 0 | 0 |  | 0 | 0 | 0 |  | 0 | 0 | 0 | 0 | 0 | 0 | 0 | 0 | 0 | 0 | 0 | 0 | 0 | 0 | 0 | 0 | 0 | 0 | 0 | 0 | 0 | 0 | 0 | 12
NO |  | 23 | 2012 | 0 | 16 | 16 |  | Maine-New | Buxton | 0 | 0 |  | 0 | 0 | 0 |  | 0 | 0 | 0 | 0 | 0 | 0 | 0 | 0 | 0 | 0 | 0 | 0 | 0 | 0 | 0 | 0 | 0 | 0 | 0 | 0 | 0 | 0 | 0 | 12
NO |  | 23 | 2012 | 0 | 20 | 20 |  | 345 KV S/S | 345 KV S/S | 345 | 345 | Sgl Steel Pole | 6.8 | 0 | 1 | ACSR | 273557 | 13696681 | 13970238 | 0 | 0 | 0 | 0 | 0 | 0 | 0 | 0 | 0 | 0 | 0 | 0 | 0 | 0 | 0 | 0 | 0 | 0 | 0 | 0 | 12
NO |  | 23 | 2012 | 0 | 23 | 23 |  | Penobscot | Orrington | 0 | 0 |  | 0 | 0 | 0 | 1,590 | 0 | 0 | 0 | 0 | 0 | 0 | 0 | 0 | 0 | 0 | 0 | 0 | 0 | 0 | 0 | 0 | 0 | 0 | 0 | 0 | 0 | 0 | 0 | 12
NO |  | 23 | 2012 | 0 | 26 | 26 |  | Maguire Road | Eliot Switch Station (PSNH) | 345 | 345 | WHF | 18.4 | 0 | 1 | 1,590 | 0 | 0 | 0 | 0 | 0 | 0 | 0 | 0 | 0 | 0 | 0 | 0 | 0 | 0 | 0 | 0 | 0 | 0 | 0 | 0 | 0 | 0 | 0 | 12
NO |  | 23 | 2012 | 0 | 29 | 29 |  | Suowiec | Larrabee Road | 0 | 0 |  | 0 | 0 | 0 | 1,590 | 0 | 0 | 0 | 0 | 0 | 0 | 0 | 0 | 0 | 0 | 0 | 0 | 0 | 0 | 0 | 0 | 0 | 0 | 0 | 0 | 0 | 0 | 0 | 12
NO |  | 23 | 2012 | 0 | 32 | 32 |  | Buxton | Surowiec | 0 | 0 |  | 0 | 0 | 0 | 850.8 | 0 | 1030351 | 1030351 | 0 | 0 | 0 | 0 | 0 | 0 | 0 | 0 | 0 | 0 | 0 | 0 | 0 | 0 | 0 | 0 | 0 | 0 | 0 | 0 | 12
NO |  | 23 | 2012 | 1 | 7 | 7 |  | MA/NH Border | Sandy Pond Junction | 0 | 0 | Single Pole | 0 | 0 | 0 | 2839.8 | 0 | 0 | 0 | 0 | 0 | 0 | 0 | 620230166 | 0 | 0 | 0 | 0 | 0 | 0 | 0 | 0 | 0 | 0 | 0 | 0 | 0 | 0 | 0 | 12
NO |  | 23 | 2012 | 1 | 14 | 14 |  | Sandy Pond | MA/NH | 0 | 0 | Single Pole | 0 | 0 | 0 | 2839.8 | 0 | 0 | 0 | 0 | 0 | 0 | 0 | 620230172 | 0 | 0 | 0 | 0 | 0 | 0 | 0 | 0 | 0 | 0 | 0 | 0 | 0 | 0 | 0 | 12
SI/SI | A | 23 | 2012 | 1 | 1 | 1 |  |  |  | 115 | 0 | Overhead | 1169.35 | 16.53 | 0 |  | 8330563 | 264969249 | 273299812 | 0 | 0 | 0 | 6241945.4415 | 0 | 0 | 0 | 0 | 0 | 0 | 0 | 0 | 0 | 0 | 0 | 0 | 0 | 0 | 0 | 0 | 12
SI/SI | A | 23 | 2012 | 1 | 4 | 4 |  |  |  | 34.5 | 0 | Overhead | 975.49 | 34.38 | 0 |  | 4679663 | 76705416 | 81385079 | 0 | 0 | 0 | 1858769.0169 | 0 | 0 | 0 | 0 | 0 | 0 | 0 | 0 | 0 | 0 | 0 | 0 | 0 | 0 | 0 | 0 | 12
NO |  | 23 | 2012 | 1 | 8 | 8 |  |  | Hudson, NH | 450 | 450 | Corten Steel | 8.48 | 0 | 1 | KcMil ACSR | 0 | 9659401 | 9659401 | 0 | 0 | 0 | 0 | 0 | 0 | 620230167 | 620230168 | 0 | 0 | 0 | 0 | 0 | 0 | 0 | 0 | 0 | 0 | 0 | 0 | 12
NO |  | 23 | 2012 | 1 | 11 | 11 |  | Junction | Terminal | 0 | 0 | Lattice Steel | 0 | 0 | 0 |  | 0 | 0 | 0 | 0 | 0 | 0 | 0 | 0 | 0 | 0 | 0 | 0 | 0 | 0 | 0 | 0 | 0 | 0 | 0 | 0 | 0 | 0 | 0 | 12
NO |  | 23 | 2012 | 1 | 15 | 15 |  | Converter Terminal | Border | 450 | 450 | Corten Steel | 12 | 0 | 1 | KcMil ACSR | 0 | 988980 | 988980 | 0 | 0 | 0 | 0 | 0 | 0 | 620230173 | 620230174 | 0 | 0 | 0 | 0 | 0 | 0 | 0 | 0 | 0 | 0 | 0 | 0 | 12
NO |  | 23 | 2012 | 1 | 17 | 17 |  | Milbury #3 | Sandy Pond, Ayer | 0 | 0 |  | 0 | 0 | 0 | 1113 MCM AL | 0 | 0 | 0 | 0 | 0 | 0 | 0 | 620230175 | 0 | 0 | 0 | 0 | 0 | 0 | 0 | 0 | 0 | 0 | 0 | 0 | 0 | 0 | 0 | 12
NO |  | 23 | 2012 | 1 | 18 | 18 |  |  | Medway Town Line | 345 | 345 | WH Frame | 0 | 0 | 0 | 1590 MCM | 19856 | 1433044 | 1452900 | 0 | 0 | 0 | 0 | 0 | 0 | 0 | 0 | 0 | 0 | 0 | 0 | 0 | 0 | 0 | 0 | 0 | 0 | 0 | 0 | 12
NO |  | 23 | 2012 | 1 | 19 | 19 |  |  |  | 0 | 0 | SPH Frame | 38 | 0 | 2 |  | 0 | 0 | 0 | 0 | 0 | 0 | 0 | 0 | 0 | 0 | 0 | 0 | 0 | 0 | 0 | 0 | 0 | 0 | 0 | 0 | 0 | 0 | 0 | 12
NO |  | 23 | 2012 | 1 | 34 | 34 |  |  |  | 0 | 0 |  | 0 | 0 | 0 |  | 0 | 0 | 0 | 5976552 | 5093849 | 0 | 11070401 | 0 | 0 | 0 | 0 | 0 | 0 | 0 | 0 | 0 | 0 | 0 | 0 | 0 | 0 | 0 | 0 | 12
NO |  | 133 | 2012 | 0 | 1 | 1 |  |  |  | 0 | 0 |  | 0 | 0 | 0 |  | 0 | 0 | 0 | 0 | 0 | 0 | 0 | 0 | 0 | 0 | 0 | 621330592 | 621330593 | 621330594 | 0 | 0 | 0 | 0 | 0 | 0 | 0 | 0 | 0 | 12
NO |  | 133 | 2012 | 0 | 2 | 2 |  | A.E.C. Windfarm | Pittsburg-Tesla | 230 | 0 | T | 0 | 0 | 2 | 1113AAC | 0 | 0 | 0 | 0 | 0 | 0 | 0 | 0 | 0 | 0 | 0 | 0 | 0 | 0 | 0 | 0 | 0 | 0 | 0 | 0 | 0 | 0 | 0 | 12
NO |  | 133 | 2012 | 0 | 3 | 3 |  | (Ralph Tap) | #2 | 0 | 0 |  | 0 | 0 | 0 |  | 0 | 0 | 0 | 0 | 0 | 0 | 0 | 0 | 0 | 0 | 0 | 0 | 0 | 0 | 0 | 0 | 0 | 0 | 0 | 0 | 0 | 0 | 0 | 12
NO |  | 133 | 2012 | 0 | 4 | 4 |  | American Canyon | American Canyon- | 0 | 0 |  | 0 | 0 | 0 |  | 0 | 0 | 0 | 0 | 0 | 0 | 0 | 0 | 0 | 0 | 0 | 0 | 0 | 0 | 0 | 0 | 0 | 0 | 0 | 0 | 0 | 0 | 0 | 12
NO |  | 133 | 2012 | 0 | 5 | 5 |  |  | Sobrante | 230 | 0 | T | 0 | 0 | 2 | 2300AL | 0 | 0 | 0 | 0 | 0 | 0 | 0 | 0 | 0 | 0 | 0 | 0 | 0 | 0 | 0 | 621330596 | 0 | 0 | 0 | 0 | 0 | 0 | 0 | 12
NO |  | 133 | 2012 | 0 | 6 | 6 |  | American-Canyon | American | 230 | 0 | T | 0 | 0 | 2 | 2156SSAC | 0 | 0 | 0 | 0 | 0 | 0 | 0 | 0 | 0 | 0 | 0 | 0 | 0 | 0 | 0 | 0 | 0 | 0 | 0 | 0 | 0 | 0 | 0 | 12
NO |  | 133 | 2012 | 0 | 7 | 7 |  | Sobrante | Carquinez | 0 | 0 |  | 0 | 0 | 0 |  | 0 | 0 | 0 | 0 | 0 | 0 | 0 | 0 | 0 | 0 | 0 | 0 | 0 | 0 | 0 | 0 | 0 | 0 | 0 | 0 | 0 | 0 | 0 | 12
NO |  | 133 | 2012 | 0 | 8 | 8 |  |  | Straits | 0 | 0 |  | 0 | 0 | 0 |  | 0 | 0 | 0 | 0 | 0 | 0 | 0 | 0 | 0 | 0 | 0 | 0 | 0 | 0 | 0 | 0 | 0 | 0 | 0 | 0 | 0 | 0 | 0 | 12
NO |  | 133 | 2012 | 0 | 9 | 9 |  | American-Canyon | Sobrante | 230 | 0 | T | 0 | 0 | 2 | AL2300 | 0 | 0 | 0 | 0 | 0 | 0 | 0 | 0 | 0 | 0 | 0 | 0 | 0 | 0 | 0 | 621330595 | 0 | 0 | 0 | 0 | 0 | 0 | 0 | 12
NO |  | 133 | 2012 | 0 | 10 | 10 |  | Sobrante | Sub | 0 | 0 |  | 0 | 0 | 0 |  | 0 | 0 | 0 | 0 | 0 | 0 | 0 | 0 | 0 | 0 | 0 | 0 | 0 | 0 | 0 | 0 | 0 | 0 | 0 | 0 | 0 | 0 | 0 | 12
NO |  | 133 | 2012 | 0 | 11 | 11 |  | Arco | Midway | 230 | 0 | T | 0 | 0 | 1 | 795ACSR | 0 | 0 | 0 | 0 | 0 | 0 | 0 | 0 | 0 | 0 | 0 | 0 | 0 | 0 | 0 | 0 | 0 | 0 | 0 | 0 | 0 | 0 | 0 | 12
NO |  | 133 | 2012 | 0 | 12 | 12 |  | Balch PP | McCall | 230 | 0 | T | 0 | 0 | 1 | 954AL | 0 | 0 | 0 | 0 | 0 | 0 | 0 | 0 | 0 | 0 | 0 | 0 | 0 | 0 | 0 | 0 | 0 | 0 | 0 | 0 | 0 | 0 | 0 | 12
NO |  | 133 | 2012 | 0 | 13 | 13 |  | Haas PP | McCall | 230 | 0 | T | 0 | 0 | 1 | 795ACSR | 0 | 0 | 0 | 0 | 0 | 0 | 0 | 0 | 0 | 0 | 0 | 0 | 0 | 0 | 0 | 0 | 0 | 0 | 0 | 0 | 0 | 0 | 0 | 12
NO |  | 133 | 2012 | 0 | 14 | 14 |  |  |  | 230 | 0 | T | 0 | 0 | 1 | 954AL | 0 | 0 | 0 | 0 | 0 | 0 | 0 | 0 | 0 | 0 | 0 | 0 | 0 | 0 | 0 | 0 | 0 | 0 | 0 | 0 | 0 | 0 | 0 | 12
NO |  | 133 | 2012 | 0 | 15 | 15 |  | Belden PP | Rock Crk. Jct. | 230 | 0 | T | 0 | 0 | 1 | 795ACSR | 0 | 0 | 0 | 0 | 0 | 0 | 0 | 0 | 0 | 0 | 0 | 0 | 0 | 0 | 0 | 0 | 0 | 0 | 0 | 0 | 0 | 0 | 0 | 12
NO |  | 133 | 2012 | 0 | 16 | 16 |  |  | #1 | 0 | 0 |  | 0 | 0 | 0 |  | 0 | 0 | 0 | 0 | 0 | 0 | 0 | 0 | 0 | 0 | 0 | 0 | 0 | 0 | 0 | 0 | 0 | 0 | 0 | 0 | 0 | 0 | 0 | 12
NO |  | 133 | 2012 | 0 | 17 | 17 |  | Belden PP | Butte County | 0 | 0 |  | 0 | 0 | 0 |  | 0 | 0 | 0 | 0 | 0 | 0 | 0 | 0 | 0 | 0 | 0 | 0 | 0 | 0 | 0 | 0 | 0 | 0 | 0 | 0 | 0 | 0 | 0 | 12
NO |  | 133 | 2012 | 0 | 18 | 18 |  |  | Table Mtn. | 230 | 0 | T | 0 | 0 | 1 | 795ACSR | 0 | 0 | 0 | 0 | 0 | 0 | 0 | 0 | 0 | 0 | 0 | 0 | 0 | 0 | 0 | 0 | 0 | 0 | 0 | 0 | 0 | 0 | 0 | 12
NO |  | 133 | 2012 | 0 | 19 | 19 |  | Bellota | Gregg #1 | 230 | 0 | T | 0 | 0 | 1 | 500CU | 0 | 0 | 0 | 0 | 0 | 0 | 0 | 0 | 0 | 0 | 0 | 0 | 0 | 0 | 0 | 0 | 0 | 0 | 0 | 0 | 0 | 0 | 0 | 12
NO |  | 133 | 2012 | 0 | 20 | 20 |  |  |  | 230 | 0 | T | 0 | 0 | 1 | 650CU | 0 | 0 | 0 | 0 | 0 | 0 | 0 | 0 | 0 | 0 | 0 | 0 | 0 | 0 | 0 | 0 | 0 | 0 | 0 | 0 | 0 | 0 | 0 | 12
NO |  | 133 | 2012 | 0 | 21 | 21 |  |  |  | 230 | 0 | T | 0 | 0 | 1 | 795ACSR | 0 | 0 | 0 | 0 | 0 | 0 | 0 | 0 | 0 | 0 | 0 | 0 | 0 | 0 | 0 | 0 | 0 | 0 | 0 | 0 | 0 | 0 | 0 | 12
NO |  | 133 | 2012 | 0 | 22 | 22 |  |  |  | 230 | 0 | T | 0 | 0 | 1 | 1113AL | 0 | 0 | 0 | 0 | 0 | 0 | 0 | 0 | 0 | 0 | 0 | 0 | 0 | 0 | 0 | 621330597 | 0 | 0 | 0 | 0 | 0 | 0 | 0 | 12
NO |  | 133 | 2012 | 0 | 23 | 23 |  |  | #2 | 230 | 0 | T | 0 | 0 | 1 | 500CU | 0 | 0 | 0 | 0 | 0 | 0 | 0 | 0 | 0 | 0 | 0 | 0 | 0 | 0 | 0 | 0 | 0 | 0 | 0 | 0 | 0 | 0 | 0 | 12
NO |  | 133 | 2012 | 0 | 24 | 24 |  |  |  | 230 | 0 | T | 0 | 0 | 1 | 795ACSR | 0 | 0 | 0 | 0 | 0 | 0 | 0 | 0 | 0 | 0 | 0 | 0 | 0 | 0 | 0 | 0 | 0 | 0 | 0 | 0 | 0 | 0 | 0 | 12
NO |  | 133 | 2012 | 0 | 25 | 25 |  |  |  | 230 | 0 | T | 0 | 0 | 1 | 1113AL | 0 | 0 | 0 | 0 | 0 | 0 | 0 | 0 | 0 | 0 | 0 | 0 | 0 | 0 | 0 | 0 | 0 | 0 | 0 | 0 | 0 | 0 | 0 | 12
NO |  | 133 | 2012 | 0 | 26 | 26 |  | Bellota | Tesla #1 | 230 | 0 | T | 0 | 0 | 1 | 954SSAC | 0 | 0 | 0 | 0 | 0 | 0 | 0 | 0 | 0 | 0 | 0 | 0 | 0 | 0 | 0 | 0 | 0 | 0 | 0 | 0 | 0 | 0 | 0 | 12
NO |  | 133 | 2012 | 0 | 27 | 27 |  |  | #2 | 230 | 0 | T | 0 | 0 | 1 | 954SSAC | 0 | 0 | 0 | 0 | 0 | 0 | 0 | 0 | 0 | 0 | 0 | 0 | 0 | 0 | 0 | 0 | 0 | 0 | 0 | 0 | 0 | 0 | 0 | 12
NO |  | 133 | 2012 | 0 | 28 | 28 |  |  |  | 230 | 0 | SSP | 0 | 0 | 1 | 954SSAC | 0 | 0 | 0 | 0 | 0 | 0 | 0 | 0 | 0 | 0 | 0 | 0 | 0 | 0 | 0 | 0 | 0 | 0 | 0 | 0 | 0 | 0 | 0 | 12
NO |  | 133 | 2012 | 0 | 29 | 29 |  |  |  | 230 | 0 | T | 0 | 0 | 1 | 954SSAC | 0 | 0 | 0 | 0 | 0 | 0 | 0 | 0 | 0 | 0 | 0 | 0 | 0 | 0 | 0 | 0 | 0 | 0 | 0 | 0 | 0 | 0 | 0 | 12
NO |  | 133 | 2012 | 0 | 30 | 30 |  | Black PP | Pit #5 PP | 230 | 0 | T | 0 | 0 | 1 | 795ACSR | 0 | 0 | 0 | 0 | 0 | 0 | 0 | 0 | 0 | 0 | 0 | 0 | 0 | 0 | 0 | 0 | 0 | 0 | 0 | 0 | 0 | 0 | 0 | 12
NO |  | 133 | 2012 | 0 | 31 | 31 |  | Bottle Rock PP |  | 230 | 0 | T | 0 | 0 | 1 | 1113AL | 0 | 0 | 0 | 0 | 0 | 0 | 0 | 0 | 0 | 0 | 0 | 0 | 0 | 0 | 0 | 0 | 0 | 0 | 0 | 0 | 0 | 0 | 0 | 12
NO |  | 133 | 2012 | 0 | 32 | 32 |  | Bucks Crk PP |  | 230 | 0 | T | 0 | 0 | 1 | 795ACSR | 0 | 0 | 0 | 0 | 0 | 0 | 0 | 0 | 0 | 0 | 0 | 0 | 0 | 0 | 0 | 0 | 0 | 0 | 0 | 0 | 0 | 0 | 0 | 12
NO |  | 133 | 2012 | 0 | 33 | 33 |  | Caribou PH #2 | Table Mtn. | 230 | 0 | T | 0 | 0 | 1 | 795ACSR | 0 | 0 | 0 | 0 | 0 | 0 | 0 | 0 | 0 | 0 | 0 | 0 | 0 | 0 | 0 | 0 | 0 | 0 | 0 | 0 | 0 | 0 | 0 | 12
NO |  | 133 | 2012 | 0 | 34 | 34 |  |  |  | 230 | 0 | T | 0 | 0 | 1 | 1113AL | 0 | 0 | 0 | 0 | 0 | 0 | 0 | 0 | 0 | 0 | 0 | 0 | 0 | 0 | 0 | 0 | 0 | 0 | 0 | 0 | 0 | 0 | 0 | 12
NO |  | 133 | 2012 | 0 | 35 | 35 |  |  |  | 230 | 0 | T | 0 | 0 | 1 | 954AL | 0 | 0 | 0 | 0 | 0 | 0 | 0 | 0 | 0 | 0 | 0 | 0 | 0 | 0 | 0 | 0 | 0 | 0 | 0 | 0 | 0 | 0 | 0 | 12
NO |  | 133 | 2012 | 1 | 1 | 1 |  | Castle Rock Jct. | Fulton #1 | 230 | 0 | SSP | 0 | 0 | 1 | 1113AL | 0 | 0 | 0 | 0 | 0 | 0 | 0 | 0 | 0 | 0 | 0 | 0 | 0 | 0 | 0 | 0 | 0 | 0 | 0 | 0 | 0 | 0 | 0 | 12
NO |  | 133 | 2012 | 1 | 2 | 2 |  | Castle Rock | Fulton #2 | 230 | 0 | T | 0 | 0 | 0 | 1113AL | 0 | 0 | 0 | 0 | 0 | 0 | 0 | 0 | 0 | 0 | 0 | 0 | 0 | 0 | 0 | 0 | 0 | 0 | 0 | 0 | 0 | 0 | 0 | 12
NO |  | 133 | 2012 | 1 | 3 | 3 |  | Junction |  | 0 | 0 |  | 0 | 0 | 0 |  | 0 | 0 | 0 | 0 | 0 | 0 | 0 | 0 | 0 | 0 | 0 | 0 | 0 | 0 | 0 | 0 | 0 | 0 | 0 | 0 | 0 | 0 | 0 | 12
NO |  | 133 | 2012 | 1 | 4 | 4 |  |  |  | 230 | 0 | SSP | 0 | 0 | 1 |  | 0 | 0 | 0 | 0 | 0 | 0 | 0 | 0 | 0 | 0 | 0 | 0 | 0 | 0 | 0 | 0 | 0 | 0 | 0 | 0 | 0 | 0 | 0 | 12
NO |  | 133 | 2012 | 1 | 5 | 5 |  | Castle Rock | Lakeville Sub #1 | 230 | 0 | T | 0 | 0 | 2 | 2300AL | 0 | 0 | 0 | 0 | 0 | 0 | 0 | 0 | 0 | 0 | 0 | 0 | 0 | 0 | 0 | 621330598 | 0 | 0 | 0 | 0 | 0 | 0 | 0 | 12
NO |  | 133 | 2012 | 1 | 6 | 6 |  |  |  | 230 | 0 | T | 0 | 0 | 1 | 1113AL | 0 | 0 | 0 | 0 | 0 | 0 | 0 | 0 | 0 | 0 | 0 | 0 | 0 | 0 | 0 | 621330599 | 0 | 0 | 0 | 0 | 0 | 0 | 0 | 12
NO |  | 133 | 2012 | 1 | 7 | 7 |  |  |  | 230 | 0 | UG | 0 | 0 | 1 | 3500AL | 0 | 0 | 0 | 0 | 0 | 0 | 0 | 0 | 0 | 0 | 0 | 0 | 0 | 0 | 0 | 621330600 | 0 | 0 | 0 | 0 | 0 | 0 | 0 | 12
NO |  | 133 | 2012 | 1 | 8 | 8 |  | Castle Rock | Lakeville Sub #2 | 230 | 0 | T | 0 | 0 | 1 | 2300AL | 0 | 0 | 0 | 0 | 0 | 0 | 0 | 0 | 0 | 0 | 0 | 0 | 0 | 0 | 0 | 621330601 | 0 | 0 | 0 | 0 | 0 | 0 | 0 | 12
NO |  | 133 | 2012 | 1 | 11 | 11 |  | Center of | American Canyon- | 230 | 0 | T | 0 | 0 | 2 | 2156SSAC | 0 | 0 | 0 | 0 | 0 | 0 | 0 | 0 | 0 | 0 | 0 | 0 | 0 | 0 | 0 | 0 | 0 | 0 | 0 | 0 | 0 | 0 | 0 | 12
NO |  | 133 | 2012 | 1 | 14 | 14 |  | Contra Costa | Contra Costa | 0 | 0 |  | 0 | 0 | 0 |  | 0 | 0 | 0 | 0 | 0 | 0 | 0 | 0 | 0 | 0 | 0 | 0 | 0 | 0 | 0 | 0 | 0 | 0 | 0 | 0 | 0 | 0 | 0 | 12
NO |  | 133 | 2012 | 1 | 15 | 15 |  | PP | Sub #1 & 2 | 230 | 0 | T | 0 | 0 | 1 | 795ACSR | 0 | 0 | 0 | 0 | 0 | 0 | 0 | 0 | 0 | 0 | 0 | 0 | 0 | 0 | 0 | 0 | 0 | 0 | 0 | 0 | 0 | 0 | 0 | 12
NO |  | 133 | 2012 | 1 | 16 | 16 |  | Contra Costa | Newark #1 | 0 | 0 |  | 0 | 0 | 0 |  | 0 | 0 | 0 | 0 | 0 | 0 | 0 | 0 | 0 | 0 | 0 | 0 | 0 | 0 | 0 | 0 | 0 | 0 | 0 | 0 | 0 | 0 | 0 | 12
NO |  | 133 | 2012 | 1 | 17 | 17 |  | PP | and #2 | 230 | 0 | T | 0 | 0 | 2 | 954ACSR | 0 | 0 | 0 | 0 | 0 | 0 | 0 | 0 | 0 | 0 | 0 | 0 | 0 | 0 | 0 | 0 | 0 | 0 | 0 | 0 | 0 | 0 | 0 | 12
NO |  | 133 | 2012 | 1 | 18 | 18 |  |  |  | 230 | 0 | T | 0 | 0 | 2 | 795ACSR | 0 | 0 | 0 | 0 | 0 | 0 | 0 | 0 | 0 | 0 | 0 | 0 | 0 | 0 | 0 | 0 | 0 | 0 | 0 | 0 | 0 | 0 | 0 | 12
NO |  | 133 | 2012 | 1 | 19 | 19 |  |  |  | 230 | 0 | T | 0 | 0 | 2 | 1113AL | 0 | 0 | 0 | 0 | 0 | 0 | 0 | 0 | 0 | 0 | 0 | 0 | 0 | 0 | 0 | 0 | 0 | 0 | 0 | 0 | 0 | 0 | 0 | 12
NO |  | 133 | 2012 | 1 | 20 | 20 |  | Contra Costa | Newark #3 | 0 | 0 |  | 0 | 0 | 0 |  | 0 | 0 | 0 | 0 | 0 | 0 | 0 | 0 | 0 | 0 | 0 | 0 | 0 | 0 | 0 | 0 | 0 | 0 | 0 | 0 | 0 | 0 | 0 | 12
NO |  | 133 | 2012 | 1 | 21 | 21 |  | PP | Research Sub | 230 | 0 | SSP | 0 | 0 | 1 | 1113AL | 0 | 0 | 0 | 0 | 0 | 0 | 0 | 0 | 0 | 0 | 0 | 0 | 0 | 0 | 0 | 0 | 0 | 0 | 0 | 0 | 0 | 0 | 0 | 12
NO |  | 133 | 2012 | 1 | 22 | 22 |  | Contra Costa | Tesla #1 | 230 | 0 | T | 0 | 0 | 1 | 954ACSR | 0 | 0 | 0 | 0 | 0 | 0 | 0 | 0 | 0 | 0 | 0 | 0 | 0 | 0 | 0 | 0 | 0 | 0 | 0 | 0 | 0 | 0 | 0 | 12
NO |  | 133 | 2012 | 1 | 23 | 23 |  | PP |  | 230 | 0 | T | 0 | 0 | 1 | 1113AL | 0 | 0 | 0 | 0 | 0 | 0 | 0 | 0 | 0 | 0 | 0 | 0 | 0 | 0 | 0 | 0 | 0 | 0 | 0 | 0 | 0 | 0 | 0 | 12
NO |  | 133 | 2012 | 1 | 24 | 24 |  | Contra Costa | Tesla #2 | 230 | 0 | T | 0 | 0 | 1 | 1113AL | 0 | 0 | 0 | 0 | 0 | 0 | 0 | 0 | 0 | 0 | 0 | 0 | 0 | 0 | 0 | 0 | 0 | 0 | 0 | 0 | 0 | 0 | 0 | 12
NO |  | 133 | 2012 | 1 | 25 | 25 |  | Contra Costa |  | 0 | 0 |  | 0 | 0 | 0 |  | 0 | 0 | 0 | 0 | 0 | 0 | 0 | 0 | 0 | 0 | 0 | 0 | 0 | 0 | 0 | 0 | 0 | 0 | 0 | 0 | 0 | 0 | 0 | 12
NO |  | 133 | 2012 | 1 | 26 | 26 |  | PP |  | 230 | 0 |  | 0 | 0 | 1 | 954ACSR | 0 | 0 | 0 | 0 | 0 | 0 | 0 | 0 | 0 | 0 | 0 | 0 | 0 | 0 | 0 | 0 | 0 | 0 | 0 | 0 | 0 | 0 | 0 | 12
NO |  | 133 | 2012 | 1 | 27 | 27 |  | Contra Costa | Tesla #2 | 0 | 0 |  | 0 | 0 | 0 |  | 0 | 0 | 0 | 0 | 0 | 0 | 0 | 0 | 0 | 0 | 0 | 0 | 0 | 0 | 0 | 0 | 0 | 0 | 0 | 0 | 0 | 0 | 0 | 12
NO |  | 133 | 2012 | 1 | 28 | 28 |  | PP | Windmaster | 0 | 0 |  | 0 | 0 | 0 |  | 0 | 0 | 0 | 0 | 0 | 0 | 0 | 0 | 0 | 0 | 0 | 0 | 0 | 0 | 0 | 0 | 0 | 0 | 0 | 0 | 0 | 0 | 0 | 12
NO |  | 133 | 2012 | 1 | 29 | 29 |  |  | Sub | 230 | 0 | T | 0 | 0 | 1 | 1113AL | 0 | 0 | 0 | 0 | 0 | 0 | 0 | 0 | 0 | 0 | 0 | 0 | 0 | 0 | 0 | 0 | 0 | 0 | 0 | 0 | 0 | 0 | 0 | 12
NO |  | 133 | 2012 | 1 | 30 | 30 |  | Contra Costa | Brentwood Sub | 230 | 0 | T | 0 | 0 | 1 | 1113AL | 0 | 0 | 0 | 0 | 0 | 0 | 0 | 0 | 0 | 0 | 0 | 0 | 0 | 0 | 0 | 0 | 0 | 0 | 0 | 0 | 0 | 0 | 0 | 12
NO |  | 133 | 2012 | 1 | 31 | 31 |  | PP | Tesla #1 & 2 | 230 | 0 | T | 0 | 0 | 1 | 1113AL | 0 | 0 | 0 | 0 | 0 | 0 | 0 | 0 | 0 | 0 | 0 | 0 | 0 | 0 | 0 | 0 | 0 | 0 | 0 | 0 | 0 | 0 | 0 | 12
NO |  | 133 | 2012 | 1 | 32 | 32 |  | Contra Costa | San Mateo | 230 | 0 | T | 0 | 0 | 2 | 954ACSR | 0 | 0 | 0 | 0 | 0 | 0 | 0 | 0 | 0 | 0 | 0 | 0 | 0 | 0 | 0 | 0 | 0 | 0 | 0 | 0 | 0 | 0 | 0 | 12
NO |  | 133 | 2012 | 1 | 33 | 33 |  | PP | #1 & #2 | 230 | 0 | T | 0 | 0 | 2 | 2300AL | 0 | 0 | 0 | 0 | 0 | 0 | 0 | 0 | 0 | 0 | 0 | 0 | 0 | 0 | 0 | 0 | 0 | 0 | 0 | 0 | 0 | 0 | 0 | 12
NO |  | 133 | 2012 | 1 | 34 | 34 |  |  |  | 230 | 0 | T | 0 | 0 | 2 | 954ACSR | 0 | 0 | 0 | 0 | 0 | 0 | 0 | 0 | 0 | 0 | 0 | 0 | 0 | 0 | 0 | 0 | 0 | 0 | 0 | 0 | 0 | 0 | 0 | 12
NO |  | 133 | 2012 | 1 | 35 | 35 |  |  |  | 230 | 0 | T | 0 | 0 | 2 | 1113AL | 0 | 0 | 0 | 0 | 0 | 0 | 0 | 0 | 0 | 0 | 0 | 0 | 0 | 0 | 0 | 0 | 0 | 0 | 0 | 0 | 0 | 0 | 0 | 12
NO |  | 133 | 2012 | 2 | 1 | 1 |  |  |  | 230 | 0 | T | 0 | 0 | 2 | 954ACSR | 0 | 0 | 0 | 0 | 0 | 0 | 0 | 0 | 0 | 0 | 0 | 0 | 0 | 0 | 0 | 0 | 0 | 0 | 0 | 0 | 0 | 0 | 0 | 12
NO |  | 133 | 2012 | 2 | 2 | 2 |  | Contra Costa | San Mateo | 230 | 0 | T | 0 | 0 | 2 | 954ACSR | 0 | 0 | 0 | 0 | 0 | 0 | 0 | 0 | 0 | 0 | 0 | 0 | 0 | 0 | 0 | 0 | 0 | 0 | 0 | 0 | 0 | 0 | 0 | 12
NO |  | 133 | 2012 | 2 | 3 | 3 |  | PP | #1 & #2 | 230 | 0 | T | 0 | 0 | 2 | 954ACSR | 0 | 0 | 0 | 0 | 0 | 0 | 0 | 0 | 0 | 0 | 0 | 0 | 0 | 0 | 0 | 0 | 0 | 0 | 0 | 0 | 0 | 0 | 0 | 12
NO |  | 133 | 2012 | 2 | 4 | 4 |  | Cottonwood | Vaca-Dixon #1 | 230 | 0 | T | 0 | 0 | 1 | 954ACSR | 0 | 0 | 0 | 0 | 0 | 0 | 0 | 0 | 0 | 0 | 0 | 0 | 0 | 0 | 0 | 0 | 0 | 0 | 0 | 0 | 0 | 0 | 0 | 12
NO |  | 133 | 2012 | 2 | 5 | 5 |  |  | #2 | 230 | 0 | T | 0 | 0 | 1 | 954ACSR | 0 | 0 | 0 | 0 | 0 | 0 | 0 | 0 | 0 | 0 | 0 | 0 | 0 | 0 | 0 | 0 | 0 | 0 | 0 | 0 | 0 | 0 | 0 | 12
NO |  | 133 | 2012 | 2 | 6 | 6 |  | Cottonwood | Vac-Dixon #2 | 230 | 0 | T | 0 | 0 | 1 | 1113AL | 0 | 0 | 0 | 0 | 0 | 0 | 0 | 0 | 0 | 0 | 0 | 0 | 0 | 0 | 0 | 0 | 0 | 0 | 0 | 0 | 0 | 0 | 0 | 12
NO |  | 133 | 2012 | 2 | 7 | 7 |  | Diablo Cyn PP | Gates | 500 | 0 | T | 0 | 0 | 1 | 2300AL | 0 | 0 | 0 | 0 | 0 | 0 | 0 | 0 | 0 | 0 | 0 | 0 | 0 | 0 | 0 | 0 | 0 | 0 | 0 | 0 | 0 | 0 | 0 | 12
NO |  | 133 | 2012 | 2 | 8 | 8 |  | Diablo Cyn PP | Mesa | 230 | 0 | T | 0 | 0 | 1 | 1113AL | 0 | 0 | 0 | 0 | 0 | 0 | 0 | 0 | 0 | 0 | 0 | 0 | 0 | 0 | 0 | 0 | 0 | 0 | 0 | 0 | 0 | 0 | 0 | 12
NO |  | 133 | 2012 | 2 | 9 | 9 |  | Diablo Cyn PP | Midway | 500 | 0 | T | 0 | 0 | 1 | 2300AL | 0 | 0 | 0 | 0 | 0 | 0 | 0 | 0 | 0 | 0 | 0 | 0 | 0 | 0 | 0 | 0 | 0 | 0 | 0 | 0 | 0 | 0 | 0 | 12
NO |  | 133 | 2012 | 2 | 10 | 10 |  | Diablo Cyn PP | Midway #3 | 500 | 0 | T | 0 | 0 | 1 | 2300AL | 0 | 0 | 0 | 0 | 0 | 0 | 0 | 0 | 0 | 0 | 0 | 0 | 0 | 0 | 0 | 0 | 0 | 0 | 0 | 0 | 0 | 0 | 0 | 12
NO |  | 133 | 2012 | 2 | 11 | 11 |  | Diablo Cyn PP #1 | D.C. Smith Yard | 500 | 0 | T | 0 | 0 | 1 | 2300AL | 0 | 0 | 0 | 0 | 0 | 0 | 0 | 0 | 0 | 0 | 0 | 0 | 0 | 0 | 0 | 0 | 0 | 0 | 0 | 0 | 0 | 0 | 0 | 12
NO |  | 133 | 2012 | 2 | 12 | 12 |  | Diablo Cyn PP #2 | D.C. Switch Yard | 500 | 0 | T | 0 | 0 | 1 | 2300AL | 0 | 0 | 0 | 0 | 0 | 0 | 0 | 0 | 0 | 0 | 0 | 0 | 0 | 0 | 0 | 0 | 0 | 0 | 0 | 0 | 0 | 0 | 0 | 12
NO |  | 133 | 2012 | 2 | 13 | 13 |  | Fulton | Ignacio #1 | 230 | 0 | T | 0 | 0 | 1 | 1113AL | 0 | 0 | 0 | 0 | 0 | 0 | 0 | 0 | 0 | 0 | 0 | 0 | 0 | 0 | 0 | 0 | 0 | 0 | 0 | 0 | 0 | 0 | 0 | 12
NO |  | 133 | 2012 | 2 | 14 | 14 |  |  |  | 230 | 0 | SSP | 0 | 0 | 1 | 1113AL | 0 | 0 | 0 | 0 | 0 | 0 | 0 | 0 | 0 | 0 | 0 | 0 | 0 | 0 | 0 | 0 | 0 | 0 | 0 | 0 | 0 | 0 | 0 | 12
NO |  | 133 | 2012 | 2 | 15 | 15 |  | Fulton | Ignacio #2 | 230 | 0 | T | 0 | 0 | 1 | 1113AL | 0 | 0 | 0 | 0 | 0 | 0 | 0 | 0 | 0 | 0 | 0 | 0 | 0 | 0 | 0 | 0 | 0 | 0 | 0 | 0 | 0 | 0 | 0 | 12
NO |  | 133 | 2012 | 2 | 16 | 16 |  |  |  | 230 | 0 | SSP | 0 | 0 | 1 | 1113AL | 0 | 0 | 0 | 0 | 0 | 0 | 0 | 0 | 0 | 0 | 0 | 0 | 0 | 0 | 0 | 0 | 0 | 0 | 0 | 0 | 0 | 0 | 0 | 12
NO |  | 133 | 2012 | 2 | 17 | 17 |  | Gates | Gregg | 230 | 0 | T | 0 | 0 | 1 | 1113AL | 0 | 0 | 0 | 0 | 0 | 0 | 0 | 0 | 0 | 0 | 0 | 0 | 0 | 0 | 0 | 0 | 0 | 0 | 0 | 0 | 0 | 0 | 0 | 12
NO |  | 133 | 2012 | 2 | 18 | 18 |  | Gates | Arco | 230 | 0 | T | 0 | 0 | 1 | 795ACSR | 0 | 0 | 0 | 0 | 0 | 0 | 0 | 0 | 0 | 0 | 0 | 0 | 0 | 0 | 0 | 0 | 0 | 0 | 0 | 0 | 0 | 0 | 0 | 12
NO |  | 133 | 2012 | 2 | 19 | 19 |  | Gates | McCall | 230 | 0 | T | 0 | 0 | 1 | 1113AL | 0 | 0 | 0 | 0 | 0 | 0 | 0 | 0 | 0 | 0 | 0 | 0 | 0 | 0 | 0 | 0 | 0 | 0 | 0 | 0 | 0 | 0 | 0 | 12
NO |  | 133 | 2012 | 2 | 20 | 20 |  | Gates | Panoche #1 | 230 | 0 | T | 0 | 0 | 1 | 795ACSR | 0 | 0 | 0 | 0 | 0 | 0 | 0 | 0 | 0 | 0 | 0 | 0 | 0 | 0 | 0 | 0 | 0 | 0 | 0 | 0 | 0 | 0 | 0 | 12
NO |  | 133 | 2012 | 2 | 21 | 21 |  |  |  | 230 | 0 | SWP | 0 | 0 | 1 | 795ACSR | 0 | 0 | 0 | 0 | 0 | 0 | 0 | 0 | 0 | 0 | 0 | 0 | 0 | 0 | 0 | 0 | 0 | 0 | 0 | 0 | 0 | 0 | 0 | 12
NO |  | 133 | 2012 | 2 | 22 | 22 |  |  | #2 | 230 | 0 | T | 0 | 0 | 1 | 795ACSR | 0 | 0 | 0 | 0 | 0 | 0 | 0 | 0 | 0 | 0 | 0 | 0 | 0 | 0 | 0 | 0 | 0 | 0 | 0 | 0 | 0 | 0 | 0 | 12
NO |  | 133 | 2012 | 2 | 23 | 23 |  | Geysers ll | Castle Rock | 230 | 0 | T | 0 | 0 | 2 | 1113AL | 0 | 0 | 0 | 0 | 0 | 0 | 0 | 0 | 0 | 0 | 0 | 0 | 0 | 0 | 0 | 0 | 0 | 0 | 0 | 0 | 0 | 0 | 0 | 12
NO |  | 133 | 2012 | 2 | 24 | 24 |  | Castle Rock | Jct.- Fulton | 0 | 0 |  | 0 | 0 | 0 |  | 0 | 0 | 0 | 0 | 0 | 0 | 0 | 0 | 0 | 0 | 0 | 0 | 0 | 0 | 0 | 0 | 0 | 0 | 0 | 0 | 0 | 0 | 0 | 12
NO |  | 133 | 2012 | 2 | 25 | 25 |  | Jct. Cir. | Cir. #2 | 0 | 0 |  | 0 | 0 | 0 |  | 0 | 0 | 0 | 0 | 0 | 0 | 0 | 0 | 0 | 0 | 0 | 0 | 0 | 0 | 0 | 0 | 0 | 0 | 0 | 0 | 0 | 0 | 0 | 12
NO |  | 133 | 2012 | 2 | 26 | 26 |  | Geysers 20 | Geysers 13 | 230 | 0 | T | 0 | 0 | 1 | 1431AL | 0 | 0 | 0 | 0 | 0 | 0 | 0 | 0 | 0 | 0 | 0 | 0 | 0 | 0 | 0 | 0 | 0 | 0 | 0 | 0 | 0 | 0 | 0 | 12
NO |  | 133 | 2012 | 2 | 27 | 27 |  |  | Tap | 0 | 0 |  | 0 | 0 | 0 |  | 0 | 0 | 0 | 0 | 0 | 0 | 0 | 0 | 0 | 0 | 0 | 0 | 0 | 0 | 0 | 0 | 0 | 0 | 0 | 0 | 0 | 0 | 0 | 12
NO |  | 133 | 2012 | 2 | 28 | 28 |  | Geysers 16 | NCPA Tap | 230 | 0 | T | 0 | 0 | 1 | 1113AL | 0 | 0 | 0 | 0 | 0 | 0 | 0 | 0 | 0 | 0 | 0 | 0 | 0 | 0 | 0 | 0 | 0 | 0 | 0 | 0 | 0 | 0 | 0 | 12
NO |  | 133 | 2012 | 2 | 29 | 29 |  | Geysers 12 PP | Geysers 14 | 230 | 0 | T | 0 | 0 | 1 | 1113AL | 0 | 0 | 0 | 0 | 0 | 0 | 0 | 0 | 0 | 0 | 0 | 0 | 0 | 0 | 0 | 0 | 0 | 0 | 0 | 0 | 0 | 0 | 0 | 12
NO |  | 133 | 2012 | 2 | 30 | 30 |  |  | Castle Rock | 0 | 0 |  | 0 | 0 | 0 |  | 0 | 0 | 0 | 0 | 0 | 0 | 0 | 0 | 0 | 0 | 0 | 0 | 0 | 0 | 0 | 0 | 0 | 0 | 0 | 0 | 0 | 0 | 0 | 12
NO |  | 133 | 2012 | 2 | 31 | 31 |  | Geysers PP | Castle Rock | 230 | 0 | T | 0 | 0 | 2 | 1113AL | 0 | 0 | 0 | 0 | 0 | 0 | 0 | 0 | 0 | 0 | 0 | 0 | 0 | 0 | 0 | 0 | 0 | 0 | 0 | 0 | 0 | 0 | 0 | 12
NO |  | 133 | 2012 | 2 | 32 | 32 |  | (Unit #14) | Lakeville | 0 | 0 |  | 0 | 0 | 0 |  | 0 | 0 | 0 | 0 | 0 | 0 | 0 | 0 | 0 | 0 | 0 | 0 | 0 | 0 | 0 | 0 | 0 | 0 | 0 | 0 | 0 | 0 | 0 | 12
NO |  | 133 | 2012 | 2 | 33 | 33 |  | Geysers PP | Castle Rock | 230 | 0 | T | 0 | 0 | 1 | 1113AL | 0 | 0 | 0 | 0 | 0 | 0 | 0 | 0 | 0 | 0 | 0 | 0 | 0 | 0 | 0 | 0 | 0 | 0 | 0 | 0 | 0 | 0 | 0 | 12
NO |  | 133 | 2012 | 2 | 34 | 34 |  | (Unit #5 & 6) | Jct. | 0 | 0 |  | 0 | 0 | 0 |  | 0 | 0 | 0 | 0 | 0 | 0 | 0 | 0 | 0 | 0 | 0 | 0 | 0 | 0 | 0 | 0 | 0 | 0 | 0 | 0 | 0 | 0 | 0 | 12
NO |  | 133 | 2012 | 2 | 35 | 35 |  | Geysers PP | Castle Rock | 230 | 0 | T | 0 | 0 | 1 | 1113AL | 0 | 0 | 0 | 0 | 0 | 0 | 0 | 0 | 0 | 0 | 0 | 0 | 0 | 0 | 0 | 0 | 0 | 0 | 0 | 0 | 0 | 0 | 0 | 12
NO |  | 133 | 2012 | 3 | 1 | 1 |  | (Unit ll) | Jct. | 0 | 0 |  | 0 | 0 | 0 |  | 0 | 0 | 0 | 0 | 0 | 0 | 0 | 0 | 0 | 0 | 0 | 0 | 0 | 0 | 0 | 0 | 0 | 0 | 0 | 0 | 0 | 0 | 0 | 12
NO |  | 133 | 2012 | 3 | 2 | 2 |  | Geysers PP | Castle Rock | 230 | 0 | T | 0 | 0 | 1 | 1113AL | 0 | 0 | 0 | 0 | 0 | 0 | 0 | 0 | 0 | 0 | 0 | 0 | 0 | 0 | 0 | 0 | 0 | 0 | 0 | 0 | 0 | 0 | 0 | 12
NO |  | 133 | 2012 | 3 | 3 | 3 |  | (Unit 9 & 10) | Jct. | 0 | 0 |  | 0 | 0 | 0 |  | 0 | 0 | 0 | 0 | 0 | 0 | 0 | 0 | 0 | 0 | 0 | 0 | 0 | 0 | 0 | 0 | 0 | 0 | 0 | 0 | 0 | 0 | 0 | 12
NO |  | 133 | 2012 | 3 | 4 | 4 |  | Geysers PP | Geysers PP | 0 | 0 |  | 0 | 0 | 0 |  | 0 | 0 | 0 | 0 | 0 | 0 | 0 | 0 | 0 | 0 | 0 | 0 | 0 | 0 | 0 | 0 | 0 | 0 | 0 | 0 | 0 | 0 | 0 | 12
NO |  | 133 | 2012 | 3 | 5 | 5 |  | (Unit 13) | (Unit (9) | 0 | 0 |  | 0 | 0 | 0 |  | 0 | 0 | 0 | 0 | 0 | 0 | 0 | 0 | 0 | 0 | 0 | 0 | 0 | 0 | 0 | 0 | 0 | 0 | 0 | 0 | 0 | 0 | 0 | 12
NO |  | 133 | 2012 | 3 | 6 | 6 |  |  | Castle Rock | 0 | 0 |  | 0 | 0 | 0 |  | 0 | 0 | 0 | 0 | 0 | 0 | 0 | 0 | 0 | 0 | 0 | 0 | 0 | 0 | 0 | 0 | 0 | 0 | 0 | 0 | 0 | 0 | 0 | 12
NO |  | 133 | 2012 | 3 | 7 | 7 |  |  | Jct. | 230 | 0 | T | 0 | 0 | 1 | 1431AL | 0 | 0 | 0 | 0 | 0 | 0 | 0 | 0 | 0 | 0 | 0 | 0 | 0 | 0 | 0 | 0 | 0 | 0 | 0 | 0 | 0 | 0 | 0 | 12
NO |  | 133 | 2012 | 3 | 8 | 8 |  |  |  | 230 | 0 | UG | 0 | 0 | 1 | 3500AL | 0 | 0 | 0 | 0 | 0 | 0 | 0 | 0 | 0 | 0 | 0 | 0 | 0 | 0 | 0 | 0 | 0 | 0 | 0 | 0 | 0 | 0 | 0 | 12
NO |  | 133 | 2012 | 3 | 9 | 9 |  | Geysers PP | Occidental | 0 | 0 |  | 0 | 0 | 0 |  | 0 | 0 | 0 | 0 | 0 | 0 | 0 | 0 | 0 | 0 | 0 | 0 | 0 | 0 | 0 | 0 | 0 | 0 | 0 | 0 | 0 | 0 | 0 | 12
NO |  | 133 | 2012 | 3 | 10 | 10 |  | (Unit (9) | Petroleum | 0 | 0 |  | 0 | 0 | 0 |  | 0 | 0 | 0 | 0 | 0 | 0 | 0 | 0 | 0 | 0 | 0 | 0 | 0 | 0 | 0 | 0 | 0 | 0 | 0 | 0 | 0 | 0 | 0 | 12
NO |  | 133 | 2012 | 3 | 11 | 11 |  | Geysers PP | Geothermal | 0 | 0 |  | 0 | 0 | 0 |  | 0 | 0 | 0 | 0 | 0 | 0 | 0 | 0 | 0 | 0 | 0 | 0 | 0 | 0 | 0 | 0 | 0 | 0 | 0 | 0 | 0 | 0 | 0 | 12
NO |  | 133 | 2012 | 3 | 12 | 12 |  | (Unit 13) | PP #1 | 230 | 0 | T | 0 | 0 | 1 | 1113AL | 0 | 0 | 0 | 0 | 0 | 0 | 0 | 0 | 0 | 0 | 0 | 0 | 0 | 0 | 0 | 0 | 0 | 0 | 0 | 0 | 0 | 0 | 0 | 12
NO |  | 133 | 2012 | 3 | 13 | 13 |  | Geysers PP | Castle Rock | 230 | 0 | T | 0 | 0 | 1 | 1113AL | 0 | 0 | 0 | 0 | 0 | 0 | 0 | 0 | 0 | 0 | 0 | 0 | 0 | 0 | 0 | 0 | 0 | 0 | 0 | 0 | 0 | 0 | 0 | 12
NO |  | 133 | 2012 | 3 | 14 | 14 |  | (Unit 14) | Jct. | 230 | 0 | T | 0 | 0 | 1 | 1113AL | 0 | 0 | 0 | 0 | 0 | 0 | 0 | 0 | 0 | 0 | 0 | 0 | 0 | 0 | 0 | 0 | 0 | 0 | 0 | 0 | 0 | 0 | 0 | 12
NO |  | 133 | 2012 | 3 | 15 | 15 |  | Geysers PP | Geysers PP | 0 | 0 |  | 0 | 0 | 0 |  | 0 | 0 | 0 | 0 | 0 | 0 | 0 | 0 | 0 | 0 | 0 | 0 | 0 | 0 | 0 | 0 | 0 | 0 | 0 | 0 | 0 | 0 | 0 | 12
NO |  | 133 | 2012 | 3 | 16 | 16 |  | (Unit 17) | (Unit 11) | 0 | 0 |  | 0 | 0 | 0 |  | 0 | 0 | 0 | 0 | 0 | 0 | 0 | 0 | 0 | 0 | 0 | 0 | 0 | 0 | 0 | 0 | 0 | 0 | 0 | 0 | 0 | 0 | 0 | 12
NO |  | 133 | 2012 | 3 | 17 | 17 |  |  | Castle Rock | 0 | 0 |  | 0 | 0 | 0 |  | 0 | 0 | 0 | 0 | 0 | 0 | 0 | 0 | 0 | 0 | 0 | 0 | 0 | 0 | 0 | 0 | 0 | 0 | 0 | 0 | 0 | 0 | 0 | 12
NO |  | 133 | 2012 | 3 | 18 | 18 |  |  | Jct. | 230 | 0 | T | 0 | 0 | 1 | 1113AL | 0 | 0 | 0 | 0 | 0 | 0 | 0 | 0 | 0 | 0 | 0 | 0 | 0 | 0 | 0 | 0 | 0 | 0 | 0 | 0 | 0 | 0 | 0 | 12
NO |  | 133 | 2012 | 3 | 19 | 19 |  | Geysers PP | Geysers PP | 0 | 0 |  | 0 | 0 | 0 |  | 0 | 0 | 0 | 0 | 0 | 0 | 0 | 0 | 0 | 0 | 0 | 0 | 0 | 0 | 0 | 0 | 0 | 0 | 0 | 0 | 0 | 0 | 0 | 12
NO |  | 133 | 2012 | 3 | 20 | 20 |  | (Unit 18) | (Unit 14) | 0 | 0 |  | 0 | 0 | 0 |  | 0 | 0 | 0 | 0 | 0 | 0 | 0 | 0 | 0 | 0 | 0 | 0 | 0 | 0 | 0 | 0 | 0 | 0 | 0 | 0 | 0 | 0 | 0 | 12
NO |  | 133 | 2012 | 3 | 21 | 21 |  |  | Castle Rock | 0 | 0 |  | 0 | 0 | 0 |  | 0 | 0 | 0 | 0 | 0 | 0 | 0 | 0 | 0 | 0 | 0 | 0 | 0 | 0 | 0 | 0 | 0 | 0 | 0 | 0 | 0 | 0 | 0 | 12
NO |  | 133 | 2012 | 3 | 22 | 22 |  |  | Jct. | 230 | 0 | T | 0 | 0 | 1 | 1113AL | 0 | 0 | 0 | 0 | 0 | 0 | 0 | 0 | 0 | 0 | 0 | 0 | 0 | 0 | 0 | 0 | 0 | 0 | 0 | 0 | 0 | 0 | 0 | 12
NO |  | 133 | 2012 | 3 | 23 | 23 |  | Gregg | Ashlan Av. | 230 | 0 | T | 0 | 0 | 1 | 794ACSR | 0 | 0 | 0 | 0 | 0 | 0 | 0 | 0 | 0 | 0 | 0 | 0 | 0 | 0 | 0 | 0 | 0 | 0 | 0 | 0 | 0 | 0 | 0 | 12
NO |  | 133 | 2012 | 3 | 24 | 24 |  |  | Sub. | 230 | 0 | T | 0 | 0 | 1 | 1113AL | 0 | 0 | 0 | 0 | 0 | 0 | 0 | 0 | 0 | 0 | 0 | 0 | 0 | 0 | 0 | 0 | 0 | 0 | 0 | 0 | 0 | 0 | 0 | 12
NO |  | 133 | 2012 | 3 | 25 | 25 |  | Gregg-Ashlan | Figarden Sub #1 | 0 | 0 |  | 0 | 0 | 0 |  | 0 | 0 | 0 | 0 | 0 | 0 | 0 | 0 | 0 | 0 | 0 | 0 | 0 | 0 | 0 | 0 | 0 | 0 | 0 | 0 | 0 | 0 | 0 | 12
NO |  | 133 | 2012 | 3 | 26 | 26 |  | Av. Sub |  | 230 | 0 | UG | 0 | 0 | 1 | 1250 OFPA | 0 | 0 | 0 | 0 | 0 | 0 | 0 | 0 | 0 | 0 | 0 | 0 | 0 | 0 | 0 | 0 | 0 | 0 | 0 | 0 | 0 | 0 | 0 | 12
NO |  | 133 | 2012 | 3 | 27 | 27 |  | Gregg | Herndon #1 | 230 | 0 | T | 0 | 0 | 1 | Pipe type | 0 | 0 | 0 | 0 | 0 | 0 | 0 | 0 | 0 | 0 | 0 | 0 | 0 | 0 | 0 | 0 | 0 | 0 | 0 | 0 | 0 | 0 | 0 | 12
NO |  | 133 | 2012 | 3 | 28 | 28 |  |  | & #2 | 230 | 0 |  | 0 | 0 | 1 |  | 0 | 0 | 0 | 0 | 0 | 0 | 0 | 0 | 0 | 0 | 0 | 0 | 0 | 0 | 0 | 0 | 0 | 0 | 0 | 0 | 0 | 0 | 0 | 12
NO |  | 133 | 2012 | 3 | 29 | 29 |  | Helms | Gregg #1 | 230 | 0 | T | 0 | 0 | 1 | 1113AL | 0 | 0 | 0 | 0 | 0 | 0 | 0 | 0 | 0 | 0 | 0 | 0 | 0 | 0 | 0 | 621330603 | 0 | 0 | 0 | 0 | 0 | 0 | 0 | 12
NO |  | 133 | 2012 | 3 | 30 | 30 |  |  |  | 230 | 0 | T | 0 | 0 | 1 | 1113AL | 0 | 0 | 0 | 0 | 0 | 0 | 0 | 0 | 0 | 0 | 0 | 0 | 0 | 0 | 0 | 621330604 | 0 | 0 | 0 | 0 | 0 | 0 | 0 | 12
NO |  | 133 | 2012 | 3 | 31 | 31 |  |  | #2 | 230 | 0 | T | 0 | 0 | 1 | 1271ACSR | 0 | 0 | 0 | 0 | 0 | 0 | 0 | 0 | 0 | 0 | 0 | 0 | 0 | 0 | 0 | 621330605 | 0 | 0 | 0 | 0 | 0 | 0 | 0 | 12
NO |  | 133 | 2012 | 3 | 32 | 32 |  |  |  | 230 | 0 |  | 0 | 0 | 1 |  | 0 | 0 | 0 | 0 | 0 | 0 | 0 | 0 | 0 | 0 | 0 | 0 | 0 | 0 | 0 | 0 | 0 | 0 | 0 | 0 | 0 | 0 | 0 | 12
NO |  | 133 | 2012 | 3 | 33 | 33 |  | Herndon-Ashlan | Figarden Sub #2 | 0 | 0 |  | 0 | 0 | 0 |  | 0 | 0 | 0 | 0 | 0 | 0 | 0 | 0 | 0 | 0 | 0 | 0 | 0 | 0 | 0 | 0 | 0 | 0 | 0 | 0 | 0 | 0 | 0 | 12
NO |  | 133 | 2012 | 3 | 34 | 34 |  | Av. |  | 230 | 0 | UG | 0 | 0 | 1 | 1250 OFPA | 0 | 0 | 0 | 0 | 0 | 0 | 0 | 0 | 0 | 0 | 0 | 0 | 0 | 0 | 0 | 621330606 | 0 | 0 | 0 | 0 | 0 | 0 | 0 | 12
NO |  | 133 | 2012 | 3 | 35 | 35 |  | Herndon | Ashland Av. | 230 | 0 | T | 0 | 0 | 1 | Pipe type | 0 | 0 | 0 | 0 | 0 | 0 | 0 | 0 | 0 | 0 | 0 | 0 | 0 | 0 | 0 | 621330607 | 0 | 0 | 0 | 0 | 0 | 0 | 0 | 12
NO |  | 133 | 2012 | 4 | 1 | 1 |  | Herndon | Kearney | 230 | 0 | T | 0 | 0 | 1 | 795ACSR | 0 | 0 | 0 | 0 | 0 | 0 | 0 | 0 | 0 | 0 | 0 | 0 | 0 | 0 | 0 | 0 | 0 | 0 | 0 | 0 | 0 | 0 | 0 | 12
NO |  | 133 | 2012 | 4 | 2 | 2 |  | Ignacio | American | 230 | 0 | T | 0 | 0 | 1 | 1113AL | 0 | 0 | 0 | 0 | 0 | 0 | 0 | 0 | 0 | 0 | 0 | 0 | 0 | 0 | 0 | 0 | 0 | 0 | 0 | 0 | 0 | 0 | 0 | 12
NO |  | 133 | 2012 | 4 | 3 | 3 |  | Jct. | Canyon Jct. | 0 | 0 |  | 0 | 0 | 0 |  | 0 | 0 | 0 | 0 | 0 | 0 | 0 | 0 | 0 | 0 | 0 | 0 | 0 | 0 | 0 | 0 | 0 | 0 | 0 | 0 | 0 | 0 | 0 | 12
NO |  | 133 | 2012 | 4 | 4 | 4 |  | Ignacio | Ignacio | 230 | 0 | T | 0 | 0 | 2 | 1113AL | 0 | 0 | 0 | 0 | 0 | 0 | 0 | 0 | 0 | 0 | 0 | 0 | 0 | 0 | 0 | 0 | 0 | 0 | 0 | 0 | 0 | 0 | 0 | 12
NO |  | 133 | 2012 | 4 | 5 | 5 |  | Jct. | Sub | 0 | 0 |  | 0 | 0 | 0 |  | 0 | 0 | 0 | 0 | 0 | 0 | 0 | 0 | 0 | 0 | 0 | 0 | 0 | 0 | 0 | 0 | 0 | 0 | 0 | 0 | 0 | 0 | 0 | 12
NO |  | 133 | 2012 | 4 | 6 | 6 |  | Ignacio | Ignacio | 230 | 0 | T | 0 | 0 | 2 | 1113AL | 0 | 0 | 0 | 0 | 0 | 0 | 0 | 0 | 0 | 0 | 0 | 0 | 621330608 | 0 | 0 | 0 | 0 | 0 | 0 | 0 | 0 | 0 | 0 | 12
NO |  | 133 | 2012 | 4 | 7 | 7 |  | Loop Cir. | Loop Cir. | 0 | 0 |  | 0 | 0 | 0 |  | 0 | 0 | 0 | 0 | 0 | 0 | 0 | 0 | 0 | 0 | 0 | 0 | 0 | 0 | 0 | 0 | 0 | 0 | 0 | 0 | 0 | 0 | 0 | 12
NO |  | 133 | 2012 | 4 | 8 | 8 |  | 1 & 2 | 1 & 2 | 0 | 0 |  | 0 | 0 | 0 |  | 0 | 0 | 0 | 0 | 0 | 0 | 0 | 0 | 0 | 0 | 0 | 0 | 0 | 0 | 0 | 0 | 0 | 0 | 0 | 0 | 0 | 0 | 0 | 12
NO |  | 133 | 2012 | 4 | 9 | 9 |  | Indian Springs | Round Mt. Sub. | 500 | 0 | T | 0 | 0 | 1 | 1113AL | 0 | 0 | 0 | 0 | 0 | 0 | 0 | 0 | 0 | 0 | 0 | 0 | 0 | 0 | 0 | 0 | 0 | 0 | 0 | 0 | 0 | 0 | 0 | 12
NO |  | 133 | 2012 | 4 | 10 | 10 |  | Lakeville Sub | Ignacio Jct. | 230 | 0 | T | 0 | 0 | 2 | 1852ACSR | 0 | 0 | 0 | 0 | 0 | 0 | 0 | 0 | 0 | 0 | 0 | 0 | 0 | 0 | 0 | 0 | 0 | 0 | 0 | 0 | 0 | 0 | 0 | 12
NO |  | 133 | 2012 | 4 | 11 | 11 |  | Lakeville | Ignacio #2 | 230 | 0 | UG | 0 | 0 | 2 | 3500AL | 0 | 0 | 0 | 0 | 0 | 0 | 0 | 0 | 0 | 0 | 0 | 0 | 0 | 0 | 0 | 0 | 0 | 0 | 0 | 0 | 0 | 0 | 0 | 12
NO |  | 133 | 2012 | 4 | 12 | 12 |  | Los Banos Sub | Midway Sub | 0 | 0 |  | 0 | 0 | 0 | 2300AL | 0 | 0 | 0 | 0 | 0 | 0 | 0 | 0 | 0 | 0 | 0 | 0 | 0 | 0 | 0 | 0 | 0 | 0 | 0 | 0 | 0 | 0 | 0 | 12
NO |  | 133 | 2012 | 4 | 13 | 13 |  |  | #1 | 500 | 0 | T | 0 | 0 | 1 | 1113AL | 0 | 0 | 0 | 0 | 0 | 0 | 0 | 0 | 0 | 0 | 0 | 0 | 0 | 0 | 0 | 0 | 0 | 0 | 0 | 0 | 0 | 0 | 0 | 12
NO |  | 133 | 2012 | 4 | 14 | 14 |  |  | #2 | 500 | 0 | T | 0 | 0 | 1 | 1113AL | 0 | 0 | 0 | 0 | 0 | 0 | 0 | 0 | 0 | 0 | 0 | 0 | 621330609 | 0 | 0 | 0 | 0 | 0 | 0 | 0 | 0 | 0 | 0 | 12
NO |  | 133 | 2012 | 4 | 15 | 15 |  | Los Banos Sub | Panoche | 230 | 0 | T | 0 | 0 | 1 | 1113AL | 0 | 0 | 0 | 0 | 0 | 0 | 0 | 0 | 0 | 0 | 0 | 0 | 0 | 0 | 0 | 0 | 0 | 0 | 0 | 0 | 0 | 0 | 0 | 12
NO |  | 133 | 2012 | 4 | 16 | 16 |  | Los Banos Sub | San Luis | 0 | 0 |  | 0 | 0 | 0 |  | 0 | 0 | 0 | 0 | 0 | 0 | 0 | 0 | 0 | 0 | 0 | 0 | 0 | 0 | 0 | 0 | 0 | 0 | 0 | 0 | 0 | 0 | 0 | 12
NO |  | 133 | 2012 | 4 | 17 | 17 |  |  | Pumps #1 | 230 | 0 | T | 0 | 0 | 1 | 2500HPCU | 0 | 0 | 0 | 0 | 0 | 0 | 0 | 0 | 0 | 0 | 0 | 0 | 0 | 0 | 0 | 0 | 0 | 0 | 0 | 0 | 0 | 0 | 0 | 12
NO |  | 133 | 2012 | 4 | 18 | 18 |  |  | #2 | 230 | 0 | T | 0 | 0 | 1 |  | 0 | 0 | 0 | 0 | 0 | 0 | 0 | 0 | 0 | 0 | 0 | 0 | 0 | 0 | 0 | 0 | 0 | 0 | 0 | 0 | 0 | 0 | 0 | 12
NO |  | 133 | 2012 | 4 | 19 | 19 |  | Martin | Embarcadero | 0 | 0 |  | 0 | 0 | 0 |  | 0 | 0 | 0 | 0 | 0 | 0 | 0 | 0 | 0 | 0 | 0 | 0 | 0 | 0 | 0 | 0 | 0 | 0 | 0 | 0 | 0 | 0 | 0 | 12
NO |  | 133 | 2012 | 4 | 20 | 20 |  |  | #1 (HZ) | 230 | 0 | UG | 0 | 0 | 1 | 2500CU | 0 | 0 | 0 | 0 | 0 | 0 | 0 | 0 | 0 | 0 | 0 | 0 | 0 | 0 | 0 | 0 | 0 | 0 | 0 | 0 | 0 | 0 | 0 | 12
NO |  | 133 | 2012 | 4 | 21 | 21 |  | Martin | Embarcadero | 0 | 0 |  | 0 | 0 | 0 |  | 0 | 0 | 0 | 0 | 0 | 0 | 0 | 0 | 0 | 0 | 0 | 0 | 0 | 0 | 0 | 0 | 0 | 0 | 0 | 0 | 0 | 0 | 0 | 12
NO |  | 133 | 2012 | 4 | 22 | 22 |  |  | #2 (HZ) | 230 | 0 | UG | 0 | 0 | 1 | 2500CU | 0 | 0 | 0 | 0 | 0 | 0 | 0 | 0 | 0 | 0 | 0 | 0 | 0 | 0 | 0 | 0 | 0 | 0 | 0 | 0 | 0 | 0 | 0 | 12
NO |  | 133 | 2012 | 4 | 23 | 23 |  | Melones | Warnerville | 0 | 0 |  | 0 | 0 | 0 |  | 0 | 0 | 0 | 0 | 0 | 0 | 0 | 0 | 0 | 0 | 0 | 0 | 0 | 0 | 0 | 0 | 0 | 0 | 0 | 0 | 0 | 0 | 0 | 12
NO |  | 133 | 2012 | 4 | 24 | 24 |  |  | Jct. #1 & 2 | 230 | 0 | T | 0 | 0 | 2 | 1113AL | 0 | 0 | 0 | 0 | 0 | 0 | 0 | 0 | 0 | 0 | 0 | 0 | 0 | 0 | 0 | 0 | 0 | 0 | 0 | 0 | 0 | 0 | 0 | 12
NO |  | 133 | 2012 | 4 | 25 | 25 |  | Metcalf | Monta Vista | 230 | 0 | T | 0 | 0 | 2 | 1113AL | 0 | 0 | 0 | 0 | 0 | 0 | 0 | 0 | 0 | 0 | 0 | 0 | 0 | 0 | 0 | 0 | 0 | 0 | 0 | 0 | 0 | 0 | 0 | 12
NO |  | 133 | 2012 | 4 | 26 | 26 |  | Metcalf | Monta Vista | 230 | 0 | SSP | 0 | 0 | 1 | 1113AL | 0 | 0 | 0 | 0 | 0 | 0 | 0 | 0 | 0 | 0 | 0 | 0 | 0 | 0 | 0 | 0 | 0 | 0 | 0 | 0 | 0 | 0 | 0 | 12
NO |  | 133 | 2012 | 4 | 27 | 27 |  | Metcalf | Monta Vista | 230 | 0 | T | 0 | 0 | 1 | 2300AL | 0 | 0 | 0 | 0 | 0 | 0 | 0 | 0 | 0 | 0 | 0 | 0 | 0 | 0 | 0 | 0 | 0 | 0 | 0 | 0 | 0 | 0 | 0 | 12
NO |  | 133 | 2012 | 4 | 28 | 28 |  | Metcalf | Moss Landg#1&#2 | 230 | 0 | T | 0 | 0 | 2 | 795ACSR | 0 | 0 | 0 | 0 | 0 | 0 | 0 | 0 | 0 | 0 | 0 | 0 | 0 | 0 | 0 | 0 | 0 | 0 | 0 | 0 | 0 | 0 | 0 | 12
NO |  | 133 | 2012 | 4 | 29 | 29 |  | Metcalf | Newark #1&#2 | 230 | 0 | T | 0 | 0 | 2 | 795ACSR | 0 | 0 | 0 | 0 | 0 | 0 | 0 | 0 | 0 | 0 | 0 | 0 | 0 | 0 | 0 | 0 | 0 | 0 | 0 | 0 | 0 | 0 | 0 | 12
NO |  | 133 | 2012 | 4 | 30 | 30 |  |  |  | 230 | 0 | T | 0 | 0 | 2 | 1113AL | 0 | 0 | 0 | 0 | 0 | 0 | 0 | 0 | 0 | 0 | 0 | 0 | 0 | 0 | 0 | 0 | 0 | 0 | 0 | 0 | 0 | 0 | 0 | 12
NO |  | 133 | 2012 | 4 | 31 | 31 |  | Midddle Fork PP | Gold Hill | 230 | 0 | T | 0 | 0 | 1 | 795ACSR | 0 | 0 | 0 | 0 | 0 | 0 | 0 | 0 | 0 | 0 | 0 | 0 | 0 | 0 | 0 | 0 | 0 | 0 | 0 | 0 | 0 | 0 | 0 | 12
NO |  | 133 | 2012 | 4 | 32 | 32 |  |  |  | 230 | 0 | H | 0 | 0 | 1 | 795ACSR | 0 | 0 | 0 | 0 | 0 | 0 | 0 | 0 | 0 | 0 | 0 | 0 | 0 | 0 | 0 | 0 | 0 | 0 | 0 | 0 | 0 | 0 | 0 | 12
NO |  | 133 | 2012 | 4 | 33 | 33 |  |  |  | 230 | 0 | T | 0 | 0 | 1 | 1113AL | 0 | 0 | 0 | 0 | 0 | 0 | 0 | 0 | 0 | 0 | 0 | 0 | 0 | 0 | 0 | 0 | 0 | 0 | 0 | 0 | 0 | 0 | 0 | 12
NO |  | 133 | 2012 | 4 | 34 | 34 |  | Middle Fork PP | Gold Hill | 230 | 0 | WH | 0 | 0 | 1 | 1113AL | 0 | 0 | 0 | 0 | 0 | 0 | 0 | 0 | 0 | 0 | 0 | 0 | 0 | 0 | 0 | 0 | 0 | 0 | 0 | 0 | 0 | 0 | 0 | 12
NO |  | 133 | 2012 | 4 | 35 | 35 |  | Middle Fork- | Orangevale | 0 | 0 |  | 0 | 0 | 0 |  | 0 | 0 | 0 | 0 | 0 | 0 | 0 | 0 | 0 | 0 | 0 | 0 | 0 | 0 | 0 | 0 | 0 | 0 | 0 | 0 | 0 | 0 | 0 | 12
NO |  | 133 | 2012 | 5 | 1 | 1 |  | Gold Hill | Sub (SMUD) | 230 | 0 | T | 0 | 0 | 1 | 1113AL | 0 | 0 | 0 | 0 | 0 | 0 | 0 | 0 | 0 | 0 | 0 | 0 | 621330611 | 0 | 0 | 0 | 0 | 0 | 0 | 0 | 0 | 0 | 0 | 12
NO |  | 133 | 2012 | 5 | 2 | 2 |  | Middle Fork - | Pocket Sub | 0 | 0 |  | 0 | 0 | 0 |  | 0 | 0 | 0 | 0 | 0 | 0 | 0 | 0 | 0 | 0 | 0 | 0 | 0 | 0 | 0 | 0 | 0 | 0 | 0 | 0 | 0 | 0 | 0 | 12
NO |  | 133 | 2012 | 5 | 3 | 3 |  | Gold Hill | (SMUD) | 230 | 0 | T | 0 | 0 | 1 | 1113AL | 0 | 0 | 0 | 0 | 0 | 0 | 0 | 0 | 0 | 0 | 0 | 0 | 0 | 621330612 | 0 | 0 | 0 | 0 | 0 | 0 | 0 | 0 | 0 | 12
NO |  | 133 | 2012 | 5 | 6 | 6 |  | Midway | Kern PP #1 | 230 | 0 | T | 0 | 0 | 1 | 795ACSR | 0 | 0 | 0 | 0 | 0 | 0 | 0 | 0 | 0 | 0 | 0 | 0 | 0 | 0 | 0 | 0 | 0 | 0 | 0 | 0 | 0 | 0 | 0 | 12
NO |  | 133 | 2012 | 5 | 7 | 7 |  | Midway | Kern PP #2 | 230 | 0 | T | 0 | 0 | 1 | 795ACSR | 0 | 0 | 0 | 0 | 0 | 0 | 0 | 0 | 0 | 0 | 0 | 0 | 0 | 0 | 0 | 0 | 0 | 0 | 0 | 0 | 0 | 0 | 0 | 12
NO |  | 133 | 2012 | 5 | 8 | 8 |  | Midway | Kern PP #3 | 230 | 0 | T | 0 | 0 | 1 | 1113AL | 0 | 0 | 0 | 0 | 0 | 0 | 0 | 0 | 0 | 0 | 0 | 0 | 0 | 0 | 0 | 0 | 0 | 0 | 0 | 0 | 0 | 0 | 0 | 12
NO |  | 133 | 2012 | 5 | 9 | 9 |  | Midway | Kern PP #4 | 230 | 0 | T | 0 | 0 | 1 | 1113AL | 0 | 0 | 0 | 0 | 0 | 0 | 0 | 0 | 0 | 0 | 0 | 0 | 0 | 0 | 0 | 0 | 0 | 0 | 0 | 0 | 0 | 0 | 0 | 12
NO |  | 133 | 2012 | 5 | 10 | 10 |  | Midway | Whirlwind | 500 | 0 | T | 0 | 0 | 1 | 2300AL | 0 | 0 | 0 | 0 | 0 | 0 | 0 | 0 | 0 | 0 | 0 | 0 | 0 | 0 | 0 | 0 | 0 | 0 | 0 | 0 | 0 | 0 | 0 | 12
NO |  | 133 | 2012 | 5 | 11 | 11 |  | Midway | Wheeler Ridge | 0 | 0 |  | 0 | 0 | 0 |  | 0 | 0 | 0 | 0 | 0 | 0 | 0 | 0 | 0 | 0 | 0 | 0 | 0 | 0 | 0 | 0 | 0 | 0 | 0 | 0 | 0 | 0 | 0 | 12
NO |  | 133 | 2012 | 5 | 12 | 12 |  |  | #1 | 230 | 0 | T | 0 | 0 | 1 | 1113AL | 0 | 0 | 0 | 0 | 0 | 0 | 0 | 0 | 0 | 0 | 0 | 0 | 0 | 0 | 0 | 0 | 0 | 0 | 0 | 0 | 0 | 0 | 0 | 12
NO |  | 133 | 2012 | 5 | 13 | 13 |  |  | #2 | 230 | 0 | T | 0 | 0 | 1 | 1113AL | 0 | 0 | 0 | 0 | 0 | 0 | 0 | 0 | 0 | 0 | 0 | 0 | 0 | 0 | 0 | 0 | 0 | 0 | 0 | 0 | 0 | 0 | 0 | 12
NO |  | 133 | 2012 | 5 | 14 | 14 |  | Midway-Kern #1 | Stockdale Sub | 0 | 0 |  | 0 | 0 | 0 |  | 0 | 0 | 0 | 0 | 0 | 0 | 0 | 0 | 0 | 0 | 0 | 0 | 0 | 0 | 0 | 0 | 0 | 0 | 0 | 0 | 0 | 0 | 0 | 12
NO |  | 133 | 2012 | 5 | 15 | 15 |  |  | #1 | 230 | 0 | T | 0 | 0 | 1 | 795ACSR | 0 | 0 | 0 | 0 | 0 | 0 | 0 | 0 | 0 | 0 | 0 | 0 | 0 | 0 | 0 | 0 | 0 | 0 | 0 | 0 | 0 | 0 | 0 | 12
NO |  | 133 | 2012 | 5 | 16 | 16 |  |  |  | 230 | 0 | T | 0 | 0 | 1 | 1113AL | 0 | 0 | 0 | 0 | 0 | 0 | 0 | 0 | 0 | 0 | 0 | 0 | 0 | 0 | 0 | 0 | 0 | 0 | 0 | 0 | 0 | 0 | 0 | 12
NO |  | 133 | 2012 | 5 | 17 | 17 |  |  |  | 230 | 0 | SSP | 0 | 0 | 1 | 1113AL | 0 | 0 | 0 | 0 | 0 | 0 | 0 | 0 | 0 | 0 | 0 | 0 | 0 | 0 | 0 | 0 | 0 | 0 | 0 | 0 | 0 | 0 | 0 | 12
NO |  | 133 | 2012 | 5 | 18 | 18 |  | Midway -Kern #3 | Stockdale Sub | 0 | 0 |  | 0 | 0 | 0 |  | 0 | 0 | 0 | 0 | 0 | 0 | 0 | 0 | 0 | 0 | 0 | 0 | 0 | 0 | 0 | 0 | 0 | 0 | 0 | 0 | 0 | 0 | 0 | 12
NO |  | 133 | 2012 | 5 | 19 | 19 |  |  | #2 | 230 | 0 | T | 0 | 0 | 1 | 1113AL | 0 | 0 | 0 | 0 | 0 | 0 | 0 | 0 | 0 | 0 | 0 | 0 | 0 | 0 | 0 | 0 | 0 | 0 | 0 | 0 | 0 | 0 | 0 | 12
NO |  | 133 | 2012 | 5 | 20 | 20 |  | Midway-Wheeler | Buena Vista | 0 | 0 |  | 0 | 0 | 0 |  | 0 | 0 | 0 | 0 | 0 | 0 | 0 | 0 | 0 | 0 | 0 | 0 | 0 | 0 | 0 | 0 | 0 | 0 | 0 | 0 | 0 | 0 | 0 | 12
NO |  | 133 | 2012 | 5 | 21 | 21 |  | Ridge #1 & 2 | Pump Plant | 0 | 0 |  | 0 | 0 | 0 |  | 0 | 0 | 0 | 0 | 0 | 0 | 0 | 0 | 0 | 0 | 0 | 0 | 0 | 0 | 0 | 0 | 0 | 0 | 0 | 0 | 0 | 0 | 0 | 12
NO |  | 133 | 2012 | 5 | 22 | 22 |  |  | (State DWR) | 230 | 0 | T | 0 | 0 | 2 | 1113AL | 0 | 0 | 0 | 0 | 0 | 0 | 0 | 0 | 0 | 0 | 0 | 0 | 0 | 0 | 0 | 0 | 0 | 0 | 0 | 0 | 0 | 0 | 0 | 12
NO |  | 133 | 2012 | 5 | 23 | 23 |  | Midway-Wheeler | Wheeler Ridge | 0 | 0 |  | 0 | 0 | 0 |  | 0 | 0 | 0 | 0 | 0 | 0 | 0 | 0 | 0 | 0 | 0 | 0 | 0 | 0 | 0 | 0 | 0 | 0 | 0 | 0 | 0 | 0 | 0 | 12
NO |  | 133 | 2012 | 5 | 24 | 24 |  | Ridge #1 & 2 | Pump Plant | 0 | 0 |  | 0 | 0 | 0 |  | 0 | 0 | 0 | 0 | 0 | 0 | 0 | 0 | 0 | 0 | 0 | 0 | 0 | 0 | 0 | 0 | 0 | 0 | 0 | 0 | 0 | 0 | 0 | 12
NO |  | 133 | 2012 | 5 | 25 | 25 |  |  | (State DWR) | 230 | 0 | T | 0 | 0 | 2 | 1113AL | 0 | 0 | 0 | 0 | 0 | 0 | 0 | 0 | 0 | 0 | 0 | 0 | 0 | 0 | 0 | 0 | 0 | 0 | 0 | 0 | 0 | 0 | 0 | 12
NO |  | 133 | 2012 | 5 | 26 | 26 |  | Midway-Wheeler | Wind Gap Pump | 0 | 0 |  | 0 | 0 | 0 |  | 0 | 0 | 0 | 0 | 0 | 0 | 0 | 0 | 0 | 0 | 0 | 0 | 0 | 0 | 0 | 0 | 0 | 0 | 0 | 0 | 0 | 0 | 0 | 12
NO |  | 133 | 2012 | 5 | 27 | 27 |  | Ridge #1 & 2 | (State DWR) | 230 | 0 | T | 0 | 0 | 2 | 1113AL | 0 | 0 | 0 | 0 | 0 | 0 | 0 | 0 | 0 | 0 | 0 | 0 | 0 | 0 | 0 | 0 | 0 | 0 | 0 | 0 | 0 | 0 | 0 | 12
NO |  | 133 | 2012 | 5 | 28 | 28 |  | Monta Vista | Jefferson | 230 | 0 | T | 0 | 0 | 2 | 1113AL | 0 | 0 | 0 | 0 | 0 | 0 | 0 | 0 | 0 | 0 | 0 | 0 | 0 | 0 | 0 | 0 | 0 | 0 | 0 | 0 | 0 | 0 | 0 | 12
NO |  | 133 | 2012 | 5 | 29 | 29 |  | Moraga | Newark | 230 | 0 | T | 0 | 0 | 0 | 954ACSR | 0 | 0 | 0 | 0 | 0 | 0 | 0 | 0 | 0 | 0 | 0 | 0 | 0 | 0 | 0 | 0 | 0 | 0 | 0 | 0 | 0 | 0 | 0 | 12
NO |  | 133 | 2012 | 5 | 30 | 30 |  |  |  | 230 | 0 | T | 0 | 0 | 0 | 954ACSR | 0 | 0 | 0 | 0 | 0 | 0 | 0 | 0 | 0 | 0 | 0 | 0 | 0 | 0 | 0 | 0 | 0 | 0 | 0 | 0 | 0 | 0 | 0 | 12
NO |  | 133 | 2012 | 5 | 31 | 31 |  |  |  | 230 | 0 | T | 0 | 0 | 0 | 1113AL | 0 | 0 | 0 | 0 | 0 | 0 | 0 | 0 | 0 | 0 | 0 | 0 | 0 | 0 | 0 | 0 | 0 | 0 | 0 | 0 | 0 | 0 | 0 | 12
NO |  | 133 | 2012 | 5 | 32 | 32 |  |  |  | 230 | 0 | T | 0 | 0 | 0 | 954ACSR | 0 | 0 | 0 | 0 | 0 | 0 | 0 | 0 | 0 | 0 | 0 | 0 | 0 | 0 | 0 | 0 | 0 | 0 | 0 | 0 | 0 | 0 | 0 | 12
NO |  | 133 | 2012 | 5 | 33 | 33 |  |  |  | 230 | 0 | T | 0 | 0 | 0 | 795ACSR | 0 | 0 | 0 | 0 | 0 | 0 | 0 | 0 | 0 | 0 | 0 | 0 | 0 | 0 | 0 | 0 | 0 | 0 | 0 | 0 | 0 | 0 | 0 | 12
NO |  | 133 | 2012 | 5 | 34 | 34 |  |  |  | 230 | 0 | T | 0 | 0 | 0 | 1113AL | 0 | 0 | 0 | 0 | 0 | 0 | 0 | 0 | 0 | 0 | 0 | 0 | 0 | 0 | 0 | 0 | 0 | 0 | 0 | 0 | 0 | 0 | 0 | 12
NO |  | 133 | 2012 | 5 | 35 | 35 |  |  |  | 230 | 0 | T | 0 | 0 | 0 | 1113AL | 0 | 0 | 0 | 0 | 0 | 0 | 0 | 0 | 0 | 0 | 0 | 0 | 0 | 0 | 0 | 621330613 | 0 | 0 | 0 | 0 | 0 | 0 | 0 | 12
NO |  | 133 | 2012 | 6 | 1 | 1 |  | Morro Bay PP | Gates | 230 | 0 | T | 0 | 0 | 2 | 1113AL | 0 | 0 | 0 | 0 | 0 | 0 | 0 | 0 | 0 | 0 | 0 | 0 | 0 | 0 | 0 | 0 | 0 | 0 | 0 | 0 | 0 | 0 | 0 | 12
NO |  | 133 | 2012 | 6 | 2 | 2 |  | Morro Bay PP | Midway | 230 | 0 | T | 0 | 0 | 2 | 1113AL | 0 | 0 | 0 | 0 | 0 | 0 | 0 | 0 | 0 | 0 | 0 | 0 | 0 | 0 | 0 | 0 | 0 | 0 | 0 | 0 | 0 | 0 | 0 | 12
NO |  | 133 | 2012 | 6 | 3 | 3 |  | Morro Bay PP | Mesa | 230 | 0 | T | 0 | 0 | 1 | 1113AL | 0 | 0 | 0 | 0 | 0 | 0 | 0 | 0 | 0 | 0 | 0 | 0 | 0 | 0 | 0 | 0 | 0 | 0 | 0 | 0 | 0 | 0 | 0 | 12
NO |  | 133 | 2012 | 6 | 4 | 4 |  | Morro Bay PP-MESA | Diablo Cyn PP | 230 | 0 | T | 0 | 0 | 2 | 1113AL | 0 | 0 | 0 | 0 | 0 | 0 | 0 | 0 | 0 | 0 | 0 | 0 | 0 | 0 | 0 | 0 | 0 | 0 | 0 | 0 | 0 | 0 | 0 | 12
NO |  | 133 | 2012 | 6 | 5 | 5 |  | Moss Landing PH | Los Banos Sub | 230 | 0 | T | 0 | 0 | 1 | 2300AL | 0 | 0 | 0 | 0 | 0 | 0 | 0 | 0 | 0 | 0 | 0 | 0 | 0 | 0 | 0 | 0 | 0 | 0 | 0 | 0 | 0 | 0 | 0 | 12
NO |  | 133 | 2012 | 6 | 6 | 6 |  | Moss Landing PH | Panoche #1 | 230 | 0 | T | 0 | 0 | 1 | 795ACSR | 0 | 0 | 0 | 0 | 0 | 0 | 0 | 0 | 0 | 0 | 0 | 0 | 0 | 0 | 0 | 0 | 0 | 0 | 0 | 0 | 0 | 0 | 0 | 12
NO |  | 133 | 2012 | 6 | 7 | 7 |  |  |  | 230 | 0 | T | 0 | 0 | 2 | 2300AL | 0 | 0 | 0 | 0 | 0 | 0 | 0 | 0 | 0 | 0 | 0 | 0 | 0 | 0 | 0 | 0 | 0 | 0 | 0 | 0 | 0 | 0 | 0 | 12
NO |  | 133 | 2012 | 6 | 8 | 8 |  | Moss Landing PH | Panoche #2 | 230 | 0 | T | 0 | 0 | 1 | 795ACSR | 0 | 0 | 0 | 0 | 0 | 0 | 0 | 0 | 0 | 0 | 0 | 0 | 0 | 0 | 0 | 0 | 0 | 0 | 0 | 0 | 0 | 0 | 0 | 12
NO |  | 133 | 2012 | 6 | 9 | 9 |  | Moss Landing | Moss Landing | 0 | 0 |  | 0 | 0 | 0 |  | 0 | 0 | 0 | 0 | 0 | 0 | 0 | 0 | 0 | 0 | 0 | 0 | 0 | 0 | 0 | 0 | 0 | 0 | 0 | 0 | 0 | 0 | 0 | 12
NO |  | 133 | 2012 | 6 | 10 | 10 |  | 230KV SW. | 115KV SW. | 230 | 0 | T | 0 | 0 | 0 | 2300AL | 0 | 0 | 0 | 0 | 0 | 0 | 0 | 0 | 0 | 0 | 0 | 0 | 0 | 0 | 0 | 0 | 0 | 0 | 0 | 0 | 0 | 0 | 0 | 12
NO |  | 133 | 2012 | 6 | 11 | 11 |  | Moss Landing | Los Banos | 500 | 0 | T | 0 | 0 | 1 | 2300AL | 0 | 0 | 0 | 0 | 0 | 0 | 0 | 0 | 0 | 0 | 0 | 0 | 0 | 0 | 0 | 0 | 0 | 0 | 0 | 0 | 0 | 0 | 0 | 12
NO |  | 133 | 2012 | 6 | 12 | 12 |  | Moss Landing | Metcalf | 500 | 0 | T | 0 | 0 | 1 | 2300AL | 0 | 0 | 0 | 0 | 0 | 0 | 0 | 0 | 0 | 0 | 0 | 0 | 0 | 0 | 0 | 0 | 0 | 0 | 0 | 0 | 0 | 0 | 0 | 12
NO |  | 133 | 2012 | 6 | 13 | 13 |  | Newark | San Mateo | 230 | 0 | T | 0 | 0 | 2 | 1113AL | 0 | 0 | 0 | 0 | 0 | 0 | 0 | 0 | 0 | 0 | 0 | 0 | 0 | 0 | 0 | 0 | 0 | 0 | 0 | 0 | 0 | 0 | 0 | 12
NO |  | 133 | 2012 | 6 | 14 | 14 |  |  |  | 230 | 0 |  | 0 | 0 | 1 | 1113AL | 0 | 0 | 0 | 0 | 0 | 0 | 0 | 0 | 0 | 0 | 0 | 0 | 0 | 0 | 0 | 0 | 0 | 0 | 0 | 0 | 0 | 0 | 0 | 12
NO |  | 133 | 2012 | 6 | 15 | 15 |  | NCPA 1&2 Tap Line | CR Collector Line | 230 | 0 | T | 0 | 0 | 2 | 1113AL | 0 | 0 | 0 | 0 | 0 | 0 | 0 | 0 | 0 | 0 | 0 | 0 | 0 | 0 | 0 | 0 | 0 | 0 | 0 | 0 | 0 | 0 | 0 | 12
NO |  | 133 | 2012 | 6 | 16 | 16 |  | Panoche | Kearney | 230 | 0 | T | 0 | 0 | 1 | 1113AL | 0 | 0 | 0 | 0 | 0 | 0 | 0 | 0 | 0 | 0 | 0 | 0 | 0 | 0 | 0 | 0 | 0 | 0 | 0 | 0 | 0 | 0 | 0 | 12
NO |  | 133 | 2012 | 6 | 17 | 17 |  | Panoche-Kearney | McMullin Sub | 230 | 0 | T | 0 | 0 | 1 | 1113AL | 0 | 0 | 0 | 0 | 0 | 0 | 0 | 0 | 0 | 0 | 0 | 0 | 0 | 0 | 0 | 0 | 0 | 0 | 0 | 0 | 0 | 0 | 0 | 12
NO |  | 133 | 2012 | 6 | 18 | 18 |  | Panoche | McCall | 230 | 0 | T | 0 | 0 | 1 | 795ACSR | 0 | 0 | 0 | 0 | 0 | 0 | 0 | 0 | 0 | 0 | 0 | 0 | 0 | 0 | 0 | 0 | 0 | 0 | 0 | 0 | 0 | 0 | 0 | 12
NO |  | 133 | 2012 | 6 | 19 | 19 |  | Panoche | McCall | 230 | 0 | T | 0 | 0 | 1 | 1113AL | 0 | 0 | 0 | 0 | 0 | 0 | 0 | 0 | 0 | 0 | 0 | 0 | 0 | 0 | 0 | 0 | 0 | 0 | 0 | 0 | 0 | 0 | 0 | 12
NO |  | 133 | 2012 | 6 | 20 | 20 |  | Pittsburg PP | Moraga #1 & 2 | 230 | 0 | T | 0 | 0 | 2 | 954ACSR | 0 | 0 | 0 | 0 | 0 | 0 | 0 | 0 | 0 | 0 | 0 | 0 | 0 | 0 | 0 | 0 | 0 | 0 | 0 | 0 | 0 | 0 | 0 | 12
NO |  | 133 | 2012 | 6 | 21 | 21 |  |  |  | 230 | 0 |  | 0 | 0 | 2 | 954AL | 0 | 0 | 0 | 0 | 0 | 0 | 0 | 0 | 0 | 0 | 0 | 0 | 0 | 0 | 0 | 0 | 0 | 0 | 0 | 0 | 0 | 0 | 0 | 12
NO |  | 133 | 2012 | 6 | 22 | 22 |  | Pittsburg PP | Moraga #3 | 230 | 0 | T | 0 | 0 | 1 | 954AL | 0 | 0 | 0 | 0 | 0 | 0 | 0 | 0 | 0 | 0 | 0 | 0 | 0 | 0 | 0 | 0 | 0 | 0 | 0 | 0 | 0 | 0 | 0 | 12
NO |  | 133 | 2012 | 6 | 23 | 23 |  |  |  | 230 | 0 | T | 0 | 0 | 1 | 954ACSR | 0 | 0 | 0 | 0 | 0 | 0 | 0 | 0 | 0 | 0 | 0 | 0 | 0 | 0 | 0 | 0 | 0 | 0 | 0 | 0 | 0 | 0 | 0 | 12
NO |  | 133 | 2012 | 6 | 24 | 24 |  |  |  | 230 | 0 | T | 0 | 0 | 1 | 1113AL | 0 | 0 | 0 | 0 | 0 | 0 | 0 | 0 | 0 | 0 | 0 | 0 | 0 | 0 | 0 | 0 | 0 | 0 | 0 | 0 | 0 | 0 | 0 | 12
NO |  | 133 | 2012 | 6 | 25 | 25 |  | Pittsburg-Panoche | Los Banos | 230 | 0 | T | 0 | 0 | 1 | 1113AL | 0 | 0 | 0 | 0 | 0 | 0 | 0 | 0 | 0 | 0 | 0 | 0 | 0 | 0 | 0 | 0 | 0 | 0 | 0 | 0 | 0 | 0 | 0 | 12
NO |  | 133 | 2012 | 6 | 26 | 26 |  | Pittsburg PP | Sobrante Sub | 230 | 0 | T | 0 | 0 | 2 | 954AL | 0 | 0 | 0 | 0 | 0 | 0 | 0 | 0 | 0 | 0 | 0 | 0 | 0 | 0 | 0 | 0 | 0 | 0 | 0 | 0 | 0 | 0 | 0 | 12
NO |  | 133 | 2012 | 6 | 27 | 27 |  | Pittsburg PP | Tesla Sub | 230 | 0 | T | 0 | 0 | 2 | 2300AL | 0 | 0 | 0 | 0 | 0 | 0 | 0 | 0 | 0 | 0 | 0 | 0 | 0 | 0 | 0 | 0 | 0 | 0 | 0 | 0 | 0 | 0 | 0 | 12
NO |  | 133 | 2012 | 6 | 28 | 28 |  | Pittsburg PP | Newark | 230 | 0 | T | 0 | 0 | 1 | 954AL | 0 | 0 | 0 | 0 | 0 | 0 | 0 | 0 | 0 | 0 | 0 | 0 | 0 | 0 | 0 | 0 | 0 | 0 | 0 | 0 | 0 | 0 | 0 | 12
NO |  | 133 | 2012 | 6 | 29 | 29 |  |  |  | 230 | 0 | T | 0 | 0 | 1 | 1113AL | 0 | 0 | 0 | 0 | 0 | 0 | 0 | 0 | 0 | 0 | 0 | 0 | 0 | 0 | 0 | 0 | 0 | 0 | 0 | 0 | 0 | 0 | 0 | 12
NO |  | 133 | 2012 | 6 | 30 | 30 |  |  |  | 230 | 0 | T | 0 | 0 | 1 | 1113AL | 0 | 0 | 0 | 0 | 0 | 0 | 0 | 0 | 0 | 0 | 0 | 0 | 0 | 0 | 0 | 0 | 0 | 0 | 0 | 0 | 0 | 0 | 0 | 12
NO |  | 133 | 2012 | 6 | 31 | 31 |  |  |  | 230 | 0 | T | 0 | 0 | 1 | 954AL | 0 | 0 | 0 | 0 | 0 | 0 | 0 | 0 | 0 | 0 | 0 | 0 | 0 | 0 | 0 | 0 | 0 | 0 | 0 | 0 | 0 | 0 | 0 | 12
NO |  | 133 | 2012 | 6 | 32 | 32 |  |  |  | 230 | 0 | T | 0 | 0 | 1 | 795ACSR | 0 | 0 | 0 | 0 | 0 | 0 | 0 | 0 | 0 | 0 | 0 | 0 | 0 | 0 | 0 | 0 | 0 | 0 | 0 | 0 | 0 | 0 | 0 | 12
NO |  | 133 | 2012 | 6 | 35 | 35 |  | Pit # 1- | Sierra Pacific | 0 | 0 |  | 0 | 0 | 0 |  | 0 | 0 | 0 | 0 | 0 | 0 | 0 | 0 | 0 | 0 | 0 | 0 | 0 | 0 | 0 | 0 | 0 | 0 | 0 | 0 | 0 | 0 | 0 | 12
NO |  | 133 | 2012 | 7 | 1 | 1 |  | Cottonwood | Industry | 230 | 0 | T | 0 | 0 | 1 | 7954CSR | 0 | 0 | 0 | 0 | 0 | 0 | 0 | 0 | 0 | 0 | 0 | 0 | 0 | 0 | 0 | 0 | 0 | 0 | 0 | 0 | 0 | 0 | 0 | 12
NO |  | 133 | 2012 | 7 | 2 | 2 |  | Pit # 1 PP | Vac-Dixon | 230 | 0 | T | 0 | 0 | 1 | 1113AL | 0 | 0 | 0 | 0 | 0 | 0 | 0 | 0 | 0 | 0 | 0 | 0 | 0 | 0 | 0 | 0 | 0 | 0 | 0 | 0 | 0 | 0 | 0 | 12
NO |  | 133 | 2012 | 7 | 5 | 5 |  | Pit # 1 PP | Vac-Dixon | 230 | 0 | T | 0 | 0 | 1 | 954AL | 0 | 0 | 0 | 0 | 0 | 0 | 0 | 0 | 0 | 0 | 0 | 0 | 0 | 0 | 0 | 0 | 0 | 0 | 0 | 0 | 0 | 0 | 0 | 12
NO |  | 133 | 2012 | 7 | 6 | 6 |  |  |  | 230 | 0 | WH | 0 | 0 | 1 | 795ACSR | 0 | 0 | 0 | 0 | 0 | 0 | 0 | 0 | 0 | 0 | 0 | 0 | 0 | 0 | 0 | 0 | 0 | 0 | 0 | 0 | 0 | 0 | 0 | 12
NO |  | 133 | 2012 | 7 | 7 | 7 |  | Pit # 1 PP | Vac-Dixon | 230 | 0 | T | 0 | 0 | 1 | 795ACSR | 0 | 0 | 0 | 0 | 0 | 0 | 0 | 0 | 0 | 0 | 0 | 0 | 0 | 0 | 0 | 0 | 0 | 0 | 0 | 0 | 0 | 0 | 0 | 12
NO |  | 133 | 2012 | 7 | 8 | 8 |  |  |  | 230 | 0 | T | 0 | 0 | 1 | 643.7CU | 0 | 0 | 0 | 0 | 0 | 0 | 0 | 0 | 0 | 0 | 0 | 0 | 0 | 0 | 0 | 0 | 0 | 0 | 0 | 0 | 0 | 0 | 0 | 12
NO |  | 133 | 2012 | 7 | 11 | 11 |  |  |  | 230 | 0 | T | 0 | 0 | 1 | 954ACSR | 0 | 0 | 0 | 0 | 0 | 0 | 0 | 0 | 0 | 0 | 0 | 0 | 0 | 0 | 0 | 0 | 0 | 0 | 0 | 0 | 0 | 0 | 0 | 12
NO |  | 133 | 2012 | 7 | 12 | 12 |  |  |  | 230 | 0 | T | 0 | 0 | 1 | 954AL | 0 | 0 | 0 | 0 | 0 | 0 | 0 | 0 | 0 | 0 | 0 | 0 | 0 | 0 | 0 | 0 | 0 | 0 | 0 | 0 | 0 | 0 | 0 | 12
NO |  | 133 | 2012 | 7 | 13 | 13 |  |  |  | 230 | 0 | T | 0 | 0 | 1 | 795ACSR | 0 | 0 | 0 | 0 | 0 | 0 | 0 | 0 | 0 | 0 | 0 | 0 | 0 | 0 | 0 | 0 | 0 | 0 | 0 | 0 | 0 | 0 | 0 | 12
NO |  | 133 | 2012 | 7 | 14 | 14 |  |  |  | 230 | 0 | T | 0 | 0 | 1 | 643.7CU | 0 | 0 | 0 | 0 | 0 | 0 | 0 | 0 | 0 | 0 | 0 | 0 | 0 | 0 | 0 | 0 | 0 | 0 | 0 | 0 | 0 | 0 | 0 | 12
NO |  | 133 | 2012 | 7 | 15 | 15 |  |  |  | 230 | 0 | SH | 0 | 0 | 1 | 518ACSR | 0 | 0 | 0 | 0 | 0 | 0 | 0 | 0 | 0 | 0 | 0 | 0 | 0 | 0 | 0 | 0 | 0 | 0 | 0 | 0 | 0 | 0 | 0 | 12
NO |  | 133 | 2012 | 7 | 16 | 16 |  |  |  | 230 | 0 | T | 0 | 0 | 1 | 518ACSR | 0 | 0 | 0 | 0 | 0 | 0 | 0 | 0 | 0 | 0 | 0 | 0 | 0 | 0 | 0 | 0 | 0 | 0 | 0 | 0 | 0 | 0 | 0 | 12
NO |  | 133 | 2012 | 7 | 17 | 17 |  |  |  | 230 | 0 | T | 0 | 0 | 1 | 500CU | 0 | 0 | 0 | 0 | 0 | 0 | 0 | 0 | 0 | 0 | 0 | 0 | 0 | 0 | 0 | 0 | 0 | 0 | 0 | 0 | 0 | 0 | 0 | 12
NO |  | 133 | 2012 | 7 | 18 | 18 |  | Pit # 4 PP | Round Mtn. | 230 | 0 | T | 0 | 0 | 1 | 795ACSR | 0 | 0 | 0 | 0 | 0 | 0 | 0 | 0 | 0 | 0 | 0 | 0 | 0 | 0 | 0 | 0 | 0 | 0 | 0 | 0 | 0 | 0 | 0 | 12
NO |  | 133 | 2012 | 7 | 19 | 19 |  |  |  | 230 | 0 | WH | 0 | 0 | 1 | 795ACSR | 0 | 0 | 0 | 0 | 0 | 0 | 0 | 0 | 0 | 0 | 0 | 0 | 0 | 0 | 0 | 0 | 0 | 0 | 0 | 0 | 0 | 0 | 0 | 12
NO |  | 133 | 2012 | 7 | 20 | 20 |  |  |  | 230 | 0 | T | 0 | 0 | 1 | 380.5CU | 0 | 0 | 0 | 0 | 0 | 0 | 0 | 0 | 0 | 0 | 0 | 0 | 0 | 0 | 0 | 0 | 0 | 0 | 0 | 0 | 0 | 0 | 0 | 12
NO |  | 133 | 2012 | 7 | 21 | 21 |  |  |  | 230 | 0 | WH | 0 | 0 | 1 | 380.5CU | 0 | 0 | 0 | 0 | 0 | 0 | 0 | 0 | 0 | 0 | 0 | 0 | 0 | 0 | 0 | 0 | 0 | 0 | 0 | 0 | 0 | 0 | 0 | 12
NO |  | 133 | 2012 | 7 | 22 | 22 |  |  |  | 230 | 0 | T | 0 | 0 | 1 | 518ACSR | 0 | 0 | 0 | 0 | 0 | 0 | 0 | 0 | 0 | 0 | 0 | 0 | 0 | 0 | 0 | 0 | 0 | 0 | 0 | 0 | 0 | 0 | 0 | 12
NO |  | 133 | 2012 | 7 | 23 | 23 |  |  |  | 230 | 0 | WH | 0 | 0 | 1 | 1113AL | 0 | 0 | 0 | 0 | 0 | 0 | 0 | 0 | 0 | 0 | 0 | 0 | 0 | 0 | 0 | 0 | 0 | 0 | 0 | 0 | 0 | 0 | 0 | 12
NO |  | 133 | 2012 | 7 | 24 | 24 |  | Pit # 5 PP | Mega Renewable- | 0 | 0 |  | 0 | 0 | 0 |  | 0 | 0 | 0 | 0 | 0 | 0 | 0 | 0 | 0 | 0 | 0 | 0 | 0 | 0 | 0 | 0 | 0 | 0 | 0 | 0 | 0 | 0 | 0 | 12
NO |  | 133 | 2012 | 7 | 25 | 25 |  |  | able Sub | 230 | 0 | WH | 0 | 0 | 1 | 518ACSR | 0 | 0 | 0 | 0 | 0 | 0 | 0 | 0 | 0 | 0 | 0 | 0 | 0 | 0 | 0 | 0 | 0 | 0 | 0 | 0 | 0 | 0 | 0 | 12
NO |  | 133 | 2012 | 7 | 26 | 26 |  | Pit # 5 PP | Round Mtn. | 230 | 0 | T | 0 | 0 | 1 | 795ACSR | 0 | 0 | 0 | 0 | 0 | 0 | 0 | 0 | 0 | 0 | 0 | 0 | 0 | 0 | 0 | 0 | 0 | 0 | 0 | 0 | 0 | 0 | 0 | 12
NO |  | 133 | 2012 | 7 | 27 | 27 |  |  |  | 230 | 0 | T | 0 | 0 | 1 | 795ACSR | 0 | 0 | 0 | 0 | 0 | 0 | 0 | 0 | 0 | 0 | 0 | 0 | 0 | 0 | 0 | 0 | 0 | 0 | 0 | 0 | 0 | 0 | 0 | 12
NO |  | 133 | 2012 | 7 | 28 | 28 |  |  |  | 230 | 0 | WH | 0 | 0 | 1 | 380.5CU | 0 | 0 | 0 | 0 | 0 | 0 | 0 | 0 | 0 | 0 | 0 | 0 | 0 | 0 | 0 | 0 | 0 | 0 | 0 | 0 | 0 | 0 | 0 | 12
NO |  | 133 | 2012 | 7 | 29 | 29 |  |  |  | 230 | 0 | T | 0 | 0 | 1 | 380.5CU | 0 | 0 | 0 | 0 | 0 | 0 | 0 | 0 | 0 | 0 | 0 | 0 | 0 | 0 | 0 | 0 | 0 | 0 | 0 | 0 | 0 | 0 | 0 | 12
NO |  | 133 | 2012 | 7 | 30 | 30 |  |  |  | 230 | 0 | T | 0 | 0 | 1 | 380.5CU | 0 | 0 | 0 | 0 | 0 | 0 | 0 | 0 | 0 | 0 | 0 | 0 | 0 | 0 | 0 | 0 | 0 | 0 | 0 | 0 | 0 | 0 | 0 | 12
NO |  | 133 | 2012 | 7 | 31 | 31 |  |  |  | 230 | 0 | WH | 0 | 0 | 1 | 380.5CU | 0 | 0 | 0 | 0 | 0 | 0 | 0 | 0 | 0 | 0 | 0 | 0 | 0 | 0 | 0 | 0 | 0 | 0 | 0 | 0 | 0 | 0 | 0 | 12
NO |  | 133 | 2012 | 7 | 32 | 32 |  |  |  | 230 | 0 | WH | 0 | 0 | 1 | 1113AL | 0 | 0 | 0 | 0 | 0 | 0 | 0 | 0 | 0 | 0 | 0 | 0 | 0 | 0 | 0 | 0 | 0 | 0 | 0 | 0 | 0 | 0 | 0 | 12
NO |  | 133 | 2012 | 7 | 33 | 33 |  | Pit # 5 PP | Round Mtn. | 230 | 0 | WH | 0 | 0 | 1 | 1113AL | 0 | 0 | 0 | 0 | 0 | 0 | 0 | 0 | 0 | 0 | 0 | 0 | 0 | 0 | 0 | 0 | 0 | 0 | 0 | 0 | 0 | 0 | 0 | 12
NO |  | 133 | 2012 | 7 | 34 | 34 |  |  |  | 230 | 0 | T | 0 | 0 | 1 | 1113AL | 0 | 0 | 0 | 0 | 0 | 0 | 0 | 0 | 0 | 0 | 0 | 0 | 0 | 0 | 0 | 0 | 0 | 0 | 0 | 0 | 0 | 0 | 0 | 12
NO |  | 133 | 2012 | 7 | 35 | 35 |  | Pit # 5 PP | Roaring Crk. | 0 | 0 |  | 0 | 0 | 0 |  | 0 | 0 | 0 | 0 | 0 | 0 | 0 | 0 | 0 | 0 | 0 | 0 | 0 | 0 | 0 | 0 | 0 | 0 | 0 | 0 | 0 | 0 | 0 | 12
NO |  | 133 | 2012 | 8 | 1 | 1 |  | Round Mtn. | Sub | 230 | 0 | WH | 0 | 0 | 1 | 1113AL | 0 | 0 | 0 | 0 | 0 | 0 | 0 | 0 | 0 | 0 | 0 | 0 | 0 | 0 | 0 | 0 | 0 | 0 | 0 | 0 | 0 | 0 | 0 | 12
NO |  | 133 | 2012 | 8 | 2 | 2 |  | Pit # 6 PP | Pit # 6 Jct. | 230 | 0 | T | 0 | 0 | 1 | 1113AL | 0 | 0 | 0 | 0 | 0 | 0 | 0 | 0 | 0 | 0 | 0 | 0 | 0 | 0 | 0 | 0 | 0 | 0 | 0 | 0 | 0 | 0 | 0 | 12
NO |  | 133 | 2012 | 8 | 3 | 3 |  |  |  | 230 | 0 | WH | 0 | 0 | 1 | 1113AL | 0 | 0 | 0 | 0 | 0 | 0 | 0 | 0 | 0 | 0 | 0 | 0 | 0 | 0 | 0 | 0 | 0 | 0 | 0 | 0 | 0 | 0 | 0 | 12
NO |  | 133 | 2012 | 8 | 4 | 4 |  | Pit # 7 PP | Pit # 7 Jct. | 230 | 0 | T | 0 | 0 | 1 | 795ACSR | 0 | 0 | 0 | 0 | 0 | 0 | 0 | 0 | 0 | 0 | 0 | 0 | 0 | 0 | 0 | 0 | 0 | 0 | 0 | 0 | 0 | 0 | 0 | 12
NO |  | 133 | 2012 | 8 | 5 | 5 |  | Pit # 7 PP | Pit # 7 Jct. | 230 | 0 | WH | 0 | 0 | 1 | 795ACSR | 0 | 0 | 0 | 0 | 0 | 0 | 0 | 0 | 0 | 0 | 0 | 0 | 0 | 0 | 0 | 0 | 0 | 0 | 0 | 0 | 0 | 0 | 0 | 12
NO |  | 133 | 2012 | 8 | 6 | 6 |  | Pittsburg- | Rossmoor Sub | 0 | 0 |  | 0 | 0 | 0 |  | 0 | 0 | 0 | 0 | 0 | 0 | 0 | 0 | 0 | 0 | 0 | 0 | 0 | 0 | 0 | 0 | 0 | 0 | 0 | 0 | 0 | 0 | 0 | 12
NO |  | 133 | 2012 | 8 | 7 | 7 |  | Moraga #1 |  | 230 | 0 | T | 0 | 0 | 1 | 795ACSR | 0 | 0 | 0 | 0 | 0 | 0 | 0 | 0 | 0 | 0 | 0 | 0 | 0 | 0 | 0 | 0 | 0 | 0 | 0 | 0 | 0 | 0 | 0 | 12
NO |  | 133 | 2012 | 8 | 8 | 8 |  | Pittsburg- | Roosmoor Sub | 0 | 0 |  | 0 | 0 | 0 |  | 0 | 0 | 0 | 0 | 0 | 0 | 0 | 0 | 0 | 0 | 0 | 0 | 0 | 0 | 0 | 0 | 0 | 0 | 0 | 0 | 0 | 0 | 0 | 12
NO |  | 133 | 2012 | 8 | 9 | 9 |  | Moraga #2 |  | 230 | 0 | T | 0 | 0 | 1 | 1113AL | 0 | 0 | 0 | 0 | 0 | 0 | 0 | 0 | 0 | 0 | 0 | 0 | 0 | 0 | 0 | 0 | 0 | 0 | 0 | 0 | 0 | 0 | 0 | 12
NO |  | 133 | 2012 | 8 | 10 | 10 |  | Pit-Vaca Dixon | Sierra Pacific | 0 | 0 |  | 0 | 0 | 0 |  | 0 | 0 | 0 | 0 | 0 | 0 | 0 | 0 | 0 | 0 | 0 | 0 | 0 | 0 | 0 | 0 | 0 | 0 | 0 | 0 | 0 | 0 | 0 | 12
NO |  | 133 | 2012 | 8 | 13 | 13 |  | Rancho Seco | Bellota Sub | 0 | 0 |  | 0 | 0 | 0 |  | 0 | 0 | 0 | 0 | 0 | 0 | 0 | 0 | 0 | 0 | 0 | 0 | 0 | 0 | 0 | 0 | 0 | 0 | 0 | 0 | 0 | 0 | 0 | 12
NO |  | 133 | 2012 | 8 | 14 | 14 |  | PP (SMUD) |  | 230 | 0 | T | 0 | 0 | 2 | 2300AL | 0 | 0 | 0 | 0 | 0 | 0 | 0 | 0 | 0 | 0 | 0 | 0 | 0 | 0 | 0 | 0 | 0 | 0 | 0 | 0 | 0 | 0 | 0 | 12
NO |  | 133 | 2012 | 8 | 15 | 15 |  | Rancho Seco | Stagg Sub | 230 | 0 | T | 0 | 0 | 1 | 954AL | 0 | 0 | 0 | 0 | 0 | 0 | 0 | 0 | 0 | 0 | 0 | 0 | 0 | 621330615 | 0 | 0 | 0 | 0 | 0 | 0 | 0 | 0 | 0 | 12
NO |  | 133 | 2012 | 8 | 16 | 16 |  | PP (SMUD) | and | 230 | 0 | T | 0 | 0 | 1 | 1113AL | 0 | 0 | 0 | 0 | 0 | 0 | 0 | 0 | 0 | 0 | 0 | 0 | 0 | 0 | 0 | 0 | 0 | 0 | 0 | 0 | 0 | 0 | 0 | 12
NO |  | 133 | 2012 | 8 | 17 | 17 |  |  | Tesla Sub | 230 | 0 | T | 0 | 0 | 2 | 1113AL | 0 | 0 | 0 | 0 | 0 | 0 | 0 | 0 | 0 | 0 | 0 | 0 | 0 | 0 | 0 | 0 | 0 | 0 | 0 | 0 | 0 | 0 | 0 | 12
NO |  | 133 | 2012 | 8 | 18 | 18 |  | Rio Oso | Bellota #1 | 230 | 0 | T | 0 | 0 | 2 | 795ACSR | 0 | 0 | 0 | 0 | 0 | 0 | 0 | 0 | 0 | 0 | 0 | 0 | 0 | 0 | 0 | 0 | 0 | 0 | 0 | 0 | 0 | 0 | 0 | 12
NO |  | 133 | 2012 | 8 | 19 | 19 |  |  | and #2 | 230 | 0 | T | 0 | 0 | 2 | 1113AL | 0 | 0 | 0 | 0 | 0 | 0 | 0 | 0 | 0 | 0 | 0 | 0 | 0 | 0 | 0 | 0 | 0 | 0 | 0 | 0 | 0 | 0 | 0 | 12
NO |  | 133 | 2012 | 8 | 20 | 20 |  |  |  | 230 | 0 | T | 0 | 0 | 1 | 1113AL | 0 | 0 | 0 | 0 | 0 | 0 | 0 | 0 | 0 | 0 | 0 | 0 | 0 | 0 | 0 | 0 | 0 | 0 | 0 | 0 | 0 | 0 | 0 | 12
NO |  | 133 | 2012 | 8 | 21 | 21 |  |  |  | 230 | 0 | T | 0 | 0 | 1 | 1113AL | 0 | 0 | 0 | 0 | 0 | 0 | 0 | 0 | 0 | 0 | 0 | 0 | 0 | 0 | 0 | 0 | 0 | 0 | 0 | 0 | 0 | 0 | 0 | 12
NO |  | 133 | 2012 | 8 | 22 | 22 |  |  |  | 230 | 0 | T | 0 | 0 | 1 | 795ACSR | 0 | 0 | 0 | 0 | 0 | 0 | 0 | 0 | 0 | 0 | 0 | 0 | 0 | 0 | 0 | 0 | 0 | 0 | 0 | 0 | 0 | 0 | 0 | 12
NO |  | 133 | 2012 | 8 | 23 | 23 |  | Rio Oso Sub | T. 10/44 | 230 | 0 | T | 0 | 0 | 1 | 1113AL | 0 | 0 | 0 | 0 | 0 | 0 | 0 | 0 | 0 | 0 | 0 | 0 | 0 | 0 | 0 | 0 | 0 | 0 | 0 | 0 | 0 | 0 | 0 | 12
NO |  | 133 | 2012 | 8 | 24 | 24 |  |  | (SMUD) | 230 | 0 | T | 0 | 0 | 1 | 1113AL | 0 | 0 | 0 | 0 | 0 | 0 | 0 | 0 | 0 | 0 | 0 | 0 | 0 | 0 | 0 | 0 | 0 | 0 | 0 | 0 | 0 | 0 | 0 | 12
NO |  | 133 | 2012 | 8 | 25 | 25 |  | Rio Oso Sub | Tesla Sub | 230 | 0 | T | 0 | 0 | 1 | 1113AL | 0 | 0 | 0 | 0 | 0 | 0 | 0 | 0 | 0 | 0 | 0 | 0 | 0 | 621330616 | 0 | 0 | 0 | 0 | 0 | 0 | 0 | 0 | 0 | 12
NO |  | 133 | 2012 | 8 | 26 | 26 |  | Rio Oso-Tesla | Eight Mile | 230 | 0 | LST | 0 | 0 | 1 | 1113 | 0 | 0 | 0 | 0 | 0 | 0 | 0 | 0 | 0 | 0 | 0 | 0 | 0 | 0 | 0 | 0 | 0 | 0 | 0 | 0 | 0 | 0 | 0 | 12
NO |  | 133 | 2012 | 8 | 27 | 27 |  | T.77/323A | Substation | 0 | 0 |  | 0 | 0 | 0 |  | 0 | 0 | 0 | 0 | 0 | 0 | 0 | 0 | 0 | 0 | 0 | 0 | 0 | 0 | 0 | 0 | 0 | 0 | 0 | 0 | 0 | 0 | 0 | 12
NO |  | 133 | 2012 | 8 | 28 | 28 |  | Rock Creek PP | Riso Oso #1 | 230 | 0 | T | 0 | 0 | 1 | 795ACSR | 0 | 0 | 0 | 0 | 0 | 0 | 0 | 0 | 0 | 0 | 0 | 0 | 0 | 0 | 0 | 0 | 0 | 0 | 0 | 0 | 0 | 0 | 0 | 12
NO |  | 133 | 2012 | 8 | 29 | 29 |  | Rock Creek PP | Riso Oso #2 | 230 | 0 | T | 0 | 0 | 1 | 795ACSR | 0 | 0 | 0 | 0 | 0 | 0 | 0 | 0 | 0 | 0 | 0 | 0 | 0 | 0 | 0 | 0 | 0 | 0 | 0 | 0 | 0 | 0 | 0 | 12
NO |  | 133 | 2012 | 8 | 30 | 30 |  | Round Mountain | Cottonwood | 230 | 0 | T | 0 | 0 | 1 | 795ACSR | 0 | 0 | 0 | 0 | 0 | 0 | 0 | 0 | 0 | 0 | 0 | 0 | 0 | 0 | 0 | 0 | 0 | 0 | 0 | 0 | 0 | 0 | 0 | 12
NO |  | 133 | 2012 | 8 | 31 | 31 |  |  |  | 230 | 0 | WH | 0 | 0 | 1 | 795ACSR | 0 | 0 | 0 | 0 | 0 | 0 | 0 | 0 | 0 | 0 | 0 | 0 | 0 | 0 | 0 | 0 | 0 | 0 | 0 | 0 | 0 | 0 | 0 | 12
NO |  | 133 | 2012 | 8 | 32 | 32 |  | Round Mountain | Table Mtn. #1 | 500 | 0 | T | 0 | 0 | 1 | 1825ACSR | 0 | 0 | 0 | 0 | 0 | 0 | 0 | 0 | 0 | 0 | 0 | 0 | 0 | 0 | 0 | 0 | 0 | 0 | 0 | 0 | 0 | 0 | 0 | 12
NO |  | 133 | 2012 | 8 | 33 | 33 |  |  |  | 500 | 0 | T | 0 | 0 | 1 | 2300AL | 0 | 0 | 0 | 0 | 0 | 0 | 0 | 0 | 0 | 0 | 0 | 0 | 0 | 0 | 0 | 0 | 0 | 0 | 0 | 0 | 0 | 0 | 0 | 12
NO |  | 133 | 2012 | 8 | 34 | 34 |  | Round Mountain | Table Mtn. #2 | 500 | 0 | T | 0 | 0 | 1 | 1825ACSR | 0 | 0 | 0 | 0 | 0 | 0 | 0 | 0 | 0 | 0 | 0 | 0 | 0 | 0 | 0 | 0 | 0 | 0 | 0 | 0 | 0 | 0 | 0 | 12
NO |  | 133 | 2012 | 8 | 35 | 35 |  |  |  | 500 | 0 | T | 0 | 0 | 1 | 2300AL | 0 | 0 | 0 | 0 | 0 | 0 | 0 | 0 | 0 | 0 | 0 | 0 | 0 | 0 | 0 | 0 | 0 | 0 | 0 | 0 | 0 | 0 | 0 | 12
NO |  | 133 | 2012 | 9 | 1 | 1 |  | San Mateo Sub | Martin Sub | 230 | 0 | UG | 0 | 0 | 1 | 2500HPCU | 0 | 0 | 0 | 0 | 0 | 0 | 0 | 0 | 0 | 0 | 0 | 0 | 0 | 0 | 0 | 621330617 | 0 | 0 | 0 | 0 | 0 | 0 | 0 | 12
NO |  | 133 | 2012 | 9 | 2 | 2 |  | Stockdale | Bakersfield | 0 | 0 |  | 0 | 0 | 0 |  | 0 | 0 | 0 | 0 | 0 | 0 | 0 | 0 | 0 | 0 | 0 | 0 | 0 | 0 | 0 | 0 | 0 | 0 | 0 | 0 | 0 | 0 | 0 | 12
NO |  | 133 | 2012 | 9 | 3 | 3 |  |  | #1 | 230 | 0 | T | 0 | 0 | 1 | 1113AL | 0 | 0 | 0 | 0 | 0 | 0 | 0 | 0 | 0 | 0 | 0 | 0 | 0 | 0 | 0 | 621330618 | 0 | 0 | 0 | 0 | 0 | 0 | 0 | 12
NO |  | 133 | 2012 | 9 | 4 | 4 |  | Stockdale | Bakersfield | 0 | 0 |  | 0 | 0 | 0 |  | 0 | 0 | 0 | 0 | 0 | 0 | 0 | 0 | 0 | 0 | 0 | 0 | 0 | 0 | 0 | 0 | 0 | 0 | 0 | 0 | 0 | 0 | 0 | 12
NO |  | 133 | 2012 | 9 | 5 | 5 |  |  | #1 | 230 | 0 | SSP | 0 | 0 | 1 | 1113AL | 0 | 0 | 0 | 0 | 0 | 0 | 0 | 0 | 0 | 0 | 0 | 0 | 0 | 0 | 0 | 0 | 0 | 0 | 0 | 0 | 0 | 0 | 0 | 12
NO |  | 133 | 2012 | 9 | 6 | 6 |  |  | #2 | 230 | 0 | T | 0 | 0 | 1 | 1113AL | 0 | 0 | 0 | 0 | 0 | 0 | 0 | 0 | 0 | 0 | 0 | 0 | 0 | 0 | 0 | 0 | 0 | 0 | 0 | 0 | 0 | 0 | 0 | 12
NO |  | 133 | 2012 | 9 | 7 | 7 |  |  |  | 230 | 0 | SSP | 0 | 0 | 1 | 1113AL | 0 | 0 | 0 | 0 | 0 | 0 | 0 | 0 | 0 | 0 | 0 | 0 | 0 | 0 | 0 | 0 | 0 | 0 | 0 | 0 | 0 | 0 | 0 | 12
NO |  | 133 | 2012 | 9 | 8 | 8 |  | Table Mtn. | Rio Oso #1 | 230 | 0 | T | 0 | 0 | 1 | 1113AL | 0 | 0 | 0 | 0 | 0 | 0 | 0 | 0 | 0 | 0 | 0 | 0 | 0 | 0 | 0 | 0 | 0 | 0 | 0 | 0 | 0 | 0 | 0 | 12
NO |  | 133 | 2012 | 9 | 9 | 9 |  | Table Mtn. | Rio Oso #2 | 230 | 0 | T | 0 | 0 | 1 | 1113AL | 0 | 0 | 0 | 0 | 0 | 0 | 0 | 0 | 0 | 0 | 0 | 0 | 0 | 0 | 0 | 0 | 0 | 0 | 0 | 0 | 0 | 0 | 0 | 12
NO |  | 133 | 2012 | 9 | 10 | 10 |  | Table Mtn. | Tesla Sub | 500 | 0 | T | 0 | 0 | 1 | 2300AL | 0 | 0 | 0 | 0 | 0 | 0 | 0 | 0 | 0 | 0 | 0 | 0 | 0 | 0 | 0 | 0 | 0 | 0 | 0 | 0 | 0 | 0 | 0 | 12
NO |  | 133 | 2012 | 9 | 11 | 11 |  | Tesla Sub |  | 500 | 0 | T | 0 | 0 | 1 | 1852ACSR | 0 | 0 | 0 | 0 | 0 | 0 | 0 | 0 | 0 | 0 | 0 | 0 | 0 | 0 | 0 | 0 | 0 | 0 | 0 | 0 | 0 | 0 | 0 | 12
NO |  | 133 | 2012 | 9 | 12 | 12 |  | Table Mtn. | Vaca-Dixon | 500 | 0 | T | 0 | 0 | 1 |  | 0 | 0 | 0 | 0 | 0 | 0 | 0 | 0 | 0 | 0 | 0 | 0 | 0 | 0 | 0 | 0 | 0 | 0 | 0 | 0 | 0 | 0 | 0 | 12
NO |  | 133 | 2012 | 9 | 13 | 13 |  | Tesla Sub | Lawrence Lab | 230 | 0 | T | 0 | 0 | 1 | 2300AL | 0 | 0 | 0 | 0 | 0 | 0 | 0 | 0 | 0 | 0 | 0 | 0 | 0 | 0 | 0 | 0 | 0 | 0 | 0 | 0 | 0 | 0 | 0 | 12
NO |  | 133 | 2012 | 9 | 14 | 14 |  |  |  | 230 | 0 | SSP | 0 | 0 | 1 | 1113AL | 0 | 0 | 0 | 0 | 0 | 0 | 0 | 0 | 0 | 0 | 0 | 0 | 0 | 0 | 0 | 0 | 0 | 0 | 0 | 0 | 0 | 0 | 0 | 12
NO |  | 133 | 2012 | 9 | 15 | 15 |  | Tesla Sub | Los Banos Sub | 0 | 0 |  | 0 | 0 | 0 |  | 0 | 0 | 0 | 0 | 0 | 0 | 0 | 0 | 0 | 0 | 0 | 0 | 0 | 0 | 0 | 0 | 0 | 0 | 0 | 0 | 0 | 0 | 0 | 12
NO |  | 133 | 2012 | 9 | 16 | 16 |  |  | #1 | 500 | 0 | T | 0 | 0 | 1 | 2300AL | 0 | 0 | 0 | 0 | 0 | 0 | 0 | 0 | 0 | 0 | 0 | 0 | 0 | 0 | 0 | 0 | 0 | 0 | 0 | 0 | 0 | 0 | 0 | 12
NO |  | 133 | 2012 | 9 | 17 | 17 |  |  | Los Banos Sub | 0 | 0 |  | 0 | 0 | 0 |  | 0 | 0 | 0 | 0 | 0 | 0 | 0 | 0 | 0 | 0 | 0 | 0 | 0 | 0 | 0 | 0 | 0 | 0 | 0 | 0 | 0 | 0 | 0 | 12
NO |  | 133 | 2012 | 9 | 18 | 18 |  |  | #2 | 500 | 0 | T | 0 | 0 | 1 | 2300AL | 0 | 0 | 0 | 0 | 0 | 0 | 0 | 0 | 0 | 0 | 0 | 0 | 0 | 0 | 0 | 0 | 0 | 0 | 0 | 0 | 0 | 0 | 0 | 12
NO |  | 133 | 2012 | 9 | 19 | 19 |  | Tesla Sub | Metcalf Sub | 500 | 0 | T | 0 | 0 | 1 | 2300AL | 0 | 0 | 0 | 0 | 0 | 0 | 0 | 0 | 0 | 0 | 0 | 0 | 0 | 0 | 0 | 0 | 0 | 0 | 0 | 0 | 0 | 0 | 0 | 12
NO |  | 133 | 2012 | 9 | 20 | 20 |  | Tesla | Midway #1 | 230 | 0 | T | 0 | 0 | 1 | 1113AL | 0 | 0 | 0 | 0 | 0 | 0 | 0 | 0 | 0 | 0 | 0 | 0 | 0 | 0 | 0 | 0 | 0 | 0 | 0 | 0 | 0 | 0 | 0 | 12
NO |  | 133 | 2012 | 9 | 21 | 21 |  |  |  | 230 | 0 | T | 0 | 0 | 1 | 795ACSR | 0 | 0 | 0 | 0 | 0 | 0 | 0 | 0 | 0 | 0 | 0 | 0 | 0 | 0 | 0 | 0 | 0 | 0 | 0 | 0 | 0 | 0 | 0 | 12
NO |  | 133 | 2012 | 9 | 22 | 22 |  | Tesla | Midway #2 | 230 | 0 | T | 0 | 0 | 1 | 1113AL | 0 | 0 | 0 | 0 | 0 | 0 | 0 | 0 | 0 | 0 | 0 | 0 | 0 | 0 | 0 | 0 | 0 | 0 | 0 | 0 | 0 | 0 | 0 | 12
NO |  | 133 | 2012 | 9 | 23 | 23 |  |  |  | 230 | 0 | T | 0 | 0 | 1 | 795ACSR | 0 | 0 | 0 | 0 | 0 | 0 | 0 | 0 | 0 | 0 | 0 | 0 | 0 | 0 | 0 | 0 | 0 | 0 | 0 | 0 | 0 | 0 | 0 | 12
NO |  | 133 | 2012 | 9 | 24 | 24 |  |  |  | 230 | 0 | T | 0 | 0 | 2 | 795ACSR | 0 | 0 | 0 | 0 | 0 | 0 | 0 | 0 | 0 | 0 | 0 | 0 | 0 | 0 | 0 | 0 | 0 | 0 | 0 | 0 | 0 | 0 | 0 | 12
NO |  | 133 | 2012 | 9 | 25 | 25 |  | Tesla | Parker (MID) | 230 | 0 | T | 0 | 0 | 1 | 795ACSR | 0 | 0 | 0 | 0 | 0 | 0 | 0 | 0 | 0 | 0 | 0 | 0 | 0 | 0 | 0 | 0 | 0 | 0 | 0 | 0 | 0 | 0 | 0 | 12
NO |  | 133 | 2012 | 9 | 26 | 26 |  |  |  | 230 | 0 | T | 0 | 0 | 2 | 795ACSR | 0 | 0 | 0 | 0 | 0 | 0 | 0 | 0 | 0 | 0 | 0 | 0 | 0 | 0 | 0 | 0 | 0 | 0 | 0 | 0 | 0 | 0 | 0 | 12
NO |  | 133 | 2012 | 9 | 27 | 27 |  |  |  | 230 | 0 | T | 0 | 0 | 1 | 954AL | 0 | 0 | 0 | 0 | 0 | 0 | 0 | 0 | 0 | 0 | 0 | 0 | 0 | 621330619 | 0 | 0 | 0 | 0 | 0 | 0 | 0 | 0 | 0 | 12
NO |  | 133 | 2012 | 9 | 28 | 28 |  |  |  | 230 | 0 | T | 0 | 0 | 1 | 954AL | 0 | 0 | 0 | 0 | 0 | 0 | 0 | 0 | 0 | 0 | 0 | 0 | 0 | 621330620 | 0 | 0 | 0 | 0 | 0 | 0 | 0 | 0 | 0 | 12
NO |  | 133 | 2012 | 9 | 29 | 29 |  | Tesla | USBR Tracy | 0 | 0 |  | 0 | 0 | 0 |  | 0 | 0 | 0 | 0 | 0 | 0 | 0 | 0 | 0 | 0 | 0 | 0 | 0 | 0 | 0 | 0 | 0 | 0 | 0 | 0 | 0 | 0 | 0 | 12
NO |  | 133 | 2012 | 9 | 30 | 30 |  |  | #1 & 2 | 230 | 0 | T | 0 | 0 | 2 | 954ACSR | 0 | 0 | 0 | 0 | 0 | 0 | 0 | 0 | 0 | 0 | 0 | 0 | 0 | 0 | 0 | 0 | 0 | 0 | 0 | 0 | 0 | 0 | 0 | 12
NO |  | 133 | 2012 | 9 | 31 | 31 |  | Tesla | Newark #1 | 230 | 0 | T | 0 | 0 | 1 | 2300AL | 0 | 0 | 0 | 0 | 0 | 0 | 0 | 0 | 0 | 0 | 0 | 0 | 0 | 0 | 0 | 621330621 | 0 | 0 | 0 | 0 | 0 | 0 | 0 | 12
NO |  | 133 | 2012 | 9 | 32 | 32 |  | Tesla | Newark #2 | 230 | 0 | T | 0 | 0 | 1 | 2300AL | 0 | 0 | 0 | 0 | 0 | 0 | 0 | 0 | 0 | 0 | 0 | 0 | 0 | 0 | 0 | 621330622 | 0 | 0 | 0 | 0 | 0 | 0 | 0 | 12
NO |  | 133 | 2012 | 9 | 33 | 33 |  | Tiger Creek | Bellota #1 | 230 | 0 | T | 0 | 0 | 1 | 518ACSR | 0 | 0 | 0 | 0 | 0 | 0 | 0 | 0 | 0 | 0 | 0 | 0 | 0 | 0 | 0 | 0 | 0 | 0 | 0 | 0 | 0 | 0 | 0 | 12
NO |  | 133 | 2012 | 9 | 34 | 34 |  |  |  | 230 | 0 | T | 0 | 0 | 1 | 795ACSR | 0 | 0 | 0 | 0 | 0 | 0 | 0 | 0 | 0 | 0 | 0 | 0 | 0 | 0 | 0 | 0 | 0 | 0 | 0 | 0 | 0 | 0 | 0 | 12
NO |  | 133 | 2012 | 9 | 35 | 35 |  |  |  | 230 | 0 | T | 0 | 0 | 1 | 500CU | 0 | 0 | 0 | 0 | 0 | 0 | 0 | 0 | 0 | 0 | 0 | 0 | 0 | 0 | 0 | 0 | 0 | 0 | 0 | 0 | 0 | 0 | 0 | 12
NO |  | 133 | 2012 | 10 | 1 | 1 |  |  |  | 230 | 0 | T | 0 | 0 | 1 | 643.7CU | 0 | 0 | 0 | 0 | 0 | 0 | 0 | 0 | 0 | 0 | 0 | 0 | 0 | 0 | 0 | 0 | 0 | 0 | 0 | 0 | 0 | 0 | 0 | 12
NO |  | 133 | 2012 | 10 | 2 | 2 |  | Tiger Creek | Bellota #2 | 230 | 0 | T | 0 | 0 | 1 | 518ACSR | 0 | 0 | 0 | 0 | 0 | 0 | 0 | 0 | 0 | 0 | 0 | 0 | 0 | 0 | 0 | 0 | 0 | 0 | 0 | 0 | 0 | 0 | 0 | 12
NO |  | 133 | 2012 | 10 | 3 | 3 |  |  |  | 230 | 0 | T | 0 | 0 | 1 | 518ACSR | 0 | 0 | 0 | 0 | 0 | 0 | 0 | 0 | 0 | 0 | 0 | 0 | 0 | 0 | 0 | 0 | 0 | 0 | 0 | 0 | 0 | 0 | 0 | 12
NO |  | 133 | 2012 | 10 | 4 | 4 |  | Tiger Creek | Bellota #2 | 230 | 0 | T | 0 | 0 | 2 | 1113AL | 0 | 0 | 0 | 0 | 0 | 0 | 0 | 0 | 0 | 0 | 0 | 0 | 0 | 0 | 0 | 0 | 0 | 0 | 0 | 0 | 0 | 0 | 0 | 12
NO |  | 133 | 2012 | 10 | 5 | 5 |  |  |  | 230 | 0 | T | 0 | 0 | 1 | 500CU | 0 | 0 | 0 | 0 | 0 | 0 | 0 | 0 | 0 | 0 | 0 | 0 | 0 | 0 | 0 | 0 | 0 | 0 | 0 | 0 | 0 | 0 | 0 | 12
NO |  | 133 | 2012 | 10 | 6 | 6 |  | Tiger Creek | Bellota #2 | 230 | 0 | T | 0 | 0 | 1 | 643.7CU | 0 | 0 | 0 | 0 | 0 | 0 | 0 | 0 | 0 | 0 | 0 | 0 | 0 | 0 | 0 | 0 | 0 | 0 | 0 | 0 | 0 | 0 | 0 | 12
NO |  | 133 | 2012 | 10 | 7 | 7 |  | U.S. Windpower | Contra Costa- | 0 | 0 |  | 0 | 0 | 0 |  | 0 | 0 | 0 | 0 | 0 | 0 | 0 | 0 | 0 | 0 | 0 | 0 | 0 | 0 | 0 | 0 | 0 | 0 | 0 | 0 | 0 | 0 | 0 | 12
NO |  | 133 | 2012 | 10 | 8 | 8 |  | Sub | Tesla #1 | 230 | 0 | T | 0 | 0 | 1 | 1113AC | 0 | 0 | 0 | 0 | 0 | 0 | 0 | 0 | 0 | 0 | 0 | 0 | 0 | 0 | 0 | 0 | 0 | 0 | 0 | 0 | 0 | 0 | 0 | 12
NO |  | 133 | 2012 | 10 | 9 | 9 |  | Vac Dixon | Vac Dixon | 0 | 0 |  | 0 | 0 | 0 |  | 0 | 0 | 0 | 0 | 0 | 0 | 0 | 0 | 0 | 0 | 0 | 0 | 0 | 0 | 0 | 0 | 0 | 0 | 0 | 0 | 0 | 0 | 0 | 12
NO |  | 133 | 2012 | 10 | 10 | 10 |  | Moraga Cir.#1 | Moraga Cir. #1 | 230 | 0 | T | 0 | 0 | 2 | 1113AL | 0 | 0 | 0 | 0 | 0 | 0 | 0 | 0 | 0 | 0 | 0 | 0 | 0 | 0 | 0 | 0 | 0 | 0 | 0 | 0 | 0 | 0 | 0 | 12
NO |  | 133 | 2012 | 10 | 11 | 11 |  | Vac Dixon | Moraga Sub | 0 | 0 |  | 0 | 0 | 0 |  | 0 | 0 | 0 | 0 | 0 | 0 | 0 | 0 | 0 | 0 | 0 | 0 | 0 | 0 | 0 | 0 | 0 | 0 | 0 | 0 | 0 | 0 | 0 | 12
NO |  | 133 | 2012 | 10 | 12 | 12 |  | Moraga Cir.#2 | Bus Structure | 230 | 0 | T | 0 | 0 | 2 | 1113AL | 0 | 0 | 0 | 0 | 0 | 0 | 0 | 0 | 0 | 0 | 0 | 0 | 0 | 0 | 0 | 0 | 0 | 0 | 0 | 0 | 0 | 0 | 0 | 12
NO |  | 133 | 2012 | 10 | 13 | 13 |  | Vac Dixon | Contra Costa | 0 | 0 |  | 0 | 0 | 0 |  | 0 | 0 | 0 | 0 | 0 | 0 | 0 | 0 | 0 | 0 | 0 | 0 | 0 | 0 | 0 | 0 | 0 | 0 | 0 | 0 | 0 | 0 | 0 | 12
NO |  | 133 | 2012 | 10 | 14 | 14 |  |  | Sub #1 | 230 | 0 | T | 0 | 0 | 1 | 500CU | 0 | 0 | 0 | 0 | 0 | 0 | 0 | 0 | 0 | 0 | 0 | 0 | 0 | 0 | 0 | 0 | 0 | 0 | 0 | 0 | 0 | 0 | 0 | 12
NO |  | 133 | 2012 | 10 | 15 | 15 |  |  |  | 230 | 0 | T | 0 | 0 | 1 | 643.7CU | 0 | 0 | 0 | 0 | 0 | 0 | 0 | 0 | 0 | 0 | 0 | 0 | 0 | 0 | 0 | 0 | 0 | 0 | 0 | 0 | 0 | 0 | 0 | 12
NO |  | 133 | 2012 | 10 | 16 | 16 |  |  |  | 230 | 0 | T | 0 | 0 | 1 | 795ACSR | 0 | 0 | 0 | 0 | 0 | 0 | 0 | 0 | 0 | 0 | 0 | 0 | 0 | 0 | 0 | 0 | 0 | 0 | 0 | 0 | 0 | 0 | 0 | 12
NO |  | 133 | 2012 | 10 | 17 | 17 |  |  |  | 230 | 0 | T | 0 | 0 | 1 | 954ACSR | 0 | 0 | 0 | 0 | 0 | 0 | 0 | 0 | 0 | 0 | 0 | 0 | 0 | 0 | 0 | 0 | 0 | 0 | 0 | 0 | 0 | 0 | 0 | 12
NO |  | 133 | 2012 | 10 | 18 | 18 |  |  |  | 230 | 0 | T | 0 | 0 | 1 | 1113SSAC | 0 | 0 | 0 | 0 | 0 | 0 | 0 | 0 | 0 | 0 | 0 | 0 | 0 | 0 | 0 | 0 | 0 | 0 | 0 | 0 | 0 | 0 | 0 | 12
NO |  | 133 | 2012 | 10 | 19 | 19 |  | Vac Dixon | Contra Costa | 0 | 0 |  | 0 | 0 | 0 |  | 0 | 0 | 0 | 0 | 0 | 0 | 0 | 0 | 0 | 0 | 0 | 0 | 0 | 0 | 0 | 0 | 0 | 0 | 0 | 0 | 0 | 0 | 0 | 12
NO |  | 133 | 2012 | 10 | 20 | 20 |  |  | Power #2 | 230 | 0 | T | 0 | 0 | 1 | 643.7CU | 0 | 0 | 0 | 0 | 0 | 0 | 0 | 0 | 0 | 0 | 0 | 0 | 0 | 0 | 0 | 0 | 0 | 0 | 0 | 0 | 0 | 0 | 0 | 12
NO |  | 133 | 2012 | 10 | 21 | 21 |  |  |  | 230 | 0 | T | 0 | 0 | 1 | 795ACSR | 0 | 0 | 0 | 0 | 0 | 0 | 0 | 0 | 0 | 0 | 0 | 0 | 0 | 0 | 0 | 0 | 0 | 0 | 0 | 0 | 0 | 0 | 0 | 12
NO |  | 133 | 2012 | 10 | 22 | 22 |  |  |  | 230 | 0 | T | 0 | 0 | 1 | 954ACSR | 0 | 0 | 0 | 0 | 0 | 0 | 0 | 0 | 0 | 0 | 0 | 0 | 0 | 0 | 0 | 0 | 0 | 0 | 0 | 0 | 0 | 0 | 0 | 12
NO |  | 133 | 2012 | 10 | 25 | 25 |  | Vac Dixon- | Peabody Sub | 0 | 0 |  | 0 | 0 | 0 |  | 0 | 0 | 0 | 0 | 0 | 0 | 0 | 0 | 0 | 0 | 0 | 0 | 0 | 0 | 0 | 0 | 0 | 0 | 0 | 0 | 0 | 0 | 0 | 12
NO |  | 133 | 2012 | 10 | 26 | 26 |  | Contra Costa |  | 0 | 0 |  | 0 | 0 | 0 |  | 0 | 0 | 0 | 0 | 0 | 0 | 0 | 0 | 0 | 0 | 0 | 0 | 0 | 0 | 0 | 0 | 0 | 0 | 0 | 0 | 0 | 0 | 0 | 12
NO |  | 133 | 2012 | 10 | 27 | 27 |  | #1 and 2 |  | 230 | 0 | T | 0 | 0 | 2 | 1113AL | 0 | 0 | 0 | 0 | 0 | 0 | 0 | 0 | 0 | 0 | 0 | 0 | 0 | 0 | 0 | 0 | 0 | 0 | 0 | 0 | 0 | 0 | 0 | 12
NO |  | 133 | 2012 | 10 | 28 | 28 |  | Vac Dixon | Lakeville | 230 | 0 | T | 0 | 0 | 2 | 1113AL | 0 | 0 | 0 | 0 | 0 | 0 | 0 | 0 | 0 | 0 | 0 | 0 | 0 | 0 | 0 | 0 | 0 | 0 | 0 | 0 | 0 | 0 | 0 | 12
NO |  | 133 | 2012 | 10 | 29 | 29 |  |  |  | 230 | 0 | T | 0 | 0 | 2 | 954ACSR | 0 | 0 | 0 | 0 | 0 | 0 | 0 | 0 | 0 | 0 | 0 | 0 | 0 | 0 | 0 | 0 | 0 | 0 | 0 | 0 | 0 | 0 | 0 | 12
NO |  | 133 | 2012 | 10 | 30 | 30 |  | Vac Dixon | Moraga #1 | 230 | 0 | T | 0 | 0 | 2 | 1113AL | 0 | 0 | 0 | 0 | 0 | 0 | 0 | 0 | 0 | 0 | 0 | 0 | 0 | 0 | 0 | 0 | 0 | 0 | 0 | 0 | 0 | 0 | 0 | 12
NO |  | 133 | 2012 | 10 | 31 | 31 |  |  |  | 230 | 0 | T | 0 | 0 | 1 | 1113AL | 0 | 0 | 0 | 0 | 0 | 0 | 0 | 0 | 0 | 0 | 0 | 0 | 0 | 0 | 0 | 0 | 0 | 0 | 0 | 0 | 0 | 0 | 0 | 12
NO |  | 133 | 2012 | 10 | 32 | 32 |  |  |  | 230 | 0 | T | 0 | 0 | 1 | 954ACSR | 0 | 0 | 0 | 0 | 0 | 0 | 0 | 0 | 0 | 0 | 0 | 0 | 0 | 0 | 0 | 0 | 0 | 0 | 0 | 0 | 0 | 0 | 0 | 12
NO |  | 133 | 2012 | 10 | 33 | 33 |  |  |  | 230 | 0 | T | 0 | 0 | 1 | 954AL | 0 | 0 | 0 | 0 | 0 | 0 | 0 | 0 | 0 | 0 | 0 | 0 | 0 | 0 | 0 | 0 | 0 | 0 | 0 | 0 | 0 | 0 | 0 | 12
NO |  | 133 | 2012 | 10 | 34 | 34 |  | Vac Dixon | Moraga #1 | 230 | 0 | T | 0 | 0 | 1 | Other | 0 | 0 | 0 | 0 | 0 | 0 | 0 | 0 | 0 | 0 | 0 | 0 | 0 | 0 | 0 | 0 | 0 | 0 | 0 | 0 | 0 | 0 | 0 | 12
NO |  | 133 | 2012 | 10 | 35 | 35 |  | Vac Dixon | Moraga #2 | 230 | 0 | T | 0 | 0 | 2 | 1113AL | 0 | 0 | 0 | 0 | 0 | 0 | 0 | 0 | 0 | 0 | 0 | 0 | 0 | 0 | 0 | 0 | 0 | 0 | 0 | 0 | 0 | 0 | 0 | 12
NO |  | 133 | 2012 | 11 | 1 | 1 |  |  |  | 230 | 0 | T | 0 | 0 | 1 | 954ACSR | 0 | 0 | 0 | 0 | 0 | 0 | 0 | 0 | 0 | 0 | 0 | 0 | 0 | 0 | 0 | 0 | 0 | 0 | 0 | 0 | 0 | 0 | 0 | 12
NO |  | 133 | 2012 | 11 | 2 | 2 |  |  |  | 230 | 0 | T | 0 | 0 | 1 | 954AL | 0 | 0 | 0 | 0 | 0 | 0 | 0 | 0 | 0 | 0 | 0 | 0 | 0 | 0 | 0 | 0 | 0 | 0 | 0 | 0 | 0 | 0 | 0 | 12
NO |  | 133 | 2012 | 11 | 3 | 3 |  |  |  | 230 | 0 | T | 0 | 0 | 1 | Other | 0 | 0 | 0 | 0 | 0 | 0 | 0 | 0 | 0 | 0 | 0 | 0 | 0 | 0 | 0 | 0 | 0 | 0 | 0 | 0 | 0 | 0 | 0 | 12
NO |  | 133 | 2012 | 11 | 4 | 4 |  | Vac Dixon | Telsa | 500 | 0 | T | 0 | 0 | 1 | 1855ACSR | 0 | 0 | 0 | 0 | 0 | 0 | 0 | 0 | 0 | 0 | 0 | 0 | 0 | 0 | 0 | 0 | 0 | 0 | 0 | 0 | 0 | 0 | 0 | 12
NO |  | 133 | 2012 | 11 | 5 | 5 |  |  |  | 500 | 0 | T | 0 | 0 | 1 | 2300AL | 0 | 0 | 0 | 0 | 0 | 0 | 0 | 0 | 0 | 0 | 0 | 0 | 0 | 0 | 0 | 0 | 0 | 0 | 0 | 0 | 0 | 0 | 0 | 12
NO |  | 133 | 2012 | 11 | 6 | 6 |  | Walnut (TID) | Los Banos | 230 | 0 | T | 0 | 0 | 2 | 795ACSR | 0 | 0 | 0 | 0 | 0 | 0 | 0 | 0 | 0 | 0 | 0 | 0 | 0 | 0 | 0 | 0 | 0 | 0 | 0 | 0 | 0 | 0 | 0 | 12
NO |  | 133 | 2012 | 11 | 7 | 7 |  |  |  | 230 | 0 | T | 0 | 0 | 2 | 1113AL | 0 | 0 | 0 | 0 | 0 | 0 | 0 | 0 | 0 | 0 | 0 | 0 | 0 | 0 | 0 | 0 | 0 | 0 | 0 | 0 | 0 | 0 | 0 | 12
NO |  | 133 | 2012 | 11 | 8 | 8 |  |  |  | 230 | 0 | T | 0 | 0 | 1 | 954AL | 0 | 0 | 0 | 0 | 0 | 0 | 0 | 0 | 0 | 0 | 0 | 0 | 0 | 0 | 0 | 0 | 0 | 0 | 0 | 0 | 0 | 0 | 0 | 12
NO |  | 133 | 2012 | 11 | 9 | 9 |  |  |  | 230 | 0 | T | 0 | 0 | 1 | 954AL | 0 | 0 | 0 | 0 | 0 | 0 | 0 | 0 | 0 | 0 | 0 | 0 | 0 | 0 | 0 | 0 | 0 | 0 | 0 | 0 | 0 | 0 | 0 | 12
NO |  | 133 | 2012 | 11 | 10 | 10 |  | Newark | Los Esteros | 230 | 0 | P | 0 | 0 | 2 | 2-2300 AL | 0 | 0 | 0 | 0 | 0 | 0 | 0 | 0 | 0 | 0 | 0 | 0 | 0 | 0 | 0 | 0 | 0 | 0 | 0 | 0 | 0 | 0 | 0 | 12
NO |  | 133 | 2012 | 11 | 11 | 11 |  | Los Esteros | Metcalf | 230 | 0 | P | 0 | 0 | 0 | 2-2300 AL | 0 | 0 | 0 | 0 | 0 | 0 | 0 | 0 | 0 | 0 | 0 | 0 | 0 | 0 | 0 | 0 | 0 | 0 | 0 | 0 | 0 | 0 | 0 | 12
NO |  | 133 | 2012 | 11 | 12 | 12 |  | Newark | Los Esteros | 230 | 0 | UG Duct Bank | 0 | 0 | 1 | 2-2500 kcmil CU X | 0 | 0 | 0 | 0 | 0 | 0 | 0 | 0 | 0 | 0 | 0 | 0 | 0 | 0 | 0 | 0 | 0 | 0 | 0 | 0 | 0 | 0 | 0 | 12
NO |  | 133 | 2012 | 11 | 13 | 13 |  | Los Esteros | Metcalf | 230 | 0 | UG Duct Bank | 0 | 0 | 1 | 2-2500 kcmil CU X | 0 | 0 | 0 | 0 | 0 | 0 | 0 | 0 | 0 | 0 | 0 | 0 | 0 | 0 | 0 | 0 | 0 | 0 | 0 | 0 | 0 | 0 | 0 | 12
NO |  | 133 | 2012 | 11 | 14 | 14 |  | Cayetano | Vineyard | 230 | 0 | UG Duct Bank | 0 | 0 | 2 | 2000 kcmil CU XLP | 0 | 0 | 0 | 0 | 0 | 0 | 0 | 0 | 0 | 0 | 0 | 0 | 0 | 0 | 0 | 0 | 0 | 0 | 0 | 0 | 0 | 0 | 0 | 12
NO |  | 133 | 2012 | 11 | 15 | 15 |  | Vineyard | Newark | 230 | 0 | UG Duct Bank | 0 | 0 | 2 | 2000 kcmil CU XLP | 0 | 0 | 0 | 0 | 0 | 0 | 0 | 0 | 0 | 0 | 0 | 0 | 0 | 0 | 0 | 0 | 0 | 0 | 0 | 0 | 0 | 0 | 0 | 12
NO |  | 133 | 2012 | 11 | 16 | 16 |  | Contra Costa | Cayetano | 230 | 0 | UG Duct Bank | 0 | 0 | 2 | 1000 sq.mm CU XLP | 0 | 0 | 0 | 0 | 0 | 0 | 0 | 0 | 0 | 0 | 0 | 0 | 0 | 0 | 0 | 0 | 0 | 0 | 0 | 0 | 0 | 0 | 0 | 12
NO |  | 133 | 2012 | 11 | 17 | 17 |  | Cayetano | Vineyard | 230 | 0 | UG Duct Bank | 0 | 0 | 2 | 1000 sq.mm CU XL | 0 | 0 | 0 | 0 | 0 | 0 | 0 | 0 | 0 | 0 | 0 | 0 | 0 | 0 | 0 | 0 | 0 | 0 | 0 | 0 | 0 | 0 | 0 | 12
NO |  | 133 | 2012 | 11 | 18 | 18 |  | North Dublin Substation | North Dublin Transition Sta | 230 | 0 | T | 0 | 0 | 2 | 954ACSR | 0 | 0 | 0 | 0 | 0 | 0 | 0 | 0 | 0 | 0 | 0 | 0 | 0 | 0 | 0 | 0 | 0 | 0 | 0 | 0 | 0 | 0 | 0 | 12
NO |  | 133 | 2012 | 11 | 19 | 19 |  | Jefferson | Martin | 230 | 0 | P | 0 | 0 | 2 | 954ACSR | 0 | 0 | 0 | 0 | 0 | 0 | 0 | 0 | 0 | 0 | 0 | 0 | 0 | 0 | 0 | 0 | 0 | 0 | 0 | 0 | 0 | 0 | 0 | 12
NO |  | 133 | 2012 | 11 | 20 | 20 |  | Birds Landing Switching Sub | High Winds Sub | 230 | 0 | P | 0 | 0 | 1 | 1113AL | 0 | 0 | 0 | 0 | 0 | 0 | 0 | 0 | 0 | 0 | 0 | 0 | 0 | 0 | 0 | 0 | 0 | 0 | 0 | 0 | 0 | 0 | 0 | 12
NO |  | 133 | 2012 | 11 | 21 | 21 |  | North Dublin Substation | Cayetano | 230 | 0 | UG Duct Bank | 0 | 0 | 1 | 2000 kcmil CU XLP | 0 | 0 | 0 | 0 | 0 | 0 | 0 | 0 | 0 | 0 | 0 | 0 | 0 | 0 | 0 | 0 | 0 | 0 | 0 | 0 | 0 | 0 | 0 | 12
NO |  | 133 | 2012 | 11 | 22 | 22 |  | North Dublin Substation | Vineyard | 230 | 0 | UG Duct Bank | 0 | 0 | 1 | 2000 kcmil CU XLP | 0 | 0 | 0 | 0 | 0 | 0 | 0 | 0 | 0 | 0 | 0 | 0 | 0 | 0 | 0 | 0 | 0 | 0 | 0 | 0 | 0 | 0 | 0 | 12
NO |  | 133 | 2012 | 11 | 23 | 23 |  | Shiloh II | Birds Landing Sw Sta | 230 | 0 | P | 0 | 0 | 1 | 1431 AAC | 0 | 0 | 0 | 0 | 0 | 0 | 0 | 0 | 0 | 0 | 0 | 0 | 0 | 0 | 0 | 0 | 0 | 0 | 0 | 0 | 0 | 0 | 0 | 12
NO |  | 133 | 2012 | 11 | 26 | 26 |  | Summary of Lines |  | 500 | 0 |  | 1327.63 | 0 | 0 |  | 22708814 | 326924183 | 349632997 | 1971755 | 3948787 | 0 | 5920542 | 0 | 0 | 0 | 0 | 0 | 0 | 0 | 0 | 0 | 0 | 0 | 0 | 0 | 0 | 0 | 0 | 12
SI/SI | A | 133 | 2012 | 11 | 29 | 29 |  | Other lines on towers |  | 115 | 0 |  | 1956.13 | 1162.58 | 0 |  | 28638567 | 300421525 | 329060092 | 4556017 | 9124226 | 0 | 13680243 | 0 | 0 | 0 | 0 | 0 | 0 | 0 | 0 | 0 | 0 | 0 | 0 | 0 | 0 | 0 | 0 | 12
SI/SI | A | 133 | 2012 | 11 | 30 | 30 |  |  |  | 70 | 0 |  | 37.88 | 20.81 | 0 |  | 1532094 | 8047784 | 9579878 | 204283 | 409112 | 0 | 613395 | 0 | 0 | 0 | 0 | 0 | 0 | 0 | 0 | 0 | 0 | 0 | 0 | 0 | 0 | 0 | 0 | 12
NO |  | 133 | 2012 | 11 | 33 | 33 |  | Other lines on poles |  | 230 | 0 |  | 54.07 | 7.05 | 0 |  | 0 | 0 | 0 | 0 | 0 | 0 | 0 | 0 | 0 | 0 | 0 | 0 | 0 | 0 | 0 | 0 | 0 | 0 | 0 | 0 | 0 | 0 | 0 | 12
SI/SI | A | 133 | 2012 | 11 | 34 | 34 |  |  |  | 115 | 0 |  | 2994.13 | 28.62 | 0 |  | 37674529 | 290379806 | 328054335 | 3564058 | 7137654 | 0 | 10701712 | 0 | 0 | 0 | 0 | 0 | 0 | 0 | 0 | 0 | 0 | 0 | 0 | 0 | 0 | 0 | 0 | 12
SI/SI | A | 133 | 2012 | 11 | 35 | 35 |  |  |  | 70 | 0 |  | 1475.63 | 16.09 | 0 |  | 9824229 | 103639394 | 113463623 | 2158567 | 4322911 | 0 | 6481478 | 0 | 0 | 0 | 0 | 0 | 0 | 0 | 0 | 0 | 0 | 0 | 0 | 0 | 0 | 0 | 0 | 12
NO |  | 133 | 2012 | 12 | 3 | 3 |  | Other Undground |  | 230 | 0 |  | 82.51 | 0 | 0 |  | 0 | 0 | 0 | 0 | 0 | 0 | 0 | 0 | 0 | 0 | 0 | 0 | 0 | 0 | 0 | 0 | 0 | 0 | 0 | 0 | 0 | 0 | 0 | 12
SI/SI | A | 133 | 2012 | 12 | 4 | 4 |  | Transmission Lines |  | 115 | 0 |  | 83.68 | 0 | 0 |  | 93560 | 364207327 | 364300887 | 1239330 | 730015 | 0 | 1969345 | 0 | 0 | 0 | 0 | 0 | 0 | 0 | 0 | 0 | 0 | 0 | 0 | 0 | 0 | 0 | 0 | 12
NO |  | 133 | 2012 | 12 | 5 | 5 |  |  |  | 70 | 0 |  | 0.44 | 0 | 0 |  | 0 | 0 | 0 | 0 | 0 | 0 | 0 | 0 | 0 | 0 | 0 | 0 | 0 | 0 | 0 | 0 | 0 | 0 | 0 | 0 | 0 | 0 | 0 | 12
NO |  | 133 | 2012 | 12 | 8 | 8 |  | Transmission Roads |  | 0 | 0 |  | 0 | 0 | 0 |  | 0 | 0 | 0 | 0 | 0 | 0 | 0 | 0 | 0 | 0 | 0 | 0 | 0 | 0 | 0 | 0 | 0 | 0 | 0 | 0 | 0 | 0 | 0 | 12
NO |  | 133 | 2012 | 0 | 36 | 36 |  | TOTAL |  | 0 | 0 |  | 15018.38 | 3589.7 | 378 |  | 185726193 | 2911185309 | 3096911502 | 24948748 | 48122968 | 0 | 73071716 | 0 | 0 | 0 | 0 | 0 | 0 | 0 | 0 | 0 | 0 | 0 | 0 | 0 | 0 | 0 | 0 | 12
NO |  | 133 | 2012 | 1 | 9 | 9 |  |  |  | 230 | 0 | T | 0 | 0 | 1 | 1113AL | 0 | 0 | 0 | 0 | 0 | 0 | 0 | 0 | 0 | 0 | 0 | 0 | 0 | 0 | 0 | 621330602 | 0 | 0 | 0 | 0 | 0 | 0 | 0 | 12
NO |  | 133 | 2012 | 1 | 12 | 12 |  | Carquinez Straits | Sobrante | 0 | 0 |  | 0 | 0 | 0 |  | 0 | 0 | 0 | 0 | 0 | 0 | 0 | 0 | 0 | 0 | 0 | 0 | 0 | 0 | 0 | 0 | 0 | 0 | 0 | 0 | 0 | 0 | 0 | 12
NO |  | 133 | 2012 | 5 | 4 | 4 |  |  |  | 230 | 0 |  | 0 | 0 | 1 | 1113AL | 0 | 0 | 0 | 0 | 0 | 0 | 0 | 0 | 0 | 0 | 0 | 0 | 0 | 0 | 0 | 0 | 0 | 0 | 0 | 0 | 0 | 0 | 0 | 12
NO |  | 133 | 2012 | 6 | 33 | 33 |  |  |  | 230 | 0 | T | 0 | 0 | 1 | 1113AL | 0 | 0 | 0 | 0 | 0 | 0 | 0 | 0 | 0 | 0 | 0 | 0 | 0 | 0 | 0 | 621330614 | 0 | 0 | 0 | 0 | 0 | 0 | 0 | 12
NO |  | 133 | 2012 | 7 | 3 | 3 |  |  |  | 230 | 0 | T | 0 | 0 | 1 | 954ACSR | 0 | 0 | 0 | 0 | 0 | 0 | 0 | 0 | 0 | 0 | 0 | 0 | 0 | 0 | 0 | 0 | 0 | 0 | 0 | 0 | 0 | 0 | 0 | 12
NO |  | 133 | 2012 | 7 | 9 | 9 |  |  |  | 230 | 0 | T | 0 | 0 | 1 | 518ACSR | 0 | 0 | 0 | 0 | 0 | 0 | 0 | 0 | 0 | 0 | 0 | 0 | 0 | 0 | 0 | 0 | 0 | 0 | 0 | 0 | 0 | 0 | 0 | 12
NO |  | 133 | 2012 | 8 | 11 | 11 |  |  | Industry | 230 | 0 | T | 0 | 0 | 1 | 715.5ACSR | 0 | 0 | 0 | 0 | 0 | 0 | 0 | 0 | 0 | 0 | 0 | 0 | 0 | 0 | 0 | 0 | 0 | 0 | 0 | 0 | 0 | 0 | 0 | 12
NO |  | 133 | 2012 | 10 | 23 | 23 |  |  |  | 230 | 0 | T | 0 | 0 | 1 | 1113SSAC | 0 | 0 | 0 | 0 | 0 | 0 | 0 | 0 | 0 | 0 | 0 | 0 | 0 | 0 | 0 | 0 | 0 | 0 | 0 | 0 | 0 | 0 | 0 | 12
NO |  | 133 | 2012 | 11 | 24 | 24 |  | Panoche Energy Center | Panoche Sub | 230 | 0 | P | 0 | 0 | 1 | 2-1113 AAC | 0 | 0 | 0 | 0 | 0 | 0 | 0 | 0 | 0 | 0 | 0 | 0 | 0 | 0 | 0 | 0 | 0 | 0 | 0 | 0 | 0 | 0 | 0 | 12
NO |  | 133 | 2012 | 11 | 27 | 27 |  | listed individually above |  | 230 | 0 |  | 3187.8 | 2226.68 | 0 |  | 58720647 | 1098031823 | 1156752470 | 5313791 | 10641805 | 0 | 15955596 | 0 | 0 | 0 | 0 | 0 | 0 | 0 | 0 | 0 | 0 | 0 | 0 | 0 | 0 | 0 | 0 | 12
SI/SI | A | 133 | 2012 | 11 | 31 | 31 |  |  |  | 60 | 0 |  | 162.29 | 72.91 | 0 |  | 4194502 | 30930189 | 35124691 | 278121 | 556987 | 0 | 835108 | 0 | 0 | 0 | 0 | 0 | 0 | 0 | 0 | 0 | 0 | 0 | 0 | 0 | 0 | 0 | 0 | 12
SI/SI | A | 133 | 2012 | 12 | 1 | 1 |  |  |  | 60 | 0 |  | 3651.79 | 54.96 | 0 |  | 22339251 | 322172715 | 344511966 | 5599630 | 11214246 | 0 | 16813876 | 0 | 0 | 0 | 0 | 0 | 0 | 0 | 0 | 0 | 0 | 0 | 0 | 0 | 0 | 0 | 0 | 12
SI/SI | A | 133 | 2012 | 12 | 6 | 6 |  |  |  | 60 | 0 |  | 4.4 | 0 | 0 |  | 0 | 14996949 | 14996949 | 63196 | 37225 | 0 | 100421 | 621330623 | 0 | 0 | 0 | 0 | 0 | 0 | 0 | 0 | 0 | 0 | 0 | 0 | 0 | 0 | 0 | 12
NO |  | 133 | 2012 | 12 | 9 | 9 |  | and Trails |  | 0 | 0 |  | 0 | 0 | 0 |  | 0 | 51433614 | 51433614 | 0 | 0 | 0 | 0 | 621330624 | 0 | 0 | 0 | 0 | 0 | 0 | 0 | 0 | 0 | 0 | 0 | 0 | 0 | 0 | 0 | 12
NO |  | 30 | 2012 | 0 | 1 | 1 |  | Ashtabula | Erie West (Penelec Co) | 0 | 0 |  | 0 | 0 | 0 |  | 493397 | 0 | 493397 | 0 | 0 | 0 | 0 | 0 | 0 | 0 | 0 | 0 | 0 | 0 | 0 | 0 | 0 | 0 | 0 | 0 | 0 | 0 | 0 | 12
NO |  | 30 | 2012 | 0 | 2 | 2 |  | Avon | Beaver #1 | 0 | 0 |  | 0 | 0 | 0 |  | 1008761 | 0 | 1008761 | 0 | 0 | 0 | 0 | 0 | 0 | 0 | 0 | 0 | 0 | 0 | 0 | 0 | 0 | 0 | 0 | 0 | 0 | 0 | 0 | 12
NO |  | 30 | 2012 | 0 | 3 | 3 |  | Avon | Beaver #2 | 0 | 0 |  | 0 | 0 | 0 |  | 75716 | 0 | 75716 | 0 | 0 | 0 | 0 | 0 | 0 | 0 | 0 | 0 | 0 | 0 | 0 | 0 | 0 | 0 | 0 | 0 | 0 | 0 | 0 | 12
NO |  | 30 | 2012 | 0 | 4 | 4 |  | Avon | Juniper | 0 | 0 |  | 0 | 0 | 0 |  | 5563864 | 0 | 5563864 | 0 | 0 | 0 | 0 | 0 | 0 | 0 | 0 | 0 | 0 | 0 | 0 | 0 | 0 | 0 | 0 | 0 | 0 | 0 | 0 | 12
NO |  | 30 | 2012 | 0 | 5 | 5 |  | Eastlake Tap | Juniper | 0 | 0 |  | 0 | 0 | 0 |  | 4281242 | 0 | 4281242 | 0 | 0 | 0 | 0 | 0 | 0 | 0 | 0 | 0 | 0 | 0 | 0 | 0 | 0 | 0 | 0 | 0 | 0 | 0 | 0 | 12
NO |  | 30 | 2012 | 0 | 6 | 6 |  | Hanna | Canton Central | 0 | 0 |  | 0 | 0 | 0 |  | 1978441 | 0 | 1978441 | 0 | 0 | 0 | 0 | 0 | 0 | 0 | 0 | 0 | 0 | 0 | 0 | 0 | 0 | 0 | 0 | 0 | 0 | 0 | 0 | 12
NO |  | 30 | 2012 | 0 | 7 | 7 |  | Harding | Fox | 0 | 0 |  | 0 | 0 | 0 |  | 2129702 | 0 | 2129702 | 0 | 0 | 0 | 0 | 0 | 0 | 0 | 0 | 0 | 0 | 0 | 0 | 0 | 0 | 0 | 0 | 0 | 0 | 0 | 0 | 12
NO |  | 30 | 2012 | 0 | 8 | 8 |  | Inland | Harding | 0 | 0 |  | 0 | 0 | 0 |  | 447483 | 0 | 447483 | 0 | 0 | 0 | 0 | 0 | 0 | 0 | 0 | 0 | 0 | 0 | 0 | 0 | 0 | 0 | 0 | 0 | 0 | 0 | 0 | 12
NO |  | 30 | 2012 | 0 | 9 | 9 |  | Juniper | Hanna | 0 | 0 |  | 0 | 0 | 0 |  | 2078914 | 0 | 2078914 | 0 | 0 | 0 | 0 | 0 | 0 | 0 | 0 | 0 | 0 | 0 | 0 | 0 | 0 | 0 | 0 | 0 | 0 | 0 | 0 | 12
NO |  | 30 | 2012 | 0 | 10 | 10 |  | Juniper | Harding | 0 | 0 |  | 0 | 0 | 0 |  | 2701286 | 0 | 2701286 | 0 | 0 | 0 | 0 | 0 | 0 | 0 | 0 | 0 | 0 | 0 | 0 | 0 | 0 | 0 | 0 | 0 | 0 | 0 | 0 | 12
NO |  | 30 | 2012 | 0 | 11 | 11 |  | Juniper | Star | 0 | 0 |  | 0 | 0 | 0 |  | 1083661 | 0 | 1083661 | 0 | 0 | 0 | 0 | 0 | 0 | 0 | 0 | 0 | 0 | 0 | 0 | 0 | 0 | 0 | 0 | 0 | 0 | 0 | 0 | 12
NO |  | 30 | 2012 | 0 | 12 | 12 |  | Perry | Ashtabula | 0 | 0 |  | 0 | 0 | 0 |  | 1917657 | 0 | 1917657 | 0 | 0 | 0 | 0 | 0 | 0 | 0 | 0 | 0 | 0 | 0 | 0 | 0 | 0 | 0 | 0 | 0 | 0 | 0 | 0 | 12
NO |  | 30 | 2012 | 0 | 13 | 13 |  | Perry | Eastlake | 0 | 0 |  | 0 | 0 | 0 |  | 3480188 | 0 | 3480188 | 0 | 0 | 0 | 0 | 0 | 0 | 0 | 0 | 0 | 0 | 0 | 0 | 0 | 0 | 0 | 0 | 0 | 0 | 0 | 0 | 12
NO |  | 30 | 2012 | 0 | 14 | 14 |  | Perry | Harding | 0 | 0 |  | 0 | 0 | 0 |  | 969572 | 0 | 969572 | 0 | 0 | 0 | 0 | 0 | 0 | 0 | 0 | 0 | 0 | 0 | 0 | 0 | 0 | 0 | 0 | 0 | 0 | 0 | 0 | 12
NO |  | 30 | 2012 | 0 | 15 | 15 |  | Perry | Inland | 0 | 0 |  | 0 | 0 | 0 |  | 7485733 | 0 | 7485733 | 0 | 0 | 0 | 0 | 0 | 0 | 0 | 0 | 0 | 0 | 0 | 0 | 0 | 0 | 0 | 0 | 0 | 0 | 0 | 0 | 12
NO |  | 30 | 2012 | 0 | 16 | 16 |  | TOTAL 345 KV LINES |  | 0 | 0 |  | 0 | 0 | 0 |  | 35695617 | 0 | 35695617 | 0 | 0 | 0 | 0 | 0 | 0 | 0 | 0 | 0 | 0 | 0 | 0 | 0 | 620300089 | 0 | 0 | 0 | 0 | 0 | 0 | 12
NO |  | 30 | 2012 | 0 | 17 | 17 |  | Seneca | Glade | 230 | 230 | Steel Tower | 0.68 | 0 | 1 | 2495 ACSR | 0 | 183290 | 183290 | 0 | 0 | 0 | 0 | 0 | 0 | 0 | 0 | 0 | 0 | 0 | 0 | 0 | 0 | 0 | 0 | 0 | 0 | 0 | 0 | 12
NO |  | 30 | 2012 | 0 | 18 | 18 |  | TOTAL 230 KV LINES |  | 0 | 0 |  | 0.68 | 0 | 1 |  | 0 | 183290 | 183290 | 0 | 0 | 0 | 0 | 0 | 0 | 0 | 0 | 0 | 0 | 0 | 0 | 0 | 0 | 0 | 0 | 0 | 0 | 0 | 0 | 12
NO |  | 30 | 2012 | 0 | 20 | 20 |  | Ashtabula | Ashtabula-C (LPC) | 0 | 0 |  | 0 | 0 | 0 |  | 15143 | 0 | 15143 | 0 | 0 | 0 | 0 | 0 | 0 | 0 | 0 | 0 | 0 | 0 | 0 | 0 | 0 | 0 | 0 | 0 | 0 | 0 | 0 | 12
NO |  | 30 | 2012 | 0 | 21 | 21 |  | Ashtabula | Conneaut | 0 | 0 |  | 0 | 0 | 0 |  | 66571 | 0 | 66571 | 0 | 0 | 0 | 0 | 0 | 0 | 0 | 0 | 0 | 0 | 0 | 0 | 0 | 0 | 0 | 0 | 0 | 0 | 0 | 0 | 12
NO |  | 30 | 2012 | 0 | 22 | 22 |  | Ashtabula | Mayfield | 0 | 0 |  | 0 | 0 | 0 |  | 1085357 | 3419679 | 4505036 | 0 | 0 | 0 | 0 | 0 | 0 | 0 | 0 | 0 | 0 | 0 | 0 | 0 | 0 | 0 | 0 | 0 | 0 | 0 | 0 | 12
NO |  | 30 | 2012 | 0 | 23 | 23 |  | Avon | Emily | 0 | 0 |  | 0 | 0 | 0 |  | 892034 | 603618 | 1495652 | 0 | 0 | 0 | 0 | 0 | 0 | 0 | 0 | 0 | 0 | 0 | 0 | 0 | 0 | 0 | 0 | 0 | 0 | 0 | 0 | 12
NO |  | 30 | 2012 | 0 | 24 | 24 |  | Avon | Fowles | 0 | 0 |  | 0 | 0 | 0 |  | 1110222 | 0 | 1110222 | 0 | 0 | 0 | 0 | 0 | 0 | 0 | 0 | 0 | 0 | 0 | 0 | 0 | 0 | 0 | 0 | 0 | 0 | 0 | 0 | 12
NO |  | 30 | 2012 | 0 | 25 | 25 |  | Avon | Fox | 0 | 0 |  | 0 | 0 | 0 |  | 836711 | 0 | 836711 | 0 | 0 | 0 | 0 | 0 | 0 | 0 | 0 | 0 | 0 | 0 | 0 | 0 | 0 | 0 | 0 | 0 | 0 | 0 | 0 | 12
NO |  | 30 | 2012 | 0 | 26 | 26 |  | Carlisle | Lorain East | 0 | 0 |  | 0 | 0 | 0 |  | 74546 | 0 | 74546 | 0 | 0 | 0 | 0 | 0 | 0 | 0 | 0 | 0 | 0 | 0 | 0 | 0 | 0 | 0 | 0 | 0 | 0 | 0 | 0 | 12
NO |  | 30 | 2012 | 0 | 27 | 27 |  | Dell Tap | Dell | 0 | 0 |  | 0 | 0 | 0 |  | 231089 | 0 | 231089 | 0 | 0 | 0 | 0 | 0 | 0 | 0 | 0 | 0 | 0 | 0 | 0 | 0 | 0 | 0 | 0 | 0 | 0 | 0 | 0 | 12
NO |  | 30 | 2012 | 0 | 28 | 28 |  | Eastlake | Jordan | 0 | 0 |  | 0 | 0 | 0 |  | 683354 | 0 | 683354 | 0 | 0 | 0 | 0 | 0 | 0 | 0 | 0 | 0 | 0 | 0 | 0 | 0 | 0 | 0 | 0 | 0 | 0 | 0 | 0 | 12
NO |  | 30 | 2012 | 0 | 29 | 29 |  | Eastlake | Lloyd | 0 | 0 |  | 0 | 0 | 0 |  | 3197206 | 0 | 3197206 | 0 | 0 | 0 | 0 | 0 | 0 | 0 | 0 | 0 | 0 | 0 | 0 | 0 | 0 | 0 | 0 | 0 | 0 | 0 | 0 | 12
NO |  | 30 | 2012 | 0 | 30 | 30 |  | Eastlake | Mayfield | 0 | 0 |  | 0 | 0 | 0 |  | 192015 | 0 | 192015 | 0 | 0 | 0 | 0 | 0 | 0 | 0 | 0 | 0 | 0 | 0 | 0 | 0 | 0 | 0 | 0 | 0 | 0 | 0 | 0 | 12
NO |  | 30 | 2012 | 0 | 31 | 31 |  | Eastlake | Mayfield - Northfield | 0 | 0 |  | 0 | 0 | 0 |  | 371344 | 0 | 371344 | 0 | 0 | 0 | 0 | 0 | 0 | 0 | 0 | 0 | 0 | 0 | 0 | 0 | 0 | 0 | 0 | 0 | 0 | 0 | 0 | 12
NO |  | 30 | 2012 | 0 | 32 | 32 |  | Eastlake | Nursery | 0 | 0 |  | 0 | 0 | 0 |  | 93692 | 600 | 94292 | 0 | 0 | 0 | 0 | 0 | 0 | 0 | 0 | 0 | 0 | 0 | 0 | 0 | 0 | 0 | 0 | 0 | 0 | 0 | 0 | 12
NO |  | 30 | 2012 | 0 | 33 | 33 |  | Emily | Fox | 0 | 0 |  | 0 | 0 | 0 |  | 386007 | 0 | 386007 | 0 | 0 | 0 | 0 | 0 | 0 | 0 | 0 | 0 | 0 | 0 | 0 | 0 | 0 | 0 | 0 | 0 | 0 | 0 | 0 | 12
NO |  | 30 | 2012 | 0 | 34 | 34 |  | Fowles | Fox | 0 | 0 |  | 0 | 0 | 0 |  | 528203 | 0 | 528203 | 0 | 0 | 0 | 0 | 0 | 0 | 0 | 0 | 0 | 0 | 0 | 0 | 0 | 0 | 0 | 0 | 0 | 0 | 0 | 0 | 12
NO |  | 30 | 2012 | 0 | 35 | 35 |  | Fowles | NASA | 0 | 0 |  | 0 | 0 | 0 |  | 175425 | 0 | 175425 | 0 | 0 | 0 | 0 | 0 | 0 | 0 | 0 | 0 | 0 | 0 | 0 | 0 | 0 | 0 | 0 | 0 | 0 | 0 | 0 | 12
NO |  | 30 | 2012 | 1 | 1 | 1 |  | Fowles | Pleasant Valley | 0 | 0 |  | 0 | 0 | 0 |  | 179020 | 0 | 179020 | 0 | 0 | 0 | 0 | 0 | 0 | 0 | 0 | 0 | 0 | 0 | 0 | 0 | 0 | 0 | 0 | 0 | 0 | 0 | 0 | 12
NO |  | 30 | 2012 | 1 | 2 | 2 |  | Fox | Clinton | 0 | 0 |  | 0 | 0 | 0 |  | 42956 | 0 | 42956 | 0 | 0 | 0 | 0 | 0 | 0 | 0 | 0 | 0 | 0 | 0 | 0 | 0 | 0 | 0 | 0 | 0 | 0 | 0 | 0 | 12
NO |  | 30 | 2012 | 1 | 3 | 3 |  | Hamilton | Horizon | 0 | 0 |  | 0 | 0 | 0 |  | 160477 | 0 | 160477 | 0 | 0 | 0 | 0 | 0 | 0 | 0 | 0 | 0 | 0 | 0 | 0 | 0 | 0 | 0 | 0 | 0 | 0 | 0 | 0 | 12
NO |  | 30 | 2012 | 1 | 4 | 4 |  | Harding | Jennings | 0 | 0 |  | 0 | 0 | 0 |  | 377898 | 0 | 377898 | 0 | 0 | 0 | 0 | 0 | 0 | 0 | 0 | 0 | 0 | 0 | 0 | 0 | 0 | 0 | 0 | 0 | 0 | 0 | 0 | 12
NO |  | 30 | 2012 | 1 | 5 | 5 |  | Harding | Jennings (LTV East) | 0 | 0 |  | 0 | 0 | 0 |  | 184462 | 0 | 184462 | 0 | 0 | 0 | 0 | 0 | 0 | 0 | 0 | 0 | 0 | 0 | 0 | 0 | 0 | 0 | 0 | 0 | 0 | 0 | 0 | 12
NO |  | 30 | 2012 | 1 | 6 | 6 |  | Horizon | Jennings | 0 | 0 |  | 0 | 0 | 0 |  | 963411 | 0 | 963411 | 0 | 0 | 0 | 0 | 0 | 0 | 0 | 0 | 0 | 0 | 0 | 0 | 0 | 0 | 0 | 0 | 0 | 0 | 0 | 0 | 12
NO |  | 30 | 2012 | 1 | 7 | 7 |  | Jennings | Clark | 0 | 0 |  | 0 | 0 | 0 |  | 14546 | 0 | 14546 | 0 | 0 | 0 | 0 | 0 | 0 | 0 | 0 | 0 | 0 | 0 | 0 | 0 | 0 | 0 | 0 | 0 | 0 | 0 | 0 | 12
NO |  | 30 | 2012 | 1 | 8 | 8 |  | Johnson | Lorain | 0 | 0 |  | 0 | 0 | 0 |  | 66229 | 0 | 66229 | 0 | 0 | 0 | 0 | 0 | 0 | 0 | 0 | 0 | 0 | 0 | 0 | 0 | 0 | 0 | 0 | 0 | 0 | 0 | 0 | 12
NO |  | 30 | 2012 | 1 | 9 | 9 |  | Jordan | Inland | 0 | 0 |  | 0 | 0 | 0 |  | 58918 | 0 | 58918 | 0 | 0 | 0 | 0 | 0 | 0 | 0 | 0 | 0 | 0 | 0 | 0 | 0 | 0 | 0 | 0 | 0 | 0 | 0 | 0 | 12
NO |  | 30 | 2012 | 1 | 10 | 10 |  | Juniper | Jennings | 0 | 0 |  | 0 | 0 | 0 |  | 1395763 | 0 | 1395763 | 0 | 0 | 0 | 0 | 0 | 0 | 0 | 0 | 0 | 0 | 0 | 0 | 0 | 0 | 0 | 0 | 0 | 0 | 0 | 0 | 12
NO |  | 30 | 2012 | 1 | 11 | 11 |  | Juniper | Newburgh | 0 | 0 |  | 0 | 0 | 0 |  | 910025 | 0 | 910025 | 0 | 0 | 0 | 0 | 0 | 0 | 0 | 0 | 0 | 0 | 0 | 0 | 0 | 0 | 0 | 0 | 0 | 0 | 0 | 0 | 12
NO |  | 30 | 2012 | 1 | 12 | 12 |  | Juniper | Pleasant Valley | 0 | 0 |  | 0 | 0 | 0 |  | 61158 | 0 | 61158 | 0 | 0 | 0 | 0 | 0 | 0 | 0 | 0 | 0 | 0 | 0 | 0 | 0 | 0 | 0 | 0 | 0 | 0 | 0 | 0 | 12
NO |  | 30 | 2012 | 1 | 13 | 13 |  | Leroy Center | Nursery | 0 | 0 |  | 0 | 0 | 0 |  | 114757 | 0 | 114757 | 0 | 0 | 0 | 0 | 0 | 0 | 0 | 0 | 0 | 0 | 0 | 0 | 0 | 0 | 0 | 0 | 0 | 0 | 0 | 0 | 12
NO |  | 30 | 2012 | 1 | 14 | 14 |  | Mayfield | Northfield | 0 | 0 |  | 0 | 0 | 0 |  | 1843656 | 0 | 1843656 | 0 | 0 | 0 | 0 | 0 | 0 | 0 | 0 | 0 | 0 | 0 | 0 | 0 | 0 | 0 | 0 | 0 | 0 | 0 | 0 | 12
NO |  | 30 | 2012 | 1 | 15 | 15 |  | Northfield | Juniper | 0 | 0 |  | 0 | 0 | 0 |  | 23546 | 0 | 23546 | 0 | 0 | 0 | 0 | 0 | 0 | 0 | 0 | 0 | 0 | 0 | 0 | 0 | 0 | 0 | 0 | 0 | 0 | 0 | 0 | 12
NO |  | 30 | 2012 | 1 | 16 | 16 |  | Pleasant Valley | Harding | 0 | 0 |  | 0 | 0 | 0 |  | 111022 | 0 | 111022 | 0 | 0 | 0 | 0 | 0 | 0 | 0 | 0 | 0 | 0 | 0 | 0 | 0 | 0 | 0 | 0 | 0 | 0 | 0 | 0 | 12
NO |  | 30 | 2012 | 1 | 17 | 17 |  | Pleasant Valley | West Akron (East) | 0 | 0 |  | 0 | 0 | 0 |  | 309093 | 0 | 309093 | 0 | 0 | 0 | 0 | 0 | 0 | 0 | 0 | 0 | 0 | 0 | 0 | 0 | 0 | 0 | 0 | 0 | 0 | 0 | 0 | 12
NO |  | 30 | 2012 | 1 | 18 | 18 |  | TOTAL 138 KV LINES |  | 0 | 0 |  | 0 | 0 | 0 |  | 16755856 | 4023897 | 20779753 | 0 | 0 | 0 | 0 | 0 | 0 | 0 | 0 | 0 | 0 | 0 | 0 | 0 | 620300091 | 0 | 0 | 0 | 0 | 0 | 0 | 12
NO |  | 30 | 2012 | 1 | 20 | 20 |  | 69 KV Ovhd Trans. Lines |  | 0 | 0 | Various | 811.7 | 0 | 2 |  | 0 | 0 | 0 | 0 | 0 | 0 | 0 | 0 | 0 | 0 | 0 | 0 | 0 | 0 | 0 | 0 | 0 | 0 | 0 | 0 | 0 | 0 | 0 | 12
NO |  | 30 | 2012 | 1 | 21 | 21 |  | 34.5 KV Ovhd Trans. Lines |  | 0 | 0 | Various | 218.27 | 0 | 1 |  | 3115634 | 86465223 | 89580857 | 0 | 0 | 0 | 0 | 0 | 0 | 0 | 0 | 0 | 0 | 0 | 0 | 0 | 0 | 0 | 0 | 0 | 0 | 0 | 0 | 12
NO |  | 30 | 2012 | 1 | 22 | 22 |  | 23 KV Ovhd Trans. Lines |  | 0 | 0 | Various | 49.36 | 0 | 1 |  | 12163 | 3483284 | 3495447 | 0 | 0 | 0 | 0 | 0 | 0 | 0 | 0 | 0 | 0 | 0 | 0 | 0 | 0 | 0 | 0 | 0 | 0 | 0 | 0 | 12
NO |  | 30 | 2012 | 1 | 24 | 24 |  | 69 KV UG Trans. Lines |  | 0 | 0 |  | 0 | 0 | 0 |  | 1389856 | 4074243 | 5464099 | 0 | 0 | 0 | 0 | 0 | 0 | 0 | 0 | 0 | 0 | 0 | 0 | 0 | 620300093 | 0 | 0 | 0 | 0 | 0 | 0 | 12
NO |  | 30 | 2012 | 1 | 25 | 25 |  | 34.5 KV UG Trans. Lines |  | 0 | 0 |  | 212.43 | 0 | 0 |  | 2108620 | 58518509 | 60627129 | 0 | 0 | 0 | 0 | 0 | 0 | 0 | 0 | 0 | 0 | 0 | 0 | 0 | 0 | 0 | 0 | 0 | 0 | 0 | 0 | 12
NO |  | 30 | 2012 | 1 | 26 | 26 |  | 23 KV UG Trans. Lines |  | 0 | 0 |  | 821.06 | 0 | 0 |  | 231065 | 66174949 | 66406014 | 0 | 0 | 0 | 0 | 0 | 0 | 0 | 0 | 0 | 0 | 0 | 0 | 0 | 0 | 0 | 0 | 0 | 0 | 0 | 0 | 12
NO |  | 30 | 2012 | 1 | 29 | 29 |  | Operation and Maintenance |  | 0 | 0 |  | 0 | 0 | 0 |  | 0 | 0 | 0 | 0 | 419721 | 7 | 419728 | 0 | 0 | 0 | 0 | 0 | 0 | 0 | 0 | 0 | 0 | 0 | 0 | 0 | 0 | 0 | 0 | 12
NO |  | 30 | 2012 | 1 | 30 | 30 |  | Expense |  | 0 | 0 |  | 0 | 0 | 0 |  | 0 | 0 | 0 | 0 | 0 | 0 | 0 | 0 | 0 | 0 | 0 | 0 | 0 | 0 | 0 | 0 | 0 | 0 | 0 | 0 | 0 | 0 | 0 | 12
NO |  | 30 | 2012 | 0 | 36 | 36 |  | TOTAL |  | 0 | 0 |  | 2113.5 | 0 | 5 |  | 59308811 | 222923395 | 282232206 | 0 | 419721 | 7 | 419728 | 0 | 0 | 0 | 0 | 0 | 0 | 0 | 0 | 0 | 0 | 0 | 0 | 0 | 0 | 0 | 0 | 12
NO |  | 77 | 2012 | 0 | 1 | 1 |  | Smithburg | Deans | 500 | 500 | Steel H Frame | 17.91 | 0 | 1 | 2493 ACAR | 8712031 | 14298076 | 23010107 | 0 | 0 | 0 | 0 | 0 | 0 | 0 | 0 | 0 | 0 | 0 | 0 | 0 | 0 | 0 | 0 | 0 | 0 | 0 | 0 | 12
NO |  | 77 | 2012 | 0 | 2 | 2 |  | Total 500 KV Lines |  | 0 | 0 |  | 17.91 | 0 | 1 |  | 8712031 | 14298076 | 23010107 | 0 | 0 | 0 | 0 | 0 | 0 | 0 | 0 | 0 | 0 | 0 | 0 | 0 | 0 | 0 | 0 | 0 | 0 | 0 | 0 | 12
NO |  | 77 | 2012 | 0 | 4 | 4 |  | Atlantic | Larrabee | 230 | 230 | Steel Tower | 11.6 | 0 | 2 | 1590 ACSR | 302926 | 2093285 | 2396211 | 0 | 0 | 0 | 0 | 0 | 0 | 0 | 0 | 0 | 0 | 0 | 0 | 0 | 0 | 0 | 0 | 0 | 0 | 0 | 0 | 12
NO |  | 77 | 2012 | 0 | 5 | 5 |  | Atlantic | Ocean View | 230 | 230 | Wood H Frame | 4.62 | 0 | 2 | 1590 ACSR | 253888 | 2337787 | 2591675 | 0 | 0 | 0 | 0 | 0 | 0 | 0 | 0 | 0 | 0 | 0 | 0 | 0 | 0 | 0 | 0 | 0 | 0 | 0 | 0 | 12
NO |  | 77 | 2012 | 0 | 6 | 6 |  | Atlantic | Red Bank | 230 | 230 | Steel Tower | 7.34 | 0 | 2 | 1590 ACSR | 1833580 | 5422829 | 7256409 | 0 | 0 | 0 | 0 | 0 | 0 | 0 | 0 | 0 | 0 | 0 | 0 | 0 | 0 | 0 | 0 | 0 | 0 | 0 | 0 | 12
NO |  | 77 | 2012 | 0 | 7 | 7 |  | Chester | West Wharton | 230 | 230 | Steel Tower | 10.67 | 0 | 1 | 1590 ACSR | 87908 | 1973236 | 2061144 | 0 | 0 | 0 | 0 | 0 | 0 | 0 | 0 | 0 | 0 | 0 | 0 | 0 | 0 | 0 | 0 | 0 | 0 | 0 | 0 | 12
NO |  | 77 | 2012 | 0 | 8 | 8 |  | Cookstown | Cox's Corner | 230 | 230 | Steel Tower | 10.77 | 0 | 1 | 1590 ACSR | 528721 | 1385495 | 1914216 | 0 | 0 | 0 | 0 | 0 | 0 | 0 | 0 | 0 | 0 | 0 | 0 | 0 | 0 | 0 | 0 | 0 | 0 | 0 | 0 | 12
NO |  | 77 | 2012 | 0 | 9 | 9 |  | East Flemington Loop |  | 230 | 230 | Steel Tower | 3.18 | 0 | 1 | 1590 ACSR | 81458 | 2245245 | 2326703 | 0 | 0 | 0 | 0 | 0 | 0 | 0 | 0 | 0 | 0 | 0 | 0 | 0 | 0 | 0 | 0 | 0 | 0 | 0 | 0 | 12
NO |  | 77 | 2012 | 0 | 10 | 10 |  | Franklin | Montville | 230 | 230 | None | 20.6 | 0 | 0 |  | 315760 | 674694 | 990454 | 0 | 0 | 0 | 0 | 0 | 0 | 0 | 0 | 0 | 0 | 0 | 0 | 0 | 0 | 0 | 0 | 0 | 0 | 0 | 0 | 12
NO |  | 77 | 2012 | 0 | 11 | 11 |  | Freneau | Aberdeen | 230 | 230 | Steel Tower | 4.1 | 0 | 2 | 1590 ACSR | 112571 | 3551364 | 3663935 | 0 | 0 | 0 | 0 | 0 | 0 | 0 | 0 | 0 | 0 | 0 | 0 | 0 | 0 | 0 | 0 | 0 | 0 | 0 | 0 | 12
NO |  | 77 | 2012 | 0 | 12 | 12 |  | Gilbert | Glen Gardner | 230 | 230 | Steel Tower | 15.97 | 0 | 1 | 1590 ACSR | 86679 | 9258655 | 9345334 | 0 | 0 | 0 | 0 | 0 | 0 | 0 | 0 | 0 | 0 | 0 | 0 | 0 | 0 | 0 | 0 | 0 | 0 | 0 | 0 | 12
NO |  | 77 | 2012 | 0 | 13 | 13 |  | Gilbert | Hosensack | 230 | 230 | Steel Tower | 0.28 | 0 | 1 | 1590 ACSR | 0 | -38016 | -38016 | 0 | 0 | 0 | 0 | 0 | 0 | 0 | 0 | 0 | 0 | 0 | 0 | 0 | 0 | 0 | 0 | 0 | 0 | 0 | 0 | 12
NO |  | 77 | 2012 | 0 | 14 | 14 |  | Gilbert | Martin's Creek | 230 | 230 | Steel Tower | 18.75 | 0 | 1 | 1590 ACSR | 109302 | 9533808 | 9643110 | 0 | 0 | 0 | 0 | 0 | 0 | 0 | 0 | 0 | 0 | 0 | 0 | 0 | 0 | 0 | 0 | 0 | 0 | 0 | 0 | 12
NO |  | 77 | 2012 | 0 | 15 | 15 |  | Glen Gardner | Chester | 230 | 230 | Steel Tower | 25.74 | 0 | 1 | 1590 ACSR | 85593 | 1424343 | 1509936 | 0 | 0 | 0 | 0 | 0 | 0 | 0 | 0 | 0 | 0 | 0 | 0 | 0 | 0 | 0 | 0 | 0 | 0 | 0 | 0 | 12
NO |  | 77 | 2012 | 0 | 16 | 16 |  | Kittatinny | Montville | 230 | 230 | Steel Tower | 2.1 | 0 | 1 | 1590 ACSR | 0 | 3631132 | 3631132 | 0 | 0 | 0 | 0 | 0 | 0 | 0 | 0 | 0 | 0 | 0 | 0 | 0 | 0 | 0 | 0 | 0 | 0 | 0 | 0 | 12
NO |  | 77 | 2012 | 0 | 17 | 17 |  | Larrabee | Pleasant Valley | 230 | 230 | Steel Tower | 79.99 | 0 | 2 | 1590 ACSR | 1349203 | 12133711 | 13482914 | 0 | 0 | 0 | 0 | 0 | 0 | 0 | 0 | 0 | 0 | 0 | 0 | 0 | 0 | 0 | 0 | 0 | 0 | 0 | 0 | 12
NO |  | 77 | 2012 | 0 | 18 | 18 |  | Larrabee | Manitou | 230 | 230 | Steel Tower | 14.75 | 0 | 2 | 1590 ACSR | 1131558 | 1989123 | 3120681 | 0 | 0 | 0 | 0 | 0 | 0 | 0 | 0 | 0 | 0 | 0 | 0 | 0 | 0 | 0 | 0 | 0 | 0 | 0 | 0 | 12
NO |  | 77 | 2012 | 0 | 19 | 19 |  | Larrabee | Cookstown | 230 | 230 | Steel Tower | 21.37 | 0 | 1 | 1590 ACSR | 270631 | 2234390 | 2505021 | 0 | 0 | 0 | 0 | 0 | 0 | 0 | 0 | 0 | 0 | 0 | 0 | 0 | 0 | 0 | 0 | 0 | 0 | 0 | 0 | 12
NO |  | 77 | 2012 | 0 | 20 | 20 |  | Manitou | Oyster Creek | 230 | 230 | Steel Tower | 10.88 | 0 | 2 | 1590 ACSR | 562459 | 1643563 | 2206022 | 0 | 0 | 0 | 0 | 0 | 0 | 0 | 0 | 0 | 0 | 0 | 0 | 0 | 0 | 0 | 0 | 0 | 0 | 0 | 0 | 12
NO |  | 77 | 2012 | 0 | 21 | 21 |  | Manitou | Whitings | 230 | 230 | Steel Pole | 8.78 | 0 | 1 | 1590 ACSR | 0 | 5295201 | 5295201 | 0 | 0 | 0 | 0 | 0 | 0 | 0 | 0 | 0 | 0 | 0 | 0 | 0 | 0 | 0 | 0 | 0 | 0 | 0 | 0 | 12
NO |  | 77 | 2012 | 0 | 22 | 22 |  | New Jersey Steel Co | Tower 20 | 230 | 230 | Steel Tower | 0.07 | 0 | 1 | 1590 ACSR | 0 | 2405 | 2405 | 0 | 0 | 0 | 0 | 0 | 0 | 0 | 0 | 0 | 0 | 0 | 0 | 0 | 0 | 0 | 0 | 0 | 0 | 0 | 0 | 12
NO |  | 77 | 2012 | 0 | 23 | 23 |  | Oyster Creek | Sands Point | 230 | 230 | None | 0.07 | 0 | 1 | 795 ACSR | 0 | 30998 | 30998 | 0 | 0 | 0 | 0 | 0 | 0 | 0 | 0 | 0 | 0 | 0 | 0 | 0 | 0 | 0 | 0 | 0 | 0 | 0 | 0 | 12
NO |  | 77 | 2012 | 0 | 24 | 24 |  | Parlin Cogen Loop |  | 230 | 230 | Steel Pole | 0.07 | 0 | 1 | 1590 ACSR | 0 | 665 | 665 | 0 | 0 | 0 | 0 | 0 | 0 | 0 | 0 | 0 | 0 | 0 | 0 | 0 | 0 | 0 | 0 | 0 | 0 | 0 | 0 | 12
NO |  | 77 | 2012 | 0 | 25 | 25 |  | Portland | Whippany | 230 | 230 | Steel Tower | 41.11 | 0 | 2 | 1590 ACSR | 2322701 | 18683577 | 21006278 | 0 | 0 | 0 | 0 | 0 | 0 | 0 | 0 | 0 | 0 | 0 | 0 | 0 | 0 | 0 | 0 | 0 | 0 | 0 | 0 | 12
NO |  | 77 | 2012 | 0 | 26 | 26 |  | Portland | Kittatinny | 230 | 230 | Steel Tower | 6.41 | 0 | 2 | 1590 ACSR | 194358 | 2229685 | 2424043 | 0 | 0 | 0 | 0 | 0 | 0 | 0 | 0 | 0 | 0 | 0 | 0 | 0 | 0 | 0 | 0 | 0 | 0 | 0 | 0 | 12
NO |  | 77 | 2012 | 0 | 27 | 27 |  | Raritan River | Traynor | 230 | 230 | Steel Tower | 23.68 | 0 | 2 | 1590 ACSR | 930518 | 4173112 | 5103630 | 0 | 0 | 0 | 0 | 0 | 0 | 0 | 0 | 0 | 0 | 0 | 0 | 0 | 0 | 0 | 0 | 0 | 0 | 0 | 0 | 12
NO |  | 77 | 2012 | 0 | 28 | 28 |  | Raritan River | Atlantic | 230 | 230 | Steel Tower | 21.7 | 0 | 2 | 1590 ACSR | 1094813 | 4107662 | 5202475 | 0 | 0 | 0 | 0 | 0 | 0 | 0 | 0 | 0 | 0 | 0 | 0 | 0 | 0 | 0 | 0 | 0 | 0 | 0 | 0 | 12
NO |  | 77 | 2012 | 0 | 29 | 29 |  | Raritan River | Gas Turbines | 230 | 230 | Wood H Frame | 0.23 | 0 | 1 | 1590 ACSR | 0 | 62352 | 62352 | 0 | 0 | 0 | 0 | 0 | 0 | 0 | 0 | 0 | 0 | 0 | 0 | 0 | 0 | 0 | 0 | 0 | 0 | 0 | 0 | 12
NO |  | 77 | 2012 | 0 | 30 | 30 |  | Smithburg | Larrabee | 230 | 230 | Steel Tower | 19.28 | 0 | 1 | 1590 ACSR | 0 | 4328685 | 4328685 | 0 | 0 | 0 | 0 | 0 | 0 | 0 | 0 | 0 | 0 | 0 | 0 | 0 | 0 | 0 | 0 | 0 | 0 | 0 | 0 | 12
NO |  | 77 | 2012 | 0 | 31 | 31 |  | South River Cogen Loop |  | 230 | 230 | Steel Poles | 0.6 | 0 | 2 | 1590 ACSR | 0 | 339 | 339 | 0 | 0 | 0 | 0 | 0 | 0 | 0 | 0 | 0 | 0 | 0 | 0 | 0 | 0 | 0 | 0 | 0 | 0 | 0 | 0 | 12
NO |  | 77 | 2012 | 0 | 32 | 32 |  | Tower Number 12 | Raritan River | 230 | 230 | Steel Tower | 2.96 | 0 | 1 | 1590 ACSR | 98774 | 895145 | 993919 | 0 | 0 | 0 | 0 | 0 | 0 | 0 | 0 | 0 | 0 | 0 | 0 | 0 | 0 | 0 | 0 | 0 | 0 | 0 | 0 | 12
NO |  | 77 | 2012 | 0 | 33 | 33 |  | Tower Number 19 | Morristown | 230 | 230 | Steel Pole | 3.46 | 0 | 2 | 1590 ACSR | 139258 | 4730667 | 4869925 | 0 | 0 | 0 | 0 | 0 | 0 | 0 | 0 | 0 | 0 | 0 | 0 | 0 | 0 | 0 | 0 | 0 | 0 | 0 | 0 | 12
NO |  | 77 | 2012 | 0 | 34 | 34 |  | Unn Valley | Monroe | 230 | 230 |  | 7.5 | 0 | 0 |  | 471963 | 0 | 471963 | 0 | 0 | 0 | 0 | 0 | 0 | 0 | 0 | 0 | 0 | 0 | 0 | 0 | 0 | 0 | 0 | 0 | 0 | 0 | 0 | 12
NO |  | 77 | 2012 | 0 | 35 | 35 |  | Van Hiseville | Whitings | 230 | 230 | Steel Pole | 17.96 | 0 | 1 | 1590 ACSR | 978227 | 16815821 | 17794048 | 0 | 0 | 0 | 0 | 0 | 0 | 0 | 0 | 0 | 0 | 0 | 0 | 0 | 0 | 0 | 0 | 0 | 0 | 0 | 0 | 12
NO |  | 77 | 2012 | 1 | 1 | 1 |  | Werner Station | Tower Number 12 | 230 | 230 | Steel Tower | 1.18 | 0 | 1 | 1590 ACSR | 15818 | 601638 | 617456 | 0 | 0 | 0 | 0 | 0 | 0 | 0 | 0 | 0 | 0 | 0 | 0 | 0 | 0 | 0 | 0 | 0 | 0 | 0 | 0 | 12
NO |  | 77 | 2012 | 1 | 2 | 2 |  | Whippany | Traynor | 230 | 230 | Steel Tower | 9.37 | 0 | 2 | 1590 ACSR | 288280 | 1877261 | 2165541 | 0 | 0 | 0 | 0 | 0 | 0 | 0 | 0 | 0 | 0 | 0 | 0 | 0 | 0 | 0 | 0 | 0 | 0 | 0 | 0 | 12
NO |  | 77 | 2012 | 1 | 3 | 3 |  | Whippany | Roseland | 230 | 230 | Steel Tower | 2.67 | 0 | 1 | 1033.5 ACSR | 117965 | 1227258 | 1345223 | 0 | 0 | 0 | 0 | 0 | 0 | 0 | 0 | 0 | 0 | 0 | 0 | 0 | 0 | 0 | 0 | 0 | 0 | 0 | 0 | 12
NO |  | 77 | 2012 | 1 | 4 | 4 |  | Whippany | West Wharton | 230 | 230 | Steel Tower | 15.94 | 0 | 1 | 1590 ACSR | 266066 | 2869217 | 3135283 | 0 | 0 | 0 | 0 | 0 | 0 | 0 | 0 | 0 | 0 | 0 | 0 | 0 | 0 | 0 | 0 | 0 | 0 | 0 | 0 | 12
NO |  | 77 | 2012 | 1 | 5 | 5 |  | Total 230 KV Lines |  | 0 | 0 |  | 445.75 | 0 | 48 |  | 14030978 | 129426332 | 143457310 | 0 | 0 | 0 | 0 | 0 | 0 | 0 | 0 | 0 | 0 | 0 | 0 | 0 | 0 | 0 | 0 | 0 | 0 | 0 | 0 | 12
SI/SI | A | 77 | 2012 | 1 | 7 | 7 |  | 115 KV Lines |  | 115 | 115 | Various | 137.54 | 54.91 | 0 |  | 1750522 | 11490623 | 13241145 | 0 | 0 | 0 | 619448.9433 | 0 | 0 | 0 | 0 | 0 | 0 | 0 | 0 | 0 | 0 | 0 | 0 | 0 | 0 | 0 | 0 | 12
SI/SI | A | 77 | 2012 | 1 | 9 | 9 |  | 34.5 KV Lines |  | 34.5 | 34.5 | Various | 1485.27 | 18.02 | 0 |  | 15310052 | 312076764 | 327386816 | 0 | 0 | 0 | 15315852.0079 | 0 | 0 | 0 | 0 | 0 | 0 | 0 | 0 | 0 | 0 | 0 | 0 | 0 | 0 | 0 | 0 | 12
NO |  | 77 | 2012 | 1 | 12 | 12 |  | Operation and Maintenance |  | 0 | 0 |  | 0 | 0 | 0 |  | 0 | 0 | 0 | 406761 | 14529950 | 8786290 | 23723001 | 0 | 0 | 0 | 0 | 0 | 0 | 0 | 0 | 0 | 0 | 0 | 0 | 0 | 0 | 0 | 0 | 12
NO |  | 77 | 2012 | 1 | 13 | 13 |  | Expense |  | 0 | 0 |  | 0 | 0 | 0 |  | 0 | 0 | 0 | 0 | 0 | 0 | 0 | 0 | 0 | 0 | 0 | 0 | 0 | 0 | 0 | 0 | 0 | 0 | 0 | 0 | 0 | 0 | 0 | 12
NO |  | 77 | 2012 | 0 | 36 | 36 |  | TOTAL |  | 0 | 0 |  | 2086.47 | 72.93 | 49 |  | 39803583 | 467291795 | 507095378 | 406761 | 14529950 | 8786290 | 23723001 | 0 | 0 | 0 | 0 | 0 | 0 | 0 | 0 | 0 | 0 | 0 | 0 | 0 | 0 | 0 | 0 | 12
NO |  | 96 | 2012 | 0 | 1 | 1 |  | Alburtis | Branchburg | 500 | 500 | Steel Tower | 5.03 | 0 | 1 | 2493 ACAR | 124592 | 716662 | 841254 | 0 | 0 | 0 | 0 | 0 | 0 | 0 | 0 | 0 | 0 | 0 | 0 | 0 | 0 | 0 | 0 | 0 | 0 | 0 | 0 | 12
NO |  | 96 | 2012 | 0 | 2 | 2 |  | Conemaugh | Hunterstown | 500 | 500 | Steel Tower | 1.52 | 0 | 1 | 2493 ACAR | 10620 | 452130 | 462750 | 0 | 0 | 0 | 0 | 0 | 0 | 0 | 0 | 0 | 0 | 0 | 0 | 0 | 0 | 0 | 0 | 0 | 0 | 0 | 0 | 12
NO |  | 96 | 2012 | 0 | 3 | 3 |  | Hunterstown | Conastone | 500 | 500 | Steel Tower | 15.03 | 0 | 1 | 2493 ACAR | 9047 | 691180 | 700227 | 0 | 0 | 0 | 0 | 0 | 0 | 0 | 0 | 0 | 0 | 0 | 0 | 0 | 0 | 0 | 0 | 0 | 0 | 0 | 0 | 12
NO |  | 96 | 2012 | 0 | 4 | 4 |  | Juniata | Three Mile Island | 500 | 500 | Steel Tower | 27.22 | 0 | 1 | 2493 ACAR | 1322357 | 5605751 | 6928108 | 0 | 0 | 0 | 0 | 0 | 0 | 0 | 0 | 0 | 0 | 0 | 0 | 0 | 0 | 0 | 0 | 0 | 0 | 0 | 0 | 12
NO |  | 96 | 2012 | 0 | 5 | 5 |  | Juniata | Alburtis | 500 | 500 | Steel Tower | 61.27 | 0 | 1 | 2493 ACAR | 1552533 | 11668767 | 13221300 | 0 | 0 | 0 | 0 | 0 | 0 | 0 | 0 | 0 | 0 | 0 | 0 | 0 | 0 | 0 | 0 | 0 | 0 | 0 | 0 | 12
NO |  | 96 | 2012 | 0 | 6 | 6 |  | Three Mile Island | Hosensack | 500 | 500 | Steel Tower | 74.64 | 0 | 1 | 2493 ACAR | 5881565 | 18345045 | 24226610 | 0 | 0 | 0 | 0 | 0 | 0 | 0 | 0 | 0 | 0 | 0 | 0 | 0 | 0 | 0 | 0 | 0 | 0 | 0 | 0 | 12
NO |  | 96 | 2012 | 0 | 7 | 7 |  | Three Mile Island | Peach Bottom | 500 | 500 | Steel Tower | 18.35 | 0 | 1 | 2493 ACAR | 653392 | 2358350 | 3011742 | 0 | 0 | 0 | 0 | 0 | 0 | 0 | 0 | 0 | 0 | 0 | 0 | 0 | 0 | 0 | 0 | 0 | 0 | 0 | 0 | 12
NO |  | 96 | 2012 | 0 | 8 | 8 |  | Total 500 KV Lines |  | 0 | 0 |  | 203.06 | 0 | 7 |  | 9554106 | 39837885 | 49391991 | 0 | 0 | 0 | 0 | 0 | 0 | 0 | 0 | 0 | 0 | 0 | 0 | 0 | 0 | 0 | 0 | 0 | 0 | 0 | 0 | 12
NO |  | 96 | 2012 | 0 | 10 | 10 |  | Alburtis | Hosensack | 230 | 230 | Steel Tower | 0.15 | 6.47 | 1 | 1590 ACSR | 0 | 227316 | 227316 | 0 | 0 | 0 | 0 | 0 | 0 | 0 | 0 | 0 | 0 | 0 | 0 | 0 | 0 | 0 | 0 | 0 | 0 | 0 | 0 | 12
NO |  | 96 | 2012 | 0 | 11 | 11 |  | Dauphin | Hummelstown | 230 | 230 | Steel Tower | 13.72 | 1.17 | 1 | 1033.5 ACSR | 123089 | 290068 | 413157 | 0 | 0 | 0 | 0 | 0 | 0 | 0 | 0 | 0 | 0 | 0 | 0 | 0 | 0 | 0 | 0 | 0 | 0 | 0 | 0 | 12
NO |  | 96 | 2012 | 0 | 12 | 12 |  | Hosensack | North Temple | 230 | 230 | Steel Tower | 23.13 | 0 | 1 | 1108.6 ACAR | 403447 | 2185286 | 2588733 | 0 | 0 | 0 | 0 | 0 | 0 | 0 | 0 | 0 | 0 | 0 | 0 | 0 | 0 | 0 | 0 | 0 | 0 | 0 | 0 | 12
NO |  | 96 | 2012 | 0 | 13 | 13 |  | Hosensack | PA-NJ State Line | 230 | 230 | Steel Tower | 20.6 | 0 | 1 | 1590 ACSR | 141832 | 2471745 | 2613577 | 0 | 0 | 0 | 0 | 0 | 0 | 0 | 0 | 0 | 0 | 0 | 0 | 0 | 0 | 0 | 0 | 0 | 0 | 0 | 0 | 12
NO |  | 96 | 2012 | 0 | 14 | 14 |  | Ironwood | South Lebanon | 230 | 230 | Steel Tower | 2.79 | 0 | 1 | 1590 ACSR | 0 | 429072 | 429072 | 0 | 0 | 0 | 0 | 0 | 0 | 0 | 0 | 0 | 0 | 0 | 0 | 0 | 0 | 0 | 0 | 0 | 0 | 0 | 0 | 12
NO |  | 96 | 2012 | 0 | 15 | 15 |  | Jackson | Yorkana | 230 | 230 | Wood H Frame | 18.75 | 0 | 1 | 1590 ACSR | 1714961 | 1527158 | 3242119 | 0 | 0 | 0 | 0 | 0 | 0 | 0 | 0 | 0 | 0 | 0 | 0 | 0 | 0 | 0 | 0 | 0 | 0 | 0 | 0 | 12
NO |  | 96 | 2012 | 0 | 16 | 16 |  | Jackson | Hunterstown | 230 | 230 | Wood H Frame | 18.44 | 0 | 1 | 1590 ACSR | 5105 | 3799838 | 3804943 | 0 | 0 | 0 | 0 | 0 | 0 | 0 | 0 | 0 | 0 | 0 | 0 | 0 | 0 | 0 | 0 | 0 | 0 | 0 | 0 | 12
NO |  | 96 | 2012 | 0 | 17 | 17 |  | Juniata | Dauphin | 230 | 230 | Steel Tower | 11.23 | 0 | 1 | 1033.5 ACSR | 164812 | 1874216 | 2039028 | 0 | 0 | 0 | 0 | 0 | 0 | 0 | 0 | 0 | 0 | 0 | 0 | 0 | 0 | 0 | 0 | 0 | 0 | 0 | 0 | 12
NO |  | 96 | 2012 | 0 | 18 | 18 |  | Middletown Junction | Hummelstown | 230 | 230 | Steel Tower | 6.79 | 0 | 1 | 1033.5 ACSR | 75411 | 826422 | 901833 | 0 | 0 | 0 | 0 | 0 | 0 | 0 | 0 | 0 | 0 | 0 | 0 | 0 | 0 | 0 | 0 | 0 | 0 | 0 | 0 | 12
NO |  | 96 | 2012 | 0 | 19 | 19 |  | Middletown Junction | North Lebanon | 230 | 230 | Steel Tower | 24.51 | 0 | 1 | 1590 ACSR | 815220 | 3124071 | 3939291 | 0 | 0 | 0 | 0 | 0 | 0 | 0 | 0 | 0 | 0 | 0 | 0 | 0 | 0 | 0 | 0 | 0 | 0 | 0 | 0 | 12
NO |  | 96 | 2012 | 0 | 20 | 20 |  | Middletown Junction | South Lebanon | 230 | 230 | Steel Tower | 24.47 | 0 | 1 | 1033.5 ACSR | 368944 | 2728079 | 3097023 | 0 | 0 | 0 | 0 | 0 | 0 | 0 | 0 | 0 | 0 | 0 | 0 | 0 | 0 | 0 | 0 | 0 | 0 | 0 | 0 | 12
NO |  | 96 | 2012 | 0 | 21 | 21 |  | North Hershey | Alburtis | 230 | 230 | Steel Tower | 5.8 | 62.77 | 1 | 1590 ACSR | 438735 | 3440459 | 3879194 | 0 | 0 | 0 | 0 | 0 | 0 | 0 | 0 | 0 | 0 | 0 | 0 | 0 | 0 | 0 | 0 | 0 | 0 | 0 | 0 | 12
NO |  | 96 | 2012 | 0 | 22 | 22 |  | North Hershey | Hummelstown | 230 | 230 | Steel Tower | 0 | 6.44 | 1 | 1590 ACSR | 0 | 158067 | 158067 | 0 | 0 | 0 | 0 | 0 | 0 | 0 | 0 | 0 | 0 | 0 | 0 | 0 | 0 | 0 | 0 | 0 | 0 | 0 | 0 | 12
NO |  | 96 | 2012 | 0 | 23 | 23 |  | North Temple | Ironwood | 230 | 230 | Steel Tower | 34.37 | 0 | 1 | 1590 ACSR | 953463 | 3676188 | 4629651 | 0 | 0 | 0 | 0 | 0 | 0 | 0 | 0 | 0 | 0 | 0 | 0 | 0 | 0 | 0 | 0 | 0 | 0 | 0 | 0 | 12
NO |  | 96 | 2012 | 0 | 24 | 24 |  | Portland | NJ State Line - Whippany | 230 | 230 | Steel Tower | 0.31 | 0 | 1 | 1590 ACSR | 0 | 60902 | 60902 | 0 | 0 | 0 | 0 | 0 | 0 | 0 | 0 | 0 | 0 | 0 | 0 | 0 | 0 | 0 | 0 | 0 | 0 | 0 | 0 | 12
NO |  | 96 | 2012 | 0 | 25 | 25 |  | Portland | Martins Creek | 230 | 230 | Steel Tower | 4.44 | 0 | 1 | 2493 ACAR | 60375 | 1183216 | 1243591 | 0 | 0 | 0 | 0 | 0 | 0 | 0 | 0 | 0 | 0 | 0 | 0 | 0 | 0 | 0 | 0 | 0 | 0 | 0 | 0 | 12
NO |  | 96 | 2012 | 0 | 26 | 26 |  | Portland | NJ State Line - Kittatinny | 230 | 230 | Steel Tower | 0 | 0.31 | 1 | 1590 ACSR | 0 | 113079 | 113079 | 0 | 0 | 0 | 0 | 0 | 0 | 0 | 0 | 0 | 0 | 0 | 0 | 0 | 0 | 0 | 0 | 0 | 0 | 0 | 0 | 12
NO |  | 96 | 2012 | 0 | 27 | 27 |  | PPL 230 KV Line | Northwood | 230 | 230 | Steel Tower | 0.77 | 0.41 | 1 | 1033.5 ACSR | 16983 | 385420 | 402403 | 0 | 0 | 0 | 0 | 0 | 0 | 0 | 0 | 0 | 0 | 0 | 0 | 0 | 0 | 0 | 0 | 0 | 0 | 0 | 0 | 12
NO |  | 96 | 2012 | 0 | 28 | 28 |  | South Lebanon | South Reading | 230 | 230 | Steel Tower | 28.78 | 5.68 | 1 | 1033.5 ACSR | 0 | 1587446 | 1587446 | 0 | 0 | 0 | 0 | 0 | 0 | 0 | 0 | 0 | 0 | 0 | 0 | 0 | 0 | 0 | 0 | 0 | 0 | 0 | 0 | 12
NO |  | 96 | 2012 | 0 | 29 | 29 |  | South Ridge | Hosensack | 230 | 230 | Steel Tower | 27.42 | 0 | 1 | 795 ACSR | 305309 | 1987862 | 2293171 | 0 | 0 | 0 | 0 | 0 | 0 | 0 | 0 | 0 | 0 | 0 | 0 | 0 | 0 | 0 | 0 | 0 | 0 | 0 | 0 | 12
NO |  | 96 | 2012 | 0 | 30 | 30 |  | Three Mile Island | Jackson | 230 | 230 | Wood H Frame | 18.05 | 0 | 1 | 1033.5 ACSR | 423401 | 2345413 | 2768814 | 0 | 0 | 0 | 0 | 0 | 0 | 0 | 0 | 0 | 0 | 0 | 0 | 0 | 0 | 0 | 0 | 0 | 0 | 0 | 0 | 12
NO |  | 96 | 2012 | 0 | 31 | 31 |  | Three Mile Island | Middletown Junction | 230 | 230 | Steel Tower | 2.97 | 0 | 1 | 1033.5 ACSR | 26796 | 1192908 | 1219704 | 0 | 0 | 0 | 0 | 0 | 0 | 0 | 0 | 0 | 0 | 0 | 0 | 0 | 0 | 0 | 0 | 0 | 0 | 0 | 0 | 12
NO |  | 96 | 2012 | 0 | 32 | 32 |  | Yorkana | Brunner Island | 230 | 230 | Wood H Frame | 12.59 | 0 | 1 | 1590 ACSR | 394624 | 827754 | 1222378 | 0 | 0 | 0 | 0 | 0 | 0 | 0 | 0 | 0 | 0 | 0 | 0 | 0 | 0 | 0 | 0 | 0 | 0 | 0 | 0 | 12
NO |  | 96 | 2012 | 0 | 33 | 33 |  | Total 230 KV Lines |  | 0 | 0 |  | 300.08 | 83.25 | 23 |  | 6432507 | 36441985 | 42874492 | 0 | 0 | 0 | 0 | 0 | 0 | 0 | 0 | 0 | 0 | 0 | 0 | 0 | 0 | 0 | 0 | 0 | 0 | 0 | 0 | 12
NO |  | 96 | 2012 | 0 | 35 | 35 |  | Germantown, PA | MD State Line | 138 | 138 | Wood H Frame | 2.73 | 0 | 1 | 556.5 ACSR | 18195 | 84701 | 102896 | 0 | 0 | 0 | 0 | 0 | 0 | 0 | 0 | 0 | 0 | 0 | 0 | 0 | 0 | 0 | 0 | 0 | 0 | 0 | 0 | 12
NO |  | 96 | 2012 | 1 | 1 | 1 |  | Total 138 KV Lines |  | 0 | 0 |  | 2.73 | 0 | 1 |  | 18195 | 84701 | 102896 | 0 | 0 | 0 | 0 | 0 | 0 | 0 | 0 | 0 | 0 | 0 | 0 | 0 | 0 | 0 | 0 | 0 | 0 | 0 | 0 | 12
SI/SI | A | 96 | 2012 | 1 | 3 | 3 |  | 115 KV Lines |  | 115 | 115 |  | 326.53 | 36.55 | 0 |  | 5381499 | 35849282 | 41230781 | 0 | 0 | 0 | 1416447.0106 | 0 | 0 | 0 | 0 | 0 | 0 | 0 | 0 | 0 | 0 | 0 | 0 | 0 | 0 | 0 | 0 | 12
SI/SI | A | 96 | 2012 | 1 | 4 | 4 |  | 69 KV Lines |  | 69 | 69 |  | 389.85 | 44.21 | 0 |  | 5738289 | 46307685 | 52045974 | 0 | 0 | 0 | 1787993.3995 | 0 | 0 | 0 | 0 | 0 | 0 | 0 | 0 | 0 | 0 | 0 | 0 | 0 | 0 | 0 | 0 | 12
SI/SI | A | 96 | 2012 | 1 | 5 | 5 |  | 34.5 KV Lines |  | 34.5 | 34.5 |  | 29.19 | 6.22 | 0 |  | 1680550 | 7045778 | 8726328 | 0 | 0 | 0 | 299785.2796 | 0 | 0 | 0 | 0 | 0 | 0 | 0 | 0 | 0 | 0 | 0 | 0 | 0 | 0 | 0 | 0 | 12
NO |  | 96 | 2012 | 1 | 7 | 7 |  | Operation and Maintenance |  | 0 | 0 |  | 0 | 0 | 0 |  | 0 | 0 | 0 | 17263 | 6389986 | 270245 | 6677494 | 0 | 0 | 0 | 0 | 0 | 0 | 0 | 0 | 0 | 0 | 0 | 0 | 0 | 0 | 0 | 0 | 12
NO |  | 96 | 2012 | 1 | 8 | 8 |  | Expense |  | 0 | 0 |  | 0 | 0 | 0 |  | 0 | 0 | 0 | 0 | 0 | 0 | 0 | 0 | 0 | 0 | 0 | 0 | 0 | 0 | 0 | 0 | 0 | 0 | 0 | 0 | 0 | 0 | 0 | 12
NO |  | 96 | 2012 | 0 | 36 | 36 |  | TOTAL |  | 0 | 0 |  | 1251.44 | 170.23 | 31 |  | 28805146 | 165567316 | 194372462 | 17263 | 6389986 | 270245 | 6677494 | 0 | 0 | 0 | 0 | 0 | 0 | 0 | 0 | 0 | 0 | 0 | 0 | 0 | 0 | 0 | 0 | 12
NO |  | 101 | 2012 | 0 | 1 | 1 |  | AIRCO | ARROYO | 138 | 138 | 2,3 | 2.16 | 0 | 1 | 1 | 0 | 0 | 0 | 0 | 0 | 0 | 0 | 0 | 0 | 0 | 0 | 0 | 0 | 0 | 0 | 621010167 | 0 | 0 | 0 | 0 | 0 | 0 | 0 | 12
NO |  | 101 | 2012 | 0 | 2 | 2 |  | ALBRIGHT | GARRETT | 138 | 138 | 2 | 10.04 | 0 | 1 | 1 | 0 | 0 | 0 | 0 | 0 | 0 | 0 | 0 | 0 | 0 | 0 | 0 | 0 | 0 | 0 | 0 | 0 | 0 | 0 | 0 | 0 | 0 | 0 | 12
NO |  | 101 | 2012 | 0 | 3 | 3 |  | ALBRIGHT | CHEAT LAKE | 138 | 138 | 1,2,3 | 18.81 | 1.64 | 1 | 1 | 0 | 0 | 0 | 0 | 0 | 0 | 0 | 0 | 0 | 0 | 0 | 0 | 0 | 0 | 0 | 0 | 0 | 0 | 0 | 0 | 0 | 0 | 0 | 12
NO |  | 101 | 2012 | 0 | 4 | 4 |  | ALBRIGHT | NECESSITY | 138 | 138 | 2,3 | 16.89 | 0.17 | 1 | 1 | 0 | 0 | 0 | 0 | 0 | 0 | 0 | 0 | 0 | 0 | 0 | 0 | 0 | 0 | 0 | 0 | 0 | 0 | 0 | 0 | 0 | 0 | 0 | 12
NO |  | 101 | 2012 | 0 | 5 | 5 |  | ALBRIGHT | PARR RUN | 138 | 138 | 2 | 10.08 | 0 | 1 | 1,2 | 0 | 0 | 0 | 0 | 0 | 0 | 0 | 0 | 0 | 0 | 0 | 0 | 0 | 0 | 0 | 0 | 0 | 0 | 0 | 0 | 0 | 0 | 0 | 12
NO |  | 101 | 2012 | 0 | 6 | 6 |  | ALBRIGHT | PRUNTYTOWN 2 | 138 | 138 | 2,3 | 29.16 | 0.48 | 1 | 3 | 0 | 0 | 0 | 0 | 0 | 0 | 0 | 0 | 0 | 0 | 0 | 0 | 0 | 0 | 0 | 0 | 0 | 0 | 0 | 0 | 0 | 0 | 0 | 12
NO |  | 101 | 2012 | 0 | 7 | 7 |  | ALBRIGHT | PRUNTYTOWN | 138 | 138 | 1,2,3 | 25.4 | 0.09 | 1 | 1,3 | 0 | 0 | 0 | 0 | 0 | 0 | 0 | 0 | 0 | 0 | 0 | 0 | 0 | 0 | 0 | 0 | 0 | 0 | 0 | 0 | 0 | 0 | 0 | 12
NO |  | 101 | 2012 | 0 | 8 | 8 |  | ALBRIGHT | WILLIAM | 138 | 138 | 1,2,3 | 24.25 | 1.05 | 1 | 1 | 0 | 0 | 0 | 0 | 0 | 0 | 0 | 0 | 0 | 0 | 0 | 0 | 0 | 0 | 0 | 0 | 0 | 0 | 0 | 0 | 0 | 0 | 0 | 12
NO |  | 101 | 2012 | 0 | 9 | 9 |  | ARROYO | QUAKER STATE | 138 | 138 | 2 | 2.54 | 0 | 1 | 1 | 0 | 0 | 0 | 0 | 0 | 0 | 0 | 0 | 0 | 0 | 0 | 0 | 0 | 0 | 0 | 0 | 0 | 0 | 0 | 0 | 0 | 0 | 0 | 12
NO |  | 101 | 2012 | 0 | 10 | 10 |  | ARROYO JCT | ARROYO | 138 | 138 | 3 | 0.03 | 0 | 1 | 1 | 0 | 0 | 0 | 0 | 0 | 0 | 0 | 0 | 0 | 0 | 0 | 0 | 0 | 0 | 0 | 0 | 0 | 0 | 0 | 0 | 0 | 0 | 0 | 12
NO |  | 101 | 2012 | 0 | 11 | 11 |  | ARROYO JCT-S. CHESTER | EAST LIVERPOOL | 138 | 138 | 2 | 7.71 | 0 | 1 | 1 | 0 | 0 | 0 | 0 | 0 | 0 | 0 | 0 | 0 | 0 | 0 | 0 | 0 | 0 | 0 | 0 | 0 | 0 | 0 | 0 | 0 | 0 | 0 | 12
NO |  | 101 | 2012 | 0 | 12 | 12 |  | ARROYO JCT | WYLIE RIDGE | 138 | 138 | 2,3 | 9.72 | 0.36 | 1 | 1,3 | 0 | 0 | 0 | 0 | 0 | 0 | 0 | 0 | 0 | 0 | 0 | 0 | 0 | 0 | 0 | 0 | 0 | 0 | 0 | 0 | 0 | 0 | 0 | 12
NO |  | 101 | 2012 | 0 | 13 | 13 |  | BACK FORK | CRUPPERNECK | 138 | 138 | 1,2 | 22.01 | 0 | 1 | 1 | 0 | 0 | 0 | 0 | 0 | 0 | 0 | 0 | 0 | 0 | 0 | 0 | 0 | 0 | 0 | 0 | 0 | 0 | 0 | 0 | 0 | 0 | 0 | 12
NO |  | 101 | 2012 | 0 | 14 | 14 |  | BARNETTS RUN-BRIDGEPORT HIL | GLEN FALLS | 138 | 138 | 2,3 | 6.71 | 1.1 | 1 | 1,3 | 0 | 0 | 0 | 0 | 0 | 0 | 0 | 0 | 0 | 0 | 0 | 0 | 0 | 0 | 0 | 0 | 0 | 0 | 0 | 0 | 0 | 0 | 0 | 12
NO |  | 101 | 2012 | 0 | 15 | 15 |  | BARNETTS RUN | SHINNS RUN | 138 | 138 | 2 | 2.03 | 0 | 1 | 1,3 | 0 | 0 | 0 | 0 | 0 | 0 | 0 | 0 | 0 | 0 | 0 | 0 | 0 | 0 | 0 | 0 | 0 | 0 | 0 | 0 | 0 | 0 | 0 | 12
NO |  | 101 | 2012 | 0 | 16 | 16 |  | BELMONT | EDGELAWN | 138 | 138 | 1,2,3 | 15.14 | 0.64 | 1 | 3 | 0 | 0 | 0 | 0 | 0 | 0 | 0 | 0 | 0 | 0 | 0 | 0 | 0 | 0 | 0 | 0 | 0 | 0 | 0 | 0 | 0 | 0 | 0 | 12
NO |  | 101 | 2012 | 0 | 17 | 17 |  | BELMONT | OAK GROVE 1 | 138 | 138 | 1,3 | 1.55 | 1.55 | 1 | 3 | 0 | 0 | 0 | 0 | 0 | 0 | 0 | 0 | 0 | 0 | 0 | 0 | 0 | 0 | 0 | 0 | 0 | 0 | 0 | 0 | 0 | 0 | 0 | 12
NO |  | 101 | 2012 | 0 | 18 | 18 |  | BELMONT | OAK GROVE 2 | 138 | 138 | 1,2,3 | 1.74 | 1.55 | 1 | 2,3 | 0 | 0 | 0 | 0 | 0 | 0 | 0 | 0 | 0 | 0 | 0 | 0 | 0 | 0 | 0 | 0 | 0 | 0 | 0 | 0 | 0 | 0 | 0 | 12
NO |  | 101 | 2012 | 0 | 19 | 19 |  | BELMONT | TRISSLER 2 | 138 | 138 | 1,3 | 6.76 | 6.34 | 1 | 3 | 0 | 0 | 0 | 0 | 0 | 0 | 0 | 0 | 0 | 0 | 0 | 0 | 0 | 0 | 0 | 0 | 0 | 0 | 0 | 0 | 0 | 0 | 0 | 12
NO |  | 101 | 2012 | 0 | 20 | 20 |  | BELMONT | TRISSLER | 138 | 138 | 2,3 | 9.44 | 2.46 | 1 | 1,3 | 0 | 0 | 0 | 0 | 0 | 0 | 0 | 0 | 0 | 0 | 0 | 0 | 0 | 0 | 0 | 0 | 0 | 0 | 0 | 0 | 0 | 0 | 0 | 12
NO |  | 101 | 2012 | 0 | 21 | 21 |  | BRANDONVILLE JCT | ALBRIGHT | 138 | 138 | 2,3 | 13.87 | 0.17 | 1 | 1 | 0 | 0 | 0 | 0 | 0 | 0 | 0 | 0 | 0 | 0 | 0 | 0 | 0 | 0 | 0 | 0 | 0 | 0 | 0 | 0 | 0 | 0 | 0 | 12
NO |  | 101 | 2012 | 0 | 22 | 22 |  | BRANDONVILLE JCT | HAZELTON | 138 | 138 | 3 | 2.76 | 0 | 1 | 3 | 0 | 0 | 0 | 0 | 0 | 0 | 0 | 0 | 0 | 0 | 0 | 0 | 0 | 0 | 0 | 0 | 0 | 0 | 0 | 0 | 0 | 0 | 0 | 12
NO |  | 101 | 2012 | 0 | 23 | 23 |  | BRANDONVILLE JCT | LAKE LYNN | 138 | 138 | 3 | 12.52 | 2.48 | 1 | 3 | 0 | 0 | 0 | 0 | 0 | 0 | 0 | 0 | 0 | 0 | 0 | 0 | 0 | 0 | 0 | 0 | 0 | 0 | 0 | 0 | 0 | 0 | 0 | 12
NO |  | 101 | 2012 | 0 | 24 | 24 |  | BROOKHAVEN | PIERPOINT | 138 | 138 | 2,3 | 3.31 | 0 | 1 |  | 0 | 0 | 0 | 0 | 0 | 0 | 0 | 0 | 0 | 0 | 0 | 0 | 0 | 0 | 0 | 0 | 0 | 0 | 0 | 0 | 0 | 0 | 0 | 12
NO |  | 101 | 2012 | 0 | 25 | 25 |  | BROOKHAVEN | PRICE HILL | 138 | 138 | 2,3 | 5.13 | 0 | 1 |  | 0 | 0 | 0 | 0 | 0 | 0 | 0 | 0 | 0 | 0 | 0 | 0 | 0 | 0 | 0 | 0 | 0 | 0 | 0 | 0 | 0 | 0 | 0 | 12
NO |  | 101 | 2012 | 0 | 26 | 26 |  | BUCKHANNON | FRENCH CREEK | 138 | 138 | 2 | 6.67 | 0 | 1 | 3 | 0 | 0 | 0 | 0 | 0 | 0 | 0 | 0 | 0 | 0 | 0 | 0 | 0 | 0 | 0 | 0 | 0 | 0 | 0 | 0 | 0 | 0 | 0 | 12
NO |  | 101 | 2012 | 0 | 27 | 27 |  | BUCKHANNON | LOUGHS LANE | 138 | 138 | 1,2 | 22.01 | 0.61 | 1 | 2,3 | 0 | 0 | 0 | 0 | 0 | 0 | 0 | 0 | 0 | 0 | 0 | 0 | 0 | 0 | 0 | 0 | 0 | 0 | 0 | 0 | 0 | 0 | 0 | 12
NO |  | 101 | 2012 | 0 | 28 | 28 |  | BUFFALO JCT | WEIRTON-CECIL-WINDSOR | 138 | 138 | 2,3 | 23.71 | 0.42 | 1 | 1,3 | 0 | 0 | 0 | 0 | 0 | 0 | 0 | 0 | 0 | 0 | 0 | 0 | 0 | 0 | 0 | 0 | 0 | 0 | 0 | 0 | 0 | 0 | 0 | 12
NO |  | 101 | 2012 | 0 | 29 | 29 |  | CHEAT LAKE | LAKE LYNN | 138 | 138 | 1,3 | 3.81 | 0 | 1 |  | 0 | 0 | 0 | 0 | 0 | 0 | 0 | 0 | 0 | 0 | 0 | 0 | 0 | 0 | 0 | 0 | 0 | 0 | 0 | 0 | 0 | 0 | 0 | 12
NO |  | 101 | 2012 | 0 | 30 | 30 |  | COLLINS FERRY | LAKE LYNN | 138 | 138 | 1,2,3 | 7.43 | 0 | 1 | 1 | 0 | 0 | 0 | 0 | 0 | 0 | 0 | 0 | 0 | 0 | 0 | 0 | 0 | 0 | 0 | 0 | 0 | 0 | 0 | 0 | 0 | 0 | 0 | 12
NO |  | 101 | 2012 | 0 | 31 | 31 |  | COLLINS FERRY | OSAGE | 138 | 138 | 2 | 3.08 | 0 | 1 | 1 | 0 | 0 | 0 | 0 | 0 | 0 | 0 | 0 | 0 | 0 | 0 | 0 | 0 | 0 | 0 | 0 | 0 | 0 | 0 | 0 | 0 | 0 | 0 | 12
NO |  | 101 | 2012 | 0 | 32 | 32 |  | CRUPPERNECK | GRASSY FALLS | 138 | 138 | 2 | 7.97 | 0 | 1 | 2,3 | 0 | 0 | 0 | 0 | 0 | 0 | 0 | 0 | 0 | 0 | 0 | 0 | 0 | 0 | 0 | 0 | 0 | 0 | 0 | 0 | 0 | 0 | 0 | 12
NO |  | 101 | 2012 | 0 | 33 | 33 |  | DUPONT | WASHINGTON-MP | 138 | 138 | 2,3 | 1.58 | 0 | 1 | 3,4 | 0 | 0 | 0 | 0 | 0 | 0 | 0 | 0 | 0 | 0 | 0 | 0 | 0 | 0 | 0 | 0 | 0 | 0 | 0 | 0 | 0 | 0 | 0 | 12
NO |  | 101 | 2012 | 0 | 34 | 34 |  | EDGELAWN | DUPONT | 138 | 138 | 2,3 | 7.96 | 0.87 | 1 | 3 | 0 | 0 | 0 | 0 | 0 | 0 | 0 | 0 | 0 | 0 | 0 | 0 | 0 | 0 | 0 | 0 | 0 | 0 | 0 | 0 | 0 | 0 | 0 | 12
NO |  | 101 | 2012 | 0 | 35 | 35 |  | EDGELAWN | GOFF RUN | 138 | 138 | 2,3 | 34.74 | 0.87 | 1 | 1 | 0 | 0 | 0 | 0 | 0 | 0 | 0 | 0 | 0 | 0 | 0 | 0 | 0 | 0 | 0 | 0 | 0 | 0 | 0 | 0 | 0 | 0 | 0 | 12
NO |  | 101 | 2012 | 1 | 1 | 1 |  | ELDORA | EVERSON | 138 | 138 |  | 3.62 | 0 | 1 |  | 0 | 0 | 0 | 0 | 0 | 0 | 0 | 0 | 0 | 0 | 0 | 0 | 0 | 0 | 0 | 0 | 0 | 0 | 0 | 0 | 0 | 0 | 0 | 12
NO |  | 101 | 2012 | 1 | 2 | 2 |  | ENON 304 JCT | GILBOA | 138 | 138 | 2 | 3.15 | 0 | 1 | 3 | 0 | 0 | 0 | 0 | 0 | 0 | 0 | 0 | 0 | 0 | 0 | 0 | 0 | 0 | 0 | 0 | 0 | 0 | 0 | 0 | 0 | 0 | 0 | 12
NO |  | 101 | 2012 | 1 | 3 | 3 |  | ENON 304 JCT | GRASSY FALLS | 138 | 138 | 1,2 | 15.77 | 0 | 1 | 3 | 0 | 0 | 0 | 0 | 0 | 0 | 0 | 0 | 0 | 0 | 0 | 0 | 0 | 0 | 0 | 0 | 0 | 0 | 0 | 0 | 0 | 0 | 0 | 12
NO |  | 101 | 2012 | 1 | 4 | 4 |  | FAIRVIEW | WHITELEY | 138 | 138 | 2 | 9.5 | 0 | 1 | 3,5 | 0 | 0 | 0 | 0 | 0 | 0 | 0 | 0 | 0 | 0 | 0 | 0 | 0 | 0 | 0 | 0 | 0 | 0 | 0 | 0 | 0 | 0 | 0 | 12
NO |  | 101 | 2012 | 1 | 5 | 5 |  | FRENCH CREEK | PICKENS | 138 | 138 | 1,2 | 19.66 | 0 | 1 | 3 | 0 | 0 | 0 | 0 | 0 | 0 | 0 | 0 | 0 | 0 | 0 | 0 | 0 | 0 | 0 | 0 | 0 | 0 | 0 | 0 | 0 | 0 | 0 | 12
NO |  | 101 | 2012 | 1 | 6 | 6 |  | FRENCH CREEK | SUTTON | 138 | 138 | 2 | 34.48 | 0 | 1 | 2,3,4 | 0 | 0 | 0 | 0 | 0 | 0 | 0 | 0 | 0 | 0 | 0 | 0 | 0 | 0 | 0 | 0 | 0 | 0 | 0 | 0 | 0 | 0 | 0 | 12
NO |  | 101 | 2012 | 1 | 7 | 7 |  | GILBOA | KANAWHA RIVER | 138 | 138 | 2 | 16.07 | 0 | 1 | 3 | 0 | 0 | 0 | 0 | 0 | 0 | 0 | 0 | 0 | 0 | 0 | 0 | 0 | 0 | 0 | 0 | 0 | 0 | 0 | 0 | 0 | 0 | 0 | 12
NO |  | 101 | 2012 | 1 | 8 | 8 |  | GLEN FALLS | BUCKHANNON | 138 | 138 | 2,3 | 22.74 | 1.12 | 1 | 2,3,6 | 0 | 0 | 0 | 0 | 0 | 0 | 0 | 0 | 0 | 0 | 0 | 0 | 0 | 0 | 0 | 0 | 0 | 0 | 0 | 0 | 0 | 0 | 0 | 12
NO |  | 101 | 2012 | 1 | 9 | 9 |  | GLEN FALLS | FAIRVIEW | 138 | 138 | 2,3 | 38.25 | 2.15 | 1 | 1,2 | 0 | 0 | 0 | 0 | 0 | 0 | 0 | 0 | 0 | 0 | 0 | 0 | 0 | 0 | 0 | 0 | 0 | 0 | 0 | 0 | 0 | 0 | 0 | 12
NO |  | 101 | 2012 | 1 | 10 | 10 |  | GLEN FALLS | OAK MOUND | 138 | 138 | 1,2,3 | 5.91 | 0 | 1 | 2,3 | 0 | 0 | 0 | 0 | 0 | 0 | 0 | 0 | 0 | 0 | 0 | 0 | 0 | 0 | 0 | 0 | 0 | 0 | 0 | 0 | 0 | 0 | 0 | 12
NO |  | 101 | 2012 | 1 | 11 | 11 |  | GLEN FALLS | LAMBERTON | 138 | 138 | 1,2,3 | 39.9 | 2.15 | 1 | 2,3 | 0 | 0 | 0 | 0 | 0 | 0 | 0 | 0 | 0 | 0 | 0 | 0 | 0 | 0 | 0 | 0 | 0 | 0 | 0 | 0 | 0 | 0 | 0 | 12
NO |  | 101 | 2012 | 1 | 12 | 12 |  | GOFF RUN | GLENVILLE | 138 | 138 | 1,2,3 | 29.79 | 0.04 | 1 | 1 | 0 | 0 | 0 | 0 | 0 | 0 | 0 | 0 | 0 | 0 | 0 | 0 | 0 | 0 | 0 | 0 | 0 | 0 | 0 | 0 | 0 | 0 | 0 | 12
NO |  | 101 | 2012 | 1 | 13 | 13 |  | GORDON | WINDSOR | 138 | 138 | 3 | 4.37 | 4.37 | 1 | 5 | 0 | 0 | 0 | 0 | 0 | 0 | 0 | 0 | 0 | 0 | 0 | 0 | 0 | 0 | 0 | 0 | 0 | 0 | 0 | 0 | 0 | 0 | 0 | 12
NO |  | 101 | 2012 | 1 | 14 | 14 |  | GRASSY FALLS | MCCLUNG | 138 | 138 | 1,2 | 10.28 | 0 | 1 | 3 | 0 | 0 | 0 | 0 | 0 | 0 | 0 | 0 | 0 | 0 | 0 | 0 | 0 | 0 | 0 | 0 | 0 | 0 | 0 | 0 | 0 | 0 | 0 | 12
NO |  | 101 | 2012 | 1 | 15 | 15 |  | HAZELTON | RIDGELEY | 138 | 138 | 3 | 5.1 | 0 | 1 | 3 | 0 | 0 | 0 | 0 | 0 | 0 | 0 | 0 | 0 | 0 | 0 | 0 | 0 | 0 | 0 | 0 | 0 | 0 | 0 | 0 | 0 | 0 | 0 | 12
NO |  | 101 | 2012 | 1 | 16 | 16 |  | LAKE LYNN | PEIRPONT | 138 | 138 | 1,2,3 | 5.83 | 0 | 1 | 2,3 | 0 | 0 | 0 | 0 | 0 | 0 | 0 | 0 | 0 | 0 | 0 | 0 | 0 | 0 | 0 | 0 | 0 | 0 | 0 | 0 | 0 | 0 | 0 | 12
NO |  | 101 | 2012 | 1 | 17 | 17 |  | LAMBERTON | TRISSLER | 138 | 138 | 2,3 | 25.51 | 0 | 1 | 2,3 | 0 | 0 | 0 | 0 | 0 | 0 | 0 | 0 | 0 | 0 | 0 | 0 | 0 | 0 | 0 | 0 | 0 | 0 | 0 | 0 | 0 | 0 | 0 | 12
NO |  | 101 | 2012 | 1 | 18 | 18 |  | LEADSVILLE | LAUGHS LANE | 138 | 138 |  | 6.2 | 0 | 1 |  | 0 | 0 | 0 | 0 | 0 | 0 | 0 | 0 | 0 | 0 | 0 | 0 | 0 | 0 | 0 | 0 | 0 | 0 | 0 | 0 | 0 | 0 | 0 | 12
NO |  | 101 | 2012 | 1 | 19 | 19 |  | LEADSVILLE | PRUNTTOWN | 138 | 138 |  | 30.1 | 0 | 1 |  | 0 | 0 | 0 | 0 | 0 | 0 | 0 | 0 | 0 | 0 | 0 | 0 | 0 | 0 | 0 | 0 | 0 | 0 | 0 | 0 | 0 | 0 | 0 | 12
NO |  | 101 | 2012 | 1 | 20 | 20 |  | LONG REACH | PADEN CITY | 138 | 138 | 2,3 | 12.7 | 0.17 | 1 | 1,2,6 | 0 | 0 | 0 | 0 | 0 | 0 | 0 | 0 | 0 | 0 | 0 | 0 | 0 | 0 | 0 | 0 | 0 | 0 | 0 | 0 | 0 | 0 | 0 | 12
NO |  | 101 | 2012 | 1 | 21 | 21 |  | LONG REACH | PICKENS | 138 | 138 | 2 | 0.05 | 0 | 1 | 1 | 0 | 0 | 0 | 0 | 0 | 0 | 0 | 0 | 0 | 0 | 0 | 0 | 0 | 0 | 0 | 0 | 0 | 0 | 0 | 0 | 0 | 0 | 0 | 12
NO |  | 101 | 2012 | 1 | 22 | 22 |  | LOUGHS LANE | WILLIAM | 138 | 138 | 2,3 | 33.82 | 0 | 1 | 2 | 0 | 0 | 0 | 0 | 0 | 0 | 0 | 0 | 0 | 0 | 0 | 0 | 0 | 0 | 0 | 0 | 0 | 0 | 0 | 0 | 0 | 0 | 0 | 12
NO |  | 101 | 2012 | 1 | 23 | 23 |  | MCALPIN | GLEN FALLS | 138 | 138 | 1,3 | 4.47 | 0 | 1 | 1,3 | 0 | 0 | 0 | 0 | 0 | 0 | 0 | 0 | 0 | 0 | 0 | 0 | 0 | 0 | 0 | 0 | 0 | 0 | 0 | 0 | 0 | 0 | 0 | 12
NO |  | 101 | 2012 | 1 | 24 | 24 |  | OAK GROVE | PARKERSBURG | 138 | 138 | 1,2,3 | 9.73 | 5.67 | 1 | 2,3 | 0 | 0 | 0 | 0 | 0 | 0 | 0 | 0 | 0 | 0 | 0 | 0 | 0 | 0 | 0 | 0 | 0 | 0 | 0 | 0 | 0 | 0 | 0 | 12
NO |  | 101 | 2012 | 1 | 25 | 25 |  | OAK GROVE | WILLIAMS CREEK | 138 | 138 | 1,2 | 7.49 | 0 | 1 |  | 0 | 0 | 0 | 0 | 0 | 0 | 0 | 0 | 0 | 0 | 0 | 0 | 0 | 0 | 0 | 0 | 0 | 0 | 0 | 0 | 0 | 0 | 0 | 12
NO |  | 101 | 2012 | 1 | 26 | 26 |  | OAK MOUND | QUIET DELL | 138 | 138 | 1,2,3 | 3.54 | 0.61 | 1 | 3 | 0 | 0 | 0 | 0 | 0 | 0 | 0 | 0 | 0 | 0 | 0 | 0 | 0 | 0 | 0 | 0 | 0 | 0 | 0 | 0 | 0 | 0 | 0 | 12
NO |  | 101 | 2012 | 1 | 27 | 27 |  | OAK MOUND | WESTON | 138 | 138 | 2,3 | 16.67 | 0.94 | 1 | 3 | 0 | 0 | 0 | 0 | 0 | 0 | 0 | 0 | 0 | 0 | 0 | 0 | 0 | 0 | 0 | 0 | 0 | 0 | 0 | 0 | 0 | 0 | 0 | 12
NO |  | 101 | 2012 | 1 | 28 | 28 |  | PADEN CITY | NATRIUM | 138 | 138 | 2,3 | 15.79 | 1.05 | 1 | 1,2,6 | 0 | 0 | 0 | 0 | 0 | 0 | 0 | 0 | 0 | 0 | 0 | 0 | 0 | 0 | 0 | 0 | 0 | 0 | 0 | 0 | 0 | 0 | 0 | 12
NO |  | 101 | 2012 | 1 | 29 | 29 |  | PARKERSBURG | CORNER | 138 | 138 | 3 | 0.33 | 0 | 1 | 2 | 0 | 0 | 0 | 0 | 0 | 0 | 0 | 0 | 0 | 0 | 0 | 0 | 0 | 0 | 0 | 0 | 0 | 0 | 0 | 0 | 0 | 0 | 0 | 12
NO |  | 101 | 2012 | 1 | 30 | 30 |  | PICKENS | BACK FORK | 138 | 138 | 2 | 16.62 | 0 | 1 | 1 | 0 | 0 | 0 | 0 | 0 | 0 | 0 | 0 | 0 | 0 | 0 | 0 | 0 | 0 | 0 | 0 | 0 | 0 | 0 | 0 | 0 | 0 | 0 | 12
NO |  | 101 | 2012 | 1 | 31 | 31 |  | POWELL MT | CRUPPERNECK | 138 | 138 | 2 | 16.46 | 0 | 1 | 1,3 | 0 | 0 | 0 | 0 | 0 | 0 | 0 | 0 | 0 | 0 | 0 | 0 | 0 | 0 | 0 | 0 | 0 | 0 | 0 | 0 | 0 | 0 | 0 | 12
NO |  | 101 | 2012 | 1 | 32 | 32 |  | POWELL MT | GOFF RUN | 138 | 138 | 1,2 | 40.39 | 0 | 1 | 1 | 0 | 0 | 0 | 0 | 0 | 0 | 0 | 0 | 0 | 0 | 0 | 0 | 0 | 0 | 0 | 0 | 0 | 0 | 0 | 0 | 0 | 0 | 0 | 12
NO |  | 101 | 2012 | 1 | 33 | 33 |  | PRICE HILL | PRUNTYTOWN | 138 | 138 | 2,3 | 23.25 | 0.1 | 1 | 1,3 | 0 | 0 | 0 | 0 | 0 | 0 | 0 | 0 | 0 | 0 | 0 | 0 | 0 | 0 | 0 | 0 | 0 | 0 | 0 | 0 | 0 | 0 | 0 | 12
NO |  | 101 | 2012 | 1 | 34 | 34 |  | PRUNTYTOWN | BUCKHANNON | 138 | 138 | 1,2,3 | 29.55 | 0.03 | 1 | 1,2 | 0 | 0 | 0 | 0 | 0 | 0 | 0 | 0 | 0 | 0 | 0 | 0 | 0 | 0 | 0 | 0 | 0 | 0 | 0 | 0 | 0 | 0 | 0 | 12
NO |  | 101 | 2012 | 1 | 35 | 35 |  | PRUNTYTOWN | QUIET DELL | 138 | 138 | 1,2,3 | 15.35 | 2.78 | 1 | 3 | 0 | 0 | 0 | 0 | 0 | 0 | 0 | 0 | 0 | 0 | 0 | 0 | 0 | 0 | 0 | 0 | 0 | 0 | 0 | 0 | 0 | 0 | 0 | 12
NO |  | 101 | 2012 | 2 | 1 | 1 |  | PRUNTYTOWN | SHINNS RUN | 138 | 138 | 1,2,3 | 5.68 | 2.8 | 1 | 1,3 | 0 | 0 | 0 | 0 | 0 | 0 | 0 | 0 | 0 | 0 | 0 | 0 | 0 | 0 | 0 | 0 | 0 | 0 | 0 | 0 | 0 | 0 | 0 | 12
NO |  | 101 | 2012 | 2 | 2 | 2 |  | RIVERVIEW-MP | WILLIAMS CREEK | 138 | 138 | 2 | 6.35 | 0 | 1 |  | 0 | 0 | 0 | 0 | 0 | 0 | 0 | 0 | 0 | 0 | 0 | 0 | 0 | 0 | 0 | 0 | 0 | 0 | 0 | 0 | 0 | 0 | 0 | 12
NO |  | 101 | 2012 | 2 | 3 | 3 |  | RIVESVILLE | EVERSON | 138 | 138 | 1,2,3 | 12.07 | 0 | 1 | 3 | 0 | 0 | 0 | 0 | 0 | 0 | 0 | 0 | 0 | 0 | 0 | 0 | 0 | 0 | 0 | 0 | 0 | 0 | 0 | 0 | 0 | 0 | 0 | 12
NO |  | 101 | 2012 | 2 | 4 | 4 |  | RIVESVILLE | FAIRVIEW | 138 | 138 | 1,2,3 | 11.36 | 0.06 | 1 | 1 | 0 | 0 | 0 | 0 | 0 | 0 | 0 | 0 | 0 | 0 | 0 | 0 | 0 | 0 | 0 | 0 | 0 | 0 | 0 | 0 | 0 | 0 | 0 | 12
NO |  | 101 | 2012 | 2 | 5 | 5 |  | RIVESVILLE | OSAGE | 138 | 138 | 1,2,3 | 11.35 | 1 | 1 | 1,3,8 | 0 | 0 | 0 | 0 | 0 | 0 | 0 | 0 | 0 | 0 | 0 | 0 | 0 | 0 | 0 | 0 | 0 | 0 | 0 | 0 | 0 | 0 | 0 | 12
NO |  | 101 | 2012 | 2 | 6 | 6 |  | RIVESVILLE | PRUNTYTOWN | 138 | 138 | 1,2,3 | 15.69 | 5.11 | 1 | 1,2,3 | 0 | 0 | 0 | 0 | 0 | 0 | 0 | 0 | 0 | 0 | 0 | 0 | 0 | 0 | 0 | 0 | 0 | 0 | 0 | 0 | 0 | 0 | 0 | 12
NO |  | 101 | 2012 | 2 | 7 | 7 |  | SENECA CAVERNS | NORTH PETERSBURG | 138 | 138 | 1,2 | 23.12 | 0 | 1 | 3 | 0 | 0 | 0 | 0 | 0 | 0 | 0 | 0 | 0 | 0 | 0 | 0 | 0 | 0 | 0 | 0 | 0 | 0 | 0 | 0 | 0 | 0 | 0 | 12
NO |  | 101 | 2012 | 2 | 8 | 8 |  | SMITH | WYLIE RIDGE | 138 | 138 | 2 | 3.28 | 0 | 1 | 3 | 0 | 0 | 0 | 0 | 0 | 0 | 0 | 0 | 0 | 0 | 0 | 0 | 0 | 0 | 0 | 0 | 0 | 0 | 0 | 0 | 0 | 0 | 0 | 12
NO |  | 101 | 2012 | 2 | 9 | 9 |  | SUTTON | POWELL MT | 138 | 138 | 1,2 | 23.07 | 0 | 1 | 1,2,3,4 | 0 | 0 | 0 | 0 | 0 | 0 | 0 | 0 | 0 | 0 | 0 | 0 | 0 | 0 | 0 | 0 | 0 | 0 | 0 | 0 | 0 | 0 | 0 | 12
NO |  | 101 | 2012 | 2 | 10 | 10 |  | TRISSLER | EDGELAWN | 138 | 138 | 2,3 | 2.46 | 0.64 | 1 | 3 | 0 | 0 | 0 | 0 | 0 | 0 | 0 | 0 | 0 | 0 | 0 | 0 | 0 | 0 | 0 | 0 | 0 | 0 | 0 | 0 | 0 | 0 | 0 | 12
NO |  | 101 | 2012 | 2 | 11 | 11 |  | TRISSLER | PARKERSBURG | 138 | 138 | 1,3 | 3.22 | 2.98 | 1 | 2,3 | 0 | 0 | 0 | 0 | 0 | 0 | 0 | 0 | 0 | 0 | 0 | 0 | 0 | 0 | 0 | 0 | 0 | 0 | 0 | 0 | 0 | 0 | 0 | 12
NO |  | 101 | 2012 | 2 | 12 | 12 |  | WASHINGTON-MP | CORNER | 138 | 138 | 2,3 | 1.36 | 0 | 1 | 3 | 0 | 0 | 0 | 0 | 0 | 0 | 0 | 0 | 0 | 0 | 0 | 0 | 0 | 0 | 0 | 0 | 0 | 0 | 0 | 0 | 0 | 0 | 0 | 12
NO |  | 101 | 2012 | 2 | 13 | 13 |  | WEIRCREST JCT | SOUTH TORONTO | 138 | 138 | 2,3 | 1.8 | 0 | 1 | 1,2 | 0 | 0 | 0 | 0 | 0 | 0 | 0 | 0 | 0 | 0 | 0 | 0 | 0 | 0 | 0 | 0 | 0 | 0 | 0 | 0 | 0 | 0 | 0 | 12
NO |  | 101 | 2012 | 2 | 14 | 14 |  | WEIRCREST JCT | WEIRTON | 138 | 138 | 2,3 | 1.13 | 0.79 | 1 | 3 | 0 | 0 | 0 | 0 | 0 | 0 | 0 | 0 | 0 | 0 | 0 | 0 | 0 | 0 | 0 | 0 | 0 | 0 | 0 | 0 | 0 | 0 | 0 | 12
NO |  | 101 | 2012 | 2 | 15 | 15 |  | WEIRCREST JCT | WYLIE RIDGE | 138 | 138 | 3 | 1.41 | 1.41 | 1 | 3 | 0 | 0 | 0 | 0 | 0 | 0 | 0 | 0 | 0 | 0 | 0 | 0 | 0 | 0 | 0 | 0 | 0 | 0 | 0 | 0 | 0 | 0 | 0 | 12
NO |  | 101 | 2012 | 2 | 16 | 16 |  | WEIRTON | TIDD 2 | 138 | 138 | 2,3 | 12.22 | 0.59 | 1 | 1,3 | 0 | 0 | 0 | 0 | 0 | 0 | 0 | 0 | 0 | 0 | 0 | 0 | 0 | 0 | 0 | 0 | 0 | 0 | 0 | 0 | 0 | 0 | 0 | 12
NO |  | 101 | 2012 | 2 | 17 | 17 |  | WEIRTON | TIDD | 138 | 138 | 2,3 | 5.66 | 0.4 | 1 | 1 | 0 | 0 | 0 | 0 | 0 | 0 | 0 | 0 | 0 | 0 | 0 | 0 | 0 | 0 | 0 | 0 | 0 | 0 | 0 | 0 | 0 | 0 | 0 | 12
NO |  | 101 | 2012 | 2 | 18 | 18 |  | WEIRTON | WEIRTON -MAHANS LANE | 132 | 138 | 2,3 | 5.11 | 0.13 | 1 | 3 | 0 | 0 | 0 | 0 | 0 | 0 | 0 | 0 | 0 | 0 | 0 | 0 | 0 | 0 | 0 | 0 | 0 | 0 | 0 | 0 | 0 | 0 | 0 | 12
NO |  | 101 | 2012 | 2 | 19 | 19 |  | WEIRTON | WYLIE RIDGE 1 | 138 | 138 | 3 | 2.41 | 2.27 | 1 | 3 | 0 | 0 | 0 | 0 | 0 | 0 | 0 | 0 | 0 | 0 | 0 | 0 | 0 | 0 | 0 | 0 | 0 | 0 | 0 | 0 | 0 | 0 | 0 | 12
NO |  | 101 | 2012 | 2 | 20 | 20 |  | WERTON | WYLIE RIDGE 2 | 138 | 138 | 3 | 3.4 | 0.21 | 1 | 3 | 0 | 0 | 0 | 0 | 0 | 0 | 0 | 0 | 0 | 0 | 0 | 0 | 0 | 0 | 0 | 0 | 0 | 0 | 0 | 0 | 0 | 0 | 0 | 12
NO |  | 101 | 2012 | 2 | 21 | 21 |  | WESTON | GLENVILLE | 138 | 138 | 2,3 | 30.37 | 0.38 | 1 | 1 | 0 | 0 | 0 | 0 | 0 | 0 | 0 | 0 | 0 | 0 | 0 | 0 | 0 | 0 | 0 | 0 | 0 | 0 | 0 | 0 | 0 | 0 | 0 | 12
NO |  | 101 | 2012 | 2 | 22 | 22 |  | WHITEHALL JCT-MP | EVERSON | 138 | 138 | 1,2 | 5.94 | 0 | 1 | 3 | 0 | 0 | 0 | 0 | 0 | 0 | 0 | 0 | 0 | 0 | 0 | 0 | 0 | 0 | 0 | 0 | 0 | 0 | 0 | 0 | 0 | 0 | 0 | 12
NO |  | 101 | 2012 | 2 | 23 | 23 |  | WHITEHALL JCT-MP | MCALPIN | 138 | 138 | 1,3 | 8.56 | 0 | 1 | 1,3 | 0 | 0 | 0 | 0 | 0 | 0 | 0 | 0 | 0 | 0 | 0 | 0 | 0 | 0 | 0 | 0 | 0 | 0 | 0 | 0 | 0 | 0 | 0 | 12
NO |  | 101 | 2012 | 2 | 24 | 24 |  | WHITEHALL JCT-MP | PRUNTYTOWN | 138 | 138 | 3 | 3.84 | 3.66 | 1 | 3 | 0 | 0 | 0 | 0 | 0 | 0 | 0 | 0 | 0 | 0 | 0 | 0 | 0 | 0 | 0 | 0 | 0 | 0 | 0 | 0 | 0 | 0 | 0 | 12
NO |  | 101 | 2012 | 2 | 25 | 25 |  | WILLIAM | SENECA CAVERNS | 138 | 138 | 1,2 | 35.34 | 0 | 1 | 1 | 0 | 0 | 0 | 0 | 0 | 0 | 0 | 0 | 0 | 0 | 0 | 0 | 0 | 0 | 0 | 0 | 0 | 0 | 0 | 0 | 0 | 0 | 0 | 12
NO |  | 101 | 2012 | 2 | 26 | 26 |  | WILLOW ISLAND | BELMONT 1 | 138 | 138 | 1,2,3 | 1.17 | 0.84 | 1 | 3 | 0 | 0 | 0 | 0 | 0 | 0 | 0 | 0 | 0 | 0 | 0 | 0 | 0 | 0 | 0 | 0 | 0 | 0 | 0 | 0 | 0 | 0 | 0 | 12
NO |  | 101 | 2012 | 2 | 27 | 27 |  | WILLOW ISLAND | BELMONT 2 | 138 | 138 | 1,2,3 | 1.53 | 0.85 | 1 | 3 | 0 | 0 | 0 | 0 | 0 | 0 | 0 | 0 | 0 | 0 | 0 | 0 | 0 | 0 | 0 | 0 | 0 | 0 | 0 | 0 | 0 | 0 | 0 | 12
NO |  | 101 | 2012 | 2 | 28 | 28 |  | WILLOW ISLAND | FAIRVIEW | 138 | 138 | 2,3 | 76.8 | 0.41 | 1 | 1,2,3 | 0 | 0 | 0 | 0 | 0 | 0 | 0 | 0 | 0 | 0 | 0 | 0 | 0 | 0 | 0 | 0 | 0 | 0 | 0 | 0 | 0 | 0 | 0 | 12
NO |  | 101 | 2012 | 2 | 29 | 29 |  | WILLOW ISLAND | LONG REACH | 138 | 138 | 1,2 | 16.7 | 0 | 1 | 1,3,6 | 0 | 0 | 0 | 0 | 0 | 0 | 0 | 0 | 0 | 0 | 0 | 0 | 0 | 0 | 0 | 0 | 0 | 0 | 0 | 0 | 0 | 0 | 0 | 12
NO |  | 101 | 2012 | 2 | 30 | 30 |  | WILLOW ISLAND | MILL CREEK | 138 | 138 | 2,3 | 4.14 | 0.42 | 1 | 3 | 0 | 0 | 0 | 0 | 0 | 0 | 0 | 0 | 0 | 0 | 0 | 0 | 0 | 0 | 0 | 0 | 0 | 0 | 0 | 0 | 0 | 0 | 0 | 12
NO |  | 101 | 2012 | 2 | 31 | 31 |  | WINDSOR | WASHINGTON | 138 | 138 | 3 | 5 | 4.37 | 1 | 5 | 0 | 0 | 0 | 0 | 0 | 0 | 0 | 0 | 0 | 0 | 0 | 0 | 0 | 0 | 0 | 0 | 0 | 0 | 0 | 0 | 0 | 0 | 0 | 12
NO |  | 101 | 2012 | 2 | 32 | 32 |  | WYLIE RIDGE | ARROYO | 138 | 138 | 2,3 | 9.51 | 0.36 | 1 | 1,3 | 0 | 0 | 0 | 0 | 0 | 0 | 0 | 0 | 0 | 0 | 0 | 0 | 0 | 0 | 0 | 0 | 0 | 0 | 0 | 0 | 0 | 0 | 0 | 12
NO |  | 101 | 2012 | 2 | 33 | 33 |  |  |  | 0 | 0 |  | 0 | 0 | 0 |  | 15680703 | 149100942 | 164781645 | -139727 | 7816183 | 158 | 7676614 | 0 | 0 | 0 | 0 | 0 | 0 | 0 | 0 | 0 | 0 | 0 | 0 | 0 | 0 | 0 | 0 | 12
NO |  | 101 | 2012 | 2 | 34 | 34 |  | SUBTOTAL WEST VIRGINIA 138 |  | 0 | 0 |  | 1302.21 | 73.71 | 102 |  | 15680703 | 149100942 | 164781645 | -139727 | 7816183 | 158 | 7676614 | 0 | 0 | 0 | 0 | 0 | 0 | 0 | 0 | 0 | 0 | 0 | 0 | 0 | 0 | 0 | 0 | 12
NO |  | 101 | 2012 | 2 | 35 | 35 |  | TIDD | WYLIE RIDGE | 345 | 345 | 3 | 8.04 | 0 | 1 | 3 | 0 | 0 | 0 | 0 | 0 | 0 | 0 | 0 | 0 | 0 | 0 | 0 | 0 | 0 | 0 | 0 | 0 | 0 | 0 | 0 | 0 | 0 | 0 | 12
NO |  | 101 | 2012 | 3 | 1 | 1 |  | WYLIE RIDGE | SAMMIS | 345 | 345 | 3 | 2.94 | 0 | 1 | 3 | 0 | 0 | 0 | 0 | 0 | 0 | 0 | 0 | 0 | 0 | 0 | 0 | 0 | 0 | 0 | 0 | 0 | 0 | 0 | 0 | 0 | 0 | 0 | 12
NO |  | 101 | 2012 | 3 | 2 | 2 |  |  |  | 0 | 0 |  | 0 | 0 | 0 |  | 360495 | 1532568 | 1893063 | 0 | 0 | 0 | 0 | 0 | 0 | 0 | 0 | 0 | 0 | 0 | 0 | 0 | 0 | 0 | 0 | 0 | 0 | 0 | 0 | 12
NO |  | 101 | 2012 | 3 | 3 | 3 |  | SUBTOTAL WEST VIRGINIA 345 |  | 0 | 0 |  | 10.98 | 0 | 2 |  | 360495 | 1532568 | 1893063 | 0 | 0 | 0 | 0 | 0 | 0 | 0 | 0 | 0 | 0 | 0 | 0 | 0 | 0 | 0 | 0 | 0 | 0 | 0 | 0 | 12
NO |  | 101 | 2012 | 3 | 5 | 5 |  | BELMONT | PLEASANTS PS 1 | 500 | 500 | 3 | 2.06 | 0 | 1 | 9 | 0 | 0 | 0 | 0 | 0 | 0 | 0 | 0 | 0 | 0 | 0 | 0 | 0 | 0 | 0 | 0 | 0 | 0 | 0 | 0 | 0 | 0 | 0 | 12
NO |  | 101 | 2012 | 3 | 6 | 6 |  | BELMONT | PLEASANTS PS 2 | 500 | 500 | 3 | 2.01 | 0 | 1 | 9 | 0 | 0 | 0 | 0 | 0 | 0 | 0 | 0 | 0 | 0 | 0 | 0 | 0 | 0 | 0 | 0 | 0 | 0 | 0 | 0 | 0 | 0 | 0 | 12
NO |  | 101 | 2012 | 3 | 8 | 8 |  | FORT MARTIN | FORT MARTIN PS 1 | 500 | 500 | 3 | 0.54 | 0 | 1 | 9 | 0 | 0 | 0 | 0 | 0 | 0 | 0 | 0 | 0 | 0 | 0 | 0 | 0 | 0 | 0 | 0 | 0 | 0 | 0 | 0 | 0 | 0 | 0 | 12
NO |  | 101 | 2012 | 3 | 9 | 9 |  | FORT MARTIN | FORT MARTIN PS 2 | 500 | 500 | 3 | 0.53 | 0 | 1 | 9 | 0 | 0 | 0 | 0 | 0 | 0 | 0 | 0 | 0 | 0 | 0 | 0 | 0 | 0 | 0 | 0 | 0 | 0 | 0 | 0 | 0 | 0 | 0 | 12
NO |  | 101 | 2012 | 3 | 10 | 10 |  | FORT MARTIN | NORTH LONGVIEW | 500 | 500 | 3 | 0.34 | 0 | 1 |  | 0 | 0 | 0 | 0 | 0 | 0 | 0 | 0 | 0 | 0 | 0 | 0 | 0 | 0 | 0 | 0 | 0 | 0 | 0 | 0 | 0 | 0 | 0 | 12
NO |  | 101 | 2012 | 3 | 11 | 11 |  | HARRISON | BELMONT | 500 | 500 | 3 | 54.76 | 0 | 1 | 9 | 0 | 0 | 0 | 0 | 0 | 0 | 0 | 0 | 0 | 0 | 0 | 0 | 0 | 0 | 0 | 0 | 0 | 0 | 0 | 0 | 0 | 0 | 0 | 12
NO |  | 101 | 2012 | 3 | 12 | 12 |  | HARRISON | HARRISON PS 1 | 500 | 500 | 3 | 0.28 | 0 | 1 | 9 | 0 | 0 | 0 | 0 | 0 | 0 | 0 | 0 | 0 | 0 | 0 | 0 | 0 | 0 | 0 | 0 | 0 | 0 | 0 | 0 | 0 | 0 | 0 | 12
NO |  | 101 | 2012 | 3 | 13 | 13 |  | HARRISON | HARRISON PS 2 | 500 | 500 | 3 | 0.26 | 0 | 1 | 9 | 0 | 0 | 0 | 0 | 0 | 0 | 0 | 0 | 0 | 0 | 0 | 0 | 0 | 0 | 0 | 0 | 0 | 0 | 0 | 0 | 0 | 0 | 0 | 12
NO |  | 101 | 2012 | 3 | 14 | 14 |  | HARRISON | HARRISON PS 3 | 500 | 500 | 3 | 0.25 | 0 | 1 | 9 | 0 | 0 | 0 | 0 | 0 | 0 | 0 | 0 | 0 | 0 | 0 | 0 | 0 | 0 | 0 | 0 | 0 | 0 | 0 | 0 | 0 | 0 | 0 | 12
NO |  | 101 | 2012 | 3 | 15 | 15 |  | HARRISON | PRUNTYTOWN | 500 | 500 | 3 | 14.75 | 0 | 1 | 9 | 0 | 0 | 0 | 0 | 0 | 0 | 0 | 0 | 0 | 0 | 0 | 0 | 0 | 0 | 0 | 0 | 0 | 0 | 0 | 0 | 0 | 0 | 0 | 12
NO |  | 101 | 2012 | 3 | 16 | 16 |  | HARRISON | WYLIE RIDGE | 500 | 500 | 3 | 27.42 | 0 | 1 | 9 | 0 | 0 | 0 | 0 | 0 | 0 | 0 | 0 | 0 | 0 | 0 | 0 | 0 | 0 | 0 | 0 | 0 | 0 | 0 | 0 | 0 | 0 | 0 | 12
NO |  | 101 | 2012 | 3 | 17 | 17 |  | MT MORRIS 502 JCT | HARRISON | 500 | 500 | 3 | 28.62 | 0 | 1 | 9 | 0 | 0 | 0 | 0 | 0 | 0 | 0 | 0 | 0 | 0 | 0 | 0 | 0 | 0 | 0 | 0 | 0 | 0 | 0 | 0 | 0 | 0 | 0 | 12
NO |  | 101 | 2012 | 3 | 18 | 18 |  | MT STORM | PRUNTYTOWN | 500 | 500 | 3 | 40 | 0 | 1 | 9 | 0 | 0 | 0 | 0 | 0 | 0 | 0 | 0 | 0 | 0 | 0 | 0 | 0 | 0 | 0 | 0 | 0 | 0 | 0 | 0 | 0 | 0 | 0 | 12
NO |  | 101 | 2012 | 3 | 19 | 19 |  | PRUNTYTOWN | FORT MARTIN | 500 | 500 | 3 | 27.91 | 0 | 1 | 9 | 0 | 0 | 0 | 0 | 0 | 0 | 0 | 0 | 0 | 0 | 0 | 0 | 0 | 0 | 0 | 0 | 0 | 0 | 0 | 0 | 0 | 0 | 0 | 12
NO |  | 101 | 2012 | 3 | 20 | 20 |  |  |  | 0 | 0 |  | 0 | 0 | 0 |  | 2789211 | 43869653 | 46658864 | 0 | 0 | 0 | 0 | 0 | 0 | 0 | 0 | 0 | 0 | 0 | 0 | 0 | 0 | 0 | 0 | 0 | 0 | 0 | 0 | 12
NO |  | 101 | 2012 | 3 | 21 | 21 |  | SUBTOTAL WEST VIRGINIA 500 |  | 0 | 0 |  | 203.08 | 0 | 15 |  | 2789211 | 43869653 | 46658864 | 0 | 0 | 0 | 0 | 0 | 0 | 0 | 0 | 0 | 0 | 0 | 0 | 0 | 0 | 0 | 0 | 0 | 0 | 0 | 0 | 12
NO |  | 101 | 2012 | 3 | 23 | 23 |  | ALBRIGHT | PARR RUN | 138 | 138 | 2 | 9.8 | 0 | 1 | 1 | 0 | 0 | 0 | 0 | 0 | 0 | 0 | 0 | 0 | 0 | 0 | 0 | 0 | 0 | 0 | 0 | 0 | 0 | 0 | 0 | 0 | 0 | 0 | 12
NO |  | 101 | 2012 | 3 | 25 | 25 |  | SUBTOTAL MARYLAND 138 |  | 0 | 0 |  | 9.8 | 0 | 1 |  | 0 | 0 | 0 | 0 | 0 | 0 | 0 | 0 | 0 | 0 | 0 | 0 | 0 | 0 | 0 | 0 | 0 | 0 | 0 | 0 | 0 | 0 | 0 | 12
NO |  | 101 | 2012 | 0 | 36 | 36 |  | TOTAL |  | 0 | 0 |  | 1526.07 | 73.71 | 120 |  | 18830409 | 194503163 | 213333572 | -139727 | 7816183 | 158 | 7676614 | 0 | 0 | 0 | 0 | 0 | 0 | 0 | 0 | 0 | 0 | 0 | 0 | 0 | 0 | 0 | 0 | 12
NO |  | 101 | 2012 | 3 | 7 | 7 |  | CABOT | WYLIE RIDGE | 500 | 500 | 3 | 3.35 | 0 | 1 | 9 | 0 | 0 | 0 | 0 | 0 | 0 | 0 | 0 | 0 | 0 | 0 | 0 | 0 | 0 | 0 | 0 | 0 | 0 | 0 | 0 | 0 | 0 | 0 | 12
NO |  | 126 | 2012 | 0 | 1 | 1 |  | Avon | Beaver No.1 | 0 | 0 |  | 0 | 0 | 0 |  | 1342816 | 211561 | 1554377 | 0 | 0 | 0 | 0 | 0 | 0 | 0 | 0 | 0 | 0 | 0 | 0 | 0 | 0 | 0 | 0 | 0 | 0 | 0 | 0 | 12
NO |  | 126 | 2012 | 0 | 2 | 2 |  | Avon | Beaver No.2 | 0 | 0 |  | 0 | 0 | 0 |  | 23699 | 0 | 23699 | 0 | 0 | 0 | 0 | 0 | 0 | 0 | 0 | 0 | 0 | 0 | 0 | 0 | 0 | 0 | 0 | 0 | 0 | 0 | 0 | 12
NO |  | 126 | 2012 | 0 | 3 | 3 |  | Beaver | Carlisle | 0 | 0 |  | 0 | 0 | 0 |  | 885647 | 0 | 885647 | 0 | 0 | 0 | 0 | 0 | 0 | 0 | 0 | 0 | 0 | 0 | 0 | 0 | 0 | 0 | 0 | 0 | 0 | 0 | 0 | 12
NO |  | 126 | 2012 | 0 | 4 | 4 |  | Beaver | Davis-Besse (TE) | 0 | 0 |  | 0 | 0 | 0 |  | 1362248 | 0 | 1362248 | 0 | 0 | 0 | 0 | 0 | 0 | 0 | 0 | 0 | 0 | 0 | 0 | 0 | 0 | 0 | 0 | 0 | 0 | 0 | 0 | 12
NO |  | 126 | 2012 | 0 | 5 | 5 |  | Beaver Valley | Hanna | 0 | 0 |  | 0 | 0 | 0 |  | 0 | 0 | 0 | 0 | 0 | 0 | 0 | 0 | 0 | 0 | 0 | 0 | 0 | 0 | 0 | 0 | 0 | 0 | 0 | 0 | 0 | 0 | 0 | 12
NO |  | 126 | 2012 | 0 | 6 | 6 |  | Beaver Valley | Sammis | 0 | 0 |  | 0 | 0 | 0 |  | 0 | 0 | 0 | 0 | 0 | 0 | 0 | 0 | 0 | 0 | 0 | 0 | 0 | 0 | 0 | 0 | 0 | 0 | 0 | 0 | 0 | 0 | 0 | 12
NO |  | 126 | 2012 | 0 | 7 | 7 |  | Carlisle | Star | 0 | 0 |  | 0 | 0 | 0 |  | 1544246 | 0 | 1544246 | 0 | 0 | 0 | 0 | 0 | 0 | 0 | 0 | 0 | 0 | 0 | 0 | 0 | 0 | 0 | 0 | 0 | 0 | 0 | 0 | 12
NO |  | 126 | 2012 | 0 | 8 | 8 |  | Chamberlin | Harding | 0 | 0 |  | 0 | 0 | 0 |  | 12444680 | 0 | 12444680 | 0 | 0 | 0 | 0 | 0 | 0 | 0 | 0 | 0 | 0 | 0 | 0 | 0 | 0 | 0 | 0 | 0 | 0 | 0 | 0 | 12
NO |  | 126 | 2012 | 0 | 9 | 9 |  | Chamberlin | Mansfield | 0 | 0 |  | 0 | 0 | 0 |  | 1520653 | 0 | 1520653 | 0 | 0 | 0 | 0 | 0 | 0 | 0 | 0 | 0 | 0 | 0 | 0 | 0 | 0 | 0 | 0 | 0 | 0 | 0 | 0 | 12
NO |  | 126 | 2012 | 0 | 10 | 10 |  | Hanna | Canton Central | 0 | 0 |  | 0 | 0 | 0 |  | 8 | 0 | 8 | 0 | 0 | 0 | 0 | 0 | 0 | 0 | 0 | 0 | 0 | 0 | 0 | 0 | 0 | 0 | 0 | 0 | 0 | 0 | 0 | 12
NO |  | 126 | 2012 | 0 | 11 | 11 |  | Hanna | Highland | 0 | 0 |  | 0 | 0 | 0 |  | 1022115 | 0 | 1022115 | 0 | 0 | 0 | 0 | 0 | 0 | 0 | 0 | 0 | 0 | 0 | 0 | 0 | 0 | 0 | 0 | 0 | 0 | 0 | 0 | 12
NO |  | 126 | 2012 | 0 | 12 | 12 |  | Highland | Mansfield | 0 | 0 |  | 0 | 0 | 0 |  | 3065109 | 0 | 3065109 | 0 | 0 | 0 | 0 | 0 | 0 | 0 | 0 | 0 | 0 | 0 | 0 | 0 | 0 | 0 | 0 | 0 | 0 | 0 | 0 | 12
NO |  | 126 | 2012 | 0 | 13 | 13 |  | Highland | Shenango (OH) | 0 | 0 |  | 0 | 0 | 0 |  | 3382690 | 0 | 3382690 | 0 | 0 | 0 | 0 | 0 | 0 | 0 | 0 | 0 | 0 | 0 | 0 | 0 | 0 | 0 | 0 | 0 | 0 | 0 | 0 | 12
NO |  | 126 | 2012 | 0 | 14 | 14 |  | Hyatt (OP) | Tangy | 0 | 0 |  | 0 | 0 | 0 |  | 649005 | 0 | 649005 | 0 | 0 | 0 | 0 | 0 | 0 | 0 | 0 | 0 | 0 | 0 | 0 | 0 | 0 | 0 | 0 | 0 | 0 | 0 | 0 | 12
NO |  | 126 | 2012 | 0 | 15 | 15 |  | Juniper | Hanna | 0 | 0 |  | 0 | 0 | 0 |  | 178076 | 0 | 178076 | 0 | 0 | 0 | 0 | 0 | 0 | 0 | 0 | 0 | 0 | 0 | 0 | 0 | 0 | 0 | 0 | 0 | 0 | 0 | 0 | 12
NO |  | 126 | 2012 | 0 | 16 | 16 |  | Juniper | Star | 0 | 0 |  | 0 | 0 | 0 |  | 393506 | 0 | 393506 | 0 | 0 | 0 | 0 | 0 | 0 | 0 | 0 | 0 | 0 | 0 | 0 | 0 | 0 | 0 | 0 | 0 | 0 | 0 | 0 | 12
NO |  | 126 | 2012 | 0 | 17 | 17 |  | South Canton (OP) | Star | 0 | 0 |  | 0 | 0 | 0 |  | 728362 | 0 | 728362 | 0 | 0 | 0 | 0 | 0 | 0 | 0 | 0 | 0 | 0 | 0 | 0 | 0 | 0 | 0 | 0 | 0 | 0 | 0 | 0 | 12
NO |  | 126 | 2012 | 0 | 18 | 18 |  | W.H. Sammis | Highland | 0 | 0 |  | 0 | 0 | 0 |  | 882992 | 0 | 882992 | 0 | 0 | 0 | 0 | 0 | 0 | 0 | 0 | 0 | 0 | 0 | 0 | 0 | 0 | 0 | 0 | 0 | 0 | 0 | 0 | 12
NO |  | 126 | 2012 | 0 | 19 | 19 |  | W.H. Sammis | South Canton (OP) | 0 | 0 |  | 0 | 0 | 0 |  | 677186 | 0 | 677186 | 0 | 0 | 0 | 0 | 0 | 0 | 0 | 0 | 0 | 0 | 0 | 0 | 0 | 0 | 0 | 0 | 0 | 0 | 0 | 0 | 12
NO |  | 126 | 2012 | 0 | 20 | 20 |  | W.H. Sammis | Star | 0 | 0 |  | 0 | 0 | 0 |  | 1619039 | 0 | 1619039 | 0 | 0 | 0 | 0 | 0 | 0 | 0 | 0 | 0 | 0 | 0 | 0 | 0 | 0 | 0 | 0 | 0 | 0 | 0 | 0 | 12
NO |  | 126 | 2012 | 0 | 21 | 21 |  | W.H. Sammis | Wylie Ridge | 0 | 0 |  | 0 | 0 | 0 |  | 65670 | 0 | 65670 | 0 | 0 | 0 | 0 | 0 | 0 | 0 | 0 | 0 | 0 | 0 | 0 | 0 | 0 | 0 | 0 | 0 | 0 | 0 | 0 | 12
NO |  | 126 | 2012 | 0 | 22 | 22 |  | 345 KV Spare Plant |  | 0 | 0 |  | 0 | 0 | 0 |  | 0 | 0 | 0 | 0 | 0 | 0 | 0 | 0 | 0 | 0 | 0 | 0 | 0 | 0 | 0 | 0 | 0 | 0 | 0 | 0 | 0 | 0 | 0 | 12
NO |  | 126 | 2012 | 0 | 23 | 23 |  | Total 345 KV Lines |  | 0 | 0 |  | 0 | 0 | 0 |  | 31787747 | 211561 | 31999308 | 0 | 0 | 0 | 0 | 0 | 0 | 0 | 0 | 0 | 0 | 0 | 0 | 0 | 621260117 | 0 | 0 | 0 | 0 | 0 | 0 | 12
NO |  | 126 | 2012 | 0 | 26 | 26 |  | Avery | Greenfield | 0 | 0 |  | 0 | 0 | 0 |  | 183752 | 0 | 183752 | 0 | 0 | 0 | 0 | 0 | 0 | 0 | 0 | 0 | 0 | 0 | 0 | 0 | 0 | 0 | 0 | 0 | 0 | 0 | 0 | 12
NO |  | 126 | 2012 | 0 | 27 | 27 |  | Avery | Shinrock | 0 | 0 |  | 0 | 0 | 0 |  | 0 | 0 | 0 | 0 | 0 | 0 | 0 | 0 | 0 | 0 | 0 | 0 | 0 | 0 | 0 | 0 | 0 | 0 | 0 | 0 | 0 | 0 | 0 | 12
NO |  | 126 | 2012 | 0 | 28 | 28 |  | Babb | Valley | 0 | 0 |  | 0 | 0 | 0 |  | 0 | 0 | 0 | 0 | 0 | 0 | 0 | 0 | 0 | 0 | 0 | 0 | 0 | 0 | 0 | 0 | 0 | 0 | 0 | 0 | 0 | 0 | 0 | 12
NO |  | 126 | 2012 | 0 | 29 | 29 |  | Babb | E. Akron | 0 | 0 |  | 0 | 0 | 0 |  | 673102 | 0 | 673102 | 0 | 0 | 0 | 0 | 0 | 0 | 0 | 0 | 0 | 0 | 0 | 0 | 0 | 0 | 0 | 0 | 0 | 0 | 0 | 0 | 12
NO |  | 126 | 2012 | 0 | 30 | 30 |  | Babb | W. Akron | 0 | 0 |  | 0 | 0 | 0 |  | 10130 | 0 | 10130 | 0 | 0 | 0 | 0 | 0 | 0 | 0 | 0 | 0 | 0 | 0 | 0 | 0 | 0 | 0 | 0 | 0 | 0 | 0 | 0 | 12
NO |  | 126 | 2012 | 0 | 31 | 31 |  | Barberton | Babcock-Wilcox | 0 | 0 |  | 0 | 0 | 0 |  | 9942 | 0 | 9942 | 0 | 0 | 0 | 0 | 0 | 0 | 0 | 0 | 0 | 0 | 0 | 0 | 0 | 0 | 0 | 0 | 0 | 0 | 0 | 0 | 12
NO |  | 126 | 2012 | 0 | 32 | 32 |  | Barberton | Cloverdale | 0 | 0 |  | 0 | 0 | 0 |  | 44869 | 124093 | 168962 | 0 | 0 | 0 | 0 | 0 | 0 | 0 | 0 | 0 | 0 | 0 | 0 | 0 | 0 | 0 | 0 | 0 | 0 | 0 | 0 | 12
NO |  | 126 | 2012 | 0 | 33 | 33 |  | Barberton | Star, North | 0 | 0 |  | 0 | 0 | 0 |  | 80860 | 0 | 80860 | 0 | 0 | 0 | 0 | 0 | 0 | 0 | 0 | 0 | 0 | 0 | 0 | 0 | 0 | 0 | 0 | 0 | 0 | 0 | 0 | 12
NO |  | 126 | 2012 | 0 | 34 | 34 |  | Barberton | Star, South | 0 | 0 |  | 0 | 0 | 0 |  | 0 | 0 | 0 | 0 | 0 | 0 | 0 | 0 | 0 | 0 | 0 | 0 | 0 | 0 | 0 | 0 | 0 | 0 | 0 | 0 | 0 | 0 | 0 | 12
NO |  | 126 | 2012 | 0 | 35 | 35 |  | Barberton | West Akron | 0 | 0 |  | 0 | 0 | 0 |  | 67413 | 234091 | 301504 | 0 | 0 | 0 | 0 | 0 | 0 | 0 | 0 | 0 | 0 | 0 | 0 | 0 | 0 | 0 | 0 | 0 | 0 | 0 | 0 | 12
NO |  | 126 | 2012 | 1 | 1 | 1 |  | Beatty Rd. (C & SOE) | London | 0 | 0 |  | 0 | 0 | 0 |  | 106609 | 0 | 106609 | 0 | 0 | 0 | 0 | 0 | 0 | 0 | 0 | 0 | 0 | 0 | 0 | 0 | 0 | 0 | 0 | 0 | 0 | 0 | 0 | 12
NO |  | 126 | 2012 | 1 | 2 | 2 |  | Beaver | Brookside | 0 | 0 |  | 0 | 0 | 0 |  | 137887 | 0 | 137887 | 0 | 0 | 0 | 0 | 0 | 0 | 0 | 0 | 0 | 0 | 0 | 0 | 0 | 0 | 0 | 0 | 0 | 0 | 0 | 0 | 12
NO |  | 126 | 2012 | 1 | 3 | 3 |  | Beaver | Johnson | 0 | 0 |  | 0 | 0 | 0 |  | 66421 | 0 | 66421 | 0 | 0 | 0 | 0 | 0 | 0 | 0 | 0 | 0 | 0 | 0 | 0 | 0 | 0 | 0 | 0 | 0 | 0 | 0 | 0 | 12
NO |  | 126 | 2012 | 1 | 4 | 4 |  | Beaver | NASA | 0 | 0 |  | 0 | 0 | 0 |  | 44273 | 0 | 44273 | 0 | 0 | 0 | 0 | 0 | 0 | 0 | 0 | 0 | 0 | 0 | 0 | 0 | 0 | 0 | 0 | 0 | 0 | 0 | 0 | 12
NO |  | 126 | 2012 | 1 | 5 | 5 |  | Beaver | New Departure | 0 | 0 |  | 0 | 0 | 0 |  | 293362 | 0 | 293362 | 0 | 0 | 0 | 0 | 0 | 0 | 0 | 0 | 0 | 0 | 0 | 0 | 0 | 0 | 0 | 0 | 0 | 0 | 0 | 0 | 12
NO |  | 126 | 2012 | 1 | 6 | 6 |  | Beaver | West Lorain | 138 | 138 | Wood H Frame | 0.17 | 0 | 1 | 954ACSR | 0 | 0 | 0 | 0 | 0 | 0 | 0 | 0 | 0 | 0 | 0 | 0 | 0 | 0 | 0 | 0 | 0 | 0 | 0 | 0 | 0 | 0 | 0 | 12
NO |  | 126 | 2012 | 1 | 7 | 7 |  | Beaver | West Lorain | 138 | 138 | Wd 3 Pole Stru | 0.14 | 0 | 1 | 954ACSR | 0 | 0 | 0 | 0 | 0 | 0 | 0 | 0 | 0 | 0 | 0 | 0 | 0 | 0 | 0 | 0 | 0 | 0 | 0 | 0 | 0 | 0 | 0 | 12
NO |  | 126 | 2012 | 1 | 8 | 8 |  | Blue Jacket | Kirby | 0 | 0 |  | 0 | 0 | 0 |  | 468347 | 0 | 468347 | 0 | 0 | 0 | 0 | 0 | 0 | 0 | 0 | 0 | 0 | 0 | 0 | 0 | 0 | 0 | 0 | 0 | 0 | 0 | 0 | 12
NO |  | 126 | 2012 | 1 | 9 | 9 |  | Bluebell | American Steel | 0 | 0 |  | 0 | 0 | 0 |  | 13956 | 0 | 13956 | 0 | 0 | 0 | 0 | 0 | 0 | 0 | 0 | 0 | 0 | 0 | 0 | 0 | 0 | 0 | 0 | 0 | 0 | 0 | 0 | 12
NO |  | 126 | 2012 | 1 | 10 | 10 |  | Bluebell | Canton Cent. (OP) | 0 | 0 |  | 0 | 0 | 0 |  | 135464 | 639925 | 775389 | 0 | 0 | 0 | 0 | 0 | 0 | 0 | 0 | 0 | 0 | 0 | 0 | 0 | 0 | 0 | 0 | 0 | 0 | 0 | 0 | 12
NO |  | 126 | 2012 | 1 | 11 | 11 |  | Bluebell | Highland | 0 | 0 |  | 0 | 0 | 0 |  | 15404 | 60130 | 75534 | 0 | 0 | 0 | 0 | 0 | 0 | 0 | 0 | 0 | 0 | 0 | 0 | 0 | 0 | 0 | 0 | 0 | 0 | 0 | 0 | 12
NO |  | 126 | 2012 | 1 | 12 | 12 |  | Bluebell | Knox | 0 | 0 |  | 0 | 0 | 0 |  | 39722 | 0 | 39722 | 0 | 0 | 0 | 0 | 0 | 0 | 0 | 0 | 0 | 0 | 0 | 0 | 0 | 0 | 0 | 0 | 0 | 0 | 0 | 0 | 12
NO |  | 126 | 2012 | 1 | 13 | 13 |  | Bluebell | Pidgeon | 0 | 0 |  | 0 | 0 | 0 |  | 139195 | 0 | 139195 | 0 | 0 | 0 | 0 | 0 | 0 | 0 | 0 | 0 | 0 | 0 | 0 | 0 | 0 | 0 | 0 | 0 | 0 | 0 | 0 | 12
NO |  | 126 | 2012 | 1 | 14 | 14 |  | Boardman | Nevada | 0 | 0 |  | 0 | 0 | 0 |  | 13207 | 0 | 13207 | 0 | 0 | 0 | 0 | 0 | 0 | 0 | 0 | 0 | 0 | 0 | 0 | 0 | 0 | 0 | 0 | 0 | 0 | 0 | 0 | 12
NO |  | 126 | 2012 | 1 | 15 | 15 |  | Boardman | Riverbend | 0 | 0 |  | 0 | 0 | 0 |  | 623495 | 169555 | 793050 | 0 | 0 | 0 | 0 | 0 | 0 | 0 | 0 | 0 | 0 | 0 | 0 | 0 | 0 | 0 | 0 | 0 | 0 | 0 | 0 | 12
NO |  | 126 | 2012 | 1 | 16 | 16 |  | Boardman | Shenango (OH) | 0 | 0 |  | 0 | 0 | 0 |  | 262903 | 0 | 262903 | 0 | 0 | 0 | 0 | 0 | 0 | 0 | 0 | 0 | 0 | 0 | 0 | 0 | 0 | 0 | 0 | 0 | 0 | 0 | 0 | 12
NO |  | 126 | 2012 | 1 | 17 | 17 |  | Brookside | Cloverdale | 0 | 0 |  | 0 | 0 | 0 |  | 269528 | 1309073 | 1578601 | 0 | 0 | 0 | 0 | 0 | 0 | 0 | 0 | 0 | 0 | 0 | 0 | 0 | 0 | 0 | 0 | 0 | 0 | 0 | 0 | 12
NO |  | 126 | 2012 | 1 | 18 | 18 |  | Brookside | Leaside | 0 | 0 |  | 0 | 0 | 0 |  | 150503 | 382269 | 532772 | 0 | 0 | 0 | 0 | 0 | 0 | 0 | 0 | 0 | 0 | 0 | 0 | 0 | 0 | 0 | 0 | 0 | 0 | 0 | 0 | 12
NO |  | 126 | 2012 | 1 | 19 | 19 |  | Brookside | Longview, West | 0 | 0 |  | 0 | 0 | 0 |  | 202908 | 258985 | 461893 | 0 | 0 | 0 | 0 | 0 | 0 | 0 | 0 | 0 | 0 | 0 | 0 | 0 | 0 | 0 | 0 | 0 | 0 | 0 | 0 | 12
NO |  | 126 | 2012 | 1 | 20 | 20 |  | Brookside | Wellington | 0 | 0 |  | 0 | 0 | 0 |  | 23460 | 0 | 23460 | 0 | 0 | 0 | 0 | 0 | 0 | 0 | 0 | 0 | 0 | 0 | 0 | 0 | 0 | 0 | 0 | 0 | 0 | 0 | 0 | 12
NO |  | 126 | 2012 | 1 | 21 | 21 |  | Burger | Brookside | 0 | 0 |  | 0 | 0 | 0 |  | 208968 | 0 | 208968 | 0 | 0 | 0 | 0 | 0 | 0 | 0 | 0 | 0 | 0 | 0 | 0 | 0 | 0 | 0 | 0 | 0 | 0 | 0 | 0 | 12
NO |  | 126 | 2012 | 1 | 22 | 22 |  | Burger | Cloverdale No.1 | 0 | 0 |  | 0 | 0 | 0 |  | 393546 | 0 | 393546 | 0 | 0 | 0 | 0 | 0 | 0 | 0 | 0 | 0 | 0 | 0 | 0 | 0 | 0 | 0 | 0 | 0 | 0 | 0 | 0 | 12
NO |  | 126 | 2012 | 1 | 23 | 23 |  | Burger | Cloverdale No.2 | 0 | 0 |  | 0 | 0 | 0 |  | 145502 | 0 | 145502 | 0 | 0 | 0 | 0 | 0 | 0 | 0 | 0 | 0 | 0 | 0 | 0 | 0 | 0 | 0 | 0 | 0 | 0 | 0 | 0 | 12
NO |  | 126 | 2012 | 1 | 24 | 24 |  | Burger | Knox | 0 | 0 |  | 0 | 0 | 0 |  | 72278 | 0 | 72278 | 0 | 0 | 0 | 0 | 0 | 0 | 0 | 0 | 0 | 0 | 0 | 0 | 0 | 0 | 0 | 0 | 0 | 0 | 0 | 0 | 12
NO |  | 126 | 2012 | 1 | 25 | 25 |  | Burger | Longview | 0 | 0 |  | 0 | 0 | 0 |  | 72047 | 0 | 72047 | 0 | 0 | 0 | 0 | 0 | 0 | 0 | 0 | 0 | 0 | 0 | 0 | 0 | 0 | 0 | 0 | 0 | 0 | 0 | 0 | 12
NO |  | 126 | 2012 | 1 | 26 | 26 |  | Canton Cent. (OP) | Cloverdale | 0 | 0 |  | 0 | 0 | 0 |  | 106362 | 213737 | 320099 | 0 | 0 | 0 | 0 | 0 | 0 | 0 | 0 | 0 | 0 | 0 | 0 | 0 | 0 | 0 | 0 | 0 | 0 | 0 | 0 | 12
NO |  | 126 | 2012 | 1 | 27 | 27 |  | Carlisle | Gates | 0 | 0 |  | 0 | 0 | 0 |  | 705258 | 0 | 705258 | 0 | 0 | 0 | 0 | 0 | 0 | 0 | 0 | 0 | 0 | 0 | 0 | 0 | 0 | 0 | 0 | 0 | 0 | 0 | 0 | 12
NO |  | 126 | 2012 | 1 | 28 | 28 |  | Carlisle | Johnson | 0 | 0 |  | 0 | 0 | 0 |  | 1972405 | 0 | 1972405 | 0 | 0 | 0 | 0 | 0 | 0 | 0 | 0 | 0 | 0 | 0 | 0 | 0 | 0 | 0 | 0 | 0 | 0 | 0 | 0 | 12
NO |  | 126 | 2012 | 1 | 29 | 29 |  | Carlisle | Lorain (CEI) East | 0 | 0 |  | 0 | 0 | 0 |  | 61294 | 152609 | 213903 | 0 | 0 | 0 | 0 | 0 | 0 | 0 | 0 | 0 | 0 | 0 | 0 | 0 | 0 | 0 | 0 | 0 | 0 | 0 | 0 | 12
NO |  | 126 | 2012 | 1 | 30 | 30 |  | Carlisle | Shinrock | 0 | 0 |  | 0 | 0 | 0 |  | 273183 | 569573 | 842756 | 0 | 0 | 0 | 0 | 0 | 0 | 0 | 0 | 0 | 0 | 0 | 0 | 0 | 0 | 0 | 0 | 0 | 0 | 0 | 0 | 12
NO |  | 126 | 2012 | 1 | 31 | 31 |  | Central | Niles | 0 | 0 |  | 0 | 0 | 0 |  | 86305 | 0 | 86305 | 0 | 0 | 0 | 0 | 0 | 0 | 0 | 0 | 0 | 0 | 0 | 0 | 0 | 0 | 0 | 0 | 0 | 0 | 0 | 0 | 12
NO |  | 126 | 2012 | 1 | 32 | 32 |  | Central | Packard | 0 | 0 |  | 0 | 0 | 0 |  | 399482 | 0 | 399482 | 0 | 0 | 0 | 0 | 0 | 0 | 0 | 0 | 0 | 0 | 0 | 0 | 0 | 0 | 0 | 0 | 0 | 0 | 0 | 0 | 12
NO |  | 126 | 2012 | 1 | 33 | 33 |  | Chamberlin | Darrow | 0 | 0 |  | 0 | 0 | 0 |  | 297046 | 0 | 297046 | 0 | 0 | 0 | 0 | 0 | 0 | 0 | 0 | 0 | 0 | 0 | 0 | 0 | 0 | 0 | 0 | 0 | 0 | 0 | 0 | 12
NO |  | 126 | 2012 | 1 | 34 | 34 |  | Chamberlin | Valley | 0 | 0 |  | 0 | 0 | 0 |  | 1078911 | 0 | 1078911 | 0 | 0 | 0 | 0 | 0 | 0 | 0 | 0 | 0 | 0 | 0 | 0 | 0 | 0 | 0 | 0 | 0 | 0 | 0 | 0 | 12
NO |  | 126 | 2012 | 1 | 35 | 35 |  | Clark | E. Springfield | 0 | 0 |  | 0 | 0 | 0 |  | 83553 | 307075 | 390628 | 0 | 0 | 0 | 0 | 0 | 0 | 0 | 0 | 0 | 0 | 0 | 0 | 0 | 0 | 0 | 0 | 0 | 0 | 0 | 0 | 12
NO |  | 126 | 2012 | 2 | 1 | 1 |  | Clark | Greene | 0 | 0 |  | 0 | 0 | 0 |  | 939593 | 913165 | 1852758 | 0 | 0 | 0 | 0 | 0 | 0 | 0 | 0 | 0 | 0 | 0 | 0 | 0 | 0 | 0 | 0 | 0 | 0 | 0 | 0 | 12
NO |  | 126 | 2012 | 2 | 2 | 2 |  | Clark | Urbana | 0 | 0 |  | 0 | 0 | 0 |  | 261623 | 0 | 261623 | 0 | 0 | 0 | 0 | 0 | 0 | 0 | 0 | 0 | 0 | 0 | 0 | 0 | 0 | 0 | 0 | 0 | 0 | 0 | 0 | 12
NO |  | 126 | 2012 | 2 | 3 | 3 |  | Cloverdale | Star | 0 | 0 |  | 0 | 0 | 0 |  | 261777 | 591406 | 853183 | 0 | 0 | 0 | 0 | 0 | 0 | 0 | 0 | 0 | 0 | 0 | 0 | 0 | 0 | 0 | 0 | 0 | 0 | 0 | 0 | 12
NO |  | 126 | 2012 | 2 | 4 | 4 |  | Cloverdale | Torrey | 0 | 0 |  | 0 | 0 | 0 |  | 10619 | 0 | 10619 | 0 | 0 | 0 | 0 | 0 | 0 | 0 | 0 | 0 | 0 | 0 | 0 | 0 | 0 | 0 | 0 | 0 | 0 | 0 | 0 | 12
NO |  | 126 | 2012 | 2 | 5 | 5 |  | Crissinger | Roberts | 0 | 0 |  | 0 | 0 | 0 |  | 295426 | 115262 | 410688 | 0 | 0 | 0 | 0 | 0 | 0 | 0 | 0 | 0 | 0 | 0 | 0 | 0 | 0 | 0 | 0 | 0 | 0 | 0 | 0 | 12
NO |  | 126 | 2012 | 2 | 6 | 6 |  | Crissinger | Tangy | 0 | 0 |  | 0 | 0 | 0 |  | 204252 | 474729 | 678981 | 0 | 0 | 0 | 0 | 0 | 0 | 0 | 0 | 0 | 0 | 0 | 0 | 0 | 0 | 0 | 0 | 0 | 0 | 0 | 0 | 12
NO |  | 126 | 2012 | 2 | 7 | 7 |  | Darrow | Hanna | 0 | 0 |  | 0 | 0 | 0 |  | 544795 | 0 | 544795 | 0 | 0 | 0 | 0 | 0 | 0 | 0 | 0 | 0 | 0 | 0 | 0 | 0 | 0 | 0 | 0 | 0 | 0 | 0 | 0 | 12
NO |  | 126 | 2012 | 2 | 8 | 8 |  | Delaware (C&SOE Co.) | Tangy | 0 | 0 |  | 0 | 0 | 0 |  | 12246 | 0 | 12246 | 0 | 0 | 0 | 0 | 0 | 0 | 0 | 0 | 0 | 0 | 0 | 0 | 0 | 0 | 0 | 0 | 0 | 0 | 0 | 0 | 12
NO |  | 126 | 2012 | 2 | 9 | 9 |  | East Akron | Hanna | 0 | 0 |  | 0 | 0 | 0 |  | 855378 | 0 | 855378 | 0 | 0 | 0 | 0 | 0 | 0 | 0 | 0 | 0 | 0 | 0 | 0 | 0 | 0 | 0 | 0 | 0 | 0 | 0 | 0 | 12
NO |  | 126 | 2012 | 2 | 10 | 10 |  | East Akron | West Ravenna | 0 | 0 |  | 0 | 0 | 0 |  | 94790 | 0 | 94790 | 0 | 0 | 0 | 0 | 0 | 0 | 0 | 0 | 0 | 0 | 0 | 0 | 0 | 0 | 0 | 0 | 0 | 0 | 0 | 0 | 12
NO |  | 126 | 2012 | 2 | 11 | 11 |  | E. Springfield | London | 0 | 0 |  | 0 | 0 | 0 |  | 455459 | 0 | 455459 | 0 | 0 | 0 | 0 | 0 | 0 | 0 | 0 | 0 | 0 | 0 | 0 | 0 | 0 | 0 | 0 | 0 | 0 | 0 | 0 | 12
NO |  | 126 | 2012 | 2 | 12 | 12 |  | E. Springfield | Tangy | 0 | 0 |  | 0 | 0 | 0 |  | 341046 | 418168 | 759214 | 0 | 0 | 0 | 0 | 0 | 0 | 0 | 0 | 0 | 0 | 0 | 0 | 0 | 0 | 0 | 0 | 0 | 0 | 0 | 0 | 12
NO |  | 126 | 2012 | 2 | 13 | 13 |  | Edgewater | Beaver | 0 | 0 |  | 0 | 0 | 0 |  | 264405 | 0 | 264405 | 0 | 0 | 0 | 0 | 0 | 0 | 0 | 0 | 0 | 0 | 0 | 0 | 0 | 0 | 0 | 0 | 0 | 0 | 0 | 0 | 12
NO |  | 126 | 2012 | 2 | 14 | 14 |  | Edgewater | USS Kobe Steel | 0 | 0 |  | 0 | 0 | 0 |  | 37588 | 0 | 37588 | 0 | 0 | 0 | 0 | 0 | 0 | 0 | 0 | 0 | 0 | 0 | 0 | 0 | 0 | 0 | 0 | 0 | 0 | 0 | 0 | 12
NO |  | 126 | 2012 | 2 | 15 | 15 |  | Evergreen | Highland No.1 | 0 | 0 |  | 0 | 0 | 0 |  | 3481 | 0 | 3481 | 0 | 0 | 0 | 0 | 0 | 0 | 0 | 0 | 0 | 0 | 0 | 0 | 0 | 0 | 0 | 0 | 0 | 0 | 0 | 0 | 12
NO |  | 126 | 2012 | 2 | 16 | 16 |  | Evergreen | Highland No.2 | 0 | 0 |  | 0 | 0 | 0 |  | 31131 | 0 | 31131 | 0 | 0 | 0 | 0 | 0 | 0 | 0 | 0 | 0 | 0 | 0 | 0 | 0 | 0 | 0 | 0 | 0 | 0 | 0 | 0 | 12
NO |  | 126 | 2012 | 2 | 17 | 17 |  | Evergreen | Highland No.3 | 0 | 0 |  | 0 | 0 | 0 |  | 170521 | 0 | 170521 | 0 | 0 | 0 | 0 | 0 | 0 | 0 | 0 | 0 | 0 | 0 | 0 | 0 | 0 | 0 | 0 | 0 | 0 | 0 | 0 | 12
NO |  | 126 | 2012 | 2 | 18 | 18 |  | Evergreen | Ivanhoe | 0 | 0 |  | 0 | 0 | 0 |  | 266763 | 120183 | 386946 | 0 | 0 | 0 | 0 | 0 | 0 | 0 | 0 | 0 | 0 | 0 | 0 | 0 | 0 | 0 | 0 | 0 | 0 | 0 | 0 | 12
NO |  | 126 | 2012 | 2 | 19 | 19 |  | Firestone | South Akron | 0 | 0 |  | 0 | 0 | 0 |  | 79646 | 61074 | 140720 | 0 | 0 | 0 | 0 | 0 | 0 | 0 | 0 | 0 | 0 | 0 | 0 | 0 | 0 | 0 | 0 | 0 | 0 | 0 | 0 | 12
NO |  | 126 | 2012 | 2 | 20 | 20 |  | Firestone | Urban | 0 | 0 |  | 0 | 0 | 0 |  | 5702 | 196507 | 202209 | 0 | 0 | 0 | 0 | 0 | 0 | 0 | 0 | 0 | 0 | 0 | 0 | 0 | 0 | 0 | 0 | 0 | 0 | 0 | 0 | 12
NO |  | 126 | 2012 | 2 | 21 | 21 |  | Galion | Cardington | 0 | 0 |  | 0 | 0 | 0 |  | 1095338 | 0 | 1095338 | 0 | 0 | 0 | 0 | 0 | 0 | 0 | 0 | 0 | 0 | 0 | 0 | 0 | 0 | 0 | 0 | 0 | 0 | 0 | 0 | 12
NO |  | 126 | 2012 | 2 | 22 | 22 |  | Galion | General Motors | 0 | 0 |  | 0 | 0 | 0 |  | 15260 | 63852 | 79112 | 0 | 0 | 0 | 0 | 0 | 0 | 0 | 0 | 0 | 0 | 0 | 0 | 0 | 0 | 0 | 0 | 0 | 0 | 0 | 0 | 12
NO |  | 126 | 2012 | 2 | 23 | 23 |  | Galion | Roberts, North | 0 | 0 |  | 0 | 0 | 0 |  | 72905 | 987956 | 1060861 | 0 | 0 | 0 | 0 | 0 | 0 | 0 | 0 | 0 | 0 | 0 | 0 | 0 | 0 | 0 | 0 | 0 | 0 | 0 | 0 | 12
NO |  | 126 | 2012 | 2 | 24 | 24 |  | Galion | Roberts, South | 0 | 0 |  | 0 | 0 | 0 |  | 0 | 104782 | 104782 | 0 | 0 | 0 | 0 | 0 | 0 | 0 | 0 | 0 | 0 | 0 | 0 | 0 | 0 | 0 | 0 | 0 | 0 | 0 | 0 | 12
NO |  | 126 | 2012 | 2 | 25 | 25 |  | Gates | Johnson | 0 | 0 |  | 0 | 0 | 0 |  | 164739 | 0 | 164739 | 0 | 0 | 0 | 0 | 0 | 0 | 0 | 0 | 0 | 0 | 0 | 0 | 0 | 0 | 0 | 0 | 0 | 0 | 0 | 0 | 12
NO |  | 126 | 2012 | 2 | 26 | 26 |  | General Motors | Highland | 0 | 0 |  | 0 | 0 | 0 |  | 20387 | 0 | 20387 | 0 | 0 | 0 | 0 | 0 | 0 | 0 | 0 | 0 | 0 | 0 | 0 | 0 | 0 | 0 | 0 | 0 | 0 | 0 | 0 | 12
NO |  | 126 | 2012 | 2 | 27 | 27 |  | General Motors | Longview | 0 | 0 |  | 0 | 0 | 0 |  | 152019 | 146401 | 298420 | 0 | 0 | 0 | 0 | 0 | 0 | 0 | 0 | 0 | 0 | 0 | 0 | 0 | 0 | 0 | 0 | 0 | 0 | 0 | 0 | 12
NO |  | 126 | 2012 | 2 | 28 | 28 |  | General Motors | Newton Falls | 0 | 0 |  | 0 | 0 | 0 |  | 48345 | 0 | 48345 | 0 | 0 | 0 | 0 | 0 | 0 | 0 | 0 | 0 | 0 | 0 | 0 | 0 | 0 | 0 | 0 | 0 | 0 | 0 | 0 | 12
NO |  | 126 | 2012 | 2 | 29 | 29 |  | Gilchrist | South Akron | 0 | 0 |  | 0 | 0 | 0 |  | 97053 | 0 | 97053 | 0 | 0 | 0 | 0 | 0 | 0 | 0 | 0 | 0 | 0 | 0 | 0 | 0 | 0 | 0 | 0 | 0 | 0 | 0 | 0 | 12
NO |  | 126 | 2012 | 2 | 30 | 30 |  | Greenfield | Ford | 0 | 0 |  | 0 | 0 | 0 |  | 7798 | 0 | 7798 | 0 | 0 | 0 | 0 | 0 | 0 | 0 | 0 | 0 | 0 | 0 | 0 | 0 | 0 | 0 | 0 | 0 | 0 | 0 | 0 | 12
NO |  | 126 | 2012 | 2 | 31 | 31 |  | Greenfield | Lakeview | 0 | 0 |  | 0 | 0 | 0 |  | 122717 | 0 | 122717 | 0 | 0 | 0 | 0 | 0 | 0 | 0 | 0 | 0 | 0 | 0 | 0 | 0 | 0 | 0 | 0 | 0 | 0 | 0 | 0 | 12
NO |  | 126 | 2012 | 2 | 32 | 32 |  | Greenfield | NASA | 0 | 0 |  | 0 | 0 | 0 |  | 28004 | 0 | 28004 | 0 | 0 | 0 | 0 | 0 | 0 | 0 | 0 | 0 | 0 | 0 | 0 | 0 | 0 | 0 | 0 | 0 | 0 | 0 | 0 | 12
NO |  | 126 | 2012 | 2 | 33 | 33 |  | Hanna | Newton Falls | 0 | 0 |  | 0 | 0 | 0 |  | 209299 | 0 | 209299 | 0 | 0 | 0 | 0 | 0 | 0 | 0 | 0 | 0 | 0 | 0 | 0 | 0 | 0 | 0 | 0 | 0 | 0 | 0 | 0 | 12
NO |  | 126 | 2012 | 2 | 34 | 34 |  | Hanna | Shalersville | 0 | 0 |  | 0 | 0 | 0 |  | 770 | 19237 | 20007 | 0 | 0 | 0 | 0 | 0 | 0 | 0 | 0 | 0 | 0 | 0 | 0 | 0 | 0 | 0 | 0 | 0 | 0 | 0 | 0 | 12
NO |  | 126 | 2012 | 2 | 35 | 35 |  | Hanna | West Ravenna No.1 | 0 | 0 |  | 0 | 0 | 0 |  | 234136 | 0 | 234136 | 0 | 0 | 0 | 0 | 0 | 0 | 0 | 0 | 0 | 0 | 0 | 0 | 0 | 0 | 0 | 0 | 0 | 0 | 0 | 0 | 12
NO |  | 126 | 2012 | 3 | 1 | 1 |  | Highland | Mahoningside | 0 | 0 |  | 0 | 0 | 0 |  | 132277 | 0 | 132277 | 0 | 0 | 0 | 0 | 0 | 0 | 0 | 0 | 0 | 0 | 0 | 0 | 0 | 0 | 0 | 0 | 0 | 0 | 0 | 0 | 12
NO |  | 126 | 2012 | 3 | 2 | 2 |  | Highland | Salt Springs | 0 | 0 |  | 0 | 0 | 0 |  | 58526 | 256365 | 314891 | 0 | 0 | 0 | 0 | 0 | 0 | 0 | 0 | 0 | 0 | 0 | 0 | 0 | 0 | 0 | 0 | 0 | 0 | 0 | 0 | 12
NO |  | 126 | 2012 | 3 | 3 | 3 |  | Hunt | Hunt | 0 | 0 |  | 0 | 0 | 0 |  | 26950 | 0 | 26950 | 0 | 0 | 0 | 0 | 0 | 0 | 0 | 0 | 0 | 0 | 0 | 0 | 0 | 0 | 0 | 0 | 0 | 0 | 0 | 0 | 12
NO |  | 126 | 2012 | 3 | 4 | 4 |  | Ivanhoe | Mahoningside | 0 | 0 |  | 0 | 0 | 0 |  | 101267 | 0 | 101267 | 0 | 0 | 0 | 0 | 0 | 0 | 0 | 0 | 0 | 0 | 0 | 0 | 0 | 0 | 0 | 0 | 0 | 0 | 0 | 0 | 12
NO |  | 126 | 2012 | 3 | 5 | 5 |  | Ivanhoe | Packard | 0 | 0 |  | 0 | 0 | 0 |  | 86124 | 0 | 86124 | 0 | 0 | 0 | 0 | 0 | 0 | 0 | 0 | 0 | 0 | 0 | 0 | 0 | 0 | 0 | 0 | 0 | 0 | 0 | 0 | 12
NO |  | 126 | 2012 | 3 | 6 | 6 |  | Johnson | Lorain | 0 | 0 |  | 0 | 0 | 0 |  | 120188 | 0 | 120188 | 0 | 0 | 0 | 0 | 0 | 0 | 0 | 0 | 0 | 0 | 0 | 0 | 0 | 0 | 0 | 0 | 0 | 0 | 0 | 0 | 12
NO |  | 126 | 2012 | 3 | 7 | 7 |  | Johnson | USS Kobe Steel | 0 | 0 |  | 0 | 0 | 0 |  | 47713 | 0 | 47713 | 0 | 0 | 0 | 0 | 0 | 0 | 0 | 0 | 0 | 0 | 0 | 0 | 0 | 0 | 0 | 0 | 0 | 0 | 0 | 0 | 12
NO |  | 126 | 2012 | 3 | 8 | 8 |  | Kirby | Roberts | 0 | 0 |  | 0 | 0 | 0 |  | 528646 | 0 | 528646 | 0 | 0 | 0 | 0 | 0 | 0 | 0 | 0 | 0 | 0 | 0 | 0 | 0 | 0 | 0 | 0 | 0 | 0 | 0 | 0 | 12
NO |  | 126 | 2012 | 3 | 9 | 9 |  | Kirby | Tangy | 0 | 0 |  | 0 | 0 | 0 |  | 2034286 | 0 | 2034286 | 0 | 0 | 0 | 0 | 0 | 0 | 0 | 0 | 0 | 0 | 0 | 0 | 0 | 0 | 0 | 0 | 0 | 0 | 0 | 0 | 12
NO |  | 126 | 2012 | 3 | 10 | 10 |  | Lakeview | Ottawa | 0 | 0 |  | 0 | 0 | 0 |  | 57125 | 0 | 57125 | 0 | 0 | 0 | 0 | 0 | 0 | 0 | 0 | 0 | 0 | 0 | 0 | 0 | 0 | 0 | 0 | 0 | 0 | 0 | 0 | 12
NO |  | 126 | 2012 | 3 | 11 | 11 |  | Lincoln Park | Lowellville | 0 | 0 |  | 0 | 0 | 0 |  | 53234 | 0 | 53234 | 0 | 0 | 0 | 0 | 0 | 0 | 0 | 0 | 0 | 0 | 0 | 0 | 0 | 0 | 0 | 0 | 0 | 0 | 0 | 0 | 12
NO |  | 126 | 2012 | 3 | 12 | 12 |  | Lincoln Park | Masury | 0 | 0 |  | 0 | 0 | 0 |  | 118829 | 0 | 118829 | 0 | 0 | 0 | 0 | 0 | 0 | 0 | 0 | 0 | 0 | 0 | 0 | 0 | 0 | 0 | 0 | 0 | 0 | 0 | 0 | 12
NO |  | 126 | 2012 | 3 | 13 | 13 |  | Longview | Empire Steel | 0 | 0 |  | 0 | 0 | 0 |  | 41694 | 46392 | 88086 | 0 | 0 | 0 | 0 | 0 | 0 | 0 | 0 | 0 | 0 | 0 | 0 | 0 | 0 | 0 | 0 | 0 | 0 | 0 | 0 | 12
NO |  | 126 | 2012 | 3 | 14 | 14 |  | Masury | Crossland (OH) | 0 | 0 |  | 0 | 0 | 0 |  | 100064 | 0 | 100064 | 0 | 0 | 0 | 0 | 0 | 0 | 0 | 0 | 0 | 0 | 0 | 0 | 0 | 0 | 0 | 0 | 0 | 0 | 0 | 0 | 12
NO |  | 126 | 2012 | 3 | 15 | 15 |  | Masury | Maysville (OH) | 0 | 0 |  | 0 | 0 | 0 |  | 422864 | 0 | 422864 | 0 | 0 | 0 | 0 | 0 | 0 | 0 | 0 | 0 | 0 | 0 | 0 | 0 | 0 | 0 | 0 | 0 | 0 | 0 | 0 | 12
NO |  | 126 | 2012 | 3 | 16 | 16 |  | Masury | Salt Springs | 0 | 0 |  | 0 | 0 | 0 |  | 101122 | 0 | 101122 | 0 | 0 | 0 | 0 | 0 | 0 | 0 | 0 | 0 | 0 | 0 | 0 | 0 | 0 | 0 | 0 | 0 | 0 | 0 | 0 | 12
NO |  | 126 | 2012 | 3 | 17 | 17 |  | Masury | Shenango | 0 | 0 |  | 0 | 0 | 0 |  | 55627 | 0 | 55627 | 0 | 0 | 0 | 0 | 0 | 0 | 0 | 0 | 0 | 0 | 0 | 0 | 0 | 0 | 0 | 0 | 0 | 0 | 0 | 0 | 12
NO |  | 126 | 2012 | 3 | 18 | 18 |  | Niles | Bluebell | 0 | 0 |  | 0 | 0 | 0 |  | 96530 | 800830 | 897360 | 0 | 0 | 0 | 0 | 0 | 0 | 0 | 0 | 0 | 0 | 0 | 0 | 0 | 0 | 0 | 0 | 0 | 0 | 0 | 0 | 12
NO |  | 126 | 2012 | 3 | 19 | 19 |  | Niles | Evergreen | 0 | 0 |  | 0 | 0 | 0 |  | 67700 | 0 | 67700 | 0 | 0 | 0 | 0 | 0 | 0 | 0 | 0 | 0 | 0 | 0 | 0 | 0 | 0 | 0 | 0 | 0 | 0 | 0 | 0 | 12
NO |  | 126 | 2012 | 3 | 20 | 20 |  | Niles | Salt Springs | 0 | 0 |  | 0 | 0 | 0 |  | 74825 | 0 | 74825 | 0 | 0 | 0 | 0 | 0 | 0 | 0 | 0 | 0 | 0 | 0 | 0 | 0 | 0 | 0 | 0 | 0 | 0 | 0 | 0 | 12
NO |  | 126 | 2012 | 3 | 21 | 21 |  | Pleasant Valley | W. Akron, West | 0 | 0 |  | 0 | 0 | 0 |  | 27661 | 0 | 27661 | 0 | 0 | 0 | 0 | 0 | 0 | 0 | 0 | 0 | 0 | 0 | 0 | 0 | 0 | 0 | 0 | 0 | 0 | 0 | 0 | 12
NO |  | 126 | 2012 | 3 | 22 | 22 |  | Riverbend | Salt Springs | 0 | 0 |  | 0 | 0 | 0 |  | 149123 | 74022 | 223145 | 0 | 0 | 0 | 0 | 0 | 0 | 0 | 0 | 0 | 0 | 0 | 0 | 0 | 0 | 0 | 0 | 0 | 0 | 0 | 0 | 12
NO |  | 126 | 2012 | 3 | 23 | 23 |  | Sammis | Boardman | 0 | 0 |  | 0 | 0 | 0 |  | 236025 | 0 | 236025 | 0 | 0 | 0 | 0 | 0 | 0 | 0 | 0 | 0 | 0 | 0 | 0 | 0 | 0 | 0 | 0 | 0 | 0 | 0 | 0 | 12
NO |  | 126 | 2012 | 3 | 24 | 24 |  | Sammis | East Akron | 0 | 0 |  | 0 | 0 | 0 |  | 631973 | 0 | 631973 | 0 | 0 | 0 | 0 | 0 | 0 | 0 | 0 | 0 | 0 | 0 | 0 | 0 | 0 | 0 | 0 | 0 | 0 | 0 | 0 | 12
NO |  | 126 | 2012 | 3 | 25 | 25 |  | Sammis | Lowellville | 0 | 0 |  | 0 | 0 | 0 |  | 160804 | 0 | 160804 | 0 | 0 | 0 | 0 | 0 | 0 | 0 | 0 | 0 | 0 | 0 | 0 | 0 | 0 | 0 | 0 | 0 | 0 | 0 | 0 | 12
NO |  | 126 | 2012 | 3 | 26 | 26 |  | Sammis | Pidgeon | 0 | 0 |  | 0 | 0 | 0 |  | 14829 | 0 | 14829 | 0 | 0 | 0 | 0 | 0 | 0 | 0 | 0 | 0 | 0 | 0 | 0 | 0 | 0 | 0 | 0 | 0 | 0 | 0 | 0 | 12
NO |  | 126 | 2012 | 3 | 27 | 27 |  | South Akron | Dale | 0 | 0 |  | 0 | 0 | 0 |  | 224984 | 0 | 224984 | 0 | 0 | 0 | 0 | 0 | 0 | 0 | 0 | 0 | 0 | 0 | 0 | 0 | 0 | 0 | 0 | 0 | 0 | 0 | 0 | 12
NO |  | 126 | 2012 | 3 | 28 | 28 |  | Star | Urban | 0 | 0 |  | 0 | 0 | 0 |  | 267197 | 416956 | 684153 | 0 | 0 | 0 | 0 | 0 | 0 | 0 | 0 | 0 | 0 | 0 | 0 | 0 | 0 | 0 | 0 | 0 | 0 | 0 | 0 | 12
NO |  | 126 | 2012 | 3 | 29 | 29 |  | Star | West Akron | 0 | 0 |  | 0 | 0 | 0 |  | 213288 | 109970 | 323258 | 0 | 0 | 0 | 0 | 0 | 0 | 0 | 0 | 0 | 0 | 0 | 0 | 0 | 0 | 0 | 0 | 0 | 0 | 0 | 0 | 12
NO |  | 126 | 2012 | 3 | 30 | 30 |  | Star | West Medina | 0 | 0 |  | 0 | 0 | 0 |  | 49235 | 0 | 49235 | 0 | 0 | 0 | 0 | 0 | 0 | 0 | 0 | 0 | 0 | 0 | 0 | 0 | 0 | 0 | 0 | 0 | 0 | 0 | 0 | 12
NO |  | 126 | 2012 | 3 | 31 | 31 |  | West Akron | Aetna | 0 | 0 |  | 0 | 0 | 0 |  | 648840 | 317080 | 965920 | 0 | 0 | 0 | 0 | 0 | 0 | 0 | 0 | 0 | 0 | 0 | 0 | 0 | 0 | 0 | 0 | 0 | 0 | 0 | 0 | 12
NO |  | 126 | 2012 | 3 | 32 | 32 |  | West Akron | West Medina No.1 | 0 | 0 |  | 0 | 0 | 0 |  | 4271124 | 0 | 4271124 | 0 | 0 | 0 | 0 | 0 | 0 | 0 | 0 | 0 | 0 | 0 | 0 | 0 | 0 | 0 | 0 | 0 | 0 | 0 | 0 | 12
NO |  | 126 | 2012 | 3 | 33 | 33 |  | TOTAL 138 KV Lines |  | 0 | 0 |  | 0.31 | 0 | 2 |  | 28658537 | 10655452 | 39313989 | 0 | 0 | 0 | 0 | 0 | 0 | 0 | 0 | 0 | 0 | 0 | 0 | 0 | 621260119 | 621260121 | 0 | 0 | 0 | 0 | 0 | 12
SI/SI | A | 126 | 2012 | 4 | 1 | 1 |  | 69 KV Trans. Lines |  | 0 | 0 |  | 0 | 0 | 0 |  | 21585210 | 925367 | 22510577 | 0 | 0 | 0 | 123362.1919 | 0 | 0 | 0 | 0 | 0 | 0 | 0 | 0 | 0 | 621260123 | 0 | 0 | 0 | 0 | 0 | 0 | 12
SI/SI | A | 126 | 2012 | 4 | 2 | 2 |  | 34.5 KV Trans. Lines OH |  | 0 | 0 | Various | 171.76 | 9.51 | 0 |  | 1306304 | 14478508 | 15784812 | 0 | 0 | 0 | 86503.7358 | 0 | 0 | 0 | 0 | 0 | 0 | 0 | 0 | 0 | 0 | 0 | 0 | 0 | 0 | 0 | 0 | 12
SI/SI | S | 126 | 2012 | 4 | 3 | 3 |  | 34.5 KV Trans. Lines UG |  | 0 | 0 |  | 0 | 0 | 0 |  | 874909 | 9697103 | 10572012 | 0 | 0 | 0 | 57936.6123 | 0 | 0 | 0 | 0 | 0 | 0 | 0 | 0 | 0 | 0 | 0 | 0 | 0 | 0 | 0 | 0 | 12
NO |  | 126 | 2012 | 4 | 7 | 7 |  | Operation and Maintenance |  | 0 | 0 |  | 0 | 0 | 0 |  | 0 | 0 | 0 | 157429 | 748995 | 17 | 906441 | 0 | 0 | 0 | 0 | 0 | 0 | 0 | 0 | 0 | 0 | 0 | 0 | 0 | 0 | 0 | 0 | 12
NO |  | 126 | 2012 | 0 | 36 | 36 |  | TOTAL |  | 0 | 0 |  | 550.23 | 156.5 | 2 |  | 86917381 | 78485889 | 165403270 | 157429 | 748995 | 17 | 906441 | 0 | 0 | 0 | 0 | 0 | 0 | 0 | 0 | 0 | 0 | 0 | 0 | 0 | 0 | 0 | 0 | 12
SI/SI | A | 126 | 2012 | 4 | 4 | 4 |  | 23 KV Trans. Lines OH |  | 0 | 0 | Various | 378.16 | 146.99 | 0 |  | 2276102 | 35780687 | 38056789 | 0 | 0 | 0 | 208558.3548 | 0 | 0 | 0 | 0 | 0 | 0 | 0 | 0 | 0 | 0 | 0 | 0 | 0 | 0 | 0 | 0 | 12
SI/SI | S | 126 | 2012 | 4 | 5 | 5 |  | 23 KV Trans. Lines UG |  | 0 | 0 |  | 0 | 0 | 0 |  | 428572 | 6737211 | 7165783 | 0 | 0 | 0 | 39269.8373 | 0 | 0 | 0 | 0 | 0 | 0 | 0 | 0 | 0 | 0 | 0 | 0 | 0 | 0 | 0 | 0 | 12
NO |  | 126 | 2012 | 4 | 8 | 8 |  | Expense |  | 0 | 0 |  | 0 | 0 | 0 |  | 0 | 0 | 0 | 0 | 0 | 0 | 0 | 0 | 0 | 0 | 0 | 0 | 0 | 0 | 0 | 0 | 0 | 0 | 0 | 0 | 0 | 0 | 0 | 12
NO |  | 136 | 2012 | 0 | 1 | 1 |  | Conemaugh | Juniata | 500 | 500 | Steel Tower | 106.27 | 0 | 1 | 2493 MCM ACAR | 670476 | 14998372 | 15668848 | 0 | 0 | 0 | 0 | 0 | 0 | 0 | 0 | 0 | 0 | 0 | 0 | 0 | 0 | 0 | 0 | 0 | 0 | 0 | 0 | 12
NO |  | 136 | 2012 | 0 | 2 | 2 |  | Conemaugh | Huntertown | 500 | 500 |  | 0 | 0 | 0 | 2493 MCM ACAR | 0 | 15701 | 15701 | 0 | 0 | 0 | 0 | 0 | 0 | 0 | 0 | 0 | 0 | 0 | 0 | 0 | 0 | 0 | 0 | 0 | 0 | 0 | 0 | 12
NO |  | 136 | 2012 | 0 | 3 | 3 |  | Keystone | Conemaugh | 500 | 500 | Steel Tower | 25.87 | 0 | 1 | 2493 MCM ACAR | 258442 | 4602198 | 4860640 | 0 | 0 | 0 | 0 | 0 | 0 | 0 | 0 | 0 | 0 | 0 | 0 | 0 | 0 | 0 | 0 | 0 | 0 | 0 | 0 | 12
NO |  | 136 | 2012 | 0 | 4 | 4 |  | Keystone | Juniata | 500 | 500 | Steel Tower | 102.51 | 0 | 1 | 2493 MCM ACAR | 581783 | 13907894 | 14489677 | 0 | 0 | 0 | 0 | 0 | 0 | 0 | 0 | 0 | 0 | 0 | 0 | 0 | 0 | 0 | 0 | 0 | 0 | 0 | 0 | 12
NO |  | 136 | 2012 | 0 | 5 | 5 |  | Keystone | Corridor | 0 | 0 |  | 0 | 0 | 0 |  | 209295 | 0 | 209295 | 0 | 0 | 0 | 0 | 0 | 0 | 0 | 0 | 0 | 0 | 0 | 0 | 0 | 0 | 0 | 0 | 0 | 0 | 0 | 0 | 12
NO |  | 136 | 2012 | 0 | 8 | 8 |  | Erie South | Erie West | 345 | 345 | Steel Tower | 21.12 | 0 | 1 | 1033.5 MCM ACSR | 305996 | 3023064 | 3329060 | 0 | 0 | 0 | 0 | 0 | 0 | 0 | 0 | 0 | 0 | 0 | 0 | 0 | 0 | 0 | 0 | 0 | 0 | 0 | 0 | 12
NO |  | 136 | 2012 | 0 | 9 | 9 |  | Erie West | Ohio State | 345 | 345 | Steel Tower | 2.15 | 0 | 1 | 1033.5 MCM ACSR | 3053 | 887061 | 890114 | 0 | 0 | 0 | 0 | 0 | 0 | 0 | 0 | 0 | 0 | 0 | 0 | 0 | 0 | 0 | 0 | 0 | 0 | 0 | 0 | 12
NO |  | 136 | 2012 | 0 | 10 | 10 |  | Erie West | Ohio State | 345 | 345 | Steel H Frame | 5.02 | 0 | 1 | 1033.5 MCM ACSR | 0 | 0 | 0 | 0 | 0 | 0 | 0 | 0 | 0 | 0 | 0 | 0 | 0 | 0 | 0 | 0 | 0 | 0 | 0 | 0 | 0 | 0 | 0 | 12
NO |  | 136 | 2012 | 0 | 11 | 11 |  | Homer City | Wayne | 345 | 345 | Wood C Frame | 84.8 | 0 | 1 | 2493 MCM ACAR | 855529 | 23589152 | 24444681 | 0 | 0 | 0 | 0 | 0 | 0 | 0 | 0 | 0 | 0 | 0 | 0 | 0 | 0 | 0 | 0 | 0 | 0 | 0 | 0 | 12
NO |  | 136 | 2012 | 0 | 14 | 14 |  | Altoona | Raystown | 230 | 230 | Steel Tower | 16.97 | 0 | 1 | 1033.5 MCM ACSR | 55591 | 1352886 | 1408477 | 0 | 0 | 0 | 0 | 0 | 0 | 0 | 0 | 0 | 0 | 0 | 0 | 0 | 0 | 0 | 0 | 0 | 0 | 0 | 0 | 12
NO |  | 136 | 2012 | 0 | 15 | 15 |  | East Towanda | N. Meshoppen | 230 | 230 | Wood H Frame | 48.58 | 0 | 1 | 1033.5 MCM ACSR | 141144 | 1814933 | 1956077 | 0 | 0 | 0 | 0 | 0 | 0 | 0 | 0 | 0 | 0 | 0 | 0 | 0 | 0 | 0 | 0 | 0 | 0 | 0 | 0 | 12
NO |  | 136 | 2012 | 0 | 16 | 16 |  | East Towanda | Hillside | 230 | 230 | Wood H Frame | 21.52 | 0 | 1 | 1033.5 MCM ACSR | 64547 | 1171841 | 1236388 | 0 | 0 | 0 | 0 | 0 | 0 | 0 | 0 | 0 | 0 | 0 | 0 | 0 | 0 | 0 | 0 | 0 | 0 | 0 | 0 | 12
NO |  | 136 | 2012 | 0 | 17 | 17 |  | Erie East | Dunkirk | 230 | 230 | Wood H Frame | 4.48 | 0 | 1 | 1033.5 MCM ACSR | 18855 | 155369 | 174224 | 0 | 0 | 0 | 0 | 0 | 0 | 0 | 0 | 0 | 0 | 0 | 0 | 0 | 0 | 0 | 0 | 0 | 0 | 0 | 0 | 12
NO |  | 136 | 2012 | 0 | 18 | 18 |  | Erie South | Erie East | 230 | 230 | Wood H Frame | 13.66 | 0 | 1 | 1033.5 MCM ACSR | 120494 | 520815 | 641309 | 0 | 0 | 0 | 0 | 0 | 0 | 0 | 0 | 0 | 0 | 0 | 0 | 0 | 0 | 0 | 0 | 0 | 0 | 0 | 0 | 12
NO |  | 136 | 2012 | 0 | 19 | 19 |  | Forest | Elko | 230 | 230 | Wood H Frame | 11.77 | 0 | 1 | 1033.5 MCM ACSR | 18225 | 971189 | 989414 | 0 | 0 | 0 | 0 | 0 | 0 | 0 | 0 | 0 | 0 | 0 | 0 | 0 | 0 | 0 | 0 | 0 | 0 | 0 | 0 | 12
NO |  | 136 | 2012 | 0 | 20 | 20 |  | Glade | Erie South | 230 | 230 | Wood H Frame | 61.78 | 0 | 1 | 1033.5 MCM ACSR | 234932 | 2367984 | 2602916 | 0 | 0 | 0 | 0 | 0 | 0 | 0 | 0 | 0 | 0 | 0 | 0 | 0 | 0 | 0 | 0 | 0 | 0 | 0 | 0 | 12
NO |  | 136 | 2012 | 0 | 21 | 21 |  | Glade | Forest | 230 | 230 | Wood H Frame | 35.69 | 0 | 1 | 1033.5 MCM ACSR | 101273 | 1580259 | 1681532 | 0 | 0 | 0 | 0 | 0 | 0 | 0 | 0 | 0 | 0 | 0 | 0 | 0 | 0 | 0 | 0 | 0 | 0 | 0 | 0 | 12
NO |  | 136 | 2012 | 0 | 22 | 22 |  | Glade Tap | Lewis Run | 230 | 230 | Wood H Frame | 21.48 | 0 | 1 | 1590 MCM ACSR | 13112 | 4018455 | 4031567 | 0 | 0 | 0 | 0 | 0 | 0 | 0 | 0 | 0 | 0 | 0 | 0 | 0 | 0 | 0 | 0 | 0 | 0 | 0 | 0 | 12
NO |  | 136 | 2012 | 0 | 23 | 23 |  | Homer City | Seward | 230 | 230 | Wood H Frame | 13.59 | 0 | 1 | 636 MCM ACSR | 75540 | 1958788 | 2034328 | 0 | 0 | 0 | 0 | 0 | 0 | 0 | 0 | 0 | 0 | 0 | 0 | 0 | 0 | 0 | 0 | 0 | 0 | 0 | 0 | 12
NO |  | 136 | 2012 | 0 | 24 | 24 |  | Homer City | Seward | 230 | 230 | Steel Tower | 1.17 | 0 | 1 | 636 MCM ACSR | 0 | 0 | 0 | 0 | 0 | 0 | 0 | 0 | 0 | 0 | 0 | 0 | 0 | 0 | 0 | 0 | 0 | 0 | 0 | 0 | 0 | 0 | 0 | 12
NO |  | 136 | 2012 | 0 | 25 | 25 |  | Homer City | Johnstown | 230 | 230 | Wood H Frame | 18.85 | 0 | 1 | 636 MCM ACSR | 116715 | 1606960 | 1723675 | 0 | 0 | 0 | 0 | 0 | 0 | 0 | 0 | 0 | 0 | 0 | 0 | 0 | 0 | 0 | 0 | 0 | 0 | 0 | 0 | 12
NO |  | 136 | 2012 | 0 | 26 | 26 |  | Homer City | Johnstown | 230 | 230 | Steel Tower | 0.43 | 0 | 1 | 636 MCM ACSR | 0 | 0 | 0 | 0 | 0 | 0 | 0 | 0 | 0 | 0 | 0 | 0 | 0 | 0 | 0 | 0 | 0 | 0 | 0 | 0 | 0 | 0 | 0 | 12
NO |  | 136 | 2012 | 0 | 27 | 27 |  | Homer City | Hooversville | 230 | 230 | Wood H Frame | 33.01 | 0 | 1 | 1590 MCM ACSR | 365775 | 4402105 | 4767880 | 0 | 0 | 0 | 0 | 0 | 0 | 0 | 0 | 0 | 0 | 0 | 0 | 0 | 0 | 0 | 0 | 0 | 0 | 0 | 0 | 12
NO |  | 136 | 2012 | 0 | 28 | 28 |  | Homer City | Hooversville | 230 | 230 | Steel Tower | 1.47 | 0 | 1 | 1590 MCM ACSR | 0 | 0 | 0 | 0 | 0 | 0 | 0 | 0 | 0 | 0 | 0 | 0 | 0 | 0 | 0 | 0 | 0 | 0 | 0 | 0 | 0 | 0 | 0 | 12
NO |  | 136 | 2012 | 0 | 29 | 29 |  | Johnstown | Altoona | 230 | 230 | Wood H Frame | 35.06 | 0 | 1 | 1033.5 MCM ACSR | 280811 | 2390647 | 2671458 | 0 | 0 | 0 | 0 | 0 | 0 | 0 | 0 | 0 | 0 | 0 | 0 | 0 | 0 | 0 | 0 | 0 | 0 | 0 | 0 | 12
NO |  | 136 | 2012 | 0 | 30 | 30 |  | Johnstown | Altoona | 230 | 230 | Steel Tower | 1.17 | 0 | 1 | 1033.5 MCM ACSR | 0 | 0 | 0 | 0 | 0 | 0 | 0 | 0 | 0 | 0 | 0 | 0 | 0 | 0 | 0 | 0 | 0 | 0 | 0 | 0 | 0 | 0 | 0 | 12
NO |  | 136 | 2012 | 0 | 31 | 31 |  | Johnstown | Bethlehem Steel | 230 | 230 | Wood C Frame | 1.45 | 5.45 | 1 | 1033.5 MCM ACSR | 1375 | 1118513 | 1119888 | 0 | 0 | 0 | 0 | 0 | 0 | 0 | 0 | 0 | 0 | 0 | 0 | 0 | 0 | 0 | 0 | 0 | 0 | 0 | 0 | 12
NO |  | 136 | 2012 | 0 | 32 | 32 |  | Keystone | Homer City | 230 | 230 | Wood C Frame | 12.53 | 0 | 1 | 636 MCM ACSR | 90136 | 1380431 | 1470567 | 0 | 0 | 0 | 0 | 0 | 0 | 0 | 0 | 0 | 0 | 0 | 0 | 0 | 0 | 0 | 0 | 0 | 0 | 0 | 0 | 12
NO |  | 136 | 2012 | 0 | 33 | 33 |  | Keystone | Homer City | 230 | 230 | Steel Tower | 0.51 | 0 | 1 | 636 MCM ACSR | 0 | 0 | 0 | 0 | 0 | 0 | 0 | 0 | 0 | 0 | 0 | 0 | 0 | 0 | 0 | 0 | 0 | 0 | 0 | 0 | 0 | 0 | 0 | 12
NO |  | 136 | 2012 | 0 | 34 | 34 |  | Lewistown | MIddletown Junction | 230 | 230 | Steel Tower | 0.27 | 0 | 1 | 1033.5 MCM ACSR | 112354 | 1501192 | 1613546 | 0 | 0 | 0 | 0 | 0 | 0 | 0 | 0 | 0 | 0 | 0 | 0 | 0 | 0 | 0 | 0 | 0 | 0 | 0 | 0 | 12
NO |  | 136 | 2012 | 0 | 35 | 35 |  | Lewistown | MIddletown Junction | 230 | 230 | Steel Tower | 30.46 | 0 | 1 | 1033.5 MCM ACSR | 0 | 0 | 0 | 0 | 0 | 0 | 0 | 0 | 0 | 0 | 0 | 0 | 0 | 0 | 0 | 0 | 0 | 0 | 0 | 0 | 0 | 0 | 0 | 12
NO |  | 136 | 2012 | 1 | 1 | 1 |  | Lewistown | Yeagertown No. 1 | 230 | 230 | Wood C Frame | 3.97 | 0 | 1 | 1033.5 MCM ACSR | 129543 | 1070135 | 1199678 | 0 | 0 | 0 | 0 | 0 | 0 | 0 | 0 | 0 | 0 | 0 | 0 | 0 | 0 | 0 | 0 | 0 | 0 | 0 | 0 | 12
NO |  | 136 | 2012 | 1 | 2 | 2 |  | Lewistown | Yeagertown No. 1 | 230 | 230 | Steel Tower | 0.73 | 0.51 | 1 | 1033.5 MCM ACSR | 0 | 0 | 0 | 0 | 0 | 0 | 0 | 0 | 0 | 0 | 0 | 0 | 0 | 0 | 0 | 0 | 0 | 0 | 0 | 0 | 0 | 0 | 0 | 12
NO |  | 136 | 2012 | 1 | 3 | 3 |  | Lewistown | Yeagertown No. 2 | 230 | 230 | Wood H Frame | 4.1 | 1.2 | 1 | 1033.5 MCM ACSR | 0 | 393089 | 393089 | 0 | 0 | 0 | 0 | 0 | 0 | 0 | 0 | 0 | 0 | 0 | 0 | 0 | 0 | 0 | 0 | 0 | 0 | 0 | 0 | 12
NO |  | 136 | 2012 | 1 | 4 | 4 |  | Shawville | East Towanda | 230 | 230 | Wood H Frame | 106.04 | 0 | 1 | 1033.5 MCM ACSR | 211058 | 5577053 | 5788111 | 0 | 0 | 0 | 0 | 0 | 0 | 0 | 0 | 0 | 0 | 0 | 0 | 0 | 0 | 0 | 0 | 0 | 0 | 0 | 0 | 12
NO |  | 136 | 2012 | 1 | 5 | 5 |  | Shawville | East Towanda | 230 | 230 | Steel Tower | 0.07 | 0 | 1 | 1033.5 MCM ACSR | 0 | 0 | 0 | 0 | 0 | 0 | 0 | 0 | 0 | 0 | 0 | 0 | 0 | 0 | 0 | 0 | 0 | 0 | 0 | 0 | 0 | 0 | 0 | 12
NO |  | 136 | 2012 | 1 | 6 | 6 |  | Raystown | Lewistown | 230 | 230 | Steel Tower | 27.26 | 0 | 1 | 1033.5 MCM ACSR | 88801 | 1974759 | 2063560 | 0 | 0 | 0 | 0 | 0 | 0 | 0 | 0 | 0 | 0 | 0 | 0 | 0 | 0 | 0 | 0 | 0 | 0 | 0 | 0 | 12
NO |  | 136 | 2012 | 1 | 7 | 7 |  | Raystown | Lewistown | 230 | 230 | Wood H Frame | 0.08 | 0 | 1 | 1033.5 MCM ACSR | 0 | 0 | 0 | 0 | 0 | 0 | 0 | 0 | 0 | 0 | 0 | 0 | 0 | 0 | 0 | 0 | 0 | 0 | 0 | 0 | 0 | 0 | 0 | 12
NO |  | 136 | 2012 | 1 | 8 | 8 |  | Seward | Johnstown | 230 | 230 | Wood H Frame | 6.67 | 0 | 1 | 1033.5 MCM ACSR | 19269 | 468970 | 488239 | 0 | 0 | 0 | 0 | 0 | 0 | 0 | 0 | 0 | 0 | 0 | 0 | 0 | 0 | 0 | 0 | 0 | 0 | 0 | 0 | 12
NO |  | 136 | 2012 | 1 | 9 | 9 |  | Shawville | Elko | 230 | 230 | Wood H Frame | 28.55 | 0 | 1 | 1033.5 MCM ACSR | 103918 | 1480666 | 1584584 | 0 | 0 | 0 | 0 | 0 | 0 | 0 | 0 | 0 | 0 | 0 | 0 | 0 | 0 | 0 | 0 | 0 | 0 | 0 | 0 | 12
NO |  | 136 | 2012 | 1 | 10 | 10 |  | Shawville | Moshannon | 230 | 230 | Wood H Frame | 11.97 | 0 | 1 | 1033.5 MCM ACSR | 0 | 354308 | 354308 | 0 | 0 | 0 | 0 | 0 | 0 | 0 | 0 | 0 | 0 | 0 | 0 | 0 | 0 | 0 | 0 | 0 | 0 | 0 | 0 | 12
NO |  | 136 | 2012 | 1 | 11 | 11 |  | Shawville | Shingletown | 230 | 230 | Wood H Frame | 5.68 | 0 | 1 | 1033.5 MCM ACSR | 86238 | 2059902 | 2146140 | 0 | 0 | 0 | 0 | 0 | 0 | 0 | 0 | 0 | 0 | 0 | 0 | 0 | 0 | 0 | 0 | 0 | 0 | 0 | 0 | 12
NO |  | 136 | 2012 | 1 | 12 | 12 |  | Shawville | Shingletown | 230 | 230 | Steel Tower | 35.03 | 0 | 1 | 1033.5 MCM ACSR | 0 | 0 | 0 | 0 | 0 | 0 | 0 | 0 | 0 | 0 | 0 | 0 | 0 | 0 | 0 | 0 | 0 | 0 | 0 | 0 | 0 | 0 | 0 | 12
NO |  | 136 | 2012 | 1 | 13 | 13 |  | Shingletown | Lewistown | 230 | 230 | Wood H Frame | 5.44 | 0 | 1 | 1033.5 MCM ACSR | 0 | 0 | 0 | 0 | 0 | 0 | 0 | 0 | 0 | 0 | 0 | 0 | 0 | 0 | 0 | 0 | 0 | 0 | 0 | 0 | 0 | 0 | 0 | 12
NO |  | 136 | 2012 | 1 | 14 | 14 |  | Shingletown | Lewistown | 230 | 230 | Steel Tower | 20.7 | 0 | 1 | 1033.5 MCM ACSR | 118498 | 1712303 | 1830801 | 0 | 0 | 0 | 0 | 0 | 0 | 0 | 0 | 0 | 0 | 0 | 0 | 0 | 0 | 0 | 0 | 0 | 0 | 0 | 0 | 12
NO |  | 136 | 2012 | 1 | 17 | 17 |  | Blairsville | Social Hall | 138 | 138 | Wood H Frame | 4.8 | 0 | 1 | 636 MCM ACSR | 41090 | 222733 | 263823 | 0 | 0 | 0 | 0 | 0 | 0 | 0 | 0 | 0 | 0 | 0 | 0 | 0 | 0 | 0 | 0 | 0 | 0 | 0 | 0 | 12
NO |  | 136 | 2012 | 1 | 18 | 18 |  | Brookville | Elko | 138 | 138 | Wood H Frame | 0.54 | 0 | 1 | 636 MCM ACSR | 2396 | 71546 | 73942 | 0 | 0 | 0 | 0 | 0 | 0 | 0 | 0 | 0 | 0 | 0 | 0 | 0 | 0 | 0 | 0 | 0 | 0 | 0 | 0 | 12
NO |  | 136 | 2012 | 1 | 19 | 19 |  | Brookville | New Bethlehem | 138 | 138 | Wood H Frame | 0.54 | 0 | 1 | 636 MCM ACSR | 0 | 93524 | 93524 | 0 | 0 | 0 | 0 | 0 | 0 | 0 | 0 | 0 | 0 | 0 | 0 | 0 | 0 | 0 | 0 | 0 | 0 | 0 | 0 | 12
NO |  | 136 | 2012 | 1 | 20 | 20 |  | Roxbury | West Penn | 138 | 138 | Wood H Frame | 5.57 | 0 | 1 | 636 MCM ACSR | 17575 | 205613 | 223188 | 0 | 0 | 0 | 0 | 0 | 0 | 0 | 0 | 0 | 0 | 0 | 0 | 0 | 0 | 0 | 0 | 0 | 0 | 0 | 0 | 12
NO |  | 136 | 2012 | 1 | 27 | 27 |  | Operation and Maintenance |  | 0 | 0 |  | 0 | 0 | 0 |  | 0 | 0 | 0 | 238068 | 7892872 | 2599575 | 10730515 | 0 | 0 | 0 | 0 | 0 | 0 | 0 | 0 | 0 | 0 | 0 | 0 | 0 | 0 | 0 | 0 | 12
NO |  | 136 | 2012 | 0 | 36 | 36 |  | TOTAL |  | 0 | 0 |  | 2688.9 | 12.5 | 47 |  | 12063032 | 240774280 | 252837312 | 238068 | 7892872 | 2599575 | 10730515 | 0 | 0 | 0 | 0 | 0 | 0 | 0 | 0 | 0 | 0 | 0 | 0 | 0 | 0 | 0 | 0 | 12
NO |  | 136 | 2012 | 0 | 6 | 6 |  | Total 500 KV Lines |  | 0 | 0 |  | 234.65 | 0 | 3 |  | 1719996 | 33524165 | 35244161 | 0 | 0 | 0 | 0 | 0 | 0 | 0 | 0 | 0 | 0 | 0 | 0 | 0 | 0 | 0 | 0 | 0 | 0 | 0 | 0 | 12
NO |  | 136 | 2012 | 0 | 12 | 12 |  | Total 345 KV Lines |  | 0 | 0 |  | 113.09 | 0 | 4 |  | 1164578 | 27499277 | 28663855 | 0 | 0 | 0 | 0 | 0 | 0 | 0 | 0 | 0 | 0 | 0 | 0 | 0 | 0 | 0 | 0 | 0 | 0 | 0 | 0 | 12
NO |  | 136 | 2012 | 1 | 15 | 15 |  | Total 230 KV Lines |  | 0 | 0 |  | 642.19 | 7.16 | 36 |  | 2568204 | 43403552 | 45971756 | 0 | 0 | 0 | 0 | 0 | 0 | 0 | 0 | 0 | 0 | 0 | 0 | 0 | 0 | 0 | 0 | 0 | 0 | 0 | 0 | 12
NO |  | 136 | 2012 | 1 | 21 | 21 |  | Total 138 KV Lines |  | 0 | 0 |  | 11.45 | 0 | 4 |  | 61061 | 593416 | 654477 | 0 | 0 | 0 | 0 | 0 | 0 | 0 | 0 | 0 | 0 | 0 | 0 | 0 | 0 | 0 | 0 | 0 | 0 | 0 | 0 | 12
SI/SI | A | 136 | 2012 | 1 | 23 | 23 |  | 115 KV Lines |  | 0 | 0 |  | 1328.19 | 1.08 | 0 |  | 5277696 | 98581804 | 103859500 | 0 | 0 | 0 | 4407838.0435 | 0 | 0 | 0 | 0 | 0 | 0 | 0 | 0 | 0 | 0 | 0 | 0 | 0 | 0 | 0 | 0 | 12
SI/SI | A | 136 | 2012 | 1 | 25 | 25 |  | 46 KV Lines |  | 0 | 0 |  | 359.33 | 4.26 | 0 |  | 1271497 | 37172066 | 38443563 | 0 | 0 | 0 | 1631559.9393 | 0 | 0 | 0 | 0 | 0 | 0 | 0 | 0 | 0 | 0 | 0 | 0 | 0 | 0 | 0 | 0 | 12
NO |  | 136 | 2012 | 1 | 28 | 28 |  | Expense |  | 0 | 0 |  | 0 | 0 | 0 |  | 0 | 0 | 0 | 0 | 0 | 0 | 0 | 0 | 0 | 0 | 0 | 0 | 0 | 0 | 0 | 0 | 0 | 0 | 0 | 0 | 0 | 0 | 0 | 12
NO |  | 313 | 2012 | 0 | 1 | 1 |  | Not applicable |  | 0 | 0 |  | 0 | 0 | 0 |  | 0 | 0 | 0 | 0 | 0 | 0 | 0 | 0 | 0 | 0 | 0 | 0 | 0 | 0 | 0 | 0 | 0 | 0 | 0 | 0 | 0 | 0 | 0 | 12
NO |  | 313 | 2012 | 0 | 36 | 36 |  | TOTAL |  | 0 | 0 |  | 0 | 0 | 0 |  | 0 | 0 | 0 | 0 | 0 | 0 | 0 | 0 | 0 | 0 | 0 | 0 | 0 | 0 | 0 | 0 | 0 | 0 | 0 | 0 | 0 | 0 | 0 | 12
NO |  | 5 | 2012 | 0 | 1 | 1 |  | Bath | Valley | 500 | 500 | Steel Tower | 51.8 | 0 | 1 | 2500 ACAR | 953455 | 14743845 | 15697300 | 0 | 0 | 0 | 0 | 0 | 0 | 0 | 0 | 0 | 0 | 0 | 0 | 0 | 0 | 0 | 620050023 | 0 | 0 | 0 | 0 | 12
NO |  | 5 | 2012 | 0 | 3 | 3 |  | Bath | Lexington | 500 | 500 | Steel Tower | 34.7 | 0 | 1 | 2500 ACAR | 452926 | 9872376 | 10325302 | 0 | 0 | 0 | 0 | 0 | 0 | 0 | 0 | 0 | 0 | 0 | 0 | 0 | 0 | 0 | 0 | 0 | 0 | 0 | 0 | 12
NO |  | 5 | 2012 | 0 | 35 | 35 |  | Expenses, Excluding | Depreciation and Taxes | 0 | 0 |  | 0 | 0 | 0 |  | 0 | 0 | 0 | 0 | 0 | 0 | 0 | 0 | 0 | 0 | 0 | 0 | 0 | 0 | 0 | 0 | 0 | 0 | 0 | 0 | 0 | 0 | 0 | 12
NO |  | 5 | 2012 | 0 | 36 | 36 |  | TOTAL |  | 0 | 0 |  | 86.5 | 0 | 2 |  | 1406381 | 24616221 | 26022602 | 0 | 0 | 0 | 0 | 0 | 0 | 0 | 0 | 0 | 0 | 0 | 0 | 0 | 0 | 0 | 0 | 0 | 0 | 0 | 0 | 12
NO |  | 137 | 2012 | 0 | 1 | 1 |  | Beaver Valley | Sammis | 0 | 0 |  | 0 | 0 | 0 |  | 0 | 0 | 0 | 0 | 0 | 0 | 0 | 0 | 0 | 0 | 0 | 0 | 0 | 0 | 0 | 0 | 0 | 0 | 0 | 0 | 0 | 0 | 0 | 12
NO |  | 137 | 2012 | 0 | 2 | 2 |  | Hanna | Highland | 0 | 0 |  | 0 | 0 | 0 |  | 0 | 0 | 0 | 0 | 0 | 0 | 0 | 0 | 0 | 0 | 0 | 0 | 0 | 0 | 0 | 0 | 0 | 0 | 0 | 0 | 0 | 0 | 0 | 12
NO |  | 137 | 2012 | 0 | 3 | 3 |  | Highland | Mansfield | 0 | 0 |  | 0 | 0 | 0 |  | 0 | 0 | 0 | 0 | 0 | 0 | 0 | 0 | 0 | 0 | 0 | 0 | 0 | 0 | 0 | 0 | 0 | 0 | 0 | 0 | 0 | 0 | 0 | 12
NO |  | 137 | 2012 | 0 | 4 | 4 |  | Highland | Shenango (PA) | 0 | 0 |  | 0 | 0 | 0 |  | 103037 | 0 | 103037 | 0 | 0 | 0 | 0 | 0 | 0 | 0 | 0 | 0 | 0 | 0 | 0 | 0 | 0 | 0 | 0 | 0 | 0 | 0 | 0 | 12
NO |  | 137 | 2012 | 0 | 5 | 5 |  | Hoytdale | Shenango (PA) | 0 | 0 |  | 0 | 0 | 0 |  | 404063 | 0 | 404063 | 0 | 0 | 0 | 0 | 0 | 0 | 0 | 0 | 0 | 0 | 0 | 0 | 0 | 0 | 0 | 0 | 0 | 0 | 0 | 0 | 12
NO |  | 137 | 2012 | 0 | 6 | 6 |  | Mansfield | Beaver Valley #1 | 0 | 0 |  | 0 | 0 | 0 |  | 0 | 0 | 0 | 0 | 0 | 0 | 0 | 0 | 0 | 0 | 0 | 0 | 0 | 0 | 0 | 0 | 0 | 0 | 0 | 0 | 0 | 0 | 0 | 12
NO |  | 137 | 2012 | 0 | 7 | 7 |  | Mansfield | Beaver Valley #2 | 0 | 0 |  | 0 | 0 | 0 |  | 0 | 0 | 0 | 0 | 0 | 0 | 0 | 0 | 0 | 0 | 0 | 0 | 0 | 0 | 0 | 0 | 0 | 0 | 0 | 0 | 0 | 0 | 0 | 12
NO |  | 137 | 2012 | 0 | 8 | 8 |  | Mansfield | Crescent | 0 | 0 |  | 0 | 0 | 0 |  | 0 | 0 | 0 | 0 | 0 | 0 | 0 | 0 | 0 | 0 | 0 | 0 | 0 | 0 | 0 | 0 | 0 | 0 | 0 | 0 | 0 | 0 | 0 | 12
NO |  | 137 | 2012 | 0 | 9 | 9 |  | Mansfield | Hoytdale | 0 | 0 |  | 0 | 0 | 0 |  | 1014808 | 0 | 1014808 | 0 | 0 | 0 | 0 | 0 | 0 | 0 | 0 | 0 | 0 | 0 | 0 | 0 | 0 | 0 | 0 | 0 | 0 | 0 | 0 | 12
NO |  | 137 | 2012 | 0 | 10 | 10 |  | TOTAL 345 KV Lines |  | 0 | 0 |  | 0 | 0 | 0 |  | 1521908 | 0 | 1521908 | 0 | 0 | 0 | 0 | 0 | 0 | 0 | 0 | 0 | 0 | 0 | 0 | 0 | 621370056 | 0 | 0 | 0 | 0 | 0 | 0 | 12
NO |  | 137 | 2012 | 0 | 12 | 12 |  | Boardman | Shenango (PA) | 0 | 0 |  | 0 | 0 | 0 |  | 8659 | 0 | 8659 | 0 | 0 | 0 | 0 | 0 | 0 | 0 | 0 | 0 | 0 | 0 | 0 | 0 | 0 | 0 | 0 | 0 | 0 | 0 | 0 | 12
NO |  | 137 | 2012 | 0 | 13 | 13 |  | Boardman | Shenango (OH) | 0 | 0 |  | 0 | 0 | 0 |  | 39475 | 0 | 39475 | 0 | 0 | 0 | 0 | 0 | 0 | 0 | 0 | 0 | 0 | 0 | 0 | 0 | 0 | 0 | 0 | 0 | 0 | 0 | 0 | 12
NO |  | 137 | 2012 | 0 | 14 | 14 |  | Cedar Street | Shenango (PA) | 0 | 0 |  | 0 | 0 | 0 |  | 301860 | 0 | 301860 | 0 | 0 | 0 | 0 | 0 | 0 | 0 | 0 | 0 | 0 | 0 | 0 | 0 | 0 | 0 | 0 | 0 | 0 | 0 | 0 | 12
NO |  | 137 | 2012 | 0 | 15 | 15 |  | Crossland | Sharon | 0 | 0 |  | 0 | 0 | 0 |  | 86886 | 0 | 86886 | 0 | 0 | 0 | 0 | 0 | 0 | 0 | 0 | 0 | 0 | 0 | 0 | 0 | 0 | 0 | 0 | 0 | 0 | 0 | 0 | 12
NO |  | 137 | 2012 | 0 | 16 | 16 |  | Hoytdale | Koppel | 0 | 0 |  | 0 | 0 | 0 |  | 17597 | 0 | 17597 | 0 | 0 | 0 | 0 | 0 | 0 | 0 | 0 | 0 | 0 | 0 | 0 | 0 | 0 | 0 | 0 | 0 | 0 | 0 | 0 | 12
NO |  | 137 | 2012 | 0 | 17 | 17 |  | Hoytdale | Maple | 0 | 0 |  | 0 | 0 | 0 |  | 149462 | 0 | 149462 | 0 | 0 | 0 | 0 | 0 | 0 | 0 | 0 | 0 | 0 | 0 | 0 | 0 | 0 | 0 | 0 | 0 | 0 | 0 | 0 | 12
NO |  | 137 | 2012 | 0 | 18 | 18 |  | Hoytdale | New Castle #1 | 0 | 0 |  | 0 | 0 | 0 |  | 121729 | 0 | 121729 | 0 | 0 | 0 | 0 | 0 | 0 | 0 | 0 | 0 | 0 | 0 | 0 | 0 | 0 | 0 | 0 | 0 | 0 | 0 | 0 | 12
NO |  | 137 | 2012 | 0 | 19 | 19 |  | Hoytdale | Pine | 0 | 0 |  | 0 | 0 | 0 |  | 1430452 | 0 | 1430452 | 0 | 0 | 0 | 0 | 0 | 0 | 0 | 0 | 0 | 0 | 0 | 0 | 0 | 0 | 0 | 0 | 0 | 0 | 0 | 0 | 12
NO |  | 137 | 2012 | 0 | 20 | 20 |  | Maple | Krendale | 0 | 0 |  | 0 | 0 | 0 |  | 122290 | 0 | 122290 | 0 | 0 | 0 | 0 | 0 | 0 | 0 | 0 | 0 | 0 | 0 | 0 | 0 | 0 | 0 | 0 | 0 | 0 | 0 | 0 | 12
NO |  | 137 | 2012 | 0 | 21 | 21 |  | Maple | Pine | 0 | 0 |  | 0 | 0 | 0 |  | 1409253 | 0 | 1409253 | 0 | 0 | 0 | 0 | 0 | 0 | 0 | 0 | 0 | 0 | 0 | 0 | 0 | 0 | 0 | 0 | 0 | 0 | 0 | 0 | 12
NO |  | 137 | 2012 | 0 | 22 | 22 |  | Masury | Crossland | 0 | 0 |  | 0 | 0 | 0 |  | 3465 | 0 | 3465 | 0 | 0 | 0 | 0 | 0 | 0 | 0 | 0 | 0 | 0 | 0 | 0 | 0 | 0 | 0 | 0 | 0 | 0 | 0 | 0 | 12
NO |  | 137 | 2012 | 0 | 23 | 23 |  | Masury | Maysville (PA) | 0 | 0 |  | 0 | 0 | 0 |  | 249450 | 0 | 249450 | 0 | 0 | 0 | 0 | 0 | 0 | 0 | 0 | 0 | 0 | 0 | 0 | 0 | 0 | 0 | 0 | 0 | 0 | 0 | 0 | 12
NO |  | 137 | 2012 | 0 | 24 | 24 |  | Shenango (PA) | Crossland | 0 | 0 |  | 0 | 0 | 0 |  | 157366 | 0 | 157366 | 0 | 0 | 0 | 0 | 0 | 0 | 0 | 0 | 0 | 0 | 0 | 0 | 0 | 0 | 0 | 0 | 0 | 0 | 0 | 0 | 12
NO |  | 137 | 2012 | 0 | 25 | 25 |  | Shenango (PA) | McDowell | 0 | 0 |  | 0 | 0 | 0 |  | 288767 | 0 | 288767 | 0 | 0 | 0 | 0 | 0 | 0 | 0 | 0 | 0 | 0 | 0 | 0 | 0 | 0 | 0 | 0 | 0 | 0 | 0 | 0 | 12
NO |  | 137 | 2012 | 0 | 26 | 26 |  | Shenango (PA) | Sharon | 0 | 0 |  | 0 | 0 | 0 |  | 52035 | 0 | 52035 | 0 | 0 | 0 | 0 | 0 | 0 | 0 | 0 | 0 | 0 | 0 | 0 | 0 | 0 | 0 | 0 | 0 | 0 | 0 | 0 | 12
NO |  | 137 | 2012 | 0 | 27 | 27 |  | TOTAL 138 KV Lines |  | 0 | 0 |  | 0 | 0 | 0 |  | 4438746 | 0 | 4438746 | 0 | 0 | 0 | 0 | 0 | 0 | 0 | 0 | 0 | 0 | 0 | 0 | 0 | 621370057 | 0 | 0 | 0 | 0 | 0 | 0 | 12
SI/SI | A | 137 | 2012 | 0 | 29 | 29 |  | 69 KV Trans. Lines |  | 0 | 0 |  | 0 | 0 | 0 |  | 2622692 | 956929 | 3579621 | 0 | 0 | 0 | 7551.5831 | 0 | 0 | 0 | 0 | 0 | 0 | 0 | 0 | 0 | 621370058 | 0 | 0 | 0 | 0 | 0 | 0 | 12
SI/SI | A | 137 | 2012 | 0 | 30 | 30 |  | 23 KV Trans. Lines |  | 0 | 0 | Various | 44.3 | 3.38 | 0 |  | 109404 | 3464156 | 3573560 | 0 | 0 | 0 | 7538.7968 | 0 | 0 | 0 | 0 | 0 | 0 | 0 | 0 | 0 | 0 | 0 | 0 | 0 | 0 | 0 | 0 | 12
NO |  | 137 | 2012 | 0 | 32 | 32 |  | Operation and Maintenance |  | 0 | 0 |  | 0 | 0 | 0 |  | 0 | 0 | 0 | 0 | 27664 | 1 | 27665 | 0 | 0 | 0 | 0 | 0 | 0 | 0 | 0 | 0 | 0 | 0 | 0 | 0 | 0 | 0 | 0 | 12
NO |  | 137 | 2012 | 0 | 33 | 33 |  | Expense |  | 0 | 0 |  | 0 | 0 | 0 |  | 0 | 0 | 0 | 0 | 0 | 0 | 0 | 0 | 0 | 0 | 0 | 0 | 0 | 0 | 0 | 0 | 0 | 0 | 0 | 0 | 0 | 0 | 0 | 12
NO |  | 137 | 2012 | 0 | 36 | 36 |  | TOTAL |  | 0 | 0 |  | 44.3 | 3.38 | 0 |  | 8692750 | 4421085 | 13113835 | 0 | 27664 | 1 | 27665 | 0 | 0 | 0 | 0 | 0 | 0 | 0 | 0 | 0 | 0 | 0 | 0 | 0 | 0 | 0 | 0 | 12
NO |  | 142 | 2012 | 0 | 1 | 1 |  | BEDINGTON | DOUBS | 500 | 500 | 3 | 26.32 | 0 | 1 | 1 | 0 | 0 | 0 | 0 | 0 | 0 | 0 | 0 | 0 | 0 | 0 | 0 | 0 | 0 | 0 | 0 | 0 | 0 | 0 | 0 | 0 | 0 | 0 | 12
NO |  | 142 | 2012 | 0 | 2 | 2 |  | BLACK OAK | BEDINGTON | 500 | 500 | 3 | 0.45 | 0 | 1 | 1 | 0 | 0 | 0 | 0 | 0 | 0 | 0 | 0 | 0 | 0 | 0 | 0 | 0 | 0 | 0 | 0 | 0 | 0 | 0 | 0 | 0 | 0 | 0 | 12
NO |  | 142 | 2012 | 0 | 3 | 3 |  | DOUBS | BRIGHTON | 500 | 500 | 3 | 6.34 | 0 | 1 | 1,2 | 0 | 0 | 0 | 0 | 0 | 0 | 0 | 0 | 0 | 0 | 0 | 0 | 0 | 0 | 0 | 0 | 0 | 0 | 0 | 0 | 0 | 0 | 0 | 12
NO |  | 142 | 2012 | 0 | 4 | 4 |  | DOUBS | MT STORM | 500 | 500 | 3 | 2.67 | 0 | 1 | 3 | 0 | 0 | 0 | 0 | 0 | 0 | 0 | 0 | 0 | 0 | 0 | 0 | 0 | 0 | 0 | 0 | 0 | 0 | 0 | 0 | 0 | 0 | 0 | 12
NO |  | 142 | 2012 | 0 | 5 | 5 |  | DOUBS | PLEASANT VIEW | 500 | 500 | 3 | 15.26 | 0 | 1 | 1,2 | 0 | 0 | 0 | 0 | 0 | 0 | 0 | 0 | 0 | 0 | 0 | 0 | 0 | 0 | 0 | 0 | 0 | 0 | 0 | 0 | 0 | 0 | 0 | 12
NO |  | 142 | 2012 | 0 | 6 | 6 |  | HATFIELD | BLACK OAK | 500 | 500 | 3 | 34.19 | 0 | 1 | 1 | 0 | 0 | 0 | 0 | 0 | 0 | 0 | 0 | 0 | 0 | 0 | 0 | 0 | 0 | 0 | 0 | 0 | 0 | 0 | 0 | 0 | 0 | 0 | 12
NO |  | 142 | 2012 | 0 | 7 | 7 |  | MT STORM | PRUNTYTOWN | 500 | 500 | 3 | 5.59 | 0 | 1 | 1 | 0 | 0 | 0 | 0 | 0 | 0 | 0 | 0 | 0 | 0 | 0 | 0 | 0 | 0 | 0 | 0 | 0 | 0 | 0 | 0 | 0 | 0 | 0 | 12
NO |  | 142 | 2012 | 0 | 9 | 9 |  |  |  | 0 | 0 |  | 0 | 0 | 0 |  | 1955512 | 13139842 | 15095354 | 0 | 0 | 0 | 0 | 0 | 0 | 0 | 0 | 0 | 0 | 0 | 0 | 0 | 0 | 0 | 0 | 0 | 0 | 0 | 0 | 12
NO |  | 142 | 2012 | 0 | 10 | 10 |  | SUBTOTAL MARYLAND 500 |  | 0 | 0 |  | 90.82 | 0 | 7 |  | 1955512 | 13139842 | 15095354 | 0 | 0 | 0 | 0 | 0 | 0 | 0 | 0 | 0 | 0 | 0 | 0 | 0 | 0 | 0 | 0 | 0 | 0 | 0 | 0 | 12
NO |  | 142 | 2012 | 0 | 11 | 11 |  | AQUEDUCT | DICKERSON H | 230 | 230 | 3 | 1.44 | 0 | 1 |  | 0 | 0 | 0 | 0 | 0 | 0 | 0 | 0 | 0 | 0 | 0 | 0 | 0 | 0 | 0 | 0 | 0 | 0 | 0 | 0 | 0 | 0 | 0 | 12
NO |  | 142 | 2012 | 0 | 12 | 12 |  | AQUEDUCT | DOUBS | 230 | 230 | 3 | 6.66 | 0 | 1 |  | 0 | 0 | 0 | 0 | 0 | 0 | 0 | 0 | 0 | 0 | 0 | 0 | 0 | 0 | 0 | 0 | 0 | 0 | 0 | 0 | 0 | 0 | 0 | 12
NO |  | 142 | 2012 | 0 | 13 | 13 |  | CARROLL | MOUNT AIRY | 230 | 230 | 1,2 | 10.48 | 0 | 1 | 4 | 0 | 0 | 0 | 0 | 0 | 0 | 0 | 0 | 0 | 0 | 0 | 0 | 0 | 0 | 0 | 0 | 0 | 0 | 0 | 0 | 0 | 0 | 0 | 12
NO |  | 142 | 2012 | 0 | 14 | 14 |  | DAMASCUS | MONTGOMERY | 230 | 230 | 1,2 | 4.95 | 0 | 1 | 4 | 0 | 0 | 0 | 0 | 0 | 0 | 0 | 0 | 0 | 0 | 0 | 0 | 0 | 0 | 0 | 0 | 0 | 0 | 0 | 0 | 0 | 0 | 0 | 12
NO |  | 142 | 2012 | 0 | 15 | 15 |  | DOUBS | DICKERSON H | 230 | 230 | 3 | 8 | 0 | 1 | 0 | 0 | 0 | 0 | 0 | 0 | 0 | 0 | 0 | 0 | 0 | 0 | 0 | 0 | 0 | 0 | 0 | 0 | 0 | 0 | 0 | 0 | 0 | 0 | 12
NO |  | 142 | 2012 | 0 | 16 | 16 |  | DOUBS | LIME KILN 1 | 230 | 230 | 2,3 | 3.75 | 2.99 | 1 | 4 | 0 | 0 | 0 | 0 | 0 | 0 | 0 | 0 | 0 | 0 | 0 | 0 | 0 | 0 | 0 | 0 | 0 | 0 | 0 | 0 | 0 | 0 | 0 | 12
NO |  | 142 | 2012 | 0 | 17 | 17 |  | DOUBS | MONOCACY | 230 | 230 | 1,3 | 12.64 | 12.28 | 1 | 4 | 0 | 0 | 0 | 0 | 0 | 0 | 0 | 0 | 0 | 0 | 0 | 0 | 0 | 0 | 0 | 0 | 0 | 0 | 0 | 0 | 0 | 0 | 0 | 12
NO |  | 142 | 2012 | 0 | 18 | 18 |  | FREDERICK A | MONOCACY | 230 | 230 | 1 | 0.88 | 0.86 | 1 |  | 0 | 0 | 0 | 0 | 0 | 0 | 0 | 0 | 0 | 0 | 0 | 0 | 0 | 0 | 0 | 0 | 0 | 0 | 0 | 0 | 0 | 0 | 0 | 12
NO |  | 142 | 2012 | 0 | 19 | 19 |  | FROSTOWN JCT | BOONSBORO | 230 | 230 | 2 | 3.52 | 0 | 1 | 4 | 0 | 0 | 0 | 0 | 0 | 0 | 0 | 0 | 0 | 0 | 0 | 0 | 0 | 0 | 0 | 0 | 0 | 0 | 0 | 0 | 0 | 0 | 0 | 12
NO |  | 142 | 2012 | 0 | 20 | 20 |  | FROSTOWN JCT | DOUBS | 230 | 230 | 3 | 7.35 | 7.24 | 1 | 4 | 0 | 0 | 0 | 0 | 0 | 0 | 0 | 0 | 0 | 0 | 0 | 0 | 0 | 0 | 0 | 0 | 0 | 0 | 0 | 0 | 0 | 0 | 0 | 12
NO |  | 142 | 2012 | 0 | 21 | 21 |  | FROSTOWN JCT | RINGGOLD | 230 | 230 | 2,3 | 6.65 | 6.53 | 1 | 4 | 0 | 0 | 0 | 0 | 0 | 0 | 0 | 0 | 0 | 0 | 0 | 0 | 0 | 0 | 0 | 0 | 0 | 0 | 0 | 0 | 0 | 0 | 0 | 12
NO |  | 142 | 2012 | 0 | 22 | 22 |  | LIME KILN | MCCAIN | 230 | 230 | 1,2 | 2.13 | 2.09 | 1 | 4 | 0 | 0 | 0 | 0 | 0 | 0 | 0 | 0 | 0 | 0 | 0 | 0 | 0 | 0 | 0 | 0 | 0 | 0 | 0 | 0 | 0 | 0 | 0 | 12
NO |  | 142 | 2012 | 0 | 23 | 23 |  | LIME KILN | MONOCACY | 230 | 230 | 1 | 3.36 | 3.31 | 1 |  | 0 | 0 | 0 | 0 | 0 | 0 | 0 | 0 | 0 | 0 | 0 | 0 | 0 | 0 | 0 | 0 | 0 | 0 | 0 | 0 | 0 | 0 | 0 | 12
NO |  | 142 | 2012 | 0 | 24 | 24 |  | LIME KILN | MONTGOMERY | 230 | 230 | 2 | 12 | 0 | 1 |  | 0 | 0 | 0 | 0 | 0 | 0 | 0 | 0 | 0 | 0 | 0 | 0 | 0 | 0 | 0 | 0 | 0 | 0 | 0 | 0 | 0 | 0 | 0 | 12
NO |  | 142 | 2012 | 0 | 25 | 25 |  | MCCAIN | FREDRICK | 230 | 230 | 2 | 5.67 | 0 | 1 |  | 0 | 0 | 0 | 0 | 0 | 0 | 0 | 0 | 0 | 0 | 0 | 0 | 0 | 0 | 0 | 0 | 0 | 0 | 0 | 0 | 0 | 0 | 0 | 12
NO |  | 142 | 2012 | 0 | 26 | 26 |  | MONOCACY | EAGLEHEAD | 230 | 230 | 1,2 | 6.14 | 0.78 | 1 | 4 | 0 | 0 | 0 | 0 | 0 | 0 | 0 | 0 | 0 | 0 | 0 | 0 | 0 | 0 | 0 | 0 | 0 | 0 | 0 | 0 | 0 | 0 | 0 | 12
NO |  | 142 | 2012 | 0 | 27 | 27 |  | MONOCACY | RINGGOLD | 230 | 230 | 1,2,3 | 11.98 | 11.57 | 1 | 4 | 0 | 0 | 0 | 0 | 0 | 0 | 0 | 0 | 0 | 0 | 0 | 0 | 0 | 0 | 0 | 0 | 0 | 0 | 0 | 0 | 0 | 0 | 0 | 12
NO |  | 142 | 2012 | 0 | 28 | 28 |  | MOUNT AIRY | DAMASCUS | 230 | 230 | 1,2 | 10.43 | 0 | 1 | 4 | 0 | 0 | 0 | 0 | 0 | 0 | 0 | 0 | 0 | 0 | 0 | 0 | 0 | 0 | 0 | 0 | 0 | 0 | 0 | 0 | 0 | 0 | 0 | 12
NO |  | 142 | 2012 | 0 | 29 | 29 |  | MOUNT AIRY | NEW MARKET | 230 | 230 | 1,2,3 | 4.79 | 1.09 | 1 | 4 | 0 | 0 | 0 | 0 | 0 | 0 | 0 | 0 | 0 | 0 | 0 | 0 | 0 | 0 | 0 | 0 | 0 | 0 | 0 | 0 | 0 | 0 | 0 | 12
NO |  | 142 | 2012 | 0 | 30 | 30 |  | NEW MARKET | EAGLEHEAD | 230 | 230 | 1,2 | 6.57 | 1.55 | 1 | 4 | 0 | 0 | 0 | 0 | 0 | 0 | 0 | 0 | 0 | 0 | 0 | 0 | 0 | 0 | 0 | 0 | 0 | 0 | 0 | 0 | 0 | 0 | 0 | 12
NO |  | 142 | 2012 | 0 | 31 | 31 |  |  |  | 0 | 0 |  | 0 | 0 | 0 |  | 17650227 | 30466008 | 48116235 | 0 | 0 | 0 | 0 | 0 | 0 | 0 | 0 | 0 | 0 | 0 | 0 | 0 | 0 | 0 | 0 | 0 | 0 | 0 | 0 | 12
NO |  | 142 | 2012 | 0 | 32 | 32 |  | SUBTOTAL MARYLAND 230 |  | 0 | 0 |  | 129.39 | 50.29 | 20 |  | 17650227 | 30466008 | 48116235 | 0 | 0 | 0 | 0 | 0 | 0 | 0 | 0 | 0 | 0 | 0 | 0 | 0 | 0 | 0 | 0 | 0 | 0 | 0 | 0 | 12
NO |  | 142 | 2012 | 0 | 34 | 34 |  | ALBRIGHT | BLACK OAK | 138 | 138 | 2 | 22.32 | 0 | 1 | 5,6 | 0 | 0 | 0 | 0 | 0 | 0 | 0 | 0 | 0 | 0 | 0 | 0 | 0 | 0 | 0 | 0 | 0 | 0 | 0 | 0 | 0 | 0 | 0 | 12
NO |  | 142 | 2012 | 0 | 35 | 35 |  | ALBRIGHT | GARRETT | 138 | 138 | 2 | 5.43 | 0 | 1 | 5 | 0 | 0 | 0 | 0 | 0 | 0 | 0 | 0 | 0 | 0 | 0 | 0 | 0 | 0 | 0 | 0 | 0 | 0 | 0 | 0 | 0 | 0 | 0 | 12
NO |  | 142 | 2012 | 1 | 1 | 1 |  | ALBRIGHT | KELSO GAP | 138 | 138 | 2 | 10.08 | 0 | 1 | 5 | 0 | 0 | 0 | 0 | 0 | 0 | 0 | 0 | 0 | 0 | 0 | 0 | 0 | 0 | 0 | 0 | 0 | 0 | 0 | 0 | 0 | 0 | 0 | 12
NO |  | 142 | 2012 | 1 | 2 | 2 |  | ALBRIGHT | WILLIAM | 138 | 138 | 2 | 4.32 | 0 | 1 | 5 | 0 | 0 | 0 | 0 | 0 | 0 | 0 | 0 | 0 | 0 | 0 | 0 | 0 | 0 | 0 | 0 | 0 | 0 | 0 | 0 | 0 | 0 | 0 | 12
NO |  | 142 | 2012 | 1 | 3 | 3 |  | ANTIETAM | EAST HAGERSTOWN | 138 | 138 | 1,2,3 | 6.26 | 3.68 | 1 | 6 | 0 | 0 | 0 | 0 | 0 | 0 | 0 | 0 | 0 | 0 | 0 | 0 | 0 | 0 | 0 | 0 | 0 | 0 | 0 | 0 | 0 | 0 | 0 | 12
NO |  | 142 | 2012 | 1 | 4 | 4 |  | ANTIETAM | REID | 138 | 138 | 1,2,3 | 5.37 | 1.39 | 1 | 6 | 0 | 0 | 0 | 0 | 0 | 0 | 0 | 0 | 0 | 0 | 0 | 0 | 0 | 0 | 0 | 0 | 0 | 0 | 0 | 0 | 0 | 0 | 0 | 12
NO |  | 142 | 2012 | 1 | 5 | 5 |  | BEDINGTON | MARLOWE 3 | 138 | 138 | 2 | 3.11 | 0 | 1 | 6 | 0 | 0 | 0 | 0 | 0 | 0 | 0 | 0 | 0 | 0 | 0 | 0 | 0 | 0 | 0 | 0 | 0 | 0 | 0 | 0 | 0 | 0 | 0 | 12
NO |  | 142 | 2012 | 1 | 6 | 6 |  | BEDINGTON | MARLOWE 2 | 138 | 138 | 2 | 6.77 | 0 | 1 | 6 | 0 | 0 | 0 | 0 | 0 | 0 | 0 | 0 | 0 | 0 | 0 | 0 | 0 | 0 | 0 | 0 | 0 | 0 | 0 | 0 | 0 | 0 | 0 | 12
NO |  | 142 | 2012 | 1 | 7 | 7 |  | BEDINGTON | REID | 138 | 138 | 1 | 6.69 | 4.91 | 1 | 6 | 0 | 0 | 0 | 0 | 0 | 0 | 0 | 0 | 0 | 0 | 0 | 0 | 0 | 0 | 0 | 0 | 0 | 0 | 0 | 0 | 0 | 0 | 0 | 12
NO |  | 142 | 2012 | 1 | 8 | 8 |  | BLACK OAK | SHORT GAP | 138 | 138 | 2,3 | 0.53 | 0 | 1 | 6 | 0 | 0 | 0 | 0 | 0 | 0 | 0 | 0 | 0 | 0 | 0 | 0 | 0 | 0 | 0 | 0 | 0 | 0 | 0 | 0 | 0 | 0 | 0 | 12
NO |  | 142 | 2012 | 1 | 9 | 9 |  | CARROLL | GERMANTOWN | 138 | 138 | 1,2 | 13.74 | 2.44 | 1 | 5,6 | 0 | 0 | 0 | 0 | 0 | 0 | 0 | 0 | 0 | 0 | 0 | 0 | 0 | 0 | 0 | 0 | 0 | 0 | 0 | 0 | 0 | 0 | 0 | 12
NO |  | 142 | 2012 | 1 | 10 | 10 |  | CARROLL | LEHIGH PORTLAND CEMENT | 138 | 138 | 1 | 0.37 | 0 | 1 | 5 | 0 | 0 | 0 | 0 | 0 | 0 | 0 | 0 | 0 | 0 | 0 | 0 | 0 | 0 | 0 | 0 | 0 | 0 | 0 | 0 | 0 | 0 | 0 | 12
NO |  | 142 | 2012 | 1 | 11 | 11 |  | CATOCTIN | MONOCACY | 138 | 138 | 1,2 | 13.57 | 1.92 | 1 | 6,7 | 0 | 0 | 0 | 0 | 0 | 0 | 0 | 0 | 0 | 0 | 0 | 0 | 0 | 0 | 0 | 0 | 0 | 0 | 0 | 0 | 0 | 0 | 0 | 12
NO |  | 142 | 2012 | 1 | 12 | 12 |  | CATOCTIN | MONOCACY | 138 | 230 | 1 | 0.32 | 0.32 | 1 | 6,7 | 0 | 0 | 0 | 0 | 0 | 0 | 0 | 0 | 0 | 0 | 0 | 0 | 0 | 0 | 0 | 0 | 0 | 0 | 0 | 0 | 0 | 0 | 0 | 12
NO |  | 142 | 2012 | 1 | 13 | 13 |  | CHERRY RUN | MCCONNELLSBURG | 138 | 138 | 2,3 | 5.03 | 0 | 1 | 6 | 0 | 0 | 0 | 0 | 0 | 0 | 0 | 0 | 0 | 0 | 0 | 0 | 0 | 0 | 0 | 0 | 0 | 0 | 0 | 0 | 0 | 0 | 0 | 12
NO |  | 142 | 2012 | 1 | 14 | 14 |  | EAST HAGERSTOWN | RINGGOLD | 138 | 138 | 1,2 | 5.31 | 2.29 | 1 | 6 | 0 | 0 | 0 | 0 | 0 | 0 | 0 | 0 | 0 | 0 | 0 | 0 | 0 | 0 | 0 | 0 | 0 | 0 | 0 | 0 | 0 | 0 | 0 | 12
NO |  | 142 | 2012 | 1 | 15 | 15 |  | GARRETT | RIDGELEY | 138 | 138 | 1,2,3 | 30.84 | 0.3 | 1 | 5 | 0 | 0 | 0 | 0 | 0 | 0 | 0 | 0 | 0 | 0 | 0 | 0 | 0 | 0 | 0 | 0 | 0 | 0 | 0 | 0 | 0 | 0 | 0 | 12
NO |  | 142 | 2012 | 1 | 16 | 16 |  | HALFWAY | MARLOWE | 138 | 138 | 1 | 2.42 | 2.42 | 1 | 6 | 0 | 0 | 0 | 0 | 0 | 0 | 0 | 0 | 0 | 0 | 0 | 0 | 0 | 0 | 0 | 0 | 0 | 0 | 0 | 0 | 0 | 0 | 0 | 12
NO |  | 142 | 2012 | 1 | 17 | 17 |  | HALFWAY | PARAMOUNT NO. 1 | 138 | 138 | 1 | 3.36 | 3.35 | 1 | 6 | 0 | 0 | 0 | 0 | 0 | 0 | 0 | 0 | 0 | 0 | 0 | 0 | 0 | 0 | 0 | 0 | 0 | 0 | 0 | 0 | 0 | 0 | 0 | 12
NO |  | 142 | 2012 | 1 | 18 | 18 |  | HAZELTON | RIDGELEY | 138 | 138 | 1,3 | 61.4 | 0.85 | 1 | 6 | 0 | 0 | 0 | 0 | 0 | 0 | 0 | 0 | 0 | 0 | 0 | 0 | 0 | 0 | 0 | 0 | 0 | 0 | 0 | 0 | 0 | 0 | 0 | 12
NO |  | 142 | 2012 | 1 | 19 | 19 |  | JUNCTION | BLACK OAK | 138 | 138 | 2 | 0.48 | 0 | 1 | 5,6 | 0 | 0 | 0 | 0 | 0 | 0 | 0 | 0 | 0 | 0 | 0 | 0 | 0 | 0 | 0 | 0 | 0 | 0 | 0 | 0 | 0 | 0 | 0 | 12
NO |  | 142 | 2012 | 1 | 20 | 20 |  | KELSO GAP | PARR RUN | 138 | 138 | 2 | 5.92 | 0 | 1 |  | 0 | 0 | 0 | 0 | 0 | 0 | 0 | 0 | 0 | 0 | 0 | 0 | 0 | 0 | 0 | 0 | 0 | 0 | 0 | 0 | 0 | 0 | 0 | 12
NO |  | 142 | 2012 | 1 | 21 | 21 |  | MARLOWE | BOONSBORO | 138 | 138 | 1,2 | 11.8 | 0 | 1 | 5,8 | 0 | 0 | 0 | 0 | 0 | 0 | 0 | 0 | 0 | 0 | 0 | 0 | 0 | 0 | 0 | 0 | 0 | 0 | 0 | 0 | 0 | 0 | 0 | 12
NO |  | 142 | 2012 | 1 | 22 | 22 |  | MESSICK ROAD | MORGAN | 138 | 138 | 1,2 | 17.06 | 0.65 | 1 | 5,6 | 0 | 0 | 0 | 0 | 0 | 0 | 0 | 0 | 0 | 0 | 0 | 0 | 0 | 0 | 0 | 0 | 0 | 0 | 0 | 0 | 0 | 0 | 0 | 12
NO |  | 142 | 2012 | 1 | 23 | 23 |  | MESSICK ROAD | RIDGELEY | 138 | 138 | 1,2 | 2.55 | 0.65 | 1 | 5,6 | 0 | 0 | 0 | 0 | 0 | 0 | 0 | 0 | 0 | 0 | 0 | 0 | 0 | 0 | 0 | 0 | 0 | 0 | 0 | 0 | 0 | 0 | 0 | 12
NO |  | 142 | 2012 | 1 | 24 | 24 |  | MILLVILLE | DOUBS | 138 | 138 | 2 | 0.65 | 0 | 1 | 6 | 0 | 0 | 0 | 0 | 0 | 0 | 0 | 0 | 0 | 0 | 0 | 0 | 0 | 0 | 0 | 0 | 0 | 0 | 0 | 0 | 0 | 0 | 0 | 12
NO |  | 142 | 2012 | 1 | 25 | 25 |  | PARAMOUNT NO. 1 | REID | 138 | 138 | 1,3 | 0.93 | 0.88 | 1 | 6 | 0 | 0 | 0 | 0 | 0 | 0 | 0 | 0 | 0 | 0 | 0 | 0 | 0 | 0 | 0 | 0 | 0 | 0 | 0 | 0 | 0 | 0 | 0 | 12
NO |  | 142 | 2012 | 1 | 26 | 26 |  | R PAUL SMITH | MARLOWE | 138 | 138 | 2 | 0.18 | 0 | 1 | 5 | 0 | 0 | 0 | 0 | 0 | 0 | 0 | 0 | 0 | 0 | 0 | 0 | 0 | 0 | 0 | 0 | 0 | 0 | 0 | 0 | 0 | 0 | 0 | 12
NO |  | 142 | 2012 | 1 | 27 | 27 |  | REID | GUILFORD | 138 | 138 | 2 | 0.47 | 0 | 1 | 6 | 0 | 0 | 0 | 0 | 0 | 0 | 0 | 0 | 0 | 0 | 0 | 0 | 0 | 0 | 0 | 0 | 0 | 0 | 0 | 0 | 0 | 0 | 0 | 12
NO |  | 142 | 2012 | 1 | 28 | 28 |  | REID | RINGGOLD 1 | 138 | 138 | 2 | 7.43 | 0 | 1 | 6 | 0 | 0 | 0 | 0 | 0 | 0 | 0 | 0 | 0 | 0 | 0 | 0 | 0 | 0 | 0 | 0 | 0 | 0 | 0 | 0 | 0 | 0 | 0 | 12
NO |  | 142 | 2012 | 1 | 29 | 29 |  | RIDGELEY | CUMBERLAND | 138 | 138 | 3 | 0.13 | 0 | 1 | 6,7 | 0 | 0 | 0 | 0 | 0 | 0 | 0 | 0 | 0 | 0 | 0 | 0 | 0 | 0 | 0 | 0 | 0 | 0 | 0 | 0 | 0 | 0 | 0 | 12
NO |  | 142 | 2012 | 1 | 30 | 30 |  | RINGGOLD | CATOCTIN | 138 | 138 | 2 | 9.76 | 0 | 1 | 6,7 | 0 | 0 | 0 | 0 | 0 | 0 | 0 | 0 | 0 | 0 | 0 | 0 | 0 | 0 | 0 | 0 | 0 | 0 | 0 | 0 | 0 | 0 | 0 | 12
NO |  | 142 | 2012 | 1 | 31 | 31 |  | RINGGOLD | WEST WAYNESBORO | 138 | 138 | 2 | 4.01 | 0 | 1 | 5 | 0 | 0 | 0 | 0 | 0 | 0 | 0 | 0 | 0 | 0 | 0 | 0 | 0 | 0 | 0 | 0 | 0 | 0 | 0 | 0 | 0 | 0 | 0 | 12
NO |  | 142 | 2012 | 1 | 32 | 32 |  |  |  | 0 | 0 |  | 0 | 0 | 0 |  | 6956829 | 31900383 | 38857212 | 0 | 0 | 0 | 0 | 0 | 0 | 0 | 0 | 0 | 0 | 0 | 0 | 0 | 0 | 0 | 0 | 0 | 0 | 0 | 0 | 12
NO |  | 142 | 2012 | 1 | 33 | 33 |  | SUBTOTAL MARYLAND 138 |  | 0 | 0 |  | 268.61 | 26.05 | 33 |  | 6956829 | 31900383 | 38857212 | 0 | 0 | 0 | 0 | 0 | 0 | 0 | 0 | 0 | 0 | 0 | 0 | 0 | 0 | 0 | 0 | 0 | 0 | 0 | 0 | 12
NO |  | 142 | 2012 | 1 | 35 | 35 |  | GARRETT TAP | GARRETT | 115 | 138 | 2 | 1.95 | 0 | 1 |  | 0 | 0 | 0 | 0 | 0 | 0 | 0 | 0 | 0 | 0 | 0 | 0 | 0 | 0 | 0 | 0 | 0 | 0 | 0 | 0 | 0 | 0 | 0 | 12
NO |  | 142 | 2012 | 2 | 2 | 2 |  | SUBTOTAL MARYLAND 115 KV |  | 0 | 0 |  | 1.95 | 0 | 1 |  | 0 | 0 | 0 | 0 | 0 | 0 | 0 | 0 | 0 | 0 | 0 | 0 | 0 | 0 | 0 | 0 | 0 | 0 | 0 | 0 | 0 | 0 | 0 | 12
NO |  | 142 | 2012 | 2 | 4 | 4 |  | BLACK OAK | BEDINGTON | 500 | 500 | 3 | 0.77 | 0 | 1 | 1 | 0 | 0 | 0 | 0 | 0 | 0 | 0 | 0 | 0 | 0 | 0 | 0 | 0 | 0 | 0 | 0 | 0 | 0 | 0 | 0 | 0 | 0 | 0 | 12
NO |  | 142 | 2012 | 2 | 5 | 5 |  | DOUBS | MT. STORM | 500 | 500 | 3 | 29.18 | 0 | 1 |  | 0 | 0 | 0 | 0 | 0 | 0 | 0 | 0 | 0 | 0 | 0 | 0 | 0 | 0 | 0 | 0 | 0 | 0 | 0 | 0 | 0 | 0 | 0 | 12
NO |  | 142 | 2012 | 2 | 6 | 6 |  | MEADOW BROOK | MORRISVILLE | 500 | 500 | 3 | 5.27 | 0 | 1 | 1 | 0 | 0 | 0 | 0 | 0 | 0 | 0 | 0 | 0 | 0 | 0 | 0 | 0 | 0 | 0 | 0 | 0 | 0 | 0 | 0 | 0 | 0 | 0 | 12
NO |  | 142 | 2012 | 2 | 7 | 7 |  | MEADOWBROOK | LOUDOUN | 500 | 500 | 3 | 14.25 | 0 | 1 | 3 | 0 | 0 | 0 | 0 | 0 | 0 | 0 | 0 | 0 | 0 | 0 | 0 | 0 | 0 | 0 | 0 | 0 | 0 | 0 | 0 | 0 | 0 | 0 | 12
NO |  | 142 | 2012 | 2 | 8 | 8 |  |  |  | 0 | 0 |  | 0 | 0 | 0 |  | 485700 | 4379379 | 4865079 | 0 | 0 | 0 | 0 | 0 | 0 | 0 | 0 | 0 | 0 | 0 | 0 | 0 | 0 | 0 | 0 | 0 | 0 | 0 | 0 | 12
NO |  | 142 | 2012 | 2 | 9 | 9 |  | SUBTOTAL VIRGINIA 500 |  | 0 | 0 |  | 49.47 | 0 | 4 |  | 485700 | 4379379 | 4865079 | 0 | 0 | 0 | 0 | 0 | 0 | 0 | 0 | 0 | 0 | 0 | 0 | 0 | 0 | 0 | 0 | 0 | 0 | 0 | 0 | 12
NO |  | 142 | 2012 | 2 | 11 | 11 |  | RIVERTON | BETHEL | 138 | 138 | 1 | 3.94 | 0 | 1 |  | 0 | 0 | 0 | 0 | 0 | 0 | 0 | 0 | 0 | 0 | 0 | 0 | 0 | 0 | 0 | 0 | 0 | 0 | 0 | 0 | 0 | 0 | 0 | 12
NO |  | 142 | 2012 | 2 | 12 | 12 |  | DOUBLE TOLL GATE | MILLVILLE | 138 | 138 | 1,2 | 14.58 | 0 | 1 | 5 | 0 | 0 | 0 | 0 | 0 | 0 | 0 | 0 | 0 | 0 | 0 | 0 | 0 | 0 | 0 | 0 | 0 | 0 | 0 | 0 | 0 | 0 | 0 | 12
NO |  | 142 | 2012 | 2 | 13 | 13 |  | GORE | HAMPSHIRE | 138 | 138 | 2 | 1.98 | 0 | 1 | 5 | 0 | 0 | 0 | 0 | 0 | 0 | 0 | 0 | 0 | 0 | 0 | 0 | 0 | 0 | 0 | 0 | 0 | 0 | 0 | 0 | 0 | 0 | 0 | 12
NO |  | 142 | 2012 | 2 | 14 | 14 |  | GREENWOOD | REDBUD | 138 | 138 | 1,2 | 4.99 | 0.59 | 1 | 5,6 | 0 | 0 | 0 | 0 | 0 | 0 | 0 | 0 | 0 | 0 | 0 | 0 | 0 | 0 | 0 | 0 | 0 | 0 | 0 | 0 | 0 | 0 | 0 | 12
NO |  | 142 | 2012 | 2 | 15 | 15 |  | DOUBLE TOLLGATE | MEADOWBROOK | 138 | 138 | 2,3 | 7.46 | 0.79 | 1 | 6 | 0 | 0 | 0 | 0 | 0 | 0 | 0 | 0 | 0 | 0 | 0 | 0 | 0 | 0 | 0 | 0 | 0 | 0 | 0 | 0 | 0 | 0 | 0 | 12
NO |  | 142 | 2012 | 2 | 16 | 16 |  | INWOOD | STONEWALL | 138 | 138 | 2 | 1.42 | 0 | 1 | 5 | 0 | 0 | 0 | 0 | 0 | 0 | 0 | 0 | 0 | 0 | 0 | 0 | 0 | 0 | 0 | 0 | 0 | 0 | 0 | 0 | 0 | 0 | 0 | 12
NO |  | 142 | 2012 | 2 | 17 | 17 |  | MEADOW BROOK | DOUBLE TOLL GATE 1 | 138 | 138 | 1 | 3.73 | 3.73 | 1 | 6 | 0 | 0 | 0 | 0 | 0 | 0 | 0 | 0 | 0 | 0 | 0 | 0 | 0 | 0 | 0 | 0 | 0 | 0 | 0 | 0 | 0 | 0 | 0 | 12
NO |  | 142 | 2012 | 2 | 18 | 18 |  | MEADOW BROOK | REDBUD | 138 | 138 | 1,2 | 8.46 | 7.98 | 1 | 6,9 | 0 | 0 | 0 | 0 | 0 | 0 | 0 | 0 | 0 | 0 | 0 | 0 | 0 | 0 | 0 | 0 | 0 | 0 | 0 | 0 | 0 | 0 | 0 | 12
NO |  | 142 | 2012 | 2 | 19 | 19 |  | MEADOWBOOK | RIVERTON | 138 | 138 | 1,2,3 | 8.07 | 0.27 | 1 | 6 | 0 | 0 | 0 | 0 | 0 | 0 | 0 | 0 | 0 | 0 | 0 | 0 | 0 | 0 | 0 | 0 | 0 | 0 | 0 | 0 | 0 | 0 | 0 | 12
NO |  | 142 | 2012 | 2 | 20 | 20 |  | MEADOW BROOK | STRASBURG | 138 | 138 | 2,3 | 8.57 | 0.78 | 1 |  | 0 | 0 | 0 | 0 | 0 | 0 | 0 | 0 | 0 | 0 | 0 | 0 | 0 | 0 | 0 | 0 | 0 | 0 | 0 | 0 | 0 | 0 | 0 | 12
NO |  | 142 | 2012 | 2 | 21 | 21 |  | NORTH SHENANDOAH | PAGE | 138 | 138 | 1,2 | 21.19 | 1.83 | 1 | 5 | 0 | 0 | 0 | 0 | 0 | 0 | 0 | 0 | 0 | 0 | 0 | 0 | 0 | 0 | 0 | 0 | 0 | 0 | 0 | 0 | 0 | 0 | 0 | 12
NO |  | 142 | 2012 | 2 | 22 | 22 |  | RIVERTON | DOUBLE TOLL GATE | 138 | 138 | 2,3 | 6.9 | 0.08 | 1 |  | 0 | 0 | 0 | 0 | 0 | 0 | 0 | 0 | 0 | 0 | 0 | 0 | 0 | 0 | 0 | 0 | 0 | 0 | 0 | 0 | 0 | 0 | 0 | 12
NO |  | 142 | 2012 | 2 | 23 | 23 |  | RIVERTON | PAGE | 138 | 138 | 2,3 | 26.73 | 0.03 | 1 |  | 0 | 0 | 0 | 0 | 0 | 0 | 0 | 0 | 0 | 0 | 0 | 0 | 0 | 0 | 0 | 0 | 0 | 0 | 0 | 0 | 0 | 0 | 0 | 12
NO |  | 142 | 2012 | 2 | 24 | 24 |  | STEPHENSON | STONEWALL | 138 | 138 | 1,2 | 1.94 | 0 | 1 |  | 0 | 0 | 0 | 0 | 0 | 0 | 0 | 0 | 0 | 0 | 0 | 0 | 0 | 0 | 0 | 0 | 0 | 0 | 0 | 0 | 0 | 0 | 0 | 12
NO |  | 142 | 2012 | 2 | 25 | 25 |  | STONEWALL | MILLVILLE | 138 | 138 | 2 | 2.93 | 0 | 1 |  | 0 | 0 | 0 | 0 | 0 | 0 | 0 | 0 | 0 | 0 | 0 | 0 | 0 | 0 | 0 | 0 | 0 | 0 | 0 | 0 | 0 | 0 | 0 | 12
NO |  | 142 | 2012 | 2 | 26 | 26 |  |  |  | 0 | 0 |  | 0 | 0 | 0 |  | 9170869 | 33209626 | 42380495 | 0 | 0 | 0 | 0 | 0 | 0 | 0 | 0 | 0 | 0 | 0 | 0 | 0 | 0 | 0 | 0 | 0 | 0 | 0 | 0 | 12
NO |  | 142 | 2012 | 2 | 27 | 27 |  | SUBTOTAL VIRGINIA 138 |  | 0 | 0 |  | 122.89 | 16.08 | 15 |  | 9170869 | 33209626 | 42380495 | 0 | 0 | 0 | 0 | 0 | 0 | 0 | 0 | 0 | 0 | 0 | 0 | 0 | 0 | 0 | 0 | 0 | 0 | 0 | 0 | 12
NO |  | 142 | 2012 | 2 | 29 | 29 |  | NORTH SHENANDOAH | NORTH SHENANDOAH | 115 | 138 | 3 | 0.33 | 0 | 1 |  | 0 | 0 | 0 | 0 | 0 | 0 | 0 | 0 | 0 | 0 | 0 | 0 | 0 | 0 | 0 | 0 | 0 | 0 | 0 | 0 | 0 | 0 | 0 | 12
NO |  | 142 | 2012 | 2 | 30 | 30 |  | GORDONSVILLE | PRATTS | 115 | 138 | 2 | 17.97 | 0 | 1 |  | 0 | 0 | 0 | 0 | 0 | 0 | 0 | 0 | 0 | 0 | 0 | 0 | 0 | 0 | 0 | 0 | 0 | 0 | 0 | 0 | 0 | 0 | 0 | 12
NO |  | 142 | 2012 | 2 | 31 | 31 |  | SUBTOTAL VIRGINIA 115 |  | 0 | 0 |  | 18.3 | 0 | 2 |  | 0 | 0 | 0 | 0 | 0 | 0 | 0 | 0 | 0 | 0 | 0 | 0 | 0 | 0 | 0 | 0 | 0 | 0 | 0 | 0 | 0 | 0 | 0 | 12
NO |  | 142 | 2012 | 2 | 34 | 34 |  | BEDINGTON | DOUBS | 500 | 500 | 3 | 5.88 | 0 | 1 | 1 | 0 | 0 | 0 | 0 | 0 | 0 | 0 | 0 | 0 | 0 | 0 | 0 | 0 | 0 | 0 | 0 | 0 | 0 | 0 | 0 | 0 | 0 | 0 | 12
NO |  | 142 | 2012 | 2 | 35 | 35 |  | BLACK OAK | BEDINGTON | 500 | 500 | 3 | 58.91 | 0 | 1 | 1 | 0 | 0 | 0 | 0 | 0 | 0 | 0 | 0 | 0 | 0 | 0 | 0 | 0 | 0 | 0 | 0 | 0 | 0 | 0 | 0 | 0 | 0 | 0 | 12
NO |  | 142 | 2012 | 3 | 1 | 1 |  | DOUBS | MT STORM | 500 | 500 | 3 | 54.16 | 0 | 1 |  | 0 | 0 | 0 | 0 | 0 | 0 | 0 | 0 | 0 | 0 | 0 | 0 | 0 | 0 | 0 | 0 | 0 | 0 | 0 | 0 | 0 | 0 | 0 | 12
NO |  | 142 | 2012 | 3 | 2 | 2 |  | GREENLAND GAP | MEADOWBROOK | 500 | 500 | 3 | 56.07 | 0 | 1 |  | 0 | 0 | 0 | 0 | 0 | 0 | 0 | 0 | 0 | 0 | 0 | 0 | 0 | 0 | 0 | 0 | 0 | 0 | 0 | 0 | 0 | 0 | 0 | 12
NO |  | 142 | 2012 | 3 | 3 | 3 |  | GREENLAND GAP | MT. STORM | 500 | 500 | 3 | 3.24 | 0 | 1 |  | 0 | 0 | 0 | 0 | 0 | 0 | 0 | 0 | 0 | 0 | 0 | 0 | 0 | 0 | 0 | 0 | 0 | 0 | 0 | 0 | 0 | 0 | 0 | 12
NO |  | 142 | 2012 | 3 | 4 | 4 |  |  |  | 0 | 0 |  | 0 | 0 | 0 |  | 1088323 | 9499406 | 10587729 | 0 | 0 | 0 | 0 | 0 | 0 | 0 | 0 | 0 | 0 | 0 | 0 | 0 | 0 | 0 | 0 | 0 | 0 | 0 | 0 | 12
NO |  | 142 | 2012 | 3 | 5 | 5 |  | SUBTOTAL WEST VIRGINIA 500 |  | 0 | 0 |  | 178.26 | 0 | 5 |  | 1088323 | 9499406 | 10587729 | 0 | 0 | 0 | 0 | 0 | 0 | 0 | 0 | 0 | 0 | 0 | 0 | 0 | 0 | 0 | 0 | 0 | 0 | 0 | 0 | 12
NO |  | 142 | 2012 | 3 | 7 | 7 |  | ALBRIGHT | BLACK OAK | 138 | 138 | 2 | 12.93 | 0 | 1 | 5 | 0 | 0 | 0 | 0 | 0 | 0 | 0 | 0 | 0 | 0 | 0 | 0 | 0 | 0 | 0 | 0 | 0 | 0 | 0 | 0 | 0 | 0 | 0 | 12
NO |  | 142 | 2012 | 3 | 8 | 8 |  | ALBRIGHT | KELSO GAP | 138 | 138 | 2,3 | 9.39 | 2.19 | 1 | 5,6 | 0 | 0 | 0 | 0 | 0 | 0 | 0 | 0 | 0 | 0 | 0 | 0 | 0 | 0 | 0 | 0 | 0 | 0 | 0 | 0 | 0 | 0 | 0 | 12
NO |  | 142 | 2012 | 3 | 9 | 9 |  | KELSO GAP | PARR RUN | 138 | 138 | 1 | 11.57 | 0 | 1 |  | 0 | 0 | 0 | 0 | 0 | 0 | 0 | 0 | 0 | 0 | 0 | 0 | 0 | 0 | 0 | 0 | 0 | 0 | 0 | 0 | 0 | 0 | 0 | 12
NO |  | 142 | 2012 | 3 | 10 | 10 |  | BEDINGTON | MARLOWE 3 | 138 | 138 | 2,3 | 5.18 | 0.93 | 1 | 6 | 0 | 0 | 0 | 0 | 0 | 0 | 0 | 0 | 0 | 0 | 0 | 0 | 0 | 0 | 0 | 0 | 0 | 0 | 0 | 0 | 0 | 0 | 0 | 12
NO |  | 142 | 2012 | 3 | 11 | 11 |  | BEDINGTON | MARLOWE 2 | 138 | 138 | 2,3 | 5.93 | 3.13 | 1 | 6 | 0 | 0 | 0 | 0 | 0 | 0 | 0 | 0 | 0 | 0 | 0 | 0 | 0 | 0 | 0 | 0 | 0 | 0 | 0 | 0 | 0 | 0 | 0 | 12
NO |  | 142 | 2012 | 3 | 12 | 12 |  | BEDINGTON | OPEQUON 2 | 138 | 138 | 2,3 | 7.51 | 0.93 | 1 | 6 | 0 | 0 | 0 | 0 | 0 | 0 | 0 | 0 | 0 | 0 | 0 | 0 | 0 | 0 | 0 | 0 | 0 | 0 | 0 | 0 | 0 | 0 | 0 | 12
NO |  | 142 | 2012 | 3 | 13 | 13 |  | BEDINGTON | REID | 138 | 138 | 1 | 5.06 | 4.14 | 1 | 6 | 0 | 0 | 0 | 0 | 0 | 0 | 0 | 0 | 0 | 0 | 0 | 0 | 0 | 0 | 0 | 0 | 0 | 0 | 0 | 0 | 0 | 0 | 0 | 12
NO |  | 142 | 2012 | 3 | 14 | 14 |  | BEDINGTON | SHEPHERDSTOWN 1 | 138 | 138 | 1,2,3 | 5.52 | 3.13 | 1 | 5,6 | 0 | 0 | 0 | 0 | 0 | 0 | 0 | 0 | 0 | 0 | 0 | 0 | 0 | 0 | 0 | 0 | 0 | 0 | 0 | 0 | 0 | 0 | 0 | 12
NO |  | 142 | 2012 | 3 | 15 | 15 |  | SHORT GAP | CUMBERLAND | 138 | 138 | 1,2,3 | 16.52 | 0.06 | 1 | 6 | 0 | 0 | 0 | 0 | 0 | 0 | 0 | 0 | 0 | 0 | 0 | 0 | 0 | 0 | 0 | 0 | 0 | 0 | 0 | 0 | 0 | 0 | 0 | 12
NO |  | 142 | 2012 | 3 | 16 | 16 |  | CHERRY RUN | MCCONNELLSBURG | 138 | 138 | 2,3 | 3.37 | 0 | 1 | 6 | 0 | 0 | 0 | 0 | 0 | 0 | 0 | 0 | 0 | 0 | 0 | 0 | 0 | 0 | 0 | 0 | 0 | 0 | 0 | 0 | 0 | 0 | 0 | 12
NO |  | 142 | 2012 | 3 | 17 | 17 |  | DOUBLE TOLL GATE | MILLVILLE | 138 | 138 | 2 | 9.48 | 0 | 1 | 5 | 0 | 0 | 0 | 0 | 0 | 0 | 0 | 0 | 0 | 0 | 0 | 0 | 0 | 0 | 0 | 0 | 0 | 0 | 0 | 0 | 0 | 0 | 0 | 12
NO |  | 142 | 2012 | 3 | 18 | 18 |  | FRENCH'S MILL | HAMPSHIRE | 138 | 138 | 2 | 8.9 | 0 | 1 | 5 | 0 | 0 | 0 | 0 | 0 | 0 | 0 | 0 | 0 | 0 | 0 | 0 | 0 | 0 | 0 | 0 | 0 | 0 | 0 | 0 | 0 | 0 | 0 | 12
NO |  | 142 | 2012 | 3 | 19 | 19 |  | GORE | HAMPSHIRE | 138 | 138 | 2 | 4.44 | 0 | 1 | 5 | 0 | 0 | 0 | 0 | 0 | 0 | 0 | 0 | 0 | 0 | 0 | 0 | 0 | 0 | 0 | 0 | 0 | 0 | 0 | 0 | 0 | 0 | 0 | 12
NO |  | 142 | 2012 | 3 | 20 | 20 |  | HAMPSHIRE | RIDGELEY | 138 | 138 | 2,3 | 29.76 | 0 | 1 | 7 | 0 | 0 | 0 | 0 | 0 | 0 | 0 | 0 | 0 | 0 | 0 | 0 | 0 | 0 | 0 | 0 | 0 | 0 | 0 | 0 | 0 | 0 | 0 | 12
NO |  | 142 | 2012 | 3 | 21 | 21 |  | HARDY | NORTH PETERSBURG | 138 | 138 | 2 | 8.3 | 0 | 1 | 6 | 0 | 0 | 0 | 0 | 0 | 0 | 0 | 0 | 0 | 0 | 0 | 0 | 0 | 0 | 0 | 0 | 0 | 0 | 0 | 0 | 0 | 0 | 0 | 12
NO |  | 142 | 2012 | 3 | 22 | 22 |  | HARMONY JCT | BEDINGTON | 138 | 138 | 1 | 3.17 | 3.15 | 1 | 6 | 0 | 0 | 0 | 0 | 0 | 0 | 0 | 0 | 0 | 0 | 0 | 0 | 0 | 0 | 0 | 0 | 0 | 0 | 0 | 0 | 0 | 0 | 0 | 12
NO |  | 142 | 2012 | 3 | 23 | 23 |  | HAZELTON | RIDGELEY | 138 | 138 | 3 | 0.38 | 0.38 | 1 | 6 | 0 | 0 | 0 | 0 | 0 | 0 | 0 | 0 | 0 | 0 | 0 | 0 | 0 | 0 | 0 | 0 | 0 | 0 | 0 | 0 | 0 | 0 | 0 | 12
NO |  | 142 | 2012 | 3 | 24 | 24 |  | INWOOD | KEARNEYSVILLE | 138 | 138 | 1,2 | 8.97 | 2.54 | 1 | 5,6 | 0 | 0 | 0 | 0 | 0 | 0 | 0 | 0 | 0 | 0 | 0 | 0 | 0 | 0 | 0 | 0 | 0 | 0 | 0 | 0 | 0 | 0 | 0 | 12
NO |  | 142 | 2012 | 3 | 25 | 25 |  | INWOOD | STONEWALL | 138 | 138 | 1,2 | 5.25 | 1.16 | 1 | 5,6 | 0 | 0 | 0 | 0 | 0 | 0 | 0 | 0 | 0 | 0 | 0 | 0 | 0 | 0 | 0 | 0 | 0 | 0 | 0 | 0 | 0 | 0 | 0 | 12
NO |  | 142 | 2012 | 3 | 26 | 26 |  | JUNCTION | BLACK OAK | 138 | 138 | 2 | 18.19 | 0 | 1 | 5,6 | 0 | 0 | 0 | 0 | 0 | 0 | 0 | 0 | 0 | 0 | 0 | 0 | 0 | 0 | 0 | 0 | 0 | 0 | 0 | 0 | 0 | 0 | 0 | 12
NO |  | 142 | 2012 | 3 | 27 | 27 |  | JUNCTION | FRENCH'S MILL | 138 | 138 | 2 | 11.29 | 0 | 1 | 5 | 0 | 0 | 0 | 0 | 0 | 0 | 0 | 0 | 0 | 0 | 0 | 0 | 0 | 0 | 0 | 0 | 0 | 0 | 0 | 0 | 0 | 0 | 0 | 12
NO |  | 142 | 2012 | 3 | 28 | 28 |  | JUNCTION | HARDY | 138 | 138 | 2 | 21.43 | 0 | 1 | 5 | 0 | 0 | 0 | 0 | 0 | 0 | 0 | 0 | 0 | 0 | 0 | 0 | 0 | 0 | 0 | 0 | 0 | 0 | 0 | 0 | 0 | 0 | 0 | 12
NO |  | 142 | 2012 | 3 | 29 | 29 |  | KEARNEYSVILLE | OPEQUON | 138 | 138 | 1,2 | 3.8 | 1.38 | 1 | 5,6 | 0 | 0 | 0 | 0 | 0 | 0 | 0 | 0 | 0 | 0 | 0 | 0 | 0 | 0 | 0 | 0 | 0 | 0 | 0 | 0 | 0 | 0 | 0 | 12
NO |  | 142 | 2012 | 3 | 30 | 30 |  | MARLOWE | BOONSBORO | 138 | 138 | 1 | 0.4 | 0 | 1 | 5 | 0 | 0 | 0 | 0 | 0 | 0 | 0 | 0 | 0 | 0 | 0 | 0 | 0 | 0 | 0 | 0 | 0 | 0 | 0 | 0 | 0 | 0 | 0 | 12
NO |  | 142 | 2012 | 3 | 31 | 31 |  | MESSICK ROAD | MORGAN | 138 | 138 | 2 | 10.82 | 0 | 1 | 5 | 0 | 0 | 0 | 0 | 0 | 0 | 0 | 0 | 0 | 0 | 0 | 0 | 0 | 0 | 0 | 0 | 0 | 0 | 0 | 0 | 0 | 0 | 0 | 12
NO |  | 142 | 2012 | 3 | 32 | 32 |  | MESSICK ROAD | RIDGELEY | 138 | 138 | 1,2 | 1.78 | 0.06 | 1 | 5,6 | 0 | 0 | 0 | 0 | 0 | 0 | 0 | 0 | 0 | 0 | 0 | 0 | 0 | 0 | 0 | 0 | 0 | 0 | 0 | 0 | 0 | 0 | 0 | 12
NO |  | 142 | 2012 | 3 | 33 | 33 |  | MILLVILLE | DOUBS | 138 | 138 | 2 | 14.7 | 0 | 1 | 6 | 0 | 0 | 0 | 0 | 0 | 0 | 0 | 0 | 0 | 0 | 0 | 0 | 0 | 0 | 0 | 0 | 0 | 0 | 0 | 0 | 0 | 0 | 0 | 12
NO |  | 142 | 2012 | 3 | 34 | 34 |  | MORGAN | CHERRY RUN | 138 | 138 | 2 | 8.02 | 0 | 1 | 5 | 0 | 0 | 0 | 0 | 0 | 0 | 0 | 0 | 0 | 0 | 0 | 0 | 0 | 0 | 0 | 0 | 0 | 0 | 0 | 0 | 0 | 0 | 0 | 12
NO |  | 142 | 2012 | 3 | 35 | 35 |  | PARR RUN | JUNCTION | 138 | 138 | 2,3 | 14.32 | 2.19 | 1 | 5,6 | 0 | 0 | 0 | 0 | 0 | 0 | 0 | 0 | 0 | 0 | 0 | 0 | 0 | 0 | 0 | 0 | 0 | 0 | 0 | 0 | 0 | 0 | 0 | 12
NO |  | 142 | 2012 | 4 | 1 | 1 |  | RIDGELEY | CUMBERLAND | 138 | 138 | 3 | 0.85 | 0 | 1 | 6,7 | 0 | 0 | 0 | 0 | 0 | 0 | 0 | 0 | 0 | 0 | 0 | 0 | 0 | 0 | 0 | 0 | 0 | 0 | 0 | 0 | 0 | 0 | 0 | 12
NO |  | 142 | 2012 | 4 | 2 | 2 |  | SENECA CAVERNS | NORTH PETERSBURG | 138 | 138 | 1,2 | 14.25 | 0 | 1 | 6 | 0 | 0 | 0 | 0 | 0 | 0 | 0 | 0 | 0 | 0 | 0 | 0 | 0 | 0 | 0 | 0 | 0 | 0 | 0 | 0 | 0 | 0 | 0 | 12
NO |  | 142 | 2012 | 4 | 3 | 3 |  | SHEPHERDSTOWN | SLEEPY HOLLOW | 138 | 138 | 1,2 | 7.45 | 0 | 1 |  | 0 | 0 | 0 | 0 | 0 | 0 | 0 | 0 | 0 | 0 | 0 | 0 | 0 | 0 | 0 | 0 | 0 | 0 | 0 | 0 | 0 | 0 | 0 | 12
NO |  | 142 | 2012 | 4 | 4 | 4 |  | SLEEPY HOLLOW | MILLVILLE | 138 | 138 | 2 | 4.25 | 0 | 1 | 5 | 0 | 0 | 0 | 0 | 0 | 0 | 0 | 0 | 0 | 0 | 0 | 0 | 0 | 0 | 0 | 0 | 0 | 0 | 0 | 0 | 0 | 0 | 0 | 12
NO |  | 142 | 2012 | 4 | 5 | 5 |  | STONEWALL | MILLVILLE | 138 | 138 | 2 | 13.15 | 0 | 1 | 5 | 0 | 0 | 0 | 0 | 0 | 0 | 0 | 0 | 0 | 0 | 0 | 0 | 0 | 0 | 0 | 0 | 0 | 0 | 0 | 0 | 0 | 0 | 0 | 12
NO |  | 142 | 2012 | 4 | 6 | 6 |  |  |  | 0 | 0 |  | 0 | 0 | 0 |  | 8651522 | 37853433 | 46504955 | 0 | 0 | 0 | 0 | 0 | 0 | 0 | 0 | 0 | 0 | 0 | 0 | 0 | 0 | 0 | 0 | 0 | 0 | 0 | 0 | 12
NO |  | 142 | 2012 | 4 | 7 | 7 |  | SUBTOTAL WEST VIRGINIA 138 |  | 0 | 0 |  | 306.33 | 25.37 | 34 |  | 8651522 | 37853433 | 46504955 | 0 | 0 | 0 | 0 | 0 | 0 | 0 | 0 | 0 | 0 | 0 | 0 | 0 | 0 | 0 | 0 | 0 | 0 | 0 | 0 | 12
NO |  | 142 | 2012 | 0 | 36 | 36 |  | TOTAL |  | 0 | 0 |  | 1166.02 | 117.79 | 121 |  | 45958982 | 160448077 | 206407059 | -120118 | 2688178 | 45 | 2568105 | 0 | 0 | 0 | 0 | 0 | 0 | 0 | 0 | 0 | 0 | 0 | 0 | 0 | 0 | 0 | 0 | 12
NO |  | 142 | 2012 | 4 | 9 | 9 |  | Operation and Maintenance |  | 0 | 0 |  | 0 | 0 | 0 |  | 0 | 0 | 0 | -120118 | 2688178 | 45 | 2568105 | 0 | 0 | 0 | 0 | 0 | 0 | 0 | 0 | 0 | 0 | 0 | 0 | 0 | 0 | 0 | 0 | 12
NO |  | 142 | 2012 | 4 | 10 | 10 |  | Expenses (All States) |  | 0 | 0 |  | 0 | 0 | 0 |  | 0 | 0 | 0 | 0 | 0 | 0 | 0 | 0 | 0 | 0 | 0 | 0 | 0 | 0 | 0 | 0 | 0 | 0 | 0 | 0 | 0 | 0 | 0 | 12
NO |  | 175 | 2012 | 0 | 1 | 1 |  | Bay Shore | O.P. Tie-Fostoria | 0 | 0 |  | 0 | 0 | 0 |  | 1110008 | 0 | 1110008 | 0 | 0 | 0 | 0 | 0 | 0 | 0 | 0 | 0 | 0 | 0 | 0 | 0 | 0 | 0 | 0 | 0 | 0 | 0 | 0 | 12
NO |  | 175 | 2012 | 0 | 2 | 2 |  | Bay Shore | Monroe | 0 | 0 |  | 0 | 0 | 0 |  | 282155 | 0 | 282155 | 0 | 0 | 0 | 0 | 0 | 0 | 0 | 0 | 0 | 0 | 0 | 0 | 0 | 0 | 0 | 0 | 0 | 0 | 0 | 0 | 12
NO |  | 175 | 2012 | 0 | 3 | 3 |  | Beaver | Davis-Besse | 0 | 0 |  | 0 | 0 | 0 |  | 962502 | 0 | 962502 | 0 | 0 | 0 | 0 | 0 | 0 | 0 | 0 | 0 | 0 | 0 | 0 | 0 | 0 | 0 | 0 | 0 | 0 | 0 | 0 | 12
NO |  | 175 | 2012 | 0 | 4 | 4 |  | Davis-Besse | Bay Shore | 0 | 0 |  | 0 | 0 | 0 |  | 1053523 | 0 | 1053523 | 0 | 0 | 0 | 0 | 0 | 0 | 0 | 0 | 0 | 0 | 0 | 0 | 0 | 0 | 0 | 0 | 0 | 0 | 0 | 0 | 12
NO |  | 175 | 2012 | 0 | 5 | 5 |  | Davis-Besse | Lemoyne | 0 | 0 |  | 0 | 0 | 0 |  | 1016138 | 0 | 1016138 | 0 | 0 | 0 | 0 | 0 | 0 | 0 | 0 | 0 | 0 | 0 | 0 | 0 | 0 | 0 | 0 | 0 | 0 | 0 | 0 | 12
NO |  | 175 | 2012 | 0 | 6 | 6 |  | Lemoyne | Midway | 0 | 0 |  | 0 | 0 | 0 |  | 1665765 | 0 | 1665765 | 0 | 0 | 0 | 0 | 0 | 0 | 0 | 0 | 0 | 0 | 0 | 0 | 0 | 0 | 0 | 0 | 0 | 0 | 0 | 0 | 12
NO |  | 175 | 2012 | 0 | 7 | 7 |  | Lemoyne | O.P. Tie-Fostoria | 0 | 0 |  | 0 | 0 | 0 |  | 11230 | 0 | 11230 | 0 | 0 | 0 | 0 | 0 | 0 | 0 | 0 | 0 | 0 | 0 | 0 | 0 | 0 | 0 | 0 | 0 | 0 | 0 | 0 | 12
NO |  | 175 | 2012 | 0 | 8 | 8 |  | Midway | Allen Junction | 0 | 0 |  | 0 | 0 | 0 |  | 2333904 | 0 | 2333904 | 0 | 0 | 0 | 0 | 0 | 0 | 0 | 0 | 0 | 0 | 0 | 0 | 0 | 0 | 0 | 0 | 0 | 0 | 0 | 0 | 12
NO |  | 175 | 2012 | 0 | 9 | 9 |  | Total 345 KV Lines |  | 0 | 0 |  | 0 | 0 | 0 |  | 8435225 | 0 | 8435225 | 0 | 0 | 0 | 0 | 0 | 0 | 0 | 0 | 0 | 0 | 0 | 0 | 0 | 621750101 | 0 | 0 | 0 | 0 | 0 | 0 | 12
NO |  | 175 | 2012 | 0 | 11 | 11 |  | Allen Jct. | Jackman | 0 | 0 |  | 0 | 0 | 0 |  | 139323 | 0 | 139323 | 0 | 0 | 0 | 0 | 0 | 0 | 0 | 0 | 0 | 0 | 0 | 0 | 0 | 0 | 0 | 0 | 0 | 0 | 0 | 0 | 12
NO |  | 175 | 2012 | 0 | 12 | 12 |  | Allen Jct. | Stryker | 0 | 0 |  | 0 | 0 | 0 |  | 438867 | 0 | 438867 | 0 | 0 | 0 | 0 | 0 | 0 | 0 | 0 | 0 | 0 | 0 | 0 | 0 | 0 | 0 | 0 | 0 | 0 | 0 | 0 | 12
NO |  | 175 | 2012 | 0 | 13 | 13 |  | Allen Jct. | Vulcan | 0 | 0 |  | 0 | 0 | 0 |  | 434412 | 0 | 434412 | 0 | 0 | 0 | 0 | 0 | 0 | 0 | 0 | 0 | 0 | 0 | 0 | 0 | 0 | 0 | 0 | 0 | 0 | 0 | 0 | 12
NO |  | 175 | 2012 | 0 | 14 | 14 |  | Allen Jct. | Westgate | 0 | 0 |  | 0 | 0 | 0 |  | 242365 | 0 | 242365 | 0 | 0 | 0 | 0 | 0 | 0 | 0 | 0 | 0 | 0 | 0 | 0 | 0 | 0 | 0 | 0 | 0 | 0 | 0 | 0 | 12
NO |  | 175 | 2012 | 0 | 15 | 15 |  | Angola | Eber - Vulcan | 0 | 0 |  | 0 | 0 | 0 |  | 39601 | 0 | 39601 | 0 | 0 | 0 | 0 | 0 | 0 | 0 | 0 | 0 | 0 | 0 | 0 | 0 | 0 | 0 | 0 | 0 | 0 | 0 | 0 | 12
NO |  | 175 | 2012 | 0 | 16 | 16 |  | Angola | Midway | 0 | 0 |  | 0 | 0 | 0 |  | 1242796 | 0 | 1242796 | 0 | 0 | 0 | 0 | 0 | 0 | 0 | 0 | 0 | 0 | 0 | 0 | 0 | 0 | 0 | 0 | 0 | 0 | 0 | 0 | 12
NO |  | 175 | 2012 | 0 | 17 | 17 |  | Bay Shore | Decant | 0 | 0 |  | 0 | 0 | 0 |  | 67445 | 0 | 67445 | 0 | 0 | 0 | 0 | 0 | 0 | 0 | 0 | 0 | 0 | 0 | 0 | 0 | 0 | 0 | 0 | 0 | 0 | 0 | 0 | 12
NO |  | 175 | 2012 | 0 | 18 | 18 |  | Bay Shore | Dixie | 0 | 0 |  | 0 | 0 | 0 |  | 361949 | 0 | 361949 | 0 | 0 | 0 | 0 | 0 | 0 | 0 | 0 | 0 | 0 | 0 | 0 | 0 | 0 | 0 | 0 | 0 | 0 | 0 | 0 | 12
NO |  | 175 | 2012 | 0 | 19 | 19 |  | Bay Shore | Jackman | 0 | 0 |  | 0 | 0 | 0 |  | 262619 | 147683 | 410302 | 0 | 0 | 0 | 0 | 0 | 0 | 0 | 0 | 0 | 0 | 0 | 0 | 0 | 0 | 0 | 0 | 0 | 0 | 0 | 0 | 12
NO |  | 175 | 2012 | 0 | 20 | 20 |  | Bay Shore | Maclean - Lemoyne | 0 | 0 |  | 0 | 0 | 0 |  | 394175 | 0 | 394175 | 0 | 0 | 0 | 0 | 0 | 0 | 0 | 0 | 0 | 0 | 0 | 0 | 0 | 0 | 0 | 0 | 0 | 0 | 0 | 0 | 12
NO |  | 175 | 2012 | 0 | 21 | 21 |  | Bay Shore Tap No. 1 | Hydra-Matic | 0 | 0 |  | 0 | 0 | 0 |  | 75581 | 0 | 75581 | 0 | 0 | 0 | 0 | 0 | 0 | 0 | 0 | 0 | 0 | 0 | 0 | 0 | 0 | 0 | 0 | 0 | 0 | 0 | 0 | 12
NO |  | 175 | 2012 | 0 | 22 | 22 |  | Bay Shore Tap No. 2 | Hydra-Matic | 0 | 0 |  | 0 | 0 | 0 |  | 31363 | 0 | 31363 | 0 | 0 | 0 | 0 | 0 | 0 | 0 | 0 | 0 | 0 | 0 | 0 | 0 | 0 | 0 | 0 | 0 | 0 | 0 | 0 | 12
NO |  | 175 | 2012 | 0 | 23 | 23 |  | Chysler | O.I. Levis Park | 0 | 0 |  | 0 | 0 | 0 |  | 89667 | 90 | 89757 | 0 | 0 | 0 | 0 | 0 | 0 | 0 | 0 | 0 | 0 | 0 | 0 | 0 | 0 | 0 | 0 | 0 | 0 | 0 | 0 | 12
NO |  | 175 | 2012 | 0 | 24 | 24 |  | Decant | West Fremont | 0 | 0 |  | 0 | 0 | 0 |  | 320492 | 0 | 320492 | 0 | 0 | 0 | 0 | 0 | 0 | 0 | 0 | 0 | 0 | 0 | 0 | 0 | 0 | 0 | 0 | 0 | 0 | 0 | 0 | 12
NO |  | 175 | 2012 | 0 | 25 | 25 |  | Delta | Wauseon | 0 | 0 |  | 0 | 0 | 0 |  | 448 | 0 | 448 | 0 | 0 | 0 | 0 | 0 | 0 | 0 | 0 | 0 | 0 | 0 | 0 | 0 | 0 | 0 | 0 | 0 | 0 | 0 | 0 | 12
NO |  | 175 | 2012 | 0 | 26 | 26 |  | Dixie | Jackman No. 2 N.B. | 0 | 0 |  | 0 | 0 | 0 |  | 4276 | 0 | 4276 | 0 | 0 | 0 | 0 | 0 | 0 | 0 | 0 | 0 | 0 | 0 | 0 | 0 | 0 | 0 | 0 | 0 | 0 | 0 | 0 | 12
NO |  | 175 | 2012 | 0 | 27 | 27 |  | Eber | Swanton | 0 | 0 |  | 0 | 0 | 0 |  | 2697 | 0 | 2697 | 0 | 0 | 0 | 0 | 0 | 0 | 0 | 0 | 0 | 0 | 0 | 0 | 0 | 0 | 0 | 0 | 0 | 0 | 0 | 0 | 12
NO |  | 175 | 2012 | 0 | 28 | 28 |  | Jackman | Vulcan | 0 | 0 |  | 0 | 0 | 0 |  | 257490 | 0 | 257490 | 0 | 0 | 0 | 0 | 0 | 0 | 0 | 0 | 0 | 0 | 0 | 0 | 0 | 0 | 0 | 0 | 0 | 0 | 0 | 0 | 12
NO |  | 175 | 2012 | 0 | 29 | 29 |  | Lakeview | Ottawa | 0 | 0 |  | 0 | 0 | 0 |  | 25442 | 0 | 25442 | 0 | 0 | 0 | 0 | 0 | 0 | 0 | 0 | 0 | 0 | 0 | 0 | 0 | 0 | 0 | 0 | 0 | 0 | 0 | 0 | 12
NO |  | 175 | 2012 | 0 | 30 | 30 |  | Lemoyne | Midway | 0 | 0 |  | 0 | 0 | 0 |  | 105814 | 0 | 105814 | 0 | 0 | 0 | 0 | 0 | 0 | 0 | 0 | 0 | 0 | 0 | 0 | 0 | 0 | 0 | 0 | 0 | 0 | 0 | 0 | 12
NO |  | 175 | 2012 | 0 | 31 | 31 |  | Lemoyne | Midway (Brim) | 0 | 0 |  | 0 | 0 | 0 |  | 54211 | 0 | 54211 | 0 | 0 | 0 | 0 | 0 | 0 | 0 | 0 | 0 | 0 | 0 | 0 | 0 | 0 | 0 | 0 | 0 | 0 | 0 | 0 | 12
NO |  | 175 | 2012 | 0 | 32 | 32 |  | Lemoyne | O.P.Tie-Fost.No.1 | 0 | 0 |  | 0 | 0 | 0 |  | 84193 | 0 | 84193 | 0 | 0 | 0 | 0 | 0 | 0 | 0 | 0 | 0 | 0 | 0 | 0 | 0 | 0 | 0 | 0 | 0 | 0 | 0 | 0 | 12
NO |  | 175 | 2012 | 0 | 33 | 33 |  | Lemoyne | West Fremont | 0 | 0 |  | 0 | 0 | 0 |  | 312850 | 0 | 312850 | 0 | 0 | 0 | 0 | 0 | 0 | 0 | 0 | 0 | 0 | 0 | 0 | 0 | 0 | 0 | 0 | 0 | 0 | 0 | 0 | 12
NO |  | 175 | 2012 | 0 | 34 | 34 |  | MacLean | Chrysler | 0 | 0 |  | 0 | 0 | 0 |  | 276503 | 59438 | 335941 | 0 | 0 | 0 | 0 | 0 | 0 | 0 | 0 | 0 | 0 | 0 | 0 | 0 | 0 | 0 | 0 | 0 | 0 | 0 | 0 | 12
NO |  | 175 | 2012 | 0 | 35 | 35 |  | Midway | Stryker | 0 | 0 |  | 0 | 0 | 0 |  | 217097 | 0 | 217097 | 0 | 0 | 0 | 0 | 0 | 0 | 0 | 0 | 0 | 0 | 0 | 0 | 0 | 0 | 0 | 0 | 0 | 0 | 0 | 0 | 12
NO |  | 175 | 2012 | 1 | 1 | 1 |  | Midway | Wauseon - Richland | 0 | 0 |  | 0 | 0 | 0 |  | 74806 | 0 | 74806 | 0 | 0 | 0 | 0 | 0 | 0 | 0 | 0 | 0 | 0 | 0 | 0 | 0 | 0 | 0 | 0 | 0 | 0 | 0 | 0 | 12
NO |  | 175 | 2012 | 1 | 2 | 2 |  | Richland | Ayersville | 0 | 0 |  | 0 | 0 | 0 |  | 15147 | 0 | 15147 | 0 | 0 | 0 | 0 | 0 | 0 | 0 | 0 | 0 | 0 | 0 | 0 | 0 | 0 | 0 | 0 | 0 | 0 | 0 | 0 | 12
NO |  | 175 | 2012 | 1 | 3 | 3 |  | Richland | E. Lima (OP) | 0 | 0 |  | 0 | 0 | 0 |  | 223488 | 0 | 223488 | 0 | 0 | 0 | 0 | 0 | 0 | 0 | 0 | 0 | 0 | 0 | 0 | 0 | 0 | 0 | 0 | 0 | 0 | 0 | 0 | 12
NO |  | 175 | 2012 | 1 | 4 | 4 |  | Richland | G.M. | 0 | 0 |  | 0 | 0 | 0 |  | 20699 | 0 | 20699 | 0 | 0 | 0 | 0 | 0 | 0 | 0 | 0 | 0 | 0 | 0 | 0 | 0 | 0 | 0 | 0 | 0 | 0 | 0 | 0 | 12
NO |  | 175 | 2012 | 1 | 5 | 5 |  | Richland | G.M. West | 0 | 0 |  | 0 | 0 | 0 |  | 29384 | 0 | 29384 | 0 | 0 | 0 | 0 | 0 | 0 | 0 | 0 | 0 | 0 | 0 | 0 | 0 | 0 | 0 | 0 | 0 | 0 | 0 | 0 | 12
NO |  | 175 | 2012 | 1 | 6 | 6 |  | Richland | Lockwood | 0 | 0 |  | 0 | 0 | 0 |  | 77634 | 0 | 77634 | 0 | 0 | 0 | 0 | 0 | 0 | 0 | 0 | 0 | 0 | 0 | 0 | 0 | 0 | 0 | 0 | 0 | 0 | 0 | 0 | 12
NO |  | 175 | 2012 | 1 | 7 | 7 |  | Richland | S.W. Defiance | 0 | 0 |  | 0 | 0 | 0 |  | 16334 | 0 | 16334 | 0 | 0 | 0 | 0 | 0 | 0 | 0 | 0 | 0 | 0 | 0 | 0 | 0 | 0 | 0 | 0 | 0 | 0 | 0 | 0 | 12
NO |  | 175 | 2012 | 1 | 8 | 8 |  | Swanton | Delta | 0 | 0 |  | 0 | 0 | 0 |  | 1323 | 0 | 1323 | 0 | 0 | 0 | 0 | 0 | 0 | 0 | 0 | 0 | 0 | 0 | 0 | 0 | 0 | 0 | 0 | 0 | 0 | 0 | 0 | 12
NO |  | 175 | 2012 | 1 | 9 | 9 |  | Westgate | Jackman | 0 | 0 |  | 0 | 0 | 0 |  | 167914 | 0 | 167914 | 0 | 0 | 0 | 0 | 0 | 0 | 0 | 0 | 0 | 0 | 0 | 0 | 0 | 0 | 0 | 0 | 0 | 0 | 0 | 0 | 12
NO |  | 175 | 2012 | 1 | 10 | 10 |  | Total 138 KV Lines |  | 0 | 0 |  | 0 | 0 | 0 |  | 6108405 | 207211 | 6315616 | 0 | 0 | 0 | 0 | 0 | 0 | 0 | 0 | 0 | 0 | 0 | 0 | 0 | 621750103 | 0 | 0 | 0 | 0 | 0 | 0 | 12
SI/SI | A | 175 | 2012 | 1 | 12 | 12 |  | 69 KV Ovhd Trans. Lines |  | 0 | 0 |  | 0 | 0 | 0 |  | 1184343 | 1304422 | 2488765 | 0 | 0 | 0 | 13952.367 | 0 | 0 | 0 | 0 | 0 | 0 | 0 | 0 | 0 | 621750105 | 0 | 0 | 0 | 0 | 0 | 0 | 12
SI/SI | A | 175 | 2012 | 1 | 13 | 13 |  | 34.5 KV Ovhd Trans Lines |  | 0 | 0 | Various | 134.34 | 0 | 0 | Various | 615840 | 5614983 | 6230823 | 0 | 0 | 0 | 34930.871 | 0 | 0 | 0 | 0 | 0 | 0 | 0 | 0 | 0 | 0 | 0 | 0 | 0 | 0 | 0 | 0 | 12
SI/SI | A | 175 | 2012 | 1 | 14 | 14 |  | 23 KV Ovhd Trans Lines |  | 0 | 0 | Various | 88.29 | 0 | 0 | Various | 4270 | 1316520 | 1320790 | 0 | 0 | 0 | 7404.5347 | 0 | 0 | 0 | 0 | 0 | 0 | 0 | 0 | 0 | 0 | 0 | 0 | 0 | 0 | 0 | 0 | 12
SI/SI | S | 175 | 2012 | 1 | 16 | 16 |  | 69 KV UG Trans. Lines |  | 0 | 0 |  | 0 | 0 | 0 |  | 0 | 0 | 0 | 0 | 0 | 0 | 0 | 0 | 0 | 0 | 0 | 0 | 0 | 0 | 0 | 0 | 0 | 0 | 0 | 0 | 0 | 0 | 0 | 12
SI/SI | S | 175 | 2012 | 1 | 17 | 17 |  | 34.5 KV UG Trans. Lines |  | 0 | 0 | Underground | 0.12 | 0 | 0 | Various | 23568 | 214884 | 238452 | 0 | 0 | 0 | 1336.7955 | 0 | 0 | 0 | 0 | 0 | 0 | 0 | 0 | 0 | 0 | 0 | 0 | 0 | 0 | 0 | 0 | 12
SI/SI | S | 175 | 2012 | 1 | 18 | 18 |  | 23 KV UG Trans. Lines |  | 0 | 0 | Underground | 0.6 | 0 | 0 | Various | 2148 | 662327 | 664475 | 0 | 0 | 0 | 3725.1404 | 0 | 0 | 0 | 0 | 0 | 0 | 0 | 0 | 0 | 0 | 0 | 0 | 0 | 0 | 0 | 0 | 12
NO |  | 175 | 2012 | 1 | 20 | 20 |  | Operation and Maintenance |  | 0 | 0 |  | 0 | 0 | 0 |  | 0 | 0 | 0 | 500 | 143545 | 0 | 144045 | 0 | 0 | 0 | 0 | 0 | 0 | 0 | 0 | 0 | 0 | 0 | 0 | 0 | 0 | 0 | 0 | 12
NO |  | 175 | 2012 | 1 | 21 | 21 |  | Expense |  | 0 | 0 |  | 0 | 0 | 0 |  | 0 | 0 | 0 | 0 | 0 | 0 | 0 | 0 | 0 | 0 | 0 | 0 | 0 | 0 | 0 | 0 | 0 | 0 | 0 | 0 | 0 | 0 | 0 | 12
NO |  | 175 | 2012 | 0 | 36 | 36 |  | TOTAL |  | 0 | 0 |  | 223.35 | 0 | 0 |  | 16373799 | 9320347 | 25694146 | 500 | 143545 | 0 | 144045 | 0 | 0 | 0 | 0 | 0 | 0 | 0 | 0 | 0 | 0 | 0 | 0 | 0 | 0 | 0 | 0 | 12
NO |  | 188 | 2012 | 0 | 1 | 1 |  | Cabot | Keystone | 500 | 500 | 3 | 27.61 | 0 | 1 | 1 | 0 | 0 | 0 | 0 | 0 | 0 | 0 | 0 | 0 | 0 | 0 | 0 | 0 | 0 | 0 | 0 | 0 | 0 | 0 | 0 | 0 | 0 | 0 | 12
NO |  | 188 | 2012 | 0 | 2 | 2 |  | Cabot | Wylie Ridge | 500 | 500 | 3 | 31.2 | 0 | 1 | 1 | 0 | 0 | 0 | 0 | 0 | 0 | 0 | 0 | 0 | 0 | 0 | 0 | 0 | 0 | 0 | 0 | 0 | 0 | 0 | 0 | 0 | 0 | 0 | 12
NO |  | 188 | 2012 | 0 | 3 | 3 |  | Fort Martin | Ronco | 500 | 500 | 1,3 | 13.94 | 0 | 1 | 1 | 0 | 0 | 0 | 0 | 0 | 0 | 0 | 0 | 0 | 0 | 0 | 0 | 0 | 0 | 0 | 0 | 0 | 0 | 0 | 0 | 0 | 0 | 0 | 12
NO |  | 188 | 2012 | 0 | 4 | 4 |  | Fort Martin | North Longview | 500 | 500 | 3 | 1.26 | 0 | 1 | 1 | 0 | 0 | 0 | 0 | 0 | 0 | 0 | 0 | 0 | 0 | 0 | 0 | 0 | 0 | 0 | 0 | 0 | 0 | 0 | 0 | 0 | 0 | 0 | 12
NO |  | 188 | 2012 | 0 | 5 | 5 |  | Harrison | Wylie Ridge | 500 | 500 | 3 | 51.13 | 0 | 1 | 1 | 0 | 0 | 0 | 0 | 0 | 0 | 0 | 0 | 0 | 0 | 0 | 0 | 0 | 0 | 0 | 0 | 0 | 0 | 0 | 0 | 0 | 0 | 0 | 12
NO |  | 188 | 2012 | 0 | 6 | 6 |  | Hatfield | Black Oak | 500 | 500 | 3 | 27.24 | 0 | 1 | 1 | 0 | 0 | 0 | 0 | 0 | 0 | 0 | 0 | 0 | 0 | 0 | 0 | 0 | 0 | 0 | 0 | 0 | 0 | 0 | 0 | 0 | 0 | 0 | 12
NO |  | 188 | 2012 | 0 | 7 | 7 |  | Hatfield | Hatfield PS1 | 500 | 500 | 3 | 0.41 | 0 | 1 | 1 | 0 | 0 | 0 | 0 | 0 | 0 | 0 | 0 | 0 | 0 | 0 | 0 | 0 | 0 | 0 | 0 | 0 | 0 | 0 | 0 | 0 | 0 | 0 | 12
NO |  | 188 | 2012 | 0 | 8 | 8 |  | Hatfield | Hatfield PS2 | 500 | 500 | 3 | 0.43 | 0 | 1 | 1 | 0 | 0 | 0 | 0 | 0 | 0 | 0 | 0 | 0 | 0 | 0 | 0 | 0 | 0 | 0 | 0 | 0 | 0 | 0 | 0 | 0 | 0 | 0 | 12
NO |  | 188 | 2012 | 0 | 9 | 9 |  | Hatfield | Hatfield PS3 | 500 | 500 | 3 | 0.44 | 0 | 1 | 1 | 0 | 0 | 0 | 0 | 0 | 0 | 0 | 0 | 0 | 0 | 0 | 0 | 0 | 0 | 0 | 0 | 0 | 0 | 0 | 0 | 0 | 0 | 0 | 12
NO |  | 188 | 2012 | 0 | 10 | 10 |  | Hatfield | Ronco | 500 | 500 | 1,3 | 1.42 | 0 | 1 | 1 | 0 | 0 | 0 | 0 | 0 | 0 | 0 | 0 | 0 | 0 | 0 | 0 | 0 | 0 | 0 | 0 | 0 | 0 | 0 | 0 | 0 | 0 | 0 | 12
NO |  | 188 | 2012 | 0 | 11 | 11 |  | Hatfield | Yukon | 500 | 500 | 3 | 32.37 | 0 | 1 | 1 | 0 | 0 | 0 | 0 | 0 | 0 | 0 | 0 | 0 | 0 | 0 | 0 | 0 | 0 | 0 | 0 | 0 | 0 | 0 | 0 | 0 | 0 | 0 | 12
NO |  | 188 | 2012 | 0 | 12 | 12 |  | Keystone | South Bend | 500 | 500 | 3 | 1.02 | 0 | 1 | 1 | 0 | 0 | 0 | 0 | 0 | 0 | 0 | 0 | 0 | 0 | 0 | 0 | 0 | 0 | 0 | 0 | 0 | 0 | 0 | 0 | 0 | 0 | 0 | 12
NO |  | 188 | 2012 | 0 | 13 | 13 |  | Mt Morris 502 Jct | Harrison | 500 | 500 | 3 | 1.35 | 0 | 1 | 1 | 0 | 0 | 0 | 0 | 0 | 0 | 0 | 0 | 0 | 0 | 0 | 0 | 0 | 0 | 0 | 0 | 0 | 0 | 0 | 0 | 0 | 0 | 0 | 12
NO |  | 188 | 2012 | 0 | 14 | 14 |  | Mt Morris 502 Jct | Mitchell-Kammer | 500 | 500 | 3 | 25.84 | 0 | 1 | 1 | 0 | 0 | 0 | 0 | 0 | 0 | 0 | 0 | 0 | 0 | 0 | 0 | 0 | 0 | 0 | 0 | 0 | 0 | 0 | 0 | 0 | 0 | 0 | 12
NO |  | 188 | 2012 | 0 | 15 | 15 |  | 502 Jct | North Longview | 500 | 500 | 3 | 4.36 | 0 | 1 | 1 | 0 | 0 | 0 | 0 | 0 | 0 | 0 | 0 | 0 | 0 | 0 | 0 | 0 | 0 | 0 | 0 | 0 | 0 | 0 | 0 | 0 | 0 | 0 | 12
NO |  | 188 | 2012 | 0 | 16 | 16 |  | South Bend | Yukon | 500 | 500 | 3 | 38.04 | 0 | 1 | 1 | 0 | 0 | 0 | 0 | 0 | 0 | 0 | 0 | 0 | 0 | 0 | 0 | 0 | 0 | 0 | 0 | 0 | 0 | 0 | 0 | 0 | 0 | 0 | 12
NO |  | 188 | 2012 | 0 | 17 | 17 |  | Cabot | Cranberry | 500 | 500 |  | 18 | 0 | 1 |  | 0 | 0 | 0 | 0 | 0 | 0 | 0 | 0 | 0 | 0 | 0 | 0 | 0 | 0 | 0 | 0 | 0 | 0 | 0 | 0 | 0 | 0 | 0 | 12
NO |  | 188 | 2012 | 0 | 18 | 18 |  |  |  | 0 | 0 |  | 0 | 0 | 0 |  | 6892835 | 41554372 | 48447207 | 0 | 0 | 0 | 0 | 0 | 0 | 0 | 0 | 0 | 0 | 0 | 0 | 0 | 0 | 0 | 0 | 0 | 0 | 0 | 0 | 12
NO |  | 188 | 2012 | 0 | 21 | 21 |  | Tidd | Wylie Ridge | 345 | 345 | 3 | 5.98 | 0 | 1 | 2 | 0 | 0 | 0 | 0 | 0 | 0 | 0 | 0 | 0 | 0 | 0 | 0 | 0 | 0 | 0 | 0 | 0 | 0 | 0 | 0 | 0 | 0 | 0 | 12
NO |  | 188 | 2012 | 0 | 22 | 22 |  |  |  | 0 | 0 |  | 0 | 0 | 0 |  | 119098 | 780905 | 900003 | 0 | 0 | 0 | 0 | 0 | 0 | 0 | 0 | 0 | 0 | 0 | 0 | 0 | 0 | 0 | 0 | 0 | 0 | 0 | 0 | 12
NO |  | 188 | 2012 | 0 | 25 | 25 |  | Elko | Carbon Center | 230 | 230 | 2,3 | 5.66 | 0 | 1 | 3 | 0 | 0 | 0 | 0 | 0 | 0 | 0 | 0 | 0 | 0 | 0 | 0 | 0 | 0 | 0 | 0 | 0 | 0 | 0 | 0 | 0 | 0 | 0 | 12
NO |  | 188 | 2012 | 0 | 26 | 26 |  | Elko | Moshannon | 230 | 230 | 1,2 | 21.68 | 0 | 1 | 3 | 0 | 0 | 0 | 0 | 0 | 0 | 0 | 0 | 0 | 0 | 0 | 0 | 0 | 0 | 0 | 0 | 0 | 0 | 0 | 0 | 0 | 0 | 0 | 12
NO |  | 188 | 2012 | 0 | 27 | 27 |  | Milesburg | Shingletown | 230 | 230 | 2 | 13.87 | 0 | 1 | 3 | 0 | 0 | 0 | 0 | 0 | 0 | 0 | 0 | 0 | 0 | 0 | 0 | 0 | 0 | 0 | 0 | 0 | 0 | 0 | 0 | 0 | 0 | 0 | 12
NO |  | 188 | 2012 | 0 | 28 | 28 |  | Moshannon | Milesburg | 230 | 230 | 2,3 | 30.77 | 0 | 1 | 3 | 0 | 0 | 0 | 0 | 0 | 0 | 0 | 0 | 0 | 0 | 0 | 0 | 0 | 0 | 0 | 0 | 0 | 0 | 0 | 0 | 0 | 0 | 0 | 12
NO |  | 188 | 2012 | 0 | 29 | 29 |  |  |  | 0 | 0 |  | 0 | 0 | 0 |  | 829894 | 12372312 | 13202206 | 0 | 0 | 0 | 0 | 0 | 0 | 0 | 0 | 0 | 0 | 0 | 0 | 0 | 0 | 0 | 0 | 0 | 0 | 0 | 0 | 12
NO |  | 188 | 2012 | 0 | 32 | 32 |  | Armstrong | Brookviile | 138 | 138 | 2,3 | 27.99 | 1.93 | 1 | 2 | 0 | 0 | 0 | 0 | 0 | 0 | 0 | 0 | 0 | 0 | 0 | 0 | 0 | 0 | 0 | 0 | 0 | 0 | 0 | 0 | 0 | 0 | 0 | 12
NO |  | 188 | 2012 | 0 | 33 | 33 |  | Armstong | Burma | 138 | 138 | 2,3 | 14.74 | 0 | 1 |  | 0 | 0 | 0 | 0 | 0 | 0 | 0 | 0 | 0 | 0 | 0 | 0 | 0 | 0 | 0 | 0 | 0 | 0 | 0 | 0 | 0 | 0 | 0 | 12
NO |  | 188 | 2012 | 0 | 34 | 34 |  | Armstrong | Kittanning | 138 | 138 | 2,3 | 11.18 | 0 | 1 | 2,5 | 0 | 0 | 0 | 0 | 0 | 0 | 0 | 0 | 0 | 0 | 0 | 0 | 0 | 0 | 0 | 0 | 0 | 0 | 0 | 0 | 0 | 0 | 0 | 12
NO |  | 188 | 2012 | 0 | 35 | 35 |  | Bethel Park | St Clair | 138 | 138 | 1 | 2.47 | 0 | 1 | 2 | 0 | 0 | 0 | 0 | 0 | 0 | 0 | 0 | 0 | 0 | 0 | 0 | 0 | 0 | 0 | 0 | 0 | 0 | 0 | 0 | 0 | 0 | 0 | 12
NO |  | 188 | 2012 | 1 | 1 | 1 |  | Bethelboro | Connellsville | 138 | 138 | 1,2,3 | 6.43 | 1.75 | 1 | 2,5 | 0 | 0 | 0 | 0 | 0 | 0 | 0 | 0 | 0 | 0 | 0 | 0 | 0 | 0 | 0 | 0 | 0 | 0 | 0 | 0 | 0 | 0 | 0 | 12
NO |  | 188 | 2012 | 1 | 2 | 2 |  | Bethekboro | Necessity | 138 | 138 | 1,2,3 | 16.11 | 1.96 | 1 |  | 0 | 0 | 0 | 0 | 0 | 0 | 0 | 0 | 0 | 0 | 0 | 0 | 0 | 0 | 0 | 0 | 0 | 0 | 0 | 0 | 0 | 0 | 0 | 12
NO |  | 188 | 2012 | 1 | 3 | 3 |  | Bethelboro | Yukon | 138 | 138 | 1,2,3 | 18.93 | 1.28 | 1 | 2 | 0 | 0 | 0 | 0 | 0 | 0 | 0 | 0 | 0 | 0 | 0 | 0 | 0 | 0 | 0 | 0 | 0 | 0 | 0 | 0 | 0 | 0 | 0 | 12
NO |  | 188 | 2012 | 1 | 4 | 4 |  | Bracken Jct | Loyalhanna | 138 | 138 | 1,2,3 | 6.65 | 0 | 1 | 2 | 0 | 0 | 0 | 0 | 0 | 0 | 0 | 0 | 0 | 0 | 0 | 0 | 0 | 0 | 0 | 0 | 0 | 0 | 0 | 0 | 0 | 0 | 0 | 12
NO |  | 188 | 2012 | 1 | 5 | 5 |  | Bracken Jct | Luxor | 138 | 138 | 3 | 1.58 | 1.49 | 1 | 4,6 | 0 | 0 | 0 | 0 | 0 | 0 | 0 | 0 | 0 | 0 | 0 | 0 | 0 | 0 | 0 | 0 | 0 | 0 | 0 | 0 | 0 | 0 | 0 | 12
NO |  | 188 | 2012 | 1 | 6 | 6 |  | Bracken Jct | Youngwood | 138 | 138 | 2,3 | 8.35 | 1.5 | 1 | 2,4,5 | 0 | 0 | 0 | 0 | 0 | 0 | 0 | 0 | 0 | 0 | 0 | 0 | 0 | 0 | 0 | 0 | 0 | 0 | 0 | 0 | 0 | 0 | 0 | 12
NO |  | 188 | 2012 | 1 | 7 | 7 |  | Brookville | Elko | 138 | 138 | 2,3 | 30.18 | 0 | 1 |  | 0 | 0 | 0 | 0 | 0 | 0 | 0 | 0 | 0 | 0 | 0 | 0 | 0 | 0 | 0 | 0 | 0 | 0 | 0 | 0 | 0 | 0 | 0 | 12
NO |  | 188 | 2012 | 1 | 8 | 8 |  | BRDGJ | BRDG | 138 | 138 |  | 2.8 | 0 | 1 |  | 0 | 0 | 0 | 0 | 0 | 0 | 0 | 0 | 0 | 0 | 0 | 0 | 0 | 0 | 0 | 0 | 0 | 0 | 0 | 0 | 0 | 0 | 0 | 12
NO |  | 188 | 2012 | 1 | 9 | 9 |  | BRDGJ | KV | 138 | 138 |  | 4.44 | 0 | 1 |  | 0 | 0 | 0 | 0 | 0 | 0 | 0 | 0 | 0 | 0 | 0 | 0 | 0 | 0 | 0 | 0 | 0 | 0 | 0 | 0 | 0 | 0 | 0 | 12
NO |  | 188 | 2012 | 1 | 10 | 10 |  | BRDGJ | SHAF | 138 | 138 |  | 1.56 | 0 | 1 |  | 0 | 0 | 0 | 0 | 0 | 0 | 0 | 0 | 0 | 0 | 0 | 0 | 0 | 0 | 0 | 0 | 0 | 0 | 0 | 0 | 0 | 0 | 0 | 12
NO |  | 188 | 2012 | 1 | 11 | 11 |  | Buffalo Jct | Cecil | 138 | 138 | 3 | 19.25 | 0.09 | 1 | 4 | 0 | 0 | 0 | 0 | 0 | 0 | 0 | 0 | 0 | 0 | 0 | 0 | 0 | 0 | 0 | 0 | 0 | 0 | 0 | 0 | 0 | 0 | 0 | 12
NO |  | 188 | 2012 | 1 | 12 | 12 |  | Bull Creek Jct | Cabot | 138 | 138 | 2,3 | 1.84 | 1.48 | 1 | 2 | 0 | 0 | 0 | 0 | 0 | 0 | 0 | 0 | 0 | 0 | 0 | 0 | 0 | 0 | 0 | 0 | 0 | 0 | 0 | 0 | 0 | 0 | 0 | 12
NO |  | 188 | 2012 | 1 | 13 | 13 |  | Bull Creek Jct | Houseville | 138 | 138 | 2,3 | 2.44 | 2.21 | 1 | 2,4 | 0 | 0 | 0 | 0 | 0 | 0 | 0 | 0 | 0 | 0 | 0 | 0 | 0 | 0 | 0 | 0 | 0 | 0 | 0 | 0 | 0 | 0 | 0 | 12
NO |  | 188 | 2012 | 1 | 14 | 14 |  | Bull Creek Jct | McCalmont | 138 | 138 | 3 | 5.43 | 1.36 | 1 | 4 | 0 | 0 | 0 | 0 | 0 | 0 | 0 | 0 | 0 | 0 | 0 | 0 | 0 | 0 | 0 | 0 | 0 | 0 | 0 | 0 | 0 | 0 | 0 | 12
NO |  | 188 | 2012 | 1 | 15 | 15 |  | Burma | Ridgway | 138 | 138 | 1,2 | 51.31 | 0 | 1 | 2 | 0 | 0 | 0 | 0 | 0 | 0 | 0 | 0 | 0 | 0 | 0 | 0 | 0 | 0 | 0 | 0 | 0 | 0 | 0 | 0 | 0 | 0 | 0 | 12
NO |  | 188 | 2012 | 1 | 16 | 16 |  | Butler | Cabot E | 138 | 138 | 2,3 | 6.26 | 1.5 | 1 | 2,5 | 0 | 0 | 0 | 0 | 0 | 0 | 0 | 0 | 0 | 0 | 0 | 0 | 0 | 0 | 0 | 0 | 0 | 0 | 0 | 0 | 0 | 0 | 0 | 12
NO |  | 188 | 2012 | 1 | 17 | 17 |  | Cabot | Butler W | 138 | 138 | 3 | 3.48 | 3.4 | 1 | 4 | 0 | 0 | 0 | 0 | 0 | 0 | 0 | 0 | 0 | 0 | 0 | 0 | 0 | 0 | 0 | 0 | 0 | 0 | 0 | 0 | 0 | 0 | 0 | 12
NO |  | 188 | 2012 | 1 | 18 | 18 |  | Cabot | Kiski Valley | 138 | 138 | 1,2,3, | 20 | 0 | 1 | 4 | 0 | 0 | 0 | 0 | 0 | 0 | 0 | 0 | 0 | 0 | 0 | 0 | 0 | 0 | 0 | 0 | 0 | 0 | 0 | 0 | 0 | 0 | 0 | 12
NO |  | 188 | 2012 | 1 | 19 | 19 |  | Cabot | Saxonburg | 138 | 138 | 1,3 | 3.7 | 0 | 1 | 2 | 0 | 0 | 0 | 0 | 0 | 0 | 0 | 0 | 0 | 0 | 0 | 0 | 0 | 0 | 0 | 0 | 0 | 0 | 0 | 0 | 0 | 0 | 0 | 12
NO |  | 188 | 2012 | 1 | 20 | 20 |  | Cabrey Jct | Bredinville | 138 | 138 | 3 | 1.32 | 1.31 | 1 | 4 | 0 | 0 | 0 | 0 | 0 | 0 | 0 | 0 | 0 | 0 | 0 | 0 | 0 | 0 | 0 | 0 | 0 | 0 | 0 | 0 | 0 | 0 | 0 | 12
NO |  | 188 | 2012 | 1 | 21 | 21 |  | Cabrey Jct | Butler | 138 | 138 | 3 | 1.02 | 1.02 | 1 | 4 | 0 | 0 | 0 | 0 | 0 | 0 | 0 | 0 | 0 | 0 | 0 | 0 | 0 | 0 | 0 | 0 | 0 | 0 | 0 | 0 | 0 | 0 | 0 | 12
NO |  | 188 | 2012 | 1 | 22 | 22 |  | Cabrey Jct | Cabot | 138 | 138 | 3 | 2.47 | 2.39 | 1 | 4 | 0 | 0 | 0 | 0 | 0 | 0 | 0 | 0 | 0 | 0 | 0 | 0 | 0 | 0 | 0 | 0 | 0 | 0 | 0 | 0 | 0 | 0 | 0 | 12
NO |  | 188 | 2012 | 1 | 23 | 23 |  | Carbon Center Jct | Carbon Center | 138 | 138 | 2 | 0.09 | 0 | 1 | 4 | 0 | 0 | 0 | 0 | 0 | 0 | 0 | 0 | 0 | 0 | 0 | 0 | 0 | 0 | 0 | 0 | 0 | 0 | 0 | 0 | 0 | 0 | 0 | 12
NO |  | 188 | 2012 | 1 | 24 | 24 |  | Carbon Center Jct | Elko | 138 | 138 | 1,2 | 5.72 | 0 | 1 | 5,6 | 0 | 0 | 0 | 0 | 0 | 0 | 0 | 0 | 0 | 0 | 0 | 0 | 0 | 0 | 0 | 0 | 0 | 0 | 0 | 0 | 0 | 0 | 0 | 12
NO |  | 188 | 2012 | 1 | 25 | 25 |  | Carbon Center Jct | Paper City | 138 | 138 | 1,2 | 12.23 | 1.02 | 1 | 2,4 | 0 | 0 | 0 | 0 | 0 | 0 | 0 | 0 | 0 | 0 | 0 | 0 | 0 | 0 | 0 | 0 | 0 | 0 | 0 | 0 | 0 | 0 | 0 | 12
NO |  | 188 | 2012 | 1 | 26 | 26 |  | Cecil | Enlow | 138 | 138 | 1,2,3 | 9.15 | 3.8 | 1 | 2,4 | 0 | 0 | 0 | 0 | 0 | 0 | 0 | 0 | 0 | 0 | 0 | 0 | 0 | 0 | 0 | 0 | 0 | 0 | 0 | 0 | 0 | 0 | 0 | 12
NO |  | 188 | 2012 | 1 | 27 | 27 |  | Cecil | Crossgates | 138 | 138 | 1,3 | 12.54 | 1.33 | 1 | 2 | 0 | 0 | 0 | 0 | 0 | 0 | 0 | 0 | 0 | 0 | 0 | 0 | 0 | 0 | 0 | 0 | 0 | 0 | 0 | 0 | 0 | 0 | 0 | 12
NO |  | 188 | 2012 | 1 | 28 | 28 |  | Cecil | South Fayette | 138 | 138 | 1,2,3 | 3.41 | 1.34 | 1 | 4 | 0 | 0 | 0 | 0 | 0 | 0 | 0 | 0 | 0 | 0 | 0 | 0 | 0 | 0 | 0 | 0 | 0 | 0 | 0 | 0 | 0 | 0 | 0 | 12
NO |  | 188 | 2012 | 1 | 29 | 29 |  | Charleroi | Gates Hill | 138 | 138 | 2,3 | 23.85 | 2.03 | 1 | 2,4 | 0 | 0 | 0 | 0 | 0 | 0 | 0 | 0 | 0 | 0 | 0 | 0 | 0 | 0 | 0 | 0 | 0 | 0 | 0 | 0 | 0 | 0 | 0 | 12
NO |  | 188 | 2012 | 1 | 30 | 30 |  | Charleroi | Lardin | 138 | 138 | 1,2,3 | 24.06 | 6.21 | 1 | 2,4 | 0 | 0 | 0 | 0 | 0 | 0 | 0 | 0 | 0 | 0 | 0 | 0 | 0 | 0 | 0 | 0 | 0 | 0 | 0 | 0 | 0 | 0 | 0 | 12
NO |  | 188 | 2012 | 1 | 31 | 31 |  | Charleroi | Gordon | 138 | 138 | 1,2,3 | 12.93 | 9.83 | 1 | 4 | 0 | 0 | 0 | 0 | 0 | 0 | 0 | 0 | 0 | 0 | 0 | 0 | 0 | 0 | 0 | 0 | 0 | 0 | 0 | 0 | 0 | 0 | 0 | 12
NO |  | 188 | 2012 | 1 | 32 | 32 |  | Charleroi | Yukon 1 | 138 | 138 | 3 | 7.69 | 7.55 | 1 | 2,4 | 0 | 0 | 0 | 0 | 0 | 0 | 0 | 0 | 0 | 0 | 0 | 0 | 0 | 0 | 0 | 0 | 0 | 0 | 0 | 0 | 0 | 0 | 0 | 12
NO |  | 188 | 2012 | 1 | 33 | 33 |  | Charleroi | Yukon 2 | 138 | 138 | 3 | 7.9 | 7.74 | 1 | 2,4 | 0 | 0 | 0 | 0 | 0 | 0 | 0 | 0 | 0 | 0 | 0 | 0 | 0 | 0 | 0 | 0 | 0 | 0 | 0 | 0 | 0 | 0 | 0 | 12
NO |  | 188 | 2012 | 1 | 34 | 34 |  | Chery Run | McConnellsburg | 138 | 138 | 1,2 | 22.07 | 5.19 | 1 | 2 | 0 | 0 | 0 | 0 | 0 | 0 | 0 | 0 | 0 | 0 | 0 | 0 | 0 | 0 | 0 | 0 | 0 | 0 | 0 | 0 | 0 | 0 | 0 | 12
NO |  | 188 | 2012 | 1 | 35 | 35 |  | Collins Ferry | Lake Lynn | 138 | 138 | 1 | 0 | 0 | 1 | 5 | 0 | 0 | 0 | 0 | 0 | 0 | 0 | 0 | 0 | 0 | 0 | 0 | 0 | 0 | 0 | 0 | 0 | 0 | 0 | 0 | 0 | 0 | 0 | 12
NO |  | 188 | 2012 | 2 | 1 | 1 |  | Donegal | Iron Bridge | 138 | 138 | 2 | 9.42 | 0 | 1 | 2 | 0 | 0 | 0 | 0 | 0 | 0 | 0 | 0 | 0 | 0 | 0 | 0 | 0 | 0 | 0 | 0 | 0 | 0 | 0 | 0 | 0 | 0 | 0 | 12
NO |  | 188 | 2012 | 2 | 2 | 2 |  | Dutch Fork | Enon | 138 | 138 | 2 | 12.52 | 0 | 1 | 2 | 0 | 0 | 0 | 0 | 0 | 0 | 0 | 0 | 0 | 0 | 0 | 0 | 0 | 0 | 0 | 0 | 0 | 0 | 0 | 0 | 0 | 0 | 0 | 12
NO |  | 188 | 2012 | 2 | 3 | 3 |  | Elrama | Piney Fork | 138 | 138 | 1 | 0.24 | 0.24 | 1 | 7 | 0 | 0 | 0 | 0 | 0 | 0 | 0 | 0 | 0 | 0 | 0 | 0 | 0 | 0 | 0 | 0 | 0 | 0 | 0 | 0 | 0 | 0 | 0 | 12
NO |  | 188 | 2012 | 2 | 4 | 4 |  | Elliotsville | Necessity | 138 | 138 |  | 4.78 | 0 | 1 |  | 0 | 0 | 0 | 0 | 0 | 0 | 0 | 0 | 0 | 0 | 0 | 0 | 0 | 0 | 0 | 0 | 0 | 0 | 0 | 0 | 0 | 0 | 0 | 12
NO |  | 188 | 2012 | 2 | 5 | 5 |  | Enlow | North Fayette | 138 | 138 | 1,2,3 | 1.59 | 1.59 | 1 | 2,4 | 0 | 0 | 0 | 0 | 0 | 0 | 0 | 0 | 0 | 0 | 0 | 0 | 0 | 0 | 0 | 0 | 0 | 0 | 0 | 0 | 0 | 0 | 0 | 12
NO |  | 188 | 2012 | 2 | 6 | 6 |  | Fawn | Silverville | 138 | 138 | 1,2 | 5.7 | 0 | 1 | 2 | 0 | 0 | 0 | 0 | 0 | 0 | 0 | 0 | 0 | 0 | 0 | 0 | 0 | 0 | 0 | 0 | 0 | 0 | 0 | 0 | 0 | 0 | 0 | 12
NO |  | 188 | 2012 | 2 | 7 | 7 |  | Franklin | Washington | 138 | 138 | 1,2,3 | 18.18 | 0.57 | 1 | 2,4 | 0 | 0 | 0 | 0 | 0 | 0 | 0 | 0 | 0 | 0 | 0 | 0 | 0 | 0 | 0 | 0 | 0 | 0 | 0 | 0 | 0 | 0 | 0 | 12
NO |  | 188 | 2012 | 2 | 8 | 8 |  | Garretts Run Jct | Armstrong | 138 | 138 | 2,3 | 11.05 | 0.44 | 1 | 2 | 0 | 0 | 0 | 0 | 0 | 0 | 0 | 0 | 0 | 0 | 0 | 0 | 0 | 0 | 0 | 0 | 0 | 0 | 0 | 0 | 0 | 0 | 0 | 12
NO |  | 188 | 2012 | 2 | 9 | 9 |  | Garrets Run Jct | Kiski Valley | 138 | 138 | 3 | 6.94 | 6.79 | 1 | 4,8 | 0 | 0 | 0 | 0 | 0 | 0 | 0 | 0 | 0 | 0 | 0 | 0 | 0 | 0 | 0 | 0 | 0 | 0 | 0 | 0 | 0 | 0 | 0 | 12
NO |  | 188 | 2012 | 2 | 10 | 10 |  | Garretts Run Jct | Kittanning | 138 | 138 | 3 | 0.27 | 0.21 | 1 | 2 | 0 | 0 | 0 | 0 | 0 | 0 | 0 | 0 | 0 | 0 | 0 | 0 | 0 | 0 | 0 | 0 | 0 | 0 | 0 | 0 | 0 | 0 | 0 | 12
NO |  | 188 | 2012 | 2 | 11 | 11 |  | Gates Hill | Lardin | 138 | 138 | 1,2,3 | 4.35 | 0.01 | 1 | 2 | 0 | 0 | 0 | 0 | 0 | 0 | 0 | 0 | 0 | 0 | 0 | 0 | 0 | 0 | 0 | 0 | 0 | 0 | 0 | 0 | 0 | 0 | 0 | 12
NO |  | 188 | 2012 | 2 | 12 | 12 |  | Gobain | Fawn | 138 | 138 | 3 | 3.26 | 3 | 1 | 2,4 | 0 | 0 | 0 | 0 | 0 | 0 | 0 | 0 | 0 | 0 | 0 | 0 | 0 | 0 | 0 | 0 | 0 | 0 | 0 | 0 | 0 | 0 | 0 | 12
NO |  | 188 | 2012 | 2 | 13 | 13 |  | Gobain | Pittsburgh Mills | 138 | 138 | 1,3 | 1.23 | 1.23 | 1 | 2,4 | 0 | 0 | 0 | 0 | 0 | 0 | 0 | 0 | 0 | 0 | 0 | 0 | 0 | 0 | 0 | 0 | 0 | 0 | 0 | 0 | 0 | 0 | 0 | 12
NO |  | 188 | 2012 | 2 | 14 | 14 |  | Gordon | Windsor | 138 | 138 | 1,2,3 | 10.16 | 7.56 | 1 | 2,4 | 0 | 0 | 0 | 0 | 0 | 0 | 0 | 0 | 0 | 0 | 0 | 0 | 0 | 0 | 0 | 0 | 0 | 0 | 0 | 0 | 0 | 0 | 0 | 12
NO |  | 188 | 2012 | 2 | 15 | 15 |  | Grand Point | Roxbury | 138 | 138 | 1,2 | 7.86 | 0.46 | 1 | 2,5 | 0 | 0 | 0 | 0 | 0 | 0 | 0 | 0 | 0 | 0 | 0 | 0 | 0 | 0 | 0 | 0 | 0 | 0 | 0 | 0 | 0 | 0 | 0 | 12
NO |  | 188 | 2012 | 2 | 16 | 16 |  | Guilford | Grand Point | 138 | 138 | 1,2 | 7.23 | 0 | 1 | 2,5 | 0 | 0 | 0 | 0 | 0 | 0 | 0 | 0 | 0 | 0 | 0 | 0 | 0 | 0 | 0 | 0 | 0 | 0 | 0 | 0 | 0 | 0 | 0 | 12
NO |  | 188 | 2012 | 2 | 17 | 17 |  | Guilford | McConnellsburg | 138 | 138 | 1,2 | 19.67 | 0 | 1 | 2,5 | 0 | 0 | 0 | 0 | 0 | 0 | 0 | 0 | 0 | 0 | 0 | 0 | 0 | 0 | 0 | 0 | 0 | 0 | 0 | 0 | 0 | 0 | 0 | 12
NO |  | 188 | 2012 | 2 | 18 | 18 |  | Harrison City | White Valley | 138 | 138 | 1,3,4 | 4.08 | 1.88 | 1 | 2,4,8,9 | 0 | 0 | 0 | 0 | 0 | 0 | 0 | 0 | 0 | 0 | 0 | 0 | 0 | 0 | 0 | 0 | 0 | 0 | 0 | 0 | 0 | 0 | 0 | 12
NO |  | 188 | 2012 | 2 | 19 | 19 |  | Harwick | Houseville | 138 | 138 | 1,2,3 | 7.82 | 6.51 | 1 | 2,4 | 0 | 0 | 0 | 0 | 0 | 0 | 0 | 0 | 0 | 0 | 0 | 0 | 0 | 0 | 0 | 0 | 0 | 0 | 0 | 0 | 0 | 0 | 0 | 12
NO |  | 188 | 2012 | 2 | 20 | 20 |  | Houston | Cecil | 138 | 138 |  | 5.95 | 0 | 1 |  | 0 | 0 | 0 | 0 | 0 | 0 | 0 | 0 | 0 | 0 | 0 | 0 | 0 | 0 | 0 | 0 | 0 | 0 | 0 | 0 | 0 | 0 | 0 | 12
NO |  | 188 | 2012 | 2 | 21 | 21 |  | Houston | Nyswaner | 138 | 138 |  | 3 | 0 | 1 |  | 0 | 0 | 0 | 0 | 0 | 0 | 0 | 0 | 0 | 0 | 0 | 0 | 0 | 0 | 0 | 0 | 0 | 0 | 0 | 0 | 0 | 0 | 0 | 12
NO |  | 188 | 2012 | 2 | 22 | 22 |  | Huntingdon | Springdale | 138 | 138 | 1,3 | 8.14 | 7.95 | 1 | 4 | 0 | 0 | 0 | 0 | 0 | 0 | 0 | 0 | 0 | 0 | 0 | 0 | 0 | 0 | 0 | 0 | 0 | 0 | 0 | 0 | 0 | 0 | 0 | 12
NO |  | 188 | 2012 | 2 | 23 | 23 |  | Hatfield Reserve | Lardin | 138 | 138 | 1,2,3 | 2.7 | 0.47 | 1 | 2 | 0 | 0 | 0 | 0 | 0 | 0 | 0 | 0 | 0 | 0 | 0 | 0 | 0 | 0 | 0 | 0 | 0 | 0 | 0 | 0 | 0 | 0 | 0 | 12
NO |  | 188 | 2012 | 2 | 24 | 24 |  | Karns City | Butler | 138 | 138 | 2,3 | 14.16 | 1.5 | 1 | 6 | 0 | 0 | 0 | 0 | 0 | 0 | 0 | 0 | 0 | 0 | 0 | 0 | 0 | 0 | 0 | 0 | 0 | 0 | 0 | 0 | 0 | 0 | 0 | 12
NO |  | 188 | 2012 | 2 | 25 | 25 |  | King Farm | Luxor | 138 | 138 | 2,3 | 12.88 | 4.11 | 1 | 2,5,6,10 | 0 | 0 | 0 | 0 | 0 | 0 | 0 | 0 | 0 | 0 | 0 | 0 | 0 | 0 | 0 | 0 | 0 | 0 | 0 | 0 | 0 | 0 | 0 | 12
NO |  | 188 | 2012 | 2 | 26 | 26 |  | Kiski Valley | Vandergrift | 138 | 138 | 1,2,3 | 3.22 | 0 | 1 | 4 | 0 | 0 | 0 | 0 | 0 | 0 | 0 | 0 | 0 | 0 | 0 | 0 | 0 | 0 | 0 | 0 | 0 | 0 | 0 | 0 | 0 | 0 | 0 | 12
NO |  | 188 | 2012 | 2 | 27 | 27 |  | Kissinger Jct | Armstrong | 138 | 138 | 2,3 | 10.34 | 0 | 1 | 5 | 0 | 0 | 0 | 0 | 0 | 0 | 0 | 0 | 0 | 0 | 0 | 0 | 0 | 0 | 0 | 0 | 0 | 0 | 0 | 0 | 0 | 0 | 0 | 12
NO |  | 188 | 2012 | 2 | 28 | 28 |  | Kissinger Jct | Burma | 138 | 138 | 1,2 | 10.52 | 0 | 1 | 2 | 0 | 0 | 0 | 0 | 0 | 0 | 0 | 0 | 0 | 0 | 0 | 0 | 0 | 0 | 0 | 0 | 0 | 0 | 0 | 0 | 0 | 0 | 0 | 12
NO |  | 188 | 2012 | 2 | 29 | 29 |  | Kissinger Jct | Karns City | 138 | 138 | 2 | 7.49 | 0 | 1 | 5 | 0 | 0 | 0 | 0 | 0 | 0 | 0 | 0 | 0 | 0 | 0 | 0 | 0 | 0 | 0 | 0 | 0 | 0 | 0 | 0 | 0 | 0 | 0 | 12
NO |  | 188 | 2012 | 2 | 30 | 30 |  | Krendale | Butler | 138 | 138 | 3 | 7.36 | 0 | 1 | 3,5 | 0 | 0 | 0 | 0 | 0 | 0 | 0 | 0 | 0 | 0 | 0 | 0 | 0 | 0 | 0 | 0 | 0 | 0 | 0 | 0 | 0 | 0 | 0 | 12
NO |  | 188 | 2012 | 2 | 31 | 31 |  | Krendale | Keisters | 138 | 138 | 1,2 | 14.36 | 0 | 1 | 2 | 0 | 0 | 0 | 0 | 0 | 0 | 0 | 0 | 0 | 0 | 0 | 0 | 0 | 0 | 0 | 0 | 0 | 0 | 0 | 0 | 0 | 0 | 0 | 12
NO |  | 188 | 2012 | 2 | 32 | 32 |  | Lake Lynn | Bethelboro | 138 | 138 | 2,3 | 21.06 | 1.96 | 1 | 2,4 | 0 | 0 | 0 | 0 | 0 | 0 | 0 | 0 | 0 | 0 | 0 | 0 | 0 | 0 | 0 | 0 | 0 | 0 | 0 | 0 | 0 | 0 | 0 | 12
NO |  | 188 | 2012 | 2 | 33 | 33 |  | Lake Lynn | Fort Martin Reserve | 138 | 138 | 1 | 0.04 | 0 | 1 | 2 | 0 | 0 | 0 | 0 | 0 | 0 | 0 | 0 | 0 | 0 | 0 | 0 | 0 | 0 | 0 | 0 | 0 | 0 | 0 | 0 | 0 | 0 | 0 | 12
NO |  | 188 | 2012 | 2 | 34 | 34 |  | Lake Lynn | Pierpont | 138 | 138 | 1,3 | 0.04 | 0 | 1 | 2 | 0 | 0 | 0 | 0 | 0 | 0 | 0 | 0 | 0 | 0 | 0 | 0 | 0 | 0 | 0 | 0 | 0 | 0 | 0 | 0 | 0 | 0 | 0 | 12
NO |  | 188 | 2012 | 2 | 35 | 35 |  | Lake Lynn | Lardin 1 | 138 | 138 | 1,3 | 8.87 | 0 | 1 | 2 | 0 | 0 | 0 | 0 | 0 | 0 | 0 | 0 | 0 | 0 | 0 | 0 | 0 | 0 | 0 | 0 | 0 | 0 | 0 | 0 | 0 | 0 | 0 | 12
NO |  | 188 | 2012 | 3 | 1 | 1 |  | Lake Lynn | Lardin 2 | 138 | 138 | 1,3 | 6.02 | 2.86 | 1 | 2 | 0 | 0 | 0 | 0 | 0 | 0 | 0 | 0 | 0 | 0 | 0 | 0 | 0 | 0 | 0 | 0 | 0 | 0 | 0 | 0 | 0 | 0 | 0 | 12
NO |  | 188 | 2012 | 3 | 2 | 2 |  | Lawson Jct | Cabot | 138 | 138 | 3 | 1.81 | 1.48 | 1 | 4 | 0 | 0 | 0 | 0 | 0 | 0 | 0 | 0 | 0 | 0 | 0 | 0 | 0 | 0 | 0 | 0 | 0 | 0 | 0 | 0 | 0 | 0 | 0 | 12
NO |  | 188 | 2012 | 3 | 3 | 3 |  | Lawson Jct | Fawn | 138 | 138 | 2,3 | 7.55 | 7.41 | 1 | 2,4 | 0 | 0 | 0 | 0 | 0 | 0 | 0 | 0 | 0 | 0 | 0 | 0 | 0 | 0 | 0 | 0 | 0 | 0 | 0 | 0 | 0 | 0 | 0 | 12
NO |  | 188 | 2012 | 3 | 4 | 4 |  | Lawson Jct | McCalmont | 138 | 138 | 3 | 3.47 | 3.27 | 1 | 4 | 0 | 0 | 0 | 0 | 0 | 0 | 0 | 0 | 0 | 0 | 0 | 0 | 0 | 0 | 0 | 0 | 0 | 0 | 0 | 0 | 0 | 0 | 0 | 12
NO |  | 188 | 2012 | 3 | 5 | 5 |  | Layton Jct | Allenport | 138 | 138 | 2,3 | 8.01 | 1.33 | 1 | 2 | 0 | 0 | 0 | 0 | 0 | 0 | 0 | 0 | 0 | 0 | 0 | 0 | 0 | 0 | 0 | 0 | 0 | 0 | 0 | 0 | 0 | 0 | 0 | 12
NO |  | 188 | 2012 | 3 | 6 | 6 |  | Layton Jct | Iron Bridge | 138 | 138 | 2,3 | 9.89 | 0.32 | 1 | 2 | 0 | 0 | 0 | 0 | 0 | 0 | 0 | 0 | 0 | 0 | 0 | 0 | 0 | 0 | 0 | 0 | 0 | 0 | 0 | 0 | 0 | 0 | 0 | 12
NO |  | 188 | 2012 | 3 | 7 | 7 |  | Layton Jct | Yukon | 138 | 138 | 1,2,3 | 5.54 | 1.28 | 1 | 2 | 0 | 0 | 0 | 0 | 0 | 0 | 0 | 0 | 0 | 0 | 0 | 0 | 0 | 0 | 0 | 0 | 0 | 0 | 0 | 0 | 0 | 0 | 0 | 12
NO |  | 188 | 2012 | 3 | 8 | 8 |  | Maple | Krendale | 138 | 138 | 2 | 0.92 | 0 | 1 | 3 | 0 | 0 | 0 | 0 | 0 | 0 | 0 | 0 | 0 | 0 | 0 | 0 | 0 | 0 | 0 | 0 | 0 | 0 | 0 | 0 | 0 | 0 | 0 | 12
NO |  | 188 | 2012 | 3 | 9 | 9 |  | McCalmont | Bredinville | 138 | 138 | 3 | 1.82 | 1.61 | 1 | 4 | 0 | 0 | 0 | 0 | 0 | 0 | 0 | 0 | 0 | 0 | 0 | 0 | 0 | 0 | 0 | 0 | 0 | 0 | 0 | 0 | 0 | 0 | 0 | 12
NO |  | 188 | 2012 | 3 | 10 | 10 |  | Mitchell | Charleroi 1 | 138 | 138 | 2,3 | 3.76 | 3.3 | 1 | 2 | 0 | 0 | 0 | 0 | 0 | 0 | 0 | 0 | 0 | 0 | 0 | 0 | 0 | 0 | 0 | 0 | 0 | 0 | 0 | 0 | 0 | 0 | 0 | 12
NO |  | 188 | 2012 | 3 | 11 | 11 |  | Mitchell | Charleroi 2 | 138 | 138 | 3 | 3.47 | 3.3 | 1 | 2 | 0 | 0 | 0 | 0 | 0 | 0 | 0 | 0 | 0 | 0 | 0 | 0 | 0 | 0 | 0 | 0 | 0 | 0 | 0 | 0 | 0 | 0 | 0 | 12
NO |  | 188 | 2012 | 3 | 12 | 12 |  | North Fayette | Smith | 138 | 138 | 2,3 | 11.25 | 0.96 | 1 |  | 0 | 0 | 0 | 0 | 0 | 0 | 0 | 0 | 0 | 0 | 0 | 0 | 0 | 0 | 0 | 0 | 0 | 0 | 0 | 0 | 0 | 0 | 0 | 12
NO |  | 188 | 2012 | 3 | 13 | 13 |  | Nyswaner | Manifold | 138 | 138 |  | 8.38 | 0 | 1 |  | 0 | 0 | 0 | 0 | 0 | 0 | 0 | 0 | 0 | 0 | 0 | 0 | 0 | 0 | 0 | 0 | 0 | 0 | 0 | 0 | 0 | 0 | 0 | 12
NO |  | 188 | 2012 | 3 | 14 | 14 |  | Peters | Bethel Park | 138 | 138 | 1 | 5.07 | 0 | 1 | 4 | 0 | 0 | 0 | 0 | 0 | 0 | 0 | 0 | 0 | 0 | 0 | 0 | 0 | 0 | 0 | 0 | 0 | 0 | 0 | 0 | 0 | 0 | 0 | 12
NO |  | 188 | 2012 | 3 | 15 | 15 |  | Piney Fork | Woodville | 138 | 138 | 1 | 0.24 | 0.24 | 1 | 7 | 0 | 0 | 0 | 0 | 0 | 0 | 0 | 0 | 0 | 0 | 0 | 0 | 0 | 0 | 0 | 0 | 0 | 0 | 0 | 0 | 0 | 0 | 0 | 12
NO |  | 188 | 2012 | 3 | 16 | 16 |  | Pittsburgh Mills | Springdale | 138 | 138 | 1,3 | 2.64 | 0.13 | 1 | 2,4,8 | 0 | 0 | 0 | 0 | 0 | 0 | 0 | 0 | 0 | 0 | 0 | 0 | 0 | 0 | 0 | 0 | 0 | 0 | 0 | 0 | 0 | 0 | 0 | 12
NO |  | 188 | 2012 | 3 | 17 | 17 |  | Reid | Guilford | 138 | 138 | 1,2 | 11.22 | 1.15 | 1 | 2 | 0 | 0 | 0 | 0 | 0 | 0 | 0 | 0 | 0 | 0 | 0 | 0 | 0 | 0 | 0 | 0 | 0 | 0 | 0 | 0 | 0 | 0 | 0 | 12
NO |  | 188 | 2012 | 3 | 18 | 18 |  | Ridgway | Elko S | 138 | 138 | 2,3 | 8.28 | 0.6 | 1 | 2,10 | 0 | 0 | 0 | 0 | 0 | 0 | 0 | 0 | 0 | 0 | 0 | 0 | 0 | 0 | 0 | 0 | 0 | 0 | 0 | 0 | 0 | 0 | 0 | 12
NO |  | 188 | 2012 | 3 | 19 | 19 |  | Ridgway | Paper City | 138 | 138 | 2,3 | 4.8 | 0.6 | 1 | 5 | 0 | 0 | 0 | 0 | 0 | 0 | 0 | 0 | 0 | 0 | 0 | 0 | 0 | 0 | 0 | 0 | 0 | 0 | 0 | 0 | 0 | 0 | 0 | 12
NO |  | 188 | 2012 | 3 | 20 | 20 |  | Ringgold | West Waynesboro | 138 | 138 | 1,2 | 5.86 | 2.91 | 1 | 2,5 | 0 | 0 | 0 | 0 | 0 | 0 | 0 | 0 | 0 | 0 | 0 | 0 | 0 | 0 | 0 | 0 | 0 | 0 | 0 | 0 | 0 | 0 | 0 | 12
NO |  | 188 | 2012 | 3 | 21 | 21 |  | Saltsburg | Social Hall | 138 | 138 | 2 | 10.13 | 0 | 1 | 2 | 0 | 0 | 0 | 0 | 0 | 0 | 0 | 0 | 0 | 0 | 0 | 0 | 0 | 0 | 0 | 0 | 0 | 0 | 0 | 0 | 0 | 0 | 0 | 12
NO |  | 188 | 2012 | 3 | 22 | 22 |  | Shaf | SP | 138 | 138 |  | 4.93 | 0 | 1 |  | 0 | 0 | 0 | 0 | 0 | 0 | 0 | 0 | 0 | 0 | 0 | 0 | 0 | 0 | 0 | 0 | 0 | 0 | 0 | 0 | 0 | 0 | 0 | 12
NO |  | 188 | 2012 | 3 | 23 | 23 |  | Shepler Hill Jct | Charleroi | 138 | 138 | 3 | 5.74 | 0.57 | 1 | 4 | 0 | 0 | 0 | 0 | 0 | 0 | 0 | 0 | 0 | 0 | 0 | 0 | 0 | 0 | 0 | 0 | 0 | 0 | 0 | 0 | 0 | 0 | 0 | 12
NO |  | 188 | 2012 | 3 | 24 | 24 |  | Shepler Hill Jct | Mitchell | 138 | 138 | 3 | 10.33 | 0 | 1 | 6 | 0 | 0 | 0 | 0 | 0 | 0 | 0 | 0 | 0 | 0 | 0 | 0 | 0 | 0 | 0 | 0 | 0 | 0 | 0 | 0 | 0 | 0 | 0 | 12
NO |  | 188 | 2012 | 3 | 25 | 25 |  | Shepler Hill Jct | Yukon | 138 | 138 | 3 | 6.61 | 1.28 | 1 | 2 | 0 | 0 | 0 | 0 | 0 | 0 | 0 | 0 | 0 | 0 | 0 | 0 | 0 | 0 | 0 | 0 | 0 | 0 | 0 | 0 | 0 | 0 | 0 | 12
NO |  | 188 | 2012 | 3 | 26 | 26 |  | Smith | Wylie Ridge | 138 | 138 | 2 | 6.49 | 0 | 1 | 2 | 0 | 0 | 0 | 0 | 0 | 0 | 0 | 0 | 0 | 0 | 0 | 0 | 0 | 0 | 0 | 0 | 0 | 0 | 0 | 0 | 0 | 0 | 0 | 12
NO |  | 188 | 2012 | 3 | 27 | 27 |  | Social Hall | Blairsville East | 138 | 138 | 1 | 0.01 | 0 | 1 | 11 | 0 | 0 | 0 | 0 | 0 | 0 | 0 | 0 | 0 | 0 | 0 | 0 | 0 | 0 | 0 | 0 | 0 | 0 | 0 | 0 | 0 | 0 | 0 | 12
NO |  | 188 | 2012 | 3 | 28 | 28 |  | Social Hall | Loyalhanna | 138 | 138 | 1,2,3 | 16.95 | 1.43 | 1 | 2,4,6 | 0 | 0 | 0 | 0 | 0 | 0 | 0 | 0 | 0 | 0 | 0 | 0 | 0 | 0 | 0 | 0 | 0 | 0 | 0 | 0 | 0 | 0 | 0 | 12
NO |  | 188 | 2012 | 3 | 29 | 29 |  | Springdale | Cheswick DLP | 138 | 138 | 1 | 1.93 | 0.79 | 1 | 3 | 0 | 0 | 0 | 0 | 0 | 0 | 0 | 0 | 0 | 0 | 0 | 0 | 0 | 0 | 0 | 0 | 0 | 0 | 0 | 0 | 0 | 0 | 0 | 12
NO |  | 188 | 2012 | 3 | 30 | 30 |  | Springdale | Federal Street | 138 | 138 | 1,2,3 | 8.95 | 1.44 | 1 | 2,4,6 | 0 | 0 | 0 | 0 | 0 | 0 | 0 | 0 | 0 | 0 | 0 | 0 | 0 | 0 | 0 | 0 | 0 | 0 | 0 | 0 | 0 | 0 | 0 | 12
NO |  | 188 | 2012 | 3 | 31 | 31 |  | Springdale | Harwick | 138 | 138 | 1,2,3 | 2.18 | 1.44 | 1 | 2,3,4 | 0 | 0 | 0 | 0 | 0 | 0 | 0 | 0 | 0 | 0 | 0 | 0 | 0 | 0 | 0 | 0 | 0 | 0 | 0 | 0 | 0 | 0 | 0 | 12
NO |  | 188 | 2012 | 3 | 32 | 32 |  | Springdale | White Valley | 138 | 138 | 1,3 | 11.78 | 1.7 | 1 | 2,4 | 0 | 0 | 0 | 0 | 0 | 0 | 0 | 0 | 0 | 0 | 0 | 0 | 0 | 0 | 0 | 0 | 0 | 0 | 0 | 0 | 0 | 0 | 0 | 12
NO |  | 188 | 2012 | 3 | 33 | 33 |  | St Clair | South Fayette | 138 | 138 | 1,2 | 2.83 | 0.07 | 1 | 8 | 0 | 0 | 0 | 0 | 0 | 0 | 0 | 0 | 0 | 0 | 0 | 0 | 0 | 0 | 0 | 0 | 0 | 0 | 0 | 0 | 0 | 0 | 0 | 12
NO |  | 188 | 2012 | 3 | 34 | 34 |  | Stoner Jct | Connellsville | 138 | 138 | 2,3 | 11.2 | 1.75 | 1 | 2,6 | 0 | 0 | 0 | 0 | 0 | 0 | 0 | 0 | 0 | 0 | 0 | 0 | 0 | 0 | 0 | 0 | 0 | 0 | 0 | 0 | 0 | 0 | 0 | 12
NO |  | 188 | 2012 | 3 | 35 | 35 |  | Stoner Jct | Iron Bridge | 138 | 138 | 2,3 | 2.73 | 0.32 | 1 | 5 | 0 | 0 | 0 | 0 | 0 | 0 | 0 | 0 | 0 | 0 | 0 | 0 | 0 | 0 | 0 | 0 | 0 | 0 | 0 | 0 | 0 | 0 | 0 | 12
NO |  | 188 | 2012 | 4 | 1 | 1 |  | Stoner Jct | King Farm | 138 | 138 | 2 | 3.34 | 0 | 1 | 6 | 0 | 0 | 0 | 0 | 0 | 0 | 0 | 0 | 0 | 0 | 0 | 0 | 0 | 0 | 0 | 0 | 0 | 0 | 0 | 0 | 0 | 0 | 0 | 12
NO |  | 188 | 2012 | 4 | 2 | 2 |  | Stony Springs Jct | Harrison City | 138 | 138 | 1,2,3,4 | 8.62 | 3.8 | 1 | 2,5,9 | 0 | 0 | 0 | 0 | 0 | 0 | 0 | 0 | 0 | 0 | 0 | 0 | 0 | 0 | 0 | 0 | 0 | 0 | 0 | 0 | 0 | 0 | 0 | 12
NO |  | 188 | 2012 | 4 | 3 | 3 |  | Stony Springs Jct | Hempfield | 138 | 138 | 1,3 | 6.72 | 1.24 | 1 | 2 | 0 | 0 | 0 | 0 | 0 | 0 | 0 | 0 | 0 | 0 | 0 | 0 | 0 | 0 | 0 | 0 | 0 | 0 | 0 | 0 | 0 | 0 | 0 | 12
NO |  | 188 | 2012 | 4 | 4 | 4 |  | Stony Springs Jct | Luxor | 138 | 138 | 3 | 3.9 | 0 | 1 | 2,8 | 0 | 0 | 0 | 0 | 0 | 0 | 0 | 0 | 0 | 0 | 0 | 0 | 0 | 0 | 0 | 0 | 0 | 0 | 0 | 0 | 0 | 0 | 0 | 12
NO |  | 188 | 2012 | 4 | 5 | 5 |  | Union Jct | Charleroi | 138 | 138 | 1,2,3 | 6.05 | 0 | 1 | 2,10 | 0 | 0 | 0 | 0 | 0 | 0 | 0 | 0 | 0 | 0 | 0 | 0 | 0 | 0 | 0 | 0 | 0 | 0 | 0 | 0 | 0 | 0 | 0 | 12
NO |  | 188 | 2012 | 4 | 6 | 6 |  | Union Jct | Mitchell | 138 | 138 | 3 | 2.26 | 0 | 1 | 2 | 0 | 0 | 0 | 0 | 0 | 0 | 0 | 0 | 0 | 0 | 0 | 0 | 0 | 0 | 0 | 0 | 0 | 0 | 0 | 0 | 0 | 0 | 0 | 12
NO |  | 188 | 2012 | 4 | 7 | 7 |  | Union Jct | Peters | 138 | 138 | 3 | 7.77 | 0.92 | 1 | 2 | 0 | 0 | 0 | 0 | 0 | 0 | 0 | 0 | 0 | 0 | 0 | 0 | 0 | 0 | 0 | 0 | 0 | 0 | 0 | 0 | 0 | 0 | 0 | 12
NO |  | 188 | 2012 | 4 | 8 | 8 |  | Vandergrift | Saltsburg | 138 | 138 | 1,2,3 | 12.4 | 0 | 1 | 4 | 0 | 0 | 0 | 0 | 0 | 0 | 0 | 0 | 0 | 0 | 0 | 0 | 0 | 0 | 0 | 0 | 0 | 0 | 0 | 0 | 0 | 0 | 0 | 12
NO |  | 188 | 2012 | 4 | 9 | 9 |  | Washington | Charleroi | 138 | 138 | 1,2,3 | 9.75 | 8.25 | 1 | 2,4 | 0 | 0 | 0 | 0 | 0 | 0 | 0 | 0 | 0 | 0 | 0 | 0 | 0 | 0 | 0 | 0 | 0 | 0 | 0 | 0 | 0 | 0 | 0 | 12
NO |  | 188 | 2012 | 4 | 10 | 10 |  | West Waynesboro | Grand Point | 138 | 138 | 1,2 | 14.47 | 0 | 1 | 2 | 0 | 0 | 0 | 0 | 0 | 0 | 0 | 0 | 0 | 0 | 0 | 0 | 0 | 0 | 0 | 0 | 0 | 0 | 0 | 0 | 0 | 0 | 0 | 12
NO |  | 188 | 2012 | 4 | 11 | 11 |  | Windsor | Washington | 138 | 138 | 1,3 | 17.66 | 8.66 | 1 | 4 | 0 | 0 | 0 | 0 | 0 | 0 | 0 | 0 | 0 | 0 | 0 | 0 | 0 | 0 | 0 | 0 | 0 | 0 | 0 | 0 | 0 | 0 | 0 | 12
NO |  | 188 | 2012 | 4 | 12 | 12 |  | Yukon | Hempfield | 138 | 138 | 1,2,3 | 13.31 | 1.6 | 1 | 2,4 | 0 | 0 | 0 | 0 | 0 | 0 | 0 | 0 | 0 | 0 | 0 | 0 | 0 | 0 | 0 | 0 | 0 | 0 | 0 | 0 | 0 | 0 | 0 | 12
NO |  | 188 | 2012 | 4 | 13 | 13 |  | Yukon | Huntingdon | 138 | 138 | 3 | 11.01 | 10.41 | 1 | 4 | 0 | 0 | 0 | 0 | 0 | 0 | 0 | 0 | 0 | 0 | 0 | 0 | 0 | 0 | 0 | 0 | 0 | 0 | 0 | 0 | 0 | 0 | 0 | 12
NO |  | 188 | 2012 | 4 | 14 | 14 |  | Yukon | Springdale | 138 | 138 | 1,3 | 19.77 | 15.68 | 1 | 4,6 | 0 | 0 | 0 | 0 | 0 | 0 | 0 | 0 | 0 | 0 | 0 | 0 | 0 | 0 | 0 | 0 | 0 | 0 | 0 | 0 | 0 | 0 | 0 | 12
NO |  | 188 | 2012 | 4 | 15 | 15 |  | Yukon | Youngwood | 138 | 138 | 2,3 | 11.01 | 1.28 | 1 | 2,4 | 0 | 0 | 0 | 0 | 0 | 0 | 0 | 0 | 0 | 0 | 0 | 0 | 0 | 0 | 0 | 0 | 0 | 0 | 0 | 0 | 0 | 0 | 0 | 12
NO |  | 188 | 2012 | 4 | 16 | 16 |  |  |  | 0 | 0 |  | 0 | 0 | 0 |  | 24083353 | 154658303 | 178741656 | 0 | 0 | 0 | 0 | 0 | 0 | 0 | 0 | 0 | 0 | 0 | 0 | 0 | 0 | 0 | 0 | 0 | 0 | 0 | 0 | 12
NO |  | 188 | 2012 | 4 | 17 | 17 |  | Subtotal | Pennsylvania 138 KV | 0 | 0 |  | 1040.88 | 212.57 | 124 |  | 24083353 | 154658303 | 178741656 | 0 | 0 | 0 | 0 | 0 | 0 | 0 | 0 | 0 | 0 | 0 | 0 | 0 | 0 | 0 | 0 | 0 | 0 | 0 | 0 | 12
NO |  | 188 | 2012 | 4 | 19 | 19 |  | Burma | Piney | 115 | 138 | 2 | 4.21 | 0 | 1 | 2 | 0 | 0 | 0 | 0 | 0 | 0 | 0 | 0 | 0 | 0 | 0 | 0 | 0 | 0 | 0 | 0 | 0 | 0 | 0 | 0 | 0 | 0 | 0 | 12
NO |  | 188 | 2012 | 4 | 20 | 20 |  | Subtotal | Pennsylvania 115 KV | 0 | 0 |  | 4.21 | 0 | 1 |  | 0 | 0 | 0 | 0 | 0 | 0 | 0 | 0 | 0 | 0 | 0 | 0 | 0 | 0 | 0 | 0 | 0 | 0 | 0 | 0 | 0 | 0 | 0 | 12
NO |  | 188 | 2012 | 4 | 22 | 22 |  | Fort Martin | Ronco | 500 | 500 | 3 | 0.18 | 0 | 1 | 1 | 0 | 0 | 0 | 0 | 0 | 0 | 0 | 0 | 0 | 0 | 0 | 0 | 0 | 0 | 0 | 0 | 0 | 0 | 0 | 0 | 0 | 0 | 0 | 12
NO |  | 188 | 2012 | 4 | 23 | 23 |  | Subtotal | West Virginia 500 KV | 0 | 0 |  | 0.18 | 0 | 1 |  | 0 | 0 | 0 | 0 | 0 | 0 | 0 | 0 | 0 | 0 | 0 | 0 | 0 | 0 | 0 | 0 | 0 | 0 | 0 | 0 | 0 | 0 | 0 | 12
NO |  | 188 | 2012 | 4 | 25 | 25 |  | Buffalo Jct | Cecil | 138 | 138 | 3 | 2.97 | 0 | 1 | 4 | 0 | 0 | 0 | 0 | 0 | 0 | 0 | 0 | 0 | 0 | 0 | 0 | 0 | 0 | 0 | 0 | 0 | 0 | 0 | 0 | 0 | 0 | 0 | 12
NO |  | 188 | 2012 | 4 | 26 | 26 |  | Buffalo Jct | Windsor | 138 | 138 | 3 | 4.94 | 0 | 1 | 4 | 0 | 0 | 0 | 0 | 0 | 0 | 0 | 0 | 0 | 0 | 0 | 0 | 0 | 0 | 0 | 0 | 0 | 0 | 0 | 0 | 0 | 0 | 0 | 12
NO |  | 188 | 2012 | 4 | 29 | 29 |  |  |  | 0 | 0 |  | 0 | 0 | 0 |  | 0 | 0 | 0 | 0 | 0 | 0 | 0 | 0 | 0 | 0 | 0 | 0 | 0 | 0 | 0 | 621880161 | 0 | 0 | 0 | 0 | 0 | 0 | 0 | 12
NO |  | 188 | 2012 | 0 | 36 | 36 |  | TOTAL |  | 0 | 0 |  | 1407.2 | 212.57 | 150 |  | 31925180 | 209365892 | 241291072 | 93513 | 3918063 | 230 | 4011806 | 0 | 0 | 0 | 0 | 0 | 0 | 0 | 0 | 0 | 0 | 0 | 0 | 0 | 0 | 0 | 0 | 12
NO |  | 188 | 2012 | 0 | 19 | 19 |  | Subtotal | Pennsylvania 500 KV | 0 | 0 |  | 276.06 | 0 | 17 |  | 6892835 | 41554372 | 48447207 | 0 | 0 | 0 | 0 | 0 | 0 | 0 | 0 | 0 | 0 | 0 | 0 | 0 | 0 | 0 | 0 | 0 | 0 | 0 | 0 | 12
NO |  | 188 | 2012 | 0 | 23 | 23 |  | Subtotal | Pennsylvania 345 KV | 0 | 0 |  | 5.98 | 0 | 1 | 2 | 119098 | 780905 | 900003 | 0 | 0 | 0 | 0 | 0 | 0 | 0 | 0 | 0 | 0 | 0 | 0 | 0 | 0 | 0 | 0 | 0 | 0 | 0 | 0 | 12
NO |  | 188 | 2012 | 0 | 30 | 30 |  | Subtotal | Pennsylvania 230 KV | 0 | 0 |  | 71.98 | 0 | 4 |  | 829894 | 12372312 | 13202206 | 0 | 0 | 0 | 0 | 0 | 0 | 0 | 0 | 0 | 0 | 0 | 0 | 0 | 0 | 0 | 0 | 0 | 0 | 0 | 0 | 12
NO |  | 188 | 2012 | 4 | 27 | 27 |  | Subtotal | West Virginia 138 KV | 0 | 0 |  | 7.91 | 0 | 2 |  | 0 | 0 | 0 | 0 | 0 | 0 | 0 | 0 | 0 | 0 | 0 | 0 | 0 | 0 | 0 | 0 | 0 | 0 | 0 | 0 | 0 | 0 | 0 | 12
NO |  | 188 | 2012 | 4 | 35 | 35 |  | Depreciation and Taxes |  | 0 | 0 |  | 0 | 0 | 0 |  | 0 | 0 | 0 | 93513 | 3918063 | 230 | 4011806 | 0 | 0 | 0 | 0 | 0 | 0 | 0 | 0 | 0 | 0 | 0 | 0 | 0 | 0 | 0 | 0 | 12
NO |  | 188 | 2012 | 4 | 34 | 34 |  | Expenses excluding |  | 0 | 0 |  | 0 | 0 | 0 |  | 0 | 0 | 0 | 0 | 0 | 0 | 0 | 0 | 0 | 0 | 0 | 0 | 0 | 0 | 0 | 0 | 0 | 0 | 0 | 0 | 0 | 0 | 0 | 12
NO |  | 311 | 2012 | 0 | 1 | 1 |  | 502 JCT | Mt. Storm | 500 | 500 |  | 75.7 | 0 | 0 |  | 0 | 0 | 0 | 0 | 0 | 0 | 0 | 0 | 0 | 0 | 0 | 0 | 0 | 0 | 0 | 0 | 0 | 0 | 0 | 0 | 0 | 0 | 0 | 12
NO |  | 311 | 2012 | 0 | 2 | 2 |  | Meadowbrook | Loudon | 500 | 500 |  | 15.8 | 0 | 0 |  | 0 | 0 | 0 | 0 | 0 | 0 | 0 | 0 | 0 | 0 | 0 | 0 | 0 | 0 | 0 | 0 | 0 | 0 | 0 | 0 | 0 | 0 | 0 | 12
NO |  | 311 | 2012 | 0 | 3 | 3 |  | Mt. Storm | Meadowbrook | 500 | 500 |  | 60.1 | 0 | 0 |  | 0 | 0 | 0 | 0 | 0 | 0 | 0 | 0 | 0 | 0 | 0 | 0 | 0 | 0 | 0 | 0 | 0 | 0 | 0 | 0 | 0 | 0 | 0 | 12
NO |  | 311 | 2012 | 0 | 4 | 4 |  |  |  | 0 | 0 |  | 0 | 0 | 0 |  | 193107924 | 762733914 | 955841838 | 11496 | 29675 | 0 | 41171 | 0 | 0 | 0 | 0 | 0 | 0 | 0 | 0 | 0 | 0 | 0 | 0 | 0 | 0 | 0 | 0 | 12
NO |  | 311 | 2012 | 0 | 36 | 36 |  | TOTAL |  | 0 | 0 |  | 151.6 | 0 | 0 |  | 193107924 | 762733914 | 955841838 | 11496 | 29675 | 0 | 41171 | 0 | 0 | 0 | 0 | 0 | 0 | 0 | 0 | 0 | 0 | 0 | 0 | 0 | 0 | 0 | 0 | 12
NO |  | 258 | 2012 | 0 | 1 | 1 |  | Ashtabula | Erie West (Penelec) | 345 | 345 | Steel Tower | 14.92 | 0 | 1 | 954 ACSR | 0 | 882865 | 882865 | 0 | 0 | 0 | 0 | 0 | 0 | 0 | 0 | 0 | 0 | 0 | 0 | 0 | 0 | 0 | 0 | 0 | 0 | 0 | 0 | 12
NO |  | 258 | 2012 | 0 | 2 | 2 |  | Avon | Beaver #1 | 345 | 345 | Steel Tower | 16.16 | 0 | 1 | 954 ACSR | 0 | 3408117 | 3408117 | 0 | 0 | 0 | 0 | 0 | 0 | 0 | 0 | 0 | 0 | 0 | 0 | 0 | 0 | 0 | 0 | 0 | 0 | 0 | 0 | 12
NO |  | 258 | 2012 | 0 | 3 | 3 |  | Avon | Beaver #2 | 345 | 345 | Steel Tower | 1.8 | 12.61 | 1 | 954 ACSR | 0 | 0 | 0 | 0 | 0 | 0 | 0 | 0 | 0 | 0 | 0 | 0 | 0 | 0 | 0 | 0 | 0 | 0 | 0 | 0 | 0 | 0 | 0 | 12
NO |  | 258 | 2012 | 0 | 4 | 4 |  | Avon | Beaver #2 | 345 | 345 | Steel Pole | 1.8 | 0 | 1 | 954 ACSR | 37 | 3588359 | 3588396 | 0 | 0 | 0 | 0 | 0 | 0 | 0 | 0 | 0 | 0 | 0 | 0 | 0 | 0 | 0 | 0 | 0 | 0 | 0 | 0 | 12
NO |  | 258 | 2012 | 0 | 5 | 5 |  | Avon | Juniper | 345 | 345 | Steel H Frame | 44.05 | 0 | 1 | 954 ACSR | 0 | 31131059 | 31131059 | 0 | 0 | 0 | 0 | 0 | 0 | 0 | 0 | 0 | 0 | 0 | 0 | 0 | 0 | 0 | 0 | 0 | 0 | 0 | 0 | 12
NO |  | 258 | 2012 | 0 | 6 | 6 |  | Bay Shore | Fostoria Central | 345 | 345 | Steel Tower | 20.03 | 0 | 1 | 1024ACSR | 0 | 7670784 | 7670784 | 0 | 0 | 0 | 0 | 0 | 0 | 0 | 0 | 0 | 0 | 0 | 0 | 0 | 0 | 0 | 0 | 0 | 0 | 0 | 0 | 12
NO |  | 258 | 2012 | 0 | 7 | 7 |  | Bay Shore | Monroe | 345 | 345 | Steel Tower | 7.43 | 0 | 1 | 1024ACSR | 0 | 305959 | 305959 | 0 | 0 | 0 | 0 | 0 | 0 | 0 | 0 | 0 | 0 | 0 | 0 | 0 | 0 | 0 | 0 | 0 | 0 | 0 | 0 | 12
NO |  | 258 | 2012 | 0 | 8 | 8 |  | Bay Shore | Monroe | 345 | 345 | Steel Tower | 1 | 0 | 1 | 2253ACSR | 0 | 0 | 0 | 0 | 0 | 0 | 0 | 0 | 0 | 0 | 0 | 0 | 0 | 0 | 0 | 0 | 0 | 0 | 0 | 0 | 0 | 0 | 0 | 12
NO |  | 258 | 2012 | 0 | 9 | 9 |  | Beaver | Carlisle | 345 | 345 | Steel Tower | 16.73 | 0 | 1 | 954ACSR | 0 | 2657238 | 2657238 | 0 | 0 | 0 | 0 | 0 | 0 | 0 | 0 | 0 | 0 | 0 | 0 | 0 | 0 | 0 | 0 | 0 | 0 | 0 | 0 | 12
NO |  | 258 | 2012 | 0 | 10 | 10 |  | Beaver | Carlisle | 345 | 345 | Steel H Frame | 1.49 | 0 | 1 | 954ACSR | 0 | 0 | 0 | 0 | 0 | 0 | 0 | 0 | 0 | 0 | 0 | 0 | 0 | 0 | 0 | 0 | 0 | 0 | 0 | 0 | 0 | 0 | 0 | 12
NO |  | 258 | 2012 | 0 | 11 | 11 |  | Beaver | Davis Besse | 345 | 345 | Steel Pole | 1.66 | 0 | 1 | 954ACSR | 0 | 10432794 | 10432794 | 0 | 0 | 0 | 0 | 0 | 0 | 0 | 0 | 0 | 0 | 0 | 0 | 0 | 0 | 0 | 0 | 0 | 0 | 0 | 0 | 12
NO |  | 258 | 2012 | 0 | 12 | 12 |  | Beaver | Davis Besse | 345 | 345 | Steel Tower | 54.62 | 3.55 | 1 | 954ACSR | 0 | 0 | 0 | 0 | 0 | 0 | 0 | 0 | 0 | 0 | 0 | 0 | 0 | 0 | 0 | 0 | 0 | 0 | 0 | 0 | 0 | 0 | 0 | 12
NO |  | 258 | 2012 | 0 | 13 | 13 |  | Beaver Valley | Hanna | 345 | 345 | Steel Tower | 0 | 52.02 | 1 | 954ACSR | 53 | 4852507 | 4852560 | 0 | 0 | 0 | 0 | 0 | 0 | 0 | 0 | 0 | 0 | 0 | 0 | 0 | 0 | 0 | 0 | 0 | 0 | 0 | 0 | 12
NO |  | 258 | 2012 | 0 | 14 | 14 |  | Beaver Valley | Hanna | 345 | 345 | Wood H Frame | 0.69 | 0 | 1 | 954ACSR | 0 | 0 | 0 | 0 | 0 | 0 | 0 | 0 | 0 | 0 | 0 | 0 | 0 | 0 | 0 | 0 | 0 | 0 | 0 | 0 | 0 | 0 | 0 | 12
NO |  | 258 | 2012 | 0 | 15 | 15 |  | Beaver Valley | Hanna | 345 | 345 | Steel Tower | 6.4 | 0 | 1 | 1024ACSR | 0 | 0 | 0 | 0 | 0 | 0 | 0 | 0 | 0 | 0 | 0 | 0 | 0 | 0 | 0 | 0 | 0 | 0 | 0 | 0 | 0 | 0 | 0 | 12
NO |  | 258 | 2012 | 0 | 16 | 16 |  | Beaver Valley | Sammis (OH) | 345 | 345 | Steel Tower | 0.17 | 0 | 1 | 954ACSR | 0 | 693584 | 693584 | 0 | 0 | 0 | 0 | 0 | 0 | 0 | 0 | 0 | 0 | 0 | 0 | 0 | 0 | 0 | 0 | 0 | 0 | 0 | 0 | 12
NO |  | 258 | 2012 | 0 | 17 | 17 |  | Beaver Valley | Sammis (OH) | 345 | 345 | Wood H Frame | 0.21 | 0 | 1 | 954ACSR | 0 | 0 | 0 | 0 | 0 | 0 | 0 | 0 | 0 | 0 | 0 | 0 | 0 | 0 | 0 | 0 | 0 | 0 | 0 | 0 | 0 | 0 | 0 | 12
NO |  | 258 | 2012 | 0 | 18 | 18 |  | Beaver Valley | Sammis (PA) | 345 | 345 | Steel Tower | 6.1 | 0 | 0 | 954ACSR | 376041 | 1818951 | 2194992 | 0 | 0 | 0 | 0 | 0 | 0 | 0 | 0 | 0 | 0 | 0 | 0 | 0 | 0 | 0 | 0 | 0 | 0 | 0 | 0 | 12
NO |  | 258 | 2012 | 0 | 19 | 19 |  | Beaver Valley | Sammis (WV) | 345 | 345 | Steel Tower | 7.3 | 0 | 0 | 954ACSR | 7251 | 2266770 | 2274021 | 0 | 0 | 0 | 0 | 0 | 0 | 0 | 0 | 0 | 0 | 0 | 0 | 0 | 0 | 0 | 0 | 0 | 0 | 0 | 0 | 12
NO |  | 258 | 2012 | 0 | 20 | 20 |  | Carlisle | Star | 345 | 345 | Steel Tower | 33.39 | 1.73 | 1 | 954ACSR | 0 | 4925088 | 4925088 | 0 | 0 | 0 | 0 | 0 | 0 | 0 | 0 | 0 | 0 | 0 | 0 | 0 | 0 | 0 | 0 | 0 | 0 | 0 | 0 | 12
NO |  | 258 | 2012 | 0 | 21 | 21 |  | Carlisle | Star | 345 | 345 | Wood H Frame | 2.09 | 0 | 1 | 954ACSR | 0 | 0 | 0 | 0 | 0 | 0 | 0 | 0 | 0 | 0 | 0 | 0 | 0 | 0 | 0 | 0 | 0 | 0 | 0 | 0 | 0 | 0 | 0 | 12
NO |  | 258 | 2012 | 0 | 22 | 22 |  | Chamberlin | Harding | 345 | 345 | Wood H Frame | 17.54 | 0 | 1 | 954ACSR | 67 | 20103952 | 20104019 | 0 | 0 | 0 | 0 | 0 | 0 | 0 | 0 | 0 | 0 | 0 | 0 | 0 | 0 | 0 | 0 | 0 | 0 | 0 | 0 | 12
NO |  | 258 | 2012 | 0 | 23 | 23 |  | Chamberlin | Mansfield | 345 | 345 | Steel Tower | 73.04 | 0.7 | 1 | 954ACSR | 257604 | 33308547 | 33566151 | 0 | 0 | 0 | 0 | 0 | 0 | 0 | 0 | 0 | 0 | 0 | 0 | 0 | 0 | 0 | 0 | 0 | 0 | 0 | 0 | 12
NO |  | 258 | 2012 | 0 | 24 | 24 |  | Chamberlin | Mansfield | 345 | 345 | Steel Tower | 8.4 | 0 | 1 | 1024ACSR | 0 | 0 | 0 | 0 | 0 | 0 | 0 | 0 | 0 | 0 | 0 | 0 | 0 | 0 | 0 | 0 | 0 | 0 | 0 | 0 | 0 | 0 | 0 | 12
NO |  | 258 | 2012 | 0 | 25 | 25 |  | Chamberlin | Mansfield | 345 | 345 | Steel Pole | 4.53 | 0 | 1 | 954ACSR | 0 | 0 | 0 | 0 | 0 | 0 | 0 | 0 | 0 | 0 | 0 | 0 | 0 | 0 | 0 | 0 | 0 | 0 | 0 | 0 | 0 | 0 | 0 | 12
NO |  | 258 | 2012 | 0 | 26 | 26 |  | Davis Besse | Bay Shore | 345 | 345 | Steel Tower | 20.67 | 0 | 1 | 954ACSR | 0 | 3056340 | 3056340 | 0 | 0 | 0 | 0 | 0 | 0 | 0 | 0 | 0 | 0 | 0 | 0 | 0 | 0 | 0 | 0 | 0 | 0 | 0 | 0 | 12
NO |  | 258 | 2012 | 0 | 27 | 27 |  | Davis Besse | Lemoyne | 345 | 345 | Steel Tower | 21.5 | 0 | 1 | 954ACSR | 0 | 2767788 | 2767788 | 0 | 0 | 0 | 0 | 0 | 0 | 0 | 0 | 0 | 0 | 0 | 0 | 0 | 0 | 0 | 0 | 0 | 0 | 0 | 0 | 12
NO |  | 258 | 2012 | 0 | 28 | 28 |  | Eastlake | Juniper | 345 | 345 | Steel Tower | 40.78 | 0 | 1 | 954ACSR | 0 | 6001395 | 6001395 | 0 | 0 | 0 | 0 | 0 | 0 | 0 | 0 | 0 | 0 | 0 | 0 | 0 | 0 | 0 | 0 | 0 | 0 | 0 | 0 | 12
NO |  | 258 | 2012 | 0 | 29 | 29 |  | Hanna | Canton Central | 345 | 345 | Steel Tower | 26.6 | 0 | 1 | 954ACSR | 0 | 1812535 | 1812535 | 0 | 0 | 0 | 0 | 0 | 0 | 0 | 0 | 0 | 0 | 0 | 0 | 0 | 0 | 0 | 0 | 0 | 0 | 0 | 0 | 12
NO |  | 258 | 2012 | 0 | 30 | 30 |  | Hanna | Highland | 345 | 345 | Steel Tower | 0.7 | 0 | 1 | 954ACSR | 0 | 2745880 | 2745880 | 0 | 0 | 0 | 0 | 0 | 0 | 0 | 0 | 0 | 0 | 0 | 0 | 0 | 0 | 0 | 0 | 0 | 0 | 0 | 0 | 12
NO |  | 258 | 2012 | 0 | 31 | 31 |  | Hanna | Highland | 345 | 345 | Wood H Frame | 23.76 | 0 | 1 | 954ACSR | 0 | 0 | 0 | 0 | 0 | 0 | 0 | 0 | 0 | 0 | 0 | 0 | 0 | 0 | 0 | 0 | 0 | 0 | 0 | 0 | 0 | 0 | 0 | 12
NO |  | 258 | 2012 | 0 | 32 | 32 |  | Harding | Fox | 345 | 345 | Steel Pole | 5.2 | 0 | 2 | 954ACSR | 0 | 3194031 | 3194031 | 0 | 0 | 0 | 0 | 0 | 0 | 0 | 0 | 0 | 0 | 0 | 0 | 0 | 0 | 0 | 0 | 0 | 0 | 0 | 0 | 12
NO |  | 258 | 2012 | 0 | 33 | 33 |  | Highland | Mansfield (OH) | 345 | 345 | Steel Pole | 0.16 | 0 | 1 | 954ACSR | 159132 | 12839817 | 12998949 | 0 | 0 | 0 | 0 | 0 | 0 | 0 | 0 | 0 | 0 | 0 | 0 | 0 | 0 | 0 | 0 | 0 | 0 | 0 | 0 | 12
NO |  | 258 | 2012 | 0 | 34 | 34 |  | Highland | Mansfield (OH) | 345 | 345 | Steel Tower | 40.61 | 0 | 1 | 954ACSR | 0 | 0 | 0 | 0 | 0 | 0 | 0 | 0 | 0 | 0 | 0 | 0 | 0 | 0 | 0 | 0 | 0 | 0 | 0 | 0 | 0 | 0 | 0 | 12
NO |  | 258 | 2012 | 0 | 35 | 35 |  | Highland | Mansfield (PA) | 345 | 345 | Steel Tower | 10.4 | 0 | 1 | 954ACSR | 0 | 436241 | 436241 | 0 | 0 | 0 | 0 | 0 | 0 | 0 | 0 | 0 | 0 | 0 | 0 | 0 | 0 | 0 | 0 | 0 | 0 | 0 | 0 | 12
NO |  | 258 | 2012 | 1 | 1 | 1 |  | Highland | Shenango (OH) | 345 | 345 | Steel Tower | 3.71 | 0 | 1 | 954ACSR | 0 | 4840252 | 4840252 | 0 | 0 | 0 | 0 | 0 | 0 | 0 | 0 | 0 | 0 | 0 | 0 | 0 | 0 | 0 | 0 | 0 | 0 | 0 | 0 | 12
NO |  | 258 | 2012 | 1 | 2 | 2 |  | Highland | Shenango (OH) | 345 | 345 | Steel Pole | 2.01 | 0 | 1 | 954ACSR | 0 | 0 | 0 | 0 | 0 | 0 | 0 | 0 | 0 | 0 | 0 | 0 | 0 | 0 | 0 | 0 | 0 | 0 | 0 | 0 | 0 | 0 | 0 | 12
NO |  | 258 | 2012 | 1 | 3 | 3 |  | Highland | Shenango (OH) | 345 | 345 | Wood H Frame | 13.6 | 0 | 1 | 954ACSR | 0 | 0 | 0 | 0 | 0 | 0 | 0 | 0 | 0 | 0 | 0 | 0 | 0 | 0 | 0 | 0 | 0 | 0 | 0 | 0 | 0 | 0 | 0 | 12
NO |  | 258 | 2012 | 1 | 4 | 4 |  | Highland | Shenango (PA) | 345 | 345 | Steel Tower | 4.28 | 0 | 1 | 954ACSR | 0 | 689224 | 689224 | 0 | 0 | 0 | 0 | 0 | 0 | 0 | 0 | 0 | 0 | 0 | 0 | 0 | 0 | 0 | 0 | 0 | 0 | 0 | 0 | 12
NO |  | 258 | 2012 | 1 | 5 | 5 |  | Hoytdale | Shenango (PA) | 345 | 345 | Steel Tower | 23.82 | 7.11 | 1 | 954ACSR | 52 | 3718349 | 3718401 | 0 | 0 | 0 | 0 | 0 | 0 | 0 | 0 | 0 | 0 | 0 | 0 | 0 | 0 | 0 | 0 | 0 | 0 | 0 | 0 | 12
NO |  | 258 | 2012 | 1 | 6 | 6 |  | Hyatt | Tangy | 345 | 345 | Steel Tower | 3.09 | 0 | 1 | 954ACSR | 0 | 2752455 | 2752455 | 0 | 0 | 0 | 0 | 0 | 0 | 0 | 0 | 0 | 0 | 0 | 0 | 0 | 0 | 0 | 0 | 0 | 0 | 0 | 0 | 12
NO |  | 258 | 2012 | 1 | 7 | 7 |  | Inland | Harding | 345 | 345 | Steel Pole | 2.1 | 2.16 | 1 | 954ACSR | 0 | 1718126 | 1718126 | 0 | 0 | 0 | 0 | 0 | 0 | 0 | 0 | 0 | 0 | 0 | 0 | 0 | 0 | 0 | 0 | 0 | 0 | 0 | 0 | 12
NO |  | 258 | 2012 | 1 | 8 | 8 |  | Juniper | Hanna | 345 | 345 | Steel Tower | 27.88 | 0.07 | 1 | 954ACSR | 0 | 1916271 | 1916271 | 0 | 0 | 0 | 0 | 0 | 0 | 0 | 0 | 0 | 0 | 0 | 0 | 0 | 0 | 0 | 0 | 0 | 0 | 0 | 0 | 12
NO |  | 258 | 2012 | 1 | 9 | 9 |  | Juniper | Harding | 345 | 345 | Steel Pole | 4.24 | 0 | 1 | 954ACSR | 0 | 19985418 | 19985418 | 0 | 0 | 0 | 0 | 0 | 0 | 0 | 0 | 0 | 0 | 0 | 0 | 0 | 0 | 0 | 0 | 0 | 0 | 0 | 0 | 12
NO |  | 258 | 2012 | 1 | 10 | 10 |  | Juniper | Harding | 345 | 345 | Steel Tower | 3.63 | 0 | 1 | 954ACSR | 0 | 0 | 0 | 0 | 0 | 0 | 0 | 0 | 0 | 0 | 0 | 0 | 0 | 0 | 0 | 0 | 0 | 0 | 0 | 0 | 0 | 0 | 0 | 12
NO |  | 258 | 2012 | 1 | 11 | 11 |  | Juniper | Star | 345 | 345 | Steel Tower | 8.56 | 9.6 | 1 | 954ACSR | 43 | 6798389 | 6798432 | 0 | 0 | 0 | 0 | 0 | 0 | 0 | 0 | 0 | 0 | 0 | 0 | 0 | 0 | 0 | 0 | 0 | 0 | 0 | 0 | 12
NO |  | 258 | 2012 | 1 | 12 | 12 |  | Juniper | Star | 345 | 345 | Steel H Frame | 11.36 | 0 | 1 | 954ACSR | 0 | 0 | 0 | 0 | 0 | 0 | 0 | 0 | 0 | 0 | 0 | 0 | 0 | 0 | 0 | 0 | 0 | 0 | 0 | 0 | 0 | 0 | 0 | 12
NO |  | 258 | 2012 | 1 | 13 | 13 |  | Lemoyne | Majestic | 345 | 345 | Steel Tower | 0 | 18.31 | 1 | 1024ACSR | 0 | 1912918 | 1912918 | 0 | 0 | 0 | 0 | 0 | 0 | 0 | 0 | 0 | 0 | 0 | 0 | 0 | 0 | 0 | 0 | 0 | 0 | 0 | 0 | 12
NO |  | 258 | 2012 | 1 | 14 | 14 |  | Lemoyne | Majestic | 345 | 345 | Steel Tower | 0 | 1 | 1 | 2253ACSR | 0 | 0 | 0 | 0 | 0 | 0 | 0 | 0 | 0 | 0 | 0 | 0 | 0 | 0 | 0 | 0 | 0 | 0 | 0 | 0 | 0 | 0 | 0 | 12
NO |  | 258 | 2012 | 1 | 15 | 15 |  | Lemoyne | Midway | 345 | 345 | Steel Tower | 24.5 | 0 | 1 | 954ACSR | 0 | 3279234 | 3279234 | 0 | 0 | 0 | 0 | 0 | 0 | 0 | 0 | 0 | 0 | 0 | 0 | 0 | 0 | 0 | 0 | 0 | 0 | 0 | 0 | 12
NO |  | 258 | 2012 | 1 | 16 | 16 |  | Lemoyne | Fostoria Central | 345 | 345 | Steel Tower | 0 | 4.15 | 1 | 1024ACSR | 0 | 370377 | 370377 | 0 | 0 | 0 | 0 | 0 | 0 | 0 | 0 | 0 | 0 | 0 | 0 | 0 | 0 | 0 | 0 | 0 | 0 | 0 | 0 | 12
NO |  | 258 | 2012 | 1 | 17 | 17 |  | Mansfield | Beaver Valley #1 | 345 | 345 | Steel Tower | 2 | 0 | 1 | 1024ACSR | 0 | 1390087 | 1390087 | 0 | 0 | 0 | 0 | 0 | 0 | 0 | 0 | 0 | 0 | 0 | 0 | 0 | 0 | 0 | 0 | 0 | 0 | 0 | 0 | 12
NO |  | 258 | 2012 | 1 | 18 | 18 |  | Mansfield | Beaver Valley #2 | 345 | 345 | Steel Tower | 1.5 | 0 | 1 | 1024ACSR | 88023 | 1182166 | 1270189 | 0 | 0 | 0 | 0 | 0 | 0 | 0 | 0 | 0 | 0 | 0 | 0 | 0 | 0 | 0 | 0 | 0 | 0 | 0 | 0 | 12
NO |  | 258 | 2012 | 1 | 19 | 19 |  | Mansfield | Crescent | 345 | 345 | Steel Tower | 0.12 | 0 | 1 | 954ACSR | 0 | 158306 | 158306 | 0 | 0 | 0 | 0 | 0 | 0 | 0 | 0 | 0 | 0 | 0 | 0 | 0 | 0 | 0 | 0 | 0 | 0 | 0 | 0 | 12
NO |  | 258 | 2012 | 1 | 20 | 20 |  | Mansfield | Hoytdale | 345 | 345 | Steel Tower | 22.38 | 0 | 1 | 954ACSR | 331 | 8234499 | 8234830 | 0 | 0 | 0 | 0 | 0 | 0 | 0 | 0 | 0 | 0 | 0 | 0 | 0 | 0 | 0 | 0 | 0 | 0 | 0 | 0 | 12
NO |  | 258 | 2012 | 1 | 21 | 21 |  | Marysville | Tangy | 345 | 345 | Steel Tower | 0 | 3.09 | 1 | 954ACSR | 0 | 420254 | 420254 | 0 | 0 | 0 | 0 | 0 | 0 | 0 | 0 | 0 | 0 | 0 | 0 | 0 | 0 | 0 | 0 | 0 | 0 | 0 | 0 | 12
NO |  | 258 | 2012 | 1 | 22 | 22 |  | Midway | Allen Junction | 345 | 345 | Steel Tower | 23.56 | 0 | 1 | 954ACSR | 0 | 8510662 | 8510662 | 0 | 0 | 0 | 0 | 0 | 0 | 0 | 0 | 0 | 0 | 0 | 0 | 0 | 0 | 0 | 0 | 0 | 0 | 0 | 0 | 12
NO |  | 258 | 2012 | 1 | 23 | 23 |  | Midway | Allen Junction | 345 | 345 | Steel Pole | 9.65 | 0 | 1 | 954ACSR | 0 | 0 | 0 | 0 | 0 | 0 | 0 | 0 | 0 | 0 | 0 | 0 | 0 | 0 | 0 | 0 | 0 | 0 | 0 | 0 | 0 | 0 | 0 | 12
NO |  | 258 | 2012 | 1 | 24 | 24 |  | Perry | Ashtabula | 345 | 345 | Steel Tower | 23.32 | 0 | 1 | 954ACSR | 0 | 1199382 | 1199382 | 0 | 0 | 0 | 0 | 0 | 0 | 0 | 0 | 0 | 0 | 0 | 0 | 0 | 0 | 0 | 0 | 0 | 0 | 0 | 0 | 12
NO |  | 258 | 2012 | 1 | 25 | 25 |  | Perry | Eastlake | 345 | 345 | Steel Tower | 20.48 | 0 | 1 | 954ACSR | 0 | 6043679 | 6043679 | 0 | 0 | 0 | 0 | 0 | 0 | 0 | 0 | 0 | 0 | 0 | 0 | 0 | 0 | 0 | 0 | 0 | 0 | 0 | 0 | 12
NO |  | 258 | 2012 | 1 | 26 | 26 |  | Perry | Harding | 345 | 345 | Steel Tower | 0 | 52.86 | 1 | 954ACSR | 0 | 7599847 | 7599847 | 0 | 0 | 0 | 0 | 0 | 0 | 0 | 0 | 0 | 0 | 0 | 0 | 0 | 0 | 0 | 0 | 0 | 0 | 0 | 0 | 12
NO |  | 258 | 2012 | 1 | 27 | 27 |  | Perry | Harding | 345 | 345 | Steel Pole | 0 | 2.1 | 1 | 954ACSR | 0 | 0 | 0 | 0 | 0 | 0 | 0 | 0 | 0 | 0 | 0 | 0 | 0 | 0 | 0 | 0 | 0 | 0 | 0 | 0 | 0 | 0 | 0 | 12
NO |  | 258 | 2012 | 1 | 28 | 28 |  | Perry | Inland | 345 | 345 | Steel Pole | 11.37 | 0 | 1 | 954ACSR | 0 | 42653256 | 42653256 | 0 | 0 | 0 | 0 | 0 | 0 | 0 | 0 | 0 | 0 | 0 | 0 | 0 | 0 | 0 | 0 | 0 | 0 | 0 | 0 | 12
NO |  | 258 | 2012 | 1 | 29 | 29 |  | Perry | Inland | 345 | 345 | Steel Tower | 43.65 | 0 | 1 | 954ACSR | 0 | 0 | 0 | 0 | 0 | 0 | 0 | 0 | 0 | 0 | 0 | 0 | 0 | 0 | 0 | 0 | 0 | 0 | 0 | 0 | 0 | 0 | 0 | 12
NO |  | 258 | 2012 | 1 | 30 | 30 |  | South Canton | Star | 345 | 345 | Steel Tower | 33.42 | 0 | 1 | 954ACSR | 0 | 3996424 | 3996424 | 0 | 0 | 0 | 0 | 0 | 0 | 0 | 0 | 0 | 0 | 0 | 0 | 0 | 0 | 0 | 0 | 0 | 0 | 0 | 0 | 12
NO |  | 258 | 2012 | 1 | 31 | 31 |  | W.H. Sammis | Highland | 345 | 345 | Steel Tower | 49.45 | 0.07 | 1 | 954ACSR | 0 | 5027023 | 5027023 | 0 | 0 | 0 | 0 | 0 | 0 | 0 | 0 | 0 | 0 | 0 | 0 | 0 | 0 | 0 | 0 | 0 | 0 | 0 | 0 | 12
NO |  | 258 | 2012 | 1 | 32 | 32 |  | W.H. Sammis | South Canton | 345 | 345 | Steel Tower | 46.69 | 0 | 1 | 954ACSR | 0 | 3811571 | 3811571 | 0 | 0 | 0 | 0 | 0 | 0 | 0 | 0 | 0 | 0 | 0 | 0 | 0 | 0 | 0 | 0 | 0 | 0 | 0 | 0 | 12
NO |  | 258 | 2012 | 1 | 33 | 33 |  | W.H. Sammis | Star | 345 | 345 | Wood H Frame | 1.87 | 0 | 1 | 954ACSR | 0 | 6073082 | 6073082 | 0 | 0 | 0 | 0 | 0 | 0 | 0 | 0 | 0 | 0 | 0 | 0 | 0 | 0 | 0 | 0 | 0 | 0 | 0 | 0 | 12
NO |  | 258 | 2012 | 1 | 34 | 34 |  | W.H. Sammis | Star | 345 | 345 | Steel Tower | 66.86 | 0 | 1 | 954ACSR | 0 | 0 | 0 | 0 | 0 | 0 | 0 | 0 | 0 | 0 | 0 | 0 | 0 | 0 | 0 | 0 | 0 | 0 | 0 | 0 | 0 | 0 | 0 | 12
NO |  | 258 | 2012 | 1 | 35 | 35 |  | W.H. Sammis | Wylie Ridge | 345 | 345 | Steel Tower | 4.33 | 0.06 | 1 | 954ACSR | 0 | 1251167 | 1251167 | 0 | 0 | 0 | 0 | 0 | 0 | 0 | 0 | 0 | 0 | 0 | 0 | 0 | 0 | 0 | 0 | 0 | 0 | 0 | 0 | 12
NO |  | 258 | 2012 | 2 | 1 | 1 |  | Total 345kv Lines |  | 0 | 0 |  | 1025.36 | 171.19 | 69 |  | 888634 | 306433019 | 307321653 | 0 | 0 | 0 | 0 | 0 | 0 | 0 | 0 | 0 | 0 | 0 | 0 | 0 | 0 | 0 | 0 | 0 | 0 | 0 | 0 | 12
NO |  | 258 | 2012 | 2 | 2 | 2 |  | Allen Jct | Jackman | 138 | 138 | Wood Pole | 0.71 | 0 | 1 | 336ACSR | 0 | 745882 | 745882 | 0 | 0 | 0 | 0 | 0 | 0 | 0 | 0 | 0 | 0 | 0 | 0 | 0 | 0 | 0 | 0 | 0 | 0 | 0 | 0 | 12
NO |  | 258 | 2012 | 2 | 3 | 3 |  | Allen Jct | Jackman | 138 | 138 | Steel Tower | 8.53 | 0 | 1 | 636ACSR | 0 | 0 | 0 | 0 | 0 | 0 | 0 | 0 | 0 | 0 | 0 | 0 | 0 | 0 | 0 | 0 | 0 | 0 | 0 | 0 | 0 | 0 | 0 | 12
NO |  | 258 | 2012 | 2 | 4 | 4 |  | Allen Jct | Jackman | 138 | 138 | Steel Pole | 2.19 | 0 | 1 | 954ACSR | 0 | 0 | 0 | 0 | 0 | 0 | 0 | 0 | 0 | 0 | 0 | 0 | 0 | 0 | 0 | 0 | 0 | 0 | 0 | 0 | 0 | 0 | 0 | 12
NO |  | 258 | 2012 | 2 | 5 | 5 |  | Allen Jct | Stryker | 138 | 138 | Wood Pole | 10.4 | 0 | 1 | 336AA | 0 | 3696398 | 3696398 | 0 | 0 | 0 | 0 | 0 | 0 | 0 | 0 | 0 | 0 | 0 | 0 | 0 | 0 | 0 | 0 | 0 | 0 | 0 | 0 | 12
NO |  | 258 | 2012 | 2 | 6 | 6 |  | Allen Jct | Stryker | 138 | 138 | Wood Pole | 39.07 | 0 | 1 | 636AA | 0 | 0 | 0 | 0 | 0 | 0 | 0 | 0 | 0 | 0 | 0 | 0 | 0 | 0 | 0 | 0 | 0 | 0 | 0 | 0 | 0 | 0 | 0 | 12
NO |  | 258 | 2012 | 2 | 7 | 7 |  | Allen Jct | Vulcan | 138 | 138 | Wood Pole | 0.01 | 0 | 1 | 336AA | 0 | 1949041 | 1949041 | 0 | 0 | 0 | 0 | 0 | 0 | 0 | 0 | 0 | 0 | 0 | 0 | 0 | 0 | 0 | 0 | 0 | 0 | 0 | 0 | 12
NO |  | 258 | 2012 | 2 | 8 | 8 |  | Allen Jct | Vulcan | 138 | 138 | Steel Tower | 2.46 | 0 | 1 | 954ACSR | 0 | 0 | 0 | 0 | 0 | 0 | 0 | 0 | 0 | 0 | 0 | 0 | 0 | 0 | 0 | 0 | 0 | 0 | 0 | 0 | 0 | 0 | 0 | 12
NO |  | 258 | 2012 | 2 | 9 | 9 |  | Allen Jct | Vulcan | 138 | 138 | Wood Pole | 9.2 | 0 | 1 | 954ACSR | 0 | 0 | 0 | 0 | 0 | 0 | 0 | 0 | 0 | 0 | 0 | 0 | 0 | 0 | 0 | 0 | 0 | 0 | 0 | 0 | 0 | 0 | 0 | 12
NO |  | 258 | 2012 | 2 | 10 | 10 |  | Allen Jct | Vulcan | 138 | 138 | Steel Pole | 5.31 | 0 | 1 | 954ACSR | 0 | 0 | 0 | 0 | 0 | 0 | 0 | 0 | 0 | 0 | 0 | 0 | 0 | 0 | 0 | 0 | 0 | 0 | 0 | 0 | 0 | 0 | 0 | 12
NO |  | 258 | 2012 | 2 | 11 | 11 |  | Allen Jct | Westgate | 138 | 138 | Wood Pole | 5.86 | 0 | 1 | 954AA | 0 | 1145778 | 1145778 | 0 | 0 | 0 | 0 | 0 | 0 | 0 | 0 | 0 | 0 | 0 | 0 | 0 | 0 | 0 | 0 | 0 | 0 | 0 | 0 | 12
NO |  | 258 | 2012 | 2 | 12 | 12 |  | Allen Jct | Westgate | 138 | 138 | Steel Pole | 0.67 | 4.29 | 1 | 954ACSR | 0 | 0 | 0 | 0 | 0 | 0 | 0 | 0 | 0 | 0 | 0 | 0 | 0 | 0 | 0 | 0 | 0 | 0 | 0 | 0 | 0 | 0 | 0 | 12
NO |  | 258 | 2012 | 2 | 13 | 13 |  | Angola | Eber - Vulcan | 138 | 138 | Steel Pole | 1.72 | 0 | 1 | 954AA | 0 | 774070 | 774070 | 0 | 0 | 0 | 0 | 0 | 0 | 0 | 0 | 0 | 0 | 0 | 0 | 0 | 0 | 0 | 0 | 0 | 0 | 0 | 0 | 12
NO |  | 258 | 2012 | 2 | 14 | 14 |  | Angola | Eber - Vulcan | 138 | 138 | Wood Pole | 10.9 | 0 | 1 | 954AA | 0 | 0 | 0 | 0 | 0 | 0 | 0 | 0 | 0 | 0 | 0 | 0 | 0 | 0 | 0 | 0 | 0 | 0 | 0 | 0 | 0 | 0 | 0 | 12
NO |  | 258 | 2012 | 2 | 15 | 15 |  | Angola | Eber - Vulcan | 138 | 138 | Wood Pole | 0.85 | 0 | 1 | 336ACSR | 0 | 0 | 0 | 0 | 0 | 0 | 0 | 0 | 0 | 0 | 0 | 0 | 0 | 0 | 0 | 0 | 0 | 0 | 0 | 0 | 0 | 0 | 0 | 12
NO |  | 258 | 2012 | 2 | 16 | 16 |  | Angola | Midway | 138 | 138 | Wood Pole | 7.34 | 0 | 1 | 954AA | 0 | 3017132 | 3017132 | 0 | 0 | 0 | 0 | 0 | 0 | 0 | 0 | 0 | 0 | 0 | 0 | 0 | 0 | 0 | 0 | 0 | 0 | 0 | 0 | 12
NO |  | 258 | 2012 | 2 | 17 | 17 |  | Angola | Midway | 138 | 138 | Steel Pole | 13.71 | 0 | 1 | 954AA | 0 | 0 | 0 | 0 | 0 | 0 | 0 | 0 | 0 | 0 | 0 | 0 | 0 | 0 | 0 | 0 | 0 | 0 | 0 | 0 | 0 | 0 | 0 | 12
NO |  | 258 | 2012 | 2 | 18 | 18 |  | Angola | Midway | 138 | 138 | Wood Pole | 0.28 | 0 | 1 | 336ACSR | 0 | 0 | 0 | 0 | 0 | 0 | 0 | 0 | 0 | 0 | 0 | 0 | 0 | 0 | 0 | 0 | 0 | 0 | 0 | 0 | 0 | 0 | 0 | 12
NO |  | 258 | 2012 | 2 | 19 | 19 |  | Ashtabula | Ashtabula - C | 138 | 138 | Wood Pole | 0.53 | 0 | 1 | 795ACSR | 0 | 64490 | 64490 | 0 | 0 | 0 | 0 | 0 | 0 | 0 | 0 | 0 | 0 | 0 | 0 | 0 | 0 | 0 | 0 | 0 | 0 | 0 | 0 | 12
NO |  | 258 | 2012 | 2 | 20 | 20 |  | Ashtabula | Conneaut | 138 | 138 | Steel Tower | 1.26 | 0 | 2 | 1192ACSR | 0 | 2379053 | 2379053 | 0 | 0 | 0 | 0 | 0 | 0 | 0 | 0 | 0 | 0 | 0 | 0 | 0 | 0 | 0 | 0 | 0 | 0 | 0 | 0 | 12
NO |  | 258 | 2012 | 2 | 21 | 21 |  | Ashtabula | Conneaut | 138 | 138 | Steel Tower | 16.49 | 0 | 2 | 795ACSR | 0 | 0 | 0 | 0 | 0 | 0 | 0 | 0 | 0 | 0 | 0 | 0 | 0 | 0 | 0 | 0 | 0 | 0 | 0 | 0 | 0 | 0 | 0 | 12
NO |  | 258 | 2012 | 2 | 22 | 22 |  | Ashtabula | Mayfield | 138 | 138 | Steel Tower | 0.12 | 0 | 4 | 1033ACSR | 0 | 3204288 | 3204288 | 0 | 0 | 0 | 0 | 0 | 0 | 0 | 0 | 0 | 0 | 0 | 0 | 0 | 0 | 0 | 0 | 0 | 0 | 0 | 0 | 12
NO |  | 258 | 2012 | 2 | 23 | 23 |  | Ashtabula | Mayfield | 138 | 138 | Steel Tower | 43.38 | 0 | 4 | 4/0 CU | 0 | 0 | 0 | 0 | 0 | 0 | 0 | 0 | 0 | 0 | 0 | 0 | 0 | 0 | 0 | 0 | 0 | 0 | 0 | 0 | 0 | 0 | 0 | 12
NO |  | 258 | 2012 | 2 | 24 | 24 |  | Ashtabula | Mayfield | 138 | 138 | Wood Pole | 0.15 | 0 | 2 | 336ACSR | 0 | 0 | 0 | 0 | 0 | 0 | 0 | 0 | 0 | 0 | 0 | 0 | 0 | 0 | 0 | 0 | 0 | 0 | 0 | 0 | 0 | 0 | 0 | 12
NO |  | 258 | 2012 | 2 | 25 | 25 |  | Ashtabula | Mayfield | 138 | 138 | Steel Pole | 3.66 | 0 | 2 | 795ACSR | 0 | 0 | 0 | 0 | 0 | 0 | 0 | 0 | 0 | 0 | 0 | 0 | 0 | 0 | 0 | 0 | 0 | 0 | 0 | 0 | 0 | 0 | 0 | 12
NO |  | 258 | 2012 | 2 | 26 | 26 |  | Ashtabula | Mayfield | 138 | 138 | Steel Tower | 0.98 | 0 | 2 | 795ACSR | 0 | 0 | 0 | 0 | 0 | 0 | 0 | 0 | 0 | 0 | 0 | 0 | 0 | 0 | 0 | 0 | 0 | 0 | 0 | 0 | 0 | 0 | 0 | 12
NO |  | 258 | 2012 | 2 | 27 | 27 |  | Avery | Greenfield | 138 | 138 | Wood H Frame | 10.45 | 0 | 1 | 605ACSR | 0 | 624071 | 624071 | 0 | 0 | 0 | 0 | 0 | 0 | 0 | 0 | 0 | 0 | 0 | 0 | 0 | 0 | 0 | 0 | 0 | 0 | 0 | 0 | 12
NO |  | 258 | 2012 | 2 | 28 | 28 |  | Avery | Shinrock | 138 | 138 | Wood H Frame | 7.47 | 0 | 1 | 605ACSR | 0 | 20110 | 20110 | 0 | 0 | 0 | 0 | 0 | 0 | 0 | 0 | 0 | 0 | 0 | 0 | 0 | 0 | 0 | 0 | 0 | 0 | 0 | 0 | 12
NO |  | 258 | 2012 | 2 | 29 | 29 |  | Avon | Emily | 138 | 138 | Wood Poles | 2.52 | 0 | 1 | 1192ACSR | 0 | 2264015 | 2264015 | 0 | 0 | 0 | 0 | 0 | 0 | 0 | 0 | 0 | 0 | 0 | 0 | 0 | 0 | 0 | 0 | 0 | 0 | 0 | 0 | 12
NO |  | 258 | 2012 | 2 | 30 | 30 |  | Avon | Emily | 138 | 138 | Steel Poles | 3.17 | 0 | 1 | 795ACSR | 0 | 0 | 0 | 0 | 0 | 0 | 0 | 0 | 0 | 0 | 0 | 0 | 0 | 0 | 0 | 0 | 0 | 0 | 0 | 0 | 0 | 0 | 0 | 12
NO |  | 258 | 2012 | 2 | 31 | 31 |  | Avon | Emily | 138 | 138 | Steel Tower | 20.02 | 0 | 1 | 795ACSR | 0 | 0 | 0 | 0 | 0 | 0 | 0 | 0 | 0 | 0 | 0 | 0 | 0 | 0 | 0 | 0 | 0 | 0 | 0 | 0 | 0 | 0 | 0 | 12
NO |  | 258 | 2012 | 2 | 32 | 32 |  | Avon | Fowles | 138 | 138 | Steel Tower | 1.25 | 0 | 2 | 795ACSR | 0 | 2884351 | 2884351 | 0 | 0 | 0 | 0 | 0 | 0 | 0 | 0 | 0 | 0 | 0 | 0 | 0 | 0 | 0 | 0 | 0 | 0 | 0 | 0 | 12
NO |  | 258 | 2012 | 2 | 33 | 33 |  | Avon | Fowles | 138 | 138 | Wood Pole | 0.02 | 0 | 2 | 795ACSR | 0 | 0 | 0 | 0 | 0 | 0 | 0 | 0 | 0 | 0 | 0 | 0 | 0 | 0 | 0 | 0 | 0 | 0 | 0 | 0 | 0 | 0 | 0 | 12
NO |  | 258 | 2012 | 2 | 34 | 34 |  | Avon | Fowles | 138 | 138 | Steel Pole | 7.54 | 0 | 2 | 795ACSR | 0 | 0 | 0 | 0 | 0 | 0 | 0 | 0 | 0 | 0 | 0 | 0 | 0 | 0 | 0 | 0 | 0 | 0 | 0 | 0 | 0 | 0 | 0 | 12
NO |  | 258 | 2012 | 2 | 35 | 35 |  | Avon | Fowles | 138 | 138 | Steel Tower | 17.86 | 0 | 4 | 795ACSR | 0 | 0 | 0 | 0 | 0 | 0 | 0 | 0 | 0 | 0 | 0 | 0 | 0 | 0 | 0 | 0 | 0 | 0 | 0 | 0 | 0 | 0 | 0 | 12
NO |  | 258 | 2012 | 3 | 1 | 1 |  | Avon | Fox | 138 | 138 | Steel Tower | 2.17 | 0 | 1 | 1192ACSR | 0 | 1982520 | 1982520 | 0 | 0 | 0 | 0 | 0 | 0 | 0 | 0 | 0 | 0 | 0 | 0 | 0 | 0 | 0 | 0 | 0 | 0 | 0 | 0 | 12
NO |  | 258 | 2012 | 3 | 2 | 2 |  | Avon | Fox | 138 | 138 | Steel Pole | 0.07 | 0 | 1 | 795ACSR | 0 | 0 | 0 | 0 | 0 | 0 | 0 | 0 | 0 | 0 | 0 | 0 | 0 | 0 | 0 | 0 | 0 | 0 | 0 | 0 | 0 | 0 | 0 | 12
NO |  | 258 | 2012 | 3 | 3 | 3 |  | Avon | Fox | 138 | 138 | Steel Tower | 0.17 | 0 | 1 | 1590ACSR | 0 | 0 | 0 | 0 | 0 | 0 | 0 | 0 | 0 | 0 | 0 | 0 | 0 | 0 | 0 | 0 | 0 | 0 | 0 | 0 | 0 | 0 | 0 | 12
NO |  | 258 | 2012 | 3 | 4 | 4 |  | Avon | Fox | 138 | 138 | Steel Tower | 26.94 | 0 | 1 | 795ACSR | 0 | 0 | 0 | 0 | 0 | 0 | 0 | 0 | 0 | 0 | 0 | 0 | 0 | 0 | 0 | 0 | 0 | 0 | 0 | 0 | 0 | 0 | 0 | 12
NO |  | 258 | 2012 | 3 | 5 | 5 |  | Babb | E. Akron | 138 | 138 | Steel Tower | 1.33 | 0 | 1 | 336ACSR | 0 | 2331198 | 2331198 | 0 | 0 | 0 | 0 | 0 | 0 | 0 | 0 | 0 | 0 | 0 | 0 | 0 | 0 | 0 | 0 | 0 | 0 | 0 | 0 | 12
NO |  | 258 | 2012 | 3 | 6 | 6 |  | Babb | E. Akron | 138 | 138 | Wood H Frame | 7.98 | 0 | 1 | 605ACSR | 0 | 0 | 0 | 0 | 0 | 0 | 0 | 0 | 0 | 0 | 0 | 0 | 0 | 0 | 0 | 0 | 0 | 0 | 0 | 0 | 0 | 0 | 0 | 12
NO |  | 258 | 2012 | 3 | 7 | 7 |  | Babb | Valley | 138 | 138 | Wood H Frame | 1.96 | 0 | 1 | 477ACSR | 0 | 326704 | 326704 | 0 | 0 | 0 | 0 | 0 | 0 | 0 | 0 | 0 | 0 | 0 | 0 | 0 | 0 | 0 | 0 | 0 | 0 | 0 | 0 | 12
NO |  | 258 | 2012 | 3 | 8 | 8 |  | Babb | W. Akron | 138 | 138 | Steel Tower | 0 | 6.51 | 1 | 477ACSR | 0 | 169422 | 169422 | 0 | 0 | 0 | 0 | 0 | 0 | 0 | 0 | 0 | 0 | 0 | 0 | 0 | 0 | 0 | 0 | 0 | 0 | 0 | 0 | 12
NO |  | 258 | 2012 | 3 | 9 | 9 |  | Barberton | Babcock-Wilcox | 138 | 138 | Wood H Frame | 0.29 | 0 | 1 | 336ACSR | 0 | 55870 | 55870 | 0 | 0 | 0 | 0 | 0 | 0 | 0 | 0 | 0 | 0 | 0 | 0 | 0 | 0 | 0 | 0 | 0 | 0 | 0 | 0 | 12
NO |  | 258 | 2012 | 3 | 10 | 10 |  | Barberton | Babcock-Wilcox | 138 | 138 | Steel Tower | 0.48 | 0 | 1 | 477ACSR | 0 | 0 | 0 | 0 | 0 | 0 | 0 | 0 | 0 | 0 | 0 | 0 | 0 | 0 | 0 | 0 | 0 | 0 | 0 | 0 | 0 | 0 | 0 | 12
NO |  | 258 | 2012 | 3 | 11 | 11 |  | Barberton | Cloverdale | 138 | 138 | Steel Tower | 1.39 | 22.17 | 1 | 605ACSR | 0 | 292880 | 292880 | 0 | 0 | 0 | 0 | 0 | 0 | 0 | 0 | 0 | 0 | 0 | 0 | 0 | 0 | 0 | 0 | 0 | 0 | 0 | 0 | 12
NO |  | 258 | 2012 | 3 | 12 | 12 |  | Barberton | Cloverdale | 138 | 138 | Steel Pole | 0.19 | 0 | 1 | 605ACSR | 0 | 0 | 0 | 0 | 0 | 0 | 0 | 0 | 0 | 0 | 0 | 0 | 0 | 0 | 0 | 0 | 0 | 0 | 0 | 0 | 0 | 0 | 0 | 12
NO |  | 258 | 2012 | 3 | 13 | 13 |  | Barberton | Star - North | 138 | 138 | Steel Tower | 1.19 | 2.45 | 1 | 605ACSR | 0 | 153941 | 153941 | 0 | 0 | 0 | 0 | 0 | 0 | 0 | 0 | 0 | 0 | 0 | 0 | 0 | 0 | 0 | 0 | 0 | 0 | 0 | 0 | 12
NO |  | 258 | 2012 | 3 | 14 | 14 |  | Barberton | Star - North | 138 | 138 | Wood H Frame | 2.22 | 0 | 1 | 605ACSR | 0 | 0 | 0 | 0 | 0 | 0 | 0 | 0 | 0 | 0 | 0 | 0 | 0 | 0 | 0 | 0 | 0 | 0 | 0 | 0 | 0 | 0 | 0 | 12
NO |  | 258 | 2012 | 3 | 15 | 15 |  | Barberton | Star - South | 138 | 138 | Wood H Frame | 1.55 | 0 | 1 | 605ACSR | 0 | 277233 | 277233 | 0 | 0 | 0 | 0 | 0 | 0 | 0 | 0 | 0 | 0 | 0 | 0 | 0 | 0 | 0 | 0 | 0 | 0 | 0 | 0 | 12
NO |  | 258 | 2012 | 3 | 16 | 16 |  | Barberton | Star - South | 138 | 138 | Steel Pole | 1.46 | 0 | 1 | 605ACSR | 0 | 0 | 0 | 0 | 0 | 0 | 0 | 0 | 0 | 0 | 0 | 0 | 0 | 0 | 0 | 0 | 0 | 0 | 0 | 0 | 0 | 0 | 0 | 12
NO |  | 258 | 2012 | 3 | 17 | 17 |  | Barberton | Star - South | 138 | 138 | Steel Tower | 0.09 | 1.65 | 1 | 605ACSR | 0 | 0 | 0 | 0 | 0 | 0 | 0 | 0 | 0 | 0 | 0 | 0 | 0 | 0 | 0 | 0 | 0 | 0 | 0 | 0 | 0 | 0 | 0 | 12
NO |  | 258 | 2012 | 3 | 18 | 18 |  | Barberton | W. Akron | 138 | 138 | Steel Tower | 9.66 | 0 | 1 | 336ACSR | 6850 | 303810 | 310660 | 0 | 0 | 0 | 0 | 0 | 0 | 0 | 0 | 0 | 0 | 0 | 0 | 0 | 0 | 0 | 0 | 0 | 0 | 0 | 0 | 12
NO |  | 258 | 2012 | 3 | 19 | 19 |  | Barberton | W. Akron | 138 | 138 | Wood Pole | 0.06 | 0 | 1 | 605ACSR | 0 | 0 | 0 | 0 | 0 | 0 | 0 | 0 | 0 | 0 | 0 | 0 | 0 | 0 | 0 | 0 | 0 | 0 | 0 | 0 | 0 | 0 | 0 | 12
NO |  | 258 | 2012 | 3 | 20 | 20 |  | Bay Shore Tap | Hydra-Matic | 138 | 138 | Wood Pole | 0.37 | 11.63 | 1 | 954AL | 0 | 6494978 | 6494978 | 0 | 0 | 0 | 0 | 0 | 0 | 0 | 0 | 0 | 0 | 0 | 0 | 0 | 0 | 0 | 0 | 0 | 0 | 0 | 0 | 12
NO |  | 258 | 2012 | 3 | 21 | 21 |  | Bay Shore | Decant | 138 | 138 | Steel Tower | 1.26 | 0 | 1 | 1024ACSR | 0 | 279013 | 279013 | 0 | 0 | 0 | 0 | 0 | 0 | 0 | 0 | 0 | 0 | 0 | 0 | 0 | 0 | 0 | 0 | 0 | 0 | 0 | 0 | 12
NO |  | 258 | 2012 | 3 | 22 | 22 |  | Bay Shore | Decant | 138 | 138 | Steel Tower | 0.23 | 0 | 1 | 954ACSR | 0 | 0 | 0 | 0 | 0 | 0 | 0 | 0 | 0 | 0 | 0 | 0 | 0 | 0 | 0 | 0 | 0 | 0 | 0 | 0 | 0 | 0 | 0 | 12
NO |  | 258 | 2012 | 3 | 23 | 23 |  | Bay Shore | Decant | 138 | 138 | Steel Tower | 5.89 | 0 | 1 | 739ACSR | 0 | 0 | 0 | 0 | 0 | 0 | 0 | 0 | 0 | 0 | 0 | 0 | 0 | 0 | 0 | 0 | 0 | 0 | 0 | 0 | 0 | 0 | 0 | 12
NO |  | 258 | 2012 | 3 | 24 | 24 |  | Bay Shore | Dixie | 138 | 138 | Wood Pole | 2.75 | 0 | 1 | 1024ACSR | 0 | 1135246 | 1135246 | 0 | 0 | 0 | 0 | 0 | 0 | 0 | 0 | 0 | 0 | 0 | 0 | 0 | 0 | 0 | 0 | 0 | 0 | 0 | 0 | 12
NO |  | 258 | 2012 | 3 | 25 | 25 |  | Bay Shore | Dixie | 138 | 138 | Steel Pole | 3.65 | 0 | 1 | 954ACSR | 0 | 0 | 0 | 0 | 0 | 0 | 0 | 0 | 0 | 0 | 0 | 0 | 0 | 0 | 0 | 0 | 0 | 0 | 0 | 0 | 0 | 0 | 0 | 12
NO |  | 258 | 2012 | 3 | 26 | 26 |  | Bay Shore | Dixie | 138 | 138 | Steel Tower | 2.26 | 0 | 1 | 739ACSR | 0 | 0 | 0 | 0 | 0 | 0 | 0 | 0 | 0 | 0 | 0 | 0 | 0 | 0 | 0 | 0 | 0 | 0 | 0 | 0 | 0 | 0 | 0 | 12
NO |  | 258 | 2012 | 3 | 27 | 27 |  | Bay Shore | Dixie | 138 | 138 | Steel Tower | 0.17 | 0 | 1 | 795ACSR | 0 | 0 | 0 | 0 | 0 | 0 | 0 | 0 | 0 | 0 | 0 | 0 | 0 | 0 | 0 | 0 | 0 | 0 | 0 | 0 | 0 | 0 | 0 | 12
NO |  | 258 | 2012 | 3 | 28 | 28 |  | Bay Shore | Ironville | 138 | 138 | Steel Tower | 0 | 3.41 | 1 | 636ACSR | 0 | 453713 | 453713 | 0 | 0 | 0 | 0 | 0 | 0 | 0 | 0 | 0 | 0 | 0 | 0 | 0 | 0 | 0 | 0 | 0 | 0 | 0 | 0 | 12
NO |  | 258 | 2012 | 3 | 29 | 29 |  | Bay Shore | Jackman | 138 | 138 | Steel Pole | 0.2 | 0 | 1 | 336ACSR | 0 | -141355 | -141355 | 0 | 0 | 0 | 0 | 0 | 0 | 0 | 0 | 0 | 0 | 0 | 0 | 0 | 0 | 0 | 0 | 0 | 0 | 0 | 0 | 12
NO |  | 258 | 2012 | 3 | 30 | 30 |  | Bay Shore | Jackman | 138 | 138 | Wood Pole | 0.37 | 0 | 1 | 954ACSR | 0 | 0 | 0 | 0 | 0 | 0 | 0 | 0 | 0 | 0 | 0 | 0 | 0 | 0 | 0 | 0 | 0 | 0 | 0 | 0 | 0 | 0 | 0 | 12
NO |  | 258 | 2012 | 3 | 31 | 31 |  | Bay Shore | Jackman | 138 | 138 | Steel Tower | 11.87 | 0 | 1 | 636ACSR | 0 | 0 | 0 | 0 | 0 | 0 | 0 | 0 | 0 | 0 | 0 | 0 | 0 | 0 | 0 | 0 | 0 | 0 | 0 | 0 | 0 | 0 | 0 | 12
NO |  | 258 | 2012 | 3 | 32 | 32 |  | Bay Shore | Maclean - Lemoyne | 138 | 138 | Steel Tower | 2.77 | 0 | 1 | 1024ACSR | 0 | 5063522 | 5063522 | 0 | 0 | 0 | 0 | 0 | 0 | 0 | 0 | 0 | 0 | 0 | 0 | 0 | 0 | 0 | 0 | 0 | 0 | 0 | 0 | 12
NO |  | 258 | 2012 | 3 | 33 | 33 |  | Bay Shore | Maclean - Lemoyne | 138 | 138 | Steel Tower | 8.94 | 0 | 1 | 1024ACSR | 0 | 0 | 0 | 0 | 0 | 0 | 0 | 0 | 0 | 0 | 0 | 0 | 0 | 0 | 0 | 0 | 0 | 0 | 0 | 0 | 0 | 0 | 0 | 12
NO |  | 258 | 2012 | 3 | 34 | 34 |  | Bay Shore | Maclean - Lemoyne | 138 | 138 | Steel Tower | 0 | 9.22 | 1 | 636ACSR | 0 | 0 | 0 | 0 | 0 | 0 | 0 | 0 | 0 | 0 | 0 | 0 | 0 | 0 | 0 | 0 | 0 | 0 | 0 | 0 | 0 | 0 | 0 | 12
NO |  | 258 | 2012 | 3 | 35 | 35 |  | Bay Shore | Maclean - Lemoyne | 138 | 138 | Steel Tower | 7.23 | 2.77 | 1 | 954ACSR | 0 | 0 | 0 | 0 | 0 | 0 | 0 | 0 | 0 | 0 | 0 | 0 | 0 | 0 | 0 | 0 | 0 | 0 | 0 | 0 | 0 | 0 | 0 | 12
NO |  | 258 | 2012 | 4 | 1 | 1 |  | Bay Shore | Maclean - Lemoyne | 138 | 138 | Steel Tower | 0 | 7.23 | 1 | 954ACSR | 0 | 0 | 0 | 0 | 0 | 0 | 0 | 0 | 0 | 0 | 0 | 0 | 0 | 0 | 0 | 0 | 0 | 0 | 0 | 0 | 0 | 0 | 0 | 12
NO |  | 258 | 2012 | 4 | 2 | 2 |  | Beatty (C&SOE) | London | 138 | 138 | Steel Tower | 0.81 | 0 | 1 | 477ACSR | 0 | 272506 | 272506 | 0 | 0 | 0 | 0 | 0 | 0 | 0 | 0 | 0 | 0 | 0 | 0 | 0 | 0 | 0 | 0 | 0 | 0 | 0 | 0 | 12
NO |  | 258 | 2012 | 4 | 3 | 3 |  | Beatty (C&SOE) | London | 138 | 138 | Wood H Frame | 19.49 | 0 | 1 | 477ACSR | 0 | 0 | 0 | 0 | 0 | 0 | 0 | 0 | 0 | 0 | 0 | 0 | 0 | 0 | 0 | 0 | 0 | 0 | 0 | 0 | 0 | 0 | 0 | 12
NO |  | 258 | 2012 | 4 | 4 | 4 |  | Beaver | Brookside | 138 | 138 | Steel Tower | 36.27 | 2.61 | 1 | 336ACSR | 0 | 1003749 | 1003749 | 0 | 0 | 0 | 0 | 0 | 0 | 0 | 0 | 0 | 0 | 0 | 0 | 0 | 0 | 0 | 0 | 0 | 0 | 0 | 0 | 12
NO |  | 258 | 2012 | 4 | 5 | 5 |  | Beaver | Brookside | 138 | 138 | Wood Pole | 0.14 | 0 | 1 | 795ACSR | 0 | 0 | 0 | 0 | 0 | 0 | 0 | 0 | 0 | 0 | 0 | 0 | 0 | 0 | 0 | 0 | 0 | 0 | 0 | 0 | 0 | 0 | 0 | 12
NO |  | 258 | 2012 | 4 | 6 | 6 |  | Beaver | Greenfield | 138 | 138 | Steel Tower | 6.22 | 0 | 1 | 795ACSR | 55463 | 8390679 | 8446142 | 0 | 0 | 0 | 0 | 0 | 0 | 0 | 0 | 0 | 0 | 0 | 0 | 0 | 0 | 0 | 0 | 0 | 0 | 0 | 0 | 12
NO |  | 258 | 2012 | 4 | 7 | 7 |  | Beaver | Greenfield | 138 | 138 | Steel Tower | 27.74 | 0 | 1 | 954ACSR | 0 | 0 | 0 | 0 | 0 | 0 | 0 | 0 | 0 | 0 | 0 | 0 | 0 | 0 | 0 | 0 | 0 | 0 | 0 | 0 | 0 | 0 | 0 | 12
NO |  | 258 | 2012 | 4 | 8 | 8 |  | Beaver | Johnson | 138 | 138 | Steel Tower | 3.39 | 9.71 | 1 | 336ACSR | 32871 | 543722 | 576593 | 0 | 0 | 0 | 0 | 0 | 0 | 0 | 0 | 0 | 0 | 0 | 0 | 0 | 0 | 0 | 0 | 0 | 0 | 0 | 0 | 12
NO |  | 258 | 2012 | 4 | 9 | 9 |  | Beaver | Johnson | 138 | 138 | Wood H Frame | 0 | 0.19 | 1 | 795ACSR | 0 | 0 | 0 | 0 | 0 | 0 | 0 | 0 | 0 | 0 | 0 | 0 | 0 | 0 | 0 | 0 | 0 | 0 | 0 | 0 | 0 | 0 | 0 | 12
NO |  | 258 | 2012 | 4 | 10 | 10 |  | Beaver | NASA | 138 | 138 | Steel Tower | 0.76 | 0 | 1 | 477ACSR | 2656 | 614374 | 617030 | 0 | 0 | 0 | 0 | 0 | 0 | 0 | 0 | 0 | 0 | 0 | 0 | 0 | 0 | 0 | 0 | 0 | 0 | 0 | 0 | 12
NO |  | 258 | 2012 | 4 | 11 | 11 |  | Beaver | NASA | 138 | 138 | Steel Tower | 0 | 24.67 | 1 | 336ACSR | 0 | 0 | 0 | 0 | 0 | 0 | 0 | 0 | 0 | 0 | 0 | 0 | 0 | 0 | 0 | 0 | 0 | 0 | 0 | 0 | 0 | 0 | 0 | 12
NO |  | 258 | 2012 | 4 | 12 | 12 |  | Beaver | NASA | 138 | 138 | Wood Pole | 3.15 | 0 | 1 | 795ACSR | 0 | 0 | 0 | 0 | 0 | 0 | 0 | 0 | 0 | 0 | 0 | 0 | 0 | 0 | 0 | 0 | 0 | 0 | 0 | 0 | 0 | 0 | 0 | 12
NO |  | 258 | 2012 | 4 | 13 | 13 |  | Beaver | New Departure | 138 | 138 | Steel Tower | 1.93 | 0 | 1 | 336ACSR | 0 | 1509913 | 1509913 | 0 | 0 | 0 | 0 | 0 | 0 | 0 | 0 | 0 | 0 | 0 | 0 | 0 | 0 | 0 | 0 | 0 | 0 | 0 | 0 | 12
NO |  | 258 | 2012 | 4 | 14 | 14 |  | Beaver | New Departure | 138 | 138 | Steel Tower | 26.98 | 0 | 1 | 477ACSR | 0 | 0 | 0 | 0 | 0 | 0 | 0 | 0 | 0 | 0 | 0 | 0 | 0 | 0 | 0 | 0 | 0 | 0 | 0 | 0 | 0 | 0 | 0 | 12
NO |  | 258 | 2012 | 4 | 15 | 15 |  | Beaver | New Departure | 138 | 138 | Wood Pole | 0.18 | 3.18 | 1 | 795ACSR | 0 | 0 | 0 | 0 | 0 | 0 | 0 | 0 | 0 | 0 | 0 | 0 | 0 | 0 | 0 | 0 | 0 | 0 | 0 | 0 | 0 | 0 | 0 | 12
NO |  | 258 | 2012 | 4 | 16 | 16 |  | Blue Jacket | Kirby | 138 | 138 | Wood Pole | 6.32 | 0 | 1 | 795ACSR | 0 | 1007066 | 1007066 | 0 | 0 | 0 | 0 | 0 | 0 | 0 | 0 | 0 | 0 | 0 | 0 | 0 | 0 | 0 | 0 | 0 | 0 | 0 | 0 | 12
NO |  | 258 | 2012 | 4 | 17 | 17 |  | Bluebell | American Steel | 138 | 138 | Wood H Frame | 0.86 | 0 | 1 | 336ACSR | 0 | 69565 | 69565 | 0 | 0 | 0 | 0 | 0 | 0 | 0 | 0 | 0 | 0 | 0 | 0 | 0 | 0 | 0 | 0 | 0 | 0 | 0 | 0 | 12
NO |  | 258 | 2012 | 4 | 18 | 18 |  | Bluebell | Canton Central | 138 | 138 | Steel Tower | 0.03 | 0 | 1 | 795ACSR | 0 | 679754 | 679754 | 0 | 0 | 0 | 0 | 0 | 0 | 0 | 0 | 0 | 0 | 0 | 0 | 0 | 0 | 0 | 0 | 0 | 0 | 0 | 0 | 12
NO |  | 258 | 2012 | 4 | 19 | 19 |  | Bluebell | Canton Central | 138 | 138 | Steel Tower | 17.85 | 0 | 1 | 336ACSR | 0 | 0 | 0 | 0 | 0 | 0 | 0 | 0 | 0 | 0 | 0 | 0 | 0 | 0 | 0 | 0 | 0 | 0 | 0 | 0 | 0 | 0 | 0 | 12
NO |  | 258 | 2012 | 4 | 20 | 20 |  | Bluebell | Highland | 138 | 138 | Steel Tower | 0.45 | 0 | 1 | 477ACSR | 0 | 360002 | 360002 | 0 | 0 | 0 | 0 | 0 | 0 | 0 | 0 | 0 | 0 | 0 | 0 | 0 | 0 | 0 | 0 | 0 | 0 | 0 | 0 | 12
NO |  | 258 | 2012 | 4 | 21 | 21 |  | Bluebell | Highland | 138 | 138 | Steel Tower | 0 | 22.28 | 1 | 336ACSR | 0 | 0 | 0 | 0 | 0 | 0 | 0 | 0 | 0 | 0 | 0 | 0 | 0 | 0 | 0 | 0 | 0 | 0 | 0 | 0 | 0 | 0 | 0 | 12
NO |  | 258 | 2012 | 4 | 22 | 22 |  | Bluebell | Knox | 138 | 138 | Steel Tower | 0 | 3.49 | 1 | 477ACSR | 47 | 631639 | 631686 | 0 | 0 | 0 | 0 | 0 | 0 | 0 | 0 | 0 | 0 | 0 | 0 | 0 | 0 | 0 | 0 | 0 | 0 | 0 | 0 | 12
NO |  | 258 | 2012 | 4 | 23 | 23 |  | Bluebell | Knox | 138 | 138 | Wood Pole | 5.46 | 0 | 1 | 795ACSR | 0 | 0 | 0 | 0 | 0 | 0 | 0 | 0 | 0 | 0 | 0 | 0 | 0 | 0 | 0 | 0 | 0 | 0 | 0 | 0 | 0 | 0 | 0 | 12
NO |  | 258 | 2012 | 4 | 24 | 24 |  | Bluebell | Pidgeon | 138 | 138 | Steel Tower | 15.11 | 0 | 1 | 795ACSR | 0 | 841878 | 841878 | 0 | 0 | 0 | 0 | 0 | 0 | 0 | 0 | 0 | 0 | 0 | 0 | 0 | 0 | 0 | 0 | 0 | 0 | 0 | 0 | 12
NO |  | 258 | 2012 | 4 | 25 | 25 |  | Boardman | Nevada | 138 | 138 | Wood Pole | 0 | 1.21 | 1 | 300 CU | 0 | 146567 | 146567 | 0 | 0 | 0 | 0 | 0 | 0 | 0 | 0 | 0 | 0 | 0 | 0 | 0 | 0 | 0 | 0 | 0 | 0 | 0 | 0 | 12
NO |  | 258 | 2012 | 4 | 26 | 26 |  | Boardman | Nevada | 138 | 138 | Wood Pole | 0.06 | 0.3 | 1 | 477ACSR | 0 | 0 | 0 | 0 | 0 | 0 | 0 | 0 | 0 | 0 | 0 | 0 | 0 | 0 | 0 | 0 | 0 | 0 | 0 | 0 | 0 | 0 | 0 | 12
NO |  | 258 | 2012 | 4 | 27 | 27 |  | Boardman | Riverbend | 138 | 138 | Wood Pole | 0.99 | 0 | 1 | 795ACSR | 0 | 1712784 | 1712784 | 0 | 0 | 0 | 0 | 0 | 0 | 0 | 0 | 0 | 0 | 0 | 0 | 0 | 0 | 0 | 0 | 0 | 0 | 0 | 0 | 12
NO |  | 258 | 2012 | 4 | 28 | 28 |  | Boardman | Riverbend | 138 | 138 | Steel Tower | 7.39 | 0 | 1 | 795ACSR | 0 | 0 | 0 | 0 | 0 | 0 | 0 | 0 | 0 | 0 | 0 | 0 | 0 | 0 | 0 | 0 | 0 | 0 | 0 | 0 | 0 | 0 | 0 | 12
NO |  | 258 | 2012 | 4 | 29 | 29 |  | Boardman | Riverbend | 138 | 138 | Steel Pole | 2.27 | 0 | 1 | 795ACSR | 0 | 0 | 0 | 0 | 0 | 0 | 0 | 0 | 0 | 0 | 0 | 0 | 0 | 0 | 0 | 0 | 0 | 0 | 0 | 0 | 0 | 0 | 0 | 12
NO |  | 258 | 2012 | 4 | 30 | 30 |  | Boardman | Shenango (OH) | 138 | 138 | Steel Tower | 1.01 | 0 | 1 | 300 CU | 2108 | 1314933 | 1317041 | 0 | 0 | 0 | 0 | 0 | 0 | 0 | 0 | 0 | 0 | 0 | 0 | 0 | 0 | 0 | 0 | 0 | 0 | 0 | 0 | 12
NO |  | 258 | 2012 | 4 | 31 | 31 |  | Boardman | Shenango (OH) | 138 | 138 | Steel Tower | 12.27 | 0 | 1 | 477ACSR | 0 | 0 | 0 | 0 | 0 | 0 | 0 | 0 | 0 | 0 | 0 | 0 | 0 | 0 | 0 | 0 | 0 | 0 | 0 | 0 | 0 | 0 | 0 | 12
NO |  | 258 | 2012 | 4 | 32 | 32 |  | Boardman | Shenango (OH) | 138 | 138 | Wood H Frame | 3.5 | 0 | 1 | 477ACSR | 0 | 0 | 0 | 0 | 0 | 0 | 0 | 0 | 0 | 0 | 0 | 0 | 0 | 0 | 0 | 0 | 0 | 0 | 0 | 0 | 0 | 0 | 0 | 12
NO |  | 258 | 2012 | 4 | 33 | 33 |  | Boardman | Shenango (OH) | 138 | 138 | Steel Tower | 1.1 | 0 | 1 | 795ACSR | 0 | 0 | 0 | 0 | 0 | 0 | 0 | 0 | 0 | 0 | 0 | 0 | 0 | 0 | 0 | 0 | 0 | 0 | 0 | 0 | 0 | 0 | 0 | 12
NO |  | 258 | 2012 | 4 | 34 | 34 |  | Boardman | Shenango (PA) | 138 | 138 | Steel Pole | 0.17 | 0 | 1 | 795ACSR | 0 | 232404 | 232404 | 0 | 0 | 0 | 0 | 0 | 0 | 0 | 0 | 0 | 0 | 0 | 0 | 0 | 0 | 0 | 0 | 0 | 0 | 0 | 0 | 12
NO |  | 258 | 2012 | 4 | 35 | 35 |  | Boardman | Shenango (PA) | 138 | 138 | Steel Tower | 3.75 | 0 | 1 | 795ACSR | 0 | 0 | 0 | 0 | 0 | 0 | 0 | 0 | 0 | 0 | 0 | 0 | 0 | 0 | 0 | 0 | 0 | 0 | 0 | 0 | 0 | 0 | 0 | 12
NO |  | 258 | 2012 | 5 | 1 | 1 |  | Brookside | Cloverdale | 138 | 138 | Steel Tower | 42.09 | 0 | 1 | 336ACSR | 0 | 1826553 | 1826553 | 0 | 0 | 0 | 0 | 0 | 0 | 0 | 0 | 0 | 0 | 0 | 0 | 0 | 0 | 0 | 0 | 0 | 0 | 0 | 0 | 12
NO |  | 258 | 2012 | 5 | 2 | 2 |  | Brookside | Cloverdale | 138 | 138 | Steel Tower | 0.02 | 0 | 1 | 4/0 CU | 0 | 0 | 0 | 0 | 0 | 0 | 0 | 0 | 0 | 0 | 0 | 0 | 0 | 0 | 0 | 0 | 0 | 0 | 0 | 0 | 0 | 0 | 0 | 12
NO |  | 258 | 2012 | 5 | 3 | 3 |  | Brookside | Howard (OP) | 138 | 138 | Steel Tower | 0.17 | 13.57 | 1 | 336ACSR | 0 | 85388 | 85388 | 0 | 0 | 0 | 0 | 0 | 0 | 0 | 0 | 0 | 0 | 0 | 0 | 0 | 0 | 0 | 0 | 0 | 0 | 0 | 0 | 12
NO |  | 258 | 2012 | 5 | 4 | 4 |  | Brookside | Leaside | 138 | 138 | Steel Tower | 22.8 | 0 | 1 | 336ACSR | 0 | 826903 | 826903 | 0 | 0 | 0 | 0 | 0 | 0 | 0 | 0 | 0 | 0 | 0 | 0 | 0 | 0 | 0 | 0 | 0 | 0 | 0 | 0 | 12
NO |  | 258 | 2012 | 5 | 5 | 5 |  | Brookside | Leaside | 138 | 138 | Steel Tower | 1.74 | 0 | 1 | 397ACSR | 0 | 0 | 0 | 0 | 0 | 0 | 0 | 0 | 0 | 0 | 0 | 0 | 0 | 0 | 0 | 0 | 0 | 0 | 0 | 0 | 0 | 0 | 0 | 12
NO |  | 258 | 2012 | 5 | 6 | 6 |  | Brookside | Longview (East) | 138 | 138 | Steel Tower | 0 | 0.06 | 1 | 795ACSR | 0 | 149232 | 149232 | 0 | 0 | 0 | 0 | 0 | 0 | 0 | 0 | 0 | 0 | 0 | 0 | 0 | 0 | 0 | 0 | 0 | 0 | 0 | 0 | 12
NO |  | 258 | 2012 | 5 | 7 | 7 |  | Brookside | Longview (East) | 138 | 138 | Steel Tower | 0 | 13.77 | 1 | 336ACSR | 0 | 0 | 0 | 0 | 0 | 0 | 0 | 0 | 0 | 0 | 0 | 0 | 0 | 0 | 0 | 0 | 0 | 0 | 0 | 0 | 0 | 0 | 0 | 12
NO |  | 258 | 2012 | 5 | 8 | 8 |  | Brookside | Longview (West) | 138 | 138 | Steel Tower | 13.79 | 0 | 1 | 336ACSR | 0 | 305045 | 305045 | 0 | 0 | 0 | 0 | 0 | 0 | 0 | 0 | 0 | 0 | 0 | 0 | 0 | 0 | 0 | 0 | 0 | 0 | 0 | 0 | 12
NO |  | 258 | 2012 | 5 | 9 | 9 |  | Brookside | Longview (West) | 138 | 138 | Steel Tower | 0.05 | 0 | 1 | 795ACSR | 0 | 0 | 0 | 0 | 0 | 0 | 0 | 0 | 0 | 0 | 0 | 0 | 0 | 0 | 0 | 0 | 0 | 0 | 0 | 0 | 0 | 0 | 0 | 12
NO |  | 258 | 2012 | 5 | 10 | 10 |  | Brookside | Wellington | 138 | 138 | Wood H Frame | 4.22 | 0 | 1 | 336ACSR | 0 | 326282 | 326282 | 0 | 0 | 0 | 0 | 0 | 0 | 0 | 0 | 0 | 0 | 0 | 0 | 0 | 0 | 0 | 0 | 0 | 0 | 0 | 0 | 12
NO |  | 258 | 2012 | 5 | 11 | 11 |  | Brookside | Wellington | 138 | 138 | Steel Tower | 0 | 20.06 | 1 | 336ACSR | 0 | 0 | 0 | 0 | 0 | 0 | 0 | 0 | 0 | 0 | 0 | 0 | 0 | 0 | 0 | 0 | 0 | 0 | 0 | 0 | 0 | 0 | 0 | 12
NO |  | 258 | 2012 | 5 | 12 | 12 |  | Burger | Brookside | 138 | 138 | Steel Tower | 107.54 | 0 | 1 | 605ACSR | 1618 | 2191135 | 2192753 | 0 | 0 | 0 | 0 | 0 | 0 | 0 | 0 | 0 | 0 | 0 | 0 | 0 | 0 | 0 | 0 | 0 | 0 | 0 | 0 | 12
NO |  | 258 | 2012 | 5 | 13 | 13 |  | Burger | Cloverdale #1 | 138 | 138 | Wood H Frame | 72.45 | 0 | 1 | 477ACSR | 0 | 6894624 | 6894624 | 0 | 0 | 0 | 0 | 0 | 0 | 0 | 0 | 0 | 0 | 0 | 0 | 0 | 0 | 0 | 0 | 0 | 0 | 0 | 0 | 12
NO |  | 258 | 2012 | 5 | 14 | 14 |  | Burger | Cloverdale #1 | 138 | 138 | Steel Tower | 2.13 | 0.04 | 1 | 477ACSR | 0 | 0 | 0 | 0 | 0 | 0 | 0 | 0 | 0 | 0 | 0 | 0 | 0 | 0 | 0 | 0 | 0 | 0 | 0 | 0 | 0 | 0 | 0 | 12
NO |  | 258 | 2012 | 5 | 15 | 15 |  | Burger | Cloverdale #2 | 138 | 138 | Wood H Frame | 0.23 | 0 | 1 | 795ACSR | 0 | 2727402 | 2727402 | 0 | 0 | 0 | 0 | 0 | 0 | 0 | 0 | 0 | 0 | 0 | 0 | 0 | 0 | 0 | 0 | 0 | 0 | 0 | 0 | 12
NO |  | 258 | 2012 | 5 | 16 | 16 |  | Burger | Cloverdale #2 | 138 | 138 | Steel Tower | 74.35 | 0 | 1 | 795ACSR | 0 | 0 | 0 | 0 | 0 | 0 | 0 | 0 | 0 | 0 | 0 | 0 | 0 | 0 | 0 | 0 | 0 | 0 | 0 | 0 | 0 | 0 | 0 | 12
NO |  | 258 | 2012 | 5 | 17 | 17 |  | Burger | Cloverdale #3 | 138 | 138 | Steel Tower | 0 | 74.34 | 1 | 795ACSR | 0 | 654157 | 654157 | 0 | 0 | 0 | 0 | 0 | 0 | 0 | 0 | 0 | 0 | 0 | 0 | 0 | 0 | 0 | 0 | 0 | 0 | 0 | 0 | 12
NO |  | 258 | 2012 | 5 | 18 | 18 |  | Burger | Cloverdale #3 | 138 | 138 | Wood H Frame | 0.24 | 0 | 1 | 795ACSR | 0 | 0 | 0 | 0 | 0 | 0 | 0 | 0 | 0 | 0 | 0 | 0 | 0 | 0 | 0 | 0 | 0 | 0 | 0 | 0 | 0 | 0 | 0 | 12
NO |  | 258 | 2012 | 5 | 19 | 19 |  | Burger | Knox | 138 | 138 | Steel Tower | 0 | 0.33 | 1 | 477ACSR | 0 | 6725758 | 6725758 | 0 | 0 | 0 | 0 | 0 | 0 | 0 | 0 | 0 | 0 | 0 | 0 | 0 | 0 | 0 | 0 | 0 | 0 | 0 | 0 | 12
NO |  | 258 | 2012 | 5 | 20 | 20 |  | Burger | Knox | 138 | 138 | Wood H Frame | 68.01 | 0 | 1 | 477ACSR | 0 | 0 | 0 | 0 | 0 | 0 | 0 | 0 | 0 | 0 | 0 | 0 | 0 | 0 | 0 | 0 | 0 | 0 | 0 | 0 | 0 | 0 | 0 | 12
NO |  | 258 | 2012 | 5 | 21 | 21 |  | Burger | Knox | 138 | 138 | Wood Pole | 0 | 0.23 | 1 | 795ACSR | 0 | 0 | 0 | 0 | 0 | 0 | 0 | 0 | 0 | 0 | 0 | 0 | 0 | 0 | 0 | 0 | 0 | 0 | 0 | 0 | 0 | 0 | 0 | 12
NO |  | 258 | 2012 | 5 | 22 | 22 |  | Burger | Longview | 138 | 138 | Steel Tower | 2.75 | 99.28 | 1 | 605ACSR | 0 | 1244955 | 1244955 | 0 | 0 | 0 | 0 | 0 | 0 | 0 | 0 | 0 | 0 | 0 | 0 | 0 | 0 | 0 | 0 | 0 | 0 | 0 | 0 | 12
NO |  | 258 | 2012 | 5 | 23 | 23 |  | Burger | Longview | 138 | 138 | Wood H Frame | 16.41 | 0 | 1 | 605ACSR | 0 | 0 | 0 | 0 | 0 | 0 | 0 | 0 | 0 | 0 | 0 | 0 | 0 | 0 | 0 | 0 | 0 | 0 | 0 | 0 | 0 | 0 | 0 | 12
NO |  | 258 | 2012 | 5 | 24 | 24 |  | Canton Central | Cloverdale | 138 | 138 | Steel Tower | 12.19 | 0 | 1 | 336ACSR | 0 | 611118 | 611118 | 0 | 0 | 0 | 0 | 0 | 0 | 0 | 0 | 0 | 0 | 0 | 0 | 0 | 0 | 0 | 0 | 0 | 0 | 0 | 0 | 12
NO |  | 258 | 2012 | 5 | 25 | 25 |  | Carlisle | Gates | 138 | 138 | Wood Pole | 7.92 | 0 | 1 | 605ACSR | 0 | 1300435 | 1300435 | 0 | 0 | 0 | 0 | 0 | 0 | 0 | 0 | 0 | 0 | 0 | 0 | 0 | 0 | 0 | 0 | 0 | 0 | 0 | 0 | 12
NO |  | 258 | 2012 | 5 | 26 | 26 |  | Carlisle | Gates | 138 | 138 | Steel Tower | 0 | 0.06 | 1 | 605ACSR | 0 | 0 | 0 | 0 | 0 | 0 | 0 | 0 | 0 | 0 | 0 | 0 | 0 | 0 | 0 | 0 | 0 | 0 | 0 | 0 | 0 | 0 | 0 | 12
NO |  | 258 | 2012 | 5 | 27 | 27 |  | Carlisle | Johnson | 138 | 138 | Steel Pole | 1.63 | 0 | 1 | 605ACSR | 33 | 3021297 | 3021330 | 0 | 0 | 0 | 0 | 0 | 0 | 0 | 0 | 0 | 0 | 0 | 0 | 0 | 0 | 0 | 0 | 0 | 0 | 0 | 0 | 12
NO |  | 258 | 2012 | 5 | 28 | 28 |  | Carlisle | Johnson | 138 | 138 | Wood Pole | 12.54 | 0 | 1 | 605ACSR | 0 | 0 | 0 | 0 | 0 | 0 | 0 | 0 | 0 | 0 | 0 | 0 | 0 | 0 | 0 | 0 | 0 | 0 | 0 | 0 | 0 | 0 | 0 | 12
NO |  | 258 | 2012 | 5 | 29 | 29 |  | Carlisle | Lorain (East) | 138 | 138 | Steel Pole | 0.27 | 0 | 1 | 605ACSR | 0 | 1630034 | 1630034 | 0 | 0 | 0 | 0 | 0 | 0 | 0 | 0 | 0 | 0 | 0 | 0 | 0 | 0 | 0 | 0 | 0 | 0 | 0 | 0 | 12
NO |  | 258 | 2012 | 5 | 30 | 30 |  | Carlisle | Lorain (East) | 138 | 138 | Wood Pole | 0 | 12.54 | 1 | 605ACSR | 0 | 0 | 0 | 0 | 0 | 0 | 0 | 0 | 0 | 0 | 0 | 0 | 0 | 0 | 0 | 0 | 0 | 0 | 0 | 0 | 0 | 0 | 0 | 12
NO |  | 258 | 2012 | 5 | 31 | 31 |  | Carlisle | Lorain (East) | 138 | 138 | Wood Pole | 1.54 | 0 | 1 | 795ACSR | 0 | 0 | 0 | 0 | 0 | 0 | 0 | 0 | 0 | 0 | 0 | 0 | 0 | 0 | 0 | 0 | 0 | 0 | 0 | 0 | 0 | 0 | 0 | 12
NO |  | 258 | 2012 | 5 | 32 | 32 |  | Carlisle | Lorain (East) | 138 | 138 | Steel Tower | 1.5 | 0 | 1 | 795ACSR | 0 | 0 | 0 | 0 | 0 | 0 | 0 | 0 | 0 | 0 | 0 | 0 | 0 | 0 | 0 | 0 | 0 | 0 | 0 | 0 | 0 | 0 | 0 | 12
NO |  | 258 | 2012 | 5 | 33 | 33 |  | Carlisle | Shinrock | 138 | 138 | Wood H Frame | 13.05 | 0 | 1 | 605ACSR | 0 | 1852663 | 1852663 | 0 | 0 | 0 | 0 | 0 | 0 | 0 | 0 | 0 | 0 | 0 | 0 | 0 | 0 | 0 | 0 | 0 | 0 | 0 | 0 | 12
NO |  | 258 | 2012 | 5 | 34 | 34 |  | Carlisle | Shinrock | 138 | 138 | Steel Tower | 6.31 | 2.81 | 1 | 605ACSR | 0 | 0 | 0 | 0 | 0 | 0 | 0 | 0 | 0 | 0 | 0 | 0 | 0 | 0 | 0 | 0 | 0 | 0 | 0 | 0 | 0 | 0 | 0 | 12
NO |  | 258 | 2012 | 5 | 35 | 35 |  | Carlisle | Shinrock | 138 | 138 | Wood Pole | 0 | 7.92 | 1 | 605ACSR | 0 | 0 | 0 | 0 | 0 | 0 | 0 | 0 | 0 | 0 | 0 | 0 | 0 | 0 | 0 | 0 | 0 | 0 | 0 | 0 | 0 | 0 | 0 | 12
NO |  | 258 | 2012 | 6 | 1 | 1 |  | Cedar Street | Shenango (PA) | 138 | 138 | Wood Pole | 1.31 | 0 | 1 | 336ACSR | 3404 | 1469163 | 1472567 | 0 | 0 | 0 | 0 | 0 | 0 | 0 | 0 | 0 | 0 | 0 | 0 | 0 | 0 | 0 | 0 | 0 | 0 | 0 | 0 | 12
NO |  | 258 | 2012 | 6 | 2 | 2 |  | Cedar Street | Shenango (PA) | 138 | 138 | Wood Pole | 11.95 | 0 | 1 | 795ACSR | 0 | 0 | 0 | 0 | 0 | 0 | 0 | 0 | 0 | 0 | 0 | 0 | 0 | 0 | 0 | 0 | 0 | 0 | 0 | 0 | 0 | 0 | 0 | 12
NO |  | 258 | 2012 | 6 | 3 | 3 |  | Cedar Street | Shenango (PA) | 138 | 138 | Steel Tower | 5.62 | 0.17 | 1 | 795ACSR | 0 | 0 | 0 | 0 | 0 | 0 | 0 | 0 | 0 | 0 | 0 | 0 | 0 | 0 | 0 | 0 | 0 | 0 | 0 | 0 | 0 | 0 | 0 | 12
NO |  | 258 | 2012 | 6 | 4 | 4 |  | Central | Niles | 138 | 138 | Wood Pole | 0.35 | 0 | 1 | 477ACSR | 0 | 468271 | 468271 | 0 | 0 | 0 | 0 | 0 | 0 | 0 | 0 | 0 | 0 | 0 | 0 | 0 | 0 | 0 | 0 | 0 | 0 | 0 | 0 | 12
NO |  | 258 | 2012 | 6 | 5 | 5 |  | Central | Niles | 138 | 138 | Steel Tower | 3.09 | 0 | 1 | 477ACSR | 0 | 0 | 0 | 0 | 0 | 0 | 0 | 0 | 0 | 0 | 0 | 0 | 0 | 0 | 0 | 0 | 0 | 0 | 0 | 0 | 0 | 0 | 0 | 12
NO |  | 258 | 2012 | 6 | 6 | 6 |  | Central | Packard | 138 | 138 | Wood Pole | 3.46 | 0 | 1 | 336ACSR | 0 | 1289931 | 1289931 | 0 | 0 | 0 | 0 | 0 | 0 | 0 | 0 | 0 | 0 | 0 | 0 | 0 | 0 | 0 | 0 | 0 | 0 | 0 | 0 | 12
NO |  | 258 | 2012 | 6 | 7 | 7 |  | Central | Packard | 138 | 138 | Steel Tower | 3.6 | 0.23 | 1 | 477ACSR | 0 | 0 | 0 | 0 | 0 | 0 | 0 | 0 | 0 | 0 | 0 | 0 | 0 | 0 | 0 | 0 | 0 | 0 | 0 | 0 | 0 | 0 | 0 | 12
NO |  | 258 | 2012 | 6 | 8 | 8 |  | Central | Packard | 138 | 138 | Wood H Frame | 5.06 | 0 | 1 | 477ACSR | 0 | 0 | 0 | 0 | 0 | 0 | 0 | 0 | 0 | 0 | 0 | 0 | 0 | 0 | 0 | 0 | 0 | 0 | 0 | 0 | 0 | 0 | 0 | 12
NO |  | 258 | 2012 | 6 | 9 | 9 |  | Chamberlin | Darrow | 138 | 138 | Wood H Frame | 9.75 | 0 | 1 | 477ACSR | 0 | 706383 | 706383 | 0 | 0 | 0 | 0 | 0 | 0 | 0 | 0 | 0 | 0 | 0 | 0 | 0 | 0 | 0 | 0 | 0 | 0 | 0 | 0 | 12
NO |  | 258 | 2012 | 6 | 10 | 10 |  | Chamberlin | Darrow | 138 | 138 | Steel Tower | 0 | 4.86 | 1 | 477ACSR | 0 | 0 | 0 | 0 | 0 | 0 | 0 | 0 | 0 | 0 | 0 | 0 | 0 | 0 | 0 | 0 | 0 | 0 | 0 | 0 | 0 | 0 | 0 | 12
NO |  | 258 | 2012 | 6 | 11 | 11 |  | Chamberlin | Shalersville | 138 | 138 |  | 0 | 0 | 0 |  | 7908 | 0 | 7908 | 0 | 0 | 0 | 0 | 0 | 0 | 0 | 0 | 0 | 0 | 0 | 0 | 0 | 0 | 0 | 0 | 0 | 0 | 0 | 0 | 12
NO |  | 258 | 2012 | 6 | 12 | 12 |  | Chamberlin | Valley | 138 | 138 | Steel Pole | 14.06 | 0 | 1 | 477ACSR | 0 | 2569059 | 2569059 | 0 | 0 | 0 | 0 | 0 | 0 | 0 | 0 | 0 | 0 | 0 | 0 | 0 | 0 | 0 | 0 | 0 | 0 | 0 | 0 | 12
NO |  | 258 | 2012 | 6 | 13 | 13 |  | Chamberlin | Valley | 138 | 138 | Wood H Frame | 2.59 | 0 | 1 | 477ACSR | 0 | 0 | 0 | 0 | 0 | 0 | 0 | 0 | 0 | 0 | 0 | 0 | 0 | 0 | 0 | 0 | 0 | 0 | 0 | 0 | 0 | 0 | 0 | 12
NO |  | 258 | 2012 | 6 | 14 | 14 |  | Chamberlin | W. Akron | 138 | 138 | Steel Pole | 17.82 | 0 | 1 | 477ACSR | 0 | 1658133 | 1658133 | 0 | 0 | 0 | 0 | 0 | 0 | 0 | 0 | 0 | 0 | 0 | 0 | 0 | 0 | 0 | 0 | 0 | 0 | 0 | 0 | 12
NO |  | 258 | 2012 | 6 | 15 | 15 |  | Chamberlin | W. Akron | 138 | 138 | Wood H Frame | 0.05 | 0 | 1 | 605ACSR | 0 | 0 | 0 | 0 | 0 | 0 | 0 | 0 | 0 | 0 | 0 | 0 | 0 | 0 | 0 | 0 | 0 | 0 | 0 | 0 | 0 | 0 | 0 | 12
NO |  | 258 | 2012 | 6 | 16 | 16 |  | Chamberlin | W. Akron | 138 | 138 | Wood Pole | 0.02 | 0 | 1 | 336ACSR | 0 | 0 | 0 | 0 | 0 | 0 | 0 | 0 | 0 | 0 | 0 | 0 | 0 | 0 | 0 | 0 | 0 | 0 | 0 | 0 | 0 | 0 | 0 | 12
NO |  | 258 | 2012 | 6 | 17 | 17 |  | Chrysler | O.I. Levis Park | 138 | 138 | Wood Pole | 7.82 | 0 | 1 | 954AA | 11003 | 787797 | 798800 | 0 | 0 | 0 | 0 | 0 | 0 | 0 | 0 | 0 | 0 | 0 | 0 | 0 | 0 | 0 | 0 | 0 | 0 | 0 | 0 | 12
NO |  | 258 | 2012 | 6 | 18 | 18 |  | Clark | E. Springfield | 138 | 138 | Wood Pole | 0 | 2.86 | 1 | 477ACSR | 0 | 518719 | 518719 | 0 | 0 | 0 | 0 | 0 | 0 | 0 | 0 | 0 | 0 | 0 | 0 | 0 | 0 | 0 | 0 | 0 | 0 | 0 | 0 | 12
NO |  | 258 | 2012 | 6 | 19 | 19 |  | Clark | E. Springfield | 138 | 138 | Wood H Frame | 2.22 | 7.82 | 1 | 605ACSR | 0 | 0 | 0 | 0 | 0 | 0 | 0 | 0 | 0 | 0 | 0 | 0 | 0 | 0 | 0 | 0 | 0 | 0 | 0 | 0 | 0 | 0 | 0 | 12
NO |  | 258 | 2012 | 6 | 20 | 20 |  | Clark | E. Springfield | 138 | 138 | Steel Tower | 0 | 0.04 | 1 | 954ACSR | 0 | 0 | 0 | 0 | 0 | 0 | 0 | 0 | 0 | 0 | 0 | 0 | 0 | 0 | 0 | 0 | 0 | 0 | 0 | 0 | 0 | 0 | 0 | 12
NO |  | 258 | 2012 | 6 | 21 | 21 |  | Clark | E. Springfield | 138 | 138 | Wood Pole | 0.02 | 0 | 1 | 336ACSR | 0 | 0 | 0 | 0 | 0 | 0 | 0 | 0 | 0 | 0 | 0 | 0 | 0 | 0 | 0 | 0 | 0 | 0 | 0 | 0 | 0 | 0 | 0 | 12
NO |  | 258 | 2012 | 6 | 22 | 22 |  | Clark | Greene | 138 | 138 | Wood Pole | 6.93 | 0 | 1 | 605ACSR | 0 | 1905405 | 1905405 | 0 | 0 | 0 | 0 | 0 | 0 | 0 | 0 | 0 | 0 | 0 | 0 | 0 | 0 | 0 | 0 | 0 | 0 | 0 | 0 | 12
NO |  | 258 | 2012 | 6 | 23 | 23 |  | Clark | Greene | 138 | 138 | Wood H Frame | 19.32 | 0 | 1 | 605ACSR | 0 | 0 | 0 | 0 | 0 | 0 | 0 | 0 | 0 | 0 | 0 | 0 | 0 | 0 | 0 | 0 | 0 | 0 | 0 | 0 | 0 | 0 | 0 | 12
NO |  | 258 | 2012 | 6 | 24 | 24 |  | Clark | Greene | 138 | 138 | Steel Tower | 1.14 | 0 | 1 | 954ACSR | 0 | 0 | 0 | 0 | 0 | 0 | 0 | 0 | 0 | 0 | 0 | 0 | 0 | 0 | 0 | 0 | 0 | 0 | 0 | 0 | 0 | 0 | 0 | 12
NO |  | 258 | 2012 | 6 | 25 | 25 |  | Clark | Urbana | 138 | 138 | Wood Pole | 8.7 | 0 | 1 | 795ACSR | 0 | 1660532 | 1660532 | 0 | 0 | 0 | 0 | 0 | 0 | 0 | 0 | 0 | 0 | 0 | 0 | 0 | 0 | 0 | 0 | 0 | 0 | 0 | 0 | 12
NO |  | 258 | 2012 | 6 | 26 | 26 |  | Cloverdale | East Wooster | 138 | 138 | Steel Tower | 0 | 20.19 | 1 | 336ACSR | 0 | 347609 | 347609 | 0 | 0 | 0 | 0 | 0 | 0 | 0 | 0 | 0 | 0 | 0 | 0 | 0 | 0 | 0 | 0 | 0 | 0 | 0 | 0 | 12
NO |  | 258 | 2012 | 6 | 27 | 27 |  | Cloverdale | Star | 138 | 138 | Steel Tower | 23.57 | 0 | 1 | 605ACSR | 0 | 876808 | 876808 | 0 | 0 | 0 | 0 | 0 | 0 | 0 | 0 | 0 | 0 | 0 | 0 | 0 | 0 | 0 | 0 | 0 | 0 | 0 | 0 | 12
NO |  | 258 | 2012 | 6 | 28 | 28 |  | Cloverdale | Torrey (OP) | 138 | 138 | Steel Tower | 0.15 | 6.7 | 1 | 477ACSR | 0 | 276505 | 276505 | 0 | 0 | 0 | 0 | 0 | 0 | 0 | 0 | 0 | 0 | 0 | 0 | 0 | 0 | 0 | 0 | 0 | 0 | 0 | 0 | 12
NO |  | 258 | 2012 | 6 | 29 | 29 |  | Crissinger | Roberts | 138 | 138 | Wood H Frame | 1.43 | 0 | 1 | 336ACSR | 0 | 1120176 | 1120176 | 0 | 0 | 0 | 0 | 0 | 0 | 0 | 0 | 0 | 0 | 0 | 0 | 0 | 0 | 0 | 0 | 0 | 0 | 0 | 0 | 12
NO |  | 258 | 2012 | 6 | 30 | 30 |  | Crissinger | Roberts | 138 | 138 | Steel Tower | 3.37 | 0.02 | 1 | 336ACSR | 0 | 0 | 0 | 0 | 0 | 0 | 0 | 0 | 0 | 0 | 0 | 0 | 0 | 0 | 0 | 0 | 0 | 0 | 0 | 0 | 0 | 0 | 0 | 12
NO |  | 258 | 2012 | 6 | 31 | 31 |  | Crissinger | Tangy | 0 | 138 | Underground | 0.25 | 0 | 1 | 1000MM | 0 | 0 | 0 | 0 | 0 | 0 | 0 | 0 | 0 | 0 | 0 | 0 | 0 | 0 | 0 | 0 | 0 | 0 | 0 | 0 | 0 | 0 | 0 | 12
NO |  | 258 | 2012 | 6 | 32 | 32 |  | Crissinger | Tangy | 0 | 138 | Wood Pole | 3.47 | 0 | 1 | 795ACSR | 0 | 0 | 0 | 0 | 0 | 0 | 0 | 0 | 0 | 0 | 0 | 0 | 0 | 0 | 0 | 0 | 0 | 0 | 0 | 0 | 0 | 0 | 0 | 12
NO |  | 258 | 2012 | 6 | 33 | 33 |  | Crissinger | Tangy | 138 | 138 | Wood H Frame | 18.38 | 0 | 1 | 336ACSR | 0 | 7003065 | 7003065 | 0 | 0 | 0 | 0 | 0 | 0 | 0 | 0 | 0 | 0 | 0 | 0 | 0 | 0 | 0 | 0 | 0 | 0 | 0 | 0 | 12
NO |  | 258 | 2012 | 6 | 34 | 34 |  | Crissinger | Tangy | 0 | 138 | Steel Tower | 0.1 | 0 | 1 | 795ACSR | 0 | 0 | 0 | 0 | 0 | 0 | 0 | 0 | 0 | 0 | 0 | 0 | 0 | 0 | 0 | 0 | 0 | 0 | 0 | 0 | 0 | 0 | 0 | 12
NO |  | 258 | 2012 | 6 | 35 | 35 |  | Crissinger | Tangy | 138 | 138 | Steel Tower | 3.29 | 1.14 | 1 | 336ACSR | 0 | 0 | 0 | 0 | 0 | 0 | 0 | 0 | 0 | 0 | 0 | 0 | 0 | 0 | 0 | 0 | 0 | 0 | 0 | 0 | 0 | 0 | 0 | 12
NO |  | 258 | 2012 | 7 | 1 | 1 |  | Crossland | Chemetron Corp. | 138 | 138 | Steel Tower | 0.34 | 0 | 1 | 336ACSR | 0 | 102552 | 102552 | 0 | 0 | 0 | 0 | 0 | 0 | 0 | 0 | 0 | 0 | 0 | 0 | 0 | 0 | 0 | 0 | 0 | 0 | 0 | 0 | 12
NO |  | 258 | 2012 | 7 | 2 | 2 |  | Crossland | Sharon | 138 | 138 | Wood Pole | 0.59 | 0 | 1 | 336ACSR | 0 | 783964 | 783964 | 0 | 0 | 0 | 0 | 0 | 0 | 0 | 0 | 0 | 0 | 0 | 0 | 0 | 0 | 0 | 0 | 0 | 0 | 0 | 0 | 12
NO |  | 258 | 2012 | 7 | 3 | 3 |  | Crossland | Sharon | 138 | 138 | Steel Tower | 2.9 | 0 | 1 | 336ACSR | 0 | 0 | 0 | 0 | 0 | 0 | 0 | 0 | 0 | 0 | 0 | 0 | 0 | 0 | 0 | 0 | 0 | 0 | 0 | 0 | 0 | 0 | 0 | 12
NO |  | 258 | 2012 | 7 | 4 | 4 |  | Crossland | Sharon | 138 | 138 | Steel Tower | 9.02 | 0 | 1 | 477ACSR | 0 | 0 | 0 | 0 | 0 | 0 | 0 | 0 | 0 | 0 | 0 | 0 | 0 | 0 | 0 | 0 | 0 | 0 | 0 | 0 | 0 | 0 | 0 | 12
NO |  | 258 | 2012 | 7 | 5 | 5 |  | Crossland | Sharon | 138 | 138 | Wood Pole | 0.14 | 0 | 1 | 795ACSR | 0 | 0 | 0 | 0 | 0 | 0 | 0 | 0 | 0 | 0 | 0 | 0 | 0 | 0 | 0 | 0 | 0 | 0 | 0 | 0 | 0 | 0 | 0 | 12
NO |  | 258 | 2012 | 7 | 6 | 6 |  | Dale | W. Canton | 138 | 138 | Wood Pole | 4.96 | 0 | 1 | 605ACSR | 4386 | 1696927 | 1701313 | 0 | 0 | 0 | 0 | 0 | 0 | 0 | 0 | 0 | 0 | 0 | 0 | 0 | 0 | 0 | 0 | 0 | 0 | 0 | 0 | 12
NO |  | 258 | 2012 | 7 | 7 | 7 |  | Darrow | Hanna | 138 | 138 | Steel Tower | 13.73 | 0.07 | 1 | 477ACSR | 0 | 1442291 | 1442291 | 0 | 0 | 0 | 0 | 0 | 0 | 0 | 0 | 0 | 0 | 0 | 0 | 0 | 0 | 0 | 0 | 0 | 0 | 0 | 0 | 12
NO |  | 258 | 2012 | 7 | 8 | 8 |  | Darrow | Hanna | 138 | 138 | Wood Pole | 1.59 | 1.58 | 1 | 477ACSR | 0 | 0 | 0 | 0 | 0 | 0 | 0 | 0 | 0 | 0 | 0 | 0 | 0 | 0 | 0 | 0 | 0 | 0 | 0 | 0 | 0 | 0 | 0 | 12
NO |  | 258 | 2012 | 7 | 9 | 9 |  | Darrow | Hanna | 138 | 138 | Wood H Frame | 2.48 | 0 | 1 | 605ACSR | 0 | 0 | 0 | 0 | 0 | 0 | 0 | 0 | 0 | 0 | 0 | 0 | 0 | 0 | 0 | 0 | 0 | 0 | 0 | 0 | 0 | 0 | 0 | 12
NO |  | 258 | 2012 | 7 | 10 | 10 |  | Decant | West Fremont | 138 | 138 | Wood Pole | 0.07 | 0 | 1 | 336AA | 0 | 4991712 | 4991712 | 0 | 0 | 0 | 0 | 0 | 0 | 0 | 0 | 0 | 0 | 0 | 0 | 0 | 0 | 0 | 0 | 0 | 0 | 0 | 0 | 12
NO |  | 258 | 2012 | 7 | 11 | 11 |  | Decant | West Fremont | 138 | 138 | Wood Pole | 0.57 | 0 | 1 | 336ACSR | 0 | 0 | 0 | 0 | 0 | 0 | 0 | 0 | 0 | 0 | 0 | 0 | 0 | 0 | 0 | 0 | 0 | 0 | 0 | 0 | 0 | 0 | 0 | 12
NO |  | 258 | 2012 | 7 | 12 | 12 |  | Decant | West Fremont | 138 | 138 | Steel Tower | 15.74 | 0 | 1 | 739ACSR | 0 | 0 | 0 | 0 | 0 | 0 | 0 | 0 | 0 | 0 | 0 | 0 | 0 | 0 | 0 | 0 | 0 | 0 | 0 | 0 | 0 | 0 | 0 | 12
NO |  | 258 | 2012 | 7 | 13 | 13 |  | Delaware | Tangy | 138 | 138 | Wood H Frame | 0.97 | 0 | 1 | 605ACSR | 0 | 42900 | 42900 | 0 | 0 | 0 | 0 | 0 | 0 | 0 | 0 | 0 | 0 | 0 | 0 | 0 | 0 | 0 | 0 | 0 | 0 | 0 | 0 | 12
NO |  | 258 | 2012 | 7 | 14 | 14 |  | Dell Tap | Dell | 138 | 138 | Steel Pole | 1.01 | 0 | 2 | 795ACSR | 0 | 366389 | 366389 | 0 | 0 | 0 | 0 | 0 | 0 | 0 | 0 | 0 | 0 | 0 | 0 | 0 | 0 | 0 | 0 | 0 | 0 | 0 | 0 | 12
NO |  | 258 | 2012 | 7 | 15 | 15 |  | Delta | Wauseon | 138 | 138 | Steel Pole | 0.1 | 0 | 1 | 336ACSR | 21994 | 769749 | 791743 | 0 | 0 | 0 | 0 | 0 | 0 | 0 | 0 | 0 | 0 | 0 | 0 | 0 | 0 | 0 | 0 | 0 | 0 | 0 | 0 | 12
NO |  | 258 | 2012 | 7 | 16 | 16 |  | Delta | Wauseon | 138 | 138 | Wood Pole | 1.21 | 0 | 1 | 336ACSR | 0 | 0 | 0 | 0 | 0 | 0 | 0 | 0 | 0 | 0 | 0 | 0 | 0 | 0 | 0 | 0 | 0 | 0 | 0 | 0 | 0 | 0 | 0 | 12
NO |  | 258 | 2012 | 7 | 17 | 17 |  | Delta | Wauseon | 138 | 138 | Steel Tower | 0.1 | 0 | 1 | 954ACSR | 0 | 0 | 0 | 0 | 0 | 0 | 0 | 0 | 0 | 0 | 0 | 0 | 0 | 0 | 0 | 0 | 0 | 0 | 0 | 0 | 0 | 0 | 0 | 12
NO |  | 258 | 2012 | 7 | 18 | 18 |  | Delta | Wauseon | 138 | 138 | Wood Pole | 8.57 | 0 | 1 | 954ACSR | 0 | 0 | 0 | 0 | 0 | 0 | 0 | 0 | 0 | 0 | 0 | 0 | 0 | 0 | 0 | 0 | 0 | 0 | 0 | 0 | 0 | 0 | 0 | 12
NO |  | 258 | 2012 | 7 | 19 | 19 |  | Delta | Wauseon | 138 | 138 | Steel Pole | 0.19 | 0 | 1 | 954ACSR | 0 | 0 | 0 | 0 | 0 | 0 | 0 | 0 | 0 | 0 | 0 | 0 | 0 | 0 | 0 | 0 | 0 | 0 | 0 | 0 | 0 | 0 | 0 | 12
NO |  | 258 | 2012 | 7 | 20 | 20 |  | Dixie | Jackman #2 | 138 | 138 | Steel Tower | 0 | 2 | 1 | 739ACSR | 0 | 368339 | 368339 | 0 | 0 | 0 | 0 | 0 | 0 | 0 | 0 | 0 | 0 | 0 | 0 | 0 | 0 | 0 | 0 | 0 | 0 | 0 | 0 | 12
NO |  | 258 | 2012 | 7 | 21 | 21 |  | E. Springfield | London | 138 | 138 | Steel Tower | 14.71 | 0.81 | 1 | 477ACSR | 0 | 993428 | 993428 | 0 | 0 | 0 | 0 | 0 | 0 | 0 | 0 | 0 | 0 | 0 | 0 | 0 | 0 | 0 | 0 | 0 | 0 | 0 | 0 | 12
NO |  | 258 | 2012 | 7 | 22 | 22 |  | E. Springfield | London | 138 | 138 | Steel Tower | 2.85 | 0 | 1 | 605ACSR | 0 | 0 | 0 | 0 | 0 | 0 | 0 | 0 | 0 | 0 | 0 | 0 | 0 | 0 | 0 | 0 | 0 | 0 | 0 | 0 | 0 | 0 | 0 | 12
NO |  | 258 | 2012 | 7 | 23 | 23 |  | E. Springfield | Tangy | 138 | 138 | Steel Tower | 1.78 | 2.24 | 1 | 336ACSR | 2019 | 1207512 | 1209531 | 0 | 0 | 0 | 0 | 0 | 0 | 0 | 0 | 0 | 0 | 0 | 0 | 0 | 0 | 0 | 0 | 0 | 0 | 0 | 0 | 12
NO |  | 258 | 2012 | 7 | 24 | 24 |  | E. Springfield | Tangy | 138 | 138 | Wood H Frame | 41.23 | 0 | 1 | 336ACSR | 0 | 0 | 0 | 0 | 0 | 0 | 0 | 0 | 0 | 0 | 0 | 0 | 0 | 0 | 0 | 0 | 0 | 0 | 0 | 0 | 0 | 0 | 0 | 12
NO |  | 258 | 2012 | 7 | 25 | 25 |  | East Akron | Gilchrist | 138 | 138 | Steel Tower | 0 | 1.19 | 1 | 300 CU | 0 | 44469 | 44469 | 0 | 0 | 0 | 0 | 0 | 0 | 0 | 0 | 0 | 0 | 0 | 0 | 0 | 0 | 0 | 0 | 0 | 0 | 0 | 0 | 12
NO |  | 258 | 2012 | 7 | 26 | 26 |  | East Akron | Gilchrist | 138 | 138 | Steel Tower | 0 | 2.7 | 1 | 477ACSR | 0 | 0 | 0 | 0 | 0 | 0 | 0 | 0 | 0 | 0 | 0 | 0 | 0 | 0 | 0 | 0 | 0 | 0 | 0 | 0 | 0 | 0 | 0 | 12
NO |  | 258 | 2012 | 7 | 27 | 27 |  | East Akron | Hanna | 138 | 138 | Steel Tower | 12.14 | 3.28 | 1 | 605ACSR | 0 | 2429822 | 2429822 | 0 | 0 | 0 | 0 | 0 | 0 | 0 | 0 | 0 | 0 | 0 | 0 | 0 | 0 | 0 | 0 | 0 | 0 | 0 | 0 | 12
NO |  | 258 | 2012 | 7 | 28 | 28 |  | East Akron | West Ravenna | 138 | 138 | Wood H Frame | 7.95 | 0 | 1 | 477ACSR | 0 | 778920 | 778920 | 0 | 0 | 0 | 0 | 0 | 0 | 0 | 0 | 0 | 0 | 0 | 0 | 0 | 0 | 0 | 0 | 0 | 0 | 0 | 0 | 12
NO |  | 258 | 2012 | 7 | 29 | 29 |  | East Akron | West Ravenna | 138 | 138 | Steel Tower | 3.75 | 0 | 1 | 477ACSR | 0 | 0 | 0 | 0 | 0 | 0 | 0 | 0 | 0 | 0 | 0 | 0 | 0 | 0 | 0 | 0 | 0 | 0 | 0 | 0 | 0 | 0 | 0 | 12
NO |  | 258 | 2012 | 7 | 30 | 30 |  | Eastlake | Jordan | 138 | 138 | Steel Tower | 6.6 | 0 | 2 | 1033ACSR | 0 | 1984373 | 1984373 | 0 | 0 | 0 | 0 | 0 | 0 | 0 | 0 | 0 | 0 | 0 | 0 | 0 | 0 | 0 | 0 | 0 | 0 | 0 | 0 | 12
NO |  | 258 | 2012 | 7 | 31 | 31 |  | Eastlake | Jordan | 138 | 138 | Steel Tower | 0.34 | 0 | 2 | 1192ACSR | 0 | 0 | 0 | 0 | 0 | 0 | 0 | 0 | 0 | 0 | 0 | 0 | 0 | 0 | 0 | 0 | 0 | 0 | 0 | 0 | 0 | 0 | 0 | 12
NO |  | 258 | 2012 | 7 | 32 | 32 |  | Eastlake | Jordan | 138 | 138 | Steel Pole | 7.48 | 0 | 2 | 795ACSR | 0 | 0 | 0 | 0 | 0 | 0 | 0 | 0 | 0 | 0 | 0 | 0 | 0 | 0 | 0 | 0 | 0 | 0 | 0 | 0 | 0 | 0 | 0 | 12
NO |  | 258 | 2012 | 7 | 33 | 33 |  | Eastlake | Lloyd | 138 | 138 | Steel Tower | 4.26 | 0 | 2 | 1033ACSR | 0 | 6830530 | 6830530 | 0 | 0 | 0 | 0 | 0 | 0 | 0 | 0 | 0 | 0 | 0 | 0 | 0 | 0 | 0 | 0 | 0 | 0 | 0 | 0 | 12
NO |  | 258 | 2012 | 7 | 34 | 34 |  | Eastlake | Lloyd | 138 | 138 | Steel Pole | 14.02 | 0 | 2 | 1192ACSR | 0 | 0 | 0 | 0 | 0 | 0 | 0 | 0 | 0 | 0 | 0 | 0 | 0 | 0 | 0 | 0 | 0 | 0 | 0 | 0 | 0 | 0 | 0 | 12
NO |  | 258 | 2012 | 7 | 35 | 35 |  | Eastlake | Lloyd | 138 | 138 | Steel Tower | 0.33 | 0 | 2 | 1192ACSR | 0 | 0 | 0 | 0 | 0 | 0 | 0 | 0 | 0 | 0 | 0 | 0 | 0 | 0 | 0 | 0 | 0 | 0 | 0 | 0 | 0 | 0 | 0 | 12
NO |  | 258 | 2012 | 8 | 1 | 1 |  | Eastlake | Lloyd | 138 | 138 | Steel Tower | 0.06 | 0 | 2 | 4/0 CU | 0 | 0 | 0 | 0 | 0 | 0 | 0 | 0 | 0 | 0 | 0 | 0 | 0 | 0 | 0 | 0 | 0 | 0 | 0 | 0 | 0 | 0 | 0 | 12
NO |  | 258 | 2012 | 8 | 2 | 2 |  | Eastlake | Lloyd | 138 | 138 | Steel Tower | 2.1 | 0 | 2 | 795ACSR | 0 | 0 | 0 | 0 | 0 | 0 | 0 | 0 | 0 | 0 | 0 | 0 | 0 | 0 | 0 | 0 | 0 | 0 | 0 | 0 | 0 | 0 | 0 | 12
NO |  | 258 | 2012 | 8 | 3 | 3 |  | Eastlake | Mayfield | 138 | 138 | Steel Tower | 2.13 | 0 | 2 | 1033ACSR | 0 | 800260 | 800260 | 0 | 0 | 0 | 0 | 0 | 0 | 0 | 0 | 0 | 0 | 0 | 0 | 0 | 0 | 0 | 0 | 0 | 0 | 0 | 0 | 12
NO |  | 258 | 2012 | 8 | 4 | 4 |  | Eastlake | Mayfield | 138 | 138 | Steel Tower | 0.34 | 0 | 2 | 1192ACSR | 0 | 0 | 0 | 0 | 0 | 0 | 0 | 0 | 0 | 0 | 0 | 0 | 0 | 0 | 0 | 0 | 0 | 0 | 0 | 0 | 0 | 0 | 0 | 12
NO |  | 258 | 2012 | 8 | 5 | 5 |  | Eastlake | Mayfield | 138 | 138 | Steel Tower | 11.18 | 0 | 2 | 795ACSR | 0 | 0 | 0 | 0 | 0 | 0 | 0 | 0 | 0 | 0 | 0 | 0 | 0 | 0 | 0 | 0 | 0 | 0 | 0 | 0 | 0 | 0 | 0 | 12
NO |  | 258 | 2012 | 8 | 6 | 6 |  | Eastlake | Mayfield - Northfield | 138 | 138 | Steel Tower | 2.1 | 0 | 2 | 1033ACSR | 0 | 1545634 | 1545634 | 0 | 0 | 0 | 0 | 0 | 0 | 0 | 0 | 0 | 0 | 0 | 0 | 0 | 0 | 0 | 0 | 0 | 0 | 0 | 0 | 12
NO |  | 258 | 2012 | 8 | 7 | 7 |  | Eastlake | Mayfield - Northfield | 138 | 138 | Steel Tower | 0.35 | 0 | 2 | 1192ACSR | 0 | 0 | 0 | 0 | 0 | 0 | 0 | 0 | 0 | 0 | 0 | 0 | 0 | 0 | 0 | 0 | 0 | 0 | 0 | 0 | 0 | 0 | 0 | 12
NO |  | 258 | 2012 | 8 | 8 | 8 |  | Eastlake | Mayfield - Northfield | 138 | 138 | Steel Tower | 28.76 | 0 | 2 | 795ACSR | 0 | 0 | 0 | 0 | 0 | 0 | 0 | 0 | 0 | 0 | 0 | 0 | 0 | 0 | 0 | 0 | 0 | 0 | 0 | 0 | 0 | 0 | 0 | 12
NO |  | 258 | 2012 | 8 | 9 | 9 |  | Eastlake | Nursery | 138 | 138 | Steel Tower | 1.69 | 0 | 2 | 1192ACSR | 0 | 3106405 | 3106405 | 0 | 0 | 0 | 0 | 0 | 0 | 0 | 0 | 0 | 0 | 0 | 0 | 0 | 0 | 0 | 0 | 0 | 0 | 0 | 0 | 12
NO |  | 258 | 2012 | 8 | 10 | 10 |  | Eastlake | Nursery | 138 | 138 | Steel Tower | 11.66 | 0 | 2 | 795ACSR | 0 | 0 | 0 | 0 | 0 | 0 | 0 | 0 | 0 | 0 | 0 | 0 | 0 | 0 | 0 | 0 | 0 | 0 | 0 | 0 | 0 | 0 | 0 | 12
NO |  | 258 | 2012 | 8 | 11 | 11 |  | Eastlake | Nursery | 138 | 138 | Steel Pole | 2.32 | 0 | 2 | 795ACSR | 0 | 0 | 0 | 0 | 0 | 0 | 0 | 0 | 0 | 0 | 0 | 0 | 0 | 0 | 0 | 0 | 0 | 0 | 0 | 0 | 0 | 0 | 0 | 12
NO |  | 258 | 2012 | 8 | 12 | 12 |  | Eber | Swanton | 138 | 138 | Wood Pole | 0.71 | 0 | 1 | 336ACSR | 0 | 485444 | 485444 | 0 | 0 | 0 | 0 | 0 | 0 | 0 | 0 | 0 | 0 | 0 | 0 | 0 | 0 | 0 | 0 | 0 | 0 | 0 | 0 | 12
NO |  | 258 | 2012 | 8 | 13 | 13 |  | Eber | Swanton | 138 | 138 | Steel Pole | 0.08 | 0 | 1 | 336ACSR | 0 | 0 | 0 | 0 | 0 | 0 | 0 | 0 | 0 | 0 | 0 | 0 | 0 | 0 | 0 | 0 | 0 | 0 | 0 | 0 | 0 | 0 | 0 | 12
NO |  | 258 | 2012 | 8 | 14 | 14 |  | Eber | Swanton | 138 | 138 | Wood Pole | 5.39 | 0 | 1 | 954ACSR | 0 | 0 | 0 | 0 | 0 | 0 | 0 | 0 | 0 | 0 | 0 | 0 | 0 | 0 | 0 | 0 | 0 | 0 | 0 | 0 | 0 | 0 | 0 | 12
NO |  | 258 | 2012 | 8 | 15 | 15 |  | Edgewater | Beaver | 138 | 138 | Steel Tower | 9.26 | 0 | 1 | 336ACSR | 0 | 918670 | 918670 | 0 | 0 | 0 | 0 | 0 | 0 | 0 | 0 | 0 | 0 | 0 | 0 | 0 | 0 | 0 | 0 | 0 | 0 | 0 | 0 | 12
NO |  | 258 | 2012 | 8 | 16 | 16 |  | Edgewater | Beaver | 138 | 138 | Wood H Frame | 0.19 | 0 | 1 | 605ACSR | 0 | 0 | 0 | 0 | 0 | 0 | 0 | 0 | 0 | 0 | 0 | 0 | 0 | 0 | 0 | 0 | 0 | 0 | 0 | 0 | 0 | 0 | 0 | 12
NO |  | 258 | 2012 | 8 | 17 | 17 |  | Edgewater | Beaver | 138 | 138 | Steel Tower | 2.89 | 0 | 1 | 795ACSR | 0 | 0 | 0 | 0 | 0 | 0 | 0 | 0 | 0 | 0 | 0 | 0 | 0 | 0 | 0 | 0 | 0 | 0 | 0 | 0 | 0 | 0 | 0 | 12
NO |  | 258 | 2012 | 8 | 18 | 18 |  | Edgewater | USS/Kobe Steel | 138 | 138 | Steel Tower | 0.61 | 0 | 1 | 336ACSR | 0 | 170559 | 170559 | 0 | 0 | 0 | 0 | 0 | 0 | 0 | 0 | 0 | 0 | 0 | 0 | 0 | 0 | 0 | 0 | 0 | 0 | 0 | 0 | 12
NO |  | 258 | 2012 | 8 | 19 | 19 |  | Edgewater | USS/Kobe Steel | 138 | 138 | Steel Tower | 0 | 2.39 | 1 | 605ACSR | 0 | 0 | 0 | 0 | 0 | 0 | 0 | 0 | 0 | 0 | 0 | 0 | 0 | 0 | 0 | 0 | 0 | 0 | 0 | 0 | 0 | 0 | 0 | 12
NO |  | 258 | 2012 | 8 | 20 | 20 |  | Emily | Fox | 138 | 138 | Steel Tower | 2.17 | 0 | 1 | 1192ACSR | 91636 | 3824768 | 3916404 | 0 | 0 | 0 | 0 | 0 | 0 | 0 | 0 | 0 | 0 | 0 | 0 | 0 | 0 | 0 | 0 | 0 | 0 | 0 | 0 | 12
NO |  | 258 | 2012 | 8 | 21 | 21 |  | Emily | Fox | 138 | 138 | Steel Pole | 0.49 | 0 | 1 | 1192ACSR | 0 | 0 | 0 | 0 | 0 | 0 | 0 | 0 | 0 | 0 | 0 | 0 | 0 | 0 | 0 | 0 | 0 | 0 | 0 | 0 | 0 | 0 | 0 | 12
NO |  | 258 | 2012 | 8 | 22 | 22 |  | Emily | Fox | 138 | 138 | Wood Pole | 4.86 | 0 | 1 | 1192ACSR | 0 | 0 | 0 | 0 | 0 | 0 | 0 | 0 | 0 | 0 | 0 | 0 | 0 | 0 | 0 | 0 | 0 | 0 | 0 | 0 | 0 | 0 | 0 | 12
NO |  | 258 | 2012 | 8 | 23 | 23 |  | Emily | Fox | 138 | 138 | Steel Tower | 0.17 | 0 | 1 | 1590ACSR | 0 | 0 | 0 | 0 | 0 | 0 | 0 | 0 | 0 | 0 | 0 | 0 | 0 | 0 | 0 | 0 | 0 | 0 | 0 | 0 | 0 | 0 | 0 | 12
NO |  | 258 | 2012 | 8 | 24 | 24 |  | Emily | Fox | 138 | 138 | Steel Tower | 4.68 | 0 | 1 | 795ACSR | 0 | 0 | 0 | 0 | 0 | 0 | 0 | 0 | 0 | 0 | 0 | 0 | 0 | 0 | 0 | 0 | 0 | 0 | 0 | 0 | 0 | 0 | 0 | 12
NO |  | 258 | 2012 | 8 | 25 | 25 |  | Emily | Fox | 138 | 138 | Steel Tower | 13.38 | 0 | 1 | 954ACSR | 0 | 0 | 0 | 0 | 0 | 0 | 0 | 0 | 0 | 0 | 0 | 0 | 0 | 0 | 0 | 0 | 0 | 0 | 0 | 0 | 0 | 0 | 0 | 12
NO |  | 258 | 2012 | 8 | 26 | 26 |  | Evergreen | Highland #1 | 138 | 138 | Steel Tower | 2.6 | 0 | 1 | 477ACSR | 0 | 240953 | 240953 | 0 | 0 | 0 | 0 | 0 | 0 | 0 | 0 | 0 | 0 | 0 | 0 | 0 | 0 | 0 | 0 | 0 | 0 | 0 | 0 | 12
NO |  | 258 | 2012 | 8 | 27 | 27 |  | Evergreen | Highland #1 | 138 | 138 | Steel Tower | 0.08 | 0 | 1 | 795ACSR | 0 | 0 | 0 | 0 | 0 | 0 | 0 | 0 | 0 | 0 | 0 | 0 | 0 | 0 | 0 | 0 | 0 | 0 | 0 | 0 | 0 | 0 | 0 | 12
NO |  | 258 | 2012 | 8 | 28 | 28 |  | Evergreen | Highland #2 | 138 | 138 | Steel Tower | 2.5 | 0 | 1 | 477ACSR | 0 | 254013 | 254013 | 0 | 0 | 0 | 0 | 0 | 0 | 0 | 0 | 0 | 0 | 0 | 0 | 0 | 0 | 0 | 0 | 0 | 0 | 0 | 0 | 12
NO |  | 258 | 2012 | 8 | 29 | 29 |  | Evergreen | Highland #2 | 138 | 138 | Wood H Frame | 0.17 | 0 | 1 | 795ACSR | 0 | 0 | 0 | 0 | 0 | 0 | 0 | 0 | 0 | 0 | 0 | 0 | 0 | 0 | 0 | 0 | 0 | 0 | 0 | 0 | 0 | 0 | 0 | 12
NO |  | 258 | 2012 | 8 | 30 | 30 |  | Evergreen | Highland #3 | 138 | 138 | Steel Tower | 0.13 | 0.64 | 1 | 336ACSR | 0 | 931055 | 931055 | 0 | 0 | 0 | 0 | 0 | 0 | 0 | 0 | 0 | 0 | 0 | 0 | 0 | 0 | 0 | 0 | 0 | 0 | 0 | 0 | 12
NO |  | 258 | 2012 | 8 | 31 | 31 |  | Evergreen | Highland #3 | 138 | 138 | Wood H Frame | 6.31 | 0 | 1 | 477ACSR | 0 | 0 | 0 | 0 | 0 | 0 | 0 | 0 | 0 | 0 | 0 | 0 | 0 | 0 | 0 | 0 | 0 | 0 | 0 | 0 | 0 | 0 | 0 | 12
NO |  | 258 | 2012 | 8 | 32 | 32 |  | Evergreen | Ivanhoe | 138 | 138 | Steel Tower | 1.57 | 1.17 | 1 | 477ACSR | 0 | 478648 | 478648 | 0 | 0 | 0 | 0 | 0 | 0 | 0 | 0 | 0 | 0 | 0 | 0 | 0 | 0 | 0 | 0 | 0 | 0 | 0 | 0 | 12
NO |  | 258 | 2012 | 8 | 33 | 33 |  | Evergreen | Ivanhoe | 138 | 138 | Wood H Frame | 7.18 | 0 | 1 | 795ACSR | 0 | 0 | 0 | 0 | 0 | 0 | 0 | 0 | 0 | 0 | 0 | 0 | 0 | 0 | 0 | 0 | 0 | 0 | 0 | 0 | 0 | 0 | 0 | 12
NO |  | 258 | 2012 | 8 | 34 | 34 |  | Firestone | South Akron | 138 | 138 | Wood Pole | 0.23 | 0 | 1 | 605ACSR | 5458 | 1017025 | 1022483 | 0 | 0 | 0 | 0 | 0 | 0 | 0 | 0 | 0 | 0 | 0 | 0 | 0 | 0 | 0 | 0 | 0 | 0 | 0 | 0 | 12
NO |  | 258 | 2012 | 8 | 35 | 35 |  | Firestone | South Akron | 138 | 138 | Steel Tower | 2.45 | 0 | 1 | 605ACSR | 0 | 0 | 0 | 0 | 0 | 0 | 0 | 0 | 0 | 0 | 0 | 0 | 0 | 0 | 0 | 0 | 0 | 0 | 0 | 0 | 0 | 0 | 0 | 12
NO |  | 258 | 2012 | 9 | 1 | 1 |  | Firestone | South Akron | 138 | 138 | Steel Pole | 0.22 | 0 | 1 | 605ACSR | 0 | 0 | 0 | 0 | 0 | 0 | 0 | 0 | 0 | 0 | 0 | 0 | 0 | 0 | 0 | 0 | 0 | 0 | 0 | 0 | 0 | 0 | 0 | 12
NO |  | 258 | 2012 | 9 | 2 | 2 |  | Firestone | Urban | 138 | 138 | Steel Pole | 2.33 | 0.22 | 1 | 605ACSR | 0 | 1094529 | 1094529 | 0 | 0 | 0 | 0 | 0 | 0 | 0 | 0 | 0 | 0 | 0 | 0 | 0 | 0 | 0 | 0 | 0 | 0 | 0 | 0 | 12
NO |  | 258 | 2012 | 9 | 3 | 3 |  | Firestone | Urban | 138 | 138 | Steel Tower | 4.2 | 0 | 1 | 795ACSR | 0 | 0 | 0 | 0 | 0 | 0 | 0 | 0 | 0 | 0 | 0 | 0 | 0 | 0 | 0 | 0 | 0 | 0 | 0 | 0 | 0 | 0 | 0 | 12
NO |  | 258 | 2012 | 9 | 4 | 4 |  | Fowles | Fox | 138 | 138 | Steel Tower | 2.19 | 0 | 2 | 1192ACSR | 0 | 1095074 | 1095074 | 0 | 0 | 0 | 0 | 0 | 0 | 0 | 0 | 0 | 0 | 0 | 0 | 0 | 0 | 0 | 0 | 0 | 0 | 0 | 0 | 12
NO |  | 258 | 2012 | 9 | 5 | 5 |  | Fowles | Fox | 138 | 138 | Steel Tower | 0.17 | 0 | 2 | 1590ACSR | 0 | 0 | 0 | 0 | 0 | 0 | 0 | 0 | 0 | 0 | 0 | 0 | 0 | 0 | 0 | 0 | 0 | 0 | 0 | 0 | 0 | 0 | 0 | 12
NO |  | 258 | 2012 | 9 | 6 | 6 |  | Fowles | Fox | 138 | 138 | Steel Pole | 0.32 | 0 | 2 | 4/0 CU | 0 | 0 | 0 | 0 | 0 | 0 | 0 | 0 | 0 | 0 | 0 | 0 | 0 | 0 | 0 | 0 | 0 | 0 | 0 | 0 | 0 | 0 | 0 | 12
NO |  | 258 | 2012 | 9 | 7 | 7 |  | Fowles | Fox | 138 | 138 | Steel Tower | 1.97 | 0 | 2 | 4/0 CU | 0 | 0 | 0 | 0 | 0 | 0 | 0 | 0 | 0 | 0 | 0 | 0 | 0 | 0 | 0 | 0 | 0 | 0 | 0 | 0 | 0 | 0 | 0 | 12
NO |  | 258 | 2012 | 9 | 8 | 8 |  | Fowles | Fox | 138 | 138 | Steel Tower | 4.73 | 0 | 2 | 795ACSR | 0 | 0 | 0 | 0 | 0 | 0 | 0 | 0 | 0 | 0 | 0 | 0 | 0 | 0 | 0 | 0 | 0 | 0 | 0 | 0 | 0 | 0 | 0 | 12
NO |  | 258 | 2012 | 9 | 9 | 9 |  | Fowles | NASA | 138 | 138 | Steel Tower | 4.51 | 0 | 2 | 4/0 CU | 70880 | 10498563 | 10569443 | 0 | 0 | 0 | 0 | 0 | 0 | 0 | 0 | 0 | 0 | 0 | 0 | 0 | 0 | 0 | 0 | 0 | 0 | 0 | 0 | 12
NO |  | 258 | 2012 | 9 | 10 | 10 |  | Fowles | NASA | 138 | 138 | Steel Tower | 6.59 | 0 | 2 | 636ACSR | 0 | 0 | 0 | 0 | 0 | 0 | 0 | 0 | 0 | 0 | 0 | 0 | 0 | 0 | 0 | 0 | 0 | 0 | 0 | 0 | 0 | 0 | 0 | 12
NO |  | 258 | 2012 | 9 | 11 | 11 |  | Fowles | NASA | 138 | 138 | Steel Tower | 7.22 | 0 | 2 | 636ACSR | 0 | 0 | 0 | 0 | 0 | 0 | 0 | 0 | 0 | 0 | 0 | 0 | 0 | 0 | 0 | 0 | 0 | 0 | 0 | 0 | 0 | 0 | 0 | 12
NO |  | 258 | 2012 | 9 | 12 | 12 |  | Fowles | Pleasant Valley | 138 | 138 | Steel Tower | 8.82 | 0 | 2 | 4/0 CU | 0 | 2441753 | 2441753 | 0 | 0 | 0 | 0 | 0 | 0 | 0 | 0 | 0 | 0 | 0 | 0 | 0 | 0 | 0 | 0 | 0 | 0 | 0 | 0 | 12
NO |  | 258 | 2012 | 9 | 13 | 13 |  | Fowles | Pleasant Valley | 138 | 138 | Steel Tower | 8.98 | 0 | 2 | 4/0 CU | 0 | 0 | 0 | 0 | 0 | 0 | 0 | 0 | 0 | 0 | 0 | 0 | 0 | 0 | 0 | 0 | 0 | 0 | 0 | 0 | 0 | 0 | 0 | 12
NO |  | 258 | 2012 | 9 | 14 | 14 |  | Fowles | Pleasant Valley | 138 | 138 | Steel Tower | 0.25 | 0 | 2 | 795ACSR | 0 | 0 | 0 | 0 | 0 | 0 | 0 | 0 | 0 | 0 | 0 | 0 | 0 | 0 | 0 | 0 | 0 | 0 | 0 | 0 | 0 | 0 | 0 | 12
NO |  | 258 | 2012 | 9 | 15 | 15 |  | Fowles | Pleasant Valley | 138 | 138 | Steel Pole | 0.86 | 0 | 2 | 795ACSR | 0 | 0 | 0 | 0 | 0 | 0 | 0 | 0 | 0 | 0 | 0 | 0 | 0 | 0 | 0 | 0 | 0 | 0 | 0 | 0 | 0 | 0 | 0 | 12
NO |  | 258 | 2012 | 9 | 16 | 16 |  | Fowles | Pleasant Valley | 138 | 138 | Steel Pole | 0.77 | 0 | 2 | 795ACSR | 0 | 0 | 0 | 0 | 0 | 0 | 0 | 0 | 0 | 0 | 0 | 0 | 0 | 0 | 0 | 0 | 0 | 0 | 0 | 0 | 0 | 0 | 0 | 12
NO |  | 258 | 2012 | 9 | 17 | 17 |  | Fox | Clinton | 138 | 138 | Steel Tower | 2.15 | 0 | 4 | 1192ACSR | 0 | 662723 | 662723 | 0 | 0 | 0 | 0 | 0 | 0 | 0 | 0 | 0 | 0 | 0 | 0 | 0 | 0 | 0 | 0 | 0 | 0 | 0 | 0 | 12
NO |  | 258 | 2012 | 9 | 18 | 18 |  | Fox | Clinton | 138 | 138 | Steel Tower | 0.03 | 0 | 4 | 795ACSR | 0 | 0 | 0 | 0 | 0 | 0 | 0 | 0 | 0 | 0 | 0 | 0 | 0 | 0 | 0 | 0 | 0 | 0 | 0 | 0 | 0 | 0 | 0 | 12
NO |  | 258 | 2012 | 9 | 19 | 19 |  | Galion | Cardington | 138 | 138 | Wood Pole | 17.12 | 0 | 1 | 605ACSR | 0 | 2952757 | 2952757 | 0 | 0 | 0 | 0 | 0 | 0 | 0 | 0 | 0 | 0 | 0 | 0 | 0 | 0 | 0 | 0 | 0 | 0 | 0 | 0 | 12
NO |  | 258 | 2012 | 9 | 20 | 20 |  | Galion | General Motors | 138 | 138 | Wood H Frame | 16.5 | 0 | 1 | 477ACSR | 0 | 289931 | 289931 | 0 | 0 | 0 | 0 | 0 | 0 | 0 | 0 | 0 | 0 | 0 | 0 | 0 | 0 | 0 | 0 | 0 | 0 | 0 | 0 | 12
NO |  | 258 | 2012 | 9 | 21 | 21 |  | Galion | Leaside | 138 | 138 | Steel Tower | 8.57 | 0 | 1 | 336ACSR | 0 | 78497 | 78497 | 0 | 0 | 0 | 0 | 0 | 0 | 0 | 0 | 0 | 0 | 0 | 0 | 0 | 0 | 0 | 0 | 0 | 0 | 0 | 0 | 12
NO |  | 258 | 2012 | 9 | 22 | 22 |  | Galion | Roberts (North) | 138 | 138 | Steel Tower | 22.2 | 0 | 1 | 336ACSR | 0 | 479421 | 479421 | 0 | 0 | 0 | 0 | 0 | 0 | 0 | 0 | 0 | 0 | 0 | 0 | 0 | 0 | 0 | 0 | 0 | 0 | 0 | 0 | 12
NO |  | 258 | 2012 | 9 | 23 | 23 |  | Galion | Roberts (South) | 138 | 138 | Steel Tower | 0.04 | 22.1 | 1 | 477ACSR | 0 | 354277 | 354277 | 0 | 0 | 0 | 0 | 0 | 0 | 0 | 0 | 0 | 0 | 0 | 0 | 0 | 0 | 0 | 0 | 0 | 0 | 0 | 0 | 12
NO |  | 258 | 2012 | 9 | 24 | 24 |  | Galion | Roberts (South) | 138 | 138 | Wood Pole | 0.07 | 0 | 1 | 477ACSR | 0 | 0 | 0 | 0 | 0 | 0 | 0 | 0 | 0 | 0 | 0 | 0 | 0 | 0 | 0 | 0 | 0 | 0 | 0 | 0 | 0 | 0 | 0 | 12
NO |  | 258 | 2012 | 9 | 25 | 25 |  | Galion | Roberts (South) | 138 | 138 | Steel Pole | 0.02 | 0 | 1 | 477ACSR | 0 | 0 | 0 | 0 | 0 | 0 | 0 | 0 | 0 | 0 | 0 | 0 | 0 | 0 | 0 | 0 | 0 | 0 | 0 | 0 | 0 | 0 | 0 | 12
NO |  | 258 | 2012 | 9 | 26 | 26 |  | Gates | Johnson | 138 | 138 | Steel Tower | 5.05 | 0 | 1 | 605ACSR | 0 | 629575 | 629575 | 0 | 0 | 0 | 0 | 0 | 0 | 0 | 0 | 0 | 0 | 0 | 0 | 0 | 0 | 0 | 0 | 0 | 0 | 0 | 0 | 12
NO |  | 258 | 2012 | 9 | 27 | 27 |  | Gates | Johnson | 138 | 138 | Wood H Frame | 0.1 | 0 | 1 | 605ACSR | 0 | 0 | 0 | 0 | 0 | 0 | 0 | 0 | 0 | 0 | 0 | 0 | 0 | 0 | 0 | 0 | 0 | 0 | 0 | 0 | 0 | 0 | 0 | 12
NO |  | 258 | 2012 | 9 | 28 | 28 |  | General Motors | Highland | 138 | 138 | Wood H Frame | 2.95 | 0 | 1 | 795ACSR | 0 | 349088 | 349088 | 0 | 0 | 0 | 0 | 0 | 0 | 0 | 0 | 0 | 0 | 0 | 0 | 0 | 0 | 0 | 0 | 0 | 0 | 0 | 0 | 12
NO |  | 258 | 2012 | 9 | 29 | 29 |  | General Motors | Highland | 138 | 138 | Steel Tower | 0 | 1.95 | 1 | 795ACSR | 0 | 0 | 0 | 0 | 0 | 0 | 0 | 0 | 0 | 0 | 0 | 0 | 0 | 0 | 0 | 0 | 0 | 0 | 0 | 0 | 0 | 0 | 0 | 12
NO |  | 258 | 2012 | 9 | 30 | 30 |  | General Motors | Longview | 138 | 138 | Steel Tower | 0.1 | 8.3 | 1 | 477ACSR | 0 | 289783 | 289783 | 0 | 0 | 0 | 0 | 0 | 0 | 0 | 0 | 0 | 0 | 0 | 0 | 0 | 0 | 0 | 0 | 0 | 0 | 0 | 0 | 12
NO |  | 258 | 2012 | 9 | 31 | 31 |  | General Motors | Newton Falls | 138 | 138 | Steel Tower | 1.49 | 0 | 1 | 954ACSR | 0 | 1015411 | 1015411 | 0 | 0 | 0 | 0 | 0 | 0 | 0 | 0 | 0 | 0 | 0 | 0 | 0 | 0 | 0 | 0 | 0 | 0 | 0 | 0 | 12
NO |  | 258 | 2012 | 9 | 32 | 32 |  | General Motors | Newton Falls | 138 | 138 | Wood H Frame | 5.71 | 0 | 1 | 795ACSR | 0 | 0 | 0 | 0 | 0 | 0 | 0 | 0 | 0 | 0 | 0 | 0 | 0 | 0 | 0 | 0 | 0 | 0 | 0 | 0 | 0 | 0 | 0 | 12
NO |  | 258 | 2012 | 9 | 33 | 33 |  | Gilchrist | South Akron | 138 | 138 | Steel Tower | 0 | 6.44 | 1 | 300 CU | 0 | 872632 | 872632 | 0 | 0 | 0 | 0 | 0 | 0 | 0 | 0 | 0 | 0 | 0 | 0 | 0 | 0 | 0 | 0 | 0 | 0 | 0 | 0 | 12
NO |  | 258 | 2012 | 9 | 34 | 34 |  | Gilchrist | South Akron | 138 | 138 | Steel Tower | 12.83 | 0 | 1 | 477ACSR | 0 | 0 | 0 | 0 | 0 | 0 | 0 | 0 | 0 | 0 | 0 | 0 | 0 | 0 | 0 | 0 | 0 | 0 | 0 | 0 | 0 | 0 | 0 | 12
NO |  | 258 | 2012 | 9 | 35 | 35 |  | Gilchrist | South Akron | 138 | 138 | Wood Pole | 0.81 | 0 | 1 | 477ACSR | 0 | 0 | 0 | 0 | 0 | 0 | 0 | 0 | 0 | 0 | 0 | 0 | 0 | 0 | 0 | 0 | 0 | 0 | 0 | 0 | 0 | 0 | 0 | 12
NO |  | 258 | 2012 | 10 | 1 | 1 |  | Greenfield | Ford | 138 | 138 | Wood H Frame | 1.18 | 0 | 1 | 336ACSR | 6098 | 255583 | 261681 | 0 | 0 | 0 | 0 | 0 | 0 | 0 | 0 | 0 | 0 | 0 | 0 | 0 | 0 | 0 | 0 | 0 | 0 | 0 | 0 | 12
NO |  | 258 | 2012 | 10 | 2 | 2 |  | Greenfield | Ford | 138 | 138 | Steel Tower | 0.76 | 0 | 1 | 605ACSR | 0 | 0 | 0 | 0 | 0 | 0 | 0 | 0 | 0 | 0 | 0 | 0 | 0 | 0 | 0 | 0 | 0 | 0 | 0 | 0 | 0 | 0 | 0 | 12
NO |  | 258 | 2012 | 10 | 3 | 3 |  | Greenfield | Lakeview | 138 | 138 | Steel Tower | 13.16 | 0 | 1 | 336ACSR | 0 | 3908955 | 3908955 | 0 | 0 | 0 | 0 | 0 | 0 | 0 | 0 | 0 | 0 | 0 | 0 | 0 | 0 | 0 | 0 | 0 | 0 | 0 | 0 | 12
NO |  | 258 | 2012 | 10 | 4 | 4 |  | Greenfield | Lakeview | 138 | 138 | Wood H Frame | 1.16 | 0 | 1 | 795ACSR | 0 | 0 | 0 | 0 | 0 | 0 | 0 | 0 | 0 | 0 | 0 | 0 | 0 | 0 | 0 | 0 | 0 | 0 | 0 | 0 | 0 | 0 | 0 | 12
NO |  | 258 | 2012 | 10 | 5 | 5 |  | Greenfield | NASA | 138 | 138 | Steel Tower | 2.82 | 1.84 | 1 | 336ACSR | 0 | 82241 | 82241 | 0 | 0 | 0 | 0 | 0 | 0 | 0 | 0 | 0 | 0 | 0 | 0 | 0 | 0 | 0 | 0 | 0 | 0 | 0 | 0 | 12
NO |  | 258 | 2012 | 10 | 6 | 6 |  | Greenfield | New Departure | 138 | 138 | Wood Pole | 0.26 | 0 | 1 | 477ACSR | 0 | 29378 | 29378 | 0 | 0 | 0 | 0 | 0 | 0 | 0 | 0 | 0 | 0 | 0 | 0 | 0 | 0 | 0 | 0 | 0 | 0 | 0 | 0 | 12
NO |  | 258 | 2012 | 10 | 7 | 7 |  | Greenfield | New Departure | 138 | 138 | Steel Tower | 0.02 | 0 | 1 | 477ACSR | 0 | 0 | 0 | 0 | 0 | 0 | 0 | 0 | 0 | 0 | 0 | 0 | 0 | 0 | 0 | 0 | 0 | 0 | 0 | 0 | 0 | 0 | 0 | 12
NO |  | 258 | 2012 | 10 | 8 | 8 |  | Hamilton | Horizon | 138 | 138 | Underground | 1.5 | 0 | 2 | 2000 CU | 0 | 3786538 | 3786538 | 0 | 0 | 0 | 0 | 0 | 0 | 0 | 0 | 0 | 0 | 0 | 0 | 0 | 0 | 0 | 0 | 0 | 0 | 0 | 0 | 12
NO |  | 258 | 2012 | 10 | 9 | 9 |  | Hanna | Newton Falls | 138 | 138 | Steel Tower | 18.82 | 0 | 1 | 477ACSR | 0 | 942340 | 942340 | 0 | 0 | 0 | 0 | 0 | 0 | 0 | 0 | 0 | 0 | 0 | 0 | 0 | 0 | 0 | 0 | 0 | 0 | 0 | 0 | 12
NO |  | 258 | 2012 | 10 | 10 | 10 |  | Hanna | Newton Falls | 138 | 138 | Wood H Frame | 1.6 | 0 | 1 | 605ACSR | 0 | 0 | 0 | 0 | 0 | 0 | 0 | 0 | 0 | 0 | 0 | 0 | 0 | 0 | 0 | 0 | 0 | 0 | 0 | 0 | 0 | 0 | 0 | 12
NO |  | 258 | 2012 | 10 | 11 | 11 |  | Hanna | Shalersville | 138 | 138 | Wood Pole | 11.03 | 0 | 1 | 795ACSR | 40506 | 5634032 | 5674538 | 0 | 0 | 0 | 0 | 0 | 0 | 0 | 0 | 0 | 0 | 0 | 0 | 0 | 0 | 0 | 0 | 0 | 0 | 0 | 0 | 12
NO |  | 258 | 2012 | 10 | 12 | 12 |  | Hanna | Shalersville | 138 | 138 | Steel Pole | 1.84 | 0 | 1 | 795ACSR | 0 | 0 | 0 | 0 | 0 | 0 | 0 | 0 | 0 | 0 | 0 | 0 | 0 | 0 | 0 | 0 | 0 | 0 | 0 | 0 | 0 | 0 | 0 | 12
NO |  | 258 | 2012 | 10 | 13 | 13 |  | Hanna | West Ravenna #1 | 138 | 138 | Steel Tower | 4.11 | 0 | 1 | 605ACSR | 0 | 1119468 | 1119468 | 0 | 0 | 0 | 0 | 0 | 0 | 0 | 0 | 0 | 0 | 0 | 0 | 0 | 0 | 0 | 0 | 0 | 0 | 0 | 0 | 12
NO |  | 258 | 2012 | 10 | 14 | 14 |  | Hanna | West Ravenna #1 | 138 | 138 | Steel Pole | 0.72 | 0 | 1 | 795ACSR | 0 | 0 | 0 | 0 | 0 | 0 | 0 | 0 | 0 | 0 | 0 | 0 | 0 | 0 | 0 | 0 | 0 | 0 | 0 | 0 | 0 | 0 | 0 | 12
NO |  | 258 | 2012 | 10 | 15 | 15 |  | Hanna | West Ravenna #2 | 138 | 138 | Steel Tower | 0 | 3.88 | 1 | 605ACSR | 0 | 265443 | 265443 | 0 | 0 | 0 | 0 | 0 | 0 | 0 | 0 | 0 | 0 | 0 | 0 | 0 | 0 | 0 | 0 | 0 | 0 | 0 | 0 | 12
NO |  | 258 | 2012 | 10 | 16 | 16 |  | Hanna | West Ravenna #2 | 138 | 138 | Steel Pole | 0 | 0.96 | 1 | 795ACSR | 0 | 0 | 0 | 0 | 0 | 0 | 0 | 0 | 0 | 0 | 0 | 0 | 0 | 0 | 0 | 0 | 0 | 0 | 0 | 0 | 0 | 0 | 0 | 12
NO |  | 258 | 2012 | 10 | 17 | 17 |  | Harding | Jennings | 138 | 138 | Steel Pole | 0.47 | 0 | 2 | 1192ACSR | 0 | 4620499 | 4620499 | 0 | 0 | 0 | 0 | 0 | 0 | 0 | 0 | 0 | 0 | 0 | 0 | 0 | 0 | 0 | 0 | 0 | 0 | 0 | 0 | 12
NO |  | 258 | 2012 | 10 | 18 | 18 |  | Harding | Jennings | 138 | 138 | Steel Tower | 3.12 | 0 | 4 | 1590ACSR | 0 | 0 | 0 | 0 | 0 | 0 | 0 | 0 | 0 | 0 | 0 | 0 | 0 | 0 | 0 | 0 | 0 | 0 | 0 | 0 | 0 | 0 | 0 | 12
NO |  | 258 | 2012 | 10 | 19 | 19 |  | Harding | Jennings | 138 | 138 | Wood Pole | 0.03 | 0 | 1 | 4/0 CU | 0 | 0 | 0 | 0 | 0 | 0 | 0 | 0 | 0 | 0 | 0 | 0 | 0 | 0 | 0 | 0 | 0 | 0 | 0 | 0 | 0 | 0 | 0 | 12
NO |  | 258 | 2012 | 10 | 20 | 20 |  | Harding | Jennings | 138 | 138 | Steel Tower | 0.34 | 0 | 4 | 795ACSR | 0 | 0 | 0 | 0 | 0 | 0 | 0 | 0 | 0 | 0 | 0 | 0 | 0 | 0 | 0 | 0 | 0 | 0 | 0 | 0 | 0 | 0 | 0 | 12
NO |  | 258 | 2012 | 10 | 21 | 21 |  | Highland | Mahoningside | 138 | 138 | Wood Pole | 4.19 | 0.69 | 1 | 477ACSR | 0 | 770665 | 770665 | 0 | 0 | 0 | 0 | 0 | 0 | 0 | 0 | 0 | 0 | 0 | 0 | 0 | 0 | 0 | 0 | 0 | 0 | 0 | 0 | 12
NO |  | 258 | 2012 | 10 | 22 | 22 |  | Highland | Mahoningside | 138 | 138 | Wood Pole | 0.09 | 0 | 1 | 795ACSR | 0 | 0 | 0 | 0 | 0 | 0 | 0 | 0 | 0 | 0 | 0 | 0 | 0 | 0 | 0 | 0 | 0 | 0 | 0 | 0 | 0 | 0 | 0 | 12
NO |  | 258 | 2012 | 10 | 23 | 23 |  | Highland | Salt Springs | 138 | 138 | Wood Pole | 0.09 | 0 | 1 | 795ACSR | 0 | 678788 | 678788 | 0 | 0 | 0 | 0 | 0 | 0 | 0 | 0 | 0 | 0 | 0 | 0 | 0 | 0 | 0 | 0 | 0 | 0 | 0 | 0 | 12
NO |  | 258 | 2012 | 10 | 24 | 24 |  | Highland | Salt Springs | 138 | 138 | Steel Tower | 6.2 | 0.48 | 1 | 795ACSR | 0 | 0 | 0 | 0 | 0 | 0 | 0 | 0 | 0 | 0 | 0 | 0 | 0 | 0 | 0 | 0 | 0 | 0 | 0 | 0 | 0 | 0 | 0 | 12
NO |  | 258 | 2012 | 10 | 25 | 25 |  | Horizon | Jennings #1 | 138 | 138 | Steel Tower | 1.58 | 0 | 1 | 1033ACSR | 0 | 1459729 | 1459729 | 0 | 0 | 0 | 0 | 0 | 0 | 0 | 0 | 0 | 0 | 0 | 0 | 0 | 0 | 0 | 0 | 0 | 0 | 0 | 0 | 12
NO |  | 258 | 2012 | 10 | 26 | 26 |  | Horizon | Jennings #1 | 138 | 138 | Underground | 0.25 | 0 | 1 | 2000 CU | 0 | 0 | 0 | 0 | 0 | 0 | 0 | 0 | 0 | 0 | 0 | 0 | 0 | 0 | 0 | 0 | 0 | 0 | 0 | 0 | 0 | 0 | 0 | 12
NO |  | 258 | 2012 | 10 | 27 | 27 |  | Horizon | Jennings #1 | 138 | 138 | Steel Tower | 0.45 | 0 | 1 | 1192ACSR | 0 | 0 | 0 | 0 | 0 | 0 | 0 | 0 | 0 | 0 | 0 | 0 | 0 | 0 | 0 | 0 | 0 | 0 | 0 | 0 | 0 | 0 | 0 | 12
NO |  | 258 | 2012 | 10 | 28 | 28 |  | Horizon | Jennings #1 | 138 | 138 | Steel Tower | 0.05 | 0 | 1 | 795ACSR | 0 | 0 | 0 | 0 | 0 | 0 | 0 | 0 | 0 | 0 | 0 | 0 | 0 | 0 | 0 | 0 | 0 | 0 | 0 | 0 | 0 | 0 | 0 | 12
NO |  | 258 | 2012 | 10 | 29 | 29 |  | Horizon | Jennings #2 | 138 | 138 | Underground | 0 | 0.25 | 1 | 2000 CU | 0 | 0 | 0 | 0 | 0 | 0 | 0 | 0 | 0 | 0 | 0 | 0 | 0 | 0 | 0 | 0 | 0 | 0 | 0 | 0 | 0 | 0 | 0 | 12
NO |  | 258 | 2012 | 10 | 30 | 30 |  | Horizon | Jennings #2 | 138 | 138 | Steel Tower | 0 | 0.45 | 1 | 1192ACSR | 0 | 0 | 0 | 0 | 0 | 0 | 0 | 0 | 0 | 0 | 0 | 0 | 0 | 0 | 0 | 0 | 0 | 0 | 0 | 0 | 0 | 0 | 0 | 12
NO |  | 258 | 2012 | 10 | 31 | 31 |  | Horizon | Jennings #2 | 138 | 138 | Steel Tower | 0 | 1.58 | 1 | 1033ACSR | 0 | 0 | 0 | 0 | 0 | 0 | 0 | 0 | 0 | 0 | 0 | 0 | 0 | 0 | 0 | 0 | 0 | 0 | 0 | 0 | 0 | 0 | 0 | 12
NO |  | 258 | 2012 | 10 | 32 | 32 |  | Horizon | Jennings #2 | 138 | 138 | Steel Tower | 0 | 0.05 | 1 | 795ACSR | 0 | 0 | 0 | 0 | 0 | 0 | 0 | 0 | 0 | 0 | 0 | 0 | 0 | 0 | 0 | 0 | 0 | 0 | 0 | 0 | 0 | 0 | 0 | 12
NO |  | 258 | 2012 | 10 | 33 | 33 |  | Hoytdale | Koppel | 138 | 138 | Steel Tower | 1.68 | 0 | 1 | 795ACSR | 0 | 130102 | 130102 | 0 | 0 | 0 | 0 | 0 | 0 | 0 | 0 | 0 | 0 | 0 | 0 | 0 | 0 | 0 | 0 | 0 | 0 | 0 | 0 | 12
NO |  | 258 | 2012 | 10 | 34 | 34 |  | Hoytdale | Maple | 138 | 138 | H Fr & Wd Pole | 9.51 | 0 | 1 | 477ACSR | 0 | 2047564 | 2047564 | 0 | 0 | 0 | 0 | 0 | 0 | 0 | 0 | 0 | 0 | 0 | 0 | 0 | 0 | 0 | 0 | 0 | 0 | 0 | 0 | 12
NO |  | 258 | 2012 | 10 | 35 | 35 |  | Hoytdale | Maple | 138 | 138 | Steel Tower | 0 | 1.68 | 1 | 795ACSR | 0 | 0 | 0 | 0 | 0 | 0 | 0 | 0 | 0 | 0 | 0 | 0 | 0 | 0 | 0 | 0 | 0 | 0 | 0 | 0 | 0 | 0 | 0 | 12
NO |  | 258 | 2012 | 11 | 1 | 1 |  | Hoytdale | Maple | 138 | 138 | Steel Tower | 0.46 | 0 | 1 | 795ACSR | 0 | 0 | 0 | 0 | 0 | 0 | 0 | 0 | 0 | 0 | 0 | 0 | 0 | 0 | 0 | 0 | 0 | 0 | 0 | 0 | 0 | 0 | 0 | 12
NO |  | 258 | 2012 | 11 | 2 | 2 |  | Hoytdale | New Castle #1 | 138 | 138 | Steel Tower | 0 | 8.1 | 1 | 795ACSR | 0 | 175701 | 175701 | 0 | 0 | 0 | 0 | 0 | 0 | 0 | 0 | 0 | 0 | 0 | 0 | 0 | 0 | 0 | 0 | 0 | 0 | 0 | 0 | 12
NO |  | 258 | 2012 | 11 | 3 | 3 |  | Hoytdale | New Castle #2 | 138 | 138 | Steel Tower | 8.1 | 0 | 1 | 795ACSR | 0 | 823818 | 823818 | 0 | 0 | 0 | 0 | 0 | 0 | 0 | 0 | 0 | 0 | 0 | 0 | 0 | 0 | 0 | 0 | 0 | 0 | 0 | 0 | 12
NO |  | 258 | 2012 | 11 | 4 | 4 |  | Hoytdale | Pine | 138 | 138 | Steel Pole | 13.05 | 0 | 1 | 795ACSR | 76 | 6271326 | 6271402 | 0 | 0 | 0 | 0 | 0 | 0 | 0 | 0 | 0 | 0 | 0 | 0 | 0 | 0 | 0 | 0 | 0 | 0 | 0 | 0 | 12
NO |  | 258 | 2012 | 11 | 5 | 5 |  | Hoytdale | Pine | 138 | 138 | Wood Pole | 9.94 | 0 | 1 | 795ACSR | 0 | 0 | 0 | 0 | 0 | 0 | 0 | 0 | 0 | 0 | 0 | 0 | 0 | 0 | 0 | 0 | 0 | 0 | 0 | 0 | 0 | 0 | 0 | 12
NO |  | 258 | 2012 | 11 | 6 | 6 |  | Hoytdale | Pine | 138 | 138 | Wood Pole | 4.16 | 0 | 1 | 795ACSR | 0 | 0 | 0 | 0 | 0 | 0 | 0 | 0 | 0 | 0 | 0 | 0 | 0 | 0 | 0 | 0 | 0 | 0 | 0 | 0 | 0 | 0 | 0 | 12
NO |  | 258 | 2012 | 11 | 7 | 7 |  | Hunt | Hunt | 138 | 138 | Wood Pole | 2.21 | 0 | 1 | 795ACSR | 0 | 650373 | 650373 | 0 | 0 | 0 | 0 | 0 | 0 | 0 | 0 | 0 | 0 | 0 | 0 | 0 | 0 | 0 | 0 | 0 | 0 | 0 | 0 | 12
NO |  | 258 | 2012 | 11 | 8 | 8 |  | Hunt | Hunt | 138 | 138 | Steel Tower | 0 | 0.05 | 1 | 795ACSR | 0 | 0 | 0 | 0 | 0 | 0 | 0 | 0 | 0 | 0 | 0 | 0 | 0 | 0 | 0 | 0 | 0 | 0 | 0 | 0 | 0 | 0 | 0 | 12
NO |  | 258 | 2012 | 11 | 9 | 9 |  | Inland | Ivy | 138 | 138 | Steel Pole | 0.27 | 0 | 2 | 1590ACSR | 0 | 203685 | 203685 | 0 | 0 | 0 | 0 | 0 | 0 | 0 | 0 | 0 | 0 | 0 | 0 | 0 | 0 | 0 | 0 | 0 | 0 | 0 | 0 | 12
NO |  | 258 | 2012 | 11 | 10 | 10 |  | Ivanhoe | Mahoningside | 138 | 138 | Wood Pole | 1.62 | 0 | 1 | 477ACSR | 0 | 289268 | 289268 | 0 | 0 | 0 | 0 | 0 | 0 | 0 | 0 | 0 | 0 | 0 | 0 | 0 | 0 | 0 | 0 | 0 | 0 | 0 | 0 | 12
NO |  | 258 | 2012 | 11 | 11 | 11 |  | Ivanhoe | Mahoningside | 138 | 138 | Wood Pole | 0.07 | 0 | 1 | 795ACSR | 0 | 0 | 0 | 0 | 0 | 0 | 0 | 0 | 0 | 0 | 0 | 0 | 0 | 0 | 0 | 0 | 0 | 0 | 0 | 0 | 0 | 0 | 0 | 12
NO |  | 258 | 2012 | 11 | 12 | 12 |  | Ivanhoe | Packard | 138 | 138 | Wood H Frame | 2.6 | 0 | 1 | 477ACSR | 0 | 186445 | 186445 | 0 | 0 | 0 | 0 | 0 | 0 | 0 | 0 | 0 | 0 | 0 | 0 | 0 | 0 | 0 | 0 | 0 | 0 | 0 | 0 | 12
NO |  | 258 | 2012 | 11 | 13 | 13 |  | Ivanhoe | Packard | 138 | 138 | Steel Tower | 0.69 | 0 | 1 | 795ACSR | 0 | 0 | 0 | 0 | 0 | 0 | 0 | 0 | 0 | 0 | 0 | 0 | 0 | 0 | 0 | 0 | 0 | 0 | 0 | 0 | 0 | 0 | 0 | 12
NO |  | 258 | 2012 | 11 | 14 | 14 |  | Jackman | Bellevue #2 | 138 | 138 | Steel Tower | 0 | 2.23 | 1 | 636ACRS | 0 | 42870 | 42870 | 0 | 0 | 0 | 0 | 0 | 0 | 0 | 0 | 0 | 0 | 0 | 0 | 0 | 0 | 0 | 0 | 0 | 0 | 0 | 0 | 12
NO |  | 258 | 2012 | 11 | 15 | 15 |  | Jackman | Vulcan | 138 | 138 | Steel Tower | 3.99 | 1.72 | 1 | 636ACSR | 0 | 267905 | 267905 | 0 | 0 | 0 | 0 | 0 | 0 | 0 | 0 | 0 | 0 | 0 | 0 | 0 | 0 | 0 | 0 | 0 | 0 | 0 | 0 | 12
NO |  | 258 | 2012 | 11 | 16 | 16 |  | Jackman | Vulcan | 138 | 138 | Steel Pole | 0.04 | 0 | 1 | 954ACSR | 0 | 0 | 0 | 0 | 0 | 0 | 0 | 0 | 0 | 0 | 0 | 0 | 0 | 0 | 0 | 0 | 0 | 0 | 0 | 0 | 0 | 0 | 0 | 12
NO |  | 258 | 2012 | 11 | 17 | 17 |  | Jackman | Vulcan | 138 | 138 | Steel Pole | 0.61 | 0 | 1 | 605ACSR | 0 | 0 | 0 | 0 | 0 | 0 | 0 | 0 | 0 | 0 | 0 | 0 | 0 | 0 | 0 | 0 | 0 | 0 | 0 | 0 | 0 | 0 | 0 | 12
NO |  | 258 | 2012 | 11 | 18 | 18 |  | Jennings | Clark | 138 | 138 | Wood Pole | 0.32 | 0 | 1 | 795ACSR | 0 | 142419 | 142419 | 0 | 0 | 0 | 0 | 0 | 0 | 0 | 0 | 0 | 0 | 0 | 0 | 0 | 0 | 0 | 0 | 0 | 0 | 0 | 0 | 12
NO |  | 258 | 2012 | 11 | 19 | 19 |  | Johnson | Lorain | 138 | 138 | Steel Tower | 3.63 | 0 | 1 | 4/0 CU | 0 | 1188534 | 1188534 | 0 | 0 | 0 | 0 | 0 | 0 | 0 | 0 | 0 | 0 | 0 | 0 | 0 | 0 | 0 | 0 | 0 | 0 | 0 | 0 | 12
NO |  | 258 | 2012 | 11 | 20 | 20 |  | Johnson | Lorain | 138 | 138 | Steel Pole | 3.45 | 0.03 | 1 | 605ACSR | 0 | 0 | 0 | 0 | 0 | 0 | 0 | 0 | 0 | 0 | 0 | 0 | 0 | 0 | 0 | 0 | 0 | 0 | 0 | 0 | 0 | 0 | 0 | 12
NO |  | 258 | 2012 | 11 | 21 | 21 |  | Johnson | Lorain | 138 | 138 | Steel Tower | 5.13 | 0 | 1 | 636ACSR | 0 | 0 | 0 | 0 | 0 | 0 | 0 | 0 | 0 | 0 | 0 | 0 | 0 | 0 | 0 | 0 | 0 | 0 | 0 | 0 | 0 | 0 | 0 | 12
NO |  | 258 | 2012 | 11 | 22 | 22 |  | Johnson | USS/Kobe | 138 | 138 | Wood H Frame | 3.3 | 0 | 1 | 336ACSR | 0 | 954360 | 954360 | 0 | 0 | 0 | 0 | 0 | 0 | 0 | 0 | 0 | 0 | 0 | 0 | 0 | 0 | 0 | 0 | 0 | 0 | 0 | 0 | 12
NO |  | 258 | 2012 | 11 | 23 | 23 |  | Johnson | USS/Kobe | 138 | 138 | Steel Tower | 0.65 | 0.95 | 1 | 336ACSR | 0 | 0 | 0 | 0 | 0 | 0 | 0 | 0 | 0 | 0 | 0 | 0 | 0 | 0 | 0 | 0 | 0 | 0 | 0 | 0 | 0 | 0 | 0 | 12
NO |  | 258 | 2012 | 11 | 24 | 24 |  | Jordan | Inland | 138 | 138 | Steel Pole | 5.35 | 0 | 2 | 795ACSR | 0 | 1206132 | 1206132 | 0 | 0 | 0 | 0 | 0 | 0 | 0 | 0 | 0 | 0 | 0 | 0 | 0 | 0 | 0 | 0 | 0 | 0 | 0 | 0 | 12
NO |  | 258 | 2012 | 11 | 25 | 25 |  | Juniper | Jennings | 138 | 138 | Steel Tower | 0.13 | 0 | 1 | 1033ACSR | 0 | 3194611 | 3194611 | 0 | 0 | 0 | 0 | 0 | 0 | 0 | 0 | 0 | 0 | 0 | 0 | 0 | 0 | 0 | 0 | 0 | 0 | 0 | 0 | 12
NO |  | 258 | 2012 | 11 | 26 | 26 |  | Juniper | Jennings | 138 | 138 | Underground | 0.2 | 0 | 1 | 2500CAL | 0 | 0 | 0 | 0 | 0 | 0 | 0 | 0 | 0 | 0 | 0 | 0 | 0 | 0 | 0 | 0 | 0 | 0 | 0 | 0 | 0 | 0 | 0 | 12
NO |  | 258 | 2012 | 11 | 27 | 27 |  | Juniper | Jennings | 138 | 138 | Steel Tower | 10.5 | 0 | 1 | 795ACSR | 0 | 0 | 0 | 0 | 0 | 0 | 0 | 0 | 0 | 0 | 0 | 0 | 0 | 0 | 0 | 0 | 0 | 0 | 0 | 0 | 0 | 0 | 0 | 12
NO |  | 258 | 2012 | 11 | 28 | 28 |  | Juniper | Jennings | 138 | 138 | Steel Tower | 9.93 | 0 | 1 | 795ACSR | 0 | 0 | 0 | 0 | 0 | 0 | 0 | 0 | 0 | 0 | 0 | 0 | 0 | 0 | 0 | 0 | 0 | 0 | 0 | 0 | 0 | 0 | 0 | 12
NO |  | 258 | 2012 | 11 | 29 | 29 |  | Juniper | Jennings | 138 | 138 | Steel Pole | 2.24 | 0 | 1 | 795ACSR | 0 | 0 | 0 | 0 | 0 | 0 | 0 | 0 | 0 | 0 | 0 | 0 | 0 | 0 | 0 | 0 | 0 | 0 | 0 | 0 | 0 | 0 | 0 | 12
NO |  | 258 | 2012 | 11 | 30 | 30 |  | Juniper | Jennings | 138 | 138 | Steel Tower | 1.23 | 0 | 2 | 795ACSR | 0 | 0 | 0 | 0 | 0 | 0 | 0 | 0 | 0 | 0 | 0 | 0 | 0 | 0 | 0 | 0 | 0 | 0 | 0 | 0 | 0 | 0 | 0 | 12
NO |  | 258 | 2012 | 11 | 31 | 31 |  | Juniper | Jennings | 138 | 138 | Steel Tower | 0.71 | 0 | 1 | 954ACSR | 0 | 0 | 0 | 0 | 0 | 0 | 0 | 0 | 0 | 0 | 0 | 0 | 0 | 0 | 0 | 0 | 0 | 0 | 0 | 0 | 0 | 0 | 0 | 12
NO |  | 258 | 2012 | 11 | 32 | 32 |  | Juniper | Jennings | 138 | 138 | Steel Tower | 0.13 | 0 | 1 | 500ACSR | 0 | 0 | 0 | 0 | 0 | 0 | 0 | 0 | 0 | 0 | 0 | 0 | 0 | 0 | 0 | 0 | 0 | 0 | 0 | 0 | 0 | 0 | 0 | 12
NO |  | 258 | 2012 | 11 | 33 | 33 |  | Juniper | Jennings | 138 | 138 | Steel Tower | 0.13 | 0 | 1 | 4/0 CU | 0 | 0 | 0 | 0 | 0 | 0 | 0 | 0 | 0 | 0 | 0 | 0 | 0 | 0 | 0 | 0 | 0 | 0 | 0 | 0 | 0 | 0 | 0 | 12
NO |  | 258 | 2012 | 11 | 34 | 34 |  | Juniper | Newburgh | 138 | 138 | Steel Tower | 0.13 | 0 | 1 | 1033ACSR | 0 | 2439898 | 2439898 | 0 | 0 | 0 | 0 | 0 | 0 | 0 | 0 | 0 | 0 | 0 | 0 | 0 | 0 | 0 | 0 | 0 | 0 | 0 | 0 | 12
NO |  | 258 | 2012 | 11 | 35 | 35 |  | Juniper | Newburgh | 138 | 138 | Underground | 0.2 | 0 | 1 | 2500CAL | 0 | 0 | 0 | 0 | 0 | 0 | 0 | 0 | 0 | 0 | 0 | 0 | 0 | 0 | 0 | 0 | 0 | 0 | 0 | 0 | 0 | 0 | 0 | 12
NO |  | 258 | 2012 | 12 | 1 | 1 |  | Juniper | Newburgh | 138 | 138 | Steel Pole | 10.93 | 0 | 1 | 795ACSR | 0 | 0 | 0 | 0 | 0 | 0 | 0 | 0 | 0 | 0 | 0 | 0 | 0 | 0 | 0 | 0 | 0 | 0 | 0 | 0 | 0 | 0 | 0 | 12
NO |  | 258 | 2012 | 12 | 2 | 2 |  | Juniper | Newburgh | 138 | 138 | Steel Tower | 2.45 | 0 | 2 | 795ACSR | 0 | 0 | 0 | 0 | 0 | 0 | 0 | 0 | 0 | 0 | 0 | 0 | 0 | 0 | 0 | 0 | 0 | 0 | 0 | 0 | 0 | 0 | 0 | 12
NO |  | 258 | 2012 | 12 | 3 | 3 |  | Juniper | Newburgh | 138 | 138 | Steel Pole | 9.69 | 0 | 1 | 795ACSR | 0 | 0 | 0 | 0 | 0 | 0 | 0 | 0 | 0 | 0 | 0 | 0 | 0 | 0 | 0 | 0 | 0 | 0 | 0 | 0 | 0 | 0 | 0 | 12
NO |  | 258 | 2012 | 12 | 4 | 4 |  | Juniper | Newburgh | 138 | 138 | Steel Tower | 0.71 | 0 | 2 | 954ACSR | 0 | 0 | 0 | 0 | 0 | 0 | 0 | 0 | 0 | 0 | 0 | 0 | 0 | 0 | 0 | 0 | 0 | 0 | 0 | 0 | 0 | 0 | 0 | 12
NO |  | 258 | 2012 | 12 | 5 | 5 |  | Juniper | Pleasant Valley | 138 | 138 | Steel Tower | 7.06 | 0 | 2 | 795ACSR | 0 | 456246 | 456246 | 0 | 0 | 0 | 0 | 0 | 0 | 0 | 0 | 0 | 0 | 0 | 0 | 0 | 0 | 0 | 0 | 0 | 0 | 0 | 0 | 12
NO |  | 258 | 2012 | 12 | 6 | 6 |  | Juniper | Pleasant Valley | 138 | 138 | Wood Pole | 0.01 | 0 | 2 | 795ACSR | 0 | 0 | 0 | 0 | 0 | 0 | 0 | 0 | 0 | 0 | 0 | 0 | 0 | 0 | 0 | 0 | 0 | 0 | 0 | 0 | 0 | 0 | 0 | 12
NO |  | 258 | 2012 | 12 | 7 | 7 |  | Juniper | Pleasant Valley | 138 | 138 | Steel Tower | 1.08 | 0 | 2 | 954ACSR | 0 | 0 | 0 | 0 | 0 | 0 | 0 | 0 | 0 | 0 | 0 | 0 | 0 | 0 | 0 | 0 | 0 | 0 | 0 | 0 | 0 | 0 | 0 | 12
NO |  | 258 | 2012 | 12 | 8 | 8 |  | Kirby | Roberts | 138 | 138 | Wood Pole | 4.54 | 0 | 1 | 336ACSR | 0 | 1688045 | 1688045 | 0 | 0 | 0 | 0 | 0 | 0 | 0 | 0 | 0 | 0 | 0 | 0 | 0 | 0 | 0 | 0 | 0 | 0 | 0 | 0 | 12
NO |  | 258 | 2012 | 12 | 9 | 9 |  | Kirby | Roberts | 138 | 138 | Wood Pole | 10.04 | 0 | 1 | 795ACSR | 0 | 0 | 0 | 0 | 0 | 0 | 0 | 0 | 0 | 0 | 0 | 0 | 0 | 0 | 0 | 0 | 0 | 0 | 0 | 0 | 0 | 0 | 0 | 12
NO |  | 258 | 2012 | 12 | 10 | 10 |  | Kirby | Tangy | 138 | 138 | Wood Pole | 21.88 | 0 | 1 | 795ACSR | 0 | 4274344 | 4274344 | 0 | 0 | 0 | 0 | 0 | 0 | 0 | 0 | 0 | 0 | 0 | 0 | 0 | 0 | 0 | 0 | 0 | 0 | 0 | 0 | 12
NO |  | 258 | 2012 | 12 | 11 | 11 |  | Lake Shore | Hamilton | 138 | 138 | Underground | 2.96 | 0 | 2 | 2000 PIPE CBL | 0 | 3583533 | 3583533 | 0 | 0 | 0 | 0 | 0 | 0 | 0 | 0 | 0 | 0 | 0 | 0 | 0 | 0 | 0 | 0 | 0 | 0 | 0 | 0 | 12
NO |  | 258 | 2012 | 12 | 12 | 12 |  | Lake Shore | Inland (Owned) | 138 | 138 | Steel Pole | 0.66 | 0 | 1 | 1192ACSR | 0 | 370472 | 370472 | 0 | 0 | 0 | 0 | 0 | 0 | 0 | 0 | 0 | 0 | 0 | 0 | 0 | 0 | 0 | 0 | 0 | 0 | 0 | 0 | 12
NO |  | 258 | 2012 | 12 | 13 | 13 |  | Lakeview | Ottawa | 138 | 138 | Steel Tower | 2.54 | 0 | 1 | 739ACSR | 0 | 991534 | 991534 | 0 | 0 | 0 | 0 | 0 | 0 | 0 | 0 | 0 | 0 | 0 | 0 | 0 | 0 | 0 | 0 | 0 | 0 | 0 | 0 | 12
NO |  | 258 | 2012 | 12 | 14 | 14 |  | Lakeview | Ottawa | 138 | 138 | Steel Tower | 0.04 | 0 | 1 | 954ACSR | 0 | 0 | 0 | 0 | 0 | 0 | 0 | 0 | 0 | 0 | 0 | 0 | 0 | 0 | 0 | 0 | 0 | 0 | 0 | 0 | 0 | 0 | 0 | 12
NO |  | 258 | 2012 | 12 | 15 | 15 |  | Lakeview | Ottawa | 138 | 138 | Steel Tower | 7.75 | 0 | 1 | 795ACSR | 0 | 0 | 0 | 0 | 0 | 0 | 0 | 0 | 0 | 0 | 0 | 0 | 0 | 0 | 0 | 0 | 0 | 0 | 0 | 0 | 0 | 0 | 0 | 12
NO |  | 258 | 2012 | 12 | 16 | 16 |  | Lemoyne | Midway | 138 | 138 | Steel Tower | 24.23 | 0 | 1 | 336ACSR | 0 | 385452 | 385452 | 0 | 0 | 0 | 0 | 0 | 0 | 0 | 0 | 0 | 0 | 0 | 0 | 0 | 0 | 0 | 0 | 0 | 0 | 0 | 0 | 12
NO |  | 258 | 2012 | 12 | 17 | 17 |  | Lemoyne | Midway (Brim) | 138 | 138 | Steel Tower | 0 | 24.23 | 1 | 336ACSR | 0 | 1009460 | 1009460 | 0 | 0 | 0 | 0 | 0 | 0 | 0 | 0 | 0 | 0 | 0 | 0 | 0 | 0 | 0 | 0 | 0 | 0 | 0 | 0 | 12
NO |  | 258 | 2012 | 12 | 18 | 18 |  | Lemoyne | Midway (Brim) | 138 | 138 | Wood Pole | 5.11 | 0 | 1 | 954AA | 0 | 0 | 0 | 0 | 0 | 0 | 0 | 0 | 0 | 0 | 0 | 0 | 0 | 0 | 0 | 0 | 0 | 0 | 0 | 0 | 0 | 0 | 0 | 12
NO |  | 258 | 2012 | 12 | 19 | 19 |  | Lemoyne | O.P.Tie Fostoria #1 | 138 | 138 | Steel Tower | 4.04 | 0 | 1 | 477ACSR | 0 | 180143 | 180143 | 0 | 0 | 0 | 0 | 0 | 0 | 0 | 0 | 0 | 0 | 0 | 0 | 0 | 0 | 0 | 0 | 0 | 0 | 0 | 0 | 12
NO |  | 258 | 2012 | 12 | 20 | 20 |  | Lemoyne | O.P.Tie Fostoria #1 | 138 | 138 | Steel Tower | 0.28 | 0 | 1 | 954ACSR | 0 | 0 | 0 | 0 | 0 | 0 | 0 | 0 | 0 | 0 | 0 | 0 | 0 | 0 | 0 | 0 | 0 | 0 | 0 | 0 | 0 | 0 | 0 | 12
NO |  | 258 | 2012 | 12 | 21 | 21 |  | Lemoyne | O.P.Tie Fostoria #2 | 138 | 138 | Steel Tower | 0 | 4.32 | 1 | 954ACSR | 0 | 43180 | 43180 | 0 | 0 | 0 | 0 | 0 | 0 | 0 | 0 | 0 | 0 | 0 | 0 | 0 | 0 | 0 | 0 | 0 | 0 | 0 | 0 | 12
NO |  | 258 | 2012 | 12 | 22 | 22 |  | Lemoyne | West Fremont | 138 | 138 | Wood Pole | 24.91 | 0 | 1 | 954AA | 0 | 1524493 | 1524493 | 0 | 0 | 0 | 0 | 0 | 0 | 0 | 0 | 0 | 0 | 0 | 0 | 0 | 0 | 0 | 0 | 0 | 0 | 0 | 0 | 12
NO |  | 258 | 2012 | 12 | 23 | 23 |  | Lemoyne | West Fremont | 138 | 138 | Steel Pole | 0.55 | 0 | 1 | 954AA | 0 | 0 | 0 | 0 | 0 | 0 | 0 | 0 | 0 | 0 | 0 | 0 | 0 | 0 | 0 | 0 | 0 | 0 | 0 | 0 | 0 | 0 | 0 | 12
NO |  | 258 | 2012 | 12 | 24 | 24 |  | Leroy Center | Nursery | 138 | 138 | Steel Tower | 5.81 | 0 | 2 | 795ACSR | 0 | 712445 | 712445 | 0 | 0 | 0 | 0 | 0 | 0 | 0 | 0 | 0 | 0 | 0 | 0 | 0 | 0 | 0 | 0 | 0 | 0 | 0 | 0 | 12
NO |  | 258 | 2012 | 12 | 25 | 25 |  | Lincoln Park | Lowellville | 138 | 138 | Steel Tower | 5.58 | 0 | 1 | 300CU | 0 | 286919 | 286919 | 0 | 0 | 0 | 0 | 0 | 0 | 0 | 0 | 0 | 0 | 0 | 0 | 0 | 0 | 0 | 0 | 0 | 0 | 0 | 0 | 12
NO |  | 258 | 2012 | 12 | 26 | 26 |  | Lincoln Park | Lowellville | 138 | 138 | Steel Tower | 2.91 | 0 | 1 | 477ACSR | 0 | 0 | 0 | 0 | 0 | 0 | 0 | 0 | 0 | 0 | 0 | 0 | 0 | 0 | 0 | 0 | 0 | 0 | 0 | 0 | 0 | 0 | 0 | 12
NO |  | 258 | 2012 | 12 | 27 | 27 |  | Lincoln Park | Lowellville | 138 | 138 | Steel Tower | 0.04 | 0 | 1 | 795ACSR | 0 | 0 | 0 | 0 | 0 | 0 | 0 | 0 | 0 | 0 | 0 | 0 | 0 | 0 | 0 | 0 | 0 | 0 | 0 | 0 | 0 | 0 | 0 | 12
NO |  | 258 | 2012 | 12 | 28 | 28 |  | Lincoln Park | Masury | 138 | 138 | Wood Pole | 1.43 | 0 | 1 | 477ACSR | 0 | 707671 | 707671 | 0 | 0 | 0 | 0 | 0 | 0 | 0 | 0 | 0 | 0 | 0 | 0 | 0 | 0 | 0 | 0 | 0 | 0 | 0 | 0 | 12
NO |  | 258 | 2012 | 12 | 29 | 29 |  | Lincoln Park | Masury | 138 | 138 | Steel Tower | 0.41 | 3.14 | 1 | 477ACSR | 0 | 0 | 0 | 0 | 0 | 0 | 0 | 0 | 0 | 0 | 0 | 0 | 0 | 0 | 0 | 0 | 0 | 0 | 0 | 0 | 0 | 0 | 0 | 12
NO |  | 258 | 2012 | 12 | 30 | 30 |  | Lincoln Park | Masury | 138 | 138 | Steel Tower | 0.43 | 0 | 1 | 795ACSR | 0 | 0 | 0 | 0 | 0 | 0 | 0 | 0 | 0 | 0 | 0 | 0 | 0 | 0 | 0 | 0 | 0 | 0 | 0 | 0 | 0 | 0 | 0 | 12
NO |  | 258 | 2012 | 12 | 31 | 31 |  | Lincoln Park | Masury | 138 | 138 | Steel Tower | 6.76 | 0 | 1 | 300CU | 0 | 0 | 0 | 0 | 0 | 0 | 0 | 0 | 0 | 0 | 0 | 0 | 0 | 0 | 0 | 0 | 0 | 0 | 0 | 0 | 0 | 0 | 0 | 12
NO |  | 258 | 2012 | 12 | 32 | 32 |  | Lincoln Park | Masury | 138 | 138 | Wood H Frame | 0.28 | 0 | 1 | 300CU | 0 | 0 | 0 | 0 | 0 | 0 | 0 | 0 | 0 | 0 | 0 | 0 | 0 | 0 | 0 | 0 | 0 | 0 | 0 | 0 | 0 | 0 | 0 | 12
NO |  | 258 | 2012 | 12 | 33 | 33 |  | Longview | Empire Steel | 138 | 138 | Steel Tower | 0.1 | 0 | 1 | 336ACSR | 0 | 71641 | 71641 | 0 | 0 | 0 | 0 | 0 | 0 | 0 | 0 | 0 | 0 | 0 | 0 | 0 | 0 | 0 | 0 | 0 | 0 | 0 | 0 | 12
NO |  | 258 | 2012 | 12 | 34 | 34 |  | Longview | Empire Steel | 138 | 138 | Wood H Frame | 2.17 | 0 | 1 | 336ACSR | 0 | 0 | 0 | 0 | 0 | 0 | 0 | 0 | 0 | 0 | 0 | 0 | 0 | 0 | 0 | 0 | 0 | 0 | 0 | 0 | 0 | 0 | 0 | 12
NO |  | 258 | 2012 | 12 | 35 | 35 |  | MacLean | Chrysler | 138 | 138 | Wood Pole | 0.5 | 0 | 1 | 336ACSR | 0 | 357233 | 357233 | 0 | 0 | 0 | 0 | 0 | 0 | 0 | 0 | 0 | 0 | 0 | 0 | 0 | 0 | 0 | 0 | 0 | 0 | 0 | 0 | 12
NO |  | 258 | 2012 | 13 | 1 | 1 |  | MacLean | Chrysler | 138 | 138 | Wood Pole | 4.27 | 0 | 1 | 954AA | 0 | 0 | 0 | 0 | 0 | 0 | 0 | 0 | 0 | 0 | 0 | 0 | 0 | 0 | 0 | 0 | 0 | 0 | 0 | 0 | 0 | 0 | 0 | 12
NO |  | 258 | 2012 | 13 | 2 | 2 |  | Maple | Krendale | 138 | 138 | H-Fr & Wd Pole | 12.95 | 0 | 1 | 477ACSR | 0 | 4187962 | 4187962 | 0 | 0 | 0 | 0 | 0 | 0 | 0 | 0 | 0 | 0 | 0 | 0 | 0 | 0 | 0 | 0 | 0 | 0 | 0 | 0 | 12
NO |  | 258 | 2012 | 13 | 3 | 3 |  | Maple | Krendale | 138 | 138 | Wood Pole | 0.09 | 0 | 1 | 795ACSR | 0 | 0 | 0 | 0 | 0 | 0 | 0 | 0 | 0 | 0 | 0 | 0 | 0 | 0 | 0 | 0 | 0 | 0 | 0 | 0 | 0 | 0 | 0 | 12
NO |  | 258 | 2012 | 13 | 4 | 4 |  | Maple | Pine | 138 | 138 | Wd & Stl pole | 0.54 | 0 | 1 | 336ACSR | 305 | 6543063 | 6543368 | 0 | 0 | 0 | 0 | 0 | 0 | 0 | 0 | 0 | 0 | 0 | 0 | 0 | 0 | 0 | 0 | 0 | 0 | 0 | 0 | 12
NO |  | 258 | 2012 | 13 | 5 | 5 |  | Maple | Pine | 138 | 138 | Wd & Stl pole | 12.95 | 0.77 | 1 | 795ACSR | 0 | 0 | 0 | 0 | 0 | 0 | 0 | 0 | 0 | 0 | 0 | 0 | 0 | 0 | 0 | 0 | 0 | 0 | 0 | 0 | 0 | 0 | 0 | 12
NO |  | 258 | 2012 | 13 | 6 | 6 |  | Masury | Crossland (OH) | 138 | 138 | Wood H Frame | 1.33 | 0 | 1 | 336ACSR | 0 | 534144 | 534144 | 0 | 0 | 0 | 0 | 0 | 0 | 0 | 0 | 0 | 0 | 0 | 0 | 0 | 0 | 0 | 0 | 0 | 0 | 0 | 0 | 12
NO |  | 258 | 2012 | 13 | 7 | 7 |  | Masury | Crossland (OH) | 138 | 138 | Steel Tower | 4.57 | 0.8 | 1 | 477ACSR | 0 | 0 | 0 | 0 | 0 | 0 | 0 | 0 | 0 | 0 | 0 | 0 | 0 | 0 | 0 | 0 | 0 | 0 | 0 | 0 | 0 | 0 | 0 | 12
NO |  | 258 | 2012 | 13 | 8 | 8 |  | Masury | Crossland (PA) | 138 | 138 | Wood Pole | 0.09 | 0 | 1 | 336ACSR | 0 | 35212 | 35212 | 0 | 0 | 0 | 0 | 0 | 0 | 0 | 0 | 0 | 0 | 0 | 0 | 0 | 0 | 0 | 0 | 0 | 0 | 0 | 0 | 12
NO |  | 258 | 2012 | 13 | 9 | 9 |  | Masury | Crossland (PA) | 138 | 138 | Steel Tower | 0.01 | 0 | 1 | 477ACSR | 0 | 0 | 0 | 0 | 0 | 0 | 0 | 0 | 0 | 0 | 0 | 0 | 0 | 0 | 0 | 0 | 0 | 0 | 0 | 0 | 0 | 0 | 0 | 12
NO |  | 258 | 2012 | 13 | 10 | 10 |  | Masury | Crossland (PA) | 138 | 138 | Wood Pole | 0.09 | 0 | 1 | 795ACSR | 0 | 0 | 0 | 0 | 0 | 0 | 0 | 0 | 0 | 0 | 0 | 0 | 0 | 0 | 0 | 0 | 0 | 0 | 0 | 0 | 0 | 0 | 0 | 12
NO |  | 258 | 2012 | 13 | 11 | 11 |  | Masury | Maysville (OH) | 138 | 138 | Wood Pole | 6.36 | 0 | 1 | 477ACSR | 0 | 1734296 | 1734296 | 0 | 0 | 0 | 0 | 0 | 0 | 0 | 0 | 0 | 0 | 0 | 0 | 0 | 0 | 0 | 0 | 0 | 0 | 0 | 0 | 12
NO |  | 258 | 2012 | 13 | 12 | 12 |  | Masury | Maysville (OH) | 138 | 138 | Steel Tower | 0 | 3.5 | 1 | 795ACSR | 0 | 0 | 0 | 0 | 0 | 0 | 0 | 0 | 0 | 0 | 0 | 0 | 0 | 0 | 0 | 0 | 0 | 0 | 0 | 0 | 0 | 0 | 0 | 12
NO |  | 258 | 2012 | 13 | 13 | 13 |  | Masury | Maysville (PA) | 138 | 138 | Wood Pole | 8.68 | 0 | 1 | 795ACSR | 68 | 1153246 | 1153314 | 0 | 0 | 0 | 0 | 0 | 0 | 0 | 0 | 0 | 0 | 0 | 0 | 0 | 0 | 0 | 0 | 0 | 0 | 0 | 0 | 12
NO |  | 258 | 2012 | 13 | 14 | 14 |  | Masury | Salt Springs | 138 | 138 | Steel Tower | 11.87 | 0 | 1 | 300CU | 0 | 5245369 | 5245369 | 0 | 0 | 0 | 0 | 0 | 0 | 0 | 0 | 0 | 0 | 0 | 0 | 0 | 0 | 0 | 0 | 0 | 0 | 0 | 0 | 12
NO |  | 258 | 2012 | 13 | 15 | 15 |  | Masury | Salt Springs | 138 | 138 | Steel Tower | 0.54 | 0 | 1 | 5/8" HI TENSO | 0 | 0 | 0 | 0 | 0 | 0 | 0 | 0 | 0 | 0 | 0 | 0 | 0 | 0 | 0 | 0 | 0 | 0 | 0 | 0 | 0 | 0 | 0 | 12
NO |  | 258 | 2012 | 13 | 16 | 16 |  | Masury | Salt Springs | 138 | 138 | Steel Tower | 0.05 | 0 | 1 | 795ACSR | 0 | 0 | 0 | 0 | 0 | 0 | 0 | 0 | 0 | 0 | 0 | 0 | 0 | 0 | 0 | 0 | 0 | 0 | 0 | 0 | 0 | 0 | 0 | 12
NO |  | 258 | 2012 | 13 | 17 | 17 |  | Masury | Salt Springs | 138 | 138 | Steel Tower | 0.01 | 0 | 1 | 477ACSR | 0 | 0 | 0 | 0 | 0 | 0 | 0 | 0 | 0 | 0 | 0 | 0 | 0 | 0 | 0 | 0 | 0 | 0 | 0 | 0 | 0 | 0 | 0 | 12
NO |  | 258 | 2012 | 13 | 18 | 18 |  | Masury | Shenango (OH) | 138 | 138 | Steel Tower | 0.33 | 0 | 1 | 300CU | 0 | 491595 | 491595 | 0 | 0 | 0 | 0 | 0 | 0 | 0 | 0 | 0 | 0 | 0 | 0 | 0 | 0 | 0 | 0 | 0 | 0 | 0 | 0 | 12
NO |  | 258 | 2012 | 13 | 19 | 19 |  | Masury | Shenango (OH) | 138 | 138 | Steel Tower | 5.5 | 0 | 1 | 477ACSR | 0 | 0 | 0 | 0 | 0 | 0 | 0 | 0 | 0 | 0 | 0 | 0 | 0 | 0 | 0 | 0 | 0 | 0 | 0 | 0 | 0 | 0 | 0 | 12
NO |  | 258 | 2012 | 13 | 20 | 20 |  | Masury | Shenango (OH) | 138 | 138 | Steel Tower | 1.1 | 0 | 1 | 795ACSR | 0 | 0 | 0 | 0 | 0 | 0 | 0 | 0 | 0 | 0 | 0 | 0 | 0 | 0 | 0 | 0 | 0 | 0 | 0 | 0 | 0 | 0 | 0 | 12
NO |  | 258 | 2012 | 13 | 21 | 21 |  | Mayfield | Northfield | 138 | 138 | Steel Pole | 1.72 | 0 | 2 | 1192ACSR | 0 | 3795914 | 3795914 | 0 | 0 | 0 | 0 | 0 | 0 | 0 | 0 | 0 | 0 | 0 | 0 | 0 | 0 | 0 | 0 | 0 | 0 | 0 | 0 | 12
NO |  | 258 | 2012 | 13 | 22 | 22 |  | Mayfield | Northfield | 138 | 138 | Steel Tower | 18.34 | 0 | 2 | 795ACSR | 0 | 0 | 0 | 0 | 0 | 0 | 0 | 0 | 0 | 0 | 0 | 0 | 0 | 0 | 0 | 0 | 0 | 0 | 0 | 0 | 0 | 0 | 0 | 12
NO |  | 258 | 2012 | 13 | 23 | 23 |  | Mayfield | Northfield | 138 | 138 | Steel Pole | 7.62 | 0 | 2 | 795ACSR | 0 | 0 | 0 | 0 | 0 | 0 | 0 | 0 | 0 | 0 | 0 | 0 | 0 | 0 | 0 | 0 | 0 | 0 | 0 | 0 | 0 | 0 | 0 | 12
NO |  | 258 | 2012 | 13 | 24 | 24 |  | Midway | Stryker - Richland | 138 | 138 | Steel Tower | 39.04 | 33.04 | 1 | 336ACSR | 0 | 1290774 | 1290774 | 0 | 0 | 0 | 0 | 0 | 0 | 0 | 0 | 0 | 0 | 0 | 0 | 0 | 0 | 0 | 0 | 0 | 0 | 0 | 0 | 12
NO |  | 258 | 2012 | 13 | 25 | 25 |  | Midway | Stryker - Richland | 138 | 138 | Wood Pole | 1.74 | 1.74 | 1 | 336ACSR | 0 | 0 | 0 | 0 | 0 | 0 | 0 | 0 | 0 | 0 | 0 | 0 | 0 | 0 | 0 | 0 | 0 | 0 | 0 | 0 | 0 | 0 | 0 | 12
NO |  | 258 | 2012 | 13 | 26 | 26 |  | Midway | Wauseon - Richland | 138 | 138 | Wood Pole | 4.98 | 0 | 1 | 336ACSR | 0 | 139950 | 139950 | 0 | 0 | 0 | 0 | 0 | 0 | 0 | 0 | 0 | 0 | 0 | 0 | 0 | 0 | 0 | 0 | 0 | 0 | 0 | 0 | 12
NO |  | 258 | 2012 | 13 | 27 | 27 |  | Niles | Bluebell | 138 | 138 | Steel Tower | 22.03 | 3.95 | 1 | 336ACSR | 0 | 293214 | 293214 | 0 | 0 | 0 | 0 | 0 | 0 | 0 | 0 | 0 | 0 | 0 | 0 | 0 | 0 | 0 | 0 | 0 | 0 | 0 | 0 | 12
NO |  | 258 | 2012 | 13 | 28 | 28 |  | Niles | Bluebell | 138 | 138 | Wood H Frame | 0.26 | 0 | 1 | 477ACSR | 0 | 0 | 0 | 0 | 0 | 0 | 0 | 0 | 0 | 0 | 0 | 0 | 0 | 0 | 0 | 0 | 0 | 0 | 0 | 0 | 0 | 0 | 0 | 12
NO |  | 258 | 2012 | 13 | 29 | 29 |  | Niles | Evergreen | 138 | 138 | Steel Tower | 0 | 2.5 | 1 | 336ACSR | 0 | 314547 | 314547 | 0 | 0 | 0 | 0 | 0 | 0 | 0 | 0 | 0 | 0 | 0 | 0 | 0 | 0 | 0 | 0 | 0 | 0 | 0 | 0 | 12
NO |  | 258 | 2012 | 13 | 30 | 30 |  | Niles | Evergreen | 138 | 138 | Steel Tower | 0.48 | 0 | 1 | 477ACSR | 0 | 0 | 0 | 0 | 0 | 0 | 0 | 0 | 0 | 0 | 0 | 0 | 0 | 0 | 0 | 0 | 0 | 0 | 0 | 0 | 0 | 0 | 0 | 12
NO |  | 258 | 2012 | 13 | 31 | 31 |  | Niles | Evergreen | 138 | 138 | Steel Tower | 4.05 | 0 | 1 | 795ACSR | 0 | 0 | 0 | 0 | 0 | 0 | 0 | 0 | 0 | 0 | 0 | 0 | 0 | 0 | 0 | 0 | 0 | 0 | 0 | 0 | 0 | 0 | 0 | 12
NO |  | 258 | 2012 | 13 | 32 | 32 |  | Niles | Salt Springs | 138 | 138 | Steel Tower | 3.16 | 0 | 1 | 795ACSR | 0 | 261636 | 261636 | 0 | 0 | 0 | 0 | 0 | 0 | 0 | 0 | 0 | 0 | 0 | 0 | 0 | 0 | 0 | 0 | 0 | 0 | 0 | 0 | 12
NO |  | 258 | 2012 | 13 | 33 | 33 |  | Northfield | Juniper | 138 | 138 | Steel Tower | 0.17 | 0 | 4 | 1033ACSR | 0 | 739711 | 739711 | 0 | 0 | 0 | 0 | 0 | 0 | 0 | 0 | 0 | 0 | 0 | 0 | 0 | 0 | 0 | 0 | 0 | 0 | 0 | 0 | 12
NO |  | 258 | 2012 | 13 | 34 | 34 |  | Northfield | Juniper | 138 | 138 | Steel Tower | 2.21 | 0 | 4 | 795ACSR | 0 | 0 | 0 | 0 | 0 | 0 | 0 | 0 | 0 | 0 | 0 | 0 | 0 | 0 | 0 | 0 | 0 | 0 | 0 | 0 | 0 | 0 | 0 | 12
NO |  | 258 | 2012 | 13 | 35 | 35 |  | O.I. Levis Park | Midway | 138 | 138 | Wood Pole | 0.63 | 0 | 1 | 336ACSR | 0 | 766417 | 766417 | 0 | 0 | 0 | 0 | 0 | 0 | 0 | 0 | 0 | 0 | 0 | 0 | 0 | 0 | 0 | 0 | 0 | 0 | 0 | 0 | 12
NO |  | 258 | 2012 | 14 | 1 | 1 |  | O.I. Levis Park | Midway | 138 | 138 | Wood Pole | 3.28 | 0 | 1 | 954ACSR | 0 | 0 | 0 | 0 | 0 | 0 | 0 | 0 | 0 | 0 | 0 | 0 | 0 | 0 | 0 | 0 | 0 | 0 | 0 | 0 | 0 | 0 | 0 | 12
NO |  | 258 | 2012 | 14 | 2 | 2 |  | O.I. Levis Park | Midway | 138 | 138 | Wood H Frame | 11.65 | 0 | 1 | 954ACSR | 0 | 0 | 0 | 0 | 0 | 0 | 0 | 0 | 0 | 0 | 0 | 0 | 0 | 0 | 0 | 0 | 0 | 0 | 0 | 0 | 0 | 0 | 0 | 12
NO |  | 258 | 2012 | 14 | 3 | 3 |  | Ottawa | W. Fremont #1 | 138 | 138 | Steel Tower | 0 | 9.05 | 1 | 336ACSR | 0 | 0 | 0 | 0 | 0 | 0 | 0 | 0 | 0 | 0 | 0 | 0 | 0 | 0 | 0 | 0 | 0 | 0 | 0 | 0 | 0 | 0 | 0 | 12
NO |  | 258 | 2012 | 14 | 4 | 4 |  | Ottawa | W. Fremont #2 | 138 | 138 | Steel Tower | 9.05 | 0 | 1 | 336ACSR | 0 | 0 | 0 | 0 | 0 | 0 | 0 | 0 | 0 | 0 | 0 | 0 | 0 | 0 | 0 | 0 | 0 | 0 | 0 | 0 | 0 | 0 | 0 | 12
NO |  | 258 | 2012 | 14 | 5 | 5 |  | Pleasant Valley | Harding | 138 | 138 | Steel Tower | 0.32 | 0 | 2 | 1033ACSR | 0 | 1522867 | 1522867 | 0 | 0 | 0 | 0 | 0 | 0 | 0 | 0 | 0 | 0 | 0 | 0 | 0 | 0 | 0 | 0 | 0 | 0 | 0 | 0 | 12
NO |  | 258 | 2012 | 14 | 6 | 6 |  | Pleasant Valley | Harding | 138 | 138 | Steel Tower | 0.67 | 0 | 4 | 1590ACSR | 0 | 0 | 0 | 0 | 0 | 0 | 0 | 0 | 0 | 0 | 0 | 0 | 0 | 0 | 0 | 0 | 0 | 0 | 0 | 0 | 0 | 0 | 0 | 12
NO |  | 258 | 2012 | 14 | 7 | 7 |  | Pleasant Valley | Harding | 138 | 138 | Steel Tower | 5.16 | 0 | 2 | 795ACSR | 0 | 0 | 0 | 0 | 0 | 0 | 0 | 0 | 0 | 0 | 0 | 0 | 0 | 0 | 0 | 0 | 0 | 0 | 0 | 0 | 0 | 0 | 0 | 12
NO |  | 258 | 2012 | 14 | 8 | 8 |  | Pleasant Valley | Harding | 138 | 138 | Steel Tower | 4.98 | 0 | 2 | 795ACSR | 0 | 0 | 0 | 0 | 0 | 0 | 0 | 0 | 0 | 0 | 0 | 0 | 0 | 0 | 0 | 0 | 0 | 0 | 0 | 0 | 0 | 0 | 0 | 12
NO |  | 258 | 2012 | 14 | 9 | 9 |  | Pleasant Valley | W. Akron (East) | 138 | 138 | Steel Tower | 0 | 9.39 | 1 | 605ACSR | 0 | 177576 | 177576 | 0 | 0 | 0 | 0 | 0 | 0 | 0 | 0 | 0 | 0 | 0 | 0 | 0 | 0 | 0 | 0 | 0 | 0 | 0 | 0 | 12
NO |  | 258 | 2012 | 14 | 10 | 10 |  | Pleasant Valley | W. Akron (East) | 138 | 138 | Steel Tower | 5.96 | 0 | 1 | 636ACSR | 0 | 0 | 0 | 0 | 0 | 0 | 0 | 0 | 0 | 0 | 0 | 0 | 0 | 0 | 0 | 0 | 0 | 0 | 0 | 0 | 0 | 0 | 0 | 12
NO |  | 258 | 2012 | 14 | 11 | 11 |  | Pleasant Valley | W. Akron (East) | 138 | 138 | Steel Tower | 0.27 | 0 | 1 | 795ACSR | 0 | 0 | 0 | 0 | 0 | 0 | 0 | 0 | 0 | 0 | 0 | 0 | 0 | 0 | 0 | 0 | 0 | 0 | 0 | 0 | 0 | 0 | 0 | 12
NO |  | 258 | 2012 | 14 | 12 | 12 |  | Pleasant Valley | W. Akron (West) | 138 | 138 | Steel Tower | 0 | 8.22 | 1 | 200 CU | 0 | 857788 | 857788 | 0 | 0 | 0 | 0 | 0 | 0 | 0 | 0 | 0 | 0 | 0 | 0 | 0 | 0 | 0 | 0 | 0 | 0 | 0 | 0 | 12
NO |  | 258 | 2012 | 14 | 13 | 13 |  | Pleasant Valley | W. Akron (West) | 138 | 138 | Steel Tower | 0 | 0.07 | 1 | 336ACSR | 0 | 0 | 0 | 0 | 0 | 0 | 0 | 0 | 0 | 0 | 0 | 0 | 0 | 0 | 0 | 0 | 0 | 0 | 0 | 0 | 0 | 0 | 0 | 12
NO |  | 258 | 2012 | 14 | 14 | 14 |  | Pleasant Valley | W. Akron (West) | 138 | 138 | Steel Tower | 6.13 | 0 | 1 | 4/0 CU | 0 | 0 | 0 | 0 | 0 | 0 | 0 | 0 | 0 | 0 | 0 | 0 | 0 | 0 | 0 | 0 | 0 | 0 | 0 | 0 | 0 | 0 | 0 | 12
NO |  | 258 | 2012 | 14 | 15 | 15 |  | Pleasant Valley | W. Akron (West) | 138 | 138 | Steel Tower | 0 | 1.13 | 1 | 605ACSR | 0 | 0 | 0 | 0 | 0 | 0 | 0 | 0 | 0 | 0 | 0 | 0 | 0 | 0 | 0 | 0 | 0 | 0 | 0 | 0 | 0 | 0 | 0 | 12
NO |  | 258 | 2012 | 14 | 16 | 16 |  | Richland | Ayersville | 138 | 138 | Wood Pole | 5.27 | 0 | 1 | 636AA | 0 | 515706 | 515706 | 0 | 0 | 0 | 0 | 0 | 0 | 0 | 0 | 0 | 0 | 0 | 0 | 0 | 0 | 0 | 0 | 0 | 0 | 0 | 0 | 12
NO |  | 258 | 2012 | 14 | 17 | 17 |  | Richland | E. Lima (OP) | 138 | 138 | Wood H Frame | 13.56 | 0 | 1 | 636ACSR | 0 | 328292 | 328292 | 0 | 0 | 0 | 0 | 0 | 0 | 0 | 0 | 0 | 0 | 0 | 0 | 0 | 0 | 0 | 0 | 0 | 0 | 0 | 0 | 12
NO |  | 258 | 2012 | 14 | 18 | 18 |  | Richland | E. Lima (OP) | 138 | 138 | Wood Pole | 2.07 | 0 | 1 | 636ACSR | 0 | 0 | 0 | 0 | 0 | 0 | 0 | 0 | 0 | 0 | 0 | 0 | 0 | 0 | 0 | 0 | 0 | 0 | 0 | 0 | 0 | 0 | 0 | 12
NO |  | 258 | 2012 | 14 | 19 | 19 |  | Richland | G.M. | 138 | 138 | Wood Pole | 2.25 | 0 | 2 | 636AA | 0 | 253123 | 253123 | 0 | 0 | 0 | 0 | 0 | 0 | 0 | 0 | 0 | 0 | 0 | 0 | 0 | 0 | 0 | 0 | 0 | 0 | 0 | 0 | 12
NO |  | 258 | 2012 | 14 | 20 | 20 |  | Richland | G.M. | 138 | 138 | Steel Tower | 0.15 | 0 | 2 | 636AA | 0 | 0 | 0 | 0 | 0 | 0 | 0 | 0 | 0 | 0 | 0 | 0 | 0 | 0 | 0 | 0 | 0 | 0 | 0 | 0 | 0 | 0 | 0 | 12
NO |  | 258 | 2012 | 14 | 21 | 21 |  | Richland | Lockwood | 138 | 138 | Wood Pole | 10.69 | 0 | 1 | 636AA | 0 | 401951 | 401951 | 0 | 0 | 0 | 0 | 0 | 0 | 0 | 0 | 0 | 0 | 0 | 0 | 0 | 0 | 0 | 0 | 0 | 0 | 0 | 0 | 12
NO |  | 258 | 2012 | 14 | 22 | 22 |  | Richland | Lockwood | 138 | 138 | Steel Pole | 0.11 | 0 | 1 | 636AA | 0 | 0 | 0 | 0 | 0 | 0 | 0 | 0 | 0 | 0 | 0 | 0 | 0 | 0 | 0 | 0 | 0 | 0 | 0 | 0 | 0 | 0 | 0 | 12
NO |  | 258 | 2012 | 14 | 23 | 23 |  | Richland | S.W. Defiance | 138 | 138 | Wood Pole | 0.06 | 0 | 1 | 336AA | 0 | 372428 | 372428 | 0 | 0 | 0 | 0 | 0 | 0 | 0 | 0 | 0 | 0 | 0 | 0 | 0 | 0 | 0 | 0 | 0 | 0 | 0 | 0 | 12
NO |  | 258 | 2012 | 14 | 24 | 24 |  | Richland | S.W. Defiance | 138 | 138 | Wood Pole | 3.17 | 0 | 1 | 636AA | 0 | 0 | 0 | 0 | 0 | 0 | 0 | 0 | 0 | 0 | 0 | 0 | 0 | 0 | 0 | 0 | 0 | 0 | 0 | 0 | 0 | 0 | 0 | 12
NO |  | 258 | 2012 | 14 | 25 | 25 |  | Riverbend | Salt Springs | 138 | 138 | Steel Pole | 0 | 2.26 | 1 | 795ACSR | 0 | 362059 | 362059 | 0 | 0 | 0 | 0 | 0 | 0 | 0 | 0 | 0 | 0 | 0 | 0 | 0 | 0 | 0 | 0 | 0 | 0 | 0 | 0 | 12
NO |  | 258 | 2012 | 14 | 26 | 26 |  | Riverbend | Salt Springs | 138 | 138 | Wood Pole | 0 | 0.99 | 1 | 795ACSR | 0 | 0 | 0 | 0 | 0 | 0 | 0 | 0 | 0 | 0 | 0 | 0 | 0 | 0 | 0 | 0 | 0 | 0 | 0 | 0 | 0 | 0 | 0 | 12
NO |  | 258 | 2012 | 14 | 27 | 27 |  | Riverbend | Salt Springs | 138 | 138 | Steel Tower | 1.52 | 0.03 | 1 | 795ACSR | 0 | 0 | 0 | 0 | 0 | 0 | 0 | 0 | 0 | 0 | 0 | 0 | 0 | 0 | 0 | 0 | 0 | 0 | 0 | 0 | 0 | 0 | 0 | 12
NO |  | 258 | 2012 | 14 | 28 | 28 |  | Sammis | Boardman | 138 | 138 | Wood H frame | 1.63 | 0 | 1 | 795ACSR | 0 | 2064507 | 2064507 | 0 | 0 | 0 | 0 | 0 | 0 | 0 | 0 | 0 | 0 | 0 | 0 | 0 | 0 | 0 | 0 | 0 | 0 | 0 | 0 | 12
NO |  | 258 | 2012 | 14 | 29 | 29 |  | Sammis | Boardman | 138 | 138 | Steel Tower | 35.47 | 0 | 1 | 795ACSR | 0 | 0 | 0 | 0 | 0 | 0 | 0 | 0 | 0 | 0 | 0 | 0 | 0 | 0 | 0 | 0 | 0 | 0 | 0 | 0 | 0 | 0 | 0 | 12
NO |  | 258 | 2012 | 14 | 30 | 30 |  | Sammis | Boardman | 138 | 138 | Steel Pole | 0.11 | 0 | 1 | 795ACSR | 0 | 0 | 0 | 0 | 0 | 0 | 0 | 0 | 0 | 0 | 0 | 0 | 0 | 0 | 0 | 0 | 0 | 0 | 0 | 0 | 0 | 0 | 0 | 12
NO |  | 258 | 2012 | 14 | 31 | 31 |  | Sammis | East Akron | 138 | 138 | Steel Tower | 64.75 | 0 | 1 | 300 CU | 0 | 2416374 | 2416374 | 0 | 0 | 0 | 0 | 0 | 0 | 0 | 0 | 0 | 0 | 0 | 0 | 0 | 0 | 0 | 0 | 0 | 0 | 0 | 0 | 12
NO |  | 258 | 2012 | 14 | 32 | 32 |  | Sammis | East Akron | 138 | 138 | Steel Tower | 2.07 | 0 | 1 | 477ACSR | 0 | 0 | 0 | 0 | 0 | 0 | 0 | 0 | 0 | 0 | 0 | 0 | 0 | 0 | 0 | 0 | 0 | 0 | 0 | 0 | 0 | 0 | 0 | 12
NO |  | 258 | 2012 | 14 | 33 | 33 |  | Sammis | East Akron | 138 | 138 | Steel Tower | 1.5 | 0 | 1 | 795ACSR | 0 | 0 | 0 | 0 | 0 | 0 | 0 | 0 | 0 | 0 | 0 | 0 | 0 | 0 | 0 | 0 | 0 | 0 | 0 | 0 | 0 | 0 | 0 | 12
NO |  | 258 | 2012 | 14 | 34 | 34 |  | Sammis | East Akron | 138 | 138 | Wood Pole | 0.08 | 0 | 1 | 336ACSR | 0 | 0 | 0 | 0 | 0 | 0 | 0 | 0 | 0 | 0 | 0 | 0 | 0 | 0 | 0 | 0 | 0 | 0 | 0 | 0 | 0 | 0 | 0 | 12
NO |  | 258 | 2012 | 14 | 35 | 35 |  | Sammis | Lowellville | 138 | 138 | Steel Tower | 49.33 | 0 | 1 | 300 CU | 0 | 2150309 | 2150309 | 0 | 0 | 0 | 0 | 0 | 0 | 0 | 0 | 0 | 0 | 0 | 0 | 0 | 0 | 0 | 0 | 0 | 0 | 0 | 0 | 12
NO |  | 258 | 2012 | 15 | 1 | 1 |  | Sammis | Lowellville | 138 | 138 | Wood H frame | 1.4 | 0 | 1 | 795ACSR | 0 | 0 | 0 | 0 | 0 | 0 | 0 | 0 | 0 | 0 | 0 | 0 | 0 | 0 | 0 | 0 | 0 | 0 | 0 | 0 | 0 | 0 | 0 | 12
NO |  | 258 | 2012 | 15 | 2 | 2 |  | Sammis | Pidgeon | 138 | 138 | Steel Tower | 28.61 | 1.18 | 1 | 795ACSR | 0 | 1909651 | 1909651 | 0 | 0 | 0 | 0 | 0 | 0 | 0 | 0 | 0 | 0 | 0 | 0 | 0 | 0 | 0 | 0 | 0 | 0 | 0 | 0 | 12
NO |  | 258 | 2012 | 15 | 3 | 3 |  | Shenango (Pa) | Crossland | 138 | 138 | Steel Tower | 8.07 | 8.69 | 1 | 795ACSR | 0 | 950925 | 950925 | 0 | 0 | 0 | 0 | 0 | 0 | 0 | 0 | 0 | 0 | 0 | 0 | 0 | 0 | 0 | 0 | 0 | 0 | 0 | 0 | 12
NO |  | 258 | 2012 | 15 | 4 | 4 |  | Shenango (Pa) | McDowell | 138 | 138 | Steel Tower | 1.89 | 0 | 1 | 795ACSR | 88 | 1498527 | 1498615 | 0 | 0 | 0 | 0 | 0 | 0 | 0 | 0 | 0 | 0 | 0 | 0 | 0 | 0 | 0 | 0 | 0 | 0 | 0 | 0 | 12
NO |  | 258 | 2012 | 15 | 5 | 5 |  | Shenango (Pa) | McDowell | 138 | 138 | Wood Pole | 14.69 | 0 | 1 | 795ACSR | 0 | 0 | 0 | 0 | 0 | 0 | 0 | 0 | 0 | 0 | 0 | 0 | 0 | 0 | 0 | 0 | 0 | 0 | 0 | 0 | 0 | 0 | 0 | 12
NO |  | 258 | 2012 | 15 | 6 | 6 |  | Shenango (Pa) | Sharon | 138 | 138 | Steel Tower | 0 | 1.39 | 1 | 795ACSR | 0 | 335464 | 335464 | 0 | 0 | 0 | 0 | 0 | 0 | 0 | 0 | 0 | 0 | 0 | 0 | 0 | 0 | 0 | 0 | 0 | 0 | 0 | 0 | 12
NO |  | 258 | 2012 | 15 | 7 | 7 |  | Shenango (Pa) | Sharon | 138 | 138 | Wood Pole | 8.64 | 0 | 1 | 795ACSR | 0 | 0 | 0 | 0 | 0 | 0 | 0 | 0 | 0 | 0 | 0 | 0 | 0 | 0 | 0 | 0 | 0 | 0 | 0 | 0 | 0 | 0 | 0 | 12
NO |  | 258 | 2012 | 15 | 8 | 8 |  | South Akron | Dale | 138 | 138 | Steel Tower | 1.83 | 0 | 1 | 605ACSR | 0 | 728581 | 728581 | 0 | 0 | 0 | 0 | 0 | 0 | 0 | 0 | 0 | 0 | 0 | 0 | 0 | 0 | 0 | 0 | 0 | 0 | 0 | 0 | 12
NO |  | 258 | 2012 | 15 | 9 | 9 |  | South Akron | Dale | 138 | 138 | Wood Pole | 0.23 | 0 | 1 | 605ACSR | 0 | 0 | 0 | 0 | 0 | 0 | 0 | 0 | 0 | 0 | 0 | 0 | 0 | 0 | 0 | 0 | 0 | 0 | 0 | 0 | 0 | 0 | 0 | 12
NO |  | 258 | 2012 | 15 | 10 | 10 |  | South Akron | Dale | 138 | 138 | Steel Pole | 8.59 | 0 | 1 | 605ACSR | 0 | 0 | 0 | 0 | 0 | 0 | 0 | 0 | 0 | 0 | 0 | 0 | 0 | 0 | 0 | 0 | 0 | 0 | 0 | 0 | 0 | 0 | 0 | 12
NO |  | 258 | 2012 | 15 | 11 | 11 |  | Star | Urban | 138 | 138 | Steel Tower | 11.56 | 4.06 | 1 | 605ACSR | 0 | 802199 | 802199 | 0 | 0 | 0 | 0 | 0 | 0 | 0 | 0 | 0 | 0 | 0 | 0 | 0 | 0 | 0 | 0 | 0 | 0 | 0 | 0 | 12
NO |  | 258 | 2012 | 15 | 12 | 12 |  | Star | Urban | 138 | 138 | Steel Pole | 0.03 | 0 | 1 | 795ACSR | 0 | 0 | 0 | 0 | 0 | 0 | 0 | 0 | 0 | 0 | 0 | 0 | 0 | 0 | 0 | 0 | 0 | 0 | 0 | 0 | 0 | 0 | 0 | 12
NO |  | 258 | 2012 | 15 | 13 | 13 |  | Star | West Akron | 138 | 138 | Steel Pole | 1.07 | 1.04 | 1 | 605ACSR | 0 | 783814 | 783814 | 0 | 0 | 0 | 0 | 0 | 0 | 0 | 0 | 0 | 0 | 0 | 0 | 0 | 0 | 0 | 0 | 0 | 0 | 0 | 0 | 12
NO |  | 258 | 2012 | 15 | 14 | 14 |  | Star | West Akron | 138 | 138 | Steel Tower | 1.47 | 16.9 | 1 | 605ACSR | 0 | 0 | 0 | 0 | 0 | 0 | 0 | 0 | 0 | 0 | 0 | 0 | 0 | 0 | 0 | 0 | 0 | 0 | 0 | 0 | 0 | 0 | 0 | 12
NO |  | 258 | 2012 | 15 | 15 | 15 |  | Star | West Medina | 138 | 138 | Wood Pole | 25.22 | 0 | 1 | 605ACSR | 31 | 2873017 | 2873048 | 0 | 0 | 0 | 0 | 0 | 0 | 0 | 0 | 0 | 0 | 0 | 0 | 0 | 0 | 0 | 0 | 0 | 0 | 0 | 0 | 12
NO |  | 258 | 2012 | 15 | 16 | 16 |  | Swanton | Delta | 138 | 138 | Wood Pole | 5.76 | 0 | 1 | 954ACSR | 0 | 299544 | 299544 | 0 | 0 | 0 | 0 | 0 | 0 | 0 | 0 | 0 | 0 | 0 | 0 | 0 | 0 | 0 | 0 | 0 | 0 | 0 | 0 | 12
NO |  | 258 | 2012 | 15 | 17 | 17 |  | West Akron | Aetna | 138 | 138 | Steel Tower | 8.45 | 0 | 1 | 477ACSR | 0 | 1194599 | 1194599 | 0 | 0 | 0 | 0 | 0 | 0 | 0 | 0 | 0 | 0 | 0 | 0 | 0 | 0 | 0 | 0 | 0 | 0 | 0 | 0 | 12
NO |  | 258 | 2012 | 15 | 18 | 18 |  | West Akron | West Medina #1 | 138 | 138 | Wood Pole | 28.1 | 0 | 1 | 605ACSR | 119 | 9109360 | 9109479 | 0 | 0 | 0 | 0 | 0 | 0 | 0 | 0 | 0 | 0 | 0 | 0 | 0 | 0 | 0 | 0 | 0 | 0 | 0 | 0 | 12
NO |  | 258 | 2012 | 15 | 19 | 19 |  | West Canton | Sunnyside Torrey | 138 | 138 | Steel Tower | 3.65 | 0 | 1 | 200 CU | 3654 | 888870 | 892524 | 0 | 0 | 0 | 0 | 0 | 0 | 0 | 0 | 0 | 0 | 0 | 0 | 0 | 0 | 0 | 0 | 0 | 0 | 0 | 0 | 12
NO |  | 258 | 2012 | 15 | 20 | 20 |  | West Canton | Sunnyside Torrey | 138 | 138 | Wood H Frame | 6.65 | 0 | 1 | 795ACSR | 0 | 0 | 0 | 0 | 0 | 0 | 0 | 0 | 0 | 0 | 0 | 0 | 0 | 0 | 0 | 0 | 0 | 0 | 0 | 0 | 0 | 0 | 0 | 12
NO |  | 258 | 2012 | 15 | 21 | 21 |  | Westgate | Jackman | 138 | 138 | Wood Pole | 4.02 | 0 | 1 | 954ACSR | 0 | 636159 | 636159 | 0 | 0 | 0 | 0 | 0 | 0 | 0 | 0 | 0 | 0 | 0 | 0 | 0 | 0 | 0 | 0 | 0 | 0 | 0 | 0 | 12
NO |  | 258 | 2012 | 15 | 22 | 22 |  | Total 138kv Lines |  | 0 | 0 |  | 2635.13 | 652.42 | 563 |  | 371279 | 299392992 | 299764271 | 0 | 0 | 0 | 0 | 0 | 0 | 0 | 0 | 0 | 0 | 0 | 0 | 0 | 0 | 0 | 0 | 0 | 0 | 0 | 0 | 12
SI/SI | A | 258 | 2012 | 15 | 24 | 24 |  | 69kv Overhead |  | 69 | 69 | Various | 2140.54 | 114.58 | 0 | Various | 4519489 | 258915696 | 263435185 | 0 | 0 | 0 | 9543724.672 | 0 | 0 | 0 | 0 | 0 | 0 | 0 | 0 | 0 | 0 | 0 | 0 | 0 | 0 | 0 | 0 | 12
SI/SI | S | 258 | 2012 | 15 | 25 | 25 |  | 69kv Underground |  | 69 | 69 | Underground | 0.5 | 0 | 0 | Various | 13501 | 773059 | 786560 | 0 | 0 | 0 | 28495.4801 | 0 | 0 | 0 | 0 | 0 | 0 | 0 | 0 | 0 | 0 | 0 | 0 | 0 | 0 | 0 | 0 | 12
NO |  | 258 | 2012 | 15 | 27 | 27 |  | Operation and Maintenance |  | 0 | 0 |  | 0 | 0 | 0 |  | 0 | 0 | 0 | -3474 | 10170330 | 21398861 | 31565717 | 0 | 0 | 0 | 0 | 0 | 0 | 0 | 0 | 0 | 0 | 0 | 0 | 0 | 0 | 0 | 0 | 12
NO |  | 258 | 2012 | 15 | 28 | 28 |  | Expense |  | 0 | 0 |  | 0 | 0 | 0 |  | 0 | 0 | 0 | 0 | 0 | 0 | 0 | 0 | 0 | 0 | 0 | 0 | 0 | 0 | 0 | 0 | 0 | 0 | 0 | 0 | 0 | 0 | 0 | 12
NO |  | 258 | 2012 | 0 | 36 | 36 |  | TOTAL |  | 0 | 0 |  | 5801.53 | 938.19 | 632 |  | 5792903 | 865514766 | 871307669 | -3474 | 10170330 | 21398861 | 31565717 | 0 | 0 | 0 | 0 | 0 | 0 | 0 | 0 | 0 | 0 | 0 | 0 | 0 | 0 | 0 | 0 | 12
NO |  | 132 | 2012 | 0 | 1 | 1 |  | Center | Maple River | 345 | 345 | Alum Tower | 48 | 0 | 1 |  | 0 | 5458744 | 5458744 | 0 | 0 | 0 | 0 | 0 | 0 | 0 | 0 | 0 | 0 | 0 | 0 | 0 | 0 | 0 | 0 | 0 | 0 | 0 | 0 | 12
NO |  | 132 | 2012 | 0 | 2 | 2 |  | Monticello | Quarry Sub | 345 | 345 | Steel Pole | 29 | 0 | 1 |  | 1470145 | 8914353 | 10384498 | 0 | 0 | 0 | 0 | 0 | 0 | 0 | 0 | 0 | 0 | 0 | 0 | 0 | 0 | 0 | 0 | 0 | 0 | 0 | 0 | 12
NO |  | 132 | 2012 | 0 | 4 | 4 |  | Fergus Falls | Inman | 230 | 230 | Wood H | 19 | 0 | 1 |  | 6339 | 549602 | 555941 | 0 | 0 | 0 | 0 | 0 | 0 | 0 | 0 | 0 | 0 | 0 | 0 | 0 | 0 | 0 | 0 | 0 | 0 | 0 | 0 | 12
NO |  | 132 | 2012 | 0 | 5 | 5 |  | Fergus Falls | Wahpeton | 230 | 230 | Wood H | 29 | 0 | 1 |  | 5935 | 675257 | 681192 | 0 | 0 | 0 | 0 | 0 | 0 | 0 | 0 | 0 | 0 | 0 | 0 | 0 | 0 | 0 | 0 | 0 | 0 | 0 | 0 | 12
NO |  | 132 | 2012 | 0 | 6 | 6 |  | Wahpeton | Hankinson | 230 | 230 | Wood H | 26 | 0 | 1 |  | 0 | 475142 | 475142 | 0 | 0 | 0 | 0 | 0 | 0 | 0 | 0 | 0 | 0 | 0 | 0 | 0 | 0 | 0 | 0 | 0 | 0 | 0 | 0 | 12
NO |  | 132 | 2012 | 0 | 7 | 7 |  | Hankinson | Forman | 230 | 230 | Wood H | 37 | 0 | 1 |  | 0 | 765639 | 765639 | 0 | 0 | 0 | 0 | 0 | 0 | 0 | 0 | 0 | 0 | 0 | 0 | 0 | 0 | 0 | 0 | 0 | 0 | 0 | 0 | 12
NO |  | 132 | 2012 | 0 | 8 | 8 |  | Forman | Ellendale | 230 | 230 | Wood H | 47 | 0 | 1 |  | 0 | 4127317 | 4127317 | 0 | 0 | 0 | 0 | 0 | 0 | 0 | 0 | 0 | 0 | 0 | 0 | 0 | 0 | 0 | 0 | 0 | 0 | 0 | 0 | 12
NO |  | 132 | 2012 | 0 | 9 | 9 |  | Audubon (W 1/10) | Badoura | 230 | 230 | Wood H | 6 | 0 | 1 |  | 0 | 185155 | 185155 | 0 | 0 | 0 | 0 | 0 | 0 | 0 | 0 | 0 | 0 | 0 | 0 | 0 | 0 | 0 | 0 | 0 | 0 | 0 | 0 | 12
NO |  | 132 | 2012 | 0 | 10 | 10 |  | Audubon | Sheyenne | 230 | 230 | Wood H | 42 | 0 | 1 |  | 0 | 818044 | 818044 | 0 | 0 | 0 | 0 | 0 | 0 | 0 | 0 | 0 | 0 | 0 | 0 | 0 | 0 | 0 | 0 | 0 | 0 | 0 | 0 | 12
NO |  | 132 | 2012 | 0 | 11 | 11 |  | Winger (E 1/3) | Wilton | 230 | 230 | Alum H | 18 | 0 | 1 |  | 0 | 1852883 | 1852883 | 0 | 0 | 0 | 0 | 0 | 0 | 0 | 0 | 0 | 0 | 0 | 0 | 0 | 0 | 0 | 0 | 0 | 0 | 0 | 0 | 12
NO |  | 132 | 2012 | 0 | 12 | 12 |  | Grand Forks (M 1/3) | Winnipeg | 230 | 230 | Wood H | 27 | 0 | 1 |  | 0 | 899455 | 899455 | 0 | 0 | 0 | 0 | 0 | 0 | 0 | 0 | 0 | 0 | 0 | 0 | 0 | 0 | 0 | 0 | 0 | 0 | 0 | 0 | 12
NO |  | 132 | 2012 | 0 | 13 | 13 |  | Big Stone (N 1/3) | Hankinson | 230 | 230 | Wood H | 23 | 0 | 1 |  | 0 | 722275 | 722275 | 0 | 0 | 0 | 0 | 0 | 0 | 0 | 0 | 0 | 0 | 0 | 0 | 0 | 0 | 0 | 0 | 0 | 0 | 0 | 0 | 12
NO |  | 132 | 2012 | 0 | 14 | 14 |  | Big Stone (S 1/4) | Blair | 230 | 230 | Wood H | 15 | 0 | 1 |  | 0 | 608325 | 608325 | 0 | 0 | 0 | 0 | 0 | 0 | 0 | 0 | 0 | 0 | 0 | 0 | 0 | 0 | 0 | 0 | 0 | 0 | 0 | 0 | 12
NO |  | 132 | 2012 | 0 | 15 | 15 |  | Harvey | Coal Creek | 230 | 230 | Wood H | 75 | 0 | 1 |  | 0 | 10586713 | 10586713 | 0 | 0 | 0 | 0 | 0 | 0 | 0 | 0 | 0 | 0 | 0 | 0 | 0 | 0 | 0 | 0 | 0 | 0 | 0 | 0 | 12
NO |  | 132 | 2012 | 0 | 16 | 16 |  | Balta | Harvey | 230 | 230 | Wood H | 22 | 0 | 1 |  | 0 | 4230293 | 4230293 | 0 | 0 | 0 | 0 | 0 | 0 | 0 | 0 | 0 | 0 | 0 | 0 | 0 | 0 | 0 | 0 | 0 | 0 | 0 | 0 | 12
NO |  | 132 | 2012 | 0 | 17 | 17 |  | Rugby | Balta | 230 | 230 | Steel H | 18 | 0 | 1 |  | 0 | 3389667 | 3389667 | 0 | 0 | 0 | 0 | 0 | 0 | 0 | 0 | 0 | 0 | 0 | 0 | 0 | 0 | 0 | 0 | 0 | 0 | 0 | 0 | 12
SI/SI | A | 132 | 2012 | 0 | 21 | 21 |  |  | Total | 115 | 115 | Wood H | 468 | 0 | 0 |  | 74783 | 5993497 | 6068280 | 0 | 0 | 0 | 238383.0055 | 0 | 0 | 0 | 0 | 0 | 0 | 0 | 0 | 0 | 0 | 0 | 0 | 0 | 0 | 0 | 0 | 12
SI/SI | A | 132 | 2012 | 0 | 22 | 22 |  |  | Total | 115 | 115 | SWP | 394 | 0 | 0 |  | 49282 | 21726596 | 21775878 | 0 | 0 | 0 | 855431.7279 | 0 | 0 | 0 | 0 | 0 | 0 | 0 | 0 | 0 | 0 | 0 | 0 | 0 | 0 | 0 | 0 | 12
SI/SI | A | 132 | 2012 | 0 | 23 | 23 |  |  | Total | 69 | 69 |  | 212 | 0 | 0 |  | 0 | 7371254 | 7371254 | 0 | 0 | 0 | 289568.3263 | 0 | 0 | 0 | 0 | 0 | 0 | 0 | 0 | 0 | 0 | 0 | 0 | 0 | 0 | 0 | 0 | 12
SI/SI | A | 132 | 2012 | 0 | 26 | 26 |  |  | Total | 41.6 | 41.6 | SWP | 3764 | 0 | 0 |  | 4953 | 89700585 | 89705538 | 0 | 0 | 0 | 3523943.4834 | 0 | 0 | 0 | 0 | 0 | 0 | 0 | 0 | 0 | 0 | 0 | 0 | 0 | 0 | 0 | 0 | 12
SI/SI | S | 132 | 2012 | 0 | 27 | 27 |  |  | Total | 41.6 | 41.6 | Underground | 1 | 0 | 0 |  | 0 | 72673 | 72673 | 0 | 0 | 0 | 2854.8465 | 0 | 0 | 0 | 0 | 0 | 0 | 0 | 0 | 0 | 0 | 0 | 0 | 0 | 0 | 0 | 0 | 12
NO |  | 132 | 2012 | 0 | 36 | 36 |  | TOTAL |  | 0 | 0 |  | 5390 | 0 | 18 |  | 2177137 | 184025094 | 186202231 | 5345563 | 1925964 | 43140 | 7314667 | 0 | 0 | 0 | 0 | 0 | 0 | 0 | 0 | 0 | 0 | 0 | 0 | 0 | 0 | 0 | 0 | 12
NO |  | 132 | 2012 | 0 | 18 | 18 |  | Wilton | Cass Lake | 230 | 230 | Steel H | 19 | 0 | 1 |  | 407304 | 10805241 | 11212545 | 0 | 0 | 0 | 0 | 0 | 0 | 0 | 0 | 0 | 0 | 0 | 0 | 0 | 0 | 0 | 0 | 0 | 0 | 0 | 0 | 12
NO |  | 132 | 2012 | 0 | 19 | 19 |  | Cass Lake | Boswell | 230 | 230 | Steel H | 51 | 0 | 1 |  | 158396 | 4096384 | 4254780 | 0 | 0 | 0 | 0 | 0 | 0 | 0 | 0 | 0 | 0 | 0 | 0 | 0 | 0 | 0 | 0 | 0 | 0 | 0 | 0 | 12
NO |  | 132 | 2012 | 0 | 34 | 34 |  |  |  | 0 | 0 |  | 0 | 0 | 0 |  | 0 | 0 | 0 | 5345563 | 1925964 | 43140 | 7314667 | 0 | 0 | 0 | 0 | 0 | 0 | 0 | 0 | 0 | 0 | 0 | 0 | 621320182 | 0 | 0 | 0 | 12
NO |  | 245 | 2012 | 0 | 36 | 36 |  | TOTAL |  | 0 | 0 |  | 0 | 0 | 0 |  | 0 | 0 | 0 | 0 | 0 | 0 | 0 | 0 | 0 | 0 | 0 | 0 | 0 | 0 | 0 | 0 | 0 | 0 | 0 | 0 | 0 | 0 | 0 | 12
NO |  | 49 | 2012 | 0 | 1 | 1 |  | Palo Verde | Kyrene | 500 | 500 | (1),(3) | 0 | 75 | 1 | 1780 ACSR | 1560377 | 7027603 | 8587980 | 0 | 0 | 0 | 0 | 0 | 0 | 0 | 0 | 0 | 0 | 620490522 | 0 | 0 | 0 | 0 | 0 | 0 | 0 | 0 | 0 | 12
NO |  | 49 | 2012 | 0 | 2 | 2 |  | Palo Verde | Westwing | 500 | 500 | (3) | 0 | 45 | 2 | 1780 ACSR | 1203340 | 5419588 | 6622928 | 0 | 0 | 0 | 0 | 0 | 0 | 0 | 0 | 0 | 0 | 620490523 | 0 | 0 | 0 | 0 | 0 | 0 | 0 | 0 | 0 | 12
NO |  | 49 | 2012 | 0 | 4 | 4 |  | Newman | West Mesa | 345 | 345 | (2) | 232.2 | 0 | 1 | 795 ACSR | 930038 | 11741395 | 12671433 | 0 | 0 | 0 | 0 | 0 | 620490524 | 0 | 0 | 0 | 0 | 0 | 0 | 0 | 0 | 0 | 0 | 0 | 0 | 0 | 0 | 12
NO |  | 49 | 2012 | 0 | 5 | 5 |  | Newman | Afton | 345 | 345 | (2) | 29.88 | 0 | 1 | 795 ACSR | 423552 | 4248975 | 4672527 | 0 | 0 | 0 | 0 | 0 | 0 | 0 | 0 | 0 | 0 | 0 | 0 | 0 | 0 | 0 | 0 | 0 | 0 | 0 | 0 | 12
NO |  | 49 | 2012 | 0 | 6 | 6 |  | Afton | Luna | 345 | 345 | (2) | 57.26 | 0 | 1 | 795 ACSR | 811653 | 8142319 | 8953972 | 0 | 0 | 0 | 0 | 0 | 0 | 0 | 0 | 0 | 0 | 0 | 0 | 0 | 0 | 0 | 0 | 0 | 0 | 0 | 0 | 12
NO |  | 49 | 2012 | 0 | 7 | 7 |  | Luna | Greenlee | 345 | 345 | (2) | 0 | 109.8 | 1 | 795 ACSR | 86513 | 1415150 | 1501663 | 0 | 0 | 0 | 0 | 0 | 620490525 | 0 | 0 | 0 | 0 | 620490526 | 0 | 0 | 0 | 0 | 0 | 0 | 0 | 0 | 0 | 12
NO |  | 49 | 2012 | 0 | 8 | 8 |  | Newman | Eddy County | 345 | 345 | (2) | 79.93 | 125.45 | 1 | 954 ACSR/T2 | 2845159 | 17242074 | 20087233 | 0 | 0 | 0 | 0 | 0 | 620490527 | 0 | 0 | 0 | 620490528 | 620490529 | 0 | 0 | 0 | 0 | 0 | 0 | 0 | 0 | 0 | 12
NO |  | 49 | 2012 | 0 | 9 | 9 |  | Diablo | Luna | 345 | 345 | (2) | 85.66 | 0 | 1 | 954 ACSR | 1114625 | 12378266 | 13492891 | 0 | 0 | 0 | 0 | 0 | 0 | 0 | 0 | 0 | 0 | 0 | 0 | 0 | 0 | 0 | 0 | 0 | 0 | 0 | 0 | 12
NO |  | 49 | 2012 | 0 | 10 | 10 |  | Luna | Macho Springs | 345 | 345 | (2),(3) | 24.86 | 0 | 1 | 954 ACSR | 19320 | 6752795 | 6772115 | 0 | 0 | 0 | 0 | 0 | 0 | 0 | 0 | 0 | 620490530 | 0 | 0 | 0 | 0 | 0 | 0 | 0 | 0 | 0 | 0 | 12
NO |  | 49 | 2012 | 0 | 11 | 11 |  | Macho Springs | Springerville | 345 | 345 | (2),(3) | 201.38 | 0 | 1 | 954 ACSR | 154575 | 54028439 | 54183014 | 0 | 0 | 0 | 0 | 0 | 0 | 0 | 0 | 0 | 0 | 0 | 0 | 0 | 0 | 0 | 0 | 0 | 0 | 0 | 0 | 12
SI/NO | A | 49 | 2012 | 0 | 14 | 14 |  | Various 115kV Lines |  | 115 | 115 | (1),(2) | 437.02 | 54.4 | 1 | Various | 1986338 | 50691168 | 52677506 | 0 | 0 | 0 | 1153924.2515 | 0 | 0 | 0 | 0 | 0 | 0 | 620490534 | 0 | 0 | 0 | 0 | 0 | 0 | 0 | 0 | 0 | 12
SI/NO | A | 49 | 2012 | 0 | 15 | 15 |  | Various 69kV Lines |  | 69 | 69 | (1),(2) | 204.65 | 21.55 | 1 | Various | 309717 | 11622841 | 11932558 | 0 | 0 | 0 | 261388.0023 | 0 | 0 | 0 | 0 | 0 | 0 | 620490535 | 0 | 0 | 0 | 0 | 0 | 0 | 0 | 0 | 0 | 12
NO |  | 49 | 2012 | 0 | 36 | 36 |  | TOTAL |  | 0 | 0 |  | 1352.84 | 431.2 | 13 |  | 11445207 | 190710613 | 202155820 | 0 | 0 | 0 | 0 | 0 | 0 | 0 | 0 | 0 | 0 | 0 | 0 | 0 | 0 | 0 | 0 | 0 | 0 | 0 | 0 | 12
NO |  | 1 | 2012 | 0 | 36 | 36 |  | TOTAL |  | 0 | 0 |  | 0 | 0 | 0 |  | 0 | 0 | 0 | 0 | 0 | 0 | 0 | 0 | 0 | 0 | 0 | 0 | 0 | 0 | 0 | 0 | 0 | 0 | 0 | 0 | 0 | 0 | 0 | 12
NO |  | 24 | 2012 | 0 | 1 | 1 |  | TL1083 NORTH EDINBURG | RIO HONDO | 345 | 345 | 1-15.27 | 38.31 | 0 | 1 | 2x795.0 ACSR | 0 | 0 | 0 | 0 | 0 | 0 | 0 | 0 | 0 | 0 | 0 | 0 | 0 | 0 | 0 | 0 | 0 | 0 | 0 | 0 | 0 | 0 | 0 | 12
NO |  | 24 | 2012 | 0 | 2 | 2 |  |  |  | 0 | 0 | 2-23.04 | 0 | 0 | 0 |  | 0 | 0 | 0 | 0 | 0 | 0 | 0 | 0 | 0 | 0 | 0 | 0 | 0 | 0 | 0 | 0 | 0 | 0 | 0 | 0 | 0 | 0 | 0 | 12
NO |  | 24 | 2012 | 0 | 3 | 3 |  | TL3113A BLESSING | STP | 345 | 345 | 2-13.23 | 13.23 | 0 | 1 | 2x795.0 ACSR | 0 | 0 | 0 | 0 | 0 | 0 | 0 | 0 | 0 | 0 | 0 | 0 | 0 | 0 | 0 | 0 | 0 | 0 | 0 | 0 | 0 | 0 | 0 | 12
NO |  | 24 | 2012 | 0 | 4 | 4 |  | TL3131 STP | WA PARRISH | 345 | 345 | 2-14.22 | 14.22 | 0 | 1 | 2x795.0 ACSR | 0 | 0 | 0 | 0 | 0 | 0 | 0 | 0 | 0 | 0 | 0 | 0 | 0 | 0 | 0 | 0 | 0 | 0 | 0 | 0 | 0 | 0 | 0 | 12
NO |  | 24 | 2012 | 0 | 5 | 5 |  | TL5109 LON HILL | STEC PAWNEE | 345 | 345 | 1-1.81 | 57.35 | 0 | 1 | 2x795.0 ACSR | 0 | 0 | 0 | 0 | 0 | 0 | 0 | 0 | 0 | 0 | 0 | 0 | 0 | 0 | 0 | 0 | 0 | 0 | 0 | 0 | 0 | 0 | 0 | 12
NO |  | 24 | 2012 | 0 | 6 | 6 |  |  |  | 0 | 0 | 2-55.54 | 0 | 0 | 0 |  | 0 | 0 | 0 | 0 | 0 | 0 | 0 | 0 | 0 | 0 | 0 | 0 | 0 | 0 | 0 | 0 | 0 | 0 | 0 | 0 | 0 | 0 | 0 | 12
NO |  | 24 | 2012 | 0 | 7 | 7 |  | TL5114 LON HILL | WHITEPOINT CKT #1 | 345 | 345 | 1-1.76 | 10.75 | 9.75 | 1 | 2x795.0 ACSR | 0 | 0 | 0 | 0 | 0 | 0 | 0 | 0 | 0 | 0 | 0 | 0 | 0 | 0 | 0 | 0 | 0 | 0 | 0 | 0 | 0 | 0 | 0 | 12
NO |  | 24 | 2012 | 0 | 8 | 8 |  |  |  | 0 | 0 | 2-8.99 | 0 | 0 | 0 |  | 0 | 0 | 0 | 0 | 0 | 0 | 0 | 0 | 0 | 0 | 0 | 0 | 0 | 0 | 0 | 0 | 0 | 0 | 0 | 0 | 0 | 0 | 0 | 12
NO |  | 24 | 2012 | 0 | 9 | 9 |  | TL5115 WHITEPOINT | STP | 345 | 345 | 1-9.75 | 123.86 | 0 | 1 | 2x795.0 ACSR | 0 | 0 | 0 | 0 | 0 | 0 | 0 | 0 | 0 | 0 | 0 | 0 | 0 | 0 | 0 | 0 | 0 | 0 | 0 | 0 | 0 | 0 | 0 | 12
NO |  | 24 | 2012 | 0 | 10 | 10 |  |  |  | 0 | 0 | 2-114.11 | 0 | 0 | 0 |  | 0 | 0 | 0 | 0 | 0 | 0 | 0 | 0 | 0 | 0 | 0 | 0 | 0 | 0 | 0 | 0 | 0 | 0 | 0 | 0 | 0 | 0 | 0 | 12
NO |  | 24 | 2012 | 0 | 11 | 11 |  | TL5138 AJO | RIO HONDO | 345 | 345 | 1-1 | 66.71 | 0 | 1 | 2 -1590.0 ACSR | 0 | 0 | 0 | 0 | 0 | 0 | 0 | 0 | 0 | 0 | 0 | 0 | 0 | 0 | 0 | 0 | 0 | 0 | 0 | 0 | 0 | 0 | 0 | 12
NO |  | 24 | 2012 | 0 | 12 | 12 |  |  |  | 0 | 0 | 2-65.71 | 0 | 0 | 0 | 2x795.0 ACSR | 0 | 0 | 0 | 0 | 0 | 0 | 0 | 0 | 0 | 0 | 0 | 0 | 0 | 0 | 0 | 0 | 0 | 0 | 0 | 0 | 0 | 0 | 0 | 12
NO |  | 24 | 2012 | 0 | 13 | 13 |  | TL5138A LON HILL | NELSON SHARPE | 345 | 345 | 2-20.81 | 20.81 | 0 | 1 | 2x795.0 ACSR | 0 | 0 | 0 | 0 | 0 | 0 | 0 | 0 | 0 | 0 | 0 | 0 | 0 | 0 | 0 | 0 | 0 | 0 | 0 | 0 | 0 | 0 | 0 | 12
NO |  | 24 | 2012 | 0 | 14 | 14 |  | TL5138B AJO | NELSON SHARPE | 345 | 345 | 1-0.84 | 37.04 | 0 | 1 | 2 -1590.0 ACSR | 0 | 0 | 0 | 0 | 0 | 0 | 0 | 0 | 0 | 0 | 0 | 0 | 0 | 0 | 0 | 0 | 0 | 0 | 0 | 0 | 0 | 0 | 0 | 12
NO |  | 24 | 2012 | 0 | 15 | 15 |  |  |  | 0 | 0 | 2-36.2 | 0 | 0 | 0 | 2x795.0 ACSR | 0 | 0 | 0 | 0 | 0 | 0 | 0 | 0 | 0 | 0 | 0 | 0 | 0 | 0 | 0 | 0 | 0 | 0 | 0 | 0 | 0 | 0 | 0 | 12
NO |  | 24 | 2012 | 0 | 16 | 16 |  | TL5138E LA PALMA | RIO HONDO CKT #2 | 345 | 345 | 2-9.75 | 9.75 | 0 | 1 | 2x795.0 ACSR | 0 | 0 | 0 | 0 | 0 | 0 | 0 | 0 | 0 | 0 | 0 | 0 | 0 | 0 | 0 | 0 | 0 | 0 | 0 | 0 | 0 | 0 | 0 | 12
NO |  | 24 | 2012 | 0 | 17 | 17 |  | TL5139 COLETO CREEK | LON HILL | 345 | 345 | 1-20.33 | 79.35 | 0 | 1 | 2x795.0 ACSR | 0 | 0 | 0 | 0 | 0 | 0 | 0 | 0 | 0 | 0 | 0 | 0 | 0 | 0 | 0 | 0 | 0 | 0 | 0 | 0 | 0 | 0 | 0 | 12
NO |  | 24 | 2012 | 0 | 18 | 18 |  |  |  | 0 | 0 | 2-59.02 | 0 | 0 | 0 |  | 0 | 0 | 0 | 0 | 0 | 0 | 0 | 0 | 0 | 0 | 0 | 0 | 0 | 0 | 0 | 0 | 0 | 0 | 0 | 0 | 0 | 0 | 0 | 12
NO |  | 24 | 2012 | 0 | 19 | 19 |  | TL5145 LON HILL | NORTH EDINBURG | 345 | 345 | 1-0.31 | 110.96 | 11.98 | 1 | 2x795.0 ACSR | 0 | 0 | 0 | 0 | 0 | 0 | 0 | 0 | 0 | 0 | 0 | 0 | 0 | 0 | 0 | 0 | 0 | 0 | 0 | 0 | 0 | 0 | 0 | 12
NO |  | 24 | 2012 | 0 | 20 | 20 |  |  |  | 0 | 0 | 2-110.63 | 0 | 0 | 0 |  | 0 | 0 | 0 | 0 | 0 | 0 | 0 | 0 | 0 | 0 | 0 | 0 | 0 | 0 | 0 | 0 | 0 | 0 | 0 | 0 | 0 | 0 | 0 | 12
NO |  | 24 | 2012 | 0 | 21 | 21 |  | TL1001 BATES | GARZA | 138 | 138 | 1-33.7 | 33.7 | 0 | 1 | 795.0 ACSR | 0 | 0 | 0 | 0 | 0 | 0 | 0 | 0 | 0 | 0 | 0 | 0 | 0 | 0 | 0 | 0 | 0 | 0 | 0 | 0 | 0 | 0 | 0 | 12
NO |  | 24 | 2012 | 0 | 22 | 22 |  | TL1002A GARZA | ROMA TAP | 138 | 138 | 1-17.93 | 17.93 | 0 | 1 | 795.0 ACSR | 0 | 0 | 0 | 0 | 0 | 0 | 0 | 0 | 0 | 0 | 0 | 0 | 0 | 0 | 0 | 0 | 0 | 0 | 0 | 0 | 0 | 0 | 0 | 12
NO |  | 24 | 2012 | 0 | 23 | 23 |  | TL1002B FALCON SWITCHING | ROMA TAP | 138 | 138 | 1-4.87 | 4.87 | 0 | 1 | 795.0 ACSR | 0 | 0 | 0 | 0 | 0 | 0 | 0 | 0 | 0 | 0 | 0 | 0 | 0 | 0 | 0 | 0 | 0 | 0 | 0 | 0 | 0 | 0 | 0 | 12
NO |  | 24 | 2012 | 0 | 24 | 24 |  | TL1002C FALCON SWITCHING | FALCON DAM (US) CKT#1 | 138 | 138 | 2-4.5 | 4.5 | 0 | 1 | 4/0 ACSR | 0 | 0 | 0 | 0 | 0 | 0 | 0 | 0 | 0 | 0 | 0 | 0 | 0 | 0 | 0 | 0 | 0 | 0 | 0 | 0 | 0 | 0 | 0 | 12
NO |  | 24 | 2012 | 0 | 25 | 25 |  | TL1004 BATES | NORTH EDINBURG CKT#1 | 138 | 138 | 1-22.17 | 22.17 | 0 | 1 | 1272.0 ACSR | 0 | 0 | 0 | 0 | 0 | 0 | 0 | 0 | 0 | 0 | 0 | 0 | 0 | 0 | 0 | 0 | 0 | 0 | 0 | 0 | 0 | 0 | 0 | 12
NO |  | 24 | 2012 | 0 | 26 | 26 |  | TL1005 FALFURIAS | NORTH EDINBURG | 138 | 138 | 1-37.8 | 37.8 | 0 | 1 | 795.0 ACSR | 0 | 0 | 0 | 0 | 0 | 0 | 0 | 0 | 0 | 0 | 0 | 0 | 0 | 0 | 0 | 0 | 0 | 0 | 0 | 0 | 0 | 0 | 0 | 12
NO |  | 24 | 2012 | 0 | 27 | 27 |  | TL1006 BATES | FRONTERA | 138 | 138 | 1-0.19 | 0.19 | 0 | 1 | 1272.0 ACSS | 0 | 0 | 0 | 0 | 0 | 0 | 0 | 0 | 0 | 0 | 0 | 0 | 0 | 0 | 0 | 0 | 0 | 0 | 0 | 0 | 0 | 0 | 0 | 12
NO |  | 24 | 2012 | 0 | 28 | 28 |  | TL1008 LA PALMA | WESLACO UNIT | 138 | 138 | 1-16.34 | 21.64 | 0 | 1 | 795.0 ACSR | 0 | 0 | 0 | 0 | 0 | 0 | 0 | 0 | 0 | 0 | 0 | 0 | 0 | 0 | 0 | 0 | 0 | 0 | 0 | 0 | 0 | 0 | 0 | 12
NO |  | 24 | 2012 | 0 | 29 | 29 |  |  |  | 0 | 0 | 2-5.3 | 0 | 0 | 0 |  | 0 | 0 | 0 | 0 | 0 | 0 | 0 | 0 | 0 | 0 | 0 | 0 | 0 | 0 | 0 | 0 | 0 | 0 | 0 | 0 | 0 | 0 | 0 | 12
NO |  | 24 | 2012 | 0 | 30 | 30 |  | TL1009A HARLINGEN SS | RIO HONDO | 138 | 138 | 1-1.76 | 13.92 | 15.27 | 1 | 795.0 ACSR | 0 | 0 | 0 | 0 | 0 | 0 | 0 | 0 | 0 | 0 | 0 | 0 | 0 | 0 | 0 | 0 | 0 | 0 | 0 | 0 | 0 | 0 | 0 | 12
NO |  | 24 | 2012 | 0 | 31 | 31 |  |  |  | 0 | 0 | 2-12.16 | 0 | 0 | 0 |  | 0 | 0 | 0 | 0 | 0 | 0 | 0 | 0 | 0 | 0 | 0 | 0 | 0 | 0 | 0 | 0 | 0 | 0 | 0 | 0 | 0 | 0 | 0 | 12
NO |  | 24 | 2012 | 0 | 32 | 32 |  | TL1009B RAYMONDVILLE #2 | RIO HONDO | 138 | 138 | 2-22.14 | 22.14 | 0 | 1 | 795.0 ACSR | 0 | 0 | 0 | 0 | 0 | 0 | 0 | 0 | 0 | 0 | 0 | 0 | 0 | 0 | 0 | 0 | 0 | 0 | 0 | 0 | 0 | 0 | 0 | 12
NO |  | 24 | 2012 | 0 | 33 | 33 |  | TL1010 LOYOLA | RAYMONDVILLE #2 | 138 | 138 | 2-31.99 | 31.99 | 0 | 1 | 795.0 ACSR | 0 | 0 | 0 | 0 | 0 | 0 | 0 | 0 | 0 | 0 | 0 | 0 | 0 | 0 | 0 | 0 | 0 | 0 | 0 | 0 | 0 | 0 | 0 | 12
NO |  | 24 | 2012 | 0 | 34 | 34 |  | TL1011 FRONTERA | RIO GRANDE CITY | 138 | 138 | 1-3.54 | 3.54 | 0 | 1 | 795.0 ACSR | 0 | 0 | 0 | 0 | 0 | 0 | 0 | 0 | 0 | 0 | 0 | 0 | 0 | 0 | 0 | 0 | 0 | 0 | 0 | 0 | 0 | 0 | 0 | 12
NO |  | 24 | 2012 | 0 | 35 | 35 |  | TL1019A FRONTERA | KEY SWITCHING STATION | 138 | 138 | 1-9 | 9 | 0.32 | 1 | 1272.0 ACSR | 0 | 0 | 0 | 0 | 0 | 0 | 0 | 0 | 0 | 0 | 0 | 0 | 0 | 0 | 0 | 0 | 0 | 0 | 0 | 0 | 0 | 0 | 0 | 12
NO |  | 24 | 2012 | 1 | 1 | 1 |  | TL1019B KEY SWITCHING | NORTH MCALLEN | 138 | 138 | 1-4.08 | 4.08 | 0 | 1 | 1272.0 ACSR | 0 | 0 | 0 | 0 | 0 | 0 | 0 | 0 | 0 | 0 | 0 | 0 | 0 | 0 | 0 | 0 | 0 | 0 | 0 | 0 | 0 | 0 | 0 | 12
NO |  | 24 | 2012 | 1 | 2 | 2 |  | TL1019C PALMHURST TAP#1 | PALMHURST | 138 | 138 | 1-1.69 | 1.68 | 0 | 1 | 1272.0 ACSR | 0 | 0 | 0 | 0 | 0 | 0 | 0 | 0 | 0 | 0 | 0 | 0 | 0 | 0 | 0 | 0 | 0 | 0 | 0 | 0 | 0 | 0 | 0 | 12
NO |  | 24 | 2012 | 1 | 3 | 3 |  | TL1019C PALMHURST TAP#2 | PALMHURST | 138 | 138 | 1-1.69 | 0.01 | 0 | 1 | 1272.0 ACSR | 0 | 0 | 0 | 0 | 0 | 0 | 0 | 0 | 0 | 0 | 0 | 0 | 0 | 0 | 0 | 0 | 0 | 0 | 0 | 0 | 0 | 0 | 0 | 12
NO |  | 24 | 2012 | 1 | 4 | 4 |  | TL1029 SOUTH MCALLEN | HILINE | 138 | 138 | 1-2.83 | 2.83 | 0 | 1 | 795.0 ACSS | 0 | 0 | 0 | 0 | 0 | 0 | 0 | 0 | 0 | 0 | 0 | 0 | 0 | 0 | 0 | 0 | 0 | 0 | 0 | 0 | 0 | 0 | 0 | 12
NO |  | 24 | 2012 | 1 | 5 | 5 |  | TL1029A STEWART ROAD | HILINE | 138 | 138 | 1-5.98 | 5.98 | 0 | 1 | 795.0 ACSS | 0 | 0 | 0 | 0 | 0 | 0 | 0 | 0 | 0 | 0 | 0 | 0 | 0 | 0 | 0 | 0 | 0 | 0 | 0 | 0 | 0 | 0 | 0 | 12
NO |  | 24 | 2012 | 1 | 6 | 6 |  | TL1029B LA PALMA | STEWART ROAD | 69 | 138 | 1-2.2 | 20.64 | 2.2 | 1 | 4/0 ACSR | 0 | 0 | 0 | 0 | 0 | 0 | 0 | 0 | 0 | 0 | 0 | 0 | 0 | 0 | 0 | 0 | 0 | 0 | 0 | 0 | 0 | 0 | 0 | 12
NO |  | 24 | 2012 | 1 | 7 | 7 |  |  |  | 0 | 0 | 2-20.64 | 0 | 0 | 0 | 795.0 ACSS | 0 | 0 | 0 | 0 | 0 | 0 | 0 | 0 | 0 | 0 | 0 | 0 | 0 | 0 | 0 | 0 | 0 | 0 | 0 | 0 | 0 | 0 | 0 | 12
NO |  | 24 | 2012 | 1 | 8 | 8 |  | TL1031 SOUTH MCALLEN | HILINE | 138 | 138 | 1-3.7 | 3.7 | 0 | 1 | 1590 ACSS | 0 | 0 | 0 | 0 | 0 | 0 | 0 | 0 | 0 | 0 | 0 | 0 | 0 | 0 | 0 | 0 | 0 | 0 | 0 | 0 | 0 | 0 | 0 | 12
NO |  | 24 | 2012 | 1 | 9 | 9 |  | TL1054 HARLINGEN SS | LA PALMA | 138 | 138 | 2-1.71 | 1.71 | 0 | 1 | 795.0 ACSR | 0 | 0 | 0 | 0 | 0 | 0 | 0 | 0 | 0 | 0 | 0 | 0 | 0 | 0 | 0 | 0 | 0 | 0 | 0 | 0 | 0 | 0 | 0 | 12
NO |  | 24 | 2012 | 1 | 10 | 10 |  | TL1059 HEC | MVEC PHARR | 138 | 138 | 1-1.63 | 1.63 | 0 | 1 | 795.0 ACSS | 0 | 0 | 0 | 0 | 0 | 0 | 0 | 0 | 0 | 0 | 0 | 0 | 0 | 0 | 0 | 0 | 0 | 0 | 0 | 0 | 0 | 0 | 0 | 12
NO |  | 24 | 2012 | 1 | 11 | 11 |  | TL1060 POLK | SOUTH MCALLEN | 138 | 138 | 1-2.71 | 2.71 | 0 | 1 | 795.0 ACSS | 0 | 0 | 0 | 0 | 0 | 0 | 0 | 0 | 0 | 0 | 0 | 0 | 0 | 0 | 0 | 0 | 0 | 0 | 0 | 0 | 0 | 0 | 0 | 12
NO |  | 24 | 2012 | 1 | 12 | 12 |  | TL1061 HEC | NORTH EDINBURG CKT #1 | 138 | 138 | 1-1.06 | 1.06 | 0 | 1 | 2x795.0 ACSR | 0 | 0 | 0 | 0 | 0 | 0 | 0 | 0 | 0 | 0 | 0 | 0 | 0 | 0 | 0 | 0 | 0 | 0 | 0 | 0 | 0 | 0 | 0 | 12
NO |  | 24 | 2012 | 1 | 13 | 13 |  | TL1062 HEC | WESLACO SS | 138 | 138 | 1-4.4 | 4.4 | 0 | 1 | 795.0 ACSR | 0 | 0 | 0 | 0 | 0 | 0 | 0 | 0 | 0 | 0 | 0 | 0 | 0 | 0 | 0 | 0 | 0 | 0 | 0 | 0 | 0 | 0 | 0 | 12
NO |  | 24 | 2012 | 1 | 14 | 14 |  | TL1063 HARLINGEN SS | LA PALMA | 138 | 138 | 2-6.03 | 6.03 | 0 | 1 | 795.0 ACSR | 0 | 0 | 0 | 0 | 0 | 0 | 0 | 0 | 0 | 0 | 0 | 0 | 0 | 0 | 0 | 0 | 0 | 0 | 0 | 0 | 0 | 0 | 0 | 12
NO |  | 24 | 2012 | 1 | 15 | 15 |  | TL1070 PORT ISABEL | PORT ISABEL | 138 | 138 | 1-6.74 | 6.74 | 0 | 1 | 336.0 ACSR | 0 | 0 | 0 | 0 | 0 | 0 | 0 | 0 | 0 | 0 | 0 | 0 | 0 | 0 | 0 | 0 | 0 | 0 | 0 | 0 | 0 | 0 | 0 | 12
NO |  | 24 | 2012 | 1 | 16 | 16 |  | TL1071 PORT ISABEL | PORT ISABEL | 138 | 138 | 1-6.89 | 6.89 | 0 | 1 | 336.0 ACSR | 0 | 0 | 0 | 0 | 0 | 0 | 0 | 0 | 0 | 0 | 0 | 0 | 0 | 0 | 0 | 0 | 0 | 0 | 0 | 0 | 0 | 0 | 0 | 12
NO |  | 24 | 2012 | 1 | 17 | 17 |  | TL1072A HEC | NORTH EDINBURG CKT #2 | 138 | 138 | 1-1.8 | 1.8 | 0.6 | 1 | 795.0 ACSS | 0 | 0 | 0 | 0 | 0 | 0 | 0 | 0 | 0 | 0 | 0 | 0 | 0 | 0 | 0 | 0 | 0 | 0 | 0 | 0 | 0 | 0 | 0 | 12
NO |  | 24 | 2012 | 1 | 18 | 18 |  | TL1072B HEC | HEC #1 | 138 | 138 | 1-0.03 | 0.03 | 0 | 1 | 2 -1272.0 ACSR | 0 | 0 | 0 | 0 | 0 | 0 | 0 | 0 | 0 | 0 | 0 | 0 | 0 | 0 | 0 | 0 | 0 | 0 | 0 | 0 | 0 | 0 | 0 | 12
NO |  | 24 | 2012 | 1 | 19 | 19 |  | TL1073 STEWART ROAD | WESLACO UNIT | 138 | 138 | 2-14.66 | 14.66 | 0 | 1 | 477.0 ACSR | 0 | 0 | 0 | 0 | 0 | 0 | 0 | 0 | 0 | 0 | 0 | 0 | 0 | 0 | 0 | 0 | 0 | 0 | 0 | 0 | 0 | 0 | 0 | 12
NO |  | 24 | 2012 | 1 | 20 | 20 |  |  |  | 0 | 0 |  | 0 | 0 | 0 | 795.0 ACSR | 0 | 0 | 0 | 0 | 0 | 0 | 0 | 0 | 0 | 0 | 0 | 0 | 0 | 0 | 0 | 0 | 0 | 0 | 0 | 0 | 0 | 0 | 0 | 12
NO |  | 24 | 2012 | 1 | 21 | 21 |  | TL1073C SOUTH MCALLEN | STEWART ROAD | 138 | 138 | 1-0.32 | 9.76 | 0 | 1 | 477.0 ACSR | 0 | 0 | 0 | 0 | 0 | 0 | 0 | 0 | 0 | 0 | 0 | 0 | 0 | 0 | 0 | 0 | 0 | 0 | 0 | 0 | 0 | 0 | 0 | 12
NO |  | 24 | 2012 | 1 | 22 | 22 |  |  |  | 0 | 0 | 2-9.44 | 0 | 0 | 0 | 795.0 ACSR | 0 | 0 | 0 | 0 | 0 | 0 | 0 | 0 | 0 | 0 | 0 | 0 | 0 | 0 | 0 | 0 | 0 | 0 | 0 | 0 | 0 | 0 | 0 | 12
NO |  | 24 | 2012 | 1 | 23 | 23 |  | TL1074B LA PALMA | LAURELES | 138 | 138 | 1-9.4 | 9.4 | 0 | 1 | 795.0 ACSR | 0 | 0 | 0 | 0 | 0 | 0 | 0 | 0 | 0 | 0 | 0 | 0 | 0 | 0 | 0 | 0 | 0 | 0 | 0 | 0 | 0 | 0 | 0 | 12
NO |  | 24 | 2012 | 1 | 24 | 24 |  | TL1074C LAURELES | PORT ISABEL | 138 | 138 | 1-7.04 | 14.33 | 0 | 1 | 795.0 ACSR | 0 | 0 | 0 | 0 | 0 | 0 | 0 | 0 | 0 | 0 | 0 | 0 | 0 | 0 | 0 | 0 | 0 | 0 | 0 | 0 | 0 | 0 | 0 | 12
NO |  | 24 | 2012 | 1 | 25 | 25 |  |  |  | 0 | 0 | 2-7.29 | 0 | 0 | 0 |  | 0 | 0 | 0 | 0 | 0 | 0 | 0 | 0 | 0 | 0 | 0 | 0 | 0 | 0 | 0 | 0 | 0 | 0 | 0 | 0 | 0 | 0 | 0 | 12
NO |  | 24 | 2012 | 1 | 26 | 26 |  | TL1075 LA PALMA | PUB LOMA ALTA | 138 | 138 | 1-12.22 | 22.36 | 0 | 1 | 795.0 AAAC | 0 | 0 | 0 | 0 | 0 | 0 | 0 | 0 | 0 | 0 | 0 | 0 | 0 | 0 | 0 | 0 | 0 | 0 | 0 | 0 | 0 | 0 | 0 | 12
NO |  | 24 | 2012 | 1 | 27 | 27 |  |  |  | 0 | 0 | 2-10.14 | 0 | 0 | 0 | 795.0 ACSR | 0 | 0 | 0 | 0 | 0 | 0 | 0 | 0 | 0 | 0 | 0 | 0 | 0 | 0 | 0 | 0 | 0 | 0 | 0 | 0 | 0 | 0 | 0 | 12
NO |  | 24 | 2012 | 1 | 28 | 28 |  | TL1076 UNION CARBIDE | PUB LOMA ALTA | 138 | 138 | 2-1.14 | 1.14 | 0 | 1 | 795.0 ACSR | 0 | 0 | 0 | 0 | 0 | 0 | 0 | 0 | 0 | 0 | 0 | 0 | 0 | 0 | 0 | 0 | 0 | 0 | 0 | 0 | 0 | 0 | 0 | 12
NO |  | 24 | 2012 | 1 | 29 | 29 |  | TL1077 PORT ISABEL | UNION CARBIDE BROWNSVILLE | 138 | 138 | 2-12.85 | 12.85 | 0 | 1 | 477.0 ACSR | 0 | 0 | 0 | 0 | 0 | 0 | 0 | 0 | 0 | 0 | 0 | 0 | 0 | 0 | 0 | 0 | 0 | 0 | 0 | 0 | 0 | 0 | 0 | 12
NO |  | 24 | 2012 | 1 | 30 | 30 |  |  |  | 0 | 0 |  | 0 | 0 | 0 | 795.0 ACSR | 0 | 0 | 0 | 0 | 0 | 0 | 0 | 0 | 0 | 0 | 0 | 0 | 0 | 0 | 0 | 0 | 0 | 0 | 0 | 0 | 0 | 0 | 0 | 12
NO |  | 24 | 2012 | 1 | 31 | 31 |  | TL1079 LA PALMA | WESLACO UNIT | 138 | 138 | 1-5.33 | 5.33 | 0 | 1 | 477.0 AAC | 0 | 0 | 0 | 0 | 0 | 0 | 0 | 0 | 0 | 0 | 0 | 0 | 0 | 0 | 0 | 0 | 0 | 0 | 0 | 0 | 0 | 0 | 0 | 12
NO |  | 24 | 2012 | 1 | 32 | 32 |  | TL1080 LA PALMA | MILITARY HIGHWAY | 138 | 138 | 1-2.03 | 21.04 | 0 | 1 | 795.0 ACSR | 0 | 0 | 0 | 0 | 0 | 0 | 0 | 0 | 0 | 0 | 0 | 0 | 0 | 0 | 0 | 0 | 0 | 0 | 0 | 0 | 0 | 0 | 0 | 12
NO |  | 24 | 2012 | 1 | 33 | 33 |  |  |  | 0 | 0 | 2-19.01 | 0 | 0 | 0 |  | 0 | 0 | 0 | 0 | 0 | 0 | 0 | 0 | 0 | 0 | 0 | 0 | 0 | 0 | 0 | 0 | 0 | 0 | 0 | 0 | 0 | 0 | 0 | 12
NO |  | 24 | 2012 | 1 | 34 | 34 |  | TL1081 NORTH MCALLEN | SOUTH MCALLEN | 138 | 138 | 1-4.71 | 4.71 | 0 | 1 | 795.0 ACSS | 0 | 0 | 0 | 0 | 0 | 0 | 0 | 0 | 0 | 0 | 0 | 0 | 0 | 0 | 0 | 0 | 0 | 0 | 0 | 0 | 0 | 0 | 0 | 12
NO |  | 24 | 2012 | 1 | 35 | 35 |  | TL1082 PHARR | MVEC PHARR | 138 | 138 | 1-3.61 | 3.61 | 0 | 1 | 795.0 ACSS | 0 | 0 | 0 | 0 | 0 | 0 | 0 | 0 | 0 | 0 | 0 | 0 | 0 | 0 | 0 | 0 | 0 | 0 | 0 | 0 | 0 | 0 | 0 | 12
NO |  | 24 | 2012 | 2 | 1 | 1 |  | TL1084 POLK | SOUTH MCALLEN | 138 | 138 | 1-3.66 | 3.66 | 0 | 1 | 795.0 ACSR | 0 | 0 | 0 | 0 | 0 | 0 | 0 | 0 | 0 | 0 | 0 | 0 | 0 | 0 | 0 | 0 | 0 | 0 | 0 | 0 | 0 | 0 | 0 | 12
NO |  | 24 | 2012 | 2 | 2 | 2 |  | TL1086A NORTH EDINBURG | MVG (CALPINE) GT1 | 138 | 138 | 1-0.18 | 0.18 | 0 | 1 | 1590.0 ACSR | 0 | 0 | 0 | 0 | 0 | 0 | 0 | 0 | 0 | 0 | 0 | 0 | 0 | 0 | 0 | 0 | 0 | 0 | 0 | 0 | 0 | 0 | 0 | 12
NO |  | 24 | 2012 | 2 | 3 | 3 |  | TL1086B NORTH EDINBURG | MVG (CALPINE) GT2 | 138 | 138 | 1-0.18 | 0.18 | 0 | 1 | 1590.0 ACSR | 0 | 0 | 0 | 0 | 0 | 0 | 0 | 0 | 0 | 0 | 0 | 0 | 0 | 0 | 0 | 0 | 0 | 0 | 0 | 0 | 0 | 0 | 0 | 12
NO |  | 24 | 2012 | 2 | 4 | 4 |  | TL1086C NORTH EDINBURG | MVG (CALPINE) ST1 | 138 | 138 | 1-0.17 | 0.17 | 0 | 1 | 1590.0 ACSR | 0 | 0 | 0 | 0 | 0 | 0 | 0 | 0 | 0 | 0 | 0 | 0 | 0 | 0 | 0 | 0 | 0 | 0 | 0 | 0 | 0 | 0 | 0 | 12
NO |  | 24 | 2012 | 2 | 5 | 5 |  | TL1091 MILITARY HIGHWAY | PALO ALTO | 138 | 138 | 1-4.75 | 5.83 | 0 | 1 | 795.0 ACSR | 0 | 0 | 0 | 0 | 0 | 0 | 0 | 0 | 0 | 0 | 0 | 0 | 0 | 0 | 0 | 0 | 0 | 0 | 0 | 0 | 0 | 0 | 0 | 12
NO |  | 24 | 2012 | 2 | 6 | 6 |  |  |  | 0 | 0 | 2-1.08 | 0 | 0 | 0 |  | 0 | 0 | 0 | 0 | 0 | 0 | 0 | 0 | 0 | 0 | 0 | 0 | 0 | 0 | 0 | 0 | 0 | 0 | 0 | 0 | 0 | 0 | 0 | 12
NO |  | 24 | 2012 | 2 | 7 | 7 |  | TL1091B UNION CARBIDE | PALO ALTO | 138 | 138 | 2-9.1 | 9.1 | 0.62 | 1 | 795.0 ACSR | 0 | 0 | 0 | 0 | 0 | 0 | 0 | 0 | 0 | 0 | 0 | 0 | 0 | 0 | 0 | 0 | 0 | 0 | 0 | 0 | 0 | 0 | 0 | 12
NO |  | 24 | 2012 | 2 | 8 | 8 |  | TL1092A NORTH EDINBURG | NORTH MCALLEN CKT #1 | 138 | 138 | 1-0.53 | 0.53 | 9.02 | 1 | 795.0 ACSS | 0 | 0 | 0 | 0 | 0 | 0 | 0 | 0 | 0 | 0 | 0 | 0 | 0 | 0 | 0 | 0 | 0 | 0 | 0 | 0 | 0 | 0 | 0 | 12
NO |  | 24 | 2012 | 2 | 9 | 9 |  | TL1092B NORTH EDINBURG | NORTH MCALLEN CKT #2 | 138 | 138 | 1-9.24 | 9.24 | 0 | 1 | 795.0 ACSS | 0 | 0 | 0 | 0 | 0 | 0 | 0 | 0 | 0 | 0 | 0 | 0 | 0 | 0 | 0 | 0 | 0 | 0 | 0 | 0 | 0 | 0 | 0 | 12
NO |  | 24 | 2012 | 2 | 10 | 10 |  | TL1093 NORTH MCALLEN | SOUTH MCALLEN | 138 | 138 | 1-2.63 | 3.28 | 0 | 1 | 795.0 ACSS | 0 | 0 | 0 | 0 | 0 | 0 | 0 | 0 | 0 | 0 | 0 | 0 | 0 | 0 | 0 | 0 | 0 | 0 | 0 | 0 | 0 | 0 | 0 | 12
NO |  | 24 | 2012 | 2 | 11 | 11 |  |  |  | 0 | 0 | 2-0.65 | 0 | 0 | 0 |  | 0 | 0 | 0 | 0 | 0 | 0 | 0 | 0 | 0 | 0 | 0 | 0 | 0 | 0 | 0 | 0 | 0 | 0 | 0 | 0 | 0 | 0 | 0 | 12
NO |  | 24 | 2012 | 2 | 12 | 12 |  | TL1095 MILITARY HIGHWAY | CFE TIE | 138 | 138 | 1-0.14 | 0.14 | 0 | 1 | 795.0 ACSR | 0 | 0 | 0 | 0 | 0 | 0 | 0 | 0 | 0 | 0 | 0 | 0 | 0 | 0 | 0 | 0 | 0 | 0 | 0 | 0 | 0 | 0 | 0 | 12
NO |  | 24 | 2012 | 2 | 13 | 13 |  | TL1096 PORT ISABEL | PORT ISABEL | 138 | 138 | 4-8.56 | 8.56 | 0 | 1 | 750.0 MCM CU | 0 | 0 | 0 | 0 | 0 | 0 | 0 | 0 | 0 | 0 | 0 | 0 | 0 | 0 | 0 | 0 | 0 | 0 | 0 | 0 | 0 | 0 | 0 | 12
NO |  | 24 | 2012 | 2 | 14 | 14 |  | TL1097 LA PALMA | RIO HONDO CKT #1 | 138 | 138 | 1-10.09 | 10.09 | 0 | 1 | 2x795.0 ACSS | 0 | 0 | 0 | 0 | 0 | 0 | 0 | 0 | 0 | 0 | 0 | 0 | 0 | 0 | 0 | 0 | 0 | 0 | 0 | 0 | 0 | 0 | 0 | 12
NO |  | 24 | 2012 | 2 | 15 | 15 |  | TL1117 FRONTERA | SOUTH MCALLEN | 138 | 138 | 1-14.66 | 14.66 | 0 | 1 | 1272.0 ACSR | 0 | 0 | 0 | 0 | 0 | 0 | 0 | 0 | 0 | 0 | 0 | 0 | 0 | 0 | 0 | 0 | 0 | 0 | 0 | 0 | 0 | 0 | 0 | 12
NO |  | 24 | 2012 | 2 | 16 | 16 |  | TL1117A AGAVE | SLU TAYLOR | 138 | 138 | 1-0.15 | 0.15 | 0 | 1 | 1272.0 ACSR | 0 | 0 | 0 | 0 | 0 | 0 | 0 | 0 | 0 | 0 | 0 | 0 | 0 | 0 | 0 | 0 | 0 | 0 | 0 | 0 | 0 | 0 | 0 | 12
NO |  | 24 | 2012 | 2 | 17 | 17 |  | TL1119 RIO GRANDE CITY | ROMA TAP | 138 | 138 | 1-7.61 | 7.61 | 0 | 1 | 795.0 ACSR | 0 | 0 | 0 | 0 | 0 | 0 | 0 | 0 | 0 | 0 | 0 | 0 | 0 | 0 | 0 | 0 | 0 | 0 | 0 | 0 | 0 | 0 | 0 | 12
NO |  | 24 | 2012 | 2 | 18 | 18 |  | TL1121 POLK | PHARR | 138 | 138 | 1-3.56 | 3.56 | 0 | 1 | 795.0 ACSS | 0 | 0 | 0 | 0 | 0 | 0 | 0 | 0 | 0 | 0 | 0 | 0 | 0 | 0 | 0 | 0 | 0 | 0 | 0 | 0 | 0 | 0 | 0 | 12
NO |  | 24 | 2012 | 2 | 19 | 19 |  | TL1122 HEC | WESLACO SS | 138 | 138 | 1-11.52 | 11.52 | 0 | 1 | 795.0 ACSR | 0 | 0 | 0 | 0 | 0 | 0 | 0 | 0 | 0 | 0 | 0 | 0 | 0 | 0 | 0 | 0 | 0 | 0 | 0 | 0 | 0 | 0 | 0 | 12
NO |  | 24 | 2012 | 2 | 20 | 20 |  | TL1123 HEC | MVEC PHARR | 138 | 138 | 1-7.68 | 7.68 | 0 | 1 | 795.0 ACSS | 0 | 0 | 0 | 0 | 0 | 0 | 0 | 0 | 0 | 0 | 0 | 0 | 0 | 0 | 0 | 0 | 0 | 0 | 0 | 0 | 0 | 0 | 0 | 12
NO |  | 24 | 2012 | 2 | 21 | 21 |  | TL3001A LON HILL | WARBURTON | 138 | 138 | 1-0.15 | 58.35 | 14.36 | 1 | 336.0 ACSR | 0 | 0 | 0 | 0 | 0 | 0 | 0 | 0 | 0 | 0 | 0 | 0 | 0 | 0 | 0 | 0 | 0 | 0 | 0 | 0 | 0 | 0 | 0 | 12
NO |  | 24 | 2012 | 2 | 22 | 22 |  |  |  | 0 | 0 | 2-58.2 | 0 | 0 | 0 |  | 0 | 0 | 0 | 0 | 0 | 0 | 0 | 0 | 0 | 0 | 0 | 0 | 0 | 0 | 0 | 0 | 0 | 0 | 0 | 0 | 0 | 0 | 0 | 12
NO |  | 24 | 2012 | 2 | 23 | 23 |  | TL3001B WARBURTON | VICTORIA | 138 | 138 | 2-14.64 | 14.64 | 0 | 1 | 336.0 ACSR | 0 | 0 | 0 | 0 | 0 | 0 | 0 | 0 | 0 | 0 | 0 | 0 | 0 | 0 | 0 | 0 | 0 | 0 | 0 | 0 | 0 | 0 | 0 | 12
NO |  | 24 | 2012 | 2 | 24 | 24 |  | TL3002 COLETO | KENEDY SS | 138 | 138 | 2-45.14 | 45.14 | 0 | 1 | 795.0 ACSR | 0 | 0 | 0 | 0 | 0 | 0 | 0 | 0 | 0 | 0 | 0 | 0 | 0 | 0 | 0 | 0 | 0 | 0 | 0 | 0 | 0 | 0 | 0 | 12
NO |  | 24 | 2012 | 2 | 25 | 25 |  | TL3003 KENEDY SS | CPSB V.H. BRAUNIG | 138 | 138 | 2-13.65 | 13.65 | 0 | 1 | 477.0 ACSR | 0 | 0 | 0 | 0 | 0 | 0 | 0 | 0 | 0 | 0 | 0 | 0 | 0 | 0 | 0 | 0 | 0 | 0 | 0 | 0 | 0 | 0 | 0 | 12
NO |  | 24 | 2012 | 2 | 26 | 26 |  | TL3004 KENEDY SS | PLEASANTON | 138 | 138 | 2-40 | 40 | 0 | 1 | 266.8 ACSR | 0 | 0 | 0 | 0 | 0 | 0 | 0 | 0 | 0 | 0 | 0 | 0 | 0 | 0 | 0 | 0 | 0 | 0 | 0 | 0 | 0 | 0 | 0 | 12
NO |  | 24 | 2012 | 2 | 27 | 27 |  | TL3005 EL CAMPO | VICTORIA | 138 | 138 | 2-21.57 | 21.57 | 4.78 | 1 | 795.0 ACSR | 0 | 0 | 0 | 0 | 0 | 0 | 0 | 0 | 0 | 0 | 0 | 0 | 0 | 0 | 0 | 0 | 0 | 0 | 0 | 0 | 0 | 0 | 0 | 12
NO |  | 24 | 2012 | 2 | 28 | 28 |  | TL3006 EL CAMPO | VICTORIA | 138 | 138 | 2-9.72 | 9.72 | 0 | 1 | 795.0 ACSR | 0 | 0 | 0 | 0 | 0 | 0 | 0 | 0 | 0 | 0 | 0 | 0 | 0 | 0 | 0 | 0 | 0 | 0 | 0 | 0 | 0 | 0 | 0 | 12
NO |  | 24 | 2012 | 2 | 29 | 29 |  | TL3007 EL CAMPO | VICTORIA | 138 | 138 | 1-2.09 | 20.02 | 0 | 1 | 795.0 AAAC | 0 | 0 | 0 | 0 | 0 | 0 | 0 | 0 | 0 | 0 | 0 | 0 | 0 | 0 | 0 | 0 | 0 | 0 | 0 | 0 | 0 | 0 | 0 | 12
NO |  | 24 | 2012 | 2 | 30 | 30 |  |  |  | 0 | 0 | 2-17.93 | 0 | 0 | 0 | 795.0 ACSR | 0 | 0 | 0 | 0 | 0 | 0 | 0 | 0 | 0 | 0 | 0 | 0 | 0 | 0 | 0 | 0 | 0 | 0 | 0 | 0 | 0 | 0 | 0 | 12
NO |  | 24 | 2012 | 2 | 31 | 31 |  | TL3008 EL CAMPO | LANE CITY | 138 | 138 | 1-1.43 | 17.24 | 0 | 1 | 795.0 AAC | 0 | 0 | 0 | 0 | 0 | 0 | 0 | 0 | 0 | 0 | 0 | 0 | 0 | 0 | 0 | 0 | 0 | 0 | 0 | 0 | 0 | 0 | 0 | 12
NO |  | 24 | 2012 | 2 | 32 | 32 |  |  |  | 0 | 0 | 2-15.81 | 0 | 0 | 0 | 795.0 ACSR | 0 | 0 | 0 | 0 | 0 | 0 | 0 | 0 | 0 | 0 | 0 | 0 | 0 | 0 | 0 | 0 | 0 | 0 | 0 | 0 | 0 | 0 | 0 | 12
NO |  | 24 | 2012 | 2 | 33 | 33 |  | TL3009 EL CAMPO | LANE CITY | 138 | 138 | 2-1.41 | 1.41 | 0 | 1 | 795.0 ACSR | 0 | 0 | 0 | 0 | 0 | 0 | 0 | 0 | 0 | 0 | 0 | 0 | 0 | 0 | 0 | 0 | 0 | 0 | 0 | 0 | 0 | 0 | 0 | 12
NO |  | 24 | 2012 | 2 | 34 | 34 |  | TL3010 LOLITA | VICTORIA | 138 | 138 | 2-23.96 | 28.74 | 0 | 1 | 795.0 ACSR | 0 | 0 | 0 | 0 | 0 | 0 | 0 | 0 | 0 | 0 | 0 | 0 | 0 | 0 | 0 | 0 | 0 | 0 | 0 | 0 | 0 | 0 | 0 | 12
NO |  | 24 | 2012 | 2 | 35 | 35 |  | TL3010 LOLITA | VICTORIA | 0 | 0 | 3-4.78 | 0 | 0 | 0 |  | 0 | 0 | 0 | 0 | 0 | 0 | 0 | 0 | 0 | 0 | 0 | 0 | 0 | 0 | 0 | 0 | 0 | 0 | 0 | 0 | 0 | 0 | 0 | 12
NO |  | 24 | 2012 | 3 | 1 | 1 |  | TL3011 BLESSING | LOLITA | 138 | 138 | 2-22.51 | 22.51 | 0 | 1 | 795.0 ACSR | 0 | 0 | 0 | 0 | 0 | 0 | 0 | 0 | 0 | 0 | 0 | 0 | 0 | 0 | 0 | 0 | 0 | 0 | 0 | 0 | 0 | 0 | 0 | 12
NO |  | 24 | 2012 | 3 | 2 | 2 |  | TL3012 BLESSING | LANE CITY | 138 | 138 | 2-25.5 | 25.5 | 0 | 1 | 477.0 ACSR | 0 | 0 | 0 | 0 | 0 | 0 | 0 | 0 | 0 | 0 | 0 | 0 | 0 | 0 | 0 | 0 | 0 | 0 | 0 | 0 | 0 | 0 | 0 | 12
NO |  | 24 | 2012 | 3 | 3 | 3 |  | TL3013 DUPONT SS | VICTORIA NORTH | 138 | 138 | 1-7.65 | 0 | 7.65 | 1 | 795.0 ACSR | 0 | 0 | 0 | 0 | 0 | 0 | 0 | 0 | 0 | 0 | 0 | 0 | 0 | 0 | 0 | 0 | 0 | 0 | 0 | 0 | 0 | 0 | 0 | 12
NO |  | 24 | 2012 | 3 | 4 | 4 |  | TL3014 BIG THREE | DUPONT SS | 138 | 138 | 2-4.28 | 4.32 | 0.14 | 1 | 477.0 ACSR | 0 | 0 | 0 | 0 | 0 | 0 | 0 | 0 | 0 | 0 | 0 | 0 | 0 | 0 | 0 | 0 | 0 | 0 | 0 | 0 | 0 | 0 | 0 | 12
NO |  | 24 | 2012 | 3 | 5 | 5 |  |  |  | 0 | 0 | 3-0.04 | 0 | 0 | 0 | 795.0 ACSR | 0 | 0 | 0 | 0 | 0 | 0 | 0 | 0 | 0 | 0 | 0 | 0 | 0 | 0 | 0 | 0 | 0 | 0 | 0 | 0 | 0 | 0 | 0 | 12
NO |  | 24 | 2012 | 3 | 6 | 6 |  | TL3015 FORMOSA | LOLITA | 138 | 138 | 2-11.84 | 11.84 | 0 | 1 | 795.0 ACSR | 0 | 0 | 0 | 0 | 0 | 0 | 0 | 0 | 0 | 0 | 0 | 0 | 0 | 0 | 0 | 0 | 0 | 0 | 0 | 0 | 0 | 0 | 0 | 12
NO |  | 24 | 2012 | 3 | 7 | 7 |  | TL3016 JOSLIN | ALCOA (1) | 138 | 138 | 1-1.09 | 0 | 1.09 | 1 | 1590.0 ACSR | 0 | 0 | 0 | 0 | 0 | 0 | 0 | 0 | 0 | 0 | 0 | 0 | 0 | 0 | 0 | 0 | 0 | 0 | 0 | 0 | 0 | 0 | 0 | 12
NO |  | 24 | 2012 | 3 | 8 | 8 |  | TL3017 JOSLIN | ALCOA (2) | 138 | 138 | 3-1.09 | 1.09 | 0 | 1 | 1590.0 ACSR | 0 | 0 | 0 | 0 | 0 | 0 | 0 | 0 | 0 | 0 | 0 | 0 | 0 | 0 | 0 | 0 | 0 | 0 | 0 | 0 | 0 | 0 | 0 | 12
NO |  | 24 | 2012 | 3 | 9 | 9 |  | TL3018 CARBIDE SEADRIFT | JOSLIN | 138 | 138 | 1-0.68 | 12.83 | 6.93 | 1 | 795.0 ACSR | 0 | 0 | 0 | 0 | 0 | 0 | 0 | 0 | 0 | 0 | 0 | 0 | 0 | 0 | 0 | 0 | 0 | 0 | 0 | 0 | 0 | 0 | 0 | 12
NO |  | 24 | 2012 | 3 | 10 | 10 |  |  |  | 0 | 0 | 3-12.15 | 0 | 0 | 0 |  | 0 | 0 | 0 | 0 | 0 | 0 | 0 | 0 | 0 | 0 | 0 | 0 | 0 | 0 | 0 | 0 | 0 | 0 | 0 | 0 | 0 | 0 | 0 | 12
NO |  | 24 | 2012 | 3 | 11 | 11 |  | TL3019 AIRCO | RINCON | 138 | 138 | 2-51.46 | 51.46 | 0 | 1 | 477.0 ACSR | 0 | 0 | 0 | 0 | 0 | 0 | 0 | 0 | 0 | 0 | 0 | 0 | 0 | 0 | 0 | 0 | 0 | 0 | 0 | 0 | 0 | 0 | 0 | 12
NO |  | 24 | 2012 | 3 | 12 | 12 |  | TL3021 DUPONT SS | DUPONT # 1 | 138 | 138 | 1-2.09 | 2.09 | 0 | 1 | 795.0 AAC | 0 | 0 | 0 | 0 | 0 | 0 | 0 | 0 | 0 | 0 | 0 | 0 | 0 | 0 | 0 | 0 | 0 | 0 | 0 | 0 | 0 | 0 | 0 | 12
NO |  | 24 | 2012 | 3 | 13 | 13 |  | TL3022 CELANESE | CONOCO | 138 | 138 | 1-0.06 | 0.06 | 0 | 1 | 795.0 ACSR | 0 | 0 | 0 | 0 | 0 | 0 | 0 | 0 | 0 | 0 | 0 | 0 | 0 | 0 | 0 | 0 | 0 | 0 | 0 | 0 | 0 | 0 | 0 | 12
NO |  | 24 | 2012 | 3 | 14 | 14 |  | TL3026 DUPONT SS | DUPONT # 2 | 138 | 138 | 1-2.08 | 2.08 | 0 | 1 | 795.0 AAC | 0 | 0 | 0 | 0 | 0 | 0 | 0 | 0 | 0 | 0 | 0 | 0 | 0 | 0 | 0 | 0 | 0 | 0 | 0 | 0 | 0 | 0 | 0 | 12
NO |  | 24 | 2012 | 3 | 15 | 15 |  | TL3027 DUPONT SS | VICTORIA SOUTH | 138 | 138 | 3-7.65 | 7.65 | 0 | 1 | 795.0 ACSR | 0 | 0 | 0 | 0 | 0 | 0 | 0 | 0 | 0 | 0 | 0 | 0 | 0 | 0 | 0 | 0 | 0 | 0 | 0 | 0 | 0 | 0 | 0 | 12
NO |  | 24 | 2012 | 3 | 16 | 16 |  | TL3030 BLESSING | PORT LAVACA | 69 | 138 | 1-2.02 | 2.02 | 0 | 1 | 4/0 ACSR | 0 | 0 | 0 | 0 | 0 | 0 | 0 | 0 | 0 | 0 | 0 | 0 | 0 | 0 | 0 | 0 | 0 | 0 | 0 | 0 | 0 | 0 | 0 | 12
NO |  | 24 | 2012 | 3 | 17 | 17 |  | TL3032 BLESSING | PORT LAVACA | 69 | 138 | 1-2.11 | 5.72 | 0 | 1 | 477.0 ACSR | 0 | 0 | 0 | 0 | 0 | 0 | 0 | 0 | 0 | 0 | 0 | 0 | 0 | 0 | 0 | 0 | 0 | 0 | 0 | 0 | 0 | 0 | 0 | 12
NO |  | 24 | 2012 | 3 | 18 | 18 |  |  |  | 0 | 0 | 3-3.61 | 0 | 0 | 0 |  | 0 | 0 | 0 | 0 | 0 | 0 | 0 | 0 | 0 | 0 | 0 | 0 | 0 | 0 | 0 | 0 | 0 | 0 | 0 | 0 | 0 | 0 | 0 | 12
NO |  | 24 | 2012 | 3 | 19 | 19 |  | TL3034 BLESSING | CELANESE BAY CITY | 138 | 138 | 2-5.74 | 5.74 | 0 | 1 | 795.0 ACSR | 0 | 0 | 0 | 0 | 0 | 0 | 0 | 0 | 0 | 0 | 0 | 0 | 0 | 0 | 0 | 0 | 0 | 0 | 0 | 0 | 0 | 0 | 0 | 12
NO |  | 24 | 2012 | 3 | 20 | 20 |  | TL3035 BAY CITY | CONOCO | 138 | 138 | 1-0.84 | 19.52 | 0 | 1 | 795.0 ACSR | 0 | 0 | 0 | 0 | 0 | 0 | 0 | 0 | 0 | 0 | 0 | 0 | 0 | 0 | 0 | 0 | 0 | 0 | 0 | 0 | 0 | 0 | 0 | 12
NO |  | 24 | 2012 | 3 | 21 | 21 |  |  |  | 0 | 0 | 2-18.68 | 0 | 0 | 0 |  | 0 | 0 | 0 | 0 | 0 | 0 | 0 | 0 | 0 | 0 | 0 | 0 | 0 | 0 | 0 | 0 | 0 | 0 | 0 | 0 | 0 | 0 | 0 | 12
NO |  | 24 | 2012 | 3 | 22 | 22 |  | TL3036 BAY CITY | LANE CITY | 138 | 138 | 1-0.44 | 15.04 | 0 | 1 | 795.0 ACSR | 0 | 0 | 0 | 0 | 0 | 0 | 0 | 0 | 0 | 0 | 0 | 0 | 0 | 0 | 0 | 0 | 0 | 0 | 0 | 0 | 0 | 0 | 0 | 12
NO |  | 24 | 2012 | 3 | 23 | 23 |  |  |  | 0 | 0 | 2-14.6 | 0 | 0 | 0 |  | 0 | 0 | 0 | 0 | 0 | 0 | 0 | 0 | 0 | 0 | 0 | 0 | 0 | 0 | 0 | 0 | 0 | 0 | 0 | 0 | 0 | 0 | 0 | 12
NO |  | 24 | 2012 | 3 | 24 | 24 |  | TL3044 SIGMOR | THREE RIVERS | 138 | 138 | 2-3.54 | 3.54 | 0 | 1 | 795.0 ACSR | 0 | 0 | 0 | 0 | 0 | 0 | 0 | 0 | 0 | 0 | 0 | 0 | 0 | 0 | 0 | 0 | 0 | 0 | 0 | 0 | 0 | 0 | 0 | 12
NO |  | 24 | 2012 | 3 | 25 | 25 |  | TL3045 SIGMOR | STEC ORANGE GROVE | 138 | 138 | 2-1.83 | 1.83 | 0 | 1 | 795.0 ACSR | 0 | 0 | 0 | 0 | 0 | 0 | 0 | 0 | 0 | 0 | 0 | 0 | 0 | 0 | 0 | 0 | 0 | 0 | 0 | 0 | 0 | 0 | 0 | 12
NO |  | 24 | 2012 | 3 | 26 | 26 |  | TL3046 SIGMOR | STEC SAN MIGUEL | 138 | 138 | 1-2.41 | 1.83 | 0 | 1 | 1/0 ACSR | 0 | 0 | 0 | 0 | 0 | 0 | 0 | 0 | 0 | 0 | 0 | 0 | 0 | 0 | 0 | 0 | 0 | 0 | 0 | 0 | 0 | 0 | 0 | 12
NO |  | 24 | 2012 | 3 | 27 | 27 |  |  |  | 0 | 0 | 2-1.83 | 0 | 0 | 0 | 795.0 ACSR | 0 | 0 | 0 | 0 | 0 | 0 | 0 | 0 | 0 | 0 | 0 | 0 | 0 | 0 | 0 | 0 | 0 | 0 | 0 | 0 | 0 | 0 | 0 | 12
NO |  | 24 | 2012 | 3 | 28 | 28 |  | TL3084 VICTORIA | LCRA CUERO | 138 | 138 | 1-4.04 | 17.86 | 0 | 1 | 795.0 ACSR | 0 | 0 | 0 | 0 | 0 | 0 | 0 | 0 | 0 | 0 | 0 | 0 | 0 | 0 | 0 | 0 | 0 | 0 | 0 | 0 | 0 | 0 | 0 | 12
NO |  | 24 | 2012 | 3 | 29 | 29 |  |  |  | 0 | 0 | 2-13.82 | 0 | 0 | 0 |  | 0 | 0 | 0 | 0 | 0 | 0 | 0 | 0 | 0 | 0 | 0 | 0 | 0 | 0 | 0 | 0 | 0 | 0 | 0 | 0 | 0 | 0 | 0 | 12
NO |  | 24 | 2012 | 3 | 30 | 30 |  | TL3085 VICTORIA | LCRA CUERO | 138 | 138 | 2-10.88 | 10.88 | 0 | 1 | 795.0 ACSR | 0 | 0 | 0 | 0 | 0 | 0 | 0 | 0 | 0 | 0 | 0 | 0 | 0 | 0 | 0 | 0 | 0 | 0 | 0 | 0 | 0 | 0 | 0 | 12
NO |  | 24 | 2012 | 3 | 31 | 31 |  | TL3111 DUPONT SS | JOSLIN | 138 | 138 | 2-17.36 | 18.31 | 0 | 1 | 795.0 ACSR | 0 | 0 | 0 | 0 | 0 | 0 | 0 | 0 | 0 | 0 | 0 | 0 | 0 | 0 | 0 | 0 | 0 | 0 | 0 | 0 | 0 | 0 | 0 | 12
NO |  | 24 | 2012 | 3 | 32 | 32 |  |  |  | 0 | 0 | 3-0.95 | 0 | 0 | 0 |  | 0 | 0 | 0 | 0 | 0 | 0 | 0 | 0 | 0 | 0 | 0 | 0 | 0 | 0 | 0 | 0 | 0 | 0 | 0 | 0 | 0 | 0 | 0 | 12
NO |  | 24 | 2012 | 3 | 33 | 33 |  | TL3112 DUPONT SS | JOSLIN | 138 | 138 | 1-0.42 | 14.28 | 0 | 1 | 795.0 ACSR | 0 | 0 | 0 | 0 | 0 | 0 | 0 | 0 | 0 | 0 | 0 | 0 | 0 | 0 | 0 | 0 | 0 | 0 | 0 | 0 | 0 | 0 | 0 | 12
NO |  | 24 | 2012 | 3 | 34 | 34 |  |  |  | 0 | 0 | 2-13.68 | 0 | 0 | 0 |  | 0 | 0 | 0 | 0 | 0 | 0 | 0 | 0 | 0 | 0 | 0 | 0 | 0 | 0 | 0 | 0 | 0 | 0 | 0 | 0 | 0 | 0 | 0 | 12
NO |  | 24 | 2012 | 3 | 35 | 35 |  | TL3112 DUPONT SS | JOSLIN | 0 | 0 | 3-0.18 | 0 | 0 | 0 |  | 0 | 0 | 0 | 0 | 0 | 0 | 0 | 0 | 0 | 0 | 0 | 0 | 0 | 0 | 0 | 0 | 0 | 0 | 0 | 0 | 0 | 0 | 0 | 12
NO |  | 24 | 2012 | 4 | 1 | 1 |  | TL3113B BLESSING | CELANESE BAY CITY | 138 | 138 | 2-5.8 | 5.8 | 0 | 1 | 795.0 ACSR | 0 | 0 | 0 | 0 | 0 | 0 | 0 | 0 | 0 | 0 | 0 | 0 | 0 | 0 | 0 | 0 | 0 | 0 | 0 | 0 | 0 | 0 | 0 | 12
NO |  | 24 | 2012 | 4 | 2 | 2 |  | TL3114 STP PUMP TAP | STP CONSTRUCTION | 138 | 138 | 3-6.4 | 6.4 | 0 | 1 | 795.0 ACSR | 0 | 0 | 0 | 0 | 0 | 0 | 0 | 0 | 0 | 0 | 0 | 0 | 0 | 0 | 0 | 0 | 0 | 0 | 0 | 0 | 0 | 0 | 0 | 12
NO |  | 24 | 2012 | 4 | 3 | 3 |  | TL3115 STP CONSTRUCTION | STP RIVER PUMP | 138 | 138 | 1-4.36 | 4.36 | 0 | 1 | 4/0 ACSR | 0 | 0 | 0 | 0 | 0 | 0 | 0 | 0 | 0 | 0 | 0 | 0 | 0 | 0 | 0 | 0 | 0 | 0 | 0 | 0 | 0 | 0 | 0 | 12
NO |  | 24 | 2012 | 4 | 4 | 4 |  | TL3118 COLETO CREEK NORTH | VICTORIA | 138 | 138 | 2-11.1 | 15.91 | 0 | 1 | 1590.0 ACSR | 0 | 0 | 0 | 0 | 0 | 0 | 0 | 0 | 0 | 0 | 0 | 0 | 0 | 0 | 0 | 0 | 0 | 0 | 0 | 0 | 0 | 0 | 0 | 12
NO |  | 24 | 2012 | 4 | 5 | 5 |  |  |  | 0 | 0 | 3-4.81 | 0 | 0 | 0 |  | 0 | 0 | 0 | 0 | 0 | 0 | 0 | 0 | 0 | 0 | 0 | 0 | 0 | 0 | 0 | 0 | 0 | 0 | 0 | 0 | 0 | 0 | 0 | 12
NO |  | 24 | 2012 | 4 | 6 | 6 |  | TL3119 COLETO CREEK SOUTH | VICTORIA | 138 | 138 | 2-6.76 | 15.6 | 0 | 1 | 1590.0 ACSR | 0 | 0 | 0 | 0 | 0 | 0 | 0 | 0 | 0 | 0 | 0 | 0 | 0 | 0 | 0 | 0 | 0 | 0 | 0 | 0 | 0 | 0 | 0 | 12
NO |  | 24 | 2012 | 4 | 7 | 7 |  |  |  | 0 | 0 | 3-8.84 | 0 | 0 | 0 |  | 0 | 0 | 0 | 0 | 0 | 0 | 0 | 0 | 0 | 0 | 0 | 0 | 0 | 0 | 0 | 0 | 0 | 0 | 0 | 0 | 0 | 0 | 0 | 12
NO |  | 24 | 2012 | 4 | 8 | 8 |  | TL3122 CARBIDE SEADRIFT | VISTRON | 138 | 138 | 2-6.13 | 6.13 | 0 | 1 | 477.0 ACSR | 0 | 0 | 0 | 0 | 0 | 0 | 0 | 0 | 0 | 0 | 0 | 0 | 0 | 0 | 0 | 0 | 0 | 0 | 0 | 0 | 0 | 0 | 0 | 12
NO |  | 24 | 2012 | 4 | 9 | 9 |  |  |  | 0 | 0 |  | 0 | 0 | 0 | 795.0 ACSR | 0 | 0 | 0 | 0 | 0 | 0 | 0 | 0 | 0 | 0 | 0 | 0 | 0 | 0 | 0 | 0 | 0 | 0 | 0 | 0 | 0 | 0 | 0 | 12
NO |  | 24 | 2012 | 4 | 10 | 10 |  | TL3124 FORMOSA | JOSLIN | 138 | 138 | 2-0.69 | 2.53 | 0 | 1 | 795.0 ACSR | 0 | 0 | 0 | 0 | 0 | 0 | 0 | 0 | 0 | 0 | 0 | 0 | 0 | 0 | 0 | 0 | 0 | 0 | 0 | 0 | 0 | 0 | 0 | 12
NO |  | 24 | 2012 | 4 | 11 | 11 |  |  |  | 0 | 0 | 3-1.84 | 0 | 0 | 0 |  | 0 | 0 | 0 | 0 | 0 | 0 | 0 | 0 | 0 | 0 | 0 | 0 | 0 | 0 | 0 | 0 | 0 | 0 | 0 | 0 | 0 | 0 | 0 | 12
NO |  | 24 | 2012 | 4 | 12 | 12 |  | TL3125 BIG THREE | VISTRON | 138 | 138 | 2-10.52 | 10.52 | 0 | 1 | 477.0 ACSR | 0 | 0 | 0 | 0 | 0 | 0 | 0 | 0 | 0 | 0 | 0 | 0 | 0 | 0 | 0 | 0 | 0 | 0 | 0 | 0 | 0 | 0 | 0 | 12
NO |  | 24 | 2012 | 4 | 13 | 13 |  |  |  | 0 | 0 |  | 0 | 0 | 0 | 795.0 ACSR | 0 | 0 | 0 | 0 | 0 | 0 | 0 | 0 | 0 | 0 | 0 | 0 | 0 | 0 | 0 | 0 | 0 | 0 | 0 | 0 | 0 | 0 | 0 | 12
NO |  | 24 | 2012 | 4 | 14 | 14 |  | TL3126 CELANESE | CONOCO | 138 | 138 | 2-10.37 | 10.37 | 0 | 1 | 795.0 ACSR | 0 | 0 | 0 | 0 | 0 | 0 | 0 | 0 | 0 | 0 | 0 | 0 | 0 | 0 | 0 | 0 | 0 | 0 | 0 | 0 | 0 | 0 | 0 | 12
NO |  | 24 | 2012 | 4 | 15 | 15 |  | TL3127 AIRCO | CARBIDE | 138 | 138 | 2-1.43 | 1.43 | 0 | 1 | 477.0 ACSR | 0 | 0 | 0 | 0 | 0 | 0 | 0 | 0 | 0 | 0 | 0 | 0 | 0 | 0 | 0 | 0 | 0 | 0 | 0 | 0 | 0 | 0 | 0 | 12
NO |  | 24 | 2012 | 4 | 16 | 16 |  | TL3139 CHASEFIELD TAP#2 | CHASEFIELD | 69 | 138 | 1-4.58 | 4.58 | 0 | 1 | 795.0 ACSR | 0 | 0 | 0 | 0 | 0 | 0 | 0 | 0 | 0 | 0 | 0 | 0 | 0 | 0 | 0 | 0 | 0 | 0 | 0 | 0 | 0 | 0 | 0 | 12
NO |  | 24 | 2012 | 4 | 17 | 17 |  | TL5001 KINGSVILLE | LON HILL | 138 | 138 | 1-1 | 36.79 | 0 | 1 | 795.0 ACSR | 0 | 0 | 0 | 0 | 0 | 0 | 0 | 0 | 0 | 0 | 0 | 0 | 0 | 0 | 0 | 0 | 0 | 0 | 0 | 0 | 0 | 0 | 0 | 12
NO |  | 24 | 2012 | 4 | 18 | 18 |  |  |  | 0 | 0 | 2-28.92 | 0 | 0 | 0 |  | 0 | 0 | 0 | 0 | 0 | 0 | 0 | 0 | 0 | 0 | 0 | 0 | 0 | 0 | 0 | 0 | 0 | 0 | 0 | 0 | 0 | 0 | 0 | 12
NO |  | 24 | 2012 | 4 | 19 | 19 |  |  |  | 0 | 0 | 3-6.87 | 0 | 0 | 0 |  | 0 | 0 | 0 | 0 | 0 | 0 | 0 | 0 | 0 | 0 | 0 | 0 | 0 | 0 | 0 | 0 | 0 | 0 | 0 | 0 | 0 | 0 | 0 | 12
NO |  | 24 | 2012 | 4 | 20 | 20 |  | TL5002 KINGSVILLE | KLEBERG | 138 | 138 | 1-1.37 | 5.5 | 0 | 1 | 795.0 ACSR | 0 | 0 | 0 | 0 | 0 | 0 | 0 | 0 | 0 | 0 | 0 | 0 | 0 | 0 | 0 | 0 | 0 | 0 | 0 | 0 | 0 | 0 | 0 | 12
NO |  | 24 | 2012 | 4 | 21 | 21 |  |  |  | 0 | 0 | 2-4.13 | 0 | 0 | 0 |  | 0 | 0 | 0 | 0 | 0 | 0 | 0 | 0 | 0 | 0 | 0 | 0 | 0 | 0 | 0 | 0 | 0 | 0 | 0 | 0 | 0 | 0 | 0 | 12
NO |  | 24 | 2012 | 4 | 22 | 22 |  | TL5003A KLEBERG | LOYOLA | 138 | 138 | 2-13.5 | 13.5 | 0 | 1 | 795.0 ACSR | 0 | 0 | 0 | 0 | 0 | 0 | 0 | 0 | 0 | 0 | 0 | 0 | 0 | 0 | 0 | 0 | 0 | 0 | 0 | 0 | 0 | 0 | 0 | 12
NO |  | 24 | 2012 | 4 | 23 | 23 |  | TL5003B LOYOLA | RAYMONDVILLE #2 | 138 | 138 | 2-26.06 | 26.06 | 0 | 1 | 795.0 ACSR | 0 | 0 | 0 | 0 | 0 | 0 | 0 | 0 | 0 | 0 | 0 | 0 | 0 | 0 | 0 | 0 | 0 | 0 | 0 | 0 | 0 | 0 | 0 | 12
NO |  | 24 | 2012 | 4 | 24 | 24 |  | TL5004 LON HILL | STRATTON | 138 | 138 | 2-27.9 | 27.9 | 0 | 1 | 795.0 ACSR | 0 | 0 | 0 | 0 | 0 | 0 | 0 | 0 | 0 | 0 | 0 | 0 | 0 | 0 | 0 | 0 | 0 | 0 | 0 | 0 | 0 | 0 | 0 | 12
NO |  | 24 | 2012 | 4 | 25 | 25 |  | TL5005A DAVIS | NELSON SHARPE | 138 | 138 | 2-10.1 | 10.1 | 0 | 1 | 795.0 ACSR | 0 | 0 | 0 | 0 | 0 | 0 | 0 | 0 | 0 | 0 | 0 | 0 | 0 | 0 | 0 | 0 | 0 | 0 | 0 | 0 | 0 | 0 | 0 | 12
NO |  | 24 | 2012 | 4 | 26 | 26 |  | TL5005B CELANESE | NELSON SHARPE | 138 | 138 | 2-10.11 | 10.11 | 0 | 1 | 795.0 ACSR | 0 | 0 | 0 | 0 | 0 | 0 | 0 | 0 | 0 | 0 | 0 | 0 | 0 | 0 | 0 | 0 | 0 | 0 | 0 | 0 | 0 | 0 | 0 | 12
NO |  | 24 | 2012 | 4 | 27 | 27 |  | TL5006A FALFURIAS | KING RANCH GAS PLANT | 138 | 138 | 2-20.48 | 20.48 | 0 | 1 | 795.0 ACSR | 0 | 0 | 0 | 0 | 0 | 0 | 0 | 0 | 0 | 0 | 0 | 0 | 0 | 0 | 0 | 0 | 0 | 0 | 0 | 0 | 0 | 0 | 0 | 12
NO |  | 24 | 2012 | 4 | 28 | 28 |  | TL5006B KING RANCH GAS | STRATTON | 138 | 138 | 2-15.76 | 15.76 | 0 | 1 | 795.0 ACSR | 0 | 0 | 0 | 0 | 0 | 0 | 0 | 0 | 0 | 0 | 0 | 0 | 0 | 0 | 0 | 0 | 0 | 0 | 0 | 0 | 0 | 0 | 0 | 12
NO |  | 24 | 2012 | 4 | 29 | 29 |  | TL5007 HIGHWAY9 | JAVELINA | 138 | 138 | 1-2.12 | 0 | 2.12 | 1 | 1272.0 ACSR | 0 | 0 | 0 | 0 | 0 | 0 | 0 | 0 | 0 | 0 | 0 | 0 | 0 | 0 | 0 | 0 | 0 | 0 | 0 | 0 | 0 | 0 | 0 | 12
NO |  | 24 | 2012 | 4 | 30 | 30 |  | TL5008 JAVELINA | WESTSIDE | 138 | 138 | 1-1.14 | 1.27 | 1.52 | 1 | 1272.0 ACSR | 0 | 0 | 0 | 0 | 0 | 0 | 0 | 0 | 0 | 0 | 0 | 0 | 0 | 0 | 0 | 0 | 0 | 0 | 0 | 0 | 0 | 0 | 0 | 12
NO |  | 24 | 2012 | 4 | 31 | 31 |  |  |  | 0 | 0 | 3-0.13 | 0 | 0 | 0 |  | 0 | 0 | 0 | 0 | 0 | 0 | 0 | 0 | 0 | 0 | 0 | 0 | 0 | 0 | 0 | 0 | 0 | 0 | 0 | 0 | 0 | 0 | 0 | 12
NO |  | 24 | 2012 | 4 | 32 | 32 |  | TL5009 LON HILL | WHITEPOINT CKT #2 | 138 | 138 | 1-14.48 | 14.74 | 4.4 | 1 | 2x795.0 ACSR | 0 | 0 | 0 | 0 | 0 | 0 | 0 | 0 | 0 | 0 | 0 | 0 | 0 | 0 | 0 | 0 | 0 | 0 | 0 | 0 | 0 | 0 | 0 | 12
NO |  | 24 | 2012 | 4 | 33 | 33 |  |  |  | 0 | 0 | 2-0.26 | 0 | 0 | 0 |  | 0 | 0 | 0 | 0 | 0 | 0 | 0 | 0 | 0 | 0 | 0 | 0 | 0 | 0 | 0 | 0 | 0 | 0 | 0 | 0 | 0 | 0 | 0 | 12
NO |  | 24 | 2012 | 4 | 34 | 34 |  | TL5011 CITGO WEST | LON HILL | 138 | 138 | 2-6.12 | 6.12 | 0 | 1 | 795.0 ACSR | 0 | 0 | 0 | 0 | 0 | 0 | 0 | 0 | 0 | 0 | 0 | 0 | 0 | 0 | 0 | 0 | 0 | 0 | 0 | 0 | 0 | 0 | 0 | 12
NO |  | 24 | 2012 | 4 | 35 | 35 |  | TL5013 HOLLY | WESTSIDE | 138 | 138 | 1-2.68 | 2.68 | 1.28 | 1 | 1590.0 ACSR | 0 | 0 | 0 | 0 | 0 | 0 | 0 | 0 | 0 | 0 | 0 | 0 | 0 | 0 | 0 | 0 | 0 | 0 | 0 | 0 | 0 | 0 | 0 | 12
NO |  | 24 | 2012 | 5 | 1 | 1 |  | TL5016 DAVIS | HOLLY | 138 | 138 | 1-7.09 | 0 | 7.09 | 1 | 1590.0 ACSR | 0 | 0 | 0 | 0 | 0 | 0 | 0 | 0 | 0 | 0 | 0 | 0 | 0 | 0 | 0 | 0 | 0 | 0 | 0 | 0 | 0 | 0 | 0 | 12
NO |  | 24 | 2012 | 5 | 2 | 2 |  | TL5017 HIGHWAY 9 | NUECES BAY CKT #2 | 138 | 138 | 4-0.41 | 0.41 | 0.18 | 1 | 1272.0 ACSR | 0 | 0 | 0 | 0 | 0 | 0 | 0 | 0 | 0 | 0 | 0 | 0 | 0 | 0 | 0 | 0 | 0 | 0 | 0 | 0 | 0 | 0 | 0 | 12
NO |  | 24 | 2012 | 5 | 3 | 3 |  |  |  | 0 | 0 |  | 0 | 0 | 0 | 2500.0 CU | 0 | 0 | 0 | 0 | 0 | 0 | 0 | 0 | 0 | 0 | 0 | 0 | 0 | 0 | 0 | 0 | 0 | 0 | 0 | 0 | 0 | 0 | 0 | 12
NO |  | 24 | 2012 | 5 | 4 | 4 |  | TL5019 HIGHWAY 9 | NUECES BAY CKT #2 | 138 | 138 | 1-0.35 | 0 | 0.35 | 1 | 1272.0 ACSR | 0 | 0 | 0 | 0 | 0 | 0 | 0 | 0 | 0 | 0 | 0 | 0 | 0 | 0 | 0 | 0 | 0 | 0 | 0 | 0 | 0 | 0 | 0 | 12
NO |  | 24 | 2012 | 5 | 5 | 5 |  | TL5020 MORRIS STREET | NUECES BAY | 138 | 138 | 1-2.65 | 2.65 | 0 | 1 | 795.0 AAC | 0 | 0 | 0 | 0 | 0 | 0 | 0 | 0 | 0 | 0 | 0 | 0 | 0 | 0 | 0 | 0 | 0 | 0 | 0 | 0 | 0 | 0 | 0 | 12
NO |  | 24 | 2012 | 5 | 6 | 6 |  | TL5021 MORRIS STREET | WESTSIDE | 138 | 138 | 1-4.92 | 4.92 | 1.39 | 1 | 795.0 AAAC | 0 | 0 | 0 | 0 | 0 | 0 | 0 | 0 | 0 | 0 | 0 | 0 | 0 | 0 | 0 | 0 | 0 | 0 | 0 | 0 | 0 | 0 | 0 | 12
NO |  | 24 | 2012 | 5 | 7 | 7 |  |  |  | 0 | 0 |  | 0 | 0 | 0 | 795.0 ACSR | 0 | 0 | 0 | 0 | 0 | 0 | 0 | 0 | 0 | 0 | 0 | 0 | 0 | 0 | 0 | 0 | 0 | 0 | 0 | 0 | 0 | 0 | 0 | 12
NO |  | 24 | 2012 | 5 | 8 | 8 |  | TL5022 HIGHWAY 9 | NUECES BAY CKT #1 | 138 | 138 | 3-0.18 | 0.59 | 0 | 1 | 1272.0 ACSR | 0 | 0 | 0 | 0 | 0 | 0 | 0 | 0 | 0 | 0 | 0 | 0 | 0 | 0 | 0 | 0 | 0 | 0 | 0 | 0 | 0 | 0 | 0 | 12
NO |  | 24 | 2012 | 5 | 9 | 9 |  |  |  | 0 | 0 | 4-0.41 | 0 | 0 | 0 | 2500.0 CU | 0 | 0 | 0 | 0 | 0 | 0 | 0 | 0 | 0 | 0 | 0 | 0 | 0 | 0 | 0 | 0 | 0 | 0 | 0 | 0 | 0 | 0 | 0 | 12
NO |  | 24 | 2012 | 5 | 10 | 10 |  | TL5027 AIRLINE | DAVIS CKT#1 | 138 | 138 | 1-11.48 | 0 | 11.48 | 1 | 1590.0 ACSR | 0 | 0 | 0 | 0 | 0 | 0 | 0 | 0 | 0 | 0 | 0 | 0 | 0 | 0 | 0 | 0 | 0 | 0 | 0 | 0 | 0 | 0 | 0 | 12
NO |  | 24 | 2012 | 5 | 11 | 11 |  | TL5029 ALICE | KINGSVILLE | 138 | 138 | 2-22.48 | 22.48 | 0 | 1 | 477.0 ACSR | 0 | 0 | 0 | 0 | 0 | 0 | 0 | 0 | 0 | 0 | 0 | 0 | 0 | 0 | 0 | 0 | 0 | 0 | 0 | 0 | 0 | 0 | 0 | 12
NO |  | 24 | 2012 | 5 | 12 | 12 |  |  |  | 0 | 0 | 0 | 0 | 0 | 0 | 795.0 ACSR | 0 | 0 | 0 | 0 | 0 | 0 | 0 | 0 | 0 | 0 | 0 | 0 | 0 | 0 | 0 | 0 | 0 | 0 | 0 | 0 | 0 | 0 | 0 | 12
NO |  | 24 | 2012 | 5 | 13 | 13 |  | TL5031 LON HILL | CITY OF ROBSTOWN | 69 | 138 | 1-0.74 | 0.74 | 0 | 1 | 795.0 ACSR | 0 | 0 | 0 | 0 | 0 | 0 | 0 | 0 | 0 | 0 | 0 | 0 | 0 | 0 | 0 | 0 | 0 | 0 | 0 | 0 | 0 | 0 | 0 | 12
NO |  | 24 | 2012 | 5 | 14 | 14 |  | TL5032 AIRLINE | DAVIS CKT#1 | 138 | 138 | 1-1.69 | 1.69 | 1.14 | 1 | 1590.0 ACSR | 0 | 0 | 0 | 0 | 0 | 0 | 0 | 0 | 0 | 0 | 0 | 0 | 0 | 0 | 0 | 0 | 0 | 0 | 0 | 0 | 0 | 0 | 0 | 12
NO |  | 24 | 2012 | 5 | 15 | 15 |  | TL5058A DUPONT SS | WHITEPOINT CKT#1 | 138 | 138 | 1-0.15 | 0.15 | 8 | 1 | 795.0 ACSR | 0 | 0 | 0 | 0 | 0 | 0 | 0 | 0 | 0 | 0 | 0 | 0 | 0 | 0 | 0 | 0 | 0 | 0 | 0 | 0 | 0 | 0 | 0 | 12
NO |  | 24 | 2012 | 5 | 16 | 16 |  | TL5058B DUPONT SS | WHITEPOINT CKT#2 | 138 | 138 | 1-0.15 | 8.15 | 0 | 1 | 795.0 ACSR | 0 | 0 | 0 | 0 | 0 | 0 | 0 | 0 | 0 | 0 | 0 | 0 | 0 | 0 | 0 | 0 | 0 | 0 | 0 | 0 | 0 | 0 | 0 | 12
NO |  | 24 | 2012 | 5 | 17 | 17 |  |  |  | 0 | 0 | 3-8 | 0 | 0 | 0 |  | 0 | 0 | 0 | 0 | 0 | 0 | 0 | 0 | 0 | 0 | 0 | 0 | 0 | 0 | 0 | 0 | 0 | 0 | 0 | 0 | 0 | 0 | 0 | 12
NO |  | 24 | 2012 | 5 | 18 | 18 |  | TL5058C NUECES BAY | WHITEPOINT CKT #1 | 138 | 138 | 1-0.46 | 12.71 | 0 | 1 | 795.0 ACSR | 0 | 0 | 0 | 0 | 0 | 0 | 0 | 0 | 0 | 0 | 0 | 0 | 0 | 0 | 0 | 0 | 0 | 0 | 0 | 0 | 0 | 0 | 0 | 12
NO |  | 24 | 2012 | 5 | 19 | 19 |  |  |  | 0 | 0 | 2-12.25 | 0 | 0 | 0 |  | 0 | 0 | 0 | 0 | 0 | 0 | 0 | 0 | 0 | 0 | 0 | 0 | 0 | 0 | 0 | 0 | 0 | 0 | 0 | 0 | 0 | 0 | 0 | 12
NO |  | 24 | 2012 | 5 | 20 | 20 |  | TL5061A RINCON | WHITEPOINT CKT #1 | 69 | 138 | 1-3.26 | 3.26 | 0.75 | 1 | 795.0 ACSR | 0 | 0 | 0 | 0 | 0 | 0 | 0 | 0 | 0 | 0 | 0 | 0 | 0 | 0 | 0 | 0 | 0 | 0 | 0 | 0 | 0 | 0 | 0 | 12
NO |  | 24 | 2012 | 5 | 21 | 21 |  | TL5061B SINTON | WHITEPOINT | 69 | 138 | 1-3.82 | 3.82 | 0 | 1 | 795.0 ACSR | 0 | 0 | 0 | 0 | 0 | 0 | 0 | 0 | 0 | 0 | 0 | 0 | 0 | 0 | 0 | 0 | 0 | 0 | 0 | 0 | 0 | 0 | 0 | 12
NO |  | 24 | 2012 | 5 | 22 | 22 |  | TL5062 SINTON | WHITEPOINT | 69 | 138 | 1-9.5 | 9.5 | 0 | 1 | 795.0 ACSR | 0 | 0 | 0 | 0 | 0 | 0 | 0 | 0 | 0 | 0 | 0 | 0 | 0 | 0 | 0 | 0 | 0 | 0 | 0 | 0 | 0 | 0 | 0 | 12
NO |  | 24 | 2012 | 5 | 23 | 23 |  | TL5072A ARANSAS PASS | DUPONT SS | 138 | 138 | 1-0.91 | 3.2 | 0 | 1 | 795.0 ACSR | 0 | 0 | 0 | 0 | 0 | 0 | 0 | 0 | 0 | 0 | 0 | 0 | 0 | 0 | 0 | 0 | 0 | 0 | 0 | 0 | 0 | 0 | 0 | 12
NO |  | 24 | 2012 | 5 | 24 | 24 |  |  |  | 0 | 0 | 2-2.29 | 0 | 0 | 0 |  | 0 | 0 | 0 | 0 | 0 | 0 | 0 | 0 | 0 | 0 | 0 | 0 | 0 | 0 | 0 | 0 | 0 | 0 | 0 | 0 | 0 | 0 | 0 | 12
NO |  | 24 | 2012 | 5 | 25 | 25 |  | TL5072B DUPONT SS | RINCON CKT#2 | 138 | 138 | 3-0.06 | 0.06 | 10.5 | 1 | 795.0 ACSR | 0 | 0 | 0 | 0 | 0 | 0 | 0 | 0 | 0 | 0 | 0 | 0 | 0 | 0 | 0 | 0 | 0 | 0 | 0 | 0 | 0 | 0 | 0 | 12
NO |  | 24 | 2012 | 5 | 26 | 26 |  | TL5073 DUPONT SS | RINCON CKT#1 | 138 | 138 | 1-0.19 | 10.69 | 0 | 1 | 795.0 ACSR | 0 | 0 | 0 | 0 | 0 | 0 | 0 | 0 | 0 | 0 | 0 | 0 | 0 | 0 | 0 | 0 | 0 | 0 | 0 | 0 | 0 | 0 | 0 | 12
NO |  | 24 | 2012 | 5 | 27 | 27 |  |  |  | 0 | 0 | 3-10.5 | 0 | 0 | 0 |  | 0 | 0 | 0 | 0 | 0 | 0 | 0 | 0 | 0 | 0 | 0 | 0 | 0 | 0 | 0 | 0 | 0 | 0 | 0 | 0 | 0 | 0 | 0 | 12
NO |  | 24 | 2012 | 5 | 28 | 28 |  | TL5077 ARANSAS PASS | DUPONT SS | 138 | 138 | 1-0.88 | 4.84 | 0 | 1 | 795.0 ACSR | 0 | 0 | 0 | 0 | 0 | 0 | 0 | 0 | 0 | 0 | 0 | 0 | 0 | 0 | 0 | 0 | 0 | 0 | 0 | 0 | 0 | 0 | 0 | 12
NO |  | 24 | 2012 | 5 | 29 | 29 |  |  |  | 0 | 0 | 2-3.96 | 0 | 0 | 0 |  | 0 | 0 | 0 | 0 | 0 | 0 | 0 | 0 | 0 | 0 | 0 | 0 | 0 | 0 | 0 | 0 | 0 | 0 | 0 | 0 | 0 | 0 | 0 | 12
NO |  | 24 | 2012 | 5 | 30 | 30 |  | TL5078 NUECES BAY | WHITEPOINT CKT #2 | 138 | 138 | 1-0.21 | 7.84 | 2.65 | 1 | 795.0 ACSR | 0 | 0 | 0 | 0 | 0 | 0 | 0 | 0 | 0 | 0 | 0 | 0 | 0 | 0 | 0 | 0 | 0 | 0 | 0 | 0 | 0 | 0 | 0 | 12
NO |  | 24 | 2012 | 5 | 31 | 31 |  | TL5078 NUECES BAY | WHITEPOINT CKT #2 | 0 | 0 | 2-7.63 | 0 | 0 | 0 |  | 0 | 0 | 0 | 0 | 0 | 0 | 0 | 0 | 0 | 0 | 0 | 0 | 0 | 0 | 0 | 0 | 0 | 0 | 0 | 0 | 0 | 0 | 0 | 12
NO |  | 24 | 2012 | 5 | 32 | 32 |  | TL5079 DUPONT SS | WHITEPOINT CKT#3 | 138 | 138 | 1-7.64 | 7.64 | 0 | 1 | 2x795.0 ACSR | 0 | 0 | 0 | 0 | 0 | 0 | 0 | 0 | 0 | 0 | 0 | 0 | 0 | 0 | 0 | 0 | 0 | 0 | 0 | 0 | 0 | 0 | 0 | 12
NO |  | 24 | 2012 | 5 | 33 | 33 |  | TL5086 HIGHWAY 9 | NUECES BAY | 69 | 138 | 1-1.33 | 1.33 | 0 | 1 | 795.0 AAC | 0 | 0 | 0 | 0 | 0 | 0 | 0 | 0 | 0 | 0 | 0 | 0 | 0 | 0 | 0 | 0 | 0 | 0 | 0 | 0 | 0 | 0 | 0 | 12
NO |  | 24 | 2012 | 5 | 34 | 34 |  | TL5087A ARCADIA | HIGHWAY 9 | 138 | 138 | 1-5.09 | 5.09 | 0.9 | 1 | 1590.0 ACSR | 0 | 0 | 0 | 0 | 0 | 0 | 0 | 0 | 0 | 0 | 0 | 0 | 0 | 0 | 0 | 0 | 0 | 0 | 0 | 0 | 0 | 0 | 0 | 12
NO |  | 24 | 2012 | 5 | 35 | 35 |  | TL5087B ARCADIA | WESTSIDE | 138 | 138 | 1-2.82 | 2.82 | 0 | 1 | 1590.0 ACSR | 0 | 0 | 0 | 0 | 0 | 0 | 0 | 0 | 0 | 0 | 0 | 0 | 0 | 0 | 0 | 0 | 0 | 0 | 0 | 0 | 0 | 0 | 0 | 12
NO |  | 24 | 2012 | 6 | 1 | 1 |  | TL5092C QUALITECH DUMMY TO |  | 138 | 138 | 1-0.46 | 0.45 | 0 | 1 | 795.0 ACSR | 0 | 0 | 0 | 0 | 0 | 0 | 0 | 0 | 0 | 0 | 0 | 0 | 0 | 0 | 0 | 0 | 0 | 0 | 0 | 0 | 0 | 0 | 0 | 12
NO |  | 24 | 2012 | 6 | 2 | 2 |  | TL5092D NUECES BAY | UPRIVER | 138 | 138 | 1-7.93 | 7.93 | 0 | 1 | 2x795.0 ACSR | 0 | 0 | 0 | 0 | 0 | 0 | 0 | 0 | 0 | 0 | 0 | 0 | 0 | 0 | 0 | 0 | 0 | 0 | 0 | 0 | 0 | 0 | 0 | 12
NO |  | 24 | 2012 | 6 | 3 | 3 |  | TL5097 HIGHWAY 9 | NUECES BAY CKT #2 | 138 | 138 | 1-2.04 | 0 | 2.04 | 1 | 1272.0 ACSR | 0 | 0 | 0 | 0 | 0 | 0 | 0 | 0 | 0 | 0 | 0 | 0 | 0 | 0 | 0 | 0 | 0 | 0 | 0 | 0 | 0 | 0 | 0 | 12
NO |  | 24 | 2012 | 6 | 4 | 4 |  | TL5099 ARCADIA | SOUTHSIDE | 138 | 138 | 1-2.58 | 2.58 | 0.31 | 1 | 795.0 AAC | 0 | 0 | 0 | 0 | 0 | 0 | 0 | 0 | 0 | 0 | 0 | 0 | 0 | 0 | 0 | 0 | 0 | 0 | 0 | 0 | 0 | 0 | 0 | 12
NO |  | 24 | 2012 | 6 | 5 | 5 |  |  |  | 0 | 0 |  | 0 | 0 | 0 | 795.0 ACSR | 0 | 0 | 0 | 0 | 0 | 0 | 0 | 0 | 0 | 0 | 0 | 0 | 0 | 0 | 0 | 0 | 0 | 0 | 0 | 0 | 0 | 0 | 0 | 12
NO |  | 24 | 2012 | 6 | 6 | 6 |  | TL5100 LGE/GPP | REYNOLDS SHERWIN | 138 | 138 | 1-0.5 | 0.5 | 0 | 1 | 795.0 ACSR | 0 | 0 | 0 | 0 | 0 | 0 | 0 | 0 | 0 | 0 | 0 | 0 | 0 | 0 | 0 | 0 | 0 | 0 | 0 | 0 | 0 | 0 | 0 | 12
NO |  | 24 | 2012 | 6 | 7 | 7 |  | TL5101 HOLLY | SOUTHSIDE | 138 | 138 | 1-0.31 | 1.8 | 0 | 1 | 795.0 ACSR | 0 | 0 | 0 | 0 | 0 | 0 | 0 | 0 | 0 | 0 | 0 | 0 | 0 | 0 | 0 | 0 | 0 | 0 | 0 | 0 | 0 | 0 | 0 | 12
NO |  | 24 | 2012 | 6 | 8 | 8 |  |  |  | 0 | 0 | 2-1.49 | 0 | 0 | 0 |  | 0 | 0 | 0 | 0 | 0 | 0 | 0 | 0 | 0 | 0 | 0 | 0 | 0 | 0 | 0 | 0 | 0 | 0 | 0 | 0 | 0 | 0 | 0 | 12
NO |  | 24 | 2012 | 6 | 9 | 9 |  | TL5105 DUPONT SS | ICP CKT#1 | 138 | 138 | 1-0.63 | 0.63 | 0 | 1 | 795.0 AAC | 0 | 0 | 0 | 0 | 0 | 0 | 0 | 0 | 0 | 0 | 0 | 0 | 0 | 0 | 0 | 0 | 0 | 0 | 0 | 0 | 0 | 0 | 0 | 12
NO |  | 24 | 2012 | 6 | 10 | 10 |  | TL5106 FALFURIAS | NORTH EDINBURG | 138 | 138 | 1-25.1 | 25.1 | 0 | 1 | 795.0 ACSR | 0 | 0 | 0 | 0 | 0 | 0 | 0 | 0 | 0 | 0 | 0 | 0 | 0 | 0 | 0 | 0 | 0 | 0 | 0 | 0 | 0 | 0 | 0 | 12
NO |  | 24 | 2012 | 6 | 11 | 11 |  | TL5111 AIRLINE | DAVIS CKT#2 | 138 | 138 | 1-1.51 | 7.28 | 2.98 | 1 | 1590.0 ACSR | 0 | 0 | 0 | 0 | 0 | 0 | 0 | 0 | 0 | 0 | 0 | 0 | 0 | 0 | 0 | 0 | 0 | 0 | 0 | 0 | 0 | 0 | 0 | 12
NO |  | 24 | 2012 | 6 | 12 | 12 |  |  |  | 0 | 0 | 3-5.77 | 0 | 0 | 0 |  | 0 | 0 | 0 | 0 | 0 | 0 | 0 | 0 | 0 | 0 | 0 | 0 | 0 | 0 | 0 | 0 | 0 | 0 | 0 | 0 | 0 | 0 | 0 | 12
NO |  | 24 | 2012 | 6 | 13 | 13 |  | TL5112 AIRLINE | DAVIS CKT#3 | 138 | 138 | 1-4.59 | 10.93 | 0 | 1 | 1590.0 ACSR | 0 | 0 | 0 | 0 | 0 | 0 | 0 | 0 | 0 | 0 | 0 | 0 | 0 | 0 | 0 | 0 | 0 | 0 | 0 | 0 | 0 | 0 | 0 | 12
NO |  | 24 | 2012 | 6 | 14 | 14 |  |  |  | 0 | 0 | 3-5.77 | 0 | 0 | 0 |  | 0 | 0 | 0 | 0 | 0 | 0 | 0 | 0 | 0 | 0 | 0 | 0 | 0 | 0 | 0 | 0 | 0 | 0 | 0 | 0 | 0 | 0 | 0 | 12
NO |  | 24 | 2012 | 6 | 15 | 15 |  | TL5116 JAVELINA | WESTSIDE | 138 | 138 | 1-2.42 | 2.42 | 0 | 1 | 1272.0 ACSR | 0 | 0 | 0 | 0 | 0 | 0 | 0 | 0 | 0 | 0 | 0 | 0 | 0 | 0 | 0 | 0 | 0 | 0 | 0 | 0 | 0 | 0 | 0 | 12
NO |  | 24 | 2012 | 6 | 16 | 16 |  | TL5119 CELANESE | KLEBERG | 138 | 138 | 1-6.09 | 6.09 | 0 | 1 | 795.0 ACSR | 0 | 0 | 0 | 0 | 0 | 0 | 0 | 0 | 0 | 0 | 0 | 0 | 0 | 0 | 0 | 0 | 0 | 0 | 0 | 0 | 0 | 0 | 0 | 12
NO |  | 24 | 2012 | 6 | 17 | 17 |  | TL5120A DUPONT SS | OXY CHEM PP2 | 138 | 138 | 1-1.95 | 1.95 | 0 | 1 | 795.0 ACSR | 0 | 0 | 0 | 0 | 0 | 0 | 0 | 0 | 0 | 0 | 0 | 0 | 0 | 0 | 0 | 0 | 0 | 0 | 0 | 0 | 0 | 0 | 0 | 12
NO |  | 24 | 2012 | 6 | 18 | 18 |  | TL5120B AIR LIQUID TAP | AIR LIQUID | 138 | 138 | 1-0.01 | 0.01 | 0 | 1 | 795.0 ACSR | 0 | 0 | 0 | 0 | 0 | 0 | 0 | 0 | 0 | 0 | 0 | 0 | 0 | 0 | 0 | 0 | 0 | 0 | 0 | 0 | 0 | 0 | 0 | 12
NO |  | 24 | 2012 | 6 | 19 | 19 |  | TL5123 DUPONT SS | ICP CKT#2 | 138 | 138 | 1-1.45 | 1.45 | 0 | 1 | 795.0 ACSR | 0 | 0 | 0 | 0 | 0 | 0 | 0 | 0 | 0 | 0 | 0 | 0 | 0 | 0 | 0 | 0 | 0 | 0 | 0 | 0 | 0 | 0 | 0 | 12
NO |  | 24 | 2012 | 6 | 20 | 20 |  | TL5124 DUPONT SS | ICP CKT#1 | 138 | 138 | 1-0.91 | 0.91 | 0 | 1 | 795.0 AAC | 0 | 0 | 0 | 0 | 0 | 0 | 0 | 0 | 0 | 0 | 0 | 0 | 0 | 0 | 0 | 0 | 0 | 0 | 0 | 0 | 0 | 0 | 0 | 12
NO |  | 24 | 2012 | 6 | 21 | 21 |  | TL5125 WEIL TRACT | WESTSIDE | 138 | 138 | 1-5.11 | 5.11 | 0 | 1 | 1590.0 ACSR | 0 | 0 | 0 | 0 | 0 | 0 | 0 | 0 | 0 | 0 | 0 | 0 | 0 | 0 | 0 | 0 | 0 | 0 | 0 | 0 | 0 | 0 | 0 | 12
NO |  | 24 | 2012 | 6 | 22 | 22 |  | TL5126 EQUISTAR | LON HILL | 138 | 138 | 1-3.54 | 3.54 | 0 | 1 | 795.0 ACSR | 0 | 0 | 0 | 0 | 0 | 0 | 0 | 0 | 0 | 0 | 0 | 0 | 0 | 0 | 0 | 0 | 0 | 0 | 0 | 0 | 0 | 0 | 0 | 12
NO |  | 24 | 2012 | 6 | 23 | 23 |  | TL5127 HIGHWAY 9 | NUECES BAY CKT #1 | 138 | 138 | 1-2.39 | 2.39 | 0 | 1 | 1272.0 ACSR | 0 | 0 | 0 | 0 | 0 | 0 | 0 | 0 | 0 | 0 | 0 | 0 | 0 | 0 | 0 | 0 | 0 | 0 | 0 | 0 | 0 | 0 | 0 | 12
NO |  | 24 | 2012 | 6 | 24 | 24 |  | TL5127B GILA | HIGHWAY 9 CKT #1 | 138 | 138 | 1-2.52 | 2.39 | 0 | 1 | 1272.0 ACSR | 0 | 0 | 0 | 0 | 0 | 0 | 0 | 0 | 0 | 0 | 0 | 0 | 0 | 0 | 0 | 0 | 0 | 0 | 0 | 0 | 0 | 0 | 0 | 12
NO |  | 24 | 2012 | 6 | 25 | 25 |  | TL5127B HIGHWAY 9 | NUECES BAY CKT #2 | 138 | 138 | 1-2.52 | 0.13 | 0 | 1 | 1272.0 ACSR | 0 | 0 | 0 | 0 | 0 | 0 | 0 | 0 | 0 | 0 | 0 | 0 | 0 | 0 | 0 | 0 | 0 | 0 | 0 | 0 | 0 | 0 | 0 | 12
NO |  | 24 | 2012 | 6 | 26 | 26 |  | TL5127C HIGHWAY 9 | MORRIS STREET | 138 | 138 | 1-3.69 | 3.69 | 0 | 1 | 1272.0 ACSR | 0 | 0 | 0 | 0 | 0 | 0 | 0 | 0 | 0 | 0 | 0 | 0 | 0 | 0 | 0 | 0 | 0 | 0 | 0 | 0 | 0 | 0 | 0 | 12
NO |  | 24 | 2012 | 6 | 27 | 27 |  |  |  | 0 | 0 |  | 0 | 0 | 0 | 795.0 AAAC | 0 | 0 | 0 | 0 | 0 | 0 | 0 | 0 | 0 | 0 | 0 | 0 | 0 | 0 | 0 | 0 | 0 | 0 | 0 | 0 | 0 | 0 | 0 | 12
NO |  | 24 | 2012 | 6 | 28 | 28 |  | TL5128 MORRIS STREET | NUECES BAY | 138 | 138 | 1-0.78 | 1.45 | 0 | 1 | 795.0 AAC | 0 | 0 | 0 | 0 | 0 | 0 | 0 | 0 | 0 | 0 | 0 | 0 | 0 | 0 | 0 | 0 | 0 | 0 | 0 | 0 | 0 | 0 | 0 | 12
NO |  | 24 | 2012 | 6 | 29 | 29 |  |  |  | 0 | 0 | 3-0.67 | 0 | 0 | 0 | 795.0 ACSR | 0 | 0 | 0 | 0 | 0 | 0 | 0 | 0 | 0 | 0 | 0 | 0 | 0 | 0 | 0 | 0 | 0 | 0 | 0 | 0 | 0 | 0 | 0 | 12
NO |  | 24 | 2012 | 6 | 30 | 30 |  | TL5135 CITGO WEST | LON HILL | 138 | 138 | 1-0.66 | 2.85 | 0 | 1 | 795.0 ACSR | 0 | 0 | 0 | 0 | 0 | 0 | 0 | 0 | 0 | 0 | 0 | 0 | 0 | 0 | 0 | 0 | 0 | 0 | 0 | 0 | 0 | 0 | 0 | 12
NO |  | 24 | 2012 | 6 | 31 | 31 |  |  |  | 0 | 0 | 2-2.19 | 0 | 0 | 0 |  | 0 | 0 | 0 | 0 | 0 | 0 | 0 | 0 | 0 | 0 | 0 | 0 | 0 | 0 | 0 | 0 | 0 | 0 | 0 | 0 | 0 | 0 | 0 | 12
NO |  | 24 | 2012 | 6 | 32 | 32 |  | TL5136 DAVIS | NELSON SHARPE | 138 | 138 | 2-12.24 | 12.24 | 0 | 1 | 795.0 ACSR | 0 | 0 | 0 | 0 | 0 | 0 | 0 | 0 | 0 | 0 | 0 | 0 | 0 | 0 | 0 | 0 | 0 | 0 | 0 | 0 | 0 | 0 | 0 | 12
NO |  | 24 | 2012 | 6 | 33 | 33 |  | TL5141 DAVIS | HOLLY | 138 | 138 | 1-5 | 5 | 0.21 | 1 | 1590.0 ACSR | 0 | 0 | 0 | 0 | 0 | 0 | 0 | 0 | 0 | 0 | 0 | 0 | 0 | 0 | 0 | 0 | 0 | 0 | 0 | 0 | 0 | 0 | 0 | 12
NO |  | 24 | 2012 | 6 | 34 | 34 |  | TL5142 AIRLINE | WESTSIDE | 138 | 138 | 1-1.69 | 4.03 | 0 | 1 | 1590.0 ACSR | 0 | 0 | 0 | 0 | 0 | 0 | 0 | 0 | 0 | 0 | 0 | 0 | 0 | 0 | 0 | 0 | 0 | 0 | 0 | 0 | 0 | 0 | 0 | 12
NO |  | 24 | 2012 | 6 | 35 | 35 |  | TL5142 AIRLINE | WESTSIDE | 0 | 0 | 2-2.34 | 0 | 0 | 0 |  | 0 | 0 | 0 | 0 | 0 | 0 | 0 | 0 | 0 | 0 | 0 | 0 | 0 | 0 | 0 | 0 | 0 | 0 | 0 | 0 | 0 | 0 | 0 | 12
NO |  | 24 | 2012 | 7 | 1 | 1 |  | TL5143A AIRLINE | WESTSIDE | 138 | 138 | 2-1.65 | 1.65 | 0.46 | 1 | 1590.0 ACSR | 0 | 0 | 0 | 0 | 0 | 0 | 0 | 0 | 0 | 0 | 0 | 0 | 0 | 0 | 0 | 0 | 0 | 0 | 0 | 0 | 0 | 0 | 0 | 12
NO |  | 24 | 2012 | 7 | 2 | 2 |  | TL5143B EQUISTAR | WESTSIDE | 138 | 138 | 1-0.46 | 0.46 | 0 | 1 | 1590.0 ACSR | 0 | 0 | 0 | 0 | 0 | 0 | 0 | 0 | 0 | 0 | 0 | 0 | 0 | 0 | 0 | 0 | 0 | 0 | 0 | 0 | 0 | 0 | 0 | 12
NO |  | 24 | 2012 | 7 | 3 | 3 |  | TL5149 LON HILL | STEC ORANGE GROVE | 138 | 138 | 1-0.68 | 24.14 | 0 | 1 | 795.0 ACSR | 0 | 0 | 0 | 0 | 0 | 0 | 0 | 0 | 0 | 0 | 0 | 0 | 0 | 0 | 0 | 0 | 0 | 0 | 0 | 0 | 0 | 0 | 0 | 12
NO |  | 24 | 2012 | 7 | 4 | 4 |  |  |  | 0 | 0 | 2-11.48 | 0 | 0 | 0 |  | 0 | 0 | 0 | 0 | 0 | 0 | 0 | 0 | 0 | 0 | 0 | 0 | 0 | 0 | 0 | 0 | 0 | 0 | 0 | 0 | 0 | 0 | 0 | 12
NO |  | 24 | 2012 | 7 | 5 | 5 |  |  |  | 0 | 0 | 3-11.98 | 0 | 0 | 0 |  | 0 | 0 | 0 | 0 | 0 | 0 | 0 | 0 | 0 | 0 | 0 | 0 | 0 | 0 | 0 | 0 | 0 | 0 | 0 | 0 | 0 | 0 | 0 | 12
NO |  | 24 | 2012 | 7 | 6 | 6 |  | TL5150 HOMEPORT | INGLESIDE | 138 | 138 | 1-3.69 | 3.69 | 0 | 1 | 795.0 AAC | 0 | 0 | 0 | 0 | 0 | 0 | 0 | 0 | 0 | 0 | 0 | 0 | 0 | 0 | 0 | 0 | 0 | 0 | 0 | 0 | 0 | 0 | 0 | 12
NO |  | 24 | 2012 | 7 | 7 | 7 |  |  |  | 0 | 0 |  | 0 | 0 | 0 | 795.0 ACSR | 0 | 0 | 0 | 0 | 0 | 0 | 0 | 0 | 0 | 0 | 0 | 0 | 0 | 0 | 0 | 0 | 0 | 0 | 0 | 0 | 0 | 0 | 0 | 12
NO |  | 24 | 2012 | 7 | 8 | 8 |  | TL5155 DUPONT SS | GPP CKT#2 | 138 | 138 | 1-0.04 | 0.04 | 1.29 | 1 | 2x795.0 ACSR | 0 | 0 | 0 | 0 | 0 | 0 | 0 | 0 | 0 | 0 | 0 | 0 | 0 | 0 | 0 | 0 | 0 | 0 | 0 | 0 | 0 | 0 | 0 | 12
NO |  | 24 | 2012 | 7 | 9 | 9 |  | TL5156 DUPONT SS | GPP CKT#1 | 138 | 138 | 1-1.29 | 1.29 | 0 | 1 | 2x795.0 ACSR | 0 | 0 | 0 | 0 | 0 | 0 | 0 | 0 | 0 | 0 | 0 | 0 | 0 | 0 | 0 | 0 | 0 | 0 | 0 | 0 | 0 | 0 | 0 | 12
NO |  | 24 | 2012 | 7 | 10 | 10 |  | TL5165 RINCON | WHITEPOINT CKT #2 | 138 | 138 | 1-3.14 | 7.7 | 0 | 1 | 795.0 ACSR | 0 | 0 | 0 | 0 | 0 | 0 | 0 | 0 | 0 | 0 | 0 | 0 | 0 | 0 | 0 | 0 | 0 | 0 | 0 | 0 | 0 | 0 | 0 | 12
NO |  | 24 | 2012 | 7 | 11 | 11 |  |  |  | 0 | 0 | 2-4.56 | 0 | 0 | 0 |  | 0 | 0 | 0 | 0 | 0 | 0 | 0 | 0 | 0 | 0 | 0 | 0 | 0 | 0 | 0 | 0 | 0 | 0 | 0 | 0 | 0 | 0 | 0 | 12
NO |  | 24 | 2012 | 7 | 12 | 12 |  | TL5166 DUPONT SS | WHITEPOINT CKT#3 | 138 | 138 | 1-5.2 | 5.2 | 0 | 1 | 2x795.0 ACSR | 0 | 0 | 0 | 0 | 0 | 0 | 0 | 0 | 0 | 0 | 0 | 0 | 0 | 0 | 0 | 0 | 0 | 0 | 0 | 0 | 0 | 0 | 0 | 12
NO |  | 24 | 2012 | 7 | 13 | 13 |  | TL7001 LAREDO VFT NORTH | NORTH LAREDO SWITCHING | 138 | 138 | 1-8.71 | 8.71 | 2.83 | 1 | 795.0 ACSR | 0 | 0 | 0 | 0 | 0 | 0 | 0 | 0 | 0 | 0 | 0 | 0 | 0 | 0 | 0 | 0 | 0 | 0 | 0 | 0 | 0 | 0 | 0 | 12
NO |  | 24 | 2012 | 7 | 14 | 14 |  | TL7003 CONOCO TAP | CONOCO | 138 | 138 | 2-4.8 | 4.8 | 0 | 1 | 4/0 ACSR | 0 | 0 | 0 | 0 | 0 | 0 | 0 | 0 | 0 | 0 | 0 | 0 | 0 | 0 | 0 | 0 | 0 | 0 | 0 | 0 | 0 | 0 | 0 | 12
NO |  | 24 | 2012 | 7 | 15 | 15 |  | TL7005A EAGLE PASS | ESCONDIDO CKT#2 | 138 | 138 | 2-1.37 | 1.37 | 0 | 1 | 336.0 ACSR | 0 | 0 | 0 | 0 | 0 | 0 | 0 | 0 | 0 | 0 | 0 | 0 | 0 | 0 | 0 | 0 | 0 | 0 | 0 | 0 | 0 | 0 | 0 | 12
NO |  | 24 | 2012 | 7 | 16 | 16 |  | TL7005B ESCONDIDO | HAMILTON ROAD | 138 | 138 | 2-10.13 | 10.13 | 0 | 1 | 336.0 ACSR | 0 | 0 | 0 | 0 | 0 | 0 | 0 | 0 | 0 | 0 | 0 | 0 | 0 | 0 | 0 | 0 | 0 | 0 | 0 | 0 | 0 | 0 | 0 | 12
NO |  | 24 | 2012 | 7 | 17 | 17 |  | TL7006 EAGLE PASS HYDRO TAP | EAGLE PASS HYDRO | 138 | 138 | 2-0.31 | 0.31 | 0 | 1 | 336.0 ACSR | 0 | 0 | 0 | 0 | 0 | 0 | 0 | 0 | 0 | 0 | 0 | 0 | 0 | 0 | 0 | 0 | 0 | 0 | 0 | 0 | 0 | 0 | 0 | 12
NO |  | 24 | 2012 | 7 | 18 | 18 |  | TL7007 ESCONDIDO | HAMILTON ROAD | 138 | 138 | 2-2.38 | 2.38 | 0 | 1 | 336.0 ACSR | 0 | 0 | 0 | 0 | 0 | 0 | 0 | 0 | 0 | 0 | 0 | 0 | 0 | 0 | 0 | 0 | 0 | 0 | 0 | 0 | 0 | 0 | 0 | 12
NO |  | 24 | 2012 | 7 | 19 | 19 |  | TL7008 HAMILTON ROAD PST | SONORA | 138 | 138 | 2-66.96 | 66.96 | 0 | 1 | 477.0 ACSR | 0 | 0 | 0 | 0 | 0 | 0 | 0 | 0 | 0 | 0 | 0 | 0 | 0 | 0 | 0 | 0 | 0 | 0 | 0 | 0 | 0 | 0 | 0 | 12
NO |  | 24 | 2012 | 7 | 20 | 20 |  | TL7009 ASHERTON | WEST BATESVILLE | 138 | 138 | 2-36.09 | 36.09 | 0 | 1 | 336.0 ACSR | 0 | 0 | 0 | 0 | 0 | 0 | 0 | 0 | 0 | 0 | 0 | 0 | 0 | 0 | 0 | 0 | 0 | 0 | 0 | 0 | 0 | 0 | 0 | 12
NO |  | 24 | 2012 | 7 | 21 | 21 |  | TL7010 PLEASANTON | CPSB LEON CREEK | 138 | 138 | 2-15.4 | 15.4 | 0 | 1 | 1020.0 ACCC/TW | 0 | 0 | 0 | 0 | 0 | 0 | 0 | 0 | 0 | 0 | 0 | 0 | 0 | 0 | 0 | 0 | 0 | 0 | 0 | 0 | 0 | 0 | 0 | 12
NO |  | 24 | 2012 | 7 | 22 | 22 |  | TL7011 MOORE | PLEASANTON | 138 | 138 | 2-29.83 | 29.83 | 0 | 1 | 336.4 ACSR | 0 | 0 | 0 | 0 | 0 | 0 | 0 | 0 | 0 | 0 | 0 | 0 | 0 | 0 | 0 | 0 | 0 | 0 | 0 | 0 | 0 | 0 | 0 | 12
NO |  | 24 | 2012 | 7 | 23 | 23 |  | TL7012A MOORE | MEC DOWNIE | 138 | 138 | 2-41.27 | 41.27 | 0 | 1 | 336.4 ACSR | 0 | 0 | 0 | 0 | 0 | 0 | 0 | 0 | 0 | 0 | 0 | 0 | 0 | 0 | 0 | 0 | 0 | 0 | 0 | 0 | 0 | 0 | 0 | 12
NO |  | 24 | 2012 | 7 | 24 | 24 |  | TL7012B UVALDE | MEC DOWNIE | 138 | 138 | 2-9.34 | 9.34 | 0 | 1 | 336.4 ACSR | 0 | 0 | 0 | 0 | 0 | 0 | 0 | 0 | 0 | 0 | 0 | 0 | 0 | 0 | 0 | 0 | 0 | 0 | 0 | 0 | 0 | 0 | 0 | 12
NO |  | 24 | 2012 | 7 | 25 | 25 |  | TL7016 FALFURRIAS | LOBO | 138 | 138 | 1-26.96 | 26.96 | 0 | 1 | 2x795.0 ACSS | 0 | 0 | 0 | 0 | 0 | 0 | 0 | 0 | 0 | 0 | 0 | 0 | 0 | 0 | 0 | 0 | 0 | 0 | 0 | 0 | 0 | 0 | 0 | 12
NO |  | 24 | 2012 | 7 | 26 | 26 |  |  |  | 0 | 0 |  | 0 | 0 | 0 | 795.0 ACSR | 0 | 0 | 0 | 0 | 0 | 0 | 0 | 0 | 0 | 0 | 0 | 0 | 0 | 0 | 0 | 0 | 0 | 0 | 0 | 0 | 0 | 0 | 0 | 12
NO |  | 24 | 2012 | 7 | 27 | 27 |  | TL7017 FALFURRIAS | LOBO | 138 | 138 | 1-14.6 | 14.6 | 0 | 1 | 795.0 ACSR | 0 | 0 | 0 | 0 | 0 | 0 | 0 | 0 | 0 | 0 | 0 | 0 | 0 | 0 | 0 | 0 | 0 | 0 | 0 | 0 | 0 | 0 | 0 | 12
NO |  | 24 | 2012 | 7 | 28 | 28 |  | TL7018 LAREDO | UNIVERSITY | 138 | 138 | 1-2.73 | 2.73 | 0 | 1 | 795.0 ACSR | 0 | 0 | 0 | 0 | 0 | 0 | 0 | 0 | 0 | 0 | 0 | 0 | 0 | 0 | 0 | 0 | 0 | 0 | 0 | 0 | 0 | 0 | 0 | 12
NO |  | 24 | 2012 | 7 | 29 | 29 |  | TL7019 ZAPATA | RANDADO | 138 | 138 | 2-22.2 | 22.2 | 0 | 1 | 4/0 ACSR | 0 | 0 | 0 | 0 | 0 | 0 | 0 | 0 | 0 | 0 | 0 | 0 | 0 | 0 | 0 | 0 | 0 | 0 | 0 | 0 | 0 | 0 | 0 | 12
NO |  | 24 | 2012 | 7 | 30 | 30 |  | TL7020A FALCON SWITCHING | FALCON DAM (US) CKT#2 | 138 | 138 | 2-4.5 | 4.5 | 0 | 1 | 4/0 ACSR | 0 | 0 | 0 | 0 | 0 | 0 | 0 | 0 | 0 | 0 | 0 | 0 | 0 | 0 | 0 | 0 | 0 | 0 | 0 | 0 | 0 | 0 | 0 | 12
NO |  | 24 | 2012 | 7 | 31 | 31 |  | TL7020B FALCON SWITCHING | ZAPATA | 138 | 138 | 1-29.4 | 29.4 | 0 | 1 | 795.0 ACSR | 0 | 0 | 0 | 0 | 0 | 0 | 0 | 0 | 0 | 0 | 0 | 0 | 0 | 0 | 0 | 0 | 0 | 0 | 0 | 0 | 0 | 0 | 0 | 12
NO |  | 24 | 2012 | 7 | 32 | 32 |  | TL7021C LAREDO POWER PLANT | LAREDO VFT SOUTH | 138 | 138 | 2-0.24 | 0.24 | 0 | 1 | 795.0 ACSR | 0 | 0 | 0 | 0 | 0 | 0 | 0 | 0 | 0 | 0 | 0 | 0 | 0 | 0 | 0 | 0 | 0 | 0 | 0 | 0 | 0 | 0 | 0 | 12
NO |  | 24 | 2012 | 7 | 33 | 33 |  | TL7025 HEIGHTS | LAREDO CKT #1 | 138 | 138 | 1-4.4 | 4.4 | 0 | 1 | 795.0 AAAC | 0 | 0 | 0 | 0 | 0 | 0 | 0 | 0 | 0 | 0 | 0 | 0 | 0 | 0 | 0 | 0 | 0 | 0 | 0 | 0 | 0 | 0 | 0 | 12
NO |  | 24 | 2012 | 7 | 34 | 34 |  | TL7025B HEIGHTS | LAREDO CKT #2 | 138 | 138 | 1-5.19 | 5.19 | 0 | 1 | 795.0 AAAC | 0 | 0 | 0 | 0 | 0 | 0 | 0 | 0 | 0 | 0 | 0 | 0 | 0 | 0 | 0 | 0 | 0 | 0 | 0 | 0 | 0 | 0 | 0 | 12
NO |  | 24 | 2012 | 8 | 1 | 1 |  | TL7026 FREER | LOBO | 69 | 138 | 1-1.09 | 49.47 | 0 | 1 | 2x795.0 ACSS | 0 | 0 | 0 | 0 | 0 | 0 | 0 | 0 | 0 | 0 | 0 | 0 | 0 | 0 | 0 | 0 | 0 | 0 | 0 | 0 | 0 | 0 | 0 | 12
NO |  | 24 | 2012 | 8 | 2 | 2 |  |  |  | 0 | 0 | 2-48.38 | 0 | 0 | 0 | 4/0 ACSR | 0 | 0 | 0 | 0 | 0 | 0 | 0 | 0 | 0 | 0 | 0 | 0 | 0 | 0 | 0 | 0 | 0 | 0 | 0 | 0 | 0 | 0 | 0 | 12
NO |  | 24 | 2012 | 8 | 3 | 3 |  | TL7029A DILLEY SS | NORTH LAREDO SWITCHING | 138 | 138 | 1-26.09 | 26.09 | 0 | 1 | 795.0 ACSR | 0 | 0 | 0 | 0 | 0 | 0 | 0 | 0 | 0 | 0 | 0 | 0 | 0 | 0 | 0 | 0 | 0 | 0 | 0 | 0 | 0 | 0 | 0 | 12
NO |  | 24 | 2012 | 8 | 4 | 4 |  | TL7029B NORTH LAREDO SS | WORMSER | 138 | 138 | 1-14.65 | 14.65 | 5 | 1 | 795.0 ACSR | 0 | 0 | 0 | 0 | 0 | 0 | 0 | 0 | 0 | 0 | 0 | 0 | 0 | 0 | 0 | 0 | 0 | 0 | 0 | 0 | 0 | 0 | 0 | 12
NO |  | 24 | 2012 | 8 | 5 | 5 |  | TL7030 DILLEY SS | NORTH LAREDO SWITCHING | 138 | 138 | 1-28.75 | 28.75 | 0 | 1 | 795.0 ACSR | 0 | 0 | 0 | 0 | 0 | 0 | 0 | 0 | 0 | 0 | 0 | 0 | 0 | 0 | 0 | 0 | 0 | 0 | 0 | 0 | 0 | 0 | 0 | 12
NO |  | 24 | 2012 | 8 | 6 | 6 |  | TL7045 ASHERTON | NORTH LAREDO SWITCHING | 138 | 138 | 1-2.84 | 59.43 | 0 | 1 | 336.0 ACSR | 0 | 0 | 0 | 0 | 0 | 0 | 0 | 0 | 0 | 0 | 0 | 0 | 0 | 0 | 0 | 0 | 0 | 0 | 0 | 0 | 0 | 0 | 0 | 12
NO |  | 24 | 2012 | 8 | 7 | 7 |  |  |  | 0 | 0 | 2-56.59 | 0 | 0 | 0 | 795.0 ACSR | 0 | 0 | 0 | 0 | 0 | 0 | 0 | 0 | 0 | 0 | 0 | 0 | 0 | 0 | 0 | 0 | 0 | 0 | 0 | 0 | 0 | 0 | 0 | 12
NO |  | 24 | 2012 | 8 | 8 | 8 |  | TL7046 ASHERTON | DILLEY SS | 138 | 138 | 2-15.98 | 15.98 | 0 | 1 | 795.0 ACSR | 0 | 0 | 0 | 0 | 0 | 0 | 0 | 0 | 0 | 0 | 0 | 0 | 0 | 0 | 0 | 0 | 0 | 0 | 0 | 0 | 0 | 0 | 0 | 12
NO |  | 24 | 2012 | 8 | 9 | 9 |  | TL7047 ASHERTON | DILLEY SS | 138 | 138 | 2-21.8 | 21.8 | 0 | 1 | 795.0 ACSR | 0 | 0 | 0 | 0 | 0 | 0 | 0 | 0 | 0 | 0 | 0 | 0 | 0 | 0 | 0 | 0 | 0 | 0 | 0 | 0 | 0 | 0 | 0 | 12
NO |  | 24 | 2012 | 8 | 10 | 10 |  | TL7048 DILLEY SS | NORTH LAREDO SWITCHING | 138 | 138 | 1-16.15 | 16.15 | 1.17 | 1 | 795.0 ACSR | 0 | 0 | 0 | 0 | 0 | 0 | 0 | 0 | 0 | 0 | 0 | 0 | 0 | 0 | 0 | 0 | 0 | 0 | 0 | 0 | 0 | 0 | 0 | 12
NO |  | 24 | 2012 | 8 | 11 | 11 |  | TL7065 HAMILTON ROAD | PICACHO CKT#1 | 138 | 138 | 2-8.67 | 8.67 | 0 | 1 | 4/0 ACSR | 0 | 0 | 0 | 0 | 0 | 0 | 0 | 0 | 0 | 0 | 0 | 0 | 0 | 0 | 0 | 0 | 0 | 0 | 0 | 0 | 0 | 0 | 0 | 12
NO |  | 24 | 2012 | 8 | 12 | 12 |  | TL7066 PICACHO | AMISTAD HYDRO | 138 | 138 | 2-6.4 | 6.4 | 0 | 1 | 4/0 ACSR | 0 | 0 | 0 | 0 | 0 | 0 | 0 | 0 | 0 | 0 | 0 | 0 | 0 | 0 | 0 | 0 | 0 | 0 | 0 | 0 | 0 | 0 | 0 | 12
NO |  | 24 | 2012 | 8 | 13 | 13 |  | TL7067 HAMILTON ROAD | PICACHO CKT#2 | 138 | 138 | 1-1.45 | 2.52 | 0 | 1 | 4/0 ACSR | 0 | 0 | 0 | 0 | 0 | 0 | 0 | 0 | 0 | 0 | 0 | 0 | 0 | 0 | 0 | 0 | 0 | 0 | 0 | 0 | 0 | 0 | 0 | 12
NO |  | 24 | 2012 | 8 | 14 | 14 |  |  |  | 0 | 0 | 2-1.07 | 0 | 0 | 0 |  | 0 | 0 | 0 | 0 | 0 | 0 | 0 | 0 | 0 | 0 | 0 | 0 | 0 | 0 | 0 | 0 | 0 | 0 | 0 | 0 | 0 | 0 | 0 | 12
NO |  | 24 | 2012 | 8 | 15 | 15 |  | TL7068 HAMILTON ROAD | PICACHO CKT#2 | 138 | 138 | 1-1.29 | 2.82 | 0 | 1 | 4/0 ACSR | 0 | 0 | 0 | 0 | 0 | 0 | 0 | 0 | 0 | 0 | 0 | 0 | 0 | 0 | 0 | 0 | 0 | 0 | 0 | 0 | 0 | 0 | 0 | 12
NO |  | 24 | 2012 | 8 | 16 | 16 |  |  |  | 0 | 0 | 2-1.53 | 0 | 0 | 0 |  | 0 | 0 | 0 | 0 | 0 | 0 | 0 | 0 | 0 | 0 | 0 | 0 | 0 | 0 | 0 | 0 | 0 | 0 | 0 | 0 | 0 | 0 | 0 | 12
NO |  | 24 | 2012 | 8 | 17 | 17 |  | TL7069 HAMILTON ROAD | PICACHO CKT#2 | 138 | 138 | 1-0.44 | 3.09 | 0 | 1 | 4/0 ACSR | 0 | 0 | 0 | 0 | 0 | 0 | 0 | 0 | 0 | 0 | 0 | 0 | 0 | 0 | 0 | 0 | 0 | 0 | 0 | 0 | 0 | 0 | 0 | 12
NO |  | 24 | 2012 | 8 | 18 | 18 |  |  |  | 0 | 0 | 2-2.65 | 0 | 0 | 0 |  | 0 | 0 | 0 | 0 | 0 | 0 | 0 | 0 | 0 | 0 | 0 | 0 | 0 | 0 | 0 | 0 | 0 | 0 | 0 | 0 | 0 | 0 | 0 | 12
NO |  | 24 | 2012 | 8 | 19 | 19 |  | TL7079 MOORE | PLEASANTON | 138 | 138 | 2-6.06 | 6.06 | 0 | 1 | 336.4 ACSR | 0 | 0 | 0 | 0 | 0 | 0 | 0 | 0 | 0 | 0 | 0 | 0 | 0 | 0 | 0 | 0 | 0 | 0 | 0 | 0 | 0 | 0 | 0 | 12
NO |  | 24 | 2012 | 8 | 20 | 20 |  | TL7081 EAGLE PASS | CFE PIEDRAS NEGRAS | 138 | 138 | 1-1.33 | 1.33 | 0 | 1 | 477.0 ACSR | 0 | 0 | 0 | 0 | 0 | 0 | 0 | 0 | 0 | 0 | 0 | 0 | 0 | 0 | 0 | 0 | 0 | 0 | 0 | 0 | 0 | 0 | 0 | 12
NO |  | 24 | 2012 | 8 | 21 | 21 |  | TL7082 ESCONDIDO | HAMILTON ROAD | 138 | 138 | 2-41.21 | 41.21 | 0 | 1 | 336.0 ACSR | 0 | 0 | 0 | 0 | 0 | 0 | 0 | 0 | 0 | 0 | 0 | 0 | 0 | 0 | 0 | 0 | 0 | 0 | 0 | 0 | 0 | 0 | 0 | 12
NO |  | 24 | 2012 | 8 | 22 | 22 |  | TL7086 UVALDE | WEST BATESVILLE | 138 | 138 | 2-20.61 | 20.61 | 0 | 1 | 336.0 ACSR | 0 | 0 | 0 | 0 | 0 | 0 | 0 | 0 | 0 | 0 | 0 | 0 | 0 | 0 | 0 | 0 | 0 | 0 | 0 | 0 | 0 | 0 | 0 | 12
NO |  | 24 | 2012 | 8 | 23 | 23 |  | TL7087 WEST BATESVILLE | MEC BATESVILLE | 138 | 138 | 2-9.36 | 9.36 | 0 | 1 | 795.0 ACSR | 0 | 0 | 0 | 0 | 0 | 0 | 0 | 0 | 0 | 0 | 0 | 0 | 0 | 0 | 0 | 0 | 0 | 0 | 0 | 0 | 0 | 0 | 0 | 12
NO |  | 24 | 2012 | 8 | 24 | 24 |  | TL7088 DILLEY SS | STEC SAN MIGUEL | 138 | 138 | 1-1.17 | 47.49 | 0 | 1 | 795.0 ACSR | 0 | 0 | 0 | 0 | 0 | 0 | 0 | 0 | 0 | 0 | 0 | 0 | 0 | 0 | 0 | 0 | 0 | 0 | 0 | 0 | 0 | 0 | 0 | 12
NO |  | 24 | 2012 | 8 | 25 | 25 |  | TL7088 DILLEY SS | STEC SAN MIGUEL | 0 | 0 | 2-46.32 | 0 | 0 | 0 |  | 0 | 0 | 0 | 0 | 0 | 0 | 0 | 0 | 0 | 0 | 0 | 0 | 0 | 0 | 0 | 0 | 0 | 0 | 0 | 0 | 0 | 0 | 0 | 12
NO |  | 24 | 2012 | 8 | 26 | 26 |  | TL7091 PICACHO | AMISTAD HYDRO | 138 | 138 | 1-1.91 | 1.91 | 0 | 1 | 336.0 ACSR | 0 | 0 | 0 | 0 | 0 | 0 | 0 | 0 | 0 | 0 | 0 | 0 | 0 | 0 | 0 | 0 | 0 | 0 | 0 | 0 | 0 | 0 | 0 | 12
NO |  | 24 | 2012 | 8 | 27 | 27 |  | TL7092B EAGLE PASS | ESCONDIDO CKT#1 | 138 | 138 | 1-0.32 | 1.45 | 0 | 1 | 4/0 ACSR | 0 | 0 | 0 | 0 | 0 | 0 | 0 | 0 | 0 | 0 | 0 | 0 | 0 | 0 | 0 | 0 | 0 | 0 | 0 | 0 | 0 | 0 | 0 | 12
NO |  | 24 | 2012 | 8 | 28 | 28 |  |  |  | 0 | 0 | 2-1.13 | 0 | 0 | 0 | 795.0 ACSR | 0 | 0 | 0 | 0 | 0 | 0 | 0 | 0 | 0 | 0 | 0 | 0 | 0 | 0 | 0 | 0 | 0 | 0 | 0 | 0 | 0 | 0 | 0 | 12
NO |  | 24 | 2012 | 8 | 29 | 29 |  | TL7102A UNIVERSITY | WORMSER | 138 | 138 | NONE | 0 | 3.25 | 1 | 795.0 ACSR | 0 | 0 | 0 | 0 | 0 | 0 | 0 | 0 | 0 | 0 | 0 | 0 | 0 | 0 | 0 | 0 | 0 | 0 | 0 | 0 | 0 | 0 | 0 | 12
NO |  | 24 | 2012 | 8 | 30 | 30 |  | TL7102B WORMSER | ZAPATA | 138 | 138 | 1-40.64 | 40.64 | 0 | 1 | 795.0 ACSR | 0 | 0 | 0 | 0 | 0 | 0 | 0 | 0 | 0 | 0 | 0 | 0 | 0 | 0 | 0 | 0 | 0 | 0 | 0 | 0 | 0 | 0 | 0 | 12
NO |  | 24 | 2012 | 8 | 31 | 31 |  | TL7110A GATEWAY TAP EAST | GATEWAY | 138 | 138 | 1-0.01 | 0.01 | 2.67 | 1 | 795.0 ACSR | 0 | 0 | 0 | 0 | 0 | 0 | 0 | 0 | 0 | 0 | 0 | 0 | 0 | 0 | 0 | 0 | 0 | 0 | 0 | 0 | 0 | 0 | 0 | 12
NO |  | 24 | 2012 | 8 | 32 | 32 |  | TL7110B GATEWAY TAP WEST | GATEWAY | 138 | 138 | 1-2.67 | 2.67 | 0 | 1 | 795.0 ACSR | 0 | 0 | 0 | 0 | 0 | 0 | 0 | 0 | 0 | 0 | 0 | 0 | 0 | 0 | 0 | 0 | 0 | 0 | 0 | 0 | 0 | 0 | 0 | 12
NO |  | 24 | 2012 | 8 | 33 | 33 |  | TL7115A LAREDO | UNIVERSITY | 138 | 138 | 1-2.46 | 2.46 | 0 | 1 | 795.0 ACSR | 0 | 0 | 0 | 0 | 0 | 0 | 0 | 0 | 0 | 0 | 0 | 0 | 0 | 0 | 0 | 0 | 0 | 0 | 0 | 0 | 0 | 0 | 0 | 12
NO |  | 24 | 2012 | 8 | 34 | 34 |  | TL7115B UNIVERSITY | WORMSER | 138 | 138 | 1-9.99 | 9.99 | 0 | 1 | 795.0 ACSR | 0 | 0 | 0 | 0 | 0 | 0 | 0 | 0 | 0 | 0 | 0 | 0 | 0 | 0 | 0 | 0 | 0 | 0 | 0 | 0 | 0 | 0 | 0 | 12
NO |  | 24 | 2012 | 8 | 35 | 35 |  | TL7123 SIERRA VISTA | WORMSER | 138 | 138 | 1-2.87 | 2.87 | 0 | 1 | 795.0 ACSR | 0 | 0 | 0 | 0 | 0 | 0 | 0 | 0 | 0 | 0 | 0 | 0 | 0 | 0 | 0 | 0 | 0 | 0 | 0 | 0 | 0 | 0 | 0 | 12
NO |  | 24 | 2012 | 9 | 1 | 1 |  | TL7124 EL GATO | GOOLIE/SOUIX RD | 138 | 138 | 1-5.3 | 5.3 | 0 | 1 | 795.0 ACSS | 0 | 0 | 0 | 0 | 0 | 0 | 0 | 0 | 0 | 0 | 0 | 0 | 0 | 0 | 0 | 0 | 0 | 0 | 0 | 0 | 0 | 0 | 0 | 12
NO |  | 24 | 2012 | 9 | 2 | 2 |  | TL3131 STP | HL&P CORRIDOR | 345 | 345 | 2-19.35 | 0 | 19.35 | 5 | 2X795 ACSR | 0 | 0 | 0 | 0 | 0 | 0 | 0 | 0 | 0 | 0 | 0 | 0 | 0 | 620240053 | 0 | 0 | 0 | 0 | 0 | 0 | 0 | 0 | 0 | 12
NO |  | 24 | 2012 | 9 | 3 | 3 |  | 69 KV (148 LINES) |  | 69 | 69 | 1,2&4 | 1069.11 | 47.18 | 0 |  | 0 | 0 | 0 | 0 | 0 | 0 | 0 | 0 | 0 | 0 | 0 | 0 | 0 | 0 | 0 | 0 | 0 | 0 | 0 | 0 | 0 | 0 | 0 | 12
NO |  | 24 | 2012 | 9 | 4 | 4 |  | TOTAL |  | 0 | 0 |  | 4022.8 | 227.2 | 247 |  | 0 | 0 | 0 | 0 | 0 | 0 | 0 | 0 | 0 | 0 | 0 | 0 | 0 | 0 | 0 | 0 | 0 | 0 | 0 | 0 | 0 | 0 | 0 | 12
NO |  | 24 | 2012 | 9 | 7 | 7 |  | transmission line. | Totals shown in Column j-p | 0 | 0 |  | 0 | 0 | 0 |  | 0 | 0 | 0 | 0 | 0 | 0 | 0 | 0 | 0 | 0 | 0 | 0 | 0 | 0 | 0 | 0 | 0 | 0 | 0 | 0 | 0 | 0 | 0 | 12
NO |  | 24 | 2012 | 0 | 36 | 36 |  | TOTAL |  | 0 | 0 |  | 4022.8 | 227.2 | 247 |  | 39949461 | 513135110 | 553084571 | 197336 | 3007763 | 0 | 3205099 | 0 | 0 | 0 | 0 | 0 | 0 | 0 | 0 | 0 | 0 | 0 | 0 | 0 | 0 | 0 | 0 | 12
NO |  | 24 | 2012 | 9 | 6 | 6 |  | Line cost and expense are | not available by individual | 0 | 0 |  | 0 | 0 | 0 |  | 39949461 | 513135110 | 553084571 | 197336 | 3007763 | 0 | 3205099 | 0 | 0 | 0 | 0 | 0 | 0 | 0 | 0 | 0 | 0 | 0 | 0 | 0 | 0 | 0 | 0 | 12
NO |  | 6 | 2012 | 0 | 1 | 1 |  | STATE OF TENNESSEE |  | 0 | 0 |  | 0 | 0 | 0 |  | 0 | 0 | 0 | 0 | 0 | 0 | 0 | 0 | 0 | 0 | 0 | 0 | 0 | 0 | 0 | 0 | 0 | 0 | 0 | 0 | 0 | 0 | 0 | 12
NO |  | 6 | 2012 | 0 | 3 | 3 |  | 0188 BRADFORD, VA | SULLIVAN, TN | 500 | 500 | ST | 0.17 | 0 | 1 | 2049KCM ACAR | 1726 | 39937 | 41663 | 0 | 0 | 0 | 0 | 0 | 0 | 0 | 0 | 0 | 0 | 0 | 0 | 0 | 0 | 0 | 0 | 0 | 0 | 0 | 0 | 12
NO |  | 6 | 2012 | 0 | 4 | 4 |  | 0400 CANE RIVER, TN CIR-A | NAGEL, TN | 230 | 230 | ST | 45.58 | 0 | 1 | 1590KCM ACSR | 3266259 | 19522800 | 22789059 | 0 | 0 | 0 | 0 | 0 | 0 | 0 | 0 | 0 | 0 | 0 | 0 | 0 | 0 | 0 | 0 | 0 | 0 | 0 | 0 | 12
NO |  | 6 | 2012 | 0 | 5 | 5 |  | CANE RIVER, TN CIR-B | NAGEL, TN | 230 | 230 | ST | 0.69 | 44.9 | 1 | 1590KCM ACSR | 0 | 0 | 0 | 0 | 0 | 0 | 0 | 0 | 0 | 0 | 0 | 0 | 0 | 0 | 0 | 0 | 0 | 0 | 0 | 0 | 0 | 0 | 0 | 12
NO |  | 6 | 2012 | 0 | 6 | 6 |  | 0351 CLINCH RIVER, VA | NAGEL, TN | 138 | 138 | ST | 0.19 | 0 | 1 | 1590KCM ACSR | 0 | 156941 | 156941 | 0 | 0 | 0 | 0 | 0 | 0 | 0 | 0 | 0 | 0 | 0 | 0 | 0 | 0 | 0 | 0 | 0 | 0 | 0 | 0 | 12
NO |  | 6 | 2012 | 0 | 7 | 7 |  | 0353 NAGEL, TN | REEDY CREEK, TN | 138 | 138 | ST | 0 | 0.19 | 1 | 1590KCM ACSR | 0 | 12972 | 12972 | 0 | 0 | 0 | 0 | 0 | 0 | 0 | 0 | 0 | 0 | 0 | 0 | 0 | 0 | 0 | 0 | 0 | 0 | 0 | 0 | 12
NO |  | 6 | 2012 | 0 | 8 | 8 |  | 0349 BROADFORD, VA | NAGEL, TN | 138 | 138 | ST | 12.63 | 0 | 1 | 397KCM ACSR | 170432 | 560505 | 730937 | 0 | 0 | 0 | 0 | 0 | 0 | 0 | 0 | 0 | 0 | 0 | 0 | 0 | 0 | 0 | 0 | 0 | 0 | 0 | 0 | 12
NO |  | 6 | 2012 | 0 | 9 | 9 |  |  |  | 0 | 0 | WP | 0.15 | 0 | 0 |  | 0 | 0 | 0 | 0 | 0 | 0 | 0 | 0 | 0 | 0 | 0 | 0 | 0 | 0 | 0 | 0 | 0 | 0 | 0 | 0 | 0 | 0 | 0 | 12
NO |  | 6 | 2012 | 0 | 10 | 10 |  | 0355 NAGEL, TN | WEST KINGSPORT, TN | 138 | 138 | ST | 0 | 1.27 | 1 | 556KCM | 0 | 97891 | 97891 | 0 | 0 | 0 | 0 | 0 | 0 | 0 | 0 | 0 | 0 | 0 | 0 | 0 | 0 | 0 | 0 | 0 | 0 | 0 | 0 | 12
NO |  | 6 | 2012 | 0 | 11 | 11 |  |  |  | 0 | 0 | WP | 0 | 0.25 | 0 |  | 0 | 0 | 0 | 0 | 0 | 0 | 0 | 0 | 0 | 0 | 0 | 0 | 0 | 0 | 0 | 0 | 0 | 0 | 0 | 0 | 0 | 0 | 0 | 12
NO |  | 6 | 2012 | 0 | 12 | 12 |  | 0176 NORTH BRISTOL, VA | WEST KINGSPORT, VA | 138 | 138 | ST | 5.7 | 11.27 | 1 | 397KCM ACSR | 38010 | 342365 | 380375 | 0 | 0 | 0 | 0 | 0 | 0 | 0 | 0 | 0 | 0 | 0 | 0 | 0 | 0 | 0 | 0 | 0 | 0 | 0 | 0 | 12
NO |  | 6 | 2012 | 0 | 13 | 13 |  | HOLSTON, TN | REEDY CREEK, TN | 138 | 138 | ST | 0 | 5.62 | 1 | 397KCM ACSR | 0 | 0 | 0 | 0 | 0 | 0 | 0 | 0 | 0 | 0 | 0 | 0 | 0 | 0 | 0 | 0 | 0 | 0 | 0 | 0 | 0 | 0 | 0 | 12
NO |  | 6 | 2012 | 0 | 14 | 14 |  | 0179 BOONE DAM, TN | HOLSTON, TN | 138 | 138 | ST | 0.19 | 0 | 1 | 636KCM ACSR | 51140 | 818138 | 869278 | 0 | 0 | 0 | 0 | 0 | 0 | 0 | 0 | 0 | 0 | 0 | 0 | 0 | 0 | 0 | 0 | 0 | 0 | 0 | 0 | 12
NO |  | 6 | 2012 | 0 | 15 | 15 |  |  |  | 0 | 0 | WP | 7.71 | 0 | 0 |  | 0 | 0 | 0 | 0 | 0 | 0 | 0 | 0 | 0 | 0 | 0 | 0 | 0 | 0 | 0 | 0 | 0 | 0 | 0 | 0 | 0 | 0 | 0 | 12
NO |  | 6 | 2012 | 0 | 16 | 16 |  | 0180 HOLSTON, TN | WALTERS, NC | 138 | 138 | ST | 65.16 | 0 | 1 | 250KCM CU | 85555 | 940225 | 1025780 | 0 | 0 | 0 | 0 | 0 | 0 | 0 | 0 | 0 | 0 | 0 | 0 | 0 | 0 | 0 | 0 | 0 | 0 | 0 | 0 | 12
NO |  | 6 | 2012 | 0 | 18 | 18 |  | STATE OF VIRGINIA |  | 0 | 0 |  | 0 | 0 | 0 |  | 0 | 0 | 0 | 0 | 0 | 0 | 0 | 0 | 0 | 0 | 0 | 0 | 0 | 0 | 0 | 0 | 0 | 0 | 0 | 0 | 0 | 0 | 0 | 12
NO |  | 6 | 2012 | 0 | 20 | 20 |  | 0186 BAKER, KY | BROADFORD, VA | 765 | 765 | ST | 0.45 | 0 | 1 | 954KCM ACSR | 385200 | 12663593 | 13048793 | 0 | 0 | 0 | 0 | 0 | 0 | 0 | 0 | 0 | 0 | 0 | 0 | 0 | 0 | 0 | 0 | 0 | 0 | 0 | 0 | 12
NO |  | 6 | 2012 | 0 | 21 | 21 |  |  |  | 0 | 0 | AT | 47.26 | 0 | 0 |  | 0 | 0 | 0 | 0 | 0 | 0 | 0 | 0 | 0 | 0 | 0 | 0 | 0 | 0 | 0 | 0 | 0 | 0 | 0 | 0 | 0 | 0 | 0 | 12
NO |  | 6 | 2012 | 0 | 22 | 22 |  | 0187 BROADFORD, VA | JACKSONS FERRY, VA | 765 | 765 | ST | 48.87 | 0 | 1 | 954KCM ACSR | 513170 | 10144017 | 10657187 | 0 | 0 | 0 | 0 | 0 | 0 | 0 | 0 | 0 | 0 | 0 | 0 | 0 | 0 | 0 | 0 | 0 | 0 | 0 | 0 | 12
NO |  | 6 | 2012 | 0 | 23 | 23 |  | 0253 CLOVERDALE, VA | JACKSONS FERRY, VA | 765 | 765 | ST | 65.16 | 0 | 1 | 954KCM ACSR | 1099147 | 15840750 | 16939897 | 0 | 0 | 0 | 0 | 0 | 0 | 0 | 0 | 0 | 0 | 0 | 0 | 0 | 0 | 0 | 0 | 0 | 0 | 0 | 0 | 12
NO |  | 6 | 2012 | 0 | 24 | 24 |  | 0310 CLOVERDALE, VA | JOSHUA FALLS, VA | 765 | 765 | ST | 56.65 | 0 | 1 | 1351KCM ACSR | 2839445 | 21362755 | 24202200 | 0 | 0 | 0 | 0 | 0 | 0 | 0 | 0 | 0 | 0 | 0 | 0 | 0 | 0 | 0 | 0 | 0 | 0 | 0 | 0 | 12
NO |  | 6 | 2012 | 0 | 25 | 25 |  | 0406 JACKSON FERRY | WYOMING | 765 | 765 | ST | 57.42 | 0 | 1 | 795 KCM ACSR | 11879573 | 162670086 | 174549659 | 0 | 0 | 0 | 0 | 0 | 0 | 0 | 0 | 0 | 0 | 0 | 0 | 0 | 0 | 0 | 0 | 0 | 0 | 0 | 0 | 12
NO |  | 6 | 2012 | 0 | 26 | 26 |  | 0334 AXTON, VA | JACKSONS FERRY, VA | 765 | 765 | ST | 73.48 | 0 | 1 | 1351KCM ACSR | 6669034 | 42382985 | 49052019 | 0 | 0 | 0 | 0 | 0 | 0 | 0 | 0 | 0 | 0 | 0 | 0 | 0 | 0 | 0 | 0 | 0 | 0 | 0 | 0 | 12
NO |  | 6 | 2012 | 0 | 27 | 27 |  | 0181 BROADFORD, VA | SULLIVAN, TN | 500 | 500 | ST | 33.35 | 0 | 1 | 2049KCM ACAR | 526388 | 15116404 | 15642792 | 0 | 0 | 0 | 0 | 0 | 0 | 0 | 0 | 0 | 0 | 0 | 0 | 0 | 0 | 0 | 0 | 0 | 0 | 0 | 0 | 12
NO |  | 6 | 2012 | 0 | 28 | 28 |  | 0001CLOVERDALE, VA | LEXINGTON, VA | 500 | 500 | ST | 36.18 | 0 | 1 | 2049KCM ACAR | 355363 | 4993267 | 5348630 | 0 | 0 | 0 | 0 | 0 | 0 | 0 | 0 | 0 | 0 | 0 | 0 | 0 | 0 | 0 | 0 | 0 | 0 | 0 | 0 | 12
NO |  | 6 | 2012 | 0 | 29 | 29 |  | 0182 JACKSONS FERRY, VA | MCGUIRE, NC | 500 | 500 | ST | 25.68 | 0 | 1 | 2049KCM ACAR | 262360 | 3642765 | 3905125 | 0 | 0 | 0 | 0 | 0 | 0 | 0 | 0 | 0 | 0 | 0 | 0 | 0 | 0 | 0 | 0 | 0 | 0 | 0 | 0 | 12
NO |  | 6 | 2012 | 0 | 30 | 30 |  | KANAWHA, WV | MATT FUNK, VA | 345 | 345 | ST | 8.26 | 0 | 1 | 1563KCM ACAR | 0 | 0 | 0 | 0 | 0 | 0 | 0 | 0 | 0 | 0 | 0 | 0 | 0 | 0 | 0 | 0 | 0 | 0 | 0 | 0 | 0 | 0 | 0 | 12
NO |  | 6 | 2012 | 0 | 31 | 31 |  |  |  | 0 | 0 | AT | 34.05 | 0 | 0 |  | 0 | 0 | 0 | 0 | 0 | 0 | 0 | 0 | 0 | 0 | 0 | 0 | 0 | 0 | 0 | 0 | 0 | 0 | 0 | 0 | 0 | 0 | 0 | 12
NO |  | 6 | 2012 | 0 | 32 | 32 |  | 0008 CLOVERDALE, VA | MATT FUNK, VA | 345 | 345 | ST | 0 | 8.26 | 1 | 954 KCM ACSR | 233136 | 5563990 | 5797126 | 0 | 0 | 0 | 0 | 0 | 0 | 0 | 0 | 0 | 0 | 0 | 0 | 0 | 0 | 0 | 0 | 0 | 0 | 0 | 0 | 12
NO |  | 6 | 2012 | 0 | 33 | 33 |  |  |  | 0 | 0 | AT | 19.02 | 0 | 0 |  | 0 | 0 | 0 | 0 | 0 | 0 | 0 | 0 | 0 | 0 | 0 | 0 | 0 | 0 | 0 | 0 | 0 | 0 | 0 | 0 | 0 | 0 | 0 | 12
NO |  | 6 | 2012 | 0 | 34 | 34 |  | EAST DANVILLE NO. 1, VA | ROXBORO, NC | 230 | 230 | ST | 7.63 | 0 | 1 | 1590KCM ACSR | 0 | 0 | 0 | 0 | 0 | 0 | 0 | 0 | 0 | 0 | 0 | 0 | 0 | 0 | 0 | 0 | 0 | 0 | 0 | 0 | 0 | 0 | 0 | 12
NO |  | 6 | 2012 | 0 | 35 | 35 |  | 0142 EAST DANVILLE NO. 2,VA | ROXBORO, NC | 230 | 230 | ST | 0 | 7.63 | 1 | 1590KCM ACSR | 436861 | 3248108 | 3684969 | 0 | 0 | 0 | 0 | 0 | 0 | 0 | 0 | 0 | 0 | 0 | 0 | 0 | 0 | 0 | 0 | 0 | 0 | 0 | 0 | 12
NO |  | 6 | 2012 | 1 | 1 | 1 |  | 0417 BAILEYSVILLE, WV | HALES BRANCH, VA | 138 | 138 | ST | 0 | 0.06 | 1 | 636KCM ACSR | 0 | 20687 | 20687 | 0 | 0 | 0 | 0 | 0 | 0 | 0 | 0 | 0 | 0 | 0 | 0 | 0 | 0 | 0 | 0 | 0 | 0 | 0 | 0 | 12
NO |  | 6 | 2012 | 1 | 2 | 2 |  |  |  | 0 | 0 | WP | 6.36 | 0 | 0 |  | 0 | 0 | 0 | 0 | 0 | 0 | 0 | 0 | 0 | 0 | 0 | 0 | 0 | 0 | 0 | 0 | 0 | 0 | 0 | 0 | 0 | 0 | 0 | 12
NO |  | 6 | 2012 | 1 | 3 | 3 |  | 0054 GARDEN CREEK, VA | HALES BRANCH, VA | 138 | 138 | ST | 0 | 0.13 | 1 | 636KCM ACSR | 116411 | 516241 | 632652 | 0 | 0 | 0 | 0 | 0 | 0 | 0 | 0 | 0 | 0 | 0 | 0 | 0 | 0 | 0 | 0 | 0 | 0 | 0 | 0 | 12
NO |  | 6 | 2012 | 1 | 4 | 4 |  |  |  | 0 | 0 | WP | 7.03 | 0 | 0 |  | 0 | 0 | 0 | 0 | 0 | 0 | 0 | 0 | 0 | 0 | 0 | 0 | 0 | 0 | 0 | 0 | 0 | 0 | 0 | 0 | 0 | 0 | 0 | 12
NO |  | 6 | 2012 | 1 | 5 | 5 |  | 0409 LOONEY CREEK TAP, VA |  | 138 | 138 | ST | 9.68 | 0 | 1 | 795KCM ACSR | 662180 | 3337128 | 3999308 | 0 | 0 | 0 | 0 | 0 | 0 | 0 | 0 | 0 | 0 | 0 | 0 | 0 | 0 | 0 | 0 | 0 | 0 | 0 | 0 | 12
NO |  | 6 | 2012 | 1 | 6 | 6 |  | 0434 GRASSY CREEK, VA | HALES BRANCH, VA | 138 | 138 | ST | 6.29 | 0 | 1 | 795KCM ACSR | 310510 | 4332730 | 4643240 | 0 | 0 | 0 | 0 | 0 | 0 | 0 | 0 | 0 | 0 | 0 | 0 | 0 | 0 | 0 | 0 | 0 | 0 | 0 | 0 | 12
NO |  | 6 | 2012 | 1 | 7 | 7 |  |  |  | 0 | 0 | WP | 1.73 | 0 | 0 |  | 0 | 0 | 0 | 0 | 0 | 0 | 0 | 0 | 0 | 0 | 0 | 0 | 0 | 0 | 0 | 0 | 0 | 0 | 0 | 0 | 0 | 0 | 0 | 12
NO |  | 6 | 2012 | 1 | 8 | 8 |  | 0110 CLAYTOR, VA | MATT FUNK, VA | 138 | 138 | ST | 30.61 | 0.63 | 1 | 636KCM ACSR | 111799 | 1444485 | 1556284 | 0 | 0 | 0 | 0 | 0 | 0 | 0 | 0 | 0 | 0 | 0 | 0 | 0 | 0 | 0 | 0 | 0 | 0 | 0 | 0 | 12
NO |  | 6 | 2012 | 1 | 9 | 9 |  | 0112 MATT FUNK, VA | ROANOKE, VA | 138 | 138 | ST | 12.9 | 4.53 | 1 | 636KCM ACSR | 23009 | 2140729 | 2163738 | 0 | 0 | 0 | 0 | 0 | 0 | 0 | 0 | 0 | 0 | 0 | 0 | 0 | 0 | 0 | 0 | 0 | 0 | 0 | 0 | 12
NO |  | 6 | 2012 | 1 | 10 | 10 |  | 0113 CLAYTOR, VA | HANCOCK, VA | 138 | 138 | ST | 0.08 | 38.93 | 1 | 397KCM ACSR | 3164 | 50129 | 53293 | 0 | 0 | 0 | 0 | 0 | 0 | 0 | 0 | 0 | 0 | 0 | 0 | 0 | 0 | 0 | 0 | 0 | 0 | 0 | 0 | 12
NO |  | 6 | 2012 | 1 | 11 | 11 |  | 0114 HANCOCK, VA | ROANOKE, VA | 138 | 138 | ST | 4.91 | 4.46 | 1 | 397KCM ACSR | 125535 | 171381 | 296916 | 0 | 0 | 0 | 0 | 0 | 0 | 0 | 0 | 0 | 0 | 0 | 0 | 0 | 0 | 0 | 0 | 0 | 0 | 0 | 0 | 12
NO |  | 6 | 2012 | 1 | 12 | 12 |  | 0229 MERRIMAC TAP, VA |  | 138 | 138 | WP | 7.16 | 0 | 1 | 556KCM ACSR | 118559 | 284615 | 403174 | 0 | 0 | 0 | 0 | 0 | 0 | 0 | 0 | 0 | 0 | 0 | 0 | 0 | 0 | 0 | 0 | 0 | 0 | 0 | 0 | 12
NO |  | 6 | 2012 | 1 | 13 | 13 |  | 0138 COLLINSVILLE | TAP LINE | 138 | 138 |  | 0 | 0 | 0 |  | 0 | 14460 | 14460 | 0 | 0 | 0 | 0 | 0 | 0 | 0 | 0 | 0 | 0 | 0 | 0 | 0 | 0 | 0 | 0 | 0 | 0 | 0 | 0 | 12
NO |  | 6 | 2012 | 1 | 14 | 14 |  | 8161 CVEC | SCOTTSVILLE | 46 | 138 | ST | 1.39 | 0 | 1 |  | 4724 | 101005 | 105729 | 0 | 0 | 0 | 0 | 0 | 0 | 0 | 0 | 0 | 0 | 0 | 0 | 0 | 0 | 0 | 0 | 0 | 0 | 0 | 0 | 12
NO |  | 6 | 2012 | 1 | 15 | 15 |  | 0422 JACKSONS FERRY, VA | PEAK CREEK, VA | 138 | 138 | WP | 13.85 | 0 | 1 | 795KCM ACSR | 701626 | 2556490 | 3258116 | 0 | 0 | 0 | 0 | 0 | 0 | 0 | 0 | 0 | 0 | 0 | 0 | 0 | 0 | 0 | 0 | 0 | 0 | 0 | 0 | 12
NO |  | 6 | 2012 | 1 | 16 | 16 |  | 0129 PHILPOTT TAP, VA |  | 138 | 138 | WP | 0.34 | 0 | 1 | 4/0KCM ACSR | 309 | 21489 | 21798 | 0 | 0 | 0 | 0 | 0 | 0 | 0 | 0 | 0 | 0 | 0 | 0 | 0 | 0 | 0 | 0 | 0 | 0 | 0 | 0 | 12
NO |  | 6 | 2012 | 1 | 17 | 17 |  | 0248 CLAYTOR, VA | FIELDALE | 138 | 138 | ST | 0 | 0.12 | 1 | 556KCM ACSR | 41283 | 1483542 | 1524825 | 0 | 0 | 0 | 0 | 0 | 0 | 0 | 0 | 0 | 0 | 0 | 0 | 0 | 0 | 0 | 0 | 0 | 0 | 0 | 0 | 12
NO |  | 6 | 2012 | 1 | 18 | 18 |  |  |  | 0 | 0 | WP | 37.89 | 0 | 0 |  | 0 | 0 | 0 | 0 | 0 | 0 | 0 | 0 | 0 | 0 | 0 | 0 | 0 | 0 | 0 | 0 | 0 | 0 | 0 | 0 | 0 | 0 | 0 | 12
NO |  | 6 | 2012 | 1 | 19 | 19 |  | 0249 FIELDALE, VA | WEST BASSETT, VA | 138 | 138 | ST | 0.12 | 0 | 1 | 556KCM ACSR | 7589 | 92863 | 100452 | 0 | 0 | 0 | 0 | 0 | 0 | 0 | 0 | 0 | 0 | 0 | 0 | 0 | 0 | 0 | 0 | 0 | 0 | 0 | 0 | 12
NO |  | 6 | 2012 | 1 | 20 | 20 |  |  |  | 0 | 0 | WP | 6.37 | 0 | 0 |  | 0 | 0 | 0 | 0 | 0 | 0 | 0 | 0 | 0 | 0 | 0 | 0 | 0 | 0 | 0 | 0 | 0 | 0 | 0 | 0 | 0 | 0 | 0 | 12
NO |  | 6 | 2012 | 1 | 21 | 21 |  | 0120 BEAVER CREEK, KY | CLINCH RIVER, VA | 138 | 138 | ST | 26.63 | 0 | 1 | 636KCM ACSR | 74447 | 1124876 | 1199323 | 0 | 0 | 0 | 0 | 0 | 0 | 0 | 0 | 0 | 0 | 0 | 0 | 0 | 0 | 0 | 0 | 0 | 0 | 0 | 0 | 12
NO |  | 6 | 2012 | 1 | 22 | 22 |  | 0122 CLINCH RIVER, VA | FREMONT, VA | 138 | 138 | ST | 0 | 17.99 | 1 | 636KCM ACSR | 0 | 169927 | 169927 | 0 | 0 | 0 | 0 | 0 | 0 | 0 | 0 | 0 | 0 | 0 | 0 | 0 | 0 | 0 | 0 | 0 | 0 | 0 | 0 | 12
NO |  | 6 | 2012 | 1 | 23 | 23 |  | 0123 BEAVER CREEK, KY | FREMONT, VA | 138 | 138 | ST | 0 | 8.86 | 1 | 636KCM ACSR | 0 | 84786 | 84786 | 0 | 0 | 0 | 0 | 0 | 0 | 0 | 0 | 0 | 0 | 0 | 0 | 0 | 0 | 0 | 0 | 0 | 0 | 0 | 0 | 12
NO |  | 6 | 2012 | 1 | 24 | 24 |  | 0289 COOPER RIDGE LOOP, VA |  | 138 | 138 | WP | 0.1 | 0 | 1 | 636KCM ACSR | 864 | 27714 | 28578 | 0 | 0 | 0 | 0 | 0 | 0 | 0 | 0 | 0 | 0 | 0 | 0 | 0 | 0 | 0 | 0 | 0 | 0 | 0 | 0 | 12
NO |  | 6 | 2012 | 1 | 25 | 25 |  | 0350 CLINCH RIVER, VA | NAGEL, TN | 138 | 138 | ST | 4.53 | 36.83 | 1 | 636KCM ACSR | 184503 | 1840387 | 2024890 | 0 | 0 | 0 | 0 | 0 | 0 | 0 | 0 | 0 | 0 | 0 | 0 | 0 | 0 | 0 | 0 | 0 | 0 | 0 | 0 | 12
NO |  | 6 | 2012 | 1 | 26 | 26 |  | 0352 NAGEL, TN | REEDY CREEK, TN | 138 | 138 | ST | 0 | 5.36 | 1 | 556KCM ACSR | 156495 | 237289 | 393784 | 0 | 0 | 0 | 0 | 0 | 0 | 0 | 0 | 0 | 0 | 0 | 0 | 0 | 0 | 0 | 0 | 0 | 0 | 0 | 0 | 12
NO |  | 6 | 2012 | 1 | 27 | 27 |  | 0365 DICKENS TAP |  | 138 | 138 | WP | 3.47 | 0 | 1 | 795KCM ACSR | 109649 | 765394 | 875043 | 0 | 0 | 0 | 0 | 0 | 0 | 0 | 0 | 0 | 0 | 0 | 0 | 0 | 0 | 0 | 0 | 0 | 0 | 0 | 0 | 12
NO |  | 6 | 2012 | 1 | 28 | 28 |  | 0259A EAST DANVILLE, WV | EAST MONUMENT | 138 | 138 |  | 3.91 | 0 | 0 |  | 0 | 12736 | 12736 | 0 | 0 | 0 | 0 | 0 | 0 | 0 | 0 | 0 | 0 | 0 | 0 | 0 | 0 | 0 | 0 | 0 | 0 | 0 | 0 | 12
NO |  | 6 | 2012 | 1 | 29 | 29 |  | 0125 CLINCH RIVER, VA | MORELAND DRIVE, TN | 138 | 138 | ST | 49.11 | 0.01 | 1 | 636KCM ACSR | 127565 | 1539684 | 1667249 | 0 | 0 | 0 | 0 | 0 | 0 | 0 | 0 | 0 | 0 | 0 | 0 | 0 | 0 | 0 | 0 | 0 | 0 | 0 | 0 | 12
NO |  | 6 | 2012 | 1 | 30 | 30 |  | CLINCH RIVER, VA | SALTVILLE #1A, VA | 138 | 138 | ST | 0 | 25.35 | 1 | 636KCM ACSR | 0 | 0 | 0 | 0 | 0 | 0 | 0 | 0 | 0 | 0 | 0 | 0 | 0 | 0 | 0 | 0 | 0 | 0 | 0 | 0 | 0 | 0 | 0 | 12
NO |  | 6 | 2012 | 1 | 31 | 31 |  | 0148 CLINCH RIVER, VA | SALTVILLE#1B, VA | 138 | 138 | ST | 25.5 | 0 | 1 | 1033KCM ACSR | 94335 | 1211989 | 1306324 | 0 | 0 | 0 | 0 | 0 | 0 | 0 | 0 | 0 | 0 | 0 | 0 | 0 | 0 | 0 | 0 | 0 | 0 | 0 | 0 | 12
NO |  | 6 | 2012 | 1 | 32 | 32 |  | 0256 LEBANON 138KV TAP VA |  | 138 | 138 | WP | 0.18 | 0 | 1 | 336KCM ACSR | 488 | 23809 | 24297 | 0 | 0 | 0 | 0 | 0 | 0 | 0 | 0 | 0 | 0 | 0 | 0 | 0 | 0 | 0 | 0 | 0 | 0 | 0 | 0 | 12
NO |  | 6 | 2012 | 1 | 33 | 33 |  | 7539 DAN, VA | CAROLINA | 138 | 138 |  | 0 | 0 | 0 |  | 7968 | 0 | 7968 | 0 | 0 | 0 | 0 | 0 | 0 | 0 | 0 | 0 | 0 | 0 | 0 | 0 | 0 | 0 | 0 | 0 | 0 | 0 | 0 | 12
NO |  | 6 | 2012 | 1 | 34 | 34 |  | 0154 CLINCH RIVER, VA | SALTVILLE #2, VA | 138 | 138 | ST | 2.56 | 39.67 | 1 | 397KCM ACSR | 51955 | 2328909 | 2380864 | 0 | 0 | 0 | 0 | 0 | 0 | 0 | 0 | 0 | 0 | 0 | 0 | 0 | 0 | 0 | 0 | 0 | 0 | 0 | 0 | 12
NO |  | 6 | 2012 | 1 | 35 | 35 |  | 0193 BROADFORD, VA | SALTVILLE, VA | 138 | 138 | ST | 0 | 4.79 | 1 | 795KCM ACSR | 18952 | 313353 | 332305 | 0 | 0 | 0 | 0 | 0 | 0 | 0 | 0 | 0 | 0 | 0 | 0 | 0 | 0 | 0 | 0 | 0 | 0 | 0 | 0 | 12
NO |  | 6 | 2012 | 2 | 1 | 1 |  | 0191 BROADFORD, VA | NAGEL, TN | 138 | 138 | ST | 44.61 | 0.13 | 1 | 397KCM ACSR | 689709 | 2160992 | 2850701 | 0 | 0 | 0 | 0 | 0 | 0 | 0 | 0 | 0 | 0 | 0 | 0 | 0 | 0 | 0 | 0 | 0 | 0 | 0 | 0 | 12
NO |  | 6 | 2012 | 2 | 2 | 2 |  | 0354 NAGEL, TN | WEST KINGSPORT, TN | 138 | 138 | ST | 0 | 5.04 | 1 | 1590KCM ACSR | 0 | 261110 | 261110 | 0 | 0 | 0 | 0 | 0 | 0 | 0 | 0 | 0 | 0 | 0 | 0 | 0 | 0 | 0 | 0 | 0 | 0 | 0 | 0 | 12
NO |  | 6 | 2012 | 2 | 3 | 3 |  | 0361 CLINCH RIVER, VA | SPRING CREEK, VA | 138 | 138 | ST | 18.49 | 3.54 | 1 | 636KCM ACSR | 100268 | 691812 | 792080 | 0 | 0 | 0 | 0 | 0 | 0 | 0 | 0 | 0 | 0 | 0 | 0 | 0 | 0 | 0 | 0 | 0 | 0 | 0 | 0 | 12
NO |  | 6 | 2012 | 2 | 4 | 4 |  | 0192 NORTH BRISTOL, VA | SPRING CREEK, VA | 138 | 138 | ST | 0 | 8.82 | 1 | 795 KCM ACSR | 0 | 7638 | 7638 | 0 | 0 | 0 | 0 | 0 | 0 | 0 | 0 | 0 | 0 | 0 | 0 | 0 | 0 | 0 | 0 | 0 | 0 | 0 | 0 | 12
NO |  | 6 | 2012 | 2 | 5 | 5 |  | 0153 NORTH BRISTOL, VA | WEST KINGSPORT, VA | 138 | 138 | ST | 0 | 3.61 | 1 | 397KCM ACSR | 13191 | 59008 | 72199 | 0 | 0 | 0 | 0 | 0 | 0 | 0 | 0 | 0 | 0 | 0 | 0 | 0 | 0 | 0 | 0 | 0 | 0 | 0 | 0 | 12
NO |  | 6 | 2012 | 2 | 6 | 6 |  | 0167 CLINCH RIVER, VA | GARDEN CREEK, VA | 138 | 138 | ST | 1.04 | 0 | 1 | 636KCM ACSR | 82274 | 1554123 | 1636397 | 0 | 0 | 0 | 0 | 0 | 0 | 0 | 0 | 0 | 0 | 0 | 0 | 0 | 0 | 0 | 0 | 0 | 0 | 0 | 0 | 12
NO |  | 6 | 2012 | 2 | 7 | 7 |  |  |  | 0 | 0 | WP | 22.72 | 0 | 0 |  | 0 | 0 | 0 | 0 | 0 | 0 | 0 | 0 | 0 | 0 | 0 | 0 | 0 | 0 | 0 | 0 | 0 | 0 | 0 | 0 | 0 | 0 | 0 | 12
NO |  | 6 | 2012 | 2 | 8 | 8 |  | 0298 FLETCHERS RIDGE TAP,VA |  | 138 | 138 | WP | 0.01 | 0 | 1 | 300KCM CU | 0 | 1688 | 1688 | 0 | 0 | 0 | 0 | 0 | 0 | 0 | 0 | 0 | 0 | 0 | 0 | 0 | 0 | 0 | 0 | 0 | 0 | 0 | 0 | 12
NO |  | 6 | 2012 | 2 | 9 | 9 |  | 0313 SKEGGS BRANCH, VA |  | 138 | 138 | WP | 0.39 | 0 | 1 | 397KCM ACSR | 223 | 169888 | 170111 | 0 | 0 | 0 | 0 | 0 | 0 | 0 | 0 | 0 | 0 | 0 | 0 | 0 | 0 | 0 | 0 | 0 | 0 | 0 | 0 | 12
NO |  | 6 | 2012 | 2 | 10 | 10 |  | CLINCHFIELD LOOP SITE, VA |  | 138 | 138 | WP | 0.09 | 0.09 | 1 | 636KCM ACSR | 0 | 0 | 0 | 0 | 0 | 0 | 0 | 0 | 0 | 0 | 0 | 0 | 0 | 0 | 0 | 0 | 0 | 0 | 0 | 0 | 0 | 0 | 0 | 12
NO |  | 6 | 2012 | 2 | 11 | 11 |  | 0416 CLOVERDALE, VA | HUNTINGTON COURT, VA | 138 | 138 | ST | 5.81 | 0 | 1 | 795KCM ACSR | 936522 | 3079897 | 4016419 | 0 | 0 | 0 | 0 | 0 | 0 | 0 | 0 | 0 | 0 | 0 | 0 | 0 | 0 | 0 | 0 | 0 | 0 | 0 | 0 | 12
NO |  | 6 | 2012 | 2 | 12 | 12 |  | 0124 CLOVERDALE, VA | SMITH MOUNTAIN, VA | 138 | 138 | AT | 32.41 | 0 | 1 | 556KCM ACSR | 231226 | 1435500 | 1666726 | 0 | 0 | 0 | 0 | 0 | 0 | 0 | 0 | 0 | 0 | 0 | 0 | 0 | 0 | 0 | 0 | 0 | 0 | 0 | 0 | 12
NO |  | 6 | 2012 | 2 | 13 | 13 |  | DANVILLE B CIR, VA | EAST DANVILLE, VA | 138 | 138 | ST | 0 | 2.78 | 1 | 336KCM ACSR | 0 | 0 | 0 | 0 | 0 | 0 | 0 | 0 | 0 | 0 | 0 | 0 | 0 | 0 | 0 | 0 | 0 | 0 | 0 | 0 | 0 | 0 | 0 | 12
NO |  | 6 | 2012 | 2 | 14 | 14 |  | 1020 CLINCH RIVER | VIRGINA CITY | 138 | 138 |  | 0 | 0 | 0 |  | 0 | 1922636 | 1922636 | 0 | 0 | 0 | 0 | 0 | 0 | 0 | 0 | 0 | 0 | 0 | 0 | 0 | 0 | 0 | 0 | 0 | 0 | 0 | 0 | 12
NO |  | 6 | 2012 | 2 | 15 | 15 |  | 0359 AXTON, VA | MARTINSVILLE, VA | 138 | 138 | ST | 11.38 | 0 | 1 | 966KCM ACSR | 96276 | 1857075 | 1953351 | 0 | 0 | 0 | 0 | 0 | 0 | 0 | 0 | 0 | 0 | 0 | 0 | 0 | 0 | 0 | 0 | 0 | 0 | 0 | 0 | 12
NO |  | 6 | 2012 | 2 | 16 | 16 |  | 0135 AXTON, VA | DANVILLE #2, VA | 138 | 138 | ST | 16 | 0 | 1 | 336KCM ACSR | 762236 | 3702052 | 4464288 | 0 | 0 | 0 | 0 | 0 | 0 | 0 | 0 | 0 | 0 | 0 | 0 | 0 | 0 | 0 | 0 | 0 | 0 | 0 | 0 | 12
NO |  | 6 | 2012 | 2 | 17 | 17 |  |  |  | 0 | 0 | WP | 2.99 | 0 | 0 |  | 0 | 0 | 0 | 0 | 0 | 0 | 0 | 0 | 0 | 0 | 0 | 0 | 0 | 0 | 0 | 0 | 0 | 0 | 0 | 0 | 0 | 0 | 0 | 12
NO |  | 6 | 2012 | 2 | 18 | 18 |  | 0358 AXTON, VA | DANVILLE #1-A, VA | 138 | 138 | ST | 0 | 16.38 | 1 | 336KCM ACSR | 83984 | 1059370 | 1143354 | 0 | 0 | 0 | 0 | 0 | 0 | 0 | 0 | 0 | 0 | 0 | 0 | 0 | 0 | 0 | 0 | 0 | 0 | 0 | 0 | 12
NO |  | 6 | 2012 | 2 | 19 | 19 |  | AXTON, VA | DANVILLE #2, VA | 138 | 138 | ST | 1.39 | 0 | 1 | 795KCM SSAC | 0 | 0 | 0 | 0 | 0 | 0 | 0 | 0 | 0 | 0 | 0 | 0 | 0 | 0 | 0 | 0 | 0 | 0 | 0 | 0 | 0 | 0 | 0 | 12
NO |  | 6 | 2012 | 2 | 20 | 20 |  |  |  | 0 | 0 | WP | 16.75 | 0 | 0 |  | 0 | 0 | 0 | 0 | 0 | 0 | 0 | 0 | 0 | 0 | 0 | 0 | 0 | 0 | 0 | 0 | 0 | 0 | 0 | 0 | 0 | 0 | 0 | 12
NO |  | 6 | 2012 | 2 | 21 | 21 |  | 0146 FIELDDALE, VA | RIDGEWAY, VA | 138 | 138 | WP | 10.34 | 0 | 1 | 397KCM ACSR | 51988 | 390980 | 442968 | 0 | 0 | 0 | 0 | 0 | 0 | 0 | 0 | 0 | 0 | 0 | 0 | 0 | 0 | 0 | 0 | 0 | 0 | 0 | 0 | 12
NO |  | 6 | 2012 | 2 | 22 | 22 |  | 0300 DAN RIVER, NC | RIDGEWAY, VA | 138 | 138 | WP | 4.6 | 0 | 1 | 397KCM ACSR | 13333 | 349117 | 362450 | 0 | 0 | 0 | 0 | 0 | 0 | 0 | 0 | 0 | 0 | 0 | 0 | 0 | 0 | 0 | 0 | 0 | 0 | 0 | 0 | 12
NO |  | 6 | 2012 | 2 | 23 | 23 |  | SHEFFIELD LOOP |  | 138 | 138 | ST | 0.02 | 0.02 | 1 | 795KCM ACSR | 0 | 0 | 0 | 0 | 0 | 0 | 0 | 0 | 0 | 0 | 0 | 0 | 0 | 0 | 0 | 0 | 0 | 0 | 0 | 0 | 0 | 0 | 0 | 12
NO |  | 6 | 2012 | 2 | 24 | 24 |  | 0025 GLEN LYN, VA | SOUTH PRINCETON, WV | 138 | 138 | ST | 0.42 | 0 | 1 | 1590KCM ACSR | 1599 | 25418 | 27017 | 0 | 0 | 0 | 0 | 0 | 0 | 0 | 0 | 0 | 0 | 0 | 0 | 0 | 0 | 0 | 0 | 0 | 0 | 0 | 0 | 12
NO |  | 6 | 2012 | 2 | 25 | 25 |  | GLEN LYN, VA | SOUTH PRINCETON, WV | 138 | 138 | ST | 0 | 0.42 | 1 | 1590KCM ACSR | 0 | 0 | 0 | 0 | 0 | 0 | 0 | 0 | 0 | 0 | 0 | 0 | 0 | 0 | 0 | 0 | 0 | 0 | 0 | 0 | 0 | 0 | 0 | 12
NO |  | 6 | 2012 | 2 | 26 | 26 |  | 0058 GLEN LYN, VA | WYTHE, VA | 138 | 138 | ST | 29.5 | 0 | 1 | 556KCM ACSR | 198304 | 2616346 | 2814650 | 0 | 0 | 0 | 0 | 0 | 0 | 0 | 0 | 0 | 0 | 0 | 0 | 0 | 0 | 0 | 0 | 0 | 0 | 0 | 0 | 12
NO |  | 6 | 2012 | 2 | 27 | 27 |  | GLEN LYN, VA | WYTHE, VA | 138 | 138 | ST | 0.6 | 29.43 | 1 | 556KCM ACSR | 0 | 0 | 0 | 0 | 0 | 0 | 0 | 0 | 0 | 0 | 0 | 0 | 0 | 0 | 0 | 0 | 0 | 0 | 0 | 0 | 0 | 0 | 0 | 12
NO |  | 6 | 2012 | 2 | 28 | 28 |  | 0375 PROGRESS PARK EXT |  | 138 | 138 | ST | 3 | 0 | 1 | 1590KCM ACSR | 0 | 4414862 | 4414862 | 0 | 0 | 0 | 0 | 0 | 0 | 0 | 0 | 0 | 0 | 0 | 0 | 0 | 0 | 0 | 0 | 0 | 0 | 0 | 0 | 12
NO |  | 6 | 2012 | 2 | 29 | 29 |  | 0427 EVINGTON 138KV TAP VA |  | 138 | 138 |  | 0.03 | 0 | 0 |  | 3957 | 0 | 3957 | 0 | 0 | 0 | 0 | 0 | 0 | 0 | 0 | 0 | 0 | 0 | 0 | 0 | 0 | 0 | 0 | 0 | 0 | 0 | 0 | 12
NO |  | 6 | 2012 | 2 | 30 | 30 |  | 0063 BROADFORD, VA | SALTVILLE 1A, VA | 138 | 138 | ST | 3.8 | 3.57 | 1 | 795KCM ACSR | 0 | 38518 | 38518 | 0 | 0 | 0 | 0 | 0 | 0 | 0 | 0 | 0 | 0 | 0 | 0 | 0 | 0 | 0 | 0 | 0 | 0 | 0 | 0 | 12
NO |  | 6 | 2012 | 2 | 31 | 31 |  | BRADFORD, VA | SALTVILLE 1B, VA | 138 | 138 | ST | 0 | 3.71 | 1 | 556KCM ACSR | 0 | 0 | 0 | 0 | 0 | 0 | 0 | 0 | 0 | 0 | 0 | 0 | 0 | 0 | 0 | 0 | 0 | 0 | 0 | 0 | 0 | 0 | 0 | 12
NO |  | 6 | 2012 | 2 | 32 | 32 |  | RURAL RETREAT LOOP, WV |  | 138 | 138 | ST | 0.02 | 0.02 | 1 | 795KCM ACSR | 0 | 0 | 0 | 0 | 0 | 0 | 0 | 0 | 0 | 0 | 0 | 0 | 0 | 0 | 0 | 0 | 0 | 0 | 0 | 0 | 0 | 0 | 0 | 12
NO |  | 6 | 2012 | 2 | 33 | 33 |  | 0333 BROADFORD, VA | RICHLANDS, VA | 138 | 138 | WP | 14.45 | 0 | 1 | 1033KCM ACSR | 324158 | 3261907 | 3586065 | 0 | 0 | 0 | 0 | 0 | 0 | 0 | 0 | 0 | 0 | 0 | 0 | 0 | 0 | 0 | 0 | 0 | 0 | 0 | 0 | 12
NO |  | 6 | 2012 | 2 | 34 | 34 |  | 0368 CLAY POOL HILL LOOP,VA |  | 138 | 138 | WP | 0.09 | 0.09 | 1 | 1033KCM ACSR | 9537 | 124023 | 133560 | 0 | 0 | 0 | 0 | 0 | 0 | 0 | 0 | 0 | 0 | 0 | 0 | 0 | 0 | 0 | 0 | 0 | 0 | 0 | 0 | 12
NO |  | 6 | 2012 | 2 | 35 | 35 |  | HUFFMAN, VA | JACKSONS FERRY, VA | 138 | 138 | ST | 0 | 1.88 | 1 | 1033KCM ACSR | 0 | 0 | 0 | 0 | 0 | 0 | 0 | 0 | 0 | 0 | 0 | 0 | 0 | 0 | 0 | 0 | 0 | 0 | 0 | 0 | 0 | 0 | 0 | 12
NO |  | 6 | 2012 | 3 | 1 | 1 |  |  |  | 0 | 0 | WP | 7.99 | 0 | 0 |  | 0 | 0 | 0 | 0 | 0 | 0 | 0 | 0 | 0 | 0 | 0 | 0 | 0 | 0 | 0 | 0 | 0 | 0 | 0 | 0 | 0 | 0 | 0 | 12
NO |  | 6 | 2012 | 3 | 2 | 2 |  | 0241 HUFFMAN, VA | WYTHE, VA | 138 | 138 | ST | 1.96 | 1 | 1 | 795KCM ACSR | 727558 | 4086963 | 4814521 | 0 | 0 | 0 | 0 | 0 | 0 | 0 | 0 | 0 | 0 | 0 | 0 | 0 | 0 | 0 | 0 | 0 | 0 | 0 | 0 | 12
NO |  | 6 | 2012 | 3 | 3 | 3 |  |  |  | 0 | 0 | WP | 37 | 0 | 0 |  | 0 | 0 | 0 | 0 | 0 | 0 | 0 | 0 | 0 | 0 | 0 | 0 | 0 | 0 | 0 | 0 | 0 | 0 | 0 | 0 | 0 | 0 | 0 | 12
NO |  | 6 | 2012 | 3 | 4 | 4 |  | 0061 ATKINS, VA | BROADFORD CIR A, VA | 138 | 138 | ST | 19.99 | 0.43 | 1 | 556KCM ACSR | 28691 | 738188 | 766879 | 0 | 0 | 0 | 0 | 0 | 0 | 0 | 0 | 0 | 0 | 0 | 0 | 0 | 0 | 0 | 0 | 0 | 0 | 0 | 0 | 12
NO |  | 6 | 2012 | 3 | 5 | 5 |  | ATKINS, VA | BROADFORD CIR B, VA | 138 | 138 | ST | 0 | 16.02 | 1 | 556KCM ACSR | 0 | 0 | 0 | 0 | 0 | 0 | 0 | 0 | 0 | 0 | 0 | 0 | 0 | 0 | 0 | 0 | 0 | 0 | 0 | 0 | 0 | 0 | 0 | 12
NO |  | 6 | 2012 | 3 | 6 | 6 |  | ATKINS, VA | WYTHE CIR A, VA | 138 | 138 | ST | 21.9 | 0.03 | 1 | 1590KCM ACSR | 0 | 0 | 0 | 0 | 0 | 0 | 0 | 0 | 0 | 0 | 0 | 0 | 0 | 0 | 0 | 0 | 0 | 0 | 0 | 0 | 0 | 0 | 0 | 12
NO |  | 6 | 2012 | 3 | 7 | 7 |  | ATKINS, VA | WYTHE CIR B, VA | 138 | 138 | ST | 0 | 20.52 | 1 | 556KCM ACSR | 0 | 0 | 0 | 0 | 0 | 0 | 0 | 0 | 0 | 0 | 0 | 0 | 0 | 0 | 0 | 0 | 0 | 0 | 0 | 0 | 0 | 0 | 0 | 12
NO |  | 6 | 2012 | 3 | 8 | 8 |  | 0433 HUFFMAN, VA | WILLIS GAP, VA | 138 | 138 | WP | 14.1 | 0 | 1 | 1033KCM ACSR | 839726 | 4108618 | 4948344 | 0 | 0 | 0 | 0 | 0 | 0 | 0 | 0 | 0 | 0 | 0 | 0 | 0 | 0 | 0 | 0 | 0 | 0 | 0 | 0 | 12
NO |  | 6 | 2012 | 3 | 9 | 9 |  | 0106 CLAYTOR, VA | GLEN LYN #1, VA | 138 | 138 | ST | 25.82 | 0 | 1 | 397KCM ACSR | 68100 | 734212 | 802312 | 0 | 0 | 0 | 0 | 0 | 0 | 0 | 0 | 0 | 0 | 0 | 0 | 0 | 0 | 0 | 0 | 0 | 0 | 0 | 0 | 12
NO |  | 6 | 2012 | 3 | 10 | 10 |  | CLAYTOR, VA | GLEN LYN #2, VA | 138 | 138 | ST | 0 | 25.82 | 1 | 397KCM ACSR | 0 | 0 | 0 | 0 | 0 | 0 | 0 | 0 | 0 | 0 | 0 | 0 | 0 | 0 | 0 | 0 | 0 | 0 | 0 | 0 | 0 | 0 | 0 | 12
NO |  | 6 | 2012 | 3 | 11 | 11 |  | 0109 MORGANS CUT LOOP, VA |  | 138 | 138 | ST | 0.02 | 0.02 | 1 | 397KCM ACSR | 0 | 6044 | 6044 | 0 | 0 | 0 | 0 | 0 | 0 | 0 | 0 | 0 | 0 | 0 | 0 | 0 | 0 | 0 | 0 | 0 | 0 | 0 | 0 | 12
NO |  | 6 | 2012 | 3 | 12 | 12 |  | 0117 HANCOCK, VA | MATT FUNK, VA | 138 | 138 | ST | 11.21 | 0.07 | 1 | 556KCM ACSR | 0 | 111748 | 111748 | 0 | 0 | 0 | 0 | 0 | 0 | 0 | 0 | 0 | 0 | 0 | 0 | 0 | 0 | 0 | 0 | 0 | 0 | 0 | 0 | 12
NO |  | 6 | 2012 | 3 | 13 | 13 |  | 0118 CLOVERDALE, VA | MATT FUNK, VA | 138 | 138 | ST | 0 | 20.98 | 1 | 636KCM ACSR | 0 | 334384 | 334384 | 0 | 0 | 0 | 0 | 0 | 0 | 0 | 0 | 0 | 0 | 0 | 0 | 0 | 0 | 0 | 0 | 0 | 0 | 0 | 0 | 12
NO |  | 6 | 2012 | 3 | 14 | 14 |  | 0119 CLOVERDALE, VA | GLEN LYN, VA | 138 | 138 | ST | 20.19 | 39.17 | 1 | 556KCM ACSR | 287858 | 1311368 | 1599226 | 0 | 0 | 0 | 0 | 0 | 0 | 0 | 0 | 0 | 0 | 0 | 0 | 0 | 0 | 0 | 0 | 0 | 0 | 0 | 0 | 12
NO |  | 6 | 2012 | 3 | 15 | 15 |  | 0374 PATRIOT CENTRE EXT |  | 138 | 138 | ST | 3 | 0 | 1 | 795KCM ACSR | 0 | 2669720 | 2669720 | 0 | 0 | 0 | 0 | 0 | 0 | 0 | 0 | 0 | 0 | 0 | 0 | 0 | 0 | 0 | 0 | 0 | 0 | 0 | 0 | 12
NO |  | 6 | 2012 | 3 | 16 | 16 |  | 0367 BURLINGTON HEIGHTS LOO |  | 138 | 138 | ST | 0.02 | 0.02 | 1 | 795KCM ACSR | 321 | 67465 | 67786 | 0 | 0 | 0 | 0 | 0 | 0 | 0 | 0 | 0 | 0 | 0 | 0 | 0 | 0 | 0 | 0 | 0 | 0 | 0 | 0 | 12
NO |  | 6 | 2012 | 3 | 17 | 17 |  | 0383 WEST SALEM LOOP, VA |  | 138 | 138 | ST | 0.3 | 0.3 | 1 | 795KCM ACSR | 13946 | 249514 | 263460 | 0 | 0 | 0 | 0 | 0 | 0 | 0 | 0 | 0 | 0 | 0 | 0 | 0 | 0 | 0 | 0 | 0 | 0 | 0 | 0 | 12
NO |  | 6 | 2012 | 3 | 18 | 18 |  | 0116 CELANESE, VA | GLEN LYN, VA | 138 | 138 | ST | 3.59 | 0 | 1 | 556KCM ACSR | 68786 | 2357447 | 2426233 | 0 | 0 | 0 | 0 | 0 | 0 | 0 | 0 | 0 | 0 | 0 | 0 | 0 | 0 | 0 | 0 | 0 | 0 | 0 | 0 | 12
NO |  | 6 | 2012 | 3 | 19 | 19 |  |  |  | 0 | 0 | WP | 3.58 | 0 | 0 |  | 0 | 0 | 0 | 0 | 0 | 0 | 0 | 0 | 0 | 0 | 0 | 0 | 0 | 0 | 0 | 0 | 0 | 0 | 0 | 0 | 0 | 0 | 0 | 12
NO |  | 6 | 2012 | 3 | 20 | 20 |  | 0462 MATT FUNK EXT |  | 138 | 138 | ST | 4.5 | 0 | 0 | 1590 KCM ACSR | 1202742 | 11235085 | 12437827 | 0 | 0 | 0 | 0 | 0 | 0 | 0 | 0 | 0 | 0 | 0 | 0 | 0 | 0 | 0 | 0 | 0 | 0 | 0 | 0 | 12
NO |  | 6 | 2012 | 3 | 21 | 21 |  | 0115 CELANESE, VA | MATT FUNK, VA | 138 | 138 | ST | 34.1 | 0 | 1 | 556KCM ACSR | 192180 | 1978102 | 2170282 | 0 | 0 | 0 | 0 | 0 | 0 | 0 | 0 | 0 | 0 | 0 | 0 | 0 | 0 | 0 | 0 | 0 | 0 | 0 | 0 | 12
NO |  | 6 | 2012 | 3 | 22 | 22 |  |  |  | 0 | 0 | WP | 2.1 | 0 | 0 |  | 0 | 0 | 0 | 0 | 0 | 0 | 0 | 0 | 0 | 0 | 0 | 0 | 0 | 0 | 0 | 0 | 0 | 0 | 0 | 0 | 0 | 0 | 0 | 12
NO |  | 6 | 2012 | 3 | 23 | 23 |  | 0038 BRADLEY CIR-A, WV | GLEN LYN-HINTON, VA | 138 | 138 | ST | 0.32 | 3.55 | 1 | 556KCM ACSR | 0 | 21211 | 21211 | 0 | 0 | 0 | 0 | 0 | 0 | 0 | 0 | 0 | 0 | 0 | 0 | 0 | 0 | 0 | 0 | 0 | 0 | 0 | 0 | 12
NO |  | 6 | 2012 | 3 | 24 | 24 |  | 0224 BRADLEY CIR-B, WV | GLEN LYN-HINTON | 138 | 138 | ST | 3.55 | 0.32 | 1 | 556KCM ACSR | 13705 | 100947 | 114652 | 0 | 0 | 0 | 0 | 0 | 0 | 0 | 0 | 0 | 0 | 0 | 0 | 0 | 0 | 0 | 0 | 0 | 0 | 0 | 0 | 12
NO |  | 6 | 2012 | 3 | 25 | 25 |  | 0145 ALTAVISTA, VA | REUSENS, VA | 138 | 138 | ST | 5.49 | 0 | 1 | 397KCM ACSR | 128974 | 1139356 | 1268330 | 0 | 0 | 0 | 0 | 0 | 0 | 0 | 0 | 0 | 0 | 0 | 0 | 0 | 0 | 0 | 0 | 0 | 0 | 0 | 0 | 12
NO |  | 6 | 2012 | 3 | 26 | 26 |  | 0311 OPOSSUM CREEK, VA | REUSENS, VA | 138 | 138 | ST | 9.3 | 5.49 | 1 | 397KCM ACSR | 156532 | 1709603 | 1866135 | 0 | 0 | 0 | 0 | 0 | 0 | 0 | 0 | 0 | 0 | 0 | 0 | 0 | 0 | 0 | 0 | 0 | 0 | 0 | 0 | 12
NO |  | 6 | 2012 | 3 | 27 | 27 |  | 0312 BRUSH TAVERN TAP, VA |  | 138 | 138 | WP | 2.89 | 0 | 1 | 556KCM ACSR | 123243 | 291441 | 414684 | 0 | 0 | 0 | 0 | 0 | 0 | 0 | 0 | 0 | 0 | 0 | 0 | 0 | 0 | 0 | 0 | 0 | 0 | 0 | 0 | 12
NO |  | 6 | 2012 | 3 | 28 | 28 |  | BOONSBORO LOOP, VA |  | 138 | 138 | ST | 0.02 | 0.02 | 1 | 397KCM ACSR | 0 | 0 | 0 | 0 | 0 | 0 | 0 | 0 | 0 | 0 | 0 | 0 | 0 | 0 | 0 | 0 | 0 | 0 | 0 | 0 | 0 | 0 | 0 | 12
NO |  | 6 | 2012 | 3 | 29 | 29 |  | 0394 GRAVES MILLS LOOP, VA |  | 138 | 138 | ST | 0.04 | 0.04 | 1 | 795KCM ACSR | 0 | 9812 | 9812 | 0 | 0 | 0 | 0 | 0 | 0 | 0 | 0 | 0 | 0 | 0 | 0 | 0 | 0 | 0 | 0 | 0 | 0 | 0 | 0 | 12
NO |  | 6 | 2012 | 3 | 30 | 30 |  | 7119 HANCOCK, VA | ROANOKE, VA TOWER 198 | 138 | 138 |  | 0 | 0 | 0 |  | 9444 | 0 | 9444 | 0 | 0 | 0 | 0 | 0 | 0 | 0 | 0 | 0 | 0 | 0 | 0 | 0 | 0 | 0 | 0 | 0 | 0 | 0 | 0 | 12
NO |  | 6 | 2012 | 3 | 31 | 31 |  | 0156A CLIFFORD, VA | REUSENS, VA | 138 | 138 | ST | 22.63 | 3.63 | 1 | 795KCM ACSR | 0 | 143912 | 143912 | 0 | 0 | 0 | 0 | 0 | 0 | 0 | 0 | 0 | 0 | 0 | 0 | 0 | 0 | 0 | 0 | 0 | 0 | 0 | 0 | 12
NO |  | 6 | 2012 | 3 | 32 | 32 |  | 0156 CLIFFORD, VA | SCOTTSVILLE, VA | 138 | 138 | ST | 28.56 | 0 | 1 | 397KCM ACSR | 284953 | 2729525 | 3014478 | 0 | 0 | 0 | 0 | 0 | 0 | 0 | 0 | 0 | 0 | 0 | 0 | 0 | 0 | 0 | 0 | 0 | 0 | 0 | 0 | 12
NO |  | 6 | 2012 | 3 | 33 | 33 |  | BREMO, VA | SCOTTSVILLE, VA | 138 | 138 | ST | 7.11 | 0 | 1 | 397KCM ACSR | 0 | 0 | 0 | 0 | 0 | 0 | 0 | 0 | 0 | 0 | 0 | 0 | 0 | 0 | 0 | 0 | 0 | 0 | 0 | 0 | 0 | 0 | 0 | 12
NO |  | 6 | 2012 | 3 | 34 | 34 |  | 0170 OPOSSUM CREEK, VA | SMITH MOUNTAIN, VA | 138 | 138 | ST | 13.9 | 0 | 1 | 556KCM ACSR | 289011 | 1779709 | 2068720 | 0 | 0 | 0 | 0 | 0 | 0 | 0 | 0 | 0 | 0 | 0 | 0 | 0 | 0 | 0 | 0 | 0 | 0 | 0 | 0 | 12
NO |  | 6 | 2012 | 3 | 35 | 35 |  |  |  | 0 | 0 | WP | 19.54 | 0 | 0 |  | 0 | 0 | 0 | 0 | 0 | 0 | 0 | 0 | 0 | 0 | 0 | 0 | 0 | 0 | 0 | 0 | 0 | 0 | 0 | 0 | 0 | 0 | 0 | 12
NO |  | 6 | 2012 | 4 | 1 | 1 |  | LEESVILLE, VA | SMITH MOUNTAIN, VA | 138 | 138 | ST | 0 | 8.13 | 1 | 556KCM ACSR | 0 | 0 | 0 | 0 | 0 | 0 | 0 | 0 | 0 | 0 | 0 | 0 | 0 | 0 | 0 | 0 | 0 | 0 | 0 | 0 | 0 | 0 | 0 | 12
NO |  | 6 | 2012 | 4 | 2 | 2 |  | 0173 ALTAVISTA, VA | LEESVILLE, VA | 138 | 138 | ST | 0.06 | 5.12 | 1 | 556KCM ACSR | 0 | 278093 | 278093 | 0 | 0 | 0 | 0 | 0 | 0 | 0 | 0 | 0 | 0 | 0 | 0 | 0 | 0 | 0 | 0 | 0 | 0 | 0 | 0 | 12
NO |  | 6 | 2012 | 4 | 3 | 3 |  |  |  | 0 | 0 | WP | 3.42 | 0 | 0 |  | 0 | 0 | 0 | 0 | 0 | 0 | 0 | 0 | 0 | 0 | 0 | 0 | 0 | 0 | 0 | 0 | 0 | 0 | 0 | 0 | 0 | 0 | 0 | 12
NO |  | 6 | 2012 | 4 | 4 | 4 |  | 0258 OPOSSUM CREEK, VA | PEAKSVIEW, VA | 138 | 138 | WP | 1.43 | 0 | 1 | 556KCM ACSR | 67652 | 173005 | 240657 | 0 | 0 | 0 | 0 | 0 | 0 | 0 | 0 | 0 | 0 | 0 | 0 | 0 | 0 | 0 | 0 | 0 | 0 | 0 | 0 | 12
NO |  | 6 | 2012 | 4 | 5 | 5 |  | 0309 EAST LYNCHBURG, VA | OPOSSUM CREEK, VA | 138 | 138 | ST | 2.93 | 0 | 1 | 1590KCM ACSR | 0 | 971015 | 971015 | 0 | 0 | 0 | 0 | 0 | 0 | 0 | 0 | 0 | 0 | 0 | 0 | 0 | 0 | 0 | 0 | 0 | 0 | 0 | 0 | 12
NO |  | 6 | 2012 | 4 | 6 | 6 |  | 0322 JOSHUA FALLS, VA | REUSENS, VA | 138 | 138 | ST | 6.36 | 0 | 1 | 556KCM ACSR | 151172 | 2186476 | 2337648 | 0 | 0 | 0 | 0 | 0 | 0 | 0 | 0 | 0 | 0 | 0 | 0 | 0 | 0 | 0 | 0 | 0 | 0 | 0 | 0 | 12
NO |  | 6 | 2012 | 4 | 7 | 7 |  |  |  | 0 | 0 | UG | 0.31 | 0 | 0 |  | 0 | 0 | 0 | 0 | 0 | 0 | 0 | 0 | 0 | 0 | 0 | 0 | 0 | 0 | 0 | 0 | 0 | 0 | 0 | 0 | 0 | 0 | 0 | 12
NO |  | 6 | 2012 | 4 | 8 | 8 |  | JOSHUA FALLS, VA | REUSENS, VA | 138 | 138 | ST | 2.71 | 6.9 | 1 | 1590KCM ACSR | 0 | 0 | 0 | 0 | 0 | 0 | 0 | 0 | 0 | 0 | 0 | 0 | 0 | 0 | 0 | 0 | 0 | 0 | 0 | 0 | 0 | 0 | 0 | 12
NO |  | 6 | 2012 | 4 | 9 | 9 |  | 0321 JOSHUA FALLS, VA | OPOSSUM CREEK, VA | 138 | 138 | ST | 0 | 6.52 | 1 | 1590KCM ACSR | 0 | 208449 | 208449 | 0 | 0 | 0 | 0 | 0 | 0 | 0 | 0 | 0 | 0 | 0 | 0 | 0 | 0 | 0 | 0 | 0 | 0 | 0 | 0 | 12
NO |  | 6 | 2012 | 4 | 10 | 10 |  | 0320 EAST LYNCHBURG, VA | JOSHUA FALLS, VA | 138 | 138 | ST | 3.03 | 0 | 1 | 1590KCM ACSR | 66282 | 1930580 | 1996862 | 0 | 0 | 0 | 0 | 0 | 0 | 0 | 0 | 0 | 0 | 0 | 0 | 0 | 0 | 0 | 0 | 0 | 0 | 0 | 0 | 12
NO |  | 6 | 2012 | 4 | 11 | 11 |  |  |  | 0 | 0 | UG | 0.61 | 0 | 0 |  | 0 | 0 | 0 | 0 | 0 | 0 | 0 | 0 | 0 | 0 | 0 | 0 | 0 | 0 | 0 | 0 | 0 | 0 | 0 | 0 | 0 | 0 | 0 | 12
NO |  | 6 | 2012 | 4 | 12 | 12 |  | 0366 RUSTBURG TAP, VA |  | 138 | 138 | WP | 4.46 | 0 | 1 | 795KCM ACSR | 127648 | 789258 | 916906 | 0 | 0 | 0 | 0 | 0 | 0 | 0 | 0 | 0 | 0 | 0 | 0 | 0 | 0 | 0 | 0 | 0 | 0 | 0 | 0 | 12
NO |  | 6 | 2012 | 4 | 13 | 13 |  | 0395 MONEL LOOP, VA |  | 138 | 138 | ST | 0.03 | 0.03 | 1 | 1590KCM ACSR | 0 | 82443 | 82443 | 0 | 0 | 0 | 0 | 0 | 0 | 0 | 0 | 0 | 0 | 0 | 0 | 0 | 0 | 0 | 0 | 0 | 0 | 0 | 0 | 12
NO |  | 6 | 2012 | 4 | 14 | 14 |  | 0399 TANK HILL TAP, VA |  | 138 | 138 | WP | 0.95 | 0 | 1 | 795KCM ACSR | 59534 | 217059 | 276593 | 0 | 0 | 0 | 0 | 0 | 0 | 0 | 0 | 0 | 0 | 0 | 0 | 0 | 0 | 0 | 0 | 0 | 0 | 0 | 0 | 12
NO |  | 6 | 2012 | 4 | 15 | 15 |  | 0161 CLOVERDALE, VA | ROANOKE, VA | 138 | 138 | ST | 16.88 | 0 | 1 | 556KCM ACSR | 24772 | 815638 | 840410 | 0 | 0 | 0 | 0 | 0 | 0 | 0 | 0 | 0 | 0 | 0 | 0 | 0 | 0 | 0 | 0 | 0 | 0 | 0 | 0 | 12
NO |  | 6 | 2012 | 4 | 16 | 16 |  | 0160 CLOVERDALE, VA | REUSENS, VA | 138 | 138 | ST | 37.28 | 7.89 | 1 | 397KCM ACSR | 83738 | 1527332 | 1611070 | 0 | 0 | 0 | 0 | 0 | 0 | 0 | 0 | 0 | 0 | 0 | 0 | 0 | 0 | 0 | 0 | 0 | 0 | 0 | 0 | 12
NO |  | 6 | 2012 | 4 | 17 | 17 |  | MOSELEY, VA | REUSENS, VA | 138 | 138 | ST | 0 | 22.19 | 1 | 397KCM ACSR | 0 | 0 | 0 | 0 | 0 | 0 | 0 | 0 | 0 | 0 | 0 | 0 | 0 | 0 | 0 | 0 | 0 | 0 | 0 | 0 | 0 | 0 | 0 | 12
NO |  | 6 | 2012 | 4 | 18 | 18 |  | 0163 MOSELEY, VA | ROANOKE, VA | 138 | 138 | ST | 0.56 | 20.25 | 1 | 795KCM ACSR | 0 | 200882 | 200882 | 0 | 0 | 0 | 0 | 0 | 0 | 0 | 0 | 0 | 0 | 0 | 0 | 0 | 0 | 0 | 0 | 0 | 0 | 0 | 0 | 12
NO |  | 6 | 2012 | 4 | 19 | 19 |  | 0421 MOUNT UNION | CLOVERDALE | 69 | 138 |  | 0 | 0 | 0 |  | 172718 | 1024104 | 1196822 | 0 | 0 | 0 | 0 | 0 | 0 | 0 | 0 | 0 | 0 | 0 | 0 | 0 | 0 | 0 | 0 | 0 | 0 | 0 | 0 | 12
NO |  | 6 | 2012 | 4 | 20 | 20 |  | 0292 VINTON LOOP, VA |  | 138 | 138 | ST | 0.02 | 0.02 | 1 | 795KCM ACSR | 0 | 11645 | 11645 | 0 | 0 | 0 | 0 | 0 | 0 | 0 | 0 | 0 | 0 | 0 | 0 | 0 | 0 | 0 | 0 | 0 | 0 | 0 | 0 | 12
NO |  | 6 | 2012 | 4 | 21 | 21 |  | 0396 BONSACK LOOP, VA |  | 138 | 138 | ST | 0.33 | 0.33 | 1 | 795KCM ACSR | 32925 | 109914 | 142839 | 0 | 0 | 0 | 0 | 0 | 0 | 0 | 0 | 0 | 0 | 0 | 0 | 0 | 0 | 0 | 0 | 0 | 0 | 0 | 0 | 12
NO |  | 6 | 2012 | 4 | 22 | 22 |  | 0168 EAST DANVILLE, VA | SMITH MOUNTAIN, VA | 138 | 138 | AT | 32.1 | 0 | 1 | 556KCM ACSR | 158657 | 1341316 | 1499973 | 0 | 0 | 0 | 0 | 0 | 0 | 0 | 0 | 0 | 0 | 0 | 0 | 0 | 0 | 0 | 0 | 0 | 0 | 0 | 0 | 12
NO |  | 6 | 2012 | 4 | 23 | 23 |  | BEARSKIN TAP, VA |  | 138 | 138 | ST | 0.02 | 0 | 1 | 556KCM ACSR | 0 | 0 | 0 | 0 | 0 | 0 | 0 | 0 | 0 | 0 | 0 | 0 | 0 | 0 | 0 | 0 | 0 | 0 | 0 | 0 | 0 | 0 | 0 | 12
NO |  | 6 | 2012 | 4 | 24 | 24 |  | 0419 PENHOOK, VA | SMITH MOUNTAIN, VA | 138 | 138 | ST | 6.55 | 0 | 1 | 1033KCM ACSR | 79833 | 2000869 | 2080702 | 0 | 0 | 0 | 0 | 0 | 0 | 0 | 0 | 0 | 0 | 0 | 0 | 0 | 0 | 0 | 0 | 0 | 0 | 0 | 0 | 12
NO |  | 6 | 2012 | 4 | 25 | 25 |  | 0371 PENHOOK, VA | WESTLAKE | 138 | 138 | ST | 14.77 | 0 | 0 | 1033KCM ACSR | 5035284 | 9364293 | 14399577 | 0 | 0 | 0 | 0 | 0 | 0 | 0 | 0 | 0 | 0 | 0 | 0 | 0 | 0 | 0 | 0 | 0 | 0 | 0 | 0 | 12
NO |  | 6 | 2012 | 4 | 26 | 26 |  | 0369 BLAINE, VA | WESTLAKE | 138 | 138 | ST | 10.56 | 0 | 1 | 1033.5 KCM ACSR | 3322902 | 9368379 | 12691281 | 0 | 0 | 0 | 0 | 0 | 0 | 0 | 0 | 0 | 0 | 0 | 0 | 0 | 0 | 0 | 0 | 0 | 0 | 0 | 0 | 12
NO |  | 6 | 2012 | 4 | 27 | 27 |  | 0423 STONEWALL TAP |  | 69 | 138 | WP | 8.65 | 0 | 1 |  | 0 | 162842 | 162842 | 0 | 0 | 0 | 0 | 0 | 0 | 0 | 0 | 0 | 0 | 0 | 0 | 0 | 0 | 0 | 0 | 0 | 0 | 0 | 0 | 12
NO |  | 6 | 2012 | 4 | 28 | 28 |  | 0259 REGIS, VA | MONUMENT, VA | 138 | 138 | WP | 1.9 | 0.7 | 1 | 795KCM ACSR | 213008 | 455290 | 668298 | 0 | 0 | 0 | 0 | 0 | 0 | 0 | 0 | 0 | 0 | 0 | 0 | 0 | 0 | 0 | 0 | 0 | 0 | 0 | 0 | 12
NO |  | 6 | 2012 | 4 | 29 | 29 |  | 0266 HANCOCK, VA | ROANOKE ELECTRIC STEEL, VA | 138 | 138 | ST | 1.28 | 0 | 1 | 795KCM ACSR | 87676 | 678616 | 766292 | 0 | 0 | 0 | 0 | 0 | 0 | 0 | 0 | 0 | 0 | 0 | 0 | 0 | 0 | 0 | 0 | 0 | 0 | 0 | 0 | 12
NO |  | 6 | 2012 | 4 | 30 | 30 |  |  |  | 0 | 0 | WP | 0.47 | 0 | 0 |  | 0 | 0 | 0 | 0 | 0 | 0 | 0 | 0 | 0 | 0 | 0 | 0 | 0 | 0 | 0 | 0 | 0 | 0 | 0 | 0 | 0 | 0 | 0 | 12
NO |  | 6 | 2012 | 4 | 31 | 31 |  | 0042 SALTVILLE, VA | TAZEWELL, VA | 138 | 138 | ST | 20.71 | 0.09 | 1 | 1272KCM ACSR | 213026 | 838177 | 1051203 | 0 | 0 | 0 | 0 | 0 | 0 | 0 | 0 | 0 | 0 | 0 | 0 | 0 | 0 | 0 | 0 | 0 | 0 | 0 | 0 | 12
NO |  | 6 | 2012 | 4 | 32 | 32 |  | SALTVILLE, VA | TAZEWELL, VA | 138 | 138 | ST | 0 | 20.64 | 1 | 397KCM ACSR | 0 | 0 | 0 | 0 | 0 | 0 | 0 | 0 | 0 | 0 | 0 | 0 | 0 | 0 | 0 | 0 | 0 | 0 | 0 | 0 | 0 | 0 | 0 | 12
NO |  | 6 | 2012 | 4 | 33 | 33 |  | 0270 BLUEFIELD, WV | TAZEWELL, VA | 138 | 138 | WP | 20.51 | 0 | 1 | 795KCM ACSR | 290276 | 1093719 | 1383995 | 0 | 0 | 0 | 0 | 0 | 0 | 0 | 0 | 0 | 0 | 0 | 0 | 0 | 0 | 0 | 0 | 0 | 0 | 0 | 0 | 12
NO |  | 6 | 2012 | 4 | 34 | 34 |  | BAILEYSVILLE, WV | TAZEWELL, VA | 138 | 138 | ST | 8.71 | 0 | 1 | 397KCM ACSR | 0 | 0 | 0 | 0 | 0 | 0 | 0 | 0 | 0 | 0 | 0 | 0 | 0 | 0 | 0 | 0 | 0 | 0 | 0 | 0 | 0 | 0 | 0 | 12
NO |  | 6 | 2012 | 4 | 35 | 35 |  | BAILEYSVILLE, WV | TAZEWELL, VA | 138 | 138 | ST | 0.06 | 8.71 | 1 | 397KCM ACSR | 0 | 0 | 0 | 0 | 0 | 0 | 0 | 0 | 0 | 0 | 0 | 0 | 0 | 0 | 0 | 0 | 0 | 0 | 0 | 0 | 0 | 0 | 0 | 12
NO |  | 6 | 2012 | 5 | 1 | 1 |  | 0338 BLUEFIELD, VA | SOUTH PRINCETON, VA | 138 | 138 | WP | 5.98 | 0 | 1 | 556KCM ACSR | 23970 | 196717 | 220687 | 0 | 0 | 0 | 0 | 0 | 0 | 0 | 0 | 0 | 0 | 0 | 0 | 0 | 0 | 0 | 0 | 0 | 0 | 0 | 0 | 12
NO |  | 6 | 2012 | 5 | 2 | 2 |  | 0414 RIVERVILLE TAP, VA |  | 138 | 138 | ST | 0.11 | 0 | 1 | 795KCM ACSR | 164323 | 1159773 | 1324096 | 0 | 0 | 0 | 0 | 0 | 0 | 0 | 0 | 0 | 0 | 0 | 0 | 0 | 0 | 0 | 0 | 0 | 0 | 0 | 0 | 12
NO |  | 6 | 2012 | 5 | 3 | 3 |  | 0132 ROANOKE | CAROLINA | 138 | 138 | WP | 9.02 | 0 | 0 |  | 91208 | 4855013 | 4946221 | 0 | 0 | 0 | 0 | 0 | 0 | 0 | 0 | 0 | 0 | 0 | 0 | 0 | 0 | 0 | 0 | 0 | 0 | 0 | 0 | 12
NO |  | 6 | 2012 | 5 | 4 | 4 |  |  |  | 138 | 138 | ST | 44.09 | 57.16 | 1 | 795KCM ACSR | 0 | 0 | 0 | 0 | 0 | 0 | 0 | 0 | 0 | 0 | 0 | 0 | 0 | 0 | 0 | 0 | 0 | 0 | 0 | 0 | 0 | 0 | 0 | 12
NO |  | 6 | 2012 | 5 | 5 | 5 |  | 0385 CAPITALIZED SPARE PART | MAX MEADOW | 138 | 138 |  | 0 | 0 | 1 |  | 95651 | 846357 | 942008 | 0 | 0 | 0 | 0 | 0 | 0 | 0 | 0 | 0 | 0 | 0 | 0 | 0 | 0 | 0 | 0 | 0 | 0 | 0 | 0 | 12
NO |  | 6 | 2012 | 5 | 6 | 6 |  | 1004 KEYWOOD TAP |  | 138 | 138 | WP | 0.38 | 0 | 0 |  | 2415 | 178146 | 180561 | 0 | 0 | 0 | 0 | 0 | 0 | 0 | 0 | 0 | 0 | 0 | 0 | 0 | 0 | 0 | 0 | 0 | 0 | 0 | 0 | 12
NO |  | 6 | 2012 | 5 | 7 | 7 |  | 0467 CLEARBROOK, VA | MATT FUNK, VA | 138 | 138 | SP | 0.09 | 0 | 1 | 1590KCM ACSR | 0 | 322555 | 322555 | 0 | 0 | 0 | 0 | 0 | 0 | 0 | 0 | 0 | 0 | 0 | 0 | 0 | 0 | 0 | 0 | 0 | 0 | 0 | 0 | 12
NO |  | 6 | 2012 | 5 | 8 | 8 |  | 0381 LAKE FOREST, VA |  | 138 | 138 | ST | 3.3 | 0 | 2 | 1590KCM ACSR | 368031 | 5518605 | 5886636 | 0 | 0 | 0 | 0 | 0 | 0 | 0 | 0 | 0 | 0 | 0 | 0 | 0 | 0 | 0 | 0 | 0 | 0 | 0 | 0 | 12
NO |  | 6 | 2012 | 5 | 9 | 9 |  | 0465 SUNSCAPE |  | 138 | 138 | ST | 1.4 | 0 | 2 | 1590KCM ACSR | 3032065 | 4041102 | 7073167 | 0 | 0 | 0 | 0 | 0 | 0 | 0 | 0 | 0 | 0 | 0 | 0 | 0 | 0 | 0 | 0 | 0 | 0 | 0 | 0 | 12
NO |  | 6 | 2012 | 5 | 10 | 10 |  | 0470 LOCKHART, VA |  | 138 | 138 | ST | 0 | 0.3 | 1 | 795KCM ACSR | 0 | 850167 | 850167 | 0 | 0 | 0 | 0 | 0 | 0 | 0 | 0 | 0 | 0 | 0 | 0 | 0 | 0 | 0 | 0 | 0 | 0 | 0 | 0 | 12
NO |  | 6 | 2012 | 5 | 11 | 11 |  | 0435 DUTY, VA | 138KV EXTENSION | 138 | 138 |  | 0 | 0 | 1 |  | 0 | 25303 | 25303 | 0 | 0 | 0 | 0 | 0 | 0 | 0 | 0 | 0 | 0 | 0 | 0 | 0 | 0 | 0 | 0 | 0 | 0 | 0 | 0 | 12
NO |  | 6 | 2012 | 5 | 13 | 13 |  | STATE OF WEST VIRGINIA |  | 0 | 0 |  | 0 | 0 | 0 |  | 0 | 0 | 0 | 0 | 0 | 0 | 0 | 0 | 0 | 0 | 0 | 0 | 0 | 0 | 0 | 0 | 0 | 0 | 0 | 0 | 0 | 0 | 0 | 12
NO |  | 6 | 2012 | 5 | 15 | 15 |  | 0276 AMOS, WV | HANGING ROCK, H | 765 | 765 | ST | 26.7 | 0 | 1 | 954KCM ACSR | 349371 | 7590835 | 7940206 | 0 | 0 | 0 | 0 | 0 | 0 | 0 | 0 | 0 | 0 | 0 | 0 | 0 | 0 | 0 | 0 | 0 | 0 | 0 | 0 | 12
NO |  | 6 | 2012 | 5 | 16 | 16 |  | 0297 GAVIN, OH | MOUNTAINEER, WV | 765 | 765 | ST | 8.29 | 0 | 1 | 1351KCM ACSR | 213976 | 3842035 | 4056011 | 0 | 0 | 0 | 0 | 0 | 0 | 0 | 0 | 0 | 0 | 0 | 0 | 0 | 0 | 0 | 0 | 0 | 0 | 0 | 0 | 12
NO |  | 6 | 2012 | 5 | 17 | 17 |  | 0296 KAMMER, WV | MOUNTAINEER, WV | 765 | 765 | ST | 19.37 | 0 | 1 | 1351KCM ACSR | 1136201 | 28195353 | 29331554 | 0 | 0 | 0 | 0 | 0 | 0 | 0 | 0 | 0 | 0 | 0 | 0 | 0 | 0 | 0 | 0 | 0 | 0 | 0 | 0 | 12
NO |  | 6 | 2012 | 5 | 18 | 18 |  |  |  | 0 | 0 | AT | 95.48 | 0 | 0 |  | 0 | 0 | 0 | 0 | 0 | 0 | 0 | 0 | 0 | 0 | 0 | 0 | 0 | 0 | 0 | 0 | 0 | 0 | 0 | 0 | 0 | 0 | 0 | 12
NO |  | 6 | 2012 | 5 | 19 | 19 |  | 0183 AMOS, WV | CULODEN, WV | 765 | 765 | AT | 15.2 | 0 | 1 | 954KCM ACSR | 1093013 | 14376203 | 15469216 | 0 | 0 | 0 | 0 | 0 | 0 | 0 | 0 | 0 | 0 | 0 | 0 | 0 | 0 | 0 | 0 | 0 | 0 | 0 | 0 | 12
NO |  | 6 | 2012 | 5 | 20 | 20 |  | 0183A BAKER, KY | CULLODEN, WV | 765 | 765 | AT | 33.86 | 0 | 1 | 954KCM ACSR | 0 | 3493 | 3493 | 0 | 0 | 0 | 0 | 0 | 0 | 0 | 0 | 0 | 0 | 0 | 0 | 0 | 0 | 0 | 0 | 0 | 0 | 0 | 0 | 12
NO |  | 6 | 2012 | 5 | 21 | 21 |  | 0324 CULLODEN, WV | WYOMING, WV | 765 | 765 | ST | 58.08 | 0 | 1 | 1351KCM ACSR | 9279830 | 62017940 | 71297770 | 0 | 0 | 0 | 0 | 0 | 0 | 0 | 0 | 0 | 0 | 0 | 0 | 0 | 0 | 0 | 0 | 0 | 0 | 0 | 0 | 12
NO |  | 6 | 2012 | 5 | 22 | 22 |  | 0344 CULLODEN, WV | GAVIN, OH | 765 | 765 | ST | 41.56 | 0 | 1 | 1351KCM ACSR | 2380920 | 25212273 | 27593193 | 0 | 0 | 0 | 0 | 0 | 0 | 0 | 0 | 0 | 0 | 0 | 0 | 0 | 0 | 0 | 0 | 0 | 0 | 0 | 0 | 12
NO |  | 6 | 2012 | 5 | 23 | 23 |  | 0405 JACKSON FERRY | WYOMING | 765 | 765 | ST | 32.3 | 0 | 1 | 795KCM ACSR | 4993309 | 90275246 | 95268555 | 0 | 0 | 0 | 0 | 0 | 0 | 0 | 0 | 0 | 0 | 0 | 0 | 0 | 0 | 0 | 0 | 0 | 0 | 0 | 0 | 12
NO |  | 6 | 2012 | 5 | 24 | 24 |  | 0295 AMOS, WV | MOUNTAINEER, WV | 765 | 765 | ST | 46.58 | 0 | 1 | 1351KCM ACSR | 1201099 | 19150718 | 20351817 | 0 | 0 | 0 | 0 | 0 | 0 | 0 | 0 | 0 | 0 | 0 | 0 | 0 | 0 | 0 | 0 | 0 | 0 | 0 | 0 | 12
NO |  | 6 | 2012 | 5 | 25 | 25 |  | 0185 BAKER, KY | BROADFORD, VA | 765 | 765 | AT | 4.32 | 0 | 1 | 954KCM ACSR | 51714 | 1406576 | 1458290 | 0 | 0 | 0 | 0 | 0 | 0 | 0 | 0 | 0 | 0 | 0 | 0 | 0 | 0 | 0 | 0 | 0 | 0 | 0 | 0 | 12
NO |  | 6 | 2012 | 5 | 26 | 26 |  | 0263 AMOS, WV | GAVIN | 765 | 765 |  | 0 | 0 | 1 |  | 0 | 950998 | 950998 | 0 | 0 | 0 | 0 | 0 | 0 | 0 | 0 | 0 | 0 | 0 | 0 | 0 | 0 | 0 | 0 | 0 | 0 | 0 | 0 | 12
NO |  | 6 | 2012 | 5 | 27 | 27 |  | 0012 BAKER, KY | TRI STATE, WV | 345 | 345 | ST | 5.58 | 0 | 1 | 954KCM ACSR | 24938 | 854203 | 879141 | 0 | 0 | 0 | 0 | 0 | 0 | 0 | 0 | 0 | 0 | 0 | 0 | 0 | 0 | 0 | 0 | 0 | 0 | 0 | 0 | 12
NO |  | 6 | 2012 | 5 | 28 | 28 |  | 0003 KYGER CREEK, OH | SPORN, WV | 345 | 345 | ST | 12.12 | 0 | 1 | 1414KCM ACSR | 41302 | 1619384 | 1660686 | 0 | 0 | 0 | 0 | 0 | 0 | 0 | 0 | 0 | 0 | 0 | 0 | 0 | 0 | 0 | 0 | 0 | 0 | 0 | 0 | 12
NO |  | 6 | 2012 | 5 | 29 | 29 |  | 0004 MUSKINGUM, WV | SPORN, WV | 345 | 345 | ST | 0 | 2.21 | 1 | 1275KCM ACSR | 12330 | 239610 | 251940 | 0 | 0 | 0 | 0 | 0 | 0 | 0 | 0 | 0 | 0 | 0 | 0 | 0 | 0 | 0 | 0 | 0 | 0 | 0 | 0 | 12
NO |  | 6 | 2012 | 5 | 30 | 30 |  | MUSKINGUM, WV | SPORN, WV | 345 | 345 | ST | 2.21 | 0 | 1 | 1275KCM ACSR | 0 | 0 | 0 | 0 | 0 | 0 | 0 | 0 | 0 | 0 | 0 | 0 | 0 | 0 | 0 | 0 | 0 | 0 | 0 | 0 | 0 | 0 | 0 | 12
NO |  | 6 | 2012 | 5 | 31 | 31 |  | 0005 KANAWHA, WV | MATT FUNK, VA | 345 | 345 | ST | 5.8 | 0 | 1 | 1563KCM ACSR | 326170 | 10469737 | 10795907 | 0 | 0 | 0 | 0 | 0 | 0 | 0 | 0 | 0 | 0 | 0 | 0 | 0 | 0 | 0 | 0 | 0 | 0 | 0 | 0 | 12
NO |  | 6 | 2012 | 5 | 32 | 32 |  |  |  | 0 | 0 | AT | 60.1 | 0 | 0 |  | 0 | 0 | 0 | 0 | 0 | 0 | 0 | 0 | 0 | 0 | 0 | 0 | 0 | 0 | 0 | 0 | 0 | 0 | 0 | 0 | 0 | 0 | 0 | 12
NO |  | 6 | 2012 | 5 | 33 | 33 |  | 0218 AMOS, WV | SPORN, WV | 345 | 345 | ST | 46.29 | 0 | 1 | 1563KCM ACSR | 78996 | 2003520 | 2082516 | 0 | 0 | 0 | 0 | 0 | 0 | 0 | 0 | 0 | 0 | 0 | 0 | 0 | 0 | 0 | 0 | 0 | 0 | 0 | 0 | 12
NO |  | 6 | 2012 | 5 | 34 | 34 |  | 0006 KANAWHA, WV | SPORN, WV | 345 | 345 | ST | 0 | 62.08 | 1 | 1414KCM ACSR | 196510 | 4668575 | 4865085 | 0 | 0 | 0 | 0 | 0 | 0 | 0 | 0 | 0 | 0 | 0 | 0 | 0 | 0 | 0 | 0 | 0 | 0 | 0 | 0 | 12
NO |  | 6 | 2012 | 5 | 35 | 35 |  | AMOS, WV | KANAWHA, WV | 345 | 345 | ST | 27.9 | 12.1 | 1 | 1563KCM ACSR | 0 | 0 | 0 | 0 | 0 | 0 | 0 | 0 | 0 | 0 | 0 | 0 | 0 | 0 | 0 | 0 | 0 | 0 | 0 | 0 | 0 | 0 | 0 | 12
NO |  | 6 | 2012 | 6 | 1 | 1 |  | 0011 KYGER CREEK, WV | TRI STATE, WV | 345 | 345 | ST | 0 | 12.12 | 1 | 1414KCM ACSR | 459656 | 4935107 | 5394763 | 0 | 0 | 0 | 0 | 0 | 0 | 0 | 0 | 0 | 0 | 0 | 0 | 0 | 0 | 0 | 0 | 0 | 0 | 0 | 0 | 12
NO |  | 6 | 2012 | 6 | 2 | 2 |  |  |  | 0 | 0 | AT | 63.23 | 0 | 0 |  | 0 | 0 | 0 | 0 | 0 | 0 | 0 | 0 | 0 | 0 | 0 | 0 | 0 | 0 | 0 | 0 | 0 | 0 | 0 | 0 | 0 | 0 | 0 | 12
NO |  | 6 | 2012 | 6 | 3 | 3 |  | BETH TAP WV |  | 138 | 138 | WP | 1.15 | 0 | 1 | 336KCM ACSR | 0 | 0 | 0 | 0 | 0 | 0 | 0 | 0 | 0 | 0 | 0 | 0 | 0 | 0 | 0 | 0 | 0 | 0 | 0 | 0 | 0 | 0 | 0 | 12
NO |  | 6 | 2012 | 6 | 4 | 4 |  | SOURWOOD LOOP, WV |  | 138 | 138 | ST | 0.06 | 0.06 | 1 | 636KCM ACSR | 0 | 0 | 0 | 0 | 0 | 0 | 0 | 0 | 0 | 0 | 0 | 0 | 0 | 0 | 0 | 0 | 0 | 0 | 0 | 0 | 0 | 0 | 0 | 12
NO |  | 6 | 2012 | 6 | 5 | 5 |  | 0308 PAD FORK LOOP, WV |  | 138 | 138 | WP | 0.24 | 0 | 1 | 397KCM ACSR | 7173 | 52662 | 59835 | 0 | 0 | 0 | 0 | 0 | 0 | 0 | 0 | 0 | 0 | 0 | 0 | 0 | 0 | 0 | 0 | 0 | 0 | 0 | 0 | 12
NO |  | 6 | 2012 | 6 | 6 | 6 |  | 0330 JIM BRANCH, WV | WYOMING, WV | 138 | 138 | ST | 6.88 | 0 | 1 | 1590KCM ACSR | 341540 | 4687016 | 5028556 | 0 | 0 | 0 | 0 | 0 | 0 | 0 | 0 | 0 | 0 | 0 | 0 | 0 | 0 | 0 | 0 | 0 | 0 | 0 | 0 | 12
NO |  | 6 | 2012 | 6 | 7 | 7 |  |  |  | 0 | 0 | WP | 15.54 | 0.05 | 0 |  | 0 | 0 | 0 | 0 | 0 | 0 | 0 | 0 | 0 | 0 | 0 | 0 | 0 | 0 | 0 | 0 | 0 | 0 | 0 | 0 | 0 | 0 | 0 | 12
NO |  | 6 | 2012 | 6 | 8 | 8 |  | BAILYESVILLE, WV | WYOMING, WV | 138 | 138 | ST | 0.24 | 5.46 | 1 | 1590KCM ACSR | 0 | 0 | 0 | 0 | 0 | 0 | 0 | 0 | 0 | 0 | 0 | 0 | 0 | 0 | 0 | 0 | 0 | 0 | 0 | 0 | 0 | 0 | 0 | 12
NO |  | 6 | 2012 | 6 | 9 | 9 |  | 0332 WELCH TAP, WV |  | 138 | 138 | WP | 0.47 | 0 | 1 | 795KCM ACSR | 5274 | 140137 | 145411 | 0 | 0 | 0 | 0 | 0 | 0 | 0 | 0 | 0 | 0 | 0 | 0 | 0 | 0 | 0 | 0 | 0 | 0 | 0 | 0 | 12
NO |  | 6 | 2012 | 6 | 10 | 10 |  | 0053 BAILEYSVILLE, WV | HALES BRANCH, VA | 138 | 138 | WP | 21.43 | 0 | 1 | 636KCM ACSR | 75907 | 1040607 | 1116514 | 0 | 0 | 0 | 0 | 0 | 0 | 0 | 0 | 0 | 0 | 0 | 0 | 0 | 0 | 0 | 0 | 0 | 0 | 0 | 0 | 12
NO |  | 6 | 2012 | 6 | 11 | 11 |  | 0035 STOTESBURTY TAP, WV |  | 138 | 138 | WP | 0.12 | 0 | 1 | 336KCM ACSR | 5192 | 161414 | 166606 | 0 | 0 | 0 | 0 | 0 | 0 | 0 | 0 | 0 | 0 | 0 | 0 | 0 | 0 | 0 | 0 | 0 | 0 | 0 | 0 | 12
NO |  | 6 | 2012 | 6 | 12 | 12 |  | 0211 MULLENSVILLE LOOP, WV |  | 138 | 138 | ST | 0.99 | 0.99 | 1 | 556KCM ACSR | 1252 | 113673 | 114925 | 0 | 0 | 0 | 0 | 0 | 0 | 0 | 0 | 0 | 0 | 0 | 0 | 0 | 0 | 0 | 0 | 0 | 0 | 0 | 0 | 12
NO |  | 6 | 2012 | 6 | 13 | 13 |  | 0212 PINNACLE CREEK LOOP, W |  | 138 | 138 | ST | 2.98 | 2.98 | 1 | 556KCM ACSR | 647 | 405000 | 405647 | 0 | 0 | 0 | 0 | 0 | 0 | 0 | 0 | 0 | 0 | 0 | 0 | 0 | 0 | 0 | 0 | 0 | 0 | 0 | 0 | 12
NO |  | 6 | 2012 | 6 | 14 | 14 |  | 0294 NORTH BECKLEY LOOP, WV |  | 138 | 138 | ST | 0.65 | 0.65 | 1 | 556KCM ACSR | 0 | 73823 | 73823 | 0 | 0 | 0 | 0 | 0 | 0 | 0 | 0 | 0 | 0 | 0 | 0 | 0 | 0 | 0 | 0 | 0 | 0 | 0 | 0 | 12
NO |  | 6 | 2012 | 6 | 15 | 15 |  | 0210 BAILEYSVILLE, WV | WYOMING, WV | 138 | 138 | ST | 0.15 | 5.73 | 1 | 1590KCM ACSR | 185834 | 2762697 | 2948531 | 0 | 0 | 0 | 0 | 0 | 0 | 0 | 0 | 0 | 0 | 0 | 0 | 0 | 0 | 0 | 0 | 0 | 0 | 0 | 0 | 12
NO |  | 6 | 2012 | 6 | 16 | 16 |  | MULLENS, WV | WYOMING, WV | 138 | 138 | ST | 6.01 | 0 | 1 | 556KCM ACSR | 0 | 0 | 0 | 0 | 0 | 0 | 0 | 0 | 0 | 0 | 0 | 0 | 0 | 0 | 0 | 0 | 0 | 0 | 0 | 0 | 0 | 0 | 0 | 12
NO |  | 6 | 2012 | 6 | 17 | 17 |  |  |  | 0 | 0 | WP | 17.09 | 0 | 0 |  | 0 | 0 | 0 | 0 | 0 | 0 | 0 | 0 | 0 | 0 | 0 | 0 | 0 | 0 | 0 | 0 | 0 | 0 | 0 | 0 | 0 | 0 | 0 | 12
NO |  | 6 | 2012 | 6 | 18 | 18 |  | 0356 PIMBERTON TAP, WV |  | 138 | 138 | ST | 0.17 | 0 | 1 | 336KCM ACSR | 70126 | 661859 | 731985 | 0 | 0 | 0 | 0 | 0 | 0 | 0 | 0 | 0 | 0 | 0 | 0 | 0 | 0 | 0 | 0 | 0 | 0 | 0 | 0 | 12
NO |  | 6 | 2012 | 6 | 19 | 19 |  |  |  | 0 | 0 | WP | 4.69 | 0 | 0 |  | 0 | 0 | 0 | 0 | 0 | 0 | 0 | 0 | 0 | 0 | 0 | 0 | 0 | 0 | 0 | 0 | 0 | 0 | 0 | 0 | 0 | 0 | 0 | 12
NO |  | 6 | 2012 | 6 | 20 | 20 |  | BRADLEY, WV | TAMS MOUNTAIN, WV | 138 | 138 | ST | 0 | 0.08 | 1 | 556KCM ACSR | 0 | 0 | 0 | 0 | 0 | 0 | 0 | 0 | 0 | 0 | 0 | 0 | 0 | 0 | 0 | 0 | 0 | 0 | 0 | 0 | 0 | 0 | 0 | 12
NO |  | 6 | 2012 | 6 | 21 | 21 |  |  |  | 0 | 0 | WP | 15.39 | 0 | 0 |  | 0 | 0 | 0 | 0 | 0 | 0 | 0 | 0 | 0 | 0 | 0 | 0 | 0 | 0 | 0 | 0 | 0 | 0 | 0 | 0 | 0 | 0 | 0 | 12
NO |  | 6 | 2012 | 6 | 22 | 22 |  | 0216 MULLENS, WV | TAMS MOUNTAIN, WV | 138 | 138 | ST | 1.09 | 0.93 | 1 | 556KCM ACSR | 205411 | 2735021 | 2940432 | 0 | 0 | 0 | 0 | 0 | 0 | 0 | 0 | 0 | 0 | 0 | 0 | 0 | 0 | 0 | 0 | 0 | 0 | 0 | 0 | 12
NO |  | 6 | 2012 | 6 | 23 | 23 |  |  |  | 0 | 0 | WP | 7.47 | 0 | 0 |  | 0 | 0 | 0 | 0 | 0 | 0 | 0 | 0 | 0 | 0 | 0 | 0 | 0 | 0 | 0 | 0 | 0 | 0 | 0 | 0 | 0 | 0 | 0 | 12
NO |  | 6 | 2012 | 6 | 24 | 24 |  | 0094 BIG SANDY, KY | DEWEY, KY | 138 | 138 | ST | 0 | 0.18 | 1 | 636KCM ACSR | 8696 | 127139 | 135835 | 0 | 0 | 0 | 0 | 0 | 0 | 0 | 0 | 0 | 0 | 0 | 0 | 0 | 0 | 0 | 0 | 0 | 0 | 0 | 0 | 12
NO |  | 6 | 2012 | 6 | 25 | 25 |  | 0426 BIG SANDY, KY | INEZ, KY | 138 | 138 | ST | 7.52 | 0 | 1 | 795KCM ACSR | 390717 | 5433870 | 5824587 | 0 | 0 | 0 | 0 | 0 | 0 | 0 | 0 | 0 | 0 | 0 | 0 | 0 | 0 | 0 | 0 | 0 | 0 | 0 | 0 | 12
NO |  | 6 | 2012 | 6 | 26 | 26 |  | BIG SANDY, KY | INEZ, KY | 138 | 138 | ST | 0 | 7.52 | 1 | 795KCM ACSR | 0 | 0 | 0 | 0 | 0 | 0 | 0 | 0 | 0 | 0 | 0 | 0 | 0 | 0 | 0 | 0 | 0 | 0 | 0 | 0 | 0 | 0 | 0 | 12
NO |  | 6 | 2012 | 6 | 27 | 27 |  | 0092 BELLEFONTE, KY | TRI STATE, WV | 138 | 138 | ST | 3.7 | 0 | 1 | 795KCM ACSR | 31523 | 884324 | 915847 | 0 | 0 | 0 | 0 | 0 | 0 | 0 | 0 | 0 | 0 | 0 | 0 | 0 | 0 | 0 | 0 | 0 | 0 | 0 | 0 | 12
NO |  | 6 | 2012 | 6 | 28 | 28 |  | 0429 MIDKIFF, WV | TRI STATE, WV | 138 | 138 | WP | 26.17 | 0 | 1 | 795KCM ACSR | 338538 | 2397421 | 2735959 | 0 | 0 | 0 | 0 | 0 | 0 | 0 | 0 | 0 | 0 | 0 | 0 | 0 | 0 | 0 | 0 | 0 | 0 | 0 | 0 | 12
NO |  | 6 | 2012 | 6 | 29 | 29 |  | 0028 CABIN CREEK, WV | KANAWHA #1, WV | 138 | 138 | ST | 0 | 3.48 | 1 | 556KICM ACSR | 0 | 43869 | 43869 | 0 | 0 | 0 | 0 | 0 | 0 | 0 | 0 | 0 | 0 | 0 | 0 | 0 | 0 | 0 | 0 | 0 | 0 | 0 | 0 | 12
NO |  | 6 | 2012 | 6 | 30 | 30 |  | 0029 CABIN CREEK, WV | KANAWHA #2, WV | 138 | 138 | ST | 3.48 | 0 | 1 | 556KCM ACSR | 19999 | 100130 | 120129 | 0 | 0 | 0 | 0 | 0 | 0 | 0 | 0 | 0 | 0 | 0 | 0 | 0 | 0 | 0 | 0 | 0 | 0 | 0 | 0 | 12
NO |  | 6 | 2012 | 6 | 31 | 31 |  | 0098 CAPITOL HILL, WV | KANAWHA, WV | 138 | 138 | ST | 17.59 | 0 | 1 | 556KCM ACSR | 4133 | 621919 | 626052 | 0 | 0 | 0 | 0 | 0 | 0 | 0 | 0 | 0 | 0 | 0 | 0 | 0 | 0 | 0 | 0 | 0 | 0 | 0 | 0 | 12
NO |  | 6 | 2012 | 6 | 32 | 32 |  | 0326 RENSFORD LOOP, WV | KANAWHA, WV | 138 | 138 | ST | 0.54 | 0 | 1 | 556KCM ACSR | 5173 | 670574 | 675747 | 0 | 0 | 0 | 0 | 0 | 0 | 0 | 0 | 0 | 0 | 0 | 0 | 0 | 0 | 0 | 0 | 0 | 0 | 0 | 0 | 12
NO |  | 6 | 2012 | 6 | 33 | 33 |  | FLATWOOD TAP, WV |  | 138 | 138 | ST | 4.63 | 0 | 1 | 795KCM ACSR | 0 | 0 | 0 | 0 | 0 | 0 | 0 | 0 | 0 | 0 | 0 | 0 | 0 | 0 | 0 | 0 | 0 | 0 | 0 | 0 | 0 | 0 | 0 | 12
NO |  | 6 | 2012 | 6 | 34 | 34 |  | 0245 GILBOA, WV | KANAWHA, WV | 138 | 138 | ST | 0 | 0.27 | 1 | 795KCM ACSR | 86338 | 2514066 | 2600404 | 0 | 0 | 0 | 0 | 0 | 0 | 0 | 0 | 0 | 0 | 0 | 0 | 0 | 0 | 0 | 0 | 0 | 0 | 0 | 0 | 12
NO |  | 6 | 2012 | 6 | 35 | 35 |  |  |  | 0 | 0 | WP | 15.12 | 0 | 0 |  | 0 | 0 | 0 | 0 | 0 | 0 | 0 | 0 | 0 | 0 | 0 | 0 | 0 | 0 | 0 | 0 | 0 | 0 | 0 | 0 | 0 | 0 | 0 | 12
NO |  | 6 | 2012 | 7 | 1 | 1 |  | 0390 BELVA TAP, WV |  | 138 | 138 | ST | 0.64 | 0.64 | 1 | 954KCM ACSR | 7254 | 547322 | 554576 | 0 | 0 | 0 | 0 | 0 | 0 | 0 | 0 | 0 | 0 | 0 | 0 | 0 | 0 | 0 | 0 | 0 | 0 | 0 | 0 | 12
NO |  | 6 | 2012 | 7 | 2 | 2 |  | 0372 JEHU EXT WV |  | 138 | 138 | ST | 0.6 | 0 | 1 | 556KCM ACSR | 0 | 542715 | 542715 | 0 | 0 | 0 | 0 | 0 | 0 | 0 | 0 | 0 | 0 | 0 | 0 | 0 | 0 | 0 | 0 | 0 | 0 | 0 | 0 | 12
NO |  | 6 | 2012 | 7 | 3 | 3 |  | 0097 CAPITOL HILL, WV | CHEMICAL, WV | 138 | 138 | ST | 6.08 | 0 | 1 | 556KCM ACSR | 248487 | 496065 | 744552 | 0 | 0 | 0 | 0 | 0 | 0 | 0 | 0 | 0 | 0 | 0 | 0 | 0 | 0 | 0 | 0 | 0 | 0 | 0 | 0 | 12
NO |  | 6 | 2012 | 7 | 4 | 4 |  | 0101 DEXTER, WV | SPORN CIR B, OH | 138 | 138 | ST | 9.14 | 0 | 1 | 397KCM ACSR | 19474 | 36369 | 55843 | 0 | 0 | 0 | 0 | 0 | 0 | 0 | 0 | 0 | 0 | 0 | 0 | 0 | 0 | 0 | 0 | 0 | 0 | 0 | 0 | 12
NO |  | 6 | 2012 | 7 | 5 | 5 |  | 0104 BANCROFT TAP, WV |  | 138 | 138 | ST | 1.03 | 0 | 1 | 556KCM ACSR | 14682 | 434589 | 449271 | 0 | 0 | 0 | 0 | 0 | 0 | 0 | 0 | 0 | 0 | 0 | 0 | 0 | 0 | 0 | 0 | 0 | 0 | 0 | 0 | 12
NO |  | 6 | 2012 | 7 | 6 | 6 |  | DEXTER, OH | SPORN CIR A, WV | 138 | 138 | ST | 0 | 9.07 | 1 | 397KCM ACSR | 0 | 0 | 0 | 0 | 0 | 0 | 0 | 0 | 0 | 0 | 0 | 0 | 0 | 0 | 0 | 0 | 0 | 0 | 0 | 0 | 0 | 0 | 0 | 12
NO |  | 6 | 2012 | 7 | 7 | 7 |  | LEON LOOP, WV |  | 138 | 138 | ST | 0.17 | 0.17 | 1 | 1033KCM ACSR | 0 | 0 | 0 | 0 | 0 | 0 | 0 | 0 | 0 | 0 | 0 | 0 | 0 | 0 | 0 | 0 | 0 | 0 | 0 | 0 | 0 | 0 | 0 | 12
NO |  | 6 | 2012 | 7 | 8 | 8 |  | AMERICAN ALLOYS, WV | SPORN, WV | 138 | 138 | ST | 0 | 0.03 | 1 | 556KCM ACSR | 0 | 0 | 0 | 0 | 0 | 0 | 0 | 0 | 0 | 0 | 0 | 0 | 0 | 0 | 0 | 0 | 0 | 0 | 0 | 0 | 0 | 0 | 0 | 12
NO |  | 6 | 2012 | 7 | 9 | 9 |  | 0402 SISSON TAP, WV |  | 138 | 138 | ST | 10.48 | 1.17 | 1 | 795KCM ACSR | 224524 | 2253129 | 2477653 | 0 | 0 | 0 | 0 | 0 | 0 | 0 | 0 | 0 | 0 | 0 | 0 | 0 | 0 | 0 | 0 | 0 | 0 | 0 | 0 | 12
NO |  | 6 | 2012 | 7 | 10 | 10 |  |  |  | 0 | 0 | WP | 0.09 | 0 | 0 |  | 0 | 0 | 0 | 0 | 0 | 0 | 0 | 0 | 0 | 0 | 0 | 0 | 0 | 0 | 0 | 0 | 0 | 0 | 0 | 0 | 0 | 0 | 0 | 12
NO |  | 6 | 2012 | 7 | 11 | 11 |  | AMOS, WV | SOUTH BUFFALO CIR B, WV | 138 | 138 | ST | 12.23 | 5.86 | 1 | 397KCM ACSR | 0 | 0 | 0 | 0 | 0 | 0 | 0 | 0 | 0 | 0 | 0 | 0 | 0 | 0 | 0 | 0 | 0 | 0 | 0 | 0 | 0 | 0 | 0 | 12
NO |  | 6 | 2012 | 7 | 12 | 12 |  | SOUTH BUFFALO, WV | SPORN CIR A, WV | 138 | 138 | ST | 0 | 31.46 | 1 | 397KCM ACSR | 0 | 0 | 0 | 0 | 0 | 0 | 0 | 0 | 0 | 0 | 0 | 0 | 0 | 0 | 0 | 0 | 0 | 0 | 0 | 0 | 0 | 0 | 0 | 12
NO |  | 6 | 2012 | 7 | 13 | 13 |  | SOUTH BUFFALO, WV | SPORN CIR B WV | 138 | 138 | ST | 36.34 | 0 | 1 | 1351KCM ACSR | 0 | 0 | 0 | 0 | 0 | 0 | 0 | 0 | 0 | 0 | 0 | 0 | 0 | 0 | 0 | 0 | 0 | 0 | 0 | 0 | 0 | 0 | 0 | 12
NO |  | 6 | 2012 | 7 | 14 | 14 |  | 0023 MINNIX MOUNTAIN LOOP |  | 138 | 138 | ST | 0.04 | 0.04 | 1 | 1033KCM ACSR | 0 | 9830 | 9830 | 0 | 0 | 0 | 0 | 0 | 0 | 0 | 0 | 0 | 0 | 0 | 0 | 0 | 0 | 0 | 0 | 0 | 0 | 0 | 0 | 12
NO |  | 6 | 2012 | 7 | 15 | 15 |  | 0024 SPEEDWAY TAP, WV |  | 138 | 138 | ST | 0.03 | 0 | 1 | 556KCM ACSR | 26687 | 323266 | 349953 | 0 | 0 | 0 | 0 | 0 | 0 | 0 | 0 | 0 | 0 | 0 | 0 | 0 | 0 | 0 | 0 | 0 | 0 | 0 | 0 | 12
NO |  | 6 | 2012 | 7 | 16 | 16 |  |  |  | 0 | 0 | WP | 7.22 | 0 | 0 |  | 0 | 0 | 0 | 0 | 0 | 0 | 0 | 0 | 0 | 0 | 0 | 0 | 0 | 0 | 0 | 0 | 0 | 0 | 0 | 0 | 0 | 0 | 0 | 12
NO |  | 6 | 2012 | 7 | 17 | 17 |  | 0020 GLEN LYN, VA | SOUTH PRINCETON, WV | 138 | 138 | ST | 12.84 | 0 | 1 | 397KCM ACSR | 85173 | 453291 | 538464 | 0 | 0 | 0 | 0 | 0 | 0 | 0 | 0 | 0 | 0 | 0 | 0 | 0 | 0 | 0 | 0 | 0 | 0 | 0 | 0 | 12
NO |  | 6 | 2012 | 7 | 18 | 18 |  | 0424 GLEN LYN, VA | SOUTH PRINCETON, WV | 138 | 138 | ST | 0.02 | 12.86 | 1 | 1351KCM ACSR | 24680 | 471300 | 495980 | 0 | 0 | 0 | 0 | 0 | 0 | 0 | 0 | 0 | 0 | 0 | 0 | 0 | 0 | 0 | 0 | 0 | 0 | 0 | 0 | 12
NO |  | 6 | 2012 | 7 | 19 | 19 |  | SOUTH PRINCETON, WV | SWITCHBACK A, WV | 138 | 138 | ST | 15.46 | 0 | 1 | 397KCM ACSR | 0 | 0 | 0 | 0 | 0 | 0 | 0 | 0 | 0 | 0 | 0 | 0 | 0 | 0 | 0 | 0 | 0 | 0 | 0 | 0 | 0 | 0 | 0 | 12
NO |  | 6 | 2012 | 7 | 20 | 20 |  | SOUTH PRINCETON, WV | SWITCHBACK B, WV | 138 | 138 | ST | 0 | 15.46 | 1 | 397KCM ACSR | 0 | 0 | 0 | 0 | 0 | 0 | 0 | 0 | 0 | 0 | 0 | 0 | 0 | 0 | 0 | 0 | 0 | 0 | 0 | 0 | 0 | 0 | 0 | 12
NO |  | 6 | 2012 | 7 | 21 | 21 |  | 0055 GLEN LYN, VA | WYTHE, VA | 138 | 138 | ST | 1.42 | 0 | 1 | 556KCM ACSR | 1917 | 50482 | 52399 | 0 | 0 | 0 | 0 | 0 | 0 | 0 | 0 | 0 | 0 | 0 | 0 | 0 | 0 | 0 | 0 | 0 | 0 | 0 | 0 | 12
NO |  | 6 | 2012 | 7 | 22 | 22 |  | GLEN LYN, VA | WYTHE, VA | 138 | 138 | ST | 0 | 1.42 | 1 | 556KCM ACSR | 0 | 0 | 0 | 0 | 0 | 0 | 0 | 0 | 0 | 0 | 0 | 0 | 0 | 0 | 0 | 0 | 0 | 0 | 0 | 0 | 0 | 0 | 0 | 12
NO |  | 6 | 2012 | 7 | 23 | 23 |  | 0093 BIG SANDY | WEST HUNTINGTON, WV | 138 | 138 | ST | 3.26 | 0.05 | 1 | 1351KCM ACSR | 210837 | 1778965 | 1989802 | 0 | 0 | 0 | 0 | 0 | 0 | 0 | 0 | 0 | 0 | 0 | 0 | 0 | 0 | 0 | 0 | 0 | 0 | 0 | 0 | 12
NO |  | 6 | 2012 | 7 | 24 | 24 |  |  |  | 0 | 0 | AT | 15.7 | 0 | 0 |  | 0 | 0 | 0 | 0 | 0 | 0 | 0 | 0 | 0 | 0 | 0 | 0 | 0 | 0 | 0 | 0 | 0 | 0 | 0 | 0 | 0 | 0 | 0 | 12
NO |  | 6 | 2012 | 7 | 25 | 25 |  | 0031 BRADLEY, WV | KANAWHA #1, WV | 138 | 138 | ST | 0 | 26.94 | 1 | 556KCM ACSR | 0 | 161032 | 161032 | 0 | 0 | 0 | 0 | 0 | 0 | 0 | 0 | 0 | 0 | 0 | 0 | 0 | 0 | 0 | 0 | 0 | 0 | 0 | 0 | 12
NO |  | 6 | 2012 | 7 | 26 | 26 |  | 0222 BRADLEY, WV | KANAWHA #2, WV | 138 | 138 | ST | 26.94 | 0 | 1 | 556KCM ACSR | 46719 | 1141881 | 1188600 | 0 | 0 | 0 | 0 | 0 | 0 | 0 | 0 | 0 | 0 | 0 | 0 | 0 | 0 | 0 | 0 | 0 | 0 | 0 | 0 | 12
NO |  | 6 | 2012 | 7 | 27 | 27 |  | 0032 BRADLEY CIR A, WV | GLEN LYN-HINTON, VA | 138 | 138 | ST | 0.08 | 40.85 | 1 | 556KCM ACSR | 0 | 260135 | 260135 | 0 | 0 | 0 | 0 | 0 | 0 | 0 | 0 | 0 | 0 | 0 | 0 | 0 | 0 | 0 | 0 | 0 | 0 | 0 | 0 | 12
NO |  | 6 | 2012 | 7 | 28 | 28 |  | 0223 BRADLEY CIR B, WV | GLEN LYN-HINTON, VA | 138 | 138 | ST | 42.93 | 2.08 | 1 | 1590KCM ACSR | 83057 | 2882241 | 2965298 | 0 | 0 | 0 | 0 | 0 | 0 | 0 | 0 | 0 | 0 | 0 | 0 | 0 | 0 | 0 | 0 | 0 | 0 | 0 | 0 | 12
NO |  | 6 | 2012 | 7 | 29 | 29 |  | 0219 KINCAID LOOP, WV |  | 138 | 138 | ST | 0.09 | 0.09 | 1 | 556KCM ACSR | 286 | 49061 | 49347 | 0 | 0 | 0 | 0 | 0 | 0 | 0 | 0 | 0 | 0 | 0 | 0 | 0 | 0 | 0 | 0 | 0 | 0 | 0 | 0 | 12
NO |  | 6 | 2012 | 7 | 30 | 30 |  | 0246 BRADLEY, WV | DAMERON, WV | 138 | 138 | WP | 9.52 | 0 | 1 | 795KCM ACSR | 109335 | 610645 | 719980 | 0 | 0 | 0 | 0 | 0 | 0 | 0 | 0 | 0 | 0 | 0 | 0 | 0 | 0 | 0 | 0 | 0 | 0 | 0 | 0 | 12
NO |  | 6 | 2012 | 7 | 31 | 31 |  | 0216B BRADLEY | TAMS MOUNTAIN | 138 | 138 |  | 0 | 0 | 0 |  | 26184 | 373400 | 399584 | 0 | 0 | 0 | 0 | 0 | 0 | 0 | 0 | 0 | 0 | 0 | 0 | 0 | 0 | 0 | 0 | 0 | 0 | 0 | 0 | 12
NO |  | 6 | 2012 | 7 | 32 | 32 |  | 0415 CLIFFTOP TAP, WV |  | 138 | 138 | ST | 2.81 | 0 | 1 | 795KCM ACSR | 409770 | 980816 | 1390586 | 0 | 0 | 0 | 0 | 0 | 0 | 0 | 0 | 0 | 0 | 0 | 0 | 0 | 0 | 0 | 0 | 0 | 0 | 0 | 0 | 12
NO |  | 6 | 2012 | 7 | 33 | 33 |  | 0049 BAILEYSVILLE, WV | KANAWHA #1, WV | 138 | 138 | ST | 46.42 | 0 | 1 | 636KCM ACSR | 150358 | 4458646 | 4609004 | 0 | 0 | 0 | 0 | 0 | 0 | 0 | 0 | 0 | 0 | 0 | 0 | 0 | 0 | 0 | 0 | 0 | 0 | 0 | 0 | 12
NO |  | 6 | 2012 | 7 | 34 | 34 |  | BAILEYSVILLE, WV | KANAWHA #2, WV | 138 | 138 | ST | 0.04 | 46.42 | 1 | 636KCM ACSR | 0 | 0 | 0 | 0 | 0 | 0 | 0 | 0 | 0 | 0 | 0 | 0 | 0 | 0 | 0 | 0 | 0 | 0 | 0 | 0 | 0 | 0 | 0 | 12
NO |  | 6 | 2012 | 7 | 35 | 35 |  |  |  | 0 | 0 | WP | 0.17 | 0 | 0 |  | 0 | 0 | 0 | 0 | 0 | 0 | 0 | 0 | 0 | 0 | 0 | 0 | 0 | 0 | 0 | 0 | 0 | 0 | 0 | 0 | 0 | 0 | 0 | 12
NO |  | 6 | 2012 | 8 | 1 | 1 |  | 0052 BIM TAP, WV |  | 138 | 138 | WP,ST | 11.56 | 0 | 1 | 556KCM ACSR | 40344 | 1405783 | 1446127 | 0 | 0 | 0 | 0 | 0 | 0 | 0 | 0 | 0 | 0 | 0 | 0 | 0 | 0 | 0 | 0 | 0 | 0 | 0 | 0 | 12
NO |  | 6 | 2012 | 8 | 2 | 2 |  | 3827 BRADLEY | LAYLAND | 69 | 138 | SP | 10.94 | 0 | 1 |  | 178299 | 2156367 | 2334666 | 0 | 0 | 0 | 0 | 0 | 0 | 0 | 0 | 0 | 0 | 0 | 0 | 0 | 0 | 0 | 0 | 0 | 0 | 0 | 0 | 12
NO |  | 6 | 2012 | 8 | 3 | 3 |  | 3484 COBB TAP |  | 46 | 138 | WP | 0.13 | 0 | 1 |  | 12714 | 102790 | 115504 | 0 | 0 | 0 | 0 | 0 | 0 | 0 | 0 | 0 | 0 | 0 | 0 | 0 | 0 | 0 | 0 | 0 | 0 | 0 | 0 | 12
NO |  | 6 | 2012 | 8 | 4 | 4 |  | 0420 FRANKS BRANCH |  | 46 | 138 | WP | 5.17 | 0 | 1 |  | 0 | 1259254 | 1259254 | 0 | 0 | 0 | 0 | 0 | 0 | 0 | 0 | 0 | 0 | 0 | 0 | 0 | 0 | 0 | 0 | 0 | 0 | 0 | 0 | 12
NO |  | 6 | 2012 | 8 | 5 | 5 |  | 2123 SOUTH NEAL | WEST HUNTINGTON | 69 | 138 | ST | 2.12 | 0 | 1 |  | 0 | 245040 | 245040 | 0 | 0 | 0 | 0 | 0 | 0 | 0 | 0 | 0 | 0 | 0 | 0 | 0 | 0 | 0 | 0 | 0 | 0 | 0 | 0 | 12
NO |  | 6 | 2012 | 8 | 6 | 6 |  | 0220 KOPPERSTON LOOP, WV |  | 138 | 138 | ST | 0.19 | 0.19 | 1 | 1033KCM ACSR | 0 | 82288 | 82288 | 0 | 0 | 0 | 0 | 0 | 0 | 0 | 0 | 0 | 0 | 0 | 0 | 0 | 0 | 0 | 0 | 0 | 0 | 0 | 0 | 12
NO |  | 6 | 2012 | 8 | 7 | 7 |  | 0243 BOLT TAP, WV |  | 138 | 138 | WP | 5.8 | 0 | 1 | 795KCM ACSR | 24714 | 342189 | 366903 | 0 | 0 | 0 | 0 | 0 | 0 | 0 | 0 | 0 | 0 | 0 | 0 | 0 | 0 | 0 | 0 | 0 | 0 | 0 | 0 | 12
NO |  | 6 | 2012 | 8 | 8 | 8 |  | 0301 WHARTON TAP, WV |  | 138 | 138 | WP | 0.2 | 0 | 1 | 556KCM ACSR | 1079 | 81874 | 82953 | 0 | 0 | 0 | 0 | 0 | 0 | 0 | 0 | 0 | 0 | 0 | 0 | 0 | 0 | 0 | 0 | 0 | 0 | 0 | 0 | 12
NO |  | 6 | 2012 | 8 | 9 | 9 |  | 0384 HINTON | WESTVACO, WV | 138 | 138 | ST | 35.38 | 0 | 1 | 4/0 ACSR | 97792 | 2672530 | 2770322 | 0 | 0 | 0 | 0 | 0 | 0 | 0 | 0 | 0 | 0 | 0 | 0 | 0 | 0 | 0 | 0 | 0 | 0 | 0 | 0 | 12
NO |  | 6 | 2012 | 8 | 10 | 10 |  | 0389 GREENBRIER LOOP, WV |  | 138 | 138 | ST | 0.49 | 0.49 | 1 | 246KCM ACAR | 3518 | 25573 | 29091 | 0 | 0 | 0 | 0 | 0 | 0 | 0 | 0 | 0 | 0 | 0 | 0 | 0 | 0 | 0 | 0 | 0 | 0 | 0 | 0 | 12
NO |  | 6 | 2012 | 8 | 11 | 11 |  | 0393 RONCEVERTE LOOP, WV |  | 138 | 138 | ST | 0.01 | 0.01 | 1 | 4/0 ACSR | 0 | 172 | 172 | 0 | 0 | 0 | 0 | 0 | 0 | 0 | 0 | 0 | 0 | 0 | 0 | 0 | 0 | 0 | 0 | 0 | 0 | 0 | 0 | 12
NO |  | 6 | 2012 | 8 | 12 | 12 |  | 0357 GRASSY FALLS, WV | MCCLUNG, WV | 138 | 138 | WP | 0.22 | 0 | 1 | 954KCM ACSR | 8095 | 90444 | 98539 | 0 | 0 | 0 | 0 | 0 | 0 | 0 | 0 | 0 | 0 | 0 | 0 | 0 | 0 | 0 | 0 | 0 | 0 | 0 | 0 | 12
NO |  | 6 | 2012 | 8 | 13 | 13 |  | 0304 RUM CREEK TAP, WV |  | 138 | 138 | WP | 2.48 | 0 | 1 | 556KCM ACSR | 24773 | 759216 | 783989 | 0 | 0 | 0 | 0 | 0 | 0 | 0 | 0 | 0 | 0 | 0 | 0 | 0 | 0 | 0 | 0 | 0 | 0 | 0 | 0 | 12
NO |  | 6 | 2012 | 8 | 14 | 14 |  | 0318 M&B TAP, WV |  | 138 | 138 | WP | 0.31 | 0 | 1 | 556KCM ACSR | 2336 | 73153 | 75489 | 0 | 0 | 0 | 0 | 0 | 0 | 0 | 0 | 0 | 0 | 0 | 0 | 0 | 0 | 0 | 0 | 0 | 0 | 0 | 0 | 12
NO |  | 6 | 2012 | 8 | 15 | 15 |  | 0013 LOGAN, WV | WYOMING #1-A, WV | 138 | 138 | ST | 11.52 | 14.48 | 1 | 1590KCM ACSR | 154568 | 5493631 | 5648199 | 0 | 0 | 0 | 0 | 0 | 0 | 0 | 0 | 0 | 0 | 0 | 0 | 0 | 0 | 0 | 0 | 0 | 0 | 0 | 0 | 12
NO |  | 6 | 2012 | 8 | 16 | 16 |  | LOGAN, WV | WYOMING #1-B, WV | 138 | 138 | ST | 21.88 | 0 | 1 | 1590KCM ACSR | 0 | 0 | 0 | 0 | 0 | 0 | 0 | 0 | 0 | 0 | 0 | 0 | 0 | 0 | 0 | 0 | 0 | 0 | 0 | 0 | 0 | 0 | 0 | 12
NO |  | 6 | 2012 | 8 | 17 | 17 |  | 0387 LOGAN, WV | WYOMING #2, WV | 138 | 138 | ST | 23.74 | 0 | 1 | 1033KCM ACSR | 640804 | 9298316 | 9939120 | 0 | 0 | 0 | 0 | 0 | 0 | 0 | 0 | 0 | 0 | 0 | 0 | 0 | 0 | 0 | 0 | 0 | 0 | 0 | 0 | 12
NO |  | 6 | 2012 | 8 | 18 | 18 |  | 0045 LOGAN, WV | SPRIGG#1, WV | 138 | 138 | ST | 17.63 | 0 | 1 | 397KCM ACSR | 367823 | 2248782 | 2616605 | 0 | 0 | 0 | 0 | 0 | 0 | 0 | 0 | 0 | 0 | 0 | 0 | 0 | 0 | 0 | 0 | 0 | 0 | 0 | 0 | 12
NO |  | 6 | 2012 | 8 | 19 | 19 |  | LOGAN, WV | SPRIGG #2, WV | 138 | 138 | ST | 0 | 17.93 | 1 | 397KCM ACSR | 0 | 0 | 0 | 0 | 0 | 0 | 0 | 0 | 0 | 0 | 0 | 0 | 0 | 0 | 0 | 0 | 0 | 0 | 0 | 0 | 0 | 0 | 0 | 12
NO |  | 6 | 2012 | 8 | 20 | 20 |  | 3791 BOLT, WV | TRAP HILL, WV | 46 | 138 | WP | 6.03 | 0 | 1 |  | 22677 | 454971 | 477648 | 0 | 0 | 0 | 0 | 0 | 0 | 0 | 0 | 0 | 0 | 0 | 0 | 0 | 0 | 0 | 0 | 0 | 0 | 0 | 0 | 12
NO |  | 6 | 2012 | 8 | 21 | 21 |  | 0048 CHAUNCEY TAP, WV |  | 138 | 138 | ST | 3.67 | 0 | 1 | 397KCM ACSR | 6186 | 94062 | 100248 | 0 | 0 | 0 | 0 | 0 | 0 | 0 | 0 | 0 | 0 | 0 | 0 | 0 | 0 | 0 | 0 | 0 | 0 | 0 | 0 | 12
NO |  | 6 | 2012 | 8 | 22 | 22 |  | 0328 RAGLAND LOOP, WV |  | 138 | 138 | WP | 0.56 | 0 | 1 | 556KCM ACSR | 6473 | 189752 | 196225 | 0 | 0 | 0 | 0 | 0 | 0 | 0 | 0 | 0 | 0 | 0 | 0 | 0 | 0 | 0 | 0 | 0 | 0 | 0 | 0 | 12
NO |  | 6 | 2012 | 8 | 23 | 23 |  | 0317 GRANT BRANCH TAP, WV |  | 138 | 138 | WP | 6.76 | 0 | 1 | 556KCM ACSR | 81768 | 1446709 | 1528477 | 0 | 0 | 0 | 0 | 0 | 0 | 0 | 0 | 0 | 0 | 0 | 0 | 0 | 0 | 0 | 0 | 0 | 0 | 0 | 0 | 12
NO |  | 6 | 2012 | 8 | 24 | 24 |  | 0346 PINE CREEK TAP, WV |  | 138 | 138 | WP | 1.83 | 0 | 1 | 556KCM ACSR | 6927 | 56597 | 63524 | 0 | 0 | 0 | 0 | 0 | 0 | 0 | 0 | 0 | 0 | 0 | 0 | 0 | 0 | 0 | 0 | 0 | 0 | 0 | 0 | 12
NO |  | 6 | 2012 | 8 | 25 | 25 |  | 0401 HATFIELD, WV | SPRIGG, WV | 138 | 138 | WP | 10.69 | 0 | 1 | 1033KCM ACSR | 121129 | 3277022 | 3398151 | 0 | 0 | 0 | 0 | 0 | 0 | 0 | 0 | 0 | 0 | 0 | 0 | 0 | 0 | 0 | 0 | 0 | 0 | 0 | 0 | 12
NO |  | 6 | 2012 | 8 | 26 | 26 |  | CINDERELLA LOOP, WV |  | 138 | 138 | ST | 0.37 | 0.37 | 1 | 1035KCM ACSR | 0 | 0 | 0 | 0 | 0 | 0 | 0 | 0 | 0 | 0 | 0 | 0 | 0 | 0 | 0 | 0 | 0 | 0 | 0 | 0 | 0 | 0 | 0 | 12
NO |  | 6 | 2012 | 8 | 27 | 27 |  | 0325 JIM BRANCH, WV | SWITCHBACK, WV | 138 | 138 | WP | 16.91 | 0.59 | 1 | 1033KCM ACSR | 115446 | 3675232 | 3790678 | 0 | 0 | 0 | 0 | 0 | 0 | 0 | 0 | 0 | 0 | 0 | 0 | 0 | 0 | 0 | 0 | 0 | 0 | 0 | 0 | 12
NO |  | 6 | 2012 | 8 | 28 | 28 |  | 0077 MILLBROOK, OH | SPORN, WV | 138 | 138 | ST | 9.36 | 0 | 1 | 477KCM ACSR | 23341 | 278752 | 302093 | 0 | 0 | 0 | 0 | 0 | 0 | 0 | 0 | 0 | 0 | 0 | 0 | 0 | 0 | 0 | 0 | 0 | 0 | 0 | 0 | 12
NO |  | 6 | 2012 | 8 | 29 | 29 |  | ADDISON LICK, WV | SPORN, WV | 138 | 138 | ST | 0 | 9.36 | 1 | 477KCM ACSR | 0 | 0 | 0 | 0 | 0 | 0 | 0 | 0 | 0 | 0 | 0 | 0 | 0 | 0 | 0 | 0 | 0 | 0 | 0 | 0 | 0 | 0 | 0 | 12
NO |  | 6 | 2012 | 8 | 30 | 30 |  | 0075 SOUTH POINT, OH | SPORN, WV | 138 | 138 | ST | 10.18 | 0.4 | 1 | 397KCM ACSR | 30069 | 382648 | 412717 | 0 | 0 | 0 | 0 | 0 | 0 | 0 | 0 | 0 | 0 | 0 | 0 | 0 | 0 | 0 | 0 | 0 | 0 | 0 | 0 | 12
NO |  | 6 | 2012 | 8 | 31 | 31 |  |  |  | 0 | 0 | WP | 0.94 | 0 | 0 |  | 0 | 0 | 0 | 0 | 0 | 0 | 0 | 0 | 0 | 0 | 0 | 0 | 0 | 0 | 0 | 0 | 0 | 0 | 0 | 0 | 0 | 0 | 0 | 12
NO |  | 6 | 2012 | 8 | 32 | 32 |  | NORTH PROCTORVILLE, OH | SPORN, WV | 138 | 138 | ST | 0 | 9.79 | 1 | 397KCM ACSR | 0 | 0 | 0 | 0 | 0 | 0 | 0 | 0 | 0 | 0 | 0 | 0 | 0 | 0 | 0 | 0 | 0 | 0 | 0 | 0 | 0 | 0 | 0 | 12
NO |  | 6 | 2012 | 8 | 33 | 33 |  | 0076 DARRAH, WV | NORTH PROCTORVILLE, OH | 138 | 138 | ST | 1.89 | 0 | 1 | 795KCM ACSR | 55332 | 290998 | 346330 | 0 | 0 | 0 | 0 | 0 | 0 | 0 | 0 | 0 | 0 | 0 | 0 | 0 | 0 | 0 | 0 | 0 | 0 | 0 | 0 | 12
NO |  | 6 | 2012 | 8 | 34 | 34 |  | DARRAH, WV | NORTH PROCTORVILLE, OH | 138 | 138 | ST | 0 | 1.83 | 1 | 556KCM ACSR | 0 | 0 | 0 | 0 | 0 | 0 | 0 | 0 | 0 | 0 | 0 | 0 | 0 | 0 | 0 | 0 | 0 | 0 | 0 | 0 | 0 | 0 | 0 | 12
NO |  | 6 | 2012 | 8 | 35 | 35 |  | 0081 RAVENSWOOD, WV | SPORN #1, WV | 138 | 138 | ST | 1.04 | 0 | 1 | 795KCM ACSR | 7006 | 599570 | 606576 | 0 | 0 | 0 | 0 | 0 | 0 | 0 | 0 | 0 | 0 | 0 | 0 | 0 | 0 | 0 | 0 | 0 | 0 | 0 | 0 | 12
NO |  | 6 | 2012 | 9 | 1 | 1 |  | RAVENSWOOD, WV | SPORN #2, WV | 138 | 138 | ST | 0 | 1.07 | 1 | 795KCM ACSR | 0 | 0 | 0 | 0 | 0 | 0 | 0 | 0 | 0 | 0 | 0 | 0 | 0 | 0 | 0 | 0 | 0 | 0 | 0 | 0 | 0 | 0 | 0 | 12
NO |  | 6 | 2012 | 9 | 2 | 2 |  | 0083 RAVENSWOOD, WV | SPORN #3, WV | 138 | 138 | ST | 1.19 | 0 | 1 | 795KCM ACSR | 1222 | 1177764 | 1178986 | 0 | 0 | 0 | 0 | 0 | 0 | 0 | 0 | 0 | 0 | 0 | 0 | 0 | 0 | 0 | 0 | 0 | 0 | 0 | 0 | 12
NO |  | 6 | 2012 | 9 | 3 | 3 |  | RAVENSWOOD, WV | SPORN #4, WV | 138 | 138 | ST | 0 | 0.74 | 1 | 795KCM ACSR | 0 | 0 | 0 | 0 | 0 | 0 | 0 | 0 | 0 | 0 | 0 | 0 | 0 | 0 | 0 | 0 | 0 | 0 | 0 | 0 | 0 | 0 | 0 | 12
NO |  | 6 | 2012 | 9 | 4 | 4 |  | 0247 EAST HUNTINGTON, WV | NORTH PROCTORVILLE, OH | 138 | 138 | ST | 0.6 | 0 | 1 | 795KCMACSR | 883 | 207664 | 208547 | 0 | 0 | 0 | 0 | 0 | 0 | 0 | 0 | 0 | 0 | 0 | 0 | 0 | 0 | 0 | 0 | 0 | 0 | 0 | 0 | 12
NO |  | 6 | 2012 | 9 | 5 | 5 |  | 0067 JOHNS CREEK, KY | SPRIGG, WV | 138 | 138 | WP | 1.46 | 0 | 1 | 397KCM ACSR | 29531 | 153855 | 183386 | 0 | 0 | 0 | 0 | 0 | 0 | 0 | 0 | 0 | 0 | 0 | 0 | 0 | 0 | 0 | 0 | 0 | 0 | 0 | 0 | 12
NO |  | 6 | 2012 | 9 | 6 | 6 |  | 0271 BLUEFIELD, WV | TAZEWELL, VA | 138 | 138 | WP | 1.24 | 0 | 1 | 795KCM ACSR | 62759 | 137489 | 200248 | 0 | 0 | 0 | 0 | 0 | 0 | 0 | 0 | 0 | 0 | 0 | 0 | 0 | 0 | 0 | 0 | 0 | 0 | 0 | 0 | 12
NO |  | 6 | 2012 | 9 | 7 | 7 |  | 0017 BAILEYSVILLE, WV | TAZEWELL, VA | 138 | 138 | ST | 31.33 | 0.32 | 1 | 1590KCM ACSR | 9970 | 1826744 | 1836714 | 0 | 0 | 0 | 0 | 0 | 0 | 0 | 0 | 0 | 0 | 0 | 0 | 0 | 0 | 0 | 0 | 0 | 0 | 0 | 0 | 12
NO |  | 6 | 2012 | 9 | 8 | 8 |  | 0016 BAILEYSVILLE, WV | TAZEWELL, VA | 138 | 138 | ST | 2.78 | 27.64 | 1 | 397KCM ACSR | 306 | 159796 | 160102 | 0 | 0 | 0 | 0 | 0 | 0 | 0 | 0 | 0 | 0 | 0 | 0 | 0 | 0 | 0 | 0 | 0 | 0 | 0 | 0 | 12
NO |  | 6 | 2012 | 9 | 9 | 9 |  | CARSWELL TAP, WV |  | 138 | 138 | ST | 1.37 | 1.37 | 1 | 397KCM ACSR | 0 | 0 | 0 | 0 | 0 | 0 | 0 | 0 | 0 | 0 | 0 | 0 | 0 | 0 | 0 | 0 | 0 | 0 | 0 | 0 | 0 | 0 | 0 | 12
NO |  | 6 | 2012 | 9 | 10 | 10 |  | 0069 CABIN CREEK, WV | TURNER #1 CIR A, WV | 138 | 138 | ST | 23.24 | 0 | 1 | 336KCM ACSR | 77222 | 1067797 | 1145019 | 0 | 0 | 0 | 0 | 0 | 0 | 0 | 0 | 0 | 0 | 0 | 0 | 0 | 0 | 0 | 0 | 0 | 0 | 0 | 0 | 12
NO |  | 6 | 2012 | 9 | 11 | 11 |  | 0070 CABIN CREEK, WV | TURNER#1 CIR B. WV | 138 | 138 | ST | 4.53 | 19.45 | 1 | 795KCM ACSR | 0 | 143373 | 143373 | 0 | 0 | 0 | 0 | 0 | 0 | 0 | 0 | 0 | 0 | 0 | 0 | 0 | 0 | 0 | 0 | 0 | 0 | 0 | 0 | 12
NO |  | 6 | 2012 | 9 | 12 | 12 |  | 0194 CHESTERFIELD TAP, WV |  | 138 | 138 | ST | 5.76 | 0 | 1 | 795KCM ACSR | 38614 | 406539 | 445153 | 0 | 0 | 0 | 0 | 0 | 0 | 0 | 0 | 0 | 0 | 0 | 0 | 0 | 0 | 0 | 0 | 0 | 0 | 0 | 0 | 12
NO |  | 6 | 2012 | 9 | 13 | 13 |  | 0071 CABIN CREEK, WV | TURNER #2, WV | 138 | 138 | ST | 0.08 | 1.36 | 1 | 250KCM ACSR | 92003 | 792703 | 884706 | 0 | 0 | 0 | 0 | 0 | 0 | 0 | 0 | 0 | 0 | 0 | 0 | 0 | 0 | 0 | 0 | 0 | 0 | 0 | 0 | 12
NO |  | 6 | 2012 | 9 | 14 | 14 |  |  |  | 0 | 0 | WP | 22.11 | 0 | 0 |  | 0 | 0 | 0 | 0 | 0 | 0 | 0 | 0 | 0 | 0 | 0 | 0 | 0 | 0 | 0 | 0 | 0 | 0 | 0 | 0 | 0 | 0 | 0 | 12
NO |  | 6 | 2012 | 9 | 15 | 15 |  | 0268 ST ALBANS LOOP, WV |  | 138 | 138 | ST | 0.34 | 0.34 | 1 | 1033KCM ACSR | 9152 | 118805 | 127957 | 0 | 0 | 0 | 0 | 0 | 0 | 0 | 0 | 0 | 0 | 0 | 0 | 0 | 0 | 0 | 0 | 0 | 0 | 0 | 0 | 12
NO |  | 6 | 2012 | 9 | 16 | 16 |  | 0230 AMOS, WV | TURNER #1, WV | 138 | 138 | ST | 11.97 | 0 | 1 | 1033KCM ACSR | 145291 | 1492836 | 1638127 | 0 | 0 | 0 | 0 | 0 | 0 | 0 | 0 | 0 | 0 | 0 | 0 | 0 | 0 | 0 | 0 | 0 | 0 | 0 | 0 | 12
NO |  | 6 | 2012 | 9 | 17 | 17 |  | AMOS, WV | TURNER #2, WV | 138 | 138 | ST | 0 | 11.96 | 1 | 1033KCM ACSR | 0 | 0 | 0 | 0 | 0 | 0 | 0 | 0 | 0 | 0 | 0 | 0 | 0 | 0 | 0 | 0 | 0 | 0 | 0 | 0 | 0 | 0 | 0 | 12
NO |  | 6 | 2012 | 9 | 18 | 18 |  | AMOS, WV | CHEMICAL #1 A, WV | 138 | 138 | ST | 1.32 | 8.49 | 1 | 397KCM ACSR | 0 | 0 | 0 | 0 | 0 | 0 | 0 | 0 | 0 | 0 | 0 | 0 | 0 | 0 | 0 | 0 | 0 | 0 | 0 | 0 | 0 | 0 | 0 | 12
NO |  | 6 | 2012 | 9 | 19 | 19 |  | 0226 AMOS, WV | CHEMICAL #1 B, WV | 138 | 138 | ST | 5.98 | 0 | 1 | 1033KCM ACSR | 365102 | 2808005 | 3173107 | 0 | 0 | 0 | 0 | 0 | 0 | 0 | 0 | 0 | 0 | 0 | 0 | 0 | 0 | 0 | 0 | 0 | 0 | 0 | 0 | 12
NO |  | 6 | 2012 | 9 | 20 | 20 |  | AMOS, WV | CHEMICAL #2 A, WV | 138 | 138 | ST | 7.6 | 8.95 | 1 | 1033KCM ACSR | 0 | 0 | 0 | 0 | 0 | 0 | 0 | 0 | 0 | 0 | 0 | 0 | 0 | 0 | 0 | 0 | 0 | 0 | 0 | 0 | 0 | 0 | 0 | 12
NO |  | 6 | 2012 | 9 | 21 | 21 |  | AMOS, WV | CHEMICAL #2 B, WV | 138 | 138 | ST | 0 | 4.13 | 1 | 397KCM ACSR | 0 | 0 | 0 | 0 | 0 | 0 | 0 | 0 | 0 | 0 | 0 | 0 | 0 | 0 | 0 | 0 | 0 | 0 | 0 | 0 | 0 | 0 | 0 | 12
NO |  | 6 | 2012 | 9 | 22 | 22 |  | 0343 STONE BRANCH TAP, WV |  | 138 | 138 | WP | 6.24 | 0 | 1 | 795KCM ACSR | 125888 | 1132380 | 1258268 | 0 | 0 | 0 | 0 | 0 | 0 | 0 | 0 | 0 | 0 | 0 | 0 | 0 | 0 | 0 | 0 | 0 | 0 | 0 | 0 | 12
NO |  | 6 | 2012 | 9 | 23 | 23 |  | HOPKINS, WV | LOGAN, WV | 138 | 138 | ST | 7.56 | 11.16 | 1 | 336KCM ACSR | 0 | 0 | 0 | 0 | 0 | 0 | 0 | 0 | 0 | 0 | 0 | 0 | 0 | 0 | 0 | 0 | 0 | 0 | 0 | 0 | 0 | 0 | 0 | 12
NO |  | 6 | 2012 | 9 | 24 | 24 |  | HOPKINS, WV | LOGAN, WV | 138 | 138 | ST | 18.69 | 0 | 1 | 336KCM ACSR | 0 | 0 | 0 | 0 | 0 | 0 | 0 | 0 | 0 | 0 | 0 | 0 | 0 | 0 | 0 | 0 | 0 | 0 | 0 | 0 | 0 | 0 | 0 | 12
NO |  | 6 | 2012 | 9 | 25 | 25 |  | 0228 AMOS, WV | HOPKINS, WV | 138 | 138 | ST | 4.53 | 17.2 | 1 | 336KCM ACSR | 101336 | 2391087 | 2492423 | 0 | 0 | 0 | 0 | 0 | 0 | 0 | 0 | 0 | 0 | 0 | 0 | 0 | 0 | 0 | 0 | 0 | 0 | 0 | 0 | 12
NO |  | 6 | 2012 | 9 | 26 | 26 |  | AMOS, WV | HOPKINS, WV | 138 | 138 | ST | 28.24 | 0.31 | 1 | 795KCM ACSR | 0 | 0 | 0 | 0 | 0 | 0 | 0 | 0 | 0 | 0 | 0 | 0 | 0 | 0 | 0 | 0 | 0 | 0 | 0 | 0 | 0 | 0 | 0 | 12
NO |  | 6 | 2012 | 9 | 27 | 27 |  | 0364 GRASSY FORK TAP, WV |  | 138 | 138 | WP | 2.18 | 0 | 1 | 795KCM ACSR | 147404 | 418492 | 565896 | 0 | 0 | 0 | 0 | 0 | 0 | 0 | 0 | 0 | 0 | 0 | 0 | 0 | 0 | 0 | 0 | 0 | 0 | 0 | 0 | 12
NO |  | 6 | 2012 | 9 | 28 | 28 |  | 0376 DINGESS LOOP, WV |  | 138 | 138 | ST | 0.16 | 0.16 | 1 | 1033KCM ACSR | 31986 | 212685 | 244671 | 0 | 0 | 0 | 0 | 0 | 0 | 0 | 0 | 0 | 0 | 0 | 0 | 0 | 0 | 0 | 0 | 0 | 0 | 0 | 0 | 12
NO |  | 6 | 2012 | 9 | 29 | 29 |  |  |  | 0 | 0 | WP | 0.19 | 0.19 | 0 |  | 0 | 0 | 0 | 0 | 0 | 0 | 0 | 0 | 0 | 0 | 0 | 0 | 0 | 0 | 0 | 0 | 0 | 0 | 0 | 0 | 0 | 0 | 0 | 12
NO |  | 6 | 2012 | 9 | 30 | 30 |  | 0306 INEZ, KY | LOGAN, WV | 138 | 138 | ST | 0.02 | 0.79 | 1 | 795KCM ACSR | 171748 | 2334982 | 2506730 | 0 | 0 | 0 | 0 | 0 | 0 | 0 | 0 | 0 | 0 | 0 | 0 | 0 | 0 | 0 | 0 | 0 | 0 | 0 | 0 | 12
NO |  | 6 | 2012 | 9 | 31 | 31 |  |  |  | 0 | 0 | WP | 23.27 | 0 | 0 |  | 0 | 0 | 0 | 0 | 0 | 0 | 0 | 0 | 0 | 0 | 0 | 0 | 0 | 0 | 0 | 0 | 0 | 0 | 0 | 0 | 0 | 0 | 0 | 12
NO |  | 6 | 2012 | 9 | 32 | 32 |  | 0428 SHARPLES TAP 138KV |  | 138 | 138 | WP | 6.98 | 0 | 1 | 795KCM ACSR | 181661 | 1790929 | 1972590 | 0 | 0 | 0 | 0 | 0 | 0 | 0 | 0 | 0 | 0 | 0 | 0 | 0 | 0 | 0 | 0 | 0 | 0 | 0 | 0 | 12
NO |  | 6 | 2012 | 9 | 33 | 33 |  | 0432 MUD FORK LOOP, WV |  | 138 | 138 | ST | 0.76 | 0.76 | 1 | 795KCM ACSR | 6857 | 643811 | 650668 | 0 | 0 | 0 | 0 | 0 | 0 | 0 | 0 | 0 | 0 | 0 | 0 | 0 | 0 | 0 | 0 | 0 | 0 | 0 | 0 | 12
NO |  | 6 | 2012 | 9 | 34 | 34 |  | 0087 DARRAH, WV | TRI STATE, WV | 138 | 138 | ST | 10.28 | 4.05 | 1 | 397KCM | 64540 | 403023 | 467563 | 0 | 0 | 0 | 0 | 0 | 0 | 0 | 0 | 0 | 0 | 0 | 0 | 0 | 0 | 0 | 0 | 0 | 0 | 0 | 0 | 12
NO |  | 6 | 2012 | 9 | 35 | 35 |  | 0436 DAWES LOOP, 138KV, WV |  | 138 | 138 |  | 0 | 0 | 0 |  | 0 | 108097 | 108097 | 0 | 0 | 0 | 0 | 0 | 0 | 0 | 0 | 0 | 0 | 0 | 0 | 0 | 0 | 0 | 0 | 0 | 0 | 0 | 0 | 12
NO |  | 6 | 2012 | 10 | 1 | 1 |  | 0088 TRI STATE, WV | WEST HUNTINGTON, WV | 138 | 138 | ST | 0 | 5.79 | 1 | 397KCM ACSR | 0 | 417483 | 417483 | 0 | 0 | 0 | 0 | 0 | 0 | 0 | 0 | 0 | 0 | 0 | 0 | 0 | 0 | 0 | 0 | 0 | 0 | 0 | 0 | 12
NO |  | 6 | 2012 | 10 | 2 | 2 |  | 0090 SOUTH POINT, OH | TRISTATE CIR A, WV | 138 | 138 | ST | 7.85 | 0 | 1 | 397KCM ACSR | 51985 | 1389123 | 1441108 | 0 | 0 | 0 | 0 | 0 | 0 | 0 | 0 | 0 | 0 | 0 | 0 | 0 | 0 | 0 | 0 | 0 | 0 | 0 | 0 | 12
NO |  | 6 | 2012 | 10 | 3 | 3 |  | SOUTH POINT, OH | TRI STATE CIR B, WV | 138 | 138 | ST | 0.28 | 6.76 | 1 | 1351KCM ACSR | 0 | 0 | 0 | 0 | 0 | 0 | 0 | 0 | 0 | 0 | 0 | 0 | 0 | 0 | 0 | 0 | 0 | 0 | 0 | 0 | 0 | 0 | 0 | 12
NO |  | 6 | 2012 | 10 | 4 | 4 |  | 0225 AMOS | SPORN | 138 | 138 | ST | 0 | 11.48 | 0 | 397KCM ACSR | 393371 | 4711295 | 5104666 | 0 | 0 | 0 | 0 | 0 | 0 | 0 | 0 | 0 | 0 | 0 | 0 | 0 | 0 | 0 | 0 | 0 | 0 | 0 | 0 | 12
NO |  | 6 | 2012 | 10 | 5 | 5 |  | 0237 AMOS, WV | DARRAH, WV | 138 | 138 | ST | 35.06 | 0 | 1 | 397KCM ACSR | 116354 | 1418378 | 1534732 | 0 | 0 | 0 | 0 | 0 | 0 | 0 | 0 | 0 | 0 | 0 | 0 | 0 | 0 | 0 | 0 | 0 | 0 | 0 | 0 | 12
NO |  | 6 | 2012 | 10 | 6 | 6 |  | 0238 AMOS, WV | WEST HUNTINGTON, WV | 138 | 138 | ST | 5.33 | 40.83 | 1 | 1033KCM ACSR | 85807 | 1338897 | 1424704 | 0 | 0 | 0 | 0 | 0 | 0 | 0 | 0 | 0 | 0 | 0 | 0 | 0 | 0 | 0 | 0 | 0 | 0 | 0 | 0 | 12
NO |  | 6 | 2012 | 10 | 7 | 7 |  |  |  | 0 | 0 | WP | 0.1 | 0 | 0 |  | 0 | 0 | 0 | 0 | 0 | 0 | 0 | 0 | 0 | 0 | 0 | 0 | 0 | 0 | 0 | 0 | 0 | 0 | 0 | 0 | 0 | 0 | 0 | 12
NO |  | 6 | 2012 | 10 | 8 | 8 |  | PARKHILL STATION TAP, WV |  | 138 | 138 | ST | 0.01 | 0 | 1 | 397KCM ACSR | 0 | 0 | 0 | 0 | 0 | 0 | 0 | 0 | 0 | 0 | 0 | 0 | 0 | 0 | 0 | 0 | 0 | 0 | 0 | 0 | 0 | 0 | 0 | 12
NO |  | 6 | 2012 | 10 | 9 | 9 |  | 0277 CABELL LOOP, WV |  | 138 | 138 | ST | 0.77 | 0.77 | 1 | 954KCM ACSR | 20051 | 189512 | 209563 | 0 | 0 | 0 | 0 | 0 | 0 | 0 | 0 | 0 | 0 | 0 | 0 | 0 | 0 | 0 | 0 | 0 | 0 | 0 | 0 | 12
NO |  | 6 | 2012 | 10 | 10 | 10 |  | 0302 MILTON LOOP, WV |  | 138 | 138 | ST | 1.71 | 1.71 | 1 | 795KCM ACSR | 148269 | 575257 | 723526 | 0 | 0 | 0 | 0 | 0 | 0 | 0 | 0 | 0 | 0 | 0 | 0 | 0 | 0 | 0 | 0 | 0 | 0 | 0 | 0 | 12
NO |  | 6 | 2012 | 10 | 11 | 11 |  | 0378 CURRY LOOP, WV |  | 138 | 138 | ST | 1.67 | 1.67 | 1 | 1033KCM ACSR | 86909 | 762523 | 849432 | 0 | 0 | 0 | 0 | 0 | 0 | 0 | 0 | 0 | 0 | 0 | 0 | 0 | 0 | 0 | 0 | 0 | 0 | 0 | 0 | 12
NO |  | 6 | 2012 | 10 | 12 | 12 |  | 0095 CARBIDE MAIN, WV | TURNER, WV | 138 | 138 | ST | 0 | 0.08 | 1 | 556KCM ACSR | 2850 | 4237 | 7087 | 0 | 0 | 0 | 0 | 0 | 0 | 0 | 0 | 0 | 0 | 0 | 0 | 0 | 0 | 0 | 0 | 0 | 0 | 0 | 0 | 12
NO |  | 6 | 2012 | 10 | 13 | 13 |  |  |  | 0 | 0 | WP | 0.09 | 0 | 0 |  | 0 | 0 | 0 | 0 | 0 | 0 | 0 | 0 | 0 | 0 | 0 | 0 | 0 | 0 | 0 | 0 | 0 | 0 | 0 | 0 | 0 | 0 | 0 | 12
NO |  | 6 | 2012 | 10 | 14 | 14 |  | CARBIDE #8, WV | CHEMICAL-TURNER A, WV | 138 | 138 | ST | 0.04 | 1.21 | 1 | 397KCM ACSR | 0 | 0 | 0 | 0 | 0 | 0 | 0 | 0 | 0 | 0 | 0 | 0 | 0 | 0 | 0 | 0 | 0 | 0 | 0 | 0 | 0 | 0 | 0 | 12
NO |  | 6 | 2012 | 10 | 15 | 15 |  | 0096 CARBIDE #8, WV | CHEMICAL-TURNER B, WV | 138 | 138 | ST | 6.79 | 0 | 1 | 1033KCM ACSR | 117522 | 749309 | 866831 | 0 | 0 | 0 | 0 | 0 | 0 | 0 | 0 | 0 | 0 | 0 | 0 | 0 | 0 | 0 | 0 | 0 | 0 | 0 | 0 | 12
NO |  | 6 | 2012 | 10 | 16 | 16 |  | 0337 BLUEFIELD, WV | SOUTH PRINCETON, WV | 138 | 138 | ST | 0.25 | 0.29 | 1 | 556KCM ACSR | 165915 | 953082 | 1118997 | 0 | 0 | 0 | 0 | 0 | 0 | 0 | 0 | 0 | 0 | 0 | 0 | 0 | 0 | 0 | 0 | 0 | 0 | 0 | 0 | 12
NO |  | 6 | 2012 | 10 | 17 | 17 |  | 0336 CLENDENIN TAP |  | 138 | 138 | WP | 8.3 | 0 | 0 |  | 603520 | 2946610 | 3550130 | 0 | 0 | 0 | 0 | 0 | 0 | 0 | 0 | 0 | 0 | 0 | 0 | 0 | 0 | 0 | 0 | 0 | 0 | 0 | 0 | 12
NO |  | 6 | 2012 | 10 | 18 | 18 |  | CAPITALIZED SPARE PARTS | 0373,0379 | 138 | 138 |  | 0 | 0 | 1 |  | 0 | 52294 | 52294 | 0 | 0 | 0 | 0 | 0 | 0 | 0 | 0 | 0 | 0 | 0 | 0 | 0 | 0 | 0 | 0 | 0 | 0 | 0 | 0 | 12
NO |  | 6 | 2012 | 10 | 19 | 19 |  | 1005 CHERRY CREEK | CLIFFTOP | 138 | 138 | SP | 7.2 | 0 | 1 | 795 ACSR | 1585997 | 3516915 | 5102912 | 0 | 0 | 0 | 0 | 0 | 0 | 0 | 0 | 0 | 0 | 0 | 0 | 0 | 0 | 0 | 0 | 0 | 0 | 0 | 0 | 12
NO |  | 6 | 2012 | 10 | 20 | 20 |  | 0377 SPORN | CLINE ENERGY EXTENSION | 138 | 138 | SP | 0.07 | 0 | 1 | 397KCM ACSR | 0 | 62168 | 62168 | 0 | 0 | 0 | 0 | 0 | 0 | 0 | 0 | 0 | 0 | 0 | 0 | 0 | 0 | 0 | 0 | 0 | 0 | 0 | 0 | 12
NO |  | 6 | 2012 | 10 | 21 | 21 |  | 0370 SOUTHRIDGE EXTENSION |  | 138 | 138 | SP | 1.86 | 0 | 2 | 556KCM ACSR | 0 | 3033447 | 3033447 | 0 | 0 | 0 | 0 | 0 | 0 | 0 | 0 | 0 | 0 | 0 | 0 | 0 | 0 | 0 | 0 | 0 | 0 | 0 | 0 | 12
NO |  | 6 | 2012 | 10 | 22 | 22 |  | 0098A FLATWOOD TAP 138KV |  | 0 | 0 |  | 0 | 0 | 0 |  | 119144 | 942278 | 1061422 | 0 | 0 | 0 | 0 | 0 | 0 | 0 | 0 | 0 | 0 | 0 | 0 | 0 | 0 | 0 | 0 | 0 | 0 | 0 | 0 | 12
NO |  | 6 | 2012 | 10 | 23 | 23 |  | 0386 GARRISON WV |  | 138 | 138 | SP | 0.2 | 0 | 2 | 795 KCM ACSR | 0 | 435842 | 435842 | 0 | 0 | 0 | 0 | 0 | 0 | 0 | 0 | 0 | 0 | 0 | 0 | 0 | 0 | 0 | 0 | 0 | 0 | 0 | 0 | 12
NO |  | 6 | 2012 | 10 | 24 | 24 |  | 0382 LANHAM, WV |  | 138 | 138 | SP | 1.4 | 0 | 2 | 795 KCM ACSR | 0 | 3787874 | 3787874 | 0 | 0 | 0 | 0 | 0 | 0 | 0 | 0 | 0 | 0 | 0 | 0 | 0 | 0 | 0 | 0 | 0 | 0 | 0 | 0 | 12
NO |  | 6 | 2012 | 10 | 25 | 25 |  | 0473 CARETTA | JIM BRANCH | 138 | 138 |  | 0 | 0 | 0 |  | 149618 | 0 | 149618 | 0 | 0 | 0 | 0 | 0 | 0 | 0 | 0 | 0 | 0 | 0 | 0 | 0 | 0 | 0 | 0 | 0 | 0 | 0 | 0 | 12
NO |  | 6 | 2012 | 10 | 26 | 26 |  | 0471 HALLS RIDGE | SOUTH PRINCETON, WV | 138 | 138 | ST | 0.42 | 0 | 1 | 1590kcm ACSR | 473710 | 1164751 | 1638461 | 0 | 0 | 0 | 0 | 0 | 0 | 0 | 0 | 0 | 0 | 0 | 0 | 0 | 0 | 0 | 0 | 0 | 0 | 0 | 0 | 12
NO |  | 6 | 2012 | 10 | 27 | 27 |  | 0466 LAEGER | WHARNCLIFFE, WV | 138 | 138 | ST | 3.4 | 0 | 1 | 556.5 kcm 26/7 AC | 0 | 5459888 | 5459888 | 0 | 0 | 0 | 0 | 0 | 0 | 0 | 0 | 0 | 0 | 0 | 0 | 0 | 0 | 0 | 0 | 0 | 0 | 0 | 0 | 12
NO |  | 6 | 2012 | 10 | 28 | 28 |  | 1050 ROCKHOUSE |  | 138 | 138 |  | 0 | 0 | 0 |  | 18807 | 278520 | 297327 | 0 | 0 | 0 | 0 | 0 | 0 | 0 | 0 | 0 | 0 | 0 | 0 | 0 | 0 | 0 | 0 | 0 | 0 | 0 | 0 | 12
NO |  | 6 | 2012 | 10 | 29 | 29 |  | 0388 TECH DRIVE | CLAYTOR TECH DRIVE, VA | 138 | 138 | ST | 0.04 | 0 | 1 | 1590 kcm ACSR | 0 | 285593 | 285593 | 0 | 0 | 0 | 0 | 0 | 0 | 0 | 0 | 0 | 0 | 0 | 0 | 0 | 0 | 0 | 0 | 0 | 0 | 0 | 0 | 12
NO |  | 6 | 2012 | 10 | 30 | 30 |  | 1072 CLENDENIN, WV | MORRIS BRANCH | 138 | 138 | ST | 2.2 | 0 | 1 | 795 KCM ACSR | 880869 | 2549962 | 3430831 | 0 | 0 | 0 | 0 | 0 | 0 | 0 | 0 | 0 | 0 | 0 | 0 | 0 | 0 | 0 | 0 | 0 | 0 | 0 | 0 | 12
NO |  | 6 | 2012 | 10 | 31 | 31 |  | 0474 COBB, WV | THOROFARE CREEK | 138 | 138 | ST | 0.45 | 0 | 1 | 795 KCM ACSR | 33000 | 519900 | 552900 | 0 | 0 | 0 | 0 | 0 | 0 | 0 | 0 | 0 | 0 | 0 | 0 | 0 | 0 | 0 | 0 | 0 | 0 | 0 | 0 | 12
NO |  | 6 | 2012 | 10 | 32 | 32 |  | 0463 CROOKED CREEK, WV |  | 138 | 138 | ST | 1.29 | 0 | 1 | 1033KCM ACSR | 206488 | 2293433 | 2499921 | 0 | 0 | 0 | 0 | 0 | 0 | 0 | 0 | 0 | 0 | 0 | 0 | 0 | 0 | 0 | 0 | 0 | 0 | 0 | 0 | 12
NO |  | 6 | 2012 | 10 | 33 | 33 |  | 0472 MERRITS CREEK, WV |  | 138 | 138 | ST | 3.83 | 0 | 1 | 1033KCM ACSR | 1621802 | 5477040 | 7098842 | 0 | 0 | 0 | 0 | 0 | 0 | 0 | 0 | 0 | 0 | 0 | 0 | 0 | 0 | 0 | 0 | 0 | 0 | 0 | 0 | 12
NO |  | 6 | 2012 | 10 | 34 | 34 |  | 3843 BIM, WV |  | 47 | 138 | ST | 0.16 | 0 | 1 |  | 109428 | 2631177 | 2740605 | 0 | 0 | 0 | 0 | 0 | 0 | 0 | 0 | 0 | 0 | 0 | 0 | 0 | 0 | 0 | 0 | 0 | 0 | 0 | 0 | 12
NO |  | 6 | 2012 | 10 | 35 | 35 |  |  |  | 0 | 0 | WP | 11.17 | 0 | 0 |  | 0 | 0 | 0 | 0 | 0 | 0 | 0 | 0 | 0 | 0 | 0 | 0 | 0 | 0 | 0 | 0 | 0 | 0 | 0 | 0 | 0 | 0 | 0 | 12
NO |  | 6 | 2012 | 11 | 1 | 1 |  | 0478 POLYMER LOOP, WV |  | 138 | 138 | ST | 3.1 | 0 | 1 | 795 KCM ACSR | 114431 | 3957964 | 4072395 | 0 | 0 | 0 | 0 | 0 | 0 | 0 | 0 | 0 | 0 | 0 | 0 | 0 | 0 | 0 | 0 | 0 | 0 | 0 | 0 | 12
NO |  | 6 | 2012 | 11 | 2 | 2 |  | 0477 BROAD RUN, WV | THOROFARE CREEK | 138 | 138 |  | 1.4 | 0 | 1 |  | 361243 | 1979520 | 2340763 | 0 | 0 | 0 | 0 | 0 | 0 | 0 | 0 | 0 | 0 | 0 | 0 | 0 | 0 | 0 | 0 | 0 | 0 | 0 | 0 | 12
NO |  | 6 | 2012 | 11 | 3 | 3 |  | 0475 PATRIOT COAL, WV | POINT LICK | 138 | 138 | ST | 0.05 | 0 | 1 | 556.5 kcm 26/7 AC | 0 | 75795 | 75795 | 0 | 0 | 0 | 0 | 0 | 0 | 0 | 0 | 0 | 0 | 0 | 0 | 0 | 0 | 0 | 0 | 0 | 0 | 0 | 0 | 12
NO |  | 6 | 2012 | 11 | 5 | 5 |  | 0481 LAKEVIEW | 138KV EXTENSION | 138 | 138 |  | 0 | 0 | 0 |  | 32138 | 0 | 32138 | 0 | 0 | 0 | 0 | 0 | 0 | 0 | 0 | 0 | 0 | 0 | 0 | 0 | 0 | 0 | 0 | 0 | 0 | 0 | 0 | 12
NO |  | 6 | 2012 | 11 | 6 | 6 |  | Lines Under 138KV |  | 0 | 0 |  | 1747.58 | 181.37 | 0 |  | 12540119 | 164276496 | 176816615 | 0 | 0 | 0 | 0 | 0 | 0 | 0 | 0 | 0 | 0 | 0 | 0 | 0 | 0 | 0 | 0 | 0 | 0 | 0 | 0 | 12
NO |  | 6 | 2012 | 11 | 8 | 8 |  |  |  | 0 | 0 | SP= Steel Pole | 0 | 0 | 0 |  | 0 | 0 | 0 | 0 | 0 | 0 | 0 | 0 | 0 | 0 | 0 | 0 | 0 | 0 | 0 | 0 | 0 | 0 | 0 | 0 | 0 | 0 | 0 | 12
NO |  | 6 | 2012 | 11 | 10 | 10 |  | EXPENSES TN 230KV |  | 0 | 0 |  | 0 | 0 | 0 |  | 0 | 0 | 0 | 9703 | 120339 | 0 | 130042 | 0 | 0 | 0 | 0 | 0 | 0 | 0 | 0 | 0 | 0 | 0 | 0 | 0 | 0 | 0 | 0 | 12
NO |  | 6 | 2012 | 11 | 11 | 11 |  | EXPENSES TN 138KV |  | 0 | 0 |  | 0 | 0 | 0 |  | 0 | 0 | 0 | 11742 | 145629 | 0 | 157371 | 0 | 0 | 0 | 0 | 0 | 0 | 0 | 0 | 0 | 0 | 0 | 0 | 0 | 0 | 0 | 0 | 12
NO |  | 6 | 2012 | 11 | 12 | 12 |  | EXPENSES VA 765KV |  | 0 | 0 |  | 0 | 0 | 0 |  | 0 | 0 | 0 | 37175 | 461040 | 0 | 498215 | 0 | 0 | 0 | 0 | 0 | 0 | 0 | 0 | 0 | 0 | 0 | 0 | 0 | 0 | 0 | 0 | 12
NO |  | 6 | 2012 | 11 | 13 | 13 |  | EXPENSES VA 500KV |  | 0 | 0 |  | 0 | 0 | 0 |  | 0 | 0 | 0 | 10133 | 125671 | 0 | 135804 | 0 | 0 | 0 | 0 | 0 | 0 | 0 | 0 | 0 | 0 | 0 | 0 | 0 | 0 | 0 | 0 | 12
NO |  | 6 | 2012 | 11 | 14 | 14 |  | EXPENSES VA 345KV |  | 0 | 0 |  | 0 | 0 | 0 |  | 0 | 0 | 0 | 7407 | 91854 | 0 | 99261 | 0 | 0 | 0 | 0 | 0 | 0 | 0 | 0 | 0 | 0 | 0 | 0 | 0 | 0 | 0 | 0 | 12
NO |  | 6 | 2012 | 11 | 15 | 15 |  | EXPENSES VA 230KV |  | 0 | 0 |  | 0 | 0 | 0 |  | 0 | 0 | 0 | 1624 | 20142 | 0 | 21766 | 0 | 0 | 0 | 0 | 0 | 0 | 0 | 0 | 0 | 0 | 0 | 0 | 0 | 0 | 0 | 0 | 12
NO |  | 6 | 2012 | 11 | 16 | 16 |  | EXPENSES VA 138KV |  | 0 | 0 |  | 0 | 0 | 0 |  | 0 | 0 | 0 | 177744 | 2204371 | 0 | 2382115 | 0 | 0 | 0 | 0 | 0 | 0 | 0 | 0 | 0 | 0 | 0 | 0 | 0 | 0 | 0 | 0 | 12
NO |  | 6 | 2012 | 11 | 17 | 17 |  | EXPENSES WV 765KV |  | 0 | 0 |  | 0 | 0 | 0 |  | 0 | 0 | 0 | 40628 | 503872 | 0 | 544500 | 0 | 0 | 0 | 0 | 0 | 0 | 0 | 0 | 0 | 0 | 0 | 0 | 0 | 0 | 0 | 0 | 12
NO |  | 6 | 2012 | 11 | 18 | 18 |  | EXPENSES WV 345KV |  | 0 | 0 |  | 0 | 0 | 0 |  | 0 | 0 | 0 | 33178 | 411477 | 0 | 444655 | 0 | 0 | 0 | 0 | 0 | 0 | 0 | 0 | 0 | 0 | 0 | 0 | 0 | 0 | 0 | 0 | 12
NO |  | 6 | 2012 | 11 | 19 | 19 |  | EXPENSES WV 138KV |  | 0 | 0 |  | 0 | 0 | 0 |  | 0 | 0 | 0 | 156590 | 1942021 | 0 | 2098611 | 0 | 0 | 0 | 0 | 0 | 0 | 0 | 0 | 0 | 0 | 0 | 0 | 0 | 0 | 0 | 0 | 12
NO |  | 6 | 2012 | 0 | 36 | 36 |  | TOTAL |  | 0 | 0 |  | 5106.42 | 1388.39 | 325 |  | 102917254 | 1064765894 | 1167683148 | 691239 | 8572730 | 0 | 9263969 | 0 | 0 | 0 | 0 | 0 | 0 | 0 | 0 | 0 | 0 | 0 | 0 | 0 | 0 | 0 | 0 | 12
NO |  | 6 | 2012 | 11 | 7 | 7 |  |  |  | 0 | 0 | AT=Alum | 0 | 0 | 0 |  | 0 | 0 | 0 | 0 | 0 | 0 | 0 | 0 | 0 | 0 | 0 | 0 | 0 | 0 | 0 | 0 | 0 | 0 | 0 | 0 | 0 | 0 | 0 | 12
NO |  | 6 | 2012 | 11 | 20 | 20 |  | EXPENSES < 132KV |  | 0 | 0 |  | 0 | 0 | 0 |  | 0 | 0 | 0 | 205297 | 2546090 | 0 | 2751387 | 0 | 0 | 0 | 0 | 0 | 0 | 0 | 0 | 0 | 0 | 0 | 0 | 0 | 0 | 0 | 0 | 12
NO |  | 6 | 2012 | 11 | 9 | 9 |  | EXPENSES TN 500KV |  | 0 | 0 |  | 0 | 0 | 0 |  | 0 | 0 | 0 | 18 | 224 | 0 | 242 | 0 | 0 | 0 | 0 | 0 | 0 | 0 | 0 | 0 | 0 | 0 | 0 | 0 | 0 | 0 | 0 | 12
NO |  | 6 | 2012 | 11 | 4 | 4 |  | 0482 CLARK BRANCH, WV | 138KV EXTENSION | 138 | 138 |  | 0 | 0 | 1 |  | 2948 | 471766 | 474714 | 0 | 0 | 0 | 0 | 0 | 0 | 0 | 0 | 0 | 0 | 0 | 0 | 0 | 0 | 0 | 0 | 0 | 0 | 0 | 0 | 12
NO |  | 189 | 2012 | 0 | 1 | 1 |  | TL125A ABILENE MULBERRY | BLUFF CREEK SS | 345 | 345 | 2-26.5 | 26.5 | 0.42 | 1 | 2x795.0 ACSR | 0 | 0 | 0 | 0 | 0 | 0 | 0 | 0 | 0 | 0 | 0 | 0 | 0 | 0 | 0 | 0 | 0 | 0 | 0 | 0 | 0 | 0 | 0 | 12
NO |  | 189 | 2012 | 0 | 2 | 2 |  | TL125B BLUFF CREEK SS | SAN ANGELO RED CREEK | 345 | 345 | 1-0.42 | 49.98 | 0 | 1 | 2x795.0 ACSR | 0 | 0 | 0 | 0 | 0 | 0 | 0 | 0 | 0 | 0 | 0 | 0 | 0 | 0 | 0 | 0 | 0 | 0 | 0 | 0 | 0 | 0 | 0 | 12
NO |  | 189 | 2012 | 0 | 3 | 3 |  |  |  | 0 | 0 | 2-49.56 | 0 | 0 | 0 |  | 0 | 0 | 0 | 0 | 0 | 0 | 0 | 0 | 0 | 0 | 0 | 0 | 0 | 0 | 0 | 0 | 0 | 0 | 0 | 0 | 0 | 0 | 0 | 12
NO |  | 189 | 2012 | 0 | 4 | 4 |  | TL126 ABILENE MULBERRY | OKLAUNION | 345 | 345 | 2-115.47 | 115.47 | 0 | 1 | 2x795.0 ACSR | 0 | 0 | 0 | 0 | 0 | 0 | 0 | 0 | 0 | 0 | 0 | 0 | 0 | 0 | 0 | 0 | 0 | 0 | 0 | 0 | 0 | 0 | 0 | 12
NO |  | 189 | 2012 | 0 | 5 | 5 |  | TL131 OKLAUNION | TU FISHER ROAD | 345 | 345 | 2-30.14 | 30.39 | 0 | 1 | 2x795.0 ACSR | 0 | 0 | 0 | 0 | 0 | 0 | 0 | 0 | 0 | 0 | 0 | 0 | 0 | 0 | 0 | 0 | 0 | 0 | 0 | 0 | 0 | 0 | 0 | 12
NO |  | 189 | 2012 | 0 | 6 | 6 |  | TL001 ABILENE SOUTH | PUTNAM | 138 | 138 | 1-3.12 | 35.28 | 0 | 1 | 4/0 ACSR | 0 | 0 | 0 | 0 | 0 | 0 | 0 | 0 | 0 | 0 | 0 | 0 | 0 | 0 | 0 | 0 | 0 | 0 | 0 | 0 | 0 | 0 | 0 | 12
NO |  | 189 | 2012 | 0 | 7 | 7 |  |  |  | 0 | 0 | 2-32.16 | 0 | 0 | 0 | 477.0 ACSR | 0 | 0 | 0 | 0 | 0 | 0 | 0 | 0 | 0 | 0 | 0 | 0 | 0 | 0 | 0 | 0 | 0 | 0 | 0 | 0 | 0 | 0 | 0 | 12
NO |  | 189 | 2012 | 0 | 8 | 8 |  | TL031 SANTA ANNA | BROWNWOOD | 138 | 138 | 1-7.29 | 7.29 | 0 | 1 | 795.0 ACSR | 0 | 0 | 0 | 0 | 0 | 0 | 0 | 0 | 0 | 0 | 0 | 0 | 0 | 0 | 0 | 0 | 0 | 0 | 0 | 0 | 0 | 0 | 0 | 12
NO |  | 189 | 2012 | 0 | 9 | 9 |  | TL033 EDEN | YELLOWJACKET | 69 | 138 | 1-0.11 | 0.22 | 0 | 1 | 795 ACSS | 0 | 0 | 0 | 0 | 0 | 0 | 0 | 0 | 0 | 0 | 0 | 0 | 0 | 0 | 0 | 0 | 0 | 0 | 0 | 0 | 0 | 0 | 0 | 12
NO |  | 189 | 2012 | 0 | 10 | 10 |  | TL034 MASON SWITCHING | YELLOWJACKET | 69 | 138 | 1-0.23 | 0.46 | 0.8 | 1 | 795 ACSS | 0 | 0 | 0 | 0 | 0 | 0 | 0 | 0 | 0 | 0 | 0 | 0 | 0 | 0 | 0 | 0 | 0 | 0 | 0 | 0 | 0 | 0 | 0 | 12
NO |  | 189 | 2012 | 0 | 11 | 11 |  | TL050 FORT STOCKTON PLANT | RIO PECOS | 138 | 138 | 2-37.5 | 37.5 | 0 | 1 | 477.0 ACSR | 0 | 0 | 0 | 0 | 0 | 0 | 0 | 0 | 0 | 0 | 0 | 0 | 0 | 0 | 0 | 0 | 0 | 0 | 0 | 0 | 0 | 0 | 0 | 12
NO |  | 189 | 2012 | 0 | 12 | 12 |  | TL051 EAST MUNDAY | PADUCAH CLARE STREET | 138 | 138 | 1-3.2 | 62.28 | 0 | 1 | 477.0 ACSR | 0 | 0 | 0 | 0 | 0 | 0 | 0 | 0 | 0 | 0 | 0 | 0 | 0 | 0 | 0 | 0 | 0 | 0 | 0 | 0 | 0 | 0 | 0 | 12
NO |  | 189 | 2012 | 0 | 13 | 13 |  |  |  | 0 | 0 | 2-59.08 | 0 | 0 | 0 |  | 0 | 0 | 0 | 0 | 0 | 0 | 0 | 0 | 0 | 0 | 0 | 0 | 0 | 0 | 0 | 0 | 0 | 0 | 0 | 0 | 0 | 0 | 0 | 12
NO |  | 189 | 2012 | 0 | 14 | 14 |  | TL064A EAST MUNDAY | LAKE PAULINE | 138 | 138 | 2-56.97 | 56.97 | 0 | 1 | 2x4/0 ACSR | 0 | 0 | 0 | 0 | 0 | 0 | 0 | 0 | 0 | 0 | 0 | 0 | 0 | 0 | 0 | 0 | 0 | 0 | 0 | 0 | 0 | 0 | 0 | 12
NO |  | 189 | 2012 | 0 | 15 | 15 |  | TL064B EAST MUNDAY | PAINT CREEK WEST#1 | 138 | 138 | 2-25.96 | 25.96 | 0 | 1 | 397.0 ACSR | 0 | 0 | 0 | 0 | 0 | 0 | 0 | 0 | 0 | 0 | 0 | 0 | 0 | 0 | 0 | 0 | 0 | 0 | 0 | 0 | 0 | 0 | 0 | 12
NO |  | 189 | 2012 | 0 | 16 | 16 |  | TL066A FORT PHANTOM | PAINT CREEK | 138 | 138 | 2-38.73 | 39.21 | 0 | 1 | 1272.0 AAC | 0 | 0 | 0 | 0 | 0 | 0 | 0 | 0 | 0 | 0 | 0 | 0 | 0 | 0 | 0 | 0 | 0 | 0 | 0 | 0 | 0 | 0 | 0 | 12
NO |  | 189 | 2012 | 0 | 17 | 17 |  |  |  | 0 | 0 | 3-0.48 | 0 | 0 | 0 | 477.0 ACSR | 0 | 0 | 0 | 0 | 0 | 0 | 0 | 0 | 0 | 0 | 0 | 0 | 0 | 0 | 0 | 0 | 0 | 0 | 0 | 0 | 0 | 0 | 0 | 12
NO |  | 189 | 2012 | 0 | 18 | 18 |  | TL066B CALIFORNIA CREEK TAP | CALIFORNIA CREEK | 138 | 138 | 2-0.02 | 0.02 | 0 | 1 | 4/0 ACSR | 0 | 0 | 0 | 0 | 0 | 0 | 0 | 0 | 0 | 0 | 0 | 0 | 0 | 0 | 0 | 0 | 0 | 0 | 0 | 0 | 0 | 0 | 0 | 12
NO |  | 189 | 2012 | 0 | 19 | 19 |  | TL070 ABILENE NORTHWEST | OAK CREEK | 138 | 138 | 2-47.2 | 47.2 | 0 | 1 | 397.0 ACSR | 0 | 0 | 0 | 0 | 0 | 0 | 0 | 0 | 0 | 0 | 0 | 0 | 0 | 0 | 0 | 0 | 0 | 0 | 0 | 0 | 0 | 0 | 0 | 12
NO |  | 189 | 2012 | 0 | 20 | 20 |  |  |  | 0 | 0 | 0 | 0 | 0 | 0 | 795.0 ACSR | 0 | 0 | 0 | 0 | 0 | 0 | 0 | 0 | 0 | 0 | 0 | 0 | 0 | 0 | 0 | 0 | 0 | 0 | 0 | 0 | 0 | 0 | 0 | 12
NO |  | 189 | 2012 | 0 | 21 | 21 |  | TL072 ABILENE NORTHWEST | PAINT CREEK | 138 | 138 | 2-44.44 | 44.44 | 0 | 1 | 477.0 ACSR | 0 | 0 | 0 | 0 | 0 | 0 | 0 | 0 | 0 | 0 | 0 | 0 | 0 | 0 | 0 | 0 | 0 | 0 | 0 | 0 | 0 | 0 | 0 | 12
NO |  | 189 | 2012 | 0 | 22 | 22 |  | TL077 BALLINGER | OAK CREEK | 138 | 138 | 2-30.85 | 30.85 | 0 | 1 | 397.0 ACSR | 0 | 0 | 0 | 0 | 0 | 0 | 0 | 0 | 0 | 0 | 0 | 0 | 0 | 0 | 0 | 0 | 0 | 0 | 0 | 0 | 0 | 0 | 0 | 12
NO |  | 189 | 2012 | 0 | 23 | 23 |  |  |  | 0 | 0 | 0 | 0 | 0 | 0 | 477.0 ACSR | 0 | 0 | 0 | 0 | 0 | 0 | 0 | 0 | 0 | 0 | 0 | 0 | 0 | 0 | 0 | 0 | 0 | 0 | 0 | 0 | 0 | 0 | 0 | 12
NO |  | 189 | 2012 | 0 | 24 | 24 |  | TL079A NICOLE | SAN ANGELO RED CREEK | 138 | 138 | 1-3.11 | 36.98 | 0 | 1 | 2x795.0 ACSS | 0 | 0 | 0 | 0 | 0 | 0 | 0 | 0 | 0 | 0 | 0 | 0 | 0 | 0 | 0 | 0 | 0 | 0 | 0 | 0 | 0 | 0 | 0 | 12
NO |  | 189 | 2012 | 0 | 25 | 25 |  |  |  | 0 | 0 | 2-33.87 | 0 | 0 | 0 | 397.0 ACSR | 0 | 0 | 0 | 0 | 0 | 0 | 0 | 0 | 0 | 0 | 0 | 0 | 0 | 0 | 0 | 0 | 0 | 0 | 0 | 0 | 0 | 0 | 0 | 12
NO |  | 189 | 2012 | 0 | 26 | 26 |  |  |  | 0 | 0 | 0 | 0 | 0 | 0 | 477.0 ACSR | 0 | 0 | 0 | 0 | 0 | 0 | 0 | 0 | 0 | 0 | 0 | 0 | 0 | 0 | 0 | 0 | 0 | 0 | 0 | 0 | 0 | 0 | 0 | 12
NO |  | 189 | 2012 | 0 | 27 | 27 |  | TL079B NORTH SAN ANGELO | SAN ANGELO RED CREEK | 138 | 138 | 1-0.64 | 9.6 | 0 | 1 | 795.0 ACSR | 0 | 0 | 0 | 0 | 0 | 0 | 0 | 0 | 0 | 0 | 0 | 0 | 0 | 0 | 0 | 0 | 0 | 0 | 0 | 0 | 0 | 0 | 0 | 12
NO |  | 189 | 2012 | 0 | 28 | 28 |  |  |  | 0 | 0 | 2-8.96 | 0 | 0 | 0 |  | 0 | 0 | 0 | 0 | 0 | 0 | 0 | 0 | 0 | 0 | 0 | 0 | 0 | 0 | 0 | 0 | 0 | 0 | 0 | 0 | 0 | 0 | 0 | 12
NO |  | 189 | 2012 | 0 | 29 | 29 |  | TL079C SAN ANGELO CONCHO | SAN ANGELO RED CREEK | 138 | 138 | 1-2.07 | 9.73 | 0 | 1 | 795.0 ACSR | 0 | 0 | 0 | 0 | 0 | 0 | 0 | 0 | 0 | 0 | 0 | 0 | 0 | 0 | 0 | 0 | 0 | 0 | 0 | 0 | 0 | 0 | 0 | 12
NO |  | 189 | 2012 | 0 | 30 | 30 |  |  |  | 0 | 0 | 2-7.66 | 0 | 0 | 0 |  | 0 | 0 | 0 | 0 | 0 | 0 | 0 | 0 | 0 | 0 | 0 | 0 | 0 | 0 | 0 | 0 | 0 | 0 | 0 | 0 | 0 | 0 | 0 | 12
NO |  | 189 | 2012 | 0 | 31 | 31 |  | TL082A BLUFF CREEK SS | NICOLE | 138 | 138 | 1-20.24 | 0 | 0 | 1 | 2x795.0 ACSS | 0 | 0 | 0 | 0 | 0 | 0 | 0 | 0 | 0 | 0 | 0 | 0 | 0 | 0 | 0 | 0 | 0 | 0 | 0 | 0 | 0 | 0 | 0 | 12
NO |  | 189 | 2012 | 0 | 32 | 32 |  | TL082B ABILENE SOUTH | BLUFF CREEK SS | 138 | 138 | 1-0.43 | 17.68 | 1.68 | 1 | 1020.0 ACCC/TW | 0 | 0 | 0 | 0 | 0 | 0 | 0 | 0 | 0 | 0 | 0 | 0 | 0 | 0 | 0 | 0 | 0 | 0 | 0 | 0 | 0 | 0 | 0 | 12
NO |  | 189 | 2012 | 0 | 33 | 33 |  |  |  | 0 | 0 | 2-17.24 | 0 | 0 | 0 | 2x795.0 ACSS | 0 | 0 | 0 | 0 | 0 | 0 | 0 | 0 | 0 | 0 | 0 | 0 | 0 | 0 | 0 | 0 | 0 | 0 | 0 | 0 | 0 | 0 | 0 | 12
NO |  | 189 | 2012 | 0 | 34 | 34 |  | TL082C NICOLE | OAK CREEK | 138 | 138 | 1-2.42 | 0 | 0 | 1 | 2x795.0 ACSS | 0 | 0 | 0 | 0 | 0 | 0 | 0 | 0 | 0 | 0 | 0 | 0 | 0 | 0 | 0 | 0 | 0 | 0 | 0 | 0 | 0 | 0 | 0 | 12
NO |  | 189 | 2012 | 0 | 35 | 35 |  | TL083A ABILENE SOUTH | EAST ABILENE | 138 | 138 | 1-3.82 | 9.45 | 0 | 1 | 795.0 ACSR | 0 | 0 | 0 | 0 | 0 | 0 | 0 | 0 | 0 | 0 | 0 | 0 | 0 | 0 | 0 | 0 | 0 | 0 | 0 | 0 | 0 | 0 | 0 | 12
NO |  | 189 | 2012 | 1 | 1 | 1 |  | TL083A ABILENE SOUTH | EAST ABILENE (Continued) | 0 | 0 | 2-5.63 | 0 | 0 | 0 |  | 0 | 0 | 0 | 0 | 0 | 0 | 0 | 0 | 0 | 0 | 0 | 0 | 0 | 0 | 0 | 0 | 0 | 0 | 0 | 0 | 0 | 0 | 0 | 12
NO |  | 189 | 2012 | 1 | 2 | 2 |  | TL083B ABILENE ELM CREEK | ABILENE NORTHWEST CKT#2 | 138 | 138 | 1-0.53 | 3.07 | 0 | 1 | 795.0 ACSR | 0 | 0 | 0 | 0 | 0 | 0 | 0 | 0 | 0 | 0 | 0 | 0 | 0 | 0 | 0 | 0 | 0 | 0 | 0 | 0 | 0 | 0 | 0 | 12
NO |  | 189 | 2012 | 1 | 3 | 3 |  |  |  | 0 | 0 | 2-2.54 | 0 | 0 | 0 |  | 0 | 0 | 0 | 0 | 0 | 0 | 0 | 0 | 0 | 0 | 0 | 0 | 0 | 0 | 0 | 0 | 0 | 0 | 0 | 0 | 0 | 0 | 0 | 12
NO |  | 189 | 2012 | 1 | 4 | 4 |  | TL083C ABILENE NORTHWEST | FORT PHANTOM | 138 | 138 | 2-10.96 | 10.46 | 0.5 | 1 | 1272.0 AAC | 0 | 0 | 0 | 0 | 0 | 0 | 0 | 0 | 0 | 0 | 0 | 0 | 0 | 0 | 0 | 0 | 0 | 0 | 0 | 0 | 0 | 0 | 0 | 12
NO |  | 189 | 2012 | 1 | 5 | 5 |  |  |  | 0 | 0 | 0 | 0 | 0 | 0 | 2x795.0 ACSR | 0 | 0 | 0 | 0 | 0 | 0 | 0 | 0 | 0 | 0 | 0 | 0 | 0 | 0 | 0 | 0 | 0 | 0 | 0 | 0 | 0 | 0 | 0 | 12
NO |  | 189 | 2012 | 1 | 6 | 6 |  | TL083D ABILENE SOUTH | FORT PHANTOM | 138 | 138 | 1-2 | 18.1 | 0 | 1 | 1272.0 AAC | 0 | 0 | 0 | 0 | 0 | 0 | 0 | 0 | 0 | 0 | 0 | 0 | 0 | 0 | 0 | 0 | 0 | 0 | 0 | 0 | 0 | 0 | 0 | 12
NO |  | 189 | 2012 | 1 | 7 | 7 |  |  |  | 0 | 0 | 2-15.61 | 0 | 0 | 0 | 1272.0 ACSS | 0 | 0 | 0 | 0 | 0 | 0 | 0 | 0 | 0 | 0 | 0 | 0 | 0 | 0 | 0 | 0 | 0 | 0 | 0 | 0 | 0 | 0 | 0 | 12
NO |  | 189 | 2012 | 1 | 8 | 8 |  |  |  | 0 | 0 | 3-0.49 | 0 | 0 | 0 | 2x477.0 ACSR | 0 | 0 | 0 | 0 | 0 | 0 | 0 | 0 | 0 | 0 | 0 | 0 | 0 | 0 | 0 | 0 | 0 | 0 | 0 | 0 | 0 | 0 | 0 | 12
NO |  | 189 | 2012 | 1 | 9 | 9 |  |  |  | 0 | 0 | 0 | 0 | 0 | 0 | 795.0 ACSR | 0 | 0 | 0 | 0 | 0 | 0 | 0 | 0 | 0 | 0 | 0 | 0 | 0 | 0 | 0 | 0 | 0 | 0 | 0 | 0 | 0 | 0 | 0 | 12
NO |  | 189 | 2012 | 1 | 10 | 10 |  | TL083E EAST ABILENE | FORT PHANTOM | 138 | 138 | 2-9.54 | 9.2 | 0.39 | 1 | 1272.0 AAC | 0 | 0 | 0 | 0 | 0 | 0 | 0 | 0 | 0 | 0 | 0 | 0 | 0 | 0 | 0 | 0 | 0 | 0 | 0 | 0 | 0 | 0 | 0 | 12
NO |  | 189 | 2012 | 1 | 11 | 11 |  |  |  | 0 | 0 | 0 | 0 | 0 | 0 | 795.0 ACSR | 0 | 0 | 0 | 0 | 0 | 0 | 0 | 0 | 0 | 0 | 0 | 0 | 0 | 0 | 0 | 0 | 0 | 0 | 0 | 0 | 0 | 0 | 0 | 12
NO |  | 189 | 2012 | 1 | 12 | 12 |  | TL083F ABILENE ELM CREEK | ABILENE SOUTH CKT#2 | 138 | 138 | 1-3.69 | 10.3 | 0 | 1 | 795.0 ACSR | 0 | 0 | 0 | 0 | 0 | 0 | 0 | 0 | 0 | 0 | 0 | 0 | 0 | 0 | 0 | 0 | 0 | 0 | 0 | 0 | 0 | 0 | 0 | 12
NO |  | 189 | 2012 | 1 | 13 | 13 |  |  |  | 0 | 0 | 2-6.61 | 0 | 0 | 0 |  | 0 | 0 | 0 | 0 | 0 | 0 | 0 | 0 | 0 | 0 | 0 | 0 | 0 | 0 | 0 | 0 | 0 | 0 | 0 | 0 | 0 | 0 | 0 | 12
NO |  | 189 | 2012 | 1 | 14 | 14 |  | TL083G EAST ABILENE TAP | EAST ABILENE | 138 | 138 | 2-2.04 | 2 | 0 | 1 | 2x477.0 ACSR | 0 | 0 | 0 | 0 | 0 | 0 | 0 | 0 | 0 | 0 | 0 | 0 | 0 | 0 | 0 | 0 | 0 | 0 | 0 | 0 | 0 | 0 | 0 | 12
NO |  | 189 | 2012 | 1 | 15 | 15 |  |  |  | 0 | 0 | 0 | 0 | 0 | 0 | 795.0 ACSR | 0 | 0 | 0 | 0 | 0 | 0 | 0 | 0 | 0 | 0 | 0 | 0 | 0 | 0 | 0 | 0 | 0 | 0 | 0 | 0 | 0 | 0 | 0 | 12
NO |  | 189 | 2012 | 1 | 16 | 16 |  | TL083G TEC SHARP TAP | TEC SHARP | 138 | 138 | 2-2.04 | 0.04 | 0 | 1 | 2x477.0 ACSR | 0 | 0 | 0 | 0 | 0 | 0 | 0 | 0 | 0 | 0 | 0 | 0 | 0 | 0 | 0 | 0 | 0 | 0 | 0 | 0 | 0 | 0 | 0 | 12
NO |  | 189 | 2012 | 1 | 17 | 17 |  |  |  | 0 | 0 | 0 | 0 | 0 | 0 | 795.0 ACSR | 0 | 0 | 0 | 0 | 0 | 0 | 0 | 0 | 0 | 0 | 0 | 0 | 0 | 0 | 0 | 0 | 0 | 0 | 0 | 0 | 0 | 0 | 0 | 12
NO |  | 189 | 2012 | 1 | 18 | 18 |  | TL084A SAN ANGELO CONCHO | SAN ANGELO POWER STATION | 138 | 138 | 2-5.92 | 6.21 | 0 | 1 | 477.0 ACSR | 0 | 0 | 0 | 0 | 0 | 0 | 0 | 0 | 0 | 0 | 0 | 0 | 0 | 0 | 0 | 0 | 0 | 0 | 0 | 0 | 0 | 0 | 0 | 12
NO |  | 189 | 2012 | 1 | 19 | 19 |  |  |  | 0 | 0 | 3-0.29 | 0 | 0 | 0 |  | 0 | 0 | 0 | 0 | 0 | 0 | 0 | 0 | 0 | 0 | 0 | 0 | 0 | 0 | 0 | 0 | 0 | 0 | 0 | 0 | 0 | 0 | 0 | 12
NO |  | 189 | 2012 | 1 | 20 | 20 |  | TL084B SOUTH ANGELO TAP | SOUTH ANGELO | 138 | 138 | 3-1 | 1 | 0 | 1 | 4/0 ACSR | 0 | 0 | 0 | 0 | 0 | 0 | 0 | 0 | 0 | 0 | 0 | 0 | 0 | 0 | 0 | 0 | 0 | 0 | 0 | 0 | 0 | 0 | 0 | 12
NO |  | 189 | 2012 | 1 | 21 | 21 |  | TL085 BIG LAKE | TWIN BUTTES | 138 | 138 | 1-9.72 | 54.89 | 9.72 | 1 | 477.0 ACSR | 0 | 0 | 0 | 0 | 0 | 0 | 0 | 0 | 0 | 0 | 0 | 0 | 0 | 0 | 0 | 0 | 0 | 0 | 0 | 0 | 0 | 0 | 0 | 12
NO |  | 189 | 2012 | 1 | 22 | 22 |  |  |  | 0 | 0 | 2-54.89 | 0 | 0 | 0 | 795.0 ACSR | 0 | 0 | 0 | 0 | 0 | 0 | 0 | 0 | 0 | 0 | 0 | 0 | 0 | 0 | 0 | 0 | 0 | 0 | 0 | 0 | 0 | 0 | 0 | 12
NO |  | 189 | 2012 | 1 | 23 | 23 |  | TL086 BIG LAKE | NORTH MCCAMEY | 138 | 138 | 2-46.79 | 46.79 | 0 | 1 | 477.0 ACSR | 0 | 0 | 0 | 0 | 0 | 0 | 0 | 0 | 0 | 0 | 0 | 0 | 0 | 0 | 0 | 0 | 0 | 0 | 0 | 0 | 0 | 0 | 0 | 12
NO |  | 189 | 2012 | 1 | 24 | 24 |  | TL087 LAKE PAULINE | VERNON CKT #2 | 138 | 138 | 2-24.36 | 23.36 | 0 | 1 | 477.0 ACSR | 0 | 0 | 0 | 0 | 0 | 0 | 0 | 0 | 0 | 0 | 0 | 0 | 0 | 0 | 0 | 0 | 0 | 0 | 0 | 0 | 0 | 0 | 0 | 12
NO |  | 189 | 2012 | 1 | 25 | 25 |  | TL088A SAN ANGELO POWER | SAN ANGELO RED CREEK | 138 | 138 | 1-1.29 | 18.62 | 0 | 1 | 477.0 ACSR | 0 | 0 | 0 | 0 | 0 | 0 | 0 | 0 | 0 | 0 | 0 | 0 | 0 | 0 | 0 | 0 | 0 | 0 | 0 | 0 | 0 | 0 | 0 | 12
NO |  | 189 | 2012 | 1 | 26 | 26 |  |  |  | 0 | 0 | 2-17.33 | 0 | 0 | 0 |  | 0 | 0 | 0 | 0 | 0 | 0 | 0 | 0 | 0 | 0 | 0 | 0 | 0 | 0 | 0 | 0 | 0 | 0 | 0 | 0 | 0 | 0 | 0 | 12
NO |  | 189 | 2012 | 1 | 27 | 27 |  | TL088B BALLINGER | SAN ANGELO RED CREEK | 138 | 138 | 1-3.07 | 32.55 | 0 | 1 | 477.0 ACSR | 0 | 0 | 0 | 0 | 0 | 0 | 0 | 0 | 0 | 0 | 0 | 0 | 0 | 0 | 0 | 0 | 0 | 0 | 0 | 0 | 0 | 0 | 0 | 12
NO |  | 189 | 2012 | 1 | 28 | 28 |  |  |  | 0 | 0 | 2-29.48 | 0 | 0 | 0 |  | 0 | 0 | 0 | 0 | 0 | 0 | 0 | 0 | 0 | 0 | 0 | 0 | 0 | 0 | 0 | 0 | 0 | 0 | 0 | 0 | 0 | 0 | 0 | 12
NO |  | 189 | 2012 | 1 | 29 | 29 |  | TL089 HAMILTON ROAD PST | SONORA | 138 | 138 | 2-21.84 | 21.84 | 0 | 1 | 477.0 ACSR | 0 | 0 | 0 | 0 | 0 | 0 | 0 | 0 | 0 | 0 | 0 | 0 | 0 | 0 | 0 | 0 | 0 | 0 | 0 | 0 | 0 | 0 | 0 | 12
NO |  | 189 | 2012 | 1 | 30 | 30 |  | LOAD |  | 0 | 0 | 0 | 0 | 0 | 0 |  | 0 | 0 | 0 | 0 | 0 | 0 | 0 | 0 | 0 | 0 | 0 | 0 | 0 | 0 | 0 | 0 | 0 | 0 | 0 | 0 | 0 | 0 | 0 | 12
NO |  | 189 | 2012 | 1 | 31 | 31 |  | TL089A ELDORADO LIVE OAK | SAN ANGELO POWER STATION | 138 | 138 | 2-38.23 | 38.23 | 0 | 1 | 477.0 ACSR | 0 | 0 | 0 | 0 | 0 | 0 | 0 | 0 | 0 | 0 | 0 | 0 | 0 | 0 | 0 | 0 | 0 | 0 | 0 | 0 | 0 | 0 | 0 | 12
NO |  | 189 | 2012 | 1 | 32 | 32 |  | TL089B ELDORADO LIVE OAK | SONORA CKT#2 | 138 | 138 | 2-22.07 | 22.07 | 0 | 1 | 477.0 ACSR | 0 | 0 | 0 | 0 | 0 | 0 | 0 | 0 | 0 | 0 | 0 | 0 | 0 | 0 | 0 | 0 | 0 | 0 | 0 | 0 | 0 | 0 | 0 | 12
NO |  | 189 | 2012 | 1 | 33 | 33 |  | TL090 ASPERMONT | PAINT CREEK | 138 | 138 | 2-39.74 | 39.74 | 0 | 1 | 477.0 ACSR | 0 | 0 | 0 | 0 | 0 | 0 | 0 | 0 | 0 | 0 | 0 | 0 | 0 | 0 | 0 | 0 | 0 | 0 | 0 | 0 | 0 | 0 | 0 | 12
NO |  | 189 | 2012 | 1 | 34 | 34 |  | TL092A LCRA CRANE | RIO PECOS CKT #1 | 138 | 138 | 1-0.82 | 23.45 | 0 | 1 | 636.0 ACSR | 0 | 0 | 0 | 0 | 0 | 0 | 0 | 0 | 0 | 0 | 0 | 0 | 0 | 0 | 0 | 0 | 0 | 0 | 0 | 0 | 0 | 0 | 0 | 12
NO |  | 189 | 2012 | 1 | 35 | 35 |  |  |  | 0 | 0 | 2-22.83 | 0 | 0 | 0 | 795.0 ACSR | 0 | 0 | 0 | 0 | 0 | 0 | 0 | 0 | 0 | 0 | 0 | 0 | 0 | 0 | 0 | 0 | 0 | 0 | 0 | 0 | 0 | 0 | 0 | 12
NO |  | 189 | 2012 | 2 | 1 | 1 |  | TL092B TEXAS NEW MEXICO TAP | CRANE TAP #2 | 69 | 138 | 1-0.1 | 0.1 | 0 | 1 | 4/0 ACSR | 0 | 0 | 0 | 0 | 0 | 0 | 0 | 0 | 0 | 0 | 0 | 0 | 0 | 0 | 0 | 0 | 0 | 0 | 0 | 0 | 0 | 0 | 0 | 12
NO |  | 189 | 2012 | 2 | 2 | 2 |  | TL093 SAN ANGELO POWER | YELLOWJACKET | 138 | 138 | 1-0.85 | 54.82 | 0 | 1 | 477.0 ACSR | 0 | 0 | 0 | 0 | 0 | 0 | 0 | 0 | 0 | 0 | 0 | 0 | 0 | 0 | 0 | 0 | 0 | 0 | 0 | 0 | 0 | 0 | 0 | 12
NO |  | 189 | 2012 | 2 | 3 | 3 |  |  |  | 0 | 0 | 2-54.31 | 0 | 0 | 0 | 795 ACSS | 0 | 0 | 0 | 0 | 0 | 0 | 0 | 0 | 0 | 0 | 0 | 0 | 0 | 0 | 0 | 0 | 0 | 0 | 0 | 0 | 0 | 0 | 0 | 12
NO |  | 189 | 2012 | 2 | 4 | 4 |  | TL094 PUTNAM | LEON CKT #2 | 138 | 138 | 2-21.93 | 21.93 | 0 | 1 | 4/0 ACSR | 0 | 0 | 0 | 0 | 0 | 0 | 0 | 0 | 0 | 0 | 0 | 0 | 0 | 0 | 0 | 0 | 0 | 0 | 0 | 0 | 0 | 0 | 0 | 12
NO |  | 189 | 2012 | 2 | 5 | 5 |  |  |  | 0 | 0 | 0 | 0 | 0 | 0 | 477.0 ACSR | 0 | 0 | 0 | 0 | 0 | 0 | 0 | 0 | 0 | 0 | 0 | 0 | 0 | 0 | 0 | 0 | 0 | 0 | 0 | 0 | 0 | 0 | 0 | 12
NO |  | 189 | 2012 | 2 | 6 | 6 |  | TL095 SAN ANGELO COLLEGE | SAN ANGELO POWER STATION | 138 | 138 | 2-2.75 | 2.75 | 0 | 1 | 795.0 ACSR | 0 | 0 | 0 | 0 | 0 | 0 | 0 | 0 | 0 | 0 | 0 | 0 | 0 | 0 | 0 | 0 | 0 | 0 | 0 | 0 | 0 | 0 | 0 | 12
NO |  | 189 | 2012 | 2 | 7 | 7 |  | HILLS |  | 0 | 0 | 0 | 0 | 0 | 0 |  | 0 | 0 | 0 | 0 | 0 | 0 | 0 | 0 | 0 | 0 | 0 | 0 | 0 | 0 | 0 | 0 | 0 | 0 | 0 | 0 | 0 | 0 | 0 | 12
NO |  | 189 | 2012 | 2 | 8 | 8 |  | TL097 EAST MUNDAY | PAINT CREEK EAST#2 | 138 | 138 | 2-26.67 | 26.67 | 0 | 1 | 477.0 ACSR | 0 | 0 | 0 | 0 | 0 | 0 | 0 | 0 | 0 | 0 | 0 | 0 | 0 | 0 | 0 | 0 | 0 | 0 | 0 | 0 | 0 | 0 | 0 | 12
NO |  | 189 | 2012 | 2 | 9 | 9 |  | TL100 BARRILLA JUNCTION | FORT STOCKTON PLANT | 138 | 138 | 2-25.45 | 25.45 | 0 | 1 | 477.0 ACSR | 0 | 0 | 0 | 0 | 0 | 0 | 0 | 0 | 0 | 0 | 0 | 0 | 0 | 0 | 0 | 0 | 0 | 0 | 0 | 0 | 0 | 0 | 0 | 12
NO |  | 189 | 2012 | 2 | 10 | 10 |  | TL111 ASPERMONT | SPUR | 138 | 138 | 1-10.19 | 45.55 | 0 | 1 | 477.0 ACSR | 0 | 0 | 0 | 0 | 0 | 0 | 0 | 0 | 0 | 0 | 0 | 0 | 0 | 0 | 0 | 0 | 0 | 0 | 0 | 0 | 0 | 0 | 0 | 12
NO |  | 189 | 2012 | 2 | 11 | 11 |  |  |  | 0 | 0 | 2-35.36 | 0 | 0 | 0 |  | 0 | 0 | 0 | 0 | 0 | 0 | 0 | 0 | 0 | 0 | 0 | 0 | 0 | 0 | 0 | 0 | 0 | 0 | 0 | 0 | 0 | 0 | 0 | 12
NO |  | 189 | 2012 | 2 | 12 | 12 |  | TL113 ALAMITO CREEK | BARRILLA JUNCTION | 138 | 138 | 1-0.32 | 67.41 | 0 | 1 | 477.0 ACSR | 0 | 0 | 0 | 0 | 0 | 0 | 0 | 0 | 0 | 0 | 0 | 0 | 0 | 0 | 0 | 0 | 0 | 0 | 0 | 0 | 0 | 0 | 0 | 12
NO |  | 189 | 2012 | 2 | 13 | 13 |  |  |  | 0 | 0 | 2-67.09 | 0 | 0 | 0 |  | 0 | 0 | 0 | 0 | 0 | 0 | 0 | 0 | 0 | 0 | 0 | 0 | 0 | 0 | 0 | 0 | 0 | 0 | 0 | 0 | 0 | 0 | 0 | 12
NO |  | 189 | 2012 | 2 | 14 | 14 |  | TL117 NORTH SAN ANGELO | SAN ANGELO COLLEGE HILLS | 138 | 138 | 1-2.1 | 8.57 | 0 | 1 | 795.0 ACSR | 0 | 0 | 0 | 0 | 0 | 0 | 0 | 0 | 0 | 0 | 0 | 0 | 0 | 0 | 0 | 0 | 0 | 0 | 0 | 0 | 0 | 0 | 0 | 12
NO |  | 189 | 2012 | 2 | 15 | 15 |  |  |  | 0 | 0 | 2-6.48 | 0 | 0 | 0 |  | 0 | 0 | 0 | 0 | 0 | 0 | 0 | 0 | 0 | 0 | 0 | 0 | 0 | 0 | 0 | 0 | 0 | 0 | 0 | 0 | 0 | 0 | 0 | 12
NO |  | 189 | 2012 | 2 | 16 | 16 |  | TL120A CEDAR HILL | OAK CREEK | 138 | 138 | 2-26.36 | 26.36 | 0 | 1 | 4/0 ACSR | 0 | 0 | 0 | 0 | 0 | 0 | 0 | 0 | 0 | 0 | 0 | 0 | 0 | 0 | 0 | 0 | 0 | 0 | 0 | 0 | 0 | 0 | 0 | 12
NO |  | 189 | 2012 | 2 | 17 | 17 |  | TL120B FORT CHADBOURNE TAP | FORT CHADBOURNE | 138 | 138 | 2-0.02 | 0.02 | 0 | 1 | 4/0 ACSR | 0 | 0 | 0 | 0 | 0 | 0 | 0 | 0 | 0 | 0 | 0 | 0 | 0 | 0 | 0 | 0 | 0 | 0 | 0 | 0 | 0 | 0 | 0 | 12
NO |  | 189 | 2012 | 2 | 18 | 18 |  | TL122 ABILENE MULBERRY | ABILENE NORTHWEST | 138 | 138 | 2-2.59 | 2.59 | 0 | 1 | 1272.0 AAC | 0 | 0 | 0 | 0 | 0 | 0 | 0 | 0 | 0 | 0 | 0 | 0 | 0 | 0 | 0 | 0 | 0 | 0 | 0 | 0 | 0 | 0 | 0 | 12
NO |  | 189 | 2012 | 2 | 19 | 19 |  |  |  | 0 | 0 | 0 | 0 | 0 | 0 | 1272.0 ACSR | 0 | 0 | 0 | 0 | 0 | 0 | 0 | 0 | 0 | 0 | 0 | 0 | 0 | 0 | 0 | 0 | 0 | 0 | 0 | 0 | 0 | 0 | 0 | 12
NO |  | 189 | 2012 | 2 | 20 | 20 |  | TL123 FORT MASON | YELLOWJACKET | 138 | 138 | 1-1.05 | 38.27 | 0 | 1 | 477.0 ACSR | 0 | 0 | 0 | 0 | 0 | 0 | 0 | 0 | 0 | 0 | 0 | 0 | 0 | 0 | 0 | 0 | 0 | 0 | 0 | 0 | 0 | 0 | 0 | 12
NO |  | 189 | 2012 | 2 | 21 | 21 |  |  |  | 0 | 0 | 2-37.22 | 0 | 0 | 0 | 795 ACSS | 0 | 0 | 0 | 0 | 0 | 0 | 0 | 0 | 0 | 0 | 0 | 0 | 0 | 0 | 0 | 0 | 0 | 0 | 0 | 0 | 0 | 0 | 0 | 12
NO |  | 189 | 2012 | 2 | 22 | 22 |  | TL124 FORT MASON | GILLESPIE COUNTY LINE | 138 | 138 | 2-22.87 | 22.87 | 0 | 1 | 477.0 ACSR | 0 | 0 | 0 | 0 | 0 | 0 | 0 | 0 | 0 | 0 | 0 | 0 | 0 | 0 | 0 | 0 | 0 | 0 | 0 | 0 | 0 | 0 | 0 | 12
NO |  | 189 | 2012 | 2 | 23 | 23 |  | TL127A BALLINGER | SANTA ANNA CKT #1 | 138 | 138 | 1-0.56 | 38.38 | 0 | 1 | 477.0 ACSR | 0 | 0 | 0 | 0 | 0 | 0 | 0 | 0 | 0 | 0 | 0 | 0 | 0 | 0 | 0 | 0 | 0 | 0 | 0 | 0 | 0 | 0 | 0 | 12
NO |  | 189 | 2012 | 2 | 24 | 24 |  |  |  | 0 | 0 | 2-37.82 | 0 | 0 | 0 |  | 0 | 0 | 0 | 0 | 0 | 0 | 0 | 0 | 0 | 0 | 0 | 0 | 0 | 0 | 0 | 0 | 0 | 0 | 0 | 0 | 0 | 0 | 0 | 12
NO |  | 189 | 2012 | 2 | 25 | 25 |  | TL127B EAST COLEMAN TAP | EAST COLEMAN | 138 | 138 | 2-2.98 | 2.98 | 0 | 1 | 477.0 ACSR | 0 | 0 | 0 | 0 | 0 | 0 | 0 | 0 | 0 | 0 | 0 | 0 | 0 | 0 | 0 | 0 | 0 | 0 | 0 | 0 | 0 | 0 | 0 | 12
NO |  | 189 | 2012 | 2 | 26 | 26 |  | TL128 OKLAUNION | VERNON | 138 | 138 | 1-2.55 | 9.27 | 0 | 1 | 795.0 ACSR | 0 | 0 | 0 | 0 | 0 | 0 | 0 | 0 | 0 | 0 | 0 | 0 | 0 | 0 | 0 | 0 | 0 | 0 | 0 | 0 | 0 | 0 | 0 | 12
NO |  | 189 | 2012 | 2 | 27 | 27 |  |  |  | 0 | 0 | 2-6.72 | 0 | 0 | 0 |  | 0 | 0 | 0 | 0 | 0 | 0 | 0 | 0 | 0 | 0 | 0 | 0 | 0 | 0 | 0 | 0 | 0 | 0 | 0 | 0 | 0 | 0 | 0 | 12
NO |  | 189 | 2012 | 2 | 28 | 28 |  | TL129 ABILENE ELM CREEK | ABILENE MULBERRY CREEK | 138 | 138 | 1-0.52 | 5.71 | 0 | 1 | 1272.0 AAC | 0 | 0 | 0 | 0 | 0 | 0 | 0 | 0 | 0 | 0 | 0 | 0 | 0 | 0 | 0 | 0 | 0 | 0 | 0 | 0 | 0 | 0 | 0 | 12
NO |  | 189 | 2012 | 2 | 29 | 29 |  |  |  | 0 | 0 | 2-5.19 | 0 | 0 | 0 |  | 0 | 0 | 0 | 0 | 0 | 0 | 0 | 0 | 0 | 0 | 0 | 0 | 0 | 0 | 0 | 0 | 0 | 0 | 0 | 0 | 0 | 0 | 0 | 12
NO |  | 189 | 2012 | 2 | 30 | 30 |  | TL133 OKLAUNION | SOUTHWEST VERNON | 138 | 138 | 2-7.48 | 7.48 | 0 | 1 | 795.0 ACSR | 0 | 0 | 0 | 0 | 0 | 0 | 0 | 0 | 0 | 0 | 0 | 0 | 0 | 0 | 0 | 0 | 0 | 0 | 0 | 0 | 0 | 0 | 0 | 12
NO |  | 189 | 2012 | 2 | 31 | 31 |  | TL136 SPUR | SUN | 138 | 138 | 1-0.31 | 17.79 | 0 | 1 | 795.0 ACSR | 0 | 0 | 0 | 0 | 0 | 0 | 0 | 0 | 0 | 0 | 0 | 0 | 0 | 0 | 0 | 0 | 0 | 0 | 0 | 0 | 0 | 0 | 0 | 12
NO |  | 189 | 2012 | 2 | 32 | 32 |  |  |  | 0 | 0 | 2-17.48 | 0 | 0 | 0 |  | 0 | 0 | 0 | 0 | 0 | 0 | 0 | 0 | 0 | 0 | 0 | 0 | 0 | 0 | 0 | 0 | 0 | 0 | 0 | 0 | 0 | 0 | 0 | 12
NO |  | 189 | 2012 | 2 | 33 | 33 |  | TL138 PADUCAH CLARE STREET | WEST CHILDRESS | 138 | 138 | 1-1.87 | 31.42 | 0 | 1 | 477.0 ACSR | 0 | 0 | 0 | 0 | 0 | 0 | 0 | 0 | 0 | 0 | 0 | 0 | 0 | 0 | 0 | 0 | 0 | 0 | 0 | 0 | 0 | 0 | 0 | 12
NO |  | 189 | 2012 | 2 | 34 | 34 |  |  |  | 0 | 0 | 2-29.55 | 0 | 0 | 0 |  | 0 | 0 | 0 | 0 | 0 | 0 | 0 | 0 | 0 | 0 | 0 | 0 | 0 | 0 | 0 | 0 | 0 | 0 | 0 | 0 | 0 | 0 | 0 | 12
NO |  | 189 | 2012 | 2 | 35 | 35 |  | TL140 BARRILLA JUNCTION | PERMIAN BASIN | 138 | 138 | 2-37.76 | 37.76 | 0 | 1 | 477.0 ACSR | 0 | 0 | 0 | 0 | 0 | 0 | 0 | 0 | 0 | 0 | 0 | 0 | 0 | 0 | 0 | 0 | 0 | 0 | 0 | 0 | 0 | 0 | 0 | 12
NO |  | 189 | 2012 | 3 | 1 | 1 |  | TL141 FRIEND RANCH | SONORA | 138 | 138 | 1-32.85 | 32.85 | 0 | 1 | 477.0 ACSR | 0 | 0 | 0 | 0 | 0 | 0 | 0 | 0 | 0 | 0 | 0 | 0 | 0 | 0 | 0 | 0 | 0 | 0 | 0 | 0 | 0 | 0 | 0 | 12
NO |  | 189 | 2012 | 3 | 2 | 2 |  | TL242 BIG LAKE | FRIEND RANCH | 138 | 138 | 1-39.75 | 39.75 | 0 | 1 | 477.0 ACSR | 0 | 0 | 0 | 0 | 0 | 0 | 0 | 0 | 0 | 0 | 0 | 0 | 0 | 0 | 0 | 0 | 0 | 0 | 0 | 0 | 0 | 0 | 0 | 12
NO |  | 189 | 2012 | 3 | 3 | 3 |  | TL243 LCRA NORTH MCCAMEY | NORTH MCCAMEY | 138 | 138 | 1-0.19 | 0.19 | 0 | 1 | 795.0 ACSR | 0 | 0 | 0 | 0 | 0 | 0 | 0 | 0 | 0 | 0 | 0 | 0 | 0 | 0 | 0 | 0 | 0 | 0 | 0 | 0 | 0 | 0 | 0 | 12
NO |  | 189 | 2012 | 3 | 4 | 4 |  | TL310 BLUFF CREEK | BUFFALO GAP | 138 | 138 | 1-2.04 | 2.04 | 0 | 1 | 2x795.0 ACSS | 0 | 0 | 0 | 0 | 0 | 0 | 0 | 0 | 0 | 0 | 0 | 0 | 0 | 0 | 0 | 0 | 0 | 0 | 0 | 0 | 0 | 0 | 0 | 12
NO |  | 189 | 2012 | 3 | 5 | 5 |  | 69 kV (175 Lines) |  | 69 | 69 | 1,2,3 | 2421.2 | 45.12 | 0 | Various | 0 | 0 | 0 | 0 | 0 | 0 | 0 | 0 | 0 | 0 | 0 | 0 | 0 | 0 | 0 | 0 | 0 | 0 | 0 | 0 | 0 | 0 | 0 | 12
NO |  | 189 | 2012 | 3 | 9 | 9 |  | Line costs and expense are | not available by individual | 0 | 0 |  | 0 | 0 | 0 |  | 10892797 | 227406375 | 238299172 | 253550 | 1831394 | 0 | 2084944 | 0 | 0 | 0 | 0 | 0 | 0 | 0 | 0 | 0 | 0 | 0 | 0 | 0 | 0 | 0 | 0 | 12
NO |  | 189 | 2012 | 3 | 10 | 10 |  | transmission line. | Totals shown in col j-p | 0 | 0 |  | 0 | 0 | 0 |  | 0 | 0 | 0 | 0 | 0 | 0 | 0 | 0 | 0 | 0 | 0 | 0 | 0 | 0 | 0 | 0 | 0 | 0 | 0 | 0 | 0 | 0 | 0 | 12
NO |  | 189 | 2012 | 0 | 36 | 36 |  | TOTAL |  | 0 | 0 |  | 4065.56 | 58.63 | 69 |  | 10892797 | 227406375 | 238299172 | 253550 | 1831394 | 0 | 2084944 | 0 | 0 | 0 | 0 | 0 | 0 | 0 | 0 | 0 | 0 | 0 | 0 | 0 | 0 | 0 | 0 | 12
NO |  | 73 | 2012 | 0 | 1 | 1 |  | STATE OF INDIANA |  | 0 | 0 |  | 0 | 0 | 0 |  | 0 | 0 | 0 | 0 | 0 | 0 | 0 | 0 | 0 | 0 | 0 | 0 | 0 | 0 | 0 | 0 | 0 | 0 | 0 | 0 | 0 | 0 | 0 | 12
NO |  | 73 | 2012 | 0 | 2 | 2 |  | 6128 DUMONT | JEFFERSON | 765 | 765 | ALUM TOWER | 202.76 | 0 | 1 | 4-954 MCM | 2885193 | 44045181 | 46930374 | 0 | 0 | 0 | 0 | 0 | 0 | 0 | 0 | 0 | 0 | 0 | 0 | 0 | 0 | 0 | 0 | 0 | 0 | 0 | 0 | 12
NO |  | 73 | 2012 | 0 | 3 | 3 |  | 6128 DUMONT | JEFFERSON | 765 | 765 | STEEL TOWER | 0.24 | 0 | 0 | 4-954 MCM | 0 | 0 | 0 | 0 | 0 | 0 | 0 | 0 | 0 | 0 | 0 | 0 | 0 | 0 | 0 | 0 | 0 | 0 | 0 | 0 | 0 | 0 | 0 | 12
NO |  | 73 | 2012 | 0 | 4 | 4 |  | 6136 DUMONT | WILTON CENTER | 765 | 765 | STEEL TOWER | 63 | 0 | 1 | 4-954 MCM | 1542558 | 9393863 | 10936421 | 0 | 0 | 0 | 0 | 0 | 0 | 0 | 0 | 0 | 0 | 0 | 0 | 0 | 0 | 0 | 0 | 0 | 0 | 0 | 0 | 12
NO |  | 73 | 2012 | 0 | 5 | 5 |  | 6141 DUMONT | MARYSVILLE | 765 | 765 | STEEL TOWER | 104 | 0 | 1 | 4-954 MCM | 1234793 | 19788959 | 21023752 | 0 | 0 | 0 | 0 | 0 | 0 | 0 | 0 | 0 | 0 | 0 | 0 | 0 | 0 | 0 | 0 | 0 | 0 | 0 | 0 | 12
NO |  | 73 | 2012 | 0 | 6 | 6 |  | 6215 D.C. COOK | DUMONT | 765 | 765 | STEEL TOWER | 20 | 0 | 1 | 4-954 MCM | 431470 | 5244378 | 5675848 | 0 | 0 | 0 | 0 | 0 | 0 | 0 | 0 | 0 | 0 | 0 | 0 | 0 | 0 | 0 | 0 | 0 | 0 | 0 | 0 | 12
NO |  | 73 | 2012 | 0 | 7 | 7 |  | 6223 ROCKPORT | JEFFERSON | 765 | 765 | STEEL TOWER | 111 | 0 | 1 | 4-1351 MCM | 6290324 | 89243898 | 95534222 | 0 | 0 | 0 | 0 | 0 | 0 | 0 | 0 | 0 | 0 | 0 | 0 | 0 | 0 | 0 | 0 | 0 | 0 | 0 | 0 | 12
NO |  | 73 | 2012 | 0 | 8 | 8 |  | 6224 ROCKPORT | SULLIVAN | 765 | 765 | STEEL TOWER | 97 | 0 | 1 | 4-1351 MCM | 14100277 | 67827548 | 81927825 | 0 | 0 | 0 | 0 | 0 | 0 | 0 | 0 | 0 | 0 | 0 | 0 | 0 | 0 | 0 | 0 | 0 | 0 | 0 | 0 | 12
NO |  | 73 | 2012 | 0 | 9 | 9 |  | 6226 JEFFERSON | WEST | 765 | 765 |  | 0 | 0 | 0 |  | 761721 | 9497 | 771218 | 0 | 0 | 0 | 0 | 0 | 0 | 0 | 0 | 0 | 0 | 0 | 0 | 0 | 0 | 0 | 0 | 0 | 0 | 0 | 0 | 12
NO |  | 73 | 2012 | 0 | 10 | 10 |  | 6236 HANGING ROCK | JEFFERSON | 765 | 765 | STEEL TOWER | 1 | 0 | 1 | 4-1351 MCM | 31637 | 766942 | 798579 | 0 | 0 | 0 | 0 | 0 | 0 | 0 | 0 | 0 | 0 | 0 | 0 | 0 | 0 | 0 | 0 | 0 | 0 | 0 | 0 | 12
NO |  | 73 | 2012 | 0 | 11 | 11 |  | 0675 TANNERS CREEK | SORENSON | 345 | 345 | STEEL TOWER | 136 | 0 | 2 | 1275 MCM | 667658 | 12385879 | 13053537 | 0 | 0 | 0 | 0 | 0 | 0 | 0 | 0 | 0 | 0 | 0 | 0 | 0 | 0 | 0 | 0 | 0 | 0 | 0 | 0 | 12
NO |  | 73 | 2012 | 0 | 12 | 12 |  | 0676 SORENSON | EAST LIMA | 345 | 345 | STEEL TOWER | 30 | 0 | 1 | 1275 MCM | 107576 | 1563129 | 1670705 | 0 | 0 | 0 | 0 | 0 | 0 | 0 | 0 | 0 | 0 | 0 | 0 | 0 | 0 | 0 | 0 | 0 | 0 | 0 | 0 | 12
NO |  | 73 | 2012 | 0 | 13 | 13 |  | 0677 BREED | DEQUINE EAST | 345 | 345 | STEEL TOWER | 188.19 | 0 | 2 | 1414 MCM | 533312 | 12823755 | 13357067 | 0 | 0 | 0 | 0 | 0 | 0 | 0 | 0 | 0 | 0 | 0 | 0 | 0 | 0 | 0 | 0 | 0 | 0 | 0 | 0 | 12
NO |  | 73 | 2012 | 0 | 14 | 14 |  | 0678 DEQUINE | OLIVE | 345 | 345 | STEEL TOWER | 0.45 | 0 | 0 | 2303 ACSR 54/37 | 481571 | 11958809 | 12440380 | 0 | 0 | 0 | 0 | 0 | 0 | 0 | 0 | 0 | 0 | 0 | 0 | 0 | 0 | 0 | 0 | 0 | 0 | 0 | 0 | 12
NO |  | 73 | 2012 | 0 | 15 | 15 |  | 0679 SORENSON | OLIVE | 345 | 345 | STEEL TOWER | 78 | 0 | 2 | 1414 MCM | 447262 | 7970440 | 8417702 | 0 | 0 | 0 | 0 | 0 | 0 | 0 | 0 | 0 | 0 | 0 | 0 | 0 | 0 | 0 | 0 | 0 | 0 | 0 | 0 | 12
NO |  | 73 | 2012 | 0 | 16 | 16 |  | 0680 OLIVE | GOODINGS GROVE | 345 | 345 | STEEL TOWER | 41 | 0 | 2 | 1414 MCM | 429643 | 4672226 | 5101869 | 0 | 0 | 0 | 0 | 0 | 0 | 0 | 0 | 0 | 0 | 0 | 0 | 0 | 0 | 0 | 0 | 0 | 0 | 0 | 0 | 12
NO |  | 73 | 2012 | 0 | 17 | 17 |  | 0683 DESOTO | JCT TOWER (MAR. CO) | 345 | 345 | STEEL TOWER | 53 | 6 | 1 | 2-954 MCM | 513937 | 3976476 | 4490413 | 0 | 0 | 0 | 0 | 0 | 0 | 0 | 0 | 0 | 0 | 0 | 0 | 0 | 0 | 0 | 0 | 0 | 0 | 0 | 0 | 12
NO |  | 73 | 2012 | 0 | 18 | 18 |  | 0684 TANNERS CREEK | JUNCTION TOWER | 345 | 345 | ST & ALUM TWR | 80 | 0 | 1 | 2-954 MCM | 457068 | 6585480 | 7042548 | 0 | 0 | 0 | 0 | 0 | 0 | 0 | 0 | 0 | 0 | 0 | 0 | 0 | 0 | 0 | 0 | 0 | 0 | 0 | 0 | 12
NO |  | 73 | 2012 | 0 | 19 | 19 |  | 0685 HANNA | JUNCTION TOWER | 345 | 345 |  | 0 | 0 | 0 |  | 232250 | 717371 | 949621 | 0 | 0 | 0 | 0 | 0 | 0 | 0 | 0 | 0 | 0 | 0 | 0 | 0 | 0 | 0 | 0 | 0 | 0 | 0 | 0 | 12
NO |  | 73 | 2012 | 0 | 20 | 20 |  | 0687 TANNERS CREEK | MIAMI FORT | 345 | 345 | STEEL TOWER | 0 | 0 | 2 | 2-954 MCM | 0 | 197170 | 197170 | 0 | 0 | 0 | 0 | 0 | 0 | 0 | 0 | 0 | 0 | 0 | 0 | 0 | 0 | 0 | 0 | 0 | 0 | 0 | 0 | 12
NO |  | 73 | 2012 | 0 | 21 | 21 |  | 0688 EUGENE | SIDNEY | 345 | 345 | WOOD POLE | 2 | 0 | 1 | 1414 MCM | 10088 | 602243 | 612331 | 0 | 0 | 0 | 0 | 0 | 0 | 0 | 0 | 0 | 0 | 0 | 0 | 0 | 0 | 0 | 0 | 0 | 0 | 0 | 0 | 12
NO |  | 73 | 2012 | 0 | 22 | 22 |  | 0689 SORENSON-OLIVE | TWIN BRANCH | 345 | 345 | STEEL TOWER | 11 | 0 | 2 | 1563 MCM | 228725 | 1781982 | 2010707 | 0 | 0 | 0 | 0 | 0 | 0 | 0 | 0 | 0 | 0 | 0 | 0 | 0 | 0 | 0 | 0 | 0 | 0 | 0 | 0 | 12
NO |  | 73 | 2012 | 0 | 23 | 23 |  | 0690 BREED | CIPSCO | 345 | 345 | STEEL TOWER | 1 | 0 | 1 | 2-1024 MCM | 0 | 314122 | 314122 | 0 | 0 | 0 | 0 | 0 | 0 | 0 | 0 | 0 | 0 | 0 | 0 | 0 | 0 | 0 | 0 | 0 | 0 | 0 | 0 | 12
NO |  | 73 | 2012 | 0 | 24 | 24 |  | 0691 BREED | PETERSBURG | 345 | 345 | STEEL TOWER | 1 | 0 | 1 | 2-954 MCM | 0 | 188845 | 188845 | 0 | 0 | 0 | 0 | 0 | 0 | 0 | 0 | 0 | 0 | 0 | 0 | 0 | 0 | 0 | 0 | 0 | 0 | 0 | 0 | 12
NO |  | 73 | 2012 | 0 | 25 | 25 |  | 6118 ROBISON PARK | SORENSON-EAST LIMA | 345 | 345 | STEEL TOWER | 23 | 0 | 1 | 1414 MCM | 169866 | 2753663 | 2923529 | 0 | 0 | 0 | 0 | 0 | 0 | 0 | 0 | 0 | 0 | 0 | 0 | 0 | 0 | 0 | 0 | 0 | 0 | 0 | 0 | 12
NO |  | 73 | 2012 | 0 | 26 | 26 |  | 6119 COOK | OLIVE | 345 | 345 | STEEL TOWER | 4 | 0 | 2 | 2-954 MCM | 30751 | 1134850 | 1165601 | 0 | 0 | 0 | 0 | 0 | 0 | 0 | 0 | 0 | 0 | 0 | 0 | 0 | 0 | 0 | 0 | 0 | 0 | 0 | 0 | 12
NO |  | 73 | 2012 | 0 | 27 | 27 |  | 6122 DUMONT | OLIVE | 345 | 345 | STEEL TOWER | 15 | 0 | 2 | 2-954 MCM | 180037 | 2836290 | 3016327 | 0 | 0 | 0 | 0 | 0 | 0 | 0 | 0 | 0 | 0 | 0 | 0 | 0 | 0 | 0 | 0 | 0 | 0 | 0 | 0 | 12
NO |  | 73 | 2012 | 0 | 28 | 28 |  | 6123 DUMONT | TWIN BRANCH | 345 | 345 | STEEL TOWER | 17 | 0 | 2 | 2-954 MCM | 344829 | 3542279 | 3887108 | 0 | 0 | 0 | 0 | 0 | 0 | 0 | 0 | 0 | 0 | 0 | 0 | 0 | 0 | 0 | 0 | 0 | 0 | 0 | 0 | 12
NO |  | 73 | 2012 | 0 | 29 | 29 |  | 6125 ROBISON PARK | EAST | 345 | 345 |  | 0 | 0 | 0 |  | 173109 | 0 | 173109 | 0 | 0 | 0 | 0 | 0 | 0 | 0 | 0 | 0 | 0 | 0 | 0 | 0 | 0 | 0 | 0 | 0 | 0 | 0 | 0 | 12
NO |  | 73 | 2012 | 0 | 30 | 30 |  | 6133 DUMONT | BABCOCK | 345 | 345 | STEEL TOWER | 9 | 0 | 1 | 2-954 MCM | 163248 | 1253123 | 1416371 | 0 | 0 | 0 | 0 | 0 | 0 | 0 | 0 | 0 | 0 | 0 | 0 | 0 | 0 | 0 | 0 | 0 | 0 | 0 | 0 | 12
NO |  | 73 | 2012 | 0 | 31 | 31 |  | 6145 TWIN BRANCH | COOK-ROB PARK JCT | 345 | 345 | STEEL TOWER | 6 | 0 | 2 | 2-954 MCM | 60475 | 1340352 | 1400827 | 0 | 0 | 0 | 0 | 0 | 0 | 0 | 0 | 0 | 0 | 0 | 0 | 0 | 0 | 0 | 0 | 0 | 0 | 0 | 0 | 12
NO |  | 73 | 2012 | 0 | 32 | 32 |  | 6147 COOK | ROBISON PARK | 345 | 345 | STEEL TOWER | 68 | 0 | 2 | 2-954 MCM | 1604704 | 14643414 | 16248118 | 0 | 0 | 0 | 0 | 0 | 0 | 0 | 0 | 0 | 0 | 0 | 0 | 0 | 0 | 0 | 0 | 0 | 0 | 0 | 0 | 12
NO |  | 73 | 2012 | 0 | 33 | 33 |  | 6148 JACKSON ROAD | SORENSON-OLIVE | 345 | 345 | STEEL TOWER | 4 | 0 | 2 | 2303 MCM | 219514 | 1040472 | 1259986 | 0 | 0 | 0 | 0 | 0 | 0 | 0 | 0 | 0 | 0 | 0 | 0 | 0 | 0 | 0 | 0 | 0 | 0 | 0 | 0 | 12
NO |  | 73 | 2012 | 0 | 34 | 34 |  | 6213 COOK-ROB-PARK JCT | ARGENTA | 345 | 345 | STEEL TOWER | 2 | 0 | 2 | 2-954 MCM | 95761 | 909779 | 1005540 | 0 | 0 | 0 | 0 | 0 | 0 | 0 | 0 | 0 | 0 | 0 | 0 | 0 | 0 | 0 | 0 | 0 | 0 | 0 | 0 | 12
NO |  | 73 | 2012 | 0 | 35 | 35 |  | 6237 JACKSON ROAD | WEST | 345 | 345 |  | 0 | 0 | 0 |  | 47407 | 0 | 47407 | 0 | 0 | 0 | 0 | 0 | 0 | 0 | 0 | 0 | 0 | 0 | 0 | 0 | 0 | 0 | 0 | 0 | 0 | 0 | 0 | 12
NO |  | 73 | 2012 | 1 | 1 | 1 |  | 6240 TWIN BRANCH | SUBSTATION CORRIDOR | 345 | 345 |  | 0 | 0 | 0 |  | 8817 | 0 | 8817 | 0 | 0 | 0 | 0 | 0 | 0 | 0 | 0 | 0 | 0 | 0 | 0 | 0 | 0 | 0 | 0 | 0 | 0 | 0 | 0 | 12
NO |  | 73 | 2012 | 1 | 2 | 2 |  | 6256 BREED | SULLIVAN | 345 | 345 | STEEL TOWER | 2 | 0 | 2 | 1351.5 MCM | 0 | 1580285 | 1580285 | 0 | 0 | 0 | 0 | 0 | 0 | 0 | 0 | 0 | 0 | 0 | 0 | 0 | 0 | 0 | 0 | 0 | 0 | 0 | 0 | 12
NO |  | 73 | 2012 | 1 | 3 | 3 |  | 6259 COLLINGWOOD | SOUTH BUTLER | 345 | 345 | STEEL POLE | 12 | 0 | 1 | 2-954 MCM | 652439 | 3138865 | 3791304 | 0 | 0 | 0 | 0 | 0 | 0 | 0 | 0 | 0 | 0 | 0 | 0 | 0 | 0 | 0 | 0 | 0 | 0 | 0 | 0 | 12
NO |  | 73 | 2012 | 1 | 4 | 4 |  | 6127 EAST ELKHART TAP |  | 138 | 138 |  | 0 | 0 | 0 |  | 6269 | 126553 | 132822 | 0 | 0 | 0 | 0 | 0 | 0 | 0 | 0 | 0 | 0 | 0 | 0 | 0 | 0 | 0 | 0 | 0 | 0 | 0 | 0 | 12
NO |  | 73 | 2012 | 1 | 5 | 5 |  | 6232 GODMAN TAP |  | 34 | 138 |  | 0 | 0 | 0 |  | 10045 | 93336 | 103381 | 0 | 0 | 0 | 0 | 0 | 0 | 0 | 0 | 0 | 0 | 0 | 0 | 0 | 0 | 0 | 0 | 0 | 0 | 0 | 0 | 12
NO |  | 73 | 2012 | 1 | 6 | 6 |  | 0602 TWIN BRANCH | RIVERSIDE | 138 | 138 | STEEL TOWER | 6 | 0 | 2 | 397.5 MCM | 89823 | 317682 | 407505 | 0 | 0 | 0 | 0 | 0 | 0 | 0 | 0 | 0 | 0 | 0 | 0 | 0 | 0 | 0 | 0 | 0 | 0 | 0 | 0 | 12
NO |  | 73 | 2012 | 1 | 7 | 7 |  | 0603 TWIN BRANCH | SOUTH BEND | 138 | 138 | STEEL TOWER | 5 | 0 | 1 | 397.5 MCM | 109232 | 337821 | 447053 | 0 | 0 | 0 | 0 | 0 | 0 | 0 | 0 | 0 | 0 | 0 | 0 | 0 | 0 | 0 | 0 | 0 | 0 | 0 | 0 | 12
NO |  | 73 | 2012 | 1 | 8 | 8 |  | 0604 TWIN BRANCH | ROBISON PARK | 138 | 138 | STEEL TOWER | 65 | 0 | 2 | 397.5 MCM | 104914 | 1947803 | 2052717 | 0 | 0 | 0 | 0 | 0 | 0 | 0 | 0 | 0 | 0 | 0 | 0 | 0 | 0 | 0 | 0 | 0 | 0 | 0 | 0 | 12
NO |  | 73 | 2012 | 1 | 9 | 9 |  | 0605 SOUTH BEND | MICHIGAN CITY | 138 | 138 | STEEL TOWER | 0 | 0 | 1 | 397.5 MCM | 112011 | 2958657 | 3070668 | 0 | 0 | 0 | 0 | 0 | 0 | 0 | 0 | 0 | 0 | 0 | 0 | 0 | 0 | 0 | 0 | 0 | 0 | 0 | 0 | 12
NO |  | 73 | 2012 | 1 | 10 | 10 |  | 0606 ROBISON PARK | HAVILAND | 138 | 138 | STEEL TOWER | 20 | 0 | 2 | 397.5 MCM | 26662 | 788903 | 815565 | 0 | 0 | 0 | 0 | 0 | 0 | 0 | 0 | 0 | 0 | 0 | 0 | 0 | 0 | 0 | 0 | 0 | 0 | 0 | 0 | 12
NO |  | 73 | 2012 | 1 | 11 | 11 |  | 0607 ROBISON PARK | DEER CREEK | 138 | 138 | STEEL TOWER | 60 | 0 | 2 | 397.5 MCM | 146959 | 2381394 | 2528353 | 0 | 0 | 0 | 0 | 0 | 0 | 0 | 0 | 0 | 0 | 0 | 0 | 0 | 0 | 0 | 0 | 0 | 0 | 0 | 0 | 12
NO |  | 73 | 2012 | 1 | 12 | 12 |  | 0608 DEER CREEK | KOKOMO | 138 | 138 | STEEL TOWER | 7 | 0 | 1 | 336.4 MCM | 20552 | 387202 | 407754 | 0 | 0 | 0 | 0 | 0 | 0 | 0 | 0 | 0 | 0 | 0 | 0 | 0 | 0 | 0 | 0 | 0 | 0 | 0 | 0 | 12
NO |  | 73 | 2012 | 1 | 13 | 13 |  | 0609 CONCORD TAP |  | 138 | 138 | STEEL TOWER | 4 | 0 | 2 | 397.5 MCM | 45025 | 368110 | 413135 | 0 | 0 | 0 | 0 | 0 | 0 | 0 | 0 | 0 | 0 | 0 | 0 | 0 | 0 | 0 | 0 | 0 | 0 | 0 | 0 | 12
NO |  | 73 | 2012 | 1 | 14 | 14 |  | 0613 TWIN BRANCH | JACKSON ROAD | 138 | 138 | STEEL TOWER | 8 | 0 | 2 | 447 MCM | 100708 | 908587 | 1009295 | 0 | 0 | 0 | 0 | 0 | 0 | 0 | 0 | 0 | 0 | 0 | 0 | 0 | 0 | 0 | 0 | 0 | 0 | 0 | 0 | 12
NO |  | 73 | 2012 | 1 | 15 | 15 |  | 0614 LINCOLN TAP |  | 138 | 138 | STEEL TOWER | 4 | 0 | 2 | 397.5 MCM | 48572 | 134586 | 183158 | 0 | 0 | 0 | 0 | 0 | 0 | 0 | 0 | 0 | 0 | 0 | 0 | 0 | 0 | 0 | 0 | 0 | 0 | 0 | 0 | 12
NO |  | 73 | 2012 | 1 | 16 | 16 |  | 0615 TWIN BRANCH | ROBISON PARK | 138 | 138 | STEEL TOWER | 65.83 | 0 | 1 | 477 MCM | 317644 | 2142745 | 2460389 | 0 | 0 | 0 | 0 | 0 | 0 | 0 | 0 | 0 | 0 | 0 | 0 | 0 | 0 | 0 | 0 | 0 | 0 | 0 | 0 | 12
NO |  | 73 | 2012 | 1 | 17 | 17 |  | 0616 DEER CREEK | DELAWARE | 138 | 138 | STEEL TOWER | 24.5 | 0 | 2 | 397.5 MCM | 57269 | 1188353 | 1245622 | 0 | 0 | 0 | 0 | 0 | 0 | 0 | 0 | 0 | 0 | 0 | 0 | 0 | 0 | 0 | 0 | 0 | 0 | 0 | 0 | 12
NO |  | 73 | 2012 | 1 | 18 | 18 |  | 0617 DELAWARE | MADISON | 138 | 138 | STEEL TOWER | 19 | 0 | 2 | 397.5 MCM | 82081 | 498712 | 580793 | 0 | 0 | 0 | 0 | 0 | 0 | 0 | 0 | 0 | 0 | 0 | 0 | 0 | 0 | 0 | 0 | 0 | 0 | 0 | 0 | 12
NO |  | 73 | 2012 | 1 | 19 | 19 |  | 0618 DELAWARE | COLLEGE CORNER | 138 | 138 | STEEL TWR & UG | 56.31 | 0 | 2 | 397.5 MCM | 233078 | 1052510 | 1285588 | 0 | 0 | 0 | 0 | 0 | 0 | 0 | 0 | 0 | 0 | 0 | 0 | 0 | 0 | 0 | 0 | 0 | 0 | 0 | 0 | 12
NO |  | 73 | 2012 | 1 | 20 | 20 |  | 0618 DELAWARE | COLLEGE CORNER | 138 | 138 | UNDERGROUND | 1.69 | 0 | 2 | 397.5 MCM | 0 | 0 | 0 | 0 | 0 | 0 | 0 | 0 | 0 | 0 | 0 | 0 | 0 | 0 | 0 | 0 | 0 | 0 | 0 | 0 | 0 | 0 | 0 | 12
NO |  | 73 | 2012 | 1 | 21 | 21 |  | 0725 DELAWARE | TRENTON | 138 | 138 | STEEL TWR & UG | 0 | 0 | 0 | 397.5 MCM | 0 | 1360786 | 1360786 | 0 | 0 | 0 | 0 | 0 | 0 | 0 | 0 | 0 | 0 | 0 | 0 | 0 | 0 | 0 | 0 | 0 | 0 | 0 | 0 | 12
NO |  | 73 | 2012 | 1 | 22 | 22 |  | 0619 MADISON | NEW CASTLE | 138 | 138 | STEEL TOWER | 6 | 1 | 1 | 795 MCM | 39152 | 279395 | 318547 | 0 | 0 | 0 | 0 | 0 | 0 | 0 | 0 | 0 | 0 | 0 | 0 | 0 | 0 | 0 | 0 | 0 | 0 | 0 | 0 | 12
NO |  | 73 | 2012 | 1 | 23 | 23 |  | 0620 TANNERS CREEK | MADISON | 138 | 138 | STEEL TOWER | 82 | 0 | 2 | 636 MCM | 420806 | 3573981 | 3994787 | 0 | 0 | 0 | 0 | 0 | 0 | 0 | 0 | 0 | 0 | 0 | 0 | 0 | 0 | 0 | 0 | 0 | 0 | 0 | 0 | 12
NO |  | 73 | 2012 | 1 | 24 | 24 |  | 0622 JACKSON ROAD | OLIVE | 138 | 138 | STEEL TOWER | 17 | 1 | 1 | 556.5 MCM | 187920 | 1064021 | 1251941 | 0 | 0 | 0 | 0 | 0 | 0 | 0 | 0 | 0 | 0 | 0 | 0 | 0 | 0 | 0 | 0 | 0 | 0 | 0 | 0 | 12
NO |  | 73 | 2012 | 1 | 25 | 25 |  | 0623 MADISON | PENDLETON | 138 | 138 | WOOD & STEEL | 5 | 0 | 1 | 477 MCM | 64558 | 282309 | 346867 | 0 | 0 | 0 | 0 | 0 | 0 | 0 | 0 | 0 | 0 | 0 | 0 | 0 | 0 | 0 | 0 | 0 | 0 | 0 | 0 | 12
NO |  | 73 | 2012 | 1 | 26 | 26 |  | 0624 DRAGOON TAP |  | 138 | 138 | STEEL TOWER | 2 | 0 | 1 | 795 MCM | 18502 | 160276 | 178778 | 0 | 0 | 0 | 0 | 0 | 0 | 0 | 0 | 0 | 0 | 0 | 0 | 0 | 0 | 0 | 0 | 0 | 0 | 0 | 0 | 12
NO |  | 73 | 2012 | 1 | 27 | 27 |  | 0625 TANNERS CREEK | COLLEGE CORNER | 138 | 138 | STEEL TOWER | 40 | 0 | 2 | 636 MCM | 178525 | 1652881 | 1831406 | 0 | 0 | 0 | 0 | 0 | 0 | 0 | 0 | 0 | 0 | 0 | 0 | 0 | 0 | 0 | 0 | 0 | 0 | 0 | 0 | 12
NO |  | 73 | 2012 | 1 | 28 | 28 |  | 0626 COLLEGE CORNER | RANDOLPH | 138 | 138 | WOOD H-FRAME | 39 | 0 | 1 | 556.5 MCM | 196883 | 2302354 | 2499237 | 0 | 0 | 0 | 0 | 0 | 0 | 0 | 0 | 0 | 0 | 0 | 0 | 0 | 0 | 0 | 0 | 0 | 0 | 0 | 0 | 12
NO |  | 73 | 2012 | 1 | 29 | 29 |  | 0627 RANDOLPH | JAY | 138 | 138 | WOOD H-FRAME | 24 | 0 | 1 | 556.5 MCM | 133748 | 1055169 | 1188917 | 0 | 0 | 0 | 0 | 0 | 0 | 0 | 0 | 0 | 0 | 0 | 0 | 0 | 0 | 0 | 0 | 0 | 0 | 0 | 0 | 12
NO |  | 73 | 2012 | 1 | 30 | 30 |  | 0628 MCKINLEY TAP |  | 138 | 138 | STEEL TOWER | 1 | 0 | 2 | 300 MCM CU | 38296 | 134814 | 173110 | 0 | 0 | 0 | 0 | 0 | 0 | 0 | 0 | 0 | 0 | 0 | 0 | 0 | 0 | 0 | 0 | 0 | 0 | 0 | 0 | 12
NO |  | 73 | 2012 | 1 | 31 | 31 |  | 0629 JAY | LINCOLN | 138 | 138 | WOOD & STEEL | 49 | 0 | 1 | 556.5 MCM | 207712 | 1952962 | 2160674 | 0 | 0 | 0 | 0 | 0 | 0 | 0 | 0 | 0 | 0 | 0 | 0 | 0 | 0 | 0 | 0 | 0 | 0 | 0 | 0 | 12
NO |  | 73 | 2012 | 1 | 32 | 32 |  | 0630 NEW CARLISLE | MAPLE | 138 | 138 | WOOD H-FRAME | 1 | 0 | 1 | 397.5 MCM | 2242 | 32335 | 34577 | 0 | 0 | 0 | 0 | 0 | 0 | 0 | 0 | 0 | 0 | 0 | 0 | 0 | 0 | 0 | 0 | 0 | 0 | 0 | 0 | 12
NO |  | 73 | 2012 | 1 | 33 | 33 |  | 6104 SORENSON | DEVILS HOLLOW | 138 | 138 | STEEL TOWER | 3 | 0 | 2 | 556.5 MCM | 35618 | 568717 | 604335 | 0 | 0 | 0 | 0 | 0 | 0 | 0 | 0 | 0 | 0 | 0 | 0 | 0 | 0 | 0 | 0 | 0 | 0 | 0 | 0 | 12
NO |  | 73 | 2012 | 1 | 34 | 34 |  | 0632 SORENSON | DEVILS HOLLOW | 138 | 138 | STEEL TOWER | 0 | 0 | 0 | 556.5 MCM | 40380 | 1975339 | 2015719 | 0 | 0 | 0 | 0 | 0 | 0 | 0 | 0 | 0 | 0 | 0 | 0 | 0 | 0 | 0 | 0 | 0 | 0 | 0 | 0 | 12
NO |  | 73 | 2012 | 1 | 35 | 35 |  | 0634 DEER CREEK | MULLIN | 138 | 138 | WOOD H-FRAME | 15 | 0 | 1 | 556.5 MCM | 126238 | 551470 | 677708 | 0 | 0 | 0 | 0 | 0 | 0 | 0 | 0 | 0 | 0 | 0 | 0 | 0 | 0 | 0 | 0 | 0 | 0 | 0 | 0 | 12
NO |  | 73 | 2012 | 2 | 1 | 1 |  | 0635 PENDLETON | MULLIN | 138 | 138 | WOOD & STEEL | 16 | 0 | 1 | 556.5 MCM | 124403 | 458758 | 583161 | 0 | 0 | 0 | 0 | 0 | 0 | 0 | 0 | 0 | 0 | 0 | 0 | 0 | 0 | 0 | 0 | 0 | 0 | 0 | 0 | 12
NO |  | 73 | 2012 | 2 | 2 | 2 |  | 0636 DEER CREEK | FISHER BODY | 138 | 138 | STEEL TOWER | 5.04 | 0 | 2 | 397.5 MCM | 41365 | 204739 | 246104 | 0 | 0 | 0 | 0 | 0 | 0 | 0 | 0 | 0 | 0 | 0 | 0 | 0 | 0 | 0 | 0 | 0 | 0 | 0 | 0 | 12
NO |  | 73 | 2012 | 2 | 3 | 3 |  | 0637 TWIN BRANCH | CONCORD | 138 | 138 | STEEL TOWER | 17 | 1 | 1 | 556.5 MCM | 180274 | 829827 | 1010101 | 0 | 0 | 0 | 0 | 0 | 0 | 0 | 0 | 0 | 0 | 0 | 0 | 0 | 0 | 0 | 0 | 0 | 0 | 0 | 0 | 12
NO |  | 73 | 2012 | 2 | 4 | 4 |  | 0638 GRANT | FISHER BODY | 138 | 138 | STEEL TOWER | 0 | 1 | 1 | 397.5 MCM | 2880 | 48472 | 51352 | 0 | 0 | 0 | 0 | 0 | 0 | 0 | 0 | 0 | 0 | 0 | 0 | 0 | 0 | 0 | 0 | 0 | 0 | 0 | 0 | 12
NO |  | 73 | 2012 | 2 | 5 | 5 |  | 0639 ROBISON PARK | AUBURN | 138 | 138 | WOOD & STEEL | 15 | 0 | 1 | 556.5 MCM | 76321 | 594637 | 670958 | 0 | 0 | 0 | 0 | 0 | 0 | 0 | 0 | 0 | 0 | 0 | 0 | 0 | 0 | 0 | 0 | 0 | 0 | 0 | 0 | 12
NO |  | 73 | 2012 | 2 | 6 | 6 |  | 0641 DESOTO | MEDFORD | 138 | 138 | STEEL TOWER | 7 | 0 | 2 | 556.5 MCM | 75010 | 280989 | 355999 | 0 | 0 | 0 | 0 | 0 | 0 | 0 | 0 | 0 | 0 | 0 | 0 | 0 | 0 | 0 | 0 | 0 | 0 | 0 | 0 | 12
NO |  | 73 | 2012 | 2 | 7 | 7 |  | 0642 OLIVE | HICKORY CREEK | 138 | 138 | STEEL TOWER | 3 | 2 | 1 | 556.5 MCM | 23973 | 177628 | 201601 | 0 | 0 | 0 | 0 | 0 | 0 | 0 | 0 | 0 | 0 | 0 | 0 | 0 | 0 | 0 | 0 | 0 | 0 | 0 | 0 | 12
NO |  | 73 | 2012 | 2 | 8 | 8 |  | 0645 COREY TAP |  | 138 | 138 | WOOD H-FRAME | 4 | 0 | 1 | 477 MCM | 29668 | 317100 | 346768 | 0 | 0 | 0 | 0 | 0 | 0 | 0 | 0 | 0 | 0 | 0 | 0 | 0 | 0 | 0 | 0 | 0 | 0 | 0 | 0 | 12
NO |  | 73 | 2012 | 2 | 9 | 9 |  | 0646 OLIVE | NEW CARLISLE | 138 | 138 | STEEL TOWER | 2 | 0 | 1 | 556.5 MCM | 20280 | 155782 | 176062 | 0 | 0 | 0 | 0 | 0 | 0 | 0 | 0 | 0 | 0 | 0 | 0 | 0 | 0 | 0 | 0 | 0 | 0 | 0 | 0 | 12
NO |  | 73 | 2012 | 2 | 10 | 10 |  | 0647 OLIVE | SOUTH BEND | 138 | 138 | STEEL TOWER | 1 | 16 | 1 | 556.5 MCM | 0 | 231976 | 231976 | 0 | 0 | 0 | 0 | 0 | 0 | 0 | 0 | 0 | 0 | 0 | 0 | 0 | 0 | 0 | 0 | 0 | 0 | 0 | 0 | 12
NO |  | 73 | 2012 | 2 | 11 | 11 |  | 0648 MEDFORD TAP |  | 138 | 138 | STEEL TOWER | 8 | 0 | 2 | 556.5 MCM | 125413 | 310892 | 436305 | 0 | 0 | 0 | 0 | 0 | 0 | 0 | 0 | 0 | 0 | 0 | 0 | 0 | 0 | 0 | 0 | 0 | 0 | 0 | 0 | 12
NO |  | 73 | 2012 | 2 | 12 | 12 |  | 0714 EAST SIDE STA ENTR |  | 138 | 138 | UNDERGROUND | 0 | 0 | 1 | 795 MCM | 0 | 724752 | 724752 | 0 | 0 | 0 | 0 | 0 | 0 | 0 | 0 | 0 | 0 | 0 | 0 | 0 | 0 | 0 | 0 | 0 | 0 | 0 | 0 | 12
NO |  | 73 | 2012 | 2 | 13 | 13 |  | 0723 SPY RUN STATION |  | 138 | 138 | UNDERGROUND | 0 | 0 | 1 | 3.5IN OD | 0 | 398528 | 398528 | 0 | 0 | 0 | 0 | 0 | 0 | 0 | 0 | 0 | 0 | 0 | 0 | 0 | 0 | 0 | 0 | 0 | 0 | 0 | 0 | 12
NO |  | 73 | 2012 | 2 | 14 | 14 |  | 6101 WESTINGHOUSE TAP |  | 138 | 138 | STEEL TOWER | 2 | 0 | 2 | 556.5 MCM | 31370 | 80037 | 111407 | 0 | 0 | 0 | 0 | 0 | 0 | 0 | 0 | 0 | 0 | 0 | 0 | 0 | 0 | 0 | 0 | 0 | 0 | 0 | 0 | 12
NO |  | 73 | 2012 | 2 | 15 | 15 |  | 6102 MILAN TAP |  | 138 | 138 | STEEL TOWER | 6 | 0 | 2 | 397.5 MCM | 35398 | 226349 | 261747 | 0 | 0 | 0 | 0 | 0 | 0 | 0 | 0 | 0 | 0 | 0 | 0 | 0 | 0 | 0 | 0 | 0 | 0 | 0 | 0 | 12
NO |  | 73 | 2012 | 2 | 16 | 16 |  | 6103 MILAN | GOODRICH | 138 | 138 | STEEL TOWER | 1 | 0 | 2 | 397.5 MCM | 1694 | 31137 | 32831 | 0 | 0 | 0 | 0 | 0 | 0 | 0 | 0 | 0 | 0 | 0 | 0 | 0 | 0 | 0 | 0 | 0 | 0 | 0 | 0 | 12
NO |  | 73 | 2012 | 2 | 17 | 17 |  | 6105 DESOTO | JAY | 138 | 138 | WOOD & STEEL | 13 | 0 | 1 | 2-556.5 MCM | 67227 | 562318 | 629545 | 0 | 0 | 0 | 0 | 0 | 0 | 0 | 0 | 0 | 0 | 0 | 0 | 0 | 0 | 0 | 0 | 0 | 0 | 0 | 0 | 12
NO |  | 73 | 2012 | 2 | 18 | 18 |  | 6106 DESOTO | DEER CREEK-DELAWARE | 138 | 138 | STEEL TOWER | 8 | 0 | 2 | 636 MCM | 63247 | 339836 | 403083 | 0 | 0 | 0 | 0 | 0 | 0 | 0 | 0 | 0 | 0 | 0 | 0 | 0 | 0 | 0 | 0 | 0 | 0 | 0 | 0 | 12
NO |  | 73 | 2012 | 2 | 19 | 19 |  | 6107 DARDEN TAP |  | 138 | 138 | WOOD H-FRAME | 1 | 0 | 1 | 336.4 MCM | 5232 | 719390 | 724622 | 0 | 0 | 0 | 0 | 0 | 0 | 0 | 0 | 0 | 0 | 0 | 0 | 0 | 0 | 0 | 0 | 0 | 0 | 0 | 0 | 12
NO |  | 73 | 2012 | 2 | 20 | 20 |  | 6109 ROBISON PARK | RICHLAND | 138 | 138 | WOOD & STEEL | 18 | 0 | 1 | 636 MCM | 123078 | 718259 | 841337 | 0 | 0 | 0 | 0 | 0 | 0 | 0 | 0 | 0 | 0 | 0 | 0 | 0 | 0 | 0 | 0 | 0 | 0 | 0 | 0 | 12
NO |  | 73 | 2012 | 2 | 21 | 21 |  | 6110 WESTINGHOUSE | 23RD STREET | 138 | 138 | STEEL TOWER | 0 | 0 | 2 | 556.5 MCM | 13643 | 60184 | 73827 | 0 | 0 | 0 | 0 | 0 | 0 | 0 | 0 | 0 | 0 | 0 | 0 | 0 | 0 | 0 | 0 | 0 | 0 | 0 | 0 | 12
NO |  | 73 | 2012 | 2 | 22 | 22 |  | 6111 KANKAKEE | WEST SIDE | 138 | 138 | WOOD POLE | 2 | 0 | 1 | 636 MCM | 19773 | 177907 | 197680 | 0 | 0 | 0 | 0 | 0 | 0 | 0 | 0 | 0 | 0 | 0 | 0 | 0 | 0 | 0 | 0 | 0 | 0 | 0 | 0 | 12
NO |  | 73 | 2012 | 2 | 23 | 23 |  | 6113 INDUSTRIAL PARK |  | 138 | 138 | STEEL TOWER | 3 | 0 | 2 | 745 MCM | 32372 | 436056 | 468428 | 0 | 0 | 0 | 0 | 0 | 0 | 0 | 0 | 0 | 0 | 0 | 0 | 0 | 0 | 0 | 0 | 0 | 0 | 0 | 0 | 12
NO |  | 73 | 2012 | 2 | 24 | 24 |  | 6114 OLIVE | MICHIGAN CITY | 138 | 138 | STEEL TOWER | 2 | 1 | 1 | 636 MCM | 15878 | 189366 | 205244 | 0 | 0 | 0 | 0 | 0 | 0 | 0 | 0 | 0 | 0 | 0 | 0 | 0 | 0 | 0 | 0 | 0 | 0 | 0 | 0 | 12
NO |  | 73 | 2012 | 2 | 25 | 25 |  | 6115 HUMMEL CREEK | VAN BUREN | 138 | 138 | STEEL TOWER | 6 | 0 | 2 | 795 MCM | 40836 | 486308 | 527144 | 0 | 0 | 0 | 0 | 0 | 0 | 0 | 0 | 0 | 0 | 0 | 0 | 0 | 0 | 0 | 0 | 0 | 0 | 0 | 0 | 12
NO |  | 73 | 2012 | 2 | 26 | 26 |  | 6130 HUMMEL CREEK | TOWER 70, GREENTOWN | 138 | 138 |  | 0 | 0 | 0 |  | 44222 | 584596 | 628818 | 0 | 0 | 0 | 0 | 0 | 0 | 0 | 0 | 0 | 0 | 0 | 0 | 0 | 0 | 0 | 0 | 0 | 0 | 0 | 0 | 12
NO |  | 73 | 2012 | 2 | 27 | 27 |  | 6116 SOUTH ELWOOD TAP |  | 138 | 138 | WOOD POLE | 3 | 0 | 1 | 556.5 MCM | 5090 | 678826 | 683916 | 0 | 0 | 0 | 0 | 0 | 0 | 0 | 0 | 0 | 0 | 0 | 0 | 0 | 0 | 0 | 0 | 0 | 0 | 0 | 0 | 12
NO |  | 73 | 2012 | 2 | 28 | 28 |  | 6117 PENDLETON | FALL CREEK | 138 | 138 | STEEL TOWER | 10 | 0 | 2 | 795 MCM | 150802 | 1001340 | 1152142 | 0 | 0 | 0 | 0 | 0 | 0 | 0 | 0 | 0 | 0 | 0 | 0 | 0 | 0 | 0 | 0 | 0 | 0 | 0 | 0 | 12
NO |  | 73 | 2012 | 2 | 29 | 29 |  | 6121 ROBISON PARK | LINCOLN | 138 | 138 | STEEL TOWER | 8 | 0 | 1 | 795 MCM | 677 | 1038982 | 1039659 | 0 | 0 | 0 | 0 | 0 | 0 | 0 | 0 | 0 | 0 | 0 | 0 | 0 | 0 | 0 | 0 | 0 | 0 | 0 | 0 | 12
NO |  | 73 | 2012 | 2 | 30 | 30 |  | 6126 CONCORD | EAST ELKHART | 138 | 138 | STEEL TOWER | 11 | 0 | 1 | 795 MCM | 179506 | 986412 | 1165918 | 0 | 0 | 0 | 0 | 0 | 0 | 0 | 0 | 0 | 0 | 0 | 0 | 0 | 0 | 0 | 0 | 0 | 0 | 0 | 0 | 12
NO |  | 73 | 2012 | 2 | 31 | 31 |  | 6129 GREENTOWN-GRANT | HUMMEL CREEK | 138 | 138 | STEEL TOWER | 21 | 0 | 1 | 795 MCM | 180124 | 1321738 | 1501862 | 0 | 0 | 0 | 0 | 0 | 0 | 0 | 0 | 0 | 0 | 0 | 0 | 0 | 0 | 0 | 0 | 0 | 0 | 0 | 0 | 12
NO |  | 73 | 2012 | 2 | 32 | 32 |  | 6131 INDUSTRIAL PARK | MC KINLEY | 138 | 138 | WOOD POLE | 5 | 0 | 1 | 795 MCM | 75257 | 342579 | 417836 | 0 | 0 | 0 | 0 | 0 | 0 | 0 | 0 | 0 | 0 | 0 | 0 | 0 | 0 | 0 | 0 | 0 | 0 | 0 | 0 | 12
NO |  | 73 | 2012 | 2 | 33 | 33 |  | 6132 CROSS STREET TAP | JUNCTION TOWER #88 | 138 | 138 | WOOD POLE | 4 | 0 | 1 | 795 MCM | 262613 | 192719 | 455332 | 0 | 0 | 0 | 0 | 0 | 0 | 0 | 0 | 0 | 0 | 0 | 0 | 0 | 0 | 0 | 0 | 0 | 0 | 0 | 0 | 12
NO |  | 73 | 2012 | 2 | 34 | 34 |  | 6134 LINCOLN | ANTHONY | 138 | 138 | WOOD POLE | 3 | 0 | 1 | 795 MCM | 90524 | 634972 | 725496 | 0 | 0 | 0 | 0 | 0 | 0 | 0 | 0 | 0 | 0 | 0 | 0 | 0 | 0 | 0 | 0 | 0 | 0 | 0 | 0 | 12
NO |  | 73 | 2012 | 2 | 35 | 35 |  | 6135 WAYNEDALE TAP |  | 138 | 138 | STEEL TOWER | 0 | 0 | 2 | 795 MCM | 22040 | 71621 | 93661 | 0 | 0 | 0 | 0 | 0 | 0 | 0 | 0 | 0 | 0 | 0 | 0 | 0 | 0 | 0 | 0 | 0 | 0 | 0 | 0 | 12
NO |  | 73 | 2012 | 3 | 1 | 1 |  | 6138 JACKSON ROAD | SOUTH SIDE | 138 | 138 | WOOD POLE | 2 | 0 | 1 | 795 MCM | 1633 | 664597 | 666230 | 0 | 0 | 0 | 0 | 0 | 0 | 0 | 0 | 0 | 0 | 0 | 0 | 0 | 0 | 0 | 0 | 0 | 0 | 0 | 0 | 12
NO |  | 73 | 2012 | 3 | 2 | 2 |  | 6142 ALBION | KENDALLVILLE | 138 | 138 | WOOD POLE | 10 | 0 | 1 | 795 MCM | 77153 | 539898 | 617051 | 0 | 0 | 0 | 0 | 0 | 0 | 0 | 0 | 0 | 0 | 0 | 0 | 0 | 0 | 0 | 0 | 0 | 0 | 0 | 0 | 12
NO |  | 73 | 2012 | 3 | 3 | 3 |  | 6150 SOUTHSIDE | SOUTH BEND | 138 | 138 | WOOD & STEEL | 6.07 | 0 | 1 | 795 MCM | 321978 | 1955476 | 2277454 | 0 | 0 | 0 | 0 | 0 | 0 | 0 | 0 | 0 | 0 | 0 | 0 | 0 | 0 | 0 | 0 | 0 | 0 | 0 | 0 | 12
NO |  | 73 | 2012 | 3 | 4 | 4 |  | 6219 DELCO BATTERY TAP |  | 138 | 138 | STEEL POLE | 1 | 0 | 2 | 795 MCM AA | 47993 | 59531 | 107524 | 0 | 0 | 0 | 0 | 0 | 0 | 0 | 0 | 0 | 0 | 0 | 0 | 0 | 0 | 0 | 0 | 0 | 0 | 0 | 0 | 12
NO |  | 73 | 2012 | 3 | 5 | 5 |  | 6220 FALL CREEK | MADISON-NEW CASTLE | 138 | 138 | STEEL TOWER | 1 | 0 | 2 | 795 MCM | 65007 | 307522 | 372529 | 0 | 0 | 0 | 0 | 0 | 0 | 0 | 0 | 0 | 0 | 0 | 0 | 0 | 0 | 0 | 0 | 0 | 0 | 0 | 0 | 12
NO |  | 73 | 2012 | 3 | 6 | 6 |  | 6225 INDUSTRIAL PARK | SPY RUN | 138 | 138 | WOOD POLE | 4 | 0 | 1 | 1033 MCM | 91134 | 603198 | 694332 | 0 | 0 | 0 | 0 | 0 | 0 | 0 | 0 | 0 | 0 | 0 | 0 | 0 | 0 | 0 | 0 | 0 | 0 | 0 | 0 | 12
NO |  | 73 | 2012 | 3 | 7 | 7 |  | 6266 WALLEN |  | 138 | 138 | STEEL POLE | 0.22 | 0 | 1 | 1033.5 KCM | 0 | 484324 | 484324 | 0 | 0 | 0 | 0 | 0 | 0 | 0 | 0 | 0 | 0 | 0 | 0 | 0 | 0 | 0 | 0 | 0 | 0 | 0 | 0 | 12
NO |  | 73 | 2012 | 3 | 8 | 8 |  | 6234 CABOT TAP/CR 4 | EAST ELKHART | 138 | 138 | WOOD POLE | 0.13 | 0 | 1 | 556.5 MCM | 0 | 39158 | 39158 | 0 | 0 | 0 | 0 | 0 | 0 | 0 | 0 | 0 | 0 | 0 | 0 | 0 | 0 | 0 | 0 | 0 | 0 | 0 | 0 | 12
NO |  | 73 | 2012 | 3 | 9 | 9 |  | 6238 SORENSON | MCKINLEYTOWER | 138 | 138 | STEEL TOWER | 3 | 0 | 2 | 795 MCM | 157782 | 1140939 | 1298721 | 0 | 0 | 0 | 0 | 0 | 0 | 0 | 0 | 0 | 0 | 0 | 0 | 0 | 0 | 0 | 0 | 0 | 0 | 0 | 0 | 12
NO |  | 73 | 2012 | 3 | 10 | 10 |  | 6241 KENDALLVILLE TAP | CITY OF AUBURN #5 | 138 | 138 | WOOD H-FR &POL | 14 | 0 | 1 | 795 MCM | 694850 | 2341025 | 3035875 | 0 | 0 | 0 | 0 | 0 | 0 | 0 | 0 | 0 | 0 | 0 | 0 | 0 | 0 | 0 | 0 | 0 | 0 | 0 | 0 | 12
NO |  | 73 | 2012 | 3 | 11 | 11 |  | 6242 AUBURN | CITY OF AUBURN #5 | 138 | 138 | WOOD POLE | 2 | 0 | 1 | 795 MCM | 61515 | 370703 | 432218 | 0 | 0 | 0 | 0 | 0 | 0 | 0 | 0 | 0 | 0 | 0 | 0 | 0 | 0 | 0 | 0 | 0 | 0 | 0 | 0 | 12
NO |  | 73 | 2012 | 3 | 12 | 12 |  | 6245 LAPORTE JCT | LIQUID CARBONICS | 138 | 138 | WOOD POLE | 5 | 0 | 1 | 795 MCM | 58646 | 1030934 | 1089580 | 0 | 0 | 0 | 0 | 0 | 0 | 0 | 0 | 0 | 0 | 0 | 0 | 0 | 0 | 0 | 0 | 0 | 0 | 0 | 0 | 12
NO |  | 73 | 2012 | 3 | 13 | 13 |  | 6246 LAPORTE JCT | AIRCO | 138 | 138 | WOOD POLE | 1 | 0 | 1 | 795 MCM | 45547 | 267987 | 313534 | 0 | 0 | 0 | 0 | 0 | 0 | 0 | 0 | 0 | 0 | 0 | 0 | 0 | 0 | 0 | 0 | 0 | 0 | 0 | 0 | 12
NO |  | 73 | 2012 | 3 | 14 | 14 |  | 6248 ELCONA TAP | CONC-DUN-E-ELK | 138 | 138 | WOOD POLE | 2 | 0 | 1 | 795 MCM | 87386 | 557013 | 644399 | 0 | 0 | 0 | 0 | 0 | 0 | 0 | 0 | 0 | 0 | 0 | 0 | 0 | 0 | 0 | 0 | 0 | 0 | 0 | 0 | 12
NO |  | 73 | 2012 | 3 | 15 | 15 |  | 6249 ALLEN | LINCOLN | 138 | 138 | STEEL TOWER | 5 | 0 | 2 | 1033 MCM | 23500 | 1658390 | 1681890 | 0 | 0 | 0 | 0 | 0 | 0 | 0 | 0 | 0 | 0 | 0 | 0 | 0 | 0 | 0 | 0 | 0 | 0 | 0 | 0 | 12
NO |  | 73 | 2012 | 3 | 16 | 16 |  | 6250 ALLEN | ADAMS/HILLCREST | 138 | 138 | STEEL TOWER | 5 | 0 | 2 | 1033 MCM | 0 | 1723802 | 1723802 | 0 | 0 | 0 | 0 | 0 | 0 | 0 | 0 | 0 | 0 | 0 | 0 | 0 | 0 | 0 | 0 | 0 | 0 | 0 | 0 | 12
NO |  | 73 | 2012 | 3 | 17 | 17 |  | 6251 OLIVE | EDISON | 138 | 138 | STEEL TOWER | 1 | 0 | 2 | 795 MCM | 202537 | 688549 | 891086 | 0 | 0 | 0 | 0 | 0 | 0 | 0 | 0 | 0 | 0 | 0 | 0 | 0 | 0 | 0 | 0 | 0 | 0 | 0 | 0 | 12
NO |  | 73 | 2012 | 3 | 18 | 18 |  | 6253 TRIER RD TAP |  | 138 | 138 | STEEL POLE | 0 | 0 | 1 | 795 MCM | 0 | 69888 | 69888 | 0 | 0 | 0 | 0 | 0 | 0 | 0 | 0 | 0 | 0 | 0 | 0 | 0 | 0 | 0 | 0 | 0 | 0 | 0 | 0 | 12
NO |  | 73 | 2012 | 3 | 19 | 19 |  | 6258 KENZIE CREEK | TWIN BRANCH | 138 | 138 | STEEL TOWER | 0 | 0 | 2 | 1033 MCM | 0 | 136604 | 136604 | 0 | 0 | 0 | 0 | 0 | 0 | 0 | 0 | 0 | 0 | 0 | 0 | 0 | 0 | 0 | 0 | 0 | 0 | 0 | 0 | 12
NO |  | 73 | 2012 | 3 | 20 | 20 |  | 6260 WILMINGTON TAP |  | 138 | 138 | WOOD POLE | 1 | 9 | 1 | 2-954 MCM | 0 | 1365463 | 1365463 | 0 | 0 | 0 | 0 | 0 | 0 | 0 | 0 | 0 | 0 | 0 | 0 | 0 | 0 | 0 | 0 | 0 | 0 | 0 | 0 | 12
NO |  | 73 | 2012 | 3 | 21 | 21 |  | 6229 DUNLAP NORTH TAP |  | 34 | 138 | WOOD POLE | 2 | 0 | 2 | 795 MCM | 10443 | 304289 | 314732 | 0 | 0 | 0 | 0 | 0 | 0 | 0 | 0 | 0 | 0 | 0 | 0 | 0 | 0 | 0 | 0 | 0 | 0 | 0 | 0 | 12
NO |  | 73 | 2012 | 3 | 22 | 22 |  | 6140 INDIANA-PURDUE |  | 34 | 138 | STEEL POLE | 0 | 0 | 2 | 1033 MCM | 428 | 127388 | 127816 | 0 | 0 | 0 | 0 | 0 | 0 | 0 | 0 | 0 | 0 | 0 | 0 | 0 | 0 | 0 | 0 | 0 | 0 | 0 | 0 | 12
NO |  | 73 | 2012 | 3 | 23 | 23 |  | 6217 HILLCREST | KINNERK | 69 | 138 | WOOD POLE | 4 | 0 | 1 | 795 MCM | 47490 | 265025 | 312515 | 0 | 0 | 0 | 0 | 0 | 0 | 0 | 0 | 0 | 0 | 0 | 0 | 0 | 0 | 0 | 0 | 0 | 0 | 0 | 0 | 12
NO |  | 73 | 2012 | 3 | 24 | 24 |  | 6252 KENDALLVILLE | BIXLER | 138 | 138 | WOOD POLE | 2 | 0 | 1 | 795 MCM | 118432 | 760317 | 878749 | 0 | 0 | 0 | 0 | 0 | 0 | 0 | 0 | 0 | 0 | 0 | 0 | 0 | 0 | 0 | 0 | 0 | 0 | 0 | 0 | 12
NO |  | 73 | 2012 | 3 | 25 | 25 |  | 6254 ALLEN/LINCOLN | ALLEN/HILLCREST | 138 | 138 |  | 0 | 0 | 0 |  | 385522 | 0 | 385522 | 0 | 0 | 0 | 0 | 0 | 0 | 0 | 0 | 0 | 0 | 0 | 0 | 0 | 0 | 0 | 0 | 0 | 0 | 0 | 0 | 12
NO |  | 73 | 2012 | 3 | 26 | 26 |  | 6265 CONCORD | WOLF | 138 | 138 | WOOD POLE | 0.56 | 0.54 | 1 | 336.4 ACSR KCM | 0 | 0 | 0 | 0 | 0 | 0 | 0 | 0 | 0 | 0 | 0 | 0 | 0 | 0 | 0 | 0 | 0 | 0 | 0 | 0 | 0 | 0 | 0 | 12
NO |  | 73 | 2012 | 3 | 27 | 27 |  | INDALEX TAP/CR 4 | EAST ELKHART | 138 | 138 | WOOD POLE | 1.09 | 0 | 0 |  | 0 | 651251 | 651251 | 0 | 0 | 0 | 0 | 0 | 0 | 0 | 0 | 0 | 0 | 0 | 0 | 0 | 0 | 0 | 0 | 0 | 0 | 0 | 0 | 12
NO |  | 73 | 2012 | 3 | 28 | 28 |  | 6267 STUDEBAKER | WEST SIDE | 138 | 138 | WOOD POLE | 1.41 | 0 | 1 | 954 MCM | 184975 | 2362898 | 2547873 | 0 | 0 | 0 | 0 | 0 | 0 | 0 | 0 | 0 | 0 | 0 | 0 | 0 | 0 | 0 | 0 | 0 | 0 | 0 | 0 | 12
NO |  | 73 | 2012 | 3 | 29 | 29 |  |  |  | 138 | 138 | STEEL | 1.11 | 0 | 1 | 954 MCM | 0 | 0 | 0 | 0 | 0 | 0 | 0 | 0 | 0 | 0 | 0 | 0 | 0 | 0 | 0 | 0 | 0 | 0 | 0 | 0 | 0 | 0 | 0 | 12
NO |  | 73 | 2012 | 3 | 30 | 30 |  | 6270 JONES CREEK | HOGAN | 138 | 138 |  | 5.62 | 0 | 0 |  | 1479352 | 5732715 | 7212067 | 0 | 0 | 0 | 0 | 0 | 0 | 0 | 0 | 0 | 0 | 0 | 0 | 0 | 0 | 0 | 0 | 0 | 0 | 0 | 0 | 12
NO |  | 73 | 2012 | 3 | 33 | 33 |  | STATE OF MICHIGAN |  | 0 | 0 |  | 0 | 0 | 0 |  | 0 | 0 | 0 | 0 | 0 | 0 | 0 | 0 | 0 | 0 | 0 | 0 | 0 | 0 | 0 | 0 | 0 | 0 | 0 | 0 | 0 | 0 | 0 | 12
NO |  | 73 | 2012 | 3 | 34 | 34 |  | 6216 D.C. COOK | DUMONT | 765 | 765 | STEEL TOWER | 16 | 0 | 1 | 4-954 MCM | 871513 | 3562229 | 4433742 | 0 | 0 | 0 | 0 | 0 | 0 | 0 | 0 | 0 | 0 | 0 | 0 | 0 | 0 | 0 | 0 | 0 | 0 | 0 | 0 | 12
NO |  | 73 | 2012 | 3 | 35 | 35 |  | 6120 COOK | PALISADES | 345 | 345 | STEEL TOWER | 42 | 0 | 2 | 2-954 MCM | 1073200 | 6060899 | 7134099 | 0 | 0 | 0 | 0 | 0 | 0 | 0 | 0 | 0 | 0 | 0 | 0 | 0 | 0 | 0 | 0 | 0 | 0 | 0 | 0 | 12
NO |  | 73 | 2012 | 4 | 1 | 1 |  | 6143 D.C. COOK | OLIVE-PALISADES | 345 | 345 | STEEL TOWER | 5 | 0 | 2 | 2-954 MCM | 722573 | 1183640 | 1906213 | 0 | 0 | 0 | 0 | 0 | 0 | 0 | 0 | 0 | 0 | 0 | 0 | 0 | 0 | 0 | 0 | 0 | 0 | 0 | 0 | 12
NO |  | 73 | 2012 | 4 | 2 | 2 |  | 6144 TWIN BRANCH | COOK-ROB PARK JCT | 345 | 345 | STEEL TOWER | 0 | 0 | 2 | 2-954 MCM | 0 | 297770 | 297770 | 0 | 0 | 0 | 0 | 0 | 0 | 0 | 0 | 0 | 0 | 0 | 0 | 0 | 0 | 0 | 0 | 0 | 0 | 0 | 0 | 12
NO |  | 73 | 2012 | 4 | 3 | 3 |  | 6151 COOK | OLIVE | 345 | 345 |  | 0 | 0 | 0 |  | 0 | 1609360 | 1609360 | 0 | 0 | 0 | 0 | 0 | 0 | 0 | 0 | 0 | 0 | 0 | 0 | 0 | 0 | 0 | 0 | 0 | 0 | 0 | 0 | 12
NO |  | 73 | 2012 | 4 | 4 | 4 |  | 6152 COOK | ROBINSON PARK | 345 | 345 |  | 0 | 0 | 0 |  | 12355 | 0 | 12355 | 0 | 0 | 0 | 0 | 0 | 0 | 0 | 0 | 0 | 0 | 0 | 0 | 0 | 0 | 0 | 0 | 0 | 0 | 0 | 0 | 12
NO |  | 73 | 2012 | 4 | 5 | 5 |  | 6146 D.C. COOK | ROBISON PARK | 345 | 345 | STEEL TOWER | 37 | 0 | 2 | 2-954 MCM | 1373242 | 7464515 | 8837757 | 0 | 0 | 0 | 0 | 0 | 0 | 0 | 0 | 0 | 0 | 0 | 0 | 0 | 0 | 0 | 0 | 0 | 0 | 0 | 0 | 12
NO |  | 73 | 2012 | 4 | 6 | 6 |  | 6214 COOK-ROB PARK | ARGENTA | 345 | 345 | STEEL TOWER | 29 | 0 | 2 | 2-954 MCM | 861975 | 5263324 | 6125299 | 0 | 0 | 0 | 0 | 0 | 0 | 0 | 0 | 0 | 0 | 0 | 0 | 0 | 0 | 0 | 0 | 0 | 0 | 0 | 0 | 12
NO |  | 73 | 2012 | 4 | 7 | 7 |  | 6221 D.C. COOK | OLIVE-PALISADES | 345 | 345 | STEEL TOWER | 5 | 0 | 2 | 2-954 MCM | 0 | 1894767 | 1894767 | 0 | 0 | 0 | 0 | 0 | 0 | 0 | 0 | 0 | 0 | 0 | 0 | 0 | 0 | 0 | 0 | 0 | 0 | 0 | 0 | 12
NO |  | 73 | 2012 | 4 | 8 | 8 |  | 6263 BARODA TAP |  | 138 | 138 |  | 0 | 0 | 0 |  | 0 | -8230 | -8230 | 0 | 0 | 0 | 0 | 0 | 0 | 0 | 0 | 0 | 0 | 0 | 0 | 0 | 0 | 0 | 0 | 0 | 0 | 0 | 0 | 12
NO |  | 73 | 2012 | 4 | 9 | 9 |  | 0601 TWIN BRANCH | RIVERSIDE | 138 | 138 | STEEL TOWER | 33 | 0 | 2 | 397.5 MCM | 210485 | 1086387 | 1296872 | 0 | 0 | 0 | 0 | 0 | 0 | 0 | 0 | 0 | 0 | 0 | 0 | 0 | 0 | 0 | 0 | 0 | 0 | 0 | 0 | 12
NO |  | 73 | 2012 | 4 | 10 | 10 |  | 0610 AUTO SPECIALTIES |  | 138 | 138 |  | 0 | 0 | 0 |  | 821 | 0 | 821 | 0 | 0 | 0 | 0 | 0 | 0 | 0 | 0 | 0 | 0 | 0 | 0 | 0 | 0 | 0 | 0 | 0 | 0 | 0 | 0 | 12
NO |  | 73 | 2012 | 4 | 11 | 11 |  | 0621 TWIN BRANCH - R | HICKORY CREEK | 138 | 138 | STEEL TOWER | 5 | 0 | 2 | 397.5 MCM | 51083 | 307583 | 358666 | 0 | 0 | 0 | 0 | 0 | 0 | 0 | 0 | 0 | 0 | 0 | 0 | 0 | 0 | 0 | 0 | 0 | 0 | 0 | 0 | 12
NO |  | 73 | 2012 | 4 | 12 | 12 |  | 0644 RIVERSIDE | HARTFORD | 138 | 138 | WOOD H-FRAME | 16.33 | 0 | 1 | 397.5 MCM | 117604 | 1137254 | 1254858 | 0 | 0 | 0 | 0 | 0 | 0 | 0 | 0 | 0 | 0 | 0 | 0 | 0 | 0 | 0 | 0 | 0 | 0 | 0 | 0 | 12
NO |  | 73 | 2012 | 4 | 13 | 13 |  | 0649 COREY TAP |  | 138 | 138 | WOOD H-FRAME | 13 | 0 | 1 | 477 MCM | 73434 | 312859 | 386293 | 0 | 0 | 0 | 0 | 0 | 0 | 0 | 0 | 0 | 0 | 0 | 0 | 0 | 0 | 0 | 0 | 0 | 0 | 0 | 0 | 12
NO |  | 73 | 2012 | 4 | 14 | 14 |  | 6108 RIVERSIDE | OLIVE-HICKORY CREEK | 138 | 138 | WOOD & STEEL | 6 | 0 | 1 | 636 MCM | 72387 | 1000401 | 1072788 | 0 | 0 | 0 | 0 | 0 | 0 | 0 | 0 | 0 | 0 | 0 | 0 | 0 | 0 | 0 | 0 | 0 | 0 | 0 | 0 | 12
NO |  | 73 | 2012 | 4 | 15 | 15 |  | 6124 BENTON HARBOR | RIVERSIDE-HARTFORD | 138 | 138 | STEEL TOWER | 1 | 0 | 2 | 795 MCM | 88699 | 168142 | 256841 | 0 | 0 | 0 | 0 | 0 | 0 | 0 | 0 | 0 | 0 | 0 | 0 | 0 | 0 | 0 | 0 | 0 | 0 | 0 | 0 | 12
NO |  | 73 | 2012 | 4 | 16 | 16 |  | 6137 EDGEWATER TAP |  | 138 | 138 | WOOD POLE | 0.76 | 0 | 1 | 556.5 MCM | 604 | 58612 | 59216 | 0 | 0 | 0 | 0 | 0 | 0 | 0 | 0 | 0 | 0 | 0 | 0 | 0 | 0 | 0 | 0 | 0 | 0 | 0 | 0 | 12
NO |  | 73 | 2012 | 4 | 17 | 17 |  | 6139 BENTON HARBOR | TWIN BRANCH-R SIDE | 138 | 138 | STEEL TOWER | 6 | 0 | 2 | 795 MCM | 472534 | 628432 | 1100966 | 0 | 0 | 0 | 0 | 0 | 0 | 0 | 0 | 0 | 0 | 0 | 0 | 0 | 0 | 0 | 0 | 0 | 0 | 0 | 0 | 12
NO |  | 73 | 2012 | 4 | 18 | 18 |  | 6149 HARTFORD | COREY | 138 | 138 | WOOD POLE | 41 | 0 | 1 | 795 MCM | 798073 | 2642545 | 3440618 | 0 | 0 | 0 | 0 | 0 | 0 | 0 | 0 | 0 | 0 | 0 | 0 | 0 | 0 | 0 | 0 | 0 | 0 | 0 | 0 | 12
NO |  | 73 | 2012 | 4 | 19 | 19 |  | 6218 MOTTVILLE TAP |  | 138 | 138 | WOOD POLE | 1 | 0 | 1 | 795 AA | 16279 | 100911 | 117190 | 0 | 0 | 0 | 0 | 0 | 0 | 0 | 0 | 0 | 0 | 0 | 0 | 0 | 0 | 0 | 0 | 0 | 0 | 0 | 0 | 12
NO |  | 73 | 2012 | 4 | 20 | 20 |  | 6255 KENZIE CREEK | VALLEY | 138 | 138 | WOOD POLE | 20 | 0 | 1 | 1033 MCM | 579785 | 5034991 | 5614776 | 0 | 0 | 0 | 0 | 0 | 0 | 0 | 0 | 0 | 0 | 0 | 0 | 0 | 0 | 0 | 0 | 0 | 0 | 0 | 0 | 12
NO |  | 73 | 2012 | 4 | 21 | 21 |  | 6257 KENZIE CREEK | T B/R'SIDE/HICK CR | 138 | 138 | STEEL TOWER | 0 | 0 | 0 | 795 MCM | 0 | 383038 | 383038 | 0 | 0 | 0 | 0 | 0 | 0 | 0 | 0 | 0 | 0 | 0 | 0 | 0 | 0 | 0 | 0 | 0 | 0 | 0 | 0 | 12
NO |  | 73 | 2012 | 4 | 22 | 22 |  | 6261 FLATBUSH TAP |  | 138 | 138 |  | 1 | 0 | 1 |  | 64293 | 430007 | 494300 | 0 | 0 | 0 | 0 | 0 | 0 | 0 | 0 | 0 | 0 | 0 | 0 | 0 | 0 | 0 | 0 | 0 | 0 | 0 | 0 | 12
NO |  | 73 | 2012 | 4 | 23 | 23 |  | 6262 WEST ST TAP |  | 138 | 138 |  | 1 | 0 | 2 |  | 24993 | 331419 | 356412 | 0 | 0 | 0 | 0 | 0 | 0 | 0 | 0 | 0 | 0 | 0 | 0 | 0 | 0 | 0 | 0 | 0 | 0 | 0 | 0 | 12
NO |  | 73 | 2012 | 4 | 24 | 24 |  | 6700 GM HYDRAMATIC |  | 138 | 138 | STEEL TOWER | 2 | 0 | 2 | 795 MCM | 10463 | 370087 | 380550 | 0 | 0 | 0 | 0 | 0 | 0 | 0 | 0 | 0 | 0 | 0 | 0 | 0 | 0 | 0 | 0 | 0 | 0 | 0 | 0 | 12
NO |  | 73 | 2012 | 4 | 25 | 25 |  | 6227 NICKERSON | TOWER #13A | 138 | 138 |  | 0 | 0 | 0 |  | 0 | 151111 | 151111 | 0 | 0 | 0 | 0 | 0 | 0 | 0 | 0 | 0 | 0 | 0 | 0 | 0 | 0 | 0 | 0 | 0 | 0 | 0 | 0 | 12
NO |  | 73 | 2012 | 4 | 26 | 26 |  | 0643 OLIVE | HICKORY CREEK | 138 | 138 |  | 0 | 0 | 0 |  | 171679 | 1190287 | 1361966 | 0 | 0 | 0 | 0 | 0 | 0 | 0 | 0 | 0 | 0 | 0 | 0 | 0 | 0 | 0 | 0 | 0 | 0 | 0 | 0 | 12
NO |  | 73 | 2012 | 4 | 27 | 27 |  | 6268 SAUK TRAIL |  | 138 | 138 | STEEL | 1.6 | 0 | 0 | 1033.5KCM 45/7ACR | 271564 | 2429016 | 2700580 | 0 | 0 | 0 | 0 | 0 | 0 | 0 | 0 | 0 | 0 | 0 | 0 | 0 | 0 | 0 | 0 | 0 | 0 | 0 | 0 | 12
NO |  | 73 | 2012 | 4 | 30 | 30 |  | VOLTAGE OTHER |  | 0 | 0 |  | 0 | 0 | 0 |  | 0 | 0 | 0 | 0 | 0 | 0 | 0 | 0 | 0 | 0 | 0 | 0 | 0 | 0 | 0 | 0 | 0 | 0 | 0 | 0 | 0 | 0 | 0 | 12
NO |  | 73 | 2012 | 4 | 31 | 31 |  | VOLTAGE 765KV |  | 0 | 0 |  | 0 | 0 | 0 |  | 0 | 0 | 0 | 22922 | 1004905 | 0 | 1027827 | 0 | 0 | 0 | 0 | 0 | 0 | 0 | 0 | 0 | 0 | 0 | 0 | 0 | 0 | 0 | 0 | 12
NO |  | 73 | 2012 | 4 | 32 | 32 |  | VOLTAGE 345KV |  | 0 | 0 |  | 0 | 0 | 0 |  | 0 | 0 | 0 | 33829 | 1483076 | 0 | 1516905 | 0 | 0 | 0 | 0 | 0 | 0 | 0 | 0 | 0 | 0 | 0 | 0 | 0 | 0 | 0 | 0 | 12
NO |  | 73 | 2012 | 4 | 33 | 33 |  | VOLTAGE 138KV |  | 0 | 0 |  | 0 | 0 | 0 |  | 0 | 0 | 0 | 40917 | 1793812 | 0 | 1834729 | 0 | 0 | 0 | 0 | 0 | 0 | 0 | 0 | 0 | 0 | 0 | 0 | 0 | 0 | 0 | 0 | 12
NO |  | 73 | 2012 | 0 | 36 | 36 |  | TOTAL |  | 0 | 0 |  | 3931.13 | 122.54 | 203 |  | 58448283 | 573637400 | 632085683 | 151087 | 6623662 | 0 | 6774749 | 0 | 0 | 0 | 0 | 0 | 0 | 0 | 0 | 0 | 0 | 0 | 0 | 0 | 0 | 0 | 0 | 12
SI/SI | A | 73 | 2012 | 3 | 31 | 31 |  | LINES<132 KV | SYSTEM | 69 | 0 | WOOD, STEEL | 924.12 | 72 | 1 | VARIOUS | 4264228 | 92120768 | 96384996 | 0 | 0 | 0 | 0 | 0 | 0 | 0 | 0 | 0 | 0 | 0 | 0 | 0 | 0 | 0 | 0 | 0 | 0 | 0 | 0 | 12
SI/SI | A | 73 | 2012 | 4 | 28 | 28 |  | LESS THAN 132 KV LINES |  | 69 | 0 | WOOD, STEEL | 425.1 | 12 | 0 | VARIOUS | 1581480 | 25790052 | 27371532 | 0 | 0 | 0 | 0 | 0 | 0 | 0 | 0 | 0 | 0 | 0 | 0 | 0 | 0 | 0 | 0 | 0 | 0 | 0 | 0 | 12
SI/SI | A | 73 | 2012 | 4 | 34 | 34 |  | VOLTAGE LESS THAN 132 KV |  | 0 | 0 |  | 0 | 0 | 0 |  | 0 | 0 | 0 | 53419 | 2341869 | 0 | 2395288 | 0 | 0 | 0 | 0 | 0 | 0 | 0 | 0 | 0 | 0 | 0 | 0 | 0 | 0 | 0 | 0 | 12
NO |  | 81 | 2012 | 0 | 1 | 1 |  | 0700 BIG SANDY, KY | AMOS WV | 765 | 765 | ST | 0.13 | 0 | 1 | 954 MCMA | 258 | 10045 | 10303 | 0 | 0 | 0 | 0 | 0 | 0 | 0 | 0 | 0 | 0 | 0 | 0 | 0 | 0 | 0 | 0 | 0 | 0 | 0 | 0 | 12
NO |  | 81 | 2012 | 0 | 2 | 2 |  | 0701 BIG SANDY, KY | SARGENTS, OH | 765 | 765 | ALUM | 24.2 | 0 | 1 | 954 MCMA | 295039 | 6252403 | 6547442 | 0 | 0 | 0 | 0 | 0 | 0 | 0 | 0 | 0 | 0 | 0 | 0 | 0 | 0 | 0 | 0 | 0 | 0 | 0 | 0 | 12
NO |  | 81 | 2012 | 0 | 3 | 3 |  | 0701 BIG SANDY, KY | SARGENTS, OH | 765 | 765 | ST | 4.79 | 0 | 1 |  | 0 | 0 | 0 | 0 | 0 | 0 | 0 | 0 | 0 | 0 | 0 | 0 | 0 | 0 | 0 | 0 | 0 | 0 | 0 | 0 | 0 | 0 | 0 | 12
NO |  | 81 | 2012 | 0 | 4 | 4 |  | 0702 BIG SANDY, KY | BROADFORD, VA | 765 | 765 | ALUM | 12.65 | 0 | 1 | 954 MCMA | 2473694 | 25856054 | 28329748 | 0 | 0 | 0 | 0 | 0 | 0 | 0 | 0 | 0 | 0 | 0 | 0 | 0 | 0 | 0 | 0 | 0 | 0 | 0 | 0 | 12
NO |  | 81 | 2012 | 0 | 5 | 5 |  | 0702 BIG SANDY, KY | BROADFORD, VA | 765 | 765 | ST | 3.04 | 0 | 1 |  | 0 | 0 | 0 | 0 | 0 | 0 | 0 | 0 | 0 | 0 | 0 | 0 | 0 | 0 | 0 | 0 | 0 | 0 | 0 | 0 | 0 | 0 | 0 | 12
NO |  | 81 | 2012 | 0 | 6 | 6 |  | 0702 BIG SANDY, KY | BROADFORD, VA | 765 | 765 | ALUMT | 58.26 | 0 | 1 |  | 0 | 0 | 0 | 0 | 0 | 0 | 0 | 0 | 0 | 0 | 0 | 0 | 0 | 0 | 0 | 0 | 0 | 0 | 0 | 0 | 0 | 0 | 0 | 12
NO |  | 81 | 2012 | 0 | 7 | 7 |  | 0703 HANGING ROCK, OH | JEFFERSON, IN | 765 | 765 | ST | 154.74 | 0 | 1 | 351.5 VAR | 13500178 | 109355527 | 122855705 | 30843 | 417458 | 0 | 448301 | 0 | 0 | 0 | 0 | 0 | 0 | 0 | 0 | 0 | 0 | 0 | 0 | 0 | 0 | 0 | 0 | 12
NO |  | 81 | 2012 | 0 | 8 | 8 |  | 0300 BIG SANDY, KY | TRI-STATE, WV | 345 | 345 | ST | 8.36 | 0 | 1 | 954 MCMA | 119991 | 1208955 | 1328946 | 1000 | 13537 | 0 | 14537 | 0 | 0 | 0 | 0 | 0 | 0 | 0 | 0 | 0 | 0 | 0 | 0 | 0 | 0 | 0 | 0 | 12
NO |  | 81 | 2012 | 0 | 9 | 9 |  | 0600 HAZARD, KY PINEVILLE, | PINEVILLE, KY | 161 | 161 | WP | 45.62 | 0 | 1 | 500 MCMCU | 62481 | 3647457 | 3709938 | 0 | 0 | 0 | 0 | 0 | 0 | 0 | 0 | 0 | 0 | 0 | 0 | 0 | 0 | 0 | 0 | 0 | 0 | 0 | 0 | 12
NO |  | 81 | 2012 | 0 | 10 | 10 |  | 0600 HAZARD, KY | PINEVILLE, KY | 161 | 161 | ST | 0.72 | 0 | 1 |  | 0 | 0 | 0 | 0 | 0 | 0 | 0 | 0 | 0 | 0 | 0 | 0 | 0 | 0 | 0 | 0 | 0 | 0 | 0 | 0 | 0 | 0 | 0 | 12
NO |  | 81 | 2012 | 0 | 11 | 11 |  | 0135 WOOTEN | ARNOLD DELVINTA (LGE) | 161 | 161 | WP | 1.09 | 0 | 1 | 795 MCM 26/7 | 69669 | 0 | 69669 | 0 | 0 | 0 | 0 | 0 | 0 | 0 | 0 | 0 | 0 | 0 | 0 | 0 | 0 | 0 | 0 | 0 | 0 | 0 | 0 | 12
NO |  | 81 | 2012 | 0 | 12 | 12 |  | 0136 WOOTEN EXTENSION |  | 161 | 161 | ST | 0 | 0 | 1 | 795 MCM 26/7 | 0 | 194639 | 194639 | 5674 | 76801 | 0 | 82475 | 0 | 0 | 0 | 0 | 0 | 0 | 0 | 0 | 0 | 0 | 0 | 0 | 0 | 0 | 0 | 0 | 12
NO |  | 81 | 2012 | 0 | 13 | 13 |  | 0100 BIG SANDY, KY | BELLEFONTE | 138 | 138 | ALUM | 12.08 | 0 | 1 | 556.5 VAR | 377782 | 2299556 | 2677338 | 0 | 0 | 0 | 0 | 0 | 0 | 0 | 0 | 0 | 0 | 0 | 0 | 0 | 0 | 0 | 0 | 0 | 0 | 0 | 0 | 12
NO |  | 81 | 2012 | 0 | 14 | 14 |  | 0100 BIG SANDY, KY | BELLEFONTE | 138 | 138 | ST | 14.77 | 0 | 1 |  | 0 | 0 | 0 | 0 | 0 | 0 | 0 | 0 | 0 | 0 | 0 | 0 | 0 | 0 | 0 | 0 | 0 | 0 | 0 | 0 | 0 | 0 | 0 | 12
NO |  | 81 | 2012 | 0 | 15 | 15 |  | 0101 BIG SANDY, KY | W HUNTINGTON, WV | 138 | 138 | ST | 0.33 | 0 | 1 | 1033.5 VAR | 8028 | 64567 | 72595 | 0 | 0 | 0 | 0 | 0 | 0 | 0 | 0 | 0 | 0 | 0 | 0 | 0 | 0 | 0 | 0 | 0 | 0 | 0 | 0 | 12
NO |  | 81 | 2012 | 0 | 16 | 16 |  | 0102 BELLEFONTE, KY | N PROCTORVILLE, OH | 138 | 138 | ST | 1.1 | 1.1 | 1 | 397.5 MA | 0 | 126299 | 126299 | 0 | 0 | 0 | 0 | 0 | 0 | 0 | 0 | 0 | 0 | 0 | 0 | 0 | 0 | 0 | 0 | 0 | 0 | 0 | 0 | 12
NO |  | 81 | 2012 | 0 | 17 | 17 |  | 0103 HAZARD, KY | BEAVER CREEK, KY | 138 | 138 | ST | 6.75 | 0 | 1 | 397.5 MCMCU | 59684 | 7123552 | 7183236 | 0 | 0 | 0 | 0 | 0 | 0 | 0 | 0 | 0 | 0 | 0 | 0 | 0 | 0 | 0 | 0 | 0 | 0 | 0 | 0 | 12
NO |  | 81 | 2012 | 0 | 18 | 18 |  | 0103 HAZARD, KY | BEAVER CREEK, KY | 138 | 138 | ST | 22.35 | 0 | 1 |  | 0 | 0 | 0 | 0 | 0 | 0 | 0 | 0 | 0 | 0 | 0 | 0 | 0 | 0 | 0 | 0 | 0 | 0 | 0 | 0 | 0 | 0 | 0 | 12
NO |  | 81 | 2012 | 0 | 19 | 19 |  | 0105 CLINCH RIVER, VA | BEAVER CREEK, KY | 138 | 138 | ST | 1.47 | 0 | 1 | 636 MCMA | 84068 | 1599018 | 1683086 | 0 | 0 | 0 | 0 | 0 | 0 | 0 | 0 | 0 | 0 | 0 | 0 | 0 | 0 | 0 | 0 | 0 | 0 | 0 | 0 | 12
NO |  | 81 | 2012 | 0 | 20 | 20 |  | 0105 CLINCH RIVER, VA | BEAVER CREEK, KY | 138 | 138 | WP | 16.92 | 16.92 | 1 |  | 0 | 0 | 0 | 0 | 0 | 0 | 0 | 0 | 0 | 0 | 0 | 0 | 0 | 0 | 0 | 0 | 0 | 0 | 0 | 0 | 0 | 0 | 0 | 12
NO |  | 81 | 2012 | 0 | 21 | 21 |  | 0107 LOGAN, WV | SPRIGG, KY | 138 | 138 | ST | 0.64 | 0 | 2 | 397 MCMA | 156 | 446241 | 446397 | 0 | 0 | 0 | 0 | 0 | 0 | 0 | 0 | 0 | 0 | 0 | 0 | 0 | 0 | 0 | 0 | 0 | 0 | 0 | 0 | 12
NO |  | 81 | 2012 | 0 | 22 | 22 |  | 0110 BEAVER CREEK, KY | BIG SANDY, KY | 138 | 138 | ALUMT | 32.43 | 0 | 1 | 397.5 MCMA | 309219 | 3078326 | 3387545 | 0 | 0 | 0 | 0 | 0 | 0 | 0 | 0 | 0 | 0 | 0 | 0 | 0 | 0 | 0 | 0 | 0 | 0 | 0 | 0 | 12
NO |  | 81 | 2012 | 0 | 23 | 23 |  | 0110 BEAVER CREEK, KY | BIG SANDY, KY | 138 | 138 | WP | 10.05 | 0 | 1 |  | 0 | 0 | 0 | 0 | 0 | 0 | 0 | 0 | 0 | 0 | 0 | 0 | 0 | 0 | 0 | 0 | 0 | 0 | 0 | 0 | 0 | 0 | 0 | 12
NO |  | 81 | 2012 | 0 | 24 | 24 |  | 0110 BEAVER CREEK, KY | BIG SANDY, KY | 138 | 138 | WP | 16.41 | 0.33 | 1 |  | 0 | 0 | 0 | 0 | 0 | 0 | 0 | 0 | 0 | 0 | 0 | 0 | 0 | 0 | 0 | 0 | 0 | 0 | 0 | 0 | 0 | 0 | 0 | 12
NO |  | 81 | 2012 | 0 | 25 | 25 |  | 0111 TRI STATE, WV | BELLEFONTE, KY | 138 | 138 | ST | 0.71 | 14.41 | 1 | 795 MCMA | 12053 | 631930 | 643983 | 0 | 0 | 0 | 0 | 0 | 0 | 0 | 0 | 0 | 0 | 0 | 0 | 0 | 0 | 0 | 0 | 0 | 0 | 0 | 0 | 12
NO |  | 81 | 2012 | 0 | 26 | 26 |  | 0111 TRI STATE, WV | BELLEFONTE, KY | 138 | 138 | WP | 0.38 | 0 | 1 |  | 0 | 0 | 0 | 0 | 0 | 0 | 0 | 0 | 0 | 0 | 0 | 0 | 0 | 0 | 0 | 0 | 0 | 0 | 0 | 0 | 0 | 0 | 0 | 12
NO |  | 81 | 2012 | 0 | 27 | 27 |  | 0113 CHADWICK | KY ELECTRIC STEEL | 138 | 138 | WP | 7.9 | 0 | 1 | 795 MCMA | 50579 | 268040 | 318619 | 0 | 0 | 0 | 0 | 0 | 0 | 0 | 0 | 0 | 0 | 0 | 0 | 0 | 0 | 0 | 0 | 0 | 0 | 0 | 0 | 12
NO |  | 81 | 2012 | 0 | 28 | 28 |  | 0115 CHADWICK | COALTON | 138 | 138 | WP | 0.98 | 0 | 1 | 795 MCMA | 248782 | 465602 | 714384 | 0 | 0 | 0 | 0 | 0 | 0 | 0 | 0 | 0 | 0 | 0 | 0 | 0 | 0 | 0 | 0 | 0 | 0 | 0 | 0 | 12
NO |  | 81 | 2012 | 0 | 29 | 29 |  | 0133 CHADWICK |  | 138 | 138 |  | 0 | 0 | 0 |  | 67982 | 914472 | 982454 | 0 | 0 | 0 | 0 | 0 | 0 | 0 | 0 | 0 | 0 | 0 | 0 | 0 | 0 | 0 | 0 | 0 | 0 | 0 | 0 | 12
NO |  | 81 | 2012 | 0 | 30 | 30 |  | 0117 MILBROOK PARK, OH | FULLERTON | 138 | 138 | WP | 5.08 | 1.58 | 1 | 556.5 MCM | 408729 | 65248 | 473977 | 0 | 0 | 0 | 0 | 0 | 0 | 0 | 0 | 0 | 0 | 0 | 0 | 0 | 0 | 0 | 0 | 0 | 0 | 0 | 0 | 12
NO |  | 81 | 2012 | 0 | 31 | 31 |  | 0116 BEAVER CREEK | SPICEWOOD | 138 | 138 | WP | 25.83 | 0 | 1 | 795 MCMA | 555042 | 2823053 | 3378095 | 0 | 0 | 0 | 0 | 0 | 0 | 0 | 0 | 0 | 0 | 0 | 0 | 0 | 0 | 0 | 0 | 0 | 0 | 0 | 0 | 12
NO |  | 81 | 2012 | 0 | 32 | 32 |  | 0116 BEAVER CREEK | SPICEWOOD | 138 | 138 | ST | 0.63 | 0 | 0 | 1590 KCM | 0 | 0 | 0 | 0 | 0 | 0 | 0 | 0 | 0 | 0 | 0 | 0 | 0 | 0 | 0 | 0 | 0 | 0 | 0 | 0 | 0 | 0 | 0 | 12
NO |  | 81 | 2012 | 0 | 33 | 33 |  | 0120 HATFIELD | SPRIGG | 138 | 138 | WP | 5.88 | 0 | 1 | 1033 MCM | 0 | 1506763 | 1506763 | 0 | 0 | 0 | 0 | 0 | 0 | 0 | 0 | 0 | 0 | 0 | 0 | 0 | 0 | 0 | 0 | 0 | 0 | 0 | 0 | 12
NO |  | 81 | 2012 | 0 | 34 | 34 |  | 0121 HATFIELD | INEZ | 138 | 138 | WP | 14.67 | 0 | 1 | 10335 VAR | 631057 | 4454771 | 5085828 | 0 | 0 | 0 | 0 | 0 | 0 | 0 | 0 | 0 | 0 | 0 | 0 | 0 | 0 | 0 | 0 | 0 | 0 | 0 | 0 | 12
NO |  | 81 | 2012 | 0 | 35 | 35 |  | 0122 INEZ | LOVELY | 138 | 138 | WP | 6.86 | 0 | 1 | 10335 VAR | 2783 | 571688 | 574471 | 0 | 0 | 0 | 0 | 0 | 0 | 0 | 0 | 0 | 0 | 0 | 0 | 0 | 0 | 0 | 0 | 0 | 0 | 0 | 0 | 12
NO |  | 81 | 2012 | 1 | 1 | 1 |  | 0126 INEZ | MARTIKI | 138 | 138 | WP | 0.33 | 0 | 1 | 10335 VAR | 2269 | 56174 | 58443 | 0 | 0 | 0 | 0 | 0 | 0 | 0 | 0 | 0 | 0 | 0 | 0 | 0 | 0 | 0 | 0 | 0 | 0 | 0 | 0 | 12
NO |  | 81 | 2012 | 1 | 2 | 2 |  | 0127 BIG SANDY | INEZ | 138 | 138 | ST | 23 | 0 | 1 | 795 MCMA | 1183715 | 12705933 | 13889648 | 0 | 0 | 0 | 0 | 0 | 0 | 0 | 0 | 0 | 0 | 0 | 0 | 0 | 0 | 0 | 0 | 0 | 0 | 0 | 0 | 12
NO |  | 81 | 2012 | 1 | 3 | 3 |  | 0106 DORTON | FLEMING | 138 | 138 | WP | 7.64 | 0 | 1 | 795 MCMA | 150919 | 1240544 | 1391463 | 0 | 0 | 0 | 0 | 0 | 0 | 0 | 0 | 0 | 0 | 0 | 0 | 0 | 0 | 0 | 0 | 0 | 0 | 0 | 0 | 12
NO |  | 81 | 2012 | 1 | 4 | 4 |  | 0108 BEAVER CREEK | SPRIGG #1 | 138 | 138 | WP | 32.6 | 0 | 1 | 397 MCMA | 98056 | 918631 | 1016687 | 0 | 0 | 0 | 0 | 0 | 0 | 0 | 0 | 0 | 0 | 0 | 0 | 0 | 0 | 0 | 0 | 0 | 0 | 0 | 0 | 12
NO |  | 81 | 2012 | 1 | 5 | 5 |  | 0124 BIG SANDY | SOUTH NEAL | 138 | 138 | WP | 0.01 | 0 | 1 | 10335 VAR | 0 | 116738 | 116738 | 0 | 0 | 0 | 0 | 0 | 0 | 0 | 0 | 0 | 0 | 0 | 0 | 0 | 0 | 0 | 0 | 0 | 0 | 0 | 0 | 12
NO |  | 81 | 2012 | 1 | 6 | 6 |  | 0109 BEAVER CREEK | SPRIGG #3 | 138 | 138 |  | 0 | 0 | 0 |  | 51485 | 0 | 51485 | 0 | 0 | 0 | 0 | 0 | 0 | 0 | 0 | 0 | 0 | 0 | 0 | 0 | 0 | 0 | 0 | 0 | 0 | 0 | 0 | 12
NO |  | 81 | 2012 | 1 | 7 | 7 |  | 0125 BELLEFONTE | AK STEEL OXYGEN PLANT | 138 | 138 | ST | 0.22 | 0 | 2 | 795 ACSR | 1393 | 225286 | 226679 | 0 | 0 | 0 | 0 | 0 | 0 | 0 | 0 | 0 | 0 | 0 | 0 | 0 | 0 | 0 | 0 | 0 | 0 | 0 | 0 | 12
NO |  | 81 | 2012 | 1 | 8 | 8 |  | 0130 JOHNS CREEK | SPRIGG | 138 | 138 | ST | 13 | 0 | 0 | 1033 MCM | 0 | 3833913 | 3833913 | 0 | 0 | 0 | 0 | 0 | 0 | 0 | 0 | 0 | 0 | 0 | 0 | 0 | 0 | 0 | 0 | 0 | 0 | 0 | 0 | 12
NO |  | 81 | 2012 | 1 | 9 | 9 |  | 0131 BAKER | BIG SANDY EXT. | 138 | 138 | ST | 1 | 0 | 1 | 1351 KCM | 650 | 1179194 | 1179844 | 0 | 0 | 0 | 0 | 0 | 0 | 0 | 0 | 0 | 0 | 0 | 0 | 0 | 0 | 0 | 0 | 0 | 0 | 0 | 0 | 12
NO |  | 81 | 2012 | 1 | 10 | 10 |  | 0128 INEZ | JOHNS CREEK | 138 | 138 | ST | 17 | 0 | 0 | 2-556.5 MCM | 946443 | 9965916 | 10912359 | 0 | 0 | 0 | 0 | 0 | 0 | 0 | 0 | 0 | 0 | 0 | 0 | 0 | 0 | 0 | 0 | 0 | 0 | 0 | 0 | 12
NO |  | 81 | 2012 | 1 | 11 | 11 |  | 0129 BEAVER CREEK | JOHNS CREEK | 138 | 138 | ST | 22 | 0 | 0 | 1033 MCM | 195162 | 7528044 | 7723206 | 0 | 0 | 0 | 0 | 0 | 0 | 0 | 0 | 0 | 0 | 0 | 0 | 0 | 0 | 0 | 0 | 0 | 0 | 0 | 0 | 12
NO |  | 81 | 2012 | 1 | 12 | 12 |  | 0132 GRANGSTON LOOP |  | 138 | 138 |  | 0 | 0 | 0 |  | 4103 | 1 | 4104 | 0 | 0 | 0 | 0 | 0 | 0 | 0 | 0 | 0 | 0 | 0 | 0 | 0 | 0 | 0 | 0 | 0 | 0 | 0 | 0 | 12
NO |  | 81 | 2012 | 1 | 13 | 13 |  | 0137 HAYS BRANCH | MORGAN FORK | 138 | 138 | ST | 8.3 | 0 | 1 | 795 ACSR | 1363522 | 9438072 | 10801594 | 0 | 0 | 0 | 0 | 0 | 0 | 0 | 0 | 0 | 0 | 0 | 0 | 0 | 0 | 0 | 0 | 0 | 0 | 0 | 0 | 12
NO |  | 81 | 2012 | 1 | 14 | 14 |  | 0138 SOFT SHELL | BEAVER CREEK | 138 | 138 | ST | 1.4 | 0 | 2 | 1590 ACSR | 189560 | 3683444 | 3873004 | 0 | 0 | 0 | 0 | 0 | 0 | 0 | 0 | 0 | 0 | 0 | 0 | 0 | 0 | 0 | 0 | 0 | 0 | 0 | 0 | 12
NO |  | 81 | 2012 | 1 | 15 | 15 |  | 0138 SOFT SHELL | SPICEWOOD | 138 | 138 | ST | 1.4 | 0 | 2 | 1590 ACSR | 0 | 0 | 0 | 0 | 0 | 0 | 0 | 0 | 0 | 0 | 0 | 0 | 0 | 0 | 0 | 0 | 0 | 0 | 0 | 0 | 0 | 0 | 0 | 12
NO |  | 81 | 2012 | 1 | 16 | 16 |  | 0139 MORGAN FORK | BETSY LANE | 138 | 138 | ST | 0.1 | 0 | 1 | 795 ACSR | 0 | 526313 | 526313 | 0 | 0 | 0 | 0 | 0 | 0 | 0 | 0 | 0 | 0 | 0 | 0 | 0 | 0 | 0 | 0 | 0 | 0 | 0 | 0 | 12
NO |  | 81 | 2012 | 1 | 17 | 17 |  | 0139 MORGAN FORK | BEAVER CREEK | 138 | 138 | ST | 0.1 | 0 | 1 | 795 ACSR | 0 | 0 | 0 | 43866 | 593714 | 0 | 637580 | 0 | 0 | 0 | 0 | 0 | 0 | 0 | 0 | 0 | 0 | 0 | 0 | 0 | 0 | 0 | 0 | 12
SI/SI | A | 81 | 2012 | 1 | 19 | 19 |  | LINES < 132KV |  | 69 | 69 |  | 595.11 | 6.16 | 0 |  | 4304827 | 60646999 | 64951826 | 71934 | 973605 | 0 | 1045539 | 0 | 0 | 0 | 0 | 0 | 0 | 0 | 0 | 0 | 0 | 0 | 0 | 0 | 0 | 0 | 0 | 12
NO |  | 81 | 2012 | 0 | 36 | 36 |  | TOTAL |  | 0 | 0 |  | 1241.03 | 40.5 | 49 |  | 27829358 | 285029408 | 312858766 | 153317 | 2075115 | 0 | 2228432 | 0 | 0 | 0 | 0 | 0 | 0 | 0 | 0 | 0 | 0 | 0 | 0 | 0 | 0 | 0 | 0 | 12
NO |  | 83 | 2012 | 0 | 36 | 36 |  | TOTAL |  | 0 | 0 |  | 52.36 | 19.27 | 9 |  | 445742 | 4442959 | 4888701 | 11669 | 34064 | 0 | 45733 | 0 | 0 | 0 | 0 | 0 | 0 | 0 | 0 | 0 | 0 | 0 | 0 | 0 | 0 | 0 | 0 | 12
NO |  | 83 | 2012 | 0 | 1 | 1 |  | STATE OF TENNESSEE |  | 0 | 0 |  | 0 | 0 | 0 |  | 0 | 0 | 0 | 0 | 0 | 0 | 0 | 0 | 0 | 0 | 0 | 0 | 0 | 0 | 0 | 0 | 0 | 0 | 0 | 0 | 0 | 0 | 0 | 12
NO |  | 83 | 2012 | 0 | 2 | 2 |  | Holston Ordance Tap #2, TN |  | 138 | 138 | WP | 0.07 | 0 | 1 | 4/0 ACSR | 0 | 2143 | 2143 | 0 | 0 | 0 | 0 | 0 | 0 | 0 | 0 | 0 | 0 | 0 | 0 | 0 | 0 | 0 | 0 | 0 | 0 | 0 | 0 | 12
NO |  | 83 | 2012 | 0 | 3 | 3 |  | Short Hills Tap, TN |  | 138 | 138 | WP | 0.04 | 0 | 1 | 556KCM ACSR | 0 | 0 | 0 | 0 | 0 | 0 | 0 | 0 | 0 | 0 | 0 | 0 | 0 | 0 | 0 | 0 | 0 | 0 | 0 | 0 | 0 | 0 | 0 | 12
NO |  | 83 | 2012 | 0 | 4 | 4 |  | Broadford, VA | Nagel, TN | 138 | 138 | ST | 11.76 | 0.01 | 1 | 556KCM ACSR | 0 | 1525 | 1525 | 0 | 0 | 0 | 0 | 0 | 0 | 0 | 0 | 0 | 0 | 0 | 0 | 0 | 0 | 0 | 0 | 0 | 0 | 0 | 0 | 12
NO |  | 83 | 2012 | 0 | 5 | 5 |  |  |  | 0 | 0 | WP | 0.11 | 0 | 0 |  | 0 | 0 | 0 | 0 | 0 | 0 | 0 | 0 | 0 | 0 | 0 | 0 | 0 | 0 | 0 | 0 | 0 | 0 | 0 | 0 | 0 | 0 | 0 | 12
NO |  | 83 | 2012 | 0 | 6 | 6 |  | North Bristol, VA | West Kingsport, TN | 138 | 138 | ST | 1.92 | 2.92 | 1 | 556KCM ACSR | 33715 | 254006 | 287721 | 0 | 0 | 0 | 0 | 0 | 0 | 0 | 0 | 0 | 0 | 0 | 0 | 0 | 0 | 0 | 0 | 0 | 0 | 0 | 0 | 12
NO |  | 83 | 2012 | 0 | 7 | 7 |  | Holston, TN | Reedy Creek, TN | 138 | 138 | ST | 0 | 7.4 | 1 | 556KCM ACSR | 159 | 91001 | 91160 | 0 | 0 | 0 | 0 | 0 | 0 | 0 | 0 | 0 | 0 | 0 | 0 | 0 | 0 | 0 | 0 | 0 | 0 | 0 | 0 | 12
NO |  | 83 | 2012 | 0 | 8 | 8 |  | Clinch River, VA | Moreland Drive, TN | 138 | 138 | ST | 7.83 | 0 | 1 | 556KCM ACSR | 310839 | 784709 | 1095548 | 0 | 0 | 0 | 0 | 0 | 0 | 0 | 0 | 0 | 0 | 0 | 0 | 0 | 0 | 0 | 0 | 0 | 0 | 0 | 0 | 12
NO |  | 83 | 2012 | 0 | 9 | 9 |  | Nagel, TN | Reedy Creek, TN | 138 | 138 | ST | 0 | 5.61 | 1 | 556KCM ACSR | 0 | 142046 | 142046 | 0 | 0 | 0 | 0 | 0 | 0 | 0 | 0 | 0 | 0 | 0 | 0 | 0 | 0 | 0 | 0 | 0 | 0 | 0 | 0 | 12
NO |  | 83 | 2012 | 0 | 10 | 10 |  | Nagel, TN | West Kingsport, TN | 138 | 138 | ST | 0 | 3.25 | 1 | 556KCM ACSR | 0 | 0 | 0 | 0 | 0 | 0 | 0 | 0 | 0 | 0 | 0 | 0 | 0 | 0 | 0 | 0 | 0 | 0 | 0 | 0 | 0 | 0 | 0 | 12
NO |  | 83 | 2012 | 0 | 11 | 11 |  | Industry Drive, TN | West Kingsport, TN | 138 | 138 | ST | 0.37 | 0 | 1 | 795KCM ACSR | 1856 | 359413 | 361269 | 0 | 0 | 0 | 0 | 0 | 0 | 0 | 0 | 0 | 0 | 0 | 0 | 0 | 0 | 0 | 0 | 0 | 0 | 0 | 0 | 12
NO |  | 83 | 2012 | 0 | 12 | 12 |  | EXPENSES 138KV LINES |  | 0 | 0 |  | 0 | 0 | 0 |  | 0 | 0 | 0 | 6726 | 19636 | 0 | 26362 | 0 | 0 | 0 | 0 | 0 | 0 | 0 | 0 | 0 | 0 | 0 | 0 | 0 | 0 | 0 | 0 | 12
SI/SI | A | 83 | 2012 | 0 | 14 | 14 |  | Lines < 132 KV |  | 0 | 0 |  | 30.26 | 0.08 | 0 |  | 99173 | 2808116 | 2907289 | 4943 | 14428 | 0 | 19371 | 0 | 0 | 0 | 0 | 0 | 0 | 0 | 0 | 0 | 0 | 0 | 0 | 0 | 0 | 0 | 0 | 12
NO |  | 83 | 2012 | 0 | 23 | 23 |  |  |  | 0 | 0 | WP=Wood | 0 | 0 | 0 |  | 0 | 0 | 0 | 0 | 0 | 0 | 0 | 0 | 0 | 0 | 0 | 0 | 0 | 0 | 0 | 0 | 0 | 0 | 0 | 0 | 0 | 0 | 0 | 12
NO |  | 83 | 2012 | 0 | 24 | 24 |  |  |  | 0 | 0 | ST=Steel Pole | 0 | 0 | 0 |  | 0 | 0 | 0 | 0 | 0 | 0 | 0 | 0 | 0 | 0 | 0 | 0 | 0 | 0 | 0 | 0 | 0 | 0 | 0 | 0 | 0 | 0 | 0 | 12
NO |  | 127 | 2012 | 0 | 2 | 2 |  | 0168 BAKER | DON MARQUIS | 765 | 765 | AT | 26.41 | 0 | 1 | 954 ACSR | 1349451 | 9045631 | 10395082 | 0 | 0 | 0 | 0 | 0 | 0 | 0 | 0 | 0 | 0 | 0 | 0 | 0 | 0 | 0 | 0 | 0 | 0 | 0 | 0 | 12
NO |  | 127 | 2012 | 0 | 3 | 3 |  | 0168 BAKER | DON MARQUIS | 765 | 765 | ST | 10.32 | 0 | 1 | 954 ACSR | 0 | 0 | 0 | 0 | 0 | 0 | 0 | 0 | 0 | 0 | 0 | 0 | 0 | 0 | 0 | 0 | 0 | 0 | 0 | 0 | 0 | 0 | 0 | 12
NO |  | 127 | 2012 | 0 | 4 | 4 |  | 0171 KAMMER | DUMONT | 765 | 765 | AT | 100.19 | 0 | 1 | 954 ACSR | 8552412 | 47088111 | 55640523 | 0 | 0 | 0 | 0 | 0 | 0 | 0 | 0 | 0 | 0 | 0 | 0 | 0 | 0 | 0 | 0 | 0 | 0 | 0 | 0 | 12
NO |  | 127 | 2012 | 0 | 5 | 5 |  | 0171 KAMMER | DUMONT | 765 | 765 | ST | 126.14 | 0 | 1 | 954 ACSR | 0 | 0 | 0 | 0 | 0 | 0 | 0 | 0 | 0 | 0 | 0 | 0 | 0 | 0 | 0 | 0 | 0 | 0 | 0 | 0 | 0 | 0 | 0 | 12
NO |  | 127 | 2012 | 0 | 6 | 6 |  | 0194 AMOS | NORTH PROCTORVILLE | 765 | 765 | ST | 5.3 | 0 | 1 | 1351.5 AC | 112858 | 1885346 | 1998204 | 0 | 0 | 0 | 0 | 0 | 0 | 0 | 0 | 0 | 0 | 0 | 0 | 0 | 0 | 0 | 0 | 0 | 0 | 0 | 0 | 12
NO |  | 127 | 2012 | 0 | 7 | 7 |  | 0195 GAVIN | MARYSVILLE | 765 | 765 | ST | 124.4 | 0 | 1 | 1351.5 AC | 6337173 | 30096661 | 36433834 | 0 | 0 | 0 | 0 | 0 | 0 | 0 | 0 | 0 | 0 | 0 | 0 | 0 | 0 | 0 | 0 | 0 | 0 | 0 | 0 | 12
NO |  | 127 | 2012 | 0 | 8 | 8 |  | 0232 AMOS | GAVIN | 765 | 765 | ST | 0.49 | 0 | 1 | 1351.5 AC | 0 | 314184 | 314184 | 0 | 0 | 0 | 0 | 0 | 0 | 0 | 0 | 0 | 0 | 0 | 0 | 0 | 0 | 0 | 0 | 0 | 0 | 0 | 0 | 12
NO |  | 127 | 2012 | 0 | 9 | 9 |  | 0233 GAVIN | KAMMER | 765 | 765 | ST | 2.62 | 0 | 1 | 1351.5 AC | 471961 | 1245089 | 1717050 | 0 | 0 | 0 | 0 | 0 | 0 | 0 | 0 | 0 | 0 | 0 | 0 | 0 | 0 | 0 | 0 | 0 | 0 | 0 | 0 | 12
NO |  | 127 | 2012 | 0 | 10 | 10 |  | 0263 KAMMER | SOUTH CANTON | 765 | 765 | AT | 0.24 | 0 | 1 | 1351.5 AC | 6908385 | 48233192 | 55141577 | 0 | 0 | 0 | 0 | 0 | 0 | 0 | 0 | 0 | 0 | 0 | 0 | 0 | 0 | 0 | 0 | 0 | 0 | 0 | 0 | 12
NO |  | 127 | 2012 | 0 | 11 | 11 |  | 0263 KAMMER | SOUTH CANTON | 765 | 765 | ST | 78.44 | 0 | 1 | 1351.5 AC | 0 | 0 | 0 | 0 | 0 | 0 | 0 | 0 | 0 | 0 | 0 | 0 | 0 | 0 | 0 | 0 | 0 | 0 | 0 | 0 | 0 | 0 | 0 | 12
NO |  | 127 | 2012 | 0 | 12 | 12 |  | 0269 NORTH PROCTORV | HANGING ROCK | 765 | 765 | ST | 25.99 | 0 | 1 | 1351.5 AC | 1120972 | 10994722 | 12115694 | 0 | 0 | 0 | 0 | 0 | 0 | 0 | 0 | 0 | 0 | 0 | 0 | 0 | 0 | 0 | 0 | 0 | 0 | 0 | 0 | 12
NO |  | 127 | 2012 | 0 | 13 | 13 |  | 0270 HANGING ROCK | JEFFERSON | 765 | 765 | ST | 6.14 | 0 | 1 | 1351.5 AC | 555058 | 4046333 | 4601391 | 0 | 0 | 0 | 0 | 0 | 0 | 0 | 0 | 0 | 0 | 0 | 0 | 0 | 0 | 0 | 0 | 0 | 0 | 0 | 0 | 12
NO |  | 127 | 2012 | 0 | 14 | 14 |  | 0047 SPORN | MUSKINGUM | 345 | 345 | ST | 46.52 | 0 | 1 | 1275 ACSR | 73162 | 7507317 | 7580479 | 0 | 0 | 0 | 0 | 0 | 0 | 0 | 0 | 0 | 0 | 0 | 0 | 0 | 0 | 0 | 0 | 0 | 0 | 0 | 0 | 12
NO |  | 127 | 2012 | 0 | 15 | 15 |  | 0048 MUSKINGUM | CENTRAL | 345 | 345 | ST | 28.1 | 0 | 1 | 2303 ACAR | 835696 | 7885454 | 8721150 | 0 | 0 | 0 | 0 | 0 | 0 | 0 | 0 | 0 | 0 | 0 | 0 | 0 | 0 | 0 | 0 | 0 | 0 | 0 | 0 | 12
NO |  | 127 | 2012 | 0 | 16 | 16 |  | 0048 MUSKINGUM | CENTRAL | 345 | 345 | ST | 53.94 | 0 | 2 | 2303 ACAR | 0 | 0 | 0 | 0 | 0 | 0 | 0 | 0 | 0 | 0 | 0 | 0 | 0 | 0 | 0 | 0 | 0 | 0 | 0 | 0 | 0 | 0 | 0 | 12
NO |  | 127 | 2012 | 0 | 17 | 17 |  | 0052 CENTRAL | EAST LIMA | 345 | 345 | ST | 2.68 | 0 | 1 | 1275 ACSR | 570628 | 9414121 | 9984749 | 0 | 0 | 0 | 0 | 0 | 0 | 0 | 0 | 0 | 0 | 0 | 0 | 0 | 0 | 0 | 0 | 0 | 0 | 0 | 0 | 12
NO |  | 127 | 2012 | 0 | 18 | 18 |  | 0052 CENTRAL | EAST LIMA | 345 | 345 | ST | 71.36 | 0 | 2 | 2303 ACAR | 0 | 0 | 0 | 0 | 0 | 0 | 0 | 0 | 0 | 0 | 0 | 0 | 0 | 0 | 0 | 0 | 0 | 0 | 0 | 0 | 0 | 0 | 0 | 12
NO |  | 127 | 2012 | 0 | 19 | 19 |  | 0070 EAST LIMA | SORENSON | 345 | 345 | ST | 42.58 | 0 | 1 | 1275 ACSR | 398655 | 2572059 | 2970714 | 0 | 0 | 0 | 0 | 0 | 0 | 0 | 0 | 0 | 0 | 0 | 0 | 0 | 0 | 0 | 0 | 0 | 0 | 0 | 0 | 12
NO |  | 127 | 2012 | 0 | 20 | 20 |  | 0079 MUSKINGUM | TIDD | 345 | 345 | ST | 83.57 | 0 | 2 | 1414 ACSR | 569553 | 9681540 | 10251093 | 0 | 0 | 0 | 0 | 0 | 0 | 0 | 0 | 0 | 0 | 0 | 0 | 0 | 0 | 0 | 0 | 0 | 0 | 0 | 0 | 12
NO |  | 127 | 2012 | 0 | 21 | 21 |  | 0088 KAMMER EXT. NO. 1 |  | 345 | 345 | ST | 0.2 | 0 | 1 | 1414 ACSR | 324 | 15980 | 16304 | 0 | 0 | 0 | 0 | 0 | 0 | 0 | 0 | 0 | 0 | 0 | 0 | 0 | 0 | 0 | 0 | 0 | 0 | 0 | 0 | 12
NO |  | 127 | 2012 | 0 | 22 | 22 |  | 0088 KAMMER EXT. NO. 1 (WV) |  | 345 | 345 | ST | 0.38 | 0 | 1 | 1414 ACSR | 0 | 0 | 0 | 0 | 0 | 0 | 0 | 0 | 0 | 0 | 0 | 0 | 0 | 0 | 0 | 0 | 0 | 0 | 0 | 0 | 0 | 0 | 0 | 12
NO |  | 127 | 2012 | 0 | 23 | 23 |  | 0104 TIDD | CANTON CENTRAL | 345 | 345 | AT | 37.29 | 0 | 1 | 954 ACSR | 600262 | 4448569 | 5048831 | 0 | 0 | 0 | 0 | 0 | 0 | 0 | 0 | 0 | 0 | 0 | 0 | 0 | 0 | 0 | 0 | 0 | 0 | 0 | 0 | 12
NO |  | 127 | 2012 | 0 | 24 | 24 |  | 0104 TIDD | CANTON CENTRAL | 345 | 345 | ST | 14.21 | 0 | 1 | 954 ACSR | 0 | 0 | 0 | 0 | 0 | 0 | 0 | 0 | 0 | 0 | 0 | 0 | 0 | 0 | 0 | 0 | 0 | 0 | 0 | 0 | 0 | 0 | 0 | 12
NO |  | 127 | 2012 | 0 | 25 | 25 |  | 0106 CANTON CENTRAL | JUNIPER | 345 | 345 | AT | 4.06 | 0 | 1 | 954 ACSR | 216361 | 608479 | 824840 | 0 | 0 | 0 | 0 | 0 | 0 | 0 | 0 | 0 | 0 | 0 | 0 | 0 | 0 | 0 | 0 | 0 | 0 | 0 | 0 | 12
NO |  | 127 | 2012 | 0 | 26 | 26 |  | 0106 CANTON CENTRAL | JUNIPER | 345 | 345 | ST | 1.36 | 0 | 1 | 954 ACSR | 0 | 0 | 0 | 0 | 0 | 0 | 0 | 0 | 0 | 0 | 0 | 0 | 0 | 0 | 0 | 0 | 0 | 0 | 0 | 0 | 0 | 0 | 0 | 12
NO |  | 127 | 2012 | 0 | 27 | 27 |  | 0106 CANTON CENTRAL | JUNIPER | 345 | 345 | ST | 0.55 | 0 | 2 | 954 ACSR | 0 | 0 | 0 | 0 | 0 | 0 | 0 | 0 | 0 | 0 | 0 | 0 | 0 | 0 | 0 | 0 | 0 | 0 | 0 | 0 | 0 | 0 | 0 | 12
NO |  | 127 | 2012 | 0 | 28 | 28 |  | 0119 MUSKINGUM | OHIO CENTRAL | 345 | 345 | AT | 30.75 | 0 | 1 | 1414 ACSR | 234856 | 3199207 | 3434063 | 0 | 0 | 0 | 0 | 0 | 0 | 0 | 0 | 0 | 0 | 0 | 0 | 0 | 0 | 0 | 0 | 0 | 0 | 0 | 0 | 12
NO |  | 127 | 2012 | 0 | 29 | 29 |  | 0119 MUSKINGUM | OHIO CENTRAL | 345 | 345 | ST | 12.51 | 0 | 1 | 954 ACSR | 0 | 0 | 0 | 0 | 0 | 0 | 0 | 0 | 0 | 0 | 0 | 0 | 0 | 0 | 0 | 0 | 0 | 0 | 0 | 0 | 0 | 0 | 0 | 12
NO |  | 127 | 2012 | 0 | 30 | 30 |  | 0142 KAMMER EXT. NO. 2 |  | 345 | 345 | ST | 0.15 | 0 | 1 | 1414 ACSR | 374 | 30950 | 31324 | 0 | 0 | 0 | 0 | 0 | 0 | 0 | 0 | 0 | 0 | 0 | 0 | 0 | 0 | 0 | 0 | 0 | 0 | 0 | 0 | 12
NO |  | 127 | 2012 | 0 | 31 | 31 |  | 0142 KAMMER EXT. NO. 2 (WV) |  | 345 | 345 | ST | 0.3 | 0 | 1 | 1414 ACSR | 0 | 0 | 0 | 0 | 0 | 0 | 0 | 0 | 0 | 0 | 0 | 0 | 0 | 0 | 0 | 0 | 0 | 0 | 0 | 0 | 0 | 0 | 0 | 12
NO |  | 127 | 2012 | 0 | 32 | 32 |  | 0161 OHIO CENTRAL | FOSTORIA CENTRAL | 345 | 345 | AT | 100.53 | 0 | 1 | 954 ACSR | 1366276 | 11437901 | 12804177 | 0 | 0 | 0 | 0 | 0 | 0 | 0 | 0 | 0 | 0 | 0 | 0 | 0 | 0 | 0 | 0 | 0 | 0 | 0 | 0 | 12
NO |  | 127 | 2012 | 0 | 33 | 33 |  | 0161 OHIO CENTRAL | FOSTORIA CENTRAL | 345 | 345 | ST | 5.99 | 0 | 1 | 954 ACSR | 0 | 0 | 0 | 0 | 0 | 0 | 0 | 0 | 0 | 0 | 0 | 0 | 0 | 0 | 0 | 0 | 0 | 0 | 0 | 0 | 0 | 0 | 0 | 12
NO |  | 127 | 2012 | 0 | 34 | 34 |  | 0162 FOSTORIA CENTRAL | EAST LIMA | 345 | 345 | AT | 34.47 | 0 | 1 | 954 ACSR | 1009385 | 3857729 | 4867114 | 0 | 0 | 0 | 0 | 0 | 0 | 0 | 0 | 0 | 0 | 0 | 0 | 0 | 0 | 0 | 0 | 0 | 0 | 0 | 0 | 12
NO |  | 127 | 2012 | 0 | 35 | 35 |  | 0162 FOSTORIA CENTRAL | EAST LIMA | 345 | 345 | ST | 5.35 | 0 | 1 | 954 ACSR | 0 | 0 | 0 | 0 | 0 | 0 | 0 | 0 | 0 | 0 | 0 | 0 | 0 | 0 | 0 | 0 | 0 | 0 | 0 | 0 | 0 | 0 | 0 | 12
NO |  | 127 | 2012 | 1 | 1 | 1 |  | 0163 FOSTORIA CENTRAL | PEMBERVILLE | 345 | 345 | ST | 19.29 | 0 | 2 | 954 ACSR | 391441 | 3342849 | 3734290 | 0 | 0 | 0 | 0 | 0 | 0 | 0 | 0 | 0 | 0 | 0 | 0 | 0 | 0 | 0 | 0 | 0 | 0 | 0 | 0 | 12
NO |  | 127 | 2012 | 1 | 2 | 2 |  | 0166 SOUTH CANTON | SAMMIS | 345 | 345 | ST | 0.74 | 0 | 1 | 954 ACSR | 12388 | 475023 | 487411 | 0 | 0 | 0 | 0 | 0 | 0 | 0 | 0 | 0 | 0 | 0 | 0 | 0 | 0 | 0 | 0 | 0 | 0 | 0 | 0 | 12
NO |  | 127 | 2012 | 1 | 3 | 3 |  | 0167 SOUTH CANTON | STAR | 345 | 345 | ST | 0.69 | 0 | 1 | 954 ACSR | 14027 | 188850 | 202877 | 0 | 0 | 0 | 0 | 0 | 0 | 0 | 0 | 0 | 0 | 0 | 0 | 0 | 0 | 0 | 0 | 0 | 0 | 0 | 0 | 12
NO |  | 127 | 2012 | 1 | 4 | 4 |  | 0172 SOUTHWEST LIMA EXTEN |  | 345 | 345 | ST | 14.68 | 0 | 2 | 1414 ACSR | 478155 | 2368771 | 2846926 | 0 | 0 | 0 | 0 | 0 | 0 | 0 | 0 | 0 | 0 | 0 | 0 | 0 | 0 | 0 | 0 | 0 | 0 | 0 | 0 | 12
NO |  | 127 | 2012 | 1 | 5 | 5 |  | 0173 SOUTHWEST LIMA | MIAMI | 345 | 345 | AT | 18.04 | 0 | 1 | 954 ACSR | 415420 | 1876114 | 2291534 | 0 | 0 | 0 | 0 | 0 | 0 | 0 | 0 | 0 | 0 | 0 | 0 | 0 | 0 | 0 | 0 | 0 | 0 | 0 | 0 | 12
NO |  | 127 | 2012 | 1 | 6 | 6 |  | 0173 SOUTHWEST LIMA | MIAMI | 345 | 345 | ST | 0.97 | 0 | 1 | 954 ACSR | 0 | 0 | 0 | 0 | 0 | 0 | 0 | 0 | 0 | 0 | 0 | 0 | 0 | 0 | 0 | 0 | 0 | 0 | 0 | 0 | 0 | 0 | 0 | 12
NO |  | 127 | 2012 | 1 | 7 | 7 |  | 0208 TIDD | COLIER | 345 | 345 | ST | 0.31 | 0 | 2 | 954 ACSR | 940 | 225938 | 226878 | 0 | 0 | 0 | 0 | 0 | 0 | 0 | 0 | 0 | 0 | 0 | 0 | 0 | 0 | 0 | 0 | 0 | 0 | 0 | 0 | 12
NO |  | 127 | 2012 | 1 | 8 | 8 |  | 0248 MARYSVILLE EXT NO |  | 345 | 345 | ST | 4.22 | 0 | 2 | 1275 ACSR | 102208 | 1124942 | 1227150 | 0 | 0 | 0 | 0 | 0 | 0 | 0 | 0 | 0 | 0 | 0 | 0 | 0 | 0 | 0 | 0 | 0 | 0 | 0 | 0 | 12
NO |  | 127 | 2012 | 1 | 9 | 9 |  | 0249 MARYSVILLE EXT NO |  | 345 | 345 | ST | 4.84 | 0 | 2 | 2303 ACAR | 168828 | 1016681 | 1185509 | 0 | 0 | 0 | 0 | 0 | 0 | 0 | 0 | 0 | 0 | 0 | 0 | 0 | 0 | 0 | 0 | 0 | 0 | 0 | 0 | 12
NO |  | 127 | 2012 | 1 | 10 | 10 |  | 0279 SOUTH CANTON | CANTON CENTRAL | 345 | 345 | ST | 8.16 | 0 | 2 | 954 ACSR | 457056 | 4364051 | 4821107 | 0 | 0 | 0 | 0 | 0 | 0 | 0 | 0 | 0 | 0 | 0 | 0 | 0 | 0 | 0 | 0 | 0 | 0 | 0 | 0 | 12
NO |  | 127 | 2012 | 1 | 11 | 11 |  | 0365 WATERFORD EXTENSION | MUSKINGUM-SPORN | 345 | 345 | ST | 0.98 | 0 | 0 | 954 ACSR | 0 | 13499 | 13499 | 0 | 0 | 0 | 0 | 0 | 0 | 0 | 0 | 0 | 0 | 0 | 0 | 0 | 0 | 0 | 0 | 0 | 0 | 0 | 0 | 12
NO |  | 127 | 2012 | 1 | 12 | 12 |  | 0366 BEVERLY EXTENSION |  | 345 | 345 | ST | 0.1 | 0 | 0 |  | 0 | 0 | 0 | 0 | 0 | 0 | 0 | 0 | 0 | 0 | 0 | 0 | 0 | 0 | 0 | 0 | 0 | 0 | 0 | 0 | 0 | 0 | 0 | 12
NO |  | 127 | 2012 | 1 | 13 | 13 |  | 0001 LIMA | FT WAYNE | 138 | 138 | WP | 0.1 | 0 | 2 | 397.5 ACS | 117254 | 770710 | 887964 | 0 | 0 | 0 | 0 | 0 | 0 | 0 | 0 | 0 | 0 | 0 | 0 | 0 | 0 | 0 | 0 | 0 | 0 | 0 | 0 | 12
NO |  | 127 | 2012 | 1 | 14 | 14 |  | 0001 LIMA | FT WAYNE | 138 | 138 | ST | 43.58 | 0 | 2 | 397.5 ACS | 0 | 0 | 0 | 0 | 0 | 0 | 0 | 0 | 0 | 0 | 0 | 0 | 0 | 0 | 0 | 0 | 0 | 0 | 0 | 0 | 0 | 0 | 0 | 12
NO |  | 127 | 2012 | 1 | 15 | 15 |  | 0004 HOWARD | ASHLAND | 138 | 138 | ST | 6.15 | 0 | 1 | 397.5 ACS | 18658 | 81441 | 100099 | 0 | 0 | 0 | 0 | 0 | 0 | 0 | 0 | 0 | 0 | 0 | 0 | 0 | 0 | 0 | 0 | 0 | 0 | 0 | 0 | 12
NO |  | 127 | 2012 | 1 | 16 | 16 |  | 0004 HOWARD | ASHLAND | 138 | 138 | ST | 1.84 | 0 | 2 | 397.5 ACS | 0 | 0 | 0 | 0 | 0 | 0 | 0 | 0 | 0 | 0 | 0 | 0 | 0 | 0 | 0 | 0 | 0 | 0 | 0 | 0 | 0 | 0 | 0 | 12
NO |  | 127 | 2012 | 1 | 17 | 17 |  | 0005 WINDSOR | CANTON | 138 | 138 | ST | 54.39 | 0 | 1 | 556.5 ACS | 372490 | 1715156 | 2087646 | 0 | 0 | 0 | 0 | 0 | 0 | 0 | 0 | 0 | 0 | 0 | 0 | 0 | 0 | 0 | 0 | 0 | 0 | 0 | 0 | 12
NO |  | 127 | 2012 | 1 | 18 | 18 |  | 0005 WINDSOR | CANTON | 138 | 138 | WP | 0.08 | 0 | 1 | 636 ACSR | 0 | 0 | 0 | 0 | 0 | 0 | 0 | 0 | 0 | 0 | 0 | 0 | 0 | 0 | 0 | 0 | 0 | 0 | 0 | 0 | 0 | 0 | 0 | 12
NO |  | 127 | 2012 | 1 | 19 | 19 |  | 0006 WINDSOR | CANTON (WV) | 138 | 138 | ST | 0.32 | 0 | 1 | 556.5 ACS | 6248 | 7833 | 14081 | 0 | 0 | 0 | 0 | 0 | 0 | 0 | 0 | 0 | 0 | 0 | 0 | 0 | 0 | 0 | 0 | 0 | 0 | 0 | 0 | 12
NO |  | 127 | 2012 | 1 | 20 | 20 |  | 0007 PHILO | HOWARD | 138 | 138 | WP | 0.05 | 0 | 2 | 556.5 ACS | 280472 | 1814082 | 2094554 | 0 | 0 | 0 | 0 | 0 | 0 | 0 | 0 | 0 | 0 | 0 | 0 | 0 | 0 | 0 | 0 | 0 | 0 | 0 | 0 | 12
NO |  | 127 | 2012 | 1 | 21 | 21 |  | 0007 PHILO | HOWARD | 138 | 138 | ST | 80.73 | 0 | 2 | 556.5 ACS | 0 | 0 | 0 | 0 | 0 | 0 | 0 | 0 | 0 | 0 | 0 | 0 | 0 | 0 | 0 | 0 | 0 | 0 | 0 | 0 | 0 | 0 | 0 | 12
NO |  | 127 | 2012 | 1 | 22 | 22 |  | 0010 FOSTORIA | PEMBERVILLE | 138 | 138 | ST | 18.49 | 0 | 2 | 336.4 ACS | 54900 | 408770 | 463670 | 0 | 0 | 0 | 0 | 0 | 0 | 0 | 0 | 0 | 0 | 0 | 0 | 0 | 0 | 0 | 0 | 0 | 0 | 0 | 0 | 12
NO |  | 127 | 2012 | 1 | 23 | 23 |  | 0010 FOSTORIA | PEMBERVILLE | 138 | 138 | ST | 0.06 | 0 | 1 | 477 ACSR | 0 | 0 | 0 | 0 | 0 | 0 | 0 | 0 | 0 | 0 | 0 | 0 | 0 | 0 | 0 | 0 | 0 | 0 | 0 | 0 | 0 | 0 | 0 | 12
NO |  | 127 | 2012 | 1 | 24 | 24 |  | 0010 FOSTORIA | PEMBERVILLE | 138 | 138 | WP | 0 | 0 | 1 | 556.5 ACS | 0 | 0 | 0 | 0 | 0 | 0 | 0 | 0 | 0 | 0 | 0 | 0 | 0 | 0 | 0 | 0 | 0 | 0 | 0 | 0 | 0 | 0 | 0 | 12
NO |  | 127 | 2012 | 1 | 25 | 25 |  | 0011 PHILO | RUTLAND | 138 | 138 | ST | 65.7 | 0 | 2 | 397.5 ACS | 97721 | 1607351 | 1705072 | 0 | 0 | 0 | 0 | 0 | 0 | 0 | 0 | 0 | 0 | 0 | 0 | 0 | 0 | 0 | 0 | 0 | 0 | 0 | 0 | 12
NO |  | 127 | 2012 | 1 | 26 | 26 |  | 0016 SOUTH POINT | TURNER | 138 | 138 | ST | 0.48 | 0 | 2 | 397.5 ACS | 2514 | 19200 | 21714 | 0 | 0 | 0 | 0 | 0 | 0 | 0 | 0 | 0 | 0 | 0 | 0 | 0 | 0 | 0 | 0 | 0 | 0 | 0 | 0 | 12
NO |  | 127 | 2012 | 1 | 27 | 27 |  | 0018 PHILO | TORREY | 138 | 138 | ST | 70.73 | 0 | 1 | 1033.5 AC | 0 | 0 | 0 | 0 | 0 | 0 | 0 | 0 | 0 | 0 | 0 | 0 | 0 | 0 | 0 | 0 | 0 | 0 | 0 | 0 | 0 | 0 | 0 | 12
NO |  | 127 | 2012 | 1 | 28 | 28 |  | 0019 CROOKSVILLE | WEST LANCASTER | 138 | 138 | ST | 30.7 | 0 | 2 | 397.5 ACS | 53026 | 521658 | 574684 | 0 | 0 | 0 | 0 | 0 | 0 | 0 | 0 | 0 | 0 | 0 | 0 | 0 | 0 | 0 | 0 | 0 | 0 | 0 | 0 | 12
NO |  | 127 | 2012 | 1 | 29 | 29 |  | 0020 PHILO | CANTON | 138 | 138 | ST | 74.04 | 0 | 1 | 1033.5 AC | 0 | 369312 | 369312 | 0 | 0 | 0 | 0 | 0 | 0 | 0 | 0 | 0 | 0 | 0 | 0 | 0 | 0 | 0 | 0 | 0 | 0 | 0 | 0 | 12
NO |  | 127 | 2012 | 1 | 30 | 30 |  | 0025 TIDD | WAGENHALS | 138 | 138 | ST | 53.45 | 0 | 1 | 1033.5 AC | 98376 | 1339794 | 1438170 | 0 | 0 | 0 | 0 | 0 | 0 | 0 | 0 | 0 | 0 | 0 | 0 | 0 | 0 | 0 | 0 | 0 | 0 | 0 | 0 | 12
NO |  | 127 | 2012 | 1 | 31 | 31 |  | 0028 PORTSMOUTH | TRENTON NO. 2 | 138 | 138 | WP | 67.7 | 0 | 1 | 477 ACSR | 129031 | 2009240 | 2138271 | 0 | 0 | 0 | 0 | 0 | 0 | 0 | 0 | 0 | 0 | 0 | 0 | 0 | 0 | 0 | 0 | 0 | 0 | 0 | 0 | 12
NO |  | 127 | 2012 | 1 | 32 | 32 |  | 0028 PORTSMOUTH | TRENTON NO. 2 | 138 | 138 | ST | 0.24 | 0 | 1 | 477 ACSR | 0 | 0 | 0 | 0 | 0 | 0 | 0 | 0 | 0 | 0 | 0 | 0 | 0 | 0 | 0 | 0 | 0 | 0 | 0 | 0 | 0 | 0 | 0 | 12
NO |  | 127 | 2012 | 1 | 33 | 33 |  | 0028 PORTSMOUTH | TRENTON NO. 2 | 138 | 138 | ST | 0.45 | 0 | 2 | 6X477 ACS | 0 | 0 | 0 | 0 | 0 | 0 | 0 | 0 | 0 | 0 | 0 | 0 | 0 | 0 | 0 | 0 | 0 | 0 | 0 | 0 | 0 | 0 | 0 | 12
NO |  | 127 | 2012 | 1 | 34 | 34 |  | 0032 TRENTON | MUNCIE | 138 | 138 | ST | 24.62 | 0 | 1 | 397.5 ACS | 0 | 6970 | 6970 | 0 | 0 | 0 | 0 | 0 | 0 | 0 | 0 | 0 | 0 | 0 | 0 | 0 | 0 | 0 | 0 | 0 | 0 | 0 | 0 | 12
NO |  | 127 | 2012 | 1 | 35 | 35 |  | 0033 RUTLAND | SPORN | 138 | 138 | ST | 4.81 | 0 | 2 | 397.5 ACS | 7006 | 128966 | 135972 | 0 | 0 | 0 | 0 | 0 | 0 | 0 | 0 | 0 | 0 | 0 | 0 | 0 | 0 | 0 | 0 | 0 | 0 | 0 | 0 | 12
NO |  | 127 | 2012 | 2 | 1 | 1 |  | 0034 SPORN | SOUTH POINT | 138 | 138 | ST | 9.22 | 0 | 1 | 397.5 ACS | 84508 | 1272740 | 1357248 | 0 | 0 | 0 | 0 | 0 | 0 | 0 | 0 | 0 | 0 | 0 | 0 | 0 | 0 | 0 | 0 | 0 | 0 | 0 | 0 | 12
NO |  | 127 | 2012 | 2 | 2 | 2 |  | 0034 SPORN | SOUTH POINT | 138 | 138 | ST | 40.41 | 0 | 2 | 397.5 ACS | 0 | 0 | 0 | 0 | 0 | 0 | 0 | 0 | 0 | 0 | 0 | 0 | 0 | 0 | 0 | 0 | 0 | 0 | 0 | 0 | 0 | 0 | 0 | 12
NO |  | 127 | 2012 | 2 | 3 | 3 |  | 0036 SPORN | PORTSMOUTH | 138 | 138 | ST | 0.05 | 0 | 1 | 477 ACSR | 101414 | 1693666 | 1795080 | 0 | 0 | 0 | 0 | 0 | 0 | 0 | 0 | 0 | 0 | 0 | 0 | 0 | 0 | 0 | 0 | 0 | 0 | 0 | 0 | 12
NO |  | 127 | 2012 | 2 | 4 | 4 |  | 0036 SPORN | PORTSMOUTH | 138 | 138 | ST | 48.76 | 0 | 2 | 477 ACSR | 0 | 0 | 0 | 0 | 0 | 0 | 0 | 0 | 0 | 0 | 0 | 0 | 0 | 0 | 0 | 0 | 0 | 0 | 0 | 0 | 0 | 0 | 0 | 12
NO |  | 127 | 2012 | 2 | 5 | 5 |  | 0037 HILLSBORO | MAYSVILLE | 138 | 138 | ST | 33.65 | 0 | 1 | 477 ACSR | 47320 | 1099302 | 1146622 | 0 | 0 | 0 | 0 | 0 | 0 | 0 | 0 | 0 | 0 | 0 | 0 | 0 | 0 | 0 | 0 | 0 | 0 | 0 | 0 | 12
NO |  | 127 | 2012 | 2 | 6 | 6 |  | 0038 CROOKSVILLE | NORTH NEWARK | 138 | 138 | WP | 30.67 | 0 | 1 | 397.5 ACS | 81464 | 762189 | 843653 | 0 | 0 | 0 | 0 | 0 | 0 | 0 | 0 | 0 | 0 | 0 | 0 | 0 | 0 | 0 | 0 | 0 | 0 | 0 | 0 | 12
NO |  | 127 | 2012 | 2 | 7 | 7 |  | 0038 CROOKSVILLE | NORTH NEWARK | 138 | 138 | ST | 0.58 | 0 | 2 | 397.5 ACS | 0 | 0 | 0 | 0 | 0 | 0 | 0 | 0 | 0 | 0 | 0 | 0 | 0 | 0 | 0 | 0 | 0 | 0 | 0 | 0 | 0 | 0 | 0 | 12
NO |  | 127 | 2012 | 2 | 8 | 8 |  | 0039 WEST LANCASTER | SOUTH BALTIMORE | 138 | 138 | WP | 9.82 | 0 | 1 | 397.5 ACS | 58821 | 336356 | 395177 | 0 | 0 | 0 | 0 | 0 | 0 | 0 | 0 | 0 | 0 | 0 | 0 | 0 | 0 | 0 | 0 | 0 | 0 | 0 | 0 | 12
NO |  | 127 | 2012 | 2 | 9 | 9 |  | 0041 NORTH NEWARK | WEST MT. VERNON | 138 | 138 | WP | 20.28 | 0 | 1 | 477 ACSR | 59245 | 600879 | 660124 | 0 | 0 | 0 | 0 | 0 | 0 | 0 | 0 | 0 | 0 | 0 | 0 | 0 | 0 | 0 | 0 | 0 | 0 | 0 | 0 | 12
NO |  | 127 | 2012 | 2 | 10 | 10 |  | 0041 NORTH NEWARK | WEST MT. VERNON | 138 | 138 | ST | 1.48 | 0 | 2 | 477 ACSR | 0 | 0 | 0 | 0 | 0 | 0 | 0 | 0 | 0 | 0 | 0 | 0 | 0 | 0 | 0 | 0 | 0 | 0 | 0 | 0 | 0 | 0 | 0 | 12
NO |  | 127 | 2012 | 2 | 11 | 11 |  | 0042 SOUTH BALTIMORE | NORTH NEWARK | 138 | 138 | WP | 21.04 | 0 | 1 | 397.5 ACS | 83697 | 734371 | 818068 | 0 | 0 | 0 | 0 | 0 | 0 | 0 | 0 | 0 | 0 | 0 | 0 | 0 | 0 | 0 | 0 | 0 | 0 | 0 | 0 | 12
NO |  | 127 | 2012 | 2 | 12 | 12 |  | 0042 SOUTH BALTIMORE | NORTH NEWARK | 138 | 138 | ST | 0.05 | 0 | 1 | 397.5 ACS | 0 | 0 | 0 | 0 | 0 | 0 | 0 | 0 | 0 | 0 | 0 | 0 | 0 | 0 | 0 | 0 | 0 | 0 | 0 | 0 | 0 | 0 | 0 | 12
NO |  | 127 | 2012 | 2 | 13 | 13 |  | 0042 SOUTH BALTIMORE | NORTH NEWARK | 138 | 138 | ST | 0.08 | 0 | 2 | 795 ACSR | 0 | 0 | 0 | 0 | 0 | 0 | 0 | 0 | 0 | 0 | 0 | 0 | 0 | 0 | 0 | 0 | 0 | 0 | 0 | 0 | 0 | 0 | 0 | 12
NO |  | 127 | 2012 | 2 | 14 | 14 |  | 0043 BELLEFONTE EXT. |  | 138 | 138 | ST | 2.8 | 0 | 2 | 397.5 ACS | 20086 | 226058 | 246144 | 0 | 0 | 0 | 0 | 0 | 0 | 0 | 0 | 0 | 0 | 0 | 0 | 0 | 0 | 0 | 0 | 0 | 0 | 0 | 0 | 12
NO |  | 127 | 2012 | 2 | 15 | 15 |  | 0044 SUMMERFIELD | NATRIUM | 138 | 138 | ST | 27.07 | 0 | 2 | 556.5 ACS | 72502 | 940770 | 1013272 | 0 | 0 | 0 | 0 | 0 | 0 | 0 | 0 | 0 | 0 | 0 | 0 | 0 | 0 | 0 | 0 | 0 | 0 | 0 | 0 | 12
NO |  | 127 | 2012 | 2 | 16 | 16 |  | 0045 PHILO | MUSKINGUM | 138 | 138 | ST | 23.16 | 0 | 2 | 636 ACSR | 47622 | 847873 | 895495 | 0 | 0 | 0 | 0 | 0 | 0 | 0 | 0 | 0 | 0 | 0 | 0 | 0 | 0 | 0 | 0 | 0 | 0 | 0 | 0 | 12
NO |  | 127 | 2012 | 2 | 17 | 17 |  | 0046 MUSKINGUM | SUMMERFIELD | 138 | 138 | ST | 25.31 | 0 | 2 | 556.5 ACS | 40221 | 874550 | 914771 | 0 | 0 | 0 | 0 | 0 | 0 | 0 | 0 | 0 | 0 | 0 | 0 | 0 | 0 | 0 | 0 | 0 | 0 | 0 | 0 | 12
NO |  | 127 | 2012 | 2 | 18 | 18 |  | 0049 FOSTORIA | EAST LIMA | 138 | 138 | WP | 0.06 | 0 | 1 | 397.5 ACS | 149175 | 1311226 | 1460401 | 0 | 0 | 0 | 0 | 0 | 0 | 0 | 0 | 0 | 0 | 0 | 0 | 0 | 0 | 0 | 0 | 0 | 0 | 0 | 0 | 12
NO |  | 127 | 2012 | 2 | 19 | 19 |  | 0049 FOSTORIA | EAST LIMA | 138 | 138 | ST | 40.77 | 0 | 2 | 397.5 ACS | 0 | 0 | 0 | 0 | 0 | 0 | 0 | 0 | 0 | 0 | 0 | 0 | 0 | 0 | 0 | 0 | 0 | 0 | 0 | 0 | 0 | 0 | 0 | 12
NO |  | 127 | 2012 | 2 | 20 | 20 |  | 0050 EAST LIMA | LIMA | 138 | 138 | ST | 4.43 | 0 | 2 | 397.5 ACS | 0 | 0 | 0 | 0 | 0 | 0 | 0 | 0 | 0 | 0 | 0 | 0 | 0 | 0 | 0 | 0 | 0 | 0 | 0 | 0 | 0 | 0 | 0 | 12
NO |  | 127 | 2012 | 2 | 21 | 21 |  | 0055 TORREY | WOOSTER | 138 | 138 | WP | 26.39 | 0 | 1 | 556.5 ACS | 189074 | 1738272 | 1927346 | 0 | 0 | 0 | 0 | 0 | 0 | 0 | 0 | 0 | 0 | 0 | 0 | 0 | 0 | 0 | 0 | 0 | 0 | 0 | 0 | 12
NO |  | 127 | 2012 | 2 | 22 | 22 |  | 0055 TORREY | WOOSTER | 138 | 138 | ST | 2.3 | 0 | 1 | 556.5 ACS | 0 | 0 | 0 | 0 | 0 | 0 | 0 | 0 | 0 | 0 | 0 | 0 | 0 | 0 | 0 | 0 | 0 | 0 | 0 | 0 | 0 | 0 | 0 | 12
NO |  | 127 | 2012 | 2 | 23 | 23 |  | 0056 WEST MT. VERNON | SOUTH KENTON | 138 | 138 | WP | 59.06 | 0 | 1 | 477 ACSR | 315468 | 2916074 | 3231542 | 0 | 0 | 0 | 0 | 0 | 0 | 0 | 0 | 0 | 0 | 0 | 0 | 0 | 0 | 0 | 0 | 0 | 0 | 0 | 0 | 12
NO |  | 127 | 2012 | 2 | 24 | 24 |  | 0057 SOUTH KENTON | STERLING | 138 | 138 | ST | 0.09 | 0 | 1 | 336.4 ACS | 108533 | 1624231 | 1732764 | 0 | 0 | 0 | 0 | 0 | 0 | 0 | 0 | 0 | 0 | 0 | 0 | 0 | 0 | 0 | 0 | 0 | 0 | 0 | 0 | 12
NO |  | 127 | 2012 | 2 | 25 | 25 |  | 0057 SOUTH KENTON | STERLING | 138 | 138 | WP | 28.31 | 0 | 1 | 477 ACSR | 0 | 0 | 0 | 0 | 0 | 0 | 0 | 0 | 0 | 0 | 0 | 0 | 0 | 0 | 0 | 0 | 0 | 0 | 0 | 0 | 0 | 0 | 0 | 12
NO |  | 127 | 2012 | 2 | 26 | 26 |  | 0058 SOUTH POINT | PORTSMOUTH | 138 | 138 | ST | 0.04 | 0 | 1 | 397.5 ACS | 68327 | 1078941 | 1147268 | 0 | 0 | 0 | 0 | 0 | 0 | 0 | 0 | 0 | 0 | 0 | 0 | 0 | 0 | 0 | 0 | 0 | 0 | 0 | 0 | 12
NO |  | 127 | 2012 | 2 | 27 | 27 |  | 0058 SOUTH POINT | PORTSMOUTH | 138 | 138 | ST | 34.57 | 0 | 2 | 397.5 ACS | 0 | 0 | 0 | 0 | 0 | 0 | 0 | 0 | 0 | 0 | 0 | 0 | 0 | 0 | 0 | 0 | 0 | 0 | 0 | 0 | 0 | 0 | 0 | 12
NO |  | 127 | 2012 | 2 | 28 | 28 |  | 0059 PHILO | CROOKSVILLE | 138 | 138 | ST | 15.37 | 0 | 2 | 336.4 ACS | 44469 | 339268 | 383737 | 0 | 0 | 0 | 0 | 0 | 0 | 0 | 0 | 0 | 0 | 0 | 0 | 0 | 0 | 0 | 0 | 0 | 0 | 0 | 0 | 12
NO |  | 127 | 2012 | 2 | 29 | 29 |  | 0060 LIMA | STERLING | 138 | 138 | WP | 1.89 | 0 | 1 | 4/0 CU. | 29289 | 629826 | 659115 | 0 | 0 | 0 | 0 | 0 | 0 | 0 | 0 | 0 | 0 | 0 | 0 | 0 | 0 | 0 | 0 | 0 | 0 | 0 | 0 | 12
NO |  | 127 | 2012 | 2 | 30 | 30 |  | 0060 LIMA | STERLING | 138 | 138 | ST | 4.07 | 0 | 1 | 795 ACSR | 0 | 0 | 0 | 0 | 0 | 0 | 0 | 0 | 0 | 0 | 0 | 0 | 0 | 0 | 0 | 0 | 0 | 0 | 0 | 0 | 0 | 0 | 0 | 12
NO |  | 127 | 2012 | 2 | 31 | 31 |  | 0061 EAST LIMA | WEST LIMA | 138 | 138 | WP | 0.15 | 0 | 2 | 556.5 ACS | 279319 | 869029 | 1148348 | 0 | 0 | 0 | 0 | 0 | 0 | 0 | 0 | 0 | 0 | 0 | 0 | 0 | 0 | 0 | 0 | 0 | 0 | 0 | 0 | 12
NO |  | 127 | 2012 | 2 | 32 | 32 |  | 0061 EAST LIMA | WEST LIMA | 138 | 138 | ST | 11.19 | 0 | 2 | 556.5 ACS | 0 | 0 | 0 | 0 | 0 | 0 | 0 | 0 | 0 | 0 | 0 | 0 | 0 | 0 | 0 | 0 | 0 | 0 | 0 | 0 | 0 | 0 | 0 | 12
NO |  | 127 | 2012 | 2 | 33 | 33 |  | 0061 EAST LIMA | WEST LIMA | 138 | 138 | ST | 1.05 | 0 | 3 | 556.5 ACS | 0 | 0 | 0 | 0 | 0 | 0 | 0 | 0 | 0 | 0 | 0 | 0 | 0 | 0 | 0 | 0 | 0 | 0 | 0 | 0 | 0 | 0 | 0 | 12
NO |  | 127 | 2012 | 2 | 34 | 34 |  | 0063 TORREY | MASSILLON | 138 | 138 | ST | 0.29 | 0 | 2 | 1033.5 AC | 0 | 32552 | 32552 | 0 | 0 | 0 | 0 | 0 | 0 | 0 | 0 | 0 | 0 | 0 | 0 | 0 | 0 | 0 | 0 | 0 | 0 | 0 | 0 | 12
NO |  | 127 | 2012 | 3 | 1 | 1 |  | 0066 WAGENHALS | WEST CANTON | 138 | 138 | ST | 9.16 | 0 | 1 | 556.5 ACS | 310450 | 478693 | 789143 | 0 | 0 | 0 | 0 | 0 | 0 | 0 | 0 | 0 | 0 | 0 | 0 | 0 | 0 | 0 | 0 | 0 | 0 | 0 | 0 | 12
NO |  | 127 | 2012 | 3 | 2 | 2 |  | 0066 WAGENHALS | WEST CANTON | 138 | 138 | ST | 0.85 | 0 | 2 | 795 ACSR | 0 | 0 | 0 | 0 | 0 | 0 | 0 | 0 | 0 | 0 | 0 | 0 | 0 | 0 | 0 | 0 | 0 | 0 | 0 | 0 | 0 | 0 | 0 | 12
NO |  | 127 | 2012 | 3 | 3 | 3 |  | 0067 TORREY | AKRON | 138 | 138 | ST | 0.28 | 0 | 1 | 556.5 ACS | 0 | 130650 | 130650 | 0 | 0 | 0 | 0 | 0 | 0 | 0 | 0 | 0 | 0 | 0 | 0 | 0 | 0 | 0 | 0 | 0 | 0 | 0 | 0 | 12
NO |  | 127 | 2012 | 3 | 4 | 4 |  | 0069 TIDD | SOUTH CADIZ | 138 | 138 | WP | 16.59 | 0 | 1 | 477 ACSR | 27518 | 480847 | 508365 | 0 | 0 | 0 | 0 | 0 | 0 | 0 | 0 | 0 | 0 | 0 | 0 | 0 | 0 | 0 | 0 | 0 | 0 | 0 | 0 | 12
NO |  | 127 | 2012 | 3 | 5 | 5 |  | 0071 AKRON | CANTON | 138 | 138 | ST | 3.75 | 0 | 1 | 200 CU | 351260 | 3064707 | 3415967 | 0 | 0 | 0 | 0 | 0 | 0 | 0 | 0 | 0 | 0 | 0 | 0 | 0 | 0 | 0 | 0 | 0 | 0 | 0 | 0 | 12
NO |  | 127 | 2012 | 3 | 6 | 6 |  | 0072 TIDD | WEIRTON NO. 2 | 138 | 138 | WP | 6.21 | 0 | 1 | 556.5 ACS | 91838 | 203346 | 295184 | 0 | 0 | 0 | 0 | 0 | 0 | 0 | 0 | 0 | 0 | 0 | 0 | 0 | 0 | 0 | 0 | 0 | 0 | 0 | 0 | 12
NO |  | 127 | 2012 | 3 | 7 | 7 |  | 0072 TIDD | WEIRTON NO. 2 | 138 | 138 | ST | 0.05 | 0 | 1 | 556.5 ACS | 0 | 0 | 0 | 0 | 0 | 0 | 0 | 0 | 0 | 0 | 0 | 0 | 0 | 0 | 0 | 0 | 0 | 0 | 0 | 0 | 0 | 0 | 0 | 12
NO |  | 127 | 2012 | 3 | 8 | 8 |  | 0073 WEIRTON | SOUTH TORONTO | 69 | 138 | ST | 0.48 | 0 | 2 | 219.9 ACS | 36090 | 70490 | 106580 | 0 | 0 | 0 | 0 | 0 | 0 | 0 | 0 | 0 | 0 | 0 | 0 | 0 | 0 | 0 | 0 | 0 | 0 | 0 | 0 | 12
NO |  | 127 | 2012 | 3 | 9 | 9 |  | 0073 WEIRTON | SOUTH TORONTO | 138 | 138 | ST | 0.14 | 0 | 1 | 556.5 ACS | 0 | 0 | 0 | 0 | 0 | 0 | 0 | 0 | 0 | 0 | 0 | 0 | 0 | 0 | 0 | 0 | 0 | 0 | 0 | 0 | 0 | 0 | 0 | 12
NO |  | 127 | 2012 | 3 | 10 | 10 |  | 0075 SPORN | KAISER NO. 1 | 138 | 138 | ST | 4.25 | 0 | 2 | 795 ACSR | 14809 | 219973 | 234782 | 0 | 0 | 0 | 0 | 0 | 0 | 0 | 0 | 0 | 0 | 0 | 0 | 0 | 0 | 0 | 0 | 0 | 0 | 0 | 0 | 12
NO |  | 127 | 2012 | 3 | 11 | 11 |  | 0076 LUCASVILLE | SARGENTS | 138 | 138 | WP | 11.88 | 0 | 1 | 636 ACSR | 26598 | 814472 | 841070 | 0 | 0 | 0 | 0 | 0 | 0 | 0 | 0 | 0 | 0 | 0 | 0 | 0 | 0 | 0 | 0 | 0 | 0 | 0 | 0 | 12
NO |  | 127 | 2012 | 3 | 12 | 12 |  | 0078 TIDD | WINDSOR JCT. | 138 | 138 | ST | 3.77 | 0 | 1 | 1780 ACSR | 22461 | 287538 | 309999 | 0 | 0 | 0 | 0 | 0 | 0 | 0 | 0 | 0 | 0 | 0 | 0 | 0 | 0 | 0 | 0 | 0 | 0 | 0 | 0 | 12
NO |  | 127 | 2012 | 3 | 13 | 13 |  | 0080 NEWCOMERSTOWN | SOUTH COSHOCTON | 138 | 138 | WP | 14.33 | 0 | 1 | 336.4 ACS | 30676 | 579360 | 610036 | 0 | 0 | 0 | 0 | 0 | 0 | 0 | 0 | 0 | 0 | 0 | 0 | 0 | 0 | 0 | 0 | 0 | 0 | 0 | 0 | 12
NO |  | 127 | 2012 | 3 | 14 | 14 |  | 0081 FORD MOTOR EXT |  | 138 | 138 | ST | 0.25 | 0 | 2 | 397.5 ACS | 5172 | 44416 | 49588 | 0 | 0 | 0 | 0 | 0 | 0 | 0 | 0 | 0 | 0 | 0 | 0 | 0 | 0 | 0 | 0 | 0 | 0 | 0 | 0 | 12
NO |  | 127 | 2012 | 3 | 15 | 15 |  | 0086 SPORN | KAISER NO. 2 | 138 | 138 | ST | 5.67 | 0 | 2 | 795 ACSR | 30216 | 315247 | 345463 | 0 | 0 | 0 | 0 | 0 | 0 | 0 | 0 | 0 | 0 | 0 | 0 | 0 | 0 | 0 | 0 | 0 | 0 | 0 | 0 | 12
NO |  | 127 | 2012 | 3 | 16 | 16 |  | 0087 WINDSOR JUNCTION | TILTONVILLE | 138 | 138 | ST | 3.81 | 0 | 1 | 556.5 ACS | 23575 | 252728 | 276303 | 0 | 0 | 0 | 0 | 0 | 0 | 0 | 0 | 0 | 0 | 0 | 0 | 0 | 0 | 0 | 0 | 0 | 0 | 0 | 0 | 12
NO |  | 127 | 2012 | 3 | 17 | 17 |  | 0087 WINDSOR JUNCTION | TILTONVILLE | 138 | 138 | ST | 0.3 | 0 | 2 | 556.5 ACS | 0 | 0 | 0 | 0 | 0 | 0 | 0 | 0 | 0 | 0 | 0 | 0 | 0 | 0 | 0 | 0 | 0 | 0 | 0 | 0 | 0 | 0 | 0 | 12
NO |  | 127 | 2012 | 3 | 18 | 18 |  | 0089 WEST PHILO EXT. NO. 1 |  | 138 | 138 | WP | 0.05 | 0 | 1 | 397.5 ACS | 0 | 6879 | 6879 | 0 | 0 | 0 | 0 | 0 | 0 | 0 | 0 | 0 | 0 | 0 | 0 | 0 | 0 | 0 | 0 | 0 | 0 | 0 | 0 | 12
NO |  | 127 | 2012 | 3 | 19 | 19 |  | 0090 WEST PHILO EXT. NO. 1 |  | 138 | 138 | WP | 0.13 | 0 | 1 | 397.5 ACS | 0 | 0 | 0 | 0 | 0 | 0 | 0 | 0 | 0 | 0 | 0 | 0 | 0 | 0 | 0 | 0 | 0 | 0 | 0 | 0 | 0 | 0 | 0 | 12
NO |  | 127 | 2012 | 3 | 20 | 20 |  | 0091 KAMMER | OHIO FERRO ALLOYS | 138 | 138 | WP | 2.45 | 0 | 1 | 556.5 ACS | 11019 | 105822 | 116841 | 0 | 0 | 0 | 0 | 0 | 0 | 0 | 0 | 0 | 0 | 0 | 0 | 0 | 0 | 0 | 0 | 0 | 0 | 0 | 0 | 12
NO |  | 127 | 2012 | 3 | 21 | 21 |  | 0091 KAMMER | OHIO FERRO ALLOYS (WV) | 138 | 138 | ST | 0.71 | 0 | 1 | 556.5 ACS | 0 | 0 | 0 | 0 | 0 | 0 | 0 | 0 | 0 | 0 | 0 | 0 | 0 | 0 | 0 | 0 | 0 | 0 | 0 | 0 | 0 | 0 | 0 | 12
NO |  | 127 | 2012 | 3 | 22 | 22 |  | 0095 PORTSMOUTH | TRENTON NO. 1 | 138 | 138 | WP | 68.24 | 0 | 1 | 477 ACSR | 79161 | 3729589 | 3808750 | 0 | 0 | 0 | 0 | 0 | 0 | 0 | 0 | 0 | 0 | 0 | 0 | 0 | 0 | 0 | 0 | 0 | 0 | 0 | 0 | 12
NO |  | 127 | 2012 | 3 | 23 | 23 |  | 0095 PORTSMOUTH | TRENTON NO. 1 | 138 | 138 | ST | 1.04 | 0 | 1 | 477 ACSR | 0 | 0 | 0 | 0 | 0 | 0 | 0 | 0 | 0 | 0 | 0 | 0 | 0 | 0 | 0 | 0 | 0 | 0 | 0 | 0 | 0 | 0 | 0 | 12
NO |  | 127 | 2012 | 3 | 24 | 24 |  | 0095 PORTSMOUTH | TRENTON NO. 1 | 138 | 138 | ST | 0.24 | 0 | 2 | 477 ACSR | 0 | 0 | 0 | 0 | 0 | 0 | 0 | 0 | 0 | 0 | 0 | 0 | 0 | 0 | 0 | 0 | 0 | 0 | 0 | 0 | 0 | 0 | 0 | 12
NO |  | 127 | 2012 | 3 | 25 | 25 |  | 0096 THIVENER | BUCKEYE CO-OP | 138 | 138 | WP | 6.16 | 0 | 1 | 219.9 ACS | 11916 | 455463 | 467379 | 0 | 0 | 0 | 0 | 0 | 0 | 0 | 0 | 0 | 0 | 0 | 0 | 0 | 0 | 0 | 0 | 0 | 0 | 0 | 0 | 12
NO |  | 127 | 2012 | 3 | 26 | 26 |  | 0097 MERCERVILLE | APPLE GROVE | 138 | 138 | ST | 5.11 | 0 | 2 | 397.5 ACS | 15784 | 548597 | 564381 | 0 | 0 | 0 | 0 | 0 | 0 | 0 | 0 | 0 | 0 | 0 | 0 | 0 | 0 | 0 | 0 | 0 | 0 | 0 | 0 | 12
NO |  | 127 | 2012 | 3 | 27 | 27 |  | 0098 MILLWOOD EXT. |  | 138 | 138 | WP | 0.1 | 0 | 1 | 500 CU. | 0 | 2786 | 2786 | 0 | 0 | 0 | 0 | 0 | 0 | 0 | 0 | 0 | 0 | 0 | 0 | 0 | 0 | 0 | 0 | 0 | 0 | 0 | 0 | 12
NO |  | 127 | 2012 | 3 | 28 | 28 |  | 0101 THIVENER EXT. |  | 138 | 138 | WP | 0.09 | 0 | 1 | 219.9 ACS | 0 | 2576 | 2576 | 0 | 0 | 0 | 0 | 0 | 0 | 0 | 0 | 0 | 0 | 0 | 0 | 0 | 0 | 0 | 0 | 0 | 0 | 0 | 0 | 12
NO |  | 127 | 2012 | 3 | 29 | 29 |  | 0102 MEIGS EXT. NO. 1 |  | 138 | 138 | WP | 0.1 | 0 | 1 | 219.9 ACS | 751 | 40348 | 41099 | 0 | 0 | 0 | 0 | 0 | 0 | 0 | 0 | 0 | 0 | 0 | 0 | 0 | 0 | 0 | 0 | 0 | 0 | 0 | 0 | 12
NO |  | 127 | 2012 | 3 | 30 | 30 |  | 0103 MEIGS EXT NO. 2 |  | 138 | 138 | WP | 0.1 | 0 | 1 | 219.9 ACS | 522 | 85069 | 85591 | 0 | 0 | 0 | 0 | 0 | 0 | 0 | 0 | 0 | 0 | 0 | 0 | 0 | 0 | 0 | 0 | 0 | 0 | 0 | 0 | 12
NO |  | 127 | 2012 | 3 | 31 | 31 |  | 0103 MEIGS EXT NO. 2 |  | 138 | 138 | ST | 0.07 | 0 | 1 | 556.5 ACS | 0 | 0 | 0 | 0 | 0 | 0 | 0 | 0 | 0 | 0 | 0 | 0 | 0 | 0 | 0 | 0 | 0 | 0 | 0 | 0 | 0 | 0 | 0 | 12
NO |  | 127 | 2012 | 3 | 32 | 32 |  | 0108 OHIO CENTRAL | NORTH NEWARK | 138 | 138 | ST | 0.33 | 0 | 2 | 397.5 ACS | 114989 | 996378 | 1111367 | 0 | 0 | 0 | 0 | 0 | 0 | 0 | 0 | 0 | 0 | 0 | 0 | 0 | 0 | 0 | 0 | 0 | 0 | 0 | 0 | 12
NO |  | 127 | 2012 | 3 | 33 | 33 |  | 0108 OHIO CENTRAL | NORTH NEWARK | 138 | 138 | WP | 21.3 | 0 | 1 | 556.5 ACS | 0 | 0 | 0 | 0 | 0 | 0 | 0 | 0 | 0 | 0 | 0 | 0 | 0 | 0 | 0 | 0 | 0 | 0 | 0 | 0 | 0 | 0 | 0 | 12
NO |  | 127 | 2012 | 3 | 34 | 34 |  | 0110 NORTH STRASBURG EXT |  | 138 | 138 | WP | 0.06 | 0 | 1 | 1033.5 AC | 0 | 5723 | 5723 | 0 | 0 | 0 | 0 | 0 | 0 | 0 | 0 | 0 | 0 | 0 | 0 | 0 | 0 | 0 | 0 | 0 | 0 | 0 | 0 | 12
NO |  | 127 | 2012 | 4 | 1 | 1 |  | 0112 ZANESVILLE EXT. |  | 138 | 138 | ST | 6.48 | 0 | 2 | 336.4 ACS | 16999 | 106597 | 123596 | 0 | 0 | 0 | 0 | 0 | 0 | 0 | 0 | 0 | 0 | 0 | 0 | 0 | 0 | 0 | 0 | 0 | 0 | 0 | 0 | 12
NO |  | 127 | 2012 | 4 | 2 | 2 |  | 0113 HOWARD | BUCYRUS CENTER | 138 | 138 | ST | 16.3 | 0 | 1 | 556.5 ACS | 210656 | 423220 | 633876 | 0 | 0 | 0 | 0 | 0 | 0 | 0 | 0 | 0 | 0 | 0 | 0 | 0 | 0 | 0 | 0 | 0 | 0 | 0 | 0 | 12
NO |  | 127 | 2012 | 4 | 3 | 3 |  | 0113 HOWARD | BUCYRUS CENTER | 138 | 138 | ST | 0.27 | 0 | 2 | 556.5 ACS | 0 | 0 | 0 | 0 | 0 | 0 | 0 | 0 | 0 | 0 | 0 | 0 | 0 | 0 | 0 | 0 | 0 | 0 | 0 | 0 | 0 | 0 | 0 | 12
NO |  | 127 | 2012 | 4 | 4 | 4 |  | 0114 SOUTH PEMBERVILLE | FREEMONT | 138 | 138 | WP | 14.18 | 0 | 1 | 556.5 ACS | 139504 | 477239 | 616743 | 0 | 0 | 0 | 0 | 0 | 0 | 0 | 0 | 0 | 0 | 0 | 0 | 0 | 0 | 0 | 0 | 0 | 0 | 0 | 0 | 12
NO |  | 127 | 2012 | 4 | 5 | 5 |  | 0114 SOUTH PEMBERVILLE | FREEMONT | 138 | 138 | ST | 1.29 | 0 | 2 | 556.5 ACS | 0 | 0 | 0 | 0 | 0 | 0 | 0 | 0 | 0 | 0 | 0 | 0 | 0 | 0 | 0 | 0 | 0 | 0 | 0 | 0 | 0 | 0 | 0 | 12
NO |  | 127 | 2012 | 4 | 6 | 6 |  | 0115 SUMMERFIELD | BERNE | 138 | 138 | WP | 3.46 | 0 | 1 | 4/0 ACSR | 13905 | 214660 | 228565 | 0 | 0 | 0 | 0 | 0 | 0 | 0 | 0 | 0 | 0 | 0 | 0 | 0 | 0 | 0 | 0 | 0 | 0 | 0 | 0 | 12
NO |  | 127 | 2012 | 4 | 7 | 7 |  | 0118 SOUTH COSHOCTON | WOOSTER | 138 | 138 | WP | 39.51 | 0 | 1 | 477 ACSR | 206654 | 1424062 | 1630716 | 0 | 0 | 0 | 0 | 0 | 0 | 0 | 0 | 0 | 0 | 0 | 0 | 0 | 0 | 0 | 0 | 0 | 0 | 0 | 0 | 12
NO |  | 127 | 2012 | 4 | 8 | 8 |  | 0120 OHIO CENTRAL | COSHOCTON JCT. | 138 | 138 | ST | 0.2 | 0 | 1 | 556.5 ACS | 98865 | 848748 | 947613 | 0 | 0 | 0 | 0 | 0 | 0 | 0 | 0 | 0 | 0 | 0 | 0 | 0 | 0 | 0 | 0 | 0 | 0 | 0 | 0 | 12
NO |  | 127 | 2012 | 4 | 9 | 9 |  | 0120 OHIO CENTRAL | COSHOCTON JCT. | 138 | 138 | ST | 14.52 | 0 | 2 | 636 ACSR | 0 | 0 | 0 | 0 | 0 | 0 | 0 | 0 | 0 | 0 | 0 | 0 | 0 | 0 | 0 | 0 | 0 | 0 | 0 | 0 | 0 | 0 | 0 | 12
NO |  | 127 | 2012 | 4 | 10 | 10 |  | 0122 KAMMER | ORMET NO. 1 | 138 | 138 | ST | 1.71 | 0 | 2 | 1033.5 AC | 1686 | 143489 | 145175 | 0 | 0 | 0 | 0 | 0 | 0 | 0 | 0 | 0 | 0 | 0 | 0 | 0 | 0 | 0 | 0 | 0 | 0 | 0 | 0 | 12
NO |  | 127 | 2012 | 4 | 11 | 11 |  | 0123 FINDLAY CENTER EXT. |  | 138 | 138 | ST | 6.66 | 0 | 1 | 556.5 ACS | 99850 | 397053 | 496903 | 0 | 0 | 0 | 0 | 0 | 0 | 0 | 0 | 0 | 0 | 0 | 0 | 0 | 0 | 0 | 0 | 0 | 0 | 0 | 0 | 12
NO |  | 127 | 2012 | 4 | 12 | 12 |  | 0125 TIDD | WEIRTON NO. 1 | 138 | 138 | ST | 0.41 | 0 | 2 | 556.5 ACS | 6084 | 36352 | 42436 | 0 | 0 | 0 | 0 | 0 | 0 | 0 | 0 | 0 | 0 | 0 | 0 | 0 | 0 | 0 | 0 | 0 | 0 | 0 | 0 | 12
NO |  | 127 | 2012 | 4 | 13 | 13 |  | 0126 ARROYO | EAST LIVERPOOL | 138 | 138 | ST | 0.15 | 0 | 1 | 556.5 ACS | 4128 | 25660 | 29788 | 0 | 0 | 0 | 0 | 0 | 0 | 0 | 0 | 0 | 0 | 0 | 0 | 0 | 0 | 0 | 0 | 0 | 0 | 0 | 0 | 12
NO |  | 127 | 2012 | 4 | 14 | 14 |  | 0128 TIDD | NATRIUM | 138 | 138 | ST | 0.26 | 0 | 1 | 556.5 ACS | 1423 | 35982 | 37405 | 0 | 0 | 0 | 0 | 0 | 0 | 0 | 0 | 0 | 0 | 0 | 0 | 0 | 0 | 0 | 0 | 0 | 0 | 0 | 0 | 12
NO |  | 127 | 2012 | 4 | 15 | 15 |  | 0129 HOWARD | FOSTORIA | 138 | 138 | ST | 0.5 | 0 | 1 | 397.5 ACS | 7029 | 317785 | 324814 | 0 | 0 | 0 | 0 | 0 | 0 | 0 | 0 | 0 | 0 | 0 | 0 | 0 | 0 | 0 | 0 | 0 | 0 | 0 | 0 | 12
NO |  | 127 | 2012 | 4 | 16 | 16 |  | 0129 HOWARD | FOSTORIA | 138 | 138 | ST | 44.38 | 0 | 2 | 397.5 ACS | 0 | 0 | 0 | 0 | 0 | 0 | 0 | 0 | 0 | 0 | 0 | 0 | 0 | 0 | 0 | 0 | 0 | 0 | 0 | 0 | 0 | 0 | 0 | 12
NO |  | 127 | 2012 | 4 | 17 | 17 |  | 0130 EAST WHEELERSB | TEXAS EASTERN | 138 | 138 | WP | 1.99 | 0 | 1 | 4/0 ACSR | 14193 | 131571 | 145764 | 0 | 0 | 0 | 0 | 0 | 0 | 0 | 0 | 0 | 0 | 0 | 0 | 0 | 0 | 0 | 0 | 0 | 0 | 0 | 0 | 12
NO |  | 127 | 2012 | 4 | 18 | 18 |  | 0131 KAMMER | ORMET NO. 2 | 138 | 138 | ST | 1.55 | 0 | 2 | 1033.5 AC | 1475 | 136392 | 137867 | 0 | 0 | 0 | 0 | 0 | 0 | 0 | 0 | 0 | 0 | 0 | 0 | 0 | 0 | 0 | 0 | 0 | 0 | 0 | 0 | 12
NO |  | 127 | 2012 | 4 | 19 | 19 |  | 0133 SUNNYSIDE | WAGENHALS NO. 1 | 138 | 138 | ST | 1.44 | 0 | 1 | 1033.5 AC | 120715 | 201698 | 322413 | 0 | 0 | 0 | 0 | 0 | 0 | 0 | 0 | 0 | 0 | 0 | 0 | 0 | 0 | 0 | 0 | 0 | 0 | 0 | 0 | 12
NO |  | 127 | 2012 | 4 | 20 | 20 |  | 0133 SUNNYSIDE | WAGENHALS NO. 1 | 138 | 138 | WP | 2.23 | 0 | 1 | 397.5 ACS | 0 | 0 | 0 | 0 | 0 | 0 | 0 | 0 | 0 | 0 | 0 | 0 | 0 | 0 | 0 | 0 | 0 | 0 | 0 | 0 | 0 | 0 | 0 | 12
NO |  | 127 | 2012 | 4 | 21 | 21 |  | 0134 TIDD | WHEELING STEEL | 138 | 138 | ST | 5.12 | 0 | 2 | 556.5 ACS | 115909 | 300858 | 416767 | 0 | 0 | 0 | 0 | 0 | 0 | 0 | 0 | 0 | 0 | 0 | 0 | 0 | 0 | 0 | 0 | 0 | 0 | 0 | 0 | 12
NO |  | 127 | 2012 | 4 | 22 | 22 |  | 0141 MILLBROOK | SILOAM | 138 | 138 | ST | 1.6 | 0 | 2 | 556.5 ACS | 40871 | 154440 | 195311 | 0 | 0 | 0 | 0 | 0 | 0 | 0 | 0 | 0 | 0 | 0 | 0 | 0 | 0 | 0 | 0 | 0 | 0 | 0 | 0 | 12
NO |  | 127 | 2012 | 4 | 23 | 23 |  | 0141 MILLBROOK | SILOAM | 138 | 138 | SP | 0.05 | 0 | 1 | 954 ACSR | 0 | 0 | 0 | 0 | 0 | 0 | 0 | 0 | 0 | 0 | 0 | 0 | 0 | 0 | 0 | 0 | 0 | 0 | 0 | 0 | 0 | 0 | 0 | 12
NO |  | 127 | 2012 | 4 | 24 | 24 |  | 0143 ZANESVILLE | OHIO CENTRAL | 138 | 138 | WP | 10.96 | 0 | 1 | 556.5 ACS | 229027 | 824095 | 1053122 | 0 | 0 | 0 | 0 | 0 | 0 | 0 | 0 | 0 | 0 | 0 | 0 | 0 | 0 | 0 | 0 | 0 | 0 | 0 | 0 | 12
NO |  | 127 | 2012 | 4 | 25 | 25 |  | 0143 ZANESVILLE | OHIO CENTRAL | 138 | 138 | ST | 1.87 | 0 | 1 | 556.5 ACS | 0 | 0 | 0 | 0 | 0 | 0 | 0 | 0 | 0 | 0 | 0 | 0 | 0 | 0 | 0 | 0 | 0 | 0 | 0 | 0 | 0 | 0 | 0 | 12
NO |  | 127 | 2012 | 4 | 26 | 26 |  | 0144 TORREY | TIMKEN | 138 | 138 | WP | 0.8 | 0 | 1 | 1033.5 AC | 3597 | 210425 | 214022 | 0 | 0 | 0 | 0 | 0 | 0 | 0 | 0 | 0 | 0 | 0 | 0 | 0 | 0 | 0 | 0 | 0 | 0 | 0 | 0 | 12
NO |  | 127 | 2012 | 4 | 27 | 27 |  | 0144 TORREY | TIMKEN | 138 | 138 | ST | 0.86 | 0 | 1 | 1033.5 AC | 0 | 0 | 0 | 0 | 0 | 0 | 0 | 0 | 0 | 0 | 0 | 0 | 0 | 0 | 0 | 0 | 0 | 0 | 0 | 0 | 0 | 0 | 0 | 12
NO |  | 127 | 2012 | 4 | 28 | 28 |  | 0145 CANTON CENTRAL | TIMKEN | 138 | 138 | SP | 0.74 | 0 | 1 | 1033.5 AC | 118635 | 583357 | 701992 | 0 | 0 | 0 | 0 | 0 | 0 | 0 | 0 | 0 | 0 | 0 | 0 | 0 | 0 | 0 | 0 | 0 | 0 | 0 | 0 | 12
NO |  | 127 | 2012 | 4 | 29 | 29 |  | 0145 CANTON CENTRAL | TIMKEN | 138 | 138 | ST | 5.52 | 0 | 1 | 636 ACSR | 0 | 0 | 0 | 0 | 0 | 0 | 0 | 0 | 0 | 0 | 0 | 0 | 0 | 0 | 0 | 0 | 0 | 0 | 0 | 0 | 0 | 0 | 0 | 12
NO |  | 127 | 2012 | 4 | 30 | 30 |  | 0146 EAST LIMA | WESTMINSTER | 138 | 138 | ST | 8.38 | 0 | 2 | 636 ACSR | 190216 | 483917 | 674133 | 0 | 0 | 0 | 0 | 0 | 0 | 0 | 0 | 0 | 0 | 0 | 0 | 0 | 0 | 0 | 0 | 0 | 0 | 0 | 0 | 12
NO |  | 127 | 2012 | 4 | 31 | 31 |  | 0147 SUNNYSIDE | WAGENHALS NO. 2 | 138 | 138 | WP | 2.21 | 0 | 1 | 397.5 ACS | 0 | 69158 | 69158 | 0 | 0 | 0 | 0 | 0 | 0 | 0 | 0 | 0 | 0 | 0 | 0 | 0 | 0 | 0 | 0 | 0 | 0 | 0 | 0 | 12
NO |  | 127 | 2012 | 4 | 32 | 32 |  | 0149 CANTON CENTRAL | WAGENHALS | 138 | 138 | ST | 2.02 | 0 | 2 | 1033.5 AC | 378 | 338249 | 338627 | 0 | 0 | 0 | 0 | 0 | 0 | 0 | 0 | 0 | 0 | 0 | 0 | 0 | 0 | 0 | 0 | 0 | 0 | 0 | 0 | 12
NO |  | 127 | 2012 | 4 | 33 | 33 |  | 0151 SOUTH CANTON | TORREY | 138 | 138 | ST | 1.26 | 0 | 1 | 1780 ACSR | 2610 | 344396 | 347006 | 0 | 0 | 0 | 0 | 0 | 0 | 0 | 0 | 0 | 0 | 0 | 0 | 0 | 0 | 0 | 0 | 0 | 0 | 0 | 0 | 12
NO |  | 127 | 2012 | 4 | 34 | 34 |  | 0151 SOUTH CANTON | TORREY | 138 | 138 | ST | 1.6 | 0 | 2 | 556.5 ACS | 0 | 0 | 0 | 0 | 0 | 0 | 0 | 0 | 0 | 0 | 0 | 0 | 0 | 0 | 0 | 0 | 0 | 0 | 0 | 0 | 0 | 0 | 0 | 12
NO |  | 127 | 2012 | 4 | 35 | 35 |  | 0152 MALAGA | SPEIDEL | 69 | 138 | WP | 11.99 | 0 | 1 | 556.5 ACS | 79051 | 350039 | 429090 | 0 | 0 | 0 | 0 | 0 | 0 | 0 | 0 | 0 | 0 | 0 | 0 | 0 | 0 | 0 | 0 | 0 | 0 | 0 | 0 | 12
NO |  | 127 | 2012 | 5 | 1 | 1 |  | 0153 BRIDGEVILLE EXT. |  | 138 | 138 | WP | 1.88 | 0 | 1 | 336.4 ACS | 7806 | 88199 | 96005 | 0 | 0 | 0 | 0 | 0 | 0 | 0 | 0 | 0 | 0 | 0 | 0 | 0 | 0 | 0 | 0 | 0 | 0 | 0 | 0 | 12
NO |  | 127 | 2012 | 5 | 2 | 2 |  | 0156 TIFFIN CENTER EXT. |  | 138 | 138 | WP | 5.34 | 0 | 1 | 556.5 ACS | 84321 | 242878 | 327199 | 0 | 0 | 0 | 0 | 0 | 0 | 0 | 0 | 0 | 0 | 0 | 0 | 0 | 0 | 0 | 0 | 0 | 0 | 0 | 0 | 12
NO |  | 127 | 2012 | 5 | 3 | 3 |  | 0156 TIFFIN CENTER EXT. |  | 69 | 138 | WP | 1.81 | 0 | 2 | 556.5 ACS | 0 | 0 | 0 | 0 | 0 | 0 | 0 | 0 | 0 | 0 | 0 | 0 | 0 | 0 | 0 | 0 | 0 | 0 | 0 | 0 | 0 | 0 | 0 | 12
NO |  | 127 | 2012 | 5 | 4 | 4 |  | 0158 ROBINSON PARK | RICHLAND | 138 | 138 | WP | 14.94 | 0 | 1 | 636 ACSR | 106467 | 413003 | 519470 | 0 | 0 | 0 | 0 | 0 | 0 | 0 | 0 | 0 | 0 | 0 | 0 | 0 | 0 | 0 | 0 | 0 | 0 | 0 | 0 | 12
NO |  | 127 | 2012 | 5 | 5 | 5 |  | 0159 EAST LIMA | RICHLAND | 138 | 138 | WP | 27.74 | 0 | 1 | 636 ACSR | 339163 | 1218004 | 1557167 | 0 | 0 | 0 | 0 | 0 | 0 | 0 | 0 | 0 | 0 | 0 | 0 | 0 | 0 | 0 | 0 | 0 | 0 | 0 | 0 | 12
NO |  | 127 | 2012 | 5 | 6 | 6 |  | 0164 FOSTORIA CENTRAL | FOSTORIA | 138 | 138 | ST | 0.08 | 0 | 1 | 1033.5 AC | 16563 | 389064 | 405627 | 0 | 0 | 0 | 0 | 0 | 0 | 0 | 0 | 0 | 0 | 0 | 0 | 0 | 0 | 0 | 0 | 0 | 0 | 0 | 0 | 12
NO |  | 127 | 2012 | 5 | 7 | 7 |  | 0164 FOSTORIA CENTRAL | FOSTORIA | 138 | 138 | ST | 1.48 | 0 | 2 | 1033.5 AC | 0 | 0 | 0 | 0 | 0 | 0 | 0 | 0 | 0 | 0 | 0 | 0 | 0 | 0 | 0 | 0 | 0 | 0 | 0 | 0 | 0 | 0 | 0 | 12
NO |  | 127 | 2012 | 5 | 8 | 8 |  | 0169 SOUTH CALDWELL | SOUTH CUMBERLAND | 138 | 138 | WP | 10.86 | 0 | 1 | 556.5 ACS | 35642 | 357967 | 393609 | 0 | 0 | 0 | 0 | 0 | 0 | 0 | 0 | 0 | 0 | 0 | 0 | 0 | 0 | 0 | 0 | 0 | 0 | 0 | 0 | 12
NO |  | 127 | 2012 | 5 | 9 | 9 |  | 0170 HANGING ROCK EXT. |  | 138 | 138 | ST | 4.33 | 0 | 1 | 636 ACSR | 21763 | 355008 | 376771 | 0 | 0 | 0 | 0 | 0 | 0 | 0 | 0 | 0 | 0 | 0 | 0 | 0 | 0 | 0 | 0 | 0 | 0 | 0 | 0 | 12
NO |  | 127 | 2012 | 5 | 10 | 10 |  | 0174 CANTON CENTRAL | BLUEBELL | 138 | 138 | WP | 0.36 | 0 | 1 | 795 ACSR | 0 | 25021 | 25021 | 0 | 0 | 0 | 0 | 0 | 0 | 0 | 0 | 0 | 0 | 0 | 0 | 0 | 0 | 0 | 0 | 0 | 0 | 0 | 0 | 12
NO |  | 127 | 2012 | 5 | 11 | 11 |  | 0175 CANTON CENTRAL | CLOVERDALE | 138 | 138 | WP | 0.38 | 0 | 1 | 795 ACSR | 0 | 24681 | 24681 | 0 | 0 | 0 | 0 | 0 | 0 | 0 | 0 | 0 | 0 | 0 | 0 | 0 | 0 | 0 | 0 | 0 | 0 | 0 | 0 | 12
NO |  | 127 | 2012 | 5 | 12 | 12 |  | 0176 TIDD | STEUBENVILLE | 138 | 138 | ST | 7.3 | 0 | 1 | 795 ACSR | 57799 | 498842 | 556641 | 0 | 0 | 0 | 0 | 0 | 0 | 0 | 0 | 0 | 0 | 0 | 0 | 0 | 0 | 0 | 0 | 0 | 0 | 0 | 0 | 12
NO |  | 127 | 2012 | 5 | 13 | 13 |  | 0177 SOUTHWEST LIMA | STERLING | 138 | 138 | ST | 5.14 | 0 | 2 | 1590 ACSR | 155698 | 1224034 | 1379732 | 0 | 0 | 0 | 0 | 0 | 0 | 0 | 0 | 0 | 0 | 0 | 0 | 0 | 0 | 0 | 0 | 0 | 0 | 0 | 0 | 12
NO |  | 127 | 2012 | 5 | 14 | 14 |  | 0177 SOUTHWEST LIMA | STERLING | 34 | 138 | WP | 0.18 | 0 | 2 | 4/0 CU. | 0 | 0 | 0 | 0 | 0 | 0 | 0 | 0 | 0 | 0 | 0 | 0 | 0 | 0 | 0 | 0 | 0 | 0 | 0 | 0 | 0 | 0 | 0 | 12
NO |  | 127 | 2012 | 5 | 15 | 15 |  | 0177 SOUTHWEST LIMA | STERLING | 138 | 138 | SP | 0.02 | 0 | 1 | 556.5 ACS | 0 | 0 | 0 | 0 | 0 | 0 | 0 | 0 | 0 | 0 | 0 | 0 | 0 | 0 | 0 | 0 | 0 | 0 | 0 | 0 | 0 | 0 | 0 | 12
NO |  | 127 | 2012 | 5 | 16 | 16 |  | 0177 SOUTHWEST LIMA | STERLING | 138 | 138 | WP | 0.03 | 0 | 1 | 556.5 ACS | 0 | 0 | 0 | 0 | 0 | 0 | 0 | 0 | 0 | 0 | 0 | 0 | 0 | 0 | 0 | 0 | 0 | 0 | 0 | 0 | 0 | 0 | 0 | 12
NO |  | 127 | 2012 | 5 | 17 | 17 |  | 0178 SOUTHWEST LIMA | WEST LIMA | 138 | 138 | ST | 0.88 | 0 | 2 | 556.5 ACS | 0 | 55737 | 55737 | 0 | 0 | 0 | 0 | 0 | 0 | 0 | 0 | 0 | 0 | 0 | 0 | 0 | 0 | 0 | 0 | 0 | 0 | 0 | 0 | 12
NO |  | 127 | 2012 | 5 | 18 | 18 |  | 0180 OHIO CENTRAL EXT NO. 1 |  | 138 | 138 | WP | 0.46 | 0 | 1 | 556.5 ACS | 0 | 19301 | 19301 | 0 | 0 | 0 | 0 | 0 | 0 | 0 | 0 | 0 | 0 | 0 | 0 | 0 | 0 | 0 | 0 | 0 | 0 | 0 | 0 | 12
NO |  | 127 | 2012 | 5 | 19 | 19 |  | 0181 OHIO CENTRAL EXT NO. 2 |  | 138 | 138 | WP | 0.45 | 0 | 1 | 556.6 ACS | 0 | 19770 | 19770 | 0 | 0 | 0 | 0 | 0 | 0 | 0 | 0 | 0 | 0 | 0 | 0 | 0 | 0 | 0 | 0 | 0 | 0 | 0 | 0 | 12
NO |  | 127 | 2012 | 5 | 20 | 20 |  | 0182 SOUTH CANTON | WEST CANTON | 138 | 138 | SP | 5.2 | 0 | 2 | 795 ACSR | 518302 | 1112327 | 1630629 | 0 | 0 | 0 | 0 | 0 | 0 | 0 | 0 | 0 | 0 | 0 | 0 | 0 | 0 | 0 | 0 | 0 | 0 | 0 | 0 | 12
NO |  | 127 | 2012 | 5 | 21 | 21 |  | 0182 SOUTH CANTON | WEST CANTON | 138 | 138 | ST | 2.59 | 0 | 1 | 795 ACSR | 0 | 0 | 0 | 0 | 0 | 0 | 0 | 0 | 0 | 0 | 0 | 0 | 0 | 0 | 0 | 0 | 0 | 0 | 0 | 0 | 0 | 0 | 0 | 12
NO |  | 127 | 2012 | 5 | 22 | 22 |  | 0182 SOUTH CANTON | WEST CANTON | 138 | 138 | ST | 2.26 | 0 | 2 | 795 ACSR | 0 | 0 | 0 | 0 | 0 | 0 | 0 | 0 | 0 | 0 | 0 | 0 | 0 | 0 | 0 | 0 | 0 | 0 | 0 | 0 | 0 | 0 | 0 | 12
NO |  | 127 | 2012 | 5 | 23 | 23 |  | 0183 KAMMER | WEST BELLAIRE | 138 | 138 | ST | 12.85 | 0 | 1 | 1033.5 AC | 171905 | 1367574 | 1539479 | 0 | 0 | 0 | 0 | 0 | 0 | 0 | 0 | 0 | 0 | 0 | 0 | 0 | 0 | 0 | 0 | 0 | 0 | 0 | 0 | 12
NO |  | 127 | 2012 | 5 | 24 | 24 |  | 0183 KAMMER | WEST BELLAIRE | 69 | 138 | ST | 0.33 | 0 | 2 | 954 ACSR | 0 | 0 | 0 | 0 | 0 | 0 | 0 | 0 | 0 | 0 | 0 | 0 | 0 | 0 | 0 | 0 | 0 | 0 | 0 | 0 | 0 | 0 | 0 | 12
NO |  | 127 | 2012 | 5 | 25 | 25 |  | 0186 EAST ZANESVILLE EXT. |  | 138 | 138 | WP | 0.04 | 0 | 1 | 556.5 ACS | 0 | 4938 | 4938 | 0 | 0 | 0 | 0 | 0 | 0 | 0 | 0 | 0 | 0 | 0 | 0 | 0 | 0 | 0 | 0 | 0 | 0 | 0 | 0 | 12
NO |  | 127 | 2012 | 5 | 26 | 26 |  | 0187 WEST BELLAIRE | BRUES | 138 | 138 | ST | 4.26 | 0 | 1 | 556.5 ACS | 147936 | 439211 | 587147 | 0 | 0 | 0 | 0 | 0 | 0 | 0 | 0 | 0 | 0 | 0 | 0 | 0 | 0 | 0 | 0 | 0 | 0 | 0 | 0 | 12
NO |  | 127 | 2012 | 5 | 27 | 27 |  | 0188 WEST BELLAIRE | TILTONVILLE | 138 | 138 | WP | 11.49 | 0 | 1 | 795 ACSR | 227558 | 981563 | 1209121 | 0 | 0 | 0 | 0 | 0 | 0 | 0 | 0 | 0 | 0 | 0 | 0 | 0 | 0 | 0 | 0 | 0 | 0 | 0 | 0 | 12
NO |  | 127 | 2012 | 5 | 28 | 28 |  | 0188 WEST BELLAIRE | TILTONVILLE | 138 | 138 | ST | 0.5 | 0 | 1 | 795 ACSR | 0 | 0 | 0 | 0 | 0 | 0 | 0 | 0 | 0 | 0 | 0 | 0 | 0 | 0 | 0 | 0 | 0 | 0 | 0 | 0 | 0 | 0 | 0 | 12
NO |  | 127 | 2012 | 5 | 29 | 29 |  | 0189 CROOKSVILLE TIE |  | 138 | 138 | WP | 0.2 | 0 | 1 | 556.5 ACS | 868 | 10088 | 10956 | 0 | 0 | 0 | 0 | 0 | 0 | 0 | 0 | 0 | 0 | 0 | 0 | 0 | 0 | 0 | 0 | 0 | 0 | 0 | 0 | 12
NO |  | 127 | 2012 | 5 | 30 | 30 |  | 0190 SOUTHWEST LIMA | WEST MOULTON | 138 | 138 | WP | 13.33 | 0 | 1 | 636 ACSR | 96160 | 583109 | 679269 | 0 | 0 | 0 | 0 | 0 | 0 | 0 | 0 | 0 | 0 | 0 | 0 | 0 | 0 | 0 | 0 | 0 | 0 | 0 | 0 | 12
NO |  | 127 | 2012 | 5 | 31 | 31 |  | 0193 TIFFIN CENTER | FREMONT CENTER | 138 | 138 | WP | 11.84 | 0 | 1 | 556.5 ACS | 234776 | 833416 | 1068192 | 0 | 0 | 0 | 0 | 0 | 0 | 0 | 0 | 0 | 0 | 0 | 0 | 0 | 0 | 0 | 0 | 0 | 0 | 0 | 0 | 12
NO |  | 127 | 2012 | 5 | 32 | 32 |  | 0193 TIFFIN CENTER | FREMONT CENTER | 138 | 138 | ST | 0.7 | 0 | 1 | 556.5 ACS | 0 | 0 | 0 | 0 | 0 | 0 | 0 | 0 | 0 | 0 | 0 | 0 | 0 | 0 | 0 | 0 | 0 | 0 | 0 | 0 | 0 | 0 | 0 | 12
NO |  | 127 | 2012 | 5 | 33 | 33 |  | 0193 TIFFIN CENTER | FREMONT CENTER | 138 | 138 | ST | 0.04 | 0 | 2 | 795 ACSR | 0 | 0 | 0 | 0 | 0 | 0 | 0 | 0 | 0 | 0 | 0 | 0 | 0 | 0 | 0 | 0 | 0 | 0 | 0 | 0 | 0 | 0 | 0 | 12
NO |  | 127 | 2012 | 5 | 34 | 34 |  | 0196 FREMONT CENTER | FREMONT | 138 | 138 | WP | 3.02 | 0 | 1 | 795 ACSR | 123110 | 574358 | 697468 | 0 | 0 | 0 | 0 | 0 | 0 | 0 | 0 | 0 | 0 | 0 | 0 | 0 | 0 | 0 | 0 | 0 | 0 | 0 | 0 | 12
NO |  | 127 | 2012 | 6 | 1 | 1 |  | 0198 N. PROCTORVILLE | EAST HUNTINGTON | 138 | 138 | ST | 3.86 | 0 | 1 | 795 ACSR | 171730 | 742532 | 914262 | 0 | 0 | 0 | 0 | 0 | 0 | 0 | 0 | 0 | 0 | 0 | 0 | 0 | 0 | 0 | 0 | 0 | 0 | 0 | 0 | 12
NO |  | 127 | 2012 | 6 | 2 | 2 |  | 0198 N. PROCTORVILLE | EAST HUNTINGTON | 34 | 138 | ST | 0.08 | 0 | 2 | 795 ACSR | 0 | 0 | 0 | 0 | 0 | 0 | 0 | 0 | 0 | 0 | 0 | 0 | 0 | 0 | 0 | 0 | 0 | 0 | 0 | 0 | 0 | 0 | 0 | 12
NO |  | 127 | 2012 | 6 | 3 | 3 |  | 0200 CAMPBELL ROAD | MIDWEST CO-OP | 138 | 138 | WP | 0.15 | 0 | 1 | 336.4 ACS | 7295 | 6963 | 14258 | 0 | 0 | 0 | 0 | 0 | 0 | 0 | 0 | 0 | 0 | 0 | 0 | 0 | 0 | 0 | 0 | 0 | 0 | 0 | 0 | 12
NO |  | 127 | 2012 | 6 | 4 | 4 |  | 0201 N. PROCTORVILLE | SOUTH POINT | 138 | 138 | ST | 0.04 | 0 | 1 | 795 ACSR | 263763 | 1589142 | 1852905 | 0 | 0 | 0 | 0 | 0 | 0 | 0 | 0 | 0 | 0 | 0 | 0 | 0 | 0 | 0 | 0 | 0 | 0 | 0 | 0 | 12
NO |  | 127 | 2012 | 6 | 5 | 5 |  | 0201 N. PROCTORVILLE | SOUTH POINT | 138 | 138 | ST | 10.83 | 0 | 2 | 795 ACSR | 0 | 0 | 0 | 0 | 0 | 0 | 0 | 0 | 0 | 0 | 0 | 0 | 0 | 0 | 0 | 0 | 0 | 0 | 0 | 0 | 0 | 0 | 0 | 12
NO |  | 127 | 2012 | 6 | 6 | 6 |  | 0202 MUSKINGUM | WOLF CREEK | 138 | 138 | WP | 3.65 | 0 | 1 | 556.5 ACS | 16142 | 474178 | 490320 | 0 | 0 | 0 | 0 | 0 | 0 | 0 | 0 | 0 | 0 | 0 | 0 | 0 | 0 | 0 | 0 | 0 | 0 | 0 | 0 | 12
NO |  | 127 | 2012 | 6 | 7 | 7 |  | 0202 MUSKINGUM | WOLF CREEK | 138 | 138 | ST | 1.06 | 0 | 1 | 636 ACSR | 0 | 0 | 0 | 0 | 0 | 0 | 0 | 0 | 0 | 0 | 0 | 0 | 0 | 0 | 0 | 0 | 0 | 0 | 0 | 0 | 0 | 0 | 0 | 12
NO |  | 127 | 2012 | 6 | 8 | 8 |  | 0203 SWITZER EXT. NO. 1 |  | 138 | 138 | WP | 0.04 | 0 | 1 | 556.5 ACS | 0 | 5580 | 5580 | 0 | 0 | 0 | 0 | 0 | 0 | 0 | 0 | 0 | 0 | 0 | 0 | 0 | 0 | 0 | 0 | 0 | 0 | 0 | 0 | 12
NO |  | 127 | 2012 | 6 | 9 | 9 |  | 0204 SWITZER EXT. NO. 2 |  | 138 | 138 | WP | 0.06 | 0 | 1 | 556.5 ACS | 0 | 6304 | 6304 | 0 | 0 | 0 | 0 | 0 | 0 | 0 | 0 | 0 | 0 | 0 | 0 | 0 | 0 | 0 | 0 | 0 | 0 | 0 | 0 | 12
NO |  | 127 | 2012 | 6 | 10 | 10 |  | 0210 BUCKLEY ROAD EXT. |  | 138 | 138 | SP | 0.09 | 0 | 1 | 795 ACSR | 46016 | 264016 | 310032 | 0 | 0 | 0 | 0 | 0 | 0 | 0 | 0 | 0 | 0 | 0 | 0 | 0 | 0 | 0 | 0 | 0 | 0 | 0 | 0 | 12
NO |  | 127 | 2012 | 6 | 11 | 11 |  | 0210 BUCKLEY ROAD EXT. |  | 138 | 138 | WP | 2.62 | 0 | 1 | 795 ACSR | 0 | 0 | 0 | 0 | 0 | 0 | 0 | 0 | 0 | 0 | 0 | 0 | 0 | 0 | 0 | 0 | 0 | 0 | 0 | 0 | 0 | 0 | 0 | 12
NO |  | 127 | 2012 | 6 | 12 | 12 |  | 0213 WINDSOR EXT. NO. 2 |  | 0 | 138 | WP | 0.11 | 0 | 1 |  | 232 | 9417 | 9649 | 0 | 0 | 0 | 0 | 0 | 0 | 0 | 0 | 0 | 0 | 0 | 0 | 0 | 0 | 0 | 0 | 0 | 0 | 0 | 0 | 12
NO |  | 127 | 2012 | 6 | 13 | 13 |  | 0221 DARRAH | NORTH PROCTORVILLE | 138 | 138 | ST | 3.51 | 0 | 1 | 1033.5 AC | 412 | 553053 | 553465 | 0 | 0 | 0 | 0 | 0 | 0 | 0 | 0 | 0 | 0 | 0 | 0 | 0 | 0 | 0 | 0 | 0 | 0 | 0 | 0 | 12
NO |  | 127 | 2012 | 6 | 14 | 14 |  | 0223 DEXTER | MEIGS NO. 2 | 138 | 138 | WP | 5.53 | 0 | 1 | 556.5 ACS | 35977 | 243930 | 279907 | 0 | 0 | 0 | 0 | 0 | 0 | 0 | 0 | 0 | 0 | 0 | 0 | 0 | 0 | 0 | 0 | 0 | 0 | 0 | 0 | 12
NO |  | 127 | 2012 | 6 | 15 | 15 |  | 0224 NORTH RUTLAND | MEIGS NO. 1 | 138 | 138 | WP | 3.84 | 0 | 1 | 556.5 ACS | 19114 | 181347 | 200461 | 0 | 0 | 0 | 0 | 0 | 0 | 0 | 0 | 0 | 0 | 0 | 0 | 0 | 0 | 0 | 0 | 0 | 0 | 0 | 0 | 12
NO |  | 127 | 2012 | 6 | 16 | 16 |  | 0225 AMITY | ACADEMIA | 138 | 138 | ST | 0.14 | 0 | 1 | 556.5 ACS | 138868 | 445812 | 584680 | 0 | 0 | 0 | 0 | 0 | 0 | 0 | 0 | 0 | 0 | 0 | 0 | 0 | 0 | 0 | 0 | 0 | 0 | 0 | 0 | 12
NO |  | 127 | 2012 | 6 | 17 | 17 |  | 0225 AMITY | ACADEMIA | 138 | 138 | ST | 6.33 | 0 | 2 | 795 ACSR | 0 | 0 | 0 | 0 | 0 | 0 | 0 | 0 | 0 | 0 | 0 | 0 | 0 | 0 | 0 | 0 | 0 | 0 | 0 | 0 | 0 | 0 | 0 | 12
NO |  | 127 | 2012 | 6 | 18 | 18 |  | 0226 ACADEMIA | WEST MT. VERNON | 138 | 138 | ST | 0.15 | 0 | 2 | 556.5 ACS | 23751 | 555222 | 578973 | 0 | 0 | 0 | 0 | 0 | 0 | 0 | 0 | 0 | 0 | 0 | 0 | 0 | 0 | 0 | 0 | 0 | 0 | 0 | 0 | 12
NO |  | 127 | 2012 | 6 | 19 | 19 |  | 0226 ACADEMIA | WEST MT. VERNON | 138 | 138 | ST | 5.95 | 0 | 1 | 795 ACSR | 0 | 0 | 0 | 0 | 0 | 0 | 0 | 0 | 0 | 0 | 0 | 0 | 0 | 0 | 0 | 0 | 0 | 0 | 0 | 0 | 0 | 0 | 0 | 12
NO |  | 127 | 2012 | 6 | 20 | 20 |  | 0229 CANNELVILLE | GURNSEY MUSKINGUM C | 138 | 138 | WP | 0.11 | 0 | 1 | 336.4 ACS | 0 | 20442 | 20442 | 0 | 0 | 0 | 0 | 0 | 0 | 0 | 0 | 0 | 0 | 0 | 0 | 0 | 0 | 0 | 0 | 0 | 0 | 0 | 0 | 12
NO |  | 127 | 2012 | 6 | 21 | 21 |  | 0230 FAIRCREST EXT. |  | 138 | 138 | SP | 0.04 | 0 | 1 | 1033.5 AC | 0 | 7504 | 7504 | 0 | 0 | 0 | 0 | 0 | 0 | 0 | 0 | 0 | 0 | 0 | 0 | 0 | 0 | 0 | 0 | 0 | 0 | 0 | 0 | 12
NO |  | 127 | 2012 | 6 | 22 | 22 |  | 0235 WEST MILLERSPORT | HEATH | 138 | 138 | WP | 8.95 | 0 | 1 | 795 ACSR | 327915 | 3936041 | 4263956 | 0 | 0 | 0 | 0 | 0 | 0 | 0 | 0 | 0 | 0 | 0 | 0 | 0 | 0 | 0 | 0 | 0 | 0 | 0 | 0 | 12
NO |  | 127 | 2012 | 6 | 23 | 23 |  | 0235 WEST MILLERSPORT | HEATH | 138 | 138 | ST | 3.06 | 0 | 1 | 795 ACSR | 0 | 0 | 0 | 0 | 0 | 0 | 0 | 0 | 0 | 0 | 0 | 0 | 0 | 0 | 0 | 0 | 0 | 0 | 0 | 0 | 0 | 0 | 0 | 12
NO |  | 127 | 2012 | 6 | 24 | 24 |  | 0238 NORTH PROCTORVILLE | EXTENSION | 138 | 138 | ST | 3.54 | 0 | 1 | 556.5 ACS | 67989 | 270925 | 338914 | 0 | 0 | 0 | 0 | 0 | 0 | 0 | 0 | 0 | 0 | 0 | 0 | 0 | 0 | 0 | 0 | 0 | 0 | 0 | 0 | 12
NO |  | 127 | 2012 | 6 | 25 | 25 |  | 0240 NORTH CROWN CITY EXT |  | 138 | 138 | WP | 0.24 | 0 | 1 | 556.5 ACS | 1 | 16202 | 16203 | 0 | 0 | 0 | 0 | 0 | 0 | 0 | 0 | 0 | 0 | 0 | 0 | 0 | 0 | 0 | 0 | 0 | 0 | 0 | 0 | 12
NO |  | 127 | 2012 | 6 | 26 | 26 |  | 0241 NORTH CROWN CITY EXT |  | 138 | 138 | WP | 0.24 | 0 | 1 | 556.5 ACS | 2 | 20499 | 20501 | 0 | 0 | 0 | 0 | 0 | 0 | 0 | 0 | 0 | 0 | 0 | 0 | 0 | 0 | 0 | 0 | 0 | 0 | 0 | 0 | 12
NO |  | 127 | 2012 | 6 | 27 | 27 |  | 0242 HEATH EXT. NO. 2 |  | 138 | 138 | ST | 1.29 | 0 | 1 | 795 ACSR | 108502 | 105267 | 213769 | 0 | 0 | 0 | 0 | 0 | 0 | 0 | 0 | 0 | 0 | 0 | 0 | 0 | 0 | 0 | 0 | 0 | 0 | 0 | 0 | 12
NO |  | 127 | 2012 | 6 | 28 | 28 |  | 0243 HEATH EXT. NO. 1 |  | 138 | 138 | ST | 1.29 | 0 | 1 | 556.5 ACS | 35321 | 45208 | 80529 | 0 | 0 | 0 | 0 | 0 | 0 | 0 | 0 | 0 | 0 | 0 | 0 | 0 | 0 | 0 | 0 | 0 | 0 | 0 | 0 | 12
NO |  | 127 | 2012 | 6 | 29 | 29 |  | 0244 EAST SIDE EXT. |  | 138 | 138 | WP | 0.24 | 0 | 2 | 795 ACSR | 21856 | 102801 | 124657 | 0 | 0 | 0 | 0 | 0 | 0 | 0 | 0 | 0 | 0 | 0 | 0 | 0 | 0 | 0 | 0 | 0 | 0 | 0 | 0 | 12
NO |  | 127 | 2012 | 6 | 30 | 30 |  | 0244 EAST SIDE EXT. |  | 138 | 138 | ST | 0.08 | 0 | 2 | 795 ACSR | 0 | 0 | 0 | 0 | 0 | 0 | 0 | 0 | 0 | 0 | 0 | 0 | 0 | 0 | 0 | 0 | 0 | 0 | 0 | 0 | 0 | 0 | 0 | 12
NO |  | 127 | 2012 | 6 | 31 | 31 |  | 0245 SOUTHEAST CANTON | SUNNYSIDE | 138 | 138 | ST | 2.31 | 0 | 2 | 1033.5 AC | 207578 | 631713 | 839291 | 0 | 0 | 0 | 0 | 0 | 0 | 0 | 0 | 0 | 0 | 0 | 0 | 0 | 0 | 0 | 0 | 0 | 0 | 0 | 0 | 12
NO |  | 127 | 2012 | 6 | 32 | 32 |  | 0247 SOUTHEAST CANTON | WACO | 138 | 138 | ST | 2.12 | 0 | 2 | 1033.5 AC | 189408 | 524861 | 714269 | 0 | 0 | 0 | 0 | 0 | 0 | 0 | 0 | 0 | 0 | 0 | 0 | 0 | 0 | 0 | 0 | 0 | 0 | 0 | 0 | 12
NO |  | 127 | 2012 | 6 | 33 | 33 |  | 0252 WEST DOVER EXT. NO. |  | 138 | 138 | WP | 0.1 | 0 | 1 | 1033.5 AC | 0 | 12561 | 12561 | 0 | 0 | 0 | 0 | 0 | 0 | 0 | 0 | 0 | 0 | 0 | 0 | 0 | 0 | 0 | 0 | 0 | 0 | 0 | 0 | 12
NO |  | 127 | 2012 | 6 | 34 | 34 |  | 0253 WEST DOVER EXT. NO. |  | 138 | 138 | WP | 0.09 | 0 | 1 | 1033.5 AC | 0 | 6432 | 6432 | 0 | 0 | 0 | 0 | 0 | 0 | 0 | 0 | 0 | 0 | 0 | 0 | 0 | 0 | 0 | 0 | 0 | 0 | 0 | 0 | 12
NO |  | 127 | 2012 | 6 | 35 | 35 |  | 0254 BUCKEYE CO-OP EXT. A |  | 138 | 138 | WP | 0.21 | 0 | 1 | 556.5 ACS | 1299 | 23155 | 24454 | 0 | 0 | 0 | 0 | 0 | 0 | 0 | 0 | 0 | 0 | 0 | 0 | 0 | 0 | 0 | 0 | 0 | 0 | 0 | 0 | 12
NO |  | 127 | 2012 | 7 | 1 | 1 |  | 0257 GREENLAWN EXT. |  | 138 | 138 | WP | 1.09 | 0 | 2 | 795 ACSR | 28216 | 98324 | 126540 | 0 | 0 | 0 | 0 | 0 | 0 | 0 | 0 | 0 | 0 | 0 | 0 | 0 | 0 | 0 | 0 | 0 | 0 | 0 | 0 | 12
NO |  | 127 | 2012 | 7 | 2 | 2 |  | 0260 EAST PROCTORVILLE EXT. |  | 138 | 138 | ST | 0.13 | 0 | 2 | 1033.5 AC | 2527 | 47088 | 49615 | 0 | 0 | 0 | 0 | 0 | 0 | 0 | 0 | 0 | 0 | 0 | 0 | 0 | 0 | 0 | 0 | 0 | 0 | 0 | 0 | 12
NO |  | 127 | 2012 | 7 | 3 | 3 |  | 0264 FREMONT | SANDUSKY BAY | 69 | 138 | WP | 12.13 | 0 | 1 | 795 ACSR | 481243 | 1382999 | 1864242 | 0 | 0 | 0 | 0 | 0 | 0 | 0 | 0 | 0 | 0 | 0 | 0 | 0 | 0 | 0 | 0 | 0 | 0 | 0 | 0 | 12
NO |  | 127 | 2012 | 7 | 4 | 4 |  | 0265 WEST DOVER | SUGARCREEK | 138 | 138 | WP | 4.07 | 0 | 1 | 795 ACSR | 299605 | 283917 | 583522 | 0 | 0 | 0 | 0 | 0 | 0 | 0 | 0 | 0 | 0 | 0 | 0 | 0 | 0 | 0 | 0 | 0 | 0 | 0 | 0 | 12
NO |  | 127 | 2012 | 7 | 5 | 5 |  | 0267 NORTH PORTSMOUTH | CENTRAL PORTSMOUTH | 138 | 138 | WP | 6.04 | 0 | 1 | 795 ACSR | 92664 | 690478 | 783142 | 0 | 0 | 0 | 0 | 0 | 0 | 0 | 0 | 0 | 0 | 0 | 0 | 0 | 0 | 0 | 0 | 0 | 0 | 0 | 0 | 12
NO |  | 127 | 2012 | 7 | 6 | 6 |  | 0273 BUCKLEY ROAD | FREMONT CENTER | 69 | 138 | WP | 0.9 | 0 | 2 | 556.5 ACS | 27304 | 249067 | 276371 | 0 | 0 | 0 | 0 | 0 | 0 | 0 | 0 | 0 | 0 | 0 | 0 | 0 | 0 | 0 | 0 | 0 | 0 | 0 | 0 | 12
NO |  | 127 | 2012 | 7 | 7 | 7 |  | 0274 WAYVIEW | HOOVER NORTH | 69 | 138 | ST | 0.02 | 0 | 1 | 795 ACSR | 24583 | 397019 | 421602 | 0 | 0 | 0 | 0 | 0 | 0 | 0 | 0 | 0 | 0 | 0 | 0 | 0 | 0 | 0 | 0 | 0 | 0 | 0 | 0 | 12
NO |  | 127 | 2012 | 7 | 8 | 8 |  | 0274 WAYVIEW | HOOVER NORTH | 69 | 138 | ST | 1.04 | 0 | 2 | 795 ACSR | 0 | 0 | 0 | 0 | 0 | 0 | 0 | 0 | 0 | 0 | 0 | 0 | 0 | 0 | 0 | 0 | 0 | 0 | 0 | 0 | 0 | 0 | 0 | 12
NO |  | 127 | 2012 | 7 | 9 | 9 |  | 0275 WEST CANTON JCT. | WAYVIEW | 138 | 138 | WP | 1.11 | 0 | 1 | 795 ACSR | 86454 | 1173162 | 1259616 | 0 | 0 | 0 | 0 | 0 | 0 | 0 | 0 | 0 | 0 | 0 | 0 | 0 | 0 | 0 | 0 | 0 | 0 | 0 | 0 | 12
NO |  | 127 | 2012 | 7 | 10 | 10 |  | 0275 WEST CANTON JCT. | WAYVIEW | 138 | 138 | SP | 1.8 | 0 | 2 | 795 ACSR | 0 | 0 | 0 | 0 | 0 | 0 | 0 | 0 | 0 | 0 | 0 | 0 | 0 | 0 | 0 | 0 | 0 | 0 | 0 | 0 | 0 | 0 | 0 | 12
NO |  | 127 | 2012 | 7 | 11 | 11 |  | 0275 WEST CANTON JCT. | WAYVIEW | 138 | 138 | ST | 1.89 | 0 | 1 | 795 ACSR | 0 | 0 | 0 | 0 | 0 | 0 | 0 | 0 | 0 | 0 | 0 | 0 | 0 | 0 | 0 | 0 | 0 | 0 | 0 | 0 | 0 | 0 | 0 | 12
NO |  | 127 | 2012 | 7 | 12 | 12 |  | 0276 BELDEN VILLAGE EXT. |  | 138 | 138 | SP | 1.51 | 0 | 1 | 795 ACSR | 130564 | 357139 | 487703 | 0 | 0 | 0 | 0 | 0 | 0 | 0 | 0 | 0 | 0 | 0 | 0 | 0 | 0 | 0 | 0 | 0 | 0 | 0 | 0 | 12
NO |  | 127 | 2012 | 7 | 13 | 13 |  | 0280 EAST AMSTERDAM | CARROLL CO-OP | 69 | 138 | WP | 7.98 | 0 | 1 | 795 ACSR | 212391 | 1004078 | 1216469 | 0 | 0 | 0 | 0 | 0 | 0 | 0 | 0 | 0 | 0 | 0 | 0 | 0 | 0 | 0 | 0 | 0 | 0 | 0 | 0 | 12
NO |  | 127 | 2012 | 7 | 14 | 14 |  | 0282 SOUTH POINT TIE |  | 138 | 138 | WP | 0.09 | 0 | 1 | 795 ACSR | 0 | 12090 | 12090 | 0 | 0 | 0 | 0 | 0 | 0 | 0 | 0 | 0 | 0 | 0 | 0 | 0 | 0 | 0 | 0 | 0 | 0 | 0 | 0 | 12
NO |  | 127 | 2012 | 7 | 15 | 15 |  | 0286 WEST CANTON TIE |  | 138 | 138 | SP | 0.07 | 0 | 2 | 795 ACSR | 123243 | 279035 | 402278 | 0 | 0 | 0 | 0 | 0 | 0 | 0 | 0 | 0 | 0 | 0 | 0 | 0 | 0 | 0 | 0 | 0 | 0 | 0 | 0 | 12
NO |  | 127 | 2012 | 7 | 16 | 16 |  | 0289 OHIO CENTRAL EXT. NO. |  | 138 | 138 | WP | 0.27 | 0 | 1 | 636 ACSR | 0 | 15828 | 15828 | 0 | 0 | 0 | 0 | 0 | 0 | 0 | 0 | 0 | 0 | 0 | 0 | 0 | 0 | 0 | 0 | 0 | 0 | 0 | 0 | 12
NO |  | 127 | 2012 | 7 | 17 | 17 |  | 0290 SOUTH CANTON EXT. NO. |  | 138 | 138 | ST | 0.71 | 0 | 2 | 1033.5 AC | 8058 | 109450 | 117508 | 0 | 0 | 0 | 0 | 0 | 0 | 0 | 0 | 0 | 0 | 0 | 0 | 0 | 0 | 0 | 0 | 0 | 0 | 0 | 0 | 12
NO |  | 127 | 2012 | 7 | 18 | 18 |  | 0294 SOUTH CANTON EXT. NO. |  | 138 | 138 | ST | 0.31 | 0 | 2 | 1033.5 AC | 24315 | 121459 | 145774 | 0 | 0 | 0 | 0 | 0 | 0 | 0 | 0 | 0 | 0 | 0 | 0 | 0 | 0 | 0 | 0 | 0 | 0 | 0 | 0 | 12
NO |  | 127 | 2012 | 7 | 19 | 19 |  | 0295 BROADACRE EXT. |  | 138 | 138 | SP | 0.04 | 0 | 2 | 1780 ACSR | 0 | 43415 | 43415 | 0 | 0 | 0 | 0 | 0 | 0 | 0 | 0 | 0 | 0 | 0 | 0 | 0 | 0 | 0 | 0 | 0 | 0 | 0 | 0 | 12
NO |  | 127 | 2012 | 7 | 20 | 20 |  | 0307 WEST VAN WERT | DELPHOS CENTER | 69 | 138 | WP | 1.7 | 0 | 1 | 795 ACSR | 30533 | 162383 | 192916 | 0 | 0 | 0 | 0 | 0 | 0 | 0 | 0 | 0 | 0 | 0 | 0 | 0 | 0 | 0 | 0 | 0 | 0 | 0 | 0 | 12
NO |  | 127 | 2012 | 7 | 21 | 21 |  | 0313 BUCKEYE COOP EXT. W |  | 138 | 138 | WP | 0.85 | 0 | 1 | 556.5 ACS | 9488 | 103743 | 113231 | 0 | 0 | 0 | 0 | 0 | 0 | 0 | 0 | 0 | 0 | 0 | 0 | 0 | 0 | 0 | 0 | 0 | 0 | 0 | 0 | 12
NO |  | 127 | 2012 | 7 | 22 | 22 |  | 0316 ORDANANCE JCT. EXT. |  | 138 | 138 | SP | 0.1 | 0 | 2 | 1590 ACSR | 0 | 13046 | 13046 | 0 | 0 | 0 | 0 | 0 | 0 | 0 | 0 | 0 | 0 | 0 | 0 | 0 | 0 | 0 | 0 | 0 | 0 | 0 | 0 | 12
NO |  | 127 | 2012 | 7 | 23 | 23 |  | 0317 GUERNSEY | MUSKINGUM CO-OP EXT. | 138 | 138 | WP | 0.12 | 0 | 1 | 556.5 ACS | 974 | 41700 | 42674 | 0 | 0 | 0 | 0 | 0 | 0 | 0 | 0 | 0 | 0 | 0 | 0 | 0 | 0 | 0 | 0 | 0 | 0 | 0 | 0 | 12
NO |  | 127 | 2012 | 7 | 24 | 24 |  | 0318 BUCKEYE CO-OP EXT. M |  | 138 | 138 | WP | 0.15 | 0 | 1 | 556.5 ACS | 18223 | 32856 | 51079 | 0 | 0 | 0 | 0 | 0 | 0 | 0 | 0 | 0 | 0 | 0 | 0 | 0 | 0 | 0 | 0 | 0 | 0 | 0 | 0 | 12
NO |  | 127 | 2012 | 7 | 25 | 25 |  | 0320 HEDDING ROAD | MORROW CO-OP | 138 | 138 | WP | 0.09 | 0 | 1 | 795 ACSR | 8 | 40513 | 40521 | 0 | 0 | 0 | 0 | 0 | 0 | 0 | 0 | 0 | 0 | 0 | 0 | 0 | 0 | 0 | 0 | 0 | 0 | 0 | 0 | 12
NO |  | 127 | 2012 | 7 | 26 | 26 |  | 0324 WEST MILLERSPORT | SOUTH CENTRAL POWER | 138 | 138 | WP | 0.2 | 0 | 1 | 556.5 ACS | 0 | 33801 | 33801 | 0 | 0 | 0 | 0 | 0 | 0 | 0 | 0 | 0 | 0 | 0 | 0 | 0 | 0 | 0 | 0 | 0 | 0 | 0 | 0 | 12
NO |  | 127 | 2012 | 7 | 27 | 27 |  | 0325 SHELBY MUNICIPAL EXT. |  | 138 | 138 | ST | 0.53 | 0 | 1 | 336.4 ACS | 0 | 0 | 0 | 0 | 0 | 0 | 0 | 0 | 0 | 0 | 0 | 0 | 0 | 0 | 0 | 0 | 0 | 0 | 0 | 0 | 0 | 0 | 0 | 12
NO |  | 127 | 2012 | 7 | 28 | 28 |  | 0326 BLOOMFIELD | GUERNSEY MUSKINGUM C | 138 | 138 | WP | 0.41 | 0 | 1 | 336.4 ACS | 5181 | 96269 | 101450 | 0 | 0 | 0 | 0 | 0 | 0 | 0 | 0 | 0 | 0 | 0 | 0 | 0 | 0 | 0 | 0 | 0 | 0 | 0 | 0 | 12
NO |  | 127 | 2012 | 7 | 29 | 29 |  | 0327 NORTH CENTRAL CO-OP |  | 138 | 138 | WP | 0.45 | 0 | 1 | 336.4 ACS | 22978 | 90260 | 113238 | 0 | 0 | 0 | 0 | 0 | 0 | 0 | 0 | 0 | 0 | 0 | 0 | 0 | 0 | 0 | 0 | 0 | 0 | 0 | 0 | 12
NO |  | 127 | 2012 | 7 | 30 | 30 |  | 0328 NORTH CHESIRE | EXTENSION NO. 2 | 138 | 138 |  | 0 | 0 | 0 |  | 4300 | 0 | 4300 | 0 | 0 | 0 | 0 | 0 | 0 | 0 | 0 | 0 | 0 | 0 | 0 | 0 | 0 | 0 | 0 | 0 | 0 | 0 | 0 | 12
NO |  | 127 | 2012 | 7 | 31 | 31 |  | 0329 TYCOON EXT. |  | 138 | 138 | WP | 0.29 | 0 | 1 | 556.5 ACS | 8496 | 92336 | 100832 | 0 | 0 | 0 | 0 | 0 | 0 | 0 | 0 | 0 | 0 | 0 | 0 | 0 | 0 | 0 | 0 | 0 | 0 | 0 | 0 | 12
NO |  | 127 | 2012 | 7 | 32 | 32 |  | 0331 LICKING CO-OP EXT. |  | 138 | 138 | WP | 0.04 | 0 | 1 | 336.4 ACS | 940 | 22202 | 23142 | 0 | 0 | 0 | 0 | 0 | 0 | 0 | 0 | 0 | 0 | 0 | 0 | 0 | 0 | 0 | 0 | 0 | 0 | 0 | 0 | 12
NO |  | 127 | 2012 | 7 | 33 | 33 |  | 0333 ASHLEY EXT |  | 69 | 138 | WP | 0.62 | 0 | 1 | 336.4 ACS | 68548 | 130886 | 199434 | 0 | 0 | 0 | 0 | 0 | 0 | 0 | 0 | 0 | 0 | 0 | 0 | 0 | 0 | 0 | 0 | 0 | 0 | 0 | 0 | 12
NO |  | 127 | 2012 | 7 | 34 | 34 |  | 0334 NORTH CHESIRE | EXTENTION NO. 1 | 138 | 138 | ST | 0.38 | 0 | 2 | 1033.5 AC | 11603 | 84918 | 96521 | 0 | 0 | 0 | 0 | 0 | 0 | 0 | 0 | 0 | 0 | 0 | 0 | 0 | 0 | 0 | 0 | 0 | 0 | 0 | 0 | 12
NO |  | 127 | 2012 | 7 | 35 | 35 |  | 0336 SHUFFEL ROAD | TIMKEN RESEARCH | 69 | 138 | ST | 0.66 | 0 | 1 | 795 ACSR | 2599 | 176804 | 179403 | 0 | 0 | 0 | 0 | 0 | 0 | 0 | 0 | 0 | 0 | 0 | 0 | 0 | 0 | 0 | 0 | 0 | 0 | 0 | 0 | 12
NO |  | 127 | 2012 | 8 | 1 | 1 |  | 0337 TIMKEN, RICHVILLE EX |  | 138 | 138 | WP | 1.11 | 0 | 2 | 1033.5 AC | 137311 | 591797 | 729108 | 0 | 0 | 0 | 0 | 0 | 0 | 0 | 0 | 0 | 0 | 0 | 0 | 0 | 0 | 0 | 0 | 0 | 0 | 0 | 0 | 12
NO |  | 127 | 2012 | 8 | 2 | 2 |  | 0338 CONESVILLE COAL PREP |  | 138 | 138 | WP | 0.63 | 0 | 1 | 1033.5 AC | 0 | 163120 | 163120 | 0 | 0 | 0 | 0 | 0 | 0 | 0 | 0 | 0 | 0 | 0 | 0 | 0 | 0 | 0 | 0 | 0 | 0 | 0 | 0 | 12
NO |  | 127 | 2012 | 8 | 3 | 3 |  | 0339 A.G.A. GAS EXT. |  | 138 | 138 | WP | 0.16 | 0 | 1 | 336.4 ACS | 1249 | 218178 | 219427 | 0 | 0 | 0 | 0 | 0 | 0 | 0 | 0 | 0 | 0 | 0 | 0 | 0 | 0 | 0 | 0 | 0 | 0 | 0 | 0 | 12
NO |  | 127 | 2012 | 8 | 4 | 4 |  | 0342 EAST WOOSTER EXT. NO. |  | 138 | 138 | ST | 5.15 | 0 | 2 | 556.5 ACS | 53089 | 209764 | 262853 | 0 | 0 | 0 | 0 | 0 | 0 | 0 | 0 | 0 | 0 | 0 | 0 | 0 | 0 | 0 | 0 | 0 | 0 | 0 | 0 | 12
NO |  | 127 | 2012 | 8 | 5 | 5 |  | 0343 EAST WOOSTER EXT. |  | 138 | 138 | WP | 0.18 | 0 | 1 | 795 ACSR | 13901 | 209058 | 222959 | 0 | 0 | 0 | 0 | 0 | 0 | 0 | 0 | 0 | 0 | 0 | 0 | 0 | 0 | 0 | 0 | 0 | 0 | 0 | 0 | 12
NO |  | 127 | 2012 | 8 | 6 | 6 |  | 0343 EAST WOOSTER EXT. |  | 138 | 138 | WP | 0.43 | 0 | 2 | 795 ACSR | 0 | 0 | 0 | 0 | 0 | 0 | 0 | 0 | 0 | 0 | 0 | 0 | 0 | 0 | 0 | 0 | 0 | 0 | 0 | 0 | 0 | 0 | 0 | 12
NO |  | 127 | 2012 | 8 | 7 | 7 |  | 0344 WAGENHALS | LTV STEEL NO. 1 | 138 | 138 | ST | 0.65 | 0 | 1 | 1033.5 AC | 67168 | 102244 | 169412 | 0 | 0 | 0 | 0 | 0 | 0 | 0 | 0 | 0 | 0 | 0 | 0 | 0 | 0 | 0 | 0 | 0 | 0 | 0 | 0 | 12
NO |  | 127 | 2012 | 8 | 8 | 8 |  | 0345 WAGENHALS | LTV STEEL NO. 2 | 138 | 138 | ST | 0.68 | 0 | 1 | 1033.5 AC | 1218 | 118525 | 119743 | 0 | 0 | 0 | 0 | 0 | 0 | 0 | 0 | 0 | 0 | 0 | 0 | 0 | 0 | 0 | 0 | 0 | 0 | 0 | 0 | 12
NO |  | 127 | 2012 | 8 | 9 | 9 |  | 0346 FOSTORIA TIE |  | 138 | 138 | WP | 0.02 | 0 | 1 | 336.4 ACS | 0 | 0 | 0 | 0 | 0 | 0 | 0 | 0 | 0 | 0 | 0 | 0 | 0 | 0 | 0 | 0 | 0 | 0 | 0 | 0 | 0 | 0 | 0 | 12
NO |  | 127 | 2012 | 8 | 10 | 10 |  | 0347 FOSTORIA CENTRAL EXT. |  | 138 | 138 | ST | 0.1 | 0 | 2 | 1033.5 AC | 3617 | 45851 | 49468 | 0 | 0 | 0 | 0 | 0 | 0 | 0 | 0 | 0 | 0 | 0 | 0 | 0 | 0 | 0 | 0 | 0 | 0 | 0 | 0 | 12
NO |  | 127 | 2012 | 8 | 11 | 11 |  | 0348 FOSTORIA CENTRAL EXT. |  | 138 | 138 | ST | 0.1 | 0 | 1 | 1033.5 AC | 10877 | 59075 | 69952 | 0 | 0 | 0 | 0 | 0 | 0 | 0 | 0 | 0 | 0 | 0 | 0 | 0 | 0 | 0 | 0 | 0 | 0 | 0 | 0 | 12
NO |  | 127 | 2012 | 8 | 12 | 12 |  | 0349 FOSTORIA POWER EXT. |  | 138 | 138 | ST | 0.1 | 0 | 3 | 336.4 ACS | 0 | 0 | 0 | 0 | 0 | 0 | 0 | 0 | 0 | 0 | 0 | 0 | 0 | 0 | 0 | 0 | 0 | 0 | 0 | 0 | 0 | 0 | 0 | 12
NO |  | 127 | 2012 | 8 | 13 | 13 |  | 0350 HANCOCK WOOD CO-OP |  | 138 | 138 | WP | 0.03 | 0 | 1 | 556.5 ACS | 0 | 12614 | 12614 | 0 | 0 | 0 | 0 | 0 | 0 | 0 | 0 | 0 | 0 | 0 | 0 | 0 | 0 | 0 | 0 | 0 | 0 | 0 | 0 | 12
NO |  | 127 | 2012 | 8 | 14 | 14 |  | 0351 EAST LEIPSIC EXT |  | 138 | 138 | SP | 6.57 | 0 | 2 | 795 ACSR | 481254 | 2956454 | 3437708 | 0 | 0 | 0 | 0 | 0 | 0 | 0 | 0 | 0 | 0 | 0 | 0 | 0 | 0 | 0 | 0 | 0 | 0 | 0 | 0 | 12
NO |  | 127 | 2012 | 8 | 15 | 15 |  | 0352 BUCKEYE CO-OP EXT |  | 138 | 138 | WP | 0.09 | 0 | 1 | 336.4 ACS | 512 | 37478 | 37990 | 0 | 0 | 0 | 0 | 0 | 0 | 0 | 0 | 0 | 0 | 0 | 0 | 0 | 0 | 0 | 0 | 0 | 0 | 0 | 0 | 12
NO |  | 127 | 2012 | 8 | 16 | 16 |  | 0353 STERLING | FOUNDRY PARK | 138 | 138 | WP | 0.91 | 0 | 1 | 795 ACSR | 6744 | 75116 | 81860 | 0 | 0 | 0 | 0 | 0 | 0 | 0 | 0 | 0 | 0 | 0 | 0 | 0 | 0 | 0 | 0 | 0 | 0 | 0 | 0 | 12
NO |  | 127 | 2012 | 8 | 17 | 17 |  | 0354 GAVIN EXT. NO. 1 |  | 138 | 138 | ST | 3.1 | 0 | 2 | 1033.5 AC | 144421 | 1714306 | 1858727 | 0 | 0 | 0 | 0 | 0 | 0 | 0 | 0 | 0 | 0 | 0 | 0 | 0 | 0 | 0 | 0 | 0 | 0 | 0 | 0 | 12
NO |  | 127 | 2012 | 8 | 18 | 18 |  | 0355 GAVIN EXT. NO. 2 |  | 138 | 138 | ST | 3.01 | 0 | 2 | 1033.5 AC | 0 | 2032646 | 2032646 | 0 | 0 | 0 | 0 | 0 | 0 | 0 | 0 | 0 | 0 | 0 | 0 | 0 | 0 | 0 | 0 | 0 | 0 | 0 | 0 | 12
NO |  | 127 | 2012 | 8 | 19 | 19 |  | 0358 LICKING REC. EXT. A |  | 138 | 138 | WP | 0.24 | 0 | 1 | 556.5 ACS | 1275 | 62153 | 63428 | 0 | 0 | 0 | 0 | 0 | 0 | 0 | 0 | 0 | 0 | 0 | 0 | 0 | 0 | 0 | 0 | 0 | 0 | 0 | 0 | 12
NO |  | 127 | 2012 | 8 | 20 | 20 |  | 0359 BUCKHORN | HOLMES | 138 | 138 | WP | 0.98 | 0 | 1 | 336.4 ACS | 0 | 375238 | 375238 | 0 | 0 | 0 | 0 | 0 | 0 | 0 | 0 | 0 | 0 | 0 | 0 | 0 | 0 | 0 | 0 | 0 | 0 | 0 | 0 | 12
NO |  | 127 | 2012 | 8 | 21 | 21 |  | 0360 ADAMS RUAL ELECTRICK | EMERALD | 138 | 138 | WP | 0.8 | 0 | 1 | 556.5 ACS | 135 | 230743 | 230878 | 0 | 0 | 0 | 0 | 0 | 0 | 0 | 0 | 0 | 0 | 0 | 0 | 0 | 0 | 0 | 0 | 0 | 0 | 0 | 0 | 12
NO |  | 127 | 2012 | 8 | 22 | 22 |  | 0361 RILEY CREEK | PAULDING PUTNAM | 138 | 138 | ST | 1.2 | 0 | 1 | 336.4 ACS | 0 | 372700 | 372700 | 0 | 0 | 0 | 0 | 0 | 0 | 0 | 0 | 0 | 0 | 0 | 0 | 0 | 0 | 0 | 0 | 0 | 0 | 0 | 0 | 12
NO |  | 127 | 2012 | 8 | 23 | 23 |  | 0363 MEIGS NO. 2 | WILKESVILLE | 138 | 138 |  | 1.6 | 0 | 1 |  | 9000 | 96880 | 105880 | 0 | 0 | 0 | 0 | 0 | 0 | 0 | 0 | 0 | 0 | 0 | 0 | 0 | 0 | 0 | 0 | 0 | 0 | 0 | 0 | 12
NO |  | 127 | 2012 | 8 | 24 | 24 |  | 0364 NORTH CENTRAL CO-OP |  | 138 | 138 |  | 1.84 | 0 | 1 | 556.5 ACS | 217676 | 532226 | 749902 | 0 | 0 | 0 | 0 | 0 | 0 | 0 | 0 | 0 | 0 | 0 | 0 | 0 | 0 | 0 | 0 | 0 | 0 | 0 | 0 | 12
NO |  | 127 | 2012 | 8 | 25 | 25 |  | 0368 BALL HOLLOW | WASHINGTON CO-OP | 138 | 138 |  | 0.05 | 0 | 1 | 556.5 ACS | 0 | 7549 | 7549 | 0 | 0 | 0 | 0 | 0 | 0 | 0 | 0 | 0 | 0 | 0 | 0 | 0 | 0 | 0 | 0 | 0 | 0 | 0 | 0 | 12
NO |  | 127 | 2012 | 8 | 26 | 26 |  | 0371 SPENCER RIDGE | BUCKINGHAM COAL | 138 | 138 | WP | 0.12 | 0 | 1 | 4/0 ACSR | -1 | -41451 | -41452 | 0 | 0 | 0 | 0 | 0 | 0 | 0 | 0 | 0 | 0 | 0 | 0 | 0 | 0 | 0 | 0 | 0 | 0 | 0 | 0 | 12
NO |  | 127 | 2012 | 8 | 27 | 27 |  | 0370 BUCKEYE CO-OP EXT |  | 138 | 138 | ST | 0.1 | 0 | 2 | 397.5 ACS | 0 | 34918 | 34918 | 0 | 0 | 0 | 0 | 0 | 0 | 0 | 0 | 0 | 0 | 0 | 0 | 0 | 0 | 0 | 0 | 0 | 0 | 0 | 0 | 12
NO |  | 127 | 2012 | 8 | 28 | 28 |  | 0372 NORTH BELLVILLE LOOP |  | 138 | 138 | WP | 0.11 | 0 | 2 | 556.5 ACS | 0 | 225220 | 225220 | 0 | 0 | 0 | 0 | 0 | 0 | 0 | 0 | 0 | 0 | 0 | 0 | 0 | 0 | 0 | 0 | 0 | 0 | 0 | 0 | 12
NO |  | 127 | 2012 | 9 | 1 | 1 |  | Columbus Southern Power Co |  | 0 | 0 |  | 0 | 0 | 0 |  | 0 | 0 | 0 | 0 | 0 | 0 | 0 | 621270072 | 0 | 0 | 0 | 0 | 0 | 0 | 0 | 0 | 0 | 0 | 0 | 0 | 0 | 0 | 0 | 12
NO |  | 127 | 2012 | 9 | 5 | 5 |  | 9034 CONESVILLE | CORRIDOR | 345 | 345 | 3 | 54 | 0 | 1 | 2-954 ACSR | 480308 | 5228162 | 5708470 | 0 | 0 | 0 | 0 | 0 | 0 | 0 | 0 | 0 | 0 | 0 | 0 | 0 | 0 | 0 | 0 | 0 | 0 | 0 | 0 | 12
NO |  | 127 | 2012 | 9 | 6 | 6 |  | C633 POINT N | STR. 96-1 | 345 | 345 | 1,3 | 4.24 | 0 | 1 | 2-954 ACSR | 70173 | 4665050 | 4735223 | 0 | 0 | 0 | 0 | 0 | 0 | 0 | 0 | 0 | 0 | 0 | 0 | 0 | 0 | 0 | 0 | 0 | 0 | 0 | 0 | 12
NO |  | 127 | 2012 | 9 | 7 | 7 |  | HAYDEN | HYATT | 345 | 345 | 1 | 0 | 0 | 1 | 2-954 ACSR | 0 | 0 | 0 | 0 | 0 | 0 | 0 | 0 | 0 | 0 | 0 | 0 | 0 | 0 | 0 | 0 | 0 | 0 | 0 | 0 | 0 | 0 | 0 | 12
NO |  | 127 | 2012 | 9 | 8 | 8 |  | HAYDEN | HYATT | 345 | 345 | 2 | 0 | 0 | 1 | 2-954 ACSR | 0 | 0 | 0 | 0 | 0 | 0 | 0 | 0 | 0 | 0 | 0 | 0 | 0 | 0 | 0 | 0 | 0 | 0 | 0 | 0 | 0 | 0 | 0 | 12
NO |  | 127 | 2012 | 9 | 9 | 9 |  | 9037 HAYDEN | HYATT | 345 | 345 | 3 | 12 | 0 | 1 | 2-954 ACSR | 835964 | 1916457 | 2752421 | 0 | 0 | 0 | 0 | 0 | 0 | 0 | 0 | 0 | 0 | 0 | 0 | 0 | 0 | 0 | 0 | 0 | 0 | 0 | 0 | 12
NO |  | 127 | 2012 | 9 | 10 | 10 |  | 9038 HAYDEN | ROBERTS | 345 | 345 | 1 | 11.53 | 0 | 1 | 2-954 ACSR | 1432452 | 4815660 | 6248112 | 0 | 0 | 0 | 0 | 0 | 0 | 0 | 0 | 0 | 0 | 0 | 0 | 0 | 0 | 0 | 0 | 0 | 0 | 0 | 0 | 12
NO |  | 127 | 2012 | 9 | 11 | 11 |  | 9039 POINT Z HYATT | CORRIDOR | 345 | 345 | 3 | 13 | 0 | 1 | 2-954 ACSR | 679010 | 4014617 | 4693627 | 0 | 0 | 0 | 0 | 0 | 0 | 0 | 0 | 0 | 0 | 0 | 0 | 0 | 0 | 0 | 0 | 0 | 0 | 0 | 0 | 12
NO |  | 127 | 2012 | 9 | 12 | 12 |  | C613 KIRK EXT #1 (NORTH) |  | 345 | 345 | 1 | 0.25 | 0 | 1 | 636 ACSR 26/7 | 0 | 68482 | 68482 | 0 | 0 | 0 | 0 | 0 | 0 | 0 | 0 | 0 | 0 | 0 | 0 | 0 | 0 | 0 | 0 | 0 | 0 | 0 | 0 | 12
NO |  | 127 | 2012 | 9 | 13 | 13 |  | C614 KIRK EXT #2 (SOUTH) |  | 345 | 345 | 1 | 0.25 | 0 | 1 | 636 ACSR 26/7 | 0 | 67644 | 67644 | 0 | 0 | 0 | 0 | 0 | 0 | 0 | 0 | 0 | 0 | 0 | 0 | 0 | 0 | 0 | 0 | 0 | 0 | 0 | 0 | 12
NO |  | 127 | 2012 | 9 | 14 | 14 |  | 8790 DAVIDSON | DUBLIN | 138 | 138 | 4 | 3.16 | 0 | 1 | 2000 CU KCM | 0 | 7120559 | 7120559 | 0 | 0 | 0 | 0 | 0 | 0 | 0 | 0 | 0 | 0 | 0 | 0 | 0 | 0 | 0 | 0 | 0 | 0 | 0 | 0 | 12
NO |  | 127 | 2012 | 9 | 15 | 15 |  | C710 DUBLIN | SAWMILL | 138 | 138 | 1 | 6.4 | 0 | 1 | 636 ACSR 26/7 | 254401 | 1251386 | 1505787 | 0 | 0 | 0 | 0 | 0 | 0 | 0 | 0 | 0 | 0 | 0 | 0 | 0 | 0 | 0 | 0 | 0 | 0 | 0 | 0 | 12
NO |  | 127 | 2012 | 9 | 16 | 16 |  | C795 KIMBERLY EXTENSION |  | 138 | 138 | 1 | 0.56 | 0 | 2 | 636 ACSR 26/7 | 21083 | 716838 | 737921 | 0 | 0 | 0 | 0 | 0 | 0 | 0 | 0 | 0 | 0 | 0 | 0 | 0 | 0 | 0 | 0 | 0 | 0 | 0 | 0 | 12
NO |  | 127 | 2012 | 9 | 17 | 17 |  | C796 DON MARQUIS LOOP #1 |  | 138 | 138 | 1 | 6.6 | 0 | 1 | 1033.5 KCM | 1297075 | 10611994 | 11909069 | 0 | 0 | 0 | 0 | 0 | 0 | 0 | 0 | 0 | 0 | 0 | 0 | 0 | 0 | 0 | 0 | 0 | 0 | 0 | 0 | 12
NO |  | 127 | 2012 | 9 | 18 | 18 |  | C798 DON MARQUIS LOOP #2 |  | 138 | 138 | 1 | 0.65 | 0 | 1 | 1033.5 KCM | 0 | 1112156 | 1112156 | 0 | 0 | 0 | 0 | 0 | 0 | 0 | 0 | 0 | 0 | 0 | 0 | 0 | 0 | 0 | 0 | 0 | 0 | 0 | 0 | 12
NO |  | 127 | 2012 | 9 | 19 | 19 |  | C799 GREIF EXTENSION |  | 138 | 138 | 4 | 0.66 | 0 | 2 | 2000 kcm CU | 0 | 9807 | 9807 | 0 | 0 | 0 | 0 | 0 | 0 | 0 | 0 | 0 | 0 | 0 | 0 | 0 | 0 | 0 | 0 | 0 | 0 | 0 | 0 | 12
NO |  | 127 | 2012 | 9 | 20 | 20 |  | C800 LICK | JACKSON | 138 | 138 | 1 | 1.09 | 0 | 0 |  | 0 | 0 | 0 | 0 | 0 | 0 | 0 | 0 | 0 | 0 | 0 | 0 | 0 | 0 | 0 | 0 | 0 | 0 | 0 | 0 | 0 | 0 | 0 | 12
NO |  | 127 | 2012 | 9 | 21 | 21 |  | C850 WILLOW ISLAND | MILL CREEK | 138 | 138 | 1 | 9.14 | 0 | 1 | 954 ACSR 45/7 | 49381 | 970051 | 1019432 | 0 | 0 | 0 | 0 | 0 | 0 | 0 | 0 | 0 | 0 | 0 | 0 | 0 | 0 | 0 | 0 | 0 | 0 | 0 | 0 | 12
NO |  | 127 | 2012 | 9 | 22 | 22 |  | C851 MILL CREEK | RIVERVIEW | 138 | 138 | 1 | 10.8 | 0 | 1 | 954 ACSR 45/7 | 155934 | 1747823 | 1903757 | 0 | 0 | 0 | 0 | 0 | 0 | 0 | 0 | 0 | 0 | 0 | 0 | 0 | 0 | 0 | 0 | 0 | 0 | 0 | 0 | 12
NO |  | 127 | 2012 | 9 | 23 | 23 |  | C852 RIVERVIEW | CORNER | 138 | 138 | 1 | 7.09 | 0 | 1 | 954 ACSR 45/7 | 69245 | 1415282 | 1484527 | 0 | 0 | 0 | 0 | 0 | 0 | 0 | 0 | 0 | 0 | 0 | 0 | 0 | 0 | 0 | 0 | 0 | 0 | 0 | 0 | 12
NO |  | 127 | 2012 | 9 | 24 | 24 |  | C853 CORNER | SHELL | 138 | 138 | 1 | 2.13 | 0 | 1 | 336.4 ACSR 26/7 | 12018 | 75769 | 87787 | 0 | 0 | 0 | 0 | 0 | 0 | 0 | 0 | 0 | 0 | 0 | 0 | 0 | 0 | 0 | 0 | 0 | 0 | 0 | 0 | 12
NO |  | 127 | 2012 | 9 | 25 | 25 |  | C854 PARKERSBURG | CORNER | 138 | 138 | 1 | 7.67 | 0 | 1 | 336.4&954 ACSR | 62117 | 381813 | 443930 | 0 | 0 | 0 | 0 | 0 | 0 | 0 | 0 | 0 | 0 | 0 | 0 | 0 | 0 | 0 | 0 | 0 | 0 | 0 | 0 | 12
NO |  | 127 | 2012 | 9 | 26 | 26 |  | C855 MUSKINGUM | CORNER | 138 | 138 | 1 | 15.79 | 0 | 1 | 556.5 ACSR 26/7 | 149512 | 406453 | 555965 | 0 | 0 | 0 | 0 | 0 | 0 | 0 | 0 | 0 | 0 | 0 | 0 | 0 | 0 | 0 | 0 | 0 | 0 | 0 | 0 | 12
NO |  | 127 | 2012 | 9 | 27 | 27 |  | C856 BELMONT | RIVERVIEW | 138 | 138 | 1 | 0.86 | 0 | 1 | 954 ACSR 45/7 | 29932 | 225730 | 255662 | 0 | 0 | 0 | 0 | 0 | 0 | 0 | 0 | 0 | 0 | 0 | 0 | 0 | 0 | 0 | 0 | 0 | 0 | 0 | 0 | 12
NO |  | 127 | 2012 | 9 | 28 | 28 |  | C857 WASHINGTON | CORNER | 138 | 138 | 1 | 6.51 | 0 | 1 | 954 ACSR 45/7 | 98855 | 1046776 | 1145631 | 0 | 0 | 0 | 0 | 0 | 0 | 0 | 0 | 0 | 0 | 0 | 0 | 0 | 0 | 0 | 0 | 0 | 0 | 0 | 0 | 12
NO |  | 127 | 2012 | 9 | 29 | 29 |  | C858 RIVERVIEW | ELKEM METALS | 138 | 138 | 1 | 0.8 | 0 | 1 | 954 ACSR 45/7 | 2143 | 1024374 | 1026517 | 0 | 0 | 0 | 0 | 0 | 0 | 0 | 0 | 0 | 0 | 0 | 0 | 0 | 0 | 0 | 0 | 0 | 0 | 0 | 0 | 12
NO |  | 127 | 2012 | 9 | 30 | 30 |  | COMMONLY OWNED: (A) |  | 0 | 0 |  | 0 | 0 | 0 |  | 0 | 0 | 0 | 0 | 0 | 0 | 0 | 0 | 0 | 0 | 0 | 0 | 0 | 0 | 0 | 0 | 0 | 0 | 0 | 0 | 0 | 0 | 0 | 12
NO |  | 127 | 2012 | 9 | 31 | 31 |  | 9001 BECKJORD | PIERCE | 345 | 345 | 3 | 0 | 0 | 1 | 1414 ACSR | 14534 | 49229 | 63763 | 0 | 0 | 0 | 0 | 0 | 0 | 0 | 0 | 0 | 0 | 0 | 0 | 0 | 0 | 0 | 0 | 0 | 0 | 0 | 0 | 12
NO |  | 127 | 2012 | 9 | 33 | 33 |  | 9006 GREENE | BEATTY | 345 | 345 | 3 | 49 | 0 | 1 | 2-1024 ACAR | 407288 | 1357428 | 1764716 | 0 | 0 | 0 | 0 | 0 | 0 | 0 | 0 | 0 | 0 | 0 | 0 | 0 | 0 | 0 | 0 | 0 | 0 | 0 | 0 | 12
NO |  | 127 | 2012 | 9 | 34 | 34 |  | 9007 MARQUIS | POINT X | 345 | 345 | 3 | 46 | 0 | 1 | 2-983 ACAR | 224274 | 1376209 | 1600483 | 0 | 0 | 0 | 0 | 0 | 0 | 0 | 0 | 0 | 0 | 0 | 0 | 0 | 0 | 0 | 0 | 0 | 0 | 0 | 0 | 12
NO |  | 127 | 2012 | 9 | 35 | 35 |  | 9009 STUART | GREENE | 345 | 345 | 3 | 79 | 0 | 1 | 2-1024 ACAR | 457134 | 2262033 | 2719167 | 0 | 0 | 0 | 0 | 0 | 0 | 0 | 0 | 0 | 0 | 0 | 0 | 0 | 0 | 0 | 0 | 0 | 0 | 0 | 0 | 12
NO |  | 127 | 2012 | 10 | 1 | 1 |  | 9010 STUART | POINT M-KILLEN | 345 | 345 | 3 | 13 | 0 | 1 | 2-983 ACAR | 110255 | 1559205 | 1669460 | 0 | 0 | 0 | 0 | 0 | 0 | 0 | 0 | 0 | 0 | 0 | 0 | 0 | 0 | 0 | 0 | 0 | 0 | 0 | 0 | 12
NO |  | 127 | 2012 | 10 | 2 | 2 |  | STUART | FOSTER | 345 | 345 | 3 | 55 | 0 | 1 | 2-1024 ACAR | 0 | 0 | 0 | 0 | 0 | 0 | 0 | 0 | 0 | 0 | 0 | 0 | 0 | 0 | 0 | 0 | 0 | 0 | 0 | 0 | 0 | 0 | 0 | 12
NO |  | 127 | 2012 | 10 | 3 | 3 |  | 9011 STUART | FOSTER | 345 | 345 | 3 | 1 | 0 | 1 | 2-1024 ACAR | 380541 | 1547728 | 1928269 | 0 | 0 | 0 | 0 | 0 | 0 | 0 | 0 | 0 | 0 | 0 | 0 | 0 | 0 | 0 | 0 | 0 | 0 | 0 | 0 | 12
NO |  | 127 | 2012 | 10 | 4 | 4 |  | 9041 STUART | ZIMMER | 345 | 345 | 3 | 35 | 0 | 1 | 2-954 ACSR | 262436 | 1445792 | 1708228 | 0 | 0 | 0 | 0 | 0 | 0 | 0 | 0 | 0 | 0 | 0 | 0 | 0 | 0 | 0 | 0 | 0 | 0 | 0 | 0 | 12
NO |  | 127 | 2012 | 10 | 5 | 5 |  | 9044 ZIMMER | PORT UNION | 345 | 345 | 3 | 10 | 0 | 1 | 2-954 ACSR | 292501 | 1255302 | 1547803 | 0 | 0 | 0 | 0 | 0 | 0 | 0 | 0 | 0 | 0 | 0 | 0 | 0 | 0 | 0 | 0 | 0 | 0 | 0 | 0 | 12
NO |  | 127 | 2012 | 10 | 6 | 6 |  | 9049 KILLEN-POINT O | MARQUIS | 345 | 345 |  | 0 | 0 | 0 |  | 0 | 1160653 | 1160653 | 0 | 0 | 0 | 0 | 0 | 0 | 0 | 0 | 0 | 0 | 0 | 0 | 0 | 0 | 0 | 0 | 0 | 0 | 0 | 0 | 12
NO |  | 127 | 2012 | 10 | 7 | 7 |  | POINT O-KILLEN | MARQUIS | 345 | 345 | 3 | 32 | 0 | 1 | 2-983 ACAR | 0 | 0 | 0 | 0 | 0 | 0 | 0 | 0 | 0 | 0 | 0 | 0 | 0 | 0 | 0 | 0 | 0 | 0 | 0 | 0 | 0 | 0 | 0 | 12
NO |  | 127 | 2012 | 10 | 8 | 8 |  | POINT Y | BEATTY | 345 | 345 | 3 | 15 | 0 | 1 | 2-983 ACAR | 0 | 0 | 0 | 0 | 0 | 0 | 0 | 0 | 0 | 0 | 0 | 0 | 0 | 0 | 0 | 0 | 0 | 0 | 0 | 0 | 0 | 0 | 0 | 12
NO |  | 127 | 2012 | 10 | 9 | 9 |  | 9742 POINT Y | BEATTY | 345 | 345 | 3 | 0 | 4 | 1 | 2-983 ACAR | 106814 | 569305 | 676119 | 0 | 0 | 0 | 0 | 0 | 0 | 0 | 0 | 0 | 0 | 0 | 0 | 0 | 0 | 0 | 0 | 0 | 0 | 0 | 0 | 12
NO |  | 127 | 2012 | 10 | 10 | 10 |  | COMMONLY OWNED: (B) |  | 0 | 0 |  | 0 | 0 | 0 |  | 0 | 0 | 0 | 0 | 0 | 0 | 0 | 0 | 0 | 0 | 0 | 0 | 0 | 0 | 0 | 0 | 0 | 0 | 0 | 0 | 0 | 0 | 0 | 12
NO |  | 127 | 2012 | 10 | 11 | 11 |  | 9031 BEATTY | BIXBY | 345 | 345 | 3 | 13 | 0 | 1 | 2-954 ACSR | 238833 | 747276 | 986109 | 0 | 0 | 0 | 0 | 0 | 0 | 0 | 0 | 0 | 0 | 0 | 0 | 0 | 0 | 0 | 0 | 0 | 0 | 0 | 0 | 12
NO |  | 127 | 2012 | 10 | 13 | 13 |  | 9042 TOWER 2 | POINT Y | 345 | 345 | 3 | 75 | 0 | 1 | 2-954 ACSR | 679660 | 2141019 | 2820679 | 0 | 0 | 0 | 0 | 0 | 0 | 0 | 0 | 0 | 0 | 0 | 0 | 0 | 0 | 0 | 0 | 0 | 0 | 0 | 0 | 12
NO |  | 127 | 2012 | 10 | 14 | 14 |  | CONESVILLE | TOWER 71 | 345 | 345 | 2 | 51 | 0 | 1 | 2-954 ACSR | 0 | 0 | 0 | 0 | 0 | 0 | 0 | 0 | 0 | 0 | 0 | 0 | 0 | 0 | 0 | 0 | 0 | 0 | 0 | 0 | 0 | 0 | 0 | 12
NO |  | 127 | 2012 | 10 | 15 | 15 |  | 9043 TOWER 71 | BIXBY | 345 | 345 | 3 | 0 | 15 | 1 | 2-954 ACSR | 360944 | 2120084 | 2481028 | 0 | 0 | 0 | 0 | 0 | 0 | 0 | 0 | 0 | 0 | 0 | 0 | 0 | 0 | 0 | 0 | 0 | 0 | 0 | 0 | 12
NO |  | 127 | 2012 | 10 | 16 | 16 |  | POINT X | TOWER 27 | 345 | 345 | 3 | 17 | 0 | 1 | 2-954 ACSR | 0 | 0 | 0 | 0 | 0 | 0 | 0 | 0 | 0 | 0 | 0 | 0 | 0 | 0 | 0 | 0 | 0 | 0 | 0 | 0 | 0 | 0 | 0 | 12
NO |  | 127 | 2012 | 10 | 17 | 17 |  | 9707 TOWER 27 | BIXBY | 345 | 345 | 3 | 0 | 9 | 1 | 2-954 ACSR | 213385 | 563492 | 776877 | 0 | 0 | 0 | 0 | 0 | 0 | 0 | 0 | 0 | 0 | 0 | 0 | 0 | 0 | 0 | 0 | 0 | 0 | 0 | 0 | 12
NO |  | 127 | 2012 | 10 | 18 | 18 |  | COMMONLY OWNED: (C) |  | 0 | 0 |  | 0 | 0 | 0 |  | 0 | 0 | 0 | 0 | 0 | 0 | 0 | 0 | 0 | 0 | 0 | 0 | 0 | 0 | 0 | 0 | 0 | 0 | 0 | 0 | 0 | 0 | 0 | 12
NO |  | 127 | 2012 | 10 | 19 | 19 |  | 9040 CONESVILLE | POINT Z | 345 | 345 | 3 | 57 | 0 | 1 | 2-954 ACSR | 1514424 | 5947769 | 7462193 | 0 | 0 | 0 | 0 | 0 | 0 | 0 | 0 | 0 | 0 | 0 | 0 | 0 | 0 | 0 | 0 | 0 | 0 | 0 | 0 | 12
NO |  | 127 | 2012 | 10 | 21 | 21 |  | POINT Z | HYATT | 345 | 345 | 3 | 9 | 0 | 1 | 2-954 ACSR | 0 | 0 | 0 | 0 | 0 | 0 | 0 | 0 | 0 | 0 | 0 | 0 | 0 | 0 | 0 | 0 | 0 | 0 | 0 | 0 | 0 | 0 | 0 | 12
NO |  | 127 | 2012 | 10 | 23 | 23 |  | 9740 POINT Z | HYATT | 345 | 345 | 2 | 0 | 0 | 1 | 2-954 ACSR | 613989 | 2097710 | 2711699 | 0 | 0 | 0 | 0 | 0 | 0 | 0 | 0 | 0 | 0 | 0 | 0 | 0 | 0 | 0 | 0 | 0 | 0 | 0 | 0 | 12
NO |  | 127 | 2012 | 10 | 24 | 24 |  | COMMONLY OWNED: (E) |  | 0 | 0 |  | 0 | 0 | 0 |  | 0 | 0 | 0 | 0 | 0 | 0 | 0 | 0 | 0 | 0 | 0 | 0 | 0 | 0 | 0 | 0 | 0 | 0 | 0 | 0 | 0 | 0 | 0 | 12
NO |  | 127 | 2012 | 10 | 25 | 25 |  | STUART | ZIMMER | 345 | 345 | 3 | 1 | 0 | 1 | 2-954 ACSR | 0 | 0 | 0 | 0 | 0 | 0 | 0 | 0 | 0 | 0 | 0 | 0 | 0 | 0 | 0 | 0 | 0 | 0 | 0 | 0 | 0 | 0 | 0 | 12
NO |  | 127 | 2012 | 10 | 27 | 27 |  | 9145 ZIMMER-SILVER GROVE | RED BANK | 345 | 345 | 3 | 0 | 0 | 1 | 2-954 ACSR | 261902 | 3054661 | 3316563 | 0 | 0 | 0 | 0 | 0 | 0 | 0 | 0 | 0 | 0 | 0 | 0 | 0 | 0 | 0 | 0 | 0 | 0 | 0 | 0 | 12
NO |  | 127 | 2012 | 10 | 28 | 28 |  | 9046 RED BANK | TERMINAL | 345 | 345 | 3 | 7 | 0 | 1 | 2-954 ACSR | 232956 | 2023424 | 2256380 | 0 | 0 | 0 | 0 | 0 | 0 | 0 | 0 | 0 | 0 | 0 | 0 | 0 | 0 | 0 | 0 | 0 | 0 | 0 | 0 | 12
NO |  | 127 | 2012 | 10 | 29 | 29 |  | 9053 ZIMMER | PIERCE | 345 | 345 | 3 | 1 | 36 | 1 | 2-954 ACSR | 153013 | 531322 | 684335 | 0 | 0 | 0 | 0 | 0 | 0 | 0 | 0 | 0 | 0 | 0 | 0 | 0 | 0 | 0 | 0 | 0 | 0 | 0 | 0 | 12
NO |  | 127 | 2012 | 10 | 30 | 30 |  | ROBERTS | BETHEL | 138 | 138 | 1 | 0 | 0 | 2 | 636 ACSR | 0 | 0 | 0 | 0 | 0 | 0 | 0 | 0 | 0 | 0 | 0 | 0 | 0 | 0 | 0 | 0 | 0 | 0 | 0 | 0 | 0 | 0 | 0 | 12
NO |  | 127 | 2012 | 10 | 31 | 31 |  | 8001 ROBERTS | BETHEL | 138 | 138 | 3 | 5 | 0 | 2 | 636 ACSR | 115938 | 877798 | 993736 | 0 | 0 | 0 | 0 | 0 | 0 | 0 | 0 | 0 | 0 | 0 | 0 | 0 | 0 | 0 | 0 | 0 | 0 | 0 | 0 | 12
NO |  | 127 | 2012 | 10 | 32 | 32 |  | 8002 ROBERTS | KENNY | 138 | 138 | 4 | 3 | 0 | 1 | 2500 ALUM | 15618 | 2565158 | 2580776 | 0 | 0 | 0 | 0 | 0 | 0 | 0 | 0 | 0 | 0 | 0 | 0 | 0 | 0 | 0 | 0 | 0 | 0 | 0 | 0 | 12
NO |  | 127 | 2012 | 10 | 33 | 33 |  | C789 BEAVER 138KV EXTENSION |  | 138 | 138 |  | 0 | 0 | 0 | 0 | 1623 | 0 | 1623 | 0 | 0 | 0 | 0 | 0 | 0 | 0 | 0 | 0 | 0 | 0 | 0 | 0 | 0 | 0 | 0 | 0 | 0 | 0 | 0 | 12
NO |  | 127 | 2012 | 10 | 34 | 34 |  | BETHEL | LINWORTH | 138 | 138 | 3 | 0 | 3 | 1 | 636 ACSR | 0 | 0 | 0 | 0 | 0 | 0 | 0 | 0 | 0 | 0 | 0 | 0 | 0 | 0 | 0 | 0 | 0 | 0 | 0 | 0 | 0 | 0 | 0 | 12
NO |  | 127 | 2012 | 11 | 1 | 1 |  | 8005 PICWAY | HARRISON | 138 | 138 | 3 | 1 | 0 | 1 | 636 ACSR | 0 | 5881 | 5881 | 0 | 0 | 0 | 0 | 0 | 0 | 0 | 0 | 0 | 0 | 0 | 0 | 0 | 0 | 0 | 0 | 0 | 0 | 0 | 0 | 12
NO |  | 127 | 2012 | 11 | 2 | 2 |  | 8008 GROVES | BEXLEY | 138 | 138 | 1 | 4 | 0 | 1 | 636 ACSR | 259495 | 446742 | 706237 | 0 | 0 | 0 | 0 | 0 | 0 | 0 | 0 | 0 | 0 | 0 | 0 | 0 | 0 | 0 | 0 | 0 | 0 | 0 | 0 | 12
NO |  | 127 | 2012 | 11 | 3 | 3 |  | 8009 BEXLEY | ST. CLAIR | 138 | 138 | 1 | 4 | 0 | 1 | 636 AA | 81899 | 623525 | 705424 | 0 | 0 | 0 | 0 | 0 | 0 | 0 | 0 | 0 | 0 | 0 | 0 | 0 | 0 | 0 | 0 | 0 | 0 | 0 | 0 | 12
NO |  | 127 | 2012 | 11 | 4 | 4 |  | BIXBY | LSII | 138 | 138 | 1 | 1 | 2 | 1 | 636 ACSR | 0 | 0 | 0 | 0 | 0 | 0 | 0 | 0 | 0 | 0 | 0 | 0 | 0 | 0 | 0 | 0 | 0 | 0 | 0 | 0 | 0 | 0 | 0 | 12
NO |  | 127 | 2012 | 11 | 5 | 5 |  | BIXBY | LSII | 138 | 138 | 2 | 2 | 0 | 1 | 636 ACSR | 0 | 0 | 0 | 0 | 0 | 0 | 0 | 0 | 0 | 0 | 0 | 0 | 0 | 0 | 0 | 0 | 0 | 0 | 0 | 0 | 0 | 0 | 0 | 12
NO |  | 127 | 2012 | 11 | 6 | 6 |  | 8010 BIXBY | LSII | 138 | 138 | 3 | 0 | 0 | 1 | 636 ACSR | 50964 | 3079914 | 3130878 | 0 | 0 | 0 | 0 | 0 | 0 | 0 | 0 | 0 | 0 | 0 | 0 | 0 | 0 | 0 | 0 | 0 | 0 | 0 | 0 | 12
NO |  | 127 | 2012 | 11 | 7 | 7 |  | BIXBY | W. LANCASTER | 138 | 138 | 2 | 18 | 0 | 1 | 4/O CWC | 0 | 0 | 0 | 0 | 0 | 0 | 0 | 0 | 0 | 0 | 0 | 0 | 0 | 0 | 0 | 0 | 0 | 0 | 0 | 0 | 0 | 0 | 0 | 12
NO |  | 127 | 2012 | 11 | 8 | 8 |  | BIXBY | W. LANCASTER | 138 | 138 | 2 | 0 | 0 | 1 | 954 ACSR | 0 | 0 | 0 | 0 | 0 | 0 | 0 | 0 | 0 | 0 | 0 | 0 | 0 | 0 | 0 | 0 | 0 | 0 | 0 | 0 | 0 | 0 | 0 | 12
NO |  | 127 | 2012 | 11 | 9 | 9 |  | 8011 BIXBY | W. LANCASTER | 138 | 138 | 2 | 1 | 0 | 1 | 636 ACSR | 65673 | 1352070 | 1417743 | 0 | 0 | 0 | 0 | 0 | 0 | 0 | 0 | 0 | 0 | 0 | 0 | 0 | 0 | 0 | 0 | 0 | 0 | 0 | 0 | 12
NO |  | 127 | 2012 | 11 | 10 | 10 |  | POSTON | ROSS | 138 | 138 | 2 | 42 | 0 | 1 | 636 ACSR | 0 | 0 | 0 | 0 | 0 | 0 | 0 | 0 | 0 | 0 | 0 | 0 | 0 | 0 | 0 | 0 | 0 | 0 | 0 | 0 | 0 | 0 | 0 | 12
NO |  | 127 | 2012 | 11 | 11 | 11 |  | 8012 POSTON | ROSS | 138 | 138 | 3 | 1 | 0 | 1 | 636 ACSR | 119332 | 1790435 | 1909767 | 0 | 0 | 0 | 0 | 0 | 0 | 0 | 0 | 0 | 0 | 0 | 0 | 0 | 0 | 0 | 0 | 0 | 0 | 0 | 0 | 12
NO |  | 127 | 2012 | 11 | 12 | 12 |  | 8013 ROSS | DELANO | 138 | 138 | 2 | 5 | 0 | 1 | 336.4 ACSR | 23022 | 397715 | 420737 | 0 | 0 | 0 | 0 | 0 | 0 | 0 | 0 | 0 | 0 | 0 | 0 | 0 | 0 | 0 | 0 | 0 | 0 | 0 | 0 | 12
NO |  | 127 | 2012 | 11 | 13 | 13 |  | 8013 ROSS | DELANO | 138 | 138 | 1 | 0.32 | 0 | 1 | 556.5 ACSR 18/1 | 0 | 0 | 0 | 0 | 0 | 0 | 0 | 0 | 0 | 0 | 0 | 0 | 0 | 0 | 0 | 0 | 0 | 0 | 0 | 0 | 0 | 0 | 0 | 12
NO |  | 127 | 2012 | 11 | 14 | 14 |  | CIRCLEVILLE | HARRISON | 138 | 138 | 2 | 14 | 0 | 1 | 336.4 ACSR | 0 | 0 | 0 | 0 | 0 | 0 | 0 | 0 | 0 | 0 | 0 | 0 | 0 | 0 | 0 | 0 | 0 | 0 | 0 | 0 | 0 | 0 | 0 | 12
NO |  | 127 | 2012 | 11 | 15 | 15 |  | 8014 CIRCLEVILLE | HARRISON | 138 | 138 | 3 | 1 | 0 | 1 | 636 ACSR | 136682 | 1370995 | 1507677 | 0 | 0 | 0 | 0 | 0 | 0 | 0 | 0 | 0 | 0 | 0 | 0 | 0 | 0 | 0 | 0 | 0 | 0 | 0 | 0 | 12
NO |  | 127 | 2012 | 11 | 16 | 16 |  | LSII | MARION | 138 | 138 | 1 | 2.17 | 0 | 1 | 636 ACSR | 0 | 0 | 0 | 0 | 0 | 0 | 0 | 0 | 0 | 0 | 0 | 0 | 0 | 0 | 0 | 0 | 0 | 0 | 0 | 0 | 0 | 0 | 0 | 12
NO |  | 127 | 2012 | 11 | 17 | 17 |  | 8015 LSII | MARION | 138 | 138 | 3 | 3 | 0 | 1 | 636 ACSR | 236419 | 1834732 | 2071151 | 0 | 0 | 0 | 0 | 0 | 0 | 0 | 0 | 0 | 0 | 0 | 0 | 0 | 0 | 0 | 0 | 0 | 0 | 0 | 0 | 12
NO |  | 127 | 2012 | 11 | 18 | 18 |  | 8016 MARION | CANAL | 138 | 138 | 4 | 4 | 0 | 1 | 600 CU PIPT | 0 | 774047 | 774047 | 0 | 0 | 0 | 0 | 0 | 0 | 0 | 0 | 0 | 0 | 0 | 0 | 0 | 0 | 0 | 0 | 0 | 0 | 0 | 0 | 12
NO |  | 127 | 2012 | 11 | 19 | 19 |  | 8017 ST CLAIR | CLINTON | 138 | 138 | 4 | 4 | 0 | 1 | 600 CU PIPT | 2 | 637129 | 637131 | 0 | 0 | 0 | 0 | 0 | 0 | 0 | 0 | 0 | 0 | 0 | 0 | 0 | 0 | 0 | 0 | 0 | 0 | 0 | 0 | 12
NO |  | 127 | 2012 | 11 | 20 | 20 |  | HARRISON | MARION | 138 | 138 | 2 | 7 | 0 | 1 | 636 ACSR | 0 | 0 | 0 | 0 | 0 | 0 | 0 | 0 | 0 | 0 | 0 | 0 | 0 | 0 | 0 | 0 | 0 | 0 | 0 | 0 | 0 | 0 | 0 | 12
NO |  | 127 | 2012 | 11 | 21 | 21 |  | 8018 HARRISON | MARION | 138 | 138 | 3 | 0 | 3 | 1 | 636 ACSR | 48503 | 553806 | 602309 | 0 | 0 | 0 | 0 | 0 | 0 | 0 | 0 | 0 | 0 | 0 | 0 | 0 | 0 | 0 | 0 | 0 | 0 | 0 | 0 | 12
NO |  | 127 | 2012 | 11 | 22 | 22 |  | 8019 BIXBY | GROVES-ASTOR | 138 | 138 | 1 | 13 | 0 | 1 | 636 AA | 609590 | 1716584 | 2326174 | 0 | 0 | 0 | 0 | 0 | 0 | 0 | 0 | 0 | 0 | 0 | 0 | 0 | 0 | 0 | 0 | 0 | 0 | 0 | 0 | 12
NO |  | 127 | 2012 | 11 | 23 | 23 |  | 8020 POSTON | HARRISON | 138 | 138 | 2 | 53.98 | 0 | 1 | 636 ACSR | 356228 | 2529395 | 2885623 | 0 | 0 | 0 | 0 | 0 | 0 | 0 | 0 | 0 | 0 | 0 | 0 | 0 | 0 | 0 | 0 | 0 | 0 | 0 | 0 | 12
NO |  | 127 | 2012 | 11 | 24 | 24 |  | 8021 BEATTY | WILSON (EAST) | 138 | 138 | 3 | 7 | 1 | 1 | 636 ACSR | 93917 | 544710 | 638627 | 0 | 0 | 0 | 0 | 0 | 0 | 0 | 0 | 0 | 0 | 0 | 0 | 0 | 0 | 0 | 0 | 0 | 0 | 0 | 0 | 12
NO |  | 127 | 2012 | 11 | 25 | 25 |  | BEATTY | WILSON (WEST) | 138 | 138 | 3 | 0 | 1 | 2 | 636 ACSR | 0 | 0 | 0 | 0 | 0 | 0 | 0 | 0 | 0 | 0 | 0 | 0 | 0 | 0 | 0 | 0 | 0 | 0 | 0 | 0 | 0 | 0 | 0 | 12
NO |  | 127 | 2012 | 11 | 26 | 26 |  | 8022 BEATTY | WILSON (WEST) | 138 | 138 | 3 | 0 | 9 | 1 | 636 ACSR | 137166 | 674000 | 811166 | 0 | 0 | 0 | 0 | 0 | 0 | 0 | 0 | 0 | 0 | 0 | 0 | 0 | 0 | 0 | 0 | 0 | 0 | 0 | 0 | 12
NO |  | 127 | 2012 | 11 | 27 | 27 |  | 8023 WAVERLY | SARGENTS | 138 | 138 | 2 | 16 | 0 | 1 | 636 ACSR | 93908 | 1635439 | 1729347 | 0 | 0 | 0 | 0 | 0 | 0 | 0 | 0 | 0 | 0 | 0 | 0 | 0 | 0 | 0 | 0 | 0 | 0 | 0 | 0 | 12
NO |  | 127 | 2012 | 11 | 28 | 28 |  | WAVERLY | ADAMS-SEAMAN | 138 | 138 | 2 | 25 | 0 | 1 | 336.4 ACSR | 0 | 0 | 0 | 0 | 0 | 0 | 0 | 0 | 0 | 0 | 0 | 0 | 0 | 0 | 0 | 0 | 0 | 0 | 0 | 0 | 0 | 0 | 0 | 12
NO |  | 127 | 2012 | 11 | 29 | 29 |  | 8024 WAVERLY | ADAMS-SEAMAN | 138 | 138 | 2 | 11 | 0 | 1 | 636 ACSR | 234782 | 2585690 | 2820472 | 0 | 0 | 0 | 0 | 0 | 0 | 0 | 0 | 0 | 0 | 0 | 0 | 0 | 0 | 0 | 0 | 0 | 0 | 0 | 0 | 12
NO |  | 127 | 2012 | 11 | 30 | 30 |  | CIRCLEVILLE | SCIPPO | 138 | 138 | 2 | 2 | 0 | 1 | 336.4 ACSR | 0 | 0 | 0 | 0 | 0 | 0 | 0 | 0 | 0 | 0 | 0 | 0 | 0 | 0 | 0 | 0 | 0 | 0 | 0 | 0 | 0 | 0 | 0 | 12
NO |  | 127 | 2012 | 11 | 31 | 31 |  | 8025 CIRCLEVILLE | SCIPPO | 138 | 138 | 1 | 1 | 0 | 1 | 636 ACSR | 22166 | 720728 | 742894 | 0 | 0 | 0 | 0 | 0 | 0 | 0 | 0 | 0 | 0 | 0 | 0 | 0 | 0 | 0 | 0 | 0 | 0 | 0 | 0 | 12
NO |  | 127 | 2012 | 11 | 32 | 32 |  | POSTON | LICK | 138 | 138 | 1 | 0 | 0 | 1 | 636 ACSR | 0 | 0 | 0 | 0 | 0 | 0 | 0 | 0 | 0 | 0 | 0 | 0 | 0 | 0 | 0 | 0 | 0 | 0 | 0 | 0 | 0 | 0 | 0 | 12
NO |  | 127 | 2012 | 11 | 33 | 33 |  | 8026 POSTON | LICK | 138 | 138 | 3 | 35 | 0 | 1 | 636 ACSR | 314712 | 1731400 | 2046112 | 0 | 0 | 0 | 0 | 0 | 0 | 0 | 0 | 0 | 0 | 0 | 0 | 0 | 0 | 0 | 0 | 0 | 0 | 0 | 0 | 12
NO |  | 127 | 2012 | 12 | 1 | 1 |  | WAVERLY | LICK | 138 | 138 | 1 | 0 | 0 | 1 | 636 ACSR | 0 | 0 | 0 | 0 | 0 | 0 | 0 | 0 | 0 | 0 | 0 | 0 | 0 | 0 | 0 | 0 | 0 | 0 | 0 | 0 | 0 | 0 | 0 | 12
NO |  | 127 | 2012 | 12 | 2 | 2 |  | WAVERLY | LICK | 138 | 138 | 2 | 16 | 0 | 1 | 636 ACSR | 0 | 0 | 0 | 0 | 0 | 0 | 0 | 0 | 0 | 0 | 0 | 0 | 0 | 0 | 0 | 0 | 0 | 0 | 0 | 0 | 0 | 0 | 0 | 12
NO |  | 127 | 2012 | 12 | 3 | 3 |  | 8027 WAVERLY | LICK | 138 | 138 | 3 | 11 | 0 | 1 | 636 ACSR | 959032 | 4594785 | 5553817 | 0 | 0 | 0 | 0 | 0 | 0 | 0 | 0 | 0 | 0 | 0 | 0 | 0 | 0 | 0 | 0 | 0 | 0 | 0 | 0 | 12
NO |  | 127 | 2012 | 12 | 4 | 4 |  | MORSE | GENOA-KARL | 138 | 138 | 3 | 4 | 0 | 1 | 1272 ACSR | 0 | 0 | 0 | 0 | 0 | 0 | 0 | 0 | 0 | 0 | 0 | 0 | 0 | 0 | 0 | 0 | 0 | 0 | 0 | 0 | 0 | 0 | 0 | 12
NO |  | 127 | 2012 | 12 | 5 | 5 |  | 8028 MORSE | GENOA-KARL | 138 | 138 | 1 | 5 | 0 | 1 | 636 ACSR | 185489 | 901459 | 1086948 | 0 | 0 | 0 | 0 | 0 | 0 | 0 | 0 | 0 | 0 | 0 | 0 | 0 | 0 | 0 | 0 | 0 | 0 | 0 | 0 | 12
NO |  | 127 | 2012 | 12 | 6 | 6 |  | MORSE | GENOA-KARL | 138 | 138 | 2 | 2 | 0 | 1 | 600 CU PIPT | 0 | 0 | 0 | 0 | 0 | 0 | 0 | 0 | 0 | 0 | 0 | 0 | 0 | 0 | 0 | 0 | 0 | 0 | 0 | 0 | 0 | 0 | 0 | 12
NO |  | 127 | 2012 | 12 | 7 | 7 |  | 8029 OSU | HESS | 138 | 138 | 4 | 1 | 0 | 1 | 636 ACSR | 69573 | 2041637 | 2111210 | 0 | 0 | 0 | 0 | 0 | 0 | 0 | 0 | 0 | 0 | 0 | 0 | 0 | 0 | 0 | 0 | 0 | 0 | 0 | 0 | 12
NO |  | 127 | 2012 | 12 | 8 | 8 |  | 8030 WILSON | FIFTH-HESS | 138 | 138 | 3 | 3 | 0 | 1 | 600 CU PIPT | 91627 | 1031476 | 1123103 | 0 | 0 | 0 | 0 | 0 | 0 | 0 | 0 | 0 | 0 | 0 | 0 | 0 | 0 | 0 | 0 | 0 | 0 | 0 | 0 | 12
NO |  | 127 | 2012 | 12 | 9 | 9 |  | WILSON | FIFTH-HESS | 138 | 138 | 4 | 2 | 0 | 1 | 636 ACSR | 0 | 0 | 0 | 0 | 0 | 0 | 0 | 0 | 0 | 0 | 0 | 0 | 0 | 0 | 0 | 0 | 0 | 0 | 0 | 0 | 0 | 0 | 0 | 12
NO |  | 127 | 2012 | 12 | 10 | 10 |  | WILSON | ROBERTS | 138 | 138 | 3 | 5 | 0 | 1 | 636 ACSR | 0 | 0 | 0 | 0 | 0 | 0 | 0 | 0 | 0 | 0 | 0 | 0 | 0 | 0 | 0 | 0 | 0 | 0 | 0 | 0 | 0 | 0 | 0 | 12
NO |  | 127 | 2012 | 12 | 11 | 11 |  | 8031 WILSON | ROBERTS | 138 | 138 | 1 | 0 | 0 | 1 | 636 ACSR | 497262 | 2417958 | 2915220 | 0 | 0 | 0 | 0 | 0 | 0 | 0 | 0 | 0 | 0 | 0 | 0 | 0 | 0 | 0 | 0 | 0 | 0 | 0 | 0 | 12
NO |  | 127 | 2012 | 12 | 12 | 12 |  | WILSON | ROBERTS | 138 | 138 | 1 | 1 | 0 | 2 | 636 ACSR | 0 | 0 | 0 | 0 | 0 | 0 | 0 | 0 | 0 | 0 | 0 | 0 | 0 | 0 | 0 | 0 | 0 | 0 | 0 | 0 | 0 | 0 | 0 | 12
NO |  | 127 | 2012 | 12 | 13 | 13 |  | BIXBY | BUCKEYE STEEL | 138 | 138 | 3 | 3 | 1 | 1 | 636 ACSR | 0 | 0 | 0 | 0 | 0 | 0 | 0 | 0 | 0 | 0 | 0 | 0 | 0 | 0 | 0 | 0 | 0 | 0 | 0 | 0 | 0 | 0 | 0 | 12
NO |  | 127 | 2012 | 12 | 14 | 14 |  | BIXBY | BUCKEYE STEEL | 138 | 138 | 2 | 2 | 0 | 1 | 636 AA | 0 | 0 | 0 | 0 | 0 | 0 | 0 | 0 | 0 | 0 | 0 | 0 | 0 | 0 | 0 | 0 | 0 | 0 | 0 | 0 | 0 | 0 | 0 | 12
NO |  | 127 | 2012 | 12 | 15 | 15 |  | 8032 BIXBY | BUCKEYE STEEL | 138 | 138 | 1 | 1.17 | 0 | 1 | 1250 CU PIPT | 11703 | 909031 | 920734 | 0 | 0 | 0 | 0 | 0 | 0 | 0 | 0 | 0 | 0 | 0 | 0 | 0 | 0 | 0 | 0 | 0 | 0 | 0 | 0 | 12
NO |  | 127 | 2012 | 12 | 16 | 16 |  | 8033 GAY | VINE | 138 | 138 | 4 | 2 | 0 | 1 | 954 ACSR | 64446 | 564718 | 629164 | 0 | 0 | 0 | 0 | 0 | 0 | 0 | 0 | 0 | 0 | 0 | 0 | 0 | 0 | 0 | 0 | 0 | 0 | 0 | 0 | 12
NO |  | 127 | 2012 | 12 | 17 | 17 |  | EAST BROAD | GAHANNA | 138 | 138 | 1 | 0.03 | 1.03 | 1 | 636 AA | 0 | 0 | 0 | 0 | 0 | 0 | 0 | 0 | 0 | 0 | 0 | 0 | 0 | 0 | 0 | 0 | 0 | 0 | 0 | 0 | 0 | 0 | 0 | 12
NO |  | 127 | 2012 | 12 | 18 | 18 |  | 8034 EAST BROAD | GAHANNA | 138 | 138 | 2 | 1 | 0 | 1 | 336.4 ACSR | 79765 | 496425 | 576190 | 0 | 0 | 0 | 0 | 0 | 0 | 0 | 0 | 0 | 0 | 0 | 0 | 0 | 0 | 0 | 0 | 0 | 0 | 0 | 0 | 12
NO |  | 127 | 2012 | 12 | 19 | 19 |  | EAST BROAD | GAHANNA | 138 | 138 | 2 | 3 | 0 | 1 | 636 ACSR | 0 | 0 | 0 | 0 | 0 | 0 | 0 | 0 | 0 | 0 | 0 | 0 | 0 | 0 | 0 | 0 | 0 | 0 | 0 | 0 | 0 | 0 | 0 | 12
NO |  | 127 | 2012 | 12 | 20 | 20 |  | 8035 HYATT | SAWMILL | 138 | 138 | 1 | 0 | 0 | 1 | 636 ACSR | 90857 | 729292 | 820149 | 0 | 0 | 0 | 0 | 0 | 0 | 0 | 0 | 0 | 0 | 0 | 0 | 0 | 0 | 0 | 0 | 0 | 0 | 0 | 0 | 12
NO |  | 127 | 2012 | 12 | 21 | 21 |  | HYATT | SAWMILL | 138 | 138 | 2 | 5 | 0 | 1 | 336.4 ACSR | 0 | 0 | 0 | 0 | 0 | 0 | 0 | 0 | 0 | 0 | 0 | 0 | 0 | 0 | 0 | 0 | 0 | 0 | 0 | 0 | 0 | 0 | 0 | 12
NO |  | 127 | 2012 | 12 | 22 | 22 |  | 8036 GAHANNA | MORSE | 138 | 138 | 2 | 5 | 0 | 1 | 636 ACSR | 19285 | 3880729 | 3900014 | 0 | 0 | 0 | 0 | 0 | 0 | 0 | 0 | 0 | 0 | 0 | 0 | 0 | 0 | 0 | 0 | 0 | 0 | 0 | 0 | 12
NO |  | 127 | 2012 | 12 | 23 | 23 |  | GAHANNA | MORSE | 138 | 138 | 2 | 0 | 0 | 1 | 1272 ACSR | 0 | 0 | 0 | 0 | 0 | 0 | 0 | 0 | 0 | 0 | 0 | 0 | 0 | 0 | 0 | 0 | 0 | 0 | 0 | 0 | 0 | 0 | 0 | 12
NO |  | 127 | 2012 | 12 | 24 | 24 |  | CORRIDOR | MORSE-BLENDON | 138 | 138 | 3 | 0 | 7 | 1 | 1272 ACSR | 0 | 0 | 0 | 0 | 0 | 0 | 0 | 0 | 0 | 0 | 0 | 0 | 0 | 0 | 0 | 0 | 0 | 0 | 0 | 0 | 0 | 0 | 0 | 12
NO |  | 127 | 2012 | 12 | 25 | 25 |  | 8037 CORRIDOR | MORSE-BLENDON | 138 | 138 | 1 | 1 | 0 | 2 | 1272 ACSR | 0 | 486012 | 486012 | 0 | 0 | 0 | 0 | 0 | 0 | 0 | 0 | 0 | 0 | 0 | 0 | 0 | 0 | 0 | 0 | 0 | 0 | 0 | 0 | 12
NO |  | 127 | 2012 | 12 | 26 | 26 |  | 8038 CORRIDOR | MORSE | 138 | 138 | 3 | 7 | 0 | 1 | 1272 ACSR | 330140 | 415091 | 745231 | 0 | 0 | 0 | 0 | 0 | 0 | 0 | 0 | 0 | 0 | 0 | 0 | 0 | 0 | 0 | 0 | 0 | 0 | 0 | 0 | 12
NO |  | 127 | 2012 | 12 | 27 | 27 |  | 8039 KIRK | EAST BROAD | 138 | 138 | 3 | 10 | 0 | 1 | 1272 ACSR | 291072 | 698177 | 989249 | 0 | 0 | 0 | 0 | 0 | 0 | 0 | 0 | 0 | 0 | 0 | 0 | 0 | 0 | 0 | 0 | 0 | 0 | 0 | 0 | 12
NO |  | 127 | 2012 | 12 | 28 | 28 |  | 8040 KIRK | EAST BROAD | 138 | 138 | 3 | 0 | 10 | 1 | 600 CU PIPT | 786 | 265320 | 266106 | 0 | 0 | 0 | 0 | 0 | 0 | 0 | 0 | 0 | 0 | 0 | 0 | 0 | 0 | 0 | 0 | 0 | 0 | 0 | 0 | 12
NO |  | 127 | 2012 | 12 | 29 | 29 |  | 8041 CANAL | MOUND | 138 | 138 | 4 | 2 | 0 | 1 | 1272 ACSR | 18282 | 1214748 | 1233030 | 0 | 0 | 0 | 0 | 0 | 0 | 0 | 0 | 0 | 0 | 0 | 0 | 0 | 0 | 0 | 0 | 0 | 0 | 0 | 0 | 12
NO |  | 127 | 2012 | 12 | 30 | 30 |  | 8043 CONESVILLE | TRENT | 138 | 138 | 3 | 52 | 0 | 1 | 1272 ACSR | 655122 | 2600886 | 3256008 | 0 | 0 | 0 | 0 | 0 | 0 | 0 | 0 | 0 | 0 | 0 | 0 | 0 | 0 | 0 | 0 | 0 | 0 | 0 | 0 | 12
NO |  | 127 | 2012 | 12 | 31 | 31 |  | CONESVILLE | TRENT | 138 | 138 | 1 | 0 | 0 | 1 | 1272 ACSR | 0 | 0 | 0 | 0 | 0 | 0 | 0 | 0 | 0 | 0 | 0 | 0 | 0 | 0 | 0 | 0 | 0 | 0 | 0 | 0 | 0 | 0 | 0 | 12
NO |  | 127 | 2012 | 12 | 32 | 32 |  | TRENT | DELAWARE | 138 | 138 | 3 | 13 | 0 | 1 | 1272 ACSR | 0 | 0 | 0 | 0 | 0 | 0 | 0 | 0 | 0 | 0 | 0 | 0 | 0 | 0 | 0 | 0 | 0 | 0 | 0 | 0 | 0 | 0 | 0 | 12
NO |  | 127 | 2012 | 12 | 33 | 33 |  | 8044 TRENT | DELAWARE | 138 | 138 | 1 | 0 | 0 | 1 | 1272 ACSR | 320725 | 942172 | 1262897 | 0 | 0 | 0 | 0 | 0 | 0 | 0 | 0 | 0 | 0 | 0 | 0 | 0 | 0 | 0 | 0 | 0 | 0 | 0 | 0 | 12
NO |  | 127 | 2012 | 13 | 1 | 1 |  | KENNY | KARL | 138 | 138 | 3 | 1 | 0 | 1 | 1272 ACSR | 0 | 0 | 0 | 0 | 0 | 0 | 0 | 0 | 0 | 0 | 0 | 0 | 0 | 0 | 0 | 0 | 0 | 0 | 0 | 0 | 0 | 0 | 0 | 12
NO |  | 127 | 2012 | 13 | 2 | 2 |  | KENNY | KARL | 138 | 138 | 3 | 3 | 0 | 1 | 336.4 ACSR | 0 | 0 | 0 | 0 | 0 | 0 | 0 | 0 | 0 | 0 | 0 | 0 | 0 | 0 | 0 | 0 | 0 | 0 | 0 | 0 | 0 | 0 | 0 | 12
NO |  | 127 | 2012 | 13 | 3 | 3 |  | 8047 KENNY | KARL | 138 | 138 | 4 | 3 | 0 | 1 | 2500 ALUM | 14717 | 2190616 | 2205333 | 0 | 0 | 0 | 0 | 0 | 0 | 0 | 0 | 0 | 0 | 0 | 0 | 0 | 0 | 0 | 0 | 0 | 0 | 0 | 0 | 12
NO |  | 127 | 2012 | 13 | 4 | 4 |  | MORSE | CLINTON | 138 | 138 | 3 | 0 | 5 | 1 | 1272 ACSR | 0 | 0 | 0 | 0 | 0 | 0 | 0 | 0 | 0 | 0 | 0 | 0 | 0 | 0 | 0 | 0 | 0 | 0 | 0 | 0 | 0 | 0 | 0 | 12
NO |  | 127 | 2012 | 13 | 5 | 5 |  | MORSE | CLINTON | 138 | 138 | 3 | 0 | 3 | 1 | 636 ACSR | 0 | 0 | 0 | 0 | 0 | 0 | 0 | 0 | 0 | 0 | 0 | 0 | 0 | 0 | 0 | 0 | 0 | 0 | 0 | 0 | 0 | 0 | 0 | 12
NO |  | 127 | 2012 | 13 | 6 | 6 |  | 8048 MORSE | HUNTLEY-CLINTON | 138 | 138 | 3 | 3 | 0 | 1 | 636 AA | 12669 | 306092 | 318761 | 0 | 0 | 0 | 0 | 0 | 0 | 0 | 0 | 0 | 0 | 0 | 0 | 0 | 0 | 0 | 0 | 0 | 0 | 0 | 0 | 12
NO |  | 127 | 2012 | 13 | 7 | 7 |  | BIXBY | GROVES | 138 | 138 | 3 | 3 | 0 | 2 | 636 ACSR | 0 | 0 | 0 | 0 | 0 | 0 | 0 | 0 | 0 | 0 | 0 | 0 | 0 | 0 | 0 | 0 | 0 | 0 | 0 | 0 | 0 | 0 | 0 | 12
NO |  | 127 | 2012 | 13 | 8 | 8 |  | BIXBY | GROVES | 138 | 138 | 1 | 1 | 0 | 2 | 636 ACSR | 0 | 0 | 0 | 0 | 0 | 0 | 0 | 0 | 0 | 0 | 0 | 0 | 0 | 0 | 0 | 0 | 0 | 0 | 0 | 0 | 0 | 0 | 0 | 12
NO |  | 127 | 2012 | 13 | 9 | 9 |  | BIXBY | GROVES | 138 | 138 | 3 | 0 | 0 | 1 | 1272 ACSR | 0 | 0 | 0 | 0 | 0 | 0 | 0 | 0 | 0 | 0 | 0 | 0 | 0 | 0 | 0 | 0 | 0 | 0 | 0 | 0 | 0 | 0 | 0 | 12
NO |  | 127 | 2012 | 13 | 10 | 10 |  | 8049 BIXBY | GROVES | 138 | 138 | 1 | 0 | 0 | 1 | 336.4 ACSR | 495915 | 652871 | 1148786 | 0 | 0 | 0 | 0 | 0 | 0 | 0 | 0 | 0 | 0 | 0 | 0 | 0 | 0 | 0 | 0 | 0 | 0 | 0 | 0 | 12
NO |  | 127 | 2012 | 13 | 11 | 11 |  | POSTON | STROUDS RUN-CROOKSVILLE | 138 | 138 | 1 | 0 | 0 | 1 | 1272 KCM | 0 | 0 | 0 | 0 | 0 | 0 | 0 | 0 | 0 | 0 | 0 | 0 | 0 | 0 | 0 | 0 | 0 | 0 | 0 | 0 | 0 | 0 | 0 | 12
NO |  | 127 | 2012 | 13 | 12 | 12 |  | 8051 POSTON | STROUDS RUN-CROOKSVILLE | 138 | 138 | 2 | 7 | 0 | 1 | 636 ACSR | 64779 | 664762 | 729541 | 0 | 0 | 0 | 0 | 0 | 0 | 0 | 0 | 0 | 0 | 0 | 0 | 0 | 0 | 0 | 0 | 0 | 0 | 0 | 0 | 12
NO |  | 127 | 2012 | 13 | 13 | 13 |  | 8052 HYATT | DELAWARE | 138 | 138 | 2 | 4 | 0 | 1 | 636 ACSR | 39429 | 421208 | 460637 | 0 | 0 | 0 | 0 | 0 | 0 | 0 | 0 | 0 | 0 | 0 | 0 | 0 | 0 | 0 | 0 | 0 | 0 | 0 | 0 | 12
NO |  | 127 | 2012 | 13 | 14 | 14 |  | 8053 BEATTY | CANAL | 138 | 138 | 1 | 11.34 | 2 | 1 | 636 AA | 112487 | 1452614 | 1565101 | 0 | 0 | 0 | 0 | 0 | 0 | 0 | 0 | 0 | 0 | 0 | 0 | 0 | 0 | 0 | 0 | 0 | 0 | 0 | 0 | 12
NO |  | 127 | 2012 | 13 | 15 | 15 |  | 8055 CONESVILLE | OHIO CENTRAL | 138 | 138 | 2 | 12 | 0 | 1 | 636 ACSR | 180778 | 1421676 | 1602454 | 0 | 0 | 0 | 0 | 0 | 0 | 0 | 0 | 0 | 0 | 0 | 0 | 0 | 0 | 0 | 0 | 0 | 0 | 0 | 0 | 12
NO |  | 127 | 2012 | 13 | 16 | 16 |  | 8056 EAST BROAD | ASTOR | 138 | 138 | 1 | 3 | 0 | 1 | 636 AA | 4790 | 298258 | 303048 | 0 | 0 | 0 | 0 | 0 | 0 | 0 | 0 | 0 | 0 | 0 | 0 | 0 | 0 | 0 | 0 | 0 | 0 | 0 | 0 | 12
NO |  | 127 | 2012 | 13 | 17 | 17 |  | 8057 HARRISON | BEATTY | 138 | 138 | 1,3 | 8.57 | 0.12 | 1 | 336.4 ACSR | 75476 | 81713 | 157189 | 0 | 0 | 0 | 0 | 0 | 0 | 0 | 0 | 0 | 0 | 0 | 0 | 0 | 0 | 0 | 0 | 0 | 0 | 0 | 0 | 12
NO |  | 127 | 2012 | 13 | 18 | 18 |  | 8058 HARRISON | S CENTRAL REA | 138 | 138 | 1 | 0 | 0 | 1 | 636 AA | 0 | 20701 | 20701 | 0 | 0 | 0 | 0 | 0 | 0 | 0 | 0 | 0 | 0 | 0 | 0 | 0 | 0 | 0 | 0 | 0 | 0 | 0 | 0 | 12
NO |  | 127 | 2012 | 13 | 19 | 19 |  | 8060 BEATTY | MCCOMB | 138 | 138 | 1 | 2 | 3 | 1 | 636 AA | 155011 | 881264 | 1036275 | 0 | 0 | 0 | 0 | 0 | 0 | 0 | 0 | 0 | 0 | 0 | 0 | 0 | 0 | 0 | 0 | 0 | 0 | 0 | 0 | 12
NO |  | 127 | 2012 | 13 | 20 | 20 |  | MORSE | STELZER | 138 | 138 | 4 | 2 | 0 | 1 | 2500 CU PIPT | 0 | 0 | 0 | 0 | 0 | 0 | 0 | 0 | 0 | 0 | 0 | 0 | 0 | 0 | 0 | 0 | 0 | 0 | 0 | 0 | 0 | 0 | 0 | 12
NO |  | 127 | 2012 | 13 | 21 | 21 |  | 8061 MORSE | STELZER | 138 | 138 | 1 | 2 | 0 | 1 | 636 AA | 17716 | 1344121 | 1361837 | 0 | 0 | 0 | 0 | 0 | 0 | 0 | 0 | 0 | 0 | 0 | 0 | 0 | 0 | 0 | 0 | 0 | 0 | 0 | 0 | 12
NO |  | 127 | 2012 | 13 | 22 | 22 |  | 8062 HUNTLEY | LINWORTH | 138 | 138 | 1 | 3.23 | 1 | 1 | 636 ACSR | 27349 | 897921 | 925270 | 0 | 0 | 0 | 0 | 0 | 0 | 0 | 0 | 0 | 0 | 0 | 0 | 0 | 0 | 0 | 0 | 0 | 0 | 0 | 0 | 12
NO |  | 127 | 2012 | 13 | 23 | 23 |  | 8065 HYATT | GENOA | 138 | 138 | 1 | 5 | 9 | 1 | 636 ACSR | 37272 | 1452760 | 1490032 | 0 | 0 | 0 | 0 | 0 | 0 | 0 | 0 | 0 | 0 | 0 | 0 | 0 | 0 | 0 | 0 | 0 | 0 | 0 | 0 | 12
NO |  | 127 | 2012 | 13 | 24 | 24 |  | BUCKEYE STEEL | GAY | 138 | 138 | 1 | 3 | 0 | 1 | 636 AA | 0 | 0 | 0 | 0 | 0 | 0 | 0 | 0 | 0 | 0 | 0 | 0 | 0 | 0 | 0 | 0 | 0 | 0 | 0 | 0 | 0 | 0 | 0 | 12
NO |  | 127 | 2012 | 13 | 25 | 25 |  | 8066 BUCKEYE STEEL | GAY | 138 | 138 | 4 | 1 | 0 | 1 | 1259 CU PIPT | 0 | 818625 | 818625 | 0 | 0 | 0 | 0 | 0 | 0 | 0 | 0 | 0 | 0 | 0 | 0 | 0 | 0 | 0 | 0 | 0 | 0 | 0 | 0 | 12
NO |  | 127 | 2012 | 13 | 26 | 26 |  | POSTON | ELLIOT-DEXTER | 138 | 138 | 1 | 0 | 0 | 1 | 1272 KCM | 0 | 0 | 0 | 0 | 0 | 0 | 0 | 0 | 0 | 0 | 0 | 0 | 0 | 0 | 0 | 0 | 0 | 0 | 0 | 0 | 0 | 0 | 0 | 12
NO |  | 127 | 2012 | 13 | 27 | 27 |  | 8067 POSTON | ELLIOT-DEXTER | 138 | 138 | 2 | 7 | 0 | 1 | 636 ACSR | 224722 | 1019093 | 1243815 | 0 | 0 | 0 | 0 | 0 | 0 | 0 | 0 | 0 | 0 | 0 | 0 | 0 | 0 | 0 | 0 | 0 | 0 | 0 | 0 | 12
NO |  | 127 | 2012 | 13 | 28 | 28 |  | 8068 HYATT | HUNTLEY | 138 | 138 | 1 | 12 | 0 | 1 | 636 ACSR | 288209 | 4540683 | 4828892 | 0 | 0 | 0 | 0 | 0 | 0 | 0 | 0 | 0 | 0 | 0 | 0 | 0 | 0 | 0 | 0 | 0 | 0 | 0 | 0 | 12
NO |  | 127 | 2012 | 13 | 29 | 29 |  | LICK | ADDISON | 138 | 138 | 2 | 29 | 0 | 1 | 336.4 ACSR | 0 | 0 | 0 | 0 | 0 | 0 | 0 | 0 | 0 | 0 | 0 | 0 | 0 | 0 | 0 | 0 | 0 | 0 | 0 | 0 | 0 | 0 | 0 | 12
NO |  | 127 | 2012 | 13 | 30 | 30 |  | 8069 LICK | ADDISON | 138 | 138 | 1 | 0 | 0 | 1 | 336.4 ACSR | 72907 | 2060328 | 2133235 | 0 | 0 | 0 | 0 | 0 | 0 | 0 | 0 | 0 | 0 | 0 | 0 | 0 | 0 | 0 | 0 | 0 | 0 | 0 | 0 | 12
NO |  | 127 | 2012 | 13 | 31 | 31 |  | SCIPPO | SCIOTO TRAIL - DUPONT | 138 | 138 | 1 | 1 | 0 | 1 | 636 ACSR | 0 | 0 | 0 | 0 | 0 | 0 | 0 | 0 | 0 | 0 | 0 | 0 | 0 | 0 | 0 | 0 | 0 | 0 | 0 | 0 | 0 | 0 | 0 | 12
NO |  | 127 | 2012 | 13 | 32 | 32 |  | SCIPPO | SCIOTO TRAIL - DUPONT | 138 | 138 | 2 | 0 | 1 | 1 | 636 ACSR | 0 | 0 | 0 | 0 | 0 | 0 | 0 | 0 | 0 | 0 | 0 | 0 | 0 | 0 | 0 | 0 | 0 | 0 | 0 | 0 | 0 | 0 | 0 | 12
NO |  | 127 | 2012 | 13 | 33 | 33 |  | 8070 SCIPPO | SCIOTO TRAIL-DUPONT | 138 | 138 | 2 | 1 | 0 | 1 | 336 ACSR | 95298 | 310036 | 405334 | 0 | 0 | 0 | 0 | 0 | 0 | 0 | 0 | 0 | 0 | 0 | 0 | 0 | 0 | 0 | 0 | 0 | 0 | 0 | 0 | 12
NO |  | 127 | 2012 | 14 | 1 | 1 |  | DELANO | SCIOTO TRAIL | 138 | 138 | 2 | 11 | 0 | 1 | 336.4 ACSR | 0 | 0 | 0 | 0 | 0 | 0 | 0 | 0 | 0 | 0 | 0 | 0 | 0 | 0 | 0 | 0 | 0 | 0 | 0 | 0 | 0 | 0 | 0 | 12
NO |  | 127 | 2012 | 14 | 2 | 2 |  | 8071 DELANO | SCIOTO TRAIL | 138 | 138 | 1 | 1 | 0 | 1 | 636 ACSR | 111897 | 643413 | 755310 | 0 | 0 | 0 | 0 | 0 | 0 | 0 | 0 | 0 | 0 | 0 | 0 | 0 | 0 | 0 | 0 | 0 | 0 | 0 | 0 | 12
NO |  | 127 | 2012 | 14 | 3 | 3 |  | 8071 DELANO | SCIOTO TRAIL | 138 | 138 | 2 | 0.31 | 0 | 1 | 556.5 ACSR 18.1 | 0 | 0 | 0 | 0 | 0 | 0 | 0 | 0 | 0 | 0 | 0 | 0 | 0 | 0 | 0 | 0 | 0 | 0 | 0 | 0 | 0 | 0 | 0 | 12
NO |  | 127 | 2012 | 14 | 4 | 4 |  | SAWMILL | BETHEL | 138 | 138 | 1 | 0 | 0 | 1 | 636 ACSR | 0 | 0 | 0 | 0 | 0 | 0 | 0 | 0 | 0 | 0 | 0 | 0 | 0 | 0 | 0 | 0 | 0 | 0 | 0 | 0 | 0 | 0 | 0 | 12
NO |  | 127 | 2012 | 14 | 5 | 5 |  | 8072 SAWMILL | BETHEL | 138 | 138 | 3 | 5 | 0 | 1 | 636 ACSR | 66964 | 335716 | 402680 | 0 | 0 | 0 | 0 | 0 | 0 | 0 | 0 | 0 | 0 | 0 | 0 | 0 | 0 | 0 | 0 | 0 | 0 | 0 | 0 | 12
NO |  | 127 | 2012 | 14 | 6 | 6 |  | 8074 SCIPPO | HARGUS | 138 | 138 | 1 | 1 | 0 | 1 | 636 ACSR | 36779 | 222684 | 259463 | 0 | 0 | 0 | 0 | 0 | 0 | 0 | 0 | 0 | 0 | 0 | 0 | 0 | 0 | 0 | 0 | 0 | 0 | 0 | 0 | 12
NO |  | 127 | 2012 | 14 | 7 | 7 |  | 8075 MOUND | ST. CLAIR | 138 | 138 | 4 | 2 | 0 | 1 | 600 CU PIPT | 9105 | 1200257 | 1209362 | 0 | 0 | 0 | 0 | 0 | 0 | 0 | 0 | 0 | 0 | 0 | 0 | 0 | 0 | 0 | 0 | 0 | 0 | 0 | 0 | 12
NO |  | 127 | 2012 | 14 | 8 | 8 |  | WAVERLY | MULBERRY ROSS | 138 | 138 | 1 | 2 | 0 | 1 | 636 ACSR | 0 | 0 | 0 | 0 | 0 | 0 | 0 | 0 | 0 | 0 | 0 | 0 | 0 | 0 | 0 | 0 | 0 | 0 | 0 | 0 | 0 | 0 | 0 | 12
NO |  | 127 | 2012 | 14 | 9 | 9 |  | 8077 WAVERLY | MULBERRY ROSS | 138 | 138 | 1 | 2.06 | 0 | 1 | 636 ACSR | 88501 | 2297251 | 2385752 | 0 | 0 | 0 | 0 | 0 | 0 | 0 | 0 | 0 | 0 | 0 | 0 | 0 | 0 | 0 | 0 | 0 | 0 | 0 | 0 | 12
NO |  | 127 | 2012 | 14 | 10 | 10 |  | 8078 MCCOMB | SULLIVANT-GAY | 138 | 138 |  | 8 | 0 | 2 | 636 ACSR | 472319 | 5075671 | 5547990 | 0 | 0 | 0 | 0 | 0 | 0 | 0 | 0 | 0 | 0 | 0 | 0 | 0 | 0 | 0 | 0 | 0 | 0 | 0 | 0 | 12
NO |  | 127 | 2012 | 14 | 11 | 11 |  | MULBERRY | ROSS | 138 | 138 | 1 | 0 | 2 | 1 | 636 ACSR | 0 | 0 | 0 | 0 | 0 | 0 | 0 | 0 | 0 | 0 | 0 | 0 | 0 | 0 | 0 | 0 | 0 | 0 | 0 | 0 | 0 | 0 | 0 | 12
NO |  | 127 | 2012 | 14 | 12 | 12 |  | MULBERRY | ROSS | 138 | 138 | 2 | 3 | 0 | 1 | 636 ACSR | 0 | 0 | 0 | 0 | 0 | 0 | 0 | 0 | 0 | 0 | 0 | 0 | 0 | 0 | 0 | 0 | 0 | 0 | 0 | 0 | 0 | 0 | 0 | 12
NO |  | 127 | 2012 | 14 | 13 | 13 |  | 8079 MULBERRY | ROSS | 138 | 138 | 1 | 1 | 0 | 1 | 636 ACSR | 30427 | 912264 | 942691 | 0 | 0 | 0 | 0 | 0 | 0 | 0 | 0 | 0 | 0 | 0 | 0 | 0 | 0 | 0 | 0 | 0 | 0 | 0 | 0 | 12
NO |  | 127 | 2012 | 14 | 14 | 14 |  | 8080 EAST BROAD | BEXLEY | 138 | 138 | 1 | 6 | 0 | 1 | 954 ACSR | 246919 | 1317661 | 1564580 | 0 | 0 | 0 | 0 | 0 | 0 | 0 | 0 | 0 | 0 | 0 | 0 | 0 | 0 | 0 | 0 | 0 | 0 | 0 | 0 | 12
NO |  | 127 | 2012 | 14 | 15 | 15 |  | EAST BROAD | BEXLEY | 138 | 138 | 2 | 0 | 0 | 1 | 954 ACSR | 0 | 0 | 0 | 0 | 0 | 0 | 0 | 0 | 0 | 0 | 0 | 0 | 0 | 0 | 0 | 0 | 0 | 0 | 0 | 0 | 0 | 0 | 0 | 12
NO |  | 127 | 2012 | 14 | 16 | 16 |  | 8081 HYATT | ROSS | 138 | 138 | 1 | 1 | 0 | 1 | 1272 ACSR | 157798 | 134946 | 292744 | 0 | 0 | 0 | 0 | 0 | 0 | 0 | 0 | 0 | 0 | 0 | 0 | 0 | 0 | 0 | 0 | 0 | 0 | 0 | 0 | 12
NO |  | 127 | 2012 | 14 | 17 | 17 |  | 8082 CORRIDOR | GENOA | 138 | 138 | 1 | 0 | 0 | 1 | 1272 ACSR | 0 | 555336 | 555336 | 0 | 0 | 0 | 0 | 0 | 0 | 0 | 0 | 0 | 0 | 0 | 0 | 0 | 0 | 0 | 0 | 0 | 0 | 0 | 0 | 12
NO |  | 127 | 2012 | 14 | 18 | 18 |  | 8083 CORRIDOR | GAHANNA | 138 | 138 | 1 | 1 | 0 | 1 | 1272 ACSR | 132616 | 556258 | 688874 | 0 | 0 | 0 | 0 | 0 | 0 | 0 | 0 | 0 | 0 | 0 | 0 | 0 | 0 | 0 | 0 | 0 | 0 | 0 | 0 | 12
NO |  | 127 | 2012 | 14 | 19 | 19 |  | KIRK | W. MILLERSPORT | 138 | 138 | 3 | 0 | 8 | 1 | 1272 ACSR | 0 | 0 | 0 | 0 | 0 | 0 | 0 | 0 | 0 | 0 | 0 | 0 | 0 | 0 | 0 | 0 | 0 | 0 | 0 | 0 | 0 | 0 | 0 | 12
NO |  | 127 | 2012 | 14 | 20 | 20 |  | KIRK | W. MILLERSPORT | 138 | 138 | 3 | 0 | 0 | 1 | 636 ACSR | 0 | 0 | 0 | 0 | 0 | 0 | 0 | 0 | 0 | 0 | 0 | 0 | 0 | 0 | 0 | 0 | 0 | 0 | 0 | 0 | 0 | 0 | 0 | 12
NO |  | 127 | 2012 | 14 | 21 | 21 |  | CONESVILLE | KIRK | 138 | 138 | 2 | 0 | 0 | 1 | 1272 ACSR | 0 | 0 | 0 | 0 | 0 | 0 | 0 | 0 | 0 | 0 | 0 | 0 | 0 | 0 | 0 | 0 | 0 | 0 | 0 | 0 | 0 | 0 | 0 | 12
NO |  | 127 | 2012 | 14 | 22 | 22 |  | CONESVILLE | KIRK | 138 | 138 | 3 | 38 | 0 | 2 | 1272 ACSR | 0 | 0 | 0 | 0 | 0 | 0 | 0 | 0 | 0 | 0 | 0 | 0 | 0 | 0 | 0 | 0 | 0 | 0 | 0 | 0 | 0 | 0 | 0 | 12
NO |  | 127 | 2012 | 14 | 23 | 23 |  | 8086 CONESVILLE | KIRK | 138 | 138 | 3 | 8 | 0 | 1 | 1272 ACSR | 457078 | 2914944 | 3372022 | 0 | 0 | 0 | 0 | 0 | 0 | 0 | 0 | 0 | 0 | 0 | 0 | 0 | 0 | 0 | 0 | 0 | 0 | 0 | 0 | 12
NO |  | 127 | 2012 | 14 | 24 | 24 |  | 8088 HESS | VINE | 138 | 138 | 4 | 2 | 0 | 1 | 1250 CU PIPT | 0 | 1179534 | 1179534 | 0 | 0 | 0 | 0 | 0 | 0 | 0 | 0 | 0 | 0 | 0 | 0 | 0 | 0 | 0 | 0 | 0 | 0 | 0 | 0 | 12
NO |  | 127 | 2012 | 14 | 25 | 25 |  | 8092 VINE | CITY OF COLUMBUS EAST | 138 | 138 | 1 | 1.28 | 0 | 1 | 983.1 ACAR | 56822 | 1046998 | 1103820 | 0 | 0 | 0 | 0 | 0 | 0 | 0 | 0 | 0 | 0 | 0 | 0 | 0 | 0 | 0 | 0 | 0 | 0 | 0 | 0 | 12
NO |  | 127 | 2012 | 14 | 26 | 26 |  | POSTON | W. LANCASTER | 138 | 138 | 2 | 12 | 0 | 1 | 636 ACSR | 0 | 0 | 0 | 0 | 0 | 0 | 0 | 0 | 0 | 0 | 0 | 0 | 0 | 0 | 0 | 0 | 0 | 0 | 0 | 0 | 0 | 0 | 0 | 12
NO |  | 127 | 2012 | 14 | 27 | 27 |  | POSTON | W. LANCASTER | 138 | 138 | 1 | 0 | 0 | 1 | 636 ACSR | 0 | 0 | 0 | 0 | 0 | 0 | 0 | 0 | 0 | 0 | 0 | 0 | 0 | 0 | 0 | 0 | 0 | 0 | 0 | 0 | 0 | 0 | 0 | 12
NO |  | 127 | 2012 | 14 | 28 | 28 |  | 8096 POSTON | W. LANCASTER | 138 | 138 | 2 | 23 | 0 | 1 | 336 ACSR | 35117 | 1300110 | 1335227 | 0 | 0 | 0 | 0 | 0 | 0 | 0 | 0 | 0 | 0 | 0 | 0 | 0 | 0 | 0 | 0 | 0 | 0 | 0 | 0 | 12
NO |  | 127 | 2012 | 14 | 29 | 29 |  | 8098 VINE | CITY OF COLUMBUS WEST | 138 | 138 | 1 | 1 | 0 | 1 | 983.1 ACSR | 268205 | 525039 | 793244 | 0 | 0 | 0 | 0 | 0 | 0 | 0 | 0 | 0 | 0 | 0 | 0 | 0 | 0 | 0 | 0 | 0 | 0 | 0 | 0 | 12
NO |  | 127 | 2012 | 14 | 30 | 30 |  | ST. CLAIR | VINE | 138 | 138 | 1 | 1 | 0 | 1 | 954 ACSR | 0 | 0 | 0 | 0 | 0 | 0 | 0 | 0 | 0 | 0 | 0 | 0 | 0 | 0 | 0 | 0 | 0 | 0 | 0 | 0 | 0 | 0 | 0 | 12
NO |  | 127 | 2012 | 14 | 31 | 31 |  | 8099 ST. CLAIR | VINE | 138 | 138 | 4 | 1 | 0 | 1 | 2750 CU KCM | 544816 | 2932159 | 3476975 | 0 | 0 | 0 | 0 | 0 | 0 | 0 | 0 | 0 | 0 | 0 | 0 | 0 | 0 | 0 | 0 | 0 | 0 | 0 | 0 | 12
NO |  | 127 | 2012 | 14 | 32 | 32 |  | 8102 CLINTON | OSU | 138 | 138 | 4 | 4 | 0 | 1 | 600 CU PIPT | 174545 | 1186767 | 1361312 | 0 | 0 | 0 | 0 | 0 | 0 | 0 | 0 | 0 | 0 | 0 | 0 | 0 | 0 | 0 | 0 | 0 | 0 | 0 | 0 | 12
NO |  | 127 | 2012 | 14 | 33 | 33 |  | 8105 DAVIDSON RD | ROBERTS-BETHEL | 138 | 138 | 1 | 0 | 0 | 2 | 636 ACSR | 0 | 359788 | 359788 | 0 | 0 | 0 | 0 | 0 | 0 | 0 | 0 | 0 | 0 | 0 | 0 | 0 | 0 | 0 | 0 | 0 | 0 | 0 | 0 | 12
NO |  | 127 | 2012 | 14 | 34 | 34 |  | 8129 OSU | HESS | 138 | 138 | 4 | 1 | 0 | 1 | 600 CU PIPT | 0 | 371400 | 371400 | 0 | 0 | 0 | 0 | 0 | 0 | 0 | 0 | 0 | 0 | 0 | 0 | 0 | 0 | 0 | 0 | 0 | 0 | 0 | 0 | 12
NO |  | 127 | 2012 | 14 | 35 | 35 |  | 8712 SCIPPO | EAST SCIPPO | 138 | 138 |  | 0 | 0 | 0 | 636 ACSR | 0 | 34138 | 34138 | 0 | 0 | 0 | 0 | 0 | 0 | 0 | 0 | 0 | 0 | 0 | 0 | 0 | 0 | 0 | 0 | 0 | 0 | 0 | 0 | 12
NO |  | 127 | 2012 | 15 | 1 | 1 |  | 8788 FISHER 138KV |  | 138 | 138 | 3 | 0.42 | 0 | 1 | 636 ACSR | 31625 | 483466 | 515091 | 0 | 0 | 0 | 0 | 0 | 0 | 0 | 0 | 0 | 0 | 0 | 0 | 0 | 0 | 0 | 0 | 0 | 0 | 0 | 0 | 12
NO |  | 127 | 2012 | 15 | 2 | 2 |  | C792 CLAYBURNE | KENWORTH | 138 | 138 | 1 | 0.32 | 0 | 1 | 565.5 ACSR 18/1 | 0 | 1555 | 1555 | 0 | 0 | 0 | 0 | 0 | 0 | 0 | 0 | 0 | 0 | 0 | 0 | 0 | 0 | 0 | 0 | 0 | 0 | 0 | 0 | 12
NO |  | 127 | 2012 | 15 | 4 | 4 |  | C794 BOLTON EXTENSION |  | 138 | 138 |  | 0 | 0 | 0 |  | 39431 | 0 | 39431 | 0 | 0 | 0 | 0 | 0 | 0 | 0 | 0 | 0 | 0 | 0 | 0 | 0 | 0 | 0 | 0 | 0 | 0 | 0 | 0 | 12
SI/SI | A | 127 | 2012 | 15 | 8 | 8 |  | TRANSMISSION LINES | LESS THAN 132 KV | 0 | 0 |  | 607.09 | 22.5 | 0 |  | 7268490 | 61491031 | 68759521 | 0 | 0 | 0 | 0 | 0 | 0 | 0 | 0 | 0 | 0 | 0 | 0 | 0 | 0 | 0 | 0 | 0 | 0 | 0 | 0 | 12
NO |  | 127 | 2012 | 0 | 36 | 36 |  | TOTAL |  | 0 | 0 |  | 7610.95 | 160.65 | 617 |  | 95388388 | 738250834 | 833639222 | 180584 | 12921806 | 0 | 13102390 | 0 | 0 | 0 | 0 | 0 | 0 | 0 | 0 | 0 | 0 | 0 | 0 | 0 | 0 | 0 | 0 | 12
NO |  | 127 | 2012 | 8 | 29 | 29 |  | 0375 HANTHORN RD | G.O. ETHANOL | 0 | 138 | ST | 0.34 | 0 | 1 | 556.5 ACS | 0 | 48557 | 48557 | 0 | 0 | 0 | 0 | 0 | 0 | 0 | 0 | 0 | 0 | 0 | 0 | 0 | 0 | 0 | 0 | 0 | 0 | 0 | 0 | 12
NO |  | 127 | 2012 | 8 | 30 | 30 |  | 0376 WARNER EXTENSION | SUNNYSIDE-TORREY | 138 | 138 | WP | 0.3 | 0 | 1 | 397.5 ACS | 0 | 0 | 0 | 0 | 0 | 0 | 0 | 0 | 0 | 0 | 0 | 0 | 0 | 0 | 0 | 0 | 0 | 0 | 0 | 0 | 0 | 0 | 0 | 12
NO |  | 127 | 2012 | 0 | 1 | 1 |  | Ohio Power Company |  | 0 | 0 |  | 0 | 0 | 0 |  | 0 | 0 | 0 | 0 | 0 | 0 | 0 | 0 | 0 | 0 | 0 | 0 | 0 | 0 | 0 | 0 | 0 | 0 | 0 | 0 | 0 | 0 | 0 | 12
NO |  | 127 | 2012 | 8 | 31 | 31 |  | 0377 YELLOWBUSH |  | 138 | 138 | ST | 0.04 | 0 | 1 | 795 ACSR | 0 | 65 | 65 | 0 | 0 | 0 | 0 | 0 | 0 | 0 | 0 | 0 | 0 | 0 | 0 | 0 | 0 | 0 | 0 | 0 | 0 | 0 | 0 | 12
SI/SI | A | 127 | 2012 | 8 | 32 | 32 |  | LINES < 132KV |  | 0 | 0 |  | 2449.21 | 0 | 0 |  | 15452247 | 166092312 | 181544559 | 0 | 0 | 0 | 0 | 0 | 0 | 0 | 0 | 0 | 0 | 0 | 0 | 0 | 0 | 0 | 0 | 0 | 0 | 0 | 0 | 12
NO |  | 127 | 2012 | 9 | 2 | 2 |  | FULLY OWNED TRANS LINES: |  | 0 | 0 |  | 0 | 0 | 0 |  | 0 | 0 | 0 | 0 | 0 | 0 | 0 | 0 | 0 | 0 | 0 | 0 | 0 | 0 | 0 | 0 | 0 | 0 | 0 | 0 | 0 | 0 | 0 | 12
NO |  | 127 | 2012 | 9 | 3 | 3 |  | BEATTY | HAYDEN | 345 | 345 | 1 | 0 | 0 | 1 | 2-954 ACSR | 0 | 0 | 0 | 0 | 0 | 0 | 0 | 0 | 0 | 0 | 0 | 0 | 0 | 0 | 0 | 0 | 0 | 0 | 0 | 0 | 0 | 0 | 0 | 12
NO |  | 127 | 2012 | 9 | 4 | 4 |  | 9032 BEATTY | HAYDEN | 345 | 345 | 3 | 17 | 0 | 1 | 2-954 ACSR | 1194611 | 3268355 | 4462966 | 0 | 0 | 0 | 0 | 0 | 0 | 0 | 0 | 0 | 0 | 0 | 0 | 0 | 0 | 0 | 0 | 0 | 0 | 0 | 0 | 12
NO |  | 127 | 2012 | 9 | 32 | 32 |  | 9002 PIERCE | FOSTER | 345 | 345 | 3 | 24 | 0 | 1 | 2-1024 ACAR | 341949 | 829458 | 1171407 | 0 | 0 | 0 | 0 | 0 | 0 | 0 | 0 | 0 | 0 | 0 | 0 | 0 | 0 | 0 | 0 | 0 | 0 | 0 | 0 | 12
NO |  | 127 | 2012 | 10 | 12 | 12 |  | STUART | TOWER 2 | 345 | 345 | 3 | 0 | 0 | 1 | 2-954 ACSR | 0 | 0 | 0 | 0 | 0 | 0 | 0 | 0 | 0 | 0 | 0 | 0 | 0 | 0 | 0 | 0 | 0 | 0 | 0 | 0 | 0 | 0 | 0 | 12
NO |  | 127 | 2012 | 10 | 20 | 20 |  | COMMONLY OWNED: (D) |  | 0 | 0 |  | 0 | 0 | 0 |  | 0 | 0 | 0 | 0 | 0 | 0 | 0 | 0 | 0 | 0 | 0 | 0 | 0 | 0 | 0 | 0 | 0 | 0 | 0 | 0 | 0 | 0 | 0 | 12
NO |  | 127 | 2012 | 10 | 22 | 22 |  | POINT Z | HYATT | 345 | 345 | 1 | 2 | 0 | 1 | 2-954 ACSR | 0 | 0 | 0 | 0 | 0 | 0 | 0 | 0 | 0 | 0 | 0 | 0 | 0 | 0 | 0 | 0 | 0 | 0 | 0 | 0 | 0 | 0 | 0 | 12
NO |  | 127 | 2012 | 10 | 26 | 26 |  | 9045 ZIMMER-SILVER GROVE | RED BANK | 345 | 345 | 3 | 33 | 2 | 1 | 2-954 ACSR | 46141 | 3333699 | 3379840 | 0 | 0 | 0 | 0 | 0 | 0 | 0 | 0 | 0 | 0 | 0 | 0 | 0 | 0 | 0 | 0 | 0 | 0 | 0 | 0 | 12
NO |  | 127 | 2012 | 15 | 3 | 3 |  | C793 DELANO | KENWORTH | 138 | 138 | 1 | 0.31 | 0 | 1 | 556.5 ACSR 18/1 | 0 | 2421 | 2421 | 0 | 0 | 0 | 0 | 0 | 0 | 0 | 0 | 0 | 0 | 0 | 0 | 0 | 0 | 0 | 0 | 0 | 0 | 0 | 0 | 12
NO |  | 127 | 2012 | 15 | 7 | 7 |  | C633B KIRK | CORRIDOR | 345 | 345 | 2 | 18.38 | 0 | 1 | 2-954 ACRS | 495504 | 976206 | 1471710 | 0 | 0 | 0 | 0 | 0 | 0 | 0 | 0 | 0 | 0 | 0 | 0 | 0 | 0 | 0 | 0 | 0 | 0 | 0 | 0 | 12
NO |  | 127 | 2012 | 15 | 6 | 6 |  | C633A BIXBY | POINT N | 345 | 345 | 3 | 14.81 | 0 | 1 | 2-954 ACRS | 414014 | 746926 | 1160940 | 0 | 0 | 0 | 0 | 0 | 0 | 0 | 0 | 0 | 0 | 0 | 0 | 0 | 0 | 0 | 0 | 0 | 0 | 0 | 0 | 12
NO |  | 127 | 2012 | 15 | 5 | 5 |  | COMMONLY OWNED: (F) |  | 0 | 0 |  | 0 | 0 | 0 |  | 0 | 0 | 0 | 0 | 0 | 0 | 0 | 0 | 0 | 0 | 0 | 0 | 0 | 0 | 0 | 0 | 0 | 0 | 0 | 0 | 0 | 0 | 0 | 12
NO |  | 127 | 2012 | 15 | 10 | 10 |  | EXPENSES 765KV LINES |  | 0 | 0 |  | 0 | 0 | 0 |  | 0 | 0 | 0 | 11773 | 842455 | 0 | 854228 | 0 | 0 | 0 | 0 | 0 | 0 | 0 | 0 | 0 | 0 | 0 | 0 | 0 | 0 | 0 | 0 | 12
NO |  | 127 | 2012 | 15 | 11 | 11 |  | EXPENSES 345KV LINES |  | 0 | 0 |  | 0 | 0 | 0 |  | 0 | 0 | 0 | 34537 | 2471314 | 0 | 2505851 | 0 | 0 | 0 | 0 | 0 | 0 | 0 | 0 | 0 | 0 | 0 | 0 | 0 | 0 | 0 | 0 | 12
NO |  | 127 | 2012 | 15 | 12 | 12 |  | EXPENSES 138KV LINES |  | 0 | 0 |  | 0 | 0 | 0 |  | 0 | 0 | 0 | 62733 | 4488929 | 0 | 4551662 | 0 | 0 | 0 | 0 | 0 | 0 | 0 | 0 | 0 | 0 | 0 | 0 | 0 | 0 | 0 | 0 | 12
SI/SI | A | 127 | 2012 | 15 | 13 | 13 |  | EXPENSES <132KV LINES |  | 0 | 0 |  | 0 | 0 | 0 |  | 0 | 0 | 0 | 71541 | 5119108 | 0 | 5190649 | 0 | 0 | 0 | 0 | 0 | 0 | 0 | 0 | 0 | 0 | 0 | 0 | 0 | 0 | 0 | 0 | 12
NO |  | 127 | 2012 | 12 | 34 | 34 |  | 8046 ST. CLAIR | MIFFLIN STELZER | 138 | 138 | 1 | 7 | 0 | 1 | 636 AA | 68610 | 1094147 | 1162757 | 0 | 0 | 0 | 0 | 0 | 0 | 0 | 0 | 0 | 0 | 0 | 0 | 0 | 0 | 0 | 0 | 0 | 0 | 0 | 0 | 12
NO |  | 127 | 2012 | 3 | 35 | 35 |  | 0111 NORTH STRASBURG EXT |  | 138 | 138 | WP | 0.06 | 0 | 1 | 1033.5 AC | 0 | 7048 | 7048 | 0 | 0 | 0 | 0 | 0 | 0 | 0 | 0 | 0 | 0 | 0 | 0 | 0 | 0 | 0 | 0 | 0 | 0 | 0 | 0 | 12
NO |  | 127 | 2012 | 5 | 35 | 35 |  | 0196 FREMONT CENTER | FREMONT | 138 | 138 | ST | 2.68 | 0 | 1 | 795 ACSR | 0 | 0 | 0 | 0 | 0 | 0 | 0 | 0 | 0 | 0 | 0 | 0 | 0 | 0 | 0 | 0 | 0 | 0 | 0 | 0 | 0 | 0 | 0 | 12
NO |  | 127 | 2012 | 10 | 35 | 35 |  | 8004 BETHEL | LINWORTH | 138 | 138 | 1 | 2 | 0 | 1 | 636 AA | 24771 | 294624 | 319395 | 0 | 0 | 0 | 0 | 0 | 0 | 0 | 0 | 0 | 0 | 0 | 0 | 0 | 0 | 0 | 0 | 0 | 0 | 0 | 0 | 12
NO |  | 148 | 2012 | 0 | 1 | 1 |  | TL90-901 ONETA | CLARKSVILLE 345 (SWEPCO) | 345 | 345 | 3-16.21 | 16.21 | 0 | 1 | 2168.0 ACAR | 0 | 0 | 0 | 0 | 0 | 0 | 0 | 0 | 0 | 0 | 0 | 0 | 0 | 0 | 0 | 0 | 0 | 0 | 0 | 0 | 0 | 0 | 0 | 12
NO |  | 148 | 2012 | 0 | 2 | 2 |  | TL90-902 ONETA | RIVERSIDE POWER STATION 345 | 345 | 345 | 3-18.16 | 18.16 | 0 | 1 | 2156.0 ACSR | 0 | 0 | 0 | 0 | 0 | 0 | 0 | 0 | 0 | 0 | 0 | 0 | 0 | 0 | 0 | 0 | 0 | 0 | 0 | 0 | 0 | 0 | 0 | 12
NO |  | 148 | 2012 | 0 | 3 | 3 |  |  |  | 0 | 0 | 0 | 0 | 0 | 0 | 2168.0 ACAR | 0 | 0 | 0 | 0 | 0 | 0 | 0 | 0 | 0 | 0 | 0 | 0 | 0 | 0 | 0 | 0 | 0 | 0 | 0 | 0 | 0 | 0 | 0 | 12
NO |  | 148 | 2012 | 0 | 4 | 4 |  |  |  | 0 | 0 | 0 | 0 | 0 | 0 | 2267.0 ACAR | 0 | 0 | 0 | 0 | 0 | 0 | 0 | 0 | 0 | 0 | 0 | 0 | 0 | 0 | 0 | 0 | 0 | 0 | 0 | 0 | 0 | 0 | 0 | 12
NO |  | 148 | 2012 | 0 | 5 | 5 |  | TL90-903 NORTHEASTERN POWER | ONETA | 345 | 345 | 2-30.73 | 31.09 | 0 | 1 | 2267.0 ACAR | 0 | 0 | 0 | 0 | 0 | 0 | 0 | 0 | 0 | 0 | 0 | 0 | 0 | 0 | 0 | 0 | 0 | 0 | 0 | 0 | 0 | 0 | 0 | 12
NO |  | 148 | 2012 | 0 | 6 | 6 |  | STATION |  | 0 | 0 | 3-0.36 | 0 | 0 | 0 |  | 0 | 0 | 0 | 0 | 0 | 0 | 0 | 0 | 0 | 0 | 0 | 0 | 0 | 0 | 0 | 0 | 0 | 0 | 0 | 0 | 0 | 0 | 0 | 12
NO |  | 148 | 2012 | 0 | 7 | 7 |  | TL90-904 PITTSBURG 345 | VALLIANT 345 | 345 | 345 | 2-70.2 | 70.2 | 0 | 1 | 2x795.0 ACSR | 0 | 0 | 0 | 0 | 0 | 0 | 0 | 0 | 0 | 0 | 0 | 0 | 0 | 0 | 0 | 0 | 0 | 0 | 0 | 0 | 0 | 0 | 0 | 12
NO |  | 148 | 2012 | 0 | 8 | 8 |  | TL90-905 LYDIA (SWEPCO) | VALLIANT (PSO) | 345 | 345 | 2-20.4 | 20.4 | 0 | 1 | 2x795.0 ACSR | 0 | 0 | 0 | 0 | 0 | 0 | 0 | 0 | 0 | 0 | 0 | 0 | 0 | 0 | 0 | 0 | 0 | 0 | 0 | 0 | 0 | 0 | 0 | 12
NO |  | 148 | 2012 | 0 | 9 | 9 |  | TL90-906 RIVERSIDE POWER | SAPULPA ROAD | 345 | 345 | 1-0.5305 | 9.18 | 0 | 1 | 2156.0 ACSR | 0 | 0 | 0 | 0 | 0 | 0 | 0 | 0 | 0 | 0 | 0 | 0 | 0 | 0 | 0 | 0 | 0 | 0 | 0 | 0 | 0 | 0 | 0 | 12
NO |  | 148 | 2012 | 0 | 10 | 10 |  | STATION 345 |  | 0 | 0 | 2-7.7804 | 0 | 0 | 0 | 2267.0 ACAR | 0 | 0 | 0 | 0 | 0 | 0 | 0 | 0 | 0 | 0 | 0 | 0 | 0 | 0 | 0 | 0 | 0 | 0 | 0 | 0 | 0 | 0 | 0 | 12
NO |  | 148 | 2012 | 0 | 11 | 11 |  |  |  | 0 | 0 | 3-0.8699 | 0 | 0 | 0 |  | 0 | 0 | 0 | 0 | 0 | 0 | 0 | 0 | 0 | 0 | 0 | 0 | 0 | 0 | 0 | 0 | 0 | 0 | 0 | 0 | 0 | 0 | 0 | 12
NO |  | 148 | 2012 | 0 | 12 | 12 |  | TL90-907 RIVERSIDE POWER | REDBUD (OG&E) | 345 | 345 | 3-52.8 | 52.8 | 0 | 1 | 2167.0 ACSR | 0 | 0 | 0 | 0 | 0 | 0 | 0 | 0 | 0 | 0 | 0 | 0 | 0 | 0 | 0 | 0 | 0 | 0 | 0 | 0 | 0 | 0 | 0 | 12
NO |  | 148 | 2012 | 0 | 13 | 13 |  | STATION 345 |  | 0 | 0 | 0 | 0 | 0 | 0 | 2267.0 ACAR | 0 | 0 | 0 | 0 | 0 | 0 | 0 | 0 | 0 | 0 | 0 | 0 | 0 | 0 | 0 | 0 | 0 | 0 | 0 | 0 | 0 | 0 | 0 | 12
NO |  | 148 | 2012 | 0 | 14 | 14 |  | TL90-908 DELAWARE 345 | NORTHEASTERN STATION 345 | 345 | 345 | 2-28.22 | 29.87 | 0 | 1 | 2x795.0 ACSR | 0 | 0 | 0 | 0 | 0 | 0 | 0 | 0 | 0 | 0 | 0 | 0 | 0 | 0 | 0 | 0 | 0 | 0 | 0 | 0 | 0 | 0 | 0 | 12
NO |  | 148 | 2012 | 0 | 15 | 15 |  |  |  | 0 | 0 | 3-1.65 | 0 | 0 | 0 |  | 0 | 0 | 0 | 0 | 0 | 0 | 0 | 0 | 0 | 0 | 0 | 0 | 0 | 0 | 0 | 0 | 0 | 0 | 0 | 0 | 0 | 0 | 0 | 12
NO |  | 148 | 2012 | 0 | 16 | 16 |  | TL90-909 NORTHEASTERN | TULSA NORTH 345 | 345 | 345 | 3-22.51 | 22.51 | 0 | 1 | 2267.0 ACAR | 0 | 0 | 0 | 0 | 0 | 0 | 0 | 0 | 0 | 0 | 0 | 0 | 0 | 0 | 0 | 0 | 0 | 0 | 0 | 0 | 0 | 0 | 0 | 12
NO |  | 148 | 2012 | 0 | 17 | 17 |  | STATION |  | 0 | 0 | 0 | 0 | 0 | 0 |  | 0 | 0 | 0 | 0 | 0 | 0 | 0 | 0 | 0 | 0 | 0 | 0 | 0 | 0 | 0 | 0 | 0 | 0 | 0 | 0 | 0 | 0 | 0 | 12
NO |  | 148 | 2012 | 0 | 18 | 18 |  | TL90-914 TULSA NORTH 345 | WEKIWA | 345 | 345 | 2-17.5 | 17.5 | 0 | 1 | 2267.0 ACAR | 0 | 0 | 0 | 0 | 0 | 0 | 0 | 0 | 0 | 0 | 0 | 0 | 0 | 0 | 0 | 0 | 0 | 0 | 0 | 0 | 0 | 0 | 0 | 12
NO |  | 148 | 2012 | 0 | 19 | 19 |  | TL90-915 PITTSBURG 345 | SUNNYSIDE (OG&E) | 345 | 345 | 2-85.6 | 87.81 | 0 | 1 | 2x795.0 ACSR | 0 | 0 | 0 | 0 | 0 | 0 | 0 | 0 | 0 | 0 | 0 | 0 | 0 | 0 | 0 | 0 | 0 | 0 | 0 | 0 | 0 | 0 | 0 | 12
NO |  | 148 | 2012 | 0 | 20 | 20 |  |  |  | 0 | 0 | 3-1.8 | 0 | 0 | 0 | 2x954.0 ACSR | 0 | 0 | 0 | 0 | 0 | 0 | 0 | 0 | 0 | 0 | 0 | 0 | 0 | 0 | 0 | 0 | 0 | 0 | 0 | 0 | 0 | 0 | 0 | 12
NO |  | 148 | 2012 | 0 | 21 | 21 |  | TL90-916 LAWTON EASTSIDE | SUNNYSIDE (OG&E) | 345 | 345 | 2-69.19 | 69.8 | 1.77 | 1 | 2x795.0 ACSR | 0 | 0 | 0 | 0 | 0 | 0 | 0 | 0 | 0 | 0 | 0 | 0 | 0 | 0 | 0 | 0 | 0 | 0 | 0 | 0 | 0 | 0 | 0 | 12
NO |  | 148 | 2012 | 0 | 22 | 22 |  | 345 |  | 0 | 0 | 3-0.41 | 0 | 0 | 0 | 2x954.0 ACSR | 0 | 0 | 0 | 0 | 0 | 0 | 0 | 0 | 0 | 0 | 0 | 0 | 0 | 0 | 0 | 0 | 0 | 0 | 0 | 0 | 0 | 0 | 0 | 12
NO |  | 148 | 2012 | 0 | 23 | 23 |  | TL90-917 PITTSBURG 345 | SEMINOLE (OG&E) | 345 | 345 | 2-10.96 | 10.96 | 0 | 1 | 2x795.0 ACSR | 0 | 0 | 0 | 0 | 0 | 0 | 0 | 0 | 0 | 0 | 0 | 0 | 0 | 0 | 0 | 0 | 0 | 0 | 0 | 0 | 0 | 0 | 0 | 12
NO |  | 148 | 2012 | 0 | 24 | 24 |  | TL90-918 LAWTON EASTSIDE | OKLAUNION | 345 | 345 | 1-1.94 | 52.04 | 0.41 | 1 | 2x795.0 ACSR | 0 | 0 | 0 | 0 | 0 | 0 | 0 | 0 | 0 | 0 | 0 | 0 | 0 | 0 | 0 | 0 | 0 | 0 | 0 | 0 | 0 | 0 | 0 | 12
NO |  | 148 | 2012 | 0 | 25 | 25 |  | 345 |  | 0 | 0 | 2-50.1 | 0 | 0 | 0 | 2x954.0 ACSR | 0 | 0 | 0 | 0 | 0 | 0 | 0 | 0 | 0 | 0 | 0 | 0 | 0 | 0 | 0 | 0 | 0 | 0 | 0 | 0 | 0 | 0 | 0 | 12
NO |  | 148 | 2012 | 0 | 26 | 26 |  | TL90-919 LAWTON EASTSIDE | CIMARRON (OG&E) | 345 | 345 | 1-21.3 | 21.3 | 0 | 1 | 2x795.0 ACSR | 0 | 0 | 0 | 0 | 0 | 0 | 0 | 0 | 0 | 0 | 0 | 0 | 0 | 0 | 0 | 0 | 0 | 0 | 0 | 0 | 0 | 0 | 0 | 12
NO |  | 148 | 2012 | 0 | 27 | 27 |  | 345 |  | 0 | 0 | 0 | 0 | 0 | 0 |  | 0 | 0 | 0 | 0 | 0 | 0 | 0 | 0 | 0 | 0 | 0 | 0 | 0 | 0 | 0 | 0 | 0 | 0 | 0 | 0 | 0 | 0 | 0 | 12
NO |  | 148 | 2012 | 0 | 28 | 28 |  | TL90-921 CLARKSVILLE | MUSKOGEE (OG&E) | 345 | 345 | 3-2.54 | 2.54 | 0 | 1 | 2156.0 ACSR | 0 | 0 | 0 | 0 | 0 | 0 | 0 | 0 | 0 | 0 | 0 | 0 | 0 | 0 | 0 | 0 | 0 | 0 | 0 | 0 | 0 | 0 | 0 | 12
NO |  | 148 | 2012 | 0 | 29 | 29 |  | 345(SWEPCO) |  | 0 | 0 | 0 | 0 | 0 | 0 | 2168.0 ACAR | 0 | 0 | 0 | 0 | 0 | 0 | 0 | 0 | 0 | 0 | 0 | 0 | 0 | 0 | 0 | 0 | 0 | 0 | 0 | 0 | 0 | 0 | 0 | 12
NO |  | 148 | 2012 | 0 | 30 | 30 |  | TL90-922 DELAWARE 345 | NEOSHO (KG&E) | 345 | 345 | 2-24.48 | 24.48 | 0 | 1 | 2x795.0 ACSR | 0 | 0 | 0 | 0 | 0 | 0 | 0 | 0 | 0 | 0 | 0 | 0 | 0 | 0 | 0 | 0 | 0 | 0 | 0 | 0 | 0 | 0 | 0 | 12
NO |  | 148 | 2012 | 0 | 31 | 31 |  | TL90-923 RIVERSIDE STATION | Co-GENTRIX | 345 | 345 | SP-1.0 | 1 | 0 | 1 | 2-1272.0 ACSR | 0 | 0 | 0 | 0 | 0 | 0 | 0 | 0 | 0 | 0 | 0 | 0 | 0 | 0 | 0 | 0 | 0 | 0 | 0 | 0 | 0 | 0 | 0 | 12
NO |  | 148 | 2012 | 0 | 32 | 32 |  | TL90-924 ONETA | ONETA ENERGY CENTER (CAL | 345 | 345 | 2-0.145 | 0.14 | 0 | 1 | 2 -1272.0 ACSR | 0 | 0 | 0 | 0 | 0 | 0 | 0 | 0 | 0 | 0 | 0 | 0 | 0 | 0 | 0 | 0 | 0 | 0 | 0 | 0 | 0 | 0 | 0 | 12
NO |  | 148 | 2012 | 0 | 33 | 33 |  | TL90-925 ONETA | ONETA ENERGY CENTER (CAL | 345 | 345 | 2-0.147 | 0.15 | 0 | 1 | 2 -1272.0 ACSR | 0 | 0 | 0 | 0 | 0 | 0 | 0 | 0 | 0 | 0 | 0 | 0 | 0 | 0 | 0 | 0 | 0 | 0 | 0 | 0 | 0 | 0 | 0 | 12
NO |  | 148 | 2012 | 1 | 1 | 1 |  | TL90-927 SAPULPA ROAD | WEKIWA | 345 | 345 | 1-0.2023 | 12.44 | 0 | 1 | 2156.0 ACSR | 0 | 0 | 0 | 0 | 0 | 0 | 0 | 0 | 0 | 0 | 0 | 0 | 0 | 0 | 0 | 0 | 0 | 0 | 0 | 0 | 0 | 0 | 0 | 12
NO |  | 148 | 2012 | 1 | 2 | 2 |  |  |  | 0 | 0 | 2-10.1803 | 0 | 0 | 0 | 2267.0 ACAR | 0 | 0 | 0 | 0 | 0 | 0 | 0 | 0 | 0 | 0 | 0 | 0 | 0 | 0 | 0 | 0 | 0 | 0 | 0 | 0 | 0 | 0 | 0 | 12
NO |  | 148 | 2012 | 1 | 3 | 3 |  |  |  | 0 | 0 | 3-1.3717 | 0 | 0 | 0 |  | 0 | 0 | 0 | 0 | 0 | 0 | 0 | 0 | 0 | 0 | 0 | 0 | 0 | 0 | 0 | 0 | 0 | 0 | 0 | 0 | 0 | 0 | 0 | 12
NO |  | 148 | 2012 | 1 | 4 | 4 |  | SubTotal 345 kV Lines in OK |  | 0 | 0 |  | 570.58 | 2.18 | 21 |  | 0 | 0 | 0 | 0 | 0 | 0 | 0 | 0 | 0 | 0 | 0 | 0 | 0 | 0 | 0 | 0 | 0 | 0 | 0 | 0 | 0 | 0 | 0 | 12
NO |  | 148 | 2012 | 1 | 5 | 5 |  | TL90-918 LAWTON EASTSIDE | OKLAUNION | 345 | 345 | 2-14.35 | 14.35 | 0 | 1 | 2x795.0 ACSR | 0 | 0 | 0 | 0 | 0 | 0 | 0 | 0 | 0 | 0 | 0 | 0 | 0 | 0 | 0 | 0 | 0 | 0 | 0 | 0 | 0 | 0 | 0 | 12
NO |  | 148 | 2012 | 1 | 6 | 6 |  | 345 |  | 0 | 0 | 0 | 0 | 0 | 0 | 2x954.0 ACSR | 0 | 0 | 0 | 0 | 0 | 0 | 0 | 0 | 0 | 0 | 0 | 0 | 0 | 0 | 0 | 0 | 0 | 0 | 0 | 0 | 0 | 0 | 0 | 12
NO |  | 148 | 2012 | 1 | 7 | 7 |  | TL90-920 OKLAUNION | TUCO(SPS) | 345 | 345 | 2-0.88 | 0.88 | 0 | 1 | 2x795.0 ACSR | 0 | 0 | 0 | 0 | 0 | 0 | 0 | 0 | 0 | 0 | 0 | 0 | 0 | 0 | 0 | 0 | 0 | 0 | 0 | 0 | 0 | 0 | 0 | 12
NO |  | 148 | 2012 | 1 | 8 | 8 |  | SubTotal 345 kV Lines in TX |  | 0 | 0 |  | 15.23 | 0 | 2 |  | 0 | 0 | 0 | 0 | 0 | 0 | 0 | 0 | 0 | 0 | 0 | 0 | 0 | 0 | 0 | 0 | 0 | 0 | 0 | 0 | 0 | 0 | 0 | 12
NO |  | 148 | 2012 | 1 | 9 | 9 |  | TL90-910 TULSA NORTH 345 | GRDA #1 | 345 | 345 | 3-13.07 | 13.07 | 0 | 1 | 2267.0 ACAR | 0 | 0 | 0 | 0 | 0 | 0 | 0 | 0 | 0 | 0 | 0 | 0 | 0 | 0 | 0 | 0 | 0 | 0 | 0 | 0 | 0 | 0 | 0 | 12
NO |  | 148 | 2012 | 1 | 10 | 10 |  | SubTotal 345 kV Lines (Chan |  | 0 | 0 |  | 13.07 | 0 | 1 |  | 0 | 0 | 0 | 0 | 0 | 0 | 0 | 0 | 0 | 0 | 0 | 0 | 0 | 0 | 0 | 0 | 0 | 0 | 0 | 0 | 0 | 0 | 0 | 12
NO |  | 148 | 2012 | 1 | 11 | 11 |  | Total 345 kV Lines (All) |  | 0 | 0 |  | 598.88 | 2.18 | 24 |  | 0 | 0 | 0 | 0 | 0 | 0 | 0 | 0 | 0 | 0 | 0 | 0 | 0 | 0 | 0 | 0 | 0 | 0 | 0 | 0 | 0 | 0 | 0 | 12
NO |  | 148 | 2012 | 1 | 12 | 12 |  | TL85-100 ELK CITY | GRAPEVINE (SPS) | 230 | 230 | 2-34.12 | 34.12 | 0 | 1 | 795.0 ACSR | 0 | 0 | 0 | 0 | 0 | 0 | 0 | 0 | 0 | 0 | 0 | 0 | 0 | 0 | 0 | 0 | 0 | 0 | 0 | 0 | 0 | 0 | 0 | 12
NO |  | 148 | 2012 | 1 | 13 | 13 |  | Total 230 kV Lines (All) |  | 0 | 0 |  | 34.12 | 0 | 1 |  | 0 | 0 | 0 | 0 | 0 | 0 | 0 | 0 | 0 | 0 | 0 | 0 | 0 | 0 | 0 | 0 | 0 | 0 | 0 | 0 | 0 | 0 | 0 | 12
NO |  | 148 | 2012 | 1 | 14 | 14 |  | TL83-555 GROVE | NOEL (EDE) | 161 | 161 | 2-7.61 | 7.61 | 0.8 | 1 | (T2) 397 ACSR | 0 | 0 | 0 | 0 | 0 | 0 | 0 | 0 | 0 | 0 | 0 | 0 | 0 | 0 | 0 | 0 | 0 | 0 | 0 | 0 | 0 | 0 | 0 | 12
NO |  | 148 | 2012 | 1 | 15 | 15 |  |  |  | 0 | 0 | 0 | 0 | 0 | 0 | 795.0 ACSR | 0 | 0 | 0 | 0 | 0 | 0 | 0 | 0 | 0 | 0 | 0 | 0 | 0 | 0 | 0 | 0 | 0 | 0 | 0 | 0 | 0 | 0 | 0 | 12
NO |  | 148 | 2012 | 1 | 16 | 16 |  | Total 161 kV Lines (All) |  | 0 | 0 |  | 7.61 | 0.8 | 1 |  | 0 | 0 | 0 | 0 | 0 | 0 | 0 | 0 | 0 | 0 | 0 | 0 | 0 | 0 | 0 | 0 | 0 | 0 | 0 | 0 | 0 | 0 | 0 | 12
NO |  | 148 | 2012 | 1 | 17 | 17 |  | TL81-501 TULSA SE | KENOSHA | 138 | 138 | 1-10.54 | 10.54 | 0 | 1 | 477.0 ACSR | 0 | 0 | 0 | 0 | 0 | 0 | 0 | 0 | 0 | 0 | 0 | 0 | 0 | 0 | 0 | 0 | 0 | 0 | 0 | 0 | 0 | 0 | 0 | 12
NO |  | 148 | 2012 | 1 | 18 | 18 |  | TL81-502 FORD GLASS PLANT | TULSA SOUTHEAST | 138 | 138 | 1-4.9189 | 2.81 | 4.35 | 1 | (T2) 423 (2-4/0 | 0 | 0 | 0 | 0 | 0 | 0 | 0 | 0 | 0 | 0 | 0 | 0 | 0 | 0 | 0 | 0 | 0 | 0 | 0 | 0 | 0 | 0 | 0 | 12
NO |  | 148 | 2012 | 1 | 19 | 19 |  |  |  | 0 | 0 | 2-0.7443 | 0 | 0 | 0 | 556.5 ACSR | 0 | 0 | 0 | 0 | 0 | 0 | 0 | 0 | 0 | 0 | 0 | 0 | 0 | 0 | 0 | 0 | 0 | 0 | 0 | 0 | 0 | 0 | 0 | 12
NO |  | 148 | 2012 | 1 | 20 | 20 |  |  |  | 0 | 0 | 3-0.2298 | 0 | 0 | 0 | 795.0 ACSR | 0 | 0 | 0 | 0 | 0 | 0 | 0 | 0 | 0 | 0 | 0 | 0 | 0 | 0 | 0 | 0 | 0 | 0 | 0 | 0 | 0 | 0 | 0 | 12
NO |  | 148 | 2012 | 1 | 21 | 21 |  | TL81-503 SOUTH HUDSON | TULSA SOUTHEAST | 138 | 138 | 1-1.22 | 1.97 | 0 | 1 | 556.5 ACSR | 0 | 0 | 0 | 0 | 0 | 0 | 0 | 0 | 0 | 0 | 0 | 0 | 0 | 0 | 0 | 0 | 0 | 0 | 0 | 0 | 0 | 0 | 0 | 12
NO |  | 148 | 2012 | 1 | 22 | 22 |  |  |  | 0 | 0 | 2-0.75 | 0 | 0 | 0 |  | 0 | 0 | 0 | 0 | 0 | 0 | 0 | 0 | 0 | 0 | 0 | 0 | 0 | 0 | 0 | 0 | 0 | 0 | 0 | 0 | 0 | 0 | 0 | 12
NO |  | 148 | 2012 | 1 | 23 | 23 |  | TL81-506 CLINTON JCT | WEATHERFORD WINDFARM | 138 | 138 | 1-0.9 | 14.38 | 0 | 1 | 477.0 ACSR | 0 | 0 | 0 | 0 | 0 | 0 | 0 | 0 | 0 | 0 | 0 | 0 | 0 | 0 | 0 | 0 | 0 | 0 | 0 | 0 | 0 | 0 | 0 | 12
NO |  | 148 | 2012 | 1 | 24 | 24 |  |  |  | 0 | 0 | 2-13.48 | 0 | 0 | 0 | 795.0 ACSR | 0 | 0 | 0 | 0 | 0 | 0 | 0 | 0 | 0 | 0 | 0 | 0 | 0 | 0 | 0 | 0 | 0 | 0 | 0 | 0 | 0 | 0 | 0 | 12
NO |  | 148 | 2012 | 1 | 25 | 25 |  | TL81-507 VALLIANT 345 | WEYCO VALLIANT | 138 | 138 | 1-2.7233 | 4.37 | 0 | 1 | 477.0 ACSR | 0 | 0 | 0 | 0 | 0 | 0 | 0 | 0 | 0 | 0 | 0 | 0 | 0 | 0 | 0 | 0 | 0 | 0 | 0 | 0 | 0 | 0 | 0 | 12
NO |  | 148 | 2012 | 1 | 26 | 26 |  |  |  | 0 | 0 | 2-1.6476 | 0 | 0 | 0 | 795.0 ACSR | 0 | 0 | 0 | 0 | 0 | 0 | 0 | 0 | 0 | 0 | 0 | 0 | 0 | 0 | 0 | 0 | 0 | 0 | 0 | 0 | 0 | 0 | 0 | 12
NO |  | 148 | 2012 | 1 | 27 | 27 |  | TL81-509 CORNVILLE | NORGE ROAD | 138 | 138 | 2-4.82 | 4.89 | 0 | 1 | 397.0 ACSR | 0 | 0 | 0 | 0 | 0 | 0 | 0 | 0 | 0 | 0 | 0 | 0 | 0 | 0 | 0 | 0 | 0 | 0 | 0 | 0 | 0 | 0 | 0 | 12
NO |  | 148 | 2012 | 1 | 28 | 28 |  |  |  | 0 | 0 | 3-0.07 | 0 | 0 | 0 |  | 0 | 0 | 0 | 0 | 0 | 0 | 0 | 0 | 0 | 0 | 0 | 0 | 0 | 0 | 0 | 0 | 0 | 0 | 0 | 0 | 0 | 0 | 0 | 12
NO |  | 148 | 2012 | 1 | 29 | 29 |  | TL81-510 ELK CITY | HOBART JCT. | 138 | 138 | 2-37.65 | 37.65 | 0 | 1 | 266.8 ACSR | 0 | 0 | 0 | 0 | 0 | 0 | 0 | 0 | 0 | 0 | 0 | 0 | 0 | 0 | 0 | 0 | 0 | 0 | 0 | 0 | 0 | 0 | 0 | 12
NO |  | 148 | 2012 | 1 | 30 | 30 |  |  |  | 0 | 0 | 0 | 0 | 0 | 0 | 4/0 ACSR | 0 | 0 | 0 | 0 | 0 | 0 | 0 | 0 | 0 | 0 | 0 | 0 | 0 | 0 | 0 | 0 | 0 | 0 | 0 | 0 | 0 | 0 | 0 | 12
NO |  | 148 | 2012 | 1 | 31 | 31 |  |  |  | 0 | 0 | 0 | 0 | 0 | 0 | 477.0 ACSR | 0 | 0 | 0 | 0 | 0 | 0 | 0 | 0 | 0 | 0 | 0 | 0 | 0 | 0 | 0 | 0 | 0 | 0 | 0 | 0 | 0 | 0 | 0 | 12
NO |  | 148 | 2012 | 1 | 32 | 32 |  | TL81-511 CLINTON JCT | ELK CITY | 138 | 138 | 2-24.1 | 24.1 | 0 | 1 | 477.0 ACSR | 0 | 0 | 0 | 0 | 0 | 0 | 0 | 0 | 0 | 0 | 0 | 0 | 0 | 0 | 0 | 0 | 0 | 0 | 0 | 0 | 0 | 0 | 0 | 12
NO |  | 148 | 2012 | 2 | 1 | 1 |  | TL81-512 BROKEN ARROW 81st | ONETA | 138 | 138 | 1-8.1575 | 8.32 | 0 | 1 | (T2) 795 ACSR | 0 | 0 | 0 | 0 | 0 | 0 | 0 | 0 | 0 | 0 | 0 | 0 | 0 | 0 | 0 | 0 | 0 | 0 | 0 | 0 | 0 | 0 | 0 | 12
NO |  | 148 | 2012 | 2 | 2 | 2 |  |  |  | 0 | 0 | 0 | 0 | 0 | 0 | 1272.0 ACSR | 0 | 0 | 0 | 0 | 0 | 0 | 0 | 0 | 0 | 0 | 0 | 0 | 0 | 0 | 0 | 0 | 0 | 0 | 0 | 0 | 0 | 0 | 0 | 12
NO |  | 148 | 2012 | 2 | 3 | 3 |  |  |  | 0 | 0 | 0 | 0 | 0 | 0 | 1590.0 ACSR | 0 | 0 | 0 | 0 | 0 | 0 | 0 | 0 | 0 | 0 | 0 | 0 | 0 | 0 | 0 | 0 | 0 | 0 | 0 | 0 | 0 | 0 | 0 | 12
NO |  | 148 | 2012 | 2 | 4 | 4 |  |  |  | 0 | 0 | 0 | 0 | 0 | 0 | 477.0 ACSR | 0 | 0 | 0 | 0 | 0 | 0 | 0 | 0 | 0 | 0 | 0 | 0 | 0 | 0 | 0 | 0 | 0 | 0 | 0 | 0 | 0 | 0 | 0 | 12
NO |  | 148 | 2012 | 2 | 5 | 5 |  |  |  | 0 | 0 | 0 | 0 | 0 | 0 | 795.0 ACSR | 0 | 0 | 0 | 0 | 0 | 0 | 0 | 0 | 0 | 0 | 0 | 0 | 0 | 0 | 0 | 0 | 0 | 0 | 0 | 0 | 0 | 0 | 0 | 12
NO |  | 148 | 2012 | 2 | 6 | 6 |  | TL81-513 RIVERSIDE POWER | 96TH and YALE | 138 | 138 | 1-3.29 | 6.56 | 1.87 | 1 | 1272.0 ACSR | 0 | 0 | 0 | 0 | 0 | 0 | 0 | 0 | 0 | 0 | 0 | 0 | 0 | 0 | 0 | 0 | 0 | 0 | 0 | 0 | 0 | 0 | 0 | 12
NO |  | 148 | 2012 | 2 | 7 | 7 |  | STATION 138 |  | 0 | 0 | 2-3.27 | 0 | 0 | 0 | 266.8 ACSR | 0 | 0 | 0 | 0 | 0 | 0 | 0 | 0 | 0 | 0 | 0 | 0 | 0 | 0 | 0 | 0 | 0 | 0 | 0 | 0 | 0 | 0 | 0 | 12
NO |  | 148 | 2012 | 2 | 8 | 8 |  |  |  | 0 | 0 | 0 | 0 | 0 | 0 | 2x477.0 ACSR | 0 | 0 | 0 | 0 | 0 | 0 | 0 | 0 | 0 | 0 | 0 | 0 | 0 | 0 | 0 | 0 | 0 | 0 | 0 | 0 | 0 | 0 | 0 | 12
NO |  | 148 | 2012 | 2 | 9 | 9 |  |  |  | 0 | 0 | 0 | 0 | 0 | 0 | 2x795.0 ACSR | 0 | 0 | 0 | 0 | 0 | 0 | 0 | 0 | 0 | 0 | 0 | 0 | 0 | 0 | 0 | 0 | 0 | 0 | 0 | 0 | 0 | 0 | 0 | 12
NO |  | 148 | 2012 | 2 | 10 | 10 |  |  |  | 0 | 0 | 0 | 0 | 0 | 0 | 477.0 ACSR | 0 | 0 | 0 | 0 | 0 | 0 | 0 | 0 | 0 | 0 | 0 | 0 | 0 | 0 | 0 | 0 | 0 | 0 | 0 | 0 | 0 | 0 | 0 | 12
NO |  | 148 | 2012 | 2 | 11 | 11 |  | TL81-514 BIXBY 111TH | ONETA | 138 | 138 | 1-5.7854 | 5.77 | 6 | 1 | 1272.0 ACSR | 0 | 0 | 0 | 0 | 0 | 0 | 0 | 0 | 0 | 0 | 0 | 0 | 0 | 0 | 0 | 0 | 0 | 0 | 0 | 0 | 0 | 0 | 0 | 12
NO |  | 148 | 2012 | 2 | 12 | 12 |  |  |  | 0 | 0 | 0 | 0 | 0 | 0 | 477.0 ACSR | 0 | 0 | 0 | 0 | 0 | 0 | 0 | 0 | 0 | 0 | 0 | 0 | 0 | 0 | 0 | 0 | 0 | 0 | 0 | 0 | 0 | 0 | 0 | 12
NO |  | 148 | 2012 | 2 | 13 | 13 |  | TL81-515 COMANCHE STATION | LAWTON EASTSIDE | 138 | 138 | NONE | 0 | 5.22 | 1 | 795.0 ACSR | 0 | 0 | 0 | 0 | 0 | 0 | 0 | 0 | 0 | 0 | 0 | 0 | 0 | 0 | 0 | 0 | 0 | 0 | 0 | 0 | 0 | 0 | 0 | 12
NO |  | 148 | 2012 | 2 | 14 | 14 |  |  |  | 0 | 0 | 0 | 0 | 0 | 0 |  | 0 | 0 | 0 | 0 | 0 | 0 | 0 | 0 | 0 | 0 | 0 | 0 | 0 | 0 | 0 | 0 | 0 | 0 | 0 | 0 | 0 | 0 | 0 | 12
NO |  | 148 | 2012 | 2 | 15 | 15 |  | TL81-516 IDABEL | VALLIANT 345 | 138 | 138 | 2-18.29 | 18.29 | 0 | 1 | 795.0 ACSR | 0 | 0 | 0 | 0 | 0 | 0 | 0 | 0 | 0 | 0 | 0 | 0 | 0 | 0 | 0 | 0 | 0 | 0 | 0 | 0 | 0 | 0 | 0 | 12
NO |  | 148 | 2012 | 2 | 16 | 16 |  |  |  | 0 | 0 | 0 | 0 | 0 | 0 | 795.0 Self Dampi | 0 | 0 | 0 | 0 | 0 | 0 | 0 | 0 | 0 | 0 | 0 | 0 | 0 | 0 | 0 | 0 | 0 | 0 | 0 | 0 | 0 | 0 | 0 | 12
NO |  | 148 | 2012 | 2 | 17 | 17 |  | TL81-517 SWPA | Explorer Holdenville | 138 | 138 | 1-0.45 | 0.45 | 0 | 1 | 336.4 ACSR | 0 | 0 | 0 | 0 | 0 | 0 | 0 | 0 | 0 | 0 | 0 | 0 | 0 | 0 | 0 | 0 | 0 | 0 | 0 | 0 | 0 | 0 | 0 | 12
NO |  | 148 | 2012 | 2 | 18 | 18 |  |  |  | 0 | 0 | 0 | 0 | 0 | 0 | 397.0 ACSR | 0 | 0 | 0 | 0 | 0 | 0 | 0 | 0 | 0 | 0 | 0 | 0 | 0 | 0 | 0 | 0 | 0 | 0 | 0 | 0 | 0 | 0 | 0 | 12
NO |  | 148 | 2012 | 2 | 19 | 19 |  | TL81-518 TULSA NORTH | WEST EDISON | 138 | 138 | 1-9.47 | 12.67 | 0 | 1 | 477.0 ACSR | 0 | 0 | 0 | 0 | 0 | 0 | 0 | 0 | 0 | 0 | 0 | 0 | 0 | 0 | 0 | 0 | 0 | 0 | 0 | 0 | 0 | 0 | 0 | 12
NO |  | 148 | 2012 | 2 | 20 | 20 |  |  |  | 0 | 0 | 2-3.2 | 0 | 0 | 0 | 795.0 ACSR | 0 | 0 | 0 | 0 | 0 | 0 | 0 | 0 | 0 | 0 | 0 | 0 | 0 | 0 | 0 | 0 | 0 | 0 | 0 | 0 | 0 | 0 | 0 | 12
NO |  | 148 | 2012 | 2 | 21 | 21 |  | TL81-519 TULSA POWER | 36TH & LEWIS | 138 | 138 | 1-1.41 | 2.01 | 0 | 1 | 2156.0 ACSR | 0 | 0 | 0 | 0 | 0 | 0 | 0 | 0 | 0 | 0 | 0 | 0 | 0 | 0 | 0 | 0 | 0 | 0 | 0 | 0 | 0 | 0 | 0 | 12
NO |  | 148 | 2012 | 2 | 22 | 22 |  | STATION |  | 0 | 0 | 3-0.6 | 0 | 0 | 0 | 2x795.0 ACSR | 0 | 0 | 0 | 0 | 0 | 0 | 0 | 0 | 0 | 0 | 0 | 0 | 0 | 0 | 0 | 0 | 0 | 0 | 0 | 0 | 0 | 0 | 0 | 12
NO |  | 148 | 2012 | 2 | 23 | 23 |  | TL81-520 TULSA SOUTHEAST | 36TH & LEWIS | 138 | 138 | 1-8.5682 | 8.48 | 0.1 | 1 | 1272.0 ACSR | 0 | 0 | 0 | 0 | 0 | 0 | 0 | 0 | 0 | 0 | 0 | 0 | 0 | 0 | 0 | 0 | 0 | 0 | 0 | 0 | 0 | 0 | 0 | 12
NO |  | 148 | 2012 | 2 | 24 | 24 |  |  |  | 0 | 0 | 0 | 0 | 0 | 0 | 477.0 ACSR | 0 | 0 | 0 | 0 | 0 | 0 | 0 | 0 | 0 | 0 | 0 | 0 | 0 | 0 | 0 | 0 | 0 | 0 | 0 | 0 | 0 | 0 | 0 | 12
NO |  | 148 | 2012 | 2 | 25 | 25 |  | TL81-521 SAPULPA ROAD | TULSA POWER STATION | 138 | 138 | 1-11.552 | 13.79 | 0.09 | 1 | (T2) 636 ACSR | 0 | 0 | 0 | 0 | 0 | 0 | 0 | 0 | 0 | 0 | 0 | 0 | 0 | 0 | 0 | 0 | 0 | 0 | 0 | 0 | 0 | 0 | 0 | 12
NO |  | 148 | 2012 | 2 | 26 | 26 |  |  |  | 0 | 0 | 2-1.5899 | 0 | 0 | 0 | 477.0 ACSR | 0 | 0 | 0 | 0 | 0 | 0 | 0 | 0 | 0 | 0 | 0 | 0 | 0 | 0 | 0 | 0 | 0 | 0 | 0 | 0 | 0 | 0 | 0 | 12
NO |  | 148 | 2012 | 2 | 27 | 27 |  |  |  | 0 | 0 | 3-0.6524 | 0 | 0 | 0 | 559.6 AAAC | 0 | 0 | 0 | 0 | 0 | 0 | 0 | 0 | 0 | 0 | 0 | 0 | 0 | 0 | 0 | 0 | 0 | 0 | 0 | 0 | 0 | 0 | 0 | 12
NO |  | 148 | 2012 | 2 | 28 | 28 |  |  |  | 0 | 0 | 0 | 0 | 0 | 0 | 795.0 ACSR | 0 | 0 | 0 | 0 | 0 | 0 | 0 | 0 | 0 | 0 | 0 | 0 | 0 | 0 | 0 | 0 | 0 | 0 | 0 | 0 | 0 | 0 | 0 | 12
NO |  | 148 | 2012 | 2 | 29 | 29 |  | TL81-522 RIVERSIDE POWER | TULSA POWER STATION | 138 | 138 | 1-1.1224 | 5.82 | 3.04 | 1 | 556.5 ACSR | 0 | 0 | 0 | 0 | 0 | 0 | 0 | 0 | 0 | 0 | 0 | 0 | 0 | 0 | 0 | 0 | 0 | 0 | 0 | 0 | 0 | 0 | 0 | 12
NO |  | 148 | 2012 | 2 | 30 | 30 |  | STATION 138 |  | 0 | 0 | 2-5.3941 | 0 | 0 | 0 | 795.0 ACSR | 0 | 0 | 0 | 0 | 0 | 0 | 0 | 0 | 0 | 0 | 0 | 0 | 0 | 0 | 0 | 0 | 0 | 0 | 0 | 0 | 0 | 0 | 0 | 12
NO |  | 148 | 2012 | 2 | 31 | 31 |  |  |  | 0 | 0 | 3-2.0254 | 0 | 0 | 0 |  | 0 | 0 | 0 | 0 | 0 | 0 | 0 | 0 | 0 | 0 | 0 | 0 | 0 | 0 | 0 | 0 | 0 | 0 | 0 | 0 | 0 | 0 | 0 | 12
NO |  | 148 | 2012 | 2 | 32 | 32 |  | TL81-523 RIVERSIDE POWER | BEELINE (OG&E) | 138 | 138 | 3-1.9 | 0 | 1.9 | 1 | 1272.0 ACSR | 0 | 0 | 0 | 0 | 0 | 0 | 0 | 0 | 0 | 0 | 0 | 0 | 0 | 0 | 0 | 0 | 0 | 0 | 0 | 0 | 0 | 0 | 0 | 12
NO |  | 148 | 2012 | 2 | 33 | 33 |  | STATION 138 |  | 0 | 0 | 0 | 0 | 0 | 0 |  | 0 | 0 | 0 | 0 | 0 | 0 | 0 | 0 | 0 | 0 | 0 | 0 | 0 | 0 | 0 | 0 | 0 | 0 | 0 | 0 | 0 | 0 | 0 | 12
NO |  | 148 | 2012 | 3 | 1 | 1 |  | TL81-524 SAND SPRINGS | DENVER | 138 | 138 | 1-7.33 | 7.33 | 0 | 1 | 397.0 ACSR | 0 | 0 | 0 | 0 | 0 | 0 | 0 | 0 | 0 | 0 | 0 | 0 | 0 | 0 | 0 | 0 | 0 | 0 | 0 | 0 | 0 | 0 | 0 | 12
NO |  | 148 | 2012 | 3 | 2 | 2 |  |  |  | 0 | 0 | 0 | 0 | 0 | 0 | 477.0 ACSR | 0 | 0 | 0 | 0 | 0 | 0 | 0 | 0 | 0 | 0 | 0 | 0 | 0 | 0 | 0 | 0 | 0 | 0 | 0 | 0 | 0 | 0 | 0 | 12
NO |  | 148 | 2012 | 3 | 3 | 3 |  |  |  | 0 | 0 | 0 | 0 | 0 | 0 | 556.5 ACSR | 0 | 0 | 0 | 0 | 0 | 0 | 0 | 0 | 0 | 0 | 0 | 0 | 0 | 0 | 0 | 0 | 0 | 0 | 0 | 0 | 0 | 0 | 0 | 12
NO |  | 148 | 2012 | 3 | 4 | 4 |  |  |  | 0 | 0 | 0 | 0 | 0 | 0 | 636.0 ACSR | 0 | 0 | 0 | 0 | 0 | 0 | 0 | 0 | 0 | 0 | 0 | 0 | 0 | 0 | 0 | 0 | 0 | 0 | 0 | 0 | 0 | 0 | 0 | 12
NO |  | 148 | 2012 | 3 | 5 | 5 |  | TL81-525 TULSA STATION | DENVER | 138 | 138 | 1-5.56 | 5.56 | 0.41 | 1 | 477.0 ACSR | 0 | 0 | 0 | 0 | 0 | 0 | 0 | 0 | 0 | 0 | 0 | 0 | 0 | 0 | 0 | 0 | 0 | 0 | 0 | 0 | 0 | 0 | 0 | 12
NO |  | 148 | 2012 | 3 | 6 | 6 |  |  |  | 0 | 0 | 0 | 0 | 0 | 0 | 795.0 AAC | 0 | 0 | 0 | 0 | 0 | 0 | 0 | 0 | 0 | 0 | 0 | 0 | 0 | 0 | 0 | 0 | 0 | 0 | 0 | 0 | 0 | 0 | 0 | 12
NO |  | 148 | 2012 | 3 | 7 | 7 |  |  |  | 0 | 0 | 0 | 0 | 0 | 0 | 795.0 ACSR | 0 | 0 | 0 | 0 | 0 | 0 | 0 | 0 | 0 | 0 | 0 | 0 | 0 | 0 | 0 | 0 | 0 | 0 | 0 | 0 | 0 | 0 | 0 | 12
NO |  | 148 | 2012 | 3 | 8 | 8 |  | TL81-526 CATOOSA | PRYOR CREEK | 138 | 138 | 1-18.24 | 31.86 | 12.56 | 1 | (T2) 423 (2-4/0 | 0 | 0 | 0 | 0 | 0 | 0 | 0 | 0 | 0 | 0 | 0 | 0 | 0 | 0 | 0 | 0 | 0 | 0 | 0 | 0 | 0 | 0 | 0 | 12
NO |  | 148 | 2012 | 3 | 9 | 9 |  |  |  | 0 | 0 | 2-13.42 | 0 | 0 | 0 | 1272.0 ACSR | 0 | 0 | 0 | 0 | 0 | 0 | 0 | 0 | 0 | 0 | 0 | 0 | 0 | 0 | 0 | 0 | 0 | 0 | 0 | 0 | 0 | 0 | 0 | 12
NO |  | 148 | 2012 | 3 | 10 | 10 |  |  |  | 0 | 0 | 3-0.2 | 0 | 0 | 0 | 477.0 ACSR | 0 | 0 | 0 | 0 | 0 | 0 | 0 | 0 | 0 | 0 | 0 | 0 | 0 | 0 | 0 | 0 | 0 | 0 | 0 | 0 | 0 | 0 | 0 | 12
NO |  | 148 | 2012 | 3 | 11 | 11 |  |  |  | 0 | 0 | 0 | 0 | 0 | 0 | 795.0 ACSR | 0 | 0 | 0 | 0 | 0 | 0 | 0 | 0 | 0 | 0 | 0 | 0 | 0 | 0 | 0 | 0 | 0 | 0 | 0 | 0 | 0 | 0 | 0 | 12
NO |  | 148 | 2012 | 3 | 12 | 12 |  | TL81-527 LAWTON EASTSIDE | LAWTON 112TH & W. GORE | 138 | 138 | 1-16.03 | 16.03 | 0 | 1 | 795.0 ACSR | 0 | 0 | 0 | 0 | 0 | 0 | 0 | 0 | 0 | 0 | 0 | 0 | 0 | 0 | 0 | 0 | 0 | 0 | 0 | 0 | 0 | 0 | 0 | 12
NO |  | 148 | 2012 | 3 | 13 | 13 |  | TL81-528 TULSA NORTH 138 | WEKIWA | 138 | 138 | 1-5.82 | 25.67 | 0 | 1 | 1272.0 ACSR | 0 | 0 | 0 | 0 | 0 | 0 | 0 | 0 | 0 | 0 | 0 | 0 | 0 | 0 | 0 | 0 | 0 | 0 | 0 | 0 | 0 | 0 | 0 | 12
NO |  | 148 | 2012 | 3 | 14 | 14 |  |  |  | 0 | 0 | 2-9.01 | 0 | 0 | 0 | 266.8 ACSR | 0 | 0 | 0 | 0 | 0 | 0 | 0 | 0 | 0 | 0 | 0 | 0 | 0 | 0 | 0 | 0 | 0 | 0 | 0 | 0 | 0 | 0 | 0 | 12
NO |  | 148 | 2012 | 3 | 15 | 15 |  |  |  | 0 | 0 | 3-10.84 | 0 | 0 | 0 | 477.0 ACSR | 0 | 0 | 0 | 0 | 0 | 0 | 0 | 0 | 0 | 0 | 0 | 0 | 0 | 0 | 0 | 0 | 0 | 0 | 0 | 0 | 0 | 0 | 0 | 12
NO |  | 148 | 2012 | 3 | 16 | 16 |  |  |  | 0 | 0 | 0 | 0 | 0 | 0 | 636.0 ACSR | 0 | 0 | 0 | 0 | 0 | 0 | 0 | 0 | 0 | 0 | 0 | 0 | 0 | 0 | 0 | 0 | 0 | 0 | 0 | 0 | 0 | 0 | 0 | 12
NO |  | 148 | 2012 | 3 | 17 | 17 |  |  |  | 0 | 0 | 0 | 0 | 0 | 0 | 795.0 ACSR | 0 | 0 | 0 | 0 | 0 | 0 | 0 | 0 | 0 | 0 | 0 | 0 | 0 | 0 | 0 | 0 | 0 | 0 | 0 | 0 | 0 | 0 | 0 | 12
NO |  | 148 | 2012 | 3 | 18 | 18 |  | TL81-529 WEKIWA SUB | KEYSTONE (SWPA) | 138 | 138 | 2-1.98 | 1.98 | 0 | 1 | 477.0 ACSR | 0 | 0 | 0 | 0 | 0 | 0 | 0 | 0 | 0 | 0 | 0 | 0 | 0 | 0 | 0 | 0 | 0 | 0 | 0 | 0 | 0 | 0 | 0 | 12
NO |  | 148 | 2012 | 3 | 19 | 19 |  | TL81-530 RIVERSIDE 138 | RIVERSIDE 345 | 138 | 138 | 1-0.993 | 0.99 | 0 | 1 | 2 -2156.0 ACSR | 0 | 0 | 0 | 0 | 0 | 0 | 0 | 0 | 0 | 0 | 0 | 0 | 0 | 0 | 0 | 0 | 0 | 0 | 0 | 0 | 0 | 0 | 0 | 12
NO |  | 148 | 2012 | 3 | 20 | 20 |  | TL81-531 HOLLIS | HOLLIS (TNC INTERCONNECT) | 138 | 138 | 1-5.45 | 5.45 | 0 | 1 | 477.0 ACSR | 0 | 0 | 0 | 0 | 0 | 0 | 0 | 0 | 0 | 0 | 0 | 0 | 0 | 0 | 0 | 0 | 0 | 0 | 0 | 0 | 0 | 0 | 0 | 12
NO |  | 148 | 2012 | 3 | 21 | 21 |  | TL81-534 SHEFFIELD STEEL CO | WEKIWA | 138 | 138 | 1-5.38 | 6.71 | 0.69 | 1 | 1272.0 ACSR | 0 | 0 | 0 | 0 | 0 | 0 | 0 | 0 | 0 | 0 | 0 | 0 | 0 | 0 | 0 | 0 | 0 | 0 | 0 | 0 | 0 | 0 | 0 | 12
NO |  | 148 | 2012 | 3 | 22 | 22 |  |  |  | 0 | 0 | 2-1.33 | 0 | 0 | 0 | 795.0 ACSR | 0 | 0 | 0 | 0 | 0 | 0 | 0 | 0 | 0 | 0 | 0 | 0 | 0 | 0 | 0 | 0 | 0 | 0 | 0 | 0 | 0 | 0 | 0 | 12
NO |  | 148 | 2012 | 3 | 23 | 23 |  | TL81-536 SHIDLER | OSAGE (OG&E) | 138 | 138 | 2-5.31 | 5.31 | 0 | 1 | 336.4 ACSR | 0 | 0 | 0 | 0 | 0 | 0 | 0 | 0 | 0 | 0 | 0 | 0 | 0 | 0 | 0 | 0 | 0 | 0 | 0 | 0 | 0 | 0 | 0 | 12
NO |  | 148 | 2012 | 3 | 24 | 24 |  |  |  | 0 | 0 | 0 | 0 | 0 | 0 | 477.0 ACSR | 0 | 0 | 0 | 0 | 0 | 0 | 0 | 0 | 0 | 0 | 0 | 0 | 0 | 0 | 0 | 0 | 0 | 0 | 0 | 0 | 0 | 0 | 0 | 12
NO |  | 148 | 2012 | 3 | 25 | 25 |  | TL81-537 ELK CITY | ERICK (WFEC) | 138 | 138 | 1-29.1372 | 29.14 | 0 | 1 | (T2) 423 (2-4/0 | 0 | 0 | 0 | 0 | 0 | 0 | 0 | 0 | 0 | 0 | 0 | 0 | 0 | 0 | 0 | 0 | 0 | 0 | 0 | 0 | 0 | 0 | 0 | 12
NO |  | 148 | 2012 | 3 | 26 | 26 |  | TL81-539 LONE OAK | MCALESTER | 138 | 138 | 1-19.357 | 19.36 | 0 | 1 | 4/0 ACSR | 0 | 0 | 0 | 0 | 0 | 0 | 0 | 0 | 0 | 0 | 0 | 0 | 0 | 0 | 0 | 0 | 0 | 0 | 0 | 0 | 0 | 0 | 0 | 12
NO |  | 148 | 2012 | 3 | 27 | 27 |  |  |  | 0 | 0 | 0 | 0 | 0 | 0 | 477.0 ACSS | 0 | 0 | 0 | 0 | 0 | 0 | 0 | 0 | 0 | 0 | 0 | 0 | 0 | 0 | 0 | 0 | 0 | 0 | 0 | 0 | 0 | 0 | 0 | 12
NO |  | 148 | 2012 | 3 | 28 | 28 |  |  |  | 0 | 0 | 0 | 0 | 0 | 0 | 556.5 ACSR | 0 | 0 | 0 | 0 | 0 | 0 | 0 | 0 | 0 | 0 | 0 | 0 | 0 | 0 | 0 | 0 | 0 | 0 | 0 | 0 | 0 | 0 | 0 | 12
NO |  | 148 | 2012 | 3 | 29 | 29 |  |  |  | 0 | 0 | 0 | 0 | 0 | 0 | 795.0 ACSR | 0 | 0 | 0 | 0 | 0 | 0 | 0 | 0 | 0 | 0 | 0 | 0 | 0 | 0 | 0 | 0 | 0 | 0 | 0 | 0 | 0 | 0 | 0 | 12
NO |  | 148 | 2012 | 3 | 30 | 30 |  | TL81-540 LAWTON EASTSIDE | LAWTON SHERIDAN ROAD | 138 | 138 | 1-7.43 | 7.43 | 0 | 1 | 1272.0 ACSR | 0 | 0 | 0 | 0 | 0 | 0 | 0 | 0 | 0 | 0 | 0 | 0 | 0 | 0 | 0 | 0 | 0 | 0 | 0 | 0 | 0 | 0 | 0 | 12
NO |  | 148 | 2012 | 3 | 31 | 31 |  | TL81-541 LAWTON SHERIDAN | LAWTON 112TH & W GORE | 138 | 138 | 1-11.9495 | 11.95 | 0 | 1 | 1272.0 ACSR | 0 | 0 | 0 | 0 | 0 | 0 | 0 | 0 | 0 | 0 | 0 | 0 | 0 | 0 | 0 | 0 | 0 | 0 | 0 | 0 | 0 | 0 | 0 | 12
NO |  | 148 | 2012 | 3 | 32 | 32 |  | ROAD |  | 0 | 0 | 0 | 0 | 0 | 0 | 477.0 ACSR | 0 | 0 | 0 | 0 | 0 | 0 | 0 | 0 | 0 | 0 | 0 | 0 | 0 | 0 | 0 | 0 | 0 | 0 | 0 | 0 | 0 | 0 | 0 | 12
NO |  | 148 | 2012 | 3 | 33 | 33 |  | TL81-542 LAWTON 112TH W | SNYDER | 138 | 138 | 1-8.2183 | 28.17 | 0.45 | 1 | 3/0 ACSR | 0 | 0 | 0 | 0 | 0 | 0 | 0 | 0 | 0 | 0 | 0 | 0 | 0 | 0 | 0 | 0 | 0 | 0 | 0 | 0 | 0 | 0 | 0 | 12
NO |  | 148 | 2012 | 3 | 34 | 34 |  | GORE |  | 0 | 0 | 2-20.4036 | 0 | 0 | 0 | 477.0 ACSR | 0 | 0 | 0 | 0 | 0 | 0 | 0 | 0 | 0 | 0 | 0 | 0 | 0 | 0 | 0 | 0 | 0 | 0 | 0 | 0 | 0 | 0 | 0 | 12
NO |  | 148 | 2012 | 3 | 35 | 35 |  | TL81-543 LAWTON GOODYEAR | LAWTON 112TH & W. GORE | 138 | 138 | 1-0.59 | 0.59 | 0 | 1 | 477.0 ACSR | 0 | 0 | 0 | 0 | 0 | 0 | 0 | 0 | 0 | 0 | 0 | 0 | 0 | 0 | 0 | 0 | 0 | 0 | 0 | 0 | 0 | 0 | 0 | 12
NO |  | 148 | 2012 | 4 | 1 | 1 |  | TL81-544 KIMBERLY CLARK | RIVERSIDE 138 | 138 | 138 | 1-2.494 | 2.59 | 1.6 | 1 | 1272.0 ACSR | 0 | 0 | 0 | 0 | 0 | 0 | 0 | 0 | 0 | 0 | 0 | 0 | 0 | 0 | 0 | 0 | 0 | 0 | 0 | 0 | 0 | 0 | 0 | 12
NO |  | 148 | 2012 | 4 | 2 | 2 |  |  |  | 0 | 0 | 2-0.1 | 0 | 0 | 0 |  | 0 | 0 | 0 | 0 | 0 | 0 | 0 | 0 | 0 | 0 | 0 | 0 | 0 | 0 | 0 | 0 | 0 | 0 | 0 | 0 | 0 | 0 | 0 | 12
NO |  | 148 | 2012 | 4 | 3 | 3 |  | TL81-545 NORTHEASTERN POWER | VINITA JCT | 138 | 138 | 1-15.89 | 48.12 | 0 | 1 | (T2) 636 ACSR | 0 | 0 | 0 | 0 | 0 | 0 | 0 | 0 | 0 | 0 | 0 | 0 | 0 | 0 | 0 | 0 | 0 | 0 | 0 | 0 | 0 | 0 | 0 | 12
NO |  | 148 | 2012 | 4 | 4 | 4 |  | STATION |  | 0 | 0 | 2-32.23 | 0 | 0 | 0 | 1272.0 ACSR | 0 | 0 | 0 | 0 | 0 | 0 | 0 | 0 | 0 | 0 | 0 | 0 | 0 | 0 | 0 | 0 | 0 | 0 | 0 | 0 | 0 | 0 | 0 | 12
NO |  | 148 | 2012 | 4 | 5 | 5 |  |  |  | 0 | 0 | 0 | 0 | 0 | 0 | 477.0 ACSR | 0 | 0 | 0 | 0 | 0 | 0 | 0 | 0 | 0 | 0 | 0 | 0 | 0 | 0 | 0 | 0 | 0 | 0 | 0 | 0 | 0 | 0 | 0 | 12
NO |  | 148 | 2012 | 4 | 6 | 6 |  | TL81-546 MAID | PRYOR JCT. | 138 | 138 | 1-1.3127 | 6.98 | 0 | 1 | 1272.0 ACSR | 0 | 0 | 0 | 0 | 0 | 0 | 0 | 0 | 0 | 0 | 0 | 0 | 0 | 0 | 0 | 0 | 0 | 0 | 0 | 0 | 0 | 0 | 0 | 12
NO |  | 148 | 2012 | 4 | 7 | 7 |  |  |  | 0 | 0 | 2-5.6704 | 0 | 0 | 0 | 477.0 ACSS | 0 | 0 | 0 | 0 | 0 | 0 | 0 | 0 | 0 | 0 | 0 | 0 | 0 | 0 | 0 | 0 | 0 | 0 | 0 | 0 | 0 | 0 | 0 | 12
NO |  | 148 | 2012 | 4 | 8 | 8 |  | TL81-547 CATOOSA | MINGO ROAD AIRPORT | 138 | 138 | 1-2.44 | 8.35 | 0 | 1 | (T2) 636 ACSR | 0 | 0 | 0 | 0 | 0 | 0 | 0 | 0 | 0 | 0 | 0 | 0 | 0 | 0 | 0 | 0 | 0 | 0 | 0 | 0 | 0 | 0 | 0 | 12
NO |  | 148 | 2012 | 4 | 9 | 9 |  |  |  | 0 | 0 | 2-5.91 | 0 | 0 | 0 | 1272.0 ACSR | 0 | 0 | 0 | 0 | 0 | 0 | 0 | 0 | 0 | 0 | 0 | 0 | 0 | 0 | 0 | 0 | 0 | 0 | 0 | 0 | 0 | 0 | 0 | 12
NO |  | 148 | 2012 | 4 | 10 | 10 |  | TL81-548 AMERICAN AIRLINES | TULSA NORTH 138 | 138 | 138 | 1-8.825 | 11.98 | 0 | 1 | (T2) 397 ACSR | 0 | 0 | 0 | 0 | 0 | 0 | 0 | 0 | 0 | 0 | 0 | 0 | 0 | 0 | 0 | 0 | 0 | 0 | 0 | 0 | 0 | 0 | 0 | 12
NO |  | 148 | 2012 | 4 | 11 | 11 |  |  |  | 0 | 0 | 2-3.16 | 0 | 0 | 0 | (T2) 636 ACSR | 0 | 0 | 0 | 0 | 0 | 0 | 0 | 0 | 0 | 0 | 0 | 0 | 0 | 0 | 0 | 0 | 0 | 0 | 0 | 0 | 0 | 0 | 0 | 12
NO |  | 148 | 2012 | 4 | 12 | 12 |  |  |  | 0 | 0 | 0 | 0 | 0 | 0 | 1272.0 ACSR | 0 | 0 | 0 | 0 | 0 | 0 | 0 | 0 | 0 | 0 | 0 | 0 | 0 | 0 | 0 | 0 | 0 | 0 | 0 | 0 | 0 | 0 | 0 | 12
NO |  | 148 | 2012 | 4 | 13 | 13 |  | TL81-549 BARTLESVILLE | NOWATA | 138 | 138 | 1-14.36 | 14.51 | 0 | 1 | (T2) 397 ACSR | 0 | 0 | 0 | 0 | 0 | 0 | 0 | 0 | 0 | 0 | 0 | 0 | 0 | 0 | 0 | 0 | 0 | 0 | 0 | 0 | 0 | 0 | 0 | 12
NO |  | 148 | 2012 | 4 | 14 | 14 |  | SOUTHEAST |  | 0 | 0 | 2-0.15 | 0 | 0 | 0 | 795.0 ACSR | 0 | 0 | 0 | 0 | 0 | 0 | 0 | 0 | 0 | 0 | 0 | 0 | 0 | 0 | 0 | 0 | 0 | 0 | 0 | 0 | 0 | 0 | 0 | 12
NO |  | 148 | 2012 | 4 | 15 | 15 |  | TL81-550 RIVERSIDE POWER | TULSA POWER STATION | 138 | 138 | 1-12.3613 | 14.01 | 0 | 1 | (T2) 636 ACSR | 0 | 0 | 0 | 0 | 0 | 0 | 0 | 0 | 0 | 0 | 0 | 0 | 0 | 0 | 0 | 0 | 0 | 0 | 0 | 0 | 0 | 0 | 0 | 12
NO |  | 148 | 2012 | 4 | 16 | 16 |  | STATION 138 |  | 0 | 0 | 2-1.6513 | 0 | 0 | 0 | 1272.0 ACSR | 0 | 0 | 0 | 0 | 0 | 0 | 0 | 0 | 0 | 0 | 0 | 0 | 0 | 0 | 0 | 0 | 0 | 0 | 0 | 0 | 0 | 0 | 0 | 12
NO |  | 148 | 2012 | 4 | 17 | 17 |  |  |  | 0 | 0 | 0 | 0 | 0 | 0 | 2x795.0 ACSR | 0 | 0 | 0 | 0 | 0 | 0 | 0 | 0 | 0 | 0 | 0 | 0 | 0 | 0 | 0 | 0 | 0 | 0 | 0 | 0 | 0 | 0 | 0 | 12
NO |  | 148 | 2012 | 4 | 18 | 18 |  |  |  | 0 | 0 | 0 | 0 | 0 | 0 | 4/0 ACSR | 0 | 0 | 0 | 0 | 0 | 0 | 0 | 0 | 0 | 0 | 0 | 0 | 0 | 0 | 0 | 0 | 0 | 0 | 0 | 0 | 0 | 0 | 0 | 12
NO |  | 148 | 2012 | 4 | 19 | 19 |  |  |  | 0 | 0 | 0 | 0 | 0 | 0 | 795.0 ACSR | 0 | 0 | 0 | 0 | 0 | 0 | 0 | 0 | 0 | 0 | 0 | 0 | 0 | 0 | 0 | 0 | 0 | 0 | 0 | 0 | 0 | 0 | 0 | 12
NO |  | 148 | 2012 | 4 | 20 | 20 |  | TL81-551 BIXBY 111TH | KIMBERLY CLARK | 138 | 138 | 1-5.35 | 5.35 | 0.96 | 1 | 1272.0 ACSR | 0 | 0 | 0 | 0 | 0 | 0 | 0 | 0 | 0 | 0 | 0 | 0 | 0 | 0 | 0 | 0 | 0 | 0 | 0 | 0 | 0 | 0 | 0 | 12
NO |  | 148 | 2012 | 4 | 21 | 21 |  | TL81-553 81ST & GARNETT | TULSA SOUTHEAST | 138 | 138 | 1-3.2261 | 3.23 | 5.26 | 1 | 1272.0 ACSR | 0 | 0 | 0 | 0 | 0 | 0 | 0 | 0 | 0 | 0 | 0 | 0 | 0 | 0 | 0 | 0 | 0 | 0 | 0 | 0 | 0 | 0 | 0 | 12
NO |  | 148 | 2012 | 4 | 22 | 22 |  |  |  | 0 | 0 | 0 | 0 | 0 | 0 | 477.0 ACSR | 0 | 0 | 0 | 0 | 0 | 0 | 0 | 0 | 0 | 0 | 0 | 0 | 0 | 0 | 0 | 0 | 0 | 0 | 0 | 0 | 0 | 0 | 0 | 12
NO |  | 148 | 2012 | 4 | 23 | 23 |  | TL81-554 GROVE | PRYOR JCT. | 138 | 138 | 1-1.8 | 48.2 | 0 | 1 | (T2) 397 ACSR | 0 | 0 | 0 | 0 | 0 | 0 | 0 | 0 | 0 | 0 | 0 | 0 | 0 | 0 | 0 | 0 | 0 | 0 | 0 | 0 | 0 | 0 | 0 | 12
NO |  | 148 | 2012 | 4 | 24 | 24 |  |  |  | 0 | 0 | 2-46.4 | 0 | 0 | 0 | 397.0 ACSR | 0 | 0 | 0 | 0 | 0 | 0 | 0 | 0 | 0 | 0 | 0 | 0 | 0 | 0 | 0 | 0 | 0 | 0 | 0 | 0 | 0 | 0 | 0 | 12
NO |  | 148 | 2012 | 4 | 25 | 25 |  |  |  | 0 | 0 | 0 | 0 | 0 | 0 | 795.0 ACSR | 0 | 0 | 0 | 0 | 0 | 0 | 0 | 0 | 0 | 0 | 0 | 0 | 0 | 0 | 0 | 0 | 0 | 0 | 0 | 0 | 0 | 0 | 0 | 12
NO |  | 148 | 2012 | 4 | 26 | 26 |  | TL81-556 EAST 61ST STREET | TULSA SOUTHEAST | 138 | 138 | 1-3.1994 | 3.54 | 0 | 1 | 1272.0 ACSR | 0 | 0 | 0 | 0 | 0 | 0 | 0 | 0 | 0 | 0 | 0 | 0 | 0 | 0 | 0 | 0 | 0 | 0 | 0 | 0 | 0 | 0 | 0 | 12
NO |  | 148 | 2012 | 4 | 27 | 27 |  |  |  | 0 | 0 | 2-0.3357 | 0 | 0 | 0 | 556.5 ACSR | 0 | 0 | 0 | 0 | 0 | 0 | 0 | 0 | 0 | 0 | 0 | 0 | 0 | 0 | 0 | 0 | 0 | 0 | 0 | 0 | 0 | 0 | 0 | 12
NO |  | 148 | 2012 | 4 | 28 | 28 |  | TL81-557 VINITA JCT | HOCKERVILLE (EDE) | 138 | 138 | 1-8.29 | 36.32 | 0 | 1 | (T2) 397 ACSR | 0 | 0 | 0 | 0 | 0 | 0 | 0 | 0 | 0 | 0 | 0 | 0 | 0 | 0 | 0 | 0 | 0 | 0 | 0 | 0 | 0 | 0 | 0 | 12
NO |  | 148 | 2012 | 4 | 29 | 29 |  |  |  | 0 | 0 | 2-28.03 | 0 | 0 | 0 | 795.0 ACSR | 0 | 0 | 0 | 0 | 0 | 0 | 0 | 0 | 0 | 0 | 0 | 0 | 0 | 0 | 0 | 0 | 0 | 0 | 0 | 0 | 0 | 0 | 0 | 12
NO |  | 148 | 2012 | 4 | 30 | 30 |  | TL81-558 MOUND ROAD | SHIDLER | 138 | 138 | 1-3.19 | 41.42 | 0 | 1 | 477.0 ACSR | 0 | 0 | 0 | 0 | 0 | 0 | 0 | 0 | 0 | 0 | 0 | 0 | 0 | 0 | 0 | 0 | 0 | 0 | 0 | 0 | 0 | 0 | 0 | 12
NO |  | 148 | 2012 | 4 | 31 | 31 |  |  |  | 0 | 0 | 2-38.23 | 0 | 0 | 0 | 795.0 ACSR | 0 | 0 | 0 | 0 | 0 | 0 | 0 | 0 | 0 | 0 | 0 | 0 | 0 | 0 | 0 | 0 | 0 | 0 | 0 | 0 | 0 | 0 | 0 | 12
NO |  | 148 | 2012 | 4 | 32 | 32 |  | TL81-559 BARTLESVILLE | BARTLESVILLE SOUTHEAST | 138 | 138 | 1-3.57 | 4.99 | 0 | 1 | 477.0 ACSR | 0 | 0 | 0 | 0 | 0 | 0 | 0 | 0 | 0 | 0 | 0 | 0 | 0 | 0 | 0 | 0 | 0 | 0 | 0 | 0 | 0 | 0 | 0 | 12
NO |  | 148 | 2012 | 4 | 33 | 33 |  | COMANCHE |  | 0 | 0 | 2-1.42 | 0 | 0 | 0 | 636.0 ACSR | 0 | 0 | 0 | 0 | 0 | 0 | 0 | 0 | 0 | 0 | 0 | 0 | 0 | 0 | 0 | 0 | 0 | 0 | 0 | 0 | 0 | 0 | 0 | 12
NO |  | 148 | 2012 | 4 | 34 | 34 |  |  |  | 0 | 0 | 0 | 0 | 0 | 0 | 795.0 ACSR | 0 | 0 | 0 | 0 | 0 | 0 | 0 | 0 | 0 | 0 | 0 | 0 | 0 | 0 | 0 | 0 | 0 | 0 | 0 | 0 | 0 | 0 | 0 | 12
NO |  | 148 | 2012 | 5 | 1 | 1 |  | TL81-560 ONETA | 81ST & GARNETT | 138 | 138 | 1-16.443 | 16.44 | 0 | 1 | (T2) 636 ACSR | 0 | 0 | 0 | 0 | 0 | 0 | 0 | 0 | 0 | 0 | 0 | 0 | 0 | 0 | 0 | 0 | 0 | 0 | 0 | 0 | 0 | 0 | 0 | 12
NO |  | 148 | 2012 | 5 | 2 | 2 |  |  |  | 0 | 0 | 0 | 0 | 0 | 0 | 1272.0 ACSR | 0 | 0 | 0 | 0 | 0 | 0 | 0 | 0 | 0 | 0 | 0 | 0 | 0 | 0 | 0 | 0 | 0 | 0 | 0 | 0 | 0 | 0 | 0 | 12
NO |  | 148 | 2012 | 5 | 3 | 3 |  |  |  | 0 | 0 | 0 | 0 | 0 | 0 | 795.0 ACSR | 0 | 0 | 0 | 0 | 0 | 0 | 0 | 0 | 0 | 0 | 0 | 0 | 0 | 0 | 0 | 0 | 0 | 0 | 0 | 0 | 0 | 0 | 0 | 12
NO |  | 148 | 2012 | 5 | 4 | 4 |  | TL81-561 CRAIG JCT. | IDABEL | 138 | 138 | 1-2.35 | 20.19 | 0 | 1 | 477.0 ACSR | 0 | 0 | 0 | 0 | 0 | 0 | 0 | 0 | 0 | 0 | 0 | 0 | 0 | 0 | 0 | 0 | 0 | 0 | 0 | 0 | 0 | 0 | 0 | 12
NO |  | 148 | 2012 | 5 | 5 | 5 |  |  |  | 0 | 0 | 2-17.32 | 0 | 0 | 0 | 795.0 ACSR | 0 | 0 | 0 | 0 | 0 | 0 | 0 | 0 | 0 | 0 | 0 | 0 | 0 | 0 | 0 | 0 | 0 | 0 | 0 | 0 | 0 | 0 | 0 | 12
NO |  | 148 | 2012 | 5 | 6 | 6 |  |  |  | 0 | 0 | 0 | 0 | 0 | 0 | 795.0 Self Dampi | 0 | 0 | 0 | 0 | 0 | 0 | 0 | 0 | 0 | 0 | 0 | 0 | 0 | 0 | 0 | 0 | 0 | 0 | 0 | 0 | 0 | 0 | 0 | 12
NO |  | 148 | 2012 | 5 | 7 | 7 |  | TL81-562 AMERICAN AIRLINES | MOHAWK | 138 | 138 | 1-5.52 | 6.03 | 0 | 1 | 1272.0 ACSR | 0 | 0 | 0 | 0 | 0 | 0 | 0 | 0 | 0 | 0 | 0 | 0 | 0 | 0 | 0 | 0 | 0 | 0 | 0 | 0 | 0 | 0 | 0 | 12
NO |  | 148 | 2012 | 5 | 8 | 8 |  |  |  | 0 | 0 | 2-0.51 | 0 | 0 | 0 |  | 0 | 0 | 0 | 0 | 0 | 0 | 0 | 0 | 0 | 0 | 0 | 0 | 0 | 0 | 0 | 0 | 0 | 0 | 0 | 0 | 0 | 0 | 0 | 12
NO |  | 148 | 2012 | 5 | 9 | 9 |  | TL81-563 EAST 61ST STREET | 96TH AND YALE | 138 | 138 | 1-2.58 | 5.61 | 0 | 1 | 1272.0 ACSR | 0 | 0 | 0 | 0 | 0 | 0 | 0 | 0 | 0 | 0 | 0 | 0 | 0 | 0 | 0 | 0 | 0 | 0 | 0 | 0 | 0 | 0 | 0 | 12
NO |  | 148 | 2012 | 5 | 10 | 10 |  |  |  | 0 | 0 | 2-3.03 | 0 | 0 | 0 |  | 0 | 0 | 0 | 0 | 0 | 0 | 0 | 0 | 0 | 0 | 0 | 0 | 0 | 0 | 0 | 0 | 0 | 0 | 0 | 0 | 0 | 0 | 0 | 12
NO |  | 148 | 2012 | 5 | 11 | 11 |  | TL81-564 DELAWARE 345 | CITY OF COFFEYVILLE B | 138 | 138 | 1-15.54 | 15.54 | 0 | 1 | 1272.0 ACSR | 0 | 0 | 0 | 0 | 0 | 0 | 0 | 0 | 0 | 0 | 0 | 0 | 0 | 0 | 0 | 0 | 0 | 0 | 0 | 0 | 0 | 0 | 0 | 12
NO |  | 148 | 2012 | 5 | 12 | 12 |  | TL81-565 COMANCHE POWER | LAWTON 112TH & W. GORE | 138 | 138 | 1-19.69 | 19.69 | 0 | 1 | (T2) 636 ACSR | 0 | 0 | 0 | 0 | 0 | 0 | 0 | 0 | 0 | 0 | 0 | 0 | 0 | 0 | 0 | 0 | 0 | 0 | 0 | 0 | 0 | 0 | 0 | 12
NO |  | 148 | 2012 | 5 | 13 | 13 |  | STATION |  | 0 | 0 | 0 | 0 | 0 | 0 |  | 0 | 0 | 0 | 0 | 0 | 0 | 0 | 0 | 0 | 0 | 0 | 0 | 0 | 0 | 0 | 0 | 0 | 0 | 0 | 0 | 0 | 0 | 0 | 12
NO |  | 148 | 2012 | 5 | 14 | 14 |  | TL81-566 BROKEN ARROW 81ST | FORD | 138 | 138 | 1-3.06 | 3.06 | 0 | 1 | 795.0 ACSR | 0 | 0 | 0 | 0 | 0 | 0 | 0 | 0 | 0 | 0 | 0 | 0 | 0 | 0 | 0 | 0 | 0 | 0 | 0 | 0 | 0 | 0 | 0 | 12
NO |  | 148 | 2012 | 5 | 15 | 15 |  | TL81-567 HENRYETTA | WELEETKA | 138 | 138 | 1-13.326 | 13.33 | 0 | 1 | 1272.0 ACSR | 0 | 0 | 0 | 0 | 0 | 0 | 0 | 0 | 0 | 0 | 0 | 0 | 0 | 0 | 0 | 0 | 0 | 0 | 0 | 0 | 0 | 0 | 0 | 12
NO |  | 148 | 2012 | 5 | 16 | 16 |  | TL81-568 AMERICAN AIRLINES | MINGO ROAD AIRPORT | 138 | 138 | 1-0.93 | 0.93 | 0.38 | 1 | 1272.0 ACSR | 0 | 0 | 0 | 0 | 0 | 0 | 0 | 0 | 0 | 0 | 0 | 0 | 0 | 0 | 0 | 0 | 0 | 0 | 0 | 0 | 0 | 0 | 0 | 12
NO |  | 148 | 2012 | 5 | 17 | 17 |  | TL81-569 WELEETKA POWER | SWPA WELEETKA STATION | 138 | 138 | 2-2.62 | 2.62 | 0 | 1 | 795.0 ACSR | 0 | 0 | 0 | 0 | 0 | 0 | 0 | 0 | 0 | 0 | 0 | 0 | 0 | 0 | 0 | 0 | 0 | 0 | 0 | 0 | 0 | 0 | 0 | 12
NO |  | 148 | 2012 | 5 | 18 | 18 |  | STATION |  | 0 | 0 |  | 0 | 0 | 0 |  | 0 | 0 | 0 | 0 | 0 | 0 | 0 | 0 | 0 | 0 | 0 | 0 | 0 | 0 | 0 | 0 | 0 | 0 | 0 | 0 | 0 | 0 | 0 | 12
NO |  | 148 | 2012 | 5 | 19 | 19 |  | TL81-570 WEATHERFORD JCT | WEATHERFORD SE | 138 | 138 | 1-0.13 | 1.01 | 0 | 1 | 795.0 ACSR | 0 | 0 | 0 | 0 | 0 | 0 | 0 | 0 | 0 | 0 | 0 | 0 | 0 | 0 | 0 | 0 | 0 | 0 | 0 | 0 | 0 | 0 | 0 | 12
NO |  | 148 | 2012 | 5 | 20 | 20 |  |  |  | 0 | 0 | 2-0.885 | 0 | 0 | 0 |  | 0 | 0 | 0 | 0 | 0 | 0 | 0 | 0 | 0 | 0 | 0 | 0 | 0 | 0 | 0 | 0 | 0 | 0 | 0 | 0 | 0 | 0 | 0 | 12
NO |  | 148 | 2012 | 5 | 21 | 21 |  | TL81-571 36TH & OLYMPIA | TULSA POWER STATION | 138 | 138 | NONE | 0 | 0.86 | 1 | (T2) 636 ACSR | 0 | 0 | 0 | 0 | 0 | 0 | 0 | 0 | 0 | 0 | 0 | 0 | 0 | 0 | 0 | 0 | 0 | 0 | 0 | 0 | 0 | 0 | 0 | 12
NO |  | 148 | 2012 | 5 | 22 | 22 |  |  |  | 0 | 0 | 0 | 0 | 0 | 0 |  | 0 | 0 | 0 | 0 | 0 | 0 | 0 | 0 | 0 | 0 | 0 | 0 | 0 | 0 | 0 | 0 | 0 | 0 | 0 | 0 | 0 | 0 | 0 | 12
NO |  | 148 | 2012 | 5 | 23 | 23 |  | TL81-572 WEATHERFORD | WEATHERFORD SE | 138 | 138 | 1-2.81 | 9.9 | 0 | 1 | 4/0 ACSR | 0 | 0 | 0 | 0 | 0 | 0 | 0 | 0 | 0 | 0 | 0 | 0 | 0 | 0 | 0 | 0 | 0 | 0 | 0 | 0 | 0 | 0 | 0 | 12
NO |  | 148 | 2012 | 5 | 24 | 24 |  | WINDFARM |  | 0 | 0 | 2-7.0905 | 0 | 0 | 0 | 477.0 ACSR | 0 | 0 | 0 | 0 | 0 | 0 | 0 | 0 | 0 | 0 | 0 | 0 | 0 | 0 | 0 | 0 | 0 | 0 | 0 | 0 | 0 | 0 | 0 | 12
NO |  | 148 | 2012 | 5 | 25 | 25 |  |  |  | 0 | 0 | 0 | 0 | 0 | 0 | 795.0 ACSR | 0 | 0 | 0 | 0 | 0 | 0 | 0 | 0 | 0 | 0 | 0 | 0 | 0 | 0 | 0 | 0 | 0 | 0 | 0 | 0 | 0 | 0 | 0 | 12
NO |  | 148 | 2012 | 5 | 26 | 26 |  | TL81-573 RIVERSIDE POWER | SAPULPA ROAD | 138 | 138 | 1-3.2222 | 5.56 | 4.79 | 1 | (T2) 636 ACSR | 0 | 0 | 0 | 0 | 0 | 0 | 0 | 0 | 0 | 0 | 0 | 0 | 0 | 0 | 0 | 0 | 0 | 0 | 0 | 0 | 0 | 0 | 0 | 12
NO |  | 148 | 2012 | 5 | 27 | 27 |  | STATION 138 |  | 0 | 0 | 2-2.3355 | 0 | 0 | 0 | 477.0 ACSR | 0 | 0 | 0 | 0 | 0 | 0 | 0 | 0 | 0 | 0 | 0 | 0 | 0 | 0 | 0 | 0 | 0 | 0 | 0 | 0 | 0 | 0 | 0 | 12
NO |  | 148 | 2012 | 5 | 28 | 28 |  |  |  | 0 | 0 | 0 | 0 | 0 | 0 | 795.0 ACSR | 0 | 0 | 0 | 0 | 0 | 0 | 0 | 0 | 0 | 0 | 0 | 0 | 0 | 0 | 0 | 0 | 0 | 0 | 0 | 0 | 0 | 0 | 0 | 12
NO |  | 148 | 2012 | 5 | 29 | 29 |  | TL81-574 SAND SPRINGS | SAPULPA ROAD | 138 | 138 | 3-4.2354 | 4.24 | 5.15 | 1 | 1272.0 ACSR | 0 | 0 | 0 | 0 | 0 | 0 | 0 | 0 | 0 | 0 | 0 | 0 | 0 | 0 | 0 | 0 | 0 | 0 | 0 | 0 | 0 | 0 | 0 | 12
NO |  | 148 | 2012 | 5 | 30 | 30 |  |  |  | 0 | 0 | 0 | 0 | 0 | 0 | 556.5 ACSR | 0 | 0 | 0 | 0 | 0 | 0 | 0 | 0 | 0 | 0 | 0 | 0 | 0 | 0 | 0 | 0 | 0 | 0 | 0 | 0 | 0 | 0 | 0 | 12
NO |  | 148 | 2012 | 5 | 31 | 31 |  | TL81-575 RIVERSIDE 138 | RIVERSIDE 345 | 138 | 138 | 1-0.2549 | 0.25 | 0.64 | 1 | 2 -2156.0 ACSR | 0 | 0 | 0 | 0 | 0 | 0 | 0 | 0 | 0 | 0 | 0 | 0 | 0 | 0 | 0 | 0 | 0 | 0 | 0 | 0 | 0 | 0 | 0 | 12
NO |  | 148 | 2012 | 5 | 32 | 32 |  | TL81-578 MAID | PRYOR CREEK | 138 | 138 | 1-2.5692 | 2.57 | 0.69 | 1 | 1272.0 ACSR | 0 | 0 | 0 | 0 | 0 | 0 | 0 | 0 | 0 | 0 | 0 | 0 | 0 | 0 | 0 | 0 | 0 | 0 | 0 | 0 | 0 | 0 | 0 | 12
NO |  | 148 | 2012 | 5 | 33 | 33 |  | TL81-579 ALTUS JCT. | SNYDER | 138 | 138 | 1-25.7163 | 25.72 | 0 | 1 | (T2) 397 ACSR | 0 | 0 | 0 | 0 | 0 | 0 | 0 | 0 | 0 | 0 | 0 | 0 | 0 | 0 | 0 | 0 | 0 | 0 | 0 | 0 | 0 | 0 | 0 | 12
NO |  | 148 | 2012 | 5 | 34 | 34 |  |  |  | 0 | 0 | 0 | 0 | 0 | 0 | 795.0 ACSR | 0 | 0 | 0 | 0 | 0 | 0 | 0 | 0 | 0 | 0 | 0 | 0 | 0 | 0 | 0 | 0 | 0 | 0 | 0 | 0 | 0 | 0 | 0 | 12
NO |  | 148 | 2012 | 6 | 1 | 1 |  | TL81-580 88TH & MINGO | TULSA NORTH | 138 | 138 | 1-2.871 | 4.48 | 6.5 | 1 | 556.5 ACSR | 0 | 0 | 0 | 0 | 0 | 0 | 0 | 0 | 0 | 0 | 0 | 0 | 0 | 0 | 0 | 0 | 0 | 0 | 0 | 0 | 0 | 0 | 0 | 12
NO |  | 148 | 2012 | 6 | 2 | 2 |  |  |  | 0 | 0 | 3-9.33 | 0 | 0 | 0 | 795.0 ACSR | 0 | 0 | 0 | 0 | 0 | 0 | 0 | 0 | 0 | 0 | 0 | 0 | 0 | 0 | 0 | 0 | 0 | 0 | 0 | 0 | 0 | 0 | 0 | 12
NO |  | 148 | 2012 | 6 | 3 | 3 |  | TL81-581 HUGO | VALLIANT 345 | 138 | 138 | 2-28.9 | 28.9 | 0 | 1 | 795.0 ACSR | 0 | 0 | 0 | 0 | 0 | 0 | 0 | 0 | 0 | 0 | 0 | 0 | 0 | 0 | 0 | 0 | 0 | 0 | 0 | 0 | 0 | 0 | 0 | 12
NO |  | 148 | 2012 | 6 | 4 | 4 |  | TL81-583 HOBART JCT | VETERANS (OMPA) | 138 | 138 | 2-32.4058 | 32.41 | 0 | 1 | 477.0 ACSR | 0 | 0 | 0 | 0 | 0 | 0 | 0 | 0 | 0 | 0 | 0 | 0 | 0 | 0 | 0 | 0 | 0 | 0 | 0 | 0 | 0 | 0 | 0 | 12
NO |  | 148 | 2012 | 6 | 5 | 5 |  | TL81-599 NORTHEASTERN 138 | NORTHEASTERN 345 | 138 | 138 | 1-0.33 | 0.33 | 0 | 1 | 795.0 ACSR | 0 | 0 | 0 | 0 | 0 | 0 | 0 | 0 | 0 | 0 | 0 | 0 | 0 | 0 | 0 | 0 | 0 | 0 | 0 | 0 | 0 | 0 | 0 | 12
NO |  | 148 | 2012 | 6 | 6 | 6 |  | TL81-801 CORNVILLE | MAUD (OG&E) | 138 | 138 | 2-60.42 | 60.42 | 5.79 | 1 | 266.8 ACSR | 0 | 0 | 0 | 0 | 0 | 0 | 0 | 0 | 0 | 0 | 0 | 0 | 0 | 0 | 0 | 0 | 0 | 0 | 0 | 0 | 0 | 0 | 0 | 12
NO |  | 148 | 2012 | 6 | 7 | 7 |  |  |  | 0 | 0 | 0 | 0 | 0 | 0 | 3/0 S CUweld CU 1 | 0 | 0 | 0 | 0 | 0 | 0 | 0 | 0 | 0 | 0 | 0 | 0 | 0 | 0 | 0 | 0 | 0 | 0 | 0 | 0 | 0 | 0 | 0 | 12
NO |  | 148 | 2012 | 6 | 8 | 8 |  |  |  | 0 | 0 | 0 | 0 | 0 | 0 | 4/0 ACSR | 0 | 0 | 0 | 0 | 0 | 0 | 0 | 0 | 0 | 0 | 0 | 0 | 0 | 0 | 0 | 0 | 0 | 0 | 0 | 0 | 0 | 0 | 0 | 12
NO |  | 148 | 2012 | 6 | 9 | 9 |  |  |  | 0 | 0 | 0 | 0 | 0 | 0 | 795.0 ACSR | 0 | 0 | 0 | 0 | 0 | 0 | 0 | 0 | 0 | 0 | 0 | 0 | 0 | 0 | 0 | 0 | 0 | 0 | 0 | 0 | 0 | 0 | 0 | 12
NO |  | 148 | 2012 | 6 | 10 | 10 |  | TL81-802 OKMULGEE CITY | RIVERSIDE POWER STATION 138 | 138 | 138 | 1-28.31 | 28.31 | 1.9 | 1 | 1272.0 ACSR | 0 | 0 | 0 | 0 | 0 | 0 | 0 | 0 | 0 | 0 | 0 | 0 | 0 | 0 | 0 | 0 | 0 | 0 | 0 | 0 | 0 | 0 | 0 | 12
NO |  | 148 | 2012 | 6 | 11 | 11 |  |  |  | 0 | 0 | 0 | 0 | 0 | 0 | 477.0 ACSR | 0 | 0 | 0 | 0 | 0 | 0 | 0 | 0 | 0 | 0 | 0 | 0 | 0 | 0 | 0 | 0 | 0 | 0 | 0 | 0 | 0 | 0 | 0 | 12
NO |  | 148 | 2012 | 6 | 12 | 12 |  | TL81-803 SOUTHWESTERN POWER | ANADARKO (WFEC) | 138 | 138 | 2-7.37 | 7.37 | 0 | 1 | 795.0 ACSR | 0 | 0 | 0 | 0 | 0 | 0 | 0 | 0 | 0 | 0 | 0 | 0 | 0 | 0 | 0 | 0 | 0 | 0 | 0 | 0 | 0 | 0 | 0 | 12
NO |  | 148 | 2012 | 6 | 13 | 13 |  | STATION |  | 0 | 0 | 0 | 0 | 0 | 0 |  | 0 | 0 | 0 | 0 | 0 | 0 | 0 | 0 | 0 | 0 | 0 | 0 | 0 | 0 | 0 | 0 | 0 | 0 | 0 | 0 | 0 | 0 | 0 | 12
NO |  | 148 | 2012 | 6 | 14 | 14 |  | TL81-804 NORGE ROAD | SOUTHWESTERN POWER STATION | 138 | 138 | 2-22.35 | 22.35 | 0 | 1 | 397.0 ACSR | 0 | 0 | 0 | 0 | 0 | 0 | 0 | 0 | 0 | 0 | 0 | 0 | 0 | 0 | 0 | 0 | 0 | 0 | 0 | 0 | 0 | 0 | 0 | 12
NO |  | 148 | 2012 | 6 | 15 | 15 |  | TL81-805 OKMULGEE | WELEETKA | 138 | 138 | 1-0.163 | 23.43 | 0 | 1 | 477.0 ACSR | 0 | 0 | 0 | 0 | 0 | 0 | 0 | 0 | 0 | 0 | 0 | 0 | 0 | 0 | 0 | 0 | 0 | 0 | 0 | 0 | 0 | 0 | 0 | 12
NO |  | 148 | 2012 | 6 | 16 | 16 |  |  |  | 0 | 0 | 2-23.267 | 0 | 0 | 0 |  | 0 | 0 | 0 | 0 | 0 | 0 | 0 | 0 | 0 | 0 | 0 | 0 | 0 | 0 | 0 | 0 | 0 | 0 | 0 | 0 | 0 | 0 | 0 | 12
NO |  | 148 | 2012 | 6 | 17 | 17 |  | TL81-806 SAND SPRINGS | WILDHORSE | 138 | 138 | 1-6.56 | 35.19 | 0.8 | 1 | 266.8 ACSR | 0 | 0 | 0 | 0 | 0 | 0 | 0 | 0 | 0 | 0 | 0 | 0 | 0 | 0 | 0 | 0 | 0 | 0 | 0 | 0 | 0 | 0 | 0 | 12
NO |  | 148 | 2012 | 6 | 18 | 18 |  |  |  | 0 | 0 | 2-28.63 | 0 | 0 | 0 | 3/0 ACSR | 0 | 0 | 0 | 0 | 0 | 0 | 0 | 0 | 0 | 0 | 0 | 0 | 0 | 0 | 0 | 0 | 0 | 0 | 0 | 0 | 0 | 0 | 0 | 12
NO |  | 148 | 2012 | 6 | 19 | 19 |  |  |  | 0 | 0 |  | 0 | 0 | 0 | 4/0 ACSR | 0 | 0 | 0 | 0 | 0 | 0 | 0 | 0 | 0 | 0 | 0 | 0 | 0 | 0 | 0 | 0 | 0 | 0 | 0 | 0 | 0 | 0 | 0 | 12
NO |  | 148 | 2012 | 6 | 20 | 20 |  |  |  | 0 | 0 |  | 0 | 0 | 0 | 477.0 ACSR | 0 | 0 | 0 | 0 | 0 | 0 | 0 | 0 | 0 | 0 | 0 | 0 | 0 | 0 | 0 | 0 | 0 | 0 | 0 | 0 | 0 | 0 | 0 | 12
NO |  | 148 | 2012 | 6 | 21 | 21 |  |  |  | 0 | 0 |  | 0 | 0 | 0 | 795.0 ACSR | 0 | 0 | 0 | 0 | 0 | 0 | 0 | 0 | 0 | 0 | 0 | 0 | 0 | 0 | 0 | 0 | 0 | 0 | 0 | 0 | 0 | 0 | 0 | 12
NO |  | 148 | 2012 | 6 | 22 | 22 |  | TL81-807 ONETA | TULSA SOUTHEAST | 138 | 138 | 1-2.2884 | 20.76 | 0 | 1 | (T2) 397 ACSR | 0 | 0 | 0 | 0 | 0 | 0 | 0 | 0 | 0 | 0 | 0 | 0 | 0 | 0 | 0 | 0 | 0 | 0 | 0 | 0 | 0 | 0 | 0 | 12
NO |  | 148 | 2012 | 6 | 23 | 23 |  |  |  | 0 | 0 | 2-3.046 | 0 | 0 | 0 | (T2) 795 ACSR | 0 | 0 | 0 | 0 | 0 | 0 | 0 | 0 | 0 | 0 | 0 | 0 | 0 | 0 | 0 | 0 | 0 | 0 | 0 | 0 | 0 | 0 | 0 | 12
NO |  | 148 | 2012 | 6 | 24 | 24 |  |  |  | 0 | 0 | 3-15.4243 | 0 | 0 | 0 | 477.0 ACSR | 0 | 0 | 0 | 0 | 0 | 0 | 0 | 0 | 0 | 0 | 0 | 0 | 0 | 0 | 0 | 0 | 0 | 0 | 0 | 0 | 0 | 0 | 0 | 12
NO |  | 148 | 2012 | 6 | 25 | 25 |  |  |  | 0 | 0 | 0 | 0 | 0 | 0 | 795.0 ACSR | 0 | 0 | 0 | 0 | 0 | 0 | 0 | 0 | 0 | 0 | 0 | 0 | 0 | 0 | 0 | 0 | 0 | 0 | 0 | 0 | 0 | 0 | 0 | 12
NO |  | 148 | 2012 | 6 | 26 | 26 |  | TL81-808 36TH & OLYMPIA | SAND SPRINGS | 138 | 138 | 1-2.65 | 3.7 | 7.17 | 1 | (T2) 636 ACSR | 0 | 0 | 0 | 0 | 0 | 0 | 0 | 0 | 0 | 0 | 0 | 0 | 0 | 0 | 0 | 0 | 0 | 0 | 0 | 0 | 0 | 0 | 0 | 12
NO |  | 148 | 2012 | 6 | 27 | 27 |  |  |  | 0 | 0 | 3-1.05 | 0 | 0 | 0 | 556.5 ACSR | 0 | 0 | 0 | 0 | 0 | 0 | 0 | 0 | 0 | 0 | 0 | 0 | 0 | 0 | 0 | 0 | 0 | 0 | 0 | 0 | 0 | 0 | 0 | 12
NO |  | 148 | 2012 | 6 | 28 | 28 |  |  |  | 0 | 0 | 0 | 0 | 0 | 0 | 795.0 ACSR | 0 | 0 | 0 | 0 | 0 | 0 | 0 | 0 | 0 | 0 | 0 | 0 | 0 | 0 | 0 | 0 | 0 | 0 | 0 | 0 | 0 | 0 | 0 | 12
NO |  | 148 | 2012 | 6 | 29 | 29 |  | TL81-809 RIVERSIDE POWER | SOUTH HUDSON | 138 | 138 | 1-5.88 | 12.8 | 0 | 1 | 1272.0 ACSR | 0 | 0 | 0 | 0 | 0 | 0 | 0 | 0 | 0 | 0 | 0 | 0 | 0 | 0 | 0 | 0 | 0 | 0 | 0 | 0 | 0 | 0 | 0 | 12
NO |  | 148 | 2012 | 6 | 30 | 30 |  | STATION 138 |  | 0 | 0 | 2-4.79 | 0 | 0 | 0 | 266.8 ACSR | 0 | 0 | 0 | 0 | 0 | 0 | 0 | 0 | 0 | 0 | 0 | 0 | 0 | 0 | 0 | 0 | 0 | 0 | 0 | 0 | 0 | 0 | 0 | 12
NO |  | 148 | 2012 | 6 | 31 | 31 |  |  |  | 0 | 0 | 3-1.86 | 0 | 0 | 0 | 2x795.0 ACSR | 0 | 0 | 0 | 0 | 0 | 0 | 0 | 0 | 0 | 0 | 0 | 0 | 0 | 0 | 0 | 0 | 0 | 0 | 0 | 0 | 0 | 0 | 0 | 12
NO |  | 148 | 2012 | 6 | 32 | 32 |  |  |  | 0 | 0 | 4-0.27 | 0 | 0 | 0 | 477.0 ACSR | 0 | 0 | 0 | 0 | 0 | 0 | 0 | 0 | 0 | 0 | 0 | 0 | 0 | 0 | 0 | 0 | 0 | 0 | 0 | 0 | 0 | 0 | 0 | 12
NO |  | 148 | 2012 | 6 | 33 | 33 |  |  |  | 0 | 0 | 0 | 0 | 0 | 0 | 789.4 CU Undergro | 0 | 0 | 0 | 0 | 0 | 0 | 0 | 0 | 0 | 0 | 0 | 0 | 0 | 0 | 0 | 0 | 0 | 0 | 0 | 0 | 0 | 0 | 0 | 12
NO |  | 148 | 2012 | 7 | 1 | 1 |  | TL81-810 CATOOSA | TULSA SOUTHEAST | 138 | 138 | 1-5.9502 | 10.27 | 8.45 | 1 | (T2) 397 ACSR | 0 | 0 | 0 | 0 | 0 | 0 | 0 | 0 | 0 | 0 | 0 | 0 | 0 | 0 | 0 | 0 | 0 | 0 | 0 | 0 | 0 | 0 | 0 | 12
NO |  | 148 | 2012 | 7 | 2 | 2 |  |  |  | 0 | 0 | 3-4.3217 | 0 | 0 | 0 | (T2) 477 ACSR | 0 | 0 | 0 | 0 | 0 | 0 | 0 | 0 | 0 | 0 | 0 | 0 | 0 | 0 | 0 | 0 | 0 | 0 | 0 | 0 | 0 | 0 | 0 | 12
NO |  | 148 | 2012 | 7 | 3 | 3 |  |  |  | 0 | 0 | 0 | 0 | 0 | 0 | 477.0 ACSR | 0 | 0 | 0 | 0 | 0 | 0 | 0 | 0 | 0 | 0 | 0 | 0 | 0 | 0 | 0 | 0 | 0 | 0 | 0 | 0 | 0 | 0 | 0 | 12
NO |  | 148 | 2012 | 7 | 4 | 4 |  |  |  | 0 | 0 | 0 | 0 | 0 | 0 | 556.5 ACSR | 0 | 0 | 0 | 0 | 0 | 0 | 0 | 0 | 0 | 0 | 0 | 0 | 0 | 0 | 0 | 0 | 0 | 0 | 0 | 0 | 0 | 0 | 0 | 12
NO |  | 148 | 2012 | 7 | 5 | 5 |  |  |  | 0 | 0 | 0 | 0 | 0 | 0 | 795.0 ACSR | 0 | 0 | 0 | 0 | 0 | 0 | 0 | 0 | 0 | 0 | 0 | 0 | 0 | 0 | 0 | 0 | 0 | 0 | 0 | 0 | 0 | 0 | 0 | 12
NO |  | 148 | 2012 | 7 | 6 | 6 |  | TL81-811 SAND SPRINGS | WEKIWA SUB | 138 | 138 | 1-6.1 | 9.9 | 9.01 | 1 | 1272.0 ACSR | 0 | 0 | 0 | 0 | 0 | 0 | 0 | 0 | 0 | 0 | 0 | 0 | 0 | 0 | 0 | 0 | 0 | 0 | 0 | 0 | 0 | 0 | 0 | 12
NO |  | 148 | 2012 | 7 | 7 | 7 |  |  |  | 0 | 0 | 3-3.8 | 0 | 0 | 0 | 477.0 ACSR | 0 | 0 | 0 | 0 | 0 | 0 | 0 | 0 | 0 | 0 | 0 | 0 | 0 | 0 | 0 | 0 | 0 | 0 | 0 | 0 | 0 | 0 | 0 | 12
NO |  | 148 | 2012 | 7 | 8 | 8 |  |  |  | 0 | 0 | 0 | 0 | 0 | 0 | 636.0 ACSR | 0 | 0 | 0 | 0 | 0 | 0 | 0 | 0 | 0 | 0 | 0 | 0 | 0 | 0 | 0 | 0 | 0 | 0 | 0 | 0 | 0 | 0 | 0 | 12
NO |  | 148 | 2012 | 7 | 9 | 9 |  |  |  | 0 | 0 | 0 | 0 | 0 | 0 | 795.0 ACSR | 0 | 0 | 0 | 0 | 0 | 0 | 0 | 0 | 0 | 0 | 0 | 0 | 0 | 0 | 0 | 0 | 0 | 0 | 0 | 0 | 0 | 0 | 0 | 12
NO |  | 148 | 2012 | 7 | 10 | 10 |  | TL81-812 SAPULPA ROAD | TULSA POWER STATION | 138 | 138 | 1-7.5953 | 11.39 | 0 | 1 | (T2) 636 ACSR | 0 | 0 | 0 | 0 | 0 | 0 | 0 | 0 | 0 | 0 | 0 | 0 | 0 | 0 | 0 | 0 | 0 | 0 | 0 | 0 | 0 | 0 | 0 | 12
NO |  | 148 | 2012 | 7 | 11 | 11 |  |  |  | 0 | 0 | 3-3.7929 | 0 | 0 | 0 | 1272.0 ACSR | 0 | 0 | 0 | 0 | 0 | 0 | 0 | 0 | 0 | 0 | 0 | 0 | 0 | 0 | 0 | 0 | 0 | 0 | 0 | 0 | 0 | 0 | 0 | 12
NO |  | 148 | 2012 | 7 | 12 | 12 |  |  |  | 0 | 0 | 0 | 0 | 0 | 0 | 477.0 ACSR | 0 | 0 | 0 | 0 | 0 | 0 | 0 | 0 | 0 | 0 | 0 | 0 | 0 | 0 | 0 | 0 | 0 | 0 | 0 | 0 | 0 | 0 | 0 | 12
NO |  | 148 | 2012 | 7 | 13 | 13 |  | TL81-813 SAND SPRINGS | SHEFFIELD STEEL | 138 | 138 | 3-0.86 | 0.86 | 0 | 1 | 1272.0 ACSR | 0 | 0 | 0 | 0 | 0 | 0 | 0 | 0 | 0 | 0 | 0 | 0 | 0 | 0 | 0 | 0 | 0 | 0 | 0 | 0 | 0 | 0 | 0 | 12
NO |  | 148 | 2012 | 7 | 14 | 14 |  | TL81-814 NORTHEASTERN POWER | TULSA NORTH 138 | 138 | 138 | 1-0.644 | 21.65 | 0 | 1 | 477.0 ACSR | 0 | 0 | 0 | 0 | 0 | 0 | 0 | 0 | 0 | 0 | 0 | 0 | 0 | 0 | 0 | 0 | 0 | 0 | 0 | 0 | 0 | 0 | 0 | 12
NO |  | 148 | 2012 | 7 | 15 | 15 |  | STATION |  | 0 | 0 | 3-21.01 | 0 | 0 | 0 | 556.5 ACSR | 0 | 0 | 0 | 0 | 0 | 0 | 0 | 0 | 0 | 0 | 0 | 0 | 0 | 0 | 0 | 0 | 0 | 0 | 0 | 0 | 0 | 0 | 0 | 12
NO |  | 148 | 2012 | 7 | 16 | 16 |  |  |  | 0 | 0 | 0 | 0 | 0 | 0 | 636.0 ACSR | 0 | 0 | 0 | 0 | 0 | 0 | 0 | 0 | 0 | 0 | 0 | 0 | 0 | 0 | 0 | 0 | 0 | 0 | 0 | 0 | 0 | 0 | 0 | 12
NO |  | 148 | 2012 | 7 | 17 | 17 |  |  |  | 0 | 0 | 0 | 0 | 0 | 0 | 795.0 ACSS | 0 | 0 | 0 | 0 | 0 | 0 | 0 | 0 | 0 | 0 | 0 | 0 | 0 | 0 | 0 | 0 | 0 | 0 | 0 | 0 | 0 | 0 | 0 | 12
NO |  | 148 | 2012 | 7 | 18 | 18 |  | TL81-815 NORTHEASTERN POWER | NOWATA | 138 | 138 | 1-0.17 | 19.89 | 0.3 | 1 | 795.0 ACSR | 0 | 0 | 0 | 0 | 0 | 0 | 0 | 0 | 0 | 0 | 0 | 0 | 0 | 0 | 0 | 0 | 0 | 0 | 0 | 0 | 0 | 0 | 0 | 12
NO |  | 148 | 2012 | 7 | 19 | 19 |  | STATION |  | 0 | 0 | 2-19.6 | 0 | 0 | 0 |  | 0 | 0 | 0 | 0 | 0 | 0 | 0 | 0 | 0 | 0 | 0 | 0 | 0 | 0 | 0 | 0 | 0 | 0 | 0 | 0 | 0 | 0 | 0 | 12
NO |  | 148 | 2012 | 7 | 20 | 20 |  |  |  | 0 | 0 | 3-0.12 | 0 | 0 | 0 |  | 0 | 0 | 0 | 0 | 0 | 0 | 0 | 0 | 0 | 0 | 0 | 0 | 0 | 0 | 0 | 0 | 0 | 0 | 0 | 0 | 0 | 0 | 0 | 12
NO |  | 148 | 2012 | 7 | 21 | 21 |  | TL81-816 BARTLESVILLE | NORTHEASTERN STATION | 138 | 138 | 1-23.36 | 23.36 | 0.81 | 1 | (T2) 636 ACSR | 0 | 0 | 0 | 0 | 0 | 0 | 0 | 0 | 0 | 0 | 0 | 0 | 0 | 0 | 0 | 0 | 0 | 0 | 0 | 0 | 0 | 0 | 0 | 12
NO |  | 148 | 2012 | 7 | 22 | 22 |  | SOUTHEAST |  | 0 | 0 | 0 | 0 | 0 | 0 | 1272.0 ACSR | 0 | 0 | 0 | 0 | 0 | 0 | 0 | 0 | 0 | 0 | 0 | 0 | 0 | 0 | 0 | 0 | 0 | 0 | 0 | 0 | 0 | 0 | 0 | 12
NO |  | 148 | 2012 | 7 | 23 | 23 |  | TL81-817 CATOOSA | NORTHEASTERN POWER STATION | 138 | 138 | 1-3.524 | 12.85 | 13.3 | 1 | 477.0 ACSR | 0 | 0 | 0 | 0 | 0 | 0 | 0 | 0 | 0 | 0 | 0 | 0 | 0 | 0 | 0 | 0 | 0 | 0 | 0 | 0 | 0 | 0 | 0 | 12
NO |  | 148 | 2012 | 7 | 24 | 24 |  |  |  | 0 | 0 | 3-9.33 | 0 | 0 | 0 | 636.0 ACSR | 0 | 0 | 0 | 0 | 0 | 0 | 0 | 0 | 0 | 0 | 0 | 0 | 0 | 0 | 0 | 0 | 0 | 0 | 0 | 0 | 0 | 0 | 0 | 12
NO |  | 148 | 2012 | 7 | 25 | 25 |  | TL81-818 SAND SPRINGS | BLUEBELL (OG&E) | 138 | 138 | 1-0.2 | 11.93 | 0 | 1 | (T2) 636 ACSR | 0 | 0 | 0 | 0 | 0 | 0 | 0 | 0 | 0 | 0 | 0 | 0 | 0 | 0 | 0 | 0 | 0 | 0 | 0 | 0 | 0 | 0 | 0 | 12
NO |  | 148 | 2012 | 7 | 26 | 26 |  |  |  | 0 | 0 | 2-11.098 | 0 | 0 | 0 | 477.0 ACSR | 0 | 0 | 0 | 0 | 0 | 0 | 0 | 0 | 0 | 0 | 0 | 0 | 0 | 0 | 0 | 0 | 0 | 0 | 0 | 0 | 0 | 0 | 0 | 12
NO |  | 148 | 2012 | 7 | 27 | 27 |  |  |  | 0 | 0 | 3-0.632 | 0 | 0 | 0 | 795.0 ACSR | 0 | 0 | 0 | 0 | 0 | 0 | 0 | 0 | 0 | 0 | 0 | 0 | 0 | 0 | 0 | 0 | 0 | 0 | 0 | 0 | 0 | 0 | 0 | 12
NO |  | 148 | 2012 | 7 | 28 | 28 |  | TL81-819 HOBART JCT | SOUTHWESTERN POWER STATION | 138 | 138 | 2-42.7 | 42.7 | 0 | 1 | 397.0 ACSR | 0 | 0 | 0 | 0 | 0 | 0 | 0 | 0 | 0 | 0 | 0 | 0 | 0 | 0 | 0 | 0 | 0 | 0 | 0 | 0 | 0 | 0 | 0 | 12
NO |  | 148 | 2012 | 7 | 29 | 29 |  |  |  | 0 | 0 | 0 | 0 | 0 | 0 | 4/0 ACSR | 0 | 0 | 0 | 0 | 0 | 0 | 0 | 0 | 0 | 0 | 0 | 0 | 0 | 0 | 0 | 0 | 0 | 0 | 0 | 0 | 0 | 0 | 0 | 12
NO |  | 148 | 2012 | 7 | 30 | 30 |  |  |  | 0 | 0 | 0 | 0 | 0 | 0 | 795.0 ACSR | 0 | 0 | 0 | 0 | 0 | 0 | 0 | 0 | 0 | 0 | 0 | 0 | 0 | 0 | 0 | 0 | 0 | 0 | 0 | 0 | 0 | 0 | 0 | 12
NO |  | 148 | 2012 | 7 | 31 | 31 |  | TL81-820 ALTUS JCT | RUSSELL (WFEC) | 138 | 138 | 2-5.0983 | 5.1 | 7.15 | 1 | 477.0 ACSR | 0 | 0 | 0 | 0 | 0 | 0 | 0 | 0 | 0 | 0 | 0 | 0 | 0 | 0 | 0 | 0 | 0 | 0 | 0 | 0 | 0 | 0 | 0 | 12
NO |  | 148 | 2012 | 7 | 32 | 32 |  | TL81-821 CORNVILLE | DUNCAN 138 KV | 138 | 138 | 1-25.77 | 50.53 | 0.07 | 1 | (T2) 397 ACSR | 0 | 0 | 0 | 0 | 0 | 0 | 0 | 0 | 0 | 0 | 0 | 0 | 0 | 0 | 0 | 0 | 0 | 0 | 0 | 0 | 0 | 0 | 0 | 12
NO |  | 148 | 2012 | 7 | 33 | 33 |  |  |  | 0 | 0 | 2-24.73 | 0 | 0 | 0 | 266.8 ACSR | 0 | 0 | 0 | 0 | 0 | 0 | 0 | 0 | 0 | 0 | 0 | 0 | 0 | 0 | 0 | 0 | 0 | 0 | 0 | 0 | 0 | 0 | 0 | 12
NO |  | 148 | 2012 | 7 | 34 | 34 |  |  |  | 0 | 0 | 0 | 0 | 0 | 0 | 477.0 ACSR | 0 | 0 | 0 | 0 | 0 | 0 | 0 | 0 | 0 | 0 | 0 | 0 | 0 | 0 | 0 | 0 | 0 | 0 | 0 | 0 | 0 | 0 | 0 | 12
NO |  | 148 | 2012 | 7 | 35 | 35 |  |  |  | 0 | 0 | 0 | 0 | 0 | 0 | 795.0 ACSR | 0 | 0 | 0 | 0 | 0 | 0 | 0 | 0 | 0 | 0 | 0 | 0 | 0 | 0 | 0 | 0 | 0 | 0 | 0 | 0 | 0 | 0 | 0 | 12
NO |  | 148 | 2012 | 8 | 1 | 1 |  | TL81-822 NORTHEASTERN POWER | TULSA NORTH 138 | 138 | 138 | 1-0.31 | 1.12 | 21.26 | 1 | 477.0 ACSR | 0 | 0 | 0 | 0 | 0 | 0 | 0 | 0 | 0 | 0 | 0 | 0 | 0 | 0 | 0 | 0 | 0 | 0 | 0 | 0 | 0 | 0 | 0 | 12
NO |  | 148 | 2012 | 8 | 2 | 2 |  | STATION |  | 0 | 0 | 3-0.81 | 0 | 0 | 0 | 795.0 ACSR | 0 | 0 | 0 | 0 | 0 | 0 | 0 | 0 | 0 | 0 | 0 | 0 | 0 | 0 | 0 | 0 | 0 | 0 | 0 | 0 | 0 | 0 | 0 | 12
NO |  | 148 | 2012 | 8 | 3 | 3 |  | TL81-823 ATOKA | TUPELO (SWPA) | 138 | 138 | 2-33.56 | 33.56 | 0 | 1 | 266.8 ACSR | 0 | 0 | 0 | 0 | 0 | 0 | 0 | 0 | 0 | 0 | 0 | 0 | 0 | 0 | 0 | 0 | 0 | 0 | 0 | 0 | 0 | 0 | 0 | 12
NO |  | 148 | 2012 | 8 | 4 | 4 |  |  |  | 0 | 0 | 0 | 0 | 0 | 0 | 477.0 ACSR | 0 | 0 | 0 | 0 | 0 | 0 | 0 | 0 | 0 | 0 | 0 | 0 | 0 | 0 | 0 | 0 | 0 | 0 | 0 | 0 | 0 | 0 | 0 | 12
NO |  | 148 | 2012 | 8 | 5 | 5 |  | TL81-825 LAWTON EASTSIDE | SOUTHWESTERN STATION | 138 | 138 | 2-36.12 | 36.12 | 0 | 1 | 795.0 ACSR | 0 | 0 | 0 | 0 | 0 | 0 | 0 | 0 | 0 | 0 | 0 | 0 | 0 | 0 | 0 | 0 | 0 | 0 | 0 | 0 | 0 | 0 | 0 | 12
NO |  | 148 | 2012 | 8 | 6 | 6 |  | TL81-826 BARTLESVILLE | DEARING (KG&E) | 138 | 138 | 1-2.73 | 2.73 | 0 | 1 | 556.5 ACSR | 0 | 0 | 0 | 0 | 0 | 0 | 0 | 0 | 0 | 0 | 0 | 0 | 0 | 0 | 0 | 0 | 0 | 0 | 0 | 0 | 0 | 0 | 0 | 12
NO |  | 148 | 2012 | 8 | 7 | 7 |  | SOUTHEAST |  | 0 | 0 | 0 | 0 | 0 | 0 |  | 0 | 0 | 0 | 0 | 0 | 0 | 0 | 0 | 0 | 0 | 0 | 0 | 0 | 0 | 0 | 0 | 0 | 0 | 0 | 0 | 0 | 0 | 0 | 12
NO |  | 148 | 2012 | 8 | 8 | 8 |  | TL81-827 BARTLESVILLE | BARTLESVILLE SOUTHEAST | 138 | 138 | 2-11.35 | 11.35 | 7.37 | 1 | 266.8 ACSR | 0 | 0 | 0 | 0 | 0 | 0 | 0 | 0 | 0 | 0 | 0 | 0 | 0 | 0 | 0 | 0 | 0 | 0 | 0 | 0 | 0 | 0 | 0 | 12
NO |  | 148 | 2012 | 8 | 9 | 9 |  | COMANCHE |  | 0 | 0 | 0 | 0 | 0 | 0 | 477.0 ACSR | 0 | 0 | 0 | 0 | 0 | 0 | 0 | 0 | 0 | 0 | 0 | 0 | 0 | 0 | 0 | 0 | 0 | 0 | 0 | 0 | 0 | 0 | 0 | 12
NO |  | 148 | 2012 | 8 | 10 | 10 |  |  |  | 0 | 0 | 0 | 0 | 0 | 0 | 795.0 ACSR | 0 | 0 | 0 | 0 | 0 | 0 | 0 | 0 | 0 | 0 | 0 | 0 | 0 | 0 | 0 | 0 | 0 | 0 | 0 | 0 | 0 | 0 | 0 | 12
NO |  | 148 | 2012 | 8 | 11 | 11 |  | TL81-828 CATOOSA | NORTHEASTERN POWER STATION | 138 | 138 | 1-13.8 | 25.66 | 0 | 1 | 397.0 ACSR | 0 | 0 | 0 | 0 | 0 | 0 | 0 | 0 | 0 | 0 | 0 | 0 | 0 | 0 | 0 | 0 | 0 | 0 | 0 | 0 | 0 | 0 | 0 | 12
NO |  | 148 | 2012 | 8 | 12 | 12 |  |  |  | 0 | 0 | 2-9.78 | 0 | 0 | 0 | 477.0 ACSR | 0 | 0 | 0 | 0 | 0 | 0 | 0 | 0 | 0 | 0 | 0 | 0 | 0 | 0 | 0 | 0 | 0 | 0 | 0 | 0 | 0 | 0 | 0 | 12
NO |  | 148 | 2012 | 8 | 13 | 13 |  |  |  | 0 | 0 | 3-2.08 | 0 | 0 | 0 | 556.5 ACSR | 0 | 0 | 0 | 0 | 0 | 0 | 0 | 0 | 0 | 0 | 0 | 0 | 0 | 0 | 0 | 0 | 0 | 0 | 0 | 0 | 0 | 0 | 0 | 12
NO |  | 148 | 2012 | 8 | 14 | 14 |  |  |  | 0 | 0 | 0 | 0 | 0 | 0 | 795.0 ACSR | 0 | 0 | 0 | 0 | 0 | 0 | 0 | 0 | 0 | 0 | 0 | 0 | 0 | 0 | 0 | 0 | 0 | 0 | 0 | 0 | 0 | 0 | 0 | 12
NO |  | 148 | 2012 | 8 | 15 | 15 |  | TL81-829 88TH & MINGO | CATOOSA | 138 | 138 | 1-2.871 | 0 | 10.54 | 1 | 556.5 ACSR | 0 | 0 | 0 | 0 | 0 | 0 | 0 | 0 | 0 | 0 | 0 | 0 | 0 | 0 | 0 | 0 | 0 | 0 | 0 | 0 | 0 | 0 | 0 | 12
NO |  | 148 | 2012 | 8 | 16 | 16 |  |  |  | 0 | 0 | 3-9.33 | 0 | 0 | 0 | 795.0 ACSR | 0 | 0 | 0 | 0 | 0 | 0 | 0 | 0 | 0 | 0 | 0 | 0 | 0 | 0 | 0 | 0 | 0 | 0 | 0 | 0 | 0 | 0 | 0 | 12
NO |  | 148 | 2012 | 8 | 17 | 17 |  | TL81-833 CORNVILLE | CIMARRON (OG&E) | 138 | 138 | 1-4.77 | 24.54 | 3.25 | 1 | 266.8 ACSR | 0 | 0 | 0 | 0 | 0 | 0 | 0 | 0 | 0 | 0 | 0 | 0 | 0 | 0 | 0 | 0 | 0 | 0 | 0 | 0 | 0 | 0 | 0 | 12
NO |  | 148 | 2012 | 8 | 18 | 18 |  |  |  | 0 | 0 | 2-19.77 | 0 | 0 | 0 | 795.0 ACSR | 0 | 0 | 0 | 0 | 0 | 0 | 0 | 0 | 0 | 0 | 0 | 0 | 0 | 0 | 0 | 0 | 0 | 0 | 0 | 0 | 0 | 0 | 0 | 12
NO |  | 148 | 2012 | 8 | 19 | 19 |  | TL81-834 LONE OAK | WELEETKA | 138 | 138 | 2-43.94 | 43.94 | 0 | 1 | 3/0 S CUweld CU 1 | 0 | 0 | 0 | 0 | 0 | 0 | 0 | 0 | 0 | 0 | 0 | 0 | 0 | 0 | 0 | 0 | 0 | 0 | 0 | 0 | 0 | 0 | 0 | 12
NO |  | 148 | 2012 | 8 | 20 | 20 |  |  |  | 0 | 0 | 0 | 0 | 0 | 0 | 477.0 ACSR | 0 | 0 | 0 | 0 | 0 | 0 | 0 | 0 | 0 | 0 | 0 | 0 | 0 | 0 | 0 | 0 | 0 | 0 | 0 | 0 | 0 | 0 | 0 | 12
NO |  | 148 | 2012 | 8 | 21 | 21 |  |  |  | 0 | 0 | 0 | 0 | 0 | 0 | 795.0 ACSR | 0 | 0 | 0 | 0 | 0 | 0 | 0 | 0 | 0 | 0 | 0 | 0 | 0 | 0 | 0 | 0 | 0 | 0 | 0 | 0 | 0 | 0 | 0 | 12
NO |  | 148 | 2012 | 8 | 22 | 22 |  | TL81-835 LONE OAK | BROKEN BOW (SWPA) | 138 | 138 | 1-9.15 | 85.83 | 0 | 1 | 3/0 S CUweld CU 1 | 0 | 0 | 0 | 0 | 0 | 0 | 0 | 0 | 0 | 0 | 0 | 0 | 0 | 0 | 0 | 0 | 0 | 0 | 0 | 0 | 0 | 0 | 0 | 12
NO |  | 148 | 2012 | 8 | 23 | 23 |  |  |  | 0 | 0 | 2-76.68 | 0 | 0 | 0 | 477.0 ACSR | 0 | 0 | 0 | 0 | 0 | 0 | 0 | 0 | 0 | 0 | 0 | 0 | 0 | 0 | 0 | 0 | 0 | 0 | 0 | 0 | 0 | 0 | 0 | 12
NO |  | 148 | 2012 | 8 | 24 | 24 |  |  |  | 0 | 0 | 0 | 0 | 0 | 0 | 795.0 ACSR | 0 | 0 | 0 | 0 | 0 | 0 | 0 | 0 | 0 | 0 | 0 | 0 | 0 | 0 | 0 | 0 | 0 | 0 | 0 | 0 | 0 | 0 | 0 | 12
NO |  | 148 | 2012 | 8 | 25 | 25 |  | TL81-836 RED OAK | EUFAULA (SWPA) | 138 | 138 | 1-16.5252 | 43.96 | 0 | 1 | 4/0 ACSR | 0 | 0 | 0 | 0 | 0 | 0 | 0 | 0 | 0 | 0 | 0 | 0 | 0 | 0 | 0 | 0 | 0 | 0 | 0 | 0 | 0 | 0 | 0 | 12
NO |  | 148 | 2012 | 8 | 26 | 26 |  |  |  | 0 | 0 | 2-26.5865 | 0 | 0 | 0 | 477.0 ACSR | 0 | 0 | 0 | 0 | 0 | 0 | 0 | 0 | 0 | 0 | 0 | 0 | 0 | 0 | 0 | 0 | 0 | 0 | 0 | 0 | 0 | 0 | 0 | 12
NO |  | 148 | 2012 | 8 | 27 | 27 |  |  |  | 0 | 0 | 3-0.8437 | 0 | 0 | 0 | 556.5 ACSR | 0 | 0 | 0 | 0 | 0 | 0 | 0 | 0 | 0 | 0 | 0 | 0 | 0 | 0 | 0 | 0 | 0 | 0 | 0 | 0 | 0 | 0 | 0 | 12
NO |  | 148 | 2012 | 8 | 28 | 28 |  |  |  | 0 | 0 | 0 | 0 | 0 | 0 | 795.0 ACSR | 0 | 0 | 0 | 0 | 0 | 0 | 0 | 0 | 0 | 0 | 0 | 0 | 0 | 0 | 0 | 0 | 0 | 0 | 0 | 0 | 0 | 0 | 0 | 12
NO |  | 148 | 2012 | 8 | 29 | 29 |  | TL81-837 OKMULGEE CITY | RIVERSIDE POWER STATION 138 | 138 | 138 | 2-26.11 | 26.11 | 1.9 | 1 | 795.0 ACSR | 0 | 0 | 0 | 0 | 0 | 0 | 0 | 0 | 0 | 0 | 0 | 0 | 0 | 0 | 0 | 0 | 0 | 0 | 0 | 0 | 0 | 0 | 0 | 12
NO |  | 148 | 2012 | 8 | 30 | 30 |  | TL81-838 CATOOSA | ONETA | 138 | 138 | 1-11.8836 | 15.27 | 13.28 | 1 | (T2) 477 ACSR | 0 | 0 | 0 | 0 | 0 | 0 | 0 | 0 | 0 | 0 | 0 | 0 | 0 | 0 | 0 | 0 | 0 | 0 | 0 | 0 | 0 | 0 | 0 | 12
NO |  | 148 | 2012 | 8 | 31 | 31 |  |  |  | 0 | 0 | 2-3.3867 | 0 | 0 | 0 | 477.0 ACSR | 0 | 0 | 0 | 0 | 0 | 0 | 0 | 0 | 0 | 0 | 0 | 0 | 0 | 0 | 0 | 0 | 0 | 0 | 0 | 0 | 0 | 0 | 0 | 12
NO |  | 148 | 2012 | 8 | 32 | 32 |  |  |  | 0 | 0 | 0 | 0 | 0 | 0 | 556.5 ACSR | 0 | 0 | 0 | 0 | 0 | 0 | 0 | 0 | 0 | 0 | 0 | 0 | 0 | 0 | 0 | 0 | 0 | 0 | 0 | 0 | 0 | 0 | 0 | 12
NO |  | 148 | 2012 | 8 | 33 | 33 |  |  |  | 0 | 0 | 0 | 0 | 0 | 0 | 795.0 ACSR | 0 | 0 | 0 | 0 | 0 | 0 | 0 | 0 | 0 | 0 | 0 | 0 | 0 | 0 | 0 | 0 | 0 | 0 | 0 | 0 | 0 | 0 | 0 | 12
NO |  | 148 | 2012 | 8 | 34 | 34 |  | TL81-840 DUNCAN | LAWTON EASTSIDE | 138 | 138 | 2-21.59 | 26.81 | 0 | 1 | 266.8 ACSR | 0 | 0 | 0 | 0 | 0 | 0 | 0 | 0 | 0 | 0 | 0 | 0 | 0 | 0 | 0 | 0 | 0 | 0 | 0 | 0 | 0 | 0 | 0 | 12
NO |  | 148 | 2012 | 8 | 35 | 35 |  |  |  | 0 | 0 | 3-5.22 | 0 | 0 | 0 | 795.0 ACSR | 0 | 0 | 0 | 0 | 0 | 0 | 0 | 0 | 0 | 0 | 0 | 0 | 0 | 0 | 0 | 0 | 0 | 0 | 0 | 0 | 0 | 0 | 0 | 12
NO |  | 148 | 2012 | 9 | 1 | 1 |  | TL81-841 CORNVILLE | SOUTHWESTERN POWER STATION | 138 | 138 | 1-0.41 | 30.87 | 0 | 1 | 477.0 ACSR | 0 | 0 | 0 | 0 | 0 | 0 | 0 | 0 | 0 | 0 | 0 | 0 | 0 | 0 | 0 | 0 | 0 | 0 | 0 | 0 | 0 | 0 | 0 | 12
NO |  | 148 | 2012 | 9 | 2 | 2 |  |  |  | 0 | 0 | 2-27.21 | 0 | 0 | 0 | 795.0 ACSR | 0 | 0 | 0 | 0 | 0 | 0 | 0 | 0 | 0 | 0 | 0 | 0 | 0 | 0 | 0 | 0 | 0 | 0 | 0 | 0 | 0 | 0 | 0 | 12
NO |  | 148 | 2012 | 9 | 3 | 3 |  |  |  | 0 | 0 | 3-3.25 | 0 | 0 | 0 |  | 0 | 0 | 0 | 0 | 0 | 0 | 0 | 0 | 0 | 0 | 0 | 0 | 0 | 0 | 0 | 0 | 0 | 0 | 0 | 0 | 0 | 0 | 0 | 12
NO |  | 148 | 2012 | 9 | 4 | 4 |  | TL81-842 WELEETKA | MAUD (OG&E) | 138 | 138 | 2-49.12 | 49.12 | 0 | 1 | 3/0 S CUweld CU 1 | 0 | 0 | 0 | 0 | 0 | 0 | 0 | 0 | 0 | 0 | 0 | 0 | 0 | 0 | 0 | 0 | 0 | 0 | 0 | 0 | 0 | 0 | 0 | 12
NO |  | 148 | 2012 | 9 | 5 | 5 |  |  |  | 0 | 0 | 0 | 0 | 0 | 0 | 477.0 ACSR | 0 | 0 | 0 | 0 | 0 | 0 | 0 | 0 | 0 | 0 | 0 | 0 | 0 | 0 | 0 | 0 | 0 | 0 | 0 | 0 | 0 | 0 | 0 | 12
NO |  | 148 | 2012 | 9 | 6 | 6 |  |  |  | 0 | 0 | 0 | 0 | 0 | 0 | 795.0 ACSR | 0 | 0 | 0 | 0 | 0 | 0 | 0 | 0 | 0 | 0 | 0 | 0 | 0 | 0 | 0 | 0 | 0 | 0 | 0 | 0 | 0 | 0 | 0 | 12
NO |  | 148 | 2012 | 9 | 7 | 7 |  | TL81-843 BARNSDALL TAP | TULSA NORTH 138 | 138 | 138 | 2-25.34 | 25.34 | 0 | 1 | 795.0 ACSR | 0 | 0 | 0 | 0 | 0 | 0 | 0 | 0 | 0 | 0 | 0 | 0 | 0 | 0 | 0 | 0 | 0 | 0 | 0 | 0 | 0 | 0 | 0 | 12
NO |  | 148 | 2012 | 9 | 8 | 8 |  | TL81-844 BARTLESVILLE | MOUND ROAD | 138 | 138 | 2-2.83 | 2.83 | 0.97 | 1 | 266.8 ACSR | 0 | 0 | 0 | 0 | 0 | 0 | 0 | 0 | 0 | 0 | 0 | 0 | 0 | 0 | 0 | 0 | 0 | 0 | 0 | 0 | 0 | 0 | 0 | 12
NO |  | 148 | 2012 | 9 | 9 | 9 |  | COMANCHE |  | 0 | 0 | 0 | 0 | 0 | 0 | 795.0 ACSR | 0 | 0 | 0 | 0 | 0 | 0 | 0 | 0 | 0 | 0 | 0 | 0 | 0 | 0 | 0 | 0 | 0 | 0 | 0 | 0 | 0 | 0 | 0 | 12
NO |  | 148 | 2012 | 9 | 10 | 10 |  | TL81-845 RUSSELL (WFEC) | LAKE PAULINE (TNC) | 138 | 138 | 1-0.2573 | 23.29 | 0 | 1 | 477.0 ACSR | 0 | 0 | 0 | 0 | 0 | 0 | 0 | 0 | 0 | 0 | 0 | 0 | 0 | 0 | 0 | 0 | 0 | 0 | 0 | 0 | 0 | 0 | 0 | 12
NO |  | 148 | 2012 | 9 | 11 | 11 |  |  |  | 0 | 0 | 2-23.0327 | 0 | 0 | 0 |  | 0 | 0 | 0 | 0 | 0 | 0 | 0 | 0 | 0 | 0 | 0 | 0 | 0 | 0 | 0 | 0 | 0 | 0 | 0 | 0 | 0 | 0 | 0 | 12
NO |  | 148 | 2012 | 9 | 12 | 12 |  | TL81-846 MOHAWK | TULSA NORTH 138 | 138 | 138 | 1-14.94 | 14.94 | 0 | 1 | 477.0 ACSR | 0 | 0 | 0 | 0 | 0 | 0 | 0 | 0 | 0 | 0 | 0 | 0 | 0 | 0 | 0 | 0 | 0 | 0 | 0 | 0 | 0 | 0 | 0 | 12
NO |  | 148 | 2012 | 9 | 13 | 13 |  | TL81-847 CRAIG JCT (PSO) | PATTERSON (SWEPCO) | 138 | 138 | 1-0.35 | 2.8 | 0 | 1 | 1272.0 ACSR | 0 | 0 | 0 | 0 | 0 | 0 | 0 | 0 | 0 | 0 | 0 | 0 | 0 | 0 | 0 | 0 | 0 | 0 | 0 | 0 | 0 | 0 | 0 | 12
NO |  | 148 | 2012 | 9 | 14 | 14 |  |  |  | 0 | 0 | 2-2.45 | 0 | 0 | 0 | 795.0 ACSR | 0 | 0 | 0 | 0 | 0 | 0 | 0 | 0 | 0 | 0 | 0 | 0 | 0 | 0 | 0 | 0 | 0 | 0 | 0 | 0 | 0 | 0 | 0 | 12
NO |  | 148 | 2012 | 9 | 15 | 15 |  | TL81-848 LAWTON EASTSIDE | SOUTHWESTERN STATION | 138 | 138 | 1-1.11 | 40.92 | 0 | 1 | 2x397.0 ACSR | 0 | 0 | 0 | 0 | 0 | 0 | 0 | 0 | 0 | 0 | 0 | 0 | 0 | 0 | 0 | 0 | 0 | 0 | 0 | 0 | 0 | 0 | 0 | 12
NO |  | 148 | 2012 | 9 | 16 | 16 |  |  |  | 0 | 0 | 2-39.81 | 0 | 0 | 0 | 477.0 ACSR | 0 | 0 | 0 | 0 | 0 | 0 | 0 | 0 | 0 | 0 | 0 | 0 | 0 | 0 | 0 | 0 | 0 | 0 | 0 | 0 | 0 | 0 | 0 | 12
NO |  | 148 | 2012 | 9 | 17 | 17 |  |  |  | 0 | 0 | 0 | 0 | 0 | 0 | 795.0 ACSR | 0 | 0 | 0 | 0 | 0 | 0 | 0 | 0 | 0 | 0 | 0 | 0 | 0 | 0 | 0 | 0 | 0 | 0 | 0 | 0 | 0 | 0 | 0 | 12
NO |  | 148 | 2012 | 9 | 18 | 18 |  | TL81-849 OKMULGEE | HENRYETTA | 138 | 138 | 1-13.641 | 13.64 | 0.16 | 1 | 1272.0 ACSR | 0 | 0 | 0 | 0 | 0 | 0 | 0 | 0 | 0 | 0 | 0 | 0 | 0 | 0 | 0 | 0 | 0 | 0 | 0 | 0 | 0 | 0 | 0 | 12
NO |  | 148 | 2012 | 9 | 19 | 19 |  |  |  | 0 | 0 | 0 | 0 | 0 | 0 | 795.0 ACSR | 0 | 0 | 0 | 0 | 0 | 0 | 0 | 0 | 0 | 0 | 0 | 0 | 0 | 0 | 0 | 0 | 0 | 0 | 0 | 0 | 0 | 0 | 0 | 12
NO |  | 148 | 2012 | 9 | 20 | 20 |  | SubTotal 138 kV Lines in OK |  | 0 | 0 |  | 1870.31 | 176.99 | 116 |  | 0 | 0 | 0 | 0 | 0 | 0 | 0 | 0 | 0 | 0 | 0 | 0 | 0 | 0 | 0 | 0 | 0 | 0 | 0 | 0 | 0 | 0 | 0 | 12
NO |  | 148 | 2012 | 9 | 21 | 21 |  | TL81-531 HOLLIS | HOLLIS (TNC INTERCONNECT) | 138 | 138 | 1-11.63 | 11.63 | 0 | 1 | 477.0 ACSR | 0 | 0 | 0 | 0 | 0 | 0 | 0 | 0 | 0 | 0 | 0 | 0 | 0 | 0 | 0 | 0 | 0 | 0 | 0 | 0 | 0 | 0 | 0 | 12
NO |  | 148 | 2012 | 9 | 22 | 22 |  | SubTotal 138 kV Lines in TX |  | 0 | 0 |  | 11.63 | 0 | 1 |  | 0 | 0 | 0 | 0 | 0 | 0 | 0 | 0 | 0 | 0 | 0 | 0 | 0 | 0 | 0 | 0 | 0 | 0 | 0 | 0 | 0 | 0 | 0 | 12
NO |  | 148 | 2012 | 9 | 23 | 23 |  | TL81-504 CRAIG JCT | BROKEN BOW DAM (SWPA) | 138 | 138 | 1-7.54.68 | 9.24 | 2.35 | 1 | 795.0 ACSR | 0 | 0 | 0 | 0 | 0 | 0 | 0 | 0 | 0 | 0 | 0 | 0 | 0 | 0 | 0 | 0 | 0 | 0 | 0 | 0 | 0 | 0 | 0 | 12
NO |  | 148 | 2012 | 9 | 24 | 24 |  |  |  | 0 | 0 | 2-1.6979 | 0 | 0 | 0 | 795.0 ACSR | 0 | 0 | 0 | 0 | 0 | 0 | 0 | 0 | 0 | 0 | 0 | 0 | 0 | 0 | 0 | 0 | 0 | 0 | 0 | 0 | 0 | 0 | 0 | 12
NO |  | 148 | 2012 | 9 | 25 | 25 |  | TL81-535 WEATHERFORD JCT | JENSON (OG&E) | 138 | 138 | 1-0.0316 | 40.8 | 2.41 | 1 | 795.0 ACSR | 0 | 0 | 0 | 0 | 0 | 0 | 0 | 0 | 0 | 0 | 0 | 0 | 0 | 0 | 0 | 0 | 0 | 0 | 0 | 0 | 0 | 0 | 0 | 12
NO |  | 148 | 2012 | 9 | 26 | 26 |  |  |  | 0 | 0 | 2-40.766 | 0 | 0 | 0 |  | 0 | 0 | 0 | 0 | 0 | 0 | 0 | 0 | 0 | 0 | 0 | 0 | 0 | 0 | 0 | 0 | 0 | 0 | 0 | 0 | 0 | 0 | 0 | 12
NO |  | 148 | 2012 | 9 | 27 | 27 |  | TL81-552 BARNSDALL TAP | MOUND ROAD | 138 | 138 | 1-0.54 | 19.95 | 0 | 1 | 1272.0 ACSR | 0 | 0 | 0 | 0 | 0 | 0 | 0 | 0 | 0 | 0 | 0 | 0 | 0 | 0 | 0 | 0 | 0 | 0 | 0 | 0 | 0 | 0 | 0 | 12
NO |  | 148 | 2012 | 9 | 28 | 28 |  |  |  | 0 | 0 | 2-14.26 | 0 | 0 | 0 | 795.0 ACSR | 0 | 0 | 0 | 0 | 0 | 0 | 0 | 0 | 0 | 0 | 0 | 0 | 0 | 0 | 0 | 0 | 0 | 0 | 0 | 0 | 0 | 0 | 0 | 12
NO |  | 148 | 2012 | 9 | 29 | 29 |  | SubTotal 138 kV Lines (Chan |  | 0 | 0 |  | 69.99 | 4.76 | 3 |  | 0 | 0 | 0 | 0 | 0 | 0 | 0 | 0 | 0 | 0 | 0 | 0 | 0 | 0 | 0 | 0 | 0 | 0 | 0 | 0 | 0 | 0 | 0 | 12
NO |  | 148 | 2012 | 9 | 30 | 30 |  | Total 138 kV Lines (All) |  | 0 | 0 |  | 1951.93 | 181.75 | 120 |  | 0 | 0 | 0 | 0 | 0 | 0 | 0 | 0 | 0 | 0 | 0 | 0 | 0 | 0 | 0 | 0 | 0 | 0 | 0 | 0 | 0 | 0 | 0 | 12
NO |  | 148 | 2012 | 9 | 31 | 31 |  | TL81-824 PRYOR JCT. | KERR HYDRO (GRDA) | 115 | 115 | 2-7.92 | 10.49 | 0 | 1 | 266.8 ACSR | 0 | 0 | 0 | 0 | 0 | 0 | 0 | 0 | 0 | 0 | 0 | 0 | 0 | 0 | 0 | 0 | 0 | 0 | 0 | 0 | 0 | 0 | 0 | 12
NO |  | 148 | 2012 | 9 | 32 | 32 |  |  |  | 0 | 0 | 3-2.57 | 0 | 0 | 0 | 556.5 ACSR | 0 | 0 | 0 | 0 | 0 | 0 | 0 | 0 | 0 | 0 | 0 | 0 | 0 | 0 | 0 | 0 | 0 | 0 | 0 | 0 | 0 | 0 | 0 | 12
NO |  | 148 | 2012 | 9 | 34 | 34 |  | Total 115 kV Lines (All) |  | 0 | 0 |  | 10.49 | 0 | 1 |  | 0 | 0 | 0 | 0 | 0 | 0 | 0 | 0 | 0 | 0 | 0 | 0 | 0 | 0 | 0 | 0 | 0 | 0 | 0 | 0 | 0 | 0 | 0 | 12
NO |  | 148 | 2012 | 10 | 1 | 1 |  | TL66-103 WELEETKA POWER | FIXICO(OG&E) | 69 | 69 | 1-11.16 | 11.27 | 0 | 1 | 1/0 ACSR | 0 | 0 | 0 | 0 | 0 | 0 | 0 | 0 | 0 | 0 | 0 | 0 | 0 | 0 | 0 | 0 | 0 | 0 | 0 | 0 | 0 | 0 | 0 | 12
NO |  | 148 | 2012 | 10 | 2 | 2 |  | STATION |  | 0 | 0 | 3-0.11 | 0 | 0 | 0 | 266.8 ACSR | 0 | 0 | 0 | 0 | 0 | 0 | 0 | 0 | 0 | 0 | 0 | 0 | 0 | 0 | 0 | 0 | 0 | 0 | 0 | 0 | 0 | 0 | 0 | 12
NO |  | 148 | 2012 | 10 | 3 | 3 |  |  |  | 0 | 0 | 0 | 0 | 0 | 0 | 3/0 CU Hard Drawn | 0 | 0 | 0 | 0 | 0 | 0 | 0 | 0 | 0 | 0 | 0 | 0 | 0 | 0 | 0 | 0 | 0 | 0 | 0 | 0 | 0 | 0 | 0 | 12
NO |  | 148 | 2012 | 10 | 4 | 4 |  | TL66-106 CHOUTEAU | TULSA SOUTHEAST | 69 | 69 | 1-22.43 | 57.82 | 0 | 1 | 2/0 CU Hard Drawn | 0 | 0 | 0 | 0 | 0 | 0 | 0 | 0 | 0 | 0 | 0 | 0 | 0 | 0 | 0 | 0 | 0 | 0 | 0 | 0 | 0 | 0 | 0 | 12
NO |  | 148 | 2012 | 10 | 5 | 5 |  |  |  | 0 | 0 | 2-35.39 | 0 | 0 | 0 | 266.8 ACSR | 0 | 0 | 0 | 0 | 0 | 0 | 0 | 0 | 0 | 0 | 0 | 0 | 0 | 0 | 0 | 0 | 0 | 0 | 0 | 0 | 0 | 0 | 0 | 12
NO |  | 148 | 2012 | 10 | 6 | 6 |  |  |  | 0 | 0 | 0 | 0 | 0 | 0 | 4/0 ACSR | 0 | 0 | 0 | 0 | 0 | 0 | 0 | 0 | 0 | 0 | 0 | 0 | 0 | 0 | 0 | 0 | 0 | 0 | 0 | 0 | 0 | 0 | 0 | 12
NO |  | 148 | 2012 | 10 | 7 | 7 |  |  |  | 0 | 0 | 0 | 0 | 0 | 0 | 477.0 ACSR | 0 | 0 | 0 | 0 | 0 | 0 | 0 | 0 | 0 | 0 | 0 | 0 | 0 | 0 | 0 | 0 | 0 | 0 | 0 | 0 | 0 | 0 | 0 | 12
NO |  | 148 | 2012 | 10 | 8 | 8 |  |  |  | 0 | 0 | 0 | 0 | 0 | 0 | 556.5 ACSR | 0 | 0 | 0 | 0 | 0 | 0 | 0 | 0 | 0 | 0 | 0 | 0 | 0 | 0 | 0 | 0 | 0 | 0 | 0 | 0 | 0 | 0 | 0 | 12
NO |  | 148 | 2012 | 10 | 9 | 9 |  | TL66-108 MCALESTER | WELEETKA POWER STATION | 69 | 69 | 2-28.67 | 29.46 | 0 | 1 | 211.3 ACSR | 0 | 0 | 0 | 0 | 0 | 0 | 0 | 0 | 0 | 0 | 0 | 0 | 0 | 0 | 0 | 0 | 0 | 0 | 0 | 0 | 0 | 0 | 0 | 12
NO |  | 148 | 2012 | 10 | 10 | 10 |  |  |  | 0 | 0 | 3-0.79 | 0 | 0 | 0 | 266.8 ACSR | 0 | 0 | 0 | 0 | 0 | 0 | 0 | 0 | 0 | 0 | 0 | 0 | 0 | 0 | 0 | 0 | 0 | 0 | 0 | 0 | 0 | 0 | 0 | 12
NO |  | 148 | 2012 | 10 | 11 | 11 |  | TL66-109 CATOOSA | DAWSON | 69 | 69 | 1-5.45 | 7.19 | 0 | 1 | 477.0 ACSR | 0 | 0 | 0 | 0 | 0 | 0 | 0 | 0 | 0 | 0 | 0 | 0 | 0 | 0 | 0 | 0 | 0 | 0 | 0 | 0 | 0 | 0 | 0 | 12
NO |  | 148 | 2012 | 10 | 12 | 12 |  |  |  | 0 | 0 | 2-1.74 | 0 | 0 | 0 |  | 0 | 0 | 0 | 0 | 0 | 0 | 0 | 0 | 0 | 0 | 0 | 0 | 0 | 0 | 0 | 0 | 0 | 0 | 0 | 0 | 0 | 0 | 0 | 12
NO |  | 148 | 2012 | 10 | 13 | 13 |  | TL66-111 LONE OAK | RED OAK | 69 | 69 | 2-18.69 | 18.69 | 8.93 | 1 | 4/0 ACSR | 0 | 0 | 0 | 0 | 0 | 0 | 0 | 0 | 0 | 0 | 0 | 0 | 0 | 0 | 0 | 0 | 0 | 0 | 0 | 0 | 0 | 0 | 0 | 12
NO |  | 148 | 2012 | 10 | 14 | 14 |  |  |  | 0 | 0 |  | 0 | 0 | 0 | 477.0 ACSR | 0 | 0 | 0 | 0 | 0 | 0 | 0 | 0 | 0 | 0 | 0 | 0 | 0 | 0 | 0 | 0 | 0 | 0 | 0 | 0 | 0 | 0 | 0 | 12
NO |  | 148 | 2012 | 10 | 15 | 15 |  | TL66-112 SAND SPRINGS | SUNRAY DX | 69 | 69 | 1-0.61 | 4.1 | 1.25 | 1 | 397.0 ACSR | 0 | 0 | 0 | 0 | 0 | 0 | 0 | 0 | 0 | 0 | 0 | 0 | 0 | 0 | 0 | 0 | 0 | 0 | 0 | 0 | 0 | 0 | 0 | 12
NO |  | 148 | 2012 | 10 | 16 | 16 |  |  |  | 0 | 0 | 2-3.12 | 0 | 0 | 0 | 266.8 ACSR | 0 | 0 | 0 | 0 | 0 | 0 | 0 | 0 | 0 | 0 | 0 | 0 | 0 | 0 | 0 | 0 | 0 | 0 | 0 | 0 | 0 | 0 | 0 | 12
NO |  | 148 | 2012 | 10 | 17 | 17 |  |  |  | 0 | 0 | 3-0.37 | 0 | 0 | 0 | 4/0 CU | 0 | 0 | 0 | 0 | 0 | 0 | 0 | 0 | 0 | 0 | 0 | 0 | 0 | 0 | 0 | 0 | 0 | 0 | 0 | 0 | 0 | 0 | 0 | 12
NO |  | 148 | 2012 | 10 | 18 | 18 |  |  |  | 0 | 0 |  | 0 | 0 | 0 | 477.0 ACSR | 0 | 0 | 0 | 0 | 0 | 0 | 0 | 0 | 0 | 0 | 0 | 0 | 0 | 0 | 0 | 0 | 0 | 0 | 0 | 0 | 0 | 0 | 0 | 12
NO |  | 148 | 2012 | 10 | 19 | 19 |  |  |  | 0 | 0 |  | 0 | 0 | 0 | 556.5 ACSR | 0 | 0 | 0 | 0 | 0 | 0 | 0 | 0 | 0 | 0 | 0 | 0 | 0 | 0 | 0 | 0 | 0 | 0 | 0 | 0 | 0 | 0 | 0 | 12
NO |  | 148 | 2012 | 10 | 20 | 20 |  |  |  | 0 | 0 |  | 0 | 0 | 0 | 636.0 ACSR | 0 | 0 | 0 | 0 | 0 | 0 | 0 | 0 | 0 | 0 | 0 | 0 | 0 | 0 | 0 | 0 | 0 | 0 | 0 | 0 | 0 | 0 | 0 | 12
NO |  | 148 | 2012 | 10 | 21 | 21 |  | TL66-113 BARTLESVILLE COMAN | BLAKE STATION | 69 | 69 | 2-12.00 | 12 | 4.71 | 1 | 4/0 ACSR | 0 | 0 | 0 | 0 | 0 | 0 | 0 | 0 | 0 | 0 | 0 | 0 | 0 | 0 | 0 | 0 | 0 | 0 | 0 | 0 | 0 | 0 | 0 | 12
NO |  | 148 | 2012 | 10 | 22 | 22 |  | TL66-117 ATOKA | McALESTER | 69 | 69 | 1-3.99 | 47.34 | 0 | 1 | 266.8 ACSR | 0 | 0 | 0 | 0 | 0 | 0 | 0 | 0 | 0 | 0 | 0 | 0 | 0 | 0 | 0 | 0 | 0 | 0 | 0 | 0 | 0 | 0 | 0 | 12
NO |  | 148 | 2012 | 10 | 23 | 23 |  |  |  | 0 | 0 | 2-43.35 | 0 | 0 | 0 | 3/0 ACSR | 0 | 0 | 0 | 0 | 0 | 0 | 0 | 0 | 0 | 0 | 0 | 0 | 0 | 0 | 0 | 0 | 0 | 0 | 0 | 0 | 0 | 0 | 0 | 12
NO |  | 148 | 2012 | 10 | 24 | 24 |  |  |  | 0 | 0 | 0 | 0 | 0 | 0 | 477.0 ACSR | 0 | 0 | 0 | 0 | 0 | 0 | 0 | 0 | 0 | 0 | 0 | 0 | 0 | 0 | 0 | 0 | 0 | 0 | 0 | 0 | 0 | 0 | 0 | 12
NO |  | 148 | 2012 | 10 | 25 | 25 |  | TL66-118 RED OAK | TALHINA WEST | 69 | 69 | 1-10.4 | 14.73 | 0 | 1 | 266.8 ACSR | 0 | 0 | 0 | 0 | 0 | 0 | 0 | 0 | 0 | 0 | 0 | 0 | 0 | 0 | 0 | 0 | 0 | 0 | 0 | 0 | 0 | 0 | 0 | 12
NO |  | 148 | 2012 | 10 | 26 | 26 |  |  |  | 0 | 0 | 2-4.33 | 0 | 0 | 0 | 4/0 ACSR | 0 | 0 | 0 | 0 | 0 | 0 | 0 | 0 | 0 | 0 | 0 | 0 | 0 | 0 | 0 | 0 | 0 | 0 | 0 | 0 | 0 | 0 | 0 | 12
NO |  | 148 | 2012 | 10 | 27 | 27 |  | TL66-119 HUGO | VALLIANT 345 KV | 69 | 69 | 1-2.13 | 37.09 | 0 | 1 | 4/0 ACSR | 0 | 0 | 0 | 0 | 0 | 0 | 0 | 0 | 0 | 0 | 0 | 0 | 0 | 0 | 0 | 0 | 0 | 0 | 0 | 0 | 0 | 0 | 0 | 12
NO |  | 148 | 2012 | 10 | 28 | 28 |  |  |  | 0 | 0 | 2-34.964 | 0 | 0 | 0 | 477.0 ACSR | 0 | 0 | 0 | 0 | 0 | 0 | 0 | 0 | 0 | 0 | 0 | 0 | 0 | 0 | 0 | 0 | 0 | 0 | 0 | 0 | 0 | 0 | 0 | 12
NO |  | 148 | 2012 | 10 | 29 | 29 |  | TL66-121 RED OAK (PSO) | HOWE (OG&E) | 69 | 69 | 2-20.41 | 20.41 | 0 | 1 | 4/0 ACSR | 0 | 0 | 0 | 0 | 0 | 0 | 0 | 0 | 0 | 0 | 0 | 0 | 0 | 0 | 0 | 0 | 0 | 0 | 0 | 0 | 0 | 0 | 0 | 12
NO |  | 148 | 2012 | 0 | 36 | 36 |  | TOTAL |  | 0 | 0 |  | 3314.42 | 222.33 | 192 |  | 38023104 | 372308529 | 410331633 | 180730 | 4730432 | 0 | 4911162 | 0 | 0 | 0 | 0 | 0 | 0 | 0 | 0 | 0 | 0 | 0 | 0 | 0 | 0 | 0 | 0 | 12
NO |  | 148 | 2012 | 10 | 30 | 30 |  | TL66-130 ATOKA | HUGO | 69 | 69 | 1-4.301 | 54.56 | 0 | 1 | 1/0 ACSR | 0 | 0 | 0 | 0 | 0 | 0 | 0 | 0 | 0 | 0 | 0 | 0 | 0 | 0 | 0 | 0 | 0 | 0 | 0 | 0 | 0 | 0 | 0 | 12
NO |  | 148 | 2012 | 10 | 31 | 31 |  |  |  | 0 | 0 | 2-50.26 | 0 | 0 | 0 | 4/0 ACSR | 0 | 0 | 0 | 0 | 0 | 0 | 0 | 0 | 0 | 0 | 0 | 0 | 0 | 0 | 0 | 0 | 0 | 0 | 0 | 0 | 0 | 0 | 0 | 12
NO |  | 148 | 2012 | 10 | 32 | 32 |  |  |  | 0 | 0 | 0 | 0 | 0 | 0 | 477.0 ACSR | 0 | 0 | 0 | 0 | 0 | 0 | 0 | 0 | 0 | 0 | 0 | 0 | 0 | 0 | 0 | 0 | 0 | 0 | 0 | 0 | 0 | 0 | 0 | 12
NO |  | 148 | 2012 | 11 | 1 | 1 |  | TL66-131 TULSA POWER | SUNRAY DX | 69 | 69 | 1-3.14 | 5.58 | 0 | 1 | 477.0 ACSR | 0 | 0 | 0 | 0 | 0 | 0 | 0 | 0 | 0 | 0 | 0 | 0 | 0 | 0 | 0 | 0 | 0 | 0 | 0 | 0 | 0 | 0 | 0 | 12
NO |  | 148 | 2012 | 11 | 2 | 2 |  |  |  | 0 | 0 | 2-2.44 | 0 | 0 | 0 | 556.5 ACSR | 0 | 0 | 0 | 0 | 0 | 0 | 0 | 0 | 0 | 0 | 0 | 0 | 0 | 0 | 0 | 0 | 0 | 0 | 0 | 0 | 0 | 0 | 0 | 12
NO |  | 148 | 2012 | 11 | 3 | 3 |  |  |  | 0 | 0 |  | 0 | 0 | 0 | 636.0 ACSR | 0 | 0 | 0 | 0 | 0 | 0 | 0 | 0 | 0 | 0 | 0 | 0 | 0 | 0 | 0 | 0 | 0 | 0 | 0 | 0 | 0 | 0 | 0 | 12
NO |  | 148 | 2012 | 11 | 4 | 4 |  | TL66-138 WELEETKA STATION | OKEMAH | 69 | 69 | 2-11.83 | 11.94 | 0.11 | 1 | 4/0 ACSR | 0 | 0 | 0 | 0 | 0 | 0 | 0 | 0 | 0 | 0 | 0 | 0 | 0 | 0 | 0 | 0 | 0 | 0 | 0 | 0 | 0 | 0 | 0 | 12
NO |  | 148 | 2012 | 11 | 5 | 5 |  |  |  | 0 | 0 | 3-0.11 | 0 | 0 | 0 | 4/0 CU | 0 | 0 | 0 | 0 | 0 | 0 | 0 | 0 | 0 | 0 | 0 | 0 | 0 | 0 | 0 | 0 | 0 | 0 | 0 | 0 | 0 | 0 | 0 | 12
NO |  | 148 | 2012 | 11 | 6 | 6 |  | TL66-140 PRYOR JCT | PRYOR CITY(GRDA) | 69 | 69 | 1-4.65 | 4.65 | 0 | 1 | 397.0 ACSR | 0 | 0 | 0 | 0 | 0 | 0 | 0 | 0 | 0 | 0 | 0 | 0 | 0 | 0 | 0 | 0 | 0 | 0 | 0 | 0 | 0 | 0 | 0 | 12
NO |  | 148 | 2012 | 11 | 7 | 7 |  | TL66-141 CHOUTEAU | PRYOR CITY(GRDA) | 69 | 69 | 1-1.92 | 13.31 | 0 | 1 | 2/0 ACSR | 0 | 0 | 0 | 0 | 0 | 0 | 0 | 0 | 0 | 0 | 0 | 0 | 0 | 0 | 0 | 0 | 0 | 0 | 0 | 0 | 0 | 0 | 0 | 12
NO |  | 148 | 2012 | 11 | 8 | 8 |  |  |  | 0 | 0 | 2-11.39 | 0 | 0 | 0 | 4/0 ACSR | 0 | 0 | 0 | 0 | 0 | 0 | 0 | 0 | 0 | 0 | 0 | 0 | 0 | 0 | 0 | 0 | 0 | 0 | 0 | 0 | 0 | 0 | 0 | 12
NO |  | 148 | 2012 | 11 | 9 | 9 |  | TL66-142 PRYOR JCT | VINITA | 69 | 69 | 1-25.64 | 25.64 | 1.08 | 1 | 3/0 CU Hard Drawn | 0 | 0 | 0 | 0 | 0 | 0 | 0 | 0 | 0 | 0 | 0 | 0 | 0 | 0 | 0 | 0 | 0 | 0 | 0 | 0 | 0 | 0 | 0 | 12
NO |  | 148 | 2012 | 11 | 10 | 10 |  |  |  | 0 | 0 | 0 | 0 | 0 | 0 | 397.0 ACSR | 0 | 0 | 0 | 0 | 0 | 0 | 0 | 0 | 0 | 0 | 0 | 0 | 0 | 0 | 0 | 0 | 0 | 0 | 0 | 0 | 0 | 0 | 0 | 12
NO |  | 148 | 2012 | 11 | 11 | 11 |  |  |  | 0 | 0 | 0 | 0 | 0 | 0 | 477.0 ACSR | 0 | 0 | 0 | 0 | 0 | 0 | 0 | 0 | 0 | 0 | 0 | 0 | 0 | 0 | 0 | 0 | 0 | 0 | 0 | 0 | 0 | 0 | 0 | 12
NO |  | 148 | 2012 | 11 | 12 | 12 |  | TL66-145 VALLIANT 345 | GEORGIA PACIFIC | 69 | 69 | 1-12.19 | 18.16 | 1.5 | 1 | 4/0 ACSR | 0 | 0 | 0 | 0 | 0 | 0 | 0 | 0 | 0 | 0 | 0 | 0 | 0 | 0 | 0 | 0 | 0 | 0 | 0 | 0 | 0 | 0 | 0 | 12
NO |  | 148 | 2012 | 11 | 13 | 13 |  |  |  | 0 | 0 | 2-5.97 | 0 | 0 | 0 | 477.0 ACSR | 0 | 0 | 0 | 0 | 0 | 0 | 0 | 0 | 0 | 0 | 0 | 0 | 0 | 0 | 0 | 0 | 0 | 0 | 0 | 0 | 0 | 0 | 0 | 12
NO |  | 148 | 2012 | 11 | 14 | 14 |  | TL66-146 GRDA TAP (AFTON) | EXPLORER PIPELINE PUMP | 69 | 69 | 1-4.32 | 4.32 | 0 | 1 | 4/0 ACSR | 0 | 0 | 0 | 0 | 0 | 0 | 0 | 0 | 0 | 0 | 0 | 0 | 0 | 0 | 0 | 0 | 0 | 0 | 0 | 0 | 0 | 0 | 0 | 12
NO |  | 148 | 2012 | 11 | 15 | 15 |  | TL66-147 GRDA TAP (RAMONA) | RAMONA | 69 | 69 | 2-0.11 | 0.11 | 0 | 1 | 4/0 ACSR | 0 | 0 | 0 | 0 | 0 | 0 | 0 | 0 | 0 | 0 | 0 | 0 | 0 | 0 | 0 | 0 | 0 | 0 | 0 | 0 | 0 | 0 | 0 | 12
NO |  | 148 | 2012 | 11 | 16 | 16 |  | TL66-148 GRDA TAP (AFTON) | AFTON | 69 | 69 | 1-0.61 | 0.61 | 0 | 1 | 4/0 ACSR | 0 | 0 | 0 | 0 | 0 | 0 | 0 | 0 | 0 | 0 | 0 | 0 | 0 | 0 | 0 | 0 | 0 | 0 | 0 | 0 | 0 | 0 | 0 | 12
NO |  | 148 | 2012 | 11 | 17 | 17 |  | TL66-149 VINITA | VINITA JUNCTION | 69 | 69 | 1-0.04 | 0.04 | 2.81 | 1 | 397.0 ACSR | 0 | 0 | 0 | 0 | 0 | 0 | 0 | 0 | 0 | 0 | 0 | 0 | 0 | 0 | 0 | 0 | 0 | 0 | 0 | 0 | 0 | 0 | 0 | 12
NO |  | 148 | 2012 | 11 | 18 | 18 |  |  |  | 0 | 0 | 0 | 0 | 0 | 0 | 477.0 ACSR | 0 | 0 | 0 | 0 | 0 | 0 | 0 | 0 | 0 | 0 | 0 | 0 | 0 | 0 | 0 | 0 | 0 | 0 | 0 | 0 | 0 | 0 | 0 | 12
NO |  | 148 | 2012 | 11 | 19 | 19 |  | TL66-150 DAWSON | COLLINSVILLE (GRDA) | 69 | 69 | 1-6.463 | 6.46 | 0 | 1 | 4/0 ACSR | 0 | 0 | 0 | 0 | 0 | 0 | 0 | 0 | 0 | 0 | 0 | 0 | 0 | 0 | 0 | 0 | 0 | 0 | 0 | 0 | 0 | 0 | 0 | 12
NO |  | 148 | 2012 | 11 | 20 | 20 |  |  |  | 0 | 0 |  | 0 | 0 | 0 | 2/0 CU | 0 | 0 | 0 | 0 | 0 | 0 | 0 | 0 | 0 | 0 | 0 | 0 | 0 | 0 | 0 | 0 | 0 | 0 | 0 | 0 | 0 | 0 | 0 | 12
NO |  | 148 | 2012 | 11 | 21 | 21 |  | TL66-601 FREDERICK JCT | SNYDER | 69 | 69 | 1-8.78 | 26.76 | 0.56 | 1 | 1/0 ACSR | 0 | 0 | 0 | 0 | 0 | 0 | 0 | 0 | 0 | 0 | 0 | 0 | 0 | 0 | 0 | 0 | 0 | 0 | 0 | 0 | 0 | 0 | 0 | 12
NO |  | 148 | 2012 | 11 | 22 | 22 |  |  |  | 0 | 0 | 2-17.9756 | 0 | 0 | 0 | 3/0 ACSR | 0 | 0 | 0 | 0 | 0 | 0 | 0 | 0 | 0 | 0 | 0 | 0 | 0 | 0 | 0 | 0 | 0 | 0 | 0 | 0 | 0 | 0 | 0 | 12
NO |  | 148 | 2012 | 11 | 23 | 23 |  |  |  | 0 | 0 | 0 | 0 | 0 | 0 | 4/0 ACSR | 0 | 0 | 0 | 0 | 0 | 0 | 0 | 0 | 0 | 0 | 0 | 0 | 0 | 0 | 0 | 0 | 0 | 0 | 0 | 0 | 0 | 0 | 0 | 12
NO |  | 148 | 2012 | 11 | 24 | 24 |  | TL66-606 HOBART CITY | SNYDER | 69 | 69 | 1-5.38 | 29.29 | 0 | 1 | 3/0 ACSR | 0 | 0 | 0 | 0 | 0 | 0 | 0 | 0 | 0 | 0 | 0 | 0 | 0 | 0 | 0 | 0 | 0 | 0 | 0 | 0 | 0 | 0 | 0 | 12
NO |  | 148 | 2012 | 11 | 25 | 25 |  |  |  | 0 | 0 | 2-23.91 | 0 | 0 | 0 | 397.0 ACSR | 0 | 0 | 0 | 0 | 0 | 0 | 0 | 0 | 0 | 0 | 0 | 0 | 0 | 0 | 0 | 0 | 0 | 0 | 0 | 0 | 0 | 0 | 0 | 12
NO |  | 148 | 2012 | 11 | 26 | 26 |  | TL66-607 FORT SILL | LAWTON EASTSIDE | 69 | 69 | 1-4.66 | 4.66 | 5.58 | 1 | 477.0 ACSR | 0 | 0 | 0 | 0 | 0 | 0 | 0 | 0 | 0 | 0 | 0 | 0 | 0 | 0 | 0 | 0 | 0 | 0 | 0 | 0 | 0 | 0 | 0 | 12
NO |  | 148 | 2012 | 11 | 27 | 27 |  | TL66-608 ALTUS JCT | SNYDER | 69 | 69 | 1-7.05 | 28.94 | 0.46 | 1 | 4/0 ACSR | 0 | 0 | 0 | 0 | 0 | 0 | 0 | 0 | 0 | 0 | 0 | 0 | 0 | 0 | 0 | 0 | 0 | 0 | 0 | 0 | 0 | 0 | 0 | 12
NO |  | 148 | 2012 | 11 | 28 | 28 |  |  |  | 0 | 0 | 2-21.89 | 0 | 0 | 0 | 477.0 ACSR | 0 | 0 | 0 | 0 | 0 | 0 | 0 | 0 | 0 | 0 | 0 | 0 | 0 | 0 | 0 | 0 | 0 | 0 | 0 | 0 | 0 | 0 | 0 | 12
NO |  | 148 | 2012 | 11 | 29 | 29 |  | TL66-609 CORNVILLE | LINDSAY WATER FLOOD | 69 | 69 | 1-.76 | 0.76 | 0.29 | 1 | # 2A CW | 0 | 0 | 0 | 0 | 0 | 0 | 0 | 0 | 0 | 0 | 0 | 0 | 0 | 0 | 0 | 0 | 0 | 0 | 0 | 0 | 0 | 0 | 0 | 12
NO |  | 148 | 2012 | 11 | 30 | 30 |  |  |  | 0 | 0 | 0 | 0 | 0 | 0 | 1/0 ACSR | 0 | 0 | 0 | 0 | 0 | 0 | 0 | 0 | 0 | 0 | 0 | 0 | 0 | 0 | 0 | 0 | 0 | 0 | 0 | 0 | 0 | 0 | 0 | 12
NO |  | 148 | 2012 | 11 | 31 | 31 |  |  |  | 0 | 0 |  | 0 | 0 | 0 | 203.2 ACSR | 0 | 0 | 0 | 0 | 0 | 0 | 0 | 0 | 0 | 0 | 0 | 0 | 0 | 0 | 0 | 0 | 0 | 0 | 0 | 0 | 0 | 0 | 0 | 12
NO |  | 148 | 2012 | 11 | 32 | 32 |  |  |  | 0 | 0 |  | 0 | 0 | 0 | 266.8 ACSR | 0 | 0 | 0 | 0 | 0 | 0 | 0 | 0 | 0 | 0 | 0 | 0 | 0 | 0 | 0 | 0 | 0 | 0 | 0 | 0 | 0 | 0 | 0 | 12
NO |  | 148 | 2012 | 11 | 33 | 33 |  |  |  | 0 | 0 |  | 0 | 0 | 0 | 4/0 ACSR | 0 | 0 | 0 | 0 | 0 | 0 | 0 | 0 | 0 | 0 | 0 | 0 | 0 | 0 | 0 | 0 | 0 | 0 | 0 | 0 | 0 | 0 | 0 | 12
NO |  | 148 | 2012 | 11 | 34 | 34 |  | TL66-610 DUNCAN | COMANCHE(WFEC) | 69 | 69 | 1-10.94 | 10.94 | 0 | 1 | 4/0 ACSR | 0 | 0 | 0 | 0 | 0 | 0 | 0 | 0 | 0 | 0 | 0 | 0 | 0 | 0 | 0 | 0 | 0 | 0 | 0 | 0 | 0 | 0 | 0 | 12
NO |  | 148 | 2012 | 11 | 35 | 35 |  |  |  | 0 | 0 | 0 | 0 | 0 | 0 | 477.0 ACSR | 0 | 0 | 0 | 0 | 0 | 0 | 0 | 0 | 0 | 0 | 0 | 0 | 0 | 0 | 0 | 0 | 0 | 0 | 0 | 0 | 0 | 0 | 0 | 12
NO |  | 148 | 2012 | 12 | 1 | 1 |  | TL66-611 HOBART CITY | HOBART JCT. | 69 | 69 | 2-1.86 | 1.86 | 0 | 1 | 397.0 ACSR | 0 | 0 | 0 | 0 | 0 | 0 | 0 | 0 | 0 | 0 | 0 | 0 | 0 | 0 | 0 | 0 | 0 | 0 | 0 | 0 | 0 | 0 | 0 | 12
NO |  | 148 | 2012 | 12 | 2 | 2 |  | TL66-612 SOUTHWESTERN | BINGER | 69 | 69 | 2-15.19 | 15.19 | 0 | 1 | 266.8 ACSR | 0 | 0 | 0 | 0 | 0 | 0 | 0 | 0 | 0 | 0 | 0 | 0 | 0 | 0 | 0 | 0 | 0 | 0 | 0 | 0 | 0 | 0 | 0 | 12
NO |  | 148 | 2012 | 12 | 3 | 3 |  | STATION |  | 0 | 0 |  | 0 | 0 | 0 | 397.0 ACSR | 0 | 0 | 0 | 0 | 0 | 0 | 0 | 0 | 0 | 0 | 0 | 0 | 0 | 0 | 0 | 0 | 0 | 0 | 0 | 0 | 0 | 0 | 0 | 12
NO |  | 148 | 2012 | 12 | 4 | 4 |  |  |  | 0 | 0 |  | 0 | 0 | 0 | 4/0 ACSR | 0 | 0 | 0 | 0 | 0 | 0 | 0 | 0 | 0 | 0 | 0 | 0 | 0 | 0 | 0 | 0 | 0 | 0 | 0 | 0 | 0 | 0 | 0 | 12
NO |  | 148 | 2012 | 12 | 5 | 5 |  | TL66-613 CORNVILLE | CYRIL | 69 | 69 | 1-0.1 | 18.01 | 4.5 | 1 | 4/0 ACSR | 0 | 0 | 0 | 0 | 0 | 0 | 0 | 0 | 0 | 0 | 0 | 0 | 0 | 0 | 0 | 0 | 0 | 0 | 0 | 0 | 0 | 0 | 0 | 12
NO |  | 148 | 2012 | 12 | 6 | 6 |  |  |  | 0 | 0 | 2-17.91 | 0 | 0 | 0 | 477.0 ACSR | 0 | 0 | 0 | 0 | 0 | 0 | 0 | 0 | 0 | 0 | 0 | 0 | 0 | 0 | 0 | 0 | 0 | 0 | 0 | 0 | 0 | 0 | 0 | 12
NO |  | 148 | 2012 | 12 | 7 | 7 |  | TL66-617 FORT SILL | PORTER HILL | 69 | 69 | 1-10.08 | 10.08 | 0 | 1 | 477.0 ACSR | 0 | 0 | 0 | 0 | 0 | 0 | 0 | 0 | 0 | 0 | 0 | 0 | 0 | 0 | 0 | 0 | 0 | 0 | 0 | 0 | 0 | 0 | 0 | 12
NO |  | 148 | 2012 | 12 | 8 | 8 |  | TL66-618 ELGIN JCT | PORTER HILL | 69 | 69 | 1-6.7 | 6.7 | 0 | 1 | 477.0 ACSR | 0 | 0 | 0 | 0 | 0 | 0 | 0 | 0 | 0 | 0 | 0 | 0 | 0 | 0 | 0 | 0 | 0 | 0 | 0 | 0 | 0 | 0 | 0 | 12
NO |  | 148 | 2012 | 12 | 9 | 9 |  | TL66-619 LAWTON EASTSIDE | LAWTON WOLF CREEK | 69 | 69 | 1-5.18 | 8.87 | 0 | 1 | 477.0 ACSR | 0 | 0 | 0 | 0 | 0 | 0 | 0 | 0 | 0 | 0 | 0 | 0 | 0 | 0 | 0 | 0 | 0 | 0 | 0 | 0 | 0 | 0 | 0 | 12
NO |  | 148 | 2012 | 12 | 10 | 10 |  |  |  | 0 | 0 | 2-3.5 | 0 | 0 | 0 |  | 0 | 0 | 0 | 0 | 0 | 0 | 0 | 0 | 0 | 0 | 0 | 0 | 0 | 0 | 0 | 0 | 0 | 0 | 0 | 0 | 0 | 0 | 0 | 12
NO |  | 148 | 2012 | 12 | 11 | 11 |  |  |  | 0 | 0 | 3-0.19 | 0 | 0 | 0 |  | 0 | 0 | 0 | 0 | 0 | 0 | 0 | 0 | 0 | 0 | 0 | 0 | 0 | 0 | 0 | 0 | 0 | 0 | 0 | 0 | 0 | 0 | 0 | 12
NO |  | 148 | 2012 | 12 | 12 | 12 |  | TL66-622 CLINTON CITY | WEATHERFORD | 69 | 69 | 1-16.64 | 31.71 | 0.2 | 1 | 397.0 ACSR | 0 | 0 | 0 | 0 | 0 | 0 | 0 | 0 | 0 | 0 | 0 | 0 | 0 | 0 | 0 | 0 | 0 | 0 | 0 | 0 | 0 | 0 | 0 | 12
NO |  | 148 | 2012 | 12 | 13 | 13 |  |  |  | 0 | 0 | 2-14.85 | 0 | 0 | 0 | 4/0 ACSR | 0 | 0 | 0 | 0 | 0 | 0 | 0 | 0 | 0 | 0 | 0 | 0 | 0 | 0 | 0 | 0 | 0 | 0 | 0 | 0 | 0 | 0 | 0 | 12
NO |  | 148 | 2012 | 12 | 14 | 14 |  |  |  | 0 | 0 | 3-0.22 | 0 | 0 | 0 | 477.0 ACSR | 0 | 0 | 0 | 0 | 0 | 0 | 0 | 0 | 0 | 0 | 0 | 0 | 0 | 0 | 0 | 0 | 0 | 0 | 0 | 0 | 0 | 0 | 0 | 12
NO |  | 148 | 2012 | 12 | 15 | 15 |  | TL66-624 FREDERICK JCT | VERNON MAIN STREET | 69 | 69 | 1-4.73 | 24.95 | 0 | 1 | 1/0 ACSR | 0 | 0 | 0 | 0 | 0 | 0 | 0 | 0 | 0 | 0 | 0 | 0 | 0 | 0 | 0 | 0 | 0 | 0 | 0 | 0 | 0 | 0 | 0 | 12
NO |  | 148 | 2012 | 12 | 16 | 16 |  |  |  | 0 | 0 | 2-20.22 | 0 | 0 | 0 | 238.9 ACSR | 0 | 0 | 0 | 0 | 0 | 0 | 0 | 0 | 0 | 0 | 0 | 0 | 0 | 0 | 0 | 0 | 0 | 0 | 0 | 0 | 0 | 0 | 0 | 12
NO |  | 148 | 2012 | 12 | 17 | 17 |  |  |  | 0 | 0 | 0 | 0 | 0 | 0 | 4/0 ACSR | 0 | 0 | 0 | 0 | 0 | 0 | 0 | 0 | 0 | 0 | 0 | 0 | 0 | 0 | 0 | 0 | 0 | 0 | 0 | 0 | 0 | 0 | 0 | 12
NO |  | 148 | 2012 | 12 | 18 | 18 |  | TL66-625 CYRIL | ELGIN JCT. | 69 | 69 | 2-9.01 | 9.01 | 0 | 1 | 477.0 ACSR | 0 | 0 | 0 | 0 | 0 | 0 | 0 | 0 | 0 | 0 | 0 | 0 | 0 | 0 | 0 | 0 | 0 | 0 | 0 | 0 | 0 | 0 | 0 | 12
NO |  | 148 | 2012 | 12 | 19 | 19 |  | TL66-626 CLINTON CITY | CLINTON JCT | 69 | 69 | 1-18.03 | 18.03 | 0 | 1 | 4/0 ACSR | 0 | 0 | 0 | 0 | 0 | 0 | 0 | 0 | 0 | 0 | 0 | 0 | 0 | 0 | 0 | 0 | 0 | 0 | 0 | 0 | 0 | 0 | 0 | 12
NO |  | 148 | 2012 | 12 | 20 | 20 |  |  |  | 0 | 0 | 0 | 0 | 0 | 0 | 477.0 ACSR | 0 | 0 | 0 | 0 | 0 | 0 | 0 | 0 | 0 | 0 | 0 | 0 | 0 | 0 | 0 | 0 | 0 | 0 | 0 | 0 | 0 | 0 | 0 | 12
NO |  | 148 | 2012 | 12 | 21 | 21 |  | TL66-627 DUKE | RUSSELL (WFEC) | 69 | 69 | 1-2.5 | 2.5 | 0 | 1 | 4/0 ACSR | 0 | 0 | 0 | 0 | 0 | 0 | 0 | 0 | 0 | 0 | 0 | 0 | 0 | 0 | 0 | 0 | 0 | 0 | 0 | 0 | 0 | 0 | 0 | 12
NO |  | 148 | 2012 | 12 | 22 | 22 |  | TL66-628 COMANCHE STATION | LAWTON EASTSIDE | 69 | 69 | 1-0.45 | 0.45 | 4.92 | 1 | 477.0 ACSR | 0 | 0 | 0 | 0 | 0 | 0 | 0 | 0 | 0 | 0 | 0 | 0 | 0 | 0 | 0 | 0 | 0 | 0 | 0 | 0 | 0 | 0 | 0 | 12
NO |  | 148 | 2012 | 12 | 23 | 23 |  |  |  | 0 | 0 | 0 | 0 | 0 | 0 | 795.0 ACSR | 0 | 0 | 0 | 0 | 0 | 0 | 0 | 0 | 0 | 0 | 0 | 0 | 0 | 0 | 0 | 0 | 0 | 0 | 0 | 0 | 0 | 0 | 0 | 12
NO |  | 148 | 2012 | 12 | 24 | 24 |  | TL66-629 COMANCHE POWER | WALTERS JCT | 69 | 69 | 1-16.43 | 16.73 | 0 | 1 | 397.0 ACSR | 0 | 0 | 0 | 0 | 0 | 0 | 0 | 0 | 0 | 0 | 0 | 0 | 0 | 0 | 0 | 0 | 0 | 0 | 0 | 0 | 0 | 0 | 0 | 12
NO |  | 148 | 2012 | 12 | 25 | 25 |  | STATION |  | 0 | 0 | 0 | 0 | 0 | 0 | 4/0 ACSR | 0 | 0 | 0 | 0 | 0 | 0 | 0 | 0 | 0 | 0 | 0 | 0 | 0 | 0 | 0 | 0 | 0 | 0 | 0 | 0 | 0 | 0 | 0 | 12
NO |  | 148 | 2012 | 12 | 26 | 26 |  |  |  | 0 | 0 | 0 | 0 | 0 | 0 | 477.0 ACSR | 0 | 0 | 0 | 0 | 0 | 0 | 0 | 0 | 0 | 0 | 0 | 0 | 0 | 0 | 0 | 0 | 0 | 0 | 0 | 0 | 0 | 0 | 0 | 12
NO |  | 148 | 2012 | 12 | 27 | 27 |  | TL66-630 WAURIKA | COMANCHE (WFEC) | 69 | 69 | 1-20.07 | 20.07 | 0.7 | 1 | 266.8 ACSR | 0 | 0 | 0 | 0 | 0 | 0 | 0 | 0 | 0 | 0 | 0 | 0 | 0 | 0 | 0 | 0 | 0 | 0 | 0 | 0 | 0 | 0 | 0 | 12
NO |  | 148 | 2012 | 12 | 28 | 28 |  |  |  | 0 | 0 |  | 0 | 0 | 0 | 397.0 ACSR | 0 | 0 | 0 | 0 | 0 | 0 | 0 | 0 | 0 | 0 | 0 | 0 | 0 | 0 | 0 | 0 | 0 | 0 | 0 | 0 | 0 | 0 | 0 | 12
NO |  | 148 | 2012 | 12 | 29 | 29 |  |  |  | 0 | 0 |  | 0 | 0 | 0 | 4/0 ACSR | 0 | 0 | 0 | 0 | 0 | 0 | 0 | 0 | 0 | 0 | 0 | 0 | 0 | 0 | 0 | 0 | 0 | 0 | 0 | 0 | 0 | 0 | 0 | 12
NO |  | 148 | 2012 | 12 | 30 | 30 |  |  |  | 0 | 0 |  | 0 | 0 | 0 | 477.0 ACSR | 0 | 0 | 0 | 0 | 0 | 0 | 0 | 0 | 0 | 0 | 0 | 0 | 0 | 0 | 0 | 0 | 0 | 0 | 0 | 0 | 0 | 0 | 0 | 12
NO |  | 148 | 2012 | 12 | 31 | 31 |  | TL66-631 ELK CITY | HAMMON JCT | 69 | 69 | 1-17.25 | 18.2 | 0 | 1 | 4/0 ACSR | 0 | 0 | 0 | 0 | 0 | 0 | 0 | 0 | 0 | 0 | 0 | 0 | 0 | 0 | 0 | 0 | 0 | 0 | 0 | 0 | 0 | 0 | 0 | 12
NO |  | 148 | 2012 | 12 | 32 | 32 |  |  |  | 0 | 0 | 2-0.95 | 0 | 0 | 0 | 477.0 ACSR | 0 | 0 | 0 | 0 | 0 | 0 | 0 | 0 | 0 | 0 | 0 | 0 | 0 | 0 | 0 | 0 | 0 | 0 | 0 | 0 | 0 | 0 | 0 | 12
NO |  | 148 | 2012 | 12 | 33 | 33 |  | TL66-632 WEATHERFORD | WEATHERFORD SE | 69 | 69 | 1-2.2 | 2.2 | 0 | 1 | 477.0 ACSR | 0 | 0 | 0 | 0 | 0 | 0 | 0 | 0 | 0 | 0 | 0 | 0 | 0 | 0 | 0 | 0 | 0 | 0 | 0 | 0 | 0 | 0 | 0 | 12
NO |  | 148 | 2012 | 12 | 34 | 34 |  | SubTotal 69 kV Lines (Old) |  | 0 | 0 |  | 711.39 | 37.6 | 45 |  | 0 | 0 | 0 | 0 | 0 | 0 | 0 | 0 | 0 | 0 | 0 | 0 | 0 | 0 | 0 | 0 | 0 | 0 | 0 | 0 | 0 | 0 | 0 | 12
NO |  | 148 | 2012 | 12 | 35 | 35 |  | Total 69 kV Lines (All) |  | 0 | 0 |  | 711.39 | 37.6 | 45 |  | 0 | 0 | 0 | 0 | 0 | 0 | 0 | 0 | 0 | 0 | 0 | 0 | 0 | 0 | 0 | 0 | 0 | 0 | 0 | 0 | 0 | 0 | 0 | 12
NO |  | 148 | 2012 | 13 | 1 | 1 |  | H-Single Circuit H-Frame | ES-Add'n to Existing STR | 0 | 0 |  | 0 | 0 | 0 |  | 0 | 0 | 0 | 0 | 0 | 0 | 0 | 0 | 0 | 0 | 0 | 0 | 0 | 0 | 0 | 0 | 0 | 0 | 0 | 0 | 0 | 0 | 0 | 12
NO |  | 148 | 2012 | 13 | 2 | 2 |  | HH-Double Circuit H-Frame | ST-Sin Circuit Steel Tower | 0 | 0 |  | 0 | 0 | 0 |  | 0 | 0 | 0 | 0 | 0 | 0 | 0 | 0 | 0 | 0 | 0 | 0 | 0 | 0 | 0 | 0 | 0 | 0 | 0 | 0 | 0 | 0 | 0 | 12
NO |  | 148 | 2012 | 13 | 3 | 3 |  | HHH-Triple Circuit H-Frame | STDC-DBL Cir Steel Tower | 0 | 0 |  | 0 | 0 | 0 |  | 0 | 0 | 0 | 0 | 0 | 0 | 0 | 0 | 0 | 0 | 0 | 0 | 0 | 0 | 0 | 0 | 0 | 0 | 0 | 0 | 0 | 0 | 0 | 12
NO |  | 148 | 2012 | 13 | 4 | 4 |  | P-Single Circuit Sidepost | STTC-Triple Cir Steel Tower | 0 | 0 |  | 0 | 0 | 0 |  | 0 | 0 | 0 | 0 | 0 | 0 | 0 | 0 | 0 | 0 | 0 | 0 | 0 | 0 | 0 | 0 | 0 | 0 | 0 | 0 | 0 | 0 | 0 | 12
NO |  | 148 | 2012 | 13 | 5 | 5 |  | PP-Double Circuit Sidepost | STR-Structure | 0 | 0 |  | 0 | 0 | 0 |  | 0 | 0 | 0 | 0 | 0 | 0 | 0 | 0 | 0 | 0 | 0 | 0 | 0 | 0 | 0 | 0 | 0 | 0 | 0 | 0 | 0 | 0 | 0 | 12
NO |  | 148 | 2012 | 13 | 6 | 6 |  | Z-Single Circuit Wishbone | D-Single Circuit Davit Arm | 0 | 0 |  | 0 | 0 | 0 |  | 0 | 0 | 0 | 0 | 0 | 0 | 0 | 0 | 0 | 0 | 0 | 0 | 0 | 0 | 0 | 0 | 0 | 0 | 0 | 0 | 0 | 0 | 0 | 12
NO |  | 148 | 2012 | 13 | 7 | 7 |  | S-Single Circuit Steel Pole | DD-Dbl Circuit Davit Arm | 0 | 0 |  | 0 | 0 | 0 |  | 0 | 0 | 0 | 0 | 0 | 0 | 0 | 0 | 0 | 0 | 0 | 0 | 0 | 0 | 0 | 0 | 0 | 0 | 0 | 0 | 0 | 0 | 0 | 12
NO |  | 148 | 2012 | 13 | 8 | 8 |  | SS-Dbl Circuit Steel Pole | B-Single Circuit B Type STR | 0 | 0 |  | 0 | 0 | 0 |  | 0 | 0 | 0 | 0 | 0 | 0 | 0 | 0 | 0 | 0 | 0 | 0 | 0 | 0 | 0 | 0 | 0 | 0 | 0 | 0 | 0 | 0 | 0 | 12
NO |  | 148 | 2012 | 13 | 9 | 9 |  | ACAR-Aluminum Conductor | ACSR-Aluminum Conductor | 0 | 0 |  | 0 | 0 | 0 |  | 0 | 0 | 0 | 0 | 0 | 0 | 0 | 0 | 0 | 0 | 0 | 0 | 0 | 0 | 0 | 0 | 0 | 0 | 0 | 0 | 0 | 0 | 0 | 12
NO |  | 148 | 2012 | 13 | 10 | 10 |  | Alloy Reinforced | Steel Reinforced | 0 | 0 |  | 0 | 0 | 0 |  | 0 | 0 | 0 | 0 | 0 | 0 | 0 | 0 | 0 | 0 | 0 | 0 | 0 | 0 | 0 | 0 | 0 | 0 | 0 | 0 | 0 | 0 | 0 | 12
NO |  | 148 | 2012 | 13 | 11 | 11 |  | CU-Copper | ACWS/SCWS-Copper Weld | 0 | 0 |  | 0 | 0 | 0 |  | 0 | 0 | 0 | 0 | 0 | 0 | 0 | 0 | 0 | 0 | 0 | 0 | 0 | 0 | 0 | 0 | 0 | 0 | 0 | 0 | 0 | 0 | 0 | 12
NO |  | 148 | 2012 | 13 | 13 | 13 |  | Line cost and expense are | not available by individual | 0 | 0 |  | 0 | 0 | 0 |  | 38023104 | 372308529 | 410331633 | 180730 | 4730432 | 0 | 4911162 | 0 | 0 | 0 | 0 | 0 | 0 | 0 | 0 | 0 | 0 | 0 | 0 | 0 | 0 | 0 | 0 | 12
NO |  | 148 | 2012 | 13 | 14 | 14 |  | transmission line | Total shown in Column j-p | 0 | 0 |  | 0 | 0 | 0 |  | 0 | 0 | 0 | 0 | 0 | 0 | 0 | 0 | 0 | 0 | 0 | 0 | 0 | 0 | 0 | 0 | 0 | 0 | 0 | 0 | 0 | 0 | 0 | 12
NO |  | 164 | 2012 | 0 | 1 | 1 |  | 345 kV in AR |  | 0 | 0 |  | 0 | 0 | 0 |  | 0 | 0 | 0 | 0 | 0 | 0 | 0 | 0 | 0 | 0 | 0 | 0 | 0 | 0 | 0 | 0 | 0 | 0 | 0 | 0 | 0 | 0 | 0 | 12
NO |  | 164 | 2012 | 0 | 2 | 2 |  | 90-001 Chamber Springs | Clarksville 345 | 345 | 345 | 1-6.85 | 6.85 | 0 | 1 | 2x795.0 ACSR | 0 | 0 | 0 | 0 | 0 | 0 | 0 | 0 | 0 | 0 | 0 | 0 | 0 | 0 | 0 | 0 | 0 | 0 | 0 | 0 | 0 | 0 | 0 | 12
NO |  | 164 | 2012 | 0 | 3 | 3 |  | 90-009 Flint Creek | GRDA GRDA 1 (Interconnect) | 345 | 345 | 2-3.04 | 3.04 | 0 | 1 | 2x1431.0 ACSR | 0 | 0 | 0 | 0 | 0 | 0 | 0 | 0 | 0 | 0 | 0 | 0 | 0 | 0 | 0 | 0 | 0 | 0 | 0 | 0 | 0 | 0 | 0 | 12
NO |  | 164 | 2012 | 0 | 4 | 4 |  | 90-010 Flint Creek | CUS Brookline (Interconnect | 345 | 345 | 3-17.92 | 17.92 | 0 | 1 | 2156.0 ACSR | 0 | 0 | 0 | 0 | 0 | 0 | 0 | 0 | 0 | 0 | 0 | 0 | 0 | 0 | 0 | 0 | 0 | 0 | 0 | 0 | 0 | 0 | 0 | 12
NO |  | 164 | 2012 | 0 | 5 | 5 |  | 90-023 Chambers Spring | Tontitown | 345 | 345 | 1-11.5267 | 11.53 | 0 | 1 | 2x795.0 ACSR | 0 | 0 | 0 | 0 | 0 | 0 | 0 | 0 | 0 | 0 | 0 | 0 | 0 | 0 | 0 | 0 | 0 | 0 | 0 | 0 | 0 | 0 | 0 | 12
NO |  | 164 | 2012 | 0 | 10 | 10 |  | 345 kV in LA |  | 0 | 0 |  | 0 | 0 | 0 |  | 0 | 0 | 0 | 0 | 0 | 0 | 0 | 0 | 0 | 0 | 0 | 0 | 0 | 0 | 0 | 0 | 0 | 0 | 0 | 0 | 0 | 0 | 0 | 12
NO |  | 164 | 2012 | 0 | 11 | 11 |  | 90-005 Diana | Southwest Shreveport | 345 | 345 | 3-3.3 | 3.3 | 7.5 | 1 | 2156.0 ACSR | 0 | 0 | 0 | 0 | 0 | 0 | 0 | 0 | 0 | 0 | 0 | 0 | 0 | 0 | 0 | 0 | 0 | 0 | 0 | 0 | 0 | 0 | 0 | 12
NO |  | 164 | 2012 | 0 | 12 | 12 |  |  |  | 0 | 0 |  | 0 | 0 | 0 | 2x795.0 ACSR | 0 | 0 | 0 | 0 | 0 | 0 | 0 | 0 | 0 | 0 | 0 | 0 | 0 | 0 | 0 | 0 | 0 | 0 | 0 | 0 | 0 | 0 | 0 | 12
NO |  | 164 | 2012 | 0 | 13 | 13 |  | 90-008 Southwest Shreveport | CLECO Dolet Hills | 345 | 345 | 3-34.6 | 34.6 | 0 | 1 | 2156.0 ACSR | 0 | 0 | 0 | 0 | 0 | 0 | 0 | 0 | 0 | 0 | 0 | 0 | 0 | 0 | 0 | 0 | 0 | 0 | 0 | 0 | 0 | 0 | 0 | 12
NO |  | 164 | 2012 | 0 | 14 | 14 |  |  | (Interconnect) | 0 | 0 |  | 0 | 0 | 0 |  | 0 | 0 | 0 | 0 | 0 | 0 | 0 | 0 | 0 | 0 | 0 | 0 | 0 | 0 | 0 | 0 | 0 | 0 | 0 | 0 | 0 | 0 | 0 | 12
NO |  | 164 | 2012 | 0 | 15 | 15 |  | 90-011 Longwood | Entergy El Dorado | 345 | 345 | 2-37.72 | 37.72 | 0 | 1 | 2x1024.0 ACAR | 0 | 0 | 0 | 0 | 0 | 0 | 0 | 0 | 0 | 0 | 0 | 0 | 0 | 0 | 0 | 0 | 0 | 0 | 0 | 0 | 0 | 0 | 0 | 12
NO |  | 164 | 2012 | 0 | 16 | 16 |  |  | (Interconnect) | 0 | 0 |  | 0 | 0 | 0 |  | 0 | 0 | 0 | 0 | 0 | 0 | 0 | 0 | 0 | 0 | 0 | 0 | 0 | 0 | 0 | 0 | 0 | 0 | 0 | 0 | 0 | 0 | 0 | 12
NO |  | 164 | 2012 | 0 | 17 | 17 |  | 90-012 Longwood | Southwest Shreveport | 345 | 345 | 1-19.02 | 19.02 | 0 | 1 | 2x795.0 ACSR | 0 | 0 | 0 | 0 | 0 | 0 | 0 | 0 | 0 | 0 | 0 | 0 | 0 | 0 | 0 | 0 | 0 | 0 | 0 | 0 | 0 | 0 | 0 | 12
NO |  | 164 | 2012 | 0 | 22 | 22 |  | 345 kV in OK |  | 0 | 0 |  | 0 | 0 | 0 |  | 0 | 0 | 0 | 0 | 0 | 0 | 0 | 0 | 0 | 0 | 0 | 0 | 0 | 0 | 0 | 0 | 0 | 0 | 0 | 0 | 0 | 0 | 0 | 12
NO |  | 164 | 2012 | 0 | 27 | 27 |  | 345 kV in TX |  | 0 | 0 |  | 0 | 0 | 0 |  | 0 | 0 | 0 | 0 | 0 | 0 | 0 | 0 | 0 | 0 | 0 | 0 | 0 | 0 | 0 | 0 | 0 | 0 | 0 | 0 | 0 | 0 | 0 | 12
NO |  | 164 | 2012 | 0 | 28 | 28 |  | 90-002 Crockett | Entergy Grimes | 345 | 345 | 3-26.4 | 26.4 | 0 | 1 | 2x1024.0 ACAR | 0 | 0 | 0 | 0 | 0 | 0 | 0 | 0 | 0 | 0 | 0 | 0 | 0 | 0 | 0 | 0 | 0 | 0 | 0 | 0 | 0 | 0 | 0 | 12
NO |  | 164 | 2012 | 0 | 29 | 29 |  |  | (Interconnect) | 0 | 0 |  | 0 | 0 | 0 |  | 0 | 0 | 0 | 0 | 0 | 0 | 0 | 0 | 0 | 0 | 0 | 0 | 0 | 0 | 0 | 0 | 0 | 0 | 0 | 0 | 0 | 0 | 0 | 12
NO |  | 164 | 2012 | 0 | 30 | 30 |  | 90-003 Lebrock | Pirkey | 345 | 345 | 2-0.11 | 6.3 | 0.47 | 1 | 2x1024.0 ACAR | 0 | 0 | 0 | 0 | 0 | 0 | 0 | 0 | 0 | 0 | 0 | 0 | 0 | 0 | 0 | 0 | 0 | 0 | 0 | 0 | 0 | 0 | 0 | 12
NO |  | 164 | 2012 | 0 | 31 | 31 |  |  |  | 0 | 0 | 3-6.19 | 0 | 0 | 0 | 2x1272.0 ACSR | 0 | 0 | 0 | 0 | 0 | 0 | 0 | 0 | 0 | 0 | 0 | 0 | 0 | 0 | 0 | 0 | 0 | 0 | 0 | 0 | 0 | 0 | 0 | 12
NO |  | 164 | 2012 | 0 | 32 | 32 |  | 90-004 Diana | Pirkey | 345 | 345 | 2-0.15 | 24.75 | 0 | 1 | 2x1024.0 ACAR | 0 | 0 | 0 | 0 | 0 | 0 | 0 | 0 | 0 | 0 | 0 | 0 | 0 | 0 | 0 | 0 | 0 | 0 | 0 | 0 | 0 | 0 | 0 | 12
NO |  | 164 | 2012 | 0 | 33 | 33 |  |  |  | 0 | 0 | 3-24.6 | 0 | 0 | 0 |  | 0 | 0 | 0 | 0 | 0 | 0 | 0 | 0 | 0 | 0 | 0 | 0 | 0 | 0 | 0 | 0 | 0 | 0 | 0 | 0 | 0 | 0 | 0 | 12
NO |  | 164 | 2012 | 0 | 34 | 34 |  | 90-005 Diana | Southwest Shreveport | 345 | 345 | 3-46.45 | 46.45 | 0 | 1 | 2156.0 ACSR | 0 | 0 | 0 | 0 | 0 | 0 | 0 | 0 | 0 | 0 | 0 | 0 | 0 | 0 | 0 | 0 | 0 | 0 | 0 | 0 | 0 | 0 | 0 | 12
NO |  | 164 | 2012 | 0 | 35 | 35 |  | 90-006 Diana | Welsh | 345 | 345 | 3-23.69 | 23.69 | 0 | 1 | 2156.0 ACSR | 0 | 0 | 0 | 0 | 0 | 0 | 0 | 0 | 0 | 0 | 0 | 0 | 0 | 0 | 0 | 0 | 0 | 0 | 0 | 0 | 0 | 0 | 0 | 12
NO |  | 164 | 2012 | 1 | 1 | 1 |  | 90-007 Diana | Welsh | 345 | 345 | 3-23.6 | 23.6 | 0 | 1 | 2156.0 ACSR | 0 | 0 | 0 | 0 | 0 | 0 | 0 | 0 | 0 | 0 | 0 | 0 | 0 | 0 | 0 | 0 | 0 | 0 | 0 | 0 | 0 | 0 | 0 | 12
NO |  | 164 | 2012 | 1 | 2 | 2 |  | 90-013 Longwood | Wilkes | 345 | 345 | 3-35.34 | 35.34 | 0 | 1 | 2x1024.0 ACAR | 0 | 0 | 0 | 0 | 0 | 0 | 0 | 0 | 0 | 0 | 0 | 0 | 0 | 0 | 0 | 0 | 0 | 0 | 0 | 0 | 0 | 0 | 0 | 12
NO |  | 164 | 2012 | 1 | 3 | 3 |  | 90-014 Welsh | Welsh DC | 345 | 345 | 3-0.48 | 0.48 | 0 | 1 | 2156.0 ACSR | 0 | 0 | 0 | 0 | 0 | 0 | 0 | 0 | 0 | 0 | 0 | 0 | 0 | 0 | 0 | 0 | 0 | 0 | 0 | 0 | 0 | 0 | 0 | 12
NO |  | 164 | 2012 | 1 | 4 | 4 |  | 90-015 Northwest Texarkana | Welsh | 345 | 345 | 3-44.02 | 44.02 | 12.08 | 1 | 2156.0 ACSR | 0 | 0 | 0 | 0 | 0 | 0 | 0 | 0 | 0 | 0 | 0 | 0 | 0 | 0 | 0 | 0 | 0 | 0 | 0 | 0 | 0 | 0 | 0 | 12
NO |  | 164 | 2012 | 1 | 5 | 5 |  | 90-017 Welsh | Wilkes | 345 | 345 | 3-30.63 | 30.63 | 0 | 1 | 2156.0 ACSR | 0 | 0 | 0 | 0 | 0 | 0 | 0 | 0 | 0 | 0 | 0 | 0 | 0 | 0 | 0 | 0 | 0 | 0 | 0 | 0 | 0 | 0 | 0 | 12
NO |  | 164 | 2012 | 1 | 6 | 6 |  |  |  | 0 | 0 |  | 0 | 0 | 0 | 2x795.0 ACSR | 0 | 0 | 0 | 0 | 0 | 0 | 0 | 0 | 0 | 0 | 0 | 0 | 0 | 0 | 0 | 0 | 0 | 0 | 0 | 0 | 0 | 0 | 0 | 12
NO |  | 164 | 2012 | 1 | 7 | 7 |  | 90-018 Crockett | Tenaska Rusk County | 345 | 345 | 3-67.14 | 67.14 | 0 | 1 | 2x1024.0 ACAR | 0 | 0 | 0 | 0 | 0 | 0 | 0 | 0 | 0 | 0 | 0 | 0 | 0 | 0 | 0 | 0 | 0 | 0 | 0 | 0 | 0 | 0 | 0 | 12
NO |  | 164 | 2012 | 1 | 8 | 8 |  | 90-019 Lebrock | Pirkey | 345 | 345 | 1-5.21 | 6.11 | 0 | 1 | 2x1272.0 ACSR | 0 | 0 | 0 | 0 | 0 | 0 | 0 | 0 | 0 | 0 | 0 | 0 | 0 | 0 | 0 | 0 | 0 | 0 | 0 | 0 | 0 | 0 | 0 | 12
NO |  | 164 | 2012 | 1 | 9 | 9 |  |  |  | 0 | 0 | 2-0.9 | 0 | 0 | 0 |  | 0 | 0 | 0 | 0 | 0 | 0 | 0 | 0 | 0 | 0 | 0 | 0 | 0 | 0 | 0 | 0 | 0 | 0 | 0 | 0 | 0 | 0 | 0 | 12
NO |  | 164 | 2012 | 1 | 10 | 10 |  | 90-022 Lebrock | Tenaska Rusk County | 345 | 345 | 3-30.63 | 30.63 | 0 | 1 | 2x1024.0 ACAR | 0 | 0 | 0 | 0 | 0 | 0 | 0 | 0 | 0 | 0 | 0 | 0 | 0 | 0 | 0 | 0 | 0 | 0 | 0 | 0 | 0 | 0 | 0 | 12
NO |  | 164 | 2012 | 1 | 11 | 11 |  |  |  | 0 | 0 |  | 0 | 0 | 0 | 2x1272.0 ACSR | 0 | 0 | 0 | 0 | 0 | 0 | 0 | 0 | 0 | 0 | 0 | 0 | 0 | 0 | 0 | 0 | 0 | 0 | 0 | 0 | 0 | 0 | 0 | 12
NO |  | 164 | 2012 | 1 | 12 | 12 |  | 90-905 Welsh | PSO Valliant (Interconnect) | 345 | 345 | 3-87.22 | 87.22 | 0 | 1 | 2156.0 ACSR | 0 | 0 | 0 | 0 | 0 | 0 | 0 | 0 | 0 | 0 | 0 | 0 | 0 | 0 | 0 | 0 | 0 | 0 | 0 | 0 | 0 | 0 | 0 | 12
NO |  | 164 | 2012 | 1 | 13 | 13 |  |  | w/tap to NW Texarkana | 0 | 0 |  | 0 | 0 | 0 | 2x795.0 ACSR | 0 | 0 | 0 | 0 | 0 | 0 | 0 | 0 | 0 | 0 | 0 | 0 | 0 | 0 | 0 | 0 | 0 | 0 | 0 | 0 | 0 | 0 | 0 | 12
NO |  | 164 | 2012 | 1 | 21 | 21 |  | 161 kV in AR |  | 0 | 0 |  | 0 | 0 | 0 |  | 0 | 0 | 0 | 0 | 0 | 0 | 0 | 0 | 0 | 0 | 0 | 0 | 0 | 0 | 0 | 0 | 0 | 0 | 0 | 0 | 0 | 0 | 0 | 12
NO |  | 164 | 2012 | 1 | 22 | 22 |  | 83-001 Chamber Springs | Tontitown | 161 | 161 | 1-0.08 | 11.61 | 0.64 | 1 | 1020.0 ACCC/TW | 0 | 0 | 0 | 0 | 0 | 0 | 0 | 0 | 0 | 0 | 0 | 0 | 0 | 0 | 0 | 0 | 0 | 0 | 0 | 0 | 0 | 0 | 0 | 12
NO |  | 164 | 2012 | 1 | 23 | 23 |  |  |  | 0 | 0 | 2-11.53 | 0 | 0 | 0 | 2156.0 ACSR | 0 | 0 | 0 | 0 | 0 | 0 | 0 | 0 | 0 | 0 | 0 | 0 | 0 | 0 | 0 | 0 | 0 | 0 | 0 | 0 | 0 | 0 | 0 | 12
NO |  | 164 | 2012 | 1 | 24 | 24 |  | 83-002 Chamber Springs | South Fayetteville | 161 | 161 | 1-0.37 | 16.82 | 0 | 1 | 1272.0 ACSR | 0 | 0 | 0 | 0 | 0 | 0 | 0 | 0 | 0 | 0 | 0 | 0 | 0 | 0 | 0 | 0 | 0 | 0 | 0 | 0 | 0 | 0 | 0 | 12
NO |  | 164 | 2012 | 1 | 25 | 25 |  |  |  | 0 | 0 | 2-16.45 | 0 | 0 | 0 | 2x397.0 ACSR | 0 | 0 | 0 | 0 | 0 | 0 | 0 | 0 | 0 | 0 | 0 | 0 | 0 | 0 | 0 | 0 | 0 | 0 | 0 | 0 | 0 | 0 | 0 | 12
NO |  | 164 | 2012 | 1 | 26 | 26 |  | 83-003 Dyess | East Rogers | 161 | 161 | 2-13.42 | 13.42 | 0 | 1 | 666.0 ACSR | 0 | 0 | 0 | 0 | 0 | 0 | 0 | 0 | 0 | 0 | 0 | 0 | 0 | 0 | 0 | 0 | 0 | 0 | 0 | 0 | 0 | 0 | 0 | 12
NO |  | 164 | 2012 | 1 | 27 | 27 |  | 83-004 Dyess | Tontitown | 161 | 161 | 1-6.207 | 7.09 | 0 | 1 | 1272.0 ACSR | 0 | 0 | 0 | 0 | 0 | 0 | 0 | 0 | 0 | 0 | 0 | 0 | 0 | 0 | 0 | 0 | 0 | 0 | 0 | 0 | 0 | 0 | 0 | 12
NO |  | 164 | 2012 | 1 | 28 | 28 |  |  |  | 0 | 0 | 2-0.8788 | 0 | 0 | 0 | 2156.0 ACSR | 0 | 0 | 0 | 0 | 0 | 0 | 0 | 0 | 0 | 0 | 0 | 0 | 0 | 0 | 0 | 0 | 0 | 0 | 0 | 0 | 0 | 0 | 0 | 12
NO |  | 164 | 2012 | 1 | 29 | 29 |  |  |  | 0 | 0 |  | 0 | 0 | 0 | 2x397.0 ACSR | 0 | 0 | 0 | 0 | 0 | 0 | 0 | 0 | 0 | 0 | 0 | 0 | 0 | 0 | 0 | 0 | 0 | 0 | 0 | 0 | 0 | 0 | 0 | 12
NO |  | 164 | 2012 | 1 | 30 | 30 |  | 83-005 Dyess | Hyland | 161 | 161 | 1-9.49 | 13.99 | 0 | 1 | 1272.0 AAC | 0 | 0 | 0 | 0 | 0 | 0 | 0 | 0 | 0 | 0 | 0 | 0 | 0 | 0 | 0 | 0 | 0 | 0 | 0 | 0 | 0 | 0 | 0 | 12
NO |  | 164 | 2012 | 1 | 31 | 31 |  |  |  | 0 | 0 | 2-4.5 | 0 | 0 | 0 | 2x397.0 ACSR | 0 | 0 | 0 | 0 | 0 | 0 | 0 | 0 | 0 | 0 | 0 | 0 | 0 | 0 | 0 | 0 | 0 | 0 | 0 | 0 | 0 | 0 | 0 | 12
NO |  | 164 | 2012 | 1 | 32 | 32 |  | 83-006 East Centerton | East Rogers | 161 | 161 | 1-9.18 | 9.18 | 0 | 1 | 1272.0 ACSR | 0 | 0 | 0 | 0 | 0 | 0 | 0 | 0 | 0 | 0 | 0 | 0 | 0 | 0 | 0 | 0 | 0 | 0 | 0 | 0 | 0 | 0 | 0 | 12
NO |  | 164 | 2012 | 1 | 33 | 33 |  |  |  | 0 | 0 |  | 0 | 0 | 0 | 1590.0 ACSR | 0 | 0 | 0 | 0 | 0 | 0 | 0 | 0 | 0 | 0 | 0 | 0 | 0 | 0 | 0 | 0 | 0 | 0 | 0 | 0 | 0 | 0 | 0 | 12
NO |  | 164 | 2012 | 2 | 2 | 2 |  |  |  | 0 | 0 |  | 0 | 0 | 0 | 1590.0 ACSR | 0 | 0 | 0 | 0 | 0 | 0 | 0 | 0 | 0 | 0 | 0 | 0 | 0 | 0 | 0 | 0 | 0 | 0 | 0 | 0 | 0 | 0 | 0 | 12
NO |  | 164 | 2012 | 2 | 3 | 3 |  |  |  | 0 | 0 |  | 0 | 0 | 0 | 2156.0 ACSR | 0 | 0 | 0 | 0 | 0 | 0 | 0 | 0 | 0 | 0 | 0 | 0 | 0 | 0 | 0 | 0 | 0 | 0 | 0 | 0 | 0 | 0 | 0 | 12
NO |  | 164 | 2012 | 2 | 5 | 5 |  | 83-008 East Rogers | SWPA Beaver Dam | 161 | 161 | 2-16.81 | 16.81 | 0 | 1 | 666.0 ACSR | 0 | 0 | 0 | 0 | 0 | 0 | 0 | 0 | 0 | 0 | 0 | 0 | 0 | 0 | 0 | 0 | 0 | 0 | 0 | 0 | 0 | 0 | 0 | 12
NO |  | 164 | 2012 | 2 | 6 | 6 |  |  | (Interconnect) | 0 | 0 |  | 0 | 0 | 0 |  | 0 | 0 | 0 | 0 | 0 | 0 | 0 | 0 | 0 | 0 | 0 | 0 | 0 | 0 | 0 | 0 | 0 | 0 | 0 | 0 | 0 | 0 | 0 | 12
NO |  | 164 | 2012 | 2 | 7 | 7 |  | 83-009 Eureka Springs | SWPA Beaver Dam | 161 | 161 | 2-1.25 | 1.25 | 0 | 1 | 795.0 ACSR | 0 | 0 | 0 | 0 | 0 | 0 | 0 | 0 | 0 | 0 | 0 | 0 | 0 | 0 | 0 | 0 | 0 | 0 | 0 | 0 | 0 | 0 | 0 | 12
NO |  | 164 | 2012 | 2 | 8 | 8 |  |  | (Interconnect) | 0 | 0 |  | 0 | 0 | 0 |  | 0 | 0 | 0 | 0 | 0 | 0 | 0 | 0 | 0 | 0 | 0 | 0 | 0 | 0 | 0 | 0 | 0 | 0 | 0 | 0 | 0 | 0 | 0 | 12
NO |  | 164 | 2012 | 2 | 9 | 9 |  | 83-010 Eureka Springs | Entergy Harrison | 161 | 161 | 1-0.94 | 5.34 | 0 | 1 | 666.0 ACSR | 0 | 0 | 0 | 0 | 0 | 0 | 0 | 0 | 0 | 0 | 0 | 0 | 0 | 0 | 0 | 0 | 0 | 0 | 0 | 0 | 0 | 0 | 0 | 12
NO |  | 164 | 2012 | 2 | 10 | 10 |  |  | (Interconnect) | 0 | 0 | 2-4.4 | 0 | 0 | 0 |  | 0 | 0 | 0 | 0 | 0 | 0 | 0 | 0 | 0 | 0 | 0 | 0 | 0 | 0 | 0 | 0 | 0 | 0 | 0 | 0 | 0 | 0 | 0 | 12
NO |  | 164 | 2012 | 2 | 11 | 11 |  | 83-011 Eureka Springs | SWPA Table Rock | 161 | 161 | 2-1.25 | 1.25 | 0 | 1 | 795.0 ACSR | 0 | 0 | 0 | 0 | 0 | 0 | 0 | 0 | 0 | 0 | 0 | 0 | 0 | 0 | 0 | 0 | 0 | 0 | 0 | 0 | 0 | 0 | 0 | 12
NO |  | 164 | 2012 | 2 | 12 | 12 |  |  | (Interconnect) | 0 | 0 |  | 0 | 0 | 0 |  | 0 | 0 | 0 | 0 | 0 | 0 | 0 | 0 | 0 | 0 | 0 | 0 | 0 | 0 | 0 | 0 | 0 | 0 | 0 | 0 | 0 | 0 | 0 | 12
NO |  | 164 | 2012 | 2 | 13 | 13 |  | 83-012 Flint Creek | EDE Decatur South | 161 | 161 | 2-0.03 | 0.03 | 0 | 1 | 795.0 ACSR | 0 | 0 | 0 | 0 | 0 | 0 | 0 | 0 | 0 | 0 | 0 | 0 | 0 | 0 | 0 | 0 | 0 | 0 | 0 | 0 | 0 | 0 | 0 | 12
NO |  | 164 | 2012 | 2 | 14 | 14 |  |  | (Interconnect) | 0 | 0 |  | 0 | 0 | 0 |  | 0 | 0 | 0 | 0 | 0 | 0 | 0 | 0 | 0 | 0 | 0 | 0 | 0 | 0 | 0 | 0 | 0 | 0 | 0 | 0 | 0 | 0 | 0 | 12
NO |  | 164 | 2012 | 2 | 15 | 15 |  | 83-013 Flint Creek | Siloam Springs | 161 | 161 | 1-5.4379 | 7.11 | 2.29 | 1 | 2x397.0 ACSR | 0 | 0 | 0 | 0 | 0 | 0 | 0 | 0 | 0 | 0 | 0 | 0 | 0 | 0 | 0 | 0 | 0 | 0 | 0 | 0 | 0 | 0 | 0 | 12
NO |  | 164 | 2012 | 2 | 16 | 16 |  |  |  | 0 | 0 | 2-1.6754 | 0 | 0 | 0 |  | 0 | 0 | 0 | 0 | 0 | 0 | 0 | 0 | 0 | 0 | 0 | 0 | 0 | 0 | 0 | 0 | 0 | 0 | 0 | 0 | 0 | 0 | 0 | 12
NO |  | 164 | 2012 | 2 | 17 | 17 |  | 83-014 Hyland | Southeast Fayetteville | 161 | 161 | 1-2.81 | 2.81 | 0 | 1 | 2x397.0 ACSR | 0 | 0 | 0 | 0 | 0 | 0 | 0 | 0 | 0 | 0 | 0 | 0 | 0 | 0 | 0 | 0 | 0 | 0 | 0 | 0 | 0 | 0 | 0 | 12
NO |  | 164 | 2012 | 2 | 18 | 18 |  | 83-015 North Huntington | OGE Fort Smith | 161 | 161 | 2-13.1921 | 13.19 | 0 | 1 | 1272.0 ACSR | 0 | 0 | 0 | 0 | 0 | 0 | 0 | 0 | 0 | 0 | 0 | 0 | 0 | 0 | 0 | 0 | 0 | 0 | 0 | 0 | 0 | 0 | 0 | 12
NO |  | 164 | 2012 | 2 | 19 | 19 |  |  | (Interconnect) | 0 | 0 |  | 0 | 0 | 0 | 397.0 ACSR | 0 | 0 | 0 | 0 | 0 | 0 | 0 | 0 | 0 | 0 | 0 | 0 | 0 | 0 | 0 | 0 | 0 | 0 | 0 | 0 | 0 | 0 | 0 | 12
NO |  | 164 | 2012 | 2 | 20 | 20 |  |  |  | 0 | 0 |  | 0 | 0 | 0 | 795.0 ACSR | 0 | 0 | 0 | 0 | 0 | 0 | 0 | 0 | 0 | 0 | 0 | 0 | 0 | 0 | 0 | 0 | 0 | 0 | 0 | 0 | 0 | 0 | 0 | 12
NO |  | 164 | 2012 | 2 | 21 | 21 |  | 83-016 North Huntington | West Booneville | 161 | 161 | 1-19.61 | 19.61 | 0 | 1 | 397.0 ACSR | 0 | 0 | 0 | 0 | 0 | 0 | 0 | 0 | 0 | 0 | 0 | 0 | 0 | 0 | 0 | 0 | 0 | 0 | 0 | 0 | 0 | 0 | 0 | 12
NO |  | 164 | 2012 | 2 | 22 | 22 |  | 83-017 North Magazine | Danville | 161 | 161 | 1-25.9462 | 25.95 | 0 | 1 | 1272.0 ACSR | 0 | 0 | 0 | 0 | 0 | 0 | 0 | 0 | 0 | 0 | 0 | 0 | 0 | 0 | 0 | 0 | 0 | 0 | 0 | 0 | 0 | 0 | 0 | 12
NO |  | 164 | 2012 | 2 | 23 | 23 |  | 83-018 North Magazine | VBI (OG&E) | 161 | 161 | 2-8.8 | 8.8 | 0 | 1 | 250.0 CW | 0 | 0 | 0 | 0 | 0 | 0 | 0 | 0 | 0 | 0 | 0 | 0 | 0 | 0 | 0 | 0 | 0 | 0 | 0 | 0 | 0 | 0 | 0 | 12
NO |  | 164 | 2012 | 2 | 24 | 24 |  | 83-020 Siloam Springs | GRDA Siloam Springs | 161 | 161 | 2-2.06 | 2.06 | 0 | 1 | 2x397.0 ACSR | 0 | 0 | 0 | 0 | 0 | 0 | 0 | 0 | 0 | 0 | 0 | 0 | 0 | 0 | 0 | 0 | 0 | 0 | 0 | 0 | 0 | 0 | 0 | 12
NO |  | 164 | 2012 | 2 | 25 | 25 |  |  | (Interconnect) | 0 | 0 |  | 0 | 0 | 0 |  | 0 | 0 | 0 | 0 | 0 | 0 | 0 | 0 | 0 | 0 | 0 | 0 | 0 | 0 | 0 | 0 | 0 | 0 | 0 | 0 | 0 | 0 | 0 | 12
NO |  | 164 | 2012 | 2 | 26 | 26 |  | 83-021 South Fayetteville | Southeast Fayetteville | 161 | 161 | 1-2.96 | 2.96 | 0 | 1 | 2x397.0 ACSR | 0 | 0 | 0 | 0 | 0 | 0 | 0 | 0 | 0 | 0 | 0 | 0 | 0 | 0 | 0 | 0 | 0 | 0 | 0 | 0 | 0 | 0 | 0 | 12
NO |  | 164 | 2012 | 2 | 27 | 27 |  | 83-022 North Magazine | West Booneville | 161 | 161 | 1-13.96 | 13.96 | 0 | 1 | 397.0 ACSR | 0 | 0 | 0 | 0 | 0 | 0 | 0 | 0 | 0 | 0 | 0 | 0 | 0 | 0 | 0 | 0 | 0 | 0 | 0 | 0 | 0 | 0 | 0 | 12
NO |  | 164 | 2012 | 2 | 28 | 28 |  | 83-026 Dyess | Tontitown | 161 | 161 | 1-7.44 | 7.44 | 0 | 1 | 2156.0 ACSR | 0 | 0 | 0 | 0 | 0 | 0 | 0 | 0 | 0 | 0 | 0 | 0 | 0 | 0 | 0 | 0 | 0 | 0 | 0 | 0 | 0 | 0 | 0 | 12
NO |  | 164 | 2012 | 2 | 29 | 29 |  | 83-025 Chamber Springs | Flint Creek | 161 | 161 | 1-4.0138 | 14.35 | 0 | 1 | 1272.0 ACSR | 0 | 0 | 0 | 0 | 0 | 0 | 0 | 0 | 0 | 0 | 0 | 0 | 0 | 0 | 0 | 0 | 0 | 0 | 0 | 0 | 0 | 0 | 0 | 12
NO |  | 164 | 2012 | 2 | 30 | 30 |  |  |  | 0 | 0 | 2-10.3371 | 0 | 0 | 0 | 2x397.0 ACSR | 0 | 0 | 0 | 0 | 0 | 0 | 0 | 0 | 0 | 0 | 0 | 0 | 0 | 0 | 0 | 0 | 0 | 0 | 0 | 0 | 0 | 0 | 0 | 12
NO |  | 164 | 2012 | 2 | 31 | 31 |  | 83-027 Flint Creek | Tontitown | 161 | 161 | 1-5.629 | 16.22 | 0.4 | 1 | 2156.0 ACSR | 0 | 0 | 0 | 0 | 0 | 0 | 0 | 0 | 0 | 0 | 0 | 0 | 0 | 0 | 0 | 0 | 0 | 0 | 0 | 0 | 0 | 0 | 0 | 12
NO |  | 164 | 2012 | 2 | 32 | 32 |  |  |  | 0 | 0 | 2-10.594 | 0 | 0 | 0 | 2x397.0 ACSR | 0 | 0 | 0 | 0 | 0 | 0 | 0 | 0 | 0 | 0 | 0 | 0 | 0 | 0 | 0 | 0 | 0 | 0 | 0 | 0 | 0 | 0 | 0 | 12
NO |  | 164 | 2012 | 2 | 33 | 33 |  | 83-028 Lowell | Tontitown | 161 | 161 | 1-11.2 | 11.2 | 0 | 1 | 1590.0 ACSR | 0 | 0 | 0 | 0 | 0 | 0 | 0 | 0 | 0 | 0 | 0 | 0 | 0 | 0 | 0 | 0 | 0 | 0 | 0 | 0 | 0 | 0 | 0 | 12
NO |  | 164 | 2012 | 2 | 34 | 34 |  | 83-029 Lowell | Rogers | 161 | 161 | 1-4.4 | 4.4 | 0 | 1 | 1590.0 ACSR | 0 | 0 | 0 | 0 | 0 | 0 | 0 | 0 | 0 | 0 | 0 | 0 | 0 | 0 | 0 | 0 | 0 | 0 | 0 | 0 | 0 | 0 | 0 | 12
NO |  | 164 | 2012 | 2 | 35 | 35 |  | 83-030 East Rogers | Rogers | 161 | 161 | 1-4.6 | 4.6 | 0 | 1 | 1272.0 ACSR | 0 | 0 | 0 | 0 | 0 | 0 | 0 | 0 | 0 | 0 | 0 | 0 | 0 | 0 | 0 | 0 | 0 | 0 | 0 | 0 | 0 | 0 | 0 | 12
NO |  | 164 | 2012 | 3 | 1 | 1 |  | 83-032 Mattison Plant | Tontitown | 161 | 161 | 1-0.2343 | 0.23 | 0 | 1 | 2x1590.0 ACSR | 0 | 0 | 0 | 0 | 0 | 0 | 0 | 0 | 0 | 0 | 0 | 0 | 0 | 0 | 0 | 0 | 0 | 0 | 0 | 0 | 0 | 0 | 0 | 12
NO |  | 164 | 2012 | 3 | 9 | 9 |  | Total 161 kV SWEPCO |  | 0 | 0 |  | 286.36 | 8.61 | 32 |  | 0 | 0 | 0 | 0 | 0 | 0 | 0 | 0 | 0 | 0 | 0 | 0 | 0 | 0 | 0 | 0 | 0 | 0 | 0 | 0 | 0 | 0 | 0 | 12
NO |  | 164 | 2012 | 3 | 11 | 11 |  | 138 kV in AR |  | 0 | 0 |  | 0 | 0 | 0 |  | 0 | 0 | 0 | 0 | 0 | 0 | 0 | 0 | 0 | 0 | 0 | 0 | 0 | 0 | 0 | 0 | 0 | 0 | 0 | 0 | 0 | 0 | 0 | 12
NO |  | 164 | 2012 | 3 | 12 | 12 |  | 81-009 Dequeen | PSO Craig Jct. | 138 | 138 | 2-7.49 | 7.49 | 0 | 1 | 397.0 ACSR | 0 | 0 | 0 | 0 | 0 | 0 | 0 | 0 | 0 | 0 | 0 | 0 | 0 | 0 | 0 | 0 | 0 | 0 | 0 | 0 | 0 | 0 | 0 | 12
NO |  | 164 | 2012 | 3 | 13 | 13 |  |  | (Interconnect) | 0 | 0 |  | 0 | 0 | 0 |  | 0 | 0 | 0 | 0 | 0 | 0 | 0 | 0 | 0 | 0 | 0 | 0 | 0 | 0 | 0 | 0 | 0 | 0 | 0 | 0 | 0 | 0 | 0 | 12
NO |  | 164 | 2012 | 3 | 14 | 14 |  | 81-044 North New Boston | Patterson | 138 | 138 | 2-18.45 | 18.45 | 0 | 1 | 2x203.2 ACSR | 0 | 0 | 0 | 0 | 0 | 0 | 0 | 0 | 0 | 0 | 0 | 0 | 0 | 0 | 0 | 0 | 0 | 0 | 0 | 0 | 0 | 0 | 0 | 12
NO |  | 164 | 2012 | 3 | 15 | 15 |  |  |  | 0 | 0 |  | 0 | 0 | 0 | 666.0 ACSR | 0 | 0 | 0 | 0 | 0 | 0 | 0 | 0 | 0 | 0 | 0 | 0 | 0 | 0 | 0 | 0 | 0 | 0 | 0 | 0 | 0 | 0 | 0 | 12
NO |  | 164 | 2012 | 3 | 16 | 16 |  | 81-847 Patterson | PSO Craig Jct. | 138 | 138 | 1-26.4705 | 26.95 | 0 | 1 | 1272.0 ACSR | 0 | 0 | 0 | 0 | 0 | 0 | 0 | 0 | 0 | 0 | 0 | 0 | 0 | 0 | 0 | 0 | 0 | 0 | 0 | 0 | 0 | 0 | 0 | 12
NO |  | 164 | 2012 | 3 | 17 | 17 |  |  | (Interconnect) | 0 | 0 | 2-0.4811 | 0 | 0 | 0 |  | 0 | 0 | 0 | 0 | 0 | 0 | 0 | 0 | 0 | 0 | 0 | 0 | 0 | 0 | 0 | 0 | 0 | 0 | 0 | 0 | 0 | 0 | 0 | 12
NO |  | 164 | 2012 | 3 | 18 | 18 |  | 81-049 Northwest Texarkana | Patterson | 138 | 138 | 2-8.26 | 8.26 | 0 | 1 | 1024.0 ACAR | 0 | 0 | 0 | 0 | 0 | 0 | 0 | 0 | 0 | 0 | 0 | 0 | 0 | 0 | 0 | 0 | 0 | 0 | 0 | 0 | 0 | 0 | 0 | 12
NO |  | 164 | 2012 | 3 | 19 | 19 |  | 81-050 Northwest Texarkana | Sugar Hill | 138 | 138 | 1-0.78 | 0.78 | 0 | 1 | 1272.0 ACSR | 0 | 0 | 0 | 0 | 0 | 0 | 0 | 0 | 0 | 0 | 0 | 0 | 0 | 0 | 0 | 0 | 0 | 0 | 0 | 0 | 0 | 0 | 0 | 12
NO |  | 164 | 2012 | 3 | 20 | 20 |  | 81-054 Patterson | South Dierks | 138 | 138 | 1-2.28 | 32.34 | 0 | 1 | 2x397.0 ACSR | 0 | 0 | 0 | 0 | 0 | 0 | 0 | 0 | 0 | 0 | 0 | 0 | 0 | 0 | 0 | 0 | 0 | 0 | 0 | 0 | 0 | 0 | 0 | 12
NO |  | 164 | 2012 | 3 | 21 | 21 |  |  |  | 0 | 0 | 2-30.06 | 0 | 0 | 0 | 397.0 ACSR | 0 | 0 | 0 | 0 | 0 | 0 | 0 | 0 | 0 | 0 | 0 | 0 | 0 | 0 | 0 | 0 | 0 | 0 | 0 | 0 | 0 | 0 | 0 | 12
NO |  | 164 | 2012 | 3 | 22 | 22 |  | 81-055 Patterson | South Nashville | 138 | 138 | 2-25.06 | 23.42 | 1.64 | 1 | 1272.0 ACSR | 0 | 0 | 0 | 0 | 0 | 0 | 0 | 0 | 0 | 0 | 0 | 0 | 0 | 0 | 0 | 0 | 0 | 0 | 0 | 0 | 0 | 0 | 0 | 12
NO |  | 164 | 2012 | 3 | 23 | 23 |  |  |  | 0 | 0 |  | 0 | 0 | 0 | 336.4 ACSR | 0 | 0 | 0 | 0 | 0 | 0 | 0 | 0 | 0 | 0 | 0 | 0 | 0 | 0 | 0 | 0 | 0 | 0 | 0 | 0 | 0 | 0 | 0 | 12
NO |  | 164 | 2012 | 3 | 24 | 24 |  |  |  | 0 | 0 |  | 0 | 0 | 0 | 4/0 CU 19/1 | 0 | 0 | 0 | 0 | 0 | 0 | 0 | 0 | 0 | 0 | 0 | 0 | 0 | 0 | 0 | 0 | 0 | 0 | 0 | 0 | 0 | 0 | 0 | 12
NO |  | 164 | 2012 | 3 | 25 | 25 |  | 81-062 South Nashville | Entergy South Murfreesboro | 138 | 138 | 2-19.54 | 19.54 | 0 | 1 | 1272.0 ACSR | 0 | 0 | 0 | 0 | 0 | 0 | 0 | 0 | 0 | 0 | 0 | 0 | 0 | 0 | 0 | 0 | 0 | 0 | 0 | 0 | 0 | 0 | 0 | 12
NO |  | 164 | 2012 | 3 | 26 | 26 |  |  | (Interconnect) | 0 | 0 |  | 0 | 0 | 0 | 4/0 CU 19/1 | 0 | 0 | 0 | 0 | 0 | 0 | 0 | 0 | 0 | 0 | 0 | 0 | 0 | 0 | 0 | 0 | 0 | 0 | 0 | 0 | 0 | 0 | 0 | 12
NO |  | 164 | 2012 | 4 | 1 | 1 |  | 138 kV in LA |  | 0 | 0 |  | 0 | 0 | 0 |  | 0 | 0 | 0 | 0 | 0 | 0 | 0 | 0 | 0 | 0 | 0 | 0 | 0 | 0 | 0 | 0 | 0 | 0 | 0 | 0 | 0 | 0 | 0 | 12
NO |  | 164 | 2012 | 4 | 2 | 2 |  | 81-001 Arsenal Hill | Fort Humbug w/tap to | 138 | 138 | 1-4.53 | 5.06 | 0 | 1 | 2156 ACSR | 0 | 0 | 0 | 0 | 0 | 0 | 0 | 0 | 0 | 0 | 0 | 0 | 0 | 0 | 0 | 0 | 0 | 0 | 0 | 0 | 0 | 0 | 0 | 12
NO |  | 164 | 2012 | 4 | 3 | 3 |  |  | Trichel Street | 0 | 0 | 2-0.53 | 0 | 0 | 0 | 1272.0 SD 54/19 | 0 | 0 | 0 | 0 | 0 | 0 | 0 | 0 | 0 | 0 | 0 | 0 | 0 | 0 | 0 | 0 | 0 | 0 | 0 | 0 | 0 | 0 | 0 | 12
NO |  | 164 | 2012 | 4 | 4 | 4 |  |  |  | 0 | 0 |  | 0 | 0 | 0 | 2x397.0 ACSR | 0 | 0 | 0 | 0 | 0 | 0 | 0 | 0 | 0 | 0 | 0 | 0 | 0 | 0 | 0 | 0 | 0 | 0 | 0 | 0 | 0 | 0 | 0 | 12
NO |  | 164 | 2012 | 4 | 5 | 5 |  | 81-002 Arsenal Hill | Lieberman | 138 | 138 | 2-20.74 | 20.74 | 1.03 | 1 | 2x266.8 ACSR | 0 | 0 | 0 | 0 | 0 | 0 | 0 | 0 | 0 | 0 | 0 | 0 | 0 | 0 | 0 | 0 | 0 | 0 | 0 | 0 | 0 | 0 | 0 | 12
NO |  | 164 | 2012 | 4 | 6 | 6 |  |  |  | 0 | 0 |  | 0 | 0 | 0 | 666.0 ACSR | 0 | 0 | 0 | 0 | 0 | 0 | 0 | 0 | 0 | 0 | 0 | 0 | 0 | 0 | 0 | 0 | 0 | 0 | 0 | 0 | 0 | 0 | 0 | 12
NO |  | 164 | 2012 | 4 | 7 | 7 |  | 81-003 Arsenal Hill | Linwood | 138 | 138 | 1-5.0591 | 5.06 | 0 | 1 | 1272.0 AAC | 0 | 0 | 0 | 0 | 0 | 0 | 0 | 0 | 0 | 0 | 0 | 0 | 0 | 0 | 0 | 0 | 0 | 0 | 0 | 0 | 0 | 0 | 0 | 12
NO |  | 164 | 2012 | 4 | 8 | 8 |  |  |  | 0 | 0 |  | 0 | 0 | 0 | 1272.0 ACSR | 0 | 0 | 0 | 0 | 0 | 0 | 0 | 0 | 0 | 0 | 0 | 0 | 0 | 0 | 0 | 0 | 0 | 0 | 0 | 0 | 0 | 0 | 0 | 12
NO |  | 164 | 2012 | 4 | 9 | 9 |  | 81-004 Arsenal Hill | Longwood | 138 | 138 | 2-15.56 | 16.4 | 0 | 1 | 1024.0 ACAR | 0 | 0 | 0 | 0 | 0 | 0 | 0 | 0 | 0 | 0 | 0 | 0 | 0 | 0 | 0 | 0 | 0 | 0 | 0 | 0 | 0 | 0 | 0 | 12
NO |  | 164 | 2012 | 4 | 10 | 10 |  |  |  | 0 | 0 | 3-0.84 | 0 | 0 | 0 | 2x266.8 ACSR | 0 | 0 | 0 | 0 | 0 | 0 | 0 | 0 | 0 | 0 | 0 | 0 | 0 | 0 | 0 | 0 | 0 | 0 | 0 | 0 | 0 | 0 | 0 | 12
NO |  | 164 | 2012 | 4 | 11 | 11 |  | 81-007 Center | Logansport | 138 | 138 | 1-0.6 | 0.6 | 0 | 1 | 755.0 ACAR | 0 | 0 | 0 | 0 | 0 | 0 | 0 | 0 | 0 | 0 | 0 | 0 | 0 | 0 | 0 | 0 | 0 | 0 | 0 | 0 | 0 | 0 | 0 | 12
NO |  | 164 | 2012 | 4 | 12 | 12 |  | 81-013 Flournoy | General Motors | 138 | 138 | 1-0.58 | 1.56 | 0 | 1 | 666.0 ACSR | 0 | 0 | 0 | 0 | 0 | 0 | 0 | 0 | 0 | 0 | 0 | 0 | 0 | 0 | 0 | 0 | 0 | 0 | 0 | 0 | 0 | 0 | 0 | 12
NO |  | 164 | 2012 | 4 | 13 | 13 |  |  |  | 0 | 0 | 2-0.98 | 0 | 0 | 0 | 795.0 ACSR | 0 | 0 | 0 | 0 | 0 | 0 | 0 | 0 | 0 | 0 | 0 | 0 | 0 | 0 | 0 | 0 | 0 | 0 | 0 | 0 | 0 | 0 | 0 | 12
NO |  | 164 | 2012 | 4 | 14 | 14 |  | 81-014 Flournoy | Longwood | 138 | 138 | 2-12.22 | 12.22 | 0 | 1 | 666.0 ACSR | 0 | 0 | 0 | 0 | 0 | 0 | 0 | 0 | 0 | 0 | 0 | 0 | 0 | 0 | 0 | 0 | 0 | 0 | 0 | 0 | 0 | 0 | 0 | 12
NO |  | 164 | 2012 | 4 | 15 | 15 |  | 81-015 Fort Humbug | South Shreveport | 138 | 138 | 1-10.62 | 10.62 | 0 | 1 | 1272.0 AAC | 0 | 0 | 0 | 0 | 0 | 0 | 0 | 0 | 0 | 0 | 0 | 0 | 0 | 0 | 0 | 0 | 0 | 0 | 0 | 0 | 0 | 0 | 0 | 12
NO |  | 164 | 2012 | 4 | 16 | 16 |  | 81-016 General Motors | Southwest Shreveport | 138 | 138 | 1-1.28 | 4.34 | 0 | 1 | 666.0 ACSR | 0 | 0 | 0 | 0 | 0 | 0 | 0 | 0 | 0 | 0 | 0 | 0 | 0 | 0 | 0 | 0 | 0 | 0 | 0 | 0 | 0 | 0 | 0 | 12
NO |  | 164 | 2012 | 4 | 17 | 17 |  |  |  | 0 | 0 | 2-3.06 | 0 | 0 | 0 | 795.0 ACSR | 0 | 0 | 0 | 0 | 0 | 0 | 0 | 0 | 0 | 0 | 0 | 0 | 0 | 0 | 0 | 0 | 0 | 0 | 0 | 0 | 0 | 0 | 0 | 12
NO |  | 164 | 2012 | 4 | 18 | 18 |  | 81-019 IPC Jefferson | Lieberman | 138 | 138 | 1-0.72 | 7.2 | 0 | 1 | 2156.0 ACSR | 0 | 0 | 0 | 0 | 0 | 0 | 0 | 0 | 0 | 0 | 0 | 0 | 0 | 0 | 0 | 0 | 0 | 0 | 0 | 0 | 0 | 0 | 0 | 12
NO |  | 164 | 2012 | 4 | 19 | 19 |  |  |  | 0 | 0 | 2-6.48 | 0 | 0 | 0 | 336.4 ACSR | 0 | 0 | 0 | 0 | 0 | 0 | 0 | 0 | 0 | 0 | 0 | 0 | 0 | 0 | 0 | 0 | 0 | 0 | 0 | 0 | 0 | 0 | 0 | 12
NO |  | 164 | 2012 | 4 | 20 | 20 |  | 81-029 Lieberman | Red Point | 138 | 138 | 1-9.4 | 33.57 | 0 | 1 | 1272.0 ACSR | 0 | 0 | 0 | 0 | 0 | 0 | 0 | 0 | 0 | 0 | 0 | 0 | 0 | 0 | 0 | 0 | 0 | 0 | 0 | 0 | 0 | 0 | 0 | 12
NO |  | 164 | 2012 | 4 | 21 | 21 |  |  |  | 0 | 0 | 2-24.17 | 0 | 0 | 0 | 2x397.0 ACSR | 0 | 0 | 0 | 0 | 0 | 0 | 0 | 0 | 0 | 0 | 0 | 0 | 0 | 0 | 0 | 0 | 0 | 0 | 0 | 0 | 0 | 0 | 0 | 12
NO |  | 164 | 2012 | 4 | 22 | 22 |  | 81-030 Lieberman | Longwood | 138 | 138 | 1-1.826 | 9.63 | 0 | 1 | 2156.0 ACSR | 0 | 0 | 0 | 0 | 0 | 0 | 0 | 0 | 0 | 0 | 0 | 0 | 0 | 0 | 0 | 0 | 0 | 0 | 0 | 0 | 0 | 0 | 0 | 12
NO |  | 164 | 2012 | 4 | 23 | 23 |  |  |  | 0 | 0 | 2-7.802 | 0 | 0 | 0 | 2x266.8 ACSR | 0 | 0 | 0 | 0 | 0 | 0 | 0 | 0 | 0 | 0 | 0 | 0 | 0 | 0 | 0 | 0 | 0 | 0 | 0 | 0 | 0 | 0 | 0 | 12
NO |  | 164 | 2012 | 4 | 24 | 24 |  | 81-031 Linwood | South Shreveport w/tap to | 138 | 138 | 1-2.48 | 2.65 | 0 | 1 | 397.0 ACSR | 0 | 0 | 0 | 0 | 0 | 0 | 0 | 0 | 0 | 0 | 0 | 0 | 0 | 0 | 0 | 0 | 0 | 0 | 0 | 0 | 0 | 0 | 0 | 12
NO |  | 164 | 2012 | 4 | 25 | 25 |  |  | Cedar Grove | 0 | 0 | 2-0.17 | 0 | 0 | 0 | 954.0 ACSR | 0 | 0 | 0 | 0 | 0 | 0 | 0 | 0 | 0 | 0 | 0 | 0 | 0 | 0 | 0 | 0 | 0 | 0 | 0 | 0 | 0 | 0 | 0 | 12
NO |  | 164 | 2012 | 4 | 26 | 26 |  | 81-032 Linwood | Southwest Shreveport | 138 | 138 | 1-8.96 | 9.22 | 0 | 1 | 1272.0 AAC | 0 | 0 | 0 | 0 | 0 | 0 | 0 | 0 | 0 | 0 | 0 | 0 | 0 | 0 | 0 | 0 | 0 | 0 | 0 | 0 | 0 | 0 | 0 | 12
NO |  | 164 | 2012 | 4 | 27 | 27 |  |  |  | 0 | 0 | 2-0.26 | 0 | 0 | 0 | 1272.0 ACSR | 0 | 0 | 0 | 0 | 0 | 0 | 0 | 0 | 0 | 0 | 0 | 0 | 0 | 0 | 0 | 0 | 0 | 0 | 0 | 0 | 0 | 0 | 0 | 12
NO |  | 164 | 2012 | 4 | 28 | 28 |  |  |  | 0 | 0 |  | 0 | 0 | 0 | 1703.0 ACAR | 0 | 0 | 0 | 0 | 0 | 0 | 0 | 0 | 0 | 0 | 0 | 0 | 0 | 0 | 0 | 0 | 0 | 0 | 0 | 0 | 0 | 0 | 0 | 12
NO |  | 164 | 2012 | 4 | 29 | 29 |  | 81-033 Carthage POD | Logansport | 138 | 138 | 2-4.38 | 4.38 | 0 | 1 | 755.0 ACAR | 0 | 0 | 0 | 0 | 0 | 0 | 0 | 0 | 0 | 0 | 0 | 0 | 0 | 0 | 0 | 0 | 0 | 0 | 0 | 0 | 0 | 0 | 0 | 12
NO |  | 164 | 2012 | 4 | 30 | 30 |  | 81-034 Logansport | Stonewall | 138 | 138 | 1-22.91 | 22.91 | 0 | 1 | 1272.0 ACSR | 0 | 0 | 0 | 0 | 0 | 0 | 0 | 0 | 0 | 0 | 0 | 0 | 0 | 0 | 0 | 0 | 0 | 0 | 0 | 0 | 0 | 0 | 0 | 12
NO |  | 164 | 2012 | 4 | 31 | 31 |  |  |  | 0 | 0 |  | 0 | 0 | 0 | 795.0 ACSR | 0 | 0 | 0 | 0 | 0 | 0 | 0 | 0 | 0 | 0 | 0 | 0 | 0 | 0 | 0 | 0 | 0 | 0 | 0 | 0 | 0 | 0 | 0 | 12
NO |  | 164 | 2012 | 4 | 32 | 32 |  | 81-039 Longwood | Scottsville | 138 | 138 | 2-3.88 | 3.88 | 0 | 1 | 2x397.0 ACSR | 0 | 0 | 0 | 0 | 0 | 0 | 0 | 0 | 0 | 0 | 0 | 0 | 0 | 0 | 0 | 0 | 0 | 0 | 0 | 0 | 0 | 0 | 0 | 12
NO |  | 164 | 2012 | 4 | 33 | 33 |  | 81-060 Red Point | Whitehurst | 138 | 138 | 1-6.86 | 6.86 | 0 | 1 | 2x397.0 ACSR | 0 | 0 | 0 | 0 | 0 | 0 | 0 | 0 | 0 | 0 | 0 | 0 | 0 | 0 | 0 | 0 | 0 | 0 | 0 | 0 | 0 | 0 | 0 | 12
NO |  | 164 | 2012 | 4 | 34 | 34 |  |  |  | 0 | 0 |  | 0 | 0 | 0 | 397.0 ACSR | 0 | 0 | 0 | 0 | 0 | 0 | 0 | 0 | 0 | 0 | 0 | 0 | 0 | 0 | 0 | 0 | 0 | 0 | 0 | 0 | 0 | 0 | 0 | 12
NO |  | 164 | 2012 | 5 | 3 | 3 |  | 81-063 South Shreveport | Wallace Lake | 138 | 138 | 2-11.18 | 11.18 | 0 | 1 | 666.0 ACSR | 0 | 0 | 0 | 0 | 0 | 0 | 0 | 0 | 0 | 0 | 0 | 0 | 0 | 0 | 0 | 0 | 0 | 0 | 0 | 0 | 0 | 0 | 0 | 12
NO |  | 164 | 2012 | 5 | 4 | 4 |  |  |  | 0 | 0 |  | 0 | 0 | 0 | 795.0 ACSR | 0 | 0 | 0 | 0 | 0 | 0 | 0 | 0 | 0 | 0 | 0 | 0 | 0 | 0 | 0 | 0 | 0 | 0 | 0 | 0 | 0 | 0 | 0 | 12
NO |  | 164 | 2012 | 5 | 6 | 6 |  |  |  | 0 | 0 | 2-5.34 | 0 | 0 | 0 |  | 0 | 0 | 0 | 0 | 0 | 0 | 0 | 0 | 0 | 0 | 0 | 0 | 0 | 0 | 0 | 0 | 0 | 0 | 0 | 0 | 0 | 0 | 0 | 12
NO |  | 164 | 2012 | 5 | 8 | 8 |  | 81-065 Southwest Shreveport | Western Electric w/tap to | 138 | 138 | 1-8.14 | 12.32 | 0 | 1 | 1272.0 ACSR | 0 | 0 | 0 | 0 | 0 | 0 | 0 | 0 | 0 | 0 | 0 | 0 | 0 | 0 | 0 | 0 | 0 | 0 | 0 | 0 | 0 | 0 | 0 | 12
NO |  | 164 | 2012 | 5 | 9 | 9 |  |  | Stonewall | 0 | 0 | 2-4.18 | 0 | 0 | 0 | 2x795.0 ACSR | 0 | 0 | 0 | 0 | 0 | 0 | 0 | 0 | 0 | 0 | 0 | 0 | 0 | 0 | 0 | 0 | 0 | 0 | 0 | 0 | 0 | 0 | 0 | 12
NO |  | 164 | 2012 | 5 | 10 | 10 |  | 81-066 Trichel Street | Whitehurst | 138 | 138 | 1-4.51 | 4.51 | 0 | 1 | 2x397.0 ACSR | 0 | 0 | 0 | 0 | 0 | 0 | 0 | 0 | 0 | 0 | 0 | 0 | 0 | 0 | 0 | 0 | 0 | 0 | 0 | 0 | 0 | 0 | 0 | 12
NO |  | 164 | 2012 | 5 | 16 | 16 |  | 81-084 South Shreveport | Southwest Shreveport | 138 | 138 | 1-10.339 | 10.34 | 2.38 | 1 | 1272.0 ACSR | 0 | 0 | 0 | 0 | 0 | 0 | 0 | 0 | 0 | 0 | 0 | 0 | 0 | 0 | 0 | 0 | 0 | 0 | 0 | 0 | 0 | 0 | 0 | 12
NO |  | 164 | 2012 | 5 | 18 | 18 |  | TL335 Haughton | Redpoint | 138 | 138 | 2-2.95 | 2.95 | 0 | 1 | 1590.0 ACSR | 0 | 0 | 0 | 0 | 0 | 0 | 0 | 0 | 0 | 0 | 0 | 0 | 0 | 0 | 0 | 0 | 0 | 0 | 0 | 0 | 0 | 0 | 0 | 12
NO |  | 164 | 2012 | 5 | 26 | 26 |  | 81-847 Patterson | PSO Craig Jct. | 138 | 138 | 1-9.4407 | 9.44 | 0 | 1 | 1272.0 ACSR | 0 | 0 | 0 | 0 | 0 | 0 | 0 | 0 | 0 | 0 | 0 | 0 | 0 | 0 | 0 | 0 | 0 | 0 | 0 | 0 | 0 | 0 | 0 | 12
NO |  | 164 | 2012 | 5 | 28 | 28 |  | 81-848 Mena | PSO Craig Jct. | 138 | 138 | 1-17.82 | 17.82 | 0 | 1 | 2x397.0 ACSR | 0 | 0 | 0 | 0 | 0 | 0 | 0 | 0 | 0 | 0 | 0 | 0 | 0 | 0 | 0 | 0 | 0 | 0 | 0 | 0 | 0 | 0 | 0 | 12
NO |  | 164 | 2012 | 5 | 33 | 33 |  | 138 kV in TX |  | 0 | 0 |  | 0 | 0 | 0 |  | 0 | 0 | 0 | 0 | 0 | 0 | 0 | 0 | 0 | 0 | 0 | 0 | 0 | 0 | 0 | 0 | 0 | 0 | 0 | 0 | 0 | 0 | 0 | 12
NO |  | 164 | 2012 | 6 | 3 | 3 |  | 81-008 Center | Tenaha | 138 | 138 | 1-10.71 | 10.71 | 0 | 1 | 795.0 ACSR | 0 | 0 | 0 | 0 | 0 | 0 | 0 | 0 | 0 | 0 | 0 | 0 | 0 | 0 | 0 | 0 | 0 | 0 | 0 | 0 | 0 | 0 | 0 | 12
NO |  | 164 | 2012 | 6 | 4 | 4 |  | 81-010 Diana | Lone Star South | 138 | 138 | 1-0.12 | 12.63 | 0 | 1 | 2x336.0&397.0 ACS | 0 | 0 | 0 | 0 | 0 | 0 | 0 | 0 | 0 | 0 | 0 | 0 | 0 | 0 | 0 | 0 | 0 | 0 | 0 | 0 | 0 | 0 | 0 | 12
NO |  | 164 | 2012 | 6 | 5 | 5 |  |  |  | 0 | 0 | 2-12.51 | 0 | 0 | 0 | 2x666.0&795.0 ACS | 0 | 0 | 0 | 0 | 0 | 0 | 0 | 0 | 0 | 0 | 0 | 0 | 0 | 0 | 0 | 0 | 0 | 0 | 0 | 0 | 0 | 0 | 0 | 12
NO |  | 164 | 2012 | 6 | 6 | 6 |  |  |  | 0 | 0 |  | 0 | 0 | 0 | 2x795.0 ACSR | 0 | 0 | 0 | 0 | 0 | 0 | 0 | 0 | 0 | 0 | 0 | 0 | 0 | 0 | 0 | 0 | 0 | 0 | 0 | 0 | 0 | 0 | 0 | 12
NO |  | 164 | 2012 | 6 | 7 | 7 |  | 81-011 Diana | Perdue | 138 | 138 | 2-21.85 | 21.85 | 0 | 1 | 2x397.0 ACSR | 0 | 0 | 0 | 0 | 0 | 0 | 0 | 0 | 0 | 0 | 0 | 0 | 0 | 0 | 0 | 0 | 0 | 0 | 0 | 0 | 0 | 0 | 0 | 12
NO |  | 164 | 2012 | 6 | 8 | 8 |  | 81-012 Diana | Pliler Road w/tap to NGPL | 138 | 138 | 1-2.42 | 14.28 | 3.23 | 1 | 1272.0 ACSR | 0 | 0 | 0 | 0 | 0 | 0 | 0 | 0 | 0 | 0 | 0 | 0 | 0 | 0 | 0 | 0 | 0 | 0 | 0 | 0 | 0 | 0 | 0 | 12
NO |  | 164 | 2012 | 6 | 9 | 9 |  |  |  | 0 | 0 | 2-11.86 | 0 | 0 | 0 | 2x336.0&397.0 ACS | 0 | 0 | 0 | 0 | 0 | 0 | 0 | 0 | 0 | 0 | 0 | 0 | 0 | 0 | 0 | 0 | 0 | 0 | 0 | 0 | 0 | 0 | 0 | 12
NO |  | 164 | 2012 | 6 | 10 | 10 |  |  |  | 0 | 0 |  | 0 | 0 | 0 | 336.4 ACSR | 0 | 0 | 0 | 0 | 0 | 0 | 0 | 0 | 0 | 0 | 0 | 0 | 0 | 0 | 0 | 0 | 0 | 0 | 0 | 0 | 0 | 0 | 0 | 12
NO |  | 164 | 2012 | 6 | 11 | 11 |  | 81-017 Harrison Road | Knox Lee | 138 | 138 | 2-12.87 | 12.87 | 2.5 | 1 | 1272.0 ACSR | 0 | 0 | 0 | 0 | 0 | 0 | 0 | 0 | 0 | 0 | 0 | 0 | 0 | 0 | 0 | 0 | 0 | 0 | 0 | 0 | 0 | 0 | 0 | 12
NO |  | 164 | 2012 | 6 | 12 | 12 |  |  |  | 0 | 0 |  | 0 | 0 | 0 | 2x397.0 ACSR | 0 | 0 | 0 | 0 | 0 | 0 | 0 | 0 | 0 | 0 | 0 | 0 | 0 | 0 | 0 | 0 | 0 | 0 | 0 | 0 | 0 | 0 | 0 | 12
NO |  | 164 | 2012 | 6 | 13 | 13 |  | 81-018 Harrison Road | Perdue w/tap to Liberty | 138 | 138 | 1-2.76 | 24.84 | 0 | 1 | 1272.0 ACSR | 0 | 0 | 0 | 0 | 0 | 0 | 0 | 0 | 0 | 0 | 0 | 0 | 0 | 0 | 0 | 0 | 0 | 0 | 0 | 0 | 0 | 0 | 0 | 12
NO |  | 164 | 2012 | 6 | 14 | 14 |  |  | City | 0 | 0 | 2-22.08 | 0 | 0 | 0 | 2x397.0 ACSR | 0 | 0 | 0 | 0 | 0 | 0 | 0 | 0 | 0 | 0 | 0 | 0 | 0 | 0 | 0 | 0 | 0 | 0 | 0 | 0 | 0 | 0 | 0 | 12
NO |  | 164 | 2012 | 6 | 15 | 15 |  |  |  | 0 | 0 |  | 0 | 0 | 0 | 397.0 ACSR | 0 | 0 | 0 | 0 | 0 | 0 | 0 | 0 | 0 | 0 | 0 | 0 | 0 | 0 | 0 | 0 | 0 | 0 | 0 | 0 | 0 | 0 | 0 | 12
NO |  | 164 | 2012 | 6 | 16 | 16 |  | 81-019 IPC Jefferson | Lieberman | 138 | 138 | 2-19.8 | 19.8 | 0 | 1 | 336.4 ACSR | 0 | 0 | 0 | 0 | 0 | 0 | 0 | 0 | 0 | 0 | 0 | 0 | 0 | 0 | 0 | 0 | 0 | 0 | 0 | 0 | 0 | 0 | 0 | 12
NO |  | 164 | 2012 | 6 | 17 | 17 |  |  |  | 0 | 0 |  | 0 | 0 | 0 | 397.0 ACSR | 0 | 0 | 0 | 0 | 0 | 0 | 0 | 0 | 0 | 0 | 0 | 0 | 0 | 0 | 0 | 0 | 0 | 0 | 0 | 0 | 0 | 0 | 0 | 12
NO |  | 164 | 2012 | 6 | 18 | 18 |  | 81-020 IPC Jefferson | Jefferson Switching | 138 | 138 | 1-1.42 | 1.42 | 0 | 1 | 795.0 ACSR | 0 | 0 | 0 | 0 | 0 | 0 | 0 | 0 | 0 | 0 | 0 | 0 | 0 | 0 | 0 | 0 | 0 | 0 | 0 | 0 | 0 | 0 | 0 | 12
NO |  | 164 | 2012 | 6 | 19 | 19 |  | 81-021 Diana | Lake Lamond | 138 | 138 | 1-22.98 | 22.98 | 0 | 1 | 1590.0 ACSR | 0 | 0 | 0 | 0 | 0 | 0 | 0 | 0 | 0 | 0 | 0 | 0 | 0 | 0 | 0 | 0 | 0 | 0 | 0 | 0 | 0 | 0 | 0 | 12
NO |  | 164 | 2012 | 6 | 20 | 20 |  | 81-022 Jefferson Switching | Marshall 138 | 138 | 138 | 2-16.6 | 16.6 | 0 | 1 | 1024.0 ACAR | 0 | 0 | 0 | 0 | 0 | 0 | 0 | 0 | 0 | 0 | 0 | 0 | 0 | 0 | 0 | 0 | 0 | 0 | 0 | 0 | 0 | 0 | 0 | 12
NO |  | 164 | 2012 | 6 | 21 | 21 |  | 81-023 Jefferson Switching | Wilkes | 138 | 138 | 2-11.1 | 11.1 | 0 | 1 | 1024.0 ACAR | 0 | 0 | 0 | 0 | 0 | 0 | 0 | 0 | 0 | 0 | 0 | 0 | 0 | 0 | 0 | 0 | 0 | 0 | 0 | 0 | 0 | 0 | 0 | 12
NO |  | 164 | 2012 | 6 | 22 | 22 |  | 81-024 Knox Lee | Northwest Henderson | 138 | 138 | 1-7.1 | 17.88 | 0 | 1 | 1272.0 ACSR | 0 | 0 | 0 | 0 | 0 | 0 | 0 | 0 | 0 | 0 | 0 | 0 | 0 | 0 | 0 | 0 | 0 | 0 | 0 | 0 | 0 | 0 | 0 | 12
NO |  | 164 | 2012 | 6 | 23 | 23 |  |  |  | 0 | 0 | 2-10.78 | 0 | 0 | 0 | 2x397.0 ACSR | 0 | 0 | 0 | 0 | 0 | 0 | 0 | 0 | 0 | 0 | 0 | 0 | 0 | 0 | 0 | 0 | 0 | 0 | 0 | 0 | 0 | 0 | 0 | 12
NO |  | 164 | 2012 | 6 | 24 | 24 |  | 81-025 Knox Lee | Overton | 138 | 138 | 1-23.91 | 23.91 | 0 | 1 | 2x397.0 ACSR | 0 | 0 | 0 | 0 | 0 | 0 | 0 | 0 | 0 | 0 | 0 | 0 | 0 | 0 | 0 | 0 | 0 | 0 | 0 | 0 | 0 | 0 | 0 | 12
NO |  | 164 | 2012 | 6 | 25 | 25 |  | 81-026 Knox Lee | Pirkey | 138 | 138 | 2-13.49 | 13.49 | 0 | 1 | 2x1033.5 ACSR | 0 | 0 | 0 | 0 | 0 | 0 | 0 | 0 | 0 | 0 | 0 | 0 | 0 | 0 | 0 | 0 | 0 | 0 | 0 | 0 | 0 | 0 | 0 | 12
NO |  | 164 | 2012 | 6 | 26 | 26 |  | 81-027 Knox Lee | Rock Hill | 138 | 138 | 1-2.69 | 15.04 | 0 | 1 | 666.0 ACSR | 0 | 0 | 0 | 0 | 0 | 0 | 0 | 0 | 0 | 0 | 0 | 0 | 0 | 0 | 0 | 0 | 0 | 0 | 0 | 0 | 0 | 0 | 0 | 12
NO |  | 164 | 2012 | 6 | 27 | 27 |  |  |  | 0 | 0 | 2-12.35 | 0 | 0 | 0 | 795.0 ACSR | 0 | 0 | 0 | 0 | 0 | 0 | 0 | 0 | 0 | 0 | 0 | 0 | 0 | 0 | 0 | 0 | 0 | 0 | 0 | 0 | 0 | 0 | 0 | 12
NO |  | 164 | 2012 | 6 | 28 | 28 |  | 81-028 Knox Lee | South Texas Eastman | 138 | 138 | 2-6.47 | 6.47 | 0 | 1 | 2x336.0 ACSR | 0 | 0 | 0 | 0 | 0 | 0 | 0 | 0 | 0 | 0 | 0 | 0 | 0 | 0 | 0 | 0 | 0 | 0 | 0 | 0 | 0 | 0 | 0 | 12
NO |  | 164 | 2012 | 6 | 29 | 29 |  |  |  | 0 | 0 |  | 0 | 0 | 0 | 2x795.0 ACSR | 0 | 0 | 0 | 0 | 0 | 0 | 0 | 0 | 0 | 0 | 0 | 0 | 0 | 0 | 0 | 0 | 0 | 0 | 0 | 0 | 0 | 0 | 0 | 12
NO |  | 164 | 2012 | 6 | 30 | 30 |  | 81-033 Carthage POD | Logansport | 138 | 138 | 1-23.2 | 40.98 | 0 | 1 | 1272.0 ACSR | 0 | 0 | 0 | 0 | 0 | 0 | 0 | 0 | 0 | 0 | 0 | 0 | 0 | 0 | 0 | 0 | 0 | 0 | 0 | 0 | 0 | 0 | 0 | 12
NO |  | 164 | 2012 | 6 | 31 | 31 |  |  |  | 0 | 0 | 2-17.78 | 0 | 0 | 0 | 755.0 ACAR | 0 | 0 | 0 | 0 | 0 | 0 | 0 | 0 | 0 | 0 | 0 | 0 | 0 | 0 | 0 | 0 | 0 | 0 | 0 | 0 | 0 | 0 | 0 | 12
NO |  | 164 | 2012 | 6 | 32 | 32 |  | 81-035 Lone Star South | Pittsburg | 138 | 138 | 1-17.67 | 17.67 | 0 | 1 | 1590.0 ACSR | 0 | 0 | 0 | 0 | 0 | 0 | 0 | 0 | 0 | 0 | 0 | 0 | 0 | 0 | 0 | 0 | 0 | 0 | 0 | 0 | 0 | 0 | 0 | 12
NO |  | 164 | 2012 | 6 | 33 | 33 |  | 81-036 Lone Star South | Wilkes | 138 | 138 | 1-0.12 | 10.99 | 0 | 1 | 2x666.0&795.0 ACS | 0 | 0 | 0 | 0 | 0 | 0 | 0 | 0 | 0 | 0 | 0 | 0 | 0 | 0 | 0 | 0 | 0 | 0 | 0 | 0 | 0 | 0 | 0 | 12
NO |  | 164 | 2012 | 6 | 34 | 34 |  |  |  | 0 | 0 | 2-10.87 | 0 | 0 | 0 | 2x795.0 ACSR | 0 | 0 | 0 | 0 | 0 | 0 | 0 | 0 | 0 | 0 | 0 | 0 | 0 | 0 | 0 | 0 | 0 | 0 | 0 | 0 | 0 | 0 | 0 | 12
NO |  | 164 | 2012 | 7 | 3 | 3 |  |  |  | 0 | 0 |  | 0 | 0 | 0 | 2x397.0 ACSR | 0 | 0 | 0 | 0 | 0 | 0 | 0 | 0 | 0 | 0 | 0 | 0 | 0 | 0 | 0 | 0 | 0 | 0 | 0 | 0 | 0 | 0 | 0 | 12
NO |  | 164 | 2012 | 7 | 7 | 7 |  |  | (Interconnect) | 0 | 0 |  | 0 | 0 | 0 | 795.0 ACSR | 0 | 0 | 0 | 0 | 0 | 0 | 0 | 0 | 0 | 0 | 0 | 0 | 0 | 0 | 0 | 0 | 0 | 0 | 0 | 0 | 0 | 0 | 0 | 12
NO |  | 164 | 2012 | 7 | 9 | 9 |  |  |  | 0 | 0 | 1-0.3598 | 0 | 0 | 0 | 1272.0 ACSR | 0 | 0 | 0 | 0 | 0 | 0 | 0 | 0 | 0 | 0 | 0 | 0 | 0 | 0 | 0 | 0 | 0 | 0 | 0 | 0 | 0 | 0 | 0 | 12
NO |  | 164 | 2012 | 7 | 10 | 10 |  |  |  | 0 | 0 | 1-2.1255 | 0 | 0 | 0 | 2x397.0 ACSR | 0 | 0 | 0 | 0 | 0 | 0 | 0 | 0 | 0 | 0 | 0 | 0 | 0 | 0 | 0 | 0 | 0 | 0 | 0 | 0 | 0 | 0 | 0 | 12
NO |  | 164 | 2012 | 7 | 11 | 11 |  | 81-043 Bann | North New Boston w/tap to | 138 | 138 | 1-17.59 | 17.89 | 0 | 1 | 2156.0 ACSR | 0 | 0 | 0 | 0 | 0 | 0 | 0 | 0 | 0 | 0 | 0 | 0 | 0 | 0 | 0 | 0 | 0 | 0 | 0 | 0 | 0 | 0 | 0 | 12
NO |  | 164 | 2012 | 7 | 12 | 12 |  |  | NW Texarkana | 0 | 0 | 2-0.3 | 0 | 0 | 0 | 2x477.0 ACSR | 0 | 0 | 0 | 0 | 0 | 0 | 0 | 0 | 0 | 0 | 0 | 0 | 0 | 0 | 0 | 0 | 0 | 0 | 0 | 0 | 0 | 0 | 0 | 12
NO |  | 164 | 2012 | 7 | 13 | 13 |  |  |  | 0 | 0 |  | 0 | 0 | 0 | 477.0 ACSR | 0 | 0 | 0 | 0 | 0 | 0 | 0 | 0 | 0 | 0 | 0 | 0 | 0 | 0 | 0 | 0 | 0 | 0 | 0 | 0 | 0 | 0 | 0 | 12
NO |  | 164 | 2012 | 7 | 14 | 14 |  | 81-044 North New Boston | Patterson | 138 | 138 | 2-5.41 | 5.41 | 0 | 1 | 666.0 ACSR | 0 | 0 | 0 | 0 | 0 | 0 | 0 | 0 | 0 | 0 | 0 | 0 | 0 | 0 | 0 | 0 | 0 | 0 | 0 | 0 | 0 | 0 | 0 | 12
NO |  | 164 | 2012 | 7 | 15 | 15 |  | 81-045 North New Boston | Wilkes | 138 | 138 | 2-46.79 | 46.79 | 0 | 1 | 666.0 ACSR | 0 | 0 | 0 | 0 | 0 | 0 | 0 | 0 | 0 | 0 | 0 | 0 | 0 | 0 | 0 | 0 | 0 | 0 | 0 | 0 | 0 | 0 | 0 | 12
NO |  | 164 | 2012 | 7 | 16 | 16 |  | 81-047 Eastex Switching | Whitney | 138 | 138 | 1-0.78 | 3.27 | 0 | 1 | 2x336.0 ACSR | 0 | 0 | 0 | 0 | 0 | 0 | 0 | 0 | 0 | 0 | 0 | 0 | 0 | 0 | 0 | 0 | 0 | 0 | 0 | 0 | 0 | 0 | 0 | 12
NO |  | 164 | 2012 | 7 | 17 | 17 |  | Station |  | 0 | 0 | 2-2.49 | 0 | 0 | 0 | 2x795.0 ACSR | 0 | 0 | 0 | 0 | 0 | 0 | 0 | 0 | 0 | 0 | 0 | 0 | 0 | 0 | 0 | 0 | 0 | 0 | 0 | 0 | 0 | 0 | 0 | 12
NO |  | 164 | 2012 | 7 | 18 | 18 |  | 81-048 Northwest Henderson | Overton | 138 | 138 | 1-7.22 | 13.18 | 0 | 1 | 2x397.0 ACSR | 0 | 0 | 0 | 0 | 0 | 0 | 0 | 0 | 0 | 0 | 0 | 0 | 0 | 0 | 0 | 0 | 0 | 0 | 0 | 0 | 0 | 0 | 0 | 12
NO |  | 164 | 2012 | 7 | 19 | 19 |  |  |  | 0 | 0 | 2-5.96 | 0 | 0 | 0 |  | 0 | 0 | 0 | 0 | 0 | 0 | 0 | 0 | 0 | 0 | 0 | 0 | 0 | 0 | 0 | 0 | 0 | 0 | 0 | 0 | 0 | 0 | 0 | 12
NO |  | 164 | 2012 | 7 | 20 | 20 |  | 81-049 Northwest Texarkana | Patterson | 138 | 138 | 1-0.1859 | 7.64 | 0 | 1 | 1024.0 ACAR | 0 | 0 | 0 | 0 | 0 | 0 | 0 | 0 | 0 | 0 | 0 | 0 | 0 | 0 | 0 | 0 | 0 | 0 | 0 | 0 | 0 | 0 | 0 | 12
NO |  | 164 | 2012 | 7 | 21 | 21 |  |  |  | 0 | 0 | 2-6.5517 | 0 | 0 | 0 | 1272.0 SD 54/19 | 0 | 0 | 0 | 0 | 0 | 0 | 0 | 0 | 0 | 0 | 0 | 0 | 0 | 0 | 0 | 0 | 0 | 0 | 0 | 0 | 0 | 0 | 0 | 12
NO |  | 164 | 2012 | 7 | 22 | 22 |  |  |  | 0 | 0 | 3-0.9 | 0 | 0 | 0 | 2156.0 ACSR | 0 | 0 | 0 | 0 | 0 | 0 | 0 | 0 | 0 | 0 | 0 | 0 | 0 | 0 | 0 | 0 | 0 | 0 | 0 | 0 | 0 | 0 | 0 | 12
NO |  | 164 | 2012 | 7 | 23 | 23 |  | 81-050 Northwest Texarkana | Sugar Hill | 138 | 138 | 1-10.34 | 10.34 | 0 | 1 | 1272.0 ACSR | 0 | 0 | 0 | 0 | 0 | 0 | 0 | 0 | 0 | 0 | 0 | 0 | 0 | 0 | 0 | 0 | 0 | 0 | 0 | 0 | 0 | 0 | 0 | 12
NO |  | 164 | 2012 | 7 | 24 | 24 |  | 81-056 Camp County | Petty | 138 | 138 | 1-5.56 | 5.56 | 0 | 1 | 1272.0 ACSR | 0 | 0 | 0 | 0 | 0 | 0 | 0 | 0 | 0 | 0 | 0 | 0 | 0 | 0 | 0 | 0 | 0 | 0 | 0 | 0 | 0 | 0 | 0 | 12
NO |  | 164 | 2012 | 7 | 25 | 25 |  | 81-057 Petty | Wilkes | 138 | 138 | 2-34.08 | 34.08 | 0 | 1 |  | 0 | 0 | 0 | 0 | 0 | 0 | 0 | 0 | 0 | 0 | 0 | 0 | 0 | 0 | 0 | 0 | 0 | 0 | 0 | 0 | 0 | 0 | 0 | 12
NO |  | 164 | 2012 | 7 | 26 | 26 |  | 81-058 Pirkey | Scottsville | 138 | 138 | 1-0.48 | 17.48 | 0 | 1 | 1272.0 ACSR | 0 | 0 | 0 | 0 | 0 | 0 | 0 | 0 | 0 | 0 | 0 | 0 | 0 | 0 | 0 | 0 | 0 | 0 | 0 | 0 | 0 | 0 | 0 | 12
NO |  | 164 | 2012 | 7 | 27 | 27 |  |  |  | 0 | 0 | 2-17 | 0 | 0 | 0 | 2x397.0 ACSR | 0 | 0 | 0 | 0 | 0 | 0 | 0 | 0 | 0 | 0 | 0 | 0 | 0 | 0 | 0 | 0 | 0 | 0 | 0 | 0 | 0 | 0 | 0 | 12
NO |  | 164 | 2012 | 7 | 28 | 28 |  |  |  | 0 | 0 |  | 0 | 0 | 0 | 2x477.0 ACSR | 0 | 0 | 0 | 0 | 0 | 0 | 0 | 0 | 0 | 0 | 0 | 0 | 0 | 0 | 0 | 0 | 0 | 0 | 0 | 0 | 0 | 0 | 0 | 12
NO |  | 164 | 2012 | 7 | 29 | 29 |  | 81-059 Pirkey | Whitney | 138 | 138 | 2-15.53 | 15.53 | 0 | 1 | 2x1033.5 ACSR | 0 | 0 | 0 | 0 | 0 | 0 | 0 | 0 | 0 | 0 | 0 | 0 | 0 | 0 | 0 | 0 | 0 | 0 | 0 | 0 | 0 | 0 | 0 | 12
NO |  | 164 | 2012 | 7 | 30 | 30 |  | 81-061 Rock Hill | Southwest Shreveport | 138 | 138 | 2-23.3121 | 23.31 | 0 | 1 | 397.0 ACSR | 0 | 0 | 0 | 0 | 0 | 0 | 0 | 0 | 0 | 0 | 0 | 0 | 0 | 0 | 0 | 0 | 0 | 0 | 0 | 0 | 0 | 0 | 0 | 12
NO |  | 164 | 2012 | 7 | 31 | 31 |  | 81-068 West Atlanta | Wilkes | 138 | 138 | 1-0.35 | 32.03 | 0 | 1 | 1024.0 ACAR | 0 | 0 | 0 | 0 | 0 | 0 | 0 | 0 | 0 | 0 | 0 | 0 | 0 | 0 | 0 | 0 | 0 | 0 | 0 | 0 | 0 | 0 | 0 | 12
NO |  | 164 | 2012 | 7 | 32 | 32 |  |  |  | 0 | 0 | 2-31.68 | 0 | 0 | 0 | 666.0 ACSR | 0 | 0 | 0 | 0 | 0 | 0 | 0 | 0 | 0 | 0 | 0 | 0 | 0 | 0 | 0 | 0 | 0 | 0 | 0 | 0 | 0 | 0 | 0 | 12
NO |  | 164 | 2012 | 7 | 33 | 33 |  | 81-069 IPC Domino | West Atlanta w/tap to IPC | 138 | 138 | 1-5.79 | 24.04 | 0 | 1 | 1024.0 ACAR | 0 | 0 | 0 | 0 | 0 | 0 | 0 | 0 | 0 | 0 | 0 | 0 | 0 | 0 | 0 | 0 | 0 | 0 | 0 | 0 | 0 | 0 | 0 | 12
NO |  | 164 | 2012 | 7 | 34 | 34 |  |  |  | 0 | 0 | 2-18.25 | 0 | 0 | 0 | 397.0 ACSR | 0 | 0 | 0 | 0 | 0 | 0 | 0 | 0 | 0 | 0 | 0 | 0 | 0 | 0 | 0 | 0 | 0 | 0 | 0 | 0 | 0 | 0 | 0 | 12
NO |  | 164 | 2012 | 7 | 35 | 35 |  | 81-070 Carthage POD | Rock Hill | 138 | 138 | 1-9.5221 | 9.52 | 0 | 1 | 1272.0 ACSR | 0 | 0 | 0 | 0 | 0 | 0 | 0 | 0 | 0 | 0 | 0 | 0 | 0 | 0 | 0 | 0 | 0 | 0 | 0 | 0 | 0 | 0 | 0 | 12
NO |  | 164 | 2012 | 8 | 1 | 1 |  | 81-072 Bann | Southeast Texarkana | 138 | 138 | 1-11.341 | 11.34 | 0 | 1 | 1272.0 ACSR | 0 | 0 | 0 | 0 | 0 | 0 | 0 | 0 | 0 | 0 | 0 | 0 | 0 | 0 | 0 | 0 | 0 | 0 | 0 | 0 | 0 | 0 | 0 | 12
NO |  | 164 | 2012 | 8 | 2 | 2 |  | 81-073 Eastex Switching | Harrison Road | 138 | 138 | 1-9.57 | 9.57 | 0 | 1 | 1272.0 ACSR | 0 | 0 | 0 | 0 | 0 | 0 | 0 | 0 | 0 | 0 | 0 | 0 | 0 | 0 | 0 | 0 | 0 | 0 | 0 | 0 | 0 | 0 | 0 | 12
NO |  | 164 | 2012 | 8 | 3 | 3 |  | Station |  | 0 | 0 |  | 0 | 0 | 0 |  | 0 | 0 | 0 | 0 | 0 | 0 | 0 | 0 | 0 | 0 | 0 | 0 | 0 | 0 | 0 | 0 | 0 | 0 | 0 | 0 | 0 | 0 | 0 | 12
NO |  | 164 | 2012 | 8 | 5 | 5 |  | Station |  | 0 | 0 |  | 0 | 0 | 0 |  | 0 | 0 | 0 | 0 | 0 | 0 | 0 | 0 | 0 | 0 | 0 | 0 | 0 | 0 | 0 | 0 | 0 | 0 | 0 | 0 | 0 | 0 | 0 | 12
NO |  | 164 | 2012 | 8 | 8 | 8 |  | 81-845 Lake Pauline | WFEC Russell (Interconnect) | 138 | 138 | 2-14.22 | 14.22 | 0 | 1 | 477.0 ACSR | 0 | 0 | 0 | 0 | 0 | 0 | 0 | 0 | 0 | 0 | 0 | 0 | 0 | 0 | 0 | 0 | 0 | 0 | 0 | 0 | 0 | 0 | 0 | 12
NO |  | 164 | 2012 | 8 | 10 | 10 |  | 81-085 Brady (Exxon Mobil) | Perdue | 138 | 138 | 1-0.3598 | 12.29 | 0 | 1 | 1272.0 ACSR | 0 | 0 | 0 | 0 | 0 | 0 | 0 | 0 | 0 | 0 | 0 | 0 | 0 | 0 | 0 | 0 | 0 | 0 | 0 | 0 | 0 | 0 | 0 | 12
NO |  | 164 | 2012 | 8 | 12 | 12 |  |  |  | 0 | 0 | 2-10.308 | 0 | 0 | 0 | 2x397.0 ACSR | 0 | 0 | 0 | 0 | 0 | 0 | 0 | 0 | 0 | 0 | 0 | 0 | 0 | 0 | 0 | 0 | 0 | 0 | 0 | 0 | 0 | 0 | 0 | 12
NO |  | 164 | 2012 | 8 | 19 | 19 |  | Total 138 kV SWEPCO |  | 0 | 0 |  | 1397.27 | 15.51 | 97 |  | 0 | 0 | 0 | 0 | 0 | 0 | 0 | 0 | 0 | 0 | 0 | 0 | 0 | 0 | 0 | 0 | 0 | 0 | 0 | 0 | 0 | 0 | 0 | 12
NO |  | 164 | 2012 | 8 | 21 | 21 |  | 115 kV in AR |  | 0 | 0 |  | 0 | 0 | 0 |  | 0 | 0 | 0 | 0 | 0 | 0 | 0 | 0 | 0 | 0 | 0 | 0 | 0 | 0 | 0 | 0 | 0 | 0 | 0 | 0 | 0 | 0 | 0 | 12
NO |  | 164 | 2012 | 8 | 22 | 22 |  | 81-038 Hope | AECC Fulton Plant | 115 | 115 | 2-0.01 | 0.01 | 0 | 1 | 1272.0 AAC | 0 | 0 | 0 | 0 | 0 | 0 | 0 | 0 | 0 | 0 | 0 | 0 | 0 | 0 | 0 | 0 | 0 | 0 | 0 | 0 | 0 | 0 | 0 | 12
NO |  | 164 | 2012 | 8 | 24 | 24 |  | 81-051 Okay | Hope | 115 | 138 | 1-15.5 | 15.5 | 0 | 1 | 1591 ACSR | 0 | 0 | 0 | 0 | 0 | 0 | 0 | 0 | 0 | 0 | 0 | 0 | 0 | 0 | 0 | 0 | 0 | 0 | 0 | 0 | 0 | 0 | 0 | 12
NO |  | 164 | 2012 | 8 | 29 | 29 |  | Subtotal 115 kV in AR |  | 0 | 0 |  | 41.92 | 0 | 4 |  | 0 | 0 | 0 | 0 | 0 | 0 | 0 | 0 | 0 | 0 | 0 | 0 | 0 | 0 | 0 | 0 | 0 | 0 | 0 | 0 | 0 | 0 | 0 | 12
NO |  | 164 | 2012 | 8 | 34 | 34 |  | Subtotal 115 kV in LA |  | 0 | 0 |  | 0.64 | 0 | 1 |  | 0 | 0 | 0 | 0 | 0 | 0 | 0 | 0 | 0 | 0 | 0 | 0 | 0 | 0 | 0 | 0 | 0 | 0 | 0 | 0 | 0 | 0 | 0 | 12
NO |  | 164 | 2012 | 9 | 6 | 6 |  | Total 115 kV SWEPCO |  | 0 | 0 |  | 56.8 | 0 | 6 |  | 0 | 0 | 0 | 0 | 0 | 0 | 0 | 0 | 0 | 0 | 0 | 0 | 0 | 0 | 0 | 0 | 0 | 0 | 0 | 0 | 0 | 0 | 0 | 12
NO |  | 164 | 2012 | 9 | 8 | 8 |  | 69 kV in AR |  | 0 | 0 |  | 0 | 0 | 0 |  | 0 | 0 | 0 | 0 | 0 | 0 | 0 | 0 | 0 | 0 | 0 | 0 | 0 | 0 | 0 | 0 | 0 | 0 | 0 | 0 | 0 | 0 | 0 | 12
NO |  | 164 | 2012 | 9 | 9 | 9 |  | 66-005 Ashdown | Patterson | 69 | 69 | 1-0.81 | 1.15 | 0 | 1 | 2x397.0 ACSR | 0 | 0 | 0 | 0 | 0 | 0 | 0 | 0 | 0 | 0 | 0 | 0 | 0 | 0 | 0 | 0 | 0 | 0 | 0 | 0 | 0 | 0 | 0 | 12
NO |  | 164 | 2012 | 9 | 10 | 10 |  |  |  | 0 | 0 | 2-0.34 | 0 | 0 | 0 |  | 0 | 0 | 0 | 0 | 0 | 0 | 0 | 0 | 0 | 0 | 0 | 0 | 0 | 0 | 0 | 0 | 0 | 0 | 0 | 0 | 0 | 0 | 0 | 12
NO |  | 164 | 2012 | 9 | 11 | 11 |  | 66-006 Ashdown | Twelfth Street w/taps to | 69 | 69 | 1-19.81 | 20.51 | 0 | 1 | 1272.0 ACSR | 0 | 0 | 0 | 0 | 0 | 0 | 0 | 0 | 0 | 0 | 0 | 0 | 0 | 0 | 0 | 0 | 0 | 0 | 0 | 0 | 0 | 0 | 0 | 12
NO |  | 164 | 2012 | 9 | 12 | 12 |  |  | Sugar Hill & Nekoosa | 0 | 0 | 2-0.7 | 0 | 0 | 0 | 2x397.0 ACSR | 0 | 0 | 0 | 0 | 0 | 0 | 0 | 0 | 0 | 0 | 0 | 0 | 0 | 0 | 0 | 0 | 0 | 0 | 0 | 0 | 0 | 0 | 0 | 12
NO |  | 164 | 2012 | 9 | 13 | 13 |  |  |  | 0 | 0 |  | 0 | 0 | 0 | 397.0 ACSR | 0 | 0 | 0 | 0 | 0 | 0 | 0 | 0 | 0 | 0 | 0 | 0 | 0 | 0 | 0 | 0 | 0 | 0 | 0 | 0 | 0 | 0 | 0 | 12
NO |  | 164 | 2012 | 9 | 14 | 14 |  | 66-007 Atlanta | Bloomburg | 69 | 69 | 2-0.25 | 0.25 | 0 | 1 | 397.0 ACSR | 0 | 0 | 0 | 0 | 0 | 0 | 0 | 0 | 0 | 0 | 0 | 0 | 0 | 0 | 0 | 0 | 0 | 0 | 0 | 0 | 0 | 0 | 0 | 12
NO |  | 164 | 2012 | 9 | 15 | 15 |  | 66-011 Southeast Texarkana | Texarkana Plant | 69 | 69 | 1-0.236 | 0.24 | 0.2 | 1 | 1272.0 ACSR | 0 | 0 | 0 | 0 | 0 | 0 | 0 | 0 | 0 | 0 | 0 | 0 | 0 | 0 | 0 | 0 | 0 | 0 | 0 | 0 | 0 | 0 | 0 | 12
NO |  | 164 | 2012 | 9 | 16 | 16 |  | 66-012 Bann | Thirty Ninth Street w/taps | 69 | 69 | 1-0.07 | 0.07 | 0.63 | 1 | 1272.0 ACSR | 0 | 0 | 0 | 0 | 0 | 0 | 0 | 0 | 0 | 0 | 0 | 0 | 0 | 0 | 0 | 0 | 0 | 0 | 0 | 0 | 0 | 0 | 0 | 12
NO |  | 164 | 2012 | 9 | 17 | 17 |  |  | to Red Lick & Sugar Hill | 0 | 0 |  | 0 | 0 | 0 |  | 0 | 0 | 0 | 0 | 0 | 0 | 0 | 0 | 0 | 0 | 0 | 0 | 0 | 0 | 0 | 0 | 0 | 0 | 0 | 0 | 0 | 0 | 0 | 12
NO |  | 164 | 2012 | 9 | 18 | 18 |  | 66-016 Bloomburg | Hosston w/taps to Rodessa | 69 | 69 | 1-0.5 | 8.95 | 0 | 1 | 266.8 ACSR | 0 | 0 | 0 | 0 | 0 | 0 | 0 | 0 | 0 | 0 | 0 | 0 | 0 | 0 | 0 | 0 | 0 | 0 | 0 | 0 | 0 | 0 | 0 | 12
NO |  | 164 | 2012 | 9 | 19 | 19 |  |  | & Texas Eastern | 0 | 0 | 2-8.45 | 0 | 0 | 0 |  | 0 | 0 | 0 | 0 | 0 | 0 | 0 | 0 | 0 | 0 | 0 | 0 | 0 | 0 | 0 | 0 | 0 | 0 | 0 | 0 | 0 | 0 | 0 | 12
NO |  | 164 | 2012 | 9 | 20 | 20 |  | 66-017 Bloomburg | Texarkana Plant w/tap to | 69 | 69 | 1-1.33 | 19.82 | 0 | 1 | 266.8 ACSR | 0 | 0 | 0 | 0 | 0 | 0 | 0 | 0 | 0 | 0 | 0 | 0 | 0 | 0 | 0 | 0 | 0 | 0 | 0 | 0 | 0 | 0 | 0 | 12
NO |  | 164 | 2012 | 9 | 21 | 21 |  |  | IPC | 0 | 0 | 2-18.49 | 0 | 0 | 0 | 4/0 ACSR | 0 | 0 | 0 | 0 | 0 | 0 | 0 | 0 | 0 | 0 | 0 | 0 | 0 | 0 | 0 | 0 | 0 | 0 | 0 | 0 | 0 | 0 | 0 | 12
NO |  | 164 | 2012 | 9 | 22 | 22 |  | 66-018 Booneville | OGE Branch (Interconnect) | 69 | 69 | 1-12.11 | 12.11 | 0 | 1 | 4/0 ACSR | 0 | 0 | 0 | 0 | 0 | 0 | 0 | 0 | 0 | 0 | 0 | 0 | 0 | 0 | 0 | 0 | 0 | 0 | 0 | 0 | 0 | 0 | 0 | 12
NO |  | 164 | 2012 | 9 | 23 | 23 |  | 66-019 Booneville | West Booneville | 69 | 69 | 1-2.64 | 2.64 | 0 | 1 | 4/0 ACSR | 0 | 0 | 0 | 0 | 0 | 0 | 0 | 0 | 0 | 0 | 0 | 0 | 0 | 0 | 0 | 0 | 0 | 0 | 0 | 0 | 0 | 0 | 0 | 12
NO |  | 164 | 2012 | 9 | 24 | 24 |  | 66-033 Dequeen | Mena | 69 | 69 | 1-5.63 | 40.15 | 1.78 | 1 | 795.0 ACSR | 0 | 0 | 0 | 0 | 0 | 0 | 0 | 0 | 0 | 0 | 0 | 0 | 0 | 0 | 0 | 0 | 0 | 0 | 0 | 0 | 0 | 0 | 0 | 12
NO |  | 164 | 2012 | 9 | 25 | 25 |  |  |  | 0 | 0 | 2-34.52 | 0 | 0 | 0 |  | 0 | 0 | 0 | 0 | 0 | 0 | 0 | 0 | 0 | 0 | 0 | 0 | 0 | 0 | 0 | 0 | 0 | 0 | 0 | 0 | 0 | 0 | 0 | 12
NO |  | 164 | 2012 | 9 | 26 | 26 |  | 66-034 Dequeen | Nashville | 69 | 69 | 1-0.04 | 28.79 | 0 | 1 | 4/0 ACSR | 0 | 0 | 0 | 0 | 0 | 0 | 0 | 0 | 0 | 0 | 0 | 0 | 0 | 0 | 0 | 0 | 0 | 0 | 0 | 0 | 0 | 0 | 0 | 12
NO |  | 164 | 2012 | 9 | 27 | 27 |  |  |  | 0 | 0 | 2-28.75 | 0 | 0 | 0 |  | 0 | 0 | 0 | 0 | 0 | 0 | 0 | 0 | 0 | 0 | 0 | 0 | 0 | 0 | 0 | 0 | 0 | 0 | 0 | 0 | 0 | 0 | 0 | 12
NO |  | 164 | 2012 | 9 | 28 | 28 |  | 66-035 Dequeen | Patterson w/tap to Magnolia | 69 | 69 | 1-1.56 | 39.26 | 0 | 1 | 2/0 ACSR | 0 | 0 | 0 | 0 | 0 | 0 | 0 | 0 | 0 | 0 | 0 | 0 | 0 | 0 | 0 | 0 | 0 | 0 | 0 | 0 | 0 | 0 | 0 | 12
NO |  | 164 | 2012 | 9 | 29 | 29 |  |  | Foreman | 0 | 0 | 2-37.7 | 0 | 0 | 0 | 4/0 ACSR | 0 | 0 | 0 | 0 | 0 | 0 | 0 | 0 | 0 | 0 | 0 | 0 | 0 | 0 | 0 | 0 | 0 | 0 | 0 | 0 | 0 | 0 | 0 | 12
NO |  | 164 | 2012 | 9 | 30 | 30 |  | 66-036 Dierks | Mena w/tap to US Motors | 69 | 69 | 1-10.29 | 40.6 | 0 | 1 | 397.0 ACSR | 0 | 0 | 0 | 0 | 0 | 0 | 0 | 0 | 0 | 0 | 0 | 0 | 0 | 0 | 0 | 0 | 0 | 0 | 0 | 0 | 0 | 0 | 0 | 12
NO |  | 164 | 2012 | 9 | 31 | 31 |  |  |  | 0 | 0 | 2-30.31 | 0 | 0 | 0 | 477.0 ACSR | 0 | 0 | 0 | 0 | 0 | 0 | 0 | 0 | 0 | 0 | 0 | 0 | 0 | 0 | 0 | 0 | 0 | 0 | 0 | 0 | 0 | 0 | 0 | 12
NO |  | 164 | 2012 | 9 | 32 | 32 |  | 66-037 Dierks | South Dierks | 69 | 69 | 1-1.25 | 1.86 | 0 | 1 | 397.0 ACSR | 0 | 0 | 0 | 0 | 0 | 0 | 0 | 0 | 0 | 0 | 0 | 0 | 0 | 0 | 0 | 0 | 0 | 0 | 0 | 0 | 0 | 0 | 0 | 12
NO |  | 164 | 2012 | 9 | 33 | 33 |  |  |  | 0 | 0 | 2-0.61 | 0 | 0 | 0 |  | 0 | 0 | 0 | 0 | 0 | 0 | 0 | 0 | 0 | 0 | 0 | 0 | 0 | 0 | 0 | 0 | 0 | 0 | 0 | 0 | 0 | 0 | 0 | 12
NO |  | 164 | 2012 | 9 | 34 | 34 |  | 66-038 Dierks | West Murfreesboro | 69 | 69 | 1-18.77 | 18.77 | 0 | 1 | 266.8 ACSR | 0 | 0 | 0 | 0 | 0 | 0 | 0 | 0 | 0 | 0 | 0 | 0 | 0 | 0 | 0 | 0 | 0 | 0 | 0 | 0 | 0 | 0 | 0 | 12
NO |  | 164 | 2012 | 10 | 1 | 1 |  | 66-039 Dyess | Springdale | 69 | 69 | 1-5.4 | 5.4 | 0 | 1 | 336.4 ACSR | 0 | 0 | 0 | 0 | 0 | 0 | 0 | 0 | 0 | 0 | 0 | 0 | 0 | 0 | 0 | 0 | 0 | 0 | 0 | 0 | 0 | 0 | 0 | 12
NO |  | 164 | 2012 | 10 | 3 | 3 |  | 66-041 Dyess | Springdale | 69 | 69 | 2-2.03 | 2.03 | 0 | 1 | 2x397.0 ACSR | 0 | 0 | 0 | 0 | 0 | 0 | 0 | 0 | 0 | 0 | 0 | 0 | 0 | 0 | 0 | 0 | 0 | 0 | 0 | 0 | 0 | 0 | 0 | 12
NO |  | 164 | 2012 | 10 | 6 | 6 |  |  |  | 0 | 0 |  | 0 | 0 | 0 | 336.4 ACSR | 0 | 0 | 0 | 0 | 0 | 0 | 0 | 0 | 0 | 0 | 0 | 0 | 0 | 0 | 0 | 0 | 0 | 0 | 0 | 0 | 0 | 0 | 0 | 12
NO |  | 164 | 2012 | 10 | 7 | 7 |  | 66-043 East Rogers | North Rogers | 69 | 69 | 1-1.95 | 1.95 | 0 | 1 | 2x397.0 ACSR | 0 | 0 | 0 | 0 | 0 | 0 | 0 | 0 | 0 | 0 | 0 | 0 | 0 | 0 | 0 | 0 | 0 | 0 | 0 | 0 | 0 | 0 | 0 | 12
NO |  | 164 | 2012 | 10 | 8 | 8 |  | 66-061 Greenland | Prairie Grove | 69 | 69 | 2-8.04 | 8.04 | 0.52 | 1 | 477.0 ACSR | 0 | 0 | 0 | 0 | 0 | 0 | 0 | 0 | 0 | 0 | 0 | 0 | 0 | 0 | 0 | 0 | 0 | 0 | 0 | 0 | 0 | 0 | 0 | 12
NO |  | 164 | 2012 | 10 | 10 | 10 |  |  |  | 0 | 0 | 2-4.42 | 0 | 0 | 0 |  | 0 | 0 | 0 | 0 | 0 | 0 | 0 | 0 | 0 | 0 | 0 | 0 | 0 | 0 | 0 | 0 | 0 | 0 | 0 | 0 | 0 | 0 | 0 | 12
NO |  | 164 | 2012 | 10 | 11 | 11 |  | 66-063 Greenland | AECC VBI North | 69 | 69 | 1-2.38 | 43.89 | 0 | 1 | 2/0 ACSR | 0 | 0 | 0 | 0 | 0 | 0 | 0 | 0 | 0 | 0 | 0 | 0 | 0 | 0 | 0 | 0 | 0 | 0 | 0 | 0 | 0 | 0 | 0 | 12
NO |  | 164 | 2012 | 10 | 12 | 12 |  |  | (Interconnect) w/tap to | 0 | 0 | 2-41.51 | 0 | 0 | 0 | 336.4 ACSR | 0 | 0 | 0 | 0 | 0 | 0 | 0 | 0 | 0 | 0 | 0 | 0 | 0 | 0 | 0 | 0 | 0 | 0 | 0 | 0 | 0 | 0 | 0 | 12
NO |  | 164 | 2012 | 10 | 13 | 13 |  |  | Sefor | 0 | 0 |  | 0 | 0 | 0 | 477.0 ACSR | 0 | 0 | 0 | 0 | 0 | 0 | 0 | 0 | 0 | 0 | 0 | 0 | 0 | 0 | 0 | 0 | 0 | 0 | 0 | 0 | 0 | 0 | 0 | 12
NO |  | 164 | 2012 | 10 | 14 | 14 |  | 66-098 Midland | North Huntington w/tap to | 69 | 69 | 1-14.2 | 14.2 | 0 | 1 | 2/0 ACSR | 0 | 0 | 0 | 0 | 0 | 0 | 0 | 0 | 0 | 0 | 0 | 0 | 0 | 0 | 0 | 0 | 0 | 0 | 0 | 0 | 0 | 0 | 0 | 12
NO |  | 164 | 2012 | 10 | 15 | 15 |  |  | Excelior | 0 | 0 |  | 0 | 0 | 0 | 397.0 ACSR | 0 | 0 | 0 | 0 | 0 | 0 | 0 | 0 | 0 | 0 | 0 | 0 | 0 | 0 | 0 | 0 | 0 | 0 | 0 | 0 | 0 | 0 | 0 | 12
NO |  | 164 | 2012 | 10 | 16 | 16 |  |  |  | 0 | 0 |  | 0 | 0 | 0 | 4/0 ACSR | 0 | 0 | 0 | 0 | 0 | 0 | 0 | 0 | 0 | 0 | 0 | 0 | 0 | 0 | 0 | 0 | 0 | 0 | 0 | 0 | 0 | 0 | 0 | 12
NO |  | 164 | 2012 | 10 | 17 | 17 |  | 66-105 Murfreesboro West | Nashville w/tap to | 69 | 69 | 1-2.0381 | 12.76 | 0 | 1 | 2/0 ACSR | 0 | 0 | 0 | 0 | 0 | 0 | 0 | 0 | 0 | 0 | 0 | 0 | 0 | 0 | 0 | 0 | 0 | 0 | 0 | 0 | 0 | 0 | 0 | 12
NO |  | 164 | 2012 | 10 | 18 | 18 |  |  | Murfreesboro Uptown | 0 | 0 | 2-10.7257 | 0 | 0 | 0 | 4/0 ACSR | 0 | 0 | 0 | 0 | 0 | 0 | 0 | 0 | 0 | 0 | 0 | 0 | 0 | 0 | 0 | 0 | 0 | 0 | 0 | 0 | 0 | 0 | 0 | 12
NO |  | 164 | 2012 | 10 | 19 | 19 |  | 66-114 Patterson | Nekoosa Edwards | 69 | 138 | 1-5.09 | 5.09 | 0 | 1 | 1272.0 ACSR | 0 | 0 | 0 | 0 | 0 | 0 | 0 | 0 | 0 | 0 | 0 | 0 | 0 | 0 | 0 | 0 | 0 | 0 | 0 | 0 | 0 | 0 | 0 | 12
NO |  | 164 | 2012 | 10 | 20 | 20 |  | 66-121 Midland | OGE Howe (Interconnect) - | 69 | 69 | 2-7 | 7 | 0 | 1 | 4/0 ACSR | 0 | 0 | 0 | 0 | 0 | 0 | 0 | 0 | 0 | 0 | 0 | 0 | 0 | 0 | 0 | 0 | 0 | 0 | 0 | 0 | 0 | 0 | 0 | 12
NO |  | 164 | 2012 | 10 | 21 | 21 |  |  | PSO Red Oak (Interconnect) | 0 | 0 |  | 0 | 0 | 0 |  | 0 | 0 | 0 | 0 | 0 | 0 | 0 | 0 | 0 | 0 | 0 | 0 | 0 | 0 | 0 | 0 | 0 | 0 | 0 | 0 | 0 | 0 | 0 | 12
NO |  | 164 | 2012 | 10 | 22 | 22 |  | 66-124 Taylor Street | Texarkana Plant | 69 | 69 | 1-0.2 | 0.2 | 0 | 1 | 1272.0 ACSR | 0 | 0 | 0 | 0 | 0 | 0 | 0 | 0 | 0 | 0 | 0 | 0 | 0 | 0 | 0 | 0 | 0 | 0 | 0 | 0 | 0 | 0 | 0 | 12
NO |  | 164 | 2012 | 10 | 23 | 23 |  | 66-126 Texarkana Plant | Twelfth Street W/tap to | 69 | 69 | 1-4.94 | 4.94 | 0 | 1 | 2x336.0 ACSR | 0 | 0 | 0 | 0 | 0 | 0 | 0 | 0 | 0 | 0 | 0 | 0 | 0 | 0 | 0 | 0 | 0 | 0 | 0 | 0 | 0 | 0 | 0 | 12
NO |  | 164 | 2012 | 10 | 24 | 24 |  |  | Cooper Tire | 0 | 0 |  | 0 | 0 | 0 | 2x397.0 ACSR | 0 | 0 | 0 | 0 | 0 | 0 | 0 | 0 | 0 | 0 | 0 | 0 | 0 | 0 | 0 | 0 | 0 | 0 | 0 | 0 | 0 | 0 | 0 | 12
NO |  | 164 | 2012 | 10 | 25 | 25 |  |  |  | 0 | 0 |  | 0 | 0 | 0 | 4/0 ACSR | 0 | 0 | 0 | 0 | 0 | 0 | 0 | 0 | 0 | 0 | 0 | 0 | 0 | 0 | 0 | 0 | 0 | 0 | 0 | 0 | 0 | 0 | 0 | 12
NO |  | 164 | 2012 | 10 | 26 | 26 |  | 66-127 Murfreesboro West | SWPA Narrows Dam | 69 | 69 | 1-2.8275 | 6.7 | 0 | 1 | 336.4 ACSR | 0 | 0 | 0 | 0 | 0 | 0 | 0 | 0 | 0 | 0 | 0 | 0 | 0 | 0 | 0 | 0 | 0 | 0 | 0 | 0 | 0 | 0 | 0 | 12
NO |  | 164 | 2012 | 10 | 27 | 27 |  |  | (Interconnect) | 0 | 0 | 2-3.8737 | 0 | 0 | 0 | 4/0 ACSR | 0 | 0 | 0 | 0 | 0 | 0 | 0 | 0 | 0 | 0 | 0 | 0 | 0 | 0 | 0 | 0 | 0 | 0 | 0 | 0 | 0 | 0 | 0 | 12
NO |  | 164 | 2012 | 10 | 28 | 28 |  | 66-129 AECC Fitzhugh | OGE Helberg (Interconnect) | 69 | 69 | 1-2.44 | 2.44 | 0 | 1 | 795.0 ACSR | 0 | 0 | 0 | 0 | 0 | 0 | 0 | 0 | 0 | 0 | 0 | 0 | 0 | 0 | 0 | 0 | 0 | 0 | 0 | 0 | 0 | 0 | 0 | 12
NO |  | 164 | 2012 | 10 | 29 | 29 |  | (Interconnect) |  | 0 | 0 |  | 0 | 0 | 0 |  | 0 | 0 | 0 | 0 | 0 | 0 | 0 | 0 | 0 | 0 | 0 | 0 | 0 | 0 | 0 | 0 | 0 | 0 | 0 | 0 | 0 | 0 | 0 | 12
NO |  | 164 | 2012 | 10 | 30 | 30 |  | 66-133 AECC VBI North | OGE VBI (Interconnect) | 69 | 69 | 2-0.04 | 0.04 | 0 | 1 | 336.4 ACSR | 0 | 0 | 0 | 0 | 0 | 0 | 0 | 0 | 0 | 0 | 0 | 0 | 0 | 0 | 0 | 0 | 0 | 0 | 0 | 0 | 0 | 0 | 0 | 12
NO |  | 164 | 2012 | 10 | 32 | 32 |  | 66-206 Nashville | Okay | 69 | 69 | 2-14.13 | 14.13 | 0 | 1 | 559.0 ACAR | 0 | 0 | 0 | 0 | 0 | 0 | 0 | 0 | 0 | 0 | 0 | 0 | 0 | 0 | 0 | 0 | 0 | 0 | 0 | 0 | 0 | 0 | 0 | 12
NO |  | 164 | 2012 | 11 | 3 | 3 |  | Subtotal 69 kV in AR |  | 0 | 0 |  | 433.78 | 10.07 | 35 |  | 0 | 0 | 0 | 0 | 0 | 0 | 0 | 0 | 0 | 0 | 0 | 0 | 0 | 0 | 0 | 0 | 0 | 0 | 0 | 0 | 0 | 0 | 0 | 12
NO |  | 164 | 2012 | 11 | 5 | 5 |  | 69 kV in LA |  | 0 | 0 |  | 0 | 0 | 0 |  | 0 | 0 | 0 | 0 | 0 | 0 | 0 | 0 | 0 | 0 | 0 | 0 | 0 | 0 | 0 | 0 | 0 | 0 | 0 | 0 | 0 | 0 | 0 | 12
NO |  | 164 | 2012 | 11 | 7 | 7 |  | 66-002 Arsenal Hill | North Market | 69 | 69 | 1-2.2031 | 2.2 | 0 | 1 | 1272.0 ACSR | 0 | 0 | 0 | 0 | 0 | 0 | 0 | 0 | 0 | 0 | 0 | 0 | 0 | 0 | 0 | 0 | 0 | 0 | 0 | 0 | 0 | 0 | 0 | 12
NO |  | 164 | 2012 | 11 | 8 | 8 |  | 66-004 Arsenal Hill | Waterworks | 69 | 69 | 1-2.5527 | 2.55 | 0 | 1 | 1272.0 ACSR | 0 | 0 | 0 | 0 | 0 | 0 | 0 | 0 | 0 | 0 | 0 | 0 | 0 | 0 | 0 | 0 | 0 | 0 | 0 | 0 | 0 | 0 | 0 | 12
NO |  | 164 | 2012 | 11 | 9 | 9 |  | 66-003 Arsenal Hill | Shed Road | 69 | 69 | 1-0.79 | 2.21 | 0 | 1 | 2500.0 CU | 0 | 0 | 0 | 0 | 0 | 0 | 0 | 0 | 0 | 0 | 0 | 0 | 0 | 0 | 0 | 0 | 0 | 0 | 0 | 0 | 0 | 0 | 0 | 12
NO |  | 164 | 2012 | 11 | 10 | 10 |  |  |  | 0 | 0 | 2-0.99 | 0 | 0 | 0 | 2x397.0 ACSR | 0 | 0 | 0 | 0 | 0 | 0 | 0 | 0 | 0 | 0 | 0 | 0 | 0 | 0 | 0 | 0 | 0 | 0 | 0 | 0 | 0 | 0 | 0 | 12
NO |  | 164 | 2012 | 11 | 11 | 11 |  | 66-016 Bloomburg | Hosston w/taps to Rodessa | 69 | 69 | 2-12 | 12 | 0 | 1 | 266.8 ACSR | 0 | 0 | 0 | 0 | 0 | 0 | 0 | 0 | 0 | 0 | 0 | 0 | 0 | 0 | 0 | 0 | 0 | 0 | 0 | 0 | 0 | 0 | 0 | 12
NO |  | 164 | 2012 | 11 | 12 | 12 |  |  | & Texas Eastern | 0 | 0 |  | 0 | 0 | 0 |  | 0 | 0 | 0 | 0 | 0 | 0 | 0 | 0 | 0 | 0 | 0 | 0 | 0 | 0 | 0 | 0 | 0 | 0 | 0 | 0 | 0 | 0 | 0 | 12
NO |  | 164 | 2012 | 11 | 13 | 13 |  | 66-020 Broadmoor | Fort Humbug | 69 | 69 | 1-1.5766 | 1.58 | 0.16 | 1 | 666.0 ACSR | 0 | 0 | 0 | 0 | 0 | 0 | 0 | 0 | 0 | 0 | 0 | 0 | 0 | 0 | 0 | 0 | 0 | 0 | 0 | 0 | 0 | 0 | 0 | 12
NO |  | 164 | 2012 | 11 | 14 | 14 |  | 66-021 Broadmoor | Fern Street | 69 | 69 | 1-1.7404 | 1.74 | 2.73 | 1 | 266.8 ACSR | 0 | 0 | 0 | 0 | 0 | 0 | 0 | 0 | 0 | 0 | 0 | 0 | 0 | 0 | 0 | 0 | 0 | 0 | 0 | 0 | 0 | 0 | 0 | 12
NO |  | 164 | 2012 | 11 | 15 | 15 |  | 66-022 Brooks Street | Edwards Street | 69 | 69 | 2-0.81 | 0.81 | 0 | 1 | 666.0 ACSR | 0 | 0 | 0 | 0 | 0 | 0 | 0 | 0 | 0 | 0 | 0 | 0 | 0 | 0 | 0 | 0 | 0 | 0 | 0 | 0 | 0 | 0 | 0 | 12
NO |  | 164 | 2012 | 11 | 16 | 16 |  | 66-023 Brownlee Road | Minden Road | 69 | 69 | 2-4.37 | 4.37 | 0 | 1 | 666.0 ACSR | 0 | 0 | 0 | 0 | 0 | 0 | 0 | 0 | 0 | 0 | 0 | 0 | 0 | 0 | 0 | 0 | 0 | 0 | 0 | 0 | 0 | 0 | 0 | 12
NO |  | 164 | 2012 | 11 | 17 | 17 |  | 66-024 Brownlee Road | North Market | 69 | 69 | 1-0.77 | 4.7 | 0 | 1 | 2x203.2 ACSR | 0 | 0 | 0 | 0 | 0 | 0 | 0 | 0 | 0 | 0 | 0 | 0 | 0 | 0 | 0 | 0 | 0 | 0 | 0 | 0 | 0 | 0 | 0 | 12
NO |  | 164 | 2012 | 11 | 18 | 18 |  |  |  | 0 | 0 | 2-3.93 | 0 | 0 | 0 | 666.0 ACSR | 0 | 0 | 0 | 0 | 0 | 0 | 0 | 0 | 0 | 0 | 0 | 0 | 0 | 0 | 0 | 0 | 0 | 0 | 0 | 0 | 0 | 0 | 0 | 12
NO |  | 164 | 2012 | 11 | 19 | 19 |  | 66-044 Edwards Street | Fort Humbug | 69 | 69 | 1-0.68 | 0.89 | 0.56 | 1 | 666.0 ACSR | 0 | 0 | 0 | 0 | 0 | 0 | 0 | 0 | 0 | 0 | 0 | 0 | 0 | 0 | 0 | 0 | 0 | 0 | 0 | 0 | 0 | 0 | 0 | 12
NO |  | 164 | 2012 | 11 | 20 | 20 |  |  |  | 0 | 0 | 2-0.21 | 0 | 0 | 0 |  | 0 | 0 | 0 | 0 | 0 | 0 | 0 | 0 | 0 | 0 | 0 | 0 | 0 | 0 | 0 | 0 | 0 | 0 | 0 | 0 | 0 | 0 | 0 | 12
NO |  | 164 | 2012 | 11 | 21 | 21 |  | 66-045 Ellerbe Road | Fern Street | 69 | 69 | 1-2.37 | 2.37 | 0 | 1 | 2x397.0 ACSR | 0 | 0 | 0 | 0 | 0 | 0 | 0 | 0 | 0 | 0 | 0 | 0 | 0 | 0 | 0 | 0 | 0 | 0 | 0 | 0 | 0 | 0 | 0 | 12
NO |  | 164 | 2012 | 11 | 22 | 22 |  | 66-046 Ellerbe Road | Lucas | 69 | 69 | 1-3.03 | 3.03 | 0 | 1 | 397.0 ACSR | 0 | 0 | 0 | 0 | 0 | 0 | 0 | 0 | 0 | 0 | 0 | 0 | 0 | 0 | 0 | 0 | 0 | 0 | 0 | 0 | 0 | 0 | 0 | 12
NO |  | 164 | 2012 | 11 | 23 | 23 |  | 66-047 Ellerbe Road | South Shreveport w/tap to | 69 | 69 | 2-2.81 | 2.81 | 0 | 1 | 336.4 ACSR | 0 | 0 | 0 | 0 | 0 | 0 | 0 | 0 | 0 | 0 | 0 | 0 | 0 | 0 | 0 | 0 | 0 | 0 | 0 | 0 | 0 | 0 | 0 | 12
NO |  | 164 | 2012 | 11 | 24 | 24 |  |  | Forbing Road | 0 | 0 |  | 0 | 0 | 0 | 666.0 ACSR | 0 | 0 | 0 | 0 | 0 | 0 | 0 | 0 | 0 | 0 | 0 | 0 | 0 | 0 | 0 | 0 | 0 | 0 | 0 | 0 | 0 | 0 | 0 | 12
NO |  | 164 | 2012 | 11 | 25 | 25 |  | 66-054 Flournoy | Hardy Street | 69 | 69 | 1-8.77 | 10.14 | 0 | 1 | 397.0 ACSR | 0 | 0 | 0 | 0 | 0 | 0 | 0 | 0 | 0 | 0 | 0 | 0 | 0 | 0 | 0 | 0 | 0 | 0 | 0 | 0 | 0 | 0 | 0 | 12
NO |  | 164 | 2012 | 11 | 26 | 26 |  |  |  | 0 | 0 | 2-1.37 | 0 | 0 | 0 |  | 0 | 0 | 0 | 0 | 0 | 0 | 0 | 0 | 0 | 0 | 0 | 0 | 0 | 0 | 0 | 0 | 0 | 0 | 0 | 0 | 0 | 0 | 0 | 12
NO |  | 164 | 2012 | 11 | 27 | 27 |  | 66-055 Flournoy | Summer Grove w/taps to | 69 | 69 | 1-1.83 | 9.26 | 0 | 1 | 1/0 ACSR | 0 | 0 | 0 | 0 | 0 | 0 | 0 | 0 | 0 | 0 | 0 | 0 | 0 | 0 | 0 | 0 | 0 | 0 | 0 | 0 | 0 | 0 | 0 | 12
NO |  | 164 | 2012 | 11 | 28 | 28 |  |  | American Pump & Woolworth | 0 | 0 | 2-8.84 | 0 | 0 | 0 | 397.0 ACSR | 0 | 0 | 0 | 0 | 0 | 0 | 0 | 0 | 0 | 0 | 0 | 0 | 0 | 0 | 0 | 0 | 0 | 0 | 0 | 0 | 0 | 0 | 0 | 12
NO |  | 164 | 2012 | 11 | 29 | 29 |  | 66-056 Flournoy | Woodlawn w/taps to Karnack | 69 | 69 | 1-0.97 | 42.97 | 0 | 1 | 397.0 ACSR | 0 | 0 | 0 | 0 | 0 | 0 | 0 | 0 | 0 | 0 | 0 | 0 | 0 | 0 | 0 | 0 | 0 | 0 | 0 | 0 | 0 | 0 | 0 | 12
NO |  | 164 | 2012 | 11 | 30 | 30 |  |  | & Midvalley | 0 | 0 | 2-8.55 | 0 | 0 | 0 | 4/0 ACSR | 0 | 0 | 0 | 0 | 0 | 0 | 0 | 0 | 0 | 0 | 0 | 0 | 0 | 0 | 0 | 0 | 0 | 0 | 0 | 0 | 0 | 0 | 0 | 12
NO |  | 164 | 2012 | 11 | 31 | 31 |  | 66-065 Hardy Street | Midway | 69 | 69 | 1-1.17 | 1.17 | 0 | 1 | 666.0 ACSR | 0 | 0 | 0 | 0 | 0 | 0 | 0 | 0 | 0 | 0 | 0 | 0 | 0 | 0 | 0 | 0 | 0 | 0 | 0 | 0 | 0 | 0 | 0 | 12
NO |  | 164 | 2012 | 11 | 32 | 32 |  | 66-067 Hardy Street | Waterworks | 69 | 69 | 1-1.55 | 1.55 | 0 | 1 | 666.0 ACSR | 0 | 0 | 0 | 0 | 0 | 0 | 0 | 0 | 0 | 0 | 0 | 0 | 0 | 0 | 0 | 0 | 0 | 0 | 0 | 0 | 0 | 0 | 0 | 12
NO |  | 164 | 2012 | 12 | 1 | 1 |  | 66-070 Hosston | North Benton w/tap to Mott | 69 | 69 | 1-27.73 | 27.73 | 0 | 1 | 203.2 ACSR | 0 | 0 | 0 | 0 | 0 | 0 | 0 | 0 | 0 | 0 | 0 | 0 | 0 | 0 | 0 | 0 | 0 | 0 | 0 | 0 | 0 | 0 | 0 | 12
NO |  | 164 | 2012 | 12 | 3 | 3 |  |  |  | 0 | 0 |  | 0 | 0 | 0 | 397.0 ACSR | 0 | 0 | 0 | 0 | 0 | 0 | 0 | 0 | 0 | 0 | 0 | 0 | 0 | 0 | 0 | 0 | 0 | 0 | 0 | 0 | 0 | 0 | 0 | 12
NO |  | 164 | 2012 | 12 | 6 | 6 |  |  |  | 0 | 0 |  | 0 | 0 | 0 | 4/0 ACSR | 0 | 0 | 0 | 0 | 0 | 0 | 0 | 0 | 0 | 0 | 0 | 0 | 0 | 0 | 0 | 0 | 0 | 0 | 0 | 0 | 0 | 0 | 0 | 12
NO |  | 164 | 2012 | 12 | 7 | 7 |  | 66-072 Hosston | Superior | 69 | 69 | 1-6.65 | 10.45 | 0 | 1 | 336.4 ACSR | 0 | 0 | 0 | 0 | 0 | 0 | 0 | 0 | 0 | 0 | 0 | 0 | 0 | 0 | 0 | 0 | 0 | 0 | 0 | 0 | 0 | 0 | 0 | 12
NO |  | 164 | 2012 | 12 | 8 | 8 |  |  |  | 0 | 0 | 2-3.8 | 0 | 0 | 0 | 4/0 ACSR | 0 | 0 | 0 | 0 | 0 | 0 | 0 | 0 | 0 | 0 | 0 | 0 | 0 | 0 | 0 | 0 | 0 | 0 | 0 | 0 | 0 | 0 | 0 | 12
NO |  | 164 | 2012 | 12 | 9 | 9 |  | 66-076 Jefferson | Superior | 69 | 69 | 2-3.4 | 3.4 | 0 | 1 | 266.8 ACSR | 0 | 0 | 0 | 0 | 0 | 0 | 0 | 0 | 0 | 0 | 0 | 0 | 0 | 0 | 0 | 0 | 0 | 0 | 0 | 0 | 0 | 0 | 0 | 12
NO |  | 164 | 2012 | 12 | 10 | 10 |  | 66-086 Logansport | Stanley (PHEC) | 69 | 69 | 1-6.82 | 6.82 | 0.18 | 1 | 1/0 ACSR | 0 | 0 | 0 | 0 | 0 | 0 | 0 | 0 | 0 | 0 | 0 | 0 | 0 | 0 | 0 | 0 | 0 | 0 | 0 | 0 | 0 | 0 | 0 | 12
NO |  | 164 | 2012 | 12 | 12 | 12 |  | 66-092 Lucas | Wallace Lake w/tap to Finne | 69 | 69 | 1-5.2889 | 5.78 | 2.65 | 1 | 2/0 ACSR | 0 | 0 | 0 | 0 | 0 | 0 | 0 | 0 | 0 | 0 | 0 | 0 | 0 | 0 | 0 | 0 | 0 | 0 | 0 | 0 | 0 | 0 | 0 | 12
NO |  | 164 | 2012 | 12 | 13 | 13 |  |  |  | 0 | 0 | 2-0.4863 | 0 | 0 | 0 | 397.0 ACSR | 0 | 0 | 0 | 0 | 0 | 0 | 0 | 0 | 0 | 0 | 0 | 0 | 0 | 0 | 0 | 0 | 0 | 0 | 0 | 0 | 0 | 0 | 0 | 12
NO |  | 164 | 2012 | 12 | 14 | 14 |  | TL358 Marthaville | Robeline | 69 | 69 | 1-8.26 | 8.26 | 0 | 1 | 336.4 ACSR | 0 | 0 | 0 | 0 | 0 | 0 | 0 | 0 | 0 | 0 | 0 | 0 | 0 | 0 | 0 | 0 | 0 | 0 | 0 | 0 | 0 | 0 | 0 | 12
NO |  | 164 | 2012 | 12 | 15 | 15 |  | 66-099 Midway | Summer Grove w/tap to South | 69 | 69 | 1-8.29 | 12.19 | 0 | 1 | 477.0 ACSR | 0 | 0 | 0 | 0 | 0 | 0 | 0 | 0 | 0 | 0 | 0 | 0 | 0 | 0 | 0 | 0 | 0 | 0 | 0 | 0 | 0 | 0 | 0 | 12
NO |  | 164 | 2012 | 12 | 16 | 16 |  |  | Shreveport | 0 | 0 | 2-3.9 | 0 | 0 | 0 | 666.0 ACSR | 0 | 0 | 0 | 0 | 0 | 0 | 0 | 0 | 0 | 0 | 0 | 0 | 0 | 0 | 0 | 0 | 0 | 0 | 0 | 0 | 0 | 0 | 0 | 12
NO |  | 164 | 2012 | 12 | 17 | 17 |  |  |  | 0 | 0 |  | 0 | 0 | 0 | 795.0 ACSR | 0 | 0 | 0 | 0 | 0 | 0 | 0 | 0 | 0 | 0 | 0 | 0 | 0 | 0 | 0 | 0 | 0 | 0 | 0 | 0 | 0 | 0 | 0 | 12
NO |  | 164 | 2012 | 12 | 18 | 18 |  | 66-100 Minden Road | Shed Road | 69 | 69 | 2-1.7 | 1.7 | 0 | 1 | 2x397.0 ACSR | 0 | 0 | 0 | 0 | 0 | 0 | 0 | 0 | 0 | 0 | 0 | 0 | 0 | 0 | 0 | 0 | 0 | 0 | 0 | 0 | 0 | 0 | 0 | 12
NO |  | 164 | 2012 | 12 | 19 | 19 |  | 66-320 Red Point | Bellevue w/tap to Dogwood | 69 | 69 | 1-12.05 | 12.05 | 0 | 1 | 4/0 ACSR | 0 | 0 | 0 | 0 | 0 | 0 | 0 | 0 | 0 | 0 | 0 | 0 | 0 | 0 | 0 | 0 | 0 | 0 | 0 | 0 | 0 | 0 | 0 | 12
NO |  | 164 | 2012 | 12 | 20 | 20 |  | 66-321 Calumet | LS #12457 w/tap to JD Ward | 69 | 69 | 1-4.96 | 4.96 | 0 | 1 | 2/0 ACSR | 0 | 0 | 0 | 0 | 0 | 0 | 0 | 0 | 0 | 0 | 0 | 0 | 0 | 0 | 0 | 0 | 0 | 0 | 0 | 0 | 0 | 0 | 0 | 12
NO |  | 164 | 2012 | 12 | 21 | 21 |  |  |  | 0 | 0 |  | 0 | 0 | 0 | 266.8 ACSR | 0 | 0 | 0 | 0 | 0 | 0 | 0 | 0 | 0 | 0 | 0 | 0 | 0 | 0 | 0 | 0 | 0 | 0 | 0 | 0 | 0 | 0 | 0 | 12
NO |  | 164 | 2012 | 12 | 22 | 22 |  | 66-331 Blanchard | North Market | 69 | 69 | 2-13.35 | 13.35 | 0 | 1 | 477.0 ACSR | 0 | 0 | 0 | 0 | 0 | 0 | 0 | 0 | 0 | 0 | 0 | 0 | 0 | 0 | 0 | 0 | 0 | 0 | 0 | 0 | 0 | 0 | 0 | 12
NO |  | 164 | 2012 | 12 | 23 | 23 |  | 66-332 Calumet | Red Point | 69 | 69 | 1-4.24 | 4.24 | 0 | 1 | 266.8 ACSR | 0 | 0 | 0 | 0 | 0 | 0 | 0 | 0 | 0 | 0 | 0 | 0 | 0 | 0 | 0 | 0 | 0 | 0 | 0 | 0 | 0 | 0 | 0 | 12
NO |  | 164 | 2012 | 12 | 25 | 25 |  | TL349 Belmont | Marthaville | 69 | 69 |  | 9 | 0 | 1 | 336.4 kCM ACSR | 0 | 0 | 0 | 0 | 0 | 0 | 0 | 0 | 0 | 0 | 0 | 0 | 0 | 0 | 0 | 0 | 0 | 0 | 0 | 0 | 0 | 0 | 0 | 12
NO |  | 164 | 2012 | 12 | 31 | 31 |  | TL355 Interconnect | Verda | 13.8 | 69 |  | 6.42 | 0 | 1 | 336.4 kCM ACSR | 0 | 0 | 0 | 0 | 0 | 0 | 0 | 0 | 0 | 0 | 0 | 0 | 0 | 0 | 0 | 0 | 0 | 0 | 0 | 0 | 0 | 0 | 0 | 12
NO |  | 164 | 2012 | 12 | 32 | 32 |  | TL354 Bayou-Pierre | Kingston | 69 | 69 |  | 9 | 0 | 0 |  | 0 | 0 | 0 | 0 | 0 | 0 | 0 | 0 | 0 | 0 | 0 | 0 | 0 | 0 | 0 | 0 | 0 | 0 | 0 | 0 | 0 | 0 | 0 | 12
NO |  | 164 | 2012 | 13 | 2 | 2 |  | 66-008 Atlanta | Linden W/tap to West | 69 | 69 | 1-0.99 | 13.49 | 0 | 1 | 397.0 ACSR | 0 | 0 | 0 | 0 | 0 | 0 | 0 | 0 | 0 | 0 | 0 | 0 | 0 | 0 | 0 | 0 | 0 | 0 | 0 | 0 | 0 | 0 | 0 | 12
NO |  | 164 | 2012 | 13 | 5 | 5 |  |  | Star and Red River | 0 | 0 |  | 0 | 0 | 0 | 397.0 ACSR | 0 | 0 | 0 | 0 | 0 | 0 | 0 | 0 | 0 | 0 | 0 | 0 | 0 | 0 | 0 | 0 | 0 | 0 | 0 | 0 | 0 | 0 | 0 | 12
NO |  | 164 | 2012 | 13 | 6 | 6 |  |  |  | 0 | 0 |  | 0 | 0 | 0 | 477.0 ACSR | 0 | 0 | 0 | 0 | 0 | 0 | 0 | 0 | 0 | 0 | 0 | 0 | 0 | 0 | 0 | 0 | 0 | 0 | 0 | 0 | 0 | 0 | 0 | 12
NO |  | 164 | 2012 | 13 | 7 | 7 |  | 66-010 Bann | Texarkana Operations Center | 69 | 69 | 1-6.43 | 6.43 | 0 | 1 | 666.0 ACSR | 0 | 0 | 0 | 0 | 0 | 0 | 0 | 0 | 0 | 0 | 0 | 0 | 0 | 0 | 0 | 0 | 0 | 0 | 0 | 0 | 0 | 0 | 0 | 12
NO |  | 164 | 2012 | 13 | 8 | 8 |  | 66-012 Bann | Thirty Ninth Street w/taps | 69 | 69 | 1-9.37 | 10.57 | 0 | 1 | 1272.0 ACSR | 0 | 0 | 0 | 0 | 0 | 0 | 0 | 0 | 0 | 0 | 0 | 0 | 0 | 0 | 0 | 0 | 0 | 0 | 0 | 0 | 0 | 0 | 0 | 12
NO |  | 164 | 2012 | 13 | 9 | 9 |  |  | to Red Lick & Sugar Hill | 0 | 0 | 2-1.2 | 0 | 0 | 0 | 2x397.0 ACSR | 0 | 0 | 0 | 0 | 0 | 0 | 0 | 0 | 0 | 0 | 0 | 0 | 0 | 0 | 0 | 0 | 0 | 0 | 0 | 0 | 0 | 0 | 0 | 12
NO |  | 164 | 2012 | 13 | 10 | 10 |  |  |  | 0 | 0 |  | 0 | 0 | 0 | 477.0 ACSR | 0 | 0 | 0 | 0 | 0 | 0 | 0 | 0 | 0 | 0 | 0 | 0 | 0 | 0 | 0 | 0 | 0 | 0 | 0 | 0 | 0 | 0 | 0 | 12
NO |  | 164 | 2012 | 13 | 11 | 11 |  | 66-013 Beckville | L.A. Pacific | 69 | 69 | 2-6.6 | 6.6 | 0 | 1 | 397.0 ACSR | 0 | 0 | 0 | 0 | 0 | 0 | 0 | 0 | 0 | 0 | 0 | 0 | 0 | 0 | 0 | 0 | 0 | 0 | 0 | 0 | 0 | 0 | 0 | 12
NO |  | 164 | 2012 | 13 | 12 | 12 |  | 66-014 Beckville | Poynter | 69 | 69 | 1-5.58 | 24.01 | 0.63 | 1 | 397.0 ACSR | 0 | 0 | 0 | 0 | 0 | 0 | 0 | 0 | 0 | 0 | 0 | 0 | 0 | 0 | 0 | 0 | 0 | 0 | 0 | 0 | 0 | 0 | 0 | 12
NO |  | 164 | 2012 | 13 | 13 | 13 |  |  |  | 0 | 0 | 2-18.43 | 0 | 0 | 0 | 4/0 ACSR | 0 | 0 | 0 | 0 | 0 | 0 | 0 | 0 | 0 | 0 | 0 | 0 | 0 | 0 | 0 | 0 | 0 | 0 | 0 | 0 | 0 | 0 | 0 | 12
NO |  | 164 | 2012 | 13 | 14 | 14 |  | 66-015 Beckville | Rock Hill | 69 | 69 | 2-4.1 | 4.1 | 0 | 1 | 666.0 ACSR | 0 | 0 | 0 | 0 | 0 | 0 | 0 | 0 | 0 | 0 | 0 | 0 | 0 | 0 | 0 | 0 | 0 | 0 | 0 | 0 | 0 | 0 | 0 | 12
NO |  | 164 | 2012 | 13 | 15 | 15 |  | 66-016 Bloomburg | Hosston w/taps to Rodessa | 69 | 69 | 1-1.86 | 1.86 | 0 | 1 | # 2 CU (7 Strand) | 0 | 0 | 0 | 0 | 0 | 0 | 0 | 0 | 0 | 0 | 0 | 0 | 0 | 0 | 0 | 0 | 0 | 0 | 0 | 0 | 0 | 0 | 0 | 12
NO |  | 164 | 2012 | 13 | 16 | 16 |  |  | & Texas Eastern | 0 | 0 |  | 0 | 0 | 0 |  | 0 | 0 | 0 | 0 | 0 | 0 | 0 | 0 | 0 | 0 | 0 | 0 | 0 | 0 | 0 | 0 | 0 | 0 | 0 | 0 | 0 | 0 | 0 | 12
NO |  | 164 | 2012 | 13 | 17 | 17 |  | 66-017 Bloomburg | Texarkana Plant w/tap to | 69 | 69 | 1-1.64 | 1.64 | 0 | 1 | 4/0 ACSR | 0 | 0 | 0 | 0 | 0 | 0 | 0 | 0 | 0 | 0 | 0 | 0 | 0 | 0 | 0 | 0 | 0 | 0 | 0 | 0 | 0 | 0 | 0 | 12
NO |  | 164 | 2012 | 13 | 18 | 18 |  |  | IPC | 0 | 0 |  | 0 | 0 | 0 |  | 0 | 0 | 0 | 0 | 0 | 0 | 0 | 0 | 0 | 0 | 0 | 0 | 0 | 0 | 0 | 0 | 0 | 0 | 0 | 0 | 0 | 0 | 0 | 12
NO |  | 164 | 2012 | 13 | 19 | 19 |  | 66-025 Carthage | Rock Hill | 69 | 69 | 1-1.0127 | 11.5 | 0 | 1 | 336.4 ACSR | 0 | 0 | 0 | 0 | 0 | 0 | 0 | 0 | 0 | 0 | 0 | 0 | 0 | 0 | 0 | 0 | 0 | 0 | 0 | 0 | 0 | 0 | 0 | 12
NO |  | 164 | 2012 | 13 | 20 | 20 |  |  |  | 0 | 0 | 2-10.4876 | 0 | 0 | 0 |  | 0 | 0 | 0 | 0 | 0 | 0 | 0 | 0 | 0 | 0 | 0 | 0 | 0 | 0 | 0 | 0 | 0 | 0 | 0 | 0 | 0 | 0 | 0 | 12
NO |  | 164 | 2012 | 13 | 21 | 21 |  | 66-026 Carthage | L.A. Pacific | 69 | 69 | 2-2.3 | 2.3 | 0 | 1 | 397.0 ACSR | 0 | 0 | 0 | 0 | 0 | 0 | 0 | 0 | 0 | 0 | 0 | 0 | 0 | 0 | 0 | 0 | 0 | 0 | 0 | 0 | 0 | 0 | 0 | 12
NO |  | 164 | 2012 | 13 | 22 | 22 |  | 66-027 Clarksville | Greggton w/taps to MidVally | 69 | 69 | 1-8.49 | 8.49 | 0 | 1 | 2/0 ACSR | 0 | 0 | 0 | 0 | 0 | 0 | 0 | 0 | 0 | 0 | 0 | 0 | 0 | 0 | 0 | 0 | 0 | 0 | 0 | 0 | 0 | 0 | 0 | 12
NO |  | 164 | 2012 | 13 | 23 | 23 |  |  | & Texoma | 0 | 0 |  | 0 | 0 | 0 | 755.0 ACAR | 0 | 0 | 0 | 0 | 0 | 0 | 0 | 0 | 0 | 0 | 0 | 0 | 0 | 0 | 0 | 0 | 0 | 0 | 0 | 0 | 0 | 0 | 0 | 12
NO |  | 164 | 2012 | 13 | 24 | 24 |  | 66-028 Clarksville | Sabine w/tap to Service | 69 | 69 | 1-1.85 | 8.96 | 0 | 1 | 2/0 ACSR | 0 | 0 | 0 | 0 | 0 | 0 | 0 | 0 | 0 | 0 | 0 | 0 | 0 | 0 | 0 | 0 | 0 | 0 | 0 | 0 | 0 | 0 | 0 | 12
NO |  | 164 | 2012 | 13 | 25 | 25 |  |  | Pipeline | 0 | 0 | 2-7.11 | 0 | 0 | 0 | 397.0 ACSR | 0 | 0 | 0 | 0 | 0 | 0 | 0 | 0 | 0 | 0 | 0 | 0 | 0 | 0 | 0 | 0 | 0 | 0 | 0 | 0 | 0 | 0 | 0 | 12
NO |  | 164 | 2012 | 13 | 26 | 26 |  | 66-029 Clarksville | Perdue | 69 | 69 | 1-7.29 | 7.29 | 0 | 1 | 477.0 ACSR | 0 | 0 | 0 | 0 | 0 | 0 | 0 | 0 | 0 | 0 | 0 | 0 | 0 | 0 | 0 | 0 | 0 | 0 | 0 | 0 | 0 | 0 | 0 | 12
NO |  | 164 | 2012 | 13 | 27 | 27 |  | 66-030 Clarksville | Perdue | 69 | 69 | 1-6.32 | 6.97 | 0 | 1 | 2x397.0 ACSR | 0 | 0 | 0 | 0 | 0 | 0 | 0 | 0 | 0 | 0 | 0 | 0 | 0 | 0 | 0 | 0 | 0 | 0 | 0 | 0 | 0 | 0 | 0 | 12
NO |  | 164 | 2012 | 13 | 28 | 28 |  |  |  | 0 | 0 | 2-0.65 | 0 | 0 | 0 |  | 0 | 0 | 0 | 0 | 0 | 0 | 0 | 0 | 0 | 0 | 0 | 0 | 0 | 0 | 0 | 0 | 0 | 0 | 0 | 0 | 0 | 0 | 0 | 12
NO |  | 164 | 2012 | 13 | 29 | 29 |  | 66-031 Daingerfield | Hughes Springs w/tap to | 69 | 69 | 1-15.51 | 15.51 | 0 | 1 | 336.4 ACSR | 0 | 0 | 0 | 0 | 0 | 0 | 0 | 0 | 0 | 0 | 0 | 0 | 0 | 0 | 0 | 0 | 0 | 0 | 0 | 0 | 0 | 0 | 0 | 12
NO |  | 164 | 2012 | 13 | 30 | 30 |  |  | Lone Star & Air Products | 0 | 0 |  | 0 | 0 | 0 | 397.0 ACSR | 0 | 0 | 0 | 0 | 0 | 0 | 0 | 0 | 0 | 0 | 0 | 0 | 0 | 0 | 0 | 0 | 0 | 0 | 0 | 0 | 0 | 0 | 0 | 12
NO |  | 164 | 2012 | 13 | 31 | 31 |  |  |  | 0 | 0 |  | 0 | 0 | 0 | 4/0 ACSR | 0 | 0 | 0 | 0 | 0 | 0 | 0 | 0 | 0 | 0 | 0 | 0 | 0 | 0 | 0 | 0 | 0 | 0 | 0 | 0 | 0 | 0 | 0 | 12
NO |  | 164 | 2012 | 13 | 32 | 32 |  | 66-032 Daingerfield | Mount Pleasant | 69 | 69 | 1-2.98 | 17.23 | 0 | 1 | 397.0 ACSR | 0 | 0 | 0 | 0 | 0 | 0 | 0 | 0 | 0 | 0 | 0 | 0 | 0 | 0 | 0 | 0 | 0 | 0 | 0 | 0 | 0 | 0 | 0 | 12
NO |  | 164 | 2012 | 13 | 33 | 33 |  |  |  | 0 | 0 | 2-14.25 | 0 | 0 | 0 |  | 0 | 0 | 0 | 0 | 0 | 0 | 0 | 0 | 0 | 0 | 0 | 0 | 0 | 0 | 0 | 0 | 0 | 0 | 0 | 0 | 0 | 0 | 0 | 12
NO |  | 164 | 2012 | 13 | 34 | 34 |  | 66-048 Evenside | Northwest Henderson | 69 | 69 | 1-6.4 | 6.4 | 0 | 1 | 397.0 ACSR | 0 | 0 | 0 | 0 | 0 | 0 | 0 | 0 | 0 | 0 | 0 | 0 | 0 | 0 | 0 | 0 | 0 | 0 | 0 | 0 | 0 | 0 | 0 | 12
NO |  | 164 | 2012 | 13 | 35 | 35 |  | 66-049 Evenside | Poynter | 69 | 69 | 1-3.66 | 3.66 | 0 | 1 | 477.0 ACSR | 0 | 0 | 0 | 0 | 0 | 0 | 0 | 0 | 0 | 0 | 0 | 0 | 0 | 0 | 0 | 0 | 0 | 0 | 0 | 0 | 0 | 0 | 0 | 12
NO |  | 164 | 2012 | 14 | 1 | 1 |  | 66-050 Evenside | Sawmill w/taps to Sohio | 69 | 69 | 1-14.89 | 14.89 | 0 | 1 | 2/0 ACSR | 0 | 0 | 0 | 0 | 0 | 0 | 0 | 0 | 0 | 0 | 0 | 0 | 0 | 0 | 0 | 0 | 0 | 0 | 0 | 0 | 0 | 0 | 0 | 12
NO |  | 164 | 2012 | 14 | 2 | 2 |  |  | Pump & North Laneville | 0 | 0 |  | 0 | 0 | 0 | 266.8 ACSR | 0 | 0 | 0 | 0 | 0 | 0 | 0 | 0 | 0 | 0 | 0 | 0 | 0 | 0 | 0 | 0 | 0 | 0 | 0 | 0 | 0 | 0 | 0 | 12
NO |  | 164 | 2012 | 14 | 3 | 3 |  | 66-056 Flournoy | Woodlawn w/taps to Karnack | 69 | 69 | 1-33.22 | 33.57 | 0 | 1 | # 2 CU (7 Strand) | 0 | 0 | 0 | 0 | 0 | 0 | 0 | 0 | 0 | 0 | 0 | 0 | 0 | 0 | 0 | 0 | 0 | 0 | 0 | 0 | 0 | 0 | 0 | 12
NO |  | 164 | 2012 | 14 | 5 | 5 |  |  |  | 0 | 0 |  | 0 | 0 | 0 | 336.4 ACSR | 0 | 0 | 0 | 0 | 0 | 0 | 0 | 0 | 0 | 0 | 0 | 0 | 0 | 0 | 0 | 0 | 0 | 0 | 0 | 0 | 0 | 0 | 0 | 12
NO |  | 164 | 2012 | 14 | 6 | 6 |  |  |  | 0 | 0 |  | 0 | 0 | 0 | 4/0 ACSR | 0 | 0 | 0 | 0 | 0 | 0 | 0 | 0 | 0 | 0 | 0 | 0 | 0 | 0 | 0 | 0 | 0 | 0 | 0 | 0 | 0 | 0 | 0 | 12
NO |  | 164 | 2012 | 14 | 9 | 9 |  |  | Pittsburg Steel | 0 | 0 |  | 0 | 0 | 0 | 336.4 ACSR | 0 | 0 | 0 | 0 | 0 | 0 | 0 | 0 | 0 | 0 | 0 | 0 | 0 | 0 | 0 | 0 | 0 | 0 | 0 | 0 | 0 | 0 | 0 | 12
NO |  | 164 | 2012 | 14 | 10 | 10 |  | 66-059 Grand Saline | Mineola | 69 | 69 | 1-6.8132 | 6.81 | 6.99 | 1 | 4/0 ACSR | 0 | 0 | 0 | 0 | 0 | 0 | 0 | 0 | 0 | 0 | 0 | 0 | 0 | 0 | 0 | 0 | 0 | 0 | 0 | 0 | 0 | 0 | 0 | 12
NO |  | 164 | 2012 | 14 | 11 | 11 |  | 66-060 Grand Saline | Quitman w/tap to Alba | 69 | 69 | 1-25.01 | 25.01 | 0 | 1 | 336.4 ACSR | 0 | 0 | 0 | 0 | 0 | 0 | 0 | 0 | 0 | 0 | 0 | 0 | 0 | 0 | 0 | 0 | 0 | 0 | 0 | 0 | 0 | 0 | 0 | 12
NO |  | 164 | 2012 | 14 | 12 | 12 |  |  |  | 0 | 0 |  | 0 | 0 | 0 | 397.0 ACSR | 0 | 0 | 0 | 0 | 0 | 0 | 0 | 0 | 0 | 0 | 0 | 0 | 0 | 0 | 0 | 0 | 0 | 0 | 0 | 0 | 0 | 0 | 0 | 12
NO |  | 164 | 2012 | 14 | 13 | 13 |  |  |  | 0 | 0 |  | 0 | 0 | 0 | 477.0 ACSR | 0 | 0 | 0 | 0 | 0 | 0 | 0 | 0 | 0 | 0 | 0 | 0 | 0 | 0 | 0 | 0 | 0 | 0 | 0 | 0 | 0 | 0 | 0 | 12
NO |  | 164 | 2012 | 14 | 14 | 14 |  |  |  | 0 | 0 |  | 0 | 0 | 0 | 795.0 ACSR | 0 | 0 | 0 | 0 | 0 | 0 | 0 | 0 | 0 | 0 | 0 | 0 | 0 | 0 | 0 | 0 | 0 | 0 | 0 | 0 | 0 | 0 | 0 | 12
NO |  | 164 | 2012 | 14 | 15 | 15 |  | 66-064 Greggton | Lake Lamond | 69 | 69 | 1-2.66 | 2.66 | 0 | 1 | 1272 ACSR | 0 | 0 | 0 | 0 | 0 | 0 | 0 | 0 | 0 | 0 | 0 | 0 | 0 | 0 | 0 | 0 | 0 | 0 | 0 | 0 | 0 | 0 | 0 | 12
NO |  | 164 | 2012 | 14 | 16 | 16 |  | 66-068 Hawkins | Mineola | 69 | 69 | 1-1.24 | 18.9 | 0 | 1 | 477.0 ACSR | 0 | 0 | 0 | 0 | 0 | 0 | 0 | 0 | 0 | 0 | 0 | 0 | 0 | 0 | 0 | 0 | 0 | 0 | 0 | 0 | 0 | 0 | 0 | 12
NO |  | 164 | 2012 | 14 | 17 | 17 |  |  |  | 0 | 0 | 2-17.66 | 0 | 0 | 0 |  | 0 | 0 | 0 | 0 | 0 | 0 | 0 | 0 | 0 | 0 | 0 | 0 | 0 | 0 | 0 | 0 | 0 | 0 | 0 | 0 | 0 | 0 | 0 | 12
NO |  | 164 | 2012 | 14 | 18 | 18 |  | 66-069 Hawkins | Perdue | 69 | 69 | 1-10.9 | 10.9 | 0 | 1 | 477.0 ACSR | 0 | 0 | 0 | 0 | 0 | 0 | 0 | 0 | 0 | 0 | 0 | 0 | 0 | 0 | 0 | 0 | 0 | 0 | 0 | 0 | 0 | 0 | 0 | 12
NO |  | 164 | 2012 | 14 | 19 | 19 |  | 66-073 Hughes Springs | Linden | 69 | 69 | 1-0.25 | 15.7 | 0 | 1 | 397.0 ACSR | 0 | 0 | 0 | 0 | 0 | 0 | 0 | 0 | 0 | 0 | 0 | 0 | 0 | 0 | 0 | 0 | 0 | 0 | 0 | 0 | 0 | 0 | 0 | 12
NO |  | 164 | 2012 | 14 | 20 | 20 |  |  |  | 0 | 0 | 2-15.45 | 0 | 0 | 0 |  | 0 | 0 | 0 | 0 | 0 | 0 | 0 | 0 | 0 | 0 | 0 | 0 | 0 | 0 | 0 | 0 | 0 | 0 | 0 | 0 | 0 | 0 | 0 | 12
NO |  | 164 | 2012 | 14 | 21 | 21 |  | 66-074 Hughes Springs | Lone Star South w/tap to | 69 | 69 | 1-8.38 | 8.38 | 0 | 1 | 336.4 ACSR | 0 | 0 | 0 | 0 | 0 | 0 | 0 | 0 | 0 | 0 | 0 | 0 | 0 | 0 | 0 | 0 | 0 | 0 | 0 | 0 | 0 | 0 | 0 | 12
NO |  | 164 | 2012 | 14 | 22 | 22 |  |  | Air Products | 0 | 0 |  | 0 | 0 | 0 | 397.0 ACSR | 0 | 0 | 0 | 0 | 0 | 0 | 0 | 0 | 0 | 0 | 0 | 0 | 0 | 0 | 0 | 0 | 0 | 0 | 0 | 0 | 0 | 0 | 0 | 12
NO |  | 164 | 2012 | 14 | 23 | 23 |  | 66-075 Jefferson | North Marshall w/tap to | 69 | 69 | 2-13.65 | 13.65 | 0 | 1 | 266.8 ACSR | 0 | 0 | 0 | 0 | 0 | 0 | 0 | 0 | 0 | 0 | 0 | 0 | 0 | 0 | 0 | 0 | 0 | 0 | 0 | 0 | 0 | 0 | 0 | 12
NO |  | 164 | 2012 | 14 | 24 | 24 |  |  | Woodlawn | 0 | 0 |  | 0 | 0 | 0 |  | 0 | 0 | 0 | 0 | 0 | 0 | 0 | 0 | 0 | 0 | 0 | 0 | 0 | 0 | 0 | 0 | 0 | 0 | 0 | 0 | 0 | 0 | 0 | 12
NO |  | 164 | 2012 | 14 | 25 | 25 |  | 66-076 Jefferson | Superior | 69 | 69 | 2-18.3 | 18.3 | 0 | 1 | 266.8 ACSR | 0 | 0 | 0 | 0 | 0 | 0 | 0 | 0 | 0 | 0 | 0 | 0 | 0 | 0 | 0 | 0 | 0 | 0 | 0 | 0 | 0 | 0 | 0 | 12
NO |  | 164 | 2012 | 14 | 26 | 26 |  | 66-077 Kilgore | Overton | 69 | 69 | 1-4.72 | 12.42 | 0.07 | 1 | 336.4 ACSR | 0 | 0 | 0 | 0 | 0 | 0 | 0 | 0 | 0 | 0 | 0 | 0 | 0 | 0 | 0 | 0 | 0 | 0 | 0 | 0 | 0 | 0 | 0 | 12
NO |  | 164 | 2012 | 14 | 27 | 27 |  |  |  | 0 | 0 | 2-7.7 | 0 | 0 | 0 | 477.0 ACSR | 0 | 0 | 0 | 0 | 0 | 0 | 0 | 0 | 0 | 0 | 0 | 0 | 0 | 0 | 0 | 0 | 0 | 0 | 0 | 0 | 0 | 0 | 0 | 12
NO |  | 164 | 2012 | 14 | 28 | 28 |  | 66-078 Kilgore | Sabine | 69 | 69 | 1-3.49 | 5.61 | 0.7 | 1 | 4/0 ACSR | 0 | 0 | 0 | 0 | 0 | 0 | 0 | 0 | 0 | 0 | 0 | 0 | 0 | 0 | 0 | 0 | 0 | 0 | 0 | 0 | 0 | 0 | 0 | 12
NO |  | 164 | 2012 | 14 | 29 | 29 |  |  |  | 0 | 0 | 2-2.12 | 0 | 0 | 0 |  | 0 | 0 | 0 | 0 | 0 | 0 | 0 | 0 | 0 | 0 | 0 | 0 | 0 | 0 | 0 | 0 | 0 | 0 | 0 | 0 | 0 | 0 | 0 | 12
NO |  | 164 | 2012 | 14 | 30 | 30 |  | 66-079 Kilgore | Whitney | 69 | 69 | 1-8.935 | 16.34 | 0.04 | 1 | 336.4 ACSR | 0 | 0 | 0 | 0 | 0 | 0 | 0 | 0 | 0 | 0 | 0 | 0 | 0 | 0 | 0 | 0 | 0 | 0 | 0 | 0 | 0 | 0 | 0 | 12
NO |  | 164 | 2012 | 14 | 31 | 31 |  |  |  | 0 | 0 | 2-7.4 | 0 | 0 | 0 |  | 0 | 0 | 0 | 0 | 0 | 0 | 0 | 0 | 0 | 0 | 0 | 0 | 0 | 0 | 0 | 0 | 0 | 0 | 0 | 0 | 0 | 0 | 0 | 12
NO |  | 164 | 2012 | 14 | 32 | 32 |  | 66-080 Knox Lee | Southeast Longview | 69 | 69 | 1-5.87 | 5.87 | 0 | 1 | 2x477.0 ACSR | 0 | 0 | 0 | 0 | 0 | 0 | 0 | 0 | 0 | 0 | 0 | 0 | 0 | 0 | 0 | 0 | 0 | 0 | 0 | 0 | 0 | 0 | 0 | 12
NO |  | 164 | 2012 | 14 | 33 | 33 |  |  |  | 0 | 0 |  | 0 | 0 | 0 | 2x795.0 ACSR | 0 | 0 | 0 | 0 | 0 | 0 | 0 | 0 | 0 | 0 | 0 | 0 | 0 | 0 | 0 | 0 | 0 | 0 | 0 | 0 | 0 | 0 | 0 | 12
NO |  | 164 | 2012 | 14 | 34 | 34 |  | 66-081 Lake Lamond | Longview | 69 | 69 | 1-3.14 | 3.14 | 0 | 1 | 755.0 ACAR | 0 | 0 | 0 | 0 | 0 | 0 | 0 | 0 | 0 | 0 | 0 | 0 | 0 | 0 | 0 | 0 | 0 | 0 | 0 | 0 | 0 | 0 | 0 | 12
NO |  | 164 | 2012 | 15 | 1 | 1 |  | 66-082 Lake Lamond | Southeast Longview w/tap to | 69 | 69 | 1-8.66 | 8.66 | 0 | 1 | 2x336.0&397.0 ACS | 0 | 0 | 0 | 0 | 0 | 0 | 0 | 0 | 0 | 0 | 0 | 0 | 0 | 0 | 0 | 0 | 0 | 0 | 0 | 0 | 0 | 0 | 0 | 12
NO |  | 164 | 2012 | 15 | 2 | 2 |  |  | Big Three | 0 | 0 |  | 0 | 0 | 0 | 397.0 ACSR | 0 | 0 | 0 | 0 | 0 | 0 | 0 | 0 | 0 | 0 | 0 | 0 | 0 | 0 | 0 | 0 | 0 | 0 | 0 | 0 | 0 | 0 | 0 | 12
NO |  | 164 | 2012 | 15 | 5 | 5 |  | 66-087 Lone Star Power | Lone Star South | 69 | 69 | 1-0.9 | 0.9 | 0.73 | 1 | 397.0 ACSR | 0 | 0 | 0 | 0 | 0 | 0 | 0 | 0 | 0 | 0 | 0 | 0 | 0 | 0 | 0 | 0 | 0 | 0 | 0 | 0 | 0 | 0 | 0 | 12
NO |  | 164 | 2012 | 15 | 6 | 6 |  | Plant |  | 0 | 0 |  | 0 | 0 | 0 |  | 0 | 0 | 0 | 0 | 0 | 0 | 0 | 0 | 0 | 0 | 0 | 0 | 0 | 0 | 0 | 0 | 0 | 0 | 0 | 0 | 0 | 0 | 0 | 12
NO |  | 164 | 2012 | 15 | 7 | 7 |  | 66-088 Longview | Whitney | 69 | 69 | 1-2.59 | 2.59 | 0 | 1 | 2x336.0 ACSR | 0 | 0 | 0 | 0 | 0 | 0 | 0 | 0 | 0 | 0 | 0 | 0 | 0 | 0 | 0 | 0 | 0 | 0 | 0 | 0 | 0 | 0 | 0 | 12
NO |  | 164 | 2012 | 15 | 8 | 8 |  |  |  | 0 | 0 |  | 0 | 0 | 0 | 2x397.0 ACSR | 0 | 0 | 0 | 0 | 0 | 0 | 0 | 0 | 0 | 0 | 0 | 0 | 0 | 0 | 0 | 0 | 0 | 0 | 0 | 0 | 0 | 0 | 0 | 12
NO |  | 164 | 2012 | 15 | 9 | 9 |  | 66-090 Longview Heights | Whitney | 69 | 69 | 1-4.18 | 4.18 | 0 | 1 | 666.0 ACSR | 0 | 0 | 0 | 0 | 0 | 0 | 0 | 0 | 0 | 0 | 0 | 0 | 0 | 0 | 0 | 0 | 0 | 0 | 0 | 0 | 0 | 0 | 0 | 12
NO |  | 164 | 2012 | 15 | 10 | 10 |  | 66-093 Longview Heights | Marshall 69 | 69 | 69 | 1-21.07 | 21.07 | 0 | 1 | 4/0 ACSR | 0 | 0 | 0 | 0 | 0 | 0 | 0 | 0 | 0 | 0 | 0 | 0 | 0 | 0 | 0 | 0 | 0 | 0 | 0 | 0 | 0 | 0 | 0 | 12
NO |  | 164 | 2012 | 15 | 11 | 11 |  | 66-094 Marshall | North Marshall | 69 | 69 | 2-3.49 | 3.49 | 0 | 1 | 1272.0 ACSR | 0 | 0 | 0 | 0 | 0 | 0 | 0 | 0 | 0 | 0 | 0 | 0 | 0 | 0 | 0 | 0 | 0 | 0 | 0 | 0 | 0 | 0 | 0 | 12
NO |  | 164 | 2012 | 15 | 12 | 12 |  | 66-095 Marshall | Rock Hill w/tap to Blocker | 69 | 69 | 1-18.14 | 18.14 | 0.29 | 1 | 1272.0 ACSR | 0 | 0 | 0 | 0 | 0 | 0 | 0 | 0 | 0 | 0 | 0 | 0 | 0 | 0 | 0 | 0 | 0 | 0 | 0 | 0 | 0 | 0 | 0 | 12
NO |  | 164 | 2012 | 15 | 13 | 13 |  |  |  | 0 | 0 |  | 0 | 0 | 0 | 397.0 ACSR | 0 | 0 | 0 | 0 | 0 | 0 | 0 | 0 | 0 | 0 | 0 | 0 | 0 | 0 | 0 | 0 | 0 | 0 | 0 | 0 | 0 | 0 | 0 | 12
NO |  | 164 | 2012 | 15 | 14 | 14 |  | 66-101 Mineola | North Mineola | 69 | 69 | 1-1.6056 | 2.29 | 0.68 | 1 | 477.0 ACSR | 0 | 0 | 0 | 0 | 0 | 0 | 0 | 0 | 0 | 0 | 0 | 0 | 0 | 0 | 0 | 0 | 0 | 0 | 0 | 0 | 0 | 0 | 0 | 12
NO |  | 164 | 2012 | 15 | 15 | 15 |  |  |  | 0 | 0 | 2-0.6851 | 0 | 0 | 0 |  | 0 | 0 | 0 | 0 | 0 | 0 | 0 | 0 | 0 | 0 | 0 | 0 | 0 | 0 | 0 | 0 | 0 | 0 | 0 | 0 | 0 | 0 | 0 | 12
NO |  | 164 | 2012 | 15 | 16 | 16 |  | 66-102 Mount Pleasant | New Boston w/taps to Naples | 69 | 69 | 1-23.69 | 55.24 | 0 | 1 | 266.8 ACSR | 0 | 0 | 0 | 0 | 0 | 0 | 0 | 0 | 0 | 0 | 0 | 0 | 0 | 0 | 0 | 0 | 0 | 0 | 0 | 0 | 0 | 0 | 0 | 12
NO |  | 164 | 2012 | 15 | 17 | 17 |  |  | & Cookville | 0 | 0 | 2-31.55 | 0 | 0 | 0 | 397.0 ACSR | 0 | 0 | 0 | 0 | 0 | 0 | 0 | 0 | 0 | 0 | 0 | 0 | 0 | 0 | 0 | 0 | 0 | 0 | 0 | 0 | 0 | 0 | 0 | 12
NO |  | 164 | 2012 | 15 | 18 | 18 |  |  |  | 0 | 0 |  | 0 | 0 | 0 | 4/0 ACSR | 0 | 0 | 0 | 0 | 0 | 0 | 0 | 0 | 0 | 0 | 0 | 0 | 0 | 0 | 0 | 0 | 0 | 0 | 0 | 0 | 0 | 0 | 0 | 12
NO |  | 164 | 2012 | 15 | 19 | 19 |  | 66-107 New Boston | North New Boston | 69 | 69 | 1-1.3 | 1.3 | 0 | 1 | 666.0 ACSR | 0 | 0 | 0 | 0 | 0 | 0 | 0 | 0 | 0 | 0 | 0 | 0 | 0 | 0 | 0 | 0 | 0 | 0 | 0 | 0 | 0 | 0 | 0 | 12
NO |  | 164 | 2012 | 15 | 20 | 20 |  | 66-115 Petty | Pilgrim's Pride w/taps to | 69 | 69 | 1-1.55 | 1.55 | 0 | 1 | 1272.0 AAC | 0 | 0 | 0 | 0 | 0 | 0 | 0 | 0 | 0 | 0 | 0 | 0 | 0 | 0 | 0 | 0 | 0 | 0 | 0 | 0 | 0 | 0 | 0 | 12
NO |  | 164 | 2012 | 15 | 21 | 21 |  |  | Winfield, Mount Vernon & | 0 | 0 |  | 0 | 0 | 0 |  | 0 | 0 | 0 | 0 | 0 | 0 | 0 | 0 | 0 | 0 | 0 | 0 | 0 | 0 | 0 | 0 | 0 | 0 | 0 | 0 | 0 | 0 | 0 | 12
NO |  | 164 | 2012 | 15 | 22 | 22 |  |  | West Mount Pleasant | 0 | 0 |  | 0 | 0 | 0 |  | 0 | 0 | 0 | 0 | 0 | 0 | 0 | 0 | 0 | 0 | 0 | 0 | 0 | 0 | 0 | 0 | 0 | 0 | 0 | 0 | 0 | 0 | 0 | 12
NO |  | 164 | 2012 | 15 | 23 | 23 |  | 66-116 Petty | Pilgrim's Pride w/taps to | 69 | 69 | 1-15.66 | 16.33 | 0 | 1 | 1272.0 AAC | 0 | 0 | 0 | 0 | 0 | 0 | 0 | 0 | 0 | 0 | 0 | 0 | 0 | 0 | 0 | 0 | 0 | 0 | 0 | 0 | 0 | 0 | 0 | 12
NO |  | 164 | 2012 | 15 | 24 | 24 |  |  | Winfield, Mount Vernon & | 0 | 0 | 2-0.67 | 0 | 0 | 0 | 4/0 ACSR | 0 | 0 | 0 | 0 | 0 | 0 | 0 | 0 | 0 | 0 | 0 | 0 | 0 | 0 | 0 | 0 | 0 | 0 | 0 | 0 | 0 | 0 | 0 | 12
NO |  | 164 | 2012 | 15 | 25 | 25 |  |  | West Mount Pleasant | 0 | 0 |  | 0 | 0 | 0 | 477.0 ACSR | 0 | 0 | 0 | 0 | 0 | 0 | 0 | 0 | 0 | 0 | 0 | 0 | 0 | 0 | 0 | 0 | 0 | 0 | 0 | 0 | 0 | 0 | 0 | 12
NO |  | 164 | 2012 | 15 | 26 | 26 |  | 66-122 Southeast Longview | Whitney w/tap to Letoureau | 69 | 69 | 1-4.68 | 4.68 | 0 | 1 | 1024.0 ACAR | 0 | 0 | 0 | 0 | 0 | 0 | 0 | 0 | 0 | 0 | 0 | 0 | 0 | 0 | 0 | 0 | 0 | 0 | 0 | 0 | 0 | 0 | 0 | 12
NO |  | 164 | 2012 | 15 | 27 | 27 |  |  |  | 0 | 0 |  | 0 | 0 | 0 | 2/0 ACSR | 0 | 0 | 0 | 0 | 0 | 0 | 0 | 0 | 0 | 0 | 0 | 0 | 0 | 0 | 0 | 0 | 0 | 0 | 0 | 0 | 0 | 0 | 0 | 12
NO |  | 164 | 2012 | 15 | 28 | 28 |  |  |  | 0 | 0 |  | 0 | 0 | 0 | 2x795.0 ACSR | 0 | 0 | 0 | 0 | 0 | 0 | 0 | 0 | 0 | 0 | 0 | 0 | 0 | 0 | 0 | 0 | 0 | 0 | 0 | 0 | 0 | 0 | 0 | 12
NO |  | 164 | 2012 | 15 | 29 | 29 |  | 66-123 Taylor Street | Texarkana Operations Center | 69 | 69 | 1-2.96 | 2.96 | 0 | 1 | 666.0 ACSR | 0 | 0 | 0 | 0 | 0 | 0 | 0 | 0 | 0 | 0 | 0 | 0 | 0 | 0 | 0 | 0 | 0 | 0 | 0 | 0 | 0 | 0 | 0 | 12
NO |  | 164 | 2012 | 15 | 30 | 30 |  | 66-124 Taylor Street | Texarkana Plant | 69 | 69 | 1-2.86 | 2.86 | 0 | 1 | 1272.0 ACSR | 0 | 0 | 0 | 0 | 0 | 0 | 0 | 0 | 0 | 0 | 0 | 0 | 0 | 0 | 0 | 0 | 0 | 0 | 0 | 0 | 0 | 0 | 0 | 12
NO |  | 164 | 2012 | 15 | 31 | 31 |  | 66-125 Taylor Street | Thirty Ninth Street | 69 | 69 | 1-2.4 | 2.4 | 0 | 1 | 2x397.0 ACSR | 0 | 0 | 0 | 0 | 0 | 0 | 0 | 0 | 0 | 0 | 0 | 0 | 0 | 0 | 0 | 0 | 0 | 0 | 0 | 0 | 0 | 0 | 0 | 12
NO |  | 164 | 2012 | 15 | 32 | 32 |  | 66-128 Winfield | Winnsboro w/taps to Mount | 69 | 69 | 1-18.6941 | 31.59 | 2.71 | 1 | 2/0 ACSR | 0 | 0 | 0 | 0 | 0 | 0 | 0 | 0 | 0 | 0 | 0 | 0 | 0 | 0 | 0 | 0 | 0 | 0 | 0 | 0 | 0 | 0 | 0 | 12
NO |  | 164 | 2012 | 15 | 33 | 33 |  |  | Vernon & Texoma | 0 | 0 | 2-12.8976 | 0 | 0 | 0 | 336.4 ACSR | 0 | 0 | 0 | 0 | 0 | 0 | 0 | 0 | 0 | 0 | 0 | 0 | 0 | 0 | 0 | 0 | 0 | 0 | 0 | 0 | 0 | 0 | 0 | 12
NO |  | 164 | 2012 | 15 | 34 | 34 |  |  |  | 0 | 0 |  | 0 | 0 | 0 | 477.0 ACSR | 0 | 0 | 0 | 0 | 0 | 0 | 0 | 0 | 0 | 0 | 0 | 0 | 0 | 0 | 0 | 0 | 0 | 0 | 0 | 0 | 0 | 0 | 0 | 12
NO |  | 164 | 2012 | 15 | 35 | 35 |  | 66-203 Mount Pleasant | Petty | 69 | 69 | 1-2.06 | 2.06 | 0 | 1 | 755.0 ACAR | 0 | 0 | 0 | 0 | 0 | 0 | 0 | 0 | 0 | 0 | 0 | 0 | 0 | 0 | 0 | 0 | 0 | 0 | 0 | 0 | 0 | 0 | 0 | 12
NO |  | 164 | 2012 | 16 | 1 | 1 |  | 66-204 Mount Pleasant | West Mount Pleasant | 69 | 69 | 2-2.75 | 2.75 | 0 | 1 | 477.0 ACSR | 0 | 0 | 0 | 0 | 0 | 0 | 0 | 0 | 0 | 0 | 0 | 0 | 0 | 0 | 0 | 0 | 0 | 0 | 0 | 0 | 0 | 0 | 0 | 12
NO |  | 164 | 2012 | 16 | 2 | 2 |  | 66-210 North Mineola | Quitman | 69 | 69 |  | 0 | 9.42 | 1 | 1272.0 ACSR | 0 | 0 | 0 | 0 | 0 | 0 | 0 | 0 | 0 | 0 | 0 | 0 | 0 | 0 | 0 | 0 | 0 | 0 | 0 | 0 | 0 | 0 | 0 | 12
NO |  | 164 | 2012 | 16 | 3 | 3 |  | 66-212 Northwest Henderson | Poynter | 69 | 69 | 1-2.62 | 3.25 | 0 | 1 | 397.0 ACSR | 0 | 0 | 0 | 0 | 0 | 0 | 0 | 0 | 0 | 0 | 0 | 0 | 0 | 0 | 0 | 0 | 0 | 0 | 0 | 0 | 0 | 0 | 0 | 12
NO |  | 164 | 2012 | 16 | 4 | 4 |  |  |  | 0 | 0 | 2-0.63 | 0 | 0 | 0 |  | 0 | 0 | 0 | 0 | 0 | 0 | 0 | 0 | 0 | 0 | 0 | 0 | 0 | 0 | 0 | 0 | 0 | 0 | 0 | 0 | 0 | 0 | 0 | 12
NO |  | 164 | 2012 | 16 | 6 | 6 |  |  |  | 0 | 0 | 2-2.27 | 0 | 0 | 0 |  | 0 | 0 | 0 | 0 | 0 | 0 | 0 | 0 | 0 | 0 | 0 | 0 | 0 | 0 | 0 | 0 | 0 | 0 | 0 | 0 | 0 | 0 | 0 | 12
NO |  | 164 | 2012 | 16 | 7 | 7 |  | 66-217 Pittsburg | Winnsboro w/tap to Ferndale | 69 | 69 | 1-23.1680 | 23.17 | 0.93 | 1 | 266.8 ACSR | 0 | 0 | 0 | 0 | 0 | 0 | 0 | 0 | 0 | 0 | 0 | 0 | 0 | 0 | 0 | 0 | 0 | 0 | 0 | 0 | 0 | 0 | 0 | 12
NO |  | 164 | 2012 | 16 | 10 | 10 |  |  | Magnolia | 0 | 0 |  | 0 | 0 | 0 | 477.0 ACSR | 0 | 0 | 0 | 0 | 0 | 0 | 0 | 0 | 0 | 0 | 0 | 0 | 0 | 0 | 0 | 0 | 0 | 0 | 0 | 0 | 0 | 0 | 0 | 12
NO |  | 164 | 2012 | 16 | 13 | 13 |  |  |  | 0 | 0 |  | 0 | 0 | 0 | 397.0 ACSR | 0 | 0 | 0 | 0 | 0 | 0 | 0 | 0 | 0 | 0 | 0 | 0 | 0 | 0 | 0 | 0 | 0 | 0 | 0 | 0 | 0 | 0 | 0 | 12
NO |  | 164 | 2012 | 16 | 14 | 14 |  | 66-624 Vernon Main Street | Frederick Jct. | 69 | 69 | 1-7.19 | 7.19 | 0 | 1 | 238.9 ACSR | 0 | 0 | 0 | 0 | 0 | 0 | 0 | 0 | 0 | 0 | 0 | 0 | 0 | 0 | 0 | 0 | 0 | 0 | 0 | 0 | 0 | 0 | 0 | 12
NO |  | 164 | 2012 | 16 | 15 | 15 |  | 66-633 Marshall 138 | Marshall 69 | 69 | 69 | 1-0.1136 | 0.11 | 0 | 1 | 2x1272.0 AAC | 0 | 0 | 0 | 0 | 0 | 0 | 0 | 0 | 0 | 0 | 0 | 0 | 0 | 0 | 0 | 0 | 0 | 0 | 0 | 0 | 0 | 0 | 0 | 12
NO |  | 164 | 2012 | 16 | 16 | 16 |  | 66-800 (21046) Northwest | West Childress w/tap to | 69 | 69 | 1-33.81 | 34.61 | 0 | 1 | 336.4 ACSR | 0 | 0 | 0 | 0 | 0 | 0 | 0 | 0 | 0 | 0 | 0 | 0 | 0 | 0 | 0 | 0 | 0 | 0 | 0 | 0 | 0 | 0 | 0 | 12
NO |  | 164 | 2012 | 16 | 18 | 18 |  | 66-802 (21047) Clarendon | Jericho | 69 | 69 | 1-18.72 | 18.72 | 0 | 1 | 336.4 ACSR | 0 | 0 | 0 | 0 | 0 | 0 | 0 | 0 | 0 | 0 | 0 | 0 | 0 | 0 | 0 | 0 | 0 | 0 | 0 | 0 | 0 | 0 | 0 | 12
NO |  | 164 | 2012 | 0 | 36 | 36 |  | TOTAL |  | 0 | 0 |  | 3982.02 | 103.48 | 308 |  | 63897350 | 641146183 | 705043533 | 246957 | 4744792 | 0 | 4991749 | 0 | 0 | 0 | 0 | 0 | 0 | 0 | 0 | 0 | 0 | 0 | 0 | 0 | 0 | 0 | 0 | 12
NO |  | 164 | 2012 | 5 | 11 | 11 |  | 81-067 Wallace Lake | CLECO IPC Mansfield | 138 | 138 | 2-6.86 | 6.86 | 0 | 1 | 666.0 ACSR | 0 | 0 | 0 | 0 | 0 | 0 | 0 | 0 | 0 | 0 | 0 | 0 | 0 | 0 | 0 | 0 | 0 | 0 | 0 | 0 | 0 | 0 | 0 | 12
NO |  | 164 | 2012 | 5 | 34 | 34 |  | 81-005 Bann | IPC Domino | 138 | 138 | 2-11.31 | 11.31 | 0 | 1 | 1024.0 ACAR | 0 | 0 | 0 | 0 | 0 | 0 | 0 | 0 | 0 | 0 | 0 | 0 | 0 | 0 | 0 | 0 | 0 | 0 | 0 | 0 | 0 | 0 | 0 | 12
NO |  | 164 | 2012 | 8 | 4 | 4 |  | 81-076 Eastex Switching | South Texas Eastman | 138 | 138 | 2-0.8307 | 0.83 | 0 | 1 | 2x795.0 ACSR | 0 | 0 | 0 | 0 | 0 | 0 | 0 | 0 | 0 | 0 | 0 | 0 | 0 | 0 | 0 | 0 | 0 | 0 | 0 | 0 | 0 | 0 | 0 | 12
NO |  | 164 | 2012 | 8 | 11 | 11 |  |  |  | 0 | 0 | 1-1.622 | 0 | 0 | 0 | 2x397.0 ACSR | 0 | 0 | 0 | 0 | 0 | 0 | 0 | 0 | 0 | 0 | 0 | 0 | 0 | 0 | 0 | 0 | 0 | 0 | 0 | 0 | 0 | 0 | 0 | 12
NO |  | 164 | 2012 | 8 | 23 | 23 |  |  | (Interconnect) | 0 | 0 |  | 0 | 0 | 0 | 1272.0 ACSR | 0 | 0 | 0 | 0 | 0 | 0 | 0 | 0 | 0 | 0 | 0 | 0 | 0 | 0 | 0 | 0 | 0 | 0 | 0 | 0 | 0 | 0 | 0 | 12
NO |  | 164 | 2012 | 9 | 2 | 2 |  | 81-902 (21149) Shamrock | SPS Nichols (Interconnect) | 115 | 115 | 1-14.24 | 14.24 | 0 | 1 | 4/0 ACSR | 0 | 0 | 0 | 0 | 0 | 0 | 0 | 0 | 0 | 0 | 0 | 0 | 0 | 0 | 0 | 0 | 0 | 0 | 0 | 0 | 0 | 0 | 0 | 12
NO |  | 164 | 2012 | 10 | 2 | 2 |  |  |  | 0 | 0 |  | 0 | 0 | 0 | 666.0 ACSR | 0 | 0 | 0 | 0 | 0 | 0 | 0 | 0 | 0 | 0 | 0 | 0 | 0 | 0 | 0 | 0 | 0 | 0 | 0 | 0 | 0 | 0 | 0 | 12
NO |  | 164 | 2012 | 10 | 31 | 31 |  | (Interconnect) |  | 0 | 0 |  | 0 | 0 | 0 |  | 0 | 0 | 0 | 0 | 0 | 0 | 0 | 0 | 0 | 0 | 0 | 0 | 0 | 0 | 0 | 0 | 0 | 0 | 0 | 0 | 0 | 0 | 0 | 12
NO |  | 164 | 2012 | 12 | 2 | 2 |  |  |  | 0 | 0 |  | 0 | 0 | 0 | 266.8 ACSR | 0 | 0 | 0 | 0 | 0 | 0 | 0 | 0 | 0 | 0 | 0 | 0 | 0 | 0 | 0 | 0 | 0 | 0 | 0 | 0 | 0 | 0 | 0 | 12
NO |  | 164 | 2012 | 12 | 24 | 24 |  | TL349 Belmont | Many | 69 | 69 |  | 10.38 | 0 | 1 | 795 kCM ACSR | 0 | 0 | 0 | 0 | 0 | 0 | 0 | 0 | 0 | 0 | 0 | 0 | 0 | 0 | 0 | 0 | 0 | 0 | 0 | 0 | 0 | 0 | 0 | 12
NO |  | 164 | 2012 | 12 | 26 | 26 |  | TL351 Many | Noble | 69 | 69 |  | 18.8 | 0 | 1 | 795 kCM ACSR | 0 | 0 | 0 | 0 | 0 | 0 | 0 | 0 | 0 | 0 | 0 | 0 | 0 | 0 | 0 | 0 | 0 | 0 | 0 | 0 | 0 | 0 | 0 | 12
NO |  | 164 | 2012 | 12 | 35 | 35 |  | 69 kV in TX |  | 0 | 0 |  | 0 | 0 | 0 |  | 0 | 0 | 0 | 0 | 0 | 0 | 0 | 0 | 0 | 0 | 0 | 0 | 0 | 0 | 0 | 0 | 0 | 0 | 0 | 0 | 0 | 0 | 0 | 12
NO |  | 164 | 2012 | 14 | 4 | 4 |  |  | & Midvalley | 0 | 0 | 2-0.35 | 0 | 0 | 0 | 2/0 ACSR | 0 | 0 | 0 | 0 | 0 | 0 | 0 | 0 | 0 | 0 | 0 | 0 | 0 | 0 | 0 | 0 | 0 | 0 | 0 | 0 | 0 | 0 | 0 | 12
NO |  | 164 | 2012 | 16 | 5 | 5 |  | 66-213 Overton | Turnertown | 69 | 69 | 1-6.02 | 8.29 | 0 | 1 | 2/0 ACSR | 0 | 0 | 0 | 0 | 0 | 0 | 0 | 0 | 0 | 0 | 0 | 0 | 0 | 0 | 0 | 0 | 0 | 0 | 0 | 0 | 0 | 0 | 0 | 12
NO |  | 164 | 2012 | 16 | 17 | 17 |  | Memphis | Amoco | 0 | 0 | 2-0.8 | 0 | 0 | 0 | 4/0 ACSR | 0 | 0 | 0 | 0 | 0 | 0 | 0 | 0 | 0 | 0 | 0 | 0 | 0 | 0 | 0 | 0 | 0 | 0 | 0 | 0 | 0 | 0 | 0 | 12
NO |  | 164 | 2012 | 16 | 19 | 19 |  | 66-803 (21176) Vernon Main | WFEC Russell (Interconnect) | 69 | 69 | 2-4.34 | 4.34 | 0 | 1 | 477.0 ACSR | 0 | 0 | 0 | 0 | 0 | 0 | 0 | 0 | 0 | 0 | 0 | 0 | 0 | 0 | 0 | 0 | 0 | 0 | 0 | 0 | 0 | 0 | 0 | 12
NO |  | 164 | 2012 | 1 | 15 | 15 |  | TL328 Turk (TX) | NW Texarkana | 345 | 345 | 2-7.43 | 7.43 | 0 | 1 | 954.0 ACSR | 0 | 0 | 0 | 0 | 0 | 0 | 0 | 0 | 0 | 0 | 0 | 0 | 0 | 0 | 0 | 0 | 0 | 0 | 0 | 0 | 0 | 0 | 0 | 12
NO |  | 164 | 2012 | 1 | 17 | 17 |  | Subtotal 345 kV in TX |  | 0 | 0 |  | 476.19 | 12.55 | 16 |  | 0 | 0 | 0 | 0 | 0 | 0 | 0 | 0 | 0 | 0 | 0 | 0 | 0 | 0 | 0 | 0 | 0 | 0 | 0 | 0 | 0 | 0 | 0 | 12
NO |  | 164 | 2012 | 1 | 19 | 19 |  | Total 345 kV SWEPCO |  | 0 | 0 |  | 696.95 | 20.05 | 27 |  | 0 | 0 | 0 | 0 | 0 | 0 | 0 | 0 | 0 | 0 | 0 | 0 | 0 | 0 | 0 | 0 | 0 | 0 | 0 | 0 | 0 | 0 | 0 | 12
NO |  | 164 | 2012 | 2 | 1 | 1 |  | 83-007 East Centerton | Flint Creek | 161 | 161 | 1-14.985 | 14.99 | 5.28 | 1 | 1020.0 ACCC/TW | 0 | 0 | 0 | 0 | 0 | 0 | 0 | 0 | 0 | 0 | 0 | 0 | 0 | 0 | 0 | 0 | 0 | 0 | 0 | 0 | 0 | 0 | 0 | 12
NO |  | 164 | 2012 | 3 | 3 | 3 |  | 83-034 Dyess | Van Asche | 161 | 161 | 1-5.55 | 5.97 | 0 | 1 | 1590.0 ACSR | 0 | 0 | 0 | 0 | 0 | 0 | 0 | 0 | 0 | 0 | 0 | 0 | 0 | 0 | 0 | 0 | 0 | 0 | 0 | 0 | 0 | 0 | 0 | 12
NO |  | 164 | 2012 | 3 | 5 | 5 |  | 83-036 Fayetteville | South Fayetteville | 161 | 161 | 1-1.98 | 1.98 | 0 | 1 | 1590.0 ACSR | 0 | 0 | 0 | 0 | 0 | 0 | 0 | 0 | 0 | 0 | 0 | 0 | 0 | 0 | 0 | 0 | 0 | 0 | 0 | 0 | 0 | 0 | 0 | 12
NO |  | 164 | 2012 | 3 | 7 | 7 |  | Subtotal 161 kV in AR |  | 0 | 0 |  | 286.36 | 8.61 | 32 |  | 0 | 0 | 0 | 0 | 0 | 0 | 0 | 0 | 0 | 0 | 0 | 0 | 0 | 0 | 0 | 0 | 0 | 0 | 0 | 0 | 0 | 0 | 0 | 12
NO |  | 164 | 2012 | 3 | 28 | 28 |  | 81-848 Mena | PSO Craig Jct. | 138 | 138 | 1-28.22 | 28.22 | 0 | 1 | 795.0 ACSR | 0 | 0 | 0 | 0 | 0 | 0 | 0 | 0 | 0 | 0 | 0 | 0 | 0 | 0 | 0 | 0 | 0 | 0 | 0 | 0 | 0 | 0 | 0 | 12
NO |  | 164 | 2012 | 5 | 2 | 2 |  |  |  | 0 | 0 | 2-11.433 | 0 | 0 | 0 | 397.0 ACSR | 0 | 0 | 0 | 0 | 0 | 0 | 0 | 0 | 0 | 0 | 0 | 0 | 0 | 0 | 0 | 0 | 0 | 0 | 0 | 0 | 0 | 0 | 0 | 12
NO |  | 164 | 2012 | 5 | 13 | 13 |  | 81-081 Port Robson | Wallace Lake | 138 | 138 | 1-5.5962 | 5.6 | 0 | 1 | 1590.0 ACSR | 0 | 0 | 0 | 0 | 0 | 0 | 0 | 0 | 0 | 0 | 0 | 0 | 0 | 0 | 0 | 0 | 0 | 0 | 0 | 0 | 0 | 0 | 0 | 12
NO |  | 164 | 2012 | 5 | 15 | 15 |  | 81-083 Bean | Caplis | 138 | 138 | 1-2.92 | 2.92 | 0.08 | 1 | 1590.0 ACSR | 0 | 0 | 0 | 0 | 0 | 0 | 0 | 0 | 0 | 0 | 0 | 0 | 0 | 0 | 0 | 0 | 0 | 0 | 0 | 0 | 0 | 0 | 0 | 12
NO |  | 164 | 2012 | 5 | 23 | 23 |  | 138 kV in OK |  | 0 | 0 |  | 0 | 0 | 0 |  | 0 | 0 | 0 | 0 | 0 | 0 | 0 | 0 | 0 | 0 | 0 | 0 | 0 | 0 | 0 | 0 | 0 | 0 | 0 | 0 | 0 | 0 | 0 | 12
NO |  | 164 | 2012 | 5 | 25 | 25 |  |  | (Interconnect) | 0 | 0 |  | 0 | 0 | 0 |  | 0 | 0 | 0 | 0 | 0 | 0 | 0 | 0 | 0 | 0 | 0 | 0 | 0 | 0 | 0 | 0 | 0 | 0 | 0 | 0 | 0 | 0 | 0 | 12
NO |  | 164 | 2012 | 6 | 2 | 2 |  |  |  | 0 | 0 |  | 0 | 0 | 0 | 397.0 ACSR | 0 | 0 | 0 | 0 | 0 | 0 | 0 | 0 | 0 | 0 | 0 | 0 | 0 | 0 | 0 | 0 | 0 | 0 | 0 | 0 | 0 | 0 | 0 | 12
NO |  | 164 | 2012 | 7 | 2 | 2 |  |  |  | 0 | 0 | 2-9.76 | 0 | 0 | 0 | 2x336.0&397.0 ACS | 0 | 0 | 0 | 0 | 0 | 0 | 0 | 0 | 0 | 0 | 0 | 0 | 0 | 0 | 0 | 0 | 0 | 0 | 0 | 0 | 0 | 0 | 0 | 12
NO |  | 164 | 2012 | 7 | 6 | 6 |  | 81-041 North Mineola | RCEC Canton Tap | 138 | 138 | 1-18.1261 | 18.13 | 0 | 1 | 1272.0 ACSR | 0 | 0 | 0 | 0 | 0 | 0 | 0 | 0 | 0 | 0 | 0 | 0 | 0 | 0 | 0 | 0 | 0 | 0 | 0 | 0 | 0 | 0 | 0 | 12
NO |  | 164 | 2012 | 8 | 7 | 7 |  | 81-079 Pittsburg | Winnsboro | 138 | 138 | 1-20.2818 | 20.28 | 0.89 | 1 | 1590 ACSR | 0 | 0 | 0 | 0 | 0 | 0 | 0 | 0 | 0 | 0 | 0 | 0 | 0 | 0 | 0 | 0 | 0 | 0 | 0 | 0 | 0 | 0 | 0 | 12
NO |  | 164 | 2012 | 8 | 14 | 14 |  |  |  | 0 | 0 | 2-51.35 | 0 | 0 | 0 |  | 0 | 0 | 0 | 0 | 0 | 0 | 0 | 0 | 0 | 0 | 0 | 0 | 0 | 0 | 0 | 0 | 0 | 0 | 0 | 0 | 0 | 0 | 0 | 12
NO |  | 164 | 2012 | 8 | 26 | 26 |  | 81-053 AECC Fulton Plant | Entergy Patmos | 115 | 115 | 2-7.1 | 7.1 | 0 | 1 | 1272.0 ACSR | 0 | 0 | 0 | 0 | 0 | 0 | 0 | 0 | 0 | 0 | 0 | 0 | 0 | 0 | 0 | 0 | 0 | 0 | 0 | 0 | 0 | 0 | 0 | 12
NO |  | 164 | 2012 | 8 | 31 | 31 |  | 115 kV in LA |  | 0 | 0 |  | 0 | 0 | 0 |  | 0 | 0 | 0 | 0 | 0 | 0 | 0 | 0 | 0 | 0 | 0 | 0 | 0 | 0 | 0 | 0 | 0 | 0 | 0 | 0 | 0 | 0 | 0 | 12
NO |  | 164 | 2012 | 9 | 1 | 1 |  | 115 kV in TX |  | 0 | 0 |  | 0 | 0 | 0 |  | 0 | 0 | 0 | 0 | 0 | 0 | 0 | 0 | 0 | 0 | 0 | 0 | 0 | 0 | 0 | 0 | 0 | 0 | 0 | 0 | 0 | 0 | 0 | 12
NO |  | 164 | 2012 | 10 | 5 | 5 |  |  | Centerton | 0 | 0 | 2-1 | 0 | 0 | 0 | 1272.0 ACSR | 0 | 0 | 0 | 0 | 0 | 0 | 0 | 0 | 0 | 0 | 0 | 0 | 0 | 0 | 0 | 0 | 0 | 0 | 0 | 0 | 0 | 0 | 0 | 12
NO |  | 164 | 2012 | 10 | 34 | 34 |  | 66-218 Prairie Grove | Siloam Springs | 69 | 69 | 1-1.19 | 20.56 | 0 | 1 | 477.0 ACSR | 0 | 0 | 0 | 0 | 0 | 0 | 0 | 0 | 0 | 0 | 0 | 0 | 0 | 0 | 0 | 0 | 0 | 0 | 0 | 0 | 0 | 0 | 0 | 12
NO |  | 164 | 2012 | 11 | 1 | 1 |  | 66-640 North Huntington | Waldron (N.O.) | 69 | 69 | 1-14.21 | 14.21 | 6.94 | 1 | 477.0 ACSR | 0 | 0 | 0 | 0 | 0 | 0 | 0 | 0 | 0 | 0 | 0 | 0 | 0 | 0 | 0 | 0 | 0 | 0 | 0 | 0 | 0 | 0 | 0 | 12
NO |  | 164 | 2012 | 12 | 5 | 5 |  | 66-071 Hosston | Superior w/tap to Belcher | 69 | 69 | 2-14.98 | 14.98 | 0 | 1 | 266.8 ACSR | 0 | 0 | 0 | 0 | 0 | 0 | 0 | 0 | 0 | 0 | 0 | 0 | 0 | 0 | 0 | 0 | 0 | 0 | 0 | 0 | 0 | 0 | 0 | 12
NO |  | 164 | 2012 | 12 | 28 | 28 |  | TL352 Hornbeck | N Leesville | 69 | 69 |  | 13 | 0 | 1 | 336.4 kCM ACSR | 0 | 0 | 0 | 0 | 0 | 0 | 0 | 0 | 0 | 0 | 0 | 0 | 0 | 0 | 0 | 0 | 0 | 0 | 0 | 0 | 0 | 0 | 0 | 12
NO |  | 164 | 2012 | 12 | 30 | 30 |  | TL347 E Leesville | Hicks | 69 | 69 |  | 16.38 | 0 | 1 | 336.4 kCM ACSR | 0 | 0 | 0 | 0 | 0 | 0 | 0 | 0 | 0 | 0 | 0 | 0 | 0 | 0 | 0 | 0 | 0 | 0 | 0 | 0 | 0 | 0 | 0 | 12
NO |  | 164 | 2012 | 13 | 4 | 4 |  | 66-009 Bann | New Boston w/tap to Lone | 69 | 69 | 1-16.859 | 16.86 | 0 | 1 | 2/0 ACSR | 0 | 0 | 0 | 0 | 0 | 0 | 0 | 0 | 0 | 0 | 0 | 0 | 0 | 0 | 0 | 0 | 0 | 0 | 0 | 0 | 0 | 0 | 0 | 12
NO |  | 164 | 2012 | 14 | 8 | 8 |  | 66-058 Gilmer | Pittsburg w/tap to | 69 | 69 | 1-24.47 | 24.47 | 0 | 1 | 2/0 ACSR | 0 | 0 | 0 | 0 | 0 | 0 | 0 | 0 | 0 | 0 | 0 | 0 | 0 | 0 | 0 | 0 | 0 | 0 | 0 | 0 | 0 | 0 | 0 | 12
NO |  | 164 | 2012 | 15 | 4 | 4 |  |  |  | 0 | 0 |  | 0 | 0 | 0 | 795.0 ACSR | 0 | 0 | 0 | 0 | 0 | 0 | 0 | 0 | 0 | 0 | 0 | 0 | 0 | 0 | 0 | 0 | 0 | 0 | 0 | 0 | 0 | 0 | 0 | 12
NO |  | 164 | 2012 | 16 | 9 | 9 |  | 66-219 Quitman | Winnsboro w/tap to Quitman | 69 | 69 | 1-11.74 | 11.74 | 15.72 | 1 | 1/0 ACSR | 0 | 0 | 0 | 0 | 0 | 0 | 0 | 0 | 0 | 0 | 0 | 0 | 0 | 0 | 0 | 0 | 0 | 0 | 0 | 0 | 0 | 0 | 0 | 12
NO |  | 164 | 2012 | 16 | 21 | 21 |  |  | (Interconnect) | 0 | 0 | 2-16.915 | 0 | 0 | 0 |  | 0 | 0 | 0 | 0 | 0 | 0 | 0 | 0 | 0 | 0 | 0 | 0 | 0 | 0 | 0 | 0 | 0 | 0 | 0 | 0 | 0 | 0 | 0 | 12
NO |  | 164 | 2012 | 3 | 30 | 30 |  | 81-086 Sugar Hill | Turk | 138 | 138 | 1-21.70 | 21.7 | 0 | 1 | 1590 ACSR | 0 | 0 | 0 | 0 | 0 | 0 | 0 | 0 | 0 | 0 | 0 | 0 | 0 | 0 | 0 | 0 | 0 | 0 | 0 | 0 | 0 | 0 | 0 | 12
NO |  | 164 | 2012 | 5 | 1 | 1 |  | 81-061 Rock Hill | Southwest Shreveport | 138 | 138 | 1-2.3763 | 13.81 | 0 | 1 | 1590.0 ACSR | 0 | 0 | 0 | 0 | 0 | 0 | 0 | 0 | 0 | 0 | 0 | 0 | 0 | 0 | 0 | 0 | 0 | 0 | 0 | 0 | 0 | 0 | 0 | 12
NO |  | 164 | 2012 | 5 | 12 | 12 |  |  | (Interconnect) | 0 | 0 |  | 0 | 0 | 0 |  | 0 | 0 | 0 | 0 | 0 | 0 | 0 | 0 | 0 | 0 | 0 | 0 | 0 | 0 | 0 | 0 | 0 | 0 | 0 | 0 | 0 | 0 | 0 | 12
NO |  | 164 | 2012 | 5 | 14 | 14 |  | 81-082 Bean | Port Robson | 138 | 138 | 1-1.3028 | 1.3 | 0 | 1 | 1590.0 ACSR | 0 | 0 | 0 | 0 | 0 | 0 | 0 | 0 | 0 | 0 | 0 | 0 | 0 | 0 | 0 | 0 | 0 | 0 | 0 | 0 | 0 | 0 | 0 | 12
NO |  | 164 | 2012 | 5 | 24 | 24 |  | 81-009 Dequeen | PSO Craig Jct. | 138 | 138 | 2-10.01 | 10.01 | 0 | 1 | 397.0 ACSR | 0 | 0 | 0 | 0 | 0 | 0 | 0 | 0 | 0 | 0 | 0 | 0 | 0 | 0 | 0 | 0 | 0 | 0 | 0 | 0 | 0 | 0 | 0 | 12
NO |  | 164 | 2012 | 6 | 1 | 1 |  | 81-006 Bann | Northwest Texarkana | 138 | 138 | 1-5.9574 | 4.52 | 1.44 | 1 | 2156.0 ACSR | 0 | 0 | 0 | 0 | 0 | 0 | 0 | 0 | 0 | 0 | 0 | 0 | 0 | 0 | 0 | 0 | 0 | 0 | 0 | 0 | 0 | 0 | 0 | 12
NO |  | 164 | 2012 | 7 | 1 | 1 |  | 81-037 Pliler Road | Whitney | 138 | 138 | 1-3.23 | 12.99 | 0 | 1 | 1272.0 ACSR | 0 | 0 | 0 | 0 | 0 | 0 | 0 | 0 | 0 | 0 | 0 | 0 | 0 | 0 | 0 | 0 | 0 | 0 | 0 | 0 | 0 | 0 | 0 | 12
NO |  | 164 | 2012 | 7 | 5 | 5 |  | 81-040 Marshall | Pirkey | 138 | 138 | 2-6.53 | 6.53 | 2.32 | 1 | 2x1033.5 ACSR | 0 | 0 | 0 | 0 | 0 | 0 | 0 | 0 | 0 | 0 | 0 | 0 | 0 | 0 | 0 | 0 | 0 | 0 | 0 | 0 | 0 | 0 | 0 | 12
NO |  | 164 | 2012 | 8 | 6 | 6 |  | 81-078 Camp County | Pittsburg | 138 | 138 | 1-4.3419 | 4.34 | 0 | 1 | 1272.0 ACSR | 0 | 0 | 0 | 0 | 0 | 0 | 0 | 0 | 0 | 0 | 0 | 0 | 0 | 0 | 0 | 0 | 0 | 0 | 0 | 0 | 0 | 0 | 0 | 12
NO |  | 164 | 2012 | 8 | 13 | 13 |  | 81-900 (21048) Shamrock | West Childress | 138 | 138 | 1-4.92 | 56.27 | 0 | 1 | 477.0 ACSR | 0 | 0 | 0 | 0 | 0 | 0 | 0 | 0 | 0 | 0 | 0 | 0 | 0 | 0 | 0 | 0 | 0 | 0 | 0 | 0 | 0 | 0 | 0 | 12
NO |  | 164 | 2012 | 8 | 15 | 15 |  | 81-901 (21085) Lake Pauline | West Childress | 138 | 138 | 2-35.14 | 35.14 | 0 | 1 | 477.0 ACSR | 0 | 0 | 0 | 0 | 0 | 0 | 0 | 0 | 0 | 0 | 0 | 0 | 0 | 0 | 0 | 0 | 0 | 0 | 0 | 0 | 0 | 0 | 0 | 12
NO |  | 164 | 2012 | 8 | 17 | 17 |  | Subtotal 138 kV in TX |  | 0 | 0 |  | 872.42 | 10.38 | 52 |  | 0 | 0 | 0 | 0 | 0 | 0 | 0 | 0 | 0 | 0 | 0 | 0 | 0 | 0 | 0 | 0 | 0 | 0 | 0 | 0 | 0 | 0 | 0 | 12
NO |  | 164 | 2012 | 8 | 25 | 25 |  | 81-052 Okay | Patterson | 115 | 138 | 1-19.31 | 19.31 | 0 | 1 | 1590 ACSR | 0 | 0 | 0 | 0 | 0 | 0 | 0 | 0 | 0 | 0 | 0 | 0 | 0 | 0 | 0 | 0 | 0 | 0 | 0 | 0 | 0 | 0 | 0 | 12
NO |  | 164 | 2012 | 8 | 27 | 27 |  | (Interconnect) | (Interconnect) | 0 | 0 |  | 0 | 0 | 0 | 666.0 ACSR | 0 | 0 | 0 | 0 | 0 | 0 | 0 | 0 | 0 | 0 | 0 | 0 | 0 | 0 | 0 | 0 | 0 | 0 | 0 | 0 | 0 | 0 | 0 | 12
NO |  | 164 | 2012 | 8 | 32 | 32 |  | TL357 Interconnect | Jeld-Wen | 115 | 115 |  | 0.64 | 0 | 1 | 336.4 kCM ACSR | 0 | 0 | 0 | 0 | 0 | 0 | 0 | 0 | 0 | 0 | 0 | 0 | 0 | 0 | 0 | 0 | 0 | 0 | 0 | 0 | 0 | 0 | 0 | 12
NO |  | 164 | 2012 | 9 | 4 | 4 |  | Subtotal 115 kV in TX |  | 0 | 0 |  | 14.24 | 0 | 1 |  | 0 | 0 | 0 | 0 | 0 | 0 | 0 | 0 | 0 | 0 | 0 | 0 | 0 | 0 | 0 | 0 | 0 | 0 | 0 | 0 | 0 | 0 | 0 | 12
NO |  | 164 | 2012 | 10 | 4 | 4 |  | 66-042 East Centerton | North Rogers w/tap to | 69 | 69 | 1-10.86 | 11.86 | 0 | 1 | 1272.0 AAC | 0 | 0 | 0 | 0 | 0 | 0 | 0 | 0 | 0 | 0 | 0 | 0 | 0 | 0 | 0 | 0 | 0 | 0 | 0 | 0 | 0 | 0 | 0 | 12
NO |  | 164 | 2012 | 10 | 33 | 33 |  | 66-208 North Huntington | Waldron | 69 | 69 | 1-18.53 | 18.53 | 0 | 1 | 477.0 ACSR | 0 | 0 | 0 | 0 | 0 | 0 | 0 | 0 | 0 | 0 | 0 | 0 | 0 | 0 | 0 | 0 | 0 | 0 | 0 | 0 | 0 | 0 | 0 | 12
NO |  | 164 | 2012 | 12 | 4 | 4 |  |  |  | 0 | 0 |  | 0 | 0 | 0 | 4/0 ACSR | 0 | 0 | 0 | 0 | 0 | 0 | 0 | 0 | 0 | 0 | 0 | 0 | 0 | 0 | 0 | 0 | 0 | 0 | 0 | 0 | 0 | 0 | 0 | 12
NO |  | 164 | 2012 | 12 | 27 | 27 |  | TL351 Many | Negreet | 69 | 69 |  | 12.63 | 0 | 1 | 795 kCM ACSR | 0 | 0 | 0 | 0 | 0 | 0 | 0 | 0 | 0 | 0 | 0 | 0 | 0 | 0 | 0 | 0 | 0 | 0 | 0 | 0 | 0 | 0 | 0 | 12
NO |  | 164 | 2012 | 12 | 29 | 29 |  | TL348 E Leesville | N Leesville | 69 | 69 |  | 2.5 | 0 | 1 | 336.4 kCM ACSR | 0 | 0 | 0 | 0 | 0 | 0 | 0 | 0 | 0 | 0 | 0 | 0 | 0 | 0 | 0 | 0 | 0 | 0 | 0 | 0 | 0 | 0 | 0 | 12
NO |  | 164 | 2012 | 13 | 3 | 3 |  |  | Atlanta | 0 | 0 | 2-12.5 | 0 | 0 | 0 |  | 0 | 0 | 0 | 0 | 0 | 0 | 0 | 0 | 0 | 0 | 0 | 0 | 0 | 0 | 0 | 0 | 0 | 0 | 0 | 0 | 0 | 0 | 0 | 12
NO |  | 164 | 2012 | 14 | 7 | 7 |  | 66-057 Gilmer | Perdue | 69 | 69 | 1-11.44 | 11.44 | 0 | 1 | 397.0 ACSR | 0 | 0 | 0 | 0 | 0 | 0 | 0 | 0 | 0 | 0 | 0 | 0 | 0 | 0 | 0 | 0 | 0 | 0 | 0 | 0 | 0 | 0 | 0 | 12
NO |  | 164 | 2012 | 15 | 3 | 3 |  | 66-083 Lake Lamond | Longview Heights | 69 | 69 | 1-7.16 | 7.16 | 2.7 | 1 | 477.0 ACSR | 0 | 0 | 0 | 0 | 0 | 0 | 0 | 0 | 0 | 0 | 0 | 0 | 0 | 0 | 0 | 0 | 0 | 0 | 0 | 0 | 0 | 0 | 0 | 12
NO |  | 164 | 2012 | 16 | 8 | 8 |  |  | Lake | 0 | 0 |  | 0 | 0 | 0 | 477.0 ACSR | 0 | 0 | 0 | 0 | 0 | 0 | 0 | 0 | 0 | 0 | 0 | 0 | 0 | 0 | 0 | 0 | 0 | 0 | 0 | 0 | 0 | 0 | 0 | 12
NO |  | 164 | 2012 | 16 | 20 | 20 |  | 66-804 (21200) Shamrock | SPS Magic City | 69 | 69 | 1-0.85 | 17 | 0 | 1 | 2/0 ACSR | 0 | 0 | 0 | 0 | 0 | 0 | 0 | 0 | 0 | 0 | 0 | 0 | 0 | 0 | 0 | 0 | 0 | 0 | 0 | 0 | 0 | 0 | 0 | 12
NO |  | 164 | 2012 | 16 | 22 | 22 |  | 66-806 (21508) Clarendon | Northwest Memphis | 69 | 69 | 1-25.8 | 25.8 | 0 | 1 | 336.4 ACSR | 0 | 0 | 0 | 0 | 0 | 0 | 0 | 0 | 0 | 0 | 0 | 0 | 0 | 0 | 0 | 0 | 0 | 0 | 0 | 0 | 0 | 0 | 0 | 12
NO |  | 164 | 2012 | 16 | 29 | 29 |  | transmission line. | Total shown in Column j-p | 0 | 0 |  | 0 | 0 | 0 |  | 0 | 0 | 0 | 0 | 0 | 0 | 0 | 0 | 0 | 0 | 0 | 0 | 0 | 0 | 0 | 0 | 0 | 0 | 0 | 0 | 0 | 0 | 0 | 12
NO |  | 164 | 2012 | 5 | 5 | 5 |  | 81-064 South Shreveport | Western Electric | 138 | 138 | 1-0.1 | 5.44 | 0 | 1 | 2x397.0 ACSR | 0 | 0 | 0 | 0 | 0 | 0 | 0 | 0 | 0 | 0 | 0 | 0 | 0 | 0 | 0 | 0 | 0 | 0 | 0 | 0 | 0 | 0 | 0 | 12
NO |  | 164 | 2012 | 5 | 17 | 17 |  | TL331 Caplis | McDade | 138 | 138 | 2-7.87 | 7.87 | 0 | 0 |  | 0 | 0 | 0 | 0 | 0 | 0 | 0 | 0 | 0 | 0 | 0 | 0 | 0 | 0 | 0 | 0 | 0 | 0 | 0 | 0 | 0 | 0 | 0 | 12
NO |  | 164 | 2012 | 5 | 27 | 27 |  |  | (Interconnect) | 0 | 0 |  | 0 | 0 | 0 | 795.0 ACSR | 0 | 0 | 0 | 0 | 0 | 0 | 0 | 0 | 0 | 0 | 0 | 0 | 0 | 0 | 0 | 0 | 0 | 0 | 0 | 0 | 0 | 0 | 0 | 12
NO |  | 164 | 2012 | 7 | 4 | 4 |  | 81-039 Longwood | Scottsville | 138 | 138 | 2-12.19 | 12.19 | 0 | 1 | 2x397.0 ACSR | 0 | 0 | 0 | 0 | 0 | 0 | 0 | 0 | 0 | 0 | 0 | 0 | 0 | 0 | 0 | 0 | 0 | 0 | 0 | 0 | 0 | 0 | 0 | 12
NO |  | 164 | 2012 | 7 | 8 | 8 |  | 81-042 Brady (Exxon Mobil) | North Mineola | 138 | 138 | 2-16.88 | 19.37 | 0 | 1 | 2x397.0 ACSR | 0 | 0 | 0 | 0 | 0 | 0 | 0 | 0 | 0 | 0 | 0 | 0 | 0 | 0 | 0 | 0 | 0 | 0 | 0 | 0 | 0 | 0 | 0 | 12
NO |  | 164 | 2012 | 8 | 9 | 9 |  | 81-080 North Mineola | Winnsboro | 138 | 138 | 1-25.14 | 25.14 | 0 | 1 | 1590 ACSR | 0 | 0 | 0 | 0 | 0 | 0 | 0 | 0 | 0 | 0 | 0 | 0 | 0 | 0 | 0 | 0 | 0 | 0 | 0 | 0 | 0 | 0 | 0 | 12
NO |  | 164 | 2012 | 10 | 9 | 9 |  | 66-062 Greenland | South Fayetteville | 69 | 69 | 1-0.22 | 4.64 | 0 | 1 | 336.4 ACSR | 0 | 0 | 0 | 0 | 0 | 0 | 0 | 0 | 0 | 0 | 0 | 0 | 0 | 0 | 0 | 0 | 0 | 0 | 0 | 0 | 0 | 0 | 0 | 12
NO |  | 164 | 2012 | 10 | 35 | 35 |  |  |  | 0 | 0 | 2-19.37 | 0 | 0 | 0 |  | 0 | 0 | 0 | 0 | 0 | 0 | 0 | 0 | 0 | 0 | 0 | 0 | 0 | 0 | 0 | 0 | 0 | 0 | 0 | 0 | 0 | 0 | 0 | 12
NO |  | 164 | 2012 | 11 | 6 | 6 |  | 66-001 Arsenal Hill | Brooks Street | 69 | 69 | 1-1.77 | 1.77 | 0 | 1 | 2x397.0 ACSR | 0 | 0 | 0 | 0 | 0 | 0 | 0 | 0 | 0 | 0 | 0 | 0 | 0 | 0 | 0 | 0 | 0 | 0 | 0 | 0 | 0 | 0 | 0 | 12
NO |  | 164 | 2012 | 0 | 6 | 6 |  | TL327 Turk (AR) | NW Texarkana | 345 | 345 | 2-22.15 | 22.15 | 0 | 1 | 954.0 ACSR | 0 | 0 | 0 | 0 | 0 | 0 | 0 | 0 | 0 | 0 | 0 | 0 | 0 | 0 | 0 | 0 | 0 | 0 | 0 | 0 | 0 | 0 | 0 | 12
NO |  | 164 | 2012 | 0 | 8 | 8 |  | Subtotal 345 kV in AR |  | 0 | 0 |  | 61.49 | 0 | 5 |  | 0 | 0 | 0 | 0 | 0 | 0 | 0 | 0 | 0 | 0 | 0 | 0 | 0 | 0 | 0 | 0 | 0 | 0 | 0 | 0 | 0 | 0 | 0 | 12
NO |  | 164 | 2012 | 0 | 18 | 18 |  | 90-013 Longwood | Wilkes | 345 | 345 | 3-3.06 | 3.06 | 0 | 1 | 2x1024.0 ACAR | 0 | 0 | 0 | 0 | 0 | 0 | 0 | 0 | 0 | 0 | 0 | 0 | 0 | 0 | 0 | 0 | 0 | 0 | 0 | 0 | 0 | 0 | 0 | 12
NO |  | 164 | 2012 | 0 | 20 | 20 |  | Subtotal 345 kV in LA |  | 0 | 0 |  | 97.7 | 7.5 | 5 |  | 0 | 0 | 0 | 0 | 0 | 0 | 0 | 0 | 0 | 0 | 0 | 0 | 0 | 0 | 0 | 0 | 0 | 0 | 0 | 0 | 0 | 0 | 0 | 12
NO |  | 164 | 2012 | 0 | 23 | 23 |  | 90-001 Chamber Springs | Clarksville 345 | 345 | 345 | 1-61.57 | 61.57 | 0 | 1 | 2x795.0 ACSR | 0 | 0 | 0 | 0 | 0 | 0 | 0 | 0 | 0 | 0 | 0 | 0 | 0 | 0 | 0 | 0 | 0 | 0 | 0 | 0 | 0 | 0 | 0 | 12
NO |  | 164 | 2012 | 0 | 25 | 25 |  | Subtotal 345 kV in OK |  | 0 | 0 |  | 61.57 | 0 | 1 |  | 0 | 0 | 0 | 0 | 0 | 0 | 0 | 0 | 0 | 0 | 0 | 0 | 0 | 0 | 0 | 0 | 0 | 0 | 0 | 0 | 0 | 0 | 0 | 12
NO |  | 164 | 2012 | 1 | 14 | 14 |  | 75000 (TL199) Welsh | Monticello | 345 | 345 | 3-16.0 | 16 | 0 | 1 | 2156 ACSR | 0 | 0 | 0 | 0 | 0 | 0 | 0 | 0 | 0 | 0 | 0 | 0 | 0 | 0 | 0 | 0 | 0 | 0 | 0 | 0 | 0 | 0 | 0 | 12
NO |  | 164 | 2012 | 3 | 2 | 2 |  | 83-033 Chamber Springs | Siloam Springs | 161 | 161 | 1-7.5625 | 7.56 | 0 | 1 | 1590.0 ACSR | 0 | 0 | 0 | 0 | 0 | 0 | 0 | 0 | 0 | 0 | 0 | 0 | 0 | 0 | 0 | 0 | 0 | 0 | 0 | 0 | 0 | 0 | 0 | 12
NO |  | 164 | 2012 | 3 | 4 | 4 |  | 83-035 Fayetteville | Van Asche | 161 | 161 | 1-4.1839 | 4.18 | 0 | 1 | 1590.0 ACSR | 0 | 0 | 0 | 0 | 0 | 0 | 0 | 0 | 0 | 0 | 0 | 0 | 0 | 0 | 0 | 0 | 0 | 0 | 0 | 0 | 0 | 0 | 0 | 12
NO |  | 164 | 2012 | 3 | 27 | 27 |  | 81-072 Bann | Southeast Texarkana | 138 | 138 | 1-0.384 | 0.38 | 0 | 1 | 1272.0 ACSR | 0 | 0 | 0 | 0 | 0 | 0 | 0 | 0 | 0 | 0 | 0 | 0 | 0 | 0 | 0 | 0 | 0 | 0 | 0 | 0 | 0 | 0 | 0 | 12
NO |  | 164 | 2012 | 3 | 29 | 29 |  |  | (Interconnect) | 0 | 0 |  | 0 | 0 | 0 |  | 0 | 0 | 0 | 0 | 0 | 0 | 0 | 0 | 0 | 0 | 0 | 0 | 0 | 0 | 0 | 0 | 0 | 0 | 0 | 0 | 0 | 0 | 0 | 12
NO |  | 164 | 2012 | 3 | 32 | 32 |  | TL330 SE Texarkana | Turk | 138 | 138 | 1-26.75 | 26.75 | 0 | 1 | 1590 ACSR | 0 | 0 | 0 | 0 | 0 | 0 | 0 | 0 | 0 | 0 | 0 | 0 | 0 | 0 | 0 | 0 | 0 | 0 | 0 | 0 | 0 | 0 | 0 | 12
NO |  | 164 | 2012 | 3 | 34 | 34 |  | Subtotal 138 kV in AR |  | 0 | 0 |  | 214.28 | 1.64 | 12 |  | 0 | 0 | 0 | 0 | 0 | 0 | 0 | 0 | 0 | 0 | 0 | 0 | 0 | 0 | 0 | 0 | 0 | 0 | 0 | 0 | 0 | 0 | 0 | 12
NO |  | 164 | 2012 | 13 | 1 | 1 |  | 66-007 Atlanta | Bloomburg | 69 | 69 | 2-7.75 | 7.75 | 0 | 1 | 397.0 ACSR | 0 | 0 | 0 | 0 | 0 | 0 | 0 | 0 | 0 | 0 | 0 | 0 | 0 | 0 | 0 | 0 | 0 | 0 | 0 | 0 | 0 | 0 | 0 | 12
NO |  | 164 | 2012 | 16 | 12 | 12 |  | 66-330 Carthage | Murvaul REC | 69 | 69 | 1-2.62 | 2.62 | 1.35 | 1 | 336.4 ACSR | 0 | 0 | 0 | 0 | 0 | 0 | 0 | 0 | 0 | 0 | 0 | 0 | 0 | 0 | 0 | 0 | 0 | 0 | 0 | 0 | 0 | 0 | 0 | 12
NO |  | 164 | 2012 | 16 | 24 | 24 |  | Subtotal 69 kV in TX |  | 0 | 0 |  | 778.72 | 42.96 | 71 |  | 0 | 0 | 0 | 0 | 0 | 0 | 0 | 0 | 0 | 0 | 0 | 0 | 0 | 0 | 0 | 0 | 0 | 0 | 0 | 0 | 0 | 0 | 0 | 12
NO |  | 164 | 2012 | 16 | 26 | 26 |  | Total 69 kV SWEPCO |  | 0 | 0 |  | 1544.64 | 59.31 | 146 |  | 0 | 0 | 0 | 0 | 0 | 0 | 0 | 0 | 0 | 0 | 0 | 0 | 0 | 0 | 0 | 0 | 0 | 0 | 0 | 0 | 0 | 0 | 0 | 12
NO |  | 164 | 2012 | 16 | 28 | 28 |  | Line Costs and expenses are | not available by individual | 0 | 0 |  | 0 | 0 | 0 |  | 63897350 | 641146183 | 705043533 | 246957 | 4744792 | 0 | 4991749 | 0 | 0 | 0 | 0 | 0 | 0 | 0 | 0 | 0 | 0 | 0 | 0 | 0 | 0 | 0 | 0 | 12
NO |  | 164 | 2012 | 5 | 19 | 19 |  | TL334 McDade | Haughton | 138 | 138 | 2-11.30 | 11.3 | 0 | 1 | 4/0 ACSR | 0 | 0 | 0 | 0 | 0 | 0 | 0 | 0 | 0 | 0 | 0 | 0 | 0 | 0 | 0 | 0 | 0 | 0 | 0 | 0 | 0 | 0 | 0 | 12
NO |  | 164 | 2012 | 5 | 21 | 21 |  | Subtotal 138 kV in LA |  | 0 | 0 |  | 273.3 | 3.49 | 30 |  | 0 | 0 | 0 | 0 | 0 | 0 | 0 | 0 | 0 | 0 | 0 | 0 | 0 | 0 | 0 | 0 | 0 | 0 | 0 | 0 | 0 | 0 | 0 | 12
NO |  | 164 | 2012 | 5 | 29 | 29 |  |  | (Interconnect) | 0 | 0 |  | 0 | 0 | 0 | 795.0 ACSR | 0 | 0 | 0 | 0 | 0 | 0 | 0 | 0 | 0 | 0 | 0 | 0 | 0 | 0 | 0 | 0 | 0 | 0 | 0 | 0 | 0 | 0 | 0 | 12
NO |  | 164 | 2012 | 5 | 31 | 31 |  | Subtotal 138 kV in OK |  | 0 | 0 |  | 37.27 | 0 | 3 |  | 0 | 0 | 0 | 0 | 0 | 0 | 0 | 0 | 0 | 0 | 0 | 0 | 0 | 0 | 0 | 0 | 0 | 0 | 0 | 0 | 0 | 0 | 0 | 12
NO |  | 164 | 2012 | 5 | 35 | 35 |  | 81-007 Center | Logansport | 138 | 138 | 1-16.38 | 16.38 | 0 | 1 | 755.0 ACAR | 0 | 0 | 0 | 0 | 0 | 0 | 0 | 0 | 0 | 0 | 0 | 0 | 0 | 0 | 0 | 0 | 0 | 0 | 0 | 0 | 0 | 0 | 0 | 12
NO |  | 164 | 2012 | 12 | 34 | 34 |  | Subtotal 69 kV in LA |  | 0 | 0 |  | 332.14 | 6.28 | 40 |  | 0 | 0 | 0 | 0 | 0 | 0 | 0 | 0 | 0 | 0 | 0 | 0 | 0 | 0 | 0 | 0 | 0 | 0 | 0 | 0 | 0 | 0 | 0 | 12
NO |  | 192 | 2012 | 0 | 1 | 1 |  | 0444 KAMMER | FT MARTIN | 500 | 500 | STEEL | 15.57 | 0 | 0 | 954 ACSR | 131126 | 2432440 | 2563566 | 0 | 0 | 0 | 0 | 0 | 0 | 0 | 0 | 0 | 0 | 0 | 0 | 0 | 0 | 0 | 0 | 0 | 0 | 0 | 0 | 12
NO |  | 192 | 2012 | 0 | 2 | 2 |  | EXPENSES 500KV LINES |  | 0 | 0 |  | 0 | 0 | 0 |  | 0 | 0 | 0 | 39 | 18016 | 0 | 18055 | 0 | 0 | 0 | 0 | 0 | 0 | 0 | 0 | 0 | 0 | 0 | 0 | 0 | 0 | 0 | 0 | 12
NO |  | 192 | 2012 | 0 | 3 | 3 |  | 0437 TIDD | COLLIER | 345 | 345 | STEEL | 7.39 | 0 | 0 | 954 ACSR | 94112 | 944931 | 1039043 | 0 | 0 | 0 | 0 | 0 | 0 | 0 | 0 | 0 | 0 | 0 | 0 | 0 | 0 | 0 | 0 | 0 | 0 | 0 | 0 | 12
NO |  | 192 | 2012 | 0 | 4 | 4 |  | 0445 TIDD | WYLIE RIDGE | 345 | 345 | STEEL | 1.36 | 7.07 | 0 | 954 ACSR | 4606 | 515730 | 520336 | 0 | 0 | 0 | 0 | 0 | 0 | 0 | 0 | 0 | 0 | 0 | 0 | 0 | 0 | 0 | 0 | 0 | 0 | 0 | 0 | 12
NO |  | 192 | 2012 | 0 | 5 | 5 |  | EXPENSES 345KV LINES |  | 0 | 0 |  | 0 | 0 | 0 |  | 0 | 0 | 0 | 40 | 18305 | 0 | 18345 | 0 | 0 | 0 | 0 | 0 | 0 | 0 | 0 | 0 | 0 | 0 | 0 | 0 | 0 | 0 | 0 | 12
NO |  | 192 | 2012 | 0 | 6 | 6 |  | 0416 TIDD | NATRIUM | 138 | 138 | STEEL | 40.24 | 0 | 0 | BUNDLED | 71732 | 1640175 | 1711907 | 0 | 0 | 0 | 0 | 0 | 0 | 0 | 0 | 0 | 0 | 0 | 0 | 0 | 0 | 0 | 0 | 0 | 0 | 0 | 0 | 12
NO |  | 192 | 2012 | 0 | 7 | 7 |  | 0417 TIDD | NATRIUM | 0 | 0 |  | 0 | 0 | 0 |  | 0 | 17909 | 17909 | 0 | 0 | 0 | 0 | 0 | 0 | 0 | 0 | 0 | 0 | 0 | 0 | 0 | 0 | 0 | 0 | 0 | 0 | 0 | 0 | 12
NO |  | 192 | 2012 | 0 | 8 | 8 |  | 0019 NATRIUM | MONONGAHELA | 138 | 138 | STEEL | 0.52 | 0 | 0 | 336.4 ACSR | 5560 | 259228 | 264788 | 0 | 0 | 0 | 0 | 0 | 0 | 0 | 0 | 0 | 0 | 0 | 0 | 0 | 0 | 0 | 0 | 0 | 0 | 0 | 0 | 12
NO |  | 192 | 2012 | 0 | 9 | 9 |  | 0019 NATRIUM | MONONGAHELA | 138 | 138 | WOOD POLE | 3.46 | 0 | 0 | 336.4 ACSR | 0 | 0 | 0 | 0 | 0 | 0 | 0 | 0 | 0 | 0 | 0 | 0 | 0 | 0 | 0 | 0 | 0 | 0 | 0 | 0 | 0 | 0 | 0 | 12
NO |  | 192 | 2012 | 0 | 10 | 10 |  | 0023 TIDD | GEORGE WASHINGTON | 138 | 138 | STEEL | 4.5 | 0 | 0 | 336.4 ACSR | 23201 | 172999 | 196200 | 0 | 0 | 0 | 0 | 0 | 0 | 0 | 0 | 0 | 0 | 0 | 0 | 0 | 0 | 0 | 0 | 0 | 0 | 0 | 0 | 12
NO |  | 192 | 2012 | 0 | 11 | 11 |  | 0024 SUMMERFIELD | NATRIUM | 138 | 138 | STEEL | 2.09 | 0 | 0 | 556.5 ACSR | 5736 | 115600 | 121336 | 0 | 0 | 0 | 0 | 0 | 0 | 0 | 0 | 0 | 0 | 0 | 0 | 0 | 0 | 0 | 0 | 0 | 0 | 0 | 0 | 12
NO |  | 192 | 2012 | 0 | 12 | 12 |  | 0031 KAMMER | TIDD/NATRIUM | 138 | 138 | STEEL | 2.82 | 0 | 0 | 176.9 ACSR | 8566 | 148464 | 157030 | 0 | 0 | 0 | 0 | 0 | 0 | 0 | 0 | 0 | 0 | 0 | 0 | 0 | 0 | 0 | 0 | 0 | 0 | 0 | 0 | 12
NO |  | 192 | 2012 | 0 | 13 | 13 |  | 0431 KAMMER | ORMET #1 | 138 | 138 |  | 0 | 0 | 0 |  | 0 | 2913 | 2913 | 0 | 0 | 0 | 0 | 0 | 0 | 0 | 0 | 0 | 0 | 0 | 0 | 0 | 0 | 0 | 0 | 0 | 0 | 0 | 0 | 12
NO |  | 192 | 2012 | 0 | 14 | 14 |  | 0432 KAMMER | ORMET #1 | 138 | 138 | STEEL | 9.85 | 0 | 0 | 556.5 ACSR | 58578 | 1044449 | 1103027 | 0 | 0 | 0 | 0 | 0 | 0 | 0 | 0 | 0 | 0 | 0 | 0 | 0 | 0 | 0 | 0 | 0 | 0 | 0 | 0 | 12
NO |  | 192 | 2012 | 0 | 15 | 15 |  | 0433 KAMMER | ORMET #2 | 138 | 138 | STEEL | 10.01 | 0 | 0 | 1003.5 ACSR | 57722 | 1152087 | 1209809 | 0 | 0 | 0 | 0 | 0 | 0 | 0 | 0 | 0 | 0 | 0 | 0 | 0 | 0 | 0 | 0 | 0 | 0 | 0 | 0 | 12
NO |  | 192 | 2012 | 0 | 16 | 16 |  | 0434 KAMMER | ORMET #2 | 138 | 138 |  | 0 | 0 | 0 |  | 0 | 26848 | 26848 | 0 | 0 | 0 | 0 | 0 | 0 | 0 | 0 | 0 | 0 | 0 | 0 | 0 | 0 | 0 | 0 | 0 | 0 | 0 | 0 | 12
NO |  | 192 | 2012 | 0 | 17 | 17 |  | 0435 KAMMER | ORMET #2 | 138 | 138 |  | 0 | 0 | 0 |  | 0 | 2641 | 2641 | 0 | 0 | 0 | 0 | 0 | 0 | 0 | 0 | 0 | 0 | 0 | 0 | 0 | 0 | 0 | 0 | 0 | 0 | 0 | 0 | 12
NO |  | 192 | 2012 | 0 | 18 | 18 |  | 0034 KAMMER | GEORGE WASHINGTON | 138 | 138 | STEEL | 6.78 | 0 | 0 | 636 ACSR | 49532 | 341128 | 390660 | 0 | 0 | 0 | 0 | 0 | 0 | 0 | 0 | 0 | 0 | 0 | 0 | 0 | 0 | 0 | 0 | 0 | 0 | 0 | 0 | 12
NO |  | 192 | 2012 | 0 | 19 | 19 |  | 0036 TIDD/NATRIUM | BRUES 138KV TAP | 138 | 138 | STEEL | 5.86 | 3.75 | 0 | 397.5 ACSR | 84882 | 282619 | 367501 | 0 | 0 | 0 | 0 | 0 | 0 | 0 | 0 | 0 | 0 | 0 | 0 | 0 | 0 | 0 | 0 | 0 | 0 | 0 | 0 | 12
NO |  | 192 | 2012 | 0 | 20 | 20 |  | 0036 TIDD/NATRIUM | BRUES 138KV TAP | 138 | 138 | WOOD POLE | 0.08 | 0 | 0 | 176.9 ACSR | 0 | 0 | 0 | 0 | 0 | 0 | 0 | 0 | 0 | 0 | 0 | 0 | 0 | 0 | 0 | 0 | 0 | 0 | 0 | 0 | 0 | 0 | 0 | 12
NO |  | 192 | 2012 | 0 | 21 | 21 |  | 0439 ARROYO | EAST LIVERPOOL | 138 | 138 | STEEL | 0.82 | 0 | 0 | 556.5 ACSR | 49864 | 388241 | 438105 | 0 | 0 | 0 | 0 | 0 | 0 | 0 | 0 | 0 | 0 | 0 | 0 | 0 | 0 | 0 | 0 | 0 | 0 | 0 | 0 | 12
NO |  | 192 | 2012 | 0 | 22 | 22 |  | 0439 ARROYO | EAST LIVERPOOL | 138 | 138 | WOOD POLE | 6.71 | 0 | 0 | 556.5 ACSR | 0 | 0 | 0 | 0 | 0 | 0 | 0 | 0 | 0 | 0 | 0 | 0 | 0 | 0 | 0 | 0 | 0 | 0 | 0 | 0 | 0 | 0 | 0 | 12
NO |  | 192 | 2012 | 0 | 23 | 23 |  | 0440 TIDD | WEIRTON | 138 | 138 | WOOD POLE | 2.38 | 0.43 | 0 | 556.5 ACSR | 23086 | 159511 | 182597 | 0 | 0 | 0 | 0 | 0 | 0 | 0 | 0 | 0 | 0 | 0 | 0 | 0 | 0 | 0 | 0 | 0 | 0 | 0 | 0 | 12
NO |  | 192 | 2012 | 0 | 24 | 24 |  | 0047 TIDD/NATRIUM | WEST LIBERTY | 138 | 138 | WOOD POLE | 0.89 | 0 | 0 | 4/0 | 6110 | 52856 | 58966 | 0 | 0 | 0 | 0 | 0 | 0 | 0 | 0 | 0 | 0 | 0 | 0 | 0 | 0 | 0 | 0 | 0 | 0 | 0 | 0 | 12
NO |  | 192 | 2012 | 0 | 25 | 25 |  | 0049 BRUES | WEST BELLAIRE | 138 | 138 | STEEL | 0.46 | 0 | 0 | 556.5 ACSR | 0 | 74294 | 74294 | 0 | 0 | 0 | 0 | 0 | 0 | 0 | 0 | 0 | 0 | 0 | 0 | 0 | 0 | 0 | 0 | 0 | 0 | 0 | 0 | 12
NO |  | 192 | 2012 | 0 | 26 | 26 |  | 0054 TIDD | VALLEY GROVE | 138 | 138 | WOOD POLE | 0.48 | 0 | 0 | 556.5 ACSR | 8982 | 52141 | 61123 | 0 | 0 | 0 | 0 | 0 | 0 | 0 | 0 | 0 | 0 | 0 | 0 | 0 | 0 | 0 | 0 | 0 | 0 | 0 | 0 | 12
NO |  | 192 | 2012 | 0 | 27 | 27 |  | 0059 TIDD/NATRIUM | GRAVE CREEK | 138 | 138 | WOOD POLE | 0.54 | 0 | 0 | 556.5 ACSR | 3000 | 123309 | 126309 | 0 | 0 | 0 | 0 | 0 | 0 | 0 | 0 | 0 | 0 | 0 | 0 | 0 | 0 | 0 | 0 | 0 | 0 | 0 | 0 | 12
NO |  | 192 | 2012 | 0 | 28 | 28 |  | 1051 FT HENRY TAP |  | 138 | 138 | WOOD POLE | 0.08 | 0 | 1 | 556 26/7 ACSR | 1471 | 106648 | 108119 | 0 | 0 | 0 | 0 | 0 | 0 | 0 | 0 | 0 | 0 | 0 | 0 | 0 | 0 | 0 | 0 | 0 | 0 | 0 | 0 | 12
NO |  | 192 | 2012 | 0 | 29 | 29 |  | 0061 BATTLE RUN TAP | BATTLE RUN STATION | 138 | 138 | STEEL | 0.13 | 0 | 1 |  | 1852 | 124884 | 126736 | 0 | 0 | 0 | 0 | 0 | 0 | 0 | 0 | 0 | 0 | 0 | 0 | 0 | 0 | 0 | 0 | 0 | 0 | 0 | 0 | 12
NO |  | 192 | 2012 | 0 | 30 | 30 |  | 0061 BATTLE RUN TAP | BATTLE RUN STATION | 138 | 138 | WOOD POLE | 0.04 | 0 | 1 |  | 0 | 0 | 0 | 0 | 0 | 0 | 0 | 0 | 0 | 0 | 0 | 0 | 0 | 0 | 0 | 0 | 0 | 0 | 0 | 0 | 0 | 0 | 0 | 12
NO |  | 192 | 2012 | 0 | 31 | 31 |  | 0062 SAND HILL | WARTON HILL | 138 | 138 | STEEL | 6.94 | 0 | 1 | 795 ACSR | 1335310 | 14724358 | 16059668 | 0 | 0 | 0 | 0 | 0 | 0 | 0 | 0 | 0 | 0 | 0 | 0 | 0 | 0 | 0 | 0 | 0 | 0 | 0 | 0 | 12
NO |  | 192 | 2012 | 0 | 32 | 32 |  | 0065 NATRIUM | SIMS RUN | 138 | 138 | STEEL | 0.5 | 0 | 0 | 795 ACSR | 0 | 550499 | 550499 | 0 | 0 | 0 | 0 | 0 | 0 | 0 | 0 | 0 | 0 | 0 | 0 | 0 | 0 | 0 | 0 | 0 | 0 | 0 | 0 | 12
NO |  | 192 | 2012 | 0 | 33 | 33 |  | 0066 WAYMAN | GOSNEY HILL | 138 | 138 | STEEL | 7.6 | 0 | 0 | 795 ACSR | 1428170 | 14243038 | 15671208 | 0 | 0 | 0 | 0 | 0 | 0 | 0 | 0 | 0 | 0 | 0 | 0 | 0 | 0 | 0 | 0 | 0 | 0 | 0 | 0 | 12
NO |  | 192 | 2012 | 0 | 36 | 36 |  | TOTAL |  | 0 | 0 |  | 199.86 | 16.3 | 4 |  | 3780083 | 46991061 | 50771144 | 548 | 250118 | 0 | 250666 | 0 | 0 | 0 | 0 | 0 | 0 | 0 | 0 | 0 | 0 | 0 | 0 | 0 | 0 | 0 | 0 | 12
NO |  | 192 | 2012 | 0 | 34 | 34 |  | 0067 NATRIUM | PPG | 138 | 138 | WOOD POLE | 0.1 | 0 | 0 | 556 KCM ACSR | 0 | 149648 | 149648 | 0 | 0 | 0 | 0 | 0 | 0 | 0 | 0 | 0 | 0 | 0 | 0 | 0 | 0 | 0 | 0 | 0 | 0 | 0 | 0 | 12
NO |  | 192 | 2012 | 0 | 35 | 35 |  | EXPENSES 138KV LINES |  | 0 | 0 |  | 0 | 0 | 0 |  | 0 | 0 | 0 | 299 | 136607 | 0 | 136906 | 0 | 0 | 0 | 0 | 0 | 0 | 0 | 0 | 0 | 0 | 0 | 0 | 0 | 0 | 0 | 0 | 12
SI/SI | A | 192 | 2012 | 1 | 1 | 1 |  | LINES <132KV |  | 0.69 | 0.69 | WP/ST | 61.66 | 5.05 | 0 |  | 326885 | 7141473 | 7468358 | 170 | 77190 | 0 | 77360 | 0 | 0 | 0 | 0 | 0 | 0 | 0 | 0 | 0 | 0 | 0 | 0 | 0 | 0 | 0 | 0 | 12
NO |  | 443 | 2012 | 0 | 1 | 1 |  | CAHOKIA | RIVERMINES | 0 | 0 |  | 0 | 0 | 0 |  | 0 | 0 | 0 | 0 | 0 | 0 | 0 | 0 | 0 | 0 | 0 | 0 | 0 | 0 | 0 | 0 | 0 | 0 | 0 | 0 | 0 | 0 | 0 | 12
NO |  | 443 | 2012 | 0 | 2 | 2 |  | Cahokia | Dupo Ferry-1 | 138 | 138 | Steel Tower | 0.12 | 0 | 2 | 954 ACSR | 68953 | 3874365 | 3943318 | 0 | 0 | 0 | 0 | 0 | 0 | 0 | 0 | 0 | 0 | 0 | 0 | 0 | 0 | 0 | 0 | 0 | 0 | 0 | 0 | 12
NO |  | 443 | 2012 | 0 | 3 | 3 |  |  |  | 0 | 0 |  | 6.8 | 0 | 2 | 300ACSR | 0 | 0 | 0 | 0 | 0 | 0 | 0 | 0 | 0 | 0 | 0 | 0 | 0 | 0 | 0 | 0 | 0 | 0 | 0 | 0 | 0 | 0 | 0 | 12
NO |  | 443 | 2012 | 0 | 4 | 4 |  | Dupo Ferry | Buck Knob-1 | 138 | 138 | Steel Tower | 21.1 | 0 | 2 | 300ACSR | 0 | 0 | 0 | 0 | 0 | 0 | 0 | 0 | 0 | 0 | 0 | 0 | 0 | 0 | 0 | 0 | 0 | 0 | 0 | 0 | 0 | 0 | 0 | 12
NO |  | 443 | 2012 | 0 | 5 | 5 |  | U.E. Buck Knob Ln | Dupo Ferry Road | 138 | 138 | Wood Pole | 9.85 | 0 | 1 | 1272 SAC 61 STR, | 0 | 0 | 0 | 0 | 0 | 0 | 0 | 0 | 0 | 0 | 0 | 0 | 0 | 0 | 0 | 0 | 0 | 0 | 0 | 0 | 0 | 0 | 0 | 12
NO |  | 443 | 2012 | 0 | 7 | 7 |  | VENICE-CAMBELL | MALINE-PAGE | 0 | 0 |  | 0 | 0 | 0 |  | 0 | 0 | 0 | 0 | 0 | 0 | 0 | 0 | 0 | 0 | 0 | 0 | 0 | 0 | 0 | 0 | 0 | 0 | 0 | 0 | 0 | 0 | 0 | 12
NO |  | 443 | 2012 | 0 | 8 | 8 |  | Venice | Cambell-1 | 138 | 138 | Steel Tower | 1 | 0 | 2 | 350 CU | 7263 | 492187 | 499450 | 0 | 0 | 0 | 0 | 0 | 0 | 0 | 0 | 0 | 0 | 0 | 0 | 0 | 0 | 0 | 0 | 0 | 0 | 0 | 0 | 12
NO |  | 443 | 2012 | 0 | 9 | 9 |  | Venice | Cambell-2 | 138 | 138 | Steel Tower | 0 | 2 | 2 | 954 ACSR | 0 | 0 | 0 | 0 | 0 | 0 | 0 | 0 | 0 | 0 | 0 | 0 | 0 | 0 | 0 | 0 | 0 | 0 | 0 | 0 | 0 | 0 | 0 | 12
NO |  | 443 | 2012 | 0 | 11 | 11 |  | W. Frankfort | Joppa | 230 | 230 | Wood H | 47.65 | 0 | 1 | 954 ACSR | 2041487 | 10925170 | 12966657 | 0 | 0 | 0 | 0 | 0 | 0 | 0 | 0 | 0 | 0 | 0 | 0 | 0 | 0 | 0 | 0 | 0 | 0 | 0 | 0 | 12
NO |  | 443 | 2012 | 0 | 12 | 12 |  | Cahokia | West Frankfort-1 | 230 | 230 | Steel Tower | 89.53 | 0 | 1 | 955 ACSR | 0 | 0 | 0 | 0 | 0 | 0 | 0 | 0 | 0 | 0 | 0 | 0 | 0 | 0 | 0 | 0 | 0 | 0 | 0 | 0 | 0 | 0 | 0 | 12
NO |  | 443 | 2012 | 0 | 13 | 13 |  | U. E. Line 2303 | N. Coulterville | 230 | 230 | H-Frame | 0.47 | 0 | 1 | 795 ACSR | 0 | 0 | 0 | 0 | 0 | 0 | 0 | 0 | 0 | 0 | 0 | 0 | 0 | 0 | 0 | 0 | 0 | 0 | 0 | 0 | 0 | 0 | 0 | 12
NO |  | 443 | 2012 | 0 | 14 | 14 |  |  |  | 0 | 0 | Wood H | 0 | 0 | 0 |  | 0 | 0 | 0 | 0 | 0 | 0 | 0 | 0 | 0 | 0 | 0 | 0 | 0 | 0 | 0 | 0 | 0 | 0 | 0 | 0 | 0 | 0 | 0 | 12
NO |  | 443 | 2012 | 0 | 15 | 15 |  | Cape | Joppa | 161 | 161 | Steel Tower | 33.3 | 0 | 1 | 795ACSR | 106748 | 1227628 | 1334376 | 0 | 0 | 0 | 0 | 0 | 0 | 0 | 0 | 0 | 0 | 0 | 0 | 0 | 0 | 0 | 0 | 0 | 0 | 0 | 0 | 12
NO |  | 443 | 2012 | 0 | 16 | 16 |  |  |  | 0 | 0 | Wood H | 0 | 0 | 0 |  | 0 | 0 | 0 | 0 | 0 | 0 | 0 | 0 | 0 | 0 | 0 | 0 | 0 | 0 | 0 | 0 | 0 | 0 | 0 | 0 | 0 | 0 | 0 | 12
NO |  | 443 | 2012 | 0 | 18 | 18 |  | PAGE | KEOKUK 4 | 0 | 0 |  | 0 | 0 | 0 |  | 0 | 0 | 0 | 0 | 0 | 0 | 0 | 0 | 0 | 0 | 0 | 0 | 0 | 0 | 0 | 0 | 0 | 0 | 0 | 0 | 0 | 0 | 0 | 12
NO |  | 443 | 2012 | 0 | 19 | 19 |  | Sioux | S. Quincy 4 | 138 | 138 | Steel Tower | 84.9 | 0 | 2 | 300 CU | 408931 | 14537881 | 14946812 | 0 | 0 | 0 | 0 | 0 | 0 | 0 | 0 | 0 | 0 | 0 | 0 | 0 | 0 | 0 | 0 | 0 | 0 | 0 | 0 | 12
NO |  | 443 | 2012 | 0 | 20 | 20 |  |  |  | 0 | 0 | Steel Tower | 0.27 | 0 | 2 | 954 ACSR | 0 | 0 | 0 | 0 | 0 | 0 | 0 | 0 | 0 | 0 | 0 | 0 | 0 | 0 | 0 | 0 | 0 | 0 | 0 | 0 | 0 | 0 | 0 | 12
NO |  | 443 | 2012 | 0 | 21 | 21 |  |  |  | 0 | 0 | Steel Tower | 0.48 | 0 | 2 | 477 ACSR | 0 | 0 | 0 | 0 | 0 | 0 | 0 | 0 | 0 | 0 | 0 | 0 | 0 | 0 | 0 | 0 | 0 | 0 | 0 | 0 | 0 | 0 | 0 | 12
NO |  | 443 | 2012 | 0 | 22 | 22 |  | S. Quincy | E. Quincy4 | 138 | 138 | Steel Tower | 4 | 0 | 2 | 300 CU | 0 | 0 | 0 | 0 | 0 | 0 | 0 | 0 | 0 | 0 | 0 | 0 | 0 | 0 | 0 | 0 | 0 | 0 | 0 | 0 | 0 | 0 | 0 | 12
NO |  | 443 | 2012 | 0 | 23 | 23 |  |  |  | 0 | 0 | Steel Tower | 0.2 | 0 | 2 | 954 ACSR | 0 | 0 | 0 | 0 | 0 | 0 | 0 | 0 | 0 | 0 | 0 | 0 | 0 | 0 | 0 | 0 | 0 | 0 | 0 | 0 | 0 | 0 | 0 | 12
NO |  | 443 | 2012 | 0 | 24 | 24 |  | E. Quincy | Hamilton | 138 | 138 | Wood H | 29.9 | 0 | 2 | 300 CU | 0 | 0 | 0 | 0 | 0 | 0 | 0 | 0 | 0 | 0 | 0 | 0 | 0 | 0 | 0 | 0 | 0 | 0 | 0 | 0 | 0 | 0 | 0 | 12
NO |  | 443 | 2012 | 0 | 25 | 25 |  |  |  | 0 | 0 |  | 0.1 | 0 | 2 | 954 ACSR | 0 | 0 | 0 | 0 | 0 | 0 | 0 | 0 | 0 | 0 | 0 | 0 | 0 | 0 | 0 | 0 | 0 | 0 | 0 | 0 | 0 | 0 | 0 | 12
NO |  | 443 | 2012 | 0 | 26 | 26 |  |  |  | 0 | 0 |  | 0.5 | 0 | 2 | 556 ACSR | 0 | 0 | 0 | 0 | 0 | 0 | 0 | 0 | 0 | 0 | 0 | 0 | 0 | 0 | 0 | 0 | 0 | 0 | 0 | 0 | 0 | 0 | 0 | 12
NO |  | 443 | 2012 | 0 | 28 | 28 |  | E. Quincy | Hamilton | 0 | 0 |  | 0 | 0 | 0 |  | 183 | 0 | 183 | 0 | 0 | 0 | 0 | 0 | 0 | 0 | 0 | 0 | 0 | 0 | 0 | 0 | 0 | 0 | 0 | 0 | 0 | 0 | 0 | 12
NO |  | 443 | 2012 | 0 | 30 | 30 |  | SIOUX-ROXFORD | BERKELEY | 0 | 0 |  | 0 | 0 | 0 |  | 0 | 0 | 0 | 0 | 0 | 0 | 0 | 0 | 0 | 0 | 0 | 0 | 0 | 0 | 0 | 0 | 0 | 0 | 0 | 0 | 0 | 0 | 0 | 12
NO |  | 443 | 2012 | 0 | 31 | 31 |  | Sioux | Roxford-1&2 | 138 | 138 | Steel Tower | 0.5 | 0 | 2 | 954 ACSR | 15592 | 2340625 | 2356217 | 0 | 0 | 0 | 0 | 0 | 0 | 0 | 0 | 0 | 0 | 0 | 0 | 0 | 0 | 0 | 0 | 0 | 0 | 0 | 0 | 12
NO |  | 443 | 2012 | 0 | 33 | 33 |  | Cahokia | Ridge-1&2 | 138 | 138 | Steel Tower | 3.79 | 0 | 2 | 954 ACSR | 159286 | 833074 | 992360 | 0 | 0 | 0 | 0 | 0 | 0 | 0 | 0 | 0 | 0 | 0 | 0 | 0 | 0 | 0 | 0 | 0 | 0 | 0 | 0 | 12
NO |  | 443 | 2012 | 1 | 1 | 1 |  | RUSH ISLAND | SHAWNEE | 0 | 0 |  | 0 | 0 | 0 |  | 0 | 0 | 0 | 0 | 0 | 0 | 0 | 0 | 0 | 0 | 0 | 0 | 0 | 0 | 0 | 0 | 0 | 0 | 0 | 0 | 0 | 0 | 0 | 12
NO |  | 443 | 2012 | 1 | 2 | 2 |  | Shawnee | Joppa | 345 | 345 | Steel Tower | 0.42 | 0 | 1 | 795 ACSR | 234843 | 5761876 | 5996719 | 0 | 0 | 0 | 0 | 0 | 0 | 0 | 0 | 0 | 0 | 0 | 0 | 0 | 0 | 0 | 0 | 0 | 0 | 0 | 0 | 12
NO |  | 443 | 2012 | 1 | 3 | 3 |  |  |  | 0 | 0 | Steel Tower | 7.2 | 0 | 1 | 795 ACSR | 0 | 0 | 0 | 0 | 0 | 0 | 0 | 0 | 0 | 0 | 0 | 0 | 0 | 0 | 0 | 0 | 0 | 0 | 0 | 0 | 0 | 0 | 0 | 12
NO |  | 443 | 2012 | 1 | 4 | 4 |  | Joppa | Kelso | 345 | 345 | Wood H | 33.9 | 0 | 1 | 795 ACSR | 0 | 0 | 0 | 0 | 0 | 0 | 0 | 0 | 0 | 0 | 0 | 0 | 0 | 0 | 0 | 0 | 0 | 0 | 0 | 0 | 0 | 0 | 0 | 12
NO |  | 443 | 2012 | 1 | 5 | 5 |  | CAHOKIA | VENICE | 0 | 0 |  | 0 | 0 | 0 |  | 0 | 0 | 0 | 0 | 0 | 0 | 0 | 0 | 0 | 0 | 0 | 0 | 0 | 0 | 0 | 0 | 0 | 0 | 0 | 0 | 0 | 0 | 0 | 12
NO |  | 443 | 2012 | 1 | 6 | 6 |  | Cahokia | Ashley-2 | 138 | 138 | Steel Tower | 3.92 | 0 | 2 | 350 CU | 46880 | 2871557 | 2918437 | 0 | 0 | 0 | 0 | 0 | 0 | 0 | 0 | 0 | 0 | 0 | 0 | 0 | 0 | 0 | 0 | 0 | 0 | 0 | 0 | 12
NO |  | 443 | 2012 | 1 | 7 | 7 |  | Ashley | Venice-2 | 138 | 138 | Steel Tower | 0.58 | 0 | 2 | 954 ACSR | 0 | 0 | 0 | 0 | 0 | 0 | 0 | 0 | 0 | 0 | 0 | 0 | 0 | 0 | 0 | 0 | 0 | 0 | 0 | 0 | 0 | 0 | 0 | 12
NO |  | 443 | 2012 | 1 | 9 | 9 |  | Palmyra | N. Marblehead | 161 | 161 | Wood H | 1.89 | 0 | 1 | 954 ACSR | 70371 | 630603 | 700974 | 0 | 0 | 0 | 0 | 0 | 0 | 0 | 0 | 0 | 0 | 0 | 0 | 0 | 0 | 0 | 0 | 0 | 0 | 0 | 0 | 12
NO |  | 443 | 2012 | 1 | 11 | 11 |  | Venice | Ridge-4 | 138 | 138 | Steel Tower | 5.04 | 0 | 1 | 954 ACSR | 221996 | 1485218 | 1707214 | 0 | 0 | 0 | 0 | 0 | 0 | 0 | 0 | 0 | 0 | 0 | 0 | 0 | 0 | 0 | 0 | 0 | 0 | 0 | 0 | 12
NO |  | 443 | 2012 | 1 | 13 | 13 |  | Cahokia | Meramec-1&2 | 138 | 138 | Steel Tower | 6.3 | 0 | 2 | 350 CU | 121575 | 4428599 | 4550174 | 0 | 0 | 0 | 0 | 0 | 0 | 0 | 0 | 0 | 0 | 0 | 0 | 0 | 0 | 0 | 0 | 0 | 0 | 0 | 0 | 12
NO |  | 443 | 2012 | 1 | 14 | 14 |  |  |  | 0 | 0 |  | 11.12 | 0 | 2 | 954 ACSR | 0 | 0 | 0 | 0 | 0 | 0 | 0 | 0 | 0 | 0 | 0 | 0 | 0 | 0 | 0 | 0 | 0 | 0 | 0 | 0 | 0 | 0 | 0 | 12
NO |  | 443 | 2012 | 1 | 16 | 16 |  | CAHOKIA-CENTRAL | WATSON | 0 | 0 |  | 0 | 0 | 0 |  | 0 | 0 | 0 | 0 | 0 | 0 | 0 | 0 | 0 | 0 | 0 | 0 | 0 | 0 | 0 | 0 | 0 | 0 | 0 | 0 | 0 | 0 | 0 | 12
NO |  | 443 | 2012 | 1 | 17 | 17 |  | Cahokia | Central 1&2 | 138 | 138 | Steel Tower | 1 | 0 | 2 | 954 ACSR | 6905 | 355889 | 362794 | 0 | 0 | 0 | 0 | 0 | 0 | 0 | 0 | 0 | 0 | 0 | 0 | 0 | 0 | 0 | 0 | 0 | 0 | 0 | 0 | 12
NO |  | 443 | 2012 | 1 | 19 | 19 |  | Coffeen | Stallings | 345 | 345 | Wood H | 0.2 | 0 | 2 | 954 ACSR | 0 | 100853 | 100853 | 0 | 0 | 0 | 0 | 0 | 0 | 0 | 0 | 0 | 0 | 0 | 0 | 0 | 0 | 0 | 0 | 0 | 0 | 0 | 0 | 12
NO |  | 443 | 2012 | 1 | 21 | 21 |  | Cahokia | Dupo | 345 | 345 |  | 0 | 0 | 0 |  | 0 | 0 | 0 | 0 | 0 | 0 | 0 | 0 | 0 | 0 | 0 | 0 | 0 | 0 | 0 | 0 | 0 | 0 | 0 | 0 | 0 | 0 | 0 | 12
NO |  | 443 | 2012 | 1 | 23 | 23 |  | Cahokia | Roxford-4 | 345 | 345 | Wood H | 0.4 | 0 | 1 | 2156 ACSR | 424229 | 4436760 | 4860989 | 0 | 0 | 0 | 0 | 0 | 0 | 0 | 0 | 0 | 0 | 0 | 0 | 0 | 0 | 0 | 0 | 0 | 0 | 0 | 0 | 12
NO |  | 443 | 2012 | 1 | 24 | 24 |  |  |  | 0 | 0 | Steel Tower | 10.9 | 0 | 1 | 954 ACSR | 0 | 0 | 0 | 0 | 0 | 0 | 0 | 0 | 0 | 0 | 0 | 0 | 0 | 0 | 0 | 0 | 0 | 0 | 0 | 0 | 0 | 0 | 0 | 12
NO |  | 443 | 2012 | 1 | 25 | 25 |  |  |  | 0 | 0 | Steel Tower | 4.54 | 0 | 2 | 954 ACSR | 0 | 0 | 0 | 0 | 0 | 0 | 0 | 0 | 0 | 0 | 0 | 0 | 0 | 0 | 0 | 0 | 0 | 0 | 0 | 0 | 0 | 0 | 0 | 12
NO |  | 443 | 2012 | 1 | 26 | 26 |  |  |  | 0 | 0 | Steel Tower | 0.06 | 0 | 1 | 954 ACSR | 0 | 0 | 0 | 0 | 0 | 0 | 0 | 0 | 0 | 0 | 0 | 0 | 0 | 0 | 0 | 0 | 0 | 0 | 0 | 0 | 0 | 0 | 0 | 12
NO |  | 443 | 2012 | 1 | 28 | 28 |  | Sioux | Roxford-5 | 345 | 345 | Steel Tower | 0.5 | 0 | 1 | 954ACSR | 0 | 291028 | 291028 | 0 | 0 | 0 | 0 | 0 | 0 | 0 | 0 | 0 | 0 | 0 | 0 | 0 | 0 | 0 | 0 | 0 | 0 | 0 | 0 | 12
NO |  | 443 | 2012 | 1 | 30 | 30 |  | Grand Tower | Perryville-UE | 138 | 138 | Wood H | 0.26 | 0 | 1 | 954 ACSR | 0 | 20318 | 20318 | 0 | 0 | 0 | 0 | 0 | 0 | 0 | 0 | 0 | 0 | 0 | 0 | 0 | 0 | 0 | 0 | 0 | 0 | 0 | 0 | 12
NO |  | 443 | 2012 | 1 | 32 | 32 |  | Macomb Northeast | Niota | 138 | 138 | Wood Pole | 41.37 | 0 | 1 | 954 ACSR | 1244090 | 6240026 | 7484116 | 0 | 0 | 0 | 0 | 0 | 0 | 0 | 0 | 0 | 0 | 0 | 0 | 0 | 0 | 0 | 0 | 0 | 0 | 0 | 0 | 12
NO |  | 443 | 2012 | 1 | 34 | 34 |  | Gibson City | Gibson City CTG (UE) | 138 | 138 | Steel Pole | 2.84 | 0 | 1 | 954 ACSR | 4800 | -16917 | -12117 | 0 | 0 | 0 | 0 | 0 | 0 | 0 | 0 | 0 | 0 | 0 | 0 | 0 | 0 | 0 | 0 | 0 | 0 | 0 | 0 | 12
NO |  | 443 | 2012 | 2 | 1 | 1 |  | MEREDOSIA EAST | JERSEYVILLE NORTHWEST | 0 | 0 |  | 0 | 0 | 0 |  | 0 | 0 | 0 | 0 | 0 | 0 | 0 | 0 | 0 | 0 | 0 | 0 | 0 | 0 | 0 | 0 | 0 | 0 | 0 | 0 | 0 | 0 | 0 | 12
NO |  | 443 | 2012 | 2 | 2 | 2 |  | Meredosia East | Roodhouse West | 138 | 138 | Wood Pole | 12.42 | 0 | 1 | 954 ACSR | 10376 | 10301682 | 10312058 | 0 | 0 | 0 | 0 | 0 | 0 | 0 | 0 | 0 | 0 | 0 | 0 | 0 | 0 | 0 | 0 | 0 | 0 | 0 | 0 | 12
NO |  | 443 | 2012 | 2 | 3 | 3 |  |  |  | 138 | 138 | Wood Pole | 18.55 | 0 | 1 | 954 ACSR | 0 | 0 | 0 | 0 | 0 | 0 | 0 | 0 | 0 | 0 | 0 | 0 | 0 | 0 | 0 | 0 | 0 | 0 | 0 | 0 | 0 | 0 | 0 | 12
NO |  | 443 | 2012 | 2 | 5 | 5 |  | Roodhouse West | Jerseyville N.W. | 138 | 138 | Wood Pole | 28.24 | 0 | 1 | 954 ACSR | 0 | 0 | 0 | 0 | 0 | 0 | 0 | 0 | 0 | 0 | 0 | 0 | 0 | 0 | 0 | 0 | 0 | 0 | 0 | 0 | 0 | 0 | 0 | 12
NO |  | 443 | 2012 | 2 | 7 | 7 |  | Meredosia | Meredosia East, Lines 1,2,3 | 138 | 138 | Wood Pole | 0.32 | 0 | 1 | 1272 ACSR | 0 | 702659 | 702659 | 0 | 0 | 0 | 0 | 0 | 0 | 0 | 0 | 0 | 0 | 0 | 0 | 0 | 0 | 0 | 0 | 0 | 0 | 0 | 0 | 12
NO |  | 443 | 2012 | 2 | 8 | 8 |  |  |  | 138 | 138 | Wood Pole | 0.28 | 0 | 1 | 954 ACSR | 0 | 0 | 0 | 0 | 0 | 0 | 0 | 0 | 0 | 0 | 0 | 0 | 0 | 0 | 0 | 0 | 0 | 0 | 0 | 0 | 0 | 0 | 0 | 12
NO |  | 443 | 2012 | 2 | 9 | 9 |  |  |  | 138 | 138 | Steel Pole | 0.05 | 0 | 1 | 1590 AAC | 0 | 0 | 0 | 0 | 0 | 0 | 0 | 0 | 0 | 0 | 0 | 0 | 0 | 0 | 0 | 0 | 0 | 0 | 0 | 0 | 0 | 0 | 0 | 12
NO |  | 443 | 2012 | 2 | 11 | 11 |  | Mattoon West | Kansas West | 0 | 0 |  | 0 | 0 | 0 |  | 0 | 0 | 0 | 0 | 0 | 0 | 0 | 0 | 0 | 0 | 0 | 0 | 0 | 0 | 0 | 0 | 0 | 0 | 0 | 0 | 0 | 0 | 0 | 12
NO |  | 443 | 2012 | 2 | 12 | 12 |  | Mattoon West | Charlston NE | 138 | 138 | Wood Pole | 7.89 | 0 | 1 | 954 ACSR | 631004 | 1527065 | 2158069 | 0 | 0 | 0 | 0 | 0 | 0 | 0 | 0 | 0 | 0 | 0 | 0 | 0 | 0 | 0 | 0 | 0 | 0 | 0 | 0 | 12
NO |  | 443 | 2012 | 2 | 13 | 13 |  |  |  | 138 | 138 | Wood H | 7.68 | 0 | 1 | 1024.5 ACAR | 0 | 0 | 0 | 0 | 0 | 0 | 0 | 0 | 0 | 0 | 0 | 0 | 0 | 0 | 0 | 0 | 0 | 0 | 0 | 0 | 0 | 0 | 0 | 12
NO |  | 443 | 2012 | 2 | 15 | 15 |  | Charlston NE | Kansas West | 138 | 138 | Wood H | 10.65 | 0 | 1 | 1024.5 ACAR | 0 | 0 | 0 | 0 | 0 | 0 | 0 | 0 | 0 | 0 | 0 | 0 | 0 | 0 | 0 | 0 | 0 | 0 | 0 | 0 | 0 | 0 | 0 | 12
NO |  | 443 | 2012 | 2 | 17 | 17 |  | Pawnee West | Jerseyville Northwest | 138 | 138 | Wood H | 53.93 | 0 | 1 | 556 ACSR | 1043202 | 2780643 | 3823845 | 0 | 0 | 0 | 0 | 0 | 0 | 0 | 0 | 0 | 0 | 0 | 0 | 0 | 0 | 0 | 0 | 0 | 0 | 0 | 0 | 12
NO |  | 443 | 2012 | 2 | 19 | 19 |  | Coffeen P.P. | Coffeen North | 138 | 138 | Wood H | 0.28 | 0 | 1 | 477 ACSR | 0 | 25145 | 25145 | 0 | 0 | 0 | 0 | 0 | 0 | 0 | 0 | 0 | 0 | 0 | 0 | 0 | 0 | 0 | 0 | 0 | 0 | 0 | 0 | 12
NO |  | 443 | 2012 | 2 | 21 | 21 |  | GRAND TOWER | MUDDY (NORTH LINE) | 0 | 0 |  | 0 | 0 | 0 |  | 0 | 0 | 0 | 0 | 0 | 0 | 0 | 0 | 0 | 0 | 0 | 0 | 0 | 0 | 0 | 0 | 0 | 0 | 0 | 0 | 0 | 0 | 0 | 12
NO |  | 443 | 2012 | 2 | 22 | 22 |  | Grand Tower | Carbondale N.W. | 138 | 138 | Wood H | 16.66 | 0 | 1 | 556 ACSR | 22125 | 6898142 | 6920267 | 0 | 0 | 0 | 0 | 0 | 0 | 0 | 0 | 0 | 0 | 0 | 0 | 0 | 0 | 0 | 0 | 0 | 0 | 0 | 0 | 12
NO |  | 443 | 2012 | 2 | 24 | 24 |  | Carbondale N.W. | W. Frankfort | 138 | 138 | Wood H | 19.05 | 0 | 1 | 556 ACSR | 0 | 0 | 0 | 0 | 0 | 0 | 0 | 0 | 0 | 0 | 0 | 0 | 0 | 0 | 0 | 0 | 0 | 0 | 0 | 0 | 0 | 0 | 0 | 12
NO |  | 443 | 2012 | 2 | 25 | 25 |  |  |  | 138 | 138 | Wood H | 3.08 | 0 | 1 | 954 ACSR | 0 | 0 | 0 | 0 | 0 | 0 | 0 | 0 | 0 | 0 | 0 | 0 | 0 | 0 | 0 | 0 | 0 | 0 | 0 | 0 | 0 | 0 | 0 | 12
NO |  | 443 | 2012 | 2 | 26 | 26 |  |  |  | 138 | 138 | Wood H | 5.45 | 0 | 1 | 336 ACSR | 0 | 0 | 0 | 0 | 0 | 0 | 0 | 0 | 0 | 0 | 0 | 0 | 0 | 0 | 0 | 0 | 0 | 0 | 0 | 0 | 0 | 0 | 0 | 12
NO |  | 443 | 2012 | 2 | 28 | 28 |  | W. Frankfort | W.Frankfort East | 138 | 138 | Wood H | 5.25 | 0 | 1 | 1272 ACSR | 0 | 0 | 0 | 0 | 0 | 0 | 0 | 0 | 0 | 0 | 0 | 0 | 0 | 0 | 0 | 0 | 0 | 0 | 0 | 0 | 0 | 0 | 0 | 12
NO |  | 443 | 2012 | 2 | 29 | 29 |  | W. Frankfort East | Muddy | 138 | 138 | Steel Lat. H | 20.2 | 0 | 1 | 556 ACSR | 0 | 0 | 0 | 0 | 0 | 0 | 0 | 0 | 0 | 0 | 0 | 0 | 0 | 0 | 0 | 0 | 0 | 0 | 0 | 0 | 0 | 0 | 0 | 12
NO |  | 443 | 2012 | 2 | 31 | 31 |  | Newton | Louisville South | 138 | 138 | Wood H | 20.49 | 0 | 1 | 954 ACSR | 0 | 783403 | 783403 | 0 | 0 | 0 | 0 | 0 | 0 | 0 | 0 | 0 | 0 | 0 | 0 | 0 | 0 | 0 | 0 | 0 | 0 | 0 | 0 | 12
NO |  | 443 | 2012 | 3 | 1 | 1 |  | HUTSONVILLE | MEREDOSIA EAST | 0 | 0 |  | 0 | 0 | 0 |  | 0 | 0 | 0 | 0 | 0 | 0 | 0 | 0 | 0 | 0 | 0 | 0 | 0 | 0 | 0 | 0 | 0 | 0 | 0 | 0 | 0 | 0 | 0 | 12
NO |  | 443 | 2012 | 3 | 2 | 2 |  | Hutsonville | Neoga South | 138 | 138 | Wood H | 45.44 | 0 | 1 | 350 CU | 398061 | 12141543 | 12539604 | 0 | 0 | 0 | 0 | 0 | 0 | 0 | 0 | 0 | 0 | 0 | 0 | 0 | 0 | 0 | 0 | 0 | 0 | 0 | 0 | 12
NO |  | 443 | 2012 | 3 | 3 | 3 |  | Jacksonville Ind Pk | N. Jacksonville | 138 | 138 | Wood pole | 4.67 | 0 | 1 | 477 ACSR | 0 | 0 | 0 | 0 | 0 | 0 | 0 | 0 | 0 | 0 | 0 | 0 | 0 | 0 | 0 | 0 | 0 | 0 | 0 | 0 | 0 | 0 | 0 | 12
NO |  | 443 | 2012 | 3 | 5 | 5 |  | Neoga South | Pana North | 138 | 138 | Wood H | 34.2 | 0 | 1 | 954 ACSR | 0 | 0 | 0 | 0 | 0 | 0 | 0 | 0 | 0 | 0 | 0 | 0 | 0 | 0 | 0 | 0 | 0 | 0 | 0 | 0 | 0 | 0 | 0 | 12
NO |  | 443 | 2012 | 3 | 7 | 7 |  | Pana North | Taylorville South | 138 | 138 | Wood H | 12.91 | 0 | 1 | 954 ACSR | 0 | 0 | 0 | 0 | 0 | 0 | 0 | 0 | 0 | 0 | 0 | 0 | 0 | 0 | 0 | 0 | 0 | 0 | 0 | 0 | 0 | 0 | 0 | 12
NO |  | 443 | 2012 | 3 | 10 | 10 |  | Taylorville South | Taylorville N.E. | 138 | 138 | Wood H | 8.45 | 0 | 1 | 556 ACSR | 0 | 0 | 0 | 0 | 0 | 0 | 0 | 0 | 0 | 0 | 0 | 0 | 0 | 0 | 0 | 0 | 0 | 0 | 0 | 0 | 0 | 0 | 0 | 12
NO |  | 443 | 2012 | 3 | 11 | 11 |  | Taylorville South | Pawnee West | 138 | 138 | Wood H | 10.01 | 0 | 1 | 954 ACSR | 0 | 0 | 0 | 0 | 0 | 0 | 0 | 0 | 0 | 0 | 0 | 0 | 0 | 0 | 0 | 0 | 0 | 0 | 0 | 0 | 0 | 0 | 0 | 12
NO |  | 443 | 2012 | 3 | 12 | 12 |  | Taylorville South | Taylorville N.E. | 138 | 138 | Wood H | 7.98 | 0 | 1 | 350 CU | 0 | 0 | 0 | 0 | 0 | 0 | 0 | 0 | 0 | 0 | 0 | 0 | 0 | 0 | 0 | 0 | 0 | 0 | 0 | 0 | 0 | 0 | 0 | 12
NO |  | 443 | 2012 | 3 | 14 | 14 |  | Pawnee West | Auburn North | 138 | 138 | Wood H | 7.86 | 0 | 1 | 954 ACSR | 0 | 0 | 0 | 0 | 0 | 0 | 0 | 0 | 0 | 0 | 0 | 0 | 0 | 0 | 0 | 0 | 0 | 0 | 0 | 0 | 0 | 0 | 0 | 12
NO |  | 443 | 2012 | 3 | 16 | 16 |  | Auburn North | Jacksonville North, Jacks | 138 | 138 | Wood H | 29.09 | 0 | 1 | 954 ACSR | 0 | 0 | 0 | 0 | 0 | 0 | 0 | 0 | 0 | 0 | 0 | 0 | 0 | 0 | 0 | 0 | 0 | 0 | 0 | 0 | 0 | 0 | 0 | 12
NO |  | 443 | 2012 | 3 | 18 | 18 |  | Jacksonville Ind. Park, I | Meredosia East | 138 | 138 | Wood H | 18.32 | 0 | 1 | 350 CU | 0 | 0 | 0 | 0 | 0 | 0 | 0 | 0 | 0 | 0 | 0 | 0 | 0 | 0 | 0 | 0 | 0 | 0 | 0 | 0 | 0 | 0 | 0 | 12
NO |  | 443 | 2012 | 3 | 19 | 19 |  |  |  | 138 | 138 | Wood H | 0.47 | 0 | 1 | 954 ACSR | 0 | 0 | 0 | 0 | 0 | 0 | 0 | 0 | 0 | 0 | 0 | 0 | 0 | 0 | 0 | 0 | 0 | 0 | 0 | 0 | 0 | 0 | 0 | 12
NO |  | 443 | 2012 | 3 | 21 | 21 |  | HUTSONVILLE | GIBSON CITY SOUTH | 0 | 0 |  | 0 | 0 | 0 |  | 0 | 0 | 0 | 0 | 0 | 0 | 0 | 0 | 0 | 0 | 0 | 0 | 0 | 0 | 0 | 0 | 0 | 0 | 0 | 0 | 0 | 0 | 0 | 12
NO |  | 443 | 2012 | 3 | 22 | 22 |  | Hutsonville | Kansas West | 138 | 138 | Wood H | 33.66 | 0 | 1 | 795 ACSR | 873866 | 29486697 | 30360563 | 0 | 0 | 0 | 0 | 0 | 0 | 0 | 0 | 0 | 0 | 0 | 0 | 0 | 0 | 0 | 0 | 0 | 0 | 0 | 0 | 12
NO |  | 443 | 2012 | 3 | 24 | 24 |  | Kansas West | Murdock | 138 | 138 | Wood H | 18.08 | 0 | 1 | 350 CU | 0 | 0 | 0 | 0 | 0 | 0 | 0 | 0 | 0 | 0 | 0 | 0 | 0 | 0 | 0 | 0 | 0 | 0 | 0 | 0 | 0 | 0 | 0 | 12
NO |  | 443 | 2012 | 3 | 25 | 25 |  |  |  | 138 | 138 | Wood H | 0.9 | 0 | 1 | 954 ACSR | 0 | 0 | 0 | 0 | 0 | 0 | 0 | 0 | 0 | 0 | 0 | 0 | 0 | 0 | 0 | 0 | 0 | 0 | 0 | 0 | 0 | 0 | 0 | 12
NO |  | 443 | 2012 | 3 | 27 | 27 |  | Kansas West | Paris South | 138 | 138 | Wood H | 15.02 | 0 | 1 | 556 ACSR | 0 | 0 | 0 | 0 | 0 | 0 | 0 | 0 | 0 | 0 | 0 | 0 | 0 | 0 | 0 | 0 | 0 | 0 | 0 | 0 | 0 | 0 | 0 | 12
NO |  | 443 | 2012 | 3 | 29 | 29 |  | Murdock | Sidney I.P. | 138 | 138 | Wood H | 15.46 | 0 | 1 | 2156 ACSR | 0 | 0 | 0 | 0 | 0 | 0 | 0 | 0 | 0 | 0 | 0 | 0 | 0 | 0 | 0 | 0 | 0 | 0 | 0 | 0 | 0 | 0 | 0 | 12
NO |  | 443 | 2012 | 3 | 31 | 31 |  | Sidney, I.P. | Rantoul-Paxton East | 138 | 138 | Wood H | 30.53 | 0 | 1 | 350 CU | 0 | 0 | 0 | 0 | 0 | 0 | 0 | 0 | 0 | 0 | 0 | 0 | 0 | 0 | 0 | 0 | 0 | 0 | 0 | 0 | 0 | 0 | 0 | 12
NO |  | 443 | 2012 | 3 | 32 | 32 |  |  |  | 138 | 138 | Wood H | 6.81 | 0 | 1 | 336 ACSR | 0 | 0 | 0 | 0 | 0 | 0 | 0 | 0 | 0 | 0 | 0 | 0 | 0 | 0 | 0 | 0 | 0 | 0 | 0 | 0 | 0 | 0 | 0 | 12
NO |  | 443 | 2012 | 3 | 34 | 34 |  | Rantoul | Rising I.P. | 138 | 138 | Wood Pole | 15.41 | 0 | 1 | 954 ACSR | 0 | 0 | 0 | 0 | 0 | 0 | 0 | 0 | 0 | 0 | 0 | 0 | 0 | 0 | 0 | 0 | 0 | 0 | 0 | 0 | 0 | 0 | 0 | 12
NO |  | 443 | 2012 | 3 | 35 | 35 |  |  |  | 138 | 138 | Steel Pole | 1.09 | 0 | 1 | 954 ACSR | 0 | 0 | 0 | 0 | 0 | 0 | 0 | 0 | 0 | 0 | 0 | 0 | 0 | 0 | 0 | 0 | 0 | 0 | 0 | 0 | 0 | 0 | 0 | 12
NO |  | 443 | 2012 | 4 | 1 | 1 |  | Paxton East | Gibson City South | 138 | 138 | Wood H | 0.86 | 0 | 1 | 350 CU | 0 | 0 | 0 | 0 | 0 | 0 | 0 | 0 | 0 | 0 | 0 | 0 | 0 | 0 | 0 | 0 | 0 | 0 | 0 | 0 | 0 | 0 | 0 | 12
NO |  | 443 | 2012 | 4 | 2 | 2 |  |  |  | 138 | 138 | Wood H | 15.93 | 0 | 1 | 556 ACSR | 0 | 0 | 0 | 0 | 0 | 0 | 0 | 0 | 0 | 0 | 0 | 0 | 0 | 0 | 0 | 0 | 0 | 0 | 0 | 0 | 0 | 0 | 0 | 12
NO |  | 443 | 2012 | 4 | 4 | 4 |  | MEREDOSIA EAST | MACOMB WEST-QUINCY | 0 | 0 |  | 0 | 0 | 0 |  | 0 | 0 | 0 | 0 | 0 | 0 | 0 | 0 | 0 | 0 | 0 | 0 | 0 | 0 | 0 | 0 | 0 | 0 | 0 | 0 | 0 | 0 | 0 | 12
NO |  | 443 | 2012 | 4 | 5 | 5 |  | Mededosia East | Quincy | 138 | 138 | Wood H | 45.3 | 0 | 1 | 954 ACSR | 152358 | 2749102 | 2901460 | 0 | 0 | 0 | 0 | 0 | 0 | 0 | 0 | 0 | 0 | 0 | 0 | 0 | 0 | 0 | 0 | 0 | 0 | 0 | 0 | 12
NO |  | 443 | 2012 | 4 | 7 | 7 |  | Clayton Junction | Macomb West | 138 | 138 | Wood H | 41.25 | 0 | 1 | 556 ACSR | 0 | 0 | 0 | 0 | 0 | 0 | 0 | 0 | 0 | 0 | 0 | 0 | 0 | 0 | 0 | 0 | 0 | 0 | 0 | 0 | 0 | 0 | 0 | 12
NO |  | 443 | 2012 | 4 | 9 | 9 |  | W. FRANKFORT | PANA NORTH | 0 | 0 |  | 0 | 0 | 0 |  | 0 | 0 | 0 | 0 | 0 | 0 | 0 | 0 | 0 | 0 | 0 | 0 | 0 | 0 | 0 | 0 | 0 | 0 | 0 | 0 | 0 | 0 | 0 | 12
NO |  | 443 | 2012 | 4 | 10 | 10 |  | W. Frankfort | Benton Northwest | 138 | 138 | Wood H | 9.62 | 0 | 1 | 350 CU | 492785 | 8242709 | 8735494 | 0 | 0 | 0 | 0 | 0 | 0 | 0 | 0 | 0 | 0 | 0 | 0 | 0 | 0 | 0 | 0 | 0 | 0 | 0 | 0 | 12
NO |  | 443 | 2012 | 4 | 11 | 11 |  | Mt. Vernon - 42 St | Line 1322 | 138 | 138 | Wood Pole | 2.18 | 0 | 1 | 795 ACSR | 0 | 0 | 0 | 0 | 0 | 0 | 0 | 0 | 0 | 0 | 0 | 0 | 0 | 0 | 0 | 0 | 0 | 0 | 0 | 0 | 0 | 0 | 0 | 12
NO |  | 443 | 2012 | 4 | 12 | 12 |  |  |  | 138 | 138 | Wood H | 0.59 | 0 | 1 | 556 ACSR | 0 | 0 | 0 | 0 | 0 | 0 | 0 | 0 | 0 | 0 | 0 | 0 | 0 | 0 | 0 | 0 | 0 | 0 | 0 | 0 | 0 | 0 | 0 | 12
NO |  | 443 | 2012 | 4 | 14 | 14 |  | Benton Northwest | INA | 138 | 138 | Wood H | 10.47 | 0 | 1 | 350 CU | 0 | 0 | 0 | 0 | 0 | 0 | 0 | 0 | 0 | 0 | 0 | 0 | 0 | 0 | 0 | 0 | 0 | 0 | 0 | 0 | 0 | 0 | 0 | 12
NO |  | 443 | 2012 | 4 | 15 | 15 |  |  |  | 138 | 138 | Wood H | 1.04 | 0 | 1 | 556 ACSR | 0 | 0 | 0 | 0 | 0 | 0 | 0 | 0 | 0 | 0 | 0 | 0 | 0 | 0 | 0 | 0 | 0 | 0 | 0 | 0 | 0 | 0 | 0 | 12
NO |  | 443 | 2012 | 4 | 16 | 16 |  |  |  | 138 | 138 | Al. Lat. H | 1.65 | 0 | 1 | 556 ACSR | 0 | 0 | 0 | 0 | 0 | 0 | 0 | 0 | 0 | 0 | 0 | 0 | 0 | 0 | 0 | 0 | 0 | 0 | 0 | 0 | 0 | 0 | 0 | 12
NO |  | 443 | 2012 | 4 | 18 | 18 |  | INA | Mt. Vernon 42nd St. I.P. | 138 | 138 | Wood H | 8.37 | 0 | 1 | 350 CU | 0 | 0 | 0 | 0 | 0 | 0 | 0 | 0 | 0 | 0 | 0 | 0 | 0 | 0 | 0 | 0 | 0 | 0 | 0 | 0 | 0 | 0 | 0 | 12
NO |  | 443 | 2012 | 4 | 19 | 19 |  |  |  | 138 | 138 | Wood H | 0.41 | 0 | 1 | 556 ACSR | 0 | 0 | 0 | 0 | 0 | 0 | 0 | 0 | 0 | 0 | 0 | 0 | 0 | 0 | 0 | 0 | 0 | 0 | 0 | 0 | 0 | 0 | 0 | 12
NO |  | 443 | 2012 | 4 | 20 | 20 |  |  |  | 138 | 138 | Al. Lat. H | 2.26 | 0 | 1 | 556 ACSR | 0 | 0 | 0 | 0 | 0 | 0 | 0 | 0 | 0 | 0 | 0 | 0 | 0 | 0 | 0 | 0 | 0 | 0 | 0 | 0 | 0 | 0 | 0 | 12
NO |  | 443 | 2012 | 4 | 22 | 22 |  | Mt. Vernon 42nd St. I.P. | Mt. Vernon West, I.P. | 138 | 138 | Wood H | 2.31 | 0 | 1 | 954 ACSR | 0 | 0 | 0 | 0 | 0 | 0 | 0 | 0 | 0 | 0 | 0 | 0 | 0 | 0 | 0 | 0 | 0 | 0 | 0 | 0 | 0 | 0 | 0 | 12
NO |  | 443 | 2012 | 4 | 23 | 23 |  |  |  | 138 | 138 | Wood Pole | 0.83 | 0 | 1 | 954 ACSR | 0 | 0 | 0 | 0 | 0 | 0 | 0 | 0 | 0 | 0 | 0 | 0 | 0 | 0 | 0 | 0 | 0 | 0 | 0 | 0 | 0 | 0 | 0 | 12
NO |  | 443 | 2012 | 4 | 25 | 25 |  | Mt. Vernon West, I.P. | Louisville South-Ramsey E | 138 | 138 | Wood H | 19.97 | 0 | 1 | 350 CU | 0 | 0 | 0 | 0 | 0 | 0 | 0 | 0 | 0 | 0 | 0 | 0 | 0 | 0 | 0 | 0 | 0 | 0 | 0 | 0 | 0 | 0 | 0 | 12
NO |  | 443 | 2012 | 4 | 26 | 26 |  |  |  | 138 | 138 | Wood H | 27.6 | 0 | 1 | 556 ACSR | 0 | 0 | 0 | 0 | 0 | 0 | 0 | 0 | 0 | 0 | 0 | 0 | 0 | 0 | 0 | 0 | 0 | 0 | 0 | 0 | 0 | 0 | 0 | 12
NO |  | 443 | 2012 | 4 | 27 | 27 |  |  |  | 138 | 138 | Wood H | 0.51 | 0 | 1 | 477 ACSR | 0 | 0 | 0 | 0 | 0 | 0 | 0 | 0 | 0 | 0 | 0 | 0 | 0 | 0 | 0 | 0 | 0 | 0 | 0 | 0 | 0 | 0 | 0 | 12
NO |  | 443 | 2012 | 4 | 28 | 28 |  |  |  | 138 | 138 | Wood H | 40.08 | 0 | 1 | 954 ACSR | 0 | 0 | 0 | 0 | 0 | 0 | 0 | 0 | 0 | 0 | 0 | 0 | 0 | 0 | 0 | 0 | 0 | 0 | 0 | 0 | 0 | 0 | 0 | 12
NO |  | 443 | 2012 | 4 | 30 | 30 |  | Avena Tap |  | 138 | 138 | Al. Lat. Y | 6.12 | 0 | 1 | 556 ACSR | 0 | 0 | 0 | 0 | 0 | 0 | 0 | 0 | 0 | 0 | 0 | 0 | 0 | 0 | 0 | 0 | 0 | 0 | 0 | 0 | 0 | 0 | 0 | 12
NO |  | 443 | 2012 | 4 | 32 | 32 |  | Ramsey East | Pana North | 138 | 138 | Wood H | 18.43 | 0 | 1 | 954 ACSR | 0 | 0 | 0 | 0 | 0 | 0 | 0 | 0 | 0 | 0 | 0 | 0 | 0 | 0 | 0 | 0 | 0 | 0 | 0 | 0 | 0 | 0 | 0 | 12
NO |  | 443 | 2012 | 5 | 1 | 1 |  | VERMILLION, I.P. | PAXTON EAST | 0 | 0 |  | 0 | 0 | 0 |  | 0 | 0 | 0 | 0 | 0 | 0 | 0 | 0 | 0 | 0 | 0 | 0 | 0 | 0 | 0 | 0 | 0 | 0 | 0 | 0 | 0 | 0 | 0 | 12
NO |  | 443 | 2012 | 5 | 2 | 2 |  | Vermillion, I.P. | Hoopeston | 138 | 138 | Wood H | 22 | 0 | 1 | 556 ACSR | 105383 | 988871 | 1094254 | 0 | 0 | 0 | 0 | 0 | 0 | 0 | 0 | 0 | 0 | 0 | 0 | 0 | 0 | 0 | 0 | 0 | 0 | 0 | 0 | 12
NO |  | 443 | 2012 | 5 | 4 | 4 |  | Hoopeston | Paxton East | 138 | 138 | Wood H | 20.88 | 0 | 1 | 556 ACSR | 0 | 0 | 0 | 0 | 0 | 0 | 0 | 0 | 0 | 0 | 0 | 0 | 0 | 0 | 0 | 0 | 0 | 0 | 0 | 0 | 0 | 0 | 0 | 12
NO |  | 443 | 2012 | 5 | 6 | 6 |  | MEREDOSIA EAST | MACOMB NORTHEAST | 0 | 0 |  | 0 | 0 | 0 |  | 0 | 0 | 0 | 0 | 0 | 0 | 0 | 0 | 0 | 0 | 0 | 0 | 0 | 0 | 0 | 0 | 0 | 0 | 0 | 0 | 0 | 0 | 0 | 12
NO |  | 443 | 2012 | 5 | 7 | 7 |  | Meredosia East | Ipava South | 138 | 138 | Wood H | 39.88 | 0 | 1 | 556 ACSR | 759016 | 3902659 | 4661675 | 0 | 0 | 0 | 0 | 0 | 0 | 0 | 0 | 0 | 0 | 0 | 0 | 0 | 0 | 0 | 0 | 0 | 0 | 0 | 0 | 12
NO |  | 443 | 2012 | 5 | 9 | 9 |  | Amex Coal Tap |  | 138 | 138 | Wood H | 1.43 | 0 | 1 | 336 ACSR | 0 | 0 | 0 | 0 | 0 | 0 | 0 | 0 | 0 | 0 | 0 | 0 | 0 | 0 | 0 | 0 | 0 | 0 | 0 | 0 | 0 | 0 | 0 | 12
NO |  | 443 | 2012 | 5 | 11 | 11 |  | Ipava South | Macomb West | 138 | 138 | Wood H | 21.41 | 0 | 1 | 556 ACSR | 0 | 0 | 0 | 0 | 0 | 0 | 0 | 0 | 0 | 0 | 0 | 0 | 0 | 0 | 0 | 0 | 0 | 0 | 0 | 0 | 0 | 0 | 0 | 12
NO |  | 443 | 2012 | 5 | 12 | 12 |  | Macomb West | Macomb Northeast | 138 | 138 | Wood Pole | 2.82 | 0 | 1 | 954 ACSR | 0 | 0 | 0 | 0 | 0 | 0 | 0 | 0 | 0 | 0 | 0 | 0 | 0 | 0 | 0 | 0 | 0 | 0 | 0 | 0 | 0 | 0 | 0 | 12
NO |  | 443 | 2012 | 5 | 14 | 14 |  | NEWTON | MURDOCK | 0 | 0 |  | 0 | 0 | 0 |  | 0 | 0 | 0 | 0 | 0 | 0 | 0 | 0 | 0 | 0 | 0 | 0 | 0 | 0 | 0 | 0 | 0 | 0 | 0 | 0 | 0 | 0 | 0 | 12
NO |  | 443 | 2012 | 5 | 15 | 15 |  | Newton | Effingham | 138 | 138 | Wood H | 21.94 | 0 | 1 | 2-954 ACSR | 620556 | 12535325 | 13155881 | 0 | 0 | 0 | 0 | 0 | 0 | 0 | 0 | 0 | 0 | 0 | 0 | 0 | 0 | 0 | 0 | 0 | 0 | 0 | 0 | 12
NO |  | 443 | 2012 | 5 | 17 | 17 |  | Effingham | Neoga South | 138 | 138 | Wood H | 13.36 | 0 | 1 | 954 ACSR | 0 | 0 | 0 | 0 | 0 | 0 | 0 | 0 | 0 | 0 | 0 | 0 | 0 | 0 | 0 | 0 | 0 | 0 | 0 | 0 | 0 | 0 | 0 | 12
NO |  | 443 | 2012 | 5 | 19 | 19 |  | Neoga South | Mattoon West | 138 | 138 | Wood H | 14.2 | 0 | 1 | 954 ACSR | 0 | 0 | 0 | 0 | 0 | 0 | 0 | 0 | 0 | 0 | 0 | 0 | 0 | 0 | 0 | 0 | 0 | 0 | 0 | 0 | 0 | 0 | 0 | 12
NO |  | 443 | 2012 | 5 | 21 | 21 |  | Mattoon | Murdock | 138 | 138 | Wood H | 24.56 | 0 | 1 | 954 ACSR | 0 | 0 | 0 | 0 | 0 | 0 | 0 | 0 | 0 | 0 | 0 | 0 | 0 | 0 | 0 | 0 | 0 | 0 | 0 | 0 | 0 | 0 | 0 | 12
NO |  | 443 | 2012 | 5 | 22 | 22 |  |  |  | 138 | 138 | Wood H | 16.24 | 0 | 1 | 556 ACSR | 0 | 0 | 0 | 0 | 0 | 0 | 0 | 0 | 0 | 0 | 0 | 0 | 0 | 0 | 0 | 0 | 0 | 0 | 0 | 0 | 0 | 0 | 0 | 12
NO |  | 443 | 2012 | 5 | 24 | 24 |  | GRAND TOWER | MUDDY (SOUTH LINE) | 0 | 0 |  | 0 | 0 | 0 |  | 0 | 0 | 0 | 0 | 0 | 0 | 0 | 0 | 0 | 0 | 0 | 0 | 0 | 0 | 0 | 0 | 0 | 0 | 0 | 0 | 0 | 0 | 0 | 12
NO |  | 443 | 2012 | 5 | 25 | 25 |  | Grand Tower | Marion South | 138 | 138 | Wood H | 30.54 | 0 | 1 | 556 ACSR | 218696 | 3687959 | 3906655 | 0 | 0 | 0 | 0 | 0 | 0 | 0 | 0 | 0 | 0 | 0 | 0 | 0 | 0 | 0 | 0 | 0 | 0 | 0 | 0 | 12
NO |  | 443 | 2012 | 5 | 27 | 27 |  | Marion South | Crab Orchard | 138 | 138 | Wood H | 9.1 | 0 | 1 | 556 ACSR | 0 | 0 | 0 | 0 | 0 | 0 | 0 | 0 | 0 | 0 | 0 | 0 | 0 | 0 | 0 | 0 | 0 | 0 | 0 | 0 | 0 | 0 | 0 | 12
NO |  | 443 | 2012 | 5 | 29 | 29 |  | Crab Orchard | Muddy | 138 | 138 | Wood H | 19.08 | 0 | 1 | 556 ACSR | 0 | 0 | 0 | 0 | 0 | 0 | 0 | 0 | 0 | 0 | 0 | 0 | 0 | 0 | 0 | 0 | 0 | 0 | 0 | 0 | 0 | 0 | 0 | 12
NO |  | 443 | 2012 | 5 | 31 | 31 |  | Harco South Tap |  | 138 | 138 | Wood H | 3.47 | 0 | 1 | 556 ACSR | 0 | 0 | 0 | 0 | 0 | 0 | 0 | 0 | 0 | 0 | 0 | 0 | 0 | 0 | 0 | 0 | 0 | 0 | 0 | 0 | 0 | 0 | 0 | 12
NO |  | 443 | 2012 | 5 | 33 | 33 |  | Amex Coal Tap |  | 138 | 138 | Wood H | 1.14 | 0 | 1 | 336ACSR | 0 | 0 | 0 | 0 | 0 | 0 | 0 | 0 | 0 | 0 | 0 | 0 | 0 | 0 | 0 | 0 | 0 | 0 | 0 | 0 | 0 | 0 | 0 | 12
NO |  | 443 | 2012 | 5 | 35 | 35 |  | Kenrllis Tap |  | 138 | 138 | Wood H | 0.27 | 0 | 1 | 336ACSR | 0 | 0 | 0 | 0 | 0 | 0 | 0 | 0 | 0 | 0 | 0 | 0 | 0 | 0 | 0 | 0 | 0 | 0 | 0 | 0 | 0 | 0 | 0 | 12
NO |  | 443 | 2012 | 6 | 1 | 1 |  | Grand Tower | Steelville, I.P. | 138 | 138 | Wood H | 13.91 | 0 | 1 | 556 ACSR | 268840 | 5192067 | 5460907 | 0 | 0 | 0 | 0 | 0 | 0 | 0 | 0 | 0 | 0 | 0 | 0 | 0 | 0 | 0 | 0 | 0 | 0 | 0 | 0 | 12
NO |  | 443 | 2012 | 6 | 2 | 2 |  | Steeleville | STR. No. 121 | 138 | 138 | H-Frame | 14.08 | 0 | 1 | 477 ACSR | 0 | 0 | 0 | 0 | 0 | 0 | 0 | 0 | 0 | 0 | 0 | 0 | 0 | 0 | 0 | 0 | 0 | 0 | 0 | 0 | 0 | 0 | 0 | 12
NO |  | 443 | 2012 | 6 | 4 | 4 |  | HUTSONVILLE | VINCENNES, P.S. IND. | 0 | 0 |  | 0 | 0 | 0 |  | 0 | 0 | 0 | 0 | 0 | 0 | 0 | 0 | 0 | 0 | 0 | 0 | 0 | 0 | 0 | 0 | 0 | 0 | 0 | 0 | 0 | 0 | 0 | 12
NO |  | 443 | 2012 | 6 | 5 | 5 |  | Hutsonville | Robinson (Marathon Oil) | 138 | 138 | Wood H | 12.51 | 0 | 1 | 556 ACSR | 279661 | 11386656 | 11666317 | 0 | 0 | 0 | 0 | 0 | 0 | 0 | 0 | 0 | 0 | 0 | 0 | 0 | 0 | 0 | 0 | 0 | 0 | 0 | 0 | 12
NO |  | 443 | 2012 | 6 | 7 | 7 |  | Marathon Refinery Tap |  | 138 | 138 | Wood Pole | 1.73 | 0 | 1 | 336 ACSR | 0 | 0 | 0 | 0 | 0 | 0 | 0 | 0 | 0 | 0 | 0 | 0 | 0 | 0 | 0 | 0 | 0 | 0 | 0 | 0 | 0 | 0 | 0 | 12
NO |  | 443 | 2012 | 6 | 9 | 9 |  | Robinson | Newton | 138 | 138 | Wood Pole | 31.18 | 0 | 1 | 1024.5 ACAR | 0 | 0 | 0 | 0 | 0 | 0 | 0 | 0 | 0 | 0 | 0 | 0 | 0 | 0 | 0 | 0 | 0 | 0 | 0 | 0 | 0 | 0 | 0 | 12
NO |  | 443 | 2012 | 6 | 10 | 10 |  |  |  | 138 | 138 | Wood H | 3.14 | 0 | 1 | 1024.5 ACAR | 0 | 0 | 0 | 0 | 0 | 0 | 0 | 0 | 0 | 0 | 0 | 0 | 0 | 0 | 0 | 0 | 0 | 0 | 0 | 0 | 0 | 0 | 0 | 12
NO |  | 443 | 2012 | 6 | 11 | 11 |  | Robinson | Lawrenceville South | 138 | 138 | Wood H | 21.63 | 0 | 1 | 556 ACSR | 0 | 0 | 0 | 0 | 0 | 0 | 0 | 0 | 0 | 0 | 0 | 0 | 0 | 0 | 0 | 0 | 0 | 0 | 0 | 0 | 0 | 0 | 0 | 12
NO |  | 443 | 2012 | 6 | 13 | 13 |  | Lawrenceville South | Olney North | 138 | 138 | Wood H | 22.8 | 0 | 1 | 556 ACSR | 0 | 0 | 0 | 0 | 0 | 0 | 0 | 0 | 0 | 0 | 0 | 0 | 0 | 0 | 0 | 0 | 0 | 0 | 0 | 0 | 0 | 0 | 0 | 12
NO |  | 443 | 2012 | 6 | 15 | 15 |  | Olney North | Louisville South | 138 | 138 | Wood H | 22.5 | 0 | 1 | 556 ACSR | 0 | 0 | 0 | 0 | 0 | 0 | 0 | 0 | 0 | 0 | 0 | 0 | 0 | 0 | 0 | 0 | 0 | 0 | 0 | 0 | 0 | 0 | 0 | 12
NO |  | 443 | 2012 | 6 | 17 | 17 |  | Lawrenceville South | Vincennes, P.S. | 138 | 138 | Al. Lat. H | 9.76 | 0 | 1 | 1024.5 ACAR | 0 | 0 | 0 | 0 | 0 | 0 | 0 | 0 | 0 | 0 | 0 | 0 | 0 | 0 | 0 | 0 | 0 | 0 | 0 | 0 | 0 | 0 | 0 | 12
NO |  | 443 | 2012 | 6 | 18 | 18 |  |  |  | 138 | 138 | Al. Lat. H | 0.13 | 0 | 1 | 954 ACSR | 0 | 0 | 0 | 0 | 0 | 0 | 0 | 0 | 0 | 0 | 0 | 0 | 0 | 0 | 0 | 0 | 0 | 0 | 0 | 0 | 0 | 0 | 0 | 12
NO |  | 443 | 2012 | 6 | 20 | 20 |  | HAVANA I.P. | I.P. INTERCONNECTION | 0 | 0 |  | 0 | 0 | 0 |  | 0 | 0 | 0 | 0 | 0 | 0 | 0 | 0 | 0 | 0 | 0 | 0 | 0 | 0 | 0 | 0 | 0 | 0 | 0 | 0 | 0 | 0 | 0 | 12
NO |  | 443 | 2012 | 6 | 21 | 21 |  | Havana I.P. | Ipava South | 138 | 138 | Wood H | 14.07 | 0 | 1 | 2-954 ACSR | 37886 | 5717325 | 5755211 | 0 | 0 | 0 | 0 | 0 | 0 | 0 | 0 | 0 | 0 | 0 | 0 | 0 | 0 | 0 | 0 | 0 | 0 | 0 | 0 | 12
NO |  | 443 | 2012 | 6 | 23 | 23 |  | Ipava South | Canton South | 138 | 138 | Wood H | 21.18 | 0 | 1 | 556 ACSR | 0 | 0 | 0 | 0 | 0 | 0 | 0 | 0 | 0 | 0 | 0 | 0 | 0 | 0 | 0 | 0 | 0 | 0 | 0 | 0 | 0 | 0 | 0 | 12
NO |  | 443 | 2012 | 6 | 25 | 25 |  | Canton South | I.P. Interconnection | 138 | 138 | Wood H | 11.63 | 0 | 1 | 556 ACSR | 0 | 0 | 0 | 0 | 0 | 0 | 0 | 0 | 0 | 0 | 0 | 0 | 0 | 0 | 0 | 0 | 0 | 0 | 0 | 0 | 0 | 0 | 0 | 12
NO |  | 443 | 2012 | 6 | 26 | 26 |  | Havana | Ipava (CIPS) | 138 | 138 | Steel Tower, | 0.41 | 0.44 | 2 | 1113 ACSR , 477 S | 0 | 0 | 0 | 0 | 0 | 0 | 0 | 0 | 0 | 0 | 0 | 0 | 0 | 0 | 0 | 0 | 0 | 0 | 0 | 0 | 0 | 0 | 0 | 12
NO |  | 443 | 2012 | 6 | 28 | 28 |  | W. FRANKFORT EAST | CRAB ORCHARD | 0 | 0 |  | 0 | 0 | 0 |  | 0 | 0 | 0 | 0 | 0 | 0 | 0 | 0 | 0 | 0 | 0 | 0 | 0 | 0 | 0 | 0 | 0 | 0 | 0 | 0 | 0 | 0 | 0 | 12
NO |  | 443 | 2012 | 6 | 29 | 29 |  | W. Frankfort East | Herrin East | 138 | 138 | Wood H | 10.07 | 0 | 2 | 556 ACSR | 76890 | 2147912 | 2224802 | 0 | 0 | 0 | 0 | 0 | 0 | 0 | 0 | 0 | 0 | 0 | 0 | 0 | 0 | 0 | 0 | 0 | 0 | 0 | 0 | 12
NO |  | 443 | 2012 | 6 | 30 | 30 |  |  |  | 138 | 138 | Wood H | 0.61 | 0 | 1 | 556 ACSR | 0 | 0 | 0 | 0 | 0 | 0 | 0 | 0 | 0 | 0 | 0 | 0 | 0 | 0 | 0 | 0 | 0 | 0 | 0 | 0 | 0 | 0 | 0 | 12
NO |  | 443 | 2012 | 6 | 32 | 32 |  | Herrin East | Crab Orchard | 138 | 138 | Wood H | 6.42 | 0 | 1 | 556 ACSR | 0 | 0 | 0 | 0 | 0 | 0 | 0 | 0 | 0 | 0 | 0 | 0 | 0 | 0 | 0 | 0 | 0 | 0 | 0 | 0 | 0 | 0 | 0 | 12
NO |  | 443 | 2012 | 6 | 33 | 33 |  |  |  | 138 | 138 | Wood Pole | 6.77 | 0 | 1 | 1024.5 ACAR | 0 | 0 | 0 | 0 | 0 | 0 | 0 | 0 | 0 | 0 | 0 | 0 | 0 | 0 | 0 | 0 | 0 | 0 | 0 | 0 | 0 | 0 | 0 | 12
NO |  | 443 | 2012 | 6 | 35 | 35 |  | Meredosia | E. Quincy (South Line No. 2 | 138 | 138 | Wood H | 45.43 | 0 | 1 | 954 ACSR | 205 | 1729996 | 1730201 | 0 | 0 | 0 | 0 | 0 | 0 | 0 | 0 | 0 | 0 | 0 | 0 | 0 | 0 | 0 | 0 | 0 | 0 | 0 | 0 | 12
NO |  | 443 | 2012 | 7 | 1 | 1 |  | OLNEY NORTH | MUDDY | 0 | 0 |  | 0 | 0 | 0 |  | 0 | 0 | 0 | 0 | 0 | 0 | 0 | 0 | 0 | 0 | 0 | 0 | 0 | 0 | 0 | 0 | 0 | 0 | 0 | 0 | 0 | 0 | 0 | 12
NO |  | 443 | 2012 | 7 | 2 | 2 |  | Olney North | Albion South | 138 | 138 | Wood H | 28.01 | 0 | 1 | 556 ACSR | 469949 | 3281728 | 3751677 | 0 | 0 | 0 | 0 | 0 | 0 | 0 | 0 | 0 | 0 | 0 | 0 | 0 | 0 | 0 | 0 | 0 | 0 | 0 | 0 | 12
NO |  | 443 | 2012 | 7 | 4 | 4 |  | Albion South | Norris City North | 138 | 138 | Wood H | 25.85 | 0 | 1 | 954 ACSR | 0 | 0 | 0 | 0 | 0 | 0 | 0 | 0 | 0 | 0 | 0 | 0 | 0 | 0 | 0 | 0 | 0 | 0 | 0 | 0 | 0 | 0 | 0 | 12
NO |  | 443 | 2012 | 7 | 5 | 5 |  |  |  | 138 | 138 | Steel Pole | 2.01 | 0 | 2 | 954 ACSR | 0 | 0 | 0 | 0 | 0 | 0 | 0 | 0 | 0 | 0 | 0 | 0 | 0 | 0 | 0 | 0 | 0 | 0 | 0 | 0 | 0 | 0 | 0 | 12
NO |  | 443 | 2012 | 7 | 6 | 6 |  | Norris City North | Muddy | 138 | 138 | Wood H | 23.14 | 0 | 1 | 556 ACSR | 0 | 0 | 0 | 0 | 0 | 0 | 0 | 0 | 0 | 0 | 0 | 0 | 0 | 0 | 0 | 0 | 0 | 0 | 0 | 0 | 0 | 0 | 0 | 12
NO |  | 443 | 2012 | 7 | 8 | 8 |  | I.P. Tap | Moweaqua North | 138 | 138 | Wood H | 3.37 | 0 | 1 | 556 ACSR | 0 | 0 | 0 | 0 | 0 | 0 | 0 | 0 | 0 | 0 | 0 | 0 | 0 | 0 | 0 | 0 | 0 | 0 | 0 | 0 | 0 | 0 | 0 | 12
NO |  | 443 | 2012 | 7 | 10 | 10 |  | I.P. Tap | Blue Mound West | 138 | 138 | Wood Pole | 5.72 | 0 | 1 | 336 ACSR | 50341 | 215179 | 265520 | 0 | 0 | 0 | 0 | 0 | 0 | 0 | 0 | 0 | 0 | 0 | 0 | 0 | 0 | 0 | 0 | 0 | 0 | 0 | 0 | 12
NO |  | 443 | 2012 | 7 | 13 | 13 |  | PAXTON EAST | GOODLAND, N.I.P.S. IND. | 0 | 0 |  | 0 | 0 | 0 |  | 0 | 0 | 0 | 0 | 0 | 0 | 0 | 0 | 0 | 0 | 0 | 0 | 0 | 0 | 0 | 0 | 0 | 0 | 0 | 0 | 0 | 0 | 0 | 12
NO |  | 443 | 2012 | 7 | 14 | 14 |  | Paxton East | Gilman | 138 | 138 | Wood H | 21.72 | 0 | 1 | 556 ACSR | 751595 | 4475110 | 5226705 | 0 | 0 | 0 | 0 | 0 | 0 | 0 | 0 | 0 | 0 | 0 | 0 | 0 | 0 | 0 | 0 | 0 | 0 | 0 | 0 | 12
NO |  | 443 | 2012 | 7 | 16 | 16 |  | Gilman | Watseka | 138 | 138 | Wood Pole | 15.21 | 0.38 | 1 | 1024.5 ACAR | 0 | 0 | 0 | 0 | 0 | 0 | 0 | 0 | 0 | 0 | 0 | 0 | 0 | 0 | 0 | 0 | 0 | 0 | 0 | 0 | 0 | 0 | 0 | 12
NO |  | 443 | 2012 | 7 | 18 | 18 |  | Watseka | Goodland | 138 | 138 | Wood Pole | 14.26 | 0 | 1 | 1024.5 ACAR | 0 | 0 | 0 | 0 | 0 | 0 | 0 | 0 | 0 | 0 | 0 | 0 | 0 | 0 | 0 | 0 | 0 | 0 | 0 | 0 | 0 | 0 | 0 | 12
NO |  | 443 | 2012 | 7 | 19 | 19 |  |  |  | 138 | 138 | Wood Pole | 0.14 | 0 | 2 | 1024.5 ACAR | 0 | 0 | 0 | 0 | 0 | 0 | 0 | 0 | 0 | 0 | 0 | 0 | 0 | 0 | 0 | 0 | 0 | 0 | 0 | 0 | 0 | 0 | 0 | 12
NO |  | 443 | 2012 | 7 | 21 | 21 |  | E. QUINCY | QUINCY, 3RD 7 JEFFERSON | 0 | 0 |  | 0 | 0 | 0 |  | 0 | 0 | 0 | 0 | 0 | 0 | 0 | 0 | 0 | 0 | 0 | 0 | 0 | 0 | 0 | 0 | 0 | 0 | 0 | 0 | 0 | 0 | 0 | 12
NO |  | 443 | 2012 | 7 | 22 | 22 |  | E. Quincy | Quincy South | 138 | 138 | Wood H | 6.48 | 0 | 1 | 954 ACSR | 3572075 | 988534 | 4560609 | 0 | 0 | 0 | 0 | 0 | 0 | 0 | 0 | 0 | 0 | 0 | 0 | 0 | 0 | 0 | 0 | 0 | 0 | 0 | 0 | 12
NO |  | 443 | 2012 | 7 | 24 | 24 |  | Quincy South | N. Marblehead | 138 | 138 | Wood H | 4.6 | 0 | 1 | 1272 ACSR | 0 | 0 | 0 | 0 | 0 | 0 | 0 | 0 | 0 | 0 | 0 | 0 | 0 | 0 | 0 | 0 | 0 | 0 | 0 | 0 | 0 | 0 | 0 | 12
NO |  | 443 | 2012 | 7 | 26 | 26 |  | N. Marblehead | Quincy, 3rd & Jefferson | 138 | 138 | Wood Pole | 4.35 | 0 | 1 | 954 ACSR | 0 | 0 | 0 | 0 | 0 | 0 | 0 | 0 | 0 | 0 | 0 | 0 | 0 | 0 | 0 | 0 | 0 | 0 | 0 | 0 | 0 | 0 | 0 | 12
NO |  | 443 | 2012 | 7 | 28 | 28 |  | Joppa | Marion South | 161 | 161 | St. Lat. H | 32.44 | 0 | 1 | 1024.5 ACAR | 269531 | 1920579 | 2190110 | 0 | 0 | 0 | 0 | 0 | 0 | 0 | 0 | 0 | 0 | 0 | 0 | 0 | 0 | 0 | 0 | 0 | 0 | 0 | 0 | 12
NO |  | 443 | 2012 | 7 | 31 | 31 |  | Joppa | Mound City West | 161 | 161 | Wood H | 23.42 | 0 | 1 | 556 ACSR | 0 | 0 | 0 | 0 | 0 | 0 | 0 | 0 | 0 | 0 | 0 | 0 | 0 | 0 | 0 | 0 | 0 | 0 | 0 | 0 | 0 | 0 | 0 | 12
NO |  | 443 | 2012 | 7 | 33 | 33 |  | Coffeen | Pana North | 345 | 345 | Al. Lat. H | 30.4 | 0 | 1 | 954 ACSR | 89946 | 2401522 | 2491468 | 0 | 0 | 0 | 0 | 0 | 0 | 0 | 0 | 0 | 0 | 0 | 0 | 0 | 0 | 0 | 0 | 0 | 0 | 0 | 0 | 12
NO |  | 443 | 2012 | 8 | 1 | 1 |  | COFFEEN NORTH | BREED, I.M.P.C. INDIANA | 0 | 0 |  | 0 | 0 | 0 |  | 0 | 0 | 0 | 0 | 0 | 0 | 0 | 0 | 0 | 0 | 0 | 0 | 0 | 0 | 0 | 0 | 0 | 0 | 0 | 0 | 0 | 0 | 0 | 12
NO |  | 443 | 2012 | 8 | 2 | 2 |  | Coffeen North | Ramsey East | 345 | 345 | Al. Lat. H | 22.03 | 0 | 1 | 954 ACSR | 3064572 | 8554406 | 11618978 | 0 | 0 | 0 | 0 | 0 | 0 | 0 | 0 | 0 | 0 | 0 | 0 | 0 | 0 | 0 | 0 | 0 | 0 | 0 | 0 | 12
NO |  | 443 | 2012 | 8 | 4 | 4 |  | Ramsey East | Neoga South | 345 | 345 | Al. Lat. H | 30.45 | 0 | 1 | 1024.5 ACAR | 0 | 0 | 0 | 0 | 0 | 0 | 0 | 0 | 0 | 0 | 0 | 0 | 0 | 0 | 0 | 0 | 0 | 0 | 0 | 0 | 0 | 0 | 0 | 12
NO |  | 443 | 2012 | 8 | 6 | 6 |  | Neoga South | Casey West | 345 | 345 | Al. Lat. H | 21.13 | 0 | 1 | 1158.4 ACSR | 0 | 0 | 0 | 0 | 0 | 0 | 0 | 0 | 0 | 0 | 0 | 0 | 0 | 0 | 0 | 0 | 0 | 0 | 0 | 0 | 0 | 0 | 0 | 12
NO |  | 443 | 2012 | 8 | 8 | 8 |  | Casey West | Breed, I.M.P.C. Indiana | 345 | 345 | Al. Lat. H | 27.45 | 0 | 1 | 1158.4 ACSR | 0 | 0 | 0 | 0 | 0 | 0 | 0 | 0 | 0 | 0 | 0 | 0 | 0 | 0 | 0 | 0 | 0 | 0 | 0 | 0 | 0 | 0 | 0 | 12
NO |  | 443 | 2012 | 8 | 10 | 10 |  | Coffeen | Coffeen North | 345 | 345 | Al. Lat. H | 0.21 | 0 | 1 | 954 ACSR | 0 | 0 | 0 | 0 | 0 | 0 | 0 | 0 | 0 | 0 | 0 | 0 | 0 | 0 | 0 | 0 | 0 | 0 | 0 | 0 | 0 | 0 | 0 | 12
NO |  | 443 | 2012 | 8 | 12 | 12 |  | Coffeen | Coffeen North 2 | 345 | 345 | Wood Pole | 0.22 | 0 | 1 | 954 ACSS | 0 | 0 | 0 | 0 | 0 | 0 | 0 | 0 | 0 | 0 | 0 | 0 | 0 | 0 | 0 | 0 | 0 | 0 | 0 | 0 | 0 | 0 | 0 | 12
NO |  | 443 | 2012 | 8 | 14 | 14 |  | Com. Ed., Kincaid | Pawnee West | 345 | 345 | Wood H | 6.11 | 0 | 1 | 954 ACSR | 101924 | 516086 | 618010 | 0 | 0 | 0 | 0 | 0 | 0 | 0 | 0 | 0 | 0 | 0 | 0 | 0 | 0 | 0 | 0 | 0 | 0 | 0 | 0 | 12
NO |  | 443 | 2012 | 8 | 16 | 16 |  | Shawnee, TVA | Frankfort East | 345 | 345 | Wood H | 16.97 | 0 | 1 | 954 ACSR | 382167 | 8122327 | 8504494 | 0 | 0 | 0 | 0 | 0 | 0 | 0 | 0 | 0 | 0 | 0 | 0 | 0 | 0 | 0 | 0 | 0 | 0 | 0 | 0 | 12
NO |  | 443 | 2012 | 8 | 17 | 17 |  | Str. 98 | E.W. Frankfort | 345 | 345 | H-Frame | 33.72 | 0 | 1 | 2-954 ACSR | 0 | 0 | 0 | 0 | 0 | 0 | 0 | 0 | 0 | 0 | 0 | 0 | 0 | 0 | 0 | 0 | 0 | 0 | 0 | 0 | 0 | 0 | 0 | 12
NO |  | 443 | 2012 | 8 | 19 | 19 |  | NEWTON | KANSAS WEST | 0 | 0 |  | 0 | 0 | 0 |  | 0 | 0 | 0 | 0 | 0 | 0 | 0 | 0 | 0 | 0 | 0 | 0 | 0 | 0 | 0 | 0 | 0 | 0 | 0 | 0 | 0 | 0 | 0 | 12
NO |  | 443 | 2012 | 8 | 20 | 20 |  | Newton | Casey West | 345 | 345 | Al. Lat. H | 26.54 | 0 | 1 | 954 ACSR | 773305 | 5382858 | 6156163 | 0 | 0 | 0 | 0 | 0 | 0 | 0 | 0 | 0 | 0 | 0 | 0 | 0 | 0 | 0 | 0 | 0 | 0 | 0 | 0 | 12
NO |  | 443 | 2012 | 8 | 22 | 22 |  | Casey West | Kansas West | 345 | 345 | Al. Lat. H | 21.16 | 0 | 1 | 954 ACSR | 0 | 0 | 0 | 0 | 0 | 0 | 0 | 0 | 0 | 0 | 0 | 0 | 0 | 0 | 0 | 0 | 0 | 0 | 0 | 0 | 0 | 0 | 0 | 12
NO |  | 443 | 2012 | 8 | 24 | 24 |  | Newton | Mt. Vernon, I.P. | 345 | 345 | Al. Lat. H | 27.81 | 0 | 1 | 954 ACSR | 742956 | 7763073 | 8506029 | 0 | 0 | 0 | 0 | 0 | 0 | 0 | 0 | 0 | 0 | 0 | 0 | 0 | 0 | 0 | 0 | 0 | 0 | 0 | 0 | 12
NO |  | 443 | 2012 | 8 | 25 | 25 |  | W. Mt. Vernon | Str. 239 | 345 | 345 | H-Frame | 34.02 | 0 | 1 | 2-954 ACSR | 0 | 0 | 0 | 0 | 0 | 0 | 0 | 0 | 0 | 0 | 0 | 0 | 0 | 0 | 0 | 0 | 0 | 0 | 0 | 0 | 0 | 0 | 0 | 12
NO |  | 443 | 2012 | 8 | 27 | 27 |  | Ipava South | Duck Creek, Cilco | 345 | 345 | Al. Lat. H | 9.46 | 0 | 1 | 954 ACSR | 163722 | 1609542 | 1773264 | 0 | 0 | 0 | 0 | 0 | 0 | 0 | 0 | 0 | 0 | 0 | 0 | 0 | 0 | 0 | 0 | 0 | 0 | 0 | 0 | 12
NO |  | 443 | 2012 | 8 | 29 | 29 |  | Albion South | Gibson, PS. Indiana | 345 | 345 | St. Lat. H | 17.25 | 0 | 1 | 954 ACSR | 268799 | 1578469 | 1847268 | 0 | 0 | 0 | 0 | 0 | 0 | 0 | 0 | 0 | 0 | 0 | 0 | 0 | 0 | 0 | 0 | 0 | 0 | 0 | 0 | 12
NO |  | 443 | 2012 | 8 | 31 | 31 |  | W. Frankfort East | Norris City North | 345 | 345 | Steel Pole | 33.1 | 0 | 1 | 954 ACSR | 0 | 9593927 | 9593927 | 0 | 0 | 0 | 0 | 0 | 0 | 0 | 0 | 0 | 0 | 0 | 0 | 0 | 0 | 0 | 0 | 0 | 0 | 0 | 0 | 12
NO |  | 443 | 2012 | 8 | 33 | 33 |  | Kickapoo | McGrath/Limit | 138 | 138 | Wood Pole | 3.12 | 0 | 1 | VARIOUS | 46118 | 53297 | 99415 | 0 | 0 | 0 | 0 | 0 | 0 | 0 | 0 | 0 | 0 | 0 | 0 | 0 | 0 | 0 | 0 | 0 | 0 | 0 | 0 | 12
NO |  | 443 | 2012 | 8 | 35 | 35 |  | R.S. Wallace | Spring Bay Sub | 138 | 138 | Steel Tower | 1.46 | 0 | 1 | VARIOUS | 233013 | 1170818 | 1403831 | 0 | 0 | 0 | 0 | 0 | 0 | 0 | 0 | 0 | 0 | 0 | 0 | 0 | 0 | 0 | 0 | 0 | 0 | 0 | 0 | 12
NO |  | 443 | 2012 | 9 | 1 | 1 |  |  |  | 0 | 0 | H-Frame | 9.34 | 0 | 0 |  | 0 | 0 | 0 | 0 | 0 | 0 | 0 | 0 | 0 | 0 | 0 | 0 | 0 | 0 | 0 | 0 | 0 | 0 | 0 | 0 | 0 | 0 | 0 | 12
NO |  | 443 | 2012 | 9 | 2 | 2 |  |  |  | 0 | 0 | Wood Pole | 0.94 | 0.01 | 0 |  | 0 | 0 | 0 | 0 | 0 | 0 | 0 | 0 | 0 | 0 | 0 | 0 | 0 | 0 | 0 | 0 | 0 | 0 | 0 | 0 | 0 | 0 | 0 | 12
NO |  | 443 | 2012 | 9 | 4 | 4 |  | E.D. Edwards | Cat Mapleton | 138 | 138 | Steel Tower | 5.79 | 0.3 | 1 | 927.2 ACAR | 0 | 408493 | 408493 | 0 | 0 | 0 | 0 | 0 | 0 | 0 | 0 | 0 | 0 | 0 | 0 | 0 | 0 | 0 | 0 | 0 | 0 | 0 | 0 | 12
NO |  | 443 | 2012 | 9 | 6 | 6 |  | Lincoln-Kickapoo | IP Co Tap | 138 | 138 | Wood Pole | 5.22 | 0 | 1 | 477 ACSR | 3119 | 328687 | 331806 | 0 | 0 | 0 | 0 | 0 | 0 | 0 | 0 | 0 | 0 | 0 | 0 | 0 | 0 | 0 | 0 | 0 | 0 | 0 | 0 | 12
NO |  | 443 | 2012 | 9 | 8 | 8 |  | Fargo | Hines | 138 | 138 | Steel Pole | 8.82 | 0 | 1 | 927.2 ACAR | 86431 | 2332386 | 2418817 | 0 | 0 | 0 | 0 | 0 | 0 | 0 | 0 | 0 | 0 | 0 | 0 | 0 | 0 | 0 | 0 | 0 | 0 | 0 | 0 | 12
NO |  | 443 | 2012 | 9 | 10 | 10 |  | R.S. Wallace | Tazewell | 138 | 138 | Steel Pole | 3.56 | 6.62 | 1 | VARIOUS,477 | 0 | 3404420 | 3404420 | 0 | 0 | 0 | 0 | 0 | 0 | 0 | 0 | 0 | 0 | 0 | 0 | 0 | 0 | 0 | 0 | 0 | 0 | 0 | 0 | 12
NO |  | 443 | 2012 | 9 | 11 | 11 |  |  |  | 0 | 0 | Steel Tower | 6.51 | 0 | 0 |  | 0 | 0 | 0 | 0 | 0 | 0 | 0 | 0 | 0 | 0 | 0 | 0 | 0 | 0 | 0 | 0 | 0 | 0 | 0 | 0 | 0 | 0 | 0 | 12
NO |  | 443 | 2012 | 9 | 13 | 13 |  | Tazewell | Eastern | 138 | 138 | Steel Pole | 8.97 | 0 | 1 | 927.2 ACAR | 0 | 224721 | 224721 | 0 | 0 | 0 | 0 | 0 | 0 | 0 | 0 | 0 | 0 | 0 | 0 | 0 | 0 | 0 | 0 | 0 | 0 | 0 | 0 | 12
NO |  | 443 | 2012 | 9 | 14 | 14 |  |  |  | 0 | 0 | Steel Tower | 6.23 | 0 | 0 |  | 0 | 0 | 0 | 0 | 0 | 0 | 0 | 0 | 0 | 0 | 0 | 0 | 0 | 0 | 0 | 0 | 0 | 0 | 0 | 0 | 0 | 0 | 0 | 12
NO |  | 443 | 2012 | 9 | 16 | 16 |  | Hines Sub | Cat #2 Sub | 138 | 138 | Wood Pole | 2.54 | 6.62 | 2 | VARIOUS | 0 | 470356 | 470356 | 0 | 0 | 0 | 0 | 0 | 0 | 0 | 0 | 0 | 0 | 0 | 0 | 0 | 0 | 0 | 0 | 0 | 0 | 0 | 0 | 12
NO |  | 443 | 2012 | 9 | 17 | 17 |  |  |  | 0 | 0 | Steel Pole | 1.69 | 0 | 0 |  | 0 | 0 | 0 | 0 | 0 | 0 | 0 | 0 | 0 | 0 | 0 | 0 | 0 | 0 | 0 | 0 | 0 | 0 | 0 | 0 | 0 | 0 | 0 | 12
NO |  | 443 | 2012 | 9 | 18 | 18 |  |  |  | 0 | 0 | Steel Tower | 3.72 | 0 | 0 |  | 0 | 0 | 0 | 0 | 0 | 0 | 0 | 0 | 0 | 0 | 0 | 0 | 0 | 0 | 0 | 0 | 0 | 0 | 0 | 0 | 0 | 0 | 0 | 12
NO |  | 443 | 2012 | 9 | 19 | 19 |  |  |  | 0 | 0 | Wood Pole | 2.19 | 0 | 0 |  | 0 | 0 | 0 | 0 | 0 | 0 | 0 | 0 | 0 | 0 | 0 | 0 | 0 | 0 | 0 | 0 | 0 | 0 | 0 | 0 | 0 | 0 | 0 | 12
NO |  | 443 | 2012 | 9 | 21 | 21 |  | E.D. Edwards | Fargo | 138 | 138 | Steel Tower | 0 | 20.4 | 2 | 927.2 ACAR | 81485 | 1719704 | 1801189 | 0 | 0 | 0 | 0 | 0 | 0 | 0 | 0 | 0 | 0 | 0 | 0 | 0 | 0 | 0 | 0 | 0 | 0 | 0 | 0 | 12
NO |  | 443 | 2012 | 9 | 23 | 23 |  | E.D. Edwards | Cat Mapleton Fargo | 138 | 138 | Steel Tower | 20.86 | 0 | 2 | 927.2 ACAR | 0 | 0 | 0 | 0 | 0 | 0 | 0 | 0 | 0 | 0 | 0 | 0 | 0 | 0 | 0 | 0 | 0 | 0 | 0 | 0 | 0 | 0 | 0 | 12
NO |  | 443 | 2012 | 9 | 24 | 24 |  |  |  | 0 | 0 | H-Frame | 2.33 | 0 | 0 |  | 0 | 0 | 0 | 0 | 0 | 0 | 0 | 0 | 0 | 0 | 0 | 0 | 0 | 0 | 0 | 0 | 0 | 0 | 0 | 0 | 0 | 0 | 0 | 12
NO |  | 443 | 2012 | 9 | 26 | 26 |  | R.S. Wallace | Cat E. Peoria | 138 | 138 | Steel Pole | 0 | 0.42 | 2 | 927.2 ACAR | 0 | 1170955 | 1170955 | 0 | 0 | 0 | 0 | 0 | 0 | 0 | 0 | 0 | 0 | 0 | 0 | 0 | 0 | 0 | 0 | 0 | 0 | 0 | 0 | 12
NO |  | 443 | 2012 | 9 | 27 | 27 |  |  |  | 0 | 0 | Steel Tower | 0 | 0.31 | 0 |  | 0 | 0 | 0 | 0 | 0 | 0 | 0 | 0 | 0 | 0 | 0 | 0 | 0 | 0 | 0 | 0 | 0 | 0 | 0 | 0 | 0 | 0 | 0 | 12
NO |  | 443 | 2012 | 9 | 29 | 29 |  | E.D. Edwards | Tazewell | 138 | 345 | Steel Tower | 0 | 9 | 2 | 954 ACSR | 142199 | 536239 | 678438 | 0 | 0 | 0 | 0 | 0 | 0 | 0 | 0 | 0 | 0 | 0 | 0 | 0 | 0 | 0 | 0 | 0 | 0 | 0 | 0 | 12
NO |  | 443 | 2012 | 9 | 31 | 31 |  | E.D. Edwards | Tazewell | 138 | 138 | Steel Tower | 9.07 | 0 | 2 | VARIOUS | 0 | 0 | 0 | 0 | 0 | 0 | 0 | 0 | 0 | 0 | 0 | 0 | 0 | 0 | 0 | 0 | 0 | 0 | 0 | 0 | 0 | 0 | 0 | 12
NO |  | 443 | 2012 | 9 | 33 | 33 |  | E.D. Edwards | Cat E. Peoria | 138 | 138 | Steel Pole | 0.34 | 1.65 | 2 | VARIOUS | 0 | 17714 | 17714 | 0 | 0 | 0 | 0 | 0 | 0 | 0 | 0 | 0 | 0 | 0 | 0 | 0 | 0 | 0 | 0 | 0 | 0 | 0 | 0 | 12
NO |  | 443 | 2012 | 9 | 34 | 34 |  |  |  | 0 | 0 | Steel Tower | 9.13 | 0 | 0 |  | 0 | 0 | 0 | 0 | 0 | 0 | 0 | 0 | 0 | 0 | 0 | 0 | 0 | 0 | 0 | 0 | 0 | 0 | 0 | 0 | 0 | 0 | 0 | 12
NO |  | 443 | 2012 | 10 | 1 | 1 |  | Cat #2 Sub | Tazewell | 138 | 138 | Steel Pole | 0 | 2.08 | 2 | VARIOUS | 251727 | 1983684 | 2235411 | 0 | 0 | 0 | 0 | 0 | 0 | 0 | 0 | 0 | 0 | 0 | 0 | 0 | 0 | 0 | 0 | 0 | 0 | 0 | 0 | 12
NO |  | 443 | 2012 | 10 | 2 | 2 |  |  |  | 0 | 0 | Steel Tower | 0 | 8.79 | 0 |  | 0 | 0 | 0 | 0 | 0 | 0 | 0 | 0 | 0 | 0 | 0 | 0 | 0 | 0 | 0 | 0 | 0 | 0 | 0 | 0 | 0 | 0 | 0 | 12
NO |  | 443 | 2012 | 10 | 4 | 4 |  | Fargo | Moss Cat | 138 | 138 | Steel Tower | 10.01 | 0 | 2 | 927.2 ACAR | 161865 | 2724216 | 2886081 | 0 | 0 | 0 | 0 | 0 | 0 | 0 | 0 | 0 | 0 | 0 | 0 | 0 | 0 | 0 | 0 | 0 | 0 | 0 | 0 | 12
NO |  | 443 | 2012 | 10 | 5 | 5 |  |  |  | 0 | 0 | Steel Pole | 3.72 | 0 | 0 |  | 0 | 0 | 0 | 0 | 0 | 0 | 0 | 0 | 0 | 0 | 0 | 0 | 0 | 0 | 0 | 0 | 0 | 0 | 0 | 0 | 0 | 0 | 0 | 12
NO |  | 443 | 2012 | 10 | 7 | 7 |  | New Holland | Kickapoo | 138 | 138 | H-Frame | 12 | 0 | 1 | 336.4 MCM | 31094 | 206355 | 237449 | 0 | 0 | 0 | 0 | 0 | 0 | 0 | 0 | 0 | 0 | 0 | 0 | 0 | 0 | 0 | 0 | 0 | 0 | 0 | 0 | 12
NO |  | 443 | 2012 | 10 | 9 | 9 |  | Tazewell/Lincoln | E. Springfield | 138 | 138 | Steel Tower | 52.95 | 0 | 1 | VARIOUS | 128915 | 16165359 | 16294274 | 0 | 0 | 0 | 0 | 0 | 0 | 0 | 0 | 0 | 0 | 0 | 0 | 0 | 0 | 0 | 0 | 0 | 0 | 0 | 0 | 12
NO |  | 443 | 2012 | 10 | 10 | 10 |  |  |  | 0 | 0 | H-Frame | 2.44 | 0 | 0 |  | 0 | 0 | 0 | 0 | 0 | 0 | 0 | 0 | 0 | 0 | 0 | 0 | 0 | 0 | 0 | 0 | 0 | 0 | 0 | 0 | 0 | 0 | 0 | 12
NO |  | 443 | 2012 | 10 | 11 | 11 |  |  |  | 0 | 0 | Steel Pole | 2.61 | 0 | 0 |  | 0 | 0 | 0 | 0 | 0 | 0 | 0 | 0 | 0 | 0 | 0 | 0 | 0 | 0 | 0 | 0 | 0 | 0 | 0 | 0 | 0 | 0 | 0 | 12
NO |  | 443 | 2012 | 10 | 13 | 13 |  | E.D. Edwards | CE Co Tap | 138 | 138 | Wood Pole | 0 | 0.3 | 2 | VARIOUS | 17488 | 146869 | 164357 | 0 | 0 | 0 | 0 | 0 | 0 | 0 | 0 | 0 | 0 | 0 | 0 | 0 | 0 | 0 | 0 | 0 | 0 | 0 | 0 | 12
NO |  | 443 | 2012 | 10 | 14 | 14 |  |  |  | 0 | 0 | Steel Tower | 1.21 | 0 | 0 |  | 0 | 0 | 0 | 0 | 0 | 0 | 0 | 0 | 0 | 0 | 0 | 0 | 0 | 0 | 0 | 0 | 0 | 0 | 0 | 0 | 0 | 0 | 0 | 12
NO |  | 443 | 2012 | 10 | 16 | 16 |  | Moss Cat | Hallock | 138 | 138 | Steel Pole | 2.45 | 2.2 | 2 | 927.2 ACAR | 90080 | 889213 | 979293 | 0 | 0 | 0 | 0 | 0 | 0 | 0 | 0 | 0 | 0 | 0 | 0 | 0 | 0 | 0 | 0 | 0 | 0 | 0 | 0 | 12
NO |  | 443 | 2012 | 10 | 17 | 17 |  |  |  | 0 | 0 | Steel Tower | 6.64 | 0 | 0 |  | 0 | 0 | 0 | 0 | 0 | 0 | 0 | 0 | 0 | 0 | 0 | 0 | 0 | 0 | 0 | 0 | 0 | 0 | 0 | 0 | 0 | 0 | 0 | 12
NO |  | 443 | 2012 | 10 | 19 | 19 |  | R.S. Wallace | Keystone | 138 | 138 | Steel Tower | 5.23 | 0 | 2 | 927.2 ACAR | 0 | 1138503 | 1138503 | 0 | 0 | 0 | 0 | 0 | 0 | 0 | 0 | 0 | 0 | 0 | 0 | 0 | 0 | 0 | 0 | 0 | 0 | 0 | 0 | 12
NO |  | 443 | 2012 | 10 | 21 | 21 |  | E.D. Edwards | Keystone | 138 | 138 | Steel Pole | 2.27 | 0 | 1 | 2-927.2 ACAR | 15761 | 568380 | 584141 | 0 | 0 | 0 | 0 | 0 | 0 | 0 | 0 | 0 | 0 | 0 | 0 | 0 | 0 | 0 | 0 | 0 | 0 | 0 | 0 | 12
NO |  | 443 | 2012 | 10 | 22 | 22 |  |  |  | 0 | 0 | Steel Tower | 1 | 0 | 0 |  | 0 | 0 | 0 | 0 | 0 | 0 | 0 | 0 | 0 | 0 | 0 | 0 | 0 | 0 | 0 | 0 | 0 | 0 | 0 | 0 | 0 | 0 | 0 | 12
NO |  | 443 | 2012 | 10 | 24 | 24 |  | E. Springfield | Elkhart | 138 | 138 | H-Frame | 14.63 | 0 | 1 | 477 ACSR | 167673 | 2027115 | 2194788 | 0 | 0 | 0 | 0 | 0 | 0 | 0 | 0 | 0 | 0 | 0 | 0 | 0 | 0 | 0 | 0 | 0 | 0 | 0 | 0 | 12
NO |  | 443 | 2012 | 10 | 26 | 26 |  | Havana | Springfield (CILCO) | 138 | 138 | Steel Tower | 33.17 | 0.38 | 2 | 477 ACSR | 0 | 0 | 0 | 0 | 0 | 0 | 0 | 0 | 0 | 0 | 0 | 0 | 0 | 0 | 0 | 0 | 0 | 0 | 0 | 0 | 0 | 0 | 0 | 12
NO |  | 443 | 2012 | 10 | 28 | 28 |  | Hallock | Richland | 138 | 138 | Steel Tower | 9.97 | 0 | 1 | VARIOUS | 482234 | 30286 | 512520 | 0 | 0 | 0 | 0 | 0 | 0 | 0 | 0 | 0 | 0 | 0 | 0 | 0 | 0 | 0 | 0 | 0 | 0 | 0 | 0 | 12
NO |  | 443 | 2012 | 10 | 30 | 30 |  | Spring Bay Sub | IP Structure "82" | 138 | 138 | Steel Tower | 0.22 | 0 | 1 | 636 ACSR | 177388 | 3408788 | 3586176 | 0 | 0 | 0 | 0 | 0 | 0 | 0 | 0 | 0 | 0 | 0 | 0 | 0 | 0 | 0 | 0 | 0 | 0 | 0 | 0 | 12
NO |  | 443 | 2012 | 10 | 32 | 32 |  | Hennepin | E. Peoria (CILCO) | 138 | 138 | H-Frame | 37.68 | 0 | 1 | 636 ACSR | 0 | 0 | 0 | 0 | 0 | 0 | 0 | 0 | 0 | 0 | 0 | 0 | 0 | 0 | 0 | 0 | 0 | 0 | 0 | 0 | 0 | 0 | 0 | 12
NO |  | 443 | 2012 | 10 | 34 | 34 |  | Tazewell | Tower "5" | 345 | 345 | Steel Tower | 0 | 0.64 | 1 | 1277 ACAR | 76573 | 701848 | 778421 | 0 | 0 | 0 | 0 | 0 | 0 | 0 | 0 | 0 | 0 | 0 | 0 | 0 | 0 | 0 | 0 | 0 | 0 | 0 | 0 | 12
NO |  | 443 | 2012 | 11 | 1 | 1 |  | Tazewell | Tower "5" | 345 | 345 | Steel Tower | 0.64 | 0 | 1 | 1277 ACAR | 0 | 0 | 0 | 0 | 0 | 0 | 0 | 0 | 0 | 0 | 0 | 0 | 0 | 0 | 0 | 0 | 0 | 0 | 0 | 0 | 0 | 0 | 0 | 12
NO |  | 443 | 2012 | 11 | 3 | 3 |  | Duck Creek | Tazewell | 345 | 345 | Steel Tower | 34.37 | 0 | 2 | 954 ACSR | 1859162 | 12143858 | 14003020 | 0 | 0 | 0 | 0 | 0 | 0 | 0 | 0 | 0 | 0 | 0 | 0 | 0 | 0 | 0 | 0 | 0 | 0 | 0 | 0 | 12
NO |  | 443 | 2012 | 11 | 4 | 4 |  |  |  | 0 | 0 | Underground | 0.21 | 0 | 0 |  | 0 | 0 | 0 | 0 | 0 | 0 | 0 | 0 | 0 | 0 | 0 | 0 | 0 | 0 | 0 | 0 | 0 | 0 | 0 | 0 | 0 | 0 | 0 | 12
NO |  | 443 | 2012 | 11 | 6 | 6 |  | Duck Creek | Ipava | 345 | 345 | H-Frame | 11.74 | 0 | 1 | 954 ACSR | 270420 | 2362675 | 2633095 | 0 | 0 | 0 | 0 | 0 | 0 | 0 | 0 | 0 | 0 | 0 | 0 | 0 | 0 | 0 | 0 | 0 | 0 | 0 | 0 | 12
NO |  | 443 | 2012 | 11 | 8 | 8 |  | Henry River Crossing |  | 69 | 138 | Tower | 1.52 | 0 | 2 | 1277 ACAR | 0 | 323487 | 323487 | 0 | 0 | 0 | 0 | 0 | 0 | 0 | 0 | 0 | 0 | 0 | 0 | 0 | 0 | 0 | 0 | 0 | 0 | 0 | 0 | 12
NO |  | 443 | 2012 | 11 | 10 | 10 |  | Toledo Ave |  | 0 | 138 |  | 0 | 0 | 0 |  | 37277 | 0 | 37277 | 0 | 0 | 0 | 0 | 0 | 0 | 0 | 0 | 0 | 0 | 0 | 0 | 0 | 0 | 0 | 0 | 0 | 0 | 0 | 0 | 12
NO |  | 443 | 2012 | 11 | 12 | 12 |  | Lanesville Tap |  | 138 | 138 | Steel Pole | 0.14 | 0 | 1 | 1272 ACAR | 0 | 268930 | 268930 | 0 | 0 | 0 | 0 | 0 | 0 | 0 | 0 | 0 | 0 | 0 | 0 | 0 | 0 | 0 | 0 | 0 | 0 | 0 | 0 | 12
NO |  | 443 | 2012 | 11 | 14 | 14 |  | Lanesville Tap |  | 345 | 345 | Steel Pole | 0.13 | 0 | 1 | 1277 ACAR | 0 | 0 | 0 | 0 | 0 | 0 | 0 | 0 | 0 | 0 | 0 | 0 | 0 | 0 | 0 | 0 | 0 | 0 | 0 | 0 | 0 | 0 | 0 | 12
NO |  | 443 | 2012 | 11 | 16 | 16 |  | Curtis Rd | Champaign | 138 | 138 | Wood Poles | 2 | 0 | 1 | T-2 477 | 0 | 147277 | 147277 | 0 | 0 | 0 | 0 | 0 | 0 | 0 | 0 | 0 | 0 | 0 | 0 | 0 | 0 | 0 | 0 | 0 | 0 | 0 | 0 | 12
NO |  | 443 | 2012 | 11 | 18 | 18 |  | Clinton Rt. 54 | N. Decatur | 138 | 138 | Steel Tower | 17.58 | 2.48 | 2 | 336.4 ACSR | 762832 | 1764090 | 2526922 | 0 | 0 | 0 | 0 | 0 | 0 | 0 | 0 | 0 | 0 | 0 | 0 | 0 | 0 | 0 | 0 | 0 | 0 | 0 | 0 | 12
NO |  | 443 | 2012 | 11 | 20 | 20 |  | S. Bloomington | Raab Rd. Sw. Sta. | 138 | 138 | Steel Tower | 1.7 | 0 | 1 | T-2 477 ACSR , 47 | 0 | 897875 | 897875 | 0 | 0 | 0 | 0 | 0 | 0 | 0 | 0 | 0 | 0 | 0 | 0 | 0 | 0 | 0 | 0 | 0 | 0 | 0 | 0 | 12
NO |  | 443 | 2012 | 11 | 21 | 21 |  |  |  | 0 | 0 | Steel Pole | 1.7 | 0 | 0 |  | 0 | 0 | 0 | 0 | 0 | 0 | 0 | 0 | 0 | 0 | 0 | 0 | 0 | 0 | 0 | 0 | 0 | 0 | 0 | 0 | 0 | 0 | 0 | 12
NO |  | 443 | 2012 | 11 | 22 | 22 |  |  |  | 0 | 0 | H-Frame | 2.6 | 0 | 0 |  | 0 | 0 | 0 | 0 | 0 | 0 | 0 | 0 | 0 | 0 | 0 | 0 | 0 | 0 | 0 | 0 | 0 | 0 | 0 | 0 | 0 | 0 | 0 | 12
NO |  | 443 | 2012 | 11 | 23 | 23 |  |  |  | 0 | 0 | Wood Pole | 1.28 | 0 | 0 |  | 0 | 0 | 0 | 0 | 0 | 0 | 0 | 0 | 0 | 0 | 0 | 0 | 0 | 0 | 0 | 0 | 0 | 0 | 0 | 0 | 0 | 0 | 0 | 12
NO |  | 443 | 2012 | 11 | 25 | 25 |  | N. Decatur | W. Illiopolis | 138 | 138 | Steel Tower | 2.01 | 1.4 | 0 | 477 ACSR, 1272 AC | 152089 | 5440052 | 5592141 | 0 | 0 | 0 | 0 | 0 | 0 | 0 | 0 | 0 | 0 | 0 | 0 | 0 | 0 | 0 | 0 | 0 | 0 | 0 | 0 | 12
NO |  | 443 | 2012 | 11 | 26 | 26 |  |  |  | 0 | 0 | H-Frame | 20.13 | 0 | 0 |  | 0 | 0 | 0 | 0 | 0 | 0 | 0 | 0 | 0 | 0 | 0 | 0 | 0 | 0 | 0 | 0 | 0 | 0 | 0 | 0 | 0 | 0 | 0 | 12
NO |  | 443 | 2012 | 11 | 27 | 27 |  |  |  | 0 | 0 | Single Pole | 10.5 | 0 | 0 |  | 0 | 0 | 0 | 0 | 0 | 0 | 0 | 0 | 0 | 0 | 0 | 0 | 0 | 0 | 0 | 0 | 0 | 0 | 0 | 0 | 0 | 0 | 0 | 12
NO |  | 443 | 2012 | 11 | 30 | 30 |  | W. Mason City | N. Decatur | 138 | 138 | Steel Tower | 1.48 | 0 | 2 | 477 ACSR | 68792 | 2917194 | 2985986 | 0 | 0 | 0 | 0 | 0 | 0 | 0 | 0 | 0 | 0 | 0 | 0 | 0 | 0 | 0 | 0 | 0 | 0 | 0 | 0 | 12
NO |  | 443 | 2012 | 11 | 31 | 31 |  |  |  | 0 | 0 | H-Frame | 49.62 | 0 | 0 |  | 0 | 0 | 0 | 0 | 0 | 0 | 0 | 0 | 0 | 0 | 0 | 0 | 0 | 0 | 0 | 0 | 0 | 0 | 0 | 0 | 0 | 0 | 0 | 12
NO |  | 443 | 2012 | 11 | 33 | 33 |  | Havana | Old Danver Rd. | 138 | 138 | H-Frame | 41.69 | 4.3 | 1 | 1113 ACSR , 477 A | 134171 | 3494134 | 3628305 | 0 | 0 | 0 | 0 | 0 | 0 | 0 | 0 | 0 | 0 | 0 | 0 | 0 | 0 | 0 | 0 | 0 | 0 | 0 | 0 | 12
NO |  | 443 | 2012 | 11 | 34 | 34 |  |  |  | 0 | 0 | Steel Tower | 20.48 | 0 | 0 |  | 0 | 0 | 0 | 0 | 0 | 0 | 0 | 0 | 0 | 0 | 0 | 0 | 0 | 0 | 0 | 0 | 0 | 0 | 0 | 0 | 0 | 0 | 0 | 12
NO |  | 443 | 2012 | 11 | 35 | 35 |  |  |  | 0 | 0 | Wood Pole | 0.96 | 0 | 0 |  | 0 | 0 | 0 | 0 | 0 | 0 | 0 | 0 | 0 | 0 | 0 | 0 | 0 | 0 | 0 | 0 | 0 | 0 | 0 | 0 | 0 | 0 | 0 | 12
NO |  | 443 | 2012 | 12 | 2 | 2 |  | Havana | Monmouth Blvd. | 138 | 138 | H-Frame | 52.89 | 0 | 2 | 1113 ACSR , 2-477 | 267026 | 11901827 | 12168853 | 0 | 0 | 0 | 0 | 0 | 0 | 0 | 0 | 0 | 0 | 0 | 0 | 0 | 0 | 0 | 0 | 0 | 0 | 0 | 0 | 12
NO |  | 443 | 2012 | 12 | 3 | 3 |  |  |  | 0 | 0 | Steel Pole | 0.38 | 0 | 0 |  | 0 | 0 | 0 | 0 | 0 | 0 | 0 | 0 | 0 | 0 | 0 | 0 | 0 | 0 | 0 | 0 | 0 | 0 | 0 | 0 | 0 | 0 | 0 | 12
NO |  | 443 | 2012 | 12 | 4 | 4 |  |  |  | 0 | 0 | Steel Tower | 0.6 | 0 | 0 |  | 0 | 0 | 0 | 0 | 0 | 0 | 0 | 0 | 0 | 0 | 0 | 0 | 0 | 0 | 0 | 0 | 0 | 0 | 0 | 0 | 0 | 0 | 0 | 12
NO |  | 443 | 2012 | 12 | 6 | 6 |  | S. Bloomington | Old Danvers Sw. Sta. | 138 | 138 | Steel Tower | 2.25 | 3.33 | 2 | 336.4 ACSR | 70121 | 1439606 | 1509727 | 0 | 0 | 0 | 0 | 0 | 0 | 0 | 0 | 0 | 0 | 0 | 0 | 0 | 0 | 0 | 0 | 0 | 0 | 0 | 0 | 12
NO |  | 443 | 2012 | 12 | 8 | 8 |  | E. Galesburg | E. Kewanee | 138 | 138 | H-Frame | 31.13 | 0 | 1 | 477 ACSR | 97325 | 808837 | 906162 | 0 | 0 | 0 | 0 | 0 | 0 | 0 | 0 | 0 | 0 | 0 | 0 | 0 | 0 | 0 | 0 | 0 | 0 | 0 | 0 | 12
NO |  | 443 | 2012 | 12 | 9 | 9 |  |  |  | 0 | 0 | Wood Pole | 1 | 0 | 0 |  | 0 | 0 | 0 | 0 | 0 | 0 | 0 | 0 | 0 | 0 | 0 | 0 | 0 | 0 | 0 | 0 | 0 | 0 | 0 | 0 | 0 | 0 | 0 | 12
NO |  | 443 | 2012 | 12 | 11 | 11 |  | S. Bloomington | Clinton Route 54 | 138 | 138 | Steel Tower | 18.5 | 0 | 1 | 336.4 ACSR , T-2 | 54076 | 2680874 | 2734950 | 0 | 0 | 0 | 0 | 0 | 0 | 0 | 0 | 0 | 0 | 0 | 0 | 0 | 0 | 0 | 0 | 0 | 0 | 0 | 0 | 12
NO |  | 443 | 2012 | 12 | 12 | 12 |  |  |  | 0 | 0 | Wood Pole | 4.5 | 0 | 0 |  | 0 | 0 | 0 | 0 | 0 | 0 | 0 | 0 | 0 | 0 | 0 | 0 | 0 | 0 | 0 | 0 | 0 | 0 | 0 | 0 | 0 | 0 | 0 | 12
NO |  | 443 | 2012 | 12 | 14 | 14 |  | Brokaw | Mahomet | 138 | 138 | Wood Pole | 1.36 | 0 | 1 | 477 ACSR | 152842 | 2646687 | 2799529 | 0 | 0 | 0 | 0 | 0 | 0 | 0 | 0 | 0 | 0 | 0 | 0 | 0 | 0 | 0 | 0 | 0 | 0 | 0 | 0 | 12
NO |  | 443 | 2012 | 12 | 15 | 15 |  |  |  | 0 | 0 | H-Frame | 33.3 | 0 | 0 |  | 0 | 0 | 0 | 0 | 0 | 0 | 0 | 0 | 0 | 0 | 0 | 0 | 0 | 0 | 0 | 0 | 0 | 0 | 0 | 0 | 0 | 0 | 0 | 12
NO |  | 443 | 2012 | 12 | 17 | 17 |  | S. Raab Road | Oglesby | 138 | 138 | H-Frame | 51.37 | 0 | 1 | 477 ACSR | 150771 | 3449402 | 3600173 | 0 | 0 | 0 | 0 | 0 | 0 | 0 | 0 | 0 | 0 | 0 | 0 | 0 | 0 | 0 | 0 | 0 | 0 | 0 | 0 | 12
NO |  | 443 | 2012 | 12 | 18 | 18 |  |  |  | 0 | 0 | Wood Pole | 1.7 | 0 | 0 |  | 0 | 0 | 0 | 0 | 0 | 0 | 0 | 0 | 0 | 0 | 0 | 0 | 0 | 0 | 0 | 0 | 0 | 0 | 0 | 0 | 0 | 0 | 0 | 12
NO |  | 443 | 2012 | 12 | 20 | 20 |  | N. Champaign | Sidney | 138 | 138 | H-Frame | 14.63 | 0 | 1 | 795 ACSR , 1272 A | 123054 | 1882704 | 2005758 | 0 | 0 | 0 | 0 | 0 | 0 | 0 | 0 | 0 | 0 | 0 | 0 | 0 | 0 | 0 | 0 | 0 | 0 | 0 | 0 | 12
NO |  | 443 | 2012 | 12 | 21 | 21 |  |  |  | 0 | 0 | Steel Tower | 0.41 | 0 | 0 |  | 0 | 0 | 0 | 0 | 0 | 0 | 0 | 0 | 0 | 0 | 0 | 0 | 0 | 0 | 0 | 0 | 0 | 0 | 0 | 0 | 0 | 0 | 0 | 12
NO |  | 443 | 2012 | 12 | 22 | 22 |  |  |  | 0 | 0 | Wood Pole | 0.67 | 0 | 0 |  | 0 | 0 | 0 | 0 | 0 | 0 | 0 | 0 | 0 | 0 | 0 | 0 | 0 | 0 | 0 | 0 | 0 | 0 | 0 | 0 | 0 | 0 | 0 | 12
NO |  | 443 | 2012 | 12 | 24 | 24 |  | E. Galesburg | Monmouth Blvd. | 138 | 138 | H-Frame | 8.63 | 0 | 1 | 1272 ACSR , 477 A | 44334 | 553887 | 598221 | 0 | 0 | 0 | 0 | 0 | 0 | 0 | 0 | 0 | 0 | 0 | 0 | 0 | 0 | 0 | 0 | 0 | 0 | 0 | 0 | 12
NO |  | 443 | 2012 | 12 | 26 | 26 |  | Vermilion | N. Champaign | 138 | 138 | Steel Tower | 0.09 | 0 | 1 | 477 ACSR | 146255 | 1374284 | 1520539 | 0 | 0 | 0 | 0 | 0 | 0 | 0 | 0 | 0 | 0 | 0 | 0 | 0 | 0 | 0 | 0 | 0 | 0 | 0 | 0 | 12
NO |  | 443 | 2012 | 12 | 27 | 27 |  |  |  | 0 | 0 | H-Frame | 26.3 | 0 | 0 |  | 0 | 0 | 0 | 0 | 0 | 0 | 0 | 0 | 0 | 0 | 0 | 0 | 0 | 0 | 0 | 0 | 0 | 0 | 0 | 0 | 0 | 0 | 0 | 12
NO |  | 443 | 2012 | 12 | 28 | 28 |  |  |  | 0 | 0 | Wood Pole | 0.41 | 0 | 0 |  | 0 | 0 | 0 | 0 | 0 | 0 | 0 | 0 | 0 | 0 | 0 | 0 | 0 | 0 | 0 | 0 | 0 | 0 | 0 | 0 | 0 | 0 | 0 | 12
NO |  | 443 | 2012 | 12 | 30 | 30 |  | Havana | W. Mason City Tap | 138 | 138 | H-Frame | 19.62 | 0 | 2 | 954 ACSR , 477 AC | 32320 | 848821 | 881141 | 0 | 0 | 0 | 0 | 0 | 0 | 0 | 0 | 0 | 0 | 0 | 0 | 0 | 0 | 0 | 0 | 0 | 0 | 0 | 0 | 12
NO |  | 443 | 2012 | 12 | 31 | 31 |  |  |  | 0 | 0 | Wood Pole | 0.58 | 0 | 0 |  | 0 | 0 | 0 | 0 | 0 | 0 | 0 | 0 | 0 | 0 | 0 | 0 | 0 | 0 | 0 | 0 | 0 | 0 | 0 | 0 | 0 | 0 | 0 | 12
NO |  | 443 | 2012 | 12 | 33 | 33 |  | Decatur E. Main | Decatur Rt. 51 | 138 | 138 | Wood Pole | 2.44 | 0 | 1 | 1272 ACSR | 40875 | 182542 | 223417 | 0 | 0 | 0 | 0 | 0 | 0 | 0 | 0 | 0 | 0 | 0 | 0 | 0 | 0 | 0 | 0 | 0 | 0 | 0 | 0 | 12
NO |  | 443 | 2012 | 12 | 35 | 35 |  | Stallings | E. Collinsville | 138 | 138 | H-Frame | 8.6 | 0 | 1 | 1272 ACSR | 113022 | 1566743 | 1679765 | 0 | 0 | 0 | 0 | 0 | 0 | 0 | 0 | 0 | 0 | 0 | 0 | 0 | 0 | 0 | 0 | 0 | 0 | 0 | 0 | 12
NO |  | 443 | 2012 | 13 | 1 | 1 |  | E. Collinsville | Porter Rd. | 138 | 138 | H-Frame | 5.74 | 0 | 1 | 477 ACSR | 0 | 341800 | 341800 | 0 | 0 | 0 | 0 | 0 | 0 | 0 | 0 | 0 | 0 | 0 | 0 | 0 | 0 | 0 | 0 | 0 | 0 | 0 | 0 | 12
NO |  | 443 | 2012 | 13 | 3 | 3 |  | Porter Rd. | E. Belleville | 138 | 138 | H-Frame | 4.38 | 0 | 1 | 795 ACSR | 0 | 115650 | 115650 | 0 | 0 | 0 | 0 | 0 | 0 | 0 | 0 | 0 | 0 | 0 | 0 | 0 | 0 | 0 | 0 | 0 | 0 | 0 | 0 | 12
NO |  | 443 | 2012 | 13 | 5 | 5 |  | Wood River P. S. | N. Staunton | 138 | 138 | H-Frame | 21.08 | 0 | 2 | 1272 ACSR , 477 A | 82835 | 4504588 | 4587423 | 0 | 0 | 0 | 0 | 0 | 0 | 0 | 0 | 0 | 0 | 0 | 0 | 0 | 0 | 0 | 0 | 0 | 0 | 0 | 0 | 12
NO |  | 443 | 2012 | 13 | 6 | 6 |  |  |  | 0 | 0 | Steel Tower | 3.7 | 0 | 0 |  | 0 | 0 | 0 | 0 | 0 | 0 | 0 | 0 | 0 | 0 | 0 | 0 | 0 | 0 | 0 | 0 | 0 | 0 | 0 | 0 | 0 | 0 | 0 | 12
NO |  | 443 | 2012 | 13 | 7 | 7 |  |  |  | 0 | 0 | Steel Pole | 0.68 | 0 | 0 |  | 0 | 0 | 0 | 0 | 0 | 0 | 0 | 0 | 0 | 0 | 0 | 0 | 0 | 0 | 0 | 0 | 0 | 0 | 0 | 0 | 0 | 0 | 0 | 12
NO |  | 443 | 2012 | 13 | 9 | 9 |  | N. Staunton | Midway | 138 | 138 | H-Frame | 14.92 | 0 | 1 | 1272 ACSR | 166393 | 6665401 | 6831794 | 0 | 0 | 0 | 0 | 0 | 0 | 0 | 0 | 0 | 0 | 0 | 0 | 0 | 0 | 0 | 0 | 0 | 0 | 0 | 0 | 12
NO |  | 443 | 2012 | 13 | 11 | 11 |  | Wood River P. S. | U. E. Venice | 138 | 138 | Steel Tower | 11.39 | 0 | 1 | 1272 ACSR , 795 S | 193246 | 2653626 | 2846872 | 0 | 0 | 0 | 0 | 0 | 0 | 0 | 0 | 0 | 0 | 0 | 0 | 0 | 0 | 0 | 0 | 0 | 0 | 0 | 0 | 12
NO |  | 443 | 2012 | 13 | 12 | 12 |  |  |  | 0 | 0 | H-Frame | 8.1 | 0 | 1 |  | 0 | 0 | 0 | 0 | 0 | 0 | 0 | 0 | 0 | 0 | 0 | 0 | 0 | 0 | 0 | 0 | 0 | 0 | 0 | 0 | 0 | 0 | 0 | 12
NO |  | 443 | 2012 | 13 | 14 | 14 |  | Wood River P. S. | Stallings | 138 | 138 | Wood Pole | 0.42 | 0 | 2 | 556.5MCM,VARIOUS | 81740 | 3401065 | 3482805 | 0 | 0 | 0 | 0 | 0 | 0 | 0 | 0 | 0 | 0 | 0 | 0 | 0 | 0 | 0 | 0 | 0 | 0 | 0 | 0 | 12
NO |  | 443 | 2012 | 13 | 15 | 15 |  |  |  | 0 | 0 | Steel Tower | 4.86 | 4.88 | 0 |  | 0 | 0 | 0 | 0 | 0 | 0 | 0 | 0 | 0 | 0 | 0 | 0 | 0 | 0 | 0 | 0 | 0 | 0 | 0 | 0 | 0 | 0 | 0 | 12
NO |  | 443 | 2012 | 13 | 16 | 16 |  |  |  | 0 | 0 | H-Frame | 12.56 | 0 | 0 |  | 0 | 0 | 0 | 0 | 0 | 0 | 0 | 0 | 0 | 0 | 0 | 0 | 0 | 0 | 0 | 0 | 0 | 0 | 0 | 0 | 0 | 0 | 0 | 12
NO |  | 443 | 2012 | 13 | 18 | 18 |  | N. Pana | Decatur Rt. 51 | 138 | 138 | H-Frame | 30.44 | 0 | 1 | 1272 ACSR, 795 AC | 162697 | 2340417 | 2503114 | 0 | 0 | 0 | 0 | 0 | 0 | 0 | 0 | 0 | 0 | 0 | 0 | 0 | 0 | 0 | 0 | 0 | 0 | 0 | 0 | 12
NO |  | 443 | 2012 | 13 | 19 | 19 |  |  |  | 0 | 0 | Wood Pole | 1.47 | 0 | 0 |  | 0 | 0 | 0 | 0 | 0 | 0 | 0 | 0 | 0 | 0 | 0 | 0 | 0 | 0 | 0 | 0 | 0 | 0 | 0 | 0 | 0 | 0 | 0 | 12
NO |  | 443 | 2012 | 13 | 21 | 21 |  | N. Pana | Midway | 138 | 138 | H-Frame | 33.8 | 0 | 1 | 477 ACSR | 41683 | 789330 | 831013 | 0 | 0 | 0 | 0 | 0 | 0 | 0 | 0 | 0 | 0 | 0 | 0 | 0 | 0 | 0 | 0 | 0 | 0 | 0 | 0 | 12
NO |  | 443 | 2012 | 13 | 23 | 23 |  | E. Belleville | Turkey Hill | 138 | 138 | H- Frame | 4.92 | 0 | 1 | 1272 ACSR | 87348 | 1116486 | 1203834 | 0 | 0 | 0 | 0 | 0 | 0 | 0 | 0 | 0 | 0 | 0 | 0 | 0 | 0 | 0 | 0 | 0 | 0 | 0 | 0 | 12
NO |  | 443 | 2012 | 13 | 25 | 25 |  | N. Coulterville | Steeleville | 138 | 138 | H-Frame | 17.5 | 0 | 1 | 477 ACSR | 61054 | 1043983 | 1105037 | 0 | 0 | 0 | 0 | 0 | 0 | 0 | 0 | 0 | 0 | 0 | 0 | 0 | 0 | 0 | 0 | 0 | 0 | 0 | 0 | 12
NO |  | 443 | 2012 | 13 | 27 | 27 |  | Turkey Hill | Ashley | 138 | 138 | H-Frame | 43.33 | 0 | 1 | 477 ACSR | 89455 | 2172851 | 2262306 | 0 | 0 | 0 | 0 | 0 | 0 | 0 | 0 | 0 | 0 | 0 | 0 | 0 | 0 | 0 | 0 | 0 | 0 | 0 | 0 | 12
NO |  | 443 | 2012 | 13 | 28 | 28 |  |  |  | 0 | 0 | Wood Pole | 0.24 | 0 | 0 |  | 0 | 0 | 0 | 0 | 0 | 0 | 0 | 0 | 0 | 0 | 0 | 0 | 0 | 0 | 0 | 0 | 0 | 0 | 0 | 0 | 0 | 0 | 0 | 12
NO |  | 443 | 2012 | 13 | 30 | 30 |  | Ashley | W. Mt. Vernon | 138 | 138 | H-Frame | 12.17 | 0 | 1 | 477 ACSR | 17845 | 536957 | 554802 | 0 | 0 | 0 | 0 | 0 | 0 | 0 | 0 | 0 | 0 | 0 | 0 | 0 | 0 | 0 | 0 | 0 | 0 | 0 | 0 | 12
NO |  | 443 | 2012 | 13 | 32 | 32 |  | Turkey Hill | U. E. Cahokia | 138 | 138 | H-Frame | 16.01 | 0 | 2 | 2156 ACSR , 2-111 | 323673 | 3769748 | 4093421 | 0 | 0 | 0 | 0 | 0 | 0 | 0 | 0 | 0 | 0 | 0 | 0 | 0 | 0 | 0 | 0 | 0 | 0 | 0 | 0 | 12
NO |  | 443 | 2012 | 13 | 33 | 33 |  |  |  | 0 | 0 | Steel Tower | 0 | 2.88 | 0 |  | 0 | 0 | 0 | 0 | 0 | 0 | 0 | 0 | 0 | 0 | 0 | 0 | 0 | 0 | 0 | 0 | 0 | 0 | 0 | 0 | 0 | 0 | 0 | 12
NO |  | 443 | 2012 | 13 | 35 | 35 |  | Wood River P. S. | U. E. Roxford | 138 | 138 | Steel Tower, | 0.46 | 7.97 | 2 | 795 ACSR, 2156 AC | 42348 | 5199653 | 5242001 | 0 | 0 | 0 | 0 | 0 | 0 | 0 | 0 | 0 | 0 | 0 | 0 | 0 | 0 | 0 | 0 | 0 | 0 | 0 | 0 | 12
NO |  | 443 | 2012 | 14 | 2 | 2 |  | Porter Rd Sub |  | 138 | 138 | Wood Pole | 1.11 | 0 | 1 | VARIOUS | 73672 | 218300 | 291972 | 0 | 0 | 0 | 0 | 0 | 0 | 0 | 0 | 0 | 0 | 0 | 0 | 0 | 0 | 0 | 0 | 0 | 0 | 0 | 0 | 12
NO |  | 443 | 2012 | 14 | 4 | 4 |  | Hennepin | Oglesby | 138 | 138 | H-Frame | 14.51 | 0 | 1 | 795 ACSR | 33134 | 3124173 | 3157307 | 0 | 0 | 0 | 0 | 0 | 0 | 0 | 0 | 0 | 0 | 0 | 0 | 0 | 0 | 0 | 0 | 0 | 0 | 0 | 0 | 12
NO |  | 443 | 2012 | 14 | 6 | 6 |  | N. Decatur | Decatur E. Main | 138 | 138 | Wood Pole | 3.87 | 0.67 | 1 | 1272 SAC | 21893 | 1537231 | 1559124 | 0 | 0 | 0 | 0 | 0 | 0 | 0 | 0 | 0 | 0 | 0 | 0 | 0 | 0 | 0 | 0 | 0 | 0 | 0 | 0 | 12
NO |  | 443 | 2012 | 14 | 8 | 8 |  | S. Belleville | Tilden 138KV | 138 | 138 | H-Frame | 39.04 | 0 | 1 | 1113 ACSR, 1272 A | 340514 | 3593518 | 3934032 | 0 | 0 | 0 | 0 | 0 | 0 | 0 | 0 | 0 | 0 | 0 | 0 | 0 | 0 | 0 | 0 | 0 | 0 | 0 | 0 | 12
NO |  | 443 | 2012 | 14 | 9 | 9 |  |  |  | 0 | 0 | Wood Pole | 18.12 | 0 | 0 |  | 0 | 0 | 0 | 0 | 0 | 0 | 0 | 0 | 0 | 0 | 0 | 0 | 0 | 0 | 0 | 0 | 0 | 0 | 0 | 0 | 0 | 0 | 0 | 12
NO |  | 443 | 2012 | 14 | 11 | 11 |  | Turkey Hill | S. Belleville | 138 | 138 | H-Frame | 2.29 | 0 | 1 | 1272 ACSR | 12133 | 303342 | 315475 | 0 | 0 | 0 | 0 | 0 | 0 | 0 | 0 | 0 | 0 | 0 | 0 | 0 | 0 | 0 | 0 | 0 | 0 | 0 | 0 | 12
NO |  | 443 | 2012 | 14 | 13 | 13 |  | Ashley | W. Frankfort | 138 | 138 | H-Frame | 35.44 | 0 | 1 | 477 ACSR | 719273 | 1677256 | 2396529 | 0 | 0 | 0 | 0 | 0 | 0 | 0 | 0 | 0 | 0 | 0 | 0 | 0 | 0 | 0 | 0 | 0 | 0 | 0 | 0 | 12
NO |  | 443 | 2012 | 14 | 15 | 15 |  | Midway | S. Centralia | 138 | 138 | H-Frame | 34.66 | 0 | 1 | 477 ACSR | 71997 | 1929931 | 2001928 | 0 | 0 | 0 | 0 | 0 | 0 | 0 | 0 | 0 | 0 | 0 | 0 | 0 | 0 | 0 | 0 | 0 | 0 | 0 | 0 | 12
NO |  | 443 | 2012 | 14 | 16 | 16 |  |  |  | 0 | 0 | Wood Pole | 8.75 | 0 | 0 |  | 0 | 0 | 0 | 0 | 0 | 0 | 0 | 0 | 0 | 0 | 0 | 0 | 0 | 0 | 0 | 0 | 0 | 0 | 0 | 0 | 0 | 0 | 0 | 12
NO |  | 443 | 2012 | 14 | 19 | 19 |  | S. Centralia | W. Mt. Vernon | 138 | 138 | H-Frame | 15.8 | 0 | 1 | 477 ACSR | 24648 | 559808 | 584456 | 0 | 0 | 0 | 0 | 0 | 0 | 0 | 0 | 0 | 0 | 0 | 0 | 0 | 0 | 0 | 0 | 0 | 0 | 0 | 0 | 12
NO |  | 443 | 2012 | 14 | 21 | 21 |  | Hennepin | E. Kewanee | 138 | 138 | H- Frame | 31.39 | 0 | 2 | 477 ACSR | 62859 | 1242433 | 1305292 | 0 | 0 | 0 | 0 | 0 | 0 | 0 | 0 | 0 | 0 | 0 | 0 | 0 | 0 | 0 | 0 | 0 | 0 | 0 | 0 | 12
NO |  | 443 | 2012 | 14 | 23 | 23 |  | Hennepin | Oglesby | 138 | 138 | H-Frame | 13.38 | 0 | 1 | T2-477, 477 ACSR | 19513 | 1033785 | 1053298 | 0 | 0 | 0 | 0 | 0 | 0 | 0 | 0 | 0 | 0 | 0 | 0 | 0 | 0 | 0 | 0 | 0 | 0 | 0 | 0 | 12
NO |  | 443 | 2012 | 14 | 25 | 25 |  | S. Bloomington | Brokaw | 138 | 138 | H-Frame | 2.12 | 0 | 2 | 1272 ACSR , T-2 7 | 147830 | 2038737 | 2186567 | 0 | 0 | 0 | 0 | 0 | 0 | 0 | 0 | 0 | 0 | 0 | 0 | 0 | 0 | 0 | 0 | 0 | 0 | 0 | 0 | 12
NO |  | 443 | 2012 | 14 | 26 | 26 |  |  |  | 0 | 0 | Steel Pole | 1.5 | 0 | 0 |  | 0 | 0 | 0 | 0 | 0 | 0 | 0 | 0 | 0 | 0 | 0 | 0 | 0 | 0 | 0 | 0 | 0 | 0 | 0 | 0 | 0 | 0 | 0 | 12
NO |  | 443 | 2012 | 14 | 27 | 27 |  |  |  | 0 | 0 | Steel Tower | 1.32 | 0 | 0 |  | 0 | 0 | 0 | 0 | 0 | 0 | 0 | 0 | 0 | 0 | 0 | 0 | 0 | 0 | 0 | 0 | 0 | 0 | 0 | 0 | 0 | 0 | 0 | 12
NO |  | 443 | 2012 | 14 | 29 | 29 |  | Latham | N. Decatur | 138 | 138 | H-Frame | 14.5 | 0 | 2 | 795 ACSR , 477 AC | 42750 | 317048 | 359798 | 0 | 0 | 0 | 0 | 0 | 0 | 0 | 0 | 0 | 0 | 0 | 0 | 0 | 0 | 0 | 0 | 0 | 0 | 0 | 0 | 12
NO |  | 443 | 2012 | 14 | 30 | 30 |  |  |  | 0 | 0 | Steel Tower | 2.48 | 0 | 0 |  | 0 | 0 | 0 | 0 | 0 | 0 | 0 | 0 | 0 | 0 | 0 | 0 | 0 | 0 | 0 | 0 | 0 | 0 | 0 | 0 | 0 | 0 | 0 | 12
NO |  | 443 | 2012 | 14 | 32 | 32 |  | Vermilion | Tilton GM | 138 | 138 | H-Frame | 5.45 | 0 | 1 | 1272 ACSR | 97666 | 1131257 | 1228923 | 0 | 0 | 0 | 0 | 0 | 0 | 0 | 0 | 0 | 0 | 0 | 0 | 0 | 0 | 0 | 0 | 0 | 0 | 0 | 0 | 12
NO |  | 443 | 2012 | 14 | 33 | 33 |  |  |  | 0 | 0 | Wood Pole | 5.99 | 0 | 0 |  | 0 | 0 | 0 | 0 | 0 | 0 | 0 | 0 | 0 | 0 | 0 | 0 | 0 | 0 | 0 | 0 | 0 | 0 | 0 | 0 | 0 | 0 | 0 | 12
NO |  | 443 | 2012 | 14 | 35 | 35 |  | Bunsonville | Tilton GM | 138 | 138 | H-Frame | 0 | 0.69 | 1 | 2156 ACSR , 1272 | 100378 | 885236 | 985614 | 0 | 0 | 0 | 0 | 0 | 0 | 0 | 0 | 0 | 0 | 0 | 0 | 0 | 0 | 0 | 0 | 0 | 0 | 0 | 0 | 12
NO |  | 443 | 2012 | 15 | 1 | 1 |  |  |  | 0 | 0 | Wood Pole | 8.59 | 0 | 0 |  | 0 | 0 | 0 | 0 | 0 | 0 | 0 | 0 | 0 | 0 | 0 | 0 | 0 | 0 | 0 | 0 | 0 | 0 | 0 | 0 | 0 | 0 | 0 | 12
NO |  | 443 | 2012 | 15 | 3 | 3 |  | Brokaw | Gibson City | 138 | 138 | H-Frame | 28.49 | 0 | 1 | 477 ACSR | 0 | 206562 | 206562 | 0 | 0 | 0 | 0 | 0 | 0 | 0 | 0 | 0 | 0 | 0 | 0 | 0 | 0 | 0 | 0 | 0 | 0 | 0 | 0 | 12
NO |  | 443 | 2012 | 15 | 5 | 5 |  | S. Belleville | Centreville 138 KV | 138 | 138 | Steel Tower | 6.04 | 0 | 1 | 477 ACSR , 1272 S | 191391 | 2569759 | 2761150 | 0 | 0 | 0 | 0 | 0 | 0 | 0 | 0 | 0 | 0 | 0 | 0 | 0 | 0 | 0 | 0 | 0 | 0 | 0 | 0 | 12
NO |  | 443 | 2012 | 15 | 6 | 6 |  |  |  | 0 | 0 | H-Frame | 2.3 | 0 | 0 |  | 0 | 0 | 0 | 0 | 0 | 0 | 0 | 0 | 0 | 0 | 0 | 0 | 0 | 0 | 0 | 0 | 0 | 0 | 0 | 0 | 0 | 0 | 0 | 12
NO |  | 443 | 2012 | 15 | 8 | 8 |  | Rising | N. Champaign | 138 | 138 | Wood Pole | 6.49 | 0 | 1 | 2156 ACSR , T-2 9 | 96850 | 1551053 | 1647903 | 0 | 0 | 0 | 0 | 0 | 0 | 0 | 0 | 0 | 0 | 0 | 0 | 0 | 0 | 0 | 0 | 0 | 0 | 0 | 0 | 12
NO |  | 443 | 2012 | 15 | 9 | 9 |  |  |  | 0 | 0 | H-Frame | 4.08 | 0 | 0 |  | 0 | 0 | 0 | 0 | 0 | 0 | 0 | 0 | 0 | 0 | 0 | 0 | 0 | 0 | 0 | 0 | 0 | 0 | 0 | 0 | 0 | 0 | 0 | 12
NO |  | 443 | 2012 | 15 | 11 | 11 |  | Brokaw | S. Bloomington | 138 | 138 | Wood Pole | 1.71 | 0 | 2 | 1272 ACSR , T-2 7 | 23050 | 4430682 | 4453732 | 0 | 0 | 0 | 0 | 0 | 0 | 0 | 0 | 0 | 0 | 0 | 0 | 0 | 0 | 0 | 0 | 0 | 0 | 0 | 0 | 12
NO |  | 443 | 2012 | 15 | 12 | 12 |  |  |  | 0 | 0 | H-Frame | 1.49 | 0 | 0 |  | 0 | 0 | 0 | 0 | 0 | 0 | 0 | 0 | 0 | 0 | 0 | 0 | 0 | 0 | 0 | 0 | 0 | 0 | 0 | 0 | 0 | 0 | 0 | 12
NO |  | 443 | 2012 | 15 | 13 | 13 |  |  |  | 0 | 0 | Steel Pole | 0 | 2.44 | 0 |  | 0 | 0 | 0 | 0 | 0 | 0 | 0 | 0 | 0 | 0 | 0 | 0 | 0 | 0 | 0 | 0 | 0 | 0 | 0 | 0 | 0 | 0 | 0 | 12
NO |  | 443 | 2012 | 15 | 15 | 15 |  | N. Decatur St | N. 27 St. | 138 | 138 | Wood Pole | 2.18 | 0 | 1 | 1272 ACSR | 197093 | 301101 | 498194 | 0 | 0 | 0 | 0 | 0 | 0 | 0 | 0 | 0 | 0 | 0 | 0 | 0 | 0 | 0 | 0 | 0 | 0 | 0 | 0 | 12
NO |  | 443 | 2012 | 15 | 17 | 17 |  | N. 27 St. | ADM N. Sub | 138 | 138 | Wood Pole | 2.1 | 0 | 1 | 2156 ACSR | 0 | 457531 | 457531 | 0 | 0 | 0 | 0 | 0 | 0 | 0 | 0 | 0 | 0 | 0 | 0 | 0 | 0 | 0 | 0 | 0 | 0 | 0 | 0 | 12
NO |  | 443 | 2012 | 15 | 19 | 19 |  | ADM N. Sub | Oreana | 138 | 138 | Wood Pole | 3.23 | 0 | 1 | 2156 ACSR | 34620 | 855503 | 890123 | 0 | 0 | 0 | 0 | 0 | 0 | 0 | 0 | 0 | 0 | 0 | 0 | 0 | 0 | 0 | 0 | 0 | 0 | 0 | 0 | 12
NO |  | 443 | 2012 | 15 | 21 | 21 |  | ADM N. Sub | Faries Pkwy. | 138 | 138 | Wood Pole | 1.36 | 0 | 1 | T-2 795 ACSR, 127 | 28912 | 520799 | 549711 | 0 | 0 | 0 | 0 | 0 | 0 | 0 | 0 | 0 | 0 | 0 | 0 | 0 | 0 | 0 | 0 | 0 | 0 | 0 | 0 | 12
NO |  | 443 | 2012 | 15 | 22 | 22 |  | Oreana Sub. | ADM N. Sub. | 138 | 138 | Wood Pole | 3.91 | 0 | 1 | T-2 1272 SAC | 380457 | 1612478 | 1992935 | 0 | 0 | 0 | 0 | 0 | 0 | 0 | 0 | 0 | 0 | 0 | 0 | 0 | 0 | 0 | 0 | 0 | 0 | 0 | 0 | 12
NO |  | 443 | 2012 | 15 | 24 | 24 |  | PPG - Mt. Zion | Faries Pkwy. | 138 | 138 | Wood Pole | 9.72 | 0 | 1 | 1272 ACSR , 795 A | 44685 | 1917126 | 1961811 | 0 | 0 | 0 | 0 | 0 | 0 | 0 | 0 | 0 | 0 | 0 | 0 | 0 | 0 | 0 | 0 | 0 | 0 | 0 | 0 | 12
NO |  | 443 | 2012 | 15 | 26 | 26 |  | Midway | Coffeen (CIPS) | 138 | 138 | Wood Pole | 3.74 | 0.7 | 1 | 2-1113 ACSR, 2-12 | 35659 | 881081 | 916740 | 0 | 0 | 0 | 0 | 0 | 0 | 0 | 0 | 0 | 0 | 0 | 0 | 0 | 0 | 0 | 0 | 0 | 0 | 0 | 0 | 12
NO |  | 443 | 2012 | 15 | 27 | 27 |  |  |  | 0 | 0 | H-Frame | 1 | 0 | 0 |  | 0 | 0 | 0 | 0 | 0 | 0 | 0 | 0 | 0 | 0 | 0 | 0 | 0 | 0 | 0 | 0 | 0 | 0 | 0 | 0 | 0 | 0 | 0 | 12
NO |  | 443 | 2012 | 15 | 29 | 29 |  | Hennepin | C. E. Co. Line 6101 | 138 | 138 | H-Frame | 0.65 | 0 | 1 | 795 ACSR | 2508 | 38303 | 40811 | 0 | 0 | 0 | 0 | 0 | 0 | 0 | 0 | 0 | 0 | 0 | 0 | 0 | 0 | 0 | 0 | 0 | 0 | 0 | 0 | 12
NO |  | 443 | 2012 | 15 | 31 | 31 |  | Sidney Bunsonville | Eugene (I & M E) | 345 | 345 | H-Frame | 30.2 | 0 | 1 | 1414 EXP ACSR | 359074 | 2790857 | 3149931 | 0 | 0 | 0 | 0 | 0 | 0 | 0 | 0 | 0 | 0 | 0 | 0 | 0 | 0 | 0 | 0 | 0 | 0 | 0 | 0 | 12
NO |  | 443 | 2012 | 15 | 33 | 33 |  | Baldwin | Cahokia | 345 | 345 | Steel Tower | 35.42 | 0.81 | 2 | 2-1113 ACSR | 1030448 | 8063676 | 9094124 | 0 | 0 | 0 | 0 | 0 | 0 | 0 | 0 | 0 | 0 | 0 | 0 | 0 | 0 | 0 | 0 | 0 | 0 | 0 | 0 | 12
NO |  | 443 | 2012 | 15 | 35 | 35 |  | Baldwin | Turkey Hill | 345 | 345 | Steel Tower | 20.78 | 0 | 2 | 2-1113 ACSR | 279266 | 3325312 | 3604578 | 0 | 0 | 0 | 0 | 0 | 0 | 0 | 0 | 0 | 0 | 0 | 0 | 0 | 0 | 0 | 0 | 0 | 0 | 0 | 0 | 12
NO |  | 443 | 2012 | 16 | 2 | 2 |  | Sidney | West Kansas | 345 | 345 | H-Frame | 35.19 | 0 | 1 | 2-954 ACSR , 141 | 1164182 | 7824066 | 8988248 | 0 | 0 | 0 | 0 | 0 | 0 | 0 | 0 | 0 | 0 | 0 | 0 | 0 | 0 | 0 | 0 | 0 | 0 | 0 | 0 | 12
NO |  | 443 | 2012 | 16 | 4 | 4 |  | Baldwin | Stallings | 345 | 345 | Steel Tower | 12 | 0 | 2 | 2-1272 ACSR , 2-1 | 3006253 | 21310510 | 24316763 | 0 | 0 | 0 | 0 | 0 | 0 | 0 | 0 | 0 | 0 | 0 | 0 | 0 | 0 | 0 | 0 | 0 | 0 | 0 | 0 | 12
NO |  | 443 | 2012 | 16 | 5 | 5 |  |  |  | 0 | 0 | H-Frame | 30.74 | 0 | 0 |  | 0 | 0 | 0 | 0 | 0 | 0 | 0 | 0 | 0 | 0 | 0 | 0 | 0 | 0 | 0 | 0 | 0 | 0 | 0 | 0 | 0 | 0 | 0 | 12
NO |  | 443 | 2012 | 16 | 6 | 6 |  |  |  | 0 | 0 | Steel Pole | 10.39 | 7.02 | 0 |  | 0 | 0 | 0 | 0 | 0 | 0 | 0 | 0 | 0 | 0 | 0 | 0 | 0 | 0 | 0 | 0 | 0 | 0 | 0 | 0 | 0 | 0 | 0 | 12
NO |  | 443 | 2012 | 16 | 8 | 8 |  | Clinton P. S. | Brokaw | 345 | 345 | H-Frame | 22.41 | 0 | 1 | 2-1272 ACSR | 718945 | 5290579 | 6009524 | 0 | 0 | 0 | 0 | 0 | 0 | 0 | 0 | 0 | 0 | 0 | 0 | 0 | 0 | 0 | 0 | 0 | 0 | 0 | 0 | 12
NO |  | 443 | 2012 | 16 | 9 | 9 |  | Brokaw Sub | Str.#279 Com Ed Line | 345 | 345 | Steel Pole | 0.19 | 0 | 1 | 2-954 ACSR | 0 | 0 | 0 | 0 | 0 | 0 | 0 | 0 | 0 | 0 | 0 | 0 | 0 | 0 | 0 | 0 | 0 | 0 | 0 | 0 | 0 | 0 | 0 | 12
NO |  | 443 | 2012 | 16 | 11 | 11 |  | Baldwin | W. Mt. Vernon | 345 | 345 | Tower | 4.36 | 0 | 2 | 2-1272 ACSR , 2-1 | 626157 | 11922675 | 12548832 | 0 | 0 | 0 | 0 | 0 | 0 | 0 | 0 | 0 | 0 | 0 | 0 | 0 | 0 | 0 | 0 | 0 | 0 | 0 | 0 | 12
NO |  | 443 | 2012 | 16 | 12 | 12 |  |  |  | 0 | 0 | H-Frame | 47.12 | 5.25 | 0 |  | 0 | 0 | 0 | 0 | 0 | 0 | 0 | 0 | 0 | 0 | 0 | 0 | 0 | 0 | 0 | 0 | 0 | 0 | 0 | 0 | 0 | 0 | 0 | 12
NO |  | 443 | 2012 | 16 | 13 | 13 |  |  |  | 0 | 0 | Steel Pole | 1.51 | 0 | 0 |  | 0 | 0 | 0 | 0 | 0 | 0 | 0 | 0 | 0 | 0 | 0 | 0 | 0 | 0 | 0 | 0 | 0 | 0 | 0 | 0 | 0 | 0 | 0 | 12
NO |  | 443 | 2012 | 16 | 15 | 15 |  | Clinton P. S. | Rising | 345 | 345 | H-Frame | 45.61 | 0 | 2 | 2-1113 ACSR , 2-9 | 1194955 | 9994717 | 11189672 | 0 | 0 | 0 | 0 | 0 | 0 | 0 | 0 | 0 | 0 | 0 | 0 | 0 | 0 | 0 | 0 | 0 | 0 | 0 | 0 | 12
NO |  | 443 | 2012 | 16 | 16 | 16 |  |  |  | 0 | 0 | Steel Pole | 6.75 | 0.34 | 0 |  | 0 | 0 | 0 | 0 | 0 | 0 | 0 | 0 | 0 | 0 | 0 | 0 | 0 | 0 | 0 | 0 | 0 | 0 | 0 | 0 | 0 | 0 | 0 | 12
NO |  | 443 | 2012 | 16 | 18 | 18 |  | Coffeen | Roxford-Stallings | 345 | 345 | Wood Pole | 0.42 | 0 | 2 | 2156 ACSR | 1137351 | 10658140 | 11795491 | 0 | 0 | 0 | 0 | 0 | 0 | 0 | 0 | 0 | 0 | 0 | 0 | 0 | 0 | 0 | 0 | 0 | 0 | 0 | 0 | 12
NO |  | 443 | 2012 | 16 | 19 | 19 |  |  |  | 0 | 0 | Steel Tower | 15.4 | 0 | 0 |  | 0 | 0 | 0 | 0 | 0 | 0 | 0 | 0 | 0 | 0 | 0 | 0 | 0 | 0 | 0 | 0 | 0 | 0 | 0 | 0 | 0 | 0 | 0 | 12
NO |  | 443 | 2012 | 16 | 20 | 20 |  |  |  | 0 | 0 | H-Frame | 42.63 | 0 | 0 |  | 0 | 0 | 0 | 0 | 0 | 0 | 0 | 0 | 0 | 0 | 0 | 0 | 0 | 0 | 0 | 0 | 0 | 0 | 0 | 0 | 0 | 0 | 0 | 12
NO |  | 443 | 2012 | 16 | 22 | 22 |  | W. Mt. Vernon | W Frankfort | 345 | 345 | H-Frame | 36.25 | 0 | 1 | 2-954 ACSR | 264980 | 5862989 | 6127969 | 0 | 0 | 0 | 0 | 0 | 0 | 0 | 0 | 0 | 0 | 0 | 0 | 0 | 0 | 0 | 0 | 0 | 0 | 0 | 0 | 12
NO |  | 443 | 2012 | 16 | 24 | 24 |  | Latham | Clinton P. S. | 345 | 345 | H-Frame | 22.67 | 0 | 2 | 2-1113 ACSR, 2-95 | 249464 | 8359290 | 8608754 | 0 | 0 | 0 | 0 | 0 | 0 | 0 | 0 | 0 | 0 | 0 | 0 | 0 | 0 | 0 | 0 | 0 | 0 | 0 | 0 | 12
NO |  | 443 | 2012 | 16 | 25 | 25 |  |  |  | 0 | 0 | Steel Pole | 6.94 | 7.28 | 0 |  | 0 | 0 | 0 | 0 | 0 | 0 | 0 | 0 | 0 | 0 | 0 | 0 | 0 | 0 | 0 | 0 | 0 | 0 | 0 | 0 | 0 | 0 | 0 | 12
NO |  | 443 | 2012 | 16 | 27 | 27 |  | Oreana | Line 4571 | 345 | 345 | Steel Pole | 0 | 8.49 | 2 | 2-954 ACSR | 0 | 0 | 0 | 0 | 0 | 0 | 0 | 0 | 0 | 0 | 0 | 0 | 0 | 0 | 0 | 0 | 0 | 0 | 0 | 0 | 0 | 0 | 0 | 12
NO |  | 443 | 2012 | 16 | 29 | 29 |  | UE Roxford | Stallings | 345 | 345 | Tower | 8.12 | 0 | 2 | 2-1113 ACSR | 0 | 2114106 | 2114106 | 0 | 0 | 0 | 0 | 0 | 0 | 0 | 0 | 0 | 0 | 0 | 0 | 0 | 0 | 0 | 0 | 0 | 0 | 0 | 0 | 12
NO |  | 443 | 2012 | 16 | 30 | 30 |  |  |  | 0 | 0 | SteelWood Pole | 0.42 | 0 | 0 |  | 0 | 0 | 0 | 0 | 0 | 0 | 0 | 0 | 0 | 0 | 0 | 0 | 0 | 0 | 0 | 0 | 0 | 0 | 0 | 0 | 0 | 0 | 0 | 12
NO |  | 443 | 2012 | 16 | 32 | 32 |  | N.LaSalle-Ottawa | Wedron-Fox River | 138 | 138 | Steel Pole | 24.5 | 0 | 1 | 477 ACSR | 14081023 | 39824789 | 53905812 | 0 | 0 | 0 | 0 | 0 | 0 | 0 | 0 | 0 | 0 | 0 | 0 | 0 | 0 | 0 | 0 | 0 | 0 | 0 | 0 | 12
NO |  | 443 | 2012 | 16 | 33 | 33 |  | Ottawa | Wedron-Fox River | 138 | 138 | Steel Pole | 10.2 | 0 | 1 | 477 ACSR | 0 | 0 | 0 | 0 | 0 | 0 | 0 | 0 | 0 | 0 | 0 | 0 | 0 | 0 | 0 | 0 | 0 | 0 | 0 | 0 | 0 | 0 | 0 | 12
NO |  | 443 | 2012 | 16 | 34 | 34 |  |  |  | 0 | 0 |  | 0 | 0 | 0 |  | 0 | 0 | 0 | 4827971 | 10793428 | 651621 | 16273020 | 0 | 0 | 0 | 0 | 0 | 0 | 0 | 0 | 0 | 0 | 0 | 0 | 0 | 0 | 0 | 0 | 12
NO |  | 443 | 2012 | 0 | 36 | 36 |  | TOTAL |  | 0 | 0 |  | 4241.6 | 123.47 | 338 |  | 56911751 | 548019126 | 604930877 | 4827971 | 10793428 | 651621 | 16273020 | 0 | 0 | 0 | 0 | 0 | 0 | 0 | 0 | 0 | 0 | 0 | 0 | 0 | 0 | 0 | 0 | 12
NO |  | 443 | 2012 | 16 | 35 | 35 |  |  |  | 0 | 0 |  | 0 | 0 | 0 |  | 0 | 0 | 0 | 0 | 0 | 0 | 0 | 624430516 | 0 | 0 | 0 | 0 | 0 | 0 | 0 | 0 | 0 | 0 | 0 | 0 | 0 | 0 | 0 | 12
NO |  | 19 | 2012 | 0 | 1 | 1 |  | Roseton | Rock Tavern | 345 | 0 | H Frame-W | 17.22 | 0 | 0 | 1033.5ACSR | 1148076 | 1940740 | 3088816 | 0 | 0 | 0 | 0 | 0 | 0 | 0 | 0 | 0 | 0 | 0 | 0 | 0 | 0 | 0 | 0 | 0 | 0 | 0 | 0 | 12
NO |  | 19 | 2012 | 0 | 2 | 2 |  | Roseton | Hurley Avenue | 345 | 0 | H Frame-W | 30.31 | 0 | 0 | 1033.5ACSR | 1832921 | 6997429 | 8830350 | 0 | 0 | 0 | 0 | 0 | 0 | 0 | 0 | 0 | 0 | 0 | 0 | 0 | 0 | 0 | 0 | 0 | 0 | 0 | 0 | 12
NO |  | 19 | 2012 | 0 | 3 | 3 |  | Hurley Avenue | Leeds | 345 | 0 | H Frame-W | 28.62 | 0 | 0 | 1033.5ACSR | 1744570 | 4063973 | 5808543 | 0 | 0 | 0 | 0 | 0 | 0 | 0 | 0 | 0 | 0 | 0 | 0 | 0 | 0 | 0 | 0 | 0 | 0 | 0 | 0 | 12
SI/SI | A | 19 | 2012 | 0 | 4 | 4 |  | 115KV Lines |  | 115 | 0 | Several | 220.47 | 0 | 0 | Several | 4659067 | 40608870 | 45267937 | 0 | 0 | 0 | 3355323.7843 | 0 | 0 | 0 | 0 | 0 | 0 | 0 | 0 | 0 | 0 | 0 | 0 | 0 | 0 | 0 | 0 | 12
SI/SI | A | 19 | 2012 | 0 | 5 | 5 |  | 69KV Lines |  | 69 | 0 | Several | 298.84 | 26.74 | 0 | Several | 16042625 | 56936093 | 72978718 | 0 | 0 | 0 | 5409286.2296 | 0 | 0 | 0 | 0 | 0 | 0 | 0 | 0 | 0 | 0 | 0 | 0 | 0 | 0 | 0 | 0 | 12
SI/SI | A | 19 | 2012 | 0 | 6 | 6 |  | 34.5 KV Lines |  | 34.5 | 0 | Sgl. Pole-W | 6.35 | 0 | 0 | 1/0 Alum | 6303 | 196648 | 202951 | 0 | 0 | 0 | 15043.0164 | 0 | 0 | 0 | 0 | 0 | 0 | 0 | 0 | 0 | 0 | 0 | 0 | 0 | 0 | 0 | 0 | 12
NO |  | 19 | 2012 | 0 | 14 | 14 |  | Segregation of Expenses by | Line is not available | 0 | 0 |  | 0 | 0 | 0 |  | 0 | 0 | 0 | 3938822 | 4560141 | 1594693 | 10093656 | 0 | 0 | 0 | 0 | 0 | 0 | 0 | 0 | 0 | 0 | 0 | 0 | 0 | 0 | 0 | 0 | 12
NO |  | 19 | 2012 | 0 | 36 | 36 |  | TOTAL |  | 0 | 0 |  | 601.81 | 26.74 | 0 |  | 25433562 | 110743753 | 136177315 | 3938822 | 4560141 | 1594693 | 10093656 | 0 | 0 | 0 | 0 | 0 | 0 | 0 | 0 | 0 | 0 | 0 | 0 | 0 | 0 | 0 | 0 | 12
NO |  | 145 | 2012 | 0 | 1 | 1 |  | 138 kV Overhead System |  | 0 | 0 |  | 0 | 0 | 0 |  | 0 | 0 | 0 | 0 | 0 | 0 | 0 | 0 | 0 | 0 | 0 | 0 | 0 | 0 | 0 | 0 | 0 | 0 | 0 | 0 | 0 | 0 | 0 | 12
NO |  | 145 | 2012 | 0 | 2 | 2 |  | (3003) Rifle Sub | Mt. Harris | 138 | 138 | Wood H-Frame | 0.5 | 0 | 1 | 1-556 | 0 | 0 | 0 | 0 | 0 | 0 | 0 | 0 | 0 | 0 | 0 | 0 | 0 | 0 | 0 | 0 | 0 | 0 | 0 | 0 | 0 | 0 | 0 | 12
NO |  | 145 | 2012 | 0 | 3 | 3 |  | (3014) Rifle Sub | Collbran Sub | 138 | 138 | Wood H-Frame | 41.2 | 0 | 1 | 1-477 | 0 | 0 | 0 | 0 | 0 | 0 | 0 | 0 | 0 | 0 | 0 | 0 | 0 | 0 | 0 | 0 | 0 | 0 | 0 | 0 | 0 | 0 | 0 | 12
NO |  | 145 | 2012 | 0 | 4 | 4 |  | (3015) Collbran Sub | Grand Junction | 138 | 138 | Wood H-Frame | 22.9 | 0 | 1 | 1-477 | 0 | 0 | 0 | 0 | 0 | 0 | 0 | 0 | 0 | 0 | 0 | 0 | 0 | 0 | 0 | 0 | 0 | 0 | 0 | 0 | 0 | 0 | 0 | 12
NO |  | 145 | 2012 | 0 | 5 | 5 |  | Summary of 138 kV System |  | 0 | 0 |  | 0 | 0 | 0 |  | 85389 | 502845 | 588234 | 0 | 0 | 0 | 0 | 0 | 0 | 0 | 0 | 0 | 0 | 0 | 0 | 0 | 0 | 0 | 0 | 0 | 0 | 0 | 0 | 12
NO |  | 145 | 2012 | 0 | 7 | 7 |  | 230 kV Overhead System |  | 0 | 0 |  | 0 | 0 | 0 |  | 0 | 0 | 0 | 0 | 0 | 0 | 0 | 0 | 0 | 0 | 0 | 0 | 0 | 0 | 0 | 0 | 0 | 0 | 0 | 0 | 0 | 0 | 0 | 12
NO |  | 145 | 2012 | 0 | 8 | 8 |  | (5003) Cabin Creek Hydro Pl | Lookout | 0 | 0 |  | 0 | 0 | 0 |  | 0 | 0 | 0 | 0 | 0 | 0 | 0 | 0 | 0 | 0 | 0 | 0 | 0 | 0 | 0 | 0 | 0 | 0 | 0 | 0 | 0 | 0 | 0 | 12
NO |  | 145 | 2012 | 0 | 9 | 9 |  | Cabin Creek | Tower 1 | 230 | 230 | Steel Tower | 0.32 | 0 | 1 | 1-1033.5 | 0 | 0 | 0 | 0 | 0 | 0 | 0 | 0 | 0 | 0 | 0 | 0 | 0 | 0 | 0 | 0 | 0 | 0 | 0 | 0 | 0 | 0 | 0 | 12
NO |  | 145 | 2012 | 0 | 10 | 10 |  | Tower 1 | Tower 15 | 230 | 230 | Steel Tower | 1.9 | 0 | 1 | 1-1033.5 | 0 | 0 | 0 | 0 | 0 | 0 | 0 | 0 | 0 | 0 | 0 | 0 | 0 | 0 | 0 | 0 | 0 | 0 | 0 | 0 | 0 | 0 | 0 | 12
NO |  | 145 | 2012 | 0 | 11 | 11 |  | Tower 15 | Tower 25 | 230 | 230 | Steel Tower | 1.46 | 0 | 1 | 1-1033.5 | 0 | 0 | 0 | 0 | 0 | 0 | 0 | 0 | 0 | 0 | 0 | 0 | 0 | 0 | 0 | 0 | 0 | 0 | 0 | 0 | 0 | 0 | 0 | 12
NO |  | 145 | 2012 | 0 | 12 | 12 |  | Tower 25 | Idaho Springs | 230 | 230 | Alum. Tower | 11.33 | 0 | 1 | 1-1033.5 | 0 | 0 | 0 | 0 | 0 | 0 | 0 | 0 | 0 | 0 | 0 | 0 | 0 | 0 | 0 | 0 | 0 | 0 | 0 | 0 | 0 | 0 | 0 | 12
NO |  | 145 | 2012 | 0 | 13 | 13 |  | Idaho Springs | Tower 179 | 230 | 230 | Alum. Tower | 10.84 | 0 | 1 | 1-1033.5 | 0 | 0 | 0 | 0 | 0 | 0 | 0 | 0 | 0 | 0 | 0 | 0 | 0 | 0 | 0 | 0 | 0 | 0 | 0 | 0 | 0 | 0 | 0 | 12
NO |  | 145 | 2012 | 0 | 14 | 14 |  | Tower 179 | Tower 185 | 230 | 230 | Steel Tower | 0.56 | 0 | 1 | 1-1033.5 | 0 | 0 | 0 | 0 | 0 | 0 | 0 | 0 | 0 | 0 | 0 | 0 | 0 | 0 | 0 | 0 | 0 | 0 | 0 | 0 | 0 | 0 | 0 | 12
NO |  | 145 | 2012 | 0 | 15 | 15 |  | Tower 185 | Tower 199 | 230 | 230 | Alum. Tower | 2 | 0 | 1 | 1-1033.5 | 0 | 0 | 0 | 0 | 0 | 0 | 0 | 0 | 0 | 0 | 0 | 0 | 0 | 0 | 0 | 0 | 0 | 0 | 0 | 0 | 0 | 0 | 0 | 12
NO |  | 145 | 2012 | 0 | 16 | 16 |  | Tower 199 | Lookout | 230 | 230 | Alum. Tower | 2.23 | 0 | 1 | 1-1033.5 | 0 | 0 | 0 | 0 | 0 | 0 | 0 | 0 | 0 | 0 | 0 | 0 | 0 | 0 | 0 | 0 | 0 | 0 | 0 | 0 | 0 | 0 | 0 | 12
NO |  | 145 | 2012 | 0 | 18 | 18 |  | (5005) Cabin Creek | Lookout | 0 | 0 |  | 0 | 0 | 0 |  | 0 | 0 | 0 | 0 | 0 | 0 | 0 | 0 | 0 | 0 | 0 | 0 | 0 | 0 | 0 | 0 | 0 | 0 | 0 | 0 | 0 | 0 | 0 | 12
NO |  | 145 | 2012 | 0 | 19 | 19 |  | Cabin Creek | Tower 1 | 230 | 230 | Steel Tower | 0 | 0.32 | 1 | 1-1033.5 | 0 | 0 | 0 | 0 | 0 | 0 | 0 | 0 | 0 | 0 | 0 | 0 | 0 | 0 | 0 | 0 | 0 | 0 | 0 | 0 | 0 | 0 | 0 | 12
NO |  | 145 | 2012 | 0 | 20 | 20 |  | Tower 1 | Tower 15 | 230 | 230 | Steel Tower | 0 | 1.9 | 1 | 1-1033.5 | 0 | 0 | 0 | 0 | 0 | 0 | 0 | 0 | 0 | 0 | 0 | 0 | 0 | 0 | 0 | 0 | 0 | 0 | 0 | 0 | 0 | 0 | 0 | 12
NO |  | 145 | 2012 | 0 | 21 | 21 |  | Tower 15 | Tower 25 | 230 | 230 | Steel Tower | 0 | 1.46 | 1 | 1-1033.5 | 0 | 0 | 0 | 0 | 0 | 0 | 0 | 0 | 0 | 0 | 0 | 0 | 0 | 0 | 0 | 0 | 0 | 0 | 0 | 0 | 0 | 0 | 0 | 12
NO |  | 145 | 2012 | 0 | 22 | 22 |  | Tower 25 | Idaho Springs | 230 | 230 | Alum. Tower | 0 | 11.33 | 1 | 1-1033.5 | 0 | 0 | 0 | 0 | 0 | 0 | 0 | 0 | 0 | 0 | 0 | 0 | 0 | 0 | 0 | 0 | 0 | 0 | 0 | 0 | 0 | 0 | 0 | 12
NO |  | 145 | 2012 | 0 | 23 | 23 |  | Idaho Springs | Tower 179 | 230 | 230 | Alum. Tower | 0 | 10.84 | 1 | 1-1033.5 | 0 | 0 | 0 | 0 | 0 | 0 | 0 | 0 | 0 | 0 | 0 | 0 | 0 | 0 | 0 | 0 | 0 | 0 | 0 | 0 | 0 | 0 | 0 | 12
NO |  | 145 | 2012 | 0 | 24 | 24 |  | Tower 179 | Tower 185 | 230 | 230 | Steel Tower | 0 | 0.56 | 1 | 1-1033.5 | 0 | 0 | 0 | 0 | 0 | 0 | 0 | 0 | 0 | 0 | 0 | 0 | 0 | 0 | 0 | 0 | 0 | 0 | 0 | 0 | 0 | 0 | 0 | 12
NO |  | 145 | 2012 | 0 | 25 | 25 |  | Tower 185 | Tower 199 | 230 | 230 | Alum. Tower | 0 | 2 | 1 | 1-1033.5 | 0 | 0 | 0 | 0 | 0 | 0 | 0 | 0 | 0 | 0 | 0 | 0 | 0 | 0 | 0 | 0 | 0 | 0 | 0 | 0 | 0 | 0 | 0 | 12
NO |  | 145 | 2012 | 0 | 26 | 26 |  | Tower 199 | Lookout Sub | 230 | 230 | Alum. Tower | 0 | 2.23 | 1 | 1-1033.5 | 0 | 0 | 0 | 0 | 0 | 0 | 0 | 0 | 0 | 0 | 0 | 0 | 0 | 0 | 0 | 0 | 0 | 0 | 0 | 0 | 0 | 0 | 0 | 12
NO |  | 145 | 2012 | 0 | 28 | 28 |  | (5007) Cabin Creek | Dillon | 0 | 0 |  | 0 | 0 | 0 |  | 0 | 0 | 0 | 0 | 0 | 0 | 0 | 0 | 0 | 0 | 0 | 0 | 0 | 0 | 0 | 0 | 0 | 0 | 0 | 0 | 0 | 0 | 0 | 12
NO |  | 145 | 2012 | 0 | 29 | 29 |  | Cabin Creek | Tower | 0 | 230 | 230 | 0 | 0 | 0 | 1 | 2 | 0 | 0 | 0 | 0 | 0 | 0 | 0 | 0 | 0 | 0 | 0 | 0 | 0 | 0 | 0 | 0 | 0 | 0 | 0 | 0 | 0 | 0 | 12
NO |  | 145 | 2012 | 0 | 30 | 30 |  | Tower | A"" | 0 | 230 | 230 | 0 | 0 | 0 | 1 | 2 | 0 | 0 | 0 | 0 | 0 | 0 | 0 | 0 | 0 | 0 | 0 | 0 | 0 | 0 | 0 | 0 | 0 | 0 | 0 | 0 | 0 | 0 | 12
NO |  | 145 | 2012 | 0 | 31 | 31 |  | Tower 1 | Tower 15 | 230 | 230 | Steel Tower | 0 | 1.9 | 1 | 2-636 | 0 | 0 | 0 | 0 | 0 | 0 | 0 | 0 | 0 | 0 | 0 | 0 | 0 | 0 | 0 | 0 | 0 | 0 | 0 | 0 | 0 | 0 | 0 | 12
NO |  | 145 | 2012 | 0 | 32 | 32 |  | Tower 15 | Dillon | 230 | 345 | Steel H Frame | 0 | 19.53 | 1 | 2-636 | 0 | 0 | 0 | 0 | 0 | 0 | 0 | 0 | 0 | 0 | 0 | 0 | 0 | 0 | 0 | 0 | 0 | 0 | 0 | 0 | 0 | 0 | 0 | 12
NO |  | 145 | 2012 | 0 | 34 | 34 |  | (5021) Cherokee | Ridge | 0 | 0 |  | 0 | 0 | 0 |  | 0 | 0 | 0 | 0 | 0 | 0 | 0 | 0 | 0 | 0 | 0 | 0 | 0 | 0 | 0 | 0 | 0 | 0 | 0 | 0 | 0 | 0 | 0 | 12
NO |  | 145 | 2012 | 0 | 35 | 35 |  | Cherokee | Arvada | 230 | 230 | Steel Tower | 3.36 | 0 | 1 | 1-1033.5 | 0 | 0 | 0 | 0 | 0 | 0 | 0 | 0 | 0 | 0 | 0 | 0 | 0 | 0 | 0 | 0 | 0 | 0 | 0 | 0 | 0 | 0 | 0 | 12
NO |  | 145 | 2012 | 1 | 1 | 1 |  | Arvada | Russell | 230 | 230 | Steel Tower | 3.66 | 0 | 1 | 1-1033.5 | 0 | 0 | 0 | 0 | 0 | 0 | 0 | 0 | 0 | 0 | 0 | 0 | 0 | 0 | 0 | 0 | 0 | 0 | 0 | 0 | 0 | 0 | 0 | 12
NO |  | 145 | 2012 | 1 | 2 | 2 |  | Russell | Ridge | 230 | 230 | Steel Tower | 2.04 | 0 | 1 | 1-1033.5 | 0 | 0 | 0 | 0 | 0 | 0 | 0 | 0 | 0 | 0 | 0 | 0 | 0 | 0 | 0 | 0 | 0 | 0 | 0 | 0 | 0 | 0 | 0 | 12
NO |  | 145 | 2012 | 1 | 4 | 4 |  | (5023) Soda Lakes | Waterton | 0 | 0 |  | 0 | 0 | 0 |  | 0 | 0 | 0 | 0 | 0 | 0 | 0 | 0 | 0 | 0 | 0 | 0 | 0 | 0 | 0 | 0 | 0 | 0 | 0 | 0 | 0 | 0 | 0 | 12
NO |  | 145 | 2012 | 1 | 5 | 5 |  | Soda Lakes | STR. #59A | 230 | 230 | Steel Pole | 0.37 | 0 | 1 | 1-1272 | 0 | 0 | 0 | 0 | 0 | 0 | 0 | 0 | 0 | 0 | 0 | 0 | 0 | 0 | 0 | 0 | 0 | 0 | 0 | 0 | 0 | 0 | 0 | 12
NO |  | 145 | 2012 | 1 | 6 | 6 |  | STR. #59A | Tower 60 | 230 | 230 | Steel Tower | 0.01 | 0 | 1 | 1-1033.5 | 0 | 0 | 0 | 0 | 0 | 0 | 0 | 0 | 0 | 0 | 0 | 0 | 0 | 0 | 0 | 0 | 0 | 0 | 0 | 0 | 0 | 0 | 0 | 12
NO |  | 145 | 2012 | 1 | 7 | 7 |  | Tower 60 | Tower 79 | 230 | 230 | Steel Tower | 2.13 | 0 | 1 | 1-1033.5 | 0 | 0 | 0 | 0 | 0 | 0 | 0 | 0 | 0 | 0 | 0 | 0 | 0 | 0 | 0 | 0 | 0 | 0 | 0 | 0 | 0 | 0 | 0 | 12
NO |  | 145 | 2012 | 1 | 8 | 8 |  | Tower 79 | Tower 85 | 230 | 230 | Steel Tower | 0.69 | 0 | 1 | 1-1033.5 | 0 | 0 | 0 | 0 | 0 | 0 | 0 | 0 | 0 | 0 | 0 | 0 | 0 | 0 | 0 | 0 | 0 | 0 | 0 | 0 | 0 | 0 | 0 | 12
NO |  | 145 | 2012 | 1 | 9 | 9 |  | Tower 85 | Chatfield | 230 | 230 | Steel Pole | 2.1 | 0 | 1 | 1-1033.5 | 0 | 0 | 0 | 0 | 0 | 0 | 0 | 0 | 0 | 0 | 0 | 0 | 0 | 0 | 0 | 0 | 0 | 0 | 0 | 0 | 0 | 0 | 0 | 12
NO |  | 145 | 2012 | 1 | 10 | 10 |  | Chatfield | Tower 85 | 230 | 230 | Steel Pole | 2.1 | 0 | 1 | 1-1033.5 | 0 | 0 | 0 | 0 | 0 | 0 | 0 | 0 | 0 | 0 | 0 | 0 | 0 | 0 | 0 | 0 | 0 | 0 | 0 | 0 | 0 | 0 | 0 | 12
NO |  | 145 | 2012 | 1 | 11 | 11 |  | Tower 85 | Tower 154 | 230 | 230 | Steel Tower | 9.04 | 0 | 1 | 1-1033.5 | 0 | 0 | 0 | 0 | 0 | 0 | 0 | 0 | 0 | 0 | 0 | 0 | 0 | 0 | 0 | 0 | 0 | 0 | 0 | 0 | 0 | 0 | 0 | 12
NO |  | 145 | 2012 | 1 | 12 | 12 |  | Tower 154 | Waterton | 230 | 230 | Steel Pole | 0.1 | 0 | 1 | 1-1033.5 | 0 | 0 | 0 | 0 | 0 | 0 | 0 | 0 | 0 | 0 | 0 | 0 | 0 | 0 | 0 | 0 | 0 | 0 | 0 | 0 | 0 | 0 | 0 | 12
NO |  | 145 | 2012 | 1 | 14 | 14 |  | (5025) Lookout Sub | Leyden Site Tower #102 | 230 | 230 | Steel Tower | 6.36 | 0 | 1 | 1-1033.5 | 0 | 0 | 0 | 0 | 0 | 0 | 0 | 0 | 0 | 0 | 0 | 0 | 0 | 0 | 0 | 0 | 0 | 0 | 0 | 0 | 0 | 0 | 0 | 12
NO |  | 145 | 2012 | 1 | 15 | 15 |  | Leyden Site Tower #102 | Tower #83A | 230 | 230 | Steel Pole | 3.04 | 0 | 1 | 1-1033.5 | 0 | 0 | 0 | 0 | 0 | 0 | 0 | 0 | 0 | 0 | 0 | 0 | 0 | 0 | 0 | 0 | 0 | 0 | 0 | 0 | 0 | 0 | 0 | 12
NO |  | 145 | 2012 | 1 | 16 | 16 |  | Tower #83A | Plains End #2 Swi. Sta 5025 | 230 | 230 | Steel Pole | 1.13 | 0 | 1 | 1-1272 | 0 | 0 | 0 | 0 | 0 | 0 | 0 | 0 | 0 | 0 | 0 | 0 | 0 | 0 | 0 | 0 | 0 | 0 | 0 | 0 | 0 | 0 | 0 | 12
NO |  | 145 | 2012 | 1 | 18 | 18 |  | (5027) Lookout | Plains End | 0 | 0 |  | 0 | 0 | 0 |  | 0 | 0 | 0 | 0 | 0 | 0 | 0 | 0 | 0 | 0 | 0 | 0 | 0 | 0 | 0 | 0 | 0 | 0 | 0 | 0 | 0 | 0 | 0 | 12
NO |  | 145 | 2012 | 1 | 19 | 19 |  | Lookout | Leyden Site Tower 102 | 230 | 230 | Steel Tower | 0 | 6.36 | 1 | 1-1033.5 | 0 | 0 | 0 | 0 | 0 | 0 | 0 | 0 | 0 | 0 | 0 | 0 | 0 | 0 | 0 | 0 | 0 | 0 | 0 | 0 | 0 | 0 | 0 | 12
NO |  | 145 | 2012 | 1 | 20 | 20 |  | Leyden Site Tower 102 | Tower 84 (Plns End Tap) | 230 | 230 | Steel Pole | 0 | 3.03 | 1 | 1-1033.5 | 0 | 0 | 0 | 0 | 0 | 0 | 0 | 0 | 0 | 0 | 0 | 0 | 0 | 0 | 0 | 0 | 0 | 0 | 0 | 0 | 0 | 0 | 0 | 12
NO |  | 145 | 2012 | 1 | 21 | 21 |  | Tower 84 (Plns End Tap) | Plains End Sub | 230 | 230 | Steel Pole | 1.04 | 0 | 1 | 1-1272 | 0 | 0 | 0 | 0 | 0 | 0 | 0 | 0 | 0 | 0 | 0 | 0 | 0 | 0 | 0 | 0 | 0 | 0 | 0 | 0 | 0 | 0 | 0 | 12
NO |  | 145 | 2012 | 1 | 23 | 23 |  | (5029) Lookout | Ridge | 0 | 0 |  | 0 | 0 | 0 |  | 0 | 0 | 0 | 0 | 0 | 0 | 0 | 0 | 0 | 0 | 0 | 0 | 0 | 0 | 0 | 0 | 0 | 0 | 0 | 0 | 0 | 0 | 0 | 12
NO |  | 145 | 2012 | 1 | 24 | 24 |  | Lookout | Leyden Site Tower 102 | 230 | 230 | Steel Tower | 0 | 6.36 | 1 | 1-1033.5 | 0 | 0 | 0 | 0 | 0 | 0 | 0 | 0 | 0 | 0 | 0 | 0 | 0 | 0 | 0 | 0 | 0 | 0 | 0 | 0 | 0 | 0 | 0 | 12
NO |  | 145 | 2012 | 1 | 25 | 25 |  | Leyden Site Tower 102 | Leyden Site Fixture 4 | 230 | 230 | Wood K-Frame | 0.26 | 0 | 1 | 1-1033.5 | 0 | 0 | 0 | 0 | 0 | 0 | 0 | 0 | 0 | 0 | 0 | 0 | 0 | 0 | 0 | 0 | 0 | 0 | 0 | 0 | 0 | 0 | 0 | 12
NO |  | 145 | 2012 | 1 | 26 | 26 |  | Leyden Site Fixture 4 | Ridge | 230 | 230 | Steel Tower | 6.36 | 0 | 1 | 1-1033.5 | 0 | 0 | 0 | 0 | 0 | 0 | 0 | 0 | 0 | 0 | 0 | 0 | 0 | 0 | 0 | 0 | 0 | 0 | 0 | 0 | 0 | 0 | 0 | 12
NO |  | 145 | 2012 | 1 | 28 | 28 |  | (5047) Henry Lake | Fort St. Vrain 5047 | 0 | 0 |  | 0 | 0 | 0 |  | 0 | 0 | 0 | 0 | 0 | 0 | 0 | 0 | 0 | 0 | 0 | 0 | 0 | 0 | 0 | 0 | 0 | 0 | 0 | 0 | 0 | 0 | 0 | 12
NO |  | 145 | 2012 | 1 | 29 | 29 |  | Henry Lake | Tower 81A | 230 | 230 | Steel Pole | 0.01 | 0 | 1 | 1-1033.5 | 0 | 0 | 0 | 0 | 0 | 0 | 0 | 0 | 0 | 0 | 0 | 0 | 0 | 0 | 0 | 0 | 0 | 0 | 0 | 0 | 0 | 0 | 0 | 12
NO |  | 145 | 2012 | 1 | 30 | 30 |  | Tower 81A | Ft. Lupton | 230 | 230 | Steel Tower | 6.99 | 0 | 1 | 1-1033.5 | 0 | 0 | 0 | 0 | 0 | 0 | 0 | 0 | 0 | 0 | 0 | 0 | 0 | 0 | 0 | 0 | 0 | 0 | 0 | 0 | 0 | 0 | 0 | 12
NO |  | 145 | 2012 | 1 | 32 | 32 |  | (5055) Cherokee Plant | Silver Saddle Sub | 0 | 0 |  | 0 | 0 | 0 |  | 0 | 0 | 0 | 0 | 0 | 0 | 0 | 0 | 0 | 0 | 0 | 0 | 0 | 0 | 0 | 0 | 0 | 0 | 0 | 0 | 0 | 0 | 0 | 12
NO |  | 145 | 2012 | 1 | 33 | 33 |  | Cherokee | Tower 114 | 230 | 230 | Steel Tower | 1.07 | 0 | 1 | 1-1033.5 | 0 | 0 | 0 | 0 | 0 | 0 | 0 | 0 | 0 | 0 | 0 | 0 | 0 | 0 | 0 | 0 | 0 | 0 | 0 | 0 | 0 | 0 | 0 | 12
NO |  | 145 | 2012 | 1 | 34 | 34 |  | Tower 114 | Tower 80 | 230 | 230 | Steel Tower | 4.81 | 0 | 1 | 2-636 | 0 | 0 | 0 | 0 | 0 | 0 | 0 | 0 | 0 | 0 | 0 | 0 | 0 | 0 | 0 | 0 | 0 | 0 | 0 | 0 | 0 | 0 | 0 | 12
NO |  | 145 | 2012 | 1 | 35 | 35 |  | Tower 80 | Tower 79 | 230 | 230 | Steel Pole | 0.13 | 0 | 1 | 2-636 | 0 | 0 | 0 | 0 | 0 | 0 | 0 | 0 | 0 | 0 | 0 | 0 | 0 | 0 | 0 | 0 | 0 | 0 | 0 | 0 | 0 | 0 | 0 | 12
NO |  | 145 | 2012 | 2 | 1 | 1 |  | Tower 79 | STR. #56A | 230 | 230 | Steel Tower | 3.32 | 0 | 1 | 2-636 | 0 | 0 | 0 | 0 | 0 | 0 | 0 | 0 | 0 | 0 | 0 | 0 | 0 | 0 | 0 | 0 | 0 | 0 | 0 | 0 | 0 | 0 | 0 | 12
NO |  | 145 | 2012 | 2 | 2 | 2 |  | STR. #56A | Silver Saddle Sub. | 230 | 230 | Steel Pole | 0.03 | 0 | 1 | 2-636 | 0 | 0 | 0 | 0 | 0 | 0 | 0 | 0 | 0 | 0 | 0 | 0 | 0 | 0 | 0 | 0 | 0 | 0 | 0 | 0 | 0 | 0 | 0 | 12
NO |  | 145 | 2012 | 2 | 4 | 4 |  | (5057) Cherokee | LaCombe Sub 5057 | 0 | 0 |  | 0 | 0 | 0 |  | 0 | 0 | 0 | 0 | 0 | 0 | 0 | 0 | 0 | 0 | 0 | 0 | 0 | 0 | 0 | 0 | 0 | 0 | 0 | 0 | 0 | 0 | 0 | 12
NO |  | 145 | 2012 | 2 | 5 | 5 |  | Cherokee | Tower 2 | 230 | 230 | Steel Tower | 0.13 | 0 | 1 | 2-954 | 0 | 0 | 0 | 0 | 0 | 0 | 0 | 0 | 0 | 0 | 0 | 0 | 0 | 0 | 0 | 0 | 0 | 0 | 0 | 0 | 0 | 0 | 0 | 12
NO |  | 145 | 2012 | 2 | 6 | 6 |  | Tower 2 | Argo Sub | 230 | 230 | Steel Pole | 2.93 | 0 | 1 | 2-954 | 0 | 0 | 0 | 0 | 0 | 0 | 0 | 0 | 0 | 0 | 0 | 0 | 0 | 0 | 0 | 0 | 0 | 0 | 0 | 0 | 0 | 0 | 0 | 12
NO |  | 145 | 2012 | 2 | 7 | 7 |  | Argo Sub | LaCombe Transition Site | 230 | 230 | Steel Pole | 1.15 | 0 | 1 | 2-954 | 0 | 0 | 0 | 0 | 0 | 0 | 0 | 0 | 0 | 0 | 0 | 0 | 0 | 0 | 0 | 0 | 0 | 0 | 0 | 0 | 0 | 0 | 0 | 12
NO |  | 145 | 2012 | 2 | 9 | 9 |  | (5085) Waterton | Daniels Park | 0 | 0 |  | 0 | 0 | 0 |  | 0 | 0 | 0 | 0 | 0 | 0 | 0 | 0 | 0 | 0 | 0 | 0 | 0 | 0 | 0 | 0 | 0 | 0 | 0 | 0 | 0 | 0 | 0 | 12
NO |  | 145 | 2012 | 2 | 10 | 10 |  | Waterton | Fix. A | 230 | 230 | Steel Pole | 0.03 | 0 | 1 | 1-1033.5 | 0 | 0 | 0 | 0 | 0 | 0 | 0 | 0 | 0 | 0 | 0 | 0 | 0 | 0 | 0 | 0 | 0 | 0 | 0 | 0 | 0 | 0 | 0 | 12
NO |  | 145 | 2012 | 2 | 11 | 11 |  | Fix A | Tower 1 | 230 | 230 | Steel Pole | 0.08 | 0 | 1 | 1-1033.5 | 0 | 0 | 0 | 0 | 0 | 0 | 0 | 0 | 0 | 0 | 0 | 0 | 0 | 0 | 0 | 0 | 0 | 0 | 0 | 0 | 0 | 0 | 0 | 12
NO |  | 145 | 2012 | 2 | 12 | 12 |  | Tower 1 | Tower 25 | 230 | 230 | Steel Tower | 3.39 | 0 | 1 | 1-1033.5 | 0 | 0 | 0 | 0 | 0 | 0 | 0 | 0 | 0 | 0 | 0 | 0 | 0 | 0 | 0 | 0 | 0 | 0 | 0 | 0 | 0 | 0 | 0 | 12
NO |  | 145 | 2012 | 2 | 13 | 13 |  | Tower 25 | Tower 39/1 | 230 | 230 | Steel Tower | 2.03 | 0 | 1 | 1-1033.5 | 0 | 0 | 0 | 0 | 0 | 0 | 0 | 0 | 0 | 0 | 0 | 0 | 0 | 0 | 0 | 0 | 0 | 0 | 0 | 0 | 0 | 0 | 0 | 12
NO |  | 145 | 2012 | 2 | 14 | 14 |  | Tower 39/1 | Marcy | 230 | 230 | Steel Pole | 0 | 2.15 | 1 | 1-1272 | 0 | 0 | 0 | 0 | 0 | 0 | 0 | 0 | 0 | 0 | 0 | 0 | 0 | 0 | 0 | 0 | 0 | 0 | 0 | 0 | 0 | 0 | 0 | 12
NO |  | 145 | 2012 | 2 | 15 | 15 |  | Marcy | Tower 39/1 | 230 | 230 | Steel Pole | 0 | 2.15 | 1 | 1-1272 | 0 | 0 | 0 | 0 | 0 | 0 | 0 | 0 | 0 | 0 | 0 | 0 | 0 | 0 | 0 | 0 | 0 | 0 | 0 | 0 | 0 | 0 | 0 | 12
NO |  | 145 | 2012 | 2 | 16 | 16 |  | Tower 39/1 | Daniels Park | 230 | 230 | Steel Tower | 4.51 | 0 | 1 | 1-1033.5 | 0 | 0 | 0 | 0 | 0 | 0 | 0 | 0 | 0 | 0 | 0 | 0 | 0 | 0 | 0 | 0 | 0 | 0 | 0 | 0 | 0 | 0 | 0 | 12
NO |  | 145 | 2012 | 2 | 18 | 18 |  | (5107) Arapahoe Plant | Daniels Park | 0 | 0 |  | 0 | 0 | 0 |  | 0 | 0 | 0 | 0 | 0 | 0 | 0 | 0 | 0 | 0 | 0 | 0 | 0 | 0 | 0 | 0 | 0 | 0 | 0 | 0 | 0 | 0 | 0 | 12
NO |  | 145 | 2012 | 2 | 19 | 19 |  | Arapahoe Plant | Englewood Tap | 230 | 230 | Steel Tower | 3.48 | 0 | 1 | 1-1033.5 | 0 | 0 | 0 | 0 | 0 | 0 | 0 | 0 | 0 | 0 | 0 | 0 | 0 | 0 | 0 | 0 | 0 | 0 | 0 | 0 | 0 | 0 | 0 | 12
NO |  | 145 | 2012 | 2 | 20 | 20 |  | Englewood Tap | Fixture 35 | 230 | 230 | Wood Pole | 0.98 | 0 | 1 | 1-1033.5 | 0 | 0 | 0 | 0 | 0 | 0 | 0 | 0 | 0 | 0 | 0 | 0 | 0 | 0 | 0 | 0 | 0 | 0 | 0 | 0 | 0 | 0 | 0 | 12
NO |  | 145 | 2012 | 2 | 21 | 21 |  | Fixture 35 | Tower 72 | 230 | 230 | Wood Pole | 4.6 | 0 | 1 | 1-1033.5 | 0 | 0 | 0 | 0 | 0 | 0 | 0 | 0 | 0 | 0 | 0 | 0 | 0 | 0 | 0 | 0 | 0 | 0 | 0 | 0 | 0 | 0 | 0 | 12
NO |  | 145 | 2012 | 2 | 22 | 22 |  | Tower 72 | Tower 81 | 230 | 230 | Steel Tower | 1.43 | 0 | 1 | 1-1033.5 | 0 | 0 | 0 | 0 | 0 | 0 | 0 | 0 | 0 | 0 | 0 | 0 | 0 | 0 | 0 | 0 | 0 | 0 | 0 | 0 | 0 | 0 | 0 | 12
NO |  | 145 | 2012 | 2 | 23 | 23 |  | Tower 81 | Santa Fe Sub | 230 | 230 | Steel Pole | 0.06 | 0 | 1 | 1-1033.5 | 0 | 0 | 0 | 0 | 0 | 0 | 0 | 0 | 0 | 0 | 0 | 0 | 0 | 0 | 0 | 0 | 0 | 0 | 0 | 0 | 0 | 0 | 0 | 12
NO |  | 145 | 2012 | 2 | 24 | 24 |  | Santa Fe Sub | Tower 81 | 230 | 230 | Steel Tower | 0.06 | 0 | 1 | 1-1033.5 | 0 | 0 | 0 | 0 | 0 | 0 | 0 | 0 | 0 | 0 | 0 | 0 | 0 | 0 | 0 | 0 | 0 | 0 | 0 | 0 | 0 | 0 | 0 | 12
NO |  | 145 | 2012 | 2 | 25 | 25 |  | Tower 81 | Tower 82 | 230 | 230 | Steel Tower | 0.25 | 0 | 1 | 1-1033.5 | 0 | 0 | 0 | 0 | 0 | 0 | 0 | 0 | 0 | 0 | 0 | 0 | 0 | 0 | 0 | 0 | 0 | 0 | 0 | 0 | 0 | 0 | 0 | 12
NO |  | 145 | 2012 | 2 | 26 | 26 |  | Tower 82 | Tower 25 | 230 | 230 | Steel Tower | 3.57 | 0 | 1 | 1-1033.5 | 0 | 0 | 0 | 0 | 0 | 0 | 0 | 0 | 0 | 0 | 0 | 0 | 0 | 0 | 0 | 0 | 0 | 0 | 0 | 0 | 0 | 0 | 0 | 12
NO |  | 145 | 2012 | 2 | 27 | 27 |  | Tower 25 | Daniels Park Sub | 230 | 230 | Steel Tower | 0 | 6.54 | 1 | 1-1033.5 | 0 | 0 | 0 | 0 | 0 | 0 | 0 | 0 | 0 | 0 | 0 | 0 | 0 | 0 | 0 | 0 | 0 | 0 | 0 | 0 | 0 | 0 | 0 | 12
NO |  | 145 | 2012 | 2 | 29 | 29 |  | (5109) Waterton Sub | Daniels Park | 0 | 0 |  | 0 | 0 | 0 |  | 0 | 0 | 0 | 0 | 0 | 0 | 0 | 0 | 0 | 0 | 0 | 0 | 0 | 0 | 0 | 0 | 0 | 0 | 0 | 0 | 0 | 0 | 0 | 12
NO |  | 145 | 2012 | 2 | 30 | 30 |  | Waterton Sub | Fixture A | 230 | 230 | Steel Pole | 0 | 0.03 | 1 | 2-1272 | 0 | 0 | 0 | 0 | 0 | 0 | 0 | 0 | 0 | 0 | 0 | 0 | 0 | 0 | 0 | 0 | 0 | 0 | 0 | 0 | 0 | 0 | 0 | 12
NO |  | 145 | 2012 | 2 | 31 | 31 |  | Fixture A | Fixture 1 | 230 | 230 | Steel Pole | 0 | 0.08 | 1 | 2-1272 | 0 | 0 | 0 | 0 | 0 | 0 | 0 | 0 | 0 | 0 | 0 | 0 | 0 | 0 | 0 | 0 | 0 | 0 | 0 | 0 | 0 | 0 | 0 | 12
NO |  | 145 | 2012 | 2 | 32 | 32 |  | Fixture 1 | Fixture 61 | 230 | 345 | Steel Pole | 8.76 | 0 | 1 | 2-1272 | 0 | 0 | 0 | 0 | 0 | 0 | 0 | 0 | 0 | 0 | 0 | 0 | 0 | 0 | 0 | 0 | 0 | 0 | 0 | 0 | 0 | 0 | 0 | 12
NO |  | 145 | 2012 | 2 | 33 | 33 |  | Fixture 61 | Fixture 62W | 230 | 230 | Steel Pole | 0.05 | 0 | 1 | 2-1272 | 0 | 0 | 0 | 0 | 0 | 0 | 0 | 0 | 0 | 0 | 0 | 0 | 0 | 0 | 0 | 0 | 0 | 0 | 0 | 0 | 0 | 0 | 0 | 12
NO |  | 145 | 2012 | 2 | 34 | 34 |  | Fixture 62W | Fixture 63W | 230 | 230 | Steel H-Frame | 0.03 | 0 | 1 | 2-1272 | 0 | 0 | 0 | 0 | 0 | 0 | 0 | 0 | 0 | 0 | 0 | 0 | 0 | 0 | 0 | 0 | 0 | 0 | 0 | 0 | 0 | 0 | 0 | 12
NO |  | 145 | 2012 | 2 | 35 | 35 |  | Fixture 63W | Daniels Park | 230 | 230 | Steel H-Frame | 0.03 | 0 | 1 | 2-1272 | 0 | 0 | 0 | 0 | 0 | 0 | 0 | 0 | 0 | 0 | 0 | 0 | 0 | 0 | 0 | 0 | 0 | 0 | 0 | 0 | 0 | 0 | 0 | 12
NO |  | 145 | 2012 | 3 | 2 | 2 |  | (5111) Daniels Park | Greenwood | 0 | 0 |  | 0 | 0 | 0 |  | 0 | 0 | 0 | 0 | 0 | 0 | 0 | 0 | 0 | 0 | 0 | 0 | 0 | 0 | 0 | 0 | 0 | 0 | 0 | 0 | 0 | 0 | 0 | 12
NO |  | 145 | 2012 | 3 | 3 | 3 |  | Daniels Park | Prairie Sub 5111 | 230 | 230 | Steel Pole | 3.6 | 0 | 1 | 1-1272 | 0 | 0 | 0 | 0 | 0 | 0 | 0 | 0 | 0 | 0 | 0 | 0 | 0 | 0 | 0 | 0 | 0 | 0 | 0 | 0 | 0 | 0 | 0 | 12
NO |  | 145 | 2012 | 3 | 4 | 4 |  | Prairie Sub 5111 | Greenwood Sub | 230 | 230 | Steel Pole | 4.5 | 0 | 1 | 1-1272 | 0 | 0 | 0 | 0 | 0 | 0 | 0 | 0 | 0 | 0 | 0 | 0 | 0 | 0 | 0 | 0 | 0 | 0 | 0 | 0 | 0 | 0 | 0 | 12
NO |  | 145 | 2012 | 3 | 6 | 6 |  | (5113) Missile Sub | Daniels Park Sub | 0 | 0 |  | 0 | 0 | 0 |  | 0 | 0 | 0 | 0 | 0 | 0 | 0 | 0 | 0 | 0 | 0 | 0 | 0 | 0 | 0 | 0 | 0 | 0 | 0 | 0 | 0 | 0 | 0 | 12
NO |  | 145 | 2012 | 3 | 7 | 7 |  | Missile Sub Site | Tower 427 | 230 | 345 | Wood H-Frame | 12.33 | 0 | 1 | 2-636 | 0 | 0 | 0 | 0 | 0 | 0 | 0 | 0 | 0 | 0 | 0 | 0 | 0 | 0 | 0 | 0 | 0 | 0 | 0 | 0 | 0 | 0 | 0 | 12
NO |  | 145 | 2012 | 3 | 8 | 8 |  | Tower 427 | Fixture 618 | 230 | 345 | Steel Pole | 27.84 | 0 | 1 | 2-1272 | 0 | 0 | 0 | 0 | 0 | 0 | 0 | 0 | 0 | 0 | 0 | 0 | 0 | 0 | 0 | 0 | 0 | 0 | 0 | 0 | 0 | 0 | 0 | 12
NO |  | 145 | 2012 | 3 | 9 | 9 |  | Fixture 618 | Fixture 627 | 230 | 345 | Steel Pole | 1.4 | 0 | 1 | 2-1272 | 0 | 0 | 0 | 0 | 0 | 0 | 0 | 0 | 0 | 0 | 0 | 0 | 0 | 0 | 0 | 0 | 0 | 0 | 0 | 0 | 0 | 0 | 0 | 12
NO |  | 145 | 2012 | 3 | 10 | 10 |  | Fixture 627 | Tower 629/123B | 230 | 345 | Wood H-Frame | 0.17 | 0 | 1 | 2-636 | 0 | 0 | 0 | 0 | 0 | 0 | 0 | 0 | 0 | 0 | 0 | 0 | 0 | 0 | 0 | 0 | 0 | 0 | 0 | 0 | 0 | 0 | 0 | 12
NO |  | 145 | 2012 | 3 | 11 | 11 |  | Tower 629/123B | Str. 111A/1 (Murphy Crk Tap | 230 | 230 | Steel Tower | 2.11 | 0 | 1 | 2-636 | 0 | 0 | 0 | 0 | 0 | 0 | 0 | 0 | 0 | 0 | 0 | 0 | 0 | 0 | 0 | 0 | 0 | 0 | 0 | 0 | 0 | 0 | 0 | 12
NO |  | 145 | 2012 | 3 | 12 | 12 |  | Str. 111A/1 (Murphy Crk | Tower 107A | 230 | 230 | Steel Tower | 0.71 | 0 | 1 | 2-636 | 0 | 0 | 0 | 0 | 0 | 0 | 0 | 0 | 0 | 0 | 0 | 0 | 0 | 0 | 0 | 0 | 0 | 0 | 0 | 0 | 0 | 0 | 0 | 12
NO |  | 145 | 2012 | 3 | 13 | 13 |  | Tower 107A | Tower 104 | 230 | 230 | Steel Pole | 0.47 | 0 | 1 | 2-636 | 0 | 0 | 0 | 0 | 0 | 0 | 0 | 0 | 0 | 0 | 0 | 0 | 0 | 0 | 0 | 0 | 0 | 0 | 0 | 0 | 0 | 0 | 0 | 12
NO |  | 145 | 2012 | 3 | 14 | 14 |  | Tower 104 | Tower 71 | 230 | 230 | Steel Pole | 5.42 | 0 | 1 | 2-636 | 0 | 0 | 0 | 0 | 0 | 0 | 0 | 0 | 0 | 0 | 0 | 0 | 0 | 0 | 0 | 0 | 0 | 0 | 0 | 0 | 0 | 0 | 0 | 12
NO |  | 145 | 2012 | 3 | 15 | 15 |  | Tower 71 | Homestead Sub | 230 | 230 | Steel Pole | 0.9 | 0 | 1 | 2-636 | 0 | 0 | 0 | 0 | 0 | 0 | 0 | 0 | 0 | 0 | 0 | 0 | 0 | 0 | 0 | 0 | 0 | 0 | 0 | 0 | 0 | 0 | 0 | 12
NO |  | 145 | 2012 | 3 | 16 | 16 |  | Homestead Sub | Str. 70 | 230 | 230 | Steel Pole | 0.8 | 0 | 1 | 2-636 | 0 | 0 | 0 | 0 | 0 | 0 | 0 | 0 | 0 | 0 | 0 | 0 | 0 | 0 | 0 | 0 | 0 | 0 | 0 | 0 | 0 | 0 | 0 | 12
NO |  | 145 | 2012 | 3 | 17 | 17 |  | Str. 70 | Str. 52 | 230 | 230 | Steel Pole | 3.12 | 0 | 1 | 2-636 | 0 | 0 | 0 | 0 | 0 | 0 | 0 | 0 | 0 | 0 | 0 | 0 | 0 | 0 | 0 | 0 | 0 | 0 | 0 | 0 | 0 | 0 | 0 | 12
NO |  | 145 | 2012 | 3 | 18 | 18 |  | Str. 52 | Str. 45 | 230 | 230 | Steel Pole | 1.19 | 0 | 1 | 2-636 | 0 | 0 | 0 | 0 | 0 | 0 | 0 | 0 | 0 | 0 | 0 | 0 | 0 | 0 | 0 | 0 | 0 | 0 | 0 | 0 | 0 | 0 | 0 | 12
NO |  | 145 | 2012 | 3 | 19 | 19 |  | Str. 45 | Sulphur Sub | 230 | 230 | Steel Pole | 0.16 | 0 | 1 | 2-636 | 0 | 0 | 0 | 0 | 0 | 0 | 0 | 0 | 0 | 0 | 0 | 0 | 0 | 0 | 0 | 0 | 0 | 0 | 0 | 0 | 0 | 0 | 0 | 12
NO |  | 145 | 2012 | 3 | 20 | 20 |  | Sulphur Sub | Tower 43 | 230 | 230 | Steel Pole | 0.04 | 0 | 1 | 2-636 | 0 | 0 | 0 | 0 | 0 | 0 | 0 | 0 | 0 | 0 | 0 | 0 | 0 | 0 | 0 | 0 | 0 | 0 | 0 | 0 | 0 | 0 | 0 | 12
NO |  | 145 | 2012 | 3 | 21 | 21 |  | Tower 43 | Tower 20A | 230 | 230 | Steel Tower | 3.75 | 0 | 1 | 2-636 | 0 | 0 | 0 | 0 | 0 | 0 | 0 | 0 | 0 | 0 | 0 | 0 | 0 | 0 | 0 | 0 | 0 | 0 | 0 | 0 | 0 | 0 | 0 | 12
NO |  | 145 | 2012 | 3 | 22 | 22 |  | Tower 20A | Daniels Park Sub | 230 | 230 | Steel Tower | 3.28 | 0 | 1 | 2-636 | 0 | 0 | 0 | 0 | 0 | 0 | 0 | 0 | 0 | 0 | 0 | 0 | 0 | 0 | 0 | 0 | 0 | 0 | 0 | 0 | 0 | 0 | 0 | 12
NO |  | 145 | 2012 | 3 | 24 | 24 |  | (5115) Daniels Park Sub | Sulpher Sub | 0 | 0 |  | 0 | 0 | 0 |  | 0 | 0 | 0 | 0 | 0 | 0 | 0 | 0 | 0 | 0 | 0 | 0 | 0 | 0 | 0 | 0 | 0 | 0 | 0 | 0 | 0 | 0 | 0 | 12
NO |  | 145 | 2012 | 3 | 25 | 25 |  | Daniels Park Sub | Tower 20A | 230 | 230 | Steel Tower | 0 | 3.28 | 1 | 2-636 | 0 | 0 | 0 | 0 | 0 | 0 | 0 | 0 | 0 | 0 | 0 | 0 | 0 | 0 | 0 | 0 | 0 | 0 | 0 | 0 | 0 | 0 | 0 | 12
NO |  | 145 | 2012 | 3 | 26 | 26 |  | Tower 20A | Surrey Ridge | 230 | 230 | Steel Pole | 1 | 0 | 1 | 2-636 | 0 | 0 | 0 | 0 | 0 | 0 | 0 | 0 | 0 | 0 | 0 | 0 | 0 | 0 | 0 | 0 | 0 | 0 | 0 | 0 | 0 | 0 | 0 | 12
NO |  | 145 | 2012 | 3 | 27 | 27 |  | Surrey Ridge | Tower 20A | 230 | 230 | Steel Pole | 0 | 1 | 1 | 2-636 | 0 | 0 | 0 | 0 | 0 | 0 | 0 | 0 | 0 | 0 | 0 | 0 | 0 | 0 | 0 | 0 | 0 | 0 | 0 | 0 | 0 | 0 | 0 | 12
NO |  | 145 | 2012 | 3 | 28 | 28 |  | Tower 20A | Str. 31A | 230 | 230 | Steel Tower | 0 | 2.15 | 1 | 2-636 | 0 | 0 | 0 | 0 | 0 | 0 | 0 | 0 | 0 | 0 | 0 | 0 | 0 | 0 | 0 | 0 | 0 | 0 | 0 | 0 | 0 | 0 | 0 | 12
NO |  | 145 | 2012 | 3 | 29 | 29 |  | Str. 31A | Lemon Gulch Sub. | 230 | 230 | Steel Pole | 1.93 | 0 | 1 | 2-636 | 0 | 0 | 0 | 0 | 0 | 0 | 0 | 0 | 0 | 0 | 0 | 0 | 0 | 0 | 0 | 0 | 0 | 0 | 0 | 0 | 0 | 0 | 0 | 12
NO |  | 145 | 2012 | 3 | 30 | 30 |  | Lemon Gulch Sub. | Str. 31A | 230 | 230 | Steel Pole | 0 | 1.93 | 1 | 2-636 | 0 | 0 | 0 | 0 | 0 | 0 | 0 | 0 | 0 | 0 | 0 | 0 | 0 | 0 | 0 | 0 | 0 | 0 | 0 | 0 | 0 | 0 | 0 | 12
NO |  | 145 | 2012 | 3 | 31 | 31 |  | Str. 31A | Str. 43 | 230 | 230 | Steel Tower | 0 | 1.6 | 1 | 2-636 | 0 | 0 | 0 | 0 | 0 | 0 | 0 | 0 | 0 | 0 | 0 | 0 | 0 | 0 | 0 | 0 | 0 | 0 | 0 | 0 | 0 | 0 | 0 | 12
NO |  | 145 | 2012 | 3 | 32 | 32 |  | Str. 43 | Sulpher | 230 | 230 | Steel Pole | 0 | 0.04 | 1 | 2-636 | 0 | 0 | 0 | 0 | 0 | 0 | 0 | 0 | 0 | 0 | 0 | 0 | 0 | 0 | 0 | 0 | 0 | 0 | 0 | 0 | 0 | 0 | 0 | 12
NO |  | 145 | 2012 | 3 | 34 | 34 |  | (5119) Daniels Park Sub | Jackson Fuller Sub | 0 | 0 |  | 0 | 0 | 0 |  | 0 | 0 | 0 | 0 | 0 | 0 | 0 | 0 | 0 | 0 | 0 | 0 | 0 | 0 | 0 | 0 | 0 | 0 | 0 | 0 | 0 | 0 | 0 | 12
NO |  | 145 | 2012 | 3 | 35 | 35 |  | Daniels Park Sub | Fixture 300B | 230 | 345 | Steel Pole | 44.23 | 0 | 1 | 2-954 | 0 | 0 | 0 | 0 | 0 | 0 | 0 | 0 | 0 | 0 | 0 | 0 | 0 | 0 | 0 | 0 | 0 | 0 | 0 | 0 | 0 | 0 | 0 | 12
NO |  | 145 | 2012 | 4 | 1 | 1 |  | Fixture 300B | Jackson Fuller Sub | 230 | 345 | Steel Pole | 0.12 | 0 | 1 | 2-954 | 0 | 0 | 0 | 0 | 0 | 0 | 0 | 0 | 0 | 0 | 0 | 0 | 0 | 0 | 0 | 0 | 0 | 0 | 0 | 0 | 0 | 0 | 0 | 12
NO |  | 145 | 2012 | 4 | 3 | 3 |  | (5123) Fountain Valley | Midway Sub (Fix 1) | 230 | 230 | Wood H-Frame | 0.08 | 0 | 1 | 1-1033.5 | 0 | 0 | 0 | 0 | 0 | 0 | 0 | 0 | 0 | 0 | 0 | 0 | 0 | 0 | 0 | 0 | 0 | 0 | 0 | 0 | 0 | 0 | 0 | 12
NO |  | 145 | 2012 | 4 | 4 | 4 |  | Fixture 1 | Midway Sub | 230 | 230 | Wood H-Frame | 0.19 | 0 | 1 | 1-1033.5 | 0 | 0 | 0 | 0 | 0 | 0 | 0 | 0 | 0 | 0 | 0 | 0 | 0 | 0 | 0 | 0 | 0 | 0 | 0 | 0 | 0 | 0 | 0 | 12
NO |  | 145 | 2012 | 4 | 6 | 6 |  | (5129) Jackson Fuller Sub | Midway Sub | 0 | 0 |  | 0 | 0 | 0 |  | 0 | 0 | 0 | 0 | 0 | 0 | 0 | 0 | 0 | 0 | 0 | 0 | 0 | 0 | 0 | 0 | 0 | 0 | 0 | 0 | 0 | 0 | 0 | 12
NO |  | 145 | 2012 | 4 | 7 | 7 |  | Jackson Fuller Sub | Fixture 300E | 230 | 345 | Steel Pole | 0.12 | 0 | 1 | 2-954 | 0 | 0 | 0 | 0 | 0 | 0 | 0 | 0 | 0 | 0 | 0 | 0 | 0 | 0 | 0 | 0 | 0 | 0 | 0 | 0 | 0 | 0 | 0 | 12
NO |  | 145 | 2012 | 4 | 8 | 8 |  | Fixture 300E | Fixture 464 | 230 | 345 | Steel Pole | 23.88 | 0 | 1 | 2-954 | 0 | 0 | 0 | 0 | 0 | 0 | 0 | 0 | 0 | 0 | 0 | 0 | 0 | 0 | 0 | 0 | 0 | 0 | 0 | 0 | 0 | 0 | 0 | 12
NO |  | 145 | 2012 | 4 | 9 | 9 |  | Fixture 464 | Fixture 499 | 230 | 345 | Steel Pole | 4.85 | 0 | 1 | 2-954 | 0 | 0 | 0 | 0 | 0 | 0 | 0 | 0 | 0 | 0 | 0 | 0 | 0 | 0 | 0 | 0 | 0 | 0 | 0 | 0 | 0 | 0 | 0 | 12
NO |  | 145 | 2012 | 4 | 10 | 10 |  | Fixture 499 | Midway Sub 5129 | 230 | 345 | Steel Pole | 0.18 | 0 | 1 | 2-954 | 0 | 0 | 0 | 0 | 0 | 0 | 0 | 0 | 0 | 0 | 0 | 0 | 0 | 0 | 0 | 0 | 0 | 0 | 0 | 0 | 0 | 0 | 0 | 12
NO |  | 145 | 2012 | 4 | 12 | 12 |  | (5145) Malta | Tarryall | 0 | 0 |  | 0 | 0 | 0 |  | 0 | 0 | 0 | 0 | 0 | 0 | 0 | 0 | 0 | 0 | 0 | 0 | 0 | 0 | 0 | 0 | 0 | 0 | 0 | 0 | 0 | 0 | 0 | 12
NO |  | 145 | 2012 | 4 | 13 | 13 |  | Malta | Fixture 985 | 230 | 230 | Wood K Frame | 4.33 | 0 | 1 | 1-1033.5 | 0 | 0 | 0 | 0 | 0 | 0 | 0 | 0 | 0 | 0 | 0 | 0 | 0 | 0 | 0 | 0 | 0 | 0 | 0 | 0 | 0 | 0 | 0 | 12
NO |  | 145 | 2012 | 4 | 14 | 14 |  | Fixture 985 | Fixture 1073 | 230 | 230 | Steel H Frame | 11.59 | 0 | 1 | 1-1033.5 | 0 | 0 | 0 | 0 | 0 | 0 | 0 | 0 | 0 | 0 | 0 | 0 | 0 | 0 | 0 | 0 | 0 | 0 | 0 | 0 | 0 | 0 | 0 | 12
NO |  | 145 | 2012 | 4 | 15 | 15 |  | Fixture 1073 | Fixture 1163 | 230 | 230 | Wood K Frame | 12.79 | 0 | 1 | 1-1033.5 | 0 | 0 | 0 | 0 | 0 | 0 | 0 | 0 | 0 | 0 | 0 | 0 | 0 | 0 | 0 | 0 | 0 | 0 | 0 | 0 | 0 | 0 | 0 | 12
NO |  | 145 | 2012 | 4 | 16 | 16 |  | Fixture 1163 | Hartsel Sub | 230 | 230 | Steel Pole | 0.04 | 0 | 1 | 1-1033.5 | 0 | 0 | 0 | 0 | 0 | 0 | 0 | 0 | 0 | 0 | 0 | 0 | 0 | 0 | 0 | 0 | 0 | 0 | 0 | 0 | 0 | 0 | 0 | 12
NO |  | 145 | 2012 | 4 | 18 | 18 |  | (5147) Malta Sub | Mt. Elbert Hydro | 0 | 0 |  | 0 | 0 | 0 |  | 0 | 0 | 0 | 0 | 0 | 0 | 0 | 0 | 0 | 0 | 0 | 0 | 0 | 0 | 0 | 0 | 0 | 0 | 0 | 0 | 0 | 0 | 0 | 12
NO |  | 145 | 2012 | 4 | 19 | 19 |  | Malta Sub | Mt. Elbert Hydro | 230 | 230 | Steel Tower | 7.42 | 0 | 1 | 1-1272 | 0 | 0 | 0 | 0 | 0 | 0 | 0 | 0 | 0 | 0 | 0 | 0 | 0 | 0 | 0 | 0 | 0 | 0 | 0 | 0 | 0 | 0 | 0 | 12
NO |  | 145 | 2012 | 4 | 21 | 21 |  | (5149) Basalt (USBR) | Malta Sub | 0 | 0 |  | 0 | 0 | 0 |  | 0 | 0 | 0 | 0 | 0 | 0 | 0 | 0 | 0 | 0 | 0 | 0 | 0 | 0 | 0 | 0 | 0 | 0 | 0 | 0 | 0 | 0 | 0 | 12
NO |  | 145 | 2012 | 4 | 22 | 22 |  | Basalt (USBR) | Tower 124 | 230 | 345 | Steel H Frame | 20.85 | 0 | 1 | 2-1272 | 0 | 0 | 0 | 0 | 0 | 0 | 0 | 0 | 0 | 0 | 0 | 0 | 0 | 0 | 0 | 0 | 0 | 0 | 0 | 0 | 0 | 0 | 0 | 12
NO |  | 145 | 2012 | 4 | 23 | 23 |  | Tower 124 | Tower 127 | 230 | 345 | Steel Pole | 0.35 | 0 | 1 | 2-1272 | 0 | 0 | 0 | 0 | 0 | 0 | 0 | 0 | 0 | 0 | 0 | 0 | 0 | 0 | 0 | 0 | 0 | 0 | 0 | 0 | 0 | 0 | 0 | 12
NO |  | 145 | 2012 | 4 | 24 | 24 |  | Tower 127 | Tower 264 | 230 | 345 | Steel H Frame | 21.76 | 0 | 1 | 2-1272 | 0 | 0 | 0 | 0 | 0 | 0 | 0 | 0 | 0 | 0 | 0 | 0 | 0 | 0 | 0 | 0 | 0 | 0 | 0 | 0 | 0 | 0 | 0 | 12
NO |  | 145 | 2012 | 4 | 25 | 25 |  | Tower 264 | Tower 268 | 230 | 345 | Steel Tower | 0.5 | 0 | 1 | 2-1272 | 0 | 0 | 0 | 0 | 0 | 0 | 0 | 0 | 0 | 0 | 0 | 0 | 0 | 0 | 0 | 0 | 0 | 0 | 0 | 0 | 0 | 0 | 0 | 12
NO |  | 145 | 2012 | 4 | 26 | 26 |  | Tower 268 | Tower 322 | 230 | 345 | Steel H Frame | 7.29 | 0 | 1 | 2-1272 | 0 | 0 | 0 | 0 | 0 | 0 | 0 | 0 | 0 | 0 | 0 | 0 | 0 | 0 | 0 | 0 | 0 | 0 | 0 | 0 | 0 | 0 | 0 | 12
NO |  | 145 | 2012 | 4 | 27 | 27 |  | Tower 322 | Malta Sub | 230 | 345 | Steel Tower | 0.24 | 0 | 1 | 2-1272 | 0 | 0 | 0 | 0 | 0 | 0 | 0 | 0 | 0 | 0 | 0 | 0 | 0 | 0 | 0 | 0 | 0 | 0 | 0 | 0 | 0 | 0 | 0 | 12
NO |  | 145 | 2012 | 4 | 29 | 29 |  | (5163) Sulpher Sub | Smoky Hill | 0 | 0 |  | 0 | 0 | 0 |  | 0 | 0 | 0 | 0 | 0 | 0 | 0 | 0 | 0 | 0 | 0 | 0 | 0 | 0 | 0 | 0 | 0 | 0 | 0 | 0 | 0 | 0 | 0 | 12
NO |  | 145 | 2012 | 4 | 30 | 30 |  | Sulphur Sub | Structure 45 | 230 | 230 | Steel Pole | 0 | 0.16 | 1 | 2-636 | 0 | 0 | 0 | 0 | 0 | 0 | 0 | 0 | 0 | 0 | 0 | 0 | 0 | 0 | 0 | 0 | 0 | 0 | 0 | 0 | 0 | 0 | 0 | 12
NO |  | 145 | 2012 | 4 | 31 | 31 |  | Structure 45 | Structure 52 | 230 | 230 | Steel Pole | 0 | 1.19 | 1 | 2-636 | 0 | 0 | 0 | 0 | 0 | 0 | 0 | 0 | 0 | 0 | 0 | 0 | 0 | 0 | 0 | 0 | 0 | 0 | 0 | 0 | 0 | 0 | 0 | 12
NO |  | 145 | 2012 | 4 | 32 | 32 |  | Structure 52 | Structure 70 | 230 | 230 | Steel Tower | 0 | 3.12 | 1 | 2-636 | 0 | 0 | 0 | 0 | 0 | 0 | 0 | 0 | 0 | 0 | 0 | 0 | 0 | 0 | 0 | 0 | 0 | 0 | 0 | 0 | 0 | 0 | 0 | 12
NO |  | 145 | 2012 | 4 | 33 | 33 |  | Structure 70 | Homestead Sub | 230 | 230 | Steel Tower | 0.08 | 0 | 1 | 2-636 | 0 | 0 | 0 | 0 | 0 | 0 | 0 | 0 | 0 | 0 | 0 | 0 | 0 | 0 | 0 | 0 | 0 | 0 | 0 | 0 | 0 | 0 | 0 | 12
NO |  | 145 | 2012 | 4 | 34 | 34 |  | Homestead Sub | Structure 71 | 230 | 230 | Steel Tower | 0.09 | 0 | 1 | 2-636 | 0 | 0 | 0 | 0 | 0 | 0 | 0 | 0 | 0 | 0 | 0 | 0 | 0 | 0 | 0 | 0 | 0 | 0 | 0 | 0 | 0 | 0 | 0 | 12
NO |  | 145 | 2012 | 4 | 35 | 35 |  | Structure 71 | Tower 104 | 230 | 230 | Steel Tower | 5.42 | 0 | 1 | 2-636 | 0 | 0 | 0 | 0 | 0 | 0 | 0 | 0 | 0 | 0 | 0 | 0 | 0 | 0 | 0 | 0 | 0 | 0 | 0 | 0 | 0 | 0 | 0 | 12
NO |  | 145 | 2012 | 5 | 1 | 1 |  | Tower 104 | Tower 107A | 230 | 230 | Steel Pole | 0 | 0.47 | 1 | 2-636 | 0 | 0 | 0 | 0 | 0 | 0 | 0 | 0 | 0 | 0 | 0 | 0 | 0 | 0 | 0 | 0 | 0 | 0 | 0 | 0 | 0 | 0 | 0 | 12
NO |  | 145 | 2012 | 5 | 2 | 2 |  | Tower 107A | Tower 111A | 230 | 230 | Steel Tower | 0 | 0.71 | 1 | 2-636 | 0 | 0 | 0 | 0 | 0 | 0 | 0 | 0 | 0 | 0 | 0 | 0 | 0 | 0 | 0 | 0 | 0 | 0 | 0 | 0 | 0 | 0 | 0 | 12
NO |  | 145 | 2012 | 5 | 3 | 3 |  | Tower 111A | Tower 123A/629 | 230 | 230 | Steel Tower | 0 | 2.11 | 1 | 2-636 | 0 | 0 | 0 | 0 | 0 | 0 | 0 | 0 | 0 | 0 | 0 | 0 | 0 | 0 | 0 | 0 | 0 | 0 | 0 | 0 | 0 | 0 | 0 | 12
NO |  | 145 | 2012 | 5 | 4 | 4 |  | Tower 123A/629 | Tower 124 | 230 | 230 | Steel Tower | 0.03 | 0 | 1 | 2-636 | 0 | 0 | 0 | 0 | 0 | 0 | 0 | 0 | 0 | 0 | 0 | 0 | 0 | 0 | 0 | 0 | 0 | 0 | 0 | 0 | 0 | 0 | 0 | 12
NO |  | 145 | 2012 | 5 | 5 | 5 |  | Tower 124 | Smokey Hill | 230 | 230 | Steel Pole | 0.42 | 0 | 1 | 2-636 | 0 | 0 | 0 | 0 | 0 | 0 | 0 | 0 | 0 | 0 | 0 | 0 | 0 | 0 | 0 | 0 | 0 | 0 | 0 | 0 | 0 | 0 | 0 | 12
NO |  | 145 | 2012 | 5 | 7 | 7 |  | (5165) Brick Center Sub | Smoky Hill Sub | 0 | 0 |  | 0 | 0 | 0 |  | 0 | 0 | 0 | 0 | 0 | 0 | 0 | 0 | 0 | 0 | 0 | 0 | 0 | 0 | 0 | 0 | 0 | 0 | 0 | 0 | 0 | 0 | 0 | 12
NO |  | 145 | 2012 | 5 | 8 | 8 |  | Brick Center Sub | Fixture 522 | 230 | 230 | Steel Pole | 0.05 | 0 | 1 | 2-954 | 0 | 0 | 0 | 0 | 0 | 0 | 0 | 0 | 0 | 0 | 0 | 0 | 0 | 0 | 0 | 0 | 0 | 0 | 0 | 0 | 0 | 0 | 0 | 12
NO |  | 145 | 2012 | 5 | 9 | 9 |  | Fixture 522 | Fixture 577 | 230 | 345 | Wood H-Frame | 7.5 | 0 | 1 | 2-636 | 0 | 0 | 0 | 0 | 0 | 0 | 0 | 0 | 0 | 0 | 0 | 0 | 0 | 0 | 0 | 0 | 0 | 0 | 0 | 0 | 0 | 0 | 0 | 12
NO |  | 145 | 2012 | 5 | 10 | 10 |  | Fixture 577 | Quincy Sub | 230 | 230 | Steel Tower | 0.11 | 0 | 1 | 2-954 | 0 | 0 | 0 | 0 | 0 | 0 | 0 | 0 | 0 | 0 | 0 | 0 | 0 | 0 | 0 | 0 | 0 | 0 | 0 | 0 | 0 | 0 | 0 | 12
NO |  | 145 | 2012 | 5 | 11 | 11 |  | Quincy Sub | Fixture 577 | 230 | 230 | Steel Tower | 0 | 0.11 | 1 | 2-954 | 0 | 0 | 0 | 0 | 0 | 0 | 0 | 0 | 0 | 0 | 0 | 0 | 0 | 0 | 0 | 0 | 0 | 0 | 0 | 0 | 0 | 0 | 0 | 12
NO |  | 145 | 2012 | 5 | 12 | 12 |  | Fixture 577 | Tower 627 | 230 | 345 | Wood H-Frame | 7.13 | 0 | 1 | 2-636 | 0 | 0 | 0 | 0 | 0 | 0 | 0 | 0 | 0 | 0 | 0 | 0 | 0 | 0 | 0 | 0 | 0 | 0 | 0 | 0 | 0 | 0 | 0 | 12
NO |  | 145 | 2012 | 5 | 13 | 13 |  | Tower 627 | Tower 124 | 230 | 230 | Steel Pole | 0.17 | 0 | 1 | 2-636 | 0 | 0 | 0 | 0 | 0 | 0 | 0 | 0 | 0 | 0 | 0 | 0 | 0 | 0 | 0 | 0 | 0 | 0 | 0 | 0 | 0 | 0 | 0 | 12
NO |  | 145 | 2012 | 5 | 14 | 14 |  | Tower 124 | Smokey Hill Sub | 230 | 230 | Steel Pole | 0 | 0.42 | 1 | 2-636 | 0 | 0 | 0 | 0 | 0 | 0 | 0 | 0 | 0 | 0 | 0 | 0 | 0 | 0 | 0 | 0 | 0 | 0 | 0 | 0 | 0 | 0 | 0 | 12
NO |  | 145 | 2012 | 5 | 16 | 16 |  | (5167) Smoky Hill | Sullivan Sub | 0 | 0 |  | 0 | 0 | 0 |  | 0 | 0 | 0 | 0 | 0 | 0 | 0 | 0 | 0 | 0 | 0 | 0 | 0 | 0 | 0 | 0 | 0 | 0 | 0 | 0 | 0 | 0 | 0 | 12
NO |  | 145 | 2012 | 5 | 17 | 17 |  | Smoky Hill | Buckley | 230 | 230 | Steel Tower | 5.5 | 0 | 1 | 1-1033.5 | 0 | 0 | 0 | 0 | 0 | 0 | 0 | 0 | 0 | 0 | 0 | 0 | 0 | 0 | 0 | 0 | 0 | 0 | 0 | 0 | 0 | 0 | 0 | 12
NO |  | 145 | 2012 | 5 | 18 | 18 |  | Buckley | Tower 66 | 230 | 230 | Steel Tower | 4.06 | 0 | 1 | 1-1029 | 0 | 0 | 0 | 0 | 0 | 0 | 0 | 0 | 0 | 0 | 0 | 0 | 0 | 0 | 0 | 0 | 0 | 0 | 0 | 0 | 0 | 0 | 0 | 12
NO |  | 145 | 2012 | 5 | 19 | 19 |  | Tower 66 | Tower 87 | 230 | 230 | Steel Tower | 2.66 | 0 | 1 | 1-1029 | 0 | 0 | 0 | 0 | 0 | 0 | 0 | 0 | 0 | 0 | 0 | 0 | 0 | 0 | 0 | 0 | 0 | 0 | 0 | 0 | 0 | 0 | 0 | 12
NO |  | 145 | 2012 | 5 | 20 | 20 |  | Tower 87 | Jewell Sub | 230 | 230 | Steel Tower | 0.02 | 0 | 1 | 1-1033.5 | 0 | 0 | 0 | 0 | 0 | 0 | 0 | 0 | 0 | 0 | 0 | 0 | 0 | 0 | 0 | 0 | 0 | 0 | 0 | 0 | 0 | 0 | 0 | 12
NO |  | 145 | 2012 | 5 | 21 | 21 |  | Jewell Sub | Tower 88 | 230 | 230 | Steel 1SA | 0.02 | 0 | 1 | 1-1033.5 | 0 | 0 | 0 | 0 | 0 | 0 | 0 | 0 | 0 | 0 | 0 | 0 | 0 | 0 | 0 | 0 | 0 | 0 | 0 | 0 | 0 | 0 | 0 | 12
NO |  | 145 | 2012 | 5 | 22 | 22 |  | Tower 88 | Tower 95 | 230 | 230 | Steel Tower | 0.84 | 0 | 1 | 1-1029 | 0 | 0 | 0 | 0 | 0 | 0 | 0 | 0 | 0 | 0 | 0 | 0 | 0 | 0 | 0 | 0 | 0 | 0 | 0 | 0 | 0 | 0 | 0 | 12
NO |  | 145 | 2012 | 5 | 23 | 23 |  | Tower 95 | Tower 22 | 230 | 230 | Steel Tower | 0.89 | 0 | 1 | 1-1029 | 0 | 0 | 0 | 0 | 0 | 0 | 0 | 0 | 0 | 0 | 0 | 0 | 0 | 0 | 0 | 0 | 0 | 0 | 0 | 0 | 0 | 0 | 0 | 12
NO |  | 145 | 2012 | 5 | 24 | 24 |  | Tower 22 | Sullivan Sub | 230 | 230 | Steel Tower | 1.66 | 0 | 1 | 1-1029 | 0 | 0 | 0 | 0 | 0 | 0 | 0 | 0 | 0 | 0 | 0 | 0 | 0 | 0 | 0 | 0 | 0 | 0 | 0 | 0 | 0 | 0 | 0 | 12
NO |  | 145 | 2012 | 5 | 26 | 26 |  | (5169) Smoky Hill | Greenwood | 0 | 0 |  | 0 | 0 | 0 |  | 0 | 0 | 0 | 0 | 0 | 0 | 0 | 0 | 0 | 0 | 0 | 0 | 0 | 0 | 0 | 0 | 0 | 0 | 0 | 0 | 0 | 0 | 0 | 12
NO |  | 145 | 2012 | 5 | 27 | 27 |  | Smoky Hill | Tower 13 | 230 | 230 | Steel Pole | 2.05 | 0 | 1 | 1-1033.5 | 0 | 0 | 0 | 0 | 0 | 0 | 0 | 0 | 0 | 0 | 0 | 0 | 0 | 0 | 0 | 0 | 0 | 0 | 0 | 0 | 0 | 0 | 0 | 12
NO |  | 145 | 2012 | 5 | 28 | 28 |  | Tower 13 | Meadow Hills | 230 | 230 | Wood Pole | 2.43 | 0 | 1 | 1-1033.5 | 0 | 0 | 0 | 0 | 0 | 0 | 0 | 0 | 0 | 0 | 0 | 0 | 0 | 0 | 0 | 0 | 0 | 0 | 0 | 0 | 0 | 0 | 0 | 12
NO |  | 145 | 2012 | 5 | 29 | 29 |  | Meadow Hills | Orchard Sub | 230 | 230 | Steel Pole | 1.05 | 0 | 1 | 1-1033.5 | 0 | 0 | 0 | 0 | 0 | 0 | 0 | 0 | 0 | 0 | 0 | 0 | 0 | 0 | 0 | 0 | 0 | 0 | 0 | 0 | 0 | 0 | 0 | 12
NO |  | 145 | 2012 | 5 | 30 | 30 |  | Orchard Sub | Jordan Rd Trans Station | 230 | 230 | Steel Pole | 2.27 | 0 | 0 | 1-1033.5 | 0 | 0 | 0 | 0 | 0 | 0 | 0 | 0 | 0 | 0 | 0 | 0 | 0 | 0 | 0 | 0 | 0 | 0 | 0 | 0 | 0 | 0 | 0 | 12
NO |  | 145 | 2012 | 5 | 32 | 32 |  | (5171) Smoky Hill | Spruce | 0 | 0 |  | 0 | 0 | 0 |  | 0 | 0 | 0 | 0 | 0 | 0 | 0 | 0 | 0 | 0 | 0 | 0 | 0 | 0 | 0 | 0 | 0 | 0 | 0 | 0 | 0 | 0 | 0 | 12
NO |  | 145 | 2012 | 5 | 33 | 33 |  | Smoky Hill | Tower 36A | 230 | 230 | Steel Tower | 6.16 | 0 | 1 | 2-636 | 0 | 0 | 0 | 0 | 0 | 0 | 0 | 0 | 0 | 0 | 0 | 0 | 0 | 0 | 0 | 0 | 0 | 0 | 0 | 0 | 0 | 0 | 0 | 12
NO |  | 145 | 2012 | 5 | 34 | 34 |  | Tower 36A-Powhaton | Powhaton-Str 36A | 230 | 230 | Steel Pole | 0.12 | 0 | 1 | 2-636 | 0 | 0 | 0 | 0 | 0 | 0 | 0 | 0 | 0 | 0 | 0 | 0 | 0 | 0 | 0 | 0 | 0 | 0 | 0 | 0 | 0 | 0 | 0 | 12
NO |  | 145 | 2012 | 5 | 35 | 35 |  | Tower 36A-Tower 39 | Tower 39-Tower 58 | 230 | 230 | Steel Tower | 3.45 | 0 | 1 | 2-636 | 0 | 0 | 0 | 0 | 0 | 0 | 0 | 0 | 0 | 0 | 0 | 0 | 0 | 0 | 0 | 0 | 0 | 0 | 0 | 0 | 0 | 0 | 0 | 12
NO |  | 145 | 2012 | 6 | 1 | 1 |  | Tower 58 | Spruce Sub | 230 | 230 | Steel Pole | 0.28 | 0 | 1 | 2-636 | 0 | 0 | 0 | 0 | 0 | 0 | 0 | 0 | 0 | 0 | 0 | 0 | 0 | 0 | 0 | 0 | 0 | 0 | 0 | 0 | 0 | 0 | 0 | 12
NO |  | 145 | 2012 | 6 | 3 | 3 |  | (5177) Smoky Hill | Spruce Sub | 0 | 0 |  | 0 | 0 | 0 |  | 0 | 0 | 0 | 0 | 0 | 0 | 0 | 0 | 0 | 0 | 0 | 0 | 0 | 0 | 0 | 0 | 0 | 0 | 0 | 0 | 0 | 0 | 0 | 12
NO |  | 145 | 2012 | 6 | 4 | 4 |  | Smoky Hill | Tower 58 | 230 | 230 | Steel Tower | 0 | 9.6 | 1 | 2-636 | 0 | 0 | 0 | 0 | 0 | 0 | 0 | 0 | 0 | 0 | 0 | 0 | 0 | 0 | 0 | 0 | 0 | 0 | 0 | 0 | 0 | 0 | 0 | 12
NO |  | 145 | 2012 | 6 | 5 | 5 |  | Tower 58 | Spruce Sub | 230 | 230 | Steel Pole | 0 | 0.28 | 1 | 2-636 | 0 | 0 | 0 | 0 | 0 | 0 | 0 | 0 | 0 | 0 | 0 | 0 | 0 | 0 | 0 | 0 | 0 | 0 | 0 | 0 | 0 | 0 | 0 | 12
NO |  | 145 | 2012 | 6 | 7 | 7 |  | (5183) Fort Lupton | J.L. Green | 0 | 0 |  | 0 | 0 | 0 |  | 0 | 0 | 0 | 0 | 0 | 0 | 0 | 0 | 0 | 0 | 0 | 0 | 0 | 0 | 0 | 0 | 0 | 0 | 0 | 0 | 0 | 0 | 0 | 12
NO |  | 145 | 2012 | 6 | 8 | 8 |  | Fort Lupton | J.L Green Sub | 230 | 230 | Steel Pole | 20 | 0 | 1 | 1-1272 | 0 | 0 | 0 | 0 | 0 | 0 | 0 | 0 | 0 | 0 | 0 | 0 | 0 | 0 | 0 | 0 | 0 | 0 | 0 | 0 | 0 | 0 | 0 | 12
NO |  | 145 | 2012 | 6 | 10 | 10 |  | (5185) Spruce Sub | Chambers Sub 5185 | 0 | 0 |  | 0 | 0 | 0 |  | 0 | 0 | 0 | 0 | 0 | 0 | 0 | 0 | 0 | 0 | 0 | 0 | 0 | 0 | 0 | 0 | 0 | 0 | 0 | 0 | 0 | 0 | 0 | 12
NO |  | 145 | 2012 | 6 | 11 | 11 |  | Spruce Sub | Tower 4 | 230 | 230 | Steel Pole | 0.31 | 0 | 1 | 2-636 | 0 | 0 | 0 | 0 | 0 | 0 | 0 | 0 | 0 | 0 | 0 | 0 | 0 | 0 | 0 | 0 | 0 | 0 | 0 | 0 | 0 | 0 | 0 | 12
NO |  | 145 | 2012 | 6 | 12 | 12 |  | Tower 4 | Chambers Sub | 230 | 230 | Steel Pole | 7.21 | 0 | 1 | 2-636 | 0 | 0 | 0 | 0 | 0 | 0 | 0 | 0 | 0 | 0 | 0 | 0 | 0 | 0 | 0 | 0 | 0 | 0 | 0 | 0 | 0 | 0 | 0 | 12
NO |  | 145 | 2012 | 6 | 14 | 14 |  | (5187) Spruce Sub | Chambers Sub 5187 | 0 | 0 |  | 0 | 0 | 0 |  | 0 | 0 | 0 | 0 | 0 | 0 | 0 | 0 | 0 | 0 | 0 | 0 | 0 | 0 | 0 | 0 | 0 | 0 | 0 | 0 | 0 | 0 | 0 | 12
NO |  | 145 | 2012 | 6 | 15 | 15 |  | Spruce Sub | Tower 4 | 230 | 230 | Steel Pole | 0 | 0.31 | 1 | 2-636 | 0 | 0 | 0 | 0 | 0 | 0 | 0 | 0 | 0 | 0 | 0 | 0 | 0 | 0 | 0 | 0 | 0 | 0 | 0 | 0 | 0 | 0 | 0 | 12
NO |  | 145 | 2012 | 6 | 16 | 16 |  | Tower 4 | Tower 21 | 230 | 230 | Steel Pole | 0 | 2.56 | 1 | 2-636 | 0 | 0 | 0 | 0 | 0 | 0 | 0 | 0 | 0 | 0 | 0 | 0 | 0 | 0 | 0 | 0 | 0 | 0 | 0 | 0 | 0 | 0 | 0 | 12
NO |  | 145 | 2012 | 6 | 17 | 17 |  | Tower 21-Picadilly Sub | Picadilly Sub-Tower 21 | 230 | 230 | Steel Pole | 0.8 | 0 | 1 | 2-636 | 0 | 0 | 0 | 0 | 0 | 0 | 0 | 0 | 0 | 0 | 0 | 0 | 0 | 0 | 0 | 0 | 0 | 0 | 0 | 0 | 0 | 0 | 0 | 12
NO |  | 145 | 2012 | 6 | 18 | 18 |  | Tower 21 | Chambers Sub | 230 | 230 | Steel Pole | 0 | 9.8 | 1 | 2-636 | 0 | 0 | 0 | 0 | 0 | 0 | 0 | 0 | 0 | 0 | 0 | 0 | 0 | 0 | 0 | 0 | 0 | 0 | 0 | 0 | 0 | 0 | 0 | 12
NO |  | 145 | 2012 | 6 | 20 | 20 |  | (5189) Spruce Sub | Blue Spruce | 0 | 0 |  | 0 | 0 | 0 |  | 0 | 0 | 0 | 0 | 0 | 0 | 0 | 0 | 0 | 0 | 0 | 0 | 0 | 0 | 0 | 0 | 0 | 0 | 0 | 0 | 0 | 0 | 0 | 12
NO |  | 145 | 2012 | 6 | 21 | 21 |  | Spruce Sub | Blue Spruce | 230 | 230 | Steel Pole | 0.17 | 0 | 1 | 2-636 | 0 | 0 | 0 | 0 | 0 | 0 | 0 | 0 | 0 | 0 | 0 | 0 | 0 | 0 | 0 | 0 | 0 | 0 | 0 | 0 | 0 | 0 | 0 | 12
NO |  | 145 | 2012 | 6 | 23 | 23 |  | (5203) Atlas 1 Cogen | Rifle | 0 | 0 |  | 0 | 0 | 0 |  | 0 | 0 | 0 | 0 | 0 | 0 | 0 | 0 | 0 | 0 | 0 | 0 | 0 | 0 | 0 | 0 | 0 | 0 | 0 | 0 | 0 | 0 | 0 | 12
NO |  | 145 | 2012 | 6 | 24 | 24 |  | Atlas 1 Cogen | Rifle Sub | 230 | 230 | Wood H-Frame | 2.58 | 0 | 1 | 1-795 | 0 | 0 | 0 | 0 | 0 | 0 | 0 | 0 | 0 | 0 | 0 | 0 | 0 | 0 | 0 | 0 | 0 | 0 | 0 | 0 | 0 | 0 | 0 | 12
NO |  | 145 | 2012 | 6 | 26 | 26 |  | (5205) Rifle | Parachute 5205 | 0 | 0 |  | 0 | 0 | 0 |  | 0 | 0 | 0 | 0 | 0 | 0 | 0 | 0 | 0 | 0 | 0 | 0 | 0 | 0 | 0 | 0 | 0 | 0 | 0 | 0 | 0 | 0 | 0 | 12
NO |  | 145 | 2012 | 6 | 27 | 27 |  | Rifle | Tower 218A | 230 | 230 | Wood K-Frame | 18.88 | 0 | 1 | 1-795 | 0 | 0 | 0 | 0 | 0 | 0 | 0 | 0 | 0 | 0 | 0 | 0 | 0 | 0 | 0 | 0 | 0 | 0 | 0 | 0 | 0 | 0 | 0 | 12
NO |  | 145 | 2012 | 6 | 28 | 28 |  | Tower 218A | Parachute | 230 | 345 | Steel Tower | 1.67 | 0 | 1 | 2-1272 | 0 | 0 | 0 | 0 | 0 | 0 | 0 | 0 | 0 | 0 | 0 | 0 | 0 | 0 | 0 | 0 | 0 | 0 | 0 | 0 | 0 | 0 | 0 | 12
NO |  | 145 | 2012 | 6 | 30 | 30 |  | (5207) Rifle | Malta 5207 | 0 | 0 |  | 0 | 0 | 0 |  | 0 | 0 | 0 | 0 | 0 | 0 | 0 | 0 | 0 | 0 | 0 | 0 | 0 | 0 | 0 | 0 | 0 | 0 | 0 | 0 | 0 | 0 | 0 | 12
NO |  | 145 | 2012 | 6 | 31 | 31 |  | Rifle Sub | Tower 427 | 230 | 230 | Wood K-Frame | 10.54 | 0 | 1 | 1-795 | 0 | 0 | 0 | 0 | 0 | 0 | 0 | 0 | 0 | 0 | 0 | 0 | 0 | 0 | 0 | 0 | 0 | 0 | 0 | 0 | 0 | 0 | 0 | 12
NO |  | 145 | 2012 | 6 | 32 | 32 |  | Fixture 427 | Hopkins | 230 | 230 | Wood K-Frame | 16.3 | 0 | 1 | 1-1033.5 | 0 | 0 | 0 | 0 | 0 | 0 | 0 | 0 | 0 | 0 | 0 | 0 | 0 | 0 | 0 | 0 | 0 | 0 | 0 | 0 | 0 | 0 | 0 | 12
NO |  | 145 | 2012 | 6 | 34 | 34 |  | (5245) Hopkins Sub | Malta Sub | 0 | 0 |  | 0 | 0 | 0 |  | 0 | 0 | 0 | 0 | 0 | 0 | 0 | 0 | 0 | 0 | 0 | 0 | 0 | 0 | 0 | 0 | 0 | 0 | 0 | 0 | 0 | 0 | 0 | 12
NO |  | 145 | 2012 | 6 | 35 | 35 |  | Hopkins Sub | Tower #877 | 230 | 230 | Wood K-Frame | 47.8 | 0 | 1 | 1-795 | 0 | 0 | 0 | 0 | 0 | 0 | 0 | 0 | 0 | 0 | 0 | 0 | 0 | 0 | 0 | 0 | 0 | 0 | 0 | 0 | 0 | 0 | 0 | 12
NO |  | 145 | 2012 | 7 | 1 | 1 |  | Tower #877 | Tower #890 | 230 | 345 | Steel Tower | 3.3 | 0 | 1 | 1-795 | 0 | 0 | 0 | 0 | 0 | 0 | 0 | 0 | 0 | 0 | 0 | 0 | 0 | 0 | 0 | 0 | 0 | 0 | 0 | 0 | 0 | 0 | 0 | 12
NO |  | 145 | 2012 | 7 | 2 | 2 |  | Tower #890 | Tower #941 | 230 | 230 | Wood K-Frame | 7 | 0 | 1 | 1-795 | 0 | 0 | 0 | 0 | 0 | 0 | 0 | 0 | 0 | 0 | 0 | 0 | 0 | 0 | 0 | 0 | 0 | 0 | 0 | 0 | 0 | 0 | 0 | 12
NO |  | 145 | 2012 | 7 | 3 | 3 |  | Tower #941 | Malta Sub | 230 | 230 | Alum Guyed-V | 1.43 | 0 | 1 | 1-795 | 0 | 0 | 0 | 0 | 0 | 0 | 0 | 0 | 0 | 0 | 0 | 0 | 0 | 0 | 0 | 0 | 0 | 0 | 0 | 0 | 0 | 0 | 0 | 12
NO |  | 145 | 2012 | 7 | 5 | 5 |  | (5261) Plains End NUG (PG&E | Plains End Sw Station | 0 | 0 |  | 0 | 0 | 0 |  | 0 | 0 | 0 | 0 | 0 | 0 | 0 | 0 | 0 | 0 | 0 | 0 | 0 | 0 | 0 | 0 | 0 | 0 | 0 | 0 | 0 | 0 | 0 | 12
NO |  | 145 | 2012 | 7 | 6 | 6 |  | Plains End NUG (PG&E) | Plains End Switching Stn | 230 | 230 | Steel Pole | 0.08 | 0 | 1 | 1-1272 | 0 | 0 | 0 | 0 | 0 | 0 | 0 | 0 | 0 | 0 | 0 | 0 | 0 | 0 | 0 | 0 | 0 | 0 | 0 | 0 | 0 | 0 | 0 | 12
NO |  | 145 | 2012 | 7 | 8 | 8 |  | (5265) Tri State Story | Beaver Creek | 0 | 0 |  | 0 | 0 | 0 |  | 0 | 0 | 0 | 0 | 0 | 0 | 0 | 0 | 0 | 0 | 0 | 0 | 0 | 0 | 0 | 0 | 0 | 0 | 0 | 0 | 0 | 0 | 0 | 12
NO |  | 145 | 2012 | 7 | 9 | 9 |  | Tri State Story | Beaver Creek | 230 | 230 | Wood K-Frame | 0.43 | 0 | 1 | 1-954 | 0 | 0 | 0 | 0 | 0 | 0 | 0 | 0 | 0 | 0 | 0 | 0 | 0 | 0 | 0 | 0 | 0 | 0 | 0 | 0 | 0 | 0 | 0 | 12
NO |  | 145 | 2012 | 7 | 11 | 11 |  | (5267) Cogentrix NUG | Plains End Swi Station 5267 | 0 | 0 |  | 0 | 0 | 0 |  | 0 | 0 | 0 | 0 | 0 | 0 | 0 | 0 | 0 | 0 | 0 | 0 | 0 | 0 | 0 | 0 | 0 | 0 | 0 | 0 | 0 | 0 | 0 | 12
NO |  | 145 | 2012 | 7 | 12 | 12 |  | Congentrix NUG Plt | Plains End Swi Station | 230 | 230 | Steel Pole | 0.1 | 0 | 1 | 1-272 | 0 | 0 | 0 | 0 | 0 | 0 | 0 | 0 | 0 | 0 | 0 | 0 | 0 | 0 | 0 | 0 | 0 | 0 | 0 | 0 | 0 | 0 | 0 | 12
NO |  | 145 | 2012 | 7 | 14 | 14 |  | (5270) Green Valley | Spruce Sub | 0 | 0 |  | 0 | 0 | 0 |  | 0 | 0 | 0 | 0 | 0 | 0 | 0 | 0 | 0 | 0 | 0 | 0 | 0 | 0 | 0 | 0 | 0 | 0 | 0 | 0 | 0 | 0 | 0 | 12
NO |  | 145 | 2012 | 7 | 15 | 15 |  | Green Valley | Spruce Sub | 230 | 230 | Steel Pole | 19.52 | 0 | 1 | 2-954 | 0 | 0 | 0 | 0 | 0 | 0 | 0 | 0 | 0 | 0 | 0 | 0 | 0 | 0 | 0 | 0 | 0 | 0 | 0 | 0 | 0 | 0 | 0 | 12
NO |  | 145 | 2012 | 7 | 17 | 17 |  | (5271) Rocky Mtn Energy Cen | Green Valley | 0 | 0 |  | 0 | 0 | 0 |  | 0 | 0 | 0 | 0 | 0 | 0 | 0 | 0 | 0 | 0 | 0 | 0 | 0 | 0 | 0 | 0 | 0 | 0 | 0 | 0 | 0 | 0 | 0 | 12
NO |  | 145 | 2012 | 7 | 18 | 18 |  | Rocky Mtn Energy Center | Tower 2 | 230 | 230 | Steel Pole | 0.05 | 0 | 1 | 2-954 | 0 | 0 | 0 | 0 | 0 | 0 | 0 | 0 | 0 | 0 | 0 | 0 | 0 | 0 | 0 | 0 | 0 | 0 | 0 | 0 | 0 | 0 | 0 | 12
NO |  | 145 | 2012 | 7 | 19 | 19 |  | Tower 2 | Tower 26 | 230 | 230 | Steel Pole | 3.89 | 0 | 1 | 2-954 | 0 | 0 | 0 | 0 | 0 | 0 | 0 | 0 | 0 | 0 | 0 | 0 | 0 | 0 | 0 | 0 | 0 | 0 | 0 | 0 | 0 | 0 | 0 | 12
NO |  | 145 | 2012 | 7 | 20 | 20 |  | Tower 26 | Tower 151B | 230 | 230 | Steel Pole | 0.1 | 0 | 1 | 2-954 | 0 | 0 | 0 | 0 | 0 | 0 | 0 | 0 | 0 | 0 | 0 | 0 | 0 | 0 | 0 | 0 | 0 | 0 | 0 | 0 | 0 | 0 | 0 | 12
NO |  | 145 | 2012 | 7 | 21 | 21 |  | Tower 151B | Fixture 158 | 230 | 230 | Steel Pole | 1.28 | 0 | 1 | 2-954 | 0 | 0 | 0 | 0 | 0 | 0 | 0 | 0 | 0 | 0 | 0 | 0 | 0 | 0 | 0 | 0 | 0 | 0 | 0 | 0 | 0 | 0 | 0 | 12
NO |  | 145 | 2012 | 7 | 22 | 22 |  | Fixture 158 | Fixture 187 | 230 | 230 | Steel Pole | 5.69 | 0 | 1 | 2-954 | 0 | 0 | 0 | 0 | 0 | 0 | 0 | 0 | 0 | 0 | 0 | 0 | 0 | 0 | 0 | 0 | 0 | 0 | 0 | 0 | 0 | 0 | 0 | 12
NO |  | 145 | 2012 | 7 | 23 | 23 |  | Fixture 187 | Fixture 192 | 230 | 230 | Steel Pole | 1.04 | 0 | 1 | 2-954 | 0 | 0 | 0 | 0 | 0 | 0 | 0 | 0 | 0 | 0 | 0 | 0 | 0 | 0 | 0 | 0 | 0 | 0 | 0 | 0 | 0 | 0 | 0 | 12
NO |  | 145 | 2012 | 7 | 24 | 24 |  | Fixture 192 | Green Valley | 230 | 230 | Steel Pole | 9.3 | 0 | 1 | 2-954 | 0 | 0 | 0 | 0 | 0 | 0 | 0 | 0 | 0 | 0 | 0 | 0 | 0 | 0 | 0 | 0 | 0 | 0 | 0 | 0 | 0 | 0 | 0 | 12
NO |  | 145 | 2012 | 7 | 26 | 26 |  | (5275) Sky Ranch Sub | Green Valley Sub | 0 | 0 |  | 0 | 0 | 0 |  | 0 | 0 | 0 | 0 | 0 | 0 | 0 | 0 | 0 | 0 | 0 | 0 | 0 | 0 | 0 | 0 | 0 | 0 | 0 | 0 | 0 | 0 | 0 | 12
NO |  | 145 | 2012 | 7 | 27 | 27 |  | Sky Ranch Sub | Green Valley Sub | 230 | 230 | Steel Pole | 0 | 16.94 | 1 | 1-1033.5 | 0 | 0 | 0 | 0 | 0 | 0 | 0 | 0 | 0 | 0 | 0 | 0 | 0 | 0 | 0 | 0 | 0 | 0 | 0 | 0 | 0 | 0 | 0 | 12
NO |  | 145 | 2012 | 7 | 29 | 29 |  | (5277) Spruce Sub | Green Valley | 0 | 0 |  | 0 | 0 | 0 |  | 0 | 0 | 0 | 0 | 0 | 0 | 0 | 0 | 0 | 0 | 0 | 0 | 0 | 0 | 0 | 0 | 0 | 0 | 0 | 0 | 0 | 0 | 0 | 12
NO |  | 145 | 2012 | 7 | 30 | 30 |  | Spruce Sub | Tower 59 | 230 | 230 | Steel Pole | 0.33 | 0 | 1 | 2-636 | 0 | 0 | 0 | 0 | 0 | 0 | 0 | 0 | 0 | 0 | 0 | 0 | 0 | 0 | 0 | 0 | 0 | 0 | 0 | 0 | 0 | 0 | 0 | 12
NO |  | 145 | 2012 | 7 | 31 | 31 |  | Tower 59 | Tower 60A/1 | 230 | 230 | Steel Tower | 0.19 | 0 | 1 | 2-636 | 0 | 0 | 0 | 0 | 0 | 0 | 0 | 0 | 0 | 0 | 0 | 0 | 0 | 0 | 0 | 0 | 0 | 0 | 0 | 0 | 0 | 0 | 0 | 12
NO |  | 145 | 2012 | 7 | 32 | 32 |  | Tower 60A/1 | Tower 76 | 230 | 230 | Steel Tower | 0 | 2.7 | 1 | 2-636 | 0 | 0 | 0 | 0 | 0 | 0 | 0 | 0 | 0 | 0 | 0 | 0 | 0 | 0 | 0 | 0 | 0 | 0 | 0 | 0 | 0 | 0 | 0 | 12
NO |  | 145 | 2012 | 7 | 33 | 33 |  | Tower 76 | Tower 95A/1 | 230 | 230 | Steel Pole | 0 | 3.4 | 1 | 2-636 | 0 | 0 | 0 | 0 | 0 | 0 | 0 | 0 | 0 | 0 | 0 | 0 | 0 | 0 | 0 | 0 | 0 | 0 | 0 | 0 | 0 | 0 | 0 | 12
NO |  | 145 | 2012 | 7 | 34 | 34 |  | Tower 95A/1 | Green Valley Sub | 230 | 230 | Steel Pole | 0 | 16.92 | 1 | 2-636 | 0 | 0 | 0 | 0 | 0 | 0 | 0 | 0 | 0 | 0 | 0 | 0 | 0 | 0 | 0 | 0 | 0 | 0 | 0 | 0 | 0 | 0 | 0 | 12
NO |  | 145 | 2012 | 8 | 1 | 1 |  | (5279) Keenesburg Sub | Green Valley | 0 | 0 |  | 0 | 0 | 0 |  | 0 | 0 | 0 | 0 | 0 | 0 | 0 | 0 | 0 | 0 | 0 | 0 | 0 | 0 | 0 | 0 | 0 | 0 | 0 | 0 | 0 | 0 | 0 | 12
NO |  | 145 | 2012 | 8 | 2 | 2 |  | Keensburg Sub (East Bay) | Tower #151 (RMEC) | 230 | 230 | Steel Pole | 0 | 0.32 | 1 | 2-954 | 0 | 0 | 0 | 0 | 0 | 0 | 0 | 0 | 0 | 0 | 0 | 0 | 0 | 0 | 0 | 0 | 0 | 0 | 0 | 0 | 0 | 0 | 0 | 12
NO |  | 145 | 2012 | 8 | 3 | 3 |  | Tower #151 (RMEC) | Green Valley | 230 | 345 | Steel Pole | 17.32 | 0 | 1 | 2-954 | 0 | 0 | 0 | 0 | 0 | 0 | 0 | 0 | 0 | 0 | 0 | 0 | 0 | 0 | 0 | 0 | 0 | 0 | 0 | 0 | 0 | 0 | 0 | 12
NO |  | 145 | 2012 | 8 | 5 | 5 |  | (5281) Leetsdale | Greenwood Sub | 0 | 0 |  | 0 | 0 | 0 |  | 0 | 0 | 0 | 0 | 0 | 0 | 0 | 0 | 0 | 0 | 0 | 0 | 0 | 0 | 0 | 0 | 0 | 0 | 0 | 0 | 0 | 0 | 0 | 12
NO |  | 145 | 2012 | 8 | 6 | 6 |  | Leetsdale | Denver Tech Sub | 230 | 230 | Steel Tower | 6.38 | 0 | 1 | 1-1029 | 0 | 0 | 0 | 0 | 0 | 0 | 0 | 0 | 0 | 0 | 0 | 0 | 0 | 0 | 0 | 0 | 0 | 0 | 0 | 0 | 0 | 0 | 0 | 12
NO |  | 145 | 2012 | 8 | 7 | 7 |  | Termination Str (Fix #58) | Greenwood Sub 5281 | 230 | 230 | Steel Tower | 1.29 | 0 | 1 | 1-1029 | 0 | 0 | 0 | 0 | 0 | 0 | 0 | 0 | 0 | 0 | 0 | 0 | 0 | 0 | 0 | 0 | 0 | 0 | 0 | 0 | 0 | 0 | 0 | 12
NO |  | 145 | 2012 | 8 | 9 | 9 |  | (5285) Smoky Hill | Leetsdale Sub | 0 | 0 |  | 0 | 0 | 0 |  | 0 | 0 | 0 | 0 | 0 | 0 | 0 | 0 | 0 | 0 | 0 | 0 | 0 | 0 | 0 | 0 | 0 | 0 | 0 | 0 | 0 | 0 | 0 | 12
NO |  | 145 | 2012 | 8 | 10 | 10 |  | Smoky Hill | Tollgate | 230 | 230 | Steel Tower | 0 | 9.56 | 1 | 1-1033.5 | 0 | 0 | 0 | 0 | 0 | 0 | 0 | 0 | 0 | 0 | 0 | 0 | 0 | 0 | 0 | 0 | 0 | 0 | 0 | 0 | 0 | 0 | 0 | 12
NO |  | 145 | 2012 | 8 | 11 | 11 |  | Tollgate | Tower 87 | 230 | 230 | Steel Tower | 2.66 | 0 | 1 | 1-1029 | 0 | 0 | 0 | 0 | 0 | 0 | 0 | 0 | 0 | 0 | 0 | 0 | 0 | 0 | 0 | 0 | 0 | 0 | 0 | 0 | 0 | 0 | 0 | 12
NO |  | 145 | 2012 | 8 | 12 | 12 |  | Tower 87 | Jewell Sub | 230 | 230 | Steel Tower | 0.02 | 0 | 1 | 1-1033.5 | 0 | 0 | 0 | 0 | 0 | 0 | 0 | 0 | 0 | 0 | 0 | 0 | 0 | 0 | 0 | 0 | 0 | 0 | 0 | 0 | 0 | 0 | 0 | 12
NO |  | 145 | 2012 | 8 | 13 | 13 |  | Jewell Sub | Tower 88 | 230 | 230 | Steel Tower | 0 | 0.02 | 1 | 1-1033.5 | 0 | 0 | 0 | 0 | 0 | 0 | 0 | 0 | 0 | 0 | 0 | 0 | 0 | 0 | 0 | 0 | 0 | 0 | 0 | 0 | 0 | 0 | 0 | 12
NO |  | 145 | 2012 | 8 | 14 | 14 |  | Tower 88 | Leetsdale Sub | 230 | 230 | Steel Tower | 3.19 | 0 | 1 | 1-1029 | 0 | 0 | 0 | 0 | 0 | 0 | 0 | 0 | 0 | 0 | 0 | 0 | 0 | 0 | 0 | 0 | 0 | 0 | 0 | 0 | 0 | 0 | 0 | 12
NO |  | 145 | 2012 | 8 | 16 | 16 |  | (5307) Isabelle Sub | Fort St. Vrain | 0 | 0 |  | 0 | 0 | 0 |  | 0 | 0 | 0 | 0 | 0 | 0 | 0 | 0 | 0 | 0 | 0 | 0 | 0 | 0 | 0 | 0 | 0 | 0 | 0 | 0 | 0 | 0 | 0 | 12
NO |  | 145 | 2012 | 8 | 17 | 17 |  | Isabelle Sub | Tower 134A/1 | 230 | 230 | Steel Pole | 0.31 | 0 | 1 | 1-1272 | 0 | 0 | 0 | 0 | 0 | 0 | 0 | 0 | 0 | 0 | 0 | 0 | 0 | 0 | 0 | 0 | 0 | 0 | 0 | 0 | 0 | 0 | 0 | 12
NO |  | 145 | 2012 | 8 | 18 | 18 |  | Tower 134A/1 | Tower 132 | 230 | 230 | Steel Pole | 0.42 | 0 | 1 | 1-1033.5 | 0 | 0 | 0 | 0 | 0 | 0 | 0 | 0 | 0 | 0 | 0 | 0 | 0 | 0 | 0 | 0 | 0 | 0 | 0 | 0 | 0 | 0 | 0 | 12
NO |  | 145 | 2012 | 8 | 19 | 19 |  | Tower 132 | Tower 75/1 | 230 | 230 | Steel Tower | 9.95 | 0 | 1 | 1-1033.5 | 0 | 0 | 0 | 0 | 0 | 0 | 0 | 0 | 0 | 0 | 0 | 0 | 0 | 0 | 0 | 0 | 0 | 0 | 0 | 0 | 0 | 0 | 0 | 12
NO |  | 145 | 2012 | 8 | 20 | 20 |  | Tower 75/1 | Fort St. Vrain | 230 | 230 | Steel Tower | 13.68 | 0 | 1 | 1-1033.5 | 0 | 0 | 0 | 0 | 0 | 0 | 0 | 0 | 0 | 0 | 0 | 0 | 0 | 0 | 0 | 0 | 0 | 0 | 0 | 0 | 0 | 0 | 0 | 12
NO |  | 145 | 2012 | 8 | 22 | 22 |  | (5309) Cherokee |  | 0 | 0 |  | 0 | 0 | 0 |  | 0 | 0 | 0 | 0 | 0 | 0 | 0 | 0 | 0 | 0 | 0 | 0 | 0 | 0 | 0 | 0 | 0 | 0 | 0 | 0 | 0 | 0 | 0 | 12
NO |  | 145 | 2012 | 8 | 23 | 23 |  | Cherokee | Henry Lake | 0 | 0 |  | 0 | 0 | 0 |  | 0 | 0 | 0 | 0 | 0 | 0 | 0 | 0 | 0 | 0 | 0 | 0 | 0 | 0 | 0 | 0 | 0 | 0 | 0 | 0 | 0 | 0 | 0 | 12
NO |  | 145 | 2012 | 8 | 24 | 24 |  | Cherokee Plant | Tower 114 | 230 | 230 | Steel Tower | 0 | 1.07 | 1 | 1-1033.5 | 0 | 0 | 0 | 0 | 0 | 0 | 0 | 0 | 0 | 0 | 0 | 0 | 0 | 0 | 0 | 0 | 0 | 0 | 0 | 0 | 0 | 0 | 0 | 12
NO |  | 145 | 2012 | 8 | 25 | 25 |  | Tower 114 | Tower 80 | 230 | 230 | Steel Tower | 0 | 4.81 | 1 | 1-1029 | 0 | 0 | 0 | 0 | 0 | 0 | 0 | 0 | 0 | 0 | 0 | 0 | 0 | 0 | 0 | 0 | 0 | 0 | 0 | 0 | 0 | 0 | 0 | 12
NO |  | 145 | 2012 | 8 | 26 | 26 |  | Tower 80 | Riverdale | 230 | 230 | Steel Pole | 0.07 | 0 | 1 | 1-1033.5 | 0 | 0 | 0 | 0 | 0 | 0 | 0 | 0 | 0 | 0 | 0 | 0 | 0 | 0 | 0 | 0 | 0 | 0 | 0 | 0 | 0 | 0 | 0 | 12
NO |  | 145 | 2012 | 8 | 27 | 27 |  | Riverdale Sub | Tower 79 | 230 | 230 | Steel Pole | 0.09 | 0 | 1 | 1-1033.5 | 0 | 0 | 0 | 0 | 0 | 0 | 0 | 0 | 0 | 0 | 0 | 0 | 0 | 0 | 0 | 0 | 0 | 0 | 0 | 0 | 0 | 0 | 0 | 12
NO |  | 145 | 2012 | 8 | 28 | 28 |  | Tower 79 | Tower 56A | 230 | 230 | Steel Tower | 0 | 3.32 | 1 | 1-1033.5 | 0 | 0 | 0 | 0 | 0 | 0 | 0 | 0 | 0 | 0 | 0 | 0 | 0 | 0 | 0 | 0 | 0 | 0 | 0 | 0 | 0 | 0 | 0 | 12
NO |  | 145 | 2012 | 8 | 29 | 29 |  | Tower 56A | Tower 28A | 230 | 230 | Steel Tower | 5.32 | 0 | 1 | 1-1033.5 | 0 | 0 | 0 | 0 | 0 | 0 | 0 | 0 | 0 | 0 | 0 | 0 | 0 | 0 | 0 | 0 | 0 | 0 | 0 | 0 | 0 | 0 | 0 | 12
NO |  | 145 | 2012 | 8 | 30 | 30 |  | Tower 28A | Tower #22/#57 | 230 | 230 | Steel Pole | 1.13 | 0 | 1 | 1-1033.5 | 0 | 0 | 0 | 0 | 0 | 0 | 0 | 0 | 0 | 0 | 0 | 0 | 0 | 0 | 0 | 0 | 0 | 0 | 0 | 0 | 0 | 0 | 0 | 12
NO |  | 145 | 2012 | 8 | 31 | 31 |  | Tower #22/#57 | Tower #1/32A/228 | 230 | 230 | Steel Pole | 8.12 | 0 | 1 | 1-1033.5 | 0 | 0 | 0 | 0 | 0 | 0 | 0 | 0 | 0 | 0 | 0 | 0 | 0 | 0 | 0 | 0 | 0 | 0 | 0 | 0 | 0 | 0 | 0 | 12
NO |  | 145 | 2012 | 8 | 32 | 32 |  | Tower #1/32A/228 | Tower 81A | 230 | 230 | Steel Tower | 7.89 | 0 | 1 | 1-1033.5 | 0 | 0 | 0 | 0 | 0 | 0 | 0 | 0 | 0 | 0 | 0 | 0 | 0 | 0 | 0 | 0 | 0 | 0 | 0 | 0 | 0 | 0 | 0 | 12
NO |  | 145 | 2012 | 8 | 33 | 33 |  | Tower 81A | Henry Lake | 230 | 230 | Steel Pole | 0 | 0.01 | 1 | 1-1033.5 | 0 | 0 | 0 | 0 | 0 | 0 | 0 | 0 | 0 | 0 | 0 | 0 | 0 | 0 | 0 | 0 | 0 | 0 | 0 | 0 | 0 | 0 | 0 | 12
NO |  | 145 | 2012 | 8 | 35 | 35 |  | (5311) Fort St. Vrain |  | 0 | 0 |  | 0 | 0 | 0 |  | 0 | 0 | 0 | 0 | 0 | 0 | 0 | 0 | 0 | 0 | 0 | 0 | 0 | 0 | 0 | 0 | 0 | 0 | 0 | 0 | 0 | 0 | 0 | 12
NO |  | 145 | 2012 | 9 | 1 | 1 |  | Fort St. Vrain | Fort Lupton | 0 | 0 |  | 0 | 0 | 0 |  | 0 | 0 | 0 | 0 | 0 | 0 | 0 | 0 | 0 | 0 | 0 | 0 | 0 | 0 | 0 | 0 | 0 | 0 | 0 | 0 | 0 | 0 | 0 | 12
NO |  | 145 | 2012 | 9 | 2 | 2 |  |  | Fort Lupton | 230 | 230 | Steel Tower | 15.08 | 0 | 1 | 1-1033.5 | 0 | 0 | 0 | 0 | 0 | 0 | 0 | 0 | 0 | 0 | 0 | 0 | 0 | 0 | 0 | 0 | 0 | 0 | 0 | 0 | 0 | 0 | 0 | 12
NO |  | 145 | 2012 | 9 | 4 | 4 |  | (5313) Fort St. Vrain | Ault Sub | 0 | 0 |  | 0 | 0 | 0 |  | 0 | 0 | 0 | 0 | 0 | 0 | 0 | 0 | 0 | 0 | 0 | 0 | 0 | 0 | 0 | 0 | 0 | 0 | 0 | 0 | 0 | 0 | 0 | 12
NO |  | 145 | 2012 | 9 | 5 | 5 |  | Fort St. Vrain | Fixture 4 | 230 | 230 | Steel 1SA | 0.32 | 0 | 0 | 1-1272 | 0 | 0 | 0 | 0 | 0 | 0 | 0 | 0 | 0 | 0 | 0 | 0 | 0 | 0 | 0 | 0 | 0 | 0 | 0 | 0 | 0 | 0 | 0 | 12
NO |  | 145 | 2012 | 9 | 6 | 6 |  | Fixture 4 | Tower 25 | 230 | 230 | Wood K-Frame | 2.56 | 0 | 1 | 1-1272 | 0 | 0 | 0 | 0 | 0 | 0 | 0 | 0 | 0 | 0 | 0 | 0 | 0 | 0 | 0 | 0 | 0 | 0 | 0 | 0 | 0 | 0 | 0 | 12
NO |  | 145 | 2012 | 9 | 7 | 7 |  | Tower 25 | Tower 47 | 230 | 230 | Steel 1SA | 2.99 | 0 | 1 | 1-1272 | 0 | 0 | 0 | 0 | 0 | 0 | 0 | 0 | 0 | 0 | 0 | 0 | 0 | 0 | 0 | 0 | 0 | 0 | 0 | 0 | 0 | 0 | 0 | 12
NO |  | 145 | 2012 | 9 | 8 | 8 |  | Tower 47 | Johnstown Sub | 230 | 230 | Steel 2SA | 1.48 | 0 | 1 | 1-1272 | 0 | 0 | 0 | 0 | 0 | 0 | 0 | 0 | 0 | 0 | 0 | 0 | 0 | 0 | 0 | 0 | 0 | 0 | 0 | 0 | 0 | 0 | 0 | 12
NO |  | 145 | 2012 | 9 | 9 | 9 |  | Johnstown Sub | Tower 118 | 230 | 230 | Steel 2SA | 7.08 | 0 | 1 | 1-1272 | 0 | 0 | 0 | 0 | 0 | 0 | 0 | 0 | 0 | 0 | 0 | 0 | 0 | 0 | 0 | 0 | 0 | 0 | 0 | 0 | 0 | 0 | 0 | 12
NO |  | 145 | 2012 | 9 | 10 | 10 |  | Tower 118 | Windsor Sub | 230 | 230 | Steel 1SA | 5.18 | 0 | 1 | 1-1272 | 0 | 0 | 0 | 0 | 0 | 0 | 0 | 0 | 0 | 0 | 0 | 0 | 0 | 0 | 0 | 0 | 0 | 0 | 0 | 0 | 0 | 0 | 0 | 12
NO |  | 145 | 2012 | 9 | 11 | 11 |  | Windsor Sub | Tower 238 | 230 | 230 | Steel 1SA | 9.8 | 0 | 1 | 1-1272 | 0 | 0 | 0 | 0 | 0 | 0 | 0 | 0 | 0 | 0 | 0 | 0 | 0 | 0 | 0 | 0 | 0 | 0 | 0 | 0 | 0 | 0 | 0 | 12
NO |  | 145 | 2012 | 9 | 12 | 12 |  | Tower 238 | Ault Sub | 230 | 230 | Steel 2SA | 1.81 | 0 | 1 | 1-1272 | 0 | 0 | 0 | 0 | 0 | 0 | 0 | 0 | 0 | 0 | 0 | 0 | 0 | 0 | 0 | 0 | 0 | 0 | 0 | 0 | 0 | 0 | 0 | 12
NO |  | 145 | 2012 | 9 | 14 | 14 |  | (5315) Fort St. Vrain | Weld Sub | 0 | 0 |  | 0 | 0 | 0 |  | 0 | 0 | 0 | 0 | 0 | 0 | 0 | 0 | 0 | 0 | 0 | 0 | 0 | 0 | 0 | 0 | 0 | 0 | 0 | 0 | 0 | 0 | 0 | 12
NO |  | 145 | 2012 | 9 | 15 | 15 |  | Fort St. Vrain | Weld Sub | 230 | 230 | Wood K-Frame | 15.56 | 0 | 1 | 1-1033.5 | 0 | 0 | 0 | 0 | 0 | 0 | 0 | 0 | 0 | 0 | 0 | 0 | 0 | 0 | 0 | 0 | 0 | 0 | 0 | 0 | 0 | 0 | 0 | 12
NO |  | 145 | 2012 | 9 | 17 | 17 |  | (5327) Fort St. Vrain | Keenesburg Sub | 0 | 0 |  | 0 | 0 | 0 |  | 0 | 0 | 0 | 0 | 0 | 0 | 0 | 0 | 0 | 0 | 0 | 0 | 0 | 0 | 0 | 0 | 0 | 0 | 0 | 0 | 0 | 0 | 0 | 12
NO |  | 145 | 2012 | 9 | 18 | 18 |  | Fort St. Vrain | Fixture 32 | 230 | 345 | Steel Pole | 5.57 | 0 | 1 | 2-954 | 0 | 0 | 0 | 0 | 0 | 0 | 0 | 0 | 0 | 0 | 0 | 0 | 0 | 0 | 0 | 0 | 0 | 0 | 0 | 0 | 0 | 0 | 0 | 12
NO |  | 145 | 2012 | 9 | 19 | 19 |  | Fixture 32 | Fixture 53 | 230 | 345 | Steel Pole | 3.97 | 0 | 1 | 2-954 | 0 | 0 | 0 | 0 | 0 | 0 | 0 | 0 | 0 | 0 | 0 | 0 | 0 | 0 | 0 | 0 | 0 | 0 | 0 | 0 | 0 | 0 | 0 | 12
NO |  | 145 | 2012 | 9 | 20 | 20 |  | Fixture 53 | Fixture 131A | 230 | 345 | Steel Pole | 13.59 | 0 | 1 | 2-954 | 0 | 0 | 0 | 0 | 0 | 0 | 0 | 0 | 0 | 0 | 0 | 0 | 0 | 0 | 0 | 0 | 0 | 0 | 0 | 0 | 0 | 0 | 0 | 12
NO |  | 145 | 2012 | 9 | 21 | 21 |  | Fixture 131A | Fixture 149 | 230 | 345 | Steel Pole | 3.5 | 0 | 1 | 2-954 | 0 | 0 | 0 | 0 | 0 | 0 | 0 | 0 | 0 | 0 | 0 | 0 | 0 | 0 | 0 | 0 | 0 | 0 | 0 | 0 | 0 | 0 | 0 | 12
NO |  | 145 | 2012 | 9 | 22 | 22 |  | Fixture 149 | Fixture 149A | 230 | 345 | Steel Pole | 0.01 | 0 | 1 | 2-954 | 0 | 0 | 0 | 0 | 0 | 0 | 0 | 0 | 0 | 0 | 0 | 0 | 0 | 0 | 0 | 0 | 0 | 0 | 0 | 0 | 0 | 0 | 0 | 12
NO |  | 145 | 2012 | 9 | 23 | 23 |  | Fixture 149A | Fixture 149C | 230 | 230 | Steel Pole | 0.21 | 0 | 1 | 2-954 | 0 | 0 | 0 | 0 | 0 | 0 | 0 | 0 | 0 | 0 | 0 | 0 | 0 | 0 | 0 | 0 | 0 | 0 | 0 | 0 | 0 | 0 | 0 | 12
NO |  | 145 | 2012 | 9 | 24 | 24 |  | Fixture 149C | Keenesburg Sub | 230 | 230 | Steel Pole | 0 | 0.03 | 1 | 2-954 | 0 | 0 | 0 | 0 | 0 | 0 | 0 | 0 | 0 | 0 | 0 | 0 | 0 | 0 | 0 | 0 | 0 | 0 | 0 | 0 | 0 | 0 | 0 | 12
NO |  | 145 | 2012 | 9 | 26 | 26 |  | (5329) Ft. Lupton Sub | Fort St. Vrain | 0 | 0 |  | 0 | 0 | 0 |  | 0 | 0 | 0 | 0 | 0 | 0 | 0 | 0 | 0 | 0 | 0 | 0 | 0 | 0 | 0 | 0 | 0 | 0 | 0 | 0 | 0 | 0 | 0 | 12
NO |  | 145 | 2012 | 9 | 27 | 27 |  | Ft. Lupton Sub | Fort St. Vrain | 230 | 230 | Steel Tower | 0 | 15.08 | 1 | 1-1033.5 | 0 | 0 | 0 | 0 | 0 | 0 | 0 | 0 | 0 | 0 | 0 | 0 | 0 | 0 | 0 | 0 | 0 | 0 | 0 | 0 | 0 | 0 | 0 | 12
NO |  | 145 | 2012 | 9 | 29 | 29 |  | (5355) Dillon Sub | Malta Sub | 0 | 0 |  | 0 | 0 | 0 |  | 0 | 0 | 0 | 0 | 0 | 0 | 0 | 0 | 0 | 0 | 0 | 0 | 0 | 0 | 0 | 0 | 0 | 0 | 0 | 0 | 0 | 0 | 0 | 12
NO |  | 145 | 2012 | 9 | 30 | 30 |  | Dillon Sub | Fixture 6 | 230 | 230 | Wood H-Frame | 0.98 | 0 | 1 | 2-636 | 0 | 0 | 0 | 0 | 0 | 0 | 0 | 0 | 0 | 0 | 0 | 0 | 0 | 0 | 0 | 0 | 0 | 0 | 0 | 0 | 0 | 0 | 0 | 12
NO |  | 145 | 2012 | 9 | 31 | 31 |  | Fixture 6 | Tower 15 | 230 | 230 | Steel Tower | 1.36 | 0 | 1 | 2-636 | 0 | 0 | 0 | 0 | 0 | 0 | 0 | 0 | 0 | 0 | 0 | 0 | 0 | 0 | 0 | 0 | 0 | 0 | 0 | 0 | 0 | 0 | 0 | 12
NO |  | 145 | 2012 | 9 | 32 | 32 |  | Tower 15 | Breckenridge Sub | 230 | 345 | Steel H-Frame | 9.47 | 0 | 1 | 2-636 | 0 | 0 | 0 | 0 | 0 | 0 | 0 | 0 | 0 | 0 | 0 | 0 | 0 | 0 | 0 | 0 | 0 | 0 | 0 | 0 | 0 | 0 | 0 | 12
NO |  | 145 | 2012 | 9 | 33 | 33 |  | Breckenridge Sub | Fixture 8 | 230 | 345 | Alum H-Frame | 1.18 | 0 | 1 | 2-636 | 0 | 0 | 0 | 0 | 0 | 0 | 0 | 0 | 0 | 0 | 0 | 0 | 0 | 0 | 0 | 0 | 0 | 0 | 0 | 0 | 0 | 0 | 0 | 12
NO |  | 145 | 2012 | 9 | 34 | 34 |  | Fixture 8 | Fixture 22 | 230 | 230 | Wood Pole | 1.35 | 0 | 1 | 2-636 | 0 | 0 | 0 | 0 | 0 | 0 | 0 | 0 | 0 | 0 | 0 | 0 | 0 | 0 | 0 | 0 | 0 | 0 | 0 | 0 | 0 | 0 | 0 | 12
NO |  | 145 | 2012 | 9 | 35 | 35 |  | Fixture 22 | Malta Sub | 230 | 345 | Alum H-Frame | 35.53 | 0 | 1 | 2-636 | 0 | 0 | 0 | 0 | 0 | 0 | 0 | 0 | 0 | 0 | 0 | 0 | 0 | 0 | 0 | 0 | 0 | 0 | 0 | 0 | 0 | 0 | 0 | 12
NO |  | 145 | 2012 | 10 | 2 | 2 |  | (5367) Dillon Sub |  | 0 | 0 |  | 0 | 0 | 0 |  | 0 | 0 | 0 | 0 | 0 | 0 | 0 | 0 | 0 | 0 | 0 | 0 | 0 | 0 | 0 | 0 | 0 | 0 | 0 | 0 | 0 | 0 | 0 | 12
NO |  | 145 | 2012 | 10 | 3 | 3 |  | Dillon | Blue River | 230 | 230 | Steel Guyed | 13.02 | 0 | 1 | 1-1033.5 | 0 | 0 | 0 | 0 | 0 | 0 | 0 | 0 | 0 | 0 | 0 | 0 | 0 | 0 | 0 | 0 | 0 | 0 | 0 | 0 | 0 | 0 | 0 | 12
NO |  | 145 | 2012 | 10 | 4 | 4 |  | Tower 89 | Blue River Sub | 230 | 230 | Steel Guyed | 4.38 | 0 | 1 | 1-1033.5 | 0 | 0 | 0 | 0 | 0 | 0 | 0 | 0 | 0 | 0 | 0 | 0 | 0 | 0 | 0 | 0 | 0 | 0 | 0 | 0 | 0 | 0 | 0 | 12
NO |  | 145 | 2012 | 10 | 6 | 6 |  | (5385) Valmont Sub |  | 0 | 0 |  | 0 | 0 | 0 |  | 0 | 0 | 0 | 0 | 0 | 0 | 0 | 0 | 0 | 0 | 0 | 0 | 0 | 0 | 0 | 0 | 0 | 0 | 0 | 0 | 0 | 0 | 0 | 12
NO |  | 145 | 2012 | 10 | 7 | 7 |  | Valmont | Spindle Sub | 0 | 0 |  | 0 | 0 | 0 |  | 0 | 0 | 0 | 0 | 0 | 0 | 0 | 0 | 0 | 0 | 0 | 0 | 0 | 0 | 0 | 0 | 0 | 0 | 0 | 0 | 0 | 0 | 0 | 12
NO |  | 145 | 2012 | 10 | 8 | 8 |  | Valmont Sub | Leggett Sub | 230 | 230 | Steel Pole | 0.22 | 0 | 1 | 1-1033.5 | 0 | 0 | 0 | 0 | 0 | 0 | 0 | 0 | 0 | 0 | 0 | 0 | 0 | 0 | 0 | 0 | 0 | 0 | 0 | 0 | 0 | 0 | 0 | 12
NO |  | 145 | 2012 | 10 | 9 | 9 |  | Leggett Sub | Tower 219 | 230 | 230 | Steel Pole | 0.15 | 0 | 1 | 1-1033.5 | 0 | 0 | 0 | 0 | 0 | 0 | 0 | 0 | 0 | 0 | 0 | 0 | 0 | 0 | 0 | 0 | 0 | 0 | 0 | 0 | 0 | 0 | 0 | 12
NO |  | 145 | 2012 | 10 | 10 | 10 |  | Tower 219 | Niwot Sub | 230 | 230 | Steel Pole | 4.31 | 0 | 1 | 1-1033.5 | 0 | 0 | 0 | 0 | 0 | 0 | 0 | 0 | 0 | 0 | 0 | 0 | 0 | 0 | 0 | 0 | 0 | 0 | 0 | 0 | 0 | 0 | 0 | 12
NO |  | 145 | 2012 | 10 | 11 | 11 |  | Niwot Sub | Tower 147 | 230 | 230 | Steel Pole | 6.06 | 0 | 1 | 1-1033.5 | 0 | 0 | 0 | 0 | 0 | 0 | 0 | 0 | 0 | 0 | 0 | 0 | 0 | 0 | 0 | 0 | 0 | 0 | 0 | 0 | 0 | 0 | 0 | 12
NO |  | 145 | 2012 | 10 | 12 | 12 |  | Tower 147 | Tower 134A/1 | 230 | 230 | Steel Pole | 1.92 | 0 | 1 | 1-1033.5 | 0 | 0 | 0 | 0 | 0 | 0 | 0 | 0 | 0 | 0 | 0 | 0 | 0 | 0 | 0 | 0 | 0 | 0 | 0 | 0 | 0 | 0 | 0 | 12
NO |  | 145 | 2012 | 10 | 13 | 13 |  | Tower 134A/1 | Tower 132 | 230 | 230 | Steel Pole | 0 | 0.42 | 1 | 1-1033.5 | 0 | 0 | 0 | 0 | 0 | 0 | 0 | 0 | 0 | 0 | 0 | 0 | 0 | 0 | 0 | 0 | 0 | 0 | 0 | 0 | 0 | 0 | 0 | 12
NO |  | 145 | 2012 | 10 | 14 | 14 |  | Tower 132 | Tower 75/1 | 230 | 230 | Steel Tower | 0 | 9.95 | 1 | 1-1033.5 | 0 | 0 | 0 | 0 | 0 | 0 | 0 | 0 | 0 | 0 | 0 | 0 | 0 | 0 | 0 | 0 | 0 | 0 | 0 | 0 | 0 | 0 | 0 | 12
NO |  | 145 | 2012 | 10 | 15 | 15 |  | Tower 75/1 | Sprindle Sub | 230 | 230 | Steel Pole | 0.08 | 0 | 1 | 1-1033.5 | 0 | 0 | 0 | 0 | 0 | 0 | 0 | 0 | 0 | 0 | 0 | 0 | 0 | 0 | 0 | 0 | 0 | 0 | 0 | 0 | 0 | 0 | 0 | 12
NO |  | 145 | 2012 | 10 | 17 | 17 |  | (5389) Plains End | Valmont Sub | 0 | 0 |  | 0 | 0 | 0 |  | 0 | 0 | 0 | 0 | 0 | 0 | 0 | 0 | 0 | 0 | 0 | 0 | 0 | 0 | 0 | 0 | 0 | 0 | 0 | 0 | 0 | 0 | 0 | 12
NO |  | 145 | 2012 | 10 | 18 | 18 |  | Plains End | Tower 84 | 230 | 230 | Steel Pole | 0 | 1.04 | 1 | 1-1272 | 0 | 0 | 0 | 0 | 0 | 0 | 0 | 0 | 0 | 0 | 0 | 0 | 0 | 0 | 0 | 0 | 0 | 0 | 0 | 0 | 0 | 0 | 0 | 12
NO |  | 145 | 2012 | 10 | 19 | 19 |  | Tower 84 | Simms Tap/Fixture 68A | 230 | 230 | Steel Pole | 2.91 | 0 | 1 | 1-1033.5 | 0 | 0 | 0 | 0 | 0 | 0 | 0 | 0 | 0 | 0 | 0 | 0 | 0 | 0 | 0 | 0 | 0 | 0 | 0 | 0 | 0 | 0 | 0 | 12
NO |  | 145 | 2012 | 10 | 20 | 20 |  | Simms Tap/Fixture 68A | Simms Sub | 230 | 230 | Steel Pole | 2.66 | 0 | 1 | 1-1272 | 0 | 0 | 0 | 0 | 0 | 0 | 0 | 0 | 0 | 0 | 0 | 0 | 0 | 0 | 0 | 0 | 0 | 0 | 0 | 0 | 0 | 0 | 0 | 12
NO |  | 145 | 2012 | 10 | 21 | 21 |  | Simms Sub Tap-Fix 68A | Simms Tap/Fixture 68A | 230 | 230 | Steel Pole | 0 | 2.66 | 1 | 1-1272 | 0 | 0 | 0 | 0 | 0 | 0 | 0 | 0 | 0 | 0 | 0 | 0 | 0 | 0 | 0 | 0 | 0 | 0 | 0 | 0 | 0 | 0 | 0 | 12
NO |  | 145 | 2012 | 10 | 22 | 22 |  | Simms Tap/Fixture 68A | Valmont Sub | 230 | 230 | Steel Pole | 9.52 | 0 | 1 | 1-1033.5 | 0 | 0 | 0 | 0 | 0 | 0 | 0 | 0 | 0 | 0 | 0 | 0 | 0 | 0 | 0 | 0 | 0 | 0 | 0 | 0 | 0 | 0 | 0 | 12
NO |  | 145 | 2012 | 10 | 24 | 24 |  | (5409) Comanche Sub | CF&I Arc Furnace | 0 | 0 |  | 0 | 0 | 0 |  | 0 | 0 | 0 | 0 | 0 | 0 | 0 | 0 | 0 | 0 | 0 | 0 | 0 | 0 | 0 | 0 | 0 | 0 | 0 | 0 | 0 | 0 | 0 | 12
NO |  | 145 | 2012 | 10 | 25 | 25 |  | Comanche Plant | Tower 3 | 230 | 230 | Steel Tower | 0.2 | 0 | 1 | 1-1033.5 | 0 | 0 | 0 | 0 | 0 | 0 | 0 | 0 | 0 | 0 | 0 | 0 | 0 | 0 | 0 | 0 | 0 | 0 | 0 | 0 | 0 | 0 | 0 | 12
NO |  | 145 | 2012 | 10 | 26 | 26 |  | Tower 3 | Tower 21 | 230 | 230 | Wood K Frame | 2.79 | 0 | 1 | 1-1033.5 | 0 | 0 | 0 | 0 | 0 | 0 | 0 | 0 | 0 | 0 | 0 | 0 | 0 | 0 | 0 | 0 | 0 | 0 | 0 | 0 | 0 | 0 | 0 | 12
NO |  | 145 | 2012 | 10 | 27 | 27 |  | Tower 21 | CF&I Arc Furnace | 230 | 230 | Steel Tower | 0.03 | 0 | 1 | 1-1033.5 | 0 | 0 | 0 | 0 | 0 | 0 | 0 | 0 | 0 | 0 | 0 | 0 | 0 | 0 | 0 | 0 | 0 | 0 | 0 | 0 | 0 | 0 | 0 | 12
NO |  | 145 | 2012 | 10 | 29 | 29 |  | (5411) Comanche |  | 0 | 0 |  | 0 | 0 | 0 |  | 0 | 0 | 0 | 0 | 0 | 0 | 0 | 0 | 0 | 0 | 0 | 0 | 0 | 0 | 0 | 0 | 0 | 0 | 0 | 0 | 0 | 0 | 0 | 12
NO |  | 145 | 2012 | 10 | 30 | 30 |  | Comanche | Midway Sub | 0 | 0 |  | 0 | 0 | 0 |  | 0 | 0 | 0 | 0 | 0 | 0 | 0 | 0 | 0 | 0 | 0 | 0 | 0 | 0 | 0 | 0 | 0 | 0 | 0 | 0 | 0 | 0 | 0 | 12
NO |  | 145 | 2012 | 10 | 31 | 31 |  | Comanche Plant | Tower 17 | 230 | 230 | Steel Tower | 2.23 | 0 | 1 | 1-1033.5 | 0 | 0 | 0 | 0 | 0 | 0 | 0 | 0 | 0 | 0 | 0 | 0 | 0 | 0 | 0 | 0 | 0 | 0 | 0 | 0 | 0 | 0 | 0 | 12
NO |  | 145 | 2012 | 10 | 32 | 32 |  | Tower 17 | Tower 352 | 230 | 230 | Wood K-Frame | 46.52 | 0 | 1 | 1-1033.5 | 0 | 0 | 0 | 0 | 0 | 0 | 0 | 0 | 0 | 0 | 0 | 0 | 0 | 0 | 0 | 0 | 0 | 0 | 0 | 0 | 0 | 0 | 0 | 12
NO |  | 145 | 2012 | 10 | 33 | 33 |  | Tower 352 | Tower 353 | 230 | 230 | Steel Tower | 0.02 | 0 | 1 | 1-1033.5 | 0 | 0 | 0 | 0 | 0 | 0 | 0 | 0 | 0 | 0 | 0 | 0 | 0 | 0 | 0 | 0 | 0 | 0 | 0 | 0 | 0 | 0 | 0 | 12
NO |  | 145 | 2012 | 10 | 34 | 34 |  | Tower 353 | Midway Sub | 230 | 230 | Wood K-Frame | 0.02 | 0 | 1 | 1-1033.5 | 0 | 0 | 0 | 0 | 0 | 0 | 0 | 0 | 0 | 0 | 0 | 0 | 0 | 0 | 0 | 0 | 0 | 0 | 0 | 0 | 0 | 0 | 0 | 12
NO |  | 145 | 2012 | 11 | 1 | 1 |  | (5413) Comanche |  | 0 | 0 |  | 0 | 0 | 0 |  | 0 | 0 | 0 | 0 | 0 | 0 | 0 | 0 | 0 | 0 | 0 | 0 | 0 | 0 | 0 | 0 | 0 | 0 | 0 | 0 | 0 | 0 | 0 | 12
NO |  | 145 | 2012 | 11 | 2 | 2 |  | Comanche | Jackson Fuller | 0 | 0 |  | 0 | 0 | 0 |  | 0 | 0 | 0 | 0 | 0 | 0 | 0 | 0 | 0 | 0 | 0 | 0 | 0 | 0 | 0 | 0 | 0 | 0 | 0 | 0 | 0 | 0 | 0 | 12
NO |  | 145 | 2012 | 11 | 3 | 3 |  | Comanche Plant | Tower 1 | 230 | 230 | Steel Tower | 0.05 | 0 | 1 | 1-1272 | 0 | 0 | 0 | 0 | 0 | 0 | 0 | 0 | 0 | 0 | 0 | 0 | 0 | 0 | 0 | 0 | 0 | 0 | 0 | 0 | 0 | 0 | 0 | 12
NO |  | 145 | 2012 | 11 | 4 | 4 |  | Tower 1 | Tower 16 | 230 | 230 | Steel Tower | 2.17 | 0 | 1 | 1-1113 | 0 | 0 | 0 | 0 | 0 | 0 | 0 | 0 | 0 | 0 | 0 | 0 | 0 | 0 | 0 | 0 | 0 | 0 | 0 | 0 | 0 | 0 | 0 | 12
NO |  | 145 | 2012 | 11 | 5 | 5 |  | Tower 16 | Fixture 87 | 230 | 230 | Wood H Frame | 9.98 | 0 | 1 | 1-1113 | 0 | 0 | 0 | 0 | 0 | 0 | 0 | 0 | 0 | 0 | 0 | 0 | 0 | 0 | 0 | 0 | 0 | 0 | 0 | 0 | 0 | 0 | 0 | 12
NO |  | 145 | 2012 | 11 | 6 | 6 |  | Fixture 87 | Tower 352 | 230 | 230 | Wood K Frame | 36.55 | 0 | 1 | 1-1033.5 | 0 | 0 | 0 | 0 | 0 | 0 | 0 | 0 | 0 | 0 | 0 | 0 | 0 | 0 | 0 | 0 | 0 | 0 | 0 | 0 | 0 | 0 | 0 | 12
NO |  | 145 | 2012 | 11 | 7 | 7 |  | Tower 352 | Tower 353 | 230 | 230 | Steel Tower | 0 | 0.02 | 1 | 1-1033.5 | 0 | 0 | 0 | 0 | 0 | 0 | 0 | 0 | 0 | 0 | 0 | 0 | 0 | 0 | 0 | 0 | 0 | 0 | 0 | 0 | 0 | 0 | 0 | 12
NO |  | 145 | 2012 | 11 | 8 | 8 |  | Tower 353 | Midway Sub | 230 | 230 | Wood K-Frame | 0.02 | 0 | 1 | 1-1033.5 | 0 | 0 | 0 | 0 | 0 | 0 | 0 | 0 | 0 | 0 | 0 | 0 | 0 | 0 | 0 | 0 | 0 | 0 | 0 | 0 | 0 | 0 | 0 | 12
NO |  | 145 | 2012 | 11 | 10 | 10 |  | (5415) Comanche Plant |  | 0 | 0 |  | 0 | 0 | 0 |  | 0 | 0 | 0 | 0 | 0 | 0 | 0 | 0 | 0 | 0 | 0 | 0 | 0 | 0 | 0 | 0 | 0 | 0 | 0 | 0 | 0 | 0 | 0 | 12
NO |  | 145 | 2012 | 11 | 11 | 11 |  | Comanche | Boone Sub | 0 | 0 |  | 0 | 0 | 0 |  | 0 | 0 | 0 | 0 | 0 | 0 | 0 | 0 | 0 | 0 | 0 | 0 | 0 | 0 | 0 | 0 | 0 | 0 | 0 | 0 | 0 | 0 | 0 | 12
NO |  | 145 | 2012 | 11 | 12 | 12 |  | Comanche Plant | Tower 17 | 230 | 230 | Steel Tower | 0 | 2.23 | 1 | 1-1033.5 | 0 | 0 | 0 | 0 | 0 | 0 | 0 | 0 | 0 | 0 | 0 | 0 | 0 | 0 | 0 | 0 | 0 | 0 | 0 | 0 | 0 | 0 | 0 | 12
NO |  | 145 | 2012 | 11 | 13 | 13 |  | Tower 17 | Fixture 88 | 230 | 230 | Wood K-Frame | 10.09 | 0 | 1 | 1-1033.5 | 0 | 0 | 0 | 0 | 0 | 0 | 0 | 0 | 0 | 0 | 0 | 0 | 0 | 0 | 0 | 0 | 0 | 0 | 0 | 0 | 0 | 0 | 0 | 12
NO |  | 145 | 2012 | 11 | 14 | 14 |  | Fixture 88 | Boone Sub | 230 | 230 | Wood H-Frame | 14.42 | 0 | 1 | 1-1113 | 0 | 0 | 0 | 0 | 0 | 0 | 0 | 0 | 0 | 0 | 0 | 0 | 0 | 0 | 0 | 0 | 0 | 0 | 0 | 0 | 0 | 0 | 0 | 12
NO |  | 145 | 2012 | 11 | 15 | 15 |  | (5455) Pawnee Plant |  | 0 | 0 |  | 0 | 0 | 0 |  | 0 | 0 | 0 | 0 | 0 | 0 | 0 | 0 | 0 | 0 | 0 | 0 | 0 | 0 | 0 | 0 | 0 | 0 | 0 | 0 | 0 | 0 | 0 | 12
NO |  | 145 | 2012 | 11 | 16 | 16 |  | Pawnee | Tri State Story | 0 | 0 |  | 0 | 0 | 0 |  | 0 | 0 | 0 | 0 | 0 | 0 | 0 | 0 | 0 | 0 | 0 | 0 | 0 | 0 | 0 | 0 | 0 | 0 | 0 | 0 | 0 | 0 | 0 | 12
NO |  | 145 | 2012 | 11 | 17 | 17 |  | Pawnee Plant | Fixture 428Q | 230 | 345 | Wood H-Frame | 2.36 | 0 | 1 | 2-636 | 0 | 0 | 0 | 0 | 0 | 0 | 0 | 0 | 0 | 0 | 0 | 0 | 0 | 0 | 0 | 0 | 0 | 0 | 0 | 0 | 0 | 0 | 0 | 12
NO |  | 145 | 2012 | 11 | 18 | 18 |  | Fixture 428Q | Tri State Story | 230 | 230 | Wood K-Frame | 7.95 | 0 | 1 | 1-1272 | 0 | 0 | 0 | 0 | 0 | 0 | 0 | 0 | 0 | 0 | 0 | 0 | 0 | 0 | 0 | 0 | 0 | 0 | 0 | 0 | 0 | 0 | 0 | 12
NO |  | 145 | 2012 | 11 | 19 | 19 |  | (5457) Pawnee Plant |  | 0 | 0 |  | 0 | 0 | 0 |  | 0 | 0 | 0 | 0 | 0 | 0 | 0 | 0 | 0 | 0 | 0 | 0 | 0 | 0 | 0 | 0 | 0 | 0 | 0 | 0 | 0 | 0 | 0 | 12
NO |  | 145 | 2012 | 11 | 20 | 20 |  | Pawnee Plant | Fixture 343 | 230 | 345 | Wood H-Frame | 52.01 | 0 | 1 | 2-636 | 0 | 0 | 0 | 0 | 0 | 0 | 0 | 0 | 0 | 0 | 0 | 0 | 0 | 0 | 0 | 0 | 0 | 0 | 0 | 0 | 0 | 0 | 0 | 12
NO |  | 145 | 2012 | 11 | 21 | 21 |  | Fixture 343 | Missile Sub 5457 | 230 | 230 | Steel H-Frame | 0.44 | 0 | 1 | 2-636 | 0 | 0 | 0 | 0 | 0 | 0 | 0 | 0 | 0 | 0 | 0 | 0 | 0 | 0 | 0 | 0 | 0 | 0 | 0 | 0 | 0 | 0 | 0 | 12
NO |  | 145 | 2012 | 11 | 23 | 23 |  | (5461) Pawnee Plant |  | 0 | 0 |  | 0 | 0 | 0 |  | 0 | 0 | 0 | 0 | 0 | 0 | 0 | 0 | 0 | 0 | 0 | 0 | 0 | 0 | 0 | 0 | 0 | 0 | 0 | 0 | 0 | 0 | 0 | 12
NO |  | 145 | 2012 | 11 | 24 | 24 |  | Pawnee Sub | Manchief Nug 5461 | 0 | 0 |  | 0 | 0 | 0 |  | 0 | 0 | 0 | 0 | 0 | 0 | 0 | 0 | 0 | 0 | 0 | 0 | 0 | 0 | 0 | 0 | 0 | 0 | 0 | 0 | 0 | 0 | 0 | 12
NO |  | 145 | 2012 | 11 | 25 | 25 |  | Manchief Nug 5461 | Manchief Nug Sub | 230 | 230 | Steel Pole | 0.33 | 0 | 1 | 1-1272 | 0 | 0 | 0 | 0 | 0 | 0 | 0 | 0 | 0 | 0 | 0 | 0 | 0 | 0 | 0 | 0 | 0 | 0 | 0 | 0 | 0 | 0 | 0 | 12
NO |  | 145 | 2012 | 11 | 26 | 26 |  | (5463) Ft. Lupton |  | 0 | 0 |  | 0 | 0 | 0 |  | 0 | 0 | 0 | 0 | 0 | 0 | 0 | 0 | 0 | 0 | 0 | 0 | 0 | 0 | 0 | 0 | 0 | 0 | 0 | 0 | 0 | 0 | 0 | 12
NO |  | 145 | 2012 | 11 | 27 | 27 |  | Ft. Lupton Sub | Pawnee Plant | 0 | 0 |  | 0 | 0 | 0 |  | 0 | 0 | 0 | 0 | 0 | 0 | 0 | 0 | 0 | 0 | 0 | 0 | 0 | 0 | 0 | 0 | 0 | 0 | 0 | 0 | 0 | 0 | 0 | 12
NO |  | 145 | 2012 | 11 | 28 | 28 |  | Ft Lupton Sub | Fixture 428 | 230 | 230 | Wood K-Frame | 61.63 | 0 | 1 | 1-954 | 0 | 0 | 0 | 0 | 0 | 0 | 0 | 0 | 0 | 0 | 0 | 0 | 0 | 0 | 0 | 0 | 0 | 0 | 0 | 0 | 0 | 0 | 0 | 12
NO |  | 145 | 2012 | 11 | 29 | 29 |  | Fixture 428 | Pawnee Plant | 230 | 345 | Wood H-Frame | 2.27 | 0 | 1 | 2-636 | 0 | 0 | 0 | 0 | 0 | 0 | 0 | 0 | 0 | 0 | 0 | 0 | 0 | 0 | 0 | 0 | 0 | 0 | 0 | 0 | 0 | 0 | 0 | 12
NO |  | 145 | 2012 | 11 | 31 | 31 |  | (5467) Pawnee Plant | Brick Center Sub | 0 | 0 |  | 0 | 0 | 0 |  | 0 | 0 | 0 | 0 | 0 | 0 | 0 | 0 | 0 | 0 | 0 | 0 | 0 | 0 | 0 | 0 | 0 | 0 | 0 | 0 | 0 | 0 | 0 | 12
NO |  | 145 | 2012 | 11 | 32 | 32 |  | Pawnee Plant | Fixture #70 | 230 | 345 | Wood H-Frame | 10.39 | 0 | 1 | 2-636 | 0 | 0 | 0 | 0 | 0 | 0 | 0 | 0 | 0 | 0 | 0 | 0 | 0 | 0 | 0 | 0 | 0 | 0 | 0 | 0 | 0 | 0 | 0 | 12
NO |  | 145 | 2012 | 11 | 33 | 33 |  | Fixture #70 | Fixutre #99 | 230 | 345 | Steel Pole | 4.33 | 0 | 1 | 2-1272 | 0 | 0 | 0 | 0 | 0 | 0 | 0 | 0 | 0 | 0 | 0 | 0 | 0 | 0 | 0 | 0 | 0 | 0 | 0 | 0 | 0 | 0 | 0 | 12
NO |  | 145 | 2012 | 11 | 34 | 34 |  | Fixutre #99 | Fixture #343 | 230 | 345 | Wood H-Frame | 37.33 | 0 | 1 | 2-636 | 0 | 0 | 0 | 0 | 0 | 0 | 0 | 0 | 0 | 0 | 0 | 0 | 0 | 0 | 0 | 0 | 0 | 0 | 0 | 0 | 0 | 0 | 0 | 12
NO |  | 145 | 2012 | 11 | 35 | 35 |  | Fixture #343 | Fixture #345D | 230 | 230 | Steel H-Frame | 0.86 | 0 | 1 | 2-636 | 0 | 0 | 0 | 0 | 0 | 0 | 0 | 0 | 0 | 0 | 0 | 0 | 0 | 0 | 0 | 0 | 0 | 0 | 0 | 0 | 0 | 0 | 0 | 12
NO |  | 145 | 2012 | 12 | 1 | 1 |  | Fixture #345D | Fixture #522 | 230 | 345 | Wood H-Frame | 26.3 | 0 | 1 | 2-636 | 0 | 0 | 0 | 0 | 0 | 0 | 0 | 0 | 0 | 0 | 0 | 0 | 0 | 0 | 0 | 0 | 0 | 0 | 0 | 0 | 0 | 0 | 0 | 12
NO |  | 145 | 2012 | 12 | 2 | 2 |  | Fixture #522 | Brick Center Sub | 230 | 230 | Steel Pole | 0.05 | 0 | 1 | 2-954 | 0 | 0 | 0 | 0 | 0 | 0 | 0 | 0 | 0 | 0 | 0 | 0 | 0 | 0 | 0 | 0 | 0 | 0 | 0 | 0 | 0 | 0 | 0 | 12
NO |  | 145 | 2012 | 12 | 4 | 4 |  | (5505) Parachute Sub |  | 0 | 0 |  | 0 | 0 | 0 |  | 0 | 0 | 0 | 0 | 0 | 0 | 0 | 0 | 0 | 0 | 0 | 0 | 0 | 0 | 0 | 0 | 0 | 0 | 0 | 0 | 0 | 0 | 0 | 12
NO |  | 145 | 2012 | 12 | 5 | 5 |  | Parachute Sub | Starkey Gulch Sub | 0 | 0 |  | 0 | 0 | 0 |  | 0 | 0 | 0 | 0 | 0 | 0 | 0 | 0 | 0 | 0 | 0 | 0 | 0 | 0 | 0 | 0 | 0 | 0 | 0 | 0 | 0 | 0 | 0 | 12
NO |  | 145 | 2012 | 12 | 7 | 7 |  | (5507) Parachute |  | 0 | 0 |  | 0 | 0 | 0 |  | 0 | 0 | 0 | 0 | 0 | 0 | 0 | 0 | 0 | 0 | 0 | 0 | 0 | 0 | 0 | 0 | 0 | 0 | 0 | 0 | 0 | 0 | 0 | 12
NO |  | 145 | 2012 | 12 | 8 | 8 |  | Parachute Sub | Wheeler 5507 | 0 | 0 |  | 0 | 0 | 0 |  | 0 | 0 | 0 | 0 | 0 | 0 | 0 | 0 | 0 | 0 | 0 | 0 | 0 | 0 | 0 | 0 | 0 | 0 | 0 | 0 | 0 | 0 | 0 | 12
NO |  | 145 | 2012 | 12 | 9 | 9 |  |  | Wheeler | 230 | 230 | Wood H-Frame | 3.07 | 0 | 1 | 1-1033.5 | 0 | 0 | 0 | 0 | 0 | 0 | 0 | 0 | 0 | 0 | 0 | 0 | 0 | 0 | 0 | 0 | 0 | 0 | 0 | 0 | 0 | 0 | 0 | 12
NO |  | 145 | 2012 | 12 | 10 | 10 |  | (5509) Parachute Sub |  | 0 | 0 |  | 0 | 0 | 0 |  | 0 | 0 | 0 | 0 | 0 | 0 | 0 | 0 | 0 | 0 | 0 | 0 | 0 | 0 | 0 | 0 | 0 | 0 | 0 | 0 | 0 | 0 | 0 | 12
NO |  | 145 | 2012 | 12 | 11 | 11 |  | Parachute | Cameo | 0 | 0 |  | 0 | 0 | 0 |  | 0 | 0 | 0 | 0 | 0 | 0 | 0 | 0 | 0 | 0 | 0 | 0 | 0 | 0 | 0 | 0 | 0 | 0 | 0 | 0 | 0 | 0 | 0 | 12
NO |  | 145 | 2012 | 12 | 12 | 12 |  | Parachute Sub | Tower 218A | 230 | 345 | Steel Tower | 0 | 1.67 | 1 | 2-1272 | 0 | 0 | 0 | 0 | 0 | 0 | 0 | 0 | 0 | 0 | 0 | 0 | 0 | 0 | 0 | 0 | 0 | 0 | 0 | 0 | 0 | 0 | 0 | 12
NO |  | 145 | 2012 | 12 | 13 | 13 |  | Tower 218A | Cameo Plant | 230 | 230 | Wood K-Frame | 30.26 | 0 | 1 | 1-795 | 0 | 0 | 0 | 0 | 0 | 0 | 0 | 0 | 0 | 0 | 0 | 0 | 0 | 0 | 0 | 0 | 0 | 0 | 0 | 0 | 0 | 0 | 0 | 12
NO |  | 145 | 2012 | 12 | 15 | 15 |  | (5513) PSCo Lamar |  | 0 | 0 |  | 0 | 0 | 0 |  | 0 | 0 | 0 | 0 | 0 | 0 | 0 | 0 | 0 | 0 | 0 | 0 | 0 | 0 | 0 | 0 | 0 | 0 | 0 | 0 | 0 | 0 | 0 | 12
NO |  | 145 | 2012 | 12 | 16 | 16 |  | PSCo Lamar | Tri-State Lamar | 0 | 0 |  | 0 | 0 | 0 |  | 0 | 0 | 0 | 0 | 0 | 0 | 0 | 0 | 0 | 0 | 0 | 0 | 0 | 0 | 0 | 0 | 0 | 0 | 0 | 0 | 0 | 0 | 0 | 12
NO |  | 145 | 2012 | 12 | 17 | 17 |  |  | Tri-State Lamar Sub | 230 | 230 | Wood H-Frame | 0.36 | 0 | 1 | 1-1272 | 0 | 0 | 0 | 0 | 0 | 0 | 0 | 0 | 0 | 0 | 0 | 0 | 0 | 0 | 0 | 0 | 0 | 0 | 0 | 0 | 0 | 0 | 0 | 12
NO |  | 145 | 2012 | 12 | 18 | 18 |  | (5525) Green Valley |  | 0 | 0 |  | 0 | 0 | 0 |  | 0 | 0 | 0 | 0 | 0 | 0 | 0 | 0 | 0 | 0 | 0 | 0 | 0 | 0 | 0 | 0 | 0 | 0 | 0 | 0 | 0 | 0 | 0 | 12
NO |  | 145 | 2012 | 12 | 19 | 19 |  | Green Valley Sub | Ft. Lupton | 0 | 0 |  | 0 | 0 | 0 |  | 0 | 0 | 0 | 0 | 0 | 0 | 0 | 0 | 0 | 0 | 0 | 0 | 0 | 0 | 0 | 0 | 0 | 0 | 0 | 0 | 0 | 0 | 0 | 12
NO |  | 145 | 2012 | 12 | 20 | 20 |  | Tower 171 | Tower 1/32A/228 | 230 | 230 | Steel Pole | 9.48 | 0 | 1 | 2-636 | 0 | 0 | 0 | 0 | 0 | 0 | 0 | 0 | 0 | 0 | 0 | 0 | 0 | 0 | 0 | 0 | 0 | 0 | 0 | 0 | 0 | 0 | 0 | 12
NO |  | 145 | 2012 | 12 | 21 | 21 |  | Tower 1/32A/228 | Ft Lupton Sub | 230 | 230 | Steel Tower | 0 | 14.88 | 1 | 2-636 | 0 | 0 | 0 | 0 | 0 | 0 | 0 | 0 | 0 | 0 | 0 | 0 | 0 | 0 | 0 | 0 | 0 | 0 | 0 | 0 | 0 | 0 | 0 | 12
NO |  | 145 | 2012 | 12 | 23 | 23 |  | (5527) J.L. Green |  | 0 | 0 |  | 0 | 0 | 0 |  | 0 | 0 | 0 | 0 | 0 | 0 | 0 | 0 | 0 | 0 | 0 | 0 | 0 | 0 | 0 | 0 | 0 | 0 | 0 | 0 | 0 | 0 | 0 | 12
NO |  | 145 | 2012 | 12 | 24 | 24 |  | J.L. Green | Cherokee Plant | 0 | 0 |  | 0 | 0 | 0 |  | 0 | 0 | 0 | 0 | 0 | 0 | 0 | 0 | 0 | 0 | 0 | 0 | 0 | 0 | 0 | 0 | 0 | 0 | 0 | 0 | 0 | 0 | 0 | 12
NO |  | 145 | 2012 | 12 | 25 | 25 |  | J.L. Green Sub | Glenn Sub | 230 | 230 | Steel Pole | 5.73 | 0 | 1 | 1-1272 | 0 | 0 | 0 | 0 | 0 | 0 | 0 | 0 | 0 | 0 | 0 | 0 | 0 | 0 | 0 | 0 | 0 | 0 | 0 | 0 | 0 | 0 | 0 | 12
NO |  | 145 | 2012 | 12 | 26 | 26 |  | Glenn Sub | Tower 27 | 230 | 230 | Steel 1SA | 3.35 | 0 | 1 | 1-1272 | 0 | 0 | 0 | 0 | 0 | 0 | 0 | 0 | 0 | 0 | 0 | 0 | 0 | 0 | 0 | 0 | 0 | 0 | 0 | 0 | 0 | 0 | 0 | 12
NO |  | 145 | 2012 | 12 | 27 | 27 |  | Tower 27 | Cherokee Plant | 230 | 230 | Steel Pole | 3.5 | 0 | 1 | 1-1272 | 0 | 0 | 0 | 0 | 0 | 0 | 0 | 0 | 0 | 0 | 0 | 0 | 0 | 0 | 0 | 0 | 0 | 0 | 0 | 0 | 0 | 0 | 0 | 12
NO |  | 145 | 2012 | 12 | 28 | 28 |  | 95529) Ft. Lupton |  | 0 | 0 |  | 0 | 0 | 0 |  | 0 | 0 | 0 | 0 | 0 | 0 | 0 | 0 | 0 | 0 | 0 | 0 | 0 | 0 | 0 | 0 | 0 | 0 | 0 | 0 | 0 | 0 | 0 | 12
NO |  | 145 | 2012 | 12 | 29 | 29 |  | Ft. Lupton | TCTI Cogen | 0 | 0 |  | 0 | 0 | 0 |  | 0 | 0 | 0 | 0 | 0 | 0 | 0 | 0 | 0 | 0 | 0 | 0 | 0 | 0 | 0 | 0 | 0 | 0 | 0 | 0 | 0 | 0 | 0 | 12
NO |  | 145 | 2012 | 12 | 30 | 30 |  |  | TCTI Cogen | 230 | 230 | Steel 1SA | 0.2 | 0 | 1 | 1-1033.5 | 0 | 0 | 0 | 0 | 0 | 0 | 0 | 0 | 0 | 0 | 0 | 0 | 0 | 0 | 0 | 0 | 0 | 0 | 0 | 0 | 0 | 0 | 0 | 12
NO |  | 145 | 2012 | 12 | 31 | 31 |  | (5555) Grand Junction |  | 0 | 0 |  | 0 | 0 | 0 |  | 0 | 0 | 0 | 0 | 0 | 0 | 0 | 0 | 0 | 0 | 0 | 0 | 0 | 0 | 0 | 0 | 0 | 0 | 0 | 0 | 0 | 0 | 0 | 12
NO |  | 145 | 2012 | 12 | 32 | 32 |  | Grand Junction | Uintah Sub | 0 | 0 |  | 0 | 0 | 0 |  | 0 | 0 | 0 | 0 | 0 | 0 | 0 | 0 | 0 | 0 | 0 | 0 | 0 | 0 | 0 | 0 | 0 | 0 | 0 | 0 | 0 | 0 | 0 | 12
NO |  | 145 | 2012 | 12 | 33 | 33 |  | Grand Junction Sub | Horizon Sub | 230 | 230 | Steel Pole | 5.15 | 0 | 1 | 1-1272 | 0 | 0 | 0 | 0 | 0 | 0 | 0 | 0 | 0 | 0 | 0 | 0 | 0 | 0 | 0 | 0 | 0 | 0 | 0 | 0 | 0 | 0 | 0 | 12
NO |  | 145 | 2012 | 12 | 34 | 34 |  | Horizon Sub | Tower 6 | 230 | 230 | Steel Pole | 0 | 0.47 | 1 | 1-1272 | 0 | 0 | 0 | 0 | 0 | 0 | 0 | 0 | 0 | 0 | 0 | 0 | 0 | 0 | 0 | 0 | 0 | 0 | 0 | 0 | 0 | 0 | 0 | 12
NO |  | 145 | 2012 | 12 | 35 | 35 |  | Fixture 6 | Adobe Sub | 230 | 230 | Steel Pole | 4.05 | 0 | 1 | 1-1272 | 0 | 0 | 0 | 0 | 0 | 0 | 0 | 0 | 0 | 0 | 0 | 0 | 0 | 0 | 0 | 0 | 0 | 0 | 0 | 0 | 0 | 0 | 0 | 12
NO |  | 145 | 2012 | 13 | 1 | 1 |  | Adobe Sub | Fixture 36 | 230 | 230 | Steel Pole | 0 | 0.13 | 1 | 1-1272 | 0 | 0 | 0 | 0 | 0 | 0 | 0 | 0 | 0 | 0 | 0 | 0 | 0 | 0 | 0 | 0 | 0 | 0 | 0 | 0 | 0 | 0 | 0 | 12
NO |  | 145 | 2012 | 13 | 2 | 2 |  | Fixture 36 | Uintah Sub | 230 | 230 | Steel Pole | 7.55 | 0 | 1 | 2-1272 | 0 | 0 | 0 | 0 | 0 | 0 | 0 | 0 | 0 | 0 | 0 | 0 | 0 | 0 | 0 | 0 | 0 | 0 | 0 | 0 | 0 | 0 | 0 | 12
NO |  | 145 | 2012 | 13 | 4 | 4 |  | (5557) Grand Junction (CUEA |  | 0 | 0 |  | 0 | 0 | 0 |  | 0 | 0 | 0 | 0 | 0 | 0 | 0 | 0 | 0 | 0 | 0 | 0 | 0 | 0 | 0 | 0 | 0 | 0 | 0 | 0 | 0 | 0 | 0 | 12
NO |  | 145 | 2012 | 13 | 5 | 5 |  | Grand Junction (CUEA) | Grand Junction | 0 | 0 |  | 0 | 0 | 0 |  | 0 | 0 | 0 | 0 | 0 | 0 | 0 | 0 | 0 | 0 | 0 | 0 | 0 | 0 | 0 | 0 | 0 | 0 | 0 | 0 | 0 | 0 | 0 | 12
NO |  | 145 | 2012 | 13 | 6 | 6 |  | Grand Junction (CUEA) | Fixture 26 | 230 | 230 | Wood H-Frame | 3 | 0 | 1 | 1-1272 | 0 | 0 | 0 | 0 | 0 | 0 | 0 | 0 | 0 | 0 | 0 | 0 | 0 | 0 | 0 | 0 | 0 | 0 | 0 | 0 | 0 | 0 | 0 | 12
NO |  | 145 | 2012 | 13 | 7 | 7 |  | Fixture 26 | Clifton Sub | 230 | 230 | Wood Pole | 0.97 | 0 | 1 | 1-1272 | 0 | 0 | 0 | 0 | 0 | 0 | 0 | 0 | 0 | 0 | 0 | 0 | 0 | 0 | 0 | 0 | 0 | 0 | 0 | 0 | 0 | 0 | 0 | 12
NO |  | 145 | 2012 | 13 | 8 | 8 |  | Clifton Sub | Fixture 20 | 230 | 230 | Wood Pole | 1.64 | 0 | 1 | 1-1272 | 0 | 0 | 0 | 0 | 0 | 0 | 0 | 0 | 0 | 0 | 0 | 0 | 0 | 0 | 0 | 0 | 0 | 0 | 0 | 0 | 0 | 0 | 0 | 12
NO |  | 145 | 2012 | 13 | 9 | 9 |  | Fixture 20 | Tower 25 | 230 | 230 | Wood H-Frame | 0.56 | 0 | 1 | 1-1272 | 0 | 0 | 0 | 0 | 0 | 0 | 0 | 0 | 0 | 0 | 0 | 0 | 0 | 0 | 0 | 0 | 0 | 0 | 0 | 0 | 0 | 0 | 0 | 12
NO |  | 145 | 2012 | 13 | 10 | 10 |  | Tower 25 | Tower 81 | 230 | 230 | Steel Pole | 5.97 | 0 | 1 | 1-1272 | 0 | 0 | 0 | 0 | 0 | 0 | 0 | 0 | 0 | 0 | 0 | 0 | 0 | 0 | 0 | 0 | 0 | 0 | 0 | 0 | 0 | 0 | 0 | 12
NO |  | 145 | 2012 | 13 | 11 | 11 |  | Tower 81 | Grand Junction | 230 | 230 | Steel Pole | 0 | 0.2 | 1 | 1-1272 | 0 | 0 | 0 | 0 | 0 | 0 | 0 | 0 | 0 | 0 | 0 | 0 | 0 | 0 | 0 | 0 | 0 | 0 | 0 | 0 | 0 | 0 | 0 | 12
NO |  | 145 | 2012 | 13 | 13 | 13 |  | (5565) RMEC | Keensburg Sub | 0 | 0 |  | 0 | 0 | 0 |  | 0 | 0 | 0 | 0 | 0 | 0 | 0 | 0 | 0 | 0 | 0 | 0 | 0 | 0 | 0 | 0 | 0 | 0 | 0 | 0 | 0 | 0 | 0 | 12
NO |  | 145 | 2012 | 13 | 14 | 14 |  | RMEC (East Bay) | Keenesburg Sub | 230 | 230 | Steel Pole | 0 | 3.9 | 1 | 2-954 | 0 | 0 | 0 | 0 | 0 | 0 | 0 | 0 | 0 | 0 | 0 | 0 | 0 | 0 | 0 | 0 | 0 | 0 | 0 | 0 | 0 | 0 | 0 | 12
NO |  | 145 | 2012 | 13 | 15 | 15 |  | (5607) Cameo Plant |  | 0 | 0 |  | 0 | 0 | 0 |  | 0 | 0 | 0 | 0 | 0 | 0 | 0 | 0 | 0 | 0 | 0 | 0 | 0 | 0 | 0 | 0 | 0 | 0 | 0 | 0 | 0 | 0 | 0 | 12
NO |  | 145 | 2012 | 13 | 16 | 16 |  | Cameo Plant | Uintah Sub | 0 | 0 |  | 0 | 0 | 0 |  | 0 | 0 | 0 | 0 | 0 | 0 | 0 | 0 | 0 | 0 | 0 | 0 | 0 | 0 | 0 | 0 | 0 | 0 | 0 | 0 | 0 | 0 | 0 | 12
NO |  | 145 | 2012 | 13 | 17 | 17 |  | Cameo Plant | Tower 62 | 230 | 230 | Wood H-Frame | 6.32 | 0 | 1 | 1-1272 | 0 | 0 | 0 | 0 | 0 | 0 | 0 | 0 | 0 | 0 | 0 | 0 | 0 | 0 | 0 | 0 | 0 | 0 | 0 | 0 | 0 | 0 | 0 | 12
NO |  | 145 | 2012 | 13 | 18 | 18 |  | Tower 62 | Fixture 66 | 230 | 345 | Steel H-Frame | 0.54 | 0 | 1 | 1-1272 | 0 | 0 | 0 | 0 | 0 | 0 | 0 | 0 | 0 | 0 | 0 | 0 | 0 | 0 | 0 | 0 | 0 | 0 | 0 | 0 | 0 | 0 | 0 | 12
NO |  | 145 | 2012 | 13 | 19 | 19 |  | Fixture 66 | Tower 97 | 230 | 230 | Wood H-Frame | 3.03 | 0 | 1 | 1-1272 | 0 | 0 | 0 | 0 | 0 | 0 | 0 | 0 | 0 | 0 | 0 | 0 | 0 | 0 | 0 | 0 | 0 | 0 | 0 | 0 | 0 | 0 | 0 | 12
NO |  | 145 | 2012 | 13 | 20 | 20 |  | Tower 97 | Fixture 106 | 230 | 345 | Steel H-Frame | 1.35 | 0 | 1 | 1-1272 | 0 | 0 | 0 | 0 | 0 | 0 | 0 | 0 | 0 | 0 | 0 | 0 | 0 | 0 | 0 | 0 | 0 | 0 | 0 | 0 | 0 | 0 | 0 | 12
NO |  | 145 | 2012 | 13 | 21 | 21 |  | Fixture 106 | Tower 291 | 230 | 230 | Wood H-Frame | 22.07 | 0 | 1 | 1-1272 | 0 | 0 | 0 | 0 | 0 | 0 | 0 | 0 | 0 | 0 | 0 | 0 | 0 | 0 | 0 | 0 | 0 | 0 | 0 | 0 | 0 | 0 | 0 | 12
NO |  | 145 | 2012 | 13 | 22 | 22 |  | Tower 291 | Uintah Sub | 230 | 230 | Steel Pole | 0.77 | 0 | 1 | 1-1272 | 0 | 0 | 0 | 0 | 0 | 0 | 0 | 0 | 0 | 0 | 0 | 0 | 0 | 0 | 0 | 0 | 0 | 0 | 0 | 0 | 0 | 0 | 0 | 12
NO |  | 145 | 2012 | 13 | 24 | 24 |  | (5623) Denver Terminal | Arapahoe | 0 | 0 |  | 0 | 0 | 0 |  | 0 | 0 | 0 | 0 | 0 | 0 | 0 | 0 | 0 | 0 | 0 | 0 | 0 | 0 | 0 | 0 | 0 | 0 | 0 | 0 | 0 | 0 | 0 | 12
NO |  | 145 | 2012 | 13 | 25 | 25 |  | Denver Terminal | Fixture 1 | 230 | 230 | Steel Pole | 0.12 | 0 | 1 | 1-1272 | 0 | 0 | 0 | 0 | 0 | 0 | 0 | 0 | 0 | 0 | 0 | 0 | 0 | 0 | 0 | 0 | 0 | 0 | 0 | 0 | 0 | 0 | 0 | 12
NO |  | 145 | 2012 | 13 | 26 | 26 |  | Fixture 1 | Fixture 3 | 230 | 230 | Steel Pole | 0.2 | 0 | 1 | 1-1033.5 | 0 | 0 | 0 | 0 | 0 | 0 | 0 | 0 | 0 | 0 | 0 | 0 | 0 | 0 | 0 | 0 | 0 | 0 | 0 | 0 | 0 | 0 | 0 | 12
NO |  | 145 | 2012 | 13 | 27 | 27 |  | Fixture 3 | Arapahoe Sub | 230 | 230 | Steel Pole | 6.26 | 0 | 1 | 1-1272 | 0 | 0 | 0 | 0 | 0 | 0 | 0 | 0 | 0 | 0 | 0 | 0 | 0 | 0 | 0 | 0 | 0 | 0 | 0 | 0 | 0 | 0 | 0 | 12
NO |  | 145 | 2012 | 13 | 29 | 29 |  | (5625) Denver Terminal | Elati Sub | 0 | 0 |  | 0 | 0 | 0 |  | 0 | 0 | 0 | 0 | 0 | 0 | 0 | 0 | 0 | 0 | 0 | 0 | 0 | 0 | 0 | 0 | 0 | 0 | 0 | 0 | 0 | 0 | 0 | 12
NO |  | 145 | 2012 | 13 | 30 | 30 |  | Denver Terminal | Elati Sub | 230 | 230 | Steel Pole | 0.17 | 0 | 1 | 1-1033.5 | 0 | 0 | 0 | 0 | 0 | 0 | 0 | 0 | 0 | 0 | 0 | 0 | 0 | 0 | 0 | 0 | 0 | 0 | 0 | 0 | 0 | 0 | 0 | 12
NO |  | 145 | 2012 | 13 | 32 | 32 |  | (5627) Denver Terminal |  | 0 | 0 |  | 0 | 0 | 0 |  | 0 | 0 | 0 | 0 | 0 | 0 | 0 | 0 | 0 | 0 | 0 | 0 | 0 | 0 | 0 | 0 | 0 | 0 | 0 | 0 | 0 | 0 | 0 | 12
NO |  | 145 | 2012 | 13 | 33 | 33 |  | Denver Terminal | LaCombe | 0 | 0 |  | 0 | 0 | 0 |  | 0 | 0 | 0 | 0 | 0 | 0 | 0 | 0 | 0 | 0 | 0 | 0 | 0 | 0 | 0 | 0 | 0 | 0 | 0 | 0 | 0 | 0 | 0 | 12
NO |  | 145 | 2012 | 13 | 34 | 34 |  | Denver Terminal | LaCombe Transition Site | 230 | 230 | Steel Pole | 1.93 | 0 | 1 | 2-954 | 0 | 0 | 0 | 0 | 0 | 0 | 0 | 0 | 0 | 0 | 0 | 0 | 0 | 0 | 0 | 0 | 0 | 0 | 0 | 0 | 0 | 0 | 0 | 12
NO |  | 145 | 2012 | 14 | 1 | 1 |  | (5629) Denver Terminal |  | 0 | 0 |  | 0 | 0 | 0 |  | 0 | 0 | 0 | 0 | 0 | 0 | 0 | 0 | 0 | 0 | 0 | 0 | 0 | 0 | 0 | 0 | 0 | 0 | 0 | 0 | 0 | 0 | 0 | 12
NO |  | 145 | 2012 | 14 | 2 | 2 |  | Denver Terminal | Lookout Sub | 0 | 0 |  | 0 | 0 | 0 |  | 0 | 0 | 0 | 0 | 0 | 0 | 0 | 0 | 0 | 0 | 0 | 0 | 0 | 0 | 0 | 0 | 0 | 0 | 0 | 0 | 0 | 0 | 0 | 12
NO |  | 145 | 2012 | 14 | 3 | 3 |  | Denver Terminal | Tower 2 | 230 | 230 | Steel Pole | 0.12 | 0 | 1 | 1-1033.5 | 0 | 0 | 0 | 0 | 0 | 0 | 0 | 0 | 0 | 0 | 0 | 0 | 0 | 0 | 0 | 0 | 0 | 0 | 0 | 0 | 0 | 0 | 0 | 12
NO |  | 145 | 2012 | 14 | 4 | 4 |  | Tower 2 | Tower 13 | 230 | 230 | Steel Tower | 1.45 | 0 | 1 | 1-1033.5 | 0 | 0 | 0 | 0 | 0 | 0 | 0 | 0 | 0 | 0 | 0 | 0 | 0 | 0 | 0 | 0 | 0 | 0 | 0 | 0 | 0 | 0 | 0 | 12
NO |  | 145 | 2012 | 14 | 5 | 5 |  | Tower 13 | Tower 45 | 230 | 230 | Steel Pole | 3.91 | 0 | 1 | 1-1033.5 | 0 | 0 | 0 | 0 | 0 | 0 | 0 | 0 | 0 | 0 | 0 | 0 | 0 | 0 | 0 | 0 | 0 | 0 | 0 | 0 | 0 | 0 | 0 | 12
NO |  | 145 | 2012 | 14 | 6 | 6 |  | Tower 45 | Federal Center Tap | 230 | 230 | Steel Pole | 0.07 | 0 | 1 | 1-1033.5 | 0 | 0 | 0 | 0 | 0 | 0 | 0 | 0 | 0 | 0 | 0 | 0 | 0 | 0 | 0 | 0 | 0 | 0 | 0 | 0 | 0 | 0 | 0 | 12
NO |  | 145 | 2012 | 14 | 7 | 7 |  | Federal Center Tap | Tower 46 | 230 | 230 | Steel Pole | 0.06 | 0 | 1 | 1-1033.5 | 0 | 0 | 0 | 0 | 0 | 0 | 0 | 0 | 0 | 0 | 0 | 0 | 0 | 0 | 0 | 0 | 0 | 0 | 0 | 0 | 0 | 0 | 0 | 12
NO |  | 145 | 2012 | 14 | 8 | 8 |  | Tower 46 | West Sub Term Str | 230 | 230 | Steel Pole | 1.54 | 0 | 1 | 1-1033.5 | 0 | 0 | 0 | 0 | 0 | 0 | 0 | 0 | 0 | 0 | 0 | 0 | 0 | 0 | 0 | 0 | 0 | 0 | 0 | 0 | 0 | 0 | 0 | 12
NO |  | 145 | 2012 | 14 | 9 | 9 |  | Riser Pole 62 | Tower 67 | 230 | 230 | Steel Pole | 0.57 | 0 | 1 | 1-1272 | 0 | 0 | 0 | 0 | 0 | 0 | 0 | 0 | 0 | 0 | 0 | 0 | 0 | 0 | 0 | 0 | 0 | 0 | 0 | 0 | 0 | 0 | 0 | 12
NO |  | 145 | 2012 | 14 | 10 | 10 |  | Tower 67 | Lookout Sub | 230 | 230 | Steel Tower | 1.92 | 0 | 1 | 1-1033.5 | 0 | 0 | 0 | 0 | 0 | 0 | 0 | 0 | 0 | 0 | 0 | 0 | 0 | 0 | 0 | 0 | 0 | 0 | 0 | 0 | 0 | 0 | 0 | 12
NO |  | 145 | 2012 | 14 | 12 | 12 |  | (5633) Plains End #2 Sw. |  | 0 | 0 |  | 0 | 0 | 0 |  | 0 | 0 | 0 | 0 | 0 | 0 | 0 | 0 | 0 | 0 | 0 | 0 | 0 | 0 | 0 | 0 | 0 | 0 | 0 | 0 | 0 | 0 | 0 | 12
NO |  | 145 | 2012 | 14 | 13 | 13 |  | Plains End #2 SS | Niwot Sub | 0 | 0 |  | 0 | 0 | 0 |  | 0 | 0 | 0 | 0 | 0 | 0 | 0 | 0 | 0 | 0 | 0 | 0 | 0 | 0 | 0 | 0 | 0 | 0 | 0 | 0 | 0 | 0 | 0 | 12
NO |  | 145 | 2012 | 14 | 14 | 14 |  | Plains End #2 SS | Tower 83A(Pln End Tap 2) | 230 | 230 | Steel Pole | 0 | 1.13 | 1 | 1-1272 | 0 | 0 | 0 | 0 | 0 | 0 | 0 | 0 | 0 | 0 | 0 | 0 | 0 | 0 | 0 | 0 | 0 | 0 | 0 | 0 | 0 | 0 | 0 | 12
NO |  | 145 | 2012 | 14 | 15 | 15 |  | Tower 83A(Pln End Tap 2) | Valmont Sub | 230 | 230 | Steel Pole | 0 | 12.43 | 1 | 1-1033.5 | 0 | 0 | 0 | 0 | 0 | 0 | 0 | 0 | 0 | 0 | 0 | 0 | 0 | 0 | 0 | 0 | 0 | 0 | 0 | 0 | 0 | 0 | 0 | 12
NO |  | 145 | 2012 | 14 | 16 | 16 |  | Valmont Sub | Niwot Sub | 230 | 230 | Steel Pole | 0 | 4.68 | 1 | 1-1033.5 | 0 | 0 | 0 | 0 | 0 | 0 | 0 | 0 | 0 | 0 | 0 | 0 | 0 | 0 | 0 | 0 | 0 | 0 | 0 | 0 | 0 | 0 | 0 | 12
NO |  | 145 | 2012 | 14 | 18 | 18 |  | (5637) Niwot Sub | Isabelle Sub | 0 | 0 |  | 0 | 0 | 0 |  | 0 | 0 | 0 | 0 | 0 | 0 | 0 | 0 | 0 | 0 | 0 | 0 | 0 | 0 | 0 | 0 | 0 | 0 | 0 | 0 | 0 | 0 | 0 | 12
NO |  | 145 | 2012 | 14 | 19 | 19 |  | Niwot Sub | Fixture 134A/1 | 230 | 230 | Steel Pole | 0 | 7.98 | 1 | 1-1033.5 | 0 | 0 | 0 | 0 | 0 | 0 | 0 | 0 | 0 | 0 | 0 | 0 | 0 | 0 | 0 | 0 | 0 | 0 | 0 | 0 | 0 | 0 | 0 | 12
NO |  | 145 | 2012 | 14 | 20 | 20 |  | Fixture 134A/1 | Isabelle Sub 5637 | 230 | 230 | Steel Pole | 0 | 0.31 | 1 | 1-1272 | 0 | 0 | 0 | 0 | 0 | 0 | 0 | 0 | 0 | 0 | 0 | 0 | 0 | 0 | 0 | 0 | 0 | 0 | 0 | 0 | 0 | 0 | 0 | 12
NO |  | 145 | 2012 | 14 | 22 | 22 |  | (5705) Sullivan Sub | Greenwood | 0 | 0 |  | 0 | 0 | 0 |  | 0 | 0 | 0 | 0 | 0 | 0 | 0 | 0 | 0 | 0 | 0 | 0 | 0 | 0 | 0 | 0 | 0 | 0 | 0 | 0 | 0 | 0 | 0 | 12
NO |  | 145 | 2012 | 14 | 23 | 23 |  | Sullivan Sub | Denver Tech Sub | 230 | 230 | Steel Tower | 0 | 1.98 | 1 | 1-1029 | 0 | 0 | 0 | 0 | 0 | 0 | 0 | 0 | 0 | 0 | 0 | 0 | 0 | 0 | 0 | 0 | 0 | 0 | 0 | 0 | 0 | 0 | 0 | 12
NO |  | 145 | 2012 | 14 | 24 | 24 |  | Termination Str 58 | Greenwood Sub | 230 | 230 | Steel Tower | 0 | 1.29 | 1 | 1-1029 | 0 | 0 | 0 | 0 | 0 | 0 | 0 | 0 | 0 | 0 | 0 | 0 | 0 | 0 | 0 | 0 | 0 | 0 | 0 | 0 | 0 | 0 | 0 | 12
NO |  | 145 | 2012 | 14 | 26 | 26 |  | (5707) Daniels Park |  | 0 | 0 |  | 0 | 0 | 0 |  | 0 | 0 | 0 | 0 | 0 | 0 | 0 | 0 | 0 | 0 | 0 | 0 | 0 | 0 | 0 | 0 | 0 | 0 | 0 | 0 | 0 | 0 | 0 | 12
NO |  | 145 | 2012 | 14 | 27 | 27 |  | Daniels Park | Greenwood | 0 | 0 |  | 0 | 0 | 0 |  | 0 | 0 | 0 | 0 | 0 | 0 | 0 | 0 | 0 | 0 | 0 | 0 | 0 | 0 | 0 | 0 | 0 | 0 | 0 | 0 | 0 | 0 | 0 | 12
NO |  | 145 | 2012 | 14 | 28 | 28 |  | Daniels Park | Prairie Sub | 230 | 230 | Steel Pole | 0 | 3.6 | 1 | 1-1272 | 0 | 0 | 0 | 0 | 0 | 0 | 0 | 0 | 0 | 0 | 0 | 0 | 0 | 0 | 0 | 0 | 0 | 0 | 0 | 0 | 0 | 0 | 0 | 12
NO |  | 145 | 2012 | 14 | 29 | 29 |  | Prairie Sub | Greenwood | 230 | 230 | Steel Pole | 0 | 4.5 | 1 | 1-1272 | 0 | 0 | 0 | 0 | 0 | 0 | 0 | 0 | 0 | 0 | 0 | 0 | 0 | 0 | 0 | 0 | 0 | 0 | 0 | 0 | 0 | 0 | 0 | 12
NO |  | 145 | 2012 | 14 | 31 | 31 |  | (5735) Spruce Sub | Sky Ranch Sub 5735 | 0 | 0 |  | 0 | 0 | 0 |  | 0 | 0 | 0 | 0 | 0 | 0 | 0 | 0 | 0 | 0 | 0 | 0 | 0 | 0 | 0 | 0 | 0 | 0 | 0 | 0 | 0 | 0 | 0 | 12
NO |  | 145 | 2012 | 14 | 32 | 32 |  | Spruce Sub | Tower 58H | 230 | 230 | Steel Pole | 0.3 | 0 | 1 | 2-636 | 0 | 0 | 0 | 0 | 0 | 0 | 0 | 0 | 0 | 0 | 0 | 0 | 0 | 0 | 0 | 0 | 0 | 0 | 0 | 0 | 0 | 0 | 0 | 12
NO |  | 145 | 2012 | 14 | 33 | 33 |  | Tower 58H | Tower 76 | 230 | 230 | Steel Tower | 0 | 5.64 | 1 | 2-636 | 0 | 0 | 0 | 0 | 0 | 0 | 0 | 0 | 0 | 0 | 0 | 0 | 0 | 0 | 0 | 0 | 0 | 0 | 0 | 0 | 0 | 0 | 0 | 12
NO |  | 145 | 2012 | 14 | 34 | 34 |  | Tower 76 | Sky Ranch Sub | 230 | 230 | Steel Pole | 0 | 0.62 | 1 | 1-1033.5 | 0 | 0 | 0 | 0 | 0 | 0 | 0 | 0 | 0 | 0 | 0 | 0 | 0 | 0 | 0 | 0 | 0 | 0 | 0 | 0 | 0 | 0 | 0 | 12
NO |  | 145 | 2012 | 15 | 1 | 1 |  | (5759) Green Valley |  | 0 | 0 |  | 0 | 0 | 0 |  | 0 | 0 | 0 | 0 | 0 | 0 | 0 | 0 | 0 | 0 | 0 | 0 | 0 | 0 | 0 | 0 | 0 | 0 | 0 | 0 | 0 | 0 | 0 | 12
NO |  | 145 | 2012 | 15 | 2 | 2 |  | Green Valley | Barr Lake | 0 | 0 |  | 0 | 0 | 0 |  | 0 | 0 | 0 | 0 | 0 | 0 | 0 | 0 | 0 | 0 | 0 | 0 | 0 | 0 | 0 | 0 | 0 | 0 | 0 | 0 | 0 | 0 | 0 | 12
NO |  | 145 | 2012 | 15 | 3 | 3 |  | Tower 171 | Tower 1/32A/228 | 230 | 230 | Steel Pole | 0 | 9.48 | 1 | 1-1033.5 | 0 | 0 | 0 | 0 | 0 | 0 | 0 | 0 | 0 | 0 | 0 | 0 | 0 | 0 | 0 | 0 | 0 | 0 | 0 | 0 | 0 | 0 | 0 | 12
NO |  | 145 | 2012 | 15 | 4 | 4 |  |  | Barr Lake | 230 | 230 | Steel Tower | 0.98 | 0 | 1 | 2-636 | 0 | 0 | 0 | 0 | 0 | 0 | 0 | 0 | 0 | 0 | 0 | 0 | 0 | 0 | 0 | 0 | 0 | 0 | 0 | 0 | 0 | 0 | 0 | 12
NO |  | 145 | 2012 | 15 | 5 | 5 |  | (5785) Wolcott Sub |  | 0 | 0 |  | 0 | 0 | 0 |  | 0 | 0 | 0 | 0 | 0 | 0 | 0 | 0 | 0 | 0 | 0 | 0 | 0 | 0 | 0 | 0 | 0 | 0 | 0 | 0 | 0 | 0 | 0 | 12
NO |  | 145 | 2012 | 15 | 6 | 6 |  | Wolcott Sub | Cooley Mesa | 0 | 0 |  | 0 | 0 | 0 |  | 0 | 0 | 0 | 0 | 0 | 0 | 0 | 0 | 0 | 0 | 0 | 0 | 0 | 0 | 0 | 0 | 0 | 0 | 0 | 0 | 0 | 0 | 0 | 12
NO |  | 145 | 2012 | 15 | 7 | 7 |  |  | Cooley Mesa | 230 | 230 | Wood H-Frame | 14.32 | 0 | 1 | 1-1272 | 0 | 0 | 0 | 0 | 0 | 0 | 0 | 0 | 0 | 0 | 0 | 0 | 0 | 0 | 0 | 0 | 0 | 0 | 0 | 0 | 0 | 0 | 0 | 12
NO |  | 145 | 2012 | 15 | 8 | 8 |  | (5787) Cooley Mesa |  | 0 | 0 |  | 0 | 0 | 0 |  | 0 | 0 | 0 | 0 | 0 | 0 | 0 | 0 | 0 | 0 | 0 | 0 | 0 | 0 | 0 | 0 | 0 | 0 | 0 | 0 | 0 | 0 | 0 | 12
NO |  | 145 | 2012 | 15 | 9 | 9 |  | Cooley Mesa | Basalt | 0 | 0 |  | 0 | 0 | 0 |  | 0 | 0 | 0 | 0 | 0 | 0 | 0 | 0 | 0 | 0 | 0 | 0 | 0 | 0 | 0 | 0 | 0 | 0 | 0 | 0 | 0 | 0 | 0 | 12
NO |  | 145 | 2012 | 15 | 10 | 10 |  |  | Basalt | 230 | 230 | Wood H-Frame | 25.03 | 0 | 1 | 1-1272 | 0 | 0 | 0 | 0 | 0 | 0 | 0 | 0 | 0 | 0 | 0 | 0 | 0 | 0 | 0 | 0 | 0 | 0 | 0 | 0 | 0 | 0 | 0 | 12
NO |  | 145 | 2012 | 15 | 12 | 12 |  | (5803) Tarryall Sub | Waterton Sub | 0 | 0 |  | 0 | 0 | 0 |  | 0 | 0 | 0 | 0 | 0 | 0 | 0 | 0 | 0 | 0 | 0 | 0 | 0 | 0 | 0 | 0 | 0 | 0 | 0 | 0 | 0 | 0 | 0 | 12
NO |  | 145 | 2012 | 15 | 13 | 13 |  | Tarryall Sub | Fixture 1354 | 230 | 230 | Steel H-Frame | 1.26 | 0 | 1 | 1-1033.5 | 0 | 0 | 0 | 0 | 0 | 0 | 0 | 0 | 0 | 0 | 0 | 0 | 0 | 0 | 0 | 0 | 0 | 0 | 0 | 0 | 0 | 0 | 0 | 12
NO |  | 145 | 2012 | 15 | 14 | 14 |  | Fixture 1354 | Fixture 1552 | 230 | 230 | Wood K-Frame | 34.65 | 0 | 1 | 1-1033.5 | 0 | 0 | 0 | 0 | 0 | 0 | 0 | 0 | 0 | 0 | 0 | 0 | 0 | 0 | 0 | 0 | 0 | 0 | 0 | 0 | 0 | 0 | 0 | 12
NO |  | 145 | 2012 | 15 | 15 | 15 |  | Fixture 1552 | Fixture 1575/155 | 230 | 230 | Wood K-Frame | 0 | 2.99 | 1 | 1-1033.5 | 0 | 0 | 0 | 0 | 0 | 0 | 0 | 0 | 0 | 0 | 0 | 0 | 0 | 0 | 0 | 0 | 0 | 0 | 0 | 0 | 0 | 0 | 0 | 12
NO |  | 145 | 2012 | 15 | 16 | 16 |  | Fixture 1575/155 | Waterton Sub | 230 | 230 | Steel Pole | 0 | 0.03 | 1 | 1-1033.5 | 0 | 0 | 0 | 0 | 0 | 0 | 0 | 0 | 0 | 0 | 0 | 0 | 0 | 0 | 0 | 0 | 0 | 0 | 0 | 0 | 0 | 0 | 0 | 12
NO |  | 145 | 2012 | 15 | 18 | 18 |  | (5811) Foidel Creek Switch | Steamboat Sub (So.) | 0 | 0 |  | 0 | 0 | 0 |  | 0 | 0 | 0 | 0 | 0 | 0 | 0 | 0 | 0 | 0 | 0 | 0 | 0 | 0 | 0 | 0 | 0 | 0 | 0 | 0 | 0 | 0 | 0 | 12
NO |  | 145 | 2012 | 15 | 19 | 19 |  | Foidel Creek Switch Sta. | Str 29 | 230 | 230 | Steel H-Frame | 4.24 | 0 | 1 | 1-1272 | 0 | 0 | 0 | 0 | 0 | 0 | 0 | 0 | 0 | 0 | 0 | 0 | 0 | 0 | 0 | 0 | 0 | 0 | 0 | 0 | 0 | 0 | 0 | 12
NO |  | 145 | 2012 | 15 | 20 | 20 |  | Str 29 | Str 48 | 230 | 230 | Steel H-Frame | 4.22 | 0 | 1 | 1-1272 | 0 | 0 | 0 | 0 | 0 | 0 | 0 | 0 | 0 | 0 | 0 | 0 | 0 | 0 | 0 | 0 | 0 | 0 | 0 | 0 | 0 | 0 | 0 | 12
NO |  | 145 | 2012 | 15 | 21 | 21 |  | Str 48 | Str 72 | 230 | 230 | Steel H-Frame | 3.51 | 0 | 1 | 1-1272 | 0 | 0 | 0 | 0 | 0 | 0 | 0 | 0 | 0 | 0 | 0 | 0 | 0 | 0 | 0 | 0 | 0 | 0 | 0 | 0 | 0 | 0 | 0 | 12
NO |  | 145 | 2012 | 15 | 22 | 22 |  | Str 72 | Steamboat Sub | 230 | 230 | Wood H-Frame | 3.42 | 0 | 1 | 1-1272 | 0 | 0 | 0 | 0 | 0 | 0 | 0 | 0 | 0 | 0 | 0 | 0 | 0 | 0 | 0 | 0 | 0 | 0 | 0 | 0 | 0 | 0 | 0 | 12
NO |  | 145 | 2012 | 15 | 24 | 24 |  | (5813) Foidel Creek Switch | Wolcott | 0 | 0 |  | 0 | 0 | 0 |  | 0 | 0 | 0 | 0 | 0 | 0 | 0 | 0 | 0 | 0 | 0 | 0 | 0 | 0 | 0 | 0 | 0 | 0 | 0 | 0 | 0 | 0 | 0 | 12
NO |  | 145 | 2012 | 15 | 25 | 25 |  | Foidel Creek Switch | Str 87 | 230 | 230 | Steel H-Frame | 0.09 | 0 | 1 | 1-1272 | 0 | 0 | 0 | 0 | 0 | 0 | 0 | 0 | 0 | 0 | 0 | 0 | 0 | 0 | 0 | 0 | 0 | 0 | 0 | 0 | 0 | 0 | 0 | 12
NO |  | 145 | 2012 | 15 | 26 | 26 |  | Str 87 | Wolcott Sub | 230 | 230 | Wood H-Frame | 56.55 | 0 | 1 | 1-1272 | 0 | 0 | 0 | 0 | 0 | 0 | 0 | 0 | 0 | 0 | 0 | 0 | 0 | 0 | 0 | 0 | 0 | 0 | 0 | 0 | 0 | 0 | 0 | 12
NO |  | 145 | 2012 | 15 | 28 | 28 |  | (5815) Hayden Plant | Foidel Creek Switch | 0 | 0 |  | 0 | 0 | 0 |  | 0 | 0 | 0 | 0 | 0 | 0 | 0 | 0 | 0 | 0 | 0 | 0 | 0 | 0 | 0 | 0 | 0 | 0 | 0 | 0 | 0 | 0 | 0 | 12
NO |  | 145 | 2012 | 15 | 29 | 29 |  | Structure 137 | Foidel Creek Switch | 230 | 230 | Steel H-Frame | 2.84 | 0 | 1 | 1-1272 | 0 | 0 | 0 | 0 | 0 | 0 | 0 | 0 | 0 | 0 | 0 | 0 | 0 | 0 | 0 | 0 | 0 | 0 | 0 | 0 | 0 | 0 | 0 | 12
NO |  | 145 | 2012 | 15 | 31 | 31 |  | (5817) Foidel Creek Switch | Steamboat | 0 | 0 |  | 0 | 0 | 0 |  | 0 | 0 | 0 | 0 | 0 | 0 | 0 | 0 | 0 | 0 | 0 | 0 | 0 | 0 | 0 | 0 | 0 | 0 | 0 | 0 | 0 | 0 | 0 | 12
NO |  | 145 | 2012 | 15 | 32 | 32 |  | Foidel Creek Switch | Str 63 | 230 | 230 | Wood H-Frame | 2.83 | 0 | 1 | 1-1272 | 0 | 0 | 0 | 0 | 0 | 0 | 0 | 0 | 0 | 0 | 0 | 0 | 0 | 0 | 0 | 0 | 0 | 0 | 0 | 0 | 0 | 0 | 0 | 12
NO |  | 145 | 2012 | 15 | 33 | 33 |  | Str 177 | Str 202 | 230 | 230 | Wood H-Frame | 3.49 | 0 | 1 | 1-1272 | 0 | 0 | 0 | 0 | 0 | 0 | 0 | 0 | 0 | 0 | 0 | 0 | 0 | 0 | 0 | 0 | 0 | 0 | 0 | 0 | 0 | 0 | 0 | 12
NO |  | 145 | 2012 | 15 | 34 | 34 |  | Str 202 | Steamboat Sub | 230 | 230 | Steel H-Frame | 3.38 | 0 | 1 | 1-1272 | 0 | 0 | 0 | 0 | 0 | 0 | 0 | 0 | 0 | 0 | 0 | 0 | 0 | 0 | 0 | 0 | 0 | 0 | 0 | 0 | 0 | 0 | 0 | 12
NO |  | 145 | 2012 | 16 | 1 | 1 |  | (5831) Craig Plant |  | 0 | 0 |  | 0 | 0 | 0 |  | 0 | 0 | 0 | 0 | 0 | 0 | 0 | 0 | 0 | 0 | 0 | 0 | 0 | 0 | 0 | 0 | 0 | 0 | 0 | 0 | 0 | 0 | 0 | 12
NO |  | 145 | 2012 | 16 | 2 | 2 |  | Craig Plant | Craig Transfer | 0 | 0 |  | 0 | 0 | 0 |  | 0 | 0 | 0 | 0 | 0 | 0 | 0 | 0 | 0 | 0 | 0 | 0 | 0 | 0 | 0 | 0 | 0 | 0 | 0 | 0 | 0 | 0 | 0 | 12
NO |  | 145 | 2012 | 16 | 3 | 3 |  |  | Craig Transfer | 230 | 230 | Steel Tower | 0.55 | 0 | 1 | 1-1272 | 0 | 0 | 0 | 0 | 0 | 0 | 0 | 0 | 0 | 0 | 0 | 0 | 0 | 0 | 0 | 0 | 0 | 0 | 0 | 0 | 0 | 0 | 0 | 12
NO |  | 145 | 2012 | 16 | 4 | 4 |  | (5851) Lookout |  | 0 | 0 |  | 0 | 0 | 0 |  | 0 | 0 | 0 | 0 | 0 | 0 | 0 | 0 | 0 | 0 | 0 | 0 | 0 | 0 | 0 | 0 | 0 | 0 | 0 | 0 | 0 | 0 | 0 | 12
NO |  | 145 | 2012 | 16 | 5 | 5 |  | Lookout | Soda Lakes | 0 | 0 |  | 0 | 0 | 0 |  | 0 | 0 | 0 | 0 | 0 | 0 | 0 | 0 | 0 | 0 | 0 | 0 | 0 | 0 | 0 | 0 | 0 | 0 | 0 | 0 | 0 | 0 | 0 | 12
NO |  | 145 | 2012 | 16 | 6 | 6 |  | Hogback | Str 59A | 230 | 230 | Steel Tower | 7.93 | 0 | 1 | 1-1033.5 | 0 | 0 | 0 | 0 | 0 | 0 | 0 | 0 | 0 | 0 | 0 | 0 | 0 | 0 | 0 | 0 | 0 | 0 | 0 | 0 | 0 | 0 | 0 | 12
NO |  | 145 | 2012 | 16 | 7 | 7 |  | Str 59A | Soda Lakes | 230 | 230 | Steel Pole | 0 | 0.37 | 1 | 1-1272 | 0 | 0 | 0 | 0 | 0 | 0 | 0 | 0 | 0 | 0 | 0 | 0 | 0 | 0 | 0 | 0 | 0 | 0 | 0 | 0 | 0 | 0 | 0 | 12
NO |  | 145 | 2012 | 16 | 9 | 9 |  | (5875) Reunion |  | 0 | 0 |  | 0 | 0 | 0 |  | 0 | 0 | 0 | 0 | 0 | 0 | 0 | 0 | 0 | 0 | 0 | 0 | 0 | 0 | 0 | 0 | 0 | 0 | 0 | 0 | 0 | 0 | 0 | 12
NO |  | 145 | 2012 | 16 | 10 | 10 |  | Reunion | Barr Lake | 0 | 0 |  | 0 | 0 | 0 |  | 0 | 0 | 0 | 0 | 0 | 0 | 0 | 0 | 0 | 0 | 0 | 0 | 0 | 0 | 0 | 0 | 0 | 0 | 0 | 0 | 0 | 0 | 0 | 12
NO |  | 145 | 2012 | 16 | 11 | 11 |  | Tower 28A | Tower 28A | 230 | 230 | Steel Pole | 0 | 0.03 | 1 | 2-636 | 0 | 0 | 0 | 0 | 0 | 0 | 0 | 0 | 0 | 0 | 0 | 0 | 0 | 0 | 0 | 0 | 0 | 0 | 0 | 0 | 0 | 0 | 0 | 12
NO |  | 145 | 2012 | 16 | 12 | 12 |  | Tower 28A | Tower 22/57 | 230 | 230 | Steel Tower | 0 | 1.13 | 1 | 2-636 | 0 | 0 | 0 | 0 | 0 | 0 | 0 | 0 | 0 | 0 | 0 | 0 | 0 | 0 | 0 | 0 | 0 | 0 | 0 | 0 | 0 | 0 | 0 | 12
NO |  | 145 | 2012 | 16 | 13 | 13 |  | Tower 22/57 | Tower 1/32A/228 | 230 | 230 | Steel Pole | 0 | 8.12 | 1 | 1-1033.5 | 0 | 0 | 0 | 0 | 0 | 0 | 0 | 0 | 0 | 0 | 0 | 0 | 0 | 0 | 0 | 0 | 0 | 0 | 0 | 0 | 0 | 0 | 0 | 12
NO |  | 145 | 2012 | 16 | 14 | 14 |  | Tower 1/32A/228 | Barr Lake Sub | 230 | 230 | Steel Tower | 0 | 0.98 | 1 | 1-1033.5 | 0 | 0 | 0 | 0 | 0 | 0 | 0 | 0 | 0 | 0 | 0 | 0 | 0 | 0 | 0 | 0 | 0 | 0 | 0 | 0 | 0 | 0 | 0 | 12
NO |  | 145 | 2012 | 16 | 16 | 16 |  | (5877) Silver Saddle Sub | Reunion Sub | 0 | 0 |  | 0 | 0 | 0 |  | 0 | 0 | 0 | 0 | 0 | 0 | 0 | 0 | 0 | 0 | 0 | 0 | 0 | 0 | 0 | 0 | 0 | 0 | 0 | 0 | 0 | 0 | 0 | 12
NO |  | 145 | 2012 | 16 | 17 | 17 |  | STR. #56A | STR. #56A | 230 | 230 | Steel Pole | 0 | 0.03 | 1 | 2-636 | 0 | 0 | 0 | 0 | 0 | 0 | 0 | 0 | 0 | 0 | 0 | 0 | 0 | 0 | 0 | 0 | 0 | 0 | 0 | 0 | 0 | 0 | 0 | 12
NO |  | 145 | 2012 | 16 | 18 | 18 |  | STR. #56A | STR. #28A | 230 | 230 | Steel Tower | 0 | 5.32 | 1 | 2-636 | 0 | 0 | 0 | 0 | 0 | 0 | 0 | 0 | 0 | 0 | 0 | 0 | 0 | 0 | 0 | 0 | 0 | 0 | 0 | 0 | 0 | 0 | 0 | 12
NO |  | 145 | 2012 | 16 | 19 | 19 |  | STR. #28A | Reunion Sub | 230 | 230 | Steel Pole | 0 | 0.03 | 1 | 2-636 | 0 | 0 | 0 | 0 | 0 | 0 | 0 | 0 | 0 | 0 | 0 | 0 | 0 | 0 | 0 | 0 | 0 | 0 | 0 | 0 | 0 | 0 | 0 | 12
NO |  | 145 | 2012 | 16 | 21 | 21 |  | (5921) Spring Canyon Sub | North Yuma Sub | 0 | 0 |  | 0 | 0 | 0 |  | 0 | 0 | 0 | 0 | 0 | 0 | 0 | 0 | 0 | 0 | 0 | 0 | 0 | 0 | 0 | 0 | 0 | 0 | 0 | 0 | 0 | 0 | 0 | 12
NO |  | 145 | 2012 | 16 | 22 | 22 |  | Spring Canyon Tap (Str. 1 | Station 2130+98.7 | 230 | 230 | Steel Pole | 0.06 | 0 | 1 | 1-1272 | 0 | 0 | 0 | 0 | 0 | 0 | 0 | 0 | 0 | 0 | 0 | 0 | 0 | 0 | 0 | 0 | 0 | 0 | 0 | 0 | 0 | 0 | 0 | 12
NO |  | 145 | 2012 | 16 | 23 | 23 |  | Station 2130+98.7 | North Yuma Sub 5921 | 230 | 230 | Wood H-Frame | 40.45 | 0 | 1 | 1-1272 | 0 | 0 | 0 | 0 | 0 | 0 | 0 | 0 | 0 | 0 | 0 | 0 | 0 | 0 | 0 | 0 | 0 | 0 | 0 | 0 | 0 | 0 | 0 | 12
NO |  | 145 | 2012 | 16 | 25 | 25 |  | (5925) Sidney Sub | Spring Canyon Sub (Str 16/5 | 230 | 230 | Wood H-Frame | 16.71 | 0 | 1 | 1-1272 | 0 | 0 | 0 | 0 | 0 | 0 | 0 | 0 | 0 | 0 | 0 | 0 | 0 | 0 | 0 | 0 | 0 | 0 | 0 | 0 | 0 | 0 | 0 | 12
NO |  | 145 | 2012 | 16 | 26 | 26 |  | Spring Canyon Sub (Str 16/5 | Spring Canyon Sub | 230 | 230 | Steel Pole | 0.06 | 0 | 1 | 1-1272 | 0 | 0 | 0 | 0 | 0 | 0 | 0 | 0 | 0 | 0 | 0 | 0 | 0 | 0 | 0 | 0 | 0 | 0 | 0 | 0 | 0 | 0 | 0 | 12
NO |  | 145 | 2012 | 16 | 28 | 28 |  | (5953) Spindle Sub | Ft. St. Vrain Sub | 0 | 0 |  | 0 | 0 | 0 |  | 0 | 0 | 0 | 0 | 0 | 0 | 0 | 0 | 0 | 0 | 0 | 0 | 0 | 0 | 0 | 0 | 0 | 0 | 0 | 0 | 0 | 0 | 0 | 12
NO |  | 145 | 2012 | 16 | 29 | 29 |  | Spindle Sub | Tower 75 | 230 | 230 | Steel Pole | 0 | 0.08 | 1 | 1-1033.5 | 0 | 0 | 0 | 0 | 0 | 0 | 0 | 0 | 0 | 0 | 0 | 0 | 0 | 0 | 0 | 0 | 0 | 0 | 0 | 0 | 0 | 0 | 0 | 12
NO |  | 145 | 2012 | 16 | 30 | 30 |  | Tower 75/1 | Ft. St. Vrain | 230 | 230 | Steel Tower | 0 | 13.68 | 1 | 1-1033.5 | 0 | 0 | 0 | 0 | 0 | 0 | 0 | 0 | 0 | 0 | 0 | 0 | 0 | 0 | 0 | 0 | 0 | 0 | 0 | 0 | 0 | 0 | 0 | 12
NO |  | 145 | 2012 | 16 | 32 | 32 |  | (5961) Keenesburg Sub | Green Valley Sub | 0 | 0 |  | 0 | 0 | 0 |  | 0 | 0 | 0 | 0 | 0 | 0 | 0 | 0 | 0 | 0 | 0 | 0 | 0 | 0 | 0 | 0 | 0 | 0 | 0 | 0 | 0 | 0 | 0 | 12
NO |  | 145 | 2012 | 16 | 33 | 33 |  | Keenesburg Sub | Fixture 149A | 230 | 230 | Steel Pole | 0 | 0.24 | 1 | 2-954 | 0 | 0 | 0 | 0 | 0 | 0 | 0 | 0 | 0 | 0 | 0 | 0 | 0 | 0 | 0 | 0 | 0 | 0 | 0 | 0 | 0 | 0 | 0 | 12
NO |  | 145 | 2012 | 16 | 34 | 34 |  | Fixture 149A | Fixture 151A | 230 | 345 | Steel Pole | 0.4 | 0 | 1 | 2-954 | 0 | 0 | 0 | 0 | 0 | 0 | 0 | 0 | 0 | 0 | 0 | 0 | 0 | 0 | 0 | 0 | 0 | 0 | 0 | 0 | 0 | 0 | 0 | 12
NO |  | 145 | 2012 | 16 | 35 | 35 |  | Fixture 151A | Green Valley Sub | 230 | 345 | Steel Pole | 0 | 17.32 | 1 | 2-954 | 0 | 0 | 0 | 0 | 0 | 0 | 0 | 0 | 0 | 0 | 0 | 0 | 0 | 0 | 0 | 0 | 0 | 0 | 0 | 0 | 0 | 0 | 0 | 12
NO |  | 145 | 2012 | 17 | 2 | 2 |  | (5995) Hartsel Sub | Tarryall Sub | 0 | 0 |  | 0 | 0 | 0 |  | 0 | 0 | 0 | 0 | 0 | 0 | 0 | 0 | 0 | 0 | 0 | 0 | 0 | 0 | 0 | 0 | 0 | 0 | 0 | 0 | 0 | 0 | 0 | 12
NO |  | 145 | 2012 | 17 | 3 | 3 |  | Hartsel Sub | Fixture 1163 | 230 | 230 | Steel Pole | 0 | 0.04 | 1 | 1-1033.5 | 0 | 0 | 0 | 0 | 0 | 0 | 0 | 0 | 0 | 0 | 0 | 0 | 0 | 0 | 0 | 0 | 0 | 0 | 0 | 0 | 0 | 0 | 0 | 12
NO |  | 145 | 2012 | 17 | 4 | 4 |  | Fixture 1163 | Tarryall Sub | 230 | 230 | Wood K-Frame | 25.69 | 0 | 1 | 1-1033.5 | 0 | 0 | 0 | 0 | 0 | 0 | 0 | 0 | 0 | 0 | 0 | 0 | 0 | 0 | 0 | 0 | 0 | 0 | 0 | 0 | 0 | 0 | 0 | 12
NO |  | 145 | 2012 | 17 | 6 | 6 |  | 230 kV Underground System |  | 0 | 0 |  | 0 | 0 | 0 |  | 0 | 0 | 0 | 0 | 0 | 0 | 0 | 0 | 0 | 0 | 0 | 0 | 0 | 0 | 0 | 0 | 0 | 0 | 0 | 0 | 0 | 0 | 0 | 12
NO |  | 145 | 2012 | 17 | 7 | 7 |  | (5057) Cherokee Plant |  | 0 | 0 |  | 0 | 0 | 0 |  | 0 | 0 | 0 | 0 | 0 | 0 | 0 | 0 | 0 | 0 | 0 | 0 | 0 | 0 | 0 | 0 | 0 | 0 | 0 | 0 | 0 | 0 | 0 | 12
NO |  | 145 | 2012 | 17 | 8 | 8 |  | LaCombe Transition site | LaCombe | 230 | 230 | CU Cable | 0.33 | 0 | 1 | 1-2000 | 0 | 0 | 0 | 0 | 0 | 0 | 0 | 0 | 0 | 0 | 0 | 0 | 0 | 0 | 0 | 0 | 0 | 0 | 0 | 0 | 0 | 0 | 0 | 12
NO |  | 145 | 2012 | 17 | 10 | 10 |  | (5281) Leetsdale |  | 0 | 0 |  | 0 | 0 | 0 |  | 0 | 0 | 0 | 0 | 0 | 0 | 0 | 0 | 0 | 0 | 0 | 0 | 0 | 0 | 0 | 0 | 0 | 0 | 0 | 0 | 0 | 0 | 0 | 12
NO |  | 145 | 2012 | 17 | 11 | 11 |  | Denver Tech | Greenwood | 0 | 0 |  | 0 | 0 | 0 |  | 0 | 0 | 0 | 0 | 0 | 0 | 0 | 0 | 0 | 0 | 0 | 0 | 0 | 0 | 0 | 0 | 0 | 0 | 0 | 0 | 0 | 0 | 0 | 12
NO |  | 145 | 2012 | 17 | 12 | 12 |  | Monaco | Monaco Sub | 230 | 230 | CU Cable | 0.51 | 0 | 1 | 1-2500 | 0 | 0 | 0 | 0 | 0 | 0 | 0 | 0 | 0 | 0 | 0 | 0 | 0 | 0 | 0 | 0 | 0 | 0 | 0 | 0 | 0 | 0 | 0 | 12
NO |  | 145 | 2012 | 17 | 13 | 13 |  |  | Termination STR #58 | 230 | 230 | CU Cable | 1.29 | 0 | 1 | 1-2500 | 0 | 0 | 0 | 0 | 0 | 0 | 0 | 0 | 0 | 0 | 0 | 0 | 0 | 0 | 0 | 0 | 0 | 0 | 0 | 0 | 0 | 0 | 0 | 12
NO |  | 145 | 2012 | 17 | 15 | 15 |  | (5283) Leetsdale | Elati Sub | 0 | 0 |  | 0 | 0 | 0 |  | 0 | 0 | 0 | 0 | 0 | 0 | 0 | 0 | 0 | 0 | 0 | 0 | 0 | 0 | 0 | 0 | 0 | 0 | 0 | 0 | 0 | 0 | 0 | 12
NO |  | 145 | 2012 | 17 | 16 | 16 |  | Leetsdale | Monroe | 230 | 230 | Steel Pipe | 1.76 | 0 | 1 | 1-1500 | 0 | 0 | 0 | 0 | 0 | 0 | 0 | 0 | 0 | 0 | 0 | 0 | 0 | 0 | 0 | 0 | 0 | 0 | 0 | 0 | 0 | 0 | 0 | 12
NO |  | 145 | 2012 | 17 | 17 | 17 |  | Monroe | Elati Sub | 230 | 230 | Steel Pipe | 3.55 | 0 | 1 | 1-1500 | 0 | 0 | 0 | 0 | 0 | 0 | 0 | 0 | 0 | 0 | 0 | 0 | 0 | 0 | 0 | 0 | 0 | 0 | 0 | 0 | 0 | 0 | 0 | 12
NO |  | 145 | 2012 | 17 | 19 | 19 |  | (5385) Valmont |  | 0 | 0 |  | 0 | 0 | 0 |  | 0 | 0 | 0 | 0 | 0 | 0 | 0 | 0 | 0 | 0 | 0 | 0 | 0 | 0 | 0 | 0 | 0 | 0 | 0 | 0 | 0 | 0 | 0 | 12
NO |  | 145 | 2012 | 17 | 20 | 20 |  | Valmont | 230/115kV Bank | 0 | 0 |  | 0 | 0 | 0 |  | 0 | 0 | 0 | 0 | 0 | 0 | 0 | 0 | 0 | 0 | 0 | 0 | 0 | 0 | 0 | 0 | 0 | 0 | 0 | 0 | 0 | 0 | 0 | 12
NO |  | 145 | 2012 | 17 | 21 | 21 |  |  | 230/115kV Bank | 230 | 230 | CU Cable | 0.07 | 0 | 1 | 1-1000 | 0 | 0 | 0 | 0 | 0 | 0 | 0 | 0 | 0 | 0 | 0 | 0 | 0 | 0 | 0 | 0 | 0 | 0 | 0 | 0 | 0 | 0 | 0 | 12
NO |  | 145 | 2012 | 17 | 22 | 22 |  | (5435) Jordan Rd |  | 0 | 0 |  | 0 | 0 | 0 |  | 0 | 0 | 0 | 0 | 0 | 0 | 0 | 0 | 0 | 0 | 0 | 0 | 0 | 0 | 0 | 0 | 0 | 0 | 0 | 0 | 0 | 0 | 0 | 12
NO |  | 145 | 2012 | 17 | 23 | 23 |  | Jordan Rd | Greenwood | 0 | 0 |  | 0 | 0 | 0 |  | 0 | 0 | 0 | 0 | 0 | 0 | 0 | 0 | 0 | 0 | 0 | 0 | 0 | 0 | 0 | 0 | 0 | 0 | 0 | 0 | 0 | 0 | 0 | 12
NO |  | 145 | 2012 | 17 | 24 | 24 |  | Clark | Clark | 230 | 230 | Steel Pipe | 3.02 | 0 | 1 | 1-1500 | 0 | 0 | 0 | 0 | 0 | 0 | 0 | 0 | 0 | 0 | 0 | 0 | 0 | 0 | 0 | 0 | 0 | 0 | 0 | 0 | 0 | 0 | 0 | 12
NO |  | 145 | 2012 | 17 | 25 | 25 |  |  | Greenwood | 230 | 230 | Steel Pipe | 3.22 | 0 | 1 | 1-1500 | 0 | 0 | 0 | 0 | 0 | 0 | 0 | 0 | 0 | 0 | 0 | 0 | 0 | 0 | 0 | 0 | 0 | 0 | 0 | 0 | 0 | 0 | 0 | 12
NO |  | 145 | 2012 | 17 | 26 | 26 |  | (5625) Denver Terminal |  | 0 | 0 |  | 0 | 0 | 0 |  | 0 | 0 | 0 | 0 | 0 | 0 | 0 | 0 | 0 | 0 | 0 | 0 | 0 | 0 | 0 | 0 | 0 | 0 | 0 | 0 | 0 | 0 | 0 | 12
NO |  | 145 | 2012 | 17 | 27 | 27 |  | Transition Site | Elati | 0 | 0 |  | 0 | 0 | 0 |  | 0 | 0 | 0 | 0 | 0 | 0 | 0 | 0 | 0 | 0 | 0 | 0 | 0 | 0 | 0 | 0 | 0 | 0 | 0 | 0 | 0 | 0 | 0 | 12
NO |  | 145 | 2012 | 17 | 28 | 28 |  |  | Elati Sub | 230 | 230 | Steel Pipe | 1.23 | 0 | 1 | 1-2250 | 0 | 0 | 0 | 0 | 0 | 0 | 0 | 0 | 0 | 0 | 0 | 0 | 0 | 0 | 0 | 0 | 0 | 0 | 0 | 0 | 0 | 0 | 0 | 12
NO |  | 145 | 2012 | 17 | 29 | 29 |  | (5627) Denver Terminal |  | 0 | 0 |  | 0 | 0 | 0 |  | 0 | 0 | 0 | 0 | 0 | 0 | 0 | 0 | 0 | 0 | 0 | 0 | 0 | 0 | 0 | 0 | 0 | 0 | 0 | 0 | 0 | 0 | 0 | 12
NO |  | 145 | 2012 | 17 | 30 | 30 |  | LaCombe Transition Site | LaCombe | 0 | 0 |  | 0 | 0 | 0 |  | 0 | 0 | 0 | 0 | 0 | 0 | 0 | 0 | 0 | 0 | 0 | 0 | 0 | 0 | 0 | 0 | 0 | 0 | 0 | 0 | 0 | 0 | 0 | 12
NO |  | 145 | 2012 | 17 | 31 | 31 |  |  | LaCombe | 230 | 230 | CU Cable | 0.24 | 0 | 1 | 1-2000 | 0 | 0 | 0 | 0 | 0 | 0 | 0 | 0 | 0 | 0 | 0 | 0 | 0 | 0 | 0 | 0 | 0 | 0 | 0 | 0 | 0 | 0 | 0 | 12
NO |  | 145 | 2012 | 17 | 32 | 32 |  | (5629) Denver Terminal |  | 0 | 0 |  | 0 | 0 | 0 |  | 0 | 0 | 0 | 0 | 0 | 0 | 0 | 0 | 0 | 0 | 0 | 0 | 0 | 0 | 0 | 0 | 0 | 0 | 0 | 0 | 0 | 0 | 0 | 12
NO |  | 145 | 2012 | 17 | 33 | 33 |  | West Sub Term Str | Lookout | 0 | 0 |  | 0 | 0 | 0 |  | 0 | 0 | 0 | 0 | 0 | 0 | 0 | 0 | 0 | 0 | 0 | 0 | 0 | 0 | 0 | 0 | 0 | 0 | 0 | 0 | 0 | 0 | 0 | 12
NO |  | 145 | 2012 | 17 | 34 | 34 |  |  | Tower 62 | 230 | 230 | CU XLPE Cable | 0.69 | 0 | 1 | 1-2500 | 0 | 0 | 0 | 0 | 0 | 0 | 0 | 0 | 0 | 0 | 0 | 0 | 0 | 0 | 0 | 0 | 0 | 0 | 0 | 0 | 0 | 0 | 0 | 12
NO |  | 145 | 2012 | 17 | 35 | 35 |  | (5635) Niwot |  | 0 | 0 |  | 0 | 0 | 0 |  | 0 | 0 | 0 | 0 | 0 | 0 | 0 | 0 | 0 | 0 | 0 | 0 | 0 | 0 | 0 | 0 | 0 | 0 | 0 | 0 | 0 | 0 | 0 | 12
NO |  | 145 | 2012 | 18 | 1 | 1 |  | Niwot Sub | Gunbarrel Sub #2 East | 0 | 0 |  | 0 | 0 | 0 |  | 0 | 0 | 0 | 0 | 0 | 0 | 0 | 0 | 0 | 0 | 0 | 0 | 0 | 0 | 0 | 0 | 0 | 0 | 0 | 0 | 0 | 0 | 0 | 12
NO |  | 145 | 2012 | 18 | 2 | 2 |  |  | Gunbarrel Sub | 230 | 230 | XLPE Cable | 2.3 | 0 | 1 | 1-1250 | 0 | 0 | 0 | 0 | 0 | 0 | 0 | 0 | 0 | 0 | 0 | 0 | 0 | 0 | 0 | 0 | 0 | 0 | 0 | 0 | 0 | 0 | 0 | 12
NO |  | 145 | 2012 | 18 | 3 | 3 |  | (5639) Niwot |  | 0 | 0 |  | 0 | 0 | 0 |  | 0 | 0 | 0 | 0 | 0 | 0 | 0 | 0 | 0 | 0 | 0 | 0 | 0 | 0 | 0 | 0 | 0 | 0 | 0 | 0 | 0 | 0 | 0 | 12
NO |  | 145 | 2012 | 18 | 4 | 4 |  | Niwot Sub | Gunbarrel | 0 | 0 |  | 0 | 0 | 0 |  | 0 | 0 | 0 | 0 | 0 | 0 | 0 | 0 | 0 | 0 | 0 | 0 | 0 | 0 | 0 | 0 | 0 | 0 | 0 | 0 | 0 | 0 | 0 | 12
NO |  | 145 | 2012 | 18 | 5 | 5 |  |  | Gunbarrel Sub | 230 | 230 | Steel Pipe | 2.3 | 0 | 1 | 1-1000 | 0 | 0 | 0 | 0 | 0 | 0 | 0 | 0 | 0 | 0 | 0 | 0 | 0 | 0 | 0 | 0 | 0 | 0 | 0 | 0 | 0 | 0 | 0 | 12
NO |  | 145 | 2012 | 18 | 6 | 6 |  | (5705) Sullivan |  | 0 | 0 |  | 0 | 0 | 0 |  | 0 | 0 | 0 | 0 | 0 | 0 | 0 | 0 | 0 | 0 | 0 | 0 | 0 | 0 | 0 | 0 | 0 | 0 | 0 | 0 | 0 | 0 | 0 | 12
NO |  | 145 | 2012 | 18 | 7 | 7 |  | Denver Tech | Greenwood | 0 | 0 |  | 0 | 0 | 0 |  | 0 | 0 | 0 | 0 | 0 | 0 | 0 | 0 | 0 | 0 | 0 | 0 | 0 | 0 | 0 | 0 | 0 | 0 | 0 | 0 | 0 | 0 | 0 | 12
NO |  | 145 | 2012 | 18 | 8 | 8 |  | Monaco | Monaco | 230 | 230 | CU XLPE Cable | 0.51 | 0 | 1 | 1-2500 | 0 | 0 | 0 | 0 | 0 | 0 | 0 | 0 | 0 | 0 | 0 | 0 | 0 | 0 | 0 | 0 | 0 | 0 | 0 | 0 | 0 | 0 | 0 | 12
NO |  | 145 | 2012 | 18 | 9 | 9 |  | Summary of 230 kV UG System | Termination STR #58 | 230 | 230 | CU XLPE Cable | 1.11 | 0 | 1 | 1-2500 | 42898185 | 418758579 | 461656764 | 0 | 0 | 0 | 0 | 0 | 0 | 0 | 0 | 0 | 0 | 0 | 0 | 0 | 0 | 0 | 0 | 0 | 0 | 0 | 0 | 12
NO |  | 145 | 2012 | 18 | 11 | 11 |  | 345 kV System |  | 0 | 0 |  | 0 | 0 | 0 |  | 0 | 0 | 0 | 0 | 0 | 0 | 0 | 0 | 0 | 0 | 0 | 0 | 0 | 0 | 0 | 0 | 0 | 0 | 0 | 0 | 0 | 0 | 0 | 12
NO |  | 145 | 2012 | 18 | 12 | 12 |  | (7005) PSC Lamar Sub | Colorado/Kansas State Line | 345 | 345 | Wood H-Frame | 26.59 | 0 | 1 | 2-795 | 0 | 0 | 0 | 0 | 0 | 0 | 0 | 0 | 0 | 0 | 0 | 0 | 0 | 0 | 0 | 0 | 0 | 0 | 0 | 0 | 0 | 0 | 0 | 12
NO |  | 145 | 2012 | 18 | 13 | 13 |  | (7015) Daniels Park | Comanche Sub | 345 | 345 | Steel Pole | 114.48 | 0 | 1 | 2-954 | 0 | 0 | 0 | 0 | 0 | 0 | 0 | 0 | 0 | 0 | 0 | 0 | 0 | 0 | 0 | 0 | 0 | 0 | 0 | 0 | 0 | 0 | 0 | 12
NO |  | 145 | 2012 | 18 | 14 | 14 |  | (7017) Daniels Park | Comanche Sub | 345 | 345 | Steel Pole | 0 | 114.48 | 1 | 2-954 | 0 | 0 | 0 | 0 | 0 | 0 | 0 | 0 | 0 | 0 | 0 | 0 | 0 | 0 | 0 | 0 | 0 | 0 | 0 | 0 | 0 | 0 | 0 | 12
NO |  | 145 | 2012 | 18 | 16 | 16 |  | (7051) Waterton Sub | Midway Sub | 0 | 0 |  | 0 | 0 | 0 |  | 0 | 0 | 0 | 0 | 0 | 0 | 0 | 0 | 0 | 0 | 0 | 0 | 0 | 0 | 0 | 0 | 0 | 0 | 0 | 0 | 0 | 0 | 0 | 12
NO |  | 145 | 2012 | 18 | 17 | 17 |  | Waterton Sub | Fix 61 | 345 | 345 | Steel Pole | 0 | 8.83 | 1 | 2-1272 | 0 | 0 | 0 | 0 | 0 | 0 | 0 | 0 | 0 | 0 | 0 | 0 | 0 | 0 | 0 | 0 | 0 | 0 | 0 | 0 | 0 | 0 | 0 | 12
NO |  | 145 | 2012 | 18 | 18 | 18 |  | Fix 61 | Fix 62E/#1 | 345 | 345 | Steel Pole | 0.1 | 0 | 1 | 2-1272 | 0 | 0 | 0 | 0 | 0 | 0 | 0 | 0 | 0 | 0 | 0 | 0 | 0 | 0 | 0 | 0 | 0 | 0 | 0 | 0 | 0 | 0 | 0 | 12
NO |  | 145 | 2012 | 18 | 19 | 19 |  | Fix 62E/#1 | Tower 2 | 345 | 230 | Steel Tower | 0.06 | 0 | 1 | 2-954 | 0 | 0 | 0 | 0 | 0 | 0 | 0 | 0 | 0 | 0 | 0 | 0 | 0 | 0 | 0 | 0 | 0 | 0 | 0 | 0 | 0 | 0 | 0 | 12
NO |  | 145 | 2012 | 18 | 20 | 20 |  | Tower 2 | Fix 499 | 345 | 345 | Steel Pole | 0 | 72.65 | 1 | 2-954 | 0 | 0 | 0 | 0 | 0 | 0 | 0 | 0 | 0 | 0 | 0 | 0 | 0 | 0 | 0 | 0 | 0 | 0 | 0 | 0 | 0 | 0 | 0 | 12
NO |  | 145 | 2012 | 18 | 21 | 21 |  | Fix 499 | Midway Sub | 345 | 345 | Steel Pole | 0.14 | 0 | 1 | 2-954 | 0 | 0 | 0 | 0 | 0 | 0 | 0 | 0 | 0 | 0 | 0 | 0 | 0 | 0 | 0 | 0 | 0 | 0 | 0 | 0 | 0 | 0 | 0 | 12
NO |  | 145 | 2012 | 18 | 23 | 23 |  | (7081) Missile Site Sub | Smoky Hills Sub | 0 | 0 |  | 0 | 0 | 0 |  | 0 | 0 | 0 | 0 | 0 | 0 | 0 | 0 | 0 | 0 | 0 | 0 | 0 | 0 | 0 | 0 | 0 | 0 | 0 | 0 | 0 | 0 | 0 | 12
NO |  | 145 | 2012 | 18 | 24 | 24 |  | Missile Site Sub | Fixture 347 | 345 | 345 | Steel H-Frame | 0.4 | 0 | 1 | 2-1272 | 0 | 0 | 0 | 0 | 0 | 0 | 0 | 0 | 0 | 0 | 0 | 0 | 0 | 0 | 0 | 0 | 0 | 0 | 0 | 0 | 0 | 0 | 0 | 12
NO |  | 145 | 2012 | 18 | 25 | 25 |  | Fixture 347 | Fixture 427 | 345 | 345 | Steel Pole | 12.21 | 0 | 1 | 2-1272 | 0 | 0 | 0 | 0 | 0 | 0 | 0 | 0 | 0 | 0 | 0 | 0 | 0 | 0 | 0 | 0 | 0 | 0 | 0 | 0 | 0 | 0 | 0 | 12
NO |  | 145 | 2012 | 18 | 26 | 26 |  | Fixture 427 | Fixture 627 | 345 | 345 | Steel Pole | 0 | 28.65 | 1 | 2-1272 | 0 | 0 | 0 | 0 | 0 | 0 | 0 | 0 | 0 | 0 | 0 | 0 | 0 | 0 | 0 | 0 | 0 | 0 | 0 | 0 | 0 | 0 | 0 | 12
NO |  | 145 | 2012 | 18 | 27 | 27 |  | Fixture 627 | Smoky Hills Sub | 345 | 345 | Steel Pole | 0.65 | 0 | 1 | 2-1272 | 0 | 0 | 0 | 0 | 0 | 0 | 0 | 0 | 0 | 0 | 0 | 0 | 0 | 0 | 0 | 0 | 0 | 0 | 0 | 0 | 0 | 0 | 0 | 12
NO |  | 145 | 2012 | 18 | 29 | 29 |  | (7091) Pawnee Plant | Missile Site Sub | 0 | 0 |  | 0 | 0 | 0 |  | 0 | 0 | 0 | 0 | 0 | 0 | 0 | 0 | 0 | 0 | 0 | 0 | 0 | 0 | 0 | 0 | 0 | 0 | 0 | 0 | 0 | 0 | 0 | 12
NO |  | 145 | 2012 | 18 | 30 | 30 |  | Pawnee Plant | Fixture 70 | 0 | 0 | Steel Pole | 10.45 | 0 | 0 |  | 0 | 0 | 0 | 0 | 0 | 0 | 0 | 0 | 0 | 0 | 0 | 0 | 0 | 0 | 0 | 0 | 0 | 0 | 0 | 0 | 0 | 0 | 0 | 12
NO |  | 145 | 2012 | 18 | 31 | 31 |  | Fixture 70 | Fixture 99 | 0 | 0 | Steel Pole | 0 | 4.31 | 0 |  | 0 | 0 | 0 | 0 | 0 | 0 | 0 | 0 | 0 | 0 | 0 | 0 | 0 | 0 | 0 | 0 | 0 | 0 | 0 | 0 | 0 | 0 | 0 | 12
NO |  | 145 | 2012 | 18 | 32 | 32 |  | Fixture 99 | Fixture 333 | 0 | 0 | Steel Pole | 36.32 | 0 | 0 |  | 0 | 0 | 0 | 0 | 0 | 0 | 0 | 0 | 0 | 0 | 0 | 0 | 0 | 0 | 0 | 0 | 0 | 0 | 0 | 0 | 0 | 0 | 0 | 12
NO |  | 145 | 2012 | 18 | 33 | 33 |  | Fixture 333 | Missile Site Sub | 0 | 0 | Steel H-Frame | 0.63 | 0 | 0 |  | 0 | 0 | 0 | 0 | 0 | 0 | 0 | 0 | 0 | 0 | 0 | 0 | 0 | 0 | 0 | 0 | 0 | 0 | 0 | 0 | 0 | 0 | 0 | 12
NO |  | 145 | 2012 | 18 | 34 | 34 |  | Summary of 345 kV System |  | 0 | 0 |  | 0 | 0 | 0 |  | 10204454 | 97052912 | 107257366 | 0 | 0 | 0 | 0 | 0 | 0 | 0 | 0 | 0 | 0 | 0 | 0 | 0 | 0 | 0 | 0 | 0 | 0 | 0 | 0 | 12
NO |  | 145 | 2012 | 19 | 2 | 2 |  | 115 kV System |  | 0 | 0 |  | 0 | 0 | 0 |  | 0 | 0 | 0 | 0 | 0 | 0 | 0 | 0 | 0 | 0 | 0 | 0 | 0 | 0 | 0 | 0 | 0 | 0 | 0 | 0 | 0 | 0 | 0 | 12
SI/SI | A | 145 | 2012 | 19 | 3 | 3 |  | Overhead |  | 115 | 230 |  | 15.83 | 94.02 | 0 |  | 0 | 0 | 0 | 0 | 0 | 0 | 0 | 0 | 0 | 0 | 0 | 0 | 0 | 0 | 0 | 0 | 0 | 0 | 0 | 0 | 0 | 0 | 0 | 12
SI/SI | A | 145 | 2012 | 19 | 4 | 4 |  | Overhead |  | 115 | 115 |  | 747.4 | 146.21 | 0 |  | 0 | 0 | 0 | 0 | 0 | 0 | 0 | 0 | 0 | 0 | 0 | 0 | 0 | 0 | 0 | 0 | 0 | 0 | 0 | 0 | 0 | 0 | 0 | 12
SI/SI | S | 145 | 2012 | 19 | 5 | 5 |  | Underground |  | 115 | 115 |  | 26.55 | 0 | 0 |  | 0 | 0 | 0 | 0 | 0 | 0 | 0 | 0 | 0 | 0 | 0 | 0 | 0 | 0 | 0 | 0 | 0 | 0 | 0 | 0 | 0 | 0 | 0 | 12
SI/SI | A | 145 | 2012 | 19 | 6 | 6 |  | Summary of 115 kV System |  | 0 | 0 |  | 789.78 | 240.23 | 0 |  | 14839992 | 146493534 | 161333526 | 0 | 0 | 0 | 1660847.8691 | 0 | 0 | 0 | 0 | 0 | 0 | 0 | 0 | 0 | 0 | 0 | 0 | 0 | 0 | 0 | 0 | 12
NO |  | 145 | 2012 | 19 | 8 | 8 |  | 69 kV System |  | 0 | 0 |  | 0 | 0 | 0 |  | 0 | 0 | 0 | 0 | 0 | 0 | 0 | 0 | 0 | 0 | 0 | 0 | 0 | 0 | 0 | 0 | 0 | 0 | 0 | 0 | 0 | 0 | 0 | 12
SI/SI | A | 145 | 2012 | 19 | 9 | 9 |  | Overhead |  | 0 | 0 |  | 339.56 | 0.52 | 0 |  | 0 | 0 | 0 | 0 | 0 | 0 | 0 | 0 | 0 | 0 | 0 | 0 | 0 | 0 | 0 | 0 | 0 | 0 | 0 | 0 | 0 | 0 | 0 | 12
SI/SI | S | 145 | 2012 | 19 | 10 | 10 |  | Underground |  | 69 | 69 |  | 0 | 0 | 0 |  | 0 | 0 | 0 | 0 | 0 | 0 | 0 | 0 | 0 | 0 | 0 | 0 | 0 | 0 | 0 | 0 | 0 | 0 | 0 | 0 | 0 | 0 | 0 | 12
SI/SI | A | 145 | 2012 | 19 | 11 | 11 |  | Summary of 69 kV System |  | 69 | 69 |  | 339.56 | 0.52 | 0 |  | 442551 | 16711048 | 17153599 | 0 | 0 | 0 | 176587.7128 | 0 | 0 | 0 | 0 | 0 | 0 | 0 | 0 | 0 | 0 | 0 | 0 | 0 | 0 | 0 | 0 | 12
NO |  | 145 | 2012 | 19 | 13 | 13 |  | 44 kV System |  | 0 | 0 |  | 0 | 0 | 0 |  | 0 | 0 | 0 | 0 | 0 | 0 | 0 | 0 | 0 | 0 | 0 | 0 | 0 | 0 | 0 | 0 | 0 | 0 | 0 | 0 | 0 | 0 | 0 | 12
SI/SI | A | 145 | 2012 | 19 | 14 | 14 |  | Overhead |  | 44 | 44 |  | 132.82 | 0 | 0 |  | 0 | 0 | 0 | 0 | 0 | 0 | 0 | 0 | 0 | 0 | 0 | 0 | 0 | 0 | 0 | 0 | 0 | 0 | 0 | 0 | 0 | 0 | 0 | 12
SI/SI | S | 145 | 2012 | 19 | 15 | 15 |  | Underground |  | 44 | 44 |  | 1.2 | 0 | 0 |  | 0 | 0 | 0 | 0 | 0 | 0 | 0 | 0 | 0 | 0 | 0 | 0 | 0 | 0 | 0 | 0 | 0 | 0 | 0 | 0 | 0 | 0 | 0 | 12
SI/SI | A | 145 | 2012 | 19 | 16 | 16 |  | Summary of 44 kV System |  | 0 | 0 |  | 134.02 | 0 | 0 |  | 299587 | 17418285 | 17717872 | 0 | 0 | 0 | 182396.6207 | 0 | 0 | 0 | 0 | 0 | 0 | 0 | 0 | 0 | 0 | 0 | 0 | 0 | 0 | 0 | 0 | 12
NO |  | 145 | 2012 | 19 | 18 | 18 |  | Joint Owned Trans. Lines |  | 0 | 0 |  | 0 | 0 | 0 |  | 0 | 0 | 0 | 0 | 0 | 0 | 0 | 0 | 0 | 0 | 0 | 0 | 0 | 0 | 0 | 0 | 0 | 0 | 0 | 0 | 0 | 0 | 0 | 12
NO |  | 145 | 2012 | 19 | 19 | 19 |  | 345 kV System |  | 0 | 0 |  | 0 | 0 | 0 |  | 0 | 0 | 0 | 0 | 0 | 0 | 0 | 0 | 0 | 0 | 0 | 0 | 0 | 0 | 0 | 0 | 0 | 0 | 0 | 0 | 0 | 0 | 0 | 12
NO |  | 145 | 2012 | 19 | 20 | 20 |  | (7300) Craig Plant |  | 0 | 0 |  | 0 | 0 | 0 |  | 0 | 0 | 0 | 0 | 0 | 0 | 0 | 0 | 0 | 0 | 0 | 0 | 0 | 0 | 0 | 0 | 0 | 0 | 0 | 0 | 0 | 0 | 0 | 12
NO |  | 145 | 2012 | 19 | 21 | 21 |  | Craig Plant | Rifle Sub | 0 | 0 |  | 0 | 0 | 0 |  | 0 | 0 | 0 | 0 | 0 | 0 | 0 | 0 | 0 | 0 | 0 | 0 | 0 | 0 | 0 | 0 | 0 | 0 | 0 | 0 | 0 | 0 | 0 | 12
NO |  | 145 | 2012 | 19 | 22 | 22 |  | PSC owns 36.72% or 30 mi. | Rifle Sub | 345 | 345 | Steel Tower | 30 | 0 | 1 | 2-1272 | 0 | 0 | 0 | 0 | 0 | 0 | 0 | 0 | 0 | 0 | 0 | 0 | 0 | 0 | 0 | 0 | 0 | 0 | 0 | 0 | 0 | 0 | 0 | 12
NO |  | 145 | 2012 | 19 | 23 | 23 |  | (7302) Rifle |  | 0 | 0 |  | 0 | 0 | 0 |  | 0 | 0 | 0 | 0 | 0 | 0 | 0 | 0 | 0 | 0 | 0 | 0 | 0 | 0 | 0 | 0 | 0 | 0 | 0 | 0 | 0 | 0 | 0 | 12
NO |  | 145 | 2012 | 19 | 24 | 24 |  | Rifle Sub | San Juan | 0 | 0 |  | 0 | 0 | 0 |  | 0 | 0 | 0 | 0 | 0 | 0 | 0 | 0 | 0 | 0 | 0 | 0 | 0 | 0 | 0 | 0 | 0 | 0 | 0 | 0 | 0 | 0 | 0 | 12
NO |  | 145 | 2012 | 19 | 25 | 25 |  | PSC owns 40.75% or 22.98 mi | Grand Junction | 345 | 345 | Steel Tower | 22.98 | 0 | 1 | 2-1272 | 0 | 0 | 0 | 0 | 0 | 0 | 0 | 0 | 0 | 0 | 0 | 0 | 0 | 0 | 0 | 0 | 0 | 0 | 0 | 0 | 0 | 0 | 0 | 12
NO |  | 145 | 2012 | 19 | 26 | 26 |  | (7303) Grand Junction |  | 0 | 0 |  | 0 | 0 | 0 |  | 0 | 0 | 0 | 0 | 0 | 0 | 0 | 0 | 0 | 0 | 0 | 0 | 0 | 0 | 0 | 0 | 0 | 0 | 0 | 0 | 0 | 0 | 0 | 12
NO |  | 145 | 2012 | 19 | 27 | 27 |  | Grand Junction | San Juan | 0 | 0 |  | 0 | 0 | 0 |  | 0 | 0 | 0 | 0 | 0 | 0 | 0 | 0 | 0 | 0 | 0 | 0 | 0 | 0 | 0 | 0 | 0 | 0 | 0 | 0 | 0 | 0 | 0 | 12
NO |  | 145 | 2012 | 19 | 28 | 28 |  | Montrose Tap (31.26, 15. | Montrose Tap | 345 | 345 | Steel Tower | 15.6 | 0 | 1 | 2-1272 | 0 | 0 | 0 | 0 | 0 | 0 | 0 | 0 | 0 | 0 | 0 | 0 | 0 | 0 | 0 | 0 | 0 | 0 | 0 | 0 | 0 | 0 | 0 | 12
NO |  | 145 | 2012 | 19 | 29 | 29 |  | Montrose Sub (31.26, 3.1 | Montrose Sub | 345 | 345 | Steel Tower | 3.13 | 0 | 1 | 2-1272 | 0 | 0 | 0 | 0 | 0 | 0 | 0 | 0 | 0 | 0 | 0 | 0 | 0 | 0 | 0 | 0 | 0 | 0 | 0 | 0 | 0 | 0 | 0 | 12
NO |  | 145 | 2012 | 19 | 30 | 30 |  | Hesperus (25.25%, 26.21 | Hesperus | 345 | 345 | Steel Tower | 26.21 | 0 | 1 | 2-1272 | 0 | 0 | 0 | 0 | 0 | 0 | 0 | 0 | 0 | 0 | 0 | 0 | 0 | 0 | 0 | 0 | 0 | 0 | 0 | 0 | 0 | 0 | 0 | 12
NO |  | 145 | 2012 | 19 | 31 | 31 |  | PSC owns 31.25% or 14.03 mi | San Juan | 345 | 345 | Steel Tower | 14.03 | 0 | 1 | 2-1272 | 0 | 0 | 0 | 0 | 0 | 0 | 0 | 0 | 0 | 0 | 0 | 0 | 0 | 0 | 0 | 0 | 0 | 0 | 0 | 0 | 0 | 0 | 0 | 12
NO |  | 145 | 2012 | 19 | 32 | 32 |  | Summary of 345 KV |  | 0 | 0 |  | 0 | 0 | 0 |  | 2294287 | 35750416 | 38044703 | 0 | 0 | 0 | 0 | 0 | 0 | 0 | 0 | 0 | 0 | 0 | 0 | 0 | 0 | 0 | 0 | 0 | 0 | 0 | 0 | 12
NO |  | 145 | 2012 | 19 | 34 | 34 |  | 230 kV System |  | 0 | 0 |  | 0 | 0 | 0 |  | 0 | 0 | 0 | 0 | 0 | 0 | 0 | 0 | 0 | 0 | 0 | 0 | 0 | 0 | 0 | 0 | 0 | 0 | 0 | 0 | 0 | 0 | 0 | 12
NO |  | 145 | 2012 | 20 | 1 | 1 |  | (3000) Hayden Plant |  | 0 | 0 |  | 0 | 0 | 0 |  | 0 | 0 | 0 | 0 | 0 | 0 | 0 | 0 | 0 | 0 | 0 | 0 | 0 | 0 | 0 | 0 | 0 | 0 | 0 | 0 | 0 | 0 | 0 | 12
NO |  | 145 | 2012 | 20 | 2 | 2 |  | Hayden Plant | Blue River | 0 | 0 |  | 0 | 0 | 0 |  | 0 | 0 | 0 | 0 | 0 | 0 | 0 | 0 | 0 | 0 | 0 | 0 | 0 | 0 | 0 | 0 | 0 | 0 | 0 | 0 | 0 | 0 | 0 | 12
NO |  | 145 | 2012 | 20 | 3 | 3 |  | Gore Pass Tap | Gore Pass Tap | 230 | 345 | Wood H-Frame | 0.33 | 0 | 1 | 1-1272 | 0 | 0 | 0 | 0 | 0 | 0 | 0 | 0 | 0 | 0 | 0 | 0 | 0 | 0 | 0 | 0 | 0 | 0 | 0 | 0 | 0 | 0 | 0 | 12
NO |  | 145 | 2012 | 20 | 4 | 4 |  | Gore Pass Sub | Gore Pass Sub | 230 | 345 | Steel Tower | 11.92 | 0 | 1 | 1-1272 | 0 | 0 | 0 | 0 | 0 | 0 | 0 | 0 | 0 | 0 | 0 | 0 | 0 | 0 | 0 | 0 | 0 | 0 | 0 | 0 | 0 | 0 | 0 | 12
NO |  | 145 | 2012 | 20 | 5 | 5 |  | PSC owns 31.25% or 14.03 mi | Blue River | 230 | 345 | Steel Tower | 6.6 | 0 | 1 | 1-1272 | 0 | 0 | 0 | 0 | 0 | 0 | 0 | 0 | 0 | 0 | 0 | 0 | 0 | 0 | 0 | 0 | 0 | 0 | 0 | 0 | 0 | 0 | 0 | 12
NO |  | 145 | 2012 | 20 | 7 | 7 |  | (3001) Hayden Tap |  | 0 | 0 |  | 0 | 0 | 0 |  | 0 | 0 | 0 | 0 | 0 | 0 | 0 | 0 | 0 | 0 | 0 | 0 | 0 | 0 | 0 | 0 | 0 | 0 | 0 | 0 | 0 | 0 | 0 | 12
NO |  | 145 | 2012 | 20 | 8 | 8 |  | Hayden Tap | Craig Plant | 0 | 0 |  | 0 | 0 | 0 |  | 0 | 0 | 0 | 0 | 0 | 0 | 0 | 0 | 0 | 0 | 0 | 0 | 0 | 0 | 0 | 0 | 0 | 0 | 0 | 0 | 0 | 0 | 0 | 12
NO |  | 145 | 2012 | 20 | 9 | 9 |  | PSC owns 11.6% or 2.74 mi. | Craig Plant | 230 | 345 | Steel Tower | 2.74 | 0 | 1 | 1-1272 | 0 | 0 | 0 | 0 | 0 | 0 | 0 | 0 | 0 | 0 | 0 | 0 | 0 | 0 | 0 | 0 | 0 | 0 | 0 | 0 | 0 | 0 | 0 | 12
NO |  | 145 | 2012 | 20 | 10 | 10 |  | (3006) Poncha |  | 0 | 0 |  | 0 | 0 | 0 |  | 0 | 0 | 0 | 0 | 0 | 0 | 0 | 0 | 0 | 0 | 0 | 0 | 0 | 0 | 0 | 0 | 0 | 0 | 0 | 0 | 0 | 0 | 0 | 12
NO |  | 145 | 2012 | 20 | 11 | 11 |  | Poncha | San Luis Valley | 0 | 0 |  | 0 | 0 | 0 |  | 0 | 0 | 0 | 0 | 0 | 0 | 0 | 0 | 0 | 0 | 0 | 0 | 0 | 0 | 0 | 0 | 0 | 0 | 0 | 0 | 0 | 0 | 0 | 12
NO |  | 145 | 2012 | 20 | 12 | 12 |  | Tower 34 | Tower 34 | 230 | 230 | Steel Tower | 7.4 | 0 | 1 | 2-636 | 0 | 0 | 0 | 0 | 0 | 0 | 0 | 0 | 0 | 0 | 0 | 0 | 0 | 0 | 0 | 0 | 0 | 0 | 0 | 0 | 0 | 0 | 0 | 12
NO |  | 145 | 2012 | 20 | 13 | 13 |  | PSC owns 50% or 30.95 mi. | San Luis Valley | 230 | 230 | Wood H-Frame | 23.55 | 0 | 1 | 2-636 | 0 | 0 | 0 | 0 | 0 | 0 | 0 | 0 | 0 | 0 | 0 | 0 | 0 | 0 | 0 | 0 | 0 | 0 | 0 | 0 | 0 | 0 | 0 | 12
NO |  | 145 | 2012 | 20 | 14 | 14 |  | (3007) Rifle (Ute) |  | 0 | 0 |  | 0 | 0 | 0 |  | 0 | 0 | 0 | 0 | 0 | 0 | 0 | 0 | 0 | 0 | 0 | 0 | 0 | 0 | 0 | 0 | 0 | 0 | 0 | 0 | 0 | 0 | 0 | 12
NO |  | 145 | 2012 | 20 | 15 | 15 |  | Rifle (Ute) | Rifle WAPA Sub | 0 | 0 |  | 0 | 0 | 0 |  | 0 | 0 | 0 | 0 | 0 | 0 | 0 | 0 | 0 | 0 | 0 | 0 | 0 | 0 | 0 | 0 | 0 | 0 | 0 | 0 | 0 | 0 | 0 | 12
NO |  | 145 | 2012 | 20 | 16 | 16 |  | PSC owns 73% of 64%, or 1.5 | Rifle WAPA | 230 | 230 | Wood H-Frame | 1.59 | 0 | 1 | 1-1272 | 0 | 0 | 0 | 0 | 0 | 0 | 0 | 0 | 0 | 0 | 0 | 0 | 0 | 0 | 0 | 0 | 0 | 0 | 0 | 0 | 0 | 0 | 0 | 12
NO |  | 145 | 2012 | 20 | 17 | 17 |  | (3008) Hayden Tap |  | 0 | 0 |  | 0 | 0 | 0 |  | 0 | 0 | 0 | 0 | 0 | 0 | 0 | 0 | 0 | 0 | 0 | 0 | 0 | 0 | 0 | 0 | 0 | 0 | 0 | 0 | 0 | 0 | 0 | 12
NO |  | 145 | 2012 | 20 | 18 | 18 |  | Hayden Tap | Craig Plant | 0 | 0 |  | 0 | 0 | 0 |  | 0 | 0 | 0 | 0 | 0 | 0 | 0 | 0 | 0 | 0 | 0 | 0 | 0 | 0 | 0 | 0 | 0 | 0 | 0 | 0 | 0 | 0 | 0 | 12
NO |  | 145 | 2012 | 20 | 19 | 19 |  | Summary of 230 kV System | Craig Plant | 230 | 345 | Steel Tower | 2.74 | 0 | 1 | 1-1272 | 0 | 0 | 0 | 0 | 0 | 0 | 0 | 0 | 0 | 0 | 0 | 0 | 0 | 0 | 0 | 0 | 0 | 0 | 0 | 0 | 0 | 0 | 0 | 12
NO |  | 145 | 2012 | 20 | 20 | 20 |  | PSC owns 11.6% or 2.74 mi. |  | 0 | 0 |  | 0 | 0 | 0 |  | 0 | 0 | 0 | 0 | 0 | 0 | 0 | 0 | 0 | 0 | 0 | 0 | 0 | 0 | 0 | 0 | 0 | 0 | 0 | 0 | 0 | 0 | 0 | 12
NO |  | 145 | 2012 | 20 | 21 | 21 |  | (5335) Boone |  | 0 | 0 |  | 0 | 0 | 0 |  | 0 | 0 | 0 | 0 | 0 | 0 | 0 | 0 | 0 | 0 | 0 | 0 | 0 | 0 | 0 | 0 | 0 | 0 | 0 | 0 | 0 | 0 | 0 | 12
NO |  | 145 | 2012 | 20 | 22 | 22 |  | Boone | Midway | 0 | 0 |  | 0 | 0 | 0 |  | 0 | 0 | 0 | 0 | 0 | 0 | 0 | 0 | 0 | 0 | 0 | 0 | 0 | 0 | 0 | 0 | 0 | 0 | 0 | 0 | 0 | 0 | 0 | 12
NO |  | 145 | 2012 | 20 | 23 | 23 |  | PSC owns 60% or 26.10 mi. | Midway | 230 | 230 | Wood H-Frame | 26.1 | 0 | 1 | 1-1033 | 0 | 0 | 0 | 0 | 0 | 0 | 0 | 0 | 0 | 0 | 0 | 0 | 0 | 0 | 0 | 0 | 0 | 0 | 0 | 0 | 0 | 0 | 0 | 12
NO |  | 145 | 2012 | 20 | 24 | 24 |  | (5337) Boone |  | 0 | 0 |  | 0 | 0 | 0 |  | 0 | 0 | 0 | 0 | 0 | 0 | 0 | 0 | 0 | 0 | 0 | 0 | 0 | 0 | 0 | 0 | 0 | 0 | 0 | 0 | 0 | 0 | 0 | 12
NO |  | 145 | 2012 | 20 | 25 | 25 |  | Boone | Fix 591 | 230 | 230 | Wood H-Frame | 55.14 | 0 | 1 | 1-1272 | 0 | 0 | 0 | 0 | 0 | 0 | 0 | 0 | 0 | 0 | 0 | 0 | 0 | 0 | 0 | 0 | 0 | 0 | 0 | 0 | 0 | 0 | 0 | 12
NO |  | 145 | 2012 | 20 | 26 | 26 |  | Fix 591 | PSC Lamar Sub | 230 | 230 | Wood H-Frame | 0.22 | 0 | 1 | 1-1272 | 0 | 0 | 0 | 0 | 0 | 0 | 0 | 0 | 0 | 0 | 0 | 0 | 0 | 0 | 0 | 0 | 0 | 0 | 0 | 0 | 0 | 0 | 0 | 12
NO |  | 145 | 2012 | 20 | 27 | 27 |  | PSC owns 56% or 55.36 mi. |  | 0 | 0 |  | 0 | 0 | 0 |  | 0 | 0 | 0 | 0 | 0 | 0 | 0 | 0 | 0 | 0 | 0 | 0 | 0 | 0 | 0 | 0 | 0 | 0 | 0 | 0 | 0 | 0 | 0 | 12
NO |  | 145 | 2012 | 20 | 28 | 28 |  | (5815) Hayden Plant | Foidel Creek Switch | 0 | 0 |  | 0 | 0 | 0 |  | 0 | 0 | 0 | 0 | 0 | 0 | 0 | 0 | 0 | 0 | 0 | 0 | 0 | 0 | 0 | 0 | 0 | 0 | 0 | 0 | 0 | 0 | 0 | 12
NO |  | 145 | 2012 | 20 | 29 | 29 |  | Hayden Plant (68.05%, .8 | Hayden Tap | 230 | 230 | Steel Tower | 0.88 | 0 | 1 | 1-1272 | 0 | 0 | 0 | 0 | 0 | 0 | 0 | 0 | 0 | 0 | 0 | 0 | 0 | 0 | 0 | 0 | 0 | 0 | 0 | 0 | 0 | 0 | 0 | 12
NO |  | 145 | 2012 | 20 | 30 | 30 |  | Hayden Tap | Hayden Tap | 230 | 230 | Steel Tower | 3.6 | 0 | 1 | 1-1272 | 0 | 0 | 0 | 0 | 0 | 0 | 0 | 0 | 0 | 0 | 0 | 0 | 0 | 0 | 0 | 0 | 0 | 0 | 0 | 0 | 0 | 0 | 0 | 12
NO |  | 145 | 2012 | 20 | 31 | 31 |  | PSC owns 45%, or 3.6 mi. |  | 0 | 0 |  | 0 | 0 | 0 |  | 0 | 0 | 0 | 0 | 0 | 0 | 0 | 0 | 0 | 0 | 0 | 0 | 0 | 0 | 0 | 0 | 0 | 0 | 0 | 0 | 0 | 0 | 0 | 12
NO |  | 145 | 2012 | 20 | 32 | 32 |  | (5817) Foidel Creek | Foidel Crk | 0 | 0 |  | 0 | 0 | 0 |  | 0 | 0 | 0 | 0 | 0 | 0 | 0 | 0 | 0 | 0 | 0 | 0 | 0 | 0 | 0 | 0 | 0 | 0 | 0 | 0 | 0 | 0 | 0 | 12
NO |  | 145 | 2012 | 20 | 33 | 33 |  | Foidel Creek-Str 63 | Str 177 | 230 | 345 | Steel Tower | 3.65 | 0 | 1 | 1-1272 | 0 | 0 | 0 | 0 | 0 | 0 | 0 | 0 | 0 | 0 | 0 | 0 | 0 | 0 | 0 | 0 | 0 | 0 | 0 | 0 | 0 | 0 | 0 | 12
NO |  | 145 | 2012 | 20 | 34 | 34 |  | PSC Owns 40% or 3.65 mi. |  | 0 | 0 |  | 0 | 0 | 0 |  | 0 | 0 | 0 | 0 | 0 | 0 | 0 | 0 | 0 | 0 | 0 | 0 | 0 | 0 | 0 | 0 | 0 | 0 | 0 | 0 | 0 | 0 | 0 | 12
NO |  | 145 | 2012 | 20 | 35 | 35 |  | Summary of 230 kV System |  | 0 | 0 |  | 0 | 0 | 0 |  | 3621138 | 34407693 | 38028831 | 0 | 0 | 0 | 0 | 0 | 0 | 0 | 0 | 0 | 0 | 0 | 0 | 0 | 0 | 0 | 0 | 0 | 0 | 0 | 0 | 12
NO |  | 145 | 2012 | 0 | 36 | 36 |  | TOTAL |  | 0 | 0 |  | 4655.4 | 1045.81 | 416 |  | 74685587 | 767209176 | 841894759 | 1839764 | 4748737 | 2078384 | 8666885 | 0 | 0 | 0 | 0 | 0 | 0 | 0 | 0 | 0 | 0 | 0 | 0 | 0 | 0 | 0 | 0 | 12
SI/SI | A | 145 | 2012 | 21 | 2 | 2 |  | Summary of 115 kV System |  | 0 | 0 |  | 0 | 0 | 0 |  | 0 | 113864 | 113864 | 0 | 0 | 0 | 1172.1729 | 0 | 0 | 0 | 0 | 0 | 0 | 0 | 0 | 0 | 0 | 0 | 0 | 0 | 0 | 0 | 0 | 12
NO |  | 145 | 2012 | 21 | 4 | 4 |  | Expenses |  | 0 | 0 |  | 0 | 0 | 0 |  | 0 | 0 | 0 | 1839764 | 4748737 | 2078384 | 8666885 | 0 | 0 | 0 | 0 | 0 | 0 | 0 | 0 | 0 | 0 | 0 | 0 | 0 | 0 | 0 | 0 | 12
NO |  | 120 | 2012 | 0 | 1 | 1 |  | Forbes (MPC) (5702) | Manitoba Hydro Interconn | 500 | 500 | Tower | 203.79 | 0 | 1 | 3-1192ACSR | 1723334 | 65307062 | 67030396 | 0 | 0 | 0 | 0 | 0 | 0 | 0 | 0 | 0 | 0 | 0 | 0 | 0 | 0 | 0 | 0 | 0 | 0 | 0 | 0 | 12
NO |  | 120 | 2012 | 0 | 2 | 2 |  | Chisago Co (5703) | MN Power Interconn | 500 | 500 | Tower | 61.56 | 0 | 1 | 3-1192ACSR | 2237403 | 15571270 | 17808673 | 0 | 0 | 0 | 0 | 0 | 0 | 0 | 0 | 0 | 0 | 0 | 0 | 0 | 0 | 0 | 0 | 0 | 0 | 0 | 0 | 12
NO |  | 120 | 2012 | 0 | 3 | 3 |  | Split Rock (0953) | Lakefield Junction | 345 | 345 | Steel Pole | 85.68 | 0 | 1 | 2-954ACSS | 7693156 | 115707047 | 123400203 | 0 | 0 | 0 | 0 | 0 | 0 | 0 | 0 | 0 | 0 | 0 | 0 | 0 | 0 | 0 | 0 | 0 | 0 | 0 | 0 | 12
NO |  | 120 | 2012 | 0 | 4 | 4 |  | Brookings (0970) | White | 345 | 345 | Steel Pole | 0.31 | 0 | 1 | 2-795ACSR | 0 | 1215849 | 1215849 | 0 | 0 | 0 | 0 | 0 | 0 | 0 | 0 | 0 | 0 | 0 | 0 | 0 | 0 | 0 | 0 | 0 | 0 | 0 | 0 | 12
NO |  | 120 | 2012 | 0 | 5 | 5 |  | Brookings (0971) | White | 345 | 345 | Steel Pole | 0.43 | 0 | 1 | 2-795ACSS | 13748 | 933240 | 946988 | 0 | 0 | 0 | 0 | 0 | 0 | 0 | 0 | 0 | 0 | 0 | 0 | 0 | 0 | 0 | 0 | 0 | 0 | 0 | 0 | 12
NO |  | 120 | 2012 | 0 | 6 | 6 |  | Monticello (0973) | Quarry | 345 | 345 | Steel Pole | 85.68 | 0 | 1 | 2-954ACSS | 1229009 | 11021980 | 12250989 | 0 | 0 | 0 | 0 | 0 | 0 | 0 | 0 | 0 | 0 | 0 | 0 | 0 | 0 | 0 | 0 | 0 | 0 | 0 | 0 | 12
NO |  | 120 | 2012 | 0 | 7 | 7 |  | Wilmarth (0974) | Calpine Interconnection | 345 | 345 | Steel Pole | 0.22 | 0 | 1 | 2-795ACSR | 0 | 888655 | 888655 | 0 | 0 | 0 | 0 | 0 | 0 | 0 | 0 | 0 | 0 | 0 | 0 | 0 | 0 | 0 | 0 | 0 | 0 | 0 | 0 | 12
NO |  | 120 | 2012 | 0 | 8 | 8 |  | King (0975) | Red Rock | 345 | 345 | Tower | 18.85 | 0 | 1 | 2-795ACSR | 401128 | 2594274 | 2995402 | 0 | 0 | 0 | 0 | 0 | 0 | 0 | 0 | 0 | 0 | 0 | 0 | 0 | 0 | 0 | 0 | 0 | 0 | 0 | 0 | 12
NO |  | 120 | 2012 | 0 | 9 | 9 |  |  |  | 0 | 0 | 2 Pole K | 6.12 | 0 | 1 | 2-795ACSR | 0 | 0 | 0 | 0 | 0 | 0 | 0 | 0 | 0 | 0 | 0 | 0 | 0 | 0 | 0 | 0 | 0 | 0 | 0 | 0 | 0 | 0 | 0 | 12
NO |  | 120 | 2012 | 0 | 10 | 10 |  | Parkers Lake (0976) | Prairie Island | 345 | 345 | Tower | 31.29 | 0 | 1 | 2-795ACSR | 2319556 | 10117036 | 12436592 | 0 | 0 | 0 | 0 | 0 | 0 | 0 | 0 | 0 | 0 | 0 | 0 | 0 | 0 | 0 | 0 | 0 | 0 | 0 | 0 | 12
NO |  | 120 | 2012 | 0 | 11 | 11 |  |  |  | 0 | 0 | Tower | 5.93 | 0 | 1 | 2-954ACSR | 0 | 0 | 0 | 0 | 0 | 0 | 0 | 0 | 0 | 0 | 0 | 0 | 0 | 0 | 0 | 0 | 0 | 0 | 0 | 0 | 0 | 0 | 0 | 12
NO |  | 120 | 2012 | 0 | 12 | 12 |  |  |  | 0 | 0 | Steel Pole | 4.13 | 0 | 1 | 2-795ACSR | 0 | 0 | 0 | 0 | 0 | 0 | 0 | 0 | 0 | 0 | 0 | 0 | 0 | 0 | 0 | 0 | 0 | 0 | 0 | 0 | 0 | 0 | 0 | 12
NO |  | 120 | 2012 | 0 | 13 | 13 |  |  |  | 0 | 0 | Steel Pole | 0.11 | 0 | 1 | 2312ACSR | 0 | 0 | 0 | 0 | 0 | 0 | 0 | 0 | 0 | 0 | 0 | 0 | 0 | 0 | 0 | 0 | 0 | 0 | 0 | 0 | 0 | 0 | 0 | 12
NO |  | 120 | 2012 | 0 | 14 | 14 |  |  |  | 0 | 0 | Stl Pl-097 | 0 | 0.11 | 1 | 2312ACSR | 0 | 0 | 0 | 0 | 0 | 0 | 0 | 0 | 0 | 0 | 0 | 0 | 0 | 0 | 0 | 0 | 0 | 0 | 0 | 0 | 0 | 0 | 0 | 12
NO |  | 120 | 2012 | 0 | 15 | 15 |  |  |  | 0 | 0 | 2 Pole K | 25.91 | 0 | 1 | 2-954ACSR | 0 | 0 | 0 | 0 | 0 | 0 | 0 | 0 | 0 | 0 | 0 | 0 | 0 | 0 | 0 | 0 | 0 | 0 | 0 | 0 | 0 | 0 | 0 | 12
NO |  | 120 | 2012 | 0 | 16 | 16 |  | King (0977) | Terminal | 345 | 345 | Tower | 19.7 | 0 | 1 | 2-795ACSR | 2273876 | 4469860 | 6743736 | 0 | 0 | 0 | 0 | 0 | 0 | 0 | 0 | 0 | 0 | 0 | 0 | 0 | 0 | 0 | 0 | 0 | 0 | 0 | 0 | 12
NO |  | 120 | 2012 | 0 | 17 | 17 |  |  |  | 0 | 0 | Steel Pole | 3.3 | 0 | 1 | 2-795ACSR | 0 | 0 | 0 | 0 | 0 | 0 | 0 | 0 | 0 | 0 | 0 | 0 | 0 | 0 | 0 | 0 | 0 | 0 | 0 | 0 | 0 | 0 | 0 | 12
NO |  | 120 | 2012 | 0 | 18 | 18 |  | Monticello (0978) | Parkers Lake | 345 | 345 | Tower | 16.31 | 0 | 1 | 2-954ACSR | 882197 | 7828111 | 8710308 | 0 | 0 | 0 | 0 | 0 | 0 | 0 | 0 | 0 | 0 | 0 | 0 | 0 | 0 | 0 | 0 | 0 | 0 | 0 | 0 | 12
NO |  | 120 | 2012 | 0 | 19 | 19 |  |  |  | 0 | 0 | 2 Pole K | 20.84 | 0 | 1 | 2-954ACSR | 0 | 0 | 0 | 0 | 0 | 0 | 0 | 0 | 0 | 0 | 0 | 0 | 0 | 0 | 0 | 0 | 0 | 0 | 0 | 0 | 0 | 0 | 0 | 12
NO |  | 120 | 2012 | 0 | 20 | 20 |  | Prairie Island (0979) | Adams | 345 | 345 | Tower | 2.42 | 0 | 1 | 2-954ACSR | 187240 | 22330592 | 22517832 | 0 | 0 | 0 | 0 | 0 | 0 | 0 | 0 | 0 | 0 | 0 | 0 | 0 | 0 | 0 | 0 | 0 | 0 | 0 | 0 | 12
NO |  | 120 | 2012 | 0 | 21 | 21 |  |  |  | 0 | 0 | Tower | 0.87 | 0 | 1 | 2-795ACSR | 0 | 0 | 0 | 0 | 0 | 0 | 0 | 0 | 0 | 0 | 0 | 0 | 0 | 0 | 0 | 0 | 0 | 0 | 0 | 0 | 0 | 0 | 0 | 12
NO |  | 120 | 2012 | 0 | 22 | 22 |  |  |  | 0 | 0 | 2 Pole K | 72.96 | 0 | 1 | 2-795ACSR | 0 | 0 | 0 | 0 | 0 | 0 | 0 | 0 | 0 | 0 | 0 | 0 | 0 | 0 | 0 | 0 | 0 | 0 | 0 | 0 | 0 | 0 | 0 | 12
NO |  | 120 | 2012 | 0 | 23 | 23 |  | Chisago Co (0980) | Coon Creek | 345 | 345 | Tw on 0977 | 0 | 11.12 | 1 | 2-795ACSR | 5380476 | 12978573 | 18359049 | 0 | 0 | 0 | 0 | 0 | 0 | 0 | 0 | 0 | 0 | 0 | 0 | 0 | 0 | 0 | 0 | 0 | 0 | 0 | 0 | 12
NO |  | 120 | 2012 | 0 | 24 | 24 |  |  |  | 0 | 0 | Stl Pl-097 | 0 | 3.3 | 1 | 2-795ACSR | 0 | 0 | 0 | 0 | 0 | 0 | 0 | 0 | 0 | 0 | 0 | 0 | 0 | 0 | 0 | 0 | 0 | 0 | 0 | 0 | 0 | 0 | 0 | 12
NO |  | 120 | 2012 | 0 | 25 | 25 |  |  |  | 0 | 0 | Tower | 6.98 | 0 | 1 | 2-795ACSR | 0 | 0 | 0 | 0 | 0 | 0 | 0 | 0 | 0 | 0 | 0 | 0 | 0 | 0 | 0 | 0 | 0 | 0 | 0 | 0 | 0 | 0 | 0 | 12
NO |  | 120 | 2012 | 0 | 26 | 26 |  |  |  | 0 | 0 | Steel Pole | 4.98 | 0 | 1 | 2-795ACSR | 0 | 0 | 0 | 0 | 0 | 0 | 0 | 0 | 0 | 0 | 0 | 0 | 0 | 0 | 0 | 0 | 0 | 0 | 0 | 0 | 0 | 0 | 0 | 12
NO |  | 120 | 2012 | 0 | 27 | 27 |  |  |  | 0 | 0 | Steel Pole | 31.36 | 0 | 1 | 2-954ACSR | 0 | 0 | 0 | 0 | 0 | 0 | 0 | 0 | 0 | 0 | 0 | 0 | 0 | 0 | 0 | 0 | 0 | 0 | 0 | 0 | 0 | 0 | 0 | 12
NO |  | 120 | 2012 | 0 | 28 | 28 |  | King (0981) | St Croix River | 345 | 345 | Tw on 0975 | 0 | 14.8 | 1 | 2-795ACSR | 24099 | 872818 | 896917 | 0 | 0 | 0 | 0 | 0 | 0 | 0 | 0 | 0 | 0 | 0 | 0 | 0 | 0 | 0 | 0 | 0 | 0 | 0 | 0 | 12
NO |  | 120 | 2012 | 0 | 29 | 29 |  |  |  | 0 | 0 | Tower | 0.62 | 0 | 1 | 2-795ACSR | 0 | 0 | 0 | 0 | 0 | 0 | 0 | 0 | 0 | 0 | 0 | 0 | 0 | 0 | 0 | 0 | 0 | 0 | 0 | 0 | 0 | 0 | 0 | 12
NO |  | 120 | 2012 | 0 | 30 | 30 |  |  |  | 0 | 0 | 2 Pole K | 3.84 | 0 | 1 | 2-795ACSR | 0 | 0 | 0 | 0 | 0 | 0 | 0 | 0 | 0 | 0 | 0 | 0 | 0 | 0 | 0 | 0 | 0 | 0 | 0 | 0 | 0 | 0 | 0 | 12
NO |  | 120 | 2012 | 0 | 31 | 31 |  | Blue Lake (0982) | Lakefield Junction | 345 | 345 | Tower | 15.54 | 0 | 1 | 2-795ACSR | 1347924 | 21002535 | 22350459 | 0 | 0 | 0 | 0 | 0 | 0 | 0 | 0 | 0 | 0 | 0 | 0 | 0 | 0 | 0 | 0 | 0 | 0 | 0 | 0 | 12
NO |  | 120 | 2012 | 0 | 32 | 32 |  |  |  | 0 | 0 | 2 Pole K | 112.87 | 0 | 1 | 2-795ACSR | 0 | 0 | 0 | 0 | 0 | 0 | 0 | 0 | 0 | 0 | 0 | 0 | 0 | 0 | 0 | 0 | 0 | 0 | 0 | 0 | 0 | 0 | 0 | 12
NO |  | 120 | 2012 | 0 | 33 | 33 |  | Sherburne Co (0984) | Terminal | 345 | 345 | Tower | 12.24 | 0 | 1 | 2-954ACSR | 667056 | 9601307 | 10268363 | 0 | 0 | 0 | 0 | 0 | 0 | 0 | 0 | 0 | 0 | 0 | 0 | 0 | 0 | 0 | 0 | 0 | 0 | 0 | 0 | 12
NO |  | 120 | 2012 | 0 | 34 | 34 |  |  |  | 0 | 0 | 2 Pole K | 16.21 | 0 | 1 | 2-954ACSR | 0 | 0 | 0 | 0 | 0 | 0 | 0 | 0 | 0 | 0 | 0 | 0 | 0 | 0 | 0 | 0 | 0 | 0 | 0 | 0 | 0 | 0 | 0 | 12
NO |  | 120 | 2012 | 0 | 35 | 35 |  |  |  | 0 | 0 | Tw on 0977 | 0 | 1.97 | 1 | 2-795ACSR | 0 | 0 | 0 | 0 | 0 | 0 | 0 | 0 | 0 | 0 | 0 | 0 | 0 | 0 | 0 | 0 | 0 | 0 | 0 | 0 | 0 | 0 | 0 | 12
NO |  | 120 | 2012 | 1 | 1 | 1 |  |  |  | 0 | 0 | Steel Pole | 15.07 | 0 | 1 | 2-795ACSR | 0 | 0 | 0 | 0 | 0 | 0 | 0 | 0 | 0 | 0 | 0 | 0 | 0 | 0 | 0 | 0 | 0 | 0 | 0 | 0 | 0 | 0 | 0 | 12
NO |  | 120 | 2012 | 1 | 2 | 2 |  |  |  | 0 | 0 | Stl Pl-098 | 0 | 5.11 | 1 | 2-795ACSR | 0 | 0 | 0 | 0 | 0 | 0 | 0 | 0 | 0 | 0 | 0 | 0 | 0 | 0 | 0 | 0 | 0 | 0 | 0 | 0 | 0 | 0 | 0 | 12
NO |  | 120 | 2012 | 1 | 3 | 3 |  |  |  | 0 | 0 | Tw on 0980 | 0 | 6.65 | 1 | 2-795ACSR | 0 | 0 | 0 | 0 | 0 | 0 | 0 | 0 | 0 | 0 | 0 | 0 | 0 | 0 | 0 | 0 | 0 | 0 | 0 | 0 | 0 | 0 | 0 | 12
NO |  | 120 | 2012 | 1 | 4 | 4 |  | Sherburne Co (0985) | CU Conn | 345 | 345 | Tower | 5.82 | 0 | 1 | 2-954ACSR | 17816 | 7652205 | 7670021 | 0 | 0 | 0 | 0 | 0 | 0 | 0 | 0 | 0 | 0 | 0 | 0 | 0 | 0 | 0 | 0 | 0 | 0 | 0 | 0 | 12
NO |  | 120 | 2012 | 1 | 5 | 5 |  |  |  | 0 | 0 | 2 Pole K | 20.33 | 0 | 1 | 2-954ACSR | 0 | 0 | 0 | 0 | 0 | 0 | 0 | 0 | 0 | 0 | 0 | 0 | 0 | 0 | 0 | 0 | 0 | 0 | 0 | 0 | 0 | 0 | 0 | 12
NO |  | 120 | 2012 | 1 | 6 | 6 |  |  |  | 0 | 0 | Tw on 0978 | 0 | 7.11 | 1 | 2-954ACSR | 0 | 0 | 0 | 0 | 0 | 0 | 0 | 0 | 0 | 0 | 0 | 0 | 0 | 0 | 0 | 0 | 0 | 0 | 0 | 0 | 0 | 0 | 0 | 12
NO |  | 120 | 2012 | 1 | 7 | 7 |  | Prairie Island (0986) | Red Rock | 345 | 345 | Tower | 3.29 | 0 | 1 | 2-795ACSR | 661692 | 6975249 | 7636941 | 0 | 0 | 0 | 0 | 0 | 0 | 0 | 0 | 0 | 0 | 0 | 0 | 0 | 0 | 0 | 0 | 0 | 0 | 0 | 0 | 12
NO |  | 120 | 2012 | 1 | 8 | 8 |  |  |  | 0 | 0 | Tw on 0979 | 0 | 2.42 | 1 | 2-954ACSR | 0 | 0 | 0 | 0 | 0 | 0 | 0 | 0 | 0 | 0 | 0 | 0 | 0 | 0 | 0 | 0 | 0 | 0 | 0 | 0 | 0 | 0 | 0 | 12
NO |  | 120 | 2012 | 1 | 9 | 9 |  |  |  | 0 | 0 | 2 Pole K | 20.26 | 0 | 1 | 2-795ACSR | 0 | 0 | 0 | 0 | 0 | 0 | 0 | 0 | 0 | 0 | 0 | 0 | 0 | 0 | 0 | 0 | 0 | 0 | 0 | 0 | 0 | 0 | 0 | 12
NO |  | 120 | 2012 | 1 | 10 | 10 |  |  |  | 0 | 0 | Steel Pole | 5.28 | 0 | 1 | 2-795ACSR | 0 | 0 | 0 | 0 | 0 | 0 | 0 | 0 | 0 | 0 | 0 | 0 | 0 | 0 | 0 | 0 | 0 | 0 | 0 | 0 | 0 | 0 | 0 | 12
NO |  | 120 | 2012 | 1 | 11 | 11 |  | Prairie Island (0987) | Red Rock | 345 | 345 | Stl Pl-098 | 0 | 6.48 | 1 | 2-795ACSR | 0 | 2894842 | 2894842 | 0 | 0 | 0 | 0 | 0 | 0 | 0 | 0 | 0 | 0 | 0 | 0 | 0 | 0 | 0 | 0 | 0 | 0 | 0 | 0 | 12
NO |  | 120 | 2012 | 1 | 12 | 12 |  |  |  | 0 | 0 | 2 Pole K | 19.33 | 0 | 1 | 2-795ACSR | 0 | 0 | 0 | 0 | 0 | 0 | 0 | 0 | 0 | 0 | 0 | 0 | 0 | 0 | 0 | 0 | 0 | 0 | 0 | 0 | 0 | 0 | 0 | 12
NO |  | 120 | 2012 | 1 | 13 | 13 |  |  |  | 0 | 0 | Tw on 0986 | 0 | 2.16 | 1 | 2-795ACSR | 0 | 0 | 0 | 0 | 0 | 0 | 0 | 0 | 0 | 0 | 0 | 0 | 0 | 0 | 0 | 0 | 0 | 0 | 0 | 0 | 0 | 0 | 0 | 12
NO |  | 120 | 2012 | 1 | 14 | 14 |  |  |  | 0 | 0 | Tower | 1.47 | 0 | 1 | 2-795ACSR | 0 | 0 | 0 | 0 | 0 | 0 | 0 | 0 | 0 | 0 | 0 | 0 | 0 | 0 | 0 | 0 | 0 | 0 | 0 | 0 | 0 | 0 | 0 | 12
NO |  | 120 | 2012 | 1 | 15 | 15 |  |  |  | 0 | 0 | Tw on 0976 | 0 | 2.57 | 1 | 2-954ACSR | 0 | 0 | 0 | 0 | 0 | 0 | 0 | 0 | 0 | 0 | 0 | 0 | 0 | 0 | 0 | 0 | 0 | 0 | 0 | 0 | 0 | 0 | 0 | 12
NO |  | 120 | 2012 | 1 | 16 | 16 |  | Parkers Lake (0988) | Blue Lake | 345 | 345 | Tower | 0 | 11.56 | 1 | 2-795ACSR | 0 | 478209 | 478209 | 0 | 0 | 0 | 0 | 0 | 0 | 0 | 0 | 0 | 0 | 0 | 0 | 0 | 0 | 0 | 0 | 0 | 0 | 0 | 0 | 12
NO |  | 120 | 2012 | 1 | 17 | 17 |  |  |  | 0 | 0 | Steel Pole | 0 | 3.3 | 1 | 2-795ACSR | 0 | 0 | 0 | 0 | 0 | 0 | 0 | 0 | 0 | 0 | 0 | 0 | 0 | 0 | 0 | 0 | 0 | 0 | 0 | 0 | 0 | 0 | 0 | 12
NO |  | 120 | 2012 | 1 | 18 | 18 |  | Blue Lake (0989) | Red Rock | 345 | 345 | Tower | 7.62 | 0 | 1 | 2-795ACSR | 353005 | 3108909 | 3461914 | 0 | 0 | 0 | 0 | 0 | 0 | 0 | 0 | 0 | 0 | 0 | 0 | 0 | 0 | 0 | 0 | 0 | 0 | 0 | 0 | 12
NO |  | 120 | 2012 | 1 | 19 | 19 |  |  |  | 0 | 0 | Tw on 0976 | 0 | 19.1 | 1 | 2-795ACSR | 0 | 0 | 0 | 0 | 0 | 0 | 0 | 0 | 0 | 0 | 0 | 0 | 0 | 0 | 0 | 0 | 0 | 0 | 0 | 0 | 0 | 0 | 0 | 12
NO |  | 120 | 2012 | 1 | 20 | 20 |  |  |  | 0 | 0 | Steel Pole | 0.58 | 0 | 1 | 2-795ACSR | 0 | 0 | 0 | 0 | 0 | 0 | 0 | 0 | 0 | 0 | 0 | 0 | 0 | 0 | 0 | 0 | 0 | 0 | 0 | 0 | 0 | 0 | 0 | 12
NO |  | 120 | 2012 | 1 | 21 | 21 |  |  |  | 0 | 0 | Stl Pl-097 | 0 | 0.83 | 1 | 2-795ACSR | 0 | 0 | 0 | 0 | 0 | 0 | 0 | 0 | 0 | 0 | 0 | 0 | 0 | 0 | 0 | 0 | 0 | 0 | 0 | 0 | 0 | 0 | 0 | 12
NO |  | 120 | 2012 | 1 | 22 | 22 |  |  |  | 0 | 0 | 2 Pole K | 3.03 | 0 | 1 | 2-795ACSR | 0 | 0 | 0 | 0 | 0 | 0 | 0 | 0 | 0 | 0 | 0 | 0 | 0 | 0 | 0 | 0 | 0 | 0 | 0 | 0 | 0 | 0 | 0 | 12
NO |  | 120 | 2012 | 1 | 23 | 23 |  | Sherburne Co (0991) | Monticello | 345 | 345 | Tw on 0985 | 0 | 5.78 | 1 | 2-954ACSR | 0 | 196978 | 196978 | 0 | 0 | 0 | 0 | 0 | 0 | 0 | 0 | 0 | 0 | 0 | 0 | 0 | 0 | 0 | 0 | 0 | 0 | 0 | 0 | 12
NO |  | 120 | 2012 | 1 | 24 | 24 |  | Sherburne Co (0992) | Coon Creek | 345 | 345 | Tower | 0.88 | 0 | 1 | 2-954ACSR | 472775 | 3462546 | 3935321 | 0 | 0 | 0 | 0 | 0 | 0 | 0 | 0 | 0 | 0 | 0 | 0 | 0 | 0 | 0 | 0 | 0 | 0 | 0 | 0 | 12
NO |  | 120 | 2012 | 1 | 25 | 25 |  |  |  | 0 | 0 | 2 Pole K | 16.21 | 0 | 1 | 2-954ACSR | 0 | 0 | 0 | 0 | 0 | 0 | 0 | 0 | 0 | 0 | 0 | 0 | 0 | 0 | 0 | 0 | 0 | 0 | 0 | 0 | 0 | 0 | 0 | 12
NO |  | 120 | 2012 | 1 | 26 | 26 |  |  |  | 0 | 0 | Stl Pl-098 | 0 | 15.07 | 1 | 2-954ACSR | 0 | 0 | 0 | 0 | 0 | 0 | 0 | 0 | 0 | 0 | 0 | 0 | 0 | 0 | 0 | 0 | 0 | 0 | 0 | 0 | 0 | 0 | 0 | 12
NO |  | 120 | 2012 | 1 | 27 | 27 |  |  |  | 0 | 0 | Tw on 0984 | 0 | 11.34 | 1 | 2-954ACSR | 0 | 0 | 0 | 0 | 0 | 0 | 0 | 0 | 0 | 0 | 0 | 0 | 0 | 0 | 0 | 0 | 0 | 0 | 0 | 0 | 0 | 0 | 0 | 12
NO |  | 120 | 2012 | 1 | 28 | 28 |  | Chisago Co (0994) | King | 345 | 345 | Tw on 0977 | 0 | 6.61 | 1 | 2-795ACSR | 0 | 1648291 | 1648291 | 0 | 0 | 0 | 0 | 0 | 0 | 0 | 0 | 0 | 0 | 0 | 0 | 0 | 0 | 0 | 0 | 0 | 0 | 0 | 0 | 12
NO |  | 120 | 2012 | 1 | 29 | 29 |  |  |  | 0 | 0 | Stl Pl-098 | 0 | 31.56 | 1 | 2-954ACSR | 0 | 0 | 0 | 0 | 0 | 0 | 0 | 0 | 0 | 0 | 0 | 0 | 0 | 0 | 0 | 0 | 0 | 0 | 0 | 0 | 0 | 0 | 0 | 12
NO |  | 120 | 2012 | 1 | 30 | 30 |  | Parkers Lake (0996) | CU Conn | 345 | 345 | Tw on 0978 | 0 | 9.64 | 1 | 2-954ACSR | 0 | 564838 | 564838 | 0 | 0 | 0 | 0 | 0 | 0 | 0 | 0 | 0 | 0 | 0 | 0 | 0 | 0 | 0 | 0 | 0 | 0 | 0 | 0 | 12
NO |  | 120 | 2012 | 1 | 31 | 31 |  | Split Rock (0997) | WAPA (Watertwn) | 345 | 345 | Steel Pole | 5.23 | 0 | 1 | 2-954ACSR | 139860 | 8455822 | 8595682 | 0 | 0 | 0 | 0 | 0 | 0 | 0 | 0 | 0 | 0 | 0 | 0 | 0 | 0 | 0 | 0 | 0 | 0 | 0 | 0 | 12
NO |  | 120 | 2012 | 1 | 32 | 32 |  | Split Rock (0998) | WAPA (Sioux Cty) | 345 | 345 | Steel Pole | 0 | 5.23 | 1 | 2-954ACSR | 0 | 670200 | 670200 | 0 | 0 | 0 | 0 | 0 | 0 | 0 | 0 | 0 | 0 | 0 | 0 | 0 | 0 | 0 | 0 | 0 | 0 | 0 | 0 | 12
NO |  | 120 | 2012 | 1 | 33 | 33 |  | Black Dog (0900) | WAPA | 230 | 230 | Tower | 104.34 | 0 | 1 | 795ACSR | 437164 | 8067479 | 8504643 | 0 | 0 | 0 | 0 | 0 | 0 | 0 | 0 | 0 | 0 | 0 | 0 | 0 | 0 | 0 | 0 | 0 | 0 | 0 | 0 | 12
NO |  | 120 | 2012 | 1 | 34 | 34 |  |  |  | 0 | 0 | 2 Pole K | 3.43 | 0 | 1 | 795ACSR | 0 | 0 | 0 | 0 | 0 | 0 | 0 | 0 | 0 | 0 | 0 | 0 | 0 | 0 | 0 | 0 | 0 | 0 | 0 | 0 | 0 | 0 | 0 | 12
NO |  | 120 | 2012 | 1 | 35 | 35 |  | Red Rock (0902) | MP Co. | 230 | 230 | 2 Pole K | 52.83 | 0 | 1 | 795ACSR | 153946 | 6150781 | 6304727 | 0 | 0 | 0 | 0 | 0 | 0 | 0 | 0 | 0 | 0 | 0 | 0 | 0 | 0 | 0 | 0 | 0 | 0 | 0 | 0 | 12
NO |  | 120 | 2012 | 2 | 1 | 1 |  |  |  | 0 | 0 | 2 Pole K | 9.77 | 0 | 1 | 1272ACSR | 0 | 0 | 0 | 0 | 0 | 0 | 0 | 0 | 0 | 0 | 0 | 0 | 0 | 0 | 0 | 0 | 0 | 0 | 0 | 0 | 0 | 0 | 0 | 12
NO |  | 120 | 2012 | 2 | 2 | 2 |  |  |  | 0 | 0 | Tower | 4.05 | 0 | 1 | 1272ACSR | 0 | 0 | 0 | 0 | 0 | 0 | 0 | 0 | 0 | 0 | 0 | 0 | 0 | 0 | 0 | 0 | 0 | 0 | 0 | 0 | 0 | 0 | 0 | 12
NO |  | 120 | 2012 | 2 | 3 | 3 |  | Audobon (0909) | Badura | 230 | 230 | 2 Pole H | 38.31 | 0 | 1 | 795ACSR | 57863 | 4573579 | 4631442 | 0 | 0 | 0 | 0 | 0 | 0 | 0 | 0 | 0 | 0 | 0 | 0 | 0 | 0 | 0 | 0 | 0 | 0 | 0 | 0 | 12
NO |  | 120 | 2012 | 2 | 4 | 4 |  | Maple River (0910) | Minnkota Conn | 230 | 230 | Tower | 3.61 | 0 | 1 | 795ACSR | 55625 | 283964 | 339589 | 0 | 0 | 0 | 0 | 0 | 0 | 0 | 0 | 0 | 0 | 0 | 0 | 0 | 0 | 0 | 0 | 0 | 0 | 0 | 0 | 12
NO |  | 120 | 2012 | 2 | 5 | 5 |  | Maple River (0911) | OTP Co | 230 | 230 | Tw on 0910 | 0 | 3.61 | 1 | 795ACSR | 31735 | 834626 | 866361 | 0 | 0 | 0 | 0 | 0 | 0 | 0 | 0 | 0 | 0 | 0 | 0 | 0 | 0 | 0 | 0 | 0 | 0 | 0 | 0 | 12
NO |  | 120 | 2012 | 2 | 6 | 6 |  |  | Interconn | 230 | 230 | 2 Pole H | 4.41 | 0 | 1 | 795ACSR | 0 | 0 | 0 | 0 | 0 | 0 | 0 | 0 | 0 | 0 | 0 | 0 | 0 | 0 | 0 | 0 | 0 | 0 | 0 | 0 | 0 | 0 | 0 | 12
NO |  | 120 | 2012 | 2 | 7 | 7 |  | Drayton (0912) | Manitoba Hydro Interconn | 230 | 230 | 2 Pole H | 28.69 | 0 | 1 | 954ACSR | 57281 | 2050617 | 2107898 | 0 | 0 | 0 | 0 | 0 | 0 | 0 | 0 | 0 | 0 | 0 | 0 | 0 | 0 | 0 | 0 | 0 | 0 | 0 | 0 | 12
NO |  | 120 | 2012 | 2 | 8 | 8 |  | Sheyenne (0915) | WAPA | 230 | 230 | 2 Pole H | 4.26 | 0 | 1 | 795ACSR | 21223 | 870044 | 891267 | 0 | 0 | 0 | 0 | 0 | 0 | 0 | 0 | 0 | 0 | 0 | 0 | 0 | 0 | 0 | 0 | 0 | 0 | 0 | 0 | 12
NO |  | 120 | 2012 | 2 | 9 | 9 |  | Prairie (0916) | Minnkota-Grand Forks | 230 | 230 | 2 Pole H | 6.64 | 0 | 1 | 954ACSR | 24662 | 1500874 | 1525536 | 0 | 0 | 0 | 0 | 0 | 0 | 0 | 0 | 0 | 0 | 0 | 0 | 0 | 0 | 0 | 0 | 0 | 0 | 0 | 0 | 12
NO |  | 120 | 2012 | 2 | 10 | 10 |  | Split Rock (0918) | Sioux Falls | 230 | 230 | Steel Pole | 0.96 | 0 | 0 |  | 0 | 605867 | 605867 | 0 | 0 | 0 | 0 | 0 | 0 | 0 | 0 | 0 | 0 | 0 | 0 | 0 | 0 | 0 | 0 | 0 | 0 | 0 | 0 | 12
NO |  | 120 | 2012 | 2 | 11 | 11 |  | Paynesville Trans (0919) | Willmar | 230 | 230 | Steel Pole | 26.88 | 0 | 0 |  | 302577 | 7615686 | 7918263 | 0 | 0 | 0 | 0 | 0 | 0 | 0 | 0 | 0 | 0 | 0 | 0 | 0 | 0 | 0 | 0 | 0 | 0 | 0 | 0 | 12
NO |  | 120 | 2012 | 2 | 12 | 12 |  |  |  | 230 | 230 | 2 Pole H | 2.99 | 0 | 0 |  | 0 | 0 | 0 | 0 | 0 | 0 | 0 | 0 | 0 | 0 | 0 | 0 | 0 | 0 | 0 | 0 | 0 | 0 | 0 | 0 | 0 | 0 | 0 | 12
NO |  | 120 | 2012 | 2 | 13 | 13 |  | Rugby (0920) | Manitoba Hydro Inter | 230 | 230 | Steel Pole | 56.32 | 0 | 0 | 954ACSR | 1288507 | 12721035 | 14009542 | 0 | 0 | 0 | 0 | 0 | 0 | 0 | 0 | 0 | 0 | 0 | 0 | 0 | 0 | 0 | 0 | 0 | 0 | 0 | 0 | 12
NO |  | 120 | 2012 | 2 | 14 | 14 |  | Red Rock (0921) | 0902 Connection | 230 | 230 | Tower | 4.06 | 0 | 1 | 1272ACSR | 283792 | 971341 | 1255133 | 0 | 0 | 0 | 0 | 0 | 0 | 0 | 0 | 0 | 0 | 0 | 0 | 0 | 0 | 0 | 0 | 0 | 0 | 0 | 0 | 12
NO |  | 120 | 2012 | 2 | 15 | 15 |  |  |  | 230 | 230 | 2 Pole K | 9.66 | 0 | 1 | 1272ACSR | 0 | 0 | 0 | 0 | 0 | 0 | 0 | 0 | 0 | 0 | 0 | 0 | 0 | 0 | 0 | 0 | 0 | 0 | 0 | 0 | 0 | 0 | 0 | 12
NO |  | 120 | 2012 | 2 | 16 | 16 |  | Boswell (0922) | Cass Lake | 230 | 230 | 2 Pole H | 51.08 | 0 | 1 | 795ACSS | 1253752 | 23283598 | 24537350 | 0 | 0 | 0 | 0 | 0 | 0 | 0 | 0 | 0 | 0 | 0 | 0 | 0 | 0 | 0 | 0 | 0 | 0 | 0 | 0 | 12
NO |  | 120 | 2012 | 2 | 17 | 17 |  | Cass Lake (0923) | Wilton | 230 | 230 | 2 Pole H | 19.33 | 0 | 1 | 795ACSS | 474453 | 8811119 | 9285572 | 0 | 0 | 0 | 0 | 0 | 0 | 0 | 0 | 0 | 0 | 0 | 0 | 0 | 0 | 0 | 0 | 0 | 0 | 0 | 0 | 12
NO |  | 120 | 2012 | 2 | 18 | 18 |  | Mankato (5300) | Winnebago | 161 | 161 | 2 Pole H | 29.18 | 0 | 1 | 477ACSR | 143079 | 1305558 | 1448637 | 0 | 0 | 0 | 0 | 0 | 0 | 0 | 0 | 0 | 0 | 0 | 0 | 0 | 0 | 0 | 0 | 0 | 0 | 0 | 0 | 12
NO |  | 120 | 2012 | 2 | 19 | 19 |  | Split Rock (5301) | Heron Lake | 161 | 161 | 2 Pole H | 20.05 | 0 | 1 | 477ACSR | 59271 | 1536006 | 1595277 | 0 | 0 | 0 | 0 | 0 | 0 | 0 | 0 | 0 | 0 | 0 | 0 | 0 | 0 | 0 | 0 | 0 | 0 | 0 | 0 | 12
NO |  | 120 | 2012 | 2 | 20 | 20 |  | Lawrence Creek (5305) | St Croix Falls | 161 | 161 | Steel Pole | 1.45 | 0 | 1 | 795ACSS | 52746 | 9791367 | 9844113 | 0 | 0 | 0 | 0 | 0 | 0 | 0 | 0 | 0 | 0 | 0 | 0 | 0 | 0 | 0 | 0 | 0 | 0 | 0 | 0 | 12
NO |  | 120 | 2012 | 2 | 21 | 21 |  | Pleasant Valley (5306) | Byron | 161 | 161 | Steel Pole | 16.03 | 0 | 1 | 795ACSS | 949180 | 3934214 | 4883394 | 0 | 0 | 0 | 0 | 0 | 0 | 0 | 0 | 0 | 0 | 0 | 0 | 0 | 0 | 0 | 0 | 0 | 0 | 0 | 0 | 12
NO |  | 120 | 2012 | 2 | 22 | 22 |  | Pleasant Valley (5308) | Grand Meadow | 0 | 0 |  | 0 | 0 | 0 |  | 0 | 0 | 0 | 0 | 0 | 0 | 0 | 0 | 0 | 0 | 0 | 0 | 0 | 0 | 0 | 0 | 0 | 0 | 0 | 0 | 0 | 0 | 0 | 12
SI/SI | A | 120 | 2012 | 2 | 23 | 23 |  | Various 115.00 OH |  | 115 | 0 |  | 1416.07 | 121.02 | 0 |  | 17785037 | 439149882 | 456934919 | 0 | 0 | 0 | 5167474.82 | 0 | 0 | 0 | 0 | 0 | 0 | 0 | 0 | 0 | 0 | 0 | 0 | 0 | 0 | 0 | 0 | 12
SI/SI | A | 120 | 2012 | 2 | 24 | 24 |  | Various 69.00 OH |  | 69 | 0 |  | 1563.59 | 62.16 | 0 |  | 4442830 | 171652099 | 176094929 | 0 | 0 | 0 | 1991456.7123 | 0 | 0 | 0 | 0 | 0 | 0 | 0 | 0 | 0 | 0 | 0 | 0 | 0 | 0 | 0 | 0 | 12
SI/SI | A | 120 | 2012 | 2 | 25 | 25 |  | Various 34.50 OH |  | 35 | 0 |  | 77.92 | 13.2 | 0 |  | 15920 | 25455638 | 25471558 | 0 | 0 | 0 | 288057.728 | 0 | 0 | 0 | 0 | 0 | 0 | 0 | 0 | 0 | 0 | 0 | 0 | 0 | 0 | 0 | 0 | 12
SI/SI | A | 120 | 2012 | 2 | 26 | 26 |  | Various 23.00 OH |  | 23 | 0 |  | 5.55 | 1.2 | 0 |  | 425 | 471739 | 472164 | 0 | 0 | 0 | 5339.7004 | 0 | 0 | 0 | 0 | 0 | 0 | 0 | 0 | 0 | 0 | 0 | 0 | 0 | 0 | 0 | 0 | 12
SI/SI | A | 120 | 2012 | 2 | 27 | 27 |  | Various 13.80 OH |  | 0 | 0 |  | 0 | 0 | 0 |  | 61063 | 0 | 61063 | 0 | 0 | 0 | 690.5612 | 0 | 0 | 0 | 0 | 0 | 0 | 0 | 0 | 0 | 0 | 0 | 0 | 0 | 0 | 0 | 0 | 12
NO |  | 120 | 2012 | 2 | 28 | 28 |  | Various 161.00 UG |  | 161 | 0 |  | 0.58 | 0 | 0 |  | 0 | 0 | 0 | 0 | 0 | 0 | 0 | 0 | 0 | 0 | 0 | 0 | 0 | 0 | 0 | 0 | 0 | 0 | 0 | 0 | 0 | 0 | 0 | 12
SI/SI | S | 120 | 2012 | 2 | 29 | 29 |  | Various 115.00 UG | North Dakota(MN Company) | 115 | 0 | Undergrnd | 0.12 | 0 | 0 |  | 0 | 23918628 | 23918628 | 0 | 0 | 0 | 270495.65 | 0 | 0 | 0 | 0 | 0 | 0 | 0 | 0 | 0 | 0 | 0 | 0 | 0 | 0 | 0 | 0 | 12
NO |  | 120 | 2012 | 2 | 30 | 30 |  | Various 115.00 UG |  | 115 | 0 | Undergrnd | 9.78 | 0 | 0 |  | 0 | 0 | 0 | 0 | 0 | 0 | 0 | 0 | 0 | 0 | 0 | 0 | 0 | 0 | 0 | 0 | 0 | 0 | 0 | 0 | 0 | 0 | 0 | 12
SI/SI | S | 120 | 2012 | 2 | 31 | 31 |  | Various 69.00 UG |  | 69 | 0 | Undergrnd | 1.59 | 0 | 0 |  | 0 | 798244 | 798244 | 0 | 0 | 0 | 9027.3376 | 0 | 0 | 0 | 0 | 0 | 0 | 0 | 0 | 0 | 0 | 0 | 0 | 0 | 0 | 0 | 0 | 12
SI/SI | S | 120 | 2012 | 2 | 32 | 32 |  | Various 34.50 UG |  | 0 | 0 | Undergrnd | 2 | 0 | 0 |  | 0 | 880309 | 880309 | 0 | 0 | 0 | 9955.4103 | 0 | 0 | 0 | 0 | 0 | 0 | 0 | 0 | 0 | 0 | 0 | 0 | 0 | 0 | 0 | 0 | 12
NO |  | 120 | 2012 | 2 | 33 | 33 |  | Various 13.80 UG |  | 14 | 0 | Undergrnd | 0 | 0 | 0 |  | 0 | 0 | 0 | 0 | 0 | 0 | 0 | 0 | 0 | 0 | 0 | 0 | 0 | 0 | 0 | 0 | 0 | 0 | 0 | 0 | 0 | 0 | 0 | 12
NO |  | 120 | 2012 | 0 | 36 | 36 |  | TOTAL |  | 0 | 0 |  | 4570.98 | 385.01 | 87 |  | 55977481 | 1096923350 | 1152900831 | 3248446 | 7668200 | 2121504 | 13038150 | 0 | 0 | 0 | 0 | 0 | 0 | 0 | 0 | 0 | 0 | 0 | 0 | 0 | 0 | 0 | 0 | 12
NO |  | 120 | 2012 | 2 | 35 | 35 |  | Preconstruction No KV |  | 0 | 0 |  | 0 | 0 | 0 |  | 0 | -457 | -457 | 0 | 0 | 0 | 0 | 0 | 0 | 0 | 0 | 0 | 0 | 0 | 0 | 0 | 0 | 0 | 0 | 0 | 0 | 0 | 0 | 12
NO |  | 120 | 2012 | 2 | 34 | 34 |  | Leased Line Granite Ci | St. Regis | 0 | 0 |  | 0 | 0 | 0 |  | 0 | 1141215 | 1141215 | 0 | 0 | 0 | 0 | 0 | 0 | 0 | 0 | 0 | 0 | 0 | 0 | 0 | 0 | 0 | 0 | 0 | 0 | 0 | 0 | 12
NO |  | 120 | 2012 | 3 | 1 | 1 |  | All Lines |  | 0 | 0 |  | 0 | 0 | 0 |  | 0 | 0 | 0 | 3248446 | 7668200 | 2121504 | 13038150 | 0 | 0 | 0 | 0 | 0 | 0 | 0 | 0 | 0 | 0 | 0 | 0 | 0 | 0 | 0 | 0 | 12
NO |  | 121 | 2012 | 0 | 36 | 36 |  | TOTAL |  | 0 | 0 |  | 2195.98 | 179.41 | 28 |  | 14480027 | 323196113 | 337676140 | 962993 | 2755341 | 503336 | 4221670 | 0 | 0 | 0 | 0 | 0 | 0 | 0 | 0 | 0 | 0 | 0 | 0 | 0 | 0 | 0 | 0 | 12
NO |  | 121 | 2012 | 0 | 1 | 1 |  | (W3101) ST CROIX RIVER (LI) | EAU CLAIRE | 345 | 345 | K-FRAME | 59.06 | 0 | 1 | 795 ACSR | 426269 | 21817129 | 22243398 | 0 | 0 | 0 | 0 | 0 | 0 | 0 | 0 | 0 | 0 | 0 | 0 | 0 | 0 | 0 | 0 | 0 | 0 | 0 | 0 | 12
NO |  | 121 | 2012 | 0 | 3 | 3 |  | (W3102) ROCKY RUN (WPS) | EAU CLAIRE | 345 | 345 | K-FRAME | 77.64 | 0 | 1 | 795 ACSR | 399713 | 35873111 | 36272824 | 0 | 0 | 0 | 0 | 0 | 0 | 0 | 0 | 0 | 0 | 0 | 0 | 0 | 0 | 0 | 0 | 0 | 0 | 0 | 0 | 12
NO |  | 121 | 2012 | 0 | 5 | 5 |  | (W3201) LA CROSSE | DPC TIE | 161 | 161 | H-FRAME | 3.89 | 0 | 1 | 795 ACSR | 25111 | 690255 | 715366 | 0 | 0 | 0 | 0 | 0 | 0 | 0 | 0 | 0 | 0 | 0 | 0 | 0 | 0 | 0 | 0 | 0 | 0 | 0 | 0 | 12
NO |  | 121 | 2012 | 0 | 7 | 7 |  | (W3202) EAU CLAIRE | STR. 10 | 161 | 161 | H-FRAME | 1.02 | 0 | 1 | 477 ACSR | 0 | 25977 | 25977 | 0 | 0 | 0 | 0 | 0 | 0 | 0 | 0 | 0 | 0 | 0 | 0 | 0 | 0 | 0 | 0 | 0 | 0 | 0 | 0 | 12
NO |  | 121 | 2012 | 0 | 8 | 8 |  | (W3203) EAU CLAIRE | LA CROSSE | 161 | 161 | H-FRAME | 79.28 | 0 | 1 | 477 ACSR | 485486 | 4568850 | 5054336 | 0 | 0 | 0 | 0 | 0 | 0 | 0 | 0 | 0 | 0 | 0 | 0 | 0 | 0 | 0 | 0 | 0 | 0 | 0 | 0 | 12
NO |  | 121 | 2012 | 0 | 10 | 10 |  | (W3204) JACKSON COUNTY | ALMA | 161 | 161 | H-FRAME | 23.47 | 0 | 1 | 795 ACSR | 159903 | 1139887 | 1299790 | 0 | 0 | 0 | 0 | 0 | 0 | 0 | 0 | 0 | 0 | 0 | 0 | 0 | 0 | 0 | 0 | 0 | 0 | 0 | 0 | 12
NO |  | 121 | 2012 | 0 | 12 | 12 |  | (W3205) COULEE AVE. | LA CROSSE | 161 | 161 | H-FRAME | 8.14 | 0 | 1 | 477 ACSR | 96279 | 1621843 | 1718122 | 0 | 0 | 0 | 0 | 0 | 0 | 0 | 0 | 0 | 0 | 0 | 0 | 0 | 0 | 0 | 0 | 0 | 0 | 0 | 0 | 12
NO |  | 121 | 2012 | 0 | 14 | 14 |  | (W3206) COULEE AVENUE | DPC TIE | 161 | 161 | H-FRAME | 0.79 | 0.96 | 1 | 636 ACSR | 0 | 432383 | 432383 | 0 | 0 | 0 | 0 | 0 | 0 | 0 | 0 | 0 | 0 | 0 | 0 | 0 | 0 | 0 | 0 | 0 | 0 | 0 | 0 | 12
NO |  | 121 | 2012 | 0 | 15 | 15 |  | (W3207) LA CROSSE | MONROE COUNTY | 161 | 161 | H-FRAME | 26.66 | 0 | 1 | 705 ACSR | 226595 | 1831952 | 2058547 | 0 | 0 | 0 | 0 | 0 | 0 | 0 | 0 | 0 | 0 | 0 | 0 | 0 | 0 | 0 | 0 | 0 | 0 | 0 | 0 | 12
NO |  | 121 | 2012 | 0 | 17 | 17 |  | (W3209) CRYSTAL CAVE | APPLE RIVER | 161 | 161 | 1 POLE WD | 40.31 | 0 | 1 | 954 ACSR | 276200 | 4672919 | 4949119 | 0 | 0 | 0 | 0 | 0 | 0 | 0 | 0 | 0 | 0 | 0 | 0 | 0 | 0 | 0 | 0 | 0 | 0 | 0 | 0 | 12
NO |  | 121 | 2012 | 0 | 18 | 18 |  | (W3210) EAU CLAIRE | ELK MOUND | 161 | 161 | H-FRAME | 7.76 | 0 | 1 | 795 ACSR | 20271 | 2956359 | 2976630 | 0 | 0 | 0 | 0 | 0 | 0 | 0 | 0 | 0 | 0 | 0 | 0 | 0 | 0 | 0 | 0 | 0 | 0 | 0 | 0 | 12
NO |  | 121 | 2012 | 0 | 19 | 19 |  | (W3211) LINE W3220 | PRESTO | 161 | 161 | 1 POLE WD | 1.84 | 0 | 1 | 4/0 ACSR | 29282 | 365977 | 395259 | 0 | 0 | 0 | 0 | 0 | 0 | 0 | 0 | 0 | 0 | 0 | 0 | 0 | 0 | 0 | 0 | 0 | 0 | 0 | 0 | 12
NO |  | 121 | 2012 | 0 | 20 | 20 |  | (W3213) EAU CLAIRE | WHEATON | 161 | 161 | H-FRAME | 24.54 | 0.41 | 1 | 795 ACSR | 352275 | 6155581 | 6507856 | 0 | 0 | 0 | 0 | 0 | 0 | 0 | 0 | 0 | 0 | 0 | 0 | 0 | 0 | 0 | 0 | 0 | 0 | 0 | 0 | 12
NO |  | 121 | 2012 | 0 | 21 | 21 |  | (W3214) WHEATON | HYDRO LANE | 161 | 161 | 1 POLE WD | 11.76 | 1.62 | 1 | 795 ACSR | 485031 | 3497609 | 3982640 | 0 | 0 | 0 | 0 | 0 | 0 | 0 | 0 | 0 | 0 | 0 | 0 | 0 | 0 | 0 | 0 | 0 | 0 | 0 | 0 | 12
NO |  | 121 | 2012 | 0 | 22 | 22 |  | (W3215) CRYSTAL CAVE | RED CEDAR | 161 | 161 | 1 POLE WD | 27.18 | 1.56 | 1 | 795 ACSR | 35141 | 513943 | 549084 | 0 | 0 | 0 | 0 | 0 | 0 | 0 | 0 | 0 | 0 | 0 | 0 | 0 | 0 | 0 | 0 | 0 | 0 | 0 | 0 | 12
NO |  | 121 | 2012 | 0 | 23 | 23 |  | (W3216) STONE LAKE | WASHCO (DPC) | 161 | 161 | H-FRAME | 0.09 | 20.26 | 1 | 636 ACSR | 30345 | 0 | 30345 | 0 | 0 | 0 | 0 | 0 | 0 | 0 | 0 | 0 | 0 | 0 | 0 | 0 | 0 | 0 | 0 | 0 | 0 | 0 | 0 | 12
NO |  | 121 | 2012 | 0 | 24 | 24 |  | (W3217) STONE LAKE | GINGLES | 161 | 161 | 1 POLE WD | 63.72 | 0 | 1 | 795 ACSR | 603813 | 20125701 | 20729514 | 0 | 0 | 0 | 0 | 0 | 0 | 0 | 0 | 0 | 0 | 0 | 0 | 0 | 0 | 0 | 0 | 0 | 0 | 0 | 0 | 12
NO |  | 121 | 2012 | 0 | 25 | 25 |  | (W3218) ST CROIX RIVER (LI) | POPLAR LAKE (DPC) | 161 | 161 | STEEL POLE | 0.08 | 0 | 1 | 795 ACSR | 0 | 15403741 | 15403741 | 0 | 0 | 0 | 0 | 0 | 0 | 0 | 0 | 0 | 0 | 0 | 0 | 0 | 0 | 0 | 0 | 0 | 0 | 0 | 0 | 12
NO |  | 121 | 2012 | 0 | 27 | 27 |  | (W3219) GRAVEL ISLAND | HALLIE | 161 | 161 | STEEL POLE | 3.17 | 0 | 1 | 795 ACSS | 49201 | 2469937 | 2519138 | 0 | 0 | 0 | 0 | 0 | 0 | 0 | 0 | 0 | 0 | 0 | 0 | 0 | 0 | 0 | 0 | 0 | 0 | 0 | 0 | 12
NO |  | 121 | 2012 | 0 | 28 | 28 |  | (W3220) EAU CLAIRE | HALLIE | 161 | 161 | STEEL POLE | 3.48 | 0.27 | 1 | 795 ACSS | 34923 | 3888681 | 3923604 | 0 | 0 | 0 | 0 | 0 | 0 | 0 | 0 | 0 | 0 | 0 | 0 | 0 | 0 | 0 | 0 | 0 | 0 | 0 | 0 | 12
SI/SI | A | 121 | 2012 | 0 | 30 | 30 |  | Summary of 115 kV System |  | 115 | 0 | OVERHEAD | 420.66 | 30.77 | 0 |  | 2753608 | 50507447 | 53261055 | 0 | 0 | 0 | 665876.4758 | 0 | 0 | 0 | 0 | 0 | 0 | 0 | 0 | 0 | 0 | 0 | 0 | 0 | 0 | 0 | 0 | 12
SI/SI | A | 121 | 2012 | 0 | 31 | 31 |  | Summary of 88 kV System |  | 88 | 0 | OVERHEAD | 72.9 | 4.74 | 0 |  | 239696 | 6349346 | 6589042 | 0 | 0 | 0 | 82377.0401 | 0 | 0 | 0 | 0 | 0 | 0 | 0 | 0 | 0 | 0 | 0 | 0 | 0 | 0 | 0 | 0 | 12
SI/SI | A | 121 | 2012 | 0 | 32 | 32 |  | Summary of 69 kV System OH |  | 69 | 0 | OVERHEAD | 943.95 | 107.75 | 0 |  | 6689405 | 113490327 | 120179732 | 0 | 0 | 0 | 1502502.2769 | 0 | 0 | 0 | 0 | 0 | 0 | 0 | 0 | 0 | 0 | 0 | 0 | 0 | 0 | 0 | 0 | 12
SI/SI | A | 121 | 2012 | 0 | 34 | 34 |  | Summary of 34.5 kV System |  | 34.5 | 0 | OVERHEAD | 276.06 | 11.04 | 0 |  | 730720 | 17614043 | 18344763 | 0 | 0 | 0 | 229348.5575 | 0 | 0 | 0 | 0 | 0 | 0 | 0 | 0 | 0 | 0 | 0 | 0 | 0 | 0 | 0 | 0 | 12
SI/SI | A | 121 | 2012 | 0 | 35 | 35 |  | Summary of 23 kV System |  | 23 | 0 | OVERHEAD | 6.82 | 0 | 0 |  | 7931 | 626938 | 634869 | 0 | 0 | 0 | 7937.2129 | 0 | 0 | 0 | 0 | 0 | 0 | 0 | 0 | 0 | 0 | 0 | 0 | 0 | 0 | 0 | 0 | 12
NO |  | 121 | 2012 | 0 | 2 | 2 |  |  |  | 345 | 345 | TOWER | 4.77 | 0 | 1 | 795 ACSR | 0 | 0 | 0 | 0 | 0 | 0 | 0 | 0 | 0 | 0 | 0 | 0 | 0 | 0 | 0 | 0 | 0 | 0 | 0 | 0 | 0 | 0 | 0 | 12
NO |  | 121 | 2012 | 0 | 4 | 4 |  |  |  | 345 | 345 | TOWER | 2.39 | 0 | 1 | 795 ACSR | 0 | 0 | 0 | 0 | 0 | 0 | 0 | 0 | 0 | 0 | 0 | 0 | 0 | 0 | 0 | 0 | 0 | 0 | 0 | 0 | 0 | 0 | 0 | 12
NO |  | 121 | 2012 | 0 | 6 | 6 |  |  |  | 161 | 161 | TOWER | 0.13 | 0 | 1 | 795 ACSR | 0 | 0 | 0 | 0 | 0 | 0 | 0 | 0 | 0 | 0 | 0 | 0 | 0 | 0 | 0 | 0 | 0 | 0 | 0 | 0 | 0 | 0 | 0 | 12
NO |  | 121 | 2012 | 0 | 9 | 9 |  |  |  | 161 | 161 | TOWER | 0.76 | 0 | 1 | 477 ACSR | 0 | 0 | 0 | 0 | 0 | 0 | 0 | 0 | 0 | 0 | 0 | 0 | 0 | 0 | 0 | 0 | 0 | 0 | 0 | 0 | 0 | 0 | 0 | 12
NO |  | 121 | 2012 | 0 | 11 | 11 |  |  |  | 161 | 161 | TOWER | 0.12 | 0.02 | 1 | 795 ACSR | 0 | 0 | 0 | 0 | 0 | 0 | 0 | 0 | 0 | 0 | 0 | 0 | 0 | 0 | 0 | 0 | 0 | 0 | 0 | 0 | 0 | 0 | 0 | 12
NO |  | 121 | 2012 | 0 | 13 | 13 |  |  |  | 161 | 161 | TOWER | 0.18 | 0 | 1 | 477 ACSR | 0 | 0 | 0 | 0 | 0 | 0 | 0 | 0 | 0 | 0 | 0 | 0 | 0 | 0 | 0 | 0 | 0 | 0 | 0 | 0 | 0 | 0 | 0 | 12
NO |  | 121 | 2012 | 0 | 16 | 16 |  |  |  | 161 | 161 | TOWER | 0.11 | 0.01 | 1 | 705 ACSR | 0 | 0 | 0 | 0 | 0 | 0 | 0 | 0 | 0 | 0 | 0 | 0 | 0 | 0 | 0 | 0 | 0 | 0 | 0 | 0 | 0 | 0 | 0 | 12
NO |  | 121 | 2012 | 0 | 26 | 26 |  |  |  | 161 | 161 | UNDERGROUND | 2.38 | 0 | 1 | 3000 CU | 0 | 0 | 0 | 0 | 0 | 0 | 0 | 0 | 0 | 0 | 0 | 0 | 0 | 0 | 0 | 0 | 0 | 0 | 0 | 0 | 0 | 0 | 0 | 12
SI/SI | S | 121 | 2012 | 0 | 33 | 33 |  | Summary of 69 kV System UG |  | 69 | 0 | UNDERGROUND | 0.87 | 0 | 0 |  | 322829 | 6556177 | 6879006 | 0 | 0 | 0 | 86002.2069 | 0 | 0 | 0 | 0 | 0 | 0 | 0 | 0 | 0 | 0 | 0 | 0 | 0 | 0 | 0 | 0 | 12
NO |  | 121 | 2012 | 1 | 2 | 2 |  | Expenses Applicable to |  | 0 | 0 |  | 0 | 0 | 0 |  | 0 | 0 | 0 | 0 | 0 | 0 | 0 | 0 | 0 | 0 | 0 | 0 | 0 | 0 | 0 | 0 | 0 | 0 | 0 | 0 | 0 | 0 | 0 | 12
NO |  | 121 | 2012 | 1 | 3 | 3 |  | All Lines |  | 0 | 0 |  | 0 | 0 | 0 |  | 0 | 0 | 0 | 962993 | 2755341 | 503336 | 4221670 | 0 | 0 | 0 | 0 | 0 | 0 | 0 | 0 | 0 | 0 | 0 | 0 | 0 | 0 | 0 | 0 | 12
NO |  | 166 | 2012 | 0 | 36 | 36 |  | TOTAL |  | 0 | 0 |  | 6383 | 521.44 | 73 |  | 56968060 | 694969877 | 751937937 | 971198 | 1557097 | 1075619 | 3603914 | 0 | 0 | 0 | 0 | 0 | 0 | 0 | 0 | 0 | 0 | 0 | 0 | 0 | 0 | 0 | 0 | 12
NO |  | 166 | 2012 | 0 | 1 | 1 |  | (J01) TUCO INTG | OKLAUNION (PSO) | 345 | 345 | T60-327 | 162 | 0 | 1 | 795 ACSR | 0 | 0 | 0 | 0 | 0 | 0 | 0 | 0 | 0 | 0 | 0 | 0 | 0 | 0 | 0 | 0 | 0 | 0 | 0 | 0 | 0 | 0 | 0 | 12
NO |  | 166 | 2012 | 0 | 2 | 2 |  | (J02) TOLK STA | EDDY CO INTG | 345 | 345 | T0-3001 | 159 | 0 | 1 | 795 ACSR | 0 | 0 | 0 | 0 | 0 | 0 | 0 | 0 | 0 | 0 | 0 | 0 | 0 | 0 | 0 | 0 | 0 | 0 | 0 | 0 | 0 | 0 | 0 | 12
NO |  | 166 | 2012 | 0 | 3 | 3 |  | (J04) FINNEY SW STA | HOLCOMB INTG | 345 | 345 | T0-4001 | 1 | 0 | 1 | 795 ACSR | 0 | 0 | 0 | 0 | 0 | 0 | 0 | 0 | 0 | 0 | 0 | 0 | 0 | 0 | 0 | 0 | 0 | 0 | 0 | 0 | 0 | 0 | 0 | 12
NO |  | 166 | 2012 | 0 | 4 | 4 |  | (J05) FINNEY SW STA | LAMAR INTG | 345 | 345 | T0-4001 | 79 | 0 | 1 | 795 ACSR | 0 | 0 | 0 | 0 | 0 | 0 | 0 | 0 | 0 | 0 | 0 | 0 | 0 | 0 | 0 | 0 | 0 | 0 | 0 | 0 | 0 | 0 | 0 | 12
NO |  | 166 | 2012 | 0 | 5 | 5 |  | (J06) POTTER CO INTG | HITCHLAND INTG | 345 | 345 | T0-4001 | 103 | 0 | 1 | 795 ACSR | 0 | 0 | 0 | 0 | 0 | 0 | 0 | 0 | 0 | 0 | 0 | 0 | 0 | 0 | 0 | 0 | 0 | 0 | 0 | 0 | 0 | 0 | 0 | 12
NO |  | 166 | 2012 | 0 | 6 | 6 |  | (J07) HITCHLAND INTG | FINNEY SW STA | 345 | 345 | T0-4001 | 119 | 0 | 1 | 795 ACSR | 0 | 0 | 0 | 0 | 0 | 0 | 0 | 0 | 0 | 0 | 0 | 0 | 0 | 0 | 0 | 0 | 0 | 0 | 0 | 0 | 0 | 0 | 0 | 12
NO |  | 166 | 2012 | 0 | 7 | 7 |  | (K01) TUCO INTG | SWISHER CO INTG | 230 | 230 | T0-1001 | 40 | 0 | 1 | 795 ACSR | 0 | 0 | 0 | 0 | 0 | 0 | 0 | 0 | 0 | 0 | 0 | 0 | 0 | 0 | 0 | 0 | 0 | 0 | 0 | 0 | 0 | 0 | 0 | 12
NO |  | 166 | 2012 | 0 | 8 | 8 |  | (K02) SUNDOWN INTG | WOLFFORTH INTG | 230 | 230 | T0-1001 | 16 | 0 | 1 | 795 ACSR | 0 | 0 | 0 | 0 | 0 | 0 | 0 | 0 | 0 | 0 | 0 | 0 | 0 | 0 | 0 | 0 | 0 | 0 | 0 | 0 | 0 | 0 | 0 | 12
NO |  | 166 | 2012 | 0 | 9 | 9 |  |  |  | 230 | 230 | T0-2001 | 9 | 0 | 1 | 795 ACSR | 0 | 0 | 0 | 0 | 0 | 0 | 0 | 0 | 0 | 0 | 0 | 0 | 0 | 0 | 0 | 0 | 0 | 0 | 0 | 0 | 0 | 0 | 0 | 12
NO |  | 166 | 2012 | 0 | 10 | 10 |  | (K03) SUNDOWN INTG | AMOCO SW STA | 230 | 230 | T0-1001 | 5 | 0 | 1 | 795 ACSR | 0 | 0 | 0 | 0 | 0 | 0 | 0 | 0 | 0 | 0 | 0 | 0 | 0 | 0 | 0 | 0 | 0 | 0 | 0 | 0 | 0 | 0 | 0 | 12
NO |  | 166 | 2012 | 0 | 11 | 11 |  | (K06) NICHOLS STA | HUTCHINSON CO INTG | 230 | 230 | T0-1001 | 31 | 0 | 1 | 397 ACSR | 0 | 0 | 0 | 0 | 0 | 0 | 0 | 0 | 0 | 0 | 0 | 0 | 0 | 0 | 0 | 0 | 0 | 0 | 0 | 0 | 0 | 0 | 0 | 12
NO |  | 166 | 2012 | 0 | 12 | 12 |  | (K07) JONES STA | TUCO INTG | 230 | 230 | T0-1001 | 9 | 0 | 1 | 397.5 ACSR | 0 | 0 | 0 | 0 | 0 | 0 | 0 | 0 | 0 | 0 | 0 | 0 | 0 | 0 | 0 | 0 | 0 | 0 | 0 | 0 | 0 | 0 | 0 | 12
NO |  | 166 | 2012 | 0 | 13 | 13 |  |  |  | 230 | 230 | T60-179 | 20 | 0 | 1 | 397.5 ACSR | 0 | 0 | 0 | 0 | 0 | 0 | 0 | 0 | 0 | 0 | 0 | 0 | 0 | 0 | 0 | 0 | 0 | 0 | 0 | 0 | 0 | 0 | 0 | 12
NO |  | 166 | 2012 | 0 | 14 | 14 |  | (K08) JONES STA | LUBBOCK SOUTH INTG #1 | 230 | 230 | T60-179 | 5 | 0 | 1 | 795 ACSR | 0 | 0 | 0 | 0 | 0 | 0 | 0 | 0 | 0 | 0 | 0 | 0 | 0 | 0 | 0 | 0 | 0 | 0 | 0 | 0 | 0 | 0 | 0 | 12
NO |  | 166 | 2012 | 0 | 15 | 15 |  | (K10) WOLFFORTH INTG | LUBBOCK SOUTH INTG | 230 | 230 | T0-2001 | 15 | 0 | 1 | 795 ACSR | 0 | 0 | 0 | 0 | 0 | 0 | 0 | 0 | 0 | 0 | 0 | 0 | 0 | 0 | 0 | 0 | 0 | 0 | 0 | 0 | 0 | 0 | 0 | 12
NO |  | 166 | 2012 | 0 | 16 | 16 |  | (K11) BUSHLAND INTG | DEAF SMITH CO INTG | 230 | 230 | T0-1001 | 34 | 0 | 1 | 795 ACSR | 0 | 0 | 0 | 0 | 0 | 0 | 0 | 0 | 0 | 0 | 0 | 0 | 0 | 0 | 0 | 0 | 0 | 0 | 0 | 0 | 0 | 0 | 0 | 12
NO |  | 166 | 2012 | 0 | 17 | 17 |  | (K14) JONES STA | LUBBOCK SOUTH INTG #2 | 230 | 230 | T60-179 | 0 | 5.31 | 1 | 795 ACSR | 0 | 0 | 0 | 0 | 0 | 0 | 0 | 0 | 0 | 0 | 0 | 0 | 0 | 0 | 0 | 0 | 0 | 0 | 0 | 0 | 0 | 0 | 0 | 12
NO |  | 166 | 2012 | 0 | 18 | 18 |  | (K15) JONES STA | LUBBOCK EAST INTG | 230 | 230 | T60-179 | 3 | 2.88 | 1 | 795 ACSR | 0 | 0 | 0 | 0 | 0 | 0 | 0 | 0 | 0 | 0 | 0 | 0 | 0 | 0 | 0 | 0 | 0 | 0 | 0 | 0 | 0 | 0 | 0 | 12
NO |  | 166 | 2012 | 0 | 19 | 19 |  | (K16) NICHOLS STA | HARRINGTON STA #1 | 230 | 230 | T0-1001 | 1 | 0 | 1 | 795 ACCC | 0 | 0 | 0 | 0 | 0 | 0 | 0 | 0 | 0 | 0 | 0 | 0 | 0 | 0 | 0 | 0 | 0 | 0 | 0 | 0 | 0 | 0 | 0 | 12
NO |  | 166 | 2012 | 0 | 20 | 20 |  | (K17) NICHOLS STA | HARRINGTON STA #2 | 230 | 230 | T0-1001 | 1 | 0 | 1 | 795 ACSR | 0 | 0 | 0 | 0 | 0 | 0 | 0 | 0 | 0 | 0 | 0 | 0 | 0 | 0 | 0 | 0 | 0 | 0 | 0 | 0 | 0 | 0 | 0 | 12
NO |  | 166 | 2012 | 0 | 21 | 21 |  | (K18) TOLK STA | ROOSEVELT CO INTG | 230 | 230 | T0-1001 | 40 | 0 | 1 | 795 ACSR | 0 | 0 | 0 | 0 | 0 | 0 | 0 | 0 | 0 | 0 | 0 | 0 | 0 | 0 | 0 | 0 | 0 | 0 | 0 | 0 | 0 | 0 | 0 | 12
NO |  | 166 | 2012 | 0 | 22 | 22 |  | (K19) HARRINGTON STA | RANDALL CO INTG | 230 | 230 | T0-A108 | 12 | 0 | 1 | 795 ACSR | 0 | 0 | 0 | 0 | 0 | 0 | 0 | 0 | 0 | 0 | 0 | 0 | 0 | 0 | 0 | 0 | 0 | 0 | 0 | 0 | 0 | 0 | 0 | 12
NO |  | 166 | 2012 | 0 | 23 | 23 |  | (K20) YOAKUM CO INTG | LEA CO INTG | 230 | 230 | T0-1001 | 47 | 0 | 1 | 795 ACSR | 0 | 0 | 0 | 0 | 0 | 0 | 0 | 0 | 0 | 0 | 0 | 0 | 0 | 0 | 0 | 0 | 0 | 0 | 0 | 0 | 0 | 0 | 0 | 12
NO |  | 166 | 2012 | 0 | 24 | 24 |  | (K21) PLANT X STA | DEAF SMITH CO INTG | 230 | 230 | T0-2001 | 47 | 0 | 1 | 795 ACSR | 0 | 0 | 0 | 0 | 0 | 0 | 0 | 0 | 0 | 0 | 0 | 0 | 0 | 0 | 0 | 0 | 0 | 0 | 0 | 0 | 0 | 0 | 0 | 12
NO |  | 166 | 2012 | 0 | 25 | 25 |  | (K23) CUNNINGHAM STA | EDDY CO INTG | 230 | 230 | T0-1001 | 59 | 0 | 1 | 795 ACSR | 0 | 0 | 0 | 0 | 0 | 0 | 0 | 0 | 0 | 0 | 0 | 0 | 0 | 0 | 0 | 0 | 0 | 0 | 0 | 0 | 0 | 0 | 0 | 12
NO |  | 166 | 2012 | 0 | 26 | 26 |  | (K24) TUCO INTG | CARLISLE INTG | 230 | 230 | T60-302B | 27 | 0 | 1 | 795 ACSR | 0 | 0 | 0 | 0 | 0 | 0 | 0 | 0 | 0 | 0 | 0 | 0 | 0 | 0 | 0 | 0 | 0 | 0 | 0 | 0 | 0 | 0 | 0 | 12
NO |  | 166 | 2012 | 0 | 27 | 27 |  | (K25) TOLK STA | YOAKUM CO INTG | 230 | 230 | T0-1001 | 89 | 0 | 1 | 795 ACSR | 0 | 0 | 0 | 0 | 0 | 0 | 0 | 0 | 0 | 0 | 0 | 0 | 0 | 0 | 0 | 0 | 0 | 0 | 0 | 0 | 0 | 0 | 0 | 12
NO |  | 166 | 2012 | 0 | 28 | 28 |  | (K27) TOLK STA | PLANT X STA #1 | 230 | 230 | T0-1001 | 10 | 0 | 1 | 795 ACSR | 0 | 0 | 0 | 0 | 0 | 0 | 0 | 0 | 0 | 0 | 0 | 0 | 0 | 0 | 0 | 0 | 0 | 0 | 0 | 0 | 0 | 0 | 0 | 12
NO |  | 166 | 2012 | 0 | 29 | 29 |  | (K30) TOLK STA | ROOSEVELT CO INTG | 230 | 230 | T0-1001 | 40 | 0 | 1 | 795 ACSR | 0 | 0 | 0 | 0 | 0 | 0 | 0 | 0 | 0 | 0 | 0 | 0 | 0 | 0 | 0 | 0 | 0 | 0 | 0 | 0 | 0 | 0 | 0 | 12
NO |  | 166 | 2012 | 0 | 30 | 30 |  | (K31) POTTER CO INTG | MOORE CO INTG | 230 | 230 | T0-2001 | 48 | 0 | 1 | 795 ACSR | 0 | 0 | 0 | 0 | 0 | 0 | 0 | 0 | 0 | 0 | 0 | 0 | 0 | 0 | 0 | 0 | 0 | 0 | 0 | 0 | 0 | 0 | 0 | 12
NO |  | 166 | 2012 | 0 | 31 | 31 |  | (K32) HARRINGTON STA | POTTER CO INTG | 230 | 230 | T0-1001 | 11 | 0.02 | 1 | 795 ACSR | 0 | 0 | 0 | 0 | 0 | 0 | 0 | 0 | 0 | 0 | 0 | 0 | 0 | 0 | 0 | 0 | 0 | 0 | 0 | 0 | 0 | 0 | 0 | 12
NO |  | 166 | 2012 | 0 | 32 | 32 |  | (K33) YOAKUM CO INTG | AMOCO SW STA | 230 | 230 | T0-1001 | 37 | 0 | 1 | 795 ACSR | 0 | 0 | 0 | 0 | 0 | 0 | 0 | 0 | 0 | 0 | 0 | 0 | 0 | 0 | 0 | 0 | 0 | 0 | 0 | 0 | 0 | 0 | 0 | 12
NO |  | 166 | 2012 | 0 | 33 | 33 |  | (K34) AMOCO SW STA | AMOCO | 230 | 230 | T0-1001 | 0 | 0 | 1 | 795 ACSR | 0 | 0 | 0 | 0 | 0 | 0 | 0 | 0 | 0 | 0 | 0 | 0 | 0 | 0 | 0 | 0 | 0 | 0 | 0 | 0 | 0 | 0 | 0 | 12
NO |  | 166 | 2012 | 0 | 34 | 34 |  | (K35) CUNNINGHAM STA | LEA CO INTG | 230 | 230 | T0-1001 | 3 | 0 | 1 | 795 ACSR | 0 | 0 | 0 | 0 | 0 | 0 | 0 | 0 | 0 | 0 | 0 | 0 | 0 | 0 | 0 | 0 | 0 | 0 | 0 | 0 | 0 | 0 | 0 | 12
NO |  | 166 | 2012 | 0 | 35 | 35 |  | (K37) TOLK STA | LAMB CO INTG | 230 | 230 | T0-1001 | 35 | 0 | 1 | 795 ACSR | 0 | 0 | 0 | 0 | 0 | 0 | 0 | 0 | 0 | 0 | 0 | 0 | 0 | 0 | 0 | 0 | 0 | 0 | 0 | 0 | 0 | 0 | 0 | 12
NO |  | 166 | 2012 | 1 | 1 | 1 |  | (K38) EDDY CO INTG | CHAVES CO INTG | 230 | 230 | T0-2001 | 53 | 0 | 1 | 795 ACSR | 0 | 0 | 0 | 0 | 0 | 0 | 0 | 0 | 0 | 0 | 0 | 0 | 0 | 0 | 0 | 0 | 0 | 0 | 0 | 0 | 0 | 0 | 0 | 12
NO |  | 166 | 2012 | 1 | 2 | 2 |  | (K41) PLANT X STA | POTTER CO INTG | 230 | 230 | T0-1001 | 106 | 0 | 1 | 795 ACSR | 0 | 0 | 0 | 0 | 0 | 0 | 0 | 0 | 0 | 0 | 0 | 0 | 0 | 0 | 0 | 0 | 0 | 0 | 0 | 0 | 0 | 0 | 0 | 12
NO |  | 166 | 2012 | 1 | 3 | 3 |  | (K42) TOLK STA | TUCO INTG | 230 | 230 | T0-2001 | 44 | 0 | 1 | 795 ACSR | 0 | 0 | 0 | 0 | 0 | 0 | 0 | 0 | 0 | 0 | 0 | 0 | 0 | 0 | 0 | 0 | 0 | 0 | 0 | 0 | 0 | 0 | 0 | 12
NO |  | 166 | 2012 | 1 | 4 | 4 |  |  |  | 230 | 230 | T30-326 | 3 | 0 | 1 | 795 ACSR | 0 | 0 | 0 | 0 | 0 | 0 | 0 | 0 | 0 | 0 | 0 | 0 | 0 | 0 | 0 | 0 | 0 | 0 | 0 | 0 | 0 | 0 | 0 | 12
NO |  | 166 | 2012 | 1 | 5 | 5 |  |  |  | 230 | 230 | T0-1001 | 7 | 0 | 1 | 795 ACSR | 0 | 0 | 0 | 0 | 0 | 0 | 0 | 0 | 0 | 0 | 0 | 0 | 0 | 0 | 0 | 0 | 0 | 0 | 0 | 0 | 0 | 0 | 0 | 12
NO |  | 166 | 2012 | 1 | 6 | 6 |  | (K43) HARRINGTON STA | PRINGLE INTG | 230 | 230 | T0-1001 | 62 | 0 | 1 | 795 ACSR | 0 | 0 | 0 | 0 | 0 | 0 | 0 | 0 | 0 | 0 | 0 | 0 | 0 | 0 | 0 | 0 | 0 | 0 | 0 | 0 | 0 | 0 | 0 | 12
NO |  | 166 | 2012 | 1 | 7 | 7 |  |  |  | 230 | 230 | T0-1001 | 0 | 0 | 1 | 795 ACSR | 0 | 0 | 0 | 0 | 0 | 0 | 0 | 0 | 0 | 0 | 0 | 0 | 0 | 0 | 0 | 0 | 0 | 0 | 0 | 0 | 0 | 0 | 0 | 12
NO |  | 166 | 2012 | 1 | 8 | 8 |  | (K44) HARRINGTON STA | EAST PLANT INTG | 230 | 230 | T0-342 | 7 | 0 | 1 | 795 ACSR | 0 | 0 | 0 | 0 | 0 | 0 | 0 | 0 | 0 | 0 | 0 | 0 | 0 | 0 | 0 | 0 | 0 | 0 | 0 | 0 | 0 | 0 | 0 | 12
NO |  | 166 | 2012 | 1 | 9 | 9 |  | (K45) TOLK STA | PLANT X STA #2 | 230 | 230 | T0-1001 | 10 | 0 | 1 | 397 ACSR | 0 | 0 | 0 | 0 | 0 | 0 | 0 | 0 | 0 | 0 | 0 | 0 | 0 | 0 | 0 | 0 | 0 | 0 | 0 | 0 | 0 | 0 | 0 | 12
NO |  | 166 | 2012 | 1 | 10 | 10 |  | (K46) PLANT X STA | SUNDOWN INTG | 230 | 230 | T0-324 | 0 | 3.11 | 1 | 795 ACSR | 0 | 0 | 0 | 0 | 0 | 0 | 0 | 0 | 0 | 0 | 0 | 0 | 0 | 0 | 0 | 0 | 0 | 0 | 0 | 0 | 0 | 0 | 0 | 12
NO |  | 166 | 2012 | 1 | 11 | 11 |  |  |  | 230 | 230 | T0-1001 | 45 | 0 | 1 | 795 ACSR | 0 | 0 | 0 | 0 | 0 | 0 | 0 | 0 | 0 | 0 | 0 | 0 | 0 | 0 | 0 | 0 | 0 | 0 | 0 | 0 | 0 | 0 | 0 | 12
NO |  | 166 | 2012 | 1 | 12 | 12 |  | (K47) JONES STA | GRASSLAND INTG | 230 | 230 | T0-4001 | 27 | 0 | 1 | 795 ACSR | 0 | 0 | 0 | 0 | 0 | 0 | 0 | 0 | 0 | 0 | 0 | 0 | 0 | 0 | 0 | 0 | 0 | 0 | 0 | 0 | 0 | 0 | 0 | 12
NO |  | 166 | 2012 | 1 | 13 | 13 |  | (K51) ROOSEVELT CO INTG | OASIS INTG | 230 | 230 | T0-2001 | 10 | 0 | 1 | 795 ACSR | 0 | 0 | 0 | 0 | 0 | 0 | 0 | 0 | 0 | 0 | 0 | 0 | 0 | 0 | 0 | 0 | 0 | 0 | 0 | 0 | 0 | 0 | 0 | 12
NO |  | 166 | 2012 | 1 | 14 | 14 |  | (K52) CUNNINGHAM STA | POTASH JUNCTION INTG | 230 | 230 | T0-1101 | 40 | 0 | 1 | 795 ACSR | 0 | 0 | 0 | 0 | 0 | 0 | 0 | 0 | 0 | 0 | 0 | 0 | 0 | 0 | 0 | 0 | 0 | 0 | 0 | 0 | 0 | 0 | 0 | 12
NO |  | 166 | 2012 | 1 | 15 | 15 |  | (K53) NICHOLS STA | GRAPEVINE INTG | 230 | 230 | T0-1009 | 53 | 0 | 1 | 795 ACSR | 0 | 0 | 0 | 0 | 0 | 0 | 0 | 0 | 0 | 0 | 0 | 0 | 0 | 0 | 0 | 0 | 0 | 0 | 0 | 0 | 0 | 0 | 0 | 12
NO |  | 166 | 2012 | 1 | 16 | 16 |  | (K55) MUSTANG INTG | AMOCO-WASSON | 230 | 230 | T0-1001 | 4 | 0 | 1 | 795 ACSR | 0 | 0 | 0 | 0 | 0 | 0 | 0 | 0 | 0 | 0 | 0 | 0 | 0 | 0 | 0 | 0 | 0 | 0 | 0 | 0 | 0 | 0 | 0 | 12
NO |  | 166 | 2012 | 1 | 17 | 17 |  | (K56) MUSTANG INTG | YOAKUM CO INTG | 230 | 230 | T0-1001 | 14 | 0 | 1 | 795 ACSR | 0 | 0 | 0 | 0 | 0 | 0 | 0 | 0 | 0 | 0 | 0 | 0 | 0 | 0 | 0 | 0 | 0 | 0 | 0 | 0 | 0 | 0 | 0 | 12
NO |  | 166 | 2012 | 1 | 18 | 18 |  | (K58) HARRINGTON STA | POTTER CO INTG | 230 | 230 | T0-402 | 11 | 0 | 1 | 795 ACSR | 0 | 0 | 0 | 0 | 0 | 0 | 0 | 0 | 0 | 0 | 0 | 0 | 0 | 0 | 0 | 0 | 0 | 0 | 0 | 0 | 0 | 0 | 0 | 12
NO |  | 166 | 2012 | 1 | 19 | 19 |  | (K59) POTTER CO INTG | BUSHLAND INTG | 230 | 230 | T0-1001 | 16 | 1.21 | 1 | 795 ACSR | 0 | 0 | 0 | 0 | 0 | 0 | 0 | 0 | 0 | 0 | 0 | 0 | 0 | 0 | 0 | 0 | 0 | 0 | 0 | 0 | 0 | 0 | 0 | 12
NO |  | 166 | 2012 | 1 | 20 | 20 |  | (K60) SEVEN RIVERS INTG | EDDY CO INTG | 230 | 230 | T40-475 | 25 | 0 | 1 | 795 ACSR | 0 | 0 | 0 | 0 | 0 | 0 | 0 | 0 | 0 | 0 | 0 | 0 | 0 | 0 | 0 | 0 | 0 | 0 | 0 | 0 | 0 | 0 | 0 | 12
NO |  | 166 | 2012 | 1 | 21 | 21 |  | (K62) NICHOLS STA | AMARILLO SOUTH INTG | 230 | 230 | T0-476 | 9 | 10.46 | 1 | 795 ACSR | 0 | 0 | 0 | 0 | 0 | 0 | 0 | 0 | 0 | 0 | 0 | 0 | 0 | 0 | 0 | 0 | 0 | 0 | 0 | 0 | 0 | 0 | 0 | 12
NO |  | 166 | 2012 | 1 | 22 | 22 |  | (K63) AMARILLO SOUTH INTG | SWISHER CO INTG | 230 | 230 | T0-1001 | 47 | 5.67 | 1 | 795 ACSR | 0 | 0 | 0 | 0 | 0 | 0 | 0 | 0 | 0 | 0 | 0 | 0 | 0 | 0 | 0 | 0 | 0 | 0 | 0 | 0 | 0 | 0 | 0 | 12
NO |  | 166 | 2012 | 1 | 23 | 23 |  |  |  | 230 | 230 | T0-1001 | 3 | 0 | 1 | 795 ACSR | 0 | 0 | 0 | 0 | 0 | 0 | 0 | 0 | 0 | 0 | 0 | 0 | 0 | 0 | 0 | 0 | 0 | 0 | 0 | 0 | 0 | 0 | 0 | 12
NO |  | 166 | 2012 | 1 | 24 | 24 |  | (K65) OASIS INTG | SAN JUAN | 230 | 230 | T0-1001 | 47 | 0 | 1 | 795 ACSR | 0 | 0 | 0 | 0 | 0 | 0 | 0 | 0 | 0 | 0 | 0 | 0 | 0 | 0 | 0 | 0 | 0 | 0 | 0 | 0 | 0 | 0 | 0 | 12
NO |  | 166 | 2012 | 1 | 25 | 25 |  | (K66) CHAVES CO INTG | SAN JUAN | 230 | 230 | T0-1001 | 52 | 0 | 1 | 795 ACSR | 0 | 0 | 0 | 0 | 0 | 0 | 0 | 0 | 0 | 0 | 0 | 0 | 0 | 0 | 0 | 0 | 0 | 0 | 0 | 0 | 0 | 0 | 0 | 12
NO |  | 166 | 2012 | 1 | 26 | 26 |  | (K67) POTASH JUNCTION INTG | PECOS INTG | 230 | 230 | T40-505 | 15 | 0 | 1 | 795 ACSR | 0 | 0 | 0 | 0 | 0 | 0 | 0 | 0 | 0 | 0 | 0 | 0 | 0 | 0 | 0 | 0 | 0 | 0 | 0 | 0 | 0 | 0 | 0 | 12
NO |  | 166 | 2012 | 1 | 27 | 27 |  | (K68) SEVEN RIVERS INTG | PECOS INTG | 230 | 230 | T40-505 | 21 | 0 | 1 | 795 ACSR | 0 | 0 | 0 | 0 | 0 | 0 | 0 | 0 | 0 | 0 | 0 | 0 | 0 | 0 | 0 | 0 | 0 | 0 | 0 | 0 | 0 | 0 | 0 | 12
NO |  | 166 | 2012 | 1 | 28 | 28 |  | (K69) MUSTANG INTG | SEMINOLE INTG | 230 | 230 | T60-470 | 18 | 0 | 1 | 795 ACSR | 0 | 0 | 0 | 0 | 0 | 0 | 0 | 0 | 0 | 0 | 0 | 0 | 0 | 0 | 0 | 0 | 0 | 0 | 0 | 0 | 0 | 0 | 0 | 12
NO |  | 166 | 2012 | 1 | 29 | 29 |  | (K71) HOBBS STA | MIDLAND CO INTG | 230 | 230 | T0-4001 | 90 | 0 | 1 | 795 ACSR | 0 | 0 | 0 | 0 | 0 | 0 | 0 | 0 | 0 | 0 | 0 | 0 | 0 | 0 | 0 | 0 | 0 | 0 | 0 | 0 | 0 | 0 | 0 | 12
NO |  | 166 | 2012 | 1 | 30 | 30 |  | (K72) HOBBS STA | LEA CO INTG | 230 | 230 | T0-4001 | 1 | 0 | 1 | 795 ACSR | 0 | 0 | 0 | 0 | 0 | 0 | 0 | 0 | 0 | 0 | 0 | 0 | 0 | 0 | 0 | 0 | 0 | 0 | 0 | 0 | 0 | 0 | 0 | 12
NO |  | 166 | 2012 | 1 | 31 | 31 |  | (K73) GRAPEVINE INTG | WHEELER | 230 | 230 | T0-1001 | 37 | 0 | 1 | 795 ACSR | 0 | 0 | 0 | 0 | 0 | 0 | 0 | 0 | 0 | 0 | 0 | 0 | 0 | 0 | 0 | 0 | 0 | 0 | 0 | 0 | 0 | 0 | 0 | 12
NO |  | 166 | 2012 | 1 | 32 | 32 |  | (K74) WHEELER | AEP'S SWEETWATER | 230 | 230 | T0-1001 | 14 | 0 | 1 | 795 ACSR | 0 | 0 | 0 | 0 | 0 | 0 | 0 | 0 | 0 | 0 | 0 | 0 | 0 | 0 | 0 | 0 | 0 | 0 | 0 | 0 | 0 | 0 | 0 | 12
NO |  | 166 | 2012 | 1 | 33 | 33 |  | (K75) HITCHLAND INTG | MOORE CO INTG | 230 | 230 | T10-421 | 63 | 0 | 1 | 795 ACSR | 0 | 0 | 0 | 0 | 0 | 0 | 0 | 0 | 0 | 0 | 0 | 0 | 0 | 0 | 0 | 0 | 0 | 0 | 0 | 0 | 0 | 0 | 0 | 12
NO |  | 166 | 2012 | 1 | 34 | 34 |  | (K78) BRU | AMOCO-WASSON | 230 | 230 | T0-1001 | 7 | 0 | 1 | 795 ACSR | 0 | 0 | 0 | 0 | 0 | 0 | 0 | 0 | 0 | 0 | 0 | 0 | 0 | 0 | 0 | 0 | 0 | 0 | 0 | 0 | 0 | 0 | 0 | 12
NO |  | 166 | 2012 | 1 | 35 | 35 |  | (K79) YOAKUM CO INTG | BRU | 230 | 230 | T0-1001 | 5 | 0.02 | 1 | 795 ACSR | 0 | 0 | 0 | 0 | 0 | 0 | 0 | 0 | 0 | 0 | 0 | 0 | 0 | 0 | 0 | 0 | 0 | 0 | 0 | 0 | 0 | 0 | 0 | 12
NO |  | 166 | 2012 | 2 | 1 | 1 |  | (K94) BORDON CO INTG | CIRRUS WINDFARM | 230 | 230 | T0-4001 | 10 | 0 | 1 | 795 ACSR | 0 | 0 | 0 | 0 | 0 | 0 | 0 | 0 | 0 | 0 | 0 | 0 | 0 | 0 | 0 | 0 | 0 | 0 | 0 | 0 | 0 | 0 | 0 | 12
NO |  | 166 | 2012 | 2 | 2 | 2 |  | (K95) CIRRUS WIND FARM | BORDON | 230 | 230 | T0-4001 | 34 | 0 | 1 | 795 ACSR | 0 | 0 | 0 | 0 | 0 | 0 | 0 | 0 | 0 | 0 | 0 | 0 | 0 | 0 | 0 | 0 | 0 | 0 | 0 | 0 | 0 | 0 | 0 | 12
NO |  | 166 | 2012 | 2 | 3 | 3 |  |  |  | 230 | 230 | T0-4001 | 0 | 0 | 1 | 795 ACSR | 0 | 0 | 0 | 0 | 0 | 0 | 0 | 0 | 0 | 0 | 0 | 0 | 0 | 0 | 0 | 0 | 0 | 0 | 0 | 0 | 0 | 0 | 0 | 12
NO |  | 166 | 2012 | 2 | 6 | 6 |  | Summary of 115 kV System |  | 115 | 0 | OVERHEAD | 2733.05 | 220.22 | 0 |  | 0 | 0 | 0 | 0 | 0 | 0 | 0 | 0 | 0 | 0 | 0 | 0 | 0 | 0 | 0 | 0 | 0 | 0 | 0 | 0 | 0 | 0 | 0 | 12
NO |  | 166 | 2012 | 2 | 7 | 7 |  | Summary of 69 kV System |  | 69 | 0 | OVERHEAD | 1318.17 | 272.54 | 0 |  | 0 | 0 | 0 | 0 | 0 | 0 | 0 | 0 | 0 | 0 | 0 | 0 | 0 | 0 | 0 | 0 | 0 | 0 | 0 | 0 | 0 | 0 | 0 | 12
NO |  | 166 | 2012 | 2 | 8 | 8 |  |  |  | 69 | 0 | UNDERGROUND | 4.78 | 0 | 0 |  | 0 | 0 | 0 | 0 | 0 | 0 | 0 | 0 | 0 | 0 | 0 | 0 | 0 | 0 | 0 | 0 | 0 | 0 | 0 | 0 | 0 | 0 | 0 | 12
NO |  | 166 | 2012 | 2 | 9 | 9 |  | Applicable to all | Transmission Lines | 0 | 0 |  | 0 | 0 | 0 |  | 0 | 0 | 0 | 971198 | 1557097 | 1075619 | 3603914 | 0 | 0 | 0 | 0 | 0 | 0 | 0 | 0 | 0 | 0 | 0 | 0 | 0 | 0 | 0 | 0 | 12
NO |  | 166 | 2012 | 2 | 10 | 10 |  | Expenses Applicable to All | 230KV Lines | 0 | 0 |  | 0 | 0 | 0 |  | 19505867 | 181798998 | 201304865 | 0 | 0 | 0 | 0 | 0 | 0 | 0 | 0 | 0 | 0 | 0 | 0 | 0 | 0 | 0 | 0 | 0 | 0 | 0 | 0 | 12
NO |  | 166 | 2012 | 2 | 11 | 11 |  | Expenses Applicable to All | 345 KV Lines | 0 | 0 |  | 0 | 0 | 0 |  | 18037209 | 130123102 | 148160311 | 0 | 0 | 0 | 0 | 0 | 0 | 0 | 0 | 0 | 0 | 0 | 0 | 0 | 0 | 0 | 0 | 0 | 0 | 0 | 0 | 12
SI/SI | A | 166 | 2012 | 2 | 12 | 12 |  | Expenses Applicable to All | 115 KV Lines | 0 | 0 |  | 0 | 0 | 0 |  | 16692854 | 293563824 | 310256678 | 0 | 0 | 0 | 1487008.8746 | 0 | 0 | 0 | 0 | 0 | 0 | 0 | 0 | 0 | 0 | 0 | 0 | 0 | 0 | 0 | 0 | 12
SI/SI | A | 166 | 2012 | 2 | 13 | 13 |  | Expenses Applicable to All | 69 KV Lines | 0 | 0 |  | 0 | 0 | 0 |  | 2732130 | 89483953 | 92216083 | 0 | 0 | 0 | 441976.4135 | 0 | 0 | 0 | 0 | 0 | 0 | 0 | 0 | 0 | 0 | 0 | 0 | 0 | 0 | 0 | 0 | 12
SI/SI | A | 187 | 2012 | 0 | 1 | 1 |  | Group Sum |  | 60 | 60 |  | 1 | 0 | 0 |  | 136038 | 498412 | 634450 | 0 | 0 | 0 | 0 | 0 | 0 | 0 | 0 | 0 | 0 | 0 | 0 | 0 | 0 | 0 | 0 | 0 | 0 | 0 | 0 | 12
SI/SI | A | 187 | 2012 | 0 | 3 | 3 |  | Group Sum |  | 115 | 115 |  | 1535 | 0 | 0 |  | 9921384 | 119820203 | 129741587 | 287452 | 1009993 | 0 | 1297445 | 0 | 0 | 0 | 0 | 0 | 0 | 0 | 0 | 0 | 0 | 0 | 0 | 0 | 0 | 0 | 0 | 12
NO |  | 187 | 2012 | 0 | 5 | 5 |  | Beacon Sub #4 | BPA Bell Sub | 230 | 230 | Steel Tower | 1 | 0 | 1 | 1272 ACSS | 0 | 0 | 0 | 0 | 0 | 0 | 0 | 0 | 0 | 0 | 0 | 0 | 0 | 0 | 0 | 0 | 0 | 0 | 0 | 0 | 0 | 0 | 0 | 12
NO |  | 187 | 2012 | 0 | 6 | 6 |  | Beacon Sub | BPA Bell Sub | 230 | 230 | H Type | 5 | 0 | 1 | 1272 ACSS | 17912 | 1316679 | 1334591 | 0 | 0 | 0 | 0 | 0 | 0 | 0 | 0 | 0 | 0 | 0 | 0 | 0 | 0 | 0 | 0 | 0 | 0 | 0 | 0 | 12
NO |  | 187 | 2012 | 0 | 7 | 7 |  | Beacon Sub #5 | BPA Bell Sub | 230 | 230 | Steel Pole | 4 | 0 | 1 | 1272 ACSS | 0 | 0 | 0 | 0 | 0 | 0 | 0 | 0 | 0 | 0 | 0 | 0 | 0 | 0 | 0 | 0 | 0 | 0 | 0 | 0 | 0 | 0 | 0 | 12
NO |  | 187 | 2012 | 0 | 8 | 8 |  | Beacon Sub #5 | BPA Bell Sub | 230 | 230 | H Type | 2 | 0 | 1 | 1272 ACSS | 30323 | 3275357 | 3305680 | 0 | 0 | 0 | 0 | 0 | 0 | 0 | 0 | 0 | 0 | 0 | 0 | 0 | 0 | 0 | 0 | 0 | 0 | 0 | 0 | 12
NO |  | 187 | 2012 | 0 | 9 | 9 |  | Beacon | Cabinet Gorge Plant | 230 | 230 | Steel Tower | 0 | 1 | 1 | 1272 ACSS | 0 | 0 | 0 | 0 | 0 | 0 | 0 | 0 | 0 | 0 | 0 | 0 | 0 | 0 | 0 | 0 | 0 | 0 | 0 | 0 | 0 | 0 | 0 | 12
NO |  | 187 | 2012 | 0 | 10 | 10 |  | Beacon | Cabinet Gorge Plant | 230 | 230 | Steel Pole | 28 | 0 | 2 | 1590 ACSS | 0 | 0 | 0 | 0 | 0 | 0 | 0 | 0 | 0 | 0 | 0 | 0 | 0 | 0 | 0 | 0 | 0 | 0 | 0 | 0 | 0 | 0 | 0 | 12
NO |  | 187 | 2012 | 0 | 11 | 11 |  | Beacon | Cabinet Gorge Plant | 230 | 230 | H Type | 53 | 0 | 1 | 1590 ACSR | 1118774 | 36035588 | 37154362 | 225 | 87185 | 0 | 87410 | 0 | 0 | 0 | 0 | 0 | 0 | 0 | 0 | 0 | 0 | 0 | 0 | 0 | 0 | 0 | 0 | 12
NO |  | 187 | 2012 | 0 | 12 | 12 |  | Beacon Sub | Lolo Sub | 230 | 230 | Steel Tower | 1 | 0 | 1 | 1272 ACSS | 0 | 0 | 0 | 0 | 0 | 0 | 0 | 0 | 0 | 0 | 0 | 0 | 0 | 0 | 0 | 0 | 0 | 0 | 0 | 0 | 0 | 0 | 0 | 12
NO |  | 187 | 2012 | 0 | 13 | 13 |  | Beacon Sub | Lolo Sub | 230 | 230 | H Type | 102 | 0 | 1 | 1272 McMAL | 456162 | 8425652 | 8881814 | 0 | 19983 | 0 | 19983 | 0 | 0 | 0 | 0 | 0 | 0 | 0 | 0 | 0 | 0 | 0 | 0 | 0 | 0 | 0 | 0 | 12
NO |  | 187 | 2012 | 0 | 14 | 14 |  | Benewah | Shawnee | 230 | 230 | Steel Pole | 60 | 0 | 1 | 1590 ACSS | 570207 | 48024931 | 48595138 | 1807 | 5039 | 0 | 6846 | 0 | 0 | 0 | 0 | 0 | 0 | 0 | 0 | 0 | 0 | 0 | 0 | 0 | 0 | 0 | 0 | 12
NO |  | 187 | 2012 | 0 | 15 | 15 |  | Noxon Plant | Pine Creek Sub | 230 | 230 | Steel Pole | 29 | 0 | 1 | 1272 ACSR | 0 | 0 | 0 | 0 | 0 | 0 | 0 | 0 | 0 | 0 | 0 | 0 | 0 | 0 | 0 | 0 | 0 | 0 | 0 | 0 | 0 | 0 | 0 | 12
NO |  | 187 | 2012 | 0 | 16 | 16 |  | Noxon Plant | Pine Creek Sub | 230 | 230 | H Type | 14 | 0 | 1 | 954 McMAL | 1052733 | 17987859 | 19040592 | 2617 | 541564 | 0 | 544181 | 0 | 0 | 0 | 0 | 0 | 0 | 0 | 0 | 0 | 0 | 0 | 0 | 0 | 0 | 0 | 0 | 12
NO |  | 187 | 2012 | 0 | 17 | 17 |  | Cabinet Gorge Plant | Noxon | 230 | 230 | H Type | 19 | 0 | 1 | 954 McMAL | 177733 | 1306125 | 1483858 | 0 | 7521 | 0 | 7521 | 0 | 0 | 0 | 0 | 0 | 0 | 0 | 0 | 0 | 0 | 0 | 0 | 0 | 0 | 0 | 0 | 12
NO |  | 187 | 2012 | 0 | 18 | 18 |  | Benewah Sw. Station | Pine Creek Sub | 230 | 230 | Steel Tower | 0 | 0 | 1 | 954 McMAL | 0 | 0 | 0 | 0 | 0 | 0 | 0 | 0 | 0 | 0 | 0 | 0 | 0 | 0 | 0 | 0 | 0 | 0 | 0 | 0 | 0 | 0 | 0 | 12
NO |  | 187 | 2012 | 0 | 19 | 19 |  | Benewah Sw. Station | Pine Creek Sub | 230 | 230 | H Type | 43 | 0 | 1 | 954 McMAL | 285240 | 2605672 | 2890912 | 23018 | 38394 | 0 | 61412 | 0 | 0 | 0 | 0 | 0 | 0 | 0 | 0 | 0 | 0 | 0 | 0 | 0 | 0 | 0 | 0 | 12
NO |  | 187 | 2012 | 0 | 20 | 20 |  | Divide Creek | Lolo Sub | 230 | 230 | Steel Tower | 0 | 0 | 1 | 1272 McMAL | 0 | 0 | 0 | 0 | 0 | 0 | 0 | 0 | 0 | 0 | 0 | 0 | 0 | 0 | 0 | 0 | 0 | 0 | 0 | 0 | 0 | 0 | 0 | 12
NO |  | 187 | 2012 | 0 | 21 | 21 |  | Divide Creek | Lolo Sub | 230 | 230 | H Type | 43 | 0 | 1 | 1272 McMAL | 86228 | 3698864 | 3785092 | 15592 | 1164 | 0 | 16756 | 0 | 0 | 0 | 0 | 0 | 0 | 0 | 0 | 0 | 0 | 0 | 0 | 0 | 0 | 0 | 0 | 12
NO |  | 187 | 2012 | 0 | 22 | 22 |  | N. Lewiston | Walla Walla | 230 | 230 | H Type | 43 | 0 | 1 | 1272 McMAL | 0 | 0 | 0 | 0 | 0 | 0 | 0 | 0 | 0 | 0 | 0 | 0 | 0 | 0 | 0 | 0 | 0 | 0 | 0 | 0 | 0 | 0 | 0 | 12
NO |  | 187 | 2012 | 0 | 23 | 23 |  | N. Lewiston | Walla Walla | 230 | 230 | Steel Pole | 4 | 0 | 1 | 1272 McMAL | 623984 | 6978675 | 7602659 | 3383 | 1251 | 0 | 4634 | 0 | 0 | 0 | 0 | 0 | 0 | 0 | 0 | 0 | 0 | 0 | 0 | 0 | 0 | 0 | 0 | 12
NO |  | 187 | 2012 | 0 | 24 | 24 |  | N. Lewiston | Shawnee | 230 | 230 | Steel Pole | 7 | 0 | 1 | 1272 ACSR | 0 | 0 | 0 | 0 | 0 | 0 | 0 | 0 | 0 | 0 | 0 | 0 | 0 | 0 | 0 | 0 | 0 | 0 | 0 | 0 | 0 | 0 | 0 | 12
NO |  | 187 | 2012 | 0 | 25 | 25 |  | N. Lewiston | Shawnee | 230 | 230 | H Type | 27 | 0 | 1 | 1272 ACSR | 872150 | 10042777 | 10914927 | 0 | 1900 | 0 | 1900 | 0 | 0 | 0 | 0 | 0 | 0 | 0 | 0 | 0 | 0 | 0 | 0 | 0 | 0 | 0 | 0 | 12
NO |  | 187 | 2012 | 0 | 26 | 26 |  | Walla Walla | Wanapum | 230 | 230 | Alum | 0 | 0 | 1 | 1272 McMAL | 0 | 0 | 0 | 0 | 0 | 0 | 0 | 0 | 0 | 0 | 0 | 0 | 0 | 0 | 0 | 0 | 0 | 0 | 0 | 0 | 0 | 0 | 0 | 12
NO |  | 187 | 2012 | 0 | 27 | 27 |  | Walla Walla | Wanapum | 230 | 230 | H Type | 78 | 0 | 1 | 1272 McMAL | 70781 | 2709710 | 2780491 | 7396 | 16158 | 0 | 23554 | 0 | 0 | 0 | 0 | 0 | 0 | 0 | 0 | 0 | 0 | 0 | 0 | 0 | 0 | 0 | 0 | 12
NO |  | 187 | 2012 | 0 | 28 | 28 |  | BPA (Libby) | Noxon Plant | 230 | 230 | Steel Tower | 1 | 0 | 1 | 1272 ACSR | 0 | 0 | 0 | 0 | 0 | 0 | 0 | 0 | 0 | 0 | 0 | 0 | 0 | 0 | 0 | 0 | 0 | 0 | 0 | 0 | 0 | 0 | 0 | 12
NO |  | 187 | 2012 | 0 | 29 | 29 |  | BPA/Hot Springs #1 | Noxon Plant | 230 | 230 | Steel Tower | 1 | 0 | 1 | 1272 ACSR | 0 | 19521 | 19521 | 1856 | 4888 | 0 | 6744 | 0 | 0 | 0 | 0 | 0 | 0 | 0 | 0 | 0 | 0 | 0 | 0 | 0 | 0 | 0 | 0 | 12
NO |  | 187 | 2012 | 0 | 30 | 30 |  | BPA/Hot Springs #2 | Noxon Plant (dead) | 230 | 230 | Steel Tower | 0 | 2 | 1 | 1272 McMAL | 0 | 0 | 0 | 0 | 0 | 0 | 0 | 0 | 0 | 0 | 0 | 0 | 0 | 0 | 0 | 0 | 0 | 0 | 0 | 0 | 0 | 0 | 0 | 12
NO |  | 187 | 2012 | 0 | 31 | 31 |  | BPA/Hot Springs #2 | Noxon Plant | 230 | 230 | H Type | 68 | 0 | 1 | 1272 McMAL | 293365 | 4039470 | 4332835 | 7214 | 34451 | 0 | 41665 | 0 | 0 | 0 | 0 | 0 | 0 | 0 | 0 | 0 | 0 | 0 | 0 | 0 | 0 | 0 | 0 | 12
NO |  | 187 | 2012 | 0 | 32 | 32 |  | BPA Line | West Side Sub | 230 | 230 | Steel Pole | 2 | 0 | 2 | 1272 ACSR | 36461 | 594543 | 631004 | 0 | 0 | 0 | 0 | 0 | 0 | 0 | 0 | 0 | 0 | 0 | 0 | 0 | 0 | 0 | 0 | 0 | 0 | 0 | 0 | 12
NO |  | 187 | 2012 | 0 | 33 | 33 |  | Hatwai | N. Lewiston Sub | 230 | 230 | H Type | 7 | 0 | 1 | 1590 ACSR | 106581 | 2722818 | 2829399 | 997 | 202 | 0 | 1199 | 0 | 0 | 0 | 0 | 0 | 0 | 0 | 0 | 0 | 0 | 0 | 0 | 0 | 0 | 0 | 0 | 12
NO |  | 187 | 2012 | 0 | 34 | 34 |  | Divide Creek | Imnaha | 230 | 230 | H Type | 20 | 0 | 1 | 1272 McMAL | 201359 | 1312849 | 1514208 | 178 | 1710 | 0 | 1888 | 0 | 0 | 0 | 0 | 0 | 0 | 0 | 0 | 0 | 0 | 0 | 0 | 0 | 0 | 0 | 0 | 12
NO |  | 187 | 2012 | 0 | 35 | 35 |  | Colstrip Plant | Broadview | 500 | 500 |  | 0 | 0 | 0 |  | 595789 | 30117774 | 30713563 | 62425 | 205692 | 91626 | 359743 | 0 | 0 | 0 | 0 | 0 | 0 | 0 | 0 | 0 | 0 | 0 | 0 | 0 | 0 | 0 | 0 | 12
NO |  | 187 | 2012 | 0 | 36 | 36 |  | TOTAL |  | 0 | 0 |  | 2198 | 3 | 32 |  | 16653204 | 301533479 | 318186683 | 414160 | 1977095 | 91626 | 2482881 | 0 | 0 | 0 | 0 | 0 | 0 | 0 | 0 | 0 | 0 | 0 | 0 | 0 | 0 | 0 | 0 | 12
NO |  | 134 | 2012 | 0 | 1 | 1 |  | MALIN , OR | PG&E ROUND MTN ,CA | 500 | 500 | Steel Tower | 47 | 0 | 1 | 3-1852 ACSR 51/27 | 0 | 0 | 0 | 0 | 0 | 0 | 0 | 621341966 | 0 | 0 | 0 | 0 | 0 | 0 | 0 | 0 | 0 | 0 | 0 | 0 | 0 | 0 | 0 | 12
NO |  | 134 | 2012 | 0 | 2 | 2 |  | DIXONVILLE 500KV , OR | MERIDIAN , OR | 500 | 500 | Steel Tower | 74 | 0 | 1 | 3-1272 ACSR 36/1 | 0 | 0 | 0 | 0 | 0 | 0 | 0 | 621341971 | 0 | 0 | 0 | 0 | 0 | 0 | 0 | 0 | 0 | 0 | 0 | 0 | 0 | 0 | 0 | 12
NO |  | 134 | 2012 | 0 | 3 | 3 |  | CAPTAIN JACK , OR | MALIN , OR | 500 | 500 | Steel Tower | 7 | 0 | 1 | 3-1272 ACSR 36/1 | 0 | 0 | 0 | 0 | 0 | 0 | 0 | 621341968 | 0 | 0 | 0 | 0 | 0 | 0 | 0 | 0 | 0 | 0 | 0 | 0 | 0 | 0 | 0 | 12
NO |  | 134 | 2012 | 0 | 4 | 4 |  | KLAMATH CO-GEN , OR | CAPTAIN JACK , OR | 500 | 500 | Steel Tower | 26 | 0 | 1 | 3-1272 ACSR 54/19 | 0 | 0 | 0 | 0 | 0 | 0 | 0 | 621341969 | 0 | 0 | 0 | 0 | 0 | 0 | 0 | 0 | 0 | 0 | 0 | 0 | 0 | 0 | 0 | 12
NO |  | 134 | 2012 | 0 | 5 | 5 |  | MERIDIAN , OR | KLAMATH CO-GEN , OR | 500 | 500 | Steel Tower | 58 | 0 | 1 | 3-1272 ACSR 54/19 | 0 | 0 | 0 | 0 | 0 | 0 | 0 | 621341970 | 0 | 0 | 0 | 0 | 0 | 0 | 0 | 0 | 0 | 0 | 0 | 0 | 0 | 0 | 0 | 12
NO |  | 134 | 2012 | 0 | 6 | 6 |  | ALVEY , OR | DIXONVILLE 500KV , OR | 500 | 500 | Steel Tower | 58 | 0 | 1 | 3-2250 AAC /91 | 0 | 0 | 0 | 0 | 0 | 0 | 0 | 621341967 | 0 | 0 | 0 | 0 | 0 | 0 | 0 | 0 | 0 | 0 | 0 | 0 | 0 | 0 | 0 | 12
NO |  | 134 | 2012 | 0 | 7 | 7 |  | MIDPOINT , OR | MALIN , OR | 500 | 500 | Steel Tower | 447 | 0 | 1 | 3-1272 ACSR 36/1 | 0 | 0 | 0 | 0 | 0 | 0 | 0 | 621341982 | 0 | 0 | 0 | 0 | 0 | 0 | 0 | 0 | 0 | 0 | 0 | 0 | 0 | 0 | 0 | 12
NO |  | 134 | 2012 | 0 | 8 | 8 |  | COLSTRIP 4, MT | SWITCHYARD, MT | 500 | 500 | Steel Tower | 1 | 0 | 1 |  | 0 | 0 | 0 | 0 | 0 | 0 | 0 | 621341972 | 0 | 0 | 0 | 0 | 0 | 0 | 0 | 0 | 0 | 0 | 0 | 0 | 0 | 0 | 0 | 12
NO |  | 134 | 2012 | 0 | 9 | 9 |  | COLSTRIP, MT | BROADVIEW A, MT | 500 | 500 | Steel Tower | 112 | 0 | 1 |  | 0 | 0 | 0 | 0 | 0 | 0 | 0 | 621341973 | 0 | 0 | 0 | 0 | 0 | 0 | 0 | 0 | 0 | 0 | 0 | 0 | 0 | 0 | 0 | 12
NO |  | 134 | 2012 | 0 | 10 | 10 |  | COLSTRIP, MT | BROADVIEW B, MT | 500 | 500 | Steel Tower | 116 | 0 | 1 |  | 0 | 0 | 0 | 0 | 0 | 0 | 0 | 621341974 | 0 | 0 | 0 | 0 | 0 | 0 | 0 | 0 | 0 | 0 | 0 | 0 | 0 | 0 | 0 | 12
NO |  | 134 | 2012 | 0 | 11 | 11 |  | BROADVIEW, MT | TOWNSEND A, MT | 500 | 500 | Steel Tower | 133 | 0 | 1 |  | 0 | 0 | 0 | 0 | 0 | 0 | 0 | 621341975 | 0 | 0 | 0 | 0 | 0 | 0 | 0 | 0 | 0 | 0 | 0 | 0 | 0 | 0 | 0 | 12
NO |  | 134 | 2012 | 0 | 12 | 12 |  | BROADVIEW, MT | TOWNSEND B, MT | 500 | 500 | Steel Tower | 133 | 0 | 1 |  | 0 | 0 | 0 | 0 | 0 | 0 | 0 | 621341976 | 0 | 0 | 0 | 0 | 0 | 0 | 0 | 0 | 0 | 0 | 0 | 0 | 0 | 0 | 0 | 12
NO |  | 134 | 2012 | 0 | 13 | 13 |  | 500 kV costs and expenses |  | 0 | 0 |  | 0 | 0 | 0 |  | 14283356 | 270049800 | 284333156 | 0 | 640340 | 309160 | 949500 | 0 | 0 | 0 | 0 | 0 | 0 | 0 | 0 | 0 | 0 | 0 | 0 | 0 | 0 | 0 | 0 | 12
NO |  | 134 | 2012 | 0 | 15 | 15 |  | Subtotal 500 kV |  | 0 | 0 |  | 1212 | 0 | 12 |  | 14283356 | 270049800 | 284333156 | 0 | 640340 | 309160 | 949500 | 0 | 0 | 0 | 0 | 0 | 0 | 0 | 0 | 0 | 0 | 0 | 0 | 0 | 0 | 0 | 0 | 12
NO |  | 134 | 2012 | 0 | 17 | 17 |  | 90TH SOUTH , UT | CAMP WILLIAMS #4 , UT | 345 | 345 | Steel SP | 0 | 11 | 1 |  | 0 | 0 | 0 | 0 | 0 | 0 | 0 | 0 | 0 | 0 | 0 | 0 | 0 | 0 | 0 | 621341986 | 0 | 0 | 0 | 0 | 0 | 0 | 0 | 12
NO |  | 134 | 2012 | 0 | 18 | 18 |  | 90th SOUTH , UT | CAMP WILLIAMS #3 , UT | 345 | 345 |  | 11 | 0 | 1 |  | 0 | 0 | 0 | 0 | 0 | 0 | 0 | 0 | 0 | 0 | 0 | 0 | 0 | 0 | 0 | 621341987 | 0 | 0 | 0 | 0 | 0 | 0 | 0 | 12
NO |  | 134 | 2012 | 0 | 19 | 19 |  | 90TH SOUTH , UT | CAMP WILLIAMS #1 , UT | 345 | 345 | Steel SP | 0 | 11 | 1 | 1272 ACSR 45/7 | 0 | 0 | 0 | 0 | 0 | 0 | 0 | 0 | 0 | 0 | 0 | 0 | 0 | 0 | 0 | 0 | 0 | 0 | 0 | 0 | 0 | 0 | 0 | 12
NO |  | 134 | 2012 | 0 | 20 | 20 |  | BEN LOMOND , UT | CAMP WILLIAMS , UT | 345 | 345 |  | 69 | 0 | 1 | 1272 ACSR 45/7 | 0 | 0 | 0 | 0 | 0 | 0 | 0 | 0 | 0 | 0 | 0 | 0 | 0 | 0 | 0 | 0 | 0 | 0 | 0 | 0 | 0 | 0 | 0 | 12
NO |  | 134 | 2012 | 0 | 21 | 21 |  | BEN LOMOND , UT | TERMINAL , UT | 345 | 345 | Steel SP | 0 | 47 | 1 | 1272 ACSR 45/7 | 0 | 0 | 0 | 0 | 0 | 0 | 0 | 0 | 0 | 0 | 0 | 0 | 0 | 0 | 0 | 0 | 0 | 0 | 0 | 0 | 0 | 0 | 0 | 12
NO |  | 134 | 2012 | 0 | 22 | 22 |  | BEN LOMOND , UT | TERMINAL , UT | 345 | 345 | Steel SP | 47 | 0 | 1 | 1272 ACSR 45/7 | 0 | 0 | 0 | 0 | 0 | 0 | 0 | 0 | 0 | 0 | 0 | 0 | 0 | 0 | 0 | 0 | 0 | 0 | 0 | 0 | 0 | 0 | 0 | 12
NO |  | 134 | 2012 | 0 | 23 | 23 |  | BEN LOMOND , UT | POPULUS #1 , UT | 345 | 345 | Steel SP | 0 | 82 | 1 | 1272 ACSR 45/7 | 0 | 0 | 0 | 0 | 0 | 0 | 0 | 0 | 0 | 0 | 0 | 0 | 0 | 0 | 0 | 0 | 0 | 0 | 0 | 0 | 0 | 0 | 0 | 12
NO |  | 134 | 2012 | 0 | 24 | 24 |  | BEN LOMOND , UT | POPULUS #2 , UT | 345 | 345 |  | 86 | 0 | 1 | 1272 ACSR 45/7 | 0 | 0 | 0 | 0 | 0 | 0 | 0 | 0 | 0 | 0 | 0 | 0 | 0 | 0 | 0 | 0 | 0 | 0 | 0 | 0 | 0 | 0 | 0 | 12
NO |  | 134 | 2012 | 0 | 25 | 25 |  | CAMP WILLIAMS , UT | MONA , UT | 345 | 345 | Wood - H | 47 | 0 | 1 | 954 ACSR 45/7 | 0 | 0 | 0 | 0 | 0 | 0 | 0 | 0 | 0 | 0 | 0 | 0 | 0 | 0 | 0 | 0 | 0 | 0 | 0 | 0 | 0 | 0 | 0 | 12
NO |  | 134 | 2012 | 0 | 26 | 26 |  | CAMP WILLIAMS , UT | MONA #1 , UT | 345 | 345 | Wood - H | 47 | 0 | 1 | 1272 ACSR 45/7 | 0 | 0 | 0 | 0 | 0 | 0 | 0 | 0 | 0 | 0 | 0 | 0 | 0 | 0 | 0 | 0 | 0 | 0 | 0 | 0 | 0 | 0 | 0 | 12
NO |  | 134 | 2012 | 0 | 27 | 27 |  | CAMP WILLIAMS , UT | MONA #2 , UT | 345 | 345 | Steel Tower | 47 | 0 | 1 | 954 ACSR 45/7 | 0 | 0 | 0 | 0 | 0 | 0 | 0 | 0 | 0 | 0 | 0 | 0 | 0 | 0 | 0 | 0 | 0 | 0 | 0 | 0 | 0 | 0 | 0 | 12
NO |  | 134 | 2012 | 0 | 28 | 28 |  | CAMP WILLIAMS , UT | MONA #4 , UT | 345 | 345 |  | 5 | 42 | 1 | 954 ACSR 45/7 | 0 | 0 | 0 | 0 | 0 | 0 | 0 | 0 | 0 | 0 | 0 | 0 | 0 | 0 | 0 | 0 | 0 | 0 | 0 | 0 | 0 | 0 | 0 | 12
NO |  | 134 | 2012 | 0 | 29 | 29 |  | CURRENT CREEK , UT | MONA , UT | 345 | 345 | Steel SP | 1 | 0 | 1 | 954 ACSR 54/7 | 0 | 0 | 0 | 0 | 0 | 0 | 0 | 0 | 0 | 0 | 0 | 0 | 0 | 0 | 0 | 0 | 0 | 0 | 0 | 0 | 0 | 0 | 0 | 12
NO |  | 134 | 2012 | 0 | 30 | 30 |  | EMERY , UT | HUNTINGTON , UT | 345 | 345 | Wood - H | 20 | 0 | 1 | 954 ACSR 54/7 | 0 | 0 | 0 | 0 | 0 | 0 | 0 | 0 | 0 | 0 | 0 | 0 | 0 | 0 | 0 | 0 | 0 | 0 | 0 | 0 | 0 | 0 | 0 | 12
NO |  | 134 | 2012 | 0 | 31 | 31 |  | EMERY , UT | SIGURD #1 , UT | 345 | 345 | Steel - H | 74 | 0 | 1 | 954 ACSR 45/7 | 0 | 0 | 0 | 0 | 0 | 0 | 0 | 0 | 0 | 0 | 0 | 0 | 0 | 0 | 0 | 0 | 0 | 0 | 0 | 0 | 0 | 0 | 0 | 12
NO |  | 134 | 2012 | 0 | 32 | 32 |  | EMERY , UT | SIGURD #2 , UT | 345 | 345 | Steel - H | 75 | 0 | 1 | 954 ACSR 54/7 | 0 | 0 | 0 | 0 | 0 | 0 | 0 | 0 | 0 | 0 | 0 | 0 | 0 | 0 | 0 | 0 | 0 | 0 | 0 | 0 | 0 | 0 | 0 | 12
NO |  | 134 | 2012 | 0 | 33 | 33 |  | EMERY , UT | CAMP WILLIAMS , UT | 345 | 345 | Steel Tower | 121 | 0 | 1 | 1272 ACSR 45/7 | 0 | 0 | 0 | 0 | 0 | 0 | 0 | 0 | 0 | 0 | 0 | 0 | 0 | 0 | 0 | 0 | 0 | 0 | 0 | 0 | 0 | 0 | 0 | 12
NO |  | 134 | 2012 | 0 | 34 | 34 |  | FOUR CORNERS , NM | PINTO , UT | 345 | 345 | Wood - H | 101 | 0 | 1 | 795 ACSR 45/7 | 0 | 0 | 0 | 0 | 0 | 0 | 0 | 0 | 0 | 0 | 0 | 0 | 0 | 0 | 0 | 0 | 0 | 0 | 0 | 0 | 0 | 0 | 0 | 12
NO |  | 134 | 2012 | 0 | 35 | 35 |  | GOSHEN , ID | KINPORT , ID | 345 | 345 | Wood - H | 41 | 0 | 1 | 795 ACSR 26/7 | 0 | 0 | 0 | 0 | 0 | 0 | 0 | 0 | 0 | 0 | 0 | 0 | 0 | 0 | 0 | 0 | 0 | 0 | 0 | 0 | 0 | 0 | 0 | 12
NO |  | 134 | 2012 | 1 | 1 | 1 |  | HUNTINGTON , UT | HUNT PLANT 1 , ID | 345 | 345 | Steel Tower | 1 | 0 | 1 | 2156 ACSR 8419 | 0 | 0 | 0 | 0 | 0 | 0 | 0 | 0 | 0 | 0 | 0 | 0 | 0 | 0 | 0 | 0 | 0 | 0 | 0 | 0 | 0 | 0 | 0 | 12
NO |  | 134 | 2012 | 1 | 2 | 2 |  | HUNTINGTON , UT | HUNT PLANT 2 , ID | 345 | 345 | Steel Tower | 1 | 0 | 1 | 2156 ACSR 8419 | 0 | 0 | 0 | 0 | 0 | 0 | 0 | 0 | 0 | 0 | 0 | 0 | 0 | 0 | 0 | 0 | 0 | 0 | 0 | 0 | 0 | 0 | 0 | 12
NO |  | 134 | 2012 | 1 | 3 | 3 |  | HUNTINGTON , UT | PINTO , ID | 345 | 345 | Steel SP | 159 | 0 | 1 | 795 ACSR 45/7 | 0 | 0 | 0 | 0 | 0 | 0 | 0 | 0 | 0 | 0 | 0 | 0 | 0 | 0 | 0 | 0 | 0 | 0 | 0 | 0 | 0 | 0 | 0 | 12
NO |  | 134 | 2012 | 1 | 4 | 4 |  | HUNTINGTON , UT | SPANISH FORK , ID | 345 | 345 | Steel Tower | 78 | 0 | 1 | 1272 ACSR 45/7 | 0 | 0 | 0 | 0 | 0 | 0 | 0 | 0 | 0 | 0 | 0 | 0 | 0 | 0 | 0 | 0 | 0 | 0 | 0 | 0 | 0 | 0 | 0 | 12
NO |  | 134 | 2012 | 1 | 5 | 5 |  | JIM BRIDGER , WY | BORAH , ID | 345 | 345 | Steel Tower | 240 | 0 | 1 | 1272 ACSR 36/1 | 0 | 0 | 0 | 0 | 0 | 0 | 0 | 0 | 0 | 0 | 0 | 0 | 0 | 0 | 0 | 0 | 0 | 0 | 0 | 0 | 0 | 0 | 0 | 12
NO |  | 134 | 2012 | 1 | 6 | 6 |  | JIM BRIDGER , WY | KINPORT , ID | 345 | 345 | Steel SP | 234 | 0 | 1 | 1272 ACSR 36/1 | 0 | 0 | 0 | 0 | 0 | 0 | 0 | 0 | 0 | 0 | 0 | 0 | 0 | 0 | 0 | 0 | 0 | 0 | 0 | 0 | 0 | 0 | 0 | 12
NO |  | 134 | 2012 | 1 | 7 | 7 |  | MONA , UT | SIGURD #1 , UT | 345 | 345 | Wood - H | 69 | 0 | 1 | 795 ACSR 45/7 | 0 | 0 | 0 | 0 | 0 | 0 | 0 | 0 | 0 | 0 | 0 | 0 | 0 | 0 | 0 | 0 | 0 | 0 | 0 | 0 | 0 | 0 | 0 | 12
NO |  | 134 | 2012 | 1 | 8 | 8 |  | MONA , UT | SIGURD #2 , UT | 345 | 345 | Steel Tower | 0 | 69 | 1 | 954 ACSR 45/7 | 0 | 0 | 0 | 0 | 0 | 0 | 0 | 0 | 0 | 0 | 0 | 0 | 0 | 0 | 0 | 0 | 0 | 0 | 0 | 0 | 0 | 0 | 0 | 12
NO |  | 134 | 2012 | 1 | 9 | 9 |  | MONA , UT | HUNTINGTON , UT | 345 | 345 | Wood - H | 60 | 0 | 1 | 954 ACSR 54/7 | 0 | 0 | 0 | 0 | 0 | 0 | 0 | 0 | 0 | 0 | 0 | 0 | 0 | 0 | 0 | 0 | 0 | 0 | 0 | 0 | 0 | 0 | 0 | 12
NO |  | 134 | 2012 | 1 | 10 | 10 |  | SIGURD , UT | HARRY ALLEN, UT | 345 | 345 | Steel Tower | 190 | 0 | 1 | 954 ACSR 54/7 | 0 | 0 | 0 | 0 | 0 | 0 | 0 | 0 | 0 | 0 | 0 | 0 | 0 | 0 | 0 | 0 | 0 | 0 | 0 | 0 | 0 | 0 | 0 | 12
NO |  | 134 | 2012 | 1 | 11 | 11 |  | SPANISH FORK , WY | CAMP WILLIAMS , UT | 345 | 345 |  | 0 | 35 | 1 | 1272 ACSR 45/7 | 0 | 0 | 0 | 0 | 0 | 0 | 0 | 0 | 0 | 0 | 0 | 0 | 0 | 0 | 0 | 0 | 0 | 0 | 0 | 0 | 0 | 0 | 0 | 12
NO |  | 134 | 2012 | 1 | 12 | 12 |  | TERMINAL , WY | BORAH , ID | 345 | 345 | Steel Tower | 138 | 0 | 1 | 954 ACSR 45/7 | 0 | 0 | 0 | 0 | 0 | 0 | 0 | 0 | 0 | 0 | 0 | 0 | 0 | 0 | 0 | 0 | 0 | 0 | 0 | 0 | 0 | 0 | 0 | 12
NO |  | 134 | 2012 | 1 | 13 | 13 |  | TERMINAL , WY | BORAH , ID | 345 | 345 |  | 0 | 47 | 1 | 1272 ACSR 45/7 | 0 | 0 | 0 | 0 | 0 | 0 | 0 | 0 | 0 | 0 | 0 | 0 | 0 | 0 | 0 | 0 | 0 | 0 | 0 | 0 | 0 | 0 | 0 | 12
NO |  | 134 | 2012 | 1 | 14 | 14 |  | TERMINAL , WY | CAMP WILLIAMS #2 , UT | 345 | 345 | Steel SP | 26 | 0 | 1 | 1272 ACSR 45/7 | 0 | 0 | 0 | 0 | 0 | 0 | 0 | 0 | 0 | 0 | 0 | 0 | 0 | 0 | 0 | 0 | 0 | 0 | 0 | 0 | 0 | 0 | 0 | 12
NO |  | 134 | 2012 | 1 | 15 | 15 |  | TERMINAL , WY | CAMP WILLIAMS , UT | 345 | 345 |  | 0 | 23 | 1 | 1272 ACSR 45/7 | 0 | 0 | 0 | 0 | 0 | 0 | 0 | 0 | 0 | 0 | 0 | 0 | 0 | 0 | 0 | 0 | 0 | 0 | 0 | 0 | 0 | 0 | 0 | 12
NO |  | 134 | 2012 | 1 | 16 | 16 |  | TERMINAL , WY | 90th SOUTH , UT | 345 | 345 |  | 0 | 16 | 1 | 1272 ACSR 45/7 | 0 | 0 | 0 | 0 | 0 | 0 | 0 | 0 | 0 | 0 | 0 | 0 | 0 | 0 | 0 | 0 | 0 | 0 | 0 | 0 | 0 | 0 | 0 | 12
NO |  | 134 | 2012 | 1 | 17 | 17 |  | 345 kV costs and expenses |  | 0 | 0 |  | 0 | 0 | 0 |  | 109514624 | 989411424 | 1098926048 | 8597 | 1786539 | 144796 | 1939932 | 0 | 0 | 0 | 0 | 0 | 0 | 0 | 0 | 0 | 0 | 0 | 0 | 0 | 0 | 0 | 0 | 12
NO |  | 134 | 2012 | 1 | 19 | 19 |  | Subtotal 345 kV |  | 0 | 0 |  | 1988 | 383 | 35 |  | 109514624 | 989411424 | 1098926048 | 8597 | 1786539 | 144796 | 1939932 | 0 | 0 | 0 | 0 | 0 | 0 | 0 | 0 | 0 | 0 | 0 | 0 | 0 | 0 | 0 | 0 | 12
NO |  | 134 | 2012 | 1 | 21 | 21 |  | ALVEY , OR | DIXONVILLE , OR | 230 | 230 | Wood - H | 59 | 0 | 1 | 1272 ACSR 36/1 | 0 | 0 | 0 | 0 | 0 | 0 | 0 | 0 | 0 | 0 | 0 | 0 | 0 | 0 | 0 | 0 | 0 | 0 | 0 | 0 | 0 | 0 | 0 | 12
NO |  | 134 | 2012 | 1 | 22 | 22 |  | ANTELOPE , ID | ANACONDA, MT | 230 | 230 | Wood - H | 76 | 0 | 1 | 795 ACSR 45/7 | 0 | 0 | 0 | 0 | 0 | 0 | 0 | 0 | 0 | 0 | 0 | 0 | 0 | 0 | 0 | 0 | 0 | 0 | 0 | 0 | 0 | 0 | 0 | 12
NO |  | 134 | 2012 | 1 | 23 | 23 |  | ANTELOPE , ID | LOST RIVER , ID | 230 | 230 | Wood - H | 20 | 0 | 1 | 1272 ACSR 45/7 | 0 | 0 | 0 | 0 | 0 | 0 | 0 | 0 | 0 | 0 | 0 | 0 | 0 | 0 | 0 | 0 | 0 | 0 | 0 | 0 | 0 | 0 | 0 | 12
NO |  | 134 | 2012 | 1 | 24 | 24 |  | ATLANTIC CITY , WY | COLUMBIA GENEVA , WY | 230 | 230 | Wood - H | 1 | 0 | 1 | 1272 ACSR 36/1 | 0 | 0 | 0 | 0 | 0 | 0 | 0 | 0 | 0 | 0 | 0 | 0 | 0 | 0 | 0 | 0 | 0 | 0 | 0 | 0 | 0 | 0 | 0 | 12
NO |  | 134 | 2012 | 1 | 25 | 25 |  | BEN LOMOND , UT | NAUGHTON , WY | 230 | 230 | Wood - H | 88 | 0 | 1 | 795 ACSR 26/7 | 0 | 0 | 0 | 0 | 0 | 0 | 0 | 0 | 0 | 0 | 0 | 0 | 0 | 0 | 0 | 0 | 0 | 0 | 0 | 0 | 0 | 0 | 0 | 12
NO |  | 134 | 2012 | 1 | 26 | 26 |  | BEN LOMOND , UT | NAUGHTON , WY | 230 | 230 | Wood - H | 88 | 0 | 1 | 795 ACSR 26/7 | 0 | 0 | 0 | 0 | 0 | 0 | 0 | 0 | 0 | 0 | 0 | 0 | 0 | 0 | 0 | 0 | 0 | 0 | 0 | 0 | 0 | 0 | 0 | 12
NO |  | 134 | 2012 | 1 | 27 | 27 |  | BIRCH CREEK , UT | RAILROAD , WY | 230 | 230 | Wood - H | 19 | 0 | 1 | 954 ACSR 54/7 | 0 | 0 | 0 | 0 | 0 | 0 | 0 | 0 | 0 | 0 | 0 | 0 | 0 | 0 | 0 | 0 | 0 | 0 | 0 | 0 | 0 | 0 | 0 | 12
NO |  | 134 | 2012 | 1 | 28 | 28 |  | BITTER CREEK , WY | MONELL , WY | 230 | 230 | Wood - H | 3 | 0 | 1 | 795 ACSR 26/7 | 0 | 0 | 0 | 0 | 0 | 0 | 0 | 0 | 0 | 0 | 0 | 0 | 0 | 0 | 0 | 0 | 0 | 0 | 0 | 0 | 0 | 0 | 0 | 12
NO |  | 134 | 2012 | 1 | 29 | 29 |  | BRIDGER PUMP , WY | MANSFACE , WY | 230 | 230 | Wood - H | 1 | 0 | 1 | 1272 ACSR 36/1 | 0 | 0 | 0 | 0 | 0 | 0 | 0 | 0 | 0 | 0 | 0 | 0 | 0 | 0 | 0 | 0 | 0 | 0 | 0 | 0 | 0 | 0 | 0 | 12
NO |  | 134 | 2012 | 1 | 30 | 30 |  | BUFFALO , WY | CASPER , WY | 230 | 230 | Wood - H | 107 | 0 | 1 | 1272 ACSR 36/1 | 0 | 0 | 0 | 0 | 0 | 0 | 0 | 0 | 0 | 0 | 0 | 0 | 0 | 0 | 0 | 0 | 0 | 0 | 0 | 0 | 0 | 0 | 0 | 12
NO |  | 134 | 2012 | 1 | 31 | 31 |  | CASPER , WY | DAVE JOHNSTON , WY | 230 | 230 | Wood - H | 36 | 0 | 1 |  | 0 | 0 | 0 | 0 | 0 | 0 | 0 | 621341983 | 0 | 0 | 0 | 0 | 0 | 0 | 0 | 621341989 | 0 | 0 | 0 | 0 | 0 | 0 | 0 | 12
NO |  | 134 | 2012 | 1 | 32 | 32 |  | CASPER , WY | RIVERTON , WY | 230 | 230 | Wood - H | 110 | 0 | 1 | 1272 ACSR 36/1 | 0 | 0 | 0 | 0 | 0 | 0 | 0 | 0 | 0 | 0 | 0 | 0 | 0 | 0 | 0 | 0 | 0 | 0 | 0 | 0 | 0 | 0 | 0 | 12
NO |  | 134 | 2012 | 1 | 33 | 33 |  | CHAPPEL CREEK , WY | CRAVEN CREEK , WY | 230 | 230 | Steel SP | 30 | 0 | 1 | 954 ACSR 54/7 | 0 | 0 | 0 | 0 | 0 | 0 | 0 | 0 | 0 | 0 | 0 | 0 | 0 | 0 | 0 | 0 | 0 | 0 | 0 | 0 | 0 | 0 | 0 | 12
NO |  | 134 | 2012 | 1 | 34 | 34 |  | CHAPPEL CREEK , WY | RILEY RIDGE , WY | 230 | 230 | Wood - H | 29 | 6 | 1 | 1272 ACSR 45/7 | 0 | 0 | 0 | 0 | 0 | 0 | 0 | 0 | 0 | 0 | 0 | 0 | 0 | 0 | 0 | 0 | 0 | 0 | 0 | 0 | 0 | 0 | 0 | 12
NO |  | 134 | 2012 | 1 | 35 | 35 |  | CHAPPEL CREEK , WY | JONAH GAS , WY | 230 | 230 | Wood - H | 32 | 0 | 1 | 1272 ACSR 45/7 | 0 | 0 | 0 | 0 | 0 | 0 | 0 | 0 | 0 | 0 | 0 | 0 | 0 | 0 | 0 | 0 | 0 | 0 | 0 | 0 | 0 | 0 | 0 | 12
NO |  | 134 | 2012 | 2 | 1 | 1 |  | DAVE JOHNSTON , WY | SPENCE , WY | 230 | 230 | Wood - H | 31 | 0 | 1 | 1272 ACSR 45/7 | 0 | 0 | 0 | 0 | 0 | 0 | 0 | 0 | 0 | 0 | 0 | 0 | 0 | 0 | 0 | 0 | 0 | 0 | 0 | 0 | 0 | 0 | 0 | 12
NO |  | 134 | 2012 | 2 | 2 | 2 |  | DAVE JOHNSTON , WY | WYODAK , WY | 230 | 230 | Wood - H | 69 | 0 | 1 | 1272 ACSR 36/1 | 0 | 0 | 0 | 0 | 0 | 0 | 0 | 0 | 0 | 0 | 0 | 0 | 0 | 0 | 0 | 0 | 0 | 0 | 0 | 0 | 0 | 0 | 0 | 12
NO |  | 134 | 2012 | 2 | 3 | 3 |  | DIXONVILLE 500 KV , OR | DIXONVILLE , OR | 230 | 230 | Wood - H | 1 | 0 | 1 | 1272 ACSR 36/1 | 0 | 0 | 0 | 0 | 0 | 0 | 0 | 0 | 0 | 0 | 0 | 0 | 0 | 0 | 0 | 0 | 0 | 0 | 0 | 0 | 0 | 0 | 0 | 12
NO |  | 134 | 2012 | 2 | 4 | 4 |  | DIXONVILLE , OR | RESTON BPA , OR | 230 | 230 | Wood - H | 17 | 0 | 1 | 795 ACSR 26/7 | 0 | 0 | 0 | 0 | 0 | 0 | 0 | 0 | 0 | 0 | 0 | 0 | 0 | 0 | 0 | 0 | 0 | 0 | 0 | 0 | 0 | 0 | 0 | 12
NO |  | 134 | 2012 | 2 | 5 | 5 |  | FAIRVIEW BPA , OR | ISTHMUS , OR | 230 | 230 | Wood - H | 12 | 0 | 1 | 1272 ACSR 36/1 | 0 | 0 | 0 | 0 | 0 | 0 | 0 | 0 | 0 | 0 | 0 | 0 | 0 | 0 | 0 | 0 | 0 | 0 | 0 | 0 | 0 | 0 | 0 | 12
NO |  | 134 | 2012 | 2 | 6 | 6 |  | FIREHOLE , WY | MONUMENT , WY | 230 | 230 | Wood - H | 49 | 0 | 1 | 1272 ACSR 45/7 | 0 | 0 | 0 | 0 | 0 | 0 | 0 | 0 | 0 | 0 | 0 | 0 | 0 | 0 | 0 | 0 | 0 | 0 | 0 | 0 | 0 | 0 | 0 | 12
NO |  | 134 | 2012 | 2 | 7 | 7 |  | FRY , OR | BETHEL , OR | 230 | 230 | Wood - H | 26 | 0 | 1 | 1272 ACSR 36/1 | 0 | 0 | 0 | 0 | 0 | 0 | 0 | 0 | 0 | 0 | 0 | 0 | 0 | 0 | 0 | 0 | 0 | 0 | 0 | 0 | 0 | 0 | 0 | 12
NO |  | 134 | 2012 | 2 | 8 | 8 |  | FRY , OR | ALVEY , OR | 230 | 230 | Wood - H | 45 | 0 | 1 | 1272 ACSR 36/1 | 0 | 0 | 0 | 0 | 0 | 0 | 0 | 0 | 0 | 0 | 0 | 0 | 0 | 0 | 0 | 0 | 0 | 0 | 0 | 0 | 0 | 0 | 0 | 12
NO |  | 134 | 2012 | 2 | 9 | 9 |  | GLEN CANYON , AZ | SIGURD , UT | 230 | 230 | Wood - H | 159 | 0 | 1 | 954 ACSR 45/7 | 0 | 0 | 0 | 0 | 0 | 0 | 0 | 0 | 0 | 0 | 0 | 0 | 0 | 0 | 0 | 0 | 0 | 0 | 0 | 0 | 0 | 0 | 0 | 12
NO |  | 134 | 2012 | 2 | 10 | 10 |  | GONDER (ELY) , AZ | PAVANT , UT | 230 | 230 | Wood - H | 98 | 0 | 1 | 795 ACSR 45/7 | 0 | 0 | 0 | 0 | 0 | 0 | 0 | 0 | 0 | 0 | 0 | 0 | 0 | 0 | 0 | 0 | 0 | 0 | 0 | 0 | 0 | 0 | 0 | 12
NO |  | 134 | 2012 | 2 | 11 | 11 |  | GOOSE CREEK , WY | BUFFALO , WY | 230 | 230 | Wood - H | 43 | 0 | 1 | 795 ACSR 26/7 | 0 | 0 | 0 | 0 | 0 | 0 | 0 | 0 | 0 | 0 | 0 | 0 | 0 | 0 | 0 | 0 | 0 | 0 | 0 | 0 | 0 | 0 | 0 | 12
NO |  | 134 | 2012 | 2 | 12 | 12 |  | GRANTS PASS , OR | DIXONVILLE , OR | 230 | 230 | Wood - H | 62 | 0 | 1 | 1272 ACSR 36/1 | 0 | 0 | 0 | 0 | 0 | 0 | 0 | 0 | 0 | 0 | 0 | 0 | 0 | 0 | 0 | 0 | 0 | 0 | 0 | 0 | 0 | 0 | 0 | 12
NO |  | 134 | 2012 | 2 | 13 | 13 |  | HURRICANE , WA | WALLA WALLA , OR | 230 | 230 | Wood - H | 78 | 0 | 1 | 1272 ACSR 36/1 | 0 | 0 | 0 | 0 | 0 | 0 | 0 | 0 | 0 | 0 | 0 | 0 | 0 | 0 | 0 | 0 | 0 | 0 | 0 | 0 | 0 | 0 | 0 | 12
NO |  | 134 | 2012 | 2 | 14 | 14 |  | JIM BRIDGER , WY | SPENCE , WY | 230 | 230 | Wood - H | 149 | 0 | 1 | 1272 ACSR 36/1 | 0 | 0 | 0 | 0 | 0 | 0 | 0 | 0 | 0 | 0 | 0 | 0 | 0 | 0 | 0 | 0 | 0 | 0 | 0 | 0 | 0 | 0 | 0 | 12
NO |  | 134 | 2012 | 2 | 15 | 15 |  | JIM BRIDGER , WY | ROCK SPRINGS , WY | 230 | 230 | Wood - H | 35 | 0 | 1 | 1272 ACSR 36/1 | 0 | 0 | 0 | 0 | 0 | 0 | 0 | 0 | 0 | 0 | 0 | 0 | 0 | 0 | 0 | 0 | 0 | 0 | 0 | 0 | 0 | 0 | 0 | 12
NO |  | 134 | 2012 | 2 | 16 | 16 |  | JONES CANYON (BPA) , OR | LEANING JUNIPER , OR | 230 | 230 | Wood - H | 1 | 0 | 1 | 1272 ACSR 45/7 | 0 | 0 | 0 | 0 | 0 | 0 | 0 | 0 | 0 | 0 | 0 | 0 | 0 | 0 | 0 | 0 | 0 | 0 | 0 | 0 | 0 | 0 | 0 | 12
NO |  | 134 | 2012 | 2 | 17 | 17 |  | KLAMATH FALLS , OR | MALIN , OR | 230 | 230 | Wood - H | 35 | 0 | 1 | 1272 ACSR 36/1 | 0 | 0 | 0 | 0 | 0 | 0 | 0 | 0 | 0 | 0 | 0 | 0 | 0 | 0 | 0 | 0 | 0 | 0 | 0 | 0 | 0 | 0 | 0 | 12
NO |  | 134 | 2012 | 2 | 18 | 18 |  | LIMA , WY | ROBERSON CREEK , WY | 230 | 230 | Wood - H | 2 | 0 | 1 | 1272 ACSR 45/1 | 0 | 0 | 0 | 0 | 0 | 0 | 0 | 0 | 0 | 0 | 0 | 0 | 0 | 0 | 0 | 0 | 0 | 0 | 0 | 0 | 0 | 0 | 0 | 12
NO |  | 134 | 2012 | 2 | 19 | 19 |  | LONE PINE , OR | KLAMATH FALLS , OR | 230 | 230 | Wood - H | 76 | 0 | 1 | 795 ACSR 26/7 | 0 | 0 | 0 | 0 | 0 | 0 | 0 | 0 | 0 | 0 | 0 | 0 | 0 | 0 | 0 | 0 | 0 | 0 | 0 | 0 | 0 | 0 | 0 | 12
NO |  | 134 | 2012 | 2 | 20 | 20 |  | LONE PINE , OR | MERIDIAN , OR | 230 | 230 | Steel SP | 5 | 0 | 1 | 1272 ACSR 36/1 | 0 | 0 | 0 | 0 | 0 | 0 | 0 | 0 | 0 | 0 | 0 | 0 | 0 | 0 | 0 | 0 | 0 | 0 | 0 | 0 | 0 | 0 | 0 | 12
NO |  | 134 | 2012 | 2 | 21 | 21 |  | MCNARY BPA , WA | WALLA WALLA , OR | 230 | 230 | Wood - H | 56 | 0 | 1 | 1272 ACSR 36/1 | 0 | 0 | 0 | 0 | 0 | 0 | 0 | 0 | 0 | 0 | 0 | 0 | 0 | 0 | 0 | 0 | 0 | 0 | 0 | 0 | 0 | 0 | 0 | 12
NO |  | 134 | 2012 | 2 | 22 | 22 |  | MERIDIAN , OR | GRANTS PASS , OR | 230 | 230 | Wood - H | 35 | 0 | 1 | 1272 ACSR 36/1 | 0 | 0 | 0 | 0 | 0 | 0 | 0 | 0 | 0 | 0 | 0 | 0 | 0 | 0 | 0 | 0 | 0 | 0 | 0 | 0 | 0 | 0 | 0 | 12
NO |  | 134 | 2012 | 2 | 23 | 23 |  | MERIDIAN , OR | LONE PINE , OR | 230 | 230 | Wood - H | 5 | 0 | 1 | 1272 ACSR 54/19 | 0 | 0 | 0 | 0 | 0 | 0 | 0 | 0 | 0 | 0 | 0 | 0 | 0 | 0 | 0 | 0 | 0 | 0 | 0 | 0 | 0 | 0 | 0 | 12
NO |  | 134 | 2012 | 2 | 24 | 24 |  | MINERS , WY | HIGH PLAINS , WY | 230 | 230 | Wood - H | 39 | 0 | 1 | 1272 ACSR 45/7 | 0 | 0 | 0 | 0 | 0 | 0 | 0 | 0 | 0 | 0 | 0 | 0 | 0 | 0 | 0 | 0 | 0 | 0 | 0 | 0 | 0 | 0 | 0 | 12
NO |  | 134 | 2012 | 2 | 25 | 25 |  | MONUMENT , WY | EXXON , WY | 230 | 230 | Wood - H | 13 | 0 | 1 | 1272 ACSR 36/1 | 0 | 0 | 0 | 0 | 0 | 0 | 0 | 0 | 0 | 0 | 0 | 0 | 0 | 0 | 0 | 0 | 0 | 0 | 0 | 0 | 0 | 0 | 0 | 12
NO |  | 134 | 2012 | 2 | 26 | 26 |  | MONUMENT , WY | CRAVEN CREEK , WY | 230 | 230 | Wood - H | 20 | 0 | 1 | 1272 ACSR 45/7 | 0 | 0 | 0 | 0 | 0 | 0 | 0 | 0 | 0 | 0 | 0 | 0 | 0 | 0 | 0 | 0 | 0 | 0 | 0 | 0 | 0 | 0 | 0 | 12
NO |  | 134 | 2012 | 2 | 27 | 27 |  | NAUGHTON , WY | TREASURETON , WY | 230 | 230 | Wood - H | 80 | 0 | 1 | 1272 ACSR 45/7 | 0 | 0 | 0 | 0 | 0 | 0 | 0 | 0 | 0 | 0 | 0 | 0 | 0 | 0 | 0 | 0 | 0 | 0 | 0 | 0 | 0 | 0 | 0 | 12
NO |  | 134 | 2012 | 2 | 28 | 28 |  | NAUGHTON , WY | MONUMENT , WY | 230 | 230 | Wood - H | 30 | 0 | 1 | 1272 ACSR 36/1 | 0 | 0 | 0 | 0 | 0 | 0 | 0 | 0 | 0 | 0 | 0 | 0 | 0 | 0 | 0 | 0 | 0 | 0 | 0 | 0 | 0 | 0 | 0 | 12
NO |  | 134 | 2012 | 2 | 29 | 29 |  | NAUGHTON , WY | WILLIAMS OPAL , WY | 230 | 230 | Wood - H | 16 | 0 | 1 | 954 ACSR 54/7 | 0 | 0 | 0 | 0 | 0 | 0 | 0 | 0 | 0 | 0 | 0 | 0 | 0 | 0 | 0 | 0 | 0 | 0 | 0 | 0 | 0 | 0 | 0 | 12
NO |  | 134 | 2012 | 2 | 30 | 30 |  | OREGON BASIN (PAC), WY | OR BASIN (MART OIL), WY | 230 | 230 | Wood - H | 1 | 0 | 1 | 1272 ACSR 45/7 | 0 | 0 | 0 | 0 | 0 | 0 | 0 | 0 | 0 | 0 | 0 | 0 | 0 | 0 | 0 | 0 | 0 | 0 | 0 | 0 | 0 | 0 | 0 | 12
NO |  | 134 | 2012 | 2 | 31 | 31 |  | PALISADES SS , OR | BLUE RIM , WY | 230 | 230 | Wood - H | 4 | 0 | 1 | 1272 ACSR 36/1 | 0 | 0 | 0 | 0 | 0 | 0 | 0 | 0 | 0 | 0 | 0 | 0 | 0 | 0 | 0 | 0 | 0 | 0 | 0 | 0 | 0 | 0 | 0 | 12
NO |  | 134 | 2012 | 2 | 32 | 32 |  | PAROWAN VALLEY , UT | SIGURD , UT | 230 | 230 | Wood - H | 94 | 0 | 1 | 795 ACSR 45/7 | 0 | 0 | 0 | 0 | 0 | 0 | 0 | 0 | 0 | 0 | 0 | 0 | 0 | 0 | 0 | 0 | 0 | 0 | 0 | 0 | 0 | 0 | 0 | 12
NO |  | 134 | 2012 | 2 | 33 | 33 |  | PAROWAN VALLEY , UT | WEST CEDAR , UT | 230 | 230 | Wood - H | 26 | 0 | 1 | 795 ACSR 45/7 | 0 | 0 | 0 | 0 | 0 | 0 | 0 | 0 | 0 | 0 | 0 | 0 | 0 | 0 | 0 | 0 | 0 | 0 | 0 | 0 | 0 | 0 | 0 | 12
NO |  | 134 | 2012 | 2 | 34 | 34 |  | PAVANT , UT | SIGURD , UT | 230 | 230 | Wood - H | 43 | 0 | 1 | 795 ACSR 45/7 | 0 | 0 | 0 | 0 | 0 | 0 | 0 | 0 | 0 | 0 | 0 | 0 | 0 | 0 | 0 | 0 | 0 | 0 | 0 | 0 | 0 | 0 | 0 | 12
NO |  | 134 | 2012 | 2 | 35 | 35 |  | POINT OF ROCKS , OR | DAVE JOHNSTON , WY | 230 | 230 | Wood - H | 209 | 0 | 1 | 1272 ACSR 36/1 | 0 | 0 | 0 | 0 | 0 | 0 | 0 | 0 | 0 | 0 | 0 | 0 | 0 | 0 | 0 | 0 | 0 | 0 | 0 | 0 | 0 | 0 | 0 | 12
NO |  | 134 | 2012 | 3 | 1 | 1 |  | POMONA , WA | UNION GAP , WA | 230 | 230 | Wood - H | 8 | 0 | 1 | 1272 ACSR 36/1 | 0 | 0 | 0 | 0 | 0 | 0 | 0 | 0 | 0 | 0 | 0 | 0 | 0 | 0 | 0 | 0 | 0 | 0 | 0 | 0 | 0 | 0 | 0 | 12
NO |  | 134 | 2012 | 3 | 2 | 2 |  | RIVERTON , WY | ROCK SPRINGS , WY | 230 | 230 | Wood - H | 118 | 0 | 1 | 1272 ACSR 36/1 | 0 | 0 | 0 | 0 | 0 | 0 | 0 | 0 | 0 | 0 | 0 | 0 | 0 | 0 | 0 | 0 | 0 | 0 | 0 | 0 | 0 | 0 | 0 | 12
NO |  | 134 | 2012 | 3 | 3 | 3 |  | RIVERTON , WY | THERMOPOLIS , WY | 230 | 230 | Wood - H | 51 | 0 | 1 | 1272 ACSR 36/1 | 0 | 0 | 0 | 0 | 0 | 0 | 0 | 0 | 0 | 0 | 0 | 0 | 0 | 0 | 0 | 0 | 0 | 0 | 0 | 0 | 0 | 0 | 0 | 12
NO |  | 134 | 2012 | 3 | 4 | 4 |  | ROCK CREEK (BPA) , WA | GOODNOE HILLS , WA | 230 | 230 | Wood - H | 1 | 0 | 1 | 1272 ACSR 45/7 | 0 | 0 | 0 | 0 | 0 | 0 | 0 | 0 | 0 | 0 | 0 | 0 | 0 | 0 | 0 | 0 | 0 | 0 | 0 | 0 | 0 | 0 | 0 | 12
NO |  | 134 | 2012 | 3 | 5 | 5 |  | ROCK SPRINGS , WY | FLAMING GORGE , UT | 230 | 230 | Wood - H | 55 | 0 | 1 | 1272 ACSR 36/1 | 0 | 0 | 0 | 0 | 0 | 0 | 0 | 0 | 0 | 0 | 0 | 0 | 0 | 0 | 0 | 0 | 0 | 0 | 0 | 0 | 0 | 0 | 0 | 12
NO |  | 134 | 2012 | 3 | 6 | 6 |  | ROCK SPRINGS , WY | JIM BRIDGER , WY | 230 | 230 | Wood - H | 35 | 0 | 1 | 1272 ACSR 36/1 | 0 | 0 | 0 | 0 | 0 | 0 | 0 | 0 | 0 | 0 | 0 | 0 | 0 | 0 | 0 | 0 | 0 | 0 | 0 | 0 | 0 | 0 | 0 | 12
NO |  | 134 | 2012 | 3 | 7 | 7 |  | ROCK SPRINGS , WY | MONUMENT , WY | 230 | 230 | Wood - H | 41 | 0 | 1 | 1272 ACSR 36/1 | 0 | 0 | 0 | 0 | 0 | 0 | 0 | 0 | 0 | 0 | 0 | 0 | 0 | 0 | 0 | 0 | 0 | 0 | 0 | 0 | 0 | 0 | 0 | 12
NO |  | 134 | 2012 | 3 | 8 | 8 |  | SHIRLEY BASIN , OR | DUNLAP , WY | 230 | 230 | Wood - H | 12 | 0 | 1 | 795 ACSR 26/7 | 0 | 0 | 0 | 0 | 0 | 0 | 0 | 0 | 0 | 0 | 0 | 0 | 0 | 0 | 0 | 0 | 0 | 0 | 0 | 0 | 0 | 0 | 0 | 12
NO |  | 134 | 2012 | 3 | 9 | 9 |  | SWIFT No. 1 , WA | SWIFT No. 2 , WA | 230 | 230 | Wood - H | 2 | 0 | 1 | 954 ACSR 45/7 | 0 | 0 | 0 | 0 | 0 | 0 | 0 | 0 | 0 | 0 | 0 | 0 | 0 | 0 | 0 | 0 | 0 | 0 | 0 | 0 | 0 | 0 | 0 | 12
NO |  | 134 | 2012 | 3 | 10 | 10 |  | SWIFT No. 2 , WA | WOODLAND BPA SS , WA | 230 | 230 | Wood - H | 23 | 0 | 1 | 954 ACSR 45/7 | 0 | 0 | 0 | 0 | 0 | 0 | 0 | 0 | 0 | 0 | 0 | 0 | 0 | 0 | 0 | 0 | 0 | 0 | 0 | 0 | 0 | 0 | 0 | 12
NO |  | 134 | 2012 | 3 | 11 | 11 |  | TALBOT , WA | MARENGO II , WA | 230 | 230 | Wood - H | 7 | 0 | 1 | 795 ACSR 26/7 | 0 | 0 | 0 | 0 | 0 | 0 | 0 | 0 | 0 | 0 | 0 | 0 | 0 | 0 | 0 | 0 | 0 | 0 | 0 | 0 | 0 | 0 | 0 | 12
NO |  | 134 | 2012 | 3 | 12 | 12 |  | TAP TO DALREED , OR | TAP TO DALREED No.2, OR | 230 | 230 | Wood - H | 1 | 0 | 1 | 795 ACSR 26/7 | 0 | 0 | 0 | 0 | 0 | 0 | 0 | 0 | 0 | 0 | 0 | 0 | 0 | 0 | 0 | 0 | 0 | 0 | 0 | 0 | 0 | 0 | 0 | 12
NO |  | 134 | 2012 | 3 | 13 | 13 |  | TAP TO HANNA , OR | NICKEL MOUNTAIN , OR | 230 | 230 | Wood - H | 9 | 0 | 1 | 795 ACSR 26/7 | 0 | 0 | 0 | 0 | 0 | 0 | 0 | 0 | 0 | 0 | 0 | 0 | 0 | 0 | 0 | 0 | 0 | 0 | 0 | 0 | 0 | 0 | 0 | 12
NO |  | 134 | 2012 | 3 | 14 | 14 |  | THERMOPOLIS , WY | YELLOWTAIL , MT | 230 | 230 | Wood - H | 176 | 0 | 1 | 1272 ACSR 36/1 | 0 | 0 | 0 | 0 | 0 | 0 | 0 | 0 | 0 | 0 | 0 | 0 | 0 | 0 | 0 | 0 | 0 | 0 | 0 | 0 | 0 | 0 | 0 | 12
NO |  | 134 | 2012 | 3 | 15 | 15 |  | TREASURETON , ID | BRADY , ID | 230 | 230 | Wood - H | 66 | 0 | 1 | 795 ACSR 26/7 | 0 | 0 | 0 | 0 | 0 | 0 | 0 | 0 | 0 | 0 | 0 | 0 | 0 | 0 | 0 | 0 | 0 | 0 | 0 | 0 | 0 | 0 | 0 | 12
NO |  | 134 | 2012 | 3 | 16 | 16 |  | TROUTDALE BPA , OR | GRESHAM PGE , OR | 230 | 230 | Steel Tower | 6 | 0 | 1 | 954 ACSR 45/7 | 0 | 0 | 0 | 0 | 0 | 0 | 0 | 0 | 0 | 0 | 0 | 0 | 0 | 0 | 0 | 0 | 0 | 0 | 0 | 0 | 0 | 0 | 0 | 12
NO |  | 134 | 2012 | 3 | 17 | 17 |  | TROUTDALE BPA , OR | LINNEMAN PGE , OR | 230 | 230 |  | 0 | 6 | 1 | 900 ACSR 54/7 | 0 | 0 | 0 | 0 | 0 | 0 | 0 | 0 | 0 | 0 | 0 | 0 | 0 | 0 | 0 | 0 | 0 | 0 | 0 | 0 | 0 | 0 | 0 | 12
NO |  | 134 | 2012 | 3 | 18 | 18 |  | TROUTDLE-LINNEMN, OR | TROUTDALE PP&L , OR | 230 | 230 | Wood - H | 1 | 0 | 1 | 1272 ACSR 36/1 | 0 | 0 | 0 | 0 | 0 | 0 | 0 | 0 | 0 | 0 | 0 | 0 | 0 | 0 | 0 | 0 | 0 | 0 | 0 | 0 | 0 | 0 | 0 | 12
NO |  | 134 | 2012 | 3 | 19 | 19 |  | UNION GAP , OR | MIDWAY (BPA) , OR | 230 | 230 | Wood - H | 39 | 0 | 1 | 954 ACSR 45/7 | 0 | 0 | 0 | 0 | 0 | 0 | 0 | 0 | 0 | 0 | 0 | 0 | 0 | 0 | 0 | 0 | 0 | 0 | 0 | 0 | 0 | 0 | 0 | 12
NO |  | 134 | 2012 | 3 | 20 | 20 |  | WALLA WALLA , OR | AVISTA LEWISTON , WA | 230 | 230 | Wood - H | 45 | 0 | 1 | 1272 ACSR 36/1 | 0 | 0 | 0 | 0 | 0 | 0 | 0 | 0 | 0 | 0 | 0 | 0 | 0 | 0 | 0 | 0 | 0 | 0 | 0 | 0 | 0 | 0 | 0 | 12
NO |  | 134 | 2012 | 3 | 21 | 21 |  | WALLA WALLA , OR | WANAPUM (GPUD) , WA | 230 | 230 | Wood - H | 33 | 0 | 1 | 1272 ACSR 36/1 | 0 | 0 | 0 | 0 | 0 | 0 | 0 | 0 | 0 | 0 | 0 | 0 | 0 | 0 | 0 | 0 | 0 | 0 | 0 | 0 | 0 | 0 | 0 | 12
NO |  | 134 | 2012 | 3 | 22 | 22 |  | WANAPUM , OR | POMONA , WA | 230 | 230 | Wood - H | 37 | 0 | 1 | 1272 ACSR 36/1 | 0 | 0 | 0 | 0 | 0 | 0 | 0 | 0 | 0 | 0 | 0 | 0 | 0 | 0 | 0 | 0 | 0 | 0 | 0 | 0 | 0 | 0 | 0 | 12
NO |  | 134 | 2012 | 3 | 23 | 23 |  | WINDSTAR , OR | GLENROCK/ROLLING, WA | 230 | 230 | Wood - H | 13 | 0 | 1 | 1272 ACSR 45/7 | 0 | 0 | 0 | 0 | 0 | 0 | 0 | 0 | 0 | 0 | 0 | 0 | 0 | 0 | 0 | 0 | 0 | 0 | 0 | 0 | 0 | 0 | 0 | 12
NO |  | 134 | 2012 | 3 | 24 | 24 |  | WYODAK , WY | BUFFALO , WY | 230 | 230 | Wood - H | 69 | 0 | 1 | 1272 ACSR 36/1 | 0 | 0 | 0 | 0 | 0 | 0 | 0 | 0 | 0 | 0 | 0 | 0 | 0 | 0 | 0 | 0 | 0 | 0 | 0 | 0 | 0 | 0 | 0 | 12
NO |  | 134 | 2012 | 3 | 25 | 25 |  | YAMSAY , OR | KLAMATH FALLS , OR | 230 | 230 | Wood - H | 63 | 0 | 1 | 795 ACSR 26/7 | 0 | 0 | 0 | 0 | 0 | 0 | 0 | 0 | 0 | 0 | 0 | 0 | 0 | 0 | 0 | 0 | 0 | 0 | 0 | 0 | 0 | 0 | 0 | 12
NO |  | 134 | 2012 | 3 | 26 | 26 |  | YELLOWTAIL , OR | GOOSE CREEK , WY | 230 | 230 | Wood - H | 59 | 0 | 1 | 795 ACSR 26/7 | 0 | 0 | 0 | 0 | 0 | 0 | 0 | 0 | 0 | 0 | 0 | 0 | 0 | 0 | 0 | 0 | 0 | 0 | 0 | 0 | 0 | 0 | 0 | 12
NO |  | 134 | 2012 | 3 | 27 | 27 |  | 230 kV costs and expenses |  | 0 | 0 |  | 0 | 0 | 0 |  | 16519791 | 357004905 | 373524696 | 50077 | 4818539 | 351027 | 5219643 | 0 | 0 | 0 | 0 | 0 | 0 | 0 | 0 | 0 | 0 | 0 | 0 | 0 | 0 | 0 | 0 | 12
NO |  | 134 | 2012 | 3 | 29 | 29 |  | Subtotal 230 kV |  | 0 | 0 |  | 3333 | 12 | 76 |  | 16519791 | 357004905 | 373524696 | 50077 | 4818539 | 351027 | 5219643 | 0 | 0 | 0 | 0 | 0 | 0 | 0 | 0 | 0 | 0 | 0 | 0 | 0 | 0 | 0 | 0 | 12
NO |  | 134 | 2012 | 3 | 31 | 31 |  | ANACONDA, ID | JEFFERSON, ID | 161 | 161 | Wood - H | 0 | 61 | 1 | 250HH CU/7 | 0 | 0 | 0 | 0 | 0 | 0 | 0 | 0 | 0 | 0 | 0 | 0 | 0 | 0 | 0 | 0 | 0 | 0 | 0 | 0 | 0 | 0 | 0 | 12
NO |  | 134 | 2012 | 3 | 32 | 32 |  | ANTELOPE , ID | GOSHEN , ID | 161 | 161 | Wood - H | 45 | 0 | 1 | 397.5 ACSR 26/7 | 0 | 0 | 0 | 0 | 0 | 0 | 0 | 0 | 0 | 0 | 0 | 0 | 0 | 0 | 0 | 0 | 0 | 0 | 0 | 0 | 0 | 0 | 0 | 12
NO |  | 134 | 2012 | 3 | 33 | 33 |  | BONNEVILLE , ID | EAGLEROCK , ID | 161 | 161 | Wood SP | 9 | 0 | 1 | 954 ACSR 45/7 | 0 | 0 | 0 | 0 | 0 | 0 | 0 | 0 | 0 | 0 | 0 | 0 | 0 | 0 | 0 | 0 | 0 | 0 | 0 | 0 | 0 | 0 | 0 | 12
NO |  | 134 | 2012 | 3 | 34 | 34 |  | EAGLEROCK , ID | SUGARMILL , ID | 161 | 161 | Wood SP | 3 | 0 | 1 | 954 ACSR 45/7 | 0 | 0 | 0 | 0 | 0 | 0 | 0 | 0 | 0 | 0 | 0 | 0 | 0 | 0 | 0 | 0 | 0 | 0 | 0 | 0 | 0 | 0 | 0 | 12
NO |  | 134 | 2012 | 3 | 35 | 35 |  | EAGLEROCK , ID | GOSHEN , ID | 161 | 161 | Wood - H | 12 | 0 | 1 | 1272 ACSR 45/7 | 0 | 0 | 0 | 0 | 0 | 0 | 0 | 0 | 0 | 0 | 0 | 0 | 0 | 0 | 0 | 0 | 0 | 0 | 0 | 0 | 0 | 0 | 0 | 12
NO |  | 134 | 2012 | 4 | 1 | 1 |  | GOSHEN , ID | GRACE , ID | 161 | 161 | Wood - H | 57 | 0 | 1 | 250HH CU/7 | 0 | 0 | 0 | 0 | 0 | 0 | 0 | 0 | 0 | 0 | 0 | 0 | 0 | 0 | 0 | 0 | 0 | 0 | 0 | 0 | 0 | 0 | 0 | 12
NO |  | 134 | 2012 | 4 | 2 | 2 |  | GOSHEN , ID | JEFFERSON , ID | 161 | 161 | Wood - H | 0 | 29 | 1 | 250HH CU/7 | 0 | 0 | 0 | 0 | 0 | 0 | 0 | 0 | 0 | 0 | 0 | 0 | 0 | 0 | 0 | 0 | 0 | 0 | 0 | 0 | 0 | 0 | 0 | 12
NO |  | 134 | 2012 | 4 | 3 | 3 |  | GOSHEN , ID | RIGBY , ID | 161 | 161 | Wood - H | 31 | 0 | 1 | 397.5 ACSR 26/7 | 0 | 0 | 0 | 0 | 0 | 0 | 0 | 0 | 0 | 0 | 0 | 0 | 0 | 0 | 0 | 0 | 0 | 0 | 0 | 0 | 0 | 0 | 0 | 12
NO |  | 134 | 2012 | 4 | 4 | 4 |  | GOSHEN , ID | SUGAR MILL , ID | 161 | 161 | Wood SP | 17 | 0 | 1 | 795 AAC /37 | 0 | 0 | 0 | 0 | 0 | 0 | 0 | 0 | 0 | 0 | 0 | 0 | 0 | 0 | 0 | 0 | 0 | 0 | 0 | 0 | 0 | 0 | 0 | 12
NO |  | 134 | 2012 | 4 | 5 | 5 |  | RIGBY , ID | JEFFERSON , ID | 161 | 161 | Wood SP | 18 | 0 | 1 | 397.5 ACSR 26/7 | 0 | 0 | 0 | 0 | 0 | 0 | 0 | 0 | 0 | 0 | 0 | 0 | 0 | 0 | 0 | 0 | 0 | 0 | 0 | 0 | 0 | 0 | 0 | 12
NO |  | 134 | 2012 | 4 | 6 | 6 |  | SUGARMILL , ID | RIGBY , ID | 161 | 161 | Wood SP | 17 | 0 | 1 | 397.5 ACSR 26/7 | 0 | 0 | 0 | 0 | 0 | 0 | 0 | 0 | 0 | 0 | 0 | 0 | 0 | 0 | 0 | 0 | 0 | 0 | 0 | 0 | 0 | 0 | 0 | 12
NO |  | 134 | 2012 | 4 | 7 | 7 |  | YELLOWTAIL , MT | RIMROCK , ID | 161 | 161 | Wood - H | 46 | 0 | 1 | 556.5 ACSR 26/7 | 0 | 0 | 0 | 0 | 0 | 0 | 0 | 0 | 0 | 0 | 0 | 0 | 0 | 0 | 0 | 0 | 0 | 0 | 0 | 0 | 0 | 0 | 0 | 12
NO |  | 134 | 2012 | 4 | 8 | 8 |  | 161 kV costs and expenses |  | 0 | 0 |  | 0 | 0 | 0 |  | 623490 | 20881126 | 21504616 | 0 | 249715 | 14301 | 264016 | 0 | 0 | 0 | 0 | 0 | 0 | 0 | 0 | 0 | 0 | 0 | 0 | 0 | 0 | 0 | 0 | 12
NO |  | 134 | 2012 | 4 | 10 | 10 |  | Subtotal 161 kV |  | 0 | 0 |  | 255 | 90 | 12 |  | 623490 | 20881126 | 21504616 | 0 | 249715 | 14301 | 264016 | 0 | 0 | 0 | 0 | 0 | 0 | 0 | 0 | 0 | 0 | 0 | 0 | 0 | 0 | 0 | 0 | 12
NO |  | 134 | 2012 | 4 | 12 | 12 |  | 90TH SOUTH , UT | SANDY , UT | 138 | 138 | Steel - SP | 1 | 0 | 1 | 795 AAC /37 | 0 | 0 | 0 | 0 | 0 | 0 | 0 | 0 | 0 | 0 | 0 | 0 | 0 | 0 | 0 | 0 | 0 | 0 | 0 | 0 | 0 | 0 | 0 | 12
NO |  | 134 | 2012 | 4 | 13 | 13 |  | 90TH SOUTH , UT | QUARRY , UT | 138 | 138 | Wood - H | 12 | 0 | 1 | 795 AAC /37 | 0 | 0 | 0 | 0 | 0 | 0 | 0 | 0 | 0 | 0 | 0 | 0 | 0 | 0 | 0 | 0 | 0 | 0 | 0 | 0 | 0 | 0 | 0 | 12
NO |  | 134 | 2012 | 4 | 14 | 14 |  | 90TH SOUTH , UT | DUMAS , UT | 138 | 138 | Wood - H | 6 | 0 | 1 | 795 AAC /37 | 0 | 0 | 0 | 0 | 0 | 0 | 0 | 0 | 0 | 0 | 0 | 0 | 0 | 0 | 0 | 0 | 0 | 0 | 0 | 0 | 0 | 0 | 0 | 12
NO |  | 134 | 2012 | 4 | 15 | 15 |  | 90TH SOUTH , UT | OQUIRRH , UT | 138 | 138 | Wood SP | 10 | 0 | 1 | 795 ACSR 26/7 | 0 | 0 | 0 | 0 | 0 | 0 | 0 | 0 | 0 | 0 | 0 | 0 | 0 | 0 | 0 | 0 | 0 | 0 | 0 | 0 | 0 | 0 | 0 | 12
NO |  | 134 | 2012 | 4 | 16 | 16 |  | ABAJO , UT | PINTO , UT | 138 | 138 | Wood - H | 44 | 0 | 1 | 397.5 ACSR 26/7 | 0 | 0 | 0 | 0 | 0 | 0 | 0 | 0 | 0 | 0 | 0 | 0 | 0 | 0 | 0 | 0 | 0 | 0 | 0 | 0 | 0 | 0 | 0 | 12
NO |  | 134 | 2012 | 4 | 17 | 17 |  | AGRIUM , UT | THREEMILE KNOLL , ID | 138 | 138 | Wood - H | 4 | 0 | 1 | 397.5 ACSR 26/7 | 0 | 0 | 0 | 0 | 0 | 0 | 0 | 0 | 0 | 0 | 0 | 0 | 0 | 0 | 0 | 0 | 0 | 0 | 0 | 0 | 0 | 0 | 0 | 12
NO |  | 134 | 2012 | 4 | 18 | 18 |  | ANSCHTZ CO-GEN, WY | EVANSTON , WY | 138 | 138 | Wood - H | 22 | 0 | 1 | 795 ACSR 26/7 | 0 | 0 | 0 | 0 | 0 | 0 | 0 | 0 | 0 | 0 | 0 | 0 | 0 | 0 | 0 | 0 | 0 | 0 | 0 | 0 | 0 | 0 | 0 | 12
NO |  | 134 | 2012 | 4 | 19 | 19 |  | ANTELOPE , ID | SCOVILLE #1 , WY | 138 | 138 | Wood - H | 1 | 0 | 1 | 397.5 ACSR 26/7 | 0 | 0 | 0 | 0 | 0 | 0 | 0 | 0 | 0 | 0 | 0 | 0 | 0 | 0 | 0 | 0 | 0 | 0 | 0 | 0 | 0 | 0 | 0 | 12
NO |  | 134 | 2012 | 4 | 20 | 20 |  | ANTELOPE , ID | SCOVILLE #2 , WY | 138 | 138 | Wood - H | 1 | 0 | 1 | 397.5 ACSR 26/7 | 0 | 0 | 0 | 0 | 0 | 0 | 0 | 0 | 0 | 0 | 0 | 0 | 0 | 0 | 0 | 0 | 0 | 0 | 0 | 0 | 0 | 0 | 0 | 12
NO |  | 134 | 2012 | 4 | 21 | 21 |  | ASHGROVE , ID | CLOVER , WY | 138 | 138 | Wood - H | 26 | 0 | 1 | 397.5 ACSR 26/7 | 0 | 0 | 0 | 0 | 0 | 0 | 0 | 0 | 0 | 0 | 0 | 0 | 0 | 0 | 0 | 0 | 0 | 0 | 0 | 0 | 0 | 0 | 0 | 12
NO |  | 134 | 2012 | 4 | 22 | 22 |  | ASHLEY , UT | CARBON , UT | 138 | 138 | Wood - H | 92 | 0 | 1 | 397.5 ACSR 26/7 | 0 | 0 | 0 | 0 | 0 | 0 | 0 | 0 | 0 | 0 | 0 | 0 | 0 | 0 | 0 | 0 | 0 | 0 | 0 | 0 | 0 | 0 | 0 | 12
NO |  | 134 | 2012 | 4 | 23 | 23 |  | ASHLEY , UT | VERNAL , UT | 138 | 138 | Wood - H | 12 | 0 | 1 | 397.5 ACSR 26/7 | 0 | 0 | 0 | 0 | 0 | 0 | 0 | 0 | 0 | 0 | 0 | 0 | 0 | 0 | 0 | 0 | 0 | 0 | 0 | 0 | 0 | 0 | 0 | 12
NO |  | 134 | 2012 | 4 | 24 | 24 |  | BANGERTER , UT | OQUIRRH , UT | 138 | 138 | Wood - H | 0 | 6 | 1 |  | 0 | 0 | 0 | 0 | 0 | 0 | 0 | 0 | 0 | 0 | 0 | 0 | 0 | 0 | 0 | 621342004 | 0 | 0 | 0 | 0 | 0 | 0 | 0 | 12
NO |  | 134 | 2012 | 4 | 25 | 25 |  | BEN LOMOND , UT | BRIGHAM CITY , UT | 138 | 138 | Wood - H | 14 | 0 | 1 | 1272 ACSR 45/7 | 0 | 0 | 0 | 0 | 0 | 0 | 0 | 0 | 0 | 0 | 0 | 0 | 0 | 0 | 0 | 0 | 0 | 0 | 0 | 0 | 0 | 0 | 0 | 12
NO |  | 134 | 2012 | 4 | 26 | 26 |  | BEN LOMOND #1 , UT | EL MONTE , UT | 138 | 138 | Steel - SP | 14 | 0 | 1 | 795 ACSR 45/7 | 0 | 0 | 0 | 0 | 0 | 0 | 0 | 0 | 0 | 0 | 0 | 0 | 0 | 0 | 0 | 0 | 0 | 0 | 0 | 0 | 0 | 0 | 0 | 12
NO |  | 134 | 2012 | 4 | 27 | 27 |  | BEN LOMOND #2 , UT | EL MONTE , UT | 138 | 138 |  | 0 | 13 | 1 | 795 ACSR 45/7 | 0 | 0 | 0 | 0 | 0 | 0 | 0 | 0 | 0 | 0 | 0 | 0 | 0 | 0 | 0 | 0 | 0 | 0 | 0 | 0 | 0 | 0 | 0 | 12
NO |  | 134 | 2012 | 4 | 28 | 28 |  | BEN LOMOND , UT | HONEYVILLE , UT | 138 | 138 |  | 0 | 22 | 1 | 250 CUHD /12 | 0 | 0 | 0 | 0 | 0 | 0 | 0 | 0 | 0 | 0 | 0 | 0 | 0 | 0 | 0 | 0 | 0 | 0 | 0 | 0 | 0 | 0 | 0 | 12
NO |  | 134 | 2012 | 4 | 29 | 29 |  | BEN LOMOND , UT | SYRACUSE , UT | 138 | 138 | Steel Tower | 7 | 13 | 1 | 795 AAC /37 | 0 | 0 | 0 | 0 | 0 | 0 | 0 | 0 | 0 | 0 | 0 | 0 | 0 | 0 | 0 | 0 | 0 | 0 | 0 | 0 | 0 | 0 | 0 | 12
NO |  | 134 | 2012 | 4 | 30 | 30 |  | BEN LOMOND , UT | ANGEL #2 , UT | 138 | 138 | Steel - SP | 28 | 0 | 1 | 397.5 ACSR 26/7 | 0 | 0 | 0 | 0 | 0 | 0 | 0 | 0 | 0 | 0 | 0 | 0 | 0 | 0 | 0 | 0 | 0 | 0 | 0 | 0 | 0 | 0 | 0 | 12
NO |  | 134 | 2012 | 4 | 31 | 31 |  | BEN LOMOND , UT | W ZIRCONIUM , UT | 138 | 138 | Wood -SP | 14 | 0 | 1 | 795 AAC /37 | 0 | 0 | 0 | 0 | 0 | 0 | 0 | 0 | 0 | 0 | 0 | 0 | 0 | 0 | 0 | 0 | 0 | 0 | 0 | 0 | 0 | 0 | 0 | 12
NO |  | 134 | 2012 | 4 | 32 | 32 |  | BEN LOMOND , UT | WHEELON , UT | 138 | 138 | Steel Tower | 42 | 0 | 1 | 250 CUHD /12 | 0 | 0 | 0 | 0 | 0 | 0 | 0 | 0 | 0 | 0 | 0 | 0 | 0 | 0 | 0 | 0 | 0 | 0 | 0 | 0 | 0 | 0 | 0 | 12
NO |  | 134 | 2012 | 4 | 33 | 33 |  | BEN LOMOND , UT | SYRACUSE , UT | 138 | 230 | Steel Tower | 25 | 0 | 1 | 1272 ACSR 45/7 | 0 | 0 | 0 | 0 | 0 | 0 | 0 | 0 | 0 | 0 | 0 | 0 | 0 | 0 | 0 | 0 | 0 | 0 | 0 | 0 | 0 | 0 | 0 | 12
NO |  | 134 | 2012 | 4 | 34 | 34 |  | BONANZA , UT | CHAPITA , UT | 138 | 138 | Wood - H | 9 | 0 | 1 | 795 ACSR 26/7 | 0 | 0 | 0 | 0 | 0 | 0 | 0 | 0 | 0 | 0 | 0 | 0 | 0 | 0 | 0 | 0 | 0 | 0 | 0 | 0 | 0 | 0 | 0 | 12
NO |  | 134 | 2012 | 4 | 35 | 35 |  | BRIDGERLAND , UT | GREEN CANYON , UT | 138 | 138 | Wood -SP | 16 | 0 | 1 | 1272 ACSR 45/7 | 0 | 0 | 0 | 0 | 0 | 0 | 0 | 0 | 0 | 0 | 0 | 0 | 0 | 0 | 0 | 0 | 0 | 0 | 0 | 0 | 0 | 0 | 0 | 12
NO |  | 134 | 2012 | 5 | 1 | 1 |  | BRIGHAM CITY , UT | WHEELON , UT | 138 | 138 | Wood - H | 24 | 0 | 1 | 795 ACSR 26/7 | 0 | 0 | 0 | 0 | 0 | 0 | 0 | 0 | 0 | 0 | 0 | 0 | 0 | 0 | 0 | 0 | 0 | 0 | 0 | 0 | 0 | 0 | 0 | 12
NO |  | 134 | 2012 | 5 | 2 | 2 |  | BUTLERVILLE , UT | 90TH SOUTH , UT | 138 | 138 | Steel - SP | 9 | 0 | 1 | 795 AAC /37 | 0 | 0 | 0 | 0 | 0 | 0 | 0 | 0 | 0 | 0 | 0 | 0 | 0 | 0 | 0 | 0 | 0 | 0 | 0 | 0 | 0 | 0 | 0 | 12
NO |  | 134 | 2012 | 5 | 3 | 3 |  | CAMERON , UT | PAROWAN , UT | 138 | 138 | Wood - H | 35 | 0 | 1 | 397.5 ACSR 26/7 | 0 | 0 | 0 | 0 | 0 | 0 | 0 | 0 | 0 | 0 | 0 | 0 | 0 | 0 | 0 | 0 | 0 | 0 | 0 | 0 | 0 | 0 | 0 | 12
NO |  | 134 | 2012 | 5 | 4 | 4 |  | CAMERON , UT | SIGURD , UT | 138 | 138 | Wood - H | 64 | 0 | 1 | 397.5 ACSR 26/7 | 0 | 0 | 0 | 0 | 0 | 0 | 0 | 0 | 0 | 0 | 0 | 0 | 0 | 0 | 0 | 0 | 0 | 0 | 0 | 0 | 0 | 0 | 0 | 12
NO |  | 134 | 2012 | 5 | 5 | 5 |  | CANYON COMP, WY | STR 204 , UT | 138 | 138 | Wood - H | 12 | 0 | 1 | 795 ACSR 26/7 | 0 | 0 | 0 | 0 | 0 | 0 | 0 | 0 | 0 | 0 | 0 | 0 | 0 | 0 | 0 | 0 | 0 | 0 | 0 | 0 | 0 | 0 | 0 | 12
NO |  | 134 | 2012 | 5 | 6 | 6 |  | CARBON , UT | HELPER #2 , UT | 138 | 138 | Wood - H | 2 | 0 | 1 | 556.5 ACSR 26/7 | 0 | 0 | 0 | 0 | 0 | 0 | 0 | 0 | 0 | 0 | 0 | 0 | 0 | 0 | 0 | 0 | 0 | 0 | 0 | 0 | 0 | 0 | 0 | 12
NO |  | 134 | 2012 | 5 | 7 | 7 |  | CARBON #1 , UT | SPANISH FORK , UT | 138 | 138 | Steel Tower | 54 | 0 | 1 | 795 ACSR 26/7 | 0 | 0 | 0 | 0 | 0 | 0 | 0 | 0 | 0 | 0 | 0 | 0 | 0 | 0 | 0 | 0 | 0 | 0 | 0 | 0 | 0 | 0 | 0 | 12
NO |  | 134 | 2012 | 5 | 8 | 8 |  | CARBON #2 , UT | SPANISH FORK , UT | 138 | 138 |  | 52 | 0 | 1 | 1272 ACSR 45/7 | 0 | 0 | 0 | 0 | 0 | 0 | 0 | 0 | 0 | 0 | 0 | 0 | 0 | 0 | 0 | 0 | 0 | 0 | 0 | 0 | 0 | 0 | 0 | 12
NO |  | 134 | 2012 | 5 | 9 | 9 |  | CARBON , UT | MOAB , UT | 138 | 138 | Wood - H | 120 | 0 | 1 | 954 ACSR 54/7 | 0 | 0 | 0 | 0 | 0 | 0 | 0 | 0 | 0 | 0 | 0 | 0 | 0 | 0 | 0 | 0 | 0 | 0 | 0 | 0 | 0 | 0 | 0 | 12
NO |  | 134 | 2012 | 5 | 10 | 10 |  | CLEAR CREEK , WY | PAINTER , UT | 138 | 138 | Wood -SP | 5 | 0 | 1 | 795 ACSR 26/7 | 0 | 0 | 0 | 0 | 0 | 0 | 0 | 0 | 0 | 0 | 0 | 0 | 0 | 0 | 0 | 0 | 0 | 0 | 0 | 0 | 0 | 0 | 0 | 12
NO |  | 134 | 2012 | 5 | 11 | 11 |  | CLOVER , WY | NEBO , UT | 138 | 138 | Wood -SP | 8 | 0 | 1 | 1272 ACSR 45/7 | 0 | 0 | 0 | 0 | 0 | 0 | 0 | 0 | 0 | 0 | 0 | 0 | 0 | 0 | 0 | 0 | 0 | 0 | 0 | 0 | 0 | 0 | 0 | 12
NO |  | 134 | 2012 | 5 | 12 | 12 |  | COLUMBIA , UT | SUNNYSIDE , UT | 138 | 138 | Wood - H | 2 | 0 | 1 | 397.5 ACSR 26/7 | 0 | 0 | 0 | 0 | 0 | 0 | 0 | 0 | 0 | 0 | 0 | 0 | 0 | 0 | 0 | 0 | 0 | 0 | 0 | 0 | 0 | 0 | 0 | 12
NO |  | 134 | 2012 | 5 | 13 | 13 |  | COTTONWOOD , UT | MCCLELLAND , UT | 138 | 138 | Steel - SP | 6 | 0 | 1 | 795 AAC /37 | 0 | 0 | 0 | 0 | 0 | 0 | 0 | 0 | 0 | 0 | 0 | 0 | 0 | 0 | 0 | 0 | 0 | 0 | 0 | 0 | 0 | 0 | 0 | 12
NO |  | 134 | 2012 | 5 | 14 | 14 |  | COTTONWOOD , UT | HAMMER , UT | 138 | 138 | Wood -SP | 5 | 0 | 1 | 795 AAC /37 | 0 | 0 | 0 | 0 | 0 | 0 | 0 | 0 | 0 | 0 | 0 | 0 | 0 | 0 | 0 | 0 | 0 | 0 | 0 | 0 | 0 | 0 | 0 | 12
NO |  | 134 | 2012 | 5 | 15 | 15 |  | COTTONWOOD , UT | SILVER CREEK , UT | 138 | 138 | Wood -SP | 29 | 0 | 1 | 397.5 ACSR 26/7 | 0 | 0 | 0 | 0 | 0 | 0 | 0 | 0 | 0 | 0 | 0 | 0 | 0 | 0 | 0 | 0 | 0 | 0 | 0 | 0 | 0 | 0 | 0 | 12
NO |  | 134 | 2012 | 5 | 16 | 16 |  | CUTLER , UT | WHEELON , UT | 138 | 138 | Wood -SP | 1 | 0 | 1 | 250 CUHD /12 | 0 | 0 | 0 | 0 | 0 | 0 | 0 | 0 | 0 | 0 | 0 | 0 | 0 | 0 | 0 | 0 | 0 | 0 | 0 | 0 | 0 | 0 | 0 | 12
NO |  | 134 | 2012 | 5 | 17 | 17 |  | DRY CREEK , UT | SPANISH FORK , UT | 138 | 138 | Steel - SP | 5 | 0 | 1 | 1272 ACSR 45/7 | 0 | 0 | 0 | 0 | 0 | 0 | 0 | 0 | 0 | 0 | 0 | 0 | 0 | 0 | 0 | 0 | 0 | 0 | 0 | 0 | 0 | 0 | 0 | 12
NO |  | 134 | 2012 | 5 | 18 | 18 |  | DUMAS , UT | WESTFIELD , UT | 138 | 138 | Wood -SP | 18 | 0 | 1 | 795 ACSR 26/7 | 0 | 0 | 0 | 0 | 0 | 0 | 0 | 0 | 0 | 0 | 0 | 0 | 0 | 0 | 0 | 0 | 0 | 0 | 0 | 0 | 0 | 0 | 0 | 12
NO |  | 134 | 2012 | 5 | 19 | 19 |  | DYNAMO , UT | TRI-CITY #1 , UT | 138 | 138 | Steel - SP | 2 | 0 | 1 | 795 ACSR 26/7 | 0 | 0 | 0 | 0 | 0 | 0 | 0 | 0 | 0 | 0 | 0 | 0 | 0 | 0 | 0 | 0 | 0 | 0 | 0 | 0 | 0 | 0 | 0 | 12
NO |  | 134 | 2012 | 5 | 20 | 20 |  | DYNAMO , UT | TRI-CITY #2 , UT | 138 | 138 |  | 0 | 3 | 1 | 795 ACSR 26/7 | 0 | 0 | 0 | 0 | 0 | 0 | 0 | 0 | 0 | 0 | 0 | 0 | 0 | 0 | 0 | 0 | 0 | 0 | 0 | 0 | 0 | 0 | 0 | 12
NO |  | 134 | 2012 | 5 | 21 | 21 |  | EAST LAYTON , UT | 105 TAP , UT | 138 | 138 | Steel - SP | 0 | 15 | 1 | 795 ACSR 26/7 | 0 | 0 | 0 | 0 | 0 | 0 | 0 | 0 | 0 | 0 | 0 | 0 | 0 | 0 | 0 | 0 | 0 | 0 | 0 | 0 | 0 | 0 | 0 | 12
NO |  | 134 | 2012 | 5 | 22 | 22 |  | EBAY TAP , UT | OQUIRRH , UT | 138 | 138 | Wood -SP | 1 | 0 | 1 | 795 ACSR 26/7 | 0 | 0 | 0 | 0 | 0 | 0 | 0 | 0 | 0 | 0 | 0 | 0 | 0 | 0 | 0 | 0 | 0 | 0 | 0 | 0 | 0 | 0 | 0 | 12
NO |  | 134 | 2012 | 5 | 23 | 23 |  | EL MONTE , UT | STR 30B , UT | 138 | 138 | Steel - SP | 4 | 0 | 1 | 1272 ACSR 45/7 | 0 | 0 | 0 | 0 | 0 | 0 | 0 | 0 | 0 | 0 | 0 | 0 | 0 | 0 | 0 | 0 | 0 | 0 | 0 | 0 | 0 | 0 | 0 | 12
NO |  | 134 | 2012 | 5 | 24 | 24 |  | EL MONTE , UT | PIONEER , UT | 138 | 138 | Steel - SP | 1 | 0 | 1 | 1272 ACSR 45/7 | 0 | 0 | 0 | 0 | 0 | 0 | 0 | 0 | 0 | 0 | 0 | 0 | 0 | 0 | 0 | 0 | 0 | 0 | 0 | 0 | 0 | 0 | 0 | 12
NO |  | 134 | 2012 | 5 | 25 | 25 |  | EVANSTON , WY | RAILROAD , UT | 138 | 138 | Wood -SP | 3 | 0 | 1 | 795 ACSR 26/7 | 0 | 0 | 0 | 0 | 0 | 0 | 0 | 0 | 0 | 0 | 0 | 0 | 0 | 0 | 0 | 0 | 0 | 0 | 0 | 0 | 0 | 0 | 0 | 12
NO |  | 134 | 2012 | 5 | 26 | 26 |  | FRANKLIN , ID | TREASURETON , ID | 138 | 138 | Wood -SP | 10 | 0 | 1 | 795 ACSR 26/7 | 0 | 0 | 0 | 0 | 0 | 0 | 0 | 0 | 0 | 0 | 0 | 0 | 0 | 0 | 0 | 0 | 0 | 0 | 0 | 0 | 0 | 0 | 0 | 12
NO |  | 134 | 2012 | 5 | 27 | 27 |  | FRANKLIN , ID | GREEN CANYON , UT | 138 | 138 | Wood -SP | 25 | 0 | 1 | 397.5 ACSR 26/7 | 0 | 0 | 0 | 0 | 0 | 0 | 0 | 0 | 0 | 0 | 0 | 0 | 0 | 0 | 0 | 0 | 0 | 0 | 0 | 0 | 0 | 0 | 0 | 12
NO |  | 134 | 2012 | 5 | 28 | 28 |  | GADSBY , UT | JORDAN , UT | 138 | 138 | Wood -SP | 1 | 0 | 1 | 1272 ACSR 45/7 | 0 | 0 | 0 | 0 | 0 | 0 | 0 | 0 | 0 | 0 | 0 | 0 | 0 | 0 | 0 | 0 | 0 | 0 | 0 | 0 | 0 | 0 | 0 | 12
NO |  | 134 | 2012 | 5 | 29 | 29 |  | GADSBY , UT | THIRD WEST , UT | 138 | 138 | Wood -SP | 1 | 0 | 1 | 1272 AAC /61 | 0 | 0 | 0 | 0 | 0 | 0 | 0 | 0 | 0 | 0 | 0 | 0 | 0 | 0 | 0 | 0 | 0 | 0 | 0 | 0 | 0 | 0 | 0 | 12
NO |  | 134 | 2012 | 5 | 30 | 30 |  | GADSBY , UT | TERMINAL , UT | 138 | 138 | Wood -SP | 6 | 0 | 1 | 1272 ACSR 45/7 | 0 | 0 | 0 | 0 | 0 | 0 | 0 | 0 | 0 | 0 | 0 | 0 | 0 | 0 | 0 | 0 | 0 | 0 | 0 | 0 | 0 | 0 | 0 | 12
NO |  | 134 | 2012 | 5 | 31 | 31 |  | GENEVA , UT | TIMP , UT | 138 | 138 | Wood -SP | 1 | 0 | 1 | 1272 AAC /61 | 0 | 0 | 0 | 0 | 0 | 0 | 0 | 0 | 0 | 0 | 0 | 0 | 0 | 0 | 0 | 0 | 0 | 0 | 0 | 0 | 0 | 0 | 0 | 12
NO |  | 134 | 2012 | 5 | 32 | 32 |  | GREEN CANYON , UT | NIBLEY , UT | 138 | 138 | Wood -SP | 7 | 0 | 1 | 1272 ACSR 45/7 | 0 | 0 | 0 | 0 | 0 | 0 | 0 | 0 | 0 | 0 | 0 | 0 | 0 | 0 | 0 | 0 | 0 | 0 | 0 | 0 | 0 | 0 | 0 | 12
NO |  | 134 | 2012 | 5 | 33 | 33 |  | GREEN CANYON , UT | WHEELON , UT | 138 | 138 | Wood -SP | 19 | 0 | 1 | 397.5 ACSR 26/7 | 0 | 0 | 0 | 0 | 0 | 0 | 0 | 0 | 0 | 0 | 0 | 0 | 0 | 0 | 0 | 0 | 0 | 0 | 0 | 0 | 0 | 0 | 0 | 12
NO |  | 134 | 2012 | 5 | 34 | 34 |  | HALE , UT | MIDWAY , UT | 138 | 138 | Wood - H | 19 | 0 | 1 | 397.5 ACSR 26/7 | 0 | 0 | 0 | 0 | 0 | 0 | 0 | 0 | 0 | 0 | 0 | 0 | 0 | 0 | 0 | 0 | 0 | 0 | 0 | 0 | 0 | 0 | 0 | 12
NO |  | 134 | 2012 | 5 | 35 | 35 |  | HALE , UT | TANNER , UT | 138 | 138 | Wood - H | 7 | 0 | 1 | 1272 ACSR 45/7 | 0 | 0 | 0 | 0 | 0 | 0 | 0 | 0 | 0 | 0 | 0 | 0 | 0 | 0 | 0 | 0 | 0 | 0 | 0 | 0 | 0 | 0 | 0 | 12
NO |  | 134 | 2012 | 6 | 1 | 1 |  | HALE , UT | SPANISH FORK , UT | 138 | 138 | Wood - H | 18 | 0 | 1 | 1272 ACSR 45/7 | 0 | 0 | 0 | 0 | 0 | 0 | 0 | 0 | 0 | 0 | 0 | 0 | 0 | 0 | 0 | 0 | 0 | 0 | 0 | 0 | 0 | 0 | 0 | 12
NO |  | 134 | 2012 | 6 | 2 | 2 |  | HAMMER , UT | BUTLERVILLE , UT | 138 | 138 |  | 0 | 2 | 1 | 795 ACSR 26/7 | 0 | 0 | 0 | 0 | 0 | 0 | 0 | 0 | 0 | 0 | 0 | 0 | 0 | 0 | 0 | 0 | 0 | 0 | 0 | 0 | 0 | 0 | 0 | 12
NO |  | 134 | 2012 | 6 | 3 | 3 |  | HONEYVILLE , UT | LAMPO , UT | 138 | 138 | Wood - H | 25 | 0 | 1 | 397.5 ACSR 26/7 | 0 | 0 | 0 | 0 | 0 | 0 | 0 | 0 | 0 | 0 | 0 | 0 | 0 | 0 | 0 | 0 | 0 | 0 | 0 | 0 | 0 | 0 | 0 | 12
NO |  | 134 | 2012 | 6 | 4 | 4 |  | HONEYVILLE , UT | WHEELON , UT | 138 | 138 |  | 0 | 14 | 1 | 250 CUHD /12 | 0 | 0 | 0 | 0 | 0 | 0 | 0 | 0 | 0 | 0 | 0 | 0 | 0 | 0 | 0 | 0 | 0 | 0 | 0 | 0 | 0 | 0 | 0 | 12
NO |  | 134 | 2012 | 6 | 5 | 5 |  | HUNTINGTON , UT | MCFADDEN , UT | 138 | 138 | Wood - H | 7 | 0 | 1 | 397.5 ACSR 26/7 | 0 | 0 | 0 | 0 | 0 | 0 | 0 | 0 | 0 | 0 | 0 | 0 | 0 | 0 | 0 | 0 | 0 | 0 | 0 | 0 | 0 | 0 | 0 | 12
NO |  | 134 | 2012 | 6 | 6 | 6 |  | JERUSALEM , UT | NEBO , UT | 138 | 138 | Wood - H | 26 | 0 | 1 | 397.5 ACSR 26/7 | 0 | 0 | 0 | 0 | 0 | 0 | 0 | 0 | 0 | 0 | 0 | 0 | 0 | 0 | 0 | 0 | 0 | 0 | 0 | 0 | 0 | 0 | 0 | 12
NO |  | 134 | 2012 | 6 | 7 | 7 |  | JORDAN , UT | THIRD WEST , UT | 138 | 138 | Wood -SP | 1 | 0 | 1 | 1272 AAC /61 | 0 | 0 | 0 | 0 | 0 | 0 | 0 | 0 | 0 | 0 | 0 | 0 | 0 | 0 | 0 | 0 | 0 | 0 | 0 | 0 | 0 | 0 | 0 | 12
NO |  | 134 | 2012 | 6 | 8 | 8 |  | JORDAN , UT | MCCLELLAND , UT | 138 | 138 | Wood -SP | 5 | 0 | 1 | 795 AAC /37 | 0 | 0 | 0 | 0 | 0 | 0 | 0 | 0 | 0 | 0 | 0 | 0 | 0 | 0 | 0 | 0 | 0 | 0 | 0 | 0 | 0 | 0 | 0 | 12
NO |  | 134 | 2012 | 6 | 9 | 9 |  | JORDAN , UT | TERMINAL , UT | 138 | 138 | Wood -SP | 6 | 0 | 1 | 1272 AAC/91 | 0 | 0 | 0 | 0 | 0 | 0 | 0 | 0 | 0 | 0 | 0 | 0 | 0 | 0 | 0 | 0 | 0 | 0 | 0 | 0 | 0 | 0 | 0 | 12
NO |  | 134 | 2012 | 6 | 10 | 10 |  | KCC BARNEY , UT | KCCGRIND , UT | 138 | 138 | Wood -SP | 1 | 0 | 1 | 1272 AAC /61 | 0 | 0 | 0 | 0 | 0 | 0 | 0 | 0 | 0 | 0 | 0 | 0 | 0 | 0 | 0 | 0 | 0 | 0 | 0 | 0 | 0 | 0 | 0 | 12
NO |  | 134 | 2012 | 6 | 11 | 11 |  | KEARNS , UT | TAYLORSVILLE , UT | 138 | 138 | Wood -SP | 3 | 0 | 1 | 500 AAC/19 | 0 | 0 | 0 | 0 | 0 | 0 | 0 | 0 | 0 | 0 | 0 | 0 | 0 | 0 | 0 | 0 | 0 | 0 | 0 | 0 | 0 | 0 | 0 | 12
NO |  | 134 | 2012 | 6 | 12 | 12 |  | KEARNS , UT | WEST VALLEY , UT | 138 | 138 | Wood -SP | 2 | 0 | 1 |  | 0 | 0 | 0 | 0 | 0 | 0 | 0 | 0 | 0 | 0 | 0 | 0 | 0 | 0 | 0 | 621342005 | 0 | 0 | 0 | 0 | 0 | 0 | 0 | 12
NO |  | 134 | 2012 | 6 | 13 | 13 |  | LONE PEAK , UT | CAMP WILLIAMS , UT | 138 | 138 |  | 0 | 8 | 1 | 1272 ACSR 45/7 | 0 | 0 | 0 | 0 | 0 | 0 | 0 | 0 | 0 | 0 | 0 | 0 | 0 | 0 | 0 | 0 | 0 | 0 | 0 | 0 | 0 | 0 | 0 | 12
NO |  | 134 | 2012 | 6 | 14 | 14 |  | MCCLELLAND , UT | MIDVALLEY , UT | 138 | 138 | Wood -SP | 6 | 0 | 1 | 795 AAC 26/7 | 0 | 0 | 0 | 0 | 0 | 0 | 0 | 0 | 0 | 0 | 0 | 0 | 0 | 0 | 0 | 0 | 0 | 0 | 0 | 0 | 0 | 0 | 0 | 12
NO |  | 134 | 2012 | 6 | 15 | 15 |  | MCFADDEN , UT | BLACKHAWK , UT | 138 | 138 | Wood - H | 11 | 0 | 1 | 795 AAC 26/7 | 0 | 0 | 0 | 0 | 0 | 0 | 0 | 0 | 0 | 0 | 0 | 0 | 0 | 0 | 0 | 0 | 0 | 0 | 0 | 0 | 0 | 0 | 0 | 12
NO |  | 134 | 2012 | 6 | 16 | 16 |  | MID VALLEY , UT | TAYLORSVILLE , UT | 138 | 138 | Wood -SP | 4 | 2 | 1 | 1272 ACSR /61 | 0 | 0 | 0 | 0 | 0 | 0 | 0 | 0 | 0 | 0 | 0 | 0 | 0 | 0 | 0 | 0 | 0 | 0 | 0 | 0 | 0 | 0 | 0 | 12
NO |  | 134 | 2012 | 6 | 17 | 17 |  | MID VALLEY , UT | COTTONWOOD , UT | 138 | 138 | Wood -SP | 5 | 0 | 1 |  | 0 | 0 | 0 | 0 | 0 | 0 | 0 | 0 | 0 | 0 | 0 | 0 | 0 | 0 | 0 | 621341990 | 0 | 0 | 0 | 0 | 0 | 0 | 0 | 12
NO |  | 134 | 2012 | 6 | 18 | 18 |  | MID VALLEY , UT | COTTONWOOD , UT | 138 | 138 | Wood -SP | 3 | 0 | 1 |  | 0 | 0 | 0 | 0 | 0 | 0 | 0 | 0 | 0 | 0 | 0 | 0 | 0 | 0 | 0 | 621341991 | 0 | 0 | 0 | 0 | 0 | 0 | 0 | 12
NO |  | 134 | 2012 | 6 | 19 | 19 |  | MID VALLEY , UT | 90TH SOUTH , UT | 138 | 138 | Wood - H | 9 | 0 | 1 | 1272 ACSR 45/7 | 0 | 0 | 0 | 0 | 0 | 0 | 0 | 0 | 0 | 0 | 0 | 0 | 0 | 0 | 0 | 0 | 0 | 0 | 0 | 0 | 0 | 0 | 0 | 12
NO |  | 134 | 2012 | 6 | 20 | 20 |  | MIDDLETON , UT | ST. GEORGE , UT | 138 | 138 | Wood - H | 1 | 0 | 1 | 397.5 ACSR 26/7 | 0 | 0 | 0 | 0 | 0 | 0 | 0 | 0 | 0 | 0 | 0 | 0 | 0 | 0 | 0 | 0 | 0 | 0 | 0 | 0 | 0 | 0 | 0 | 12
NO |  | 134 | 2012 | 6 | 21 | 21 |  | MOAB , UT | PINTO , UT | 138 | 138 | Wood - H | 68 | 0 | 1 | 397.5 ACSR 26/7 | 0 | 0 | 0 | 0 | 0 | 0 | 0 | 0 | 0 | 0 | 0 | 0 | 0 | 0 | 0 | 0 | 0 | 0 | 0 | 0 | 0 | 0 | 0 | 12
NO |  | 134 | 2012 | 6 | 22 | 22 |  | NAUGHTON , WY | CANYON COMP, WY | 138 | 138 | Wood - H | 36 | 0 | 1 | 795 AAC 26/7 | 0 | 0 | 0 | 0 | 0 | 0 | 0 | 0 | 0 | 0 | 0 | 0 | 0 | 0 | 0 | 0 | 0 | 0 | 0 | 0 | 0 | 0 | 0 | 12
NO |  | 134 | 2012 | 6 | 23 | 23 |  | NAUGHTON , WY | PAINTER , WY | 138 | 138 | Wood - H | 48 | 0 | 1 | 795 AAC 26/7 | 0 | 0 | 0 | 0 | 0 | 0 | 0 | 0 | 0 | 0 | 0 | 0 | 0 | 0 | 0 | 0 | 0 | 0 | 0 | 0 | 0 | 0 | 0 | 12
NO |  | 134 | 2012 | 6 | 24 | 24 |  | NEBO , UT | DRY CREEK , UT | 138 | 138 | Wood - H | 33 | 0 | 1 | 795 AAC 26/7 | 0 | 0 | 0 | 0 | 0 | 0 | 0 | 0 | 0 | 0 | 0 | 0 | 0 | 0 | 0 | 0 | 0 | 0 | 0 | 0 | 0 | 0 | 0 | 12
NO |  | 134 | 2012 | 6 | 25 | 25 |  | NUCOR STEEL , UT | WHEELON , UT | 138 | 138 | Wood - H | 10 | 0 | 1 | 397.5 ACSR 26/7 | 0 | 0 | 0 | 0 | 0 | 0 | 0 | 0 | 0 | 0 | 0 | 0 | 0 | 0 | 0 | 0 | 0 | 0 | 0 | 0 | 0 | 0 | 0 | 12
NO |  | 134 | 2012 | 6 | 26 | 26 |  | ONEIDA , ID | OVID , UT | 138 | 138 | Wood - H | 23 | 0 | 1 | 336.4 ACSR 26/7 | 0 | 0 | 0 | 0 | 0 | 0 | 0 | 0 | 0 | 0 | 0 | 0 | 0 | 0 | 0 | 0 | 0 | 0 | 0 | 0 | 0 | 0 | 0 | 12
NO |  | 134 | 2012 | 6 | 27 | 27 |  | ONIEDA , ID | GRACE , ID | 138 | 138 | Wood - H | 19 | 0 | 1 | 250 CUHD /12 | 0 | 0 | 0 | 0 | 0 | 0 | 0 | 0 | 0 | 0 | 0 | 0 | 0 | 0 | 0 | 0 | 0 | 0 | 0 | 0 | 0 | 0 | 0 | 12
NO |  | 134 | 2012 | 6 | 28 | 28 |  | OQUIRRH , UT | TOOELE , ID | 138 | 138 | Wood -SP | 21 | 0 | 1 | 795 AAC 45/7 | 0 | 0 | 0 | 0 | 0 | 0 | 0 | 0 | 0 | 0 | 0 | 0 | 0 | 0 | 0 | 0 | 0 | 0 | 0 | 0 | 0 | 0 | 0 | 12
NO |  | 134 | 2012 | 6 | 29 | 29 |  | OQUIRRH , UT | BARNEY , UT | 138 | 138 | Wood - H | 5 | 0 | 1 | 795 AAC 26/7 | 0 | 0 | 0 | 0 | 0 | 0 | 0 | 0 | 0 | 0 | 0 | 0 | 0 | 0 | 0 | 0 | 0 | 0 | 0 | 0 | 0 | 0 | 0 | 12
NO |  | 134 | 2012 | 6 | 30 | 30 |  | OQUIRRH , UT | KCC BINGHAM , UT | 138 | 138 | Wood - H | 8 | 0 | 1 | 1557.4 ACSR/TW | 0 | 0 | 0 | 0 | 0 | 0 | 0 | 0 | 0 | 0 | 0 | 0 | 0 | 0 | 0 | 0 | 0 | 0 | 0 | 0 | 0 | 0 | 0 | 12
NO |  | 134 | 2012 | 6 | 31 | 31 |  | PAINTER , UT | RAILROAD , UT | 138 | 138 | Wood - H | 7 | 0 | 1 | 1272 ACSR 45/7 | 0 | 0 | 0 | 0 | 0 | 0 | 0 | 0 | 0 | 0 | 0 | 0 | 0 | 0 | 0 | 0 | 0 | 0 | 0 | 0 | 0 | 0 | 0 | 12
NO |  | 134 | 2012 | 6 | 32 | 32 |  | PAROWAN , UT | WEST CEDAR , UT | 138 | 138 | Wood - H | 21 | 0 | 1 | 397.5 ACSR 26/7 | 0 | 0 | 0 | 0 | 0 | 0 | 0 | 0 | 0 | 0 | 0 | 0 | 0 | 0 | 0 | 0 | 0 | 0 | 0 | 0 | 0 | 0 | 0 | 12
NO |  | 134 | 2012 | 6 | 33 | 33 |  | PARRISH #1 , UT | TERMINAL , UT | 138 | 138 | Steel - SP | 16 | 0 | 1 | 795 AAC 45/7 | 0 | 0 | 0 | 0 | 0 | 0 | 0 | 0 | 0 | 0 | 0 | 0 | 0 | 0 | 0 | 0 | 0 | 0 | 0 | 0 | 0 | 0 | 0 | 12
NO |  | 134 | 2012 | 6 | 34 | 34 |  | PARRISH #105 , UT | TERMINAL , UT | 138 | 138 | Steel - SP | 14 | 0 | 1 | 795 AAC 45/7 | 0 | 0 | 0 | 0 | 0 | 0 | 0 | 0 | 0 | 0 | 0 | 0 | 0 | 0 | 0 | 0 | 0 | 0 | 0 | 0 | 0 | 0 | 0 | 12
NO |  | 134 | 2012 | 6 | 35 | 35 |  | PARISH #2 , UT | TERMINAL , UT | 138 | 138 |  | 0 | 14 | 1 | 795 AAC 26/7 | 0 | 0 | 0 | 0 | 0 | 0 | 0 | 0 | 0 | 0 | 0 | 0 | 0 | 0 | 0 | 0 | 0 | 0 | 0 | 0 | 0 | 0 | 0 | 12
NO |  | 134 | 2012 | 7 | 1 | 1 |  | PARRISH , UT | TAP TO N SALT LAKE , UT | 138 | 138 | Steel - SP | 0 | 8 | 1 | 795 AAC 26/7 | 0 | 0 | 0 | 0 | 0 | 0 | 0 | 0 | 0 | 0 | 0 | 0 | 0 | 0 | 0 | 0 | 0 | 0 | 0 | 0 | 0 | 0 | 0 | 12
NO |  | 134 | 2012 | 7 | 2 | 2 |  | RAILROAD , UT | CANYON COMP , WY | 138 | 138 | Wood - H | 17 | 0 | 1 | 795 ACSR 26/7 | 0 | 0 | 0 | 0 | 0 | 0 | 0 | 0 | 0 | 0 | 0 | 0 | 0 | 0 | 0 | 0 | 0 | 0 | 0 | 0 | 0 | 0 | 0 | 12
NO |  | 134 | 2012 | 7 | 3 | 3 |  | CENTRAL (UAMPS) #1 , UT | SAINT GEORGE , UT | 138 | 138 | Steel - SP | 20 | 0 | 1 | 1272 ACSR 45/7 | 0 | 0 | 0 | 0 | 0 | 0 | 0 | 621341984 | 0 | 0 | 0 | 0 | 0 | 0 | 0 | 0 | 0 | 0 | 0 | 0 | 0 | 0 | 0 | 12
NO |  | 134 | 2012 | 7 | 4 | 4 |  | CENTRAL (UAMPS) #2 , UT | SAINT GEORGE , UT | 138 | 138 | Steel - SP | 0 | 20 | 1 | 1272 ACSR 45/7 | 0 | 0 | 0 | 0 | 0 | 0 | 0 | 621341985 | 0 | 0 | 0 | 0 | 0 | 0 | 0 | 0 | 0 | 0 | 0 | 0 | 0 | 0 | 0 | 12
NO |  | 134 | 2012 | 7 | 5 | 5 |  | RED BUTTE , UT | SAINT GEORGE , UT | 138 | 138 |  | 1 | 0 | 1 | 1272 ACSR 45/7 | 0 | 0 | 0 | 0 | 0 | 0 | 0 | 0 | 0 | 0 | 0 | 0 | 0 | 0 | 0 | 0 | 0 | 0 | 0 | 0 | 0 | 0 | 0 | 12
NO |  | 134 | 2012 | 7 | 6 | 6 |  | RED BUTTE , UT | WEST CEDAR , UT | 138 | 138 | Wood - H | 50 | 0 | 1 | 397.5 ACSR 26/7 | 0 | 0 | 0 | 0 | 0 | 0 | 0 | 0 | 0 | 0 | 0 | 0 | 0 | 0 | 0 | 0 | 0 | 0 | 0 | 0 | 0 | 0 | 0 | 12
NO |  | 134 | 2012 | 7 | 7 | 7 |  | RIVERDALE , UT | EAST LAYTON , UT | 138 | 138 | Steel - SP | 0 | 6 | 1 | 795 AAC 26/7 | 0 | 0 | 0 | 0 | 0 | 0 | 0 | 0 | 0 | 0 | 0 | 0 | 0 | 0 | 0 | 0 | 0 | 0 | 0 | 0 | 0 | 0 | 0 | 12
NO |  | 134 | 2012 | 7 | 8 | 8 |  | SHICK , UT | PARRISH , UT | 138 | 138 | Wood - H | 0 | 10 | 1 | 250 CUHD /12 | 0 | 0 | 0 | 0 | 0 | 0 | 0 | 0 | 0 | 0 | 0 | 0 | 0 | 0 | 0 | 0 | 0 | 0 | 0 | 0 | 0 | 0 | 0 | 12
NO |  | 134 | 2012 | 7 | 9 | 9 |  | SILVER CREEK , UT | JORDANELLE , UT | 138 | 138 | Wood - SP | 10 | 0 | 1 | 795 AAC 26/7 | 0 | 0 | 0 | 0 | 0 | 0 | 0 | 0 | 0 | 0 | 0 | 0 | 0 | 0 | 0 | 0 | 0 | 0 | 0 | 0 | 0 | 0 | 0 | 12
NO |  | 134 | 2012 | 7 | 10 | 10 |  | SPANISH FORK , UT | TANNER , UT | 138 | 138 | Wood - H | 10 | 0 | 1 | 1272 ACSR 45/7 | 0 | 0 | 0 | 0 | 0 | 0 | 0 | 0 | 0 | 0 | 0 | 0 | 0 | 0 | 0 | 0 | 0 | 0 | 0 | 0 | 0 | 0 | 0 | 12
NO |  | 134 | 2012 | 7 | 11 | 11 |  | SUNRISE , UT | OQUIRRH , UT | 138 | 138 | Wood - SP | 0 | 2 | 1 |  | 0 | 0 | 0 | 0 | 0 | 0 | 0 | 0 | 0 | 0 | 0 | 0 | 0 | 0 | 0 | 621341993 | 0 | 0 | 0 | 0 | 0 | 0 | 0 | 12
NO |  | 134 | 2012 | 7 | 12 | 12 |  | SYRACUSE , UT | CLEARFIELD SOUTH , UT | 138 | 138 | Steel - SP | 1 | 0 | 1 | 1272 ACSR 45/7 | 0 | 0 | 0 | 0 | 0 | 0 | 0 | 0 | 0 | 0 | 0 | 0 | 0 | 0 | 0 | 0 | 0 | 0 | 0 | 0 | 0 | 0 | 0 | 12
NO |  | 134 | 2012 | 7 | 13 | 13 |  | SYRACUSE , UT | PARRISH , UT | 138 | 138 | Steel Tower | 15 | 0 | 1 | 1272 ACSR 45/7 | 0 | 0 | 0 | 0 | 0 | 0 | 0 | 0 | 0 | 0 | 0 | 0 | 0 | 0 | 0 | 0 | 0 | 0 | 0 | 0 | 0 | 0 | 0 | 12
NO |  | 134 | 2012 | 7 | 14 | 14 |  | SYRACUSE , UT | ANGEL #1 , UT | 138 | 138 | Steel Tower | 0 | 9 | 1 | 250 CUHD /12 | 0 | 0 | 0 | 0 | 0 | 0 | 0 | 0 | 0 | 0 | 0 | 0 | 0 | 0 | 0 | 0 | 0 | 0 | 0 | 0 | 0 | 0 | 0 | 12
NO |  | 134 | 2012 | 7 | 15 | 15 |  | TAP TO ANGEL NORTH , UT | TAP TO PARRISH , UT | 138 | 138 |  | 0 | 13 | 1 | 795 AAC /37 | 0 | 0 | 0 | 0 | 0 | 0 | 0 | 0 | 0 | 0 | 0 | 0 | 0 | 0 | 0 | 0 | 0 | 0 | 0 | 0 | 0 | 0 | 0 | 12
NO |  | 134 | 2012 | 7 | 16 | 16 |  | TAYLORSVILLE , UT | 90TH SOUTH , UT | 138 | 138 | Wood - SP | 6 | 2 | 1 | 795 AAC /37 | 0 | 0 | 0 | 0 | 0 | 0 | 0 | 0 | 0 | 0 | 0 | 0 | 0 | 0 | 0 | 0 | 0 | 0 | 0 | 0 | 0 | 0 | 0 | 12
NO |  | 134 | 2012 | 7 | 17 | 17 |  | TERMINAL , UT | KENNECOTT , UT | 138 | 138 | Steel - SP | 9 | 0 | 1 | 795 AAC 26/7 | 0 | 0 | 0 | 0 | 0 | 0 | 0 | 0 | 0 | 0 | 0 | 0 | 0 | 0 | 0 | 0 | 0 | 0 | 0 | 0 | 0 | 0 | 0 | 12
NO |  | 134 | 2012 | 7 | 18 | 18 |  | TERMINAL , UT | ROWLEY , UT | 138 | 138 | Wood - H | 56 | 0 | 1 | 795 AAC /37 | 0 | 0 | 0 | 0 | 0 | 0 | 0 | 0 | 0 | 0 | 0 | 0 | 0 | 0 | 0 | 0 | 0 | 0 | 0 | 0 | 0 | 0 | 0 | 12
NO |  | 134 | 2012 | 7 | 19 | 19 |  | TERMINAL , UT | MIDVALLEY , UT | 138 | 138 | Wood - H | 7 | 0 | 1 | 1272 ACSR 45/7 | 0 | 0 | 0 | 0 | 0 | 0 | 0 | 0 | 0 | 0 | 0 | 0 | 0 | 0 | 0 | 0 | 0 | 0 | 0 | 0 | 0 | 0 | 0 | 12
NO |  | 134 | 2012 | 7 | 20 | 20 |  | TERMINAL , UT | MIDVALLEY , UT | 138 | 138 | Wood - H | 7 | 0 | 1 | 1272 AAC /61 | 0 | 0 | 0 | 0 | 0 | 0 | 0 | 0 | 0 | 0 | 0 | 0 | 0 | 0 | 0 | 0 | 0 | 0 | 0 | 0 | 0 | 0 | 0 | 12
NO |  | 134 | 2012 | 7 | 21 | 21 |  | TERMINAL , UT | TOOELE , UT | 138 | 138 | Wood - H | 24 | 6 | 1 | 397.5 ACSR 26/7 | 0 | 0 | 0 | 0 | 0 | 0 | 0 | 0 | 0 | 0 | 0 | 0 | 0 | 0 | 0 | 0 | 0 | 0 | 0 | 0 | 0 | 0 | 0 | 12
NO |  | 134 | 2012 | 7 | 22 | 22 |  | TERMINAL , UT | WEST VALLEY , UT | 138 | 138 | Wood - SP | 7 | 0 | 1 |  | 0 | 0 | 0 | 0 | 0 | 0 | 0 | 0 | 0 | 0 | 0 | 0 | 0 | 0 | 0 | 621341996 | 0 | 0 | 0 | 0 | 0 | 0 | 0 | 12
NO |  | 134 | 2012 | 7 | 23 | 23 |  | THREEMILE KNOLL , ID | GRACE #1 , ID | 138 | 138 | Wood - H | 17 | 0 | 1 | 250 CUHD /12 | 0 | 0 | 0 | 0 | 0 | 0 | 0 | 0 | 0 | 0 | 0 | 0 | 0 | 0 | 0 | 0 | 0 | 0 | 0 | 0 | 0 | 0 | 0 | 12
NO |  | 134 | 2012 | 7 | 24 | 24 |  | THREEMILE KNOLL , ID | GRACE #2 , ID | 138 | 138 | Wood - H | 17 | 0 | 1 | 1272 ACSR 45/7 | 0 | 0 | 0 | 0 | 0 | 0 | 0 | 0 | 0 | 0 | 0 | 0 | 0 | 0 | 0 | 0 | 0 | 0 | 0 | 0 | 0 | 0 | 0 | 12
NO |  | 134 | 2012 | 7 | 25 | 25 |  | THREEMILE KNOLL , ID | MONSANTO #1 , ID | 138 | 138 | Wood - H | 2 | 0 | 1 | 1272 AAC /61 | 0 | 0 | 0 | 0 | 0 | 0 | 0 | 0 | 0 | 0 | 0 | 0 | 0 | 0 | 0 | 0 | 0 | 0 | 0 | 0 | 0 | 0 | 0 | 12
NO |  | 134 | 2012 | 7 | 26 | 26 |  | THREEMILE KNOLL , ID | MONSANTO #2 , ID | 138 | 138 | Steel - SP | 2 | 0 | 1 | 1272 ACSR 45/7 | 0 | 0 | 0 | 0 | 0 | 0 | 0 | 0 | 0 | 0 | 0 | 0 | 0 | 0 | 0 | 0 | 0 | 0 | 0 | 0 | 0 | 0 | 0 | 12
NO |  | 134 | 2012 | 7 | 27 | 27 |  | TIMP #1 , UT | DYNAMO , UT | 138 | 138 | Steel - SP | 2 | 0 | 1 |  | 0 | 0 | 0 | 0 | 0 | 0 | 0 | 0 | 0 | 0 | 0 | 0 | 0 | 0 | 0 | 621341997 | 0 | 0 | 0 | 0 | 0 | 0 | 0 | 12
NO |  | 134 | 2012 | 7 | 28 | 28 |  | TIMP #2 , UT | DYNAMO , UT | 138 | 138 |  | 0 | 2 | 1 |  | 0 | 0 | 0 | 0 | 0 | 0 | 0 | 0 | 0 | 0 | 0 | 0 | 0 | 0 | 0 | 621341998 | 0 | 0 | 0 | 0 | 0 | 0 | 0 | 12
NO |  | 134 | 2012 | 7 | 29 | 29 |  | TIMP , UT | HALE , UT | 138 | 138 | Steel - SP | 4 | 0 | 1 |  | 0 | 0 | 0 | 0 | 0 | 0 | 0 | 0 | 0 | 0 | 0 | 0 | 0 | 0 | 0 | 621341999 | 0 | 0 | 0 | 0 | 0 | 0 | 0 | 12
NO |  | 134 | 2012 | 7 | 30 | 30 |  | TIMP , UT | SPANISH FORK , UT | 138 | 138 | Wood - H | 23 | 0 | 1 |  | 0 | 0 | 0 | 0 | 0 | 0 | 0 | 0 | 0 | 0 | 0 | 0 | 0 | 0 | 0 | 621342000 | 0 | 0 | 0 | 0 | 0 | 0 | 0 | 12
NO |  | 134 | 2012 | 7 | 31 | 31 |  | TREASURETON , ID | GRACE , ID | 138 | 138 | Steel Tower | 25 | 0 | 1 | 250 CUHD /12 | 0 | 0 | 0 | 0 | 0 | 0 | 0 | 0 | 0 | 0 | 0 | 0 | 0 | 0 | 0 | 0 | 0 | 0 | 0 | 0 | 0 | 0 | 0 | 12
NO |  | 134 | 2012 | 7 | 32 | 32 |  | TREASURETON , ID | GRACE #2 , ID | 138 | 138 |  | 0 | 25 | 1 | 250 CUHD /12 | 0 | 0 | 0 | 0 | 0 | 0 | 0 | 0 | 0 | 0 | 0 | 0 | 0 | 0 | 0 | 0 | 0 | 0 | 0 | 0 | 0 | 0 | 0 | 12
NO |  | 134 | 2012 | 7 | 33 | 33 |  | TREASURETON , ID | ONEIDA , ID | 138 | 138 | Wood - H | 6 | 0 | 1 | 250 CUHD /12 | 0 | 0 | 0 | 0 | 0 | 0 | 0 | 0 | 0 | 0 | 0 | 0 | 0 | 0 | 0 | 0 | 0 | 0 | 0 | 0 | 0 | 0 | 0 | 12
NO |  | 134 | 2012 | 7 | 34 | 34 |  | TRI-CITY , UT | SUNRISE , ID | 138 | 138 | Wood - SP | 22 | 0 | 1 |  | 0 | 0 | 0 | 0 | 0 | 0 | 0 | 0 | 0 | 0 | 0 | 0 | 0 | 0 | 0 | 621342001 | 0 | 0 | 0 | 0 | 0 | 0 | 0 | 12
NO |  | 134 | 2012 | 7 | 35 | 35 |  | TRI-CITY , UT | BANGERTER , UT | 138 | 138 | Wood - SP | 6 | 12 | 1 |  | 0 | 0 | 0 | 0 | 0 | 0 | 0 | 0 | 0 | 0 | 0 | 0 | 0 | 0 | 0 | 621342002 | 0 | 0 | 0 | 0 | 0 | 0 | 0 | 12
NO |  | 134 | 2012 | 8 | 1 | 1 |  | TRI-CITY , UT | AMERICAN FORK , UT | 138 | 138 | Wood - H | 15 | 0 | 1 | 1272 ACSR 45/7 | 0 | 0 | 0 | 0 | 0 | 0 | 0 | 0 | 0 | 0 | 0 | 0 | 0 | 0 | 0 | 0 | 0 | 0 | 0 | 0 | 0 | 0 | 0 | 12
NO |  | 134 | 2012 | 8 | 2 | 2 |  | WEST CEDAR , UT | THREE PEAKS , UT | 138 | 138 | Wood - SP | 20 | 0 | 1 | 795 AAC 26/7 | 0 | 0 | 0 | 0 | 0 | 0 | 0 | 0 | 0 | 0 | 0 | 0 | 0 | 0 | 0 | 0 | 0 | 0 | 0 | 0 | 0 | 0 | 0 | 12
NO |  | 134 | 2012 | 8 | 3 | 3 |  | WEST VALLEY , UT | OQUIRRH , UT | 138 | 138 | Wood - H | 7 | 0 | 1 |  | 0 | 0 | 0 | 0 | 0 | 0 | 0 | 0 | 0 | 0 | 0 | 0 | 0 | 0 | 0 | 621342003 | 0 | 0 | 0 | 0 | 0 | 0 | 0 | 12
NO |  | 134 | 2012 | 8 | 4 | 4 |  | WESTFIELD , UT | HALE , UT | 138 | 138 | Wood - H | 14 | 0 | 1 | 795 AAC 26/7 | 0 | 0 | 0 | 0 | 0 | 0 | 0 | 0 | 0 | 0 | 0 | 0 | 0 | 0 | 0 | 0 | 0 | 0 | 0 | 0 | 0 | 0 | 0 | 12
NO |  | 134 | 2012 | 8 | 5 | 5 |  | WHEELON , UT | AMERICAN FALLS , ID | 138 | 138 | Wood - H | 86 | 0 | 1 | 250 CUHD /12 | 0 | 0 | 0 | 0 | 0 | 0 | 0 | 0 | 0 | 0 | 0 | 0 | 0 | 0 | 0 | 0 | 0 | 0 | 0 | 0 | 0 | 0 | 0 | 12
NO |  | 134 | 2012 | 8 | 6 | 6 |  | WHEELON #103 , UT | TREASURETON , ID | 138 | 138 | Steel Tower | 29 | 0 | 1 | 250 CUHD /12 | 0 | 0 | 0 | 0 | 0 | 0 | 0 | 0 | 0 | 0 | 0 | 0 | 0 | 0 | 0 | 0 | 0 | 0 | 0 | 0 | 0 | 0 | 0 | 12
NO |  | 134 | 2012 | 8 | 7 | 7 |  | WHEELON #104 , UT | TREASURETON , ID | 138 | 138 |  | 0 | 29 | 1 | 250 CUHD /12 | 0 | 0 | 0 | 0 | 0 | 0 | 0 | 0 | 0 | 0 | 0 | 0 | 0 | 0 | 0 | 0 | 0 | 0 | 0 | 0 | 0 | 0 | 0 | 12
NO |  | 134 | 2012 | 8 | 8 | 8 |  | WHEELON #105 , UT | TREASURETON , ID | 138 | 138 | Wood - H | 29 | 0 | 1 | 250 CUHD /12 | 0 | 0 | 0 | 0 | 0 | 0 | 0 | 0 | 0 | 0 | 0 | 0 | 0 | 0 | 0 | 0 | 0 | 0 | 0 | 0 | 0 | 0 | 0 | 12
NO |  | 134 | 2012 | 8 | 9 | 9 |  | 138 kV costs and expenses |  | 0 | 0 |  | 0 | 0 | 0 |  | 18751663 | 317386565 | 336138228 | 92709 | 2203969 | 61455 | 2358133 | 0 | 0 | 0 | 0 | 0 | 0 | 0 | 0 | 0 | 0 | 0 | 0 | 0 | 0 | 0 | 0 | 12
NO |  | 134 | 2012 | 8 | 11 | 11 |  | 138 Kv Subtotal |  | 0 | 0 |  | 1986 | 256 | 137 |  | 18751663 | 317386565 | 336138228 | 92709 | 2203969 | 61455 | 2358133 | 0 | 0 | 0 | 0 | 0 | 0 | 0 | 0 | 0 | 0 | 0 | 0 | 0 | 0 | 0 | 0 | 12
SI/SI | A | 134 | 2012 | 8 | 13 | 13 |  | All 115 kV Lines |  | 0 | 0 |  | 1613 | 0 | 0 |  | 4932102 | 160168165 | 165100267 | 2357 | 4099797 | 430779 | 4532933 | 0 | 0 | 0 | 0 | 0 | 0 | 0 | 0 | 0 | 0 | 0 | 0 | 0 | 0 | 0 | 0 | 12
SI/SI | A | 134 | 2012 | 8 | 15 | 15 |  | All 69 kV Lines |  | 0 | 0 |  | 3003 | 0 | 0 |  | 6594189 | 245155552 | 251749741 | 38482 | 3537690 | 153281 | 3729453 | 0 | 0 | 0 | 0 | 0 | 0 | 0 | 0 | 0 | 0 | 0 | 0 | 0 | 0 | 0 | 0 | 12
SI/SI | A | 134 | 2012 | 8 | 17 | 17 |  | All 57 kV Lines |  | 0 | 0 |  | 113 | 0 | 0 |  | 46281 | 10100248 | 10146529 | 0 | 52648 | 3652 | 56300 | 0 | 0 | 0 | 0 | 0 | 0 | 0 | 0 | 0 | 0 | 0 | 0 | 0 | 0 | 0 | 0 | 12
SI/SI | A | 134 | 2012 | 8 | 19 | 19 |  | All 46 kV Lines |  | 0 | 0 |  | 2573 | 0 | 0 |  | 9291675 | 226241335 | 235533010 | 93015 | 3186710 | 28850 | 3308575 | 0 | 0 | 0 | 0 | 0 | 0 | 0 | 0 | 0 | 0 | 0 | 0 | 0 | 0 | 0 | 0 | 12
NO |  | 134 | 2012 | 0 | 36 | 36 |  | TOTAL |  | 0 | 0 |  | 16076 | 741 | 272 |  | 180557171 | 2596399120 | 2776956291 | 285237 | 20575947 | 1497301 | 22358485 | 0 | 0 | 0 | 0 | 0 | 0 | 0 | 0 | 0 | 0 | 0 | 0 | 0 | 0 | 0 | 0 | 12
NO |  | 438 | 2012 | 0 | 1 | 1 |  | C797 ROBERTS | OSU | 138 | 138 | 1 | 0.12 | 0 | 1 | 1272 KCM ACSR | 0 | 0 | 0 | 0 | 0 | 0 | 0 | 0 | 0 | 0 | 0 | 0 | 0 | 0 | 0 | 0 | 0 | 0 | 0 | 0 | 0 | 0 | 0 | 12
NO |  | 438 | 2012 | 0 | 2 | 2 |  |  |  | 0 | 0 | 4 | 5.55 | 0 | 1 | 2500 MCM XLPE | 0 | 0 | 0 | 0 | 0 | 0 | 0 | 0 | 0 | 0 | 0 | 0 | 0 | 0 | 0 | 0 | 0 | 0 | 0 | 0 | 0 | 0 | 0 | 12
NO |  | 438 | 2012 | 0 | 3 | 3 |  | 0020 PHILLIPI EXT |  | 40 | 138 | 1 | 0.23 | 0 | 1 | 795 KCM ACSR | 0 | 0 | 0 | 0 | 0 | 0 | 0 | 0 | 0 | 0 | 0 | 0 | 0 | 0 | 0 | 0 | 0 | 0 | 0 | 0 | 0 | 0 | 0 | 12
NO |  | 438 | 2012 | 0 | 4 | 4 |  | 0026 YELLOW CREEK EXT |  | 138 | 138 | 1 | 0.42 | 0 | 1 | 1033.5 KCM ACSR | 0 | 0 | 0 | 0 | 0 | 0 | 0 | 0 | 0 | 0 | 0 | 0 | 0 | 0 | 0 | 0 | 0 | 0 | 0 | 0 | 0 | 0 | 0 | 12
NO |  | 438 | 2012 | 0 | 5 | 5 |  | 0060 LIMA | STERLING | 138 | 138 | 1 | 5.96 | 0 | 1 | 4/0 CU | 0 | 0 | 0 | 0 | 0 | 0 | 0 | 0 | 0 | 0 | 0 | 0 | 0 | 0 | 0 | 0 | 0 | 0 | 0 | 0 | 0 | 0 | 0 | 12
NO |  | 438 | 2012 | 0 | 6 | 6 |  | 8012 POSTON | ROSS | 138 | 138 | 2 | 42 | 0 | 1 |  | 0 | 0 | 0 | 0 | 0 | 0 | 0 | 0 | 0 | 0 | 0 | 0 | 0 | 0 | 0 | 0 | 0 | 0 | 0 | 0 | 0 | 0 | 0 | 12
NO |  | 438 | 2012 | 0 | 8 | 8 |  | 8020 POSTON | HARRISON | 138 | 138 | 1 | 0.02 | 0 | 1 | 636 KCM ACSR | 0 | 0 | 0 | 0 | 0 | 0 | 0 | 0 | 0 | 0 | 0 | 0 | 0 | 0 | 0 | 0 | 0 | 0 | 0 | 0 | 0 | 0 | 0 | 12
NO |  | 438 | 2012 | 0 | 36 | 36 |  | TOTAL |  | 0 | 0 |  | 144.88 | 0 | 8 |  | 4681992 | 116287646 | 120969638 | 6 | 8939 | 0 | 8945 | 0 | 0 | 0 | 0 | 0 | 0 | 0 | 0 | 0 | 0 | 0 | 0 | 0 | 0 | 0 | 0 | 12
NO |  | 438 | 2012 | 0 | 7 | 7 |  | 8012 POSTON | ROSS | 138 | 138 | 3 | 1 | 0 | 1 |  | 0 | 0 | 0 | 0 | 0 | 0 | 0 | 0 | 0 | 0 | 0 | 0 | 0 | 0 | 0 | 0 | 0 | 0 | 0 | 0 | 0 | 0 | 0 | 12
NO |  | 438 | 2012 | 0 | 9 | 9 |  | Lines Under 138KV |  | 0 | 0 |  | 89.58 | 0 | 0 |  | 0 | 0 | 0 | 0 | 0 | 0 | 0 | 0 | 0 | 0 | 0 | 0 | 0 | 0 | 0 | 0 | 0 | 0 | 0 | 0 | 0 | 0 | 0 | 12
NO |  | 438 | 2012 | 0 | 12 | 12 |  | Line Costs and expenses are | not available by individual | 0 | 0 |  | 0 | 0 | 0 |  | 0 | 0 | 0 | 0 | 0 | 0 | 0 | 0 | 0 | 0 | 0 | 0 | 0 | 0 | 0 | 0 | 0 | 0 | 0 | 0 | 0 | 0 | 0 | 12
NO |  | 438 | 2012 | 0 | 13 | 13 |  | transmission line. | Total shown in column j-p | 0 | 0 |  | 0 | 0 | 0 |  | 4681992 | 116287646 | 120969638 | 6 | 8939 | 0 | 8945 | 0 | 0 | 0 | 0 | 0 | 0 | 0 | 0 | 0 | 0 | 0 | 0 | 0 | 0 | 0 | 0 | 12
NO |  | 441 | 2012 | 0 | 36 | 36 |  | TOTAL |  | 0 | 0 |  | 0 | 0 | 0 |  | 0 | 0 | 0 | 0 | 0 | 0 | 0 | 0 | 0 | 0 | 0 | 0 | 0 | 0 | 0 | 0 | 0 | 0 | 0 | 0 | 0 | 0 | 0 | 12
NO |  | 436 | 2012 | 0 | 36 | 36 |  | TOTAL |  | 0 | 0 |  | 0 | 0 | 0 |  | 0 | 0 | 0 | 0 | 0 | 0 | 0 | 0 | 0 | 0 | 0 | 0 | 0 | 0 | 0 | 0 | 0 | 0 | 0 | 0 | 0 | 0 | 0 | 12
NO |  | 439 | 2012 | 0 | 36 | 36 |  | TOTAL |  | 0 | 0 |  | 0 | 0 | 0 |  | 0 | 0 | 0 | 0 | 0 | 0 | 0 | 0 | 0 | 0 | 0 | 0 | 0 | 0 | 0 | 0 | 0 | 0 | 0 | 0 | 0 | 0 | 0 | 12
SI/SI | A | 440 | 2012 | 0 | 1 | 1 |  | Lines <132KV |  | 69 | 69 | Steel Pole | 17.31 | 0 | 2 |  | 113918 | 12178317 | 12292235 | 0 | 1350 | 0 | 1350 | 0 | 0 | 0 | 0 | 0 | 0 | 0 | 0 | 0 | 0 | 0 | 0 | 0 | 0 | 0 | 0 | 12
NO |  | 440 | 2012 | 0 | 36 | 36 |  | TOTAL |  | 0 | 0 |  | 17.31 | 0 | 2 |  | 113918 | 12178317 | 12292235 | 0 | 1350 | 0 | 1350 | 0 | 0 | 0 | 0 | 0 | 0 | 0 | 0 | 0 | 0 | 0 | 0 | 0 | 0 | 0 | 0 | 12
NO |  | 442 | 2012 | 0 | 1 | 1 |  | TL 81-826 Bartlesville | KG&E Interconnect | 138 | 138 | 1 | 15.2 | 0 | 1 | 1590 ACSR | 0 | 0 | 0 | 0 | 0 | 0 | 0 | 0 | 0 | 0 | 0 | 0 | 0 | 0 | 0 | 0 | 0 | 0 | 0 | 0 | 0 | 0 | 0 | 12
NO |  | 442 | 2012 | 0 | 2 | 2 |  |  |  | 0 | 0 | 1 | 1.4 | 0 | 0 | 795 T2 ACSR | 0 | 0 | 0 | 0 | 0 | 0 | 0 | 0 | 0 | 0 | 0 | 0 | 0 | 0 | 0 | 0 | 0 | 0 | 0 | 0 | 0 | 0 | 0 | 12
NO |  | 442 | 2012 | 0 | 3 | 3 |  |  |  | 0 | 0 | 1 | 5.97 | 0 | 0 | 795 T2 ACSR | 0 | 0 | 0 | 0 | 0 | 0 | 0 | 0 | 0 | 0 | 0 | 0 | 0 | 0 | 0 | 0 | 0 | 0 | 0 | 0 | 0 | 0 | 0 | 12
NO |  | 442 | 2012 | 0 | 4 | 4 |  |  |  | 0 | 0 | 1 | 6 | 0 | 0 | 1590 ACSR | 0 | 0 | 0 | 0 | 0 | 0 | 0 | 0 | 0 | 0 | 0 | 0 | 0 | 0 | 0 | 0 | 0 | 0 | 0 | 0 | 0 | 0 | 0 | 12
NO |  | 442 | 2012 | 0 | 6 | 6 |  | TL81-584 McAlester City Ext |  | 138 | 138 | 1 | 5.51 | 0 | 1 | 1272 KCM ACSR | 0 | 0 | 0 | 0 | 0 | 0 | 0 | 0 | 0 | 0 | 0 | 0 | 0 | 0 | 0 | 0 | 0 | 0 | 0 | 0 | 0 | 0 | 0 | 12
NO |  | 442 | 2012 | 0 | 7 | 7 |  | TL81-834 Weleetka Sub | Lone Oak | 138 | 138 | 1 | 7.86 | 0 | 1 | 1272 KCM ACSR | 0 | 0 | 0 | 0 | 0 | 0 | 0 | 0 | 0 | 0 | 0 | 0 | 0 | 0 | 0 | 0 | 0 | 0 | 0 | 0 | 0 | 0 | 0 | 12
NO |  | 442 | 2012 | 0 | 9 | 9 |  | TL81-605 Cornville | Lindsay Water Flood | 69 | 138 | 1 | 32.5 | 0 | 1 | 1272 KCM ACSR | 0 | 0 | 0 | 0 | 0 | 0 | 0 | 0 | 0 | 0 | 0 | 0 | 0 | 0 | 0 | 0 | 0 | 0 | 0 | 0 | 0 | 0 | 0 | 12
NO |  | 442 | 2012 | 0 | 10 | 10 |  | TL66-121 Red Oak | OG&E Interconnect | 69 | 138 | 1 | 16.75 | 0 | 1 | 1272 KCM ACSR | 0 | 0 | 0 | 0 | 0 | 0 | 0 | 0 | 0 | 0 | 0 | 0 | 0 | 0 | 0 | 0 | 0 | 0 | 0 | 0 | 0 | 0 | 0 | 12
NO |  | 442 | 2012 | 0 | 36 | 36 |  | TOTAL |  | 0 | 0 |  | 91.19 | 0 | 5 |  | 0 | 59655859 | 59655859 | 6 | 13515 | 0 | 13521 | 0 | 0 | 0 | 0 | 0 | 0 | 0 | 0 | 0 | 0 | 0 | 0 | 0 | 0 | 0 | 0 | 12
NO |  | 442 | 2012 | 0 | 13 | 13 |  | transmission line | Total shown in Column J-P | 0 | 0 |  | 0 | 0 | 0 |  | 0 | 0 | 0 | 0 | 0 | 0 | 0 | 0 | 0 | 0 | 0 | 0 | 0 | 0 | 0 | 0 | 0 | 0 | 0 | 0 | 0 | 0 | 0 | 12
NO |  | 442 | 2012 | 0 | 12 | 12 |  | Line cost and expense are | not available by individual | 0 | 0 |  | 0 | 0 | 0 |  | 0 | 59655859 | 59655859 | 6 | 13515 | 0 | 13521 | 0 | 0 | 0 | 0 | 0 | 0 | 0 | 0 | 0 | 0 | 0 | 0 | 0 | 0 | 0 | 0 | 12
SI/SI | A | 25 | 2012 | 0 | 1 | 1 |  | Marble Street | Center Rutland | 11 | 11 | Wood Pole | 2.75 | 0 | 1 | #2AL | 0 | 44734 | 44734 | 0 | 0 | 0 | 0 | 0 | 0 | 0 | 0 | 0 | 0 | 0 | 0 | 0 | 0 | 0 | 0 | 0 | 0 | 0 | 0 | 12
SI/SI | A | 25 | 2012 | 0 | 3 | 3 |  | Various | Various | 34.5 | 34.5 | Wood Pole | 121.37 | 1.67 | 22 | Various | 358753 | 5306498 | 5665251 | 100047 | 235660 | 633 | 336340 | 0 | 0 | 0 | 0 | 0 | 0 | 0 | 0 | 0 | 0 | 0 | 0 | 0 | 0 | 0 | 0 | 12
NO |  | 25 | 2012 | 0 | 4 | 4 |  |  |  | 0 | 0 | (H. Frame) | 3.72 | 0 | 0 |  | 0 | 0 | 0 | 0 | 0 | 0 | 0 | 0 | 0 | 0 | 0 | 0 | 0 | 0 | 0 | 0 | 0 | 0 | 0 | 0 | 0 | 0 | 0 | 12
NO |  | 25 | 2012 | 0 | 5 | 5 |  |  |  | 0 | 0 | (Steel Tower) | 0.16 | 0 | 0 |  | 0 | 0 | 0 | 0 | 0 | 0 | 0 | 0 | 0 | 0 | 0 | 0 | 0 | 0 | 0 | 0 | 0 | 0 | 0 | 0 | 0 | 0 | 0 | 12
NO |  | 25 | 2012 | 0 | 7 | 7 |  | Various | Various | 34.5 | 34.5 | H. Frame | 3.79 | 0 | 1 |  | 0 | 0 | 0 | 0 | 0 | 0 | 0 | 0 | 0 | 0 | 0 | 0 | 0 | 0 | 0 | 0 | 0 | 0 | 0 | 0 | 0 | 0 | 0 | 12
NO |  | 25 | 2012 | 0 | 8 | 8 |  |  |  | 0 | 0 | (Wood Pole) | 3.28 | 0 | 0 |  | 0 | 0 | 0 | 0 | 0 | 0 | 0 | 0 | 0 | 0 | 0 | 0 | 0 | 0 | 0 | 0 | 0 | 0 | 0 | 0 | 0 | 0 | 0 | 12
SI/SI | A | 25 | 2012 | 0 | 10 | 10 |  | Various | Various | 46 | 46 | Wood Pole | 503.69 | 2.92 | 97 | Various | 3087216 | 22814039 | 25901255 | 499826 | 1681948 | 3163 | 2184937 | 0 | 0 | 0 | 0 | 0 | 0 | 0 | 0 | 0 | 0 | 0 | 0 | 0 | 0 | 0 | 0 | 12
NO |  | 25 | 2012 | 0 | 11 | 11 |  |  |  | 0 | 0 | (H. Frame) | 23.22 | 0 | 0 |  | 0 | 0 | 0 | 0 | 0 | 0 | 0 | 0 | 0 | 0 | 0 | 0 | 0 | 0 | 0 | 0 | 0 | 0 | 0 | 0 | 0 | 0 | 0 | 12
NO |  | 25 | 2012 | 0 | 12 | 12 |  |  |  | 0 | 0 | (Steel Tower) | 1.26 | 0 | 0 |  | 0 | 0 | 0 | 0 | 0 | 0 | 0 | 0 | 0 | 0 | 0 | 0 | 0 | 0 | 0 | 0 | 0 | 0 | 0 | 0 | 0 | 0 | 0 | 12
NO |  | 25 | 2012 | 0 | 14 | 14 |  | Various | Various | 46 | 46 | H. Frame | 0 | 4.92 | 1 |  | 0 | 0 | 0 | 0 | 0 | 0 | 0 | 0 | 0 | 0 | 0 | 0 | 0 | 0 | 0 | 0 | 0 | 0 | 0 | 0 | 0 | 0 | 0 | 12
NO |  | 25 | 2012 | 0 | 15 | 15 |  |  |  | 0 | 0 | (Wood Pole) | 0 | 0.6 | 0 |  | 0 | 0 | 0 | 0 | 0 | 0 | 0 | 0 | 0 | 0 | 0 | 0 | 0 | 0 | 0 | 0 | 0 | 0 | 0 | 0 | 0 | 0 | 0 | 12
SI/SI | A | 25 | 2012 | 0 | 17 | 17 |  | Various | Various | 69 | 69 | Wood Pole | 0.74 | 0 | 3 | Various | 13430 | 1515639 | 1529069 | 0 | 0 | 0 | 0 | 0 | 0 | 0 | 0 | 0 | 0 | 0 | 0 | 0 | 0 | 0 | 0 | 0 | 0 | 0 | 0 | 12
NO |  | 25 | 2012 | 0 | 18 | 18 |  |  |  | 0 | 0 | (H. Frame) | 0.11 | 0 | 0 |  | 0 | 0 | 0 | 0 | 0 | 0 | 0 | 0 | 0 | 0 | 0 | 0 | 0 | 0 | 0 | 0 | 0 | 0 | 0 | 0 | 0 | 0 | 0 | 12
NO |  | 25 | 2012 | 0 | 20 | 20 |  | Various | Various | 69 | 69 | H. Frame | 9.04 | 0 | 1 |  | 0 | 0 | 0 | 0 | 0 | 0 | 0 | 0 | 0 | 0 | 0 | 0 | 0 | 0 | 0 | 0 | 0 | 0 | 0 | 0 | 0 | 0 | 0 | 12
NO |  | 25 | 2012 | 0 | 21 | 21 |  |  |  | 0 | 0 | (Wood Pole) | 1.26 | 0 | 0 |  | 0 | 0 | 0 | 0 | 0 | 0 | 0 | 0 | 0 | 0 | 0 | 0 | 0 | 0 | 0 | 0 | 0 | 0 | 0 | 0 | 0 | 0 | 0 | 12
SI/SI | A | 25 | 2012 | 0 | 23 | 23 |  | Ladder Hill | Vernon Road | 115 | 115 | Wood Pole | 0.61 | 0 | 1 | 795 ACRS | 19819 | 49034 | 68853 | 0 | 0 | 0 | 0 | 0 | 0 | 0 | 0 | 0 | 0 | 0 | 0 | 0 | 0 | 0 | 0 | 0 | 0 | 0 | 0 | 12
NO |  | 25 | 2012 | 0 | 25 | 25 |  | Canadian Border | Highgate Converter | 120 | 120 | H Frame | 7.58 | 0 | 1 | 954 ACRS | 347006 | 992182 | 1339188 | 57735 | 5482 | 365 | 63582 | 0 | 0 | 0 | 0 | 0 | 0 | 0 | 0 | 0 | 0 | 0 | 0 | 0 | 0 | 0 | 0 | 12
NO |  | 25 | 2012 | 0 | 36 | 36 |  | TOTAL |  | 0 | 0 |  | 682.58 | 10.11 | 128 |  | 3826224 | 30722126 | 34548350 | 657608 | 1923090 | 4161 | 2584859 | 0 | 0 | 0 | 0 | 0 | 0 | 0 | 0 | 0 | 0 | 0 | 0 | 0 | 0 | 0 | 0 | 12
NO |  | 27 | 2012 | 0 | 1 | 1 |  | 138 KV LINES: |  | 0 | 0 |  | 0 | 0 | 0 |  | 0 | 0 | 0 | 215085 | 907853 | 13287 | 1136225 | 0 | 0 | 0 | 0 | 0 | 0 | 0 | 0 | 0 | 0 | 0 | 0 | 0 | 0 | 0 | 0 | 12
NO |  | 27 | 2012 | 0 | 2 | 2 |  | BECKJORD | TOBASCO | 138 | 138 | TOWER | 0 | 5.84 | 1 | 1113AL | 0 | 0 | 0 | 0 | 0 | 0 | 0 | 0 | 0 | 0 | 0 | 0 | 0 | 0 | 0 | 0 | 0 | 0 | 0 | 0 | 0 | 0 | 0 | 12
NO |  | 27 | 2012 | 0 | 3 | 3 |  | BECKJORD | PIERCE | 138 | 138 | TOWER | 0.22 | 0 | 1 | 1113AL | 0 | 0 | 0 | 0 | 0 | 0 | 0 | 0 | 0 | 0 | 0 | 0 | 0 | 0 | 0 | 0 | 0 | 0 | 0 | 0 | 0 | 0 | 0 | 12
NO |  | 27 | 2012 | 0 | 4 | 4 |  | TRENTON | STATE LINE | 138 | 138 | TOWER | 24.11 | 0 | 1 | 397AL | 0 | 0 | 0 | 0 | 0 | 0 | 0 | 0 | 0 | 0 | 0 | 0 | 0 | 0 | 0 | 0 | 0 | 0 | 0 | 0 | 0 | 0 | 0 | 12
NO |  | 27 | 2012 | 0 | 5 | 5 |  | TRENTON | MIAMI RIVER | 138 | 138 | WOOD H-FRAME | 19.54 | 0 | 1 | 477AL | 0 | 0 | 0 | 0 | 0 | 0 | 0 | 0 | 0 | 0 | 0 | 0 | 0 | 0 | 0 | 0 | 0 | 0 | 0 | 0 | 0 | 0 | 0 | 12
NO |  | 27 | 2012 | 0 | 6 | 6 |  | SUMMERSIDE | PORT UNION | 138 | 138 | TOWER | 22.74 | 0 | 1 | 477AL | 0 | 0 | 0 | 0 | 0 | 0 | 0 | 0 | 0 | 0 | 0 | 0 | 0 | 0 | 0 | 0 | 0 | 0 | 0 | 0 | 0 | 0 | 0 | 12
NO |  | 27 | 2012 | 0 | 7 | 7 |  | FAIRFIELD | PORT UNION | 138 | 138 | TOWER | 6.59 | 0 | 1 | 477AL | 0 | 0 | 0 | 0 | 0 | 0 | 0 | 0 | 0 | 0 | 0 | 0 | 0 | 0 | 0 | 0 | 0 | 0 | 0 | 0 | 0 | 0 | 0 | 12
NO |  | 27 | 2012 | 0 | 8 | 8 |  | WILLEY | PORT UNION | 138 | 138 | TOWER | 7.8 | 6.68 | 1 | 477AL | 0 | 0 | 0 | 0 | 0 | 0 | 0 | 0 | 0 | 0 | 0 | 0 | 0 | 0 | 0 | 0 | 0 | 0 | 0 | 0 | 0 | 0 | 0 | 12
NO |  | 27 | 2012 | 0 | 9 | 9 |  | PORT UNION | TODHUNTER | 138 | 138 | TOWER | 9.69 | 0 | 1 | 477AL | 0 | 0 | 0 | 0 | 0 | 0 | 0 | 0 | 0 | 0 | 0 | 0 | 0 | 0 | 0 | 0 | 0 | 0 | 0 | 0 | 0 | 0 | 0 | 12
NO |  | 27 | 2012 | 0 | 10 | 10 |  | PORT UNION | TODHUNTER | 138 | 138 | TOWER | 0.48 | 9.24 | 1 | 477AL | 0 | 0 | 0 | 0 | 0 | 0 | 0 | 0 | 0 | 0 | 0 | 0 | 0 | 0 | 0 | 0 | 0 | 0 | 0 | 0 | 0 | 0 | 0 | 12
NO |  | 27 | 2012 | 0 | 11 | 11 |  | PORT UNION | CITY OF HAMILTON | 138 | 138 | TOWER | 4.65 | 0 | 1 | 954AL | 0 | 0 | 0 | 0 | 0 | 0 | 0 | 0 | 0 | 0 | 0 | 0 | 0 | 0 | 0 | 0 | 0 | 0 | 0 | 0 | 0 | 0 | 0 | 12
NO |  | 27 | 2012 | 0 | 12 | 12 |  | LATERAL | RED BANK | 138 | 138 | POLE | 1.25 | 1.65 | 1 | 795AL | 0 | 0 | 0 | 0 | 0 | 0 | 0 | 0 | 0 | 0 | 0 | 0 | 0 | 0 | 0 | 0 | 0 | 0 | 0 | 0 | 0 | 0 | 0 | 12
NO |  | 27 | 2012 | 0 | 13 | 13 |  | EVENDALE | PORT UNION | 138 | 138 | TOWER | 0.52 | 5.48 | 1 | 954AL | 0 | 0 | 0 | 0 | 0 | 0 | 0 | 0 | 0 | 0 | 0 | 0 | 0 | 0 | 0 | 0 | 0 | 0 | 0 | 0 | 0 | 0 | 0 | 12
NO |  | 27 | 2012 | 0 | 14 | 14 |  | TERMINAL | EVENDALE | 138 | 138 | TOWER | 0.21 | 4.02 | 1 | 954AL | 0 | 0 | 0 | 0 | 0 | 0 | 0 | 0 | 0 | 0 | 0 | 0 | 0 | 0 | 0 | 0 | 0 | 0 | 0 | 0 | 0 | 0 | 0 | 12
NO |  | 27 | 2012 | 0 | 15 | 15 |  | FOSTER | PORT UNION | 138 | 138 | POLE | 9 | 0 | 1 | 954AL | 0 | 0 | 0 | 0 | 0 | 0 | 0 | 0 | 0 | 0 | 0 | 0 | 0 | 0 | 0 | 0 | 0 | 0 | 0 | 0 | 0 | 0 | 0 | 12
NO |  | 27 | 2012 | 0 | 16 | 16 |  | FOSTER | PORT UNION | 138 | 138 | TOWER | 0 | 9.01 | 1 | 477AL | 0 | 0 | 0 | 0 | 0 | 0 | 0 | 0 | 0 | 0 | 0 | 0 | 0 | 0 | 0 | 0 | 0 | 0 | 0 | 0 | 0 | 0 | 0 | 12
NO |  | 27 | 2012 | 0 | 17 | 17 |  | FOSTER | TODHUNTER | 138 | 345 | TOWER | 0.44 | 15.35 | 1 | 954AL | 0 | 0 | 0 | 0 | 0 | 0 | 0 | 0 | 0 | 0 | 0 | 0 | 0 | 0 | 0 | 0 | 0 | 0 | 0 | 0 | 0 | 0 | 0 | 12
NO |  | 27 | 2012 | 0 | 18 | 18 |  | FOSTER | TODHUNTER | 138 | 138 | POLE | 9.64 | 0 | 1 | 954AL | 0 | 0 | 0 | 0 | 0 | 0 | 0 | 0 | 0 | 0 | 0 | 0 | 0 | 0 | 0 | 0 | 0 | 0 | 0 | 0 | 0 | 0 | 0 | 12
NO |  | 27 | 2012 | 0 | 19 | 19 |  | FOSTER | REMINGTON | 138 | 138 | POLE | 6.58 | 4.1 | 1 | 954AL | 0 | 0 | 0 | 0 | 0 | 0 | 0 | 0 | 0 | 0 | 0 | 0 | 0 | 0 | 0 | 0 | 0 | 0 | 0 | 0 | 0 | 0 | 0 | 12
NO |  | 27 | 2012 | 0 | 20 | 20 |  | FOSTER | REMINGTON | 138 | 138 | TOWER | 4.97 | 4.1 | 1 | 477AL | 0 | 0 | 0 | 0 | 0 | 0 | 0 | 0 | 0 | 0 | 0 | 0 | 0 | 0 | 0 | 0 | 0 | 0 | 0 | 0 | 0 | 0 | 0 | 12
NO |  | 27 | 2012 | 0 | 21 | 21 |  | FOSTER | CEDARVILLE | 138 | 138 | POLE | 12.15 | 0 | 1 | 954AL | 0 | 0 | 0 | 0 | 0 | 0 | 0 | 0 | 0 | 0 | 0 | 0 | 0 | 0 | 0 | 0 | 0 | 0 | 0 | 0 | 0 | 0 | 0 | 12
NO |  | 27 | 2012 | 0 | 22 | 22 |  | FOSTER | CEDARVILLE | 138 | 138 | WOOD H-FR | 4.86 | 0 | 1 | 954AL | 0 | 0 | 0 | 0 | 0 | 0 | 0 | 0 | 0 | 0 | 0 | 0 | 0 | 0 | 0 | 0 | 0 | 0 | 0 | 0 | 0 | 0 | 0 | 12
NO |  | 27 | 2012 | 0 | 23 | 23 |  | FOSTER | WARREN | 138 | 138 | POLE | 8.77 | 0 | 1 | 954AL | 0 | 0 | 0 | 0 | 0 | 0 | 0 | 0 | 0 | 0 | 0 | 0 | 0 | 0 | 0 | 0 | 0 | 0 | 0 | 0 | 0 | 0 | 0 | 12
NO |  | 27 | 2012 | 0 | 24 | 24 |  | TODHUNTER | AK STEEL | 138 | 138 | TOWER | 2 | 0 | 1 | 477AL | 0 | 0 | 0 | 0 | 0 | 0 | 0 | 0 | 0 | 0 | 0 | 0 | 0 | 0 | 0 | 0 | 0 | 0 | 0 | 0 | 0 | 0 | 0 | 12
NO |  | 27 | 2012 | 0 | 25 | 25 |  | TODHUNTER | AK STEEL | 138 | 138 | TOWER | 0.34 | 2.01 | 1 | 477AL | 0 | 0 | 0 | 0 | 0 | 0 | 0 | 0 | 0 | 0 | 0 | 0 | 0 | 0 | 0 | 0 | 0 | 0 | 0 | 0 | 0 | 0 | 0 | 12
NO |  | 27 | 2012 | 0 | 26 | 26 |  | FAIRFIELD | MORGAN | 138 | 138 | TOWER | 8.12 | 8.38 | 1 | 477AL | 0 | 0 | 0 | 0 | 0 | 0 | 0 | 0 | 0 | 0 | 0 | 0 | 0 | 0 | 0 | 0 | 0 | 0 | 0 | 0 | 0 | 0 | 0 | 12
NO |  | 27 | 2012 | 0 | 27 | 27 |  | BROWN | FORD | 138 | 138 | POLE | 4.91 | 0 | 1 | 954AL | 0 | 0 | 0 | 0 | 0 | 0 | 0 | 0 | 0 | 0 | 0 | 0 | 0 | 0 | 0 | 0 | 0 | 0 | 0 | 0 | 0 | 0 | 0 | 12
NO |  | 27 | 2012 | 0 | 28 | 28 |  | BROWN | FORD | 138 | 138 | WOOD H-FR | 14.5 | 0 | 1 | 954AL | 0 | 0 | 0 | 0 | 0 | 0 | 0 | 0 | 0 | 0 | 0 | 0 | 0 | 0 | 0 | 0 | 0 | 0 | 0 | 0 | 0 | 0 | 0 | 12
NO |  | 27 | 2012 | 0 | 29 | 29 |  | STUART | BROWN | 138 | 138 | WOOD | 21.16 | 0 | 1 | 852AL | 0 | 0 | 0 | 0 | 0 | 0 | 0 | 0 | 0 | 0 | 0 | 0 | 0 | 0 | 0 | 0 | 0 | 0 | 0 | 0 | 0 | 0 | 0 | 12
NO |  | 27 | 2012 | 0 | 30 | 30 |  | WILDER | SILVER GROVE | 138 | 138 | POLE | 13.89 | 0 | 1 | 954AL | 0 | 0 | 0 | 0 | 0 | 0 | 0 | 0 | 0 | 0 | 0 | 0 | 0 | 0 | 0 | 0 | 0 | 0 | 0 | 0 | 0 | 0 | 0 | 12
NO |  | 27 | 2012 | 0 | 31 | 31 |  | WILDER | WEST END | 138 | 138 | POLE | 0.04 | 0 | 1 | 954AL | 0 | 0 | 0 | 0 | 0 | 0 | 0 | 0 | 0 | 0 | 0 | 0 | 0 | 0 | 0 | 0 | 0 | 0 | 0 | 0 | 0 | 0 | 0 | 12
NO |  | 27 | 2012 | 0 | 32 | 32 |  | WILDER | NEWPORT STEEL | 138 | 138 | POLE | 0.39 | 0 | 1 | 954AL | 0 | 0 | 0 | 0 | 0 | 0 | 0 | 0 | 0 | 0 | 0 | 0 | 0 | 0 | 0 | 0 | 0 | 0 | 0 | 0 | 0 | 0 | 0 | 12
NO |  | 27 | 2012 | 0 | 33 | 33 |  | WILDER | SILVER GROVE | 138 | 138 | TOWER | 8.31 | 0 | 1 | 852AL | 0 | 0 | 0 | 0 | 0 | 0 | 0 | 0 | 0 | 0 | 0 | 0 | 0 | 0 | 0 | 0 | 0 | 0 | 0 | 0 | 0 | 0 | 0 | 12
NO |  | 27 | 2012 | 0 | 34 | 34 |  | WILDER | SILVER GROVE | 138 | 138 | POLE | 2.88 | 0 | 1 | 852AL | 0 | 0 | 0 | 0 | 0 | 0 | 0 | 0 | 0 | 0 | 0 | 0 | 0 | 0 | 0 | 0 | 0 | 0 | 0 | 0 | 0 | 0 | 0 | 12
NO |  | 27 | 2012 | 0 | 35 | 35 |  | BECKJORD | WILDER | 138 | 138 | TOWER | 0 | 12.84 | 1 | 852AL* | 0 | 0 | 0 | 0 | 0 | 0 | 0 | 0 | 0 | 0 | 0 | 0 | 0 | 0 | 0 | 0 | 0 | 0 | 0 | 0 | 0 | 0 | 0 | 12
NO |  | 27 | 2012 | 1 | 1 | 1 |  | BECKJORD | WILDER | 138 | 138 | POLE | 0.27 | 0 | 1 | 795AL | 0 | 0 | 0 | 0 | 0 | 0 | 0 | 0 | 0 | 0 | 0 | 0 | 0 | 0 | 0 | 0 | 0 | 0 | 0 | 0 | 0 | 0 | 0 | 12
NO |  | 27 | 2012 | 1 | 2 | 2 |  | CITY OF HAMILTON | FAIRFIELD | 138 | 138 | SGL WOOD | -0.07 | 0 | 1 | 954 ACSR | 0 | 0 | 0 | 0 | 0 | 0 | 0 | 0 | 0 | 0 | 0 | 0 | 0 | 0 | 0 | 0 | 0 | 0 | 0 | 0 | 0 | 0 | 0 | 12
NO |  | 27 | 2012 | 1 | 3 | 3 |  | WILDER | AUGUSTINE | 138 | 138 | SGL WOOD | 0.03 | 0 | 1 | 954 ACSR | 0 | 0 | 0 | 0 | 0 | 0 | 0 | 0 | 0 | 0 | 0 | 0 | 0 | 0 | 0 | 0 | 0 | 0 | 0 | 0 | 0 | 0 | 0 | 12
NO |  | 27 | 2012 | 1 | 4 | 4 |  | SHAKER RUN | TODD HUNTER | 138 | 138 | SGL STEEL | 0.53 | 0 | 1 | 954 ACSR | 0 | 0 | 0 | 0 | 0 | 0 | 0 | 0 | 0 | 0 | 0 | 0 | 0 | 0 | 0 | 0 | 0 | 0 | 0 | 0 | 0 | 0 | 0 | 12
NO |  | 27 | 2012 | 1 | 5 | 5 |  | TRENTON | COLLEGE CORNER | 138 | 138 | SGL WOOD | 0.15 | 0 | 1 | 477 ACSR | 0 | 0 | 0 | 0 | 0 | 0 | 0 | 0 | 0 | 0 | 0 | 0 | 0 | 0 | 0 | 0 | 0 | 0 | 0 | 0 | 0 | 0 | 0 | 12
NO |  | 27 | 2012 | 1 | 6 | 6 |  | BUFFINGTON | WEBSTER | 138 | 138 | SGL STEEL POLE | 0.3 | 0 | 1 | 954ACSR | 0 | 0 | 0 | 0 | 0 | 0 | 0 | 0 | 0 | 0 | 0 | 0 | 0 | 0 | 0 | 0 | 0 | 0 | 0 | 0 | 0 | 0 | 0 | 12
NO |  | 27 | 2012 | 1 | 7 | 7 |  | HANDS | WEBSTER | 138 | 138 | SGL STEEL POLE | 0.3 | 0 | 1 | 954ACSR | 0 | 0 | 0 | 0 | 0 | 0 | 0 | 0 | 0 | 0 | 0 | 0 | 0 | 0 | 0 | 0 | 0 | 0 | 0 | 0 | 0 | 0 | 0 | 12
NO |  | 27 | 2012 | 1 | 8 | 8 |  | ASHLAND | WHITTIER | 138 | 138 | SGL WOOD | 0.36 | 0 | 1 | 795ACSR | 0 | 0 | 0 | 0 | 0 | 0 | 0 | 0 | 0 | 0 | 0 | 0 | 0 | 0 | 0 | 0 | 0 | 0 | 0 | 0 | 0 | 0 | 0 | 12
NO |  | 27 | 2012 | 1 | 9 | 9 |  | CENTRAL | MITCHELL | 138 | 138 | STEEL POLE | 0.04 | 0 | 1 | 795ACSR | 0 | 0 | 0 | 0 | 0 | 0 | 0 | 0 | 0 | 0 | 0 | 0 | 0 | 0 | 0 | 0 | 0 | 0 | 0 | 0 | 0 | 0 | 0 | 12
NO |  | 27 | 2012 | 1 | 10 | 10 |  | CENTRAL | OAKLEY | 138 | 138 | STEEL POLE | 0.05 | 0 | 1 | 795ACSR | 0 | 0 | 0 | 0 | 0 | 0 | 0 | 0 | 0 | 0 | 0 | 0 | 0 | 0 | 0 | 0 | 0 | 0 | 0 | 0 | 0 | 0 | 0 | 12
NO |  | 27 | 2012 | 1 | 12 | 12 |  | 345 KV LINES: |  | 0 | 0 |  | 0 | 0 | 0 | 1113AL | 14919227 | 75803846 | 90723073 | 67588 | 285284 | 4175 | 357047 | 0 | 0 | 0 | 0 | 0 | 0 | 0 | 0 | 0 | 0 | 0 | 0 | 0 | 0 | 0 | 0 | 12
NO |  | 27 | 2012 | 1 | 13 | 13 |  | ------------- |  | 0 | 0 |  | 0 | 0 | 0 |  | 0 | 0 | 0 | 0 | 0 | 0 | 0 | 0 | 0 | 0 | 0 | 0 | 0 | 0 | 0 | 0 | 0 | 0 | 0 | 0 | 0 | 0 | 0 | 12
NO |  | 27 | 2012 | 1 | 15 | 15 |  | MIAMI FORT | TANNER'S CREEK | 345 | 345 | TOWER | 3.68 | 0 | 2 | 954ACSR | 0 | 0 | 0 | 0 | 0 | 0 | 0 | 0 | 0 | 0 | 0 | 0 | 0 | 0 | 0 | 0 | 0 | 0 | 0 | 0 | 0 | 0 | 0 | 12
NO |  | 27 | 2012 | 1 | 16 | 16 |  | FOSTER | PORT UNION | 345 | 345 | TOWER | 11.9 | 0 | 2 | 954ACSR | 0 | 0 | 0 | 0 | 0 | 0 | 0 | 0 | 0 | 0 | 0 | 0 | 0 | 0 | 0 | 0 | 0 | 0 | 0 | 0 | 0 | 0 | 0 | 12
NO |  | 27 | 2012 | 1 | 17 | 17 |  | STATE LINE | EAST BEND | 345 | 345 | TOWER | 15.23 | 0.52 | 2 | 954ACSR | 0 | 0 | 0 | 0 | 0 | 0 | 0 | 0 | 0 | 0 | 0 | 0 | 0 | 0 | 0 | 0 | 0 | 0 | 0 | 0 | 0 | 0 | 0 | 12
NO |  | 27 | 2012 | 1 | 18 | 18 |  | PORT UNION | TERMINAL | 345 | 345 | TOWER | 10.11 | 0 | 2 | 954ACSR | 0 | 0 | 0 | 0 | 0 | 0 | 0 | 0 | 0 | 0 | 0 | 0 | 0 | 0 | 0 | 0 | 0 | 0 | 0 | 0 | 0 | 0 | 0 | 12
NO |  | 27 | 2012 | 1 | 19 | 19 |  | MIAMI FORT | TERMINAL | 345 | 345 | TOWER | 21.32 | 0.79 | 2 | 954ACSR | 0 | 0 | 0 | 0 | 0 | 0 | 0 | 0 | 0 | 0 | 0 | 0 | 0 | 0 | 0 | 0 | 0 | 0 | 0 | 0 | 0 | 0 | 0 | 12
NO |  | 27 | 2012 | 1 | 20 | 20 |  | FOSTER | TODHUNTER | 345 | 345 | TOWER | 15.75 | 0.04 | 2 | 954ACSR | 0 | 0 | 0 | 0 | 0 | 0 | 0 | 0 | 0 | 0 | 0 | 0 | 0 | 0 | 0 | 0 | 0 | 0 | 0 | 0 | 0 | 0 | 0 | 12
NO |  | 27 | 2012 | 1 | 21 | 21 |  | TERMINAL | EAST BEND | 345 | 345 | TOWER | 0.89 | 0.4 | 1 | 954ACSR | 0 | 0 | 0 | 0 | 0 | 0 | 0 | 0 | 0 | 0 | 0 | 0 | 0 | 0 | 0 | 0 | 0 | 0 | 0 | 0 | 0 | 0 | 0 | 12
NO |  | 27 | 2012 | 1 | 22 | 22 |  | DEARBORN | BUFFINGTON | 345 | 345 | TOWER | 0.27 | 0.27 | 2 | 954ACSR | 0 | 0 | 0 | 0 | 0 | 0 | 0 | 0 | 0 | 0 | 0 | 0 | 0 | 0 | 0 | 0 | 0 | 0 | 0 | 0 | 0 | 0 | 0 | 12
NO |  | 27 | 2012 | 1 | 23 | 23 |  | WOODSDALE | TODHUNTER | 345 | 345 | TOWER | 0 | 4.68 | 2 | 954ACSR | 0 | 0 | 0 | 0 | 0 | 0 | 0 | 0 | 0 | 0 | 0 | 0 | 0 | 0 | 0 | 0 | 0 | 0 | 0 | 0 | 0 | 0 | 0 | 12
NO |  | 27 | 2012 | 1 | 24 | 24 |  | MADISON STATION | WOODSDALE | 345 | 345 | POLE | 0.15 | 0 | 1 | 954AL | 0 | 0 | 0 | 0 | 0 | 0 | 0 | 0 | 0 | 0 | 0 | 0 | 0 | 0 | 0 | 0 | 0 | 0 | 0 | 0 | 0 | 0 | 0 | 12
NO |  | 27 | 2012 | 1 | 25 | 25 |  | FOSTER STATION | BATH STATION | 345 | 345 | POLE | 15 | 0 | 1 | 1024.5MCM | 0 | 0 | 0 | 0 | 0 | 0 | 0 | 0 | 0 | 0 | 0 | 0 | 0 | 0 | 0 | 0 | 0 | 0 | 0 | 0 | 0 | 0 | 0 | 12
NO |  | 27 | 2012 | 1 | 27 | 27 |  | 138 KV LINES |  | 0 | 0 |  | 0 | 0 | 0 | 795AL | 9785443 | 93608265 | 103393708 | 205202 | 866135 | 12676 | 1084013 | 0 | 0 | 0 | 0 | 0 | 0 | 0 | 0 | 0 | 0 | 0 | 0 | 0 | 0 | 0 | 0 | 12
NO |  | 27 | 2012 | 1 | 28 | 28 |  | ------------- |  | 0 | 0 |  | 0 | 0 | 0 |  | 0 | 0 | 0 | 0 | 0 | 0 | 0 | 0 | 0 | 0 | 0 | 0 | 0 | 0 | 0 | 0 | 0 | 0 | 0 | 0 | 0 | 0 | 0 | 12
NO |  | 27 | 2012 | 1 | 30 | 30 |  | EVENDALE | GE COMPANY | 138 | 138 | TOWER | 0.17 | 0 | 1 | 477AL* | 0 | 0 | 0 | 0 | 0 | 0 | 0 | 0 | 0 | 0 | 0 | 0 | 0 | 0 | 0 | 0 | 0 | 0 | 0 | 0 | 0 | 0 | 0 | 12
NO |  | 27 | 2012 | 1 | 31 | 31 |  | ELMWOOD | LATERAL | 138 | 138 | POLE | 1.34 | 0 | 1 | 795AL* | 0 | 0 | 0 | 0 | 0 | 0 | 0 | 0 | 0 | 0 | 0 | 0 | 0 | 0 | 0 | 0 | 0 | 0 | 0 | 0 | 0 | 0 | 0 | 12
NO |  | 27 | 2012 | 1 | 32 | 32 |  | ELMWOOD | TERMINAL | 138 | 138 | TOWER | 2.37 | 0 | 1 | 795AL | 0 | 0 | 0 | 0 | 0 | 0 | 0 | 0 | 0 | 0 | 0 | 0 | 0 | 0 | 0 | 0 | 0 | 0 | 0 | 0 | 0 | 0 | 0 | 12
NO |  | 27 | 2012 | 1 | 33 | 33 |  | ELMWOOD | TERMINAL | 138 | 138 | POLE | 1.4 | 0 | 1 | 1024AL | 0 | 0 | 0 | 0 | 0 | 0 | 0 | 0 | 0 | 0 | 0 | 0 | 0 | 0 | 0 | 0 | 0 | 0 | 0 | 0 | 0 | 0 | 0 | 12
NO |  | 27 | 2012 | 1 | 34 | 34 |  | OAKLEY | TOWER #111 | 138 | 138 | POLE | 0.44 | 0 | 1 | 400CU* | 0 | 0 | 0 | 0 | 0 | 0 | 0 | 0 | 0 | 0 | 0 | 0 | 0 | 0 | 0 | 0 | 0 | 0 | 0 | 0 | 0 | 0 | 0 | 12
NO |  | 27 | 2012 | 1 | 35 | 35 |  | OAKLEY | RED BANK | 138 | 138 | TOWER | 1.09 | 0 | 1 | 1113AL | 0 | 0 | 0 | 0 | 0 | 0 | 0 | 0 | 0 | 0 | 0 | 0 | 0 | 0 | 0 | 0 | 0 | 0 | 0 | 0 | 0 | 0 | 0 | 12
NO |  | 27 | 2012 | 2 | 1 | 1 |  | BECKJORD | OAKLEY | 138 | 138 | TOWER | 15.48 | 0.97 | 1 | 1113AL | 0 | 0 | 0 | 0 | 0 | 0 | 0 | 0 | 0 | 0 | 0 | 0 | 0 | 0 | 0 | 0 | 0 | 0 | 0 | 0 | 0 | 0 | 0 | 12
NO |  | 27 | 2012 | 2 | 2 | 2 |  | BECKJORD | PIERCE | 138 | 138 | POLE | 0 | 0 | 1 | 1113ACSR | 0 | 0 | 0 | 0 | 0 | 0 | 0 | 0 | 0 | 0 | 0 | 0 | 0 | 0 | 0 | 0 | 0 | 0 | 0 | 0 | 0 | 0 | 0 | 12
NO |  | 27 | 2012 | 2 | 3 | 3 |  | TERMINAL | MITCHELL | 138 | 138 | TOWER | 3.61 | 0 | 1 | 852AL | 0 | 0 | 0 | 0 | 0 | 0 | 0 | 0 | 0 | 0 | 0 | 0 | 0 | 0 | 0 | 0 | 0 | 0 | 0 | 0 | 0 | 0 | 0 | 12
NO |  | 27 | 2012 | 2 | 4 | 4 |  | MITCHELL | WEST END | 138 | 138 | TOWER | 7.52 | 0.66 | 1 | 795AL | 0 | 0 | 0 | 0 | 0 | 0 | 0 | 0 | 0 | 0 | 0 | 0 | 0 | 0 | 0 | 0 | 0 | 0 | 0 | 0 | 0 | 0 | 0 | 12
NO |  | 27 | 2012 | 2 | 5 | 5 |  | MITCHELL | ASHLAND | 138 | 138 | TOWER | 6.42 | 2.3 | 1 | 795AL | 0 | 0 | 0 | 0 | 0 | 0 | 0 | 0 | 0 | 0 | 0 | 0 | 0 | 0 | 0 | 0 | 0 | 0 | 0 | 0 | 0 | 0 | 0 | 12
NO |  | 27 | 2012 | 2 | 6 | 6 |  | NICKEL SUBSTATION | LOOP THRU | 138 | 138 | POLE | 0.36 | 0 | 1 | 954ACSR | 0 | 0 | 0 | 0 | 0 | 0 | 0 | 0 | 0 | 0 | 0 | 0 | 0 | 0 | 0 | 0 | 0 | 0 | 0 | 0 | 0 | 0 | 0 | 12
NO |  | 27 | 2012 | 2 | 7 | 7 |  | WEST END | CRESCENT | 138 | 138 | TOWER | 4.63 | 0.08 | 1 | 636AL | 0 | 0 | 0 | 0 | 0 | 0 | 0 | 0 | 0 | 0 | 0 | 0 | 0 | 0 | 0 | 0 | 0 | 0 | 0 | 0 | 0 | 0 | 0 | 12
NO |  | 27 | 2012 | 2 | 8 | 8 |  | MIAMI FORT | STATE LINE | 138 | 138 | TOWER | 0.49 | 0 | 1 | 795AL | 0 | 0 | 0 | 0 | 0 | 0 | 0 | 0 | 0 | 0 | 0 | 0 | 0 | 0 | 0 | 0 | 0 | 0 | 0 | 0 | 0 | 0 | 0 | 12
NO |  | 27 | 2012 | 2 | 9 | 9 |  | MIAMI FORT | STATE LINE | 138 | 138 | POLE | 0.37 | 0 | 1 | 954AL | 0 | 0 | 0 | 0 | 0 | 0 | 0 | 0 | 0 | 0 | 0 | 0 | 0 | 0 | 0 | 0 | 0 | 0 | 0 | 0 | 0 | 0 | 0 | 12
NO |  | 27 | 2012 | 2 | 10 | 10 |  | MIAMI FORT | STATE LINE | 138 | 138 | WOOD H-FR | 0.3 | 0 | 1 | 336AL | 0 | 0 | 0 | 0 | 0 | 0 | 0 | 0 | 0 | 0 | 0 | 0 | 0 | 0 | 0 | 0 | 0 | 0 | 0 | 0 | 0 | 0 | 0 | 12
NO |  | 27 | 2012 | 2 | 11 | 11 |  | MIAMI FORT | MIAMI FORT | 138 | 138 | POLE | 0.34 | 0 | 1 | 852AL | 0 | 0 | 0 | 0 | 0 | 0 | 0 | 0 | 0 | 0 | 0 | 0 | 0 | 0 | 0 | 0 | 0 | 0 | 0 | 0 | 0 | 0 | 0 | 12
NO |  | 27 | 2012 | 2 | 12 | 12 |  | WARREN STA | CLINTON COUNTY STA 23 | 138 | 138 | POLE | 8.71 | 0 | 1 | 477AL | 0 | 0 | 0 | 0 | 0 | 0 | 0 | 0 | 0 | 0 | 0 | 0 | 0 | 0 | 0 | 0 | 0 | 0 | 0 | 0 | 0 | 0 | 0 | 12
NO |  | 27 | 2012 | 2 | 13 | 13 |  | BECKETT SUB STA | LOOPED THRU BECKETT STA | 138 | 138 | POLE | 0.7 | 0 | 1 | 954AI | 0 | 0 | 0 | 0 | 0 | 0 | 0 | 0 | 0 | 0 | 0 | 0 | 0 | 0 | 0 | 0 | 0 | 0 | 0 | 0 | 0 | 0 | 0 | 12
NO |  | 27 | 2012 | 2 | 14 | 14 |  | WARREN STA | FOSTER STA | 138 | 138 | POLE | 0.67 | 0 | 1 | 477AL | 0 | 0 | 0 | 0 | 0 | 0 | 0 | 0 | 0 | 0 | 0 | 0 | 0 | 0 | 0 | 0 | 0 | 0 | 0 | 0 | 0 | 0 | 0 | 12
NO |  | 27 | 2012 | 2 | 15 | 15 |  | MT ZION STATION | LOOPED THRU MT ZION | 138 | 138 | POLE | 0.09 | 0 | 1 | 954AL | 0 | 0 | 0 | 0 | 0 | 0 | 0 | 0 | 0 | 0 | 0 | 0 | 0 | 0 | 0 | 0 | 0 | 0 | 0 | 0 | 0 | 0 | 0 | 12
NO |  | 27 | 2012 | 2 | 16 | 16 |  | ROCKIES EXPRESS | TAP | 138 | 138 | POLE | 1.46 | 0 | 1 | 954ACSR | 0 | 0 | 0 | 0 | 0 | 0 | 0 | 0 | 0 | 0 | 0 | 0 | 0 | 0 | 0 | 0 | 0 | 0 | 0 | 0 | 0 | 0 | 0 | 12
NO |  | 27 | 2012 | 2 | 17 | 17 |  | WARDS CORNER | LOOP THRU | 138 | 138 | POLE | 0.06 | 0 | 1 | 954ASCR | 0 | 0 | 0 | 0 | 0 | 0 | 0 | 0 | 0 | 0 | 0 | 0 | 0 | 0 | 0 | 0 | 0 | 0 | 0 | 0 | 0 | 0 | 0 | 12
NO |  | 27 | 2012 | 2 | 19 | 19 |  | GENERATING STATION | GAS TURBINE STATION | 0 | 0 |  | 0 | 0 | 0 |  | 0 | 0 | 0 | 0 | 0 | 0 | 0 | 0 | 0 | 0 | 0 | 0 | 0 | 0 | 0 | 0 | 0 | 0 | 0 | 0 | 0 | 0 | 0 | 12
NO |  | 27 | 2012 | 2 | 20 | 20 |  | MIAMI FORT | MARGAN | 138 | 138 | TOWER | 8.16 | 0 | 1 | 477AL | 0 | 0 | 0 | 0 | 0 | 0 | 0 | 0 | 0 | 0 | 0 | 0 | 0 | 0 | 0 | 0 | 0 | 0 | 0 | 0 | 0 | 0 | 0 | 12
NO |  | 27 | 2012 | 2 | 21 | 21 |  | TERMINAL | GLENVIEW | 138 | 138 | TOWER | 5.63 | 0 | 1 | 852AL | 0 | 0 | 0 | 0 | 0 | 0 | 0 | 0 | 0 | 0 | 0 | 0 | 0 | 0 | 0 | 0 | 0 | 0 | 0 | 0 | 0 | 0 | 0 | 12
NO |  | 27 | 2012 | 2 | 22 | 22 |  | TERMINAL | EBENEZER | 138 | 138 | TOWER | 8.64 | 5.19 | 1 | 852AL | 0 | 0 | 0 | 0 | 0 | 0 | 0 | 0 | 0 | 0 | 0 | 0 | 0 | 0 | 0 | 0 | 0 | 0 | 0 | 0 | 0 | 0 | 0 | 12
NO |  | 27 | 2012 | 2 | 23 | 23 |  | TERMINAL | EBENEZER | 138 | 138 | POLE | 3.86 | 0 | 1 | 795AL | 0 | 0 | 0 | 0 | 0 | 0 | 0 | 0 | 0 | 0 | 0 | 0 | 0 | 0 | 0 | 0 | 0 | 0 | 0 | 0 | 0 | 0 | 0 | 12
NO |  | 27 | 2012 | 2 | 24 | 24 |  | BECKJORD | BUFFINGTON | 138 | 138 | POLE | 0.02 | 0 | 1 | 477AL | 0 | 0 | 0 | 0 | 0 | 0 | 0 | 0 | 0 | 0 | 0 | 0 | 0 | 0 | 0 | 0 | 0 | 0 | 0 | 0 | 0 | 0 | 0 | 12
NO |  | 27 | 2012 | 2 | 25 | 25 |  | BECKJORD | BUFFINGTON | 138 | 138 | TOWER | 13.97 | 0 | 1 | 852AL | 0 | 0 | 0 | 0 | 0 | 0 | 0 | 0 | 0 | 0 | 0 | 0 | 0 | 0 | 0 | 0 | 0 | 0 | 0 | 0 | 0 | 0 | 0 | 12
NO |  | 27 | 2012 | 2 | 26 | 26 |  | BECKJORD | RED BANK | 138 | 138 | TOWER | 0.89 | 13.49 | 2 | 954AL | 0 | 0 | 0 | 0 | 0 | 0 | 0 | 0 | 0 | 0 | 0 | 0 | 0 | 0 | 0 | 0 | 0 | 0 | 0 | 0 | 0 | 0 | 0 | 12
NO |  | 27 | 2012 | 2 | 27 | 27 |  | BECKJORD | RED BANK | 138 | 138 | POLE | 0.33 | 0 | 1 | 1113AL | 0 | 0 | 0 | 0 | 0 | 0 | 0 | 0 | 0 | 0 | 0 | 0 | 0 | 0 | 0 | 0 | 0 | 0 | 0 | 0 | 0 | 0 | 0 | 12
NO |  | 27 | 2012 | 2 | 28 | 28 |  | FAIRFIELD | CITY OF HAMILTON | 138 | 138 | POLE | 1.57 | 0 | 1 | 954AL | 0 | 0 | 0 | 0 | 0 | 0 | 0 | 0 | 0 | 0 | 0 | 0 | 0 | 0 | 0 | 0 | 0 | 0 | 0 | 0 | 0 | 0 | 0 | 12
NO |  | 27 | 2012 | 2 | 29 | 29 |  | SILVER GROVE | WEST END | 138 | 138 | TOWER | 1.41 | 7.75 | 1 | 954AL | 0 | 0 | 0 | 0 | 0 | 0 | 0 | 0 | 0 | 0 | 0 | 0 | 0 | 0 | 0 | 0 | 0 | 0 | 0 | 0 | 0 | 0 | 0 | 12
NO |  | 27 | 2012 | 2 | 30 | 30 |  | SILVER GROVE | WEST END | 138 | 138 | POLE | 12.9 | 0 | 1 | 954AL | 0 | 0 | 0 | 0 | 0 | 0 | 0 | 0 | 0 | 0 | 0 | 0 | 0 | 0 | 0 | 0 | 0 | 0 | 0 | 0 | 0 | 0 | 0 | 12
NO |  | 27 | 2012 | 2 | 31 | 31 |  | BUFFINGTON | CRESCENT | 138 | 138 | POLE | 10.25 | 0 | 1 | 795AL | 0 | 0 | 0 | 0 | 0 | 0 | 0 | 0 | 0 | 0 | 0 | 0 | 0 | 0 | 0 | 0 | 0 | 0 | 0 | 0 | 0 | 0 | 0 | 12
NO |  | 27 | 2012 | 2 | 32 | 32 |  | BUFFINGTON | EAST KENTUCKY POWER | 138 | 138 | POLE | 3.65 | 0 | 1 | 954AL | 0 | 0 | 0 | 0 | 0 | 0 | 0 | 0 | 0 | 0 | 0 | 0 | 0 | 0 | 0 | 0 | 0 | 0 | 0 | 0 | 0 | 0 | 0 | 12
NO |  | 27 | 2012 | 2 | 33 | 33 |  | MIAMI FORT | EBENEZER | 138 | 138 | TOWER | 6.25 | 0 | 1 | 852AL | 0 | 0 | 0 | 0 | 0 | 0 | 0 | 0 | 0 | 0 | 0 | 0 | 0 | 0 | 0 | 0 | 0 | 0 | 0 | 0 | 0 | 0 | 0 | 12
NO |  | 27 | 2012 | 2 | 34 | 34 |  | MIAMI FORT | EBENEZER | 138 | 138 | POLE | 4.98 | 0 | 1 | 477AL | 0 | 0 | 0 | 0 | 0 | 0 | 0 | 0 | 0 | 0 | 0 | 0 | 0 | 0 | 0 | 0 | 0 | 0 | 0 | 0 | 0 | 0 | 0 | 12
NO |  | 27 | 2012 | 2 | 35 | 35 |  | BECKJORD | SUMMERSIDE | 138 | 138 | TOWER | 9.02 | 1.42 | 1 | 477AL | 0 | 0 | 0 | 0 | 0 | 0 | 0 | 0 | 0 | 0 | 0 | 0 | 0 | 0 | 0 | 0 | 0 | 0 | 0 | 0 | 0 | 0 | 0 | 12
NO |  | 27 | 2012 | 3 | 1 | 1 |  | CRESCENT | MIAMI FORT | 138 | 138 | TOWER | 14.98 | 0.82 | 1 | 636AL | 0 | 0 | 0 | 0 | 0 | 0 | 0 | 0 | 0 | 0 | 0 | 0 | 0 | 0 | 0 | 0 | 0 | 0 | 0 | 0 | 0 | 0 | 0 | 12
NO |  | 27 | 2012 | 3 | 2 | 2 |  | CRESCENT | MIAMI FORT | 138 | 138 | POLE | 0.12 | 0 | 1 | 954AL | 0 | 0 | 0 | 0 | 0 | 0 | 0 | 0 | 0 | 0 | 0 | 0 | 0 | 0 | 0 | 0 | 0 | 0 | 0 | 0 | 0 | 0 | 0 | 12
NO |  | 27 | 2012 | 3 | 3 | 3 |  | MIAMI FORT | GLENVIEW | 138 | 138 | TOWER | 6.84 | 8.89 | 1 | 852AL | 0 | 0 | 0 | 0 | 0 | 0 | 0 | 0 | 0 | 0 | 0 | 0 | 0 | 0 | 0 | 0 | 0 | 0 | 0 | 0 | 0 | 0 | 0 | 12
NO |  | 27 | 2012 | 3 | 4 | 4 |  | RED BANK | TERMINAL | 138 | 138 | TOWER | 0 | 5.56 | 1 | 954AL | 0 | 0 | 0 | 0 | 0 | 0 | 0 | 0 | 0 | 0 | 0 | 0 | 0 | 0 | 0 | 0 | 0 | 0 | 0 | 0 | 0 | 0 | 0 | 12
NO |  | 27 | 2012 | 3 | 5 | 5 |  | RED BANK | TERMINAL | 138 | 138 | POLE | 10.29 | 0 | 1 | 795AL | 0 | 0 | 0 | 0 | 0 | 0 | 0 | 0 | 0 | 0 | 0 | 0 | 0 | 0 | 0 | 0 | 0 | 0 | 0 | 0 | 0 | 0 | 0 | 12
NO |  | 27 | 2012 | 3 | 6 | 6 |  | RED BANK | ASHLAND | 138 | 138 | TOWER | 0.06 | 0.9 | 1 | 1113AL | 0 | 0 | 0 | 0 | 0 | 0 | 0 | 0 | 0 | 0 | 0 | 0 | 0 | 0 | 0 | 0 | 0 | 0 | 0 | 0 | 0 | 0 | 0 | 12
NO |  | 27 | 2012 | 3 | 7 | 7 |  | RED BANK | ASHLAND | 138 | 138 | POLE | 0.12 | 0 | 1 | 1113AL | 0 | 0 | 0 | 0 | 0 | 0 | 0 | 0 | 0 | 0 | 0 | 0 | 0 | 0 | 0 | 0 | 0 | 0 | 0 | 0 | 0 | 0 | 0 | 12
NO |  | 27 | 2012 | 3 | 8 | 8 |  | RED BANK | TOBASCO | 138 | 138 | TOWER | 0 | 9.64 | 1 | 1113AL | 0 | 0 | 0 | 0 | 0 | 0 | 0 | 0 | 0 | 0 | 0 | 0 | 0 | 0 | 0 | 0 | 0 | 0 | 0 | 0 | 0 | 0 | 0 | 12
NO |  | 27 | 2012 | 3 | 9 | 9 |  | RED BANK | TOBASCO | 138 | 138 | POLE | 0.07 | 0 | 1 | 1113AL | 0 | 0 | 0 | 0 | 0 | 0 | 0 | 0 | 0 | 0 | 0 | 0 | 0 | 0 | 0 | 0 | 0 | 0 | 0 | 0 | 0 | 0 | 0 | 12
NO |  | 27 | 2012 | 3 | 10 | 10 |  | RED BANK | ASHLAND | 138 | 138 | U/G | 4.24 | 0 | 1 | 790CU | 0 | 0 | 0 | 0 | 0 | 0 | 0 | 0 | 0 | 0 | 0 | 0 | 0 | 0 | 0 | 0 | 0 | 0 | 0 | 0 | 0 | 0 | 0 | 12
NO |  | 27 | 2012 | 3 | 11 | 11 |  | TERMINAL | GREENDALE | 138 | 138 | TOWER | 1.25 | 3.56 | 1 | 852AL | 0 | 0 | 0 | 0 | 0 | 0 | 0 | 0 | 0 | 0 | 0 | 0 | 0 | 0 | 0 | 0 | 0 | 0 | 0 | 0 | 0 | 0 | 0 | 12
NO |  | 27 | 2012 | 3 | 12 | 12 |  | REMINGTON | BECKJORD | 138 | 138 | TOWER | 0 | 19.08 | 1 | 477AL | 0 | 0 | 0 | 0 | 0 | 0 | 0 | 0 | 0 | 0 | 0 | 0 | 0 | 0 | 0 | 0 | 0 | 0 | 0 | 0 | 0 | 0 | 0 | 12
NO |  | 27 | 2012 | 3 | 13 | 13 |  | MIAMI FORT | WILLEY | 138 | 138 | TOWER | 0.28 | 14.67 | 1 | 477AL | 0 | 0 | 0 | 0 | 0 | 0 | 0 | 0 | 0 | 0 | 0 | 0 | 0 | 0 | 0 | 0 | 0 | 0 | 0 | 0 | 0 | 0 | 0 | 12
NO |  | 27 | 2012 | 3 | 14 | 14 |  | WILLEY | TERMINAL | 138 | 138 | WOOD H-FR | 5.68 | 0 | 1 | 1024AL | 0 | 0 | 0 | 0 | 0 | 0 | 0 | 0 | 0 | 0 | 0 | 0 | 0 | 0 | 0 | 0 | 0 | 0 | 0 | 0 | 0 | 0 | 0 | 12
NO |  | 27 | 2012 | 3 | 15 | 15 |  | WILLEY | TERMINAL | 138 | 138 | POLE | 12.21 | 0 | 1 | 795AL | 0 | 0 | 0 | 0 | 0 | 0 | 0 | 0 | 0 | 0 | 0 | 0 | 0 | 0 | 0 | 0 | 0 | 0 | 0 | 0 | 0 | 0 | 0 | 12
NO |  | 27 | 2012 | 3 | 16 | 16 |  | CHARLES | WEST END | 138 | 138 | U/G | 1.11 | 0 | 1 | 2000CU | 0 | 0 | 0 | 0 | 0 | 0 | 0 | 0 | 0 | 0 | 0 | 0 | 0 | 0 | 0 | 0 | 0 | 0 | 0 | 0 | 0 | 0 | 0 | 12
NO |  | 27 | 2012 | 3 | 17 | 17 |  | WEST END | CHARLES | 138 | 138 | U/G | 1.12 | 0 | 1 | 2000CU | 0 | 0 | 0 | 0 | 0 | 0 | 0 | 0 | 0 | 0 | 0 | 0 | 0 | 0 | 0 | 0 | 0 | 0 | 0 | 0 | 0 | 0 | 0 | 12
NO |  | 27 | 2012 | 3 | 19 | 19 |  | WEST END | WILDER | 138 | 138 | U/G | 0.04 | 0 | 1 | 200CU | 0 | 0 | 0 | 0 | 0 | 0 | 0 | 0 | 0 | 0 | 0 | 0 | 0 | 0 | 0 | 0 | 0 | 0 | 0 | 0 | 0 | 0 | 0 | 12
NO |  | 27 | 2012 | 3 | 20 | 20 |  | CHARLES | ROCHELLE | 138 | 138 | U/G | 2.38 | 0 | 1 | 2000CU | 0 | 0 | 0 | 0 | 0 | 0 | 0 | 0 | 0 | 0 | 0 | 0 | 0 | 0 | 0 | 0 | 0 | 0 | 0 | 0 | 0 | 0 | 0 | 12
NO |  | 27 | 2012 | 3 | 21 | 21 |  | GREENDALE | ROCHELLE | 138 | 138 | U/G | 1.32 | 0 | 1 | 2000CU | 0 | 0 | 0 | 0 | 0 | 0 | 0 | 0 | 0 | 0 | 0 | 0 | 0 | 0 | 0 | 0 | 0 | 0 | 0 | 0 | 0 | 0 | 0 | 12
SI/SI | A | 27 | 2012 | 3 | 23 | 23 |  | 69 KV LINES: |  | 0 | 0 |  | 0 | 0 | 0 |  | 4390042 | 60858092 | 65248134 | 366690 | 1547765 | 22653 | 1937108 | 0 | 0 | 0 | 0 | 0 | 0 | 0 | 0 | 0 | 0 | 0 | 0 | 0 | 0 | 0 | 0 | 12
NO |  | 27 | 2012 | 3 | 24 | 24 |  | ----------- |  | 0 | 0 |  | 0 | 0 | 0 |  | 0 | 0 | 0 | 0 | 0 | 0 | 0 | 0 | 0 | 0 | 0 | 0 | 0 | 0 | 0 | 0 | 0 | 0 | 0 | 0 | 0 | 0 | 0 | 12
NO |  | 27 | 2012 | 3 | 26 | 26 |  | 69 KV TRANSMISSION POOL |  | 69 | 69 | TOWER | 5.79 | 41.3 | 0 |  | 0 | 0 | 0 | 0 | 0 | 0 | 0 | 0 | 0 | 0 | 0 | 0 | 0 | 0 | 0 | 0 | 0 | 0 | 0 | 0 | 0 | 0 | 0 | 12
NO |  | 27 | 2012 | 3 | 27 | 27 |  |  |  | 69 | 69 | POLE | 469.7 | 12.48 | 0 |  | 0 | 0 | 0 | 0 | 0 | 0 | 0 | 0 | 0 | 0 | 0 | 0 | 0 | 0 | 0 | 0 | 0 | 0 | 0 | 0 | 0 | 0 | 0 | 12
NO |  | 27 | 2012 | 3 | 28 | 28 |  |  |  | 69 | 69 | U/G | 0.64 | 0 | 0 |  | 0 | 0 | 0 | 0 | 0 | 0 | 0 | 0 | 0 | 0 | 0 | 0 | 0 | 0 | 0 | 0 | 0 | 0 | 0 | 0 | 0 | 0 | 0 | 12
NO |  | 27 | 2012 | 3 | 29 | 29 |  | BUTLER STATION | REILEY STATION | 69 | 69 | POLE | 5.89 | 0 | 0 |  | 0 | 0 | 0 | 0 | 0 | 0 | 0 | 0 | 0 | 0 | 0 | 0 | 0 | 0 | 0 | 0 | 0 | 0 | 0 | 0 | 0 | 0 | 0 | 12
NO |  | 27 | 2012 | 3 | 30 | 30 |  | SHAKER RUN STA 080 | OTTERBEIN STA 322 | 69 | 69 | POLE | 4.22 | 0 | 1 | 954AL | 0 | 0 | 0 | 0 | 0 | 0 | 0 | 0 | 0 | 0 | 0 | 0 | 0 | 0 | 0 | 0 | 0 | 0 | 0 | 0 | 0 | 0 | 0 | 12
NO |  | 27 | 2012 | 3 | 31 | 31 |  | GEORGETOWN VILLAGE STA | GEORGETOWN VILLAGE STA | 69 | 69 | POLE | 0.57 | 0 | 1 | 4/0 ACSR | 0 | 0 | 0 | 0 | 0 | 0 | 0 | 0 | 0 | 0 | 0 | 0 | 0 | 0 | 0 | 0 | 0 | 0 | 0 | 0 | 0 | 0 | 0 | 12
NO |  | 27 | 2012 | 3 | 32 | 32 |  | LESOURDSVILLE | LOOP THRU LESOURDSVILLE | 69 | 69 | POLE | 0.58 | 0 | 1 | 954AL | 0 | 0 | 0 | 0 | 0 | 0 | 0 | 0 | 0 | 0 | 0 | 0 | 0 | 0 | 0 | 0 | 0 | 0 | 0 | 0 | 0 | 0 | 0 | 12
NO |  | 27 | 2012 | 3 | 33 | 33 |  | ALLEN SUBSTATION | LIBERTY SUBSTATION | 69 | 69 | POLE | 5.9 | 0 | 1 | 954ACSR | 0 | 0 | 0 | 0 | 0 | 0 | 0 | 0 | 0 | 0 | 0 | 0 | 0 | 0 | 0 | 0 | 0 | 0 | 0 | 0 | 0 | 0 | 0 | 12
NO |  | 27 | 2012 | 3 | 34 | 34 |  | AMANDA | YANKEE | 69 | 69 | SGL WOOD POLE | 0.89 | 0 | 1 | 954ACSR | 0 | 0 | 0 | 0 | 0 | 0 | 0 | 0 | 0 | 0 | 0 | 0 | 0 | 0 | 0 | 0 | 0 | 0 | 0 | 0 | 0 | 0 | 0 | 12
NO |  | 27 | 2012 | 4 | 1 | 1 |  | 33 KV LINES: |  | 0 | 0 |  | 0 | 0 | 0 |  | 0 | 0 | 0 | 66089 | 278957 | 4083 | 349129 | 0 | 0 | 0 | 0 | 0 | 0 | 0 | 0 | 0 | 0 | 0 | 0 | 0 | 0 | 0 | 0 | 12
NO |  | 27 | 2012 | 4 | 3 | 3 |  | ----------- |  | 0 | 0 |  | 0 | 0 | 0 |  | 0 | 0 | 0 | 0 | 0 | 0 | 0 | 0 | 0 | 0 | 0 | 0 | 0 | 0 | 0 | 0 | 0 | 0 | 0 | 0 | 0 | 0 | 0 | 12
NO |  | 27 | 2012 | 4 | 5 | 5 |  | 33 KV TRANSMISSION POOL |  | 33 | 33 |  | 85.63 | 13.13 | 0 |  | 0 | 0 | 0 | 0 | 0 | 0 | 0 | 0 | 0 | 0 | 0 | 0 | 0 | 0 | 0 | 0 | 0 | 0 | 0 | 0 | 0 | 0 | 0 | 12
NO |  | 27 | 2012 | 4 | 7 | 7 |  | FULL OWNERSHIP |  | 0 | 0 |  | 0 | 0 | 0 |  | 0 | 0 | 0 | 0 | 0 | 0 | 0 | 0 | 0 | 0 | 0 | 0 | 0 | 0 | 0 | 0 | 0 | 0 | 0 | 0 | 0 | 0 | 0 | 12
NO |  | 27 | 2012 | 4 | 10 | 10 |  | COMMONLY OWNED LINES: |  | 0 | 0 |  | 0 | 0 | 0 |  | 0 | 0 | 0 | 0 | 0 | 0 | 0 | 0 | 0 | 0 | 0 | 0 | 0 | 0 | 0 | 0 | 0 | 0 | 0 | 0 | 0 | 0 | 0 | 12
NO |  | 27 | 2012 | 4 | 11 | 11 |  | -------------------- |  | 0 | 0 |  | 0 | 0 | 0 |  | 0 | 0 | 0 | 0 | 0 | 0 | 0 | 0 | 0 | 0 | 0 | 0 | 0 | 0 | 0 | 0 | 0 | 0 | 0 | 0 | 0 | 0 | 0 | 12
NO |  | 27 | 2012 | 4 | 12 | 12 |  | SHARE BELOW @ 8.43% |  | 0 | 0 |  | 0 | 0 | 0 |  | 0 | 0 | 0 | 0 | 0 | 0 | 0 | 0 | 0 | 0 | 0 | 0 | 0 | 0 | 0 | 0 | 0 | 0 | 0 | 0 | 0 | 0 | 0 | 12
NO |  | 27 | 2012 | 4 | 13 | 13 |  | CONESVILLE (PT-Z) HYATT |  | 345 | 345 | TOWER | 9.09 | 0 | 1 | 954ACSR* | 0 | 0 | 0 | 0 | 0 | 0 | 0 | 0 | 0 | 0 | 0 | 0 | 0 | 0 | 0 | 0 | 0 | 0 | 0 | 0 | 0 | 0 | 0 | 12
NO |  | 27 | 2012 | 4 | 14 | 14 |  |  |  | 345 | 345 | POLE | 1.78 | 0 | 1 | 954ACSR* | 0 | 0 | 0 | 0 | 0 | 0 | 0 | 0 | 0 | 0 | 0 | 0 | 0 | 0 | 0 | 0 | 0 | 0 | 0 | 0 | 0 | 0 | 0 | 12
NO |  | 27 | 2012 | 4 | 15 | 15 |  |  |  | 345 | 345 | WOOD H-FR | 0.48 | 0 | 1 | 954ACSR* | 0 | 0 | 0 | 0 | 0 | 0 | 0 | 0 | 0 | 0 | 0 | 0 | 0 | 0 | 0 | 0 | 0 | 0 | 0 | 0 | 0 | 0 | 0 | 12
NO |  | 27 | 2012 | 4 | 16 | 16 |  | BECKJORD | SILVER GROVE | 138 | 0 | POLE | 6.28 | 0 | 0 | 954ACSR | 0 | 0 | 0 | 0 | 0 | 0 | 0 | 0 | 0 | 0 | 0 | 0 | 0 | 0 | 0 | 0 | 0 | 0 | 0 | 0 | 0 | 0 | 0 | 12
NO |  | 27 | 2012 | 4 | 22 | 22 |  | SHARE BELOW @ 16.86% |  | 0 | 0 |  | 0 | 0 | 0 |  | 0 | 0 | 0 | 0 | 0 | 0 | 0 | 0 | 0 | 0 | 0 | 0 | 0 | 0 | 0 | 0 | 0 | 0 | 0 | 0 | 0 | 0 | 0 | 12
NO |  | 27 | 2012 | 4 | 23 | 23 |  | --------------------------- |  | 0 | 0 |  | 0 | 0 | 0 |  | 0 | 0 | 0 | 0 | 0 | 0 | 0 | 0 | 0 | 0 | 0 | 0 | 0 | 0 | 0 | 0 | 0 | 0 | 0 | 0 | 0 | 0 | 0 | 12
NO |  | 27 | 2012 | 4 | 25 | 25 |  | CONESVILLE | HYATT (POINT Z) | 345 | 345 | TOWER | 56.98 | 0 | 1 | 954ACSR* | 0 | 0 | 0 | 0 | 0 | 0 | 0 | 0 | 0 | 0 | 0 | 0 | 0 | 0 | 0 | 0 | 0 | 0 | 0 | 0 | 0 | 0 | 0 | 12
NO |  | 27 | 2012 | 4 | 27 | 27 |  | SHARE BELOW @ 28% |  | 0 | 0 |  | 0 | 0 | 0 |  | 0 | 0 | 0 | 0 | 0 | 0 | 0 | 0 | 0 | 0 | 0 | 0 | 0 | 0 | 0 | 0 | 0 | 0 | 0 | 0 | 0 | 0 | 0 | 12
NO |  | 27 | 2012 | 4 | 28 | 28 |  | ------------------------- |  | 0 | 0 |  | 0 | 0 | 0 |  | 0 | 0 | 0 | 0 | 0 | 0 | 0 | 0 | 0 | 0 | 0 | 0 | 0 | 0 | 0 | 0 | 0 | 0 | 0 | 0 | 0 | 0 | 0 | 12
NO |  | 27 | 2012 | 4 | 30 | 30 |  | STUART (T#181) | ZIMMER | 345 | 345 | TOWER | 0.78 | 0 | 1 | 954ACSR* | 0 | 0 | 0 | 0 | 0 | 0 | 0 | 0 | 0 | 0 | 0 | 0 | 0 | 0 | 0 | 0 | 0 | 0 | 0 | 0 | 0 | 0 | 0 | 12
NO |  | 27 | 2012 | 4 | 31 | 31 |  | ZIMMER | ZIMMER (T#182) | 345 | 345 | TOWER | 0.51 | 0 | 0 | 954ACSR* | 0 | 0 | 0 | 0 | 0 | 0 | 0 | 0 | 0 | 0 | 0 | 0 | 0 | 0 | 0 | 0 | 0 | 0 | 0 | 0 | 0 | 0 | 0 | 12
NO |  | 27 | 2012 | 4 | 32 | 32 |  | PORT UNION (T#234) | PORT UNION | 345 | 345 | TOWER | 0.51 | 35.88 | 1 | 954ACSR* | 0 | 0 | 0 | 0 | 0 | 0 | 0 | 0 | 0 | 0 | 0 | 0 | 0 | 0 | 0 | 0 | 0 | 0 | 0 | 0 | 0 | 0 | 0 | 12
NO |  | 27 | 2012 | 4 | 33 | 33 |  | ZIMMER | RED BANK | 345 | 345 | TOWER | 32.57 | 2.01 | 1 | 954ACSR* | 0 | 0 | 0 | 0 | 0 | 0 | 0 | 0 | 0 | 0 | 0 | 0 | 0 | 0 | 0 | 0 | 0 | 0 | 0 | 0 | 0 | 0 | 0 | 12
NO |  | 27 | 2012 | 4 | 34 | 34 |  | RED BANK | TERMINAL | 345 | 345 | TOWER | 6.65 | 0 | 1 | 954ACSR* | 0 | 0 | 0 | 0 | 0 | 0 | 0 | 0 | 0 | 0 | 0 | 0 | 0 | 0 | 0 | 0 | 0 | 0 | 0 | 0 | 0 | 0 | 0 | 12
NO |  | 27 | 2012 | 5 | 1 | 1 |  | SHARE BELOW @ 30% |  | 0 | 0 |  | 0 | 0 | 0 |  | 0 | 0 | 0 | 0 | 0 | 0 | 0 | 0 | 0 | 0 | 0 | 0 | 0 | 0 | 0 | 0 | 0 | 0 | 0 | 0 | 0 | 0 | 0 | 12
NO |  | 27 | 2012 | 5 | 2 | 2 |  | ------------------------ |  | 0 | 0 |  | 0 | 0 | 0 |  | 0 | 0 | 0 | 0 | 0 | 0 | 0 | 0 | 0 | 0 | 0 | 0 | 0 | 0 | 0 | 0 | 0 | 0 | 0 | 0 | 0 | 0 | 0 | 12
NO |  | 27 | 2012 | 5 | 4 | 4 |  | BECKJORD | PIERCE | 345 | 345 | TOWER | 0.32 | 0 | 1 | 1414ACSR | 0 | 0 | 0 | 0 | 0 | 0 | 0 | 0 | 0 | 0 | 0 | 0 | 0 | 0 | 0 | 0 | 0 | 0 | 0 | 0 | 0 | 0 | 0 | 12
NO |  | 27 | 2012 | 5 | 5 | 5 |  | PIERCE | FOSTER | 345 | 345 | TOWER | 23.95 | 0 | 1 | 1024ACAR* | 0 | 0 | 0 | 0 | 0 | 0 | 0 | 0 | 0 | 0 | 0 | 0 | 0 | 0 | 0 | 0 | 0 | 0 | 0 | 0 | 0 | 0 | 0 | 12
NO |  | 27 | 2012 | 5 | 6 | 6 |  | SUGAR CREEK TAP | GREENE | 345 | 345 | TOWER | 8.3 | 0 | 1 | 1024ACAR* | 0 | 0 | 0 | 0 | 0 | 0 | 0 | 0 | 0 | 0 | 0 | 0 | 0 | 0 | 0 | 0 | 0 | 0 | 0 | 0 | 0 | 0 | 0 | 12
NO |  | 27 | 2012 | 5 | 7 | 7 |  | GREENE | BEATTY | 345 | 345 | TOWER | 49 | 0 | 1 | 1024ACAR* | 0 | 0 | 0 | 0 | 0 | 0 | 0 | 0 | 0 | 0 | 0 | 0 | 0 | 0 | 0 | 0 | 0 | 0 | 0 | 0 | 0 | 0 | 0 | 12
NO |  | 27 | 2012 | 5 | 8 | 8 |  | MARQUIS | BIXBY (POINT X) | 345 | 345 | TOWER | 45.86 | 0 | 1 | 983ACAR* | 0 | 0 | 0 | 0 | 0 | 0 | 0 | 0 | 0 | 0 | 0 | 0 | 0 | 0 | 0 | 0 | 0 | 0 | 0 | 0 | 0 | 0 | 0 | 12
NO |  | 27 | 2012 | 5 | 9 | 9 |  | STUART | GREENE | 345 | 345 | TOWER | 80.38 | 0 | 1 | 1024ACAR* | 0 | 0 | 0 | 0 | 0 | 0 | 0 | 0 | 0 | 0 | 0 | 0 | 0 | 0 | 0 | 0 | 0 | 0 | 0 | 0 | 0 | 0 | 0 | 12
NO |  | 27 | 2012 | 5 | 10 | 10 |  | STUART | KILLEN (POINT M) | 345 | 345 | TOWER | 13.13 | 0 | 1 | 983ACAR* | 0 | 0 | 0 | 0 | 0 | 0 | 0 | 0 | 0 | 0 | 0 | 0 | 0 | 0 | 0 | 0 | 0 | 0 | 0 | 0 | 0 | 0 | 0 | 12
NO |  | 27 | 2012 | 5 | 11 | 11 |  | STUART | FOSTER | 345 | 345 | TOWER | 55.77 | 3.2 | 1 | 1024ACAR* | 0 | 0 | 0 | 0 | 0 | 0 | 0 | 0 | 0 | 0 | 0 | 0 | 0 | 0 | 0 | 0 | 0 | 0 | 0 | 0 | 0 | 0 | 0 | 12
NO |  | 27 | 2012 | 5 | 12 | 12 |  | FOSTER | SUGAR CREEK TAP | 345 | 345 | TOWER | 27.33 | 0 | 1 | 1024ACAR* | 0 | 0 | 0 | 0 | 0 | 0 | 0 | 0 | 0 | 0 | 0 | 0 | 0 | 0 | 0 | 0 | 0 | 0 | 0 | 0 | 0 | 0 | 0 | 12
NO |  | 27 | 2012 | 5 | 13 | 13 |  | STUART | ZIMMER (T#181) | 345 | 345 | TOWER | 35.13 | 0 | 1 | 954ACSR* | 0 | 0 | 0 | 0 | 0 | 0 | 0 | 0 | 0 | 0 | 0 | 0 | 0 | 0 | 0 | 0 | 0 | 0 | 0 | 0 | 0 | 0 | 0 | 12
NO |  | 27 | 2012 | 5 | 14 | 14 |  | STUART (POINT Y) | BEATTY | 345 | 345 | TOWER | 15.2 | 3.7 | 1 | 983ACAR* | 0 | 0 | 0 | 0 | 0 | 0 | 0 | 0 | 0 | 0 | 0 | 0 | 0 | 0 | 0 | 0 | 0 | 0 | 0 | 0 | 0 | 0 | 0 | 12
NO |  | 27 | 2012 | 5 | 15 | 15 |  | ZIMMER (POINT T#182) | PORT UNION (T#234) | 345 | 345 | TOWER | 9.52 | 0 | 1 | 954ACSR* | 0 | 0 | 0 | 0 | 0 | 0 | 0 | 0 | 0 | 0 | 0 | 0 | 0 | 0 | 0 | 0 | 0 | 0 | 0 | 0 | 0 | 0 | 0 | 12
NO |  | 27 | 2012 | 5 | 16 | 16 |  | KILLEN (POINT O) | MARQUIS | 345 | 345 | TOWER | 32.01 | 0 | 1 | 983ACSR* | 0 | 0 | 0 | 0 | 0 | 0 | 0 | 0 | 0 | 0 | 0 | 0 | 0 | 0 | 0 | 0 | 0 | 0 | 0 | 0 | 0 | 0 | 0 | 12
NO |  | 27 | 2012 | 5 | 18 | 18 |  | BECKJORD | PIERCE | 138 | 138 | POLE STEEL | 0.3 | 0 | 1 | 954 ACSR | 0 | 0 | 0 | 0 | 0 | 0 | 0 | 0 | 0 | 0 | 0 | 0 | 0 | 0 | 0 | 0 | 0 | 0 | 0 | 0 | 0 | 0 | 0 | 12
NO |  | 27 | 2012 | 5 | 19 | 19 |  | HILLCREST | EASTWOOD | 138 | 138 | POLE WOOD | 9.62 | 0 | 1 | 954 ACSR | 0 | 0 | 0 | 0 | 0 | 0 | 0 | 0 | 0 | 0 | 0 | 0 | 0 | 0 | 0 | 0 | 0 | 0 | 0 | 0 | 0 | 0 | 0 | 12
NO |  | 27 | 2012 | 5 | 23 | 23 |  | SHARE BELOW @ 33-1/3% |  | 0 | 0 |  | 0 | 0 | 0 |  | 0 | 0 | 0 | 0 | 0 | 0 | 0 | 0 | 0 | 0 | 0 | 0 | 0 | 0 | 0 | 0 | 0 | 0 | 0 | 0 | 0 | 0 | 0 | 12
NO |  | 27 | 2012 | 5 | 24 | 24 |  | ---------------------- |  | 0 | 0 |  | 0 | 0 | 0 |  | 0 | 0 | 0 | 0 | 0 | 0 | 0 | 0 | 0 | 0 | 0 | 0 | 0 | 0 | 0 | 0 | 0 | 0 | 0 | 0 | 0 | 0 | 0 | 12
NO |  | 27 | 2012 | 5 | 26 | 26 |  | MARQUIS (POINT X) BIXBY |  | 345 | 345 | TOWER | 17.3 | 8.52 | 1 | 954ACSR* | 0 | 0 | 0 | 0 | 0 | 0 | 0 | 0 | 0 | 0 | 0 | 0 | 0 | 0 | 0 | 0 | 0 | 0 | 0 | 0 | 0 | 0 | 0 | 12
NO |  | 27 | 2012 | 5 | 27 | 27 |  | BEATTY | BIXBY | 345 | 345 | TOWER | 13.21 | 0 | 1 | 954ACSR* | 0 | 0 | 0 | 0 | 0 | 0 | 0 | 0 | 0 | 0 | 0 | 0 | 0 | 0 | 0 | 0 | 0 | 0 | 0 | 0 | 0 | 0 | 0 | 12
NO |  | 27 | 2012 | 5 | 28 | 28 |  | BIXBY-KIRK | CORRIDOR | 345 | 345 | TOWER | 14.87 | 0 | 1 | 954ACSR* | 0 | 0 | 0 | 0 | 0 | 0 | 0 | 0 | 0 | 0 | 0 | 0 | 0 | 0 | 0 | 0 | 0 | 0 | 0 | 0 | 0 | 0 | 0 | 12
NO |  | 27 | 2012 | 5 | 29 | 29 |  |  |  | 345 | 345 | WOOD H-FR | 22.56 | 0 | 1 | 954ACSR* | 0 | 0 | 0 | 0 | 0 | 0 | 0 | 0 | 0 | 0 | 0 | 0 | 0 | 0 | 0 | 0 | 0 | 0 | 0 | 0 | 0 | 0 | 0 | 12
NO |  | 27 | 2012 | 5 | 30 | 30 |  | STUART | BEATTY (POINT Yp) | 345 | 345 | TOWER | 74.66 | 0.34 | 1 | 954ACSR* | 0 | 0 | 0 | 0 | 0 | 0 | 0 | 0 | 0 | 0 | 0 | 0 | 0 | 0 | 0 | 0 | 0 | 0 | 0 | 0 | 0 | 0 | 0 | 12
NO |  | 27 | 2012 | 5 | 31 | 31 |  | CONESVILLE | BIXBY | 345 | 345 | WOOD H-FR | 50.86 | 0 | 1 | 954ACSR* | 0 | 0 | 0 | 0 | 0 | 0 | 0 | 0 | 0 | 0 | 0 | 0 | 0 | 0 | 0 | 0 | 0 | 0 | 0 | 0 | 0 | 0 | 0 | 12
NO |  | 27 | 2012 | 5 | 32 | 32 |  |  |  | 345 | 345 | TOWER | 0 | 14.87 | 1 |  | 0 | 0 | 0 | 0 | 0 | 0 | 0 | 0 | 0 | 0 | 0 | 0 | 0 | 0 | 0 | 0 | 0 | 0 | 0 | 0 | 0 | 0 | 0 | 12
NO |  | 27 | 2012 | 5 | 34 | 34 |  | SHARE BELOW @ 55% |  | 0 | 0 |  | 0 | 0 | 0 |  | 0 | 0 | 0 | 0 | 0 | 0 | 0 | 0 | 0 | 0 | 0 | 0 | 0 | 0 | 0 | 0 | 0 | 0 | 0 | 0 | 0 | 0 | 0 | 12
NO |  | 27 | 2012 | 5 | 35 | 35 |  | ------------------------ |  | 0 | 0 |  | 0 | 0 | 0 |  | 0 | 0 | 0 | 0 | 0 | 0 | 0 | 0 | 0 | 0 | 0 | 0 | 0 | 0 | 0 | 0 | 0 | 0 | 0 | 0 | 0 | 0 | 0 | 12
NO |  | 27 | 2012 | 6 | 2 | 2 |  | WOODSDALE | TODHUNTER | 345 | 345 | TOWER | 4.68 | 0 | 1 | 954ACSR* | 0 | 0 | 0 | 0 | 0 | 0 | 0 | 0 | 0 | 0 | 0 | 0 | 0 | 0 | 0 | 0 | 0 | 0 | 0 | 0 | 0 | 0 | 0 | 12
NO |  | 27 | 2012 | 6 | 3 | 3 |  | MIAMI FORT | SEVEN MILE (MIAMI) | 345 | 345 | TOWER | 34.62 | 0 | 1 | 954ACSR* | 0 | 0 | 0 | 0 | 0 | 0 | 0 | 0 | 0 | 0 | 0 | 0 | 0 | 0 | 0 | 0 | 0 | 0 | 0 | 0 | 0 | 0 | 0 | 12
NO |  | 27 | 2012 | 6 | 4 | 4 |  | MIAMI FORT | WOODSDALE | 345 | 345 | TOWER | 4.82 | 33.25 | 1 | 954ACSR* | 0 | 0 | 0 | 0 | 0 | 0 | 0 | 0 | 0 | 0 | 0 | 0 | 0 | 0 | 0 | 0 | 0 | 0 | 0 | 0 | 0 | 0 | 0 | 12
NO |  | 27 | 2012 | 6 | 6 | 6 |  | TT COMMONLY OWNED LINES |  | 0 | 0 |  | 0 | 0 | 0 |  | 0 | 0 | 0 | 0 | 0 | 0 | 0 | 0 | 0 | 0 | 0 | 0 | 0 | 0 | 0 | 0 | 0 | 0 | 0 | 0 | 0 | 0 | 0 | 12
NO |  | 27 | 2012 | 6 | 8 | 8 |  | TT EQUIVALENT SHARE |  | 0 | 0 |  | 0 | 0 | 0 |  | 0 | 0 | 0 | 0 | 0 | 0 | 0 | 0 | 0 | 0 | 0 | 0 | 0 | 0 | 0 | 0 | 0 | 0 | 0 | 0 | 0 | 0 | 0 | 12
NO |  | 27 | 2012 | 6 | 10 | 10 |  | ASSOCIATED COMPANIES |  | 0 | 0 |  | 0 | 0 | 0 |  | 0 | 0 | 0 | 0 | 0 | 0 | 0 | 0 | 0 | 0 | 0 | 0 | 0 | 0 | 0 | 0 | 0 | 0 | 0 | 0 | 0 | 0 | 0 | 12
NO |  | 27 | 2012 | 6 | 11 | 11 |  | -------------------- |  | 0 | 0 |  | 0 | 0 | 0 |  | 0 | 0 | 0 | 0 | 0 | 0 | 0 | 0 | 0 | 0 | 0 | 0 | 0 | 0 | 0 | 0 | 0 | 0 | 0 | 0 | 0 | 0 | 0 | 12
NO |  | 27 | 2012 | 6 | 13 | 13 |  | MIAMI POWER |  | 138 | 138 | TOWER | 0 | 0 | 0 |  | 0 | 0 | 0 | 0 | 0 | 0 | 0 | 0 | 0 | 0 | 0 | 0 | 0 | 0 | 0 | 0 | 0 | 0 | 0 | 0 | 0 | 0 | 0 | 12
NO |  | 27 | 2012 | 6 | 17 | 17 |  | ------- |  | 0 | 0 |  | 0 | 0 | 0 |  | 0 | 0 | 0 | 0 | 0 | 0 | 0 | 0 | 0 | 0 | 0 | 0 | 0 | 0 | 0 | 0 | 0 | 0 | 0 | 0 | 0 | 0 | 0 | 12
NO |  | 27 | 2012 | 6 | 18 | 18 |  | FULL OWNERSHIP |  | 0 | 0 |  | 0 | 0 | 0 |  | 0 | 0 | 0 | 0 | 0 | 0 | 0 | 0 | 0 | 0 | 0 | 0 | 0 | 0 | 0 | 0 | 0 | 0 | 0 | 0 | 0 | 0 | 0 | 12
NO |  | 27 | 2012 | 6 | 19 | 19 |  | ASSOCIATED COMPANIES |  | 0 | 0 |  | 0 | 0 | 0 |  | 0 | 0 | 0 | 0 | 0 | 0 | 0 | 0 | 0 | 0 | 0 | 0 | 0 | 0 | 0 | 0 | 0 | 0 | 0 | 0 | 0 | 0 | 0 | 12
NO |  | 27 | 2012 | 6 | 20 | 20 |  | WARREN STA | WARREN STA | 138 | 0 | POLE | 0.58 | 0 | 0 | 954ACSR | 0 | 0 | 0 | 0 | 0 | 0 | 0 | 0 | 0 | 0 | 0 | 0 | 0 | 0 | 0 | 0 | 0 | 0 | 0 | 0 | 0 | 0 | 0 | 12
NO |  | 27 | 2012 | 0 | 36 | 36 |  | TOTAL |  | 0 | 0 |  | 1878.09 | 359.06 | 161 |  | 29094712 | 230270203 | 259364915 | 920654 | 3885994 | 56874 | 4863522 | 0 | 0 | 0 | 0 | 0 | 0 | 0 | 0 | 0 | 0 | 0 | 0 | 0 | 0 | 0 | 0 | 12
NO |  | 40 | 2012 | 0 | 1 | 1 |  | Wisconsin Rapids | Biron, DuBay, Stevens Point | 0 | 0 |  | 0 | 0 | 0 |  | 0 | 0 | 0 | 0 | 0 | 0 | 0 | 0 | 0 | 0 | 0 | 0 | 0 | 0 | 0 | 0 | 0 | 0 | 0 | 0 | 0 | 0 | 0 | 12
NO |  | 40 | 2012 | 0 | 2 | 2 |  |  | Whiting, Rocky Run, Kraft | 0 | 0 |  | 0 | 0 | 0 |  | 0 | 0 | 0 | 0 | 0 | 0 | 0 | 0 | 0 | 0 | 0 | 0 | 0 | 0 | 0 | 0 | 0 | 0 | 0 | 0 | 0 | 0 | 0 | 12
SI/SI | A | 40 | 2012 | 0 | 3 | 3 |  |  | Grand Rapids, WR & WQC | 46 | 46 | (1) | 61.29 | 0 | 16 | 3/0 Gza ACSR | 45282 | 4663150 | 4708432 | 423577 | 330059 | 536 | 754172 | 0 | 0 | 0 | 0 | 0 | 0 | 0 | 0 | 0 | 0 | 0 | 0 | 0 | 0 | 0 | 620400009 | 12
NO |  | 40 | 2012 | 0 | 36 | 36 |  | TOTAL |  | 0 | 0 |  | 61.29 | 0 | 16 |  | 45282 | 4663150 | 4708432 | 423577 | 330059 | 536 | 754172 | 0 | 0 | 0 | 0 | 0 | 0 | 0 | 0 | 0 | 0 | 0 | 0 | 0 | 0 | 0 | 0 | 12
NO |  | 289 | 2012 | 0 | 1 | 1 |  | Allen Junction | Milan-Monroe | 345 | 345 | Cyl Pole | 0 | 28.41 | 1 | 1431 | 0 | 6683575 | 6683575 | 0 | 0 | 0 | 0 | 0 | 0 | 0 | 0 | 0 | 622890111 | 0 | 0 | 0 | 0 | 0 | 622890112 | 0 | 0 | 0 | 0 | 12
NO |  | 289 | 2012 | 0 | 2 | 2 |  | Allen Junction | Milan-Monroe | 345 | 345 | Tower | 0.45 | 2.51 | 1 | 954 | 0 | 0 | 0 | 0 | 0 | 0 | 0 | 0 | 0 | 0 | 0 | 0 | 0 | 0 | 0 | 0 | 0 | 0 | 0 | 0 | 0 | 0 | 0 | 12
NO |  | 289 | 2012 | 0 | 3 | 3 |  | Majestic | Milan | 345 | 345 | Cyl Pole | 0 | 35.2 | 1 | 1431 | 0 | 0 | 0 | 0 | 0 | 0 | 0 | 0 | 0 | 0 | 0 | 0 | 0 | 0 | 0 | 0 | 0 | 0 | 0 | 0 | 0 | 0 | 0 | 12
NO |  | 289 | 2012 | 0 | 4 | 4 |  | Bayshore | Monroe | 345 | 345 | Tower | 2.35 | 0 | 1 | 954 | 0 | 777213 | 777213 | 0 | 0 | 0 | 0 | 0 | 0 | 0 | 0 | 0 | 0 | 0 | 0 | 0 | 0 | 0 | 0 | 0 | 0 | 0 | 0 | 12
NO |  | 289 | 2012 | 0 | 5 | 5 |  | Belle River | Blackfoot | 345 | 345 | Tower | 4.81 | 34.53 | 1 | 954 | 0 | 12864418 | 12864418 | 0 | 0 | 0 | 0 | 0 | 0 | 0 | 0 | 0 | 0 | 0 | 0 | 0 | 0 | 0 | 0 | 0 | 0 | 0 | 0 | 12
NO |  | 289 | 2012 | 0 | 6 | 6 |  | Belle River | Blackfoot | 345 | 345 | Tower | 0 | 38.11 | 1 | 1431 | 0 | 0 | 0 | 0 | 0 | 0 | 0 | 0 | 0 | 0 | 0 | 0 | 0 | 0 | 0 | 0 | 0 | 0 | 0 | 0 | 0 | 0 | 0 | 12
NO |  | 289 | 2012 | 0 | 7 | 7 |  | Belle River | *Greenwood-Pontiac | 345 | 345 | Tower | 38.34 | 0 | 1 | 1431 | 0 | 18791695 | 18791695 | 0 | 0 | 0 | 0 | 0 | 622890113 | 0 | 0 | 0 | 0 | 0 | 0 | 0 | 0 | 0 | 0 | 0 | 0 | 0 | 0 | 12
NO |  | 289 | 2012 | 0 | 8 | 8 |  | Belle River | *Greenwood-Pontiac | 345 | 765 | Tower | 17.45 | 0 | 1 | 1431 | 0 | 0 | 0 | 0 | 0 | 0 | 0 | 0 | 0 | 0 | 0 | 0 | 0 | 0 | 0 | 0 | 0 | 0 | 0 | 0 | 0 | 0 | 0 | 12
NO |  | 289 | 2012 | 0 | 9 | 9 |  | Belle River | *Greenwood-Pontiac | 345 | 345 | Tower | 16.82 | 0 | 1 | 954 | 0 | 0 | 0 | 0 | 0 | 0 | 0 | 0 | 0 | 0 | 0 | 0 | 0 | 0 | 0 | 0 | 0 | 0 | 0 | 0 | 0 | 0 | 0 | 12
NO |  | 289 | 2012 | 0 | 10 | 10 |  | Belle River | Jewell | 345 | 345 | Tower | 26.9 | 0.9 | 1 | 954 | 0 | 3934454 | 3934454 | 0 | 0 | 0 | 0 | 0 | 0 | 0 | 0 | 0 | 0 | 0 | 0 | 0 | 0 | 0 | 0 | 0 | 0 | 0 | 0 | 12
NO |  | 289 | 2012 | 0 | 11 | 11 |  | Belle River | Pontiac | 345 | 345 | Tower | 25.99 | 15.53 | 1 | 954 | 0 | 5219007 | 5219007 | 0 | 0 | 0 | 0 | 0 | 0 | 0 | 0 | 0 | 0 | 0 | 0 | 0 | 0 | 0 | 0 | 0 | 0 | 0 | 0 | 12
NO |  | 289 | 2012 | 0 | 12 | 12 |  | Belle River | St. Clair | 345 | 345 | Tower | 1.12 | 0 | 1 | 954 | 0 | 1055878 | 1055878 | 0 | 0 | 0 | 0 | 0 | 0 | 0 | 0 | 0 | 0 | 0 | 0 | 0 | 0 | 0 | 0 | 0 | 0 | 0 | 0 | 12
NO |  | 289 | 2012 | 0 | 13 | 13 |  | Bismarck | Jewell | 345 | 345 | Tower | 8.6 | 0 | 1 | 954 | 0 | 2070697 | 2070697 | 0 | 0 | 0 | 0 | 0 | 0 | 0 | 0 | 0 | 0 | 0 | 0 | 0 | 0 | 0 | 0 | 0 | 0 | 0 | 0 | 12
NO |  | 289 | 2012 | 0 | 14 | 14 |  | Bismarck | Stephens | 345 | 345 | Tower | 8.68 | 0 | 1 | 954 | 0 | 3294176 | 3294176 | 0 | 0 | 0 | 0 | 0 | 0 | 0 | 0 | 0 | 0 | 0 | 0 | 0 | 0 | 0 | 0 | 0 | 0 | 0 | 0 | 12
NO |  | 289 | 2012 | 0 | 15 | 15 |  | Blackfoot | Madrid | 345 | 345 | Tower | 54.26 | 0 | 1 | 1431 | 0 | 8592367 | 8592367 | 0 | 0 | 0 | 0 | 0 | 0 | 0 | 0 | 0 | 0 | 0 | 0 | 0 | 0 | 0 | 0 | 0 | 0 | 0 | 0 | 12
NO |  | 289 | 2012 | 0 | 16 | 16 |  | Blackfoot | Pontiac | 345 | 345 | Tower | 19.9 | 0 | 1 | 954 | 0 | 927203 | 927203 | 0 | 0 | 0 | 0 | 0 | 0 | 0 | 0 | 0 | 0 | 0 | 0 | 0 | 0 | 0 | 0 | 0 | 0 | 0 | 0 | 12
NO |  | 289 | 2012 | 0 | 17 | 17 |  | Brownstown | Fermi #2 | 345 | 345 | Tower | 4.64 | 10.79 | 2 | 1431 | 0 | 6750548 | 6750548 | 0 | 0 | 0 | 0 | 0 | 0 | 0 | 0 | 0 | 0 | 0 | 0 | 0 | 0 | 0 | 0 | 0 | 0 | 0 | 0 | 12
NO |  | 289 | 2012 | 0 | 18 | 18 |  | Brownstown | Fermi #3 | 345 | 345 | Tower | 5.46 | 10.72 | 1 | 954 | 0 | 5278556 | 5278556 | 0 | 0 | 0 | 0 | 0 | 0 | 0 | 0 | 0 | 0 | 0 | 0 | 0 | 0 | 0 | 0 | 0 | 0 | 0 | 0 | 12
NO |  | 289 | 2012 | 0 | 19 | 19 |  | Brownstown | Monroe #1 | 345 | 345 | Tower | 10.83 | 7.34 | 1 | 1431 | 0 | 4345141 | 4345141 | 0 | 0 | 0 | 0 | 0 | 0 | 0 | 0 | 0 | 0 | 0 | 0 | 0 | 0 | 0 | 0 | 0 | 0 | 0 | 0 | 12
NO |  | 289 | 2012 | 0 | 20 | 20 |  | Brownstown | Monroe #2 | 345 | 345 | Tower | 18.14 | 0 | 1 | 954 | 0 | 2839123 | 2839123 | 0 | 0 | 0 | 0 | 0 | 0 | 0 | 0 | 0 | 0 | 0 | 0 | 0 | 0 | 0 | 0 | 0 | 0 | 0 | 0 | 12
NO |  | 289 | 2012 | 0 | 21 | 21 |  | Brownstown | Wayne #1 | 345 | 345 | Tower | 22.45 | 0 | 0 | 954 | 0 | 7539406 | 7539406 | 0 | 0 | 0 | 0 | 0 | 0 | 0 | 0 | 0 | 0 | 0 | 0 | 0 | 0 | 0 | 0 | 0 | 0 | 0 | 0 | 12
NO |  | 289 | 2012 | 0 | 22 | 22 |  | Brownstown | Wayne #2 | 345 | 345 | Tower | 0 | 22.45 | 2 | 954 | 0 | 0 | 0 | 0 | 0 | 0 | 0 | 0 | 0 | 0 | 0 | 0 | 0 | 0 | 0 | 0 | 0 | 0 | 0 | 0 | 0 | 0 | 0 | 12
NO |  | 289 | 2012 | 0 | 23 | 23 |  | Coventry | Cody | 230 | 230 | Tower | 6.6 | 0 | 1 | 954 | 0 | 1566507 | 1566507 | 0 | 0 | 0 | 0 | 0 | 0 | 0 | 0 | 0 | 0 | 0 | 0 | 0 | 0 | 0 | 0 | 0 | 0 | 0 | 0 | 12
NO |  | 289 | 2012 | 0 | 24 | 24 |  | Coventry | *Majestic | 345 | 345 | Tower | 19.87 | 0 | 1 | 954 | 0 | 434245 | 434245 | 0 | 0 | 0 | 0 | 0 | 0 | 0 | 0 | 0 | 0 | 0 | 0 | 0 | 0 | 0 | 0 | 0 | 0 | 0 | 0 | 12
NO |  | 289 | 2012 | 0 | 25 | 25 |  | Coventry | *Monroe | 345 | 345 | Tower | 27.88 | 7.85 | 1 | 954 | 0 | 3533205 | 3533205 | 0 | 0 | 0 | 0 | 0 | 0 | 0 | 0 | 0 | 0 | 0 | 0 | 0 | 0 | 0 | 0 | 0 | 0 | 0 | 0 | 12
NO |  | 289 | 2012 | 0 | 26 | 26 |  | Coventry | *Monroe | 345 | 345 | Tower | 10 | 0 | 1 | 954 | 0 | 0 | 0 | 0 | 0 | 0 | 0 | 0 | 0 | 0 | 0 | 0 | 0 | 0 | 0 | 0 | 0 | 0 | 0 | 0 | 0 | 0 | 0 | 12
NO |  | 289 | 2012 | 0 | 27 | 27 |  | Coventry | Wixom | 230 | 230 | Tower | 14.1 | 0 | 0 | 954 | 0 | 7451015 | 7451015 | 0 | 0 | 0 | 0 | 0 | 0 | 0 | 0 | 0 | 0 | 0 | 0 | 0 | 0 | 0 | 0 | 0 | 0 | 0 | 0 | 12
NO |  | 289 | 2012 | 0 | 28 | 28 |  | Jewell | St. Clair | 345 | 345 | Tower | 0 | 30.24 | 1 | 954 | 0 | 2434674 | 2434674 | 0 | 0 | 0 | 0 | 0 | 0 | 0 | 0 | 0 | 0 | 0 | 0 | 0 | 0 | 0 | 0 | 0 | 0 | 0 | 0 | 12
NO |  | 289 | 2012 | 0 | 29 | 29 |  | Jewell | *Stephens | 345 | 345 | Tower | 16.96 | 0 | 1 | 954 | 0 | 244262 | 244262 | 0 | 0 | 0 | 0 | 0 | 0 | 0 | 0 | 0 | 0 | 0 | 0 | 0 | 0 | 0 | 0 | 0 | 0 | 0 | 0 | 12
NO |  | 289 | 2012 | 0 | 30 | 30 |  | Lambton | St. Clair | 345 | 345 | Tower | 0.72 | 0 | 1 | 1855 | 0 | 573584 | 573584 | 0 | 0 | 0 | 0 | 0 | 0 | 0 | 0 | 0 | 0 | 0 | 0 | 0 | 0 | 0 | 0 | 0 | 0 | 0 | 0 | 12
NO |  | 289 | 2012 | 0 | 31 | 31 |  | Lemoyne | Majestic | 345 | 345 | Cyl. Pole | 63.58 | 0 | 1 | 1431 | 0 | 19840448 | 19840448 | 0 | 0 | 0 | 0 | 0 | 0 | 0 | 0 | 0 | 0 | 0 | 0 | 0 | 0 | 0 | 0 | 0 | 0 | 0 | 0 | 12
NO |  | 289 | 2012 | 0 | 32 | 32 |  | Madrid | Majestic | 345 | 345 | Cyl. Pole | 15.92 | 0 | 2 | 1431 | 0 | 9318610 | 9318610 | 0 | 0 | 0 | 0 | 0 | 0 | 0 | 0 | 0 | 0 | 0 | 0 | 0 | 0 | 0 | 0 | 0 | 0 | 0 | 0 | 12
NO |  | 289 | 2012 | 0 | 33 | 33 |  | Majestic | Oneida | 345 | 345 | Tower | 1.85 | 0 | 1 | 954 | 0 | 474994 | 474994 | 0 | 0 | 0 | 0 | 0 | 0 | 0 | 0 | 0 | 0 | 0 | 0 | 0 | 0 | 0 | 0 | 0 | 0 | 0 | 0 | 12
NO |  | 289 | 2012 | 0 | 34 | 34 |  | Majestic | Tompkins | 345 | 345 | Tower | 0 | 1.85 | 1 | 954 | 0 | 64123 | 64123 | 0 | 0 | 0 | 0 | 0 | 0 | 0 | 0 | 0 | 0 | 0 | 0 | 0 | 0 | 0 | 0 | 0 | 0 | 0 | 0 | 12
NO |  | 289 | 2012 | 0 | 35 | 35 |  | Majestic | *Wayne | 345 | 345 | Tower | 7.85 | 23.06 | 1 | 954 | 0 | 2407817 | 2407817 | 0 | 0 | 0 | 0 | 0 | 0 | 0 | 0 | 0 | 0 | 0 | 0 | 0 | 0 | 0 | 0 | 0 | 0 | 0 | 0 | 12
NO |  | 289 | 2012 | 1 | 1 | 1 |  | Monroe | *Wayne | 345 | 345 | Tower | 0 | 24.72 | 1 | 954 | 0 | 3941378 | 3941378 | 0 | 0 | 0 | 0 | 0 | 0 | 0 | 0 | 0 | 0 | 0 | 0 | 0 | 0 | 0 | 0 | 0 | 0 | 0 | 0 | 12
NO |  | 289 | 2012 | 1 | 2 | 2 |  | Monroe | *Wayne | 345 | 345 | Tower | 10 | 0 | 2 | 1431 | 0 | 0 | 0 | 0 | 0 | 0 | 0 | 0 | 0 | 0 | 0 | 0 | 0 | 0 | 0 | 0 | 0 | 0 | 0 | 0 | 0 | 0 | 0 | 12
NO |  | 289 | 2012 | 1 | 3 | 3 |  | Placid | Pontiac | 345 | 345 | Tower | 9.22 | 0 | 1 | 954 | 0 | 761203 | 761203 | 0 | 0 | 0 | 0 | 0 | 0 | 0 | 0 | 0 | 0 | 0 | 0 | 0 | 0 | 0 | 0 | 0 | 0 | 0 | 0 | 12
NO |  | 289 | 2012 | 1 | 4 | 4 |  | Placid | Wixom | 345 | 345 | Tower | 15.5 | 0 | 1 | 954 | 0 | 1258409 | 1258409 | 0 | 0 | 0 | 0 | 0 | 0 | 0 | 0 | 0 | 0 | 0 | 0 | 0 | 0 | 0 | 0 | 0 | 0 | 0 | 0 | 12
NO |  | 289 | 2012 | 1 | 5 | 5 |  | Wayne | Wixom #2 | 345 | 345 | Tower | 20.22 | 0 | 1 | 954 | 0 | 0 | 0 | 0 | 0 | 0 | 0 | 0 | 0 | 0 | 0 | 0 | 0 | 0 | 0 | 0 | 0 | 0 | 0 | 0 | 0 | 0 | 0 | 12
NO |  | 289 | 2012 | 1 | 6 | 6 |  | Pontiac | Hampton | 345 | 345 | Tower | 0 | 19.98 | 1 | 954 | 0 | 2546528 | 2546528 | 0 | 0 | 0 | 0 | 0 | 0 | 0 | 0 | 0 | 0 | 0 | 0 | 0 | 0 | 0 | 0 | 0 | 0 | 0 | 0 | 12
NO |  | 289 | 2012 | 1 | 7 | 7 |  | Pontiac | Wixom | 345 | 345 | Tower | 0 | 24.69 | 1 | 954 | 0 | 3297820 | 3297820 | 0 | 0 | 0 | 0 | 0 | 0 | 0 | 0 | 0 | 0 | 0 | 0 | 0 | 0 | 0 | 0 | 0 | 0 | 0 | 0 | 12
NO |  | 289 | 2012 | 1 | 8 | 8 |  | Ludington | Tallmadge | 345 | 345 | Tower | 2.1 | 0 | 2 | 954 | 0 | 1410435 | 1410435 | 0 | 0 | 0 | 0 | 622890114 | 0 | 0 | 0 | 0 | 0 | 0 | 0 | 0 | 0 | 0 | 0 | 0 | 0 | 0 | 0 | 12
NO |  | 289 | 2012 | 1 | 9 | 9 |  | St. Clair | *Stephens #2 | 345 | 345 | Tower | 0 | 45.26 | 1 | 954 | 0 | 3702805 | 3702805 | 0 | 0 | 0 | 0 | 0 | 0 | 0 | 0 | 0 | 0 | 0 | 0 | 0 | 0 | 0 | 0 | 0 | 0 | 0 | 0 | 12
NO |  | 289 | 2012 | 1 | 10 | 10 |  | Thetford | Jewell | 345 | 345 | Tower | 37.73 | 1.2 | 1 | 954 | 0 | 6438119 | 6438119 | 0 | 0 | 0 | 0 | 0 | 0 | 0 | 0 | 0 | 0 | 0 | 0 | 0 | 0 | 0 | 0 | 0 | 0 | 0 | 0 | 12
NO |  | 289 | 2012 | 1 | 11 | 11 |  | Wayne | Wixom (Quaker) | 345 | 345 | Tower | 0 | 20.25 | 1 | 954 | 0 | 4780132 | 4780132 | 0 | 0 | 0 | 0 | 0 | 0 | 0 | 0 | 0 | 0 | 0 | 0 | 0 | 0 | 0 | 0 | 0 | 0 | 0 | 0 | 12
NO |  | 289 | 2012 | 1 | 12 | 12 |  | Wayne | Wixom (Quaker) | 345 | 345 | Tower | 4.6 | 0 | 2 | 1431 | 0 | 0 | 0 | 0 | 0 | 0 | 0 | 0 | 0 | 0 | 0 | 0 | 0 | 0 | 0 | 0 | 0 | 0 | 0 | 0 | 0 | 0 | 0 | 12
NO |  | 289 | 2012 | 1 | 13 | 13 |  | Baxter | Navarre | 230 | 230 | Tower | 0.68 | 0 | 1 | 1431 | 0 | 742556 | 742556 | 0 | 0 | 0 | 0 | 0 | 0 | 0 | 0 | 0 | 0 | 0 | 0 | 0 | 0 | 0 | 0 | 0 | 0 | 0 | 0 | 12
NO |  | 289 | 2012 | 1 | 14 | 14 |  | Baxter | Warren | 230 | 230 | Tower | 3.87 | 0 | 1 | 1431 | 0 | 369920 | 369920 | 0 | 0 | 0 | 0 | 0 | 0 | 0 | 0 | 0 | 0 | 0 | 0 | 0 | 0 | 0 | 0 | 0 | 0 | 0 | 0 | 12
NO |  | 289 | 2012 | 1 | 15 | 15 |  | Bismark | Red Run | 230 | 345 | Tower | 0 | 4.96 | 1 | 954 | 0 | 30241 | 30241 | 0 | 0 | 0 | 0 | 0 | 0 | 0 | 0 | 0 | 0 | 0 | 0 | 0 | 0 | 0 | 0 | 0 | 0 | 0 | 0 | 12
NO |  | 289 | 2012 | 1 | 16 | 16 |  | Bismark | Red Run | 230 | 230 | Tower | 2 | 0 | 1 | 954 | 0 | 0 | 0 | 0 | 0 | 0 | 0 | 0 | 0 | 0 | 0 | 0 | 0 | 0 | 0 | 0 | 0 | 0 | 0 | 0 | 0 | 0 | 0 | 12
NO |  | 289 | 2012 | 1 | 17 | 17 |  | Bloomfield | Pontiac | 230 | 230 | Tower | 9.23 | 0 | 1 | 954 | 0 | 1900762 | 1900762 | 0 | 0 | 0 | 0 | 0 | 0 | 0 | 0 | 0 | 0 | 0 | 0 | 0 | 0 | 0 | 0 | 0 | 0 | 0 | 0 | 12
NO |  | 289 | 2012 | 1 | 18 | 18 |  | Brownstown | Navarre #2 | 230 | 230 | Tower | 14.22 | 0 | 1 | 1431 | 0 | 1081033 | 1081033 | 0 | 0 | 0 | 0 | 0 | 0 | 0 | 0 | 0 | 0 | 0 | 0 | 0 | 0 | 0 | 0 | 0 | 0 | 0 | 0 | 12
NO |  | 289 | 2012 | 1 | 19 | 19 |  | Brownstown | Elm | 230 | 230 | Tower-Cyl Pole | 10.86 | 0 | 1 | 1431 | 0 | 2597377 | 2597377 | 0 | 0 | 0 | 0 | 0 | 0 | 0 | 0 | 0 | 0 | 0 | 0 | 0 | 0 | 0 | 0 | 0 | 0 | 0 | 0 | 12
NO |  | 289 | 2012 | 1 | 20 | 20 |  | Elm | Rotunda | 230 | 230 | Tower-Cyl Pole | 5.75 | 0 | 1 | 1431 | 0 | 0 | 0 | 0 | 0 | 0 | 0 | 0 | 0 | 0 | 0 | 0 | 0 | 0 | 0 | 0 | 0 | 0 | 0 | 0 | 0 | 0 | 0 | 12
NO |  | 289 | 2012 | 1 | 21 | 21 |  | Bunce Creek | Scott (B3N) | 230 | 230 | Tower | 0.41 | 0 | 1 | 795 | 0 | 1340169 | 1340169 | 0 | 0 | 0 | 0 | 0 | 0 | 0 | 0 | 0 | 0 | 0 | 0 | 0 | 0 | 0 | 0 | 0 | 0 | 0 | 0 | 12
NO |  | 289 | 2012 | 1 | 22 | 22 |  | Hines | Wayne | 230 | 230 | Tower | 4.91 | 0 | 1 | 1431 | 0 | 1093936 | 1093936 | 0 | 0 | 0 | 0 | 0 | 0 | 0 | 0 | 0 | 0 | 0 | 0 | 0 | 0 | 0 | 0 | 0 | 0 | 0 | 0 | 12
NO |  | 289 | 2012 | 1 | 23 | 23 |  | Hines | Wayne | 230 | 230 | Tower | 2.89 | 0 | 1 | 954 | 0 | 0 | 0 | 0 | 0 | 0 | 0 | 0 | 0 | 0 | 0 | 0 | 0 | 0 | 0 | 0 | 0 | 0 | 0 | 0 | 0 | 0 | 0 | 12
NO |  | 289 | 2012 | 1 | 24 | 24 |  | J5D Keith | Waterman | 230 | 230 | Tower | 0.52 | 0 | 1 | 636 | 0 | 218113 | 218113 | 0 | 0 | 0 | 0 | 0 | 0 | 0 | 0 | 0 | 0 | 0 | 0 | 0 | 0 | 0 | 0 | 0 | 0 | 0 | 0 | 12
NO |  | 289 | 2012 | 1 | 25 | 25 |  | Jewell | Sterling | 230 | 230 | Tower | 9.78 | 0 | 1 | 1431 | 0 | 1278771 | 1278771 | 0 | 0 | 0 | 0 | 0 | 0 | 0 | 0 | 0 | 0 | 0 | 0 | 0 | 0 | 0 | 0 | 0 | 0 | 0 | 0 | 12
NO |  | 289 | 2012 | 1 | 26 | 26 |  | Lambton | St. Clair (L51D) | 230 | 345 | Tower | 3.17 | 0 | 1 | 1431 | 0 | 3653378 | 3653378 | 0 | 0 | 0 | 0 | 0 | 0 | 0 | 0 | 0 | 0 | 0 | 0 | 0 | 0 | 0 | 0 | 0 | 0 | 0 | 0 | 12
NO |  | 289 | 2012 | 1 | 27 | 27 |  | Navarre | Waterman | 230 | 230 | Tower-Cyl Pole | 4.41 | 0 | 1 | 1431 | 0 | 1495865 | 1495865 | 0 | 0 | 0 | 0 | 0 | 0 | 0 | 0 | 0 | 0 | 0 | 0 | 0 | 0 | 0 | 0 | 0 | 0 | 0 | 0 | 12
NO |  | 289 | 2012 | 1 | 28 | 28 |  | Northeast | Stephens | 230 | 230 | Tower-Cyl Pole | 3.65 | 0 | 1 | 1431 | 0 | 1143135 | 1143135 | 0 | 0 | 0 | 0 | 0 | 0 | 0 | 0 | 0 | 0 | 0 | 0 | 0 | 0 | 0 | 0 | 0 | 0 | 0 | 0 | 12
NO |  | 289 | 2012 | 1 | 29 | 29 |  | Rotunda | Warren | 230 | 230 | Tower-Cyl Pole | 3 | 0.07 | 1 | 1431 | 0 | 1269064 | 1269064 | 0 | 0 | 0 | 0 | 0 | 0 | 0 | 0 | 0 | 0 | 0 | 0 | 0 | 0 | 0 | 0 | 0 | 0 | 0 | 0 | 12
NO |  | 289 | 2012 | 1 | 30 | 30 |  | Atlanta - Karn | Thetford | 138 | 138 | Wood | 0.77 | 0 | 1 | 795 | 0 | 71359 | 71359 | 0 | 0 | 0 | 0 | 0 | 0 | 0 | 0 | 0 | 0 | 0 | 0 | 0 | 0 | 0 | 0 | 0 | 0 | 0 | 0 | 12
NO |  | 289 | 2012 | 1 | 31 | 31 |  | Genoa | Latson | 138 | 138 | Cyl. Pole | 9.7 | 0 | 1 | 954 | 0 | 3072154 | 3072154 | 0 | 0 | 0 | 0 | 0 | 0 | 0 | 0 | 0 | 0 | 0 | 0 | 0 | 0 | 0 | 0 | 0 | 0 | 0 | 0 | 12
NO |  | 289 | 2012 | 1 | 32 | 32 |  | Lark - Washtenaw | Leoni | 138 | 138 | Tower | 20.71 | 0 | 1 | 795 | 0 | 523802 | 523802 | 0 | 0 | 0 | 0 | 0 | 0 | 0 | 0 | 0 | 0 | 0 | 0 | 0 | 0 | 0 | 0 | 0 | 0 | 0 | 0 | 12
NO |  | 289 | 2012 | 1 | 33 | 33 |  | Jewell | Spokane | 230 | 345 | Tower | 0 | 2.86 | 1 | 954 | 0 | 1924671 | 1924671 | 0 | 0 | 0 | 0 | 0 | 0 | 0 | 0 | 0 | 0 | 0 | 0 | 0 | 0 | 0 | 0 | 0 | 0 | 0 | 0 | 12
NO |  | 289 | 2012 | 1 | 34 | 34 |  | Jewell | Spokane | 230 | 230 | Tower | 9.31 | 0 | 1 | 1431 | 0 | 0 | 0 | 0 | 0 | 0 | 0 | 0 | 0 | 0 | 0 | 0 | 0 | 0 | 0 | 0 | 0 | 0 | 0 | 0 | 0 | 0 | 0 | 12
NO |  | 289 | 2012 | 1 | 35 | 35 |  | Quaker | Wixom | 230 | 230 | Tower | 9.86 | 0 | 0 | 1431 | 0 | 5173292 | 5173292 | 0 | 0 | 0 | 0 | 0 | 0 | 0 | 0 | 0 | 0 | 0 | 0 | 0 | 0 | 0 | 0 | 0 | 0 | 0 | 0 | 12
NO |  | 289 | 2012 | 2 | 1 | 1 |  | Overhead Group |  | 120 | 230 | Tower | 219.38 | 5.78 | 3 |  | 0 | 287611835 | 287611835 | 0 | 0 | 0 | 0 | 0 | 0 | 0 | 0 | 0 | 0 | 0 | 0 | 0 | 0 | 0 | 0 | 0 | 0 | 0 | 0 | 12
NO |  | 289 | 2012 | 2 | 2 | 2 |  | Overhead Group |  | 120 | 120 | Tower-Cyl Pole | 649.47 | 2.92 | 1 |  | 0 | 0 | 0 | 0 | 0 | 0 | 0 | 0 | 0 | 0 | 0 | 0 | 0 | 0 | 0 | 0 | 0 | 0 | 0 | 0 | 0 | 0 | 0 | 12
NO |  | 289 | 2012 | 2 | 3 | 3 |  | Overhead Group |  | 120 | 120 | Tower-Cyl Pole | 274.26 | 0 | 2 |  | 0 | 0 | 0 | 0 | 0 | 0 | 0 | 0 | 0 | 0 | 0 | 0 | 0 | 0 | 0 | 0 | 0 | 0 | 0 | 0 | 0 | 0 | 0 | 12
NO |  | 289 | 2012 | 2 | 4 | 4 |  | Overhead Group |  | 120 | 120 | Wood | 418.18 | 0 | 1 |  | 0 | 0 | 0 | 0 | 0 | 0 | 0 | 0 | 0 | 0 | 0 | 0 | 0 | 0 | 0 | 0 | 0 | 0 | 0 | 0 | 0 | 0 | 0 | 12
NO |  | 289 | 2012 | 2 | 9 | 9 |  | Caniff | Stephens (UGL) | 345 | 345 | Steel Pipe | 7.3 | 0 | 1 | 2000 MCM | 0 | 22971846 | 22971846 | 0 | 0 | 0 | 0 | 0 | 0 | 0 | 0 | 0 | 0 | 0 | 0 | 0 | 0 | 0 | 0 | 0 | 0 | 0 | 0 | 12
NO |  | 289 | 2012 | 2 | 10 | 10 |  | UGL - Group |  | 120 | 120 | Steel Pipe | 125.73 | 0 | 1 |  | 0 | 111087674 | 111087674 | 0 | 0 | 0 | 0 | 0 | 0 | 0 | 0 | 0 | 0 | 0 | 0 | 0 | 0 | 0 | 0 | 0 | 0 | 0 | 0 | 12
NO |  | 289 | 2012 | 2 | 14 | 14 |  | Land - Various |  | 0 | 0 |  | 0 | 0 | 0 |  | 58650665 | 0 | 58650665 | 0 | 0 | 0 | 0 | 0 | 0 | 0 | 0 | 0 | 0 | 0 | 0 | 0 | 0 | 0 | 0 | 0 | 0 | 0 | 0 | 12
NO |  | 289 | 2012 | 0 | 36 | 36 |  | TOTAL |  | 0 | 0 |  | 2395.91 | 422.18 | 82 |  | 58650665 | 618094723 | 676745388 | 0 | 0 | 0 | 0 | 0 | 0 | 0 | 0 | 0 | 0 | 0 | 0 | 0 | 0 | 0 | 0 | 0 | 0 | 0 | 0 | 12
NO |  | 320 | 2012 | 0 | 1 | 1 |  | VT/NH STATE LINE | VERNON, VT | 345 | 345 | TOWER | 0.17 | 0 | 0 | 927ACAR/954ACSR | 2203 | 451443 | 453646 | 0 | 0 | 0 | 0 | 0 | 0 | 623200215 | 0 | 0 | 0 | 0 | 0 | 0 | 0 | 0 | 0 | 0 | 0 | 0 | 0 | 12
NO |  | 320 | 2012 | 0 | 2 | 2 |  | VT/NH STATE LINE | VERNON. VT | 345 | 345 | TOWER | 0.14 | 0 | 0 | 954 ACSR | 0 | 415274 | 415274 | 0 | 0 | 0 | 0 | 0 | 0 | 0 | 0 | 0 | 0 | 0 | 0 | 0 | 0 | 0 | 0 | 0 | 0 | 0 | 0 | 12
NO |  | 320 | 2012 | 0 | 3 | 3 |  | VERNON, VT | CAVENDISH, VT | 345 | 345 | H-FRAME WOOD | 51.2 | 0 | 0 | 927.2ACAR/954ACS | 2113716 | 8585664 | 10699380 | 0 | 0 | 0 | 0 | 0 | 0 | 0 | 0 | 0 | 0 | 0 | 0 | 0 | 0 | 0 | 0 | 0 | 0 | 0 | 0 | 12
NO |  | 320 | 2012 | 0 | 4 | 4 |  | CAVENDISH, VT | W. RUTLAND, VT | 345 | 345 | H-FRAME WOOD | 27.4 | 0 | 0 | 954 ACSR | 1763023 | 6700989 | 8464012 | 0 | 0 | 0 | 0 | 0 | 0 | 623200216 | 0 | 0 | 0 | 0 | 0 | 0 | 0 | 0 | 0 | 0 | 0 | 0 | 0 | 12
NO |  | 320 | 2012 | 0 | 5 | 5 |  | WEST RUTLAND, VT | NEW HAVEN, VT | 345 | 345 | H-FRAME WOOD | 35.63 | 0 | 0 | 954 ACSR | 699701 | 48901776 | 49601477 | 0 | 0 | 0 | 0 | 0 | 0 | 0 | 0 | 0 | 0 | 0 | 0 | 0 | 0 | 0 | 0 | 0 | 0 | 0 | 0 | 12
NO |  | 320 | 2012 | 0 | 7 | 7 |  | MONROE, NH | WILLIAMSTOWN, VT | 230 | 230 | H-FRAME WOOD | 32.5 | 0 | 0 | 927.2/954 ACSR | 1369973 | 2241313 | 3611286 | 0 | 0 | 0 | 0 | 0 | 0 | 0 | 0 | 0 | 0 | 0 | 0 | 0 | 0 | 0 | 0 | 0 | 0 | 0 | 0 | 12
SI/NO | A | 320 | 2012 | 0 | 9 | 9 |  | VT/NY STATE LINE | BENNINGTON, VT | 115 | 115 | H-FRAME WOOD | 6.8 | 0 | 0 | 795 ACSR | 76630 | 481171 | 557801 | 0 | 0 | 0 | 12218.8796 | 0 | 0 | 0 | 0 | 0 | 0 | 0 | 0 | 0 | 0 | 0 | 0 | 0 | 0 | 0 | 0 | 12
SI/NO | A | 320 | 2012 | 0 | 10 | 10 |  | RUTLAND, VT | WEST RUTLAND, VT | 115 | 115 | H-FRAME WOOD | 5.05 | 0 | 0 | 795ACSR/927ACAR | 53638 | 321796 | 375434 | 0 | 0 | 0 | 8224.0491 | 0 | 0 | 0 | 0 | 0 | 0 | 0 | 0 | 0 | 0 | 0 | 0 | 0 | 0 | 0 | 0 | 12
SI/NO | A | 320 | 2012 | 0 | 11 | 11 |  | ASCUTNEY, VT | CLAREMONT, NH | 115 | 115 | H-FRAME WOOD | 2.2 | 0 | 0 | 477 ACSR | 12023 | 78767 | 90790 | 0 | 0 | 0 | 1988.7954 | 0 | 0 | 0 | 0 | 0 | 0 | 0 | 0 | 0 | 0 | 0 | 0 | 0 | 0 | 0 | 0 | 12
SI/NO | A | 320 | 2012 | 0 | 12 | 12 |  | GEORGIA, VT | HIGHGATE, VT | 115 | 115 | H-FRAME WOOD | 17.9 | 0 | 0 | 556.5/1272 | 286707 | 2383396 | 2670103 | 0 | 0 | 0 | 58489.7965 | 0 | 0 | 0 | 0 | 0 | 0 | 0 | 0 | 0 | 0 | 0 | 0 | 0 | 0 | 0 | 0 | 12
SI/NO | A | 320 | 2012 | 0 | 13 | 13 |  | GRAND ISLE, VT | ESSEX, VT | 115 | 115 | H-FRAME WOOD | 20.44 | 0 | 0 | 954 AA/ACSR | 190371 | 1219893 | 1410264 | 0 | 0 | 0 | 30892.4616 | 0 | 0 | 0 | 0 | 0 | 0 | 0 | 0 | 0 | 0 | 0 | 0 | 0 | 0 | 0 | 0 | 12
NO |  | 320 | 2012 | 0 | 14 | 14 |  | GRAND ISLE, VT | ESSEX, VT | 115 | 230 | UNDERGROUND | 2.01 | 0 | 0 | 1750 MCM COOP | 0 | 3510756 | 3510756 | 0 | 0 | 0 | 0 | 0 | 0 | 0 | 0 | 0 | 0 | 0 | 0 | 0 | 0 | 0 | 0 | 0 | 0 | 0 | 0 | 12
SI/NO | A | 320 | 2012 | 0 | 15 | 15 |  | ESSEX, VT | BARRE, VT | 115 | 115 | H-FRAME WOOD | 36.8 | 0 | 0 | 795 ACSR | 191353 | 1523596 | 1714949 | 0 | 0 | 0 | 37566.7223 | 0 | 0 | 0 | 0 | 0 | 0 | 0 | 0 | 0 | 0 | 0 | 0 | 0 | 0 | 0 | 0 | 12
SI/NO | A | 320 | 2012 | 0 | 16 | 16 |  | BARRE, VT | WILDER, VT | 115 | 115 | H-FRAME WOOD | 39.6 | 0 | 0 | 795 ACSR/954ACSS | 314961 | 3005906 | 3320867 | 0 | 0 | 0 | 72745.072 | 0 | 0 | 0 | 0 | 0 | 0 | 0 | 0 | 0 | 0 | 0 | 0 | 0 | 0 | 0 | 0 | 12
SI/NO | A | 320 | 2012 | 0 | 17 | 17 |  | RUTLAND, VT | ASCUTNEY, VT | 115 | 115 | H-FRAME WOOD | 36.8 | 0 | 0 | 795 ACSR/954ACSR | 407878 | 3179639 | 3587517 | 0 | 0 | 0 | 78586.1591 | 0 | 0 | 0 | 0 | 0 | 0 | 0 | 0 | 0 | 0 | 0 | 0 | 0 | 0 | 0 | 0 | 12
SI/NO | A | 320 | 2012 | 0 | 18 | 18 |  | MIDDLEBURY, VT | ESSEX, VT | 115 | 115 | H-FRAME WOOD | 33.61 | 0 | 0 | 954/1272 | 590102 | 3677544 | 4267646 | 0 | 0 | 0 | 93484.6881 | 0 | 0 | 0 | 0 | 0 | 0 | 0 | 0 | 0 | 0 | 0 | 0 | 0 | 0 | 0 | 0 | 12
SI/NO | A | 320 | 2012 | 0 | 19 | 19 |  | WILLISTON, VT | GEORGIA, VT | 115 | 115 | H-FRAME WOOD | 18.1 | 0 | 0 | 954 ACSR | 105546 | 1576679 | 1682225 | 0 | 0 | 0 | 36849.8885 | 0 | 0 | 0 | 0 | 0 | 0 | 0 | 0 | 0 | 0 | 0 | 0 | 0 | 0 | 0 | 0 | 12
SI/NO | A | 320 | 2012 | 0 | 20 | 20 |  | WILLISTON, VT | BURLINGTON, VT | 115 | 115 | SINGLE WOOD | 4.73 | 0 | 0 | 1272 ACSR | 69911 | 7832934 | 7902845 | 0 | 0 | 0 | 173115.3426 | 0 | 0 | 0 | 0 | 0 | 0 | 0 | 0 | 0 | 0 | 0 | 0 | 0 | 0 | 0 | 0 | 12
SI/NO | A | 320 | 2012 | 0 | 21 | 21 |  | VT/NH STATE LINE | ASCUTNEY, VT | 115 | 115 | H-FRAME WOOD | 1.2 | 0 | 0 | 795 ACSR | 9063 | 60279 | 69342 | 0 | 0 | 0 | 1518.9674 | 0 | 0 | 0 | 0 | 0 | 0 | 0 | 0 | 0 | 0 | 0 | 0 | 0 | 0 | 0 | 0 | 12
SI/NO | A | 320 | 2012 | 0 | 22 | 22 |  | WEST RUTLAND, VT | MIDDLEBURY, VT | 115 | 115 | H-FRAME WOOD | 28.03 | 0 | 0 | 927.2 ACAR | 794678 | 3914214 | 4708892 | 0 | 0 | 0 | 103150.3784 | 0 | 0 | 0 | 0 | 0 | 0 | 0 | 0 | 0 | 0 | 0 | 0 | 0 | 0 | 0 | 0 | 12
SI/NO | A | 320 | 2012 | 0 | 23 | 23 |  | VT/NY STATE LINE | GRAND ISLE, VT | 115 | 115 | SUBMARINE | 3.26 | 0 | 0 | 500/1000 | 13831 | 994622 | 1008453 | 0 | 0 | 0 | 22090.6125 | 0 | 0 | 0 | 0 | 0 | 0 | 0 | 0 | 0 | 0 | 0 | 0 | 0 | 0 | 0 | 0 | 12
SI/NO | A | 320 | 2012 | 0 | 24 | 24 |  | VT/NH STATE LINE | VERNON, VT | 115 | 115 | H-FRAME WOOD | 0.16 | 0 | 0 | 1272 ACSR | 0 | 205030 | 205030 | 0 | 0 | 0 | 4491.2735 | 0 | 0 | 0 | 0 | 0 | 0 | 0 | 0 | 0 | 0 | 0 | 0 | 0 | 0 | 0 | 0 | 12
SI/NO | A | 320 | 2012 | 0 | 25 | 25 |  | ST JOHNSBURY, VT | LITTLETON, NH | 115 | 115 | H-FRAME WOOD | 9.5 | 0 | 0 | 927.2 ACAR | 173165 | 658571 | 831736 | 0 | 0 | 0 | 18219.5479 | 0 | 0 | 0 | 0 | 0 | 0 | 0 | 0 | 0 | 0 | 0 | 0 | 0 | 0 | 0 | 0 | 12
SI/NO | A | 320 | 2012 | 0 | 26 | 26 |  | GEORGIA, VT | FAIRFAX, VT | 115 | 115 | H-FRAME WOOD | 14.5 | 0 | 0 | 927.2 ACAR | 403415 | 1057729 | 1461144 | 0 | 0 | 0 | 32007.0107 | 0 | 0 | 0 | 0 | 0 | 0 | 0 | 0 | 0 | 0 | 0 | 0 | 0 | 0 | 0 | 0 | 12
SI/NO | A | 320 | 2012 | 0 | 27 | 27 |  | BENNINGTON, VT | E ARLINGTON, VT | 46 | 115 | H-FRAME WOOD | 11.4 | 0 | 0 | 927.2 ACAR | 278437 | 828602 | 1107039 | 0 | 0 | 0 | 24250.1828 | 0 | 0 | 0 | 0 | 0 | 0 | 0 | 0 | 0 | 0 | 0 | 0 | 0 | 0 | 0 | 0 | 12
SI/NO | A | 320 | 2012 | 0 | 28 | 28 |  | ST JOHNSBURY, VT | IRASBURG, VT | 115 | 115 | H-FRAME WOOD | 36.5 | 0 | 0 | 927.2 ACAR | 1069206 | 2467825 | 3537031 | 0 | 0 | 0 | 77480.2408 | 0 | 0 | 0 | 0 | 0 | 0 | 0 | 0 | 0 | 0 | 0 | 0 | 0 | 0 | 0 | 0 | 12
SI/NO | A | 320 | 2012 | 0 | 29 | 29 |  | BENNINGTON, VT | MA STATE LINE | 115 | 115 | H-FRAME WOOD | 10.9 | 0 | 0 | 927.2 ACAR | 231349 | 767750 | 999099 | 0 | 0 | 0 | 21885.709 | 0 | 0 | 0 | 0 | 0 | 0 | 0 | 0 | 0 | 0 | 0 | 0 | 0 | 0 | 0 | 0 | 12
SI/NO | A | 320 | 2012 | 0 | 30 | 30 |  | MILTON, VT | GEORGIA, VT | 115 | 115 | H-FRAME WOOD | 8.9 | 0 | 0 | 927.2 ACAR | 149022 | 775380 | 924402 | 0 | 0 | 0 | 20249.4379 | 0 | 0 | 0 | 0 | 0 | 0 | 0 | 0 | 0 | 0 | 0 | 0 | 0 | 0 | 0 | 0 | 12
SI/NO | A | 320 | 2012 | 0 | 31 | 31 |  | WILLISTON, VT | S BURLINGTON, VT | 115 | 115 | H-FRAME WOOD | 6.2 | 0.66 | 0 | 927.2ACAR/1272ACR | 1033446 | 969781 | 2003227 | 0 | 0 | 0 | 43881.5804 | 0 | 0 | 0 | 0 | 0 | 0 | 0 | 0 | 0 | 0 | 0 | 0 | 0 | 0 | 0 | 0 | 12
SI/NO | A | 320 | 2012 | 0 | 32 | 32 |  | ASCUTNEY, VT | WINDSOR, VT | 115 | 115 | H-FRAME WOOD | 7.2 | 0 | 0 | 927.2 ACAR | 257898 | 866051 | 1123949 | 0 | 0 | 0 | 24620.6039 | 0 | 0 | 0 | 0 | 0 | 0 | 0 | 0 | 0 | 0 | 0 | 0 | 0 | 0 | 0 | 0 | 12
SI/NO | A | 320 | 2012 | 0 | 33 | 33 |  | WEST RUTLAND, VT | VT/NY STATE LINE | 115 | 115 | H-FRAME WOOD | 13.24 | 0 | 0 | 795 ACSR/954ACSR | 94215 | 867549 | 961764 | 0 | 0 | 0 | 21067.8692 | 0 | 0 | 0 | 0 | 0 | 0 | 0 | 0 | 0 | 0 | 0 | 0 | 0 | 0 | 0 | 0 | 12
NO |  | 320 | 2012 | 0 | 34 | 34 |  | NEW HIGHGATE, VT | RICHFORD, VT | 120 | 120 | H-FRAME WOOD | 22.55 | 0 | 0 | 556 ACSR | 47225 | 2952567 | 2999792 | 0 | 0 | 0 | 0 | 0 | 0 | 0 | 0 | 0 | 0 | 0 | 0 | 0 | 0 | 0 | 0 | 0 | 0 | 0 | 0 | 12
NO |  | 320 | 2012 | 0 | 35 | 35 |  | DERBY, VT | RICHFORD, VT | 48 | 120 | SINGLE WOOD | 27.73 | 0 | 0 | 336/556/795 ACSR | 32513 | 2142626 | 2175139 | 0 | 0 | 0 | 0 | 0 | 0 | 623200217 | 0 | 0 | 0 | 0 | 0 | 0 | 0 | 0 | 0 | 0 | 0 | 0 | 0 | 12
NO |  | 320 | 2012 | 1 | 1 | 1 |  | NEWPORT, VT | RICHFORD, VT | 120 | 120 | SINGLE WOOD | 25.4 | 0 | 0 | 556/795 ACSR | 34851 | 3211696 | 3246547 | 0 | 0 | 0 | 0 | 0 | 0 | 0 | 0 | 0 | 0 | 0 | 0 | 0 | 0 | 0 | 0 | 0 | 0 | 0 | 0 | 12
NO |  | 320 | 2012 | 1 | 2 | 2 |  | NEWPORT, VT | DERBY, VT | 120 | 120 | SINGLE WOOD | 7.05 | 0 | 0 | 795 ACSR | 4179 | 446100 | 450279 | 0 | 0 | 0 | 0 | 0 | 0 | 0 | 0 | 0 | 0 | 0 | 0 | 0 | 0 | 0 | 0 | 0 | 0 | 0 | 0 | 12
SI/NO | A | 320 | 2012 | 1 | 3 | 3 |  | IRASBURG, VT | MOSHER'S TAP (NEWPORT, VT) | 48 | 115 | SINGLE WOOD | 6.48 | 0 | 0 | 556 ACSR | 26235 | 4029723 | 4055958 | 0 | 0 | 0 | 88847.5681 | 0 | 0 | 623200218 | 0 | 0 | 0 | 0 | 0 | 0 | 0 | 0 | 0 | 0 | 0 | 0 | 0 | 12
SI/NO | A | 320 | 2012 | 1 | 4 | 4 |  | IRASBURG, VT | MOSHER'S TAP (NEWPORT, VT) | 115 | 115 | SINGLE WOOD | 6.48 | 0 | 0 | 1272 ACSR | 247183 | 4306518 | 4553701 | 0 | 0 | 0 | 99750.8503 | 0 | 0 | 0 | 0 | 0 | 0 | 0 | 0 | 0 | 0 | 0 | 0 | 0 | 0 | 0 | 0 | 12
SI/NO | A | 320 | 2012 | 1 | 5 | 5 |  | NEW HAVEN, VT | BURLINGTON, VT | 115 | 115 | H-FRAME WOOD | 24.37 | 0.66 | 0 | 1272 ACSR/954ACSR | 16862846 | 38060593 | 54923439 | 0 | 0 | 0 | 1203122.415 | 0 | 0 | 0 | 0 | 0 | 0 | 0 | 0 | 0 | 0 | 0 | 0 | 0 | 0 | 0 | 0 | 12
SI/NO | S | 320 | 2012 | 1 | 6 | 6 |  | SHELBURNE, VT | BAY ROAD (UNDERGROUND) | 115 | 115 | UNDERGROUND | 1.73 | 0 | 0 | 2500 MCM | 1150054 | 13322223 | 14472277 | 0 | 0 | 0 | 317021.6791 | 0 | 0 | 0 | 0 | 0 | 0 | 0 | 0 | 0 | 0 | 0 | 0 | 0 | 0 | 0 | 0 | 12
SI/NO | S | 320 | 2012 | 1 | 7 | 7 |  | CHARLOTTE, VT | FERRY ROAD (UNDERGROUND) | 115 | 115 | UNDERGROUND | 0.45 | 0 | 0 | 2500 MCM | 379640 | 3717259 | 4096899 | 0 | 0 | 0 | 89744.3989 | 0 | 0 | 0 | 0 | 0 | 0 | 0 | 0 | 0 | 0 | 0 | 0 | 0 | 0 | 0 | 0 | 12
SI/NO | A | 320 | 2012 | 1 | 8 | 8 |  | DUXBURY, VT | STOWE, VT | 115 | 115 | SINGLE WOOD | 9.8 | 0 | 0 | 1272 ACSR | 9432795 | 19306931 | 28739726 | 0 | 0 | 0 | 629556.5096 | 0 | 0 | 0 | 0 | 0 | 0 | 0 | 0 | 0 | 0 | 0 | 0 | 0 | 0 | 0 | 0 | 12
NO |  | 320 | 2012 | 1 | 9 | 9 |  | VERNON, VT | NEWFANE, VT | 345 | 345 | H-FRAME WOOD | 17.44 | 0 | 0 | 954 ACSR | 159395 | 38773353 | 38932748 | 0 | 0 | 0 | 0 | 0 | 0 | 0 | 0 | 0 | 0 | 0 | 0 | 0 | 0 | 0 | 0 | 0 | 0 | 0 | 0 | 12
SI/NO | A | 320 | 2012 | 1 | 10 | 10 |  | ESSEX, VT | BURLINGTON , VT | 115 | 115 | SINGLE WOOD | 4.59 | 0 | 0 | 1272 ACSR | 450079 | 8732285 | 9182364 | 0 | 0 | 0 | 201143.7767 | 0 | 0 | 0 | 0 | 0 | 0 | 0 | 0 | 0 | 0 | 0 | 0 | 0 | 0 | 0 | 0 | 12
NO |  | 320 | 2012 | 1 | 11 | 11 |  | VERNON, VT | VT YANKEE | 345 | 345 | TOWER | 0.46 | 0 | 0 | 927ACAR/954ACSR | 0 | 158031 | 158031 | 0 | 0 | 0 | 0 | 0 | 0 | 0 | 0 | 0 | 0 | 0 | 0 | 0 | 0 | 0 | 0 | 0 | 0 | 0 | 0 | 12
NO |  | 320 | 2012 | 1 | 12 | 12 |  | NEWFANE, VT | COOLIDGE, VT | 345 | 345 | H-FRAME WOOD | 35.39 | 0 | 0 | 954 ACSR | 1560066 | 51009177 | 52569243 | 0 | 0 | 0 | 0 | 0 | 0 | 0 | 0 | 0 | 0 | 0 | 0 | 0 | 0 | 0 | 0 | 0 | 0 | 0 | 0 | 12
NO |  | 320 | 2012 | 0 | 36 | 36 |  | TOTAL |  | 0 | 0 |  | 711.99 | 1.32 | 0 |  | 43142522 | 300691001 | 343833523 | 0 | 0 | 0 | 0 | 0 | 0 | 0 | 0 | 0 | 0 | 0 | 0 | 0 | 0 | 0 | 0 | 0 | 0 | 0 | 0 | 12
NO |  | 316 | 2012 | 0 | 1 | 1 |  | DAEC | Hazleton | 345 | 345 | Steel Towers | 2.9 | 0 | 1 | 795 MCM | 201962 | 297894 | 499856 | 0 | 0 | 0 | 0 | 0 | 0 | 0 | 0 | 0 | 0 | 0 | 0 | 0 | 0 | 0 | 0 | 0 | 0 | 0 | 0 | 12
NO |  | 316 | 2012 | 0 | 2 | 2 |  |  |  | 0 | 0 | and Frames | 0 | 0 | 0 |  | 0 | 0 | 0 | 0 | 0 | 0 | 0 | 0 | 0 | 0 | 0 | 0 | 0 | 0 | 0 | 0 | 0 | 0 | 0 | 0 | 0 | 0 | 0 | 12
NO |  | 316 | 2012 | 0 | 3 | 3 |  | DAEC | Hills | 345 | 345 | Steel Towers | 2.7 | 0 | 1 | 795 MCM | 0 | 337573 | 337573 | 0 | 0 | 0 | 0 | 0 | 0 | 0 | 0 | 0 | 0 | 0 | 0 | 0 | 0 | 0 | 0 | 0 | 0 | 0 | 0 | 12
NO |  | 316 | 2012 | 0 | 4 | 4 |  |  |  | 0 | 0 | and Frames | 0 | 0 | 0 |  | 0 | 0 | 0 | 0 | 0 | 0 | 0 | 0 | 0 | 0 | 0 | 0 | 0 | 0 | 0 | 0 | 0 | 0 | 0 | 0 | 0 | 0 | 0 | 12
NO |  | 316 | 2012 | 0 | 5 | 5 |  | Rowley | Oelwien | 345 | 345 | Steel Towers | 25 | 0 | 1 | 795 MCM | 82031 | 2355319 | 2437350 | 0 | 0 | 0 | 0 | 0 | 0 | 0 | 0 | 0 | 0 | 0 | 0 | 0 | 0 | 0 | 0 | 0 | 0 | 0 | 0 | 12
NO |  | 316 | 2012 | 0 | 6 | 6 |  |  |  | 0 | 0 | and Frames | 0 | 0 | 0 |  | 0 | 0 | 0 | 0 | 0 | 0 | 0 | 0 | 0 | 0 | 0 | 0 | 0 | 0 | 0 | 0 | 0 | 0 | 0 | 0 | 0 | 0 | 0 | 12
NO |  | 316 | 2012 | 0 | 7 | 7 |  | OGS Plant | Montezuma | 345 | 345 | Frames | 36 | 0 | 1 | 795 MCM | 507213 | 11701229 | 12208442 | 0 | 0 | 0 | 0 | 0 | 0 | 0 | 0 | 0 | 0 | 0 | 0 | 0 | 0 | 0 | 0 | 0 | 0 | 0 | 0 | 12
NO |  | 316 | 2012 | 0 | 8 | 8 |  | Ruan | Sycamore | 345 | 345 | Frames | 174.2 | 0 | 1 | 795 MCM | 1388761 | 9766605 | 11155366 | 0 | 0 | 0 | 0 | 0 | 0 | 0 | 0 | 0 | 0 | 0 | 0 | 0 | 0 | 0 | 0 | 0 | 0 | 0 | 0 | 12
NO |  | 316 | 2012 | 0 | 9 | 9 |  | Adams | Sumner | 345 | 345 | Steel Tower | 53.9 | 0 | 1 | 2-795 MCM | 309392 | 2920331 | 3229723 | 0 | 0 | 0 | 0 | 0 | 0 | 0 | 0 | 0 | 0 | 0 | 0 | 0 | 0 | 0 | 0 | 0 | 0 | 0 | 0 | 12
NO |  | 316 | 2012 | 0 | 10 | 10 |  | Lakefield Junct. | IA State Line | 345 | 345 | Steel Tower | 15.13 | 0 | 1 | 2-795 MCM | 276980 | 1617959 | 1894939 | 0 | 0 | 0 | 0 | 0 | 0 | 0 | 0 | 0 | 0 | 0 | 0 | 0 | 0 | 0 | 0 | 0 | 0 | 0 | 0 | 12
NO |  | 316 | 2012 | 0 | 11 | 11 |  | Ruan Sub | Sioux City | 345 | 345 | Steel Pole | 5.05 | 0 | 1 | 2.954 MCM | 50293 | 2042997 | 2093290 | 0 | 0 | 0 | 0 | 0 | 0 | 0 | 0 | 0 | 0 | 0 | 0 | 0 | 0 | 0 | 0 | 0 | 0 | 0 | 0 | 12
NO |  | 316 | 2012 | 0 | 12 | 12 |  | Rock Creek | Salem | 345 | 345 | Steel H | 49.81 | 0 | 1 | 2-795 MCM | 1846493 | 17786373 | 19632866 | 0 | 0 | 0 | 0 | 0 | 0 | 0 | 0 | 0 | 0 | 0 | 0 | 0 | 0 | 0 | 0 | 0 | 0 | 0 | 0 | 12
NO |  | 316 | 2012 | 0 | 13 | 13 |  | Mid-American | Sub 39 | 345 | 345 | Steel H | 5.9 | 0 | 1 | 2-795 MCM | 315670 | 1619554 | 1935224 | 0 | 0 | 0 | 0 | 0 | 0 | 0 | 0 | 0 | 0 | 0 | 0 | 0 | 0 | 0 | 0 | 0 | 0 | 0 | 0 | 12
NO |  | 316 | 2012 | 0 | 14 | 14 |  | Quad Cities | Rock Creek | 345 | 345 | Steel Tower | 4.99 | 0 | 1 | 2-795 MCM | 568475 | 5781378 | 6349853 | 0 | 0 | 0 | 0 | 0 | 0 | 0 | 0 | 0 | 0 | 0 | 0 | 0 | 0 | 0 | 0 | 0 | 0 | 0 | 0 | 12
NO |  | 316 | 2012 | 0 | 15 | 15 |  | DAEC | 6th St. CR Sub | 161 | 161 | Frames and | 3.9 | 8.9 | 1 | 1272 MCM | 65426 | 4455789 | 4521215 | 0 | 0 | 0 | 0 | 0 | 0 | 0 | 0 | 0 | 0 | 0 | 0 | 0 | 0 | 0 | 0 | 0 | 0 | 0 | 0 | 12
NO |  | 316 | 2012 | 0 | 16 | 16 |  |  |  | 0 | 0 | Steel Poles | 0 | 0 | 0 |  | 0 | 0 | 0 | 0 | 0 | 0 | 0 | 0 | 0 | 0 | 0 | 0 | 0 | 0 | 0 | 0 | 0 | 0 | 0 | 0 | 0 | 0 | 0 | 12
NO |  | 316 | 2012 | 0 | 17 | 17 |  | Calamus | Maquoketa | 161 | 161 | Frames | 25.4 | 0 | 1 | 477 MCM, T2 2-477 | 55860 | 2223049 | 2278909 | 0 | 0 | 0 | 0 | 0 | 0 | 0 | 0 | 0 | 0 | 0 | 0 | 0 | 0 | 0 | 0 | 0 | 0 | 0 | 0 | 12
NO |  | 316 | 2012 | 0 | 18 | 18 |  | Corn Belt Tap | Minnesota | 161 | 161 | Frames | 14.5 | 0 | 1 | 636 MCM | 29232 | 1560823 | 1590055 | 0 | 0 | 0 | 0 | 0 | 0 | 0 | 0 | 0 | 0 | 0 | 0 | 0 | 0 | 0 | 0 | 0 | 0 | 0 | 0 | 12
NO |  | 316 | 2012 | 0 | 19 | 19 |  | Perry | Grand Junction | 161 | 161 | Towers | 14 | 0 | 1 | 636 MCM | 44908 | 993438 | 1038346 | 0 | 0 | 0 | 0 | 0 | 0 | 0 | 0 | 0 | 0 | 0 | 0 | 0 | 0 | 0 | 0 | 0 | 0 | 0 | 0 | 12
NO |  | 316 | 2012 | 0 | 20 | 20 |  |  |  | 0 | 0 | and Poles | 0 | 0 | 0 |  | 0 | 0 | 0 | 0 | 0 | 0 | 0 | 0 | 0 | 0 | 0 | 0 | 0 | 0 | 0 | 0 | 0 | 0 | 0 | 0 | 0 | 0 | 0 | 12
NO |  | 316 | 2012 | 0 | 21 | 21 |  | Perry | Elkhart | 161 | 161 | Towers | 40.04 | 0 | 1 | 636 MCM, 2-556 | 243292 | 1348824 | 1592116 | 0 | 0 | 0 | 0 | 0 | 0 | 0 | 0 | 0 | 0 | 0 | 0 | 0 | 0 | 0 | 0 | 0 | 0 | 0 | 0 | 12
NO |  | 316 | 2012 | 0 | 22 | 22 |  |  |  | 0 | 0 | and Poles | 0 | 0 | 0 |  | 0 | 0 | 0 | 0 | 0 | 0 | 0 | 0 | 0 | 0 | 0 | 0 | 0 | 0 | 0 | 0 | 0 | 0 | 0 | 0 | 0 | 0 | 0 | 12
NO |  | 316 | 2012 | 0 | 23 | 23 |  | Hills | Bertram | 161 | 161 | Wood Towers | 33.6 | 0 | 1 | 795 MCM | 102772 | 2774713 | 2877485 | 0 | 0 | 0 | 0 | 0 | 0 | 0 | 0 | 0 | 0 | 0 | 0 | 0 | 0 | 0 | 0 | 0 | 0 | 0 | 0 | 12
NO |  | 316 | 2012 | 0 | 24 | 24 |  |  |  | 0 | 0 | and Frames | 0 | 0 | 0 |  | 0 | 0 | 0 | 0 | 0 | 0 | 0 | 0 | 0 | 0 | 0 | 0 | 0 | 0 | 0 | 0 | 0 | 0 | 0 | 0 | 0 | 0 | 0 | 12
NO |  | 316 | 2012 | 0 | 25 | 25 |  | DAEC | Hiawatha | 161 | 161 | Frames, Wood | 8 | 0 | 1 | 1272 MCM | 90991 | 1082570 | 1173561 | 0 | 0 | 0 | 0 | 0 | 0 | 0 | 0 | 0 | 0 | 0 | 0 | 0 | 0 | 0 | 0 | 0 | 0 | 0 | 0 | 12
NO |  | 316 | 2012 | 0 | 26 | 26 |  |  |  | 0 | 0 | & Steel Poles | 0 | 0 | 0 |  | 0 | 0 | 0 | 0 | 0 | 0 | 0 | 0 | 0 | 0 | 0 | 0 | 0 | 0 | 0 | 0 | 0 | 0 | 0 | 0 | 0 | 0 | 0 | 12
NO |  | 316 | 2012 | 0 | 27 | 27 |  | DAEC | Bertram | 161 | 161 | Frames, Wood | 30.6 | 0 | 1 | 954 MCM | 102467 | 8349466 | 8451933 | 0 | 0 | 0 | 0 | 0 | 0 | 0 | 0 | 0 | 0 | 0 | 0 | 0 | 0 | 0 | 0 | 0 | 0 | 0 | 0 | 12
NO |  | 316 | 2012 | 0 | 28 | 28 |  |  |  | 0 | 0 | & Steel Poles | 0 | 0 | 0 |  | 0 | 0 | 0 | 0 | 0 | 0 | 0 | 0 | 0 | 0 | 0 | 0 | 0 | 0 | 0 | 0 | 0 | 0 | 0 | 0 | 0 | 0 | 0 | 12
NO |  | 316 | 2012 | 0 | 29 | 29 |  | DAEC | Washburn | 161 | 161 | Frames | 49.3 | 0 | 1 | 795 MCM | 165342 | 40393835 | 40559177 | 0 | 0 | 0 | 0 | 0 | 0 | 0 | 0 | 0 | 0 | 0 | 0 | 0 | 0 | 0 | 0 | 0 | 0 | 0 | 0 | 12
NO |  | 316 | 2012 | 0 | 30 | 30 |  | Mason City | Hancock Sub | 161 | 161 | Frames | 16.2 | 0 | 1 | 636 MCM | 77777 | 2624760 | 2702537 | 0 | 0 | 0 | 0 | 0 | 0 | 0 | 0 | 0 | 0 | 0 | 0 | 0 | 0 | 0 | 0 | 0 | 0 | 0 | 0 | 12
NO |  | 316 | 2012 | 0 | 31 | 31 |  | Dysart | Traer | 161 | 161 | Poles | 15.64 | 0 | 1 | 954 MCM | 76532 | 2004340 | 2080872 | 0 | 0 | 0 | 0 | 0 | 0 | 0 | 0 | 0 | 0 | 0 | 0 | 0 | 0 | 0 | 0 | 0 | 0 | 0 | 0 | 12
NO |  | 316 | 2012 | 0 | 32 | 32 |  | Traer Sub | Marshalltown | 161 | 161 | Frames, Wood, | 25.9 | 0 | 1 | 954 MCM | 72398 | 4327597 | 4399995 | 0 | 0 | 0 | 0 | 0 | 0 | 0 | 0 | 0 | 0 | 0 | 0 | 0 | 0 | 0 | 0 | 0 | 0 | 0 | 0 | 12
NO |  | 316 | 2012 | 0 | 33 | 33 |  |  |  | 0 | 0 | Steel | 0 | 0 | 0 |  | 0 | 0 | 0 | 0 | 0 | 0 | 0 | 0 | 0 | 0 | 0 | 0 | 0 | 0 | 0 | 0 | 0 | 0 | 0 | 0 | 0 | 0 | 0 | 12
NO |  | 316 | 2012 | 1 | 1 | 1 |  |  |  | 0 | 0 | Poles | 0 | 0 | 0 |  | 0 | 0 | 0 | 0 | 0 | 0 | 0 | 0 | 0 | 0 | 0 | 0 | 0 | 0 | 0 | 0 | 0 | 0 | 0 | 0 | 0 | 0 | 0 | 12
NO |  | 316 | 2012 | 1 | 2 | 2 |  | OGS Plant | Wapello | 161 | 161 | Frames | 18.9 | 0 | 1 | 1431 MCM | 128926 | 1326454 | 1455380 | 0 | 0 | 0 | 0 | 0 | 0 | 0 | 0 | 0 | 0 | 0 | 0 | 0 | 0 | 0 | 0 | 0 | 0 | 0 | 0 | 12
NO |  | 316 | 2012 | 1 | 3 | 3 |  | Missouri Border | Viele Sub | 161 | 161 | Frames | 12.6 | 0 | 1 | 795 MCM | 76447 | 958705 | 1035152 | 0 | 0 | 0 | 0 | 0 | 0 | 0 | 0 | 0 | 0 | 0 | 0 | 0 | 0 | 0 | 0 | 0 | 0 | 0 | 0 | 12
NO |  | 316 | 2012 | 1 | 4 | 4 |  | BGS | Denmark "A" | 161 | 161 | Frames | 13.1 | 0 | 1 | 636 MCM | 0 | 590351 | 590351 | 0 | 0 | 0 | 0 | 0 | 0 | 0 | 0 | 0 | 0 | 0 | 0 | 0 | 0 | 0 | 0 | 0 | 0 | 0 | 0 | 12
NO |  | 316 | 2012 | 1 | 5 | 5 |  | BGS | Denmark "B" | 161 | 161 | Frames | 13.1 | 0 | 1 | 636 MCM | 72795 | 804468 | 877263 | 0 | 0 | 0 | 0 | 0 | 0 | 0 | 0 | 0 | 0 | 0 | 0 | 0 | 0 | 0 | 0 | 0 | 0 | 0 | 0 | 12
NO |  | 316 | 2012 | 1 | 6 | 6 |  | Denmark | Fairfield | 161 | 161 | Frames | 38.3 | 0 | 1 | 636 MCM | 152583 | 1689555 | 1842138 | 0 | 0 | 0 | 0 | 0 | 0 | 0 | 0 | 0 | 0 | 0 | 0 | 0 | 0 | 0 | 0 | 0 | 0 | 0 | 0 | 12
NO |  | 316 | 2012 | 1 | 7 | 7 |  | Viele | Denmark | 161 | 161 | Frames | 12.9 | 0 | 1 | 556.5 MCM | 53505 | 326994 | 380499 | 0 | 0 | 0 | 0 | 0 | 0 | 0 | 0 | 0 | 0 | 0 | 0 | 0 | 0 | 0 | 0 | 0 | 0 | 0 | 0 | 12
NO |  | 316 | 2012 | 1 | 8 | 8 |  | Denmark | Mid American Sub #18 | 161 | 161 | Frames | 15.3 | 0 | 1 | 556.5 MCM | 63781 | 419838 | 483619 | 0 | 0 | 0 | 0 | 0 | 0 | 0 | 0 | 0 | 0 | 0 | 0 | 0 | 0 | 0 | 0 | 0 | 0 | 0 | 0 | 12
NO |  | 316 | 2012 | 1 | 9 | 9 |  | Jasper Sub | Elkhart | 161 | 161 | Frames | 24.8 | 0 | 1 | 636 MCM | 120095 | 560264 | 680359 | 0 | 0 | 0 | 0 | 0 | 0 | 0 | 0 | 0 | 0 | 0 | 0 | 0 | 0 | 0 | 0 | 0 | 0 | 0 | 0 | 12
NO |  | 316 | 2012 | 1 | 10 | 10 |  | Jeff Sub. Ott. | Wapello Sub. | 161 | 161 | Frames | 22.6 | 0 | 1 | 636 MCM | 66224 | 439515 | 505739 | 0 | 0 | 0 | 0 | 0 | 0 | 0 | 0 | 0 | 0 | 0 | 0 | 0 | 0 | 0 | 0 | 0 | 0 | 0 | 0 | 12
NO |  | 316 | 2012 | 1 | 11 | 11 |  | Ott. Wap Sub. | Appanoonse | 161 | 161 | Frames | 25.9 | 0 | 1 | 636 MCM | 76660 | 652136 | 728796 | 0 | 0 | 0 | 0 | 0 | 0 | 0 | 0 | 0 | 0 | 0 | 0 | 0 | 0 | 0 | 0 | 0 | 0 | 0 | 0 | 12
NO |  | 316 | 2012 | 1 | 12 | 12 |  | App. Sub | Adair | 161 | 161 | Frames | 8.1 | 0 | 1 | 795 MCM | 22070 | 178417 | 200487 | 0 | 0 | 0 | 0 | 0 | 0 | 0 | 0 | 0 | 0 | 0 | 0 | 0 | 0 | 0 | 0 | 0 | 0 | 0 | 0 | 12
NO |  | 316 | 2012 | 1 | 13 | 13 |  | OGS | Wap. Sub. #1 | 161 | 161 | Frames | 16.5 | 0 | 1 | 1431 MCM | 223076 | 1019803 | 1242879 | 0 | 0 | 0 | 0 | 0 | 0 | 0 | 0 | 0 | 0 | 0 | 0 | 0 | 0 | 0 | 0 | 0 | 0 | 0 | 0 | 12
NO |  | 316 | 2012 | 1 | 14 | 14 |  | Poweshiek | Reasnor | 161 | 161 | Frames | 20.7 | 0 | 1 | 397.5 MCM | 112693 | 5350622 | 5463315 | 0 | 0 | 0 | 0 | 0 | 0 | 0 | 0 | 0 | 0 | 0 | 0 | 0 | 0 | 0 | 0 | 0 | 0 | 0 | 0 | 12
NO |  | 316 | 2012 | 1 | 15 | 15 |  | Poweshiek | Beacon | 161 | 161 | Frames | 20.9 | 0 | 1 | 954 MCM | 334241 | 1018535 | 1352776 | 0 | 0 | 0 | 0 | 0 | 0 | 0 | 0 | 0 | 0 | 0 | 0 | 0 | 0 | 0 | 0 | 0 | 0 | 0 | 0 | 12
NO |  | 316 | 2012 | 1 | 16 | 16 |  | Newt. 8th St | Reasnor | 161 | 161 | Wood Poles | 9.9 | 0 | 1 | 954 MCM | 98718 | 546451 | 645169 | 0 | 0 | 0 | 0 | 0 | 0 | 0 | 0 | 0 | 0 | 0 | 0 | 0 | 0 | 0 | 0 | 0 | 0 | 0 | 0 | 12
NO |  | 316 | 2012 | 1 | 17 | 17 |  | OGS | Beacon | 161 | 161 | Frames | 16.8 | 0 | 1 | 1431MCM | 214312 | 2204271 | 2418583 | 0 | 0 | 0 | 0 | 0 | 0 | 0 | 0 | 0 | 0 | 0 | 0 | 0 | 0 | 0 | 0 | 0 | 0 | 0 | 0 | 12
NO |  | 316 | 2012 | 1 | 18 | 18 |  | Newt. 8th St. | Jasper Sub. | 161 | 161 | Frames | 4.7 | 0 | 1 | 795 MCM | 8075 | 335021 | 343096 | 0 | 0 | 0 | 0 | 0 | 0 | 0 | 0 | 0 | 0 | 0 | 0 | 0 | 0 | 0 | 0 | 0 | 0 | 0 | 0 | 12
NO |  | 316 | 2012 | 1 | 19 | 19 |  | OGS | Lucas | 161 | 161 | Frames | 41.7 | 0 | 1 | 795 MCM | 421998 | 2840863 | 3262861 | 0 | 0 | 0 | 0 | 0 | 0 | 0 | 0 | 0 | 0 | 0 | 0 | 0 | 0 | 0 | 0 | 0 | 0 | 0 | 0 | 12
NO |  | 316 | 2012 | 1 | 20 | 20 |  | Marshalltown | Timber Creek | 161 | 161 | Steel Poles | 3 | 0 | 1 | 795 MCM | 45248 | 969010 | 1014258 | 0 | 0 | 0 | 0 | 0 | 0 | 0 | 0 | 0 | 0 | 0 | 0 | 0 | 0 | 0 | 0 | 0 | 0 | 0 | 0 | 12
NO |  | 316 | 2012 | 1 | 21 | 21 |  | BGS | Niota | 161 | 161 | Steel Towers, | 16.59 | 0 | 1 | 795 MCM | 17391 | 5561687 | 5579078 | 0 | 0 | 0 | 0 | 0 | 0 | 0 | 0 | 0 | 0 | 0 | 0 | 0 | 0 | 0 | 0 | 0 | 0 | 0 | 0 | 12
NO |  | 316 | 2012 | 1 | 22 | 22 |  |  |  | 0 | 0 | Steel Poles | 0 | 0 | 0 |  | 0 | 0 | 0 | 0 | 0 | 0 | 0 | 0 | 0 | 0 | 0 | 0 | 0 | 0 | 0 | 0 | 0 | 0 | 0 | 0 | 0 | 0 | 0 | 12
NO |  | 316 | 2012 | 1 | 23 | 23 |  | Twin Rivers | Goose Lake | 161 | 161 | Wood Poles | 10.5 | 0 | 1 | 2-477 MCM | 354556 | 6736561 | 7091117 | 0 | 0 | 0 | 0 | 0 | 0 | 0 | 0 | 0 | 0 | 0 | 0 | 0 | 0 | 0 | 0 | 0 | 0 | 0 | 0 | 12
NO |  | 316 | 2012 | 1 | 24 | 24 |  | Carbide | Twin Rivers | 161 | 161 | Steel Poles | 3.3 | 0 | 1 | 397.5 MCM | 0 | 1671142 | 1671142 | 0 | 0 | 0 | 0 | 0 | 0 | 0 | 0 | 0 | 0 | 0 | 0 | 0 | 0 | 0 | 0 | 0 | 0 | 0 | 0 | 12
NO |  | 316 | 2012 | 1 | 25 | 25 |  | OGS | Eddyville Ind. Complex | 161 | 161 | Wood & Steel | 7 | 0 | 1 | 1431 MCM | 21937 | 1530634 | 1552571 | 0 | 0 | 0 | 0 | 0 | 0 | 0 | 0 | 0 | 0 | 0 | 0 | 0 | 0 | 0 | 0 | 0 | 0 | 0 | 0 | 12
NO |  | 316 | 2012 | 1 | 26 | 26 |  |  |  | 0 | 0 | Poles | 0 | 0 | 0 |  | 0 | 0 | 0 | 0 | 0 | 0 | 0 | 0 | 0 | 0 | 0 | 0 | 0 | 0 | 0 | 0 | 0 | 0 | 0 | 0 | 0 | 0 | 0 | 12
NO |  | 316 | 2012 | 1 | 27 | 27 |  | Fox Lake | Heron Lake | 161 | 161 | Wood H | 39.3 | 0 | 1 | 336.4 MCM | 62011 | 1447418 | 1509429 | 0 | 0 | 0 | 0 | 0 | 0 | 0 | 0 | 0 | 0 | 0 | 0 | 0 | 0 | 0 | 0 | 0 | 0 | 0 | 0 | 12
NO |  | 316 | 2012 | 1 | 28 | 28 |  | Heron Lake | NSP Connection | 161 | 161 | Wood H | 59.8 | 0 | 1 | 447 MCM | 320680 | 7439206 | 7759886 | 0 | 0 | 0 | 0 | 0 | 0 | 0 | 0 | 0 | 0 | 0 | 0 | 0 | 0 | 0 | 0 | 0 | 0 | 0 | 0 | 12
NO |  | 316 | 2012 | 1 | 29 | 29 |  | Fox Lake | Winnebago Junc. | 161 | 161 | Wood H | 30.47 | 0 | 1 | 447 MCM | 0 | 0 | 0 | 0 | 0 | 0 | 0 | 0 | 0 | 0 | 0 | 0 | 0 | 0 | 0 | 0 | 0 | 0 | 0 | 0 | 0 | 0 | 0 | 12
NO |  | 316 | 2012 | 1 | 30 | 30 |  | Fox Lake | Winnebago Junc. | 0 | 0 | Wood H | 1.13 | 0 | 1 | 471.8 MCM | 68740 | 5368018 | 5436758 | 0 | 0 | 0 | 0 | 0 | 0 | 0 | 0 | 0 | 0 | 0 | 0 | 0 | 0 | 0 | 0 | 0 | 0 | 0 | 0 | 12
NO |  | 316 | 2012 | 1 | 31 | 31 |  | Winnebago Junc. | Hayward | 161 | 161 | Wood H | 46.77 | 0 | 1 | 447 MCM | 86715 | 1299899 | 1386614 | 0 | 0 | 0 | 0 | 0 | 0 | 0 | 0 | 0 | 0 | 0 | 0 | 0 | 0 | 0 | 0 | 0 | 0 | 0 | 0 | 12
NO |  | 316 | 2012 | 1 | 32 | 32 |  | Lansing | Harmony | 161 | 161 | Wood H | 47.2 | 0 | 1 | 447 MCM | 86851 | 1158010 | 1244861 | 0 | 0 | 0 | 0 | 0 | 0 | 0 | 0 | 0 | 0 | 0 | 0 | 0 | 0 | 0 | 0 | 0 | 0 | 0 | 0 | 12
NO |  | 316 | 2012 | 1 | 33 | 33 |  | Lansing | Hazleton | 161 | 161 | Wood H | 88.94 | 0 | 1 | 954 MCM | 598118 | 5594006 | 6192124 | 0 | 0 | 0 | 0 | 0 | 0 | 0 | 0 | 0 | 0 | 0 | 0 | 0 | 0 | 0 | 0 | 0 | 0 | 0 | 0 | 12
NO |  | 316 | 2012 | 1 | 34 | 34 |  | Hayward | Emery | 161 | 161 | Wood H | 44.68 | 4.38 | 1 | 447 MCM | 100379 | 29423109 | 29523488 | 0 | 0 | 0 | 0 | 0 | 0 | 0 | 0 | 0 | 0 | 0 | 0 | 0 | 0 | 0 | 0 | 0 | 0 | 0 | 0 | 12
NO |  | 316 | 2012 | 1 | 35 | 35 |  | Clinton | DeWitt | 161 | 161 | Steel Tower | 3.46 | 0 | 1 |  | 0 | 0 | 0 | 0 | 0 | 0 | 0 | 0 | 0 | 0 | 0 | 0 | 0 | 0 | 0 | 0 | 0 | 0 | 0 | 0 | 0 | 0 | 0 | 12
NO |  | 316 | 2012 | 2 | 1 | 1 |  | Clinton | DeWitt | 161 | 161 | Wood H | 13.24 | 0 | 1 | 447 MCM | 129623 | 1077564 | 1207187 | 0 | 0 | 0 | 0 | 0 | 0 | 0 | 0 | 0 | 0 | 0 | 0 | 0 | 0 | 0 | 0 | 0 | 0 | 0 | 0 | 12
NO |  | 316 | 2012 | 2 | 2 | 2 |  | Clinton | Cordova | 161 | 161 | Steel Tower | 0 | 2.74 | 1 | 636 MCM | 0 | 0 | 0 | 0 | 0 | 0 | 0 | 0 | 0 | 0 | 0 | 0 | 0 | 0 | 0 | 0 | 0 | 0 | 0 | 0 | 0 | 0 | 0 | 12
NO |  | 316 | 2012 | 2 | 3 | 3 |  | Clinton | Cordova | 161 | 161 | Wood H | 7.53 | 0 | 1 | 636 MCM | 30215 | 353343 | 383558 | 0 | 0 | 0 | 0 | 0 | 0 | 0 | 0 | 0 | 0 | 0 | 0 | 0 | 0 | 0 | 0 | 0 | 0 | 0 | 0 | 12
NO |  | 316 | 2012 | 2 | 4 | 4 |  | Clinton | Savanna | 161 | 161 | Steel Tower | 2.74 | 0 | 1 | 636 MCM | 0 | 0 | 0 | 0 | 0 | 0 | 0 | 0 | 0 | 0 | 0 | 0 | 0 | 0 | 0 | 0 | 0 | 0 | 0 | 0 | 0 | 0 | 0 | 12
NO |  | 316 | 2012 | 2 | 5 | 5 |  | Clinton | Savanna | 161 | 161 | Wood H | 24.2 | 0 | 1 | 636 MCM | 55688 | 908611 | 964299 | 0 | 0 | 0 | 0 | 0 | 0 | 0 | 0 | 0 | 0 | 0 | 0 | 0 | 0 | 0 | 0 | 0 | 0 | 0 | 0 | 12
NO |  | 316 | 2012 | 2 | 6 | 6 |  | Savanna | Galena | 161 | 161 | Wood H | 29.36 | 0 | 1 | 447 MCM | 49239 | 1414531 | 1463770 | 0 | 0 | 0 | 0 | 0 | 0 | 0 | 0 | 0 | 0 | 0 | 0 | 0 | 0 | 0 | 0 | 0 | 0 | 0 | 0 | 12
NO |  | 316 | 2012 | 2 | 7 | 7 |  | Hazleton | Dundee | 161 | 161 | Wood H | 18.05 | 0 | 1 | 447 MCM | 41561 | 1674825 | 1716386 | 0 | 0 | 0 | 0 | 0 | 0 | 0 | 0 | 0 | 0 | 0 | 0 | 0 | 0 | 0 | 0 | 0 | 0 | 0 | 0 | 12
NO |  | 316 | 2012 | 2 | 8 | 8 |  | Galena | IA State Line | 161 | 161 | Wood H | 16.16 | 0 | 1 | 447 MCM | 0 | 0 | 0 | 0 | 0 | 0 | 0 | 0 | 0 | 0 | 0 | 0 | 0 | 0 | 0 | 0 | 0 | 0 | 0 | 0 | 0 | 0 | 0 | 12
NO |  | 316 | 2012 | 2 | 9 | 9 |  | Galena | IA State Line | 161 | 161 | Steel Tower | 0.27 | 0.27 | 1 | 447 MCM | 26177 | 464641 | 490818 | 0 | 0 | 0 | 0 | 0 | 0 | 0 | 0 | 0 | 0 | 0 | 0 | 0 | 0 | 0 | 0 | 0 | 0 | 0 | 0 | 12
NO |  | 316 | 2012 | 2 | 10 | 10 |  | IL State Line | Turkey River | 161 | 161 | Steel Tower | 2.33 | 1.63 | 1 | 447 MCM | 0 | 0 | 0 | 0 | 0 | 0 | 0 | 0 | 0 | 0 | 0 | 0 | 0 | 0 | 0 | 0 | 0 | 0 | 0 | 0 | 0 | 0 | 0 | 12
NO |  | 316 | 2012 | 2 | 11 | 11 |  | IL State Line | Turkey River | 161 | 161 | Wood H | 30.57 | 0 | 1 | 447 MCM | 85094 | 2646056 | 2731150 | 0 | 0 | 0 | 0 | 0 | 0 | 0 | 0 | 0 | 0 | 0 | 0 | 0 | 0 | 0 | 0 | 0 | 0 | 0 | 0 | 12
NO |  | 316 | 2012 | 2 | 12 | 12 |  | Turkey River | DPC | 161 | 161 | Wood H | 2.16 | 0 | 1 | 447 MCM | 2374 | 90409 | 92783 | 0 | 0 | 0 | 0 | 0 | 0 | 0 | 0 | 0 | 0 | 0 | 0 | 0 | 0 | 0 | 0 | 0 | 0 | 0 | 0 | 12
NO |  | 316 | 2012 | 2 | 13 | 13 |  | Lakefield | IA State Line | 161 | 161 | Wood H | 16.58 | 0 | 1 | 636 MCM | 50298 | 681533 | 731831 | 0 | 0 | 0 | 0 | 0 | 0 | 0 | 0 | 0 | 0 | 0 | 0 | 0 | 0 | 0 | 0 | 0 | 0 | 0 | 0 | 12
NO |  | 316 | 2012 | 2 | 14 | 14 |  | Lore | Salem | 161 | 161 | Wood H | 7.83 | 4.68 | 1 | 2-477,477,954 MCM | 0 | 0 | 0 | 0 | 0 | 0 | 0 | 0 | 0 | 0 | 0 | 0 | 0 | 0 | 0 | 0 | 0 | 0 | 0 | 0 | 0 | 0 | 0 | 12
NO |  | 316 | 2012 | 2 | 15 | 15 |  | Lore | Salem | 161 | 161 | Wood S.P. | 2.98 | 0 | 1 | 2-477, 477 MCM | 71127 | 3177143 | 3248270 | 0 | 0 | 0 | 0 | 0 | 0 | 0 | 0 | 0 | 0 | 0 | 0 | 0 | 0 | 0 | 0 | 0 | 0 | 0 | 0 | 12
NO |  | 316 | 2012 | 2 | 16 | 16 |  | Lore | Dundee | 161 | 161 | Wood H | 18.86 | 0 | 1 | 636 MCM | 95131 | 27804896 | 27900027 | 0 | 0 | 0 | 0 | 0 | 0 | 0 | 0 | 0 | 0 | 0 | 0 | 0 | 0 | 0 | 0 | 0 | 0 | 0 | 0 | 12
NO |  | 316 | 2012 | 2 | 17 | 17 |  | Hayward | Adams | 161 | 161 | Wood H | 36.39 | 0 | 1 | 636 MCM | 179493 | 1297771 | 1477264 | 0 | 0 | 0 | 0 | 0 | 0 | 0 | 0 | 0 | 0 | 0 | 0 | 0 | 0 | 0 | 0 | 0 | 0 | 0 | 0 | 12
NO |  | 316 | 2012 | 2 | 18 | 18 |  | Adams | Lime Creek | 161 | 161 | Wood H | 2.91 | 0 | 1 | 636 MCM | 271051 | 20015194 | 20286245 | 0 | 0 | 0 | 0 | 0 | 0 | 0 | 0 | 0 | 0 | 0 | 0 | 0 | 0 | 0 | 0 | 0 | 0 | 0 | 0 | 12
NO |  | 316 | 2012 | 2 | 19 | 19 |  | Adams | Lime Creek | 161 | 161 | Wood H | 38.29 | 0 | 1 | 447 MCM | 22511 | 4854089 | 4876600 | 0 | 0 | 0 | 0 | 0 | 0 | 0 | 0 | 0 | 0 | 0 | 0 | 0 | 0 | 0 | 0 | 0 | 0 | 0 | 0 | 12
NO |  | 316 | 2012 | 2 | 20 | 20 |  | Hazleton | Blackhawk | 161 | 161 | Wood H | 11.8 | 0 | 1 | 636 MCM | 15312 | 457817 | 473129 | 0 | 0 | 0 | 0 | 0 | 0 | 0 | 0 | 0 | 0 | 0 | 0 | 0 | 0 | 0 | 0 | 0 | 0 | 0 | 0 | 12
NO |  | 316 | 2012 | 2 | 21 | 21 |  | Emery | IESU | 161 | 161 | Wood H | 1.64 | 0 | 1 | 636 MCM | 10629 | 80931 | 91560 | 0 | 0 | 0 | 0 | 0 | 0 | 0 | 0 | 0 | 0 | 0 | 0 | 0 | 0 | 0 | 0 | 0 | 0 | 0 | 0 | 12
NO |  | 316 | 2012 | 2 | 22 | 22 |  | Emery Sw Stn | Emery Sub 161 | 161 | 161 | Wood H | 0.25 | 0 | 0 | 636 MCM | 0 | 270350 | 270350 | 0 | 0 | 0 | 0 | 0 | 0 | 0 | 0 | 0 | 0 | 0 | 0 | 0 | 0 | 0 | 0 | 0 | 0 | 0 | 0 | 12
NO |  | 316 | 2012 | 2 | 23 | 23 |  | Salem | Maquoketa | 161 | 161 | Steel Tower | 0.31 | 0 | 1 | 954 MCM | 0 | 0 | 0 | 0 | 0 | 0 | 0 | 0 | 0 | 0 | 0 | 0 | 0 | 0 | 0 | 0 | 0 | 0 | 0 | 0 | 0 | 0 | 0 | 12
NO |  | 316 | 2012 | 2 | 24 | 24 |  | Salem | Maquoketa | 161 | 161 | Steel Pole | 1.85 | 0 | 1 | 954 MCM | 0 | 0 | 0 | 0 | 0 | 0 | 0 | 0 | 0 | 0 | 0 | 0 | 0 | 0 | 0 | 0 | 0 | 0 | 0 | 0 | 0 | 0 | 0 | 12
NO |  | 316 | 2012 | 2 | 25 | 25 |  | Salem | Maquoketa | 161 | 161 | Wood H | 30.31 | 0 | 1 | 954 & 636 MCM | 583642 | 7518571 | 8102213 | 0 | 0 | 0 | 0 | 0 | 0 | 0 | 0 | 0 | 0 | 0 | 0 | 0 | 0 | 0 | 0 | 0 | 0 | 0 | 0 | 12
NO |  | 316 | 2012 | 2 | 26 | 26 |  | Winnebago Junc. | Buffalo Center | 161 | 161 | Wood H | 1.48 | 0 | 1 | 636 MCM | 432775 | 2079208 | 2511983 | 0 | 0 | 0 | 0 | 0 | 0 | 0 | 0 | 0 | 0 | 0 | 0 | 0 | 0 | 0 | 0 | 0 | 0 | 0 | 0 | 12
NO |  | 316 | 2012 | 2 | 27 | 27 |  | Winnebago Junc. | Buffalo Center | 161 | 161 | Sp-Concrete | 35.65 | 0 | 1 | 636 MCM | 307542 | 1900694 | 2208236 | 0 | 0 | 0 | 0 | 0 | 0 | 0 | 0 | 0 | 0 | 0 | 0 | 0 | 0 | 0 | 0 | 0 | 0 | 0 | 0 | 12
NO |  | 316 | 2012 | 2 | 28 | 28 |  | Emery | Lime Creek (E. ckt) | 161 | 161 | Steel & Wood P | 24.5 | 0 | 0 | 2-477 MCM | 4521518 | 6940049 | 11461567 | 0 | 0 | 0 | 0 | 0 | 0 | 0 | 0 | 0 | 0 | 0 | 0 | 0 | 0 | 0 | 0 | 0 | 0 | 0 | 0 | 12
NO |  | 316 | 2012 | 2 | 29 | 29 |  | MEC Franklin | Nuthatch | 161 | 161 | Steel | 1.63 | 0 | 1 | 2-795 MCM | 281830 | 2108518 | 2390348 | 0 | 0 | 0 | 0 | 0 | 0 | 0 | 0 | 0 | 0 | 0 | 0 | 0 | 0 | 0 | 0 | 0 | 0 | 0 | 0 | 12
NO |  | 316 | 2012 | 2 | 30 | 30 |  | Nuthatch | Whispering Willows | 161 | 161 | Steel | 6.66 | 0 | 1 | 2-795 MCM | 0 | 107849 | 107849 | 0 | 0 | 0 | 0 | 0 | 0 | 0 | 0 | 0 | 0 | 0 | 0 | 0 | 0 | 0 | 0 | 0 | 0 | 0 | 0 | 12
NO |  | 316 | 2012 | 2 | 31 | 31 |  | 6th Street (Cedar Rapids) | Beverly | 161 | 161 | Steel Pole | 5.81 | 0.5 | 1 | T2(2-477) MCM | 0 | 17513564 | 17513564 | 0 | 0 | 0 | 0 | 0 | 0 | 0 | 0 | 0 | 0 | 0 | 0 | 0 | 0 | 0 | 0 | 0 | 0 | 0 | 0 | 12
NO |  | 316 | 2012 | 2 | 32 | 32 |  | Marshalltown West Main | Story County | 161 | 161 | Steel Pole | 18.02 | 0 | 1 | 2-T2(2-266) MCM | 27228 | 10454831 | 10482059 | 0 | 0 | 0 | 0 | 0 | 0 | 0 | 0 | 0 | 0 | 0 | 0 | 0 | 0 | 0 | 0 | 0 | 0 | 0 | 0 | 12
NO |  | 316 | 2012 | 2 | 33 | 33 |  | Ames | Fernald | 161 | 161 | Steel Pole | 5.93 | 0 | 1 | 2-795 MCM | 0 | 3903192 | 3903192 | 0 | 0 | 0 | 0 | 0 | 0 | 0 | 0 | 0 | 0 | 0 | 0 | 0 | 0 | 0 | 0 | 0 | 0 | 0 | 0 | 12
NO |  | 316 | 2012 | 2 | 34 | 34 |  | Ames | Boone Junction | 161 | 161 | Steel Pole | 12.8 | 0 | 1 | 2-477,795 MCM | 1917986 | 4646054 | 6564040 | 0 | 0 | 0 | 0 | 0 | 0 | 0 | 0 | 0 | 0 | 0 | 0 | 0 | 0 | 0 | 0 | 0 | 0 | 0 | 0 | 12
NO |  | 316 | 2012 | 2 | 35 | 35 |  | Fernald | Story County | 161 | 161 | Steel Pole | 8.95 | 0 | 1 | 2-795 MCM | 0 | 5710123 | 5710123 | 0 | 0 | 0 | 0 | 0 | 0 | 0 | 0 | 0 | 0 | 0 | 0 | 0 | 0 | 0 | 0 | 0 | 0 | 0 | 0 | 12
NO |  | 316 | 2012 | 3 | 1 | 1 |  | Timber Creek | Marshalltown West Main | 161 | 161 | Wood and | 5.59 | 0 | 1 | 2-397.5, 477 MCM | 253939 | 3037594 | 3291533 | 0 | 0 | 0 | 0 | 0 | 0 | 0 | 0 | 0 | 0 | 0 | 0 | 0 | 0 | 0 | 0 | 0 | 0 | 0 | 0 | 12
NO |  | 316 | 2012 | 3 | 2 | 2 |  |  |  | 0 | 0 | Steel Pole | 0 | 0 | 0 |  | 0 | 0 | 0 | 0 | 0 | 0 | 0 | 0 | 0 | 0 | 0 | 0 | 0 | 0 | 0 | 0 | 0 | 0 | 0 | 0 | 0 | 0 | 0 | 12
NO |  | 316 | 2012 | 3 | 3 | 3 |  | Fox Lake | Jackson North Lakefield | 161 | 161 | Steel Pole | 26.45 | 0 | 1 | 2-477 MCM | 1684041 | 20360858 | 22044899 | 0 | 0 | 0 | 0 | 0 | 0 | 0 | 0 | 0 | 0 | 0 | 0 | 0 | 0 | 0 | 0 | 0 | 0 | 0 | 0 | 12
NO |  | 316 | 2012 | 3 | 4 | 4 |  | PCI | River Run | 161 | 161 | Steel Pole | 2.62 | 0 | 2 | 2-477 MCM | 0 | 4487929 | 4487929 | 0 | 0 | 0 | 0 | 0 | 0 | 0 | 0 | 0 | 0 | 0 | 0 | 0 | 0 | 0 | 0 | 0 | 0 | 0 | 0 | 12
NO |  | 316 | 2012 | 0 | 36 | 36 |  | TOTAL |  | 0 | 0 |  | 6343.74 | 231.83 | 96 |  | 41174946 | 902208762 | 943383708 | 0 | 0 | 0 | 0 | 0 | 0 | 0 | 0 | 0 | 0 | 0 | 0 | 0 | 0 | 0 | 0 | 0 | 0 | 0 | 0 | 12
NO |  | 316 | 2012 | 3 | 7 | 7 |  |  |  | 0 | 0 | Frames, Wood | 0 | 0 | 0 |  | 0 | 0 | 0 | 0 | 0 | 0 | 0 | 0 | 0 | 0 | 0 | 0 | 0 | 0 | 0 | 0 | 0 | 0 | 0 | 0 | 0 | 0 | 0 | 12
NO |  | 316 | 2012 | 3 | 10 | 10 |  |  |  | 0 | 0 | Frames, Wood | 0 | 0 | 0 |  | 0 | 0 | 0 | 0 | 0 | 0 | 0 | 0 | 0 | 0 | 0 | 0 | 0 | 0 | 0 | 0 | 0 | 0 | 0 | 0 | 0 | 0 | 0 | 12
NO |  | 316 | 2012 | 3 | 13 | 13 |  |  |  | 0 | 0 | Frames, Wood | 0 | 0 | 0 |  | 0 | 0 | 0 | 0 | 0 | 0 | 0 | 0 | 0 | 0 | 0 | 0 | 0 | 0 | 0 | 0 | 0 | 0 | 0 | 0 | 0 | 0 | 0 | 12
NO |  | 316 | 2012 | 0 | 35 | 35 |  | Marshalltown | Jasper Sub. | 161 | 161 | Frames & | 21.61 | 0 | 1 | 1272 MCM | 11817 | 4801484 | 4813301 | 0 | 0 | 0 | 0 | 0 | 0 | 0 | 0 | 0 | 0 | 0 | 0 | 0 | 0 | 0 | 0 | 0 | 0 | 0 | 0 | 12
SI/NO | A | 316 | 2012 | 3 | 6 | 6 |  |  | Sub-Total 115 KV lines | 115 | 115 | Steel Towers & | 312.06 | 18.05 | 1 | Various | 6080853 | 82046622 | 88127475 | 0 | 0 | 0 | 1930471.6252 | 0 | 0 | 0 | 0 | 0 | 0 | 0 | 0 | 0 | 0 | 0 | 0 | 0 | 0 | 0 | 0 | 12
SI/NO | A | 316 | 2012 | 3 | 9 | 9 |  |  | Sub-Total 69 KV lines | 69 | 69 | Steel Towers, | 2703.35 | 43.62 | 1 | Various | 11489071 | 339328578 | 350817649 | 0 | 0 | 0 | 7684816.9885 | 0 | 0 | 0 | 0 | 0 | 0 | 0 | 0 | 0 | 0 | 0 | 0 | 0 | 0 | 0 | 0 | 12
SI/NO | A | 316 | 2012 | 3 | 12 | 12 |  |  | Sub-Total 34.5 KV lines | 34.5 | 34.5 | Steel Towers, | 1442.42 | 147.06 | 1 | Various | 1764089 | 100165961 | 101930050 | 0 | 0 | 0 | 2232823.1835 | 0 | 0 | 0 | 0 | 0 | 0 | 0 | 0 | 0 | 0 | 0 | 0 | 0 | 0 | 0 | 0 | 12
NO |  | 184 | 2012 | 0 | 1 | 1 |  | 450 KV DC Transmission Line |  | 0 | 0 |  | 0 | 0 | 0 |  | 0 | 0 | 0 | 0 | 0 | 0 | 0 | 0 | 0 | 0 | 0 | 0 | 0 | 0 | 0 | 0 | 0 | 0 | 0 | 0 | 0 | 0 | 0 | 12
NO |  | 184 | 2012 | 0 | 3 | 3 |  | US/Canada Border at Norton | VT/NH State Line at | 0 | 0 |  | 0 | 0 | 0 |  | 0 | 0 | 0 | 0 | 0 | 0 | 0 | 0 | 0 | 0 | 0 | 0 | 0 | 0 | 0 | 0 | 0 | 0 | 0 | 0 | 0 | 0 | 0 | 12
NO |  | 184 | 2012 | 0 | 4 | 4 |  | Vermont | Waterford Vermont | 405 | 450 | H-Frame Steel | 52.3 | 0 | 0 | 2839.8 MCM ACSR | 1775113 | 45444794 | 47219907 | 16261 | 355977 | 925 | 373163 | 0 | 0 | 0 | 0 | 0 | 0 | 0 | 0 | 0 | 0 | 0 | 0 | 0 | 0 | 0 | 0 | 12
NO |  | 184 | 2012 | 0 | 36 | 36 |  | TOTAL |  | 0 | 0 |  | 52.3 | 0 | 0 |  | 1775113 | 45444794 | 47219907 | 16261 | 355977 | 925 | 373163 | 0 | 0 | 0 | 0 | 0 | 0 | 0 | 0 | 0 | 0 | 0 | 0 | 0 | 0 | 0 | 0 | 12
NO |  | 308 | 2012 | 0 | 1 | 1 |  | FLINT | HEMPHILL-DETROIT | 120 | 120 | STEEL | 0.57 | 0.57 | 1 |  | 0 | 2853811 | 2853811 | 0 | 0 | 0 | 0 | 0 | 0 | 0 | 0 | 0 | 0 | 0 | 0 | 0 | 0 | 0 | 623080106 | 0 | 0 | 0 | 0 | 12
NO |  | 308 | 2012 | 0 | 2 | 2 |  | FLINT | HEMPHILL-DETROIT | 120 | 120 | WOOD | 9.84 | 0 | 1 |  | 0 | 0 | 0 | 0 | 0 | 0 | 0 | 0 | 0 | 0 | 0 | 0 | 0 | 0 | 0 | 0 | 0 | 0 | 0 | 0 | 0 | 0 | 0 | 12
NO |  | 308 | 2012 | 0 | 3 | 3 |  | WHITING | DETROIT-EDISON-MONV | 120 | 120 | STEEL | 0.86 | 0 | 1 |  | 0 | 347110 | 347110 | 0 | 0 | 0 | 0 | 0 | 0 | 0 | 0 | 0 | 0 | 0 | 0 | 0 | 0 | 0 | 0 | 0 | 0 | 0 | 0 | 12
NO |  | 308 | 2012 | 0 | 4 | 4 |  | WHITING | DETROIT-EDISON-MONV | 120 | 120 | WOOD | 7.61 | 0 | 1 |  | 0 | 0 | 0 | 0 | 0 | 0 | 0 | 0 | 0 | 0 | 0 | 0 | 0 | 0 | 0 | 0 | 0 | 0 | 0 | 0 | 0 | 0 | 0 | 12
NO |  | 308 | 2012 | 0 | 5 | 5 |  | HODENPYL | CROTON | 138 | 138 | STEEL | 85.07 | 0.02 | 1 |  | 3882 | 12643055 | 12646937 | 0 | 0 | 0 | 0 | 0 | 0 | 0 | 0 | 0 | 0 | 0 | 0 | 0 | 0 | 0 | 0 | 0 | 0 | 0 | 0 | 12
NO |  | 308 | 2012 | 0 | 6 | 6 |  | HODENPYL | CROTON | 138 | 138 | WOOD | 81.54 | 0 | 1 |  | 0 | 0 | 0 | 0 | 0 | 0 | 0 | 0 | 0 | 0 | 0 | 0 | 0 | 0 | 0 | 0 | 0 | 0 | 0 | 0 | 0 | 0 | 0 | 12
NO |  | 308 | 2012 | 0 | 7 | 7 |  | HARDY | GRAND RAPIDS | 138 | 138 | STEEL | 49.77 | 13.55 | 1 |  | 25738 | 19593199 | 19618937 | 0 | 0 | 0 | 0 | 0 | 0 | 0 | 0 | 0 | 0 | 0 | 0 | 0 | 0 | 0 | 0 | 0 | 0 | 0 | 0 | 12
NO |  | 308 | 2012 | 0 | 8 | 8 |  | HARDY | GRAND RAPIDS | 138 | 138 | WOOD | 82.47 | 2.91 | 1 |  | 0 | 0 | 0 | 0 | 0 | 0 | 0 | 0 | 0 | 0 | 0 | 0 | 0 | 0 | 0 | 0 | 0 | 0 | 0 | 0 | 0 | 0 | 0 | 12
NO |  | 308 | 2012 | 0 | 9 | 9 |  | CROTON | MUSKEGON-GRAND | 138 | 230 | STEEL | 8.58 | 0 | 1 |  | 4396 | 38403508 | 38407904 | 0 | 0 | 0 | 0 | 0 | 0 | 0 | 0 | 0 | 0 | 0 | 0 | 0 | 0 | 0 | 0 | 0 | 0 | 0 | 0 | 12
NO |  | 308 | 2012 | 0 | 10 | 10 |  | CROTON | MUSKEGON-GRAND | 138 | 138 | STEEL | 17.16 | 9.09 | 1 |  | 0 | 0 | 0 | 0 | 0 | 0 | 0 | 0 | 0 | 0 | 0 | 0 | 0 | 0 | 0 | 0 | 0 | 0 | 0 | 0 | 0 | 0 | 0 | 12
NO |  | 308 | 2012 | 0 | 11 | 11 |  | CROTON | MUSKEGON-GRAND | 138 | 138 | WOOD | 83.69 | 0 | 1 |  | 0 | 0 | 0 | 0 | 0 | 0 | 0 | 0 | 0 | 0 | 0 | 0 | 0 | 0 | 0 | 0 | 0 | 0 | 0 | 0 | 0 | 0 | 0 | 12
NO |  | 308 | 2012 | 0 | 12 | 12 |  | BATTLE CREEK | JACKSON/LANSING | 138 | 138 | STEEL | 38.66 | 6.17 | 1 |  | 13603 | 13936886 | 13950489 | 0 | 0 | 0 | 0 | 0 | 0 | 0 | 0 | 0 | 0 | 0 | 0 | 0 | 0 | 0 | 0 | 0 | 0 | 0 | 0 | 12
NO |  | 308 | 2012 | 0 | 13 | 13 |  | BATTLE CREEK | JACKSON/LANSING | 138 | 138 | WOOD | 39.25 | 19.9 | 1 |  | 45852 | 0 | 45852 | 0 | 0 | 0 | 0 | 0 | 0 | 0 | 0 | 0 | 0 | 0 | 0 | 0 | 0 | 0 | 0 | 0 | 0 | 0 | 0 | 12
NO |  | 308 | 2012 | 0 | 14 | 14 |  | MIO | SAGINAW | 138 | 138 | WOOD | 117.8 | 9.86 | 1 |  | 98024 | 76938462 | 77036486 | 0 | 0 | 0 | 0 | 0 | 0 | 0 | 0 | 0 | 0 | 0 | 0 | 0 | 0 | 0 | 0 | 0 | 0 | 0 | 0 | 12
NO |  | 308 | 2012 | 0 | 15 | 15 |  | MIO | SAGINAW | 138 | 138 | STEEL | 115.57 | 3.92 | 1 |  | 0 | 0 | 0 | 0 | 0 | 0 | 0 | 0 | 0 | 0 | 0 | 0 | 0 | 0 | 0 | 0 | 0 | 0 | 0 | 0 | 0 | 0 | 0 | 12
NO |  | 308 | 2012 | 0 | 16 | 16 |  | SAGINAW RIVER | EDENVILLE-ALMA | 138 | 138 | WOOD | 46.17 | 19.29 | 1 |  | 483524 | 56928421 | 57411945 | 0 | 0 | 0 | 0 | 0 | 0 | 0 | 0 | 0 | 0 | 0 | 0 | 0 | 0 | 0 | 0 | 0 | 0 | 0 | 0 | 12
NO |  | 308 | 2012 | 0 | 17 | 17 |  | SAGINAW RIVER | EDENVILLE-ALMA | 138 | 138 | STEEL | 170.5 | 13.88 | 2 |  | 0 | 0 | 0 | 0 | 0 | 0 | 0 | 0 | 0 | 0 | 0 | 0 | 0 | 0 | 0 | 0 | 0 | 0 | 0 | 0 | 0 | 0 | 0 | 12
NO |  | 308 | 2012 | 0 | 18 | 18 |  | GRAND RAPIDS | KALAMAZOO/BATTLE | 138 | 138 | STEEL | 127.23 | 30.4 | 1 |  | 0 | 12395626 | 12395626 | 0 | 0 | 0 | 0 | 0 | 0 | 0 | 0 | 0 | 0 | 0 | 0 | 0 | 0 | 0 | 0 | 0 | 0 | 0 | 0 | 12
NO |  | 308 | 2012 | 0 | 19 | 19 |  | GRAND RAPIDS | KALAMAZOO/BATTLE | 138 | 138 | WOOD | 18.77 | 0.36 | 1 |  | 0 | 0 | 0 | 0 | 0 | 0 | 0 | 0 | 0 | 0 | 0 | 0 | 0 | 0 | 0 | 0 | 0 | 0 | 0 | 0 | 0 | 0 | 0 | 12
NO |  | 308 | 2012 | 0 | 20 | 20 |  | JACKSON | MANCHESTER | 138 | 138 | STEEL | 2.17 | 0.51 | 1 |  | 0 | 1558396 | 1558396 | 0 | 0 | 0 | 0 | 0 | 0 | 0 | 0 | 0 | 0 | 0 | 0 | 0 | 0 | 0 | 0 | 0 | 0 | 0 | 0 | 12
NO |  | 308 | 2012 | 0 | 21 | 21 |  | JACKSON | MANCHESTER | 138 | 138 | WOOD | 20.38 | 0 | 1 |  | 0 | 0 | 0 | 0 | 0 | 0 | 0 | 0 | 0 | 0 | 0 | 0 | 0 | 0 | 0 | 0 | 0 | 0 | 0 | 0 | 0 | 0 | 0 | 12
NO |  | 308 | 2012 | 0 | 22 | 22 |  | JACKSON | WHITING | 138 | 138 | STEEL | 42.52 | 1.48 | 1 |  | 0 | 10306600 | 10306600 | 0 | 0 | 0 | 0 | 0 | 0 | 0 | 0 | 0 | 0 | 0 | 0 | 0 | 0 | 0 | 0 | 0 | 0 | 0 | 0 | 12
NO |  | 308 | 2012 | 0 | 23 | 23 |  | JACKSON | WHITING | 138 | 138 | WOOD | 95.69 | 0 | 1 |  | 0 | 0 | 0 | 0 | 0 | 0 | 0 | 0 | 0 | 0 | 0 | 0 | 0 | 0 | 0 | 0 | 0 | 0 | 0 | 0 | 0 | 0 | 0 | 12
NO |  | 308 | 2012 | 0 | 24 | 24 |  | WEADOCK | FLINT | 138 | 138 | STEEL | 101.3 | 59.14 | 1 |  | 484 | 9437828 | 9438312 | 0 | 0 | 0 | 0 | 0 | 0 | 0 | 0 | 0 | 0 | 0 | 0 | 0 | 0 | 0 | 0 | 0 | 0 | 0 | 0 | 12
NO |  | 308 | 2012 | 0 | 25 | 25 |  | WEADOCK | FLINT | 138 | 138 | WOOD | 100.58 | 0 | 1 |  | 0 | 0 | 0 | 0 | 0 | 0 | 0 | 0 | 0 | 0 | 0 | 0 | 0 | 0 | 0 | 0 | 0 | 0 | 0 | 0 | 0 | 0 | 0 | 12
NO |  | 308 | 2012 | 0 | 26 | 26 |  | FLINT | BATTLE CREEK | 138 | 138 | STEEL | 85.06 | 33.84 | 1 |  | 282429 | 20934806 | 21217235 | 0 | 0 | 0 | 0 | 0 | 0 | 0 | 0 | 0 | 0 | 0 | 0 | 0 | 0 | 0 | 0 | 0 | 0 | 0 | 0 | 12
NO |  | 308 | 2012 | 0 | 27 | 27 |  | FLINT | BATTLE CREEK | 138 | 138 | WOOD | 40.21 | 0.3 | 1 |  | 0 | 0 | 0 | 0 | 0 | 0 | 0 | 0 | 0 | 0 | 0 | 0 | 0 | 0 | 0 | 0 | 0 | 0 | 0 | 0 | 0 | 0 | 0 | 12
NO |  | 308 | 2012 | 0 | 28 | 28 |  | LANSING | FLINT | 138 | 138 | STEEL | 9.93 | 0.75 | 1 |  | 75830 | 25652965 | 25728795 | 0 | 0 | 0 | 0 | 0 | 0 | 0 | 0 | 0 | 0 | 0 | 0 | 0 | 0 | 0 | 0 | 0 | 0 | 0 | 0 | 12
NO |  | 308 | 2012 | 0 | 29 | 29 |  | LANSING | FLINT | 138 | 138 | WOOD | 79.26 | 0.3 | 1 |  | 0 | 0 | 0 | 0 | 0 | 0 | 0 | 0 | 0 | 0 | 0 | 0 | 0 | 0 | 0 | 0 | 0 | 0 | 0 | 0 | 0 | 0 | 0 | 12
NO |  | 308 | 2012 | 0 | 30 | 30 |  | MORROW | WEALTHY | 138 | 138 | STEEL | 6.66 | 2.06 | 1 |  | 13603 | 5722528 | 5736131 | 0 | 0 | 0 | 0 | 0 | 0 | 0 | 0 | 0 | 0 | 0 | 0 | 0 | 0 | 0 | 0 | 0 | 0 | 0 | 0 | 12
NO |  | 308 | 2012 | 0 | 31 | 31 |  | MORROW | WEALTHY | 138 | 138 | WOOD | 43.24 | 0.51 | 1 |  | 0 | 0 | 0 | 0 | 0 | 0 | 0 | 0 | 0 | 0 | 0 | 0 | 0 | 0 | 0 | 0 | 0 | 0 | 0 | 0 | 0 | 0 | 0 | 12
NO |  | 308 | 2012 | 0 | 32 | 32 |  | MORROW | BLACKSTONE | 138 | 138 | STEEL | 27.24 | 20.02 | 1 |  | 0 | 7260555 | 7260555 | 0 | 0 | 0 | 0 | 0 | 0 | 0 | 0 | 0 | 0 | 0 | 0 | 0 | 0 | 0 | 0 | 0 | 0 | 0 | 0 | 12
NO |  | 308 | 2012 | 0 | 33 | 33 |  | MORROW | BLACKSTONE | 138 | 138 | WOOD | 55.17 | 1.93 | 1 |  | 0 | 0 | 0 | 0 | 0 | 0 | 0 | 0 | 0 | 0 | 0 | 0 | 0 | 0 | 0 | 0 | 0 | 0 | 0 | 0 | 0 | 0 | 0 | 12
NO |  | 308 | 2012 | 0 | 34 | 34 |  | SAGINAW RIVER | OWOSSO | 138 | 138 | STEEL | 40.56 | 7.6 | 1 |  | 0 | 16555931 | 16555931 | 0 | 0 | 0 | 0 | 0 | 0 | 0 | 0 | 0 | 0 | 0 | 0 | 0 | 0 | 0 | 0 | 0 | 0 | 0 | 0 | 12
NO |  | 308 | 2012 | 0 | 35 | 35 |  | SAGINAW RIVER | OWOSSO | 138 | 138 | WOOD | 128.24 | 6.09 | 1 |  | 0 | 0 | 0 | 0 | 0 | 0 | 0 | 0 | 0 | 0 | 0 | 0 | 0 | 0 | 0 | 0 | 0 | 0 | 0 | 0 | 0 | 0 | 0 | 12
NO |  | 308 | 2012 | 1 | 1 | 1 |  | VERONA | BATAVIA | 138 | 138 | STEEL | 0.34 | 0.29 | 1 |  | 0 | 3092873 | 3092873 | 0 | 0 | 0 | 0 | 0 | 0 | 0 | 0 | 0 | 0 | 0 | 0 | 0 | 0 | 0 | 0 | 0 | 0 | 0 | 0 | 12
NO |  | 308 | 2012 | 1 | 2 | 2 |  | VERONA | BATAVIA | 138 | 138 | WOOD | 40.75 | 1.99 | 1 |  | 0 | 0 | 0 | 0 | 0 | 0 | 0 | 0 | 0 | 0 | 0 | 0 | 0 | 0 | 0 | 0 | 0 | 0 | 0 | 0 | 0 | 0 | 0 | 12
NO |  | 308 | 2012 | 1 | 3 | 3 |  | JACKSON | WHITING | 138 | 138 | STEEL | 4.38 | 0.51 | 1 |  | 0 | 0 | 0 | 0 | 0 | 0 | 0 | 0 | 0 | 0 | 0 | 0 | 0 | 0 | 0 | 0 | 0 | 0 | 0 | 0 | 0 | 0 | 0 | 12
NO |  | 308 | 2012 | 1 | 4 | 4 |  | JACKSON | WHITING | 138 | 138 | WOOD | 65.91 | 0 | 1 |  | 0 | 0 | 0 | 0 | 0 | 0 | 0 | 0 | 0 | 0 | 0 | 0 | 0 | 0 | 0 | 0 | 0 | 0 | 0 | 0 | 0 | 0 | 0 | 12
NO |  | 308 | 2012 | 1 | 5 | 5 |  | HIGGINS | MIO/GAYLORD | 138 | 138 | WOOD | 163.16 | 0.34 | 1 |  | 117923 | 21120134 | 21238057 | 0 | 0 | 0 | 0 | 0 | 0 | 0 | 0 | 0 | 0 | 0 | 0 | 0 | 0 | 0 | 0 | 0 | 0 | 0 | 0 | 12
NO |  | 308 | 2012 | 1 | 6 | 6 |  | COBB | BLACK RIVER | 138 | 138 | STEEL | 32.76 | 0.62 | 1 |  | 0 | 7864880 | 7864880 | 0 | 0 | 0 | 0 | 0 | 0 | 0 | 0 | 0 | 0 | 0 | 0 | 0 | 0 | 0 | 0 | 0 | 0 | 0 | 0 | 12
NO |  | 308 | 2012 | 1 | 7 | 7 |  | COBB | BLACK RIVER | 138 | 138 | WOOD | 85.26 | 0 | 1 |  | 0 | 0 | 0 | 0 | 0 | 0 | 0 | 0 | 0 | 0 | 0 | 0 | 0 | 0 | 0 | 0 | 0 | 0 | 0 | 0 | 0 | 0 | 0 | 12
NO |  | 308 | 2012 | 1 | 8 | 8 |  | HODENPYL | TRAVERSE CITY | 138 | 138 | WOOD | 25.43 | 0 | 1 |  | 0 | 2113174 | 2113174 | 0 | 0 | 0 | 0 | 0 | 0 | 0 | 0 | 0 | 0 | 0 | 0 | 0 | 0 | 0 | 0 | 0 | 0 | 0 | 0 | 12
NO |  | 308 | 2012 | 1 | 9 | 9 |  | WEADOCK | BULLOCK | 138 | 138 | STEEL | 21.59 | 15.99 | 1 |  | 0 | 2666714 | 2666714 | 0 | 0 | 0 | 0 | 0 | 0 | 0 | 0 | 0 | 0 | 0 | 0 | 0 | 0 | 0 | 0 | 0 | 0 | 0 | 0 | 12
NO |  | 308 | 2012 | 1 | 10 | 10 |  | WEADOCK | BULLOCK | 138 | 138 | WOOD | 15.5 | 0.6 | 1 |  | 0 | 0 | 0 | 0 | 0 | 0 | 0 | 0 | 0 | 0 | 0 | 0 | 0 | 0 | 0 | 0 | 0 | 0 | 0 | 0 | 0 | 0 | 0 | 12
NO |  | 308 | 2012 | 1 | 11 | 11 |  | COBB | HOOKER | 138 | 138 | STEEL | 2.54 | 1.29 | 1 |  | 103194 | 10064716 | 10167910 | 0 | 0 | 0 | 0 | 0 | 0 | 0 | 0 | 0 | 0 | 0 | 0 | 0 | 0 | 0 | 0 | 0 | 0 | 0 | 0 | 12
NO |  | 308 | 2012 | 1 | 12 | 12 |  | COBB | HOOKER | 138 | 138 | WOOD | 99.68 | 0 | 1 |  | 0 | 0 | 0 | 0 | 0 | 0 | 0 | 0 | 0 | 0 | 0 | 0 | 0 | 0 | 0 | 0 | 0 | 0 | 0 | 0 | 0 | 0 | 0 | 12
NO |  | 308 | 2012 | 1 | 13 | 13 |  | MIO | ROCKPORT | 138 | 138 | WOOD | 189.19 | 1.28 | 1 |  | 34887 | 7590000 | 7624887 | 0 | 0 | 0 | 0 | 0 | 0 | 0 | 0 | 0 | 0 | 0 | 0 | 0 | 0 | 0 | 0 | 0 | 0 | 0 | 0 | 12
NO |  | 308 | 2012 | 1 | 14 | 14 |  | MUSKEGON | GRAND RAPIDS | 138 | 138 | STEEL | 1.8 | 1.29 | 1 |  | 0 | 5380449 | 5380449 | 0 | 0 | 0 | 0 | 0 | 0 | 0 | 0 | 0 | 0 | 0 | 0 | 0 | 0 | 0 | 0 | 0 | 0 | 0 | 0 | 12
NO |  | 308 | 2012 | 1 | 15 | 15 |  | MUSKEGON | GRAND RAPIDS | 138 | 138 | WOOD | 31.99 | 0 | 1 |  | 0 | 0 | 0 | 0 | 0 | 0 | 0 | 0 | 0 | 0 | 0 | 0 | 0 | 0 | 0 | 0 | 0 | 0 | 0 | 0 | 0 | 0 | 0 | 12
NO |  | 308 | 2012 | 1 | 16 | 16 |  | TRAVERSE CITY | GAYLORD | 138 | 138 | STEEL | 22.34 | 0 | 1 |  | 235615 | 29270592 | 29506207 | 0 | 0 | 0 | 0 | 0 | 0 | 0 | 0 | 0 | 0 | 0 | 0 | 0 | 0 | 0 | 0 | 0 | 0 | 0 | 0 | 12
NO |  | 308 | 2012 | 1 | 17 | 17 |  | TRAVERSE CITY | GAYLORD | 138 | 138 | WOOD | 89.89 | 0 | 0 |  | 0 | 0 | 0 | 0 | 0 | 0 | 0 | 0 | 0 | 0 | 0 | 0 | 0 | 0 | 0 | 0 | 0 | 0 | 0 | 0 | 0 | 0 | 0 | 12
NO |  | 308 | 2012 | 1 | 18 | 18 |  | KARN | FLINT | 138 | 138 | STEEL | 98.7 | 22.42 | 1 |  | 0 | 8986092 | 8986092 | 0 | 0 | 0 | 0 | 0 | 0 | 0 | 0 | 0 | 0 | 0 | 0 | 0 | 0 | 0 | 0 | 0 | 0 | 0 | 0 | 12
NO |  | 308 | 2012 | 1 | 19 | 19 |  | KARN | FLINT | 138 | 138 | WOOD | 43.14 | 0 | 1 |  | 0 | 0 | 0 | 0 | 0 | 0 | 0 | 0 | 0 | 0 | 0 | 0 | 0 | 0 | 0 | 0 | 0 | 0 | 0 | 0 | 0 | 0 | 0 | 12
NO |  | 308 | 2012 | 1 | 20 | 20 |  | CAMPBELL | GRAND RAPIDS/BATTLE | 138 | 138 | STEEL | 76.47 | 43.81 | 1 |  | 0 | 10816720 | 10816720 | 0 | 0 | 0 | 0 | 0 | 0 | 0 | 0 | 0 | 0 | 0 | 0 | 0 | 0 | 0 | 0 | 0 | 0 | 0 | 0 | 12
NO |  | 308 | 2012 | 1 | 21 | 21 |  | CAMPBELL | GRAND RAPIDS/BATTLE | 138 | 138 | WOOD | 26.92 | 0 | 1 |  | 0 | 0 | 0 | 0 | 0 | 0 | 0 | 0 | 0 | 0 | 0 | 0 | 0 | 0 | 0 | 0 | 0 | 0 | 0 | 0 | 0 | 0 | 0 | 12
NO |  | 308 | 2012 | 1 | 22 | 22 |  | COLDWATER | BATAVIA | 138 | 138 | STEEL | 1.1 | 0 | 1 |  | 0 | 2792595 | 2792595 | 0 | 0 | 0 | 0 | 0 | 0 | 0 | 0 | 0 | 0 | 0 | 0 | 0 | 0 | 0 | 0 | 0 | 0 | 0 | 0 | 12
NO |  | 308 | 2012 | 1 | 23 | 23 |  | COLDWATER | BATAVIA | 138 | 138 | WOOD | 34.56 | 1.99 | 1 |  | 0 | 0 | 0 | 0 | 0 | 0 | 0 | 0 | 0 | 0 | 0 | 0 | 0 | 0 | 0 | 0 | 0 | 0 | 0 | 0 | 0 | 0 | 0 | 12
NO |  | 308 | 2012 | 1 | 24 | 24 |  | CLAREMONT | MANNING | 138 | 138 | STEEL | 6.3 | 5.2 | 1 |  | 0 | 1463493 | 1463493 | 0 | 0 | 0 | 0 | 0 | 0 | 0 | 0 | 0 | 0 | 0 | 0 | 0 | 0 | 0 | 0 | 0 | 0 | 0 | 0 | 12
NO |  | 308 | 2012 | 1 | 25 | 25 |  | LEONI | PLYMOUTH STREET | 138 | 138 | WOOD | 2.38 | 0 | 1 |  | 0 | 31449 | 31449 | 0 | 0 | 0 | 0 | 0 | 0 | 0 | 0 | 0 | 0 | 0 | 0 | 0 | 0 | 0 | 0 | 0 | 0 | 0 | 0 | 12
NO |  | 308 | 2012 | 1 | 26 | 26 |  | MURPHY | ORR 2 | 138 | 138 | STEEL | 5.34 | 0 | 1 |  | 0 | 4672653 | 4672653 | 0 | 0 | 0 | 0 | 0 | 0 | 0 | 0 | 0 | 0 | 0 | 0 | 0 | 0 | 0 | 0 | 0 | 0 | 0 | 0 | 12
NO |  | 308 | 2012 | 1 | 27 | 27 |  | PUMPED STORAGE | KEYSTONE ONSITE 1 | 345 | 345 | STEEL | 1.12 | 1.12 | 1 |  | 0 | 564956 | 564956 | 0 | 0 | 0 | 0 | 0 | 0 | 0 | 0 | 0 | 0 | 0 | 0 | 0 | 0 | 0 | 0 | 0 | 0 | 0 | 0 | 12
NO |  | 308 | 2012 | 1 | 28 | 28 |  | PUMPED STORAGE | TALLMADGE ONSITE 1 | 345 | 345 | STEEL | 1.03 | 1.03 | 1 |  | 0 | 387579 | 387579 | 0 | 0 | 0 | 0 | 0 | 0 | 0 | 0 | 0 | 0 | 0 | 0 | 0 | 0 | 0 | 0 | 0 | 0 | 0 | 0 | 12
NO |  | 308 | 2012 | 1 | 29 | 29 |  | PUMPED STORAGE | KENOWA ONSITE 1 | 345 | 345 | STEEL | 1.01 | 1.01 | 1 |  | 0 | 422941 | 422941 | 0 | 0 | 0 | 0 | 0 | 0 | 0 | 0 | 0 | 0 | 0 | 0 | 0 | 0 | 0 | 0 | 0 | 0 | 0 | 0 | 12
NO |  | 308 | 2012 | 1 | 30 | 30 |  | PUMPED STORAGE | KENOWA ONSITE | 345 | 345 | STEEL | 1.01 | 1.01 | 1 |  | 0 | 0 | 0 | 0 | 0 | 0 | 0 | 0 | 0 | 0 | 0 | 0 | 0 | 0 | 0 | 0 | 0 | 0 | 0 | 0 | 0 | 0 | 0 | 12
NO |  | 308 | 2012 | 1 | 31 | 31 |  | PALISADES | TALLMADGE 2 | 345 | 345 | STEEL | 131.25 | 122.29 | 1 |  | 0 | 10460228 | 10460228 | 0 | 0 | 0 | 0 | 0 | 0 | 0 | 0 | 0 | 0 | 0 | 0 | 0 | 0 | 0 | 0 | 0 | 0 | 0 | 0 | 12
NO |  | 308 | 2012 | 1 | 32 | 32 |  | PUMPED STORAGE | KEYSTONE OFFSITE | 345 | 345 | STEEL | 86.03 | 2.45 | 1 |  | 340418 | 7590175 | 7930593 | 0 | 0 | 0 | 0 | 0 | 0 | 0 | 0 | 0 | 0 | 0 | 0 | 0 | 0 | 0 | 0 | 0 | 0 | 0 | 0 | 12
NO |  | 308 | 2012 | 1 | 33 | 33 |  | KEYSTONE | LIVINGSTON | 345 | 345 | STEEL | 50.32 | 0 | 1 |  | 0 | 4092316 | 4092316 | 0 | 0 | 0 | 0 | 0 | 0 | 0 | 0 | 0 | 0 | 0 | 0 | 0 | 0 | 0 | 0 | 0 | 0 | 0 | 0 | 12
NO |  | 308 | 2012 | 1 | 34 | 34 |  | KEYSTONE | LIVINGSTON | 345 | 345 | WOOD | 0.29 | 0 | 1 |  | 0 | 0 | 0 | 0 | 0 | 0 | 0 | 0 | 0 | 0 | 0 | 0 | 0 | 0 | 0 | 0 | 0 | 0 | 0 | 0 | 0 | 0 | 0 | 12
NO |  | 308 | 2012 | 1 | 35 | 35 |  | PALISADES | ARGENTA | 345 | 345 | STEEL | 38.9 | 38.9 | 1 |  | 0 | 10232013 | 10232013 | 0 | 0 | 0 | 0 | 0 | 0 | 0 | 0 | 0 | 0 | 0 | 0 | 0 | 0 | 0 | 0 | 0 | 0 | 0 | 0 | 12
NO |  | 308 | 2012 | 2 | 1 | 1 |  | PALISADES | PALISADES JCT | 345 | 345 | STEEL | 0.6 | 0.6 | 1 |  | 0 | 405647 | 405647 | 0 | 0 | 0 | 0 | 0 | 0 | 0 | 0 | 0 | 0 | 0 | 0 | 0 | 0 | 0 | 0 | 0 | 0 | 0 | 0 | 12
NO |  | 308 | 2012 | 2 | 2 | 2 |  | ARGENTA | MAJESTIC 3 | 345 | 345 | STEEL | 167.97 | 43.23 | 1 |  | 0 | 15719503 | 15719503 | 0 | 0 | 0 | 0 | 0 | 0 | 0 | 0 | 0 | 0 | 0 | 0 | 0 | 0 | 0 | 0 | 0 | 0 | 0 | 0 | 12
NO |  | 308 | 2012 | 2 | 3 | 3 |  | ARGENTA | MAJESTIC 3 | 345 | 345 | WOOD | 0.01 | 0 | 1 |  | 0 | 0 | 0 | 0 | 0 | 0 | 0 | 0 | 0 | 0 | 0 | 0 | 0 | 0 | 0 | 0 | 0 | 0 | 0 | 0 | 0 | 0 | 0 | 12
NO |  | 308 | 2012 | 2 | 4 | 4 |  | ARGENTA | KENOWA | 345 | 345 | STEEL | 58.9 | 58.9 | 1 |  | 483 | 6513146 | 6513629 | 0 | 0 | 0 | 0 | 0 | 0 | 0 | 0 | 0 | 0 | 0 | 0 | 0 | 0 | 0 | 0 | 0 | 0 | 0 | 0 | 12
NO |  | 308 | 2012 | 2 | 5 | 5 |  | ARGENTA | TWIN BRANCH | 345 | 345 | STEEL | 24.98 | 24.98 | 1 |  | 0 | 4623662 | 4623662 | 0 | 0 | 0 | 0 | 0 | 0 | 0 | 0 | 0 | 0 | 0 | 0 | 0 | 0 | 0 | 0 | 0 | 0 | 0 | 0 | 12
NO |  | 308 | 2012 | 2 | 6 | 6 |  | THETFORD | JEWELL | 345 | 345 | STEEL | 9.52 | 8.25 | 1 |  | 0 | 799310 | 799310 | 0 | 0 | 0 | 0 | 0 | 0 | 0 | 0 | 0 | 0 | 0 | 0 | 0 | 0 | 0 | 0 | 0 | 0 | 0 | 0 | 12
NO |  | 308 | 2012 | 2 | 7 | 7 |  | MONROE | LEMOYNE BAYSHORE | 345 | 345 | STEEL | 13.89 | 13.89 | 1 |  | 0 | 1999958 | 1999958 | 0 | 0 | 0 | 0 | 0 | 0 | 0 | 0 | 0 | 0 | 0 | 0 | 0 | 0 | 0 | 0 | 0 | 0 | 0 | 0 | 12
NO |  | 308 | 2012 | 2 | 8 | 8 |  | KENOWA | THETFORD 4 | 345 | 345 | WOOD | 169.84 | 165.78 | 1 |  | 0 | 22262240 | 22262240 | 0 | 0 | 0 | 0 | 0 | 0 | 0 | 0 | 0 | 0 | 0 | 0 | 0 | 0 | 0 | 0 | 0 | 0 | 0 | 0 | 12
NO |  | 308 | 2012 | 2 | 9 | 9 |  | TITTABAWASSEE | THETFORD | 345 | 345 | STEEL | 125.22 | 117.6 | 1 |  | 0 | 23107801 | 23107801 | 0 | 0 | 0 | 0 | 0 | 0 | 0 | 0 | 0 | 0 | 0 | 0 | 0 | 0 | 0 | 0 | 0 | 0 | 0 | 0 | 12
NO |  | 308 | 2012 | 2 | 10 | 10 |  | TITTABAWASSEE | THETFORD | 345 | 345 | STEEL | 0.18 | 0 | 1 |  | 0 | 0 | 0 | 0 | 0 | 0 | 0 | 0 | 0 | 0 | 0 | 0 | 0 | 0 | 0 | 0 | 0 | 0 | 0 | 0 | 0 | 0 | 0 | 12
NO |  | 308 | 2012 | 2 | 11 | 11 |  | LIVINGSTON | TITTABAWASSEE | 345 | 345 | STEEL | 117.25 | 0 | 1 |  | 0 | 10020108 | 10020108 | 0 | 0 | 0 | 0 | 0 | 0 | 0 | 0 | 0 | 0 | 0 | 0 | 0 | 0 | 0 | 0 | 0 | 0 | 0 | 0 | 12
NO |  | 308 | 2012 | 2 | 12 | 12 |  | LIVINGSTON | TITTABAWASSEE | 345 | 345 | WOOD | 1.62 | 0 | 1 |  | 0 | 0 | 0 | 0 | 0 | 0 | 0 | 0 | 0 | 0 | 0 | 0 | 0 | 0 | 0 | 0 | 0 | 0 | 0 | 0 | 0 | 0 | 0 | 12
NO |  | 308 | 2012 | 2 | 13 | 13 |  | LULU | ALLEN JCT | 345 | 345 | STEEL | 8.02 | 0 | 1 |  | 0 | 1295639 | 1295639 | 0 | 0 | 0 | 0 | 0 | 0 | 0 | 0 | 0 | 0 | 0 | 0 | 0 | 0 | 0 | 0 | 0 | 0 | 0 | 0 | 12
NO |  | 308 | 2012 | 2 | 14 | 14 |  | TITTABAWASSEE | MIDLAND | 345 | 345 | STEEL | 4.8 | 0 | 1 |  | 0 | 1897314 | 1897314 | 0 | 0 | 0 | 0 | 0 | 0 | 0 | 0 | 0 | 0 | 0 | 0 | 0 | 0 | 0 | 0 | 0 | 0 | 0 | 0 | 12
NO |  | 308 | 2012 | 2 | 15 | 15 |  | MAJESTIC | BLACKFOOT | 345 | 345 | STEEL | 36.52 | 0 | 1 |  | 0 | 23134458 | 23134458 | 0 | 0 | 0 | 0 | 0 | 0 | 0 | 0 | 0 | 0 | 0 | 0 | 0 | 0 | 0 | 0 | 0 | 0 | 0 | 0 | 12
NO |  | 308 | 2012 | 2 | 16 | 16 |  | CAMPBELL PLANT | 345 KV SUB | 345 | 345 | STEEL | 0.57 | 0 | 1 |  | 0 | 484627 | 484627 | 0 | 0 | 0 | 0 | 0 | 0 | 0 | 0 | 0 | 0 | 0 | 0 | 0 | 0 | 0 | 0 | 0 | 0 | 0 | 0 | 12
NO |  | 308 | 2012 | 2 | 17 | 17 |  | LUDINGTON | KENOWA 1 | 345 | 345 | STEEL | 72.93 | 0 | 1 |  | 0 | 8939900 | 8939900 | 0 | 0 | 0 | 0 | 0 | 0 | 0 | 0 | 0 | 0 | 0 | 0 | 0 | 0 | 0 | 0 | 0 | 0 | 0 | 0 | 12
NO |  | 308 | 2012 | 2 | 18 | 18 |  | LUDINGTON | KENOWA 2 | 345 | 345 | STEEL | 0.13 | 72.82 | 1 |  | 0 | 0 | 0 | 0 | 0 | 0 | 0 | 0 | 0 | 0 | 0 | 0 | 0 | 0 | 0 | 0 | 0 | 0 | 0 | 0 | 0 | 0 | 0 | 12
NO |  | 308 | 2012 | 2 | 19 | 19 |  | LUDINGTON | TALLMADGE 1 | 345 | 345 | STEEL | 77.75 | 0 | 1 |  | 483 | 10985287 | 10985770 | 0 | 0 | 0 | 0 | 0 | 0 | 0 | 0 | 0 | 0 | 0 | 0 | 0 | 0 | 0 | 0 | 0 | 0 | 0 | 0 | 12
NO |  | 308 | 2012 | 2 | 20 | 20 |  | LUDINGTON | TALLMADGE 2 | 345 | 345 | STEEL | 0 | 77.75 | 1 |  | 0 | 0 | 0 | 0 | 0 | 0 | 0 | 0 | 0 | 0 | 0 | 0 | 0 | 0 | 0 | 0 | 0 | 0 | 0 | 0 | 0 | 0 | 0 | 12
NO |  | 308 | 2012 | 2 | 21 | 21 |  | BLACK RIVER | TYLER | 138 | 138 | STEEL | 10.6 | 7.32 | 1 |  | 0 | 9115513 | 9115513 | 0 | 0 | 0 | 0 | 0 | 0 | 0 | 0 | 0 | 0 | 0 | 0 | 0 | 0 | 0 | 0 | 0 | 0 | 0 | 0 | 12
NO |  | 308 | 2012 | 2 | 22 | 22 |  | BATAVIA | MORROW | 138 | 138 | STEEL | 50 | 0 | 1 |  | 6549481 | 21699134 | 28248615 | 0 | 0 | 0 | 0 | 0 | 0 | 0 | 0 | 0 | 0 | 0 | 0 | 0 | 0 | 0 | 0 | 0 | 0 | 0 | 0 | 12
NO |  | 308 | 2012 | 2 | 23 | 23 |  | VARIOUS | VARIOUS | 0 | 0 | STEEL | 50 | 0 | 1 |  | 0 | 0 | 0 | 0 | 0 | 0 | 0 | 0 | 0 | 0 | 0 | 0 | 0 | 0 | 0 | 0 | 0 | 0 | 0 | 0 | 0 | 0 | 0 | 12
NO |  | 308 | 2012 | 0 | 36 | 36 |  | TOTAL |  | 0 | 0 |  | 4479 | 1121 | 93 |  | 8429849 | 646149676 | 654579525 | 0 | 0 | 0 | 0 | 0 | 0 | 0 | 0 | 0 | 0 | 0 | 0 | 0 | 0 | 0 | 0 | 0 | 0 | 0 | 0 | 12
NO |  | 433 | 2012 | 0 | 1 | 1 |  | Hugo | Valliant | 345 | 345 | Single Steel | 17.88 | 0 | 1 | 2*1590, 54/19 | 2226985 | 18053876 | 20280861 | 0 | 0 | 0 | 0 | 0 | 0 | 0 | 0 | 0 | 0 | 0 | 0 | 0 | 0 | 0 | 0 | 0 | 0 | 0 | 0 | 12
NO |  | 433 | 2012 | 0 | 2 | 2 |  | Post Rock | Axtell (Up to Nebraska) | 345 | 345 | Single Steel | 84.87 | 0 | 1 | 2*2-477, 26/7 T2 | 9289034 | 46416270 | 55705304 | 0 | 0 | 0 | 0 | 0 | 0 | 0 | 0 | 0 | 0 | 0 | 0 | 0 | 0 | 0 | 0 | 0 | 0 | 0 | 0 | 12
NO |  | 433 | 2012 | 0 | 3 | 3 |  | Post Rock | Spearville | 345 | 345 | Single Steel | 89.23 | 0 | 1 | 2*2-795, 26/7 T2 | 10597324 | 53072296 | 63669620 | 0 | 0 | 0 | 0 | 0 | 0 | 0 | 0 | 0 | 0 | 0 | 0 | 0 | 0 | 0 | 0 | 0 | 0 | 0 | 0 | 12
NO |  | 433 | 2012 | 0 | 4 | 4 |  | Spearville | Ironwood | 345 | 345 | Single Steel | 2.27 | 0 | 1 | 2*2-795, 26/7 T2 | 0 | 7232849 | 7232849 | 0 | 0 | 0 | 0 | 0 | 624330110 | 0 | 0 | 0 | 0 | 0 | 0 | 0 | 0 | 0 | 0 | 0 | 0 | 0 | 0 | 12
NO |  | 433 | 2012 | 0 | 36 | 36 |  | TOTAL |  | 0 | 0 |  | 194.25 | 0 | 4 |  | 22113343 | 124775291 | 146888634 | 0 | 0 | 0 | 0 | 0 | 0 | 0 | 0 | 0 | 0 | 0 | 0 | 0 | 0 | 0 | 0 | 0 | 0 | 0 | 0 | 12
NO |  | 314 | 2012 | 0 | 36 | 36 |  | TOTAL |  | 0 | 0 |  | 0 | 0 | 0 |  | 0 | 0 | 0 | 0 | 0 | 0 | 0 | 0 | 0 | 0 | 0 | 0 | 0 | 0 | 0 | 0 | 0 | 0 | 0 | 0 | 0 | 0 | 0 | 12
NO |  | 3 | 2012 | 0 | 1 | 1 |  | Bart Lake Substation | East Terminal Yard | 138 | 138 | 1 | 3.2 | 0 | 1 | 556 ACSR Dove | 0 | 0 | 0 | 0 | 0 | 0 | 0 | 0 | 0 | 0 | 0 | 0 | 0 | 0 | 0 | 0 | 0 | 0 | 0 | 0 | 0 | 0 | 0 | 12
NO |  | 3 | 2012 | 0 | 3 | 3 |  | Annex Creek | Thane Substation | 23 | 23 | 1,2,3 | 10.95 | 0 | 1 | 2/0 CU | 0 | 0 | 0 | 0 | 0 | 0 | 0 | 0 | 0 | 0 | 0 | 0 | 0 | 0 | 0 | 0 | 0 | 0 | 0 | 0 | 0 | 0 | 0 | 12
NO |  | 3 | 2012 | 0 | 4 | 4 |  |  |  | 0 | 0 |  | 0 | 0 | 0 | 1/2" HSS | 0 | 0 | 0 | 0 | 0 | 0 | 0 | 0 | 0 | 0 | 0 | 0 | 0 | 0 | 0 | 0 | 0 | 0 | 0 | 0 | 0 | 0 | 0 | 12
NO |  | 3 | 2012 | 0 | 5 | 5 |  |  |  | 23 | 23 | 4 | 1.3 | 0 | 0 | CU 4/0 U/G | 0 | 0 | 0 | 0 | 0 | 0 | 0 | 0 | 0 | 0 | 0 | 0 | 0 | 0 | 0 | 0 | 0 | 0 | 0 | 0 | 0 | 0 | 0 | 12
NO |  | 3 | 2012 | 0 | 6 | 6 |  | Thane Substation | Sheep Creek Substation | 23 | 23 | 1 | 0.25 | 0 | 1 | #2 CU | 0 | 0 | 0 | 0 | 0 | 0 | 0 | 0 | 0 | 0 | 0 | 0 | 0 | 0 | 0 | 0 | 0 | 0 | 0 | 0 | 0 | 0 | 0 | 12
NO |  | 3 | 2012 | 0 | 8 | 8 |  | Thane Substation Line 1 | Snow Slide East Line 1 | 69 | 69 | 1 | 2.18 | 0 | 1 | 652.4 AAAC | 0 | 0 | 0 | 0 | 0 | 0 | 0 | 0 | 0 | 0 | 0 | 0 | 0 | 0 | 0 | 0 | 0 | 0 | 0 | 0 | 0 | 0 | 0 | 12
NO |  | 3 | 2012 | 0 | 10 | 10 |  | Snow Slide East Line 1 | Snow Slide West Line 1 | 69 | 69 | 4 | 0.3 | 0 | 1 | 1000MCM CU DUCT | 0 | 0 | 0 | 0 | 0 | 0 | 0 | 0 | 0 | 0 | 0 | 0 | 0 | 0 | 0 | 0 | 0 | 0 | 0 | 0 | 0 | 0 | 0 | 12
NO |  | 3 | 2012 | 0 | 12 | 12 |  | Snow Slide West Line 1 | Lower Salmon Substation | 69 | 69 | 1 | 4.9 | 0 | 1 | 652.4 AAAC | 0 | 0 | 0 | 0 | 0 | 0 | 0 | 0 | 0 | 0 | 0 | 0 | 0 | 0 | 0 | 0 | 0 | 0 | 0 | 0 | 0 | 0 | 0 | 12
NO |  | 3 | 2012 | 0 | 14 | 14 |  | Second Street | Capitol Avenue | 69 | 69 | 4 | 0.57 | 0 | 1 | 500MCM CU DUCT | 0 | 0 | 0 | 0 | 0 | 0 | 0 | 0 | 0 | 0 | 0 | 0 | 0 | 0 | 0 | 0 | 0 | 0 | 0 | 0 | 0 | 0 | 0 | 12
NO |  | 3 | 2012 | 0 | 16 | 16 |  | Thane Substation Line 2 | Snow Slide East Line 2 | 69 | 69 | 1 | 2.18 | 0 | 1 | 652.4 AAAC | 0 | 0 | 0 | 0 | 0 | 0 | 0 | 0 | 0 | 0 | 0 | 0 | 0 | 0 | 0 | 0 | 0 | 0 | 0 | 0 | 0 | 0 | 0 | 12
NO |  | 3 | 2012 | 0 | 18 | 18 |  | Snow Slide East Line 2 | Snow Slide West Line 2 | 69 | 69 | 2 | 0.18 | 0 | 1 | 336 ACSR | 0 | 0 | 0 | 0 | 0 | 0 | 0 | 0 | 0 | 0 | 0 | 0 | 0 | 0 | 0 | 0 | 0 | 0 | 0 | 0 | 0 | 0 | 0 | 12
NO |  | 3 | 2012 | 0 | 20 | 20 |  | Snow Slide West Line 2 | Lower Salmon | 69 | 69 | 1 | 4.07 | 0 | 1 | 652.4 AAAC | 0 | 0 | 0 | 0 | 0 | 0 | 0 | 0 | 0 | 0 | 0 | 0 | 0 | 0 | 0 | 0 | 0 | 0 | 0 | 0 | 0 | 0 | 0 | 12
NO |  | 3 | 2012 | 0 | 21 | 21 |  |  |  | 69 | 69 | 1,2 | 0 | 0.76 | 2 | 652.4 AAAC | 0 | 0 | 0 | 0 | 0 | 0 | 0 | 0 | 0 | 0 | 0 | 0 | 0 | 0 | 0 | 0 | 0 | 0 | 0 | 0 | 0 | 0 | 0 | 12
NO |  | 3 | 2012 | 0 | 23 | 23 |  | Switch T809 | West Juneau | 69 | 69 | 1 | 0.44 | 0 | 1 | 652.4 AAAC | 0 | 0 | 0 | 0 | 0 | 0 | 0 | 0 | 0 | 0 | 0 | 0 | 0 | 0 | 0 | 0 | 0 | 0 | 0 | 0 | 0 | 0 | 0 | 12
NO |  | 3 | 2012 | 0 | 25 | 25 |  | West Juneau | North Douglas | 69 | 69 | 1 | 11.55 | 0 | 1 | 556 AAAC | 0 | 0 | 0 | 0 | 0 | 0 | 0 | 0 | 0 | 0 | 0 | 0 | 0 | 0 | 0 | 0 | 0 | 0 | 0 | 0 | 0 | 0 | 0 | 12
NO |  | 3 | 2012 | 0 | 27 | 27 |  | West Juneau | Douglas Substation | 12.47 | 69 | 1 | 1.3 | 0 | 1 | 336.4 ACSR Merlin | 0 | 0 | 0 | 0 | 0 | 0 | 0 | 0 | 0 | 0 | 0 | 0 | 0 | 0 | 0 | 0 | 0 | 0 | 0 | 0 | 0 | 0 | 0 | 12
NO |  | 3 | 2012 | 0 | 28 | 28 |  |  |  | 0 | 23 | 1 | 0.4 | 0 | 0 | 2/0 ACSR | 0 | 0 | 0 | 0 | 0 | 0 | 0 | 0 | 0 | 0 | 0 | 0 | 0 | 0 | 0 | 0 | 0 | 0 | 0 | 0 | 0 | 0 | 0 | 12
NO |  | 3 | 2012 | 0 | 29 | 29 |  |  |  | 0 | 0 |  | 0 | 0 | 0 | #2 CU | 0 | 0 | 0 | 0 | 0 | 0 | 0 | 0 | 0 | 0 | 0 | 0 | 0 | 0 | 0 | 0 | 0 | 0 | 0 | 0 | 0 | 0 | 0 | 12
NO |  | 3 | 2012 | 0 | 30 | 30 |  | Lower Salmon | Switch T736 | 69 | 69 | 1 | 6.3 | 0 | 1 | 652.4 AAAC | 0 | 0 | 0 | 0 | 0 | 0 | 0 | 0 | 0 | 0 | 0 | 0 | 0 | 0 | 0 | 0 | 0 | 0 | 0 | 0 | 0 | 0 | 0 | 12
NO |  | 3 | 2012 | 0 | 32 | 32 |  | Switch T736 | Loop | 69 | 69 | 1 | 2.22 | 0 | 1 | 652.4 AAAC | 0 | 0 | 0 | 0 | 0 | 0 | 0 | 0 | 0 | 0 | 0 | 0 | 0 | 0 | 0 | 0 | 0 | 0 | 0 | 0 | 0 | 0 | 0 | 12
NO |  | 3 | 2012 | 0 | 34 | 34 |  | Switch T736 | Airport Substation | 69 | 69 | 1 | 0.64 | 0 | 1 | 652.4 AAAC | 0 | 0 | 0 | 0 | 0 | 0 | 0 | 0 | 0 | 0 | 0 | 0 | 0 | 0 | 0 | 0 | 0 | 0 | 0 | 0 | 0 | 0 | 0 | 12
NO |  | 3 | 2012 | 1 | 1 | 1 |  | Auke Bay Tap | Auke Bay | 69 | 69 | 1 | 2.88 | 0 | 1 | 652.4 AAAC | 0 | 0 | 0 | 0 | 0 | 0 | 0 | 0 | 0 | 0 | 0 | 0 | 0 | 0 | 0 | 0 | 0 | 0 | 0 | 0 | 0 | 0 | 0 | 12
NO |  | 3 | 2012 | 1 | 3 | 3 |  | Auke Bay | Lena Loop | 69 | 69 | 1 | 4.2 | 0 | 1 | 652.4 AAAC | 0 | 0 | 0 | 0 | 0 | 0 | 0 | 0 | 0 | 0 | 0 | 0 | 0 | 0 | 0 | 0 | 0 | 0 | 0 | 0 | 0 | 0 | 0 | 12
NO |  | 3 | 2012 | 1 | 5 | 5 |  | Fred Meyer Tap | Airport Sub | 69 | 69 | 1 | 0.68 | 0 | 1 | 4/0 ACSR | 0 | 0 | 0 | 0 | 0 | 0 | 0 | 0 | 0 | 0 | 0 | 0 | 0 | 0 | 0 | 0 | 0 | 0 | 0 | 0 | 0 | 0 | 0 | 12
NO |  | 3 | 2012 | 1 | 35 | 35 |  |  |  | 0 | 0 |  | 0 | 0 | 0 |  | 22837 | 29883548 | 29906385 | 192651 | 312219 | 0 | 504870 | 0 | 0 | 0 | 0 | 0 | 0 | 0 | 0 | 0 | 0 | 0 | 0 | 0 | 0 | 0 | 0 | 12
NO |  | 3 | 2012 | 0 | 36 | 36 |  | TOTAL |  | 0 | 0 |  | 60.69 | 0.76 | 21 |  | 22837 | 29883548 | 29906385 | 192651 | 312219 | 0 | 504870 | 0 | 0 | 0 | 0 | 0 | 0 | 0 | 0 | 0 | 0 | 0 | 0 | 0 | 0 | 0 | 0 | 12
SI/SI | A | 178 | 2012 | 0 | 1 | 1 |  | 69KV TRANSMISSION POOL |  | 69 | 69 | POLE | 102.14 | 3.04 | 0 |  | 1094119 | 10496157 | 11590276 | 40881 | 320888 | 701774 | 1063543 | 0 | 0 | 0 | 0 | 0 | 0 | 0 | 0 | 0 | 0 | 0 | 0 | 0 | 0 | 0 | 0 | 12
NO |  | 178 | 2012 | 0 | 36 | 36 |  | TOTAL |  | 0 | 0 |  | 102.14 | 3.04 | 0 |  | 1094119 | 10496157 | 11590276 | 40881 | 320888 | 701774 | 1063543 | 0 | 0 | 0 | 0 | 0 | 0 | 0 | 0 | 0 | 0 | 0 | 0 | 0 | 0 | 0 | 0 | 12
NO |  | 144 | 2012 | 0 | 1 | 1 |  | 69kV Summary |  | 69 | 69 | A | 0.17 | 0 | 0 |  | 0 | 0 | 0 | 0 | 0 | 0 | 0 | 0 | 0 | 0 | 0 | 0 | 0 | 0 | 0 | 0 | 0 | 0 | 0 | 0 | 0 | 0 | 0 | 12
NO |  | 144 | 2012 | 0 | 2 | 2 |  |  |  | 69 | 69 | AH | 0 | 7.24 | 0 |  | 0 | 0 | 0 | 0 | 0 | 0 | 0 | 0 | 0 | 0 | 0 | 0 | 0 | 0 | 0 | 0 | 0 | 0 | 0 | 0 | 0 | 0 | 0 | 12
NO |  | 144 | 2012 | 0 | 3 | 3 |  |  |  | 69 | 69 | CP | 5.46 | 7.56 | 0 |  | 0 | 0 | 0 | 0 | 0 | 0 | 0 | 0 | 0 | 0 | 0 | 0 | 0 | 0 | 0 | 0 | 0 | 0 | 0 | 0 | 0 | 0 | 0 | 12
NO |  | 144 | 2012 | 0 | 4 | 4 |  |  |  | 69 | 69 | SA | 0.06 | 0 | 0 |  | 0 | 0 | 0 | 0 | 0 | 0 | 0 | 0 | 0 | 0 | 0 | 0 | 0 | 0 | 0 | 0 | 0 | 0 | 0 | 0 | 0 | 0 | 0 | 12
NO |  | 144 | 2012 | 0 | 5 | 5 |  |  |  | 69 | 69 | SH | 0.28 | 0 | 0 |  | 0 | 0 | 0 | 0 | 0 | 0 | 0 | 0 | 0 | 0 | 0 | 0 | 0 | 0 | 0 | 0 | 0 | 0 | 0 | 0 | 0 | 0 | 0 | 12
NO |  | 144 | 2012 | 0 | 6 | 6 |  |  |  | 69 | 69 | SP | 10.51 | 0.55 | 0 |  | 0 | 0 | 0 | 0 | 0 | 0 | 0 | 0 | 0 | 0 | 0 | 0 | 0 | 0 | 0 | 0 | 0 | 0 | 0 | 0 | 0 | 0 | 0 | 12
NO |  | 144 | 2012 | 0 | 7 | 7 |  |  |  | 69 | 69 | ST | 87.9 | 48.09 | 0 |  | 0 | 0 | 0 | 0 | 0 | 0 | 0 | 0 | 0 | 0 | 0 | 0 | 0 | 0 | 0 | 0 | 0 | 0 | 0 | 0 | 0 | 0 | 0 | 12
NO |  | 144 | 2012 | 0 | 8 | 8 |  |  |  | 69 | 69 | UG | 0 | 1.68 | 0 |  | 0 | 0 | 0 | 0 | 0 | 0 | 0 | 0 | 0 | 0 | 0 | 0 | 0 | 0 | 0 | 0 | 0 | 0 | 0 | 0 | 0 | 0 | 0 | 12
NO |  | 144 | 2012 | 0 | 9 | 9 |  |  |  | 69 | 69 | WH | 102.21 | 36.19 | 0 |  | 0 | 0 | 0 | 0 | 0 | 0 | 0 | 0 | 0 | 0 | 0 | 0 | 0 | 0 | 0 | 0 | 0 | 0 | 0 | 0 | 0 | 0 | 0 | 12
NO |  | 144 | 2012 | 0 | 10 | 10 |  |  |  | 69 | 69 | WP | 2143.67 | 59.07 | 0 |  | 0 | 0 | 0 | 0 | 0 | 0 | 0 | 0 | 0 | 0 | 0 | 0 | 0 | 0 | 0 | 0 | 0 | 0 | 0 | 0 | 0 | 0 | 0 | 12
NO |  | 144 | 2012 | 0 | 12 | 12 |  | 138kV |  | 0 | 0 |  | 0 | 0 | 0 |  | 0 | 0 | 0 | 0 | 0 | 0 | 0 | 0 | 0 | 0 | 0 | 0 | 0 | 0 | 0 | 0 | 0 | 0 | 0 | 0 | 0 | 0 | 0 | 12
NO |  | 144 | 2012 | 0 | 13 | 13 |  | 13801 STAUNTON | CLOVERDALE | 138 | 138 | ST | 18.5 | 0 | 1 | 954ACSR45X7 | 0 | 0 | 0 | 0 | 0 | 0 | 0 | 0 | 0 | 0 | 0 | 0 | 0 | 0 | 0 | 0 | 0 | 0 | 0 | 0 | 0 | 0 | 0 | 12
NO |  | 144 | 2012 | 0 | 14 | 14 |  |  |  | 138 | 138 | WP | 0.09 | 0 | 0 | 900ACSR54X7 | 0 | 0 | 0 | 0 | 0 | 0 | 0 | 0 | 0 | 0 | 0 | 0 | 0 | 0 | 0 | 0 | 0 | 0 | 0 | 0 | 0 | 0 | 0 | 12
NO |  | 144 | 2012 | 0 | 15 | 15 |  |  |  | 138 | 138 | WP | 0.02 | 0 | 0 | 954ACSR45X7 | 0 | 0 | 0 | 0 | 0 | 0 | 0 | 0 | 0 | 0 | 0 | 0 | 0 | 0 | 0 | 0 | 0 | 0 | 0 | 0 | 0 | 0 | 0 | 12
NO |  | 144 | 2012 | 0 | 16 | 16 |  | 13802 STAUNTON | GREENCASTLE | 138 | 138 | A | 0.02 | 0 | 1 | 336ACSR26X7 | 0 | 0 | 0 | 0 | 0 | 0 | 0 | 0 | 0 | 0 | 0 | 0 | 0 | 0 | 0 | 0 | 0 | 0 | 0 | 0 | 0 | 0 | 0 | 12
NO |  | 144 | 2012 | 0 | 17 | 17 |  |  |  | 138 | 138 | SH | 0.02 | 0 | 0 | 336ACSR26X7 | 0 | 0 | 0 | 0 | 0 | 0 | 0 | 0 | 0 | 0 | 0 | 0 | 0 | 0 | 0 | 0 | 0 | 0 | 0 | 0 | 0 | 0 | 0 | 12
NO |  | 144 | 2012 | 0 | 18 | 18 |  |  |  | 138 | 138 | SP | 0.02 | 0 | 0 | 336ACSR26X7 | 0 | 0 | 0 | 0 | 0 | 0 | 0 | 0 | 0 | 0 | 0 | 0 | 0 | 0 | 0 | 0 | 0 | 0 | 0 | 0 | 0 | 0 | 0 | 12
NO |  | 144 | 2012 | 0 | 19 | 19 |  |  |  | 138 | 138 | ST | 12.7 | 0 | 0 | 336ACSR26X7 | 0 | 0 | 0 | 0 | 0 | 0 | 0 | 0 | 0 | 0 | 0 | 0 | 0 | 0 | 0 | 0 | 0 | 0 | 0 | 0 | 0 | 0 | 0 | 12
NO |  | 144 | 2012 | 0 | 20 | 20 |  |  |  | 138 | 138 | WH | 9.11 | 0 | 0 | 336ACSR26X7 | 0 | 0 | 0 | 0 | 0 | 0 | 0 | 0 | 0 | 0 | 0 | 0 | 0 | 0 | 0 | 0 | 0 | 0 | 0 | 0 | 0 | 0 | 0 | 12
NO |  | 144 | 2012 | 0 | 21 | 21 |  |  |  | 138 | 138 | WP | 0.74 | 0 | 0 | 336ACSR26X7 | 0 | 0 | 0 | 0 | 0 | 0 | 0 | 0 | 0 | 0 | 0 | 0 | 0 | 0 | 0 | 0 | 0 | 0 | 0 | 0 | 0 | 0 | 0 | 12
NO |  | 144 | 2012 | 0 | 22 | 22 |  | 13803 FIVE POINTS | SHELBYVILLE NE | 138 | 138 | SP | 0.11 | 0 | 1 | 397ACSR30X7 | 0 | 0 | 0 | 0 | 0 | 0 | 0 | 0 | 0 | 0 | 0 | 0 | 0 | 0 | 0 | 0 | 0 | 0 | 0 | 0 | 0 | 0 | 0 | 12
NO |  | 144 | 2012 | 0 | 23 | 23 |  |  |  | 138 | 138 | ST | 17.16 | 0 | 0 | 397ACSR30X7 | 0 | 0 | 0 | 0 | 0 | 0 | 0 | 0 | 0 | 0 | 0 | 0 | 0 | 0 | 0 | 0 | 0 | 0 | 0 | 0 | 0 | 0 | 0 | 12
NO |  | 144 | 2012 | 0 | 24 | 24 |  |  |  | 138 | 138 | WH | 2.94 | 0 | 0 | 397ACSR30X7 | 0 | 0 | 0 | 0 | 0 | 0 | 0 | 0 | 0 | 0 | 0 | 0 | 0 | 0 | 0 | 0 | 0 | 0 | 0 | 0 | 0 | 0 | 0 | 12
NO |  | 144 | 2012 | 0 | 25 | 25 |  | 13804 FIVE POINTS | MOHAWK | 138 | 138 | ST | 3.38 | 9.82 | 1 | 300CUB19 | 0 | 0 | 0 | 0 | 0 | 0 | 0 | 0 | 0 | 0 | 0 | 0 | 0 | 0 | 0 | 0 | 0 | 0 | 0 | 0 | 0 | 0 | 0 | 12
NO |  | 144 | 2012 | 0 | 26 | 26 |  |  |  | 138 | 230 | ST | 0.14 | 2.17 | 0 | 397ACSR30X7 | 0 | 0 | 0 | 0 | 0 | 0 | 0 | 0 | 0 | 0 | 0 | 0 | 0 | 0 | 0 | 0 | 0 | 0 | 0 | 0 | 0 | 0 | 0 | 12
NO |  | 144 | 2012 | 0 | 27 | 27 |  |  |  | 138 | 230 | ST | 0 | 1.47 | 0 | 900ACSR54X7 | 0 | 0 | 0 | 0 | 0 | 0 | 0 | 0 | 0 | 0 | 0 | 0 | 0 | 0 | 0 | 0 | 0 | 0 | 0 | 0 | 0 | 0 | 0 | 12
NO |  | 144 | 2012 | 0 | 28 | 28 |  | 13805 NEW CASTLE | FALL CREEK | 138 | 138 | ST | 0 | 15.97 | 1 | 795ACSR26X7 | 0 | 0 | 0 | 0 | 0 | 0 | 0 | 0 | 0 | 0 | 0 | 0 | 0 | 0 | 0 | 0 | 0 | 0 | 0 | 0 | 0 | 0 | 0 | 12
NO |  | 144 | 2012 | 0 | 29 | 29 |  | 13806 LAFAYETTE 230 | WESTWOOD | 138 | 138 | SP | 0.12 | 0.68 | 1 | 4/0ACSR6X1 | 0 | 0 | 0 | 0 | 0 | 0 | 0 | 0 | 0 | 0 | 0 | 0 | 0 | 0 | 0 | 0 | 0 | 0 | 0 | 0 | 0 | 0 | 0 | 12
NO |  | 144 | 2012 | 0 | 30 | 30 |  |  |  | 138 | 138 | SP | 0.01 | 0 | 0 | 954ACSR45X7 | 0 | 0 | 0 | 0 | 0 | 0 | 0 | 0 | 0 | 0 | 0 | 0 | 0 | 0 | 0 | 0 | 0 | 0 | 0 | 0 | 0 | 0 | 0 | 12
NO |  | 144 | 2012 | 0 | 31 | 31 |  |  |  | 138 | 138 | ST | 0.59 | 0 | 0 | 4/0CUB7 | 0 | 0 | 0 | 0 | 0 | 0 | 0 | 0 | 0 | 0 | 0 | 0 | 0 | 0 | 0 | 0 | 0 | 0 | 0 | 0 | 0 | 0 | 0 | 12
NO |  | 144 | 2012 | 0 | 32 | 32 |  |  |  | 138 | 138 | ST | 3.03 | 0 | 0 | 954ACSR45X7 | 0 | 0 | 0 | 0 | 0 | 0 | 0 | 0 | 0 | 0 | 0 | 0 | 0 | 0 | 0 | 0 | 0 | 0 | 0 | 0 | 0 | 0 | 0 | 12
NO |  | 144 | 2012 | 0 | 33 | 33 |  |  |  | 138 | 138 | WH | 4.15 | 0 | 0 | 397ACS430X7 | 0 | 0 | 0 | 0 | 0 | 0 | 0 | 0 | 0 | 0 | 0 | 0 | 0 | 0 | 0 | 0 | 0 | 0 | 0 | 0 | 0 | 0 | 0 | 12
NO |  | 144 | 2012 | 0 | 34 | 34 |  |  |  | 138 | 138 | WH | 1.77 | 0 | 0 | 4/0CUB7 | 0 | 0 | 0 | 0 | 0 | 0 | 0 | 0 | 0 | 0 | 0 | 0 | 0 | 0 | 0 | 0 | 0 | 0 | 0 | 0 | 0 | 0 | 0 | 12
NO |  | 144 | 2012 | 0 | 35 | 35 |  |  |  | 138 | 138 | WH | 0.41 | 0 | 0 | 954ACSR45X7 | 0 | 0 | 0 | 0 | 0 | 0 | 0 | 0 | 0 | 0 | 0 | 0 | 0 | 0 | 0 | 0 | 0 | 0 | 0 | 0 | 0 | 0 | 0 | 12
NO |  | 144 | 2012 | 1 | 1 | 1 |  | 13806 LAFAYETTE 230 | WESTWOOD CONTINUED | 138 | 138 | WP | 0.97 | 0 | 0 | 4/0ACSR6X1 | 0 | 0 | 0 | 0 | 0 | 0 | 0 | 0 | 0 | 0 | 0 | 0 | 0 | 0 | 0 | 0 | 0 | 0 | 0 | 0 | 0 | 0 | 0 | 12
NO |  | 144 | 2012 | 1 | 2 | 2 |  | 13808 LAFAYETTE SE | WESTWOOD | 138 | 138 | A | 0.04 | 0 | 1 | 954ACSR45X7 | 0 | 0 | 0 | 0 | 0 | 0 | 0 | 0 | 0 | 0 | 0 | 0 | 0 | 0 | 0 | 0 | 0 | 0 | 0 | 0 | 0 | 0 | 0 | 12
NO |  | 144 | 2012 | 1 | 3 | 3 |  |  |  | 138 | 138 | CP | 1.36 | 0 | 0 | 954ACSR45X7 | 0 | 0 | 0 | 0 | 0 | 0 | 0 | 0 | 0 | 0 | 0 | 0 | 0 | 0 | 0 | 0 | 0 | 0 | 0 | 0 | 0 | 0 | 0 | 12
NO |  | 144 | 2012 | 1 | 4 | 4 |  |  |  | 138 | 138 | WH | 6.04 | 0 | 0 | 397ACSR30X7 | 0 | 0 | 0 | 0 | 0 | 0 | 0 | 0 | 0 | 0 | 0 | 0 | 0 | 0 | 0 | 0 | 0 | 0 | 0 | 0 | 0 | 0 | 0 | 12
NO |  | 144 | 2012 | 1 | 5 | 5 |  |  |  | 138 | 138 | WH | 2.09 | 0 | 0 | 4/0CUB7 | 0 | 0 | 0 | 0 | 0 | 0 | 0 | 0 | 0 | 0 | 0 | 0 | 0 | 0 | 0 | 0 | 0 | 0 | 0 | 0 | 0 | 0 | 0 | 12
NO |  | 144 | 2012 | 1 | 6 | 6 |  |  |  | 138 | 138 | WH | 0.12 | 0 | 0 | 477ACSR26X7 | 0 | 0 | 0 | 0 | 0 | 0 | 0 | 0 | 0 | 0 | 0 | 0 | 0 | 0 | 0 | 0 | 0 | 0 | 0 | 0 | 0 | 0 | 0 | 12
NO |  | 144 | 2012 | 1 | 7 | 7 |  |  |  | 138 | 138 | WH | 3.04 | 0 | 0 | 954ACSR45X7 | 0 | 0 | 0 | 0 | 0 | 0 | 0 | 0 | 0 | 0 | 0 | 0 | 0 | 0 | 0 | 0 | 0 | 0 | 0 | 0 | 0 | 0 | 0 | 12
NO |  | 144 | 2012 | 1 | 8 | 8 |  |  |  | 138 | 138 | WP | 6.05 | 0 | 0 | 954ACSR45X7 | 0 | 0 | 0 | 0 | 0 | 0 | 0 | 0 | 0 | 0 | 0 | 0 | 0 | 0 | 0 | 0 | 0 | 0 | 0 | 0 | 0 | 0 | 0 | 12
NO |  | 144 | 2012 | 1 | 9 | 9 |  | 13810 KOKOMO DELCO | GREENTOWN 765 | 138 | 138 | SP | 0 | 0.32 | 1 | 397ACSR30X7 | 0 | 0 | 0 | 0 | 0 | 0 | 0 | 0 | 0 | 0 | 0 | 0 | 0 | 0 | 0 | 0 | 0 | 0 | 0 | 0 | 0 | 0 | 0 | 12
NO |  | 144 | 2012 | 1 | 10 | 10 |  |  |  | 138 | 138 | ST | 0 | 9.88 | 0 | 397ACSR30X7 | 0 | 0 | 0 | 0 | 0 | 0 | 0 | 0 | 0 | 0 | 0 | 0 | 0 | 0 | 0 | 0 | 0 | 0 | 0 | 0 | 0 | 0 | 0 | 12
NO |  | 144 | 2012 | 1 | 11 | 11 |  | 13811 KOKOMO CHRYSLER S | GREENTOWN 765 | 138 | 138 | ST | 10.97 | 0.37 | 1 | 397ACSR30X7 | 0 | 0 | 0 | 0 | 0 | 0 | 0 | 0 | 0 | 0 | 0 | 0 | 0 | 0 | 0 | 0 | 0 | 0 | 0 | 0 | 0 | 0 | 0 | 12
NO |  | 144 | 2012 | 1 | 12 | 12 |  | 13813 PLAINFIELD SOUTH | FIVE POINTS | 138 | 138 | SP | 0.4 | 0 | 1 | 4/0CUB19 | 0 | 0 | 0 | 0 | 0 | 0 | 0 | 0 | 0 | 0 | 0 | 0 | 0 | 0 | 0 | 0 | 0 | 0 | 0 | 0 | 0 | 0 | 0 | 12
NO |  | 144 | 2012 | 1 | 13 | 13 |  |  |  | 138 | 138 | SP | 0.72 | 0 | 0 | 954ACSR45X7 | 0 | 0 | 0 | 0 | 0 | 0 | 0 | 0 | 0 | 0 | 0 | 0 | 0 | 0 | 0 | 0 | 0 | 0 | 0 | 0 | 0 | 0 | 0 | 12
NO |  | 144 | 2012 | 1 | 14 | 14 |  |  |  | 138 | 138 | ST | 0.18 | 0 | 0 | 336ACSR26X7 | 0 | 0 | 0 | 0 | 0 | 0 | 0 | 0 | 0 | 0 | 0 | 0 | 0 | 0 | 0 | 0 | 0 | 0 | 0 | 0 | 0 | 0 | 0 | 12
NO |  | 144 | 2012 | 1 | 15 | 15 |  |  |  | 138 | 138 | ST | 2.81 | 0 | 0 | 397ACSR30X7 | 0 | 0 | 0 | 0 | 0 | 0 | 0 | 0 | 0 | 0 | 0 | 0 | 0 | 0 | 0 | 0 | 0 | 0 | 0 | 0 | 0 | 0 | 0 | 12
NO |  | 144 | 2012 | 1 | 16 | 16 |  |  |  | 138 | 138 | ST | 17.16 | 0 | 0 | 4/0CUB19 | 0 | 0 | 0 | 0 | 0 | 0 | 0 | 0 | 0 | 0 | 0 | 0 | 0 | 0 | 0 | 0 | 0 | 0 | 0 | 0 | 0 | 0 | 0 | 12
NO |  | 144 | 2012 | 1 | 17 | 17 |  |  |  | 138 | 138 | ST | 0.07 | 0 | 0 | 954ACSR45X7 | 0 | 0 | 0 | 0 | 0 | 0 | 0 | 0 | 0 | 0 | 0 | 0 | 0 | 0 | 0 | 0 | 0 | 0 | 0 | 0 | 0 | 0 | 0 | 12
NO |  | 144 | 2012 | 1 | 18 | 18 |  |  |  | 138 | 138 | WH | 0.03 | 0 | 0 | 954ACSR45X7 | 0 | 0 | 0 | 0 | 0 | 0 | 0 | 0 | 0 | 0 | 0 | 0 | 0 | 0 | 0 | 0 | 0 | 0 | 0 | 0 | 0 | 0 | 0 | 12
NO |  | 144 | 2012 | 1 | 19 | 19 |  |  |  | 138 | 138 | WP | 0.03 | 0 | 0 | 954ACSR45X7 | 0 | 0 | 0 | 0 | 0 | 0 | 0 | 0 | 0 | 0 | 0 | 0 | 0 | 0 | 0 | 0 | 0 | 0 | 0 | 0 | 0 | 0 | 0 | 12
NO |  | 144 | 2012 | 1 | 20 | 20 |  | 13815 VINCENNES | LAWRENCEVILLE | 138 | 138 | ST | 1.2 | 0 | 1 | 954ACSR45X7 | 0 | 0 | 0 | 0 | 0 | 0 | 0 | 0 | 0 | 0 | 0 | 0 | 0 | 0 | 0 | 0 | 0 | 0 | 0 | 0 | 0 | 0 | 0 | 12
NO |  | 144 | 2012 | 1 | 21 | 21 |  |  |  | 138 | 138 | WH | 0.8 | 0 | 0 | 954ACSR45X7 | 0 | 0 | 0 | 0 | 0 | 0 | 0 | 0 | 0 | 0 | 0 | 0 | 0 | 0 | 0 | 0 | 0 | 0 | 0 | 0 | 0 | 0 | 0 | 12
NO |  | 144 | 2012 | 1 | 22 | 22 |  | 13816 WABASH | HUNTINGTON RIVERFORK | 138 | 138 | SP | 0.82 | 0 | 1 | 477ACSR26X7 | 0 | 0 | 0 | 0 | 0 | 0 | 0 | 0 | 0 | 0 | 0 | 0 | 0 | 0 | 0 | 0 | 0 | 0 | 0 | 0 | 0 | 0 | 0 | 12
NO |  | 144 | 2012 | 1 | 23 | 23 |  |  |  | 138 | 138 | WH | 16.11 | 0 | 0 | 397ACSR30X7 | 0 | 0 | 0 | 0 | 0 | 0 | 0 | 0 | 0 | 0 | 0 | 0 | 0 | 0 | 0 | 0 | 0 | 0 | 0 | 0 | 0 | 0 | 0 | 12
NO |  | 144 | 2012 | 1 | 24 | 24 |  | 13817 HUNTINGTON | HUNTINGTON JCT | 138 | 138 | WH | 3.6 | 0 | 1 | 397ACSR30X7 | 0 | 0 | 0 | 0 | 0 | 0 | 0 | 0 | 0 | 0 | 0 | 0 | 0 | 0 | 0 | 0 | 0 | 0 | 0 | 0 | 0 | 0 | 0 | 12
NO |  | 144 | 2012 | 1 | 25 | 25 |  | 13818 LAFAYETTE 230 | LAFAYETTE CATERPILLAR | 138 | 138 | CP | 1.24 | 0 | 1 | 954ACSR45X7 | 0 | 0 | 0 | 0 | 0 | 0 | 0 | 0 | 0 | 0 | 0 | 0 | 0 | 0 | 0 | 0 | 0 | 0 | 0 | 0 | 0 | 0 | 0 | 12
NO |  | 144 | 2012 | 1 | 26 | 26 |  |  |  | 138 | 138 | WP | 0.29 | 0 | 0 | 477ACSR26X7 | 0 | 0 | 0 | 0 | 0 | 0 | 0 | 0 | 0 | 0 | 0 | 0 | 0 | 0 | 0 | 0 | 0 | 0 | 0 | 0 | 0 | 0 | 0 | 12
NO |  | 144 | 2012 | 1 | 27 | 27 |  | 13819 LAFAYETTE SE | CRAWFORDSVILLE | 138 | 138 | SP | 0.07 | 0 | 1 | 4/0CUB7 | 0 | 0 | 0 | 0 | 0 | 0 | 0 | 0 | 0 | 0 | 0 | 0 | 0 | 0 | 0 | 0 | 0 | 0 | 0 | 0 | 0 | 0 | 0 | 12
NO |  | 144 | 2012 | 1 | 28 | 28 |  |  |  | 138 | 138 | SP | 0.03 | 0 | 0 | 954ACSR45X7 | 0 | 0 | 0 | 0 | 0 | 0 | 0 | 0 | 0 | 0 | 0 | 0 | 0 | 0 | 0 | 0 | 0 | 0 | 0 | 0 | 0 | 0 | 0 | 12
NO |  | 144 | 2012 | 1 | 29 | 29 |  |  |  | 138 | 138 | ST | 0.06 | 0 | 0 | 954ACSR45X7 | 0 | 0 | 0 | 0 | 0 | 0 | 0 | 0 | 0 | 0 | 0 | 0 | 0 | 0 | 0 | 0 | 0 | 0 | 0 | 0 | 0 | 0 | 0 | 12
NO |  | 144 | 2012 | 1 | 30 | 30 |  |  |  | 138 | 138 | WH | 4.35 | 0 | 0 | 4/0CUB7 | 0 | 0 | 0 | 0 | 0 | 0 | 0 | 0 | 0 | 0 | 0 | 0 | 0 | 0 | 0 | 0 | 0 | 0 | 0 | 0 | 0 | 0 | 0 | 12
NO |  | 144 | 2012 | 1 | 31 | 31 |  |  |  | 138 | 138 | WP | 0.08 | 0 | 0 | 4/0CUB7 | 0 | 0 | 0 | 0 | 0 | 0 | 0 | 0 | 0 | 0 | 0 | 0 | 0 | 0 | 0 | 0 | 0 | 0 | 0 | 0 | 0 | 0 | 0 | 12
NO |  | 144 | 2012 | 1 | 32 | 32 |  |  |  | 138 | 138 | WP | 17.35 | 0 | 0 | 954ACSR45X7 | 0 | 0 | 0 | 0 | 0 | 0 | 0 | 0 | 0 | 0 | 0 | 0 | 0 | 0 | 0 | 0 | 0 | 0 | 0 | 0 | 0 | 0 | 0 | 12
NO |  | 144 | 2012 | 1 | 33 | 33 |  | 13820 LAF. CATERPILLAR | WESTWOOD | 138 | 138 | CP | 0.94 | 0 | 1 | 954ACSR45X7 | 0 | 0 | 0 | 0 | 0 | 0 | 0 | 0 | 0 | 0 | 0 | 0 | 0 | 0 | 0 | 0 | 0 | 0 | 0 | 0 | 0 | 0 | 0 | 12
NO |  | 144 | 2012 | 1 | 34 | 34 |  |  |  | 138 | 138 | SP | 0.56 | 0 | 0 | 397ACSR30X7 | 0 | 0 | 0 | 0 | 0 | 0 | 0 | 0 | 0 | 0 | 0 | 0 | 0 | 0 | 0 | 0 | 0 | 0 | 0 | 0 | 0 | 0 | 0 | 12
NO |  | 144 | 2012 | 1 | 35 | 35 |  |  |  | 138 | 138 | ST | 0.76 | 0 | 0 | 397ACSR30X7 | 0 | 0 | 0 | 0 | 0 | 0 | 0 | 0 | 0 | 0 | 0 | 0 | 0 | 0 | 0 | 0 | 0 | 0 | 0 | 0 | 0 | 0 | 0 | 12
NO |  | 144 | 2012 | 2 | 1 | 1 |  | 13820 LAF. CATERPILLAR | WESTWOOD CONTINUED | 138 | 138 | ST | 0 | 2.68 | 0 | 954ACSR45X7 | 0 | 0 | 0 | 0 | 0 | 0 | 0 | 0 | 0 | 0 | 0 | 0 | 0 | 0 | 0 | 0 | 0 | 0 | 0 | 0 | 0 | 0 | 0 | 12
NO |  | 144 | 2012 | 2 | 2 | 2 |  |  |  | 138 | 138 | WH | 4.72 | 0 | 0 | 397ACSR30X7 | 0 | 0 | 0 | 0 | 0 | 0 | 0 | 0 | 0 | 0 | 0 | 0 | 0 | 0 | 0 | 0 | 0 | 0 | 0 | 0 | 0 | 0 | 0 | 12
NO |  | 144 | 2012 | 2 | 3 | 3 |  |  |  | 138 | 138 | WH | 1.37 | 1.83 | 0 | 954ACSR45X7 | 0 | 0 | 0 | 0 | 0 | 0 | 0 | 0 | 0 | 0 | 0 | 0 | 0 | 0 | 0 | 0 | 0 | 0 | 0 | 0 | 0 | 0 | 0 | 12
NO |  | 144 | 2012 | 2 | 4 | 4 |  |  |  | 138 | 138 | WP | 1.83 | 0 | 0 | 477ACSR26X7 | 0 | 0 | 0 | 0 | 0 | 0 | 0 | 0 | 0 | 0 | 0 | 0 | 0 | 0 | 0 | 0 | 0 | 0 | 0 | 0 | 0 | 0 | 0 | 12
NO |  | 144 | 2012 | 2 | 5 | 5 |  | 13821 TERRE HAUTE PFIZER | WORTHINGTON(HE)-LINTON | 138 | 138 | SP | 0.31 | 0 | 1 | 954ACSR45X7 | 0 | 0 | 0 | 0 | 0 | 0 | 0 | 0 | 0 | 0 | 0 | 0 | 0 | 0 | 0 | 0 | 0 | 0 | 0 | 0 | 0 | 0 | 0 | 12
NO |  | 144 | 2012 | 2 | 6 | 6 |  |  |  | 138 | 138 | WH | 8.29 | 0 | 0 | 397ACSR30X7 | 0 | 0 | 0 | 0 | 0 | 0 | 0 | 0 | 0 | 0 | 0 | 0 | 0 | 0 | 0 | 0 | 0 | 0 | 0 | 0 | 0 | 0 | 0 | 12
NO |  | 144 | 2012 | 2 | 7 | 7 |  |  |  | 138 | 138 | WH | 1.55 | 0 | 0 | 795ACSR26X7 | 0 | 0 | 0 | 0 | 0 | 0 | 0 | 0 | 0 | 0 | 0 | 0 | 0 | 0 | 0 | 0 | 0 | 0 | 0 | 0 | 0 | 0 | 0 | 12
NO |  | 144 | 2012 | 2 | 8 | 8 |  |  |  | 138 | 138 | WH | 31.01 | 0 | 0 | 954ACSR45X7 | 0 | 0 | 0 | 0 | 0 | 0 | 0 | 0 | 0 | 0 | 0 | 0 | 0 | 0 | 0 | 0 | 0 | 0 | 0 | 0 | 0 | 0 | 0 | 12
NO |  | 144 | 2012 | 2 | 9 | 9 |  |  |  | 138 | 138 | WP | 10.21 | 0 | 0 | 336ACSR26X7 | 0 | 0 | 0 | 0 | 0 | 0 | 0 | 0 | 0 | 0 | 0 | 0 | 0 | 0 | 0 | 0 | 0 | 0 | 0 | 0 | 0 | 0 | 0 | 12
NO |  | 144 | 2012 | 2 | 10 | 10 |  |  |  | 138 | 138 | WP | 1.57 | 0 | 0 | 954ACSR45X7 | 0 | 0 | 0 | 0 | 0 | 0 | 0 | 0 | 0 | 0 | 0 | 0 | 0 | 0 | 0 | 0 | 0 | 0 | 0 | 0 | 0 | 0 | 0 | 12
NO |  | 144 | 2012 | 2 | 11 | 11 |  | 13822 GALLAGHER | BEDFORD | 138 | 138 | ST | 0.25 | 0 | 1 | 250CUB12 | 0 | 0 | 0 | 0 | 0 | 0 | 0 | 0 | 0 | 0 | 0 | 0 | 0 | 0 | 0 | 0 | 0 | 0 | 0 | 0 | 0 | 0 | 0 | 12
NO |  | 144 | 2012 | 2 | 12 | 12 |  |  |  | 138 | 138 | ST | 3.68 | 4.27 | 0 | 477ACSR26X7 | 0 | 0 | 0 | 0 | 0 | 0 | 0 | 0 | 0 | 0 | 0 | 0 | 0 | 0 | 0 | 0 | 0 | 0 | 0 | 0 | 0 | 0 | 0 | 12
NO |  | 144 | 2012 | 2 | 13 | 13 |  |  |  | 138 | 138 | WH | 48.87 | 0 | 0 | 250CUB12 | 0 | 0 | 0 | 0 | 0 | 0 | 0 | 0 | 0 | 0 | 0 | 0 | 0 | 0 | 0 | 0 | 0 | 0 | 0 | 0 | 0 | 0 | 0 | 12
NO |  | 144 | 2012 | 2 | 14 | 14 |  |  |  | 138 | 138 | WH | 0.34 | 0 | 0 | 397ACSR30X7 | 0 | 0 | 0 | 0 | 0 | 0 | 0 | 0 | 0 | 0 | 0 | 0 | 0 | 0 | 0 | 0 | 0 | 0 | 0 | 0 | 0 | 0 | 0 | 12
NO |  | 144 | 2012 | 2 | 15 | 15 |  |  |  | 138 | 138 | WP | 0.87 | 0 | 0 | 250CUB12 | 0 | 0 | 0 | 0 | 0 | 0 | 0 | 0 | 0 | 0 | 0 | 0 | 0 | 0 | 0 | 0 | 0 | 0 | 0 | 0 | 0 | 0 | 0 | 12
NO |  | 144 | 2012 | 2 | 16 | 16 |  |  |  | 138 | 138 | WP | 0.43 | 0 | 0 | 397ACSR30X7 | 0 | 0 | 0 | 0 | 0 | 0 | 0 | 0 | 0 | 0 | 0 | 0 | 0 | 0 | 0 | 0 | 0 | 0 | 0 | 0 | 0 | 0 | 0 | 12
NO |  | 144 | 2012 | 2 | 17 | 17 |  |  |  | 138 | 138 | WP | 0.37 | 0 | 0 | 477ACSR26X7 | 0 | 0 | 0 | 0 | 0 | 0 | 0 | 0 | 0 | 0 | 0 | 0 | 0 | 0 | 0 | 0 | 0 | 0 | 0 | 0 | 0 | 0 | 0 | 12
NO |  | 144 | 2012 | 2 | 18 | 18 |  | 13823 EDWARDSPORT | BEDFORD | 138 | 138 | CP | 0 | 0.6 | 1 | 397ACSR30X7 | 0 | 0 | 0 | 0 | 0 | 0 | 0 | 0 | 0 | 0 | 0 | 0 | 0 | 0 | 0 | 0 | 0 | 0 | 0 | 0 | 0 | 0 | 0 | 12
NO |  | 144 | 2012 | 2 | 19 | 19 |  |  |  | 138 | 138 | ST | 0 | 0.25 | 0 | 250CUB12 | 0 | 0 | 0 | 0 | 0 | 0 | 0 | 0 | 0 | 0 | 0 | 0 | 0 | 0 | 0 | 0 | 0 | 0 | 0 | 0 | 0 | 0 | 0 | 12
NO |  | 144 | 2012 | 2 | 20 | 20 |  |  |  | 138 | 138 | ST | 0.12 | 2.13 | 0 | 397ACSR30X7 | 0 | 0 | 0 | 0 | 0 | 0 | 0 | 0 | 0 | 0 | 0 | 0 | 0 | 0 | 0 | 0 | 0 | 0 | 0 | 0 | 0 | 0 | 0 | 12
NO |  | 144 | 2012 | 2 | 21 | 21 |  |  |  | 138 | 138 | WH | 36.1 | 0 | 0 | 397ACSR30X7 | 0 | 0 | 0 | 0 | 0 | 0 | 0 | 0 | 0 | 0 | 0 | 0 | 0 | 0 | 0 | 0 | 0 | 0 | 0 | 0 | 0 | 0 | 0 | 12
NO |  | 144 | 2012 | 2 | 22 | 22 |  |  |  | 138 | 138 | WP | 2.35 | 0 | 0 | 397ACSR30X7 | 0 | 0 | 0 | 0 | 0 | 0 | 0 | 0 | 0 | 0 | 0 | 0 | 0 | 0 | 0 | 0 | 0 | 0 | 0 | 0 | 0 | 0 | 0 | 12
NO |  | 144 | 2012 | 2 | 23 | 23 |  | 13824 EDWARDSPORT | HE GEORGETOWN | 138 | 230 | AH | 0 | 0.96 | 1 | 477ACSR26X7 | 0 | 0 | 0 | 0 | 0 | 0 | 0 | 0 | 0 | 0 | 0 | 0 | 0 | 0 | 0 | 0 | 0 | 0 | 0 | 0 | 0 | 0 | 0 | 12
NO |  | 144 | 2012 | 2 | 24 | 24 |  |  |  | 138 | 138 | CP | 0.96 | 0 | 0 | 477ACSR26X7 | 0 | 0 | 0 | 0 | 0 | 0 | 0 | 0 | 0 | 0 | 0 | 0 | 0 | 0 | 0 | 0 | 0 | 0 | 0 | 0 | 0 | 0 | 0 | 12
NO |  | 144 | 2012 | 2 | 25 | 25 |  |  |  | 138 | 230 | SH | 0 | 17.79 | 0 | 477ACS426X7 | 0 | 0 | 0 | 0 | 0 | 0 | 0 | 0 | 0 | 0 | 0 | 0 | 0 | 0 | 0 | 0 | 0 | 0 | 0 | 0 | 0 | 0 | 0 | 12
NO |  | 144 | 2012 | 2 | 26 | 26 |  |  |  | 138 | 138 | WH | 7.54 | 0 | 0 | 336ACSR26X7 | 0 | 0 | 0 | 0 | 0 | 0 | 0 | 0 | 0 | 0 | 0 | 0 | 0 | 0 | 0 | 0 | 0 | 0 | 0 | 0 | 0 | 0 | 0 | 12
NO |  | 144 | 2012 | 2 | 27 | 27 |  |  |  | 138 | 138 | WH | 57.58 | 0 | 0 | 477ACSR26X7 | 0 | 0 | 0 | 0 | 0 | 0 | 0 | 0 | 0 | 0 | 0 | 0 | 0 | 0 | 0 | 0 | 0 | 0 | 0 | 0 | 0 | 0 | 0 | 12
NO |  | 144 | 2012 | 2 | 28 | 28 |  |  |  | 138 | 138 | WP | 2.22 | 0 | 0 | 477ACSR26X7 | 0 | 0 | 0 | 0 | 0 | 0 | 0 | 0 | 0 | 0 | 0 | 0 | 0 | 0 | 0 | 0 | 0 | 0 | 0 | 0 | 0 | 0 | 0 | 12
NO |  | 144 | 2012 | 2 | 29 | 29 |  | 13825 VINCINNES-PETERSBURG | WASHINGTON 10TH ST | 138 | 138 | SP | 0.54 | 0 | 1 | 954ACSR45X7 | 0 | 0 | 0 | 0 | 0 | 0 | 0 | 0 | 0 | 0 | 0 | 0 | 0 | 0 | 0 | 0 | 0 | 0 | 0 | 0 | 0 | 0 | 0 | 12
NO |  | 144 | 2012 | 2 | 30 | 30 |  |  |  | 138 | 138 | ST | 0.08 | 0 | 0 | 477ACSR26X7 | 0 | 0 | 0 | 0 | 0 | 0 | 0 | 0 | 0 | 0 | 0 | 0 | 0 | 0 | 0 | 0 | 0 | 0 | 0 | 0 | 0 | 0 | 0 | 12
NO |  | 144 | 2012 | 2 | 31 | 31 |  |  |  | 138 | 138 | ST | 2.83 | 0 | 0 | 954ACSR45X7 | 0 | 0 | 0 | 0 | 0 | 0 | 0 | 0 | 0 | 0 | 0 | 0 | 0 | 0 | 0 | 0 | 0 | 0 | 0 | 0 | 0 | 0 | 0 | 12
NO |  | 144 | 2012 | 2 | 32 | 32 |  |  |  | 138 | 138 | WH | 22.1 | 0 | 0 | 954ACSR45X7 | 0 | 0 | 0 | 0 | 0 | 0 | 0 | 0 | 0 | 0 | 0 | 0 | 0 | 0 | 0 | 0 | 0 | 0 | 0 | 0 | 0 | 0 | 0 | 12
NO |  | 144 | 2012 | 2 | 33 | 33 |  |  |  | 138 | 138 | WP | 3.84 | 0 | 0 | 954ACSR45X7 | 0 | 0 | 0 | 0 | 0 | 0 | 0 | 0 | 0 | 0 | 0 | 0 | 0 | 0 | 0 | 0 | 0 | 0 | 0 | 0 | 0 | 0 | 0 | 12
NO |  | 144 | 2012 | 2 | 34 | 34 |  | 13827 GALLAGHER | PADDY'S WEST LG&E | 138 | 138 | SP | 2.83 | 0 | 1 | 954ACSR45X7B | 0 | 0 | 0 | 0 | 0 | 0 | 0 | 0 | 0 | 0 | 0 | 0 | 0 | 0 | 0 | 0 | 0 | 0 | 0 | 0 | 0 | 0 | 0 | 12
NO |  | 144 | 2012 | 2 | 35 | 35 |  |  |  | 138 | 138 | ST | 0.41 | 0 | 0 | 954ACSR45X7B | 0 | 0 | 0 | 0 | 0 | 0 | 0 | 0 | 0 | 0 | 0 | 0 | 0 | 0 | 0 | 0 | 0 | 0 | 0 | 0 | 0 | 0 | 0 | 12
NO |  | 144 | 2012 | 3 | 1 | 1 |  | 13828 MADISON | NORTH VERNON | 138 | 138 | WH | 16.43 | 0 | 1 | 397ACSR30X7 | 0 | 0 | 0 | 0 | 0 | 0 | 0 | 0 | 0 | 0 | 0 | 0 | 0 | 0 | 0 | 0 | 0 | 0 | 0 | 0 | 0 | 0 | 0 | 12
NO |  | 144 | 2012 | 3 | 2 | 2 |  | 13829 BEDFORD | SEYMOUR | 138 | 138 | A | 0.12 | 0 | 1 | 954ACSR45X7 | 0 | 0 | 0 | 0 | 0 | 0 | 0 | 0 | 0 | 0 | 0 | 0 | 0 | 0 | 0 | 0 | 0 | 0 | 0 | 0 | 0 | 0 | 0 | 12
NO |  | 144 | 2012 | 3 | 3 | 3 |  |  |  | 138 | 138 | SP | 0.11 | 0 | 0 | 954ACSR45X7 | 0 | 0 | 0 | 0 | 0 | 0 | 0 | 0 | 0 | 0 | 0 | 0 | 0 | 0 | 0 | 0 | 0 | 0 | 0 | 0 | 0 | 0 | 0 | 12
NO |  | 144 | 2012 | 3 | 4 | 4 |  |  |  | 138 | 138 | ST | 0.06 | 0 | 0 | 954ACSR45X7 | 0 | 0 | 0 | 0 | 0 | 0 | 0 | 0 | 0 | 0 | 0 | 0 | 0 | 0 | 0 | 0 | 0 | 0 | 0 | 0 | 0 | 0 | 0 | 12
NO |  | 144 | 2012 | 3 | 5 | 5 |  |  |  | 138 | 138 | WH | 25.4 | 0 | 0 | 954ACSR45X7 | 0 | 0 | 0 | 0 | 0 | 0 | 0 | 0 | 0 | 0 | 0 | 0 | 0 | 0 | 0 | 0 | 0 | 0 | 0 | 0 | 0 | 0 | 0 | 12
NO |  | 144 | 2012 | 3 | 6 | 6 |  |  |  | 138 | 138 | WP | 2.13 | 0 | 0 | 477ACSR26X7 | 0 | 0 | 0 | 0 | 0 | 0 | 0 | 0 | 0 | 0 | 0 | 0 | 0 | 0 | 0 | 0 | 0 | 0 | 0 | 0 | 0 | 0 | 0 | 12
NO |  | 144 | 2012 | 3 | 7 | 7 |  |  |  | 138 | 138 | WP | 10.89 | 0.14 | 0 | 954ACSR45X7 | 0 | 0 | 0 | 0 | 0 | 0 | 0 | 0 | 0 | 0 | 0 | 0 | 0 | 0 | 0 | 0 | 0 | 0 | 0 | 0 | 0 | 0 | 0 | 12
NO |  | 144 | 2012 | 3 | 8 | 8 |  | 13830 COLMUBUS | SEYMOUR | 138 | 138 | WP | 13.93 | 0 | 1 | 397ACSR30X7 | 0 | 0 | 0 | 0 | 0 | 0 | 0 | 0 | 0 | 0 | 0 | 0 | 0 | 0 | 0 | 0 | 0 | 0 | 0 | 0 | 0 | 0 | 0 | 12
NO |  | 144 | 2012 | 3 | 9 | 9 |  |  |  | 138 | 138 | WP | 0.52 | 0 | 0 | 397ACSR30X7 | 0 | 0 | 0 | 0 | 0 | 0 | 0 | 0 | 0 | 0 | 0 | 0 | 0 | 0 | 0 | 0 | 0 | 0 | 0 | 0 | 0 | 0 | 0 | 12
NO |  | 144 | 2012 | 3 | 10 | 10 |  |  |  | 138 | 138 | WP | 0.22 | 0 | 0 | 954ACSR45X7 | 0 | 0 | 0 | 0 | 0 | 0 | 0 | 0 | 0 | 0 | 0 | 0 | 0 | 0 | 0 | 0 | 0 | 0 | 0 | 0 | 0 | 0 | 0 | 12
NO |  | 144 | 2012 | 3 | 11 | 11 |  | 13831 BATESVILLE | COLUMBUS | 138 | 138 | ST | 0.22 | 0 | 1 | 397ACSR30X7 | 0 | 0 | 0 | 0 | 0 | 0 | 0 | 0 | 0 | 0 | 0 | 0 | 0 | 0 | 0 | 0 | 0 | 0 | 0 | 0 | 0 | 0 | 0 | 12
NO |  | 144 | 2012 | 3 | 12 | 12 |  |  |  | 138 | 138 | WH | 35.66 | 0 | 0 | 397ACSR30X7 | 0 | 0 | 0 | 0 | 0 | 0 | 0 | 0 | 0 | 0 | 0 | 0 | 0 | 0 | 0 | 0 | 0 | 0 | 0 | 0 | 0 | 0 | 0 | 12
NO |  | 144 | 2012 | 3 | 13 | 13 |  | 13832 HUBBEL(HE) | MIAMI FT-WILMINGTON | 138 | 138 | ST | 8.69 | 0 | 1 | 397ACSR30X7 | 0 | 0 | 0 | 0 | 0 | 0 | 0 | 0 | 0 | 0 | 0 | 0 | 0 | 0 | 0 | 0 | 0 | 0 | 0 | 0 | 0 | 0 | 0 | 12
NO |  | 144 | 2012 | 3 | 14 | 14 |  |  |  | 138 | 138 | ST | 8.32 | 0 | 0 | 795ACSR26X7 | 0 | 0 | 0 | 0 | 0 | 0 | 0 | 0 | 0 | 0 | 0 | 0 | 0 | 0 | 0 | 0 | 0 | 0 | 0 | 0 | 0 | 0 | 0 | 12
NO |  | 144 | 2012 | 3 | 15 | 15 |  |  |  | 138 | 138 | WH | 6.63 | 0 | 0 | 954ACSR45X7 | 0 | 0 | 0 | 0 | 0 | 0 | 0 | 0 | 0 | 0 | 0 | 0 | 0 | 0 | 0 | 0 | 0 | 0 | 0 | 0 | 0 | 0 | 0 | 12
NO |  | 144 | 2012 | 3 | 16 | 16 |  | 13833 CONNERSVILLE | BATESVILLE | 138 | 138 | SP | 0.01 | 0 | 1 | 477ACSR26X7 | 0 | 0 | 0 | 0 | 0 | 0 | 0 | 0 | 0 | 0 | 0 | 0 | 0 | 0 | 0 | 0 | 0 | 0 | 0 | 0 | 0 | 0 | 0 | 12
NO |  | 144 | 2012 | 3 | 17 | 17 |  |  |  | 138 | 138 | WH | 30.46 | 0 | 0 | 477ACSR26X7 | 0 | 0 | 0 | 0 | 0 | 0 | 0 | 0 | 0 | 0 | 0 | 0 | 0 | 0 | 0 | 0 | 0 | 0 | 0 | 0 | 0 | 0 | 0 | 12
NO |  | 144 | 2012 | 3 | 18 | 18 |  |  |  | 138 | 138 | WP | 0.06 | 0 | 0 | 336AAACB19 | 0 | 0 | 0 | 0 | 0 | 0 | 0 | 0 | 0 | 0 | 0 | 0 | 0 | 0 | 0 | 0 | 0 | 0 | 0 | 0 | 0 | 0 | 0 | 12
NO |  | 144 | 2012 | 3 | 19 | 19 |  |  |  | 138 | 138 | WP | 0.16 | 0 | 0 | 477ACSR26X7 | 0 | 0 | 0 | 0 | 0 | 0 | 0 | 0 | 0 | 0 | 0 | 0 | 0 | 0 | 0 | 0 | 0 | 0 | 0 | 0 | 0 | 0 | 0 | 12
NO |  | 144 | 2012 | 3 | 20 | 20 |  | 13835 CONNERSVILLE | NEW CASTLE | 138 | 138 | ST | 0.82 | 3.73 | 1 | 477ACSR26X7 | 0 | 0 | 0 | 0 | 0 | 0 | 0 | 0 | 0 | 0 | 0 | 0 | 0 | 0 | 0 | 0 | 0 | 0 | 0 | 0 | 0 | 0 | 0 | 12
NO |  | 144 | 2012 | 3 | 21 | 21 |  |  |  | 138 | 138 | WH | 18.54 | 0 | 0 | 477ACSR26X7 | 0 | 0 | 0 | 0 | 0 | 0 | 0 | 0 | 0 | 0 | 0 | 0 | 0 | 0 | 0 | 0 | 0 | 0 | 0 | 0 | 0 | 0 | 0 | 12
NO |  | 144 | 2012 | 3 | 22 | 22 |  | 13836 BLOOMINGTON 230 | BLOOMINGTON ROGERS ST | 138 | 138 | ST | 0 | 1.85 | 1 | 477ACSR26X7 | 0 | 0 | 0 | 0 | 0 | 0 | 0 | 0 | 0 | 0 | 0 | 0 | 0 | 0 | 0 | 0 | 0 | 0 | 0 | 0 | 0 | 0 | 0 | 12
NO |  | 144 | 2012 | 3 | 23 | 23 |  |  |  | 138 | 138 | WH | 10.56 | 0 | 0 | 477ACSR26X7 | 0 | 0 | 0 | 0 | 0 | 0 | 0 | 0 | 0 | 0 | 0 | 0 | 0 | 0 | 0 | 0 | 0 | 0 | 0 | 0 | 0 | 0 | 0 | 12
NO |  | 144 | 2012 | 3 | 24 | 24 |  |  |  | 138 | 138 | WP | 0.06 | 0 | 0 | 477ACSR26X7 | 0 | 0 | 0 | 0 | 0 | 0 | 0 | 0 | 0 | 0 | 0 | 0 | 0 | 0 | 0 | 0 | 0 | 0 | 0 | 0 | 0 | 0 | 0 | 12
NO |  | 144 | 2012 | 3 | 25 | 25 |  |  |  | 138 | 138 | WP | 0.66 | 0 | 0 | 954ACSR45X7 | 0 | 0 | 0 | 0 | 0 | 0 | 0 | 0 | 0 | 0 | 0 | 0 | 0 | 0 | 0 | 0 | 0 | 0 | 0 | 0 | 0 | 0 | 0 | 12
NO |  | 144 | 2012 | 3 | 26 | 26 |  | 13837 BEDFORD | BLOOMINGTON ROGERS ST. | 138 | 138 | SP | 0.32 | 0 | 1 | 477ACSR26X7 | 0 | 0 | 0 | 0 | 0 | 0 | 0 | 0 | 0 | 0 | 0 | 0 | 0 | 0 | 0 | 0 | 0 | 0 | 0 | 0 | 0 | 0 | 0 | 12
NO |  | 144 | 2012 | 3 | 27 | 27 |  |  |  | 138 | 138 | ST | 2.46 | 0 | 0 | 477ACSR26X7 | 0 | 0 | 0 | 0 | 0 | 0 | 0 | 0 | 0 | 0 | 0 | 0 | 0 | 0 | 0 | 0 | 0 | 0 | 0 | 0 | 0 | 0 | 0 | 12
NO |  | 144 | 2012 | 3 | 28 | 28 |  |  |  | 138 | 138 | WH | 20.36 | 0 | 0 | 477ACSR26X7 | 0 | 0 | 0 | 0 | 0 | 0 | 0 | 0 | 0 | 0 | 0 | 0 | 0 | 0 | 0 | 0 | 0 | 0 | 0 | 0 | 0 | 0 | 0 | 12
NO |  | 144 | 2012 | 3 | 29 | 29 |  |  |  | 138 | 138 | WP | 0.22 | 0 | 0 | 954ACSR45X7 | 0 | 0 | 0 | 0 | 0 | 0 | 0 | 0 | 0 | 0 | 0 | 0 | 0 | 0 | 0 | 0 | 0 | 0 | 0 | 0 | 0 | 0 | 0 | 12
NO |  | 144 | 2012 | 3 | 30 | 30 |  | 13838 OAKLAND CITY | PETERSBURG (IPL) | 138 | 138 | CP | 4.2 | 0 | 1 | 954ACSR45X7 | 0 | 0 | 0 | 0 | 0 | 0 | 0 | 0 | 0 | 0 | 0 | 0 | 0 | 0 | 0 | 0 | 0 | 0 | 0 | 0 | 0 | 0 | 0 | 12
NO |  | 144 | 2012 | 3 | 31 | 31 |  |  |  | 138 | 138 | SP | 0.41 | 0 | 0 | 397ACSR30X7 | 0 | 0 | 0 | 0 | 0 | 0 | 0 | 0 | 0 | 0 | 0 | 0 | 0 | 0 | 0 | 0 | 0 | 0 | 0 | 0 | 0 | 0 | 0 | 12
NO |  | 144 | 2012 | 3 | 32 | 32 |  |  |  | 138 | 138 | SP | 0 | 0.54 | 0 | 477ACSR26X7 | 0 | 0 | 0 | 0 | 0 | 0 | 0 | 0 | 0 | 0 | 0 | 0 | 0 | 0 | 0 | 0 | 0 | 0 | 0 | 0 | 0 | 0 | 0 | 12
NO |  | 144 | 2012 | 3 | 33 | 33 |  |  |  | 138 | 138 | SP | 0.45 | 0 | 0 | 954ACSR45X7 | 0 | 0 | 0 | 0 | 0 | 0 | 0 | 0 | 0 | 0 | 0 | 0 | 0 | 0 | 0 | 0 | 0 | 0 | 0 | 0 | 0 | 0 | 0 | 12
NO |  | 144 | 2012 | 3 | 34 | 34 |  |  |  | 138 | 138 | ST | 1.36 | 1.22 | 0 | 477ACSR26X7 | 0 | 0 | 0 | 0 | 0 | 0 | 0 | 0 | 0 | 0 | 0 | 0 | 0 | 0 | 0 | 0 | 0 | 0 | 0 | 0 | 0 | 0 | 0 | 12
NO |  | 144 | 2012 | 3 | 35 | 35 |  |  |  | 138 | 138 | WH | 10.97 | 0 | 0 | 397ACSR30X7 | 0 | 0 | 0 | 0 | 0 | 0 | 0 | 0 | 0 | 0 | 0 | 0 | 0 | 0 | 0 | 0 | 0 | 0 | 0 | 0 | 0 | 0 | 0 | 12
NO |  | 144 | 2012 | 4 | 1 | 1 |  | 13838 OAKLAND CITY | PETERSBURG (IPL) continued | 138 | 138 | WH | 1.97 | 0 | 0 | 477ACSR26X7 | 0 | 0 | 0 | 0 | 0 | 0 | 0 | 0 | 0 | 0 | 0 | 0 | 0 | 0 | 0 | 0 | 0 | 0 | 0 | 0 | 0 | 0 | 0 | 12
NO |  | 144 | 2012 | 4 | 2 | 2 |  |  |  | 138 | 138 | WP | 2.4 | 0 | 0 | 477ACSR26X7 | 0 | 0 | 0 | 0 | 0 | 0 | 0 | 0 | 0 | 0 | 0 | 0 | 0 | 0 | 0 | 0 | 0 | 0 | 0 | 0 | 0 | 0 | 0 | 12
NO |  | 144 | 2012 | 4 | 3 | 3 |  | 13839 BATESVILLE | NAPOLEON (HE) | 138 | 138 | WH | 3.89 | 0 | 1 | 477ACSR26X7 | 0 | 0 | 0 | 0 | 0 | 0 | 0 | 0 | 0 | 0 | 0 | 0 | 0 | 0 | 0 | 0 | 0 | 0 | 0 | 0 | 0 | 0 | 0 | 12
NO |  | 144 | 2012 | 4 | 4 | 4 |  |  |  | 138 | 138 | WP | 0.16 | 0 | 0 | 477ACSR26X7 | 0 | 0 | 0 | 0 | 0 | 0 | 0 | 0 | 0 | 0 | 0 | 0 | 0 | 0 | 0 | 0 | 0 | 0 | 0 | 0 | 0 | 0 | 0 | 12
NO |  | 144 | 2012 | 4 | 5 | 5 |  | 13840 BEDFORD | WORTHINGTON (HE) | 138 | 138 | SP | 0.13 | 0 | 1 | 477ACSR2X67 | 0 | 0 | 0 | 0 | 0 | 0 | 0 | 0 | 0 | 0 | 0 | 0 | 0 | 0 | 0 | 0 | 0 | 0 | 0 | 0 | 0 | 0 | 0 | 12
NO |  | 144 | 2012 | 4 | 6 | 6 |  |  |  | 138 | 138 | ST | 2.76 | 0 | 0 | 250CUB12 | 0 | 0 | 0 | 0 | 0 | 0 | 0 | 0 | 0 | 0 | 0 | 0 | 0 | 0 | 0 | 0 | 0 | 0 | 0 | 0 | 0 | 0 | 0 | 12
NO |  | 144 | 2012 | 4 | 7 | 7 |  |  |  | 138 | 138 | WH | 26.02 | 0 | 0 | 250CUB12 | 0 | 0 | 0 | 0 | 0 | 0 | 0 | 0 | 0 | 0 | 0 | 0 | 0 | 0 | 0 | 0 | 0 | 0 | 0 | 0 | 0 | 0 | 0 | 12
NO |  | 144 | 2012 | 4 | 8 | 8 |  |  |  | 138 | 138 | WH | 0.36 | 0 | 0 | 397ACSR30X7 | 0 | 0 | 0 | 0 | 0 | 0 | 0 | 0 | 0 | 0 | 0 | 0 | 0 | 0 | 0 | 0 | 0 | 0 | 0 | 0 | 0 | 0 | 0 | 12
NO |  | 144 | 2012 | 4 | 9 | 9 |  |  |  | 138 | 138 | WH | 1.5 | 0 | 0 | 795ACSR26X7 | 0 | 0 | 0 | 0 | 0 | 0 | 0 | 0 | 0 | 0 | 0 | 0 | 0 | 0 | 0 | 0 | 0 | 0 | 0 | 0 | 0 | 0 | 0 | 12
NO |  | 144 | 2012 | 4 | 10 | 10 |  |  |  | 138 | 138 | WP | 0.11 | 0 | 0 | 336ACSR26X7 | 0 | 0 | 0 | 0 | 0 | 0 | 0 | 0 | 0 | 0 | 0 | 0 | 0 | 0 | 0 | 0 | 0 | 0 | 0 | 0 | 0 | 0 | 0 | 12
NO |  | 144 | 2012 | 4 | 11 | 11 |  |  |  | 138 | 138 | WP | 0.29 | 0 | 0 | 397ACSR30X7 | 0 | 0 | 0 | 0 | 0 | 0 | 0 | 0 | 0 | 0 | 0 | 0 | 0 | 0 | 0 | 0 | 0 | 0 | 0 | 0 | 0 | 0 | 0 | 12
NO |  | 144 | 2012 | 4 | 12 | 12 |  | 13842 NEW CASTLE | HENRY CO | 138 | 138 | ST | 1.58 | 0 | 1 | 300CUB19 | 0 | 0 | 0 | 0 | 0 | 0 | 0 | 0 | 0 | 0 | 0 | 0 | 0 | 0 | 0 | 0 | 0 | 0 | 0 | 0 | 0 | 0 | 0 | 12
NO |  | 144 | 2012 | 4 | 13 | 13 |  |  |  | 138 | 138 | ST | 9.49 | 0 | 0 | 477ACSR26X7 | 0 | 0 | 0 | 0 | 0 | 0 | 0 | 0 | 0 | 0 | 0 | 0 | 0 | 0 | 0 | 0 | 0 | 0 | 0 | 0 | 0 | 0 | 0 | 12
NO |  | 144 | 2012 | 4 | 14 | 14 |  | 13843 NEW CASTLE | CHRYSLER SUB | 138 | 138 | WP | 0.44 | 0 | 1 | 336ACSR26X7 | 0 | 0 | 0 | 0 | 0 | 0 | 0 | 0 | 0 | 0 | 0 | 0 | 0 | 0 | 0 | 0 | 0 | 0 | 0 | 0 | 0 | 0 | 0 | 12
NO |  | 144 | 2012 | 4 | 15 | 15 |  | 13845 WABASH RIVER STA | WATER ST SUB | 138 | 138 | ST | 1.4 | 0 | 1 | 477ACSR26X7 | 0 | 0 | 0 | 0 | 0 | 0 | 0 | 0 | 0 | 0 | 0 | 0 | 0 | 0 | 0 | 0 | 0 | 0 | 0 | 0 | 0 | 0 | 0 | 12
NO |  | 144 | 2012 | 4 | 16 | 16 |  |  |  | 138 | 138 | WH | 5.81 | 0 | 0 | 477ACSR26X7 | 0 | 0 | 0 | 0 | 0 | 0 | 0 | 0 | 0 | 0 | 0 | 0 | 0 | 0 | 0 | 0 | 0 | 0 | 0 | 0 | 0 | 0 | 0 | 12
NO |  | 144 | 2012 | 4 | 17 | 17 |  |  |  | 138 | 138 | WP | 2.34 | 0 | 0 | 477ACSR26X7 | 0 | 0 | 0 | 0 | 0 | 0 | 0 | 0 | 0 | 0 | 0 | 0 | 0 | 0 | 0 | 0 | 0 | 0 | 0 | 0 | 0 | 0 | 0 | 12
NO |  | 144 | 2012 | 4 | 18 | 18 |  | 13846 WABASH RIVER | CRAWFORDSVILLE | 138 | 138 | ST | 1.72 | 0 | 1 | 477ACSR26X7 | 0 | 0 | 0 | 0 | 0 | 0 | 0 | 0 | 0 | 0 | 0 | 0 | 0 | 0 | 0 | 0 | 0 | 0 | 0 | 0 | 0 | 0 | 0 | 12
NO |  | 144 | 2012 | 4 | 19 | 19 |  |  |  | 138 | 230 | ST | 0 | 7.74 | 0 | 565ACSS20X7 | 0 | 0 | 0 | 0 | 0 | 0 | 0 | 0 | 0 | 0 | 0 | 0 | 0 | 0 | 0 | 0 | 0 | 0 | 0 | 0 | 0 | 0 | 0 | 12
NO |  | 144 | 2012 | 4 | 20 | 20 |  |  |  | 138 | 138 | WH | 1.4 | 0 | 0 | 477ACSR26X7 | 0 | 0 | 0 | 0 | 0 | 0 | 0 | 0 | 0 | 0 | 0 | 0 | 0 | 0 | 0 | 0 | 0 | 0 | 0 | 0 | 0 | 0 | 0 | 12
NO |  | 144 | 2012 | 4 | 21 | 21 |  |  |  | 138 | 138 | WH | 41.04 | 0 | 0 | 565ACSS20X7 | 0 | 0 | 0 | 0 | 0 | 0 | 0 | 0 | 0 | 0 | 0 | 0 | 0 | 0 | 0 | 0 | 0 | 0 | 0 | 0 | 0 | 0 | 0 | 12
NO |  | 144 | 2012 | 4 | 22 | 22 |  |  |  | 138 | 138 | WP | 1.64 | 0 | 0 | 477ACSR26X7 | 0 | 0 | 0 | 0 | 0 | 0 | 0 | 0 | 0 | 0 | 0 | 0 | 0 | 0 | 0 | 0 | 0 | 0 | 0 | 0 | 0 | 0 | 0 | 12
NO |  | 144 | 2012 | 4 | 23 | 23 |  | 13847 WABASH RIVER | TERRE HAUTE EAST | 138 | 138 | ST | 0.69 | 0 | 1 | 336ACSR26X7 | 0 | 0 | 0 | 0 | 0 | 0 | 0 | 0 | 0 | 0 | 0 | 0 | 0 | 0 | 0 | 0 | 0 | 0 | 0 | 0 | 0 | 0 | 0 | 12
NO |  | 144 | 2012 | 4 | 24 | 24 |  |  |  | 138 | 230 | ST | 0 | 10.24 | 0 | 477ACSR26X7 | 0 | 0 | 0 | 0 | 0 | 0 | 0 | 0 | 0 | 0 | 0 | 0 | 0 | 0 | 0 | 0 | 0 | 0 | 0 | 0 | 0 | 0 | 0 | 12
NO |  | 144 | 2012 | 4 | 25 | 25 |  |  |  | 138 | 230 | ST | 0 | 0.36 | 0 | 954ACSR45X7 | 0 | 0 | 0 | 0 | 0 | 0 | 0 | 0 | 0 | 0 | 0 | 0 | 0 | 0 | 0 | 0 | 0 | 0 | 0 | 0 | 0 | 0 | 0 | 12
NO |  | 144 | 2012 | 4 | 26 | 26 |  |  |  | 138 | 138 | WH | 0 | 2.6 | 0 | 4/0CUB7 | 0 | 0 | 0 | 0 | 0 | 0 | 0 | 0 | 0 | 0 | 0 | 0 | 0 | 0 | 0 | 0 | 0 | 0 | 0 | 0 | 0 | 0 | 0 | 12
NO |  | 144 | 2012 | 4 | 27 | 27 |  |  |  | 138 | 138 | WH | 2.54 | 0 | 0 | 954ACSR45X7 | 0 | 0 | 0 | 0 | 0 | 0 | 0 | 0 | 0 | 0 | 0 | 0 | 0 | 0 | 0 | 0 | 0 | 0 | 0 | 0 | 0 | 0 | 0 | 12
NO |  | 144 | 2012 | 4 | 28 | 28 |  | 13848 WABASH | GREENTOWN | 138 | 138 | SH | 23 | 0 | 1 | 954ACSR45X7 | 0 | 0 | 0 | 0 | 0 | 0 | 0 | 0 | 0 | 0 | 0 | 0 | 0 | 0 | 0 | 0 | 0 | 0 | 0 | 0 | 0 | 0 | 0 | 12
NO |  | 144 | 2012 | 4 | 29 | 29 |  |  |  | 138 | 138 | ST | 2.95 | 0 | 0 | 397ACSR30X7 | 0 | 0 | 0 | 0 | 0 | 0 | 0 | 0 | 0 | 0 | 0 | 0 | 0 | 0 | 0 | 0 | 0 | 0 | 0 | 0 | 0 | 0 | 0 | 12
NO |  | 144 | 2012 | 4 | 30 | 30 |  | 13849 CADIZ 138 | ANDERSON CT (IMPA) | 138 | 138 | ST | 2.42 | 0 | 1 | 477ACSR26X7 | 0 | 0 | 0 | 0 | 0 | 0 | 0 | 0 | 0 | 0 | 0 | 0 | 0 | 0 | 0 | 0 | 0 | 0 | 0 | 0 | 0 | 0 | 0 | 12
NO |  | 144 | 2012 | 4 | 31 | 31 |  |  |  | 138 | 138 | WH | 10.28 | 0 | 0 | 477ACSR26X7 | 0 | 0 | 0 | 0 | 0 | 0 | 0 | 0 | 0 | 0 | 0 | 0 | 0 | 0 | 0 | 0 | 0 | 0 | 0 | 0 | 0 | 0 | 0 | 12
NO |  | 144 | 2012 | 4 | 32 | 32 |  |  |  | 138 | 138 | WP | 0.09 | 0 | 0 | 477ACSR26X7 | 0 | 0 | 0 | 0 | 0 | 0 | 0 | 0 | 0 | 0 | 0 | 0 | 0 | 0 | 0 | 0 | 0 | 0 | 0 | 0 | 0 | 0 | 0 | 12
NO |  | 144 | 2012 | 4 | 33 | 33 |  | 13850 GALLAGHER | SPEED-NEW ALBANY | 138 | 138 | SP | 1.43 | 0 | 1 | 477ACSR26X7 | 0 | 0 | 0 | 0 | 0 | 0 | 0 | 0 | 0 | 0 | 0 | 0 | 0 | 0 | 0 | 0 | 0 | 0 | 0 | 0 | 0 | 0 | 0 | 12
NO |  | 144 | 2012 | 4 | 34 | 34 |  |  |  | 138 | 138 | SP | 0 | 0.01 | 0 | 954AACB37 | 0 | 0 | 0 | 0 | 0 | 0 | 0 | 0 | 0 | 0 | 0 | 0 | 0 | 0 | 0 | 0 | 0 | 0 | 0 | 0 | 0 | 0 | 0 | 12
NO |  | 144 | 2012 | 4 | 35 | 35 |  |  |  | 138 | 138 | SP | 0.71 | 0.68 | 0 | 954ACSR45X7 | 0 | 0 | 0 | 0 | 0 | 0 | 0 | 0 | 0 | 0 | 0 | 0 | 0 | 0 | 0 | 0 | 0 | 0 | 0 | 0 | 0 | 0 | 0 | 12
NO |  | 144 | 2012 | 5 | 1 | 1 |  | 13850 GALLAGHER | SPEED-NEW ALBANY continued | 138 | 138 | ST | 15.85 | 3.8 | 0 | 477ACSR26X7 | 0 | 0 | 0 | 0 | 0 | 0 | 0 | 0 | 0 | 0 | 0 | 0 | 0 | 0 | 0 | 0 | 0 | 0 | 0 | 0 | 0 | 0 | 0 | 12
NO |  | 144 | 2012 | 5 | 2 | 2 |  |  |  | 138 | 138 | ST | 0.01 | 0 | 0 | 954AACB37 | 0 | 0 | 0 | 0 | 0 | 0 | 0 | 0 | 0 | 0 | 0 | 0 | 0 | 0 | 0 | 0 | 0 | 0 | 0 | 0 | 0 | 0 | 0 | 12
NO |  | 144 | 2012 | 5 | 3 | 3 |  | 13851 SEYMOUR | NORTH VERNON | 138 | 138 | WH | 11.67 | 0 | 1 | 397ACSR30X7 | 0 | 0 | 0 | 0 | 0 | 0 | 0 | 0 | 0 | 0 | 0 | 0 | 0 | 0 | 0 | 0 | 0 | 0 | 0 | 0 | 0 | 0 | 0 | 12
NO |  | 144 | 2012 | 5 | 4 | 4 |  |  |  | 138 | 138 | WH | 3.09 | 0 | 0 | 477ACSR26X7 | 0 | 0 | 0 | 0 | 0 | 0 | 0 | 0 | 0 | 0 | 0 | 0 | 0 | 0 | 0 | 0 | 0 | 0 | 0 | 0 | 0 | 0 | 0 | 12
NO |  | 144 | 2012 | 5 | 5 | 5 |  |  |  | 138 | 138 | WP | 0.36 | 0 | 0 | 397ACSR30X7 | 0 | 0 | 0 | 0 | 0 | 0 | 0 | 0 | 0 | 0 | 0 | 0 | 0 | 0 | 0 | 0 | 0 | 0 | 0 | 0 | 0 | 0 | 0 | 12
NO |  | 144 | 2012 | 5 | 6 | 6 |  |  |  | 138 | 138 | WP | 1.1 | 0 | 0 | 477ACSR26X7 | 0 | 0 | 0 | 0 | 0 | 0 | 0 | 0 | 0 | 0 | 0 | 0 | 0 | 0 | 0 | 0 | 0 | 0 | 0 | 0 | 0 | 0 | 0 | 12
NO |  | 144 | 2012 | 5 | 7 | 7 |  | 13852 GALLAGHER | NEW ALBANY | 138 | 138 | ST | 4.72 | 0 | 1 | 477ACSR26X7 | 0 | 0 | 0 | 0 | 0 | 0 | 0 | 0 | 0 | 0 | 0 | 0 | 0 | 0 | 0 | 0 | 0 | 0 | 0 | 0 | 0 | 0 | 0 | 12
NO |  | 144 | 2012 | 5 | 8 | 8 |  | 13854 MADISON | FAIRVIEW-HE FAIRVIEW | 138 | 138 | WH | 19.69 | 0 | 1 | 397ACSR30X7 | 0 | 0 | 0 | 0 | 0 | 0 | 0 | 0 | 0 | 0 | 0 | 0 | 0 | 0 | 0 | 0 | 0 | 0 | 0 | 0 | 0 | 0 | 0 | 12
NO |  | 144 | 2012 | 5 | 9 | 9 |  | 13855 FAIRVIEW | GHENT GS | 138 | 138 | ST | 8.05 | 0 | 1 | 795SSAC26X7 | 0 | 0 | 0 | 0 | 0 | 0 | 0 | 0 | 0 | 0 | 0 | 0 | 0 | 0 | 0 | 0 | 0 | 0 | 0 | 0 | 0 | 0 | 0 | 12
NO |  | 144 | 2012 | 5 | 10 | 10 |  | 13856 EDWARDSPORT | LINTON-WASHINGTON | 138 | 138 | A | 0.02 | 0 | 1 | 954ACSR45X7 | 0 | 0 | 0 | 0 | 0 | 0 | 0 | 0 | 0 | 0 | 0 | 0 | 0 | 0 | 0 | 0 | 0 | 0 | 0 | 0 | 0 | 0 | 0 | 12
NO |  | 144 | 2012 | 5 | 11 | 11 |  |  |  | 138 | 138 | CP | 12.07 | 0 | 0 | 477ACSR26X7 | 0 | 0 | 0 | 0 | 0 | 0 | 0 | 0 | 0 | 0 | 0 | 0 | 0 | 0 | 0 | 0 | 0 | 0 | 0 | 0 | 0 | 0 | 0 | 12
NO |  | 144 | 2012 | 5 | 12 | 12 |  |  |  | 138 | 138 | SH | 0.07 | 0 | 0 | 954ACSR45X7 | 0 | 0 | 0 | 0 | 0 | 0 | 0 | 0 | 0 | 0 | 0 | 0 | 0 | 0 | 0 | 0 | 0 | 0 | 0 | 0 | 0 | 0 | 0 | 12
NO |  | 144 | 2012 | 5 | 13 | 13 |  |  |  | 138 | 138 | SP | 0.2 | 0 | 0 | 477ACSR26X7 | 0 | 0 | 0 | 0 | 0 | 0 | 0 | 0 | 0 | 0 | 0 | 0 | 0 | 0 | 0 | 0 | 0 | 0 | 0 | 0 | 0 | 0 | 0 | 12
NO |  | 144 | 2012 | 5 | 14 | 14 |  |  |  | 138 | 138 | ST | 0.36 | 0 | 0 | 477ACSR26X7 | 0 | 0 | 0 | 0 | 0 | 0 | 0 | 0 | 0 | 0 | 0 | 0 | 0 | 0 | 0 | 0 | 0 | 0 | 0 | 0 | 0 | 0 | 0 | 12
NO |  | 144 | 2012 | 5 | 15 | 15 |  |  |  | 138 | 138 | WH | 8.53 | 0 | 0 | 397ACSR30X7 | 0 | 0 | 0 | 0 | 0 | 0 | 0 | 0 | 0 | 0 | 0 | 0 | 0 | 0 | 0 | 0 | 0 | 0 | 0 | 0 | 0 | 0 | 0 | 12
NO |  | 144 | 2012 | 5 | 16 | 16 |  |  |  | 138 | 138 | WP | 9.21 | 0 | 0 | 477ACSR26X7 | 0 | 0 | 0 | 0 | 0 | 0 | 0 | 0 | 0 | 0 | 0 | 0 | 0 | 0 | 0 | 0 | 0 | 0 | 0 | 0 | 0 | 0 | 0 | 12
NO |  | 144 | 2012 | 5 | 17 | 17 |  |  |  | 138 | 138 | WP | 0.77 | 0 | 0 | 954ACSR45X7 | 0 | 0 | 0 | 0 | 0 | 0 | 0 | 0 | 0 | 0 | 0 | 0 | 0 | 0 | 0 | 0 | 0 | 0 | 0 | 0 | 0 | 0 | 0 | 12
NO |  | 144 | 2012 | 5 | 18 | 18 |  | 13857 MADISON | SPEED | 138 | 345 | ST | 0.06 | 34.27 | 1 | 954ACSR45X7 | 0 | 0 | 0 | 0 | 0 | 0 | 0 | 0 | 0 | 0 | 0 | 0 | 0 | 0 | 0 | 0 | 0 | 0 | 0 | 0 | 0 | 0 | 0 | 12
NO |  | 144 | 2012 | 5 | 19 | 19 |  |  |  | 138 | 138 | WH | 3.91 | 0 | 0 | 477ACSR26X7 | 0 | 0 | 0 | 0 | 0 | 0 | 0 | 0 | 0 | 0 | 0 | 0 | 0 | 0 | 0 | 0 | 0 | 0 | 0 | 0 | 0 | 0 | 0 | 12
NO |  | 144 | 2012 | 5 | 20 | 20 |  |  |  | 138 | 138 | WH | 0.26 | 0 | 0 | 954ACSR45X7 | 0 | 0 | 0 | 0 | 0 | 0 | 0 | 0 | 0 | 0 | 0 | 0 | 0 | 0 | 0 | 0 | 0 | 0 | 0 | 0 | 0 | 0 | 0 | 12
NO |  | 144 | 2012 | 5 | 21 | 21 |  |  |  | 138 | 138 | WP | 0.04 | 0 | 0 | 477ACSR26X7 | 0 | 0 | 0 | 0 | 0 | 0 | 0 | 0 | 0 | 0 | 0 | 0 | 0 | 0 | 0 | 0 | 0 | 0 | 0 | 0 | 0 | 0 | 0 | 12
NO |  | 144 | 2012 | 5 | 22 | 22 |  |  |  | 138 | 138 | WP | 0.26 | 0 | 0 | 954ACSR45X7 | 0 | 0 | 0 | 0 | 0 | 0 | 0 | 0 | 0 | 0 | 0 | 0 | 0 | 0 | 0 | 0 | 0 | 0 | 0 | 0 | 0 | 0 | 0 | 12
NO |  | 144 | 2012 | 5 | 23 | 23 |  | 13858 MARKLAND-FAIRVIEW | WILMINGTON | 138 | 138 | WH | 9.37 | 0 | 1 | 477ACSR26X7 | 0 | 0 | 0 | 0 | 0 | 0 | 0 | 0 | 0 | 0 | 0 | 0 | 0 | 0 | 0 | 0 | 0 | 0 | 0 | 0 | 0 | 0 | 0 | 12
NO |  | 144 | 2012 | 5 | 24 | 24 |  |  |  | 138 | 138 | WH | 14.28 | 0 | 0 | 954ACSR45X7 | 0 | 0 | 0 | 0 | 0 | 0 | 0 | 0 | 0 | 0 | 0 | 0 | 0 | 0 | 0 | 0 | 0 | 0 | 0 | 0 | 0 | 0 | 0 | 12
NO |  | 144 | 2012 | 5 | 25 | 25 |  | 13859 DRESSER | TERRE HAUTE EAST | 138 | 138 | ST | 4.68 | 0 | 1 | 4/0CUB19 | 0 | 0 | 0 | 0 | 0 | 0 | 0 | 0 | 0 | 0 | 0 | 0 | 0 | 0 | 0 | 0 | 0 | 0 | 0 | 0 | 0 | 0 | 0 | 12
NO |  | 144 | 2012 | 5 | 26 | 26 |  |  |  | 138 | 138 | ST | 4.69 | 0 | 0 | 954ACSR45X7 | 0 | 0 | 0 | 0 | 0 | 0 | 0 | 0 | 0 | 0 | 0 | 0 | 0 | 0 | 0 | 0 | 0 | 0 | 0 | 0 | 0 | 0 | 0 | 12
NO |  | 144 | 2012 | 5 | 27 | 27 |  |  |  | 138 | 138 | WH | 0.09 | 0 | 0 | 336ACSR26X7 | 0 | 0 | 0 | 0 | 0 | 0 | 0 | 0 | 0 | 0 | 0 | 0 | 0 | 0 | 0 | 0 | 0 | 0 | 0 | 0 | 0 | 0 | 0 | 12
NO |  | 144 | 2012 | 5 | 28 | 28 |  |  |  | 138 | 138 | WH | 5.25 | 0 | 0 | 954ACSR45X7 | 0 | 0 | 0 | 0 | 0 | 0 | 0 | 0 | 0 | 0 | 0 | 0 | 0 | 0 | 0 | 0 | 0 | 0 | 0 | 0 | 0 | 0 | 0 | 12
NO |  | 144 | 2012 | 5 | 29 | 29 |  |  |  | 138 | 138 | WP | 0.14 | 0 | 0 | 336ACSR26X7 | 0 | 0 | 0 | 0 | 0 | 0 | 0 | 0 | 0 | 0 | 0 | 0 | 0 | 0 | 0 | 0 | 0 | 0 | 0 | 0 | 0 | 0 | 0 | 12
NO |  | 144 | 2012 | 5 | 30 | 30 |  |  |  | 138 | 138 | WP | 3.09 | 0 | 0 | 477ACSR26X7 | 0 | 0 | 0 | 0 | 0 | 0 | 0 | 0 | 0 | 0 | 0 | 0 | 0 | 0 | 0 | 0 | 0 | 0 | 0 | 0 | 0 | 0 | 0 | 12
NO |  | 144 | 2012 | 5 | 31 | 31 |  |  |  | 138 | 138 | WP | 0.75 | 0 | 0 | 954ACSR45X7 | 0 | 0 | 0 | 0 | 0 | 0 | 0 | 0 | 0 | 0 | 0 | 0 | 0 | 0 | 0 | 0 | 0 | 0 | 0 | 0 | 0 | 0 | 0 | 12
NO |  | 144 | 2012 | 5 | 32 | 32 |  | 13860 EDWARDSPORT | VINCENNES | 138 | 138 | ST | 0.32 | 0 | 1 | 954ACSR45X7 | 0 | 0 | 0 | 0 | 0 | 0 | 0 | 0 | 0 | 0 | 0 | 0 | 0 | 0 | 0 | 0 | 0 | 0 | 0 | 0 | 0 | 0 | 0 | 12
NO |  | 144 | 2012 | 5 | 33 | 33 |  |  |  | 138 | 138 | WH | 0.37 | 0 | 0 | 954ACSR45X7 | 0 | 0 | 0 | 0 | 0 | 0 | 0 | 0 | 0 | 0 | 0 | 0 | 0 | 0 | 0 | 0 | 0 | 0 | 0 | 0 | 0 | 0 | 0 | 12
NO |  | 144 | 2012 | 5 | 34 | 34 |  |  |  | 138 | 138 | WP | 15.69 | 0 | 0 | 954ACSR45X7 | 0 | 0 | 0 | 0 | 0 | 0 | 0 | 0 | 0 | 0 | 0 | 0 | 0 | 0 | 0 | 0 | 0 | 0 | 0 | 0 | 0 | 0 | 0 | 12
NO |  | 144 | 2012 | 5 | 35 | 35 |  | 13861 DRESSER | STAUNTON | 138 | 138 | ST | 17.13 | 0 | 1 | 954ACSR45X7 | 0 | 0 | 0 | 0 | 0 | 0 | 0 | 0 | 0 | 0 | 0 | 0 | 0 | 0 | 0 | 0 | 0 | 0 | 0 | 0 | 0 | 0 | 0 | 12
NO |  | 144 | 2012 | 6 | 1 | 1 |  | 13861 DRESSER | STAUNTON (CONT) | 138 | 138 | WH | 0.09 | 0 | 0 | 954ACSR45X7 | 0 | 0 | 0 | 0 | 0 | 0 | 0 | 0 | 0 | 0 | 0 | 0 | 0 | 0 | 0 | 0 | 0 | 0 | 0 | 0 | 0 | 0 | 0 | 12
NO |  | 144 | 2012 | 6 | 2 | 2 |  |  |  | 138 | 138 | WP | 3.67 | 0 | 0 | 954ACSR45X7 | 0 | 0 | 0 | 0 | 0 | 0 | 0 | 0 | 0 | 0 | 0 | 0 | 0 | 0 | 0 | 0 | 0 | 0 | 0 | 0 | 0 | 0 | 0 | 12
NO |  | 144 | 2012 | 6 | 3 | 3 |  | 13862 OAKLAND CITY | OLD BEN COAL CO | 138 | 138 | WH | 3.7 | 0 | 1 | 336ACSR26X7 | 0 | 0 | 0 | 0 | 0 | 0 | 0 | 0 | 0 | 0 | 0 | 0 | 0 | 0 | 0 | 0 | 0 | 0 | 0 | 0 | 0 | 0 | 0 | 12
NO |  | 144 | 2012 | 6 | 4 | 4 |  |  |  | 138 | 138 | WP | 1.98 | 0 | 0 | 336ACSR26X7 | 0 | 0 | 0 | 0 | 0 | 0 | 0 | 0 | 0 | 0 | 0 | 0 | 0 | 0 | 0 | 0 | 0 | 0 | 0 | 0 | 0 | 0 | 0 | 12
NO |  | 144 | 2012 | 6 | 5 | 5 |  |  |  | 138 | 138 | WP | 1.08 | 0 | 0 | 4/0ACSR6X1 | 0 | 0 | 0 | 0 | 0 | 0 | 0 | 0 | 0 | 0 | 0 | 0 | 0 | 0 | 0 | 0 | 0 | 0 | 0 | 0 | 0 | 0 | 0 | 12
NO |  | 144 | 2012 | 6 | 6 | 6 |  | 13863 GIBSON | HE OWENSVILLE | 138 | 138 | WH | 4.58 | 0 | 1 | 954ACSR45X7 | 0 | 0 | 0 | 0 | 0 | 0 | 0 | 0 | 0 | 0 | 0 | 0 | 0 | 0 | 0 | 0 | 0 | 0 | 0 | 0 | 0 | 0 | 0 | 12
NO |  | 144 | 2012 | 6 | 7 | 7 |  |  |  | 138 | 138 | WP | 1.48 | 0 | 0 | 954ACSR45X7 | 0 | 0 | 0 | 0 | 0 | 0 | 0 | 0 | 0 | 0 | 0 | 0 | 0 | 0 | 0 | 0 | 0 | 0 | 0 | 0 | 0 | 0 | 0 | 12
NO |  | 144 | 2012 | 6 | 8 | 8 |  | 13864 BATESVILLE | HUBBEL (HE) | 138 | 138 | ST | 8.1 | 0 | 1 | 397ACSR30X7 | 0 | 0 | 0 | 0 | 0 | 0 | 0 | 0 | 0 | 0 | 0 | 0 | 0 | 0 | 0 | 0 | 0 | 0 | 0 | 0 | 0 | 0 | 0 | 12
NO |  | 144 | 2012 | 6 | 9 | 9 |  |  |  | 138 | 138 | WH | 0.1 | 0 | 0 | 954ACSR45X7 | 0 | 0 | 0 | 0 | 0 | 0 | 0 | 0 | 0 | 0 | 0 | 0 | 0 | 0 | 0 | 0 | 0 | 0 | 0 | 0 | 0 | 0 | 0 | 12
NO |  | 144 | 2012 | 6 | 10 | 10 |  | 13865 GREENSBURG | SHELBYVILLE NE | 138 | 138 | SP | 0.04 | 0 | 1 | 954ACSR45X7 | 0 | 0 | 0 | 0 | 0 | 0 | 0 | 0 | 0 | 0 | 0 | 0 | 0 | 0 | 0 | 0 | 0 | 0 | 0 | 0 | 0 | 0 | 0 | 12
NO |  | 144 | 2012 | 6 | 11 | 11 |  |  |  | 138 | 138 | ST | 14.3 | 0 | 0 | 397ACSR30X7 | 0 | 0 | 0 | 0 | 0 | 0 | 0 | 0 | 0 | 0 | 0 | 0 | 0 | 0 | 0 | 0 | 0 | 0 | 0 | 0 | 0 | 0 | 0 | 12
NO |  | 144 | 2012 | 6 | 12 | 12 |  |  |  | 138 | 138 | WP | 0.44 | 0 | 0 | 954ACSR45X7 | 0 | 0 | 0 | 0 | 0 | 0 | 0 | 0 | 0 | 0 | 0 | 0 | 0 | 0 | 0 | 0 | 0 | 0 | 0 | 0 | 0 | 0 | 0 | 12
NO |  | 144 | 2012 | 6 | 13 | 13 |  | 13866 GALLAGHER | CLARKSVILLE | 138 | 138 | SP | 0.46 | 0 | 1 | 954ACSR45X7 | 0 | 0 | 0 | 0 | 0 | 0 | 0 | 0 | 0 | 0 | 0 | 0 | 0 | 0 | 0 | 0 | 0 | 0 | 0 | 0 | 0 | 0 | 0 | 12
NO |  | 144 | 2012 | 6 | 14 | 14 |  |  |  | 138 | 138 | WP | 4.86 | 0 | 0 | 954ACSR45X7 | 0 | 0 | 0 | 0 | 0 | 0 | 0 | 0 | 0 | 0 | 0 | 0 | 0 | 0 | 0 | 0 | 0 | 0 | 0 | 0 | 0 | 0 | 0 | 12
NO |  | 144 | 2012 | 6 | 15 | 15 |  | 13867 CLOVERDALE | PLAINFIELD SOUTH | 138 | 138 | ST | 24.42 | 0 | 1 | 4/0CUB196W | 0 | 0 | 0 | 0 | 0 | 0 | 0 | 0 | 0 | 0 | 0 | 0 | 0 | 0 | 0 | 0 | 0 | 0 | 0 | 0 | 0 | 0 | 0 | 12
NO |  | 144 | 2012 | 6 | 16 | 16 |  |  |  | 138 | 138 | WH | 0.01 | 0 | 0 | 954ACSR45X7 | 0 | 0 | 0 | 0 | 0 | 0 | 0 | 0 | 0 | 0 | 0 | 0 | 0 | 0 | 0 | 0 | 0 | 0 | 0 | 0 | 0 | 0 | 0 | 12
NO |  | 144 | 2012 | 6 | 17 | 17 |  |  |  | 138 | 183 | WP | 0.07 | 0 | 0 | 954ACSR45X7 | 0 | 0 | 0 | 0 | 0 | 0 | 0 | 0 | 0 | 0 | 0 | 0 | 0 | 0 | 0 | 0 | 0 | 0 | 0 | 0 | 0 | 0 | 0 | 12
NO |  | 144 | 2012 | 6 | 18 | 18 |  | 13870 TAP FROM IPL | CARMEL SE | 138 | 138 | WP | 1.86 | 0 | 1 | 954ACSR45X7 | 0 | 0 | 0 | 0 | 0 | 0 | 0 | 0 | 0 | 0 | 0 | 0 | 0 | 0 | 0 | 0 | 0 | 0 | 0 | 0 | 0 | 0 | 0 | 12
NO |  | 144 | 2012 | 6 | 19 | 19 |  | 13871 BEDFORD | BLOOMINGTON ROGERS ST | 138 | 138 | CP | 19.9 | 0 | 1 | 954ACSR45X7 | 0 | 0 | 0 | 0 | 0 | 0 | 0 | 0 | 0 | 0 | 0 | 0 | 0 | 0 | 0 | 0 | 0 | 0 | 0 | 0 | 0 | 0 | 0 | 12
NO |  | 144 | 2012 | 6 | 20 | 20 |  |  |  | 138 | 138 | WP | 0.1 | 0 | 0 | 954ACSR45X7 | 0 | 0 | 0 | 0 | 0 | 0 | 0 | 0 | 0 | 0 | 0 | 0 | 0 | 0 | 0 | 0 | 0 | 0 | 0 | 0 | 0 | 0 | 0 | 12
NO |  | 144 | 2012 | 6 | 21 | 21 |  | 13872 GREENSFIELD HSTGS PRK | MOHAWK | 138 | 138 | SP | 0.05 | 0 | 1 | 954ACSR45X7 | 0 | 0 | 0 | 0 | 0 | 0 | 0 | 0 | 0 | 0 | 0 | 0 | 0 | 0 | 0 | 0 | 0 | 0 | 0 | 0 | 0 | 0 | 0 | 12
NO |  | 144 | 2012 | 6 | 22 | 22 |  |  |  | 138 | 138 | ST | 2.41 | 0 | 0 | 336ACSR26X7 | 0 | 0 | 0 | 0 | 0 | 0 | 0 | 0 | 0 | 0 | 0 | 0 | 0 | 0 | 0 | 0 | 0 | 0 | 0 | 0 | 0 | 0 | 0 | 12
NO |  | 144 | 2012 | 6 | 23 | 23 |  |  |  | 138 | 138 | ST | 0.08 | 0 | 0 | 477ACSR26X7 | 0 | 0 | 0 | 0 | 0 | 0 | 0 | 0 | 0 | 0 | 0 | 0 | 0 | 0 | 0 | 0 | 0 | 0 | 0 | 0 | 0 | 0 | 0 | 12
NO |  | 144 | 2012 | 6 | 24 | 24 |  | 13873 GREENSBORO | NEW CASTLE | 138 | 138 | ST | 6.9 | 0 | 1 | 954SSAC54X7 | 0 | 0 | 0 | 0 | 0 | 0 | 0 | 0 | 0 | 0 | 0 | 0 | 0 | 0 | 0 | 0 | 0 | 0 | 0 | 0 | 0 | 0 | 0 | 12
NO |  | 144 | 2012 | 6 | 25 | 25 |  |  |  | 138 | 138 | WP | 0.09 | 0 | 0 | 954SSAC54X7 | 0 | 0 | 0 | 0 | 0 | 0 | 0 | 0 | 0 | 0 | 0 | 0 | 0 | 0 | 0 | 0 | 0 | 0 | 0 | 0 | 0 | 0 | 0 | 12
NO |  | 144 | 2012 | 6 | 26 | 26 |  | 13874 GREENSBURG | BATESVILLE | 138 | 138 | ST | 14.84 | 0 | 1 | 397ACSR30X7 | 0 | 0 | 0 | 0 | 0 | 0 | 0 | 0 | 0 | 0 | 0 | 0 | 0 | 0 | 0 | 0 | 0 | 0 | 0 | 0 | 0 | 0 | 0 | 12
NO |  | 144 | 2012 | 6 | 27 | 27 |  |  |  | 138 | 138 | WP | 0.25 | 0 | 0 | 397ACSR30X7 | 0 | 0 | 0 | 0 | 0 | 0 | 0 | 0 | 0 | 0 | 0 | 0 | 0 | 0 | 0 | 0 | 0 | 0 | 0 | 0 | 0 | 0 | 0 | 12
NO |  | 144 | 2012 | 6 | 28 | 28 |  |  |  | 138 | 138 | WP | 0.1 | 0 | 0 | 954ACSR45X7 | 0 | 0 | 0 | 0 | 0 | 0 | 0 | 0 | 0 | 0 | 0 | 0 | 0 | 0 | 0 | 0 | 0 | 0 | 0 | 0 | 0 | 0 | 0 | 12
NO |  | 144 | 2012 | 6 | 29 | 29 |  | 13876 LAFAYETTE 230 | LAFAYETTE CONCORD RD | 138 | 138 | SP | 0.57 | 0 | 1 | 336ACSR26X7 | 0 | 0 | 0 | 0 | 0 | 0 | 0 | 0 | 0 | 0 | 0 | 0 | 0 | 0 | 0 | 0 | 0 | 0 | 0 | 0 | 0 | 0 | 0 | 12
NO |  | 144 | 2012 | 6 | 30 | 30 |  |  |  | 138 | 138 | SP | 0.14 | 0 | 0 | 954ACSR/OVAL | 0 | 0 | 0 | 0 | 0 | 0 | 0 | 0 | 0 | 0 | 0 | 0 | 0 | 0 | 0 | 0 | 0 | 0 | 0 | 0 | 0 | 0 | 0 | 12
NO |  | 144 | 2012 | 6 | 31 | 31 |  |  |  | 138 | 138 | ST | 1.24 | 0 | 0 | 336ACSR26X7 | 0 | 0 | 0 | 0 | 0 | 0 | 0 | 0 | 0 | 0 | 0 | 0 | 0 | 0 | 0 | 0 | 0 | 0 | 0 | 0 | 0 | 0 | 0 | 12
NO |  | 144 | 2012 | 6 | 32 | 32 |  |  |  | 138 | 138 | ST | 2.71 | 0 | 0 | 954ACSR/OVAL | 0 | 0 | 0 | 0 | 0 | 0 | 0 | 0 | 0 | 0 | 0 | 0 | 0 | 0 | 0 | 0 | 0 | 0 | 0 | 0 | 0 | 0 | 0 | 12
NO |  | 144 | 2012 | 6 | 33 | 33 |  |  |  | 138 | 138 | WH | 0.67 | 0 | 0 | 954ACSR/OVAL | 0 | 0 | 0 | 0 | 0 | 0 | 0 | 0 | 0 | 0 | 0 | 0 | 0 | 0 | 0 | 0 | 0 | 0 | 0 | 0 | 0 | 0 | 0 | 12
NO |  | 144 | 2012 | 6 | 34 | 34 |  |  |  | 138 | 138 | WP | 0.45 | 0 | 0 | 4/0AAACB7 | 0 | 0 | 0 | 0 | 0 | 0 | 0 | 0 | 0 | 0 | 0 | 0 | 0 | 0 | 0 | 0 | 0 | 0 | 0 | 0 | 0 | 0 | 0 | 12
NO |  | 144 | 2012 | 6 | 35 | 35 |  |  |  | 138 | 138 | WP | 0.26 | 0 | 0 | 477AAACB19 | 0 | 0 | 0 | 0 | 0 | 0 | 0 | 0 | 0 | 0 | 0 | 0 | 0 | 0 | 0 | 0 | 0 | 0 | 0 | 0 | 0 | 0 | 0 | 12
NO |  | 144 | 2012 | 7 | 1 | 1 |  | 13877 LAFAYETTE 230 | LFYETTE SUBARU-ISUZU | 138 | 138 | SP | 2.94 | 0 | 1 | 900ACSR54X7 | 0 | 0 | 0 | 0 | 0 | 0 | 0 | 0 | 0 | 0 | 0 | 0 | 0 | 0 | 0 | 0 | 0 | 0 | 0 | 0 | 0 | 0 | 0 | 12
NO |  | 144 | 2012 | 7 | 2 | 2 |  |  |  | 138 | 138 | SP | 0.01 | 0.13 | 0 | 954ACSR/OVAL | 0 | 0 | 0 | 0 | 0 | 0 | 0 | 0 | 0 | 0 | 0 | 0 | 0 | 0 | 0 | 0 | 0 | 0 | 0 | 0 | 0 | 0 | 0 | 12
NO |  | 144 | 2012 | 7 | 3 | 3 |  |  |  | 138 | 138 | ST | 0.05 | 2.47 | 0 | 900ACSR54X7 | 0 | 0 | 0 | 0 | 0 | 0 | 0 | 0 | 0 | 0 | 0 | 0 | 0 | 0 | 0 | 0 | 0 | 0 | 0 | 0 | 0 | 0 | 0 | 12
NO |  | 144 | 2012 | 7 | 4 | 4 |  |  |  | 138 | 138 | ST | 0.01 | 1.28 | 0 | 954ACSR/OVAL | 0 | 0 | 0 | 0 | 0 | 0 | 0 | 0 | 0 | 0 | 0 | 0 | 0 | 0 | 0 | 0 | 0 | 0 | 0 | 0 | 0 | 0 | 0 | 12
NO |  | 144 | 2012 | 7 | 5 | 5 |  |  |  | 138 | 138 | WH | 0 | 0.04 | 0 | 900ACSR54X7 | 0 | 0 | 0 | 0 | 0 | 0 | 0 | 0 | 0 | 0 | 0 | 0 | 0 | 0 | 0 | 0 | 0 | 0 | 0 | 0 | 0 | 0 | 0 | 12
NO |  | 144 | 2012 | 7 | 6 | 6 |  | 13878 LFYETTE SUBARU-ISUZU | LAFAYETTE SE | 138 | 138 | SP | 3.05 | 0 | 1 | 900ACSR54X7 | 0 | 0 | 0 | 0 | 0 | 0 | 0 | 0 | 0 | 0 | 0 | 0 | 0 | 0 | 0 | 0 | 0 | 0 | 0 | 0 | 0 | 0 | 0 | 12
NO |  | 144 | 2012 | 7 | 7 | 7 |  |  |  | 138 | 138 | ST | 0.33 | 1.38 | 0 | 900ACSR54X7 | 0 | 0 | 0 | 0 | 0 | 0 | 0 | 0 | 0 | 0 | 0 | 0 | 0 | 0 | 0 | 0 | 0 | 0 | 0 | 0 | 0 | 0 | 0 | 12
NO |  | 144 | 2012 | 7 | 8 | 8 |  | 13879 KOKOMO HP | KOKOMO CHRYSLER SOUTH | 138 | 138 | ST | 2.93 | 0 | 1 | 397ACSR30X7 | 0 | 0 | 0 | 0 | 0 | 0 | 0 | 0 | 0 | 0 | 0 | 0 | 0 | 0 | 0 | 0 | 0 | 0 | 0 | 0 | 0 | 0 | 0 | 12
NO |  | 144 | 2012 | 7 | 9 | 9 |  | 13880 SEYMOUR | SEYMOUR INDUSTRIAL PARK | 138 | 138 | SP | 3.5 | 0 | 1 | 477ACSR26X7 | 0 | 0 | 0 | 0 | 0 | 0 | 0 | 0 | 0 | 0 | 0 | 0 | 0 | 0 | 0 | 0 | 0 | 0 | 0 | 0 | 0 | 0 | 0 | 12
NO |  | 144 | 2012 | 7 | 10 | 10 |  |  |  | 138 | 138 | WP | 3.44 | 0 | 0 | 477ACSR26X7 | 0 | 0 | 0 | 0 | 0 | 0 | 0 | 0 | 0 | 0 | 0 | 0 | 0 | 0 | 0 | 0 | 0 | 0 | 0 | 0 | 0 | 0 | 0 | 12
NO |  | 144 | 2012 | 7 | 11 | 11 |  | 13881 SPEED | NORTHSIDE (LGE) | 138 | 138 | SP | 0.34 | 0 | 1 | 954ACSR45X7 | 0 | 0 | 0 | 0 | 0 | 0 | 0 | 0 | 0 | 0 | 0 | 0 | 0 | 0 | 0 | 0 | 0 | 0 | 0 | 0 | 0 | 0 | 0 | 12
NO |  | 144 | 2012 | 7 | 12 | 12 |  |  |  | 138 | 138 | ST | 5.4 | 0 | 0 | 477ACSR26X7 | 0 | 0 | 0 | 0 | 0 | 0 | 0 | 0 | 0 | 0 | 0 | 0 | 0 | 0 | 0 | 0 | 0 | 0 | 0 | 0 | 0 | 0 | 0 | 12
NO |  | 144 | 2012 | 7 | 13 | 13 |  |  |  | 138 | 138 | WH | 0.5 | 0 | 0 | 336ACSR26X7 | 0 | 0 | 0 | 0 | 0 | 0 | 0 | 0 | 0 | 0 | 0 | 0 | 0 | 0 | 0 | 0 | 0 | 0 | 0 | 0 | 0 | 0 | 0 | 12
NO |  | 144 | 2012 | 7 | 14 | 14 |  |  |  | 138 | 138 | WP | 0.08 | 0 | 0 | 336ACSR26X7 | 0 | 0 | 0 | 0 | 0 | 0 | 0 | 0 | 0 | 0 | 0 | 0 | 0 | 0 | 0 | 0 | 0 | 0 | 0 | 0 | 0 | 0 | 0 | 12
NO |  | 144 | 2012 | 7 | 15 | 15 |  |  |  | 138 | 138 | WP | 0.72 | 0 | 0 | 954ACSR45X7 | 0 | 0 | 0 | 0 | 0 | 0 | 0 | 0 | 0 | 0 | 0 | 0 | 0 | 0 | 0 | 0 | 0 | 0 | 0 | 0 | 0 | 0 | 0 | 12
NO |  | 144 | 2012 | 7 | 16 | 16 |  | 13882 JEFFERSONVILLE | LGE CONN | 138 | 138 | WP | 0.02 | 0 | 1 | 477ACSR26X7 | 0 | 0 | 0 | 0 | 0 | 0 | 0 | 0 | 0 | 0 | 0 | 0 | 0 | 0 | 0 | 0 | 0 | 0 | 0 | 0 | 0 | 0 | 0 | 12
NO |  | 144 | 2012 | 7 | 17 | 17 |  | 13884 HUNTINGTON | HUNTINGTON RIVERFORK | 138 | 138 | SP | 0 | 0.82 | 1 | 477ACSR26X7 | 0 | 0 | 0 | 0 | 0 | 0 | 0 | 0 | 0 | 0 | 0 | 0 | 0 | 0 | 0 | 0 | 0 | 0 | 0 | 0 | 0 | 0 | 0 | 12
NO |  | 144 | 2012 | 7 | 18 | 18 |  |  |  | 138 | 138 | WH | 5.45 | 0 | 0 | 397ACSR30X7 | 0 | 0 | 0 | 0 | 0 | 0 | 0 | 0 | 0 | 0 | 0 | 0 | 0 | 0 | 0 | 0 | 0 | 0 | 0 | 0 | 0 | 0 | 0 | 12
NO |  | 144 | 2012 | 7 | 19 | 19 |  | 13885 HE GEORGETOWN | GALLAGHER | 138 | 230 | SH | 0.4 | 1.53 | 1 | 477ACSR26X7 | 0 | 0 | 0 | 0 | 0 | 0 | 0 | 0 | 0 | 0 | 0 | 0 | 0 | 0 | 0 | 0 | 0 | 0 | 0 | 0 | 0 | 0 | 0 | 12
NO |  | 144 | 2012 | 7 | 20 | 20 |  |  |  | 138 | 138 | SP | 0.01 | 0 | 0 | 954ACSR45X7 | 0 | 0 | 0 | 0 | 0 | 0 | 0 | 0 | 0 | 0 | 0 | 0 | 0 | 0 | 0 | 0 | 0 | 0 | 0 | 0 | 0 | 0 | 0 | 12
NO |  | 144 | 2012 | 7 | 21 | 21 |  |  |  | 138 | 138 | ST | 3.82 | 0 | 0 | 477ACSR26X7 | 0 | 0 | 0 | 0 | 0 | 0 | 0 | 0 | 0 | 0 | 0 | 0 | 0 | 0 | 0 | 0 | 0 | 0 | 0 | 0 | 0 | 0 | 0 | 12
NO |  | 144 | 2012 | 7 | 22 | 22 |  |  |  | 138 | 138 | ST | 0.11 | 0 | 0 | 954ACSR45X7 | 0 | 0 | 0 | 0 | 0 | 0 | 0 | 0 | 0 | 0 | 0 | 0 | 0 | 0 | 0 | 0 | 0 | 0 | 0 | 0 | 0 | 0 | 0 | 12
NO |  | 144 | 2012 | 7 | 23 | 23 |  |  |  | 138 | 138 | WH | 2.8 | 0 | 0 | 954ACSR45X7 | 0 | 0 | 0 | 0 | 0 | 0 | 0 | 0 | 0 | 0 | 0 | 0 | 0 | 0 | 0 | 0 | 0 | 0 | 0 | 0 | 0 | 0 | 0 | 12
NO |  | 144 | 2012 | 7 | 24 | 24 |  | 13886 ANDERSON CT (IMPA) | NOBLESVILLE | 138 | 138 | CP | 1.38 | 0 | 1 | 477ACSR26X7 | 0 | 0 | 0 | 0 | 0 | 0 | 0 | 0 | 0 | 0 | 0 | 0 | 0 | 0 | 0 | 0 | 0 | 0 | 0 | 0 | 0 | 0 | 0 | 12
NO |  | 144 | 2012 | 7 | 25 | 25 |  |  |  | 138 | 138 | ST | 1.41 | 0 | 0 | 477ACSR26X7 | 0 | 0 | 0 | 0 | 0 | 0 | 0 | 0 | 0 | 0 | 0 | 0 | 0 | 0 | 0 | 0 | 0 | 0 | 0 | 0 | 0 | 0 | 0 | 12
NO |  | 144 | 2012 | 7 | 26 | 26 |  |  |  | 138 | 138 | WH | 12.02 | 0 | 0 | 477ACSR26X7 | 0 | 0 | 0 | 0 | 0 | 0 | 0 | 0 | 0 | 0 | 0 | 0 | 0 | 0 | 0 | 0 | 0 | 0 | 0 | 0 | 0 | 0 | 0 | 12
NO |  | 144 | 2012 | 7 | 27 | 27 |  | 13887 KOKOMO HP SUB 234 | DELCO | 138 | 138 | SP | 0 | 0.33 | 1 | 397ACSR30X7 | 0 | 0 | 0 | 0 | 0 | 0 | 0 | 0 | 0 | 0 | 0 | 0 | 0 | 0 | 0 | 0 | 0 | 0 | 0 | 0 | 0 | 0 | 0 | 12
NO |  | 144 | 2012 | 7 | 28 | 28 |  |  |  | 138 | 138 | ST | 0 | 3.51 | 0 | 397ACSR30X7 | 0 | 0 | 0 | 0 | 0 | 0 | 0 | 0 | 0 | 0 | 0 | 0 | 0 | 0 | 0 | 0 | 0 | 0 | 0 | 0 | 0 | 0 | 0 | 12
NO |  | 144 | 2012 | 7 | 29 | 29 |  | 13888 TERRE HAUTE PFIZER | DRESSER | 138 | 138 | ST | 1.49 | 0 | 1 | 954ACSR45X7 | 0 | 0 | 0 | 0 | 0 | 0 | 0 | 0 | 0 | 0 | 0 | 0 | 0 | 0 | 0 | 0 | 0 | 0 | 0 | 0 | 0 | 0 | 0 | 12
NO |  | 144 | 2012 | 7 | 30 | 30 |  |  |  | 138 | 138 | WH | 2.86 | 0 | 0 | 954ACSR45X7 | 0 | 0 | 0 | 0 | 0 | 0 | 0 | 0 | 0 | 0 | 0 | 0 | 0 | 0 | 0 | 0 | 0 | 0 | 0 | 0 | 0 | 0 | 0 | 12
NO |  | 144 | 2012 | 7 | 31 | 31 |  |  |  | 138 | 138 | WP | 2.17 | 0 | 0 | 336ACSR26X7 | 0 | 0 | 0 | 0 | 0 | 0 | 0 | 0 | 0 | 0 | 0 | 0 | 0 | 0 | 0 | 0 | 0 | 0 | 0 | 0 | 0 | 0 | 0 | 12
NO |  | 144 | 2012 | 7 | 32 | 32 |  | 13889 HENRY COUNTY | CADIZ 138 | 138 | 138 | ST | 2.05 | 0 | 1 | 477ACSR26X7 | 0 | 0 | 0 | 0 | 0 | 0 | 0 | 0 | 0 | 0 | 0 | 0 | 0 | 0 | 0 | 0 | 0 | 0 | 0 | 0 | 0 | 0 | 0 | 12
NO |  | 144 | 2012 | 7 | 33 | 33 |  | 13890 CLARKSVILLE | JEFFERSONVILLE 138 | 138 | 138 | ST | 0 | 0.72 | 1 | 954ACSR45X7 | 0 | 0 | 0 | 0 | 0 | 0 | 0 | 0 | 0 | 0 | 0 | 0 | 0 | 0 | 0 | 0 | 0 | 0 | 0 | 0 | 0 | 0 | 0 | 12
NO |  | 144 | 2012 | 7 | 34 | 34 |  |  |  | 138 | 138 | WP | 2.26 | 0 | 0 | 477ACSR26X7 | 0 | 0 | 0 | 0 | 0 | 0 | 0 | 0 | 0 | 0 | 0 | 0 | 0 | 0 | 0 | 0 | 0 | 0 | 0 | 0 | 0 | 0 | 0 | 12
NO |  | 144 | 2012 | 7 | 35 | 35 |  |  |  | 138 | 138 | WP | 6.1 | 0 | 0 | 954ACSR45X7 | 0 | 0 | 0 | 0 | 0 | 0 | 0 | 0 | 0 | 0 | 0 | 0 | 0 | 0 | 0 | 0 | 0 | 0 | 0 | 0 | 0 | 0 | 0 | 12
NO |  | 144 | 2012 | 8 | 1 | 1 |  | 13891 LAFAYETTE 230 | SPRINGBORO | 138 | 138 | WH | 10.09 | 0 | 1 | 900ACSR45X7 | 0 | 0 | 0 | 0 | 0 | 0 | 0 | 0 | 0 | 0 | 0 | 0 | 0 | 0 | 0 | 0 | 0 | 0 | 0 | 0 | 0 | 0 | 0 | 12
NO |  | 144 | 2012 | 8 | 2 | 2 |  |  |  | 138 | 138 | WH | 3.41 | 0 | 0 | 954ACSR45X7 | 0 | 0 | 0 | 0 | 0 | 0 | 0 | 0 | 0 | 0 | 0 | 0 | 0 | 0 | 0 | 0 | 0 | 0 | 0 | 0 | 0 | 0 | 0 | 12
NO |  | 144 | 2012 | 8 | 3 | 3 |  |  |  | 138 | 138 | WP | 0.2 | 0 | 0 | 954ACSR45X7 | 0 | 0 | 0 | 0 | 0 | 0 | 0 | 0 | 0 | 0 | 0 | 0 | 0 | 0 | 0 | 0 | 0 | 0 | 0 | 0 | 0 | 0 | 0 | 12
NO |  | 144 | 2012 | 8 | 4 | 4 |  | 13892 MADISON | SCOTTSBURG | 138 | 345 | ST | 0 | 1.87 | 1 | 954ACSR45X7 | 0 | 0 | 0 | 0 | 0 | 0 | 0 | 0 | 0 | 0 | 0 | 0 | 0 | 0 | 0 | 0 | 0 | 0 | 0 | 0 | 0 | 0 | 0 | 12
NO |  | 144 | 2012 | 8 | 5 | 5 |  |  |  | 138 | 138 | WH | 2.85 | 0 | 0 | 954ACSR45X7 | 0 | 0 | 0 | 0 | 0 | 0 | 0 | 0 | 0 | 0 | 0 | 0 | 0 | 0 | 0 | 0 | 0 | 0 | 0 | 0 | 0 | 0 | 0 | 12
NO |  | 144 | 2012 | 8 | 6 | 6 |  | 13893 CLOVERDALE | CLOVERDALE ETHENOL | 138 | 138 | WP | 0.48 | 0 | 1 | 477ACSR26X7 | 0 | 0 | 0 | 0 | 0 | 0 | 0 | 0 | 0 | 0 | 0 | 0 | 0 | 0 | 0 | 0 | 0 | 0 | 0 | 0 | 0 | 0 | 0 | 12
NO |  | 144 | 2012 | 8 | 7 | 7 |  | 13894 GREENFIELD HSTNGS PK | GREENSBORO | 138 | 138 | SP | 0.15 | 0 | 1 | 477ACSR26X7 | 0 | 0 | 0 | 0 | 0 | 0 | 0 | 0 | 0 | 0 | 0 | 0 | 0 | 0 | 0 | 0 | 0 | 0 | 0 | 0 | 0 | 0 | 0 | 12
NO |  | 144 | 2012 | 8 | 8 | 8 |  |  |  | 138 | 138 | ST | 17.91 | 0 | 0 | 300CUB19 | 0 | 0 | 0 | 0 | 0 | 0 | 0 | 0 | 0 | 0 | 0 | 0 | 0 | 0 | 0 | 0 | 0 | 0 | 0 | 0 | 0 | 0 | 0 | 12
NO |  | 144 | 2012 | 8 | 9 | 9 |  |  |  | 138 | 138 | ST | 0.25 | 0 | 0 | 477ACSR26X7 | 0 | 0 | 0 | 0 | 0 | 0 | 0 | 0 | 0 | 0 | 0 | 0 | 0 | 0 | 0 | 0 | 0 | 0 | 0 | 0 | 0 | 0 | 0 | 12
NO |  | 144 | 2012 | 8 | 10 | 10 |  |  |  | 138 | 138 | WP | 0.17 | 0 | 0 | 954ACSR45X7 | 0 | 0 | 0 | 0 | 0 | 0 | 0 | 0 | 0 | 0 | 0 | 0 | 0 | 0 | 0 | 0 | 0 | 0 | 0 | 0 | 0 | 0 | 0 | 12
NO |  | 144 | 2012 | 8 | 11 | 11 |  | 13895 HE OWENSVILLE | PRINCETON -OAKLAND CITY | 138 | 345 | AH | 0 | 1.71 | 1 | 954ACSR45X7 | 0 | 0 | 0 | 0 | 0 | 0 | 0 | 0 | 0 | 0 | 0 | 0 | 0 | 0 | 0 | 0 | 0 | 0 | 0 | 0 | 0 | 0 | 0 | 12
NO |  | 144 | 2012 | 8 | 12 | 12 |  |  |  | 138 | 345 | SH | 0 | 8.71 | 0 | 954ACSR45X7 | 0 | 0 | 0 | 0 | 0 | 0 | 0 | 0 | 0 | 0 | 0 | 0 | 0 | 0 | 0 | 0 | 0 | 0 | 0 | 0 | 0 | 0 | 0 | 12
NO |  | 144 | 2012 | 8 | 13 | 13 |  |  |  | 138 | 138 | WH | 6.73 | 0 | 0 | 954ACSR45X7 | 0 | 0 | 0 | 0 | 0 | 0 | 0 | 0 | 0 | 0 | 0 | 0 | 0 | 0 | 0 | 0 | 0 | 0 | 0 | 0 | 0 | 0 | 0 | 12
NO |  | 144 | 2012 | 8 | 14 | 14 |  |  |  | 138 | 138 | WP | 4.86 | 0 | 0 | 954ACSR45X7 | 0 | 0 | 0 | 0 | 0 | 0 | 0 | 0 | 0 | 0 | 0 | 0 | 0 | 0 | 0 | 0 | 0 | 0 | 0 | 0 | 0 | 0 | 0 | 12
NO |  | 144 | 2012 | 8 | 15 | 15 |  | 13896 HE DECATUR | GREENSBURG | 138 | 138 | A | 0.04 | 0 | 1 | 954ACSR45X7 | 0 | 0 | 0 | 0 | 0 | 0 | 0 | 0 | 0 | 0 | 0 | 0 | 0 | 0 | 0 | 0 | 0 | 0 | 0 | 0 | 0 | 0 | 0 | 12
NO |  | 144 | 2012 | 8 | 16 | 16 |  |  |  | 138 | 138 | SP | 0.19 | 0 | 0 | 954ACSR45X7 | 0 | 0 | 0 | 0 | 0 | 0 | 0 | 0 | 0 | 0 | 0 | 0 | 0 | 0 | 0 | 0 | 0 | 0 | 0 | 0 | 0 | 0 | 0 | 12
NO |  | 144 | 2012 | 8 | 17 | 17 |  |  |  | 138 | 138 | ST | 3.62 | 0 | 0 | 397ACSR30X7 | 0 | 0 | 0 | 0 | 0 | 0 | 0 | 0 | 0 | 0 | 0 | 0 | 0 | 0 | 0 | 0 | 0 | 0 | 0 | 0 | 0 | 0 | 0 | 12
NO |  | 144 | 2012 | 8 | 18 | 18 |  |  |  | 138 | 138 | WP | 0.49 | 0 | 0 | 954ACSR45X7 | 0 | 0 | 0 | 0 | 0 | 0 | 0 | 0 | 0 | 0 | 0 | 0 | 0 | 0 | 0 | 0 | 0 | 0 | 0 | 0 | 0 | 0 | 0 | 12
NO |  | 144 | 2012 | 8 | 20 | 20 |  | 138kv owned-not maintained |  | 138 | 138 | WP | 0.07 | 0 | 1 | 4/0ACSR6X1 | 0 | 0 | 0 | 0 | 0 | 0 | 0 | 0 | 0 | 0 | 0 | 0 | 0 | 0 | 0 | 0 | 0 | 0 | 0 | 0 | 0 | 0 | 0 | 12
NO |  | 144 | 2012 | 8 | 21 | 21 |  |  |  | 0 | 0 |  | 0 | 0 | 0 |  | 7660706 | 108058746 | 115719452 | 502104 | 1402006 | 130677 | 2034787 | 0 | 0 | 0 | 0 | 0 | 0 | 0 | 0 | 0 | 0 | 0 | 0 | 0 | 0 | 0 | 0 | 12
NO |  | 144 | 2012 | 8 | 22 | 22 |  | 230KV |  | 0 | 0 |  | 0 | 0 | 0 |  | 0 | 0 | 0 | 0 | 0 | 0 | 0 | 0 | 0 | 0 | 0 | 0 | 0 | 0 | 0 | 0 | 0 | 0 | 0 | 0 | 0 | 0 | 0 | 12
NO |  | 144 | 2012 | 8 | 23 | 23 |  | 23001 WABASH RIVER | WHITESVILLE SOUTH | 230 | 230 | ST | 7.69 | 0 | 1 | 900ACSR54X7 | 0 | 0 | 0 | 0 | 0 | 0 | 0 | 0 | 0 | 0 | 0 | 0 | 0 | 0 | 0 | 0 | 0 | 0 | 0 | 0 | 0 | 0 | 0 | 12
NO |  | 144 | 2012 | 8 | 24 | 24 |  |  |  | 230 | 230 | WH | 38.55 | 0 | 0 | 900ACSR54X7 | 0 | 0 | 0 | 0 | 0 | 0 | 0 | 0 | 0 | 0 | 0 | 0 | 0 | 0 | 0 | 0 | 0 | 0 | 0 | 0 | 0 | 0 | 0 | 12
NO |  | 144 | 2012 | 8 | 25 | 25 |  | 23002 WABASH RIVER | STAUNTON | 230 | 230 | SH | 0.41 | 0 | 1 | 900ACSR54X7 | 0 | 0 | 0 | 0 | 0 | 0 | 0 | 0 | 0 | 0 | 0 | 0 | 0 | 0 | 0 | 0 | 0 | 0 | 0 | 0 | 0 | 0 | 0 | 12
NO |  | 144 | 2012 | 8 | 26 | 26 |  |  |  | 230 | 230 | ST | 1.29 | 0 | 0 | 900ACSR54X7 | 0 | 0 | 0 | 0 | 0 | 0 | 0 | 0 | 0 | 0 | 0 | 0 | 0 | 0 | 0 | 0 | 0 | 0 | 0 | 0 | 0 | 0 | 0 | 12
NO |  | 144 | 2012 | 8 | 27 | 27 |  |  |  | 230 | 230 | ST | 6 | 0 | 0 | 954ACSSTW20X7 | 0 | 0 | 0 | 0 | 0 | 0 | 0 | 0 | 0 | 0 | 0 | 0 | 0 | 0 | 0 | 0 | 0 | 0 | 0 | 0 | 0 | 0 | 0 | 12
NO |  | 144 | 2012 | 8 | 28 | 28 |  |  |  | 230 | 230 | WH | 10.48 | 0 | 0 | 900ACSR54X7 | 0 | 0 | 0 | 0 | 0 | 0 | 0 | 0 | 0 | 0 | 0 | 0 | 0 | 0 | 0 | 0 | 0 | 0 | 0 | 0 | 0 | 0 | 0 | 12
NO |  | 144 | 2012 | 8 | 29 | 29 |  | 23003 CLINTON 230 | CAYUGA GEN STATION | 230 | 230 | ST | 7.13 | 0 | 1 | 900ACSR54X7 | 0 | 0 | 0 | 0 | 0 | 0 | 0 | 0 | 0 | 0 | 0 | 0 | 0 | 0 | 0 | 0 | 0 | 0 | 0 | 0 | 0 | 0 | 0 | 12
NO |  | 144 | 2012 | 8 | 30 | 30 |  |  |  | 230 | 230 | WH | 19.16 | 0 | 0 | 900ACSR54X7 | 0 | 0 | 0 | 0 | 0 | 0 | 0 | 0 | 0 | 0 | 0 | 0 | 0 | 0 | 0 | 0 | 0 | 0 | 0 | 0 | 0 | 0 | 0 | 12
NO |  | 144 | 2012 | 8 | 31 | 31 |  | 23004 GALLAGHER | COLUMBUS | 230 | 230 | ST | 32.53 | 34 | 1 | 954ACSR45X7 | 0 | 0 | 0 | 0 | 0 | 0 | 0 | 0 | 0 | 0 | 0 | 0 | 0 | 0 | 0 | 0 | 0 | 0 | 0 | 0 | 0 | 0 | 0 | 12
NO |  | 144 | 2012 | 8 | 32 | 32 |  | 23005 GALLAGHER | PUMPKIN CENTER - COLUMBUS | 230 | 230 | ST | 33.69 | 32.6 | 1 | 954ACSR45X7 | 0 | 0 | 0 | 0 | 0 | 0 | 0 | 0 | 0 | 0 | 0 | 0 | 0 | 0 | 0 | 0 | 0 | 0 | 0 | 0 | 0 | 0 | 0 | 12
NO |  | 144 | 2012 | 8 | 33 | 33 |  |  |  | 230 | 230 | WH | 0.51 | 0.11 | 0 | 954ACSR45X7 | 0 | 0 | 0 | 0 | 0 | 0 | 0 | 0 | 0 | 0 | 0 | 0 | 0 | 0 | 0 | 0 | 0 | 0 | 0 | 0 | 0 | 0 | 0 | 12
NO |  | 144 | 2012 | 8 | 34 | 34 |  | 23006 COLUMBUS | FRANKLIN | 230 | 230 | SP | 1.07 | 0 | 1 | 954ACSR45X7 | 0 | 0 | 0 | 0 | 0 | 0 | 0 | 0 | 0 | 0 | 0 | 0 | 0 | 0 | 0 | 0 | 0 | 0 | 0 | 0 | 0 | 0 | 0 | 12
NO |  | 144 | 2012 | 8 | 35 | 35 |  |  |  | 230 | 230 | ST | 0.03 | 0 | 0 | 900ACSR54X7 | 0 | 0 | 0 | 0 | 0 | 0 | 0 | 0 | 0 | 0 | 0 | 0 | 0 | 0 | 0 | 0 | 0 | 0 | 0 | 0 | 0 | 0 | 0 | 12
NO |  | 144 | 2012 | 9 | 1 | 1 |  |  |  | 230 | 230 | ST | 22.87 | 4.48 | 0 | 954ACSR45X7 | 0 | 0 | 0 | 0 | 0 | 0 | 0 | 0 | 0 | 0 | 0 | 0 | 0 | 0 | 0 | 0 | 0 | 0 | 0 | 0 | 0 | 0 | 0 | 12
NO |  | 144 | 2012 | 9 | 2 | 2 |  | 23007 GEIST | NOBLESVILLE | 230 | 230 | ST | 0.49 | 0 | 1 | 900ACSR54X7 | 0 | 0 | 0 | 0 | 0 | 0 | 0 | 0 | 0 | 0 | 0 | 0 | 0 | 0 | 0 | 0 | 0 | 0 | 0 | 0 | 0 | 0 | 0 | 12
NO |  | 144 | 2012 | 9 | 3 | 3 |  | 23007 GEIST | NOBLESVILLE continued | 230 | 230 | WH | 10.58 | 0 | 0 | 900ACSR54X7 | 0 | 0 | 0 | 0 | 0 | 0 | 0 | 0 | 0 | 0 | 0 | 0 | 0 | 0 | 0 | 0 | 0 | 0 | 0 | 0 | 0 | 0 | 0 | 12
NO |  | 144 | 2012 | 9 | 4 | 4 |  | 23008 NOBLESVILLE | KOKOMO HIGHLAND PARK | 230 | 230 | SP | 11.74 | 0 | 1 | 900ACSR54X7 | 0 | 0 | 0 | 0 | 0 | 0 | 0 | 0 | 0 | 0 | 0 | 0 | 0 | 0 | 0 | 0 | 0 | 0 | 0 | 0 | 0 | 0 | 0 | 12
NO |  | 144 | 2012 | 9 | 5 | 5 |  |  |  | 230 | 230 | WH | 0.3 | 0 | 0 | 900ACSR54X7 | 0 | 0 | 0 | 0 | 0 | 0 | 0 | 0 | 0 | 0 | 0 | 0 | 0 | 0 | 0 | 0 | 0 | 0 | 0 | 0 | 0 | 0 | 0 | 12
NO |  | 144 | 2012 | 9 | 6 | 6 |  |  |  | 230 | 230 | ST | 6.09 | 0 | 0 | 900ACSR54X7 | 0 | 0 | 0 | 0 | 0 | 0 | 0 | 0 | 0 | 0 | 0 | 0 | 0 | 0 | 0 | 0 | 0 | 0 | 0 | 0 | 0 | 0 | 0 | 12
NO |  | 144 | 2012 | 9 | 7 | 7 |  | 23009 KOKOMO HP | NEW LONDON SW STA | 230 | 230 | SP | 0.1 | 0 | 1 | 900ACSR54X7 | 0 | 0 | 0 | 0 | 0 | 0 | 0 | 0 | 0 | 0 | 0 | 0 | 0 | 0 | 0 | 0 | 0 | 0 | 0 | 0 | 0 | 0 | 0 | 12
NO |  | 144 | 2012 | 9 | 8 | 8 |  |  |  | 230 | 230 | ST | 0.53 | 0.08 | 0 | 900ACSR54X7 | 0 | 0 | 0 | 0 | 0 | 0 | 0 | 0 | 0 | 0 | 0 | 0 | 0 | 0 | 0 | 0 | 0 | 0 | 0 | 0 | 0 | 0 | 0 | 12
NO |  | 144 | 2012 | 9 | 9 | 9 |  |  |  | 230 | 230 | WH | 6.71 | 0 | 0 | 900ACSR54X7 | 0 | 0 | 0 | 0 | 0 | 0 | 0 | 0 | 0 | 0 | 0 | 0 | 0 | 0 | 0 | 0 | 0 | 0 | 0 | 0 | 0 | 0 | 0 | 12
NO |  | 144 | 2012 | 9 | 10 | 10 |  | 23011 CAYUGA | VEEDERSBURG WEST | 230 | 230 | ST | 0 | 5.99 | 1 | 900ACSR54X7 | 0 | 0 | 0 | 0 | 0 | 0 | 0 | 0 | 0 | 0 | 0 | 0 | 0 | 0 | 0 | 0 | 0 | 0 | 0 | 0 | 0 | 0 | 0 | 12
NO |  | 144 | 2012 | 9 | 11 | 11 |  |  |  | 230 | 230 | WH | 12.14 | 0 | 0 | 900ACSR54X7 | 0 | 0 | 0 | 0 | 0 | 0 | 0 | 0 | 0 | 0 | 0 | 0 | 0 | 0 | 0 | 0 | 0 | 0 | 0 | 0 | 0 | 0 | 0 | 12
NO |  | 144 | 2012 | 9 | 12 | 12 |  | 23015 LAFAYETTE 230 | NEW LONDON | 230 | 230 | ST | 1.37 | 0 | 1 | 900ACSR54X7 | 0 | 0 | 0 | 0 | 0 | 0 | 0 | 0 | 0 | 0 | 0 | 0 | 0 | 0 | 0 | 0 | 0 | 0 | 0 | 0 | 0 | 0 | 0 | 12
NO |  | 144 | 2012 | 9 | 13 | 13 |  |  |  | 230 | 230 | WH | 29.1 | 0 | 0 | 900ACSR54X7 | 0 | 0 | 0 | 0 | 0 | 0 | 0 | 0 | 0 | 0 | 0 | 0 | 0 | 0 | 0 | 0 | 0 | 0 | 0 | 0 | 0 | 0 | 0 | 12
NO |  | 144 | 2012 | 9 | 14 | 14 |  | 23016 NEW LONDON | KOKOMO WEBSTER ST | 230 | 230 | SP | 3.56 | 0.19 | 1 | 565ACSS20X7B | 0 | 0 | 0 | 0 | 0 | 0 | 0 | 0 | 0 | 0 | 0 | 0 | 0 | 0 | 0 | 0 | 0 | 0 | 0 | 0 | 0 | 0 | 0 | 12
NO |  | 144 | 2012 | 9 | 15 | 15 |  |  |  | 230 | 230 | ST | 3.6 | 0.4 | 0 | 565ACSS20X7B | 0 | 0 | 0 | 0 | 0 | 0 | 0 | 0 | 0 | 0 | 0 | 0 | 0 | 0 | 0 | 0 | 0 | 0 | 0 | 0 | 0 | 0 | 0 | 12
NO |  | 144 | 2012 | 9 | 16 | 16 |  |  |  | 230 | 230 | WH | 4.4 | 0 | 0 | 565ACSS20X7B | 0 | 0 | 0 | 0 | 0 | 0 | 0 | 0 | 0 | 0 | 0 | 0 | 0 | 0 | 0 | 0 | 0 | 0 | 0 | 0 | 0 | 0 | 0 | 12
NO |  | 144 | 2012 | 9 | 17 | 17 |  |  |  | 230 | 230 | WP | 0 | 0.07 | 0 | 565ACSS20X7B | 0 | 0 | 0 | 0 | 0 | 0 | 0 | 0 | 0 | 0 | 0 | 0 | 0 | 0 | 0 | 0 | 0 | 0 | 0 | 0 | 0 | 0 | 0 | 12
NO |  | 144 | 2012 | 9 | 18 | 18 |  | 23017 STAUNTON | SPENCER-BLOOMINGTON | 230 | 230 | AH | 0.27 | 0 | 1 | 900ACSR54X7 | 0 | 0 | 0 | 0 | 0 | 0 | 0 | 0 | 0 | 0 | 0 | 0 | 0 | 0 | 0 | 0 | 0 | 0 | 0 | 0 | 0 | 0 | 0 | 12
NO |  | 144 | 2012 | 9 | 19 | 19 |  |  |  | 230 | 230 | ST | 0.64 | 1.03 | 0 | 900ACSR54X7 | 0 | 0 | 0 | 0 | 0 | 0 | 0 | 0 | 0 | 0 | 0 | 0 | 0 | 0 | 0 | 0 | 0 | 0 | 0 | 0 | 0 | 0 | 0 | 12
NO |  | 144 | 2012 | 9 | 20 | 20 |  |  |  | 230 | 230 | WH | 34.34 | 0 | 0 | 900ACSR54X7 | 0 | 0 | 0 | 0 | 0 | 0 | 0 | 0 | 0 | 0 | 0 | 0 | 0 | 0 | 0 | 0 | 0 | 0 | 0 | 0 | 0 | 0 | 0 | 12
NO |  | 144 | 2012 | 9 | 21 | 21 |  | 23018 BLOOMINGTON 230 | COLUMBUS DENOIS CREEK | 230 | 230 | ST | 0.93 | 0 | 1 | 900ACSR54X7 | 0 | 0 | 0 | 0 | 0 | 0 | 0 | 0 | 0 | 0 | 0 | 0 | 0 | 0 | 0 | 0 | 0 | 0 | 0 | 0 | 0 | 0 | 0 | 12
NO |  | 144 | 2012 | 9 | 22 | 22 |  |  |  | 230 | 230 | WH | 31.85 | 0 | 0 | 900ACSR54X7 | 0 | 0 | 0 | 0 | 0 | 0 | 0 | 0 | 0 | 0 | 0 | 0 | 0 | 0 | 0 | 0 | 0 | 0 | 0 | 0 | 0 | 0 | 0 | 12
NO |  | 144 | 2012 | 9 | 23 | 23 |  | 23019 COLUMBUS | GREENWOOD CLARK TWP | 230 | 230 | SP | 0 | 1.1 | 1 | 954ACSR45X7 | 0 | 0 | 0 | 0 | 0 | 0 | 0 | 0 | 0 | 0 | 0 | 0 | 0 | 0 | 0 | 0 | 0 | 0 | 0 | 0 | 0 | 0 | 0 | 12
NO |  | 144 | 2012 | 9 | 24 | 24 |  |  |  | 230 | 230 | ST | 0 | 5.2 | 0 | 954ACSR/OVAL | 0 | 0 | 0 | 0 | 0 | 0 | 0 | 0 | 0 | 0 | 0 | 0 | 0 | 0 | 0 | 0 | 0 | 0 | 0 | 0 | 0 | 0 | 0 | 12
NO |  | 144 | 2012 | 9 | 25 | 25 |  |  |  | 230 | 230 | ST | 4.82 | 17.37 | 0 | 954ACSR45X7 | 0 | 0 | 0 | 0 | 0 | 0 | 0 | 0 | 0 | 0 | 0 | 0 | 0 | 0 | 0 | 0 | 0 | 0 | 0 | 0 | 0 | 0 | 0 | 12
NO |  | 144 | 2012 | 9 | 26 | 26 |  |  |  | 230 | 230 | WH | 0.04 | 0 | 0 | 954ACSR45X7 | 0 | 0 | 0 | 0 | 0 | 0 | 0 | 0 | 0 | 0 | 0 | 0 | 0 | 0 | 0 | 0 | 0 | 0 | 0 | 0 | 0 | 0 | 0 | 12
NO |  | 144 | 2012 | 9 | 27 | 27 |  | 23020 KOKOMO WEBSTER ST | WALTON | 230 | 230 | SP | 0.04 | 0 | 1 | 336ACSR26X7 | 0 | 0 | 0 | 0 | 0 | 0 | 0 | 0 | 0 | 0 | 0 | 0 | 0 | 0 | 0 | 0 | 0 | 0 | 0 | 0 | 0 | 0 | 0 | 12
NO |  | 144 | 2012 | 9 | 28 | 28 |  |  |  | 230 | 230 | SP | 3.01 | 0.51 | 0 | 900ACSR54X7 | 0 | 0 | 0 | 0 | 0 | 0 | 0 | 0 | 0 | 0 | 0 | 0 | 0 | 0 | 0 | 0 | 0 | 0 | 0 | 0 | 0 | 0 | 0 | 12
NO |  | 144 | 2012 | 9 | 29 | 29 |  |  |  | 230 | 230 | ST | 2.96 | 0.49 | 0 | 900ACSR54X7 | 0 | 0 | 0 | 0 | 0 | 0 | 0 | 0 | 0 | 0 | 0 | 0 | 0 | 0 | 0 | 0 | 0 | 0 | 0 | 0 | 0 | 0 | 0 | 12
NO |  | 144 | 2012 | 9 | 30 | 30 |  |  |  | 230 | 230 | WH | 11.31 | 0 | 0 | 900ACSR45X7 | 0 | 0 | 0 | 0 | 0 | 0 | 0 | 0 | 0 | 0 | 0 | 0 | 0 | 0 | 0 | 0 | 0 | 0 | 0 | 0 | 0 | 0 | 0 | 12
NO |  | 144 | 2012 | 9 | 31 | 31 |  |  |  | 230 | 230 | WH | 0.16 | 0.26 | 0 | 900ACSR54X7 | 0 | 0 | 0 | 0 | 0 | 0 | 0 | 0 | 0 | 0 | 0 | 0 | 0 | 0 | 0 | 0 | 0 | 0 | 0 | 0 | 0 | 0 | 0 | 12
NO |  | 144 | 2012 | 9 | 32 | 32 |  | 23021 GREENTOWN | PERU SE - WALTON | 230 | 230 | ST | 3.9 | 0 | 1 | 954ACSR45X7 | 0 | 0 | 0 | 0 | 0 | 0 | 0 | 0 | 0 | 0 | 0 | 0 | 0 | 0 | 0 | 0 | 0 | 0 | 0 | 0 | 0 | 0 | 0 | 12
NO |  | 144 | 2012 | 9 | 33 | 33 |  | 23025 WABASH RIVER | CLINTON 230 | 230 | 230 | ST | 4.05 | 0 | 1 | 900ACSR54X7 | 0 | 0 | 0 | 0 | 0 | 0 | 0 | 0 | 0 | 0 | 0 | 0 | 0 | 0 | 0 | 0 | 0 | 0 | 0 | 0 | 0 | 0 | 0 | 12
NO |  | 144 | 2012 | 9 | 34 | 34 |  |  |  | 230 | 230 | WH | 9.72 | 0 | 0 | 900ACSR54X7 | 0 | 0 | 0 | 0 | 0 | 0 | 0 | 0 | 0 | 0 | 0 | 0 | 0 | 0 | 0 | 0 | 0 | 0 | 0 | 0 | 0 | 0 | 0 | 12
NO |  | 144 | 2012 | 9 | 35 | 35 |  | 23026 GREENWOOD CLARK TWP | FIVE POINTS | 230 | 230 | ST | 0 | 6.85 | 1 | 954ACSR/OVAL | 0 | 0 | 0 | 0 | 0 | 0 | 0 | 0 | 0 | 0 | 0 | 0 | 0 | 0 | 0 | 0 | 0 | 0 | 0 | 0 | 0 | 0 | 0 | 12
NO |  | 144 | 2012 | 10 | 1 | 1 |  | 23027 LAFAYETTE 230 | VEEDERSBURG | 230 | 230 | SP | 0.15 | 0 | 1 | 900ACSR54X7 | 0 | 0 | 0 | 0 | 0 | 0 | 0 | 0 | 0 | 0 | 0 | 0 | 0 | 0 | 0 | 0 | 0 | 0 | 0 | 0 | 0 | 0 | 0 | 12
NO |  | 144 | 2012 | 10 | 2 | 2 |  |  |  | 230 | 230 | ST | 5.1 | 0 | 0 | 900ACSR54X7 | 0 | 0 | 0 | 0 | 0 | 0 | 0 | 0 | 0 | 0 | 0 | 0 | 0 | 0 | 0 | 0 | 0 | 0 | 0 | 0 | 0 | 0 | 0 | 12
NO |  | 144 | 2012 | 10 | 3 | 3 |  | 23027 LAFAYETTE 230 | VEEDERSBURG continued | 230 | 230 | WH | 35.1 | 0 | 0 | 900ACSR54X7 | 0 | 0 | 0 | 0 | 0 | 0 | 0 | 0 | 0 | 0 | 0 | 0 | 0 | 0 | 0 | 0 | 0 | 0 | 0 | 0 | 0 | 0 | 0 | 12
NO |  | 144 | 2012 | 10 | 4 | 4 |  | 23028 KOKOMO HIGHLAND PARK | WHITESVILLE SOUTH | 230 | 230 | WH | 49.04 | 0 | 1 | 900ACSR54X7 | 0 | 0 | 0 | 0 | 0 | 0 | 0 | 0 | 0 | 0 | 0 | 0 | 0 | 0 | 0 | 0 | 0 | 0 | 0 | 0 | 0 | 0 | 0 | 12
NO |  | 144 | 2012 | 10 | 5 | 5 |  | 23029 FRANKLIN | FIVE POINTS | 230 | 230 | ST | 0 | 0.08 | 1 | 900ACSR54X7 | 0 | 0 | 0 | 0 | 0 | 0 | 0 | 0 | 0 | 0 | 0 | 0 | 0 | 0 | 0 | 0 | 0 | 0 | 0 | 0 | 0 | 0 | 0 | 12
NO |  | 144 | 2012 | 10 | 6 | 6 |  |  |  | 230 | 230 | ST | 12.18 | 0 | 0 | 954ACSR/OVAL | 0 | 0 | 0 | 0 | 0 | 0 | 0 | 0 | 0 | 0 | 0 | 0 | 0 | 0 | 0 | 0 | 0 | 0 | 0 | 0 | 0 | 0 | 0 | 12
NO |  | 144 | 2012 | 10 | 7 | 7 |  |  |  | 230 | 230 | ST | 0 | 6.32 | 0 | 954ACSR45X7 | 0 | 0 | 0 | 0 | 0 | 0 | 0 | 0 | 0 | 0 | 0 | 0 | 0 | 0 | 0 | 0 | 0 | 0 | 0 | 0 | 0 | 0 | 0 | 12
NO |  | 144 | 2012 | 10 | 8 | 8 |  | 23030 FIVE POINTS | GEIST | 230 | 230 | SP | 0.09 | 0 | 1 | 900ACSR54X7 | 0 | 0 | 0 | 0 | 0 | 0 | 0 | 0 | 0 | 0 | 0 | 0 | 0 | 0 | 0 | 0 | 0 | 0 | 0 | 0 | 0 | 0 | 0 | 12
NO |  | 144 | 2012 | 10 | 9 | 9 |  |  |  | 230 | 230 | ST | 13.87 | 0 | 0 | 900ACSR54X7 | 0 | 0 | 0 | 0 | 0 | 0 | 0 | 0 | 0 | 0 | 0 | 0 | 0 | 0 | 0 | 0 | 0 | 0 | 0 | 0 | 0 | 0 | 0 | 12
NO |  | 144 | 2012 | 10 | 15 | 15 |  |  |  | 0 | 0 |  | 0 | 0 | 0 |  | 4310414 | 53375933 | 57686347 | 231105 | 645305 | 60147 | 936557 | 0 | 0 | 0 | 0 | 0 | 0 | 0 | 0 | 0 | 0 | 0 | 0 | 0 | 0 | 0 | 0 | 12
NO |  | 144 | 2012 | 10 | 16 | 16 |  | 345KV |  | 0 | 0 |  | 0 | 0 | 0 |  | 0 | 0 | 0 | 0 | 0 | 0 | 0 | 0 | 0 | 0 | 0 | 0 | 0 | 0 | 0 | 0 | 0 | 0 | 0 | 0 | 0 | 0 | 0 | 12
NO |  | 144 | 2012 | 10 | 17 | 17 |  | 34502 CAYUGA 345 | AEP EUGENE | 345 | 345 | SH | 3.22 | 0 | 1 | 954ACSR45X7B | 0 | 0 | 0 | 0 | 0 | 0 | 0 | 0 | 0 | 0 | 0 | 0 | 0 | 0 | 0 | 0 | 0 | 0 | 0 | 0 | 0 | 0 | 0 | 12
NO |  | 144 | 2012 | 10 | 18 | 18 |  | 34505 WESTWOOD | DEQUINE | 345 | 345 | ST | 2.62 | 0 | 1 | 954ACSR45X7B | 0 | 0 | 0 | 0 | 0 | 0 | 0 | 0 | 0 | 0 | 0 | 0 | 0 | 0 | 0 | 0 | 0 | 0 | 0 | 0 | 0 | 0 | 0 | 12
NO |  | 144 | 2012 | 10 | 19 | 19 |  | 34506 GIBSON | BEDFORD 345 | 345 | 345 | SH | 71.8 | 0 | 1 | 954ACSR45X7B | 0 | 0 | 0 | 0 | 0 | 0 | 0 | 0 | 0 | 0 | 0 | 0 | 0 | 0 | 0 | 0 | 0 | 0 | 0 | 0 | 0 | 0 | 0 | 12
NO |  | 144 | 2012 | 10 | 20 | 20 |  |  |  | 345 | 345 | ST | 0.21 | 8.2 | 0 | 954ACSR45X7B | 0 | 0 | 0 | 0 | 0 | 0 | 0 | 0 | 0 | 0 | 0 | 0 | 0 | 0 | 0 | 0 | 0 | 0 | 0 | 0 | 0 | 0 | 0 | 12
NO |  | 144 | 2012 | 10 | 21 | 21 |  | 34507 GIBSON | PETERSBURG | 345 | 345 | SH | 28.71 | 0 | 1 | 954ACSR45X7B | 0 | 0 | 0 | 0 | 0 | 0 | 0 | 0 | 0 | 0 | 0 | 0 | 0 | 0 | 0 | 0 | 0 | 0 | 0 | 0 | 0 | 0 | 0 | 12
NO |  | 144 | 2012 | 10 | 22 | 22 |  |  |  | 345 | 345 | ST | 0.97 | 0 | 0 | 954ACSR45X7B | 0 | 0 | 0 | 0 | 0 | 0 | 0 | 0 | 0 | 0 | 0 | 0 | 0 | 0 | 0 | 0 | 0 | 0 | 0 | 0 | 0 | 0 | 0 | 12
NO |  | 144 | 2012 | 10 | 23 | 23 |  |  |  | 345 | 345 | WH | 0.7 | 0 | 0 | 954ACSR45X7B | 0 | 0 | 0 | 0 | 0 | 0 | 0 | 0 | 0 | 0 | 0 | 0 | 0 | 0 | 0 | 0 | 0 | 0 | 0 | 0 | 0 | 0 | 0 | 12
NO |  | 144 | 2012 | 10 | 24 | 24 |  | 34508 GIBSON | WHEATLAND | 345 | 345 | SH | 28.11 | 0 | 1 | 954ACSR45X7B | 0 | 0 | 0 | 0 | 0 | 0 | 0 | 0 | 0 | 0 | 0 | 0 | 0 | 0 | 0 | 0 | 0 | 0 | 0 | 0 | 0 | 0 | 0 | 12
NO |  | 144 | 2012 | 10 | 25 | 25 |  |  |  | 345 | 345 | ST | 8.23 | 0 | 0 | 954ACSR45X7B | 0 | 0 | 0 | 0 | 0 | 0 | 0 | 0 | 0 | 0 | 0 | 0 | 0 | 0 | 0 | 0 | 0 | 0 | 0 | 0 | 0 | 0 | 0 | 12
NO |  | 144 | 2012 | 10 | 26 | 26 |  | 34509 GIBSON | ALBION (CIPS) | 345 | 345 | ST | 0.74 | 0 | 1 | 954ACSR45X7B | 0 | 0 | 0 | 0 | 0 | 0 | 0 | 0 | 0 | 0 | 0 | 0 | 0 | 0 | 0 | 0 | 0 | 0 | 0 | 0 | 0 | 0 | 0 | 12
NO |  | 144 | 2012 | 10 | 27 | 27 |  | 34510 BATESVILLE | LGE GHENT | 345 | 345 | ST | 1.36 | 0 | 1 | 954ACSR45X7B | 0 | 0 | 0 | 0 | 0 | 0 | 0 | 0 | 0 | 0 | 0 | 0 | 0 | 0 | 0 | 0 | 0 | 0 | 0 | 0 | 0 | 0 | 0 | 12
NO |  | 144 | 2012 | 10 | 28 | 28 |  |  |  | 345 | 345 | ST | 3.84 | 0 | 0 | 954ACSR45X7B | 0 | 0 | 0 | 0 | 0 | 0 | 0 | 0 | 0 | 0 | 0 | 0 | 0 | 0 | 0 | 0 | 0 | 0 | 0 | 0 | 0 | 0 | 0 | 12
NO |  | 144 | 2012 | 10 | 29 | 29 |  |  |  | 345 | 345 | WH | 31.99 | 0 | 0 | 954ACSR45X7B | 0 | 0 | 0 | 0 | 0 | 0 | 0 | 0 | 0 | 0 | 0 | 0 | 0 | 0 | 0 | 0 | 0 | 0 | 0 | 0 | 0 | 0 | 0 | 12
NO |  | 144 | 2012 | 10 | 30 | 30 |  | 34511 GIBSON | MEROM (HE) | 345 | 345 | SH | 59.18 | 0 | 1 | 954ACSR45X7B | 0 | 0 | 0 | 0 | 0 | 0 | 0 | 0 | 0 | 0 | 0 | 0 | 0 | 0 | 0 | 0 | 0 | 0 | 0 | 0 | 0 | 0 | 0 | 12
NO |  | 144 | 2012 | 10 | 31 | 31 |  |  |  | 345 | 345 | ST | 0 | 0.95 | 0 | 954ACSR45X7B | 0 | 0 | 0 | 0 | 0 | 0 | 0 | 0 | 0 | 0 | 0 | 0 | 0 | 0 | 0 | 0 | 0 | 0 | 0 | 0 | 0 | 0 | 0 | 12
NO |  | 144 | 2012 | 10 | 32 | 32 |  | 34516 GIBSON | FRANCISCO | 345 | 345 | AH | 21.69 | 0 | 1 | 954ACSR45X7B | 0 | 0 | 0 | 0 | 0 | 0 | 0 | 0 | 0 | 0 | 0 | 0 | 0 | 0 | 0 | 0 | 0 | 0 | 0 | 0 | 0 | 0 | 0 | 12
NO |  | 144 | 2012 | 10 | 33 | 33 |  |  |  | 345 | 345 | ST | 0.15 | 0 | 0 | 954ACSR45X7B | 0 | 0 | 0 | 0 | 0 | 0 | 0 | 0 | 0 | 0 | 0 | 0 | 0 | 0 | 0 | 0 | 0 | 0 | 0 | 0 | 0 | 0 | 0 | 12
NO |  | 144 | 2012 | 10 | 34 | 34 |  |  |  | 345 | 345 | WH | 0.15 | 0 | 0 | 954ACSR45X7B | 0 | 0 | 0 | 0 | 0 | 0 | 0 | 0 | 0 | 0 | 0 | 0 | 0 | 0 | 0 | 0 | 0 | 0 | 0 | 0 | 0 | 0 | 0 | 12
NO |  | 144 | 2012 | 10 | 35 | 35 |  | 34517 BEDFORD | COLUMBUS | 345 | 345 | SH | 33.79 | 0 | 1 | 954ACSR45X7B | 0 | 0 | 0 | 0 | 0 | 0 | 0 | 0 | 0 | 0 | 0 | 0 | 0 | 0 | 0 | 0 | 0 | 0 | 0 | 0 | 0 | 0 | 0 | 12
NO |  | 144 | 2012 | 11 | 1 | 1 |  |  |  | 345 | 345 | ST | 0 | 13.96 | 0 | 954ACSR45X7 | 0 | 0 | 0 | 0 | 0 | 0 | 0 | 0 | 0 | 0 | 0 | 0 | 0 | 0 | 0 | 0 | 0 | 0 | 0 | 0 | 0 | 0 | 0 | 12
NO |  | 144 | 2012 | 11 | 2 | 2 |  |  |  | 345 | 345 | ST | 6.15 | 0.8 | 0 | 954ACSR45X7B | 0 | 0 | 0 | 0 | 0 | 0 | 0 | 0 | 0 | 0 | 0 | 0 | 0 | 0 | 0 | 0 | 0 | 0 | 0 | 0 | 0 | 0 | 0 | 12
NO |  | 144 | 2012 | 11 | 3 | 3 |  | 34517 BEDFORD | COLUMBUS continued | 345 | 345 | WH | 3.52 | 0 | 0 | 954ACSR45X7B | 0 | 0 | 0 | 0 | 0 | 0 | 0 | 0 | 0 | 0 | 0 | 0 | 0 | 0 | 0 | 0 | 0 | 0 | 0 | 0 | 0 | 0 | 0 | 12
NO |  | 144 | 2012 | 11 | 4 | 4 |  | 34518 WALTON | LEESBURG (NIPSCO) | 345 | 345 | AH | 7.06 | 0 | 1 | 954ACSR45X7B | 0 | 0 | 0 | 0 | 0 | 0 | 0 | 0 | 0 | 0 | 0 | 0 | 0 | 0 | 0 | 0 | 0 | 0 | 0 | 0 | 0 | 0 | 0 | 12
NO |  | 144 | 2012 | 11 | 5 | 5 |  |  |  | 345 | 345 | SH | 3.21 | 0 | 0 | 954ACSR45X7B | 0 | 0 | 0 | 0 | 0 | 0 | 0 | 0 | 0 | 0 | 0 | 0 | 0 | 0 | 0 | 0 | 0 | 0 | 0 | 0 | 0 | 0 | 0 | 12
NO |  | 144 | 2012 | 11 | 6 | 6 |  |  |  | 345 | 345 | ST | 6.36 | 0 | 0 | 954ACSR45X7B | 0 | 0 | 0 | 0 | 0 | 0 | 0 | 0 | 0 | 0 | 0 | 0 | 0 | 0 | 0 | 0 | 0 | 0 | 0 | 0 | 0 | 0 | 0 | 12
NO |  | 144 | 2012 | 11 | 7 | 7 |  |  |  | 345 | 345 | WH | 16.24 | 0 | 0 | 954ACSR45X7B | 0 | 0 | 0 | 0 | 0 | 0 | 0 | 0 | 0 | 0 | 0 | 0 | 0 | 0 | 0 | 0 | 0 | 0 | 0 | 0 | 0 | 0 | 0 | 12
NO |  | 144 | 2012 | 11 | 8 | 8 |  | 34520 MEROM | DRESSER | 345 | 345 | SH | 21 | 0 | 1 | 954ACSR45X7B | 0 | 0 | 0 | 0 | 0 | 0 | 0 | 0 | 0 | 0 | 0 | 0 | 0 | 0 | 0 | 0 | 0 | 0 | 0 | 0 | 0 | 0 | 0 | 12
NO |  | 144 | 2012 | 11 | 9 | 9 |  | 34521 BEDFORD LOST RIVER | PETERSBURG | 345 | 345 | SH | 50.13 | 0 | 1 | 954ACSR45X7B | 0 | 0 | 0 | 0 | 0 | 0 | 0 | 0 | 0 | 0 | 0 | 0 | 0 | 0 | 0 | 0 | 0 | 0 | 0 | 0 | 0 | 0 | 0 | 12
NO |  | 144 | 2012 | 11 | 10 | 10 |  |  |  | 345 | 345 | ST | 14.63 | 0 | 0 | 954ACSR45X7B | 0 | 0 | 0 | 0 | 0 | 0 | 0 | 0 | 0 | 0 | 0 | 0 | 0 | 0 | 0 | 0 | 0 | 0 | 0 | 0 | 0 | 0 | 0 | 12
NO |  | 144 | 2012 | 11 | 11 | 11 |  |  |  | 345 | 345 | WH | 1.91 | 0 | 0 | 954ACSR45X7B | 0 | 0 | 0 | 0 | 0 | 0 | 0 | 0 | 0 | 0 | 0 | 0 | 0 | 0 | 0 | 0 | 0 | 0 | 0 | 0 | 0 | 0 | 0 | 12
NO |  | 144 | 2012 | 11 | 12 | 12 |  | 34524 QUALITECH | WHITESTOWN | 345 | 345 | AH | 0.26 | 0 | 1 | 954ACSR45X7B | 0 | 0 | 0 | 0 | 0 | 0 | 0 | 0 | 0 | 0 | 0 | 0 | 0 | 0 | 0 | 0 | 0 | 0 | 0 | 0 | 0 | 0 | 0 | 12
NO |  | 144 | 2012 | 11 | 13 | 13 |  |  |  | 345 | 345 | SH | 11.27 | 0 | 0 | 954ACSR45X7B | 0 | 0 | 0 | 0 | 0 | 0 | 0 | 0 | 0 | 0 | 0 | 0 | 0 | 0 | 0 | 0 | 0 | 0 | 0 | 0 | 0 | 0 | 0 | 12
NO |  | 144 | 2012 | 11 | 14 | 14 |  |  |  | 345 | 345 | SP | 1.41 | 0 | 0 | 954ACSR45X7B | 0 | 0 | 0 | 0 | 0 | 0 | 0 | 0 | 0 | 0 | 0 | 0 | 0 | 0 | 0 | 0 | 0 | 0 | 0 | 0 | 0 | 0 | 0 | 12
NO |  | 144 | 2012 | 11 | 15 | 15 |  |  |  | 345 | 345 | WH | 0.18 | 0 | 0 | 954ACSR45X7B | 0 | 0 | 0 | 0 | 0 | 0 | 0 | 0 | 0 | 0 | 0 | 0 | 0 | 0 | 0 | 0 | 0 | 0 | 0 | 0 | 0 | 0 | 0 | 12
NO |  | 144 | 2012 | 11 | 16 | 16 |  | 34525 LG&E TRIMBLE JCT | GHENT GEN STA (KUCONN) | 345 | 345 | SH | 2.24 | 0 | 1 | 2167ACSR72X7 | 0 | 0 | 0 | 0 | 0 | 0 | 0 | 0 | 0 | 0 | 0 | 0 | 0 | 0 | 0 | 0 | 0 | 0 | 0 | 0 | 0 | 0 | 0 | 12
NO |  | 144 | 2012 | 11 | 17 | 17 |  |  |  | 345 | 345 | SH | 16.82 | 0 | 0 | 954ACSR45X7B | 0 | 0 | 0 | 0 | 0 | 0 | 0 | 0 | 0 | 0 | 0 | 0 | 0 | 0 | 0 | 0 | 0 | 0 | 0 | 0 | 0 | 0 | 0 | 12
NO |  | 144 | 2012 | 11 | 18 | 18 |  |  |  | 345 | 345 | SP | 0.04 | 0 | 0 | 2167ACSR72X7 | 0 | 0 | 0 | 0 | 0 | 0 | 0 | 0 | 0 | 0 | 0 | 0 | 0 | 0 | 0 | 0 | 0 | 0 | 0 | 0 | 0 | 0 | 0 | 12
NO |  | 144 | 2012 | 11 | 19 | 19 |  |  |  | 345 | 345 | ST | 14.23 | 0 | 0 | 2167ACSR72X7 | 0 | 0 | 0 | 0 | 0 | 0 | 0 | 0 | 0 | 0 | 0 | 0 | 0 | 0 | 0 | 0 | 0 | 0 | 0 | 0 | 0 | 0 | 0 | 12
NO |  | 144 | 2012 | 11 | 20 | 20 |  |  |  | 345 | 345 | ST | 4.2 | 2.18 | 0 | 954ACSR45X7B | 0 | 0 | 0 | 0 | 0 | 0 | 0 | 0 | 0 | 0 | 0 | 0 | 0 | 0 | 0 | 0 | 0 | 0 | 0 | 0 | 0 | 0 | 0 | 12
NO |  | 144 | 2012 | 11 | 21 | 21 |  | 34528 EDWARDSPORT IGCC STA | AMO | 345 | 345 | SH | 67.41 | 0 | 1 | 954ACSR45X7B | 0 | 0 | 0 | 0 | 0 | 0 | 0 | 0 | 0 | 0 | 0 | 0 | 0 | 0 | 0 | 0 | 0 | 0 | 0 | 0 | 0 | 0 | 0 | 12
NO |  | 144 | 2012 | 11 | 22 | 22 |  |  |  | 345 | 345 | WH | 0.71 | 0 | 0 | 954ACSR45X7B | 0 | 0 | 0 | 0 | 0 | 0 | 0 | 0 | 0 | 0 | 0 | 0 | 0 | 0 | 0 | 0 | 0 | 0 | 0 | 0 | 0 | 0 | 0 | 12
NO |  | 144 | 2012 | 11 | 23 | 23 |  | 34529 WESTWOOD | OLIVE | 345 | 345 | ST | 0 | 2.73 | 1 | 954ACSR45X7B | 0 | 0 | 0 | 0 | 0 | 0 | 0 | 0 | 0 | 0 | 0 | 0 | 0 | 0 | 0 | 0 | 0 | 0 | 0 | 0 | 0 | 0 | 0 | 12
NO |  | 144 | 2012 | 11 | 24 | 24 |  | 34550 SPEED | LG&E TRIMBLE | 345 | 345 | ST | 21.48 | 0 | 1 | 2167ACSR72X7 | 0 | 0 | 0 | 0 | 0 | 0 | 0 | 0 | 0 | 0 | 0 | 0 | 0 | 0 | 0 | 0 | 0 | 0 | 0 | 0 | 0 | 0 | 0 | 12
NO |  | 144 | 2012 | 11 | 25 | 25 |  | 34531 AMO | QUALITECH | 345 | 345 | SH | 13.55 | 0 | 1 | 954ACSR45X7B | 0 | 0 | 0 | 0 | 0 | 0 | 0 | 0 | 0 | 0 | 0 | 0 | 0 | 0 | 0 | 0 | 0 | 0 | 0 | 0 | 0 | 0 | 0 | 12
NO |  | 144 | 2012 | 11 | 26 | 26 |  |  |  | 345 | 345 | ST | 0.96 | 0 | 0 | 954ACSR45X7B | 0 | 0 | 0 | 0 | 0 | 0 | 0 | 0 | 0 | 0 | 0 | 0 | 0 | 0 | 0 | 0 | 0 | 0 | 0 | 0 | 0 | 0 | 0 | 12
NO |  | 144 | 2012 | 11 | 27 | 27 |  | 34535 CAYUGA 345 | CAYUGA 212 | 345 | 345 | SH | 1.12 | 0 | 1 | 954ACSR45X7B | 0 | 0 | 0 | 0 | 0 | 0 | 0 | 0 | 0 | 0 | 0 | 0 | 0 | 0 | 0 | 0 | 0 | 0 | 0 | 0 | 0 | 0 | 0 | 12
NO |  | 144 | 2012 | 11 | 28 | 28 |  | 34537 FRANCISCO | DUFF | 345 | 345 | AH | 21.47 | 0 | 1 | 954ACSR45X7B | 0 | 0 | 0 | 0 | 0 | 0 | 0 | 0 | 0 | 0 | 0 | 0 | 0 | 0 | 0 | 0 | 0 | 0 | 0 | 0 | 0 | 0 | 0 | 12
NO |  | 144 | 2012 | 11 | 29 | 29 |  |  |  | 345 | 345 | SH | 0.26 | 0 | 0 | 954ACSR45X7B | 0 | 0 | 0 | 0 | 0 | 0 | 0 | 0 | 0 | 0 | 0 | 0 | 0 | 0 | 0 | 0 | 0 | 0 | 0 | 0 | 0 | 0 | 0 | 12
NO |  | 144 | 2012 | 11 | 30 | 30 |  |  |  | 345 | 345 | ST | 0.43 | 0 | 0 | 954ACSR45X7B | 0 | 0 | 0 | 0 | 0 | 0 | 0 | 0 | 0 | 0 | 0 | 0 | 0 | 0 | 0 | 0 | 0 | 0 | 0 | 0 | 0 | 0 | 0 | 12
NO |  | 144 | 2012 | 11 | 31 | 31 |  |  |  | 345 | 345 | WH | 0.21 | 0 | 0 | 954ACSR45X7B | 0 | 0 | 0 | 0 | 0 | 0 | 0 | 0 | 0 | 0 | 0 | 0 | 0 | 0 | 0 | 0 | 0 | 0 | 0 | 0 | 0 | 0 | 0 | 12
NO |  | 144 | 2012 | 0 | 36 | 36 |  | TOTAL |  | 0 | 0 |  | 4806.72 | 472.96 | 134 |  | 34319651 | 511434156 | 545753807 | 1890430 | 5278573 | 492000 | 7661003 | 0 | 0 | 0 | 0 | 0 | 0 | 0 | 0 | 0 | 0 | 0 | 0 | 0 | 0 | 0 | 0 | 12
NO |  | 144 | 2012 | 11 | 32 | 32 |  | 34539 HE RAMSEY | SPEED | 345 | 345 | AH | 13.13 | 0 | 1 | 954ACSR45X7B | 0 | 0 | 0 | 0 | 0 | 0 | 0 | 0 | 0 | 0 | 0 | 0 | 0 | 0 | 0 | 0 | 0 | 0 | 0 | 0 | 0 | 0 | 0 | 12
NO |  | 144 | 2012 | 10 | 11 | 11 |  | 23031 DENOIS CREEK | COLUMBUS | 230 | 230 | WH | 4.96 | 0 | 1 | 900ACSR54X7 | 0 | 0 | 0 | 0 | 0 | 0 | 0 | 0 | 0 | 0 | 0 | 0 | 0 | 0 | 0 | 0 | 0 | 0 | 0 | 0 | 0 | 0 | 0 | 12
NO |  | 144 | 2012 | 10 | 10 | 10 |  |  |  | 230 | 230 | WH | 13.4 | 0 | 0 | 900ACSR54X7 | 0 | 0 | 0 | 0 | 0 | 0 | 0 | 0 | 0 | 0 | 0 | 0 | 0 | 0 | 0 | 0 | 0 | 0 | 0 | 0 | 0 | 0 | 0 | 12
NO |  | 144 | 2012 | 11 | 33 | 33 |  |  |  | 345 | 345 | SH | 3.53 | 0 | 0 | 954ACSR45X7B | 0 | 0 | 0 | 0 | 0 | 0 | 0 | 0 | 0 | 0 | 0 | 0 | 0 | 0 | 0 | 0 | 0 | 0 | 0 | 0 | 0 | 0 | 0 | 12
NO |  | 144 | 2012 | 11 | 34 | 34 |  |  |  | 345 | 345 | ST | 11.37 | 0 | 0 | 954ACSR45X7B | 0 | 0 | 0 | 0 | 0 | 0 | 0 | 0 | 0 | 0 | 0 | 0 | 0 | 0 | 0 | 0 | 0 | 0 | 0 | 0 | 0 | 0 | 0 | 12
NO |  | 144 | 2012 | 10 | 12 | 12 |  | 23032 TIPTON | KOKOMO HIGHLAND PARK | 230 | 230 | SP | 11.56 | 0 | 1 | 900ACSR54X7 | 0 | 0 | 0 | 0 | 0 | 0 | 0 | 0 | 0 | 0 | 0 | 0 | 0 | 0 | 0 | 0 | 0 | 0 | 0 | 0 | 0 | 0 | 0 | 12
NO |  | 144 | 2012 | 11 | 35 | 35 |  | 34540 WHEATLAND SW STA | EDWARDSPORT IGCC STA | 345 | 345 | SH | 11.12 | 0 | 1 | 954ACSR45X7B | 0 | 0 | 0 | 0 | 0 | 0 | 0 | 0 | 0 | 0 | 0 | 0 | 0 | 0 | 0 | 0 | 0 | 0 | 0 | 0 | 0 | 0 | 0 | 12
NO |  | 144 | 2012 | 8 | 19 | 19 |  | 138kv de-energized condctr |  | 138 | 138 | WP | 5.85 | 3.76 | 1 | 477ACSR45X7 | 0 | 0 | 0 | 0 | 0 | 0 | 0 | 0 | 0 | 0 | 0 | 0 | 0 | 0 | 0 | 0 | 0 | 0 | 0 | 0 | 0 | 0 | 0 | 12
NO |  | 144 | 2012 | 10 | 13 | 13 |  |  |  | 230 | 230 | ST | 2.01 | 0 | 0 | 900ACSR54X7 | 0 | 0 | 0 | 0 | 0 | 0 | 0 | 0 | 0 | 0 | 0 | 0 | 0 | 0 | 0 | 0 | 0 | 0 | 0 | 0 | 0 | 0 | 0 | 12
NO |  | 144 | 2012 | 12 | 1 | 1 |  | 34543 VECTREN DUFF | HE RAMSEY | 345 | 345 | AH | 7.51 | 0 | 1 | 954ACSR45X7B | 0 | 0 | 0 | 0 | 0 | 0 | 0 | 0 | 0 | 0 | 0 | 0 | 0 | 0 | 0 | 0 | 0 | 0 | 0 | 0 | 0 | 0 | 0 | 12
NO |  | 144 | 2012 | 12 | 2 | 2 |  |  |  | 345 | 345 | SH | 39.9 | 0 | 0 | 954ACSR45X7B | 11310750 | 114205662 | 125516412 | 258267 | 721149 | 67216 | 1046632 | 0 | 0 | 0 | 0 | 0 | 0 | 0 | 0 | 0 | 0 | 0 | 0 | 0 | 0 | 0 | 0 | 12
NO |  | 144 | 2012 | 12 | 4 | 4 |  | Foot notes: |  | 0 | 0 |  | 0 | 0 | 0 |  | 0 | 0 | 0 | 0 | 0 | 0 | 0 | 0 | 0 | 0 | 0 | 0 | 0 | 0 | 0 | 0 | 0 | 0 | 0 | 0 | 0 | 0 | 0 | 12
NO |  | 144 | 2012 | 0 | 11 | 11 |  |  |  | 0 | 0 |  | 0 | 0 | 0 |  | 11037781 | 235793815 | 246831596 | 898954 | 2510113 | 233960 | 3643027 | 0 | 0 | 0 | 0 | 0 | 0 | 0 | 0 | 0 | 0 | 0 | 0 | 0 | 0 | 0 | 0 | 12
NO |  | 144 | 2012 | 10 | 14 | 14 |  |  |  | 230 | 230 | SP | 0.69 | 0 | 0 | 900ACSR/OVAL | 0 | 0 | 0 | 0 | 0 | 0 | 0 | 0 | 0 | 0 | 0 | 0 | 0 | 0 | 0 | 0 | 0 | 0 | 0 | 0 | 0 | 0 | 0 | 12
NO |  | 144 | 2012 | 12 | 5 | 5 |  | Lower voltage lines that | are double ckt with higher | 0 | 0 |  | 0 | 0 | 0 |  | 0 | 0 | 0 | 0 | 0 | 0 | 0 | 0 | 0 | 0 | 0 | 0 | 0 | 0 | 0 | 0 | 0 | 0 | 0 | 0 | 0 | 0 | 0 | 12
NO |  | 144 | 2012 | 12 | 6 | 6 |  | voltage lines are reported | n column (g) | 0 | 0 |  | 0 | 0 | 0 |  | 0 | 0 | 0 | 0 | 0 | 0 | 0 | 0 | 0 | 0 | 0 | 0 | 0 | 0 | 0 | 0 | 0 | 0 | 0 | 0 | 0 | 0 | 0 | 12
NO |  | 45 | 2012 | 0 | 1 | 1 |  | Antioch Tie | Appalachian Power | 525 | 525 | Tower | 27.89 | 0 | 1 | 2515 | 0 | 0 | 0 | 0 | 0 | 0 | 0 | 0 | 0 | 0 | 0 | 0 | 0 | 0 | 620450401 | 620450402 | 0 | 0 | 0 | 0 | 0 | 0 | 0 | 12
NO |  | 45 | 2012 | 0 | 2 | 2 |  | Cliffside Steam Sta #6 | McGuire SW | 525 | 525 | Tower | 48.68 | 0 | 1 | 2515 | 0 | 0 | 0 | 0 | 0 | 0 | 0 | 0 | 0 | 0 | 0 | 0 | 0 | 0 | 0 | 0 | 0 | 0 | 0 | 0 | 0 | 0 | 0 | 12
NO |  | 45 | 2012 | 0 | 3 | 3 |  | Cliffside Stm | Cliffside SW | 525 | 525 | Tower & Pole | 1.14 | 0 | 1 | 2515 | 0 | 0 | 0 | 0 | 0 | 0 | 0 | 0 | 0 | 0 | 0 | 0 | 0 | 0 | 0 | 0 | 0 | 0 | 0 | 0 | 0 | 0 | 0 | 12
NO |  | 45 | 2012 | 0 | 4 | 4 |  | Jocassee Tie | Bad Creek HYD | 525 | 525 | Tower | 9.27 | 0 | 1 | 2515 | 0 | 0 | 0 | 0 | 0 | 0 | 0 | 0 | 0 | 0 | 0 | 0 | 0 | 0 | 0 | 0 | 0 | 0 | 0 | 0 | 0 | 0 | 0 | 12
NO |  | 45 | 2012 | 0 | 5 | 5 |  | Jocassee Tie | Cliffside Tie | 525 | 525 | Tower | 70.57 | 0 | 1 | 2515 | 0 | 0 | 0 | 0 | 0 | 0 | 0 | 0 | 0 | 0 | 0 | 0 | 0 | 0 | 0 | 0 | 0 | 0 | 0 | 0 | 0 | 0 | 0 | 12
NO |  | 45 | 2012 | 0 | 6 | 6 |  | McGuire SW | Antioch Tie | 525 | 525 | Tower | 54.83 | 0 | 1 | 2515 | 0 | 0 | 0 | 0 | 0 | 0 | 0 | 0 | 0 | 0 | 0 | 0 | 0 | 0 | 0 | 0 | 0 | 0 | 0 | 0 | 0 | 0 | 0 | 12
NO |  | 45 | 2012 | 0 | 7 | 7 |  | MCGuire SW | Woodleaf Switching | 525 | 525 | Tower | 29.96 | 0 | 1 | 2515 | 0 | 0 | 0 | 0 | 0 | 0 | 0 | 0 | 0 | 0 | 0 | 0 | 0 | 0 | 0 | 0 | 0 | 0 | 0 | 0 | 0 | 0 | 0 | 12
NO |  | 45 | 2012 | 0 | 8 | 8 |  | Newport Tie | Progress Energy Rockingham | 525 | 525 | Tower | 48.33 | 0 | 1 | 2515 | 0 | 0 | 0 | 0 | 0 | 0 | 0 | 0 | 0 | 0 | 0 | 0 | 0 | 0 | 0 | 0 | 0 | 0 | 0 | 0 | 0 | 0 | 0 | 12
NO |  | 45 | 2012 | 0 | 9 | 9 |  | Newport Tie | McGuire Switching | 525 | 525 | Tower & Pole | 32.43 | 0 | 1 | 2515 | 0 | 0 | 0 | 0 | 0 | 0 | 0 | 0 | 0 | 0 | 0 | 0 | 0 | 0 | 0 | 0 | 0 | 0 | 0 | 0 | 0 | 0 | 0 | 12
NO |  | 45 | 2012 | 0 | 10 | 10 |  | Oconee Nuclear | Newport Tie | 525 | 525 | Tower | 107.47 | 0 | 1 | 2515 | 0 | 0 | 0 | 0 | 0 | 0 | 0 | 0 | 0 | 0 | 0 | 0 | 0 | 0 | 0 | 0 | 0 | 0 | 0 | 0 | 0 | 0 | 0 | 12
NO |  | 45 | 2012 | 0 | 11 | 11 |  | Oconee Nuclear | South Hall | 525 | 525 | Tower & Pole | 22.46 | 0 | 1 | 2515 | 0 | 0 | 0 | 0 | 0 | 0 | 0 | 0 | 0 | 0 | 0 | 0 | 0 | 0 | 0 | 0 | 0 | 0 | 0 | 0 | 0 | 0 | 0 | 12
NO |  | 45 | 2012 | 0 | 12 | 12 |  | Oconee Nuclear | Jocassee Tie | 525 | 525 | Tower | 20.89 | 0 | 1 | 2515 | 0 | 0 | 0 | 0 | 0 | 0 | 0 | 0 | 0 | 0 | 0 | 0 | 0 | 0 | 0 | 0 | 0 | 0 | 0 | 0 | 0 | 0 | 0 | 12
NO |  | 45 | 2012 | 0 | 13 | 13 |  | Pleasant Garden Tie | Parkwood Tie | 525 | 525 | Tower | 49.29 | 0 | 1 | 2515 | 0 | 0 | 0 | 0 | 0 | 0 | 0 | 0 | 0 | 0 | 0 | 0 | 0 | 0 | 0 | 0 | 0 | 0 | 0 | 0 | 0 | 0 | 0 | 12
NO |  | 45 | 2012 | 0 | 14 | 14 |  | Woodleaf Switching | Pleasant Garden Tie | 525 | 525 | Tower | 52.75 | 0 | 1 | 2515 | 0 | 0 | 0 | 0 | 0 | 0 | 0 | 0 | 0 | 0 | 0 | 0 | 0 | 0 | 0 | 0 | 0 | 0 | 0 | 0 | 0 | 0 | 0 | 12
NO |  | 45 | 2012 | 0 | 15 | 15 |  |  |  | 0 | 0 |  | 0 | 0 | 0 |  | 20646377 | 107058058 | 127704435 | 0 | 0 | 0 | 0 | 0 | 0 | 0 | 0 | 0 | 0 | 0 | 0 | 0 | 0 | 0 | 0 | 0 | 0 | 0 | 0 | 12
NO |  | 45 | 2012 | 0 | 16 | 16 |  | TOTAL 525 KV LINES |  | 0 | 0 |  | 575.96 | 0 | 14 |  | 20646377 | 107058058 | 127704435 | 0 | 0 | 0 | 0 | 0 | 0 | 0 | 0 | 0 | 0 | 0 | 0 | 0 | 0 | 0 | 0 | 0 | 0 | 0 | 0 | 12
NO |  | 45 | 2012 | 0 | 18 | 18 |  | Allen Steam | Catawba Nuclear | 230 | 230 | Tower | 10.91 | 0 | 2 | 1272 | 0 | 0 | 0 | 0 | 0 | 0 | 0 | 0 | 0 | 0 | 0 | 0 | 0 | 0 | 0 | 0 | 0 | 0 | 0 | 0 | 0 | 0 | 0 | 12
NO |  | 45 | 2012 | 0 | 19 | 19 |  | Allen Steam | Riverbend Steam | 230 | 230 | Tower | 12.58 | 0 | 2 | 1272 | 0 | 0 | 0 | 0 | 0 | 0 | 0 | 0 | 0 | 0 | 0 | 0 | 0 | 0 | 0 | 0 | 0 | 0 | 0 | 0 | 0 | 0 | 0 | 12
NO |  | 45 | 2012 | 0 | 20 | 20 |  | Allen Steam | Winecoff Tie | 230 | 230 | Tower | 32.17 | 0 | 2 | 954 & 1272 | 0 | 0 | 0 | 0 | 0 | 0 | 0 | 0 | 0 | 0 | 0 | 0 | 0 | 0 | 0 | 0 | 0 | 0 | 0 | 0 | 0 | 0 | 0 | 12
NO |  | 45 | 2012 | 0 | 21 | 21 |  | Allen Steam | Woodlawn Tie | 230 | 230 | Tower & Pole | 8.6 | 0 | 2 | 2156 | 0 | 0 | 0 | 0 | 0 | 0 | 0 | 0 | 0 | 0 | 0 | 0 | 0 | 0 | 0 | 0 | 0 | 0 | 0 | 0 | 0 | 0 | 0 | 12
NO |  | 45 | 2012 | 0 | 22 | 22 |  | Anderson Tie | Hodges Tie | 230 | 230 | Tower | 25.69 | 0 | 2 | 954 | 0 | 0 | 0 | 0 | 0 | 0 | 0 | 0 | 0 | 0 | 0 | 0 | 0 | 0 | 0 | 0 | 0 | 0 | 0 | 0 | 0 | 0 | 0 | 12
NO |  | 45 | 2012 | 0 | 23 | 23 |  | Antioch Tie | Wilkes Tie | 230 | 230 | Tower | 4.26 | 0 | 2 | 954 | 0 | 0 | 0 | 0 | 0 | 0 | 0 | 0 | 0 | 0 | 0 | 0 | 0 | 0 | 0 | 0 | 0 | 0 | 0 | 0 | 0 | 0 | 0 | 12
NO |  | 45 | 2012 | 0 | 24 | 24 |  | Beckerdite Tie | Belews Creek Steam | 230 | 230 | Tower | 24.67 | 0 | 2 | 2156 | 0 | 0 | 0 | 0 | 0 | 0 | 0 | 0 | 0 | 0 | 0 | 0 | 0 | 0 | 0 | 0 | 0 | 0 | 0 | 0 | 0 | 0 | 0 | 12
NO |  | 45 | 2012 | 0 | 25 | 25 |  | Beckerdite Tie | Pleasant Garden Tie | 230 | 230 | Tower | 28.29 | 0 | 2 | 954 | 0 | 0 | 0 | 0 | 0 | 0 | 0 | 0 | 0 | 0 | 0 | 0 | 0 | 0 | 0 | 0 | 0 | 0 | 0 | 0 | 0 | 0 | 0 | 12
NO |  | 45 | 2012 | 0 | 26 | 26 |  | Belews Creek Steam | Ernest Switching Station | 230 | 230 | Tower | 13.61 | 0 | 2 | 1272 | 0 | 0 | 0 | 0 | 0 | 0 | 0 | 0 | 0 | 0 | 0 | 0 | 0 | 0 | 0 | 0 | 0 | 0 | 0 | 0 | 0 | 0 | 0 | 12
NO |  | 45 | 2012 | 0 | 27 | 27 |  | Belews Creek Steam | North Greensboro Tie | 230 | 230 | Tower | 21.58 | 0 | 2 | 2156 | 0 | 0 | 0 | 0 | 0 | 0 | 0 | 0 | 0 | 0 | 0 | 0 | 0 | 0 | 0 | 0 | 0 | 0 | 0 | 0 | 0 | 0 | 0 | 12
NO |  | 45 | 2012 | 0 | 28 | 28 |  | Belews Creek Steam | Pleasant Garden Tie | 230 | 230 | Tower & Pole | 38.74 | 0 | 2 | 2156 | 0 | 0 | 0 | 0 | 0 | 0 | 0 | 0 | 0 | 0 | 0 | 0 | 0 | 0 | 0 | 0 | 0 | 0 | 0 | 0 | 0 | 0 | 0 | 12
NO |  | 45 | 2012 | 0 | 29 | 29 |  | Belews Creek Steam | Rural Hall Tie | 230 | 230 | Tower | 18.28 | 0 | 2 | 2156 | 0 | 0 | 0 | 0 | 0 | 0 | 0 | 0 | 0 | 0 | 0 | 0 | 0 | 0 | 0 | 0 | 0 | 0 | 0 | 0 | 0 | 0 | 0 | 12
NO |  | 45 | 2012 | 0 | 30 | 30 |  | Bobwhite Switching | North Greensboro Tie | 230 | 230 | Tower | 3.87 | 0 | 2 | 2156 | 0 | 0 | 0 | 0 | 0 | 0 | 0 | 0 | 0 | 0 | 0 | 0 | 0 | 0 | 0 | 0 | 0 | 0 | 0 | 0 | 0 | 0 | 0 | 12
NO |  | 45 | 2012 | 0 | 31 | 31 |  | Buck Tie | Beckerdite Tie | 230 | 230 | Tower | 23.76 | 0 | 2 | 954 | 0 | 0 | 0 | 0 | 0 | 0 | 0 | 0 | 0 | 0 | 0 | 0 | 0 | 0 | 0 | 0 | 0 | 0 | 0 | 0 | 0 | 0 | 0 | 12
NO |  | 45 | 2012 | 0 | 32 | 32 |  | Catawba Nuclear | Newport Tie | 230 | 230 | Tower & Pole | 10.37 | 0 | 4 | 1272 | 0 | 0 | 0 | 0 | 0 | 0 | 0 | 0 | 0 | 0 | 0 | 0 | 0 | 0 | 0 | 0 | 0 | 0 | 0 | 0 | 0 | 0 | 0 | 12
NO |  | 45 | 2012 | 0 | 33 | 33 |  | Catawba Nuclear | Pacolet Tie | 230 | 230 | Tower | 41.01 | 0 | 2 | 954 | 0 | 0 | 0 | 0 | 0 | 0 | 0 | 0 | 0 | 0 | 0 | 0 | 0 | 0 | 0 | 0 | 0 | 0 | 0 | 0 | 0 | 0 | 0 | 12
NO |  | 45 | 2012 | 0 | 34 | 34 |  | Catawba Nuclear | Peacock Tie | 230 | 230 | Tower | 14.89 | 0 | 2 | 1272 | 0 | 0 | 0 | 0 | 0 | 0 | 0 | 0 | 0 | 0 | 0 | 0 | 0 | 0 | 0 | 0 | 0 | 0 | 0 | 0 | 0 | 0 | 0 | 12
NO |  | 45 | 2012 | 0 | 35 | 35 |  | Catawba Nuclear | Ripp Switching Station | 230 | 230 | Tower | 24.33 | 0 | 2 | 1272 | 0 | 0 | 0 | 0 | 0 | 0 | 0 | 0 | 0 | 0 | 0 | 0 | 0 | 0 | 0 | 0 | 0 | 0 | 0 | 0 | 0 | 0 | 0 | 12
NO |  | 45 | 2012 | 1 | 1 | 1 |  | Central Tie | Anderson Tie | 230 | 230 | Tower | 23.21 | 0 | 2 | 954 | 0 | 0 | 0 | 0 | 0 | 0 | 0 | 0 | 0 | 0 | 0 | 0 | 0 | 0 | 0 | 0 | 0 | 0 | 0 | 0 | 0 | 0 | 0 | 12
NO |  | 45 | 2012 | 1 | 2 | 2 |  | Cliffside Steam | Pacolet Tie | 230 | 230 | Tower | 23.23 | 0 | 2 | 954 | 0 | 0 | 0 | 0 | 0 | 0 | 0 | 0 | 0 | 0 | 0 | 0 | 0 | 0 | 0 | 0 | 0 | 0 | 0 | 0 | 0 | 0 | 0 | 12
NO |  | 45 | 2012 | 1 | 3 | 3 |  | Cliffside Steam | Shelby Tie | 230 | 230 | Tower | 14.09 | 0 | 2 | 954 | 0 | 0 | 0 | 0 | 0 | 0 | 0 | 0 | 0 | 0 | 0 | 0 | 0 | 0 | 0 | 0 | 0 | 0 | 0 | 0 | 0 | 0 | 0 | 12
NO |  | 45 | 2012 | 1 | 4 | 4 |  | Cowans Ford Hydro | McGuire Switching | 230 | 230 | Tower | 1.67 | 0 | 2 | 795 | 0 | 0 | 0 | 0 | 0 | 0 | 0 | 0 | 0 | 0 | 0 | 0 | 0 | 0 | 0 | 0 | 0 | 0 | 0 | 0 | 0 | 0 | 0 | 12
NO |  | 45 | 2012 | 1 | 5 | 5 |  | East Durham Tie | Parkwood Tie | 230 | 230 | Tower | 19.31 | 0 | 2 | 1272 | 0 | 0 | 0 | 0 | 0 | 0 | 0 | 0 | 0 | 0 | 0 | 0 | 0 | 0 | 0 | 0 | 0 | 0 | 0 | 0 | 0 | 0 | 0 | 12
NO |  | 45 | 2012 | 1 | 6 | 6 |  | Eno Tap Bent | Progress Energy (Roxboro) | 230 | 230 | Tower | 13.86 | 0 | 2 | 1272 | 0 | 0 | 0 | 0 | 0 | 0 | 0 | 0 | 0 | 0 | 0 | 0 | 0 | 0 | 0 | 0 | 0 | 0 | 0 | 0 | 0 | 0 | 0 | 12
NO |  | 45 | 2012 | 1 | 7 | 7 |  | Eno Tap Bent | East Durham Tie | 230 | 230 | Tower | 15.77 | 0 | 2 | 1272 | 0 | 0 | 0 | 0 | 0 | 0 | 0 | 0 | 0 | 0 | 0 | 0 | 0 | 0 | 0 | 0 | 0 | 0 | 0 | 0 | 0 | 0 | 0 | 12
NO |  | 45 | 2012 | 1 | 8 | 8 |  | Ernest Switching Station | Sadler Tie | 230 | 230 | Tower | 12.55 | 0 | 2 | 1272 | 0 | 0 | 0 | 0 | 0 | 0 | 0 | 0 | 0 | 0 | 0 | 0 | 0 | 0 | 0 | 0 | 0 | 0 | 0 | 0 | 0 | 0 | 0 | 12
NO |  | 45 | 2012 | 1 | 9 | 9 |  | Harrisburg Tie | Oakboro Tie | 230 | 230 | Tower | 21.38 | 0 | 2 | 954 | 0 | 0 | 0 | 0 | 0 | 0 | 0 | 0 | 0 | 0 | 0 | 0 | 0 | 0 | 0 | 0 | 0 | 0 | 0 | 0 | 0 | 0 | 0 | 12
NO |  | 45 | 2012 | 1 | 10 | 10 |  | Hartwell Hydro | Anderson Tie | 230 | 230 | Tower | 11.12 | 0 | 2 | 954 | 0 | 0 | 0 | 0 | 0 | 0 | 0 | 0 | 0 | 0 | 0 | 0 | 0 | 0 | 0 | 0 | 0 | 0 | 0 | 0 | 0 | 0 | 0 | 12
NO |  | 45 | 2012 | 1 | 11 | 11 |  | Jocassee Switching | Shiloh Switching | 230 | 230 | Tower | 22.33 | 0 | 2 | 2156 | 0 | 0 | 0 | 0 | 0 | 0 | 0 | 0 | 0 | 0 | 0 | 0 | 0 | 0 | 0 | 0 | 0 | 0 | 0 | 0 | 0 | 0 | 0 | 12
NO |  | 45 | 2012 | 1 | 12 | 12 |  | Jocassee Switching | Tuckasegee Tie | 230 | 230 | Tower | 26.71 | 0 | 2 | 1272 | 0 | 0 | 0 | 0 | 0 | 0 | 0 | 0 | 0 | 0 | 0 | 0 | 0 | 0 | 0 | 0 | 0 | 0 | 0 | 0 | 0 | 0 | 0 | 12
NO |  | 45 | 2012 | 1 | 13 | 13 |  | Lakewood Tie | Riverbend Steam | 230 | 230 | Tower | 10.64 | 0 | 2 | 954 | 0 | 0 | 0 | 0 | 0 | 0 | 0 | 0 | 0 | 0 | 0 | 0 | 0 | 0 | 0 | 0 | 0 | 0 | 0 | 0 | 0 | 0 | 0 | 12
NO |  | 45 | 2012 | 1 | 14 | 14 |  | Lincoln CT | Longview Tie | 230 | 230 | Tower | 30.96 | 0 | 2 | 795 | 0 | 0 | 0 | 0 | 0 | 0 | 0 | 0 | 0 | 0 | 0 | 0 | 0 | 0 | 0 | 0 | 0 | 0 | 0 | 0 | 0 | 0 | 0 | 12
NO |  | 45 | 2012 | 1 | 15 | 15 |  | Longview Tie | McDowell Tie | 230 | 230 | Tower | 31.69 | 0 | 2 | 954 | 0 | 0 | 0 | 0 | 0 | 0 | 0 | 0 | 0 | 0 | 0 | 0 | 0 | 0 | 0 | 0 | 0 | 0 | 0 | 0 | 0 | 0 | 0 | 12
NO |  | 45 | 2012 | 1 | 16 | 16 |  | Marshall Steam | Beckerdite Tie | 230 | 230 | Tower | 52.47 | 0 | 2 | 954 | 0 | 0 | 0 | 0 | 0 | 0 | 0 | 0 | 0 | 0 | 0 | 0 | 0 | 0 | 0 | 0 | 0 | 0 | 0 | 0 | 0 | 0 | 0 | 12
NO |  | 45 | 2012 | 1 | 17 | 17 |  | Marshall Steam | Longview Tie | 230 | 230 | Tower | 28.91 | 0 | 2 | 1272 | 0 | 0 | 0 | 0 | 0 | 0 | 0 | 0 | 0 | 0 | 0 | 0 | 0 | 0 | 0 | 0 | 0 | 0 | 0 | 0 | 0 | 0 | 0 | 12
NO |  | 45 | 2012 | 1 | 18 | 18 |  | Marshall Steam | McGuire Switching | 230 | 230 | Tower | 13.84 | 0 | 2 | 1272 | 0 | 0 | 0 | 0 | 0 | 0 | 0 | 0 | 0 | 0 | 0 | 0 | 0 | 0 | 0 | 0 | 0 | 0 | 0 | 0 | 0 | 0 | 0 | 12
NO |  | 45 | 2012 | 1 | 19 | 19 |  | Marshall Steam | Stamey Tie | 230 | 230 | Tower | 13.55 | 0 | 2 | 954 | 0 | 0 | 0 | 0 | 0 | 0 | 0 | 0 | 0 | 0 | 0 | 0 | 0 | 0 | 0 | 0 | 0 | 0 | 0 | 0 | 0 | 0 | 0 | 12
NO |  | 45 | 2012 | 1 | 20 | 20 |  | Marshall Steam | Winecoff Tie | 230 | 230 | Tower | 24.28 | 0 | 2 | 1272 | 0 | 0 | 0 | 0 | 0 | 0 | 0 | 0 | 0 | 0 | 0 | 0 | 0 | 0 | 0 | 0 | 0 | 0 | 0 | 0 | 0 | 0 | 0 | 12
NO |  | 45 | 2012 | 1 | 21 | 21 |  | McGuire Switching | Harrisburg Tie | 230 | 230 | Tower | 36.19 | 0 | 4 | 1272 | 0 | 0 | 0 | 0 | 0 | 0 | 0 | 0 | 0 | 0 | 0 | 0 | 0 | 0 | 0 | 0 | 0 | 0 | 0 | 0 | 0 | 0 | 0 | 12
NO |  | 45 | 2012 | 1 | 22 | 22 |  | Mitchell River Tie | Antioch Tie | 230 | 230 | Tower & Pole | 16.82 | 0 | 2 | 954 | 0 | 0 | 0 | 0 | 0 | 0 | 0 | 0 | 0 | 0 | 0 | 0 | 0 | 0 | 0 | 0 | 0 | 0 | 0 | 0 | 0 | 0 | 0 | 12
NO |  | 45 | 2012 | 1 | 23 | 23 |  | Mitchell River Tie | Rural Hall Tie | 230 | 230 | Tower | 26.61 | 0 | 2 | 954 | 0 | 0 | 0 | 0 | 0 | 0 | 0 | 0 | 0 | 0 | 0 | 0 | 0 | 0 | 0 | 0 | 0 | 0 | 0 | 0 | 0 | 0 | 0 | 12
NO |  | 45 | 2012 | 1 | 24 | 24 |  | Morningstar Tie | Oakboro Tie | 230 | 230 | Tower | 32.5 | 0 | 1 | 954 | 0 | 0 | 0 | 0 | 0 | 0 | 0 | 0 | 0 | 0 | 0 | 0 | 0 | 0 | 0 | 0 | 0 | 0 | 0 | 0 | 0 | 0 | 0 | 12
NO |  | 45 | 2012 | 1 | 25 | 25 |  | North Greenville Tie | Central Tie | 230 | 230 | Tower & Pole | 26.16 | 0 | 2 | 954 | 0 | 0 | 0 | 0 | 0 | 0 | 0 | 0 | 0 | 0 | 0 | 0 | 0 | 0 | 0 | 0 | 0 | 0 | 0 | 0 | 0 | 0 | 0 | 12
NO |  | 45 | 2012 | 1 | 26 | 26 |  | North Greenville Tie | Shiloh Switching | 230 | 230 | Tower | 8.99 | 0 | 2 | 954 | 0 | 0 | 0 | 0 | 0 | 0 | 0 | 0 | 0 | 0 | 0 | 0 | 0 | 0 | 0 | 0 | 0 | 0 | 0 | 0 | 0 | 0 | 0 | 12
NO |  | 45 | 2012 | 1 | 27 | 27 |  | Newport Tie | Morningstar Tie | 230 | 230 | Tower & Pole | 33.47 | 0 | 1 | 954 | 0 | 0 | 0 | 0 | 0 | 0 | 0 | 0 | 0 | 0 | 0 | 0 | 0 | 0 | 0 | 0 | 0 | 0 | 0 | 0 | 0 | 0 | 0 | 12
NO |  | 45 | 2012 | 1 | 28 | 28 |  | Newport Tie | SCE&G (Parr) | 230 | 230 | Tower | 45.63 | 0 | 1 | 954 | 0 | 0 | 0 | 0 | 0 | 0 | 0 | 0 | 0 | 0 | 0 | 0 | 0 | 0 | 0 | 0 | 0 | 0 | 0 | 0 | 0 | 0 | 0 | 12
NO |  | 45 | 2012 | 1 | 29 | 29 |  | Oakboro Tie | Progress Energy Rockingham | 230 | 230 | Tower | 5.14 | 0 | 1 | 954 | 0 | 0 | 0 | 0 | 0 | 0 | 0 | 0 | 0 | 0 | 0 | 0 | 0 | 0 | 0 | 0 | 0 | 0 | 0 | 0 | 0 | 0 | 0 | 12
NO |  | 45 | 2012 | 1 | 30 | 30 |  | Oconee Nuclear | Central Tie | 230 | 230 | Tower | 17.62 | 0 | 4 | 1272 | 0 | 0 | 0 | 0 | 0 | 0 | 0 | 0 | 0 | 0 | 0 | 0 | 0 | 0 | 0 | 0 | 0 | 0 | 0 | 0 | 0 | 0 | 0 | 12
NO |  | 45 | 2012 | 1 | 31 | 31 |  | Oconee Nuclear | Jocassee Switching | 230 | 230 | Tower & Pole | 12.36 | 0 | 2 | 2156 | 0 | 0 | 0 | 0 | 0 | 0 | 0 | 0 | 0 | 0 | 0 | 0 | 0 | 0 | 0 | 0 | 0 | 0 | 0 | 0 | 0 | 0 | 0 | 12
NO |  | 45 | 2012 | 1 | 32 | 32 |  | Oconee Nuclear | North Greenville Tie | 230 | 230 | Tower & Pole | 29.09 | 0 | 2 | 1272 | 0 | 0 | 0 | 0 | 0 | 0 | 0 | 0 | 0 | 0 | 0 | 0 | 0 | 0 | 0 | 0 | 0 | 0 | 0 | 0 | 0 | 0 | 0 | 12
NO |  | 45 | 2012 | 1 | 33 | 33 |  | Pacolet Tie | Tiger Tie | 230 | 230 | Tower | 27.86 | 0 | 2 | 954 | 0 | 0 | 0 | 0 | 0 | 0 | 0 | 0 | 0 | 0 | 0 | 0 | 0 | 0 | 0 | 0 | 0 | 0 | 0 | 0 | 0 | 0 | 0 | 12
NO |  | 45 | 2012 | 1 | 34 | 34 |  | Peach Valley Tie | Tiger Tie | 230 | 230 | Tower | 15.59 | 0 | 2 | 795 | 0 | 0 | 0 | 0 | 0 | 0 | 0 | 0 | 0 | 0 | 0 | 0 | 0 | 0 | 0 | 0 | 0 | 0 | 0 | 0 | 0 | 0 | 0 | 12
NO |  | 45 | 2012 | 1 | 35 | 35 |  | Pisgah Tie | Progress Energy Skyland Stm | 230 | 230 | Tower | 14.48 | 0 | 2 | 954 | 0 | 0 | 0 | 0 | 0 | 0 | 0 | 0 | 0 | 0 | 0 | 0 | 0 | 0 | 0 | 0 | 0 | 0 | 0 | 0 | 0 | 0 | 0 | 12
NO |  | 45 | 2012 | 2 | 1 | 1 |  | Pleasant GardenTie | Eno Tie | 230 | 230 | Tower | 42.52 | 0 | 2 | 954 | 0 | 0 | 0 | 0 | 0 | 0 | 0 | 0 | 0 | 0 | 0 | 0 | 0 | 0 | 0 | 0 | 0 | 0 | 0 | 0 | 0 | 0 | 0 | 12
NO |  | 45 | 2012 | 2 | 2 | 2 |  | Ripp Switching | Riverview Switching | 230 | 230 | Tower | 9.68 | 0 | 2 | 795 | 0 | 0 | 0 | 0 | 0 | 0 | 0 | 0 | 0 | 0 | 0 | 0 | 0 | 0 | 0 | 0 | 0 | 0 | 0 | 0 | 0 | 0 | 0 | 12
NO |  | 45 | 2012 | 2 | 3 | 3 |  | Ripp Switching | Shelby Tie | 230 | 230 | Tower | 9.96 | 0 | 2 | 954 | 0 | 0 | 0 | 0 | 0 | 0 | 0 | 0 | 0 | 0 | 0 | 0 | 0 | 0 | 0 | 0 | 0 | 0 | 0 | 0 | 0 | 0 | 0 | 12
NO |  | 45 | 2012 | 2 | 4 | 4 |  | Riverbend Steam | Lincoln CT | 230 | 230 | Tower & Pole | 11.6 | 0 | 2 | 795 | 0 | 0 | 0 | 0 | 0 | 0 | 0 | 0 | 0 | 0 | 0 | 0 | 0 | 0 | 0 | 0 | 0 | 0 | 0 | 0 | 0 | 0 | 0 | 12
NO |  | 45 | 2012 | 2 | 5 | 5 |  | Riverbend Steam | McGuire Switching | 230 | 230 | Tower | 5.63 | 0 | 2 | 1272 | 0 | 0 | 0 | 0 | 0 | 0 | 0 | 0 | 0 | 0 | 0 | 0 | 0 | 0 | 0 | 0 | 0 | 0 | 0 | 0 | 0 | 0 | 0 | 12
NO |  | 45 | 2012 | 2 | 6 | 6 |  | Riverbend Steam | Ripp Switching | 230 | 230 | Tower | 29.99 | 0 | 2 | 795 | 0 | 0 | 0 | 0 | 0 | 0 | 0 | 0 | 0 | 0 | 0 | 0 | 0 | 0 | 0 | 0 | 0 | 0 | 0 | 0 | 0 | 0 | 0 | 12
NO |  | 45 | 2012 | 2 | 7 | 7 |  | Riverview Switching | Peach Valley Tie | 230 | 230 | Tower | 19.2 | 0 | 2 | 795 | 0 | 0 | 0 | 0 | 0 | 0 | 0 | 0 | 0 | 0 | 0 | 0 | 0 | 0 | 0 | 0 | 0 | 0 | 0 | 0 | 0 | 0 | 0 | 12
NO |  | 45 | 2012 | 2 | 8 | 8 |  | SCE&G (Parr) | Bush River Tie | 230 | 230 | Tower | 17.74 | 0 | 1 | 954 | 0 | 0 | 0 | 0 | 0 | 0 | 0 | 0 | 0 | 0 | 0 | 0 | 0 | 0 | 0 | 0 | 0 | 0 | 0 | 0 | 0 | 0 | 0 | 12
NO |  | 45 | 2012 | 2 | 9 | 9 |  | Shady Grove Tap | Shady Grove Tie | 230 | 230 | Tower | 7.79 | 0 | 2 | 2515 | 0 | 0 | 0 | 0 | 0 | 0 | 0 | 0 | 0 | 0 | 0 | 0 | 0 | 0 | 0 | 0 | 0 | 0 | 0 | 0 | 0 | 0 | 0 | 12
NO |  | 45 | 2012 | 2 | 10 | 10 |  | Shiloh Switching | Pisgah Tie | 230 | 230 | Tower | 21.96 | 0 | 2 | 954 | 0 | 0 | 0 | 0 | 0 | 0 | 0 | 0 | 0 | 0 | 0 | 0 | 0 | 0 | 0 | 0 | 0 | 0 | 0 | 0 | 0 | 0 | 0 | 12
NO |  | 45 | 2012 | 2 | 11 | 11 |  | Shiloh Switching | Tiger Tie | 230 | 230 | Tower | 21.31 | 0 | 2 | 1272 | 0 | 0 | 0 | 0 | 0 | 0 | 0 | 0 | 0 | 0 | 0 | 0 | 0 | 0 | 0 | 0 | 0 | 0 | 0 | 0 | 0 | 0 | 0 | 12
NO |  | 45 | 2012 | 2 | 12 | 12 |  | Stamey Tie | Mitchell River Tie | 230 | 230 | Tower | 36.15 | 0 | 2 | 954 | 0 | 0 | 0 | 0 | 0 | 0 | 0 | 0 | 0 | 0 | 0 | 0 | 0 | 0 | 0 | 0 | 0 | 0 | 0 | 0 | 0 | 0 | 0 | 12
NO |  | 45 | 2012 | 2 | 13 | 13 |  | Tiger Tie | North Greenville Tie | 230 | 230 | Tower | 18.29 | 0 | 2 | 954 | 0 | 0 | 0 | 0 | 0 | 0 | 0 | 0 | 0 | 0 | 0 | 0 | 0 | 0 | 0 | 0 | 0 | 0 | 0 | 0 | 0 | 0 | 0 | 12
NO |  | 45 | 2012 | 2 | 14 | 14 |  | Winecoff Tie | Buck Tie | 230 | 230 | Tower | 24.09 | 0 | 2 | 954 | 0 | 0 | 0 | 0 | 0 | 0 | 0 | 0 | 0 | 0 | 0 | 0 | 0 | 0 | 0 | 0 | 0 | 0 | 0 | 0 | 0 | 0 | 0 | 12
NO |  | 45 | 2012 | 2 | 15 | 15 |  |  |  | 0 | 0 |  | 0 | 0 | 0 |  | 41409985 | 224061168 | 265471153 | 0 | 0 | 0 | 0 | 0 | 0 | 0 | 0 | 0 | 0 | 0 | 0 | 0 | 0 | 0 | 0 | 0 | 0 | 0 | 0 | 12
NO |  | 45 | 2012 | 2 | 16 | 16 |  | TOTAL 230 KV LINES |  | 0 | 0 |  | 1393.6 | 0 | 135 |  | 41409985 | 224061168 | 265471153 | 0 | 0 | 0 | 0 | 0 | 0 | 0 | 0 | 0 | 0 | 0 | 0 | 0 | 0 | 0 | 0 | 0 | 0 | 0 | 0 | 12
NO |  | 45 | 2012 | 2 | 18 | 18 |  | Fontana (TVA) | Nantahala Hydro | 161 | 161 | Tower | 18.48 | 0 | 1 | 795 | 0 | 0 | 0 | 0 | 0 | 0 | 0 | 0 | 0 | 0 | 0 | 0 | 0 | 0 | 0 | 0 | 0 | 0 | 0 | 0 | 0 | 0 | 0 | 12
NO |  | 45 | 2012 | 2 | 19 | 19 |  | Nantahala Hydro | Webster Tie | 161 | 161 | Tower | 12.63 | 13 | 1 | 795 | 0 | 0 | 0 | 0 | 0 | 0 | 0 | 0 | 0 | 0 | 0 | 0 | 0 | 0 | 0 | 0 | 0 | 0 | 0 | 0 | 0 | 0 | 0 | 12
NO |  | 45 | 2012 | 2 | 20 | 20 |  | Nantahala Hydro | Marble Tie | 161 | 161 | Pole | 16.8 | 0 | 2 | 795 | 0 | 0 | 0 | 0 | 0 | 0 | 0 | 0 | 0 | 0 | 0 | 0 | 0 | 0 | 0 | 0 | 0 | 0 | 0 | 0 | 0 | 0 | 0 | 12
NO |  | 45 | 2012 | 2 | 21 | 21 |  | Nantahala Hydro | Robbinsville Substation | 161 | 161 | Tower | 0.03 | 8.12 | 1 | 795 | 0 | 0 | 0 | 0 | 0 | 0 | 0 | 0 | 0 | 0 | 0 | 0 | 0 | 0 | 0 | 0 | 0 | 0 | 0 | 0 | 0 | 0 | 0 | 12
NO |  | 45 | 2012 | 2 | 22 | 22 |  | Santeetlah | Robbinsville Substation | 161 | 161 | Tower | 0.44 | 10.24 | 1 | 795 | 0 | 0 | 0 | 0 | 0 | 0 | 0 | 0 | 0 | 0 | 0 | 0 | 0 | 0 | 0 | 0 | 0 | 0 | 0 | 0 | 0 | 0 | 0 | 12
NO |  | 45 | 2012 | 2 | 23 | 23 |  | Tuckasegee Tie | Thorpe Hydro | 161 | 161 | Tower & Pole | 3.17 | 0 | 1 | 397.5 | 0 | 0 | 0 | 0 | 0 | 0 | 0 | 0 | 0 | 0 | 0 | 0 | 0 | 0 | 0 | 0 | 0 | 0 | 0 | 0 | 0 | 0 | 0 | 12
NO |  | 45 | 2012 | 2 | 24 | 24 |  | Tuckasegee Tie | Wests Mill Tie | 161 | 161 | Tower | 10.44 | 12.55 | 1 | 795 | 0 | 0 | 0 | 0 | 0 | 0 | 0 | 0 | 0 | 0 | 0 | 0 | 0 | 0 | 0 | 0 | 0 | 0 | 0 | 0 | 0 | 0 | 0 | 12
NO |  | 45 | 2012 | 2 | 25 | 25 |  | Webster Tie | Lake Emory Tie | 161 | 161 | Pole | 12.74 | 0 | 1 | 636 | 0 | 0 | 0 | 0 | 0 | 0 | 0 | 0 | 0 | 0 | 0 | 0 | 0 | 0 | 0 | 0 | 0 | 0 | 0 | 0 | 0 | 0 | 0 | 12
NO |  | 45 | 2012 | 2 | 26 | 26 |  | Wests Mill Tie | Lake Emory Tie | 161 | 161 | Pole | 6.73 | 0 | 1 | 795 | 0 | 0 | 0 | 0 | 0 | 0 | 0 | 0 | 0 | 0 | 0 | 0 | 0 | 0 | 0 | 0 | 0 | 0 | 0 | 0 | 0 | 0 | 0 | 12
NO |  | 45 | 2012 | 2 | 28 | 28 |  | Wests Mill Tie | Swain Tie | 161 | 161 | Tower & Pole | 12.34 | 0 | 1 | 954 | 0 | 0 | 0 | 0 | 0 | 0 | 0 | 0 | 0 | 0 | 0 | 0 | 0 | 0 | 0 | 0 | 0 | 0 | 0 | 0 | 0 | 0 | 0 | 12
NO |  | 45 | 2012 | 2 | 30 | 30 |  | TOTAL 161 KV LINES |  | 0 | 0 |  | 106.78 | 43.91 | 12 |  | 3569661 | 75141954 | 78711615 | 0 | 0 | 0 | 0 | 0 | 0 | 0 | 0 | 0 | 0 | 0 | 0 | 0 | 0 | 0 | 0 | 0 | 0 | 0 | 0 | 12
SI/SI | A | 45 | 2012 | 2 | 32 | 32 |  | Dan River Steam | Appalachian Power (Fieldale | 138 | 138 | Tower & Pole | 6.53 | 0 | 1 | 477 | 0 | 0 | 0 | 0 | 0 | 0 | 0 | 0 | 0 | 0 | 0 | 0 | 0 | 0 | 0 | 0 | 0 | 0 | 0 | 0 | 0 | 0 | 0 | 12
SI/SI | A | 45 | 2012 | 2 | 33 | 33 |  | 115 KV Lines |  | 115 | 115 | Tower & Pole | 54.92 | 0 | 5 |  | 0 | 0 | 0 | 0 | 0 | 0 | 0 | 0 | 0 | 0 | 0 | 0 | 0 | 0 | 0 | 0 | 0 | 0 | 0 | 0 | 0 | 0 | 0 | 12
SI/SI | A | 45 | 2012 | 2 | 34 | 34 |  | 100 KV Lines |  | 100 | 100 | Tower | 2880.72 | 0 | 597 |  | 0 | 0 | 0 | 0 | 0 | 0 | 0 | 0 | 0 | 0 | 0 | 0 | 0 | 0 | 0 | 0 | 0 | 0 | 0 | 0 | 0 | 0 | 0 | 12
SI/SI | S | 45 | 2012 | 3 | 1 | 1 |  | 100 KV Lines |  | 100 | 100 | Underground | 4.74 | 0 | 6 |  | 0 | 0 | 0 | 0 | 0 | 0 | 0 | 0 | 0 | 0 | 0 | 0 | 0 | 0 | 0 | 0 | 0 | 0 | 0 | 0 | 0 | 0 | 0 | 12
NO |  | 45 | 2012 | 3 | 2 | 2 |  |  |  | 0 | 0 |  | 0 | 0 | 0 |  | 70863200 | 639060623 | 709923823 | 0 | 0 | 0 | 0 | 0 | 0 | 0 | 0 | 0 | 0 | 0 | 0 | 0 | 0 | 0 | 0 | 0 | 0 | 0 | 0 | 12
SI/SI | A | 45 | 2012 | 3 | 3 | 3 |  | TOTAL 100 - 138 KV LINES |  | 0 | 0 |  | 3604.85 | 0 | 1148 |  | 70863200 | 639060623 | 709923823 | 0 | 0 | 0 | 9280651.85 | 0 | 0 | 0 | 0 | 0 | 0 | 0 | 0 | 0 | 0 | 0 | 0 | 0 | 0 | 0 | 0 | 12
SI/SI | A | 45 | 2012 | 3 | 6 | 6 |  | 66 KV Lines |  | 66 | 66 | Tower & Pole | 1.89 | 0 | 3 |  | 0 | 0 | 0 | 0 | 0 | 0 | 0 | 0 | 0 | 0 | 0 | 0 | 0 | 0 | 0 | 0 | 0 | 0 | 0 | 0 | 0 | 0 | 0 | 12
NO |  | 45 | 2012 | 3 | 7 | 7 |  |  |  | 0 | 0 |  | 0 | 0 | 0 |  | 4504457 | 27714134 | 32218591 | 0 | 0 | 0 | 0 | 0 | 0 | 0 | 0 | 0 | 0 | 0 | 0 | 0 | 0 | 0 | 0 | 0 | 0 | 0 | 0 | 12
SI/SI | A | 45 | 2012 | 3 | 8 | 8 |  | TOTAL 66 KV LINES |  | 0 | 0 |  | 105.95 | 0 | 26 |  | 4504457 | 27714134 | 32218591 | 0 | 0 | 0 | 421185.3673 | 0 | 0 | 0 | 0 | 0 | 0 | 0 | 0 | 0 | 0 | 0 | 0 | 0 | 0 | 0 | 0 | 12
SI/SI | A | 45 | 2012 | 3 | 10 | 10 |  | 44 KV Lines |  | 44 | 44 | Tower | 197.95 | 0 | 193 |  | 0 | 0 | 0 | 0 | 0 | 0 | 0 | 0 | 0 | 0 | 0 | 0 | 0 | 0 | 0 | 0 | 0 | 0 | 0 | 0 | 0 | 0 | 0 | 12
SI/SI | S | 45 | 2012 | 3 | 12 | 12 |  | 44 KV Lines |  | 44 | 44 | Underground | 7.39 | 0 | 16 |  | 0 | 0 | 0 | 0 | 0 | 0 | 0 | 0 | 0 | 0 | 0 | 0 | 0 | 0 | 0 | 0 | 0 | 0 | 0 | 0 | 0 | 0 | 0 | 12
NO |  | 45 | 2012 | 3 | 13 | 13 |  |  |  | 0 | 0 |  | 0 | 0 | 0 |  | 24166478 | 268067589 | 292234067 | 0 | 0 | 0 | 0 | 0 | 0 | 0 | 0 | 0 | 0 | 0 | 0 | 0 | 0 | 0 | 0 | 0 | 0 | 0 | 0 | 12
SI/SI | A | 45 | 2012 | 3 | 14 | 14 |  | TOTAL 44 KV LINES |  | 0 | 0 |  | 2398.1 | 0 | 1468 |  | 24166478 | 268067589 | 292234067 | 0 | 0 | 0 | 3820300.9205 | 0 | 0 | 0 | 0 | 0 | 0 | 0 | 0 | 0 | 0 | 0 | 0 | 0 | 0 | 0 | 0 | 12
SI/SI | A | 45 | 2012 | 3 | 16 | 16 |  | 33 KV Lines |  | 33 | 33 | Tower & Pole | 16.49 | 0 | 4 |  | 0 | 0 | 0 | 0 | 0 | 0 | 0 | 0 | 0 | 0 | 0 | 0 | 0 | 0 | 0 | 0 | 0 | 0 | 0 | 0 | 0 | 0 | 0 | 12
SI/SI | A | 45 | 2012 | 3 | 17 | 17 |  | 24 KV Lines |  | 24 | 24 | Tower & Pole | 81.69 | 0 | 47 |  | 0 | 0 | 0 | 0 | 0 | 0 | 0 | 0 | 0 | 0 | 0 | 0 | 0 | 0 | 0 | 0 | 0 | 0 | 0 | 0 | 0 | 0 | 0 | 12
SI/SI | S | 45 | 2012 | 3 | 18 | 18 |  | 24 KV Lines |  | 24 | 24 | Underground | 0.48 | 0 | 2 |  | 0 | 0 | 0 | 0 | 0 | 0 | 0 | 0 | 0 | 0 | 0 | 0 | 0 | 0 | 0 | 0 | 0 | 0 | 0 | 0 | 0 | 0 | 0 | 12
NO |  | 45 | 2012 | 0 | 36 | 36 |  | TOTAL |  | 0 | 0 |  | 8307.37 | 43.91 | 2909 |  | 165589736 | 1345797098 | 1511386834 | 5013278 | 14744694 | 0 | 19757972 | 0 | 0 | 0 | 0 | 0 | 0 | 0 | 0 | 0 | 0 | 0 | 0 | 0 | 0 | 0 | 0 | 12
NO |  | 45 | 2012 | 2 | 27 | 27 |  | Wests Mill Tie | Nantahala Hydro | 161 | 161 | Tower | 12.98 | 0 | 1 | 795 | 0 | 0 | 0 | 0 | 0 | 0 | 0 | 0 | 0 | 0 | 0 | 0 | 0 | 0 | 0 | 0 | 0 | 0 | 0 | 0 | 0 | 0 | 0 | 12
SI/SI | A | 45 | 2012 | 2 | 35 | 35 |  | 100 KV Lines |  | 100 | 100 | Pole | 657.94 | 0 | 539 |  | 0 | 0 | 0 | 0 | 0 | 0 | 0 | 0 | 0 | 0 | 0 | 0 | 0 | 0 | 0 | 0 | 0 | 0 | 0 | 0 | 0 | 0 | 0 | 12
SI/SI | A | 45 | 2012 | 3 | 5 | 5 |  | 66 KV Lines |  | 66 | 66 | Pole | 104.06 | 0 | 23 |  | 0 | 0 | 0 | 0 | 0 | 0 | 0 | 0 | 0 | 0 | 0 | 0 | 0 | 0 | 0 | 0 | 0 | 0 | 0 | 0 | 0 | 0 | 0 | 12
SI/SI | A | 45 | 2012 | 3 | 11 | 11 |  | 44 KV Lines |  | 44 | 44 | Pole | 2192.76 | 0 | 1259 |  | 0 | 0 | 0 | 0 | 0 | 0 | 0 | 0 | 0 | 0 | 0 | 0 | 0 | 0 | 0 | 0 | 0 | 0 | 0 | 0 | 0 | 0 | 0 | 12
SI/SI | A | 45 | 2012 | 3 | 19 | 19 |  | 12 KV Lines |  | 12 | 12 | Tower & Pole | 23.23 | 0 | 51 |  | 0 | 0 | 0 | 0 | 0 | 0 | 0 | 0 | 0 | 0 | 0 | 0 | 0 | 0 | 0 | 0 | 0 | 0 | 0 | 0 | 0 | 0 | 0 | 12
SI/SI | S | 45 | 2012 | 3 | 20 | 20 |  | 12 KV Lines |  | 12 | 12 | Underground | 0.24 | 0 | 2 |  | 0 | 0 | 0 | 0 | 0 | 0 | 0 | 0 | 0 | 0 | 0 | 0 | 0 | 0 | 0 | 0 | 0 | 0 | 0 | 0 | 0 | 0 | 0 | 12
NO |  | 45 | 2012 | 3 | 21 | 21 |  |  |  | 0 | 0 |  | 0 | 0 | 0 |  | 429578 | 4693572 | 5123150 | 0 | 0 | 0 | 0 | 0 | 0 | 0 | 0 | 0 | 0 | 0 | 0 | 0 | 0 | 0 | 0 | 0 | 0 | 0 | 0 | 12
SI/SI | A | 45 | 2012 | 3 | 22 | 22 |  | TOTAL 12-33 KV LINES |  | 0 | 0 |  | 122.13 | 0 | 106 |  | 429578 | 4693572 | 5123150 | 0 | 0 | 0 | 66973.6245 | 0 | 0 | 0 | 0 | 0 | 0 | 0 | 0 | 0 | 0 | 0 | 0 | 0 | 0 | 0 | 0 | 12
NO |  | 45 | 2012 | 2 | 29 | 29 |  |  |  | 0 | 0 |  | 0 | 0 | 0 |  | 3569661 | 75141954 | 78711615 | 0 | 0 | 0 | 0 | 0 | 0 | 0 | 0 | 0 | 0 | 0 | 0 | 0 | 0 | 0 | 0 | 0 | 0 | 0 | 0 | 12
NO |  | 45 | 2012 | 3 | 35 | 35 |  |  |  | 0 | 0 |  | 0 | 0 | 0 |  | 0 | 0 | 0 | 5013278 | 14744694 | 0 | 19757972 | 0 | 0 | 0 | 0 | 0 | 0 | 0 | 0 | 0 | 0 | 0 | 0 | 0 | 0 | 0 | 0 | 12
NO |  | 12 | 2012 | 0 | 1 | 1 |  | SOUTH DAKOTA |  | 0 | 0 |  | 0 | 0 | 0 |  | 0 | 0 | 0 | 0 | 0 | 0 | 0 | 0 | 0 | 0 | 0 | 0 | 0 | 0 | 0 | 0 | 0 | 0 | 0 | 0 | 0 | 0 | 0 | 12
NO |  | 12 | 2012 | 0 | 2 | 2 |  | Wyodak | Lookout | 230 | 230 | H-Wood | 11.03 | 0 | 1 | 1272 KCM ACSR | 9800 | 742368 | 752168 | 0 | 0 | 0 | 0 | 0 | 0 | 0 | 0 | 0 | 0 | 0 | 0 | 0 | 0 | 0 | 0 | 0 | 0 | 0 | 0 | 12
NO |  | 12 | 2012 | 0 | 3 | 3 |  | Lookout | Lange | 230 | 230 | H-Wood | 54.53 | 0 | 1 | 1272 KCM ACSR | 105653 | 3511511 | 3617164 | 0 | 0 | 0 | 0 | 0 | 0 | 0 | 0 | 0 | 0 | 0 | 0 | 0 | 0 | 0 | 0 | 0 | 0 | 0 | 0 | 12
NO |  | 12 | 2012 | 0 | 4 | 4 |  | Lange | West Hill | 230 | 230 | H-Wood | 55.17 | 0 | 1 | 795 KCM ACSR | 465310 | 3048383 | 3513693 | 0 | 0 | 0 | 0 | 0 | 0 | 0 | 0 | 0 | 0 | 0 | 0 | 0 | 0 | 0 | 0 | 0 | 0 | 0 | 0 | 12
NO |  | 12 | 2012 | 0 | 5 | 5 |  | West Hill | Stegall | 230 | 230 | H-Wood | 33.96 | 0 | 1 | 1272 KCM ACSR | 17701 | 1377501 | 1395202 | 0 | 0 | 0 | 0 | 0 | 0 | 0 | 0 | 0 | 0 | 0 | 0 | 0 | 0 | 0 | 0 | 0 | 0 | 0 | 0 | 12
NO |  | 12 | 2012 | 0 | 6 | 6 |  | West Hill | Osage | 230 | 230 | H-Wood | 32.8 | 0 | 1 | 1272 KCM ACSR | 151235 | 3059971 | 3211206 | 0 | 0 | 0 | 0 | 0 | 0 | 0 | 0 | 0 | 0 | 0 | 0 | 0 | 0 | 0 | 0 | 0 | 0 | 0 | 0 | 12
SI/NO | A | 12 | 2012 | 0 | 7 | 7 |  | Lange | Ben French | 69 | 69 | H-Wood | 2.64 | 5.3 | 3 | 795 KCM ACSR | 0 | 446580 | 446580 | 0 | 0 | 0 | 9782.534 | 0 | 0 | 0 | 0 | 0 | 0 | 0 | 0 | 0 | 0 | 0 | 0 | 0 | 0 | 0 | 0 | 12
NO |  | 12 | 2012 | 0 | 8 | 8 |  | DC Tie West | South Rapid City | 230 | 230 | SP-Steel | 4 | 0 | 1 | 1272 KCM ACSR | 127145 | 630238 | 757383 | 0 | 0 | 0 | 0 | 0 | 0 | 0 | 0 | 0 | 0 | 0 | 0 | 0 | 0 | 0 | 0 | 0 | 0 | 0 | 0 | 12
NO |  | 12 | 2012 | 0 | 9 | 9 |  | Osage | Yellowcreek | 230 | 230 | H-Wood | 21.12 | 0 | 1 | 1272 KCM ACSR | 1533 | 273459 | 274992 | 0 | 0 | 0 | 0 | 0 | 0 | 0 | 0 | 0 | 0 | 0 | 0 | 0 | 0 | 0 | 0 | 0 | 0 | 0 | 0 | 12
NO |  | 12 | 2012 | 0 | 10 | 10 |  | WYOMING |  | 0 | 0 |  | 0 | 0 | 0 |  | 0 | 0 | 0 | 0 | 0 | 0 | 0 | 0 | 0 | 0 | 0 | 0 | 0 | 0 | 0 | 0 | 0 | 0 | 0 | 0 | 0 | 0 | 0 | 12
NO |  | 12 | 2012 | 0 | 11 | 11 |  | Wyodak | Lookout | 230 | 230 | H-Wood | 73.26 | 0 | 1 | 1272 KCM ACSR | 49542 | 4783790 | 4833332 | 0 | 0 | 0 | 0 | 0 | 0 | 0 | 0 | 0 | 0 | 0 | 0 | 0 | 0 | 0 | 0 | 0 | 0 | 0 | 0 | 12
NO |  | 12 | 2012 | 0 | 12 | 12 |  | Wyodak | DC Exit | 230 | 230 | SP-Steel | 0.38 | 0 | 1 | 1272 KCM ACSR | 2000 | 207737 | 209737 | 0 | 0 | 0 | 0 | 0 | 0 | 0 | 0 | 0 | 0 | 0 | 0 | 0 | 0 | 0 | 0 | 0 | 0 | 0 | 0 | 12
NO |  | 12 | 2012 | 0 | 13 | 13 |  | Osage | West Hill | 230 | 230 | H-Wood | 33.94 | 0 | 1 | 1272 KCM ACSR | 96159 | 2677467 | 2773626 | 0 | 0 | 0 | 0 | 0 | 0 | 0 | 0 | 0 | 0 | 0 | 0 | 0 | 0 | 0 | 0 | 0 | 0 | 0 | 0 | 12
NO |  | 12 | 2012 | 0 | 14 | 14 |  | Osage | Wyodak | 230 | 230 | H-Wood | 57.46 | 0 | 1 | 1272 KCM ACSR | 162516 | 4715234 | 4877750 | 0 | 0 | 0 | 0 | 0 | 0 | 0 | 0 | 0 | 0 | 0 | 0 | 0 | 0 | 0 | 0 | 0 | 0 | 0 | 0 | 12
SI/NO | A | 12 | 2012 | 0 | 15 | 15 |  | NS I | NS II | 69 | 69 | SP-Steel | 0.8 | 0 | 1 | 795 KCM ACSR | 0 | 304794 | 304794 | 0 | 0 | 0 | 6676.6484 | 0 | 0 | 0 | 0 | 0 | 0 | 0 | 0 | 0 | 0 | 0 | 0 | 0 | 0 | 0 | 0 | 12
NO |  | 12 | 2012 | 0 | 16 | 16 |  | Osage | Yellowcreek | 230 | 230 | H-Wood | 22.02 | 0 | 1 | 1272 KCM ACSR | 13308 | 269238 | 282546 | 0 | 0 | 0 | 0 | 0 | 0 | 0 | 0 | 0 | 0 | 0 | 0 | 0 | 0 | 0 | 0 | 0 | 0 | 0 | 0 | 12
NO |  | 12 | 2012 | 0 | 36 | 36 |  | TOTAL |  | 0 | 0 |  | 621.06 | 5.3 | 27 |  | 3233582 | 60074207 | 63307789 | 0 | 0 | 0 | 0 | 0 | 0 | 0 | 0 | 0 | 0 | 0 | 0 | 0 | 0 | 0 | 0 | 0 | 0 | 0 | 0 | 12
SI/NO | A | 12 | 2012 | 0 | 17 | 17 |  | Osage 230 Sub | Osage 69KV Sub | 69 | 69 | Wood | 0.76 | 0 | 1 | 795 KCM ACSR | 0 | 6895 | 6895 | 0 | 0 | 0 | 151.038 | 0 | 0 | 0 | 0 | 0 | 0 | 0 | 0 | 0 | 0 | 0 | 0 | 0 | 0 | 0 | 0 | 12
SI/NO | A | 12 | 2012 | 0 | 18 | 18 |  | NS I | Wyodak | 69 | 69 | H-Wood | 0.29 | 0 | 1 | 795 KCM ACSR | 0 | 177860 | 177860 | 0 | 0 | 0 | 3896.1026 | 0 | 0 | 0 | 0 | 0 | 0 | 0 | 0 | 0 | 0 | 0 | 0 | 0 | 0 | 0 | 0 | 12
NO |  | 12 | 2012 | 0 | 19 | 19 |  | Donkey Creek | Pumpkin Buttes | 230 | 230 | H-Wood | 49.75 | 0 | 1 | 1272 KCM ACSR | 1280649 | 9960239 | 11240888 | 0 | 0 | 0 | 0 | 0 | 0 | 0 | 0 | 0 | 0 | 0 | 0 | 0 | 0 | 0 | 0 | 0 | 0 | 0 | 0 | 12
NO |  | 12 | 2012 | 0 | 20 | 20 |  | Wygen 2, Wygen 3 | Donkey Creek | 230 | 230 | SP-Steel | 0.76 | 0 | 2 | 1272 KCM ACSR | 3488 | 295400 | 298888 | 0 | 0 | 0 | 0 | 0 | 0 | 0 | 0 | 0 | 0 | 0 | 0 | 0 | 0 | 0 | 0 | 0 | 0 | 0 | 0 | 12
NO |  | 12 | 2012 | 0 | 21 | 21 |  | Pumpkin Buttes | Windstar | 230 | 230 | H-Steel | 68.2 | 0 | 1 | 1272 ACSR | 0 | 15669002 | 15669002 | 0 | 0 | 0 | 0 | 0 | 0 | 0 | 0 | 0 | 0 | 0 | 0 | 0 | 0 | 0 | 0 | 0 | 0 | 0 | 0 | 12
NO |  | 12 | 2012 | 0 | 22 | 22 |  | Windstar | Dave Johnston | 230 | 230 | H-Steel | 2.56 | 0 | 1 | 1272 KCM ACSR | 418176 | 270246 | 688422 | 0 | 0 | 0 | 0 | 0 | 0 | 0 | 0 | 0 | 0 | 0 | 0 | 0 | 0 | 0 | 0 | 0 | 0 | 0 | 0 | 12
NO |  | 12 | 2012 | 0 | 23 | 23 |  | Donkey Creek | Wyodak Tie Line #2 | 230 | 230 | Steel | 1.06 | 0 | 2 | 1272 ACSR | 0 | 988382 | 988382 | 0 | 0 | 0 | 0 | 0 | 0 | 0 | 0 | 0 | 0 | 0 | 0 | 0 | 0 | 0 | 0 | 0 | 0 | 0 | 0 | 12
NO |  | 12 | 2012 | 0 | 24 | 24 |  | WY 1.14 Tap | Wyodak Baghouse | 230 | 230 | H-Wood | 0.1 | 0 | 1 | 336.4 ACSR | 0 | 3502 | 3502 | 0 | 0 | 0 | 0 | 0 | 0 | 0 | 0 | 0 | 0 | 0 | 0 | 0 | 0 | 0 | 0 | 0 | 0 | 0 | 0 | 12
NO |  | 12 | 2012 | 0 | 25 | 25 |  | NEBRASKA |  | 0 | 0 |  | 0 | 0 | 0 |  | 0 | 0 | 0 | 0 | 0 | 0 | 0 | 0 | 0 | 0 | 0 | 0 | 0 | 0 | 0 | 0 | 0 | 0 | 0 | 0 | 0 | 0 | 0 | 12
NO |  | 12 | 2012 | 0 | 26 | 26 |  | West Hill | Stegall | 230 | 230 | H-Wood | 94.47 | 0 | 1 | 1272 KCM ACSR | 329367 | 6654410 | 6983777 | 0 | 0 | 0 | 0 | 0 | 0 | 0 | 0 | 0 | 0 | 0 | 0 | 0 | 0 | 0 | 0 | 0 | 0 | 0 | 0 | 12
SI/NO | A | 403 | 2012 | 0 | 1 | 1 |  | Happy Jack | Corlett East | 115 | 115 | SP-Wood | 2.43 | 0 | 1 | 636 KCM ACSR | 245213 | 343527 | 588740 | 0 | 0 | 0 | 12896.6121 | 0 | 0 | 0 | 0 | 0 | 0 | 0 | 0 | 0 | 0 | 0 | 0 | 0 | 0 | 0 | 0 | 12
SI/NO | A | 403 | 2012 | 0 | 2 | 2 |  | Happy Jack | Corlett West | 115 | 115 | SP-Wood | 2.38 | 0 | 1 | 477 KCM ACSR | 24470 | 119631 | 144101 | 0 | 0 | 0 | 3156.5966 | 0 | 0 | 0 | 0 | 0 | 0 | 0 | 0 | 0 | 0 | 0 | 0 | 0 | 0 | 0 | 0 | 12
SI/NO | A | 403 | 2012 | 0 | 3 | 3 |  | Skyline | USBR Archer | 115 | 115 | SP-Wood | 11.36 | 0 | 1 | 477 KCM ACSR | 49444 | 749498 | 798942 | 0 | 0 | 0 | 17501.1807 | 0 | 0 | 0 | 0 | 0 | 0 | 0 | 0 | 0 | 0 | 0 | 0 | 0 | 0 | 0 | 0 | 12
SI/NO | A | 403 | 2012 | 0 | 4 | 4 |  | Skyline | Warren | 115 | 115 | SP-Wood | 8.75 | 0 | 1 | 636 KCM ACSR | 821037 | 962932 | 1783969 | 0 | 0 | 0 | 39078.6362 | 0 | 0 | 0 | 0 | 0 | 0 | 0 | 0 | 0 | 0 | 0 | 0 | 0 | 0 | 0 | 0 | 12
NO |  | 403 | 2012 | 0 | 5 | 5 |  | Wygen 2 Wygen 3 | Donkey Creek | 230 | 230 | SP-Steel | 0.76 | 0 | 2 | 795 KCM ACSR | 1625 | 816441 | 818066 | 0 | 0 | 0 | 0 | 0 | 0 | 0 | 0 | 0 | 0 | 0 | 0 | 0 | 0 | 0 | 0 | 0 | 0 | 0 | 0 | 12
NO |  | 403 | 2012 | 0 | 36 | 36 |  | TOTAL |  | 0 | 0 |  | 25.68 | 0 | 6 |  | 1141789 | 2992029 | 4133818 | 0 | 0 | 0 | 0 | 0 | 0 | 0 | 0 | 0 | 0 | 0 | 0 | 0 | 0 | 0 | 0 | 0 | 0 | 0 | 0 | 12
NO |  | 55 | 2012 | 0 | 1 | 1 |  | 500KV LINES | OVERHEAD | 0 | 0 |  | 0 | 0 | 0 |  | 0 | 0 | 0 | 0 | 0 | 0 | 0 | 0 | 0 | 0 | 0 | 0 | 0 | 0 | 0 | 0 | 0 | 0 | 0 | 0 | 0 | 0 | 0 | 12
NO |  | 55 | 2012 | 0 | 2 | 2 |  | CENTRAL FLORIDA | KATHLEEN | 500 | 500 | ST | 44.22 | 0 | 1 | 2156 KCM ACSR | 2282211 | 20844985 | 23127196 | 0 | 0 | 0 | 0 | 0 | 0 | 0 | 0 | 0 | 0 | 0 | 0 | 0 | 0 | 0 | 0 | 0 | 0 | 0 | 0 | 12
NO |  | 55 | 2012 | 0 | 3 | 3 |  | CRYSTAL RIVER SUB | BROOKRIDGE | 500 | 500 | ST | 34.4 | 0 | 1 | 2335 KCM ACSR | 12767 | 12298496 | 12311263 | 0 | 0 | 0 | 0 | 0 | 0 | 0 | 0 | 0 | 0 | 0 | 0 | 0 | 0 | 0 | 0 | 0 | 0 | 0 | 0 | 12
NO |  | 55 | 2012 | 0 | 4 | 4 |  | BROOKRIDGE | LAKE TARPON | 500 | 500 | ST | 37.63 | 0 | 1 | 2335 KCM ACSR | 0 | 0 | 0 | 0 | 0 | 0 | 0 | 0 | 0 | 0 | 0 | 0 | 0 | 0 | 0 | 0 | 0 | 0 | 0 | 0 | 0 | 0 | 0 | 12
NO |  | 55 | 2012 | 0 | 5 | 5 |  | CRYSTAL RIVER SUB | CENTRAL FLORIDA | 500 | 500 | ST | 52.91 | 0 | 1 | 2335 KCM ACSR | 9840 | 8781308 | 8791148 | 0 | 0 | 0 | 0 | 0 | 0 | 0 | 0 | 0 | 0 | 0 | 0 | 0 | 0 | 0 | 0 | 0 | 0 | 0 | 0 | 12
NO |  | 55 | 2012 | 0 | 7 | 7 |  | 230 KV LINES | UNDERGROUND | 0 | 0 |  | 0 | 0 | 0 |  | 0 | 0 | 0 | 0 | 0 | 0 | 0 | 0 | 0 | 0 | 0 | 0 | 0 | 0 | 0 | 0 | 0 | 0 | 0 | 0 | 0 | 0 | 0 | 12
NO |  | 55 | 2012 | 0 | 8 | 8 |  | BARTOW PLANT | NORTHEAST #5 | 230 | 230 | HPOF | 3.91 | 0 | 1 | 2500 KCM CU | 0 | 1985950 | 1985950 | 0 | 0 | 0 | 0 | 0 | 0 | 0 | 0 | 0 | 0 | 0 | 0 | 0 | 0 | 0 | 0 | 0 | 0 | 0 | 0 | 12
NO |  | 55 | 2012 | 0 | 9 | 9 |  | BARTOW PLANT | NORTHEAST | 230 | 230 | HPOF | 3.98 | 0 | 1 | 2500 KCM CU | 258670 | 2114191 | 2372861 | 0 | 0 | 0 | 0 | 0 | 0 | 0 | 0 | 0 | 0 | 0 | 0 | 0 | 0 | 0 | 0 | 0 | 0 | 0 | 0 | 12
NO |  | 55 | 2012 | 0 | 10 | 10 |  | BARTOW PLANT | NORTHEAST #6 | 230 | 230 | XLPE | 3.86 | 0 | 1 | 5000 KCMIL CU | 114492 | 27339468 | 27453960 | 0 | 0 | 0 | 0 | 0 | 0 | 0 | 0 | 0 | 0 | 0 | 0 | 0 | 0 | 0 | 0 | 0 | 0 | 0 | 0 | 12
NO |  | 55 | 2012 | 0 | 12 | 12 |  | 230 KV LINES | OVERHEAD | 0 | 0 |  | 0 | 0 | 0 |  | 0 | 0 | 0 | 0 | 0 | 0 | 0 | 0 | 0 | 0 | 0 | 0 | 0 | 0 | 0 | 0 | 0 | 0 | 0 | 0 | 0 | 0 | 0 | 12
NO |  | 55 | 2012 | 0 | 13 | 13 |  | AVON PARK | FORT MEADE | 230 | 230 | ST | 22.87 | 0 | 1 | 1081 KCM ACSR | 85476 | 9754456 | 9839932 | 0 | 0 | 0 | 0 | 0 | 0 | 0 | 0 | 0 | 0 | 0 | 0 | 0 | 0 | 0 | 0 | 0 | 0 | 0 | 0 | 12
NO |  | 55 | 2012 | 0 | 14 | 14 |  |  |  | 0 | 0 | CP | 2.14 | 0 | 0 | 954 KCM ACSR | 0 | 0 | 0 | 0 | 0 | 0 | 0 | 0 | 0 | 0 | 0 | 0 | 0 | 0 | 0 | 0 | 0 | 0 | 0 | 0 | 0 | 0 | 0 | 12
NO |  | 55 | 2012 | 0 | 15 | 15 |  |  |  | 0 | 0 | WH | 19.86 | 0 | 0 | 954 KCM ACSR | 0 | 0 | 0 | 0 | 0 | 0 | 0 | 0 | 0 | 0 | 0 | 0 | 0 | 0 | 0 | 0 | 0 | 0 | 0 | 0 | 0 | 0 | 0 | 12
NO |  | 55 | 2012 | 0 | 16 | 16 |  |  |  | 0 | 0 | WP | 0.94 | 0 | 0 | 954 KCM ACSR | 0 | 0 | 0 | 0 | 0 | 0 | 0 | 0 | 0 | 0 | 0 | 0 | 0 | 0 | 0 | 0 | 0 | 0 | 0 | 0 | 0 | 0 | 0 | 12
NO |  | 55 | 2012 | 0 | 17 | 17 |  |  |  | 0 | 0 | SP | 0 | 1.22 | 0 | 954 KCM ACSR | 0 | 0 | 0 | 0 | 0 | 0 | 0 | 0 | 0 | 0 | 0 | 0 | 0 | 0 | 0 | 0 | 0 | 0 | 0 | 0 | 0 | 0 | 0 | 12
NO |  | 55 | 2012 | 0 | 18 | 18 |  | AVON PARK | FISHEATING CREEK | 230 | 230 | SP | 9.02 | 0 | 1 | 1590 KCM ACSR | 1321547 | 8904607 | 10226154 | 0 | 0 | 0 | 0 | 0 | 0 | 0 | 0 | 0 | 0 | 0 | 0 | 0 | 0 | 0 | 0 | 0 | 0 | 0 | 0 | 12
NO |  | 55 | 2012 | 0 | 19 | 19 |  |  |  | 0 | 0 | CP | 17.05 | 0 | 0 | 1590 KCM ACSR | 0 | 0 | 0 | 0 | 0 | 0 | 0 | 0 | 0 | 0 | 0 | 0 | 0 | 0 | 0 | 0 | 0 | 0 | 0 | 0 | 0 | 0 | 0 | 12
NO |  | 55 | 2012 | 0 | 20 | 20 |  |  |  | 0 | 0 | WH | 3.29 | 0 | 0 | 1590 KCM ACSR | 0 | 0 | 0 | 0 | 0 | 0 | 0 | 0 | 0 | 0 | 0 | 0 | 0 | 0 | 0 | 0 | 0 | 0 | 0 | 0 | 0 | 0 | 0 | 12
NO |  | 55 | 2012 | 0 | 21 | 21 |  | ANCLOTE PLANT | LARGO | 230 | 230 | SH | 15.29 | 0 | 1 | 1590 KCM ACSR | 517825 | 6553395 | 7071220 | 0 | 0 | 0 | 0 | 0 | 0 | 0 | 0 | 0 | 0 | 0 | 0 | 0 | 0 | 0 | 0 | 0 | 0 | 0 | 0 | 12
NO |  | 55 | 2012 | 0 | 22 | 22 |  |  |  | 0 | 0 | SP | 8.54 | 0 | 0 | 1590 KCM ACSR | 0 | 0 | 0 | 0 | 0 | 0 | 0 | 0 | 0 | 0 | 0 | 0 | 0 | 0 | 0 | 0 | 0 | 0 | 0 | 0 | 0 | 0 | 0 | 12
NO |  | 55 | 2012 | 0 | 23 | 23 |  | ANCLOTE PLANT | EAST CLEARWATER | 230 | 230 | SH | 0 | 15.3 | 1 | 1590 KCM ACSR | 0 | 1035850 | 1035850 | 0 | 0 | 0 | 0 | 0 | 0 | 0 | 0 | 0 | 0 | 0 | 0 | 0 | 0 | 0 | 0 | 0 | 0 | 0 | 0 | 12
NO |  | 55 | 2012 | 0 | 24 | 24 |  | ANCLOTE PLANT | SEVEN SPRINGS | 230 | 230 | SP | 7.71 | 0 | 1 | 2335 KCM ACAR | 1237622 | 1387207 | 2624829 | 0 | 0 | 0 | 0 | 0 | 0 | 0 | 0 | 0 | 0 | 0 | 0 | 0 | 0 | 0 | 0 | 0 | 0 | 0 | 0 | 12
NO |  | 55 | 2012 | 0 | 25 | 25 |  | ALTAMONTE | WOODSMERE | 230 | 230 | WP | 0.1 | 0 | 1 | 1590 KCM ACSR | 43803 | 2163772 | 2207575 | 0 | 0 | 0 | 0 | 0 | 0 | 0 | 0 | 0 | 0 | 0 | 0 | 0 | 0 | 0 | 0 | 0 | 0 | 0 | 0 | 12
NO |  | 55 | 2012 | 0 | 26 | 26 |  |  |  | 0 | 0 | CP | 0.11 | 0.56 | 0 | 1590 KCM ACSR | 0 | 0 | 0 | 0 | 0 | 0 | 0 | 0 | 0 | 0 | 0 | 0 | 0 | 0 | 0 | 0 | 0 | 0 | 0 | 0 | 0 | 0 | 0 | 12
NO |  | 55 | 2012 | 0 | 27 | 27 |  |  |  | 0 | 0 | WH | 10.99 | 0 | 0 | 1590 KCM ACSR | 0 | 0 | 0 | 0 | 0 | 0 | 0 | 0 | 0 | 0 | 0 | 0 | 0 | 0 | 0 | 0 | 0 | 0 | 0 | 0 | 0 | 0 | 0 | 12
NO |  | 55 | 2012 | 0 | 28 | 28 |  |  |  | 0 | 0 | SP | 0.82 | 0 | 0 | 1590 KCM ACSR | 0 | 0 | 0 | 0 | 0 | 0 | 0 | 0 | 0 | 0 | 0 | 0 | 0 | 0 | 0 | 0 | 0 | 0 | 0 | 0 | 0 | 0 | 0 | 12
NO |  | 55 | 2012 | 0 | 29 | 29 |  | BARCOLA | CITY OF LAKELAND TIE | 230 | 230 | WH | 18.68 | 0 | 1 | 1590 KCM ACSR | 133007 | 5449804 | 5582811 | 0 | 0 | 0 | 0 | 0 | 0 | 0 | 0 | 0 | 0 | 0 | 0 | 0 | 0 | 0 | 0 | 0 | 0 | 0 | 0 | 12
NO |  | 55 | 2012 | 0 | 30 | 30 |  | BARCOLA | PEBBLEDALE | 230 | 230 | CP | 3.86 | 0 | 1 | 1622 KCM ACCSSTW | 0 | 3432843 | 3432843 | 0 | 0 | 0 | 0 | 0 | 0 | 0 | 0 | 0 | 0 | 0 | 0 | 0 | 0 | 0 | 0 | 0 | 0 | 0 | 0 | 12
NO |  | 55 | 2012 | 0 | 31 | 31 |  | BROOKRIDGE | BROOKRIDGE | 230 | 230 | WP | 0.21 | 0 | 1 | 1590 KCM ACSR | 0 | 110272 | 110272 | 0 | 0 | 0 | 0 | 0 | 0 | 0 | 0 | 0 | 0 | 0 | 0 | 0 | 0 | 0 | 0 | 0 | 0 | 0 | 0 | 12
NO |  | 55 | 2012 | 0 | 32 | 32 |  | CRYSTAL RIVER | CURLEW | 230 | 230 | ST | 78.02 | 78.14 | 1 | 1590 KCM ACSR | 1283177 | 12529543 | 13812720 | 0 | 0 | 0 | 0 | 0 | 0 | 0 | 0 | 0 | 0 | 0 | 0 | 0 | 0 | 0 | 0 | 0 | 0 | 0 | 0 | 12
NO |  | 55 | 2012 | 0 | 33 | 33 |  | CRYSTAL RIVER | CENTRAL FLORIDA | 230 | 230 | ST | 53.41 | 39.59 | 1 | 1590 KCM ACSR | 775227 | 7319121 | 8094348 | 0 | 0 | 0 | 0 | 0 | 0 | 0 | 0 | 0 | 0 | 0 | 0 | 0 | 0 | 0 | 0 | 0 | 0 | 0 | 0 | 12
NO |  | 55 | 2012 | 0 | 34 | 34 |  | CRYSTAL RIVER | FT. WHITE | 230 | 230 | WH | 73.5 | 0 | 1 | 954 KCM ACSR | 219431 | 11174956 | 11394387 | 0 | 0 | 0 | 0 | 0 | 0 | 0 | 0 | 0 | 0 | 0 | 0 | 0 | 0 | 0 | 0 | 0 | 0 | 0 | 0 | 12
NO |  | 55 | 2012 | 0 | 35 | 35 |  | CENTRAL FLORIDA | SILVER SPRINGS | 230 | 230 | ST | 29.01 | 5.15 | 2 | 1590 KCM ACSR | 442027 | 4001573 | 4443600 | 0 | 0 | 0 | 0 | 0 | 0 | 0 | 0 | 0 | 0 | 0 | 0 | 0 | 0 | 0 | 0 | 0 | 0 | 0 | 0 | 12
NO |  | 55 | 2012 | 1 | 1 | 1 |  | CENTRAL FLORIDA | SORRENTO | 230 | 230 | CP | 14.65 | 0 | 1 | 1590 KCM ACSR | 1621137 | 10479800 | 12100937 | 0 | 0 | 0 | 0 | 0 | 0 | 0 | 0 | 0 | 0 | 0 | 0 | 0 | 0 | 0 | 0 | 0 | 0 | 0 | 0 | 12
NO |  | 55 | 2012 | 1 | 2 | 2 |  |  |  | 0 | 0 | SP | 14.82 | 0 | 0 | 1590 KCM ACSR | 0 | 0 | 0 | 0 | 0 | 0 | 0 | 0 | 0 | 0 | 0 | 0 | 0 | 0 | 0 | 0 | 0 | 0 | 0 | 0 | 0 | 0 | 0 | 12
NO |  | 55 | 2012 | 1 | 3 | 3 |  | CENTRAL FLORIDA | WINDERMERE | 230 | 230 | ST | 69.76 | 46.61 | 1 | 1590 KCM ACSR | 1128343 | 8284105 | 9412448 | 0 | 0 | 0 | 0 | 0 | 0 | 0 | 0 | 0 | 0 | 0 | 0 | 0 | 0 | 0 | 0 | 0 | 0 | 0 | 0 | 12
NO |  | 55 | 2012 | 1 | 4 | 4 |  | CRAWFORDVILLE | PERRY | 230 | 230 | ST | 14.02 | 1.35 | 2 | 954 KCM ACSR | 1914791 | 6349222 | 8264013 | 0 | 0 | 0 | 0 | 0 | 0 | 0 | 0 | 0 | 0 | 0 | 0 | 0 | 0 | 0 | 0 | 0 | 0 | 0 | 0 | 12
NO |  | 55 | 2012 | 1 | 5 | 5 |  |  |  | 0 | 0 | WH | 40.35 | 0 | 0 | 954 KCM ACSR | 0 | 0 | 0 | 0 | 0 | 0 | 0 | 0 | 0 | 0 | 0 | 0 | 0 | 0 | 0 | 0 | 0 | 0 | 0 | 0 | 0 | 0 | 0 | 12
NO |  | 55 | 2012 | 1 | 6 | 6 |  | CRAWFORDVILLE | PORT ST. JOE | 230 | 230 | WH | 58.85 | 0 | 1 | 954 KCM ACSR | 626506 | 8968490 | 9594996 | 0 | 0 | 0 | 0 | 0 | 0 | 0 | 0 | 0 | 0 | 0 | 0 | 0 | 0 | 0 | 0 | 0 | 0 | 0 | 0 | 12
NO |  | 55 | 2012 | 1 | 7 | 7 |  |  |  | 0 | 0 | SP | 2.65 | 0 | 0 | 954 KCM ACSR | 0 | 0 | 0 | 0 | 0 | 0 | 0 | 0 | 0 | 0 | 0 | 0 | 0 | 0 | 0 | 0 | 0 | 0 | 0 | 0 | 0 | 0 | 0 | 12
NO |  | 55 | 2012 | 1 | 8 | 8 |  |  |  | 0 | 0 | SH | 0.65 | 0 | 0 | 954 KCM ACSR | 0 | 0 | 0 | 0 | 0 | 0 | 0 | 0 | 0 | 0 | 0 | 0 | 0 | 0 | 0 | 0 | 0 | 0 | 0 | 0 | 0 | 0 | 0 | 12
NO |  | 55 | 2012 | 1 | 9 | 9 |  | CRYSTAL RIVER EAST | SEVEN SPRINGS | 230 | 230 | ST | 0 | 2.9 | 1 | 1590 KCM ACSR | 66391 | 139498 | 205889 | 0 | 0 | 0 | 0 | 0 | 0 | 0 | 0 | 0 | 0 | 0 | 0 | 0 | 0 | 0 | 0 | 0 | 0 | 0 | 0 | 12
NO |  | 55 | 2012 | 1 | 10 | 10 |  | DEBARY | ALTAMONTE | 230 | 230 | SP | 3.4 | 8.66 | 1 | 1590 KCM ACSR | 284757 | 2865499 | 3150256 | 0 | 0 | 0 | 0 | 0 | 0 | 0 | 0 | 0 | 0 | 0 | 0 | 0 | 0 | 0 | 0 | 0 | 0 | 0 | 0 | 12
NO |  | 55 | 2012 | 1 | 11 | 11 |  |  |  | 0 | 0 | WH | 3.06 | 0 | 0 | 1590 KCM ACSR | 0 | 0 | 0 | 0 | 0 | 0 | 0 | 0 | 0 | 0 | 0 | 0 | 0 | 0 | 0 | 0 | 0 | 0 | 0 | 0 | 0 | 0 | 0 | 12
NO |  | 55 | 2012 | 1 | 12 | 12 |  |  |  | 0 | 0 | ST | 0.56 | 3.23 | 0 | 1590 KCM ACSR | 0 | 0 | 0 | 0 | 0 | 0 | 0 | 0 | 0 | 0 | 0 | 0 | 0 | 0 | 0 | 0 | 0 | 0 | 0 | 0 | 0 | 0 | 0 | 12
NO |  | 55 | 2012 | 1 | 13 | 13 |  |  |  | 0 | 0 | CP | 0.49 | 0.32 | 0 | 1590/1431 KCM ACR | 0 | 0 | 0 | 0 | 0 | 0 | 0 | 0 | 0 | 0 | 0 | 0 | 0 | 0 | 0 | 0 | 0 | 0 | 0 | 0 | 0 | 0 | 0 | 12
NO |  | 55 | 2012 | 1 | 14 | 14 |  | DEBARY | DELAND WEST | 230 | 230 | WH | 7.15 | 0 | 1 | 1590 KCM ACSR | 575819 | 3111631 | 3687450 | 0 | 0 | 0 | 0 | 0 | 0 | 0 | 0 | 0 | 0 | 0 | 0 | 0 | 0 | 0 | 0 | 0 | 0 | 0 | 0 | 12
NO |  | 55 | 2012 | 1 | 15 | 15 |  |  |  | 0 | 0 | WP | 1.94 | 0 | 0 | 1590 KCM ACSR | 0 | 0 | 0 | 0 | 0 | 0 | 0 | 0 | 0 | 0 | 0 | 0 | 0 | 0 | 0 | 0 | 0 | 0 | 0 | 0 | 0 | 0 | 0 | 12
NO |  | 55 | 2012 | 1 | 16 | 16 |  |  |  | 0 | 0 | CP | 1.13 | 0 | 0 | 1590 KCM ACSR | 0 | 0 | 0 | 0 | 0 | 0 | 0 | 0 | 0 | 0 | 0 | 0 | 0 | 0 | 0 | 0 | 0 | 0 | 0 | 0 | 0 | 0 | 0 | 12
NO |  | 55 | 2012 | 1 | 17 | 17 |  | DEBARY | NORTH LONGWOOD | 230 | 230 | WH | 1.32 | 0 | 1 | 954 KCM ACSR | 233626 | 3280425 | 3514051 | 0 | 0 | 0 | 0 | 0 | 0 | 0 | 0 | 0 | 0 | 0 | 0 | 0 | 0 | 0 | 0 | 0 | 0 | 0 | 0 | 12
NO |  | 55 | 2012 | 1 | 18 | 18 |  |  |  | 0 | 0 | CH | 0 | 2.7 | 0 | 954 KCM ACSR | 0 | 0 | 0 | 0 | 0 | 0 | 0 | 0 | 0 | 0 | 0 | 0 | 0 | 0 | 0 | 0 | 0 | 0 | 0 | 0 | 0 | 0 | 0 | 12
NO |  | 55 | 2012 | 1 | 19 | 19 |  |  |  | 0 | 0 | ST | 3.36 | 0 | 0 | 1590 KCM ACSR | 0 | 0 | 0 | 0 | 0 | 0 | 0 | 0 | 0 | 0 | 0 | 0 | 0 | 0 | 0 | 0 | 0 | 0 | 0 | 0 | 0 | 0 | 0 | 12
NO |  | 55 | 2012 | 1 | 20 | 20 |  |  |  | 0 | 0 | CP | 0.42 | 0 | 0 | 1431 KCM ACSR | 0 | 0 | 0 | 0 | 0 | 0 | 0 | 0 | 0 | 0 | 0 | 0 | 0 | 0 | 0 | 0 | 0 | 0 | 0 | 0 | 0 | 0 | 0 | 12
NO |  | 55 | 2012 | 1 | 21 | 21 |  |  |  | 0 | 0 | SP | 9.15 | 0 | 0 | 1590 KCM ACSR | 0 | 0 | 0 | 0 | 0 | 0 | 0 | 0 | 0 | 0 | 0 | 0 | 0 | 0 | 0 | 0 | 0 | 0 | 0 | 0 | 0 | 0 | 0 | 12
NO |  | 55 | 2012 | 1 | 22 | 22 |  | DEARMAN | SILVER SPRINGS NORTH | 230 | 230 | CP | 4.27 | 0 | 1 | 954 KCM ACSR | 195181 | 1632554 | 1827735 | 0 | 0 | 0 | 0 | 0 | 0 | 0 | 0 | 0 | 0 | 0 | 0 | 0 | 0 | 0 | 0 | 0 | 0 | 0 | 0 | 12
NO |  | 55 | 2012 | 1 | 23 | 23 |  |  |  | 0 | 0 | ST | 0 | 1.21 | 0 | 954 KCM ACSR | 0 | 0 | 0 | 0 | 0 | 0 | 0 | 0 | 0 | 0 | 0 | 0 | 0 | 0 | 0 | 0 | 0 | 0 | 0 | 0 | 0 | 0 | 0 | 12
NO |  | 55 | 2012 | 1 | 24 | 24 |  | DEBARY | WINTER SPRINGS | 230 | 230 | WH | 3.23 | 0 | 1 | 1590 KCM ACSR | 1073673 | 10811176 | 11884849 | 0 | 0 | 0 | 0 | 0 | 0 | 0 | 0 | 0 | 0 | 0 | 0 | 0 | 0 | 0 | 0 | 0 | 0 | 0 | 0 | 12
NO |  | 55 | 2012 | 1 | 25 | 25 |  |  |  | 0 | 0 | SP | 16.78 | 0 | 0 | 1590 KCM ACSR | 0 | 0 | 0 | 0 | 0 | 0 | 0 | 0 | 0 | 0 | 0 | 0 | 0 | 0 | 0 | 0 | 0 | 0 | 0 | 0 | 0 | 0 | 0 | 12
NO |  | 55 | 2012 | 1 | 26 | 26 |  |  |  | 0 | 0 | ST | 0.58 | 0 | 0 | 1590 KCM ACSR | 0 | 0 | 0 | 0 | 0 | 0 | 0 | 0 | 0 | 0 | 0 | 0 | 0 | 0 | 0 | 0 | 0 | 0 | 0 | 0 | 0 | 0 | 0 | 12
NO |  | 55 | 2012 | 1 | 27 | 27 |  | FORT WHITE | SILVER SPRINGS | 230 | 230 | ST | 1.46 | 0 | 1 | 795 KCM ACSR | 449980 | 4624475 | 5074455 | 0 | 0 | 0 | 0 | 0 | 0 | 0 | 0 | 0 | 0 | 0 | 0 | 0 | 0 | 0 | 0 | 0 | 0 | 0 | 0 | 12
NO |  | 55 | 2012 | 1 | 28 | 28 |  |  |  | 0 | 0 | SL | 4.99 | 0 | 0 | 795 KCM ACSR | 0 | 0 | 0 | 0 | 0 | 0 | 0 | 0 | 0 | 0 | 0 | 0 | 0 | 0 | 0 | 0 | 0 | 0 | 0 | 0 | 0 | 0 | 0 | 12
NO |  | 55 | 2012 | 1 | 29 | 29 |  |  |  | 0 | 0 | CH | 64.8 | 0 | 0 | 795 KCM ACSR | 0 | 0 | 0 | 0 | 0 | 0 | 0 | 0 | 0 | 0 | 0 | 0 | 0 | 0 | 0 | 0 | 0 | 0 | 0 | 0 | 0 | 0 | 0 | 12
NO |  | 55 | 2012 | 1 | 30 | 30 |  |  |  | 0 | 0 | CP | 3.21 | 0 | 0 | 954 KCM ACSR | 0 | 0 | 0 | 0 | 0 | 0 | 0 | 0 | 0 | 0 | 0 | 0 | 0 | 0 | 0 | 0 | 0 | 0 | 0 | 0 | 0 | 0 | 0 | 12
NO |  | 55 | 2012 | 1 | 31 | 31 |  | 40TH ST | PASADENA FSP | 230 | 230 | CP | 0.19 | 0 | 1 | 1590 KCM ACSR | 2510 | 2085849 | 2088359 | 0 | 0 | 0 | 0 | 0 | 0 | 0 | 0 | 0 | 0 | 0 | 0 | 0 | 0 | 0 | 0 | 0 | 0 | 0 | 0 | 12
NO |  | 55 | 2012 | 1 | 32 | 32 |  |  |  | 0 | 0 | SP | 4.02 | 0 | 0 | 1590 KCM ACSR | 0 | 0 | 0 | 0 | 0 | 0 | 0 | 0 | 0 | 0 | 0 | 0 | 0 | 0 | 0 | 0 | 0 | 0 | 0 | 0 | 0 | 0 | 0 | 12
NO |  | 55 | 2012 | 1 | 33 | 33 |  | FORT MEADE | VANDOLAH | 230 | 230 | SP | 1.2 | 0 | 1 | 954 KCM ACSR | 63923 | 4775524 | 4839447 | 0 | 0 | 0 | 0 | 0 | 0 | 0 | 0 | 0 | 0 | 0 | 0 | 0 | 0 | 0 | 0 | 0 | 0 | 0 | 0 | 12
NO |  | 55 | 2012 | 1 | 34 | 34 |  |  |  | 0 | 0 | WH | 21.05 | 0 | 0 | 954 KCM ACSR | 0 | 0 | 0 | 0 | 0 | 0 | 0 | 0 | 0 | 0 | 0 | 0 | 0 | 0 | 0 | 0 | 0 | 0 | 0 | 0 | 0 | 0 | 0 | 12
NO |  | 55 | 2012 | 1 | 35 | 35 |  |  |  | 0 | 0 | CP | 1.8 | 0 | 0 | 954 KCM ACSR | 0 | 0 | 0 | 0 | 0 | 0 | 0 | 0 | 0 | 0 | 0 | 0 | 0 | 0 | 0 | 0 | 0 | 0 | 0 | 0 | 0 | 0 | 0 | 12
NO |  | 55 | 2012 | 2 | 1 | 1 |  | FORT MEADE | WEST LAKE WALES | 230 | 230 | ST | 3.07 | 0 | 1 | 1081 KCM ACAR | 108377 | 5374009 | 5482386 | 0 | 0 | 0 | 0 | 0 | 0 | 0 | 0 | 0 | 0 | 0 | 0 | 0 | 0 | 0 | 0 | 0 | 0 | 0 | 0 | 12
NO |  | 55 | 2012 | 2 | 2 | 2 |  |  |  | 0 | 0 | WH | 16.68 | 0 | 0 | 1081 KCM ACAR | 0 | 0 | 0 | 0 | 0 | 0 | 0 | 0 | 0 | 0 | 0 | 0 | 0 | 0 | 0 | 0 | 0 | 0 | 0 | 0 | 0 | 0 | 0 | 12
NO |  | 55 | 2012 | 2 | 3 | 3 |  |  |  | 0 | 0 | SP | 3.02 | 0 | 1 | 1622 ACSS/TW | 0 | 0 | 0 | 0 | 0 | 0 | 0 | 0 | 0 | 0 | 0 | 0 | 0 | 0 | 0 | 0 | 0 | 0 | 0 | 0 | 0 | 0 | 0 | 12
NO |  | 55 | 2012 | 2 | 4 | 4 |  | TIGER BAY | TECO | 230 | 230 | CP | 0.1 | 0 | 1 | 1590/1081 KCM ACS | 359563 | 133977 | 493540 | 0 | 0 | 0 | 0 | 0 | 0 | 0 | 0 | 0 | 0 | 0 | 0 | 0 | 0 | 0 | 0 | 0 | 0 | 0 | 0 | 12
NO |  | 55 | 2012 | 2 | 5 | 5 |  |  |  | 0 | 0 | ST | 5.86 | 0 | 0 | 1081 KCM ACAR | 0 | 0 | 0 | 0 | 0 | 0 | 0 | 0 | 0 | 0 | 0 | 0 | 0 | 0 | 0 | 0 | 0 | 0 | 0 | 0 | 0 | 0 | 0 | 12
NO |  | 55 | 2012 | 2 | 6 | 6 |  |  |  | 0 | 0 | WH | 1.38 | 0 | 0 | 1081/954 KCM ACAR | 0 | 0 | 0 | 0 | 0 | 0 | 0 | 0 | 0 | 0 | 0 | 0 | 0 | 0 | 0 | 0 | 0 | 0 | 0 | 0 | 0 | 0 | 0 | 12
NO |  | 55 | 2012 | 2 | 7 | 7 |  | HINES ENERGY | FORT MEADE | 230 | 230 | SP | 6.41 | 0 | 1 | 954 KCM ACSR | 0 | 3130200 | 3130200 | 0 | 0 | 0 | 0 | 0 | 0 | 0 | 0 | 0 | 0 | 0 | 0 | 0 | 0 | 0 | 0 | 0 | 0 | 0 | 0 | 12
NO |  | 55 | 2012 | 2 | 8 | 8 |  | HINES ENERGY | BARCOLA | 230 | 230 | SP | 3.09 | 0 | 1 | 954 KCM ACSR | 0 | 1767734 | 1767734 | 0 | 0 | 0 | 0 | 0 | 0 | 0 | 0 | 0 | 0 | 0 | 0 | 0 | 0 | 0 | 0 | 0 | 0 | 0 | 0 | 12
NO |  | 55 | 2012 | 2 | 9 | 9 |  | HINES ENERGY | BARCOLA (2ND CIRCUIT) | 230 | 230 | SP | 3.09 | 0 | 1 | 954 KCM ACSR | 0 | 1449137 | 1449137 | 0 | 0 | 0 | 0 | 0 | 0 | 0 | 0 | 0 | 0 | 0 | 0 | 0 | 0 | 0 | 0 | 0 | 0 | 0 | 0 | 12
NO |  | 55 | 2012 | 2 | 10 | 10 |  | HINES ENERGY | TIGER BAY | 230 | 230 | SP | 0.6 | 3.51 | 0 | 954 KCM ACSR | 0 | 1376690 | 1376690 | 0 | 0 | 0 | 0 | 0 | 0 | 0 | 0 | 0 | 0 | 0 | 0 | 0 | 0 | 0 | 0 | 0 | 0 | 0 | 0 | 12
NO |  | 55 | 2012 | 2 | 11 | 11 |  | HINES PLANT | HINES | 230 | 230 | SP | 1.64 | 0 | 0 | 954 KCM ACSR | 0 | 1573680 | 1573680 | 0 | 0 | 0 | 0 | 0 | 0 | 0 | 0 | 0 | 0 | 0 | 0 | 0 | 0 | 0 | 0 | 0 | 0 | 0 | 0 | 12
NO |  | 55 | 2012 | 2 | 12 | 12 |  | HINES | WEST LAKE WALES | 230 | 230 | SP | 20.57 | 0 | 1 | 1622 ACSS/TW | 10406543 | 35815449 | 46221992 | 0 | 0 | 0 | 0 | 0 | 0 | 0 | 0 | 0 | 0 | 0 | 0 | 0 | 0 | 0 | 0 | 0 | 0 | 0 | 0 | 12
NO |  | 55 | 2012 | 2 | 13 | 13 |  | OLD SUB NORTH | NEW SUB NORTH | 230 | 230 | SP | 0.22 | 0 | 1 | 2335 KCM ACAR | 0 | 194088 | 194088 | 0 | 0 | 0 | 0 | 0 | 0 | 0 | 0 | 0 | 0 | 0 | 0 | 0 | 0 | 0 | 0 | 0 | 0 | 0 | 0 | 12
NO |  | 55 | 2012 | 2 | 14 | 14 |  | INTERCESSION CITY | LAKE BRYAN 2ND CIRCUIT | 230 | 230 | SP | 7.84 | 0 | 1 | 1622 ACSS TW | 0 | 6055949 | 6055949 | 0 | 0 | 0 | 0 | 0 | 0 | 0 | 0 | 0 | 0 | 0 | 0 | 0 | 0 | 0 | 0 | 0 | 0 | 0 | 0 | 12
NO |  | 55 | 2012 | 2 | 15 | 15 |  | KATHLEEN | WEST LAKELAND | 230 | 230 | WH | 14.5 | 0 | 1 | 1590 KCM ACSR | 507363 | 4154245 | 4661608 | 0 | 0 | 0 | 0 | 0 | 0 | 0 | 0 | 0 | 0 | 0 | 0 | 0 | 0 | 0 | 0 | 0 | 0 | 0 | 0 | 12
NO |  | 55 | 2012 | 2 | 16 | 16 |  |  |  | 0 | 0 | CP | 1.31 | 0 | 0 | 1590 KCM ACSR | 0 | 0 | 0 | 0 | 0 | 0 | 0 | 0 | 0 | 0 | 0 | 0 | 0 | 0 | 0 | 0 | 0 | 0 | 0 | 0 | 0 | 0 | 0 | 12
NO |  | 55 | 2012 | 2 | 17 | 17 |  | KATHLEEN | ZEPHYRHILLS NORTH | 230 | 230 | WH | 0.83 | 0 | 1 | 1590 KCM ACSR | 275097 | 3886284 | 4161381 | 0 | 0 | 0 | 0 | 0 | 0 | 0 | 0 | 0 | 0 | 0 | 0 | 0 | 0 | 0 | 0 | 0 | 0 | 0 | 0 | 12
NO |  | 55 | 2012 | 2 | 18 | 18 |  |  |  | 0 | 0 | CP | 8.7 | 0 | 0 | 1590 KCM ACSR | 0 | 0 | 0 | 0 | 0 | 0 | 0 | 0 | 0 | 0 | 0 | 0 | 0 | 0 | 0 | 0 | 0 | 0 | 0 | 0 | 0 | 0 | 0 | 12
NO |  | 55 | 2012 | 2 | 19 | 19 |  |  |  | 0 | 0 | WP | 1.35 | 0 | 0 | 1590 KCM ACSR | 0 | 0 | 0 | 0 | 0 | 0 | 0 | 0 | 0 | 0 | 0 | 0 | 0 | 0 | 0 | 0 | 0 | 0 | 0 | 0 | 0 | 0 | 0 | 12
NO |  | 55 | 2012 | 2 | 20 | 20 |  | LARGO | PASADENA | 230 | 230 | ST | 0 | 1.61 | 1 | 1590 KCM ACSR | 152473 | 3247219 | 3399692 | 0 | 0 | 0 | 0 | 0 | 0 | 0 | 0 | 0 | 0 | 0 | 0 | 0 | 0 | 0 | 0 | 0 | 0 | 0 | 0 | 12
NO |  | 55 | 2012 | 2 | 21 | 21 |  |  |  | 0 | 0 | SP | 13.13 | 0 | 0 | 1590 KCM ACSR | 0 | 0 | 0 | 0 | 0 | 0 | 0 | 0 | 0 | 0 | 0 | 0 | 0 | 0 | 0 | 0 | 0 | 0 | 0 | 0 | 0 | 0 | 0 | 12
NO |  | 55 | 2012 | 2 | 22 | 22 |  | LAKE TARPON | CURLEW | 230 | 230 | ST | 4.32 | 0 | 1 | 1590 KCM ACSR | 0 | 959079 | 959079 | 0 | 0 | 0 | 0 | 0 | 0 | 0 | 0 | 0 | 0 | 0 | 0 | 0 | 0 | 0 | 0 | 0 | 0 | 0 | 0 | 12
NO |  | 55 | 2012 | 2 | 23 | 23 |  | LAKE TARPON | HIGGINS | 230 | 230 | CP | 2.57 | 0 | 1 | 1590 KCM ACSR | 15699 | 1731941 | 1747640 | 0 | 0 | 0 | 0 | 0 | 0 | 0 | 0 | 0 | 0 | 0 | 0 | 0 | 0 | 0 | 0 | 0 | 0 | 0 | 0 | 12
NO |  | 55 | 2012 | 2 | 24 | 24 |  |  |  | 0 | 0 | SP | 3.02 | 0 | 0 | 1590 KCM ACSR | 0 | 0 | 0 | 0 | 0 | 0 | 0 | 0 | 0 | 0 | 0 | 0 | 0 | 0 | 0 | 0 | 0 | 0 | 0 | 0 | 0 | 0 | 0 | 12
NO |  | 55 | 2012 | 2 | 25 | 25 |  | LAKE TARPON | LARGO | 230 | 230 | SP | 14.49 | 0 | 1 | 1590 KCM ACSR | 412563 | 8589250 | 9001813 | 0 | 0 | 0 | 0 | 0 | 0 | 0 | 0 | 0 | 0 | 0 | 0 | 0 | 0 | 0 | 0 | 0 | 0 | 0 | 0 | 12
NO |  | 55 | 2012 | 2 | 26 | 26 |  |  |  | 0 | 0 | CP | 2.9 | 0 | 0 | 1590 KCM ACSR | 0 | 0 | 0 | 0 | 0 | 0 | 0 | 0 | 0 | 0 | 0 | 0 | 0 | 0 | 0 | 0 | 0 | 0 | 0 | 0 | 0 | 0 | 0 | 12
NO |  | 55 | 2012 | 2 | 27 | 27 |  | LAKE TARPON | SEVEN SPRINGS | 230 | 230 | ST | 2.9 | 0 | 1 | 1590 KCM ACSR | 189338 | 868155 | 1057493 | 0 | 0 | 0 | 0 | 0 | 0 | 0 | 0 | 0 | 0 | 0 | 0 | 0 | 0 | 0 | 0 | 0 | 0 | 0 | 0 | 12
NO |  | 55 | 2012 | 2 | 28 | 28 |  | LAKE TARPON | TECO EXIST | 230 | 230 | ST | 0.68 | 0 | 1 | 1590 KCM ACSR | 0 | 197855 | 197855 | 0 | 0 | 0 | 0 | 0 | 0 | 0 | 0 | 0 | 0 | 0 | 0 | 0 | 0 | 0 | 0 | 0 | 0 | 0 | 0 | 12
NO |  | 55 | 2012 | 2 | 29 | 29 |  |  |  | 0 | 0 | SP | 0.81 | 0 | 0 | 1590 KCM ACSR | 0 | 0 | 0 | 0 | 0 | 0 | 0 | 0 | 0 | 0 | 0 | 0 | 0 | 0 | 0 | 0 | 0 | 0 | 0 | 0 | 0 | 0 | 0 | 12
NO |  | 55 | 2012 | 2 | 30 | 30 |  | NORTHEAST | CURLEW | 230 | 230 | ST | 16.95 | 12.78 | 1 | 1590 KCM ACSR | 1524958 | 3463991 | 4988949 | 0 | 0 | 0 | 0 | 0 | 0 | 0 | 0 | 0 | 0 | 0 | 0 | 0 | 0 | 0 | 0 | 0 | 0 | 0 | 0 | 12
NO |  | 55 | 2012 | 2 | 31 | 31 |  | NORTHEAST | 40TH ST. | 230 | 230 | CP | 0.16 | 0 | 1 | 1590 KCA ACSR | 288076 | 9012260 | 9300336 | 0 | 0 | 0 | 0 | 0 | 0 | 0 | 0 | 0 | 0 | 0 | 0 | 0 | 0 | 0 | 0 | 0 | 0 | 0 | 0 | 12
NO |  | 55 | 2012 | 2 | 32 | 32 |  |  |  | 0 | 0 | SP | 8.25 | 0 | 0 | 1081 KCA ACAR | 0 | 0 | 0 | 0 | 0 | 0 | 0 | 0 | 0 | 0 | 0 | 0 | 0 | 0 | 0 | 0 | 0 | 0 | 0 | 0 | 0 | 0 | 0 | 12
NO |  | 55 | 2012 | 2 | 33 | 33 |  | NORTH LONGWOOD | PIEDMONT | 230 | 230 | SP | 0.31 | 4.04 | 1 | 954 KCM ACSR | 16834 | 1423472 | 1440306 | 0 | 0 | 0 | 0 | 0 | 0 | 0 | 0 | 0 | 0 | 0 | 0 | 0 | 0 | 0 | 0 | 0 | 0 | 0 | 0 | 12
NO |  | 55 | 2012 | 2 | 34 | 34 |  |  |  | 0 | 0 | WH | 6.16 | 0 | 0 | 954 KCM ACSR | 0 | 0 | 0 | 0 | 0 | 0 | 0 | 0 | 0 | 0 | 0 | 0 | 0 | 0 | 0 | 0 | 0 | 0 | 0 | 0 | 0 | 0 | 0 | 12
NO |  | 55 | 2012 | 2 | 35 | 35 |  | NORTH LONGWOOD | FP&L CO TIE | 230 | 230 | SP | 4.04 | 0 | 1 | 954 KCM ACSR | 207841 | 1990763 | 2198604 | 0 | 0 | 0 | 0 | 0 | 0 | 0 | 0 | 0 | 0 | 0 | 0 | 0 | 0 | 0 | 0 | 0 | 0 | 0 | 0 | 12
NO |  | 55 | 2012 | 3 | 1 | 1 |  |  |  | 0 | 0 | WH | 2.77 | 0 | 0 | 954 KCM ACSR | 0 | 0 | 0 | 0 | 0 | 0 | 0 | 0 | 0 | 0 | 0 | 0 | 0 | 0 | 0 | 0 | 0 | 0 | 0 | 0 | 0 | 0 | 0 | 12
NO |  | 55 | 2012 | 3 | 2 | 2 |  | NORTH LONGWOOD | RIO PINAR | 230 | 230 | SP | 0.58 | 3.94 | 1 | 1590 KCM ACSR | 420668 | 2228582 | 2649250 | 0 | 0 | 0 | 0 | 0 | 0 | 0 | 0 | 0 | 0 | 0 | 0 | 0 | 0 | 0 | 0 | 0 | 0 | 0 | 0 | 12
NO |  | 55 | 2012 | 3 | 3 | 3 |  |  |  | 0 | 0 | CP | 0.21 | 0 | 0 | 954 KCM ACSR | 0 | 0 | 0 | 0 | 0 | 0 | 0 | 0 | 0 | 0 | 0 | 0 | 0 | 0 | 0 | 0 | 0 | 0 | 0 | 0 | 0 | 0 | 0 | 12
NO |  | 55 | 2012 | 3 | 4 | 4 |  |  |  | 0 | 0 | AT | 10.91 | 0 | 0 | 954 KCM ACSR | 0 | 0 | 0 | 0 | 0 | 0 | 0 | 0 | 0 | 0 | 0 | 0 | 0 | 0 | 0 | 0 | 0 | 0 | 0 | 0 | 0 | 0 | 0 | 12
NO |  | 55 | 2012 | 3 | 5 | 5 |  | NEWBERRY | WILCOX | 230 | 230 | SP | 19.33 | 0 | 1 | 1590 KCM ACSR | 661118 | 5771156 | 6432274 | 0 | 0 | 0 | 0 | 0 | 0 | 0 | 0 | 0 | 0 | 0 | 0 | 0 | 0 | 0 | 0 | 0 | 0 | 0 | 0 | 12
NO |  | 55 | 2012 | 3 | 6 | 6 |  | NORTHEAST | PINELLAS | 230 | 230 | CP | 1.9 | 0 | 1 | 954 KCM ACSR | 0 | 8106 | 8106 | 0 | 0 | 0 | 0 | 0 | 0 | 0 | 0 | 0 | 0 | 0 | 0 | 0 | 0 | 0 | 0 | 0 | 0 | 0 | 0 | 12
NO |  | 55 | 2012 | 3 | 7 | 7 |  | PIEDMONT | SORRENTO | 230 | 230 | SP | 4.24 | 0 | 1 | 1590 KCM ACSR | 574273 | 5372565 | 5946838 | 0 | 0 | 0 | 0 | 0 | 0 | 0 | 0 | 0 | 0 | 0 | 0 | 0 | 0 | 0 | 0 | 0 | 0 | 0 | 0 | 12
NO |  | 55 | 2012 | 3 | 8 | 8 |  |  |  | 0 | 0 | CP | 6.45 | 0 | 0 | 1590 KCM ACSR | 0 | 0 | 0 | 0 | 0 | 0 | 0 | 0 | 0 | 0 | 0 | 0 | 0 | 0 | 0 | 0 | 0 | 0 | 0 | 0 | 0 | 0 | 0 | 12
NO |  | 55 | 2012 | 3 | 9 | 9 |  |  |  | 0 | 0 | WH | 4.79 | 0 | 0 | 1590 KCM ACSR | 0 | 0 | 0 | 0 | 0 | 0 | 0 | 0 | 0 | 0 | 0 | 0 | 0 | 0 | 0 | 0 | 0 | 0 | 0 | 0 | 0 | 0 | 0 | 12
NO |  | 55 | 2012 | 3 | 10 | 10 |  | PIEDMONT | WOODSMERE | 230 | 230 | WH | 6.72 | 0 | 1 | 954 KCM ACSR | 15605 | 898215 | 913820 | 0 | 0 | 0 | 0 | 0 | 0 | 0 | 0 | 0 | 0 | 0 | 0 | 0 | 0 | 0 | 0 | 0 | 0 | 0 | 0 | 12
NO |  | 55 | 2012 | 3 | 11 | 11 |  | PORT ST. JOE | GULF POWER | 230 | 230 | ST | 33.99 | 0 | 1 | 795 KCM ACSR | 71747 | 2691104 | 2762851 | 0 | 0 | 0 | 0 | 0 | 0 | 0 | 0 | 0 | 0 | 0 | 0 | 0 | 0 | 0 | 0 | 0 | 0 | 0 | 0 | 12
NO |  | 55 | 2012 | 3 | 12 | 12 |  | RIO PINAR | OUC TIE | 230 | 230 | SP | 0.52 | 0 | 1 | 954 KCM ACSR | 100034 | 2326840 | 2426874 | 0 | 0 | 0 | 0 | 0 | 0 | 0 | 0 | 0 | 0 | 0 | 0 | 0 | 0 | 0 | 0 | 0 | 0 | 0 | 0 | 12
NO |  | 55 | 2012 | 3 | 13 | 13 |  |  |  | 0 | 0 | AT | 2.19 | 0 | 0 | 954 KCM ACSR | 0 | 0 | 0 | 0 | 0 | 0 | 0 | 0 | 0 | 0 | 0 | 0 | 0 | 0 | 0 | 0 | 0 | 0 | 0 | 0 | 0 | 0 | 0 | 12
NO |  | 55 | 2012 | 3 | 14 | 14 |  | SILVER SPRINGS | DELAND WEST | 230 | 230 | SL | 39.93 | 0 | 1 | 1590 KCM ACSR | 54890 | 7019157 | 7074047 | 0 | 0 | 0 | 0 | 0 | 0 | 0 | 0 | 0 | 0 | 0 | 0 | 0 | 0 | 0 | 0 | 0 | 0 | 0 | 0 | 12
NO |  | 55 | 2012 | 3 | 15 | 15 |  |  |  | 0 | 0 | SH | 0.92 | 0 | 0 | 1590 KCM ACSR | 0 | 0 | 0 | 0 | 0 | 0 | 0 | 0 | 0 | 0 | 0 | 0 | 0 | 0 | 0 | 0 | 0 | 0 | 0 | 0 | 0 | 0 | 0 | 12
NO |  | 55 | 2012 | 3 | 16 | 16 |  |  |  | 0 | 0 | SP | 1.57 | 0 | 0 | 1590 KCM ACSR | 0 | 0 | 0 | 0 | 0 | 0 | 0 | 0 | 0 | 0 | 0 | 0 | 0 | 0 | 0 | 0 | 0 | 0 | 0 | 0 | 0 | 0 | 0 | 12
NO |  | 55 | 2012 | 3 | 17 | 17 |  | SUWANNEE RIVER PLANT | FORT WHITE | 230 | 230 | ST | 38.08 | 0 | 1 | 954 KCM ACSR | 199660 | 2585465 | 2785125 | 0 | 0 | 0 | 0 | 0 | 0 | 0 | 0 | 0 | 0 | 0 | 0 | 0 | 0 | 0 | 0 | 0 | 0 | 0 | 0 | 12
NO |  | 55 | 2012 | 3 | 18 | 18 |  | SKY LAKE | OUC TIE | 230 | 230 | CP | 2.4 | 0 | 1 | 954 KCM ACSR | 121530 | 1392894 | 1514424 | 0 | 0 | 0 | 0 | 0 | 0 | 0 | 0 | 0 | 0 | 0 | 0 | 0 | 0 | 0 | 0 | 0 | 0 | 0 | 0 | 12
NO |  | 55 | 2012 | 3 | 19 | 19 |  |  |  | 0 | 0 | WP | 2.22 | 0 | 0 | 954 KCM ACSR | 0 | 0 | 0 | 0 | 0 | 0 | 0 | 0 | 0 | 0 | 0 | 0 | 0 | 0 | 0 | 0 | 0 | 0 | 0 | 0 | 0 | 0 | 0 | 12
NO |  | 55 | 2012 | 3 | 20 | 20 |  | SUWANNEE | PERRY | 230 | 230 | ST | 28.61 | 0 | 1 | 795 KCM ACSR | 151754 | 1320102 | 1471856 | 0 | 0 | 0 | 0 | 0 | 0 | 0 | 0 | 0 | 0 | 0 | 0 | 0 | 0 | 0 | 0 | 0 | 0 | 0 | 0 | 12
NO |  | 55 | 2012 | 3 | 21 | 21 |  | SUWANNEE PEAKERS | SUWANNEE | 230 | 230 | WH | 0.63 | 0 | 1 | 795 KCM ACSR | 0 | 297948 | 297948 | 0 | 0 | 0 | 0 | 0 | 0 | 0 | 0 | 0 | 0 | 0 | 0 | 0 | 0 | 0 | 0 | 0 | 0 | 0 | 0 | 12
NO |  | 55 | 2012 | 3 | 22 | 22 |  | SUWANNEE | GEORGIA GPC TIE | 230 | 230 | ST | 18.36 | 0 | 1 | 954 KCM ACSR | 104190 | 1136043 | 1240233 | 0 | 0 | 0 | 0 | 0 | 0 | 0 | 0 | 0 | 0 | 0 | 0 | 0 | 0 | 0 | 0 | 0 | 0 | 0 | 0 | 12
NO |  | 55 | 2012 | 3 | 23 | 23 |  | TIGER BAY | FORT MEADE 2 | 230 | 230 | SP | 0.44 | 1.78 | 1 | 954 KCM ACSR | 0 | 779443 | 779443 | 0 | 0 | 0 | 0 | 0 | 0 | 0 | 0 | 0 | 0 | 0 | 0 | 0 | 0 | 0 | 0 | 0 | 0 | 0 | 0 | 12
NO |  | 55 | 2012 | 3 | 24 | 24 |  | ULMERTON | LARGO | 230 | 230 | ST | 5.05 | 0 | 1 | 1590 KCM ACSR | 601048 | 835445 | 1436493 | 0 | 0 | 0 | 0 | 0 | 0 | 0 | 0 | 0 | 0 | 0 | 0 | 0 | 0 | 0 | 0 | 0 | 0 | 0 | 0 | 12
NO |  | 55 | 2012 | 3 | 25 | 25 |  | VANDOLAH | SEMINOLE | 230 | 230 | SP | 0.03 | 0 | 1 | 954 ACSS TW | 0 | 376498 | 376498 | 0 | 0 | 0 | 0 | 0 | 0 | 0 | 0 | 0 | 0 | 0 | 0 | 0 | 0 | 0 | 0 | 0 | 0 | 0 | 0 | 12
NO |  | 55 | 2012 | 3 | 26 | 26 |  | VANDOLAH | WHIDDEN | 230 | 230 | SP | 14.4 | 0 | 1 | 1622 ACSS TW | 2965994 | 14174052 | 17140046 | 0 | 0 | 0 | 0 | 0 | 0 | 0 | 0 | 0 | 0 | 0 | 0 | 0 | 0 | 0 | 0 | 0 | 0 | 0 | 0 | 12
NO |  | 55 | 2012 | 3 | 27 | 27 |  | WINDERMERE | INTERCESSION CITY | 230 | 230 | SP | 15.07 | 0 | 1 | 954 KCM ACSR | 135968 | 6494064 | 6630032 | 0 | 0 | 0 | 0 | 0 | 0 | 0 | 0 | 0 | 0 | 0 | 0 | 0 | 0 | 0 | 0 | 0 | 0 | 0 | 0 | 12
NO |  | 55 | 2012 | 3 | 28 | 28 |  |  |  | 0 | 0 | CP | 0.14 | 0 | 0 | 1622 ACSS/TW | 0 | 0 | 0 | 0 | 0 | 0 | 0 | 0 | 0 | 0 | 0 | 0 | 0 | 0 | 0 | 0 | 0 | 0 | 0 | 0 | 0 | 0 | 0 | 12
NO |  | 55 | 2012 | 3 | 29 | 29 |  | WINDERMERE | WOODSMERE | 230 | 230 | WH | 4.68 | 0 | 1 | 1590 KCM ACSR | 19739 | 1195553 | 1215292 | 0 | 0 | 0 | 0 | 0 | 0 | 0 | 0 | 0 | 0 | 0 | 0 | 0 | 0 | 0 | 0 | 0 | 0 | 0 | 0 | 12
NO |  | 55 | 2012 | 3 | 30 | 30 |  |  |  | 0 | 0 | ST | 1.82 | 0 | 0 | 1590 KCM ACSR | 0 | 0 | 0 | 0 | 0 | 0 | 0 | 0 | 0 | 0 | 0 | 0 | 0 | 0 | 0 | 0 | 0 | 0 | 0 | 0 | 0 | 0 | 0 | 12
NO |  | 55 | 2012 | 3 | 31 | 31 |  | WEST LAKE WALES | INTERCESSION CITY | 230 | 230 | WH | 0 | 0 | 1 | 954/1081 KCM ACAR | 364444 | 1257901 | 1622345 | 0 | 0 | 0 | 0 | 0 | 0 | 0 | 0 | 0 | 0 | 0 | 0 | 0 | 0 | 0 | 0 | 0 | 0 | 0 | 0 | 12
NO |  | 55 | 2012 | 3 | 32 | 32 |  |  |  | 230 | 230 | SP | 0.07 | 0 | 0 | 1622ACSS TW | 0 | 0 | 0 | 0 | 0 | 0 | 0 | 0 | 0 | 0 | 0 | 0 | 0 | 0 | 0 | 0 | 0 | 0 | 0 | 0 | 0 | 0 | 0 | 12
NO |  | 55 | 2012 | 3 | 33 | 33 |  | WEST LAKE WALES | FP&L TIE | 230 | 230 | AT | 58.48 | 0 | 1 | 954 KCM ACSR | 595327 | 9711003 | 10306330 | 0 | 0 | 0 | 0 | 0 | 0 | 0 | 0 | 0 | 0 | 0 | 0 | 0 | 0 | 0 | 0 | 0 | 0 | 0 | 0 | 12
NO |  | 55 | 2012 | 3 | 34 | 34 |  | WEST LAKE WALES | TECO TIE | 230 | 230 | AT | 2.29 | 0 | 1 | 954 KCM ACSR | 17342 | 339005 | 356347 | 0 | 0 | 0 | 0 | 0 | 0 | 0 | 0 | 0 | 0 | 0 | 0 | 0 | 0 | 0 | 0 | 0 | 0 | 0 | 0 | 12
NO |  | 55 | 2012 | 3 | 35 | 35 |  | WINDERMERE | OUC TIE | 230 | 230 | WH | 1.31 | 0 | 1 | 954 KCM ACSR | 0 | 513323 | 513323 | 0 | 0 | 0 | 0 | 0 | 0 | 0 | 0 | 0 | 0 | 0 | 0 | 0 | 0 | 0 | 0 | 0 | 0 | 0 | 0 | 12
NO |  | 55 | 2012 | 4 | 1 | 1 |  | WOODSMERE | OUC TIE | 230 | 230 | ST | 0 | 0.92 | 1 | 954 KCM ACSR | 0 | 4479 | 4479 | 0 | 0 | 0 | 0 | 0 | 0 | 0 | 0 | 0 | 0 | 0 | 0 | 0 | 0 | 0 | 0 | 0 | 0 | 0 | 0 | 12
SI/SI | A | 55 | 2012 | 4 | 3 | 3 |  | OTHER TRANS. LINES | OVERHEAD 115 & 69 | 0 | 0 |  | 2823.15 | 441.8 | 0 |  | 58070276 | 648894865 | 706965141 | 0 | 0 | 0 | 7790170.7462 | 0 | 0 | 0 | 0 | 0 | 0 | 0 | 0 | 0 | 0 | 0 | 0 | 0 | 0 | 0 | 0 | 12
SI/SI | S | 55 | 2012 | 4 | 4 | 4 |  | OTHER TRANS. LINES | UNDERGROUND 115 | 0 | 0 |  | 50.36 | 0 | 0 |  | 88132 | 12217727 | 12305859 | 0 | 0 | 0 | 135600.3814 | 0 | 0 | 0 | 0 | 0 | 0 | 0 | 0 | 0 | 0 | 0 | 0 | 0 | 0 | 0 | 0 | 12
NO |  | 55 | 2012 | 4 | 6 | 6 |  | Total Overhead Transmission | Line Expenses | 0 | 0 |  | 4317.2 | 677.32 | 80 |  | 96772223 | 1040827007 | 1137599230 | 538226 | 11997176 | 0 | 12535402 | 0 | 0 | 0 | 0 | 0 | 0 | 0 | 0 | 0 | 0 | 0 | 0 | 0 | 0 | 0 | 0 | 12
NO |  | 55 | 2012 | 4 | 7 | 7 |  |  | (230, 115, 69 Kv) | 0 | 0 |  | 0 | 0 | 0 |  | 0 | 0 | 0 | 0 | 0 | 0 | 0 | 0 | 0 | 0 | 0 | 0 | 0 | 0 | 0 | 0 | 0 | 0 | 0 | 0 | 0 | 0 | 0 | 12
NO |  | 55 | 2012 | 4 | 8 | 8 |  | NEW LINES FOR 2008 |  | 0 | 0 |  | 0 | 0 | 0 |  | 0 | 0 | 0 | 0 | 0 | 0 | 0 | 0 | 0 | 0 | 0 | 0 | 0 | 0 | 0 | 0 | 0 | 0 | 0 | 0 | 0 | 0 | 0 | 12
NO |  | 55 | 2012 | 4 | 9 | 9 |  | CENTRAL FLORIDA | BUSHNELL EAST | 230 | 230 | SP | 8.89 | 0 | 1 | 1622 ACSS/TW | 4175417 | 6804301 | 10979718 | 0 | 0 | 0 | 0 | 0 | 0 | 0 | 0 | 0 | 0 | 0 | 0 | 0 | 0 | 0 | 0 | 0 | 0 | 0 | 0 | 12
NO |  | 55 | 2012 | 4 | 10 | 10 |  | LAKE BRYAN | WINDERMERE | 230 | 230 | SP | 9.76 | 0 | 2 | 1622 ACSS/TW | 1360155 | 8703668 | 10063823 | 0 | 0 | 0 | 0 | 0 | 0 | 0 | 0 | 0 | 0 | 0 | 0 | 0 | 0 | 0 | 0 | 0 | 0 | 0 | 0 | 12
NO |  | 55 | 2012 | 4 | 11 | 11 |  | BARTOW PLANT (OH) | NORTHEAST (GENERATION TIE) | 230 | 230 | SP | 1.53 | 0 | 1 | 1590 ACSR | 0 | 2376418 | 2376418 | 0 | 0 | 0 | 0 | 0 | 0 | 0 | 0 | 0 | 0 | 0 | 0 | 0 | 0 | 0 | 0 | 0 | 0 | 0 | 0 | 12
NO |  | 55 | 2012 | 4 | 12 | 12 |  | NORTHEAST | NORTHEAST (SUB BUS) | 230 | 230 | SP | 0.14 | 0 | 1 | 1590 ACSR | 0 | 490157 | 490157 | 0 | 0 | 0 | 0 | 0 | 0 | 0 | 0 | 0 | 0 | 0 | 0 | 0 | 0 | 0 | 0 | 0 | 0 | 0 | 0 | 12
NO |  | 55 | 2012 | 4 | 14 | 14 |  | NEW LINES FOR 2009 |  | 0 | 0 |  | 0 | 0 | 0 |  | 0 | 0 | 0 | 0 | 0 | 0 | 0 | 0 | 0 | 0 | 0 | 0 | 0 | 0 | 0 | 0 | 0 | 0 | 0 | 0 | 0 | 0 | 0 | 12
NO |  | 55 | 2012 | 4 | 15 | 15 |  | BARTOW PLANT | NORTHEAST #7 (Underground) | 230 | 230 | XLPE | 3.84 | 0 | 1 | 5000 KCMIL CU | 114492 | 27339468 | 27453960 | 0 | 0 | 0 | 0 | 0 | 0 | 0 | 0 | 0 | 0 | 0 | 0 | 0 | 0 | 0 | 0 | 0 | 0 | 0 | 0 | 12
NO |  | 55 | 2012 | 4 | 16 | 16 |  | BARTOW PLANT | NORTHEAST #8 (Underground) | 230 | 230 | XLPE | 3.92 | 0 | 1 | 5000 KCMIL CU | 114492 | 27339468 | 27453960 | 0 | 0 | 0 | 0 | 0 | 0 | 0 | 0 | 0 | 0 | 0 | 0 | 0 | 0 | 0 | 0 | 0 | 0 | 0 | 0 | 12
NO |  | 55 | 2012 | 4 | 17 | 17 |  | DUNDEE | WEST LK WALES (DWL1) | 230 | 230 | SP | 9.79 | 0 | 2 | 2627 ACSS/TW | 1524275 | 13745557 | 15269832 | 0 | 0 | 0 | 0 | 0 | 0 | 0 | 0 | 0 | 0 | 0 | 0 | 0 | 0 | 0 | 0 | 0 | 0 | 0 | 0 | 12
NO |  | 55 | 2012 | 4 | 18 | 18 |  | DUNDEE | WEST LK WALES (DWL2) | 230 | 230 | SP | 0 | 0.63 | 1 | 2627 ACSS/TW | 0 | 2203108 | 2203108 | 0 | 0 | 0 | 0 | 0 | 0 | 0 | 0 | 0 | 0 | 0 | 0 | 0 | 0 | 0 | 0 | 0 | 0 | 0 | 0 | 12
NO |  | 55 | 2012 | 4 | 21 | 21 |  | BARTOW PLANT | NORTHEAST #9 Duct Bnk (Und) | 0 | 230 |  | 0 | 0 | 0 |  | 114492 | 6191261 | 6305753 | 0 | 0 | 0 | 0 | 0 | 0 | 0 | 0 | 0 | 0 | 0 | 0 | 0 | 0 | 0 | 0 | 0 | 0 | 0 | 0 | 12
NO |  | 55 | 2012 | 4 | 25 | 25 |  | NEW LINES FOR 2010 |  | 0 | 0 |  | 0 | 0 | 0 |  | 0 | 0 | 0 | 0 | 0 | 0 | 0 | 0 | 0 | 0 | 0 | 0 | 0 | 0 | 0 | 0 | 0 | 0 | 0 | 0 | 0 | 0 | 0 | 12
NO |  | 55 | 2012 | 4 | 26 | 26 |  | INTERCESSION CITY | DUNDEE (ICD1) | 230 | 230 | SP | 20.26 | 0 | 2 | 2627 ACSS/TW/HS | 3393996 | 30344508 | 33738504 | 0 | 0 | 0 | 0 | 0 | 0 | 0 | 0 | 0 | 0 | 0 | 0 | 0 | 0 | 0 | 0 | 0 | 0 | 0 | 0 | 12
NO |  | 55 | 2012 | 4 | 27 | 27 |  | INTERCESSION CITY | DUNDEE 2ND CIR (ICD2) | 230 | 230 | SP | 0.81 | 20.33 | 2 | 2627 ACSS/TW/HS | 0 | 8919630 | 8919630 | 0 | 0 | 0 | 0 | 0 | 0 | 0 | 0 | 0 | 0 | 0 | 0 | 0 | 0 | 0 | 0 | 0 | 0 | 0 | 0 | 12
NO |  | 55 | 2012 | 4 | 28 | 28 |  | AVALON | GIFFORD | 230 | 230 | SP | 7.2 | 0 | 2 | 2627 ACSS/TW | 1455623 | 11180272 | 12635895 | 0 | 0 | 0 | 0 | 0 | 0 | 0 | 0 | 0 | 0 | 0 | 0 | 0 | 0 | 0 | 0 | 0 | 0 | 0 | 0 | 12
NO |  | 55 | 2012 | 4 | 29 | 29 |  | STANTON PLANT (OUC) | BITHLO (SPBX) | 230 | 230 | SP | 5.9 | 0 | 2 | 1622 ACSS/TW | 1040349 | 10480012 | 11520361 | 0 | 0 | 0 | 0 | 0 | 0 | 0 | 0 | 0 | 0 | 0 | 0 | 0 | 0 | 0 | 0 | 0 | 0 | 0 | 0 | 12
NO |  | 55 | 2012 | 4 | 30 | 30 |  | SANFORD (FP&L) | BITHLO (SBX) | 230 | 230 | CP | 0.01 | 0 | 0 |  | 1782471 | 0 | 1782471 | 0 | 0 | 0 | 0 | 0 | 0 | 0 | 0 | 0 | 0 | 0 | 0 | 0 | 0 | 0 | 0 | 0 | 0 | 0 | 0 | 12
NO |  | 55 | 2012 | 4 | 31 | 31 |  | HOLDER | HOLDER STRINGBUS | 230 | 230 | CP | 0.07 | 0 | 1 | 2627 ACSS/TW | 0 | 75864 | 75864 | 0 | 0 | 0 | 0 | 0 | 0 | 0 | 0 | 0 | 0 | 0 | 0 | 0 | 0 | 0 | 0 | 0 | 0 | 0 | 0 | 12
NO |  | 55 | 2012 | 4 | 33 | 33 |  | NEW LINE FOR 2011 |  | 0 | 0 |  | 0 | 0 | 0 |  | 0 | 0 | 0 | 0 | 0 | 0 | 0 | 0 | 0 | 0 | 0 | 0 | 0 | 0 | 0 | 0 | 0 | 0 | 0 | 0 | 0 | 0 | 0 | 12
NO |  | 55 | 2012 | 4 | 34 | 34 |  | HINES | WEST LK WALES CIR #2 | 230 | 230 | SP | 0.76 | 20.26 | 1 | 1622 ACCS/TW | 611349 | 8574979 | 9186328 | 0 | 0 | 0 | 0 | 0 | 0 | 0 | 0 | 0 | 0 | 0 | 0 | 0 | 0 | 0 | 0 | 0 | 0 | 0 | 0 | 12
NO |  | 55 | 2012 | 4 | 35 | 35 |  | NEW LINES FOR 2012 |  | 0 | 0 |  | 0 | 0 | 0 |  | 0 | 0 | 0 | 0 | 0 | 0 | 0 | 0 | 0 | 0 | 0 | 0 | 0 | 0 | 0 | 0 | 0 | 0 | 0 | 0 | 0 | 0 | 0 | 12
NO |  | 55 | 2012 | 0 | 36 | 36 |  | TOTAL |  | 0 | 0 |  | 4396.05 | 718.54 | 100 |  | 112459334 | 1207802230 | 1320261564 | 538226 | 11997176 | 0 | 12535402 | 0 | 0 | 0 | 0 | 0 | 0 | 0 | 0 | 0 | 0 | 0 | 0 | 0 | 0 | 0 | 0 | 12
NO |  | 55 | 2012 | 4 | 5 | 5 |  | Expenses (columns M & N) |  | 0 | 0 |  | 0 | 0 | 0 |  | 0 | 0 | 0 | 538226 | 11997176 | 0 | 12535402 | 0 | 0 | 0 | 0 | 0 | 0 | 0 | 0 | 0 | 0 | 0 | 0 | 0 | 0 | 0 | 0 | 12
NO |  | 55 | 2012 | 5 | 1 | 1 |  | NORTHEAST | DISSTON | 230 | 230 | SP | 5.83 | 0 | 0 |  | 0 | 2206552 | 2206552 | 0 | 0 | 0 | 0 | 0 | 0 | 0 | 0 | 0 | 620550303 | 0 | 0 | 0 | 0 | 0 | 0 | 0 | 0 | 0 | 0 | 12
NO |  | 55 | 2012 | 5 | 2 | 2 |  | DISSTON | DISSTON BUS (230KV) | 0 | 0 |  | 0.14 | 0 | 0 |  | 0 | 0 | 0 | 0 | 0 | 0 | 0 | 0 | 0 | 0 | 0 | 0 | 0 | 0 | 0 | 0 | 0 | 0 | 0 | 0 | 0 | 0 | 0 | 12
NO |  | 294 | 2012 | 0 | 1 | 1 |  | Petersburg | Loop | 345 | 345 | ST | 3.19 | 0 | 2 | 954 ACSR | 0 | 0 | 0 | 0 | 0 | 0 | 0 | 0 | 0 | 0 | 0 | 0 | 0 | 0 | 0 | 0 | 0 | 0 | 0 | 0 | 0 | 0 | 0 | 12
NO |  | 294 | 2012 | 0 | 2 | 2 |  | Cayuga Station | Whitestown Substation | 345 | 345 | ST & WH | 60.1 | 0 | 1 | 954 ACSR | 0 | 0 | 0 | 0 | 0 | 0 | 0 | 0 | 0 | 0 | 0 | 0 | 0 | 0 | 0 | 0 | 0 | 0 | 0 | 0 | 0 | 0 | 0 | 12
NO |  | 294 | 2012 | 0 | 3 | 3 |  | Greentown | Kokomo Webster Street | 230 | 230 | ST & WH | 13.68 | 0 | 2 | 954 SSAC | 0 | 0 | 0 | 0 | 0 | 0 | 0 | 0 | 0 | 0 | 0 | 0 | 0 | 0 | 0 | 0 | 0 | 0 | 0 | 0 | 0 | 0 | 0 | 12
NO |  | 294 | 2012 | 0 | 4 | 4 |  | Cayuga Station | New London Switching | 230 | 230 | WH & SH | 62.2 | 0 | 1 | 636 ACSR | 0 | 0 | 0 | 0 | 0 | 0 | 0 | 0 | 0 | 0 | 0 | 0 | 0 | 0 | 0 | 0 | 0 | 0 | 0 | 0 | 0 | 0 | 0 | 12
NO |  | 294 | 2012 | 0 | 5 | 5 |  | Alamo | Lake Holiday | 138 | 138 | WP | 4.2 | 0 | 1 | 336 AAAC | 0 | 0 | 0 | 0 | 0 | 0 | 0 | 0 | 0 | 0 | 0 | 0 | 0 | 0 | 0 | 0 | 0 | 0 | 0 | 0 | 0 | 0 | 0 | 12
NO |  | 294 | 2012 | 0 | 6 | 6 |  | Carmel Jct. | Carmal 146th Street | 230 | 230 | CP | 7.99 | 0 | 1 | 954 ACSR | 0 | 0 | 0 | 0 | 0 | 0 | 0 | 0 | 0 | 0 | 0 | 0 | 0 | 0 | 0 | 0 | 0 | 0 | 0 | 0 | 0 | 0 | 0 | 12
NO |  | 294 | 2012 | 0 | 7 | 7 |  | Nucor | Loop | 345 | 345 | WH | 0.25 | 0 | 1 | 954 ACSR | 0 | 0 | 0 | 0 | 0 | 0 | 0 | 0 | 0 | 0 | 0 | 0 | 0 | 0 | 0 | 0 | 0 | 0 | 0 | 0 | 0 | 0 | 0 | 12
NO |  | 294 | 2012 | 0 | 8 | 8 |  | South 1st Street | Water Street | 138 | 138 | WP | 1.7 | 0 | 1 | 954 ACSR | 0 | 0 | 0 | 0 | 0 | 0 | 0 | 0 | 0 | 0 | 0 | 0 | 0 | 0 | 0 | 0 | 0 | 0 | 0 | 0 | 0 | 0 | 0 | 12
NO |  | 294 | 2012 | 0 | 9 | 9 |  | Dresser Substation | Terre Haute South 1st St | 138 | 138 | WP | 6 | 0 | 1 | 954 KCM ACSR | 0 | 0 | 0 | 0 | 0 | 0 | 0 | 0 | 0 | 0 | 0 | 0 | 0 | 0 | 0 | 0 | 0 | 0 | 0 | 0 | 0 | 0 | 0 | 12
NO |  | 294 | 2012 | 0 | 10 | 10 |  | Twin Branch-Robison Park | LaOtto Substation | 138 | 138 | WP | 1.4 | 0 | 1 | 336.4 KCM ACSR | 0 | 0 | 0 | 0 | 0 | 0 | 0 | 0 | 0 | 0 | 0 | 0 | 0 | 0 | 0 | 0 | 0 | 0 | 0 | 0 | 0 | 0 | 0 | 12
NO |  | 294 | 2012 | 0 | 11 | 11 |  | Albion-Kendallville | Skinner Lake Substation | 138 | 138 | WP | 0.9 | 0 | 1 | 336.4 KCM ACSR | 0 | 0 | 0 | 0 | 0 | 0 | 0 | 0 | 0 | 0 | 0 | 0 | 0 | 0 | 0 | 0 | 0 | 0 | 0 | 0 | 0 | 0 | 0 | 12
NO |  | 294 | 2012 | 0 | 12 | 12 |  | Meridian Substation | East Whitley Station | 345 | 345 | SP | 7.7 | 0 | 1 | 2-954 MCM ACSR | 0 | 0 | 0 | 0 | 0 | 0 | 0 | 0 | 0 | 0 | 0 | 0 | 0 | 0 | 0 | 0 | 0 | 0 | 0 | 0 | 0 | 0 | 0 | 12
NO |  | 294 | 2012 | 0 | 13 | 13 |  | Air West Junction | Air West Substation | 138 | 138 | SP | 1 | 0 | 1 | #4/0 ACSR | 0 | 0 | 0 | 0 | 0 | 0 | 0 | 0 | 0 | 0 | 0 | 0 | 0 | 0 | 0 | 0 | 0 | 0 | 0 | 0 | 0 | 0 | 0 | 12
NO |  | 294 | 2012 | 0 | 14 | 14 |  | Raber "Tap" | Coesse 138 kV Substation | 138 | 138 | SP | 4.1 | 0 | 1 | 397 ACSR | 0 | 0 | 0 | 0 | 0 | 0 | 0 | 0 | 0 | 0 | 0 | 0 | 0 | 0 | 0 | 0 | 0 | 0 | 0 | 0 | 0 | 0 | 0 | 12
NO |  | 294 | 2012 | 0 | 15 | 15 |  | Scottsburg | Madison | 138 | 138 | WP/SP | 17 | 0 | 0 | 477ACSR | 0 | 0 | 0 | 0 | 0 | 0 | 0 | 0 | 0 | 0 | 0 | 0 | 0 | 0 | 0 | 0 | 0 | 0 | 0 | 0 | 0 | 0 | 0 | 12
NO |  | 294 | 2012 | 0 | 16 | 16 |  | Lafayette Jct. | Lafayette Substation | 138 | 138 | WP/SP | 0.5 | 0 | 1 | #4/0 ACSR | 0 | 0 | 0 | 0 | 0 | 0 | 0 | 0 | 0 | 0 | 0 | 0 | 0 | 0 | 0 | 0 | 0 | 0 | 0 | 0 | 0 | 0 | 0 | 12
NO |  | 294 | 2012 | 0 | 17 | 17 |  | Lafayette Substation | Royalton Substation | 138 | 138 | WP | 4.3 | 0 | 1 | #4/0 ACSR | 0 | 0 | 0 | 0 | 0 | 0 | 0 | 0 | 0 | 0 | 0 | 0 | 0 | 0 | 0 | 0 | 0 | 0 | 0 | 0 | 0 | 0 | 0 | 12
NO |  | 294 | 2012 | 0 | 18 | 18 |  | Dawkins Station | Herb. Monroe Sub | 138 | 138 | WP | 0.5 | 0 | 1 | #4/0 ACSR | 0 | 0 | 0 | 0 | 0 | 0 | 0 | 0 | 0 | 0 | 0 | 0 | 0 | 0 | 0 | 0 | 0 | 0 | 0 | 0 | 0 | 0 | 0 | 12
NO |  | 294 | 2012 | 0 | 19 | 19 |  | ASA Jct. | ASA Substation | 138 | 138 | WP | 4 | 0 | 1 | #336 ACSR | 0 | 0 | 0 | 0 | 0 | 0 | 0 | 0 | 0 | 0 | 0 | 0 | 0 | 0 | 0 | 0 | 0 | 0 | 0 | 0 | 0 | 0 | 0 | 12
NO |  | 294 | 2012 | 0 | 20 | 20 |  | Center Valley | Loop | 138 | 138 | SP | 2.5 | 0 | 1 | #954 ACSR | 0 | 0 | 0 | 0 | 0 | 0 | 0 | 0 | 0 | 0 | 0 | 0 | 0 | 0 | 0 | 0 | 0 | 0 | 0 | 0 | 0 | 0 | 0 | 12
NO |  | 294 | 2012 | 0 | 21 | 21 |  | Note: |  | 0 | 0 |  | 0 | 0 | 0 |  | 9054741 | 59235386 | 68290127 | 970926 | 1693722 | 0 | 2664648 | 0 | 0 | 0 | 0 | 0 | 0 | 0 | 0 | 0 | 0 | 0 | 0 | 0 | 0 | 0 | 0 | 12
NO |  | 294 | 2012 | 0 | 22 | 22 |  | ST = Steel Tower |  | 0 | 0 |  | 0 | 0 | 0 |  | 0 | 0 | 0 | 0 | 0 | 0 | 0 | 0 | 0 | 0 | 0 | 0 | 0 | 0 | 0 | 0 | 0 | 0 | 0 | 0 | 0 | 0 | 0 | 12
NO |  | 294 | 2012 | 0 | 23 | 23 |  | WH = Wood H-Frame |  | 0 | 0 |  | 0 | 0 | 0 |  | 0 | 0 | 0 | 0 | 0 | 0 | 0 | 0 | 0 | 0 | 0 | 0 | 0 | 0 | 0 | 0 | 0 | 0 | 0 | 0 | 0 | 0 | 0 | 12
NO |  | 294 | 2012 | 0 | 24 | 24 |  | SH = Steel H-Frame |  | 0 | 0 |  | 0 | 0 | 0 |  | 0 | 0 | 0 | 0 | 0 | 0 | 0 | 0 | 0 | 0 | 0 | 0 | 0 | 0 | 0 | 0 | 0 | 0 | 0 | 0 | 0 | 0 | 0 | 12
NO |  | 294 | 2012 | 0 | 25 | 25 |  | CP = Concrete Pole |  | 0 | 0 |  | 0 | 0 | 0 |  | 0 | 0 | 0 | 0 | 0 | 0 | 0 | 0 | 0 | 0 | 0 | 0 | 0 | 0 | 0 | 0 | 0 | 0 | 0 | 0 | 0 | 0 | 0 | 12
NO |  | 294 | 2012 | 0 | 26 | 26 |  | WP = Wood Pole |  | 0 | 0 |  | 0 | 0 | 0 |  | 0 | 0 | 0 | 0 | 0 | 0 | 0 | 0 | 0 | 0 | 0 | 0 | 0 | 0 | 0 | 0 | 0 | 0 | 0 | 0 | 0 | 0 | 0 | 12
NO |  | 294 | 2012 | 0 | 27 | 27 |  | SP = Steel Pole |  | 0 | 0 |  | 0 | 0 | 0 |  | 0 | 0 | 0 | 0 | 0 | 0 | 0 | 0 | 0 | 0 | 0 | 0 | 0 | 0 | 0 | 0 | 0 | 0 | 0 | 0 | 0 | 0 | 0 | 12
NO |  | 294 | 2012 | 0 | 36 | 36 |  | TOTAL |  | 0 | 0 |  | 203.21 | 0 | 21 |  | 9054741 | 59235386 | 68290127 | 970926 | 1693722 | 0 | 2664648 | 0 | 0 | 0 | 0 | 0 | 0 | 0 | 0 | 0 | 0 | 0 | 0 | 0 | 0 | 0 | 0 | 12
NO |  | 230 | 2012 | 0 | 36 | 36 |  | TOTAL |  | 0 | 0 |  | 0 | 0 | 0 |  | 0 | 0 | 0 | 0 | 0 | 0 | 0 | 0 | 0 | 0 | 0 | 0 | 0 | 0 | 0 | 0 | 0 | 0 | 0 | 0 | 0 | 0 | 0 | 12
SI/SI | A | 123 | 2012 | 0 | 1 | 1 |  | 34KV LINES & LESS |  | 34 | 34 | WOOD | 30.2 | 0.5 | 1 | VARIOUS | 42125 | 2029097 | 2071222 | 2944 | 5830 | 0 | 8774 | 0 | 0 | 0 | 0 | 0 | 0 | 0 | 0 | 0 | 0 | 0 | 0 | 0 | 0 | 0 | 0 | 12
SI/SI | A | 123 | 2012 | 0 | 4 | 4 |  | 69KV LINES |  | 69 | 69 | WOOD | 111.49 | 4.84 | 1 | VARIOUS | 206625 | 6592288 | 6798913 | 9662 | 19135 | 0 | 28797 | 0 | 0 | 0 | 0 | 0 | 0 | 0 | 0 | 0 | 0 | 0 | 0 | 0 | 0 | 0 | 0 | 12
SI/SI | S | 123 | 2012 | 0 | 6 | 6 |  | 69KV LINES |  | 69 | 69 | UNDERGROUND | 0.3 | 0 | 1 | 1200 MCM | 15285 | 439264 | 454549 | 646 | 1279 | 0 | 1925 | 0 | 0 | 0 | 0 | 0 | 0 | 0 | 0 | 0 | 0 | 0 | 0 | 0 | 0 | 0 | 0 | 12
NO |  | 123 | 2012 | 0 | 36 | 36 |  | TOTAL |  | 0 | 0 |  | 141.99 | 5.34 | 3 |  | 264035 | 9060649 | 9324684 | 13252 | 26244 | 0 | 39496 | 0 | 0 | 0 | 0 | 0 | 0 | 0 | 0 | 0 | 0 | 0 | 0 | 0 | 0 | 0 | 0 | 12
NO |  | 157 | 2012 | 0 | 1 | 1 |  | HUMOLDT | IDAHO-NV | 345 | 345 | S-ALTWR | 100.74 | 0 | 1 | 2-795 ACSR | 0 | 0 | 0 | 0 | 0 | 0 | 0 | 0 | 0 | 0 | 0 | 0 | 0 | 0 | 0 | 0 | 0 | 0 | 0 | 0 | 0 | 0 | 0 | 12
NO |  | 157 | 2012 | 0 | 2 | 2 |  | VALMY | COYOTECR | 345 | 345 | S-ALTWR | 41.31 | 0 | 1 | 2-795 ACSR | 0 | 0 | 0 | 0 | 0 | 0 | 0 | 0 | 0 | 0 | 0 | 0 | 0 | 0 | 0 | 0 | 0 | 0 | 0 | 0 | 0 | 0 | 0 | 12
NO |  | 157 | 2012 | 0 | 3 | 3 |  | TRACY E | VALMY#2 | 345 | 345 | S-ALTWR | 161.76 | 0 | 1 | 2-795 ACSR | 0 | 0 | 0 | 0 | 0 | 0 | 0 | 0 | 0 | 0 | 0 | 0 | 0 | 0 | 0 | 0 | 0 | 0 | 0 | 0 | 0 | 0 | 0 | 12
NO |  | 157 | 2012 | 0 | 4 | 4 |  | TRACY E | OREANA | 345 | 345 | S-ALTWR | 86.01 | 0 | 1 | 2-795 ACSR | 0 | 0 | 0 | 0 | 0 | 0 | 0 | 0 | 0 | 0 | 0 | 0 | 0 | 0 | 0 | 0 | 0 | 0 | 0 | 0 | 0 | 0 | 0 | 12
NO |  | 157 | 2012 | 0 | 5 | 5 |  | OREANA | VALMY | 345 | 345 | S-ALTWR | 74.1 | 0 | 1 | 2-795 ACSR | 0 | 0 | 0 | 0 | 0 | 0 | 0 | 0 | 0 | 0 | 0 | 0 | 0 | 0 | 0 | 0 | 0 | 0 | 0 | 0 | 0 | 0 | 0 | 12
NO |  | 157 | 2012 | 0 | 6 | 6 |  | COYOTECR | HUM | 345 | 345 | S-ALTWR | 28.62 | 0 | 1 | 2-795 ACSR | 0 | 0 | 0 | 0 | 0 | 0 | 0 | 0 | 0 | 0 | 0 | 0 | 0 | 0 | 0 | 0 | 0 | 0 | 0 | 0 | 0 | 0 | 0 | 12
NO |  | 157 | 2012 | 0 | 7 | 7 |  | VALMY | FALCON | 345 | 345 | S-ALTWR | 35.78 | 0 | 1 | 2-795 ACSR | 0 | 0 | 0 | 0 | 0 | 0 | 0 | 0 | 0 | 0 | 0 | 0 | 0 | 0 | 0 | 0 | 0 | 0 | 0 | 0 | 0 | 0 | 0 | 12
NO |  | 157 | 2012 | 0 | 8 | 8 |  | TRACY E | WEST TRACY | 345 | 345 | S-ALTWR | 0.9 | 0 | 1 | 2-795 ACSR | 0 | 0 | 0 | 0 | 0 | 0 | 0 | 0 | 0 | 0 | 0 | 0 | 0 | 0 | 0 | 0 | 0 | 0 | 0 | 0 | 0 | 0 | 0 | 12
NO |  | 157 | 2012 | 0 | 9 | 9 |  | VAL RD N | TRACY E | 345 | 345 | S-HFST | 19.3 | 0 | 1 | 2-795 ACSR | 0 | 0 | 0 | 0 | 0 | 0 | 0 | 0 | 0 | 0 | 0 | 0 | 0 | 0 | 0 | 0 | 0 | 0 | 0 | 0 | 0 | 0 | 0 | 12
NO |  | 157 | 2012 | 0 | 10 | 10 |  | TRACY E. | NANIWA | 345 | 345 | S-HFST | 0.4 | 0 | 1 | 954 ACSR | 0 | 0 | 0 | 0 | 0 | 0 | 0 | 0 | 0 | 0 | 0 | 0 | 0 | 0 | 0 | 0 | 0 | 0 | 0 | 0 | 0 | 0 | 0 | 12
NO |  | 157 | 2012 | 0 | 11 | 11 |  | FALCON | GONDER | 345 | 345 | S-HFST | 179.45 | 0 | 1 | 2-954 ACSR | 0 | 0 | 0 | 0 | 0 | 0 | 0 | 0 | 0 | 0 | 0 | 0 | 0 | 0 | 0 | 0 | 0 | 0 | 0 | 0 | 0 | 0 | 0 | 12
NO |  | 157 | 2012 | 0 | 12 | 12 |  | WEST TRACY | MIRA LMA | 345 | 345 | S-ALTWR | 13 | 0 | 1 | 2-795 ACSR | 0 | 0 | 0 | 0 | 0 | 0 | 0 | 0 | 0 | 0 | 0 | 0 | 0 | 0 | 0 | 0 | 0 | 0 | 0 | 0 | 0 | 0 | 0 | 12
NO |  | 157 | 2012 | 0 | 13 | 13 |  | HILL TOP | FT SAGE | 345 | 345 | S-HFWD | 116.6 | 0 | 1 | 2-954 ACSR | 0 | 0 | 0 | 0 | 0 | 0 | 0 | 0 | 0 | 0 | 0 | 0 | 0 | 0 | 0 | 0 | 0 | 0 | 0 | 0 | 0 | 0 | 0 | 12
NO |  | 157 | 2012 | 0 | 14 | 14 |  | FORT SAGE | BORDERTOWN | 345 | 345 | S-HFWD | 32.7 | 0 | 1 | 2-954 ACSR | 0 | 0 | 0 | 0 | 0 | 0 | 0 | 0 | 0 | 0 | 0 | 0 | 0 | 0 | 0 | 0 | 0 | 0 | 0 | 0 | 0 | 0 | 0 | 12
NO |  | 157 | 2012 | 0 | 15 | 15 |  | BORDERTOWN | N. VALLEY | 345 | 345 | S-HFWD | 14.4 | 0 | 1 | 2-954 ACSR | 0 | 0 | 0 | 0 | 0 | 0 | 0 | 0 | 0 | 0 | 0 | 0 | 0 | 0 | 0 | 0 | 0 | 0 | 0 | 0 | 0 | 0 | 0 | 12
NO |  | 157 | 2012 | 0 | 16 | 16 |  | 345 KV LINE COSTS |  | 0 | 0 |  | 0 | 0 | 0 |  | 18174098 | 245863535 | 264037633 | 2641905 | 523671 | 426636 | 3592212 | 0 | 0 | 0 | 0 | 0 | 0 | 0 | 0 | 0 | 0 | 0 | 0 | 0 | 0 | 0 | 0 | 12
NO |  | 157 | 2012 | 0 | 17 | 17 |  | 345 KV SUBTOTAL |  | 0 | 0 |  | 905.07 | 0 | 15 |  | 18174098 | 245863535 | 264037633 | 2641905 | 523671 | 426636 | 3592212 | 0 | 0 | 0 | 0 | 0 | 0 | 0 | 0 | 0 | 0 | 0 | 0 | 0 | 0 | 0 | 0 | 12
NO |  | 157 | 2012 | 0 | 19 | 19 |  | MACHACEK | GONDER | 230 | 230 | S-KFWD | 66.49 | 0 | 1 | 795 ACSR | 0 | 0 | 0 | 0 | 0 | 0 | 0 | 0 | 0 | 0 | 0 | 0 | 0 | 0 | 0 | 0 | 0 | 0 | 0 | 0 | 0 | 0 | 0 | 12
NO |  | 157 | 2012 | 0 | 20 | 20 |  | FRONTIER | MACHACEK | 230 | 230 | S-KFWD | 48.67 | 0 | 1 | 795 ACSR | 0 | 0 | 0 | 0 | 0 | 0 | 0 | 0 | 0 | 0 | 0 | 0 | 0 | 0 | 0 | 0 | 0 | 0 | 0 | 0 | 0 | 0 | 0 | 12
NO |  | 157 | 2012 | 0 | 21 | 21 |  | FRONTIER | ROUND MT | 230 | 230 | S-KFWD | 57.19 | 0 | 1 | 795 ACSR | 0 | 0 | 0 | 0 | 0 | 0 | 0 | 0 | 0 | 0 | 0 | 0 | 0 | 0 | 0 | 0 | 0 | 0 | 0 | 0 | 0 | 0 | 0 | 12
NO |  | 157 | 2012 | 0 | 22 | 22 |  | ROUND MT | ANACONDA | 230 | 230 | S-KFWD | 26.9 | 0 | 1 | 795 ACSR | 0 | 0 | 0 | 0 | 0 | 0 | 0 | 0 | 0 | 0 | 0 | 0 | 0 | 0 | 0 | 0 | 0 | 0 | 0 | 0 | 0 | 0 | 0 | 12
NO |  | 157 | 2012 | 0 | 23 | 23 |  | ROUND MT | ANACONDA | 230 | 230 | S-HFWD | 4.2 | 0 | 1 | 795 ACSR | 0 | 0 | 0 | 0 | 0 | 0 | 0 | 0 | 0 | 0 | 0 | 0 | 0 | 0 | 0 | 0 | 0 | 0 | 0 | 0 | 0 | 0 | 0 | 12
NO |  | 157 | 2012 | 0 | 24 | 24 |  | ROUND MT | ANACONDA | 230 | 230 | S-SPWD | 0.7 | 0 | 1 | 795 AA | 0 | 0 | 0 | 0 | 0 | 0 | 0 | 0 | 0 | 0 | 0 | 0 | 0 | 0 | 0 | 0 | 0 | 0 | 0 | 0 | 0 | 0 | 0 | 12
NO |  | 157 | 2012 | 0 | 25 | 25 |  | AUSTIN | FRONTIER | 230 | 230 | S-KFWD | 13 | 0 | 1 | 795 ACSR | 0 | 0 | 0 | 0 | 0 | 0 | 0 | 0 | 0 | 0 | 0 | 0 | 0 | 0 | 0 | 0 | 0 | 0 | 0 | 0 | 0 | 0 | 0 | 12
NO |  | 157 | 2012 | 0 | 26 | 26 |  | FT CHURCH | SALTWELLS TP | 230 | 230 | S-KFWD | 36 | 0 | 1 | 795 ACSR | 0 | 0 | 0 | 0 | 0 | 0 | 0 | 0 | 0 | 0 | 0 | 0 | 0 | 0 | 0 | 0 | 0 | 0 | 0 | 0 | 0 | 0 | 0 | 12
NO |  | 157 | 2012 | 0 | 27 | 27 |  | SALT WELLS TAP | SALT WELLS SUB | 230 | 230 | S-HFST | 4.9 | 0 | 1 | 795 ACSR | 0 | 0 | 0 | 0 | 0 | 0 | 0 | 0 | 0 | 0 | 0 | 0 | 0 | 0 | 0 | 0 | 0 | 0 | 0 | 0 | 0 | 0 | 0 | 12
NO |  | 157 | 2012 | 0 | 28 | 28 |  | SALTWELLS TP | AUSTIN | 230 | 230 | S-KFWD | 86 | 0 | 1 | 795 ACSR | 0 | 0 | 0 | 0 | 0 | 0 | 0 | 0 | 0 | 0 | 0 | 0 | 0 | 0 | 0 | 0 | 0 | 0 | 0 | 0 | 0 | 0 | 0 | 12
NO |  | 157 | 2012 | 0 | 29 | 29 |  | 230 KV LINE COSTS |  | 0 | 0 |  | 0 | 0 | 0 |  | 2583675 | 22032831 | 24616506 | 1004129 | 199036 | 162155 | 1365320 | 0 | 0 | 0 | 0 | 0 | 0 | 0 | 0 | 0 | 0 | 0 | 0 | 0 | 0 | 0 | 0 | 12
NO |  | 157 | 2012 | 0 | 30 | 30 |  | 230 KV SUBTOTAL |  | 0 | 0 |  | 344.05 | 0 | 10 |  | 2583675 | 22032831 | 24616506 | 1004129 | 199036 | 162155 | 1365320 | 0 | 0 | 0 | 0 | 0 | 0 | 0 | 0 | 0 | 0 | 0 | 0 | 0 | 0 | 0 | 0 | 12
NO |  | 157 | 2012 | 0 | 32 | 32 |  | CAL SUB | N TRUCKE | 120 | 120 | HFWD | 9.35 | 0 | 1 | 397.5 ACSR | 0 | 0 | 0 | 0 | 0 | 0 | 0 | 0 | 0 | 0 | 0 | 0 | 0 | 0 | 0 | 0 | 0 | 0 | 0 | 0 | 0 | 0 | 0 | 12
NO |  | 157 | 2012 | 0 | 33 | 33 |  | CAL SUB | N TRUCKE | 120 | 120 | HFWD | 9.53 | 0 | 1 | 4 / 0 CU | 0 | 0 | 0 | 0 | 0 | 0 | 0 | 0 | 0 | 0 | 0 | 0 | 0 | 0 | 0 | 0 | 0 | 0 | 0 | 0 | 0 | 0 | 0 | 12
NO |  | 157 | 2012 | 0 | 34 | 34 |  | SUMMIT 2 | CAL SUB | 120 | 120 | HFWD | 19.94 | 0 | 1 | 397.5 ACSR | 0 | 0 | 0 | 0 | 0 | 0 | 0 | 0 | 0 | 0 | 0 | 0 | 0 | 0 | 0 | 0 | 0 | 0 | 0 | 0 | 0 | 0 | 0 | 12
NO |  | 157 | 2012 | 0 | 35 | 35 |  | SUMMIT 2 | CAL SUB | 120 | 120 | HFWD | 6.36 | 0 | 1 | 4 / 0 CU | 0 | 0 | 0 | 0 | 0 | 0 | 0 | 0 | 0 | 0 | 0 | 0 | 0 | 0 | 0 | 0 | 0 | 0 | 0 | 0 | 0 | 0 | 0 | 12
NO |  | 157 | 2012 | 1 | 1 | 1 |  | VAL RD N | VAL ROAD | 120 | 120 | S-DHFWD | 0.36 | 0 | 1 | 1272 AA | 0 | 0 | 0 | 0 | 0 | 0 | 0 | 0 | 0 | 0 | 0 | 0 | 0 | 0 | 0 | 0 | 0 | 0 | 0 | 0 | 0 | 0 | 0 | 12
NO |  | 157 | 2012 | 1 | 2 | 2 |  | VAL ROAD | SPAN SPG | 120 | 120 | HFWD | 4.52 | 0 | 1 | 636 ACSR | 0 | 0 | 0 | 0 | 0 | 0 | 0 | 0 | 0 | 0 | 0 | 0 | 0 | 0 | 0 | 0 | 0 | 0 | 0 | 0 | 0 | 0 | 0 | 12
NO |  | 157 | 2012 | 1 | 3 | 3 |  | VAL ROAD | SPAN SPG | 120 | 120 | HFWD | 1 | 0 | 1 | 721 ACAR | 0 | 0 | 0 | 0 | 0 | 0 | 0 | 0 | 0 | 0 | 0 | 0 | 0 | 0 | 0 | 0 | 0 | 0 | 0 | 0 | 0 | 0 | 0 | 12
NO |  | 157 | 2012 | 1 | 4 | 4 |  | SPAN SPG | TRACY-1 | 120 | 120 | HFWD | 13.26 | 0 | 1 | 1020 ACCC | 0 | 0 | 0 | 0 | 0 | 0 | 0 | 0 | 0 | 0 | 0 | 0 | 0 | 0 | 0 | 0 | 0 | 0 | 0 | 0 | 0 | 0 | 0 | 12
NO |  | 157 | 2012 | 1 | 5 | 5 |  | SPAN SPG | TRACY-2 | 120 | 120 | HFWD | 0.41 | 0 | 1 | 2-795 ACSR | 0 | 0 | 0 | 0 | 0 | 0 | 0 | 0 | 0 | 0 | 0 | 0 | 0 | 0 | 0 | 0 | 0 | 0 | 0 | 0 | 0 | 0 | 0 | 12
NO |  | 157 | 2012 | 1 | 6 | 6 |  | CAL SUB | WA SW STA | 120 | 120 | HFWD | 5.02 | 0 | 1 | 721 ACAR | 0 | 0 | 0 | 0 | 0 | 0 | 0 | 0 | 0 | 0 | 0 | 0 | 0 | 0 | 0 | 0 | 0 | 0 | 0 | 0 | 0 | 0 | 0 | 12
NO |  | 157 | 2012 | 1 | 7 | 7 |  | WA SW STA | MT ROSE | 120 | 120 | HFWD | 4.47 | 0 | 1 | 721 ACAR | 0 | 0 | 0 | 0 | 0 | 0 | 0 | 0 | 0 | 0 | 0 | 0 | 0 | 0 | 0 | 0 | 0 | 0 | 0 | 0 | 0 | 0 | 0 | 12
NO |  | 157 | 2012 | 1 | 8 | 8 |  | WA SW STA | RENO | 120 | 120 | RSPWD | 6.9 | 0 | 1 | 954 AA | 0 | 0 | 0 | 0 | 0 | 0 | 0 | 0 | 0 | 0 | 0 | 0 | 0 | 0 | 0 | 0 | 0 | 0 | 0 | 0 | 0 | 0 | 0 | 12
NO |  | 157 | 2012 | 1 | 9 | 9 |  | MT. ROSE | STRUCT #2 | 120 | 120 | HFWD | 0.06 | 0 | 1 | 954 ACSR | 0 | 0 | 0 | 0 | 0 | 0 | 0 | 0 | 0 | 0 | 0 | 0 | 0 | 0 | 0 | 0 | 0 | 0 | 0 | 0 | 0 | 0 | 0 | 12
NO |  | 157 | 2012 | 1 | 10 | 10 |  | STRUCT #2 | STRUCT #139 | 120 | 120 | HFWD | 17.78 | 0 | 1 | 431 ACCC | 0 | 0 | 0 | 0 | 0 | 0 | 0 | 0 | 0 | 0 | 0 | 0 | 0 | 0 | 0 | 0 | 0 | 0 | 0 | 0 | 0 | 0 | 0 | 12
NO |  | 157 | 2012 | 1 | 11 | 11 |  | STRUCT #139 | CARSON TAP | 120 | 120 | HFWD | 1.36 | 0 | 1 | 954 ACSR | 0 | 0 | 0 | 0 | 0 | 0 | 0 | 0 | 0 | 0 | 0 | 0 | 0 | 0 | 0 | 0 | 0 | 0 | 0 | 0 | 0 | 0 | 0 | 12
NO |  | 157 | 2012 | 1 | 12 | 12 |  | CARSON TAP | BRUNSWICK | 120 | 120 | HFWD | 4.37 | 0 | 1 | 636 ACSR | 0 | 0 | 0 | 0 | 0 | 0 | 0 | 0 | 0 | 0 | 0 | 0 | 0 | 0 | 0 | 0 | 0 | 0 | 0 | 0 | 0 | 0 | 0 | 12
NO |  | 157 | 2012 | 1 | 13 | 13 |  | TRACY E | BRUNSWCK | 120 | 120 | HFWD | 31 | 0 | 1 | 636 ACSR | 0 | 0 | 0 | 0 | 0 | 0 | 0 | 0 | 0 | 0 | 0 | 0 | 0 | 0 | 0 | 0 | 0 | 0 | 0 | 0 | 0 | 0 | 0 | 12
NO |  | 157 | 2012 | 1 | 14 | 14 |  | BRUNSWCK | 109 TAP | 120 | 120 | HFWD | 6.78 | 0 | 1 | 397.5 ACSR | 0 | 0 | 0 | 0 | 0 | 0 | 0 | 0 | 0 | 0 | 0 | 0 | 0 | 0 | 0 | 0 | 0 | 0 | 0 | 0 | 0 | 0 | 0 | 12
NO |  | 157 | 2012 | 1 | 15 | 15 |  | 109 TAP | Downs | 120 | 120 | HFWD | 3.05 | 0 | 1 | 397.5 ACSR | 0 | 0 | 0 | 0 | 0 | 0 | 0 | 0 | 0 | 0 | 0 | 0 | 0 | 0 | 0 | 0 | 0 | 0 | 0 | 0 | 0 | 0 | 0 | 12
NO |  | 157 | 2012 | 1 | 16 | 16 |  | Downs | BUCKEYE | 120 | 120 | HFWD | 5.95 | 0 | 1 | 397.5 ACSR | 0 | 0 | 0 | 0 | 0 | 0 | 0 | 0 | 0 | 0 | 0 | 0 | 0 | 0 | 0 | 0 | 0 | 0 | 0 | 0 | 0 | 0 | 0 | 12
NO |  | 157 | 2012 | 1 | 17 | 17 |  | MIRA LMA | BELVISTA | 120 | 120 | S-DSPST | 3.6 | 0 | 1 | 954 AA | 0 | 0 | 0 | 0 | 0 | 0 | 0 | 0 | 0 | 0 | 0 | 0 | 0 | 0 | 0 | 0 | 0 | 0 | 0 | 0 | 0 | 0 | 0 | 12
NO |  | 157 | 2012 | 1 | 18 | 18 |  | CAL SUB | WEST UG | 120 | 120 | HFWD | 3.12 | 0 | 1 | 721 ACAR | 0 | 0 | 0 | 0 | 0 | 0 | 0 | 0 | 0 | 0 | 0 | 0 | 0 | 0 | 0 | 0 | 0 | 0 | 0 | 0 | 0 | 0 | 0 | 12
NO |  | 157 | 2012 | 1 | 19 | 19 |  | WEST UG (NEXANS) |  | 120 | 120 | u/g | 1.28 | 0 | 1 | 1750 AL | 0 | 0 | 0 | 0 | 0 | 0 | 0 | 0 | 0 | 0 | 0 | 0 | 0 | 0 | 0 | 0 | 0 | 0 | 0 | 0 | 0 | 0 | 0 | 12
NO |  | 157 | 2012 | 1 | 20 | 20 |  | EAST UG (PIRELLI) |  | 120 | 120 | u/g | 1.68 | 0 | 1 | 1750 AL | 0 | 0 | 0 | 0 | 0 | 0 | 0 | 0 | 0 | 0 | 0 | 0 | 0 | 0 | 0 | 0 | 0 | 0 | 0 | 0 | 0 | 0 | 0 | 12
NO |  | 157 | 2012 | 1 | 21 | 21 |  | EAST UG | NORTHWEST | 120 | 120 | SPWD | 1.95 | 0 | 1 | 721 ACAR | 0 | 0 | 0 | 0 | 0 | 0 | 0 | 0 | 0 | 0 | 0 | 0 | 0 | 0 | 0 | 0 | 0 | 0 | 0 | 0 | 0 | 0 | 0 | 12
NO |  | 157 | 2012 | 1 | 22 | 22 |  | EAST UG | NORTHWEST | 120 | 120 | SPWD | 0.6 | 0 | 1 | 795 AA | 0 | 0 | 0 | 0 | 0 | 0 | 0 | 0 | 0 | 0 | 0 | 0 | 0 | 0 | 0 | 0 | 0 | 0 | 0 | 0 | 0 | 0 | 0 | 12
NO |  | 157 | 2012 | 1 | 23 | 23 |  | KAISER TP(Pat) | MIRA LMA FLD | 120 | 120 | HFWD | 11.87 | 0 | 1 | 637 ACSR | 0 | 0 | 0 | 0 | 0 | 0 | 0 | 0 | 0 | 0 | 0 | 0 | 0 | 0 | 0 | 0 | 0 | 0 | 0 | 0 | 0 | 0 | 0 | 12
NO |  | 157 | 2012 | 1 | 24 | 24 |  | MIRA LMA FLD | MIRA LMA | 120 | 120 | DHFWD | 1.2 | 0 | 1 | 636 ACSR | 0 | 0 | 0 | 0 | 0 | 0 | 0 | 0 | 0 | 0 | 0 | 0 | 0 | 0 | 0 | 0 | 0 | 0 | 0 | 0 | 0 | 0 | 0 | 12
NO |  | 157 | 2012 | 1 | 25 | 25 |  | WINN SUB | STONEHOUSE | 120 | 120 | HFWD | 1.1 | 0 | 1 | 556.5 ACSR | 0 | 0 | 0 | 0 | 0 | 0 | 0 | 0 | 0 | 0 | 0 | 0 | 0 | 0 | 0 | 0 | 0 | 0 | 0 | 0 | 0 | 0 | 0 | 12
NO |  | 157 | 2012 | 1 | 26 | 26 |  | WINN SUB | STONEHOUSE | 120 | 120 | HFWD | 26.9 | 0 | 1 | 397.5 ACSR | 0 | 0 | 0 | 0 | 0 | 0 | 0 | 0 | 0 | 0 | 0 | 0 | 0 | 0 | 0 | 0 | 0 | 0 | 0 | 0 | 0 | 0 | 0 | 12
NO |  | 157 | 2012 | 1 | 27 | 27 |  | STONEHOUSE | VALMY | 120 | 120 | HFWD | 7.38 | 0 | 1 | 795 ACSR | 0 | 0 | 0 | 0 | 0 | 0 | 0 | 0 | 0 | 0 | 0 | 0 | 0 | 0 | 0 | 0 | 0 | 0 | 0 | 0 | 0 | 0 | 0 | 12
NO |  | 157 | 2012 | 1 | 28 | 28 |  | EAGLE | DESRT TP | 120 | 120 | HFWD | 12.78 | 0 | 1 | 4 / 0 ACSR | 0 | 0 | 0 | 0 | 0 | 0 | 0 | 0 | 0 | 0 | 0 | 0 | 0 | 0 | 0 | 0 | 0 | 0 | 0 | 0 | 0 | 0 | 0 | 12
NO |  | 157 | 2012 | 1 | 29 | 29 |  | EAGLE | DESRT TP | 120 | 120 | DHFWD | 2.03 | 0 | 1 | 397.5 ACSR | 0 | 0 | 0 | 0 | 0 | 0 | 0 | 0 | 0 | 0 | 0 | 0 | 0 | 0 | 0 | 0 | 0 | 0 | 0 | 0 | 0 | 0 | 0 | 12
NO |  | 157 | 2012 | 1 | 30 | 30 |  | DESRT TP | BRADY | 120 | 120 | HFWD | 1.5 | 0 | 1 | 4 / 0 ACSR | 0 | 0 | 0 | 0 | 0 | 0 | 0 | 0 | 0 | 0 | 0 | 0 | 0 | 0 | 0 | 0 | 0 | 0 | 0 | 0 | 0 | 0 | 0 | 12
NO |  | 157 | 2012 | 1 | 31 | 31 |  | BRADY | NGTGLE T | 120 | 120 | HFWD | 1 | 0 | 1 | 4 / 0 ACSR | 0 | 0 | 0 | 0 | 0 | 0 | 0 | 0 | 0 | 0 | 0 | 0 | 0 | 0 | 0 | 0 | 0 | 0 | 0 | 0 | 0 | 0 | 0 | 12
NO |  | 157 | 2012 | 1 | 32 | 32 |  | NGTGLE T | LONE MT | 120 | 120 | HFWD | 36.24 | 0 | 1 | 4 / 0 ACSR | 0 | 0 | 0 | 0 | 0 | 0 | 0 | 0 | 0 | 0 | 0 | 0 | 0 | 0 | 0 | 0 | 0 | 0 | 0 | 0 | 0 | 0 | 0 | 12
NO |  | 157 | 2012 | 1 | 33 | 33 |  | NGTGLE T | LONE MT | 120 | 120 | HFWD | 2.87 | 0 | 1 | 397.5 ACSR | 0 | 0 | 0 | 0 | 0 | 0 | 0 | 0 | 0 | 0 | 0 | 0 | 0 | 0 | 0 | 0 | 0 | 0 | 0 | 0 | 0 | 0 | 0 | 12
NO |  | 157 | 2012 | 1 | 34 | 34 |  | LONE MT | OREANA | 120 | 120 | HFWD | 16.6 | 0 | 1 | 397.5 ACSR | 0 | 0 | 0 | 0 | 0 | 0 | 0 | 0 | 0 | 0 | 0 | 0 | 0 | 0 | 0 | 0 | 0 | 0 | 0 | 0 | 0 | 0 | 0 | 12
NO |  | 157 | 2012 | 1 | 35 | 35 |  | BUCKEYE | FORT CHURCHILL | 120 | 120 | HFWD | 38 | 0 | 1 | 395 ACSR | 0 | 0 | 0 | 0 | 0 | 0 | 0 | 0 | 0 | 0 | 0 | 0 | 0 | 0 | 0 | 0 | 0 | 0 | 0 | 0 | 0 | 0 | 0 | 12
NO |  | 157 | 2012 | 2 | 1 | 1 |  | OREANA | STAR PK | 120 | 120 | HFWD | 13.78 | 0 | 1 | 397.5 ACSR | 0 | 0 | 0 | 0 | 0 | 0 | 0 | 0 | 0 | 0 | 0 | 0 | 0 | 0 | 0 | 0 | 0 | 0 | 0 | 0 | 0 | 0 | 0 | 12
NO |  | 157 | 2012 | 2 | 2 | 2 |  | FT CHUR | DAYTON TP | 120 | 120 | HFWD | 24.9 | 0 | 1 | 636 ACSR | 0 | 0 | 0 | 0 | 0 | 0 | 0 | 0 | 0 | 0 | 0 | 0 | 0 | 0 | 0 | 0 | 0 | 0 | 0 | 0 | 0 | 0 | 0 | 12
NO |  | 157 | 2012 | 2 | 3 | 3 |  | DAYTON TP | BRUNSWCK | 120 | 120 | HFWD | 6.35 | 0 | 1 | 636 ACSR | 0 | 0 | 0 | 0 | 0 | 0 | 0 | 0 | 0 | 0 | 0 | 0 | 0 | 0 | 0 | 0 | 0 | 0 | 0 | 0 | 0 | 0 | 0 | 12
NO |  | 157 | 2012 | 2 | 4 | 4 |  | BUCKEYE | FT CHUR | 120 | 120 | HFWD | 37.4 | 0 | 1 | 636 ACSR | 0 | 0 | 0 | 0 | 0 | 0 | 0 | 0 | 0 | 0 | 0 | 0 | 0 | 0 | 0 | 0 | 0 | 0 | 0 | 0 | 0 | 0 | 0 | 12
NO |  | 157 | 2012 | 2 | 5 | 5 |  | MT ROSE | STEAMBT | 120 | 120 | HFWD | 8 | 0 | 1 | 636 ACSR | 0 | 0 | 0 | 0 | 0 | 0 | 0 | 0 | 0 | 0 | 0 | 0 | 0 | 0 | 0 | 0 | 0 | 0 | 0 | 0 | 0 | 0 | 0 | 12
NO |  | 157 | 2012 | 2 | 6 | 6 |  | STEAMBT | MIRA LMA FLD | 120 | 120 | DHFWD | 5.47 | 0 | 1 | 636 ACSR | 0 | 0 | 0 | 0 | 0 | 0 | 0 | 0 | 0 | 0 | 0 | 0 | 0 | 0 | 0 | 0 | 0 | 0 | 0 | 0 | 0 | 0 | 0 | 12
NO |  | 157 | 2012 | 2 | 7 | 7 |  | MIRA LMA FLD | MIRA LMA | 120 | 120 | DHFWD | 1.2 | 0 | 1 | 636 ACSR | 0 | 0 | 0 | 0 | 0 | 0 | 0 | 0 | 0 | 0 | 0 | 0 | 0 | 0 | 0 | 0 | 0 | 0 | 0 | 0 | 0 | 0 | 0 | 12
NO |  | 157 | 2012 | 2 | 8 | 8 |  | GLENDALE | GREG ST | 120 | 120 | SPWD | 1.93 | 0 | 1 | 954 AA | 0 | 0 | 0 | 0 | 0 | 0 | 0 | 0 | 0 | 0 | 0 | 0 | 0 | 0 | 0 | 0 | 0 | 0 | 0 | 0 | 0 | 0 | 0 | 12
NO |  | 157 | 2012 | 2 | 9 | 9 |  | GLENDALE | GREG ST | 120 | 120 | WDSTL | 1.67 | 0 | 1 | 954 AA | 0 | 0 | 0 | 0 | 0 | 0 | 0 | 0 | 0 | 0 | 0 | 0 | 0 | 0 | 0 | 0 | 0 | 0 | 0 | 0 | 0 | 0 | 0 | 12
NO |  | 157 | 2012 | 2 | 10 | 10 |  | VAL ROAD | GLENDALE | 120 | 120 | SPST | 4.38 | 0 | 1 | 954 AA | 0 | 0 | 0 | 0 | 0 | 0 | 0 | 0 | 0 | 0 | 0 | 0 | 0 | 0 | 0 | 0 | 0 | 0 | 0 | 0 | 0 | 0 | 0 | 12
NO |  | 157 | 2012 | 2 | 11 | 11 |  | MARTIS | N TRUCKE | 120 | 120 | RSPWD | 1.28 | 0 | 1 | 795 AA | 0 | 0 | 0 | 0 | 0 | 0 | 0 | 0 | 0 | 0 | 0 | 0 | 0 | 0 | 0 | 0 | 0 | 0 | 0 | 0 | 0 | 0 | 0 | 12
NO |  | 157 | 2012 | 2 | 12 | 12 |  | N TRUCKE | SUMMIT 1 | 120 | 120 | HFWD | 8.57 | 0 | 1 | 4 / 0 CU | 0 | 0 | 0 | 0 | 0 | 0 | 0 | 0 | 0 | 0 | 0 | 0 | 0 | 0 | 0 | 0 | 0 | 0 | 0 | 0 | 0 | 0 | 0 | 12
NO |  | 157 | 2012 | 2 | 13 | 13 |  | ANACONDA | MILLERS | 120 | 120 | S-HFWD | 15.2 | 0 | 1 | 795 ACSR | 0 | 0 | 0 | 0 | 0 | 0 | 0 | 0 | 0 | 0 | 0 | 0 | 0 | 0 | 0 | 0 | 0 | 0 | 0 | 0 | 0 | 0 | 0 | 12
NO |  | 157 | 2012 | 2 | 14 | 14 |  | NORTHWEST | PENNYS-TP | 120 | 120 | HFWD | 1.75 | 0 | 1 | 721 ACAR | 0 | 0 | 0 | 0 | 0 | 0 | 0 | 0 | 0 | 0 | 0 | 0 | 0 | 0 | 0 | 0 | 0 | 0 | 0 | 0 | 0 | 0 | 0 | 12
NO |  | 157 | 2012 | 2 | 15 | 15 |  | PENNYS-TP | Val Rd N | 120 | 120 | HFWD | 2.7 | 0 | 1 | 954 ACSR | 0 | 0 | 0 | 0 | 0 | 0 | 0 | 0 | 0 | 0 | 0 | 0 | 0 | 0 | 0 | 0 | 0 | 0 | 0 | 0 | 0 | 0 | 0 | 12
NO |  | 157 | 2012 | 2 | 16 | 16 |  | RENO | VAL RD N | 120 | 120 | RSPWD | 7.4 | 0 | 1 | 795 AA | 0 | 0 | 0 | 0 | 0 | 0 | 0 | 0 | 0 | 0 | 0 | 0 | 0 | 0 | 0 | 0 | 0 | 0 | 0 | 0 | 0 | 0 | 0 | 12
NO |  | 157 | 2012 | 2 | 17 | 17 |  | MIRA LMA | GREG ST | 120 | 120 | S-HFWD | 6.25 | 0 | 1 | 954 ACSR | 0 | 0 | 0 | 0 | 0 | 0 | 0 | 0 | 0 | 0 | 0 | 0 | 0 | 0 | 0 | 0 | 0 | 0 | 0 | 0 | 0 | 0 | 0 | 12
NO |  | 157 | 2012 | 2 | 18 | 18 |  | MIRA LMA | GREG ST | 120 | 120 | S-SPWD | 1.32 | 0 | 1 | 954 AA | 0 | 0 | 0 | 0 | 0 | 0 | 0 | 0 | 0 | 0 | 0 | 0 | 0 | 0 | 0 | 0 | 0 | 0 | 0 | 0 | 0 | 0 | 0 | 12
NO |  | 157 | 2012 | 2 | 19 | 19 |  | TRACY | EAGLE | 120 | 120 | HFWD | 19.07 | 0 | 1 | 4 / 0 ACSR | 0 | 0 | 0 | 0 | 0 | 0 | 0 | 0 | 0 | 0 | 0 | 0 | 0 | 0 | 0 | 0 | 0 | 0 | 0 | 0 | 0 | 0 | 0 | 12
NO |  | 157 | 2012 | 2 | 20 | 20 |  | TRACY | EAGLE | 120 | 120 | DHFWD | 2.03 | 0 | 1 | 397.5 ACSR | 0 | 0 | 0 | 0 | 0 | 0 | 0 | 0 | 0 | 0 | 0 | 0 | 0 | 0 | 0 | 0 | 0 | 0 | 0 | 0 | 0 | 0 | 0 | 12
NO |  | 157 | 2012 | 2 | 21 | 21 |  | BELVISTA | GREG ST | 120 | 120 | SPWD | 2.37 | 0 | 1 | 954 AA | 0 | 0 | 0 | 0 | 0 | 0 | 0 | 0 | 0 | 0 | 0 | 0 | 0 | 0 | 0 | 0 | 0 | 0 | 0 | 0 | 0 | 0 | 0 | 12
NO |  | 157 | 2012 | 2 | 22 | 22 |  | BELVISTA | GREG ST | 120 | 120 | UG | 0.29 | 0 | 1 | 1250KCM | 0 | 0 | 0 | 0 | 0 | 0 | 0 | 0 | 0 | 0 | 0 | 0 | 0 | 0 | 0 | 0 | 0 | 0 | 0 | 0 | 0 | 0 | 0 | 12
NO |  | 157 | 2012 | 2 | 23 | 23 |  | BELVISTA | GREG ST | 120 | 120 | WDSTL | 1.67 | 0 | 1 | 954 AA | 0 | 0 | 0 | 0 | 0 | 0 | 0 | 0 | 0 | 0 | 0 | 0 | 0 | 0 | 0 | 0 | 0 | 0 | 0 | 0 | 0 | 0 | 0 | 12
NO |  | 157 | 2012 | 2 | 24 | 24 |  | STAR PK | DUN GLEN | 120 | 120 | S-DHFWD | 4.89 | 0 | 1 | 397.5 ACSR | 0 | 0 | 0 | 0 | 0 | 0 | 0 | 0 | 0 | 0 | 0 | 0 | 0 | 0 | 0 | 0 | 0 | 0 | 0 | 0 | 0 | 0 | 0 | 12
NO |  | 157 | 2012 | 2 | 25 | 25 |  | STAR PK | DUN GLEN | 120 | 120 | S-HFWD | 0.4 | 0 | 1 | 397.5 ACSR | 0 | 0 | 0 | 0 | 0 | 0 | 0 | 0 | 0 | 0 | 0 | 0 | 0 | 0 | 0 | 0 | 0 | 0 | 0 | 0 | 0 | 0 | 0 | 12
NO |  | 157 | 2012 | 2 | 26 | 26 |  | STAR PK | DUN GLEN | 120 | 120 | S-HFWD | 15.2 | 0 | 1 | 397.5 ACSR | 0 | 0 | 0 | 0 | 0 | 0 | 0 | 0 | 0 | 0 | 0 | 0 | 0 | 0 | 0 | 0 | 0 | 0 | 0 | 0 | 0 | 0 | 0 | 12
NO |  | 157 | 2012 | 2 | 27 | 27 |  | AIRPORT | RUSTY SPIKE | 120 | 120 | u/g | 3.28 | 0 | 1 | 1750 kcmil | 0 | 0 | 0 | 0 | 0 | 0 | 0 | 0 | 0 | 0 | 0 | 0 | 0 | 0 | 0 | 0 | 0 | 0 | 0 | 0 | 0 | 0 | 0 | 12
NO |  | 157 | 2012 | 2 | 28 | 28 |  | MIRA LOMA | AIRPORT | 120 | 120 | S-SPST | 3.6 | 0 | 1 | 954AA | 0 | 0 | 0 | 0 | 0 | 0 | 0 | 0 | 0 | 0 | 0 | 0 | 0 | 0 | 0 | 0 | 0 | 0 | 0 | 0 | 0 | 0 | 0 | 12
NO |  | 157 | 2012 | 2 | 29 | 29 |  | MIRA LOMA | AIRPORT | 120 | 120 | UG | 2.59 | 0 | 1 | 1250 kcm | 0 | 0 | 0 | 0 | 0 | 0 | 0 | 0 | 0 | 0 | 0 | 0 | 0 | 0 | 0 | 0 | 0 | 0 | 0 | 0 | 0 | 0 | 0 | 12
NO |  | 157 | 2012 | 2 | 30 | 30 |  | N.VALLEY | RUSTY SPIKE | 120 | 120 | S-HFWD | 0.36 | 0 | 1 | 954ACSR | 0 | 0 | 0 | 0 | 0 | 0 | 0 | 0 | 0 | 0 | 0 | 0 | 0 | 0 | 0 | 0 | 0 | 0 | 0 | 0 | 0 | 0 | 0 | 12
NO |  | 157 | 2012 | 2 | 31 | 31 |  | N.VALLEY | RUSTY SPIKE | 120 | 120 | S-SPWD | 0.42 | 0 | 1 | 954AA | 0 | 0 | 0 | 0 | 0 | 0 | 0 | 0 | 0 | 0 | 0 | 0 | 0 | 0 | 0 | 0 | 0 | 0 | 0 | 0 | 0 | 0 | 0 | 12
NO |  | 157 | 2012 | 2 | 32 | 32 |  | N.VALLEY | RUSTY SPIKE | 120 | 120 | UG | 1.62 | 0 | 1 | 1250kcm | 0 | 0 | 0 | 0 | 0 | 0 | 0 | 0 | 0 | 0 | 0 | 0 | 0 | 0 | 0 | 0 | 0 | 0 | 0 | 0 | 0 | 0 | 0 | 12
NO |  | 157 | 2012 | 2 | 33 | 33 |  | TRACY | KAISER TP(Patrick) | 120 | 120 | HFWD | 1.66 | 0 | 1 | 636 ACSR | 0 | 0 | 0 | 0 | 0 | 0 | 0 | 0 | 0 | 0 | 0 | 0 | 0 | 0 | 0 | 0 | 0 | 0 | 0 | 0 | 0 | 0 | 0 | 12
NO |  | 157 | 2012 | 2 | 34 | 34 |  | E TRACY | DOVE | 120 | 120 | S-SPWD | 0.5 | 0 | 1 | 954 AA | 0 | 0 | 0 | 0 | 0 | 0 | 0 | 0 | 0 | 0 | 0 | 0 | 0 | 0 | 0 | 0 | 0 | 0 | 0 | 0 | 0 | 0 | 0 | 12
NO |  | 157 | 2012 | 2 | 35 | 35 |  | DOVE | GREG | 120 | 120 | S-HFWD | 15.58 | 0 | 1 | 954 AA | 0 | 0 | 0 | 0 | 0 | 0 | 0 | 0 | 0 | 0 | 0 | 0 | 0 | 0 | 0 | 0 | 0 | 0 | 0 | 0 | 0 | 0 | 0 | 12
NO |  | 157 | 2012 | 3 | 1 | 1 |  | DOVE | WESTERN | 120 | 120 | S-HFWD | 0.11 | 0 | 1 | 954 AA | 0 | 0 | 0 | 0 | 0 | 0 | 0 | 0 | 0 | 0 | 0 | 0 | 0 | 0 | 0 | 0 | 0 | 0 | 0 | 0 | 0 | 0 | 0 | 12
NO |  | 157 | 2012 | 3 | 3 | 3 |  | TRACY | SUGARLOAF | 120 | 120 | UG | 16.3 | 0 | 1 | 975 AA | 0 | 0 | 0 | 0 | 0 | 0 | 0 | 0 | 0 | 0 | 0 | 0 | 0 | 0 | 0 | 0 | 0 | 0 | 0 | 0 | 0 | 0 | 0 | 12
NO |  | 157 | 2012 | 3 | 7 | 7 |  | 120 KV LINE COSTS |  | 0 | 0 |  | 0 | 0 | 0 |  | 18614712 | 96240079 | 114854791 | 1845184 | 365747 | 297975 | 2508906 | 0 | 0 | 0 | 0 | 0 | 0 | 0 | 0 | 0 | 0 | 0 | 0 | 0 | 0 | 0 | 0 | 12
NO |  | 157 | 2012 | 3 | 8 | 8 |  | 120 KV SUBTOTAL |  | 0 | 0 |  | 631.97 | 0 | 80 |  | 18614712 | 96240079 | 114854791 | 1845184 | 365747 | 297975 | 2508906 | 0 | 0 | 0 | 0 | 0 | 0 | 0 | 0 | 0 | 0 | 0 | 0 | 0 | 0 | 0 | 0 | 12
NO |  | 157 | 2012 | 3 | 10 | 10 |  | SUMMIT 3 | TDPUD TP | 69 | 69 | SPWD | 3.35 | 0 | 1 | 4 / 0 CU | 0 | 0 | 0 | 0 | 0 | 0 | 0 | 0 | 0 | 0 | 0 | 0 | 0 | 0 | 0 | 0 | 0 | 0 | 0 | 0 | 0 | 0 | 0 | 12
NO |  | 157 | 2012 | 3 | 11 | 11 |  | TDPUD TP | TAH-DON TP | 69 | 69 | SPWD | 3.79 | 0 | 1 | 4 / 0 CU | 0 | 0 | 0 | 0 | 0 | 0 | 0 | 0 | 0 | 0 | 0 | 0 | 0 | 0 | 0 | 0 | 0 | 0 | 0 | 0 | 0 | 0 | 0 | 12
NO |  | 157 | 2012 | 3 | 12 | 12 |  | TAH-DON TP | TRUCKEE | 69 | 69 | SPWD | 2.41 | 0 | 1 | 4 / 0 CU | 0 | 0 | 0 | 0 | 0 | 0 | 0 | 0 | 0 | 0 | 0 | 0 | 0 | 0 | 0 | 0 | 0 | 0 | 0 | 0 | 0 | 0 | 0 | 12
NO |  | 157 | 2012 | 3 | 13 | 13 |  | TRUCKEE | HOBART TP | 69 | 69 | SPWD | 3.6 | 0 | 1 | 397.5 ACSR | 0 | 0 | 0 | 0 | 0 | 0 | 0 | 0 | 0 | 0 | 0 | 0 | 0 | 0 | 0 | 0 | 0 | 0 | 0 | 0 | 0 | 0 | 0 | 12
NO |  | 157 | 2012 | 3 | 14 | 14 |  | TRUCKEE | HOBART TP | 69 | 69 | SPWD | 1.56 | 0 | 1 | 397.5 ACSR | 0 | 0 | 0 | 0 | 0 | 0 | 0 | 0 | 0 | 0 | 0 | 0 | 0 | 0 | 0 | 0 | 0 | 0 | 0 | 0 | 0 | 0 | 0 | 12
NO |  | 157 | 2012 | 3 | 15 | 15 |  | HOBART TP | STAMPEDE TP | 69 | 69 | SPWD | 5.67 | 0 | 1 | 397.5 ACSR | 0 | 0 | 0 | 0 | 0 | 0 | 0 | 0 | 0 | 0 | 0 | 0 | 0 | 0 | 0 | 0 | 0 | 0 | 0 | 0 | 0 | 0 | 0 | 12
NO |  | 157 | 2012 | 3 | 16 | 16 |  | STAMPEDE TP | SIRA BRK | 69 | 69 | SPWD | 12.37 | 0 | 1 | 397.5 ACSR | 0 | 0 | 0 | 0 | 0 | 0 | 0 | 0 | 0 | 0 | 0 | 0 | 0 | 0 | 0 | 0 | 0 | 0 | 0 | 0 | 0 | 0 | 0 | 12
NO |  | 157 | 2012 | 3 | 17 | 17 |  | STAMPEDE TP | SIRA BRK | 69 | 69 | SPWD | 5.43 | 0 | 1 | 397.5 ACSR | 0 | 0 | 0 | 0 | 0 | 0 | 0 | 0 | 0 | 0 | 0 | 0 | 0 | 0 | 0 | 0 | 0 | 0 | 0 | 0 | 0 | 0 | 0 | 12
NO |  | 157 | 2012 | 3 | 18 | 18 |  | SIRA BRK | LOYALTON | 69 | 69 | SPWD | 2.48 | 0 | 1 | 397.5 ACSR | 0 | 0 | 0 | 0 | 0 | 0 | 0 | 0 | 0 | 0 | 0 | 0 | 0 | 0 | 0 | 0 | 0 | 0 | 0 | 0 | 0 | 0 | 0 | 12
NO |  | 157 | 2012 | 3 | 19 | 19 |  | LOYALTON | MARBLE TP | 69 | 69 | SPWD | 4.8 | 0 | 1 | 4 / 0 ACSR | 0 | 0 | 0 | 0 | 0 | 0 | 0 | 0 | 0 | 0 | 0 | 0 | 0 | 0 | 0 | 0 | 0 | 0 | 0 | 0 | 0 | 0 | 0 | 12
NO |  | 157 | 2012 | 3 | 20 | 20 |  | LOYALTON | MARBLE TP | 69 | 69 | SPWD | 5.5 | 0 | 1 | 2 / 0 ACSR | 0 | 0 | 0 | 0 | 0 | 0 | 0 | 0 | 0 | 0 | 0 | 0 | 0 | 0 | 0 | 0 | 0 | 0 | 0 | 0 | 0 | 0 | 0 | 12
NO |  | 157 | 2012 | 3 | 21 | 21 |  | CAL-NEV1 | SLVR PK | 69 | 69 | SPWD | 5.6 | 0 | 1 | 2 / 0 STR CU | 0 | 0 | 0 | 0 | 0 | 0 | 0 | 0 | 0 | 0 | 0 | 0 | 0 | 0 | 0 | 0 | 0 | 0 | 0 | 0 | 0 | 0 | 0 | 12
NO |  | 157 | 2012 | 3 | 22 | 22 |  | CAL-NEV1 | SLVR PK | 69 | 69 | SPWD | 15 | 0 | 1 | 115 MCM CU | 0 | 0 | 0 | 0 | 0 | 0 | 0 | 0 | 0 | 0 | 0 | 0 | 0 | 0 | 0 | 0 | 0 | 0 | 0 | 0 | 0 | 0 | 0 | 12
NO |  | 157 | 2012 | 3 | 23 | 23 |  | CAL-NEV2 | SLVR PK | 69 | 69 | SPWD | 20.6 | 0 | 1 | 4 / 0 STR AL | 0 | 0 | 0 | 0 | 0 | 0 | 0 | 0 | 0 | 0 | 0 | 0 | 0 | 0 | 0 | 0 | 0 | 0 | 0 | 0 | 0 | 0 | 0 | 12
NO |  | 157 | 2012 | 3 | 24 | 24 |  | SLVR PK | MIN. TAP | 69 | 69 | SPWD | 4.3 | 0 | 1 | 2 / 0 STR CU | 0 | 0 | 0 | 0 | 0 | 0 | 0 | 0 | 0 | 0 | 0 | 0 | 0 | 0 | 0 | 0 | 0 | 0 | 0 | 0 | 0 | 0 | 0 | 12
NO |  | 157 | 2012 | 3 | 25 | 25 |  | MIN. TAP | COALDALE | 69 | 69 | SPWD | 12.3 | 0 | 1 | 2 / 0 STR CU | 0 | 0 | 0 | 0 | 0 | 0 | 0 | 0 | 0 | 0 | 0 | 0 | 0 | 0 | 0 | 0 | 0 | 0 | 0 | 0 | 0 | 0 | 0 | 12
NO |  | 157 | 2012 | 3 | 26 | 26 |  | COALDALE | MILLERS | 69 | 69 | SPWD | 12.8 | 0 | 1 | 2 / 0 STR CU | 0 | 0 | 0 | 0 | 0 | 0 | 0 | 0 | 0 | 0 | 0 | 0 | 0 | 0 | 0 | 0 | 0 | 0 | 0 | 0 | 0 | 0 | 0 | 12
NO |  | 157 | 2012 | 0 | 36 | 36 |  | TOTAL |  | 0 | 0 |  | 2050.45 | 0 | 127 |  | 40197657 | 376269247 | 416466904 | 5985504 | 1186430 | 966587 | 8138521 | 0 | 0 | 0 | 0 | 0 | 0 | 0 | 0 | 0 | 0 | 0 | 0 | 0 | 0 | 0 | 0 | 12
NO |  | 157 | 2012 | 3 | 2 | 2 |  | DOVE | WESTERN | 120 | 120 | S-HFWD | 0.11 | 0 | 1 | 954 AA | 0 | 0 | 0 | 0 | 0 | 0 | 0 | 0 | 0 | 0 | 0 | 0 | 0 | 0 | 0 | 0 | 0 | 0 | 0 | 0 | 0 | 0 | 0 | 12
NO |  | 157 | 2012 | 3 | 27 | 27 |  | MILLERS | W TONOP | 69 | 69 | SPWD | 12.5 | 0 | 1 | 2 / 0 STR CU | 0 | 0 | 0 | 0 | 0 | 0 | 0 | 0 | 0 | 0 | 0 | 0 | 0 | 0 | 0 | 0 | 0 | 0 | 0 | 0 | 0 | 0 | 0 | 12
NO |  | 157 | 2012 | 3 | 28 | 28 |  | W TONOP | TONOPAH | 69 | 69 | SPWD | 0.4 | 0 | 1 | 2 / 0 STR CU | 0 | 0 | 0 | 0 | 0 | 0 | 0 | 0 | 0 | 0 | 0 | 0 | 0 | 0 | 0 | 0 | 0 | 0 | 0 | 0 | 0 | 0 | 0 | 12
NO |  | 157 | 2012 | 3 | 29 | 29 |  | SLVR PK | FOOTCO | 69 | 69 | SPWD | 3.4 | 0 | 1 | 1 / 0 STR AL | 0 | 0 | 0 | 0 | 0 | 0 | 0 | 0 | 0 | 0 | 0 | 0 | 0 | 0 | 0 | 0 | 0 | 0 | 0 | 0 | 0 | 0 | 0 | 12
NO |  | 157 | 2012 | 3 | 30 | 30 |  | FOOTCO | ALKALI | 69 | 69 | SPWD | 13.8 | 0 | 1 | 1 / 0 STR AL | 0 | 0 | 0 | 0 | 0 | 0 | 0 | 0 | 0 | 0 | 0 | 0 | 0 | 0 | 0 | 0 | 0 | 0 | 0 | 0 | 0 | 0 | 0 | 12
NO |  | 157 | 2012 | 3 | 31 | 31 |  | ALKALI | TONOPAH | 69 | 69 | SPWD | 17.7 | 0 | 1 | 1 / 0 STR AL | 0 | 0 | 0 | 0 | 0 | 0 | 0 | 0 | 0 | 0 | 0 | 0 | 0 | 0 | 0 | 0 | 0 | 0 | 0 | 0 | 0 | 0 | 0 | 12
SI/SI | A | 157 | 2012 | 3 | 32 | 32 |  | 69 KV LINE COSTS |  | 0 | 0 |  | 0 | 0 | 0 |  | 825172 | 12132802 | 12957974 | 494286 | 97976 | 79821 | 672083 | 0 | 0 | 0 | 0 | 0 | 0 | 0 | 0 | 0 | 0 | 0 | 0 | 0 | 0 | 0 | 0 | 12
NO |  | 157 | 2012 | 3 | 33 | 33 |  | 69 KV SUBTOTAL |  | 0 | 0 |  | 169.36 | 0 | 22 |  | 825172 | 12132802 | 12957974 | 494286 | 97976 | 79821 | 672083 | 0 | 0 | 0 | 0 | 0 | 0 | 0 | 0 | 0 | 0 | 0 | 0 | 0 | 0 | 0 | 0 | 12
NO |  | 157 | 2012 | 3 | 4 | 4 |  | DOVE | FERNLEY | 120 | 120 | S-SPWD | 18.2 | 0 | 1 | 397.5 ACSR | 0 | 0 | 0 | 0 | 0 | 0 | 0 | 0 | 0 | 0 | 0 | 0 | 0 | 0 | 0 | 0 | 0 | 0 | 0 | 0 | 0 | 0 | 0 | 12
NO |  | 157 | 2012 | 3 | 5 | 5 |  | SUGARLOAF | SILVERLAKE | 120 | 120 | UG | 18.6 | 0 | 1 | 2000 MCM | 0 | 0 | 0 | 0 | 0 | 0 | 0 | 0 | 0 | 0 | 0 | 0 | 0 | 0 | 0 | 0 | 0 | 0 | 0 | 0 | 0 | 0 | 0 | 12
NO |  | 157 | 2012 | 3 | 6 | 6 |  | DUN GLEN | WINN SUB | 120 | 120 |  | 30.4 | 0 | 1 | 397.5 ACSR | 0 | 0 | 0 | 0 | 0 | 0 | 0 | 0 | 0 | 0 | 0 | 0 | 0 | 0 | 0 | 0 | 0 | 0 | 0 | 0 | 0 | 0 | 0 | 12
NO |  | 108 | 2012 | 0 | 1 | 1 |  | Apex | Harry Allen | 500 | 500 | S-Tower | 3.29 | 0 | 1 | (3) Lapwing 1590k | 0 | 0 | 0 | 0 | 0 | 0 | 0 | 0 | 0 | 0 | 0 | 0 | 0 | 0 | 0 | 0 | 0 | 0 | 0 | 0 | 0 | 0 | 0 | 12
NO |  | 108 | 2012 | 0 | 2 | 2 |  | Crystal | Harry Allen | 500 | 500 | S-Tower | 5.92 | 0 | 1 | (3) Lapwing 1590k | 0 | 0 | 0 | 0 | 0 | 0 | 0 | 0 | 0 | 0 | 0 | 0 | 0 | 0 | 0 | 0 | 0 | 0 | 0 | 0 | 0 | 0 | 0 | 12
NO |  | 108 | 2012 | 0 | 3 | 3 |  | Crystal | McCullough | 500 | 500 | S-Tower | 51.2 | 0 | 1 | (2) Bluebird | 0 | 0 | 0 | 0 | 0 | 0 | 0 | 0 | 0 | 0 | 0 | 0 | 0 | 0 | 0 | 0 | 0 | 0 | 0 | 0 | 0 | 0 | 0 | 12
NO |  | 108 | 2012 | 0 | 4 | 4 |  | Crystal | Navajo | 500 | 500 | S-Tower | 20.5 | 0 | 1 | (2) Bluebird | 0 | 0 | 0 | 0 | 0 | 0 | 0 | 0 | 0 | 0 | 0 | 0 | 0 | 0 | 0 | 0 | 0 | 0 | 0 | 0 | 0 | 0 | 0 | 12
NO |  | 108 | 2012 | 0 | 5 | 5 |  | Harry Allen | Harry Allen Combined Cycle | 500 | 500 |  | 0 | 0 | 0 | (3) Lapwing 1590k | 0 | 0 | 0 | 0 | 0 | 0 | 0 | 0 | 0 | 0 | 0 | 0 | 0 | 0 | 0 | 0 | 0 | 0 | 0 | 0 | 0 | 0 | 0 | 12
NO |  | 108 | 2012 | 0 | 6 | 6 |  | Harry Allen | Lenzie #1 | 500 | 500 | S-Pole | 5.25 | 0 | 1 | (3) Lapwing 1590k | 0 | 0 | 0 | 0 | 0 | 0 | 0 | 0 | 0 | 0 | 0 | 0 | 0 | 0 | 0 | 0 | 0 | 0 | 0 | 0 | 0 | 0 | 0 | 12
NO |  | 108 | 2012 | 0 | 7 | 7 |  | Harry Allen | Lenzie #2 | 500 | 500 | S-Pole | 5.25 | 0 | 1 | (3) Lapwing 1590k | 0 | 0 | 0 | 0 | 0 | 0 | 0 | 0 | 0 | 0 | 0 | 0 | 0 | 0 | 0 | 0 | 0 | 0 | 0 | 0 | 0 | 0 | 0 | 12
NO |  | 108 | 2012 | 0 | 8 | 8 |  | Harry Allen | Mead | 500 | 500 | S-Pole | 48 | 0 | 1 | (3) Lapwing 1590k | 0 | 0 | 0 | 0 | 0 | 0 | 0 | 0 | 0 | 0 | 0 | 0 | 0 | 0 | 0 | 0 | 0 | 0 | 0 | 0 | 0 | 0 | 0 | 12
NO |  | 108 | 2012 | 0 | 9 | 9 |  | Harry Allen | Silverhawk | 500 | 500 | S-Pole | 3.29 | 0 | 1 | (3) Lapwing 1590k | 0 | 0 | 0 | 0 | 0 | 0 | 0 | 0 | 0 | 0 | 0 | 0 | 0 | 0 | 0 | 0 | 0 | 0 | 0 | 0 | 0 | 0 | 0 | 12
NO |  | 108 | 2012 | 0 | 10 | 10 |  | Lenzie | Northwest | 500 | 500 | S-Tower | 26.6 | 0 | 1 | (3) Lapwing 1590k | 0 | 0 | 0 | 0 | 0 | 0 | 0 | 0 | 0 | 0 | 0 | 0 | 0 | 0 | 0 | 0 | 0 | 0 | 0 | 0 | 0 | 0 | 0 | 12
NO |  | 108 | 2012 | 0 | 11 | 11 |  | 500 KV Costs |  | 0 | 0 |  | 0 | 0 | 0 |  | 30490282 | 170264042 | 200754324 | 881482 | 7511 | 264980 | 1153973 | 0 | 0 | 0 | 0 | 0 | 0 | 0 | 0 | 0 | 0 | 0 | 0 | 0 | 0 | 0 | 0 | 12
NO |  | 108 | 2012 | 0 | 12 | 12 |  | 500 KV Subtotal |  | 0 | 0 |  | 169.3 | 0 | 9 |  | 30490282 | 170264042 | 200754324 | 881482 | 7511 | 264980 | 1153973 | 0 | 0 | 0 | 0 | 0 | 0 | 0 | 0 | 0 | 0 | 0 | 0 | 0 | 0 | 0 | 0 | 12
NO |  | 108 | 2012 | 0 | 13 | 13 |  | Harry Allen | Redbutte | 345 | 345 | H-Steel | 69.39 | 0 | 1 | (2) Cardinal 954k | 0 | 0 | 0 | 0 | 0 | 0 | 0 | 0 | 0 | 0 | 0 | 0 | 0 | 0 | 0 | 0 | 0 | 0 | 0 | 0 | 0 | 0 | 0 | 12
NO |  | 108 | 2012 | 0 | 14 | 14 |  | 345 KV Costs |  | 0 | 0 |  | 0 | 0 | 0 |  | 1496482 | 40268539 | 41765021 | 361288 | 3078 | 108606 | 472972 | 0 | 0 | 0 | 0 | 0 | 0 | 0 | 0 | 0 | 0 | 0 | 0 | 0 | 0 | 0 | 0 | 12
NO |  | 108 | 2012 | 0 | 15 | 15 |  | 345 KV Subtotal |  | 0 | 0 |  | 69.39 | 0 | 1 |  | 1496482 | 40268539 | 41765021 | 361288 | 3078 | 108606 | 472972 | 0 | 0 | 0 | 0 | 0 | 0 | 0 | 0 | 0 | 0 | 0 | 0 | 0 | 0 | 0 | 0 | 12
NO |  | 108 | 2012 | 0 | 16 | 16 |  | Arden | Avera | 230 | 230 | S-Steel | 9.27 | 0 | 1 | (2) Cardinal 954k | 0 | 0 | 0 | 0 | 0 | 0 | 0 | 0 | 0 | 0 | 0 | 0 | 0 | 0 | 0 | 0 | 0 | 0 | 0 | 0 | 0 | 0 | 0 | 12
NO |  | 108 | 2012 | 0 | 17 | 17 |  | Arden | Beltway | 230 | 230 | S-Steel | 18.52 | 0 | 1 | (2) Cardinal 954k | 0 | 0 | 0 | 0 | 0 | 0 | 0 | 0 | 0 | 0 | 0 | 0 | 0 | 0 | 0 | 0 | 0 | 0 | 0 | 0 | 0 | 0 | 0 | 12
NO |  | 108 | 2012 | 0 | 18 | 18 |  | Arden | Bighorn #1 | 230 | 230 | S-Steel | 37.3 | 0 | 1 |  | 0 | 0 | 0 | 0 | 0 | 0 | 0 | 0 | 0 | 0 | 0 | 0 | 0 | 0 | 0 | 0 | 0 | 0 | 0 | 0 | 0 | 0 | 0 | 12
NO |  | 108 | 2012 | 0 | 19 | 19 |  | Arden | Bighorn #2 | 230 | 230 | S-Steel | 37.3 | 0 | 1 |  | 0 | 0 | 0 | 0 | 0 | 0 | 0 | 0 | 0 | 0 | 0 | 0 | 0 | 0 | 0 | 0 | 0 | 0 | 0 | 0 | 0 | 0 | 0 | 12
NO |  | 108 | 2012 | 0 | 20 | 20 |  | Arden | Decatur | 230 | 230 | S-Steel | 7.25 | 0 | 1 | Cardinal 954kcm | 0 | 0 | 0 | 0 | 0 | 0 | 0 | 0 | 0 | 0 | 0 | 0 | 0 | 0 | 0 | 0 | 0 | 0 | 0 | 0 | 0 | 0 | 0 | 12
NO |  | 108 | 2012 | 0 | 21 | 21 |  | Arden | Magnolia | 230 | 230 | S-Steel | 6.74 | 0 | 1 | (2) Cardinal 954k | 0 | 0 | 0 | 0 | 0 | 0 | 0 | 0 | 0 | 0 | 0 | 0 | 0 | 0 | 0 | 0 | 0 | 0 | 0 | 0 | 0 | 0 | 0 | 12
NO |  | 108 | 2012 | 0 | 22 | 22 |  | Arden | Mead | 230 | 230 | S-Steel | 24.2 | 0 | 0 | Cardinal 954kcm | 0 | 0 | 0 | 0 | 0 | 0 | 0 | 0 | 0 | 0 | 0 | 0 | 0 | 0 | 0 | 0 | 0 | 0 | 0 | 0 | 0 | 0 | 0 | 12
NO |  | 108 | 2012 | 0 | 23 | 23 |  | Arden | Sinatra | 230 | 230 | Underground | 9.14 | 0 | 1 | Cardinal 954kcm 5 | 0 | 0 | 0 | 0 | 0 | 0 | 0 | 0 | 0 | 0 | 0 | 0 | 0 | 0 | 0 | 0 | 0 | 0 | 0 | 0 | 0 | 0 | 0 | 12
NO |  | 108 | 2012 | 0 | 24 | 24 |  | Arden | Tolson | 230 | 230 | S-Steel | 5 | 0 | 1 | Cardinal 954kcm 5 | 0 | 0 | 0 | 0 | 0 | 0 | 0 | 0 | 0 | 0 | 0 | 0 | 0 | 0 | 0 | 0 | 0 | 0 | 0 | 0 | 0 | 0 | 0 | 12
NO |  | 108 | 2012 | 0 | 25 | 25 |  | Avera | Northwest | 230 | 230 | S-Steel | 22.2 | 0 | 1 | (2) Cardinal 954k | 0 | 0 | 0 | 0 | 0 | 0 | 0 | 0 | 0 | 0 | 0 | 0 | 0 | 0 | 0 | 0 | 0 | 0 | 0 | 0 | 0 | 0 | 0 | 12
NO |  | 108 | 2012 | 0 | 26 | 26 |  | Basic | Clark East | 230 | 230 | H-Wood | 5.04 | 0 | 1 | Cardinal 954kcm 5 | 0 | 0 | 0 | 0 | 0 | 0 | 0 | 0 | 0 | 0 | 0 | 0 | 0 | 0 | 0 | 0 | 0 | 0 | 0 | 0 | 0 | 0 | 0 | 12
NO |  | 108 | 2012 | 0 | 27 | 27 |  | Basic | Clark West | 230 | 230 | H-Wood | 5.6 | 2.31 | 1 | Cardinal 954kcm 5 | 0 | 0 | 0 | 0 | 0 | 0 | 0 | 0 | 0 | 0 | 0 | 0 | 0 | 0 | 0 | 0 | 0 | 0 | 0 | 0 | 0 | 0 | 0 | 12
NO |  | 108 | 2012 | 0 | 28 | 28 |  | Beltway | Northwest | 230 | 230 | S-Pole | 13.02 | 0 | 1 | (2) Cardinal 954k | 0 | 0 | 0 | 0 | 0 | 0 | 0 | 0 | 0 | 0 | 0 | 0 | 0 | 0 | 0 | 0 | 0 | 0 | 0 | 0 | 0 | 0 | 0 | 12
NO |  | 108 | 2012 | 0 | 29 | 29 |  | Bighorn | Silverstate PV Power | 230 | 230 | H-Frame | 0.1 | 0 | 1 | 954kcm acsr | 0 | 0 | 0 | 0 | 0 | 0 | 0 | 0 | 0 | 0 | 0 | 0 | 0 | 0 | 0 | 0 | 0 | 0 | 0 | 0 | 0 | 0 | 0 | 12
NO |  | 108 | 2012 | 0 | 30 | 30 |  | Clark | Faulkner | 230 | 230 | S-Pole | 4.54 | 0 | 1 |  | 0 | 0 | 0 | 0 | 0 | 0 | 0 | 0 | 0 | 0 | 0 | 0 | 0 | 0 | 0 | 0 | 0 | 0 | 0 | 0 | 0 | 0 | 0 | 12
NO |  | 108 | 2012 | 0 | 31 | 31 |  | Clark | Faulkner #2 | 230 | 230 | S-Pole | 4.54 | 0 | 1 | Cardinal 954kcm 5 | 0 | 0 | 0 | 0 | 0 | 0 | 0 | 0 | 0 | 0 | 0 | 0 | 0 | 0 | 0 | 0 | 0 | 0 | 0 | 0 | 0 | 0 | 0 | 12
NO |  | 108 | 2012 | 0 | 32 | 32 |  | Clark | Winterwood | 230 | 230 | S-Steel | 5.17 | 0 | 1 | Cardinal 954kcm 5 | 0 | 0 | 0 | 0 | 0 | 0 | 0 | 0 | 0 | 0 | 0 | 0 | 0 | 0 | 0 | 0 | 0 | 0 | 0 | 0 | 0 | 0 | 0 | 12
NO |  | 108 | 2012 | 0 | 33 | 33 |  | Crystal | Harry Allen #2 | 230 | 230 | S-Steel | 8.68 | 0 | 1 |  | 0 | 0 | 0 | 0 | 0 | 0 | 0 | 0 | 0 | 0 | 0 | 0 | 0 | 0 | 0 | 0 | 0 | 0 | 0 | 0 | 0 | 0 | 0 | 12
NO |  | 108 | 2012 | 0 | 34 | 34 |  | Crystal | Harry Allen #3 | 230 | 230 | S-Steel | 8.68 | 0 | 1 |  | 0 | 0 | 0 | 0 | 0 | 0 | 0 | 0 | 0 | 0 | 0 | 0 | 0 | 0 | 0 | 0 | 0 | 0 | 0 | 0 | 0 | 0 | 0 | 12
NO |  | 108 | 2012 | 0 | 35 | 35 |  | Decatur | Sinatra | 230 | 230 | Underground | 2.81 | 0 | 1 | Cardinal 954kcm 5 | 0 | 0 | 0 | 0 | 0 | 0 | 0 | 0 | 0 | 0 | 0 | 0 | 0 | 0 | 0 | 0 | 0 | 0 | 0 | 0 | 0 | 0 | 0 | 12
NO |  | 108 | 2012 | 1 | 1 | 1 |  | Decatur | Westside | 230 | 230 | S-Steel | 6.6 | 0 | 1 | (2) Cardinal 954k | 0 | 0 | 0 | 0 | 0 | 0 | 0 | 0 | 0 | 0 | 0 | 0 | 0 | 0 | 0 | 0 | 0 | 0 | 0 | 0 | 0 | 0 | 0 | 12
NO |  | 108 | 2012 | 1 | 2 | 2 |  | Eldorado | Merchant | 230 | 230 | S-Steel | 0 | 0 | 1 |  | 0 | 0 | 0 | 0 | 0 | 0 | 0 | 0 | 0 | 0 | 0 | 0 | 0 | 0 | 0 | 0 | 0 | 0 | 0 | 0 | 0 | 0 | 0 | 12
NO |  | 108 | 2012 | 1 | 3 | 3 |  | Equestrian | Faulkner | 230 | 230 | S-Steel | 7.52 | 0 | 1 |  | 0 | 0 | 0 | 0 | 0 | 0 | 0 | 0 | 0 | 0 | 0 | 0 | 0 | 0 | 0 | 0 | 0 | 0 | 0 | 0 | 0 | 0 | 0 | 12
NO |  | 108 | 2012 | 1 | 4 | 4 |  | Equestrian | Mead | 230 | 230 | S-Steel | 9.65 | 0 | 1 |  | 0 | 0 | 0 | 0 | 0 | 0 | 0 | 0 | 0 | 0 | 0 | 0 | 0 | 0 | 0 | 0 | 0 | 0 | 0 | 0 | 0 | 0 | 0 | 12
NO |  | 108 | 2012 | 1 | 5 | 5 |  | Equestrian | Mead | 230 | 230 | S-Steel | 17 | 0 | 1 |  | 0 | 0 | 0 | 0 | 0 | 0 | 0 | 0 | 0 | 0 | 0 | 0 | 0 | 0 | 0 | 0 | 0 | 0 | 0 | 0 | 0 | 0 | 0 | 12
NO |  | 108 | 2012 | 1 | 6 | 6 |  | Faulkner | Greenway | 230 | 230 | S-Steel | 6.96 | 0 | 1 | Cardinal 954kcm 5 | 0 | 0 | 0 | 0 | 0 | 0 | 0 | 0 | 0 | 0 | 0 | 0 | 0 | 0 | 0 | 0 | 0 | 0 | 0 | 0 | 0 | 0 | 0 | 12
NO |  | 108 | 2012 | 1 | 7 | 7 |  | Faulkner | McCullough | 230 | 230 | S-Steel | 17.3 | 0 | 1 |  | 0 | 0 | 0 | 0 | 0 | 0 | 0 | 0 | 0 | 0 | 0 | 0 | 0 | 0 | 0 | 0 | 0 | 0 | 0 | 0 | 0 | 0 | 0 | 12
NO |  | 108 | 2012 | 1 | 8 | 8 |  | Faulkner | Tolson | 230 | 230 | Underground | 7.04 | 0 | 1 | OVERHEAD: (2) Car | 0 | 0 | 0 | 0 | 0 | 0 | 0 | 0 | 0 | 0 | 0 | 0 | 0 | 0 | 0 | 0 | 0 | 0 | 0 | 0 | 0 | 0 | 0 | 12
NO |  | 108 | 2012 | 1 | 9 | 9 |  | Grand teton | Harry Allen | 230 | 230 | S-Steel | 25 | 0 | 1 |  | 0 | 0 | 0 | 0 | 0 | 0 | 0 | 0 | 0 | 0 | 0 | 0 | 0 | 0 | 0 | 0 | 0 | 0 | 0 | 0 | 0 | 0 | 0 | 12
NO |  | 108 | 2012 | 1 | 10 | 10 |  | Grand Teton - Iron Mountain | Iron Mountain | 230 | 230 | S-Steel | 2.22 | 0 | 1 |  | 0 | 0 | 0 | 0 | 0 | 0 | 0 | 0 | 0 | 0 | 0 | 0 | 0 | 0 | 0 | 0 | 0 | 0 | 0 | 0 | 0 | 0 | 0 | 12
NO |  | 108 | 2012 | 1 | 11 | 11 |  | Greenway | Mead | 230 | 230 | S-Steel | 14 | 0 | 1 | Cardinal 954kcm 5 | 0 | 0 | 0 | 0 | 0 | 0 | 0 | 0 | 0 | 0 | 0 | 0 | 0 | 0 | 0 | 0 | 0 | 0 | 0 | 0 | 0 | 0 | 0 | 12
NO |  | 108 | 2012 | 1 | 12 | 12 |  | Harry Allen | Pecos #1 South | 230 | 230 | H-Steel | 17.5 | 0 | 1 | (2) Cardinal 954k | 0 | 0 | 0 | 0 | 0 | 0 | 0 | 0 | 0 | 0 | 0 | 0 | 0 | 0 | 0 | 0 | 0 | 0 | 0 | 0 | 0 | 0 | 0 | 12
NO |  | 108 | 2012 | 1 | 13 | 13 |  | Harry Allen | Pecos #2 North | 230 | 230 | H-Steel | 17.8 | 0 | 1 | (2) Cardinal 954k | 0 | 0 | 0 | 0 | 0 | 0 | 0 | 0 | 0 | 0 | 0 | 0 | 0 | 0 | 0 | 0 | 0 | 0 | 0 | 0 | 0 | 0 | 0 | 12
NO |  | 108 | 2012 | 1 | 14 | 14 |  | Harry Allen | Pecos #3 Center | 230 | 230 | S-Steel | 17.5 | 10.5 | 1 |  | 0 | 0 | 0 | 0 | 0 | 0 | 0 | 0 | 0 | 0 | 0 | 0 | 0 | 0 | 0 | 0 | 0 | 0 | 0 | 0 | 0 | 0 | 0 | 12
NO |  | 108 | 2012 | 1 | 15 | 15 |  | Harry Allen | Reid Gardner #1 | 230 | 230 | H-Wood | 24.6 | 0 | 1 | (2) Cardinal 954k | 0 | 0 | 0 | 0 | 0 | 0 | 0 | 0 | 0 | 0 | 0 | 0 | 0 | 0 | 0 | 0 | 0 | 0 | 0 | 0 | 0 | 0 | 0 | 12
NO |  | 108 | 2012 | 1 | 16 | 16 |  | Harry Allen | Reid Gardner #2 | 230 | 230 | H-Wood | 24.6 | 0 | 1 | (2) Cardinal 954k | 0 | 0 | 0 | 0 | 0 | 0 | 0 | 0 | 0 | 0 | 0 | 0 | 0 | 0 | 0 | 0 | 0 | 0 | 0 | 0 | 0 | 0 | 0 | 12
NO |  | 108 | 2012 | 1 | 17 | 17 |  | Iron Mountain | Nortwest #1 | 230 | 230 | H-Wood | 7.76 | 0 | 1 | (2) Cardinal 954k | 0 | 0 | 0 | 0 | 0 | 0 | 0 | 0 | 0 | 0 | 0 | 0 | 0 | 0 | 0 | 0 | 0 | 0 | 0 | 0 | 0 | 0 | 0 | 12
NO |  | 108 | 2012 | 1 | 18 | 18 |  | Iron Mountain | Northwest #2 | 230 | 230 | H-Wood | 7.76 | 0 | 1 | (2) Cardinal 954k | 0 | 0 | 0 | 0 | 0 | 0 | 0 | 0 | 0 | 0 | 0 | 0 | 0 | 0 | 0 | 0 | 0 | 0 | 0 | 0 | 0 | 0 | 0 | 12
NO |  | 108 | 2012 | 1 | 19 | 19 |  | Iron Mountain | Pecos | 230 | 230 | S-Steel | 9.32 | 0 | 1 |  | 0 | 0 | 0 | 0 | 0 | 0 | 0 | 0 | 0 | 0 | 0 | 0 | 0 | 0 | 0 | 0 | 0 | 0 | 0 | 0 | 0 | 0 | 0 | 12
NO |  | 108 | 2012 | 1 | 20 | 20 |  | Magnolia | Nevada Solar One | 230 | 230 | H-Steel | 24.4 | 0 | 1 |  | 0 | 0 | 0 | 0 | 0 | 0 | 0 | 0 | 0 | 0 | 0 | 0 | 0 | 0 | 0 | 0 | 0 | 0 | 0 | 0 | 0 | 0 | 0 | 12
NO |  | 108 | 2012 | 1 | 21 | 21 |  | McCullough | Mead #1 | 230 | 230 | S-Steel | 21 | 0 | 1 |  | 0 | 0 | 0 | 0 | 0 | 0 | 0 | 0 | 0 | 0 | 0 | 0 | 0 | 0 | 0 | 0 | 0 | 0 | 0 | 0 | 0 | 0 | 0 | 12
NO |  | 108 | 2012 | 1 | 22 | 22 |  | McCullough | Mead #2 | 230 | 230 | S-Steel | 21 | 0 | 1 |  | 0 | 0 | 0 | 0 | 0 | 0 | 0 | 0 | 0 | 0 | 0 | 0 | 0 | 0 | 0 | 0 | 0 | 0 | 0 | 0 | 0 | 0 | 0 | 12
NO |  | 108 | 2012 | 1 | 23 | 23 |  | McCullough | Merchant | 230 | 230 | S-Steel | 2.84 | 0 | 1 | Cardinal 954kcm 5 | 0 | 0 | 0 | 0 | 0 | 0 | 0 | 0 | 0 | 0 | 0 | 0 | 0 | 0 | 0 | 0 | 0 | 0 | 0 | 0 | 0 | 0 | 0 | 12
NO |  | 108 | 2012 | 1 | 24 | 24 |  | McCullough | Tolson | 230 | 230 | S-Poles | 19.2 | 0 | 1 | Cardinal 954kcm 5 | 0 | 0 | 0 | 0 | 0 | 0 | 0 | 0 | 0 | 0 | 0 | 0 | 0 | 0 | 0 | 0 | 0 | 0 | 0 | 0 | 0 | 0 | 0 | 12
NO |  | 108 | 2012 | 1 | 25 | 25 |  | Mead | SNWA Eastside | 230 | 230 | S-Steel | 0 | 0 | 1 |  | 0 | 0 | 0 | 0 | 0 | 0 | 0 | 0 | 0 | 0 | 0 | 0 | 0 | 0 | 0 | 0 | 0 | 0 | 0 | 0 | 0 | 0 | 0 | 12
NO |  | 108 | 2012 | 1 | 26 | 26 |  | Merchant | Nevada Solar One | 230 | 230 | H-Steel | 0.65 | 0 | 1 |  | 0 | 0 | 0 | 0 | 0 | 0 | 0 | 0 | 0 | 0 | 0 | 0 | 0 | 0 | 0 | 0 | 0 | 0 | 0 | 0 | 0 | 0 | 0 | 12
NO |  | 108 | 2012 | 1 | 27 | 27 |  | Northwest | VEA Interconnection | 230 | 230 | S-Steel | 0.12 | 0 | 1 | (2) Cardinal 954k | 0 | 0 | 0 | 0 | 0 | 0 | 0 | 0 | 0 | 0 | 0 | 0 | 0 | 0 | 0 | 0 | 0 | 0 | 0 | 0 | 0 | 0 | 0 | 12
NO |  | 108 | 2012 | 1 | 28 | 28 |  | Northwest | Westside | 230 | 230 | S-Steel | 14.3 | 0 | 1 | (2) Cardinal 954k | 0 | 0 | 0 | 0 | 0 | 0 | 0 | 0 | 0 | 0 | 0 | 0 | 0 | 0 | 0 | 0 | 0 | 0 | 0 | 0 | 0 | 0 | 0 | 12
NO |  | 108 | 2012 | 1 | 29 | 29 |  | 230 KV Costs |  | 0 | 0 |  | 0 | 0 | 0 |  | 27574499 | 375688881 | 403263380 | 3013283 | 25676 | 905816 | 3944775 | 0 | 0 | 0 | 0 | 0 | 0 | 0 | 0 | 0 | 0 | 0 | 0 | 0 | 0 | 0 | 0 | 12
NO |  | 108 | 2012 | 1 | 30 | 30 |  | 230 KV Subtotal |  | 0 | 0 |  | 578.74 | 12.81 | 47 |  | 27574499 | 375688881 | 403263380 | 3013283 | 25676 | 905816 | 3944775 | 0 | 0 | 0 | 0 | 0 | 0 | 0 | 0 | 0 | 0 | 0 | 0 | 0 | 0 | 0 | 0 | 12
NO |  | 108 | 2012 | 1 | 31 | 31 |  | Allen | Pecos | 138 | 138 | S-Steel | 5.27 | 0 | 1 | Cardinal 954kcm A | 0 | 0 | 0 | 0 | 0 | 0 | 0 | 0 | 0 | 0 | 0 | 0 | 0 | 0 | 0 | 0 | 0 | 0 | 0 | 0 | 0 | 0 | 0 | 12
NO |  | 108 | 2012 | 1 | 32 | 32 |  | Allen | Washburn | 138 | 138 | S-Steel | 1.83 | 0 | 1 |  | 0 | 0 | 0 | 0 | 0 | 0 | 0 | 0 | 0 | 0 | 0 | 0 | 0 | 0 | 0 | 0 | 0 | 0 | 0 | 0 | 0 | 0 | 0 | 12
NO |  | 108 | 2012 | 1 | 33 | 33 |  | Andrews | Pecos | 138 | 138 | S-Steel | 3.86 | 0 | 1 |  | 0 | 0 | 0 | 0 | 0 | 0 | 0 | 0 | 0 | 0 | 0 | 0 | 0 | 0 | 0 | 0 | 0 | 0 | 0 | 0 | 0 | 0 | 0 | 12
NO |  | 108 | 2012 | 1 | 34 | 34 |  | Anthem | Magnolia | 138 | 138 | S-Steel | 9.72 | 0 | 1 | Cardinal 954kcm A | 0 | 0 | 0 | 0 | 0 | 0 | 0 | 0 | 0 | 0 | 0 | 0 | 0 | 0 | 0 | 0 | 0 | 0 | 0 | 0 | 0 | 0 | 0 | 12
NO |  | 108 | 2012 | 1 | 35 | 35 |  | Anthem | Wilson | 138 | 138 | S-Steel | 1.71 | 0 | 1 |  | 0 | 0 | 0 | 0 | 0 | 0 | 0 | 0 | 0 | 0 | 0 | 0 | 0 | 0 | 0 | 0 | 0 | 0 | 0 | 0 | 0 | 0 | 0 | 12
NO |  | 108 | 2012 | 2 | 1 | 1 |  | Arden | Camero | 138 | 138 | S-Steel | 3.11 | 0 | 1 | Cardinal 954kcm 5 | 0 | 0 | 0 | 0 | 0 | 0 | 0 | 0 | 0 | 0 | 0 | 0 | 0 | 0 | 0 | 0 | 0 | 0 | 0 | 0 | 0 | 0 | 0 | 12
NO |  | 108 | 2012 | 2 | 2 | 2 |  | Arden | Frias | 138 | 138 | S-Steel | 1.4 | 0 | 1 | Cardinal 954kcm A | 0 | 0 | 0 | 0 | 0 | 0 | 0 | 0 | 0 | 0 | 0 | 0 | 0 | 0 | 0 | 0 | 0 | 0 | 0 | 0 | 0 | 0 | 0 | 12
NO |  | 108 | 2012 | 2 | 3 | 3 |  | Arden | Haven | 138 | 138 | S-Steel | 4.55 | 0 | 1 | Magnolia 954kcm 3 | 0 | 0 | 0 | 0 | 0 | 0 | 0 | 0 | 0 | 0 | 0 | 0 | 0 | 0 | 0 | 0 | 0 | 0 | 0 | 0 | 0 | 0 | 0 | 12
NO |  | 108 | 2012 | 2 | 4 | 4 |  | Arden | Mountains Edge | 138 | 138 | S-Steel | 1.96 | 0 | 1 | Magnolia 954 kcm | 0 | 0 | 0 | 0 | 0 | 0 | 0 | 0 | 0 | 0 | 0 | 0 | 0 | 0 | 0 | 0 | 0 | 0 | 0 | 0 | 0 | 0 | 0 | 12
NO |  | 108 | 2012 | 2 | 5 | 5 |  | Artesian | Lincoln | 138 | 138 | S-Steel | 4.83 | 0 | 1 |  | 0 | 0 | 0 | 0 | 0 | 0 | 0 | 0 | 0 | 0 | 0 | 0 | 0 | 0 | 0 | 0 | 0 | 0 | 0 | 0 | 0 | 0 | 0 | 12
NO |  | 108 | 2012 | 2 | 6 | 6 |  | Artesian | Winterwood | 138 | 138 | H-Wood | 5.78 | 0 | 1 | Magnolia 954kcm 3 | 0 | 0 | 0 | 0 | 0 | 0 | 0 | 0 | 0 | 0 | 0 | 0 | 0 | 0 | 0 | 0 | 0 | 0 | 0 | 0 | 0 | 0 | 0 | 12
NO |  | 108 | 2012 | 2 | 7 | 7 |  | Avera | Quail | 138 | 138 | S-Steel | 2.35 | 0 | 1 | Cardinal 954kcm 5 | 0 | 0 | 0 | 0 | 0 | 0 | 0 | 0 | 0 | 0 | 0 | 0 | 0 | 0 | 0 | 0 | 0 | 0 | 0 | 0 | 0 | 0 | 0 | 12
NO |  | 108 | 2012 | 2 | 8 | 8 |  | Avera | Redrock | 138 | 138 | S-Steel | 5.79 | 0 | 1 |  | 0 | 0 | 0 | 0 | 0 | 0 | 0 | 0 | 0 | 0 | 0 | 0 | 0 | 0 | 0 | 0 | 0 | 0 | 0 | 0 | 0 | 0 | 0 | 12
NO |  | 108 | 2012 | 2 | 9 | 9 |  | Avera | Sparta | 138 | 138 | S-Steel | 1.83 | 0 | 1 |  | 0 | 0 | 0 | 0 | 0 | 0 | 0 | 0 | 0 | 0 | 0 | 0 | 0 | 0 | 0 | 0 | 0 | 0 | 0 | 0 | 0 | 0 | 0 | 12
NO |  | 108 | 2012 | 2 | 10 | 10 |  | Avera | Tomsik | 138 | 138 | S-Steel | 2.4 | 0 | 1 | Magnolia 954kcm 3 | 0 | 0 | 0 | 0 | 0 | 0 | 0 | 0 | 0 | 0 | 0 | 0 | 0 | 0 | 0 | 0 | 0 | 0 | 0 | 0 | 0 | 0 | 0 | 12
NO |  | 108 | 2012 | 2 | 11 | 11 |  | Bellagio | Polaris | 138 | 138 | S-Steel | 0.83 | 0 | 1 | Magnolia 954kcm 3 | 0 | 0 | 0 | 0 | 0 | 0 | 0 | 0 | 0 | 0 | 0 | 0 | 0 | 0 | 0 | 0 | 0 | 0 | 0 | 0 | 0 | 0 | 0 | 12
NO |  | 108 | 2012 | 2 | 12 | 12 |  | Bellagio | Sinatra | 138 | 138 | S-Steel | 0.54 | 0 | 1 | Magnolia 954kcm | 0 | 0 | 0 | 0 | 0 | 0 | 0 | 0 | 0 | 0 | 0 | 0 | 0 | 0 | 0 | 0 | 0 | 0 | 0 | 0 | 0 | 0 | 0 | 12
NO |  | 108 | 2012 | 2 | 13 | 13 |  | Beltway | Hualapai | 138 | 138 | S-Steel | 2.98 | 0 | 1 | Magnolia 954kcm 3 | 0 | 0 | 0 | 0 | 0 | 0 | 0 | 0 | 0 | 0 | 0 | 0 | 0 | 0 | 0 | 0 | 0 | 0 | 0 | 0 | 0 | 0 | 0 | 12
NO |  | 108 | 2012 | 2 | 14 | 14 |  | Beltway | Summerlin | 138 | 138 | S-Steel | 2.14 | 0 | 1 | Magnolia 954kcm 3 | 0 | 0 | 0 | 0 | 0 | 0 | 0 | 0 | 0 | 0 | 0 | 0 | 0 | 0 | 0 | 0 | 0 | 0 | 0 | 0 | 0 | 0 | 0 | 12
NO |  | 108 | 2012 | 2 | 15 | 15 |  | Beltway | Village | 138 | 138 | S-Steel | 2.06 | 0 | 1 | Cardinal 954kcm 5 | 0 | 0 | 0 | 0 | 0 | 0 | 0 | 0 | 0 | 0 | 0 | 0 | 0 | 0 | 0 | 0 | 0 | 0 | 0 | 0 | 0 | 0 | 0 | 12
NO |  | 108 | 2012 | 2 | 16 | 16 |  | Bicentennial | Keehn | 138 | 138 | S-Steel | 8.04 | 0 | 1 | Cardinal 954kcm 5 | 0 | 0 | 0 | 0 | 0 | 0 | 0 | 0 | 0 | 0 | 0 | 0 | 0 | 0 | 0 | 0 | 0 | 0 | 0 | 0 | 0 | 0 | 0 | 12
NO |  | 108 | 2012 | 2 | 17 | 17 |  | Bicentennial | Wilson | 138 | 138 | S-Steel | 9.23 | 0 | 1 | Cardinal 954kcm 5 | 0 | 0 | 0 | 0 | 0 | 0 | 0 | 0 | 0 | 0 | 0 | 0 | 0 | 0 | 0 | 0 | 0 | 0 | 0 | 0 | 0 | 0 | 0 | 12
NO |  | 108 | 2012 | 2 | 18 | 18 |  | Burnham | Ford | 138 | 138 | S-Steel | 5.25 | 0 | 1 | Cardinal 954kcm 5 | 0 | 0 | 0 | 0 | 0 | 0 | 0 | 0 | 0 | 0 | 0 | 0 | 0 | 0 | 0 | 0 | 0 | 0 | 0 | 0 | 0 | 0 | 0 | 12
NO |  | 108 | 2012 | 2 | 19 | 19 |  | Burnham | Pebble | 138 | 138 | S-Steel | 1.96 | 0 | 1 | Magnolia 954kcm 3 | 0 | 0 | 0 | 0 | 0 | 0 | 0 | 0 | 0 | 0 | 0 | 0 | 0 | 0 | 0 | 0 | 0 | 0 | 0 | 0 | 0 | 0 | 0 | 12
NO |  | 108 | 2012 | 2 | 20 | 20 |  | Cabana | Clark | 138 | 138 | S-Steel | 2.24 | 2 | 1 | Magnolia 954kcm 3 | 0 | 0 | 0 | 0 | 0 | 0 | 0 | 0 | 0 | 0 | 0 | 0 | 0 | 0 | 0 | 0 | 0 | 0 | 0 | 0 | 0 | 0 | 0 | 12
NO |  | 108 | 2012 | 2 | 21 | 21 |  | Cabana | Winterwood | 138 | 138 | S-Steel | 2.61 | 2 | 1 | Cardinal 954kcm 5 | 0 | 0 | 0 | 0 | 0 | 0 | 0 | 0 | 0 | 0 | 0 | 0 | 0 | 0 | 0 | 0 | 0 | 0 | 0 | 0 | 0 | 0 | 0 | 12
NO |  | 108 | 2012 | 2 | 22 | 22 |  | Cactus | Frias | 138 | 138 | S-Steel | 1.92 | 0 | 1 | Cardinal 954kcm 5 | 0 | 0 | 0 | 0 | 0 | 0 | 0 | 0 | 0 | 0 | 0 | 0 | 0 | 0 | 0 | 0 | 0 | 0 | 0 | 0 | 0 | 0 | 0 | 12
NO |  | 108 | 2012 | 2 | 23 | 23 |  | Cactus | Tolson | 138 | 138 | S-Steel | 2.41 | 0 | 1 | Cardinal 954kcm 5 | 0 | 0 | 0 | 0 | 0 | 0 | 0 | 0 | 0 | 0 | 0 | 0 | 0 | 0 | 0 | 0 | 0 | 0 | 0 | 0 | 0 | 0 | 0 | 12
NO |  | 108 | 2012 | 2 | 24 | 24 |  | Caesar's | Decatur | 138 | 138 | S-Steel | 2.2 | 0 | 1 |  | 0 | 0 | 0 | 0 | 0 | 0 | 0 | 0 | 0 | 0 | 0 | 0 | 0 | 0 | 0 | 0 | 0 | 0 | 0 | 0 | 0 | 0 | 0 | 12
NO |  | 108 | 2012 | 2 | 25 | 25 |  | Ceasar's | Venetian | 138 | 138 | S-Steel | 1.94 | 0 | 0 |  | 0 | 0 | 0 | 0 | 0 | 0 | 0 | 0 | 0 | 0 | 0 | 0 | 0 | 0 | 0 | 0 | 0 | 0 | 0 | 0 | 0 | 0 | 0 | 12
NO |  | 108 | 2012 | 2 | 26 | 26 |  | Camero | Railroad | 138 | 138 | S-Steel | 3.5 | 0 | 1 |  | 0 | 0 | 0 | 0 | 0 | 0 | 0 | 0 | 0 | 0 | 0 | 0 | 0 | 0 | 0 | 0 | 0 | 0 | 0 | 0 | 0 | 0 | 0 | 12
NO |  | 108 | 2012 | 2 | 27 | 27 |  | Canyon Tap of Mercury | Northwest | 138 | 138 |  | 0.01 | 0 | 0 |  | 0 | 0 | 0 | 0 | 0 | 0 | 0 | 0 | 0 | 0 | 0 | 0 | 0 | 0 | 0 | 0 | 0 | 0 | 0 | 0 | 0 | 0 | 0 | 12
NO |  | 108 | 2012 | 2 | 28 | 28 |  | Cheyenne | El Capitan | 138 | 138 | S-Steel | 3.28 | 0 | 1 | Cardinal 954kcm 5 | 0 | 0 | 0 | 0 | 0 | 0 | 0 | 0 | 0 | 0 | 0 | 0 | 0 | 0 | 0 | 0 | 0 | 0 | 0 | 0 | 0 | 0 | 0 | 12
NO |  | 108 | 2012 | 2 | 29 | 29 |  | Cheyenne | Lone Mountain | 138 | 138 | S-Steel | 1.94 | 0 | 1 | Magnolia 954kcm 3 | 0 | 0 | 0 | 0 | 0 | 0 | 0 | 0 | 0 | 0 | 0 | 0 | 0 | 0 | 0 | 0 | 0 | 0 | 0 | 0 | 0 | 0 | 0 | 12
NO |  | 108 | 2012 | 2 | 30 | 30 |  | Cheyenne | Vegas | 138 | 138 | S-Steel | 5.38 | 0 | 1 | Cardinal 954kcm 5 | 0 | 0 | 0 | 0 | 0 | 0 | 0 | 0 | 0 | 0 | 0 | 0 | 0 | 0 | 0 | 0 | 0 | 0 | 0 | 0 | 0 | 0 | 0 | 12
NO |  | 108 | 2012 | 2 | 31 | 31 |  | Clark/Russel | Claymont | 138 | 138 | S-Wood | 7.22 | 0 | 1 | Magnolia 954kcm 3 | 0 | 0 | 0 | 0 | 0 | 0 | 0 | 0 | 0 | 0 | 0 | 0 | 0 | 0 | 0 | 0 | 0 | 0 | 0 | 0 | 0 | 0 | 0 | 12
NO |  | 108 | 2012 | 2 | 32 | 32 |  | Clark | Claymont | 138 | 138 | S-Steel | 6.08 | 0 | 1 | Magnolia 954kcm 3 | 0 | 0 | 0 | 0 | 0 | 0 | 0 | 0 | 0 | 0 | 0 | 0 | 0 | 0 | 0 | 0 | 0 | 0 | 0 | 0 | 0 | 0 | 0 | 12
NO |  | 108 | 2012 | 2 | 33 | 33 |  | Clark | Concourse | 138 | 138 | S-Steel | 4.65 | 0 | 1 |  | 0 | 0 | 0 | 0 | 0 | 0 | 0 | 0 | 0 | 0 | 0 | 0 | 0 | 0 | 0 | 0 | 0 | 0 | 0 | 0 | 0 | 0 | 0 | 12
NO |  | 108 | 2012 | 2 | 34 | 34 |  | Clark | Green Valley | 138 | 138 | S-Steel | 2.94 | 0 | 1 | Magnolia 954kcm 3 | 0 | 0 | 0 | 0 | 0 | 0 | 0 | 0 | 0 | 0 | 0 | 0 | 0 | 0 | 0 | 0 | 0 | 0 | 0 | 0 | 0 | 0 | 0 | 12
NO |  | 108 | 2012 | 2 | 35 | 35 |  | Clark | Spencer North | 138 | 138 | S-Wood | 0 | 5.21 | 1 | Magnolia 954kcm 3 | 0 | 0 | 0 | 0 | 0 | 0 | 0 | 0 | 0 | 0 | 0 | 0 | 0 | 0 | 0 | 0 | 0 | 0 | 0 | 0 | 0 | 0 | 0 | 12
NO |  | 108 | 2012 | 3 | 1 | 1 |  | Clark | Spencer South | 138 | 138 | S-Steel | 5.21 | 0 | 1 | Magnolia 954kcm 3 | 0 | 0 | 0 | 0 | 0 | 0 | 0 | 0 | 0 | 0 | 0 | 0 | 0 | 0 | 0 | 0 | 0 | 0 | 0 | 0 | 0 | 0 | 0 | 12
NO |  | 108 | 2012 | 3 | 2 | 2 |  | Clark | Warmsprings | 138 | 138 | S-Steel | 3.94 | 0 | 1 | Magnolia 954kcm 3 | 0 | 0 | 0 | 0 | 0 | 0 | 0 | 0 | 0 | 0 | 0 | 0 | 0 | 0 | 0 | 0 | 0 | 0 | 0 | 0 | 0 | 0 | 0 | 12
NO |  | 108 | 2012 | 3 | 3 | 3 |  | Claymont | Spencer | 138 | 138 | S-Steel | 0.77 | 0 | 1 | Magnolia 954kcm 3 | 0 | 0 | 0 | 0 | 0 | 0 | 0 | 0 | 0 | 0 | 0 | 0 | 0 | 0 | 0 | 0 | 0 | 0 | 0 | 0 | 0 | 0 | 0 | 12
NO |  | 108 | 2012 | 3 | 4 | 4 |  | Claymont | Strip | 138 | 138 | S-Steel | 1.79 | 0 | 1 | Cardinal 954kcm 5 | 0 | 0 | 0 | 0 | 0 | 0 | 0 | 0 | 0 | 0 | 0 | 0 | 0 | 0 | 0 | 0 | 0 | 0 | 0 | 0 | 0 | 0 | 0 | 12
NO |  | 108 | 2012 | 3 | 5 | 5 |  | Cold Creek Tap of Mercury | Northwest | 138 | 138 | S-Steel | 0.04 | 0 | 1 |  | 0 | 0 | 0 | 0 | 0 | 0 | 0 | 0 | 0 | 0 | 0 | 0 | 0 | 0 | 0 | 0 | 0 | 0 | 0 | 0 | 0 | 0 | 0 | 12
NO |  | 108 | 2012 | 3 | 6 | 6 |  | Commerce | Garces | 138 | 138 | S-Steel | 0.31 | 0 | 1 | Magnolia 954kcm 3 | 0 | 0 | 0 | 0 | 0 | 0 | 0 | 0 | 0 | 0 | 0 | 0 | 0 | 0 | 0 | 0 | 0 | 0 | 0 | 0 | 0 | 0 | 0 | 12
NO |  | 108 | 2012 | 3 | 7 | 7 |  | Commerce | Shadow | 138 | 138 | S-Steel | 1.86 | 0 | 1 | Magnolia 954kcm 3 | 0 | 0 | 0 | 0 | 0 | 0 | 0 | 0 | 0 | 0 | 0 | 0 | 0 | 0 | 0 | 0 | 0 | 0 | 0 | 0 | 0 | 0 | 0 | 12
NO |  | 108 | 2012 | 3 | 8 | 8 |  | Sinatra | Suzanne | 138 | 138 | Underground | 0.89 | 0 | 0 |  | 0 | 0 | 0 | 0 | 0 | 0 | 0 | 0 | 0 | 0 | 0 | 0 | 0 | 0 | 0 | 0 | 0 | 0 | 0 | 0 | 0 | 0 | 0 | 12
NO |  | 108 | 2012 | 3 | 9 | 9 |  | Concourse | Suzanne | 138 | 138 | S-Steel | 3.69 | 0 | 1 |  | 0 | 0 | 0 | 0 | 0 | 0 | 0 | 0 | 0 | 0 | 0 | 0 | 0 | 0 | 0 | 0 | 0 | 0 | 0 | 0 | 0 | 0 | 0 | 12
NO |  | 108 | 2012 | 3 | 10 | 10 |  | Craig | Las Vegas Cogen | 138 | 138 | H-Wood | 0.26 | 0.84 | 1 | Cardinal 954kcm 5 | 0 | 0 | 0 | 0 | 0 | 0 | 0 | 0 | 0 | 0 | 0 | 0 | 0 | 0 | 0 | 0 | 0 | 0 | 0 | 0 | 0 | 0 | 0 | 12
NO |  | 108 | 2012 | 3 | 11 | 11 |  | Craig | Pecos | 138 | 138 | S-Steel | 3.68 | 0 | 1 | Magnolia 954kcm 3 | 0 | 0 | 0 | 0 | 0 | 0 | 0 | 0 | 0 | 0 | 0 | 0 | 0 | 0 | 0 | 0 | 0 | 0 | 0 | 0 | 0 | 0 | 0 | 12
NO |  | 108 | 2012 | 3 | 12 | 12 |  | Decatur | Durango | 138 | 138 | S-Steel | 3.59 | 0 | 1 | Cardinal 954kcm 5 | 0 | 0 | 0 | 0 | 0 | 0 | 0 | 0 | 0 | 0 | 0 | 0 | 0 | 0 | 0 | 0 | 0 | 0 | 0 | 0 | 0 | 0 | 0 | 12
NO |  | 108 | 2012 | 3 | 13 | 13 |  | Decatur | Polaris | 138 | 138 | S-Steel | 2.28 | 0 | 1 | Magnolia 954kcm 3 | 0 | 0 | 0 | 0 | 0 | 0 | 0 | 0 | 0 | 0 | 0 | 0 | 0 | 0 | 0 | 0 | 0 | 0 | 0 | 0 | 0 | 0 | 0 | 12
NO |  | 108 | 2012 | 3 | 14 | 14 |  | Durango | Peace | 138 | 138 | S-Steel | 2.57 | 0 | 1 | Cardinal 954kcm 5 | 0 | 0 | 0 | 0 | 0 | 0 | 0 | 0 | 0 | 0 | 0 | 0 | 0 | 0 | 0 | 0 | 0 | 0 | 0 | 0 | 0 | 0 | 0 | 12
NO |  | 108 | 2012 | 3 | 15 | 15 |  | Durango | Westside | 138 | 138 | S-Steel | 3.31 | 0 | 1 | Cardinal 954kcm 5 | 0 | 0 | 0 | 0 | 0 | 0 | 0 | 0 | 0 | 0 | 0 | 0 | 0 | 0 | 0 | 0 | 0 | 0 | 0 | 0 | 0 | 0 | 0 | 12
NO |  | 108 | 2012 | 3 | 16 | 16 |  | El Capitan | Northwest | 138 | 138 | S-Steel | 7.81 | 0 | 1 | Cardinal 954kcm 5 | 0 | 0 | 0 | 0 | 0 | 0 | 0 | 0 | 0 | 0 | 0 | 0 | 0 | 0 | 0 | 0 | 0 | 0 | 0 | 0 | 0 | 0 | 0 | 12
NO |  | 108 | 2012 | 3 | 17 | 17 |  | Elkhorn | Northwest | 138 | 138 | S-Steel | 5.32 | 0 | 1 | Cardinal 954kcm 5 | 0 | 0 | 0 | 0 | 0 | 0 | 0 | 0 | 0 | 0 | 0 | 0 | 0 | 0 | 0 | 0 | 0 | 0 | 0 | 0 | 0 | 0 | 0 | 12
NO |  | 108 | 2012 | 3 | 18 | 18 |  | Faulkner | Warmsprings | 138 | 138 | S-Steel | 2.38 | 0 | 1 |  | 0 | 0 | 0 | 0 | 0 | 0 | 0 | 0 | 0 | 0 | 0 | 0 | 0 | 0 | 0 | 0 | 0 | 0 | 0 | 0 | 0 | 0 | 0 | 12
NO |  | 108 | 2012 | 3 | 19 | 19 |  | Faulkner | Wigwam | 138 | 138 | Underground | 4.5 | 0 | 1 |  | 0 | 0 | 0 | 0 | 0 | 0 | 0 | 0 | 0 | 0 | 0 | 0 | 0 | 0 | 0 | 0 | 0 | 0 | 0 | 0 | 0 | 0 | 0 | 12
NO |  | 108 | 2012 | 3 | 20 | 20 |  | Faulkner | Wilson | 138 | 138 | Underground | 7.84 | 0 | 1 |  | 0 | 0 | 0 | 0 | 0 | 0 | 0 | 0 | 0 | 0 | 0 | 0 | 0 | 0 | 0 | 0 | 0 | 0 | 0 | 0 | 0 | 0 | 0 | 12
NO |  | 108 | 2012 | 3 | 21 | 21 |  | Ford | Haven | 138 | 138 | S-Steel | 2.07 | 0 | 1 | Magnolia 954kcm 3 | 0 | 0 | 0 | 0 | 0 | 0 | 0 | 0 | 0 | 0 | 0 | 0 | 0 | 0 | 0 | 0 | 0 | 0 | 0 | 0 | 0 | 0 | 0 | 12
NO |  | 108 | 2012 | 3 | 22 | 22 |  | Garces | Swenson | 138 | 138 | S-Steel | 4.2 | 0 | 1 |  | 0 | 0 | 0 | 0 | 0 | 0 | 0 | 0 | 0 | 0 | 0 | 0 | 0 | 0 | 0 | 0 | 0 | 0 | 0 | 0 | 0 | 0 | 0 | 12
NO |  | 108 | 2012 | 3 | 23 | 23 |  | Gilmore(GIL) | Leavitt | 138 | 138 | S-Steel | 2.12 | 0 | 1 | Cardinal 954kcm 5 | 0 | 0 | 0 | 0 | 0 | 0 | 0 | 0 | 0 | 0 | 0 | 0 | 0 | 0 | 0 | 0 | 0 | 0 | 0 | 0 | 0 | 0 | 0 | 12
NO |  | 108 | 2012 | 3 | 24 | 24 |  | Gilmore(GIL) | Tropical | 138 | 138 | S-Steel | 3.83 | 0 | 1 | Cardinal 954kcm 5 | 0 | 0 | 0 | 0 | 0 | 0 | 0 | 0 | 0 | 0 | 0 | 0 | 0 | 0 | 0 | 0 | 0 | 0 | 0 | 0 | 0 | 0 | 0 | 12
NO |  | 108 | 2012 | 3 | 25 | 25 |  | Green Valley | Wigwam | 138 | 138 | S-Steel | 2.5 | 0 | 1 | Magnoolia 954kcm | 0 | 0 | 0 | 0 | 0 | 0 | 0 | 0 | 0 | 0 | 0 | 0 | 0 | 0 | 0 | 0 | 0 | 0 | 0 | 0 | 0 | 0 | 0 | 12
NO |  | 108 | 2012 | 3 | 26 | 26 |  | Gypsum | NCA1 | 138 | 138 | S-Steel | 0.8 | 0 | 1 |  | 0 | 0 | 0 | 0 | 0 | 0 | 0 | 0 | 0 | 0 | 0 | 0 | 0 | 0 | 0 | 0 | 0 | 0 | 0 | 0 | 0 | 0 | 0 | 12
NO |  | 108 | 2012 | 3 | 27 | 27 |  | Gypsum | Pecos | 138 | 138 | S-Steel | 11.5 | 0 | 1 |  | 0 | 0 | 0 | 0 | 0 | 0 | 0 | 0 | 0 | 0 | 0 | 0 | 0 | 0 | 0 | 0 | 0 | 0 | 0 | 0 | 0 | 0 | 0 | 12
NO |  | 108 | 2012 | 3 | 28 | 28 |  | Highland | Las Vegas Cogen | 138 | 138 | H-Wood | 4.98 | 4.2 | 1 | Cardinal 954kcm 5 | 0 | 0 | 0 | 0 | 0 | 0 | 0 | 0 | 0 | 0 | 0 | 0 | 0 | 0 | 0 | 0 | 0 | 0 | 0 | 0 | 0 | 0 | 0 | 12
NO |  | 108 | 2012 | 3 | 29 | 29 |  | Hualapai | Hualapai | 138 | 138 | S-Steel | 2 | 0 | 1 | Cardinal 954kcm 5 | 0 | 0 | 0 | 0 | 0 | 0 | 0 | 0 | 0 | 0 | 0 | 0 | 0 | 0 | 0 | 0 | 0 | 0 | 0 | 0 | 0 | 0 | 0 | 12
NO |  | 108 | 2012 | 3 | 30 | 30 |  | Indian Springs Tap of Mercu | Northwest | 138 | 138 | S-Steel | 1.04 | 0 | 1 |  | 0 | 0 | 0 | 0 | 0 | 0 | 0 | 0 | 0 | 0 | 0 | 0 | 0 | 0 | 0 | 0 | 0 | 0 | 0 | 0 | 0 | 0 | 0 | 12
NO |  | 108 | 2012 | 3 | 31 | 31 |  | Iron Mountain | Lorenzi | 138 | 138 | S-Steel | 7.78 | 0 | 1 |  | 0 | 0 | 0 | 0 | 0 | 0 | 0 | 0 | 0 | 0 | 0 | 0 | 0 | 0 | 0 | 0 | 0 | 0 | 0 | 0 | 0 | 0 | 0 | 12
NO |  | 108 | 2012 | 3 | 32 | 32 |  | Iron Mountain | Regena | 138 | 138 | S-Steel | 5.88 | 0 | 1 |  | 0 | 0 | 0 | 0 | 0 | 0 | 0 | 0 | 0 | 0 | 0 | 0 | 0 | 0 | 0 | 0 | 0 | 0 | 0 | 0 | 0 | 0 | 0 | 12
NO |  | 108 | 2012 | 3 | 33 | 33 |  | Iron Mountain | Skelton | 138 | 138 | S-Steel | 0 | 4.49 | 1 |  | 0 | 0 | 0 | 0 | 0 | 0 | 0 | 0 | 0 | 0 | 0 | 0 | 0 | 0 | 0 | 0 | 0 | 0 | 0 | 0 | 0 | 0 | 0 | 12
NO |  | 108 | 2012 | 3 | 34 | 34 |  | Iron Mountain | Washburn | 138 | 138 | S-Steel | 5.77 | 0 | 1 |  | 0 | 0 | 0 | 0 | 0 | 0 | 0 | 0 | 0 | 0 | 0 | 0 | 0 | 0 | 0 | 0 | 0 | 0 | 0 | 0 | 0 | 0 | 0 | 12
NO |  | 108 | 2012 | 3 | 35 | 35 |  | Jackass Flats | Mercury | 138 | 138 | S-Steel | 18.02 | 0 | 1 | Penguin 4/0 6/1 A | 0 | 0 | 0 | 0 | 0 | 0 | 0 | 0 | 0 | 0 | 0 | 0 | 0 | 0 | 0 | 0 | 0 | 0 | 0 | 0 | 0 | 0 | 0 | 12
NO |  | 108 | 2012 | 4 | 1 | 1 |  | Keehn | Magnolia | 138 | 138 | S-Steel | 3.73 | 0 | 1 | Cardinal 954kcm A | 0 | 0 | 0 | 0 | 0 | 0 | 0 | 0 | 0 | 0 | 0 | 0 | 0 | 0 | 0 | 0 | 0 | 0 | 0 | 0 | 0 | 0 | 0 | 12
NO |  | 108 | 2012 | 4 | 2 | 2 |  | Leavitt | Miller | 138 | 138 | S-Steel | 1.78 | 0 | 1 | Magnolia 954kcm 3 | 0 | 0 | 0 | 0 | 0 | 0 | 0 | 0 | 0 | 0 | 0 | 0 | 0 | 0 | 0 | 0 | 0 | 0 | 0 | 0 | 0 | 0 | 0 | 12
NO |  | 108 | 2012 | 4 | 3 | 3 |  | Lincoln | Pecos | 138 | 138 | S-Steel | 5.04 | 0 | 1 |  | 0 | 0 | 0 | 0 | 0 | 0 | 0 | 0 | 0 | 0 | 0 | 0 | 0 | 0 | 0 | 0 | 0 | 0 | 0 | 0 | 0 | 0 | 0 | 12
NO |  | 108 | 2012 | 4 | 4 | 4 |  | Lone Mountain | Summerlin | 138 | 138 | S-Steel | 4.98 | 0 | 1 | Magnolia 954kcm 3 | 0 | 0 | 0 | 0 | 0 | 0 | 0 | 0 | 0 | 0 | 0 | 0 | 0 | 0 | 0 | 0 | 0 | 0 | 0 | 0 | 0 | 0 | 0 | 12
NO |  | 108 | 2012 | 4 | 5 | 5 |  | Lorenzi | Tenaya | 138 | 138 | S-Steel | 3.21 | 0 | 1 | Magnolia 954kcm 3 | 0 | 0 | 0 | 0 | 0 | 0 | 0 | 0 | 0 | 0 | 0 | 0 | 0 | 0 | 0 | 0 | 0 | 0 | 0 | 0 | 0 | 0 | 0 | 12
NO |  | 108 | 2012 | 4 | 6 | 6 |  | McDonald | Procyon | 138 | 138 | S-Steel | 1.71 | 0 | 1 |  | 0 | 0 | 0 | 0 | 0 | 0 | 0 | 0 | 0 | 0 | 0 | 0 | 0 | 0 | 0 | 0 | 0 | 0 | 0 | 0 | 0 | 0 | 0 | 12
NO |  | 108 | 2012 | 4 | 7 | 7 |  | McDonald | Quail | 138 | 138 | S-Steel | 3.92 | 0 | 1 | Cardinal 954kcm 5 | 0 | 0 | 0 | 0 | 0 | 0 | 0 | 0 | 0 | 0 | 0 | 0 | 0 | 0 | 0 | 0 | 0 | 0 | 0 | 0 | 0 | 0 | 0 | 12
NO |  | 108 | 2012 | 4 | 8 | 8 |  | Mercury | Northwest | 138 | 138 | S-Steel | 46.8 | 0 | 1 | Penguin 4/0 6/1 A | 0 | 0 | 0 | 0 | 0 | 0 | 0 | 0 | 0 | 0 | 0 | 0 | 0 | 0 | 0 | 0 | 0 | 0 | 0 | 0 | 0 | 0 | 0 | 12
NO |  | 108 | 2012 | 4 | 9 | 9 |  | Michael Way | Pecos | 138 | 138 | Underground | 0.55 | 0 | 0 |  | 0 | 0 | 0 | 0 | 0 | 0 | 0 | 0 | 0 | 0 | 0 | 0 | 0 | 0 | 0 | 0 | 0 | 0 | 0 | 0 | 0 | 0 | 0 | 12
NO |  | 108 | 2012 | 4 | 10 | 10 |  | Michael Way | Pecos | 138 | 138 | S-Steel | 14.65 | 0 | 1 | Magnolia 954kcm 3 | 0 | 0 | 0 | 0 | 0 | 0 | 0 | 0 | 0 | 0 | 0 | 0 | 0 | 0 | 0 | 0 | 0 | 0 | 0 | 0 | 0 | 0 | 0 | 12
NO |  | 108 | 2012 | 4 | 11 | 11 |  | Mountain's Edge | Riley | 138 | 138 | S-Steel | 3.81 | 0 | 1 |  | 0 | 0 | 0 | 0 | 0 | 0 | 0 | 0 | 0 | 0 | 0 | 0 | 0 | 0 | 0 | 0 | 0 | 0 | 0 | 0 | 0 | 0 | 0 | 12
NO |  | 108 | 2012 | 4 | 12 | 12 |  | Peace | Sparta | 138 | 138 | S-Steel | 1.95 | 0 | 1 |  | 0 | 0 | 0 | 0 | 0 | 0 | 0 | 0 | 0 | 0 | 0 | 0 | 0 | 0 | 0 | 0 | 0 | 0 | 0 | 0 | 0 | 0 | 0 | 12
NO |  | 108 | 2012 | 4 | 13 | 13 |  | Pebble | Tolson | 138 | 138 | S-Steel | 2.33 | 0 | 1 | Magnolia 954kcm 3 | 0 | 0 | 0 | 0 | 0 | 0 | 0 | 0 | 0 | 0 | 0 | 0 | 0 | 0 | 0 | 0 | 0 | 0 | 0 | 0 | 0 | 0 | 0 | 12
NO |  | 108 | 2012 | 4 | 14 | 14 |  | Pebble | Wilson | 138 | 138 | S-Steel | 3.31 | 0 | 1 | Magnolia 954kcm 3 | 0 | 0 | 0 | 0 | 0 | 0 | 0 | 0 | 0 | 0 | 0 | 0 | 0 | 0 | 0 | 0 | 0 | 0 | 0 | 0 | 0 | 0 | 0 | 12
NO |  | 108 | 2012 | 4 | 15 | 15 |  | Pecos | Shadow | 138 | 138 | S-Steel | 7.17 | 3.43 | 1 | Cardinal 954kcm 5 | 0 | 0 | 0 | 0 | 0 | 0 | 0 | 0 | 0 | 0 | 0 | 0 | 0 | 0 | 0 | 0 | 0 | 0 | 0 | 0 | 0 | 0 | 0 | 12
NO |  | 108 | 2012 | 4 | 16 | 16 |  | Pecos | SNWA Lamb #1 | 138 | 138 | S-Steel | 1.95 | 0 | 1 |  | 0 | 0 | 0 | 0 | 0 | 0 | 0 | 0 | 0 | 0 | 0 | 0 | 0 | 0 | 0 | 0 | 0 | 0 | 0 | 0 | 0 | 0 | 0 | 12
NO |  | 108 | 2012 | 4 | 17 | 17 |  | Pecos | SNWA Lamb #2 | 138 | 138 | S-Steel | 1.95 | 0 | 1 |  | 0 | 0 | 0 | 0 | 0 | 0 | 0 | 0 | 0 | 0 | 0 | 0 | 0 | 0 | 0 | 0 | 0 | 0 | 0 | 0 | 0 | 0 | 0 | 12
NO |  | 108 | 2012 | 4 | 18 | 18 |  | Pecos | Tropical | 138 | 138 | S-Steel | 2.52 | 0 | 1 | Cardinal 954kcm 5 | 0 | 0 | 0 | 0 | 0 | 0 | 0 | 0 | 0 | 0 | 0 | 0 | 0 | 0 | 0 | 0 | 0 | 0 | 0 | 0 | 0 | 0 | 0 | 12
NO |  | 108 | 2012 | 4 | 19 | 19 |  | Procyon | Railroad | 138 | 138 | S-Steel | 3.62 | 0 | 1 |  | 0 | 0 | 0 | 0 | 0 | 0 | 0 | 0 | 0 | 0 | 0 | 0 | 0 | 0 | 0 | 0 | 0 | 0 | 0 | 0 | 0 | 0 | 0 | 12
NO |  | 108 | 2012 | 4 | 20 | 20 |  | Radar Tap of Mercury | Northwest | 138 | 138 | S-Steel | 0.02 | 0 | 1 |  | 0 | 0 | 0 | 0 | 0 | 0 | 0 | 0 | 0 | 0 | 0 | 0 | 0 | 0 | 0 | 0 | 0 | 0 | 0 | 0 | 0 | 0 | 0 | 12
NO |  | 108 | 2012 | 4 | 21 | 21 |  | Redrock | Village | 138 | 138 | S-Steel | 1.72 | 0 | 1 | Cardinal 954kcm 5 | 0 | 0 | 0 | 0 | 0 | 0 | 0 | 0 | 0 | 0 | 0 | 0 | 0 | 0 | 0 | 0 | 0 | 0 | 0 | 0 | 0 | 0 | 0 | 12
NO |  | 108 | 2012 | 4 | 22 | 22 |  | Regena | Skelton | 138 | 138 | S-Steel | 1.89 | 0 | 1 |  | 0 | 0 | 0 | 0 | 0 | 0 | 0 | 0 | 0 | 0 | 0 | 0 | 0 | 0 | 0 | 0 | 0 | 0 | 0 | 0 | 0 | 0 | 0 | 12
NO |  | 108 | 2012 | 4 | 23 | 23 |  | Riley | Robindale | 138 | 138 | S-Steel | 4.69 | 0 | 1 |  | 0 | 0 | 0 | 0 | 0 | 0 | 0 | 0 | 0 | 0 | 0 | 0 | 0 | 0 | 0 | 0 | 0 | 0 | 0 | 0 | 0 | 0 | 0 | 12
NO |  | 108 | 2012 | 4 | 24 | 24 |  | Robindale | Tomsik | 138 | 138 | S-Steel | 2.24 | 0 | 1 |  | 0 | 0 | 0 | 0 | 0 | 0 | 0 | 0 | 0 | 0 | 0 | 0 | 0 | 0 | 0 | 0 | 0 | 0 | 0 | 0 | 0 | 0 | 0 | 12
NO |  | 108 | 2012 | 4 | 25 | 25 |  | Saguaro | Warmsprings | 138 | 138 | S-Steel | 4.39 | 0 | 1 | Cardinal 954kcm 5 | 0 | 0 | 0 | 0 | 0 | 0 | 0 | 0 | 0 | 0 | 0 | 0 | 0 | 0 | 0 | 0 | 0 | 0 | 0 | 0 | 0 | 0 | 0 | 12
NO |  | 108 | 2012 | 4 | 26 | 26 |  | Snow Mountain Tap of Mercur | Northwest | 138 | 138 | S-Steel | 0.02 | 0 | 1 |  | 0 | 0 | 0 | 0 | 0 | 0 | 0 | 0 | 0 | 0 | 0 | 0 | 0 | 0 | 0 | 0 | 0 | 0 | 0 | 0 | 0 | 0 | 0 | 12
NO |  | 108 | 2012 | 4 | 27 | 27 |  | Spencer | Swenson | 138 | 138 | S-Steel | 1.84 | 0 | 1 |  | 0 | 0 | 0 | 0 | 0 | 0 | 0 | 0 | 0 | 0 | 0 | 0 | 0 | 0 | 0 | 0 | 0 | 0 | 0 | 0 | 0 | 0 | 0 | 12
NO |  | 108 | 2012 | 4 | 28 | 28 |  | Strip | Venetian | 138 | 138 | Underground | 0.47 | 0 | 1 |  | 0 | 0 | 0 | 0 | 0 | 0 | 0 | 0 | 0 | 0 | 0 | 0 | 0 | 0 | 0 | 0 | 0 | 0 | 0 | 0 | 0 | 0 | 0 | 12
NO |  | 108 | 2012 | 4 | 29 | 29 |  | Sunrise | Winterwood North | 138 | 138 | S-Steel | 1.01 | 0 | 1 | Cardinal 954kcm 5 | 0 | 0 | 0 | 0 | 0 | 0 | 0 | 0 | 0 | 0 | 0 | 0 | 0 | 0 | 0 | 0 | 0 | 0 | 0 | 0 | 0 | 0 | 0 | 12
NO |  | 108 | 2012 | 4 | 30 | 30 |  | Sunrise | Winterwood South | 138 | 138 | S-Steel | 1.01 | 0 | 1 | Cardinal 954kcm 5 | 0 | 0 | 0 | 0 | 0 | 0 | 0 | 0 | 0 | 0 | 0 | 0 | 0 | 0 | 0 | 0 | 0 | 0 | 0 | 0 | 0 | 0 | 0 | 12
NO |  | 108 | 2012 | 4 | 31 | 31 |  | Tenaya | Westside | 138 | 138 | S-Steel | 4.34 | 0 | 1 | Magnolia 954kcm 3 | 0 | 0 | 0 | 0 | 0 | 0 | 0 | 0 | 0 | 0 | 0 | 0 | 0 | 0 | 0 | 0 | 0 | 0 | 0 | 0 | 0 | 0 | 0 | 12
NO |  | 108 | 2012 | 4 | 32 | 32 |  | Vegas | Westside | 138 | 138 | S-Steel | 1.97 | 0 | 1 | Magnolia 954kcm 3 | 0 | 0 | 0 | 0 | 0 | 0 | 0 | 0 | 0 | 0 | 0 | 0 | 0 | 0 | 0 | 0 | 0 | 0 | 0 | 0 | 0 | 0 | 0 | 12
NO |  | 108 | 2012 | 4 | 33 | 33 |  | 138 KV Costs |  | 0 | 0 |  | 0 | 0 | 0 |  | 31306493 | 267233047 | 298539540 | 2257593 | 19237 | 678650 | 2955480 | 0 | 0 | 0 | 0 | 0 | 0 | 0 | 0 | 0 | 0 | 0 | 0 | 0 | 0 | 0 | 0 | 12
NO |  | 108 | 2012 | 4 | 34 | 34 |  | 138 KV Subtotal |  | 0 | 0 |  | 412.86 | 22.17 | 103 |  | 31306493 | 267233047 | 298539540 | 2257593 | 19237 | 678650 | 2955480 | 0 | 0 | 0 | 0 | 0 | 0 | 0 | 0 | 0 | 0 | 0 | 0 | 0 | 0 | 0 | 0 | 12
NO |  | 108 | 2012 | 4 | 35 | 35 |  | Advanced Water Treatment Ta | Winterwood | 69 | 69 | S-Wood | 0.15 | 0 | 1 |  | 0 | 0 | 0 | 0 | 0 | 0 | 0 | 0 | 0 | 0 | 0 | 0 | 0 | 0 | 0 | 0 | 0 | 0 | 0 | 0 | 0 | 0 | 0 | 12
NO |  | 108 | 2012 | 5 | 1 | 1 |  | Alta - CHR | Westside | 69 | 69 | S-Wood | 5.64 | 0 | 1 | Orchid 636kcm 37 | 0 | 0 | 0 | 0 | 0 | 0 | 0 | 0 | 0 | 0 | 0 | 0 | 0 | 0 | 0 | 0 | 0 | 0 | 0 | 0 | 0 | 0 | 0 | 12
NO |  | 108 | 2012 | 5 | 2 | 2 |  | Alta | Michael Way | 69 | 69 | S-Steel | 2.58 | 0 | 1 | Magnolia 954kcm 3 | 0 | 0 | 0 | 0 | 0 | 0 | 0 | 0 | 0 | 0 | 0 | 0 | 0 | 0 | 0 | 0 | 0 | 0 | 0 | 0 | 0 | 0 | 0 | 12
NO |  | 108 | 2012 | 5 | 3 | 3 |  | Alta | Shadow | 69 | 69 | S-Steel | 0 | 0.4 | 1 | Magnolia 954kcm 3 | 0 | 0 | 0 | 0 | 0 | 0 | 0 | 0 | 0 | 0 | 0 | 0 | 0 | 0 | 0 | 0 | 0 | 0 | 0 | 0 | 0 | 0 | 0 | 12
NO |  | 108 | 2012 | 5 | 4 | 4 |  | Apex Tap of Gypsum Tap of N | Sheep Mountain | 69 | 69 | S-Steel | 1.06 | 0 | 1 |  | 0 | 0 | 0 | 0 | 0 | 0 | 0 | 0 | 0 | 0 | 0 | 0 | 0 | 0 | 0 | 0 | 0 | 0 | 0 | 0 | 0 | 0 | 0 | 12
NO |  | 108 | 2012 | 5 | 5 | 5 |  | Arden | Jean | 69 | 69 | S-Steel | 21.6 | 0 | 1 | Magnolia 954kcm 3 | 0 | 0 | 0 | 0 | 0 | 0 | 0 | 0 | 0 | 0 | 0 | 0 | 0 | 0 | 0 | 0 | 0 | 0 | 0 | 0 | 0 | 0 | 0 | 12
NO |  | 108 | 2012 | 5 | 6 | 6 |  | Arden | Oquendo | 69 | 69 | S-Steel | 7.41 | 0 | 1 | Linnet 336 26/7 A | 0 | 0 | 0 | 0 | 0 | 0 | 0 | 0 | 0 | 0 | 0 | 0 | 0 | 0 | 0 | 0 | 0 | 0 | 0 | 0 | 0 | 0 | 0 | 12
NO |  | 108 | 2012 | 5 | 7 | 7 |  | Artesian | Mayfair | 69 | 69 | S-Wood | 1.79 | 0 | 1 | Magnolia 954kcm 3 | 0 | 0 | 0 | 0 | 0 | 0 | 0 | 0 | 0 | 0 | 0 | 0 | 0 | 0 | 0 | 0 | 0 | 0 | 0 | 0 | 0 | 0 | 0 | 12
NO |  | 108 | 2012 | 5 | 8 | 8 |  | Artesian | North Las Vegas | 69 | 69 | S-Wood | 2 | 0 | 1 | Magnolia 954kcm 3 | 0 | 0 | 0 | 0 | 0 | 0 | 0 | 0 | 0 | 0 | 0 | 0 | 0 | 0 | 0 | 0 | 0 | 0 | 0 | 0 | 0 | 0 | 0 | 12
NO |  | 108 | 2012 | 5 | 9 | 9 |  | Artesian | Winterwood | 69 | 69 | H-Wood | 5.42 | 0.5 | 1 | Orchid 636kcm 37 | 0 | 0 | 0 | 0 | 0 | 0 | 0 | 0 | 0 | 0 | 0 | 0 | 0 | 0 | 0 | 0 | 0 | 0 | 0 | 0 | 0 | 0 | 0 | 12
NO |  | 108 | 2012 | 5 | 10 | 10 |  | Balboa Tap of Clark | Equestrian | 69 | 69 | S-Steel | 0.2 | 0 | 1 | Magnolia 954kcm 3 | 0 | 0 | 0 | 0 | 0 | 0 | 0 | 0 | 0 | 0 | 0 | 0 | 0 | 0 | 0 | 0 | 0 | 0 | 0 | 0 | 0 | 0 | 0 | 12
NO |  | 108 | 2012 | 5 | 11 | 11 |  | Big Bend Tap of Laughlin | Southpoint | 69 | 69 | S-Wood | 0.5 | 0 | 1 |  | 0 | 0 | 0 | 0 | 0 | 0 | 0 | 0 | 0 | 0 | 0 | 0 | 0 | 0 | 0 | 0 | 0 | 0 | 0 | 0 | 0 | 0 | 0 | 12
NO |  | 108 | 2012 | 5 | 12 | 12 |  | BMI Tap of National Park Se | Water Street | 69 | 69 | S-Wood | 2.71 | 0 | 1 | 2/0 Copper | 0 | 0 | 0 | 0 | 0 | 0 | 0 | 0 | 0 | 0 | 0 | 0 | 0 | 0 | 0 | 0 | 0 | 0 | 0 | 0 | 0 | 0 | 0 | 12
NO |  | 108 | 2012 | 5 | 13 | 13 |  | Boulder Beach Tap of Equest | Mead #1 | 69 | 69 | S-Wood | 0.01 | 0 | 1 | Cardinal 954kcm 5 | 0 | 0 | 0 | 0 | 0 | 0 | 0 | 0 | 0 | 0 | 0 | 0 | 0 | 0 | 0 | 0 | 0 | 0 | 0 | 0 | 0 | 0 | 0 | 12
NO |  | 108 | 2012 | 5 | 14 | 14 |  | Brine Tap | Clark East | 69 | 69 | S-Steel | 0 | 0 | 1 | Magnolia 954kcm 3 | 0 | 0 | 0 | 0 | 0 | 0 | 0 | 0 | 0 | 0 | 0 | 0 | 0 | 0 | 0 | 0 | 0 | 0 | 0 | 0 | 0 | 0 | 0 | 12
NO |  | 108 | 2012 | 5 | 15 | 15 |  | Carey | DeBuono | 69 | 69 | S-Steel | 2.26 | 0 | 1 | Cardinal 954kcm 5 | 0 | 0 | 0 | 0 | 0 | 0 | 0 | 0 | 0 | 0 | 0 | 0 | 0 | 0 | 0 | 0 | 0 | 0 | 0 | 0 | 0 | 0 | 0 | 12
NO |  | 108 | 2012 | 5 | 16 | 16 |  | Carey | Nellis | 69 | 69 | S-Steel | 3.96 | 0 | 1 | Cardinal 954kcm 5 | 0 | 0 | 0 | 0 | 0 | 0 | 0 | 0 | 0 | 0 | 0 | 0 | 0 | 0 | 0 | 0 | 0 | 0 | 0 | 0 | 0 | 0 | 0 | 12
NO |  | 108 | 2012 | 5 | 17 | 17 |  | Carey | North Las Vegas | 69 | 69 | S-Steel | 3.18 | 0 | 1 | Magnolia 954kcm 3 | 0 | 0 | 0 | 0 | 0 | 0 | 0 | 0 | 0 | 0 | 0 | 0 | 0 | 0 | 0 | 0 | 0 | 0 | 0 | 0 | 0 | 0 | 0 | 12
NO |  | 108 | 2012 | 5 | 18 | 18 |  | Carey | Pabco | 69 | 69 | S-Steel | 11.2 | 0 | 1 | Magnolia 954kcm 3 | 0 | 0 | 0 | 0 | 0 | 0 | 0 | 0 | 0 | 0 | 0 | 0 | 0 | 0 | 0 | 0 | 0 | 0 | 0 | 0 | 0 | 0 | 0 | 12
NO |  | 108 | 2012 | 5 | 19 | 19 |  | Carey | Washington | 69 | 69 | S-Steel | 1.58 | 0 | 1 | Magnolia 954kcm 3 | 0 | 0 | 0 | 0 | 0 | 0 | 0 | 0 | 0 | 0 | 0 | 0 | 0 | 0 | 0 | 0 | 0 | 0 | 0 | 0 | 0 | 0 | 0 | 12
NO |  | 108 | 2012 | 5 | 20 | 20 |  | City of Henderson | Equestrian | 69 | 69 | S-Wood | 6.27 | 0 | 1 | Magnolia 954kcm 3 | 0 | 0 | 0 | 0 | 0 | 0 | 0 | 0 | 0 | 0 | 0 | 0 | 0 | 0 | 0 | 0 | 0 | 0 | 0 | 0 | 0 | 0 | 0 | 12
NO |  | 108 | 2012 | 5 | 21 | 21 |  | City of Henderson | Winterwood | 69 | 69 | S-Wood | 7.37 | 0 | 1 | Magnolia 954kcm 3 | 0 | 0 | 0 | 0 | 0 | 0 | 0 | 0 | 0 | 0 | 0 | 0 | 0 | 0 | 0 | 0 | 0 | 0 | 0 | 0 | 0 | 0 | 0 | 12
NO |  | 108 | 2012 | 5 | 22 | 22 |  | Clark | Equestrian | 69 | 69 | S-Steel | 9.18 | 0 | 1 | Magnolia 954kcm 3 | 0 | 0 | 0 | 0 | 0 | 0 | 0 | 0 | 0 | 0 | 0 | 0 | 0 | 0 | 0 | 0 | 0 | 0 | 0 | 0 | 0 | 0 | 0 | 12
NO |  | 108 | 2012 | 5 | 23 | 23 |  | Clark | Flamingo | 69 | 69 | S-Steel | 8.5 | 0 | 1 | Magnolia 954kcm 3 | 0 | 0 | 0 | 0 | 0 | 0 | 0 | 0 | 0 | 0 | 0 | 0 | 0 | 0 | 0 | 0 | 0 | 0 | 0 | 0 | 0 | 0 | 0 | 12
NO |  | 108 | 2012 | 5 | 24 | 24 |  | Clark | San Francisco | 69 | 69 | S-Wood | 7.04 | 0 | 1 | Magnolia 954kcm 3 | 0 | 0 | 0 | 0 | 0 | 0 | 0 | 0 | 0 | 0 | 0 | 0 | 0 | 0 | 0 | 0 | 0 | 0 | 0 | 0 | 0 | 0 | 0 | 12
NO |  | 108 | 2012 | 5 | 25 | 25 |  | Clark | Pearl | 69 | 69 | S-Wood | 5.3 | 0 | 1 | Magnolia 954kcm 3 | 0 | 0 | 0 | 0 | 0 | 0 | 0 | 0 | 0 | 0 | 0 | 0 | 0 | 0 | 0 | 0 | 0 | 0 | 0 | 0 | 0 | 0 | 0 | 12
NO |  | 108 | 2012 | 5 | 26 | 26 |  | Clark | Water Street East | 69 | 69 | S-Steel | 5.97 | 0 | 1 | Cardinal 954kcm 5 | 0 | 0 | 0 | 0 | 0 | 0 | 0 | 0 | 0 | 0 | 0 | 0 | 0 | 0 | 0 | 0 | 0 | 0 | 0 | 0 | 0 | 0 | 0 | 12
NO |  | 108 | 2012 | 5 | 27 | 27 |  | Clark | Water Street West | 69 | 69 | S-Steel | 5.97 | 0 | 1 | Cardinal 954kcm 5 | 0 | 0 | 0 | 0 | 0 | 0 | 0 | 0 | 0 | 0 | 0 | 0 | 0 | 0 | 0 | 0 | 0 | 0 | 0 | 0 | 0 | 0 | 0 | 12
NO |  | 108 | 2012 | 5 | 28 | 28 |  | Clark | Winterwood | 69 | 69 | S-Wood | 5.4 | 0 | 1 | Orchid 636kcm 37 | 0 | 0 | 0 | 0 | 0 | 0 | 0 | 0 | 0 | 0 | 0 | 0 | 0 | 0 | 0 | 0 | 0 | 0 | 0 | 0 | 0 | 0 | 0 | 12
NO |  | 108 | 2012 | 5 | 29 | 29 |  | CRC Newport | CRC River Mountain #1 | 69 | 69 | S-Steel | 0 | 0 | 1 |  | 0 | 0 | 0 | 0 | 0 | 0 | 0 | 0 | 0 | 0 | 0 | 0 | 0 | 0 | 0 | 0 | 0 | 0 | 0 | 0 | 0 | 0 | 0 | 12
NO |  | 108 | 2012 | 5 | 30 | 30 |  | CRC Newport | CRC River Mountain #2 | 69 | 69 | S-Steel | 0 | 0 | 1 |  | 0 | 0 | 0 | 0 | 0 | 0 | 0 | 0 | 0 | 0 | 0 | 0 | 0 | 0 | 0 | 0 | 0 | 0 | 0 | 0 | 0 | 0 | 0 | 12
NO |  | 108 | 2012 | 5 | 31 | 31 |  | DeBuono | SNWA Sloan | 69 | 69 | S-Steel | 1.21 | 0 | 1 | 90% Cardinal 954k | 0 | 0 | 0 | 0 | 0 | 0 | 0 | 0 | 0 | 0 | 0 | 0 | 0 | 0 | 0 | 0 | 0 | 0 | 0 | 0 | 0 | 0 | 0 | 12
NO |  | 108 | 2012 | 5 | 32 | 32 |  | Decatur | Oquendo | 69 | 69 | S-Wood | 2.5 | 1.74 | 1 | Magnolia 954kcm 3 | 0 | 0 | 0 | 0 | 0 | 0 | 0 | 0 | 0 | 0 | 0 | 0 | 0 | 0 | 0 | 0 | 0 | 0 | 0 | 0 | 0 | 0 | 0 | 12
NO |  | 108 | 2012 | 5 | 33 | 33 |  | Decatur | Valley View | 69 | 69 | S-Steel | 1.36 | 0 | 1 | Narcissus 1272kcm | 0 | 0 | 0 | 0 | 0 | 0 | 0 | 0 | 0 | 0 | 0 | 0 | 0 | 0 | 0 | 0 | 0 | 0 | 0 | 0 | 0 | 0 | 0 | 12
NO |  | 108 | 2012 | 5 | 34 | 34 |  | Decatur | Westside | 69 | 69 | S-Steel | 4.32 | 2.36 | 1 |  | 0 | 0 | 0 | 0 | 0 | 0 | 0 | 0 | 0 | 0 | 0 | 0 | 0 | 0 | 0 | 0 | 0 | 0 | 0 | 0 | 0 | 0 | 0 | 12
NO |  | 108 | 2012 | 5 | 35 | 35 |  | Decatur East Tap of Rosanna | Tam | 69 | 69 | S-Steel | 2.51 | 0 | 1 | Magnolia 954kcm 3 | 0 | 0 | 0 | 0 | 0 | 0 | 0 | 0 | 0 | 0 | 0 | 0 | 0 | 0 | 0 | 0 | 0 | 0 | 0 | 0 | 0 | 0 | 0 | 12
NO |  | 108 | 2012 | 6 | 1 | 1 |  | Decatur West Tap of Rosanna | Tam | 69 | 69 | S-Steel | 2.37 | 0 | 1 | Magnolia 954kcm 3 | 0 | 0 | 0 | 0 | 0 | 0 | 0 | 0 | 0 | 0 | 0 | 0 | 0 | 0 | 0 | 0 | 0 | 0 | 0 | 0 | 0 | 0 | 0 | 12
NO |  | 108 | 2012 | 6 | 2 | 2 |  | El Rancho | Highland | 69 | 69 | Underground | 0.08 | 0 | 1 |  | 0 | 0 | 0 | 0 | 0 | 0 | 0 | 0 | 0 | 0 | 0 | 0 | 0 | 0 | 0 | 0 | 0 | 0 | 0 | 0 | 0 | 0 | 0 | 12
NO |  | 108 | 2012 | 6 | 3 | 3 |  | Equestrian | Lake Las Vegas | 69 | 69 | S-Wood | 5.42 | 0 | 1 |  | 0 | 0 | 0 | 0 | 0 | 0 | 0 | 0 | 0 | 0 | 0 | 0 | 0 | 0 | 0 | 0 | 0 | 0 | 0 | 0 | 0 | 0 | 0 | 12
NO |  | 108 | 2012 | 6 | 4 | 4 |  | Equestrian | Lindquist | 69 | 69 | S-Steel | 4.69 | 0 | 1 |  | 0 | 0 | 0 | 0 | 0 | 0 | 0 | 0 | 0 | 0 | 0 | 0 | 0 | 0 | 0 | 0 | 0 | 0 | 0 | 0 | 0 | 0 | 0 | 12
NO |  | 108 | 2012 | 6 | 5 | 5 |  | Equestrian | Mead #1 | 69 | 69 | S-Steel | 20 | 0 | 1 | Cardinal 954kcm 5 | 0 | 0 | 0 | 0 | 0 | 0 | 0 | 0 | 0 | 0 | 0 | 0 | 0 | 0 | 0 | 0 | 0 | 0 | 0 | 0 | 0 | 0 | 0 | 12
NO |  | 108 | 2012 | 6 | 6 | 6 |  | Equestrian | Mead #2 | 69 | 69 | S-Steel | 17.4 | 0 | 1 | Cardinal 954kcm 5 | 0 | 0 | 0 | 0 | 0 | 0 | 0 | 0 | 0 | 0 | 0 | 0 | 0 | 0 | 0 | 0 | 0 | 0 | 0 | 0 | 0 | 0 | 0 | 12
NO |  | 108 | 2012 | 6 | 7 | 7 |  | Equestrian | Mission | 69 | 69 | S-Steel | 3.95 | 0 | 1 | Cardinal 954kcm 5 | 0 | 0 | 0 | 0 | 0 | 0 | 0 | 0 | 0 | 0 | 0 | 0 | 0 | 0 | 0 | 0 | 0 | 0 | 0 | 0 | 0 | 0 | 0 | 12
NO |  | 108 | 2012 | 6 | 8 | 8 |  | Excalibur | MGM | 69 | 69 | Underground | 2.03 | 0 | 1 | Magnolia 954kcm 3 | 0 | 0 | 0 | 0 | 0 | 0 | 0 | 0 | 0 | 0 | 0 | 0 | 0 | 0 | 0 | 0 | 0 | 0 | 0 | 0 | 0 | 0 | 0 | 12
NO |  | 108 | 2012 | 6 | 9 | 9 |  | Excalibur | Oquendo | 69 | 69 | Underground | 1.86 | 0 | 1 | Magnolia 954kcm 3 | 0 | 0 | 0 | 0 | 0 | 0 | 0 | 0 | 0 | 0 | 0 | 0 | 0 | 0 | 0 | 0 | 0 | 0 | 0 | 0 | 0 | 0 | 0 | 12
NO |  | 108 | 2012 | 6 | 10 | 10 |  | Flamingo | MGM | 69 | 69 | Underground | 1.18 | 0 | 1 | Magnolia 954kcm 3 | 0 | 0 | 0 | 0 | 0 | 0 | 0 | 0 | 0 | 0 | 0 | 0 | 0 | 0 | 0 | 0 | 0 | 0 | 0 | 0 | 0 | 0 | 0 | 12
NO |  | 108 | 2012 | 6 | 11 | 11 |  | Flamingo | Spencer | 69 | 69 | S-Wood | 1.32 | 0.48 | 1 | Magnolia 954kcm 3 | 0 | 0 | 0 | 0 | 0 | 0 | 0 | 0 | 0 | 0 | 0 | 0 | 0 | 0 | 0 | 0 | 0 | 0 | 0 | 0 | 0 | 0 | 0 | 12
NO |  | 108 | 2012 | 6 | 12 | 12 |  | Flamingo | Valley View | 69 | 69 | S-Steel | 0.71 | 0 | 1 | Magnolia 954kcm 3 | 0 | 0 | 0 | 0 | 0 | 0 | 0 | 0 | 0 | 0 | 0 | 0 | 0 | 0 | 0 | 0 | 0 | 0 | 0 | 0 | 0 | 0 | 0 | 12
NO |  | 108 | 2012 | 6 | 13 | 13 |  | Flamingo | Valley View | 69 | 69 | Underground | 0.9 | 0 | 0 |  | 0 | 0 | 0 | 0 | 0 | 0 | 0 | 0 | 0 | 0 | 0 | 0 | 0 | 0 | 0 | 0 | 0 | 0 | 0 | 0 | 0 | 0 | 0 | 12
NO |  | 108 | 2012 | 6 | 14 | 14 |  | Garces | Highland | 69 | 69 | S-Steel | 1.98 | 0 | 1 | Magnolia 954kcm 3 | 0 | 0 | 0 | 0 | 0 | 0 | 0 | 0 | 0 | 0 | 0 | 0 | 0 | 0 | 0 | 0 | 0 | 0 | 0 | 0 | 0 | 0 | 0 | 12
NO |  | 108 | 2012 | 6 | 15 | 15 |  | Garces | Lewis | 69 | 69 | S-Steel | 0.33 | 0 | 1 | Magnolia 954kcm 3 | 0 | 0 | 0 | 0 | 0 | 0 | 0 | 0 | 0 | 0 | 0 | 0 | 0 | 0 | 0 | 0 | 0 | 0 | 0 | 0 | 0 | 0 | 0 | 12
NO |  | 108 | 2012 | 6 | 16 | 16 |  | Garces | Mayfair | 69 | 69 | S-Steel | 0.11 | 1.04 | 1 | Orchid 636kcm 37 | 0 | 0 | 0 | 0 | 0 | 0 | 0 | 0 | 0 | 0 | 0 | 0 | 0 | 0 | 0 | 0 | 0 | 0 | 0 | 0 | 0 | 0 | 0 | 12
NO |  | 108 | 2012 | 6 | 17 | 17 |  | Good Springs Tap of Arden | Jean | 69 | 69 | S-Steel | 3.4 | 0 | 1 | 2A Copperweld | 0 | 0 | 0 | 0 | 0 | 0 | 0 | 0 | 0 | 0 | 0 | 0 | 0 | 0 | 0 | 0 | 0 | 0 | 0 | 0 | 0 | 0 | 0 | 12
NO |  | 108 | 2012 | 6 | 18 | 18 |  | Gypsum Tap of Nellis | Sheep Mountain | 69 | 69 | S-Steel | 3.65 | 0 | 1 |  | 0 | 0 | 0 | 0 | 0 | 0 | 0 | 0 | 0 | 0 | 0 | 0 | 0 | 0 | 0 | 0 | 0 | 0 | 0 | 0 | 0 | 0 | 0 | 12
NO |  | 108 | 2012 | 6 | 19 | 19 |  | Hacienda Tap of Clark | Pearl | 69 | 69 | S-Wood | 0.21 | 0 | 1 | Magnolia 954kcm 3 | 0 | 0 | 0 | 0 | 0 | 0 | 0 | 0 | 0 | 0 | 0 | 0 | 0 | 0 | 0 | 0 | 0 | 0 | 0 | 0 | 0 | 0 | 0 | 12
NO |  | 108 | 2012 | 6 | 20 | 20 |  | Highland | Lynnwood | 69 | 69 | S-Steel | 1.33 | 0 | 1 | Orchid 636kcm 37 | 0 | 0 | 0 | 0 | 0 | 0 | 0 | 0 | 0 | 0 | 0 | 0 | 0 | 0 | 0 | 0 | 0 | 0 | 0 | 0 | 0 | 0 | 0 | 12
NO |  | 108 | 2012 | 6 | 21 | 21 |  | Highland | Tam | 69 | 69 | S-Steel | 1.18 | 0 | 1 | Magnolia 954kcm 3 | 0 | 0 | 0 | 0 | 0 | 0 | 0 | 0 | 0 | 0 | 0 | 0 | 0 | 0 | 0 | 0 | 0 | 0 | 0 | 0 | 0 | 0 | 0 | 12
NO |  | 108 | 2012 | 6 | 22 | 22 |  | Jean | Oasis | 69 | 69 | S-Steel | 8.11 | 0 | 1 | Magnolia 954kcm 3 | 0 | 0 | 0 | 0 | 0 | 0 | 0 | 0 | 0 | 0 | 0 | 0 | 0 | 0 | 0 | 0 | 0 | 0 | 0 | 0 | 0 | 0 | 0 | 12
NO |  | 108 | 2012 | 6 | 23 | 23 |  | Lake Las Vegas | Mead | 69 | 69 | S-Steel | 7.6 | 11.1 | 1 |  | 0 | 0 | 0 | 0 | 0 | 0 | 0 | 0 | 0 | 0 | 0 | 0 | 0 | 0 | 0 | 0 | 0 | 0 | 0 | 0 | 0 | 0 | 0 | 12
NO |  | 108 | 2012 | 6 | 24 | 24 |  | Lamb Tap of Clark | Pearl | 69 | 69 | S-Wood | 0.12 | 0 | 1 | Magnolia 954kcm 3 | 0 | 0 | 0 | 0 | 0 | 0 | 0 | 0 | 0 | 0 | 0 | 0 | 0 | 0 | 0 | 0 | 0 | 0 | 0 | 0 | 0 | 0 | 0 | 12
NO |  | 108 | 2012 | 6 | 25 | 25 |  | Laughlin | Big Bend | 69 | 69 | S-Steel | 2.05 | 0 | 1 |  | 0 | 0 | 0 | 0 | 0 | 0 | 0 | 0 | 0 | 0 | 0 | 0 | 0 | 0 | 0 | 0 | 0 | 0 | 0 | 0 | 0 | 0 | 0 | 12
NO |  | 108 | 2012 | 6 | 26 | 26 |  | Laughlin | Riverroad | 69 | 69 | S-Steel | 2.9 | 0 | 1 | 50% 954kcm AAC re | 0 | 0 | 0 | 0 | 0 | 0 | 0 | 0 | 0 | 0 | 0 | 0 | 0 | 0 | 0 | 0 | 0 | 0 | 0 | 0 | 0 | 0 | 0 | 12
NO |  | 108 | 2012 | 6 | 27 | 27 |  | Laughlin | Southpoint | 69 | 69 | S-Steel | 1.86 | 0 | 1 |  | 0 | 0 | 0 | 0 | 0 | 0 | 0 | 0 | 0 | 0 | 0 | 0 | 0 | 0 | 0 | 0 | 0 | 0 | 0 | 0 | 0 | 0 | 0 | 12
NO |  | 108 | 2012 | 6 | 28 | 28 |  | Lewis | Shadow | 69 | 69 | S-Steel | 2.37 | 0 | 1 | Magnolia 954kcm 3 | 0 | 0 | 0 | 0 | 0 | 0 | 0 | 0 | 0 | 0 | 0 | 0 | 0 | 0 | 0 | 0 | 0 | 0 | 0 | 0 | 0 | 0 | 0 | 12
NO |  | 108 | 2012 | 6 | 29 | 29 |  | Lindell Tap of Rosanna | Tam | 69 | 69 | S-Steel | 0.1 | 0 | 1 | Magnolia 954kcm 3 | 0 | 0 | 0 | 0 | 0 | 0 | 0 | 0 | 0 | 0 | 0 | 0 | 0 | 0 | 0 | 0 | 0 | 0 | 0 | 0 | 0 | 0 | 0 | 12
NO |  | 108 | 2012 | 6 | 30 | 30 |  | Lindquist | Winterwood | 69 | 69 | H-Wood | 8.15 | 0 | 1 |  | 0 | 0 | 0 | 0 | 0 | 0 | 0 | 0 | 0 | 0 | 0 | 0 | 0 | 0 | 0 | 0 | 0 | 0 | 0 | 0 | 0 | 0 | 0 | 12
NO |  | 108 | 2012 | 6 | 31 | 31 |  | Lynnwood | San Francisco | 69 | 69 | S-Wood | 1.44 | 0 | 1 | Magnolia 954kcm 3 | 0 | 0 | 0 | 0 | 0 | 0 | 0 | 0 | 0 | 0 | 0 | 0 | 0 | 0 | 0 | 0 | 0 | 0 | 0 | 0 | 0 | 0 | 0 | 12
NO |  | 108 | 2012 | 6 | 32 | 32 |  | Magic Way Tap of City of He | Equestrian | 69 | 69 | S-Steel | 0.05 | 0 | 1 | Quail 2/0 ACSR | 0 | 0 | 0 | 0 | 0 | 0 | 0 | 0 | 0 | 0 | 0 | 0 | 0 | 0 | 0 | 0 | 0 | 0 | 0 | 0 | 0 | 0 | 0 | 12
NO |  | 108 | 2012 | 6 | 33 | 33 |  | Magic Way Tap of National P | Water Street | 69 | 69 | S-Steel | 0.1 | 0 | 1 |  | 0 | 0 | 0 | 0 | 0 | 0 | 0 | 0 | 0 | 0 | 0 | 0 | 0 | 0 | 0 | 0 | 0 | 0 | 0 | 0 | 0 | 0 | 0 | 12
NO |  | 108 | 2012 | 6 | 34 | 34 |  | Mayfair | San Francisco | 69 | 69 | S-Wood | 0.95 | 0.4 | 1 | Orchid 636kcm 37 | 0 | 0 | 0 | 0 | 0 | 0 | 0 | 0 | 0 | 0 | 0 | 0 | 0 | 0 | 0 | 0 | 0 | 0 | 0 | 0 | 0 | 0 | 0 | 12
NO |  | 108 | 2012 | 6 | 35 | 35 |  | Mead | Searchlight | 69 | 69 | S-Steel | 34 | 0 | 1 | Raven 1/0 ACSR | 0 | 0 | 0 | 0 | 0 | 0 | 0 | 0 | 0 | 0 | 0 | 0 | 0 | 0 | 0 | 0 | 0 | 0 | 0 | 0 | 0 | 0 | 0 | 12
NO |  | 108 | 2012 | 7 | 1 | 1 |  | Michael Way | Rainbow | 69 | 69 | S-Wood | 1.96 | 0 | 1 | Magnolia 954kcm 3 | 0 | 0 | 0 | 0 | 0 | 0 | 0 | 0 | 0 | 0 | 0 | 0 | 0 | 0 | 0 | 0 | 0 | 0 | 0 | 0 | 0 | 0 | 0 | 12
NO |  | 108 | 2012 | 7 | 2 | 2 |  | Michael Way | Tonopah | 69 | 69 | S-Wood | 2.14 | 0 | 1 |  | 0 | 0 | 0 | 0 | 0 | 0 | 0 | 0 | 0 | 0 | 0 | 0 | 0 | 0 | 0 | 0 | 0 | 0 | 0 | 0 | 0 | 0 | 0 | 12
NO |  | 108 | 2012 | 7 | 3 | 3 |  | Miller | North Las Vegas | 69 | 69 | S-Wood | 1.52 | 0 | 1 | Magnolia 954kcm 3 | 0 | 0 | 0 | 0 | 0 | 0 | 0 | 0 | 0 | 0 | 0 | 0 | 0 | 0 | 0 | 0 | 0 | 0 | 0 | 0 | 0 | 0 | 0 | 12
NO |  | 108 | 2012 | 7 | 4 | 4 |  | Miller | Tonopah | 69 | 69 | S-Steel | 2.67 | 0 | 1 | Magnolia 954kcm 3 | 0 | 0 | 0 | 0 | 0 | 0 | 0 | 0 | 0 | 0 | 0 | 0 | 0 | 0 | 0 | 0 | 0 | 0 | 0 | 0 | 0 | 0 | 0 | 12
NO |  | 108 | 2012 | 7 | 5 | 5 |  | Miller | Tonopah | 69 | 69 | Underground | 0.55 | 0 | 0 |  | 0 | 0 | 0 | 0 | 0 | 0 | 0 | 0 | 0 | 0 | 0 | 0 | 0 | 0 | 0 | 0 | 0 | 0 | 0 | 0 | 0 | 0 | 0 | 12
NO |  | 108 | 2012 | 7 | 6 | 6 |  | Mojave Tap of Laughlin | Southpoint | 69 | 69 | S-Steel | 0.18 | 0 | 1 |  | 0 | 0 | 0 | 0 | 0 | 0 | 0 | 0 | 0 | 0 | 0 | 0 | 0 | 0 | 0 | 0 | 0 | 0 | 0 | 0 | 0 | 0 | 0 | 12
NO |  | 108 | 2012 | 7 | 7 | 7 |  | National Park Service | Water Street | 69 | 69 | S-Wood | 3.37 | 0 | 1 |  | 0 | 0 | 0 | 0 | 0 | 0 | 0 | 0 | 0 | 0 | 0 | 0 | 0 | 0 | 0 | 0 | 0 | 0 | 0 | 0 | 0 | 0 | 0 | 12
NO |  | 108 | 2012 | 7 | 8 | 8 |  | NCA2 | Pabco | 69 | 69 | S-Steel | 0.66 | 0 | 1 | Magnolia 954kcm 3 | 0 | 0 | 0 | 0 | 0 | 0 | 0 | 0 | 0 | 0 | 0 | 0 | 0 | 0 | 0 | 0 | 0 | 0 | 0 | 0 | 0 | 0 | 0 | 12
NO |  | 108 | 2012 | 7 | 9 | 9 |  | Nellis | Nothgate | 69 | 69 | S-Steel | 0.1 | 0 | 1 |  | 0 | 0 | 0 | 0 | 0 | 0 | 0 | 0 | 0 | 0 | 0 | 0 | 0 | 0 | 0 | 0 | 0 | 0 | 0 | 0 | 0 | 0 | 0 | 12
NO |  | 108 | 2012 | 7 | 10 | 10 |  | Nellis | Sheep Mountain | 69 | 69 | S-Steel | 8.85 | 0 | 1 |  | 0 | 0 | 0 | 0 | 0 | 0 | 0 | 0 | 0 | 0 | 0 | 0 | 0 | 0 | 0 | 0 | 0 | 0 | 0 | 0 | 0 | 0 | 0 | 12
NO |  | 108 | 2012 | 7 | 11 | 11 |  | Nelson Tap of Mead | Searchlight | 69 | 69 | H-Wood | 7.18 | 0 | 1 | Sparrow #2 6/1 AC | 0 | 0 | 0 | 0 | 0 | 0 | 0 | 0 | 0 | 0 | 0 | 0 | 0 | 0 | 0 | 0 | 0 | 0 | 0 | 0 | 0 | 0 | 0 | 12
NO |  | 108 | 2012 | 7 | 12 | 12 |  | Olive Tap of Artesian | Winterwood | 69 | 69 | S-Wood | 0.21 | 0 | 1 | Magnolia 954kcm 3 | 0 | 0 | 0 | 0 | 0 | 0 | 0 | 0 | 0 | 0 | 0 | 0 | 0 | 0 | 0 | 0 | 0 | 0 | 0 | 0 | 0 | 0 | 0 | 12
NO |  | 108 | 2012 | 7 | 13 | 13 |  | Pearl | San Francisco | 69 | 69 | S-Steel | 3.74 | 0 | 1 | Magnolia 954kcm 3 | 0 | 0 | 0 | 0 | 0 | 0 | 0 | 0 | 0 | 0 | 0 | 0 | 0 | 0 | 0 | 0 | 0 | 0 | 0 | 0 | 0 | 0 | 0 | 12
NO |  | 108 | 2012 | 7 | 14 | 14 |  | PP3 Tap of City of Henderso | Equestrian | 69 | 69 | S-Steel | 0.38 | 0 | 1 | Magnolia 954kcm 3 | 0 | 0 | 0 | 0 | 0 | 0 | 0 | 0 | 0 | 0 | 0 | 0 | 0 | 0 | 0 | 0 | 0 | 0 | 0 | 0 | 0 | 0 | 0 | 12
NO |  | 108 | 2012 | 7 | 15 | 15 |  | PP4 Tap of Equestrian | Mead #1 | 69 | 69 | S-Steel | 2.3 | 0 | 1 |  | 0 | 0 | 0 | 0 | 0 | 0 | 0 | 0 | 0 | 0 | 0 | 0 | 0 | 0 | 0 | 0 | 0 | 0 | 0 | 0 | 0 | 0 | 0 | 12
NO |  | 108 | 2012 | 7 | 16 | 16 |  | PP4 Tap of Equestrian | Mead #2 | 69 | 69 | S-Steel | 0.6 | 0 | 1 |  | 0 | 0 | 0 | 0 | 0 | 0 | 0 | 0 | 0 | 0 | 0 | 0 | 0 | 0 | 0 | 0 | 0 | 0 | 0 | 0 | 0 | 0 | 0 | 12
NO |  | 108 | 2012 | 7 | 17 | 17 |  | PP5 Tap of Equestrian | Mead #2 | 69 | 69 | S-Steel | 1.65 | 0.91 | 1 |  | 0 | 0 | 0 | 0 | 0 | 0 | 0 | 0 | 0 | 0 | 0 | 0 | 0 | 0 | 0 | 0 | 0 | 0 | 0 | 0 | 0 | 0 | 0 | 12
NO |  | 108 | 2012 | 7 | 18 | 18 |  | PP6 Tap of DeBuono | SNWA Sloan | 69 | 69 | S-Steel | 0.86 | 0 | 1 |  | 0 | 0 | 0 | 0 | 0 | 0 | 0 | 0 | 0 | 0 | 0 | 0 | 0 | 0 | 0 | 0 | 0 | 0 | 0 | 0 | 0 | 0 | 0 | 12
NO |  | 108 | 2012 | 7 | 19 | 19 |  | Prince Tap of Artesian | Winterwood | 69 | 69 | S-Wood | 0.1 | 0 | 1 | Magnolia 954kcm 3 | 0 | 0 | 0 | 0 | 0 | 0 | 0 | 0 | 0 | 0 | 0 | 0 | 0 | 0 | 0 | 0 | 0 | 0 | 0 | 0 | 0 | 0 | 0 | 12
NO |  | 108 | 2012 | 7 | 20 | 20 |  | Rainbow | Westside | 69 | 69 | S-Wood | 3.3 | 0 | 1 | Grossbeak 636kcm | 0 | 0 | 0 | 0 | 0 | 0 | 0 | 0 | 0 | 0 | 0 | 0 | 0 | 0 | 0 | 0 | 0 | 0 | 0 | 0 | 0 | 0 | 0 | 12
NO |  | 108 | 2012 | 7 | 21 | 21 |  | Ranger Tap of PP4 Tap of Eq | Mead #1 | 69 | 69 | S-Steel | 0.1 | 0 | 1 |  | 0 | 0 | 0 | 0 | 0 | 0 | 0 | 0 | 0 | 0 | 0 | 0 | 0 | 0 | 0 | 0 | 0 | 0 | 0 | 0 | 0 | 0 | 0 | 12
NO |  | 108 | 2012 | 7 | 22 | 22 |  | Riverroad - Davis Tap - Kid | Dkidwell/Searchlight | 69 | 69 | S-Steel | 39 | 0 | 1 | Searchlight-inter | 0 | 0 | 0 | 0 | 0 | 0 | 0 | 0 | 0 | 0 | 0 | 0 | 0 | 0 | 0 | 0 | 0 | 0 | 0 | 0 | 0 | 0 | 0 | 12
NO |  | 108 | 2012 | 7 | 23 | 23 |  | Rosanna | Tam | 69 | 69 | S-Steel | 3.43 | 0 | 1 | Magnolia 954kcm 3 | 0 | 0 | 0 | 0 | 0 | 0 | 0 | 0 | 0 | 0 | 0 | 0 | 0 | 0 | 0 | 0 | 0 | 0 | 0 | 0 | 0 | 0 | 0 | 12
NO |  | 108 | 2012 | 7 | 24 | 24 |  | Rosanna | Westside | 69 | 69 | S-Steel | 2.69 | 0 | 1 | Magnolia 954kcm 3 | 0 | 0 | 0 | 0 | 0 | 0 | 0 | 0 | 0 | 0 | 0 | 0 | 0 | 0 | 0 | 0 | 0 | 0 | 0 | 0 | 0 | 0 | 0 | 12
NO |  | 108 | 2012 | 7 | 25 | 25 |  | Sahara | San Francisco | 69 | 69 | S-Wood | 2.6 | 0 | 1 | Orchid 636kcm 37 | 0 | 0 | 0 | 0 | 0 | 0 | 0 | 0 | 0 | 0 | 0 | 0 | 0 | 0 | 0 | 0 | 0 | 0 | 0 | 0 | 0 | 0 | 0 | 12
NO |  | 108 | 2012 | 7 | 26 | 26 |  | Sahara | Winterwood | 69 | 69 | S-Wood | 2.08 | 0 | 1 | Magnolia 954kcm 3 | 0 | 0 | 0 | 0 | 0 | 0 | 0 | 0 | 0 | 0 | 0 | 0 | 0 | 0 | 0 | 0 | 0 | 0 | 0 | 0 | 0 | 0 | 0 | 12
NO |  | 108 | 2012 | 7 | 27 | 27 |  | San Francisco | Spencer | 69 | 69 | S-Wood | 2.07 | 0 | 1 | Magnolia 954kcm 3 | 0 | 0 | 0 | 0 | 0 | 0 | 0 | 0 | 0 | 0 | 0 | 0 | 0 | 0 | 0 | 0 | 0 | 0 | 0 | 0 | 0 | 0 | 0 | 12
NO |  | 108 | 2012 | 7 | 28 | 28 |  | Searchlight | Walking Box Ranch | 69 | 69 | S-Steel | 5.94 | 0 | 1 |  | 0 | 0 | 0 | 0 | 0 | 0 | 0 | 0 | 0 | 0 | 0 | 0 | 0 | 0 | 0 | 0 | 0 | 0 | 0 | 0 | 0 | 0 | 0 | 12
NO |  | 108 | 2012 | 7 | 29 | 29 |  | Sheep Mountain | Tap | 69 | 69 | S-Steel | 29 | 0 | 1 | 4/0 Copper | 0 | 0 | 0 | 0 | 0 | 0 | 0 | 0 | 0 | 0 | 0 | 0 | 0 | 0 | 0 | 0 | 0 | 0 | 0 | 0 | 0 | 0 | 0 | 12
NO |  | 108 | 2012 | 7 | 30 | 30 |  | Shredder Tap of Nellis | Sheep Mountain | 69 | 69 | S-Steel | 1.94 | 0 | 1 | Quail 2/0 6/1 ACS | 0 | 0 | 0 | 0 | 0 | 0 | 0 | 0 | 0 | 0 | 0 | 0 | 0 | 0 | 0 | 0 | 0 | 0 | 0 | 0 | 0 | 0 | 0 | 12
NO |  | 108 | 2012 | 7 | 31 | 31 |  | SNWA Sloan | Winterwood | 69 | 69 | S-Wood | 2.04 | 0 | 1 |  | 0 | 0 | 0 | 0 | 0 | 0 | 0 | 0 | 0 | 0 | 0 | 0 | 0 | 0 | 0 | 0 | 0 | 0 | 0 | 0 | 0 | 0 | 0 | 12
NO |  | 108 | 2012 | 7 | 32 | 32 |  | Speedway Tap of Nellis | Sheep Mountain | 69 | 69 | S-Steel | 0.14 | 0 | 1 |  | 0 | 0 | 0 | 0 | 0 | 0 | 0 | 0 | 0 | 0 | 0 | 0 | 0 | 0 | 0 | 0 | 0 | 0 | 0 | 0 | 0 | 0 | 0 | 12
NO |  | 108 | 2012 | 7 | 33 | 33 |  | Spring Mountain Tap of Arde | Jean | 69 | 69 | S-Steel | 10.4 | 0 | 1 | 2 A Copperweld | 0 | 0 | 0 | 0 | 0 | 0 | 0 | 0 | 0 | 0 | 0 | 0 | 0 | 0 | 0 | 0 | 0 | 0 | 0 | 0 | 0 | 0 | 0 | 12
NO |  | 108 | 2012 | 7 | 34 | 34 |  | Spring Valley Tap of Decatu | Westside | 69 | 69 | S-Wood | 0.14 | 0 | 1 | Magnolia 954kcm 3 | 0 | 0 | 0 | 0 | 0 | 0 | 0 | 0 | 0 | 0 | 0 | 0 | 0 | 0 | 0 | 0 | 0 | 0 | 0 | 0 | 0 | 0 | 0 | 12
NO |  | 108 | 2012 | 7 | 35 | 35 |  | Sunrise | Winterwood North | 69 | 69 | S-Steel | 0.5 | 0.55 | 1 | Cardinal 954kcm 5 | 0 | 0 | 0 | 0 | 0 | 0 | 0 | 0 | 0 | 0 | 0 | 0 | 0 | 0 | 0 | 0 | 0 | 0 | 0 | 0 | 0 | 0 | 0 | 12
NO |  | 108 | 2012 | 8 | 1 | 1 |  | Sunrise | Winterwood South | 69 | 69 | S-Steel | 0.53 | 0.55 | 1 | Cardinal 954kcm 5 | 0 | 0 | 0 | 0 | 0 | 0 | 0 | 0 | 0 | 0 | 0 | 0 | 0 | 0 | 0 | 0 | 0 | 0 | 0 | 0 | 0 | 0 | 0 | 12
NO |  | 108 | 2012 | 8 | 2 | 2 |  | Sunset Tap of City of Hende | Equestrian | 69 | 69 | S-Steel | 0.03 | 0 | 1 |  | 0 | 0 | 0 | 0 | 0 | 0 | 0 | 0 | 0 | 0 | 0 | 0 | 0 | 0 | 0 | 0 | 0 | 0 | 0 | 0 | 0 | 0 | 0 | 12
NO |  | 108 | 2012 | 8 | 3 | 3 |  | Surgewater Tap of Clark | Winterwood | 69 | 69 | S-Wood | 1.04 | 0 | 1 | Orchid 636kcm 37 | 0 | 0 | 0 | 0 | 0 | 0 | 0 | 0 | 0 | 0 | 0 | 0 | 0 | 0 | 0 | 0 | 0 | 0 | 0 | 0 | 0 | 0 | 0 | 12
NO |  | 108 | 2012 | 8 | 4 | 4 |  | Truman Tap of Garces | Highland | 69 | 69 | S-Steel | 0.01 | 0 | 1 | Magnolia 954kcm 3 | 0 | 0 | 0 | 0 | 0 | 0 | 0 | 0 | 0 | 0 | 0 | 0 | 0 | 0 | 0 | 0 | 0 | 0 | 0 | 0 | 0 | 0 | 0 | 12
NO |  | 108 | 2012 | 8 | 5 | 5 |  | Twin Buttes Tap | Sheep Mountain Tap | 69 | 69 | S-Steel | 0.26 | 0 | 1 | Cardinal 954kcm | 0 | 0 | 0 | 0 | 0 | 0 | 0 | 0 | 0 | 0 | 0 | 0 | 0 | 0 | 0 | 0 | 0 | 0 | 0 | 0 | 0 | 0 | 0 | 12
NO |  | 108 | 2012 | 8 | 6 | 6 |  | Washington | Winterwood | 69 | 69 | S-Steel | 3.52 | 0 | 1 | Magnolia 954kcm 3 | 0 | 0 | 0 | 0 | 0 | 0 | 0 | 0 | 0 | 0 | 0 | 0 | 0 | 0 | 0 | 0 | 0 | 0 | 0 | 0 | 0 | 0 | 0 | 12
SI/SI | A | 108 | 2012 | 8 | 7 | 7 |  | 69 KV Costs |  | 0 | 0 |  | 0 | 0 | 0 |  | 9684483 | 209873873 | 219558356 | 2465806 | 21011 | 741241 | 3228058 | 0 | 0 | 0 | 0 | 0 | 0 | 0 | 0 | 0 | 0 | 0 | 0 | 0 | 0 | 0 | 0 | 12
NO |  | 108 | 2012 | 0 | 36 | 36 |  | TOTAL |  | 0 | 0 |  | 1670.12 | 55.01 | 270 |  | 100552239 | 1063328382 | 1163880621 | 8979452 | 76513 | 2699293 | 11755258 | 0 | 0 | 0 | 0 | 0 | 0 | 0 | 0 | 0 | 0 | 0 | 0 | 0 | 0 | 0 | 0 | 12
NO |  | 108 | 2012 | 8 | 8 | 8 |  | 69 KV Subtotal |  | 0 | 0 |  | 439.83 | 20.03 | 110 |  | 9684483 | 209873873 | 219558356 | 2465806 | 21011 | 741241 | 3228058 | 0 | 0 | 0 | 0 | 0 | 0 | 0 | 0 | 0 | 0 | 0 | 0 | 0 | 0 | 0 | 0 | 12
NO |  | 74 | 2012 | 0 | 1 | 1 |  | Petersburg Plant | Thompson Sub | 345 | 345 | Steel Tower | 96.76 | 0 | 1 |  | 0 | 0 | 0 | 0 | 0 | 0 | 0 | 0 | 0 | 0 | 0 | 0 | 0 | 0 | 0 | 0 | 0 | 0 | 0 | 0 | 0 | 0 | 0 | 12
NO |  | 74 | 2012 | 0 | 2 | 2 |  | Thompson Sub | Rockville Sub | 345 | 345 | Steel Tower | 6.82 | 0 | 1 |  | 0 | 0 | 0 | 0 | 0 | 0 | 0 | 0 | 0 | 0 | 0 | 0 | 0 | 0 | 0 | 0 | 0 | 0 | 0 | 0 | 0 | 0 | 0 | 12
NO |  | 74 | 2012 | 0 | 3 | 3 |  | Thompson Sub | Rockville Sub | 345 | 345 | Steel Pole | 2.84 | 0.12 | 1 |  | 0 | 0 | 0 | 0 | 0 | 0 | 0 | 0 | 0 | 0 | 0 | 0 | 0 | 0 | 0 | 0 | 0 | 0 | 0 | 0 | 0 | 0 | 0 | 12
NO |  | 74 | 2012 | 0 | 4 | 4 |  | Rockville Sub | Guion Sub | 345 | 345 | Steel Tower | 7.98 | 0 | 1 |  | 0 | 0 | 0 | 0 | 0 | 0 | 0 | 0 | 0 | 0 | 0 | 0 | 0 | 0 | 0 | 0 | 0 | 0 | 0 | 0 | 0 | 0 | 0 | 12
NO |  | 74 | 2012 | 0 | 5 | 5 |  | Thompson Sub | HSS 345 kV Sub | 345 | 345 | Steel Tower | 8.74 | 0 | 1 |  | 0 | 0 | 0 | 0 | 0 | 0 | 0 | 0 | 0 | 0 | 0 | 0 | 0 | 0 | 0 | 0 | 0 | 0 | 0 | 0 | 0 | 0 | 0 | 12
NO |  | 74 | 2012 | 0 | 6 | 6 |  | HSS 345 kV Sub | Hanna Sub | 345 | 345 | Steel Tower | 7.96 | 3.47 | 1 |  | 0 | 0 | 0 | 0 | 0 | 0 | 0 | 0 | 0 | 0 | 0 | 0 | 0 | 0 | 0 | 0 | 0 | 0 | 0 | 0 | 0 | 0 | 0 | 12
NO |  | 74 | 2012 | 0 | 7 | 7 |  | Wheatland Plant (Duke) | Breed Plant Sub (A.E.P.) | 345 | 345 | Steel Tower | 40.2 | 0 | 1 |  | 0 | 0 | 0 | 0 | 0 | 0 | 0 | 0 | 0 | 0 | 0 | 0 | 0 | 0 | 0 | 0 | 0 | 0 | 0 | 0 | 0 | 0 | 0 | 12
NO |  | 74 | 2012 | 0 | 8 | 8 |  | Petersburg Plant | Wheatland Plant (Duke) | 345 | 345 | Steel Tower | 11.22 | 0 | 1 |  | 0 | 0 | 0 | 0 | 0 | 0 | 0 | 0 | 0 | 0 | 0 | 0 | 0 | 0 | 0 | 0 | 0 | 0 | 0 | 0 | 0 | 0 | 0 | 12
NO |  | 74 | 2012 | 0 | 9 | 9 |  | Sunnyside Sub | A.E.P. (Hanna) Tie | 345 | 345 | Steel Tower | 11.51 | 0 | 1 |  | 0 | 0 | 0 | 0 | 0 | 0 | 0 | 0 | 0 | 0 | 0 | 0 | 0 | 0 | 0 | 0 | 0 | 0 | 0 | 0 | 0 | 0 | 0 | 12
NO |  | 74 | 2012 | 0 | 10 | 10 |  | Sunnyside Sub | A.E.P. (Desoto) Tie | 345 | 345 | Steel Tower | 0 | 11.51 | 1 |  | 0 | 0 | 0 | 0 | 0 | 0 | 0 | 0 | 0 | 0 | 0 | 0 | 0 | 0 | 0 | 0 | 0 | 0 | 0 | 0 | 0 | 0 | 0 | 12
NO |  | 74 | 2012 | 0 | 11 | 11 |  | Guion Sub | Whitestown Sub (Duke) | 345 | 345 | Steel Tower | 11.14 | 0 | 1 |  | 0 | 0 | 0 | 0 | 0 | 0 | 0 | 0 | 0 | 0 | 0 | 0 | 0 | 0 | 0 | 0 | 0 | 0 | 0 | 0 | 0 | 0 | 0 | 12
NO |  | 74 | 2012 | 0 | 12 | 12 |  | Noblesville Sub (Duke) | Hortonville Sub (Duke) | 345 | 345 | Steel Tower | 11.41 | 0 | 1 |  | 0 | 0 | 0 | 0 | 0 | 0 | 0 | 0 | 0 | 0 | 0 | 0 | 0 | 0 | 0 | 0 | 0 | 0 | 0 | 0 | 0 | 0 | 0 | 12
NO |  | 74 | 2012 | 0 | 13 | 13 |  | Whitestown Sub (Duke) | Hortonville Sub (Duke) | 345 | 345 | Steel Tower | 7.46 | 0 | 1 |  | 0 | 0 | 0 | 0 | 0 | 0 | 0 | 0 | 0 | 0 | 0 | 0 | 0 | 0 | 0 | 0 | 0 | 0 | 0 | 0 | 0 | 0 | 0 | 12
NO |  | 74 | 2012 | 0 | 14 | 14 |  | Whitestown Sub (Duke) | Hortonville Sub (Duke) | 345 | 345 | Wood H-Frame | 6.86 | 0 | 1 |  | 0 | 0 | 0 | 0 | 0 | 0 | 0 | 0 | 0 | 0 | 0 | 0 | 0 | 0 | 0 | 0 | 0 | 0 | 0 | 0 | 0 | 0 | 0 | 12
NO |  | 74 | 2012 | 0 | 15 | 15 |  | Whitestown Sub (Duke) | Cayuga Sub (Duke) | 345 | 345 | Wood H-Frame | 4.85 | 0 | 1 |  | 0 | 0 | 0 | 0 | 0 | 0 | 0 | 0 | 0 | 0 | 0 | 0 | 0 | 0 | 0 | 0 | 0 | 0 | 0 | 0 | 0 | 0 | 0 | 12
NO |  | 74 | 2012 | 0 | 16 | 16 |  | Noblesville Sub (Duke) | Fall Creek (IME) | 345 | 345 | Steel Tower | 24.1 | 0.36 | 1 |  | 0 | 0 | 0 | 0 | 0 | 0 | 0 | 0 | 0 | 0 | 0 | 0 | 0 | 0 | 0 | 0 | 0 | 0 | 0 | 0 | 0 | 0 | 0 | 12
NO |  | 74 | 2012 | 0 | 17 | 17 |  | Frances Creek Sub (Duke) | Hanna Sub | 345 | 345 | Steel Tower | 5.34 | 0 | 1 |  | 0 | 0 | 0 | 0 | 0 | 0 | 0 | 0 | 0 | 0 | 0 | 0 | 0 | 0 | 0 | 0 | 0 | 0 | 0 | 0 | 0 | 0 | 0 | 12
NO |  | 74 | 2012 | 0 | 18 | 18 |  | Frances Creek Sub (Duke) | Hanna Sub | 345 | 345 | Steel Pole | 4.98 | 0 | 1 |  | 0 | 0 | 0 | 0 | 0 | 0 | 0 | 0 | 0 | 0 | 0 | 0 | 0 | 0 | 0 | 0 | 0 | 0 | 0 | 0 | 0 | 0 | 0 | 12
NO |  | 74 | 2012 | 0 | 19 | 19 |  | Frances Creek Sub (Duke) | Petersburg Plant | 345 | 345 | Steel Tower | 101.4 | 0 | 1 |  | 0 | 0 | 0 | 0 | 0 | 0 | 0 | 0 | 0 | 0 | 0 | 0 | 0 | 0 | 0 | 0 | 0 | 0 | 0 | 0 | 0 | 0 | 0 | 12
NO |  | 74 | 2012 | 0 | 20 | 20 |  | Sunnyside | Gwynneville (Duke) | 345 | 345 | Steel Tower | 33.36 | 0 | 1 |  | 0 | 0 | 0 | 0 | 0 | 0 | 0 | 0 | 0 | 0 | 0 | 0 | 0 | 0 | 0 | 0 | 0 | 0 | 0 | 0 | 0 | 0 | 0 | 12
NO |  | 74 | 2012 | 0 | 21 | 21 |  | Gwynneville (Duke) | Prescott Sub (Duke) | 345 | 345 | Steel Tower | 10.77 | 0 | 1 |  | 0 | 0 | 0 | 0 | 0 | 0 | 0 | 0 | 0 | 0 | 0 | 0 | 0 | 0 | 0 | 0 | 0 | 0 | 0 | 0 | 0 | 0 | 0 | 12
NO |  | 74 | 2012 | 0 | 22 | 22 |  | Columbus (Duke) | Prescott Sub (Duke) | 345 | 345 | Steel Tower | 28.26 | 0 | 1 |  | 0 | 0 | 0 | 0 | 0 | 0 | 0 | 0 | 0 | 0 | 0 | 0 | 0 | 0 | 0 | 0 | 0 | 0 | 0 | 0 | 0 | 0 | 0 | 12
NO |  | 74 | 2012 | 0 | 23 | 23 |  | 345 KV - Cost of Lines |  | 0 | 0 |  | 0 | 0 | 0 | 345 kv | 15850565 | 61840144 | 77690709 | 0 | 0 | 0 | 0 | 0 | 0 | 0 | 0 | 0 | 0 | 0 | 0 | 0 | 0 | 0 | 0 | 0 | 0 | 0 | 0 | 12
NO |  | 74 | 2012 | 0 | 26 | 26 |  | 1 HSS Plant (N. Yard) | Sanitation Belmont | 138 | 138 | Steel Tower | 0 | 1.03 | 1 |  | 0 | 0 | 0 | 0 | 0 | 0 | 0 | 0 | 0 | 0 | 0 | 0 | 0 | 0 | 0 | 0 | 0 | 0 | 0 | 0 | 0 | 0 | 0 | 12
NO |  | 74 | 2012 | 0 | 27 | 27 |  | 2 HSS Plant (N. Yard) | Southwest Sub | 138 | 138 | Steel Tower | 1.59 | 0 | 1 |  | 0 | 0 | 0 | 0 | 0 | 0 | 0 | 0 | 0 | 0 | 0 | 0 | 0 | 0 | 0 | 0 | 0 | 0 | 0 | 0 | 0 | 0 | 0 | 12
NO |  | 74 | 2012 | 0 | 28 | 28 |  | 2 HSS Plant (N. Yard) | Southwest Sub | 138 | 138 | Wood Pole | 0.22 | 0 | 1 |  | 0 | 0 | 0 | 0 | 0 | 0 | 0 | 0 | 0 | 0 | 0 | 0 | 0 | 0 | 0 | 0 | 0 | 0 | 0 | 0 | 0 | 0 | 0 | 12
NO |  | 74 | 2012 | 0 | 29 | 29 |  | 2 HSS Plant (N. Yard) | Southwest Sub | 138 | 138 | Wood H-Frame | 1.13 | 0 | 1 |  | 0 | 0 | 0 | 0 | 0 | 0 | 0 | 0 | 0 | 0 | 0 | 0 | 0 | 0 | 0 | 0 | 0 | 0 | 0 | 0 | 0 | 0 | 0 | 12
NO |  | 74 | 2012 | 0 | 30 | 30 |  | 3 HSS Plant (S. Yard) | Center Sub | 138 | 138 | Wood Pole | 0.77 | 0 | 1 |  | 0 | 0 | 0 | 0 | 0 | 0 | 0 | 0 | 0 | 0 | 0 | 0 | 0 | 0 | 0 | 0 | 0 | 0 | 0 | 0 | 0 | 0 | 0 | 12
NO |  | 74 | 2012 | 0 | 31 | 31 |  | 3 HSS Plant (S. Yard) | Center Sub | 138 | 138 | Steel Tower | 3 | 0 | 1 |  | 0 | 0 | 0 | 0 | 0 | 0 | 0 | 0 | 0 | 0 | 0 | 0 | 0 | 0 | 0 | 0 | 0 | 0 | 0 | 0 | 0 | 0 | 0 | 12
NO |  | 74 | 2012 | 0 | 32 | 32 |  | 4 Southwest Sub | Northwest Sub | 138 | 138 | Steel Tower | 4.61 | 0 | 1 |  | 0 | 0 | 0 | 0 | 0 | 0 | 0 | 0 | 0 | 0 | 0 | 0 | 0 | 0 | 0 | 0 | 0 | 0 | 0 | 0 | 0 | 0 | 0 | 12
NO |  | 74 | 2012 | 0 | 33 | 33 |  | 5 Glens Valley Sub | HSS Plant (S. Yard) | 138 | 138 | Wood H-Frame | 2.77 | 0 | 1 |  | 0 | 0 | 0 | 0 | 0 | 0 | 0 | 0 | 0 | 0 | 0 | 0 | 0 | 0 | 0 | 0 | 0 | 0 | 0 | 0 | 0 | 0 | 0 | 12
NO |  | 74 | 2012 | 0 | 34 | 34 |  | 6 West Sub | Northwest Sub | 138 | 138 | Steel Tower | 0 | 2.13 | 1 |  | 0 | 0 | 0 | 0 | 0 | 0 | 0 | 0 | 0 | 0 | 0 | 0 | 0 | 0 | 0 | 0 | 0 | 0 | 0 | 0 | 0 | 0 | 0 | 12
NO |  | 74 | 2012 | 0 | 35 | 35 |  | 7 Parker Sub | East Sub | 138 | 138 | Steel Tower | 9.82 | 0 | 1 |  | 0 | 0 | 0 | 0 | 0 | 0 | 0 | 0 | 0 | 0 | 0 | 0 | 0 | 0 | 0 | 0 | 0 | 0 | 0 | 0 | 0 | 0 | 0 | 12
NO |  | 74 | 2012 | 1 | 1 | 1 |  | 8 East Sub | Ford Sub | 138 | 138 | Steel Tower | 1.44 | 0 | 1 |  | 0 | 0 | 0 | 0 | 0 | 0 | 0 | 0 | 0 | 0 | 0 | 0 | 0 | 0 | 0 | 0 | 0 | 0 | 0 | 0 | 0 | 0 | 0 | 12
NO |  | 74 | 2012 | 1 | 2 | 2 |  | 9 Five Points Sub (Duke) | Five Points Tap Point | 138 | 138 | Wood H-Frame | 0.17 | 0 | 1 |  | 0 | 0 | 0 | 0 | 0 | 0 | 0 | 0 | 0 | 0 | 0 | 0 | 0 | 0 | 0 | 0 | 0 | 0 | 0 | 0 | 0 | 0 | 0 | 12
NO |  | 74 | 2012 | 1 | 3 | 3 |  | 9 Five Points Tap Point | Indian Creek Sub | 138 | 138 | Wood Pole | 1.08 | 0 | 1 |  | 0 | 0 | 0 | 0 | 0 | 0 | 0 | 0 | 0 | 0 | 0 | 0 | 0 | 0 | 0 | 0 | 0 | 0 | 0 | 0 | 0 | 0 | 0 | 12
NO |  | 74 | 2012 | 1 | 4 | 4 |  | 9 Southeast Sub | Five Points Tap Point | 138 | 138 | Wood H-Frame | 4.65 | 0 | 1 |  | 0 | 0 | 0 | 0 | 0 | 0 | 0 | 0 | 0 | 0 | 0 | 0 | 0 | 0 | 0 | 0 | 0 | 0 | 0 | 0 | 0 | 0 | 0 | 12
NO |  | 74 | 2012 | 1 | 5 | 5 |  | 9 Southeast Sub | Five Points Tap Point | 138 | 138 | Steel Tower | 0 | 0 | 1 |  | 0 | 0 | 0 | 0 | 0 | 0 | 0 | 0 | 0 | 0 | 0 | 0 | 0 | 0 | 0 | 0 | 0 | 0 | 0 | 0 | 0 | 0 | 0 | 12
NO |  | 74 | 2012 | 1 | 6 | 6 |  | 10 Southwest Sub | Lilly-South Sub | 138 | 138 | Steel Tower | 0 | 1.25 | 1 |  | 0 | 0 | 0 | 0 | 0 | 0 | 0 | 0 | 0 | 0 | 0 | 0 | 0 | 0 | 0 | 0 | 0 | 0 | 0 | 0 | 0 | 0 | 0 | 12
NO |  | 74 | 2012 | 1 | 7 | 7 |  | 10 Souhtwest Sub | Lilly-South Sub | 138 | 138 | Wood Pole | 0.33 | 0 | 1 |  | 0 | 0 | 0 | 0 | 0 | 0 | 0 | 0 | 0 | 0 | 0 | 0 | 0 | 0 | 0 | 0 | 0 | 0 | 0 | 0 | 0 | 0 | 0 | 12
NO |  | 74 | 2012 | 1 | 8 | 8 |  | 10 Southwest Sub | Lilly-South Sub | 138 | 138 | Wood H-Frame | 0.83 | 0 | 1 |  | 0 | 0 | 0 | 0 | 0 | 0 | 0 | 0 | 0 | 0 | 0 | 0 | 0 | 0 | 0 | 0 | 0 | 0 | 0 | 0 | 0 | 0 | 0 | 12
NO |  | 74 | 2012 | 1 | 9 | 9 |  | 10 Southwest Sub | Lilly South Sub | 138 | 138 | Steel Pole | 0.48 | 0 | 1 |  | 0 | 0 | 0 | 0 | 0 | 0 | 0 | 0 | 0 | 0 | 0 | 0 | 0 | 0 | 0 | 0 | 0 | 0 | 0 | 0 | 0 | 0 | 0 | 12
NO |  | 74 | 2012 | 1 | 10 | 10 |  | 11 HSS Plant (S. Yard) | Maywood Sub | 138 | 138 | Wood H-Frame | 0.91 | 0 | 1 |  | 0 | 0 | 0 | 0 | 0 | 0 | 0 | 0 | 0 | 0 | 0 | 0 | 0 | 0 | 0 | 0 | 0 | 0 | 0 | 0 | 0 | 0 | 0 | 12
NO |  | 74 | 2012 | 1 | 11 | 11 |  | 11 HSS Plant (S. Yard) | Maywood Sub | 138 | 138 | Steel Tower | 0 | 1.94 | 1 |  | 0 | 0 | 0 | 0 | 0 | 0 | 0 | 0 | 0 | 0 | 0 | 0 | 0 | 0 | 0 | 0 | 0 | 0 | 0 | 0 | 0 | 0 | 0 | 12
NO |  | 74 | 2012 | 1 | 12 | 12 |  | 11 HSS Plant (S. Yard) | Maywood Sub | 138 | 138 | Wood Pole | 0.44 | 0 | 1 |  | 0 | 0 | 0 | 0 | 0 | 0 | 0 | 0 | 0 | 0 | 0 | 0 | 0 | 0 | 0 | 0 | 0 | 0 | 0 | 0 | 0 | 0 | 0 | 12
NO |  | 74 | 2012 | 1 | 13 | 13 |  | 12 Allison 8 Sub | Maywood Sub | 138 | 138 | Wood Pole | 0.2 | 0 | 1 |  | 0 | 0 | 0 | 0 | 0 | 0 | 0 | 0 | 0 | 0 | 0 | 0 | 0 | 0 | 0 | 0 | 0 | 0 | 0 | 0 | 0 | 0 | 0 | 12
NO |  | 74 | 2012 | 1 | 14 | 14 |  | 13 Maywood Sub | Park Fletcher | 138 | 138 | Wood H-Frame | 3.84 | 0 | 1 |  | 0 | 0 | 0 | 0 | 0 | 0 | 0 | 0 | 0 | 0 | 0 | 0 | 0 | 0 | 0 | 0 | 0 | 0 | 0 | 0 | 0 | 0 | 0 | 12
NO |  | 74 | 2012 | 1 | 15 | 15 |  | 13 Maywood Sub | Park Fletcher | 138 | 138 | Steel Tower | 0 | 0.48 | 1 |  | 0 | 0 | 0 | 0 | 0 | 0 | 0 | 0 | 0 | 0 | 0 | 0 | 0 | 0 | 0 | 0 | 0 | 0 | 0 | 0 | 0 | 0 | 0 | 12
NO |  | 74 | 2012 | 1 | 16 | 16 |  | 14 HSS Plant (N. Yard) | Gardner Lane | 138 | 138 | Steel Pole | 0.46 | 0 | 1 |  | 0 | 0 | 0 | 0 | 0 | 0 | 0 | 0 | 0 | 0 | 0 | 0 | 0 | 0 | 0 | 0 | 0 | 0 | 0 | 0 | 0 | 0 | 0 | 12
NO |  | 74 | 2012 | 1 | 17 | 17 |  | 14 HSS Plant (N. Yard) | Gardner Lane | 138 | 138 | Wood Pole | 5.47 | 0 | 1 |  | 0 | 0 | 0 | 0 | 0 | 0 | 0 | 0 | 0 | 0 | 0 | 0 | 0 | 0 | 0 | 0 | 0 | 0 | 0 | 0 | 0 | 0 | 0 | 12
NO |  | 74 | 2012 | 1 | 18 | 18 |  | 14 HSS Plant (N. Yard) | Gardner Lane | 138 | 138 | Wood H-Frame | 1.31 | 0 | 1 |  | 0 | 0 | 0 | 0 | 0 | 0 | 0 | 0 | 0 | 0 | 0 | 0 | 0 | 0 | 0 | 0 | 0 | 0 | 0 | 0 | 0 | 0 | 0 | 12
NO |  | 74 | 2012 | 1 | 19 | 19 |  | 15 South Sub | Edgewood Sub | 138 | 138 | Wood Pole | 1.62 | 0 | 1 |  | 0 | 0 | 0 | 0 | 0 | 0 | 0 | 0 | 0 | 0 | 0 | 0 | 0 | 0 | 0 | 0 | 0 | 0 | 0 | 0 | 0 | 0 | 0 | 12
NO |  | 74 | 2012 | 1 | 20 | 20 |  | 15 South Sub | Edgewood Sub | 138 | 138 | Steel Pole | 0.22 | 0 | 1 |  | 0 | 0 | 0 | 0 | 0 | 0 | 0 | 0 | 0 | 0 | 0 | 0 | 0 | 0 | 0 | 0 | 0 | 0 | 0 | 0 | 0 | 0 | 0 | 12
NO |  | 74 | 2012 | 1 | 21 | 21 |  | 16 Tremont Sub | North Sub | 138 | 138 | Steel Tower | 0 | 3.65 | 1 |  | 0 | 0 | 0 | 0 | 0 | 0 | 0 | 0 | 0 | 0 | 0 | 0 | 0 | 0 | 0 | 0 | 0 | 0 | 0 | 0 | 0 | 0 | 0 | 12
NO |  | 74 | 2012 | 1 | 22 | 22 |  | 17 North Sub | Parker Sub | 138 | 138 | Steel Tower | 0 | 3.94 | 1 |  | 0 | 0 | 0 | 0 | 0 | 0 | 0 | 0 | 0 | 0 | 0 | 0 | 0 | 0 | 0 | 0 | 0 | 0 | 0 | 0 | 0 | 0 | 0 | 12
NO |  | 74 | 2012 | 1 | 23 | 23 |  | 18 South Sub | Southeast Sub | 138 | 138 | Steel Tower | 0 | 5.22 | 1 |  | 0 | 0 | 0 | 0 | 0 | 0 | 0 | 0 | 0 | 0 | 0 | 0 | 0 | 0 | 0 | 0 | 0 | 0 | 0 | 0 | 0 | 0 | 0 | 12
NO |  | 74 | 2012 | 1 | 24 | 24 |  | 18 South Sub | Southeast Sub | 138 | 138 | Wood H-Frame | 0.24 | 0 | 1 |  | 0 | 0 | 0 | 0 | 0 | 0 | 0 | 0 | 0 | 0 | 0 | 0 | 0 | 0 | 0 | 0 | 0 | 0 | 0 | 0 | 0 | 0 | 0 | 12
NO |  | 74 | 2012 | 1 | 25 | 25 |  | 19 Airco Tap | Southeast Sub | 138 | 138 | Steel Tower | 2.29 | 0 | 1 |  | 0 | 0 | 0 | 0 | 0 | 0 | 0 | 0 | 0 | 0 | 0 | 0 | 0 | 0 | 0 | 0 | 0 | 0 | 0 | 0 | 0 | 0 | 0 | 12
NO |  | 74 | 2012 | 1 | 26 | 26 |  | 19 Airco Tap | Southeast Sub | 138 | 138 | Steel Tower | 5.53 | 0 | 1 |  | 0 | 0 | 0 | 0 | 0 | 0 | 0 | 0 | 0 | 0 | 0 | 0 | 0 | 0 | 0 | 0 | 0 | 0 | 0 | 0 | 0 | 0 | 0 | 12
NO |  | 74 | 2012 | 1 | 27 | 27 |  | 19 Airco Tap | HSS Plant (South Yard) | 138 | 138 | Steel Tower | 1.12 | 0 | 1 |  | 0 | 0 | 0 | 0 | 0 | 0 | 0 | 0 | 0 | 0 | 0 | 0 | 0 | 0 | 0 | 0 | 0 | 0 | 0 | 0 | 0 | 0 | 0 | 12
NO |  | 74 | 2012 | 1 | 28 | 28 |  | 19 Airco Tap | Airco Substation | 138 | 138 | Wood Pole | 0.67 | 0 | 1 |  | 0 | 0 | 0 | 0 | 0 | 0 | 0 | 0 | 0 | 0 | 0 | 0 | 0 | 0 | 0 | 0 | 0 | 0 | 0 | 0 | 0 | 0 | 0 | 12
NO |  | 74 | 2012 | 1 | 29 | 29 |  | 20 South Sub | HSS Plant (S. Yard) | 138 | 138 | Steel Tower | 0 | 3.38 | 1 |  | 0 | 0 | 0 | 0 | 0 | 0 | 0 | 0 | 0 | 0 | 0 | 0 | 0 | 0 | 0 | 0 | 0 | 0 | 0 | 0 | 0 | 0 | 0 | 12
NO |  | 74 | 2012 | 1 | 30 | 30 |  | 21 Eagle Valley Plant Sub | Centerton Sub (Duke) | 138 | 138 | Wood H-Frame | 0.31 | 0 | 1 |  | 0 | 0 | 0 | 0 | 0 | 0 | 0 | 0 | 0 | 0 | 0 | 0 | 0 | 0 | 0 | 0 | 0 | 0 | 0 | 0 | 0 | 0 | 0 | 12
NO |  | 74 | 2012 | 1 | 31 | 31 |  | 21 Southport | Honey Creek Sub (HE) | 138 | 138 | Wood H-Frame | 5.2 | 0 | 1 |  | 0 | 0 | 0 | 0 | 0 | 0 | 0 | 0 | 0 | 0 | 0 | 0 | 0 | 0 | 0 | 0 | 0 | 0 | 0 | 0 | 0 | 0 | 0 | 12
NO |  | 74 | 2012 | 1 | 32 | 32 |  | 21 Honey Creek (HE) | Centerton Sub (Duke) | 138 | 138 | Wood H-Frame | 16.13 | 0 | 1 |  | 0 | 0 | 0 | 0 | 0 | 0 | 0 | 0 | 0 | 0 | 0 | 0 | 0 | 0 | 0 | 0 | 0 | 0 | 0 | 0 | 0 | 0 | 0 | 12
NO |  | 74 | 2012 | 1 | 33 | 33 |  | 22 Glens Valley Sub | Mullinix (HE) | 138 | 138 | Wood H-Frame | 5.33 | 0 | 1 |  | 0 | 0 | 0 | 0 | 0 | 0 | 0 | 0 | 0 | 0 | 0 | 0 | 0 | 0 | 0 | 0 | 0 | 0 | 0 | 0 | 0 | 0 | 0 | 12
NO |  | 74 | 2012 | 1 | 34 | 34 |  | 22 Eagle Valley | Mullinex (HE) | 138 | 138 | Wood H-Frame | 14.35 | 0 | 1 |  | 0 | 0 | 0 | 0 | 0 | 0 | 0 | 0 | 0 | 0 | 0 | 0 | 0 | 0 | 0 | 0 | 0 | 0 | 0 | 0 | 0 | 0 | 0 | 12
NO |  | 74 | 2012 | 1 | 35 | 35 |  | 23 Eagle Valley Plant Sub | Sanitation Southport Sub | 138 | 138 | Wood Pole | 0.45 | 0 | 1 |  | 0 | 0 | 0 | 0 | 0 | 0 | 0 | 0 | 0 | 0 | 0 | 0 | 0 | 0 | 0 | 0 | 0 | 0 | 0 | 0 | 0 | 0 | 0 | 12
NO |  | 74 | 2012 | 2 | 1 | 1 |  | 23 Eagle Valley Plant Sub | Sanitation Southport Sub | 138 | 138 | Steel Tower | 3.63 | 0 | 1 |  | 0 | 0 | 0 | 0 | 0 | 0 | 0 | 0 | 0 | 0 | 0 | 0 | 0 | 0 | 0 | 0 | 0 | 0 | 0 | 0 | 0 | 0 | 0 | 12
NO |  | 74 | 2012 | 2 | 2 | 2 |  | 23 Eagle Valley Plant Sub | Sanitation Southport Sub | 138 | 138 | Steel Tower | 2.37 | 0 | 1 |  | 0 | 0 | 0 | 0 | 0 | 0 | 0 | 0 | 0 | 0 | 0 | 0 | 0 | 0 | 0 | 0 | 0 | 0 | 0 | 0 | 0 | 0 | 0 | 12
NO |  | 74 | 2012 | 2 | 3 | 3 |  | 23 Eagle Valley Plant Sub | Sanitation Southport Sub | 138 | 138 | Wood H-Frame | 0.91 | 0 | 1 |  | 0 | 0 | 0 | 0 | 0 | 0 | 0 | 0 | 0 | 0 | 0 | 0 | 0 | 0 | 0 | 0 | 0 | 0 | 0 | 0 | 0 | 0 | 0 | 12
NO |  | 74 | 2012 | 2 | 4 | 4 |  | 23 Eagle Valley Plant Sub | Sanitation Southport Sub | 138 | 138 | Steel Tower | 10.28 | 0 | 1 |  | 0 | 0 | 0 | 0 | 0 | 0 | 0 | 0 | 0 | 0 | 0 | 0 | 0 | 0 | 0 | 0 | 0 | 0 | 0 | 0 | 0 | 0 | 0 | 12
NO |  | 74 | 2012 | 2 | 5 | 5 |  | 24 Heartland Crossing Tap | Mooresville Sub | 138 | 138 | Wood H-Frame | 3.83 | 0 | 1 |  | 0 | 0 | 0 | 0 | 0 | 0 | 0 | 0 | 0 | 0 | 0 | 0 | 0 | 0 | 0 | 0 | 0 | 0 | 0 | 0 | 0 | 0 | 0 | 12
NO |  | 74 | 2012 | 2 | 6 | 6 |  | 24 Eagle Valley | Heartland Crossing Tap | 138 | 138 | Steel Tower | 0 | 11.87 | 1 |  | 0 | 0 | 0 | 0 | 0 | 0 | 0 | 0 | 0 | 0 | 0 | 0 | 0 | 0 | 0 | 0 | 0 | 0 | 0 | 0 | 0 | 0 | 0 | 12
NO |  | 74 | 2012 | 2 | 7 | 7 |  | 24 Heartland Crossing Tap | Heartland Crossing Sub | 138 | 138 | Wood H-Frame | 0.54 | 0 | 1 |  | 0 | 0 | 0 | 0 | 0 | 0 | 0 | 0 | 0 | 0 | 0 | 0 | 0 | 0 | 0 | 0 | 0 | 0 | 0 | 0 | 0 | 0 | 0 | 12
NO |  | 74 | 2012 | 2 | 8 | 8 |  | 25 Hanna Sub | East Sub | 138 | 138 | Wood H-Frame | 5.6 | 0 | 1 |  | 0 | 0 | 0 | 0 | 0 | 0 | 0 | 0 | 0 | 0 | 0 | 0 | 0 | 0 | 0 | 0 | 0 | 0 | 0 | 0 | 0 | 0 | 0 | 12
NO |  | 74 | 2012 | 2 | 9 | 9 |  | 25 Hanna Sub | East Sub | 138 | 138 | Wood Pole | 0.15 | 0 | 1 |  | 0 | 0 | 0 | 0 | 0 | 0 | 0 | 0 | 0 | 0 | 0 | 0 | 0 | 0 | 0 | 0 | 0 | 0 | 0 | 0 | 0 | 0 | 0 | 12
NO |  | 74 | 2012 | 2 | 10 | 10 |  | 26 Hanna Sub | Southeast Sub | 138 | 138 | Wood H-Frame | 1.24 | 0 | 1 |  | 0 | 0 | 0 | 0 | 0 | 0 | 0 | 0 | 0 | 0 | 0 | 0 | 0 | 0 | 0 | 0 | 0 | 0 | 0 | 0 | 0 | 0 | 0 | 12
NO |  | 74 | 2012 | 2 | 11 | 11 |  | 27 Ford Sub | Southeast Sub | 138 | 138 | Wood H-Frame | 1.11 | 0 | 1 |  | 0 | 0 | 0 | 0 | 0 | 0 | 0 | 0 | 0 | 0 | 0 | 0 | 0 | 0 | 0 | 0 | 0 | 0 | 0 | 0 | 0 | 0 | 0 | 12
NO |  | 74 | 2012 | 2 | 12 | 12 |  | 27 Ford Sub | Southeast Sub | 138 | 138 | Steel Tower | 2.01 | 0 | 1 |  | 0 | 0 | 0 | 0 | 0 | 0 | 0 | 0 | 0 | 0 | 0 | 0 | 0 | 0 | 0 | 0 | 0 | 0 | 0 | 0 | 0 | 0 | 0 | 12
NO |  | 74 | 2012 | 2 | 13 | 13 |  | 27 Ford Sub | Southeast Sub | 138 | 138 | Wood Pole | 0.1 | 0 | 1 |  | 0 | 0 | 0 | 0 | 0 | 0 | 0 | 0 | 0 | 0 | 0 | 0 | 0 | 0 | 0 | 0 | 0 | 0 | 0 | 0 | 0 | 0 | 0 | 12
NO |  | 74 | 2012 | 2 | 14 | 14 |  | 28 Prospect Sub | Harvester Foundry Sub | 138 | 138 | Wood Pole | 2.07 | 0 | 1 |  | 0 | 0 | 0 | 0 | 0 | 0 | 0 | 0 | 0 | 0 | 0 | 0 | 0 | 0 | 0 | 0 | 0 | 0 | 0 | 0 | 0 | 0 | 0 | 12
NO |  | 74 | 2012 | 2 | 15 | 15 |  | 29 Southport Sub | Franklin Township Sub | 138 | 138 | Wood H-Frame | 3.4 | 0 | 1 |  | 0 | 0 | 0 | 0 | 0 | 0 | 0 | 0 | 0 | 0 | 0 | 0 | 0 | 0 | 0 | 0 | 0 | 0 | 0 | 0 | 0 | 0 | 0 | 12
NO |  | 74 | 2012 | 2 | 16 | 16 |  | 30 Franklin Township Sub | Hanna Sub | 138 | 138 | Wood H-Frame | 2.35 | 0 | 1 |  | 0 | 0 | 0 | 0 | 0 | 0 | 0 | 0 | 0 | 0 | 0 | 0 | 0 | 0 | 0 | 0 | 0 | 0 | 0 | 0 | 0 | 0 | 0 | 12
NO |  | 74 | 2012 | 2 | 17 | 17 |  | 30 Franklin Township Sub | Hanna Sub | 138 | 138 | Wood Pole | 0.2 | 0 | 1 |  | 0 | 0 | 0 | 0 | 0 | 0 | 0 | 0 | 0 | 0 | 0 | 0 | 0 | 0 | 0 | 0 | 0 | 0 | 0 | 0 | 0 | 0 | 0 | 12
NO |  | 74 | 2012 | 2 | 18 | 18 |  | 30 Franklin Township Sub | Hanna Sub | 138 | 138 | Steel Tower | 0.16 | 0 | 1 |  | 0 | 0 | 0 | 0 | 0 | 0 | 0 | 0 | 0 | 0 | 0 | 0 | 0 | 0 | 0 | 0 | 0 | 0 | 0 | 0 | 0 | 0 | 0 | 12
NO |  | 74 | 2012 | 2 | 19 | 19 |  | 31 Williams St. Sub | Edison Sub | 138 | 138 | Wood Pole | 1.6 | 0 | 1 |  | 0 | 0 | 0 | 0 | 0 | 0 | 0 | 0 | 0 | 0 | 0 | 0 | 0 | 0 | 0 | 0 | 0 | 0 | 0 | 0 | 0 | 0 | 0 | 12
NO |  | 74 | 2012 | 2 | 20 | 20 |  | 32 Mill Street Sub | Edison Sub | 138 | 138 | Wood Pole | 2.33 | 0 | 1 |  | 0 | 0 | 0 | 0 | 0 | 0 | 0 | 0 | 0 | 0 | 0 | 0 | 0 | 0 | 0 | 0 | 0 | 0 | 0 | 0 | 0 | 0 | 0 | 12
NO |  | 74 | 2012 | 2 | 21 | 21 |  | 32 Mill Street Sub | Edison Sub | 138 | 138 | Steel Pole | 0.37 | 0 | 1 |  | 0 | 0 | 0 | 0 | 0 | 0 | 0 | 0 | 0 | 0 | 0 | 0 | 0 | 0 | 0 | 0 | 0 | 0 | 0 | 0 | 0 | 0 | 0 | 12
NO |  | 74 | 2012 | 2 | 22 | 22 |  | 33 Bridgeport | Rockville Rd Sub | 138 | 138 | Wood Pole | 0 | 0 | 1 |  | 0 | 0 | 0 | 0 | 0 | 0 | 0 | 0 | 0 | 0 | 0 | 0 | 0 | 0 | 0 | 0 | 0 | 0 | 0 | 0 | 0 | 0 | 0 | 12
NO |  | 74 | 2012 | 2 | 23 | 23 |  | 33 Bridgeport | Rockville Rd Sub | 138 | 138 | Wood H-Frame | 2.75 | 0 | 1 |  | 0 | 0 | 0 | 0 | 0 | 0 | 0 | 0 | 0 | 0 | 0 | 0 | 0 | 0 | 0 | 0 | 0 | 0 | 0 | 0 | 0 | 0 | 0 | 12
NO |  | 74 | 2012 | 2 | 24 | 24 |  | 35 Pike Sub | Crawfordsville Sub | 138 | 138 | Steel Tower | 0.48 | 0 | 1 |  | 0 | 0 | 0 | 0 | 0 | 0 | 0 | 0 | 0 | 0 | 0 | 0 | 0 | 0 | 0 | 0 | 0 | 0 | 0 | 0 | 0 | 0 | 0 | 12
NO |  | 74 | 2012 | 2 | 25 | 25 |  | 35 Pike Sub | Crawfordsville Sub | 138 | 138 | Wood H-Frame | 2.67 | 0 | 1 |  | 0 | 0 | 0 | 0 | 0 | 0 | 0 | 0 | 0 | 0 | 0 | 0 | 0 | 0 | 0 | 0 | 0 | 0 | 0 | 0 | 0 | 0 | 0 | 12
NO |  | 74 | 2012 | 2 | 26 | 26 |  | 36 Edison Sub | Brookwood Sub | 138 | 138 | Steel Pole | 0.28 | 0 | 1 |  | 0 | 0 | 0 | 0 | 0 | 0 | 0 | 0 | 0 | 0 | 0 | 0 | 0 | 0 | 0 | 0 | 0 | 0 | 0 | 0 | 0 | 0 | 0 | 12
NO |  | 74 | 2012 | 2 | 27 | 27 |  | 36 Edison Sub | Brookwood Sub | 138 | 138 | Wood Pole | 3.24 | 0 | 1 |  | 0 | 0 | 0 | 0 | 0 | 0 | 0 | 0 | 0 | 0 | 0 | 0 | 0 | 0 | 0 | 0 | 0 | 0 | 0 | 0 | 0 | 0 | 0 | 12
NO |  | 74 | 2012 | 2 | 28 | 28 |  | 37 Guion Sub | Mill St. Sub | 138 | 138 | Steel Tower | 3.11 | 0 | 1 |  | 0 | 0 | 0 | 0 | 0 | 0 | 0 | 0 | 0 | 0 | 0 | 0 | 0 | 0 | 0 | 0 | 0 | 0 | 0 | 0 | 0 | 0 | 0 | 12
NO |  | 74 | 2012 | 2 | 29 | 29 |  | 37 Guion Sub | Mill St. Sub | 138 | 138 | Wood Pole | 4.25 | 0 | 1 |  | 0 | 0 | 0 | 0 | 0 | 0 | 0 | 0 | 0 | 0 | 0 | 0 | 0 | 0 | 0 | 0 | 0 | 0 | 0 | 0 | 0 | 0 | 0 | 12
NO |  | 74 | 2012 | 2 | 30 | 30 |  | 38 Brookwood Sub | Lawrence Sub | 138 | 138 | Wood Pole | 3.04 | 0 | 1 |  | 0 | 0 | 0 | 0 | 0 | 0 | 0 | 0 | 0 | 0 | 0 | 0 | 0 | 0 | 0 | 0 | 0 | 0 | 0 | 0 | 0 | 0 | 0 | 12
NO |  | 74 | 2012 | 2 | 31 | 31 |  | 39 Northwest Sub | Guion Sub | 138 | 138 | Steel Tower | 0 | 3.12 | 1 |  | 0 | 0 | 0 | 0 | 0 | 0 | 0 | 0 | 0 | 0 | 0 | 0 | 0 | 0 | 0 | 0 | 0 | 0 | 0 | 0 | 0 | 0 | 0 | 12
NO |  | 74 | 2012 | 2 | 32 | 32 |  | 40 Guion Sub | Westlane Sub | 138 | 138 | Steel Tower | 2.22 | 0 | 1 |  | 0 | 0 | 0 | 0 | 0 | 0 | 0 | 0 | 0 | 0 | 0 | 0 | 0 | 0 | 0 | 0 | 0 | 0 | 0 | 0 | 0 | 0 | 0 | 12
NO |  | 74 | 2012 | 2 | 33 | 33 |  | 41 Westlane Sub | Georgetown Sub | 138 | 138 | Steel Tower | 0.01 | 0 | 1 |  | 0 | 0 | 0 | 0 | 0 | 0 | 0 | 0 | 0 | 0 | 0 | 0 | 0 | 0 | 0 | 0 | 0 | 0 | 0 | 0 | 0 | 0 | 0 | 12
NO |  | 74 | 2012 | 2 | 34 | 34 |  | 41 Westlane Sub | Georgetown Sub | 138 | 138 | Wood Pole | 3.04 | 0 | 1 |  | 0 | 0 | 0 | 0 | 0 | 0 | 0 | 0 | 0 | 0 | 0 | 0 | 0 | 0 | 0 | 0 | 0 | 0 | 0 | 0 | 0 | 0 | 0 | 12
NO |  | 74 | 2012 | 2 | 35 | 35 |  | 42 Guion Sub | Tremont Sub | 138 | 138 | Steel Tower | 1.88 | 3.15 | 1 |  | 0 | 0 | 0 | 0 | 0 | 0 | 0 | 0 | 0 | 0 | 0 | 0 | 0 | 0 | 0 | 0 | 0 | 0 | 0 | 0 | 0 | 0 | 0 | 12
NO |  | 74 | 2012 | 3 | 1 | 1 |  | 43 Guion Sub | Crestview Sub | 138 | 138 | Wood Pole | 7.37 | 0 | 1 |  | 0 | 0 | 0 | 0 | 0 | 0 | 0 | 0 | 0 | 0 | 0 | 0 | 0 | 0 | 0 | 0 | 0 | 0 | 0 | 0 | 0 | 0 | 0 | 12
NO |  | 74 | 2012 | 3 | 2 | 2 |  | 43 Guion Sub | Crestview Sub | 138 | 138 | Steel Pole | 0.29 | 0 | 1 |  | 0 | 0 | 0 | 0 | 0 | 0 | 0 | 0 | 0 | 0 | 0 | 0 | 0 | 0 | 0 | 0 | 0 | 0 | 0 | 0 | 0 | 0 | 0 | 12
NO |  | 74 | 2012 | 3 | 3 | 3 |  | 44 Northeast Sub | Crestview Sub | 138 | 138 | Wood Pole | 1.57 | 0 | 1 |  | 0 | 0 | 0 | 0 | 0 | 0 | 0 | 0 | 0 | 0 | 0 | 0 | 0 | 0 | 0 | 0 | 0 | 0 | 0 | 0 | 0 | 0 | 0 | 12
NO |  | 74 | 2012 | 3 | 4 | 4 |  | 44 Northeast Sub | Crestview Sub | 138 | 138 | Steel Pole | 0.13 | 0 | 1 |  | 0 | 0 | 0 | 0 | 0 | 0 | 0 | 0 | 0 | 0 | 0 | 0 | 0 | 0 | 0 | 0 | 0 | 0 | 0 | 0 | 0 | 0 | 0 | 12
NO |  | 74 | 2012 | 3 | 5 | 5 |  | 45 Northeast Sub | Lawrence Sub | 138 | 138 | Steel Tower | 0 | 5.27 | 1 |  | 0 | 0 | 0 | 0 | 0 | 0 | 0 | 0 | 0 | 0 | 0 | 0 | 0 | 0 | 0 | 0 | 0 | 0 | 0 | 0 | 0 | 0 | 0 | 12
NO |  | 74 | 2012 | 3 | 6 | 6 |  | 46 Sunnyside Sub | Geist Sub | 138 | 138 | Wood Pole | 3.4 | 0 | 1 |  | 0 | 0 | 0 | 0 | 0 | 0 | 0 | 0 | 0 | 0 | 0 | 0 | 0 | 0 | 0 | 0 | 0 | 0 | 0 | 0 | 0 | 0 | 0 | 12
NO |  | 74 | 2012 | 3 | 7 | 7 |  | 47 Sunnyside | Post Road | 138 | 138 | Wood Pole | 2.41 | 0 | 1 |  | 0 | 0 | 0 | 0 | 0 | 0 | 0 | 0 | 0 | 0 | 0 | 0 | 0 | 0 | 0 | 0 | 0 | 0 | 0 | 0 | 0 | 0 | 0 | 12
NO |  | 74 | 2012 | 3 | 8 | 8 |  | 79 Post Road | Lawrence | 138 | 138 | Wood Pole | 2.65 | 0 | 1 |  | 0 | 0 | 0 | 0 | 0 | 0 | 0 | 0 | 0 | 0 | 0 | 0 | 0 | 0 | 0 | 0 | 0 | 0 | 0 | 0 | 0 | 0 | 0 | 12
NO |  | 74 | 2012 | 3 | 9 | 9 |  | 48 East Sub | Lawrence Sub | 138 | 138 | Steel Tower | 0 | 2.81 | 1 |  | 0 | 0 | 0 | 0 | 0 | 0 | 0 | 0 | 0 | 0 | 0 | 0 | 0 | 0 | 0 | 0 | 0 | 0 | 0 | 0 | 0 | 0 | 0 | 12
NO |  | 74 | 2012 | 3 | 10 | 10 |  | 49 Tobey Sub | East Sub | 138 | 138 | Wood Pole | 2.76 | 0 | 1 |  | 0 | 0 | 0 | 0 | 0 | 0 | 0 | 0 | 0 | 0 | 0 | 0 | 0 | 0 | 0 | 0 | 0 | 0 | 0 | 0 | 0 | 0 | 0 | 12
NO |  | 74 | 2012 | 3 | 11 | 11 |  | 50 Sunnyside Sub | German Church Sub | 138 | 138 | Wood H-Frame | 3.15 | 0 | 1 |  | 0 | 0 | 0 | 0 | 0 | 0 | 0 | 0 | 0 | 0 | 0 | 0 | 0 | 0 | 0 | 0 | 0 | 0 | 0 | 0 | 0 | 0 | 0 | 12
NO |  | 74 | 2012 | 3 | 12 | 12 |  | 50 Sunnyside Sub | German Church Sub | 138 | 138 | Wood Pole | 0.47 | 0 | 1 |  | 0 | 0 | 0 | 0 | 0 | 0 | 0 | 0 | 0 | 0 | 0 | 0 | 0 | 0 | 0 | 0 | 0 | 0 | 0 | 0 | 0 | 0 | 0 | 12
NO |  | 74 | 2012 | 3 | 13 | 13 |  | 51 German Church Sub | Cumberland Sub | 138 | 138 | Wood Pole | 1.66 | 0 | 1 |  | 0 | 0 | 0 | 0 | 0 | 0 | 0 | 0 | 0 | 0 | 0 | 0 | 0 | 0 | 0 | 0 | 0 | 0 | 0 | 0 | 0 | 0 | 0 | 12
NO |  | 74 | 2012 | 3 | 14 | 14 |  | 51 German Church Sub | Cumberland Sub | 138 | 138 | Wood H-Frame | 2.58 | 0 | 1 |  | 0 | 0 | 0 | 0 | 0 | 0 | 0 | 0 | 0 | 0 | 0 | 0 | 0 | 0 | 0 | 0 | 0 | 0 | 0 | 0 | 0 | 0 | 0 | 12
NO |  | 74 | 2012 | 3 | 15 | 15 |  | 52 Ford Sub | Cumberland Sub | 138 | 138 | Wood Pole | 5.73 | 0 | 1 |  | 0 | 0 | 0 | 0 | 0 | 0 | 0 | 0 | 0 | 0 | 0 | 0 | 0 | 0 | 0 | 0 | 0 | 0 | 0 | 0 | 0 | 0 | 0 | 12
NO |  | 74 | 2012 | 3 | 16 | 16 |  | 53 Ford Sub | Harvester Foundry Sub | 138 | 138 | Wood Pole | 2.34 | 0 | 1 |  | 0 | 0 | 0 | 0 | 0 | 0 | 0 | 0 | 0 | 0 | 0 | 0 | 0 | 0 | 0 | 0 | 0 | 0 | 0 | 0 | 0 | 0 | 0 | 12
NO |  | 74 | 2012 | 3 | 17 | 17 |  | 54 Geist Sub | Castleton Sub | 138 | 138 | Wood Pole | 3.82 | 0 | 1 |  | 0 | 0 | 0 | 0 | 0 | 0 | 0 | 0 | 0 | 0 | 0 | 0 | 0 | 0 | 0 | 0 | 0 | 0 | 0 | 0 | 0 | 0 | 0 | 12
NO |  | 74 | 2012 | 3 | 18 | 18 |  | 55 Castleton Sub | River Road Sub | 138 | 138 | Wood Pole | 3.1 | 0 | 1 |  | 0 | 0 | 0 | 0 | 0 | 0 | 0 | 0 | 0 | 0 | 0 | 0 | 0 | 0 | 0 | 0 | 0 | 0 | 0 | 0 | 0 | 0 | 0 | 12
NO |  | 74 | 2012 | 3 | 19 | 19 |  | 56 Guion Sub | Pike Sub | 138 | 138 | Steel Tower | 0.06 | 0 | 1 |  | 0 | 0 | 0 | 0 | 0 | 0 | 0 | 0 | 0 | 0 | 0 | 0 | 0 | 0 | 0 | 0 | 0 | 0 | 0 | 0 | 0 | 0 | 0 | 12
NO |  | 74 | 2012 | 3 | 20 | 20 |  | 56 Guion Sub | Pike Sub | 138 | 138 | Wood H-Frame | 3.1 | 0 | 1 |  | 0 | 0 | 0 | 0 | 0 | 0 | 0 | 0 | 0 | 0 | 0 | 0 | 0 | 0 | 0 | 0 | 0 | 0 | 0 | 0 | 0 | 0 | 0 | 12
NO |  | 74 | 2012 | 3 | 21 | 21 |  | 57 Carmel Tap (Duke) | River Road Sub | 138 | 138 | Wood Pole | 0.53 | 0 | 1 |  | 0 | 0 | 0 | 0 | 0 | 0 | 0 | 0 | 0 | 0 | 0 | 0 | 0 | 0 | 0 | 0 | 0 | 0 | 0 | 0 | 0 | 0 | 0 | 12
NO |  | 74 | 2012 | 3 | 22 | 22 |  | 57 Carmel Tap (Duke) | North Sub | 138 | 138 | Wood Pole | 3.21 | 0 | 1 |  | 0 | 0 | 0 | 0 | 0 | 0 | 0 | 0 | 0 | 0 | 0 | 0 | 0 | 0 | 0 | 0 | 0 | 0 | 0 | 0 | 0 | 0 | 0 | 12
NO |  | 74 | 2012 | 3 | 23 | 23 |  | 58 Royalton Tap | Pike Sub | 138 | 138 | Wood Pole | 5.45 | 0 | 1 |  | 0 | 0 | 0 | 0 | 0 | 0 | 0 | 0 | 0 | 0 | 0 | 0 | 0 | 0 | 0 | 0 | 0 | 0 | 0 | 0 | 0 | 0 | 0 | 12
NO |  | 74 | 2012 | 3 | 24 | 24 |  | 58 Royalton Tap | Royalton Sub | 138 | 138 | Steel Pole | 0.02 | 0 | 1 |  | 0 | 0 | 0 | 0 | 0 | 0 | 0 | 0 | 0 | 0 | 0 | 0 | 0 | 0 | 0 | 0 | 0 | 0 | 0 | 0 | 0 | 0 | 0 | 12
NO |  | 74 | 2012 | 3 | 25 | 25 |  | 58 Royalton Tap | Pike Sub | 138 | 138 | Steel Pole | 0.22 | 0 | 1 |  | 0 | 0 | 0 | 0 | 0 | 0 | 0 | 0 | 0 | 0 | 0 | 0 | 0 | 0 | 0 | 0 | 0 | 0 | 0 | 0 | 0 | 0 | 0 | 12
NO |  | 74 | 2012 | 3 | 26 | 26 |  | 59 Southwest Sub | Sanitation Southport | 138 | 138 | Steel Tower | 7.3 | 0 | 1 |  | 0 | 0 | 0 | 0 | 0 | 0 | 0 | 0 | 0 | 0 | 0 | 0 | 0 | 0 | 0 | 0 | 0 | 0 | 0 | 0 | 0 | 0 | 0 | 12
NO |  | 74 | 2012 | 3 | 27 | 27 |  | 59 Souhtwest Sub | Sanitation Southport | 138 | 138 | Wood Pole | 0.49 | 0 | 1 |  | 0 | 0 | 0 | 0 | 0 | 0 | 0 | 0 | 0 | 0 | 0 | 0 | 0 | 0 | 0 | 0 | 0 | 0 | 0 | 0 | 0 | 0 | 0 | 12
NO |  | 74 | 2012 | 3 | 28 | 28 |  | 60 Thompson Sub | Camby Sub | 138 | 138 | Wood Pole | 0.63 | 0 | 1 |  | 0 | 0 | 0 | 0 | 0 | 0 | 0 | 0 | 0 | 0 | 0 | 0 | 0 | 0 | 0 | 0 | 0 | 0 | 0 | 0 | 0 | 0 | 0 | 12
NO |  | 74 | 2012 | 3 | 29 | 29 |  | 60 Thompson Sub | Camby Sub | 138 | 138 | Wood H-Frams | 1.73 | 0 | 1 |  | 0 | 0 | 0 | 0 | 0 | 0 | 0 | 0 | 0 | 0 | 0 | 0 | 0 | 0 | 0 | 0 | 0 | 0 | 0 | 0 | 0 | 0 | 0 | 12
NO |  | 74 | 2012 | 3 | 30 | 30 |  | 60 Thompson Sub | Camby Sub | 138 | 138 | Steel Tower | 0.19 | 0 | 1 |  | 0 | 0 | 0 | 0 | 0 | 0 | 0 | 0 | 0 | 0 | 0 | 0 | 0 | 0 | 0 | 0 | 0 | 0 | 0 | 0 | 0 | 0 | 0 | 12
NO |  | 74 | 2012 | 3 | 31 | 31 |  | 84 Camby | Mooresville (East) Sub | 138 | 138 | Wood Pole | 5.28 | 0 | 1 |  | 0 | 0 | 0 | 0 | 0 | 0 | 0 | 0 | 0 | 0 | 0 | 0 | 0 | 0 | 0 | 0 | 0 | 0 | 0 | 0 | 0 | 0 | 0 | 12
NO |  | 74 | 2012 | 3 | 32 | 32 |  | 61 Center Sub | Lilly-South Sub | 138 | 138 | Wood H-Frame | 0.35 | 0 | 1 |  | 0 | 0 | 0 | 0 | 0 | 0 | 0 | 0 | 0 | 0 | 0 | 0 | 0 | 0 | 0 | 0 | 0 | 0 | 0 | 0 | 0 | 0 | 0 | 12
NO |  | 74 | 2012 | 3 | 33 | 33 |  | 61 Center Sub | Lilly-South Sub | 138 | 138 | Wood Pole | 0.87 | 0 | 1 |  | 0 | 0 | 0 | 0 | 0 | 0 | 0 | 0 | 0 | 0 | 0 | 0 | 0 | 0 | 0 | 0 | 0 | 0 | 0 | 0 | 0 | 0 | 0 | 12
NO |  | 74 | 2012 | 3 | 34 | 34 |  | 62 Gardner Lane | Sheffield Sub | 138 | 138 | Wood Pole | 1.83 | 0 | 1 |  | 0 | 0 | 0 | 0 | 0 | 0 | 0 | 0 | 0 | 0 | 0 | 0 | 0 | 0 | 0 | 0 | 0 | 0 | 0 | 0 | 0 | 0 | 0 | 12
NO |  | 74 | 2012 | 3 | 35 | 35 |  | 62 Gardner Lane | Sheffield Sub | 138 | 138 | Steel Pole | 0.27 | 0 | 1 |  | 0 | 0 | 0 | 0 | 0 | 0 | 0 | 0 | 0 | 0 | 0 | 0 | 0 | 0 | 0 | 0 | 0 | 0 | 0 | 0 | 0 | 0 | 0 | 12
NO |  | 74 | 2012 | 4 | 1 | 1 |  | 63 West Sub | Park Fletcher | 138 | 138 | Steel Tower | 0 | 2.05 | 1 |  | 0 | 0 | 0 | 0 | 0 | 0 | 0 | 0 | 0 | 0 | 0 | 0 | 0 | 0 | 0 | 0 | 0 | 0 | 0 | 0 | 0 | 0 | 0 | 12
NO |  | 74 | 2012 | 4 | 2 | 2 |  | 63 West Sub | Park Fletcher | 138 | 138 | Wood Pole | 3.23 | 0 | 1 |  | 0 | 0 | 0 | 0 | 0 | 0 | 0 | 0 | 0 | 0 | 0 | 0 | 0 | 0 | 0 | 0 | 0 | 0 | 0 | 0 | 0 | 0 | 0 | 12
NO |  | 74 | 2012 | 4 | 3 | 3 |  | 64 Rockville Sub | Allison No. 4 | 138 | 138 | Wood Pole | 4.28 | 0 | 1 |  | 0 | 0 | 0 | 0 | 0 | 0 | 0 | 0 | 0 | 0 | 0 | 0 | 0 | 0 | 0 | 0 | 0 | 0 | 0 | 0 | 0 | 0 | 0 | 12
NO |  | 74 | 2012 | 4 | 4 | 4 |  | 65 Sheffield Sub | Mill Street | 138 | 138 | Wood Pole | 3.1 | 0 | 1 |  | 0 | 0 | 0 | 0 | 0 | 0 | 0 | 0 | 0 | 0 | 0 | 0 | 0 | 0 | 0 | 0 | 0 | 0 | 0 | 0 | 0 | 0 | 0 | 12
NO |  | 74 | 2012 | 4 | 5 | 5 |  | 66 Northeast Sub | Castleton Sub | 138 | 138 | Wood Pole | 6.16 | 0 | 1 |  | 0 | 0 | 0 | 0 | 0 | 0 | 0 | 0 | 0 | 0 | 0 | 0 | 0 | 0 | 0 | 0 | 0 | 0 | 0 | 0 | 0 | 0 | 0 | 12
NO |  | 74 | 2012 | 4 | 6 | 6 |  | 67 Dow Agro Sub | Georgetown Sub | 138 | 138 | Wood Pole | 1.62 | 0 | 1 |  | 0 | 0 | 0 | 0 | 0 | 0 | 0 | 0 | 0 | 0 | 0 | 0 | 0 | 0 | 0 | 0 | 0 | 0 | 0 | 0 | 0 | 0 | 0 | 12
NO |  | 74 | 2012 | 4 | 7 | 7 |  | 81 Lafayette Road Sub | Dow Agro Sub | 138 | 138 | Wood Pole | 2.1 | 0 | 1 |  | 0 | 0 | 0 | 0 | 0 | 0 | 0 | 0 | 0 | 0 | 0 | 0 | 0 | 0 | 0 | 0 | 0 | 0 | 0 | 0 | 0 | 0 | 0 | 12
NO |  | 74 | 2012 | 4 | 8 | 8 |  | 81 Lafayette Road Sub | Dow Agro Sub | 138 | 138 | Steel Pole | 0.88 | 0 | 1 |  | 0 | 0 | 0 | 0 | 0 | 0 | 0 | 0 | 0 | 0 | 0 | 0 | 0 | 0 | 0 | 0 | 0 | 0 | 0 | 0 | 0 | 0 | 0 | 12
NO |  | 74 | 2012 | 4 | 9 | 9 |  | 68 German Church Sub | Tobey Sub | 138 | 138 | Wood Pole | 2.88 | 0 | 1 |  | 0 | 0 | 0 | 0 | 0 | 0 | 0 | 0 | 0 | 0 | 0 | 0 | 0 | 0 | 0 | 0 | 0 | 0 | 0 | 0 | 0 | 0 | 0 | 12
NO |  | 74 | 2012 | 4 | 10 | 10 |  | 69 Gardner Lane Sub | Lilly South Sub | 138 | 138 | Steel Pole | 0.5 | 0 | 1 |  | 0 | 0 | 0 | 0 | 0 | 0 | 0 | 0 | 0 | 0 | 0 | 0 | 0 | 0 | 0 | 0 | 0 | 0 | 0 | 0 | 0 | 0 | 0 | 12
NO |  | 74 | 2012 | 4 | 11 | 11 |  | 69 Gardner Lane Sub | Lilly South Sub | 138 | 138 | Wood Pole | 1.08 | 0 | 1 |  | 0 | 0 | 0 | 0 | 0 | 0 | 0 | 0 | 0 | 0 | 0 | 0 | 0 | 0 | 0 | 0 | 0 | 0 | 0 | 0 | 0 | 0 | 0 | 12
NO |  | 74 | 2012 | 4 | 12 | 12 |  | 70 Allison No. 4 | West Sub | 138 | 138 | Wood Pole | 1.03 | 0 | 1 |  | 0 | 0 | 0 | 0 | 0 | 0 | 0 | 0 | 0 | 0 | 0 | 0 | 0 | 0 | 0 | 0 | 0 | 0 | 0 | 0 | 0 | 0 | 0 | 12
NO |  | 74 | 2012 | 4 | 13 | 13 |  | 71 North Sub | Northeast | 138 | 138 | Wood Pole | 0.11 | 0 | 1 |  | 0 | 0 | 0 | 0 | 0 | 0 | 0 | 0 | 0 | 0 | 0 | 0 | 0 | 0 | 0 | 0 | 0 | 0 | 0 | 0 | 0 | 0 | 0 | 12
NO |  | 74 | 2012 | 4 | 14 | 14 |  | 71 North Sub | Northeast | 138 | 138 | Steel Tower | 5.57 | 0 | 1 |  | 0 | 0 | 0 | 0 | 0 | 0 | 0 | 0 | 0 | 0 | 0 | 0 | 0 | 0 | 0 | 0 | 0 | 0 | 0 | 0 | 0 | 0 | 0 | 12
NO |  | 74 | 2012 | 4 | 15 | 15 |  | 72 Southeast Sub | East Sub | 138 | 138 | Steel Tower | 0 | 3.26 | 1 |  | 0 | 0 | 0 | 0 | 0 | 0 | 0 | 0 | 0 | 0 | 0 | 0 | 0 | 0 | 0 | 0 | 0 | 0 | 0 | 0 | 0 | 0 | 0 | 12
NO |  | 74 | 2012 | 4 | 16 | 16 |  | 72 Southeast Sub | East Sub | 138 | 138 | Wood Pole | 0.48 | 0 | 1 |  | 0 | 0 | 0 | 0 | 0 | 0 | 0 | 0 | 0 | 0 | 0 | 0 | 0 | 0 | 0 | 0 | 0 | 0 | 0 | 0 | 0 | 0 | 0 | 12
NO |  | 74 | 2012 | 4 | 17 | 17 |  | 72 Southeast Sub | East Sub | 138 | 138 | Wood H-Frame | 0.78 | 0 | 1 |  | 0 | 0 | 0 | 0 | 0 | 0 | 0 | 0 | 0 | 0 | 0 | 0 | 0 | 0 | 0 | 0 | 0 | 0 | 0 | 0 | 0 | 0 | 0 | 12
NO |  | 74 | 2012 | 4 | 18 | 18 |  | 73 Center Sub | Prospect Sub | 138 | 138 | Wood Pole | 4.31 | 0 | 1 |  | 0 | 0 | 0 | 0 | 0 | 0 | 0 | 0 | 0 | 0 | 0 | 0 | 0 | 0 | 0 | 0 | 0 | 0 | 0 | 0 | 0 | 0 | 0 | 12
NO |  | 74 | 2012 | 4 | 19 | 19 |  | 74 Sanitation Belmont | Southwest Sub | 138 | 138 | Steel Tower | 1.21 | 0.58 | 1 |  | 0 | 0 | 0 | 0 | 0 | 0 | 0 | 0 | 0 | 0 | 0 | 0 | 0 | 0 | 0 | 0 | 0 | 0 | 0 | 0 | 0 | 0 | 0 | 12
NO |  | 74 | 2012 | 4 | 20 | 20 |  | 74 Sanitation Belmont | Southwest Sub | 138 | 138 | Wood Pole | 0.36 | 0 | 1 |  | 0 | 0 | 0 | 0 | 0 | 0 | 0 | 0 | 0 | 0 | 0 | 0 | 0 | 0 | 0 | 0 | 0 | 0 | 0 | 0 | 0 | 0 | 0 | 12
NO |  | 74 | 2012 | 4 | 21 | 21 |  | 75 Williams St. Sub | Prospect Sub | 138 | 138 | Wood Pole | 1.73 | 0 | 1 |  | 0 | 0 | 0 | 0 | 0 | 0 | 0 | 0 | 0 | 0 | 0 | 0 | 0 | 0 | 0 | 0 | 0 | 0 | 0 | 0 | 0 | 0 | 0 | 12
NO |  | 74 | 2012 | 4 | 22 | 22 |  | 76 Southport Sub | Edgewood | 138 | 138 | Wood Pole | 3.2 | 0 | 1 |  | 0 | 0 | 0 | 0 | 0 | 0 | 0 | 0 | 0 | 0 | 0 | 0 | 0 | 0 | 0 | 0 | 0 | 0 | 0 | 0 | 0 | 0 | 0 | 12
NO |  | 74 | 2012 | 4 | 23 | 23 |  | 76 Southport Sub | Edgewood Sub | 138 | 138 | Steel Pole | 0.12 | 0 | 1 |  | 0 | 0 | 0 | 0 | 0 | 0 | 0 | 0 | 0 | 0 | 0 | 0 | 0 | 0 | 0 | 0 | 0 | 0 | 0 | 0 | 0 | 0 | 0 | 12
NO |  | 74 | 2012 | 4 | 24 | 24 |  | 77 Thompson Sub | United Airlines | 138 | 138 | Wood Pole | 1.02 | 0 | 1 |  | 0 | 0 | 0 | 0 | 0 | 0 | 0 | 0 | 0 | 0 | 0 | 0 | 0 | 0 | 0 | 0 | 0 | 0 | 0 | 0 | 0 | 0 | 0 | 12
NO |  | 74 | 2012 | 4 | 25 | 25 |  | 77 Thompson Sub | United Airlines | 138 | 138 | Wood H-Frame | 2.93 | 0 | 1 |  | 0 | 0 | 0 | 0 | 0 | 0 | 0 | 0 | 0 | 0 | 0 | 0 | 0 | 0 | 0 | 0 | 0 | 0 | 0 | 0 | 0 | 0 | 0 | 12
NO |  | 74 | 2012 | 4 | 26 | 26 |  | 77 Thompson Sub | United Airlines | 138 | 138 | Steel Pole | 2.57 | 0 | 1 |  | 0 | 0 | 0 | 0 | 0 | 0 | 0 | 0 | 0 | 0 | 0 | 0 | 0 | 0 | 0 | 0 | 0 | 0 | 0 | 0 | 0 | 0 | 0 | 12
NO |  | 74 | 2012 | 4 | 27 | 27 |  | 78 Crawfordsville Rd Sub | Teppco Tap | 138 | 138 | Wood-H Frame | 1.02 | 0 | 1 |  | 0 | 0 | 0 | 0 | 0 | 0 | 0 | 0 | 0 | 0 | 0 | 0 | 0 | 0 | 0 | 0 | 0 | 0 | 0 | 0 | 0 | 0 | 0 | 12
NO |  | 74 | 2012 | 4 | 28 | 28 |  | 78 Teppco Tap | Rockville Rd Sub | 138 | 138 | Wood-H Frame | 0.69 | 0 | 1 |  | 0 | 0 | 0 | 0 | 0 | 0 | 0 | 0 | 0 | 0 | 0 | 0 | 0 | 0 | 0 | 0 | 0 | 0 | 0 | 0 | 0 | 0 | 0 | 12
NO |  | 74 | 2012 | 4 | 29 | 29 |  | 78 Teppco Tap | Teppco Substation | 138 | 138 | Wood Pole | 2.42 | 0 | 1 |  | 0 | 0 | 0 | 0 | 0 | 0 | 0 | 0 | 0 | 0 | 0 | 0 | 0 | 0 | 0 | 0 | 0 | 0 | 0 | 0 | 0 | 0 | 0 | 12
NO |  | 74 | 2012 | 4 | 30 | 30 |  | 84 Mooresville East Sub | Camby Sub | 138 | 138 | Wood Pole | 5.28 | 0 | 1 |  | 0 | 0 | 0 | 0 | 0 | 0 | 0 | 0 | 0 | 0 | 0 | 0 | 0 | 0 | 0 | 0 | 0 | 0 | 0 | 0 | 0 | 0 | 0 | 12
NO |  | 74 | 2012 | 4 | 31 | 31 |  | 98 HSS Combust Turbine | HSS Plant (North) | 138 | 138 | Steel Tower | 0 | 0.35 | 1 |  | 0 | 0 | 0 | 0 | 0 | 0 | 0 | 0 | 0 | 0 | 0 | 0 | 0 | 0 | 0 | 0 | 0 | 0 | 0 | 0 | 0 | 0 | 0 | 12
NO |  | 74 | 2012 | 4 | 32 | 32 |  | 99 HSS Plant (North) | HSS Plant (South) | 138 | 138 | Wood H-Frame | 0.07 | 0 | 1 |  | 0 | 0 | 0 | 0 | 0 | 0 | 0 | 0 | 0 | 0 | 0 | 0 | 0 | 0 | 0 | 0 | 0 | 0 | 0 | 0 | 0 | 0 | 0 | 12
NO |  | 74 | 2012 | 4 | 33 | 33 |  | 86 Georgetown | North Sub | 138 | 138 | Steel Tower | 0 | 4.42 | 1 |  | 0 | 0 | 0 | 0 | 0 | 0 | 0 | 0 | 0 | 0 | 0 | 0 | 0 | 0 | 0 | 0 | 0 | 0 | 0 | 0 | 0 | 0 | 0 | 12
NO |  | 74 | 2012 | 4 | 34 | 34 |  | 58 Royalton Tap | Lafayette Rd. Sub | 138 | 138 | Steel Pole | 0.25 | 0 | 1 |  | 0 | 0 | 0 | 0 | 0 | 0 | 0 | 0 | 0 | 0 | 0 | 0 | 0 | 0 | 0 | 0 | 0 | 0 | 0 | 0 | 0 | 0 | 0 | 12
NO |  | 74 | 2012 | 4 | 35 | 35 |  | 86 Georgetown | North Sub | 138 | 138 | Wood Pole | 2.58 | 0 | 1 |  | 0 | 0 | 0 | 0 | 0 | 0 | 0 | 0 | 0 | 0 | 0 | 0 | 0 | 0 | 0 | 0 | 0 | 0 | 0 | 0 | 0 | 0 | 0 | 12
NO |  | 74 | 2012 | 5 | 1 | 1 |  | 85 Bridgeport Sub | United Airlines | 138 | 138 | Wood Pole | 0.82 | 0 | 1 |  | 0 | 0 | 0 | 0 | 0 | 0 | 0 | 0 | 0 | 0 | 0 | 0 | 0 | 0 | 0 | 0 | 0 | 0 | 0 | 0 | 0 | 0 | 0 | 12
NO |  | 74 | 2012 | 5 | 2 | 2 |  | 85 Bridgeport Sub | United Airlines | 138 | 138 | Wood H-Frame | 1.32 | 0 | 1 |  | 0 | 0 | 0 | 0 | 0 | 0 | 0 | 0 | 0 | 0 | 0 | 0 | 0 | 0 | 0 | 0 | 0 | 0 | 0 | 0 | 0 | 0 | 0 | 12
NO |  | 74 | 2012 | 5 | 3 | 3 |  | 80 Cumberland Sub | Indian Creek Sub | 138 | 138 | Wood Pole | 8.7 | 0 | 1 |  | 0 | 0 | 0 | 0 | 0 | 0 | 0 | 0 | 0 | 0 | 0 | 0 | 0 | 0 | 0 | 0 | 0 | 0 | 0 | 0 | 0 | 0 | 0 | 12
NO |  | 74 | 2012 | 5 | 5 | 5 |  | 138KV - Cost of LInes |  | 0 | 0 |  | 0 | 0 | 0 | 138 kv | 4276374 | 49633870 | 53910244 | 0 | 0 | 0 | 0 | 0 | 0 | 0 | 0 | 0 | 0 | 0 | 0 | 0 | 0 | 0 | 0 | 0 | 0 | 0 | 0 | 12
NO |  | 74 | 2012 | 5 | 8 | 8 |  | Expenses applicable to all | lines | 0 | 0 |  | 0 | 0 | 0 |  | 0 | 0 | 0 | 4804642 | 511605 | 0 | 5316247 | 0 | 0 | 0 | 0 | 0 | 0 | 0 | 0 | 0 | 0 | 0 | 0 | 0 | 0 | 0 | 0 | 12
NO |  | 74 | 2012 | 0 | 36 | 36 |  | TOTAL |  | 0 | 0 |  | 763.52 | 75.36 | 175 |  | 20126939 | 111474014 | 131600953 | 4804642 | 511605 | 0 | 5316247 | 0 | 0 | 0 | 0 | 0 | 0 | 0 | 0 | 0 | 0 | 0 | 0 | 0 | 0 | 0 | 0 | 12
NO |  | 153 | 2012 | 0 | 1 | 1 |  | #2302 Safe Harbor | PPLEU Manor Tower | 0 | 0 |  | 0 | 0 | 0 | 795 kcm, | 0 | 0 | 0 | 0 | 0 | 0 | 0 | 0 | 0 | 0 | 0 | 0 | 0 | 0 | 0 | 0 | 0 | 0 | 0 | 0 | 0 | 0 | 0 | 12
NO |  | 153 | 2012 | 0 | 2 | 2 |  |  | #38122s21919 | 230 | 242 | Tower | 0.23 | 0 | 1 | ACSR | 0 | 0 | 0 | 0 | 0 | 0 | 0 | 0 | 0 | 0 | 0 | 0 | 0 | 0 | 0 | 0 | 0 | 0 | 0 | 0 | 0 | 0 | 0 | 12
NO |  | 153 | 2012 | 0 | 3 | 3 |  | #2303 Safe Harbor | PPLEU Manor Tower | 0 | 0 |  | 0 | 0 | 0 | 795 kcm, | 0 | 0 | 0 | 0 | 0 | 0 | 0 | 0 | 0 | 0 | 0 | 0 | 0 | 0 | 0 | 0 | 0 | 0 | 0 | 0 | 0 | 0 | 0 | 12
NO |  | 153 | 2012 | 0 | 4 | 4 |  |  | #38112s21922 | 230 | 242 | Tower | 0.31 | 0 | 1 | ACSR | 0 | 0 | 0 | 0 | 0 | 0 | 0 | 0 | 0 | 0 | 0 | 0 | 0 | 0 | 0 | 0 | 0 | 0 | 0 | 0 | 0 | 0 | 0 | 12
NO |  | 153 | 2012 | 0 | 5 | 5 |  | #692 Safe Harbor | PPLEU Manor Tower | 0 | 0 |  | 0 | 0 | 0 | 397.5 kcm, | 0 | 0 | 0 | 0 | 0 | 0 | 0 | 0 | 0 | 0 | 0 | 0 | 0 | 0 | 0 | 0 | 0 | 0 | 0 | 0 | 0 | 0 | 0 | 12
NO |  | 153 | 2012 | 0 | 6 | 6 |  |  | #38137s21912 | 66 | 72.5 | Tower | 0.2 | 0 | 1 | ACSR | 0 | 0 | 0 | 0 | 0 | 0 | 0 | 0 | 0 | 0 | 0 | 0 | 0 | 0 | 0 | 0 | 0 | 0 | 0 | 0 | 0 | 0 | 0 | 12
NO |  | 153 | 2012 | 0 | 7 | 7 |  | #693 Safe Harbor | PPLEU Manor Tower | 0 | 0 |  | 0 | 0 | 0 | 397.5 kcm, | 0 | 0 | 0 | 0 | 0 | 0 | 0 | 0 | 0 | 0 | 0 | 0 | 0 | 0 | 0 | 0 | 0 | 0 | 0 | 0 | 0 | 0 | 0 | 12
NO |  | 153 | 2012 | 0 | 8 | 8 |  |  | #38137s21912 | 66 | 72.5 | Tower | 0.2 | 0 | 1 | ACSR | 0 | 0 | 0 | 0 | 0 | 0 | 0 | 0 | 0 | 0 | 0 | 0 | 0 | 0 | 0 | 0 | 0 | 0 | 0 | 0 | 0 | 0 | 0 | 12
NO |  | 153 | 2012 | 0 | 36 | 36 |  | TOTAL |  | 0 | 0 |  | 0.94 | 0 | 4 |  | 0 | 0 | 0 | 0 | 0 | 0 | 0 | 0 | 0 | 0 | 0 | 0 | 0 | 0 | 0 | 0 | 0 | 0 | 0 | 0 | 0 | 0 | 0 | 12
NO |  | 202 | 2012 | 0 | 1 | 1 |  | Beluga | Point MacKenzie | 230 | 230 | Tower | 42.46 | 0 | 1 |  | 0 | 0 | 0 | 0 | 0 | 0 | 0 | 0 | 0 | 0 | 0 | 0 | 0 | 0 | 0 | 0 | 0 | 0 | 0 | 0 | 0 | 0 | 0 | 12
NO |  | 202 | 2012 | 0 | 2 | 2 |  | Beluga | Point MacKenzie | 230 | 230 | Tower | 42.46 | 0 | 1 |  | 0 | 0 | 0 | 0 | 0 | 0 | 0 | 0 | 0 | 0 | 0 | 0 | 0 | 0 | 0 | 0 | 0 | 0 | 0 | 0 | 0 | 0 | 0 | 12
NO |  | 202 | 2012 | 0 | 3 | 3 |  | Beluga | Point MacKenzie | 138 | 230 | Tower | 42.46 | 0 | 1 |  | 0 | 0 | 0 | 0 | 0 | 0 | 0 | 0 | 0 | 0 | 0 | 0 | 0 | 0 | 0 | 0 | 0 | 0 | 0 | 0 | 0 | 0 | 0 | 12
NO |  | 202 | 2012 | 0 | 4 | 4 |  | Point MacKenzie | Teeland | 230 | 230 | Tower | 26 | 0 | 1 |  | 0 | 0 | 0 | 0 | 0 | 0 | 0 | 0 | 0 | 0 | 0 | 0 | 0 | 0 | 0 | 0 | 0 | 0 | 0 | 0 | 0 | 0 | 0 | 12
NO |  | 202 | 2012 | 0 | 5 | 5 |  | Point MacKenzie | W. Terminal | 230 | 230 | Tower | 7.31 | 0 | 1 |  | 0 | 0 | 0 | 0 | 0 | 0 | 0 | 0 | 0 | 0 | 0 | 0 | 0 | 0 | 0 | 0 | 0 | 0 | 0 | 0 | 0 | 0 | 0 | 12
NO |  | 202 | 2012 | 0 | 6 | 6 |  | W. Terminal | E. Terminal | 230 | 230 | Submarine | 3.7 | 0 | 1 |  | 0 | 0 | 0 | 0 | 0 | 0 | 0 | 0 | 0 | 0 | 0 | 0 | 0 | 0 | 0 | 0 | 0 | 0 | 0 | 0 | 0 | 0 | 0 | 12
NO |  | 202 | 2012 | 0 | 7 | 7 |  | E. Terminal | Fossil Creek | 230 | 230 | Tower | 7.01 | 0 | 1 |  | 0 | 0 | 0 | 0 | 0 | 0 | 0 | 0 | 0 | 0 | 0 | 0 | 0 | 0 | 0 | 0 | 0 | 0 | 0 | 0 | 0 | 0 | 0 | 12
NO |  | 202 | 2012 | 0 | 8 | 8 |  | Fossil Creek | ML&P Plant 2 | 230 | 230 | Steel Pole | 5.47 | 0 | 2 |  | 0 | 0 | 0 | 0 | 0 | 0 | 0 | 0 | 0 | 0 | 0 | 0 | 0 | 0 | 0 | 0 | 0 | 0 | 0 | 0 | 0 | 0 | 0 | 12
NO |  | 202 | 2012 | 0 | 9 | 9 |  | ML&P Plant 2 | University | 230 | 230 | Steel Pole | 6.25 | 0 | 2 |  | 0 | 0 | 0 | 0 | 0 | 0 | 0 | 0 | 0 | 0 | 0 | 0 | 0 | 0 | 0 | 0 | 0 | 0 | 0 | 0 | 0 | 0 | 0 | 12
NO |  | 202 | 2012 | 0 | 10 | 10 |  | Point MacKenzie | Point Woronzof | 138 | 138 | Submarine | 7.4 | 0 | 1 |  | 0 | 0 | 0 | 0 | 0 | 0 | 0 | 0 | 0 | 0 | 0 | 0 | 0 | 0 | 0 | 0 | 0 | 0 | 0 | 0 | 0 | 0 | 0 | 12
NO |  | 202 | 2012 | 0 | 11 | 11 |  | Point Woronzof | Airport East | 138 | 138 | DB Cable | 1.89 | 0 | 1 |  | 0 | 0 | 0 | 0 | 0 | 0 | 0 | 0 | 0 | 0 | 0 | 0 | 0 | 0 | 0 | 0 | 0 | 0 | 0 | 0 | 0 | 0 | 0 | 12
NO |  | 202 | 2012 | 0 | 12 | 12 |  | Airport East | International | 138 | 138 | Wood Pole | 0.72 | 0 | 2 |  | 0 | 0 | 0 | 0 | 0 | 0 | 0 | 0 | 0 | 0 | 0 | 0 | 0 | 0 | 0 | 0 | 0 | 0 | 0 | 0 | 0 | 0 | 0 | 12
NO |  | 202 | 2012 | 0 | 13 | 13 |  |  |  | 138 | 138 |  | 0 | 0.72 | 0 |  | 0 | 0 | 0 | 0 | 0 | 0 | 0 | 0 | 0 | 0 | 0 | 0 | 0 | 0 | 0 | 0 | 0 | 0 | 0 | 0 | 0 | 0 | 0 | 12
NO |  | 202 | 2012 | 0 | 14 | 14 |  |  |  | 138 | 138 | H Frame | 0.63 | 0 | 1 |  | 0 | 0 | 0 | 0 | 0 | 0 | 0 | 0 | 0 | 0 | 0 | 0 | 0 | 0 | 0 | 0 | 0 | 0 | 0 | 0 | 0 | 0 | 0 | 12
NO |  | 202 | 2012 | 0 | 15 | 15 |  |  |  | 138 | 138 | H Frame | 0.63 | 0 | 1 |  | 0 | 0 | 0 | 0 | 0 | 0 | 0 | 0 | 0 | 0 | 0 | 0 | 0 | 0 | 0 | 0 | 0 | 0 | 0 | 0 | 0 | 0 | 0 | 12
NO |  | 202 | 2012 | 0 | 16 | 16 |  |  |  | 138 | 138 | Wood Pole | 3.53 | 0 | 1 |  | 0 | 0 | 0 | 0 | 0 | 0 | 0 | 0 | 0 | 0 | 0 | 0 | 0 | 0 | 0 | 0 | 0 | 0 | 0 | 0 | 0 | 0 | 0 | 12
NO |  | 202 | 2012 | 0 | 17 | 17 |  | Northwood | International | 34.5 | 138 |  | 0 | 0.64 | 1 |  | 0 | 0 | 0 | 0 | 0 | 0 | 0 | 0 | 0 | 0 | 0 | 0 | 0 | 0 | 0 | 0 | 0 | 0 | 0 | 0 | 0 | 0 | 0 | 12
NO |  | 202 | 2012 | 0 | 18 | 18 |  |  |  | 138 | 138 | Wood Pole | 4.02 | 0 | 3 |  | 0 | 0 | 0 | 0 | 0 | 0 | 0 | 0 | 0 | 0 | 0 | 0 | 0 | 0 | 0 | 0 | 0 | 0 | 0 | 0 | 0 | 0 | 0 | 12
NO |  | 202 | 2012 | 0 | 19 | 19 |  | 36th | International | 34.5 | 34.5 |  | 0 | 2 | 0 |  | 0 | 0 | 0 | 0 | 0 | 0 | 0 | 0 | 0 | 0 | 0 | 0 | 0 | 0 | 0 | 0 | 0 | 0 | 0 | 0 | 0 | 0 | 0 | 12
NO |  | 202 | 2012 | 0 | 20 | 20 |  |  |  | 34.5 | 34.5 |  | 0 | 2 | 0 |  | 0 | 0 | 0 | 0 | 0 | 0 | 0 | 0 | 0 | 0 | 0 | 0 | 0 | 0 | 0 | 0 | 0 | 0 | 0 | 0 | 0 | 0 | 0 | 12
NO |  | 202 | 2012 | 0 | 21 | 21 |  | IGT Substation | Old Seward | 138 | 138 | Wood Pole | 1.35 | 0 | 3 |  | 0 | 0 | 0 | 0 | 0 | 0 | 0 | 0 | 0 | 0 | 0 | 0 | 0 | 0 | 0 | 0 | 0 | 0 | 0 | 0 | 0 | 0 | 0 | 12
NO |  | 202 | 2012 | 0 | 22 | 22 |  |  |  | 34.5 | 34.5 |  | 0 | 1.5 | 0 |  | 0 | 0 | 0 | 0 | 0 | 0 | 0 | 0 | 0 | 0 | 0 | 0 | 0 | 0 | 0 | 0 | 0 | 0 | 0 | 0 | 0 | 0 | 0 | 12
NO |  | 202 | 2012 | 0 | 23 | 23 |  |  |  | 34.5 | 34.5 |  | 0 | 1.5 | 0 |  | 0 | 0 | 0 | 0 | 0 | 0 | 0 | 0 | 0 | 0 | 0 | 0 | 0 | 0 | 0 | 0 | 0 | 0 | 0 | 0 | 0 | 0 | 0 | 12
NO |  | 202 | 2012 | 0 | 24 | 24 |  | Old Seward | Lake Otis | 138 | 138 | Wood Pole | 1 | 0 | 2 |  | 0 | 0 | 0 | 0 | 0 | 0 | 0 | 0 | 0 | 0 | 0 | 0 | 0 | 0 | 0 | 0 | 0 | 0 | 0 | 0 | 0 | 0 | 0 | 12
NO |  | 202 | 2012 | 0 | 25 | 25 |  |  |  | 34.5 | 34.5 |  | 0 | 1 | 0 |  | 0 | 0 | 0 | 0 | 0 | 0 | 0 | 0 | 0 | 0 | 0 | 0 | 0 | 0 | 0 | 0 | 0 | 0 | 0 | 0 | 0 | 0 | 0 | 12
NO |  | 202 | 2012 | 0 | 26 | 26 |  | Lake Otis | Dowling | 138 | 138 | H Frame | 1 | 0 | 1 |  | 0 | 0 | 0 | 0 | 0 | 0 | 0 | 0 | 0 | 0 | 0 | 0 | 0 | 0 | 0 | 0 | 0 | 0 | 0 | 0 | 0 | 0 | 0 | 12
NO |  | 202 | 2012 | 0 | 27 | 27 |  | International | Tudor | 0 | 115 | Wood Pole | 1.5 | 0 | 1 |  | 0 | 0 | 0 | 0 | 0 | 0 | 0 | 0 | 0 | 0 | 0 | 0 | 0 | 0 | 0 | 0 | 0 | 0 | 0 | 0 | 0 | 0 | 0 | 12
NO |  | 202 | 2012 | 0 | 28 | 28 |  | APA | University | 115 | 115 | H Frame | 1 | 0 | 1 |  | 0 | 0 | 0 | 0 | 0 | 0 | 0 | 0 | 0 | 0 | 0 | 0 | 0 | 0 | 0 | 0 | 0 | 0 | 0 | 0 | 0 | 0 | 0 | 12
NO |  | 202 | 2012 | 0 | 29 | 29 |  | University | Fort Richardson | 115 | 230 | Steel Pole | 0 | 3.6 | 0 |  | 0 | 0 | 0 | 0 | 0 | 0 | 0 | 0 | 0 | 0 | 0 | 0 | 0 | 0 | 0 | 0 | 0 | 0 | 0 | 0 | 0 | 0 | 0 | 12
NO |  | 202 | 2012 | 0 | 30 | 30 |  | Fort Richardson | Bird Point | 115 | 115 | H Frame | 23.9 | 0 | 1 |  | 0 | 0 | 0 | 0 | 0 | 0 | 0 | 0 | 0 | 0 | 0 | 0 | 0 | 0 | 0 | 0 | 0 | 0 | 0 | 0 | 0 | 0 | 0 | 12
NO |  | 202 | 2012 | 0 | 31 | 31 |  | Bird Point | Girdwood | 115 | 115 | Steel Structue | 5 | 0 | 1 |  | 0 | 0 | 0 | 0 | 0 | 0 | 0 | 0 | 0 | 0 | 0 | 0 | 0 | 0 | 0 | 0 | 0 | 0 | 0 | 0 | 0 | 0 | 0 | 12
NO |  | 202 | 2012 | 0 | 32 | 32 |  | Girdwood | Ingram Creek | 115 | 138 | H Frame | 16.2 | 0 | 1 |  | 0 | 0 | 0 | 0 | 0 | 0 | 0 | 0 | 0 | 0 | 0 | 0 | 0 | 0 | 0 | 0 | 0 | 0 | 0 | 0 | 0 | 0 | 0 | 12
NO |  | 202 | 2012 | 0 | 33 | 33 |  | Ingram Creek | Quartz Creek | 115 | 115 | H Frame | 40.7 | 0 | 1 |  | 0 | 0 | 0 | 0 | 0 | 0 | 0 | 0 | 0 | 0 | 0 | 0 | 0 | 0 | 0 | 0 | 0 | 0 | 0 | 0 | 0 | 0 | 0 | 12
NO |  | 202 | 2012 | 0 | 34 | 34 |  | Cooper Lake | Quartz Creek | 69 | 69 | H Frame | 5.6 | 0 | 1 |  | 0 | 0 | 0 | 0 | 0 | 0 | 0 | 0 | 0 | 0 | 0 | 0 | 0 | 0 | 0 | 0 | 0 | 0 | 0 | 0 | 0 | 0 | 0 | 12
NO |  | 202 | 2012 | 0 | 35 | 35 |  | Quartz Creek | Soldotna | 115 | 115 | Leased Line | 0 | 53.8 | 1 |  | 0 | 0 | 0 | 0 | 0 | 0 | 0 | 0 | 0 | 0 | 0 | 0 | 0 | 0 | 0 | 0 | 0 | 0 | 0 | 0 | 0 | 0 | 0 | 12
NO |  | 202 | 2012 | 1 | 1 | 1 |  | Soldotna | Bernice Lake | 115 | 115 | Leased Line | 0 | 26.11 | 1 |  | 0 | 0 | 0 | 0 | 0 | 0 | 0 | 0 | 0 | 0 | 0 | 0 | 0 | 0 | 0 | 0 | 0 | 0 | 0 | 0 | 0 | 0 | 0 | 12
NO |  | 202 | 2012 | 1 | 2 | 2 |  | Quartz Creek | Soldotna | 69 | 69 | Leased Line | 0 | 51.1 | 1 |  | 0 | 0 | 0 | 0 | 0 | 0 | 0 | 0 | 0 | 0 | 0 | 0 | 0 | 0 | 0 | 0 | 0 | 0 | 0 | 0 | 0 | 0 | 0 | 12
NO |  | 202 | 2012 | 1 | 3 | 3 |  | Campbell SS | Klatt SS | 34.5 | 34.5 | Underground | 0.6 | 0 | 1 |  | 0 | 0 | 0 | 0 | 0 | 0 | 0 | 0 | 0 | 0 | 0 | 0 | 0 | 0 | 0 | 0 | 0 | 0 | 0 | 0 | 0 | 0 | 0 | 12
NO |  | 202 | 2012 | 1 | 4 | 4 |  | Campbell SS | Klatt SS | 34.5 | 138 | Tower | 2.2 | 0 | 1 |  | 0 | 0 | 0 | 0 | 0 | 0 | 0 | 0 | 0 | 0 | 0 | 0 | 0 | 0 | 0 | 0 | 0 | 0 | 0 | 0 | 0 | 0 | 0 | 12
NO |  | 202 | 2012 | 1 | 5 | 5 |  | Elmore | University | 34.5 | 34.5 | Wood Pole | 0.5 | 0 | 1 |  | 0 | 0 | 0 | 0 | 0 | 0 | 0 | 0 | 0 | 0 | 0 | 0 | 0 | 0 | 0 | 0 | 0 | 0 | 0 | 0 | 0 | 0 | 0 | 12
NO |  | 202 | 2012 | 1 | 6 | 6 |  | Dowling | Elmore | 138 | 138 | Wood Pole | 1 | 0 | 3 |  | 0 | 0 | 0 | 0 | 0 | 0 | 0 | 0 | 0 | 0 | 0 | 0 | 0 | 0 | 0 | 0 | 0 | 0 | 0 | 0 | 0 | 0 | 0 | 12
NO |  | 202 | 2012 | 1 | 7 | 7 |  |  |  | 138 | 138 |  | 0 | 1 | 0 |  | 0 | 0 | 0 | 0 | 0 | 0 | 0 | 0 | 0 | 0 | 0 | 0 | 0 | 0 | 0 | 0 | 0 | 0 | 0 | 0 | 0 | 0 | 0 | 12
NO |  | 202 | 2012 | 1 | 8 | 8 |  |  |  | 34.5 | 34.5 |  | 0 | 1 | 0 |  | 0 | 0 | 0 | 0 | 0 | 0 | 0 | 0 | 0 | 0 | 0 | 0 | 0 | 0 | 0 | 0 | 0 | 0 | 0 | 0 | 0 | 0 | 0 | 12
NO |  | 202 | 2012 | 1 | 9 | 9 |  | Elmore | University | 138 | 138 | Wood Pole | 0.5 | 0 | 2 |  | 0 | 0 | 0 | 0 | 0 | 0 | 0 | 0 | 0 | 0 | 0 | 0 | 0 | 0 | 0 | 0 | 0 | 0 | 0 | 0 | 0 | 0 | 0 | 12
NO |  | 202 | 2012 | 1 | 10 | 10 |  |  |  | 138 | 138 |  | 0 | 0.5 | 0 |  | 0 | 0 | 0 | 0 | 0 | 0 | 0 | 0 | 0 | 0 | 0 | 0 | 0 | 0 | 0 | 0 | 0 | 0 | 0 | 0 | 0 | 0 | 0 | 12
NO |  | 202 | 2012 | 1 | 11 | 11 |  | 104th ARRC | Old Seward | 34.5 | 34.5 | Wood Pole | 0.5 | 0 | 1 |  | 0 | 0 | 0 | 0 | 0 | 0 | 0 | 0 | 0 | 0 | 0 | 0 | 0 | 0 | 0 | 0 | 0 | 0 | 0 | 0 | 0 | 0 | 0 | 12
NO |  | 202 | 2012 | 1 | 12 | 12 |  | Huffman | O'Malley Jct. | 34.5 | 138 | Wood Pole | 1 | 0 | 2 |  | 0 | 0 | 0 | 0 | 0 | 0 | 0 | 0 | 0 | 0 | 0 | 0 | 0 | 0 | 0 | 0 | 0 | 0 | 0 | 0 | 0 | 0 | 0 | 12
NO |  | 202 | 2012 | 1 | 13 | 13 |  |  |  | 34.5 | 34.5 |  | 0 | 1 | 0 |  | 0 | 0 | 0 | 0 | 0 | 0 | 0 | 0 | 0 | 0 | 0 | 0 | 0 | 0 | 0 | 0 | 0 | 0 | 0 | 0 | 0 | 0 | 0 | 12
NO |  | 202 | 2012 | 1 | 14 | 14 |  | O'Malley Jct. | Dowling | 138 | 138 | Wood Pole | 3 | 0 | 1 |  | 0 | 0 | 0 | 0 | 0 | 0 | 0 | 0 | 0 | 0 | 0 | 0 | 0 | 0 | 0 | 0 | 0 | 0 | 0 | 0 | 0 | 0 | 0 | 12
NO |  | 202 | 2012 | 1 | 15 | 15 |  | Northwood | Raspberry | 34.5 | 138 | Wood Pole | 2 | 0 | 1 |  | 0 | 0 | 0 | 0 | 0 | 0 | 0 | 0 | 0 | 0 | 0 | 0 | 0 | 0 | 0 | 0 | 0 | 0 | 0 | 0 | 0 | 0 | 0 | 12
NO |  | 202 | 2012 | 1 | 16 | 16 |  | IGT Substation | Airport Substation | 34.5 | 115 | Wood Pole | 1.6 | 0 | 1 |  | 0 | 0 | 0 | 0 | 0 | 0 | 0 | 0 | 0 | 0 | 0 | 0 | 0 | 0 | 0 | 0 | 0 | 0 | 0 | 0 | 0 | 0 | 0 | 12
NO |  | 202 | 2012 | 1 | 17 | 17 |  | Anchorage Bowl | Anchorage Bowl | 34.5 | 34.5 | Wood Pole | 24 | 0 | 1 |  | 0 | 0 | 0 | 0 | 0 | 0 | 0 | 0 | 0 | 0 | 0 | 0 | 0 | 0 | 0 | 0 | 0 | 0 | 0 | 0 | 0 | 0 | 0 | 12
NO |  | 202 | 2012 | 1 | 18 | 18 |  |  |  | 34.5 | 34.5 | Underground | 6.5 | 0.4 | 0 |  | 0 | 0 | 0 | 0 | 0 | 0 | 0 | 0 | 0 | 0 | 0 | 0 | 0 | 0 | 0 | 0 | 0 | 0 | 0 | 0 | 0 | 0 | 0 | 12
NO |  | 202 | 2012 | 1 | 19 | 19 |  | IGT Sub | Retherford | 138 | 138 | Steel | 3 | 0 | 1 |  | 0 | 0 | 0 | 0 | 0 | 0 | 0 | 0 | 0 | 0 | 0 | 0 | 0 | 0 | 0 | 0 | 0 | 0 | 0 | 0 | 0 | 0 | 0 | 12
NO |  | 202 | 2012 | 1 | 21 | 21 |  | Fossil Creek | Eklutna | 115 | 230 | Steel | 22.3 | 22.3 | 2 |  | 0 | 0 | 0 | 0 | 0 | 0 | 0 | 0 | 0 | 0 | 0 | 0 | 0 | 0 | 0 | 0 | 0 | 0 | 0 | 0 | 0 | 0 | 0 | 12
NO |  | 202 | 2012 | 1 | 22 | 22 |  | Eklutna | Palmer Sub | 115 | 115 | Wood Pole | 0 | 13.1 | 1 |  | 0 | 0 | 0 | 0 | 0 | 0 | 0 | 0 | 0 | 0 | 0 | 0 | 0 | 0 | 0 | 0 | 0 | 0 | 0 | 0 | 0 | 0 | 0 | 12
NO |  | 202 | 2012 | 1 | 23 | 23 |  | Anchorage Sub | Baxter Lake Sub | 115 | 230 | Steel | 1.5 | 0 | 2 |  | 0 | 0 | 0 | 0 | 0 | 0 | 0 | 0 | 0 | 0 | 0 | 0 | 0 | 0 | 0 | 0 | 0 | 0 | 0 | 0 | 0 | 0 | 0 | 12
NO |  | 202 | 2012 | 1 | 24 | 24 |  |  |  | 34.5 | 230 |  | 0 | 1.5 | 0 |  | 0 | 0 | 0 | 0 | 0 | 0 | 0 | 0 | 0 | 0 | 0 | 0 | 0 | 0 | 0 | 0 | 0 | 0 | 0 | 0 | 0 | 0 | 0 | 12
NO |  | 202 | 2012 | 1 | 25 | 25 |  | Baxter Lake Sub | MLP, Plant 2 Junction | 115 | 115 | H-Frame | 1 | 0 | 1 |  | 0 | 0 | 0 | 0 | 0 | 0 | 0 | 0 | 0 | 0 | 0 | 0 | 0 | 0 | 0 | 0 | 0 | 0 | 0 | 0 | 0 | 0 | 0 | 12
NO |  | 202 | 2012 | 1 | 27 | 27 |  | Retherford | O'Malley/ARCC | 138 | 138 | Steel | 0.75 | 0 | 1 |  | 0 | 0 | 0 | 0 | 0 | 0 | 0 | 0 | 0 | 0 | 0 | 0 | 0 | 0 | 0 | 0 | 0 | 0 | 0 | 0 | 0 | 0 | 0 | 12
NO |  | 202 | 2012 | 1 | 28 | 28 |  |  |  | 34 | 138 | Steel | 0 | 0.75 | 1 |  | 0 | 0 | 0 | 0 | 0 | 0 | 0 | 0 | 0 | 0 | 0 | 0 | 0 | 0 | 0 | 0 | 0 | 0 | 0 | 0 | 0 | 0 | 0 | 12
NO |  | 202 | 2012 | 1 | 29 | 29 |  |  |  | 34 | 34 | Steel | 0 | 0.75 | 1 |  | 0 | 0 | 0 | 0 | 0 | 0 | 0 | 0 | 0 | 0 | 0 | 0 | 0 | 0 | 0 | 0 | 0 | 0 | 0 | 0 | 0 | 0 | 0 | 12
NO |  | 202 | 2012 | 1 | 30 | 30 |  | ARRC/O'Malley | New Seward | 138 | 138 | Wood | 0.45 | 0 | 1 |  | 0 | 0 | 0 | 0 | 0 | 0 | 0 | 0 | 0 | 0 | 0 | 0 | 0 | 0 | 0 | 0 | 0 | 0 | 0 | 0 | 0 | 0 | 0 | 12
NO |  | 202 | 2012 | 1 | 31 | 31 |  |  |  | 34 | 34 | Wood | 0 | 0.45 | 1 |  | 0 | 0 | 0 | 0 | 0 | 0 | 0 | 0 | 0 | 0 | 0 | 0 | 0 | 0 | 0 | 0 | 0 | 0 | 0 | 0 | 0 | 0 | 0 | 12
NO |  | 202 | 2012 | 1 | 32 | 32 |  | New Seward | O'Malley Junction | 138 | 138 | Wood | 1.75 | 0 | 1 |  | 0 | 0 | 0 | 0 | 0 | 0 | 0 | 0 | 0 | 0 | 0 | 0 | 0 | 0 | 0 | 0 | 0 | 0 | 0 | 0 | 0 | 0 | 0 | 12
NO |  | 202 | 2012 | 1 | 33 | 33 |  |  |  | 34 | 34 | Underground | 0 | 1.75 | 1 |  | 0 | 0 | 0 | 0 | 0 | 0 | 0 | 0 | 0 | 0 | 0 | 0 | 0 | 0 | 0 | 0 | 0 | 0 | 0 | 0 | 0 | 0 | 0 | 12
NO |  | 202 | 2012 | 0 | 36 | 36 |  | TOTAL |  | 0 | 0 |  | 373.34 | 188.47 | 67 |  | 0 | 0 | 0 | 0 | 0 | 0 | 0 | 0 | 0 | 0 | 0 | 0 | 0 | 0 | 0 | 0 | 0 | 0 | 0 | 0 | 0 | 0 | 0 | 12
NO |  | 42 | 2012 | 0 | 1 | 1 |  | COMMONLY OWNED 345 KV |  | 0 | 0 |  | 0 | 0 | 0 |  | 0 | 0 | 0 | 0 | 0 | 0 | 0 | 620420159 | 0 | 0 | 0 | 0 | 0 | 0 | 0 | 0 | 0 | 0 | 0 | 0 | 0 | 0 | 0 | 12
NO |  | 42 | 2012 | 0 | 2 | 2 |  | Beckjord Station | Pierce Sub. A | 354 | 345 | Steel Tower | 0.32 | 0 | 1 | 1414 ACSR | 14534 | 49231 | 63765 | 215503 | 5247 | 0 | 220750 | 0 | 0 | 0 | 0 | 0 | 0 | 0 | 0 | 0 | 0 | 0 | 0 | 0 | 0 | 0 | 0 | 12
NO |  | 42 | 2012 | 0 | 4 | 4 |  | Pierce Sub. | Foster Sub. A | 345 | 345 | Steel Tower | 23.95 | 0 | 2 | 2-1024.5 ACAR | 341950 | 829456 | 1171406 | 0 | 0 | 0 | 0 | 0 | 0 | 0 | 0 | 0 | 0 | 0 | 0 | 0 | 0 | 0 | 0 | 0 | 0 | 0 | 0 | 12
NO |  | 42 | 2012 | 0 | 6 | 6 |  | Greene Sub. | Sugarcreek Sub. J | 345 | 345 | Steel Tower | 1.45 | 0 | 1 | 2-1024.5 ACAR | 0 | 0 | 0 | 0 | 0 | 0 | 0 | 0 | 0 | 0 | 0 | 0 | 0 | 0 | 0 | 0 | 0 | 0 | 0 | 0 | 0 | 0 | 0 | 12
NO |  | 42 | 2012 | 0 | 7 | 7 |  |  | J | 345 | 345 | Steel Pole | 6.85 | 0 | 2 | 2-1024.5 ACAR | 84936 | 369053 | 453989 | 0 | 5152 | 0 | 5152 | 0 | 0 | 0 | 0 | 0 | 0 | 0 | 0 | 0 | 0 | 0 | 0 | 0 | 0 | 0 | 0 | 12
NO |  | 42 | 2012 | 0 | 9 | 9 |  | Greene Sub. | Beatty Sub. A | 345 | 345 | Steel Tower | 39.32 | 0 | 1 | 2-1024.5 ACAR | 0 | 0 | 0 | 0 | 0 | 0 | 0 | 0 | 0 | 0 | 0 | 0 | 0 | 0 | 0 | 0 | 0 | 0 | 0 | 0 | 0 | 0 | 0 | 12
NO |  | 42 | 2012 | 0 | 10 | 10 |  |  | A | 345 | 345 | Wood H-Frame | 0.62 | 0 | 1 | 2-1024.5 ACAR | 0 | 0 | 0 | 0 | 0 | 0 | 0 | 0 | 0 | 0 | 0 | 0 | 0 | 0 | 0 | 0 | 0 | 0 | 0 | 0 | 0 | 0 | 0 | 12
NO |  | 42 | 2012 | 0 | 11 | 11 |  |  | A | 345 | 345 | Steel Tower | 3.64 | 0 | 2 | 2-1024.5 ACAR | 0 | 0 | 0 | 0 | 0 | 0 | 0 | 0 | 0 | 0 | 0 | 0 | 0 | 0 | 0 | 0 | 0 | 0 | 0 | 0 | 0 | 0 | 0 | 12
NO |  | 42 | 2012 | 0 | 12 | 12 |  |  | A | 345 | 345 | Steel Tower | 5.42 | 0 | 1 | 2-1024.5 ACAR | 407287 | 1354258 | 1761545 | 29385 | 22081 | 0 | 51466 | 0 | 0 | 0 | 0 | 0 | 0 | 0 | 0 | 0 | 0 | 0 | 0 | 0 | 0 | 0 | 0 | 12
NO |  | 42 | 2012 | 0 | 14 | 14 |  | Marquis Sub. | Bixby Sub. A | 345 | 345 | Steel Tower | 45.86 | 0 | 1 | 2-983.1 ACAR | 0 | 0 | 0 | 0 | 0 | 0 | 0 | 0 | 0 | 0 | 0 | 0 | 0 | 0 | 0 | 0 | 0 | 0 | 0 | 0 | 0 | 0 | 0 | 12
NO |  | 42 | 2012 | 0 | 15 | 15 |  |  | B | 345 | 345 | Steel Tower | 17.3 | 0 | 1 | 2-954 ACSR | 0 | 0 | 0 | 0 | 0 | 0 | 0 | 0 | 0 | 0 | 0 | 0 | 0 | 0 | 0 | 0 | 0 | 0 | 0 | 0 | 0 | 0 | 0 | 12
NO |  | 42 | 2012 | 0 | 16 | 16 |  |  | B | 345 | 345 | Steel Tower | 0 | 8.52 | 0 | 2-954 ACSR | 437658 | 1936845 | 2374503 | 0 | 4469 | 0 | 4469 | 0 | 0 | 0 | 0 | 0 | 0 | 0 | 0 | 0 | 0 | 0 | 0 | 0 | 0 | 0 | 0 | 12
NO |  | 42 | 2012 | 0 | 18 | 18 |  | Stuart Sub. | Clinton Sub. A | 345 | 345 | Steel Tower | 0.06 | 0 | 2 | 2-1024.5 ACAR | 0 | 0 | 0 | 0 | 0 | 0 | 0 | 0 | 0 | 0 | 0 | 0 | 0 | 0 | 0 | 0 | 0 | 0 | 0 | 0 | 0 | 0 | 0 | 12
NO |  | 42 | 2012 | 0 | 19 | 19 |  |  | A | 345 | 345 | Steel Tower | 54.04 | 0 | 1 | 2-1024.5 ACAR | 0 | 0 | 0 | 0 | 0 | 0 | 0 | 0 | 0 | 0 | 0 | 0 | 0 | 0 | 0 | 0 | 0 | 0 | 0 | 0 | 0 | 0 | 0 | 12
NO |  | 42 | 2012 | 0 | 20 | 20 |  | Clinton Sub. | Greene Sub. A | 345 | 345 | Steel Tower | 22.26 | 0 | 1 | 2-1024.5 ACAR | 0 | 0 | 0 | 0 | 0 | 0 | 0 | 0 | 0 | 0 | 0 | 0 | 0 | 0 | 0 | 0 | 0 | 0 | 0 | 0 | 0 | 0 | 0 | 12
NO |  | 42 | 2012 | 0 | 21 | 21 |  |  | A | 345 | 345 | Wood H-Frame | 0.58 | 0 | 1 | 2-1024.5 ACAR | 0 | 0 | 0 | 0 | 0 | 0 | 0 | 0 | 0 | 0 | 0 | 0 | 0 | 0 | 0 | 0 | 0 | 0 | 0 | 0 | 0 | 0 | 0 | 12
NO |  | 42 | 2012 | 0 | 22 | 22 |  |  | A | 345 | 345 | Steel Tower | 2.18 | 0 | 1 | 2-1024.5 ACAR | 0 | 0 | 0 | 0 | 0 | 0 | 0 | 0 | 0 | 0 | 0 | 0 | 0 | 0 | 0 | 0 | 0 | 0 | 0 | 0 | 0 | 0 | 0 | 12
NO |  | 42 | 2012 | 0 | 23 | 23 |  |  | J | 345 | 345 | Steel Tower | 1.16 | 0 | 2 | 2-1024.5 ACAR | 0 | 0 | 0 | 0 | 0 | 0 | 0 | 0 | 0 | 0 | 0 | 0 | 0 | 0 | 0 | 0 | 0 | 0 | 0 | 0 | 0 | 0 | 0 | 12
NO |  | 42 | 2012 | 0 | 24 | 24 |  |  | J | 345 | 345 | Steel Tower | 0.1 | 0 | 2 | 2-1024.5 ACAR | 469103 | 2351775 | 2820878 | 0 | 143243 | 0 | 143243 | 0 | 0 | 0 | 0 | 0 | 0 | 0 | 0 | 0 | 0 | 0 | 0 | 0 | 0 | 0 | 0 | 12
NO |  | 42 | 2012 | 0 | 26 | 26 |  | Stuart Sub. | Killen Tie West A | 345 | 345 | Steel Tower | 13.13 | 0 | 1 | 2-983.1 ACAR | 0 | 0 | 0 | 0 | 0 | 0 | 0 | 0 | 0 | 0 | 0 | 0 | 0 | 0 | 0 | 0 | 0 | 0 | 0 | 0 | 0 | 0 | 0 | 12
NO |  | 42 | 2012 | 0 | 27 | 27 |  | Killen Tie East | Marquis Sub. A | 345 | 345 | Steel Tower | 3.9 | 0 | 1 | 2-983.1 ACAR | 0 | 0 | 0 | 0 | 0 | 0 | 0 | 0 | 0 | 0 | 0 | 0 | 0 | 0 | 0 | 0 | 0 | 0 | 0 | 0 | 0 | 0 | 0 | 12
NO |  | 42 | 2012 | 0 | 28 | 28 |  |  | A | 345 | 345 | Steel Tower | 28.11 | 0 | 1 | 2-983.1 ACAR | 110254 | 1664101 | 1774355 | 0 | 5401 | 0 | 5401 | 0 | 0 | 0 | 0 | 0 | 0 | 0 | 0 | 0 | 0 | 0 | 0 | 0 | 0 | 0 | 0 | 12
NO |  | 42 | 2012 | 0 | 30 | 30 |  | Stuart Sub. | Foster Sub. A | 345 | 345 | Steel Tower | 0.59 | 0 | 1 | 2-1024 ACAR | 0 | 0 | 0 | 0 | 0 | 0 | 0 | 0 | 0 | 0 | 0 | 0 | 0 | 0 | 0 | 0 | 0 | 0 | 0 | 0 | 0 | 0 | 0 | 12
NO |  | 42 | 2012 | 0 | 31 | 31 |  |  | A | 345 | 345 | Steel Tower | 55.18 | 0 | 1 | 2-1024 ACAR | 0 | 0 | 0 | 0 | 0 | 0 | 0 | 0 | 0 | 0 | 0 | 0 | 0 | 0 | 0 | 0 | 0 | 0 | 0 | 0 | 0 | 0 | 0 | 12
NO |  | 42 | 2012 | 0 | 32 | 32 |  |  | J | 345 | 345 | Steel Tower | 1.4 | 0 | 2 | 2-1024 ACAR | 0 | 0 | 0 | 0 | 0 | 0 | 0 | 0 | 0 | 0 | 0 | 0 | 0 | 0 | 0 | 0 | 0 | 0 | 0 | 0 | 0 | 0 | 0 | 12
NO |  | 42 | 2012 | 0 | 33 | 33 |  |  | J | 345 | 345 | Steel H-Frame | 0 | 1.57 | 3 | 2-1024 ACAR | 0 | 0 | 0 | 0 | 0 | 0 | 0 | 0 | 0 | 0 | 0 | 0 | 0 | 0 | 0 | 0 | 0 | 0 | 0 | 0 | 0 | 0 | 0 | 12
NO |  | 42 | 2012 | 0 | 34 | 34 |  |  | J | 345 | 345 | Steel Pole | 0.23 | 0 | 1 | 2-1024 ACAR | 380541 | 1599101 | 1979642 | 49021 | 326828 | 0 | 375849 | 0 | 0 | 0 | 0 | 0 | 0 | 0 | 0 | 0 | 0 | 0 | 0 | 0 | 0 | 0 | 0 | 12
NO |  | 42 | 2012 | 1 | 1 | 1 |  | COMMONLY OWNED 345 KV |  | 0 | 0 |  | 0 | 0 | 0 |  | 0 | 0 | 0 | 0 | 0 | 0 | 0 | 0 | 0 | 0 | 0 | 0 | 0 | 0 | 0 | 0 | 0 | 0 | 0 | 0 | 0 | 0 | 0 | 12
NO |  | 42 | 2012 | 1 | 2 | 2 |  | Sugarcreek Sub. | Foster Sub. J | 345 | 345 | Steel Pole | 24.11 | 0 | 2 | 2-1024.5 ACAR | 0 | 0 | 0 | 0 | 0 | 0 | 0 | 0 | 0 | 0 | 0 | 0 | 0 | 0 | 0 | 0 | 0 | 0 | 0 | 0 | 0 | 0 | 0 | 12
NO |  | 42 | 2012 | 1 | 3 | 3 |  |  | J | 345 | 345 | Steel Tower | 0.23 | 0 | 2 | 2-1024.5 ACAR | 0 | 0 | 0 | 0 | 0 | 0 | 0 | 0 | 0 | 0 | 0 | 0 | 0 | 0 | 0 | 0 | 0 | 0 | 0 | 0 | 0 | 0 | 0 | 12
NO |  | 42 | 2012 | 1 | 4 | 4 |  |  | J | 345 | 345 | Steel H-Frame | 1.57 | 0 | 3 | 2-1024.5 ACAR | 0 | 0 | 0 | 0 | 0 | 0 | 0 | 0 | 0 | 0 | 0 | 0 | 0 | 0 | 0 | 0 | 0 | 0 | 0 | 0 | 0 | 0 | 0 | 12
NO |  | 42 | 2012 | 1 | 5 | 5 |  |  | J | 345 | 345 | Steel Pole | 1.4 | 0 | 1 | 2-1024.5 ACAR | 423046 | 1111608 | 1534654 | 0 | 9326 | 0 | 9326 | 0 | 0 | 0 | 0 | 0 | 0 | 0 | 0 | 0 | 0 | 0 | 0 | 0 | 0 | 0 | 0 | 12
NO |  | 42 | 2012 | 1 | 7 | 7 |  | Beatty Sub. | Bixby Sub. B | 345 | 345 | Steel Tower | 4.69 | 0 | 1 | 2-954 ACSR | 0 | 0 | 0 | 0 | 0 | 0 | 0 | 0 | 0 | 0 | 0 | 0 | 0 | 0 | 0 | 0 | 0 | 0 | 0 | 0 | 0 | 0 | 0 | 12
NO |  | 42 | 2012 | 1 | 8 | 8 |  |  | B | 345 | 345 | Steel Tower | 8.52 | 0 | 2 | 2-954 ACSR | 238833 | 831698 | 1070531 | 0 | 2500 | 0 | 2500 | 0 | 0 | 0 | 0 | 0 | 0 | 0 | 0 | 0 | 0 | 0 | 0 | 0 | 0 | 0 | 0 | 12
NO |  | 42 | 2012 | 1 | 10 | 10 |  | Bixby Sub. | Point N (Kirk) K | 345 | 345 | Steel Tower | 14.81 | 0 | 2 | 2-954 ACSR | 0 | 0 | 0 | 0 | 0 | 0 | 0 | 0 | 0 | 0 | 0 | 0 | 0 | 0 | 0 | 0 | 0 | 0 | 0 | 0 | 0 | 0 | 0 | 12
NO |  | 42 | 2012 | 1 | 11 | 11 |  | Kirk Sub. | Corridor Sub. K | 345 | 345 | Wood H-Frame | 18.38 | 0 | 1 | 2-954 ACSR | 287711 | 971637 | 1259348 | 0 | 352 | 0 | 352 | 0 | 0 | 0 | 0 | 0 | 0 | 0 | 0 | 0 | 0 | 0 | 0 | 0 | 0 | 0 | 0 | 12
NO |  | 42 | 2012 | 1 | 13 | 13 |  | Stuart Sub. | Spurlock Tap A | 345 | 345 | Steel Tower | 7.62 | 0 | 1 | 2-954 ACSR | 0 | 0 | 0 | 0 | 0 | 0 | 0 | 0 | 0 | 0 | 0 | 0 | 0 | 0 | 0 | 0 | 0 | 0 | 0 | 0 | 0 | 0 | 0 | 12
NO |  | 42 | 2012 | 1 | 14 | 14 |  | Spurlock Tap | Zimmer Sta. A | 345 | 345 | Steel Tower | 27.51 | 0 | 1 | 2-954 ACSR | 0 | 0 | 0 | 0 | 0 | 0 | 0 | 0 | 0 | 0 | 0 | 0 | 0 | 0 | 0 | 0 | 0 | 0 | 0 | 0 | 0 | 0 | 0 | 12
NO |  | 42 | 2012 | 1 | 15 | 15 |  |  | E | 345 | 345 | Steel Tower | 0.78 | 0 | 2 | 2-954 ACSR | 262436 | 1445273 | 1707709 | 68361 | 15480 | 0 | 83841 | 0 | 0 | 0 | 0 | 0 | 0 | 0 | 0 | 0 | 0 | 0 | 0 | 0 | 0 | 0 | 0 | 12
NO |  | 42 | 2012 | 1 | 17 | 17 |  | Zimmer Sta. | Foster Jct. E | 345 | 345 | Steel Tower | 0 | 0.28 | 0 | 2-954 ACSR | 0 | 0 | 0 | 0 | 0 | 0 | 0 | 0 | 0 | 0 | 0 | 0 | 0 | 0 | 0 | 0 | 0 | 0 | 0 | 0 | 0 | 0 | 0 | 12
NO |  | 42 | 2012 | 1 | 18 | 18 |  |  | E | 345 | 345 | Steel Tower | 0 | 0.23 | 0 | 2-954 ACSR | 0 | 0 | 0 | 0 | 0 | 0 | 0 | 0 | 0 | 0 | 0 | 0 | 0 | 0 | 0 | 0 | 0 | 0 | 0 | 0 | 0 | 0 | 0 | 12
NO |  | 42 | 2012 | 1 | 19 | 19 |  |  | E | 345 | 345 | Steel Tower | 0 | 0.8 | 0 | 2-954 ACSR | 0 | 0 | 0 | 0 | 0 | 0 | 0 | 0 | 0 | 0 | 0 | 0 | 0 | 0 | 0 | 0 | 0 | 0 | 0 | 0 | 0 | 0 | 0 | 12
NO |  | 42 | 2012 | 1 | 20 | 20 |  |  | A | 345 | 345 | Steel Tower | 9.52 | 0 | 1 | 2-954 ACSR | 0 | 0 | 0 | 0 | 0 | 0 | 0 | 0 | 0 | 0 | 0 | 0 | 0 | 0 | 0 | 0 | 0 | 0 | 0 | 0 | 0 | 0 | 0 | 12
NO |  | 42 | 2012 | 1 | 21 | 21 |  |  | E | 345 | 345 | Steel Tower | 0 | 23.38 | 0 | 2-1024.5 ACAR | 0 | 0 | 0 | 0 | 0 | 0 | 0 | 0 | 0 | 0 | 0 | 0 | 0 | 0 | 0 | 0 | 0 | 0 | 0 | 0 | 0 | 0 | 0 | 12
NO |  | 42 | 2012 | 1 | 22 | 22 |  | Foster Jct. | Port Union Sub. E | 345 | 345 | Steel Tower | 11.7 | 0 | 2 | 2-954 ACSR | 445514 | 1785609 | 2231123 | 107305 | 13633 | 0 | 120938 | 0 | 0 | 0 | 0 | 0 | 0 | 0 | 0 | 0 | 0 | 0 | 0 | 0 | 0 | 0 | 0 | 12
NO |  | 42 | 2012 | 1 | 24 | 24 |  | Zimmer Sta. | Silver Grove Sub. E | 345 | 345 | Steel Tower | 13.55 | 0 | 1 | 2-1113 ACSR | 0 | 0 | 0 | 0 | 0 | 0 | 0 | 0 | 0 | 0 | 0 | 0 | 0 | 0 | 0 | 0 | 0 | 0 | 0 | 0 | 0 | 0 | 0 | 12
NO |  | 42 | 2012 | 1 | 25 | 25 |  |  | E | 345 | 345 | Steel Tower | 2.01 | 0 | 2 | 2-1113 ACSR | 536138 | 8367091 | 8903229 | 46069 | 19882 | 0 | 65951 | 0 | 0 | 0 | 0 | 0 | 0 | 0 | 0 | 0 | 0 | 0 | 0 | 0 | 0 | 0 | 0 | 12
NO |  | 42 | 2012 | 1 | 27 | 27 |  | Silver Grove Sub. | Red Bank Sub. E | 345 | 345 | Steel Tower | 0 | 2.01 | 0 | 2-1113 ACSR | 0 | 0 | 0 | 0 | 0 | 0 | 0 | 0 | 0 | 0 | 0 | 0 | 0 | 0 | 0 | 0 | 0 | 0 | 0 | 0 | 0 | 0 | 0 | 12
NO |  | 42 | 2012 | 1 | 28 | 28 |  |  | E | 345 | 345 | Steel Tower | 17.01 | 0 | 2 | 2-954 ACSR | 0 | 0 | 0 | 0 | 0 | 0 | 0 | 0 | 0 | 0 | 0 | 0 | 0 | 0 | 0 | 0 | 0 | 0 | 0 | 0 | 0 | 0 | 0 | 12
NO |  | 42 | 2012 | 1 | 29 | 29 |  | Red Bank Sub | Terminal Sub. E | 345 | 345 | Steel Tower | 6.65 | 0 | 2 | 2-954 ACSR | 0 | 0 | 0 | 0 | 0 | 0 | 0 | 0 | 0 | 0 | 0 | 0 | 0 | 0 | 0 | 0 | 0 | 0 | 0 | 0 | 0 | 0 | 0 | 12
NO |  | 42 | 2012 | 1 | 30 | 30 |  | Stuart Sub. | Atlanta Sub. B | 345 | 345 | Steel Tower | 0 | 0.06 | 2 | 2-954 ACSR | 0 | 0 | 0 | 0 | 0 | 0 | 0 | 0 | 0 | 0 | 0 | 0 | 0 | 0 | 0 | 0 | 0 | 0 | 0 | 0 | 0 | 0 | 0 | 12
NO |  | 42 | 2012 | 1 | 31 | 31 |  |  | B | 345 | 345 | Steel Tower | 70.14 | 0 | 1 | 2-954 ACSR | 106955 | 563057 | 670012 | 57317 | 0 | 0 | 57317 | 0 | 0 | 0 | 0 | 0 | 0 | 0 | 0 | 0 | 0 | 0 | 0 | 0 | 0 | 0 | 0 | 12
NO |  | 42 | 2012 | 2 | 1 | 1 |  | COMMONLY OWNED 345 KV |  | 0 | 0 |  | 0 | 0 | 0 |  | 0 | 0 | 0 | 0 | 0 | 0 | 0 | 0 | 0 | 0 | 0 | 0 | 0 | 0 | 0 | 0 | 0 | 0 | 0 | 0 | 0 | 0 | 0 | 12
NO |  | 42 | 2012 | 2 | 2 | 2 |  | Atlanta Sub. | Adkins Sub. A | 345 | 345 | Steel Tower | 4.8 | 0 | 1 | 2-983.1 ACAR | 0 | 0 | 0 | 0 | 0 | 0 | 0 | 0 | 0 | 0 | 0 | 0 | 0 | 0 | 0 | 0 | 0 | 0 | 0 | 0 | 0 | 0 | 0 | 12
NO |  | 42 | 2012 | 2 | 3 | 3 |  |  | A | 345 | 345 | Steel Tower | 5.94 | 0 | 1 | 2-983.1 ACAR | 0 | 0 | 0 | 0 | 0 | 0 | 0 | 0 | 0 | 0 | 0 | 0 | 0 | 0 | 0 | 0 | 0 | 0 | 0 | 0 | 0 | 0 | 0 | 12
NO |  | 42 | 2012 | 2 | 4 | 4 |  | Adkins Sub. | Beatty Sub. A | 345 | 345 | Steel Tower | 9.26 | 0 | 1 | 2-983.1 ACAR | 0 | 0 | 0 | 0 | 0 | 0 | 0 | 0 | 0 | 0 | 0 | 0 | 0 | 0 | 0 | 0 | 0 | 0 | 0 | 0 | 0 | 0 | 0 | 12
NO |  | 42 | 2012 | 2 | 5 | 5 |  |  | A | 345 | 345 | Steel Tower | 0 | 3.54 | 0 | 2-983.1 ACAR | 0 | 0 | 0 | 0 | 0 | 0 | 0 | 0 | 0 | 0 | 0 | 0 | 0 | 0 | 0 | 0 | 0 | 0 | 0 | 0 | 0 | 0 | 0 | 12
NO |  | 42 | 2012 | 2 | 6 | 6 |  |  | A | 345 | 345 | Steel Tower | 0.16 | 0 | 1 | 2-983.1 ACAR | 679517 | 2136954 | 2816471 | 0 | 1168 | 0 | 1168 | 0 | 0 | 0 | 0 | 0 | 0 | 0 | 0 | 0 | 0 | 0 | 0 | 0 | 0 | 0 | 0 | 12
NO |  | 42 | 2012 | 2 | 8 | 8 |  | Bixby Sub. | Conesville Sub. B | 345 | 345 | Steel Tower | 0 | 14.87 | 0 | 2-954 ACSR | 0 | 0 | 0 | 0 | 0 | 0 | 0 | 0 | 0 | 0 | 0 | 0 | 0 | 0 | 0 | 0 | 0 | 0 | 0 | 0 | 0 | 0 | 0 | 12
NO |  | 42 | 2012 | 2 | 9 | 9 |  |  | B | 345 | 345 | Wood H-Frame | 50.86 | 0 | 1 | 2-954 ACSR | 360943 | 1607501 | 1968444 | 0 | 16480 | 0 | 16480 | 0 | 0 | 0 | 0 | 0 | 0 | 0 | 0 | 0 | 0 | 0 | 0 | 0 | 0 | 0 | 0 | 12
NO |  | 42 | 2012 | 2 | 11 | 11 |  | Conesville Sub. | Hyatt Sub. C | 345 | 345 | Steel Tower | 56.98 | 0 | 1 | 2-954 ACSR | 0 | 0 | 0 | 0 | 0 | 0 | 0 | 0 | 0 | 0 | 0 | 0 | 0 | 0 | 0 | 0 | 0 | 0 | 0 | 0 | 0 | 0 | 0 | 12
NO |  | 42 | 2012 | 2 | 12 | 12 |  |  | D | 345 | 345 | Steel Tower | 9.09 | 0 | 2 | 2-954 ACSR | 0 | 0 | 0 | 0 | 0 | 0 | 0 | 0 | 0 | 0 | 0 | 0 | 0 | 0 | 0 | 0 | 0 | 0 | 0 | 0 | 0 | 0 | 0 | 12
NO |  | 42 | 2012 | 2 | 13 | 13 |  |  | D | 345 | 345 | Steel Pole | 1.78 | 0 | 2 | 2-954 ACSR | 0 | 0 | 0 | 0 | 0 | 0 | 0 | 0 | 0 | 0 | 0 | 0 | 0 | 0 | 0 | 0 | 0 | 0 | 0 | 0 | 0 | 0 | 0 | 12
NO |  | 42 | 2012 | 2 | 14 | 14 |  |  | D | 345 | 345 | Wood H-Frame | 0.48 | 0 | 2 | 2-954 ACSR | 446864 | 1709315 | 2156179 | 0 | 1242 | 0 | 1242 | 0 | 0 | 0 | 0 | 0 | 0 | 0 | 0 | 0 | 0 | 0 | 0 | 0 | 0 | 0 | 0 | 12
NO |  | 42 | 2012 | 2 | 16 | 16 |  | Seven Mile Tie | Miami Fort Sta. I | 345 | 345 | Steel Tower | 0 | 33.25 | 0 | 2-954 ACSR | 0 | 0 | 0 | 0 | 0 | 0 | 0 | 0 | 0 | 0 | 0 | 0 | 0 | 0 | 0 | 0 | 0 | 0 | 0 | 0 | 0 | 0 | 0 | 12
NO |  | 42 | 2012 | 2 | 17 | 17 |  |  | I | 345 | 345 | Steel Tower | 1.37 | 0 | 1 | 2-954 ACSR | 0 | 0 | 0 | 0 | 0 | 0 | 0 | 0 | 0 | 0 | 0 | 0 | 0 | 0 | 0 | 0 | 0 | 0 | 0 | 0 | 0 | 0 | 0 | 12
NO |  | 42 | 2012 | 2 | 18 | 18 |  | Miami Fort Sta. | Todhunter Sub. I | 345 | 345 | Steel Tower | 33.25 | 0 | 2 | 2-954 ACSR | 0 | 0 | 0 | 0 | 0 | 0 | 0 | 0 | 0 | 0 | 0 | 0 | 0 | 0 | 0 | 0 | 0 | 0 | 0 | 0 | 0 | 0 | 0 | 12
NO |  | 42 | 2012 | 2 | 19 | 19 |  |  | I | 345 | 345 | Steel Tower | 9.57 | 0 | 1 | 2-954 ACSR | 2422347 | 8356519 | 10778866 | 81989 | 129247 | 0 | 211236 | 0 | 0 | 0 | 0 | 0 | 0 | 0 | 0 | 0 | 0 | 0 | 0 | 0 | 0 | 0 | 0 | 12
NO |  | 42 | 2012 | 2 | 21 | 21 |  | Foster | Bath J | 345 | 345 | Steel Tower | 0 | 7.25 | 2 | 2-1024.5 ACAR | 0 | 0 | 0 | 0 | 0 | 0 | 0 | 0 | 0 | 0 | 0 | 0 | 0 | 0 | 0 | 0 | 0 | 0 | 0 | 0 | 0 | 0 | 0 | 12
NO |  | 42 | 2012 | 2 | 22 | 22 |  |  | J | 345 | 345 | Steel Pole | 0 | 30.96 | 2 | 2-1024.5 ACAR | 0 | 0 | 0 | 0 | 0 | 0 | 0 | 0 | 0 | 0 | 0 | 0 | 0 | 0 | 0 | 0 | 0 | 0 | 0 | 0 | 0 | 0 | 0 | 12
NO |  | 42 | 2012 | 2 | 23 | 23 |  |  | J | 345 | 345 | Steel Pole | 0.41 | 0 | 1 | 2-1024.5 ACAR | 0 | 0 | 0 | 0 | 0 | 0 | 0 | 0 | 0 | 0 | 0 | 0 | 0 | 0 | 0 | 0 | 0 | 0 | 0 | 0 | 0 | 0 | 0 | 12
NO |  | 42 | 2012 | 2 | 24 | 24 |  |  | J | 345 | 345 | Steel H-Frame | 0 | 1.57 | 3 | 2-1024.5 ACAR | 0 | 17861060 | 17861060 | 0 | 32628 | 0 | 32628 | 0 | 0 | 0 | 0 | 0 | 0 | 0 | 0 | 0 | 0 | 0 | 0 | 0 | 0 | 0 | 0 | 12
NO |  | 42 | 2012 | 2 | 26 | 26 |  | TOTAL COMMONLY OWNED |  | 0 | 0 |  | 751.8 | 128.29 | 89 |  | 8456567 | 56901142 | 65357709 | 654950 | 754359 | 0 | 1409309 | 0 | 0 | 0 | 0 | 0 | 0 | 0 | 0 | 0 | 0 | 0 | 0 | 0 | 0 | 0 | 0 | 12
NO |  | 42 | 2012 | 2 | 27 | 27 |  | 345 KV FACIL-SEE NOTE (L) |  | 0 | 0 |  | 0 | 0 | 0 |  | 0 | 0 | 0 | 0 | 0 | 0 | 0 | 0 | 0 | 0 | 0 | 0 | 0 | 0 | 0 | 0 | 0 | 0 | 0 | 0 | 0 | 0 | 0 | 12
NO |  | 42 | 2012 | 2 | 29 | 29 |  | WHOLLY OWNED 345 KV |  | 0 | 0 |  | 0 | 0 | 0 |  | 0 | 0 | 0 | 0 | 0 | 0 | 0 | 0 | 0 | 0 | 0 | 0 | 0 | 0 | 0 | 0 | 0 | 0 | 0 | 0 | 0 | 0 | 0 | 12
NO |  | 42 | 2012 | 2 | 30 | 30 |  | Greene Sub. | Sugarcreek Sub. | 345 | 345 | Steel Tower | 2.81 | 0 | 2 | 2-1024.5 ACAR | 0 | 0 | 0 | 0 | 0 | 0 | 0 | 0 | 0 | 0 | 0 | 0 | 0 | 0 | 0 | 0 | 0 | 0 | 0 | 0 | 0 | 0 | 0 | 12
NO |  | 42 | 2012 | 2 | 31 | 31 |  |  |  | 345 | 345 | Steel Pole | 0.36 | 0 | 2 | 2-1024.5 ACAR | 0 | 568167 | 568167 | 0 | 0 | 0 | 0 | 0 | 0 | 0 | 0 | 0 | 0 | 0 | 0 | 0 | 0 | 0 | 0 | 0 | 0 | 0 | 0 | 12
NO |  | 42 | 2012 | 2 | 33 | 33 |  | Sugarcreek Sub. | Foster Sub. | 345 | 345 | Steel Tower | 0 | 2.81 | 0 | 2-1024.5 ACAR | 0 | 0 | 0 | 0 | 0 | 0 | 0 | 0 | 0 | 0 | 0 | 0 | 0 | 0 | 0 | 0 | 0 | 0 | 0 | 0 | 0 | 0 | 0 | 12
NO |  | 42 | 2012 | 2 | 34 | 34 |  |  |  | 345 | 345 | Steel Pole | 0 | 0.36 | 0 | 2-1024.5 ACAR | 0 | 128444 | 128444 | 0 | 0 | 0 | 0 | 0 | 0 | 0 | 0 | 0 | 0 | 0 | 0 | 0 | 0 | 0 | 0 | 0 | 0 | 0 | 0 | 12
NO |  | 42 | 2012 | 3 | 1 | 1 |  | WHOLLY OWNED 345 KV |  | 0 | 0 |  | 0 | 0 | 0 |  | 0 | 0 | 0 | 0 | 0 | 0 | 0 | 0 | 0 | 0 | 0 | 0 | 0 | 0 | 0 | 0 | 0 | 0 | 0 | 0 | 0 | 0 | 0 | 12
NO |  | 42 | 2012 | 3 | 2 | 2 |  | Greene Sub. | Bath Sub. | 345 | 345 | Steel Tower | 4.51 | 0 | 2 | 2-1024.5 ACAR | 0 | 0 | 0 | 0 | 0 | 0 | 0 | 0 | 0 | 0 | 0 | 0 | 0 | 0 | 0 | 0 | 0 | 0 | 0 | 0 | 0 | 0 | 0 | 12
NO |  | 42 | 2012 | 3 | 3 | 3 |  |  |  | 345 | 345 | Steel Pole | 0.06 | 0 | 1 | 2-1024.5 ACAR | 0 | 0 | 0 | 0 | 0 | 0 | 0 | 0 | 0 | 0 | 0 | 0 | 0 | 0 | 0 | 0 | 0 | 0 | 0 | 0 | 0 | 0 | 0 | 12
NO |  | 42 | 2012 | 3 | 4 | 4 |  | Bath Sub. | Miami Sub. | 345 | 345 | Steel Pole | 0.06 | 0 | 1 | 2-1024.5 ACAR | 0 | 0 | 0 | 0 | 0 | 0 | 0 | 0 | 0 | 0 | 0 | 0 | 0 | 0 | 0 | 0 | 0 | 0 | 0 | 0 | 0 | 0 | 0 | 12
NO |  | 42 | 2012 | 3 | 5 | 5 |  |  |  | 345 | 345 | Steel Tower | 20.71 | 0 | 2 | 2-1024.5 ACAR | 996644 | 2555134 | 3551778 | 0 | 24514 | 0 | 24514 | 0 | 0 | 0 | 0 | 0 | 0 | 0 | 0 | 0 | 0 | 0 | 0 | 0 | 0 | 0 | 0 | 12
NO |  | 42 | 2012 | 3 | 7 | 7 |  | Miami Sub. | Shelby Sub. | 345 | 345 | Steel Tower | 7.74 | 0 | 1 | 2-1024.5 ACAR | 0 | 0 | 0 | 0 | 0 | 0 | 0 | 0 | 0 | 0 | 0 | 0 | 0 | 0 | 0 | 0 | 0 | 0 | 0 | 0 | 0 | 0 | 0 | 12
NO |  | 42 | 2012 | 3 | 8 | 8 |  |  |  | 345 | 345 | Steel Tower | 17.54 | 0 | 1 | 2-1024.5 ACAR | 0 | 0 | 0 | 0 | 0 | 0 | 0 | 0 | 0 | 0 | 0 | 0 | 0 | 0 | 0 | 0 | 0 | 0 | 0 | 0 | 0 | 0 | 0 | 12
NO |  | 42 | 2012 | 3 | 9 | 9 |  | Shelby Sub. | Dinsmore Inter-Conn Pt. | 0 | 0 |  | 0 | 0 | 0 |  | 0 | 0 | 0 | 0 | 0 | 0 | 0 | 0 | 0 | 0 | 0 | 0 | 0 | 0 | 0 | 0 | 0 | 0 | 0 | 0 | 0 | 0 | 0 | 12
NO |  | 42 | 2012 | 3 | 10 | 10 |  |  | w/Ohio Power Co. | 345 | 345 | Steel Tower | 9.25 | 0 | 1 | 2-1024.5 ACAR | 812634 | 2773147 | 3585781 | 0 | 7742 | 0 | 7742 | 0 | 0 | 0 | 0 | 0 | 0 | 0 | 0 | 0 | 0 | 0 | 0 | 0 | 0 | 0 | 0 | 12
NO |  | 42 | 2012 | 3 | 12 | 12 |  | Miami Sub. | West Milton Sub. | 345 | 345 | Steel Pole | 0.44 | 0 | 1 | 2-1024.5 ACAR | 0 | 0 | 0 | 0 | 0 | 0 | 0 | 0 | 0 | 0 | 0 | 0 | 0 | 0 | 0 | 0 | 0 | 0 | 0 | 0 | 0 | 0 | 0 | 12
NO |  | 42 | 2012 | 3 | 13 | 13 |  |  |  | 345 | 345 | Steel Pole | 8.4 | 0 | 2 | 2-1024.5 ACAR | 0 | 0 | 0 | 0 | 53474 | 0 | 53474 | 0 | 0 | 0 | 0 | 0 | 0 | 0 | 0 | 0 | 0 | 0 | 0 | 0 | 0 | 0 | 0 | 12
NO |  | 42 | 2012 | 3 | 15 | 15 |  | West Milton Sub. | Seven Mile Tie | 345 | 345 | Steel Pole | 9.81 | 0 | 1 | 2-1024.5 ACAR | 0 | 0 | 0 | 0 | 0 | 0 | 0 | 0 | 0 | 0 | 0 | 0 | 0 | 0 | 0 | 0 | 0 | 0 | 0 | 0 | 0 | 0 | 0 | 12
NO |  | 42 | 2012 | 3 | 16 | 16 |  |  |  | 345 | 345 | Steel Pole | 1.71 | 0 | 1 | 2-1024.5 ACAR | 0 | 0 | 0 | 0 | 0 | 0 | 0 | 0 | 0 | 0 | 0 | 0 | 0 | 0 | 0 | 0 | 0 | 0 | 0 | 0 | 0 | 0 | 0 | 12
NO |  | 42 | 2012 | 3 | 17 | 17 |  |  |  | 345 | 345 | Steel Pole | 4.13 | 0 | 1 | 2-1024.5 ACAR | 0 | 0 | 0 | 0 | 0 | 0 | 0 | 0 | 0 | 0 | 0 | 0 | 0 | 0 | 0 | 0 | 0 | 0 | 0 | 0 | 0 | 0 | 0 | 12
NO |  | 42 | 2012 | 3 | 18 | 18 |  |  |  | 345 | 345 | Steel Pole | 21.7 | 0 | 1 | 2-1024.5 ACAR | 0 | 0 | 0 | 0 | 0 | 0 | 0 | 0 | 0 | 0 | 0 | 0 | 0 | 0 | 0 | 0 | 0 | 0 | 0 | 0 | 0 | 0 | 0 | 12
NO |  | 42 | 2012 | 3 | 19 | 19 |  |  |  | 345 | 345 | Steel Pole | 0.12 | 0 | 1 | 2-1024.5 ACAR | 2641058 | 9923490 | 12564548 | 0 | 0 | 0 | 0 | 0 | 0 | 0 | 0 | 0 | 0 | 0 | 0 | 0 | 0 | 0 | 0 | 0 | 0 | 0 | 0 | 12
NO |  | 42 | 2012 | 3 | 21 | 21 |  | Killen Sub. | Stuart Tie West | 345 | 345 | Steel Tower | 3.52 | 0 | 1 | 2-954 ACSR | 147277 | 3153325 | 3300602 | 0 | 11479 | 0 | 11479 | 0 | 0 | 0 | 0 | 0 | 0 | 0 | 0 | 0 | 0 | 0 | 0 | 0 | 0 | 0 | 0 | 12
NO |  | 42 | 2012 | 3 | 22 | 22 |  |  |  | 345 | 345 | Steel Pole | 2.01 | 0 | 0 | 2-954 ACSR | 0 | 0 | 0 | 0 | 0 | 0 | 0 | 0 | 0 | 0 | 0 | 0 | 0 | 0 | 0 | 0 | 0 | 0 | 0 | 0 | 0 | 0 | 0 | 12
NO |  | 42 | 2012 | 3 | 23 | 23 |  |  | Non-Energized | 0 | 345 | Steel Tower | 2.06 | 0 | 1 | 2-983.1 ACSR | 0 | 0 | 0 | 0 | 0 | 0 | 0 | 0 | 0 | 0 | 0 | 0 | 0 | 0 | 0 | 0 | 0 | 0 | 0 | 0 | 0 | 0 | 0 | 12
NO |  | 42 | 2012 | 3 | 25 | 25 |  | Killen Sub. | Marquis Tie East | 345 | 345 | Steel Tower | 6.04 | 0 | 1 | 2-954 ACSR | 0 | 0 | 0 | 0 | 0 | 0 | 0 | 0 | 0 | 0 | 0 | 0 | 0 | 0 | 0 | 0 | 0 | 0 | 0 | 0 | 0 | 0 | 0 | 12
NO |  | 42 | 2012 | 3 | 26 | 26 |  |  |  | 345 | 345 | Steel H-Frame | 0.42 | 0 | 1 | 2-954 ACSR | 266243 | 2647257 | 2913500 | 0 | 965 | 0 | 965 | 0 | 0 | 0 | 0 | 0 | 0 | 0 | 0 | 0 | 0 | 0 | 0 | 0 | 0 | 0 | 0 | 12
NO |  | 42 | 2012 | 3 | 28 | 28 |  | TOTAL WHOLLY OWNED |  | 0 | 0 |  | 123.4 | 3.17 | 25 |  | 4863856 | 21748964 | 26612820 | 0 | 98174 | 0 | 98174 | 0 | 0 | 0 | 0 | 0 | 0 | 0 | 0 | 0 | 0 | 0 | 0 | 0 | 0 | 0 | 0 | 12
NO |  | 42 | 2012 | 3 | 29 | 29 |  | 345 KV FACIL-SEE NOTE (L) |  | 0 | 0 |  | 0 | 0 | 0 |  | 0 | 0 | 0 | 0 | 0 | 0 | 0 | 0 | 0 | 0 | 0 | 0 | 0 | 0 | 0 | 0 | 0 | 0 | 0 | 0 | 0 | 0 | 0 | 12
NO |  | 42 | 2012 | 3 | 31 | 31 |  | WHOLLY OWNED 138 KV |  | 0 | 0 |  | 0 | 0 | 0 |  | 0 | 0 | 0 | 0 | 0 | 0 | 0 | 0 | 0 | 0 | 0 | 0 | 0 | 0 | 0 | 0 | 0 | 0 | 0 | 0 | 0 | 0 | 0 | 12
NO |  | 42 | 2012 | 3 | 32 | 32 |  | Hutchings Sub. | Trenton Tie (Ohio Power) | 138 | 138 | Wood H-Frame | 2.02 | 0 | 1 | 795 ACSR | 0 | 0 | 0 | 0 | 0 | 0 | 0 | 0 | 0 | 0 | 0 | 0 | 0 | 0 | 0 | 0 | 0 | 0 | 0 | 0 | 0 | 0 | 0 | 12
NO |  | 42 | 2012 | 3 | 33 | 33 |  |  |  | 138 | 138 | Wood Pole | 1.24 | 0 | 1 | 795 ACSR | 0 | 0 | 0 | 0 | 0 | 0 | 0 | 0 | 0 | 0 | 0 | 0 | 0 | 0 | 0 | 0 | 0 | 0 | 0 | 0 | 0 | 0 | 0 | 12
NO |  | 42 | 2012 | 3 | 34 | 34 |  |  |  | 138 | 138 | Steel Tower | 11.39 | 0 | 2 | 795 ACSR | 352374 | 691151 | 1043525 | 0 | 40188 | 0 | 40188 | 0 | 0 | 0 | 0 | 0 | 0 | 0 | 0 | 0 | 0 | 0 | 0 | 0 | 0 | 0 | 0 | 12
NO |  | 42 | 2012 | 4 | 1 | 1 |  | WHOLLY OWNED 138 KV |  | 0 | 0 |  | 0 | 0 | 0 |  | 0 | 0 | 0 | 0 | 0 | 0 | 0 | 0 | 0 | 0 | 0 | 0 | 0 | 0 | 0 | 0 | 0 | 0 | 0 | 0 | 0 | 0 | 0 | 12
NO |  | 42 | 2012 | 4 | 2 | 2 |  | Hutchings Sub. | Hillsboro Tie (Ohio Power) | 138 | 138 | Wood Pole | 0.04 | 0 | 1 | 795 ACSR | 0 | 0 | 0 | 0 | 0 | 0 | 0 | 0 | 0 | 0 | 0 | 0 | 0 | 0 | 0 | 0 | 0 | 0 | 0 | 0 | 0 | 0 | 0 | 12
NO |  | 42 | 2012 | 4 | 3 | 3 |  |  |  | 138 | 138 | Steel Tower | 0.14 | 0 | 1 | 795 ACSR | 0 | 0 | 0 | 0 | 0 | 0 | 0 | 0 | 0 | 0 | 0 | 0 | 0 | 0 | 0 | 0 | 0 | 0 | 0 | 0 | 0 | 0 | 0 | 12
NO |  | 42 | 2012 | 4 | 4 | 4 |  |  |  | 138 | 138 | Steel Tower | 0 | 0.17 | 0 | 795 ACSR | 0 | 0 | 0 | 0 | 0 | 0 | 0 | 0 | 0 | 0 | 0 | 0 | 0 | 0 | 0 | 0 | 0 | 0 | 0 | 0 | 0 | 0 | 0 | 12
NO |  | 42 | 2012 | 4 | 5 | 5 |  |  |  | 138 | 138 | Steel Tower | 0 | 11.39 | 0 | 795 ACSR | 0 | 0 | 0 | 0 | 0 | 0 | 0 | 0 | 0 | 0 | 0 | 0 | 0 | 0 | 0 | 0 | 0 | 0 | 0 | 0 | 0 | 0 | 0 | 12
NO |  | 42 | 2012 | 4 | 6 | 6 |  |  |  | 138 | 345 | Steel Tower | 0.21 | 0 | 1 | 795 ACSR | 0 | 0 | 0 | 0 | 0 | 0 | 0 | 0 | 0 | 0 | 0 | 0 | 0 | 0 | 0 | 0 | 0 | 0 | 0 | 0 | 0 | 0 | 0 | 12
NO |  | 42 | 2012 | 4 | 7 | 7 |  |  |  | 138 | 345 | Steel Tower | 4.03 | 0 | 1 | 2-795 ACSR | 0 | 0 | 0 | 0 | 0 | 0 | 0 | 0 | 0 | 0 | 0 | 0 | 0 | 0 | 0 | 0 | 0 | 0 | 0 | 0 | 0 | 0 | 0 | 12
NO |  | 42 | 2012 | 4 | 8 | 8 |  |  |  | 138 | 138 | Wood Pole | 0.03 | 0 | 1 | 477 ACSR | 87719 | 569993 | 657712 | 0 | 27398 | 0 | 27398 | 0 | 0 | 0 | 0 | 0 | 0 | 0 | 0 | 0 | 0 | 0 | 0 | 0 | 0 | 0 | 0 | 12
NO |  | 42 | 2012 | 4 | 10 | 10 |  | Hutchings Sub. | Sugarcreek Sub. | 138 | 138 | Wood H-Frame | 10.32 | 0 | 1 | 636 ACSR | 0 | 0 | 0 | 0 | 0 | 0 | 0 | 0 | 0 | 0 | 0 | 0 | 0 | 0 | 0 | 0 | 0 | 0 | 0 | 0 | 0 | 0 | 0 | 12
NO |  | 42 | 2012 | 4 | 11 | 11 |  |  |  | 138 | 138 | Wood Pole | 0.13 | 0 | 1 | 795 AL | 0 | 0 | 0 | 0 | 0 | 0 | 0 | 0 | 0 | 0 | 0 | 0 | 0 | 0 | 0 | 0 | 0 | 0 | 0 | 0 | 0 | 0 | 0 | 12
NO |  | 42 | 2012 | 4 | 12 | 12 |  |  |  | 138 | 138 | Steel Tower | 0.17 | 0 | 2 | 636 ACSR | 0 | 0 | 0 | 0 | 0 | 0 | 0 | 0 | 0 | 0 | 0 | 0 | 0 | 0 | 0 | 0 | 0 | 0 | 0 | 0 | 0 | 0 | 0 | 12
NO |  | 42 | 2012 | 4 | 13 | 13 |  |  |  | 138 | 138 | Steel Tower | 0.9 | 0 | 1 | 636 ACSR | 0 | 0 | 0 | 0 | 0 | 0 | 0 | 0 | 0 | 0 | 0 | 0 | 0 | 0 | 0 | 0 | 0 | 0 | 0 | 0 | 0 | 0 | 0 | 12
NO |  | 42 | 2012 | 4 | 14 | 14 |  |  |  | 138 | 138 | Underground | 0.39 | 0 | 1 | 1250 CU | 89430 | 533617 | 623047 | 0 | 11651 | 1267 | 12918 | 0 | 0 | 0 | 0 | 0 | 0 | 0 | 0 | 0 | 0 | 0 | 0 | 0 | 0 | 0 | 0 | 12
NO |  | 42 | 2012 | 4 | 16 | 16 |  | Miami Sub. | West Milton Sub. | 138 | 345 | Steel Pole | 0.18 | 0 | 1 | 1351.5 AL | 0 | 0 | 0 | 0 | 0 | 0 | 0 | 0 | 0 | 0 | 0 | 0 | 0 | 0 | 0 | 0 | 0 | 0 | 0 | 0 | 0 | 0 | 0 | 12
NO |  | 42 | 2012 | 4 | 17 | 17 |  |  |  | 138 | 345 | Steel Pole | 0 | 8.4 | 0 | 2-1024.5 ACAR | 0 | 0 | 0 | 0 | 0 | 0 | 0 | 0 | 0 | 0 | 0 | 0 | 0 | 0 | 0 | 0 | 0 | 0 | 0 | 0 | 0 | 0 | 0 | 12
NO |  | 42 | 2012 | 4 | 18 | 18 |  |  |  | 138 | 345 | Steel Pole | 0.21 | 0 | 1 | 2-1024.5 ACAR | 0 | 391485 | 391485 | 0 | 0 | 0 | 0 | 0 | 0 | 0 | 0 | 0 | 0 | 0 | 0 | 0 | 0 | 0 | 0 | 0 | 0 | 0 | 0 | 12
NO |  | 42 | 2012 | 4 | 20 | 20 |  | Hutchings Sub. | Crown Sub. | 138 | 138 | Wood Pole | 10.3 | 0 | 1 | 636 ACSR | 0 | 0 | 0 | 0 | 0 | 0 | 0 | 0 | 0 | 0 | 0 | 0 | 0 | 0 | 0 | 0 | 0 | 0 | 0 | 0 | 0 | 0 | 0 | 12
NO |  | 42 | 2012 | 4 | 21 | 21 |  |  |  | 138 | 138 | Wood Pole | 1.02 | 0 | 2 | 636 ACSR | 0 | 0 | 0 | 0 | 0 | 0 | 0 | 0 | 0 | 0 | 0 | 0 | 0 | 0 | 0 | 0 | 0 | 0 | 0 | 0 | 0 | 0 | 0 | 12
NO |  | 42 | 2012 | 4 | 22 | 22 |  |  |  | 138 | 138 | Wood H-Frame | 1.14 | 0 | 3 | 636 ACSR | 0 | 0 | 0 | 0 | 0 | 0 | 0 | 0 | 0 | 0 | 0 | 0 | 0 | 0 | 0 | 0 | 0 | 0 | 0 | 0 | 0 | 0 | 0 | 12
NO |  | 42 | 2012 | 4 | 23 | 23 |  |  |  | 138 | 138 | Steel Tower | 0.28 | 0 | 2 | 636 ACSR | 0 | 0 | 0 | 0 | 0 | 0 | 0 | 0 | 0 | 0 | 0 | 0 | 0 | 0 | 0 | 0 | 0 | 0 | 0 | 0 | 0 | 0 | 0 | 12
NO |  | 42 | 2012 | 4 | 24 | 24 |  |  |  | 138 | 138 | Steel Tower | 0.08 | 0 | 1 | 636 ACSR | 0 | 674181 | 674181 | 0 | 5782 | 0 | 5782 | 0 | 0 | 0 | 0 | 0 | 0 | 0 | 0 | 0 | 0 | 0 | 0 | 0 | 0 | 0 | 0 | 12
NO |  | 42 | 2012 | 4 | 26 | 26 |  | Trebein Sub. | Bath Sub. | 138 | 138 | Steel Tower | 0 | 0.18 | 0 | 477 ACSR | 0 | 0 | 0 | 0 | 0 | 0 | 0 | 0 | 0 | 0 | 0 | 0 | 0 | 0 | 0 | 0 | 0 | 0 | 0 | 0 | 0 | 0 | 0 | 12
NO |  | 42 | 2012 | 4 | 27 | 27 |  |  |  | 138 | 138 | Wood Pole | 0.31 | 0 | 1 | 477 ACSR | 0 | 0 | 0 | 0 | 0 | 0 | 0 | 0 | 0 | 0 | 0 | 0 | 0 | 0 | 0 | 0 | 0 | 0 | 0 | 0 | 0 | 0 | 0 | 12
NO |  | 42 | 2012 | 4 | 28 | 28 |  |  |  | 138 | 138 | Steel Tower | 4.07 | 0 | 2 | 477 ACSR | 0 | 243254 | 243254 | 0 | 0 | 0 | 0 | 0 | 0 | 0 | 0 | 0 | 0 | 0 | 0 | 0 | 0 | 0 | 0 | 0 | 0 | 0 | 0 | 12
NO |  | 42 | 2012 | 4 | 30 | 30 |  | Bath Sub. | Urbana Sub. | 138 | 138 | Steel Tower | 4.36 | 0 | 2 | 477 ACSR | 0 | 0 | 0 | 0 | 0 | 0 | 0 | 0 | 0 | 0 | 0 | 0 | 0 | 0 | 0 | 0 | 0 | 0 | 0 | 0 | 0 | 0 | 0 | 12
NO |  | 42 | 2012 | 4 | 31 | 31 |  |  |  | 138 | 138 | Wood H-Frame | 20.69 | 0 | 1 | 477 ACSR | 0 | 0 | 0 | 0 | 0 | 0 | 0 | 0 | 0 | 0 | 0 | 0 | 0 | 0 | 0 | 0 | 0 | 0 | 0 | 0 | 0 | 0 | 0 | 12
NO |  | 42 | 2012 | 4 | 32 | 32 |  |  |  | 138 | 138 | Wood Pole | 0.23 | 0 | 1 | 477 ACSR | 0 | 1392425 | 1392425 | 0 | 25517 | 0 | 25517 | 0 | 0 | 0 | 0 | 0 | 0 | 0 | 0 | 0 | 0 | 0 | 0 | 0 | 0 | 0 | 0 | 12
NO |  | 42 | 2012 | 5 | 1 | 1 |  | WHOLLY OWNED 138 KV |  | 0 | 0 |  | 0 | 0 | 0 |  | 0 | 0 | 0 | 0 | 0 | 0 | 0 | 0 | 0 | 0 | 0 | 0 | 0 | 0 | 0 | 0 | 0 | 0 | 0 | 0 | 0 | 0 | 0 | 12
NO |  | 42 | 2012 | 5 | 2 | 2 |  | Urbana Sub. | Darby Sub. | 138 | 138 | Wood Pole | 0.04 | 0 | 1 | 477 ACSR | 0 | 0 | 0 | 0 | 0 | 0 | 0 | 0 | 0 | 0 | 0 | 0 | 0 | 0 | 0 | 0 | 0 | 0 | 0 | 0 | 0 | 0 | 0 | 12
NO |  | 42 | 2012 | 5 | 3 | 3 |  |  |  | 138 | 138 | Wood H-Frame | 30.68 | 0 | 1 | 795 ACSR | 0 | 0 | 0 | 0 | 0 | 0 | 0 | 0 | 0 | 0 | 0 | 0 | 0 | 0 | 0 | 0 | 0 | 0 | 0 | 0 | 0 | 0 | 0 | 12
NO |  | 42 | 2012 | 5 | 4 | 4 |  |  |  | 138 | 138 | Steel Tower | 0 | 0.51 | 0 | 795 ACSR | 0 | 0 | 0 | 0 | 0 | 0 | 0 | 0 | 0 | 0 | 0 | 0 | 0 | 0 | 0 | 0 | 0 | 0 | 0 | 0 | 0 | 0 | 0 | 12
NO |  | 42 | 2012 | 5 | 5 | 5 |  |  |  | 138 | 138 | Steel Pole | 1.22 | 0 | 1 | 4/0 ACSR | 240900 | 674588 | 915488 | 0 | 59230 | 0 | 59230 | 0 | 0 | 0 | 0 | 0 | 0 | 0 | 0 | 0 | 0 | 0 | 0 | 0 | 0 | 0 | 0 | 12
NO |  | 42 | 2012 | 5 | 7 | 7 |  | Darby Sub. | Delaware Sub (CSP) | 138 | 138 | Wood H-Frame | 14.13 | 0 | 1 | 636 ACSR | 0 | 0 | 0 | 0 | 0 | 0 | 0 | 0 | 0 | 0 | 0 | 0 | 0 | 0 | 0 | 0 | 0 | 0 | 0 | 0 | 0 | 0 | 0 | 12
NO |  | 42 | 2012 | 5 | 8 | 8 |  |  |  | 138 | 138 | Steel Pole | 0.02 | 0 | 1 | 477 ACSR | 322028 | 293767 | 615795 | 0 | 113475 | 0 | 113475 | 0 | 0 | 0 | 0 | 0 | 0 | 0 | 0 | 0 | 0 | 0 | 0 | 0 | 0 | 0 | 0 | 12
NO |  | 42 | 2012 | 5 | 10 | 10 |  | Greene Sub. | Trebein Sub. | 138 | 138 | Wood H-Frame | 0.21 | 0 | 1 | 1351.5 AL | 0 | 0 | 0 | 0 | 0 | 0 | 0 | 0 | 0 | 0 | 0 | 0 | 0 | 0 | 0 | 0 | 0 | 0 | 0 | 0 | 0 | 0 | 0 | 12
NO |  | 42 | 2012 | 5 | 11 | 11 |  |  |  | 138 | 138 | Steel Tower | 0.94 | 0 | 2 | 636 ACSR | 0 | 0 | 0 | 0 | 0 | 0 | 0 | 0 | 0 | 0 | 0 | 0 | 0 | 0 | 0 | 0 | 0 | 0 | 0 | 0 | 0 | 0 | 0 | 12
NO |  | 42 | 2012 | 5 | 12 | 12 |  |  |  | 138 | 138 | Steel Tower | 0.29 | 0 | 2 | 1351.5 ACSR | 0 | 0 | 0 | 0 | 0 | 0 | 0 | 0 | 0 | 0 | 0 | 0 | 0 | 0 | 0 | 0 | 0 | 0 | 0 | 0 | 0 | 0 | 0 | 12
NO |  | 42 | 2012 | 5 | 13 | 13 |  |  |  | 138 | 138 | Steel Tower | 0.08 | 0 | 1 | 1351.5 AL | 20533 | 166782 | 187315 | 0 | 19358 | 0 | 19358 | 0 | 0 | 0 | 0 | 0 | 0 | 0 | 0 | 0 | 0 | 0 | 0 | 0 | 0 | 0 | 0 | 12
NO |  | 42 | 2012 | 5 | 15 | 15 |  | Greene Sub. | Airway Sub. | 138 | 138 | Steel Tower | 6.46 | 0 | 1 | 636 ACSR | 0 | 0 | 0 | 0 | 0 | 0 | 0 | 0 | 0 | 0 | 0 | 0 | 0 | 0 | 0 | 0 | 0 | 0 | 0 | 0 | 0 | 0 | 0 | 12
NO |  | 42 | 2012 | 5 | 16 | 16 |  |  |  | 138 | 138 | Steel Tower | 0.65 | 0 | 2 | 795 ACSR | 0 | 413727 | 413727 | 0 | 1886 | 0 | 1886 | 0 | 0 | 0 | 0 | 0 | 0 | 0 | 0 | 0 | 0 | 0 | 0 | 0 | 0 | 0 | 0 | 12
NO |  | 42 | 2012 | 5 | 18 | 18 |  | Greene Sub. | Monument Sub. | 138 | 138 | Wood Pole | 0.12 | 0 | 1 | 1351.5 ACSR | 0 | 0 | 0 | 0 | 0 | 0 | 0 | 0 | 0 | 0 | 0 | 0 | 0 | 0 | 0 | 0 | 0 | 0 | 0 | 0 | 0 | 0 | 0 | 12
NO |  | 42 | 2012 | 5 | 19 | 19 |  |  |  | 138 | 138 | Wood Pole | 1.93 | 0 | 1 | 1351.5 AL | 0 | 0 | 0 | 0 | 0 | 0 | 0 | 0 | 0 | 0 | 0 | 0 | 0 | 0 | 0 | 0 | 0 | 0 | 0 | 0 | 0 | 0 | 0 | 12
NO |  | 42 | 2012 | 5 | 20 | 20 |  |  |  | 138 | 138 | Steel Tower | 0.07 | 0 | 1 | 1351.5 ACSR | 0 | 0 | 0 | 0 | 0 | 0 | 0 | 0 | 0 | 0 | 0 | 0 | 0 | 0 | 0 | 0 | 0 | 0 | 0 | 0 | 0 | 0 | 0 | 12
NO |  | 42 | 2012 | 5 | 21 | 21 |  |  |  | 138 | 138 | Steel Tower | 7.72 | 0 | 2 | 1351.5 ACSR | 0 | 0 | 0 | 0 | 0 | 0 | 0 | 0 | 0 | 0 | 0 | 0 | 0 | 0 | 0 | 0 | 0 | 0 | 0 | 0 | 0 | 0 | 0 | 12
NO |  | 42 | 2012 | 5 | 22 | 22 |  |  |  | 138 | 138 | Steel Tower | 0.07 | 0 | 1 | 1351.5 AL | 0 | 0 | 0 | 0 | 0 | 0 | 0 | 0 | 0 | 0 | 0 | 0 | 0 | 0 | 0 | 0 | 0 | 0 | 0 | 0 | 0 | 0 | 0 | 12
NO |  | 42 | 2012 | 5 | 23 | 23 |  |  |  | 138 | 138 | Steel Pole | 0.49 | 0 | 1 | 1351 AL | 83529 | 967356 | 1050885 | 0 | 66049 | 0 | 66049 | 0 | 0 | 0 | 0 | 0 | 0 | 0 | 0 | 0 | 0 | 0 | 0 | 0 | 0 | 0 | 0 | 12
NO |  | 42 | 2012 | 5 | 25 | 25 |  | Monument Sub. | Wyandot Sub. | 138 | 138 | Underground | 1.19 | 0 | 0 | 1250 CU | 0 | 0 | 0 | 0 | 0 | 0 | 0 | 0 | 0 | 0 | 0 | 0 | 0 | 0 | 0 | 0 | 0 | 0 | 0 | 0 | 0 | 0 | 0 | 12
NO |  | 42 | 2012 | 5 | 26 | 26 |  |  |  | 138 | 138 | Underground | 1.25 | 0 | 0 | 1250 CU | 0 | 488273 | 488273 | 0 | 0 | 0 | 0 | 0 | 0 | 0 | 0 | 0 | 0 | 0 | 0 | 0 | 0 | 0 | 0 | 0 | 0 | 0 | 0 | 12
NO |  | 42 | 2012 | 5 | 28 | 28 |  | Monument Sub. | Webster Sub. | 138 | 138 | Wood Pole | 0.96 | 0 | 1 | 1351.5 AL | 0 | 0 | 0 | 0 | 0 | 0 | 0 | 0 | 0 | 0 | 0 | 0 | 0 | 0 | 0 | 0 | 0 | 0 | 0 | 0 | 0 | 0 | 0 | 12
NO |  | 42 | 2012 | 5 | 29 | 29 |  |  |  | 138 | 138 | Steel Pole | 1.22 | 0 | 1 | 1351.5 AL | 6971 | 271871 | 278842 | 0 | 12889 | 0 | 12889 | 0 | 0 | 0 | 0 | 0 | 0 | 0 | 0 | 0 | 0 | 0 | 0 | 0 | 0 | 0 | 0 | 12
NO |  | 42 | 2012 | 6 | 1 | 1 |  | WHOLLY OWNED 138 KV |  | 0 | 0 |  | 0 | 0 | 0 |  | 0 | 0 | 0 | 0 | 0 | 0 | 0 | 0 | 0 | 0 | 0 | 0 | 0 | 0 | 0 | 0 | 0 | 0 | 0 | 0 | 0 | 0 | 0 | 12
NO |  | 42 | 2012 | 6 | 2 | 2 |  | Needmore Sub. | Northridge Sub. | 138 | 138 | Wood Pole | 0.61 | 0 | 1 | 636 ACSR | 0 | 0 | 0 | 0 | 0 | 0 | 0 | 0 | 0 | 0 | 0 | 0 | 0 | 0 | 0 | 0 | 0 | 0 | 0 | 0 | 0 | 0 | 0 | 12
NO |  | 42 | 2012 | 6 | 3 | 3 |  |  |  | 138 | 138 | Steel Tower | 1.62 | 0 | 2 | 636 ACSR | 0 | 0 | 0 | 0 | 0 | 0 | 0 | 0 | 0 | 0 | 0 | 0 | 0 | 0 | 0 | 0 | 0 | 0 | 0 | 0 | 0 | 0 | 0 | 12
NO |  | 42 | 2012 | 6 | 4 | 4 |  |  |  | 138 | 138 | Wood Pole | 0.03 | 0 | 1 | 4/0 ACSR | 0 | 0 | 0 | 0 | 0 | 0 | 0 | 0 | 0 | 0 | 0 | 0 | 0 | 0 | 0 | 0 | 0 | 0 | 0 | 0 | 0 | 0 | 0 | 12
NO |  | 42 | 2012 | 6 | 5 | 5 |  |  |  | 138 | 138 | Steel Tower | 0.01 | 0 | 1 | 636 ACSR | 0 | 162184 | 162184 | 0 | 0 | 0 | 0 | 0 | 0 | 0 | 0 | 0 | 0 | 0 | 0 | 0 | 0 | 0 | 0 | 0 | 0 | 0 | 0 | 12
NO |  | 42 | 2012 | 6 | 6 | 6 |  | Northridge Sub. | Miami Sub. | 138 | 138 | Wood H-Frame | 2.77 | 0 | 1 | 636 ACSR | 0 | 0 | 0 | 0 | 0 | 0 | 0 | 0 | 0 | 0 | 0 | 0 | 0 | 0 | 0 | 0 | 0 | 0 | 0 | 0 | 0 | 0 | 0 | 12
NO |  | 42 | 2012 | 6 | 7 | 7 |  |  |  | 138 | 138 | Wood Pole | 0.52 | 0 | 1 | 636 ACSR | 0 | 0 | 0 | 0 | 0 | 0 | 0 | 0 | 0 | 0 | 0 | 0 | 0 | 0 | 0 | 0 | 0 | 0 | 0 | 0 | 0 | 0 | 0 | 12
NO |  | 42 | 2012 | 6 | 8 | 8 |  |  |  | 138 | 138 | Steel Tower | 4.84 | 0 | 2 | 636 ACSR | 0 | 0 | 0 | 0 | 0 | 0 | 0 | 0 | 0 | 0 | 0 | 0 | 0 | 0 | 0 | 0 | 0 | 0 | 0 | 0 | 0 | 0 | 0 | 12
NO |  | 42 | 2012 | 6 | 9 | 9 |  |  |  | 138 | 138 | Steel Tower | 1.4 | 0 | 3 | 1351.5 ACSR | 0 | 0 | 0 | 0 | 0 | 0 | 0 | 0 | 0 | 0 | 0 | 0 | 0 | 0 | 0 | 0 | 0 | 0 | 0 | 0 | 0 | 0 | 0 | 12
NO |  | 42 | 2012 | 6 | 10 | 10 |  |  |  | 138 | 138 | Steel Tower | 0.04 | 0 | 1 | 1351.5 ACSR | 0 | 593514 | 593514 | 0 | 40750 | 0 | 40750 | 0 | 0 | 0 | 0 | 0 | 0 | 0 | 0 | 0 | 0 | 0 | 0 | 0 | 0 | 0 | 0 | 12
NO |  | 42 | 2012 | 6 | 12 | 12 |  | Sugarcreek Sub. | Bellbrook Sub. | 138 | 138 | Wood Pole | 0.1 | 0 | 1 | 1351.5 AL | 0 | 0 | 0 | 0 | 0 | 0 | 0 | 0 | 0 | 0 | 0 | 0 | 0 | 0 | 0 | 0 | 0 | 0 | 0 | 0 | 0 | 0 | 0 | 12
NO |  | 42 | 2012 | 6 | 13 | 13 |  |  |  | 138 | 138 | Wood H-Frame | 1.56 | 0 | 1 | 1351.5 ACSR | 0 | 0 | 0 | 0 | 0 | 0 | 0 | 0 | 0 | 0 | 0 | 0 | 0 | 0 | 0 | 0 | 0 | 0 | 0 | 0 | 0 | 0 | 0 | 12
NO |  | 42 | 2012 | 6 | 14 | 14 |  |  |  | 138 | 138 | Wood Pole | 1.11 | 0 | 1 | 1351.5 AL | 0 | 0 | 0 | 0 | 0 | 0 | 0 | 0 | 0 | 0 | 0 | 0 | 0 | 0 | 0 | 0 | 0 | 0 | 0 | 0 | 0 | 0 | 0 | 12
NO |  | 42 | 2012 | 6 | 15 | 15 |  | Bellbrook Sub. | Alpha Sub. | 138 | 138 | Wood H-Frame | 1.83 | 0 | 1 | 1351.5 ACSR | 0 | 0 | 0 | 0 | 0 | 0 | 0 | 0 | 0 | 0 | 0 | 0 | 0 | 0 | 0 | 0 | 0 | 0 | 0 | 0 | 0 | 0 | 0 | 12
NO |  | 42 | 2012 | 6 | 16 | 16 |  |  |  | 138 | 138 | Wood Pole | 0.29 | 0 | 1 | 1351.5 AL | 0 | 0 | 0 | 0 | 0 | 0 | 0 | 0 | 0 | 0 | 0 | 0 | 0 | 0 | 0 | 0 | 0 | 0 | 0 | 0 | 0 | 0 | 0 | 12
NO |  | 42 | 2012 | 6 | 17 | 17 |  |  |  | 138 | 138 | Steel Pole | 0.76 | 0 | 2 | 1351.5 ACSR | 33457 | 1112854 | 1146311 | 0 | 54256 | 0 | 54256 | 0 | 0 | 0 | 0 | 0 | 0 | 0 | 0 | 0 | 0 | 0 | 0 | 0 | 0 | 0 | 0 | 12
NO |  | 42 | 2012 | 6 | 19 | 19 |  | Sugarcreek Sub. | Centerville Sub. | 138 | 138 | Wood Pole | 3.89 | 0 | 1 | 1351.5 AL | 0 | 0 | 0 | 0 | 0 | 0 | 0 | 0 | 0 | 0 | 0 | 0 | 0 | 0 | 0 | 0 | 0 | 0 | 0 | 0 | 0 | 0 | 0 | 12
NO |  | 42 | 2012 | 6 | 20 | 20 |  |  |  | 138 | 138 | Wood Pole | 1.3 | 0 | 2 | 1351.5 AL | 0 | 0 | 0 | 0 | 0 | 0 | 0 | 0 | 0 | 0 | 0 | 0 | 0 | 0 | 0 | 0 | 0 | 0 | 0 | 0 | 0 | 0 | 0 | 12
NO |  | 42 | 2012 | 6 | 21 | 21 |  |  |  | 138 | 138 | Wood Pole | 1.07 | 0 | 1 | 636 ACSR | 0 | 0 | 0 | 0 | 0 | 0 | 0 | 0 | 0 | 0 | 0 | 0 | 0 | 0 | 0 | 0 | 0 | 0 | 0 | 0 | 0 | 0 | 0 | 12
NO |  | 42 | 2012 | 6 | 22 | 22 |  |  |  | 138 | 138 | Wood Pole | 0.05 | 0 | 2 | 636 ACSR | 0 | 644474 | 644474 | 0 | 28063 | 0 | 28063 | 0 | 0 | 0 | 0 | 0 | 0 | 0 | 0 | 0 | 0 | 0 | 0 | 0 | 0 | 0 | 0 | 12
NO |  | 42 | 2012 | 6 | 24 | 24 |  | Centerville | Hempstead Sub. | 138 | 138 | Wood Pole | 0.3 | 0 | 1 | 1351.5 AL | 0 | 0 | 0 | 0 | 0 | 0 | 0 | 0 | 0 | 0 | 0 | 0 | 0 | 0 | 0 | 0 | 0 | 0 | 0 | 0 | 0 | 0 | 0 | 12
NO |  | 42 | 2012 | 6 | 25 | 25 |  |  |  | 138 | 138 | Wood Pole | 3 | 0 | 1 | 636 ACSR | 0 | 112008 | 112008 | 0 | 5027 | 0 | 5027 | 0 | 0 | 0 | 0 | 0 | 0 | 0 | 0 | 0 | 0 | 0 | 0 | 0 | 0 | 0 | 0 | 12
NO |  | 42 | 2012 | 6 | 27 | 27 |  | Alpha Sub. | Greene Sub. | 138 | 138 | Wood Pole | 0.83 | 0 | 1 | 636 ACSR | 0 | 0 | 0 | 0 | 0 | 0 | 0 | 0 | 0 | 0 | 0 | 0 | 0 | 0 | 0 | 0 | 0 | 0 | 0 | 0 | 0 | 0 | 0 | 12
NO |  | 42 | 2012 | 6 | 28 | 28 |  |  |  | 138 | 138 | Wood Pole | 1.39 | 0 | 2 | 636 ACSR | 0 | 0 | 0 | 0 | 0 | 0 | 0 | 0 | 0 | 0 | 0 | 0 | 0 | 0 | 0 | 0 | 0 | 0 | 0 | 0 | 0 | 0 | 0 | 12
NO |  | 42 | 2012 | 6 | 29 | 29 |  |  |  | 138 | 138 | Wood H-Frame | 2.45 | 0 | 1 | 636 ACSR | 0 | 0 | 0 | 0 | 0 | 0 | 0 | 0 | 0 | 0 | 0 | 0 | 0 | 0 | 0 | 0 | 0 | 0 | 0 | 0 | 0 | 0 | 0 | 12
NO |  | 42 | 2012 | 6 | 30 | 30 |  |  |  | 138 | 138 | Wood Pole | 0.1 | 0 | 1 | 1351.5 AL | 46920 | 63468 | 110388 | 0 | 26570 | 0 | 26570 | 0 | 0 | 0 | 0 | 0 | 0 | 0 | 0 | 0 | 0 | 0 | 0 | 0 | 0 | 0 | 0 | 12
NO |  | 42 | 2012 | 7 | 1 | 1 |  | WHOLLY OWNED 138 KV |  | 0 | 0 |  | 0 | 0 | 0 |  | 0 | 0 | 0 | 0 | 0 | 0 | 0 | 0 | 0 | 0 | 0 | 0 | 0 | 0 | 0 | 0 | 0 | 0 | 0 | 0 | 0 | 0 | 0 | 12
NO |  | 42 | 2012 | 7 | 2 | 2 |  | Eldean Sub. | Sidney Sub. | 138 | 138 | Wood Pole | 0.87 | 0 | 1 | 477 ACSR | 0 | 0 | 0 | 0 | 0 | 0 | 0 | 0 | 0 | 0 | 0 | 0 | 0 | 0 | 0 | 0 | 0 | 0 | 0 | 0 | 0 | 0 | 0 | 12
NO |  | 42 | 2012 | 7 | 3 | 3 |  |  |  | 138 | 138 | Wood H-Frame | 11.82 | 0 | 1 | 636 ACSR | 0 | 0 | 0 | 0 | 0 | 0 | 0 | 0 | 0 | 0 | 0 | 0 | 0 | 0 | 0 | 0 | 0 | 0 | 0 | 0 | 0 | 0 | 0 | 12
NO |  | 42 | 2012 | 7 | 4 | 4 |  |  |  | 138 | 138 | Wood Pole | 0.07 | 0 | 1 | 636 ACSR | 0 | 0 | 0 | 0 | 0 | 0 | 0 | 0 | 0 | 0 | 0 | 0 | 0 | 0 | 0 | 0 | 0 | 0 | 0 | 0 | 0 | 0 | 0 | 12
NO |  | 42 | 2012 | 7 | 5 | 5 |  |  |  | 138 | 138 | Wood Pole | 3.7 | 0 | 1 | 795 ACSR | 0 | 0 | 0 | 0 | 0 | 0 | 0 | 0 | 0 | 0 | 0 | 0 | 0 | 0 | 0 | 0 | 0 | 0 | 0 | 0 | 0 | 0 | 0 | 12
NO |  | 42 | 2012 | 7 | 6 | 6 |  |  |  | 138 | 138 | Steel Tower | 2.32 | 0 | 3 | 636 ACSR | 0 | 0 | 0 | 0 | 0 | 0 | 0 | 0 | 0 | 0 | 0 | 0 | 0 | 0 | 0 | 0 | 0 | 0 | 0 | 0 | 0 | 0 | 0 | 12
NO |  | 42 | 2012 | 7 | 7 | 7 |  |  |  | 138 | 138 | Steel Pole | 0.13 | 0 | 1 | 1351.5 AL | 0 | 0 | 0 | 0 | 0 | 0 | 0 | 0 | 0 | 0 | 0 | 0 | 0 | 0 | 0 | 0 | 0 | 0 | 0 | 0 | 0 | 0 | 0 | 12
NO |  | 42 | 2012 | 7 | 8 | 8 |  |  |  | 138 | 138 | Steel Pole | 0.06 | 0 | 1 | 1351.5 ACSR | 0 | 0 | 0 | 0 | 0 | 0 | 0 | 0 | 0 | 0 | 0 | 0 | 0 | 0 | 0 | 0 | 0 | 0 | 0 | 0 | 0 | 0 | 0 | 12
NO |  | 42 | 2012 | 7 | 9 | 9 |  |  |  | 138 | 138 | Steel Pole | 5.26 | 0 | 2 | 1351.5 ACSR | 0 | 0 | 0 | 0 | 0 | 0 | 0 | 0 | 0 | 0 | 0 | 0 | 0 | 0 | 0 | 0 | 0 | 0 | 0 | 0 | 0 | 0 | 0 | 12
NO |  | 42 | 2012 | 7 | 10 | 10 |  |  |  | 138 | 138 | Wood Pole | 0.37 | 0 | 2 | 1351.5 ACSR | 71441 | 3251226 | 3322667 | 0 | 46221 | 0 | 46221 | 0 | 0 | 0 | 0 | 0 | 0 | 0 | 0 | 0 | 0 | 0 | 0 | 0 | 0 | 0 | 0 | 12
NO |  | 42 | 2012 | 7 | 12 | 12 |  | Webster Sub. | Needmore Sub. | 138 | 138 | Wood Pole | 0.19 | 0 | 1 | 636 ACSR | 0 | 0 | 0 | 0 | 0 | 0 | 0 | 0 | 0 | 0 | 0 | 0 | 0 | 0 | 0 | 0 | 0 | 0 | 0 | 0 | 0 | 0 | 0 | 12
NO |  | 42 | 2012 | 7 | 13 | 13 |  |  |  | 138 | 138 | Steel Tower | 1.34 | 0 | 2 | 636 ACSR | 0 | 0 | 0 | 0 | 0 | 0 | 0 | 0 | 0 | 0 | 0 | 0 | 0 | 0 | 0 | 0 | 0 | 0 | 0 | 0 | 0 | 0 | 0 | 12
NO |  | 42 | 2012 | 7 | 14 | 14 |  |  |  | 138 | 138 | Steel Tower | 0.05 | 0 | 1 | 636 ACSR | 0 | 0 | 0 | 0 | 0 | 0 | 0 | 0 | 0 | 0 | 0 | 0 | 0 | 0 | 0 | 0 | 0 | 0 | 0 | 0 | 0 | 0 | 0 | 12
NO |  | 42 | 2012 | 7 | 15 | 15 |  |  |  | 138 | 138 | Wood Pole | 0.01 | 0 | 1 | 477 ACSR | 0 | 186142 | 186142 | 0 | 224 | 0 | 224 | 0 | 0 | 0 | 0 | 0 | 0 | 0 | 0 | 0 | 0 | 0 | 0 | 0 | 0 | 0 | 0 | 12
NO |  | 42 | 2012 | 7 | 17 | 17 |  | Sidney Sub. | Shelby Sub. | 138 | 138 | Wood Pole | 0.08 | 0 | 1 | 477 ACSR | 0 | 0 | 0 | 0 | 0 | 0 | 0 | 0 | 0 | 0 | 0 | 0 | 0 | 0 | 0 | 0 | 0 | 0 | 0 | 0 | 0 | 0 | 0 | 12
NO |  | 42 | 2012 | 7 | 18 | 18 |  |  |  | 138 | 138 | Steel Tower | 0 | 2.32 | 0 | 477 ACSR | 0 | 0 | 0 | 0 | 0 | 0 | 0 | 0 | 0 | 0 | 0 | 0 | 0 | 0 | 0 | 0 | 0 | 0 | 0 | 0 | 0 | 0 | 0 | 12
NO |  | 42 | 2012 | 7 | 19 | 19 |  |  |  | 138 | 138 | Wood H-Frame | 4.68 | 0 | 1 | 477 ACSR | 0 | 0 | 0 | 0 | 0 | 0 | 0 | 0 | 0 | 0 | 0 | 0 | 0 | 0 | 0 | 0 | 0 | 0 | 0 | 0 | 0 | 0 | 0 | 12
NO |  | 42 | 2012 | 7 | 20 | 20 |  |  |  | 138 | 138 | Wood Pole | 2.17 | 0 | 2 | 795 ACSR | 257706 | 1406143 | 1663849 | 0 | 9848 | 0 | 9848 | 0 | 0 | 0 | 0 | 0 | 0 | 0 | 0 | 0 | 0 | 0 | 0 | 0 | 0 | 0 | 0 | 12
NO |  | 42 | 2012 | 7 | 22 | 22 |  | Shelby Sub. | Amsterdam Sub. | 138 | 138 | Wood Pole | 24.47 | 0 | 1 | 795 ACSR | 0 | 0 | 0 | 0 | 0 | 0 | 0 | 0 | 0 | 0 | 0 | 0 | 0 | 0 | 0 | 0 | 0 | 0 | 0 | 0 | 0 | 0 | 0 | 12
NO |  | 42 | 2012 | 7 | 23 | 23 |  |  |  | 138 | 138 | Wood Pole | 0.98 | 0 | 2 | 795 ACSR | 78824 | 1373749 | 1452573 | 0 | 1921 | 0 | 1921 | 0 | 0 | 0 | 0 | 0 | 0 | 0 | 0 | 0 | 0 | 0 | 0 | 0 | 0 | 0 | 0 | 12
NO |  | 42 | 2012 | 7 | 25 | 25 |  | West Milton Sub. | Greenville Sub. | 138 | 138 | Steel Pole | 11.45 | 0 | 1 | 795 ACSR | 0 | 0 | 0 | 0 | 0 | 0 | 0 | 0 | 0 | 0 | 0 | 0 | 0 | 0 | 0 | 0 | 0 | 0 | 0 | 0 | 0 | 0 | 0 | 12
NO |  | 42 | 2012 | 7 | 26 | 26 |  |  |  | 138 | 138 | Wood Pole | 9.18 | 0 | 1 | 795 ACSR | 782220 | 2097384 | 2879604 | 0 | 15142 | 0 | 15142 | 0 | 0 | 0 | 0 | 0 | 0 | 0 | 0 | 0 | 0 | 0 | 0 | 0 | 0 | 0 | 0 | 12
NO |  | 42 | 2012 | 7 | 28 | 28 |  | Shelby Sub. | Quincy Sub. | 138 | 138 | Wood Pole | 0 | 2.18 | 0 | 795 ACSR | 0 | 0 | 0 | 0 | 0 | 0 | 0 | 0 | 0 | 0 | 0 | 0 | 0 | 0 | 0 | 0 | 0 | 0 | 0 | 0 | 0 | 0 | 0 | 12
NO |  | 42 | 2012 | 7 | 29 | 29 |  |  |  | 138 | 138 | Wood H-Frame | 5.96 | 0 | 1 | 477 ACSR | 0 | 0 | 0 | 0 | 0 | 0 | 0 | 0 | 0 | 0 | 0 | 0 | 0 | 0 | 0 | 0 | 0 | 0 | 0 | 0 | 0 | 0 | 0 | 12
NO |  | 42 | 2012 | 7 | 30 | 30 |  |  |  | 138 | 138 | Wood Pole | 0.01 | 0 | 1 | 4/0 ACSR | 0 | 0 | 0 | 0 | 0 | 0 | 0 | 0 | 0 | 0 | 0 | 0 | 0 | 0 | 0 | 0 | 0 | 0 | 0 | 0 | 0 | 0 | 0 | 12
NO |  | 42 | 2012 | 7 | 31 | 31 |  |  |  | 138 | 138 | Wood Pole | 1.38 | 0 | 1 | 477 ACSR | 0 | 0 | 0 | 0 | 0 | 0 | 0 | 0 | 0 | 0 | 0 | 0 | 0 | 0 | 0 | 0 | 0 | 0 | 0 | 0 | 0 | 0 | 0 | 12
NO |  | 42 | 2012 | 7 | 32 | 32 |  | Quincy Sub. | Logan Sub. | 138 | 138 | Wood Pole | 10.13 | 0 | 1 | 477 ACSR | 0 | 0 | 0 | 0 | 0 | 0 | 0 | 0 | 0 | 0 | 0 | 0 | 0 | 0 | 0 | 0 | 0 | 0 | 0 | 0 | 0 | 0 | 0 | 12
NO |  | 42 | 2012 | 7 | 33 | 33 |  |  |  | 138 | 138 | Wood Pole | 0.02 | 0 | 1 | 1351.5 AL | 0 | 603644 | 603644 | 0 | 12563 | 0 | 12563 | 0 | 0 | 0 | 0 | 0 | 0 | 0 | 0 | 0 | 0 | 0 | 0 | 0 | 0 | 0 | 0 | 12
NO |  | 42 | 2012 | 8 | 1 | 1 |  | WHOLLY OWNED 138 KV |  | 0 | 0 |  | 0 | 0 | 0 |  | 0 | 0 | 0 | 0 | 0 | 0 | 0 | 0 | 0 | 0 | 0 | 0 | 0 | 0 | 0 | 0 | 0 | 0 | 0 | 0 | 0 | 0 | 0 | 12
NO |  | 42 | 2012 | 8 | 2 | 2 |  | Miami Sub. | New Carlisle | 138 | 345 | Steel Tower | 0 | 5.95 | 0 | 2-1024.5 ACAR | 0 | 0 | 0 | 0 | 0 | 0 | 0 | 0 | 0 | 0 | 0 | 0 | 0 | 0 | 0 | 0 | 0 | 0 | 0 | 0 | 0 | 0 | 0 | 12
NO |  | 42 | 2012 | 8 | 3 | 3 |  |  |  | 138 | 138 | Wood Pole | 0.15 | 0 | 1 | 1351.5 AL | 0 | 0 | 0 | 0 | 0 | 0 | 0 | 0 | 0 | 0 | 0 | 0 | 0 | 0 | 0 | 0 | 0 | 0 | 0 | 0 | 0 | 0 | 0 | 12
NO |  | 42 | 2012 | 8 | 4 | 4 |  |  |  | 138 | 138 | Steel Pole | 0.88 | 0 | 2 | 1351.5 ACSR | 0 | 0 | 0 | 0 | 0 | 0 | 0 | 0 | 0 | 0 | 0 | 0 | 0 | 0 | 0 | 0 | 0 | 0 | 0 | 0 | 0 | 0 | 0 | 12
NO |  | 42 | 2012 | 8 | 5 | 5 |  |  |  | 138 | 138 | Wood Pole | 0.17 | 0 | 2 | 1351.5 ACSR | 0 | 0 | 0 | 0 | 0 | 0 | 0 | 0 | 0 | 0 | 0 | 0 | 0 | 0 | 0 | 0 | 0 | 0 | 0 | 0 | 0 | 0 | 0 | 12
NO |  | 42 | 2012 | 8 | 6 | 6 |  |  |  | 138 | 138 | Wood Pole | 0.07 | 0 | 1 | 1351.5 ACSR | 0 | 0 | 0 | 0 | 0 | 0 | 0 | 0 | 0 | 0 | 0 | 0 | 0 | 0 | 0 | 0 | 0 | 0 | 0 | 0 | 0 | 0 | 0 | 12
NO |  | 42 | 2012 | 8 | 8 | 8 |  | Bath Sub. | New Carlisle Sub. | 138 | 345 | Steel Tower | 0 | 14.65 | 0 | 2-1024.5 ACAR | 0 | 0 | 0 | 0 | 0 | 0 | 0 | 0 | 0 | 0 | 0 | 0 | 0 | 0 | 0 | 0 | 0 | 0 | 0 | 0 | 0 | 0 | 0 | 12
NO |  | 42 | 2012 | 8 | 9 | 9 |  |  |  | 138 | 138 | Wood Pole | 0.12 | 0 | 1 | 1351.5 ACSR | 0 | 0 | 0 | 0 | 0 | 0 | 0 | 0 | 0 | 0 | 0 | 0 | 0 | 0 | 0 | 0 | 0 | 0 | 0 | 0 | 0 | 0 | 0 | 12
NO |  | 42 | 2012 | 8 | 10 | 10 |  |  |  | 138 | 345 | Steel Pole | 0.05 | 0 | 1 | 1351.5 AL | 0 | 0 | 0 | 0 | 0 | 0 | 0 | 0 | 0 | 0 | 0 | 0 | 0 | 0 | 0 | 0 | 0 | 0 | 0 | 0 | 0 | 0 | 0 | 12
NO |  | 42 | 2012 | 8 | 11 | 11 |  |  |  | 138 | 138 | Steel Pole | 0 | 0.88 | 0 | 1351.5 ACSR | 0 | 0 | 0 | 0 | 0 | 0 | 0 | 0 | 0 | 0 | 0 | 0 | 0 | 0 | 0 | 0 | 0 | 0 | 0 | 0 | 0 | 0 | 0 | 12
NO |  | 42 | 2012 | 8 | 12 | 12 |  |  |  | 138 | 138 | Wood Pole | 0 | 0.17 | 0 | 1351.5 ACSR | 0 | 0 | 0 | 0 | 0 | 0 | 0 | 0 | 0 | 0 | 0 | 0 | 0 | 0 | 0 | 0 | 0 | 0 | 0 | 0 | 0 | 0 | 0 | 12
NO |  | 42 | 2012 | 8 | 13 | 13 |  |  |  | 138 | 138 | Wood Pole | 0.08 | 0 | 1 | 1351.5 ACSR | 61294 | 2566216 | 2627510 | 0 | 11810 | 0 | 11810 | 0 | 0 | 0 | 0 | 0 | 0 | 0 | 0 | 0 | 0 | 0 | 0 | 0 | 0 | 0 | 0 | 12
NO |  | 42 | 2012 | 8 | 15 | 15 |  | Knollwood Sub. | Overlook Sub. | 138 | 138 | Steel Tower | 0 | 4.53 | 0 | 1351.5 ACSR | 0 | 0 | 0 | 0 | 0 | 0 | 0 | 0 | 0 | 0 | 0 | 0 | 0 | 0 | 0 | 0 | 0 | 0 | 0 | 0 | 0 | 0 | 0 | 12
NO |  | 42 | 2012 | 8 | 16 | 16 |  | Overlook Sub. | Monument Sub. | 138 | 138 | Wood Pole | 1.27 | 0 | 1 | 1351.5 ACSR | 0 | 0 | 0 | 0 | 0 | 0 | 0 | 0 | 0 | 0 | 0 | 0 | 0 | 0 | 0 | 0 | 0 | 0 | 0 | 0 | 0 | 0 | 0 | 12
NO |  | 42 | 2012 | 8 | 17 | 17 |  |  |  | 138 | 138 | Steel Tower | 1.58 | 0 | 1 | 2-300 CU | 0 | 0 | 0 | 0 | 0 | 0 | 0 | 0 | 0 | 0 | 0 | 0 | 0 | 0 | 0 | 0 | 0 | 0 | 0 | 0 | 0 | 0 | 0 | 12
NO |  | 42 | 2012 | 8 | 18 | 18 |  |  |  | 138 | 138 | Steel Tower | 1.54 | 0 | 2 | 795 ACSR | 0 | 0 | 0 | 0 | 13123 | 0 | 13123 | 0 | 0 | 0 | 0 | 0 | 0 | 0 | 0 | 0 | 0 | 0 | 0 | 0 | 0 | 0 | 0 | 12
NO |  | 42 | 2012 | 8 | 20 | 20 |  | Clark (Ohio Edison) | Urbana | 138 | 138 | Steel Pole | 2.48 | 0 | 1 | 795 ACSR | 0 | 594711 | 594711 | 0 | 0 | 0 | 0 | 0 | 0 | 0 | 0 | 0 | 0 | 0 | 0 | 0 | 0 | 0 | 0 | 0 | 0 | 0 | 0 | 12
NO |  | 42 | 2012 | 8 | 22 | 22 |  | Greene Sub. | Knollwood Sub. | 138 | 138 | Wood Pole | 0.22 | 0 | 1 | 1351.5 ACSR | 0 | 0 | 0 | 0 | 0 | 0 | 0 | 0 | 0 | 0 | 0 | 0 | 0 | 0 | 0 | 0 | 0 | 0 | 0 | 0 | 0 | 0 | 0 | 12
NO |  | 42 | 2012 | 8 | 23 | 23 |  |  |  | 138 | 138 | Steel Tower | 0 | 3.4 | 0 | 1351.5 ACSR | 0 | 0 | 0 | 0 | 0 | 0 | 0 | 0 | 0 | 0 | 0 | 0 | 0 | 0 | 0 | 0 | 0 | 0 | 0 | 0 | 0 | 0 | 0 | 12
NO |  | 42 | 2012 | 8 | 25 | 25 |  | Monument Sub. | Webster Sub. | 138 | 138 | Steel Tower | 0 | 1.54 | 0 | 795 ACSR | 0 | 0 | 0 | 0 | 0 | 0 | 0 | 0 | 0 | 0 | 0 | 0 | 0 | 0 | 0 | 0 | 0 | 0 | 0 | 0 | 0 | 0 | 0 | 12
NO |  | 42 | 2012 | 8 | 26 | 26 |  |  |  | 138 | 138 | Steel Tower | 2.25 | 0 | 1 | 2-300 CU | 0 | 495014 | 495014 | 0 | 0 | 0 | 0 | 0 | 0 | 0 | 0 | 0 | 0 | 0 | 0 | 0 | 0 | 0 | 0 | 0 | 0 | 0 | 0 | 12
NO |  | 42 | 2012 | 8 | 28 | 28 |  | Blue Jacket Sub. | Kirby (Ohio Edison) | 138 | 138 | Steel Pole | 0.16 | 0 | 2 | 795 AL | 0 | 0 | 0 | 0 | 0 | 0 | 0 | 0 | 0 | 0 | 0 | 0 | 0 | 0 | 0 | 0 | 0 | 0 | 0 | 0 | 0 | 0 | 0 | 12
NO |  | 42 | 2012 | 8 | 29 | 29 |  |  |  | 138 | 138 | Wood Pole | 18 | 0 | 1 | 795 AL | 0 | 0 | 0 | 0 | 0 | 0 | 0 | 0 | 0 | 0 | 0 | 0 | 0 | 0 | 0 | 0 | 0 | 0 | 0 | 0 | 0 | 0 | 0 | 12
NO |  | 42 | 2012 | 8 | 30 | 30 |  |  |  | 138 | 138 | Steel Pole | 3.45 | 0 | 1 | 795 AL | 1100000 | 2924529 | 4024529 | 0 | 19178 | 0 | 19178 | 0 | 0 | 0 | 0 | 0 | 0 | 0 | 0 | 0 | 0 | 0 | 0 | 0 | 0 | 0 | 0 | 12
NO |  | 42 | 2012 | 9 | 1 | 1 |  | WHOLLY OWNED 138 KV |  | 0 | 0 |  | 0 | 0 | 0 |  | 0 | 0 | 0 | 0 | 0 | 0 | 0 | 0 | 0 | 0 | 0 | 0 | 0 | 0 | 0 | 0 | 0 | 0 | 0 | 0 | 0 | 0 | 0 | 12
NO |  | 42 | 2012 | 9 | 2 | 2 |  | Miami Sub. | Eldean Sub. | 138 | 138 | Wood H-Frame | 3.84 | 0 | 1 | 636 ACSR | 0 | 0 | 0 | 0 | 0 | 0 | 0 | 0 | 0 | 0 | 0 | 0 | 0 | 0 | 0 | 0 | 0 | 0 | 0 | 0 | 0 | 0 | 0 | 12
NO |  | 42 | 2012 | 9 | 3 | 3 |  |  |  | 138 | 138 | Wood H-Frame | 1.77 | 0 | 2 | 636 ACSR | 0 | 0 | 0 | 0 | 0 | 0 | 0 | 0 | 0 | 0 | 0 | 0 | 0 | 0 | 0 | 0 | 0 | 0 | 0 | 0 | 0 | 0 | 0 | 12
NO |  | 42 | 2012 | 9 | 4 | 4 |  |  |  | 138 | 138 | Wood Pole | 0.14 | 0 | 1 | 636 ACSR | 0 | 0 | 0 | 0 | 0 | 0 | 0 | 0 | 0 | 0 | 0 | 0 | 0 | 0 | 0 | 0 | 0 | 0 | 0 | 0 | 0 | 0 | 0 | 12
NO |  | 42 | 2012 | 9 | 5 | 5 |  |  |  | 138 | 138 | Steel Tower | 0.06 | 0 | 1 | 1351.5 ACSR | 0 | 0 | 0 | 0 | 0 | 0 | 0 | 0 | 0 | 0 | 0 | 0 | 0 | 0 | 0 | 0 | 0 | 0 | 0 | 0 | 0 | 0 | 0 | 12
NO |  | 42 | 2012 | 9 | 6 | 6 |  |  |  | 138 | 138 | Steel Tower | 0 | 1.4 | 3 | 1351.5 ACSR | 0 | 0 | 0 | 0 | 0 | 0 | 0 | 0 | 0 | 0 | 0 | 0 | 0 | 0 | 0 | 0 | 0 | 0 | 0 | 0 | 0 | 0 | 0 | 12
NO |  | 42 | 2012 | 9 | 7 | 7 |  |  |  | 138 | 138 | Wood H-Frame | 6.26 | 0 | 1 | 1351.5 ACSR | 0 | 0 | 0 | 0 | 0 | 0 | 0 | 0 | 0 | 0 | 0 | 0 | 0 | 0 | 0 | 0 | 0 | 0 | 0 | 0 | 0 | 0 | 0 | 12
NO |  | 42 | 2012 | 9 | 8 | 8 |  |  |  | 138 | 138 | Steel Pole | 0.15 | 0 | 1 | 1351.5 ACSR | 0 | 0 | 0 | 0 | 0 | 0 | 0 | 0 | 0 | 0 | 0 | 0 | 0 | 0 | 0 | 0 | 0 | 0 | 0 | 0 | 0 | 0 | 0 | 12
NO |  | 42 | 2012 | 9 | 9 | 9 |  |  |  | 138 | 138 | Steel Pole | 0 | 5.26 | 2 | 1351.5 ACSR | 0 | 0 | 0 | 0 | 0 | 0 | 0 | 0 | 0 | 0 | 0 | 0 | 0 | 0 | 0 | 0 | 0 | 0 | 0 | 0 | 0 | 0 | 0 | 12
NO |  | 42 | 2012 | 9 | 10 | 10 |  |  |  | 138 | 138 | Wood Pole | 0 | 0.37 | 2 | 1351.5 ACSR | 0 | 1012142 | 1012142 | 0 | 62250 | 0 | 62250 | 0 | 0 | 0 | 0 | 0 | 0 | 0 | 0 | 0 | 0 | 0 | 0 | 0 | 0 | 0 | 0 | 12
NO |  | 42 | 2012 | 9 | 12 | 12 |  | TOTAL WHOLLY OWNED |  | 0 | 0 |  | 316.88 | 63.3 | 155 |  | 3635346 | 26971872 | 30607218 | 0 | 730369 | 1267 | 731636 | 0 | 0 | 0 | 0 | 0 | 0 | 0 | 0 | 0 | 0 | 0 | 0 | 0 | 0 | 0 | 0 | 12
NO |  | 42 | 2012 | 9 | 13 | 13 |  | 138 KV FACIL-SEE NOTE (L) |  | 0 | 0 |  | 0 | 0 | 0 |  | 0 | 0 | 0 | 0 | 0 | 0 | 0 | 0 | 0 | 0 | 0 | 0 | 0 | 0 | 0 | 0 | 0 | 0 | 0 | 0 | 0 | 0 | 0 | 12
NO |  | 42 | 2012 | 9 | 15 | 15 |  | WHOLLY OWNED 69 KV |  | 0 | 0 |  | 0 | 0 | 0 |  | 0 | 0 | 0 | 0 | 0 | 0 | 0 | 0 | 0 | 0 | 0 | 0 | 0 | 0 | 0 | 0 | 0 | 0 | 0 | 0 | 0 | 0 | 0 | 12
NO |  | 42 | 2012 | 9 | 16 | 16 |  | 69 KV Lines | H Non-Energized | 0 | 138 | Wood Pole | 0.13 | 0 | 0 |  | 0 | 0 | 0 | 0 | 0 | 0 | 0 | 0 | 0 | 0 | 0 | 0 | 0 | 0 | 0 | 0 | 0 | 0 | 0 | 0 | 0 | 0 | 0 | 12
NO |  | 42 | 2012 | 9 | 17 | 17 |  |  |  | 69 | 69 | Wood Pole | 710.09 | 9.26 | 0 |  | 0 | 0 | 0 | 0 | 0 | 0 | 0 | 0 | 0 | 0 | 0 | 0 | 0 | 0 | 0 | 0 | 0 | 0 | 0 | 0 | 0 | 0 | 0 | 12
NO |  | 42 | 2012 | 9 | 18 | 18 |  |  |  | 69 | 69 | Wood H-Frame | 0.22 | 1.14 | 0 |  | 0 | 0 | 0 | 0 | 0 | 0 | 0 | 0 | 0 | 0 | 0 | 0 | 0 | 0 | 0 | 0 | 0 | 0 | 0 | 0 | 0 | 0 | 0 | 12
NO |  | 42 | 2012 | 9 | 19 | 19 |  |  |  | 69 | 69 | Steel Pole | 22.67 | 3.91 | 0 |  | 0 | 0 | 0 | 0 | 0 | 0 | 0 | 0 | 0 | 0 | 0 | 0 | 0 | 0 | 0 | 0 | 0 | 0 | 0 | 0 | 0 | 0 | 0 | 12
NO |  | 42 | 2012 | 9 | 20 | 20 |  |  |  | 69 | 69 | Steel Tower | 50.65 | 26.96 | 0 |  | 0 | 0 | 0 | 0 | 0 | 0 | 0 | 0 | 0 | 0 | 0 | 0 | 0 | 0 | 0 | 0 | 0 | 0 | 0 | 0 | 0 | 0 | 0 | 12
NO |  | 42 | 2012 | 9 | 21 | 21 |  |  |  | 69 | 138 | Steel Pole | 0.12 | 0 | 0 |  | 0 | 0 | 0 | 0 | 0 | 0 | 0 | 0 | 0 | 0 | 0 | 0 | 0 | 0 | 0 | 0 | 0 | 0 | 0 | 0 | 0 | 0 | 0 | 12
NO |  | 42 | 2012 | 9 | 22 | 22 |  |  |  | 69 | 69 | Underground | 5.48 | 0 | 0 |  | 0 | 0 | 0 | 0 | 0 | 0 | 0 | 0 | 0 | 0 | 0 | 0 | 0 | 0 | 0 | 0 | 0 | 0 | 0 | 0 | 0 | 0 | 0 | 12
NO |  | 42 | 2012 | 9 | 23 | 23 |  |  |  | 69 | 138 | Wood Pole | 103.84 | 3.95 | 0 |  | 0 | 0 | 0 | 0 | 0 | 0 | 0 | 0 | 0 | 0 | 0 | 0 | 0 | 0 | 0 | 0 | 0 | 0 | 0 | 0 | 0 | 0 | 0 | 12
NO |  | 42 | 2012 | 9 | 24 | 24 |  |  |  | 69 | 138 | Wood H-Frame | 8.78 | 1.77 | 0 |  | 0 | 0 | 0 | 0 | 0 | 0 | 0 | 0 | 0 | 0 | 0 | 0 | 0 | 0 | 0 | 0 | 0 | 0 | 0 | 0 | 0 | 0 | 0 | 12
NO |  | 42 | 2012 | 9 | 25 | 25 |  |  |  | 69 | 138 | Steel Tower | 8.55 | 29 | 0 |  | 0 | 0 | 0 | 0 | 0 | 0 | 0 | 0 | 0 | 0 | 0 | 0 | 0 | 0 | 0 | 0 | 0 | 0 | 0 | 0 | 0 | 0 | 0 | 12
NO |  | 42 | 2012 | 9 | 26 | 26 |  |  | H Non-Energized | 0 | 69 | Wood Pole | 3.4 | 0 | 0 |  | 0 | 0 | 0 | 0 | 0 | 0 | 0 | 0 | 0 | 0 | 0 | 0 | 0 | 0 | 0 | 0 | 0 | 0 | 0 | 0 | 0 | 0 | 0 | 12
SI/SI | A | 42 | 2012 | 9 | 28 | 28 |  | All 69 KV Lines |  | 0 | 0 |  | 0 | 0 | 0 |  | 10853966 | 73858430 | 84712396 | 79566 | 1421043 | 0 | 1500609 | 0 | 0 | 0 | 0 | 0 | 0 | 0 | 0 | 0 | 0 | 0 | 0 | 0 | 0 | 0 | 0 | 12
NO |  | 42 | 2012 | 9 | 30 | 30 |  | TOTAL WHOLLY OWNED |  | 0 | 0 |  | 913.93 | 75.99 | 0 |  | 10853966 | 73858430 | 84712396 | 79566 | 1421043 | 0 | 1500609 | 0 | 0 | 0 | 0 | 0 | 0 | 0 | 0 | 0 | 0 | 0 | 0 | 0 | 0 | 0 | 0 | 12
NO |  | 42 | 2012 | 9 | 31 | 31 |  | 69 KV FACIL-SEE NOTE (L) |  | 0 | 0 |  | 0 | 0 | 0 |  | 0 | 0 | 0 | 0 | 0 | 0 | 0 | 0 | 0 | 0 | 0 | 0 | 0 | 0 | 0 | 0 | 0 | 0 | 0 | 0 | 0 | 0 | 0 | 12
NO |  | 42 | 2012 | 10 | 1 | 1 |  | WHOLLY OWNED 34.5 KV |  | 0 | 0 |  | 0 | 0 | 0 |  | 0 | 0 | 0 | 0 | 0 | 0 | 0 | 0 | 0 | 0 | 0 | 0 | 0 | 0 | 0 | 0 | 0 | 0 | 0 | 0 | 0 | 0 | 0 | 12
NO |  | 42 | 2012 | 10 | 2 | 2 |  | 34.5 KV Lines | H Non-Energized | 34.5 | 34.5 | Wood Pole | 3.98 | 0 | 0 |  | 0 | 0 | 0 | 0 | 0 | 0 | 0 | 0 | 0 | 0 | 0 | 0 | 0 | 0 | 0 | 0 | 0 | 0 | 0 | 0 | 0 | 0 | 0 | 12
NO |  | 42 | 2012 | 10 | 3 | 3 |  |  |  | 34.5 | 69 | Wood Pole | 8.05 | 0 | 0 |  | 0 | 0 | 0 | 0 | 0 | 0 | 0 | 0 | 0 | 0 | 0 | 0 | 0 | 0 | 0 | 0 | 0 | 0 | 0 | 0 | 0 | 0 | 0 | 12
NO |  | 42 | 2012 | 10 | 4 | 4 |  |  |  | 34.5 | 34.5 | Wood Pole | 24.27 | 1.08 | 0 |  | 0 | 0 | 0 | 0 | 0 | 0 | 0 | 0 | 0 | 0 | 0 | 0 | 0 | 0 | 0 | 0 | 0 | 0 | 0 | 0 | 0 | 0 | 0 | 12
NO |  | 42 | 2012 | 10 | 5 | 5 |  |  | H Non-Energized | 34.5 | 69 | Wood H-Frame | 0 | 1.14 | 0 |  | 0 | 0 | 0 | 0 | 0 | 0 | 0 | 0 | 0 | 0 | 0 | 0 | 0 | 0 | 0 | 0 | 0 | 0 | 0 | 0 | 0 | 0 | 0 | 12
NO |  | 42 | 2012 | 10 | 6 | 6 |  |  | H Non-Energized | 34.5 | 138 | Steel Tower | 0 | 1.28 | 0 |  | 0 | 0 | 0 | 0 | 0 | 0 | 0 | 0 | 0 | 0 | 0 | 0 | 0 | 0 | 0 | 0 | 0 | 0 | 0 | 0 | 0 | 0 | 0 | 12
NO |  | 42 | 2012 | 10 | 8 | 8 |  | TOTAL WHOLLY OWNED |  | 0 | 0 |  | 36.3 | 3.5 | 0 |  | 0 | 0 | 0 | 0 | 0 | 0 | 0 | 0 | 0 | 0 | 0 | 0 | 0 | 0 | 0 | 0 | 0 | 0 | 0 | 0 | 0 | 0 | 0 | 12
NO |  | 42 | 2012 | 10 | 9 | 9 |  | 34.5 KV FAC-SEE NOTE (L) |  | 0 | 0 |  | 0 | 0 | 0 |  | 0 | 0 | 0 | 0 | 1069 | 0 | 1069 | 0 | 0 | 0 | 0 | 0 | 0 | 0 | 0 | 0 | 0 | 0 | 0 | 0 | 0 | 0 | 0 | 12
NO |  | 42 | 2012 | 0 | 36 | 36 |  | TOTAL |  | 0 | 0 |  | 2142.31 | 274.25 | 269 |  | 27809735 | 179480408 | 207290143 | 734516 | 3005014 | 1267 | 3740797 | 0 | 0 | 0 | 0 | 0 | 0 | 0 | 0 | 0 | 0 | 0 | 0 | 0 | 0 | 0 | 0 | 12
NO |  | 179 | 2012 | 0 | 1 | 1 |  | East Shore Substa., NH | Totoket Jct (CL&P), No. Bfd | 345 | 345 | Steel Pole | 6.23 | 0 | 1 | 954KCMIL AC | 2705204 | 2024628 | 4729832 | 0 | 0 | 0 | 0 | 0 | 0 | 0 | 0 | 0 | 0 | 0 | 0 | 0 | 0 | 0 | 0 | 0 | 0 | 0 | 0 | 12
SI/NO | A | 179 | 2012 | 0 | 2 | 2 |  | East Shore Substa., NH | Totoket Jct (CL&P), No. Bfd | 115 | 115 | Steel Pole | 6.1 | 0 | 1 | 1272KCMIL AC | 991243 | 1433160 | 2424403 | 0 | 0 | 0 | 53107.6285 | 0 | 0 | 0 | 0 | 0 | 0 | 0 | 0 | 0 | 0 | 0 | 0 | 0 | 0 | 0 | 0 | 12
SI/NO | A | 179 | 2012 | 0 | 3 | 3 |  | Glen Lake Jct (CL&P), Wdbrg | Mix Ave Substa., Hamden | 115 | 115 | H Frame-Wood P | 2.9 | 0 | 1 | 556KCMIL AC | 195088 | 1908460 | 2103548 | 0 | 0 | 0 | 46079.1567 | 0 | 0 | 0 | 0 | 0 | 0 | 0 | 0 | 0 | 0 | 0 | 0 | 0 | 0 | 0 | 0 | 12
SI/NO | S | 179 | 2012 | 0 | 4 | 4 |  | Mix Aven Substa., Hamden | Sackett Substa., No. Haven | 115 | 115 | Underground | 2.32 | 0 | 1 | 1250KCMIL C | 20639 | 570773 | 591412 | 0 | 0 | 0 | 12955.1435 | 0 | 0 | 0 | 0 | 0 | 0 | 0 | 0 | 0 | 0 | 0 | 0 | 0 | 0 | 0 | 0 | 12
SI/NO | A | 179 | 2012 | 0 | 5 | 5 |  | Sackett Substa., No. Haven | Grand Ave Substa., NH | 115 | 115 | Steel Pole | 4.2 | 0 | 1 | 1272KCMIL AC | 12452 | 4118266 | 4130718 | 0 | 0 | 0 | 90485.2192 | 0 | 0 | 0 | 0 | 0 | 0 | 0 | 0 | 0 | 0 | 0 | 0 | 0 | 0 | 0 | 0 | 12
SI/NO | S | 179 | 2012 | 0 | 6 | 6 |  | Pequonnock Substa., Bpt. | Barnum Ave-c/o Seaview | 115 | 115 | Underground | 2.82 | 0 | 2 | 1750KCMIL C | 85780 | 1147407 | 1233187 | 0 | 0 | 0 | 27013.511 | 0 | 0 | 0 | 0 | 0 | 0 | 0 | 0 | 0 | 0 | 0 | 0 | 0 | 0 | 0 | 0 | 12
SI/NO | A | 179 | 2012 | 0 | 7 | 7 |  | Barnum Substa., Bpt. | Seaview to Trumbull Junct | 115 | 115 | Metal Tower | 3.87 | 0 | 2 | 795KCMIL AC | 194266 | 2981558 | 3175824 | 0 | 0 | 0 | 69567.8404 | 0 | 0 | 0 | 0 | 0 | 0 | 0 | 0 | 0 | 0 | 0 | 0 | 0 | 0 | 0 | 0 | 12
SI/NO | A | 179 | 2012 | 0 | 8 | 8 |  | Derby Jct (CL&P), Shelton | Indian Well Substa., Derby | 115 | 115 | Metal Tower | 1.47 | 0 | 1 | Various | 18532 | 451200 | 469732 | 0 | 0 | 0 | 10289.6889 | 0 | 0 | 0 | 0 | 0 | 0 | 0 | 0 | 0 | 0 | 0 | 0 | 0 | 0 | 0 | 0 | 12
SI/NO | A | 179 | 2012 | 0 | 9 | 9 |  | Indian Well Substa., Derby | Ansonia Substa., Ansonia | 115 | 115 | Metal Tower | 2.61 | 0 | 1 | 4/0 AWG, C | 34152 | 1144208 | 1178360 | 0 | 0 | 0 | 25812.5011 | 0 | 0 | 0 | 0 | 0 | 0 | 0 | 0 | 0 | 0 | 0 | 0 | 0 | 0 | 0 | 0 | 12
NO |  | 179 | 2012 | 0 | 10 | 10 |  | Derby Jct (CL&P), Shelton | Ansonia Substa., Ansonia | 115 | 115 | Metal Tower | 4.08 | 0 | 1 | Various | 0 | 0 | 0 | 0 | 0 | 0 | 0 | 0 | 0 | 0 | 0 | 0 | 0 | 0 | 0 | 0 | 0 | 0 | 0 | 0 | 0 | 0 | 0 | 12
SI/NO | A | 179 | 2012 | 0 | 11 | 11 |  | Pease Rd jct (CL&P), Wdbrg | June St Substa., Wdbrg | 115 | 115 | Steel Pole | 0.77 | 0 | 2 | 1272KCMIL AC | 34947 | 284259 | 319206 | 0 | 0 | 0 | 6992.3497 | 0 | 0 | 0 | 0 | 0 | 0 | 0 | 0 | 0 | 0 | 0 | 0 | 0 | 0 | 0 | 0 | 12
SI/NO | S | 179 | 2012 | 0 | 12 | 12 |  | Grand Ave Substa., NH | W. River Switching Station | 115 | 115 | Underground75% | 5.38 | 0 | 2 | Varoius | 24981 | 3878129 | 3903110 | 0 | 0 | 0 | 85499.3645 | 0 | 0 | 0 | 0 | 0 | 0 | 0 | 0 | 0 | 0 | 0 | 0 | 0 | 0 | 0 | 0 | 12
SI/NO | A | 179 | 2012 | 0 | 13 | 13 |  | W. River Switching Station | Pequonnock Substation, Bpt | 115 | 115 | S Cat Tower | 15.71 | 0 | 2 | Various | 11676 | 10160055 | 10171731 | 0 | 0 | 0 | 222816.3019 | 0 | 0 | 0 | 0 | 0 | 0 | 0 | 0 | 0 | 0 | 0 | 0 | 0 | 0 | 0 | 0 | 12
SI/NO | A | 179 | 2012 | 0 | 14 | 14 |  | Pequonnock Substa., Bpt | Congress | 115 | 115 | S. Cat Tower | 0.7 | 0 | 2 | 1590KCMIL AC | 0 | 1525482 | 1525482 | 0 | 0 | 0 | 33416.3632 | 0 | 0 | 0 | 0 | 0 | 0 | 0 | 0 | 0 | 0 | 0 | 0 | 0 | 0 | 0 | 0 | 12
SI/NO | A | 179 | 2012 | 0 | 15 | 15 |  | Pequonnock Substa., Bpt | Ash Creek Substa., Bpt | 115 | 115 | S Cat Tower | 3.72 | 0 | 1 | 1590KCMIL AC | 14577 | 993329 | 1007906 | 0 | 0 | 0 | 22078.6302 | 0 | 0 | 0 | 0 | 0 | 0 | 0 | 0 | 0 | 0 | 0 | 0 | 0 | 0 | 0 | 0 | 12
SI/NO | A | 179 | 2012 | 0 | 16 | 16 |  | Ash Creek Substa., Bpt | Westport Town Line (CL&P) | 115 | 115 | S Cat Tower | 3.78 | 0.28 | 1 | 1590KCMIL AC | 8826 | 603260 | 612086 | 0 | 0 | 0 | 13408.0167 | 0 | 0 | 0 | 0 | 0 | 0 | 0 | 0 | 0 | 0 | 0 | 0 | 0 | 0 | 0 | 0 | 12
SI/NO | S | 179 | 2012 | 0 | 17 | 17 |  | W. River Switching Station | Water St Substa., NH | 115 | 115 | Underground | 1.53 | 0 | 1 | 2250KCMIL C | 0 | 7096394 | 7096394 | 0 | 0 | 0 | 155449.674 | 0 | 0 | 0 | 0 | 0 | 0 | 0 | 0 | 0 | 0 | 0 | 0 | 0 | 0 | 0 | 0 | 12
SI/NO | S | 179 | 2012 | 0 | 18 | 18 |  | Water St. Substa., NH | Grand Ave., NH | 115 | 115 | Underground25% | 1.45 | 0 | 1 | 2250KCMIL C | 0 | 814947 | 814947 | 0 | 0 | 0 | 17851.7773 | 0 | 0 | 0 | 0 | 0 | 0 | 0 | 0 | 0 | 0 | 0 | 0 | 0 | 0 | 0 | 0 | 12
SI/NO | A | 179 | 2012 | 0 | 19 | 19 |  | Grand Ave Substa., NH | Cedar Hill Junction | 115 | 115 | Steel Pole | 1.26 | 0 | 1 | 1500KCMIL C | 0 | 439941 | 439941 | 0 | 0 | 0 | 9637.1037 | 0 | 0 | 0 | 0 | 0 | 0 | 0 | 0 | 0 | 0 | 0 | 0 | 0 | 0 | 0 | 0 | 12
SI/NO | A | 179 | 2012 | 0 | 20 | 20 |  | Cedar Hil Jct, NH | Quinnipiac Substa., NH | 115 | 115 | Steel Pole | 1.04 | 0 | 2 | 1272KCMIL AC | 7814 | 974476 | 982290 | 0 | 0 | 0 | 21517.5003 | 0 | 0 | 0 | 0 | 0 | 0 | 0 | 0 | 0 | 0 | 0 | 0 | 0 | 0 | 0 | 0 | 12
SI/NO | A | 179 | 2012 | 0 | 21 | 21 |  | Cedar Hill Jct, NH | No. Haven Sub., No. Haven | 115 | 115 | Steel Pole | 7.15 | 0 | 1 | 1272KCMIL AC | 0 | 1401454 | 1401454 | 0 | 0 | 0 | 30699.4746 | 0 | 0 | 0 | 0 | 0 | 0 | 0 | 0 | 0 | 0 | 0 | 0 | 0 | 0 | 0 | 0 | 12
SI/NO | A | 179 | 2012 | 0 | 22 | 22 |  | North Haven Substa., NH | Wharton Brook Junction | 115 | 115 | Steel Pole | 1.67 | 0 | 2 | 1272KCMIL AC | 1269 | 628748 | 630017 | 0 | 0 | 0 | 13800.8032 | 0 | 0 | 0 | 0 | 0 | 0 | 0 | 0 | 0 | 0 | 0 | 0 | 0 | 0 | 0 | 0 | 12
SI/NO | A | 179 | 2012 | 0 | 23 | 23 |  | New Haven Harbor Station | East Shore Substa., NH | 115 | 115 | Steel Pole | 0 | 0 | 1 | 1590KCMIL AC | 663341 | 0 | 663341 | 0 | 0 | 0 | 14530.7803 | 0 | 0 | 0 | 0 | 0 | 0 | 0 | 0 | 0 | 0 | 0 | 0 | 0 | 0 | 0 | 0 | 12
SI/NO | A | 179 | 2012 | 0 | 24 | 24 |  | East Shore Substa., NH | Grand Ave Substa., NH | 115 | 115 | Steel Pole | 1.53 | 0 | 2 | 1590KCMIL AC | 34081 | 9851334 | 9885415 | 0 | 0 | 0 | 216544.4223 | 0 | 0 | 0 | 0 | 0 | 0 | 0 | 0 | 0 | 0 | 0 | 0 | 0 | 0 | 0 | 0 | 12
SI/NO | A | 179 | 2012 | 0 | 25 | 25 |  | Pequonnock Substa. | Westport town line (CL&P) | 115 | 115 | Metal Tower | 6.84 | 0 | 1 | Various | 0 | 13422091 | 13422091 | 0 | 0 | 0 | 294016.8866 | 0 | 0 | 0 | 0 | 0 | 0 | 0 | 0 | 0 | 0 | 0 | 0 | 0 | 0 | 0 | 0 | 12
SI/NO | S | 179 | 2012 | 0 | 26 | 26 |  | Mill River Substa., NH | Broadway, NH | 115 | 115 | Underground | 1.66 | 0 | 1 | 1500KCMIL C | 0 | 4926637 | 4926637 | 0 | 0 | 0 | 107920.1797 | 0 | 0 | 0 | 0 | 0 | 0 | 0 | 0 | 0 | 0 | 0 | 0 | 0 | 0 | 0 | 0 | 12
SI/NO | S | 179 | 2012 | 0 | 27 | 27 |  | Broadway Substa., NH | Water Street, NH | 115 | 115 | Underground | 1.49 | 0 | 1 | 1500KCMIL C | 0 | 4074625 | 4074625 | 0 | 0 | 0 | 89256.477 | 0 | 0 | 0 | 0 | 0 | 0 | 0 | 0 | 0 | 0 | 0 | 0 | 0 | 0 | 0 | 0 | 12
NO |  | 179 | 2012 | 0 | 28 | 28 |  | Singer Substation | UI / NU Jct | 345 | 345 | Underground | 11.2 | 0 | 2 | 3000 Cu | 0 | 166206756 | 166206756 | 0 | 0 | 0 | 0 | 0 | 0 | 0 | 0 | 0 | 0 | 0 | 0 | 0 | 0 | 0 | 0 | 0 | 0 | 0 | 0 | 12
SI/NO | S | 179 | 2012 | 0 | 29 | 29 |  | Singer Substation | Pequonnock | 115 | 115 | Underground | 0.43 | 0 | 1 | 3-3500 Cu (XLPE) | 0 | 8295192 | 8295192 | 0 | 0 | 0 | 181709.8786 | 0 | 0 | 0 | 0 | 0 | 0 | 0 | 0 | 0 | 0 | 0 | 0 | 0 | 0 | 0 | 0 | 12
SI/NO | S | 179 | 2012 | 0 | 30 | 30 |  | Singer Substation | BE | 115 | 115 | Underground | 0.17 | 0 | 1 | Various | 0 | 4182360 | 4182360 | 0 | 0 | 0 | 91616.4602 | 0 | 0 | 0 | 0 | 0 | 0 | 0 | 0 | 0 | 0 | 0 | 0 | 0 | 0 | 0 | 0 | 12
NO |  | 179 | 2012 | 0 | 31 | 31 |  | Manchester Substation | Meekville Junction | 345 | 345 | Steel Pole | 1.1 | 0 | 1 | Various | 0 | 6346383 | 6346383 | 0 | 0 | 0 | 0 | 0 | 0 | 0 | 0 | 0 | 0 | 0 | 0 | 0 | 0 | 0 | 0 | 0 | 0 | 0 | 0 | 12
NO |  | 179 | 2012 | 0 | 32 | 32 |  | Devon Tie (UI) | Debon(NU) | 115 | 115 | Included in-13 | 0 | 0 | 0 |  | 0 | 0 | 0 | 0 | 0 | 0 | 0 | 0 | 0 | 0 | 0 | 0 | 0 | 0 | 0 | 0 | 0 | 0 | 0 | 0 | 0 | 0 | 0 | 12
NO |  | 179 | 2012 | 0 | 33 | 33 |  | East Shore Tap | Halvarsson | 345 | 115 | Included in-1 | 0 | 0 | 0 |  | 0 | 0 | 0 | 0 | 0 | 0 | 0 | 0 | 0 | 0 | 0 | 0 | 0 | 0 | 0 | 0 | 0 | 0 | 0 | 0 | 0 | 0 | 0 | 12
NO |  | 179 | 2012 | 0 | 34 | 34 |  | Resco Tap |  | 115 | 115 | Included in-15 | 0 | 0 | 0 |  | 0 | 0 | 0 | 0 | 0 | 0 | 0 | 0 | 0 | 0 | 0 | 0 | 0 | 0 | 0 | 0 | 0 | 0 | 0 | 0 | 0 | 0 | 0 | 12
NO |  | 179 | 2012 | 0 | 35 | 35 |  | Union Ave Substaion |  | 115 | 115 | Included in-17 | 0 | 0 | 0 |  | 0 | 0 | 0 | 0 | 0 | 0 | 0 | 0 | 0 | 0 | 0 | 0 | 0 | 0 | 0 | 0 | 0 | 0 | 0 | 0 | 0 | 0 | 0 | 12
NO |  | 179 | 2012 | 0 | 36 | 36 |  | TOTAL |  | 0 | 0 |  | 105.18 | 0.28 | 41 |  | 13227836 | 262535225 | 275763061 | 0 | 0 | 0 | 0 | 0 | 0 | 0 | 0 | 0 | 0 | 0 | 0 | 0 | 0 | 0 | 0 | 0 | 0 | 0 | 0 | 12
NO |  | 179 | 2012 | 1 | 1 | 1 |  | Misc Transmission Substatin |  | 0 | 0 |  | 0 | 0 | 0 |  | 8168968 | 649713 | 8818681 | 0 | 0 | 0 | 0 | 0 | 0 | 0 | 0 | 0 | 0 | 0 | 0 | 0 | 0 | 0 | 0 | 0 | 0 | 0 | 0 | 12
NO |  | 191 | 2012 | 0 | 1 | 1 |  | 345 kV LINES: |  | 0 | 0 |  | 0 | 0 | 0 |  | 0 | 0 | 0 | 0 | 0 | 0 | 0 | 0 | 0 | 0 | 0 | 0 | 0 | 0 | 0 | 0 | 0 | 0 | 0 | 0 | 0 | 0 | 0 | 12
NO |  | 191 | 2012 | 0 | 2 | 2 |  | 01 Swissvale Sub | Lang Sub | 345 | 345 | HFW | 38.07 | 0 | 1 | 795.0 ACSR | 128475 | 5243547 | 5372022 | 0 | 0 | 0 | 0 | 0 | 0 | 0 | 0 | 0 | 0 | 0 | 0 | 0 | 0 | 0 | 0 | 0 | 0 | 0 | 0 | 12
NO |  | 191 | 2012 | 0 | 3 | 3 |  | 01 Lang Sub | Wichita KPL-KGE Tie | 345 | 345 | HFW | 34.17 | 0 | 1 | 795.0 ACSR | 0 | 0 | 0 | 0 | 0 | 0 | 0 | 0 | 0 | 0 | 0 | 0 | 0 | 0 | 0 | 0 | 0 | 0 | 621910391 | 0 | 0 | 0 | 0 | 12
NO |  | 191 | 2012 | 0 | 5 | 5 |  | 02 Swissvale Sub | Stillwell KPL-KCPL Tie | 345 | 345 | HFW | 18.53 | 0 | 1 | 795.0 ACSR | 32119 | 716722 | 748841 | 0 | 0 | 0 | 0 | 0 | 0 | 0 | 0 | 0 | 0 | 0 | 0 | 0 | 0 | 0 | 0 | 0 | 0 | 0 | 0 | 12
NO |  | 191 | 2012 | 0 | 7 | 7 |  | 03 Jeffrey EC | Hoyt Sub | 345 | 345 | HFW | 24.29 | 0 | 1 | 795.0 ACSR | 85579 | 3075017 | 3160596 | 0 | 0 | 0 | 0 | 0 | 0 | 0 | 0 | 0 | 0 | 0 | 0 | 0 | 0 | 0 | 0 | 0 | 0 | 0 | 0 | 12
NO |  | 191 | 2012 | 0 | 9 | 9 |  | 04 Morris Co Sub | Lang Sub | 345 | 345 | ST | 1.06 | 0 | 1 | 795.0 ACSR | 207363 | 5311113 | 5518476 | 0 | 0 | 0 | 0 | 0 | 0 | 0 | 0 | 0 | 0 | 0 | 0 | 0 | 0 | 0 | 0 | 0 | 0 | 0 | 0 | 12
NO |  | 191 | 2012 | 0 | 10 | 10 |  | 04 Morris Co Sub | Str 220 | 345 | 345 | HFW | 27.67 | 0 | 1 | 795.0 ACSR | 0 | 0 | 0 | 0 | 0 | 0 | 0 | 0 | 0 | 0 | 0 | 0 | 0 | 0 | 0 | 0 | 0 | 0 | 621910392 | 0 | 0 | 0 | 0 | 12
NO |  | 191 | 2012 | 0 | 11 | 11 |  | 04 Str 220 | Emporia EC | 345 | 345 | HFW | 0.04 | 0 | 1 | 795.0 ACSR | 0 | 0 | 0 | 0 | 0 | 0 | 0 | 0 | 0 | 0 | 0 | 0 | 0 | 0 | 0 | 0 | 0 | 0 | 621910393 | 0 | 0 | 0 | 0 | 12
NO |  | 191 | 2012 | 0 | 13 | 13 |  | 05 Jeffrey EC | Morris Co Sub | 345 | 345 | HFW | 56.83 | 0 | 1 | 795.0 ACSR | 77431 | 8807812 | 8885243 | 0 | 0 | 0 | 0 | 0 | 0 | 0 | 0 | 0 | 0 | 0 | 0 | 0 | 0 | 0 | 0 | 0 | 0 | 0 | 0 | 12
NO |  | 191 | 2012 | 0 | 15 | 15 |  | 06 Hoyt Sub | Stranger Ck Sub | 345 | 345 | HFW | 33.07 | 0 | 1 | 795.0 ACSR | 289774 | 7267345 | 7557119 | 0 | 0 | 0 | 0 | 0 | 0 | 0 | 0 | 0 | 0 | 0 | 0 | 0 | 0 | 0 | 0 | 0 | 0 | 0 | 0 | 12
NO |  | 191 | 2012 | 0 | 16 | 16 |  | 06 Hoyt Sub | Stranger Ck Sub | 345 | 345 | SPS | 3.53 | 0 | 1 | 795.0 ACSR | 0 | 0 | 0 | 0 | 0 | 0 | 0 | 0 | 0 | 0 | 0 | 0 | 0 | 0 | 0 | 0 | 0 | 0 | 621910394 | 0 | 0 | 0 | 0 | 12
NO |  | 191 | 2012 | 0 | 18 | 18 |  | 07 Jeffrey EC | Summit Sub | 345 | 345 | HFW | 72.87 | 0 | 1 | 1192.5 ACSR | 669756 | 33353634 | 34023390 | 0 | 0 | 0 | 0 | 0 | 0 | 0 | 0 | 0 | 0 | 0 | 0 | 0 | 0 | 0 | 0 | 0 | 0 | 0 | 0 | 12
NO |  | 191 | 2012 | 0 | 19 | 19 |  | 07 Jeffrey EC | Summit Sub | 345 | 345 | HFS | 24.23 | 0 | 1 | 1192.5 ACSR | 0 | 0 | 0 | 0 | 0 | 0 | 0 | 0 | 0 | 0 | 0 | 0 | 0 | 0 | 0 | 0 | 0 | 0 | 621910395 | 0 | 0 | 0 | 0 | 12
NO |  | 191 | 2012 | 0 | 21 | 21 |  | 08 Stranger Creek Sub | Iatan KPL-KCPL Tie | 345 | 345 | ST | 1.86 | 0 | 2 | 954.0 ACSR | 25495 | 1060183 | 1085678 | 0 | 0 | 0 | 0 | 0 | 0 | 0 | 0 | 0 | 0 | 0 | 0 | 0 | 0 | 0 | 0 | 0 | 0 | 0 | 0 | 12
NO |  | 191 | 2012 | 0 | 23 | 23 |  | 19N Reno Co | Str 4 | 345 | 345 | SPS | 0.03 | 0 | 1 | 1192.5 ACSR | 4097552 | 81846137 | 85943689 | 0 | 0 | 0 | 0 | 0 | 0 | 0 | 0 | 0 | 0 | 0 | 0 | 0 | 0 | 0 | 0 | 0 | 0 | 0 | 0 | 12
NO |  | 191 | 2012 | 0 | 24 | 24 |  | 19N Str 4 | Summit Sub | 345 | 345 | HFS | 53.2 | 0 | 1 | 1192.5 ACSR | 0 | 0 | 0 | 0 | 0 | 0 | 0 | 0 | 0 | 0 | 0 | 0 | 0 | 0 | 0 | 0 | 0 | 0 | 621910396 | 0 | 0 | 0 | 0 | 12
NO |  | 191 | 2012 | 0 | 26 | 26 |  | 21 Emporia EC | Lang Sub | 345 | 345 | HFW | 0.14 | 0 | 1 | 795.0 ACSR | 0 | 223663 | 223663 | 0 | 0 | 0 | 0 | 0 | 0 | 0 | 0 | 0 | 0 | 0 | 0 | 0 | 0 | 0 | 0 | 0 | 0 | 0 | 0 | 12
NO |  | 191 | 2012 | 0 | 27 | 27 |  | TOTAL 345kV LINES |  | 0 | 0 |  | 389.59 | 0 | 17 |  | 5613544 | 146905173 | 152518717 | 0 | 0 | 0 | 0 | 0 | 0 | 0 | 0 | 0 | 0 | 0 | 0 | 0 | 0 | 0 | 0 | 0 | 0 | 0 | 0 | 12
NO |  | 191 | 2012 | 0 | 29 | 29 |  | 230 kV LINES: |  | 0 | 0 |  | 0 | 0 | 0 |  | 0 | 0 | 0 | 0 | 0 | 0 | 0 | 0 | 0 | 0 | 0 | 0 | 0 | 0 | 0 | 0 | 0 | 0 | 0 | 0 | 0 | 0 | 0 | 12
NO |  | 191 | 2012 | 0 | 30 | 30 |  | 01 Tecumseh Hill Sub | Swissvale Sub | 230 | 230 | HFW | 12.56 | 0 | 1 | 927.2 AAAC | 39823 | 641440 | 681263 | 0 | 0 | 0 | 0 | 0 | 0 | 0 | 0 | 0 | 0 | 0 | 0 | 0 | 0 | 0 | 0 | 0 | 0 | 0 | 0 | 12
NO |  | 191 | 2012 | 0 | 31 | 31 |  | 01 Tecumseh Hill Sub | Swissvale Sub | 230 | 230 | ST | 2.44 | 0 | 1 | 927.2 AAAC | 0 | 0 | 0 | 0 | 0 | 0 | 0 | 0 | 0 | 0 | 0 | 0 | 0 | 0 | 0 | 0 | 0 | 0 | 621910397 | 0 | 0 | 0 | 0 | 12
NO |  | 191 | 2012 | 0 | 33 | 33 |  | 02 Swissvale Sub | Morris Co Sub | 230 | 230 | HFW | 49.75 | 0 | 1 | 927.2 AAAC | 76306 | 1396714 | 1473020 | 0 | 0 | 0 | 0 | 0 | 0 | 0 | 0 | 0 | 0 | 0 | 0 | 0 | 0 | 0 | 0 | 0 | 0 | 0 | 0 | 12
NO |  | 191 | 2012 | 1 | 1 | 1 |  | 03 Morris Co Sub | McDowell Creek Sw Sta | 230 | 230 | HFW | 28.22 | 0 | 1 | 927.2 AAAC | 60408 | 1704664 | 1765072 | 0 | 0 | 0 | 0 | 0 | 0 | 0 | 0 | 0 | 0 | 0 | 0 | 0 | 0 | 0 | 0 | 0 | 0 | 0 | 0 | 12
NO |  | 191 | 2012 | 1 | 2 | 2 |  | 03 Morris Co Sub | McDowell Creek Sw Sta | 230 | 230 | 3PW | 0.36 | 0 | 1 | 795.0 ACSR | 0 | 0 | 0 | 0 | 0 | 0 | 0 | 0 | 0 | 0 | 0 | 0 | 0 | 0 | 0 | 0 | 0 | 0 | 621910398 | 0 | 0 | 0 | 0 | 12
NO |  | 191 | 2012 | 1 | 4 | 4 |  | 04 Morris Co Sub | West Emporia Sub | 115 | 230 | HFW | 22.36 | 0 | 1 | 927.2 AAAC | 46668 | 672801 | 719469 | 0 | 0 | 0 | 0 | 0 | 0 | 0 | 0 | 0 | 0 | 0 | 0 | 0 | 0 | 0 | 0 | 0 | 0 | 0 | 0 | 12
NO |  | 191 | 2012 | 1 | 5 | 5 |  | 04 Morris Co Sub | West Emporia Sub | 115 | 230 | ST | 0 | 0.87 | 1 | 795.0 ACSR | 0 | 0 | 0 | 0 | 0 | 0 | 0 | 0 | 0 | 0 | 0 | 0 | 0 | 0 | 0 | 0 | 0 | 0 | 621910399 | 0 | 0 | 0 | 0 | 12
NO |  | 191 | 2012 | 1 | 7 | 7 |  | 05 Morris Co Sub | Summit Sub | 230 | 230 | HFW | 59.34 | 0 | 1 | 927.2 AAAC | 86251 | 4254410 | 4340661 | 0 | 0 | 0 | 0 | 0 | 0 | 0 | 0 | 0 | 0 | 0 | 0 | 0 | 0 | 0 | 0 | 0 | 0 | 0 | 0 | 12
NO |  | 191 | 2012 | 1 | 8 | 8 |  | 05 Str 175A | Str 175E | 230 | 345 | SPS | 0.78 | 0 | 1 | 1192.5 ACSR | 0 | 0 | 0 | 0 | 0 | 0 | 0 | 0 | 0 | 0 | 0 | 0 | 0 | 0 | 0 | 0 | 0 | 0 | 621910400 | 0 | 0 | 0 | 0 | 12
NO |  | 191 | 2012 | 1 | 10 | 10 |  | 06 Summit Sub | E McPherson/Circle | 230 | 230 | HFW | 51.43 | 0 | 1 | 927.2 AAAC | 65470 | 2792674 | 2858144 | 0 | 0 | 0 | 0 | 0 | 0 | 0 | 0 | 0 | 0 | 0 | 0 | 0 | 0 | 0 | 0 | 0 | 0 | 0 | 0 | 12
NO |  | 191 | 2012 | 1 | 12 | 12 |  | 07 Swissvale Sub | Lawrence Hill Sub | 230 | 230 | HFS | 4.39 | 0 | 1 | 927.2 AAAC | 51211 | 2948820 | 3000031 | 0 | 0 | 0 | 0 | 0 | 0 | 0 | 0 | 0 | 0 | 0 | 0 | 0 | 0 | 0 | 0 | 0 | 0 | 0 | 0 | 12
NO |  | 191 | 2012 | 1 | 13 | 13 |  | 07 Swissvale Sub | Lawrence Hill Sub | 230 | 230 | SPW | 0.15 | 0 | 1 | 927.2 AAAC | 0 | 0 | 0 | 0 | 0 | 0 | 0 | 0 | 0 | 0 | 0 | 0 | 0 | 0 | 0 | 0 | 0 | 0 | 621910401 | 0 | 0 | 0 | 0 | 12
NO |  | 191 | 2012 | 1 | 14 | 14 |  | 07 Swissvale Sub | Lawrence Hill Sub | 230 | 230 | HFW | 19.27 | 0 | 1 | 927.2 AAAC | 0 | 0 | 0 | 0 | 0 | 0 | 0 | 0 | 0 | 0 | 0 | 0 | 0 | 0 | 0 | 0 | 0 | 0 | 621910402 | 0 | 0 | 0 | 0 | 12
NO |  | 191 | 2012 | 1 | 16 | 16 |  | 08 Swissvale Sub | Auburn Rd Sub | 230 | 230 | HFW | 17.4 | 0 | 1 | 927.2 AAAC | 69138 | 690784 | 759922 | 0 | 0 | 0 | 0 | 0 | 0 | 0 | 0 | 0 | 0 | 0 | 0 | 0 | 0 | 0 | 0 | 0 | 0 | 0 | 0 | 12
NO |  | 191 | 2012 | 1 | 18 | 18 |  | 09 Lawrence Hill Sub | Midland Jct Sub | 230 | 230 | HFW | 2.48 | 0 | 1 | 795.0 ACSR | 14347 | 202825 | 217172 | 0 | 0 | 0 | 0 | 0 | 0 | 0 | 0 | 0 | 0 | 0 | 0 | 0 | 0 | 0 | 0 | 0 | 0 | 0 | 0 | 12
NO |  | 191 | 2012 | 1 | 19 | 19 |  | 09 Lawrence Hill Sub | Midland Jct Sub | 230 | 230 | HFW | 0.26 | 0 | 1 | 927.2 AAAC | 0 | 0 | 0 | 0 | 0 | 0 | 0 | 0 | 0 | 0 | 0 | 0 | 0 | 0 | 0 | 0 | 0 | 0 | 621910403 | 0 | 0 | 0 | 0 | 12
NO |  | 191 | 2012 | 1 | 21 | 21 |  | 10 Summit Sub | Str. 45 | 230 | 230 | SPS | 6.18 | 5.86 | 1 | 1192.5 ACSR | 32676 | 1262667 | 1295343 | 0 | 0 | 0 | 0 | 0 | 0 | 0 | 0 | 0 | 0 | 0 | 0 | 0 | 0 | 0 | 0 | 0 | 0 | 0 | 0 | 12
NO |  | 191 | 2012 | 1 | 22 | 22 |  | 10 Str. 45 | Salina KPL-MEI Tie | 230 | 230 | HFW | 10.37 | 0 | 1 | 927.2 AAAC | 0 | 0 | 0 | 0 | 0 | 0 | 0 | 0 | 0 | 0 | 0 | 0 | 0 | 0 | 0 | 0 | 0 | 0 | 621910404 | 0 | 0 | 0 | 0 | 12
NO |  | 191 | 2012 | 1 | 24 | 24 |  | 12 Midland Jct Sub | Jarbalo Jct Sw Sta | 115 | 230 | HFW | 16.13 | 0 | 1 | 1192.5 ACSR | 38344 | 968930 | 1007274 | 0 | 0 | 0 | 0 | 0 | 0 | 0 | 0 | 0 | 0 | 0 | 0 | 0 | 0 | 0 | 0 | 0 | 0 | 0 | 0 | 12
NO |  | 191 | 2012 | 1 | 26 | 26 |  | 13 Jeffrey EC Sub | Auburn Rd Sub | 230 | 230 | HFW | 29.75 | 0 | 1 | 795.0 ACSR | 65602 | 1863433 | 1929035 | 0 | 0 | 0 | 0 | 0 | 0 | 0 | 0 | 0 | 0 | 0 | 0 | 0 | 0 | 0 | 0 | 0 | 0 | 0 | 0 | 12
NO |  | 191 | 2012 | 1 | 28 | 28 |  | 14 Jeffrey EC Sub | East Manhattan Sub | 230 | 230 | HFW | 27.06 | 0 | 1 | 1192.5 ACSR | 49351 | 2682556 | 2731907 | 0 | 0 | 0 | 0 | 0 | 0 | 0 | 0 | 0 | 0 | 0 | 0 | 0 | 0 | 0 | 0 | 0 | 0 | 0 | 0 | 12
NO |  | 191 | 2012 | 1 | 30 | 30 |  | 15 East Manhattan Sub | Manhattan KPL-SECI Tie | 230 | 230 | SPW | 2.91 | 0 | 1 | 1192.5 ACSR | 111205 | 1491819 | 1603024 | 0 | 0 | 0 | 0 | 0 | 0 | 0 | 0 | 0 | 0 | 0 | 0 | 0 | 0 | 0 | 0 | 0 | 0 | 0 | 0 | 12
NO |  | 191 | 2012 | 1 | 31 | 31 |  | 15 East Manhattan Sub | Manhattan KPL-SECI Tie | 230 | 230 | SPW | 1.35 | 0 | 1 | 927.2 AAAC | 0 | 0 | 0 | 0 | 0 | 0 | 0 | 0 | 0 | 0 | 0 | 0 | 0 | 0 | 0 | 0 | 0 | 0 | 621910405 | 0 | 0 | 0 | 0 | 12
NO |  | 191 | 2012 | 1 | 32 | 32 |  | 15 East Manhattan Sub | Manhattan KPL-SECI Tie | 230 | 230 | HFW | 2.92 | 0 | 1 | 795.0 ACSR | 0 | 0 | 0 | 0 | 0 | 0 | 0 | 0 | 0 | 0 | 0 | 0 | 0 | 0 | 0 | 0 | 0 | 0 | 621910406 | 0 | 0 | 0 | 0 | 12
NO |  | 191 | 2012 | 1 | 35 | 35 |  | TOTAL 230kV LINES |  | 0 | 0 |  | 368.77 | 6.73 | 26 |  | 806800 | 23574537 | 24381337 | 0 | 0 | 0 | 0 | 0 | 0 | 0 | 0 | 0 | 0 | 0 | 0 | 0 | 0 | 0 | 0 | 0 | 0 | 0 | 0 | 12
NO |  | 191 | 2012 | 2 | 1 | 1 |  | 161 kV LINES: |  | 0 | 0 |  | 0 | 0 | 0 |  | 0 | 0 | 0 | 0 | 0 | 0 | 0 | 0 | 0 | 0 | 0 | 0 | 0 | 0 | 0 | 0 | 0 | 0 | 0 | 0 | 0 | 0 | 0 | 12
NO |  | 191 | 2012 | 2 | 2 | 2 |  | 01 Tecumseh Hill Sub | Kelly Sub | 161 | 161 | ST | 0.49 | 0 | 1 | 7/12 E CW | 64281 | 3100896 | 3165177 | 0 | 0 | 0 | 0 | 0 | 0 | 0 | 0 | 0 | 0 | 0 | 0 | 0 | 0 | 0 | 0 | 0 | 0 | 0 | 0 | 12
NO |  | 191 | 2012 | 2 | 3 | 3 |  | 01 Tecumseh Hill Sub | Kelly Sub | 161 | 161 | HFW | 52.36 | 0 | 1 | 24 RI CU | 0 | 0 | 0 | 0 | 0 | 0 | 0 | 0 | 0 | 0 | 0 | 0 | 0 | 0 | 0 | 0 | 0 | 0 | 621910407 | 0 | 0 | 0 | 0 | 12
NO |  | 191 | 2012 | 2 | 4 | 4 |  | 01 Kelly Sub | Nebraska KPL-OPPD Tie | 161 | 161 | HFW | 17.06 | 0 | 1 | 1192.5 ACSR | 0 | 0 | 0 | 0 | 0 | 0 | 0 | 0 | 0 | 0 | 0 | 0 | 0 | 0 | 0 | 0 | 0 | 0 | 621910408 | 0 | 0 | 0 | 0 | 12
NO |  | 191 | 2012 | 2 | 6 | 6 |  | 02 Midland Jct Sub | Pentagon Sub | 161 | 161 | HFW | 20.94 | 0 | 1 | 927.2 AAAC | 52891 | 841285 | 894176 | 0 | 0 | 0 | 0 | 0 | 0 | 0 | 0 | 0 | 0 | 0 | 0 | 0 | 0 | 0 | 0 | 0 | 0 | 0 | 0 | 12
NO |  | 191 | 2012 | 2 | 7 | 7 |  | 02 Pentagon Sub | Greenwood KPL-KCPL Tie | 161 | 161 | HFW | 3.78 | 0 | 1 | 927.2 AAAC | 0 | 0 | 0 | 0 | 0 | 0 | 0 | 0 | 0 | 0 | 0 | 0 | 0 | 0 | 0 | 0 | 0 | 0 | 621910418 | 0 | 0 | 0 | 0 | 12
NO |  | 191 | 2012 | 2 | 9 | 9 |  | 03 Hook Jct | Kaw Jct | 161 | 161 | HFW | 0.62 | 0 | 1 | 397.5 ACSR | 66467 | 938300 | 1004767 | 0 | 0 | 0 | 0 | 0 | 0 | 0 | 0 | 0 | 0 | 0 | 0 | 0 | 0 | 0 | 0 | 0 | 0 | 0 | 0 | 12
NO |  | 191 | 2012 | 2 | 10 | 10 |  | 03 Hook Jct | Kaw Jct | 161 | 161 | HFW | 0.31 | 0 | 1 | 927.2 AAAC | 0 | 0 | 0 | 0 | 0 | 0 | 0 | 0 | 0 | 0 | 0 | 0 | 0 | 0 | 0 | 0 | 0 | 0 | 621910419 | 0 | 0 | 0 | 0 | 12
NO |  | 191 | 2012 | 2 | 11 | 11 |  | 03 Kaw Jct | Tecumseh Hill Sub | 161 | 161 | HFW | 0.88 | 0 | 1 | 927.2 AAAC | 0 | 0 | 0 | 0 | 0 | 0 | 0 | 0 | 0 | 0 | 0 | 0 | 0 | 0 | 0 | 0 | 0 | 0 | 621910409 | 0 | 0 | 0 | 0 | 12
NO |  | 191 | 2012 | 2 | 12 | 12 |  | 03 Kaw Jct | Tecumseh Hill Sub | 161 | 161 | ST | 0.33 | 0 | 1 | 927.2 AAAC | 0 | 0 | 0 | 0 | 0 | 0 | 0 | 0 | 0 | 0 | 0 | 0 | 0 | 0 | 0 | 0 | 0 | 0 | 621910410 | 0 | 0 | 0 | 0 | 12
NO |  | 191 | 2012 | 2 | 13 | 13 |  | 03 Kaw Jct | Midland Jct Sub | 161 | 161 | HFW | 16.87 | 0 | 1 | 397.5 ACSR | 0 | 0 | 0 | 0 | 0 | 0 | 0 | 0 | 0 | 0 | 0 | 0 | 0 | 0 | 0 | 0 | 0 | 0 | 621910411 | 0 | 0 | 0 | 0 | 12
NO |  | 191 | 2012 | 2 | 14 | 14 |  | 03 Kaw Jct | Midland Jct Sub | 161 | 161 | HFW | 1.25 | 0 | 1 | 795.0 ACSR | 0 | 0 | 0 | 0 | 0 | 0 | 0 | 0 | 0 | 0 | 0 | 0 | 0 | 0 | 0 | 0 | 0 | 0 | 621910412 | 0 | 0 | 0 | 0 | 12
NO |  | 191 | 2012 | 2 | 16 | 16 |  | 04 Tecumseh Hill Sub | Williams Bros Pipeline | 161 | 161 | HFW | 8.11 | 0 | 1 | 24 RI CU | 25829 | 528780 | 554609 | 0 | 0 | 0 | 0 | 0 | 0 | 0 | 0 | 0 | 0 | 0 | 0 | 0 | 0 | 0 | 0 | 0 | 0 | 0 | 0 | 12
NO |  | 191 | 2012 | 2 | 17 | 17 |  | 04 Tecumseh Hill Sub | Williams Bros Pipeline | 161 | 161 | SPW | 0.89 | 0 | 1 | 795.0 ACSR | 0 | 0 | 0 | 0 | 0 | 0 | 0 | 0 | 0 | 0 | 0 | 0 | 0 | 0 | 0 | 0 | 0 | 0 | 621910420 | 0 | 0 | 0 | 0 | 12
NO |  | 191 | 2012 | 2 | 18 | 18 |  | 04 Tecumseh Hill Sub | Williams Bros Pipeline | 161 | 161 | HFW | 4.95 | 0 | 1 | 336.4 ACSR | 0 | 0 | 0 | 0 | 0 | 0 | 0 | 0 | 0 | 0 | 0 | 0 | 0 | 0 | 0 | 0 | 0 | 0 | 621910413 | 0 | 0 | 0 | 0 | 12
NO |  | 191 | 2012 | 2 | 19 | 19 |  | 04 Tecumseh Hill Sub | Williams Bros Pipeline | 161 | 161 | SPW | 0.35 | 0 | 1 | 397.5 ACSR | 0 | 0 | 0 | 0 | 0 | 0 | 0 | 0 | 0 | 0 | 0 | 0 | 0 | 0 | 0 | 0 | 0 | 0 | 621910414 | 0 | 0 | 0 | 0 | 12
NO |  | 191 | 2012 | 2 | 20 | 20 |  | 04 Williams Bros Pipeline | KPL-KGE Tie | 161 | 161 | SPW | 0.17 | 0 | 1 | 397.5 ACSR | 0 | 0 | 0 | 0 | 0 | 0 | 0 | 0 | 0 | 0 | 0 | 0 | 0 | 0 | 0 | 0 | 0 | 0 | 621910415 | 0 | 0 | 0 | 0 | 12
NO |  | 191 | 2012 | 2 | 21 | 21 |  | 04 Williams Bros Pipeline | KPL-KGE Tie | 161 | 161 | HFW | 10.23 | 0 | 1 | 24 RI CU | 0 | 0 | 0 | 0 | 0 | 0 | 0 | 0 | 0 | 0 | 0 | 0 | 0 | 0 | 0 | 0 | 0 | 0 | 621910416 | 0 | 0 | 0 | 0 | 12
NO |  | 191 | 2012 | 2 | 23 | 23 |  | 05 Stranger Creek Sub | KCPL-GMO Tie | 161 | 161 | HFW | 9.94 | 0 | 1 | 1192.5 ACSR | 29980 | 2026487 | 2056467 | 0 | 0 | 0 | 0 | 0 | 0 | 0 | 0 | 0 | 0 | 0 | 0 | 0 | 0 | 0 | 0 | 0 | 0 | 0 | 0 | 12
NO |  | 191 | 2012 | 2 | 24 | 24 |  | 05 Stranger Creek Sub | KCPL-GMO Tie | 161 | 161 | SPS | 1.87 | 0 | 1 | 1192.5 ACSR | 0 | 0 | 0 | 0 | 0 | 0 | 0 | 0 | 0 | 0 | 0 | 0 | 0 | 0 | 0 | 0 | 0 | 0 | 621910421 | 0 | 0 | 0 | 0 | 12
NO |  | 191 | 2012 | 2 | 26 | 26 |  | 06 Spring Hill Sub | Spring Hill KPL-KCPL Tie | 161 | 161 | SPW | 0.62 | 0 | 1 | 1192.5 ACSR | 30117 | 197502 | 227619 | 0 | 0 | 0 | 0 | 0 | 0 | 0 | 0 | 0 | 0 | 0 | 0 | 0 | 0 | 0 | 0 | 0 | 0 | 0 | 0 | 12
NO |  | 191 | 2012 | 2 | 27 | 27 |  | TOTAL 161 kV LINES |  | 0 | 0 |  | 152.02 | 0 | 20 |  | 269565 | 7633250 | 7902815 | 0 | 0 | 0 | 0 | 0 | 0 | 0 | 0 | 0 | 0 | 0 | 0 | 0 | 0 | 0 | 0 | 0 | 0 | 0 | 0 | 12
SI/NO | A | 191 | 2012 | 2 | 29 | 29 |  | 115 kV LINES |  | 115 | 0 |  | 1001.08 | 118.87 | 0 | Various Sizes | 13477065 | 218960660 | 232437725 | 0 | 0 | 0 | 5091651.982 | 0 | 0 | 0 | 621910417 | 0 | 0 | 0 | 0 | 0 | 0 | 0 | 0 | 0 | 0 | 0 | 0 | 12
SI/NO | A | 191 | 2012 | 2 | 31 | 31 |  | 69 kV LINES |  | 69 | 69 |  | 125.96 | 54.59 | 0 | Various Sizes | 1580238 | 10365206 | 11945444 | 0 | 0 | 0 | 261670.2758 | 0 | 0 | 0 | 0 | 0 | 0 | 0 | 0 | 0 | 0 | 0 | 0 | 0 | 0 | 0 | 0 | 12
SI/NO | A | 191 | 2012 | 2 | 33 | 33 |  | 34.5 kV LINES |  | 34.5 | 34.5 |  | 1441.26 | 0 | 0 | Various Sizes | 1001099 | 84527348 | 85528447 | 0 | 0 | 0 | 1873538.7583 | 0 | 0 | 0 | 0 | 0 | 0 | 0 | 0 | 0 | 0 | 0 | 0 | 0 | 0 | 0 | 0 | 12
NO |  | 191 | 2012 | 0 | 36 | 36 |  | TOTAL |  | 0 | 0 |  | 3478.68 | 180.19 | 63 |  | 22748311 | 491966174 | 514714485 | 0 | 0 | 0 | 0 | 0 | 0 | 0 | 0 | 0 | 0 | 0 | 0 | 0 | 0 | 0 | 0 | 0 | 0 | 0 | 0 | 12
NO |  | 191 | 2012 | 1 | 33 | 33 |  | 15 East Manhattan Sub | Manhattan KPL-SECI Tie | 230 | 230 | SPS | 0.13 | 0 | 1 | 1590 KCM ACSR | 0 | 0 | 0 | 0 | 0 | 0 | 0 | 0 | 0 | 0 | 0 | 0 | 0 | 0 | 0 | 0 | 0 | 0 | 621910549 | 0 | 0 | 0 | 0 | 12
NO |  | 191 | 2012 | 1 | 34 | 34 |  | 15 East Manhattan Sub | Manhattan KPL-SECI Tie | 230 | 230 | SHF | 0.78 | 0 | 1 | 1590 KCM ACSR | 0 | 0 | 0 | 0 | 0 | 0 | 0 | 0 | 0 | 0 | 0 | 0 | 0 | 0 | 0 | 0 | 0 | 0 | 621910550 | 0 | 0 | 0 | 0 | 12
NO |  | 41 | 2012 | 0 | 36 | 36 |  | TOTAL |  | 0 | 0 |  | 0 | 0 | 0 |  | 0 | 0 | 0 | 0 | 0 | 0 | 0 | 0 | 0 | 0 | 0 | 0 | 0 | 0 | 0 | 0 | 0 | 0 | 0 | 0 | 0 | 0 | 0 | 12
NO |  | 80 | 2012 | 0 | 1 | 1 |  | 345 kV LINES: |  | 0 | 0 |  | 0 | 0 | 0 |  | 0 | 0 | 0 | 0 | 0 | 0 | 0 | 0 | 0 | 0 | 0 | 0 | 0 | 0 | 0 | 0 | 0 | 0 | 0 | 0 | 0 | 0 | 0 | 12
NO |  | 80 | 2012 | 0 | 2 | 2 |  | 01 Wichita KPL-KGE Tie | Wichita Sub | 345 | 345 | HFW | 60.67 | 0 | 1 | 795.0 ACSR | 359222 | 10353571 | 10712793 | 0 | 0 | 0 | 0 | 0 | 0 | 0 | 0 | 0 | 0 | 0 | 0 | 0 | 0 | 0 | 0 | 0 | 0 | 0 | 0 | 12
NO |  | 80 | 2012 | 0 | 4 | 4 |  | 09 Wichita | Woodring KGE-OGE Tie | 345 | 345 | HFW | 29.67 | 0 | 1 | 795.0 ACSR | 504396 | 12236999 | 12741395 | 0 | 0 | 0 | 0 | 0 | 0 | 0 | 0 | 0 | 0 | 0 | 0 | 0 | 0 | 0 | 0 | 0 | 0 | 0 | 0 | 12
NO |  | 80 | 2012 | 0 | 5 | 5 |  | 09 Wichita | Woodring KGE-OGE Tie | 345 | 345 | HFS | 30.32 | 0 | 1 | 795.0 ACSR | 0 | 0 | 0 | 0 | 0 | 0 | 0 | 0 | 0 | 0 | 0 | 0 | 0 | 0 | 0 | 0 | 0 | 0 | 620800289 | 0 | 0 | 0 | 0 | 12
NO |  | 80 | 2012 | 0 | 7 | 7 |  | 10 Wichita Sub | Benton Sub | 345 | 345 | HFW | 19.76 | 0 | 1 | 954.0 ACSR | 532700 | 2514221 | 3046921 | 0 | 0 | 0 | 0 | 0 | 0 | 0 | 0 | 0 | 0 | 0 | 0 | 0 | 0 | 0 | 0 | 0 | 0 | 0 | 0 | 12
NO |  | 80 | 2012 | 0 | 8 | 8 |  | 10 Benton Sub | Rose Hill Sub | 345 | 345 | HFW | 9.87 | 0 | 1 | 954.0 ACSR | 0 | 0 | 0 | 0 | 0 | 0 | 0 | 0 | 0 | 0 | 0 | 0 | 0 | 0 | 0 | 0 | 0 | 0 | 620800290 | 0 | 0 | 0 | 0 | 12
NO |  | 80 | 2012 | 0 | 9 | 9 |  | 10 Benton Sub | Rose Hill Sub | 345 | 345 | ST | 5.6 | 0 | 1 | 954.0 ACSR | 0 | 0 | 0 | 0 | 0 | 0 | 0 | 0 | 0 | 0 | 0 | 0 | 0 | 0 | 0 | 0 | 0 | 0 | 620800291 | 0 | 0 | 0 | 0 | 12
NO |  | 80 | 2012 | 0 | 11 | 11 |  | 11 Rose Hill Sub | Latham Sub | 345 | 345 | HFW | 30.44 | 0 | 1 | 954.0 ACSR | 575940 | 12230859 | 12806799 | 0 | 0 | 0 | 0 | 0 | 0 | 0 | 0 | 0 | 0 | 0 | 0 | 0 | 0 | 0 | 0 | 0 | 0 | 0 | 0 | 12
NO |  | 80 | 2012 | 0 | 12 | 12 |  | 11 Latham Sub | Str 593 | 345 | 345 | HFS | 6.88 | 0 | 1 | 954.0 ACSR | 0 | 0 | 0 | 0 | 0 | 0 | 0 | 0 | 0 | 0 | 0 | 0 | 0 | 0 | 0 | 0 | 0 | 0 | 620800292 | 0 | 0 | 0 | 0 | 12
NO |  | 80 | 2012 | 0 | 13 | 13 |  | Str 593 | Caney Sub | 345 | 345 | HFW | 1.18 | 0 | 1 | 954.0 ACSR | 0 | 0 | 0 | 0 | 0 | 0 | 0 | 0 | 0 | 0 | 0 | 0 | 0 | 0 | 0 | 0 | 0 | 0 | 620800293 | 0 | 0 | 0 | 0 | 12
NO |  | 80 | 2012 | 0 | 14 | 14 |  | Caney Sub | Neosho Sub | 345 | 345 | HFW | 75.75 | 0 | 1 | 954.0 ACSR | 0 | 0 | 0 | 0 | 0 | 0 | 0 | 0 | 0 | 0 | 0 | 0 | 0 | 0 | 0 | 0 | 0 | 0 | 620800306 | 0 | 0 | 0 | 0 | 12
NO |  | 80 | 2012 | 0 | 16 | 16 |  | 12 Neosho 345 Sub | LaCygne KGE-KCPL Tie | 345 | 345 | HFW | 82.44 | 0 | 1 | 954.0 ACSR | 466761 | 5537305 | 6004066 | 0 | 0 | 0 | 0 | 0 | 0 | 0 | 0 | 0 | 0 | 0 | 0 | 0 | 0 | 0 | 0 | 0 | 0 | 0 | 0 | 12
NO |  | 80 | 2012 | 0 | 17 | 17 |  | 12 Neosho 345 Sub | LaCygne KGE-KCPL Tie | 345 | 345 | ST | 1.08 | 0 | 1 | 954.0 ACSR | 0 | 0 | 0 | 0 | 0 | 0 | 0 | 0 | 0 | 0 | 0 | 0 | 0 | 0 | 0 | 0 | 0 | 0 | 620800307 | 0 | 0 | 0 | 0 | 12
NO |  | 80 | 2012 | 0 | 19 | 19 |  | 13 Neosho 345 Sub | Northeastern KGE-AEP Tie | 345 | 345 | HFW | 23.53 | 0 | 1 | 795.0 ACSR | 131636 | 1513237 | 1644873 | 0 | 0 | 0 | 0 | 0 | 0 | 0 | 0 | 0 | 0 | 0 | 0 | 0 | 0 | 0 | 0 | 0 | 0 | 0 | 0 | 12
NO |  | 80 | 2012 | 0 | 21 | 21 |  | 14 Neosho 345 Sub | Morgan KGE-AECI Tie | 345 | 345 | HFW | 31.01 | 0 | 1 | 795.0 ACSR | 225488 | 1962101 | 2187589 | 0 | 0 | 0 | 0 | 0 | 0 | 0 | 0 | 0 | 0 | 0 | 0 | 0 | 0 | 0 | 0 | 0 | 0 | 0 | 0 | 12
NO |  | 80 | 2012 | 0 | 23 | 23 |  | 15 LaCygne KGE-KCPL Tie | Wolf Creek Sub | 345 | 345 | ST | 3 | 0 | 1 | 954.0 ACSR | 918643 | 12309741 | 13228384 | 0 | 0 | 0 | 0 | 0 | 0 | 0 | 0 | 0 | 0 | 0 | 0 | 0 | 0 | 0 | 0 | 0 | 0 | 0 | 0 | 12
NO |  | 80 | 2012 | 0 | 24 | 24 |  | 15 LaCygne KGE-KCPL Tie | Wolf Creek Sub | 345 | 345 | HFW | 56.65 | 0 | 1 | 954.0 ACSR | 0 | 0 | 0 | 0 | 0 | 0 | 0 | 0 | 0 | 0 | 0 | 0 | 0 | 0 | 0 | 0 | 0 | 0 | 620800294 | 0 | 0 | 0 | 0 | 12
NO |  | 80 | 2012 | 0 | 25 | 25 |  | 15 Wolf Creek Sub | Benton Sub | 345 | 345 | ST | 3.22 | 0 | 1 | 954.0 ACSR | 0 | 0 | 0 | 0 | 0 | 0 | 0 | 0 | 0 | 0 | 0 | 0 | 0 | 0 | 0 | 0 | 0 | 0 | 620800295 | 0 | 0 | 0 | 0 | 12
NO |  | 80 | 2012 | 0 | 26 | 26 |  | 15 Wolf Creek Sub | Benton Sub | 345 | 345 | HFW | 94.73 | 0 | 1 | 954.0 ACSR | 0 | 0 | 0 | 0 | 0 | 0 | 0 | 0 | 0 | 0 | 0 | 0 | 0 | 0 | 0 | 0 | 0 | 0 | 620800308 | 0 | 0 | 0 | 0 | 12
NO |  | 80 | 2012 | 0 | 28 | 28 |  | 16 Wolf Creek Sub | Rose Hill Sub | 345 | 345 | HFW | 97.89 | 0 | 1 | 954.0 ACSR | 2034038 | 16309252 | 18343290 | 0 | 0 | 0 | 0 | 0 | 0 | 0 | 0 | 0 | 0 | 0 | 0 | 0 | 0 | 0 | 0 | 0 | 0 | 0 | 0 | 12
NO |  | 80 | 2012 | 0 | 30 | 30 |  | 19S Reno County Sub | Wichita 345 Sub | 345 | 345 | ST | 43.16 | 0 | 1 | 1192.5 ACSR | 3095629 | 55460031 | 58555660 | 0 | 0 | 0 | 0 | 0 | 0 | 0 | 0 | 0 | 0 | 0 | 0 | 0 | 0 | 0 | 0 | 0 | 0 | 0 | 0 | 12
NO |  | 80 | 2012 | 0 | 32 | 32 |  | 20 Rose Hill Sub | KGE-OKGE Tie | 345 | 345 | SPS | 17.11 | 0 | 1 | 1590 KCM-ACSR | 4335208 | 63303433 | 67638641 | 0 | 0 | 0 | 0 | 0 | 0 | 0 | 0 | 0 | 0 | 0 | 0 | 0 | 0 | 0 | 0 | 0 | 0 | 0 | 0 | 12
NO |  | 80 | 2012 | 0 | 33 | 33 |  | 20 Rose Hill Sub | KGE-OKGE Tie | 345 | 345 | SHF | 32.36 | 0 | 1 | 1590 KCM-ACSR | 0 | 0 | 0 | 0 | 0 | 0 | 0 | 0 | 0 | 0 | 0 | 0 | 0 | 0 | 0 | 0 | 0 | 0 | 620800379 | 0 | 0 | 0 | 0 | 12
NO |  | 80 | 2012 | 0 | 35 | 35 |  | TOTAL 345 kV LINES |  | 0 | 0 |  | 756.32 | 0 | 22 |  | 13179661 | 193730750 | 206910411 | 0 | 0 | 0 | 0 | 0 | 0 | 0 | 0 | 0 | 0 | 0 | 0 | 0 | 0 | 0 | 0 | 0 | 0 | 0 | 0 | 12
NO |  | 80 | 2012 | 1 | 1 | 1 |  | 161 kV LINES: |  | 0 | 0 |  | 0 | 0 | 0 |  | 0 | 0 | 0 | 0 | 0 | 0 | 0 | 0 | 0 | 0 | 0 | 0 | 0 | 0 | 0 | 0 | 0 | 0 | 0 | 0 | 0 | 0 | 0 | 12
NO |  | 80 | 2012 | 1 | 2 | 2 |  | 04 KPL-KGE Tie | Midian Sub | 161 | 161 | HFW | 93.43 | 0 | 1 | 250 CU | 907225 | 4090095 | 4997320 | 0 | 0 | 0 | 0 | 0 | 0 | 0 | 0 | 0 | 0 | 0 | 0 | 0 | 0 | 0 | 0 | 0 | 0 | 0 | 0 | 12
NO |  | 80 | 2012 | 1 | 4 | 4 |  | 07 Neosho SES Sub | Riverton KGE-EDE Tie | 161 | 161 | ST | 2.23 | 0 | 1 | 636.0 ACSR | 3928 | 41734 | 45662 | 0 | 0 | 0 | 0 | 0 | 0 | 0 | 0 | 0 | 0 | 0 | 0 | 0 | 0 | 0 | 0 | 0 | 0 | 0 | 0 | 12
NO |  | 80 | 2012 | 1 | 5 | 5 |  | 07 Neosho SES Sub | Riverton KGE-EDE Tie | 161 | 161 | ST | 0.21 | 0 | 1 | 795.0 ACSR | 0 | 0 | 0 | 0 | 0 | 0 | 0 | 0 | 0 | 0 | 0 | 0 | 0 | 0 | 0 | 0 | 0 | 0 | 620800314 | 0 | 0 | 0 | 0 | 12
NO |  | 80 | 2012 | 1 | 7 | 7 |  | 08 Neosho Sub | Marmaton Sub | 161 | 161 | HFW | 38.88 | 0 | 1 | 336.0 ACSR | 18272 | 2017386 | 2035658 | 0 | 0 | 0 | 0 | 0 | 0 | 0 | 0 | 0 | 0 | 0 | 0 | 0 | 0 | 0 | 0 | 0 | 0 | 0 | 0 | 12
NO |  | 80 | 2012 | 1 | 8 | 8 |  | 08 Neosho Sub | Marmaton Sub | 161 | 161 | ST | 0 | 0.21 | 2 | 336.0 ACSR | 0 | 0 | 0 | 0 | 0 | 0 | 0 | 0 | 0 | 0 | 0 | 0 | 0 | 0 | 0 | 0 | 0 | 0 | 620800315 | 0 | 0 | 0 | 0 | 12
NO |  | 80 | 2012 | 1 | 10 | 10 |  | 09 Marmaton Sub | Litchfield Sub | 161 | 161 | HFW | 40.54 | 0 | 1 | 795.0 ACSR | 104701 | 1490177 | 1594878 | 0 | 0 | 0 | 0 | 0 | 0 | 0 | 0 | 0 | 0 | 0 | 0 | 0 | 0 | 0 | 0 | 0 | 0 | 0 | 0 | 12
NO |  | 80 | 2012 | 1 | 11 | 11 |  | 09 Litchfield Sub | Asbury KGE-EDE Tie | 161 | 161 | HFW | 1.51 | 0 | 1 | 795.0 ACSR | 0 | 0 | 0 | 0 | 0 | 0 | 0 | 0 | 0 | 0 | 0 | 0 | 0 | 0 | 0 | 0 | 0 | 0 | 620800316 | 0 | 0 | 0 | 0 | 12
NO |  | 80 | 2012 | 1 | 13 | 13 |  | 10 Neosho 161 Sub | Neosho 345 Sub | 161 | 161 | HFW | 0.29 | 0 | 1 | 954.0 ACSR | 0 | 79704 | 79704 | 0 | 0 | 0 | 0 | 0 | 0 | 0 | 0 | 0 | 0 | 0 | 0 | 0 | 0 | 0 | 0 | 0 | 0 | 0 | 0 | 12
NO |  | 80 | 2012 | 1 | 14 | 14 |  | TOTAL 161 kV LINES |  | 0 | 0 |  | 177.09 | 0.21 | 9 |  | 1034126 | 7719096 | 8753222 | 0 | 0 | 0 | 0 | 0 | 0 | 0 | 0 | 0 | 0 | 0 | 0 | 0 | 0 | 0 | 0 | 0 | 0 | 0 | 0 | 12
NO |  | 80 | 2012 | 1 | 16 | 16 |  | 138 kV LINES: |  | 0 | 0 |  | 0 | 0 | 0 |  | 0 | 0 | 0 | 0 | 0 | 0 | 0 | 0 | 0 | 0 | 0 | 0 | 0 | 0 | 0 | 0 | 0 | 0 | 0 | 0 | 0 | 0 | 0 | 12
NO |  | 80 | 2012 | 1 | 17 | 17 |  | 01 Neosho Sub | Altoona Sub | 138 | 138 | SPW | 0.46 | 0 | 1 | 795.0 ACSR | 89537 | 3002077 | 3091614 | 0 | 0 | 0 | 0 | 0 | 0 | 0 | 0 | 0 | 0 | 0 | 0 | 0 | 0 | 0 | 0 | 0 | 0 | 0 | 0 | 12
NO |  | 80 | 2012 | 1 | 18 | 18 |  | 01 Neosho Sub | Altoona Sub | 138 | 138 | ST | 32.85 | 0 | 1 | 266.8 ACSR | 0 | 0 | 0 | 0 | 0 | 0 | 0 | 0 | 0 | 0 | 0 | 0 | 0 | 0 | 0 | 0 | 0 | 0 | 620800329 | 0 | 0 | 0 | 0 | 12
NO |  | 80 | 2012 | 1 | 19 | 19 |  | 01 Altoona Sub | Butler Sub | 138 | 138 | ST & HFW | 70.62 | 0 | 1 | 266.8 ACSR | 0 | 0 | 0 | 0 | 0 | 0 | 0 | 0 | 0 | 0 | 0 | 0 | 0 | 0 | 0 | 0 | 0 | 0 | 620800321 | 0 | 0 | 0 | 0 | 12
NO |  | 80 | 2012 | 1 | 20 | 20 |  | 01 Butler Sub | Midian Sub | 138 | 138 | ST | 3 | 0 | 1 | 477.0 ACSR | 0 | 0 | 0 | 0 | 0 | 0 | 0 | 0 | 0 | 0 | 0 | 0 | 0 | 0 | 0 | 0 | 0 | 0 | 620800296 | 0 | 0 | 0 | 0 | 12
NO |  | 80 | 2012 | 1 | 22 | 22 |  | 02 El Paso Sub | Weaver Sub | 138 | 138 | HFW | 12.83 | 0 | 1 | 477.0 ACSR | 89729 | 1343890 | 1433619 | 0 | 0 | 0 | 0 | 0 | 0 | 0 | 0 | 0 | 0 | 0 | 0 | 0 | 0 | 0 | 0 | 0 | 0 | 0 | 0 | 12
NO |  | 80 | 2012 | 1 | 23 | 23 |  | 02 El Paso Sub | Weaver Sub | 138 | 138 | ST | 0.05 | 0 | 1 | 477.0 ACSR | 0 | 0 | 0 | 0 | 0 | 0 | 0 | 0 | 0 | 0 | 0 | 0 | 0 | 0 | 0 | 0 | 0 | 0 | 620800317 | 0 | 0 | 0 | 0 | 12
NO |  | 80 | 2012 | 1 | 25 | 25 |  | 03 Murray Gill Sub | El Paso Sub | 138 | 138 | HFW | 9.18 | 0 | 1 | 954.0 ACSR | 54863 | 820904 | 875767 | 0 | 0 | 0 | 0 | 0 | 0 | 0 | 0 | 0 | 0 | 0 | 0 | 0 | 0 | 0 | 0 | 0 | 0 | 0 | 0 | 12
NO |  | 80 | 2012 | 1 | 26 | 26 |  | 03 Murray Gill Sub | El Paso Sub | 138 | 138 | ST | 1.69 | 0 | 1 | 954.0 ACSR | 0 | 0 | 0 | 0 | 0 | 0 | 0 | 0 | 0 | 0 | 0 | 0 | 0 | 0 | 0 | 0 | 0 | 0 | 620800318 | 0 | 0 | 0 | 0 | 12
NO |  | 80 | 2012 | 1 | 28 | 28 |  | 04 Weaver Sub | Butler Sub | 138 | 138 | SPW | 2.28 | 0 | 1 | 477.0 ACSR | 83310 | 809512 | 892822 | 0 | 0 | 0 | 0 | 0 | 0 | 0 | 0 | 0 | 0 | 0 | 0 | 0 | 0 | 0 | 0 | 0 | 0 | 0 | 0 | 12
NO |  | 80 | 2012 | 1 | 29 | 29 |  | 04 Weaver Sub | Butler Sub | 138 | 138 | HFW | 12.5 | 0 | 1 | 477.0 ACSR | 0 | 0 | 0 | 0 | 0 | 0 | 0 | 0 | 0 | 0 | 0 | 0 | 0 | 0 | 0 | 0 | 0 | 0 | 620800319 | 0 | 0 | 0 | 0 | 12
NO |  | 80 | 2012 | 1 | 30 | 30 |  | 04 Weaver Sub | Butler Sub | 138 | 138 | SPS | 0.72 | 0 | 1 | 477.0 ACSR | 0 | 0 | 0 | 0 | 0 | 0 | 0 | 0 | 0 | 0 | 0 | 0 | 0 | 0 | 0 | 0 | 0 | 0 | 620800330 | 0 | 0 | 0 | 0 | 12
NO |  | 80 | 2012 | 1 | 31 | 31 |  | 04 Weaver Sub | Butler Sub | 138 | 138 | ST | 0.81 | 0 | 1 | 477.0 ACSR | 0 | 0 | 0 | 0 | 0 | 0 | 0 | 0 | 0 | 0 | 0 | 0 | 0 | 0 | 0 | 0 | 0 | 0 | 620800322 | 0 | 0 | 0 | 0 | 12
NO |  | 80 | 2012 | 1 | 33 | 33 |  | 05A El Paso Sub | Sumner County Sub | 138 | 138 | HFW | 0.04 | 0.04 | 2 | 477.0 ACSR | 144047 | 4084946 | 4228993 | 0 | 0 | 0 | 0 | 0 | 0 | 0 | 0 | 0 | 0 | 0 | 0 | 0 | 0 | 0 | 0 | 0 | 0 | 0 | 0 | 12
NO |  | 80 | 2012 | 1 | 34 | 34 |  | 05A El Paso Sub | Creswell Sub | 138 | 138 | HFW | 37.09 | 0 | 1 | 477.0 ACSR | 0 | 0 | 0 | 0 | 0 | 0 | 0 | 0 | 0 | 0 | 0 | 0 | 0 | 0 | 0 | 0 | 0 | 0 | 620800320 | 0 | 0 | 0 | 0 | 12
NO |  | 80 | 2012 | 1 | 35 | 35 |  | 05A El Paso Sub | Creswell Sub | 138 | 138 | ST | 0.07 | 0 | 1 | 3" SP AL | 0 | 0 | 0 | 0 | 0 | 0 | 0 | 0 | 0 | 0 | 0 | 0 | 0 | 0 | 0 | 0 | 0 | 0 | 620800331 | 0 | 0 | 0 | 0 | 12
NO |  | 80 | 2012 | 2 | 1 | 1 |  | 05A El Paso Sub | Creswell Sub | 138 | 138 | ST | 0 | 0.03 | 1 | 477.0 ACSR | 0 | 0 | 0 | 0 | 0 | 0 | 0 | 0 | 0 | 0 | 0 | 0 | 0 | 0 | 0 | 0 | 0 | 0 | 620800323 | 0 | 0 | 0 | 0 | 12
NO |  | 80 | 2012 | 2 | 2 | 2 |  | 05A El Paso Sub | Creswell Sub | 138 | 138 | CONC | 0.62 | 0.62 | 1 | 477.0 ACSR | 0 | 0 | 0 | 0 | 0 | 0 | 0 | 0 | 0 | 0 | 0 | 0 | 0 | 0 | 0 | 0 | 0 | 0 | 620800297 | 0 | 0 | 0 | 0 | 12
NO |  | 80 | 2012 | 2 | 3 | 3 |  | 05A El Paso Sub | Creswell Sub | 138 | 138 | SHF | 0 | 6.33 | 2 | 1192.5 ACSR | 0 | 0 | 0 | 0 | 0 | 0 | 0 | 0 | 0 | 0 | 0 | 0 | 0 | 0 | 0 | 0 | 0 | 0 | 620800335 | 0 | 0 | 0 | 0 | 12
NO |  | 80 | 2012 | 2 | 4 | 4 |  | 05B Creswell Sub | White Eagle KGE-OGE Tie | 138 | 138 | HFW | 6.07 | 0 | 1 | 477.0 ACSR | 0 | 0 | 0 | 0 | 0 | 0 | 0 | 0 | 0 | 0 | 0 | 0 | 0 | 0 | 0 | 0 | 0 | 0 | 620800298 | 0 | 0 | 0 | 0 | 12
NO |  | 80 | 2012 | 2 | 6 | 6 |  | 06 Murray Gill Sub | Hoover Sub | 138 | 138 | SPW | 0.19 | 0 | 1 | 954.0 ACSR | 53525 | 644063 | 697588 | 0 | 0 | 0 | 0 | 0 | 0 | 0 | 0 | 0 | 0 | 0 | 0 | 0 | 0 | 0 | 0 | 0 | 0 | 0 | 0 | 12
NO |  | 80 | 2012 | 2 | 7 | 7 |  | 06 Murray Gill Sub | Hoover Sub | 138 | 138 | HFW | 5.48 | 0 | 1 | 954.0 ACSR | 0 | 0 | 0 | 0 | 0 | 0 | 0 | 0 | 0 | 0 | 0 | 0 | 0 | 0 | 0 | 0 | 0 | 0 | 620800344 | 0 | 0 | 0 | 0 | 12
NO |  | 80 | 2012 | 2 | 8 | 8 |  | 06 Murray Gill Sub | Hoover Sub | 138 | 138 | ST | 1.8 | 0 | 1 | 954.0 ACSR | 0 | 0 | 0 | 0 | 0 | 0 | 0 | 0 | 0 | 0 | 0 | 0 | 0 | 0 | 0 | 0 | 0 | 0 | 620800336 | 0 | 0 | 0 | 0 | 12
NO |  | 80 | 2012 | 2 | 9 | 9 |  | 06 Murray Gill Sub | Hoover Sub | 138 | 138 | ST | 0.06 | 1.51 | 1 | 954.0 ACSR | 0 | 0 | 0 | 0 | 0 | 0 | 0 | 0 | 0 | 0 | 0 | 0 | 0 | 0 | 0 | 0 | 0 | 0 | 620800299 | 0 | 0 | 0 | 0 | 12
NO |  | 80 | 2012 | 2 | 11 | 11 |  | 07 Gordon Evans Sub | Cowskin Sub | 138 | 138 | SPS | 2.68 | 0 | 1 | 666.0 ACSR | 89233 | 877609 | 966842 | 0 | 0 | 0 | 0 | 0 | 0 | 0 | 0 | 0 | 0 | 0 | 0 | 0 | 0 | 0 | 0 | 0 | 0 | 0 | 0 | 12
NO |  | 80 | 2012 | 2 | 12 | 12 |  | 07 Gordon Evans Sub | Cowskin Sub | 138 | 138 | HFW | 3.92 | 0 | 1 | 666.0 ACSR | 0 | 0 | 0 | 0 | 0 | 0 | 0 | 0 | 0 | 0 | 0 | 0 | 0 | 0 | 0 | 0 | 0 | 0 | 620800345 | 0 | 0 | 0 | 0 | 12
NO |  | 80 | 2012 | 2 | 13 | 13 |  | 07 Gordon Evans Sub | Cowskin Sub | 138 | 138 | ST | 0.03 | 0 | 1 | 666.0 ACSR | 0 | 0 | 0 | 0 | 0 | 0 | 0 | 0 | 0 | 0 | 0 | 0 | 0 | 0 | 0 | 0 | 0 | 0 | 620800337 | 0 | 0 | 0 | 0 | 12
NO |  | 80 | 2012 | 2 | 14 | 14 |  | 07 Gordon Evans Sub | Cowskin Sub | 138 | 138 | ST | 0 | 0.06 | 1 | 954.0 ACSR | 0 | 0 | 0 | 0 | 0 | 0 | 0 | 0 | 0 | 0 | 0 | 0 | 0 | 0 | 0 | 0 | 0 | 0 | 620800300 | 0 | 0 | 0 | 0 | 12
NO |  | 80 | 2012 | 2 | 16 | 16 |  | 08 Gordan Evans Sub | Hoover Sub | 138 | 138 | HFW | 12.01 | 0 | 1 | 666.0 ACSR | 146553 | 1093879 | 1240432 | 0 | 0 | 0 | 0 | 0 | 0 | 0 | 0 | 0 | 0 | 0 | 0 | 0 | 0 | 0 | 0 | 0 | 0 | 0 | 0 | 12
NO |  | 80 | 2012 | 2 | 17 | 17 |  | 08 Gordan Evans Sub | Hoover Sub | 138 | 138 | ST | 0.62 | 0 | 2 | 666.0 ACSR | 0 | 0 | 0 | 0 | 0 | 0 | 0 | 0 | 0 | 0 | 0 | 0 | 0 | 0 | 0 | 0 | 0 | 0 | 620800338 | 0 | 0 | 0 | 0 | 12
NO |  | 80 | 2012 | 2 | 18 | 18 |  | 08 Gordan Evans Sub | Hoover Sub | 138 | 138 | ST | 0.03 | 0 | 1 | 666.0 ACSR | 0 | 0 | 0 | 0 | 0 | 0 | 0 | 0 | 0 | 0 | 0 | 0 | 0 | 0 | 0 | 0 | 0 | 0 | 620800301 | 0 | 0 | 0 | 0 | 12
NO |  | 80 | 2012 | 2 | 20 | 20 |  | 09 Benton Sub | Chisholm Sub | 138 | 138 | SPS | 4.64 | 0 | 1 | 477.0 ACSR | 165352 | 1576637 | 1741989 | 0 | 0 | 0 | 0 | 0 | 0 | 0 | 0 | 0 | 0 | 0 | 0 | 0 | 0 | 0 | 0 | 0 | 0 | 0 | 0 | 12
NO |  | 80 | 2012 | 2 | 21 | 21 |  | 09 Benton Sub | Chisholm Sub | 138 | 138 | HFW | 4.99 | 0 | 1 | 666.0 ACSR | 0 | 0 | 0 | 0 | 0 | 0 | 0 | 0 | 0 | 0 | 0 | 0 | 0 | 0 | 0 | 0 | 0 | 0 | 620800324 | 0 | 0 | 0 | 0 | 12
NO |  | 80 | 2012 | 2 | 23 | 23 |  | 10 Benton Sub | Northeast Sub | 138 | 138 | ST | 0.04 | 0 | 1 | 3" SP AL | 161521 | 577423 | 738944 | 0 | 0 | 0 | 0 | 0 | 0 | 0 | 0 | 0 | 0 | 0 | 0 | 0 | 0 | 0 | 0 | 0 | 0 | 0 | 0 | 12
NO |  | 80 | 2012 | 2 | 24 | 24 |  | 10 Benton Sub | Northeast Sub | 138 | 138 | HFW | 3.98 | 0 | 1 | 666.0 ACSR | 0 | 0 | 0 | 0 | 0 | 0 | 0 | 0 | 0 | 0 | 0 | 0 | 0 | 0 | 0 | 0 | 0 | 0 | 620800346 | 0 | 0 | 0 | 0 | 12
NO |  | 80 | 2012 | 2 | 25 | 25 |  | 10 Benton Sub | Northeast Sub | 138 | 138 | SPS | 0 | 4.64 | 1 | 477.0 ACSR | 0 | 0 | 0 | 0 | 0 | 0 | 0 | 0 | 0 | 0 | 0 | 0 | 0 | 0 | 0 | 0 | 0 | 0 | 620800339 | 0 | 0 | 0 | 0 | 12
NO |  | 80 | 2012 | 2 | 26 | 26 |  | 10 Benton Sub | Northeast Sub | 138 | 138 | ST | 1.23 | 0 | 1 | 666.0 ACSR | 0 | 0 | 0 | 0 | 0 | 0 | 0 | 0 | 0 | 0 | 0 | 0 | 0 | 0 | 0 | 0 | 0 | 0 | 620800302 | 0 | 0 | 0 | 0 | 12
NO |  | 80 | 2012 | 2 | 28 | 28 |  | 11 Gordon Evans Sub | Halstead Sub | 138 | 138 | HFW | 14.62 | 0 | 1 | 477.0 ACSR | 55863 | 2148849 | 2204712 | 0 | 0 | 0 | 0 | 0 | 0 | 0 | 0 | 0 | 0 | 0 | 0 | 0 | 0 | 0 | 0 | 0 | 0 | 0 | 0 | 12
NO |  | 80 | 2012 | 2 | 29 | 29 |  | 11 Gordon Evans Sub | Halstead Sub | 138 | 138 | ST | 0 | 0.06 | 1 | 477.0 ACSR | 0 | 0 | 0 | 0 | 0 | 0 | 0 | 0 | 0 | 0 | 0 | 0 | 0 | 0 | 0 | 0 | 0 | 0 | 620800325 | 0 | 0 | 0 | 0 | 12
NO |  | 80 | 2012 | 2 | 31 | 31 |  | 12 Gordon Evans Sub | Chisholm Sub | 138 | 138 | HFW | 7.86 | 0 | 1 | 666.0 ACSR | 388865 | 6697543 | 7086408 | 0 | 0 | 0 | 0 | 0 | 0 | 0 | 0 | 0 | 0 | 0 | 0 | 0 | 0 | 0 | 0 | 0 | 0 | 0 | 0 | 12
NO |  | 80 | 2012 | 2 | 32 | 32 |  | 12 Gordon Evans Sub | Chisholm Sub | 138 | 138 | ST | 0.44 | 0 | 1 | 666.0 ACSR | 0 | 0 | 0 | 0 | 0 | 0 | 0 | 0 | 0 | 0 | 0 | 0 | 0 | 0 | 0 | 0 | 0 | 0 | 620800340 | 0 | 0 | 0 | 0 | 12
NO |  | 80 | 2012 | 2 | 33 | 33 |  | 12 Gordon Evans Sub | Chisholm Sub | 138 | 138 | SPS | 3.94 | 0 | 1 | 954.0 ACSR | 0 | 0 | 0 | 0 | 0 | 0 | 0 | 0 | 0 | 0 | 0 | 0 | 0 | 0 | 0 | 0 | 0 | 0 | 620800347 | 0 | 0 | 0 | 0 | 12
NO |  | 80 | 2012 | 3 | 1 | 1 |  | 13 Murray Gill Sub | Clearwater Sub | 138 | 138 | SHF | 7.96 | 0 | 1 | 1192.5 ACSR | 50179 | 7610110 | 7660289 | 0 | 0 | 0 | 0 | 0 | 0 | 0 | 0 | 0 | 0 | 0 | 0 | 0 | 0 | 0 | 0 | 0 | 0 | 0 | 0 | 12
NO |  | 80 | 2012 | 3 | 2 | 2 |  | 13 Clearwater Sub | Harper Sub | 138 | 138 | HFW | 6.12 | 0 | 1 | 266.8 ACSR | 0 | 0 | 0 | 0 | 0 | 0 | 0 | 0 | 0 | 0 | 0 | 0 | 0 | 0 | 0 | 0 | 0 | 0 | 620800360 | 0 | 0 | 0 | 0 | 12
NO |  | 80 | 2012 | 3 | 4 | 4 |  | 14 Halstead Sub | Moundridge Sub | 138 | 138 | HFW | 11.16 | 0 | 1 | 795.0 ACSR | 17325 | 1558623 | 1575948 | 0 | 0 | 0 | 0 | 0 | 0 | 0 | 0 | 0 | 0 | 0 | 0 | 0 | 0 | 0 | 0 | 0 | 0 | 0 | 0 | 12
NO |  | 80 | 2012 | 3 | 6 | 6 |  | 15 Neosho Sub | Liberty/Dearing Sub | 138 | 138 | HFW | 41.19 | 0 | 1 | 795.0 ACSR | 83755 | 1735006 | 1818761 | 0 | 0 | 0 | 0 | 0 | 0 | 0 | 0 | 0 | 0 | 0 | 0 | 0 | 0 | 0 | 0 | 0 | 0 | 0 | 0 | 12
NO |  | 80 | 2012 | 3 | 8 | 8 |  | 16 Altoona Sub | Tioga Sub | 138 | 138 | HFW | 16.38 | 0 | 1 | 477.0 ACSR | 45415 | 492060 | 537475 | 0 | 0 | 0 | 0 | 0 | 0 | 0 | 0 | 0 | 0 | 0 | 0 | 0 | 0 | 0 | 0 | 0 | 0 | 0 | 0 | 12
NO |  | 80 | 2012 | 3 | 10 | 10 |  | 17 Dearing Sub | Bartlesville KGE-AEP Tie | 138 | 138 | HFW | 3.91 | 0 | 1 | 795.0 ACSR | 8283 | 1708760 | 1717043 | 0 | 0 | 0 | 0 | 0 | 0 | 0 | 0 | 0 | 0 | 0 | 0 | 0 | 0 | 0 | 0 | 0 | 0 | 0 | 0 | 12
NO |  | 80 | 2012 | 3 | 12 | 12 |  | 18 Northeast Sub | Weaver Sub | 138 | 138 | SPS | 0.27 | 0 | 1 | 795.0 ACSR | 265589 | 1123365 | 1388954 | 0 | 0 | 0 | 0 | 0 | 0 | 0 | 0 | 0 | 0 | 0 | 0 | 0 | 0 | 0 | 0 | 0 | 0 | 0 | 0 | 12
NO |  | 80 | 2012 | 3 | 13 | 13 |  | 18 Northeast Sub | Weaver Sub | 138 | 138 | ST | 0 | 0.84 | 1 | 795.0 ACSR | 0 | 0 | 0 | 0 | 0 | 0 | 0 | 0 | 0 | 0 | 0 | 0 | 0 | 0 | 0 | 0 | 0 | 0 | 620800348 | 0 | 0 | 0 | 0 | 12
NO |  | 80 | 2012 | 3 | 14 | 14 |  | 18 Northeast Sub | Weaver Sub | 138 | 138 | SPW | 0.29 | 0 | 1 | 795.0 ACSR | 0 | 0 | 0 | 0 | 0 | 0 | 0 | 0 | 0 | 0 | 0 | 0 | 0 | 0 | 0 | 0 | 0 | 0 | 620800354 | 0 | 0 | 0 | 0 | 12
NO |  | 80 | 2012 | 3 | 15 | 15 |  | 18 Northeast Sub | Weaver Sub | 138 | 138 | HFW | 10.29 | 0 | 1 | 795.0 ACSR | 0 | 0 | 0 | 0 | 0 | 0 | 0 | 0 | 0 | 0 | 0 | 0 | 0 | 0 | 0 | 0 | 0 | 0 | 620800361 | 0 | 0 | 0 | 0 | 12
NO |  | 80 | 2012 | 3 | 17 | 17 |  | 19 Gordon Evans Sub | Wichita 345 Sub | 138 | 138 | ST | 0.19 | 0 | 1 | 795.0 ACSR | 0 | 34081 | 34081 | 0 | 0 | 0 | 0 | 0 | 0 | 0 | 0 | 0 | 0 | 0 | 0 | 0 | 0 | 0 | 0 | 0 | 0 | 0 | 0 | 12
NO |  | 80 | 2012 | 3 | 19 | 19 |  | 20 Dearing Sub | Montgomery Sub | 138 | 138 | HFW | 11.45 | 0 | 1 | 795.0 ACSR | 33611 | 466492 | 500103 | 0 | 0 | 0 | 0 | 0 | 0 | 0 | 0 | 0 | 0 | 0 | 0 | 0 | 0 | 0 | 0 | 0 | 0 | 0 | 0 | 12
NO |  | 80 | 2012 | 3 | 21 | 21 |  | 21 Rose Hill Sub | El Paso Sub | 138 | 138 | SPS | 0 | 6.52 | 1 | 954.0 ACSR | 125051 | 1268170 | 1393221 | 0 | 0 | 0 | 0 | 0 | 0 | 0 | 0 | 0 | 0 | 0 | 0 | 0 | 0 | 0 | 0 | 0 | 0 | 0 | 0 | 12
NO |  | 80 | 2012 | 3 | 22 | 22 |  | 21 Rose Hill Sub | El Paso Sub | 138 | 138 | HFW | 1.74 | 0 | 1 | 954.0 ACSR | 0 | 0 | 0 | 0 | 0 | 0 | 0 | 0 | 0 | 0 | 0 | 0 | 0 | 0 | 0 | 0 | 0 | 0 | 620800326 | 0 | 0 | 0 | 0 | 12
NO |  | 80 | 2012 | 3 | 23 | 23 |  | 21 Rose Hill Sub | El Paso Sub | 138 | 138 | ST | 0.11 | 0 | 1 | 954.0 ACSR | 0 | 0 | 0 | 0 | 0 | 0 | 0 | 0 | 0 | 0 | 0 | 0 | 0 | 0 | 0 | 0 | 0 | 0 | 620800362 | 0 | 0 | 0 | 0 | 12
NO |  | 80 | 2012 | 3 | 25 | 25 |  | 22 Murray Gill Sub | Waco Jct | 138 | 138 | SPW | 0.65 | 0 | 1 | 954.0 ACSR | 143390 | 8700127 | 8843517 | 0 | 0 | 0 | 0 | 0 | 0 | 0 | 0 | 0 | 0 | 0 | 0 | 0 | 0 | 0 | 0 | 0 | 0 | 0 | 0 | 12
NO |  | 80 | 2012 | 3 | 26 | 26 |  | 22 Waco Jct | Waco Sub | 138 | 138 | SPW | 1.23 | 1.23 | 2 | 954.0 ACSR | 0 | 0 | 0 | 0 | 0 | 0 | 0 | 0 | 0 | 0 | 0 | 0 | 0 | 0 | 0 | 0 | 0 | 0 | 620800355 | 0 | 0 | 0 | 0 | 12
NO |  | 80 | 2012 | 3 | 27 | 27 |  | 22 Waco Jct | Centennial Sub | 138 | 138 | SPW | 8.37 | 0 | 1 | 954.0 ACSR | 0 | 0 | 0 | 0 | 0 | 0 | 0 | 0 | 0 | 0 | 0 | 0 | 0 | 0 | 0 | 0 | 0 | 0 | 620800341 | 0 | 0 | 0 | 0 | 12
NO |  | 80 | 2012 | 3 | 28 | 28 |  | 22 Centennial Sub | Cowskin Sub | 138 | 138 | ST | 0.02 | 0 | 1 | 3" SP AL | 0 | 0 | 0 | 0 | 0 | 0 | 0 | 0 | 0 | 0 | 0 | 0 | 0 | 0 | 0 | 0 | 0 | 0 | 620800349 | 0 | 0 | 0 | 0 | 12
NO |  | 80 | 2012 | 3 | 29 | 29 |  | 22 Centennial Sub | Cowskin Sub | 138 | 138 | SPW | 3.36 | 0 | 1 | 954.0 ACSR | 0 | 0 | 0 | 0 | 0 | 0 | 0 | 0 | 0 | 0 | 0 | 0 | 0 | 0 | 0 | 0 | 0 | 0 | 620800363 | 0 | 0 | 0 | 0 | 12
NO |  | 80 | 2012 | 3 | 31 | 31 |  | 23 Canal Sub | 17th Street Sub | 138 | 138 | SPW | 4.4 | 0 | 1 | 954.0 ACSR | 0 | 890166 | 890166 | 0 | 0 | 0 | 0 | 0 | 0 | 0 | 0 | 0 | 0 | 0 | 0 | 0 | 0 | 0 | 0 | 0 | 0 | 0 | 0 | 12
NO |  | 80 | 2012 | 3 | 32 | 32 |  | 23 Canal Sub | 17th Street Sub | 138 | 138 | SPS | 0.47 | 0 | 1 | 954.0 ACSR | 0 | 0 | 0 | 0 | 0 | 0 | 0 | 0 | 0 | 0 | 0 | 0 | 0 | 0 | 0 | 0 | 0 | 0 | 620800364 | 0 | 0 | 0 | 0 | 12
NO |  | 80 | 2012 | 3 | 34 | 34 |  | 24 Neosho 345 Sub | Neosho SES Sub | 138 | 138 | HFW | 0.28 | 0 | 1 | 954.0 ACSR | 0 | 83643 | 83643 | 0 | 0 | 0 | 0 | 0 | 0 | 0 | 0 | 0 | 0 | 0 | 0 | 0 | 0 | 0 | 0 | 0 | 0 | 0 | 0 | 12
NO |  | 80 | 2012 | 4 | 1 | 1 |  | 25 Montgomery Sub | Taylor Sub | 138 | 138 | SPW | 1.86 | 0 | 1 | 954.0 ACSR | 81747 | 3188317 | 3270064 | 0 | 0 | 0 | 0 | 0 | 0 | 0 | 0 | 0 | 0 | 0 | 0 | 0 | 0 | 0 | 0 | 0 | 0 | 0 | 0 | 12
NO |  | 80 | 2012 | 4 | 2 | 2 |  | 25 Taylor Sub | Altoona Sub | 138 | 138 | SPW | 2.75 | 0 | 1 | 954.0 ACSR | 0 | 0 | 0 | 0 | 0 | 0 | 0 | 0 | 0 | 0 | 0 | 0 | 0 | 0 | 0 | 0 | 0 | 0 | 620800356 | 0 | 0 | 0 | 0 | 12
NO |  | 80 | 2012 | 4 | 3 | 3 |  | 25 Taylor Sub | Altoona Sub | 138 | 138 | HFW | 7.54 | 0 | 1 | 954.0 ACSR | 0 | 0 | 0 | 0 | 0 | 0 | 0 | 0 | 0 | 0 | 0 | 0 | 0 | 0 | 0 | 0 | 0 | 0 | 620800332 | 0 | 0 | 0 | 0 | 12
NO |  | 80 | 2012 | 4 | 4 | 4 |  | 25 Montgomery Sub | Altoona Sub | 138 | 138 | HFW | 10.63 | 0 | 1 | 954.0 ACSR | 0 | 0 | 0 | 0 | 0 | 0 | 0 | 0 | 0 | 0 | 0 | 0 | 0 | 0 | 0 | 0 | 0 | 0 | 620800327 | 0 | 0 | 0 | 0 | 12
NO |  | 80 | 2012 | 4 | 5 | 5 |  | 25 Montgomery Sub | Altoona Sub | 138 | 138 | ST | 0.71 | 0 | 1 | 954.0 ACSR | 0 | 0 | 0 | 0 | 0 | 0 | 0 | 0 | 0 | 0 | 0 | 0 | 0 | 0 | 0 | 0 | 0 | 0 | 620800365 | 0 | 0 | 0 | 0 | 12
NO |  | 80 | 2012 | 4 | 7 | 7 |  | 26 Northeast Sub | Benton Sub | 138 | 138 | SPW | 3.04 | 0 | 1 | 954.0 ACSR | 386692 | 2009588 | 2396280 | 0 | 0 | 0 | 0 | 0 | 0 | 0 | 0 | 0 | 0 | 0 | 0 | 0 | 0 | 0 | 0 | 0 | 0 | 0 | 0 | 12
NO |  | 80 | 2012 | 4 | 8 | 8 |  | 26 Northeast Sub | Benton Sub | 138 | 138 | HFW | 4.72 | 0 | 1 | 954.0 ACSR | 0 | 0 | 0 | 0 | 0 | 0 | 0 | 0 | 0 | 0 | 0 | 0 | 0 | 0 | 0 | 0 | 0 | 0 | 620800303 | 0 | 0 | 0 | 0 | 12
NO |  | 80 | 2012 | 4 | 9 | 9 |  | 26 Northeast Sub | Benton Sub | 138 | 138 | ST | 0.05 | 0 | 1 | 954.0 ACSR | 0 | 0 | 0 | 0 | 0 | 0 | 0 | 0 | 0 | 0 | 0 | 0 | 0 | 0 | 0 | 0 | 0 | 0 | 620800357 | 0 | 0 | 0 | 0 | 12
NO |  | 80 | 2012 | 4 | 10 | 10 |  | 26 Northeast Sub | Benton Sub | 138 | 138 | ST | 0 | 1.23 | 1 | 666.0 ACSR | 0 | 0 | 0 | 0 | 0 | 0 | 0 | 0 | 0 | 0 | 0 | 0 | 0 | 0 | 0 | 0 | 0 | 0 | 620800333 | 0 | 0 | 0 | 0 | 12
NO |  | 80 | 2012 | 4 | 11 | 11 |  | 26 Benton Sub | Midian Sub | 138 | 138 | HFW | 14.08 | 0 | 1 | 954.0 ACSR | 0 | 0 | 0 | 0 | 0 | 0 | 0 | 0 | 0 | 0 | 0 | 0 | 0 | 0 | 0 | 0 | 0 | 0 | 620800350 | 0 | 0 | 0 | 0 | 12
NO |  | 80 | 2012 | 4 | 12 | 12 |  | 26 Benton Sub | Midian Sub | 138 | 138 | ST | 0.02 | 0 | 1 | 954.0 ACSR | 0 | 0 | 0 | 0 | 0 | 0 | 0 | 0 | 0 | 0 | 0 | 0 | 0 | 0 | 0 | 0 | 0 | 0 | 620800366 | 0 | 0 | 0 | 0 | 12
NO |  | 80 | 2012 | 4 | 14 | 14 |  | 27 Rose Hill Sub | Weaver Sub | 138 | 138 | SPS | 0.72 | 0 | 1 | 954.0 ACSR | 32973 | 644180 | 677153 | 0 | 0 | 0 | 0 | 0 | 0 | 0 | 0 | 0 | 0 | 0 | 0 | 0 | 0 | 0 | 0 | 0 | 0 | 0 | 0 | 12
NO |  | 80 | 2012 | 4 | 15 | 15 |  | 27 Rose Hill Sub | Weaver Sub | 138 | 138 | HFW | 1.18 | 0 | 1 | 954.0 ACSR | 0 | 0 | 0 | 0 | 0 | 0 | 0 | 0 | 0 | 0 | 0 | 0 | 0 | 0 | 0 | 0 | 0 | 0 | 620800334 | 0 | 0 | 0 | 0 | 12
NO |  | 80 | 2012 | 4 | 16 | 16 |  | 27 Rose Hill Sub | Weaver Sub | 138 | 138 | ST | 0.02 | 0 | 1 | 954.0 ACSR | 0 | 0 | 0 | 0 | 0 | 0 | 0 | 0 | 0 | 0 | 0 | 0 | 0 | 0 | 0 | 0 | 0 | 0 | 620800328 | 0 | 0 | 0 | 0 | 12
NO |  | 80 | 2012 | 4 | 17 | 17 |  | 27 Rose Hill Sub | Weaver Sub | 138 | 138 | ST | 0.02 | 5.47 | 1 | 954.0 ACSR | 0 | 0 | 0 | 0 | 0 | 0 | 0 | 0 | 0 | 0 | 0 | 0 | 0 | 0 | 0 | 0 | 0 | 0 | 620800367 | 0 | 0 | 0 | 0 | 12
NO |  | 80 | 2012 | 4 | 19 | 19 |  | 28 El Paso Sub | Stearman Sub | 138 | 138 | SPW | 5.19 | 0 | 1 | 954.0 ACSR | 132779 | 3500314 | 3633093 | 0 | 0 | 0 | 0 | 0 | 0 | 0 | 0 | 0 | 0 | 0 | 0 | 0 | 0 | 0 | 0 | 0 | 0 | 0 | 0 | 12
NO |  | 80 | 2012 | 4 | 20 | 20 |  | 28 El Paso Sub | Stearman Sub | 138 | 138 | SPS | 0.3 | 0 | 1 | 954.0 ACSR | 0 | 0 | 0 | 0 | 0 | 0 | 0 | 0 | 0 | 0 | 0 | 0 | 0 | 0 | 0 | 0 | 0 | 0 | 620800304 | 0 | 0 | 0 | 0 | 12
NO |  | 80 | 2012 | 4 | 21 | 21 |  | 28 Stearman Sub | Boeing Sub | 138 | 138 | SPS | 0 | 0.28 | 1 | 954.0 ACSR | 0 | 0 | 0 | 0 | 0 | 0 | 0 | 0 | 0 | 0 | 0 | 0 | 0 | 0 | 0 | 0 | 0 | 0 | 620800351 | 0 | 0 | 0 | 0 | 12
NO |  | 80 | 2012 | 4 | 22 | 22 |  | 28 El Paso Sub | Boeing Sub | 138 | 138 | SPW | 1.12 | 0 | 1 | 954.0 ACSR | 0 | 0 | 0 | 0 | 0 | 0 | 0 | 0 | 0 | 0 | 0 | 0 | 0 | 0 | 0 | 0 | 0 | 0 | 620800342 | 0 | 0 | 0 | 0 | 12
NO |  | 80 | 2012 | 4 | 23 | 23 |  | 28 El Paso Sub | Boeing Sub | 138 | 138 | SPS | 0.52 | 0 | 1 | 477.0 ACSR | 0 | 0 | 0 | 0 | 0 | 0 | 0 | 0 | 0 | 0 | 0 | 0 | 0 | 0 | 0 | 0 | 0 | 0 | 620800305 | 0 | 0 | 0 | 0 | 12
NO |  | 80 | 2012 | 4 | 24 | 24 |  | 28 El Paso Sub | Boeing Sub | 138 | 138 | ST | 0 | 0.11 | 1 | 954.0 ACSR | 0 | 0 | 0 | 0 | 0 | 0 | 0 | 0 | 0 | 0 | 0 | 0 | 0 | 0 | 0 | 0 | 0 | 0 | 620800358 | 0 | 0 | 0 | 0 | 12
NO |  | 80 | 2012 | 4 | 25 | 25 |  | 28 Boeing Sub | Canal Sub | 138 | 138 | SPW | 3.18 | 0 | 1 | 954.0 ACSR | 0 | 0 | 0 | 0 | 0 | 0 | 0 | 0 | 0 | 0 | 0 | 0 | 0 | 0 | 0 | 0 | 0 | 0 | 620800352 | 0 | 0 | 0 | 0 | 12
NO |  | 80 | 2012 | 4 | 26 | 26 |  | 28 Boeing Sub | Canal Sub | 138 | 138 | SPS | 0.18 | 0 | 1 | 954.0 ACSR | 0 | 0 | 0 | 0 | 0 | 0 | 0 | 0 | 0 | 0 | 0 | 0 | 0 | 0 | 0 | 0 | 0 | 0 | 620800343 | 0 | 0 | 0 | 0 | 12
NO |  | 80 | 2012 | 4 | 27 | 27 |  | 28 Boeing Sub | Canal Sub | 138 | 138 | SPS | 0 | 0.52 | 1 | 477.0 ACSR | 0 | 0 | 0 | 0 | 0 | 0 | 0 | 0 | 0 | 0 | 0 | 0 | 0 | 0 | 0 | 0 | 0 | 0 | 620800368 | 0 | 0 | 0 | 0 | 12
NO |  | 80 | 2012 | 4 | 29 | 29 |  | 29 Chisholm Sub | 17th Street Sub | 138 | 138 | SPS | 0.28 | 0 | 1 | 954.0 ACSR | 119828 | 1690546 | 1810374 | 0 | 0 | 0 | 0 | 0 | 0 | 0 | 0 | 0 | 0 | 0 | 0 | 0 | 0 | 0 | 0 | 0 | 0 | 0 | 0 | 12
NO |  | 80 | 2012 | 4 | 30 | 30 |  | 29 Chisholm Sub | 17th Street Sub | 138 | 138 | HFW | 1.53 | 0 | 1 | 954.0 ACSR | 0 | 0 | 0 | 0 | 0 | 0 | 0 | 0 | 0 | 0 | 0 | 0 | 0 | 0 | 0 | 0 | 0 | 0 | 620800353 | 0 | 0 | 0 | 0 | 12
NO |  | 80 | 2012 | 4 | 31 | 31 |  | 29 Chisholm Sub | 17th Street Sub | 138 | 138 | CONC | 4.09 | 0 | 1 | 954.0 ACSR | 0 | 0 | 0 | 0 | 0 | 0 | 0 | 0 | 0 | 0 | 0 | 0 | 0 | 0 | 0 | 0 | 0 | 0 | 620800369 | 0 | 0 | 0 | 0 | 12
NO |  | 80 | 2012 | 5 | 1 | 1 |  | 30 El Paso Sub | 64th Street Sub | 138 | 138 | ST | 0.27 | 0 | 1 | 954.0 ACSR | 5688 | 1178602 | 1184290 | 0 | 0 | 0 | 0 | 0 | 0 | 0 | 0 | 0 | 0 | 0 | 0 | 0 | 0 | 0 | 0 | 0 | 0 | 0 | 0 | 12
NO |  | 80 | 2012 | 5 | 2 | 2 |  | 30 El Paso Sub | 64th Street Sub | 138 | 138 | SPW | 5.77 | 0 | 1 | 954.0 ACSR | 0 | 0 | 0 | 0 | 0 | 0 | 0 | 0 | 0 | 0 | 0 | 0 | 0 | 0 | 0 | 0 | 0 | 0 | 620800374 | 0 | 0 | 0 | 0 | 12
NO |  | 80 | 2012 | 5 | 3 | 3 |  | 30 El Paso Sub | 64th Street Sub | 138 | 138 | SPW | 0.92 | 0 | 1 | 477.0 ACSR | 0 | 0 | 0 | 0 | 0 | 0 | 0 | 0 | 0 | 0 | 0 | 0 | 0 | 0 | 0 | 0 | 0 | 0 | 620800359 | 0 | 0 | 0 | 0 | 12
NO |  | 80 | 2012 | 5 | 4 | 4 |  | 30 El Paso Sub | 64th Street Sub | 138 | 138 | ST | 0.99 | 0 | 1 | 477.0 ACSR | 0 | 0 | 0 | 0 | 0 | 0 | 0 | 0 | 0 | 0 | 0 | 0 | 0 | 0 | 0 | 0 | 0 | 0 | 620800370 | 0 | 0 | 0 | 0 | 12
NO |  | 80 | 2012 | 5 | 6 | 6 |  | 31 Rose Hill Sub | Stearman Sub | 138 | 138 | SPS | 10.19 | 0 | 2 | 954.0 ACSR | 1519628 | 7193608 | 8713236 | 0 | 0 | 0 | 0 | 0 | 0 | 0 | 0 | 0 | 0 | 0 | 0 | 0 | 0 | 0 | 0 | 0 | 0 | 0 | 0 | 12
NO |  | 80 | 2012 | 5 | 7 | 7 |  | 31 Rose Hill Sub | Stearman Sub | 138 | 138 | SPS | 1.45 | 0 | 1 | 954.0 ACSR | 0 | 0 | 0 | 0 | 0 | 0 | 0 | 0 | 0 | 0 | 0 | 0 | 0 | 0 | 0 | 0 | 0 | 0 | 620800375 | 0 | 0 | 0 | 0 | 12
NO |  | 80 | 2012 | 5 | 9 | 9 |  | 32 Gordon Evans Sub | Wichita 345 Sub | 138 | 138 | HFW | 0.11 | 0 | 1 | 954.0 ACSR | 0 | 51985 | 51985 | 0 | 0 | 0 | 0 | 0 | 0 | 0 | 0 | 0 | 0 | 0 | 0 | 0 | 0 | 0 | 0 | 0 | 0 | 0 | 0 | 12
NO |  | 80 | 2012 | 5 | 11 | 11 |  | 33 64th Street Sub | Weaver Sub | 138 | 138 | ST | 0 | 0.25 | 1 | 954.0 ACSR | 0 | 3963708 | 3963708 | 0 | 0 | 0 | 0 | 0 | 0 | 0 | 0 | 0 | 0 | 0 | 0 | 0 | 0 | 0 | 0 | 0 | 0 | 0 | 0 | 12
NO |  | 80 | 2012 | 5 | 12 | 12 |  | 33 64th Street Sub | Weaver Sub | 138 | 138 | SPW | 10.01 | 0 | 1 | 954.0 ACSR | 0 | 0 | 0 | 0 | 0 | 0 | 0 | 0 | 0 | 0 | 0 | 0 | 0 | 0 | 0 | 0 | 0 | 0 | 620800371 | 0 | 0 | 0 | 0 | 12
NO |  | 80 | 2012 | 5 | 13 | 13 |  | 33 64th Street Sub | Weaver Sub | 138 | 138 | SPW | 0 | 0.92 | 1 | 954.0 ACSR | 0 | 0 | 0 | 0 | 0 | 0 | 0 | 0 | 0 | 0 | 0 | 0 | 0 | 0 | 0 | 0 | 0 | 0 | 620800376 | 0 | 0 | 0 | 0 | 12
NO |  | 80 | 2012 | 5 | 14 | 14 |  | 33 Springdale Tap | Springdale Sub | 138 | 138 | SPW | 0.06 | 0 | 1 | 954.0 ACSR | 0 | 0 | 0 | 0 | 0 | 0 | 0 | 0 | 0 | 0 | 0 | 0 | 0 | 0 | 0 | 0 | 0 | 0 | 620800372 | 0 | 0 | 0 | 0 | 12
NO |  | 80 | 2012 | 5 | 15 | 15 |  | 33 Harry St Sub So Tap | Harry St Sub | 138 | 138 | SPW | 0.12 | 0 | 1 | 954.0 ACSR | 0 | 0 | 0 | 0 | 0 | 0 | 0 | 0 | 0 | 0 | 0 | 0 | 0 | 0 | 0 | 0 | 0 | 0 | 620800377 | 0 | 0 | 0 | 0 | 12
NO |  | 80 | 2012 | 5 | 17 | 17 |  | 34 Crisholm Sub | Grant Sub | 69 | 138 | SPW | 2.31 | 0 | 1 | 954.0 ACSR | 0 | 655767 | 655767 | 0 | 0 | 0 | 0 | 0 | 0 | 0 | 0 | 0 | 0 | 0 | 0 | 0 | 0 | 0 | 0 | 0 | 0 | 0 | 0 | 12
NO |  | 80 | 2012 | 5 | 19 | 19 |  | 36 Sumner County Sub | Timber Jct Sub | 138 | 138 | SPW | 12 | 0 | 1 | 1192.5 ACSR | 1049582 | 8517305 | 9566887 | 0 | 0 | 0 | 0 | 0 | 0 | 0 | 0 | 0 | 0 | 0 | 0 | 0 | 0 | 0 | 0 | 0 | 0 | 0 | 0 | 12
NO |  | 80 | 2012 | 5 | 20 | 20 |  | 36 Timber Jct Sub | TC Rock Sub | 138 | 138 | SPW | 1.12 | 0 | 2 | 1192.5 ACSR | 0 | 0 | 0 | 0 | 0 | 0 | 0 | 0 | 0 | 0 | 0 | 0 | 0 | 0 | 0 | 0 | 0 | 0 | 620800373 | 0 | 0 | 0 | 0 | 12
NO |  | 80 | 2012 | 5 | 22 | 22 |  | 38 Bently West Sub | 38 Bentley East Sub | 138 | 138 | SPW | 3.41 | 0 | 1 | 1192.5 ACSR | 3226 | 189 | 3415 | 0 | 0 | 0 | 0 | 0 | 0 | 0 | 0 | 0 | 0 | 0 | 0 | 0 | 0 | 0 | 0 | 0 | 0 | 0 | 0 | 12
NO |  | 80 | 2012 | 5 | 23 | 23 |  | TOTAL 138 kV LINES |  | 0 | 0 |  | 501.74 | 30.66 | 113 |  | 5627139 | 81942044 | 87569183 | 0 | 0 | 0 | 0 | 0 | 0 | 0 | 0 | 0 | 0 | 0 | 0 | 0 | 0 | 0 | 0 | 0 | 0 | 0 | 0 | 12
SI/NO | A | 80 | 2012 | 5 | 25 | 25 |  | 69 kV LINES |  | 69 | 69 |  | 927.27 | 12.07 | 0 |  | 4275839 | 139730611 | 144006450 | 0 | 0 | 0 | 3154525.4823 | 0 | 0 | 0 | 0 | 0 | 0 | 0 | 0 | 0 | 0 | 0 | 0 | 0 | 0 | 0 | 0 | 12
SI/NO | A | 80 | 2012 | 5 | 27 | 27 |  | 34.5 kV LINES |  | 34.5 | 34.5 |  | 108.64 | 0 | 0 |  | 1153458 | 3030001 | 4183459 | 0 | 0 | 0 | 91640.5343 | 0 | 0 | 0 | 0 | 0 | 0 | 0 | 0 | 0 | 0 | 0 | 0 | 0 | 0 | 0 | 0 | 12
NO |  | 80 | 2012 | 0 | 36 | 36 |  | TOTAL |  | 0 | 0 |  | 2471.06 | 42.94 | 144 |  | 25270223 | 426152502 | 451422725 | 0 | 0 | 0 | 0 | 0 | 0 | 0 | 0 | 0 | 0 | 0 | 0 | 0 | 0 | 0 | 0 | 0 | 0 | 0 | 0 | 12
NO |  | 95 | 2012 | 0 | 1 | 1 |  | AVS | Charlie Creek | 345 | 345 | 3 | 26.57 | 0 | 1 | 2306.2 KcMIL | 0 | 0 | 0 | 0 | 0 | 0 | 0 | 0 | 0 | 0 | 0 | 0 | 0 | 0 | 0 | 0 | 0 | 0 | 0 | 0 | 0 | 0 | 0 | 12
NO |  | 95 | 2012 | 0 | 2 | 2 |  | Coyote | Center | 345 | 345 | 2 | 11.43 | 0 | 1 | 2-954 MCM | 0 | 0 | 0 | 0 | 0 | 0 | 0 | 0 | 0 | 0 | 0 | 0 | 0 | 0 | 0 | 0 | 0 | 0 | 0 | 0 | 0 | 0 | 0 | 12
NO |  | 95 | 2012 | 0 | 3 | 3 |  | Coyote Switch Yard |  | 345 | 345 | 2 | 1.04 | 0 | 1 | 2-954 MCM | 0 | 0 | 0 | 0 | 0 | 0 | 0 | 0 | 0 | 0 | 0 | 0 | 0 | 0 | 0 | 0 | 0 | 0 | 0 | 0 | 0 | 0 | 0 | 12
NO |  | 95 | 2012 | 0 | 4 | 4 |  | Center | Jamestown | 345 | 345 | 2 | 10.69 | 0 | 1 | 2-1272 MCM | 0 | 0 | 0 | 0 | 0 | 0 | 0 | 0 | 620950227 | 0 | 0 | 0 | 0 | 0 | 0 | 0 | 0 | 0 | 0 | 0 | 0 | 0 | 0 | 12
NO |  | 95 | 2012 | 0 | 5 | 5 |  | Big Stone Plant | Sisseton | 230 | 230 | 2 | 47.55 | 0 | 1 | 954 MCM | 0 | 0 | 0 | 0 | 0 | 0 | 0 | 0 | 0 | 0 | 0 | 0 | 0 | 0 | 0 | 0 | 0 | 0 | 0 | 0 | 0 | 0 | 0 | 12
NO |  | 95 | 2012 | 0 | 6 | 6 |  | Heskett Station | East Bismarck | 230 | 230 | 2 | 10.49 | 0 | 1 | 795 MCM | 0 | 0 | 0 | 0 | 0 | 0 | 0 | 0 | 0 | 0 | 0 | 0 | 0 | 0 | 0 | 0 | 0 | 0 | 0 | 0 | 0 | 0 | 0 | 12
NO |  | 95 | 2012 | 0 | 7 | 7 |  | Bismarck | Wishek | 230 | 230 | 2 | 67.41 | 0 | 1 | 795 MCM | 0 | 0 | 0 | 0 | 0 | 0 | 0 | 0 | 0 | 0 | 0 | 0 | 0 | 0 | 0 | 0 | 0 | 0 | 0 | 0 | 0 | 0 | 0 | 12
NO |  | 95 | 2012 | 0 | 8 | 8 |  | Wishek | Ellendale | 230 | 230 | 2 | 54.99 | 0 | 1 | 795 MCM | 0 | 0 | 0 | 0 | 0 | 0 | 0 | 0 | 0 | 0 | 0 | 0 | 0 | 0 | 0 | 0 | 0 | 0 | 0 | 0 | 0 | 0 | 0 | 12
NO |  | 95 | 2012 | 0 | 9 | 9 |  | Heskett Station | WAPA Tie | 230 | 230 | 2 | 2.16 | 0 | 1 | 954 MCM | 0 | 0 | 0 | 0 | 0 | 0 | 0 | 0 | 0 | 0 | 0 | 0 | 0 | 0 | 0 | 0 | 0 | 0 | 0 | 0 | 0 | 0 | 0 | 12
NO |  | 95 | 2012 | 0 | 10 | 10 |  | Montana Border | South Dakota Border | 230 | 230 | 2 | 86.19 | 0 | 1 | 954 MCM | 0 | 0 | 0 | 0 | 0 | 0 | 0 | 0 | 0 | 0 | 0 | 0 | 0 | 0 | 0 | 0 | 0 | 0 | 0 | 0 | 0 | 0 | 0 | 12
NO |  | 95 | 2012 | 0 | 13 | 13 |  | Lines Below 132 Kilovolts |  | 115 | 115 | 2 | 576.66 | 4.12 | 0 | Various | 0 | 0 | 0 | 0 | 0 | 0 | 0 | 0 | 0 | 0 | 0 | 0 | 0 | 0 | 620950228 | 0 | 0 | 0 | 0 | 0 | 0 | 0 | 0 | 12
NO |  | 95 | 2012 | 0 | 14 | 14 |  |  |  | 69 | 69 | Various | 85.37 | 1.33 | 1 | Various | 0 | 0 | 0 | 0 | 0 | 0 | 0 | 0 | 0 | 0 | 0 | 0 | 0 | 0 | 0 | 0 | 0 | 0 | 0 | 0 | 0 | 0 | 0 | 12
NO |  | 95 | 2012 | 0 | 15 | 15 |  |  |  | 41.6 | 69 | 2 | 86.44 | 17.19 | 1 | 4/0 ACSR | 0 | 0 | 0 | 0 | 0 | 0 | 0 | 0 | 0 | 0 | 0 | 0 | 0 | 0 | 0 | 0 | 0 | 0 | 0 | 0 | 0 | 0 | 0 | 12
NO |  | 95 | 2012 | 0 | 16 | 16 |  |  |  | 57 | 69 | 2 | 3.34 | 0 | 1 | 4/0 ACSR | 0 | 0 | 0 | 0 | 0 | 0 | 0 | 0 | 0 | 0 | 0 | 0 | 0 | 0 | 0 | 0 | 0 | 0 | 0 | 0 | 0 | 0 | 0 | 12
NO |  | 95 | 2012 | 0 | 17 | 17 |  |  |  | 57 | 60 | Various | 866.39 | 0.89 | 1 | Various | 0 | 0 | 0 | 0 | 0 | 0 | 0 | 0 | 0 | 0 | 0 | 0 | 0 | 0 | 0 | 0 | 0 | 0 | 0 | 0 | 0 | 0 | 0 | 12
NO |  | 95 | 2012 | 0 | 18 | 18 |  |  |  | 33 | 60 | 1 | 17.77 | 0 | 1 | 4/0 ACSR | 0 | 0 | 0 | 0 | 0 | 0 | 0 | 0 | 0 | 0 | 0 | 0 | 0 | 0 | 0 | 0 | 0 | 0 | 0 | 0 | 0 | 0 | 0 | 12
NO |  | 95 | 2012 | 0 | 20 | 20 |  |  |  | 41.6 | 0 | Various | 1047.52 | 17.86 | 0 | Various | 0 | 0 | 0 | 0 | 0 | 0 | 0 | 0 | 0 | 0 | 620950229 | 0 | 0 | 0 | 620950230 | 0 | 0 | 0 | 0 | 0 | 0 | 0 | 0 | 12
NO |  | 95 | 2012 | 0 | 36 | 36 |  | TOTAL |  | 0 | 0 |  | 3063.3 | 41.39 | 19 |  | 3060187 | 84475363 | 87535550 | 3329836 | 894634 | 1568551 | 5793021 | 0 | 0 | 0 | 0 | 0 | 0 | 0 | 0 | 0 | 0 | 0 | 0 | 0 | 0 | 0 | 0 | 12
NO |  | 95 | 2012 | 0 | 11 | 11 |  | Merricourt Windfarm | Ellendale | 230 | 230 | 2 | 29.69 | 0 | 1 | 954 MCM | 0 | 0 | 0 | 0 | 0 | 0 | 0 | 0 | 0 | 0 | 0 | 0 | 0 | 0 | 0 | 0 | 0 | 0 | 0 | 0 | 0 | 0 | 0 | 12
NO |  | 95 | 2012 | 0 | 19 | 19 |  |  |  | 57 | 57 | 1 | 2.61 | 0 | 2 | 4/0 ACSR | 0 | 0 | 0 | 0 | 0 | 0 | 0 | 0 | 0 | 0 | 0 | 0 | 0 | 0 | 0 | 0 | 0 | 0 | 0 | 0 | 0 | 0 | 0 | 12
NO |  | 95 | 2012 | 0 | 21 | 21 |  |  |  | 33 | 35 | 1 | 28.99 | 0 | 1 | Various | 0 | 0 | 0 | 0 | 0 | 0 | 0 | 0 | 0 | 0 | 0 | 0 | 0 | 0 | 0 | 0 | 0 | 0 | 0 | 0 | 0 | 0 | 0 | 12
NO |  | 95 | 2012 | 0 | 23 | 23 |  |  |  | 0 | 0 |  | 0 | 0 | 0 |  | 3060187 | 84475363 | 87535550 | 3329836 | 894634 | 1568551 | 5793021 | 0 | 0 | 0 | 0 | 0 | 0 | 0 | 0 | 0 | 620950231 | 620950232 | 620950233 | 620950234 | 620950235 | 620950236 | 0 | 12
NO |  | 143 | 2012 | 0 | 1 | 1 |  | Tower Lines-500,000V |  | 0 | 0 |  | 0 | 0 | 0 |  | 0 | 0 | 0 | 0 | 0 | 0 | 0 | 0 | 0 | 0 | 0 | 0 | 0 | 0 | 0 | 0 | 0 | 0 | 0 | 0 | 0 | 0 | 0 | 12
NO |  | 143 | 2012 | 0 | 2 | 2 |  | Conemaugh Gen. Station, PA | MD-PA State line | 500 | 0 | Tower | 34.07 | 0 | 1 | 2,493 MCM | 482125 | 4900836 | 5382961 | 25029 | 0 | 0 | 25029 | 0 | 0 | 0 | 0 | 0 | 621430270 | 0 | 0 | 0 | 0 | 0 | 0 | 0 | 0 | 0 | 0 | 12
NO |  | 143 | 2012 | 0 | 3 | 3 |  | Sub. 66, MD | Mt. Airy, Tap | 500 | 0 | Tower | 18.12 | 0 | 2 | 1,590 MCM | 3152420 | 14398030 | 17550450 | 0 | 0 | 0 | 0 | 0 | 0 | 0 | 0 | 0 | 0 | 0 | 0 | 0 | 0 | 0 | 0 | 0 | 0 | 0 | 0 | 12
NO |  | 143 | 2012 | 0 | 4 | 4 |  | Sub. 66, MD | High Ridge, BG&E | 500 | 0 | Tower | 2.6 | 0 | 1 | 1,590 MCM | 2804971 | 6402701 | 9207672 | 0 | 0 | 0 | 0 | 0 | 0 | 0 | 0 | 0 | 0 | 0 | 0 | 0 | 0 | 0 | 0 | 0 | 0 | 0 | 0 | 12
NO |  | 143 | 2012 | 0 | 5 | 5 |  |  |  | 0 | 0 | Steel Pole | 7.6 | 0 | 0 | A.C.S.R. | 8200902 | 18746121 | 26947023 | 0 | 0 | 0 | 0 | 0 | 0 | 0 | 0 | 0 | 0 | 0 | 0 | 0 | 0 | 0 | 0 | 0 | 0 | 0 | 0 | 12
NO |  | 143 | 2012 | 0 | 6 | 6 |  | Chalk Point Gen. Sta., MD | Calvert Cliffs, BG&E | 500 | 0 | Tower | 8.7 | 0 | 1 | 1,590 MCM | 1405898 | 13793128 | 15199026 | 0 | 0 | 0 | 0 | 0 | 0 | 0 | 0 | 0 | 0 | 0 | 0 | 0 | 0 | 0 | 0 | 0 | 0 | 0 | 0 | 12
NO |  | 143 | 2012 | 0 | 7 | 7 |  |  |  | 0 | 0 | Steel Pole | 0.9 | 0 | 0 | A. C. S. R. | 145438 | 1426858 | 1572296 | 0 | 0 | 0 | 0 | 0 | 0 | 0 | 0 | 0 | 0 | 0 | 0 | 0 | 0 | 0 | 0 | 0 | 0 | 0 | 0 | 12
NO |  | 143 | 2012 | 0 | 8 | 8 |  | Chalk Point Gen. Sta., MD | Sub. 202, MD | 500 | 0 | Tower | 19.43 | 0 | 1 | 1,590 MCM | 1600070 | 16508171 | 18108241 | 0 | 0 | 0 | 0 | 0 | 0 | 0 | 0 | 0 | 0 | 0 | 0 | 0 | 0 | 0 | 0 | 0 | 0 | 0 | 0 | 12
NO |  | 143 | 2012 | 0 | 9 | 9 |  | Sub. 202, MD | Possum Point | 500 | 0 | Tower | 32.25 | 0 | 1 | 1,590 MCM | 4219187 | 21874468 | 26093655 | 0 | 0 | 0 | 0 | 0 | 0 | 0 | 0 | 0 | 0 | 0 | 0 | 0 | 0 | 0 | 0 | 0 | 0 | 0 | 0 | 12
NO |  | 143 | 2012 | 0 | 10 | 10 |  |  | (VEPCO Tie), VA | 0 | 0 |  | 0 | 0 | 0 | A.C.S.R. | 0 | 0 | 0 | 0 | 0 | 0 | 0 | 0 | 0 | 0 | 0 | 0 | 0 | 0 | 0 | 0 | 0 | 0 | 0 | 0 | 0 | 0 | 0 | 12
NO |  | 143 | 2012 | 0 | 11 | 11 |  | Tower Lines-230,000V |  | 0 | 0 |  | 0 | 0 | 0 |  | 0 | 0 | 0 | 0 | 0 | 0 | 0 | 0 | 0 | 0 | 0 | 0 | 0 | 0 | 0 | 0 | 0 | 0 | 0 | 0 | 0 | 0 | 0 | 12
NO |  | 143 | 2012 | 0 | 12 | 12 |  | Panda Gen. Station, MD | Sub 202, MD | 230 | 0 | Tower | 0 | 3 | 1 | 1,590 MCM | 0 | 0 | 0 | 0 | 0 | 0 | 0 | 0 | 0 | 0 | 0 | 0 | 621430271 | 0 | 0 | 0 | 0 | 0 | 0 | 0 | 0 | 0 | 0 | 12
NO |  | 143 | 2012 | 0 | 13 | 13 |  |  |  | 0 | 0 | Steel Pole | 3.91 | 0 | 0 | A. C. C. R. | 0 | 680092 | 680092 | 0 | 0 | 0 | 0 | 0 | 0 | 0 | 0 | 0 | 621430272 | 0 | 0 | 0 | 0 | 0 | 0 | 0 | 0 | 0 | 0 | 12
NO |  | 143 | 2012 | 0 | 14 | 14 |  | Dickerson Gen. Station | Potomac River | 0 | 0 |  | 0 | 0 | 0 |  | 0 | 0 | 0 | 0 | 0 | 0 | 0 | 0 | 0 | 0 | 0 | 0 | 0 | 0 | 0 | 0 | 0 | 0 | 0 | 0 | 0 | 0 | 0 | 12
NO |  | 143 | 2012 | 0 | 15 | 15 |  | MD East Line | (VEPCO Tie), VA | 230 | 0 | Tower | 7.24 | 0 | 1 | 1,033.5 MCM | 229029 | 1888180 | 2117209 | 0 | 0 | 0 | 0 | 0 | 0 | 0 | 0 | 0 | 0 | 0 | 0 | 0 | 0 | 0 | 0 | 0 | 0 | 0 | 0 | 12
NO |  | 143 | 2012 | 0 | 16 | 16 |  | Dickerson Gen. Station | Sub. 118, MD | 0 | 0 |  | 0 | 0 | 0 |  | 0 | 0 | 0 | 0 | 0 | 0 | 0 | 0 | 0 | 0 | 0 | 0 | 0 | 0 | 0 | 0 | 0 | 0 | 0 | 0 | 0 | 0 | 0 | 12
NO |  | 143 | 2012 | 0 | 17 | 17 |  | MD South Line |  | 230 | 0 | Tower | 10.6 | 0 | 2 | 1,590 MCM | 141162 | 4770426 | 4911588 | 0 | 0 | 0 | 0 | 0 | 0 | 0 | 0 | 0 | 0 | 0 | 0 | 0 | 0 | 0 | 0 | 0 | 0 | 0 | 0 | 12
NO |  | 143 | 2012 | 0 | 19 | 19 |  | Station H | Sub. 118, MD | 0 | 0 |  | 0 | 0 | 0 |  | 0 | 0 | 0 | 0 | 0 | 0 | 0 | 0 | 0 | 0 | 0 | 0 | 0 | 0 | 0 | 0 | 0 | 0 | 0 | 0 | 0 | 0 | 0 | 12
NO |  | 143 | 2012 | 0 | 20 | 20 |  | MD North Line |  | 230 | 0 | Tower | 10.03 | 0 | 2 | 1,590 MCM | 141162 | 13772992 | 13914154 | 0 | 0 | 0 | 0 | 0 | 0 | 0 | 0 | 0 | 0 | 0 | 0 | 0 | 0 | 0 | 0 | 0 | 0 | 0 | 0 | 12
NO |  | 143 | 2012 | 0 | 22 | 22 |  | Dickerson Gen. Station | Station H | 0 | 0 | Single Pole | 0 | 0 | 0 |  | 0 | 0 | 0 | 0 | 0 | 0 | 0 | 0 | 0 | 0 | 0 | 0 | 0 | 0 | 0 | 0 | 0 | 0 | 0 | 0 | 0 | 0 | 0 | 12
NO |  | 143 | 2012 | 0 | 23 | 23 |  | North Line |  | 230 | 0 | Steel | 0.57 | 0 | 1 | 1,590 MCM | 0 | 549459 | 549459 | 0 | 0 | 0 | 0 | 0 | 0 | 0 | 0 | 0 | 0 | 0 | 0 | 0 | 0 | 0 | 0 | 0 | 0 | 0 | 0 | 12
NO |  | 143 | 2012 | 0 | 24 | 24 |  | South Line |  | 230 | 0 | Steel | 0 | 0 | 1 | A.C.S.R. | 0 | 13505803 | 13505803 | 0 | 0 | 0 | 0 | 0 | 0 | 0 | 0 | 0 | 0 | 0 | 0 | 0 | 0 | 0 | 0 | 0 | 0 | 0 | 0 | 12
NO |  | 143 | 2012 | 0 | 25 | 25 |  | Sub. 118, MD | Sub. 165, MD | 0 | 0 |  | 0 | 0 | 0 |  | 0 | 0 | 0 | 0 | 0 | 0 | 0 | 0 | 0 | 0 | 0 | 0 | 0 | 0 | 0 | 0 | 0 | 0 | 0 | 0 | 0 | 0 | 0 | 12
NO |  | 143 | 2012 | 0 | 26 | 26 |  | North Line |  | 230 | 0 | Tower | 11.32 | 0 | 2 | 1,590 MCM | 220694 | 1868568 | 2089262 | 0 | 0 | 0 | 0 | 0 | 0 | 0 | 0 | 0 | 0 | 0 | 0 | 0 | 0 | 0 | 0 | 0 | 0 | 0 | 0 | 12
NO |  | 143 | 2012 | 0 | 27 | 27 |  | South Line |  | 230 | 0 | Tower | 11.32 | 0 | 2 | A.C.S.R | 222194 | 983587 | 1205781 | 0 | 0 | 0 | 0 | 0 | 0 | 0 | 0 | 0 | 0 | 0 | 0 | 0 | 0 | 0 | 0 | 0 | 0 | 0 | 0 | 12
NO |  | 143 | 2012 | 0 | 28 | 28 |  | Tower Lines-230,000V |  | 0 | 0 |  | 0 | 0 | 0 |  | 0 | 0 | 0 | 0 | 0 | 0 | 0 | 0 | 0 | 0 | 0 | 0 | 0 | 0 | 0 | 0 | 0 | 0 | 0 | 0 | 0 | 0 | 0 | 12
NO |  | 143 | 2012 | 0 | 30 | 30 |  | Sub. 165, MD | Sub. 66, MD | 0 | 0 |  | 0 | 0 | 0 |  | 0 | 0 | 0 | 0 | 0 | 0 | 0 | 0 | 0 | 0 | 0 | 0 | 0 | 0 | 0 | 0 | 0 | 0 | 0 | 0 | 0 | 0 | 0 | 12
NO |  | 143 | 2012 | 0 | 31 | 31 |  | North Line |  | 230 | 0 | Tower | 3.6 | 0 | 2 | 1,590 MCM | 67656 | 515269 | 582925 | 0 | 0 | 0 | 0 | 0 | 0 | 0 | 0 | 0 | 0 | 0 | 0 | 0 | 0 | 0 | 0 | 0 | 0 | 0 | 0 | 12
NO |  | 143 | 2012 | 0 | 32 | 32 |  | South Line |  | 230 | 0 | Tower | 3.6 | 0 | 2 | A.C.S.R. | 67656 | 323490 | 391146 | 0 | 0 | 0 | 0 | 0 | 0 | 0 | 0 | 0 | 0 | 0 | 0 | 0 | 0 | 0 | 0 | 0 | 0 | 0 | 0 | 12
NO |  | 143 | 2012 | 0 | 33 | 33 |  | Sub. 66, MD | Sub 120, MD | 0 | 0 |  | 0 | 0 | 0 |  | 0 | 0 | 0 | 0 | 0 | 0 | 0 | 0 | 0 | 0 | 0 | 0 | 0 | 0 | 0 | 0 | 0 | 0 | 0 | 0 | 0 | 0 | 0 | 12
NO |  | 143 | 2012 | 0 | 34 | 34 |  | North Line |  | 230 | 0 | Tower | 10.23 | 0 | 2 | 1,590 MCM | 178712 | 1633548 | 1812260 | 0 | 0 | 0 | 0 | 0 | 0 | 0 | 0 | 0 | 0 | 0 | 0 | 0 | 0 | 0 | 0 | 0 | 0 | 0 | 0 | 12
NO |  | 143 | 2012 | 0 | 35 | 35 |  | South Line |  | 230 | 0 | Tower | 10.23 | 0 | 2 | A.C.S.R. | 178713 | 797214 | 975927 | 0 | 0 | 0 | 0 | 0 | 0 | 0 | 0 | 0 | 0 | 0 | 0 | 0 | 0 | 0 | 0 | 0 | 0 | 0 | 0 | 12
NO |  | 143 | 2012 | 1 | 2 | 2 |  | Sub. 120, MD | Sub. 162, MD | 0 | 0 |  | 0 | 0 | 0 |  | 0 | 0 | 0 | 0 | 0 | 0 | 0 | 0 | 0 | 0 | 0 | 0 | 0 | 0 | 0 | 0 | 0 | 0 | 0 | 0 | 0 | 0 | 0 | 12
NO |  | 143 | 2012 | 1 | 3 | 3 |  | North Line |  | 230 | 0 | Tower | 0 | 9.48 | 1 | 1,590 MCM | 165661 | 452859 | 618520 | 0 | 0 | 0 | 0 | 0 | 0 | 0 | 0 | 0 | 0 | 0 | 0 | 0 | 0 | 0 | 0 | 0 | 0 | 0 | 0 | 12
NO |  | 143 | 2012 | 1 | 4 | 4 |  | South Line |  | 230 | 0 | Tower | 0 | 9.48 | 1 | A.C.S.R. | 165661 | 423930 | 589591 | 0 | 0 | 0 | 0 | 0 | 0 | 0 | 0 | 0 | 0 | 0 | 0 | 0 | 0 | 0 | 0 | 0 | 0 | 0 | 0 | 12
NO |  | 143 | 2012 | 1 | 5 | 5 |  | Sub. 120, MD | Sub. 122, MD | 0 | 0 |  | 0 | 0 | 0 |  | 0 | 0 | 0 | 0 | 0 | 0 | 0 | 0 | 0 | 0 | 0 | 0 | 0 | 0 | 0 | 0 | 0 | 0 | 0 | 0 | 0 | 0 | 0 | 12
NO |  | 143 | 2012 | 1 | 6 | 6 |  | East Line |  | 230 | 0 | Tower | 20.73 | 0 | 1 | 1,590 MCM | 307267 | 894214 | 1201481 | 0 | 0 | 0 | 0 | 0 | 0 | 0 | 0 | 0 | 0 | 0 | 0 | 0 | 0 | 0 | 0 | 0 | 0 | 0 | 0 | 12
NO |  | 143 | 2012 | 1 | 7 | 7 |  | West Line |  | 230 | 0 | Tower | 20.73 | 0 | 1 | A.C.S.R. | 307267 | 932995 | 1240262 | 0 | 0 | 0 | 0 | 0 | 0 | 0 | 0 | 0 | 0 | 0 | 0 | 0 | 0 | 0 | 0 | 0 | 0 | 0 | 0 | 12
NO |  | 143 | 2012 | 1 | 8 | 8 |  | Sub. 162, MD | Sub. 122, MD | 0 | 0 |  | 0 | 0 | 0 |  | 0 | 0 | 0 | 0 | 0 | 0 | 0 | 0 | 0 | 0 | 0 | 0 | 0 | 0 | 0 | 0 | 0 | 0 | 0 | 0 | 0 | 0 | 0 | 12
NO |  | 143 | 2012 | 1 | 9 | 9 |  | East Line |  | 230 | 0 | Tower | 0 | 11.25 | 1 | 1,590 MCM | 141606 | 448162 | 589768 | 0 | 0 | 0 | 0 | 0 | 0 | 0 | 0 | 0 | 0 | 0 | 0 | 0 | 0 | 0 | 0 | 0 | 0 | 0 | 0 | 12
NO |  | 143 | 2012 | 1 | 11 | 11 |  | Sub. 162, MD | Chalk Point Generating | 0 | 0 |  | 0 | 0 | 0 |  | 0 | 0 | 0 | 0 | 0 | 0 | 0 | 0 | 0 | 0 | 0 | 0 | 0 | 0 | 0 | 0 | 0 | 0 | 0 | 0 | 0 | 0 | 0 | 12
NO |  | 143 | 2012 | 1 | 12 | 12 |  | West |  | 230 | 0 | Tower | 0 | 33.3 | 1 | 1,590 MCM | 269414 | 1637581 | 1906995 | 0 | 0 | 0 | 0 | 0 | 0 | 0 | 0 | 0 | 0 | 0 | 0 | 0 | 0 | 0 | 0 | 0 | 0 | 0 | 0 | 12
NO |  | 143 | 2012 | 1 | 14 | 14 |  | Sub. 122, MD | Chalk Point Generating | 0 | 0 |  | 0 | 0 | 0 |  | 0 | 0 | 0 | 0 | 0 | 0 | 0 | 0 | 0 | 0 | 0 | 0 | 0 | 0 | 0 | 0 | 0 | 0 | 0 | 0 | 0 | 0 | 0 | 12
NO |  | 143 | 2012 | 1 | 15 | 15 |  | East Line | Station, MD | 230 | 0 | Tower | 22.05 | 0 | 1 | 1,590 MCM | 127808 | 931387 | 1059195 | 0 | 0 | 0 | 0 | 0 | 0 | 0 | 0 | 0 | 0 | 0 | 0 | 0 | 0 | 0 | 0 | 0 | 0 | 0 | 0 | 12
NO |  | 143 | 2012 | 1 | 16 | 16 |  |  |  | 0 | 0 |  | 0 | 0 | 0 | A. C. S. R. | 0 | 0 | 0 | 0 | 0 | 0 | 0 | 0 | 0 | 0 | 0 | 0 | 0 | 0 | 0 | 0 | 0 | 0 | 0 | 0 | 0 | 0 | 0 | 12
NO |  | 143 | 2012 | 1 | 17 | 17 |  | Sub. 122, MD | Aquasco Sub. 200, MD | 0 | 0 |  | 0 | 0 | 0 |  | 0 | 0 | 0 | 0 | 0 | 0 | 0 | 0 | 0 | 0 | 0 | 0 | 0 | 0 | 0 | 0 | 0 | 0 | 0 | 0 | 0 | 0 | 0 | 12
NO |  | 143 | 2012 | 1 | 18 | 18 |  | East Line |  | 0 | 0 | Tower | 17.66 | 0 | 1 | 1,590 MCM | 102246 | 904966 | 1007212 | 0 | 0 | 0 | 0 | 0 | 0 | 0 | 0 | 0 | 0 | 0 | 0 | 0 | 0 | 0 | 0 | 0 | 0 | 0 | 0 | 12
NO |  | 143 | 2012 | 1 | 19 | 19 |  | West Line |  | 0 | 0 | Tower | 17.66 | 0 | 1 | 1,590 MCM | 102246 | 904965 | 1007211 | 0 | 0 | 0 | 0 | 0 | 0 | 0 | 0 | 0 | 0 | 0 | 0 | 0 | 0 | 0 | 0 | 0 | 0 | 0 | 0 | 12
NO |  | 143 | 2012 | 1 | 20 | 20 |  | Aquasco Sub. 200, MD | Chalk Point Generating, MD | 0 | 0 |  | 0 | 0 | 0 |  | 0 | 0 | 0 | 0 | 0 | 0 | 0 | 0 | 0 | 0 | 0 | 0 | 0 | 0 | 0 | 0 | 0 | 0 | 0 | 0 | 0 | 0 | 0 | 12
NO |  | 143 | 2012 | 1 | 21 | 21 |  | East Line |  | 0 | 0 | Tower | 4.39 | 0 | 1 | 1,590 MCM | 25562 | 226241 | 251803 | 0 | 0 | 0 | 0 | 0 | 0 | 0 | 0 | 0 | 0 | 0 | 0 | 0 | 0 | 0 | 0 | 0 | 0 | 0 | 0 | 12
NO |  | 143 | 2012 | 1 | 22 | 22 |  | West Line |  | 0 | 0 | Tower | 4.39 | 0 | 1 | 1,590 MCM | 25562 | 606323 | 631885 | 0 | 0 | 0 | 0 | 0 | 0 | 0 | 0 | 0 | 0 | 0 | 0 | 0 | 0 | 0 | 0 | 0 | 0 | 0 | 0 | 12
NO |  | 143 | 2012 | 1 | 23 | 23 |  | Sub. 122, MD | Sub. 166, MD | 0 | 0 |  | 0 | 0 | 0 |  | 0 | 0 | 0 | 0 | 0 | 0 | 0 | 0 | 0 | 0 | 0 | 0 | 0 | 0 | 0 | 0 | 0 | 0 | 0 | 0 | 0 | 0 | 0 | 12
NO |  | 143 | 2012 | 1 | 24 | 24 |  | West Line |  | 230 | 0 | Tower | 0 | 10.27 | 1 | 1,590 MCM | 85904 | 387242 | 473146 | 0 | 0 | 0 | 0 | 0 | 0 | 0 | 0 | 0 | 0 | 0 | 0 | 0 | 0 | 0 | 0 | 0 | 0 | 0 | 0 | 12
NO |  | 143 | 2012 | 1 | 25 | 25 |  | East Line |  | 230 | 0 | Tower | 10.27 | 0 | 2 | A.C.S.R. | 171806 | 924739 | 1096545 | 0 | 0 | 0 | 0 | 0 | 0 | 0 | 0 | 0 | 0 | 0 | 0 | 0 | 0 | 0 | 0 | 0 | 0 | 0 | 0 | 12
NO |  | 143 | 2012 | 1 | 26 | 26 |  | Morgantown Generating | Sub. 196, MD | 0 | 0 |  | 0 | 0 | 0 |  | 0 | 0 | 0 | 0 | 0 | 0 | 0 | 0 | 0 | 0 | 0 | 0 | 0 | 0 | 0 | 0 | 0 | 0 | 0 | 0 | 0 | 0 | 0 | 12
NO |  | 143 | 2012 | 1 | 27 | 27 |  | Station, MD |  | 0 | 0 |  | 0 | 0 | 0 |  | 0 | 0 | 0 | 0 | 0 | 0 | 0 | 0 | 0 | 0 | 0 | 0 | 0 | 0 | 0 | 0 | 0 | 0 | 0 | 0 | 0 | 0 | 0 | 12
NO |  | 143 | 2012 | 1 | 28 | 28 |  | East Line |  | 230 | 0 | Tower | 11.15 | 0 | 1 | 1,590 MCM | 101285 | 499483 | 600768 | 0 | 0 | 0 | 0 | 0 | 0 | 0 | 0 | 0 | 0 | 0 | 0 | 0 | 0 | 0 | 0 | 0 | 0 | 0 | 0 | 12
NO |  | 143 | 2012 | 1 | 29 | 29 |  | West Line |  | 230 | 0 | Tower | 11.15 | 0 | 1 | A.C.S.R. | 101284 | 499169 | 600453 | 0 | 0 | 0 | 0 | 0 | 0 | 0 | 0 | 0 | 0 | 0 | 0 | 0 | 0 | 0 | 0 | 0 | 0 | 0 | 0 | 12
NO |  | 143 | 2012 | 1 | 30 | 30 |  | Sub. 196, MD | Sub. 166, MD | 0 | 0 |  | 0 | 0 | 0 | 1,590 MCM | 0 | 0 | 0 | 0 | 0 | 0 | 0 | 0 | 0 | 0 | 0 | 0 | 0 | 0 | 0 | 0 | 0 | 0 | 0 | 0 | 0 | 0 | 0 | 12
NO |  | 143 | 2012 | 1 | 31 | 31 |  | East Line |  | 230 | 0 | Tower | 15.24 | 0 | 1 | A.C.S.R. | 135359 | 682701 | 818060 | 0 | 0 | 0 | 0 | 0 | 0 | 0 | 0 | 0 | 0 | 0 | 0 | 0 | 0 | 0 | 0 | 0 | 0 | 0 | 0 | 12
NO |  | 143 | 2012 | 1 | 32 | 32 |  | Tower Lines-230,000V |  | 0 | 0 |  | 0 | 0 | 0 |  | 0 | 0 | 0 | 0 | 0 | 0 | 0 | 0 | 0 | 0 | 0 | 0 | 0 | 0 | 0 | 0 | 0 | 0 | 0 | 0 | 0 | 0 | 0 | 12
NO |  | 143 | 2012 | 1 | 33 | 33 |  | Morgantown Generating | Sub. 166, MD | 0 | 0 |  | 0 | 0 | 0 |  | 0 | 0 | 0 | 0 | 0 | 0 | 0 | 0 | 0 | 0 | 0 | 0 | 0 | 0 | 0 | 0 | 0 | 0 | 0 | 0 | 0 | 0 | 0 | 12
NO |  | 143 | 2012 | 1 | 34 | 34 |  | Station, MD |  | 0 | 0 |  | 0 | 0 | 0 |  | 0 | 0 | 0 | 0 | 0 | 0 | 0 | 0 | 0 | 0 | 0 | 0 | 0 | 0 | 0 | 0 | 0 | 0 | 0 | 0 | 0 | 0 | 0 | 12
NO |  | 143 | 2012 | 1 | 35 | 35 |  | East Line |  | 230 | 0 | Tower | 0 | 0 | 1 | 1,590 MCM | 236644 | 1171348 | 1407992 | 0 | 0 | 0 | 0 | 0 | 0 | 0 | 0 | 0 | 0 | 0 | 0 | 0 | 0 | 0 | 0 | 0 | 0 | 0 | 0 | 12
NO |  | 143 | 2012 | 2 | 1 | 1 |  | West Line |  | 230 | 0 | Tower | 0 | 26.39 | 1 | A.C.S.R. | 236644 | 1171040 | 1407684 | 0 | 0 | 0 | 0 | 0 | 0 | 0 | 0 | 0 | 0 | 0 | 0 | 0 | 0 | 0 | 0 | 0 | 0 | 0 | 0 | 12
NO |  | 143 | 2012 | 2 | 2 | 2 |  | Sub. 196, MD | Sub. 122, MD | 0 | 0 |  | 0 | 0 | 0 | 1,590 MCM | 0 | 0 | 0 | 0 | 0 | 0 | 0 | 0 | 0 | 0 | 0 | 0 | 0 | 0 | 0 | 0 | 0 | 0 | 0 | 0 | 0 | 0 | 0 | 12
NO |  | 143 | 2012 | 2 | 3 | 3 |  | West Line |  | 230 | 0 | Tower | 25.51 | 0 | 1 | A.C.S.R. | 221263 | 1395039 | 1616302 | 0 | 0 | 0 | 0 | 0 | 0 | 0 | 0 | 0 | 0 | 0 | 0 | 0 | 0 | 0 | 0 | 0 | 0 | 0 | 0 | 12
NO |  | 143 | 2012 | 2 | 5 | 5 |  | Sub. 166, MD | Sub. 202, MD | 0 | 0 |  | 0 | 0 | 0 |  | 0 | 0 | 0 | 0 | 0 | 0 | 0 | 0 | 0 | 0 | 0 | 0 | 0 | 0 | 0 | 0 | 0 | 0 | 0 | 0 | 0 | 0 | 0 | 12
NO |  | 143 | 2012 | 2 | 6 | 6 |  | North Line |  | 230 | 0 | Tower | 4.43 | 0 | 2 | 1,590 MCM | 331112 | 1598826 | 1929938 | 0 | 0 | 0 | 0 | 0 | 0 | 0 | 0 | 0 | 0 | 0 | 0 | 0 | 0 | 0 | 0 | 0 | 0 | 0 | 0 | 12
NO |  | 143 | 2012 | 2 | 7 | 7 |  | South Line |  | 230 | 0 | Tower | 4.43 | 0 | 1 | A.C.S.R. | 165556 | 754580 | 920136 | 0 | 0 | 0 | 0 | 0 | 0 | 0 | 0 | 0 | 0 | 0 | 0 | 0 | 0 | 0 | 0 | 0 | 0 | 0 | 0 | 12
NO |  | 143 | 2012 | 2 | 8 | 8 |  | Sub. 202, MD | Sub. 84, MD | 0 | 0 |  | 0 | 0 | 0 |  | 0 | 0 | 0 | 0 | 0 | 0 | 0 | 0 | 0 | 0 | 0 | 0 | 0 | 0 | 0 | 0 | 0 | 0 | 0 | 0 | 0 | 0 | 0 | 12
NO |  | 143 | 2012 | 2 | 9 | 9 |  | North Line |  | 230 | 0 | Tower | 6.05 | 0 | 2 | 1,590 MCM | 373295 | 16978444 | 17351739 | 0 | 0 | 0 | 0 | 0 | 0 | 0 | 0 | 0 | 0 | 0 | 0 | 0 | 0 | 0 | 0 | 0 | 0 | 0 | 0 | 12
NO |  | 143 | 2012 | 2 | 10 | 10 |  | South Line |  | 230 | 0 | Tower | 6.05 | 0 | 2 | A.C.S.R. | 373294 | 1478089 | 1851383 | 0 | 0 | 0 | 0 | 0 | 0 | 0 | 0 | 0 | 0 | 0 | 0 | 0 | 0 | 0 | 0 | 0 | 0 | 0 | 0 | 12
NO |  | 143 | 2012 | 2 | 11 | 11 |  | Sub. 122, MD | Sub. 123, MD | 0 | 0 |  | 0 | 0 | 0 |  | 0 | 0 | 0 | 0 | 0 | 0 | 0 | 0 | 0 | 0 | 0 | 0 | 0 | 0 | 0 | 0 | 0 | 0 | 0 | 0 | 0 | 0 | 0 | 12
NO |  | 143 | 2012 | 2 | 12 | 12 |  | North Line |  | 230 | 0 | Tower | 5.01 | 0 | 2 | 1,033.5 MCM | 108678 | 405343 | 514021 | 0 | 0 | 0 | 0 | 0 | 0 | 0 | 0 | 0 | 0 | 0 | 0 | 0 | 0 | 0 | 0 | 0 | 0 | 0 | 0 | 12
NO |  | 143 | 2012 | 2 | 13 | 13 |  | South Line |  | 230 | 0 | Tower | 5.01 | 0 | 2 | A.C.C.R. | 108680 | 426698 | 535378 | 0 | 0 | 0 | 0 | 0 | 0 | 0 | 0 | 0 | 0 | 0 | 0 | 0 | 0 | 0 | 0 | 0 | 0 | 0 | 0 | 12
NO |  | 143 | 2012 | 2 | 14 | 14 |  | Chalk Point Generating | Sub. 195, MD | 0 | 0 |  | 0 | 0 | 0 | 1,590 MCM | 0 | 0 | 0 | 0 | 0 | 0 | 0 | 0 | 0 | 0 | 0 | 0 | 0 | 0 | 0 | 0 | 0 | 0 | 0 | 0 | 0 | 0 | 0 | 12
NO |  | 143 | 2012 | 2 | 15 | 15 |  | Station, MD |  | 230 | 0 | Tower | 11.29 | 0 | 2 | A.C.S.R. | 156366 | 1093727 | 1250093 | 0 | 0 | 0 | 0 | 0 | 0 | 0 | 0 | 0 | 0 | 0 | 0 | 0 | 0 | 0 | 0 | 0 | 0 | 0 | 0 | 12
NO |  | 143 | 2012 | 2 | 16 | 16 |  | Sub. 195, MD | Morgantown Generating | 0 | 0 |  | 0 | 0 | 0 | 1,590 MCM | 0 | 0 | 0 | 0 | 0 | 0 | 0 | 0 | 0 | 0 | 0 | 0 | 0 | 0 | 0 | 0 | 0 | 0 | 0 | 0 | 0 | 0 | 0 | 12
NO |  | 143 | 2012 | 2 | 17 | 17 |  |  | Station, MD | 230 | 0 | Tower | 10.36 | 0 | 2 | A.C.S.R. | 143484 | 1455190 | 1598674 | 0 | 0 | 0 | 0 | 0 | 0 | 0 | 0 | 0 | 0 | 0 | 0 | 0 | 0 | 0 | 0 | 0 | 0 | 0 | 0 | 12
NO |  | 143 | 2012 | 2 | 18 | 18 |  | Sub. 118, MD | Sub. 121, MD | 0 | 0 |  | 0 | 0 | 0 |  | 0 | 0 | 0 | 0 | 0 | 0 | 0 | 0 | 0 | 0 | 0 | 0 | 0 | 0 | 0 | 0 | 0 | 0 | 0 | 0 | 0 | 0 | 0 | 12
NO |  | 143 | 2012 | 2 | 19 | 19 |  | North Line |  | 230 | 0 | Steel Pole | 11.38 | 0 | 2 | 1,590 MCM | 412340 | 6570248 | 6982588 | 0 | 0 | 0 | 0 | 0 | 0 | 0 | 0 | 0 | 0 | 0 | 0 | 0 | 0 | 0 | 0 | 0 | 0 | 0 | 0 | 12
NO |  | 143 | 2012 | 2 | 20 | 20 |  | South Line |  | 230 | 0 | Steel Pole | 11.38 | 0 | 2 | A.C.S.R.M | 412340 | 12613435 | 13025775 | 0 | 0 | 0 | 0 | 0 | 0 | 0 | 0 | 0 | 0 | 0 | 0 | 0 | 0 | 0 | 0 | 0 | 0 | 0 | 0 | 12
NO |  | 143 | 2012 | 2 | 21 | 21 |  | Sub. 165, MD | Sub. 158, MD | 0 | 0 |  | 0 | 0 | 0 |  | 0 | 0 | 0 | 0 | 0 | 0 | 0 | 0 | 0 | 0 | 0 | 0 | 0 | 0 | 0 | 0 | 0 | 0 | 0 | 0 | 0 | 0 | 0 | 12
NO |  | 143 | 2012 | 2 | 22 | 22 |  | West Line |  | 230 | 0 | Tower | 4.26 | 0 | 2 | 1,033.5 MCM | 676173 | 344164 | 1020337 | 0 | 0 | 0 | 0 | 0 | 0 | 0 | 0 | 0 | 0 | 0 | 0 | 0 | 0 | 0 | 0 | 0 | 0 | 0 | 0 | 12
NO |  | 143 | 2012 | 2 | 23 | 23 |  | East Line |  | 230 | 0 | Tower | 4.26 | 0 | 2 | A.C.S.R. | 676173 | 1135337 | 1811510 | 0 | 0 | 0 | 0 | 0 | 0 | 0 | 0 | 0 | 0 | 0 | 0 | 0 | 0 | 0 | 0 | 0 | 0 | 0 | 0 | 12
NO |  | 143 | 2012 | 2 | 24 | 24 |  | Sub. 120, MD | Sub. 163, MD | 0 | 0 |  | 0 | 0 | 0 |  | 0 | 0 | 0 | 0 | 0 | 0 | 0 | 0 | 0 | 0 | 0 | 0 | 0 | 0 | 0 | 0 | 0 | 0 | 0 | 0 | 0 | 0 | 0 | 12
NO |  | 143 | 2012 | 2 | 25 | 25 |  | East Line |  | 230 | 0 | Tower | 6.53 | 0 | 2 | 1,033.5 MCM | 39765 | 1062014 | 1101779 | 0 | 0 | 0 | 0 | 0 | 0 | 0 | 0 | 0 | 0 | 0 | 0 | 0 | 0 | 0 | 0 | 0 | 0 | 0 | 0 | 12
NO |  | 143 | 2012 | 2 | 27 | 27 |  | West Line |  | 230 | 0 | Steel Pole | 6.53 | 0 | 2 | 1,590 MCM | 39763 | 6863147 | 6902910 | 0 | 0 | 0 | 0 | 0 | 0 | 0 | 0 | 0 | 0 | 0 | 0 | 0 | 0 | 0 | 0 | 0 | 0 | 0 | 0 | 12
NO |  | 143 | 2012 | 2 | 30 | 30 |  | Tower Lines-230,000V |  | 0 | 0 |  | 0 | 0 | 0 |  | 0 | 0 | 0 | 0 | 0 | 0 | 0 | 0 | 0 | 0 | 0 | 0 | 0 | 0 | 0 | 0 | 0 | 0 | 0 | 0 | 0 | 0 | 0 | 12
NO |  | 143 | 2012 | 2 | 32 | 32 |  | Sub. 163, MD | Sub. 27, MD | 0 | 0 |  | 0 | 0 | 0 |  | 0 | 0 | 0 | 0 | 0 | 0 | 0 | 0 | 0 | 0 | 0 | 0 | 0 | 0 | 0 | 0 | 0 | 0 | 0 | 0 | 0 | 0 | 0 | 12
NO |  | 143 | 2012 | 2 | 33 | 33 |  | East Line |  | 230 | 0 | Tower | 3.31 | 0 | 2 | 1,033.5 MCM | 20156 | 382069 | 402225 | 0 | 0 | 0 | 0 | 0 | 0 | 0 | 0 | 0 | 0 | 0 | 0 | 0 | 0 | 0 | 0 | 0 | 0 | 0 | 0 | 12
NO |  | 143 | 2012 | 2 | 35 | 35 |  | West Line |  | 230 | 0 | Steel Pole | 3.31 | 0 | 2 | 1,590 MCM | 20155 | 3379926 | 3400081 | 0 | 0 | 0 | 0 | 0 | 0 | 0 | 0 | 0 | 0 | 0 | 0 | 0 | 0 | 0 | 0 | 0 | 0 | 0 | 0 | 12
NO |  | 143 | 2012 | 3 | 2 | 2 |  | Pipe Type Cable Lines- |  | 0 | 0 |  | 0 | 0 | 0 |  | 0 | 0 | 0 | 0 | 0 | 0 | 0 | 0 | 0 | 0 | 0 | 0 | 0 | 0 | 0 | 0 | 0 | 0 | 0 | 0 | 0 | 0 | 0 | 12
NO |  | 143 | 2012 | 3 | 3 | 3 |  | 230,000V |  | 0 | 0 |  | 0 | 0 | 0 |  | 0 | 0 | 0 | 0 | 0 | 0 | 0 | 0 | 0 | 0 | 0 | 0 | 0 | 0 | 0 | 0 | 0 | 0 | 0 | 0 | 0 | 0 | 0 | 12
NO |  | 143 | 2012 | 3 | 4 | 4 |  | Benning Generating | Sub. 123, MD | 230 | 0 | Underground | 10.84 | 0 | 2 | 2,500 MCM | 0 | 37114470 | 37114470 | 0 | 0 | 0 | 0 | 0 | 0 | 0 | 0 | 0 | 0 | 0 | 0 | 0 | 0 | 0 | 0 | 0 | 0 | 0 | 0 | 12
NO |  | 143 | 2012 | 3 | 5 | 5 |  | Station, D.C. |  | 0 | 0 | Construction | 0 | 0 | 0 | 3,000 MCM | 0 | 0 | 0 | 0 | 0 | 0 | 0 | 0 | 0 | 0 | 0 | 0 | 0 | 0 | 0 | 0 | 0 | 0 | 0 | 0 | 0 | 0 | 0 | 12
NO |  | 143 | 2012 | 3 | 7 | 7 |  | Benning Generating | Sub. 123, MD | 230 | 0 | Underground | 10.84 | 0 | 2 | 2,500 MCM | 0 | 37093006 | 37093006 | 0 | 0 | 0 | 0 | 0 | 0 | 0 | 0 | 0 | 0 | 0 | 0 | 0 | 0 | 0 | 0 | 0 | 0 | 0 | 0 | 12
NO |  | 143 | 2012 | 3 | 8 | 8 |  | Station, D.C. |  | 0 | 0 | Construction | 0 | 0 | 0 | 3,000 MCM | 0 | 0 | 0 | 0 | 0 | 0 | 0 | 0 | 0 | 0 | 0 | 0 | 0 | 0 | 0 | 0 | 0 | 0 | 0 | 0 | 0 | 0 | 0 | 12
NO |  | 143 | 2012 | 3 | 10 | 10 |  | Buzzard Point Generating | Sub. 123, MD | 230 | 0 | Underground | 10.98 | 0 | 1 | 1,500 MCM | 0 | 3324563 | 3324563 | 0 | 0 | 0 | 0 | 0 | 0 | 0 | 0 | 0 | 0 | 0 | 0 | 0 | 0 | 0 | 0 | 0 | 0 | 0 | 0 | 12
NO |  | 143 | 2012 | 3 | 11 | 11 |  | Station, D.C. |  | 0 | 0 | Construction | 0 | 0 | 0 | Cu. | 0 | 0 | 0 | 0 | 0 | 0 | 0 | 0 | 0 | 0 | 0 | 0 | 0 | 0 | 0 | 0 | 0 | 0 | 0 | 0 | 0 | 0 | 0 | 12
NO |  | 143 | 2012 | 3 | 12 | 12 |  | Buzzard Point Generating | Sub. 136, MD | 230 | 0 | Underground | 7.03 | 0 | 2 | 3,000 MCM | 0 | 9453121 | 9453121 | 0 | 0 | 0 | 0 | 0 | 0 | 0 | 0 | 0 | 0 | 0 | 0 | 0 | 0 | 0 | 0 | 0 | 0 | 0 | 0 | 12
NO |  | 143 | 2012 | 3 | 13 | 13 |  | Station, D.C. |  | 0 | 0 | Construction | 0 | 0 | 0 | Cu. | 0 | 0 | 0 | 0 | 0 | 0 | 0 | 0 | 0 | 0 | 0 | 0 | 0 | 0 | 0 | 0 | 0 | 0 | 0 | 0 | 0 | 0 | 0 | 12
NO |  | 143 | 2012 | 3 | 14 | 14 |  | Potomac River Generating | Sub. 83, D.C. | 230 | 0 | Underground | 4.74 | 0 | 4 | 2,500 MCM | 0 | 5570211 | 5570211 | 0 | 0 | 0 | 0 | 0 | 0 | 0 | 0 | 0 | 0 | 0 | 0 | 0 | 0 | 0 | 0 | 0 | 0 | 0 | 0 | 12
NO |  | 143 | 2012 | 3 | 15 | 15 |  | Station, VA |  | 0 | 0 | Construction | 0 | 0 | 0 | Cu. | 0 | 0 | 0 | 0 | 0 | 0 | 0 | 0 | 0 | 0 | 0 | 0 | 0 | 0 | 0 | 0 | 0 | 0 | 0 | 0 | 0 | 0 | 0 | 12
NO |  | 143 | 2012 | 3 | 16 | 16 |  | Sub. 83, D.C. | Sub. 84, MD | 230 | 0 | Underground | 10.46 | 0 | 2 | 3,000 MCM | 326312 | 11830274 | 12156586 | 0 | 0 | 0 | 0 | 0 | 0 | 0 | 0 | 0 | 0 | 0 | 0 | 0 | 0 | 0 | 0 | 0 | 0 | 0 | 0 | 12
NO |  | 143 | 2012 | 3 | 17 | 17 |  |  |  | 0 | 0 | Construction | 0 | 0 | 0 | Cu. | 0 | 0 | 0 | 0 | 0 | 0 | 0 | 0 | 0 | 0 | 0 | 0 | 0 | 0 | 0 | 0 | 0 | 0 | 0 | 0 | 0 | 0 | 0 | 12
NO |  | 143 | 2012 | 3 | 18 | 18 |  | Sub. 136, D.C. | Sub. 84, MD | 230 | 0 | UDG Construct. | 14.02 | 0 | 2 | 3,000 MCM Cu. | 0 | 16380764 | 16380764 | 0 | 0 | 0 | 0 | 0 | 0 | 0 | 0 | 0 | 0 | 0 | 0 | 0 | 0 | 0 | 0 | 0 | 0 | 0 | 0 | 12
NO |  | 143 | 2012 | 3 | 19 | 19 |  | Sub. 83, D.C. | Sub. 84, MD | 230 | 0 | UDG Construct. | 11.2 | 0 | 2 | 2,500 MCM Cu. | 0 | 35419428 | 35419428 | 0 | 0 | 0 | 0 | 0 | 0 | 0 | 0 | 0 | 0 | 0 | 0 | 0 | 0 | 0 | 0 | 0 | 0 | 0 | 0 | 12
NO |  | 143 | 2012 | 3 | 21 | 21 |  | Pipe Type Cable Lines- |  | 0 | 0 |  | 0 | 0 | 0 |  | 0 | 0 | 0 | 0 | 0 | 0 | 0 | 0 | 0 | 0 | 0 | 0 | 0 | 0 | 0 | 0 | 0 | 0 | 0 | 0 | 0 | 0 | 0 | 12
NO |  | 143 | 2012 | 3 | 22 | 22 |  | 138,000V |  | 0 | 0 |  | 0 | 0 | 0 |  | 0 | 0 | 0 | 0 | 0 | 0 | 0 | 0 | 0 | 0 | 0 | 0 | 0 | 0 | 0 | 0 | 0 | 0 | 0 | 0 | 0 | 0 | 0 | 12
NO |  | 143 | 2012 | 3 | 23 | 23 |  | Sub. 121, MD | Sub. 6, MD | 138 | 0 | Underground | 9.34 | 0 | 2 | 1,250 MCM | 14866 | 2734047 | 2748913 | 0 | 0 | 0 | 0 | 0 | 0 | 0 | 0 | 0 | 0 | 0 | 0 | 0 | 0 | 0 | 0 | 0 | 0 | 0 | 0 | 12
NO |  | 143 | 2012 | 3 | 24 | 24 |  |  |  | 0 | 0 | Construction | 0 | 0 | 0 | Cu. | 0 | 0 | 0 | 0 | 0 | 0 | 0 | 0 | 0 | 0 | 0 | 0 | 0 | 0 | 0 | 0 | 0 | 0 | 0 | 0 | 0 | 0 | 0 | 12
NO |  | 143 | 2012 | 3 | 25 | 25 |  | Sub. 121, MD | Sub. 129, D.C. | 138 | 0 | Underground | 18.38 | 0 | 2 | 1,250 MCM | 0 | 10646212 | 10646212 | 0 | 0 | 0 | 0 | 621430273 | 0 | 0 | 0 | 0 | 0 | 0 | 0 | 0 | 0 | 0 | 0 | 0 | 0 | 0 | 0 | 12
NO |  | 143 | 2012 | 3 | 26 | 26 |  |  |  | 0 | 0 | Construction | 0 | 0 | 0 | Cu. | 0 | 0 | 0 | 0 | 0 | 0 | 0 | 0 | 0 | 0 | 0 | 0 | 0 | 0 | 0 | 0 | 0 | 0 | 0 | 0 | 0 | 0 | 0 | 12
NO |  | 143 | 2012 | 3 | 27 | 27 |  | Sub. 6, MD | Sub. 129, D.C. | 138 | 0 | Underground | 4.99 | 0 | 1 | 1,250 MCM | 0 | 11764931 | 11764931 | 0 | 0 | 0 | 0 | 0 | 0 | 0 | 0 | 0 | 0 | 0 | 0 | 0 | 0 | 0 | 0 | 0 | 0 | 0 | 0 | 12
NO |  | 143 | 2012 | 3 | 28 | 28 |  |  |  | 0 | 0 | Construction | 0 | 0 | 0 | Cu. | 0 | 0 | 0 | 0 | 0 | 0 | 0 | 0 | 0 | 0 | 0 | 0 | 0 | 0 | 0 | 0 | 0 | 0 | 0 | 0 | 0 | 0 | 0 | 12
NO |  | 143 | 2012 | 3 | 30 | 30 |  | Pipe Type Cable Lines- |  | 0 | 0 |  | 0 | 0 | 0 |  | 0 | 0 | 0 | 0 | 0 | 0 | 0 | 0 | 0 | 0 | 0 | 0 | 0 | 0 | 0 | 0 | 0 | 0 | 0 | 0 | 0 | 0 | 0 | 12
NO |  | 143 | 2012 | 3 | 31 | 31 |  | 138,000V (continued) |  | 0 | 0 |  | 0 | 0 | 0 |  | 0 | 0 | 0 | 0 | 0 | 0 | 0 | 0 | 0 | 0 | 0 | 0 | 0 | 0 | 0 | 0 | 0 | 0 | 0 | 0 | 0 | 0 | 0 | 12
NO |  | 143 | 2012 | 3 | 32 | 32 |  | Sub. 6, MD | Sub. 2, D.C. | 138 | 0 | Underground | 9.52 | 0 | 1 | 1,250 MCM | 0 | 13654786 | 13654786 | 0 | 0 | 0 | 0 | 0 | 0 | 0 | 0 | 0 | 0 | 0 | 0 | 0 | 0 | 0 | 0 | 0 | 0 | 0 | 0 | 12
NO |  | 143 | 2012 | 3 | 33 | 33 |  |  |  | 0 | 0 | Construction | 0 | 0 | 0 | Cu. | 0 | 0 | 0 | 0 | 0 | 0 | 0 | 0 | 0 | 0 | 0 | 0 | 0 | 0 | 0 | 0 | 0 | 0 | 0 | 0 | 0 | 0 | 0 | 12
NO |  | 143 | 2012 | 3 | 34 | 34 |  | Sub. 129, D.C. | Sub. 2, D.C. | 138 | 0 | Underground | 4.85 | 0 | 1 | 1,250 MCM | 0 | 1433307 | 1433307 | 0 | 0 | 0 | 0 | 0 | 0 | 0 | 0 | 0 | 0 | 0 | 0 | 0 | 0 | 0 | 0 | 0 | 0 | 0 | 0 | 12
NO |  | 143 | 2012 | 3 | 35 | 35 |  |  |  | 0 | 0 | Construction | 0 | 0 | 0 | Cu. | 0 | 0 | 0 | 0 | 0 | 0 | 0 | 0 | 0 | 0 | 0 | 0 | 0 | 0 | 0 | 0 | 0 | 0 | 0 | 0 | 0 | 0 | 0 | 12
NO |  | 143 | 2012 | 4 | 1 | 1 |  | Sub. 2, D.C. | Sub. 52, D.C. | 138 | 0 | Underground | 0.46 | 0 | 1 | 1,250 MCM | 0 | 238516 | 238516 | 0 | 0 | 0 | 0 | 0 | 0 | 0 | 0 | 0 | 0 | 0 | 0 | 0 | 0 | 0 | 0 | 0 | 0 | 0 | 0 | 12
NO |  | 143 | 2012 | 4 | 2 | 2 |  |  |  | 0 | 0 | Construction | 0 | 0 | 0 | Cu. | 0 | 0 | 0 | 0 | 0 | 0 | 0 | 0 | 0 | 0 | 0 | 0 | 0 | 0 | 0 | 0 | 0 | 0 | 0 | 0 | 0 | 0 | 0 | 12
NO |  | 143 | 2012 | 4 | 3 | 3 |  | Sub. 52, D.C. | Buzzard Point Generating | 138 | 0 | Underground | 3.36 | 0 | 1 | 1,250 MCM | 0 | 1999897 | 1999897 | 0 | 0 | 0 | 0 | 0 | 0 | 0 | 0 | 0 | 0 | 0 | 0 | 0 | 0 | 0 | 0 | 0 | 0 | 0 | 0 | 12
NO |  | 143 | 2012 | 4 | 4 | 4 |  |  | Station, D.C. | 0 | 0 | Construction | 0 | 0 | 0 | Cu. | 0 | 0 | 0 | 0 | 0 | 0 | 0 | 0 | 0 | 0 | 0 | 0 | 0 | 0 | 0 | 0 | 0 | 0 | 0 | 0 | 0 | 0 | 0 | 12
NO |  | 143 | 2012 | 4 | 5 | 5 |  | Sub. 52, D.C. | Buzzard Point Generating | 138 | 0 | Underground | 3.12 | 0 | 1 | 1,250 MCM | 0 | 2984095 | 2984095 | 0 | 0 | 0 | 0 | 0 | 0 | 0 | 0 | 0 | 0 | 0 | 0 | 0 | 0 | 0 | 0 | 0 | 0 | 0 | 0 | 12
NO |  | 143 | 2012 | 4 | 6 | 6 |  |  | Station, D.C. | 0 | 0 | Construction | 0 | 0 | 0 | Cu. | 0 | 0 | 0 | 0 | 0 | 0 | 0 | 0 | 0 | 0 | 0 | 0 | 0 | 0 | 0 | 0 | 0 | 0 | 0 | 0 | 0 | 0 | 0 | 12
NO |  | 143 | 2012 | 4 | 7 | 7 |  | Sub. 2, D.C. | Sub. 18, D.C. | 138 | 0 | Underground | 2.46 | 0 | 1 | 1,250 MCM | 0 | 1543856 | 1543856 | 0 | 0 | 0 | 0 | 0 | 0 | 0 | 0 | 0 | 0 | 0 | 0 | 0 | 0 | 0 | 0 | 0 | 0 | 0 | 0 | 12
NO |  | 143 | 2012 | 4 | 8 | 8 |  |  |  | 0 | 0 | Construction | 0 | 0 | 0 | Cu. | 0 | 0 | 0 | 0 | 0 | 0 | 0 | 0 | 0 | 0 | 0 | 0 | 0 | 0 | 0 | 0 | 0 | 0 | 0 | 0 | 0 | 0 | 0 | 12
NO |  | 143 | 2012 | 4 | 9 | 9 |  | Sub. 18, D.C. | Sub. 52, D.C. | 138 | 0 | Underground | 1.87 | 0 | 1 | 1,250 MCM | 0 | 1266990 | 1266990 | 0 | 0 | 0 | 0 | 0 | 0 | 0 | 0 | 0 | 0 | 0 | 0 | 0 | 0 | 0 | 0 | 0 | 0 | 0 | 0 | 12
NO |  | 143 | 2012 | 4 | 10 | 10 |  |  |  | 0 | 0 | Construction | 0 | 0 | 0 | Cu. | 0 | 0 | 0 | 0 | 0 | 0 | 0 | 0 | 0 | 0 | 0 | 0 | 0 | 0 | 0 | 0 | 0 | 0 | 0 | 0 | 0 | 0 | 0 | 12
NO |  | 143 | 2012 | 4 | 11 | 11 |  | Sub. 18, D.C. | Buzzard Point Generating | 138 | 0 | Underground | 1.68 | 0 | 1 | 1,250 MCM | 0 | 669447 | 669447 | 0 | 0 | 0 | 0 | 0 | 0 | 0 | 0 | 0 | 0 | 0 | 0 | 0 | 0 | 0 | 0 | 0 | 0 | 0 | 0 | 12
NO |  | 143 | 2012 | 4 | 12 | 12 |  |  | Station, D.C. | 0 | 0 | Construction | 0 | 0 | 0 | Cu. | 0 | 0 | 0 | 0 | 0 | 0 | 0 | 0 | 0 | 0 | 0 | 0 | 0 | 0 | 0 | 0 | 0 | 0 | 0 | 0 | 0 | 0 | 0 | 12
NO |  | 143 | 2012 | 4 | 13 | 13 |  | Sub. 18, D.C. | Buzzard Point Generating | 138 | 0 | Underground | 1.36 | 0 | 1 | 1,250 MCM | 0 | 1672164 | 1672164 | 0 | 0 | 0 | 0 | 0 | 0 | 0 | 0 | 0 | 0 | 0 | 0 | 0 | 0 | 0 | 0 | 0 | 0 | 0 | 0 | 12
NO |  | 143 | 2012 | 4 | 14 | 14 |  |  | Station, D.C. | 0 | 0 | Construction | 0 | 0 | 0 | Cu. | 0 | 0 | 0 | 0 | 0 | 0 | 0 | 0 | 0 | 0 | 0 | 0 | 0 | 0 | 0 | 0 | 0 | 0 | 0 | 0 | 0 | 0 | 0 | 12
NO |  | 143 | 2012 | 4 | 15 | 15 |  | Buzzard Point Generating | Sub. 123, MD | 138 | 0 | Underground | 10.83 | 0 | 1 | 1,250 MCM | 0 | 3061947 | 3061947 | 0 | 0 | 0 | 0 | 0 | 0 | 0 | 0 | 0 | 0 | 0 | 0 | 0 | 0 | 0 | 0 | 0 | 0 | 0 | 0 | 12
NO |  | 143 | 2012 | 4 | 16 | 16 |  | Station, D.C. |  | 0 | 0 | Construction | 0 | 0 | 0 | Cu. | 0 | 0 | 0 | 0 | 0 | 0 | 0 | 0 | 0 | 0 | 0 | 0 | 0 | 0 | 0 | 0 | 0 | 0 | 0 | 0 | 0 | 0 | 0 | 12
SI/SI | A | 143 | 2012 | 4 | 19 | 19 |  | Steel Pole Lines |  | 115 | 0 | Single Pole | 0 | 26.38 | 6 | 1,033.5 MCM | 0 | 2066285 | 2066285 | 0 | 0 | 0 | 71578.0592 | 0 | 0 | 0 | 0 | 0 | 0 | 621430274 | 0 | 0 | 0 | 0 | 0 | 0 | 0 | 0 | 0 | 12
NO |  | 143 | 2012 | 4 | 20 | 20 |  |  |  | 0 | 0 | Steel | 0 | 0 | 0 | A.C.S.R. | 0 | 0 | 0 | 0 | 0 | 0 | 0 | 0 | 0 | 0 | 0 | 0 | 0 | 0 | 0 | 0 | 0 | 0 | 0 | 0 | 0 | 0 | 0 | 12
SI/SI | S | 143 | 2012 | 4 | 23 | 23 |  | 115 KV Pipe Type |  | 115 | 0 | Underground | 11.71 | 0 | 5 | 750 MCM | 0 | 3993840 | 3993840 | 0 | 0 | 0 | 138350.3804 | 0 | 0 | 0 | 0 | 0 | 0 | 0 | 0 | 0 | 0 | 0 | 0 | 0 | 0 | 0 | 0 | 12
NO |  | 143 | 2012 | 4 | 24 | 24 |  | Cable Lines |  | 0 | 0 | Construction | 0 | 0 | 0 | Cu. | 0 | 0 | 0 | 0 | 0 | 0 | 0 | 0 | 0 | 0 | 0 | 0 | 0 | 0 | 0 | 0 | 0 | 0 | 0 | 0 | 0 | 0 | 0 | 12
NO |  | 143 | 2012 | 4 | 33 | 33 |  | Expenses (excluding those |  | 0 | 0 |  | 0 | 0 | 0 |  | 0 | 0 | 0 | 0 | 0 | 0 | 0 | 0 | 0 | 0 | 0 | 0 | 0 | 0 | 0 | 0 | 0 | 0 | 0 | 0 | 0 | 0 | 0 | 12
NO |  | 143 | 2012 | 4 | 34 | 34 |  | applicable to jointly owned |  | 0 | 0 |  | 0 | 0 | 0 |  | 0 | 0 | 0 | 0 | 0 | 0 | 0 | 0 | 0 | 0 | 0 | 0 | 0 | 0 | 0 | 0 | 0 | 0 | 0 | 0 | 0 | 0 | 0 | 12
NO |  | 143 | 2012 | 4 | 35 | 35 |  | line) |  | 0 | 0 |  | 0 | 0 | 0 |  | 0 | 0 | 0 | 4296624 | 3919663 | 7616535 | 15832822 | 0 | 0 | 0 | 0 | 0 | 0 | 0 | 0 | 0 | 0 | 0 | 0 | 0 | 0 | 0 | 0 | 12
NO |  | 143 | 2012 | 0 | 36 | 36 |  | TOTAL |  | 0 | 0 |  | 654.88 | 129.55 | 121 |  | 30886986 | 426890719 | 457777705 | 4321653 | 3919663 | 7616535 | 15857851 | 0 | 0 | 0 | 0 | 0 | 0 | 0 | 0 | 0 | 0 | 0 | 0 | 0 | 0 | 0 | 0 | 12
NO |  | 9 | 2012 | 0 | 1 | 1 |  | Conemaugh (1) | Conastone | 500 | 500 | Steel Towers | 127 | 0 | 1 | 2493 ACSR | 156499 | 1594769 | 1751268 | 36011 | 0 | 107736 | 143747 | 0 | 0 | 0 | 0 | 0 | 0 | 0 | 0 | 0 | 0 | 0 | 0 | 0 | 0 | 620090152 | 0 | 12
NO |  | 9 | 2012 | 0 | 2 | 2 |  | Salem (2) | New Freedom South | 500 | 500 | Steel Towers | 50 | 0 | 1 | 2493 ACSR | 515839 | 2401281 | 2917120 | 0 | 0 | 0 | 0 | 0 | 0 | 0 | 0 | 0 | 0 | 0 | 0 | 0 | 0 | 0 | 0 | 0 | 0 | 0 | 0 | 12
NO |  | 9 | 2012 | 0 | 3 | 3 |  | Deans (2) | Branchburg | 500 | 500 | Steel Towers | 20 | 0 | 1 | 2493 ACSR | 818391 | 1966207 | 2784598 | 0 | 0 | 0 | 0 | 0 | 0 | 0 | 0 | 0 | 0 | 0 | 0 | 0 | 0 | 0 | 0 | 0 | 0 | 0 | 0 | 12
NO |  | 9 | 2012 | 0 | 4 | 4 |  | Salem (2) | Deans | 500 | 500 | Steel Towers | 68 | 0 | 1 | 2493 ACSR | 1878787 | 7238974 | 9117761 | 0 | 0 | 0 | 0 | 0 | 0 | 0 | 0 | 0 | 0 | 0 | 0 | 0 | 0 | 0 | 0 | 0 | 0 | 0 | 0 | 12
NO |  | 9 | 2012 | 0 | 5 | 5 |  | Red Lion (2) | Hope Creek-Salem (NJ) | 500 | 500 | Steel Towers | 13.3 | 0 | 2 | 2493 ACSR | 63639 | 2082713 | 2146352 | 0 | 0 | 0 | 0 | 0 | 0 | 0 | 0 | 0 | 0 | 0 | 0 | 0 | 0 | 0 | 0 | 0 | 0 | 0 | 0 | 12
NO |  | 9 | 2012 | 0 | 6 | 6 |  | (2)-(5) Above |  | 0 | 0 |  | 0 | 0 | 0 |  | 0 | 0 | 0 | 447020 | 0 | -619380 | -172360 | 0 | 0 | 0 | 0 | 0 | 0 | 0 | 0 | 0 | 0 | 0 | 0 | 0 | 0 | 0 | 0 | 12
NO |  | 9 | 2012 | 0 | 7 | 7 |  | Red Lion (3) | Hope Creek (River Cr, DE) | 500 | 500 | Steel Towers | 2.5 | 0 | 1 | 2505 ACSR | 0 | 1201000 | 1201000 | 3928 | 0 | 0 | 3928 | 0 | 0 | 0 | 0 | 0 | 0 | 0 | 0 | 0 | 0 | 0 | 0 | 0 | 0 | 0 | 0 | 12
NO |  | 9 | 2012 | 0 | 8 | 8 |  | SE 500 KV Project |  | 500 | 500 | Steel Towers | 0 | 0 | 0 |  | 0 | 0 | 0 | 0 | 0 | 148304 | 148304 | 0 | 0 | 0 | 0 | 0 | 0 | 0 | 0 | 0 | 0 | 0 | 0 | 0 | 0 | 0 | 0 | 12
NO |  | 9 | 2012 | 0 | 9 | 9 |  | (1)-(5), (7), (8) Above |  | 0 | 0 |  | 0 | 0 | 0 |  | 0 | 0 | 0 | 0 | 0 | 0 | 0 | 0 | 0 | 0 | 0 | 0 | 0 | 0 | 0 | 0 | 0 | 0 | 0 | 0 | 0 | 0 | 0 | 12
NO |  | 9 | 2012 | 0 | 10 | 10 |  | New Freedom | Sickler | 0.83 | 230 | Steel Towers | 0.83 | 0 | 2 | 1590 ACSR | 0 | 0 | 0 | 0 | 0 | 0 | 0 | 0 | 0 | 0 | 0 | 0 | 0 | 0 | 0 | 0 | 0 | 0 | 0 | 0 | 0 | 0 | 0 | 12
NO |  | 9 | 2012 | 0 | 11 | 11 |  | Mickleton | Monroe | 230 | 230 | Steel Towers | 0 | 18.5 | 1 | 795 ACSR | 0 | 0 | 0 | 0 | 0 | 0 | 0 | 0 | 0 | 0 | 0 | 0 | 0 | 0 | 0 | 0 | 0 | 0 | 0 | 0 | 0 | 0 | 0 | 12
NO |  | 9 | 2012 | 0 | 12 | 12 |  | Trainer | Mickelton | 230 | 230 | Steel Towers | 7.79 | 0 | 1 | 795 ACSR | 300732 | 12038805 | 12339537 | 0 | 0 | 0 | 0 | 0 | 0 | 0 | 0 | 0 | 0 | 0 | 0 | 0 | 0 | 0 | 0 | 0 | 0 | 0 | 0 | 12
NO |  | 9 | 2012 | 0 | 13 | 13 |  | Mickelton | Deptford | 230 | 230 | Steel Towers | 1.69 | 0 | 1 | 795 ACSR | 34569 | 248747 | 283316 | 0 | 0 | 0 | 0 | 0 | 0 | 0 | 0 | 0 | 0 | 0 | 0 | 0 | 0 | 0 | 0 | 0 | 0 | 0 | 0 | 12
NO |  | 9 | 2012 | 0 | 14 | 14 |  | Monroe | New Freedom | 230 | 230 | Steel Towers | 6.91 | 0 | 2 | 1590 ACSR | 281499 | 1431050 | 1712549 | 0 | 0 | 0 | 0 | 0 | 0 | 0 | 0 | 0 | 0 | 0 | 0 | 0 | 0 | 0 | 0 | 0 | 0 | 0 | 0 | 12
NO |  | 9 | 2012 | 0 | 15 | 15 |  | Mickelton | Monroe | 230 | 230 | Steel Towers | 18.5 | 0 | 1 | 795 ACSR | 486167 | 1811162 | 2297329 | 0 | 0 | 0 | 0 | 0 | 0 | 0 | 0 | 0 | 0 | 0 | 0 | 0 | 0 | 0 | 0 | 0 | 0 | 0 | 0 | 12
NO |  | 9 | 2012 | 0 | 16 | 16 |  | Cardiff | New Freedom | 230 | 230 | Steel Poles | 33 | 0 | 1 | 1590 ACSR | 4138911 | 16018796 | 20157707 | 0 | 0 | 0 | 0 | 0 | 0 | 0 | 0 | 0 | 0 | 0 | 0 | 0 | 0 | 0 | 0 | 0 | 0 | 0 | 0 | 12
NO |  | 9 | 2012 | 0 | 17 | 17 |  | Churchtown | Mickelton | 230 | 230 | Steel Poles | 21.68 | 0 | 1 | 1590 ACSR | 2068102 | 4035575 | 6103677 | 0 | 0 | 0 | 0 | 0 | 0 | 0 | 0 | 0 | 0 | 0 | 0 | 0 | 0 | 0 | 0 | 0 | 0 | 0 | 0 | 12
NO |  | 9 | 2012 | 0 | 18 | 18 |  | Churchtown | Cumberland (tap to Orchard) | 230 | 230 | Steel Poles | 41.47 | 0 | 1 | 1590 ACSR | 1623474 | 19026566 | 20650040 | 0 | 0 | 0 | 0 | 0 | 0 | 0 | 0 | 0 | 0 | 0 | 0 | 0 | 0 | 0 | 0 | 0 | 0 | 0 | 0 | 12
NO |  | 9 | 2012 | 0 | 19 | 19 |  | Cedar | Oyster Creek | 230 | 230 | Steel Poles | 14.02 | 0 | 1 | 1590 ACSR | 1680772 | 58211968 | 59892740 | 0 | 0 | 0 | 0 | 0 | 0 | 0 | 0 | 0 | 0 | 0 | 0 | 0 | 0 | 0 | 0 | 0 | 0 | 0 | 0 | 12
NO |  | 9 | 2012 | 0 | 20 | 20 |  | Cardiff | Cedar | 230 | 230 | Steel Poles | 34.88 | 0 | 1 | 1590 ACSR | 6202900 | 24549583 | 30752483 | 0 | 0 | 0 | 0 | 0 | 0 | 0 | 0 | 0 | 0 | 0 | 0 | 0 | 0 | 0 | 0 | 0 | 0 | 0 | 0 | 12
NO |  | 9 | 2012 | 0 | 21 | 21 |  | Cumberland | Dennis | 230 | 230 | Steel H-frame | 18.75 | 1.7 | 1 | 1590 ACSR | 0 | 28089340 | 28089340 | 0 | 0 | 0 | 0 | 0 | 0 | 0 | 0 | 0 | 0 | 0 | 0 | 0 | 0 | 0 | 0 | 0 | 0 | 0 | 0 | 12
NO |  | 9 | 2012 | 0 | 22 | 22 |  | Deepwater | Lewis | 138 | 138 | Steel Towers, | 58.35 | 58.35 | 2 | 397.5 ACSR | 630547 | 4546393 | 5176940 | 0 | 0 | 0 | 0 | 0 | 0 | 0 | 0 | 0 | 0 | 0 | 0 | 0 | 0 | 0 | 0 | 0 | 0 | 0 | 0 | 12
NO |  | 9 | 2012 | 0 | 23 | 23 |  | Dennis | Corson | 138 | 138 | Steel H-Frame | 0.28 | 0 | 1 | 1590 ACSR | 0 | 112726 | 112726 | 0 | 0 | 0 | 0 | 0 | 0 | 0 | 0 | 0 | 0 | 0 | 0 | 0 | 0 | 0 | 0 | 0 | 0 | 0 | 0 | 12
NO |  | 9 | 2012 | 0 | 24 | 24 |  | Lewis | Corson | 138 | 138 | Steel Towers | 25.31 | 25.31 | 2 | 397.5 ACSR | 221423 | 4726414 | 4947837 | 0 | 0 | 0 | 0 | 0 | 0 | 0 | 0 | 0 | 0 | 0 | 0 | 0 | 0 | 0 | 0 | 0 | 0 | 0 | 0 | 12
NO |  | 9 | 2012 | 0 | 25 | 25 |  | Monroe | Deepwater-Lewis | 138 | 138 | Steel Towers | 11.47 | 11.48 | 2 | 1590 ACSR | 460076 | 2595650 | 3055726 | 0 | 0 | 0 | 0 | 0 | 0 | 0 | 0 | 0 | 0 | 0 | 0 | 0 | 0 | 0 | 0 | 0 | 0 | 0 | 0 | 12
NO |  | 9 | 2012 | 0 | 26 | 26 |  | Corson | Middle #1 | 138 | 138 | Single Pole Wd | 16.15 | 0 | 1 | 795 ACSR | 581294 | 3850730 | 4432024 | 0 | 0 | 0 | 0 | 0 | 0 | 0 | 0 | 0 | 0 | 0 | 0 | 0 | 0 | 0 | 0 | 0 | 0 | 0 | 0 | 12
NO |  | 9 | 2012 | 0 | 27 | 27 |  | Corson | Middle #2 | 138 | 138 | Single Pole Wd | 15.29 | 0 | 1 | 795 ACSR | 19553 | 1730223 | 1749776 | 0 | 0 | 0 | 0 | 0 | 0 | 0 | 0 | 0 | 0 | 0 | 0 | 0 | 0 | 0 | 0 | 0 | 0 | 0 | 0 | 12
NO |  | 9 | 2012 | 0 | 28 | 28 |  | Sherman (Sherman) | Union (Cumberland) | 138 | 138 | Single Pole Wd | 16.74 | 0 | 1 | 954 AA | 0 | 2261442 | 2261442 | 0 | 0 | 0 | 0 | 0 | 0 | 0 | 0 | 0 | 0 | 0 | 0 | 0 | 0 | 0 | 0 | 0 | 0 | 0 | 0 | 12
NO |  | 9 | 2012 | 0 | 29 | 29 |  | Union | Corson | 138 | 138 | Steel poles | 17.48 | 0 | 1 | 954 AA | 0 | 14160106 | 14160106 | 0 | 0 | 0 | 0 | 0 | 0 | 0 | 0 | 0 | 0 | 0 | 0 | 0 | 0 | 0 | 0 | 0 | 0 | 0 | 0 | 12
NO |  | 9 | 2012 | 0 | 30 | 30 |  | Cumberland | Union | 138 | 138 | Single Pole Wd | 1.28 | 0 | 1 | 1590 ACSR | 58879 | 28531 | 87410 | 0 | 0 | 0 | 0 | 0 | 0 | 0 | 0 | 0 | 0 | 0 | 0 | 0 | 0 | 0 | 0 | 0 | 0 | 0 | 0 | 12
NO |  | 9 | 2012 | 0 | 31 | 31 |  | Lewis - Corson taps | Merion (both lines) | 138 | 138 | Steel Towers | 5.96 | 0 | 2 | 795 ACSR 954 AAC | 0 | 4135723 | 4135723 | 0 | 0 | 0 | 0 | 0 | 0 | 0 | 0 | 0 | 0 | 0 | 0 | 0 | 0 | 0 | 0 | 0 | 0 | 0 | 0 | 12
NO |  | 9 | 2012 | 0 | 32 | 32 |  | Cardiff | Lewis | 138 | 138 | Steel poles | 1.19 | 3.77 | 1 | 1590 ACSR | 0 | 1879146 | 1879146 | 0 | 0 | 0 | 0 | 0 | 0 | 0 | 0 | 0 | 0 | 0 | 0 | 0 | 0 | 0 | 0 | 0 | 0 | 0 | 0 | 12
SI/NO | A | 9 | 2012 | 0 | 33 | 33 |  |  |  | 0 | 69 |  | 582.52 | 50.85 | 90 | Various | 6572562 | 115957132 | 122529694 | 0 | 0 | 0 | 2684067.5682 | 0 | 0 | 0 | 0 | 0 | 620090108 | 0 | 0 | 0 | 0 | 0 | 0 | 0 | 0 | 0 | 0 | 12
NO |  | 9 | 2012 | 0 | 34 | 34 |  |  |  | 0 | 0 |  | 0 | 0 | 0 |  | 0 | 0 | 0 | 0 | 0 | 0 | 0 | 0 | 0 | 0 | 0 | 0 | 620090109 | 0 | 0 | 0 | 0 | 0 | 0 | 0 | 0 | 0 | 0 | 12
NO |  | 9 | 2012 | 0 | 35 | 35 |  |  |  | 0 | 0 |  | 0 | 0 | 0 |  | 0 | 0 | 0 | 0 | 0 | 0 | 0 | 0 | 0 | 0 | 0 | 0 | 620090110 | 0 | 0 | 0 | 0 | 0 | 0 | 0 | 0 | 0 | 0 | 12
NO |  | 9 | 2012 | 0 | 36 | 36 |  | TOTAL |  | 0 | 0 |  | 1232.34 | 169.96 | 126 |  | 28794615 | 337930752 | 366725367 | 486959 | 0 | -363340 | 123619 | 0 | 0 | 0 | 0 | 0 | 0 | 0 | 0 | 0 | 0 | 0 | 0 | 0 | 0 | 0 | 0 | 12
NO |  | 43 | 2012 | 0 | 1 | 1 |  | NOTE: DATA IS SUMMARIZED | DETAIL INFORMATION | 0 | 0 |  | 0 | 0 | 0 |  | 0 | 0 | 0 | 0 | 0 | 0 | 0 | 0 | 0 | 0 | 0 | 0 | 0 | 0 | 0 | 0 | 0 | 0 | 0 | 0 | 0 | 0 | 0 | 12
NO |  | 43 | 2012 | 0 | 2 | 2 |  |  | AVAILABLE UPON REQUEST | 0 | 0 |  | 0 | 0 | 0 |  | 0 | 0 | 0 | 0 | 0 | 0 | 0 | 0 | 0 | 0 | 0 | 0 | 0 | 0 | 0 | 0 | 0 | 0 | 0 | 0 | 0 | 0 | 0 | 12
NO |  | 43 | 2012 | 0 | 3 | 3 |  | 500 KV Lines (wholly owned) |  | 500 | 500 | SC Steel Tower | 15.52 | 0 | 3 |  | 842230 | 22894975 | 23737205 | 0 | 0 | 0 | 0 | 0 | 0 | 0 | 0 | 0 | 0 | 0 | 0 | 0 | 0 | 0 | 0 | 0 | 0 | 0 | 0 | 12
NO |  | 43 | 2012 | 0 | 5 | 5 |  | 230 KV Lines |  | 230 | 230 | Various | 383.36 | 84.12 | 22 |  | 15382104 | 129750848 | 145132952 | 0 | 0 | 0 | 0 | 0 | 0 | 0 | 0 | 0 | 0 | 0 | 0 | 0 | 0 | 0 | 0 | 0 | 0 | 0 | 0 | 12
NO |  | 43 | 2012 | 0 | 7 | 7 |  | 138 KV Lines |  | 138 | 138 | Various | 482.15 | 22.49 | 70 |  | 11214945 | 94301531 | 105516476 | 0 | 0 | 0 | 0 | 0 | 0 | 0 | 0 | 0 | 0 | 0 | 0 | 0 | 0 | 0 | 0 | 0 | 0 | 0 | 0 | 12
SI/NO | A | 43 | 2012 | 0 | 9 | 9 |  | 69 KV Lines |  | 69 | 69 | Various | 531.83 | 28.72 | 73 |  | 7443688 | 125360368 | 132804056 | 0 | 0 | 0 | 2909132.0479 | 0 | 0 | 0 | 0 | 0 | 0 | 0 | 0 | 0 | 0 | 0 | 0 | 0 | 0 | 0 | 0 | 12
SI/NO | S | 43 | 2012 | 0 | 11 | 11 |  | Underground Lines | 4.9 mi. / 138, 1.17 mi./69 | 0 | 0 |  | 6.07 | 0 | 8 |  | 9713 | 15923320 | 15933033 | 0 | 0 | 0 | 349020.1905 | 0 | 0 | 0 | 0 | 0 | 0 | 0 | 0 | 0 | 0 | 0 | 0 | 0 | 0 | 0 | 0 | 12
NO |  | 43 | 2012 | 0 | 13 | 13 |  | JOINT VENTURES |  | 0 | 0 |  | 0 | 0 | 0 |  | 0 | 0 | 0 | 0 | 0 | 0 | 0 | 0 | 0 | 0 | 0 | 0 | 0 | 0 | 0 | 0 | 0 | 0 | 0 | 0 | 0 | 0 | 0 | 12
NO |  | 43 | 2012 | 0 | 15 | 15 |  | EHV System |  | 500 | 500 | Steel Tower | 127 | 0 | 1 |  | 184167 | 1752004 | 1936171 | 40335 | 0 | -1790220 | -1749885 | 0 | 0 | 0 | 0 | 0 | 0 | 0 | 0 | 0 | 0 | 0 | 0 | 0 | 0 | 620430136 | 0 | 12
NO |  | 43 | 2012 | 0 | 16 | 16 |  | LDV System |  | 500 | 500 | Stl/Alm Tower | 154 | 0 | 6 |  | 181238 | 952788 | 1134026 | 34044 | 0 | -2554596 | -2520552 | 0 | 0 | 0 | 0 | 0 | 0 | 0 | 0 | 0 | 0 | 0 | 0 | 0 | 0 | 0 | 0 | 12
NO |  | 43 | 2012 | 0 | 17 | 17 |  | SE System |  | 500 | 500 | Steel Tower | 0 | 0 | 0 |  | 0 | 0 | 0 | 0 | 0 | 201474 | 201474 | 0 | 0 | 0 | 0 | 0 | 0 | 0 | 0 | 0 | 0 | 0 | 0 | 0 | 0 | 0 | 0 | 12
NO |  | 43 | 2012 | 0 | 18 | 18 |  | (15) - (17) Above |  | 0 | 0 |  | 0 | 0 | 0 |  | 0 | 0 | 0 | 0 | 0 | 0 | 0 | 0 | 0 | 0 | 0 | 0 | 0 | 0 | 0 | 0 | 0 | 0 | 0 | 0 | 0 | 0 | 0 | 12
NO |  | 43 | 2012 | 0 | 19 | 19 |  | Non-Specific Line Charges |  | 0 | 0 |  | 0 | 0 | 0 |  | 0 | 0 | 0 | 0 | 0 | 0 | 0 | 0 | 0 | 0 | 0 | 0 | 0 | 0 | 0 | 0 | 0 | 0 | 0 | 0 | 0 | 0 | 0 | 12
NO |  | 43 | 2012 | 0 | 20 | 20 |  | (All KV Inclusive) |  | 0 | 0 |  | 0 | 0 | 0 |  | 0 | 0 | 0 | 0 | 0 | 0 | 0 | 0 | 0 | 0 | 0 | 0 | 0 | 0 | 0 | 0 | 0 | 0 | 0 | 0 | 0 | 0 | 0 | 12
NO |  | 43 | 2012 | 0 | 36 | 36 |  | TOTAL |  | 0 | 0 |  | 1699.93 | 135.33 | 183 |  | 35258085 | 390935834 | 426193919 | 74379 | 0 | -4143342 | -4068963 | 0 | 0 | 0 | 0 | 0 | 0 | 0 | 0 | 0 | 0 | 0 | 0 | 0 | 0 | 0 | 0 | 12
NO |  | 36 | 2012 | 0 | 1 | 1 |  | Ramapo Substation | New York - New Jersey State | 500000 | 500000 | Overhead Steel | 5.37 | 0 | 1 | 2,493,000A | 474424 | 2774344 | 3248768 | 0 | 0 | 0 | 0 | 0 | 0 | 0 | 0 | 0 | 0 | 0 | 0 | 0 | 0 | 0 | 0 | 0 | 0 | 0 | 0 | 12
NO |  | 36 | 2012 | 0 | 2 | 2 |  | Pleasant Valley Substation | New York - Connect. | 345000 | 345000 | Overhead Steel | 17.73 | 0 | 1 | 2,156,000A | 829568 | 2566003 | 3395571 | 0 | 0 | 0 | 0 | 0 | 0 | 0 | 0 | 0 | 0 | 0 | 0 | 0 | 0 | 0 | 0 | 0 | 0 | 0 | 0 | 12
NO |  | 36 | 2012 | 0 | 3 | 3 |  | Millwood Substat., via East | Sprainbrook | 345000 | 345000 | Overhead Steel | 18.42 | 0 | 4 | 2,493,000A | 924342 | 26643082 | 27567424 | 0 | 0 | 0 | 0 | 0 | 0 | 0 | 0 | 0 | 0 | 0 | 0 | 0 | 0 | 0 | 0 | 0 | 0 | 0 | 0 | 12
NO |  | 36 | 2012 | 0 | 4 | 4 |  | Sprainbrook Substation | Dunwoodie Substation | 345000 | 345000 | Overhead Steel | 1.11 | 0 | 2 | 795KA & 2,493KA | 1684846 | 387356 | 2072202 | 0 | 0 | 0 | 0 | 0 | 0 | 0 | 0 | 0 | 0 | 0 | 0 | 0 | 0 | 0 | 0 | 0 | 0 | 0 | 0 | 12
NO |  | 36 | 2012 | 0 | 5 | 5 |  | Fresh Kills Substation | Goethals Substation | 345000 | 345000 | Overhead Steel | 2.02 | 0 | 2 | 795,000A | 0 | 1617471 | 1617471 | 0 | 0 | 0 | 0 | 0 | 0 | 0 | 0 | 0 | 0 | 0 | 0 | 0 | 0 | 0 | 0 | 0 | 0 | 0 | 0 | 12
NO |  | 36 | 2012 | 0 | 6 | 6 |  | West Haverstraw Terminal | Ladentown Sw. Sta. (Note 1) | 345000 | 345000 | Overhead Steel | 5.03 | 0 | 2 | 2,493,000A | 227837 | 3963050 | 4190887 | 0 | 0 | 0 | 0 | 0 | 0 | 0 | 0 | 0 | 0 | 0 | 0 | 0 | 0 | 0 | 0 | 0 | 0 | 0 | 0 | 12
NO |  | 36 | 2012 | 0 | 7 | 7 |  | Ramapo Substation via Laden | Buchanan Substation (Note 2 | 345000 | 345000 | Overhead Steel | 15.96 | 0 | 2 | 2,493,000A | 4022718 | 36690065 | 40712783 | 0 | 0 | 0 | 0 | 0 | 0 | 0 | 0 | 0 | 0 | 0 | 0 | 0 | 0 | 0 | 0 | 0 | 0 | 0 | 0 | 12
NO |  | 36 | 2012 | 0 | 8 | 8 |  | Millwood Substation | Buchanan Substation | 345000 | 345000 | Overhead | 0.73 | 0 | 2 | 1,172,000A | 774962 | 3207835 | 3982797 | 0 | 0 | 0 | 0 | 0 | 0 | 0 | 0 | 0 | 0 | 0 | 0 | 0 | 0 | 0 | 0 | 0 | 0 | 0 | 0 | 12
NO |  | 36 | 2012 | 0 | 9 | 9 |  | Ramapo Substation | New York - New Jersey State | 345000 | 345000 | Overhead Steel | 3.52 | 0 | 1 | 1,590,000A | 0 | 3883699 | 3883699 | 0 | 0 | 0 | 0 | 0 | 0 | 0 | 0 | 0 | 0 | 0 | 0 | 0 | 0 | 0 | 0 | 0 | 0 | 0 | 0 | 12
NO |  | 36 | 2012 | 0 | 10 | 10 |  | Buchanan Substation | Millwood Substation | 345000 | 345000 | Overhead Steel | 9.8 | 0 | 1 | 2,493,000A | 400096 | 20089744 | 20489840 | 0 | 0 | 0 | 0 | 0 | 0 | 0 | 0 | 0 | 0 | 0 | 0 | 0 | 0 | 0 | 0 | 0 | 0 | 0 | 0 | 12
NO |  | 36 | 2012 | 0 | 11 | 11 |  | Dunwoodie Substation Via Pl | Pleasant Valley Substation | 345000 | 345000 | Overhead Steel | 61.19 | 0 | 2 | 2,385,KA &2,493KA | 708340 | 69468932 | 70177272 | 0 | 0 | 0 | 0 | 0 | 0 | 0 | 0 | 0 | 0 | 0 | 0 | 0 | 0 | 0 | 0 | 0 | 0 | 0 | 0 | 12
NO |  | 36 | 2012 | 0 | 12 | 12 |  | Ramapo | Rock Tavern | 345000 | 345000 | Overhead Steel | 27.4 | 0 | 1 | 1,590,000A | 4556428 | 18746239 | 23302667 | 0 | 0 | 0 | 0 | 0 | 0 | 0 | 0 | 0 | 0 | 0 | 0 | 0 | 0 | 0 | 0 | 0 | 0 | 0 | 0 | 12
NO |  | 36 | 2012 | 0 | 13 | 13 |  | Millwood Substation Via Woo | Pleasant Valley | 345000 | 345000 | Overhead | 40.86 | 0 | 2 | 927,000A | 639325 | 48412593 | 49051918 | 0 | 0 | 0 | 0 | 0 | 0 | 0 | 0 | 0 | 0 | 0 | 0 | 0 | 0 | 0 | 0 | 0 | 0 | 0 | 0 | 12
NO |  | 36 | 2012 | 0 | 14 | 14 |  | Dunwoodie via Mott Haven S | Rainey Substation | 345000 | 345000 | Underground | 15.31 | 0 | 2 | 2,000,KC &2,500KC | 312252 | 54818485 | 55130737 | 0 | 0 | 0 | 0 | 0 | 0 | 0 | 0 | 0 | 0 | 0 | 0 | 0 | 0 | 0 | 0 | 0 | 0 | 0 | 0 | 12
NO |  | 36 | 2012 | 0 | 15 | 15 |  | Rainey Substation | Farragut Substation | 345000 | 345000 | Underground | 7.37 | 0 | 3 | 2,000,000C | 670751 | 40042214 | 40712965 | 0 | 0 | 0 | 0 | 0 | 0 | 0 | 0 | 0 | 0 | 0 | 0 | 0 | 0 | 0 | 0 | 0 | 0 | 0 | 0 | 12
NO |  | 36 | 2012 | 0 | 16 | 16 |  | Farragut Substation | East 13th St. Substation | 345000 | 345000 | Underground | 1.89 | 0 | 4 | 2,000,000C | 0 | 23468928 | 23468928 | 0 | 0 | 0 | 0 | 0 | 0 | 0 | 0 | 0 | 0 | 0 | 0 | 0 | 0 | 0 | 0 | 0 | 0 | 0 | 0 | 12
NO |  | 36 | 2012 | 0 | 17 | 17 |  | Farragut Substation | Gowanus Substation | 345000 | 345000 | Underground | 3.91 | 0 | 2 | 2,000,000C | 0 | 10348191 | 10348191 | 0 | 0 | 0 | 0 | 0 | 0 | 0 | 0 | 0 | 0 | 0 | 0 | 0 | 0 | 0 | 0 | 0 | 0 | 0 | 0 | 12
NO |  | 36 | 2012 | 0 | 18 | 18 |  | Gowanus Substation | Goethals Substation | 345000 | 345000 | Underground | 12.89 | 0 | 2 | 2,000,000C | 10224 | 23878020 | 23888244 | 0 | 0 | 0 | 0 | 0 | 0 | 0 | 0 | 0 | 0 | 0 | 0 | 0 | 0 | 0 | 0 | 0 | 0 | 0 | 0 | 12
NO |  | 36 | 2012 | 0 | 19 | 19 |  | Farragut Substation | New York - New Jersey State | 345000 | 345000 | Underground | 3.4 | 0 | 2 | 2,000KC, &2,500KC | 0 | 23485661 | 23485661 | 0 | 0 | 0 | 0 | 0 | 0 | 0 | 0 | 0 | 0 | 0 | 0 | 0 | 0 | 0 | 0 | 0 | 0 | 0 | 0 | 12
NO |  | 36 | 2012 | 0 | 20 | 20 |  | Sprainbrook Substation | Tremont Substation | 345000 | 345000 | Underground | 9.26 | 0 | 1 | 2,000KC, &2,500KC | 0 | 9276099 | 9276099 | 0 | 0 | 0 | 0 | 0 | 0 | 0 | 0 | 0 | 0 | 0 | 0 | 0 | 0 | 0 | 0 | 0 | 0 | 0 | 0 | 12
NO |  | 36 | 2012 | 0 | 21 | 21 |  | Sprainbrook Substation | West 49th St. Substation | 345000 | 345000 | Underground | 17.41 | 0 | 2 | 2,500,000C | 313393 | 59121944 | 59435337 | 0 | 0 | 0 | 0 | 0 | 0 | 0 | 0 | 0 | 0 | 0 | 0 | 0 | 0 | 0 | 0 | 0 | 0 | 0 | 0 | 12
NO |  | 36 | 2012 | 0 | 22 | 22 |  | West 49th St. Substation | East 13th Street Substation | 345000 | 345000 | Underground | 4.15 | 0 | 2 | 2,500,000C | 0 | 9668853 | 9668853 | 0 | 0 | 0 | 0 | 0 | 0 | 0 | 0 | 0 | 0 | 0 | 0 | 0 | 0 | 0 | 0 | 0 | 0 | 0 | 0 | 12
NO |  | 36 | 2012 | 0 | 23 | 23 |  | Dunwoodie Substation | Westchester/Nassau; County | 345000 | 345000 | Underground | 10.05 | 0 | 1 | 2,500KC &3,000KC | 207396 | 36112432 | 36319828 | 0 | 0 | 0 | 0 | 0 | 0 | 0 | 0 | 0 | 0 | 0 | 0 | 0 | 0 | 0 | 0 | 0 | 0 | 0 | 0 | 12
NO |  | 36 | 2012 | 0 | 24 | 24 |  | Mid Arthur Kill | Goethals | 345000 | 345000 | Underground | 0.7 | 0 | 2 | 2,500,000C | 0 | 10 | 10 | 0 | 0 | 0 | 0 | 0 | 0 | 0 | 0 | 0 | 0 | 0 | 0 | 0 | 0 | 0 | 0 | 0 | 0 | 0 | 0 | 12
NO |  | 36 | 2012 | 0 | 25 | 25 |  | Sprainbrook, Waterway | Sherman Creek Substation (N | 345000 | 345000 | Underground | 4.15 | 0 | 2 | 2,500,000C | 0 | 139348823 | 139348823 | 0 | 0 | 0 | 0 | 0 | 0 | 0 | 0 | 0 | 0 | 0 | 0 | 0 | 0 | 0 | 0 | 0 | 0 | 0 | 0 | 12
NO |  | 36 | 2012 | 0 | 26 | 26 |  | Sprainbrook | Academy | 345000 | 345000 | Underground | 0 | 0 | 2 | 2,500,000C | 0 | 145938878 | 145938878 | 0 | 0 | 0 | 0 | 0 | 0 | 0 | 0 | 0 | 0 | 0 | 0 | 0 | 0 | 0 | 0 | 0 | 0 | 0 | 0 | 12
NO |  | 36 | 2012 | 0 | 27 | 27 |  | Goethals Station | New York - New Jersey State | 230000 | 230000 | Overhead Stee | 0.38 | 0 | 1 | 795KA & 804,000A | 0 | 439079 | 439079 | 0 | 0 | 0 | 0 | 0 | 0 | 0 | 0 | 0 | 0 | 0 | 0 | 0 | 0 | 0 | 0 | 0 | 0 | 0 | 0 | 12
NO |  | 36 | 2012 | 0 | 28 | 28 |  | Millwood Substation | Buchanan Substation | 138000 | 138000 | Overhead | 9.57 | 0 | 2 | 1,590,000A | 1195419 | 2728374 | 3923793 | 0 | 0 | 0 | 0 | 0 | 0 | 0 | 0 | 0 | 0 | 0 | 0 | 0 | 0 | 0 | 0 | 0 | 0 | 0 | 0 | 12
NO |  | 36 | 2012 | 0 | 29 | 29 |  | Dunwoodie Substation | Sprainbrook Substation | 138000 | 138000 | Overhead Steel | 1.37 | 0 | 2 | 795,KA &2,156KA | 1294957 | 509574 | 1804531 | 0 | 0 | 0 | 0 | 0 | 0 | 0 | 0 | 0 | 0 | 0 | 0 | 0 | 0 | 0 | 0 | 0 | 0 | 0 | 0 | 12
NO |  | 36 | 2012 | 0 | 30 | 30 |  | Buchanan Substation | Peekskill Refuse Plant | 138000 | 138000 | Overhead Wood | 0.92 | 0 | 1 | 336,000A | 0 | 0 | 0 | 0 | 0 | 0 | 0 | 0 | 0 | 0 | 0 | 0 | 0 | 0 | 0 | 0 | 0 | 0 | 0 | 0 | 0 | 0 | 0 | 12
NO |  | 36 | 2012 | 0 | 31 | 31 |  | Elmsford Substation | White Plains Substation | 138000 | 138000 | Underground | 2.56 | 0 | 1 | 600,000C | 0 | 1080977 | 1080977 | 0 | 0 | 0 | 0 | 0 | 0 | 0 | 0 | 0 | 0 | 0 | 0 | 0 | 0 | 0 | 0 | 0 | 0 | 0 | 0 | 12
NO |  | 36 | 2012 | 0 | 32 | 32 |  | Webster Av | N. Botanical Sq. | 138000 | 138000 | Underground | 1.32 | 0 | 1 | 500,000C | 0 | 67327 | 67327 | 0 | 0 | 0 | 0 | 0 | 0 | 0 | 0 | 0 | 0 | 0 | 0 | 0 | 0 | 0 | 0 | 0 | 0 | 0 | 0 | 12
NO |  | 36 | 2012 | 0 | 33 | 33 |  | Elmsford Sub. Via White Pla | Harrison Substation | 138000 | 138000 | Underground | 7.5 | 0 | 3 | 500,000A | 59047 | 33043140 | 33102187 | 0 | 0 | 0 | 0 | 0 | 0 | 0 | 0 | 0 | 0 | 0 | 0 | 0 | 0 | 0 | 0 | 0 | 0 | 0 | 0 | 12
NO |  | 36 | 2012 | 0 | 34 | 34 |  | Millwood Substation | Ossining Substation | 138000 | 138000 | Underground | 5.57 | 0 | 2 | 350,000C | 0 | 10634075 | 10634075 | 0 | 0 | 0 | 0 | 0 | 0 | 0 | 0 | 0 | 0 | 0 | 0 | 0 | 0 | 0 | 0 | 0 | 0 | 0 | 0 | 12
NO |  | 36 | 2012 | 0 | 35 | 35 |  | Dunwoodie North Substation | Washington St. Substation | 138000 | 138000 | Underground | 3.61 | 0 | 2 | 1,500KC &2,500KC | 0 | 2674441 | 2674441 | 0 | 0 | 0 | 0 | 0 | 0 | 0 | 0 | 0 | 0 | 0 | 0 | 0 | 0 | 0 | 0 | 0 | 0 | 0 | 0 | 12
NO |  | 36 | 2012 | 1 | 1 | 1 |  | Dunwoodie North Substation | Washington St. Substation | 138000 | 138000 | Underground | 6.58 | 0 | 2 | 1.5MC&2.5MC&350KC | 0 | 29415695 | 29415695 | 0 | 0 | 0 | 0 | 0 | 0 | 0 | 0 | 0 | 0 | 0 | 0 | 0 | 0 | 0 | 0 | 0 | 0 | 0 | 0 | 12
NO |  | 36 | 2012 | 1 | 2 | 2 |  | Cedar Street Substation | Tee at North; Columbus Ave | 138000 | 138000 | Underground | 2.75 | 0 | 2 | 350,000C | 0 | 5989836 | 5989836 | 0 | 0 | 0 | 0 | 0 | 0 | 0 | 0 | 0 | 0 | 0 | 0 | 0 | 0 | 0 | 0 | 0 | 0 | 0 | 0 | 12
NO |  | 36 | 2012 | 1 | 3 | 3 |  | Washington st | Cedar Street | 138000 | 138000 | Underground | 3.2 | 0 | 2 | 350,000C | 0 | 651618 | 651618 | 0 | 0 | 0 | 0 | 0 | 0 | 0 | 0 | 0 | 0 | 0 | 0 | 0 | 0 | 0 | 0 | 0 | 0 | 0 | 0 | 12
NO |  | 36 | 2012 | 1 | 4 | 4 |  | Dunwoodie North Substation | Sherman Creek Substation | 138000 | 138000 | Underground | 7.88 | 0 | 2 | 1,250KC &1,500KC | 2004 | 49717355 | 49719359 | 0 | 0 | 0 | 0 | 0 | 0 | 0 | 0 | 0 | 0 | 0 | 0 | 0 | 0 | 0 | 0 | 0 | 0 | 0 | 0 | 12
NO |  | 36 | 2012 | 1 | 5 | 5 |  | Sherman Creek Substation | East 179th St. Substation | 138000 | 138000 | Underground | 1.95 | 0 | 2 | 1,500KC &2,500KC | 16855 | 2849561 | 2866416 | 0 | 0 | 0 | 0 | 0 | 0 | 0 | 0 | 0 | 0 | 0 | 0 | 0 | 0 | 0 | 0 | 0 | 0 | 0 | 0 | 12
NO |  | 36 | 2012 | 1 | 6 | 6 |  | E. 179th Street Substation | Parkchester Substation | 138000 | 138000 | Underground | 2.03 | 0 | 4 | 1,250KC &1,500KC | 0 | 2687989 | 2687989 | 0 | 0 | 0 | 0 | 0 | 0 | 0 | 0 | 0 | 0 | 0 | 0 | 0 | 0 | 0 | 0 | 0 | 0 | 0 | 0 | 12
NO |  | 36 | 2012 | 1 | 7 | 7 |  | E. 179th Street Substation | Hellgate Substation | 138000 | 138000 | Underground | 4.24 | 0 | 3 | 1.5MC&2.5MC&2MC | 0 | 10647561 | 10647561 | 0 | 0 | 0 | 0 | 0 | 0 | 0 | 0 | 0 | 0 | 0 | 0 | 0 | 0 | 0 | 0 | 0 | 0 | 0 | 0 | 12
NO |  | 36 | 2012 | 1 | 8 | 8 |  | Dunwoodie South Substation | E. 179th Street Substation | 138000 | 138000 | Underground | 7.38 | 0 | 1 | 2,500,000C | 0 | 12951129 | 12951129 | 0 | 0 | 0 | 0 | 0 | 0 | 0 | 0 | 0 | 0 | 0 | 0 | 0 | 0 | 0 | 0 | 0 | 0 | 0 | 0 | 12
NO |  | 36 | 2012 | 1 | 9 | 9 |  | Hellgate | Astoria | 138000 | 138000 | Underground | 1.67 | 0 | 7 | 1,500,000C | 0 | 8931588 | 8931588 | 0 | 0 | 0 | 0 | 0 | 0 | 0 | 0 | 0 | 0 | 0 | 0 | 0 | 0 | 0 | 0 | 0 | 0 | 0 | 0 | 12
NO |  | 36 | 2012 | 1 | 10 | 10 |  | Dunwoodie South Substation | Mott Haven Substation | 138000 | 138000 | Underground | 3.56 | 0 | 1 | 2,500,000C & 2MC | 0 | 125316 | 125316 | 0 | 0 | 0 | 0 | 0 | 0 | 0 | 0 | 0 | 0 | 0 | 0 | 0 | 0 | 0 | 0 | 0 | 0 | 0 | 0 | 12
NO |  | 36 | 2012 | 1 | 11 | 11 |  | Dunwoodie South | Rockview | 138000 | 138000 | Underground | 1.5 | 0 | 1 | 2,500,000C | 0 | 6532 | 6532 | 0 | 0 | 0 | 0 | 0 | 0 | 0 | 0 | 0 | 0 | 0 | 0 | 0 | 0 | 0 | 0 | 0 | 0 | 0 | 0 | 12
NO |  | 36 | 2012 | 1 | 12 | 12 |  | Astoria Substation | Corona Substation | 138000 | 138000 | Underground | 5.02 | 0 | 6 | 1,500,000C &2MC | 0 | 8651797 | 8651797 | 0 | 0 | 0 | 0 | 0 | 0 | 0 | 0 | 0 | 0 | 0 | 0 | 0 | 0 | 0 | 0 | 0 | 0 | 0 | 0 | 12
NO |  | 36 | 2012 | 1 | 13 | 13 |  | Corona Substation | Jamaica Substation | 138000 | 138000 | Underground | 4.49 | 0 | 2 | 1,500,000C | 0 | 7981833 | 7981833 | 0 | 0 | 0 | 0 | 0 | 0 | 0 | 0 | 0 | 0 | 0 | 0 | 0 | 0 | 0 | 0 | 0 | 0 | 0 | 0 | 12
NO |  | 36 | 2012 | 1 | 14 | 14 |  | Jamaica Substation | Queens/Nassau; County Line; | 138000 | 138000 | Underground | 5.59 | 0 | 2 | 900,000C | 0 | 1930524 | 1930524 | 0 | 0 | 0 | 0 | 0 | 0 | 0 | 0 | 0 | 0 | 0 | 0 | 0 | 0 | 0 | 0 | 0 | 0 | 0 | 0 | 12
NO |  | 36 | 2012 | 1 | 15 | 15 |  | Astoria Substation | Queensbridge Substation | 138000 | 138000 | Underground | 2.79 | 0 | 6 | 1,500,000C &2MC | 0 | 5870210 | 5870210 | 0 | 0 | 0 | 0 | 0 | 0 | 0 | 0 | 0 | 0 | 0 | 0 | 0 | 0 | 0 | 0 | 0 | 0 | 0 | 0 | 12
NO |  | 36 | 2012 | 1 | 16 | 16 |  | Queensbridge Substation | Vernon Substation | 138000 | 138000 | Underground | 0.73 | 0 | 4 | 1,500,000C &2MC | 0 | 1602102 | 1602102 | 0 | 0 | 0 | 0 | 0 | 0 | 0 | 0 | 0 | 0 | 0 | 0 | 0 | 0 | 0 | 0 | 0 | 0 | 0 | 0 | 12
NO |  | 36 | 2012 | 1 | 17 | 17 |  | Vernon | Glendale | 138000 | 138000 | Underground | 5.42 | 0 | 5 | 1,500,000C | 0 | 50305565 | 50305565 | 0 | 0 | 0 | 0 | 0 | 0 | 0 | 0 | 0 | 0 | 0 | 0 | 0 | 0 | 0 | 0 | 0 | 0 | 0 | 0 | 12
NO |  | 36 | 2012 | 1 | 18 | 18 |  | Vernon Substation & Tap | Newtown Substation | 138000 | 138000 | Underground | 5.42 | 0 | 5 | 1.5MC&2MC&2.5MC | 0 | 6548798 | 6548798 | 0 | 0 | 0 | 0 | 0 | 0 | 0 | 0 | 0 | 0 | 0 | 0 | 0 | 0 | 0 | 0 | 0 | 0 | 0 | 0 | 12
NO |  | 36 | 2012 | 1 | 19 | 19 |  | Vernon Substation | Greenwood Substation | 138000 | 138000 | Underground | 8.88 | 0 | 2 | 1.5MC & 2MC | 0 | 8914916 | 8914916 | 0 | 0 | 0 | 0 | 0 | 0 | 0 | 0 | 0 | 0 | 0 | 0 | 0 | 0 | 0 | 0 | 0 | 0 | 0 | 0 | 12
NO |  | 36 | 2012 | 1 | 20 | 20 |  | Greenwood Substation | Bensonhurst Substation | 138000 | 138000 | Underground | 3.61 | 0 | 5 | 2MC & 2.5MC | 0 | 23713064 | 23713064 | 0 | 0 | 0 | 0 | 0 | 0 | 0 | 0 | 0 | 0 | 0 | 0 | 0 | 0 | 0 | 0 | 0 | 0 | 0 | 0 | 12
NO |  | 36 | 2012 | 1 | 21 | 21 |  | Greenwood Substation | Gowanus Substation | 138000 | 138000 | Underground | 0.66 | 0 | 2 | 2MC & 2.5MC | 0 | 908752 | 908752 | 0 | 0 | 0 | 0 | 0 | 0 | 0 | 0 | 0 | 0 | 0 | 0 | 0 | 0 | 0 | 0 | 0 | 0 | 0 | 0 | 12
NO |  | 36 | 2012 | 1 | 22 | 22 |  | Tee at Marcy Ave. Division | Kent Avenue Substation | 138000 | 138000 | Underground | 0.62 | 0 | 1 | 350,000C | 0 | 320479 | 320479 | 0 | 0 | 0 | 0 | 0 | 0 | 0 | 0 | 0 | 0 | 0 | 0 | 0 | 0 | 0 | 0 | 0 | 0 | 0 | 0 | 12
NO |  | 36 | 2012 | 1 | 23 | 23 |  | Greenwood Substation | Fox Hills Substation | 138000 | 138000 | Underground | 6.36 | 0 | 2 | 1.5MC & 2MC | 0 | 7145106 | 7145106 | 0 | 0 | 0 | 0 | 0 | 0 | 0 | 0 | 0 | 0 | 0 | 0 | 0 | 0 | 0 | 0 | 0 | 0 | 0 | 0 | 12
NO |  | 36 | 2012 | 1 | 24 | 24 |  | Fox Hills Substation | Fresh Kills Substation | 138000 | 138000 | Underground | 7.42 | 0 | 2 | 2MC & 2.5MC | 0 | 5911115 | 5911115 | 0 | 0 | 0 | 0 | 0 | 0 | 0 | 0 | 0 | 0 | 0 | 0 | 0 | 0 | 0 | 0 | 0 | 0 | 0 | 0 | 12
NO |  | 36 | 2012 | 1 | 25 | 25 |  | Hudson Avenue Substation | Jamaica Substation | 138000 | 138000 | Underground | 11.11 | 0 | 2 | 1.25MC & 1.5MC | 0 | 17429629 | 17429629 | 0 | 0 | 0 | 0 | 0 | 0 | 0 | 0 | 0 | 0 | 0 | 0 | 0 | 0 | 0 | 0 | 0 | 0 | 0 | 0 | 12
NO |  | 36 | 2012 | 1 | 26 | 26 |  | Hudson Avenue Substation | Farragut Substation | 138000 | 138000 | Underground | 0.38 | 0 | 2 | 2,500,000C | 0 | 236597 | 236597 | 0 | 0 | 0 | 0 | 0 | 0 | 0 | 0 | 0 | 0 | 0 | 0 | 0 | 0 | 0 | 0 | 0 | 0 | 0 | 0 | 12
NO |  | 36 | 2012 | 1 | 27 | 27 |  | Cherry St. Substation | E. 13th Street Substation | 138000 | 138000 | Underground | 1.99 | 0 | 3 | 500,000C &2.5MC | 0 | 20419658 | 20419658 | 0 | 0 | 0 | 0 | 0 | 0 | 0 | 0 | 0 | 0 | 0 | 0 | 0 | 0 | 0 | 0 | 0 | 0 | 0 | 0 | 12
NO |  | 36 | 2012 | 1 | 28 | 28 |  | Farragut Substation | Brownsville Substation | 138000 | 138000 | Underground | 6.45 | 0 | 5 | 2MC &2.5MC | 0 | 24088950 | 24088950 | 0 | 0 | 0 | 0 | 0 | 0 | 0 | 0 | 0 | 0 | 0 | 0 | 0 | 0 | 0 | 0 | 0 | 0 | 0 | 0 | 12
NO |  | 36 | 2012 | 1 | 29 | 29 |  | East 13th Street Substatio | East 29th Street Substation | 138000 | 138000 | Underground | 1.56 | 0 | 5 | 350KC, 750KC,2MC | 0 | 6057533 | 6057533 | 0 | 0 | 0 | 0 | 0 | 0 | 0 | 0 | 0 | 0 | 0 | 0 | 0 | 0 | 0 | 0 | 0 | 0 | 0 | 0 | 12
NO |  | 36 | 2012 | 1 | 30 | 30 |  | East 13th Street Substatio | East 13th Street Substation | 138000 | 138000 | Underground | 0.09 | 0 | 7 | 2,000,000C &2.5MC | 0 | 1201704 | 1201704 | 0 | 0 | 0 | 0 | 0 | 0 | 0 | 0 | 0 | 0 | 0 | 0 | 0 | 0 | 0 | 0 | 0 | 0 | 0 | 0 | 12
NO |  | 36 | 2012 | 1 | 31 | 31 |  | East 13th Street Substatio | East River; Gen. Station | 138000 | 138000 | Underground | 0.08 | 0 | 4 | 2,000,000C | 0 | 162937 | 162937 | 0 | 0 | 0 | 0 | 0 | 0 | 0 | 0 | 0 | 0 | 0 | 0 | 0 | 0 | 0 | 0 | 0 | 0 | 0 | 0 | 12
NO |  | 36 | 2012 | 1 | 32 | 32 |  | Rainey Substation | East 75th Street Substation | 138000 | 138000 | Underground | 1.32 | 0 | 4 | 2,000,000C &2.5MC | 0 | 10692428 | 10692428 | 0 | 0 | 0 | 0 | 0 | 0 | 0 | 0 | 0 | 0 | 0 | 0 | 0 | 0 | 0 | 0 | 0 | 0 | 0 | 0 | 12
NO |  | 36 | 2012 | 1 | 33 | 33 |  | East 75th Street Substatio | West 110th St Substation | 138000 | 138000 | Underground | 3.58 | 0 | 1 | 2,000,000C &2.5MC | 0 | 1905914 | 1905914 | 0 | 0 | 0 | 0 | 0 | 0 | 0 | 0 | 0 | 0 | 0 | 0 | 0 | 0 | 0 | 0 | 0 | 0 | 0 | 0 | 12
NO |  | 36 | 2012 | 1 | 34 | 34 |  | Tee Vicinity East 74th Stre | West 110th St Substation | 138000 | 138000 | Underground | 3.44 | 0 | 3 | 1,500,000C &2MC | 0 | 4996494 | 4996494 | 0 | 0 | 0 | 0 | 0 | 0 | 0 | 0 | 0 | 0 | 0 | 0 | 0 | 0 | 0 | 0 | 0 | 0 | 0 | 0 | 12
NO |  | 36 | 2012 | 1 | 35 | 35 |  | World Trade Center; Via Sea | Farragut | 138000 | 138000 | Underground | 2.57 | 0 | 5 | 1.5MC &2MC & 3MC | 0 | 13156045 | 13156045 | 0 | 0 | 0 | 0 | 0 | 0 | 0 | 0 | 0 | 0 | 0 | 0 | 0 | 0 | 0 | 0 | 0 | 0 | 0 | 0 | 12
NO |  | 36 | 2012 | 2 | 1 | 1 |  | Eastview Substation | Elmsford Substation | 138000 | 138000 | Underground | 2.68 | 0 | 4 | 2,000,000C | 392985 | 8424569 | 8817554 | 0 | 0 | 0 | 0 | 0 | 0 | 0 | 0 | 0 | 0 | 0 | 0 | 0 | 0 | 0 | 0 | 0 | 0 | 0 | 0 | 12
NO |  | 36 | 2012 | 2 | 2 | 2 |  | Fresh Kills Substation | Wainwright Substation | 138000 | 138000 | Underground | 4.87 | 0 | 2 | 470,000A | 0 | 9360771 | 9360771 | 0 | 0 | 0 | 0 | 0 | 0 | 0 | 0 | 0 | 0 | 0 | 0 | 0 | 0 | 0 | 0 | 0 | 0 | 0 | 0 | 12
NO |  | 36 | 2012 | 2 | 3 | 3 |  | N.H.R.R. Substation | Tee Vicinity | 138000 | 138000 | Underground | 0.07 | 0 | 2 | 350,000C | 0 | 244159 | 244159 | 0 | 0 | 0 | 0 | 0 | 0 | 0 | 0 | 0 | 0 | 0 | 0 | 0 | 0 | 0 | 0 | 0 | 0 | 0 | 0 | 12
NO |  | 36 | 2012 | 2 | 4 | 4 |  | Jamaica Substation | Lake Success Line | 138000 | 138000 | Underground | 8.09 | 0 | 1 | 2,500,000C | 0 | 10941639 | 10941639 | 0 | 0 | 0 | 0 | 0 | 0 | 0 | 0 | 0 | 0 | 0 | 0 | 0 | 0 | 0 | 0 | 0 | 0 | 0 | 0 | 12
NO |  | 36 | 2012 | 2 | 5 | 5 |  | West 42nd Street Substation | West 49th Street Substation | 138000 | 138000 | Underground | 0.69 | 0 | 5 | 750KC, 2MC, 2.5MC | 0 | 3986670 | 3986670 | 0 | 0 | 0 | 0 | 0 | 0 | 0 | 0 | 0 | 0 | 0 | 0 | 0 | 0 | 0 | 0 | 0 | 0 | 0 | 0 | 12
NO |  | 36 | 2012 | 2 | 6 | 6 |  | West 65th Street Substation | West 49th Street Substation | 138000 | 138000 | Underground | 1.13 | 0 | 5 | 2MC &2.5MC | 0 | 13408423 | 13408423 | 0 | 0 | 0 | 0 | 0 | 0 | 0 | 0 | 0 | 0 | 0 | 0 | 0 | 0 | 0 | 0 | 0 | 0 | 0 | 0 | 12
NO |  | 36 | 2012 | 2 | 7 | 7 |  | Rainey Substation | West 110th St Substation | 138000 | 138000 | Underground | 4.56 | 0 | 1 | 1.5MC &2MC | 0 | 7227119 | 7227119 | 0 | 0 | 0 | 0 | 0 | 0 | 0 | 0 | 0 | 0 | 0 | 0 | 0 | 0 | 0 | 0 | 0 | 0 | 0 | 0 | 12
NO |  | 36 | 2012 | 2 | 8 | 8 |  | Tap at 1st Avenue and 71st | East 75th Street Substation | 138000 | 138000 | Underground | 0.46 | 0 | 1 | 500,000C | 0 | 670151 | 670151 | 0 | 0 | 0 | 0 | 0 | 0 | 0 | 0 | 0 | 0 | 0 | 0 | 0 | 0 | 0 | 0 | 0 | 0 | 0 | 0 | 12
NO |  | 36 | 2012 | 2 | 9 | 9 |  | Vernon Substation | East 40th Street Substation | 138000 | 138000 | Underground | 3.65 | 0 | 5 | 1,500,000C | 0 | 38334171 | 38334171 | 0 | 0 | 0 | 0 | 0 | 0 | 0 | 0 | 0 | 0 | 0 | 0 | 0 | 0 | 0 | 0 | 0 | 0 | 0 | 0 | 12
NO |  | 36 | 2012 | 2 | 10 | 10 |  | Vernon Substation | Tee at 65th St & Amsterdam | 138000 | 138000 | Underground | 3.03 | 0 | 1 | 2,000,000C | 0 | 3064591 | 3064591 | 0 | 0 | 0 | 0 | 0 | 0 | 0 | 0 | 0 | 0 | 0 | 0 | 0 | 0 | 0 | 0 | 0 | 0 | 0 | 0 | 12
NO |  | 36 | 2012 | 2 | 11 | 11 |  | East 36th Street Substation | Tee at 29th St.& First Ave | 138000 | 138000 | Underground | 0.49 | 0 | 4 | 2,000,000C | 0 | 1526540 | 1526540 | 0 | 0 | 0 | 0 | 0 | 0 | 0 | 0 | 0 | 0 | 0 | 0 | 0 | 0 | 0 | 0 | 0 | 0 | 0 | 0 | 12
NO |  | 36 | 2012 | 2 | 12 | 12 |  | East 36th Street Substation | East 13th Street Substation | 138000 | 138000 | Underground | 1.64 | 0 | 1 | 2,000,000C | 0 | 1423805 | 1423805 | 0 | 0 | 0 | 0 | 0 | 0 | 0 | 0 | 0 | 0 | 0 | 0 | 0 | 0 | 0 | 0 | 0 | 0 | 0 | 0 | 12
NO |  | 36 | 2012 | 2 | 13 | 13 |  | Gowanus Substation | Greenwood Substation | 138000 | 138000 | Underground | 0.95 | 0 | 2 | 2,000,000C | 0 | 3766459 | 3766459 | 0 | 0 | 0 | 0 | 0 | 0 | 0 | 0 | 0 | 0 | 0 | 0 | 0 | 0 | 0 | 0 | 0 | 0 | 0 | 0 | 12
NO |  | 36 | 2012 | 2 | 14 | 14 |  | Fresh Kills Substation | Woodrow Substation | 138000 | 138000 | Underground | 3.36 | 0 | 2 | 500,000C | 0 | 42072552 | 42072552 | 0 | 0 | 0 | 0 | 0 | 0 | 0 | 0 | 0 | 0 | 0 | 0 | 0 | 0 | 0 | 0 | 0 | 0 | 0 | 0 | 12
NO |  | 36 | 2012 | 2 | 15 | 15 |  | Eastview Substation | Grasslands Substation | 138000 | 138000 | Underground | 1.89 | 0 | 3 | 1,500,000C | 0 | 26792041 | 26792041 | 0 | 0 | 0 | 0 | 0 | 0 | 0 | 0 | 0 | 0 | 0 | 0 | 0 | 0 | 0 | 0 | 0 | 0 | 0 | 0 | 12
NO |  | 36 | 2012 | 2 | 16 | 16 |  | Mott Haven Substation | Parkview Substation | 138000 | 138000 | Underground | 2.31 | 0 | 4 | 3,000,000C | 0 | 93116303 | 93116303 | 0 | 0 | 0 | 0 | 0 | 0 | 0 | 0 | 0 | 0 | 0 | 0 | 0 | 0 | 0 | 0 | 0 | 0 | 0 | 0 | 12
NO |  | 36 | 2012 | 0 | 36 | 36 |  | TOTAL |  | 0 | 0 |  | 504.62 | 0 | 220 |  | 19718169 | 1483622231 | 1503340400 | 0 | 0 | 0 | 0 | 0 | 0 | 0 | 0 | 0 | 0 | 0 | 0 | 0 | 0 | 0 | 0 | 0 | 0 | 0 | 0 | 12
NO |  | 152 | 2012 | 0 | 1 | 1 |  | NY/NJ Stateline | South Mahwah | 345 | 345 | Steel Tower | 1.87 | 1.87 | 2 | 1590 KCM ACSR | 0 | 0 | 0 | 0 | 0 | 0 | 0 | 0 | 0 | 0 | 0 | 0 | 0 | 0 | 0 | 0 | 0 | 0 | 0 | 0 | 0 | 0 | 0 | 12
NO |  | 152 | 2012 | 0 | 2 | 2 |  | NY/NJ Stateline | South Mahwah | 138 | 138 | Steel Tower | 1.97 | 0 | 1 | 1033.5 KCM ACSR | 0 | 0 | 0 | 0 | 0 | 0 | 0 | 0 | 0 | 0 | 0 | 0 | 0 | 0 | 0 | 0 | 0 | 0 | 0 | 0 | 0 | 0 | 0 | 12
NO |  | 152 | 2012 | 0 | 3 | 3 |  | South Mahwah | Allendale | 138 | 138 | Underground | 3.07 | 0 | 1 | 2500 kCM Al. | 0 | 0 | 0 | 0 | 0 | 0 | 0 | 0 | 0 | 0 | 0 | 0 | 0 | 0 | 0 | 0 | 0 | 0 | 0 | 0 | 0 | 0 | 0 | 12
NO |  | 152 | 2012 | 0 | 4 | 4 |  | South Mahwah | Allendale | 138 | 138 | Underground | 3.05 | 0 | 1 | 2500 kCM Al. | 0 | 0 | 0 | 0 | 0 | 0 | 0 | 0 | 0 | 0 | 0 | 0 | 0 | 0 | 0 | 0 | 0 | 0 | 0 | 0 | 0 | 0 | 0 | 12
NO |  | 152 | 2012 | 0 | 5 | 5 |  | South Mahwah | Darlington | 138 | 138 | Underground | 2.37 | 0 | 1 | 2000 kCM Cu. | 0 | 0 | 0 | 0 | 0 | 0 | 0 | 0 | 0 | 0 | 0 | 0 | 0 | 0 | 0 | 0 | 0 | 0 | 0 | 0 | 0 | 0 | 0 | 12
NO |  | 152 | 2012 | 0 | 6 | 6 |  | South Mahwah | Darlington | 138 | 138 | Underground | 2.37 | 0 | 1 | 2000 kCM Cu. | 0 | 0 | 0 | 0 | 0 | 0 | 0 | 0 | 0 | 0 | 0 | 0 | 0 | 0 | 0 | 0 | 0 | 0 | 0 | 0 | 0 | 0 | 0 | 12
NO |  | 152 | 2012 | 0 | 7 | 7 |  | NY/NJ Stateline | Harings Corner | 138 | 138 | Steel Pole | 0.24 | 0 | 1 | 1592 KCM ACSR | 0 | 0 | 0 | 0 | 0 | 0 | 0 | 0 | 0 | 0 | 0 | 0 | 0 | 0 | 0 | 0 | 0 | 0 | 0 | 0 | 0 | 0 | 0 | 12
NO |  | 152 | 2012 | 0 | 8 | 8 |  | Montvale | NJ/NY Statleline | 69 | 69 | Undreground | 0.39 | 0 | 1 | 750 kCM AL | 0 | 0 | 0 | 0 | 0 | 0 | 0 | 0 | 0 | 0 | 0 | 0 | 0 | 0 | 0 | 0 | 0 | 0 | 0 | 0 | 0 | 0 | 0 | 12
NO |  | 152 | 2012 | 0 | 9 | 9 |  | Montvale | NJ/NY Stateline | 69 | 69 | Undreground | 0.39 | 0 | 1 | 750 kCM AL | 0 | 0 | 0 | 0 | 0 | 0 | 0 | 0 | 0 | 0 | 0 | 0 | 0 | 0 | 0 | 0 | 0 | 0 | 0 | 0 | 0 | 0 | 0 | 12
NO |  | 152 | 2012 | 0 | 10 | 10 |  | Harings Corner | NY/NJ Stateline | 69 | 69 | Wood | 1.69 | 0 | 1 | 795 KCM ACSR | 0 | 0 | 0 | 0 | 0 | 0 | 0 | 0 | 0 | 0 | 0 | 0 | 0 | 0 | 0 | 0 | 0 | 0 | 0 | 0 | 0 | 0 | 0 | 12
NO |  | 152 | 2012 | 0 | 11 | 11 |  | NY/NJ Stateline | Closter | 69 | 69 | Wood & Steel | 2.52 | 0 | 1 | 795 KCM ACSR | 0 | 0 | 0 | 0 | 0 | 0 | 0 | 0 | 0 | 0 | 0 | 0 | 0 | 0 | 0 | 0 | 0 | 0 | 0 | 0 | 0 | 0 | 0 | 12
NO |  | 152 | 2012 | 0 | 12 | 12 |  | NY/NJ Stateline | Montvale | 69 | 69 | Wood & Steel | 0 | 0.15 | 1 | 795 KCM ACSR | 0 | 0 | 0 | 0 | 0 | 0 | 0 | 0 | 0 | 0 | 0 | 0 | 0 | 0 | 0 | 0 | 0 | 0 | 0 | 0 | 0 | 0 | 0 | 12
NO |  | 152 | 2012 | 0 | 13 | 13 |  | South Mahwah | Franklin Lakes | 69 | 69 | Wood Steel | 1.46 | 1.46 | 2 | 397.5 kCm ACSR | 0 | 0 | 0 | 0 | 0 | 0 | 0 | 0 | 0 | 0 | 0 | 0 | 0 | 0 | 0 | 0 | 0 | 0 | 0 | 0 | 0 | 0 | 0 | 12
NO |  | 152 | 2012 | 0 | 14 | 14 |  | South Mahwah | Franklin Lakes | 69 | 69 | Steel Tower | 4.91 | 4.91 | 2 | 397.5 kCM ACSR | 0 | 0 | 0 | 0 | 0 | 0 | 0 | 0 | 0 | 0 | 0 | 0 | 0 | 0 | 0 | 0 | 0 | 0 | 0 | 0 | 0 | 0 | 0 | 12
NO |  | 152 | 2012 | 0 | 16 | 16 |  | Franklin Lakes | Oakland | 69 | 69 | Underground | 1.6 | 0 | 1 | 1000 kCM Al. | 0 | 0 | 0 | 0 | 0 | 0 | 0 | 0 | 0 | 0 | 0 | 0 | 0 | 0 | 0 | 0 | 0 | 0 | 0 | 0 | 0 | 0 | 0 | 12
NO |  | 152 | 2012 | 0 | 17 | 17 |  | Franklin Lakes | Oakland | 69 | 69 | Underground | 1.6 | 0 | 1 | 1000 kCM Al. | 0 | 0 | 0 | 0 | 0 | 0 | 0 | 0 | 0 | 0 | 0 | 0 | 0 | 0 | 0 | 0 | 0 | 0 | 0 | 0 | 0 | 0 | 0 | 12
NO |  | 152 | 2012 | 0 | 18 | 18 |  | Closter | Cresskill | 69 | 69 | Wood Steel | 0 | 2.3 | 1 | 795 kCM ACSR | 0 | 0 | 0 | 0 | 0 | 0 | 0 | 0 | 0 | 0 | 0 | 0 | 0 | 0 | 0 | 0 | 0 | 0 | 0 | 0 | 0 | 0 | 0 | 12
NO |  | 152 | 2012 | 0 | 19 | 19 |  | NY/NJ Stateline | South Mahwah | 69 | 69 | Wood | 0.09 | 0 | 1 | 1033.5 KCM ACSR | 0 | 0 | 0 | 0 | 0 | 0 | 0 | 0 | 0 | 0 | 0 | 0 | 0 | 0 | 0 | 0 | 0 | 0 | 0 | 0 | 0 | 0 | 0 | 12
NO |  | 152 | 2012 | 0 | 20 | 20 |  | NY/NJ Stateline | South Mahwah | 69 | 69 | Steel Tower | 0 | 1.97 | 1 | 1033.5 KCM ACSR | 0 | 0 | 0 | 0 | 0 | 0 | 0 | 0 | 0 | 0 | 0 | 0 | 0 | 0 | 0 | 0 | 0 | 0 | 0 | 0 | 0 | 0 | 0 | 12
NO |  | 152 | 2012 | 0 | 21 | 21 |  | South Mahwah | Upper Saddle River | 69 | 69 | Underground | 0.7 | 0 | 1 | 1000 KCM AL | 0 | 0 | 0 | 0 | 0 | 0 | 0 | 0 | 0 | 0 | 0 | 0 | 0 | 0 | 0 | 0 | 0 | 0 | 0 | 0 | 0 | 0 | 0 | 12
NO |  | 152 | 2012 | 0 | 22 | 22 |  | South Mahwah | Upper Saddle River | 69 | 69 | Wood & Steel | 3.29 | 0 | 1 | 795 KCM ACSR | 0 | 0 | 0 | 0 | 0 | 0 | 0 | 0 | 0 | 0 | 0 | 0 | 0 | 0 | 0 | 0 | 0 | 0 | 0 | 0 | 0 | 0 | 0 | 12
NO |  | 152 | 2012 | 0 | 23 | 23 |  | Upple Saddle River | Grand Avenue | 69 | 69 | Wood & Steel | 1.97 | 0 | 1 | 795 KCM ACSR | 0 | 0 | 0 | 0 | 0 | 0 | 0 | 0 | 0 | 0 | 0 | 0 | 0 | 0 | 0 | 0 | 0 | 0 | 0 | 0 | 0 | 0 | 0 | 12
NO |  | 152 | 2012 | 0 | 24 | 24 |  | Grand Avenue | Montvale | 69 | 69 | Wood & Steel | 2.23 | 0 | 1 | 795 KCM ACSR | 0 | 0 | 0 | 0 | 0 | 0 | 0 | 0 | 0 | 0 | 0 | 0 | 0 | 0 | 0 | 0 | 0 | 0 | 0 | 0 | 0 | 0 | 0 | 12
NO |  | 152 | 2012 | 0 | 25 | 25 |  | Montvale | Harings Corner | 69 | 69 | Wood & Steel | 0.08 | 3.63 | 1 | 795 KCM ACSR | 0 | 0 | 0 | 0 | 0 | 0 | 0 | 0 | 0 | 0 | 0 | 0 | 0 | 0 | 0 | 0 | 0 | 0 | 0 | 0 | 0 | 0 | 0 | 12
NO |  | 152 | 2012 | 0 | 26 | 26 |  | Montvale | Harings Corner | 69 | 69 | Underground | 0.34 | 0 | 1 | 2000 KCM CU | 0 | 0 | 0 | 0 | 0 | 0 | 0 | 0 | 0 | 0 | 0 | 0 | 0 | 0 | 0 | 0 | 0 | 0 | 0 | 0 | 0 | 0 | 0 | 12
NO |  | 152 | 2012 | 0 | 27 | 27 |  | NY/NJ Stateline | Harings Corner | 69 | 69 | Steel Pole | 0 | 0.17 | 1 | 1590 KCM ACSR | 0 | 0 | 0 | 0 | 0 | 0 | 0 | 0 | 0 | 0 | 0 | 0 | 0 | 0 | 0 | 0 | 0 | 0 | 0 | 0 | 0 | 0 | 0 | 12
NO |  | 152 | 2012 | 0 | 28 | 28 |  | NY/NJ Stateline | Harings Corner | 69 | 69 | Wood & Steel | 0.09 | 0 | 1 | 795 KCM ACSR | 0 | 0 | 0 | 0 | 0 | 0 | 0 | 0 | 0 | 0 | 0 | 0 | 0 | 0 | 0 | 0 | 0 | 0 | 0 | 0 | 0 | 0 | 0 | 12
NO |  | 152 | 2012 | 0 | 29 | 29 |  | NY/NJ Stateline | Closter | 69 | 69 | Wood & Steel | 0 | 2.52 | 1 | 795 KCM ACSR | 0 | 0 | 0 | 0 | 0 | 0 | 0 | 0 | 0 | 0 | 0 | 0 | 0 | 0 | 0 | 0 | 0 | 0 | 0 | 0 | 0 | 0 | 0 | 12
NO |  | 152 | 2012 | 0 | 30 | 30 |  | Coloster | Cresskill | 69 | 69 | Wood & Steel | 2.3 | 0 | 1 | 795 kCM ACSR | 0 | 0 | 0 | 0 | 0 | 0 | 0 | 0 | 0 | 0 | 0 | 0 | 0 | 0 | 0 | 0 | 0 | 0 | 0 | 0 | 0 | 0 | 0 | 12
NO |  | 152 | 2012 | 0 | 31 | 31 |  | NY/NJ Stateline | Ringwood | 69 | 69 | Wood & Steel | 2.29 | 0 | 1 | 795 KCM ACSR | 0 | 0 | 0 | 0 | 0 | 0 | 0 | 0 | 0 | 0 | 0 | 0 | 0 | 0 | 0 | 0 | 0 | 0 | 0 | 0 | 0 | 0 | 0 | 12
NO |  | 152 | 2012 | 0 | 32 | 32 |  | NY/NJ Stateline | Ringwood | 69 | 69 | Wood | 1.5 | 0 | 1 | 795 KCM ACSR | 0 | 0 | 0 | 0 | 0 | 0 | 0 | 0 | 0 | 0 | 0 | 0 | 0 | 0 | 0 | 0 | 0 | 0 | 0 | 0 | 0 | 0 | 0 | 12
NO |  | 152 | 2012 | 0 | 33 | 33 |  | Ringwood | West Milford | 69 | 69 | Wood | 0.48 | 0 | 1 | 795 kCM ACSR | 0 | 0 | 0 | 0 | 0 | 0 | 0 | 0 | 0 | 0 | 0 | 0 | 0 | 0 | 0 | 0 | 0 | 0 | 0 | 0 | 0 | 0 | 0 | 12
NO |  | 152 | 2012 | 0 | 34 | 34 |  | Ringwood | West Milford | 69 | 69 | Wood | 3.96 | 0 | 1 | 336.4 KCM ACSR | 0 | 0 | 0 | 0 | 0 | 0 | 0 | 0 | 0 | 0 | 0 | 0 | 0 | 0 | 0 | 0 | 0 | 0 | 0 | 0 | 0 | 0 | 0 | 12
NO |  | 152 | 2012 | 0 | 35 | 35 |  | Ringwood | West Milford | 69 | 69 | Steel Tower | 0.25 | 0 | 1 | 795 kCM ACSR | 0 | 0 | 0 | 0 | 0 | 0 | 0 | 0 | 0 | 0 | 0 | 0 | 0 | 0 | 0 | 0 | 0 | 0 | 0 | 0 | 0 | 0 | 0 | 12
NO |  | 152 | 2012 | 1 | 1 | 1 |  | Ringwood | West Millford | 69 | 69 | Wood | 4.44 | 0 | 1 | 336.4 kCM ACSR | 0 | 0 | 0 | 0 | 0 | 0 | 0 | 0 | 0 | 0 | 0 | 0 | 0 | 0 | 0 | 0 | 0 | 0 | 0 | 0 | 0 | 0 | 0 | 12
NO |  | 152 | 2012 | 1 | 2 | 2 |  | Ringwood | West Milford | 69 | 69 | Steel Tower | 0 | 0.25 | 1 | 795 KCM ACSR | 0 | 0 | 0 | 0 | 0 | 0 | 0 | 0 | 0 | 0 | 0 | 0 | 0 | 0 | 0 | 0 | 0 | 0 | 0 | 0 | 0 | 0 | 0 | 12
NO |  | 152 | 2012 | 1 | 3 | 3 |  | South Mahwah | Ramsey | 0 | 34.5 | Wood | 0.08 | 0 | 1 | 795 kCm ACSR | 0 | 0 | 0 | 0 | 0 | 0 | 0 | 0 | 0 | 0 | 0 | 0 | 0 | 0 | 0 | 0 | 0 | 0 | 0 | 0 | 0 | 0 | 0 | 12
NO |  | 152 | 2012 | 1 | 4 | 4 |  | South Mahwah | Ramsey | 0 | 34.5 | Wood | 0.2 | 0 | 1 | 336.4 kCM ACSR | 0 | 0 | 0 | 0 | 0 | 0 | 0 | 0 | 0 | 0 | 0 | 0 | 0 | 0 | 0 | 0 | 0 | 0 | 0 | 0 | 0 | 0 | 0 | 12
NO |  | 152 | 2012 | 1 | 5 | 5 |  | South Mahwah | Ramsey | 0 | 34.5 | Wood & Steel | 0.04 | 0 | 1 | 4/0 Cu. | 0 | 0 | 0 | 0 | 0 | 0 | 0 | 0 | 0 | 0 | 0 | 0 | 0 | 0 | 0 | 0 | 0 | 0 | 0 | 0 | 0 | 0 | 0 | 12
NO |  | 152 | 2012 | 1 | 6 | 6 |  | South Mahwah | Ramsey | 0 | 34.5 | Wood & Steel | 1.22 | 0 | 1 | 250 kCM Cu. | 0 | 0 | 0 | 0 | 0 | 0 | 0 | 0 | 0 | 0 | 0 | 0 | 0 | 0 | 0 | 0 | 0 | 0 | 0 | 0 | 0 | 0 | 0 | 12
NO |  | 152 | 2012 | 1 | 7 | 7 |  | Harings Corner | West Norwood | 0 | 69 | Underground | 0.3 | 0 | 1 | 2000 kCm Cu. | 0 | 0 | 0 | 0 | 0 | 0 | 0 | 0 | 0 | 0 | 0 | 0 | 0 | 0 | 0 | 0 | 0 | 0 | 0 | 0 | 0 | 0 | 0 | 12
NO |  | 152 | 2012 | 1 | 8 | 8 |  | Harings Corner | West Noowood | 0 | 34.5 | Steel Tower | 2.34 | 0 | 1 | 2/0 Cu. | 0 | 0 | 0 | 0 | 0 | 0 | 0 | 0 | 0 | 0 | 0 | 0 | 0 | 0 | 0 | 0 | 0 | 0 | 0 | 0 | 0 | 0 | 0 | 12
NO |  | 152 | 2012 | 1 | 9 | 9 |  | Harings Corner | West Norwood | 0 | 34.5 | Wood & Steel | 1.06 | 0 | 1 | 4/0 ACSR | 0 | 0 | 0 | 0 | 0 | 0 | 0 | 0 | 0 | 0 | 0 | 0 | 0 | 0 | 0 | 0 | 0 | 0 | 0 | 0 | 0 | 0 | 0 | 12
NO |  | 152 | 2012 | 1 | 10 | 10 |  | Harings Corner | Cresskill | 34.5 | 69 | Underground | 0.26 | 0 | 1 | 2000 KCM CU | 0 | 0 | 0 | 0 | 0 | 0 | 0 | 0 | 0 | 0 | 0 | 0 | 0 | 0 | 0 | 0 | 0 | 0 | 0 | 0 | 0 | 0 | 0 | 12
NO |  | 152 | 2012 | 1 | 11 | 11 |  | Harings Corner | Cresskill | 34.5 | 34.5 | Steel Tower | 0 | 2.34 | 1 | 2/O CU | 0 | 0 | 0 | 0 | 0 | 0 | 0 | 0 | 0 | 0 | 0 | 0 | 0 | 0 | 0 | 0 | 0 | 0 | 0 | 0 | 0 | 0 | 0 | 12
NO |  | 152 | 2012 | 1 | 12 | 12 |  | Harings Corner | Cresskill | 34.5 | 34.5 | Wood & Steel | 0 | 1.06 | 1 | 4/0 ACSR | 0 | 0 | 0 | 0 | 0 | 0 | 0 | 0 | 0 | 0 | 0 | 0 | 0 | 0 | 0 | 0 | 0 | 0 | 0 | 0 | 0 | 0 | 0 | 12
NO |  | 152 | 2012 | 1 | 13 | 13 |  | Harings Corner | Cresskill | 34.5 | 34.5 | Wood & Steel | 2.28 | 0 | 1 | 4/0 ACSR | 0 | 0 | 0 | 0 | 0 | 0 | 0 | 0 | 0 | 0 | 0 | 0 | 0 | 0 | 0 | 0 | 0 | 0 | 0 | 0 | 0 | 0 | 0 | 12
NO |  | 152 | 2012 | 1 | 14 | 14 |  | NY/NJ Stateline | Harings Corner | 34.5 | 34.5 | Steel Tower | 3.73 | 0 | 1 | 4/0 CU | 0 | 0 | 0 | 0 | 0 | 0 | 0 | 0 | 0 | 0 | 0 | 0 | 0 | 0 | 0 | 0 | 0 | 0 | 0 | 0 | 0 | 0 | 0 | 12
NO |  | 152 | 2012 | 1 | 15 | 15 |  | NY/NJ Stateline | Harings Corner | 34.5 | 69 | Wood & Steel | 0.13 | 0 | 1 | 795 KCM ACSR | 0 | 0 | 0 | 0 | 0 | 0 | 0 | 0 | 0 | 0 | 0 | 0 | 0 | 0 | 0 | 0 | 0 | 0 | 0 | 0 | 0 | 0 | 0 | 12
NO |  | 152 | 2012 | 1 | 16 | 16 |  | NY/NJ Stateline | Harings Corner | 34.5 | 34.5 | Underground | 0.77 | 0 | 1 | 2000 KCM CU | 0 | 0 | 0 | 0 | 0 | 0 | 0 | 0 | 0 | 0 | 0 | 0 | 0 | 0 | 0 | 0 | 0 | 0 | 0 | 0 | 0 | 0 | 0 | 12
NO |  | 152 | 2012 | 1 | 17 | 17 |  | Ford | NJ/NY Stateline | 0 | 34.5 | Steel Tower | 0.24 | 0 | 1 | 2/0 Cu. | 0 | 0 | 0 | 0 | 0 | 0 | 0 | 0 | 0 | 0 | 0 | 0 | 0 | 0 | 0 | 0 | 0 | 0 | 0 | 0 | 0 | 0 | 0 | 12
NO |  | 152 | 2012 | 1 | 18 | 18 |  | NY/NJ Stateline | NJ/NY Stateline | 0 | 34.5 | Steel Tower | 1.08 | 0 | 1 | 2/0 Cu. | 0 | 0 | 0 | 0 | 0 | 0 | 0 | 0 | 0 | 0 | 0 | 0 | 0 | 0 | 0 | 0 | 0 | 0 | 0 | 0 | 0 | 0 | 0 | 12
NO |  | 152 | 2012 | 1 | 19 | 19 |  | Ford | NJ/NY Stateline | 0 | 34.5 | Steel Tower | 0 | 0.24 | 1 | 2/0 Cu. | 0 | 0 | 0 | 0 | 0 | 0 | 0 | 0 | 0 | 0 | 0 | 0 | 0 | 0 | 0 | 0 | 0 | 0 | 0 | 0 | 0 | 0 | 0 | 12
NO |  | 152 | 2012 | 1 | 20 | 20 |  | NY/NJ Stateline | NJ/NY Stateline | 0 | 34.5 | Steel Tower | 0 | 1.08 | 1 | 2/0 Cu. | 0 | 0 | 0 | 0 | 0 | 0 | 0 | 0 | 0 | 0 | 0 | 0 | 0 | 0 | 0 | 0 | 0 | 0 | 0 | 0 | 0 | 0 | 0 | 12
NO |  | 152 | 2012 | 0 | 36 | 36 |  | TOTAL |  | 0 | 0 |  | 67.24 | 23.95 | 57 |  | 0 | 0 | 0 | 0 | 0 | 0 | 0 | 0 | 0 | 0 | 0 | 0 | 0 | 0 | 0 | 0 | 0 | 0 | 0 | 0 | 0 | 0 | 0 | 12
NO |  | 131 | 2012 | 0 | 1 | 1 |  | Bowline Point (L67) | West Haverstraw Trans str. | 345 | 345 | Underground | 1.69 | 0 | 1 | 2000 kCM Cu. | 0 | 0 | 0 | 0 | 0 | 0 | 0 | 0 | 0 | 0 | 0 | 0 | 0 | 0 | 0 | 0 | 0 | 0 | 0 | 0 | 0 | 0 | 0 | 12
NO |  | 131 | 2012 | 0 | 2 | 2 |  | Bowline Point (L68) | West Haverstraw Trans str. | 345 | 345 | Underground | 1.69 | 0 | 1 | 2000 kCM Cu. | 0 | 0 | 0 | 0 | 0 | 0 | 0 | 0 | 0 | 0 | 0 | 0 | 0 | 0 | 0 | 0 | 0 | 0 | 0 | 0 | 0 | 0 | 0 | 12
NO |  | 131 | 2012 | 0 | 3 | 3 |  | West Haverstraw (L 67, 68) | Ladentown | 345 | 345 | Steel Pole | 4.98 | 4.98 | 2 | 2-2493 kCM ACAR | 0 | 0 | 0 | 0 | 0 | 0 | 0 | 0 | 0 | 0 | 0 | 0 | 0 | 0 | 0 | 0 | 0 | 0 | 0 | 0 | 0 | 0 | 0 | 12
NO |  | 131 | 2012 | 0 | 4 | 4 |  | West Haverstraw 345 KV(L671 | Tap Line 67 | 345 | 345 | Frame | 0.01 | 0 | 1 | 2-2493 kCM ACAR | 0 | 0 | 0 | 0 | 0 | 0 | 0 | 0 | 0 | 0 | 0 | 0 | 0 | 0 | 0 | 0 | 0 | 0 | 0 | 0 | 0 | 0 | 0 | 12
NO |  | 131 | 2012 | 0 | 5 | 5 |  | Ramapo 345 KV (L69, 70) | NY/NJ Stateline | 345 | 345 | Steel Tower | 3.46 | 3.46 | 2 | 2-1590 kCM ACSR | 0 | 0 | 0 | 0 | 0 | 0 | 0 | 0 | 0 | 0 | 0 | 0 | 0 | 0 | 0 | 0 | 0 | 0 | 0 | 0 | 0 | 0 | 0 | 12
NO |  | 131 | 2012 | 0 | 6 | 6 |  | Ramapo 345 KV (L77) | Rock Tavern (CHG&E) | 345 | 345 | Steel Tower | 24.88 | 0 | 1 | 2-1590 kCM ACSR | 0 | 0 | 0 | 0 | 0 | 0 | 0 | 0 | 0 | 0 | 0 | 0 | 0 | 0 | 0 | 0 | 0 | 0 | 0 | 0 | 0 | 0 | 0 | 12
NO |  | 131 | 2012 | 0 | 7 | 7 |  | Ramapo 345 KV (W72) | Ladentown | 345 | 345 | Steel Pole | 0 | 5.28 | 1 | 2-2493 kCM ACAR | 0 | 0 | 0 | 0 | 0 | 0 | 0 | 0 | 0 | 0 | 0 | 0 | 0 | 0 | 0 | 0 | 0 | 0 | 0 | 0 | 0 | 0 | 0 | 12
NO |  | 131 | 2012 | 0 | 8 | 8 |  | Ladentown (Y88) | Buchanan (Con Ed) | 345 | 345 | Steel Pole | 0 | 9.37 | 1 | 2-2493 kCM ACAR | 0 | 0 | 0 | 0 | 0 | 0 | 0 | 0 | 0 | 0 | 0 | 0 | 0 | 0 | 0 | 0 | 0 | 0 | 0 | 0 | 0 | 0 | 0 | 12
NO |  | 131 | 2012 | 0 | 9 | 9 |  | Ramapo 345 KV (L94) | Buchanan (Con Ed) | 345 | 345 | Steel Pole | 14.65 | 0 | 1 | 2-2493 kCM ACAR | 0 | 0 | 0 | 0 | 0 | 0 | 0 | 0 | 0 | 0 | 0 | 0 | 0 | 0 | 0 | 0 | 0 | 0 | 0 | 0 | 0 | 0 | 0 | 12
NO |  | 131 | 2012 | 0 | 10 | 10 |  | Ramapo 138 KV (L26) | Sugarloaf | 138 | 115 | Wood | 1.21 | 0 | 1 | 1272 kCM ACSR | 0 | 0 | 0 | 0 | 0 | 0 | 0 | 0 | 0 | 0 | 0 | 0 | 0 | 0 | 0 | 0 | 0 | 0 | 0 | 0 | 0 | 0 | 0 | 12
NO |  | 131 | 2012 | 0 | 11 | 11 |  | Ramapo 138 KV (L26) | Sugarloaf | 138 | 115 | Steel Tower | 0.86 | 0 | 1 | 1033.5 kCM ACSR | 0 | 0 | 0 | 0 | 0 | 0 | 0 | 0 | 0 | 0 | 0 | 0 | 0 | 0 | 0 | 0 | 0 | 0 | 0 | 0 | 0 | 0 | 0 | 12
NO |  | 131 | 2012 | 0 | 12 | 12 |  | Ramapo 138 KV (L26) | Sugarloaf | 138 | 115 | Steel Tower | 14.64 | 0 | 1 | 2-336.4 kCM ACSR | 0 | 0 | 0 | 0 | 0 | 0 | 0 | 0 | 0 | 0 | 0 | 0 | 0 | 0 | 0 | 0 | 0 | 0 | 0 | 0 | 0 | 0 | 0 | 12
NO |  | 131 | 2012 | 0 | 13 | 13 |  | Shoemaker 138 KV (L27) | Chester 138 KV | 138 | 138 | Steel Pole | 0 | 0.86 | 1 | 1033.5 kCM ACSR | 0 | 0 | 0 | 0 | 0 | 0 | 0 | 0 | 0 | 0 | 0 | 0 | 0 | 0 | 0 | 0 | 0 | 0 | 0 | 0 | 0 | 0 | 0 | 12
NO |  | 131 | 2012 | 0 | 14 | 14 |  | Shoemaker 138 KV (L27) | Chester 138 KV | 138 | 138 | Wood | 5.32 | 0 | 1 | 795 kCM ACSR | 0 | 0 | 0 | 0 | 0 | 0 | 0 | 0 | 0 | 0 | 0 | 0 | 0 | 0 | 0 | 0 | 0 | 0 | 0 | 0 | 0 | 0 | 0 | 12
NO |  | 131 | 2012 | 0 | 15 | 15 |  | Shoemaker 138 KV (L27) | Chester 138 KV | 138 | 115 | Steel Tower | 2.18 | 0 | 1 | 2-336.4 kCM ACSR | 0 | 0 | 0 | 0 | 0 | 0 | 0 | 0 | 0 | 0 | 0 | 0 | 0 | 0 | 0 | 0 | 0 | 0 | 0 | 0 | 0 | 0 | 0 | 12
NO |  | 131 | 2012 | 0 | 16 | 16 |  | Shoemaker 138 KV (L27) | Chester 138 KV | 138 | 138 | Wood | 1.34 | 0 | 1 | 794 kCM ACSR | 0 | 0 | 0 | 0 | 0 | 0 | 0 | 0 | 0 | 0 | 0 | 0 | 0 | 0 | 0 | 0 | 0 | 0 | 0 | 0 | 0 | 0 | 0 | 12
NO |  | 131 | 2012 | 0 | 17 | 17 |  | Chester 138 KV (L271) | Sugarloaf | 138 | 138 | Wood | 2.4 | 0 | 1 | 795 kCM ACSR | 0 | 0 | 0 | 0 | 0 | 0 | 0 | 0 | 0 | 0 | 0 | 0 | 0 | 0 | 0 | 0 | 0 | 0 | 0 | 0 | 0 | 0 | 0 | 12
NO |  | 131 | 2012 | 0 | 18 | 18 |  | Middletown Tap (L29) | Shoemaker | 138 | 138 | Steel Pole | 0.87 | 0 | 1 | 2-1033.5 kCM ACSR | 0 | 0 | 0 | 0 | 0 | 0 | 0 | 0 | 0 | 0 | 0 | 0 | 0 | 0 | 0 | 0 | 0 | 0 | 0 | 0 | 0 | 0 | 0 | 12
NO |  | 131 | 2012 | 0 | 19 | 19 |  | Ramapo 138 KV (L51) | NY/NJ Stateline | 138 | 138 | Wood | 0 | 1.21 | 1 | 1272 kCM ACSR | 0 | 0 | 0 | 0 | 0 | 0 | 0 | 0 | 0 | 0 | 0 | 0 | 0 | 0 | 0 | 0 | 0 | 0 | 0 | 0 | 0 | 0 | 0 | 12
NO |  | 131 | 2012 | 0 | 20 | 20 |  | Ramapo 138 KV (L51) | NY/NJ Stateline | 138 | 138 | Steel Tower | 0 | 0.86 | 1 | 1033.5 kCM ACSR | 0 | 0 | 0 | 0 | 0 | 0 | 0 | 0 | 0 | 0 | 0 | 0 | 0 | 0 | 0 | 0 | 0 | 0 | 0 | 0 | 0 | 0 | 0 | 12
NO |  | 131 | 2012 | 0 | 21 | 21 |  | Ramapo 138 KV (L51) | NY/NJ Stateline | 138 | 138 | Steel Tower | 1.11 | 0 | 1 | 1033.5 kCM ACSR | 0 | 0 | 0 | 0 | 0 | 0 | 0 | 0 | 0 | 0 | 0 | 0 | 0 | 0 | 0 | 0 | 0 | 0 | 0 | 0 | 0 | 0 | 0 | 12
NO |  | 131 | 2012 | 0 | 22 | 22 |  | Ramapo 138 KV (L52) | Hillburn | 138 | 138 | Wood & Steel | 1.98 | 0 | 1 | 1272 kCM ACSR | 0 | 0 | 0 | 0 | 0 | 0 | 0 | 0 | 0 | 0 | 0 | 0 | 0 | 0 | 0 | 0 | 0 | 0 | 0 | 0 | 0 | 0 | 0 | 12
NO |  | 131 | 2012 | 0 | 23 | 23 |  | Lovett 138 KV (L53) | West Haverstraw 138 KV | 138 | 138 | Underground | 0.92 | 0 | 1 | 2000 kCM Cu. | 0 | 0 | 0 | 0 | 0 | 0 | 0 | 0 | 0 | 0 | 0 | 0 | 0 | 0 | 0 | 0 | 0 | 0 | 0 | 0 | 0 | 0 | 0 | 12
NO |  | 131 | 2012 | 0 | 24 | 24 |  | Lovett 138 KV (L53) | West Haverstraw 138 KV | 138 | 138 | Steel Tower | 3.31 | 0 | 1 | 795 kCM ACSR | 0 | 0 | 0 | 0 | 0 | 0 | 0 | 0 | 0 | 0 | 0 | 0 | 0 | 0 | 0 | 0 | 0 | 0 | 0 | 0 | 0 | 0 | 0 | 12
NO |  | 131 | 2012 | 0 | 25 | 25 |  | West Haverstraw 138KV(L530) | New Hempstead | 138 | 138 | Wood & Steel | 4.21 | 0 | 1 | 795 kCM ACSR | 0 | 0 | 0 | 0 | 0 | 0 | 0 | 0 | 0 | 0 | 0 | 0 | 0 | 0 | 0 | 0 | 0 | 0 | 0 | 0 | 0 | 0 | 0 | 12
NO |  | 131 | 2012 | 0 | 26 | 26 |  | New Hempstead (L531) | New Square No. Trans Str. | 138 | 138 | Wood & Steel | 0.5 | 0 | 1 | 795 kCM ACSR | 0 | 0 | 0 | 0 | 0 | 0 | 0 | 0 | 0 | 0 | 0 | 0 | 0 | 0 | 0 | 0 | 0 | 0 | 0 | 0 | 0 | 0 | 0 | 12
NO |  | 131 | 2012 | 0 | 27 | 27 |  | New Sq No Trans Str. (L531) | New Square No. Trans Str. | 138 | 138 | Underground | 0.58 | 0 | 1 |  | 0 | 0 | 0 | 0 | 0 | 0 | 0 | 0 | 0 | 0 | 0 | 0 | 0 | 0 | 0 | 0 | 0 | 0 | 0 | 0 | 0 | 0 | 0 | 12
NO |  | 131 | 2012 | 0 | 28 | 28 |  | New Sq So Trans Str. (L531) | Burns 138 KV | 138 | 138 | Steel Tower | 1.57 | 0 | 1 | 795.kCM ACSR | 0 | 0 | 0 | 0 | 0 | 0 | 0 | 0 | 0 | 0 | 0 | 0 | 0 | 0 | 0 | 0 | 0 | 0 | 0 | 0 | 0 | 0 | 0 | 12
NO |  | 131 | 2012 | 0 | 29 | 29 |  | Lovett 138 KV (L54) | Stony Point 138 KV | 138 | 138 | Underground | 0.93 | 0 | 1 | 2000 kCM Cu. | 0 | 0 | 0 | 0 | 0 | 0 | 0 | 0 | 0 | 0 | 0 | 0 | 0 | 0 | 0 | 0 | 0 | 0 | 0 | 0 | 0 | 0 | 0 | 12
NO |  | 131 | 2012 | 0 | 30 | 30 |  | Lovett 138 KV (L54) | Stony Point 138 KV | 138 | 138 | Steel Tower | 0 | 1.39 | 1 | 795 kCM ACSR | 0 | 0 | 0 | 0 | 0 | 0 | 0 | 0 | 0 | 0 | 0 | 0 | 0 | 0 | 0 | 0 | 0 | 0 | 0 | 0 | 0 | 0 | 0 | 12
NO |  | 131 | 2012 | 0 | 31 | 31 |  | West Haverstraw 138 KV(L541 | New Square No. Trans Str. | 138 | 138 | Wood & Steel | 4.71 | 0 | 1 | 795 kCM ACSR | 0 | 0 | 0 | 0 | 0 | 0 | 0 | 0 | 0 | 0 | 0 | 0 | 0 | 0 | 0 | 0 | 0 | 0 | 0 | 0 | 0 | 0 | 0 | 12
NO |  | 131 | 2012 | 0 | 32 | 32 |  | New Square No. Trans (L541) | New Square So. Trans Str. | 138 | 138 | Underground | 0.58 | 0 | 0 |  | 0 | 0 | 0 | 0 | 0 | 0 | 0 | 0 | 0 | 0 | 0 | 0 | 0 | 0 | 0 | 0 | 0 | 0 | 0 | 0 | 0 | 0 | 0 | 12
NO |  | 131 | 2012 | 0 | 33 | 33 |  | New Square So. Trans (L541) | Burns 138 KV | 138 | 138 | Steel Tower | 1.57 | 0 | 0 | 795 kCM ACSR | 0 | 0 | 0 | 0 | 0 | 0 | 0 | 0 | 0 | 0 | 0 | 0 | 0 | 0 | 0 | 0 | 0 | 0 | 0 | 0 | 0 | 0 | 0 | 12
NO |  | 131 | 2012 | 0 | 34 | 34 |  | Stoney Point 138 KV (L542) | West Haverstraw 138 KV | 138 | 138 | Steel Tower | 0 | 1.94 | 1 | 795 kCM ACSR | 0 | 0 | 0 | 0 | 0 | 0 | 0 | 0 | 0 | 0 | 0 | 0 | 0 | 0 | 0 | 0 | 0 | 0 | 0 | 0 | 0 | 0 | 0 | 12
NO |  | 131 | 2012 | 0 | 35 | 35 |  | Lovett 138 KV (L56) | Minisceongo Switch | 138 | 138 | Wood & Steel | 0.32 | 3.38 | 1 | 795 kCM ACSR | 0 | 0 | 0 | 0 | 0 | 0 | 0 | 0 | 0 | 0 | 0 | 0 | 0 | 0 | 0 | 0 | 0 | 0 | 0 | 0 | 0 | 0 | 0 | 12
NO |  | 131 | 2012 | 1 | 1 | 1 |  | Minisceongo Switch (L56) | Bowline 138 KV | 138 | 138 | Underground | 0.67 | 0 | 1 | 2000 kCM Cu. | 0 | 0 | 0 | 0 | 0 | 0 | 0 | 0 | 0 | 0 | 0 | 0 | 0 | 0 | 0 | 0 | 0 | 0 | 0 | 0 | 0 | 0 | 0 | 12
NO |  | 131 | 2012 | 1 | 2 | 2 |  | Bowline 138 KV (L561) | Minisceongo Switch | 138 | 138 | Underground | 0.67 | 0 | 1 | 2000 kCM Cu. | 0 | 0 | 0 | 0 | 0 | 0 | 0 | 0 | 0 | 0 | 0 | 0 | 0 | 0 | 0 | 0 | 0 | 0 | 0 | 0 | 0 | 0 | 0 | 12
NO |  | 131 | 2012 | 1 | 3 | 3 |  | Minisceongo Switch (L561) | Congers | 138 | 138 | Wood | 0 | 6.32 | 1 | 1272 kCM ACSR | 0 | 0 | 0 | 0 | 0 | 0 | 0 | 0 | 0 | 0 | 0 | 0 | 0 | 0 | 0 | 0 | 0 | 0 | 0 | 0 | 0 | 0 | 0 | 12
NO |  | 131 | 2012 | 1 | 4 | 4 |  | Congers (L562) | West Nyack | 138 | 138 | Wood | 2.37 | 0 | 1 | 1272 kCM ACSR | 0 | 0 | 0 | 0 | 0 | 0 | 0 | 0 | 0 | 0 | 0 | 0 | 0 | 0 | 0 | 0 | 0 | 0 | 0 | 0 | 0 | 0 | 0 | 12
NO |  | 131 | 2012 | 1 | 5 | 5 |  | Congers (L562) | West Nyack | 138 | 138 | Wood & Steel | 0.38 | 0 | 1 | 1272 kCM ACSR | 0 | 0 | 0 | 0 | 0 | 0 | 0 | 0 | 0 | 0 | 0 | 0 | 0 | 0 | 0 | 0 | 0 | 0 | 0 | 0 | 0 | 0 | 0 | 12
NO |  | 131 | 2012 | 1 | 6 | 6 |  | Congers (L562) | West Nyack | 138 | 138 | Wood & Steel | 0.44 | 0 | 1 | 795 kCM ACSR | 0 | 0 | 0 | 0 | 0 | 0 | 0 | 0 | 0 | 0 | 0 | 0 | 0 | 0 | 0 | 0 | 0 | 0 | 0 | 0 | 0 | 0 | 0 | 12
NO |  | 131 | 2012 | 1 | 7 | 7 |  | Ramapo 138 KV (L60) | Tallman 138 KV | 138 | 138 | Wood & Steel | 0 | 1.6 | 1 | 1272 kCM ACSS | 0 | 0 | 0 | 0 | 0 | 0 | 0 | 0 | 0 | 0 | 0 | 0 | 0 | 0 | 0 | 0 | 0 | 0 | 0 | 0 | 0 | 0 | 0 | 12
NO |  | 131 | 2012 | 1 | 8 | 8 |  | Ramapo 138 KV (L60) | Tallman 138 KV | 138 | 138 | Wood & Steel | 2.7 | 0 | 1 | 1272 kCM ACSS | 0 | 0 | 0 | 0 | 0 | 0 | 0 | 0 | 0 | 0 | 0 | 0 | 0 | 0 | 0 | 0 | 0 | 0 | 0 | 0 | 0 | 0 | 0 | 12
NO |  | 131 | 2012 | 1 | 9 | 9 |  | Tallman 138 KV (L602) | Monsey 138 KV | 138 | 138 | Wood & Steel | 3.2 | 0 | 1 | 1272 kCM ACSS | 0 | 0 | 0 | 0 | 0 | 0 | 0 | 0 | 0 | 0 | 0 | 0 | 0 | 0 | 0 | 0 | 0 | 0 | 0 | 0 | 0 | 0 | 0 | 12
NO |  | 131 | 2012 | 1 | 10 | 10 |  | Monsey 138 KV (L601) | Burns 138 KV | 138 | 138 | Wood & Steel | 2.9 | 0 | 1 | 1272 kCM ACSS | 0 | 0 | 0 | 0 | 0 | 0 | 0 | 0 | 0 | 0 | 0 | 0 | 0 | 0 | 0 | 0 | 0 | 0 | 0 | 0 | 0 | 0 | 0 | 12
NO |  | 131 | 2012 | 1 | 11 | 11 |  | West Haverstraw 345KV(194E) | West Haverstraw 138 KV | 138 | 138 | Underground | 0.13 | 0 | 1 | 2000 kCM Cu. | 0 | 0 | 0 | 0 | 0 | 0 | 0 | 0 | 0 | 0 | 0 | 0 | 0 | 0 | 0 | 0 | 0 | 0 | 0 | 0 | 0 | 0 | 0 | 12
NO |  | 131 | 2012 | 1 | 12 | 12 |  | West Haverstraw 345KV(194W) | West Haverstraw 138 KV | 138 | 138 | Underground | 0.13 | 0 | 1 | 2000 kCM Cu. | 0 | 0 | 0 | 0 | 0 | 0 | 0 | 0 | 0 | 0 | 0 | 0 | 0 | 0 | 0 | 0 | 0 | 0 | 0 | 0 | 0 | 0 | 0 | 12
NO |  | 131 | 2012 | 1 | 13 | 13 |  | Burns (L702) | Corporte Drive | 138 | 138 | Wood | 0.25 | 0 | 1 | 795 kCM ACSR | 0 | 0 | 0 | 0 | 0 | 0 | 0 | 0 | 0 | 0 | 0 | 0 | 0 | 0 | 0 | 0 | 0 | 0 | 0 | 0 | 0 | 0 | 0 | 12
NO |  | 131 | 2012 | 1 | 14 | 14 |  | Burns (L702) | Corporte Drive | 138 | 138 | Wood & Steel | 4.1 | 0.66 | 1 | 556.5 kCM ACSR | 0 | 0 | 0 | 0 | 0 | 0 | 0 | 0 | 0 | 0 | 0 | 0 | 0 | 0 | 0 | 0 | 0 | 0 | 0 | 0 | 0 | 0 | 0 | 12
NO |  | 131 | 2012 | 1 | 15 | 15 |  | Burns (L702) | Corporte Drive | 138 | 138 | Steel Pole | 3.28 | 0 | 1 | 1590 kCM ACSR | 0 | 0 | 0 | 0 | 0 | 0 | 0 | 0 | 0 | 0 | 0 | 0 | 0 | 0 | 0 | 0 | 0 | 0 | 0 | 0 | 0 | 0 | 0 | 12
NO |  | 131 | 2012 | 1 | 16 | 16 |  | Burns (L702) | Corporte Drive | 138 | 138 | Underground | 1.86 | 0 | 1 | 3500 KCM XLPE | 0 | 0 | 0 | 0 | 0 | 0 | 0 | 0 | 0 | 0 | 0 | 0 | 0 | 0 | 0 | 0 | 0 | 0 | 0 | 0 | 0 | 0 | 0 | 12
NO |  | 131 | 2012 | 1 | 17 | 17 |  | Corporate Drive | NY/NJ Stateline | 138 | 138 | Underground | 1.86 | 0 | 1 | 3500KCM XLPE | 0 | 0 | 0 | 0 | 0 | 0 | 0 | 0 | 0 | 0 | 0 | 0 | 0 | 0 | 0 | 0 | 0 | 0 | 0 | 0 | 0 | 0 | 0 | 12
NO |  | 131 | 2012 | 1 | 18 | 18 |  | Corporate Drive | NY/NJ Stateline | 138 | 138 | Steel Pole | 1.3 | 0 | 1 | 1590 kCM ACSR | 0 | 0 | 0 | 0 | 0 | 0 | 0 | 0 | 0 | 0 | 0 | 0 | 0 | 0 | 0 | 0 | 0 | 0 | 0 | 0 | 0 | 0 | 0 | 12
NO |  | 131 | 2012 | 1 | 19 | 19 |  | Sugarloaf (CHG&E) (SL) | Sugarloaf | 115 | 115 | Wood | 0.08 | 0 | 1 | 795 kCM ACSR | 0 | 0 | 0 | 0 | 0 | 0 | 0 | 0 | 0 | 0 | 0 | 0 | 0 | 0 | 0 | 0 | 0 | 0 | 0 | 0 | 0 | 0 | 0 | 12
NO |  | 131 | 2012 | 1 | 20 | 20 |  | Vic.Monroe (L's SL94&SL95) | Vic. Oxford Tap(CHG&E Lines | 0 | 115 | Steel Tower | 1.4 | 1.4 | 2 | 2/0 CW Cu. | 0 | 0 | 0 | 0 | 0 | 0 | 0 | 0 | 0 | 0 | 0 | 0 | 0 | 0 | 0 | 0 | 0 | 0 | 0 | 0 | 0 | 0 | 0 | 12
NO |  | 131 | 2012 | 1 | 21 | 21 |  | Swinging Bridge (L9) | Mongaup | 69 | 69 | Wood | 3.2 | 0 | 1 | #2 Cu. | 0 | 0 | 0 | 0 | 0 | 0 | 0 | 0 | 0 | 0 | 0 | 0 | 0 | 0 | 0 | 0 | 0 | 0 | 0 | 0 | 0 | 0 | 0 | 12
NO |  | 131 | 2012 | 1 | 22 | 22 |  | Shoemaker 69 KV (L11) | Westtown | 69 | 69 | Wood Steel | 10 | 0 | 1 | 336.4 kCM ACSS | 0 | 0 | 0 | 0 | 0 | 0 | 0 | 0 | 0 | 0 | 0 | 0 | 0 | 0 | 0 | 0 | 0 | 0 | 0 | 0 | 0 | 0 | 0 | 12
NO |  | 131 | 2012 | 1 | 23 | 23 |  | Westtown (L111) | Port Jervis 69 KV | 34.5 | 69 | Wood Steel | 12 | 0 | 1 | 366.4 kCM ACSS | 0 | 0 | 0 | 0 | 0 | 0 | 0 | 0 | 0 | 0 | 0 | 0 | 0 | 0 | 0 | 0 | 0 | 0 | 0 | 0 | 0 | 0 | 0 | 12
NO |  | 131 | 2012 | 1 | 24 | 24 |  | Mongaup (L12) | Shoemaker | 69 | 69 | Steel Tower | 21.11 | 0 | 1 | 4/0 Cu. | 0 | 0 | 0 | 0 | 0 | 0 | 0 | 0 | 0 | 0 | 0 | 0 | 0 | 0 | 0 | 0 | 0 | 0 | 0 | 0 | 0 | 0 | 0 | 12
NO |  | 131 | 2012 | 1 | 25 | 25 |  | Mongaup (L13) | Cuddebackville | 69 | 69 | Steel Tower | 0 | 10.03 | 1 | 4/0 Cu. | 0 | 0 | 0 | 0 | 0 | 0 | 0 | 0 | 0 | 0 | 0 | 0 | 0 | 0 | 0 | 0 | 0 | 0 | 0 | 0 | 0 | 0 | 0 | 12
NO |  | 131 | 2012 | 1 | 26 | 26 |  | Cuddebackville (L131) | Mongaup | 69 | 69 | Steel Tower | 0 | 11.08 | 1 | 4/0 Cu. | 0 | 0 | 0 | 0 | 0 | 0 | 0 | 0 | 0 | 0 | 0 | 0 | 0 | 0 | 0 | 0 | 0 | 0 | 0 | 0 | 0 | 0 | 0 | 12
NO |  | 131 | 2012 | 1 | 27 | 27 |  | Shoemaker 69 KV (L14) | Westtown | 69 | 69 | Wood & Steel | 0 | 10 | 1 | 336.4 kCM ACSS | 0 | 0 | 0 | 0 | 0 | 0 | 0 | 0 | 0 | 0 | 0 | 0 | 0 | 0 | 0 | 0 | 0 | 0 | 0 | 0 | 0 | 0 | 0 | 12
NO |  | 131 | 2012 | 1 | 28 | 28 |  | Westtown (L14) | Port Jervis 69 KV | 0 | 69 | Wood & Steel | 0 | 12 | 1 | 336.4 kCM ACSS | 0 | 0 | 0 | 0 | 0 | 0 | 0 | 0 | 0 | 0 | 0 | 0 | 0 | 0 | 0 | 0 | 0 | 0 | 0 | 0 | 0 | 0 | 0 | 12
NO |  | 131 | 2012 | 1 | 29 | 29 |  | Mongaup (L15) | Rio | 69 | 69 | Steel Tower | 5.29 | 0 | 1 | 4/0 Cu. | 0 | 0 | 0 | 0 | 0 | 0 | 0 | 0 | 0 | 0 | 0 | 0 | 0 | 0 | 0 | 0 | 0 | 0 | 0 | 0 | 0 | 0 | 0 | 12
NO |  | 131 | 2012 | 1 | 30 | 30 |  | Sugarloaf (L24, 25) | Shoemaker | 69 | 115 | Steel Tower | 9.66 | 9.66 | 2 | 336.4 kCM ACSR | 0 | 0 | 0 | 0 | 0 | 0 | 0 | 0 | 0 | 0 | 0 | 0 | 0 | 0 | 0 | 0 | 0 | 0 | 0 | 0 | 0 | 0 | 0 | 12
NO |  | 131 | 2012 | 1 | 31 | 31 |  | Sugarloaf (L24, 25) | Shoemaker | 69 | 115 | Wood | 2.34 | 2.34 | 2 | 795 kCM ACSR | 0 | 0 | 0 | 0 | 0 | 0 | 0 | 0 | 0 | 0 | 0 | 0 | 0 | 0 | 0 | 0 | 0 | 0 | 0 | 0 | 0 | 0 | 0 | 12
NO |  | 131 | 2012 | 1 | 32 | 32 |  | Hillburn (L31) | Sloatsburg | 69 | 69 | Wood | 1.76 | 0 | 1 | 795 kCM ACSR | 0 | 0 | 0 | 0 | 0 | 0 | 0 | 0 | 0 | 0 | 0 | 0 | 0 | 0 | 0 | 0 | 0 | 0 | 0 | 0 | 0 | 0 | 0 | 12
NO |  | 131 | 2012 | 1 | 33 | 33 |  | Hillburn (L31) | Sloatsburg | 69 | 69 | Wood & Steel | 1.24 | 0 | 1 | 795 kCM ACSR | 0 | 0 | 0 | 0 | 0 | 0 | 0 | 0 | 0 | 0 | 0 | 0 | 0 | 0 | 0 | 0 | 0 | 0 | 0 | 0 | 0 | 0 | 0 | 12
NO |  | 131 | 2012 | 1 | 34 | 34 |  | Sloatsburg (L311) | Harriman | 69 | 69 | Wood | 3.31 | 0.4 | 1 | 795 kCM ACSR | 0 | 0 | 0 | 0 | 0 | 0 | 0 | 0 | 0 | 0 | 0 | 0 | 0 | 0 | 0 | 0 | 0 | 0 | 0 | 0 | 0 | 0 | 0 | 12
NO |  | 131 | 2012 | 1 | 35 | 35 |  | Sloatsburg (L311) | Harriman | 69 | 69 | Wood & Steel | 8.95 | 0 | 1 | 795 kCM ACSR | 0 | 0 | 0 | 0 | 0 | 0 | 0 | 0 | 0 | 0 | 0 | 0 | 0 | 0 | 0 | 0 | 0 | 0 | 0 | 0 | 0 | 0 | 0 | 12
NO |  | 131 | 2012 | 2 | 1 | 1 |  | Harriman (L312) | Monroe | 69 | 69 | Wood & Steel | 3.04 | 0 | 1 | 795 kCM ACSR&1272 | 0 | 0 | 0 | 0 | 0 | 0 | 0 | 0 | 0 | 0 | 0 | 0 | 0 | 0 | 0 | 0 | 0 | 0 | 0 | 0 | 0 | 0 | 0 | 12
NO |  | 131 | 2012 | 2 | 2 | 2 |  | Monroe (L313) | Sugarloaf | 69 | 69 | Wood | 4.49 | 0 | 1 | kCM ACSS at ends | 0 | 0 | 0 | 0 | 0 | 0 | 0 | 0 | 0 | 0 | 0 | 0 | 0 | 0 | 0 | 0 | 0 | 0 | 0 | 0 | 0 | 0 | 0 | 12
NO |  | 131 | 2012 | 2 | 3 | 3 |  | NJ/NY Stateline (L43) | Blue Hill | 69 | 69 | Underground | 0.6 | 0 | 1 | 750 kCM AI. | 0 | 0 | 0 | 0 | 0 | 0 | 0 | 0 | 0 | 0 | 0 | 0 | 0 | 0 | 0 | 0 | 0 | 0 | 0 | 0 | 0 | 0 | 0 | 12
NO |  | 131 | 2012 | 2 | 4 | 4 |  | NJ/NY Stateline (L44) | Blue Hill | 69 | 69 | Underground | 0.6 | 0 | 1 | 750 kCM AI. | 0 | 0 | 0 | 0 | 0 | 0 | 0 | 0 | 0 | 0 | 0 | 0 | 0 | 0 | 0 | 0 | 0 | 0 | 0 | 0 | 0 | 0 | 0 | 12
NO |  | 131 | 2012 | 2 | 5 | 5 |  | NJ/NY Stateline (L46) | NY/NJ Stateline | 69 | 69 | Wood | 0.03 | 0 | 1 | 795 kCM ACSR | 0 | 0 | 0 | 0 | 0 | 0 | 0 | 0 | 0 | 0 | 0 | 0 | 0 | 0 | 0 | 0 | 0 | 0 | 0 | 0 | 0 | 0 | 0 | 12
NO |  | 131 | 2012 | 2 | 6 | 6 |  | Burns (L49) | Nanuet | 69 | 69 | Wood & Steel | 2.59 | 0 | 1 | 795 kCM ACSR | 0 | 0 | 0 | 0 | 0 | 0 | 0 | 0 | 0 | 0 | 0 | 0 | 0 | 0 | 0 | 0 | 0 | 0 | 0 | 0 | 0 | 0 | 0 | 12
NO |  | 131 | 2012 | 2 | 7 | 7 |  | Nanuet (L491) | NY/NJ Stateline | 69 | 69 | Wood & Steel | 3.03 | 0 | 1 | 795 kCM ACSR | 0 | 0 | 0 | 0 | 0 | 0 | 0 | 0 | 0 | 0 | 0 | 0 | 0 | 0 | 0 | 0 | 0 | 0 | 0 | 0 | 0 | 0 | 0 | 12
NO |  | 131 | 2012 | 2 | 8 | 8 |  | Tap (L491) | Pearl River | 69 | 69 | Wood & Steel | 0.11 | 0 | 1 | 4/0 Cu. | 0 | 0 | 0 | 0 | 0 | 0 | 0 | 0 | 0 | 0 | 0 | 0 | 0 | 0 | 0 | 0 | 0 | 0 | 0 | 0 | 0 | 0 | 0 | 12
NO |  | 131 | 2012 | 2 | 9 | 9 |  | Lovett 69KV (L55) | Cedar Switch | 69 | 69 | Wood & Steel | 2.21 | 0 | 1 | 556.5 kCM ACSR | 0 | 0 | 0 | 0 | 0 | 0 | 0 | 0 | 0 | 0 | 0 | 0 | 0 | 0 | 0 | 0 | 0 | 0 | 0 | 0 | 0 | 0 | 0 | 12
NO |  | 131 | 2012 | 2 | 10 | 10 |  | Cedar Switch (L551) | West Nyack | 69 | 69 | Wood | 9.74 | 0 | 1 | 795 kCM ACSR | 0 | 0 | 0 | 0 | 0 | 0 | 0 | 0 | 0 | 0 | 0 | 0 | 0 | 0 | 0 | 0 | 0 | 0 | 0 | 0 | 0 | 0 | 0 | 12
NO |  | 131 | 2012 | 2 | 11 | 11 |  | Cedar Switch (L551) | West Nyack | 69 | 69 | Wood & Steel | 0.74 | 0 | 1 | 795 kCM ACSR | 0 | 0 | 0 | 0 | 0 | 0 | 0 | 0 | 0 | 0 | 0 | 0 | 0 | 0 | 0 | 0 | 0 | 0 | 0 | 0 | 0 | 0 | 0 | 12
NO |  | 131 | 2012 | 2 | 12 | 12 |  | Hillburn (L65) | NY/NJ Stateline | 69 | 69 | Wood | 0.12 | 0 | 1 | 1033.5 kCM ACSR | 0 | 0 | 0 | 0 | 0 | 0 | 0 | 0 | 0 | 0 | 0 | 0 | 0 | 0 | 0 | 0 | 0 | 0 | 0 | 0 | 0 | 0 | 0 | 12
NO |  | 131 | 2012 | 2 | 13 | 13 |  | Hillburn (L65) | NY/NJ Stateline | 69 | 69 | Steel Tower | 0 | 1.07 | 1 | 1033.5 kCM ACSR | 0 | 0 | 0 | 0 | 0 | 0 | 0 | 0 | 0 | 0 | 0 | 0 | 0 | 0 | 0 | 0 | 0 | 0 | 0 | 0 | 0 | 0 | 0 | 12
NO |  | 131 | 2012 | 2 | 14 | 14 |  | West Nyack (L701) | NY/NJ Stateline | 69 | 69 | Steel Pole | 0 | 4.63 | 1 | 1590 kCM ACSR | 0 | 0 | 0 | 0 | 0 | 0 | 0 | 0 | 0 | 0 | 0 | 0 | 0 | 0 | 0 | 0 | 0 | 0 | 0 | 0 | 0 | 0 | 0 | 12
NO |  | 131 | 2012 | 2 | 15 | 15 |  | Cedar Switch (L71) | Grassy Point | 69 | 69 | Wood | 0.47 | 0 | 1 | 336.4 kCM ACSR | 0 | 0 | 0 | 0 | 0 | 0 | 0 | 0 | 0 | 0 | 0 | 0 | 0 | 0 | 0 | 0 | 0 | 0 | 0 | 0 | 0 | 0 | 0 | 12
NO |  | 131 | 2012 | 2 | 16 | 16 |  | Aluf (L748) | Orangeburg | 69 | 69 | Wood | 0.26 | 0 | 1 | 795 kCM ACSR | 0 | 0 | 0 | 0 | 0 | 0 | 0 | 0 | 0 | 0 | 0 | 0 | 0 | 0 | 0 | 0 | 0 | 0 | 0 | 0 | 0 | 0 | 0 | 12
NO |  | 131 | 2012 | 2 | 17 | 17 |  | Orangeburg (L749) | Rockland County Sewer Dist. | 69 | 69 | Wood | 0.56 | 0 | 1 | 556.5 kCM ACSR | 0 | 0 | 0 | 0 | 0 | 0 | 0 | 0 | 0 | 0 | 0 | 0 | 0 | 0 | 0 | 0 | 0 | 0 | 0 | 0 | 0 | 0 | 0 | 12
NO |  | 131 | 2012 | 2 | 18 | 18 |  | West Nyack (L75) | Aluf | 69 | 69 | Wood & Steel | 3.48 | 0 | 1 | 795 kCM ACSR | 0 | 0 | 0 | 0 | 0 | 0 | 0 | 0 | 0 | 0 | 0 | 0 | 0 | 0 | 0 | 0 | 0 | 0 | 0 | 0 | 0 | 0 | 0 | 12
NO |  | 131 | 2012 | 2 | 19 | 19 |  | Rockland Co. Sewer Dist. | Sparkill | 69 | 69 | Wood | 1.2 | 0 | 1 | 556.5 kCM ACSR | 0 | 0 | 0 | 0 | 0 | 0 | 0 | 0 | 0 | 0 | 0 | 0 | 0 | 0 | 0 | 0 | 0 | 0 | 0 | 0 | 0 | 0 | 0 | 12
NO |  | 131 | 2012 | 2 | 20 | 20 |  | Sparkill (L751) | NY/NJ Stateline | 69 | 69 | Wood & Steel | 1.43 | 0 | 1 | 336.4 kCM ACSR | 0 | 0 | 0 | 0 | 0 | 0 | 0 | 0 | 0 | 0 | 0 | 0 | 0 | 0 | 0 | 0 | 0 | 0 | 0 | 0 | 0 | 0 | 0 | 12
NO |  | 131 | 2012 | 2 | 21 | 21 |  | Hillburn (L89) | NY/NJ Stateline | 69 | 69 | Wood & Steel | 0 | 1.24 | 1 | 795 kCM ACSR | 0 | 0 | 0 | 0 | 0 | 0 | 0 | 0 | 0 | 0 | 0 | 0 | 0 | 0 | 0 | 0 | 0 | 0 | 0 | 0 | 0 | 0 | 0 | 12
NO |  | 131 | 2012 | 2 | 22 | 22 |  | Hillburn (L89) | NY/NJ Stateline | 69 | 69 | Wood & Steel | 0.84 | 0 | 1 | 795 kCM ACSR | 0 | 0 | 0 | 0 | 0 | 0 | 0 | 0 | 0 | 0 | 0 | 0 | 0 | 0 | 0 | 0 | 0 | 0 | 0 | 0 | 0 | 0 | 0 | 12
NO |  | 131 | 2012 | 2 | 23 | 23 |  | Hillburn (L89) | NY/NJ Stateline | 69 | 69 | Wood | 4.36 | 0 | 1 | 795 kCM ACSR | 0 | 0 | 0 | 0 | 0 | 0 | 0 | 0 | 0 | 0 | 0 | 0 | 0 | 0 | 0 | 0 | 0 | 0 | 0 | 0 | 0 | 0 | 0 | 12
NO |  | 131 | 2012 | 2 | 24 | 24 |  | Monroe (L96) | Blooming Grove | 69 | 69 | Wood | 2.86 | 0 | 1 | 2/0 Cu. | 0 | 0 | 0 | 0 | 0 | 0 | 0 | 0 | 0 | 0 | 0 | 0 | 0 | 0 | 0 | 0 | 0 | 0 | 0 | 0 | 0 | 0 | 0 | 12
NO |  | 131 | 2012 | 2 | 25 | 25 |  | Monroe (L96) | Blooming Grove | 69 | 69 | Wood | 1.42 | 0 | 1 | 1/0 Cu. | 0 | 0 | 0 | 0 | 0 | 0 | 0 | 0 | 0 | 0 | 0 | 0 | 0 | 0 | 0 | 0 | 0 | 0 | 0 | 0 | 0 | 0 | 0 | 12
NO |  | 131 | 2012 | 2 | 26 | 26 |  | Sterling Forest (L98) | Lake Road | 69 | 69 | Wood | 1.34 | 0 | 1 | 795 kCM ACSR | 0 | 0 | 0 | 0 | 0 | 0 | 0 | 0 | 0 | 0 | 0 | 0 | 0 | 0 | 0 | 0 | 0 | 0 | 0 | 0 | 0 | 0 | 0 | 12
NO |  | 131 | 2012 | 2 | 27 | 27 |  | Sterling Forest (L98) | Lake Road | 69 | 69 | Wood | 3.19 | 0 | 1 | 4/0 ACSR | 0 | 0 | 0 | 0 | 0 | 0 | 0 | 0 | 0 | 0 | 0 | 0 | 0 | 0 | 0 | 0 | 0 | 0 | 0 | 0 | 0 | 0 | 0 | 12
NO |  | 131 | 2012 | 2 | 28 | 28 |  | Lake Road (L981) | Blue Lake | 69 | 69 | Wood | 0.15 | 0.28 | 1 | 795 kCM ACSR | 0 | 0 | 0 | 0 | 0 | 0 | 0 | 0 | 0 | 0 | 0 | 0 | 0 | 0 | 0 | 0 | 0 | 0 | 0 | 0 | 0 | 0 | 0 | 12
NO |  | 131 | 2012 | 2 | 29 | 29 |  | Lake Road (L981) | Blue Lake | 69 | 69 | Wood | 0.55 | 0 | 1 | 336.4 kCM ACSR | 0 | 0 | 0 | 0 | 0 | 0 | 0 | 0 | 0 | 0 | 0 | 0 | 0 | 0 | 0 | 0 | 0 | 0 | 0 | 0 | 0 | 0 | 0 | 12
NO |  | 131 | 2012 | 2 | 30 | 30 |  | Blue Lake (L982) | NY/NJ Stateline | 69 | 69 | Wood | 0.28 | 0 | 1 | 795 kCM ACSR | 0 | 0 | 0 | 0 | 0 | 0 | 0 | 0 | 0 | 0 | 0 | 0 | 0 | 0 | 0 | 0 | 0 | 0 | 0 | 0 | 0 | 0 | 0 | 12
NO |  | 131 | 2012 | 2 | 31 | 31 |  | Sterling Forest (L99) | Hunt | 69 | 69 | Wood | 3.18 | 0.73 | 1 | 795 kCM ACSR | 0 | 0 | 0 | 0 | 0 | 0 | 0 | 0 | 0 | 0 | 0 | 0 | 0 | 0 | 0 | 0 | 0 | 0 | 0 | 0 | 0 | 0 | 0 | 12
NO |  | 131 | 2012 | 2 | 32 | 32 |  | Hunt (L991) | Wisner | 69 | 69 | Wood | 3.52 | 0 | 1 | 795 kCM ACSR | 0 | 0 | 0 | 0 | 0 | 0 | 0 | 0 | 0 | 0 | 0 | 0 | 0 | 0 | 0 | 0 | 0 | 0 | 0 | 0 | 0 | 0 | 0 | 12
NO |  | 131 | 2012 | 2 | 33 | 33 |  | Wisner (L993) | Sugarloaf | 69 | 69 | Wood | 4.5 | 0 | 1 | 795 kCM ACSR | 0 | 0 | 0 | 0 | 0 | 0 | 0 | 0 | 0 | 0 | 0 | 0 | 0 | 0 | 0 | 0 | 0 | 0 | 0 | 0 | 0 | 0 | 0 | 12
NO |  | 131 | 2012 | 2 | 34 | 34 |  | Shoemaker (L119) | East Walkill | 69 | 69 | Wood | 2.4 | 0 | 1 | 795 kCM ACSR | 0 | 0 | 0 | 0 | 0 | 0 | 0 | 0 | 0 | 0 | 0 | 0 | 0 | 0 | 0 | 0 | 0 | 0 | 0 | 0 | 0 | 0 | 0 | 12
NO |  | 131 | 2012 | 2 | 35 | 35 |  | Shoemaker (L119) | East Walkill | 69 | 69 | Wood & Steel | 1.8 | 0 | 1 | 795 kCM ACSR | 0 | 0 | 0 | 0 | 0 | 0 | 0 | 0 | 0 | 0 | 0 | 0 | 0 | 0 | 0 | 0 | 0 | 0 | 0 | 0 | 0 | 0 | 0 | 12
NO |  | 131 | 2012 | 3 | 1 | 1 |  | Shoemaker (L120) | Silver Lake | 69 | 69 | Wood | 3.14 | 0 | 1 | 795 kCM ACSR | 0 | 0 | 0 | 0 | 0 | 0 | 0 | 0 | 0 | 0 | 0 | 0 | 0 | 0 | 0 | 0 | 0 | 0 | 0 | 0 | 0 | 0 | 0 | 12
NO |  | 131 | 2012 | 3 | 2 | 2 |  | East Walkill (L121) | Silver Lake | 69 | 69 | Wood & Stell | 0 | 1.8 | 1 | 795 kCM ACSR | 0 | 0 | 0 | 0 | 0 | 0 | 0 | 0 | 0 | 0 | 0 | 0 | 0 | 0 | 0 | 0 | 0 | 0 | 0 | 0 | 0 | 0 | 0 | 12
NO |  | 131 | 2012 | 3 | 3 | 3 |  | East Walkill (L121) | Silver Lake | 69 | 69 | Wood | 0.74 | 0 | 1 | 795 kCm ACSR | 0 | 0 | 0 | 0 | 0 | 0 | 0 | 0 | 0 | 0 | 0 | 0 | 0 | 0 | 0 | 0 | 0 | 0 | 0 | 0 | 0 | 0 | 0 | 12
NO |  | 131 | 2012 | 3 | 4 | 4 |  | Silver Lake (L122 | Washington Heights | 69 | 69 | Wood | 1.38 | 0 | 1 | 795 kCM ACSR | 0 | 0 | 0 | 0 | 0 | 0 | 0 | 0 | 0 | 0 | 0 | 0 | 0 | 0 | 0 | 0 | 0 | 0 | 0 | 0 | 0 | 0 | 0 | 12
NO |  | 131 | 2012 | 3 | 5 | 5 |  | Blooming Grove (WM) | Maybrook (CHG&E) | 69 | 69 | Wood | 2.43 | 0 | 1 | 1/0 Cu. | 0 | 0 | 0 | 0 | 0 | 0 | 0 | 0 | 0 | 0 | 0 | 0 | 0 | 0 | 0 | 0 | 0 | 0 | 0 | 0 | 0 | 0 | 0 | 12
NO |  | 131 | 2012 | 3 | 6 | 6 |  | Lovett 69kV (L40) | N.Y. Trap Rock (Tompkins C) | 34.5 | 34.5 | Wood | 0.34 | 0 | 1 | #2 Cu. | 0 | 0 | 0 | 0 | 0 | 0 | 0 | 0 | 0 | 0 | 0 | 0 | 0 | 0 | 0 | 0 | 0 | 0 | 0 | 0 | 0 | 0 | 0 | 12
NO |  | 131 | 2012 | 3 | 7 | 7 |  | NJ/NY Stateline (L45) | Pearl River | 34.5 | 34.5 | Wood & Steel | 1.28 | 0 | 1 | 795 kCM ACSR | 0 | 0 | 0 | 0 | 0 | 0 | 0 | 0 | 0 | 0 | 0 | 0 | 0 | 0 | 0 | 0 | 0 | 0 | 0 | 0 | 0 | 0 | 0 | 12
NO |  | 131 | 2012 | 3 | 8 | 8 |  | Burns (L50) | Pearl River | 34.5 | 34.5 | Wood & Steel | 0 | 1.8 | 1 | 4/0 Cu. | 0 | 0 | 0 | 0 | 0 | 0 | 0 | 0 | 0 | 0 | 0 | 0 | 0 | 0 | 0 | 0 | 0 | 0 | 0 | 0 | 0 | 0 | 0 | 12
NO |  | 131 | 2012 | 3 | 9 | 9 |  | Burns (L50) | Pearl River | 34.5 | 34.5 | Wood & Steel | 0 | 0.82 | 1 | 795 kCM ACSR | 0 | 0 | 0 | 0 | 0 | 0 | 0 | 0 | 0 | 0 | 0 | 0 | 0 | 0 | 0 | 0 | 0 | 0 | 0 | 0 | 0 | 0 | 0 | 12
NO |  | 131 | 2012 | 3 | 10 | 10 |  | Burns (L50) | Pearl River | 34.5 | 34.5 | Wood & Steel | 0 | 1.65 | 1 | 4/0 Cu. | 0 | 0 | 0 | 0 | 0 | 0 | 0 | 0 | 0 | 0 | 0 | 0 | 0 | 0 | 0 | 0 | 0 | 0 | 0 | 0 | 0 | 0 | 0 | 12
NO |  | 131 | 2012 | 3 | 11 | 11 |  | NJ/NY Stateline (L73) | NY/NJ Stateline | 0 | 34.5 | Steel Tower | 0.24 | 0 | 1 | 2/0 Cu. | 0 | 0 | 0 | 0 | 0 | 0 | 0 | 0 | 0 | 0 | 0 | 0 | 0 | 0 | 0 | 0 | 0 | 0 | 0 | 0 | 0 | 0 | 0 | 12
NO |  | 131 | 2012 | 3 | 12 | 12 |  | NJ/NY Stateline (L73) | Airmont | 0 | 34.5 | Wood & Steel | 1.2 | 0 | 1 | 2/0 Cu. | 0 | 0 | 0 | 0 | 0 | 0 | 0 | 0 | 0 | 0 | 0 | 0 | 0 | 0 | 0 | 0 | 0 | 0 | 0 | 0 | 0 | 0 | 0 | 12
NO |  | 131 | 2012 | 3 | 13 | 13 |  | Airmont (L731) | Burns | 0 | 34.5 | Wood & Steel | 4.82 | 0 | 1 | 2/0 CU. | 0 | 0 | 0 | 0 | 0 | 0 | 0 | 0 | 0 | 0 | 0 | 0 | 0 | 0 | 0 | 0 | 0 | 0 | 0 | 0 | 0 | 0 | 0 | 12
NO |  | 131 | 2012 | 3 | 14 | 14 |  | Airmont (L731) | Burns | 0 | 34.5 | Steel Tower | 0.12 | 0 | 1 | 4/0 Cu. | 0 | 0 | 0 | 0 | 0 | 0 | 0 | 0 | 0 | 0 | 0 | 0 | 0 | 0 | 0 | 0 | 0 | 0 | 0 | 0 | 0 | 0 | 0 | 12
NO |  | 131 | 2012 | 3 | 15 | 15 |  | NJ/NY Stateline (L74) | NY/NJ Stateline | 0 | 34.5 | Steel Tower | 0 | 0.24 | 1 | 2/0 Cu. | 0 | 0 | 0 | 0 | 0 | 0 | 0 | 0 | 0 | 0 | 0 | 0 | 0 | 0 | 0 | 0 | 0 | 0 | 0 | 0 | 0 | 0 | 0 | 12
NO |  | 131 | 2012 | 3 | 16 | 16 |  | NJ/NY Stateline (L74) | Monsey | 0 | 34.5 | Wood & Steel | 0 | 3.31 | 1 | 2/0 Cu. | 0 | 0 | 0 | 0 | 0 | 0 | 0 | 0 | 0 | 0 | 0 | 0 | 0 | 0 | 0 | 0 | 0 | 0 | 0 | 0 | 0 | 0 | 0 | 12
NO |  | 131 | 2012 | 3 | 17 | 17 |  | Monsey (L741) | Burns | 0 | 34.5 | Steel Tower | 0 | 2.74 | 1 | 2/0 Cu. | 0 | 0 | 0 | 0 | 0 | 0 | 0 | 0 | 0 | 0 | 0 | 0 | 0 | 0 | 0 | 0 | 0 | 0 | 0 | 0 | 0 | 0 | 0 | 12
NO |  | 131 | 2012 | 3 | 18 | 18 |  | Monsey (L741) | Burns | 0 | 34.5 | Steel Tower | 0 | 0.12 | 1 | 4/0 Cu. | 0 | 0 | 0 | 0 | 0 | 0 | 0 | 0 | 0 | 0 | 0 | 0 | 0 | 0 | 0 | 0 | 0 | 0 | 0 | 0 | 0 | 0 | 0 | 12
NO |  | 131 | 2012 | 3 | 19 | 19 |  | Harriman (L841) | Long Pond Tap | 34.5 | 34.5 | Wood & Steel | 2.1 | 0 | 1 | 2/0 Cu. | 0 | 0 | 0 | 0 | 0 | 0 | 0 | 0 | 0 | 0 | 0 | 0 | 0 | 0 | 0 | 0 | 0 | 0 | 0 | 0 | 0 | 0 | 0 | 12
NO |  | 131 | 2012 | 3 | 20 | 20 |  | Harriman (L841) | Long Pond Tap | 34.5 | 34.5 | Wood & Steel | 4.26 | 0 | 1 | 4/0 ACSR | 0 | 0 | 0 | 0 | 0 | 0 | 0 | 0 | 0 | 0 | 0 | 0 | 0 | 0 | 0 | 0 | 0 | 0 | 0 | 0 | 0 | 0 | 0 | 12
NO |  | 131 | 2012 | 3 | 21 | 21 |  | Harriman (L841) | Long Pond Tap | 34.5 | 34.5 | Wood & Steel | 0.28 | 0 | 1 | 4/0 Cu. | 0 | 0 | 0 | 0 | 0 | 0 | 0 | 0 | 0 | 0 | 0 | 0 | 0 | 0 | 0 | 0 | 0 | 0 | 0 | 0 | 0 | 0 | 0 | 12
NO |  | 131 | 2012 | 3 | 22 | 22 |  | Long Pond Tap (L841) | Highland Falls | 34.5 | 34.5 | Wood | 3.33 | 0 | 1 | 2/0 Cu. | 0 | 0 | 0 | 0 | 0 | 0 | 0 | 0 | 0 | 0 | 0 | 0 | 0 | 0 | 0 | 0 | 0 | 0 | 0 | 0 | 0 | 0 | 0 | 12
NO |  | 131 | 2012 | 3 | 23 | 23 |  | Long Pond Tap (L841) | Highland Falls | 34.5 | 34.5 | Wood | 1.44 | 0 | 1 | 4/0 ACSR | 0 | 0 | 0 | 0 | 0 | 0 | 0 | 0 | 0 | 0 | 0 | 0 | 0 | 0 | 0 | 0 | 0 | 0 | 0 | 0 | 0 | 0 | 0 | 12
NO |  | 131 | 2012 | 3 | 24 | 24 |  | Harriman (L851) | Long Pond Tap | 34.5 | 34.5 | Wood & Steel | 3.32 | 3.33 | 1 | 2/0 Cu. | 0 | 0 | 0 | 0 | 0 | 0 | 0 | 0 | 0 | 0 | 0 | 0 | 0 | 0 | 0 | 0 | 0 | 0 | 0 | 0 | 0 | 0 | 0 | 12
NO |  | 131 | 2012 | 3 | 25 | 25 |  | Long Pond Tap (L851) | West Point #2 (U.S. Gov't) | 34.5 | 34.5 | Wood | 3.38 | 0.55 | 1 | 4/0 ACSR | 0 | 0 | 0 | 0 | 0 | 0 | 0 | 0 | 0 | 0 | 0 | 0 | 0 | 0 | 0 | 0 | 0 | 0 | 0 | 0 | 0 | 0 | 0 | 12
NO |  | 131 | 2012 | 3 | 26 | 26 |  | Long Pond Tap (L851) | West point #2 9 U.S. Gov't) | 34.5 | 34.5 | Wood | 1.49 | 0 | 1 | 556.5 kCm ACSR | 0 | 0 | 0 | 0 | 0 | 0 | 0 | 0 | 0 | 0 | 0 | 0 | 0 | 0 | 0 | 0 | 0 | 0 | 0 | 0 | 0 | 0 | 0 | 12
NO |  | 131 | 2012 | 3 | 27 | 27 |  | West Pt #2 U.S. Gov't (L853 | Highland Falls | 34.5 | 34.5 | Wood | 0 | 2.16 | 1 | 795 kCM ACSR | 0 | 0 | 0 | 0 | 0 | 0 | 0 | 0 | 0 | 0 | 0 | 0 | 0 | 0 | 0 | 0 | 0 | 0 | 0 | 0 | 0 | 0 | 0 | 12
NO |  | 131 | 2012 | 3 | 28 | 28 |  | West Pt #2 U.S. Gov't (L853 | Highland Falls | 34.5 | 34.5 | Wood | 0 | 0.13 | 1 | 2/0 Cu. | 0 | 0 | 0 | 0 | 0 | 0 | 0 | 0 | 0 | 0 | 0 | 0 | 0 | 0 | 0 | 0 | 0 | 0 | 0 | 0 | 0 | 0 | 0 | 12
NO |  | 131 | 2012 | 3 | 29 | 29 |  | Long Pond (L92) | Dean | 34.5 | 34.5 | Wood | 0.09 | 0 | 1 | #2 Cu. | 0 | 0 | 0 | 0 | 0 | 0 | 0 | 0 | 0 | 0 | 0 | 0 | 0 | 0 | 0 | 0 | 0 | 0 | 0 | 0 | 0 | 0 | 0 | 12
NO |  | 131 | 2012 | 3 | 30 | 30 |  | Dean (L92) | Quensboro | 34.5 | 34.5 | Wood | 2.87 | 0 | 1 | #2 Cu. | 0 | 0 | 0 | 0 | 0 | 0 | 0 | 0 | 0 | 0 | 0 | 0 | 0 | 0 | 0 | 0 | 0 | 0 | 0 | 0 | 0 | 0 | 0 | 12
NO |  | 131 | 2012 | 3 | 31 | 31 |  | Highland Falls (L93) | West Pt #1 (U.S. Gov't) | 34.5 | 34.5 | Wood | 0.5 | 0 | 1 | #2 Cu. | 0 | 0 | 0 | 0 | 0 | 0 | 0 | 0 | 0 | 0 | 0 | 0 | 0 | 0 | 0 | 0 | 0 | 0 | 0 | 0 | 0 | 0 | 0 | 12
NO |  | 131 | 2012 | 3 | 32 | 32 |  | Cuddebackville( L3)DX5-3-34 | Wurtsboro | 34.5 | 34 | Wood | 10.09 | 0 | 1 | #1 Cu. Solid | 0 | 0 | 0 | 0 | 0 | 0 | 0 | 0 | 0 | 0 | 0 | 0 | 0 | 0 | 0 | 0 | 0 | 0 | 0 | 0 | 0 | 0 | 0 | 12
NO |  | 131 | 2012 | 3 | 33 | 33 |  | Cuddebackville (L3)DX5-3-34 | Wurtsboro | 34.5 | 34.5 | Wood | 0.93 | 0 | 1 | 2/0 Cu. | 0 | 0 | 0 | 0 | 0 | 0 | 0 | 0 | 0 | 0 | 0 | 0 | 0 | 0 | 0 | 0 | 0 | 0 | 0 | 0 | 0 | 0 | 0 | 12
NO |  | 131 | 2012 | 3 | 34 | 34 |  | Wurtsboro (L3) (DX5-3-34) | Summitville | 34.5 | 34.5 | Wood | 3.58 | 0 | 1 | 1/0 Cu. | 0 | 0 | 0 | 0 | 0 | 0 | 0 | 0 | 0 | 0 | 0 | 0 | 0 | 0 | 0 | 0 | 0 | 0 | 0 | 0 | 0 | 0 | 0 | 12
NO |  | 131 | 2012 | 3 | 35 | 35 |  | Wurtsboro (L3) (DX5-3-34) | Summitville | 34.5 | 34.5 | Wood | 0.25 | 0 | 1 | 2/0 Cu. | 0 | 0 | 0 | 0 | 0 | 0 | 0 | 0 | 0 | 0 | 0 | 0 | 0 | 0 | 0 | 0 | 0 | 0 | 0 | 0 | 0 | 0 | 0 | 12
NO |  | 131 | 2012 | 4 | 1 | 1 |  | Cuddebackville(L4)(DX5-4-34 | Otisville | 34.5 | 34.5 | Wood | 4.1 | 0 | 1 | 336.4 kCM ACSR | 0 | 0 | 0 | 0 | 0 | 0 | 0 | 0 | 0 | 0 | 0 | 0 | 0 | 0 | 0 | 0 | 0 | 0 | 0 | 0 | 0 | 0 | 0 | 12
NO |  | 131 | 2012 | 4 | 2 | 2 |  | Otisville (L4) (DX5-4-34) | Pocatello | 34.5 | 34.5 | Wood | 4.17 | 0 | 1 | 336.4 kCM ACSR | 0 | 0 | 0 | 0 | 0 | 0 | 0 | 0 | 0 | 0 | 0 | 0 | 0 | 0 | 0 | 0 | 0 | 0 | 0 | 0 | 0 | 0 | 0 | 12
NO |  | 131 | 2012 | 4 | 3 | 3 |  | Otisville (L4) (DX5-4-34) | Pocatello | 34.5 | 34.5 | Wood | 2.14 | 0 | 1 | 2/0 Cu. | 0 | 0 | 0 | 0 | 0 | 0 | 0 | 0 | 0 | 0 | 0 | 0 | 0 | 0 | 0 | 0 | 0 | 0 | 0 | 0 | 0 | 0 | 0 | 12
NO |  | 131 | 2012 | 4 | 4 | 4 |  | Pocatello (L4) (DX) | Shoemaker | 34.5 | 34.5 | Wood | 0.26 | 0 | 1 | 2/0 Cu. | 0 | 0 | 0 | 0 | 0 | 0 | 0 | 0 | 0 | 0 | 0 | 0 | 0 | 0 | 0 | 0 | 0 | 0 | 0 | 0 | 0 | 0 | 0 | 12
NO |  | 131 | 2012 | 4 | 5 | 5 |  | Pocatello (L4) (DX) | Shoemaker | 34.5 | 34.5 | Steel Tower | 0.52 | 0 | 1 | 4/0 Cu. | 0 | 0 | 0 | 0 | 0 | 0 | 0 | 0 | 0 | 0 | 0 | 0 | 0 | 0 | 0 | 0 | 0 | 0 | 0 | 0 | 0 | 0 | 0 | 12
NO |  | 131 | 2012 | 4 | 6 | 6 |  | Pocatello (L4) (DX) | Shoemaker | 34.5 | 34.5 | Steel Tower | 1.33 | 0 | 1 | 2/0 Cu. | 0 | 0 | 0 | 0 | 0 | 0 | 0 | 0 | 0 | 0 | 0 | 0 | 0 | 0 | 0 | 0 | 0 | 0 | 0 | 0 | 0 | 0 | 0 | 12
NO |  | 131 | 2012 | 4 | 7 | 7 |  | Wurtsboro (L6) (DX) | Bloomingburg | 34.5 | 34.5 | Wood | 2.72 | 0 | 1 | 1/0 Cu. Solid | 0 | 0 | 0 | 0 | 0 | 0 | 0 | 0 | 0 | 0 | 0 | 0 | 0 | 0 | 0 | 0 | 0 | 0 | 0 | 0 | 0 | 0 | 0 | 12
NO |  | 131 | 2012 | 4 | 8 | 8 |  | Wurtsboro (L6) (DX) | Bloomingburg | 34.5 | 34.5 | Wood | 0.26 | 0 | 1 | 2/0 Cu. | 0 | 0 | 0 | 0 | 0 | 0 | 0 | 0 | 0 | 0 | 0 | 0 | 0 | 0 | 0 | 0 | 0 | 0 | 0 | 0 | 0 | 0 | 0 | 12
NO |  | 131 | 2012 | 4 | 9 | 9 |  | Bloomingburg (L6) (DX) | Pocatello | 34.5 | 34.5 | Wood | 4.82 | 0 | 1 | 1/0 Cu. Solid | 0 | 0 | 0 | 0 | 0 | 0 | 0 | 0 | 0 | 0 | 0 | 0 | 0 | 0 | 0 | 0 | 0 | 0 | 0 | 0 | 0 | 0 | 0 | 12
NO |  | 131 | 2012 | 4 | 10 | 10 |  | BloomingBurg (L6) (DX) | Pocatello | 34.5 | 34.5 | Wood | 1.59 | 2.14 | 1 | 2/0 Cu. | 0 | 0 | 0 | 0 | 0 | 0 | 0 | 0 | 0 | 0 | 0 | 0 | 0 | 0 | 0 | 0 | 0 | 0 | 0 | 0 | 0 | 0 | 0 | 12
NO |  | 131 | 2012 | 4 | 11 | 11 |  | Pocatello(L6) (DX) | Shoemaker | 34.5 | 34.5 | Wood | 0 | 0.27 | 1 | 2/0 Cu. | 0 | 0 | 0 | 0 | 0 | 0 | 0 | 0 | 0 | 0 | 0 | 0 | 0 | 0 | 0 | 0 | 0 | 0 | 0 | 0 | 0 | 0 | 0 | 12
NO |  | 131 | 2012 | 4 | 12 | 12 |  | Pocatello (L6) (DX) | Shoemaker | 34.5 | 34.5 | Steel Tower | 0 | 0.52 | 1 | 4/0 Cu. | 0 | 0 | 0 | 0 | 0 | 0 | 0 | 0 | 0 | 0 | 0 | 0 | 0 | 0 | 0 | 0 | 0 | 0 | 0 | 0 | 0 | 0 | 0 | 12
NO |  | 131 | 2012 | 4 | 13 | 13 |  | Pocatello (L6) (DX) | Shoemaker | 34.5 | 34.5 | Wood & Steel | 0 | 1.36 | 1 | 2/0 Cu. | 0 | 0 | 0 | 0 | 0 | 0 | 0 | 0 | 0 | 0 | 0 | 0 | 0 | 0 | 0 | 0 | 0 | 0 | 0 | 0 | 0 | 0 | 0 | 12
NO |  | 131 | 2012 | 4 | 14 | 14 |  | Port Jervis (L7) DX5-10-34 | NY/PA Stateline | 34.5 | 34.5 | Wood | 0.45 | 0 | 1 | 2/0 Cu. | 0 | 0 | 0 | 0 | 0 | 0 | 0 | 0 | 0 | 0 | 0 | 0 | 0 | 0 | 0 | 0 | 0 | 0 | 0 | 0 | 0 | 0 | 0 | 12
NO |  | 131 | 2012 | 4 | 15 | 15 |  | Port Jervis (L7) DX5-10-34 | NY/PA Stateline | 34.5 | 34.5 | Wood | 0.07 | 0 | 1 | 134.6 kCM ACSR | 0 | 0 | 0 | 0 | 0 | 0 | 0 | 0 | 0 | 0 | 0 | 0 | 0 | 0 | 0 | 0 | 0 | 0 | 0 | 0 | 0 | 0 | 0 | 12
NO |  | 131 | 2012 | 4 | 16 | 16 |  | Rio (L18) (DX) | Port Jervis | 34.5 | 34.5 | Steel Tower | 1.69 | 0 | 1 | 4/0 Cu. | 0 | 0 | 0 | 0 | 0 | 0 | 0 | 0 | 0 | 0 | 0 | 0 | 0 | 0 | 0 | 0 | 0 | 0 | 0 | 0 | 0 | 0 | 0 | 12
NO |  | 131 | 2012 | 4 | 17 | 17 |  | Rio (L18) (DX) | Port Jervis | 34.5 | 34.5 | Wood | 3.83 | 0 | 1 | 2/0 Cu. | 0 | 0 | 0 | 0 | 0 | 0 | 0 | 0 | 0 | 0 | 0 | 0 | 0 | 0 | 0 | 0 | 0 | 0 | 0 | 0 | 0 | 0 | 0 | 12
NO |  | 131 | 2012 | 4 | 18 | 18 |  | Rio (L18) (DX) | Port Jervis | 34.5 | 34.5 | Wood | 0.75 | 0 | 1 | 336.4 kCM ACSR | 0 | 0 | 0 | 0 | 0 | 0 | 0 | 0 | 0 | 0 | 0 | 0 | 0 | 0 | 0 | 0 | 0 | 0 | 0 | 0 | 0 | 0 | 0 | 12
NO |  | 131 | 2012 | 4 | 19 | 19 |  | Rio (L18) (DX) | Port Jervis | 34.5 | 34.5 | Steel | 0.77 | 0 | 1 | 336.4 kCM ACSS | 0 | 0 | 0 | 0 | 0 | 0 | 0 | 0 | 0 | 0 | 0 | 0 | 0 | 0 | 0 | 0 | 0 | 0 | 0 | 0 | 0 | 0 | 0 | 12
NO |  | 131 | 2012 | 4 | 20 | 20 |  | Shoemaker (l19,20) (DX) | Genung Street | 34.5 | 34.5 | Steel Tower | 0.65 | 0.65 | 2 | 4/0 Cu. | 0 | 0 | 0 | 0 | 0 | 0 | 0 | 0 | 0 | 0 | 0 | 0 | 0 | 0 | 0 | 0 | 0 | 0 | 0 | 0 | 0 | 0 | 0 | 12
NO |  | 131 | 2012 | 4 | 21 | 21 |  | Vic. West Haverstraw (L39) | N.Y. Trap Rock(Short Clove) | 34.5 | 34.5 | Wood | 0.57 | 0 | 1 | 795 kCM ACSR | 0 | 0 | 0 | 0 | 0 | 0 | 0 | 0 | 0 | 0 | 0 | 0 | 0 | 0 | 0 | 0 | 0 | 0 | 0 | 0 | 0 | 0 | 0 | 12
NO |  | 131 | 2012 | 4 | 22 | 22 |  | Vic. West Haverstraw (L39) | N.Y. Trap Rock(Short Clove) | 34.5 | 34.5 | Steel Tower | 0.76 | 0 | 1 | 2/0 Cu. | 0 | 0 | 0 | 0 | 0 | 0 | 0 | 0 | 0 | 0 | 0 | 0 | 0 | 0 | 0 | 0 | 0 | 0 | 0 | 0 | 0 | 0 | 0 | 12
NO |  | 131 | 2012 | 4 | 23 | 23 |  | Vic. West Haverstraw (L39) | N.Y. Trap Rock(Short Clove) | 34.5 | 34.5 | Wood | 3.08 | 0 | 1 | 2/0 Cu. | 0 | 0 | 0 | 0 | 0 | 0 | 0 | 0 | 0 | 0 | 0 | 0 | 0 | 0 | 0 | 0 | 0 | 0 | 0 | 0 | 0 | 0 | 0 | 12
NO |  | 131 | 2012 | 4 | 24 | 24 |  | Monroe (L82) (DX) | Chester | 34.5 | 34.5 | Steel Tower | 4.35 | 0 | 1 | 2/0 Cu. | 0 | 0 | 0 | 0 | 0 | 0 | 0 | 0 | 0 | 0 | 0 | 0 | 0 | 0 | 0 | 0 | 0 | 0 | 0 | 0 | 0 | 0 | 0 | 12
NO |  | 131 | 2012 | 4 | 25 | 25 |  | Vic. of Chester (L82) | Vic. of Chester Cable | 34.5 | 34.5 | Steel Tower | 0.31 | 0 | 1 | 2/0 Cu. | 0 | 0 | 0 | 0 | 0 | 0 | 0 | 0 | 0 | 0 | 0 | 0 | 0 | 0 | 0 | 0 | 0 | 0 | 0 | 0 | 0 | 0 | 0 | 12
NO |  | 131 | 2012 | 4 | 26 | 26 |  | Goshen (L822) (DX89-11-34) | Florida | 34.5 | 34.5 | Wood | 3.75 | 0 | 1 | #2 Cu. | 0 | 0 | 0 | 0 | 0 | 0 | 0 | 0 | 0 | 0 | 0 | 0 | 0 | 0 | 0 | 0 | 0 | 0 | 0 | 0 | 0 | 0 | 0 | 12
NO |  | 131 | 2012 | 4 | 27 | 27 |  | Florida (L823) (DX89-11-34) | Pole WFG122(Form. Glenmere) | 34.5 | 34.5 | Wood | 1.7 | 0 | 1 | #2 Cu. | 0 | 0 | 0 | 0 | 0 | 0 | 0 | 0 | 0 | 0 | 0 | 0 | 0 | 0 | 0 | 0 | 0 | 0 | 0 | 0 | 0 | 0 | 0 | 12
NO |  | 131 | 2012 | 4 | 28 | 28 |  | Monroe (L83) (DX) | Chester Tap | 34.5 | 34.5 | Steel Tower | 0 | 4.42 | 1 | 2/0 Cu. | 0 | 0 | 0 | 0 | 0 | 0 | 0 | 0 | 0 | 0 | 0 | 0 | 0 | 0 | 0 | 0 | 0 | 0 | 0 | 0 | 0 | 0 | 0 | 12
NO |  | 131 | 2012 | 4 | 29 | 29 |  | Chester Tap (L83) (DX) | Vic. Rt. 94, Chester | 34.5 | 34.5 | Wood Steel | 0 | 0.85 | 1 | 2/0 Cu. | 0 | 0 | 0 | 0 | 0 | 0 | 0 | 0 | 0 | 0 | 0 | 0 | 0 | 0 | 0 | 0 | 0 | 0 | 0 | 0 | 0 | 0 | 0 | 12
NO |  | 131 | 2012 | 4 | 30 | 30 |  | Pole WFG122 (Form. Glenmere | Pine Island | 34.5 | 34.5 | Wood | 5.78 | 0 | 1 | #2 Cu. | 0 | 0 | 0 | 0 | 0 | 0 | 0 | 0 | 0 | 0 | 0 | 0 | 0 | 0 | 0 | 0 | 0 | 0 | 0 | 0 | 0 | 0 | 0 | 12
NO |  | 131 | 2012 | 4 | 31 | 31 |  | Chester Tap(l91)(DX89-10-34 | Chester Cable | 34.5 | 34.5 | Wood | 0.96 | 0 | 1 | 477 kCM Al. | 0 | 0 | 0 | 0 | 0 | 0 | 0 | 0 | 0 | 0 | 0 | 0 | 0 | 0 | 0 | 0 | 0 | 0 | 0 | 0 | 0 | 0 | 0 | 12
NO |  | 131 | 2012 | 4 | 32 | 32 |  | Decker Switch Tap L6(L100) | Bullville | 34.5 | 34.5 | Wood | 3.95 | 0 | 1 | #2 Cu. | 0 | 0 | 0 | 0 | 0 | 0 | 0 | 0 | 0 | 0 | 0 | 0 | 0 | 0 | 0 | 0 | 0 | 0 | 0 | 0 | 0 | 0 | 0 | 12
NO |  | 131 | 2012 | 4 | 33 | 33 |  | Pocatello (L101) (DX) | Middletown State Hospital | 34.5 | 34.5 | Wood | 1.12 | 0 | 1 | #2 Cu. | 0 | 0 | 0 | 0 | 0 | 0 | 0 | 0 | 0 | 0 | 0 | 0 | 0 | 0 | 0 | 0 | 0 | 0 | 0 | 0 | 0 | 0 | 0 | 12
NO |  | 131 | 2012 | 0 | 36 | 36 |  | TOTAL |  | 0 | 0 |  | 384.19 | 135.03 | 177 |  | 0 | 0 | 0 | 0 | 0 | 0 | 0 | 0 | 0 | 0 | 0 | 0 | 0 | 0 | 0 | 0 | 0 | 0 | 0 | 0 | 0 | 0 | 0 | 12
NO |  | 140 | 2012 | 0 | 36 | 36 |  | TOTAL |  | 0 | 0 |  | 0 | 0 | 0 |  | 0 | 0 | 0 | 0 | 0 | 0 | 0 | 0 | 0 | 0 | 0 | 0 | 0 | 0 | 0 | 0 | 0 | 0 | 0 | 0 | 0 | 0 | 0 | 12
NO |  | 61 | 2012 | 0 | 1 | 1 |  | VT/NH Border | Canadian Border | 0 | 0 |  | 0 | 0 | 0 | 2839.8MCM | 0 | 0 | 0 | 0 | 0 | 0 | 0 | 0 | 0 | 0 | 0 | 0 | 0 | 0 | 0 | 0 | 0 | 0 | 0 | 0 | 0 | 0 | 0 | 12
NO |  | 61 | 2012 | 0 | 2 | 2 |  |  | Metallic Neutral Return | 450 | 450 | H-frame steel | 35 | 0 | 1 | ACSR | 0 | 1563276 | 1563276 | 0 | 0 | 0 | 0 | 0 | 0 | 0 | 0 | 0 | 0 | 0 | 0 | 0 | 0 | 0 | 0 | 0 | 0 | 0 | 0 | 12
SI/SI | A | 61 | 2012 | 0 | 4 | 4 |  |  |  | 115 | 0 | H-frame wood | 2.58 | 0 | 4 | ACSR | 244699 | 776583 | 1021282 | 0 | 0 | 0 | 0 | 0 | 0 | 0 | 0 | 0 | 0 | 0 | 0 | 0 | 0 | 0 | 0 | 0 | 0 | 0 | 0 | 12
NO |  | 61 | 2012 | 0 | 5 | 5 |  |  |  | 69 | 0 | Single Pole | 11.35 | 0 | 5 |  | 0 | 0 | 0 | 0 | 0 | 0 | 0 | 0 | 0 | 0 | 0 | 0 | 0 | 0 | 0 | 0 | 0 | 0 | 0 | 0 | 0 | 0 | 0 | 12
NO |  | 61 | 2012 | 0 | 6 | 6 |  |  |  | 34.5 | 0 | Single Pole | 248.58 | 0 | 35 |  | 0 | 0 | 0 | 0 | 0 | 0 | 0 | 0 | 0 | 0 | 0 | 0 | 0 | 0 | 0 | 0 | 0 | 0 | 0 | 0 | 0 | 0 | 0 | 12
NO |  | 61 | 2012 | 0 | 7 | 7 |  |  |  | 46 | 0 | Single Pole | 16 | 0 | 1 |  | 0 | 0 | 0 | 0 | 0 | 0 | 0 | 0 | 0 | 0 | 0 | 0 | 0 | 0 | 0 | 0 | 0 | 0 | 0 | 0 | 0 | 0 | 0 | 12
NO |  | 61 | 2012 | 0 | 8 | 8 |  |  |  | 13.8 | 0 | Single Pole | 2.44 | 0 | 1 |  | 0 | 0 | 0 | 0 | 0 | 0 | 0 | 0 | 0 | 0 | 0 | 0 | 0 | 0 | 0 | 0 | 0 | 0 | 0 | 0 | 0 | 0 | 0 | 12
NO |  | 61 | 2012 | 0 | 9 | 9 |  |  |  | 0 | 0 | Underground | 0 | 0 | 0 | 750 MCMCU | 0 | 0 | 0 | 0 | 0 | 0 | 0 | 0 | 0 | 0 | 0 | 0 | 0 | 0 | 0 | 0 | 0 | 0 | 0 | 0 | 0 | 0 | 0 | 12
NO |  | 61 | 2012 | 0 | 36 | 36 |  | TOTAL |  | 0 | 0 |  | 998.53 | 10.11 | 175 |  | 4876747 | 52739338 | 57616085 | 735740 | 2895393 | 5755 | 3636888 | 0 | 0 | 0 | 0 | 0 | 0 | 0 | 0 | 0 | 0 | 0 | 0 | 0 | 0 | 0 | 0 | 12
NO |  | 61 | 2012 | 0 | 21 | 21 |  |  |  | 0 | 0 | (H. Frame) | 23.22 | 0 | 0 |  | 0 | 0 | 0 | 0 | 0 | 0 | 0 | 0 | 0 | 0 | 0 | 0 | 0 | 0 | 0 | 0 | 0 | 0 | 0 | 0 | 0 | 0 | 0 | 12
NO |  | 61 | 2012 | 0 | 22 | 22 |  |  |  | 0 | 0 | (Steel Tower) | 1.26 | 0 | 0 |  | 0 | 0 | 0 | 0 | 0 | 0 | 0 | 0 | 0 | 0 | 0 | 0 | 0 | 0 | 0 | 0 | 0 | 0 | 0 | 0 | 0 | 0 | 0 | 12
NO |  | 61 | 2012 | 0 | 24 | 24 |  | Various | Various | 46 | 46 | H. Frame | 0 | 4.92 | 1 |  | 0 | 0 | 0 | 0 | 0 | 0 | 0 | 0 | 0 | 0 | 0 | 0 | 0 | 0 | 0 | 0 | 0 | 0 | 0 | 0 | 0 | 0 | 0 | 12
NO |  | 61 | 2012 | 0 | 25 | 25 |  |  |  | 0 | 0 | (Wood Pole) | 0 | 0.6 | 0 |  | 0 | 0 | 0 | 0 | 0 | 0 | 0 | 0 | 0 | 0 | 0 | 0 | 0 | 0 | 0 | 0 | 0 | 0 | 0 | 0 | 0 | 0 | 0 | 12
SI/SI | A | 61 | 2012 | 0 | 11 | 11 |  | Marble Street#2 | Center Rutland | 11 | 11 | Wood Pole | 2.75 | 0 | 1 | #2AL | 0 | 44734 | 44734 | 0 | 0 | 0 | 0 | 0 | 0 | 0 | 0 | 0 | 0 | 0 | 0 | 0 | 0 | 0 | 0 | 0 | 0 | 0 | 0 | 12
SI/SI | A | 61 | 2012 | 0 | 13 | 13 |  | Various | Various | 34.5 | 34.5 | Wood Pole | 121.37 | 1.67 | 22 | Various | 358753 | 5306498 | 5665251 | 113112 | 317431 | 885 | 431428 | 0 | 0 | 0 | 0 | 0 | 0 | 0 | 0 | 0 | 0 | 0 | 0 | 0 | 0 | 0 | 0 | 12
NO |  | 61 | 2012 | 0 | 14 | 14 |  |  |  | 0 | 0 | (H. Frame) | 3.72 | 0 | 0 |  | 0 | 0 | 0 | 0 | 0 | 0 | 0 | 0 | 0 | 0 | 0 | 0 | 0 | 0 | 0 | 0 | 0 | 0 | 0 | 0 | 0 | 0 | 0 | 12
NO |  | 61 | 2012 | 0 | 15 | 15 |  |  |  | 0 | 0 | (Steel Tower) | 0.16 | 0 | 0 |  | 0 | 0 | 0 | 0 | 0 | 0 | 0 | 0 | 0 | 0 | 0 | 0 | 0 | 0 | 0 | 0 | 0 | 0 | 0 | 0 | 0 | 0 | 0 | 12
NO |  | 61 | 2012 | 0 | 17 | 17 |  | Various | Various | 34.5 | 34.5 | H. Frame | 3.79 | 0 | 1 |  | 0 | 0 | 0 | 0 | 0 | 0 | 0 | 0 | 0 | 0 | 0 | 0 | 0 | 0 | 0 | 0 | 0 | 0 | 0 | 0 | 0 | 0 | 0 | 12
NO |  | 61 | 2012 | 0 | 18 | 18 |  |  |  | 0 | 0 | (Wood Pole) | 3.28 | 0 | 0 |  | 0 | 0 | 0 | 0 | 0 | 0 | 0 | 0 | 0 | 0 | 0 | 0 | 0 | 0 | 0 | 0 | 0 | 0 | 0 | 0 | 0 | 0 | 0 | 12
SI/SI | A | 61 | 2012 | 0 | 20 | 20 |  | Various | Various | 46 | 46 | Wood Pole | 503.69 | 2.92 | 97 | Various | 3087216 | 22814039 | 25901255 | 570696 | 2571920 | 4464 | 3147080 | 0 | 0 | 0 | 0 | 0 | 0 | 0 | 0 | 0 | 0 | 0 | 0 | 0 | 0 | 0 | 0 | 12
SI/SI | A | 61 | 2012 | 0 | 27 | 27 |  | Various | Various | 69 | 69 | Wood Pole | 0.74 | 0 | 3 | Various | 13430 | 1515639 | 1529069 | 0 | 0 | 0 | 0 | 0 | 0 | 0 | 0 | 0 | 0 | 0 | 0 | 0 | 0 | 0 | 0 | 0 | 0 | 0 | 0 | 12
NO |  | 61 | 2012 | 0 | 28 | 28 |  |  |  | 0 | 0 | (H. Frame) | 0.11 | 0 | 0 |  | 0 | 0 | 0 | 0 | 0 | 0 | 0 | 0 | 0 | 0 | 0 | 0 | 0 | 0 | 0 | 0 | 0 | 0 | 0 | 0 | 0 | 0 | 0 | 12
NO |  | 61 | 2012 | 0 | 30 | 30 |  | Various | Various | 69 | 69 | H. Frame | 9.04 | 0 | 1 |  | 0 | 0 | 0 | 0 | 0 | 0 | 0 | 0 | 0 | 0 | 0 | 0 | 0 | 0 | 0 | 0 | 0 | 0 | 0 | 0 | 0 | 0 | 0 | 12
NO |  | 61 | 2012 | 0 | 31 | 31 |  |  |  | 0 | 0 | (Wood Pole) | 1.26 | 0 | 0 |  | 0 | 0 | 0 | 0 | 0 | 0 | 0 | 0 | 0 | 0 | 0 | 0 | 0 | 0 | 0 | 0 | 0 | 0 | 0 | 0 | 0 | 0 | 0 | 12
SI/SI | A | 61 | 2012 | 1 | 3 | 3 |  | Total | Group | 115 | 0 |  | 998.53 | 10.11 | 175 |  | 4070923 | 33061985 | 37132908 | 735740 | 2895393 | 5755 | 3636888 | 0 | 0 | 0 | 0 | 0 | 0 | 0 | 0 | 0 | 0 | 0 | 0 | 0 | 0 | 0 | 0 | 12
NO |  | 61 | 2012 | 1 | 4 | 4 |  | Total | Group | 69 | 0 |  | 0 | 0 | 0 |  | 0 | 0 | 0 | 0 | 0 | 0 | 0 | 0 | 0 | 0 | 0 | 0 | 0 | 0 | 0 | 0 | 0 | 0 | 0 | 0 | 0 | 0 | 0 | 12
NO |  | 61 | 2012 | 1 | 5 | 5 |  | Total | Group | 34.5 | 0 |  | 0 | 0 | 0 |  | 0 | 0 | 0 | 0 | 0 | 0 | 0 | 0 | 0 | 0 | 0 | 0 | 0 | 0 | 0 | 0 | 0 | 0 | 0 | 0 | 0 | 0 | 0 | 12
NO |  | 61 | 2012 | 1 | 6 | 6 |  | Total | Group | 13.8 | 0 |  | 0 | 0 | 0 |  | 0 | 0 | 0 | 0 | 0 | 0 | 0 | 0 | 0 | 0 | 0 | 0 | 0 | 0 | 0 | 0 | 0 | 0 | 0 | 0 | 0 | 0 | 0 | 12
NO |  | 61 | 2012 | 1 | 7 | 7 |  | Less than 132KV |  | 0 | 0 |  | 0 | 0 | 0 |  | 805824 | 19677353 | 20483177 | 0 | 0 | 0 | 0 | 0 | 0 | 0 | 0 | 0 | 0 | 0 | 0 | 0 | 0 | 0 | 0 | 0 | 0 | 0 | 0 | 12
SI/SI | A | 61 | 2012 | 1 | 8 | 8 |  | Total | Group | 34.5 | 0 | Sh/Wd | 0 | 0 | 0 |  | 805824 | 19677353 | 20483177 | 0 | 0 | 0 | 0 | 0 | 0 | 0 | 0 | 0 | 0 | 0 | 0 | 0 | 0 | 0 | 0 | 0 | 0 | 0 | 0 | 12
SI/SI | A | 61 | 2012 | 0 | 33 | 33 |  | Ladder Hill | Vernon Road | 115 | 115 | Wood Pole | 0.61 | 0 | 1 | 795 ACRS | 19819 | 49034 | 68853 | 0 | 0 | 0 | 0 | 0 | 0 | 0 | 0 | 0 | 0 | 0 | 0 | 0 | 0 | 0 | 0 | 0 | 0 | 0 | 0 | 12
NO |  | 61 | 2012 | 0 | 35 | 35 |  | Canadian Boarder | Highgate Converter | 120 | 120 | H. Frame | 7.58 | 0 | 1 | 954 ACRS | 347006 | 992182 | 1339188 | 51932 | 6042 | 406 | 58380 | 0 | 0 | 0 | 0 | 0 | 0 | 0 | 0 | 0 | 0 | 0 | 0 | 0 | 0 | 0 | 0 | 12
NO |  | 98 | 2012 | 0 | 1 | 1 |  | Kettle River | Denham | 500 | 500 | Steel Twr. | 7.79 | 0 | 1 | 1192 ACSR | 462475 | 1741198 | 2203673 | 0 | 0 | 0 | 0 | 620980113 | 0 | 0 | 0 | 0 | 0 | 0 | 0 | 0 | 0 | 0 | 0 | 0 | 0 | 0 | 0 | 12
NO |  | 98 | 2012 | 0 | 3 | 3 |  | Monticello | Querry | 345 | 345 | Steel Pole | 28.77 | 0 | 1 | 954 ACSR | 0 | 12789771 | 12789771 | 0 | 0 | 0 | 0 | 620980114 | 0 | 0 | 0 | 0 | 0 | 0 | 0 | 0 | 0 | 0 | 0 | 0 | 0 | 0 | 0 | 12
NO |  | 98 | 2012 | 0 | 5 | 5 |  | Square Butte (MN Portion) | Arrowhead DC Line | 250 | 250 | Steel Twr. | 231.56 | 0 | 1 | 2839 ACSR | 999800 | 15776284 | 16776084 | 0 | 0 | 0 | 0 | 620980121 | 0 | 0 | 0 | 0 | 0 | 0 | 0 | 0 | 0 | 0 | 0 | 0 | 0 | 0 | 0 | 12
NO |  | 98 | 2012 | 0 | 6 | 6 |  | Square Butte (ND Portion) | Arrowhead DC Line | 250 | 250 | Steel Twr. | 233.81 | 0 | 1 | 2839 ACSR | 1322744 | 22595829 | 23918573 | 0 | 0 | 0 | 0 | 0 | 0 | 0 | 0 | 0 | 0 | 0 | 0 | 0 | 0 | 0 | 0 | 0 | 0 | 0 | 0 | 12
NO |  | 98 | 2012 | 0 | 8 | 8 |  | Arrowhead | Forbes | 230 | 230 | H-Frame-Wd | 47.53 | 0 | 1 | 1033 ACSS/TW | 6486884 | 66098041 | 72584925 | 0 | 0 | 0 | 0 | 0 | 0 | 0 | 0 | 0 | 0 | 0 | 0 | 0 | 0 | 0 | 0 | 0 | 0 | 0 | 0 | 12
NO |  | 98 | 2012 | 0 | 9 | 9 |  | Boswell | Blackberry | 230 | 230 | H-Frame-Wd | 18.84 | 2.4 | 1 | 1431 ACSR | 0 | 0 | 0 | 0 | 0 | 0 | 0 | 0 | 0 | 0 | 0 | 0 | 0 | 0 | 0 | 0 | 0 | 0 | 0 | 0 | 0 | 0 | 0 | 12
NO |  | 98 | 2012 | 0 | 10 | 10 |  | Boswell | Blackberry | 230 | 230 | H-Frame-Wd | 18.4 | 0.29 | 1 | 1590 ACSR | 0 | 0 | 0 | 0 | 0 | 0 | 0 | 0 | 0 | 0 | 0 | 0 | 0 | 0 | 0 | 0 | 0 | 0 | 0 | 0 | 0 | 0 | 0 | 12
NO |  | 98 | 2012 | 0 | 11 | 11 |  | Boswell | Shannon | 230 | 230 | H-Frame-Wd | 40.11 | 0 | 1 | 1590 ACSR | 0 | 0 | 0 | 0 | 0 | 0 | 0 | 0 | 0 | 0 | 0 | 0 | 0 | 0 | 0 | 0 | 0 | 0 | 0 | 0 | 0 | 0 | 0 | 12
NO |  | 98 | 2012 | 0 | 12 | 12 |  | Bison | Square Butte | 230 | 230 | H-Frame-Wd | 22.19 | 0 | 1 | 1780 ACSR | 0 | 0 | 0 | 0 | 0 | 0 | 0 | 0 | 0 | 0 | 0 | 0 | 0 | 0 | 0 | 0 | 0 | 0 | 0 | 0 | 0 | 0 | 0 | 12
NO |  | 98 | 2012 | 0 | 13 | 13 |  | Bear Creek | Kettle River | 230 | 230 | H-Frame-Wd | 11.8 | 0 | 1 | 795 ACSR | 0 | 0 | 0 | 0 | 0 | 0 | 0 | 0 | 0 | 0 | 0 | 0 | 0 | 0 | 0 | 0 | 0 | 0 | 0 | 0 | 0 | 0 | 0 | 12
NO |  | 98 | 2012 | 0 | 14 | 14 |  | Bodoura | Hubbard | 230 | 230 | H-Frame-Wd | 14.99 | 0 | 1 | 795 ACSR | 0 | 0 | 0 | 0 | 0 | 0 | 0 | 0 | 0 | 0 | 0 | 0 | 0 | 0 | 0 | 0 | 0 | 0 | 0 | 0 | 0 | 0 | 0 | 12
NO |  | 98 | 2012 | 0 | 15 | 15 |  | Hubbard | Shell River | 230 | 230 | H-Frame-Wd | 4.53 | 0 | 1 | 795 ACSR | 0 | 0 | 0 | 0 | 0 | 0 | 0 | 0 | 0 | 0 | 0 | 0 | 0 | 0 | 0 | 0 | 0 | 0 | 0 | 0 | 0 | 0 | 0 | 12
NO |  | 98 | 2012 | 0 | 16 | 16 |  | Riverton | Badoura | 230 | 230 | H-Frame-Wd | 46.41 | 0 | 1 | 795 ACSR | 0 | 0 | 0 | 0 | 0 | 0 | 0 | 0 | 0 | 0 | 0 | 0 | 0 | 0 | 0 | 0 | 0 | 0 | 0 | 0 | 0 | 0 | 0 | 12
NO |  | 98 | 2012 | 0 | 17 | 17 |  | Riverton | Blackberry | 230 | 230 | H-Frame-Wd | 67.23 | 0 | 1 | 795 ACSR | 0 | 0 | 0 | 0 | 0 | 0 | 0 | 0 | 0 | 0 | 0 | 0 | 0 | 0 | 0 | 0 | 0 | 0 | 0 | 0 | 0 | 0 | 0 | 12
NO |  | 98 | 2012 | 0 | 18 | 18 |  | Riverton | Staples | 230 | 230 | H-Frame-Wd | 35.96 | 0 | 1 | 795 ACSR | 0 | 0 | 0 | 0 | 0 | 0 | 0 | 0 | 0 | 0 | 0 | 0 | 0 | 0 | 0 | 0 | 0 | 0 | 0 | 0 | 0 | 0 | 0 | 12
NO |  | 98 | 2012 | 0 | 19 | 19 |  | Arrowhead | Blackberry | 230 | 230 | H-Frame-Wd | 71.95 | 0 | 1 | 954 ACSR | 0 | 0 | 0 | 0 | 0 | 0 | 0 | 0 | 0 | 0 | 0 | 0 | 0 | 0 | 0 | 0 | 0 | 0 | 0 | 0 | 0 | 0 | 0 | 12
NO |  | 98 | 2012 | 0 | 20 | 20 |  | Blackberry | Forbes | 230 | 230 | H-Frame-Wd | 34.3 | 0 | 1 | 954 ACSR | 0 | 0 | 0 | 0 | 0 | 0 | 0 | 0 | 0 | 0 | 0 | 0 | 0 | 0 | 0 | 0 | 0 | 0 | 0 | 0 | 0 | 0 | 0 | 12
NO |  | 98 | 2012 | 0 | 21 | 21 |  | Forbes | Minntac | 230 | 230 | H-Frame-Wd | 25.53 | 0.55 | 1 | 954 ACSR | 0 | 0 | 0 | 0 | 0 | 0 | 0 | 0 | 0 | 0 | 0 | 0 | 0 | 0 | 0 | 0 | 0 | 0 | 0 | 0 | 0 | 0 | 0 | 12
NO |  | 98 | 2012 | 0 | 22 | 22 |  | Shannon | Little Fork | 230 | 230 | H-Frame-Wd | 89.13 | 0 | 1 | 954 ACSR | 0 | 0 | 0 | 0 | 0 | 0 | 0 | 0 | 0 | 0 | 0 | 0 | 0 | 0 | 0 | 0 | 0 | 0 | 0 | 0 | 0 | 0 | 0 | 12
NO |  | 98 | 2012 | 0 | 23 | 23 |  | Shannon | Mintac | 230 | 230 | H-Frame-Wd | 23.14 | 0.55 | 1 | 954 ACSR | 0 | 0 | 0 | 0 | 0 | 0 | 0 | 0 | 0 | 0 | 0 | 0 | 0 | 0 | 0 | 0 | 0 | 0 | 0 | 0 | 0 | 0 | 0 | 12
SI/NO | A | 98 | 2012 | 0 | 30 | 30 |  | Silver Bay | Taconite Harbor | 115 | 115 | H-Frame-Wd | 24.86 | 0 | 1 | 636 ACSR | 9268627 | 72293838 | 81562465 | 0 | 0 | 0 | 1786662.1547 | 0 | 0 | 0 | 0 | 0 | 0 | 0 | 0 | 0 | 0 | 0 | 0 | 0 | 0 | 0 | 0 | 12
SI/NO | A | 98 | 2012 | 0 | 31 | 31 |  | Various | Various | 115 | 115 | H-Frame-Wd | 18.43 | 0 | 5 | 1272 ACSR | 0 | 0 | 0 | 0 | 0 | 0 | 0 | 620980115 | 0 | 0 | 0 | 0 | 0 | 0 | 0 | 0 | 0 | 0 | 0 | 0 | 0 | 0 | 0 | 12
SI/NO | A | 98 | 2012 | 0 | 32 | 32 |  | Various | Various | 115 | 115 | H-Frame-Wd | 383.07 | 21.28 | 32 | 636 ACSR | 0 | 0 | 0 | 0 | 0 | 0 | 0 | 620980116 | 0 | 0 | 0 | 0 | 0 | 0 | 0 | 0 | 0 | 0 | 0 | 0 | 0 | 0 | 0 | 12
SI/NO | A | 98 | 2012 | 0 | 33 | 33 |  | Various | Various | 115 | 115 | H-Frame-Wd | 389.91 | 0.96 | 19 | 336 ACSR | 0 | 0 | 0 | 0 | 0 | 0 | 0 | 620980117 | 0 | 0 | 0 | 0 | 0 | 0 | 0 | 0 | 0 | 0 | 0 | 0 | 0 | 0 | 0 | 12
SI/NO | A | 98 | 2012 | 0 | 34 | 34 |  | Various | Various | 115 | 115 | H-Frame-Wd | 343.9 | 3.14 | 13 | 4/0 CU | 0 | 0 | 0 | 0 | 0 | 0 | 0 | 620980118 | 0 | 0 | 0 | 0 | 0 | 0 | 0 | 0 | 0 | 0 | 0 | 0 | 0 | 0 | 0 | 12
SI/NO | A | 98 | 2012 | 0 | 35 | 35 |  | Various | Various | 115 | 115 | H-Frame-Wd | 15.32 | 2.96 | 4 | 954 ACSR | 0 | 0 | 0 | 0 | 0 | 0 | 0 | 620980119 | 0 | 0 | 0 | 0 | 0 | 0 | 0 | 0 | 0 | 0 | 0 | 0 | 0 | 0 | 0 | 12
SI/NO | A | 98 | 2012 | 1 | 1 | 1 |  | Various | Various | 115 | 115 | H-Frame-Wd | 1.88 | 0 | 2 | 1590 ACSR | 0 | 0 | 0 | 0 | 0 | 0 | 0 | 620980120 | 0 | 0 | 0 | 0 | 0 | 0 | 0 | 0 | 0 | 0 | 0 | 0 | 0 | 0 | 0 | 12
NO |  | 98 | 2012 | 0 | 36 | 36 |  | TOTAL |  | 0 | 0 |  | 2527 | 96.78 | 104 |  | 18765061 | 195947195 | 214712256 | 0 | 0 | 0 | 0 | 0 | 0 | 0 | 0 | 0 | 0 | 0 | 0 | 0 | 0 | 0 | 0 | 0 | 0 | 0 | 0 | 12
NO |  | 98 | 2012 | 0 | 24 | 24 |  | Arrowhead | Bear Creek | 230 | 230 | H-Frame-Wd | 55.25 | 0 | 1 | 795 ACSR | 0 | 0 | 0 | 0 | 0 | 0 | 0 | 0 | 0 | 0 | 0 | 0 | 0 | 0 | 0 | 0 | 0 | 0 | 0 | 0 | 0 | 0 | 0 | 12
NO |  | 98 | 2012 | 0 | 27 | 27 |  | Hoyt Lakes | Laskin | 138 | 138 | H-Frame-Wd | 8.01 | 0 | 1 | 636 ACSR | 105246 | 1753505 | 1858751 | 0 | 0 | 0 | 0 | 0 | 0 | 0 | 0 | 0 | 0 | 0 | 0 | 0 | 0 | 0 | 0 | 0 | 0 | 0 | 0 | 12
SI/NO | A | 98 | 2012 | 1 | 2 | 2 |  | Fond du Lac HE | Hibbard | 115 | 115 | H-Frame-Wd | 11.33 | 0.42 | 1 | 2/0 CU | 0 | 0 | 0 | 0 | 0 | 0 | 0 | 0 | 0 | 0 | 0 | 0 | 0 | 0 | 0 | 0 | 0 | 0 | 0 | 0 | 0 | 0 | 0 | 12
NO |  | 98 | 2012 | 0 | 25 | 25 |  | Bemidji | Grand Rapids | 230 | 230 | H-Frame-Steel | 70.4 | 0 | 1 | 795 ACSR | 0 | 0 | 0 | 0 | 0 | 0 | 0 | 0 | 0 | 0 | 0 | 0 | 0 | 0 | 0 | 0 | 0 | 0 | 0 | 0 | 0 | 0 | 0 | 12
NO |  | 98 | 2012 | 0 | 28 | 28 |  | Taconite Harbor | Erie | 138 | 138 | Steel Twr. | 120 | 60 | 2 | 477 ACSR | 119285 | 2850835 | 2970120 | 0 | 0 | 0 | 0 | 0 | 0 | 0 | 0 | 0 | 0 | 0 | 0 | 0 | 0 | 0 | 0 | 0 | 0 | 0 | 0 | 12
SI/NO | A | 98 | 2012 | 1 | 3 | 3 |  | Arrowhead | 15th Avenue West | 115 | 115 | Steel Pole | 10.45 | 4.23 | 1 | 636 ACSR | 0 | 0 | 0 | 0 | 0 | 0 | 0 | 0 | 0 | 0 | 0 | 0 | 0 | 0 | 0 | 0 | 0 | 0 | 0 | 0 | 0 | 0 | 0 | 12
SI/NO | A | 98 | 2012 | 1 | 5 | 5 |  | UPA Tap | Hinckley | 69 | 69 | Sgl-Pole Wd | 0.22 | 0 | 1 | 336 ACSR | 0 | 47894 | 47894 | 0 | 0 | 0 | 1049.1394 | 0 | 0 | 0 | 0 | 0 | 0 | 0 | 0 | 0 | 0 | 0 | 0 | 0 | 0 | 0 | 0 | 12
NO |  | 282 | 2012 | 0 | 1 | 1 |  | ALLEN SWITCH | RENNER SWITCH | 345 | 345 | S-T | 6.04 | 0 | 1 | 2-795 ACSR | 0 | 0 | 0 | 0 | 0 | 0 | 0 | 0 | 0 | 0 | 0 | 0 | 0 | 0 | 0 | 0 | 0 | 0 | 0 | 0 | 0 | 0 | 0 | 12
NO |  | 282 | 2012 | 0 | 2 | 2 |  | ALLEN SWITCH | PLANO TENNYSON | 345 | 345 | S-T | 6.19 | 0 | 1 | 2-1590 ACSR | 0 | 0 | 0 | 0 | 0 | 0 | 0 | 0 | 0 | 0 | 0 | 0 | 0 | 0 | 0 | 0 | 0 | 0 | 0 | 0 | 0 | 0 | 0 | 12
NO |  | 282 | 2012 | 0 | 3 | 3 |  | ANNA SWITCH | COLLIN SWITCH 345 | 345 | 345 | S-T | 12.98 | 0 | 1 | 2-795 ACSR | 0 | 0 | 0 | 0 | 0 | 0 | 0 | 0 | 0 | 0 | 0 | 0 | 0 | 0 | 0 | 0 | 0 | 0 | 0 | 0 | 0 | 0 | 0 | 12
NO |  | 282 | 2012 | 0 | 4 | 4 |  | BELL COUNTY EAST SWITCH | TNP #1 | 345 | 345 | S-T | 0 | 41.3 | 1 |  | 0 | 0 | 0 | 0 | 0 | 0 | 0 | 0 | 0 | 0 | 0 | 0 | 0 | 0 | 0 | 0 | 0 | 0 | 0 | 0 | 0 | 0 | 0 | 12
NO |  | 282 | 2012 | 0 | 5 | 5 |  | BELL COUNTY EAST SWTICH | TNP #2 | 345 | 345 | S-T | 41.3 | 0 | 1 |  | 0 | 0 | 0 | 0 | 0 | 0 | 0 | 0 | 0 | 0 | 0 | 0 | 0 | 0 | 0 | 0 | 0 | 0 | 0 | 0 | 0 | 0 | 0 | 12
NO |  | 282 | 2012 | 0 | 6 | 6 |  | BENBROOK SWITCH | PARKER SWITCH | 345 | 345 | S-T | 17.92 | 0 | 1 |  | 0 | 0 | 0 | 0 | 0 | 0 | 0 | 0 | 0 | 0 | 0 | 0 | 0 | 0 | 0 | 0 | 0 | 0 | 0 | 0 | 0 | 0 | 0 | 12
NO |  | 282 | 2012 | 0 | 7 | 7 |  | BENBROOK SWITCH | DECORDOVA SWITCH | 345 | 345 | S-T | 26.57 | 0 | 1 | 795 ACSR | 0 | 0 | 0 | 0 | 0 | 0 | 0 | 0 | 0 | 0 | 0 | 0 | 0 | 0 | 0 | 0 | 0 | 0 | 0 | 0 | 0 | 0 | 0 | 12
NO |  | 282 | 2012 | 0 | 8 | 8 |  | BENBROOK SWITCH | EVERMAN SWITCH | 345 | 345 | S-T | 29.16 | 0 | 1 | 795 ACSR | 0 | 0 | 0 | 0 | 0 | 0 | 0 | 0 | 0 | 0 | 0 | 0 | 0 | 0 | 0 | 0 | 0 | 0 | 0 | 0 | 0 | 0 | 0 | 12
NO |  | 282 | 2012 | 0 | 9 | 9 |  | BIG BROWN SWITCH | JEWETT | 345 | 345 | S-T | 32.94 | 0 | 1 |  | 0 | 0 | 0 | 0 | 0 | 0 | 0 | 0 | 0 | 0 | 0 | 0 | 0 | 0 | 0 | 0 | 0 | 0 | 0 | 0 | 0 | 0 | 0 | 12
NO |  | 282 | 2012 | 0 | 10 | 10 |  | BIG BROWN SWITCH | RICHLAND CHAMBERS SWITCH | 345 | 345 | S-T | 8 | 0 | 1 | 795 MCM ACSR 26/7 | 0 | 0 | 0 | 0 | 0 | 0 | 0 | 0 | 0 | 0 | 0 | 0 | 0 | 0 | 0 | 0 | 0 | 0 | 0 | 0 | 0 | 0 | 0 | 12
NO |  | 282 | 2012 | 0 | 11 | 11 |  | BIG BROWN SWITCH | JEWETT | 345 | 345 | S-T | 0 | 32.94 | 1 |  | 0 | 0 | 0 | 0 | 0 | 0 | 0 | 0 | 0 | 0 | 0 | 0 | 0 | 0 | 0 | 0 | 0 | 0 | 0 | 0 | 0 | 0 | 0 | 12
NO |  | 282 | 2012 | 0 | 12 | 12 |  | BIG BROWN SWITCH | RICHLAND CHAMBERS SWITCH | 345 | 345 | S-T | 0 | 8 | 1 |  | 0 | 0 | 0 | 0 | 0 | 0 | 0 | 0 | 0 | 0 | 0 | 0 | 0 | 0 | 0 | 0 | 0 | 0 | 0 | 0 | 0 | 0 | 0 | 12
NO |  | 282 | 2012 | 0 | 13 | 13 |  | BLUFF CREEK SWITCH | BROWN SWITCH | 345 | 345 | S-T | 87 | 0 | 1 |  | 0 | 0 | 0 | 0 | 0 | 0 | 0 | 0 | 0 | 0 | 0 | 0 | 0 | 0 | 0 | 0 | 0 | 0 | 0 | 0 | 0 | 0 | 0 | 12
NO |  | 282 | 2012 | 0 | 14 | 14 |  | BOWMAN SWITCH | JACKSBORO SWITCH | 345 | 345 | S-H-F | 0 | 46.65 | 1 |  | 0 | 0 | 0 | 0 | 0 | 0 | 0 | 0 | 0 | 0 | 0 | 0 | 0 | 0 | 0 | 0 | 0 | 0 | 0 | 0 | 0 | 0 | 0 | 12
NO |  | 282 | 2012 | 0 | 15 | 15 |  | BOWMAN SWITCH | RILEY (AEP) | 345 | 345 | S-T | 0 | 42.7 | 1 |  | 0 | 0 | 0 | 0 | 0 | 0 | 0 | 0 | 0 | 0 | 0 | 0 | 0 | 0 | 0 | 0 | 0 | 0 | 0 | 0 | 0 | 0 | 0 | 12
NO |  | 282 | 2012 | 0 | 16 | 16 |  | BOWMAN SWITCH | RILEY (AEP) | 345 | 345 | S-T | 42.7 | 0 | 1 |  | 0 | 0 | 0 | 0 | 0 | 0 | 0 | 0 | 0 | 0 | 0 | 0 | 0 | 0 | 0 | 0 | 0 | 0 | 0 | 0 | 0 | 0 | 0 | 12
NO |  | 282 | 2012 | 0 | 17 | 17 |  | BOWMAN SWITCH | FISHER ROAD SWITCH | 345 | 345 | S-H-F | 0 | 37.3 | 1 |  | 0 | 0 | 0 | 0 | 0 | 0 | 0 | 0 | 0 | 0 | 0 | 0 | 0 | 0 | 0 | 0 | 0 | 0 | 0 | 0 | 0 | 0 | 0 | 12
NO |  | 282 | 2012 | 0 | 18 | 18 |  | BROWN SWITCH | CENTRAL BLUFF SWITCH | 345 | 345 | S-T | 96.5 | 0 | 1 |  | 0 | 0 | 0 | 0 | 0 | 0 | 0 | 0 | 0 | 0 | 0 | 0 | 0 | 0 | 0 | 0 | 0 | 0 | 0 | 0 | 0 | 0 | 0 | 12
NO |  | 282 | 2012 | 0 | 19 | 19 |  | BROWN SWITCH | KILLEEN SWITCH | 345 | 345 | S-T | 0 | 123.6 | 1 |  | 0 | 0 | 0 | 0 | 0 | 0 | 0 | 0 | 0 | 0 | 0 | 0 | 0 | 0 | 0 | 0 | 0 | 0 | 0 | 0 | 0 | 0 | 0 | 12
NO |  | 282 | 2012 | 0 | 20 | 20 |  | BROWN SWITCH | KILLEEN SWITCH | 345 | 345 | S-T | 123.6 | 0 | 1 |  | 0 | 0 | 0 | 0 | 0 | 0 | 0 | 0 | 0 | 0 | 0 | 0 | 0 | 0 | 0 | 0 | 0 | 0 | 0 | 0 | 0 | 0 | 0 | 12
NO |  | 282 | 2012 | 0 | 21 | 21 |  | CARROLLTON NORTHWEST | LEWISVILLE SWITCH | 345 | 345 | S-T | 8.28 | 0 | 1 | 2-1590 MCM ACSR | 0 | 0 | 0 | 0 | 0 | 0 | 0 | 0 | 0 | 0 | 0 | 0 | 0 | 0 | 0 | 0 | 0 | 0 | 0 | 0 | 0 | 0 | 0 | 12
NO |  | 282 | 2012 | 0 | 22 | 22 |  | CARROLLTON NORTHWEST | RENNER | 345 | 345 | S-T | 15.95 | 0 | 1 | 2-759 MCM ACSR | 0 | 0 | 0 | 0 | 0 | 0 | 0 | 0 | 0 | 0 | 0 | 0 | 0 | 0 | 0 | 0 | 0 | 0 | 0 | 0 | 0 | 0 | 0 | 12
NO |  | 282 | 2012 | 0 | 23 | 23 |  | CARROLLTON NORTHWEST | COLLIN SES | 345 | 345 | S-T | 17.63 | 0 | 1 | 2-795 MCM ACSR | 0 | 0 | 0 | 0 | 0 | 0 | 0 | 0 | 0 | 0 | 0 | 0 | 0 | 0 | 0 | 0 | 0 | 0 | 0 | 0 | 0 | 0 | 0 | 12
NO |  | 282 | 2012 | 0 | 24 | 24 |  | CARROLLTON NORTHWEST | PLANO TENNYSON | 345 | 345 | S-T | 10.83 | 0 | 1 | 2-1590 MCM ACSR | 0 | 0 | 0 | 0 | 0 | 0 | 0 | 0 | 0 | 0 | 0 | 0 | 0 | 0 | 0 | 0 | 0 | 0 | 0 | 0 | 0 | 0 | 0 | 12
NO |  | 282 | 2012 | 0 | 25 | 25 |  | CAROLLTON NORTHWEST | LEWISVILLE SWITCH | 345 | 345 | S-T | 0 | 7.68 | 1 |  | 0 | 0 | 0 | 0 | 0 | 0 | 0 | 0 | 0 | 0 | 0 | 0 | 0 | 0 | 0 | 0 | 0 | 0 | 0 | 0 | 0 | 0 | 0 | 12
NO |  | 282 | 2012 | 0 | 26 | 26 |  | CEDAR HILL SWITCH | NORWOOD 345KV SWITCH | 345 | 345 | S-T | 10.23 | 0 | 1 | 2-1590 MCM ACSR | 0 | 0 | 0 | 0 | 0 | 0 | 0 | 0 | 0 | 0 | 0 | 0 | 0 | 0 | 0 | 0 | 0 | 0 | 0 | 0 | 0 | 0 | 0 | 12
NO |  | 282 | 2012 | 0 | 27 | 27 |  | CEDAR HILL SWITCH | WATERMILL | 345 | 345 | S-T | 17.3 | 0 | 1 |  | 0 | 0 | 0 | 0 | 0 | 0 | 0 | 0 | 0 | 0 | 0 | 0 | 0 | 0 | 0 | 0 | 0 | 0 | 0 | 0 | 0 | 0 | 0 | 12
NO |  | 282 | 2012 | 0 | 28 | 28 |  | CEDAR HILL SWITCH | VENUS SWITCH | 345 | 345 | S-T | 0 | 21.36 | 1 | 2-795 MCM ACSR | 0 | 0 | 0 | 0 | 0 | 0 | 0 | 0 | 0 | 0 | 0 | 0 | 0 | 0 | 0 | 0 | 0 | 0 | 0 | 0 | 0 | 0 | 0 | 12
NO |  | 282 | 2012 | 0 | 29 | 29 |  | CEDAR HILL SWITCH | DESOTO SWITCH | 345 | 345 | S-T | 10.4 | 0 | 1 |  | 0 | 0 | 0 | 0 | 0 | 0 | 0 | 0 | 0 | 0 | 0 | 0 | 0 | 0 | 0 | 0 | 0 | 0 | 0 | 0 | 0 | 0 | 0 | 12
NO |  | 282 | 2012 | 0 | 30 | 30 |  | CENTERVILLE ROAD SWITCH | FORNEY SWITCH | 345 | 345 | S-P | 14.88 | 0 | 1 |  | 0 | 0 | 0 | 0 | 0 | 0 | 0 | 0 | 0 | 0 | 0 | 0 | 0 | 0 | 0 | 0 | 0 | 0 | 0 | 0 | 0 | 0 | 0 | 12
NO |  | 282 | 2012 | 0 | 31 | 31 |  | CENTRAL BLUFF SWITCH | BLUFF CREEK SWITCH | 345 | 345 | S-T | 9.5 | 0 | 1 |  | 0 | 0 | 0 | 0 | 0 | 0 | 0 | 0 | 0 | 0 | 0 | 0 | 0 | 0 | 0 | 0 | 0 | 0 | 0 | 0 | 0 | 0 | 0 | 12
NO |  | 282 | 2012 | 0 | 32 | 32 |  | COMANCHE PEAK SWITCH | PARKER SWITCH | 345 | 345 | S-T | 41.59 | 0 | 1 | 1590 ACSR | 0 | 0 | 0 | 0 | 0 | 0 | 0 | 0 | 0 | 0 | 0 | 0 | 0 | 0 | 0 | 0 | 0 | 0 | 0 | 0 | 0 | 0 | 0 | 12
NO |  | 282 | 2012 | 0 | 33 | 33 |  | COMANCHE PEAK SWITCH | JOHNSON SWITCH | 345 | 345 | S-T | 0 | 22.4 | 1 |  | 0 | 0 | 0 | 0 | 0 | 0 | 0 | 0 | 0 | 0 | 0 | 0 | 0 | 0 | 0 | 0 | 0 | 0 | 0 | 0 | 0 | 0 | 0 | 12
NO |  | 282 | 2012 | 0 | 34 | 34 |  | COMANCHE PEAK SWITCH | DECORDOVA SWITCH | 345 | 345 | S-T | 14.36 | 0 | 1 | 1590 ACSR | 0 | 0 | 0 | 0 | 0 | 0 | 0 | 0 | 0 | 0 | 0 | 0 | 0 | 0 | 0 | 0 | 0 | 0 | 0 | 0 | 0 | 0 | 0 | 12
NO |  | 282 | 2012 | 0 | 35 | 35 |  | COMANCHE PEAK SWITCH | COMANCHE SWITCH | 345 | 345 | S-T | 45.54 | 0 | 1 | 2-795 ACSR | 0 | 0 | 0 | 0 | 0 | 0 | 0 | 0 | 0 | 0 | 0 | 0 | 0 | 0 | 0 | 0 | 0 | 0 | 0 | 0 | 0 | 0 | 0 | 12
NO |  | 282 | 2012 | 1 | 1 | 1 |  | COMANCHE PEAK SWITCH | PARKER SWITCH | 345 | 345 | S-T | 0 | 41.19 | 1 |  | 0 | 0 | 0 | 0 | 0 | 0 | 0 | 0 | 0 | 0 | 0 | 0 | 0 | 0 | 0 | 0 | 0 | 0 | 0 | 0 | 0 | 0 | 0 | 12
NO |  | 282 | 2012 | 1 | 2 | 2 |  | COMANCHE PEAK SWITCH | EVERMAN SWITCH | 345 | 345 | S-T | 0 | 45.36 | 1 |  | 0 | 0 | 0 | 0 | 0 | 0 | 0 | 0 | 0 | 0 | 0 | 0 | 0 | 0 | 0 | 0 | 0 | 0 | 0 | 0 | 0 | 0 | 0 | 12
NO |  | 282 | 2012 | 1 | 3 | 3 |  | COMANCHE SWITCH | BROWN SWITCH | 345 | 345 | S-T | 50.8 | 0 | 1 |  | 0 | 0 | 0 | 0 | 0 | 0 | 0 | 0 | 0 | 0 | 0 | 0 | 0 | 0 | 0 | 0 | 0 | 0 | 0 | 0 | 0 | 0 | 0 | 12
NO |  | 282 | 2012 | 1 | 4 | 4 |  | DERMOTT SWITCH | SCURRY COUNTY SOUTH SWITCH | 345 | 345 | S-T | 32.8 | 0 | 1 |  | 0 | 0 | 0 | 0 | 0 | 0 | 0 | 0 | 0 | 0 | 0 | 0 | 0 | 0 | 0 | 0 | 0 | 0 | 0 | 0 | 0 | 0 | 0 | 12
NO |  | 282 | 2012 | 1 | 5 | 5 |  | DERMOTT SWITCH | SCURRY COUNTY SOUTH SWITCH | 345 | 345 | S-T | 0 | 32.8 | 1 |  | 0 | 0 | 0 | 0 | 0 | 0 | 0 | 0 | 0 | 0 | 0 | 0 | 0 | 0 | 0 | 0 | 0 | 0 | 0 | 0 | 0 | 0 | 0 | 12
NO |  | 282 | 2012 | 1 | 6 | 6 |  | EAGLE MOUNTAIN SWITCH | ROANOKE SWITCH | 345 | 345 | S-T | 14.46 | 0 | 1 |  | 0 | 0 | 0 | 0 | 0 | 0 | 0 | 0 | 0 | 0 | 0 | 0 | 0 | 0 | 0 | 0 | 0 | 0 | 0 | 0 | 0 | 0 | 0 | 12
NO |  | 282 | 2012 | 1 | 7 | 7 |  | ELKTON | FORNEY SWITCH | 345 | 345 | S-T | 91.69 | 0 | 1 | 795 MCM ACSR 26/7 | 0 | 0 | 0 | 0 | 0 | 0 | 0 | 0 | 0 | 0 | 0 | 0 | 0 | 0 | 0 | 0 | 0 | 0 | 0 | 0 | 0 | 0 | 0 | 12
NO |  | 282 | 2012 | 1 | 8 | 8 |  | EVERMAN SWITCH | CEDAR HILL SWITCH | 345 | 345 | S-T | 21.44 | 0 | 1 | 795 ACSR | 0 | 0 | 0 | 0 | 0 | 0 | 0 | 0 | 0 | 0 | 0 | 0 | 0 | 0 | 0 | 0 | 0 | 0 | 0 | 0 | 0 | 0 | 0 | 12
NO |  | 282 | 2012 | 1 | 9 | 9 |  | EVERMAN SWITCH | VENUS SWITCH | 345 | 345 | S-T | 0 | 17.22 | 1 | 795 ACSR | 0 | 0 | 0 | 0 | 0 | 0 | 0 | 0 | 0 | 0 | 0 | 0 | 0 | 0 | 0 | 0 | 0 | 0 | 0 | 0 | 0 | 0 | 0 | 12
NO |  | 282 | 2012 | 1 | 10 | 10 |  | EVERMAN SWITCH | VENUS SWITCH | 345 | 345 | S-T | 17.22 | 0 | 1 | 795 ACSR | 0 | 0 | 0 | 0 | 0 | 0 | 0 | 0 | 0 | 0 | 0 | 0 | 0 | 0 | 0 | 0 | 0 | 0 | 0 | 0 | 0 | 0 | 0 | 12
NO |  | 282 | 2012 | 1 | 11 | 11 |  | EVERMAN SWITCH | DECORDOVA SES | 345 | 345 | S-T | 38.66 | 0 | 1 | 1590 MCM ACSR | 0 | 0 | 0 | 0 | 0 | 0 | 0 | 0 | 0 | 0 | 0 | 0 | 0 | 0 | 0 | 0 | 0 | 0 | 0 | 0 | 0 | 0 | 0 | 12
NO |  | 282 | 2012 | 1 | 12 | 12 |  | FALCON SEABOARD | MIDLAND EAST | 345 | 345 | S-H-F | 48.47 | 0 | 1 |  | 0 | 0 | 0 | 0 | 0 | 0 | 0 | 0 | 0 | 0 | 0 | 0 | 0 | 0 | 0 | 0 | 0 | 0 | 0 | 0 | 0 | 0 | 0 | 12
NO |  | 282 | 2012 | 1 | 13 | 13 |  | FARMERSVILLE SWITCH | ROYSE SWITCH | 345 | 345 | S-T | 15.29 | 0 | 1 | 2-795 ACSR | 0 | 0 | 0 | 0 | 0 | 0 | 0 | 0 | 0 | 0 | 0 | 0 | 0 | 0 | 0 | 0 | 0 | 0 | 0 | 0 | 0 | 0 | 0 | 12
NO |  | 282 | 2012 | 1 | 14 | 14 |  | FARMERSVILLE SWITCH | ROYSE SWITCH | 345 | 345 | S-T | 0 | 15.29 | 1 | 2-795 ACSR | 0 | 0 | 0 | 0 | 0 | 0 | 0 | 0 | 0 | 0 | 0 | 0 | 0 | 0 | 0 | 0 | 0 | 0 | 0 | 0 | 0 | 0 | 0 | 12
NO |  | 282 | 2012 | 1 | 15 | 15 |  | FARMERSVILLE SWITCH | ANNA SWITCH | 345 | 345 | S-T | 25.5 | 0 | 1 | 2-1590 MCM ACSR | 0 | 0 | 0 | 0 | 0 | 0 | 0 | 0 | 0 | 0 | 0 | 0 | 0 | 0 | 0 | 0 | 0 | 0 | 0 | 0 | 0 | 0 | 0 | 12
NO |  | 282 | 2012 | 1 | 16 | 16 |  | FORNEY SWITCH | SEAGOVILLE SWITCH | 345 | 345 | S-T | 8.1 | 0 | 1 |  | 0 | 0 | 0 | 0 | 0 | 0 | 0 | 0 | 0 | 0 | 0 | 0 | 0 | 0 | 0 | 0 | 0 | 0 | 0 | 0 | 0 | 0 | 0 | 12
NO |  | 282 | 2012 | 1 | 17 | 17 |  | FORNEY SWITCH | FPLE FORNEY (COMBINED CYCL | 345 | 345 | S-T | 0 | 0.35 | 1 |  | 0 | 0 | 0 | 0 | 0 | 0 | 0 | 0 | 0 | 0 | 0 | 0 | 0 | 0 | 0 | 0 | 0 | 0 | 0 | 0 | 0 | 0 | 0 | 12
NO |  | 282 | 2012 | 1 | 18 | 18 |  | FORNEY SWITCH | FPLE FORNEY (COMBINED CYCL | 345 | 345 | S-T | 0.16 | 0 | 1 |  | 0 | 0 | 0 | 0 | 0 | 0 | 0 | 0 | 0 | 0 | 0 | 0 | 0 | 0 | 0 | 0 | 0 | 0 | 0 | 0 | 0 | 0 | 0 | 12
NO |  | 282 | 2012 | 1 | 19 | 19 |  | GARVEY ROAD SWITCH | BOWMAN SWITCH | 345 | 345 | S-T | 0 | 28.94 | 1 |  | 0 | 0 | 0 | 0 | 0 | 0 | 0 | 0 | 0 | 0 | 0 | 0 | 0 | 0 | 0 | 0 | 0 | 0 | 0 | 0 | 0 | 0 | 0 | 12
NO |  | 282 | 2012 | 1 | 20 | 20 |  | GRAHAM PLANT SES | COOK FIELD ROAD SWITCH | 345 | 345 | S-T | 0 | 50.46 | 1 |  | 0 | 0 | 0 | 0 | 0 | 0 | 0 | 0 | 0 | 0 | 0 | 0 | 0 | 0 | 0 | 0 | 0 | 0 | 0 | 0 | 0 | 0 | 0 | 12
NO |  | 282 | 2012 | 1 | 21 | 21 |  | GRAHAM PLANT SWITCH | PARKER SWITCH | 345 | 345 | S-T | 61.21 | 0 | 1 | 2-795 ACSR DRAKE | 0 | 0 | 0 | 0 | 0 | 0 | 0 | 0 | 0 | 0 | 0 | 0 | 0 | 0 | 0 | 0 | 0 | 0 | 0 | 0 | 0 | 0 | 0 | 12
NO |  | 282 | 2012 | 1 | 22 | 22 |  | GRAHAM PLANT SWITCH | LONG CREEK 345 KV SWITCHIN | 345 | 345 | S-T | 65.24 | 0 | 1 | 2-795 ACSR DRAKE | 0 | 0 | 0 | 0 | 0 | 0 | 0 | 0 | 0 | 0 | 0 | 0 | 0 | 0 | 0 | 0 | 0 | 0 | 0 | 0 | 0 | 0 | 0 | 12
NO |  | 282 | 2012 | 1 | 23 | 23 |  | GRAHAM PLANT SWITCH | TONKAWA SWITCH | 345 | 345 | S-H-F | 133.5 | 0 | 1 |  | 0 | 0 | 0 | 0 | 0 | 0 | 0 | 0 | 0 | 0 | 0 | 0 | 0 | 0 | 0 | 0 | 0 | 0 | 0 | 0 | 0 | 0 | 0 | 12
NO |  | 282 | 2012 | 1 | 24 | 24 |  | GRAHAM PLANT SWITCH | GARVEY ROAD SWITCH | 345 | 345 | S-T | 17.46 | 0 | 1 |  | 0 | 0 | 0 | 0 | 0 | 0 | 0 | 0 | 0 | 0 | 0 | 0 | 0 | 0 | 0 | 0 | 0 | 0 | 0 | 0 | 0 | 0 | 0 | 12
NO |  | 282 | 2012 | 1 | 25 | 25 |  | GRAHAM PLANT SWITCH | PARKER SWITCH | 345 | 345 | S-T | 0 | 60.93 | 1 |  | 0 | 0 | 0 | 0 | 0 | 0 | 0 | 0 | 0 | 0 | 0 | 0 | 0 | 0 | 0 | 0 | 0 | 0 | 0 | 0 | 0 | 0 | 0 | 12
NO |  | 282 | 2012 | 1 | 26 | 26 |  | GRAHAM PLANT SWITCH | BURWICK SWITCH | 345 | 345 | S-T | 18.26 | 0 | 1 |  | 0 | 0 | 0 | 0 | 0 | 0 | 0 | 0 | 0 | 0 | 0 | 0 | 0 | 0 | 0 | 0 | 0 | 0 | 0 | 0 | 0 | 0 | 0 | 12
NO |  | 282 | 2012 | 1 | 27 | 27 |  | HENDERSON RANCH SWITCH | WILLOW CREEK SWITCH | 345 | 345 | S-T | 4.13 | 0 | 1 |  | 0 | 0 | 0 | 0 | 0 | 0 | 0 | 0 | 0 | 0 | 0 | 0 | 0 | 0 | 0 | 0 | 0 | 0 | 0 | 0 | 0 | 0 | 0 | 12
NO |  | 282 | 2012 | 1 | 28 | 28 |  | JACKSBORO SWITCH | WEST DENTON | 345 | 345 | S-T | 71.36 | 0 | 1 |  | 0 | 0 | 0 | 0 | 0 | 0 | 0 | 0 | 0 | 0 | 0 | 0 | 0 | 0 | 0 | 0 | 0 | 0 | 0 | 0 | 0 | 0 | 0 | 12
NO |  | 282 | 2012 | 1 | 29 | 29 |  | JACKSBORO SWITCH | BURWICK SWITCH | 345 | 345 | S-T | 17.5 | 0 | 1 |  | 0 | 0 | 0 | 0 | 0 | 0 | 0 | 0 | 0 | 0 | 0 | 0 | 0 | 0 | 0 | 0 | 0 | 0 | 0 | 0 | 0 | 0 | 0 | 12
NO |  | 282 | 2012 | 1 | 30 | 30 |  | JACKSBORO SWITCH | HENDERSON RANCH SWITCH | 345 | 345 | S-T | 15.1 | 0 | 1 |  | 0 | 0 | 0 | 0 | 0 | 0 | 0 | 0 | 0 | 0 | 0 | 0 | 0 | 0 | 0 | 0 | 0 | 0 | 0 | 0 | 0 | 0 | 0 | 12
NO |  | 282 | 2012 | 1 | 31 | 31 |  | JACKSBORO SWITCH | WILLOW CREEK SWITCH | 345 | 345 | S-T | 19.1 | 0 | 1 |  | 0 | 0 | 0 | 0 | 0 | 0 | 0 | 0 | 0 | 0 | 0 | 0 | 0 | 0 | 0 | 0 | 0 | 0 | 0 | 0 | 0 | 0 | 0 | 12
NO |  | 282 | 2012 | 1 | 32 | 32 |  | JEWETT | TOMBALL | 345 | 345 | S-T | 0 | 16.02 | 1 | 795 MCM ACSR 26/7 | 0 | 0 | 0 | 0 | 0 | 0 | 0 | 0 | 0 | 0 | 0 | 0 | 0 | 0 | 0 | 0 | 0 | 0 | 0 | 0 | 0 | 0 | 0 | 12
NO |  | 282 | 2012 | 1 | 33 | 33 |  | JEWETT | RATTLESNAKE ROAD SWITCH | 345 | 345 | S-T | 49.66 | 0 | 1 |  | 0 | 0 | 0 | 0 | 0 | 0 | 0 | 0 | 0 | 0 | 0 | 0 | 0 | 0 | 0 | 0 | 0 | 0 | 0 | 0 | 0 | 0 | 0 | 12
NO |  | 282 | 2012 | 1 | 34 | 34 |  | JEWETT | WHARTON | 345 | 345 | S-T | 16.02 | 0 | 1 | 795 MCM ACSR 26/7 | 0 | 0 | 0 | 0 | 0 | 0 | 0 | 0 | 0 | 0 | 0 | 0 | 0 | 0 | 0 | 0 | 0 | 0 | 0 | 0 | 0 | 0 | 0 | 12
NO |  | 282 | 2012 | 1 | 35 | 35 |  | JEWETT | NUCOR 1 | 345 | 345 | S-T | 2.38 | 0 | 1 | 795 MCM ACSR 26/7 | 0 | 0 | 0 | 0 | 0 | 0 | 0 | 0 | 0 | 0 | 0 | 0 | 0 | 0 | 0 | 0 | 0 | 0 | 0 | 0 | 0 | 0 | 0 | 12
NO |  | 282 | 2012 | 2 | 1 | 1 |  | LAKE CREEK | RATTLESNAKE ROAD SWITCH | 345 | 345 | S-T | 1.65 | 0 | 1 |  | 0 | 0 | 0 | 0 | 0 | 0 | 0 | 0 | 0 | 0 | 0 | 0 | 0 | 0 | 0 | 0 | 0 | 0 | 0 | 0 | 0 | 0 | 0 | 12
NO |  | 282 | 2012 | 2 | 2 | 2 |  | LAKE CREEK | TRADINGHOUSE SWITCH | 345 | 345 | S-T | 9.54 | 0 | 1 | 795 MCM ACSR 26/7 | 0 | 0 | 0 | 0 | 0 | 0 | 0 | 0 | 0 | 0 | 0 | 0 | 0 | 0 | 0 | 0 | 0 | 0 | 0 | 0 | 0 | 0 | 0 | 12
NO |  | 282 | 2012 | 2 | 3 | 3 |  | LAKE CREEK | TEMPLE SWITCH | 345 | 345 | S-T | 32.96 | 0 | 1 | 2-795 MCM ACSR 26 | 0 | 0 | 0 | 0 | 0 | 0 | 0 | 0 | 0 | 0 | 0 | 0 | 0 | 0 | 0 | 0 | 0 | 0 | 0 | 0 | 0 | 0 | 0 | 12
NO |  | 282 | 2012 | 2 | 4 | 4 |  | LAKE CREEK | TRADINGHOUSE SWITCH | 345 | 345 | S-T | 0 | 8 | 1 | 795 MCM ACSR 26/7 | 0 | 0 | 0 | 0 | 0 | 0 | 0 | 0 | 0 | 0 | 0 | 0 | 0 | 0 | 0 | 0 | 0 | 0 | 0 | 0 | 0 | 0 | 0 | 12
NO |  | 282 | 2012 | 2 | 5 | 5 |  | LIGGETT SWITCH | NORWOOD 345KV SWITCH | 345 | 345 | S-T | 10.79 | 0 | 1 | 1590MCM ACSR | 0 | 0 | 0 | 0 | 0 | 0 | 0 | 0 | 0 | 0 | 0 | 0 | 0 | 0 | 0 | 0 | 0 | 0 | 0 | 0 | 0 | 0 | 0 | 12
NO |  | 282 | 2012 | 2 | 6 | 6 |  | LONG CREEK 345KV SWITCHING | SWEETWATER EAST SWITCH | 345 | 345 | S-T | 0 | 38.47 | 1 |  | 0 | 0 | 0 | 0 | 0 | 0 | 0 | 0 | 0 | 0 | 0 | 0 | 0 | 0 | 0 | 0 | 0 | 0 | 0 | 0 | 0 | 0 | 0 | 12
NO |  | 282 | 2012 | 2 | 7 | 7 |  | LONG CREEK 345KV SWITCHING | MULBERRY CREEK SWITCH | 345 | 345 | S-T | 14.77 | 0 | 1 | 2-795 ACSR DRAKE | 0 | 0 | 0 | 0 | 0 | 0 | 0 | 0 | 0 | 0 | 0 | 0 | 0 | 0 | 0 | 0 | 0 | 0 | 0 | 0 | 0 | 0 | 0 | 12
NO |  | 282 | 2012 | 2 | 8 | 8 |  | LONG CREEK 345KV SWITCHING | COOK FIELD ROAD SWITCH | 345 | 345 | S-T | 0 | 14.78 | 1 |  | 0 | 0 | 0 | 0 | 0 | 0 | 0 | 0 | 0 | 0 | 0 | 0 | 0 | 0 | 0 | 0 | 0 | 0 | 0 | 0 | 0 | 0 | 0 | 12
NO |  | 282 | 2012 | 2 | 9 | 9 |  | LONGSHORE 345KV SWITCH | ODESSA EHV SWITCH | 345 | 345 | S-T | 55.18 | 0 | 1 |  | 0 | 0 | 0 | 0 | 0 | 0 | 0 | 0 | 0 | 0 | 0 | 0 | 0 | 0 | 0 | 0 | 0 | 0 | 0 | 0 | 0 | 0 | 0 | 12
NO |  | 282 | 2012 | 2 | 10 | 10 |  | MARTIN LAKE SWITCH | SHAMBURGER SWITCH | 345 | 345 | S-T | 43.51 | 0 | 1 | 1590 MCM ACSR 54/ | 0 | 0 | 0 | 0 | 0 | 0 | 0 | 0 | 0 | 0 | 0 | 0 | 0 | 0 | 0 | 0 | 0 | 0 | 0 | 0 | 0 | 0 | 0 | 12
NO |  | 282 | 2012 | 2 | 11 | 11 |  | MARTIN LAKE SWITCH | ELKTON | 345 | 345 | S-T | 95.66 | 0 | 1 | 1590 MCM ACSR 54/ | 0 | 0 | 0 | 0 | 0 | 0 | 0 | 0 | 0 | 0 | 0 | 0 | 0 | 0 | 0 | 0 | 0 | 0 | 0 | 0 | 0 | 0 | 0 | 12
NO |  | 282 | 2012 | 2 | 12 | 12 |  | MARTIN LAKE SWITCH | STRYKER CREEK SWITCH | 345 | 345 | S-T | 42.29 | 0 | 1 | 1590 MCM ACSR 54/ | 0 | 0 | 0 | 0 | 0 | 0 | 0 | 0 | 0 | 0 | 0 | 0 | 0 | 0 | 0 | 0 | 0 | 0 | 0 | 0 | 0 | 0 | 0 | 12
NO |  | 282 | 2012 | 2 | 13 | 13 |  | MARTIN LAKE SWITCH | MT. ENTERPRISE SW | 345 | 345 | S-T | 22.2 | 0 | 1 |  | 0 | 0 | 0 | 0 | 0 | 0 | 0 | 0 | 0 | 0 | 0 | 0 | 0 | 0 | 0 | 0 | 0 | 0 | 0 | 0 | 0 | 0 | 0 | 12
NO |  | 282 | 2012 | 2 | 14 | 14 |  | MARTIN LAKE SWITCH | TYLER GRANDE | 345 | 345 | S-T | 42.41 | 0 | 1 |  | 0 | 0 | 0 | 0 | 0 | 0 | 0 | 0 | 0 | 0 | 0 | 0 | 0 | 0 | 0 | 0 | 0 | 0 | 0 | 0 | 0 | 0 | 0 | 12
NO |  | 282 | 2012 | 2 | 15 | 15 |  | MIDLAND EAST | ODESSA EHV SWITCH | 345 | 345 | S-T | 60.21 | 0 | 1 |  | 0 | 0 | 0 | 0 | 0 | 0 | 0 | 0 | 0 | 0 | 0 | 0 | 0 | 0 | 0 | 0 | 0 | 0 | 0 | 0 | 0 | 0 | 0 | 12
NO |  | 282 | 2012 | 2 | 16 | 16 |  | MONTICELLO SES | ALLEN SWITCH | 345 | 345 | S-T | 96.15 | 0 | 1 | 2-795 ACSR | 0 | 0 | 0 | 0 | 0 | 0 | 0 | 0 | 0 | 0 | 0 | 0 | 0 | 0 | 0 | 0 | 0 | 0 | 0 | 0 | 0 | 0 | 0 | 12
NO |  | 282 | 2012 | 2 | 17 | 17 |  | MONTICELLO SES | SULPHUR SPRINGS SWITCH | 345 | 345 | S-T | 35 | 0 | 1 | 2-795 ACSR | 0 | 0 | 0 | 0 | 0 | 0 | 0 | 0 | 0 | 0 | 0 | 0 | 0 | 0 | 0 | 0 | 0 | 0 | 0 | 0 | 0 | 0 | 0 | 12
NO |  | 282 | 2012 | 2 | 18 | 18 |  | MONTICELLO SES | PARIS SWITCH | 345 | 345 | S-T | 34.67 | 0 | 1 | 2-795 ACSR | 0 | 0 | 0 | 0 | 0 | 0 | 0 | 0 | 0 | 0 | 0 | 0 | 0 | 0 | 0 | 0 | 0 | 0 | 0 | 0 | 0 | 0 | 0 | 12
NO |  | 282 | 2012 | 2 | 19 | 19 |  | MONTICELLO SES | FARMERSVILLE SWITCH | 345 | 345 | S-T | 0 | 43.24 | 1 | 2-795 ACSR | 0 | 0 | 0 | 0 | 0 | 0 | 0 | 0 | 0 | 0 | 0 | 0 | 0 | 0 | 0 | 0 | 0 | 0 | 0 | 0 | 0 | 0 | 0 | 12
NO |  | 282 | 2012 | 2 | 20 | 20 |  | MONTICELLO SES | FARMERSVILLE SWITCH | 345 | 345 | S-T | 43.24 | 0 | 1 | 2-1590 ACSR | 0 | 0 | 0 | 0 | 0 | 0 | 0 | 0 | 0 | 0 | 0 | 0 | 0 | 0 | 0 | 0 | 0 | 0 | 0 | 0 | 0 | 0 | 0 | 12
NO |  | 282 | 2012 | 2 | 21 | 21 |  | MORGAN CREEK SWITCH | CHAMPION CREEK SWITCH | 345 | 345 | S-T | 11.42 | 0 | 1 |  | 0 | 0 | 0 | 0 | 0 | 0 | 0 | 0 | 0 | 0 | 0 | 0 | 0 | 0 | 0 | 0 | 0 | 0 | 0 | 0 | 0 | 0 | 0 | 12
NO |  | 282 | 2012 | 2 | 22 | 22 |  | MORGAN CREEK SWITCH | BITTER CREEK SWITCHING STA | 345 | 345 | S-T | 34.5 | 0 | 1 |  | 0 | 0 | 0 | 0 | 0 | 0 | 0 | 0 | 0 | 0 | 0 | 0 | 0 | 0 | 0 | 0 | 0 | 0 | 0 | 0 | 0 | 0 | 0 | 12
NO |  | 282 | 2012 | 2 | 23 | 23 |  | MORGAN CREEK SWITCH | QUAIL SWITCH | 345 | 345 | S-T | 0 | 54.57 | 1 | 795 ACSR | 0 | 0 | 0 | 0 | 0 | 0 | 0 | 0 | 0 | 0 | 0 | 0 | 0 | 0 | 0 | 0 | 0 | 0 | 0 | 0 | 0 | 0 | 0 | 12
NO |  | 282 | 2012 | 2 | 24 | 24 |  | MORGAN CREEK SWITCH | FALCON SEABOARD | 345 | 345 | S-H-F | 43.05 | 0 | 1 |  | 0 | 0 | 0 | 0 | 0 | 0 | 0 | 0 | 0 | 0 | 0 | 0 | 0 | 0 | 0 | 0 | 0 | 0 | 0 | 0 | 0 | 0 | 0 | 12
NO |  | 282 | 2012 | 2 | 25 | 25 |  | MORGAN CREEK SWITCH | GASCONDADES SWITCH | 345 | 345 | S-T | 34.1 | 0 | 1 |  | 0 | 0 | 0 | 0 | 0 | 0 | 0 | 0 | 0 | 0 | 0 | 0 | 0 | 0 | 0 | 0 | 0 | 0 | 0 | 0 | 0 | 0 | 0 | 12
NO |  | 282 | 2012 | 2 | 26 | 26 |  | MORGAN CREEK SWITCH | LONGSHORE 345KV SWITCH | 345 | 345 | S-T | 36.07 | 0 | 1 |  | 0 | 0 | 0 | 0 | 0 | 0 | 0 | 0 | 0 | 0 | 0 | 0 | 0 | 0 | 0 | 0 | 0 | 0 | 0 | 0 | 0 | 0 | 0 | 12
NO |  | 282 | 2012 | 2 | 27 | 27 |  | NACOGDOCHES SOUTHEAST | MT. ENTERPRISE SW | 345 | 345 | S-T | 30.52 | 0 | 1 |  | 0 | 0 | 0 | 0 | 0 | 0 | 0 | 0 | 0 | 0 | 0 | 0 | 0 | 0 | 0 | 0 | 0 | 0 | 0 | 0 | 0 | 0 | 0 | 12
NO |  | 282 | 2012 | 2 | 28 | 28 |  | NAVARRO SWITCH | LIMESTONE | 345 | 345 | S-T | 0 | 42.4 | 1 |  | 0 | 0 | 0 | 0 | 0 | 0 | 0 | 0 | 0 | 0 | 0 | 0 | 0 | 0 | 0 | 0 | 0 | 0 | 0 | 0 | 0 | 0 | 0 | 12
NO |  | 282 | 2012 | 2 | 29 | 29 |  | NAVARRO SWITCH | LIMESTONE | 345 | 345 | S-T | 42.4 | 0 | 1 |  | 0 | 0 | 0 | 0 | 0 | 0 | 0 | 0 | 0 | 0 | 0 | 0 | 0 | 0 | 0 | 0 | 0 | 0 | 0 | 0 | 0 | 0 | 0 | 12
NO |  | 282 | 2012 | 2 | 30 | 30 |  | NAVARRO SWITCH | BIG BROWN SES | 345 | 345 | S-T | 31.11 | 0 | 1 |  | 0 | 0 | 0 | 0 | 0 | 0 | 0 | 0 | 0 | 0 | 0 | 0 | 0 | 0 | 0 | 0 | 0 | 0 | 0 | 0 | 0 | 0 | 0 | 12
NO |  | 282 | 2012 | 2 | 31 | 31 |  | NAVARRO SWITCH | BIG BROWN SES | 345 | 345 | S-T | 0 | 31.11 | 1 |  | 0 | 0 | 0 | 0 | 0 | 0 | 0 | 0 | 0 | 0 | 0 | 0 | 0 | 0 | 0 | 0 | 0 | 0 | 0 | 0 | 0 | 0 | 0 | 12
NO |  | 282 | 2012 | 2 | 32 | 32 |  | NORWOOD 345KV SWITCH | CARROLLTON NORTHWEST | 345 | 345 | S-P | 20.99 | 0 | 1 | 2-1590 MCM ACSR | 0 | 0 | 0 | 0 | 0 | 0 | 0 | 0 | 0 | 0 | 0 | 0 | 0 | 0 | 0 | 0 | 0 | 0 | 0 | 0 | 0 | 0 | 0 | 12
NO |  | 282 | 2012 | 2 | 33 | 33 |  | NORWOOD 345KV SWITCH | WEST LEVEE | 345 | 345 | S-T | 7.4 | 0 | 1 |  | 0 | 0 | 0 | 0 | 0 | 0 | 0 | 0 | 0 | 0 | 0 | 0 | 0 | 0 | 0 | 0 | 0 | 0 | 0 | 0 | 0 | 0 | 0 | 12
NO |  | 282 | 2012 | 2 | 34 | 34 |  | ODESSA EHV SWITCH | ODESSA ECTOR POWER PARTNER | 345 | 345 | S-T | 0.16 | 0 | 1 |  | 0 | 0 | 0 | 0 | 0 | 0 | 0 | 0 | 0 | 0 | 0 | 0 | 0 | 0 | 0 | 0 | 0 | 0 | 0 | 0 | 0 | 0 | 0 | 12
NO |  | 282 | 2012 | 2 | 35 | 35 |  | ODESSA EHV SWITCH | ODESSA ECTOR POWER PARTNER | 345 | 345 | S-T | 0 | 0.16 | 1 |  | 0 | 0 | 0 | 0 | 0 | 0 | 0 | 0 | 0 | 0 | 0 | 0 | 0 | 0 | 0 | 0 | 0 | 0 | 0 | 0 | 0 | 0 | 0 | 12
NO |  | 282 | 2012 | 3 | 1 | 1 |  | PARIS SWITCH | VALLEY SWITCH 345 | 345 | 345 | S-T | 46.15 | 0 | 1 | 2-795 ACSR | 0 | 0 | 0 | 0 | 0 | 0 | 0 | 0 | 0 | 0 | 0 | 0 | 0 | 0 | 0 | 0 | 0 | 0 | 0 | 0 | 0 | 0 | 0 | 12
NO |  | 282 | 2012 | 3 | 2 | 2 |  | PARKER SWITCH | EAGLE MOUNTAIN SWITCH | 345 | 345 | S-T | 24.13 | 0 | 1 | 1590 ACSR | 0 | 0 | 0 | 0 | 0 | 0 | 0 | 0 | 0 | 0 | 0 | 0 | 0 | 0 | 0 | 0 | 0 | 0 | 0 | 0 | 0 | 0 | 0 | 12
NO |  | 282 | 2012 | 3 | 3 | 3 |  | PARKER SWITCH | ROANOKE SWITCH | 345 | 345 | S-T | 0 | 77.74 | 1 | 1590 ACSR | 0 | 0 | 0 | 0 | 0 | 0 | 0 | 0 | 0 | 0 | 0 | 0 | 0 | 0 | 0 | 0 | 0 | 0 | 0 | 0 | 0 | 0 | 0 | 12
NO |  | 282 | 2012 | 3 | 4 | 4 |  | PARKER SWITCH | BENBROOK SWITCH | 345 | 345 | S-T | 18.64 | 0 | 1 | 795 ACSR | 0 | 0 | 0 | 0 | 0 | 0 | 0 | 0 | 0 | 0 | 0 | 0 | 0 | 0 | 0 | 0 | 0 | 0 | 0 | 0 | 0 | 0 | 0 | 12
NO |  | 282 | 2012 | 3 | 5 | 5 |  | QUAIL SWITCH | ODESSA EHV SWITCH | 345 | 345 | S-T | 0 | 36.7 | 1 |  | 0 | 0 | 0 | 0 | 0 | 0 | 0 | 0 | 0 | 0 | 0 | 0 | 0 | 0 | 0 | 0 | 0 | 0 | 0 | 0 | 0 | 0 | 0 | 12
NO |  | 282 | 2012 | 3 | 6 | 6 |  | RICHLAND CHAMBERS SWITCH | TRINIDAD SWITCH | 345 | 345 | S-T | 18.68 | 0 | 1 | 795 MCM ACSR 26/7 | 0 | 0 | 0 | 0 | 0 | 0 | 0 | 0 | 0 | 0 | 0 | 0 | 0 | 0 | 0 | 0 | 0 | 0 | 0 | 0 | 0 | 0 | 0 | 12
NO |  | 282 | 2012 | 3 | 7 | 7 |  | RICHLAND CHAMBERS SWITCH | TRINIDAD SWITCH | 345 | 345 | S-T | 0 | 18.68 | 1 | 795 MCM ACSR 26/7 | 0 | 0 | 0 | 0 | 0 | 0 | 0 | 0 | 0 | 0 | 0 | 0 | 0 | 0 | 0 | 0 | 0 | 0 | 0 | 0 | 0 | 0 | 0 | 12
NO |  | 282 | 2012 | 3 | 8 | 8 |  | ROANOKE SWITCH | LEWISVILLE SWITCH | 345 | 345 | S-T | 18 | 0 | 1 | 2-1590 MCM ACSR | 0 | 0 | 0 | 0 | 0 | 0 | 0 | 0 | 0 | 0 | 0 | 0 | 0 | 0 | 0 | 0 | 0 | 0 | 0 | 0 | 0 | 0 | 0 | 12
NO |  | 282 | 2012 | 3 | 9 | 9 |  | ROCKY CREEK SWITCH | EVERMAN SWITCH | 345 | 345 | S-T | 33 | 0 | 1 | 2-795 ACSR DRAKE | 0 | 0 | 0 | 0 | 0 | 0 | 0 | 0 | 0 | 0 | 0 | 0 | 0 | 0 | 0 | 0 | 0 | 0 | 0 | 0 | 0 | 0 | 0 | 12
NO |  | 282 | 2012 | 3 | 10 | 10 |  | ROYSE SWITCH | ALLEN SWITCH | 345 | 345 | S-T | 45.54 | 0 | 1 | 2-795 ACSR | 0 | 0 | 0 | 0 | 0 | 0 | 0 | 0 | 0 | 0 | 0 | 0 | 0 | 0 | 0 | 0 | 0 | 0 | 0 | 0 | 0 | 0 | 0 | 12
NO |  | 282 | 2012 | 3 | 11 | 11 |  | ROYSE SWITCH | SHAMBURGER SWITCH | 345 | 345 | S-T | 81.47 | 0 | 1 | 795 MCM ACSR 26/7 | 0 | 0 | 0 | 0 | 0 | 0 | 0 | 0 | 0 | 0 | 0 | 0 | 0 | 0 | 0 | 0 | 0 | 0 | 0 | 0 | 0 | 0 | 0 | 12
NO |  | 282 | 2012 | 3 | 12 | 12 |  | ROYSE SWITCH | BEN DAVIS | 345 | 345 | S-T | 21.28 | 0 | 1 |  | 0 | 0 | 0 | 0 | 0 | 0 | 0 | 0 | 0 | 0 | 0 | 0 | 0 | 0 | 0 | 0 | 0 | 0 | 0 | 0 | 0 | 0 | 0 | 12
NO |  | 282 | 2012 | 3 | 13 | 13 |  | ROYSE SWITCH | FORNEY SWITCH | 345 | 345 | S-T | 0 | 17.19 | 1 | 2-795 ACSR | 0 | 0 | 0 | 0 | 0 | 0 | 0 | 0 | 0 | 0 | 0 | 0 | 0 | 0 | 0 | 0 | 0 | 0 | 0 | 0 | 0 | 0 | 0 | 12
NO |  | 282 | 2012 | 3 | 14 | 14 |  | ROYSE SWITCH | FORNEY SWITCH | 345 | 345 | S-T | 17.19 | 0 | 1 | 2-795 ACSR | 0 | 0 | 0 | 0 | 0 | 0 | 0 | 0 | 0 | 0 | 0 | 0 | 0 | 0 | 0 | 0 | 0 | 0 | 0 | 0 | 0 | 0 | 0 | 12
NO |  | 282 | 2012 | 3 | 15 | 15 |  | SALADO SWITCH | KILLEEN SWITCH | 345 | 345 | S-T | 0 | 15.7 | 1 |  | 0 | 0 | 0 | 0 | 0 | 0 | 0 | 0 | 0 | 0 | 0 | 0 | 0 | 0 | 0 | 0 | 0 | 0 | 0 | 0 | 0 | 0 | 0 | 12
NO |  | 282 | 2012 | 3 | 16 | 16 |  | SALADO SWITCH | HUTTO SWITCH | 345 | 345 | S-T | 0 | 36.4 | 1 |  | 0 | 0 | 0 | 0 | 0 | 0 | 0 | 0 | 0 | 0 | 0 | 0 | 0 | 0 | 0 | 0 | 0 | 0 | 0 | 0 | 0 | 0 | 0 | 12
NO |  | 282 | 2012 | 3 | 17 | 17 |  | SALADO SWITCH | KILLEEN SWITCH | 345 | 345 | S-T | 15.7 | 0 | 1 |  | 0 | 0 | 0 | 0 | 0 | 0 | 0 | 0 | 0 | 0 | 0 | 0 | 0 | 0 | 0 | 0 | 0 | 0 | 0 | 0 | 0 | 0 | 0 | 12
NO |  | 282 | 2012 | 3 | 18 | 18 |  | SALADO SWITCH | HUTTO SWITCH | 345 | 345 | S-T | 36.4 | 0 | 1 |  | 0 | 0 | 0 | 0 | 0 | 0 | 0 | 0 | 0 | 0 | 0 | 0 | 0 | 0 | 0 | 0 | 0 | 0 | 0 | 0 | 0 | 0 | 0 | 12
NO |  | 282 | 2012 | 3 | 19 | 19 |  | SAM SWITCH | TRADINGHOUSE SWITCH | 345 | 345 | S-T | 22.74 | 0 | 1 |  | 0 | 0 | 0 | 0 | 0 | 0 | 0 | 0 | 0 | 0 | 0 | 0 | 0 | 0 | 0 | 0 | 0 | 0 | 0 | 0 | 0 | 0 | 0 | 12
NO |  | 282 | 2012 | 3 | 20 | 20 |  | SAM SWITCH | TRADINGHOUSE SES | 345 | 345 | S-T | 0 | 22.74 | 1 |  | 0 | 0 | 0 | 0 | 0 | 0 | 0 | 0 | 0 | 0 | 0 | 0 | 0 | 0 | 0 | 0 | 0 | 0 | 0 | 0 | 0 | 0 | 0 | 12
NO |  | 282 | 2012 | 3 | 21 | 21 |  | SANDOW SWITCH | AUSTROP | 345 | 345 | S-T | 0 | 18.83 | 1 | 795 MCM ACSR 26/7 | 0 | 0 | 0 | 0 | 0 | 0 | 0 | 0 | 0 | 0 | 0 | 0 | 0 | 0 | 0 | 0 | 0 | 0 | 0 | 0 | 0 | 0 | 0 | 12
NO |  | 282 | 2012 | 3 | 22 | 22 |  | SANDOW SWITCH | AUSTROP | 345 | 345 | S-T | 18.83 | 0 | 1 | 795 MCM ACSR 26/7 | 0 | 0 | 0 | 0 | 0 | 0 | 0 | 0 | 0 | 0 | 0 | 0 | 0 | 0 | 0 | 0 | 0 | 0 | 0 | 0 | 0 | 0 | 0 | 12
NO |  | 282 | 2012 | 3 | 23 | 23 |  | SANDOW SWITCH | BELL COUNTY EAST SWITCH | 345 | 345 | S-T | 25.4 | 0 | 1 |  | 0 | 0 | 0 | 0 | 0 | 0 | 0 | 0 | 0 | 0 | 0 | 0 | 0 | 0 | 0 | 0 | 0 | 0 | 0 | 0 | 0 | 0 | 0 | 12
NO |  | 282 | 2012 | 3 | 24 | 24 |  | SANDOW SWITCH | BELL COUNTY EAST SWITCH | 345 | 345 | S-T | 0 | 25.4 | 1 |  | 0 | 0 | 0 | 0 | 0 | 0 | 0 | 0 | 0 | 0 | 0 | 0 | 0 | 0 | 0 | 0 | 0 | 0 | 0 | 0 | 0 | 0 | 0 | 12
NO |  | 282 | 2012 | 3 | 25 | 25 |  | SHERRY SWITCH | EVERMAN SWITCH | 345 | 345 | S-T | 27.15 | 0 | 1 | 795 MCM ACSR | 0 | 0 | 0 | 0 | 0 | 0 | 0 | 0 | 0 | 0 | 0 | 0 | 0 | 0 | 0 | 0 | 0 | 0 | 0 | 0 | 0 | 0 | 0 | 12
NO |  | 282 | 2012 | 3 | 26 | 26 |  | STRYKER CREEK SWITCH | LUFKIN SWITCH | 345 | 345 | S-T | 46.07 | 0 | 1 | 795 MCM ACSR 26/7 | 0 | 0 | 0 | 0 | 0 | 0 | 0 | 0 | 0 | 0 | 0 | 0 | 0 | 0 | 0 | 0 | 0 | 0 | 0 | 0 | 0 | 0 | 0 | 12
NO |  | 282 | 2012 | 3 | 27 | 27 |  | SULPHUR SPRINGS SWITCH | ROYSE SWITCH | 345 | 345 | S-T | 124.34 | 0 | 1 | 2-795 ACSR | 0 | 0 | 0 | 0 | 0 | 0 | 0 | 0 | 0 | 0 | 0 | 0 | 0 | 0 | 0 | 0 | 0 | 0 | 0 | 0 | 0 | 0 | 0 | 12
NO |  | 282 | 2012 | 3 | 28 | 28 |  | SWEETWATER EAST SWITCH | TONKAWA SWITCH | 345 | 345 | S-T | 32.1 | 0 | 1 |  | 0 | 0 | 0 | 0 | 0 | 0 | 0 | 0 | 0 | 0 | 0 | 0 | 0 | 0 | 0 | 0 | 0 | 0 | 0 | 0 | 0 | 0 | 0 | 12
NO |  | 282 | 2012 | 3 | 29 | 29 |  | SWEETWATER EAST SWITCH | TONKAWA SWITCH | 345 | 345 | S-T | 0 | 32.1 | 1 |  | 0 | 0 | 0 | 0 | 0 | 0 | 0 | 0 | 0 | 0 | 0 | 0 | 0 | 0 | 0 | 0 | 0 | 0 | 0 | 0 | 0 | 0 | 0 | 12
NO |  | 282 | 2012 | 3 | 30 | 30 |  | SWEETWATER EAST SWITCH | CENTRAL BLUFF SWITCH | 345 | 345 | S-T | 38 | 0 | 1 |  | 0 | 0 | 0 | 0 | 0 | 0 | 0 | 0 | 0 | 0 | 0 | 0 | 0 | 0 | 0 | 0 | 0 | 0 | 0 | 0 | 0 | 0 | 0 | 12
NO |  | 282 | 2012 | 3 | 31 | 31 |  | SWEETWATER EAST SWITCH | CENTRAL BLUFF SWITCH | 345 | 345 | S-T | 0 | 38 | 1 |  | 0 | 0 | 0 | 0 | 0 | 0 | 0 | 0 | 0 | 0 | 0 | 0 | 0 | 0 | 0 | 0 | 0 | 0 | 0 | 0 | 0 | 0 | 0 | 12
NO |  | 282 | 2012 | 3 | 32 | 32 |  | SWEETWATER EAST SWITCH | BITTER CREEK SWITCHING | 345 | 345 | S-T | 0 | 8.1 | 1 |  | 0 | 0 | 0 | 0 | 0 | 0 | 0 | 0 | 0 | 0 | 0 | 0 | 0 | 0 | 0 | 0 | 0 | 0 | 0 | 0 | 0 | 0 | 0 | 12
NO |  | 282 | 2012 | 3 | 33 | 33 |  | SWEETWATER EAST SWITCH | MULBERRY CREEK SWITCH | 345 | 345 | S-T | 0 | 23.7 | 1 |  | 0 | 0 | 0 | 0 | 0 | 0 | 0 | 0 | 0 | 0 | 0 | 0 | 0 | 0 | 0 | 0 | 0 | 0 | 0 | 0 | 0 | 0 | 0 | 12
NO |  | 282 | 2012 | 3 | 34 | 34 |  | SWEETWATER EAST SWITCH | CHAMPION CREEK SWITCH | 345 | 345 | S-T | 0 | 30.26 | 1 |  | 0 | 0 | 0 | 0 | 0 | 0 | 0 | 0 | 0 | 0 | 0 | 0 | 0 | 0 | 0 | 0 | 0 | 0 | 0 | 0 | 0 | 0 | 0 | 12
NO |  | 282 | 2012 | 3 | 35 | 35 |  | TEMPLE PECAN CREEK | TEMPLE SWITCH | 345 | 345 | S-T | 4.99 | 0 | 1 | 2-795 MCM ACSR 26 | 0 | 0 | 0 | 0 | 0 | 0 | 0 | 0 | 0 | 0 | 0 | 0 | 0 | 0 | 0 | 0 | 0 | 0 | 0 | 0 | 0 | 0 | 0 | 12
NO |  | 282 | 2012 | 4 | 1 | 1 |  | TEMPLE SWITCH | BELL COUNTY EAST SWITCH | 345 | 345 | S-T | 12 | 0 | 1 |  | 0 | 0 | 0 | 0 | 0 | 0 | 0 | 0 | 0 | 0 | 0 | 0 | 0 | 0 | 0 | 0 | 0 | 0 | 0 | 0 | 0 | 0 | 0 | 12
NO |  | 282 | 2012 | 4 | 2 | 2 |  | TEMPLE SWITCH | SALADO SWITCH | 345 | 345 | S-T | 0 | 15.4 | 1 |  | 0 | 0 | 0 | 0 | 0 | 0 | 0 | 0 | 0 | 0 | 0 | 0 | 0 | 0 | 0 | 0 | 0 | 0 | 0 | 0 | 0 | 0 | 0 | 12
NO |  | 282 | 2012 | 4 | 3 | 3 |  | TEMPLE SWITCH | BELL COUNTY EAST SWITCH | 345 | 345 | S-T | 0 | 12 | 1 |  | 0 | 0 | 0 | 0 | 0 | 0 | 0 | 0 | 0 | 0 | 0 | 0 | 0 | 0 | 0 | 0 | 0 | 0 | 0 | 0 | 0 | 0 | 0 | 12
NO |  | 282 | 2012 | 4 | 4 | 4 |  | TONKAWA SWITCH | MORGAN CREEK SWITCH | 345 | 345 | S-T | 21 | 0 | 1 |  | 0 | 0 | 0 | 0 | 0 | 0 | 0 | 0 | 0 | 0 | 0 | 0 | 0 | 0 | 0 | 0 | 0 | 0 | 0 | 0 | 0 | 0 | 0 | 12
NO |  | 282 | 2012 | 4 | 5 | 5 |  | TONKAWA SWITCH | SCURRY COUNTY SOUTH SWITCH | 345 | 345 | S-T | 15.2 | 0 | 1 |  | 0 | 0 | 0 | 0 | 0 | 0 | 0 | 0 | 0 | 0 | 0 | 0 | 0 | 0 | 0 | 0 | 0 | 0 | 0 | 0 | 0 | 0 | 0 | 12
NO |  | 282 | 2012 | 4 | 6 | 6 |  | TONKAWA SWITCH | SCURRY COUNTY SOUTH SWITCH | 345 | 345 | S-T | 0 | 15.2 | 1 |  | 0 | 0 | 0 | 0 | 0 | 0 | 0 | 0 | 0 | 0 | 0 | 0 | 0 | 0 | 0 | 0 | 0 | 0 | 0 | 0 | 0 | 0 | 0 | 12
NO |  | 282 | 2012 | 4 | 7 | 7 |  | TRADINGHOUSE SWITCH | ELM MOTT | 345 | 345 | S-T | 14.94 | 0 | 1 | 795 MCM ACSR 26/7 | 0 | 0 | 0 | 0 | 0 | 0 | 0 | 0 | 0 | 0 | 0 | 0 | 0 | 0 | 0 | 0 | 0 | 0 | 0 | 0 | 0 | 0 | 0 | 12
NO |  | 282 | 2012 | 4 | 8 | 8 |  | TRADINGHOUSE SWITCH | TEMPLE PECAN CREEK | 345 | 345 | S-T | 41.1 | 0 | 1 | 2-795 MCM ACSR 26 | 0 | 0 | 0 | 0 | 0 | 0 | 0 | 0 | 0 | 0 | 0 | 0 | 0 | 0 | 0 | 0 | 0 | 0 | 0 | 0 | 0 | 0 | 0 | 12
NO |  | 282 | 2012 | 4 | 9 | 9 |  | TRI CORNER | SEAGOVILLE SWITCH | 345 | 345 | S-T | 9.47 | 0 | 1 |  | 0 | 0 | 0 | 0 | 0 | 0 | 0 | 0 | 0 | 0 | 0 | 0 | 0 | 0 | 0 | 0 | 0 | 0 | 0 | 0 | 0 | 0 | 0 | 12
NO |  | 282 | 2012 | 4 | 10 | 10 |  | TRINIDAD SWITCH | STRYKER CREEK SWITCH | 345 | 345 | S-T | 68.84 | 0 | 1 | 795 MCM ACSR 26/7 | 0 | 0 | 0 | 0 | 0 | 0 | 0 | 0 | 0 | 0 | 0 | 0 | 0 | 0 | 0 | 0 | 0 | 0 | 0 | 0 | 0 | 0 | 0 | 12
NO |  | 282 | 2012 | 4 | 11 | 11 |  | TRINIDAD SWITCH | FOREST GROVE SWITCH | 345 | 345 | S-T | 15.24 | 0 | 1 | 1590 MCM ACSR 54/ | 0 | 0 | 0 | 0 | 0 | 0 | 0 | 0 | 0 | 0 | 0 | 0 | 0 | 0 | 0 | 0 | 0 | 0 | 0 | 0 | 0 | 0 | 0 | 12
NO |  | 282 | 2012 | 4 | 12 | 12 |  | TRINIDAD SWITCH | TRI-CORNER | 345 | 345 | S-T | 0 | 40.31 | 1 | 795 MCM ACSR 26/7 | 0 | 0 | 0 | 0 | 0 | 0 | 0 | 0 | 0 | 0 | 0 | 0 | 0 | 0 | 0 | 0 | 0 | 0 | 0 | 0 | 0 | 0 | 0 | 12
NO |  | 282 | 2012 | 4 | 13 | 13 |  | TRINIDAD SWITCH | MT. ENTERPRISE SW | 345 | 345 | S-T | 93.43 | 0 | 1 | 795 MCM ACSR 26/7 | 0 | 0 | 0 | 0 | 0 | 0 | 0 | 0 | 0 | 0 | 0 | 0 | 0 | 0 | 0 | 0 | 0 | 0 | 0 | 0 | 0 | 0 | 0 | 12
NO |  | 282 | 2012 | 4 | 14 | 14 |  | TRINIDAD SWITCH | WATERMILL | 345 | 345 | S-T | 51.75 | 0 | 1 | 795 MCM ACSR 26/7 | 0 | 0 | 0 | 0 | 0 | 0 | 0 | 0 | 0 | 0 | 0 | 0 | 0 | 0 | 0 | 0 | 0 | 0 | 0 | 0 | 0 | 0 | 0 | 12
NO |  | 282 | 2012 | 4 | 15 | 15 |  | TWIN OAK SES | JEWETT | 345 | 345 | S-T | 17.34 | 0 | 1 | 795 MCM ACSR 26/7 | 0 | 0 | 0 | 0 | 0 | 0 | 0 | 0 | 0 | 0 | 0 | 0 | 0 | 0 | 0 | 0 | 0 | 0 | 0 | 0 | 0 | 0 | 0 | 12
NO |  | 282 | 2012 | 4 | 16 | 16 |  | TWIN OAK SES | OAK GROVE SES | 345 | 345 | S-T | 0 | 0.1 | 1 |  | 0 | 0 | 0 | 0 | 0 | 0 | 0 | 0 | 0 | 0 | 0 | 0 | 0 | 0 | 0 | 0 | 0 | 0 | 0 | 0 | 0 | 0 | 0 | 12
NO |  | 282 | 2012 | 4 | 17 | 17 |  | TWIN OAK SES | OAK GROVE SES | 345 | 345 | S-T | 0.1 | 0 | 1 |  | 0 | 0 | 0 | 0 | 0 | 0 | 0 | 0 | 0 | 0 | 0 | 0 | 0 | 0 | 0 | 0 | 0 | 0 | 0 | 0 | 0 | 0 | 0 | 12
NO |  | 282 | 2012 | 4 | 18 | 18 |  | TYLER GRANDE | TRI-CORNER | 345 | 345 | S-T | 82.01 | 0 | 1 |  | 0 | 0 | 0 | 0 | 0 | 0 | 0 | 0 | 0 | 0 | 0 | 0 | 0 | 0 | 0 | 0 | 0 | 0 | 0 | 0 | 0 | 0 | 0 | 12
NO |  | 282 | 2012 | 4 | 19 | 19 |  | VALLEY SES | ANNA SWITCH | 345 | 345 | S-T | 26.52 | 0 | 1 | 2-959 ACSS | 0 | 0 | 0 | 0 | 0 | 0 | 0 | 0 | 0 | 0 | 0 | 0 | 0 | 0 | 0 | 0 | 0 | 0 | 0 | 0 | 0 | 0 | 0 | 12
NO |  | 282 | 2012 | 4 | 20 | 20 |  | VALLEY SOUTH | ANNA SWITCH | 345 | 345 | S-T | 42.5 | 0 | 1 |  | 0 | 0 | 0 | 0 | 0 | 0 | 0 | 0 | 0 | 0 | 0 | 0 | 0 | 0 | 0 | 0 | 0 | 0 | 0 | 0 | 0 | 0 | 0 | 12
NO |  | 282 | 2012 | 4 | 21 | 21 |  | VALLEY SOUTH | PARIS SWITCH | 345 | 345 | S-T | 47.6 | 0 | 1 |  | 0 | 0 | 0 | 0 | 0 | 0 | 0 | 0 | 0 | 0 | 0 | 0 | 0 | 0 | 0 | 0 | 0 | 0 | 0 | 0 | 0 | 0 | 0 | 12
NO |  | 282 | 2012 | 4 | 22 | 22 |  | VALLEY SOUTH | FARMERSVILLE SWITCH | 345 | 345 | S-T | 26.5 | 0 | 1 | 2-795 ACSR | 0 | 0 | 0 | 0 | 0 | 0 | 0 | 0 | 0 | 0 | 0 | 0 | 0 | 0 | 0 | 0 | 0 | 0 | 0 | 0 | 0 | 0 | 0 | 12
NO |  | 282 | 2012 | 4 | 23 | 23 |  | VALLEY SWITCH 345 | VALLEY SOUTH | 345 | 345 | S-T | 0.9 | 0 | 1 | 2-795 ACSR | 0 | 0 | 0 | 0 | 0 | 0 | 0 | 0 | 0 | 0 | 0 | 0 | 0 | 0 | 0 | 0 | 0 | 0 | 0 | 0 | 0 | 0 | 0 | 12
NO |  | 282 | 2012 | 4 | 24 | 24 |  | VENUS SWITCH | NAVARRO SWITCH | 345 | 345 | S-T | 46.7 | 0 | 1 |  | 0 | 0 | 0 | 0 | 0 | 0 | 0 | 0 | 0 | 0 | 0 | 0 | 0 | 0 | 0 | 0 | 0 | 0 | 0 | 0 | 0 | 0 | 0 | 12
NO |  | 282 | 2012 | 4 | 25 | 25 |  | VENUS SWITCH | SHERRY SWITCH | 345 | 345 | S-T | 19.69 | 0 | 1 | 2-795 MCM ACSR | 0 | 0 | 0 | 0 | 0 | 0 | 0 | 0 | 0 | 0 | 0 | 0 | 0 | 0 | 0 | 0 | 0 | 0 | 0 | 0 | 0 | 0 | 0 | 12
NO |  | 282 | 2012 | 4 | 26 | 26 |  | VENUS SWITCH | JOHNSON SWITCH | 345 | 345 | S-T | 24.11 | 0 | 1 |  | 0 | 0 | 0 | 0 | 0 | 0 | 0 | 0 | 0 | 0 | 0 | 0 | 0 | 0 | 0 | 0 | 0 | 0 | 0 | 0 | 0 | 0 | 0 | 12
NO |  | 282 | 2012 | 4 | 27 | 27 |  | VENUS SWITCH | SAM SWITCH | 345 | 345 | S-T | 37.96 | 0 | 1 |  | 0 | 0 | 0 | 0 | 0 | 0 | 0 | 0 | 0 | 0 | 0 | 0 | 0 | 0 | 0 | 0 | 0 | 0 | 0 | 0 | 0 | 0 | 0 | 12
NO |  | 282 | 2012 | 4 | 28 | 28 |  | VENUS SWITCH | NAVARRO SWITCH | 345 | 345 | S-T | 0 | 46.7 | 1 |  | 0 | 0 | 0 | 0 | 0 | 0 | 0 | 0 | 0 | 0 | 0 | 0 | 0 | 0 | 0 | 0 | 0 | 0 | 0 | 0 | 0 | 0 | 0 | 12
NO |  | 282 | 2012 | 4 | 29 | 29 |  | VENUS SWITCH | SAM SWITCH | 345 | 345 | S-T | 0 | 37.96 | 1 |  | 0 | 0 | 0 | 0 | 0 | 0 | 0 | 0 | 0 | 0 | 0 | 0 | 0 | 0 | 0 | 0 | 0 | 0 | 0 | 0 | 0 | 0 | 0 | 12
NO |  | 282 | 2012 | 4 | 30 | 30 |  | VENUS SWITCH | LIGGETT SWITCH | 345 | 345 | S-T | 0 | 27.87 | 1 |  | 0 | 0 | 0 | 0 | 0 | 0 | 0 | 0 | 0 | 0 | 0 | 0 | 0 | 0 | 0 | 0 | 0 | 0 | 0 | 0 | 0 | 0 | 0 | 12
NO |  | 282 | 2012 | 4 | 31 | 31 |  | VENUS SWITCH | LIGGETT SWITCH | 345 | 345 | S-T | 27.87 | 0 | 1 |  | 0 | 0 | 0 | 0 | 0 | 0 | 0 | 0 | 0 | 0 | 0 | 0 | 0 | 0 | 0 | 0 | 0 | 0 | 0 | 0 | 0 | 0 | 0 | 12
NO |  | 282 | 2012 | 4 | 32 | 32 |  | WATERMILL | WEST LEVEE | 345 | 345 | S-P | 17.61 | 0 | 1 | 1590 MCM ACSR | 0 | 0 | 0 | 0 | 0 | 0 | 0 | 0 | 0 | 0 | 0 | 0 | 0 | 0 | 0 | 0 | 0 | 0 | 0 | 0 | 0 | 0 | 0 | 12
NO |  | 282 | 2012 | 4 | 33 | 33 |  | WATERMILL | TRI-CORNER | 345 | 345 | S-T | 11.44 | 0 | 1 | 2-959 ACSS | 0 | 0 | 0 | 0 | 0 | 0 | 0 | 0 | 0 | 0 | 0 | 0 | 0 | 0 | 0 | 0 | 0 | 0 | 0 | 0 | 0 | 0 | 0 | 12
NO |  | 282 | 2012 | 4 | 34 | 34 |  | WATERMILL | NAVARRO SWITCH | 345 | 345 | S-T | 47.34 | 0 | 1 |  | 0 | 0 | 0 | 0 | 0 | 0 | 0 | 0 | 0 | 0 | 0 | 0 | 0 | 0 | 0 | 0 | 0 | 0 | 0 | 0 | 0 | 0 | 0 | 12
NO |  | 282 | 2012 | 4 | 35 | 35 |  | WATERMILL | NAVARRO SWITCH | 345 | 345 | S-T | 0 | 47.34 | 1 |  | 0 | 0 | 0 | 0 | 0 | 0 | 0 | 0 | 0 | 0 | 0 | 0 | 0 | 0 | 0 | 0 | 0 | 0 | 0 | 0 | 0 | 0 | 0 | 12
NO |  | 282 | 2012 | 5 | 1 | 1 |  | WATERMILL | SARGENT ROAD | 345 | 345 | S-T | 9.88 | 0 | 1 |  | 0 | 0 | 0 | 0 | 0 | 0 | 0 | 0 | 0 | 0 | 0 | 0 | 0 | 0 | 0 | 0 | 0 | 0 | 0 | 0 | 0 | 0 | 0 | 12
NO |  | 282 | 2012 | 5 | 2 | 2 |  | WATERMILL | DESOTO SWITCH | 345 | 345 | S-T | 6.8 | 0 | 1 |  | 0 | 0 | 0 | 0 | 0 | 0 | 0 | 0 | 0 | 0 | 0 | 0 | 0 | 0 | 0 | 0 | 0 | 0 | 0 | 0 | 0 | 0 | 0 | 12
NO |  | 282 | 2012 | 5 | 3 | 3 |  | WEST LEVEE | SARGENT ROAD | 345 | 345 | S-T | 5.04 | 0 | 1 |  | 0 | 0 | 0 | 0 | 0 | 0 | 0 | 0 | 0 | 0 | 0 | 0 | 0 | 0 | 0 | 0 | 0 | 0 | 0 | 0 | 0 | 0 | 0 | 12
NO |  | 282 | 2012 | 5 | 4 | 4 |  | WILLOW CREEK SWITCH | WISE | 345 | 345 | S-T | 0 | 0.17 | 1 |  | 0 | 0 | 0 | 0 | 0 | 0 | 0 | 0 | 0 | 0 | 0 | 0 | 0 | 0 | 0 | 0 | 0 | 0 | 0 | 0 | 0 | 0 | 0 | 12
NO |  | 282 | 2012 | 5 | 5 | 5 |  | WILLOW CREEK SWITCH | WISE | 345 | 345 | S-T | 0.17 | 0 | 1 |  | 0 | 0 | 0 | 0 | 0 | 0 | 0 | 0 | 0 | 0 | 0 | 0 | 0 | 0 | 0 | 0 | 0 | 0 | 0 | 0 | 0 | 0 | 0 | 12
NO |  | 282 | 2012 | 5 | 6 | 6 |  | WILLOW CREEK SWITCH | PARKER SWITCH | 345 | 345 | S-T | 0 | 22.27 | 1 |  | 0 | 0 | 0 | 0 | 0 | 0 | 0 | 0 | 0 | 0 | 0 | 0 | 0 | 0 | 0 | 0 | 0 | 0 | 0 | 0 | 0 | 0 | 0 | 12
NO |  | 282 | 2012 | 5 | 7 | 7 |  | WILLOW CREEK SWITCH | PARKER SWITCH | 345 | 345 | S-H-F | 22.27 | 0 | 1 | 2-795 ACSR DRAKE | 0 | 0 | 0 | 0 | 0 | 0 | 0 | 0 | 0 | 0 | 0 | 0 | 0 | 0 | 0 | 0 | 0 | 0 | 0 | 0 | 0 | 0 | 0 | 12
NO |  | 282 | 2012 | 5 | 8 | 8 |  | WOLF HOLLOW SWITCH | ROCKY CREEK SWITCH | 345 | 345 | S-T | 47 | 0 | 1 |  | 0 | 0 | 0 | 0 | 0 | 0 | 0 | 0 | 0 | 0 | 0 | 0 | 0 | 0 | 0 | 0 | 0 | 0 | 0 | 0 | 0 | 0 | 0 | 12
NO |  | 282 | 2012 | 5 | 9 | 9 |  | WOLF HOLLOW SWITCH | COMANCHE PEAK SWITCH | 345 | 345 | S-T | 7.26 | 0 | 1 |  | 0 | 0 | 0 | 0 | 0 | 0 | 0 | 0 | 0 | 0 | 0 | 0 | 0 | 0 | 0 | 0 | 0 | 0 | 0 | 0 | 0 | 0 | 0 | 12
NO |  | 282 | 2012 | 5 | 10 | 10 |  | ALLEN SWITCH | BEN DAVIS | 138 | 138 | S-P | 19.53 | 0 | 1 |  | 0 | 0 | 0 | 0 | 0 | 0 | 0 | 0 | 0 | 0 | 0 | 0 | 0 | 0 | 0 | 0 | 0 | 0 | 0 | 0 | 0 | 0 | 0 | 12
NO |  | 282 | 2012 | 5 | 11 | 11 |  | ALLEN SWITCH | ANNA SWITCH | 138 | 138 | S-P | 0 | 22 | 1 |  | 0 | 0 | 0 | 0 | 0 | 0 | 0 | 0 | 0 | 0 | 0 | 0 | 0 | 0 | 0 | 0 | 0 | 0 | 0 | 0 | 0 | 0 | 0 | 12
NO |  | 282 | 2012 | 5 | 12 | 12 |  | ALLEN SWITCH | PLANO WEST | 138 | 138 | S-T | 5 | 0 | 1 |  | 0 | 0 | 0 | 0 | 0 | 0 | 0 | 0 | 0 | 0 | 0 | 0 | 0 | 0 | 0 | 0 | 0 | 0 | 0 | 0 | 0 | 0 | 0 | 12
NO |  | 282 | 2012 | 5 | 13 | 13 |  | ALLEN SWITCH | PLANO WEST | 138 | 138 | S-T | 0 | 7.06 | 1 |  | 0 | 0 | 0 | 0 | 0 | 0 | 0 | 0 | 0 | 0 | 0 | 0 | 0 | 0 | 0 | 0 | 0 | 0 | 0 | 0 | 0 | 0 | 0 | 12
NO |  | 282 | 2012 | 5 | 14 | 14 |  | ALLEN SWITCH | RENNER SWITCH | 138 | 138 | S-T | 0 | 6.04 | 1 | 1033.5 ACSR | 0 | 0 | 0 | 0 | 0 | 0 | 0 | 0 | 0 | 0 | 0 | 0 | 0 | 0 | 0 | 0 | 0 | 0 | 0 | 0 | 0 | 0 | 0 | 12
NO |  | 282 | 2012 | 5 | 15 | 15 |  | ALLEN SWITCH | RICHARDSON EAST | 138 | 138 | S-T | 11.37 | 0 | 1 | 795 ACSR | 0 | 0 | 0 | 0 | 0 | 0 | 0 | 0 | 0 | 0 | 0 | 0 | 0 | 0 | 0 | 0 | 0 | 0 | 0 | 0 | 0 | 0 | 0 | 12
NO |  | 282 | 2012 | 5 | 16 | 16 |  | ALLEN SWITCH | ANNA SWITCH | 138 | 138 | S-P | 20.4 | 0 | 1 |  | 0 | 0 | 0 | 0 | 0 | 0 | 0 | 0 | 0 | 0 | 0 | 0 | 0 | 0 | 0 | 0 | 0 | 0 | 0 | 0 | 0 | 0 | 0 | 12
NO |  | 282 | 2012 | 5 | 17 | 17 |  | ALVORD | WICHITA FALLS SOUTH SWITCH | 138 | 138 | W-H-F | 72.46 | 0 | 1 |  | 0 | 0 | 0 | 0 | 0 | 0 | 0 | 0 | 0 | 0 | 0 | 0 | 0 | 0 | 0 | 0 | 0 | 0 | 0 | 0 | 0 | 0 | 0 | 12
NO |  | 282 | 2012 | 5 | 18 | 18 |  | ALVORD | WISE COUNTY SWITCH | 138 | 138 | W-H-F | 9.72 | 0 | 1 |  | 0 | 0 | 0 | 0 | 0 | 0 | 0 | 0 | 0 | 0 | 0 | 0 | 0 | 0 | 0 | 0 | 0 | 0 | 0 | 0 | 0 | 0 | 0 | 12
NO |  | 282 | 2012 | 5 | 19 | 19 |  | ANDREWS NORTH | NO TREES SWITCH | 138 | 138 | W-H-F | 27.63 | 0 | 1 |  | 0 | 0 | 0 | 0 | 0 | 0 | 0 | 0 | 0 | 0 | 0 | 0 | 0 | 0 | 0 | 0 | 0 | 0 | 0 | 0 | 0 | 0 | 0 | 12
NO |  | 282 | 2012 | 5 | 20 | 20 |  | ANNA SWITCH | PAYNE SWITCH | 138 | 138 | W-H-F | 0 | 21.8 | 1 |  | 0 | 0 | 0 | 0 | 0 | 0 | 0 | 0 | 0 | 0 | 0 | 0 | 0 | 0 | 0 | 0 | 0 | 0 | 0 | 0 | 0 | 0 | 0 | 12
NO |  | 282 | 2012 | 5 | 21 | 21 |  | ANNA SWITCH | SHERMAN SOUTH | 138 | 138 | W-H-F | 26.93 | 0 | 1 |  | 0 | 0 | 0 | 0 | 0 | 0 | 0 | 0 | 0 | 0 | 0 | 0 | 0 | 0 | 0 | 0 | 0 | 0 | 0 | 0 | 0 | 0 | 0 | 12
NO |  | 282 | 2012 | 5 | 22 | 22 |  | ARGYLE | KRUM TAP 138KV SWITCH | 138 | 138 | W-H-F | 8.1 | 0 | 1 |  | 0 | 0 | 0 | 0 | 0 | 0 | 0 | 0 | 0 | 0 | 0 | 0 | 0 | 0 | 0 | 0 | 0 | 0 | 0 | 0 | 0 | 0 | 0 | 12
NO |  | 282 | 2012 | 5 | 23 | 23 |  | ARGYLE | LEWISVILLE SWITCH | 138 | 138 | W-H-F | 7.48 | 0 | 1 | 336.4 MCM ACSR | 0 | 0 | 0 | 0 | 0 | 0 | 0 | 0 | 0 | 0 | 0 | 0 | 0 | 0 | 0 | 0 | 0 | 0 | 0 | 0 | 0 | 0 | 0 | 12
NO |  | 282 | 2012 | 5 | 24 | 24 |  | ARGYLE | DENTON T.M.P.A. | 138 | 138 | S-P | 6.43 | 0 | 1 |  | 0 | 0 | 0 | 0 | 0 | 0 | 0 | 0 | 0 | 0 | 0 | 0 | 0 | 0 | 0 | 0 | 0 | 0 | 0 | 0 | 0 | 0 | 0 | 12
NO |  | 282 | 2012 | 5 | 25 | 25 |  | BARTON SWITCH | ORAN | 138 | 138 | W-H-F | 12.16 | 0 | 1 |  | 0 | 0 | 0 | 0 | 0 | 0 | 0 | 0 | 0 | 0 | 0 | 0 | 0 | 0 | 0 | 0 | 0 | 0 | 0 | 0 | 0 | 0 | 0 | 12
NO |  | 282 | 2012 | 5 | 26 | 26 |  | BELL COUNTY SWITCH | GABRIEL | 138 | 138 | W-H-F | 35.25 | 0 | 1 |  | 0 | 0 | 0 | 0 | 0 | 0 | 0 | 0 | 0 | 0 | 0 | 0 | 0 | 0 | 0 | 0 | 0 | 0 | 0 | 0 | 0 | 0 | 0 | 12
NO |  | 282 | 2012 | 5 | 27 | 27 |  | BELTON | KILLEEN SWITCH | 138 | 138 | W-H-F | 20.2 | 0 | 1 | 795 MCM ACSR 26/7 | 0 | 0 | 0 | 0 | 0 | 0 | 0 | 0 | 0 | 0 | 0 | 0 | 0 | 0 | 0 | 0 | 0 | 0 | 0 | 0 | 0 | 0 | 0 | 12
NO |  | 282 | 2012 | 5 | 28 | 28 |  | BELTON | KILLEEN SWITCH | 138 | 138 | W-H-F | 0 | 17.22 | 1 | 795 MCM ACSR 26/7 | 0 | 0 | 0 | 0 | 0 | 0 | 0 | 0 | 0 | 0 | 0 | 0 | 0 | 0 | 0 | 0 | 0 | 0 | 0 | 0 | 0 | 0 | 0 | 12
NO |  | 282 | 2012 | 5 | 29 | 29 |  | BENBROOK SWITCH | HEMPHILL | 138 | 138 | S-T | 12.81 | 0 | 1 | 795 ACSR | 0 | 0 | 0 | 0 | 0 | 0 | 0 | 0 | 0 | 0 | 0 | 0 | 0 | 0 | 0 | 0 | 0 | 0 | 0 | 0 | 0 | 0 | 0 | 12
NO |  | 282 | 2012 | 5 | 30 | 30 |  | BENBROOK SWITCH | MISTLETOE HEIGHTS | 138 | 138 | S-T | 11.45 | 0 | 1 | 795 ACSR | 0 | 0 | 0 | 0 | 0 | 0 | 0 | 0 | 0 | 0 | 0 | 0 | 0 | 0 | 0 | 0 | 0 | 0 | 0 | 0 | 0 | 0 | 0 | 12
NO |  | 282 | 2012 | 5 | 31 | 31 |  | BENBROOK SWITCH | WEDGWOOD SWITCH | 138 | 138 | S-T | 5.66 | 0 | 1 | 795 ACSR | 0 | 0 | 0 | 0 | 0 | 0 | 0 | 0 | 0 | 0 | 0 | 0 | 0 | 0 | 0 | 0 | 0 | 0 | 0 | 0 | 0 | 0 | 0 | 12
NO |  | 282 | 2012 | 5 | 32 | 32 |  | BENBROOK SWITCH | WEDGWOOD SWITCH | 138 | 138 | S-T | 0 | 5.66 | 1 | 795 ACSR | 0 | 0 | 0 | 0 | 0 | 0 | 0 | 0 | 0 | 0 | 0 | 0 | 0 | 0 | 0 | 0 | 0 | 0 | 0 | 0 | 0 | 0 | 0 | 12
NO |  | 282 | 2012 | 5 | 33 | 33 |  | BENNETT ROAD SWITCH | KRUM TAP 138KV SWITCH | 138 | 138 | C-P | 19.21 | 0 | 1 |  | 0 | 0 | 0 | 0 | 0 | 0 | 0 | 0 | 0 | 0 | 0 | 0 | 0 | 0 | 0 | 0 | 0 | 0 | 0 | 0 | 0 | 0 | 0 | 12
NO |  | 282 | 2012 | 5 | 34 | 34 |  | BENNETT ROAD SWITCH | WISE COUNTY SWITCH | 138 | 138 | C-P | 12.63 | 0 | 1 |  | 0 | 0 | 0 | 0 | 0 | 0 | 0 | 0 | 0 | 0 | 0 | 0 | 0 | 0 | 0 | 0 | 0 | 0 | 0 | 0 | 0 | 0 | 0 | 12
NO |  | 282 | 2012 | 5 | 35 | 35 |  | BIG SPRING SWITCH | BIG SPRING WEST | 138 | 138 | W-H-F | 9.81 | 0 | 1 |  | 0 | 0 | 0 | 0 | 0 | 0 | 0 | 0 | 0 | 0 | 0 | 0 | 0 | 0 | 0 | 0 | 0 | 0 | 0 | 0 | 0 | 0 | 0 | 12
NO |  | 282 | 2012 | 6 | 1 | 1 |  | BIG SPRING SWITCH | STANTON EAST SWITCH | 138 | 138 | W-P | 21.53 | 0 | 1 |  | 0 | 0 | 0 | 0 | 0 | 0 | 0 | 0 | 0 | 0 | 0 | 0 | 0 | 0 | 0 | 0 | 0 | 0 | 0 | 0 | 0 | 0 | 0 | 12
NO |  | 282 | 2012 | 6 | 2 | 2 |  | BIG SPRING WEST | STANTON EAST SWITCH | 138 | 138 | W-H-F | 37.26 | 0 | 1 |  | 0 | 0 | 0 | 0 | 0 | 0 | 0 | 0 | 0 | 0 | 0 | 0 | 0 | 0 | 0 | 0 | 0 | 0 | 0 | 0 | 0 | 0 | 0 | 12
NO |  | 282 | 2012 | 6 | 3 | 3 |  | BLUFF CREEK SWITCH | WILLOW VALLEY SWITCH | 138 | 138 | W-H-F | 19.9 | 0 | 1 | 636ACSR | 0 | 0 | 0 | 0 | 0 | 0 | 0 | 0 | 0 | 0 | 0 | 0 | 0 | 0 | 0 | 0 | 0 | 0 | 0 | 0 | 0 | 0 | 0 | 12
NO |  | 282 | 2012 | 6 | 4 | 4 |  | BLUFF CREEK SWITCH | ENNIS CREEK SWITCH | 138 | 138 | W-H-F | 10 | 0 | 1 |  | 0 | 0 | 0 | 0 | 0 | 0 | 0 | 0 | 0 | 0 | 0 | 0 | 0 | 0 | 0 | 0 | 0 | 0 | 0 | 0 | 0 | 0 | 0 | 12
NO |  | 282 | 2012 | 6 | 5 | 5 |  | BOWMAN SWITCH | PLEASANT VALLEY SWITCH | 138 | 138 | S-T | 8.92 | 0 | 1 | 795 ACSR | 0 | 0 | 0 | 0 | 0 | 0 | 0 | 0 | 0 | 0 | 0 | 0 | 0 | 0 | 0 | 0 | 0 | 0 | 0 | 0 | 0 | 0 | 0 | 12
NO |  | 282 | 2012 | 6 | 6 | 6 |  | BOWMAN SWITCH | LAKE WICHITA SWITCH | 138 | 138 | S-T | 5.63 | 0 | 1 | 795 ACSR | 0 | 0 | 0 | 0 | 0 | 0 | 0 | 0 | 0 | 0 | 0 | 0 | 0 | 0 | 0 | 0 | 0 | 0 | 0 | 0 | 0 | 0 | 0 | 12
NO |  | 282 | 2012 | 6 | 7 | 7 |  | BOWMAN SWITCH | WICHITA FALLS SOUTH SWITCH | 138 | 138 | W-H-F | 7.19 | 0 | 1 | 795 ACSR | 0 | 0 | 0 | 0 | 0 | 0 | 0 | 0 | 0 | 0 | 0 | 0 | 0 | 0 | 0 | 0 | 0 | 0 | 0 | 0 | 0 | 0 | 0 | 12
NO |  | 282 | 2012 | 6 | 8 | 8 |  | BOWMAN SWITCH | WICHITA FALLS COGEN | 138 | 138 | S-T | 3.81 | 0 | 1 | 795 ACSR | 0 | 0 | 0 | 0 | 0 | 0 | 0 | 0 | 0 | 0 | 0 | 0 | 0 | 0 | 0 | 0 | 0 | 0 | 0 | 0 | 0 | 0 | 0 | 12
NO |  | 282 | 2012 | 6 | 9 | 9 |  | BROWNWOOD | BROWNWOOD SWITCH | 138 | 138 | W-H-F | 12.19 | 0 | 1 | 336.4 ACSR | 0 | 0 | 0 | 0 | 0 | 0 | 0 | 0 | 0 | 0 | 0 | 0 | 0 | 0 | 0 | 0 | 0 | 0 | 0 | 0 | 0 | 0 | 0 | 12
NO |  | 282 | 2012 | 6 | 10 | 10 |  | BROWNWOOD SWITCH | GOLDTHWAITE | 138 | 138 | W-H-F | 29.54 | 0 | 1 | 336.4 ACSR | 0 | 0 | 0 | 0 | 0 | 0 | 0 | 0 | 0 | 0 | 0 | 0 | 0 | 0 | 0 | 0 | 0 | 0 | 0 | 0 | 0 | 0 | 0 | 12
NO |  | 282 | 2012 | 6 | 11 | 11 |  | BROWNWOOD SWITCH | SANTA ANNA | 138 | 138 | W-H-F | 7.78 | 0 | 1 |  | 0 | 0 | 0 | 0 | 0 | 0 | 0 | 0 | 0 | 0 | 0 | 0 | 0 | 0 | 0 | 0 | 0 | 0 | 0 | 0 | 0 | 0 | 0 | 12
NO |  | 282 | 2012 | 6 | 12 | 12 |  | CALMONT SWITCH | BENBROOK SWITCH | 138 | 138 | S-T | 0 | 4.71 | 1 | 1798 ACAR | 0 | 0 | 0 | 0 | 0 | 0 | 0 | 0 | 0 | 0 | 0 | 0 | 0 | 0 | 0 | 0 | 0 | 0 | 0 | 0 | 0 | 0 | 0 | 12
NO |  | 282 | 2012 | 6 | 13 | 13 |  | CALMONT SWITCH | BENBROOK SWITCH | 138 | 138 | S-T | 4.71 | 0 | 1 | 1798 ACAR | 0 | 0 | 0 | 0 | 0 | 0 | 0 | 0 | 0 | 0 | 0 | 0 | 0 | 0 | 0 | 0 | 0 | 0 | 0 | 0 | 0 | 0 | 0 | 12
NO |  | 282 | 2012 | 6 | 14 | 14 |  | CARROLLTON EAST SWITCH | RENNER SWITCH | 138 | 138 | S-T | 6.87 | 0 | 1 |  | 0 | 0 | 0 | 0 | 0 | 0 | 0 | 0 | 0 | 0 | 0 | 0 | 0 | 0 | 0 | 0 | 0 | 0 | 0 | 0 | 0 | 0 | 0 | 12
NO |  | 282 | 2012 | 6 | 15 | 15 |  | CARROLLTON EAST SWITCH | RENNER SWITCH | 138 | 138 | S-T | 0 | 6.79 | 1 |  | 0 | 0 | 0 | 0 | 0 | 0 | 0 | 0 | 0 | 0 | 0 | 0 | 0 | 0 | 0 | 0 | 0 | 0 | 0 | 0 | 0 | 0 | 0 | 12
NO |  | 282 | 2012 | 6 | 16 | 16 |  | CARROLLTON EAST SWITCH | RENNER | 138 | 138 | S-T | 11.71 | 0 | 1 |  | 0 | 0 | 0 | 0 | 0 | 0 | 0 | 0 | 0 | 0 | 0 | 0 | 0 | 0 | 0 | 0 | 0 | 0 | 0 | 0 | 0 | 0 | 0 | 12
NO |  | 282 | 2012 | 6 | 17 | 17 |  | CARROLLTON EAST SWITCH | NORTHHAVEN SWITCH | 138 | 138 | S-T | 6.58 | 0 | 1 |  | 0 | 0 | 0 | 0 | 0 | 0 | 0 | 0 | 0 | 0 | 0 | 0 | 0 | 0 | 0 | 0 | 0 | 0 | 0 | 0 | 0 | 0 | 0 | 12
NO |  | 282 | 2012 | 6 | 18 | 18 |  | CARROLLTON NORTHWEST | MONETARY SWITCH | 138 | 138 | S-T | 0 | 3.65 | 1 |  | 0 | 0 | 0 | 0 | 0 | 0 | 0 | 0 | 0 | 0 | 0 | 0 | 0 | 0 | 0 | 0 | 0 | 0 | 0 | 0 | 0 | 0 | 0 | 12
NO |  | 282 | 2012 | 6 | 19 | 19 |  | CARROLLTON NORTHWEST | MONETARY SWITCH | 138 | 138 | S-T | 3.65 | 0 | 1 |  | 0 | 0 | 0 | 0 | 0 | 0 | 0 | 0 | 0 | 0 | 0 | 0 | 0 | 0 | 0 | 0 | 0 | 0 | 0 | 0 | 0 | 0 | 0 | 12
NO |  | 282 | 2012 | 6 | 20 | 20 |  | CARROLLTON NORTHWEST | LEWISVILLE TI | 138 | 138 | S-H-F | 7.59 | 0 | 1 |  | 0 | 0 | 0 | 0 | 0 | 0 | 0 | 0 | 0 | 0 | 0 | 0 | 0 | 0 | 0 | 0 | 0 | 0 | 0 | 0 | 0 | 0 | 0 | 12
NO |  | 282 | 2012 | 6 | 21 | 21 |  | CARROLLTON NORTHWEST | NORTH LAKE SWITCH | 138 | 138 | S-P | 0 | 3.6 | 1 |  | 0 | 0 | 0 | 0 | 0 | 0 | 0 | 0 | 0 | 0 | 0 | 0 | 0 | 0 | 0 | 0 | 0 | 0 | 0 | 0 | 0 | 0 | 0 | 12
NO |  | 282 | 2012 | 6 | 22 | 22 |  | CARROLLTON NORTHWEST | NORTH LAKE SWITCH | 138 | 138 | S-T | 3.6 | 0 | 1 |  | 0 | 0 | 0 | 0 | 0 | 0 | 0 | 0 | 0 | 0 | 0 | 0 | 0 | 0 | 0 | 0 | 0 | 0 | 0 | 0 | 0 | 0 | 0 | 12
NO |  | 282 | 2012 | 6 | 23 | 23 |  | CARROLLTON NORTHWEST | HIGHLANDS | 138 | 138 | S-T | 4.79 | 0 | 1 |  | 0 | 0 | 0 | 0 | 0 | 0 | 0 | 0 | 0 | 0 | 0 | 0 | 0 | 0 | 0 | 0 | 0 | 0 | 0 | 0 | 0 | 0 | 0 | 12
NO |  | 282 | 2012 | 6 | 24 | 24 |  | CARROLLTON NORTHWEST | LEWISVILLE SWITCH | 138 | 138 | S-T | 8.28 | 0 | 1 |  | 0 | 0 | 0 | 0 | 0 | 0 | 0 | 0 | 0 | 0 | 0 | 0 | 0 | 0 | 0 | 0 | 0 | 0 | 0 | 0 | 0 | 0 | 0 | 12
NO |  | 282 | 2012 | 6 | 25 | 25 |  | CARROLLTON NORTHWEST | CARROLLTON EAST SWITCH | 138 | 138 | S-T | 5.95 | 0 | 1 |  | 0 | 0 | 0 | 0 | 0 | 0 | 0 | 0 | 0 | 0 | 0 | 0 | 0 | 0 | 0 | 0 | 0 | 0 | 0 | 0 | 0 | 0 | 0 | 12
NO |  | 282 | 2012 | 6 | 26 | 26 |  | CEDAR CREST SWITCH | SARGENT ROAD | 138 | 138 | S-T | 1.82 | 0 | 1 |  | 0 | 0 | 0 | 0 | 0 | 0 | 0 | 0 | 0 | 0 | 0 | 0 | 0 | 0 | 0 | 0 | 0 | 0 | 0 | 0 | 0 | 0 | 0 | 12
NO |  | 282 | 2012 | 6 | 27 | 27 |  | CEDAR CREST SWITCH | DEALEY | 138 | 138 | S-T | 3.55 | 0 | 1 |  | 0 | 0 | 0 | 0 | 0 | 0 | 0 | 0 | 0 | 0 | 0 | 0 | 0 | 0 | 0 | 0 | 0 | 0 | 0 | 0 | 0 | 0 | 0 | 12
NO |  | 282 | 2012 | 6 | 28 | 28 |  | CEDAR CREST SWITCH | INDUSTRIAL | 138 | 138 | S-T | 3.13 | 0 | 1 |  | 0 | 0 | 0 | 0 | 0 | 0 | 0 | 0 | 0 | 0 | 0 | 0 | 0 | 0 | 0 | 0 | 0 | 0 | 0 | 0 | 0 | 0 | 0 | 12
NO |  | 282 | 2012 | 6 | 29 | 29 |  | CEDAR HILL | DESOTO SWITCH | 138 | 138 | W-H-F | 6.17 | 0 | 1 | 1033 MCM ACSR | 0 | 0 | 0 | 0 | 0 | 0 | 0 | 0 | 0 | 0 | 0 | 0 | 0 | 0 | 0 | 0 | 0 | 0 | 0 | 0 | 0 | 0 | 0 | 12
NO |  | 282 | 2012 | 6 | 30 | 30 |  | CEDAR HILL | MIDLOTHIAN NORTH | 138 | 138 | S-P | 0 | 16.38 | 1 | 795 MCM ACSR | 0 | 0 | 0 | 0 | 0 | 0 | 0 | 0 | 0 | 0 | 0 | 0 | 0 | 0 | 0 | 0 | 0 | 0 | 0 | 0 | 0 | 0 | 0 | 12
NO |  | 282 | 2012 | 6 | 31 | 31 |  | CEDAR HILL | SORCEY ROAD | 138 | 138 | S-P | 2.84 | 0 | 1 | 795 MCM ACSR | 0 | 0 | 0 | 0 | 0 | 0 | 0 | 0 | 0 | 0 | 0 | 0 | 0 | 0 | 0 | 0 | 0 | 0 | 0 | 0 | 0 | 0 | 0 | 12
NO |  | 282 | 2012 | 6 | 32 | 32 |  | CEDAR HILL | DESOTO SWITCH | 138 | 138 | S-P | 6.17 | 0 | 1 |  | 0 | 0 | 0 | 0 | 0 | 0 | 0 | 0 | 0 | 0 | 0 | 0 | 0 | 0 | 0 | 0 | 0 | 0 | 0 | 0 | 0 | 0 | 0 | 12
NO |  | 282 | 2012 | 6 | 33 | 33 |  | CEDAR HILL SWITCH | LIGGETT SWITCH | 138 | 138 | S-P | 14.77 | 0 | 1 |  | 0 | 0 | 0 | 0 | 0 | 0 | 0 | 0 | 0 | 0 | 0 | 0 | 0 | 0 | 0 | 0 | 0 | 0 | 0 | 0 | 0 | 0 | 0 | 12
NO |  | 282 | 2012 | 6 | 34 | 34 |  | CEDAR HILL SWITCH | VENUS SWITCH | 138 | 138 | S-T | 28.97 | 0 | 1 | 795 MCM ACSR | 0 | 0 | 0 | 0 | 0 | 0 | 0 | 0 | 0 | 0 | 0 | 0 | 0 | 0 | 0 | 0 | 0 | 0 | 0 | 0 | 0 | 0 | 0 | 12
NO |  | 282 | 2012 | 6 | 35 | 35 |  | CEDAR HILL SWITCH | SORCEY ROAD | 138 | 138 | S-P | 0 | 2.84 | 1 |  | 0 | 0 | 0 | 0 | 0 | 0 | 0 | 0 | 0 | 0 | 0 | 0 | 0 | 0 | 0 | 0 | 0 | 0 | 0 | 0 | 0 | 0 | 0 | 12
NO |  | 282 | 2012 | 7 | 1 | 1 |  | CEDAR HILL SWITCH | FISH CREEK | 138 | 138 | S-T | 6.36 | 0 | 1 |  | 0 | 0 | 0 | 0 | 0 | 0 | 0 | 0 | 0 | 0 | 0 | 0 | 0 | 0 | 0 | 0 | 0 | 0 | 0 | 0 | 0 | 0 | 0 | 12
NO |  | 282 | 2012 | 7 | 2 | 2 |  | CEDAR HILL SWITCH | SOUTH HAMPTON | 138 | 138 | S-T | 7.63 | 0 | 1 |  | 0 | 0 | 0 | 0 | 0 | 0 | 0 | 0 | 0 | 0 | 0 | 0 | 0 | 0 | 0 | 0 | 0 | 0 | 0 | 0 | 0 | 0 | 0 | 12
NO |  | 282 | 2012 | 7 | 3 | 3 |  | CEDAR HILL SWITCH | MAYFIELD | 138 | 138 | S-P | 9.39 | 0 | 1 |  | 0 | 0 | 0 | 0 | 0 | 0 | 0 | 0 | 0 | 0 | 0 | 0 | 0 | 0 | 0 | 0 | 0 | 0 | 0 | 0 | 0 | 0 | 0 | 12
NO |  | 282 | 2012 | 7 | 4 | 4 |  | CENTERVILLE ROAD SWITCH | KIRKLAND PARK | 138 | 138 | S-P | 13.38 | 0 | 1 | 1033.5 ACSR | 0 | 0 | 0 | 0 | 0 | 0 | 0 | 0 | 0 | 0 | 0 | 0 | 0 | 0 | 0 | 0 | 0 | 0 | 0 | 0 | 0 | 0 | 0 | 12
NO |  | 282 | 2012 | 7 | 5 | 5 |  | CENTERVILLE ROAD SWITCH | KIRKLAND PARK | 138 | 138 | S-P | 0 | 9.42 | 1 | 1033.5 ACSR | 0 | 0 | 0 | 0 | 0 | 0 | 0 | 0 | 0 | 0 | 0 | 0 | 0 | 0 | 0 | 0 | 0 | 0 | 0 | 0 | 0 | 0 | 0 | 12
NO |  | 282 | 2012 | 7 | 6 | 6 |  | CERAMIC | WICHITA FALLS PPG | 138 | 138 | W-H-F | 1.4 | 0 | 1 | 795 ASCR | 0 | 0 | 0 | 0 | 0 | 0 | 0 | 0 | 0 | 0 | 0 | 0 | 0 | 0 | 0 | 0 | 0 | 0 | 0 | 0 | 0 | 0 | 0 | 12
NO |  | 282 | 2012 | 7 | 7 | 7 |  | CHINA GROVE SWITCH | SNYDER | 138 | 138 | W-H-F | 0 | 17.97 | 1 |  | 0 | 0 | 0 | 0 | 0 | 0 | 0 | 0 | 0 | 0 | 0 | 0 | 0 | 0 | 0 | 0 | 0 | 0 | 0 | 0 | 0 | 0 | 0 | 12
NO |  | 282 | 2012 | 7 | 8 | 8 |  | CHINA GROVE SWITCH | BLUFF CREEK SWITCH | 138 | 138 | W-H-F | 18.13 | 0 | 1 |  | 0 | 0 | 0 | 0 | 0 | 0 | 0 | 0 | 0 | 0 | 0 | 0 | 0 | 0 | 0 | 0 | 0 | 0 | 0 | 0 | 0 | 0 | 0 | 12
NO |  | 282 | 2012 | 7 | 9 | 9 |  | CHINA GROVE SWITCH | PAINT CREEK | 138 | 138 | W-H-F | 92.87 | 0 | 1 |  | 0 | 0 | 0 | 0 | 0 | 0 | 0 | 0 | 0 | 0 | 0 | 0 | 0 | 0 | 0 | 0 | 0 | 0 | 0 | 0 | 0 | 0 | 0 | 12
NO |  | 282 | 2012 | 7 | 10 | 10 |  | CHINA GROVE SWITCH | ACKERLY VEALMOR SWITCH | 138 | 138 | W-H-F | 69.3 | 0 | 1 | 636 ACSR | 0 | 0 | 0 | 0 | 0 | 0 | 0 | 0 | 0 | 0 | 0 | 0 | 0 | 0 | 0 | 0 | 0 | 0 | 0 | 0 | 0 | 0 | 0 | 12
NO |  | 282 | 2012 | 7 | 11 | 11 |  | COIT ROAD | DALLAS | 138 | 138 | S-T | 1.13 | 0 | 1 | 795 ACSR | 0 | 0 | 0 | 0 | 0 | 0 | 0 | 0 | 0 | 0 | 0 | 0 | 0 | 0 | 0 | 0 | 0 | 0 | 0 | 0 | 0 | 0 | 0 | 12
NO |  | 282 | 2012 | 7 | 12 | 12 |  | COLLIN SES | PLANO TENNYSON | 138 | 138 | S-P | 24.02 | 0 | 1 |  | 0 | 0 | 0 | 0 | 0 | 0 | 0 | 0 | 0 | 0 | 0 | 0 | 0 | 0 | 0 | 0 | 0 | 0 | 0 | 0 | 0 | 0 | 0 | 12
NO |  | 282 | 2012 | 7 | 13 | 13 |  | COLLIN SWITCH | PLANO TENNYSON | 138 | 138 | W-H-F | 0 | 24.02 | 1 |  | 0 | 0 | 0 | 0 | 0 | 0 | 0 | 0 | 0 | 0 | 0 | 0 | 0 | 0 | 0 | 0 | 0 | 0 | 0 | 0 | 0 | 0 | 0 | 12
NO |  | 282 | 2012 | 7 | 14 | 14 |  | COLLIN SWITCH | PAYNE SWITCH | 138 | 138 | W-H-F | 31.73 | 0 | 1 | 795 MCM ACSR | 0 | 0 | 0 | 0 | 0 | 0 | 0 | 0 | 0 | 0 | 0 | 0 | 0 | 0 | 0 | 0 | 0 | 0 | 0 | 0 | 0 | 0 | 0 | 12
NO |  | 282 | 2012 | 7 | 15 | 15 |  | COLLIN SWITCH | ALLEN SWITCH | 138 | 138 | W-H-F | 14.67 | 0 | 1 |  | 0 | 0 | 0 | 0 | 0 | 0 | 0 | 0 | 0 | 0 | 0 | 0 | 0 | 0 | 0 | 0 | 0 | 0 | 0 | 0 | 0 | 0 | 0 | 12
NO |  | 282 | 2012 | 7 | 16 | 16 |  | COLLIN SWITCH | ARCO T.M.P.A. | 138 | 138 | W-H-F | 7.3 | 0 | 1 |  | 0 | 0 | 0 | 0 | 0 | 0 | 0 | 0 | 0 | 0 | 0 | 0 | 0 | 0 | 0 | 0 | 0 | 0 | 0 | 0 | 0 | 0 | 0 | 12
NO |  | 282 | 2012 | 7 | 17 | 17 |  | COMANCHE PEAK SWITCH | DECORDOVA SWITCH | 138 | 138 | W-H-F | 14.45 | 0 | 1 | 795 ACSR | 0 | 0 | 0 | 0 | 0 | 0 | 0 | 0 | 0 | 0 | 0 | 0 | 0 | 0 | 0 | 0 | 0 | 0 | 0 | 0 | 0 | 0 | 0 | 12
NO |  | 282 | 2012 | 7 | 18 | 18 |  | COMANCHE PEAK SWITCH | STEPHENVILLE | 138 | 138 | S-T | 28.84 | 0 | 1 |  | 0 | 0 | 0 | 0 | 0 | 0 | 0 | 0 | 0 | 0 | 0 | 0 | 0 | 0 | 0 | 0 | 0 | 0 | 0 | 0 | 0 | 0 | 0 | 12
NO |  | 282 | 2012 | 7 | 19 | 19 |  | COMANCHE SWITCH | BROWNWOOD | 138 | 138 | W-H-F | 29.43 | 0 | 1 | 636 ACSR | 0 | 0 | 0 | 0 | 0 | 0 | 0 | 0 | 0 | 0 | 0 | 0 | 0 | 0 | 0 | 0 | 0 | 0 | 0 | 0 | 0 | 0 | 0 | 12
NO |  | 282 | 2012 | 7 | 20 | 20 |  | COMANCHE SWITCH | BROWNWOOD SWITCH | 138 | 138 | W-H-F | 0 | 26.66 | 1 | 795 ACSR | 0 | 0 | 0 | 0 | 0 | 0 | 0 | 0 | 0 | 0 | 0 | 0 | 0 | 0 | 0 | 0 | 0 | 0 | 0 | 0 | 0 | 0 | 0 | 12
NO |  | 282 | 2012 | 7 | 21 | 21 |  | COMMERCE SWITCH | SULPHUR SPRINGS SWITCH | 138 | 138 | W-H-F | 41.56 | 0 | 1 | 795 MCM ACSR | 0 | 0 | 0 | 0 | 0 | 0 | 0 | 0 | 0 | 0 | 0 | 0 | 0 | 0 | 0 | 0 | 0 | 0 | 0 | 0 | 0 | 0 | 0 | 12
NO |  | 282 | 2012 | 7 | 22 | 22 |  | COMMERCE SWITCH | PARIS SWITCH | 138 | 138 | W-H-F | 34.9 | 0 | 1 | 1033 MCM ACSR | 0 | 0 | 0 | 0 | 0 | 0 | 0 | 0 | 0 | 0 | 0 | 0 | 0 | 0 | 0 | 0 | 0 | 0 | 0 | 0 | 0 | 0 | 0 | 12
NO |  | 282 | 2012 | 7 | 23 | 23 |  | COMMERCE SWITCH | COMMERCE | 138 | 138 | W-H-F | 0 | 2.45 | 1 |  | 0 | 0 | 0 | 0 | 0 | 0 | 0 | 0 | 0 | 0 | 0 | 0 | 0 | 0 | 0 | 0 | 0 | 0 | 0 | 0 | 0 | 0 | 0 | 12
NO |  | 282 | 2012 | 7 | 24 | 24 |  | COSDEN | FALCON SEABOARD | 138 | 138 | W-P | 0.23 | 0 | 1 |  | 0 | 0 | 0 | 0 | 0 | 0 | 0 | 0 | 0 | 0 | 0 | 0 | 0 | 0 | 0 | 0 | 0 | 0 | 0 | 0 | 0 | 0 | 0 | 12
NO |  | 282 | 2012 | 7 | 25 | 25 |  | COSDEN | BIG SPRING SWITCH | 138 | 138 | W-H-F | 1.17 | 0 | 1 |  | 0 | 0 | 0 | 0 | 0 | 0 | 0 | 0 | 0 | 0 | 0 | 0 | 0 | 0 | 0 | 0 | 0 | 0 | 0 | 0 | 0 | 0 | 0 | 12
NO |  | 282 | 2012 | 7 | 26 | 26 |  | DECORDOVA SWITCH | CLEBURNE SWITCH | 138 | 138 | S-T | 22.59 | 0 | 1 | 2-795 ACSR | 0 | 0 | 0 | 0 | 0 | 0 | 0 | 0 | 0 | 0 | 0 | 0 | 0 | 0 | 0 | 0 | 0 | 0 | 0 | 0 | 0 | 0 | 0 | 12
NO |  | 282 | 2012 | 7 | 27 | 27 |  | DECORDOVA SWITCH | HOOD | 138 | 138 | S-T | 5.52 | 0 | 1 |  | 0 | 0 | 0 | 0 | 0 | 0 | 0 | 0 | 0 | 0 | 0 | 0 | 0 | 0 | 0 | 0 | 0 | 0 | 0 | 0 | 0 | 0 | 0 | 12
NO |  | 282 | 2012 | 7 | 28 | 28 |  | DENTON DRIVE SWITCH | MORRISON LANE SWITCH | 138 | 138 | S-T | 0 | 6.35 | 1 |  | 0 | 0 | 0 | 0 | 0 | 0 | 0 | 0 | 0 | 0 | 0 | 0 | 0 | 0 | 0 | 0 | 0 | 0 | 0 | 0 | 0 | 0 | 0 | 12
NO |  | 282 | 2012 | 7 | 29 | 29 |  | DENTON DRIVE SWITCH | MORRISON LANE SWITCH | 138 | 138 | S-T | 6.35 | 0 | 1 |  | 0 | 0 | 0 | 0 | 0 | 0 | 0 | 0 | 0 | 0 | 0 | 0 | 0 | 0 | 0 | 0 | 0 | 0 | 0 | 0 | 0 | 0 | 0 | 12
NO |  | 282 | 2012 | 7 | 30 | 30 |  | DESOTO SWITCH | ENNIS SWITCH | 138 | 138 | W-H-F | 17.84 | 0 | 1 | 336 MCM ACSR | 0 | 0 | 0 | 0 | 0 | 0 | 0 | 0 | 0 | 0 | 0 | 0 | 0 | 0 | 0 | 0 | 0 | 0 | 0 | 0 | 0 | 0 | 0 | 12
NO |  | 282 | 2012 | 7 | 31 | 31 |  | DESOTO SWITCH | STERRETT | 138 | 138 | W-H-F | 8.42 | 0 | 1 | 795 MCM ACSR | 0 | 0 | 0 | 0 | 0 | 0 | 0 | 0 | 0 | 0 | 0 | 0 | 0 | 0 | 0 | 0 | 0 | 0 | 0 | 0 | 0 | 0 | 0 | 12
NO |  | 282 | 2012 | 7 | 32 | 32 |  | EAGLE MOUNTAIN SWITCH | WEATHERFORD SWITCH | 138 | 138 | W-H-F | 22.8 | 0 | 1 |  | 0 | 0 | 0 | 0 | 0 | 0 | 0 | 0 | 0 | 0 | 0 | 0 | 0 | 0 | 0 | 0 | 0 | 0 | 0 | 0 | 0 | 0 | 0 | 12
NO |  | 282 | 2012 | 7 | 33 | 33 |  | EAGLE MOUNTAIN SWITCH | CALMONT SWITCH | 138 | 138 | S-T | 20.44 | 0 | 1 | 795 MCM ACSR | 0 | 0 | 0 | 0 | 0 | 0 | 0 | 0 | 0 | 0 | 0 | 0 | 0 | 0 | 0 | 0 | 0 | 0 | 0 | 0 | 0 | 0 | 0 | 12
NO |  | 282 | 2012 | 7 | 34 | 34 |  | EAGLE MOUNTAIN SWITCH | SAGINAW | 138 | 138 | S-T | 0 | 15.9 | 1 | 795 MCM ACSR | 0 | 0 | 0 | 0 | 0 | 0 | 0 | 0 | 0 | 0 | 0 | 0 | 0 | 0 | 0 | 0 | 0 | 0 | 0 | 0 | 0 | 0 | 0 | 12
NO |  | 282 | 2012 | 7 | 35 | 35 |  | EAGLE MOUNTAIN SWITCH | CALMONT SWITCH | 138 | 138 | S-T | 0 | 20.44 | 1 | 795 MCM ACSR | 0 | 0 | 0 | 0 | 0 | 0 | 0 | 0 | 0 | 0 | 0 | 0 | 0 | 0 | 0 | 0 | 0 | 0 | 0 | 0 | 0 | 0 | 0 | 12
NO |  | 282 | 2012 | 8 | 1 | 1 |  | EAGLE MOUNTAIN SWITCH | SAGINAW | 138 | 138 | S-T | 15.84 | 0 | 1 | 795 MCM ACSR | 0 | 0 | 0 | 0 | 0 | 0 | 0 | 0 | 0 | 0 | 0 | 0 | 0 | 0 | 0 | 0 | 0 | 0 | 0 | 0 | 0 | 0 | 0 | 12
NO |  | 282 | 2012 | 8 | 2 | 2 |  | EAGLE MOUNTAIN SWITCH | BENNETT RD SWITCH | 138 | 138 | W-H-F | 25.61 | 0 | 1 |  | 0 | 0 | 0 | 0 | 0 | 0 | 0 | 0 | 0 | 0 | 0 | 0 | 0 | 0 | 0 | 0 | 0 | 0 | 0 | 0 | 0 | 0 | 0 | 12
NO |  | 282 | 2012 | 8 | 3 | 3 |  | EAGLE MOUNTAIN SWITCH | SAGINAW | 138 | 138 | S-T | 12.66 | 0 | 1 | 795 ACSR | 0 | 0 | 0 | 0 | 0 | 0 | 0 | 0 | 0 | 0 | 0 | 0 | 0 | 0 | 0 | 0 | 0 | 0 | 0 | 0 | 0 | 0 | 0 | 12
NO |  | 282 | 2012 | 8 | 4 | 4 |  | EAGLE MOUNTAIN SWITCH | SAGINAW | 138 | 138 | S-T | 0 | 18.19 | 1 | 795 ACSR | 0 | 0 | 0 | 0 | 0 | 0 | 0 | 0 | 0 | 0 | 0 | 0 | 0 | 0 | 0 | 0 | 0 | 0 | 0 | 0 | 0 | 0 | 0 | 12
NO |  | 282 | 2012 | 8 | 5 | 5 |  | EAST LEVEE SWITCH | LOMO ALTO | 138 | 138 | S-P | 5.43 | 0 | 1 |  | 0 | 0 | 0 | 0 | 0 | 0 | 0 | 0 | 0 | 0 | 0 | 0 | 0 | 0 | 0 | 0 | 0 | 0 | 0 | 0 | 0 | 0 | 0 | 12
NO |  | 282 | 2012 | 8 | 6 | 6 |  | EAST LEVEE SWITCH | WEST LEVEE | 138 | 138 | S-P | 0 | 0.66 | 1 |  | 0 | 0 | 0 | 0 | 0 | 0 | 0 | 0 | 0 | 0 | 0 | 0 | 0 | 0 | 0 | 0 | 0 | 0 | 0 | 0 | 0 | 0 | 0 | 12
NO |  | 282 | 2012 | 8 | 7 | 7 |  | EAST LEVEE SWITCH | WEST LEVEE | 138 | 138 | S-P | 0.66 | 0 | 1 |  | 0 | 0 | 0 | 0 | 0 | 0 | 0 | 0 | 0 | 0 | 0 | 0 | 0 | 0 | 0 | 0 | 0 | 0 | 0 | 0 | 0 | 0 | 0 | 12
NO |  | 282 | 2012 | 8 | 8 | 8 |  | EAST LEVEE SWITCH | INDUSTRIAL | 138 | 138 | S-T | 2.98 | 0 | 1 |  | 0 | 0 | 0 | 0 | 0 | 0 | 0 | 0 | 0 | 0 | 0 | 0 | 0 | 0 | 0 | 0 | 0 | 0 | 0 | 0 | 0 | 0 | 0 | 12
NO |  | 282 | 2012 | 8 | 9 | 9 |  | EAST LEVEE SWITCH | WEST NETWORK XFR 00001 | 138 | 138 | S-T | 1.67 | 0 | 1 |  | 0 | 0 | 0 | 0 | 0 | 0 | 0 | 0 | 0 | 0 | 0 | 0 | 0 | 0 | 0 | 0 | 0 | 0 | 0 | 0 | 0 | 0 | 0 | 12
NO |  | 282 | 2012 | 8 | 10 | 10 |  | EAST LEVEE SWITCH | NORWOOD 138KV SWITCH | 138 | 138 | S-T | 6.61 | 0 | 1 |  | 0 | 0 | 0 | 0 | 0 | 0 | 0 | 0 | 0 | 0 | 0 | 0 | 0 | 0 | 0 | 0 | 0 | 0 | 0 | 0 | 0 | 0 | 0 | 12
NO |  | 282 | 2012 | 8 | 11 | 11 |  | EAST LEVEE SWITCH | RECORD CROSSING | 138 | 138 | S-T | 5.02 | 0 | 1 |  | 0 | 0 | 0 | 0 | 0 | 0 | 0 | 0 | 0 | 0 | 0 | 0 | 0 | 0 | 0 | 0 | 0 | 0 | 0 | 0 | 0 | 0 | 0 | 12
NO |  | 282 | 2012 | 8 | 12 | 12 |  | EAST LEVEE SWITCH | 800/900 NETWORK | 138 | 138 | S-T | 1.67 | 0 | 1 |  | 0 | 0 | 0 | 0 | 0 | 0 | 0 | 0 | 0 | 0 | 0 | 0 | 0 | 0 | 0 | 0 | 0 | 0 | 0 | 0 | 0 | 0 | 0 | 12
NO |  | 282 | 2012 | 8 | 13 | 13 |  | EAST LEVEE SWITCH | NORTH NETWORK CSW 00123 | 138 | 138 | S-T | 1.21 | 0 | 1 |  | 0 | 0 | 0 | 0 | 0 | 0 | 0 | 0 | 0 | 0 | 0 | 0 | 0 | 0 | 0 | 0 | 0 | 0 | 0 | 0 | 0 | 0 | 0 | 12
NO |  | 282 | 2012 | 8 | 14 | 14 |  | EAST LEVEE SWITCH | NORTH NETWORK | 138 | 138 | S-T | 0 | 1.21 | 1 |  | 0 | 0 | 0 | 0 | 0 | 0 | 0 | 0 | 0 | 0 | 0 | 0 | 0 | 0 | 0 | 0 | 0 | 0 | 0 | 0 | 0 | 0 | 0 | 12
NO |  | 282 | 2012 | 8 | 15 | 15 |  | ECTOR CO NORTH SWITCH | MOSS SWITCH | 138 | 138 | S-T | 20.07 | 0 | 1 |  | 0 | 0 | 0 | 0 | 0 | 0 | 0 | 0 | 0 | 0 | 0 | 0 | 0 | 0 | 0 | 0 | 0 | 0 | 0 | 0 | 0 | 0 | 0 | 12
NO |  | 282 | 2012 | 8 | 16 | 16 |  | ELGIN SWITCH | TAYLOR | 138 | 138 | S-H-F | 11.48 | 0 | 1 | 336.4 MCM ACSR 26 | 0 | 0 | 0 | 0 | 0 | 0 | 0 | 0 | 0 | 0 | 0 | 0 | 0 | 0 | 0 | 0 | 0 | 0 | 0 | 0 | 0 | 0 | 0 | 12
NO |  | 282 | 2012 | 8 | 17 | 17 |  | ELGIN SWITCH | SIM GIDEON SES | 138 | 138 | W-H-F | 2.29 | 0 | 1 |  | 0 | 0 | 0 | 0 | 0 | 0 | 0 | 0 | 0 | 0 | 0 | 0 | 0 | 0 | 0 | 0 | 0 | 0 | 0 | 0 | 0 | 0 | 0 | 12
NO |  | 282 | 2012 | 8 | 18 | 18 |  | ELKTON | FOREST GROVE SWITCH | 138 | 138 | W-H-F | 40.72 | 0 | 1 |  | 0 | 0 | 0 | 0 | 0 | 0 | 0 | 0 | 0 | 0 | 0 | 0 | 0 | 0 | 0 | 0 | 0 | 0 | 0 | 0 | 0 | 0 | 0 | 12
NO |  | 282 | 2012 | 8 | 19 | 19 |  | ELKTON | TYLER SWITCH | 138 | 138 | W-H-F | 7.73 | 0 | 1 | 636 MCM ACSR 26/7 | 0 | 0 | 0 | 0 | 0 | 0 | 0 | 0 | 0 | 0 | 0 | 0 | 0 | 0 | 0 | 0 | 0 | 0 | 0 | 0 | 0 | 0 | 0 | 12
NO |  | 282 | 2012 | 8 | 20 | 20 |  | ELKTON | TYLER GRANDE | 138 | 138 | W-H-F | 5.28 | 0 | 1 |  | 0 | 0 | 0 | 0 | 0 | 0 | 0 | 0 | 0 | 0 | 0 | 0 | 0 | 0 | 0 | 0 | 0 | 0 | 0 | 0 | 0 | 0 | 0 | 12
NO |  | 282 | 2012 | 8 | 21 | 21 |  | ELKTON | PALESTINE SOUTH | 138 | 138 | W-H-F | 51.34 | 0 | 1 | 795 MCM ACSR 26/7 | 0 | 0 | 0 | 0 | 0 | 0 | 0 | 0 | 0 | 0 | 0 | 0 | 0 | 0 | 0 | 0 | 0 | 0 | 0 | 0 | 0 | 0 | 0 | 12
NO |  | 282 | 2012 | 8 | 22 | 22 |  | ELKTON | TYLER NORTHWEST | 138 | 138 | W-H-F | 8.72 | 0 | 1 | 795 MCM ACSR 26/7 | 0 | 0 | 0 | 0 | 0 | 0 | 0 | 0 | 0 | 0 | 0 | 0 | 0 | 0 | 0 | 0 | 0 | 0 | 0 | 0 | 0 | 0 | 0 | 12
NO |  | 282 | 2012 | 8 | 23 | 23 |  | ELM MOTT | WHITNEY | 138 | 138 | W-H-F | 19.3 | 0 | 1 | 636 MCM ACSR 26/7 | 0 | 0 | 0 | 0 | 0 | 0 | 0 | 0 | 0 | 0 | 0 | 0 | 0 | 0 | 0 | 0 | 0 | 0 | 0 | 0 | 0 | 0 | 0 | 12
NO |  | 282 | 2012 | 8 | 24 | 24 |  | ENNIS SWITCH | ENNIS WEST SWITCH | 138 | 138 | W-H-F | 13 | 0 | 1 |  | 0 | 0 | 0 | 0 | 0 | 0 | 0 | 0 | 0 | 0 | 0 | 0 | 0 | 0 | 0 | 0 | 0 | 0 | 0 | 0 | 0 | 0 | 0 | 12
NO |  | 282 | 2012 | 8 | 25 | 25 |  | ENNIS SWITCH | ENNIS WEST SWITCH | 138 | 138 | W-H-F | 0 | 13.36 | 1 |  | 0 | 0 | 0 | 0 | 0 | 0 | 0 | 0 | 0 | 0 | 0 | 0 | 0 | 0 | 0 | 0 | 0 | 0 | 0 | 0 | 0 | 0 | 0 | 12
NO |  | 282 | 2012 | 8 | 26 | 26 |  | ENNIS WEST SWITCH | STERRETT | 138 | 138 | W-H-F | 17 | 0 | 1 |  | 0 | 0 | 0 | 0 | 0 | 0 | 0 | 0 | 0 | 0 | 0 | 0 | 0 | 0 | 0 | 0 | 0 | 0 | 0 | 0 | 0 | 0 | 0 | 12
NO |  | 282 | 2012 | 8 | 27 | 27 |  | ESKOTA SWITCH | ABILENE SOUTH | 138 | 138 | W-H-F | 5.61 | 0 | 1 |  | 0 | 0 | 0 | 0 | 0 | 0 | 0 | 0 | 0 | 0 | 0 | 0 | 0 | 0 | 0 | 0 | 0 | 0 | 0 | 0 | 0 | 0 | 0 | 12
NO |  | 282 | 2012 | 8 | 28 | 28 |  | ESKOTA SWITCH | MORGAN CREEK SWITCH | 138 | 138 | W-H-F | 44.1 | 0 | 1 | 636 ACSR | 0 | 0 | 0 | 0 | 0 | 0 | 0 | 0 | 0 | 0 | 0 | 0 | 0 | 0 | 0 | 0 | 0 | 0 | 0 | 0 | 0 | 0 | 0 | 12
NO |  | 282 | 2012 | 8 | 29 | 29 |  | EVERMAN SWITCH | CLEBURNE SWITCH | 138 | 138 | W-H-F | 32.9 | 0 | 1 | 795 ACSR | 0 | 0 | 0 | 0 | 0 | 0 | 0 | 0 | 0 | 0 | 0 | 0 | 0 | 0 | 0 | 0 | 0 | 0 | 0 | 0 | 0 | 0 | 0 | 12
NO |  | 282 | 2012 | 8 | 30 | 30 |  | EVERMAN SWITCH | FOREST HILL SWITCH | 138 | 138 | S-T | 0 | 2.05 | 1 |  | 0 | 0 | 0 | 0 | 0 | 0 | 0 | 0 | 0 | 0 | 0 | 0 | 0 | 0 | 0 | 0 | 0 | 0 | 0 | 0 | 0 | 0 | 0 | 12
NO |  | 282 | 2012 | 8 | 31 | 31 |  | EVERMAN SWITCH | FOREST HILL SWITCH | 138 | 138 | S-T | 5.01 | 0 | 1 | 795 MCM ACSR | 0 | 0 | 0 | 0 | 0 | 0 | 0 | 0 | 0 | 0 | 0 | 0 | 0 | 0 | 0 | 0 | 0 | 0 | 0 | 0 | 0 | 0 | 0 | 12
NO |  | 282 | 2012 | 8 | 32 | 32 |  | EVERMAN SWITCH | FOREST HILL SWITCH | 138 | 138 | S-T | 0 | 4.11 | 1 | 795 MCM ACSR | 0 | 0 | 0 | 0 | 0 | 0 | 0 | 0 | 0 | 0 | 0 | 0 | 0 | 0 | 0 | 0 | 0 | 0 | 0 | 0 | 0 | 0 | 0 | 12
NO |  | 282 | 2012 | 8 | 33 | 33 |  | EXECUTIVE PARKWAY | SHERRY | 138 | 138 | S-T | 2.73 | 0 | 1 |  | 0 | 0 | 0 | 0 | 0 | 0 | 0 | 0 | 0 | 0 | 0 | 0 | 0 | 0 | 0 | 0 | 0 | 0 | 0 | 0 | 0 | 0 | 0 | 12
NO |  | 282 | 2012 | 8 | 34 | 34 |  | EXECUTIVE PARKWAY | SHERRY SWITCH | 138 | 138 | S-T | 0 | 2.73 | 1 |  | 0 | 0 | 0 | 0 | 0 | 0 | 0 | 0 | 0 | 0 | 0 | 0 | 0 | 0 | 0 | 0 | 0 | 0 | 0 | 0 | 0 | 0 | 0 | 12
NO |  | 282 | 2012 | 8 | 35 | 35 |  | FISHER ROAD SWITCH | WICHITA FALLS PPG | 138 | 138 | S-T | 12.91 | 0 | 1 | 795 ACSR | 0 | 0 | 0 | 0 | 0 | 0 | 0 | 0 | 0 | 0 | 0 | 0 | 0 | 0 | 0 | 0 | 0 | 0 | 0 | 0 | 0 | 0 | 0 | 12
NO |  | 282 | 2012 | 9 | 1 | 1 |  | FISHER ROAD SWITCH | WICHITA FALLS | 138 | 138 | S-P | 0 | 3.52 | 1 | 336 MCM ACSR | 0 | 0 | 0 | 0 | 0 | 0 | 0 | 0 | 0 | 0 | 0 | 0 | 0 | 0 | 0 | 0 | 0 | 0 | 0 | 0 | 0 | 0 | 0 | 12
NO |  | 282 | 2012 | 9 | 2 | 2 |  | FLAT CREEK SWITCH | LEON SWITCH | 138 | 138 | W-H-F | 19.47 | 0 | 1 |  | 0 | 0 | 0 | 0 | 0 | 0 | 0 | 0 | 0 | 0 | 0 | 0 | 0 | 0 | 0 | 0 | 0 | 0 | 0 | 0 | 0 | 0 | 0 | 12
NO |  | 282 | 2012 | 9 | 3 | 3 |  | FOREST GROVE SWITCH | CANTON SWITCH | 138 | 138 | W-H-F | 48.1 | 0 | 1 | 1033.5 MCM ACSR 4 | 0 | 0 | 0 | 0 | 0 | 0 | 0 | 0 | 0 | 0 | 0 | 0 | 0 | 0 | 0 | 0 | 0 | 0 | 0 | 0 | 0 | 0 | 0 | 12
NO |  | 282 | 2012 | 9 | 4 | 4 |  | FOREST HILL SWITCH | ROLLING HILLS | 138 | 138 | S-T | 5.2 | 0 | 1 | 795 ACSR | 0 | 0 | 0 | 0 | 0 | 0 | 0 | 0 | 0 | 0 | 0 | 0 | 0 | 0 | 0 | 0 | 0 | 0 | 0 | 0 | 0 | 0 | 0 | 12
NO |  | 282 | 2012 | 9 | 5 | 5 |  | FORNEY SWITCH | MESQUITE EAST | 138 | 138 | S-T | 0 | 5.27 | 1 |  | 0 | 0 | 0 | 0 | 0 | 0 | 0 | 0 | 0 | 0 | 0 | 0 | 0 | 0 | 0 | 0 | 0 | 0 | 0 | 0 | 0 | 0 | 0 | 12
NO |  | 282 | 2012 | 9 | 6 | 6 |  | GAINESVILLE | SPRING | 138 | 138 | W-H-F | 14.84 | 0 | 1 | 795 MCM ACSR | 0 | 0 | 0 | 0 | 0 | 0 | 0 | 0 | 0 | 0 | 0 | 0 | 0 | 0 | 0 | 0 | 0 | 0 | 0 | 0 | 0 | 0 | 0 | 12
NO |  | 282 | 2012 | 9 | 7 | 7 |  | GENERAL TIRE SWITCH | PERMIAN BASIN SWITCH | 138 | 138 | W-H-F | 65.94 | 0 | 1 |  | 0 | 0 | 0 | 0 | 0 | 0 | 0 | 0 | 0 | 0 | 0 | 0 | 0 | 0 | 0 | 0 | 0 | 0 | 0 | 0 | 0 | 0 | 0 | 12
NO |  | 282 | 2012 | 9 | 8 | 8 |  | GENERAL TIRE SWITCH | REXALL | 138 | 138 | S-T | 0.61 | 0 | 1 |  | 0 | 0 | 0 | 0 | 0 | 0 | 0 | 0 | 0 | 0 | 0 | 0 | 0 | 0 | 0 | 0 | 0 | 0 | 0 | 0 | 0 | 0 | 0 | 12
NO |  | 282 | 2012 | 9 | 9 | 9 |  | GENERAL TIRE SWITCH | OLEFIN SWITCH | 138 | 138 | W-H-F | 0.72 | 0 | 1 |  | 0 | 0 | 0 | 0 | 0 | 0 | 0 | 0 | 0 | 0 | 0 | 0 | 0 | 0 | 0 | 0 | 0 | 0 | 0 | 0 | 0 | 0 | 0 | 12
NO |  | 282 | 2012 | 9 | 10 | 10 |  | GOLDEN SWITCH | SUN SWITCH | 138 | 138 | W-H-F | 10 | 0 | 1 |  | 0 | 0 | 0 | 0 | 0 | 0 | 0 | 0 | 0 | 0 | 0 | 0 | 0 | 0 | 0 | 0 | 0 | 0 | 0 | 0 | 0 | 0 | 0 | 12
NO |  | 282 | 2012 | 9 | 11 | 11 |  | GRAHAM PLANT SWITCH | RICE SWITCH | 138 | 138 | W-H-F | 9.27 | 0 | 1 | 336.4 ACSR | 0 | 0 | 0 | 0 | 0 | 0 | 0 | 0 | 0 | 0 | 0 | 0 | 0 | 0 | 0 | 0 | 0 | 0 | 0 | 0 | 0 | 0 | 0 | 12
NO |  | 282 | 2012 | 9 | 12 | 12 |  | GRAHAM PLANT SWITCH | BRECKENRIDGE | 138 | 138 | W-H-F | 0 | 42.61 | 1 | 636 ACSR | 0 | 0 | 0 | 0 | 0 | 0 | 0 | 0 | 0 | 0 | 0 | 0 | 0 | 0 | 0 | 0 | 0 | 0 | 0 | 0 | 0 | 0 | 0 | 12
NO |  | 282 | 2012 | 9 | 13 | 13 |  | GRAHAM PLANT SWITCH | PAINT CREEK | 138 | 138 | W-H-F | 58.16 | 0 | 1 | 636 ACSR | 0 | 0 | 0 | 0 | 0 | 0 | 0 | 0 | 0 | 0 | 0 | 0 | 0 | 0 | 0 | 0 | 0 | 0 | 0 | 0 | 0 | 0 | 0 | 12
NO |  | 282 | 2012 | 9 | 14 | 14 |  | GRAHAM PLANT SWITCH | GRAHAM SWITCH | 138 | 138 | W-H-F | 7.12 | 0 | 1 |  | 0 | 0 | 0 | 0 | 0 | 0 | 0 | 0 | 0 | 0 | 0 | 0 | 0 | 0 | 0 | 0 | 0 | 0 | 0 | 0 | 0 | 0 | 0 | 12
NO |  | 282 | 2012 | 9 | 15 | 15 |  | GRAHAM PLANT SWITCH | LEON SWITCH | 138 | 138 | W-H-F | 65.58 | 0 | 1 | 636 ACSR | 0 | 0 | 0 | 0 | 0 | 0 | 0 | 0 | 0 | 0 | 0 | 0 | 0 | 0 | 0 | 0 | 0 | 0 | 0 | 0 | 0 | 0 | 0 | 12
NO |  | 282 | 2012 | 9 | 16 | 16 |  | GRAHAM PLANT SWITCH | BOWMAN SWITCH | 138 | 138 | S-H-F | 46.4 | 0 | 1 | 795 ACSR | 0 | 0 | 0 | 0 | 0 | 0 | 0 | 0 | 0 | 0 | 0 | 0 | 0 | 0 | 0 | 0 | 0 | 0 | 0 | 0 | 0 | 0 | 0 | 12
NO |  | 282 | 2012 | 9 | 17 | 17 |  | GRAHAM SWITCH | BARTON SWITCH | 138 | 138 | W-H-F | 16 | 0 | 1 |  | 0 | 0 | 0 | 0 | 0 | 0 | 0 | 0 | 0 | 0 | 0 | 0 | 0 | 0 | 0 | 0 | 0 | 0 | 0 | 0 | 0 | 0 | 0 | 12
NO |  | 282 | 2012 | 9 | 18 | 18 |  | GREENVILLE AVENUE SWITCH | KIRKLAND PARK | 138 | 138 | S-T | 0 | 3.8 | 1 | 2-1033 ACSR | 0 | 0 | 0 | 0 | 0 | 0 | 0 | 0 | 0 | 0 | 0 | 0 | 0 | 0 | 0 | 0 | 0 | 0 | 0 | 0 | 0 | 0 | 0 | 12
NO |  | 282 | 2012 | 9 | 19 | 19 |  | GREENVILLE AVENUE SWITCH | KIRKLAND PARK | 138 | 138 | S-T | 3.8 | 0 | 1 | 2-1033 ACSR | 0 | 0 | 0 | 0 | 0 | 0 | 0 | 0 | 0 | 0 | 0 | 0 | 0 | 0 | 0 | 0 | 0 | 0 | 0 | 0 | 0 | 0 | 0 | 12
NO |  | 282 | 2012 | 9 | 20 | 20 |  | GREENVILLE AVENUE SWITCH | 800/900 NETWORK | 138 | 138 | S-T | 4.6 | 0 | 1 | 636 MCM 24/7 SSAC | 0 | 0 | 0 | 0 | 0 | 0 | 0 | 0 | 0 | 0 | 0 | 0 | 0 | 0 | 0 | 0 | 0 | 0 | 0 | 0 | 0 | 0 | 0 | 12
NO |  | 282 | 2012 | 9 | 21 | 21 |  | GREENVILLE AVENUE SWITCH | MATILDA | 138 | 138 | C-U-G | 0 | 1.92 | 1 |  | 0 | 0 | 0 | 0 | 0 | 0 | 0 | 0 | 0 | 0 | 0 | 0 | 0 | 0 | 0 | 0 | 0 | 0 | 0 | 0 | 0 | 0 | 0 | 12
NO |  | 282 | 2012 | 9 | 22 | 22 |  | GREENVILLE AVENUE SWITCH | MATILDA | 138 | 138 | C-U-G | 1.92 | 0 | 1 |  | 0 | 0 | 0 | 0 | 0 | 0 | 0 | 0 | 0 | 0 | 0 | 0 | 0 | 0 | 0 | 0 | 0 | 0 | 0 | 0 | 0 | 0 | 0 | 12
NO |  | 282 | 2012 | 9 | 23 | 23 |  | GREENVILLE AVENUE SWITCH | 800/900 NETWORK | 138 | 138 | S-T | 0 | 4.61 | 1 | 636 MCM 24/7 SSAC | 0 | 0 | 0 | 0 | 0 | 0 | 0 | 0 | 0 | 0 | 0 | 0 | 0 | 0 | 0 | 0 | 0 | 0 | 0 | 0 | 0 | 0 | 0 | 12
NO |  | 282 | 2012 | 9 | 24 | 24 |  | GREENVILLE AVENUE SWITCH | LOMO ALTO | 138 | 138 | W-P | 3.63 | 0 | 1 | 636 MCM 26/7 ACSR | 0 | 0 | 0 | 0 | 0 | 0 | 0 | 0 | 0 | 0 | 0 | 0 | 0 | 0 | 0 | 0 | 0 | 0 | 0 | 0 | 0 | 0 | 0 | 12
NO |  | 282 | 2012 | 9 | 25 | 25 |  | GRESHAM RD SWITCH | NACOGDOCHES | 138 | 138 | S-P | 21.25 | 0 | 1 |  | 0 | 0 | 0 | 0 | 0 | 0 | 0 | 0 | 0 | 0 | 0 | 0 | 0 | 0 | 0 | 0 | 0 | 0 | 0 | 0 | 0 | 0 | 0 | 12
NO |  | 282 | 2012 | 9 | 26 | 26 |  | GROESBECK | MEXIA | 138 | 138 | W-H-F | 22.1 | 0 | 1 |  | 0 | 0 | 0 | 0 | 0 | 0 | 0 | 0 | 0 | 0 | 0 | 0 | 0 | 0 | 0 | 0 | 0 | 0 | 0 | 0 | 0 | 0 | 0 | 12
NO |  | 282 | 2012 | 9 | 27 | 27 |  | HACKBERRY | EULESS | 138 | 138 | S-T | 19.04 | 0 | 1 |  | 0 | 0 | 0 | 0 | 0 | 0 | 0 | 0 | 0 | 0 | 0 | 0 | 0 | 0 | 0 | 0 | 0 | 0 | 0 | 0 | 0 | 0 | 0 | 12
NO |  | 282 | 2012 | 9 | 28 | 28 |  | HACKBERRY | LIGGETT SWITCH | 138 | 138 | S-T | 13.23 | 0 | 1 |  | 0 | 0 | 0 | 0 | 0 | 0 | 0 | 0 | 0 | 0 | 0 | 0 | 0 | 0 | 0 | 0 | 0 | 0 | 0 | 0 | 0 | 0 | 0 | 12
NO |  | 282 | 2012 | 9 | 29 | 29 |  | HANDLEY SWITCH 138 | EVERMAN SWITCH | 138 | 138 | S-T | 0 | 12.22 | 1 | 795 ACSR | 0 | 0 | 0 | 0 | 0 | 0 | 0 | 0 | 0 | 0 | 0 | 0 | 0 | 0 | 0 | 0 | 0 | 0 | 0 | 0 | 0 | 0 | 0 | 12
NO |  | 282 | 2012 | 9 | 30 | 30 |  | HANDLEY SWITCH 138 | SHERRY SWITCH | 138 | 138 | S-T | 0 | 8.91 | 1 | 1798 ACAR | 0 | 0 | 0 | 0 | 0 | 0 | 0 | 0 | 0 | 0 | 0 | 0 | 0 | 0 | 0 | 0 | 0 | 0 | 0 | 0 | 0 | 0 | 0 | 12
NO |  | 282 | 2012 | 9 | 31 | 31 |  | HANDLEY SWITCH 138 | SAGINAW | 138 | 138 | S-T | 0 | 15.77 | 1 | 1798 MCM ACAR | 0 | 0 | 0 | 0 | 0 | 0 | 0 | 0 | 0 | 0 | 0 | 0 | 0 | 0 | 0 | 0 | 0 | 0 | 0 | 0 | 0 | 0 | 0 | 12
NO |  | 282 | 2012 | 9 | 32 | 32 |  | HANDLEY SWITCH 138 | SAGINAW | 138 | 138 | S-T | 10.55 | 14.68 | 1 |  | 0 | 0 | 0 | 0 | 0 | 0 | 0 | 0 | 0 | 0 | 0 | 0 | 0 | 0 | 0 | 0 | 0 | 0 | 0 | 0 | 0 | 0 | 0 | 12
NO |  | 282 | 2012 | 9 | 33 | 33 |  | HANDLEY SWITCH 138 | EVERMAN SWITCH | 138 | 138 | S-T | 21.04 | 0 | 1 | 336 ACSR | 0 | 0 | 0 | 0 | 0 | 0 | 0 | 0 | 0 | 0 | 0 | 0 | 0 | 0 | 0 | 0 | 0 | 0 | 0 | 0 | 0 | 0 | 0 | 12
NO |  | 282 | 2012 | 9 | 34 | 34 |  | HANDLEY SWITCH 138 | LIGGETT SWITCH | 138 | 138 | S-T | 0 | 23.54 | 1 | 795 ACSR | 0 | 0 | 0 | 0 | 0 | 0 | 0 | 0 | 0 | 0 | 0 | 0 | 0 | 0 | 0 | 0 | 0 | 0 | 0 | 0 | 0 | 0 | 0 | 12
NO |  | 282 | 2012 | 9 | 35 | 35 |  | HANDLEY SWITCH 138 | SHERRY SWITCH | 138 | 138 | S-T | 10.71 | 0 | 1 | 1798 ACAR | 0 | 0 | 0 | 0 | 0 | 0 | 0 | 0 | 0 | 0 | 0 | 0 | 0 | 0 | 0 | 0 | 0 | 0 | 0 | 0 | 0 | 0 | 0 | 12
NO |  | 282 | 2012 | 10 | 1 | 1 |  | HANDLEY SWITCH 138 | EPDC | 138 | 138 | S-P | 7.49 | 0 | 1 |  | 0 | 0 | 0 | 0 | 0 | 0 | 0 | 0 | 0 | 0 | 0 | 0 | 0 | 0 | 0 | 0 | 0 | 0 | 0 | 0 | 0 | 0 | 0 | 12
NO |  | 282 | 2012 | 10 | 2 | 2 |  | HANDLEY SWITCH 138 | EXECUTIVE PARKWAY | 138 | 138 | S-T | 25.52 | 0 | 1 |  | 0 | 0 | 0 | 0 | 0 | 0 | 0 | 0 | 0 | 0 | 0 | 0 | 0 | 0 | 0 | 0 | 0 | 0 | 0 | 0 | 0 | 0 | 0 | 12
NO |  | 282 | 2012 | 10 | 3 | 3 |  | HANDLEY SWITCH 138 | HEMPHILL | 138 | 138 | S-P | 0 | 7.39 | 1 | 1534 ACSR | 0 | 0 | 0 | 0 | 0 | 0 | 0 | 0 | 0 | 0 | 0 | 0 | 0 | 0 | 0 | 0 | 0 | 0 | 0 | 0 | 0 | 0 | 0 | 12
NO |  | 282 | 2012 | 10 | 4 | 4 |  | HEMPHILL | EPDC | 138 | 138 | S-P | 0.97 | 0 | 1 |  | 0 | 0 | 0 | 0 | 0 | 0 | 0 | 0 | 0 | 0 | 0 | 0 | 0 | 0 | 0 | 0 | 0 | 0 | 0 | 0 | 0 | 0 | 0 | 12
NO |  | 282 | 2012 | 10 | 5 | 5 |  | HERTY NORTH SWITCH | DIBOLL SOUTHERN PINE | 138 | 138 | W-H-F | 26.94 | 0 | 1 | 795 MCM ACSR 26/7 | 0 | 0 | 0 | 0 | 0 | 0 | 0 | 0 | 0 | 0 | 0 | 0 | 0 | 0 | 0 | 0 | 0 | 0 | 0 | 0 | 0 | 0 | 0 | 12
NO |  | 282 | 2012 | 10 | 6 | 6 |  | HERTY NORTH SWITCH | HUNTINGTON | 138 | 138 | W-H-F | 13.7 | 0 | 1 | 795 MCM ACSR 26/7 | 0 | 0 | 0 | 0 | 0 | 0 | 0 | 0 | 0 | 0 | 0 | 0 | 0 | 0 | 0 | 0 | 0 | 0 | 0 | 0 | 0 | 0 | 0 | 12
NO |  | 282 | 2012 | 10 | 7 | 7 |  | HILLSBORO | CLEBURNE SWITCH | 138 | 138 | W-H-F | 38.36 | 0 | 1 | 636 MCM ACSR 26/7 | 0 | 0 | 0 | 0 | 0 | 0 | 0 | 0 | 0 | 0 | 0 | 0 | 0 | 0 | 0 | 0 | 0 | 0 | 0 | 0 | 0 | 0 | 0 | 12
NO |  | 282 | 2012 | 10 | 8 | 8 |  | HILLSBORO | NAVARRO | 138 | 138 | W-H-F | 51.3 | 0 | 1 | 4/0 ACSR 6/1 PENG | 0 | 0 | 0 | 0 | 0 | 0 | 0 | 0 | 0 | 0 | 0 | 0 | 0 | 0 | 0 | 0 | 0 | 0 | 0 | 0 | 0 | 0 | 0 | 12
NO |  | 282 | 2012 | 10 | 9 | 9 |  | HILLSBORO | WHITNEY | 138 | 138 | W-H-F | 17.35 | 0 | 1 | 1590 MCM ACSR 54/ | 0 | 0 | 0 | 0 | 0 | 0 | 0 | 0 | 0 | 0 | 0 | 0 | 0 | 0 | 0 | 0 | 0 | 0 | 0 | 0 | 0 | 0 | 0 | 12
NO |  | 282 | 2012 | 10 | 10 | 10 |  | HOLT SWITCH | ANDREWS NORTH | 138 | 138 | W-H-F | 29.57 | 0 | 1 |  | 0 | 0 | 0 | 0 | 0 | 0 | 0 | 0 | 0 | 0 | 0 | 0 | 0 | 0 | 0 | 0 | 0 | 0 | 0 | 0 | 0 | 0 | 0 | 12
NO |  | 282 | 2012 | 10 | 11 | 11 |  | HUNTINGTON | ETOILE | 138 | 138 | W-H-F | 18.26 | 0 | 1 |  | 0 | 0 | 0 | 0 | 0 | 0 | 0 | 0 | 0 | 0 | 0 | 0 | 0 | 0 | 0 | 0 | 0 | 0 | 0 | 0 | 0 | 0 | 0 | 12
NO |  | 282 | 2012 | 10 | 12 | 12 |  | HUTTO SWITCH | ROUND ROCK | 138 | 138 | W-H-F | 8.8 | 0 | 1 |  | 0 | 0 | 0 | 0 | 0 | 0 | 0 | 0 | 0 | 0 | 0 | 0 | 0 | 0 | 0 | 0 | 0 | 0 | 0 | 0 | 0 | 0 | 0 | 12
NO |  | 282 | 2012 | 10 | 13 | 13 |  | HUTTO SWITCH | GILLELAND CREEK | 138 | 138 | W-H-F | 12.23 | 0 | 1 | 795 MCM ACSR 26/7 | 0 | 0 | 0 | 0 | 0 | 0 | 0 | 0 | 0 | 0 | 0 | 0 | 0 | 0 | 0 | 0 | 0 | 0 | 0 | 0 | 0 | 0 | 0 | 12
NO |  | 282 | 2012 | 10 | 14 | 14 |  | HUTTO SWITCH | GILLELAND CREEK | 138 | 138 | W-H-F | 0 | 12.23 | 1 | 795 MCM ACSR 26/7 | 0 | 0 | 0 | 0 | 0 | 0 | 0 | 0 | 0 | 0 | 0 | 0 | 0 | 0 | 0 | 0 | 0 | 0 | 0 | 0 | 0 | 0 | 0 | 12
NO |  | 282 | 2012 | 10 | 15 | 15 |  | HUTTO SWITCH | ROUND ROCK | 138 | 138 | W-H-F | 9 | 0 | 1 | 795 MCM ACSR 26/7 | 0 | 0 | 0 | 0 | 0 | 0 | 0 | 0 | 0 | 0 | 0 | 0 | 0 | 0 | 0 | 0 | 0 | 0 | 0 | 0 | 0 | 0 | 0 | 12
NO |  | 282 | 2012 | 10 | 16 | 16 |  | INDUSTRIAL | WEST NETWORK CSW 00123 | 138 | 138 | S-T | 1.31 | 0 | 1 |  | 0 | 0 | 0 | 0 | 0 | 0 | 0 | 0 | 0 | 0 | 0 | 0 | 0 | 0 | 0 | 0 | 0 | 0 | 0 | 0 | 0 | 0 | 0 | 12
NO |  | 282 | 2012 | 10 | 17 | 17 |  | INDUSTRIAL | WALL STREET | 138 | 138 | S-T | 0.38 | 0 | 1 |  | 0 | 0 | 0 | 0 | 0 | 0 | 0 | 0 | 0 | 0 | 0 | 0 | 0 | 0 | 0 | 0 | 0 | 0 | 0 | 0 | 0 | 0 | 0 | 12
NO |  | 282 | 2012 | 10 | 18 | 18 |  | INDUSTRIAL | SARGENT ROAD | 138 | 138 | S-T | 0 | 2.86 | 1 | 1431 MCM ACSR | 0 | 0 | 0 | 0 | 0 | 0 | 0 | 0 | 0 | 0 | 0 | 0 | 0 | 0 | 0 | 0 | 0 | 0 | 0 | 0 | 0 | 0 | 0 | 12
NO |  | 282 | 2012 | 10 | 19 | 19 |  | INDUSTRIAL | SARGENT ROAD | 138 | 138 | S-T | 2.86 | 0 | 1 | 1431 MCM ACSR | 0 | 0 | 0 | 0 | 0 | 0 | 0 | 0 | 0 | 0 | 0 | 0 | 0 | 0 | 0 | 0 | 0 | 0 | 0 | 0 | 0 | 0 | 0 | 12
NO |  | 282 | 2012 | 10 | 20 | 20 |  | JEWETT | ROBERTSON | 138 | 138 | W-H-F | 42 | 0 | 1 |  | 0 | 0 | 0 | 0 | 0 | 0 | 0 | 0 | 0 | 0 | 0 | 0 | 0 | 0 | 0 | 0 | 0 | 0 | 0 | 0 | 0 | 0 | 0 | 12
NO |  | 282 | 2012 | 10 | 21 | 21 |  | JEWETT | PALESTINE SOUTH | 138 | 138 | W-H-F | 43.8 | 0 | 1 | 795 MCM ACSR 26/7 | 0 | 0 | 0 | 0 | 0 | 0 | 0 | 0 | 0 | 0 | 0 | 0 | 0 | 0 | 0 | 0 | 0 | 0 | 0 | 0 | 0 | 0 | 0 | 12
NO |  | 282 | 2012 | 10 | 22 | 22 |  | JEWETT | CROCKETT | 138 | 138 | W-H-F | 40.3 | 0 | 1 | 795 MCM ACSR 26/7 | 0 | 0 | 0 | 0 | 0 | 0 | 0 | 0 | 0 | 0 | 0 | 0 | 0 | 0 | 0 | 0 | 0 | 0 | 0 | 0 | 0 | 0 | 0 | 12
NO |  | 282 | 2012 | 10 | 23 | 23 |  | JEWETT | FAIRFIELD WEST POD | 138 | 138 | W-H-F | 23.8 | 0 | 1 | 4/0 ACSR 6/1 PENG | 0 | 0 | 0 | 0 | 0 | 0 | 0 | 0 | 0 | 0 | 0 | 0 | 0 | 0 | 0 | 0 | 0 | 0 | 0 | 0 | 0 | 0 | 0 | 12
NO |  | 282 | 2012 | 10 | 24 | 24 |  | KILLEEN SWITCH | LCRA COPPERAS COVE | 138 | 138 | S-P | 18.65 | 0 | 1 | 1590 KCMIL ACSR | 0 | 0 | 0 | 0 | 0 | 0 | 0 | 0 | 0 | 0 | 0 | 0 | 0 | 0 | 0 | 0 | 0 | 0 | 0 | 0 | 0 | 0 | 0 | 12
NO |  | 282 | 2012 | 10 | 25 | 25 |  | KILLEEN SWITCH | COPPERAS COVE LCRA | 138 | 138 | S-P | 0 | 19.7 | 1 | 1590 KCMIL ACSR | 0 | 0 | 0 | 0 | 0 | 0 | 0 | 0 | 0 | 0 | 0 | 0 | 0 | 0 | 0 | 0 | 0 | 0 | 0 | 0 | 0 | 0 | 0 | 12
NO |  | 282 | 2012 | 10 | 26 | 26 |  | KILLEEN SWITCH | KILLEEN FORT HOOD | 138 | 138 | S-T | 0 | 5.17 | 1 | 795 MCM ACSR 26/7 | 0 | 0 | 0 | 0 | 0 | 0 | 0 | 0 | 0 | 0 | 0 | 0 | 0 | 0 | 0 | 0 | 0 | 0 | 0 | 0 | 0 | 0 | 0 | 12
NO |  | 282 | 2012 | 10 | 27 | 27 |  | KILLEEN SWITCH | KILLEEN FORT HOOD | 138 | 138 | S-P | 8.93 | 0 | 1 | 1590 KCMIL ACSR | 0 | 0 | 0 | 0 | 0 | 0 | 0 | 0 | 0 | 0 | 0 | 0 | 0 | 0 | 0 | 0 | 0 | 0 | 0 | 0 | 0 | 0 | 0 | 12
NO |  | 282 | 2012 | 10 | 28 | 28 |  | KIRKLAND PARK | COIT ROAD | 138 | 138 | S-T | 1.73 | 0 | 1 | 795 ACSR | 0 | 0 | 0 | 0 | 0 | 0 | 0 | 0 | 0 | 0 | 0 | 0 | 0 | 0 | 0 | 0 | 0 | 0 | 0 | 0 | 0 | 0 | 0 | 12
NO |  | 282 | 2012 | 10 | 29 | 29 |  | KIRKLAND PARK | DALLAS | 138 | 138 | S-T | 5.8 | 0 | 1 | 795 ACSR | 0 | 0 | 0 | 0 | 0 | 0 | 0 | 0 | 0 | 0 | 0 | 0 | 0 | 0 | 0 | 0 | 0 | 0 | 0 | 0 | 0 | 0 | 0 | 12
NO |  | 282 | 2012 | 10 | 30 | 30 |  | KIRKLAND PARK | NORTHHAVEN SWITCH | 138 | 138 | S-T | 5.66 | 0 | 1 | 2-1033 ACSR | 0 | 0 | 0 | 0 | 0 | 0 | 0 | 0 | 0 | 0 | 0 | 0 | 0 | 0 | 0 | 0 | 0 | 0 | 0 | 0 | 0 | 0 | 0 | 12
NO |  | 282 | 2012 | 10 | 31 | 31 |  | KIRKLAND PARK | NORTHHAVEN SWITCH | 138 | 138 | S-T | 0 | 5.65 | 1 | 2-1033 ACSR | 0 | 0 | 0 | 0 | 0 | 0 | 0 | 0 | 0 | 0 | 0 | 0 | 0 | 0 | 0 | 0 | 0 | 0 | 0 | 0 | 0 | 0 | 0 | 12
NO |  | 282 | 2012 | 10 | 32 | 32 |  | KRUM TAP 138KV SWITCH | SPRING | 138 | 138 | W-H-F | 19.32 | 0 | 1 |  | 0 | 0 | 0 | 0 | 0 | 0 | 0 | 0 | 0 | 0 | 0 | 0 | 0 | 0 | 0 | 0 | 0 | 0 | 0 | 0 | 0 | 0 | 0 | 12
NO |  | 282 | 2012 | 10 | 33 | 33 |  | LAKE CREEK | TEMPLE PECAN CREEK | 138 | 138 | W-H-F | 32.8 | 0 | 1 | 636 MCM ACSR 26/7 | 0 | 0 | 0 | 0 | 0 | 0 | 0 | 0 | 0 | 0 | 0 | 0 | 0 | 0 | 0 | 0 | 0 | 0 | 0 | 0 | 0 | 0 | 0 | 12
NO |  | 282 | 2012 | 10 | 34 | 34 |  | LAKE CREEK | WACO EAST | 138 | 138 | W-H-F | 10.45 | 0 | 1 | 2-636 MCM ACSR 26 | 0 | 0 | 0 | 0 | 0 | 0 | 0 | 0 | 0 | 0 | 0 | 0 | 0 | 0 | 0 | 0 | 0 | 0 | 0 | 0 | 0 | 0 | 0 | 12
NO |  | 282 | 2012 | 10 | 35 | 35 |  | LAKE CREEK | WACO WEST | 138 | 138 | W-H-F | 17.26 | 0 | 1 | 2-636 MCM ACSR 26 | 0 | 0 | 0 | 0 | 0 | 0 | 0 | 0 | 0 | 0 | 0 | 0 | 0 | 0 | 0 | 0 | 0 | 0 | 0 | 0 | 0 | 0 | 0 | 12
NO |  | 282 | 2012 | 11 | 1 | 1 |  | LAKE CREEK SWITCH | ELM MOTT | 138 | 138 | W-H-F | 21.66 | 0 | 1 | 636 MCM ACSR 26/7 | 0 | 0 | 0 | 0 | 0 | 0 | 0 | 0 | 0 | 0 | 0 | 0 | 0 | 0 | 0 | 0 | 0 | 0 | 0 | 0 | 0 | 0 | 0 | 12
NO |  | 282 | 2012 | 11 | 2 | 2 |  | LAKE CREEK SWITCH | JEWETT | 138 | 138 | W-H-F | 0 | 51.91 | 1 | 795 MCM ACSR 26/7 | 0 | 0 | 0 | 0 | 0 | 0 | 0 | 0 | 0 | 0 | 0 | 0 | 0 | 0 | 0 | 0 | 0 | 0 | 0 | 0 | 0 | 0 | 0 | 12
NO |  | 282 | 2012 | 11 | 3 | 3 |  | LAKE HUBBARD SES | CENTERVILLE ROAD SWITCH | 138 | 138 | S-T | 6.82 | 0 | 1 |  | 0 | 0 | 0 | 0 | 0 | 0 | 0 | 0 | 0 | 0 | 0 | 0 | 0 | 0 | 0 | 0 | 0 | 0 | 0 | 0 | 0 | 0 | 0 | 12
NO |  | 282 | 2012 | 11 | 4 | 4 |  | LAKE HUBBARD SWITCH | PRAIRIE CREEK SWITCH | 138 | 138 | S-T | 11.58 | 0 | 1 |  | 0 | 0 | 0 | 0 | 0 | 0 | 0 | 0 | 0 | 0 | 0 | 0 | 0 | 0 | 0 | 0 | 0 | 0 | 0 | 0 | 0 | 0 | 0 | 12
NO |  | 282 | 2012 | 11 | 5 | 5 |  | LAKE HUBBARD SWITCH | CENTERVILLE ROAD SWITCH | 138 | 138 | S-T | 0 | 6.82 | 1 |  | 0 | 0 | 0 | 0 | 0 | 0 | 0 | 0 | 0 | 0 | 0 | 0 | 0 | 0 | 0 | 0 | 0 | 0 | 0 | 0 | 0 | 0 | 0 | 12
NO |  | 282 | 2012 | 11 | 6 | 6 |  | LAKE HUBBARD SWITCH | FORNEY SWITCH | 138 | 138 | S-T | 9.1 | 0 | 1 |  | 0 | 0 | 0 | 0 | 0 | 0 | 0 | 0 | 0 | 0 | 0 | 0 | 0 | 0 | 0 | 0 | 0 | 0 | 0 | 0 | 0 | 0 | 0 | 12
NO |  | 282 | 2012 | 11 | 7 | 7 |  | LAKE HUBBARD SWITCH | PRAIRIE CREEK SWITCH | 138 | 138 | S-T | 0 | 8.76 | 1 |  | 0 | 0 | 0 | 0 | 0 | 0 | 0 | 0 | 0 | 0 | 0 | 0 | 0 | 0 | 0 | 0 | 0 | 0 | 0 | 0 | 0 | 0 | 0 | 12
NO |  | 282 | 2012 | 11 | 8 | 8 |  | LAKE HUBBARD SWITCH | CENTERVILLE ROAD SWITCH | 138 | 138 | S-T | 6.82 | 0 | 1 |  | 0 | 0 | 0 | 0 | 0 | 0 | 0 | 0 | 0 | 0 | 0 | 0 | 0 | 0 | 0 | 0 | 0 | 0 | 0 | 0 | 0 | 0 | 0 | 12
NO |  | 282 | 2012 | 11 | 9 | 9 |  | LAKE HUBBARD SWITCH | CENTERVILLE ROAD SWITCH | 138 | 138 | S-T | 0 | 6.82 | 1 |  | 0 | 0 | 0 | 0 | 0 | 0 | 0 | 0 | 0 | 0 | 0 | 0 | 0 | 0 | 0 | 0 | 0 | 0 | 0 | 0 | 0 | 0 | 0 | 12
NO |  | 282 | 2012 | 11 | 10 | 10 |  | LAMESA | PAUL DAVIS | 138 | 138 | W-H-F | 60.67 | 0 | 1 | 556 ACSR | 0 | 0 | 0 | 0 | 0 | 0 | 0 | 0 | 0 | 0 | 0 | 0 | 0 | 0 | 0 | 0 | 0 | 0 | 0 | 0 | 0 | 0 | 0 | 12
NO |  | 282 | 2012 | 11 | 11 | 11 |  | LEON SWITCH | PUTNAM | 138 | 138 | W-H-F | 0 | 8.34 | 1 |  | 0 | 0 | 0 | 0 | 0 | 0 | 0 | 0 | 0 | 0 | 0 | 0 | 0 | 0 | 0 | 0 | 0 | 0 | 0 | 0 | 0 | 0 | 0 | 12
NO |  | 282 | 2012 | 11 | 12 | 12 |  | LEON SWITCH | PUTNAM | 138 | 138 | W-H-F | 8.34 | 0 | 1 |  | 0 | 0 | 0 | 0 | 0 | 0 | 0 | 0 | 0 | 0 | 0 | 0 | 0 | 0 | 0 | 0 | 0 | 0 | 0 | 0 | 0 | 0 | 0 | 12
NO |  | 282 | 2012 | 11 | 13 | 13 |  | LIGGETT SWITCH | IRVING NORWOOD | 138 | 138 | S-T | 6.38 | 0 | 1 | 959 KCMIL ACSS/TW | 0 | 0 | 0 | 0 | 0 | 0 | 0 | 0 | 0 | 0 | 0 | 0 | 0 | 0 | 0 | 0 | 0 | 0 | 0 | 0 | 0 | 0 | 0 | 12
NO |  | 282 | 2012 | 11 | 14 | 14 |  | LIGGETT SWITCH | EXECUTIVE PARKWAY | 138 | 138 | S-T | 11.27 | 0 | 1 |  | 0 | 0 | 0 | 0 | 0 | 0 | 0 | 0 | 0 | 0 | 0 | 0 | 0 | 0 | 0 | 0 | 0 | 0 | 0 | 0 | 0 | 0 | 0 | 12
NO |  | 282 | 2012 | 11 | 15 | 15 |  | LIGGETT SWITCH | EULESS | 138 | 138 | S-T | 0 | 8.9 | 1 |  | 0 | 0 | 0 | 0 | 0 | 0 | 0 | 0 | 0 | 0 | 0 | 0 | 0 | 0 | 0 | 0 | 0 | 0 | 0 | 0 | 0 | 0 | 0 | 12
NO |  | 282 | 2012 | 11 | 16 | 16 |  | LIGGETT SWITCH | EULESS | 138 | 138 | S-T | 8.9 | 0 | 1 | 2-1033 ACSR | 0 | 0 | 0 | 0 | 0 | 0 | 0 | 0 | 0 | 0 | 0 | 0 | 0 | 0 | 0 | 0 | 0 | 0 | 0 | 0 | 0 | 0 | 0 | 12
NO |  | 282 | 2012 | 11 | 17 | 17 |  | LIGGETT SWITCH | IRVING NORWOOD | 138 | 138 | S-T | 0 | 6.38 | 1 | 959 KCMIL ACSS/TW | 0 | 0 | 0 | 0 | 0 | 0 | 0 | 0 | 0 | 0 | 0 | 0 | 0 | 0 | 0 | 0 | 0 | 0 | 0 | 0 | 0 | 0 | 0 | 12
NO |  | 282 | 2012 | 11 | 18 | 18 |  | LIGGETT SWITCH | HACKBERRY | 138 | 138 | W-P | 6.9 | 0 | 1 |  | 0 | 0 | 0 | 0 | 0 | 0 | 0 | 0 | 0 | 0 | 0 | 0 | 0 | 0 | 0 | 0 | 0 | 0 | 0 | 0 | 0 | 0 | 0 | 12
NO |  | 282 | 2012 | 11 | 19 | 19 |  | LUFKIN | NACOGDOCHES SOUTHEAST | 138 | 138 | W-H-F | 21.63 | 0 | 1 | 636 MCM ACSR 26/7 | 0 | 0 | 0 | 0 | 0 | 0 | 0 | 0 | 0 | 0 | 0 | 0 | 0 | 0 | 0 | 0 | 0 | 0 | 0 | 0 | 0 | 0 | 0 | 12
NO |  | 282 | 2012 | 11 | 20 | 20 |  | LUFKIN | HERTY NORTH SWITCH | 138 | 138 | W-H-F | 11.41 | 0 | 1 | 636 MCM ACSR 26/7 | 0 | 0 | 0 | 0 | 0 | 0 | 0 | 0 | 0 | 0 | 0 | 0 | 0 | 0 | 0 | 0 | 0 | 0 | 0 | 0 | 0 | 0 | 0 | 12
NO |  | 282 | 2012 | 11 | 21 | 21 |  | LUFKIN SWITCH | CROCKETT | 138 | 138 | W-H-F | 42.3 | 0 | 1 |  | 0 | 0 | 0 | 0 | 0 | 0 | 0 | 0 | 0 | 0 | 0 | 0 | 0 | 0 | 0 | 0 | 0 | 0 | 0 | 0 | 0 | 0 | 0 | 12
NO |  | 282 | 2012 | 11 | 22 | 22 |  | LUFKIN SWITCH | LUFKIN SOUTH | 138 | 138 | W-H-F | 20.08 | 0 | 1 | 1033.5 MCM ACSR 4 | 0 | 0 | 0 | 0 | 0 | 0 | 0 | 0 | 0 | 0 | 0 | 0 | 0 | 0 | 0 | 0 | 0 | 0 | 0 | 0 | 0 | 0 | 0 | 12
NO |  | 282 | 2012 | 11 | 23 | 23 |  | LUFKIN SWITCH | LUFKIN | 138 | 138 | W-H-F | 2.76 | 0 | 1 | 1033.5 MCM ACSR 4 | 0 | 0 | 0 | 0 | 0 | 0 | 0 | 0 | 0 | 0 | 0 | 0 | 0 | 0 | 0 | 0 | 0 | 0 | 0 | 0 | 0 | 0 | 0 | 12
NO |  | 282 | 2012 | 11 | 24 | 24 |  | MCDONALD ROAD | SPRABERRY SWITCH | 138 | 138 | W-H-F | 40.94 | 0 | 1 |  | 0 | 0 | 0 | 0 | 0 | 0 | 0 | 0 | 0 | 0 | 0 | 0 | 0 | 0 | 0 | 0 | 0 | 0 | 0 | 0 | 0 | 0 | 0 | 12
NO |  | 282 | 2012 | 11 | 25 | 25 |  | MCDONALD ROAD | FOREST CREEK WIND FARM | 138 | 138 | W-H-F | 4.4 | 0 | 1 |  | 0 | 0 | 0 | 0 | 0 | 0 | 0 | 0 | 0 | 0 | 0 | 0 | 0 | 0 | 0 | 0 | 0 | 0 | 0 | 0 | 0 | 0 | 0 | 12
NO |  | 282 | 2012 | 11 | 26 | 26 |  | MCDONALD ROAD | BIG SPRING SWITCH | 138 | 138 | S-P | 17.78 | 0 | 1 |  | 0 | 0 | 0 | 0 | 0 | 0 | 0 | 0 | 0 | 0 | 0 | 0 | 0 | 0 | 0 | 0 | 0 | 0 | 0 | 0 | 0 | 0 | 0 | 12
NO |  | 282 | 2012 | 11 | 27 | 27 |  | MESQUITE EAST | FORNEY SWITCH | 138 | 138 | S-T | 12.32 | 0 | 1 |  | 0 | 0 | 0 | 0 | 0 | 0 | 0 | 0 | 0 | 0 | 0 | 0 | 0 | 0 | 0 | 0 | 0 | 0 | 0 | 0 | 0 | 0 | 0 | 12
NO |  | 282 | 2012 | 11 | 28 | 28 |  | MESQUITE EAST | MESQUITE WESTERN ELECTRIC | 138 | 138 | S-P | 4.11 | 0 | 1 |  | 0 | 0 | 0 | 0 | 0 | 0 | 0 | 0 | 0 | 0 | 0 | 0 | 0 | 0 | 0 | 0 | 0 | 0 | 0 | 0 | 0 | 0 | 0 | 12
NO |  | 282 | 2012 | 11 | 29 | 29 |  | MIDESSA SWITCH | ODESSA EHV SWITCH | 138 | 138 | W-H-F | 18.02 | 0 | 1 |  | 0 | 0 | 0 | 0 | 0 | 0 | 0 | 0 | 0 | 0 | 0 | 0 | 0 | 0 | 0 | 0 | 0 | 0 | 0 | 0 | 0 | 0 | 0 | 12
NO |  | 282 | 2012 | 11 | 30 | 30 |  | MIDKIFF SWITCH | CRANE | 138 | 138 | W-H-F | 34.3 | 0 | 1 |  | 0 | 0 | 0 | 0 | 0 | 0 | 0 | 0 | 0 | 0 | 0 | 0 | 0 | 0 | 0 | 0 | 0 | 0 | 0 | 0 | 0 | 0 | 0 | 12
NO |  | 282 | 2012 | 11 | 31 | 31 |  | MIDLAND EAST | MIDESSA SWITCH | 138 | 138 | W-H-F | 8.65 | 0 | 1 |  | 0 | 0 | 0 | 0 | 0 | 0 | 0 | 0 | 0 | 0 | 0 | 0 | 0 | 0 | 0 | 0 | 0 | 0 | 0 | 0 | 0 | 0 | 0 | 12
NO |  | 282 | 2012 | 11 | 32 | 32 |  | MIDLAND EAST | STANTON EAST SWITCH | 138 | 138 | W-H-F | 17.08 | 0 | 1 |  | 0 | 0 | 0 | 0 | 0 | 0 | 0 | 0 | 0 | 0 | 0 | 0 | 0 | 0 | 0 | 0 | 0 | 0 | 0 | 0 | 0 | 0 | 0 | 12
NO |  | 282 | 2012 | 11 | 33 | 33 |  | MIDLAND EAST | MOSS SWITCH | 138 | 138 | S-T | 69.7 | 0 | 1 |  | 0 | 0 | 0 | 0 | 0 | 0 | 0 | 0 | 0 | 0 | 0 | 0 | 0 | 0 | 0 | 0 | 0 | 0 | 0 | 0 | 0 | 0 | 0 | 12
NO |  | 282 | 2012 | 11 | 34 | 34 |  | MIDLAND EAST | MOSS SWITCH | 138 | 138 | S-T | 0 | 52 | 1 |  | 0 | 0 | 0 | 0 | 0 | 0 | 0 | 0 | 0 | 0 | 0 | 0 | 0 | 0 | 0 | 0 | 0 | 0 | 0 | 0 | 0 | 0 | 0 | 12
NO |  | 282 | 2012 | 11 | 35 | 35 |  | MINERVA | ROBERTSON | 138 | 138 | W-H-F | 28.29 | 0 | 1 | 795 MCM ACSR 26/7 | 0 | 0 | 0 | 0 | 0 | 0 | 0 | 0 | 0 | 0 | 0 | 0 | 0 | 0 | 0 | 0 | 0 | 0 | 0 | 0 | 0 | 0 | 0 | 12
NO |  | 282 | 2012 | 12 | 1 | 1 |  | MONETARY SWITCH | IRVING NORWOOD | 138 | 138 | S-T | 12.56 | 0 | 1 |  | 0 | 0 | 0 | 0 | 0 | 0 | 0 | 0 | 0 | 0 | 0 | 0 | 0 | 0 | 0 | 0 | 0 | 0 | 0 | 0 | 0 | 0 | 0 | 12
NO |  | 282 | 2012 | 12 | 2 | 2 |  | MONETARY SWITCH | IRVING NORWOOD | 138 | 138 | S-T | 0 | 12.56 | 1 |  | 0 | 0 | 0 | 0 | 0 | 0 | 0 | 0 | 0 | 0 | 0 | 0 | 0 | 0 | 0 | 0 | 0 | 0 | 0 | 0 | 0 | 0 | 0 | 12
NO |  | 282 | 2012 | 12 | 3 | 3 |  | MONTFORD SWITCH | ENNIS SWITCH | 138 | 138 | W-H-F | 17.45 | 0 | 1 | 336 CM ACSR | 0 | 0 | 0 | 0 | 0 | 0 | 0 | 0 | 0 | 0 | 0 | 0 | 0 | 0 | 0 | 0 | 0 | 0 | 0 | 0 | 0 | 0 | 0 | 12
NO |  | 282 | 2012 | 12 | 4 | 4 |  | MORGAN CREEK SWITCH | COSDEN | 138 | 138 | W-H-F | 32.42 | 0 | 1 |  | 0 | 0 | 0 | 0 | 0 | 0 | 0 | 0 | 0 | 0 | 0 | 0 | 0 | 0 | 0 | 0 | 0 | 0 | 0 | 0 | 0 | 0 | 0 | 12
NO |  | 282 | 2012 | 12 | 5 | 5 |  | MORGAN CREEK SWITCH | CHINA GROVE SWITCH | 138 | 138 | W-H-F | 0 | 13.94 | 1 | 636 ACSR | 0 | 0 | 0 | 0 | 0 | 0 | 0 | 0 | 0 | 0 | 0 | 0 | 0 | 0 | 0 | 0 | 0 | 0 | 0 | 0 | 0 | 0 | 0 | 12
NO |  | 282 | 2012 | 12 | 6 | 6 |  | MORGAN CREEK SWITCH | MCDONALD ROAD | 138 | 138 | W-H-F | 31.82 | 0 | 1 |  | 0 | 0 | 0 | 0 | 0 | 0 | 0 | 0 | 0 | 0 | 0 | 0 | 0 | 0 | 0 | 0 | 0 | 0 | 0 | 0 | 0 | 0 | 0 | 12
NO |  | 282 | 2012 | 12 | 7 | 7 |  | MORGAN CREEK SWITCH | CHINA GROVE SWITCH | 138 | 138 | W-H-F | 13.94 | 0 | 1 | 636 ACSR | 0 | 0 | 0 | 0 | 0 | 0 | 0 | 0 | 0 | 0 | 0 | 0 | 0 | 0 | 0 | 0 | 0 | 0 | 0 | 0 | 0 | 0 | 0 | 12
NO |  | 282 | 2012 | 12 | 8 | 8 |  | MORGAN CREEK SWITCH | SUN SWITCH | 138 | 138 | W-H-F | 33.83 | 0 | 1 | 636 ACSR | 0 | 0 | 0 | 0 | 0 | 0 | 0 | 0 | 0 | 0 | 0 | 0 | 0 | 0 | 0 | 0 | 0 | 0 | 0 | 0 | 0 | 0 | 0 | 12
NO |  | 282 | 2012 | 12 | 9 | 9 |  | MORGAN CREEK SWITCH | MORGAN CREEK TURBINE SWITC | 138 | 138 | S-H-F | 0 | 0.13 | 1 |  | 0 | 0 | 0 | 0 | 0 | 0 | 0 | 0 | 0 | 0 | 0 | 0 | 0 | 0 | 0 | 0 | 0 | 0 | 0 | 0 | 0 | 0 | 0 | 12
NO |  | 282 | 2012 | 12 | 10 | 10 |  | MORGAN CREEK SWITCH | MORGAN CREEK TURBINE SWITC | 138 | 138 | W-H-F | 0.13 | 0 | 1 |  | 0 | 0 | 0 | 0 | 0 | 0 | 0 | 0 | 0 | 0 | 0 | 0 | 0 | 0 | 0 | 0 | 0 | 0 | 0 | 0 | 0 | 0 | 0 | 12
NO |  | 282 | 2012 | 12 | 11 | 11 |  | MORRISON LANE SWITCH | NORTHHAVEN SWITCH | 138 | 138 | S-T | 6.12 | 0 | 1 | 2-1033 ACSR | 0 | 0 | 0 | 0 | 0 | 0 | 0 | 0 | 0 | 0 | 0 | 0 | 0 | 0 | 0 | 0 | 0 | 0 | 0 | 0 | 0 | 0 | 0 | 12
NO |  | 282 | 2012 | 12 | 12 | 12 |  | MORRISON LANE SWITCH | NORTHHAVEN SWITCH | 138 | 138 | S-T | 0 | 6 | 1 |  | 0 | 0 | 0 | 0 | 0 | 0 | 0 | 0 | 0 | 0 | 0 | 0 | 0 | 0 | 0 | 0 | 0 | 0 | 0 | 0 | 0 | 0 | 0 | 12
NO |  | 282 | 2012 | 12 | 13 | 13 |  | MOSS SWITCH | PERMIAN BASIN SWITCH | 138 | 138 | W-H-F | 32.8 | 0 | 1 |  | 0 | 0 | 0 | 0 | 0 | 0 | 0 | 0 | 0 | 0 | 0 | 0 | 0 | 0 | 0 | 0 | 0 | 0 | 0 | 0 | 0 | 0 | 0 | 12
NO |  | 282 | 2012 | 12 | 14 | 14 |  | MOSS SWITCH | HOLT SWITCH | 138 | 138 | W-H-F | 20.47 | 0 | 1 |  | 0 | 0 | 0 | 0 | 0 | 0 | 0 | 0 | 0 | 0 | 0 | 0 | 0 | 0 | 0 | 0 | 0 | 0 | 0 | 0 | 0 | 0 | 0 | 12
NO |  | 282 | 2012 | 12 | 15 | 15 |  | MOSS SWITCH | PERMIAN BASIN SWITCH | 138 | 138 | W-H-F | 0 | 35.34 | 1 |  | 0 | 0 | 0 | 0 | 0 | 0 | 0 | 0 | 0 | 0 | 0 | 0 | 0 | 0 | 0 | 0 | 0 | 0 | 0 | 0 | 0 | 0 | 0 | 12
NO |  | 282 | 2012 | 12 | 16 | 16 |  | MOUNTAIN CREEK SWITCH | CEDAR HILL SWITCH | 138 | 138 | S-T | 0 | 5.72 | 1 |  | 0 | 0 | 0 | 0 | 0 | 0 | 0 | 0 | 0 | 0 | 0 | 0 | 0 | 0 | 0 | 0 | 0 | 0 | 0 | 0 | 0 | 0 | 0 | 12
NO |  | 282 | 2012 | 12 | 17 | 17 |  | MOUNTAIN CREEK SWITCH | CEDAR CREST SWITCH | 138 | 138 | S-T | 16.35 | 0 | 1 |  | 0 | 0 | 0 | 0 | 0 | 0 | 0 | 0 | 0 | 0 | 0 | 0 | 0 | 0 | 0 | 0 | 0 | 0 | 0 | 0 | 0 | 0 | 0 | 12
NO |  | 282 | 2012 | 12 | 18 | 18 |  | MOUNTAIN CREEK SWITCH | EAST LEVEE SWITCH | 138 | 138 | S-T | 17.75 | 0 | 1 |  | 0 | 0 | 0 | 0 | 0 | 0 | 0 | 0 | 0 | 0 | 0 | 0 | 0 | 0 | 0 | 0 | 0 | 0 | 0 | 0 | 0 | 0 | 0 | 12
NO |  | 282 | 2012 | 12 | 19 | 19 |  | MOUNTAIN CREEK SWITCH | CEDAR HILL SWITCH | 138 | 138 | S-T | 5.72 | 0 | 1 |  | 0 | 0 | 0 | 0 | 0 | 0 | 0 | 0 | 0 | 0 | 0 | 0 | 0 | 0 | 0 | 0 | 0 | 0 | 0 | 0 | 0 | 0 | 0 | 12
NO |  | 282 | 2012 | 12 | 20 | 20 |  | MOUNTAIN CREEK SWITCH | CEDAR CREST SWITCH | 138 | 138 | S-T | 0 | 11.96 | 1 |  | 0 | 0 | 0 | 0 | 0 | 0 | 0 | 0 | 0 | 0 | 0 | 0 | 0 | 0 | 0 | 0 | 0 | 0 | 0 | 0 | 0 | 0 | 0 | 12
NO |  | 282 | 2012 | 12 | 21 | 21 |  | MOUNTAIN CREEK SWITCH | WESTMORELAND | 138 | 138 | S-T | 0 | 5.7 | 1 |  | 0 | 0 | 0 | 0 | 0 | 0 | 0 | 0 | 0 | 0 | 0 | 0 | 0 | 0 | 0 | 0 | 0 | 0 | 0 | 0 | 0 | 0 | 0 | 12
NO |  | 282 | 2012 | 12 | 22 | 22 |  | MOUNTAIN CREEK SWITCH | WEST LEVEE | 138 | 138 | S-P | 11.77 | 0 | 1 |  | 0 | 0 | 0 | 0 | 0 | 0 | 0 | 0 | 0 | 0 | 0 | 0 | 0 | 0 | 0 | 0 | 0 | 0 | 0 | 0 | 0 | 0 | 0 | 12
NO |  | 282 | 2012 | 12 | 23 | 23 |  | MOUNTAIN CREEK SWITCH | NORWOOD 138KV SWITCH | 138 | 138 | S-T | 7.33 | 0 | 1 |  | 0 | 0 | 0 | 0 | 0 | 0 | 0 | 0 | 0 | 0 | 0 | 0 | 0 | 0 | 0 | 0 | 0 | 0 | 0 | 0 | 0 | 0 | 0 | 12
NO |  | 282 | 2012 | 12 | 24 | 24 |  | NACOGDOCHES | NACOGDOCHES SOUTHEAST | 138 | 138 | W-H-F | 13.25 | 0 | 1 | 795 MCM ACSR 26/7 | 0 | 0 | 0 | 0 | 0 | 0 | 0 | 0 | 0 | 0 | 0 | 0 | 0 | 0 | 0 | 0 | 0 | 0 | 0 | 0 | 0 | 0 | 0 | 12
NO |  | 282 | 2012 | 12 | 25 | 25 |  | NACOGDOCHES | NACOGDOCHES SOUTH TAP | 138 | 138 | W-H-F | 2.85 | 0 | 1 | 636 MCM ACSR 26/7 | 0 | 0 | 0 | 0 | 0 | 0 | 0 | 0 | 0 | 0 | 0 | 0 | 0 | 0 | 0 | 0 | 0 | 0 | 0 | 0 | 0 | 0 | 0 | 12
NO |  | 282 | 2012 | 12 | 26 | 26 |  | NACOGDOCHES SOUTHEAST | CHIRENO | 138 | 138 | W-H-F | 32.29 | 0 | 1 | 336.4 MCM ACSR 26 | 0 | 0 | 0 | 0 | 0 | 0 | 0 | 0 | 0 | 0 | 0 | 0 | 0 | 0 | 0 | 0 | 0 | 0 | 0 | 0 | 0 | 0 | 0 | 12
NO |  | 282 | 2012 | 12 | 27 | 27 |  | NACOGDOCHES SOUTHEAST | HERTY NORTH SWITCH | 138 | 138 | S-T | 13.36 | 0 | 1 | 795 MCM ACSR 26/7 | 0 | 0 | 0 | 0 | 0 | 0 | 0 | 0 | 0 | 0 | 0 | 0 | 0 | 0 | 0 | 0 | 0 | 0 | 0 | 0 | 0 | 0 | 0 | 12
NO |  | 282 | 2012 | 12 | 28 | 28 |  | NAVARRO | MONTFORD SWITCH | 138 | 138 | W-H-F | 36.7 | 0 | 1 | 795 MCM ACSR 26/7 | 0 | 0 | 0 | 0 | 0 | 0 | 0 | 0 | 0 | 0 | 0 | 0 | 0 | 0 | 0 | 0 | 0 | 0 | 0 | 0 | 0 | 0 | 0 | 12
NO |  | 282 | 2012 | 12 | 29 | 29 |  | NORTH LAKE SWITCH | MORRISON LANE SWITCH | 138 | 138 | S-T | 8.06 | 0 | 1 | 1033.5 ACSR | 0 | 0 | 0 | 0 | 0 | 0 | 0 | 0 | 0 | 0 | 0 | 0 | 0 | 0 | 0 | 0 | 0 | 0 | 0 | 0 | 0 | 0 | 0 | 12
NO |  | 282 | 2012 | 12 | 30 | 30 |  | NORTH LAKE SWITCH | HACKBERRY | 138 | 138 | S-T | 4.01 | 0 | 1 |  | 0 | 0 | 0 | 0 | 0 | 0 | 0 | 0 | 0 | 0 | 0 | 0 | 0 | 0 | 0 | 0 | 0 | 0 | 0 | 0 | 0 | 0 | 0 | 12
NO |  | 282 | 2012 | 12 | 31 | 31 |  | NORTH LAKE SWITCH | MORRISON LANE SWITCH | 138 | 138 | S-T | 0 | 8.32 | 1 | 1033.5 ACSR | 0 | 0 | 0 | 0 | 0 | 0 | 0 | 0 | 0 | 0 | 0 | 0 | 0 | 0 | 0 | 0 | 0 | 0 | 0 | 0 | 0 | 0 | 0 | 12
NO |  | 282 | 2012 | 12 | 32 | 32 |  | NORTH LAKE SWITCH | CARROLLTON EAST SWITCH | 138 | 138 | S-T | 0 | 8.34 | 1 |  | 0 | 0 | 0 | 0 | 0 | 0 | 0 | 0 | 0 | 0 | 0 | 0 | 0 | 0 | 0 | 0 | 0 | 0 | 0 | 0 | 0 | 0 | 0 | 12
NO |  | 282 | 2012 | 12 | 33 | 33 |  | NORTH LAKE SWITCH | CARROLLTON EAST SWITCH | 138 | 138 | S-T | 8.37 | 0 | 1 |  | 0 | 0 | 0 | 0 | 0 | 0 | 0 | 0 | 0 | 0 | 0 | 0 | 0 | 0 | 0 | 0 | 0 | 0 | 0 | 0 | 0 | 0 | 0 | 12
NO |  | 282 | 2012 | 12 | 34 | 34 |  | NORTH LAKE SWITCH | CARROLLTON EAST SWITCH | 138 | 138 | S-T | 8.34 | 0 | 1 |  | 0 | 0 | 0 | 0 | 0 | 0 | 0 | 0 | 0 | 0 | 0 | 0 | 0 | 0 | 0 | 0 | 0 | 0 | 0 | 0 | 0 | 0 | 0 | 12
NO |  | 282 | 2012 | 12 | 35 | 35 |  | NORTH MAIN SWITCH | CALMONT SWITCH | 138 | 138 | S-P | 9.25 | 0 | 1 |  | 0 | 0 | 0 | 0 | 0 | 0 | 0 | 0 | 0 | 0 | 0 | 0 | 0 | 0 | 0 | 0 | 0 | 0 | 0 | 0 | 0 | 0 | 0 | 12
NO |  | 282 | 2012 | 13 | 1 | 1 |  | NORTH MAIN SWITCH | EPDC | 138 | 138 | S-P | 1.15 | 0 | 1 |  | 0 | 0 | 0 | 0 | 0 | 0 | 0 | 0 | 0 | 0 | 0 | 0 | 0 | 0 | 0 | 0 | 0 | 0 | 0 | 0 | 0 | 0 | 0 | 12
NO |  | 282 | 2012 | 13 | 2 | 2 |  | NORWOOD 138KV SWITCH | DENTON DRIVE SWITCH | 138 | 138 | S-T | 5.3 | 0 | 1 |  | 0 | 0 | 0 | 0 | 0 | 0 | 0 | 0 | 0 | 0 | 0 | 0 | 0 | 0 | 0 | 0 | 0 | 0 | 0 | 0 | 0 | 0 | 0 | 12
NO |  | 282 | 2012 | 13 | 3 | 3 |  | NORWOOD 138KV SWITCH | DENTON DRIVE SWITCH | 138 | 138 | S-T | 0 | 5.65 | 1 |  | 0 | 0 | 0 | 0 | 0 | 0 | 0 | 0 | 0 | 0 | 0 | 0 | 0 | 0 | 0 | 0 | 0 | 0 | 0 | 0 | 0 | 0 | 0 | 12
NO |  | 282 | 2012 | 13 | 4 | 4 |  | NORWOOD 138KV SWITCH | RECORD CROSSING | 138 | 138 | S-T | 3.7 | 0 | 1 |  | 0 | 0 | 0 | 0 | 0 | 0 | 0 | 0 | 0 | 0 | 0 | 0 | 0 | 0 | 0 | 0 | 0 | 0 | 0 | 0 | 0 | 0 | 0 | 12
NO |  | 282 | 2012 | 13 | 5 | 5 |  | NORWOOD 138KV SWITCH | COLLVILLE CSW 00121 | 138 | 138 | C-U-G | 7.28 | 0 | 1 |  | 0 | 0 | 0 | 0 | 0 | 0 | 0 | 0 | 0 | 0 | 0 | 0 | 0 | 0 | 0 | 0 | 0 | 0 | 0 | 0 | 0 | 0 | 0 | 12
NO |  | 282 | 2012 | 13 | 6 | 6 |  | NORWOOD 138KV SWITCH | IRVING NORWOOD | 138 | 138 | W-H-F | 0.11 | 0 | 1 |  | 0 | 0 | 0 | 0 | 0 | 0 | 0 | 0 | 0 | 0 | 0 | 0 | 0 | 0 | 0 | 0 | 0 | 0 | 0 | 0 | 0 | 0 | 0 | 12
NO |  | 282 | 2012 | 13 | 7 | 7 |  | ODESSA EHV SWITCH | CRANE | 138 | 138 | W-H-F | 35.5 | 0 | 1 |  | 0 | 0 | 0 | 0 | 0 | 0 | 0 | 0 | 0 | 0 | 0 | 0 | 0 | 0 | 0 | 0 | 0 | 0 | 0 | 0 | 0 | 0 | 0 | 12
NO |  | 282 | 2012 | 13 | 8 | 8 |  | ODESSA EHV SWITCH | MOSS SWITCH | 138 | 138 | W-H-F | 0 | 17.55 | 1 |  | 0 | 0 | 0 | 0 | 0 | 0 | 0 | 0 | 0 | 0 | 0 | 0 | 0 | 0 | 0 | 0 | 0 | 0 | 0 | 0 | 0 | 0 | 0 | 12
NO |  | 282 | 2012 | 13 | 9 | 9 |  | ODESSA EHV SWITCH | REXALL | 138 | 138 | S-T | 0.6 | 0 | 1 |  | 0 | 0 | 0 | 0 | 0 | 0 | 0 | 0 | 0 | 0 | 0 | 0 | 0 | 0 | 0 | 0 | 0 | 0 | 0 | 0 | 0 | 0 | 0 | 12
NO |  | 282 | 2012 | 13 | 10 | 10 |  | ODESSA EHV SWITCH | MOSS SWITCH | 138 | 138 | S-T | 15.22 | 0 | 1 |  | 0 | 0 | 0 | 0 | 0 | 0 | 0 | 0 | 0 | 0 | 0 | 0 | 0 | 0 | 0 | 0 | 0 | 0 | 0 | 0 | 0 | 0 | 0 | 12
NO |  | 282 | 2012 | 13 | 11 | 11 |  | ODESSA EHV SWITCH | OLEFIN SWITCH | 138 | 138 | S-T | 7.62 | 0 | 1 |  | 0 | 0 | 0 | 0 | 0 | 0 | 0 | 0 | 0 | 0 | 0 | 0 | 0 | 0 | 0 | 0 | 0 | 0 | 0 | 0 | 0 | 0 | 0 | 12
NO |  | 282 | 2012 | 13 | 12 | 12 |  | ODESSA EHV SWITCH | PERMIAN BASIN SWITCH | 138 | 138 | W-H-F | 48.17 | 0 | 1 |  | 0 | 0 | 0 | 0 | 0 | 0 | 0 | 0 | 0 | 0 | 0 | 0 | 0 | 0 | 0 | 0 | 0 | 0 | 0 | 0 | 0 | 0 | 0 | 12
NO |  | 282 | 2012 | 13 | 13 | 13 |  | ORAN | R. W. MILLER | 138 | 138 | W-H-F | 32.48 | 0 | 1 | 336 ACSR | 0 | 0 | 0 | 0 | 0 | 0 | 0 | 0 | 0 | 0 | 0 | 0 | 0 | 0 | 0 | 0 | 0 | 0 | 0 | 0 | 0 | 0 | 0 | 12
NO |  | 282 | 2012 | 13 | 14 | 14 |  | PARIS SWITCH | TENASKA | 138 | 138 | W-H-F | 10.47 | 0 | 1 |  | 0 | 0 | 0 | 0 | 0 | 0 | 0 | 0 | 0 | 0 | 0 | 0 | 0 | 0 | 0 | 0 | 0 | 0 | 0 | 0 | 0 | 0 | 0 | 12
NO |  | 282 | 2012 | 13 | 15 | 15 |  | PARIS SWITCH | PARIS SWITCH | 138 | 138 | W-H-F | 1.22 | 0 | 1 |  | 0 | 0 | 0 | 0 | 0 | 0 | 0 | 0 | 0 | 0 | 0 | 0 | 0 | 0 | 0 | 0 | 0 | 0 | 0 | 0 | 0 | 0 | 0 | 12
NO |  | 282 | 2012 | 13 | 16 | 16 |  | PARKDALE SWITCH | BRYAN CSW 00121 | 138 | 138 | S-T | 6.1 | 0 | 1 |  | 0 | 0 | 0 | 0 | 0 | 0 | 0 | 0 | 0 | 0 | 0 | 0 | 0 | 0 | 0 | 0 | 0 | 0 | 0 | 0 | 0 | 0 | 0 | 12
NO |  | 282 | 2012 | 13 | 17 | 17 |  | PARKDALE SWITCH | PRAIRIE CREEK SWITCH | 138 | 138 | S-T | 5.9 | 0 | 1 | 2-1431 MCM ACSR | 0 | 0 | 0 | 0 | 0 | 0 | 0 | 0 | 0 | 0 | 0 | 0 | 0 | 0 | 0 | 0 | 0 | 0 | 0 | 0 | 0 | 0 | 0 | 12
NO |  | 282 | 2012 | 13 | 18 | 18 |  | PARKDALE SWITCH | UNDERGROUND CSW 2321 | 138 | 138 | S-T | 6.81 | 0 | 1 |  | 0 | 0 | 0 | 0 | 0 | 0 | 0 | 0 | 0 | 0 | 0 | 0 | 0 | 0 | 0 | 0 | 0 | 0 | 0 | 0 | 0 | 0 | 0 | 12
NO |  | 282 | 2012 | 13 | 19 | 19 |  | PARKDALE SWITCH | THORNTON EAST | 138 | 138 | S-P | 5.68 | 0 | 1 | 927 MCM ACSR | 0 | 0 | 0 | 0 | 0 | 0 | 0 | 0 | 0 | 0 | 0 | 0 | 0 | 0 | 0 | 0 | 0 | 0 | 0 | 0 | 0 | 0 | 0 | 12
NO |  | 282 | 2012 | 13 | 20 | 20 |  | PARKDALE SWITCH | BRYAN CSW 00122 | 138 | 138 | S-T | 5.3 | 0 | 1 |  | 0 | 0 | 0 | 0 | 0 | 0 | 0 | 0 | 0 | 0 | 0 | 0 | 0 | 0 | 0 | 0 | 0 | 0 | 0 | 0 | 0 | 0 | 0 | 12
NO |  | 282 | 2012 | 13 | 21 | 21 |  | PARKDALE SWITCH | CENTERVILLE ROAD SWITCH | 138 | 138 | S-T | 7.6 | 0 | 1 |  | 0 | 0 | 0 | 0 | 0 | 0 | 0 | 0 | 0 | 0 | 0 | 0 | 0 | 0 | 0 | 0 | 0 | 0 | 0 | 0 | 0 | 0 | 0 | 12
NO |  | 282 | 2012 | 13 | 22 | 22 |  | PARKDALE SWITCH | GREENVILLE AVENUE SWITCH | 138 | 138 | S-T | 6.59 | 0 | 1 | 2-1033 ACSR | 0 | 0 | 0 | 0 | 0 | 0 | 0 | 0 | 0 | 0 | 0 | 0 | 0 | 0 | 0 | 0 | 0 | 0 | 0 | 0 | 0 | 0 | 0 | 12
NO |  | 282 | 2012 | 13 | 23 | 23 |  | PARKDALE SWITCH | PRAIRIE CREEK SWITCH | 138 | 138 | S-T | 0 | 6.02 | 1 | 2-1431 MCM ACSR | 0 | 0 | 0 | 0 | 0 | 0 | 0 | 0 | 0 | 0 | 0 | 0 | 0 | 0 | 0 | 0 | 0 | 0 | 0 | 0 | 0 | 0 | 0 | 12
NO |  | 282 | 2012 | 13 | 24 | 24 |  | PARKDALE SWITCH | SARGENT ROAD | 138 | 138 | S-T | 0 | 5.65 | 1 |  | 0 | 0 | 0 | 0 | 0 | 0 | 0 | 0 | 0 | 0 | 0 | 0 | 0 | 0 | 0 | 0 | 0 | 0 | 0 | 0 | 0 | 0 | 0 | 12
NO |  | 282 | 2012 | 13 | 25 | 25 |  | PARKDALE SWITCH | CENTERVILLE ROAD SWITCH | 138 | 138 | S-T | 0 | 7.6 | 1 |  | 0 | 0 | 0 | 0 | 0 | 0 | 0 | 0 | 0 | 0 | 0 | 0 | 0 | 0 | 0 | 0 | 0 | 0 | 0 | 0 | 0 | 0 | 0 | 12
NO |  | 282 | 2012 | 13 | 26 | 26 |  | PARKDALE SWITCH | GREENVILLE AVENUE SWITCH | 138 | 138 | S-T | 0 | 7.61 | 1 | 2-1033 ACSR | 0 | 0 | 0 | 0 | 0 | 0 | 0 | 0 | 0 | 0 | 0 | 0 | 0 | 0 | 0 | 0 | 0 | 0 | 0 | 0 | 0 | 0 | 0 | 12
NO |  | 282 | 2012 | 13 | 27 | 27 |  | PARKDALE SWITCH | HASKELL AVENUE | 138 | 138 | S-T | 1.74 | 0 | 1 | 336 ACSR | 0 | 0 | 0 | 0 | 0 | 0 | 0 | 0 | 0 | 0 | 0 | 0 | 0 | 0 | 0 | 0 | 0 | 0 | 0 | 0 | 0 | 0 | 0 | 12
NO |  | 282 | 2012 | 13 | 28 | 28 |  | PAYNE SWITCH | SHERMAN SOUTH | 138 | 138 | W-H-F | 4.22 | 0 | 1 |  | 0 | 0 | 0 | 0 | 0 | 0 | 0 | 0 | 0 | 0 | 0 | 0 | 0 | 0 | 0 | 0 | 0 | 0 | 0 | 0 | 0 | 0 | 0 | 12
NO |  | 282 | 2012 | 13 | 29 | 29 |  | PAYNE SWITCH | GAINESVILLE | 138 | 138 | W-H-F | 34.96 | 0 | 1 | 336 MCM ACSR | 0 | 0 | 0 | 0 | 0 | 0 | 0 | 0 | 0 | 0 | 0 | 0 | 0 | 0 | 0 | 0 | 0 | 0 | 0 | 0 | 0 | 0 | 0 | 12
NO |  | 282 | 2012 | 13 | 30 | 30 |  | PERMIAN BASIN SWITCH | WINK | 138 | 138 | W-H-F | 0 | 16.49 | 1 |  | 0 | 0 | 0 | 0 | 0 | 0 | 0 | 0 | 0 | 0 | 0 | 0 | 0 | 0 | 0 | 0 | 0 | 0 | 0 | 0 | 0 | 0 | 0 | 12
NO |  | 282 | 2012 | 13 | 31 | 31 |  | PERMIAN BASIN SWITCH | WINK | 138 | 138 | W-H-F | 24.7 | 0 | 1 |  | 0 | 0 | 0 | 0 | 0 | 0 | 0 | 0 | 0 | 0 | 0 | 0 | 0 | 0 | 0 | 0 | 0 | 0 | 0 | 0 | 0 | 0 | 0 | 12
NO |  | 282 | 2012 | 13 | 32 | 32 |  | PERMIAN BASIN SWITCH | HOLT SWITCH | 138 | 138 | W-H-F | 40.87 | 0 | 1 |  | 0 | 0 | 0 | 0 | 0 | 0 | 0 | 0 | 0 | 0 | 0 | 0 | 0 | 0 | 0 | 0 | 0 | 0 | 0 | 0 | 0 | 0 | 0 | 12
NO |  | 282 | 2012 | 13 | 33 | 33 |  | PERMIAN BASIN SWITCH | BARILLA | 138 | 138 | W-H-F | 17.5 | 0 | 1 |  | 0 | 0 | 0 | 0 | 0 | 0 | 0 | 0 | 0 | 0 | 0 | 0 | 0 | 0 | 0 | 0 | 0 | 0 | 0 | 0 | 0 | 0 | 0 | 12
NO |  | 282 | 2012 | 13 | 34 | 34 |  | PLANO ARCO | RENNER SWITCH | 138 | 138 | S-T | 2.5 | 0 | 1 |  | 0 | 0 | 0 | 0 | 0 | 0 | 0 | 0 | 0 | 0 | 0 | 0 | 0 | 0 | 0 | 0 | 0 | 0 | 0 | 0 | 0 | 0 | 0 | 12
NO |  | 282 | 2012 | 13 | 35 | 35 |  | PLANO TENNYSON | RENNER SWITCH | 138 | 138 | W-H-F | 5.51 | 0 | 1 |  | 0 | 0 | 0 | 0 | 0 | 0 | 0 | 0 | 0 | 0 | 0 | 0 | 0 | 0 | 0 | 0 | 0 | 0 | 0 | 0 | 0 | 0 | 0 | 12
NO |  | 282 | 2012 | 14 | 1 | 1 |  | PLANO TENNYSON | CARROLLTON NORTHWEST | 138 | 138 | S-T | 10 | 0 | 1 |  | 0 | 0 | 0 | 0 | 0 | 0 | 0 | 0 | 0 | 0 | 0 | 0 | 0 | 0 | 0 | 0 | 0 | 0 | 0 | 0 | 0 | 0 | 0 | 12
NO |  | 282 | 2012 | 14 | 2 | 2 |  | PLANO WEST | RENNER SWITCH | 138 | 138 | S-T | 4.07 | 0 | 1 |  | 0 | 0 | 0 | 0 | 0 | 0 | 0 | 0 | 0 | 0 | 0 | 0 | 0 | 0 | 0 | 0 | 0 | 0 | 0 | 0 | 0 | 0 | 0 | 12
NO |  | 282 | 2012 | 14 | 3 | 3 |  | PLANO WEST | PLANO ARCO | 138 | 138 | S-T | 1.65 | 0 | 1 |  | 0 | 0 | 0 | 0 | 0 | 0 | 0 | 0 | 0 | 0 | 0 | 0 | 0 | 0 | 0 | 0 | 0 | 0 | 0 | 0 | 0 | 0 | 0 | 12
NO |  | 282 | 2012 | 14 | 4 | 4 |  | PLANO WEST | RICHARDSON COLLINS BLVD | 138 | 138 | S-P | 8.14 | 0 | 1 |  | 0 | 0 | 0 | 0 | 0 | 0 | 0 | 0 | 0 | 0 | 0 | 0 | 0 | 0 | 0 | 0 | 0 | 0 | 0 | 0 | 0 | 0 | 0 | 12
NO |  | 282 | 2012 | 14 | 5 | 5 |  | PLANO WEST | RICHARDSON EAST | 138 | 138 | S-T | 0 | 5.52 | 1 | 795 ACSR | 0 | 0 | 0 | 0 | 0 | 0 | 0 | 0 | 0 | 0 | 0 | 0 | 0 | 0 | 0 | 0 | 0 | 0 | 0 | 0 | 0 | 0 | 0 | 12
NO |  | 282 | 2012 | 14 | 6 | 6 |  | PLEASANT VALLEY SWITCH | WICHITA FALLS COGEN | 138 | 138 | S-T | 5.78 | 0 | 1 | 795 ACSR | 0 | 0 | 0 | 0 | 0 | 0 | 0 | 0 | 0 | 0 | 0 | 0 | 0 | 0 | 0 | 0 | 0 | 0 | 0 | 0 | 0 | 0 | 0 | 12
NO |  | 282 | 2012 | 14 | 7 | 7 |  | PLEASANT VALLEY SWITCH | CERAMIC | 138 | 138 | W-H-F | 10.02 | 0 | 1 | 795 ACSR | 0 | 0 | 0 | 0 | 0 | 0 | 0 | 0 | 0 | 0 | 0 | 0 | 0 | 0 | 0 | 0 | 0 | 0 | 0 | 0 | 0 | 0 | 0 | 12
NO |  | 282 | 2012 | 14 | 8 | 8 |  | PLEASANT VALLEY SWITCH | LAKE WICHITA SWITCH | 138 | 138 | S-P | 10.36 | 0 | 1 | 1798.3 ACAR | 0 | 0 | 0 | 0 | 0 | 0 | 0 | 0 | 0 | 0 | 0 | 0 | 0 | 0 | 0 | 0 | 0 | 0 | 0 | 0 | 0 | 0 | 0 | 12
NO |  | 282 | 2012 | 14 | 9 | 9 |  | PRAIRIE CREEK SWITCH | MESQUITE WESTERN ELECTRIC | 138 | 138 | S-T | 1.27 | 0 | 1 |  | 0 | 0 | 0 | 0 | 0 | 0 | 0 | 0 | 0 | 0 | 0 | 0 | 0 | 0 | 0 | 0 | 0 | 0 | 0 | 0 | 0 | 0 | 0 | 12
NO |  | 282 | 2012 | 14 | 10 | 10 |  | PRAIRIE CREEK SWITCH | OATES | 138 | 138 | S-T | 8.84 | 0 | 1 |  | 0 | 0 | 0 | 0 | 0 | 0 | 0 | 0 | 0 | 0 | 0 | 0 | 0 | 0 | 0 | 0 | 0 | 0 | 0 | 0 | 0 | 0 | 0 | 12
NO |  | 282 | 2012 | 14 | 11 | 11 |  | RENNER | DALLAS | 138 | 138 | S-T | 7.03 | 0 | 1 |  | 0 | 0 | 0 | 0 | 0 | 0 | 0 | 0 | 0 | 0 | 0 | 0 | 0 | 0 | 0 | 0 | 0 | 0 | 0 | 0 | 0 | 0 | 0 | 12
NO |  | 282 | 2012 | 14 | 12 | 12 |  | RENNER | DALLAS | 138 | 138 | S-T | 0 | 6.99 | 1 |  | 0 | 0 | 0 | 0 | 0 | 0 | 0 | 0 | 0 | 0 | 0 | 0 | 0 | 0 | 0 | 0 | 0 | 0 | 0 | 0 | 0 | 0 | 0 | 12
NO |  | 282 | 2012 | 14 | 13 | 13 |  | RENNER | NORTHHAVEN SWITCH | 138 | 138 | S-T | 11.61 | 0 | 1 |  | 0 | 0 | 0 | 0 | 0 | 0 | 0 | 0 | 0 | 0 | 0 | 0 | 0 | 0 | 0 | 0 | 0 | 0 | 0 | 0 | 0 | 0 | 0 | 12
NO |  | 282 | 2012 | 14 | 14 | 14 |  | RICE SWITCH | WINDTHORST SWITCH | 138 | 138 | W-H-F | 21.59 | 0 | 1 |  | 0 | 0 | 0 | 0 | 0 | 0 | 0 | 0 | 0 | 0 | 0 | 0 | 0 | 0 | 0 | 0 | 0 | 0 | 0 | 0 | 0 | 0 | 0 | 12
NO |  | 282 | 2012 | 14 | 15 | 15 |  | RICHARDSON EAST | APOLLO ROAD | 138 | 138 | S-P | 3.81 | 0 | 1 | 636 ACSR | 0 | 0 | 0 | 0 | 0 | 0 | 0 | 0 | 0 | 0 | 0 | 0 | 0 | 0 | 0 | 0 | 0 | 0 | 0 | 0 | 0 | 0 | 0 | 12
NO |  | 282 | 2012 | 14 | 16 | 16 |  | RICHARDSON EAST | RICHARDSON COLLINS BLVD | 138 | 138 | S-P | 1.92 | 0 | 1 |  | 0 | 0 | 0 | 0 | 0 | 0 | 0 | 0 | 0 | 0 | 0 | 0 | 0 | 0 | 0 | 0 | 0 | 0 | 0 | 0 | 0 | 0 | 0 | 12
NO |  | 282 | 2012 | 14 | 17 | 17 |  | RIVERCREST SWITCH | MONTICELLO SES | 138 | 138 | W-H-F | 59.3 | 0 | 1 | 636 CM ACSR | 0 | 0 | 0 | 0 | 0 | 0 | 0 | 0 | 0 | 0 | 0 | 0 | 0 | 0 | 0 | 0 | 0 | 0 | 0 | 0 | 0 | 0 | 0 | 12
NO |  | 282 | 2012 | 14 | 18 | 18 |  | RIVERCREST SWITCH | PARIS SWITCH | 138 | 138 | W-H-F | 50.5 | 0 | 1 | 636 MCM ACSR | 0 | 0 | 0 | 0 | 0 | 0 | 0 | 0 | 0 | 0 | 0 | 0 | 0 | 0 | 0 | 0 | 0 | 0 | 0 | 0 | 0 | 0 | 0 | 12
NO |  | 282 | 2012 | 14 | 19 | 19 |  | ROANOKE SWITCH | COPPELL | 138 | 138 | S-T | 27.96 | 0 | 1 | 1033.5 ACSR | 0 | 0 | 0 | 0 | 0 | 0 | 0 | 0 | 0 | 0 | 0 | 0 | 0 | 0 | 0 | 0 | 0 | 0 | 0 | 0 | 0 | 0 | 0 | 12
NO |  | 282 | 2012 | 14 | 20 | 20 |  | ROANOKE SWITCH | EULESS | 138 | 138 | S-T | 0 | 20.72 | 1 | 1033.5 ACSR | 0 | 0 | 0 | 0 | 0 | 0 | 0 | 0 | 0 | 0 | 0 | 0 | 0 | 0 | 0 | 0 | 0 | 0 | 0 | 0 | 0 | 0 | 0 | 12
NO |  | 282 | 2012 | 14 | 21 | 21 |  | ROUND ROCK | CHIEF BRADY | 138 | 138 | S-P | 8.91 | 0 | 1 |  | 0 | 0 | 0 | 0 | 0 | 0 | 0 | 0 | 0 | 0 | 0 | 0 | 0 | 0 | 0 | 0 | 0 | 0 | 0 | 0 | 0 | 0 | 0 | 12
NO |  | 282 | 2012 | 14 | 22 | 22 |  | ROUND ROCK | WELLS BRANCH | 138 | 138 | S-P | 5.22 | 0 | 1 |  | 0 | 0 | 0 | 0 | 0 | 0 | 0 | 0 | 0 | 0 | 0 | 0 | 0 | 0 | 0 | 0 | 0 | 0 | 0 | 0 | 0 | 0 | 0 | 12
NO |  | 282 | 2012 | 14 | 23 | 23 |  | ROUND ROCK | GABRIEL | 138 | 138 | W-H-F | 13.36 | 0 | 1 | 336.4 MCM ACSR 26 | 0 | 0 | 0 | 0 | 0 | 0 | 0 | 0 | 0 | 0 | 0 | 0 | 0 | 0 | 0 | 0 | 0 | 0 | 0 | 0 | 0 | 0 | 0 | 12
NO |  | 282 | 2012 | 14 | 24 | 24 |  | ROUND ROCK | WELLS BRANCH | 138 | 138 | S-P | 0 | 5.45 | 1 |  | 0 | 0 | 0 | 0 | 0 | 0 | 0 | 0 | 0 | 0 | 0 | 0 | 0 | 0 | 0 | 0 | 0 | 0 | 0 | 0 | 0 | 0 | 0 | 12
NO |  | 282 | 2012 | 14 | 25 | 25 |  | ROYSE SWITCH | OATES | 138 | 138 | S-P | 19.37 | 0 | 1 |  | 0 | 0 | 0 | 0 | 0 | 0 | 0 | 0 | 0 | 0 | 0 | 0 | 0 | 0 | 0 | 0 | 0 | 0 | 0 | 0 | 0 | 0 | 0 | 12
NO |  | 282 | 2012 | 14 | 26 | 26 |  | ROYSE SWITCH | RICHARDSON EAST | 138 | 138 | S-P | 29.35 | 0 | 1 |  | 0 | 0 | 0 | 0 | 0 | 0 | 0 | 0 | 0 | 0 | 0 | 0 | 0 | 0 | 0 | 0 | 0 | 0 | 0 | 0 | 0 | 0 | 0 | 12
NO |  | 282 | 2012 | 14 | 27 | 27 |  | ROYSE SWITCH | FORNEY SWITCH | 138 | 138 | W-H-F | 17.05 | 0 | 1 |  | 0 | 0 | 0 | 0 | 0 | 0 | 0 | 0 | 0 | 0 | 0 | 0 | 0 | 0 | 0 | 0 | 0 | 0 | 0 | 0 | 0 | 0 | 0 | 12
NO |  | 282 | 2012 | 14 | 28 | 28 |  | ROYSE SWITCH | BEN DAVIS | 138 | 138 | W-H-F | 21.28 | 0 | 1 |  | 0 | 0 | 0 | 0 | 0 | 0 | 0 | 0 | 0 | 0 | 0 | 0 | 0 | 0 | 0 | 0 | 0 | 0 | 0 | 0 | 0 | 0 | 0 | 12
NO |  | 282 | 2012 | 14 | 29 | 29 |  | ROYSE SWITCH | PRINCETON | 138 | 138 | S-H-F | 27.32 | 0 | 1 |  | 0 | 0 | 0 | 0 | 0 | 0 | 0 | 0 | 0 | 0 | 0 | 0 | 0 | 0 | 0 | 0 | 0 | 0 | 0 | 0 | 0 | 0 | 0 | 12
NO |  | 282 | 2012 | 14 | 30 | 30 |  | ROYSE SWITCH | TERRELL SWITCH | 138 | 138 | W-H-F | 0 | 23.58 | 1 |  | 0 | 0 | 0 | 0 | 0 | 0 | 0 | 0 | 0 | 0 | 0 | 0 | 0 | 0 | 0 | 0 | 0 | 0 | 0 | 0 | 0 | 0 | 0 | 12
NO |  | 282 | 2012 | 14 | 31 | 31 |  | ROYSE SWITCH | SHELBY | 138 | 138 | S-T | 21.2 | 0 | 1 |  | 0 | 0 | 0 | 0 | 0 | 0 | 0 | 0 | 0 | 0 | 0 | 0 | 0 | 0 | 0 | 0 | 0 | 0 | 0 | 0 | 0 | 0 | 0 | 12
NO |  | 282 | 2012 | 14 | 32 | 32 |  | ROYSE SWITCH | TERRELL SWITCH | 138 | 138 | S-H-F | 26.88 | 0 | 1 |  | 0 | 0 | 0 | 0 | 0 | 0 | 0 | 0 | 0 | 0 | 0 | 0 | 0 | 0 | 0 | 0 | 0 | 0 | 0 | 0 | 0 | 0 | 0 | 12
NO |  | 282 | 2012 | 14 | 33 | 33 |  | SAGINAW | EULESS | 138 | 138 | S-T | 17.88 | 0 | 1 | 795 KCML ACSR | 0 | 0 | 0 | 0 | 0 | 0 | 0 | 0 | 0 | 0 | 0 | 0 | 0 | 0 | 0 | 0 | 0 | 0 | 0 | 0 | 0 | 0 | 0 | 12
NO |  | 282 | 2012 | 14 | 34 | 34 |  | SAGINAW | NORTH MAIN SWITCH | 138 | 138 | S-T | 8.89 | 0 | 1 |  | 0 | 0 | 0 | 0 | 0 | 0 | 0 | 0 | 0 | 0 | 0 | 0 | 0 | 0 | 0 | 0 | 0 | 0 | 0 | 0 | 0 | 0 | 0 | 12
NO |  | 282 | 2012 | 14 | 35 | 35 |  | SAGINAW | ROANOKE SWITCH | 138 | 138 | S-T | 27.01 | 0 | 1 | 795 ACSR | 0 | 0 | 0 | 0 | 0 | 0 | 0 | 0 | 0 | 0 | 0 | 0 | 0 | 0 | 0 | 0 | 0 | 0 | 0 | 0 | 0 | 0 | 0 | 12
NO |  | 282 | 2012 | 15 | 1 | 1 |  | SANDOW SWITCH | TEMPLE SWITCH | 138 | 138 | W-H-F | 38.59 | 0 | 1 |  | 0 | 0 | 0 | 0 | 0 | 0 | 0 | 0 | 0 | 0 | 0 | 0 | 0 | 0 | 0 | 0 | 0 | 0 | 0 | 0 | 0 | 0 | 0 | 12
NO |  | 282 | 2012 | 15 | 2 | 2 |  | SANDOW SWITCH | MINERVA | 138 | 138 | W-H-F | 17.29 | 0 | 1 |  | 0 | 0 | 0 | 0 | 0 | 0 | 0 | 0 | 0 | 0 | 0 | 0 | 0 | 0 | 0 | 0 | 0 | 0 | 0 | 0 | 0 | 0 | 0 | 12
NO |  | 282 | 2012 | 15 | 3 | 3 |  | SANDOW SWITCH | ELGIN SWITCH | 138 | 138 | W-H-F | 23.77 | 0 | 1 |  | 0 | 0 | 0 | 0 | 0 | 0 | 0 | 0 | 0 | 0 | 0 | 0 | 0 | 0 | 0 | 0 | 0 | 0 | 0 | 0 | 0 | 0 | 0 | 12
NO |  | 282 | 2012 | 15 | 4 | 4 |  | SANDOW SWITCH | TAYLOR | 138 | 138 | W-H-F | 21.87 | 0 | 1 | 795 MCM ACSR 26/7 | 0 | 0 | 0 | 0 | 0 | 0 | 0 | 0 | 0 | 0 | 0 | 0 | 0 | 0 | 0 | 0 | 0 | 0 | 0 | 0 | 0 | 0 | 0 | 12
NO |  | 282 | 2012 | 15 | 5 | 5 |  | SANDOW SWITCH | SANDOW SES | 138 | 138 | S-T | 0.89 | 0 | 1 |  | 0 | 0 | 0 | 0 | 0 | 0 | 0 | 0 | 0 | 0 | 0 | 0 | 0 | 0 | 0 | 0 | 0 | 0 | 0 | 0 | 0 | 0 | 0 | 12
NO |  | 282 | 2012 | 15 | 6 | 6 |  | SANDOW SWITCH | SANDOW | 138 | 138 | S-T | 0 | 0.89 | 1 |  | 0 | 0 | 0 | 0 | 0 | 0 | 0 | 0 | 0 | 0 | 0 | 0 | 0 | 0 | 0 | 0 | 0 | 0 | 0 | 0 | 0 | 0 | 0 | 12
NO |  | 282 | 2012 | 15 | 7 | 7 |  | SANDOW SWITCH | SANDOW SES | 138 | 138 | S-T | 0.89 | 0 | 1 |  | 0 | 0 | 0 | 0 | 0 | 0 | 0 | 0 | 0 | 0 | 0 | 0 | 0 | 0 | 0 | 0 | 0 | 0 | 0 | 0 | 0 | 0 | 0 | 12
NO |  | 282 | 2012 | 15 | 8 | 8 |  | SANDOW SWITCH | SANDOW SES | 138 | 138 | S-T | 0 | 0.89 | 1 |  | 0 | 0 | 0 | 0 | 0 | 0 | 0 | 0 | 0 | 0 | 0 | 0 | 0 | 0 | 0 | 0 | 0 | 0 | 0 | 0 | 0 | 0 | 0 | 12
NO |  | 282 | 2012 | 15 | 9 | 9 |  | SEAGOVILLE SWITCH | MESQUITE EAST | 138 | 138 | W-H-F | 16.33 | 0 | 1 |  | 0 | 0 | 0 | 0 | 0 | 0 | 0 | 0 | 0 | 0 | 0 | 0 | 0 | 0 | 0 | 0 | 0 | 0 | 0 | 0 | 0 | 0 | 0 | 12
NO |  | 282 | 2012 | 15 | 10 | 10 |  | SHAMBURGER SWITCH | TYLER NORTHWEST | 138 | 138 | W-H-F | 30.93 | 0 | 1 | 795 MCM ACSR 26/7 | 0 | 0 | 0 | 0 | 0 | 0 | 0 | 0 | 0 | 0 | 0 | 0 | 0 | 0 | 0 | 0 | 0 | 0 | 0 | 0 | 0 | 0 | 0 | 12
NO |  | 282 | 2012 | 15 | 11 | 11 |  | SHAMBURGER SWITCH | TYLER NORTHWEST | 138 | 138 | W-H-F | 0 | 6.22 | 1 | 795 MCM ACSR 26/7 | 0 | 0 | 0 | 0 | 0 | 0 | 0 | 0 | 0 | 0 | 0 | 0 | 0 | 0 | 0 | 0 | 0 | 0 | 0 | 0 | 0 | 0 | 0 | 12
NO |  | 282 | 2012 | 15 | 12 | 12 |  | SHAMBURGER SWITCH | TYLER EAST | 138 | 138 | W-H-F | 5.74 | 0 | 1 | 1233 KCMIL ACSS/T | 0 | 0 | 0 | 0 | 0 | 0 | 0 | 0 | 0 | 0 | 0 | 0 | 0 | 0 | 0 | 0 | 0 | 0 | 0 | 0 | 0 | 0 | 0 | 12
NO |  | 282 | 2012 | 15 | 13 | 13 |  | SHERRY SWITCH | FISH CREEK SWITCH | 138 | 138 | S-T | 5.73 | 0 | 1 |  | 0 | 0 | 0 | 0 | 0 | 0 | 0 | 0 | 0 | 0 | 0 | 0 | 0 | 0 | 0 | 0 | 0 | 0 | 0 | 0 | 0 | 0 | 0 | 12
NO |  | 282 | 2012 | 15 | 14 | 14 |  | SHERRY SWITCH | CEDAR HILL SWITCH | 138 | 138 | S-T | 12.59 | 0 | 1 | 795 ACSR | 0 | 0 | 0 | 0 | 0 | 0 | 0 | 0 | 0 | 0 | 0 | 0 | 0 | 0 | 0 | 0 | 0 | 0 | 0 | 0 | 0 | 0 | 0 | 12
NO |  | 282 | 2012 | 15 | 15 | 15 |  | SNYDER | SUN SWITCH | 138 | 138 | W-H-F | 11.37 | 0 | 1 |  | 0 | 0 | 0 | 0 | 0 | 0 | 0 | 0 | 0 | 0 | 0 | 0 | 0 | 0 | 0 | 0 | 0 | 0 | 0 | 0 | 0 | 0 | 0 | 12
NO |  | 282 | 2012 | 15 | 16 | 16 |  | SOUTH HAMPTON | CAMP WISDOM | 138 | 138 | S-P | 2.74 | 0 | 1 |  | 0 | 0 | 0 | 0 | 0 | 0 | 0 | 0 | 0 | 0 | 0 | 0 | 0 | 0 | 0 | 0 | 0 | 0 | 0 | 0 | 0 | 0 | 0 | 12
NO |  | 282 | 2012 | 15 | 17 | 17 |  | SPRABERRY SWITCH | ODESSA EHV SWITCH | 138 | 138 | W-H-F | 34.48 | 0 | 1 |  | 0 | 0 | 0 | 0 | 0 | 0 | 0 | 0 | 0 | 0 | 0 | 0 | 0 | 0 | 0 | 0 | 0 | 0 | 0 | 0 | 0 | 0 | 0 | 12
NO |  | 282 | 2012 | 15 | 18 | 18 |  | SPRABERRY SWITCH | MIDLAND EAST | 138 | 138 | W-H-F | 18.49 | 0 | 1 |  | 0 | 0 | 0 | 0 | 0 | 0 | 0 | 0 | 0 | 0 | 0 | 0 | 0 | 0 | 0 | 0 | 0 | 0 | 0 | 0 | 0 | 0 | 0 | 12
NO |  | 282 | 2012 | 15 | 19 | 19 |  | SPRABERRY SWITCH | MIDKIFF SWITCH | 138 | 138 | W-H-F | 26.23 | 0 | 1 |  | 0 | 0 | 0 | 0 | 0 | 0 | 0 | 0 | 0 | 0 | 0 | 0 | 0 | 0 | 0 | 0 | 0 | 0 | 0 | 0 | 0 | 0 | 0 | 12
NO |  | 282 | 2012 | 15 | 20 | 20 |  | STEPHENVILLE | COMANCHE SWITCH | 138 | 138 | W-H-F | 37.33 | 0 | 1 |  | 0 | 0 | 0 | 0 | 0 | 0 | 0 | 0 | 0 | 0 | 0 | 0 | 0 | 0 | 0 | 0 | 0 | 0 | 0 | 0 | 0 | 0 | 0 | 12
NO |  | 282 | 2012 | 15 | 21 | 21 |  | STEPHENVILLE | FLAT CREEK SWITCH | 138 | 138 | W-H-F | 33.76 | 0 | 1 |  | 0 | 0 | 0 | 0 | 0 | 0 | 0 | 0 | 0 | 0 | 0 | 0 | 0 | 0 | 0 | 0 | 0 | 0 | 0 | 0 | 0 | 0 | 0 | 12
NO |  | 282 | 2012 | 15 | 22 | 22 |  | STEPHENVILLE | R. W. MILLER | 138 | 138 | W-H-F | 35.19 | 0 | 1 |  | 0 | 0 | 0 | 0 | 0 | 0 | 0 | 0 | 0 | 0 | 0 | 0 | 0 | 0 | 0 | 0 | 0 | 0 | 0 | 0 | 0 | 0 | 0 | 12
NO |  | 282 | 2012 | 15 | 23 | 23 |  | STERRETT | SARDIS SWITCH | 138 | 138 | S-T | 1.95 | 0 | 1 |  | 0 | 0 | 0 | 0 | 0 | 0 | 0 | 0 | 0 | 0 | 0 | 0 | 0 | 0 | 0 | 0 | 0 | 0 | 0 | 0 | 0 | 0 | 0 | 12
NO |  | 282 | 2012 | 15 | 24 | 24 |  | STRYKER CREEK SWITCH | PALESTINE SOUTH | 138 | 138 | W-H-F | 39.4 | 0 | 1 |  | 0 | 0 | 0 | 0 | 0 | 0 | 0 | 0 | 0 | 0 | 0 | 0 | 0 | 0 | 0 | 0 | 0 | 0 | 0 | 0 | 0 | 0 | 0 | 12
NO |  | 282 | 2012 | 15 | 25 | 25 |  | STRYKER CREEK SWITCH | ELKTON | 138 | 138 | W-H-F | 37.48 | 0 | 1 | 336.4 MCM ACSR 26 | 0 | 0 | 0 | 0 | 0 | 0 | 0 | 0 | 0 | 0 | 0 | 0 | 0 | 0 | 0 | 0 | 0 | 0 | 0 | 0 | 0 | 0 | 0 | 12
NO |  | 282 | 2012 | 15 | 26 | 26 |  | STRYKER CREEK SWITCH | TYLER GRANDE | 138 | 138 | W-H-F | 29.65 | 0 | 1 |  | 0 | 0 | 0 | 0 | 0 | 0 | 0 | 0 | 0 | 0 | 0 | 0 | 0 | 0 | 0 | 0 | 0 | 0 | 0 | 0 | 0 | 0 | 0 | 12
NO |  | 282 | 2012 | 15 | 27 | 27 |  | STYKER CREEK SWITCH | LUFKIN | 138 | 138 | W-H-F | 44.36 | 0 | 1 | 795 MCM ACSR 26/7 | 0 | 0 | 0 | 0 | 0 | 0 | 0 | 0 | 0 | 0 | 0 | 0 | 0 | 0 | 0 | 0 | 0 | 0 | 0 | 0 | 0 | 0 | 0 | 12
NO |  | 282 | 2012 | 15 | 28 | 28 |  | STRYKER CREEK SWITCH | GRESHAM ROAD SWITCH | 138 | 138 | S-P | 9.24 | 0 | 1 |  | 0 | 0 | 0 | 0 | 0 | 0 | 0 | 0 | 0 | 0 | 0 | 0 | 0 | 0 | 0 | 0 | 0 | 0 | 0 | 0 | 0 | 0 | 0 | 12
NO |  | 282 | 2012 | 15 | 29 | 29 |  | SULPHUR SPRINGS SWITCH | CANTON SWITCH | 138 | 138 | W-H-F | 51.95 | 0 | 1 | 636 CM ACSR | 0 | 0 | 0 | 0 | 0 | 0 | 0 | 0 | 0 | 0 | 0 | 0 | 0 | 0 | 0 | 0 | 0 | 0 | 0 | 0 | 0 | 0 | 0 | 12
NO |  | 282 | 2012 | 15 | 30 | 30 |  | TAYLOR | HUTTO SWITCH | 138 | 138 | W-H-F | 9.97 | 0 | 1 | 795 MCM ACSR 26/7 | 0 | 0 | 0 | 0 | 0 | 0 | 0 | 0 | 0 | 0 | 0 | 0 | 0 | 0 | 0 | 0 | 0 | 0 | 0 | 0 | 0 | 0 | 0 | 12
NO |  | 282 | 2012 | 15 | 31 | 31 |  | TEMPLE ELM CREEK | BELTON | 138 | 138 | W-H-F | 0 | 8.88 | 1 | 1590 MCM ACSR 54/ | 0 | 0 | 0 | 0 | 0 | 0 | 0 | 0 | 0 | 0 | 0 | 0 | 0 | 0 | 0 | 0 | 0 | 0 | 0 | 0 | 0 | 0 | 0 | 12
NO |  | 282 | 2012 | 15 | 32 | 32 |  | TEMPLE ELM CREEK | BELTON | 138 | 138 | W-H-F | 8.88 | 0 | 1 | 1590 MCM ACSR 54/ | 0 | 0 | 0 | 0 | 0 | 0 | 0 | 0 | 0 | 0 | 0 | 0 | 0 | 0 | 0 | 0 | 0 | 0 | 0 | 0 | 0 | 0 | 0 | 12
NO |  | 282 | 2012 | 15 | 33 | 33 |  | TEMPLE ELM CREEK | TEMPLE PECAN CREEK | 138 | 138 | S-P | 0 | 4.8 | 1 | 1590 MCM ACSR 54/ | 0 | 0 | 0 | 0 | 0 | 0 | 0 | 0 | 0 | 0 | 0 | 0 | 0 | 0 | 0 | 0 | 0 | 0 | 0 | 0 | 0 | 0 | 0 | 12
NO |  | 282 | 2012 | 15 | 34 | 34 |  | TEMPLE ELM CREEK | TEMPLE PECAN CREEK | 138 | 138 | S-T | 4.8 | 0 | 1 | 1590 MCM ACSR 54/ | 0 | 0 | 0 | 0 | 0 | 0 | 0 | 0 | 0 | 0 | 0 | 0 | 0 | 0 | 0 | 0 | 0 | 0 | 0 | 0 | 0 | 0 | 0 | 12
NO |  | 282 | 2012 | 15 | 35 | 35 |  | TEMPLE PECAN CREEK | TEMPLE SWITCH | 138 | 138 | W-H-F | 4 | 0 | 1 | 636 MCM ACSR 26/7 | 0 | 0 | 0 | 0 | 0 | 0 | 0 | 0 | 0 | 0 | 0 | 0 | 0 | 0 | 0 | 0 | 0 | 0 | 0 | 0 | 0 | 0 | 0 | 12
NO |  | 282 | 2012 | 16 | 1 | 1 |  | TEMPLE SWITCH | BELTON | 138 | 138 | W-H-F | 9.55 | 0 | 1 | 795 SSAC | 0 | 0 | 0 | 0 | 0 | 0 | 0 | 0 | 0 | 0 | 0 | 0 | 0 | 0 | 0 | 0 | 0 | 0 | 0 | 0 | 0 | 0 | 0 | 12
NO |  | 282 | 2012 | 16 | 2 | 2 |  | TEMPLE SWITCH | BELL COUNTY SWITCH | 138 | 138 | W-H-F | 7.56 | 0 | 1 |  | 0 | 0 | 0 | 0 | 0 | 0 | 0 | 0 | 0 | 0 | 0 | 0 | 0 | 0 | 0 | 0 | 0 | 0 | 0 | 0 | 0 | 0 | 0 | 12
NO |  | 282 | 2012 | 16 | 3 | 3 |  | TEMPLE SWITCH | TEMPLE ELM CREEK | 138 | 138 | S-P | 8.8 | 0 | 1 | 795 MCM ACSR 26/7 | 0 | 0 | 0 | 0 | 0 | 0 | 0 | 0 | 0 | 0 | 0 | 0 | 0 | 0 | 0 | 0 | 0 | 0 | 0 | 0 | 0 | 0 | 0 | 12
NO |  | 282 | 2012 | 16 | 4 | 4 |  | TERRELL SWITCH | SEAGOVILLE SWITCH | 138 | 138 | W-H-F | 32.56 | 0 | 1 |  | 0 | 0 | 0 | 0 | 0 | 0 | 0 | 0 | 0 | 0 | 0 | 0 | 0 | 0 | 0 | 0 | 0 | 0 | 0 | 0 | 0 | 0 | 0 | 12
NO |  | 282 | 2012 | 16 | 5 | 5 |  | TRINIDAD SES | LONG LAKE | 138 | 138 | W-H-F | 87.97 | 0 | 1 | 4/0 ACSR 6/1 PENG | 0 | 0 | 0 | 0 | 0 | 0 | 0 | 0 | 0 | 0 | 0 | 0 | 0 | 0 | 0 | 0 | 0 | 0 | 0 | 0 | 0 | 0 | 0 | 12
NO |  | 282 | 2012 | 16 | 6 | 6 |  | TRINIDAD SES | MONTFORD SWITCH | 138 | 138 | W-H-F | 17.7 | 0 | 1 | 336.4 MCM ACSR 26 | 0 | 0 | 0 | 0 | 0 | 0 | 0 | 0 | 0 | 0 | 0 | 0 | 0 | 0 | 0 | 0 | 0 | 0 | 0 | 0 | 0 | 0 | 0 | 12
NO |  | 282 | 2012 | 16 | 7 | 7 |  | TRINIDAD SES | NAVARRO | 138 | 138 | W-H-F | 0 | 18.25 | 1 | 336.4 MCM ACSR 26 | 0 | 0 | 0 | 0 | 0 | 0 | 0 | 0 | 0 | 0 | 0 | 0 | 0 | 0 | 0 | 0 | 0 | 0 | 0 | 0 | 0 | 0 | 0 | 12
NO |  | 282 | 2012 | 16 | 8 | 8 |  | TRINIDAD SES | KAUFMAN NORTHWEST | 138 | 138 | W-H-F | 37.71 | 0 | 1 | 1033.5 MCM ACSR 4 | 0 | 0 | 0 | 0 | 0 | 0 | 0 | 0 | 0 | 0 | 0 | 0 | 0 | 0 | 0 | 0 | 0 | 0 | 0 | 0 | 0 | 0 | 0 | 12
NO |  | 282 | 2012 | 16 | 9 | 9 |  | TRINIDAD SES | FOREST GROVE SWITCH | 138 | 138 | W-H-F | 11.7 | 0 | 1 | 1033.5 MCM ACSR 4 | 0 | 0 | 0 | 0 | 0 | 0 | 0 | 0 | 0 | 0 | 0 | 0 | 0 | 0 | 0 | 0 | 0 | 0 | 0 | 0 | 0 | 0 | 0 | 12
NO |  | 282 | 2012 | 16 | 10 | 10 |  | TYLER EAST | TYLER GRANDE | 138 | 138 | W-H-F | 7.13 | 0 | 1 |  | 0 | 0 | 0 | 0 | 0 | 0 | 0 | 0 | 0 | 0 | 0 | 0 | 0 | 0 | 0 | 0 | 0 | 0 | 0 | 0 | 0 | 0 | 0 | 12
NO |  | 282 | 2012 | 16 | 11 | 11 |  | TYLER GRANDE | OVERTON CIR 04702 | 138 | 138 | W-H-F | 16.24 | 0 | 1 |  | 0 | 0 | 0 | 0 | 0 | 0 | 0 | 0 | 0 | 0 | 0 | 0 | 0 | 0 | 0 | 0 | 0 | 0 | 0 | 0 | 0 | 0 | 0 | 12
NO |  | 282 | 2012 | 16 | 12 | 12 |  | TYLER SOUTH | TYLER GRANDE | 138 | 138 | W-H-F | 4.15 | 0 | 1 |  | 0 | 0 | 0 | 0 | 0 | 0 | 0 | 0 | 0 | 0 | 0 | 0 | 0 | 0 | 0 | 0 | 0 | 0 | 0 | 0 | 0 | 0 | 0 | 12
NO |  | 282 | 2012 | 16 | 13 | 13 |  | TYLER SWITCH | CANTON SWITCH | 138 | 138 | W-H-F | 29.87 | 0 | 1 | 636 MCM ACSR 26/7 | 0 | 0 | 0 | 0 | 0 | 0 | 0 | 0 | 0 | 0 | 0 | 0 | 0 | 0 | 0 | 0 | 0 | 0 | 0 | 0 | 0 | 0 | 0 | 12
NO |  | 282 | 2012 | 16 | 14 | 14 |  | VALLEY SWITCH 138 | PAYNE SWITCH | 138 | 138 | W-H-F | 45.01 | 0 | 1 | 795 MCM ACSR | 0 | 0 | 0 | 0 | 0 | 0 | 0 | 0 | 0 | 0 | 0 | 0 | 0 | 0 | 0 | 0 | 0 | 0 | 0 | 0 | 0 | 0 | 0 | 12
NO |  | 282 | 2012 | 16 | 15 | 15 |  | VALLEY SWITCH 138 | PAYNE SWITCH | 138 | 138 | S-H-F | 0 | 15.9 | 1 | 795 MCM ACSR | 0 | 0 | 0 | 0 | 0 | 0 | 0 | 0 | 0 | 0 | 0 | 0 | 0 | 0 | 0 | 0 | 0 | 0 | 0 | 0 | 0 | 0 | 0 | 12
NO |  | 282 | 2012 | 16 | 16 | 16 |  | VALLEY SWITCH 138 | PARIS SWITCH | 138 | 138 | W-H-F | 46.22 | 0 | 1 | 795 MCM ACSR | 0 | 0 | 0 | 0 | 0 | 0 | 0 | 0 | 0 | 0 | 0 | 0 | 0 | 0 | 0 | 0 | 0 | 0 | 0 | 0 | 0 | 0 | 0 | 12
NO |  | 282 | 2012 | 16 | 17 | 17 |  | VALLEY SWITCH 138 | PAYNE SWITCH | 138 | 138 | S-T | 0 | 16.22 | 1 |  | 0 | 0 | 0 | 0 | 0 | 0 | 0 | 0 | 0 | 0 | 0 | 0 | 0 | 0 | 0 | 0 | 0 | 0 | 0 | 0 | 0 | 0 | 0 | 12
NO |  | 282 | 2012 | 16 | 18 | 18 |  | VALLEY SWITCH 138 | COMMERCE SWITCH | 138 | 138 | W-H-F | 43.86 | 0 | 1 | 795 MCM ACSR | 0 | 0 | 0 | 0 | 0 | 0 | 0 | 0 | 0 | 0 | 0 | 0 | 0 | 0 | 0 | 0 | 0 | 0 | 0 | 0 | 0 | 0 | 0 | 12
NO |  | 282 | 2012 | 16 | 19 | 19 |  | VALLEY SWITCH 138 | PAYNE SWITCH | 138 | 138 | W-H-F | 0 | 29.65 | 1 |  | 0 | 0 | 0 | 0 | 0 | 0 | 0 | 0 | 0 | 0 | 0 | 0 | 0 | 0 | 0 | 0 | 0 | 0 | 0 | 0 | 0 | 0 | 0 | 12
NO |  | 282 | 2012 | 16 | 20 | 20 |  | VENUS SWITCH | CHAPARRAL STEEL CSW 00944 | 138 | 138 | S-T | 0 | 2.37 | 1 | 2-795 MCM ACSR | 0 | 0 | 0 | 0 | 0 | 0 | 0 | 0 | 0 | 0 | 0 | 0 | 0 | 0 | 0 | 0 | 0 | 0 | 0 | 0 | 0 | 0 | 0 | 12
NO |  | 282 | 2012 | 16 | 21 | 21 |  | VENUS SWITCH | SARDIS SWITCH | 138 | 138 | S-T | 12.43 | 0 | 1 |  | 0 | 0 | 0 | 0 | 0 | 0 | 0 | 0 | 0 | 0 | 0 | 0 | 0 | 0 | 0 | 0 | 0 | 0 | 0 | 0 | 0 | 0 | 0 | 12
NO |  | 282 | 2012 | 16 | 22 | 22 |  | VENUS SWITCH | CHAPARRAL STEEL | 138 | 138 | S-T | 2.37 | 0 | 1 | 2-795 MCM ACSR | 0 | 0 | 0 | 0 | 0 | 0 | 0 | 0 | 0 | 0 | 0 | 0 | 0 | 0 | 0 | 0 | 0 | 0 | 0 | 0 | 0 | 0 | 0 | 12
NO |  | 282 | 2012 | 16 | 23 | 23 |  | VENUS SWITCH | CLEBURNE SWITCH | 138 | 138 | S-T | 21.4 | 0 | 1 |  | 0 | 0 | 0 | 0 | 0 | 0 | 0 | 0 | 0 | 0 | 0 | 0 | 0 | 0 | 0 | 0 | 0 | 0 | 0 | 0 | 0 | 0 | 0 | 12
NO |  | 282 | 2012 | 16 | 24 | 24 |  | WACO EAST | WACO WEST | 138 | 138 | W-H-F | 13.77 | 0 | 1 | 795 MCM ACSR 26/7 | 0 | 0 | 0 | 0 | 0 | 0 | 0 | 0 | 0 | 0 | 0 | 0 | 0 | 0 | 0 | 0 | 0 | 0 | 0 | 0 | 0 | 0 | 0 | 12
NO |  | 282 | 2012 | 16 | 25 | 25 |  | WACO EAST | WACO WEST | 138 | 138 | W-P | 0 | 13.63 | 1 | 795 MCM ACSR 26/7 | 0 | 0 | 0 | 0 | 0 | 0 | 0 | 0 | 0 | 0 | 0 | 0 | 0 | 0 | 0 | 0 | 0 | 0 | 0 | 0 | 0 | 0 | 0 | 12
NO |  | 282 | 2012 | 16 | 26 | 26 |  | WACO WEST | ELM MOTT | 138 | 138 | S-P | 21.66 | 0 | 1 | 795 MCM ACSR 26/7 | 0 | 0 | 0 | 0 | 0 | 0 | 0 | 0 | 0 | 0 | 0 | 0 | 0 | 0 | 0 | 0 | 0 | 0 | 0 | 0 | 0 | 0 | 0 | 12
NO |  | 282 | 2012 | 16 | 27 | 27 |  | WACO WEST | TEMPLE ELM CREEK | 138 | 138 | W-H-F | 37.5 | 0 | 1 | 795 MCM ACSR 26/7 | 0 | 0 | 0 | 0 | 0 | 0 | 0 | 0 | 0 | 0 | 0 | 0 | 0 | 0 | 0 | 0 | 0 | 0 | 0 | 0 | 0 | 0 | 0 | 12
NO |  | 282 | 2012 | 16 | 28 | 28 |  | WATERMILL | CEDAR HILL | 138 | 138 | S-T | 15.02 | 0 | 1 |  | 0 | 0 | 0 | 0 | 0 | 0 | 0 | 0 | 0 | 0 | 0 | 0 | 0 | 0 | 0 | 0 | 0 | 0 | 0 | 0 | 0 | 0 | 0 | 12
NO |  | 282 | 2012 | 16 | 29 | 29 |  | WATERMILL | CEDAR CREST SWITCH | 138 | 138 | S-T | 14.47 | 0 | 1 |  | 0 | 0 | 0 | 0 | 0 | 0 | 0 | 0 | 0 | 0 | 0 | 0 | 0 | 0 | 0 | 0 | 0 | 0 | 0 | 0 | 0 | 0 | 0 | 12
NO |  | 282 | 2012 | 16 | 30 | 30 |  | WATERMILL | SEAGOVILLE SWITCH | 138 | 138 | W-H-F | 20.85 | 0 | 1 |  | 0 | 0 | 0 | 0 | 0 | 0 | 0 | 0 | 0 | 0 | 0 | 0 | 0 | 0 | 0 | 0 | 0 | 0 | 0 | 0 | 0 | 0 | 0 | 12
NO |  | 282 | 2012 | 16 | 31 | 31 |  | WATERMILL | CAMP WISDOM | 138 | 138 | S-T | 17.98 | 0 | 1 |  | 0 | 0 | 0 | 0 | 0 | 0 | 0 | 0 | 0 | 0 | 0 | 0 | 0 | 0 | 0 | 0 | 0 | 0 | 0 | 0 | 0 | 0 | 0 | 12
NO |  | 282 | 2012 | 16 | 32 | 32 |  | WATERMILL | PARKDALE SWITCH | 138 | 138 | S-T | 18.6 | 0 | 1 |  | 0 | 0 | 0 | 0 | 0 | 0 | 0 | 0 | 0 | 0 | 0 | 0 | 0 | 0 | 0 | 0 | 0 | 0 | 0 | 0 | 0 | 0 | 0 | 12
NO |  | 282 | 2012 | 16 | 33 | 33 |  | WEATHERFORD SWITCH | ORAN | 138 | 138 | W-H-F | 26.1 | 0 | 1 |  | 0 | 0 | 0 | 0 | 0 | 0 | 0 | 0 | 0 | 0 | 0 | 0 | 0 | 0 | 0 | 0 | 0 | 0 | 0 | 0 | 0 | 0 | 0 | 12
NO |  | 282 | 2012 | 16 | 34 | 34 |  | WEATHERFORD SWITCH | SPRINGTOWN | 138 | 138 | W-H-F | 5.63 | 0 | 1 |  | 0 | 0 | 0 | 0 | 0 | 0 | 0 | 0 | 0 | 0 | 0 | 0 | 0 | 0 | 0 | 0 | 0 | 0 | 0 | 0 | 0 | 0 | 0 | 12
NO |  | 282 | 2012 | 16 | 35 | 35 |  | WEATHERFORD WEST | MINERAL WELLS | 138 | 138 | W-H-F | 12.17 | 0 | 1 | 795 MCM ACSR | 0 | 0 | 0 | 0 | 0 | 0 | 0 | 0 | 0 | 0 | 0 | 0 | 0 | 0 | 0 | 0 | 0 | 0 | 0 | 0 | 0 | 0 | 0 | 12
NO |  | 282 | 2012 | 17 | 1 | 1 |  | WEDGWOOD SWITCH | ROCKY CREEK SWITCH | 138 | 138 | S-T | 5.8 | 0 | 1 | 840.2 ACAR | 0 | 0 | 0 | 0 | 0 | 0 | 0 | 0 | 0 | 0 | 0 | 0 | 0 | 0 | 0 | 0 | 0 | 0 | 0 | 0 | 0 | 0 | 0 | 12
NO |  | 282 | 2012 | 17 | 2 | 2 |  | WEDGWOOD SWITCH | PAFFORD STREET | 138 | 138 | S-T | 3.28 | 0 | 1 | 336.4 ACSR | 0 | 0 | 0 | 0 | 0 | 0 | 0 | 0 | 0 | 0 | 0 | 0 | 0 | 0 | 0 | 0 | 0 | 0 | 0 | 0 | 0 | 0 | 0 | 12
NO |  | 282 | 2012 | 17 | 3 | 3 |  | WEDGWOOD SWITCH | ROCKY CREEK SWITCH | 138 | 138 | S-T | 0 | 5.8 | 1 | 840.2 ACAR | 0 | 0 | 0 | 0 | 0 | 0 | 0 | 0 | 0 | 0 | 0 | 0 | 0 | 0 | 0 | 0 | 0 | 0 | 0 | 0 | 0 | 0 | 0 | 12
NO |  | 282 | 2012 | 17 | 4 | 4 |  | WEDGWOOD SWITCH | PAFFORD STREET | 138 | 138 | S-T | 0 | 3.28 | 1 | 336.4 ACSR | 0 | 0 | 0 | 0 | 0 | 0 | 0 | 0 | 0 | 0 | 0 | 0 | 0 | 0 | 0 | 0 | 0 | 0 | 0 | 0 | 0 | 0 | 0 | 12
NO |  | 282 | 2012 | 17 | 5 | 5 |  | WEDGWOOD SWITCH | FOREST HILL SWITCH | 138 | 138 | S-T | 6.96 | 0 | 1 | 795 ACSR | 0 | 0 | 0 | 0 | 0 | 0 | 0 | 0 | 0 | 0 | 0 | 0 | 0 | 0 | 0 | 0 | 0 | 0 | 0 | 0 | 0 | 0 | 0 | 12
NO |  | 282 | 2012 | 17 | 6 | 6 |  | WEDGWOOD SWITCH | EVERMAN SWITCH | 138 | 138 | S-T | 9.01 | 0 | 1 | 795 ACSR | 0 | 0 | 0 | 0 | 0 | 0 | 0 | 0 | 0 | 0 | 0 | 0 | 0 | 0 | 0 | 0 | 0 | 0 | 0 | 0 | 0 | 0 | 0 | 12
NO |  | 282 | 2012 | 17 | 7 | 7 |  | WEST FAIRFIELD | MEXIA | 138 | 138 | W-H-F | 20.6 | 0 | 1 |  | 0 | 0 | 0 | 0 | 0 | 0 | 0 | 0 | 0 | 0 | 0 | 0 | 0 | 0 | 0 | 0 | 0 | 0 | 0 | 0 | 0 | 0 | 0 | 12
NO |  | 282 | 2012 | 17 | 8 | 8 |  | WEST LEVEE | 800/900 NETWORK | 138 | 138 | S-P | 0 | 1.28 | 1 |  | 0 | 0 | 0 | 0 | 0 | 0 | 0 | 0 | 0 | 0 | 0 | 0 | 0 | 0 | 0 | 0 | 0 | 0 | 0 | 0 | 0 | 0 | 0 | 12
NO |  | 282 | 2012 | 17 | 9 | 9 |  | WEST LEVEE | 800/900 NETWORK | 138 | 138 | S-P | 1.28 | 0 | 1 |  | 0 | 0 | 0 | 0 | 0 | 0 | 0 | 0 | 0 | 0 | 0 | 0 | 0 | 0 | 0 | 0 | 0 | 0 | 0 | 0 | 0 | 0 | 0 | 12
NO |  | 282 | 2012 | 17 | 10 | 10 |  | WEST LEVEE | DEALEY | 138 | 138 | S-P | 1.1 | 0 | 1 |  | 0 | 0 | 0 | 0 | 0 | 0 | 0 | 0 | 0 | 0 | 0 | 0 | 0 | 0 | 0 | 0 | 0 | 0 | 0 | 0 | 0 | 0 | 0 | 12
NO |  | 282 | 2012 | 17 | 11 | 11 |  | WHITNEY | STEPHENVILLE | 138 | 138 | W-H-F | 61.12 | 0 | 1 | 795 MCM ACSR 26/7 | 0 | 0 | 0 | 0 | 0 | 0 | 0 | 0 | 0 | 0 | 0 | 0 | 0 | 0 | 0 | 0 | 0 | 0 | 0 | 0 | 0 | 0 | 0 | 12
NO |  | 282 | 2012 | 17 | 12 | 12 |  | WICHITA FALLS SOUTH SWITCH | WINDTHORST SWITCH | 138 | 138 | W-H-F | 17.72 | 0 | 1 |  | 0 | 0 | 0 | 0 | 0 | 0 | 0 | 0 | 0 | 0 | 0 | 0 | 0 | 0 | 0 | 0 | 0 | 0 | 0 | 0 | 0 | 0 | 0 | 12
NO |  | 282 | 2012 | 17 | 13 | 13 |  | WICHITA FALLS SOUTH SWITCH | WICHITA FALLS | 138 | 138 | W-H-F | 7.86 | 0 | 1 |  | 0 | 0 | 0 | 0 | 0 | 0 | 0 | 0 | 0 | 0 | 0 | 0 | 0 | 0 | 0 | 0 | 0 | 0 | 0 | 0 | 0 | 0 | 0 | 12
NO |  | 282 | 2012 | 17 | 14 | 14 |  | WICHITA FALLS SOUTH SWITCH | LAKE WICHITA SWITCH | 138 | 138 | W-H-F | 3.34 | 0 | 1 |  | 0 | 0 | 0 | 0 | 0 | 0 | 0 | 0 | 0 | 0 | 0 | 0 | 0 | 0 | 0 | 0 | 0 | 0 | 0 | 0 | 0 | 0 | 0 | 12
NO |  | 282 | 2012 | 17 | 15 | 15 |  | WILLOW VALLEY SWITCH | LAMESA | 138 | 138 | W-H-F | 32.23 | 0 | 1 | 636ACSR | 0 | 0 | 0 | 0 | 0 | 0 | 0 | 0 | 0 | 0 | 0 | 0 | 0 | 0 | 0 | 0 | 0 | 0 | 0 | 0 | 0 | 0 | 0 | 12
NO |  | 282 | 2012 | 17 | 16 | 16 |  | WINDTHORST SWITCH | NAVY KICKAPOO SWITCH | 138 | 138 | W-H-F | 9.31 | 0 | 1 |  | 0 | 0 | 0 | 0 | 0 | 0 | 0 | 0 | 0 | 0 | 0 | 0 | 0 | 0 | 0 | 0 | 0 | 0 | 0 | 0 | 0 | 0 | 0 | 12
NO |  | 282 | 2012 | 17 | 17 | 17 |  | WINK | NO TREES SWITCH | 138 | 138 | W-H-F | 27.83 | 0 | 1 |  | 0 | 0 | 0 | 0 | 0 | 0 | 0 | 0 | 0 | 0 | 0 | 0 | 0 | 0 | 0 | 0 | 0 | 0 | 0 | 0 | 0 | 0 | 0 | 12
NO |  | 282 | 2012 | 17 | 18 | 18 |  | WINK | BLACK RIVER | 138 | 138 | W-H-F | 72.82 | 0 | 1 |  | 0 | 0 | 0 | 0 | 0 | 0 | 0 | 0 | 0 | 0 | 0 | 0 | 0 | 0 | 0 | 0 | 0 | 0 | 0 | 0 | 0 | 0 | 0 | 12
NO |  | 282 | 2012 | 17 | 19 | 19 |  | ACKERLY VEALMOR SWITCH | LAMESA | 69 | 69 | W-H-F | 21.51 | 0 | 1 |  | 0 | 0 | 0 | 0 | 0 | 0 | 0 | 0 | 0 | 0 | 0 | 0 | 0 | 0 | 0 | 0 | 0 | 0 | 0 | 0 | 0 | 0 | 0 | 12
NO |  | 282 | 2012 | 17 | 20 | 20 |  | ANDREWS NORTH | ANDREWS SWITCH | 69 | 69 | W-P | 0 | 8.17 | 1 |  | 0 | 0 | 0 | 0 | 0 | 0 | 0 | 0 | 0 | 0 | 0 | 0 | 0 | 0 | 0 | 0 | 0 | 0 | 0 | 0 | 0 | 0 | 0 | 12
NO |  | 282 | 2012 | 17 | 21 | 21 |  | ANDREWS SWITCH | ANDREWS NORTH | 69 | 69 | W-H-F | 14.88 | 0 | 1 |  | 0 | 0 | 0 | 0 | 0 | 0 | 0 | 0 | 0 | 0 | 0 | 0 | 0 | 0 | 0 | 0 | 0 | 0 | 0 | 0 | 0 | 0 | 0 | 12
NO |  | 282 | 2012 | 17 | 22 | 22 |  | APOLLO ROAD | COPPELL SWITCH | 69 | 69 | W-P | 0.42 | 0 | 1 |  | 0 | 0 | 0 | 0 | 0 | 0 | 0 | 0 | 0 | 0 | 0 | 0 | 0 | 0 | 0 | 0 | 0 | 0 | 0 | 0 | 0 | 0 | 0 | 12
NO |  | 282 | 2012 | 17 | 23 | 23 |  | ATHENS | FRANKSTON | 69 | 69 | W-H-F | 22.87 | 0 | 1 | 4/0 ACSR 6/1 PENG | 0 | 0 | 0 | 0 | 0 | 0 | 0 | 0 | 0 | 0 | 0 | 0 | 0 | 0 | 0 | 0 | 0 | 0 | 0 | 0 | 0 | 0 | 0 | 12
NO |  | 282 | 2012 | 17 | 24 | 24 |  | ATHENS | BROWNSBORO | 69 | 69 | W-H-F | 7 | 0 | 1 | 2/0 ACSR 6/1 QUAI | 0 | 0 | 0 | 0 | 0 | 0 | 0 | 0 | 0 | 0 | 0 | 0 | 0 | 0 | 0 | 0 | 0 | 0 | 0 | 0 | 0 | 0 | 0 | 12
NO |  | 282 | 2012 | 17 | 25 | 25 |  | BANGS | SANTA ANNA | 69 | 69 | W-P | 12.33 | 0 | 1 |  | 0 | 0 | 0 | 0 | 0 | 0 | 0 | 0 | 0 | 0 | 0 | 0 | 0 | 0 | 0 | 0 | 0 | 0 | 0 | 0 | 0 | 0 | 0 | 12
NO |  | 282 | 2012 | 17 | 26 | 26 |  | BIG SPRING SWITCH | CHALK | 69 | 69 | W-H-F | 16.01 | 0 | 1 |  | 0 | 0 | 0 | 0 | 0 | 0 | 0 | 0 | 0 | 0 | 0 | 0 | 0 | 0 | 0 | 0 | 0 | 0 | 0 | 0 | 0 | 0 | 0 | 12
NO |  | 282 | 2012 | 17 | 27 | 27 |  | BIG SPRING SWITCH | ACKERLY VEALMOR SWITCH | 69 | 69 | W-H-F | 20.9 | 0 | 1 | 4/0 ACSR | 0 | 0 | 0 | 0 | 0 | 0 | 0 | 0 | 0 | 0 | 0 | 0 | 0 | 0 | 0 | 0 | 0 | 0 | 0 | 0 | 0 | 0 | 0 | 12
NO |  | 282 | 2012 | 17 | 28 | 28 |  | BLANKET | PROCTOR | 69 | 69 | W-P | 22.74 | 0 | 1 |  | 0 | 0 | 0 | 0 | 0 | 0 | 0 | 0 | 0 | 0 | 0 | 0 | 0 | 0 | 0 | 0 | 0 | 0 | 0 | 0 | 0 | 0 | 0 | 12
NO |  | 282 | 2012 | 17 | 29 | 29 |  | BOB POAGUE | WHITNEY (IDLE) | 69 | 69 | W-H-F | 3 | 0 | 1 |  | 0 | 0 | 0 | 0 | 0 | 0 | 0 | 0 | 0 | 0 | 0 | 0 | 0 | 0 | 0 | 0 | 0 | 0 | 0 | 0 | 0 | 0 | 0 | 12
NO |  | 282 | 2012 | 17 | 30 | 30 |  | BOB POAGUE | SEATON | 69 | 69 | W-H-F | 14.23 | 0 | 1 |  | 0 | 0 | 0 | 0 | 0 | 0 | 0 | 0 | 0 | 0 | 0 | 0 | 0 | 0 | 0 | 0 | 0 | 0 | 0 | 0 | 0 | 0 | 0 | 12
NO |  | 282 | 2012 | 17 | 31 | 31 |  | BOB POAGUE | BELL COUNTY SWITCH | 69 | 69 | W-H-F | 5.89 | 0 | 1 |  | 0 | 0 | 0 | 0 | 0 | 0 | 0 | 0 | 0 | 0 | 0 | 0 | 0 | 0 | 0 | 0 | 0 | 0 | 0 | 0 | 0 | 0 | 0 | 12
NO |  | 282 | 2012 | 17 | 32 | 32 |  | BONHAM SWITCH | HONEY GROVE | 69 | 69 | W-H-F | 17.63 | 0 | 1 | 336-400 MCM ACSR | 0 | 0 | 0 | 0 | 0 | 0 | 0 | 0 | 0 | 0 | 0 | 0 | 0 | 0 | 0 | 0 | 0 | 0 | 0 | 0 | 0 | 0 | 0 | 12
NO |  | 282 | 2012 | 17 | 33 | 33 |  | BOWIE | HENRIETTA | 69 | 69 | W-P | 40.61 | 0 | 1 |  | 0 | 0 | 0 | 0 | 0 | 0 | 0 | 0 | 0 | 0 | 0 | 0 | 0 | 0 | 0 | 0 | 0 | 0 | 0 | 0 | 0 | 0 | 0 | 12
NO |  | 282 | 2012 | 17 | 34 | 34 |  | BRECKENRIDGE | LEON SWITCH | 69 | 69 | W-P | 0 | 28.87 | 1 |  | 0 | 0 | 0 | 0 | 0 | 0 | 0 | 0 | 0 | 0 | 0 | 0 | 0 | 0 | 0 | 0 | 0 | 0 | 0 | 0 | 0 | 0 | 0 | 12
NO |  | 282 | 2012 | 17 | 35 | 35 |  | BRECKENRIDGE | GRAHAM | 69 | 69 | W-H-F | 33.56 | 0 | 1 |  | 0 | 0 | 0 | 0 | 0 | 0 | 0 | 0 | 0 | 0 | 0 | 0 | 0 | 0 | 0 | 0 | 0 | 0 | 0 | 0 | 0 | 0 | 0 | 12
NO |  | 282 | 2012 | 18 | 1 | 1 |  | BROWNWOOD | BANGS | 69 | 69 | S-P | 17.8 | 0 | 1 | 477 ACSR 18/1 | 0 | 0 | 0 | 0 | 0 | 0 | 0 | 0 | 0 | 0 | 0 | 0 | 0 | 0 | 0 | 0 | 0 | 0 | 0 | 0 | 0 | 0 | 0 | 12
NO |  | 282 | 2012 | 18 | 2 | 2 |  | BROWNWOOD | BLANKET | 69 | 69 | W-P | 13.45 | 0 | 1 |  | 0 | 0 | 0 | 0 | 0 | 0 | 0 | 0 | 0 | 0 | 0 | 0 | 0 | 0 | 0 | 0 | 0 | 0 | 0 | 0 | 0 | 0 | 0 | 12
NO |  | 282 | 2012 | 18 | 3 | 3 |  | BRYAN AVENUE | FOREST HILL SWITCH | 69 | 69 | S-T | 5.72 | 0 | 1 | 556.5 ACSR | 0 | 0 | 0 | 0 | 0 | 0 | 0 | 0 | 0 | 0 | 0 | 0 | 0 | 0 | 0 | 0 | 0 | 0 | 0 | 0 | 0 | 0 | 0 | 12
NO |  | 282 | 2012 | 18 | 4 | 4 |  | CALMONT | HILLTOP SWITCH | 69 | 69 | W-H-F | 17.44 | 0 | 1 | 556 MCM ACSR | 0 | 0 | 0 | 0 | 0 | 0 | 0 | 0 | 0 | 0 | 0 | 0 | 0 | 0 | 0 | 0 | 0 | 0 | 0 | 0 | 0 | 0 | 0 | 12
NO |  | 282 | 2012 | 18 | 5 | 5 |  | CALMONT | LOCKHEED | 69 | 69 | W-P | 3.37 | 0 | 1 | 556.5 ACSR | 0 | 0 | 0 | 0 | 0 | 0 | 0 | 0 | 0 | 0 | 0 | 0 | 0 | 0 | 0 | 0 | 0 | 0 | 0 | 0 | 0 | 0 | 0 | 12
NO |  | 282 | 2012 | 18 | 6 | 6 |  | CEDAR CREST | WALL STREET | 69 | 69 | S-T | 3.37 | 0 | 1 |  | 0 | 0 | 0 | 0 | 0 | 0 | 0 | 0 | 0 | 0 | 0 | 0 | 0 | 0 | 0 | 0 | 0 | 0 | 0 | 0 | 0 | 0 | 0 | 12
NO |  | 282 | 2012 | 18 | 7 | 7 |  | CEDAR CREST | BUNTIN DRIVE | 69 | 69 | W-P | 2.55 | 0 | 1 |  | 0 | 0 | 0 | 0 | 0 | 0 | 0 | 0 | 0 | 0 | 0 | 0 | 0 | 0 | 0 | 0 | 0 | 0 | 0 | 0 | 0 | 0 | 0 | 12
NO |  | 282 | 2012 | 18 | 8 | 8 |  | CHALK | GARDEN CITY | 69 | 69 | W-H-F | 25.9 | 0 | 1 |  | 0 | 0 | 0 | 0 | 0 | 0 | 0 | 0 | 0 | 0 | 0 | 0 | 0 | 0 | 0 | 0 | 0 | 0 | 0 | 0 | 0 | 0 | 0 | 12
NO |  | 282 | 2012 | 18 | 9 | 9 |  | CHALK | COLLEGE HILLS WEST | 69 | 69 | W-P | 22.79 | 0 | 1 |  | 0 | 0 | 0 | 0 | 0 | 0 | 0 | 0 | 0 | 0 | 0 | 0 | 0 | 0 | 0 | 0 | 0 | 0 | 0 | 0 | 0 | 0 | 0 | 12
NO |  | 282 | 2012 | 18 | 10 | 10 |  | CHINA GROVE SWITCH | CHINA GROVE GULF | 69 | 69 | W-P | 2.46 | 0 | 1 |  | 0 | 0 | 0 | 0 | 0 | 0 | 0 | 0 | 0 | 0 | 0 | 0 | 0 | 0 | 0 | 0 | 0 | 0 | 0 | 0 | 0 | 0 | 0 | 12
NO |  | 282 | 2012 | 18 | 11 | 11 |  | CHINA GROVE SWITCH | SNYDER | 69 | 69 | W-P | 14.78 | 0 | 1 |  | 0 | 0 | 0 | 0 | 0 | 0 | 0 | 0 | 0 | 0 | 0 | 0 | 0 | 0 | 0 | 0 | 0 | 0 | 0 | 0 | 0 | 0 | 0 | 12
NO |  | 282 | 2012 | 18 | 12 | 12 |  | CHINA GROVE SWITCH | SNYDER | 69 | 69 | W-H-F | 31.22 | 0 | 1 |  | 0 | 0 | 0 | 0 | 0 | 0 | 0 | 0 | 0 | 0 | 0 | 0 | 0 | 0 | 0 | 0 | 0 | 0 | 0 | 0 | 0 | 0 | 0 | 12
NO |  | 282 | 2012 | 18 | 13 | 13 |  | COLORADO CITY | MORGAN CREEK SWITCH | 69 | 69 | W-P | 8.63 | 0 | 1 |  | 0 | 0 | 0 | 0 | 0 | 0 | 0 | 0 | 0 | 0 | 0 | 0 | 0 | 0 | 0 | 0 | 0 | 0 | 0 | 0 | 0 | 0 | 0 | 12
NO |  | 282 | 2012 | 18 | 14 | 14 |  | COLORADO CITY | CHINA GROVE SWITCH | 69 | 69 | W-P | 10.48 | 0 | 1 |  | 0 | 0 | 0 | 0 | 0 | 0 | 0 | 0 | 0 | 0 | 0 | 0 | 0 | 0 | 0 | 0 | 0 | 0 | 0 | 0 | 0 | 0 | 0 | 12
NO |  | 282 | 2012 | 18 | 15 | 15 |  | COMMERCE | PARIS PLANT | 69 | 69 | W-H-F | 36.23 | 0 | 1 |  | 0 | 0 | 0 | 0 | 0 | 0 | 0 | 0 | 0 | 0 | 0 | 0 | 0 | 0 | 0 | 0 | 0 | 0 | 0 | 0 | 0 | 0 | 0 | 12
NO |  | 282 | 2012 | 18 | 16 | 16 |  | CORSICANA | MERTENS | 69 | 69 | W-P | 22.7 | 0 | 1 | 3/0 ACSR 6/1 PIGE | 0 | 0 | 0 | 0 | 0 | 0 | 0 | 0 | 0 | 0 | 0 | 0 | 0 | 0 | 0 | 0 | 0 | 0 | 0 | 0 | 0 | 0 | 0 | 12
NO |  | 282 | 2012 | 18 | 17 | 17 |  | CORSICANA | NAVARRO | 69 | 69 | W-P | 31.44 | 0 | 1 | 3/0 ACSR 6/1 PIGE | 0 | 0 | 0 | 0 | 0 | 0 | 0 | 0 | 0 | 0 | 0 | 0 | 0 | 0 | 0 | 0 | 0 | 0 | 0 | 0 | 0 | 0 | 0 | 12
NO |  | 282 | 2012 | 18 | 18 | 18 |  | COTTONWOOD SWITCH | GRAHAM | 69 | 69 | S-P | 0 | 22.68 | 1 |  | 0 | 0 | 0 | 0 | 0 | 0 | 0 | 0 | 0 | 0 | 0 | 0 | 0 | 0 | 0 | 0 | 0 | 0 | 0 | 0 | 0 | 0 | 0 | 12
NO |  | 282 | 2012 | 18 | 19 | 19 |  | COTTONWOOD SWITCH | OLNEY (BEPC) | 69 | 69 | S-P | 4.99 | 0 | 1 |  | 0 | 0 | 0 | 0 | 0 | 0 | 0 | 0 | 0 | 0 | 0 | 0 | 0 | 0 | 0 | 0 | 0 | 0 | 0 | 0 | 0 | 0 | 0 | 12
NO |  | 282 | 2012 | 18 | 20 | 20 |  | COTTONWOOD SWITCH | NAVY KICKAPOO SWITCH | 69 | 69 | S-P | 0 | 7.47 | 1 |  | 0 | 0 | 0 | 0 | 0 | 0 | 0 | 0 | 0 | 0 | 0 | 0 | 0 | 0 | 0 | 0 | 0 | 0 | 0 | 0 | 0 | 0 | 0 | 12
NO |  | 282 | 2012 | 18 | 21 | 21 |  | CRANE | ODESSA NORTH | 69 | 69 | W-H-F | 35.5 | 0 | 1 |  | 0 | 0 | 0 | 0 | 0 | 0 | 0 | 0 | 0 | 0 | 0 | 0 | 0 | 0 | 0 | 0 | 0 | 0 | 0 | 0 | 0 | 0 | 0 | 12
NO |  | 282 | 2012 | 18 | 22 | 22 |  | CUMBY TAP | CUMBY | 69 | 69 | W-P | 4.61 | 0 | 1 |  | 0 | 0 | 0 | 0 | 0 | 0 | 0 | 0 | 0 | 0 | 0 | 0 | 0 | 0 | 0 | 0 | 0 | 0 | 0 | 0 | 0 | 0 | 0 | 12
NO |  | 282 | 2012 | 18 | 23 | 23 |  | DECATUR | CHICO WEST | 69 | 69 | W-H-F | 57.19 | 0 | 1 |  | 0 | 0 | 0 | 0 | 0 | 0 | 0 | 0 | 0 | 0 | 0 | 0 | 0 | 0 | 0 | 0 | 0 | 0 | 0 | 0 | 0 | 0 | 0 | 12
NO |  | 282 | 2012 | 18 | 24 | 24 |  | DECATUR | BOWIE | 69 | 69 | W-H-F | 10.21 | 0 | 1 | 4/0 ACSR | 0 | 0 | 0 | 0 | 0 | 0 | 0 | 0 | 0 | 0 | 0 | 0 | 0 | 0 | 0 | 0 | 0 | 0 | 0 | 0 | 0 | 0 | 0 | 12
NO |  | 282 | 2012 | 18 | 25 | 25 |  | DENTON AVENUE | DUVAL | 69 | 69 | S-T | 0 | 7.97 | 1 | 795 ACSR | 0 | 0 | 0 | 0 | 0 | 0 | 0 | 0 | 0 | 0 | 0 | 0 | 0 | 0 | 0 | 0 | 0 | 0 | 0 | 0 | 0 | 0 | 0 | 12
NO |  | 282 | 2012 | 18 | 26 | 26 |  | DENTON AVENUE | SAGINAW | 69 | 69 | S-T | 0 | 2.07 | 1 | 795 ACSR | 0 | 0 | 0 | 0 | 0 | 0 | 0 | 0 | 0 | 0 | 0 | 0 | 0 | 0 | 0 | 0 | 0 | 0 | 0 | 0 | 0 | 0 | 0 | 12
NO |  | 282 | 2012 | 18 | 27 | 27 |  | DENTON AVENUE | SAGINAW | 69 | 69 | S-T | 2.07 | 0 | 1 |  | 0 | 0 | 0 | 0 | 0 | 0 | 0 | 0 | 0 | 0 | 0 | 0 | 0 | 0 | 0 | 0 | 0 | 0 | 0 | 0 | 0 | 0 | 0 | 12
NO |  | 282 | 2012 | 18 | 28 | 28 |  | DENTON DRIVE | COLLVILLE CSW 00122 | 69 | 69 | W-P | 5.11 | 0 | 1 |  | 0 | 0 | 0 | 0 | 0 | 0 | 0 | 0 | 0 | 0 | 0 | 0 | 0 | 0 | 0 | 0 | 0 | 0 | 0 | 0 | 0 | 0 | 0 | 12
NO |  | 282 | 2012 | 18 | 29 | 29 |  | DENTON DRIVE | DENTON DRIVE SWITCH AUTO # | 69 | 69 | W-H-F | 0 | 0.06 | 1 |  | 0 | 0 | 0 | 0 | 0 | 0 | 0 | 0 | 0 | 0 | 0 | 0 | 0 | 0 | 0 | 0 | 0 | 0 | 0 | 0 | 0 | 0 | 0 | 12
NO |  | 282 | 2012 | 18 | 30 | 30 |  | DENTON DRIVE | DENTON DRIVE SWITCH AUTO # | 69 | 69 | W-H-F | 0.06 | 0 | 1 |  | 0 | 0 | 0 | 0 | 0 | 0 | 0 | 0 | 0 | 0 | 0 | 0 | 0 | 0 | 0 | 0 | 0 | 0 | 0 | 0 | 0 | 0 | 0 | 12
NO |  | 282 | 2012 | 18 | 31 | 31 |  | DIALVILLE | RUSK MAIN | 69 | 69 | W-P | 7.85 | 0 | 1 |  | 0 | 0 | 0 | 0 | 0 | 0 | 0 | 0 | 0 | 0 | 0 | 0 | 0 | 0 | 0 | 0 | 0 | 0 | 0 | 0 | 0 | 0 | 0 | 12
NO |  | 282 | 2012 | 18 | 32 | 32 |  | DIALVILLE | RUSK MAIN | 69 | 69 | W-P | 6.5 | 0 | 1 |  | 0 | 0 | 0 | 0 | 0 | 0 | 0 | 0 | 0 | 0 | 0 | 0 | 0 | 0 | 0 | 0 | 0 | 0 | 0 | 0 | 0 | 0 | 0 | 12
NO |  | 282 | 2012 | 18 | 33 | 33 |  | DIBOLL | POLK COUNTY (IDLE) | 69 | 69 | W-P | 4.67 | 0 | 1 |  | 0 | 0 | 0 | 0 | 0 | 0 | 0 | 0 | 0 | 0 | 0 | 0 | 0 | 0 | 0 | 0 | 0 | 0 | 0 | 0 | 0 | 0 | 0 | 12
NO |  | 282 | 2012 | 18 | 34 | 34 |  | DUBLIN | PROCTOR | 69 | 69 | W-P | 11.19 | 0 | 1 | #1-3 STRAND CU | 0 | 0 | 0 | 0 | 0 | 0 | 0 | 0 | 0 | 0 | 0 | 0 | 0 | 0 | 0 | 0 | 0 | 0 | 0 | 0 | 0 | 0 | 0 | 12
NO |  | 282 | 2012 | 18 | 35 | 35 |  | DUVAL | FOREST HILL SWITCH | 69 | 69 | S-T | 8.02 | 0 | 1 | 795 MCM ACSR | 0 | 0 | 0 | 0 | 0 | 0 | 0 | 0 | 0 | 0 | 0 | 0 | 0 | 0 | 0 | 0 | 0 | 0 | 0 | 0 | 0 | 0 | 0 | 12
NO |  | 282 | 2012 | 19 | 1 | 1 |  | EDGEWOOD | WILLS POINT | 69 | 69 | W-H-F | 11.77 | 0 | 1 |  | 0 | 0 | 0 | 0 | 0 | 0 | 0 | 0 | 0 | 0 | 0 | 0 | 0 | 0 | 0 | 0 | 0 | 0 | 0 | 0 | 0 | 0 | 0 | 12
NO |  | 282 | 2012 | 19 | 2 | 2 |  | ELECTRA | VERNON | 69 | 69 | W-H-F | 1.89 | 0 | 1 |  | 0 | 0 | 0 | 0 | 0 | 0 | 0 | 0 | 0 | 0 | 0 | 0 | 0 | 0 | 0 | 0 | 0 | 0 | 0 | 0 | 0 | 0 | 0 | 12
NO |  | 282 | 2012 | 19 | 3 | 3 |  | ESKOTA SWITCH | ROBY | 69 | 69 | W-P | 2.79 | 0 | 1 |  | 0 | 0 | 0 | 0 | 0 | 0 | 0 | 0 | 0 | 0 | 0 | 0 | 0 | 0 | 0 | 0 | 0 | 0 | 0 | 0 | 0 | 0 | 0 | 12
NO |  | 282 | 2012 | 19 | 4 | 4 |  | ESKOTA SWITCH | U.S.GYPSUM | 69 | 69 | W-P | 9.32 | 0 | 1 |  | 0 | 0 | 0 | 0 | 0 | 0 | 0 | 0 | 0 | 0 | 0 | 0 | 0 | 0 | 0 | 0 | 0 | 0 | 0 | 0 | 0 | 0 | 0 | 12
NO |  | 282 | 2012 | 19 | 5 | 5 |  | ESKOTA SWITCH | ABILENE NORTHWEST | 69 | 69 | W-P | 2.79 | 0 | 1 |  | 0 | 0 | 0 | 0 | 0 | 0 | 0 | 0 | 0 | 0 | 0 | 0 | 0 | 0 | 0 | 0 | 0 | 0 | 0 | 0 | 0 | 0 | 0 | 12
NO |  | 282 | 2012 | 19 | 6 | 6 |  | ESKOTA SWITCH | LONE STAR CEMENT POD | 69 | 69 | W-H-F | 24.57 | 0 | 1 | 4/0 ACSR | 0 | 0 | 0 | 0 | 0 | 0 | 0 | 0 | 0 | 0 | 0 | 0 | 0 | 0 | 0 | 0 | 0 | 0 | 0 | 0 | 0 | 0 | 0 | 12
NO |  | 282 | 2012 | 19 | 7 | 7 |  | ESKOTA SWITCH | SWEETWATER | 69 | 69 | W-H-F | 0 | 14.5 | 1 |  | 0 | 0 | 0 | 0 | 0 | 0 | 0 | 0 | 0 | 0 | 0 | 0 | 0 | 0 | 0 | 0 | 0 | 0 | 0 | 0 | 0 | 0 | 0 | 12
NO |  | 282 | 2012 | 19 | 8 | 8 |  | ESKOTA SWITCH | SWEETWATER | 69 | 69 | W-H-F | 0 | 12.56 | 1 |  | 0 | 0 | 0 | 0 | 0 | 0 | 0 | 0 | 0 | 0 | 0 | 0 | 0 | 0 | 0 | 0 | 0 | 0 | 0 | 0 | 0 | 0 | 0 | 12
NO |  | 282 | 2012 | 19 | 9 | 9 |  | FERRIS | WILMER | 69 | 69 | S-T | 4.06 | 0 | 1 |  | 0 | 0 | 0 | 0 | 0 | 0 | 0 | 0 | 0 | 0 | 0 | 0 | 0 | 0 | 0 | 0 | 0 | 0 | 0 | 0 | 0 | 0 | 0 | 12
NO |  | 282 | 2012 | 19 | 10 | 10 |  | FERRIS | CORSICANA | 69 | 69 | W-P | 34.61 | 0 | 1 | 1 CU 3 | 0 | 0 | 0 | 0 | 0 | 0 | 0 | 0 | 0 | 0 | 0 | 0 | 0 | 0 | 0 | 0 | 0 | 0 | 0 | 0 | 0 | 0 | 0 | 12
NO |  | 282 | 2012 | 19 | 11 | 11 |  | FISH CREEK | LTV | 69 | 69 | W-P | 0.86 | 0 | 1 |  | 0 | 0 | 0 | 0 | 0 | 0 | 0 | 0 | 0 | 0 | 0 | 0 | 0 | 0 | 0 | 0 | 0 | 0 | 0 | 0 | 0 | 0 | 0 | 12
NO |  | 282 | 2012 | 19 | 12 | 12 |  | FISH CREEK | LTV | 69 | 69 | W-H-F | 0 | 0.79 | 1 |  | 0 | 0 | 0 | 0 | 0 | 0 | 0 | 0 | 0 | 0 | 0 | 0 | 0 | 0 | 0 | 0 | 0 | 0 | 0 | 0 | 0 | 0 | 0 | 12
NO |  | 282 | 2012 | 19 | 13 | 13 |  | FOREST HILL SWITCH | CRESSON | 69 | 69 | W-P | 21.52 | 0 | 1 | 1/0 ACSR | 0 | 0 | 0 | 0 | 0 | 0 | 0 | 0 | 0 | 0 | 0 | 0 | 0 | 0 | 0 | 0 | 0 | 0 | 0 | 0 | 0 | 0 | 0 | 12
NO |  | 282 | 2012 | 19 | 14 | 14 |  | GAINESVILLE | WHITESBORO | 69 | 69 | W-H-F | 29.49 | 0 | 1 |  | 0 | 0 | 0 | 0 | 0 | 0 | 0 | 0 | 0 | 0 | 0 | 0 | 0 | 0 | 0 | 0 | 0 | 0 | 0 | 0 | 0 | 0 | 0 | 12
NO |  | 282 | 2012 | 19 | 15 | 15 |  | GAINESVILLE | SAINT JO | 69 | 69 | W-P | 21.81 | 0 | 1 |  | 0 | 0 | 0 | 0 | 0 | 0 | 0 | 0 | 0 | 0 | 0 | 0 | 0 | 0 | 0 | 0 | 0 | 0 | 0 | 0 | 0 | 0 | 0 | 12
NO |  | 282 | 2012 | 19 | 16 | 16 |  | GARDEN CITY | MIDKIFF SWITCH | 69 | 69 | W-H-F | 29.98 | 0 | 1 |  | 0 | 0 | 0 | 0 | 0 | 0 | 0 | 0 | 0 | 0 | 0 | 0 | 0 | 0 | 0 | 0 | 0 | 0 | 0 | 0 | 0 | 0 | 0 | 12
NO |  | 282 | 2012 | 19 | 17 | 17 |  | GRAHAM | GRAHAM SWITCH | 69 | 69 | W-H-F | 2.57 | 0 | 1 | 636 ACSR | 0 | 0 | 0 | 0 | 0 | 0 | 0 | 0 | 0 | 0 | 0 | 0 | 0 | 0 | 0 | 0 | 0 | 0 | 0 | 0 | 0 | 0 | 0 | 12
NO |  | 282 | 2012 | 19 | 18 | 18 |  | GROESBECK | LOTT | 69 | 69 | W-P | 30.81 | 0 | 1 | 336.4 MCM ACSR 26 | 0 | 0 | 0 | 0 | 0 | 0 | 0 | 0 | 0 | 0 | 0 | 0 | 0 | 0 | 0 | 0 | 0 | 0 | 0 | 0 | 0 | 0 | 0 | 12
NO |  | 282 | 2012 | 19 | 19 | 19 |  | HANDLEY SWITCH 69 | DUVAL | 69 | 69 | W-P | 5.42 | 0 | 1 | 840.2 ACAR | 0 | 0 | 0 | 0 | 0 | 0 | 0 | 0 | 0 | 0 | 0 | 0 | 0 | 0 | 0 | 0 | 0 | 0 | 0 | 0 | 0 | 0 | 0 | 12
NO |  | 282 | 2012 | 19 | 20 | 20 |  | HANDLEY SWITCH 69 | DENTON AVENUE | 69 | 69 | S-T | 13.14 | 0 | 1 | 300 ACSR | 0 | 0 | 0 | 0 | 0 | 0 | 0 | 0 | 0 | 0 | 0 | 0 | 0 | 0 | 0 | 0 | 0 | 0 | 0 | 0 | 0 | 0 | 0 | 12
NO |  | 282 | 2012 | 19 | 21 | 21 |  | HENRIETTA | WICHITA FALLS | 69 | 69 | W-P | 18.07 | 0 | 1 |  | 0 | 0 | 0 | 0 | 0 | 0 | 0 | 0 | 0 | 0 | 0 | 0 | 0 | 0 | 0 | 0 | 0 | 0 | 0 | 0 | 0 | 0 | 0 | 12
NO |  | 282 | 2012 | 19 | 22 | 22 |  | HILLSBORO | ELM MOTT | 69 | 69 | S-T | 26.79 | 0 | 1 | 1/0 CU 7 | 0 | 0 | 0 | 0 | 0 | 0 | 0 | 0 | 0 | 0 | 0 | 0 | 0 | 0 | 0 | 0 | 0 | 0 | 0 | 0 | 0 | 0 | 0 | 12
NO |  | 282 | 2012 | 19 | 23 | 23 |  | HILLSBORO | WAXAHACHIE | 69 | 69 | S-T | 37.67 | 0 | 1 | 1 CU 3 | 0 | 0 | 0 | 0 | 0 | 0 | 0 | 0 | 0 | 0 | 0 | 0 | 0 | 0 | 0 | 0 | 0 | 0 | 0 | 0 | 0 | 0 | 0 | 12
NO |  | 282 | 2012 | 19 | 24 | 24 |  | HILLSBORO | WAXAHACHIE | 69 | 69 | S-T | 0 | 33.33 | 1 | 1 CU 3 | 0 | 0 | 0 | 0 | 0 | 0 | 0 | 0 | 0 | 0 | 0 | 0 | 0 | 0 | 0 | 0 | 0 | 0 | 0 | 0 | 0 | 0 | 0 | 12
NO |  | 282 | 2012 | 19 | 25 | 25 |  | HILLSBORO | MERTENS | 69 | 69 | W-P | 43.95 | 0 | 1 | 3/0 ACSR 6/1 PIGE | 0 | 0 | 0 | 0 | 0 | 0 | 0 | 0 | 0 | 0 | 0 | 0 | 0 | 0 | 0 | 0 | 0 | 0 | 0 | 0 | 0 | 0 | 0 | 12
NO |  | 282 | 2012 | 19 | 26 | 26 |  | HILLSBORO | ALVARADO | 69 | 69 | S-T | 27.22 | 0 | 1 | 1 CU 3 | 0 | 0 | 0 | 0 | 0 | 0 | 0 | 0 | 0 | 0 | 0 | 0 | 0 | 0 | 0 | 0 | 0 | 0 | 0 | 0 | 0 | 0 | 0 | 12
NO |  | 282 | 2012 | 19 | 27 | 27 |  | HILLTOP SWITCH | WEATHERFORD WEST | 69 | 69 | W-H-F | 8.12 | 0 | 1 |  | 0 | 0 | 0 | 0 | 0 | 0 | 0 | 0 | 0 | 0 | 0 | 0 | 0 | 0 | 0 | 0 | 0 | 0 | 0 | 0 | 0 | 0 | 0 | 12
NO |  | 282 | 2012 | 19 | 28 | 28 |  | HOLLIDAY | ELECTRA | 69 | 69 | W-H-F | 26 | 0 | 1 | 4/0 ACSR | 0 | 0 | 0 | 0 | 0 | 0 | 0 | 0 | 0 | 0 | 0 | 0 | 0 | 0 | 0 | 0 | 0 | 0 | 0 | 0 | 0 | 0 | 0 | 12
NO |  | 282 | 2012 | 19 | 29 | 29 |  | HOLLIDAY | SEYMOUR | 69 | 69 | W-P | 45.17 | 0 | 1 |  | 0 | 0 | 0 | 0 | 0 | 0 | 0 | 0 | 0 | 0 | 0 | 0 | 0 | 0 | 0 | 0 | 0 | 0 | 0 | 0 | 0 | 0 | 0 | 12
NO |  | 282 | 2012 | 19 | 30 | 30 |  | HOLT SWITCH | ANDREWS SWITCH | 69 | 69 | W-H-F | 70.76 | 0 | 1 |  | 0 | 0 | 0 | 0 | 0 | 0 | 0 | 0 | 0 | 0 | 0 | 0 | 0 | 0 | 0 | 0 | 0 | 0 | 0 | 0 | 0 | 0 | 0 | 12
NO |  | 282 | 2012 | 19 | 31 | 31 |  | JACKSONVILLE | FRANKSTON | 69 | 69 | W-H-F | 14 | 0 | 1 |  | 0 | 0 | 0 | 0 | 0 | 0 | 0 | 0 | 0 | 0 | 0 | 0 | 0 | 0 | 0 | 0 | 0 | 0 | 0 | 0 | 0 | 0 | 0 | 12
NO |  | 282 | 2012 | 19 | 32 | 32 |  | JACKSONVILLE | JACKSONVILLE NORTH | 69 | 69 | W-P | 6.6 | 0 | 1 | 336.4 MCM ACSR 26 | 0 | 0 | 0 | 0 | 0 | 0 | 0 | 0 | 0 | 0 | 0 | 0 | 0 | 0 | 0 | 0 | 0 | 0 | 0 | 0 | 0 | 0 | 0 | 12
NO |  | 282 | 2012 | 19 | 33 | 33 |  | JACKSONVILLE PLANT | REYNOLDS STREET | 69 | 69 | W-P | 7.85 | 0 | 1 | 336.4 MCM ACSR 26 | 0 | 0 | 0 | 0 | 0 | 0 | 0 | 0 | 0 | 0 | 0 | 0 | 0 | 0 | 0 | 0 | 0 | 0 | 0 | 0 | 0 | 0 | 0 | 12
NO |  | 282 | 2012 | 19 | 34 | 34 |  | JACKSONVILLE PLANT | JACKSONVILLE | 69 | 69 | W-P | 5.1 | 0 | 1 | 1/0 ACSR 6/1 RAVE | 0 | 0 | 0 | 0 | 0 | 0 | 0 | 0 | 0 | 0 | 0 | 0 | 0 | 0 | 0 | 0 | 0 | 0 | 0 | 0 | 0 | 0 | 0 | 12
NO |  | 282 | 2012 | 19 | 35 | 35 |  | JACKSONVILLE SES | JACKSONVILLE POD | 69 | 69 | W-P | 6.6 | 0 | 1 | 4/0 ACSR 6/1 PENG | 0 | 0 | 0 | 0 | 0 | 0 | 0 | 0 | 0 | 0 | 0 | 0 | 0 | 0 | 0 | 0 | 0 | 0 | 0 | 0 | 0 | 0 | 0 | 12
NO |  | 282 | 2012 | 20 | 1 | 1 |  | JEWETT | BROWN MAGNOLIA | 69 | 69 | W-H-F | 65.32 | 0 | 1 | 4/0 ACSR 6/1 PENG | 0 | 0 | 0 | 0 | 0 | 0 | 0 | 0 | 0 | 0 | 0 | 0 | 0 | 0 | 0 | 0 | 0 | 0 | 0 | 0 | 0 | 0 | 0 | 12
NO |  | 282 | 2012 | 20 | 2 | 2 |  | LAKE CREEK SWITCH | MARLIN | 69 | 69 | W-P | 13.02 | 0 | 1 |  | 0 | 0 | 0 | 0 | 0 | 0 | 0 | 0 | 0 | 0 | 0 | 0 | 0 | 0 | 0 | 0 | 0 | 0 | 0 | 0 | 0 | 0 | 0 | 12
NO |  | 282 | 2012 | 20 | 3 | 3 |  | LAKE WICHITA SWITCH | HOLLIDAY | 69 | 69 | W-P | 10.22 | 0 | 1 |  | 0 | 0 | 0 | 0 | 0 | 0 | 0 | 0 | 0 | 0 | 0 | 0 | 0 | 0 | 0 | 0 | 0 | 0 | 0 | 0 | 0 | 0 | 0 | 12
NO |  | 282 | 2012 | 20 | 4 | 4 |  | LAMAR BLOSSOM | CLARKSVILLE | 69 | 69 | W-T | 26.76 | 0 | 1 |  | 0 | 0 | 0 | 0 | 0 | 0 | 0 | 0 | 0 | 0 | 0 | 0 | 0 | 0 | 0 | 0 | 0 | 0 | 0 | 0 | 0 | 0 | 0 | 12
NO |  | 282 | 2012 | 20 | 5 | 5 |  | LAMESA | WELCH CSW 02305 | 69 | 69 | W-P | 33.76 | 0 | 1 |  | 0 | 0 | 0 | 0 | 0 | 0 | 0 | 0 | 0 | 0 | 0 | 0 | 0 | 0 | 0 | 0 | 0 | 0 | 0 | 0 | 0 | 0 | 0 | 12
NO |  | 282 | 2012 | 20 | 6 | 6 |  | LEON SWITCH | DUBLIN | 69 | 69 | W-P | 39.95 | 0 | 1 | 1/0 ACSR | 0 | 0 | 0 | 0 | 0 | 0 | 0 | 0 | 0 | 0 | 0 | 0 | 0 | 0 | 0 | 0 | 0 | 0 | 0 | 0 | 0 | 0 | 0 | 12
NO |  | 282 | 2012 | 20 | 7 | 7 |  | LEON SWITCH | MORTON VALLEY | 69 | 69 | W-H-F | 22.46 | 0 | 1 | 4/0 ACSR | 0 | 0 | 0 | 0 | 0 | 0 | 0 | 0 | 0 | 0 | 0 | 0 | 0 | 0 | 0 | 0 | 0 | 0 | 0 | 0 | 0 | 0 | 0 | 12
NO |  | 282 | 2012 | 20 | 8 | 8 |  | MCGREGOR | GATESVILLE | 69 | 69 | W-H-F | 19.07 | 0 | 1 | 3/8 STEEL | 0 | 0 | 0 | 0 | 0 | 0 | 0 | 0 | 0 | 0 | 0 | 0 | 0 | 0 | 0 | 0 | 0 | 0 | 0 | 0 | 0 | 0 | 0 | 12
NO |  | 282 | 2012 | 20 | 9 | 9 |  | MCGREGOR PHILLIPS | HERCULES | 69 | 69 | W-P | 4.7 | 0 | 1 | 356 MCM ACSR | 0 | 0 | 0 | 0 | 0 | 0 | 0 | 0 | 0 | 0 | 0 | 0 | 0 | 0 | 0 | 0 | 0 | 0 | 0 | 0 | 0 | 0 | 0 | 12
NO |  | 282 | 2012 | 20 | 10 | 10 |  | MINERVA | ROCKDALE NORTH | 69 | 69 | W-H-F | 18.7 | 0 | 1 | 4/0 ACSR 6/1 PENG | 0 | 0 | 0 | 0 | 0 | 0 | 0 | 0 | 0 | 0 | 0 | 0 | 0 | 0 | 0 | 0 | 0 | 0 | 0 | 0 | 0 | 0 | 0 | 12
NO |  | 282 | 2012 | 20 | 11 | 11 |  | MORGAN CREEK SWITCH | BIG SPRING SWITCH | 69 | 69 | W-P | 38.25 | 0 | 1 |  | 0 | 0 | 0 | 0 | 0 | 0 | 0 | 0 | 0 | 0 | 0 | 0 | 0 | 0 | 0 | 0 | 0 | 0 | 0 | 0 | 0 | 0 | 0 | 12
NO |  | 282 | 2012 | 20 | 12 | 12 |  | MOUNTAIN CREEK SWITCH | FISH CREEK | 69 | 69 | W-H-F | 8.48 | 0 | 1 |  | 0 | 0 | 0 | 0 | 0 | 0 | 0 | 0 | 0 | 0 | 0 | 0 | 0 | 0 | 0 | 0 | 0 | 0 | 0 | 0 | 0 | 0 | 0 | 12
NO |  | 282 | 2012 | 20 | 13 | 13 |  | NACOGDOCHES | CENTRAL HEIGHTS (IDLE) | 69 | 69 | W-P | 9 | 0 | 1 |  | 0 | 0 | 0 | 0 | 0 | 0 | 0 | 0 | 0 | 0 | 0 | 0 | 0 | 0 | 0 | 0 | 0 | 0 | 0 | 0 | 0 | 0 | 0 | 12
NO |  | 282 | 2012 | 20 | 14 | 14 |  | NAVARRO | WORTHAM GULF PUMP | 69 | 69 | W-P | 18.28 | 0 | 1 | 3/0 ACSR 6/1 PIGE | 0 | 0 | 0 | 0 | 0 | 0 | 0 | 0 | 0 | 0 | 0 | 0 | 0 | 0 | 0 | 0 | 0 | 0 | 0 | 0 | 0 | 0 | 0 | 12
NO |  | 282 | 2012 | 20 | 15 | 15 |  | NAVARRO | SUPEROCK | 69 | 69 | W-H-F | 6.46 | 0 | 1 | 4/0 ACSR 6/1 PENG | 0 | 0 | 0 | 0 | 0 | 0 | 0 | 0 | 0 | 0 | 0 | 0 | 0 | 0 | 0 | 0 | 0 | 0 | 0 | 0 | 0 | 0 | 0 | 12
NO |  | 282 | 2012 | 20 | 16 | 16 |  | NAVARRO MILLS TAP | NAVARRO MILLS | 69 | 69 | W-H-F | 0.22 | 0 | 1 |  | 0 | 0 | 0 | 0 | 0 | 0 | 0 | 0 | 0 | 0 | 0 | 0 | 0 | 0 | 0 | 0 | 0 | 0 | 0 | 0 | 0 | 0 | 0 | 12
NO |  | 282 | 2012 | 20 | 17 | 17 |  | NAVY KICKAPOO SWITCH | NAVY KICKAPOO | 69 | 69 | W-H-F | 5.79 | 0 | 1 | 4/0 ACSR | 0 | 0 | 0 | 0 | 0 | 0 | 0 | 0 | 0 | 0 | 0 | 0 | 0 | 0 | 0 | 0 | 0 | 0 | 0 | 0 | 0 | 0 | 0 | 12
NO |  | 282 | 2012 | 20 | 18 | 18 |  | NAVY KICKAPOO SWITCH | HOLLIDAY | 69 | 69 | W-P | 27.95 | 0 | 1 | 1/0 ACSR | 0 | 0 | 0 | 0 | 0 | 0 | 0 | 0 | 0 | 0 | 0 | 0 | 0 | 0 | 0 | 0 | 0 | 0 | 0 | 0 | 0 | 0 | 0 | 12
NO |  | 282 | 2012 | 20 | 19 | 19 |  | NORWOOD 138KV SWITCH | DENTON DRIVE (IDLE) | 69 | 69 | S-H-F | 3.8 | 0 | 1 |  | 0 | 0 | 0 | 0 | 0 | 0 | 0 | 0 | 0 | 0 | 0 | 0 | 0 | 0 | 0 | 0 | 0 | 0 | 0 | 0 | 0 | 0 | 0 | 12
NO |  | 282 | 2012 | 20 | 20 | 20 |  | ODESSA NORTH | HOLT SWITCH | 69 | 69 | W-H-F | 19.58 | 0 | 1 |  | 0 | 0 | 0 | 0 | 0 | 0 | 0 | 0 | 0 | 0 | 0 | 0 | 0 | 0 | 0 | 0 | 0 | 0 | 0 | 0 | 0 | 0 | 0 | 12
NO |  | 282 | 2012 | 20 | 21 | 21 |  | ODESSA BASIN SWITCH | WINK | 69 | 69 | W-P | 36.93 | 0 | 1 |  | 0 | 0 | 0 | 0 | 0 | 0 | 0 | 0 | 0 | 0 | 0 | 0 | 0 | 0 | 0 | 0 | 0 | 0 | 0 | 0 | 0 | 0 | 0 | 12
NO |  | 282 | 2012 | 20 | 22 | 22 |  | ODESSA NORTH | ODESSA BASIN SWITCH | 69 | 69 | W-H-F | 9.41 | 0 | 1 |  | 0 | 0 | 0 | 0 | 0 | 0 | 0 | 0 | 0 | 0 | 0 | 0 | 0 | 0 | 0 | 0 | 0 | 0 | 0 | 0 | 0 | 0 | 0 | 12
NO |  | 282 | 2012 | 20 | 23 | 23 |  | ODESSA BASIN SWITCH | HOLT SWITCH | 69 | 69 | W-H-F | 16.15 | 0 | 1 |  | 0 | 0 | 0 | 0 | 0 | 0 | 0 | 0 | 0 | 0 | 0 | 0 | 0 | 0 | 0 | 0 | 0 | 0 | 0 | 0 | 0 | 0 | 0 | 12
NO |  | 282 | 2012 | 20 | 24 | 24 |  | ORAN | MINERAL WELLS | 69 | 69 | W-H-F | 1.92 | 0 | 1 | 101.8 ACSR | 0 | 0 | 0 | 0 | 0 | 0 | 0 | 0 | 0 | 0 | 0 | 0 | 0 | 0 | 0 | 0 | 0 | 0 | 0 | 0 | 0 | 0 | 0 | 12
NO |  | 282 | 2012 | 20 | 25 | 25 |  | OVERTON | TROUP MAIN | 69 | 69 | W-P | 4.57 | 0 | 1 | 4/0 ACSR 6/1 PENG | 0 | 0 | 0 | 0 | 0 | 0 | 0 | 0 | 0 | 0 | 0 | 0 | 0 | 0 | 0 | 0 | 0 | 0 | 0 | 0 | 0 | 0 | 0 | 12
NO |  | 282 | 2012 | 20 | 26 | 26 |  | PALESTINE | CROCKETT | 69 | 69 | W-P | 37.18 | 0 | 1 | 4/0 ACSR 6/1 PENG | 0 | 0 | 0 | 0 | 0 | 0 | 0 | 0 | 0 | 0 | 0 | 0 | 0 | 0 | 0 | 0 | 0 | 0 | 0 | 0 | 0 | 0 | 0 | 12
NO |  | 282 | 2012 | 20 | 27 | 27 |  | PARIS PLANT | HONEY GROVE | 69 | 69 | W-H-F | 18.13 | 0 | 1 | 336-400 MCM ACSR | 0 | 0 | 0 | 0 | 0 | 0 | 0 | 0 | 0 | 0 | 0 | 0 | 0 | 0 | 0 | 0 | 0 | 0 | 0 | 0 | 0 | 0 | 0 | 12
NO |  | 282 | 2012 | 20 | 28 | 28 |  | PAYNE | BONHAM SWITCH | 69 | 69 | S-T | 27.89 | 0 | 1 |  | 0 | 0 | 0 | 0 | 0 | 0 | 0 | 0 | 0 | 0 | 0 | 0 | 0 | 0 | 0 | 0 | 0 | 0 | 0 | 0 | 0 | 0 | 0 | 12
NO |  | 282 | 2012 | 20 | 29 | 29 |  | PERMIAN BASIN SWITCH | WINK | 69 | 69 | W-H-F | 20.76 | 0 | 1 |  | 0 | 0 | 0 | 0 | 0 | 0 | 0 | 0 | 0 | 0 | 0 | 0 | 0 | 0 | 0 | 0 | 0 | 0 | 0 | 0 | 0 | 0 | 0 | 12
NO |  | 282 | 2012 | 20 | 30 | 30 |  | PERMIAN BASIN SWITCH | CRANE | 69 | 69 | W-H-F | 55.44 | 0 | 1 |  | 0 | 0 | 0 | 0 | 0 | 0 | 0 | 0 | 0 | 0 | 0 | 0 | 0 | 0 | 0 | 0 | 0 | 0 | 0 | 0 | 0 | 0 | 0 | 12
NO |  | 282 | 2012 | 20 | 31 | 31 |  | PERMIAN BASIN SWITCH | NORTHERN NATURAL GAS | 69 | 69 | W-H-F | 52.23 | 0 | 1 |  | 0 | 0 | 0 | 0 | 0 | 0 | 0 | 0 | 0 | 0 | 0 | 0 | 0 | 0 | 0 | 0 | 0 | 0 | 0 | 0 | 0 | 0 | 0 | 12
NO |  | 282 | 2012 | 20 | 32 | 32 |  | RIVERCREST SWITCH | CLARKSVILLE | 69 | 69 | W-H-F | 15.55 | 0 | 1 | 336 MCM ACSR | 0 | 0 | 0 | 0 | 0 | 0 | 0 | 0 | 0 | 0 | 0 | 0 | 0 | 0 | 0 | 0 | 0 | 0 | 0 | 0 | 0 | 0 | 0 | 12
NO |  | 282 | 2012 | 20 | 33 | 33 |  | ROYSE SWITCH | COMMERCE | 69 | 69 | W-P | 39.07 | 0 | 1 | 336 MCM ACSR | 0 | 0 | 0 | 0 | 0 | 0 | 0 | 0 | 0 | 0 | 0 | 0 | 0 | 0 | 0 | 0 | 0 | 0 | 0 | 0 | 0 | 0 | 0 | 12
NO |  | 282 | 2012 | 20 | 34 | 34 |  | ROYSE SWITCH | TERRELL SWITCH | 69 | 69 | W-P | 18.51 | 0 | 1 |  | 0 | 0 | 0 | 0 | 0 | 0 | 0 | 0 | 0 | 0 | 0 | 0 | 0 | 0 | 0 | 0 | 0 | 0 | 0 | 0 | 0 | 0 | 0 | 12
NO |  | 282 | 2012 | 20 | 35 | 35 |  | SEYMOUR | MUNDAY | 69 | 69 | W-P | 14.39 | 0 | 1 |  | 0 | 0 | 0 | 0 | 0 | 0 | 0 | 0 | 0 | 0 | 0 | 0 | 0 | 0 | 0 | 0 | 0 | 0 | 0 | 0 | 0 | 0 | 0 | 12
NO |  | 282 | 2012 | 21 | 1 | 1 |  | SNYDER | ENNIS CREEK SWITCH | 69 | 69 | W-P | 18.44 | 0 | 1 |  | 0 | 0 | 0 | 0 | 0 | 0 | 0 | 0 | 0 | 0 | 0 | 0 | 0 | 0 | 0 | 0 | 0 | 0 | 0 | 0 | 0 | 0 | 0 | 12
NO |  | 282 | 2012 | 21 | 2 | 2 |  | SPRABERRY SWITCH | GARDEN CITY | 69 | 69 | W-H-F | 33.11 | 0 | 1 |  | 0 | 0 | 0 | 0 | 0 | 0 | 0 | 0 | 0 | 0 | 0 | 0 | 0 | 0 | 0 | 0 | 0 | 0 | 0 | 0 | 0 | 0 | 0 | 12
NO |  | 282 | 2012 | 21 | 3 | 3 |  | STANTON EAST SWITCH | SPRABERRY SWITCH | 69 | 69 | W-P | 32.08 | 0 | 1 |  | 0 | 0 | 0 | 0 | 0 | 0 | 0 | 0 | 0 | 0 | 0 | 0 | 0 | 0 | 0 | 0 | 0 | 0 | 0 | 0 | 0 | 0 | 0 | 12
NO |  | 282 | 2012 | 21 | 4 | 4 |  | STERRETT | WAXAHACHIE OCF | 69 | 69 | S-P | 0.83 | 0 | 1 |  | 0 | 0 | 0 | 0 | 0 | 0 | 0 | 0 | 0 | 0 | 0 | 0 | 0 | 0 | 0 | 0 | 0 | 0 | 0 | 0 | 0 | 0 | 0 | 12
NO |  | 282 | 2012 | 21 | 5 | 5 |  | SWEETWATER | COLORADO CITY | 69 | 69 | W-P | 23.93 | 0 | 1 |  | 0 | 0 | 0 | 0 | 0 | 0 | 0 | 0 | 0 | 0 | 0 | 0 | 0 | 0 | 0 | 0 | 0 | 0 | 0 | 0 | 0 | 0 | 0 | 12
NO |  | 282 | 2012 | 21 | 6 | 6 |  | TAYLOR | ELGIN | 69 | 69 | W-H-F | 16.66 | 0 | 1 | 4/0 ACSR 6/1 PENG | 0 | 0 | 0 | 0 | 0 | 0 | 0 | 0 | 0 | 0 | 0 | 0 | 0 | 0 | 0 | 0 | 0 | 0 | 0 | 0 | 0 | 0 | 0 | 12
NO |  | 282 | 2012 | 21 | 7 | 7 |  | TEMPLE | TAYLOR | 69 | 69 | W-P | 41.39 | 0 | 1 | 3/0 ACSR 6/1 PIGE | 0 | 0 | 0 | 0 | 0 | 0 | 0 | 0 | 0 | 0 | 0 | 0 | 0 | 0 | 0 | 0 | 0 | 0 | 0 | 0 | 0 | 0 | 0 | 12
NO |  | 282 | 2012 | 21 | 8 | 8 |  | TEMPLE | TEMPLE SWITCH | 69 | 69 | S-P | 1.64 | 0 | 1 | 636 MCM ACSR 26/7 | 0 | 0 | 0 | 0 | 0 | 0 | 0 | 0 | 0 | 0 | 0 | 0 | 0 | 0 | 0 | 0 | 0 | 0 | 0 | 0 | 0 | 0 | 0 | 12
NO |  | 282 | 2012 | 21 | 9 | 9 |  | TEMPLE SWITCH | MINERVA | 69 | 69 | W-H-F | 35.23 | 0 | 1 | 4/0 ACSR 6/1 PENG | 0 | 0 | 0 | 0 | 0 | 0 | 0 | 0 | 0 | 0 | 0 | 0 | 0 | 0 | 0 | 0 | 0 | 0 | 0 | 0 | 0 | 0 | 0 | 12
NO |  | 282 | 2012 | 21 | 10 | 10 |  | TERRELL SWITCH | WILLS POINT | 69 | 69 | W-P | 11.77 | 0 | 1 |  | 0 | 0 | 0 | 0 | 0 | 0 | 0 | 0 | 0 | 0 | 0 | 0 | 0 | 0 | 0 | 0 | 0 | 0 | 0 | 0 | 0 | 0 | 0 | 12
NO |  | 282 | 2012 | 21 | 11 | 11 |  | THORNDALE NORTH | ROCKDALE (IDLE) | 69 | 69 | W-H-F | 11 | 0 | 1 |  | 0 | 0 | 0 | 0 | 0 | 0 | 0 | 0 | 0 | 0 | 0 | 0 | 0 | 0 | 0 | 0 | 0 | 0 | 0 | 0 | 0 | 0 | 0 | 12
NO |  | 282 | 2012 | 21 | 12 | 12 |  | TRINIDAD SES | NAVARRO | 69 | 69 | W-H-F | 24.69 | 0 | 1 | 4/0 ACSR 6/1 PENG | 0 | 0 | 0 | 0 | 0 | 0 | 0 | 0 | 0 | 0 | 0 | 0 | 0 | 0 | 0 | 0 | 0 | 0 | 0 | 0 | 0 | 0 | 0 | 12
NO |  | 282 | 2012 | 0 | 36 | 36 |  | TOTAL |  | 0 | 0 |  | 12707.94 | 2765.52 | 769 |  | 0 | 0 | 0 | 0 | 0 | 0 | 0 | 0 | 0 | 0 | 0 | 0 | 0 | 0 | 0 | 0 | 0 | 0 | 0 | 0 | 0 | 0 | 0 | 12
NO |  | 282 | 2012 | 21 | 13 | 13 |  | TRINIDAD SES | ATHENS | 69 | 69 | W-H-F | 24.91 | 0 | 1 | 2/0 ACSR 6/1 QUAI | 0 | 0 | 0 | 0 | 0 | 0 | 0 | 0 | 0 | 0 | 0 | 0 | 0 | 0 | 0 | 0 | 0 | 0 | 0 | 0 | 0 | 0 | 0 | 12
NO |  | 282 | 2012 | 21 | 14 | 14 |  | TRINIDAD SES | CORSICANA | 69 | 69 | W-H-F | 26.57 | 0 | 1 | 2/0 ACSR 6/1 QUAI | 0 | 0 | 0 | 0 | 0 | 0 | 0 | 0 | 0 | 0 | 0 | 0 | 0 | 0 | 0 | 0 | 0 | 0 | 0 | 0 | 0 | 0 | 0 | 12
NO |  | 282 | 2012 | 21 | 15 | 15 |  | TRINIDAD SES | TRINIDAD | 69 | 69 | S-T | 0.18 | 0 | 1 |  | 0 | 0 | 0 | 0 | 0 | 0 | 0 | 0 | 0 | 0 | 0 | 0 | 0 | 0 | 0 | 0 | 0 | 0 | 0 | 0 | 0 | 0 | 0 | 12
NO |  | 282 | 2012 | 21 | 16 | 16 |  | TRINIDAD SES | PALESTINE | 69 | 69 | W-H-F | 43.57 | 0 | 1 | 4/0 ACSR 6/1 PENG | 0 | 0 | 0 | 0 | 0 | 0 | 0 | 0 | 0 | 0 | 0 | 0 | 0 | 0 | 0 | 0 | 0 | 0 | 0 | 0 | 0 | 0 | 0 | 12
NO |  | 282 | 2012 | 21 | 17 | 17 |  | TROUP | TROUP MAIN | 69 | 69 | W-P | 12 | 0 | 1 | 4/0 ACSR 6/1 PENG | 0 | 0 | 0 | 0 | 0 | 0 | 0 | 0 | 0 | 0 | 0 | 0 | 0 | 0 | 0 | 0 | 0 | 0 | 0 | 0 | 0 | 0 | 0 | 12
NO |  | 282 | 2012 | 21 | 18 | 18 |  | TROUP | NORTH JACKSONVILLE | 69 | 69 | W-P | 14.4 | 0 | 1 | 336.4 MCM ACSR 26 | 0 | 0 | 0 | 0 | 0 | 0 | 0 | 0 | 0 | 0 | 0 | 0 | 0 | 0 | 0 | 0 | 0 | 0 | 0 | 0 | 0 | 0 | 0 | 12
NO |  | 282 | 2012 | 21 | 19 | 19 |  | TYLER NORTHWEST | TYLER | 69 | 69 | W-H-F | 10.76 | 0 | 1 | 336.4 MCM ACSR 26 | 0 | 0 | 0 | 0 | 0 | 0 | 0 | 0 | 0 | 0 | 0 | 0 | 0 | 0 | 0 | 0 | 0 | 0 | 0 | 0 | 0 | 0 | 0 | 12
NO |  | 282 | 2012 | 21 | 20 | 20 |  | TYLER WEST | BROWNSBORO | 69 | 69 | W-H-F | 20.85 | 0 | 1 | 2/0 ACSR 6/1 QUAI | 0 | 0 | 0 | 0 | 0 | 0 | 0 | 0 | 0 | 0 | 0 | 0 | 0 | 0 | 0 | 0 | 0 | 0 | 0 | 0 | 0 | 0 | 0 | 12
NO |  | 282 | 2012 | 21 | 21 | 21 |  | TYLER WEST | TYLER | 69 | 69 | W-P | 6.4 | 0 | 1 | 636 MCM ACSR 26/7 | 0 | 0 | 0 | 0 | 0 | 0 | 0 | 0 | 0 | 0 | 0 | 0 | 0 | 0 | 0 | 0 | 0 | 0 | 0 | 0 | 0 | 0 | 0 | 12
NO |  | 282 | 2012 | 21 | 22 | 22 |  | WACO EAST | ELM MOTT | 69 | 69 | S-T | 0 | 14.98 | 1 | 1 CU 3 | 0 | 0 | 0 | 0 | 0 | 0 | 0 | 0 | 0 | 0 | 0 | 0 | 0 | 0 | 0 | 0 | 0 | 0 | 0 | 0 | 0 | 0 | 0 | 12
NO |  | 282 | 2012 | 21 | 23 | 23 |  | WACO WEST | MCGREGOR PHILLIPS | 69 | 69 | W-H-F | 25.88 | 0 | 1 | 4/0 ACSR 6/1 PENG | 0 | 0 | 0 | 0 | 0 | 0 | 0 | 0 | 0 | 0 | 0 | 0 | 0 | 0 | 0 | 0 | 0 | 0 | 0 | 0 | 0 | 0 | 0 | 12
NO |  | 282 | 2012 | 21 | 24 | 24 |  | WACO WEST | TEMPLE | 69 | 69 | W-P | 33.53 | 0 | 1 | 3/0 ACSR 6/1 PIGE | 0 | 0 | 0 | 0 | 0 | 0 | 0 | 0 | 0 | 0 | 0 | 0 | 0 | 0 | 0 | 0 | 0 | 0 | 0 | 0 | 0 | 0 | 0 | 12
NO |  | 282 | 2012 | 21 | 25 | 25 |  | WAXAHACHIE OCF | FERRIS | 69 | 69 | S-T | 13.04 | 0 | 1 |  | 0 | 0 | 0 | 0 | 0 | 0 | 0 | 0 | 0 | 0 | 0 | 0 | 0 | 0 | 0 | 0 | 0 | 0 | 0 | 0 | 0 | 0 | 0 | 12
NO |  | 282 | 2012 | 21 | 26 | 26 |  | WAXAHACHIE OCF | WAXAHACHIE | 69 | 69 | W-P | 8.74 | 0 | 1 |  | 0 | 0 | 0 | 0 | 0 | 0 | 0 | 0 | 0 | 0 | 0 | 0 | 0 | 0 | 0 | 0 | 0 | 0 | 0 | 0 | 0 | 0 | 0 | 12
NO |  | 282 | 2012 | 21 | 27 | 27 |  | WICHITA FALLS | WICHITA FALLS NORTH | 69 | 69 | W-P | 0 | 18.28 | 1 |  | 0 | 0 | 0 | 0 | 0 | 0 | 0 | 0 | 0 | 0 | 0 | 0 | 0 | 0 | 0 | 0 | 0 | 0 | 0 | 0 | 0 | 0 | 0 | 12
NO |  | 282 | 2012 | 21 | 28 | 28 |  | WICHITA FALLS | WICHITA FALLS NORTH | 69 | 69 | W-P | 18.28 | 0 | 1 |  | 0 | 0 | 0 | 0 | 0 | 0 | 0 | 0 | 0 | 0 | 0 | 0 | 0 | 0 | 0 | 0 | 0 | 0 | 0 | 0 | 0 | 0 | 0 | 12
NO |  | 282 | 2012 | 21 | 29 | 29 |  | WICHITA FALLS | LAKE WICHITA SWITCH | 69 | 69 | W-P | 6.59 | 0 | 1 | 4/0 ACSR | 0 | 0 | 0 | 0 | 0 | 0 | 0 | 0 | 0 | 0 | 0 | 0 | 0 | 0 | 0 | 0 | 0 | 0 | 0 | 0 | 0 | 0 | 0 | 12
NO |  | 282 | 2012 | 21 | 30 | 30 |  | WICHITA FALLS NORTH | PLEASANT VALLEY SWITCH | 69 | 69 | W-H-F | 29.44 | 0 | 1 |  | 0 | 0 | 0 | 0 | 0 | 0 | 0 | 0 | 0 | 0 | 0 | 0 | 0 | 0 | 0 | 0 | 0 | 0 | 0 | 0 | 0 | 0 | 0 | 12
NO |  | 282 | 2012 | 21 | 31 | 31 |  | WICHITA FALLS | PLESANT VALLEY SWITCH | 69 | 69 | W-H-F | 42.82 | 0 | 1 | 336.4 ACSR | 0 | 0 | 0 | 0 | 0 | 0 | 0 | 0 | 0 | 0 | 0 | 0 | 0 | 0 | 0 | 0 | 0 | 0 | 0 | 0 | 0 | 0 | 0 | 12
NO |  | 282 | 2012 | 21 | 32 | 32 |  | WINK | KEYSTONE | 69 | 69 | W-H-F | 0 | 13.76 | 1 |  | 0 | 0 | 0 | 0 | 0 | 0 | 0 | 0 | 0 | 0 | 0 | 0 | 0 | 0 | 0 | 0 | 0 | 0 | 0 | 0 | 0 | 0 | 0 | 12
NO |  | 282 | 2012 | 21 | 33 | 33 |  | WORTHAM GULF PUMP | WEST TEXAS GULF | 69 | 69 | W-P | 2 | 0 | 1 | 2/0 ACSR 6/1 QUAI | 0 | 0 | 0 | 0 | 0 | 0 | 0 | 0 | 0 | 0 | 0 | 0 | 0 | 0 | 0 | 0 | 0 | 0 | 0 | 0 | 0 | 0 | 0 | 12
NO |  | 282 | 2012 | 21 | 34 | 34 |  | WORTHAM JUNCTION | MEXIA | 69 | 69 | W-P | 17.9 | 0 | 1 | 3/0 ACSR 6/1 PIGE | 0 | 0 | 0 | 0 | 0 | 0 | 0 | 0 | 0 | 0 | 0 | 0 | 622820130 | 0 | 0 | 0 | 0 | 0 | 0 | 0 | 0 | 0 | 0 | 12
NO |  | 17 | 2012 | 0 | 1 | 1 |  | Cumberland | Richmond | 500 | 500 | T | 56.62 | 0 | 1 | 1590MCMA(B) | 0 | 0 | 0 | 0 | 0 | 0 | 0 | 0 | 0 | 0 | 0 | 0 | 0 | 0 | 0 | 0 | 0 | 0 | 0 | 0 | 0 | 0 | 0 | 12
NO |  | 17 | 2012 | 0 | 2 | 2 |  | Cumberland | Wake | 500 | 500 | T | 67.26 | 0 | 1 | 1590MCMA(B) | 0 | 0 | 0 | 0 | 0 | 0 | 0 | 0 | 0 | 0 | 0 | 0 | 0 | 0 | 0 | 0 | 0 | 0 | 0 | 0 | 0 | 0 | 0 | 12
NO |  | 17 | 2012 | 0 | 3 | 3 |  | Durham | Wake | 500 | 500 | T | 27.9 | 0 | 1 | 3-1590MCMA | 0 | 0 | 0 | 0 | 0 | 0 | 0 | 0 | 0 | 0 | 0 | 0 | 0 | 0 | 0 | 0 | 0 | 0 | 0 | 0 | 0 | 0 | 0 | 12
NO |  | 17 | 2012 | 0 | 4 | 4 |  | Mayo | Durham | 500 | 500 | T | 45.1 | 0 | 1 | 3-1590MCMA | 0 | 0 | 0 | 0 | 0 | 0 | 0 | 0 | 0 | 0 | 0 | 0 | 0 | 0 | 0 | 0 | 0 | 0 | 0 | 0 | 0 | 0 | 0 | 12
NO |  | 17 | 2012 | 0 | 5 | 5 |  | Mayo | Person | 500 | 500 | T | 9.94 | 0 | 1 | 1590MCMA(B) | 0 | 0 | 0 | 0 | 0 | 0 | 0 | 0 | 0 | 0 | 0 | 0 | 0 | 0 | 0 | 0 | 0 | 0 | 0 | 0 | 0 | 0 | 0 | 12
NO |  | 17 | 2012 | 0 | 6 | 6 |  | Richmond | Newport (Duke) | 500 | 500 | T | 32.69 | 0 | 1 | 2515MCMA(B) | 0 | 0 | 0 | 0 | 0 | 0 | 0 | 0 | 0 | 0 | 0 | 0 | 0 | 0 | 0 | 0 | 0 | 0 | 0 | 0 | 0 | 0 | 0 | 12
NO |  | 17 | 2012 | 0 | 7 | 7 |  | Wake | Carson (VEPCO) | 500 | 500 | T | 52.6 | 0 | 1 | 2515MCMA(B) | 0 | 0 | 0 | 0 | 0 | 0 | 0 | 0 | 0 | 0 | 0 | 0 | 0 | 0 | 0 | 0 | 0 | 0 | 0 | 0 | 0 | 0 | 0 | 12
NO |  | 17 | 2012 | 0 | 8 | 8 |  | Tot. 500kV Lines in NC |  | 0 | 0 |  | 0 | 0 | 0 |  | 23557293 | 64058675 | 87615968 | 0 | 0 | 0 | 0 | 0 | 0 | 0 | 0 | 0 | 0 | 0 | 0 | 0 | 0 | 0 | 0 | 0 | 0 | 0 | 0 | 12
NO |  | 17 | 2012 | 0 | 9 | 9 |  | Apex US 1 | Cary Regency Park | 230 | 230 | S-HFR | 7 | 0 | 1 | 2-1272MCMA | 0 | 0 | 0 | 0 | 0 | 0 | 0 | 0 | 0 | 0 | 0 | 0 | 0 | 0 | 0 | 0 | 0 | 0 | 0 | 0 | 0 | 0 | 0 | 12
NO |  | 17 | 2012 | 0 | 10 | 10 |  | Asheboro | Biscoe | 230 | 230 | S-HFR | 0.18 | 0 | 1 | 1272MCMA | 0 | 0 | 0 | 0 | 0 | 0 | 0 | 0 | 0 | 0 | 0 | 0 | 0 | 0 | 0 | 0 | 0 | 0 | 0 | 0 | 0 | 0 | 0 | 12
NO |  | 17 | 2012 | 0 | 11 | 11 |  | Asheboro | Biscoe | 230 | 230 | W-HFR | 25.65 | 0 | 1 | 1272MCMA | 0 | 0 | 0 | 0 | 0 | 0 | 0 | 0 | 0 | 0 | 0 | 0 | 0 | 0 | 0 | 0 | 0 | 0 | 0 | 0 | 0 | 0 | 0 | 12
NO |  | 17 | 2012 | 0 | 12 | 12 |  | Asheboro | DPC Pleasant Garden | 230 | 230 | S-HFR | 18.48 | 0 | 1 | 2-1590MCMA | 0 | 0 | 0 | 0 | 0 | 0 | 0 | 0 | 0 | 0 | 0 | 0 | 0 | 0 | 0 | 0 | 0 | 0 | 0 | 0 | 0 | 0 | 0 | 12
NO |  | 17 | 2012 | 0 | 13 | 13 |  | Asheboro | Siler City | 230 | 230 | W-HFR | 8.94 | 0 | 1 | 1272MCMA(B) | 0 | 0 | 0 | 0 | 0 | 0 | 0 | 0 | 0 | 0 | 0 | 0 | 0 | 0 | 0 | 0 | 0 | 0 | 0 | 0 | 0 | 0 | 0 | 12
NO |  | 17 | 2012 | 0 | 14 | 14 |  | Asheboro | Siler City | 230 | 230 | S-HFR | 1.1 | 0 | 1 | 1272MCMA(B) | 0 | 0 | 0 | 0 | 0 | 0 | 0 | 0 | 0 | 0 | 0 | 0 | 0 | 0 | 0 | 0 | 0 | 0 | 0 | 0 | 0 | 0 | 0 | 12
NO |  | 17 | 2012 | 0 | 15 | 15 |  | Asheboro | Siler City | 230 | 230 | C-HFR | 15.69 | 0 | 1 | 1272MCMA(B) | 0 | 0 | 0 | 0 | 0 | 0 | 0 | 0 | 0 | 0 | 0 | 0 | 0 | 0 | 0 | 0 | 0 | 0 | 0 | 0 | 0 | 0 | 0 | 12
NO |  | 17 | 2012 | 0 | 16 | 16 |  | Asheville Plant | Enka | 230 | 230 | DC S-TWR | 6.66 | 0 | 2 | 1272MCMA | 0 | 0 | 0 | 0 | 0 | 0 | 0 | 0 | 0 | 0 | 0 | 0 | 0 | 0 | 0 | 0 | 0 | 0 | 0 | 0 | 0 | 0 | 0 | 12
NO |  | 17 | 2012 | 0 | 17 | 17 |  | Asheville Plant | Enka | 230 | 230 | S-SP | 0.43 | 0 | 1 | 1272MCMA | 0 | 0 | 0 | 0 | 0 | 0 | 0 | 0 | 0 | 0 | 0 | 0 | 0 | 0 | 0 | 0 | 0 | 0 | 0 | 0 | 0 | 0 | 0 | 12
NO |  | 17 | 2012 | 0 | 18 | 18 |  | Asheville Plant | Pisgah Forest (DPC) | 230 | 230 | DC-T | 0.18 | 0 | 2 | 1272MCMA | 0 | 0 | 0 | 0 | 0 | 0 | 0 | 0 | 0 | 0 | 0 | 0 | 0 | 0 | 0 | 0 | 0 | 0 | 0 | 0 | 0 | 0 | 0 | 12
NO |  | 17 | 2012 | 0 | 19 | 19 |  | Asheville Plant | Pisgah Forest (DPC) | 230 | 230 | W-H Fr. | 3.43 | 0 | 1 | 1272MCMA | 0 | 0 | 0 | 0 | 0 | 0 | 0 | 0 | 0 | 0 | 0 | 0 | 0 | 0 | 0 | 0 | 0 | 0 | 0 | 0 | 0 | 0 | 0 | 12
NO |  | 17 | 2012 | 0 | 20 | 20 |  | Asheville Plant | Pisgah Forest (DPC) | 230 | 230 | W-H Fr. | 3.43 | 0.18 | 1 | 1272MCMA | 0 | 0 | 0 | 0 | 0 | 0 | 0 | 0 | 0 | 0 | 0 | 0 | 0 | 0 | 0 | 0 | 0 | 0 | 0 | 0 | 0 | 0 | 0 | 12
NO |  | 17 | 2012 | 0 | 21 | 21 |  | Aurora | Aurora PCS (Black) | 230 | 230 | DC-CP | 0.74 | 0 | 2 | 795MCMA | 0 | 0 | 0 | 0 | 0 | 0 | 0 | 0 | 0 | 0 | 0 | 0 | 0 | 0 | 0 | 0 | 0 | 0 | 0 | 0 | 0 | 0 | 0 | 12
NO |  | 17 | 2012 | 0 | 22 | 22 |  | Aurora | Aurora PCS (Black) | 230 | 230 | W-H Fr. | 1.44 | 0 | 1 | 795MCMA | 0 | 0 | 0 | 0 | 0 | 0 | 0 | 0 | 0 | 0 | 0 | 0 | 0 | 0 | 0 | 0 | 0 | 0 | 0 | 0 | 0 | 0 | 0 | 12
NO |  | 17 | 2012 | 0 | 23 | 23 |  | Aurora | Aurora PCS (Black) | 230 | 230 | DC S-HFR | 5.49 | 0 | 2 | 795MCMA | 0 | 0 | 0 | 0 | 0 | 0 | 0 | 0 | 0 | 0 | 0 | 0 | 0 | 0 | 0 | 0 | 0 | 0 | 0 | 0 | 0 | 0 | 0 | 12
NO |  | 17 | 2012 | 0 | 24 | 24 |  | Aurora | Aurora PCS (Black) | 230 | 230 | S-SP | 0.28 | 0 | 1 | 795MCMA | 0 | 0 | 0 | 0 | 0 | 0 | 0 | 0 | 0 | 0 | 0 | 0 | 0 | 0 | 0 | 0 | 0 | 0 | 0 | 0 | 0 | 0 | 0 | 12
NO |  | 17 | 2012 | 0 | 25 | 25 |  | Aurora | Aurora PCS (White) | 230 | 230 | DC S-HFR | 5.47 | 0 | 2 | 795MCMA | 0 | 0 | 0 | 0 | 0 | 0 | 0 | 0 | 0 | 0 | 0 | 0 | 0 | 0 | 0 | 0 | 0 | 0 | 0 | 0 | 0 | 0 | 0 | 12
NO |  | 17 | 2012 | 0 | 26 | 26 |  | Aurora | Aurora PCS (White) | 230 | 230 | S-SP | 0.25 | 0 | 1 | 795MCMA | 0 | 0 | 0 | 0 | 0 | 0 | 0 | 0 | 0 | 0 | 0 | 0 | 0 | 0 | 0 | 0 | 0 | 0 | 0 | 0 | 0 | 0 | 0 | 12
NO |  | 17 | 2012 | 0 | 27 | 27 |  | Aurora | Aurora PCS (White) | 230 | 230 | W-H Fr. | 1.46 | 0.74 | 1 | 795MCMA | 0 | 0 | 0 | 0 | 0 | 0 | 0 | 0 | 0 | 0 | 0 | 0 | 0 | 0 | 0 | 0 | 0 | 0 | 0 | 0 | 0 | 0 | 0 | 12
NO |  | 17 | 2012 | 0 | 28 | 28 |  | Aurora | Greenville | 230 | 230 | DC-T | 1.87 | 0 | 2 | 1109MCMA | 0 | 0 | 0 | 0 | 0 | 0 | 0 | 0 | 0 | 0 | 0 | 0 | 0 | 0 | 0 | 0 | 0 | 0 | 0 | 0 | 0 | 0 | 0 | 12
NO |  | 17 | 2012 | 0 | 29 | 29 |  | Aurora | Greenville | 230 | 230 | W-H Fr. | 36.77 | 0 | 1 | 1272&1109MCMA | 0 | 0 | 0 | 0 | 0 | 0 | 0 | 0 | 0 | 0 | 0 | 0 | 0 | 0 | 0 | 0 | 0 | 0 | 0 | 0 | 0 | 0 | 0 | 12
NO |  | 17 | 2012 | 0 | 30 | 30 |  | Aurora | New Bern | 230 | 230 | W-H Fr. | 27.74 | 0 | 1 | 1272MCMA | 0 | 0 | 0 | 0 | 0 | 0 | 0 | 0 | 0 | 0 | 0 | 0 | 0 | 0 | 0 | 0 | 0 | 0 | 0 | 0 | 0 | 0 | 0 | 12
NO |  | 17 | 2012 | 0 | 31 | 31 |  | Biscoe | Rockingham | 230 | 230 | S-HFR | 0.18 | 0 | 1 | 1272MCMA | 0 | 0 | 0 | 0 | 0 | 0 | 0 | 0 | 0 | 0 | 0 | 0 | 0 | 0 | 0 | 0 | 0 | 0 | 0 | 0 | 0 | 0 | 0 | 12
NO |  | 17 | 2012 | 0 | 32 | 32 |  | Biscoe | Rockingham | 230 | 230 | W-HFR | 36.83 | 0 | 1 | 1272MCMA | 0 | 0 | 0 | 0 | 0 | 0 | 0 | 0 | 0 | 0 | 0 | 0 | 0 | 0 | 0 | 0 | 0 | 0 | 0 | 0 | 0 | 0 | 0 | 12
NO |  | 17 | 2012 | 0 | 33 | 33 |  | Brunswick Plant | Castle Hayne (East) | 230 | 230 | S-HFR | 1.21 | 0 | 1 | 2515MCMA | 0 | 0 | 0 | 0 | 0 | 0 | 0 | 0 | 0 | 0 | 0 | 0 | 0 | 0 | 0 | 0 | 0 | 0 | 0 | 0 | 0 | 0 | 0 | 12
NO |  | 17 | 2012 | 0 | 34 | 34 |  | Brunswick Plant | Castle Hayne (East) | 230 | 230 | DC-T | 1.15 | 0 | 2 | 2500MCMA | 0 | 0 | 0 | 0 | 0 | 0 | 0 | 0 | 0 | 0 | 0 | 0 | 0 | 0 | 0 | 0 | 0 | 0 | 0 | 0 | 0 | 0 | 0 | 12
NO |  | 17 | 2012 | 0 | 35 | 35 |  | Brunswick Plant | Castle Hayne (East) | 230 | 230 | W-H Fr. | 24.43 | 0 | 1 | 1272&2515MCMA | 0 | 0 | 0 | 0 | 0 | 0 | 0 | 0 | 0 | 0 | 0 | 0 | 0 | 0 | 0 | 0 | 0 | 0 | 0 | 0 | 0 | 0 | 0 | 12
NO |  | 17 | 2012 | 1 | 1 | 1 |  | Brunswick Plant | Castle Hayne (East) | 230 | 230 | S-SP | 7.21 | 0 | 1 | 2515MCMA | 0 | 0 | 0 | 0 | 0 | 0 | 0 | 0 | 0 | 0 | 0 | 0 | 0 | 0 | 0 | 0 | 0 | 0 | 0 | 0 | 0 | 0 | 0 | 12
NO |  | 17 | 2012 | 1 | 2 | 2 |  | Brunswick Plant | Castle Hayne (East) | 230 | 230 | C-SP | 0.7 | 0 | 1 | 1272MCMA | 0 | 0 | 0 | 0 | 0 | 0 | 0 | 0 | 0 | 0 | 0 | 0 | 0 | 0 | 0 | 0 | 0 | 0 | 0 | 0 | 0 | 0 | 0 | 12
NO |  | 17 | 2012 | 1 | 3 | 3 |  | Brunswick Plant | Delco (East) | 230 | 230 | DC-T | 0.17 | 0 | 2 | 1272MCMA | 0 | 0 | 0 | 0 | 0 | 0 | 0 | 0 | 0 | 0 | 0 | 0 | 0 | 0 | 0 | 0 | 0 | 0 | 0 | 0 | 0 | 0 | 0 | 12
NO |  | 17 | 2012 | 1 | 4 | 4 |  | Brunswick Plant | Delco (East) | 230 | 230 | W-H Fr. | 29.85 | 0 | 1 | 1272MCMA | 0 | 0 | 0 | 0 | 0 | 0 | 0 | 0 | 0 | 0 | 0 | 0 | 0 | 0 | 0 | 0 | 0 | 0 | 0 | 0 | 0 | 0 | 0 | 12
NO |  | 17 | 2012 | 1 | 5 | 5 |  | Brunswick Plant | Delco (East) | 230 | 230 | S-HFR | 1.13 | 0 | 1 | 1272MCMA | 0 | 0 | 0 | 0 | 0 | 0 | 0 | 0 | 0 | 0 | 0 | 0 | 0 | 0 | 0 | 0 | 0 | 0 | 0 | 0 | 0 | 0 | 0 | 12
NO |  | 17 | 2012 | 1 | 6 | 6 |  | Brunswick Plant | Jacksonville | 230 | 230 | W-H Fr. | 75.21 | 0 | 1 | 1272MCMA | 0 | 0 | 0 | 0 | 0 | 0 | 0 | 0 | 0 | 0 | 0 | 0 | 0 | 0 | 0 | 0 | 0 | 0 | 0 | 0 | 0 | 0 | 0 | 12
NO |  | 17 | 2012 | 1 | 7 | 7 |  | Brunswick Plant | Weatherspoon Plant | 230 | 230 | DC-T | 0.28 | 0 | 2 | 1272MCMA | 0 | 0 | 0 | 0 | 0 | 0 | 0 | 0 | 0 | 0 | 0 | 0 | 0 | 0 | 0 | 0 | 0 | 0 | 0 | 0 | 0 | 0 | 0 | 12
NO |  | 17 | 2012 | 1 | 8 | 8 |  | Brunswick Plant | Weatherspoon Plant | 230 | 230 | W-H Fr. | 77.65 | 0 | 1 | 1272MCMA | 0 | 0 | 0 | 0 | 0 | 0 | 0 | 0 | 0 | 0 | 0 | 0 | 0 | 0 | 0 | 0 | 0 | 0 | 0 | 0 | 0 | 0 | 0 | 12
NO |  | 17 | 2012 | 1 | 9 | 9 |  | Brunswick Plant | Wilmington Corning SW Sta | 230 | 230 | S-SP | 7.04 | 0 | 1 | 1272MCMA | 0 | 0 | 0 | 0 | 0 | 0 | 0 | 0 | 0 | 0 | 0 | 0 | 0 | 0 | 0 | 0 | 0 | 0 | 0 | 0 | 0 | 0 | 0 | 12
NO |  | 17 | 2012 | 1 | 10 | 10 |  | Brunswick Plant | Wilmington Corning SW Sta | 230 | 230 | W-H Fr. | 17.13 | 1.15 | 1 | 1272&2515MCMA | 0 | 0 | 0 | 0 | 0 | 0 | 0 | 0 | 0 | 0 | 0 | 0 | 0 | 0 | 0 | 0 | 0 | 0 | 0 | 0 | 0 | 0 | 0 | 12
NO |  | 17 | 2012 | 1 | 11 | 11 |  | Brunswick Plant | Wilmington Corning SW Sta | 230 | 230 | S-H Fr. | 1.36 | 0 | 1 | 2515MCMA | 0 | 0 | 0 | 0 | 0 | 0 | 0 | 0 | 0 | 0 | 0 | 0 | 0 | 0 | 0 | 0 | 0 | 0 | 0 | 0 | 0 | 0 | 0 | 12
NO |  | 17 | 2012 | 1 | 12 | 12 |  | Brunswick Plant | Delco (West) | 230 | 230 | W-H Fr. | 30.35 | 0 | 1 | 1272MCMA | 0 | 0 | 0 | 0 | 0 | 0 | 0 | 0 | 0 | 0 | 0 | 0 | 0 | 0 | 0 | 0 | 0 | 0 | 0 | 0 | 0 | 0 | 0 | 12
NO |  | 17 | 2012 | 1 | 13 | 13 |  | Brunswick Plant | Delco (West) | 230 | 230 | S-H Fr. | 1.08 | 0 | 1 | 1272MCMA | 0 | 0 | 0 | 0 | 0 | 0 | 0 | 0 | 0 | 0 | 0 | 0 | 0 | 0 | 0 | 0 | 0 | 0 | 0 | 0 | 0 | 0 | 0 | 12
NO |  | 17 | 2012 | 1 | 14 | 14 |  | Brunswick Plant | Wallace | 230 | 230 | W-H Fr. | 53.57 | 0 | 1 | 1272MCMA | 0 | 0 | 0 | 0 | 0 | 0 | 0 | 0 | 0 | 0 | 0 | 0 | 0 | 0 | 0 | 0 | 0 | 0 | 0 | 0 | 0 | 0 | 0 | 12
NO |  | 17 | 2012 | 1 | 15 | 15 |  | Brunswick Plant | Wallace | 230 | 230 | S-H Fr. | 1.25 | 0 | 1 | 1272MCMA | 0 | 0 | 0 | 0 | 0 | 0 | 0 | 0 | 0 | 0 | 0 | 0 | 0 | 0 | 0 | 0 | 0 | 0 | 0 | 0 | 0 | 0 | 0 | 12
NO |  | 17 | 2012 | 1 | 16 | 16 |  | Brunswick Plant | Whiteville | 230 | 230 | W-H Fr. | 47.74 | 0 | 1 | 1272MCMA | 0 | 0 | 0 | 0 | 0 | 0 | 0 | 0 | 0 | 0 | 0 | 0 | 0 | 0 | 0 | 0 | 0 | 0 | 0 | 0 | 0 | 0 | 0 | 12
NO |  | 17 | 2012 | 1 | 17 | 17 |  | Brunswick Plant | Whiteville | 230 | 230 | S-H Fr. | 1.07 | 0 | 1 | 1272MCMA | 0 | 0 | 0 | 0 | 0 | 0 | 0 | 0 | 0 | 0 | 0 | 0 | 0 | 0 | 0 | 0 | 0 | 0 | 0 | 0 | 0 | 0 | 0 | 12
NO |  | 17 | 2012 | 1 | 18 | 18 |  | Brunswick Plant Unit #1 | Brunswick Plant U#1 CAP | 230 | 230 | S-HFR | 0.2 | 0 | 1 | 795MCMA | 0 | 0 | 0 | 0 | 0 | 0 | 0 | 0 | 0 | 0 | 0 | 0 | 0 | 0 | 0 | 0 | 0 | 0 | 0 | 0 | 0 | 0 | 0 | 12
NO |  | 17 | 2012 | 1 | 19 | 19 |  | Cane River | Nagel East & West(APCO) | 230 | 230 | DC-T | 15.01 | 0 | 2 | 1590MCMA | 0 | 0 | 0 | 0 | 0 | 0 | 0 | 0 | 0 | 0 | 0 | 0 | 0 | 0 | 0 | 0 | 0 | 0 | 0 | 0 | 0 | 0 | 0 | 12
NO |  | 17 | 2012 | 1 | 20 | 20 |  | Cane River | Craggy | 230 | 230 | S-H Fr. | 26.39 | 0 | 1 | 1590MCMA | 0 | 0 | 0 | 0 | 0 | 0 | 0 | 0 | 0 | 0 | 0 | 0 | 0 | 0 | 0 | 0 | 0 | 0 | 0 | 0 | 0 | 0 | 0 | 12
NO |  | 17 | 2012 | 1 | 21 | 21 |  | Cape Fear Plant | Harris Plant (North) | 230 | 230 | W-H Fr. | 7.12 | 0 | 1 | 2515&1272MCMA(B) | 0 | 0 | 0 | 0 | 0 | 0 | 0 | 0 | 0 | 0 | 0 | 0 | 0 | 0 | 0 | 0 | 0 | 0 | 0 | 0 | 0 | 0 | 0 | 12
NO |  | 17 | 2012 | 1 | 22 | 22 |  | Cape Fear Plant | Harris Plant (North) | 230 | 230 | S-H Fr. | 0.25 | 0 | 1 | 1272MCMA(B) | 0 | 0 | 0 | 0 | 0 | 0 | 0 | 0 | 0 | 0 | 0 | 0 | 0 | 0 | 0 | 0 | 0 | 0 | 0 | 0 | 0 | 0 | 0 | 12
NO |  | 17 | 2012 | 1 | 23 | 23 |  | Cape Fear Plant | Harris Plant (South) | 230 | 230 | W-H Fr. | 6.14 | 0 | 1 | 1272MCMA(B) | 0 | 0 | 0 | 0 | 0 | 0 | 0 | 0 | 0 | 0 | 0 | 0 | 0 | 0 | 0 | 0 | 0 | 0 | 0 | 0 | 0 | 0 | 0 | 12
NO |  | 17 | 2012 | 1 | 24 | 24 |  | Cape Fear Plant | Harris Plant (South) | 230 | 230 | S-H Fr. | 0.38 | 0 | 1 | 1272MCMA(B) | 0 | 0 | 0 | 0 | 0 | 0 | 0 | 0 | 0 | 0 | 0 | 0 | 0 | 0 | 0 | 0 | 0 | 0 | 0 | 0 | 0 | 0 | 0 | 12
NO |  | 17 | 2012 | 1 | 25 | 25 |  | Cape Fear Plant | Jonesboro | 230 | 230 | W-H Fr. | 10.1 | 0 | 1 | 795&1272MCMA(B) | 0 | 0 | 0 | 0 | 0 | 0 | 0 | 0 | 0 | 0 | 0 | 0 | 0 | 0 | 0 | 0 | 0 | 0 | 0 | 0 | 0 | 0 | 0 | 12
NO |  | 17 | 2012 | 1 | 26 | 26 |  | Cape Fear Plant | West End | 230 | 230 | W-H Fr. | 37.54 | 0 | 1 | 1272&2515MCMA | 0 | 0 | 0 | 0 | 0 | 0 | 0 | 0 | 0 | 0 | 0 | 0 | 0 | 0 | 0 | 0 | 0 | 0 | 0 | 0 | 0 | 0 | 0 | 12
NO |  | 17 | 2012 | 1 | 27 | 27 |  | Cary Regency Park | Method | 230 | 230 | DC-SSP | 0.22 | 0 | 2 | 2515MCMA | 0 | 0 | 0 | 0 | 0 | 0 | 0 | 0 | 0 | 0 | 0 | 0 | 0 | 0 | 0 | 0 | 0 | 0 | 0 | 0 | 0 | 0 | 0 | 12
NO |  | 17 | 2012 | 1 | 28 | 28 |  | Cary Regency Park | Method | 230 | 230 | S-SP | 4.53 | 0 | 1 | 2515&1272MCMA | 0 | 0 | 0 | 0 | 0 | 0 | 0 | 0 | 0 | 0 | 0 | 0 | 0 | 0 | 0 | 0 | 0 | 0 | 0 | 0 | 0 | 0 | 0 | 12
NO |  | 17 | 2012 | 1 | 29 | 29 |  | Cary Regency Park | Method | 230 | 230 | W-H Fr. | 3.99 | 0 | 1 | 1272MCMA(B) | 0 | 0 | 0 | 0 | 0 | 0 | 0 | 0 | 0 | 0 | 0 | 0 | 0 | 0 | 0 | 0 | 0 | 0 | 0 | 0 | 0 | 0 | 0 | 12
NO |  | 17 | 2012 | 1 | 30 | 30 |  | Cary Regency Park | RTP | 230 | 230 | S-HFR | 11.03 | 0 | 1 | 1272MCMA | 0 | 0 | 0 | 0 | 0 | 0 | 0 | 0 | 0 | 0 | 0 | 0 | 0 | 0 | 0 | 0 | 0 | 0 | 0 | 0 | 0 | 0 | 0 | 12
NO |  | 17 | 2012 | 1 | 31 | 31 |  | Castle Hayne | Jacksonville | 230 | 230 | W-H Fr. | 44.9 | 0 | 1 | 1272MCMA | 0 | 0 | 0 | 0 | 0 | 0 | 0 | 0 | 0 | 0 | 0 | 0 | 0 | 0 | 0 | 0 | 0 | 0 | 0 | 0 | 0 | 0 | 0 | 12
NO |  | 17 | 2012 | 1 | 32 | 32 |  | Castle Hayne | Wilmington Corning SW. Sta. | 230 | 230 | S-SP | 0.45 | 0 | 1 | 1272MCMA | 0 | 0 | 0 | 0 | 0 | 0 | 0 | 0 | 0 | 0 | 0 | 0 | 0 | 0 | 0 | 0 | 0 | 0 | 0 | 0 | 0 | 0 | 0 | 12
NO |  | 17 | 2012 | 1 | 33 | 33 |  | Castle Hayne | Wilmington Corning SW. Sta. | 230 | 230 | W-HFR | 5.12 | 0 | 1 | 1272MCMA | 0 | 0 | 0 | 0 | 0 | 0 | 0 | 0 | 0 | 0 | 0 | 0 | 0 | 0 | 0 | 0 | 0 | 0 | 0 | 0 | 0 | 0 | 0 | 12
NO |  | 17 | 2012 | 1 | 34 | 34 |  | Clinton | Erwin | 230 | 230 | S-SP | 3.89 | 0 | 1 | 1272MCMA | 0 | 0 | 0 | 0 | 0 | 0 | 0 | 0 | 0 | 0 | 0 | 0 | 0 | 0 | 0 | 0 | 0 | 0 | 0 | 0 | 0 | 0 | 0 | 12
NO |  | 17 | 2012 | 1 | 35 | 35 |  | Clinton | Erwin | 230 | 230 | W-H Fr. | 30.43 | 0 | 1 | 1272MCMA | 0 | 0 | 0 | 0 | 0 | 0 | 0 | 0 | 0 | 0 | 0 | 0 | 0 | 0 | 0 | 0 | 0 | 0 | 0 | 0 | 0 | 0 | 0 | 12
NO |  | 17 | 2012 | 2 | 1 | 1 |  | Clinton | Mt Olive | 230 | 230 | S-HFR | 0.27 | 0 | 1 | 1590MCMA | 0 | 0 | 0 | 0 | 0 | 0 | 0 | 0 | 0 | 0 | 0 | 0 | 0 | 0 | 0 | 0 | 0 | 0 | 0 | 0 | 0 | 0 | 0 | 12
NO |  | 17 | 2012 | 2 | 2 | 2 |  | Clinton | Mt. Olive | 230 | 230 | S-SP | 14.22 | 0 | 1 | 1590MCMA | 0 | 0 | 0 | 0 | 0 | 0 | 0 | 0 | 0 | 0 | 0 | 0 | 0 | 0 | 0 | 0 | 0 | 0 | 0 | 0 | 0 | 0 | 0 | 12
NO |  | 17 | 2012 | 2 | 3 | 3 |  | Clinton | Wallace | 230 | 230 | W-H Fr. | 36.68 | 0 | 1 | 1272&556MCMA(B) | 0 | 0 | 0 | 0 | 0 | 0 | 0 | 0 | 0 | 0 | 0 | 0 | 0 | 0 | 0 | 0 | 0 | 0 | 0 | 0 | 0 | 0 | 0 | 12
NO |  | 17 | 2012 | 2 | 4 | 4 |  | Cumberland | Delco | 230 | 230 | W-H Fr. | 54.4 | 0 | 1 | 1272MCMA | 0 | 0 | 0 | 0 | 0 | 0 | 0 | 0 | 0 | 0 | 0 | 0 | 0 | 0 | 0 | 0 | 0 | 0 | 0 | 0 | 0 | 0 | 0 | 12
NO |  | 17 | 2012 | 2 | 5 | 5 |  | Cumberland | Fayetteville (North) | 230 | 230 | DC-SSP | 5.16 | 0 | 2 | 2515MCMA | 0 | 0 | 0 | 0 | 0 | 0 | 0 | 0 | 0 | 0 | 0 | 0 | 0 | 0 | 0 | 0 | 0 | 0 | 0 | 0 | 0 | 0 | 0 | 12
NO |  | 17 | 2012 | 2 | 6 | 6 |  | Cumberland | Fayetteville (North) | 230 | 230 | W-H Fr. | 8.58 | 0 | 1 | 2515MCMA | 0 | 0 | 0 | 0 | 0 | 0 | 0 | 0 | 0 | 0 | 0 | 0 | 0 | 0 | 0 | 0 | 0 | 0 | 0 | 0 | 0 | 0 | 0 | 12
NO |  | 17 | 2012 | 2 | 7 | 7 |  | Cumberland | Fayetteville (South) | 230 | 230 | W-H Fr. | 13.73 | 0 | 1 | 2515MCMA | 0 | 0 | 0 | 0 | 0 | 0 | 0 | 0 | 0 | 0 | 0 | 0 | 0 | 0 | 0 | 0 | 0 | 0 | 0 | 0 | 0 | 0 | 0 | 12
NO |  | 17 | 2012 | 2 | 8 | 8 |  | Cumberland | Whiteville | 230 | 230 | W-H Fr. | 40.93 | 0 | 1 | 1272&2515MCMA | 0 | 0 | 0 | 0 | 0 | 0 | 0 | 0 | 0 | 0 | 0 | 0 | 0 | 0 | 0 | 0 | 0 | 0 | 0 | 0 | 0 | 0 | 0 | 12
NO |  | 17 | 2012 | 2 | 9 | 9 |  | Durham | East Durham (DPC) | 230 | 230 | DC-SH Fr. | 0.75 | 0 | 2 | 1272MCMA(B) | 0 | 0 | 0 | 0 | 0 | 0 | 0 | 0 | 0 | 0 | 0 | 0 | 0 | 0 | 0 | 0 | 0 | 0 | 0 | 0 | 0 | 0 | 0 | 12
NO |  | 17 | 2012 | 2 | 10 | 10 |  | Durham | East Durham (DPC) | 230 | 230 | C-H Fr. | 0.6 | 0 | 1 | 1272MCMA(B) | 0 | 0 | 0 | 0 | 0 | 0 | 0 | 0 | 0 | 0 | 0 | 0 | 0 | 0 | 0 | 0 | 0 | 0 | 0 | 0 | 0 | 0 | 0 | 12
NO |  | 17 | 2012 | 2 | 11 | 11 |  | Durham | East Durham (DPC) | 230 | 230 | W-H Fr. | 8.31 | 0 | 1 | 1272MCMA(B) | 0 | 0 | 0 | 0 | 0 | 0 | 0 | 0 | 0 | 0 | 0 | 0 | 0 | 0 | 0 | 0 | 0 | 0 | 0 | 0 | 0 | 0 | 0 | 12
NO |  | 17 | 2012 | 2 | 12 | 12 |  | Durham | Falls | 230 | 230 | S-HFR | 3.53 | 0 | 1 | 2-1590MCMA | 0 | 0 | 0 | 0 | 0 | 0 | 0 | 0 | 0 | 0 | 0 | 0 | 0 | 0 | 0 | 0 | 0 | 0 | 0 | 0 | 0 | 0 | 0 | 12
NO |  | 17 | 2012 | 2 | 13 | 13 |  | Durham | Falls | 230 | 230 | DC S-HFR | 9.14 | 0 | 2 | 2-1590MCMA | 0 | 0 | 0 | 0 | 0 | 0 | 0 | 0 | 0 | 0 | 0 | 0 | 0 | 0 | 0 | 0 | 0 | 0 | 0 | 0 | 0 | 0 | 0 | 12
NO |  | 17 | 2012 | 2 | 14 | 14 |  | Durham | Falls | 230 | 230 | S-SP | 1.15 | 0 | 1 | 2-1590MCMA | 0 | 0 | 0 | 0 | 0 | 0 | 0 | 0 | 0 | 0 | 0 | 0 | 0 | 0 | 0 | 0 | 0 | 0 | 0 | 0 | 0 | 0 | 0 | 12
NO |  | 17 | 2012 | 2 | 15 | 15 |  | Durham | Method | 230 | 230 | DC-SSP | 1.52 | 0 | 2 | 2515MCMA | 0 | 0 | 0 | 0 | 0 | 0 | 0 | 0 | 0 | 0 | 0 | 0 | 0 | 0 | 0 | 0 | 0 | 0 | 0 | 0 | 0 | 0 | 0 | 12
NO |  | 17 | 2012 | 2 | 16 | 16 |  | Durham | Method | 230 | 230 | S-SP | 13.53 | 0 | 1 | 2515MCMA | 0 | 0 | 0 | 0 | 0 | 0 | 0 | 0 | 0 | 0 | 0 | 0 | 0 | 0 | 0 | 0 | 0 | 0 | 0 | 0 | 0 | 0 | 0 | 12
NO |  | 17 | 2012 | 2 | 17 | 17 |  | Durham | Method | 230 | 230 | W-H Fr. | 1.15 | 0 | 1 | 2515&1272MCMA(B) | 0 | 0 | 0 | 0 | 0 | 0 | 0 | 0 | 0 | 0 | 0 | 0 | 0 | 0 | 0 | 0 | 0 | 0 | 0 | 0 | 0 | 0 | 0 | 12
NO |  | 17 | 2012 | 2 | 18 | 18 |  | Durham | RTP | 230 | 230 | s-hfr | 10.1 | 0 | 1 | 1272MCMA | 0 | 0 | 0 | 0 | 0 | 0 | 0 | 0 | 0 | 0 | 0 | 0 | 0 | 0 | 0 | 0 | 0 | 0 | 0 | 0 | 0 | 0 | 0 | 12
NO |  | 17 | 2012 | 2 | 19 | 19 |  | Erwin | Fayetteville East | 230 | 230 | W-H Fr. | 23.09 | 0 | 1 | 1272MCMA | 0 | 0 | 0 | 0 | 0 | 0 | 0 | 0 | 0 | 0 | 0 | 0 | 0 | 0 | 0 | 0 | 0 | 0 | 0 | 0 | 0 | 0 | 0 | 12
NO |  | 17 | 2012 | 2 | 20 | 20 |  | Erwin | Milburnie | 230 | 230 | S-HFR | 0.5 | 0 | 1 | 1272MCMA | 0 | 0 | 0 | 0 | 0 | 0 | 0 | 0 | 0 | 0 | 0 | 0 | 0 | 0 | 0 | 0 | 0 | 0 | 0 | 0 | 0 | 0 | 0 | 12
NO |  | 17 | 2012 | 2 | 21 | 21 |  | Erwin | Milburnie | 230 | 230 | S-SP | 0.71 | 0 | 1 | 1272MCMA | 0 | 0 | 0 | 0 | 0 | 0 | 0 | 0 | 0 | 0 | 0 | 0 | 0 | 0 | 0 | 0 | 0 | 0 | 0 | 0 | 0 | 0 | 0 | 12
NO |  | 17 | 2012 | 2 | 22 | 22 |  | Erwin | Milburnie | 230 | 230 | DC-T | 1.83 | 0 | 2 | 1272MCMA | 0 | 0 | 0 | 0 | 0 | 0 | 0 | 0 | 0 | 0 | 0 | 0 | 0 | 0 | 0 | 0 | 0 | 0 | 0 | 0 | 0 | 0 | 0 | 12
NO |  | 17 | 2012 | 2 | 23 | 23 |  | Erwin | Milburnie | 230 | 230 | W-H Fr. | 34.08 | 0 | 1 | 1272MCMA | 0 | 0 | 0 | 0 | 0 | 0 | 0 | 0 | 0 | 0 | 0 | 0 | 0 | 0 | 0 | 0 | 0 | 0 | 0 | 0 | 0 | 0 | 0 | 12
NO |  | 17 | 2012 | 2 | 24 | 24 |  | Erwin | Selma | 230 | 230 | S-SP | 3.14 | 0 | 1 | 1272MCMA | 0 | 0 | 0 | 0 | 0 | 0 | 0 | 0 | 0 | 0 | 0 | 0 | 0 | 0 | 0 | 0 | 0 | 0 | 0 | 0 | 0 | 0 | 0 | 12
NO |  | 17 | 2012 | 2 | 25 | 25 |  | Erwin | Selma | 230 | 230 | W-H Fr. | 22.06 | 0 | 1 | 1272MCMA | 0 | 0 | 0 | 0 | 0 | 0 | 0 | 0 | 0 | 0 | 0 | 0 | 0 | 0 | 0 | 0 | 0 | 0 | 0 | 0 | 0 | 0 | 0 | 12
NO |  | 17 | 2012 | 2 | 26 | 26 |  | Falls | Milburnie | 230 | 230 | DC-T | 10.92 | 0 | 2 | 1272MCMA | 0 | 0 | 0 | 0 | 0 | 0 | 0 | 0 | 0 | 0 | 0 | 0 | 0 | 0 | 0 | 0 | 0 | 0 | 0 | 0 | 0 | 0 | 0 | 12
NO |  | 17 | 2012 | 2 | 27 | 27 |  | Falls | Milburnie | 230 | 230 | S-H Fr. | 0.32 | 0 | 1 | 1272MCMA | 0 | 0 | 0 | 0 | 0 | 0 | 0 | 0 | 0 | 0 | 0 | 0 | 0 | 0 | 0 | 0 | 0 | 0 | 0 | 0 | 0 | 0 | 0 | 12
NO |  | 17 | 2012 | 2 | 28 | 28 |  | Fayetteville | Fayetteville East | 230 | 230 | DC-T | 0.97 | 0 | 2 | 1272MCMA | 0 | 0 | 0 | 0 | 0 | 0 | 0 | 0 | 0 | 0 | 0 | 0 | 0 | 0 | 0 | 0 | 0 | 0 | 0 | 0 | 0 | 0 | 0 | 12
NO |  | 17 | 2012 | 2 | 29 | 29 |  | Fayetteville | Fayetteville East | 230 | 230 | W-H Fr. | 9.82 | 0 | 1 | 1272MCMA | 0 | 0 | 0 | 0 | 0 | 0 | 0 | 0 | 0 | 0 | 0 | 0 | 0 | 0 | 0 | 0 | 0 | 0 | 0 | 0 | 0 | 0 | 0 | 12
NO |  | 17 | 2012 | 2 | 30 | 30 |  | Fayetteville | Fort Bragg Woodruff St. | 230 | 230 | DC-SSP | 0.21 | 0 | 2 | 1272MCMA(B) | 0 | 0 | 0 | 0 | 0 | 0 | 0 | 0 | 0 | 0 | 0 | 0 | 0 | 0 | 0 | 0 | 0 | 0 | 0 | 0 | 0 | 0 | 0 | 12
NO |  | 17 | 2012 | 2 | 31 | 31 |  | Fayetteville | Fort Bragg Woodruff St. | 230 | 230 | S-SP | 6.99 | 0 | 1 | 2515&1272MCMA(B) | 0 | 0 | 0 | 0 | 0 | 0 | 0 | 0 | 0 | 0 | 0 | 0 | 0 | 0 | 0 | 0 | 0 | 0 | 0 | 0 | 0 | 0 | 0 | 12
NO |  | 17 | 2012 | 2 | 32 | 32 |  | Fayetteville | Fort Bragg Woodruff St. | 230 | 230 | W-H Fr. | 13.68 | 0 | 1 | 1272MCMA(B) | 0 | 0 | 0 | 0 | 0 | 0 | 0 | 0 | 0 | 0 | 0 | 0 | 0 | 0 | 0 | 0 | 0 | 0 | 0 | 0 | 0 | 0 | 0 | 12
NO |  | 17 | 2012 | 2 | 33 | 33 |  | Fayetteville | Raeford | 230 | 230 | DC-SSP | 2.15 | 0 | 2 | 1272MCMA(B) | 0 | 0 | 0 | 0 | 0 | 0 | 0 | 0 | 0 | 0 | 0 | 0 | 0 | 0 | 0 | 0 | 0 | 0 | 0 | 0 | 0 | 0 | 0 | 12
NO |  | 17 | 2012 | 2 | 34 | 34 |  | Fayetteville | Raeford | 230 | 230 | W-H Fr. | 14.79 | 0 | 1 | 1272MCMA(B) | 0 | 0 | 0 | 0 | 0 | 0 | 0 | 0 | 0 | 0 | 0 | 0 | 0 | 0 | 0 | 0 | 0 | 0 | 0 | 0 | 0 | 0 | 0 | 12
NO |  | 17 | 2012 | 2 | 35 | 35 |  | Fayetteville | Rockingham | 230 | 230 | W-H Fr. | 50.92 | 1.88 | 1 | 1272MCMA | 0 | 0 | 0 | 0 | 0 | 0 | 0 | 0 | 0 | 0 | 0 | 0 | 0 | 0 | 0 | 0 | 0 | 0 | 0 | 0 | 0 | 0 | 0 | 12
NO |  | 17 | 2012 | 3 | 1 | 1 |  | Fayetteville | Rockingham | 230 | 230 | DC S-HFR | 2.63 | 0 | 2 | 1272MCMA | 0 | 0 | 0 | 0 | 0 | 0 | 0 | 0 | 0 | 0 | 0 | 0 | 0 | 0 | 0 | 0 | 0 | 0 | 0 | 0 | 0 | 0 | 0 | 12
NO |  | 17 | 2012 | 3 | 2 | 2 |  | Fayetteville | Rockingham | -230 | -230 | (W-HFR) | -2.3 | 0 | -1 | (1272MCMA) | 0 | 0 | 0 | 0 | 0 | 0 | 0 | 0 | 0 | 0 | 0 | 0 | 0 | 0 | 0 | 0 | 0 | 0 | 0 | 0 | 0 | 0 | 0 | 12
NO |  | 17 | 2012 | 3 | 3 | 3 |  | Fayetteville East | Fort Bragg Woodruff St. | 230 | 230 | DC-SH Fr. | 6.44 | 0 | 2 | 1590MCMA | 0 | 0 | 0 | 0 | 0 | 0 | 0 | 0 | 0 | 0 | 0 | 0 | 0 | 0 | 0 | 0 | 0 | 0 | 0 | 0 | 0 | 0 | 0 | 12
NO |  | 17 | 2012 | 3 | 4 | 4 |  | Fayetteville East | Fort Bragg Woodruff St. | 230 | 230 | S-SP | 3.73 | 0.21 | 1 | 1590MCMA | 0 | 0 | 0 | 0 | 0 | 0 | 0 | 0 | 0 | 0 | 0 | 0 | 0 | 0 | 0 | 0 | 0 | 0 | 0 | 0 | 0 | 0 | 0 | 12
NO |  | 17 | 2012 | 3 | 5 | 5 |  | Fayetteville East | Fort Bragg Woodruff St. | 230 | 230 | DC S-SP | 0.03 | 0 | 2 | 1590MCMA | 0 | 0 | 0 | 0 | 0 | 0 | 0 | 0 | 0 | 0 | 0 | 0 | 0 | 0 | 0 | 0 | 0 | 0 | 0 | 0 | 0 | 0 | 0 | 12
NO |  | 17 | 2012 | 3 | 6 | 6 |  | Fort Bragg Woodruff St. | Richmond Sub | 230 | 230 | S-SP | 5.98 | 0 | 1 | 21590MCMA | 0 | 0 | 0 | 0 | 0 | 0 | 0 | 0 | 0 | 0 | 0 | 0 | 0 | 0 | 0 | 0 | 0 | 0 | 0 | 0 | 0 | 0 | 0 | 12
NO |  | 17 | 2012 | 3 | 7 | 7 |  | Fort Bragg Woodruff St. | Richmond Sub | 230 | 230 | DC S-HFR | 2.77 | 0 | 2 | 21590MCMA | 0 | 0 | 0 | 0 | 0 | 0 | 0 | 0 | 0 | 0 | 0 | 0 | 0 | 0 | 0 | 0 | 0 | 0 | 0 | 0 | 0 | 0 | 0 | 12
NO |  | 17 | 2012 | 3 | 8 | 8 |  | Fort Bragg Woodruff St. | Richmond Sub | 230 | 230 | S-SP | 3.7 | 0 | 1 | 2-1590MCMA | 0 | 0 | 0 | 0 | 0 | 0 | 0 | 0 | 0 | 0 | 0 | 0 | 0 | 0 | 0 | 0 | 0 | 0 | 0 | 0 | 0 | 0 | 0 | 12
NO |  | 17 | 2012 | 3 | 9 | 9 |  | Fort Bragg Woodruff St. | Richmond Sub | 230 | 230 | S-HFR | 51.32 | 0 | 1 | 2-1590MCMA | 0 | 0 | 0 | 0 | 0 | 0 | 0 | 0 | 0 | 0 | 0 | 0 | 0 | 0 | 0 | 0 | 0 | 0 | 0 | 0 | 0 | 0 | 0 | 12
NO |  | 17 | 2012 | 3 | 10 | 10 |  | Greenville | Everetts (VP) | 230 | 230 | DC-T | 0.61 | 0 | 1 | 1109MCMA | 0 | 0 | 0 | 0 | 0 | 0 | 0 | 0 | 0 | 0 | 0 | 0 | 0 | 0 | 0 | 0 | 0 | 0 | 0 | 0 | 0 | 0 | 0 | 12
NO |  | 17 | 2012 | 3 | 11 | 11 |  | Greenville | Wilson | 230 | 230 | W-H Fr. | 14.56 | 0 | 1 | 1272&546MCMA(B) | 0 | 0 | 0 | 0 | 0 | 0 | 0 | 0 | 0 | 0 | 0 | 0 | 0 | 0 | 0 | 0 | 0 | 0 | 0 | 0 | 0 | 0 | 0 | 12
NO |  | 17 | 2012 | 3 | 12 | 12 |  | Greenville | Wilson | 230 | 230 | DC-T | 0.65 | 0 | 1 | 546MCMA(B) | 0 | 0 | 0 | 0 | 0 | 0 | 0 | 0 | 0 | 0 | 0 | 0 | 0 | 0 | 0 | 0 | 0 | 0 | 0 | 0 | 0 | 0 | 0 | 12
NO |  | 17 | 2012 | 3 | 13 | 13 |  | Harris Plant | Siler City | 230 | 230 | S-H Fr. | 10.79 | 0 | 1 | 1272MCMA(B) | 0 | 0 | 0 | 0 | 0 | 0 | 0 | 0 | 0 | 0 | 0 | 0 | 0 | 0 | 0 | 0 | 0 | 0 | 0 | 0 | 0 | 0 | 0 | 12
NO |  | 17 | 2012 | 3 | 14 | 14 |  | Harris Plant | Siler City | 230 | 230 | W-H Fr. | 20.69 | 0 | 1 | 2515&1272MCMA(B) | 0 | 0 | 0 | 0 | 0 | 0 | 0 | 0 | 0 | 0 | 0 | 0 | 0 | 0 | 0 | 0 | 0 | 0 | 0 | 0 | 0 | 0 | 0 | 12
NO |  | 17 | 2012 | 3 | 15 | 15 |  | Harris Plant | Apex US #1 | 230 | 230 | W-H Fr. | 3.96 | 0 | 1 | 1272MCMA(B) | 0 | 0 | 0 | 0 | 0 | 0 | 0 | 0 | 0 | 0 | 0 | 0 | 0 | 0 | 0 | 0 | 0 | 0 | 0 | 0 | 0 | 0 | 0 | 12
NO |  | 17 | 2012 | 3 | 16 | 16 |  | Harris Plant | Erwin | 230 | 230 | S-H Fr. | 0.92 | 0 | 1 | 1272MCMA(B) | 0 | 0 | 0 | 0 | 0 | 0 | 0 | 0 | 0 | 0 | 0 | 0 | 0 | 0 | 0 | 0 | 0 | 0 | 0 | 0 | 0 | 0 | 0 | 12
NO |  | 17 | 2012 | 3 | 17 | 17 |  | Harris Plant | Erwin | 230 | 230 | W-H Fr. | 28.85 | 0 | 1 | 1272MCMA(B) | 0 | 0 | 0 | 0 | 0 | 0 | 0 | 0 | 0 | 0 | 0 | 0 | 0 | 0 | 0 | 0 | 0 | 0 | 0 | 0 | 0 | 0 | 0 | 12
NO |  | 17 | 2012 | 3 | 18 | 18 |  | Harris Plant | Fort Bragg Woodruff St. | 230 | 230 | DC-SSP | 1.15 | 0 | 2 | 1272MCMA(B) | 0 | 0 | 0 | 0 | 0 | 0 | 0 | 0 | 0 | 0 | 0 | 0 | 0 | 0 | 0 | 0 | 0 | 0 | 0 | 0 | 0 | 0 | 0 | 12
NO |  | 17 | 2012 | 3 | 19 | 19 |  | Harris Plant | Fort Bragg Woodruff St. | 230 | 230 | S-H Fr. | 0.27 | 0 | 1 | 1272MCMA(B) | 0 | 0 | 0 | 0 | 0 | 0 | 0 | 0 | 0 | 0 | 0 | 0 | 0 | 0 | 0 | 0 | 0 | 0 | 0 | 0 | 0 | 0 | 0 | 12
NO |  | 17 | 2012 | 3 | 20 | 20 |  | Harris Plant | Fort Bragg Woodruff St. | 230 | 230 | W-H Fr. | 34.23 | 0 | 1 | 1272MCMA(B) | 0 | 0 | 0 | 0 | 0 | 0 | 0 | 0 | 0 | 0 | 0 | 0 | 0 | 0 | 0 | 0 | 0 | 0 | 0 | 0 | 0 | 0 | 0 | 12
NO |  | 17 | 2012 | 3 | 21 | 21 |  | Harris Plant | Wake | 230 | 230 | S-SP | 5.39 | 0 | 1 | 1590MCMA(B) | 0 | 0 | 0 | 0 | 0 | 0 | 0 | 0 | 0 | 0 | 0 | 0 | 0 | 0 | 0 | 0 | 0 | 0 | 0 | 0 | 0 | 0 | 0 | 12
NO |  | 17 | 2012 | 3 | 22 | 22 |  | Harris Plant | Wake | 230 | 230 | S-H Fr. | 32.39 | 0 | 1 | 1590MCMA(B) | 0 | 0 | 0 | 0 | 0 | 0 | 0 | 0 | 0 | 0 | 0 | 0 | 0 | 0 | 0 | 0 | 0 | 0 | 0 | 0 | 0 | 0 | 0 | 12
NO |  | 17 | 2012 | 3 | 23 | 23 |  | Havelock | Jacksonville | 230 | 230 | DC-T | 10.41 | 0 | 2 | 1272MCMA | 0 | 0 | 0 | 0 | 0 | 0 | 0 | 0 | 0 | 0 | 0 | 0 | 0 | 0 | 0 | 0 | 0 | 0 | 0 | 0 | 0 | 0 | 0 | 12
NO |  | 17 | 2012 | 3 | 24 | 24 |  | Havelock | Jacksonville | 230 | 230 | W-H Fr. | 27.84 | 0 | 1 | 1272&556MCMA(B) | 0 | 0 | 0 | 0 | 0 | 0 | 0 | 0 | 0 | 0 | 0 | 0 | 0 | 0 | 0 | 0 | 0 | 0 | 0 | 0 | 0 | 0 | 0 | 12
NO |  | 17 | 2012 | 3 | 25 | 25 |  | Havelock | Morehead Wildwood | 230 | 230 | DC-SSP | 0.27 | 0 | 2 | 1590MCMA | 0 | 0 | 0 | 0 | 0 | 0 | 0 | 0 | 0 | 0 | 0 | 0 | 0 | 0 | 0 | 0 | 0 | 0 | 0 | 0 | 0 | 0 | 0 | 12
NO |  | 17 | 2012 | 3 | 26 | 26 |  | Havelock | Morehead Wildwood | 230 | 230 | W-H Fr. | 14.82 | 0 | 1 | 1590MCMA | 0 | 0 | 0 | 0 | 0 | 0 | 0 | 0 | 0 | 0 | 0 | 0 | 0 | 0 | 0 | 0 | 0 | 0 | 0 | 0 | 0 | 0 | 0 | 12
NO |  | 17 | 2012 | 3 | 27 | 27 |  | Havelock | Morehead Wildwood | 230 | 230 | S-SP | 0.23 | 0 | 1 | 1590MCMA | 0 | 0 | 0 | 0 | 0 | 0 | 0 | 0 | 0 | 0 | 0 | 0 | 0 | 0 | 0 | 0 | 0 | 0 | 0 | 0 | 0 | 0 | 0 | 12
NO |  | 17 | 2012 | 3 | 28 | 28 |  | Havelock | New Bern | 230 | 230 | DC-T | 0.13 | 0 | 2 | 1272MCMA | 0 | 0 | 0 | 0 | 0 | 0 | 0 | 0 | 0 | 0 | 0 | 0 | 0 | 0 | 0 | 0 | 0 | 0 | 0 | 0 | 0 | 0 | 0 | 12
NO |  | 17 | 2012 | 3 | 29 | 29 |  | Havelock | New Bern | 230 | 230 | W-H Fr. | 23.34 | 0 | 1 | 1272MCMA | 0 | 0 | 0 | 0 | 0 | 0 | 0 | 0 | 0 | 0 | 0 | 0 | 0 | 0 | 0 | 0 | 0 | 0 | 0 | 0 | 0 | 0 | 0 | 12
NO |  | 17 | 2012 | 3 | 30 | 30 |  | Havelock Sub | Havelock Cap Bank | 230 | 230 | S-HFR | 0.07 | 0 | 1 | 795MCMA | 0 | 0 | 0 | 0 | 0 | 0 | 0 | 0 | 0 | 0 | 0 | 0 | 0 | 0 | 0 | 0 | 0 | 0 | 0 | 0 | 0 | 0 | 0 | 12
NO |  | 17 | 2012 | 3 | 31 | 31 |  | Henderson | Person | 230 | 230 | DC-T | 2.46 | 0 | 2 | 1272MCMA | 0 | 0 | 0 | 0 | 0 | 0 | 0 | 0 | 0 | 0 | 0 | 0 | 0 | 0 | 0 | 0 | 0 | 0 | 0 | 0 | 0 | 0 | 0 | 12
NO |  | 17 | 2012 | 3 | 32 | 32 |  | Henderson | Person | 230 | 230 | W-H Fr. | 37.47 | 0 | 1 | 1272MCMA | 0 | 0 | 0 | 0 | 0 | 0 | 0 | 0 | 0 | 0 | 0 | 0 | 0 | 0 | 0 | 0 | 0 | 0 | 0 | 0 | 0 | 0 | 0 | 12
NO |  | 17 | 2012 | 3 | 33 | 33 |  | Jacksonville | New Bern | 230 | 230 | W-H Fr. | 30.41 | 0 | 1 | 1272MCMA | 0 | 0 | 0 | 0 | 0 | 0 | 0 | 0 | 0 | 0 | 0 | 0 | 0 | 0 | 0 | 0 | 0 | 0 | 0 | 0 | 0 | 0 | 0 | 12
NO |  | 17 | 2012 | 3 | 34 | 34 |  | Jacksonville | Wallace | 230 | 230 | W-H Fr. | 30.82 | 0 | 1 | 1272MCMA | 0 | 0 | 0 | 0 | 0 | 0 | 0 | 0 | 0 | 0 | 0 | 0 | 0 | 0 | 0 | 0 | 0 | 0 | 0 | 0 | 0 | 0 | 0 | 12
NO |  | 17 | 2012 | 3 | 35 | 35 |  | Kinston DuPont | Wommack | 230 | 230 | S-SP | 0.14 | 0 | 1 | 1272MCMA | 0 | 0 | 0 | 0 | 0 | 0 | 0 | 0 | 0 | 0 | 0 | 0 | 0 | 0 | 0 | 0 | 0 | 0 | 0 | 0 | 0 | 0 | 0 | 12
NO |  | 17 | 2012 | 4 | 1 | 1 |  | Kinston DuPont | Wommack | 230 | 230 | W-H Fr. | 2.21 | 0 | 1 | 1272MCMA | 0 | 0 | 0 | 0 | 0 | 0 | 0 | 0 | 0 | 0 | 0 | 0 | 0 | 0 | 0 | 0 | 0 | 0 | 0 | 0 | 0 | 0 | 0 | 12
NO |  | 17 | 2012 | 4 | 2 | 2 |  | Kinston DuPont | Wommack | 230 | 230 | S-HFR | 16.85 | 0 | 1 | 1272MCMA | 0 | 0 | 0 | 0 | 0 | 0 | 0 | 0 | 0 | 0 | 0 | 0 | 0 | 0 | 0 | 0 | 0 | 0 | 0 | 0 | 0 | 0 | 0 | 12
NO |  | 17 | 2012 | 4 | 3 | 3 |  | Laurinburg | Richmond | 230 | 230 | C-SP | 3.32 | 0 | 1 | 2515MCMA | 0 | 0 | 0 | 0 | 0 | 0 | 0 | 0 | 0 | 0 | 0 | 0 | 0 | 0 | 0 | 0 | 0 | 0 | 0 | 0 | 0 | 0 | 0 | 12
NO |  | 17 | 2012 | 4 | 4 | 4 |  | Laurinburg | Richmond | 230 | 230 | W-H Fr. | 17.12 | 0 | 1 | 2515&1272MCMA(B) | 0 | 0 | 0 | 0 | 0 | 0 | 0 | 0 | 0 | 0 | 0 | 0 | 0 | 0 | 0 | 0 | 0 | 0 | 0 | 0 | 0 | 0 | 0 | 12
NO |  | 17 | 2012 | 4 | 5 | 5 |  | Lee Sub | Milburnie | 230 | 230 | S-SP | 0.43 | 0 | 1 | 1272MCMA | 0 | 0 | 0 | 0 | 0 | 0 | 0 | 0 | 0 | 0 | 0 | 0 | 0 | 0 | 0 | 0 | 0 | 0 | 0 | 0 | 0 | 0 | 0 | 12
NO |  | 17 | 2012 | 4 | 6 | 6 |  | Lee Sub | Milburnie | 230 | 230 | W-H Fr. | 40.3 | 1.36 | 1 | 1272MCMA | 0 | 0 | 0 | 0 | 0 | 0 | 0 | 0 | 0 | 0 | 0 | 0 | 0 | 0 | 0 | 0 | 0 | 0 | 0 | 0 | 0 | 0 | 0 | 12
NO |  | 17 | 2012 | 4 | 7 | 7 |  | Lee Sub | Mt. Olive | 230 | 230 | S-HFR | 0.23 | 0 | 1 | 1590MCMA | 0 | 0 | 0 | 0 | 0 | 0 | 0 | 0 | 0 | 0 | 0 | 0 | 0 | 0 | 0 | 0 | 0 | 0 | 0 | 0 | 0 | 0 | 0 | 12
NO |  | 17 | 2012 | 4 | 8 | 8 |  | Lee Sub | Mt. Olive | 230 | 230 | S-SP | 10.39 | 0 | 1 | 1590MCMA | 0 | 0 | 0 | 0 | 0 | 0 | 0 | 0 | 0 | 0 | 0 | 0 | 0 | 0 | 0 | 0 | 0 | 0 | 0 | 0 | 0 | 0 | 0 | 12
NO |  | 17 | 2012 | 4 | 9 | 9 |  | Lee Sub | Mt. Olive | 230 | 230 | DC S-HFR | 3.21 | 0 | 2 | 1590MCMA | 0 | 0 | 0 | 0 | 0 | 0 | 0 | 0 | 0 | 0 | 0 | 0 | 0 | 0 | 0 | 0 | 0 | 0 | 0 | 0 | 0 | 0 | 0 | 12
NO |  | 17 | 2012 | 4 | 10 | 10 |  | Lee Sub | Selma | 230 | 230 | S-SP | 0.24 | 0 | 1 | 2515&1272MCMA(B) | 0 | 0 | 0 | 0 | 0 | 0 | 0 | 0 | 0 | 0 | 0 | 0 | 0 | 0 | 0 | 0 | 0 | 0 | 0 | 0 | 0 | 0 | 0 | 12
NO |  | 17 | 2012 | 4 | 11 | 11 |  | Lee Sub | Selma | 230 | 230 | W-H Fr. | 16.54 | 0 | 1 | 1272MCMA(B) | 0 | 0 | 0 | 0 | 0 | 0 | 0 | 0 | 0 | 0 | 0 | 0 | 0 | 0 | 0 | 0 | 0 | 0 | 0 | 0 | 0 | 0 | 0 | 12
NO |  | 17 | 2012 | 4 | 12 | 12 |  | Lee Sub | Wommack (North) | 230 | 230 | W-H Fr. | 30.47 | 0 | 1 | 1272MCMA(B) | 0 | 0 | 0 | 0 | 0 | 0 | 0 | 0 | 0 | 0 | 0 | 0 | 0 | 0 | 0 | 0 | 0 | 0 | 0 | 0 | 0 | 0 | 0 | 12
NO |  | 17 | 2012 | 4 | 13 | 13 |  | Lee Sub | Wommack (South) | 230 | 230 | S-HFR | 29.45 | 0 | 1 | 2-1272MCMA | 0 | 0 | 0 | 0 | 0 | 0 | 0 | 0 | 0 | 0 | 0 | 0 | 0 | 0 | 0 | 0 | 0 | 0 | 0 | 0 | 0 | 0 | 0 | 12
NO |  | 17 | 2012 | 4 | 14 | 14 |  | Lilesville | DPC Oakboro (Black) | 230 | 230 | S-HFR | 24.7 | 0 | 1 | 1272 MCMA | 0 | 0 | 0 | 0 | 0 | 0 | 0 | 0 | 0 | 0 | 0 | 0 | 0 | 0 | 0 | 0 | 0 | 0 | 0 | 0 | 0 | 0 | 0 | 12
NO |  | 17 | 2012 | 4 | 15 | 15 |  | Lilesville | DPC Oakboro (White) | 230 | 230 | S-HFR | 24.7 | 0 | 1 | 1272 MCMA | 0 | 0 | 0 | 0 | 0 | 0 | 0 | 0 | 0 | 0 | 0 | 0 | 0 | 0 | 0 | 0 | 0 | 0 | 0 | 0 | 0 | 0 | 0 | 12
NO |  | 17 | 2012 | 4 | 16 | 16 |  | LIlesville | Rockingham (Black) | 230 | 230 | S-HFR | 10.36 | 0 | 1 | 1272 MCMA | 0 | 0 | 0 | 0 | 0 | 0 | 0 | 0 | 0 | 0 | 0 | 0 | 0 | 0 | 0 | 0 | 0 | 0 | 0 | 0 | 0 | 0 | 0 | 12
NO |  | 17 | 2012 | 4 | 17 | 17 |  | Lilesville | Rockingham (White) | 230 | 230 | S-HFR | 10.35 | 0 | 1 | 1272 MCMA | 0 | 0 | 0 | 0 | 0 | 0 | 0 | 0 | 0 | 0 | 0 | 0 | 0 | 0 | 0 | 0 | 0 | 0 | 0 | 0 | 0 | 0 | 0 | 12
NO |  | 17 | 2012 | 4 | 18 | 18 |  | MARION | WHITEVILLE | 230 | 230 | S-SP | 21.91 | 0 | 1 | 1590MCMA | 0 | 0 | 0 | 0 | 0 | 0 | 0 | 0 | 0 | 0 | 0 | 0 | 0 | 0 | 0 | 0 | 0 | 0 | 0 | 0 | 0 | 0 | 0 | 12
NO |  | 17 | 2012 | 4 | 19 | 19 |  | Method | East Durham (DPC) | 230 | 230 | DC-SH Fr. | 0.77 | 0 | 2 | 1272MCMA(B) | 0 | 0 | 0 | 0 | 0 | 0 | 0 | 0 | 0 | 0 | 0 | 0 | 0 | 0 | 0 | 0 | 0 | 0 | 0 | 0 | 0 | 0 | 0 | 12
NO |  | 17 | 2012 | 4 | 20 | 20 |  | Method | East Durham (DPC) | 230 | 230 | S-SP | 4.36 | 0 | 1 | 2515MCMA | 0 | 0 | 0 | 0 | 0 | 0 | 0 | 0 | 0 | 0 | 0 | 0 | 0 | 0 | 0 | 0 | 0 | 0 | 0 | 0 | 0 | 0 | 0 | 12
NO |  | 17 | 2012 | 4 | 21 | 21 |  | Method | East Durham (DPC) | 230 | 230 | C-H Fr. | 0.55 | 0 | 1 | 1272MCMA(B) | 0 | 0 | 0 | 0 | 0 | 0 | 0 | 0 | 0 | 0 | 0 | 0 | 0 | 0 | 0 | 0 | 0 | 0 | 0 | 0 | 0 | 0 | 0 | 12
NO |  | 17 | 2012 | 4 | 22 | 22 |  | Method | East Durham (DPC) | 230 | 230 | W-H Fr. | 12.86 | 1.53 | 1 | 2515&1272MCMA(B) | 0 | 0 | 0 | 0 | 0 | 0 | 0 | 0 | 0 | 0 | 0 | 0 | 0 | 0 | 0 | 0 | 0 | 0 | 0 | 0 | 0 | 0 | 0 | 12
NO |  | 17 | 2012 | 4 | 23 | 23 |  | Method | East Durham (DPC) | 230 | 230 | S-H Fr. | 2.16 | 0 | 1 | 1272MCMA(B) | 0 | 0 | 0 | 0 | 0 | 0 | 0 | 0 | 0 | 0 | 0 | 0 | 0 | 0 | 0 | 0 | 0 | 0 | 0 | 0 | 0 | 0 | 0 | 12
NO |  | 17 | 2012 | 4 | 24 | 24 |  | Method | Milburnie | 230 | 230 | DC-SSP | 4.1 | 0 | 2 | 1272MCMA | 0 | 0 | 0 | 0 | 0 | 0 | 0 | 0 | 0 | 0 | 0 | 0 | 0 | 0 | 0 | 0 | 0 | 0 | 0 | 0 | 0 | 0 | 0 | 12
NO |  | 17 | 2012 | 4 | 25 | 25 |  | Method | Milburnie | 230 | 230 | S-SP | 3.79 | 0 | 1 | 1272MCMA | 0 | 0 | 0 | 0 | 0 | 0 | 0 | 0 | 0 | 0 | 0 | 0 | 0 | 0 | 0 | 0 | 0 | 0 | 0 | 0 | 0 | 0 | 0 | 12
NO |  | 17 | 2012 | 4 | 26 | 26 |  | Method | Milburnie | 230 | 230 | W-SP | 4.59 | 0.26 | 1 | 1272MCMA | 0 | 0 | 0 | 0 | 0 | 0 | 0 | 0 | 0 | 0 | 0 | 0 | 0 | 0 | 0 | 0 | 0 | 0 | 0 | 0 | 0 | 0 | 0 | 12
NO |  | 17 | 2012 | 4 | 27 | 27 |  | Milburnie | Person | 230 | 230 | DC-T | 36.82 | 0 | 2 | 1272MCMA | 0 | 0 | 0 | 0 | 0 | 0 | 0 | 0 | 0 | 0 | 0 | 0 | 0 | 0 | 0 | 0 | 0 | 0 | 0 | 0 | 0 | 0 | 0 | 12
NO |  | 17 | 2012 | 4 | 28 | 28 |  | Milburnie | Person | 230 | 230 | S-H Fr. | 12.18 | 0 | 1 | 1272MCMA | 0 | 0 | 0 | 0 | 0 | 0 | 0 | 0 | 0 | 0 | 0 | 0 | 0 | 0 | 0 | 0 | 0 | 0 | 0 | 0 | 0 | 0 | 0 | 12
NO |  | 17 | 2012 | 4 | 29 | 29 |  | Milburnie | Person | 230 | 230 | W-H Fr. | 0.49 | 10.92 | 1 | 1272MCMA | 0 | 0 | 0 | 0 | 0 | 0 | 0 | 0 | 0 | 0 | 0 | 0 | 0 | 0 | 0 | 0 | 0 | 0 | 0 | 0 | 0 | 0 | 0 | 12
NO |  | 17 | 2012 | 4 | 30 | 30 |  | Milburnie | Wake | 230 | 230 | W-H Fr. | 7 | 0 | 1 | 1272MCMA(B) | 0 | 0 | 0 | 0 | 0 | 0 | 0 | 0 | 0 | 0 | 0 | 0 | 0 | 0 | 0 | 0 | 0 | 0 | 0 | 0 | 0 | 0 | 0 | 12
NO |  | 17 | 2012 | 4 | 31 | 31 |  | New Bern | Wommack (North) | 230 | 230 | S-H Fr. | 3.11 | 0 | 1 | 1272MCMA | 0 | 0 | 0 | 0 | 0 | 0 | 0 | 0 | 0 | 0 | 0 | 0 | 0 | 0 | 0 | 0 | 0 | 0 | 0 | 0 | 0 | 0 | 0 | 12
NO |  | 17 | 2012 | 4 | 32 | 32 |  | New Bern | Wommack (North) | 230 | 230 | S-SP | 0.14 | 0 | 1 | 1272MCMA | 0 | 0 | 0 | 0 | 0 | 0 | 0 | 0 | 0 | 0 | 0 | 0 | 0 | 0 | 0 | 0 | 0 | 0 | 0 | 0 | 0 | 0 | 0 | 12
NO |  | 17 | 2012 | 4 | 33 | 33 |  | New Bern | Wommack (North) | 230 | 230 | W-H Fr. | 28.78 | 0 | 1 | 1272MCMA | 0 | 0 | 0 | 0 | 0 | 0 | 0 | 0 | 0 | 0 | 0 | 0 | 0 | 0 | 0 | 0 | 0 | 0 | 0 | 0 | 0 | 0 | 0 | 12
NO |  | 17 | 2012 | 4 | 34 | 34 |  | New Bern | Wommack (South) | 230 | 230 | W-HFR | 33.87 | 0 | 1 | 1272MCMA | 0 | 0 | 0 | 0 | 0 | 0 | 0 | 0 | 0 | 0 | 0 | 0 | 0 | 0 | 0 | 0 | 0 | 0 | 0 | 0 | 0 | 0 | 0 | 12
NO |  | 17 | 2012 | 4 | 35 | 35 |  | Person | Rocky Mount | 230 | 230 | S-HFR | 2.6 | 0 | 1 | 1272MCMA | 0 | 0 | 0 | 0 | 0 | 0 | 0 | 0 | 0 | 0 | 0 | 0 | 0 | 0 | 0 | 0 | 0 | 0 | 0 | 0 | 0 | 0 | 0 | 12
NO |  | 17 | 2012 | 5 | 1 | 1 |  | Person | Rocky Mount | 230 | 230 | DC-SSP | 0.18 | 0 | 2 | 1272MCMA | 0 | 0 | 0 | 0 | 0 | 0 | 0 | 0 | 0 | 0 | 0 | 0 | 0 | 0 | 0 | 0 | 0 | 0 | 0 | 0 | 0 | 0 | 0 | 12
NO |  | 17 | 2012 | 5 | 2 | 2 |  | Person | Rocky Mount | 230 | 230 | T | 8.59 | 0 | 1 | 1272MCMA | 0 | 0 | 0 | 0 | 0 | 0 | 0 | 0 | 0 | 0 | 0 | 0 | 0 | 0 | 0 | 0 | 0 | 0 | 0 | 0 | 0 | 0 | 0 | 12
NO |  | 17 | 2012 | 5 | 3 | 3 |  | Person | Rocky Mount | 230 | 230 | W-H Fr. | 69.41 | 0 | 1 | 1272MCMA | 0 | 0 | 0 | 0 | 0 | 0 | 0 | 0 | 0 | 0 | 0 | 0 | 0 | 0 | 0 | 0 | 0 | 0 | 0 | 0 | 0 | 0 | 0 | 12
NO |  | 17 | 2012 | 5 | 4 | 4 |  | Person | Halifax (VP) | 230 | 230 | W-H Fr. | 4.85 | 0 | 1 | 1272MCMA | 0 | 0 | 0 | 0 | 0 | 0 | 0 | 0 | 0 | 0 | 0 | 0 | 0 | 0 | 0 | 0 | 0 | 0 | 0 | 0 | 0 | 0 | 0 | 12
NO |  | 17 | 2012 | 5 | 5 | 5 |  | Raeford | Richmond | 230 | 230 | W-H Fr. | 35.17 | 0 | 1 | 1272MCMA(B) | 0 | 0 | 0 | 0 | 0 | 0 | 0 | 0 | 0 | 0 | 0 | 0 | 0 | 0 | 0 | 0 | 0 | 0 | 0 | 0 | 0 | 0 | 0 | 12
NO |  | 17 | 2012 | 5 | 6 | 6 |  | Richmond | Rockingham | 230 | 230 | S-HFR | 0.4 | 0 | 1 | 2-1272MCMA(B) | 0 | 0 | 0 | 0 | 0 | 0 | 0 | 0 | 0 | 0 | 0 | 0 | 0 | 0 | 0 | 0 | 0 | 0 | 0 | 0 | 0 | 0 | 0 | 12
NO |  | 17 | 2012 | 5 | 7 | 7 |  | Richmond | Rockingham | 230 | 230 | W-H Fr. | 5.57 | 0 | 1 | 1272MCMA(B) | 0 | 0 | 0 | 0 | 0 | 0 | 0 | 0 | 0 | 0 | 0 | 0 | 0 | 0 | 0 | 0 | 0 | 0 | 0 | 0 | 0 | 0 | 0 | 12
NO |  | 17 | 2012 | 5 | 8 | 8 |  | Richmond | Rockingham | 230 | 230 | DCS C-SP | 1.41 | 0 | 1 | 21590MCMA | 0 | 0 | 0 | 0 | 0 | 0 | 0 | 0 | 0 | 0 | 0 | 0 | 0 | 0 | 0 | 0 | 0 | 0 | 0 | 0 | 0 | 0 | 0 | 12
NO |  | 17 | 2012 | 5 | 9 | 9 |  | Richmond | Rockingham | 230 | 230 | S-HFR | 6.4 | 0 | 1 | 21590MCMA | 0 | 0 | 0 | 0 | 0 | 0 | 0 | 0 | 0 | 0 | 0 | 0 | 0 | 0 | 0 | 0 | 0 | 0 | 0 | 0 | 0 | 0 | 0 | 12
NO |  | 17 | 2012 | 5 | 10 | 10 |  | Richmond County Plant | Richmond Substation (Black) | 230 | 230 | S-HFR | 1.09 | 0 | 1 | 21590MCMA(B) | 0 | 0 | 0 | 0 | 0 | 0 | 0 | 0 | 0 | 0 | 0 | 0 | 0 | 0 | 0 | 0 | 0 | 0 | 0 | 0 | 0 | 0 | 0 | 12
NO |  | 17 | 2012 | 5 | 11 | 11 |  | Richmond County Plant | Richmond Substation (White) | 230 | 230 | S-HFR | 0.88 | 0 | 1 | 21590MCMA(B) | 0 | 0 | 0 | 0 | 0 | 0 | 0 | 0 | 0 | 0 | 0 | 0 | 0 | 0 | 0 | 0 | 0 | 0 | 0 | 0 | 0 | 0 | 0 | 12
NO |  | 17 | 2012 | 5 | 12 | 12 |  | Richmond County Plant | Richmond 500kV Sub (Orange) | 230 | 230 | S-HFR | 1.56 | 0 | 1 | 21590MCMA | 0 | 0 | 0 | 0 | 0 | 0 | 0 | 0 | 0 | 0 | 0 | 0 | 0 | 0 | 0 | 0 | 0 | 0 | 0 | 0 | 0 | 0 | 0 | 12
NO |  | 17 | 2012 | 5 | 13 | 13 |  | Rockingham | Oakboro (DPC) B&W | 230 | 230 | DC-T | 34.83 | 0 | 2 | 954MCMA | 0 | 0 | 0 | 0 | 0 | 0 | 0 | 0 | 0 | 0 | 0 | 0 | 0 | 0 | 0 | 0 | 0 | 0 | 0 | 0 | 0 | 0 | 0 | 12
NO |  | 17 | 2012 | 5 | 14 | 14 |  | Rockingham | West End | 230 | 230 | DC-T | 5.75 | 0 | 2 | 1272MCMA | 0 | 0 | 0 | 0 | 0 | 0 | 0 | 0 | 0 | 0 | 0 | 0 | 0 | 0 | 0 | 0 | 0 | 0 | 0 | 0 | 0 | 0 | 0 | 12
NO |  | 17 | 2012 | 5 | 15 | 15 |  | Rockingham | West End | 230 | 230 | W-H Fr. | 28.24 | 0 | 1 | 1272MCMA | 0 | 0 | 0 | 0 | 0 | 0 | 0 | 0 | 0 | 0 | 0 | 0 | 0 | 0 | 0 | 0 | 0 | 0 | 0 | 0 | 0 | 0 | 0 | 12
NO |  | 17 | 2012 | 5 | 16 | 16 |  | Rockingham | West End | 230 | 230 | DC S-HFR | 2.3 | 0 | 2 | 2-1590MCMA | 0 | 0 | 0 | 0 | 0 | 0 | 0 | 0 | 0 | 0 | 0 | 0 | 0 | 0 | 0 | 0 | 0 | 0 | 0 | 0 | 0 | 0 | 0 | 12
NO |  | 17 | 2012 | 5 | 17 | 17 |  | Rockingham | West End | 230 | 230 | S-HFR | 29.81 | 0 | 1 | 2-1590MCMA | 0 | 0 | 0 | 0 | 0 | 0 | 0 | 0 | 0 | 0 | 0 | 0 | 0 | 0 | 0 | 0 | 0 | 0 | 0 | 0 | 0 | 0 | 0 | 12
NO |  | 17 | 2012 | 5 | 18 | 18 |  | Rocky Mount | Edgecombe (VP) | 230 | 230 | DC-T | 4.25 | 0 | 2 | 1272MCMA | 0 | 0 | 0 | 0 | 0 | 0 | 0 | 0 | 0 | 0 | 0 | 0 | 0 | 0 | 0 | 0 | 0 | 0 | 0 | 0 | 0 | 0 | 0 | 12
NO |  | 17 | 2012 | 5 | 19 | 19 |  | Rocky Mount | Edgecombe (VP) | 230 | 230 | DC-SSP | 0.3 | 0 | 2 | 1272MCMA | 0 | 0 | 0 | 0 | 0 | 0 | 0 | 0 | 0 | 0 | 0 | 0 | 0 | 0 | 0 | 0 | 0 | 0 | 0 | 0 | 0 | 0 | 0 | 12
NO |  | 17 | 2012 | 5 | 20 | 20 |  | Rocky Mount | Hornertown (VP) | 230 | 230 | T | 0 | 4.55 | 2 | 1272MCMA | 0 | 0 | 0 | 0 | 0 | 0 | 0 | 0 | 0 | 0 | 0 | 0 | 0 | 0 | 0 | 0 | 0 | 0 | 0 | 0 | 0 | 0 | 0 | 12
NO |  | 17 | 2012 | 5 | 21 | 21 |  | Rocky Mount | Wilson | 230 | 230 | S-SP | 0.85 | 0 | 1 | 1590MCMA | 0 | 0 | 0 | 0 | 0 | 0 | 0 | 0 | 0 | 0 | 0 | 0 | 0 | 0 | 0 | 0 | 0 | 0 | 0 | 0 | 0 | 0 | 0 | 12
NO |  | 17 | 2012 | 5 | 22 | 22 |  | Rocky Mount | Wilson | 230 | 230 | DC-SSP | 8.26 | 0 | 2 | 1590MCMA | 0 | 0 | 0 | 0 | 0 | 0 | 0 | 0 | 0 | 0 | 0 | 0 | 0 | 0 | 0 | 0 | 0 | 0 | 0 | 0 | 0 | 0 | 0 | 12
NO |  | 17 | 2012 | 5 | 23 | 23 |  | Rocky Mount | Wilson | 230 | 230 | DC S-HFR | 3.68 | 0 | 2 | 1590MCMA | 0 | 0 | 0 | 0 | 0 | 0 | 0 | 0 | 0 | 0 | 0 | 0 | 0 | 0 | 0 | 0 | 0 | 0 | 0 | 0 | 0 | 0 | 0 | 12
NO |  | 17 | 2012 | 5 | 24 | 24 |  | Roxboro Plant | East Danville (AEP) (North) | 230 | 230 | S-HFR | 1.79 | 0 | 1 | 1590MCMA | 0 | 0 | 0 | 0 | 0 | 0 | 0 | 0 | 0 | 0 | 0 | 0 | 0 | 0 | 0 | 0 | 0 | 0 | 0 | 0 | 0 | 0 | 0 | 12
NO |  | 17 | 2012 | 5 | 25 | 25 |  | Roxboro Plant | East Danville (AEP) (North) | 230 | 230 | DC S-HFR | 7.26 | 0 | 2 | 1590MCMA | 0 | 0 | 0 | 0 | 0 | 0 | 0 | 0 | 0 | 0 | 0 | 0 | 0 | 0 | 0 | 0 | 0 | 0 | 0 | 0 | 0 | 0 | 0 | 12
NO |  | 17 | 2012 | 5 | 26 | 26 |  | Roxboro Plant | East Danville (AEP) (North) | 230 | 230 | DC S-SP | 1.74 | 0 | 2 | 1590MCMA | 0 | 0 | 0 | 0 | 0 | 0 | 0 | 0 | 0 | 0 | 0 | 0 | 0 | 0 | 0 | 0 | 0 | 0 | 0 | 0 | 0 | 0 | 0 | 12
NO |  | 17 | 2012 | 5 | 27 | 27 |  | Roxboro Plant | East Danville (AEP) (South) | 230 | 230 | S-HFR | 1.82 | 0 | 1 | 1590MCMA | 0 | 0 | 0 | 0 | 0 | 0 | 0 | 0 | 0 | 0 | 0 | 0 | 0 | 0 | 0 | 0 | 0 | 0 | 0 | 0 | 0 | 0 | 0 | 12
NO |  | 17 | 2012 | 5 | 28 | 28 |  | Roxboro Plant | East Danville (AEP) (South) | 230 | 230 | DC S-HFR | 7.26 | 0 | 2 | 1590MCMA | 0 | 0 | 0 | 0 | 0 | 0 | 0 | 0 | 0 | 0 | 0 | 0 | 0 | 0 | 0 | 0 | 0 | 0 | 0 | 0 | 0 | 0 | 0 | 12
NO |  | 17 | 2012 | 5 | 29 | 29 |  | Roxboro Plant | East Danville (AEP) (South) | 230 | 230 | DC S-SP | 1.74 | 0 | 2 | 1590MCMA | 0 | 0 | 0 | 0 | 0 | 0 | 0 | 0 | 0 | 0 | 0 | 0 | 0 | 0 | 0 | 0 | 0 | 0 | 0 | 0 | 0 | 0 | 0 | 12
NO |  | 17 | 2012 | 5 | 30 | 30 |  | Roxboro Plant | Falls | 230 | 230 | DC-T | 0.15 | 0 | 2 | 1272MCMA | 0 | 0 | 0 | 0 | 0 | 0 | 0 | 0 | 0 | 0 | 0 | 0 | 0 | 0 | 0 | 0 | 0 | 0 | 0 | 0 | 0 | 0 | 0 | 12
NO |  | 17 | 2012 | 5 | 31 | 31 |  | Roxboro Plant | Falls | 230 | 230 | C-SP | 0.21 | 0 | 1 | 1590MCMA | 0 | 0 | 0 | 0 | 0 | 0 | 0 | 0 | 0 | 0 | 0 | 0 | 0 | 0 | 0 | 0 | 0 | 0 | 0 | 0 | 0 | 0 | 0 | 12
NO |  | 17 | 2012 | 5 | 32 | 32 |  | Roxboro Plant | Falls | 230 | 230 | S-H Fr. | 0.17 | 0 | 1 | 1272MCMA | 0 | 0 | 0 | 0 | 0 | 0 | 0 | 0 | 0 | 0 | 0 | 0 | 0 | 0 | 0 | 0 | 0 | 0 | 0 | 0 | 0 | 0 | 0 | 12
NO |  | 17 | 2012 | 5 | 33 | 33 |  | Roxboro Plant | Falls | 230 | 230 | W-H Fr. | 1.55 | 47.74 | 1 | 1272&1590MCMA | 0 | 0 | 0 | 0 | 0 | 0 | 0 | 0 | 0 | 0 | 0 | 0 | 0 | 0 | 0 | 0 | 0 | 0 | 0 | 0 | 0 | 0 | 0 | 12
NO |  | 17 | 2012 | 5 | 34 | 34 |  | Roxboro Plant | East Durham (East) (DPC) | 230 | 230 | C-H Fr. | 1.65 | 0 | 1 | 1272MCMA(B) | 0 | 0 | 0 | 0 | 0 | 0 | 0 | 0 | 0 | 0 | 0 | 0 | 0 | 0 | 0 | 0 | 0 | 0 | 0 | 0 | 0 | 0 | 0 | 12
NO |  | 17 | 2012 | 5 | 35 | 35 |  | Roxboro Plant | East Durham (East) (DPC) | 230 | 230 | W-H Fr. | 31.99 | 0.76 | 1 | 1272MCMA(B) | 0 | 0 | 0 | 0 | 0 | 0 | 0 | 0 | 0 | 0 | 0 | 0 | 0 | 0 | 0 | 0 | 0 | 0 | 0 | 0 | 0 | 0 | 0 | 12
NO |  | 17 | 2012 | 6 | 1 | 1 |  | Roxboro Plant | East Durham (West) (DPC) | 230 | 230 | C-H Fr. | 1.71 | 0 | 1 | 1272MCMA(B) | 0 | 0 | 0 | 0 | 0 | 0 | 0 | 0 | 0 | 0 | 0 | 0 | 0 | 0 | 0 | 0 | 0 | 0 | 0 | 0 | 0 | 0 | 0 | 12
NO |  | 17 | 2012 | 6 | 2 | 2 |  | Roxboro Plant | East Durham (West) (DPC) | 230 | 230 | W-H Fr. | 31.98 | 0.77 | 1 | 1272MCMA(B) | 0 | 0 | 0 | 0 | 0 | 0 | 0 | 0 | 0 | 0 | 0 | 0 | 0 | 0 | 0 | 0 | 0 | 0 | 0 | 0 | 0 | 0 | 0 | 12
NO |  | 17 | 2012 | 6 | 3 | 3 |  | Roxboro Plant | Eno (DPC) B&W | 230 | 230 | DC-T | 33.78 | 0 | 2 | 1272MCMA(B) | 0 | 0 | 0 | 0 | 0 | 0 | 0 | 0 | 0 | 0 | 0 | 0 | 0 | 0 | 0 | 0 | 0 | 0 | 0 | 0 | 0 | 0 | 0 | 12
NO |  | 17 | 2012 | 6 | 4 | 4 |  | Roxboro Plant | Person (Middle) | 230 | 230 | T | 0.14 | 0 | 1 | 1272MCMA(B) | 0 | 0 | 0 | 0 | 0 | 0 | 0 | 0 | 0 | 0 | 0 | 0 | 0 | 0 | 0 | 0 | 0 | 0 | 0 | 0 | 0 | 0 | 0 | 12
NO |  | 17 | 2012 | 6 | 5 | 5 |  | Roxboro Plant | Person (Middle) | 230 | 230 | C-H Fr. | 0.1 | 0 | 1 | 1272MCMA(B) | 0 | 0 | 0 | 0 | 0 | 0 | 0 | 0 | 0 | 0 | 0 | 0 | 0 | 0 | 0 | 0 | 0 | 0 | 0 | 0 | 0 | 0 | 0 | 12
NO |  | 17 | 2012 | 6 | 6 | 6 |  | Roxboro Plant | Person (Middle) | 230 | 230 | S-H Fr. | 1.83 | 0 | 1 | 1590MCMA(B) | 0 | 0 | 0 | 0 | 0 | 0 | 0 | 0 | 0 | 0 | 0 | 0 | 0 | 0 | 0 | 0 | 0 | 0 | 0 | 0 | 0 | 0 | 0 | 12
NO |  | 17 | 2012 | 6 | 7 | 7 |  | Roxboro Plant | Person (CEFFO) | 230 | 230 | C-SP | 0.21 | 0 | 1 | 1590MCMA(B) | 0 | 0 | 0 | 0 | 0 | 0 | 0 | 0 | 0 | 0 | 0 | 0 | 0 | 0 | 0 | 0 | 0 | 0 | 0 | 0 | 0 | 0 | 0 | 12
NO |  | 17 | 2012 | 6 | 8 | 8 |  | Roxboro Plant | Person (CEFFO) | 230 | 230 | W-H Fr. | 1.9 | 0.15 | 1 | 1590MCMA(B) | 0 | 0 | 0 | 0 | 0 | 0 | 0 | 0 | 0 | 0 | 0 | 0 | 0 | 0 | 0 | 0 | 0 | 0 | 0 | 0 | 0 | 0 | 0 | 12
NO |  | 17 | 2012 | 6 | 9 | 9 |  | Roxboro Plant | Person (HYCO) | 230 | 230 | T | 0.08 | 0 | 1 | 2515MCMA | 0 | 0 | 0 | 0 | 0 | 0 | 0 | 0 | 0 | 0 | 0 | 0 | 0 | 0 | 0 | 0 | 0 | 0 | 0 | 0 | 0 | 0 | 0 | 12
NO |  | 17 | 2012 | 6 | 10 | 10 |  | Roxboro Plant | Person (HYCO) | 230 | 230 | W-H Fr. | 1.18 | 0 | 1 | 1272&2515MCMA(B) | 0 | 0 | 0 | 0 | 0 | 0 | 0 | 0 | 0 | 0 | 0 | 0 | 0 | 0 | 0 | 0 | 0 | 0 | 0 | 0 | 0 | 0 | 0 | 12
NO |  | 17 | 2012 | 6 | 11 | 11 |  | RTP | Amberly | 230 | 230 | S-SP | 4.11 | 0 | 2 | 2-1590MCMA | 0 | 0 | 0 | 0 | 0 | 0 | 0 | 0 | 0 | 0 | 0 | 0 | 0 | 0 | 0 | 0 | 0 | 0 | 0 | 0 | 0 | 0 | 0 | 12
NO |  | 17 | 2012 | 6 | 12 | 12 |  | RTP | Green Level | 230 | 230 | S-SP | 6.53 | 0 | 1 | 2-1590MCMA | 0 | 0 | 0 | 0 | 0 | 0 | 0 | 0 | 0 | 0 | 0 | 0 | 0 | 0 | 0 | 0 | 0 | 0 | 0 | 0 | 0 | 0 | 0 | 12
NO |  | 17 | 2012 | 6 | 13 | 13 |  | Selma | Wake | 230 | 230 | W-H Fr. | 21 | 0 | 1 | 2515&1272MCMA(B) | 0 | 0 | 0 | 0 | 0 | 0 | 0 | 0 | 0 | 0 | 0 | 0 | 0 | 0 | 0 | 0 | 0 | 0 | 0 | 0 | 0 | 0 | 0 | 12
NO |  | 17 | 2012 | 6 | 14 | 14 |  | Sutton Plant | Castle Hayne | 230 | 230 | W-H Fr. | 13.93 | 0 | 1 | 1272MCMA | 0 | 0 | 0 | 0 | 0 | 0 | 0 | 0 | 0 | 0 | 0 | 0 | 0 | 0 | 0 | 0 | 0 | 0 | 0 | 0 | 0 | 0 | 0 | 12
NO |  | 17 | 2012 | 6 | 15 | 15 |  | Sutton Plant | Delco | 230 | 230 | W-H Fr. | 14.9 | 0.28 | 1 | 1272MCMA | 0 | 0 | 0 | 0 | 0 | 0 | 0 | 0 | 0 | 0 | 0 | 0 | 0 | 0 | 0 | 0 | 0 | 0 | 0 | 0 | 0 | 0 | 0 | 12
NO |  | 17 | 2012 | 6 | 16 | 16 |  | Sutton Plant | Delco | 230 | 230 | S-HFR | 0.44 | 0 | 1 | 1272MCMA | 0 | 0 | 0 | 0 | 0 | 0 | 0 | 0 | 0 | 0 | 0 | 0 | 0 | 0 | 0 | 0 | 0 | 0 | 0 | 0 | 0 | 0 | 0 | 12
NO |  | 17 | 2012 | 6 | 17 | 17 |  | Sutton Plant | Delco | -230 | -230 | (W-HFR) | -0.34 | 0 | 1 | (1272MCMA) | 0 | 0 | 0 | 0 | 0 | 0 | 0 | 0 | 0 | 0 | 0 | 0 | 0 | 0 | 0 | 0 | 0 | 0 | 0 | 0 | 0 | 0 | 0 | 12
NO |  | 17 | 2012 | 6 | 18 | 18 |  | Sutton Plant | Wallace | 230 | 230 | T | 3.21 | 0 | 1 | 1272MCMA | 0 | 0 | 0 | 0 | 0 | 0 | 0 | 0 | 0 | 0 | 0 | 0 | 0 | 0 | 0 | 0 | 0 | 0 | 0 | 0 | 0 | 0 | 0 | 12
NO |  | 17 | 2012 | 6 | 19 | 19 |  | Sutton Plant | Wallace | 230 | 230 | W-H Fr. | 29.13 | 0 | 1 | 1272MCMA | 0 | 0 | 0 | 0 | 0 | 0 | 0 | 0 | 0 | 0 | 0 | 0 | 0 | 0 | 0 | 0 | 0 | 0 | 0 | 0 | 0 | 0 | 0 | 12
NO |  | 17 | 2012 | 6 | 20 | 20 |  | Wake | Zebulon | 230 | 230 | W-H Fr. | 10.74 | 0 | 1 | 1272MCMA(B) | 0 | 0 | 0 | 0 | 0 | 0 | 0 | 0 | 0 | 0 | 0 | 0 | 0 | 0 | 0 | 0 | 0 | 0 | 0 | 0 | 0 | 0 | 0 | 12
NO |  | 17 | 2012 | 6 | 21 | 21 |  | Wake | Zebulon | 230 | 230 | S-H Fr. | 0.49 | 0 | 1 | 1272MCMA(B) | 0 | 0 | 0 | 0 | 0 | 0 | 0 | 0 | 0 | 0 | 0 | 0 | 0 | 0 | 0 | 0 | 0 | 0 | 0 | 0 | 0 | 0 | 0 | 12
NO |  | 17 | 2012 | 6 | 22 | 22 |  | Weatherspoon Plant | Fayetteville | 230 | 230 | W-H Fr. | 32.55 | 0.97 | 1 | 1272MCMA | 0 | 0 | 0 | 0 | 0 | 0 | 0 | 0 | 0 | 0 | 0 | 0 | 0 | 0 | 0 | 0 | 0 | 0 | 0 | 0 | 0 | 0 | 0 | 12
NO |  | 17 | 2012 | 6 | 23 | 23 |  | Weatherspoon Plant | Latta | 230 | 230 | T | 0.37 | 0 | 1 | 1272MCMA | 0 | 0 | 0 | 0 | 0 | 0 | 0 | 0 | 0 | 0 | 0 | 0 | 0 | 0 | 0 | 0 | 0 | 0 | 0 | 0 | 0 | 0 | 0 | 12
NO |  | 17 | 2012 | 6 | 24 | 24 |  | Weatherspoon Plant | Latta | 230 | 230 | W-H Fr. | 18.29 | 0.28 | 1 | 1272MCMA | 0 | 0 | 0 | 0 | 0 | 0 | 0 | 0 | 0 | 0 | 0 | 0 | 0 | 0 | 0 | 0 | 0 | 0 | 0 | 0 | 0 | 0 | 0 | 12
NO |  | 17 | 2012 | 6 | 25 | 25 |  | Weatherspoon Plant | Laurinburg | 230 | 230 | W-H Fr. | 31.46 | 0 | 1 | 1272&2515MCMA | 0 | 0 | 0 | 0 | 0 | 0 | 0 | 0 | 0 | 0 | 0 | 0 | 0 | 0 | 0 | 0 | 0 | 0 | 0 | 0 | 0 | 0 | 0 | 12
NO |  | 17 | 2012 | 6 | 26 | 26 |  | Weatherspoon Plant | Laurinburg | 230 | 230 | S-H Fr. | 0.99 | 0 | 1 | 1272MCMA | 0 | 0 | 0 | 0 | 0 | 0 | 0 | 0 | 0 | 0 | 0 | 0 | 0 | 0 | 0 | 0 | 0 | 0 | 0 | 0 | 0 | 0 | 0 | 12
NO |  | 17 | 2012 | 6 | 27 | 27 |  | Wayne County Plant | Lee Substation | 230 | 230 | S-HFR | 0.31 | 0 | 1 | 1590MCMA(B) | 0 | 0 | 0 | 0 | 0 | 0 | 0 | 0 | 0 | 0 | 0 | 0 | 0 | 0 | 0 | 0 | 0 | 0 | 0 | 0 | 0 | 0 | 0 | 12
NO |  | 17 | 2012 | 6 | 28 | 28 |  | Wilmington Corning SW Sta. | Wilmington Corning Sub. (N) | 230 | 230 | S-SP | 0.48 | 0 | 1 | 795MCMA | 0 | 0 | 0 | 0 | 0 | 0 | 0 | 0 | 0 | 0 | 0 | 0 | 0 | 0 | 0 | 0 | 0 | 0 | 0 | 0 | 0 | 0 | 0 | 12
NO |  | 17 | 2012 | 6 | 29 | 29 |  | Wilmington Corning SW Sta. | Wilmington Corning Sub (S) | 230 | 230 | S-SP | 0.43 | 0 | 1 | 795MCMA | 0 | 0 | 0 | 0 | 0 | 0 | 0 | 0 | 0 | 0 | 0 | 0 | 0 | 0 | 0 | 0 | 0 | 0 | 0 | 0 | 0 | 0 | 0 | 12
NO |  | 17 | 2012 | 6 | 30 | 30 |  | Wilson | Zebulon | 230 | 230 | W-H Fr. | 25.92 | 0 | 1 | 1272MCMA(B)&2515 | 0 | 0 | 0 | 0 | 0 | 0 | 0 | 0 | 0 | 0 | 0 | 0 | 0 | 0 | 0 | 0 | 0 | 0 | 0 | 0 | 0 | 0 | 0 | 12
NO |  | 17 | 2012 | 6 | 31 | 31 |  | Wilson | Zebulon | 230 | 230 | S-H Fr. | 0.46 | 0 | 1 | 1272MCMA(B) | 0 | 0 | 0 | 0 | 0 | 0 | 0 | 0 | 0 | 0 | 0 | 0 | 0 | 0 | 0 | 0 | 0 | 0 | 0 | 0 | 0 | 0 | 0 | 12
NO |  | 17 | 2012 | 6 | 32 | 32 |  | Tap Point | Angier | 230 | 230 | W-H Fr. | 0.11 | 0 | 1 | 795MCMA | 0 | 0 | 0 | 0 | 0 | 0 | 0 | 0 | 0 | 0 | 0 | 0 | 0 | 0 | 0 | 0 | 0 | 0 | 0 | 0 | 0 | 0 | 0 | 12
NO |  | 17 | 2012 | 6 | 33 | 33 |  | Tap Point | Ansonville | 230 | 230 | S-SP | 0.03 | 0 | 1 | 795MCMA | 0 | 0 | 0 | 0 | 0 | 0 | 0 | 0 | 0 | 0 | 0 | 0 | 0 | 0 | 0 | 0 | 0 | 0 | 0 | 0 | 0 | 0 | 0 | 12
NO |  | 17 | 2012 | 6 | 34 | 34 |  | Tap Point | Apex (Bank #1) | 230 | 230 | W-H Fr. | 0.01 | 0 | 1 | 795MCMA | 0 | 0 | 0 | 0 | 0 | 0 | 0 | 0 | 0 | 0 | 0 | 0 | 0 | 0 | 0 | 0 | 0 | 0 | 0 | 0 | 0 | 0 | 0 | 12
NO |  | 17 | 2012 | 6 | 35 | 35 |  | Tap Point | Apex (Bank #2) | 230 | 230 | S-HFR | 0.01 | 0 | 1 | 795MCMA | 0 | 0 | 0 | 0 | 0 | 0 | 0 | 0 | 0 | 0 | 0 | 0 | 0 | 0 | 0 | 0 | 0 | 0 | 0 | 0 | 0 | 0 | 0 | 12
NO |  | 17 | 2012 | 7 | 1 | 1 |  | Tap Point | Apex (Bank #3) | 230 | 230 | S-HFR | 0.03 | 0 | 1 | 795MCMA | 0 | 0 | 0 | 0 | 0 | 0 | 0 | 0 | 0 | 0 | 0 | 0 | 0 | 0 | 0 | 0 | 0 | 0 | 0 | 0 | 0 | 0 | 0 | 12
NO |  | 17 | 2012 | 7 | 2 | 2 |  | Tap Point | Auburn | 230 | 230 | W-H Fr. | 0.1 | 0 | 1 | 1272MCMA | 0 | 0 | 0 | 0 | 0 | 0 | 0 | 0 | 0 | 0 | 0 | 0 | 0 | 0 | 0 | 0 | 0 | 0 | 0 | 0 | 0 | 0 | 0 | 12
NO |  | 17 | 2012 | 7 | 3 | 3 |  | Tap Point | Bahama | 230 | 230 | W-H Fr. | 0.06 | 0 | 1 | 795MCMA | 0 | 0 | 0 | 0 | 0 | 0 | 0 | 0 | 0 | 0 | 0 | 0 | 0 | 0 | 0 | 0 | 0 | 0 | 0 | 0 | 0 | 0 | 0 | 12
NO |  | 17 | 2012 | 7 | 4 | 4 |  | Tap Point | Bailey | 230 | 230 | W-H Fr. | 1.38 | 0 | 1 | 795MCMA | 0 | 0 | 0 | 0 | 0 | 0 | 0 | 0 | 0 | 0 | 0 | 0 | 0 | 0 | 0 | 0 | 0 | 0 | 0 | 0 | 0 | 0 | 0 | 12
NO |  | 17 | 2012 | 7 | 5 | 5 |  | Tap Point | Bayboro | 230 | 230 | W-H Fr. | 2.13 | 0 | 1 | 1272MCMA | 0 | 0 | 0 | 0 | 0 | 0 | 0 | 0 | 0 | 0 | 0 | 0 | 0 | 0 | 0 | 0 | 0 | 0 | 0 | 0 | 0 | 0 | 0 | 12
NO |  | 17 | 2012 | 7 | 6 | 6 |  | Tap Point | Benson | 230 | 230 | W-H Fr. | 0.01 | 0 | 1 | 795MCMA | 0 | 0 | 0 | 0 | 0 | 0 | 0 | 0 | 0 | 0 | 0 | 0 | 0 | 0 | 0 | 0 | 0 | 0 | 0 | 0 | 0 | 0 | 0 | 12
NO |  | 17 | 2012 | 7 | 7 | 7 |  | Tap Point | Benson PGI | 230 | 230 | W-H Fr. | 1.98 | 0 | 1 | 795MCMA | 0 | 0 | 0 | 0 | 0 | 0 | 0 | 0 | 0 | 0 | 0 | 0 | 0 | 0 | 0 | 0 | 0 | 0 | 0 | 0 | 0 | 0 | 0 | 12
NO |  | 17 | 2012 | 7 | 8 | 8 |  | Tap Point | Buies Creek | 230 | 230 | W-H Fr. | 0.06 | 0 | 1 | 795MCMA | 0 | 0 | 0 | 0 | 0 | 0 | 0 | 0 | 0 | 0 | 0 | 0 | 0 | 0 | 0 | 0 | 0 | 0 | 0 | 0 | 0 | 0 | 0 | 12
NO |  | 17 | 2012 | 7 | 9 | 9 |  | Tap Point | Bynum | 230 | 230 | S-HFR | 0.06 | 0 | 1 | 795MCMA | 0 | 0 | 0 | 0 | 0 | 0 | 0 | 0 | 0 | 0 | 0 | 0 | 0 | 0 | 0 | 0 | 0 | 0 | 0 | 0 | 0 | 0 | 0 | 12
NO |  | 17 | 2012 | 7 | 10 | 10 |  | Tap Point | Bynum | 230 | 230 | W-H Fr. | 9.26 | 0 | 1 | 795MCMA | 0 | 0 | 0 | 0 | 0 | 0 | 0 | 0 | 0 | 0 | 0 | 0 | 0 | 0 | 0 | 0 | 0 | 0 | 0 | 0 | 0 | 0 | 0 | 12
NO |  | 17 | 2012 | 7 | 11 | 11 |  | Tap Point | Camden 230/23kV Yard | 230 | 230 | W-HFR | 0.18 | 0 | 1 | 1272MCMA | 0 | 0 | 0 | 0 | 0 | 0 | 0 | 0 | 0 | 0 | 0 | 0 | 0 | 0 | 0 | 0 | 0 | 0 | 0 | 0 | 0 | 0 | 0 | 12
NO |  | 17 | 2012 | 7 | 12 | 12 |  | Tap Point | Camp LeJeune #1 | 230 | 230 | W-H Fr. | 4.65 | 0 | 1 | 795MCMA | 0 | 0 | 0 | 0 | 0 | 0 | 0 | 0 | 0 | 0 | 0 | 0 | 0 | 0 | 0 | 0 | 0 | 0 | 0 | 0 | 0 | 0 | 0 | 12
NO |  | 17 | 2012 | 7 | 13 | 13 |  | Tap Point | Camp LeJeune #2 | 230 | 230 | W-H Fr. | 0.04 | 0 | 1 | 795MCMA | 0 | 0 | 0 | 0 | 0 | 0 | 0 | 0 | 0 | 0 | 0 | 0 | 0 | 0 | 0 | 0 | 0 | 0 | 0 | 0 | 0 | 0 | 0 | 12
NO |  | 17 | 2012 | 7 | 14 | 14 |  | Tap Point | Cary | 230 | 230 | W-H Fr. | 0.93 | 0 | 1 | 795MCMA | 0 | 0 | 0 | 0 | 0 | 0 | 0 | 0 | 0 | 0 | 0 | 0 | 0 | 0 | 0 | 0 | 0 | 0 | 0 | 0 | 0 | 0 | 0 | 12
NO |  | 17 | 2012 | 7 | 15 | 15 |  | Tap Point | Cary Evans Road (East) | 230 | 230 | W-H Fr. | 0.04 | 0 | 1 | 795MCMA | 0 | 0 | 0 | 0 | 0 | 0 | 0 | 0 | 0 | 0 | 0 | 0 | 0 | 0 | 0 | 0 | 0 | 0 | 0 | 0 | 0 | 0 | 0 | 12
NO |  | 17 | 2012 | 7 | 16 | 16 |  | Tap Point | Cary Evans Road (West) | 230 | 230 | S-HFR | 0.04 | 0 | 1 | 795MCMA | 0 | 0 | 0 | 0 | 0 | 0 | 0 | 0 | 0 | 0 | 0 | 0 | 0 | 0 | 0 | 0 | 0 | 0 | 0 | 0 | 0 | 0 | 0 | 12
NO |  | 17 | 2012 | 7 | 17 | 17 |  | Tap Point | Cary Trenton Road | 230 | 230 | S-SP-11 | 4.34 | 0 | 1 | 795MCMA | 0 | 0 | 0 | 0 | 0 | 0 | 0 | 0 | 0 | 0 | 0 | 0 | 0 | 0 | 0 | 0 | 0 | 0 | 0 | 0 | 0 | 0 | 0 | 12
NO |  | 17 | 2012 | 7 | 18 | 18 |  | Tap Point | Cary Triangle Forest | 230 | 230 | W-H Fr. | 0.04 | 0 | 1 | 795MCMA | 0 | 0 | 0 | 0 | 0 | 0 | 0 | 0 | 0 | 0 | 0 | 0 | 0 | 0 | 0 | 0 | 0 | 0 | 0 | 0 | 0 | 0 | 0 | 12
NO |  | 17 | 2012 | 7 | 19 | 19 |  | Tap Point | Catherine Lake | 230 | 230 | W-H Fr. | 0.08 | 0 | 1 | 795MCMA | 0 | 0 | 0 | 0 | 0 | 0 | 0 | 0 | 0 | 0 | 0 | 0 | 0 | 0 | 0 | 0 | 0 | 0 | 0 | 0 | 0 | 0 | 0 | 12
NO |  | 17 | 2012 | 7 | 20 | 20 |  | Tap Point | Chocowinity | 230 | 230 | W-H Fr. | 0.05 | 0 | 1 | 1272MCMA | 0 | 0 | 0 | 0 | 0 | 0 | 0 | 0 | 0 | 0 | 0 | 0 | 0 | 0 | 0 | 0 | 0 | 0 | 0 | 0 | 0 | 0 | 0 | 12
NO |  | 17 | 2012 | 7 | 21 | 21 |  | Tap Point | Clifdale | 230 | 230 | W-H Fr. | 0.54 | 0 | 1 | 795MCMA | 0 | 0 | 0 | 0 | 0 | 0 | 0 | 0 | 0 | 0 | 0 | 0 | 0 | 0 | 0 | 0 | 0 | 0 | 0 | 0 | 0 | 0 | 0 | 12
NO |  | 17 | 2012 | 7 | 22 | 22 |  | Tap Point | Concord | 230 | 230 | S-HFR | 0.13 | 0 | 1 | 795MCMA | 0 | 0 | 0 | 0 | 0 | 0 | 0 | 0 | 0 | 0 | 0 | 0 | 0 | 0 | 0 | 0 | 0 | 0 | 0 | 0 | 0 | 0 | 0 | 12
NO |  | 17 | 2012 | 7 | 23 | 23 |  | Tap Point | Craven County Wood Energy | 230 | 230 | W-H Fr. | 1.87 | 0 | 1 | 795MCMA | 0 | 0 | 0 | 0 | 0 | 0 | 0 | 0 | 0 | 0 | 0 | 0 | 0 | 0 | 0 | 0 | 0 | 0 | 0 | 0 | 0 | 0 | 0 | 12
NO |  | 17 | 2012 | 7 | 24 | 24 |  | Tap Point | Dover | 230 | 230 | S-HFR | 0.04 | 0 | 1 | 795MCMA | 0 | 0 | 0 | 0 | 0 | 0 | 0 | 0 | 0 | 0 | 0 | 0 | 0 | 0 | 0 | 0 | 0 | 0 | 0 | 0 | 0 | 0 | 0 | 12
NO |  | 17 | 2012 | 7 | 25 | 25 |  | Tap Point | Dudley Georgia Pacific | 230 | 230 | W-H Fr. | 2.64 | 0 | 1 | 795MCMA | 0 | 0 | 0 | 0 | 0 | 0 | 0 | 0 | 0 | 0 | 0 | 0 | 0 | 0 | 0 | 0 | 0 | 0 | 0 | 0 | 0 | 0 | 0 | 12
NO |  | 17 | 2012 | 7 | 26 | 26 |  | Tap Point | Ellerbe | 230 | 230 | W-H Fr. | 0.04 | 0 | 1 | 795MCMA | 0 | 0 | 0 | 0 | 0 | 0 | 0 | 0 | 0 | 0 | 0 | 0 | 0 | 0 | 0 | 0 | 0 | 0 | 0 | 0 | 0 | 0 | 0 | 12
NO |  | 17 | 2012 | 7 | 27 | 27 |  | Tap Point | Fort Bragg Knox St. | 230 | 230 | W-H Fr. | 0.08 | 0 | 1 | 795MCMA | 0 | 0 | 0 | 0 | 0 | 0 | 0 | 0 | 0 | 0 | 0 | 0 | 0 | 0 | 0 | 0 | 0 | 0 | 0 | 0 | 0 | 0 | 0 | 12
NO |  | 17 | 2012 | 7 | 28 | 28 |  | Tap Point | Fort Bragg Longstreet Road | 230 | 230 | S-SP | 0.47 | 0 | 1 | 795MCMA | 0 | 0 | 0 | 0 | 0 | 0 | 0 | 0 | 0 | 0 | 0 | 0 | 0 | 0 | 0 | 0 | 0 | 0 | 0 | 0 | 0 | 0 | 0 | 12
NO |  | 17 | 2012 | 7 | 29 | 29 |  | Tap Point | Fort Bragg Longstreet Road | 230 | 230 | DC S-HFR | 2.75 | 0 | 2 | 795MCMA | 0 | 0 | 0 | 0 | 0 | 0 | 0 | 0 | 0 | 0 | 0 | 0 | 0 | 0 | 0 | 0 | 0 | 0 | 0 | 0 | 0 | 0 | 0 | 12
NO |  | 17 | 2012 | 7 | 30 | 30 |  | Tap Point | Fort Bragg Main | 230 | 230 | S-SP | 0.04 | 0 | 1 | 795MCMA | 0 | 0 | 0 | 0 | 0 | 0 | 0 | 0 | 0 | 0 | 0 | 0 | 0 | 0 | 0 | 0 | 0 | 0 | 0 | 0 | 0 | 0 | 0 | 12
NO |  | 17 | 2012 | 7 | 31 | 31 |  | Tap Point | Fort Bragg Woodruff St. | 230 | 230 | S-HFR | 0.07 | 0 | 1 | 795MCMA | 0 | 0 | 0 | 0 | 0 | 0 | 0 | 0 | 0 | 0 | 0 | 0 | 0 | 0 | 0 | 0 | 0 | 0 | 0 | 0 | 0 | 0 | 0 | 12
NO |  | 17 | 2012 | 7 | 32 | 32 |  | Tap Point | Four Oaks | 230 | 230 | W-H Fr. | 0.07 | 0 | 1 | 795MCMA | 0 | 0 | 0 | 0 | 0 | 0 | 0 | 0 | 0 | 0 | 0 | 0 | 0 | 0 | 0 | 0 | 0 | 0 | 0 | 0 | 0 | 0 | 0 | 12
NO |  | 17 | 2012 | 7 | 33 | 33 |  | Tap Point | Fuquay | 230 | 230 | W-H Fr. | 0.48 | 0 | 1 | 795MCMA | 0 | 0 | 0 | 0 | 0 | 0 | 0 | 0 | 0 | 0 | 0 | 0 | 0 | 0 | 0 | 0 | 0 | 0 | 0 | 0 | 0 | 0 | 0 | 12
NO |  | 17 | 2012 | 7 | 34 | 34 |  | Tap Point | Fuquay Bells Lake | 230 | 230 | W-H Fr. | 0.15 | 0 | 1 | 795MCMA | 0 | 0 | 0 | 0 | 0 | 0 | 0 | 0 | 0 | 0 | 0 | 0 | 0 | 0 | 0 | 0 | 0 | 0 | 0 | 0 | 0 | 0 | 0 | 12
NO |  | 17 | 2012 | 7 | 35 | 35 |  | Tap Point | Garland | 230 | 230 | W-H Fr. | 0.06 | 0 | 1 | 795MCMA | 0 | 0 | 0 | 0 | 0 | 0 | 0 | 0 | 0 | 0 | 0 | 0 | 0 | 0 | 0 | 0 | 0 | 0 | 0 | 0 | 0 | 0 | 0 | 12
NO |  | 17 | 2012 | 8 | 1 | 1 |  | Tap Point | Garner Panther Branch | 230 | 230 | W-H Fr. | 0.15 | 0 | 1 | 795MCMA | 0 | 0 | 0 | 0 | 0 | 0 | 0 | 0 | 0 | 0 | 0 | 0 | 0 | 0 | 0 | 0 | 0 | 0 | 0 | 0 | 0 | 0 | 0 | 12
NO |  | 17 | 2012 | 8 | 2 | 2 |  | Tap Point | Camp Geiger | 230 | 230 | S-SP | 1.94 | 0 | 1 | 1272MCMA | 0 | 0 | 0 | 0 | 0 | 0 | 0 | 0 | 0 | 0 | 0 | 0 | 0 | 0 | 0 | 0 | 0 | 0 | 0 | 0 | 0 | 0 | 0 | 12
NO |  | 17 | 2012 | 8 | 3 | 3 |  | Tap Point | Grantham | 230 | 230 | W-H Fr. | 0.1 | 0 | 1 | 795MCMA | 0 | 0 | 0 | 0 | 0 | 0 | 0 | 0 | 0 | 0 | 0 | 0 | 0 | 0 | 0 | 0 | 0 | 0 | 0 | 0 | 0 | 0 | 0 | 12
NO |  | 17 | 2012 | 8 | 4 | 4 |  | Tap Point | Hamlet | 230 | 230 | W-H Fr. | 0.02 | 0 | 1 | 1272MCMA | 0 | 0 | 0 | 0 | 0 | 0 | 0 | 0 | 0 | 0 | 0 | 0 | 0 | 0 | 0 | 0 | 0 | 0 | 0 | 0 | 0 | 0 | 0 | 12
NO |  | 17 | 2012 | 8 | 5 | 5 |  | Tap Point | Hamlet | 230 | 230 | S-HFR | 0.02 | 0 | 1 | 1272MCMA | 0 | 0 | 0 | 0 | 0 | 0 | 0 | 0 | 0 | 0 | 0 | 0 | 0 | 0 | 0 | 0 | 0 | 0 | 0 | 0 | 0 | 0 | 0 | 12
NO |  | 17 | 2012 | 8 | 6 | 6 |  | Tap Point | Henderson East | 230 | 230 | W-H Fr. | 0.06 | 0 | 1 | 1272MCMA | 0 | 0 | 0 | 0 | 0 | 0 | 0 | 0 | 0 | 0 | 0 | 0 | 0 | 0 | 0 | 0 | 0 | 0 | 0 | 0 | 0 | 0 | 0 | 12
NO |  | 17 | 2012 | 8 | 7 | 7 |  | Tap Point | Holly Springs (East) | 230 | 230 | S-HFR | 0.11 | 0 | 1 | 795MCMA | 0 | 0 | 0 | 0 | 0 | 0 | 0 | 0 | 0 | 0 | 0 | 0 | 0 | 0 | 0 | 0 | 0 | 0 | 0 | 0 | 0 | 0 | 0 | 12
NO |  | 17 | 2012 | 8 | 8 | 8 |  | Tap Point | Holly Springs (West) | 230 | 230 | S-HFR | 0.11 | 0 | 1 | 795MCMA | 0 | 0 | 0 | 0 | 0 | 0 | 0 | 0 | 0 | 0 | 0 | 0 | 0 | 0 | 0 | 0 | 0 | 0 | 0 | 0 | 0 | 0 | 0 | 12
NO |  | 17 | 2012 | 8 | 9 | 9 |  | Tap Point | Holly Springs Industrial | 230 | 230 | S-HFR | 0.83 | 0 | 1 | 795MCMA | 0 | 0 | 0 | 0 | 0 | 0 | 0 | 0 | 0 | 0 | 0 | 0 | 0 | 0 | 0 | 0 | 0 | 0 | 0 | 0 | 0 | 0 | 0 | 12
NO |  | 17 | 2012 | 8 | 10 | 10 |  | Tap Point | Hope Mills Rockfish Road | 230 | 230 | W-H Fr. | 0.07 | 0 | 1 | 795MCMA | 0 | 0 | 0 | 0 | 0 | 0 | 0 | 0 | 0 | 0 | 0 | 0 | 0 | 0 | 0 | 0 | 0 | 0 | 0 | 0 | 0 | 0 | 0 | 12
NO |  | 17 | 2012 | 8 | 11 | 11 |  | Tap Point | Jacksonville Tarawa | 230 | 230 | W-H Fr. | 0.04 | 0 | 1 | 795MCMA | 0 | 0 | 0 | 0 | 0 | 0 | 0 | 0 | 0 | 0 | 0 | 0 | 0 | 0 | 0 | 0 | 0 | 0 | 0 | 0 | 0 | 0 | 0 | 12
NO |  | 17 | 2012 | 8 | 12 | 12 |  | Tap Point | Knightdale Square D | 230 | 230 | W-H Fr. | 0.95 | 0 | 1 | 795MCMA | 0 | 0 | 0 | 0 | 0 | 0 | 0 | 0 | 0 | 0 | 0 | 0 | 0 | 0 | 0 | 0 | 0 | 0 | 0 | 0 | 0 | 0 | 0 | 12
NO |  | 17 | 2012 | 8 | 13 | 13 |  | Tap Point | Laurel Hills | 230 | 230 | W-H Fr. | 0.03 | 0 | 1 | 795MCMA | 0 | 0 | 0 | 0 | 0 | 0 | 0 | 0 | 0 | 0 | 0 | 0 | 0 | 0 | 0 | 0 | 0 | 0 | 0 | 0 | 0 | 0 | 0 | 12
NO |  | 17 | 2012 | 8 | 14 | 14 |  | Tap Point | Laurinburg City | 230 | 230 | W-H Fr. | 0.03 | 0 | 1 | 795MCMA | 0 | 0 | 0 | 0 | 0 | 0 | 0 | 0 | 0 | 0 | 0 | 0 | 0 | 0 | 0 | 0 | 0 | 0 | 0 | 0 | 0 | 0 | 0 | 12
NO |  | 17 | 2012 | 8 | 15 | 15 |  | Tap Point | Leesville Wood Valley | 230 | 230 | W-H Fr. | 0.15 | 0 | 1 | 795MCMA | 0 | 0 | 0 | 0 | 0 | 0 | 0 | 0 | 0 | 0 | 0 | 0 | 0 | 0 | 0 | 0 | 0 | 0 | 0 | 0 | 0 | 0 | 0 | 12
NO |  | 17 | 2012 | 8 | 16 | 16 |  | Tap Point | Lumberton POD#3 | 230 | 230 | S-SP | 0.7 | 0 | 1 | 795MCMA | 0 | 0 | 0 | 0 | 0 | 0 | 0 | 0 | 0 | 0 | 0 | 0 | 0 | 0 | 0 | 0 | 0 | 0 | 0 | 0 | 0 | 0 | 0 | 12
NO |  | 17 | 2012 | 8 | 17 | 17 |  | Tap Point | Masonboro | 230 | 230 | S-SP | 0.03 | 0 | 1 | 795MCMA | 0 | 0 | 0 | 0 | 0 | 0 | 0 | 0 | 0 | 0 | 0 | 0 | 0 | 0 | 0 | 0 | 0 | 0 | 0 | 0 | 0 | 0 | 0 | 12
NO |  | 17 | 2012 | 8 | 18 | 18 |  | Tap Point | Mayo Plant | 230 | 230 | W-H Fr. | 3.06 | 0 | 1 | 795MCMA | 0 | 0 | 0 | 0 | 0 | 0 | 0 | 0 | 0 | 0 | 0 | 0 | 0 | 0 | 0 | 0 | 0 | 0 | 0 | 0 | 0 | 0 | 0 | 12
NO |  | 17 | 2012 | 8 | 19 | 19 |  | Tap Point | Morrisville | 230 | 230 | W-H Fr. | 0.11 | 0 | 1 | 795MCMA | 0 | 0 | 0 | 0 | 0 | 0 | 0 | 0 | 0 | 0 | 0 | 0 | 0 | 0 | 0 | 0 | 0 | 0 | 0 | 0 | 0 | 0 | 0 | 12
NO |  | 17 | 2012 | 8 | 20 | 20 |  | Tap Point | NCSU CBC | 230 | 230 | S-HFR | 0.2 | 0 | 1 | 795MCMA | 0 | 0 | 0 | 0 | 0 | 0 | 0 | 0 | 0 | 0 | 0 | 0 | 0 | 0 | 0 | 0 | 0 | 0 | 0 | 0 | 0 | 0 | 0 | 12
NO |  | 17 | 2012 | 8 | 21 | 21 |  | Tap Point | New Bern West | 230 | 230 | W-H Fr. | 0.04 | 0 | 1 | 795MCMA | 0 | 0 | 0 | 0 | 0 | 0 | 0 | 0 | 0 | 0 | 0 | 0 | 0 | 0 | 0 | 0 | 0 | 0 | 0 | 0 | 0 | 0 | 0 | 12
NO |  | 17 | 2012 | 8 | 22 | 22 |  | Tap Point | New Hill | 230 | 230 | W-H Fr. | 0.2 | 0 | 1 | 795MCMA | 0 | 0 | 0 | 0 | 0 | 0 | 0 | 0 | 0 | 0 | 0 | 0 | 0 | 0 | 0 | 0 | 0 | 0 | 0 | 0 | 0 | 0 | 0 | 12
NO |  | 17 | 2012 | 8 | 23 | 23 |  | Tap Point | Newton Grove | 230 | 230 | W-H Fr. | 2.13 | 0 | 1 | 795MCMA | 0 | 0 | 0 | 0 | 0 | 0 | 0 | 0 | 0 | 0 | 0 | 0 | 0 | 0 | 0 | 0 | 0 | 0 | 0 | 0 | 0 | 0 | 0 | 12
NO |  | 17 | 2012 | 8 | 24 | 24 |  | Tap Point | Oxford North | 230 | 230 | W-H Fr. | 0.92 | 0 | 1 | 1272MCMA | 0 | 0 | 0 | 0 | 0 | 0 | 0 | 0 | 0 | 0 | 0 | 0 | 0 | 0 | 0 | 0 | 0 | 0 | 0 | 0 | 0 | 0 | 0 | 12
NO |  | 17 | 2012 | 8 | 25 | 25 |  | Tap Point | Oxford South | 230 | 230 | W-H Fr. | 6.3 | 0 | 1 | 795MCMA | 0 | 0 | 0 | 0 | 0 | 0 | 0 | 0 | 0 | 0 | 0 | 0 | 0 | 0 | 0 | 0 | 0 | 0 | 0 | 0 | 0 | 0 | 0 | 12
NO |  | 17 | 2012 | 8 | 26 | 26 |  | Tap Point | Person Sub 230/24kV Bank | 230 | 230 | S-HFR | 0.11 | 0 | 1 | 795MCMA | 0 | 0 | 0 | 0 | 0 | 0 | 0 | 0 | 0 | 0 | 0 | 0 | 0 | 0 | 0 | 0 | 0 | 0 | 0 | 0 | 0 | 0 | 0 | 12
NO |  | 17 | 2012 | 8 | 27 | 27 |  | Tap Point | Pitt Greene EMC | 230 | 230 | S-HFR | 0.04 | 0 | 1 | 795MCMA | 0 | 0 | 0 | 0 | 0 | 0 | 0 | 0 | 0 | 0 | 0 | 0 | 0 | 0 | 0 | 0 | 0 | 0 | 0 | 0 | 0 | 0 | 0 | 12
NO |  | 17 | 2012 | 8 | 28 | 28 |  | Tap Point | Pittsboro | 230 | 230 | W-H Fr. | 0.03 | 0 | 1 | 795MCMA | 0 | 0 | 0 | 0 | 0 | 0 | 0 | 0 | 0 | 0 | 0 | 0 | 0 | 0 | 0 | 0 | 0 | 0 | 0 | 0 | 0 | 0 | 0 | 12
NO |  | 17 | 2012 | 8 | 29 | 29 |  | Tap Point | Prospect | 230 | 230 | W-H Fr. | 0.03 | 0 | 1 | 795MCMA | 0 | 0 | 0 | 0 | 0 | 0 | 0 | 0 | 0 | 0 | 0 | 0 | 0 | 0 | 0 | 0 | 0 | 0 | 0 | 0 | 0 | 0 | 0 | 12
NO |  | 17 | 2012 | 8 | 30 | 30 |  | Tap Point | Raleigh Blue Ridge Road | 230 | 230 | S-SP | 0.03 | 0 | 1 | 795MCMA | 0 | 0 | 0 | 0 | 0 | 0 | 0 | 0 | 0 | 0 | 0 | 0 | 0 | 0 | 0 | 0 | 0 | 0 | 0 | 0 | 0 | 0 | 0 | 12
NO |  | 17 | 2012 | 8 | 31 | 31 |  | Tap Point | Raleigh Durham Airport | 230 | 230 | W-H Fr. | 0.09 | 0 | 1 | 795MCMA | 0 | 0 | 0 | 0 | 0 | 0 | 0 | 0 | 0 | 0 | 0 | 0 | 0 | 0 | 0 | 0 | 0 | 0 | 0 | 0 | 0 | 0 | 0 | 12
NO |  | 17 | 2012 | 8 | 32 | 32 |  | Tap Point | Raleigh Foxcroft | 230 | 230 | W-H Fr. | 0.03 | 0 | 1 | 795MCMA | 0 | 0 | 0 | 0 | 0 | 0 | 0 | 0 | 0 | 0 | 0 | 0 | 0 | 0 | 0 | 0 | 0 | 0 | 0 | 0 | 0 | 0 | 0 | 12
NO |  | 17 | 2012 | 8 | 33 | 33 |  | Tap Point | Raleigh Homestead (North) | 230 | 230 | S-HFR | 0.07 | 0 | 1 | 1272MCMA | 0 | 0 | 0 | 0 | 0 | 0 | 0 | 0 | 0 | 0 | 0 | 0 | 0 | 0 | 0 | 0 | 0 | 0 | 0 | 0 | 0 | 0 | 0 | 12
NO |  | 17 | 2012 | 8 | 34 | 34 |  | Tap Point | Raleigh Homestead (South) | 230 | 230 | S-HFR | 0.07 | 0 | 1 | 1272MCMA | 0 | 0 | 0 | 0 | 0 | 0 | 0 | 0 | 0 | 0 | 0 | 0 | 0 | 0 | 0 | 0 | 0 | 0 | 0 | 0 | 0 | 0 | 0 | 12
NO |  | 17 | 2012 | 8 | 35 | 35 |  | Tap Point | Raleigh Honeycutt | 230 | 230 | S-SP | 2.08 | 0 | 1 | 1590MCMA(B) | 0 | 0 | 0 | 0 | 0 | 0 | 0 | 0 | 0 | 0 | 0 | 0 | 0 | 0 | 0 | 0 | 0 | 0 | 0 | 0 | 0 | 0 | 0 | 12
NO |  | 17 | 2012 | 9 | 1 | 1 |  | Tap Point | Raleigh Leesville Road | 230 | 230 | W-H Fr. | 0.04 | 0 | 1 | 795MCMA | 0 | 0 | 0 | 0 | 0 | 0 | 0 | 0 | 0 | 0 | 0 | 0 | 0 | 0 | 0 | 0 | 0 | 0 | 0 | 0 | 0 | 0 | 0 | 12
NO |  | 17 | 2012 | 9 | 2 | 2 |  | Tap Point | Raleigh NCSU Centennial | 230 | 230 | S-SP | 0.05 | 0 | 1 | 1272MCMA | 0 | 0 | 0 | 0 | 0 | 0 | 0 | 0 | 0 | 0 | 0 | 0 | 0 | 0 | 0 | 0 | 0 | 0 | 0 | 0 | 0 | 0 | 0 | 12
NO |  | 17 | 2012 | 9 | 3 | 3 |  | Tap Point | Raleigh Oakdale | 230 | 230 | S-SP | 1.26 | 0 | 1 | 795MCMA | 0 | 0 | 0 | 0 | 0 | 0 | 0 | 0 | 0 | 0 | 0 | 0 | 0 | 0 | 0 | 0 | 0 | 0 | 0 | 0 | 0 | 0 | 0 | 12
NO |  | 17 | 2012 | 9 | 4 | 4 |  | Tap Point | Raleigh Six Forks | 230 | 230 | S-H Fr. | 0.07 | 0 | 1 | 1272MCMA | 0 | 0 | 0 | 0 | 0 | 0 | 0 | 0 | 0 | 0 | 0 | 0 | 0 | 0 | 0 | 0 | 0 | 0 | 0 | 0 | 0 | 0 | 0 | 12
NO |  | 17 | 2012 | 9 | 5 | 5 |  | Tap Point | Rhems | 230 | 230 | W-H Fr. | 0.04 | 0 | 1 | 795MCMA | 0 | 0 | 0 | 0 | 0 | 0 | 0 | 0 | 0 | 0 | 0 | 0 | 0 | 0 | 0 | 0 | 0 | 0 | 0 | 0 | 0 | 0 | 0 | 12
NO |  | 17 | 2012 | 9 | 6 | 6 |  | Tap Point | Rockingham Aberdeen Road | 230 | 230 | W-H Fr. | 0.6 | 0 | 1 | 795MCMA | 0 | 0 | 0 | 0 | 0 | 0 | 0 | 0 | 0 | 0 | 0 | 0 | 0 | 0 | 0 | 0 | 0 | 0 | 0 | 0 | 0 | 0 | 0 | 12
NO |  | 17 | 2012 | 9 | 7 | 7 |  | Tap Point | Rolesville | 230 | 230 | W-H Fr. | 5.67 | 0 | 1 | 1590MCMA | 0 | 0 | 0 | 0 | 0 | 0 | 0 | 0 | 0 | 0 | 0 | 0 | 0 | 0 | 0 | 0 | 0 | 0 | 0 | 0 | 0 | 0 | 0 | 12
NO |  | 17 | 2012 | 9 | 8 | 8 |  | Tap Point | Rose Hill | 230 | 230 | W-H Fr. | 0.16 | 0 | 1 | 795MCMA | 0 | 0 | 0 | 0 | 0 | 0 | 0 | 0 | 0 | 0 | 0 | 0 | 0 | 0 | 0 | 0 | 0 | 0 | 0 | 0 | 0 | 0 | 0 | 12
NO |  | 17 | 2012 | 9 | 9 | 9 |  | Tap Point | Rowland | 230 | 230 | W-H Fr. | 6.86 | 0 | 1 | 795MCMA | 0 | 0 | 0 | 0 | 0 | 0 | 0 | 0 | 0 | 0 | 0 | 0 | 0 | 0 | 0 | 0 | 0 | 0 | 0 | 0 | 0 | 0 | 0 | 12
NO |  | 17 | 2012 | 9 | 10 | 10 |  | Tap Point | Roxboro Bowmantown Road Tap | 230 | 230 | S-HFR | 0.04 | 0 | 1 | 1272MCMA | 0 | 0 | 0 | 0 | 0 | 0 | 0 | 0 | 0 | 0 | 0 | 0 | 0 | 0 | 0 | 0 | 0 | 0 | 0 | 0 | 0 | 0 | 0 | 12
NO |  | 17 | 2012 | 9 | 11 | 11 |  | Tap Point | Roxboro Cogentrix | 230 | 230 | W-H Fr. | 0.6 | 0 | 1 | 795MCMA | 0 | 0 | 0 | 0 | 0 | 0 | 0 | 0 | 0 | 0 | 0 | 0 | 0 | 0 | 0 | 0 | 0 | 0 | 0 | 0 | 0 | 0 | 0 | 12
NO |  | 17 | 2012 | 9 | 12 | 12 |  | Tap Point | Roxb. Plt Unit #3 C. Tower | 230 | 230 | W-H Fr. | 0.24 | 0 | 1 | 795MCMA | 0 | 0 | 0 | 0 | 0 | 0 | 0 | 0 | 0 | 0 | 0 | 0 | 0 | 0 | 0 | 0 | 0 | 0 | 0 | 0 | 0 | 0 | 0 | 12
NO |  | 17 | 2012 | 9 | 13 | 13 |  | Tap Point | Roxboro South | 230 | 230 | W-H Fr. | 0.79 | 0 | 1 | 795MCMA | 0 | 0 | 0 | 0 | 0 | 0 | 0 | 0 | 0 | 0 | 0 | 0 | 0 | 0 | 0 | 0 | 0 | 0 | 0 | 0 | 0 | 0 | 0 | 12
NO |  | 17 | 2012 | 9 | 14 | 14 |  | Tap Point | Sanford Deep River | 230 | 230 | W-H Fr. | 2.63 | 0 | 1 | 795MCMA | 0 | 0 | 0 | 0 | 0 | 0 | 0 | 0 | 0 | 0 | 0 | 0 | 0 | 0 | 0 | 0 | 0 | 0 | 0 | 0 | 0 | 0 | 0 | 12
NO |  | 17 | 2012 | 9 | 15 | 15 |  | Tap Point | Sanford Deep River | 230 | 230 | S-HFR | 0.09 | 0 | 1 | 795MCMA | 0 | 0 | 0 | 0 | 0 | 0 | 0 | 0 | 0 | 0 | 0 | 0 | 0 | 0 | 0 | 0 | 0 | 0 | 0 | 0 | 0 | 0 | 0 | 12
NO |  | 17 | 2012 | 9 | 16 | 16 |  | Tap Point | Sanford Garden Street | 230 | 230 | W-H Fr. | 3.25 | 0 | 1 | 1590MCMA | 0 | 0 | 0 | 0 | 0 | 0 | 0 | 0 | 0 | 0 | 0 | 0 | 0 | 0 | 0 | 0 | 0 | 0 | 0 | 0 | 0 | 0 | 0 | 12
NO |  | 17 | 2012 | 9 | 17 | 17 |  | Tap Point | Sanford Horner Blvd. | 230 | 230 | W-H Fr. | 0.04 | 0 | 1 | 795MCMA | 0 | 0 | 0 | 0 | 0 | 0 | 0 | 0 | 0 | 0 | 0 | 0 | 0 | 0 | 0 | 0 | 0 | 0 | 0 | 0 | 0 | 0 | 0 | 12
NO |  | 17 | 2012 | 9 | 18 | 18 |  | Tap Point | Scotts Hill | 230 | 230 | S-SP | 3.37 | 0 | 1 | 795MCMA | 0 | 0 | 0 | 0 | 0 | 0 | 0 | 0 | 0 | 0 | 0 | 0 | 0 | 0 | 0 | 0 | 0 | 0 | 0 | 0 | 0 | 0 | 0 | 12
NO |  | 17 | 2012 | 9 | 19 | 19 |  | Tap Point | Siler City Hwy. 64 | 230 | 230 | S-HFR | 0.53 | 0 | 1 | 795MCMA | 0 | 0 | 0 | 0 | 0 | 0 | 0 | 0 | 0 | 0 | 0 | 0 | 0 | 0 | 0 | 0 | 0 | 0 | 0 | 0 | 0 | 0 | 0 | 12
NO |  | 17 | 2012 | 9 | 20 | 20 |  | Tap Point | Southport | 230 | 230 | W-H Fr. | 1.88 | 0 | 1 | 1272MCMA | 0 | 0 | 0 | 0 | 0 | 0 | 0 | 0 | 0 | 0 | 0 | 0 | 0 | 0 | 0 | 0 | 0 | 0 | 0 | 0 | 0 | 0 | 0 | 12
NO |  | 17 | 2012 | 9 | 21 | 21 |  | Tap Point | Southport Adm (West) | 230 | 230 | W-H Fr. | 0.48 | 0 | 1 | 1272MCMA | 0 | 0 | 0 | 0 | 0 | 0 | 0 | 0 | 0 | 0 | 0 | 0 | 0 | 0 | 0 | 0 | 0 | 0 | 0 | 0 | 0 | 0 | 0 | 12
NO |  | 17 | 2012 | 9 | 22 | 22 |  | Tap Point | Southport Cogentrix | 230 | 230 | W-H Fr. | 0.3 | 0 | 1 | 795MCMA | 0 | 0 | 0 | 0 | 0 | 0 | 0 | 0 | 0 | 0 | 0 | 0 | 0 | 0 | 0 | 0 | 0 | 0 | 0 | 0 | 0 | 0 | 0 | 12
NO |  | 17 | 2012 | 9 | 23 | 23 |  | Tap Point | Summerton | 230 | 230 | W-H Fr. | 2.7 | 0 | 1 | 795MCMA | 0 | 0 | 0 | 0 | 0 | 0 | 0 | 0 | 0 | 0 | 0 | 0 | 0 | 0 | 0 | 0 | 0 | 0 | 0 | 0 | 0 | 0 | 0 | 12
NO |  | 17 | 2012 | 9 | 24 | 24 |  | Tap Point | Swansbsoro | 230 | 230 | W-H Fr. | 0.07 | 0 | 1 | 795MCMA | 0 | 0 | 0 | 0 | 0 | 0 | 0 | 0 | 0 | 0 | 0 | 0 | 0 | 0 | 0 | 0 | 0 | 0 | 0 | 0 | 0 | 0 | 0 | 12
NO |  | 17 | 2012 | 9 | 25 | 25 |  | Tap Point | Tideland EMC Edwards | 230 | 230 | S-SP | 0.61 | 0 | 1 | 1590MCMA | 0 | 0 | 0 | 0 | 0 | 0 | 0 | 0 | 0 | 0 | 0 | 0 | 0 | 0 | 0 | 0 | 0 | 0 | 0 | 0 | 0 | 0 | 0 | 12
NO |  | 17 | 2012 | 9 | 26 | 26 |  | Tap Point | Topsail | 230 | 230 | W-H Fr. | 1.55 | 0 | 1 | 795MCMA | 0 | 0 | 0 | 0 | 0 | 0 | 0 | 0 | 0 | 0 | 0 | 0 | 0 | 0 | 0 | 0 | 0 | 0 | 0 | 0 | 0 | 0 | 0 | 12
NO |  | 17 | 2012 | 9 | 27 | 27 |  | Tap Point | Town of Apex POD #4 | 230 | 230 | S-HFR | 0.12 | 0 | 1 | 795 MCMA | 0 | 0 | 0 | 0 | 0 | 0 | 0 | 0 | 0 | 0 | 0 | 0 | 0 | 0 | 0 | 0 | 0 | 0 | 0 | 0 | 0 | 0 | 0 | 12
NO |  | 17 | 2012 | 9 | 28 | 28 |  | Tap Point | Town of Farmville | 230 | 230 | S-HFR | 0.03 | 0 | 1 | 795 MCMA | 0 | 0 | 0 | 0 | 0 | 0 | 0 | 0 | 0 | 0 | 0 | 0 | 0 | 0 | 0 | 0 | 0 | 0 | 0 | 0 | 0 | 0 | 0 | 12
NO |  | 17 | 2012 | 9 | 29 | 29 |  | Tap Point | Wadesboro Bowman School | 230 | 230 | S-HFR | 12.98 | 0 | 8 | 1590MCMA | 0 | 0 | 0 | 0 | 0 | 0 | 0 | 0 | 0 | 0 | 0 | 0 | 0 | 0 | 0 | 0 | 0 | 0 | 0 | 0 | 0 | 0 | 0 | 12
NO |  | 17 | 2012 | 9 | 30 | 30 |  | Tap Point | Wake Tech | 230 | 230 | S-HFR | 0.06 | 0 | 1 | 795MCMA | 0 | 0 | 0 | 0 | 0 | 0 | 0 | 0 | 0 | 0 | 0 | 0 | 0 | 0 | 0 | 0 | 0 | 0 | 0 | 0 | 0 | 0 | 0 | 12
NO |  | 17 | 2012 | 9 | 31 | 31 |  | Tap Point | Warsaw | 230 | 230 | S-SP | 0.61 | 0 | 1 | 795MCMA | 0 | 0 | 0 | 0 | 0 | 0 | 0 | 0 | 0 | 0 | 0 | 0 | 0 | 0 | 0 | 0 | 0 | 0 | 0 | 0 | 0 | 0 | 0 | 12
NO |  | 17 | 2012 | 9 | 32 | 32 |  | Tap Point | Warsaw | 230 | 230 | W-H Fr. | 2.46 | 0 | 1 | 795MCMA | 0 | 0 | 0 | 0 | 0 | 0 | 0 | 0 | 0 | 0 | 0 | 0 | 0 | 0 | 0 | 0 | 0 | 0 | 0 | 0 | 0 | 0 | 0 | 12
NO |  | 17 | 2012 | 9 | 33 | 33 |  | Tap Point | Weatherspoon Sub | 230 | 230 | W-H Fr. | 0.09 | 0 | 1 | 795MCMA | 0 | 0 | 0 | 0 | 0 | 0 | 0 | 0 | 0 | 0 | 0 | 0 | 0 | 0 | 0 | 0 | 0 | 0 | 0 | 0 | 0 | 0 | 0 | 12
NO |  | 17 | 2012 | 9 | 34 | 34 |  | Tap Point | Wendell | 230 | 230 | W-H Fr. | 0.07 | 0 | 1 | 795MCMA | 0 | 0 | 0 | 0 | 0 | 0 | 0 | 0 | 0 | 0 | 0 | 0 | 0 | 0 | 0 | 0 | 0 | 0 | 0 | 0 | 0 | 0 | 0 | 12
NO |  | 17 | 2012 | 9 | 35 | 35 |  | Tap Point | Wilmington Kosa | 230 | 230 | W-H Fr. | 0.58 | 0 | 1 | 1272MCMA | 0 | 0 | 0 | 0 | 0 | 0 | 0 | 0 | 0 | 0 | 0 | 0 | 0 | 0 | 0 | 0 | 0 | 0 | 0 | 0 | 0 | 0 | 0 | 12
NO |  | 17 | 2012 | 10 | 1 | 1 |  | Tap Point | Wilmington Cedar Avenue | 230 | 230 | S-SP | 0.21 | 0 | 1 | 795MCMA | 0 | 0 | 0 | 0 | 0 | 0 | 0 | 0 | 0 | 0 | 0 | 0 | 0 | 0 | 0 | 0 | 0 | 0 | 0 | 0 | 0 | 0 | 0 | 12
NO |  | 17 | 2012 | 10 | 2 | 2 |  | Tap Point | Wilmington East | 230 | 230 | W-H Fr. | 0.01 | 0 | 1 | 1272MCMA | 0 | 0 | 0 | 0 | 0 | 0 | 0 | 0 | 0 | 0 | 0 | 0 | 0 | 0 | 0 | 0 | 0 | 0 | 0 | 0 | 0 | 0 | 0 | 12
NO |  | 17 | 2012 | 10 | 3 | 3 |  | Tap Point | Wilmington Ninth & Orange | 230 | 230 | S-SP | 2.01 | 0 | 1 | 1272MCMA | 0 | 0 | 0 | 0 | 0 | 0 | 0 | 0 | 0 | 0 | 0 | 0 | 0 | 0 | 0 | 0 | 0 | 0 | 0 | 0 | 0 | 0 | 0 | 12
NO |  | 17 | 2012 | 10 | 4 | 4 |  | Tap Point | Wilmington Ogden (East) | 230 | 230 | W-H Fr. | 0.06 | 0 | 1 | 795MCMA | 0 | 0 | 0 | 0 | 0 | 0 | 0 | 0 | 0 | 0 | 0 | 0 | 0 | 0 | 0 | 0 | 0 | 0 | 0 | 0 | 0 | 0 | 0 | 12
NO |  | 17 | 2012 | 10 | 5 | 5 |  | Tap Point | Wilmington Ogden (West) | 230 | 230 | S-HFR | 0.06 | 0 | 1 | 795MCMA | 0 | 0 | 0 | 0 | 0 | 0 | 0 | 0 | 0 | 0 | 0 | 0 | 0 | 0 | 0 | 0 | 0 | 0 | 0 | 0 | 0 | 0 | 0 | 12
NO |  | 17 | 2012 | 10 | 6 | 6 |  | Tap Point | Wilmington Praxair | 230 | 230 | W-H Fr. | 0.58 | 0 | 1 | 795MCMA | 0 | 0 | 0 | 0 | 0 | 0 | 0 | 0 | 0 | 0 | 0 | 0 | 0 | 0 | 0 | 0 | 0 | 0 | 0 | 0 | 0 | 0 | 0 | 12
NO |  | 17 | 2012 | 10 | 7 | 7 |  | Tap Point | Wilmington Basf | 230 | 230 | W-H Fr. | 0.22 | 0 | 1 | 795MCMA | 0 | 0 | 0 | 0 | 0 | 0 | 0 | 0 | 0 | 0 | 0 | 0 | 0 | 0 | 0 | 0 | 0 | 0 | 0 | 0 | 0 | 0 | 0 | 12
NO |  | 17 | 2012 | 10 | 8 | 8 |  | Tap Point | Wilson Mills | 230 | 230 | W-H Fr. | 0.09 | 0 | 1 | 795MCMA | 0 | 0 | 0 | 0 | 0 | 0 | 0 | 0 | 0 | 0 | 0 | 0 | 0 | 0 | 0 | 0 | 0 | 0 | 0 | 0 | 0 | 0 | 0 | 12
NO |  | 17 | 2012 | 10 | 9 | 9 |  | Tap Point | Yanceyville | 230 | 230 | S-SP | 10.36 | 0 | 1 | 795MCMA | 0 | 0 | 0 | 0 | 0 | 0 | 0 | 0 | 0 | 0 | 0 | 0 | 0 | 0 | 0 | 0 | 0 | 0 | 0 | 0 | 0 | 0 | 0 | 12
NO |  | 17 | 2012 | 10 | 10 | 10 |  | Tot. 230 kV Lines in NC |  | 0 | 0 |  | 0 | 0 | 0 |  | 90802030 | 450092267 | 540894297 | 0 | 0 | 0 | 0 | 0 | 0 | 0 | 0 | 0 | 0 | 0 | 0 | 0 | 0 | 0 | 0 | 0 | 0 | 0 | 0 | 12
NO |  | 17 | 2012 | 10 | 11 | 11 |  | Camden | Lugoff(SCPSA) | 230 | 230 | W-H Fr. | 5.37 | 0 | 1 | 1272MCMA | 0 | 0 | 0 | 0 | 0 | 0 | 0 | 0 | 0 | 0 | 0 | 0 | 0 | 0 | 0 | 0 | 0 | 0 | 0 | 0 | 0 | 0 | 0 | 12
NO |  | 17 | 2012 | 10 | 12 | 12 |  | Darlington County Plant | Florence | 230 | 230 | S-SP | 37.28 | 0 | 1 | 1590MCMA | 0 | 0 | 0 | 0 | 0 | 0 | 0 | 0 | 0 | 0 | 0 | 0 | 0 | 0 | 0 | 0 | 0 | 0 | 0 | 0 | 0 | 0 | 0 | 12
NO |  | 17 | 2012 | 10 | 13 | 13 |  | Darlington County Plant | Robinson Plant (South) | 230 | 230 | W-H Fr. | 1.71 | 0 | 1 | 2515MCMA | 0 | 0 | 0 | 0 | 0 | 0 | 0 | 0 | 0 | 0 | 0 | 0 | 0 | 0 | 0 | 0 | 0 | 0 | 0 | 0 | 0 | 0 | 0 | 12
NO |  | 17 | 2012 | 10 | 14 | 14 |  | Darlington County Plant | Robinson Plant (North) | 230 | 230 | S-HFR | 1.67 | 0 | 1 | 2515MCMA | 0 | 0 | 0 | 0 | 0 | 0 | 0 | 0 | 0 | 0 | 0 | 0 | 0 | 0 | 0 | 0 | 0 | 0 | 0 | 0 | 0 | 0 | 0 | 12
NO |  | 17 | 2012 | 10 | 15 | 15 |  | Darlington County Plant | South Bethune (SCPSA) | 230 | 230 | W-H Fr. | 0.06 | 0 | 1 | 1272MCMA | 0 | 0 | 0 | 0 | 0 | 0 | 0 | 0 | 0 | 0 | 0 | 0 | 0 | 0 | 0 | 0 | 0 | 0 | 0 | 0 | 0 | 0 | 0 | 12
NO |  | 17 | 2012 | 10 | 16 | 16 |  | Darlington County Plant | Sumter | 230 | 230 | DC-SSP | 5.68 | 0 | 2 | 1272MCMA | 0 | 0 | 0 | 0 | 0 | 0 | 0 | 0 | 0 | 0 | 0 | 0 | 0 | 0 | 0 | 0 | 0 | 0 | 0 | 0 | 0 | 0 | 0 | 12
NO |  | 17 | 2012 | 10 | 17 | 17 |  | Darlington County Plant | Sumter | 230 | 230 | W-H Fr. | 48.01 | 0 | 1 | 1272MCMA | 0 | 0 | 0 | 0 | 0 | 0 | 0 | 0 | 0 | 0 | 0 | 0 | 0 | 0 | 0 | 0 | 0 | 0 | 0 | 0 | 0 | 0 | 0 | 12
NO |  | 17 | 2012 | 10 | 18 | 18 |  | Darlington County Plant | Laurinburg | 230 | 230 | W-H Fr. | 34.39 | 0 | 1 | 2515MCMA | 0 | 0 | 0 | 0 | 0 | 0 | 0 | 0 | 0 | 0 | 0 | 0 | 0 | 0 | 0 | 0 | 0 | 0 | 0 | 0 | 0 | 0 | 0 | 12
NO |  | 17 | 2012 | 10 | 19 | 19 |  | Florence | Kingstree | 230 | 230 | W-H Fr. | 49.46 | 0 | 1 | 1272MCMA | 0 | 0 | 0 | 0 | 0 | 0 | 0 | 0 | 0 | 0 | 0 | 0 | 0 | 0 | 0 | 0 | 0 | 0 | 0 | 0 | 0 | 0 | 0 | 12
NO |  | 17 | 2012 | 10 | 20 | 20 |  | Florence | Latta | 230 | 230 | W-H Fr. | 23.49 | 0 | 1 | 1272MCMA | 0 | 0 | 0 | 0 | 0 | 0 | 0 | 0 | 0 | 0 | 0 | 0 | 0 | 0 | 0 | 0 | 0 | 0 | 0 | 0 | 0 | 0 | 0 | 12
NO |  | 17 | 2012 | 10 | 21 | 21 |  | Florence | Darlington (SCPSA) | 230 | 230 | W-H Fr. | 11.05 | 0 | 1 | 1272MCMA | 0 | 0 | 0 | 0 | 0 | 0 | 0 | 0 | 0 | 0 | 0 | 0 | 0 | 0 | 0 | 0 | 0 | 0 | 0 | 0 | 0 | 0 | 0 | 12
NO |  | 17 | 2012 | 10 | 22 | 22 |  | Latta | Marion | 230 | 230 | W-H Fr. | 8.36 | 0 | 1 | 1590MCMA | 0 | 0 | 0 | 0 | 0 | 0 | 0 | 0 | 0 | 0 | 0 | 0 | 0 | 0 | 0 | 0 | 0 | 0 | 0 | 0 | 0 | 0 | 0 | 12
NO |  | 17 | 2012 | 10 | 23 | 23 |  | MARION | SCPSA MARION NORTH | 230 | 230 | S-HFR | 0.07 | 0 | 1 | 2-1272MCMA | 0 | 0 | 0 | 0 | 0 | 0 | 0 | 0 | 0 | 0 | 0 | 0 | 0 | 0 | 0 | 0 | 0 | 0 | 0 | 0 | 0 | 0 | 0 | 12
NO |  | 17 | 2012 | 10 | 24 | 24 |  | MARION | SCPSA MARION SOUTH | 230 | 230 | S-HFR | 0.08 | 0 | 1 | 2-1272MCMA | 0 | 0 | 0 | 0 | 0 | 0 | 0 | 0 | 0 | 0 | 0 | 0 | 0 | 0 | 0 | 0 | 0 | 0 | 0 | 0 | 0 | 0 | 0 | 12
NO |  | 17 | 2012 | 10 | 25 | 25 |  | MARION | WHITEVILLE | 230 | 230 | S-SP | 21.41 | 0 | 1 | 1590MCMA | 0 | 0 | 0 | 0 | 0 | 0 | 0 | 0 | 0 | 0 | 0 | 0 | 0 | 0 | 0 | 0 | 0 | 0 | 0 | 0 | 0 | 0 | 0 | 12
NO |  | 17 | 2012 | 10 | 26 | 26 |  | Robinson Plant | Florence | 230 | 230 | DC-T | 1.4 | 0 | 2 | 1272MCMA | 0 | 0 | 0 | 0 | 0 | 0 | 0 | 0 | 0 | 0 | 0 | 0 | 0 | 0 | 0 | 0 | 0 | 0 | 0 | 0 | 0 | 0 | 0 | 12
NO |  | 17 | 2012 | 10 | 27 | 27 |  | Robinson Plant | Florence | 230 | 230 | W-H Fr. | 38.41 | 0 | 1 | 1272MCMA | 0 | 0 | 0 | 0 | 0 | 0 | 0 | 0 | 0 | 0 | 0 | 0 | 0 | 0 | 0 | 0 | 0 | 0 | 0 | 0 | 0 | 0 | 0 | 12
NO |  | 17 | 2012 | 10 | 28 | 28 |  | Robinson Plant | Rockingham | 230 | 230 | S-SP | 0.23 | 0 | 1 | 1272MCMA | 0 | 0 | 0 | 0 | 0 | 0 | 0 | 0 | 0 | 0 | 0 | 0 | 0 | 0 | 0 | 0 | 0 | 0 | 0 | 0 | 0 | 0 | 0 | 12
NO |  | 17 | 2012 | 10 | 29 | 29 |  | Robinson Plant | Rockingham | 230 | 230 | W-H Fr. | 40.35 | 0 | 1 | 1272MCMA | 0 | 0 | 0 | 0 | 0 | 0 | 0 | 0 | 0 | 0 | 0 | 0 | 0 | 0 | 0 | 0 | 0 | 0 | 0 | 0 | 0 | 0 | 0 | 12
NO |  | 17 | 2012 | 10 | 30 | 30 |  | Robinson Plant | Darlington (SCPSA) | 230 | 230 | DC-T | 0.6 | 0 | 2 | 1272MCMA | 0 | 0 | 0 | 0 | 0 | 0 | 0 | 0 | 0 | 0 | 0 | 0 | 0 | 0 | 0 | 0 | 0 | 0 | 0 | 0 | 0 | 0 | 0 | 12
NO |  | 17 | 2012 | 10 | 31 | 31 |  | Robinson Plant | Darlington (SCPSA) | 230 | 230 | W-H Fr. | 17.95 | 0 | 1 | 1272MCMA | 0 | 0 | 0 | 0 | 0 | 0 | 0 | 0 | 0 | 0 | 0 | 0 | 0 | 0 | 0 | 0 | 0 | 0 | 0 | 0 | 0 | 0 | 0 | 12
NO |  | 17 | 2012 | 10 | 32 | 32 |  | Robinson Plant | Sumter | 230 | 230 | W-H Fr. | 40.56 | 0.6 | 1 | 1272MCMA | 0 | 0 | 0 | 0 | 0 | 0 | 0 | 0 | 0 | 0 | 0 | 0 | 0 | 0 | 0 | 0 | 0 | 0 | 0 | 0 | 0 | 0 | 0 | 12
NO |  | 17 | 2012 | 10 | 33 | 33 |  | Sumter | Canadys (SCE&G) | 230 | 230 | DC-T | 7.26 | 0 | 2 | 795MCMA | 0 | 0 | 0 | 0 | 0 | 0 | 0 | 0 | 0 | 0 | 0 | 0 | 0 | 0 | 0 | 0 | 0 | 0 | 0 | 0 | 0 | 0 | 0 | 12
NO |  | 17 | 2012 | 10 | 34 | 34 |  | Sumter | Canadys (SCE&G) | 230 | 230 | W-H Fr. | 22.9 | 0 | 1 | 795MCMA | 0 | 0 | 0 | 0 | 0 | 0 | 0 | 0 | 0 | 0 | 0 | 0 | 0 | 0 | 0 | 0 | 0 | 0 | 0 | 0 | 0 | 0 | 0 | 12
NO |  | 17 | 2012 | 10 | 35 | 35 |  | Sumter | Wateree Plant (SCE&G) | 230 | 230 | W-H Fr. | 16.58 | 7.26 | 1 | 1272MCMA | 0 | 0 | 0 | 0 | 0 | 0 | 0 | 0 | 0 | 0 | 0 | 0 | 0 | 0 | 0 | 0 | 0 | 0 | 0 | 0 | 0 | 0 | 0 | 12
NO |  | 17 | 2012 | 11 | 1 | 1 |  | Weatherspoon | Latta | 230 | 230 | W-HFR | 21.35 | 0 | 1 | 1272MCMA | 0 | 0 | 0 | 0 | 0 | 0 | 0 | 0 | 0 | 0 | 0 | 0 | 0 | 0 | 0 | 0 | 0 | 0 | 0 | 0 | 0 | 0 | 0 | 12
NO |  | 17 | 2012 | 11 | 2 | 2 |  | Tap Point | Bishopville | 230 | 230 | W-H Fr. | 0.16 | 0 | 1 | 795MCMA | 0 | 0 | 0 | 0 | 0 | 0 | 0 | 0 | 0 | 0 | 0 | 0 | 0 | 0 | 0 | 0 | 0 | 0 | 0 | 0 | 0 | 0 | 0 | 12
NO |  | 17 | 2012 | 11 | 3 | 3 |  | Tap Point | Cheraw Cash Rd. | 230 | 230 | S-SP | 1.08 | 0 | 1 | 795MCMA | 0 | 0 | 0 | 0 | 0 | 0 | 0 | 0 | 0 | 0 | 0 | 0 | 0 | 0 | 0 | 0 | 0 | 0 | 0 | 0 | 0 | 0 | 0 | 12
NO |  | 17 | 2012 | 11 | 4 | 4 |  | Tap Point | Cheraw Reid Park | 230 | 230 | W-H Fr. | 5.3 | 0 | 1 | 1272MCMA | 0 | 0 | 0 | 0 | 0 | 0 | 0 | 0 | 0 | 0 | 0 | 0 | 0 | 0 | 0 | 0 | 0 | 0 | 0 | 0 | 0 | 0 | 0 | 12
NO |  | 17 | 2012 | 11 | 5 | 5 |  | Tap Point | Dillon North | 230 | 230 | S-SP | 3.51 | 0 | 1 | 795MCMA | 0 | 0 | 0 | 0 | 0 | 0 | 0 | 0 | 0 | 0 | 0 | 0 | 0 | 0 | 0 | 0 | 0 | 0 | 0 | 0 | 0 | 0 | 0 | 12
NO |  | 17 | 2012 | 11 | 6 | 6 |  | Tap Point | Dillon Maple | 230 | 230 | W-H Fr. | 4.39 | 0 | 1 | 795MCMA | 0 | 0 | 0 | 0 | 0 | 0 | 0 | 0 | 0 | 0 | 0 | 0 | 0 | 0 | 0 | 0 | 0 | 0 | 0 | 0 | 0 | 0 | 0 | 12
NO |  | 17 | 2012 | 11 | 7 | 7 |  | Tap Point | Dovesville Nucor | 230 | 230 | W-H Fr. | 6.81 | 0 | 1 | 1272MCMA | 0 | 0 | 0 | 0 | 0 | 0 | 0 | 0 | 0 | 0 | 0 | 0 | 0 | 0 | 0 | 0 | 0 | 0 | 0 | 0 | 0 | 0 | 0 | 12
NO |  | 17 | 2012 | 11 | 8 | 8 |  | Tap Point | Elliott | 230 | 230 | W-H Fr. | 2.15 | 0 | 1 | 795MCMA | 0 | 0 | 0 | 0 | 0 | 0 | 0 | 0 | 0 | 0 | 0 | 0 | 0 | 0 | 0 | 0 | 0 | 0 | 0 | 0 | 0 | 0 | 0 | 12
NO |  | 17 | 2012 | 11 | 9 | 9 |  | Tap Point | Florence Cashua | 230 | 230 | C-SP | 1.3 | 0 | 1 | 795MCMA | 0 | 0 | 0 | 0 | 0 | 0 | 0 | 0 | 0 | 0 | 0 | 0 | 0 | 0 | 0 | 0 | 0 | 0 | 0 | 0 | 0 | 0 | 0 | 12
NO |  | 17 | 2012 | 11 | 10 | 10 |  | Tap Point | Florence Ebenezer | 230 | 230 | W-H Fr. | 0.08 | 0 | 1 | 1590MCMA | 0 | 0 | 0 | 0 | 0 | 0 | 0 | 0 | 0 | 0 | 0 | 0 | 0 | 0 | 0 | 0 | 0 | 0 | 0 | 0 | 0 | 0 | 0 | 12
NO |  | 17 | 2012 | 11 | 11 | 11 |  | Tap Point | Florence West | 230 | 230 | W-H Fr. | 0.03 | 0 | 1 | 795MCMA | 0 | 0 | 0 | 0 | 0 | 0 | 0 | 0 | 0 | 0 | 0 | 0 | 0 | 0 | 0 | 0 | 0 | 0 | 0 | 0 | 0 | 0 | 0 | 12
NO |  | 17 | 2012 | 11 | 12 | 12 |  | Tap Point | Hartsville Segars Mill | 230 | 230 | W-H Fr. | 0.06 | 0 | 1 | 795MCMA | 0 | 0 | 0 | 0 | 0 | 0 | 0 | 0 | 0 | 0 | 0 | 0 | 0 | 0 | 0 | 0 | 0 | 0 | 0 | 0 | 0 | 0 | 0 | 12
NO |  | 17 | 2012 | 11 | 13 | 13 |  | Tap Point | Hartsville Talley Metals | 230 | 230 | W-HFR | 0.31 | 0 | 1 | 795MCMA | 0 | 0 | 0 | 0 | 0 | 0 | 0 | 0 | 0 | 0 | 0 | 0 | 0 | 0 | 0 | 0 | 0 | 0 | 0 | 0 | 0 | 0 | 0 | 12
NO |  | 17 | 2012 | 11 | 14 | 14 |  | Tap Point | Hartsville Talley Metals | 230 | 230 | S-SP | 0.74 | 0 | 1 | 1590MCMA | 0 | 0 | 0 | 0 | 0 | 0 | 0 | 0 | 0 | 0 | 0 | 0 | 0 | 0 | 0 | 0 | 0 | 0 | 0 | 0 | 0 | 0 | 0 | 12
NO |  | 17 | 2012 | 11 | 15 | 15 |  | Tap Point | Kingstree North | 230 | 230 | W-H Fr. | 0.14 | 0 | 1 | 795MCMA | 0 | 0 | 0 | 0 | 0 | 0 | 0 | 0 | 0 | 0 | 0 | 0 | 0 | 0 | 0 | 0 | 0 | 0 | 0 | 0 | 0 | 0 | 0 | 12
NO |  | 17 | 2012 | 11 | 16 | 16 |  | Tap Point | Lake City | 230 | 230 | W-H Fr. | 0.08 | 0 | 1 | 795MCMA | 0 | 0 | 0 | 0 | 0 | 0 | 0 | 0 | 0 | 0 | 0 | 0 | 0 | 0 | 0 | 0 | 0 | 0 | 0 | 0 | 0 | 0 | 0 | 12
NO |  | 17 | 2012 | 11 | 17 | 17 |  | Tap Point | McColl | 230 | 230 | W-H Fr. | 0.9 | 0 | 1 | 795MCMA | 0 | 0 | 0 | 0 | 0 | 0 | 0 | 0 | 0 | 0 | 0 | 0 | 0 | 0 | 0 | 0 | 0 | 0 | 0 | 0 | 0 | 0 | 0 | 12
NO |  | 17 | 2012 | 11 | 18 | 18 |  | Tap Point | Olanta | 230 | 230 | W-H Fr. | 0.05 | 0 | 1 | 795MCMA | 0 | 0 | 0 | 0 | 0 | 0 | 0 | 0 | 0 | 0 | 0 | 0 | 0 | 0 | 0 | 0 | 0 | 0 | 0 | 0 | 0 | 0 | 0 | 12
NO |  | 17 | 2012 | 11 | 19 | 19 |  | Tap Point | Society Hill | 230 | 230 | W-SP | 1.13 | 0 | 1 | 795MCMA | 0 | 0 | 0 | 0 | 0 | 0 | 0 | 0 | 0 | 0 | 0 | 0 | 0 | 0 | 0 | 0 | 0 | 0 | 0 | 0 | 0 | 0 | 0 | 12
NO |  | 17 | 2012 | 11 | 20 | 20 |  | Tap Point | Summerton | 230 | 230 | W-HFR | 2.7 | 0 | 1 | 795MCMA | 0 | 0 | 0 | 0 | 0 | 0 | 0 | 0 | 0 | 0 | 0 | 0 | 0 | 0 | 0 | 0 | 0 | 0 | 0 | 0 | 0 | 0 | 0 | 12
NO |  | 17 | 2012 | 11 | 21 | 21 |  | Tap Point | Sumter Alice Drive | 230 | 230 | W-H Fr. | 0.3 | 0 | 1 | 795MCMA | 0 | 0 | 0 | 0 | 0 | 0 | 0 | 0 | 0 | 0 | 0 | 0 | 0 | 0 | 0 | 0 | 0 | 0 | 0 | 0 | 0 | 0 | 0 | 12
NO |  | 17 | 2012 | 11 | 22 | 22 |  | Tap Point | Sumter North | 230 | 230 | S-SP | 0.73 | 0 | 1 | 795MCMA | 0 | 0 | 0 | 0 | 0 | 0 | 0 | 0 | 0 | 0 | 0 | 0 | 0 | 0 | 0 | 0 | 0 | 0 | 0 | 0 | 0 | 0 | 0 | 12
NO |  | 17 | 2012 | 11 | 23 | 23 |  | Tap Point | Sumter Wedgefield Rd. | 230 | 230 | W-H Fr. | 0.05 | 0 | 1 | 795MCMA | 0 | 0 | 0 | 0 | 0 | 0 | 0 | 0 | 0 | 0 | 0 | 0 | 0 | 0 | 0 | 0 | 0 | 0 | 0 | 0 | 0 | 0 | 0 | 12
NO |  | 17 | 2012 | 11 | 24 | 24 |  | Tot. 230kV Lines in SC |  | 0 | 0 |  | 0 | 0 | 0 |  | 13503813 | 60272505 | 73776318 | 0 | 0 | 0 | 0 | 0 | 0 | 0 | 0 | 0 | 0 | 0 | 0 | 0 | 0 | 0 | 0 | 0 | 0 | 0 | 0 | 12
NO |  | 17 | 2012 | 11 | 25 | 25 |  | 115kV Tower Lines-NC |  | 0 | 0 | T | 389.55 | 37.89 | 4 |  | 0 | 0 | 0 | 0 | 0 | 0 | 0 | 0 | 0 | 0 | 0 | 0 | 0 | 0 | 0 | 0 | 0 | 0 | 0 | 0 | 0 | 0 | 0 | 12
NO |  | 17 | 2012 | 11 | 26 | 26 |  | 115kV Pole Lines-NC |  | 0 | 0 | Pole | 1586.39 | 19.08 | 20 |  | 0 | 0 | 0 | 0 | 0 | 0 | 0 | 0 | 0 | 0 | 0 | 0 | 0 | 0 | 0 | 0 | 0 | 0 | 0 | 0 | 0 | 0 | 0 | 12
NO |  | 17 | 2012 | 11 | 30 | 30 |  | 115kV Tower Lines-SC |  | 0 | 0 | T | 85.15 | 0 | 5 |  | 0 | 0 | 0 | 0 | 0 | 0 | 0 | 0 | 0 | 0 | 0 | 0 | 0 | 0 | 0 | 0 | 0 | 0 | 0 | 0 | 0 | 0 | 0 | 12
NO |  | 17 | 2012 | 11 | 31 | 31 |  | 115kV Pole Lines-SC |  | 0 | 0 | Pole | 440.7 | 0.37 | 1 |  | 0 | 0 | 0 | 0 | 0 | 0 | 0 | 0 | 0 | 0 | 0 | 0 | 0 | 0 | 0 | 0 | 0 | 0 | 0 | 0 | 0 | 0 | 0 | 12
SI/NO | A | 17 | 2012 | 11 | 32 | 32 |  | Tot. 115Kv Lines in SC |  | 0 | 0 |  | 0 | 0 | 0 |  | 3320513 | 23025617 | 26346130 | 0 | 0 | 0 | 577123.7222 | 0 | 0 | 0 | 0 | 0 | 0 | 0 | 0 | 0 | 0 | 0 | 0 | 0 | 0 | 0 | 0 | 12
NO |  | 17 | 2012 | 11 | 33 | 33 |  | 66KV Tower Lines NC |  | 0 | 0 | T | 1.56 | 0.97 | 1 |  | 0 | 0 | 0 | 0 | 0 | 0 | 0 | 0 | 0 | 0 | 0 | 0 | 0 | 0 | 0 | 0 | 0 | 0 | 0 | 0 | 0 | 0 | 0 | 12
NO |  | 17 | 2012 | 11 | 34 | 34 |  | 66KV Pole Lines-NC |  | 0 | 0 | Wood Pole | 8.55 | 1.2 | 1 |  | 0 | 0 | 0 | 0 | 0 | 0 | 0 | 0 | 0 | 0 | 0 | 0 | 0 | 0 | 0 | 0 | 0 | 0 | 0 | 0 | 0 | 0 | 0 | 12
NO |  | 17 | 2012 | 0 | 36 | 36 |  | TOTAL |  | 0 | 0 |  | 6056.57 | 141.1 | 497 |  | 168841733 | 791568258 | 960409991 | 0 | 0 | 0 | 0 | 0 | 0 | 0 | 0 | 0 | 0 | 0 | 0 | 0 | 0 | 0 | 0 | 0 | 0 | 0 | 0 | 12
SI/NO | A | 17 | 2012 | 11 | 27 | 27 |  | Tot. 115kV Lines-NC |  | 0 | 0 |  | 0 | 0 | 0 |  | 37600856 | 193439024 | 231039880 | 0 | 0 | 0 | 5061031.5641 | 0 | 0 | 0 | 0 | 0 | 0 | 0 | 0 | 0 | 0 | 0 | 0 | 0 | 0 | 0 | 0 | 12
SI/NO | A | 17 | 2012 | 11 | 35 | 35 |  | Tot. 66KV Lines in NC |  | 0 | 0 |  | 0 | 0 | 0 |  | 57228 | 680170 | 737398 | 0 | 0 | 0 | 16153.0319 | 0 | 0 | 0 | 0 | 0 | 0 | 0 | 0 | 0 | 0 | 0 | 0 | 0 | 0 | 0 | 0 | 12
NO |  | 17 | 2012 | 12 | 2 | 2 |  | Tot. KV Lines |  | 0 | 0 |  | 0 | 0 | 0 |  | 0 | 0 | 0 | 0 | 0 | 0 | 0 | 0 | 0 | 0 | 0 | 0 | 0 | 0 | 0 | 0 | 0 | 0 | 0 | 0 | 0 | 0 | 0 | 12
NO |  | 51 | 2012 | 0 | 1 | 1 |  | This detail is not |  | 161000 | 161000 | WOOD H FRAME | 351.69 | 7.65 | 1 | 795.000 ACSR | 0 | 0 | 0 | 0 | 0 | 0 | 0 | 0 | 0 | 0 | 0 | 0 | 0 | 0 | 0 | 0 | 0 | 0 | 0 | 0 | 0 | 0 | 0 | 12
NO |  | 51 | 2012 | 0 | 2 | 2 |  | currently available on |  | 0 | 0 |  | 0 | 0 | 0 | 565.000 ACSR | 0 | 0 | 0 | 0 | 0 | 0 | 0 | 0 | 0 | 0 | 0 | 0 | 0 | 0 | 0 | 0 | 0 | 0 | 0 | 0 | 0 | 0 | 0 | 12
NO |  | 51 | 2012 | 0 | 3 | 3 |  | Respondent's tracking |  | 161000 | 161000 | STEEL POLE | 6.89 | 1.94 | 1 | 336.400 ACSR | 0 | 0 | 0 | 0 | 0 | 0 | 0 | 0 | 0 | 0 | 0 | 0 | 0 | 0 | 0 | 0 | 0 | 0 | 0 | 0 | 0 | 0 | 0 | 12
NO |  | 51 | 2012 | 0 | 4 | 4 |  | system. |  | 161000 | 161000 | STEEL TOWER | 26.49 | 0 | 1 | 253.000 HDB | 0 | 0 | 0 | 0 | 0 | 0 | 0 | 0 | 0 | 0 | 0 | 0 | 0 | 0 | 0 | 0 | 0 | 0 | 0 | 0 | 0 | 0 | 0 | 12
NO |  | 51 | 2012 | 0 | 5 | 5 |  |  |  | 0 | 0 |  | 0 | 0 | 0 | 656.000 ACSR | 0 | 0 | 0 | 0 | 0 | 0 | 0 | 0 | 0 | 0 | 0 | 0 | 0 | 0 | 0 | 0 | 0 | 0 | 0 | 0 | 0 | 0 | 0 | 12
NO |  | 51 | 2012 | 0 | 6 | 6 |  |  |  | 161000 | 161000 | WOOD POLE | 55.97 | 0 | 1 | 795.000 ACSR | 7869526 | 57897946 | 65767472 | 6750 | 457729 | 0 | 464479 | 0 | 0 | 0 | 0 | 0 | 0 | 0 | 0 | 0 | 0 | 0 | 0 | 0 | 0 | 0 | 0 | 12
SI/SI | A | 51 | 2012 | 0 | 9 | 9 |  |  |  | 69000 | 69000 | WOOD H FRAME | 35.7 | 0 | 1 | Various | 3086348 | 69608713 | 72695061 | 47120 | 1580908 | 0 | 1628028 | 0 | 0 | 0 | 0 | 0 | 0 | 0 | 0 | 0 | 0 | 0 | 0 | 0 | 0 | 0 | 0 | 12
NO |  | 51 | 2012 | 0 | 10 | 10 |  |  |  | 69000 | 69000 | WOOD H FRAME | 0 | 5.24 | 1 |  | 0 | 0 | 0 | 0 | 0 | 0 | 0 | 0 | 0 | 0 | 0 | 0 | 0 | 0 | 0 | 0 | 0 | 0 | 0 | 0 | 0 | 0 | 0 | 12
NO |  | 51 | 2012 | 0 | 11 | 11 |  |  |  | 69000 | 69000 | WOOD POLE | 670.75 | 0 | 1 |  | 0 | 0 | 0 | 0 | 0 | 0 | 0 | 0 | 0 | 0 | 0 | 0 | 0 | 0 | 0 | 0 | 0 | 0 | 0 | 0 | 0 | 0 | 0 | 12
NO |  | 51 | 2012 | 0 | 12 | 12 |  |  |  | 69000 | 69000 | WOOD POLE | 0 | 10.75 | 1 |  | 0 | 0 | 0 | 0 | 0 | 0 | 0 | 0 | 0 | 0 | 0 | 0 | 0 | 0 | 0 | 0 | 0 | 0 | 0 | 0 | 0 | 0 | 0 | 12
NO |  | 51 | 2012 | 0 | 13 | 13 |  |  |  | 69000 | 69000 | STEEL POLE | 30.14 | 0 | 1 |  | 0 | 0 | 0 | 0 | 0 | 0 | 0 | 0 | 0 | 0 | 0 | 0 | 0 | 0 | 0 | 0 | 0 | 0 | 0 | 0 | 0 | 0 | 0 | 12
NO |  | 51 | 2012 | 0 | 14 | 14 |  |  |  | 69000 | 69000 | STEEL TOWER | 8.78 | 0 | 1 |  | 0 | 0 | 0 | 0 | 0 | 0 | 0 | 0 | 0 | 0 | 0 | 0 | 0 | 0 | 0 | 0 | 0 | 0 | 0 | 0 | 0 | 0 | 0 | 12
NO |  | 51 | 2012 | 0 | 15 | 15 |  |  |  | 69000 | 69000 | STEEL TOWER | 0 | 28.56 | 1 |  | 0 | 0 | 0 | 0 | 0 | 0 | 0 | 0 | 0 | 0 | 0 | 0 | 0 | 0 | 0 | 0 | 0 | 0 | 0 | 0 | 0 | 0 | 0 | 12
SI/SI | A | 51 | 2012 | 0 | 18 | 18 |  |  |  | 34500 | 34500 | WOOD H FRAME | 0.7 | 0 | 1 | Various | 42276 | 2389689 | 2431965 | 0 | 64266 | 0 | 64266 | 0 | 0 | 0 | 0 | 0 | 0 | 0 | 0 | 0 | 0 | 0 | 0 | 0 | 0 | 0 | 0 | 12
NO |  | 51 | 2012 | 0 | 19 | 19 |  |  |  | 34500 | 34500 | WOOD POLE | 78.98 | 0 | 1 |  | 0 | 0 | 0 | 0 | 0 | 0 | 0 | 0 | 0 | 0 | 0 | 0 | 0 | 0 | 0 | 0 | 0 | 0 | 0 | 0 | 0 | 0 | 0 | 12
NO |  | 51 | 2012 | 0 | 20 | 20 |  |  |  | 34500 | 34500 | WOOD POLE | 0 | 2.86 | 1 |  | 0 | 0 | 0 | 0 | 0 | 0 | 0 | 0 | 0 | 0 | 0 | 0 | 0 | 0 | 0 | 0 | 0 | 0 | 0 | 0 | 0 | 0 | 0 | 12
NO |  | 51 | 2012 | 0 | 21 | 21 |  |  |  | 34500 | 34500 | STEEL POLE | 1.45 | 0 | 1 |  | 0 | 0 | 0 | 0 | 0 | 0 | 0 | 0 | 0 | 0 | 0 | 0 | 0 | 0 | 0 | 0 | 0 | 0 | 0 | 0 | 0 | 0 | 0 | 12
NO |  | 51 | 2012 | 0 | 22 | 22 |  |  |  | 34500 | 34500 | STEEL POLE | 0 | 7.43 | 1 |  | 0 | 0 | 0 | 0 | 0 | 0 | 0 | 0 | 0 | 0 | 0 | 0 | 0 | 0 | 0 | 0 | 0 | 0 | 0 | 0 | 0 | 0 | 0 | 12
NO |  | 51 | 2012 | 0 | 25 | 25 |  |  |  | 345000 | 345000 | WOOD H FRAME | 21.9 | 0 | 1 | Various | 593858 | 3557132 | 4150990 | 0 | 7167 | 0 | 7167 | 0 | 0 | 0 | 0 | 0 | 0 | 0 | 0 | 0 | 0 | 0 | 0 | 0 | 0 | 0 | 0 | 12
NO |  | 51 | 2012 | 0 | 36 | 36 |  | TOTAL |  | 0 | 0 |  | 1289.44 | 64.43 | 17 |  | 11592008 | 133453480 | 145045488 | 53870 | 2110070 | 0 | 2163940 | 0 | 0 | 0 | 0 | 0 | 0 | 0 | 0 | 0 | 0 | 0 | 0 | 0 | 0 | 0 | 0 | 12
NO |  | 163 | 2012 | 0 | 1 | 1 |  | X-15 Line Gibson-Brown |  | 0 | 0 | 1 | 4.86 | 0 | 1 |  | 0 | 0 | 0 | 0 | 0 | 0 | 0 | 0 | 0 | 0 | 0 | 0 | 0 | 0 | 0 | 0 | 0 | 0 | 0 | 0 | 0 | 0 | 0 | 12
NO |  | 163 | 2012 | 0 | 2 | 2 |  | Gibson Gen Sta | Brown Trans Sta | 345 | 345 | 2 | 33.04 | 0 | 0 | 954 ACSR | 7952406 | 39446358 | 47398764 | 0 | 0 | 0 | 0 | 0 | 0 | 0 | 0 | 0 | 0 | 0 | 0 | 0 | 0 | 0 | 0 | 0 | 0 | 0 | 0 | 12
NO |  | 163 | 2012 | 0 | 3 | 3 |  | X-17 Line Brown-Reid |  | 0 | 0 | 3 | 1.2 | 0 | 0 |  | 0 | 0 | 0 | 0 | 0 | 0 | 0 | 0 | 0 | 0 | 0 | 0 | 0 | 0 | 0 | 0 | 0 | 0 | 0 | 0 | 0 | 0 | 0 | 12
NO |  | 163 | 2012 | 0 | 4 | 4 |  | Brown Trans Sta | Reid Station KY Section | 345 | 345 | 2 | 14.72 | 0 | 0 | 954 ACSR | 6333313 | 28059063 | 34392376 | 0 | 0 | 0 | 0 | 0 | 0 | 0 | 0 | 0 | 0 | 0 | 0 | 0 | 0 | 0 | 0 | 0 | 0 | 0 | 0 | 12
NO |  | 163 | 2012 | 0 | 5 | 5 |  | Brown Trans Sta | Reid Station IN Section | 0 | 0 | 2 | 9.72 | 0 | 0 | 954 ACSR | 1721379 | 17369149 | 19090528 | 0 | 0 | 0 | 0 | 0 | 0 | 0 | 0 | 0 | 0 | 0 | 0 | 0 | 0 | 0 | 0 | 0 | 0 | 0 | 0 | 12
NO |  | 163 | 2012 | 0 | 6 | 6 |  | Brown Trans Sta | Reid Station IN Section | 0 | 0 | 3 | 0.28 | 0 | 0 | 954 ACSR | 0 | 0 | 0 | 0 | 0 | 0 | 0 | 0 | 0 | 0 | 0 | 0 | 0 | 0 | 0 | 0 | 0 | 0 | 0 | 0 | 0 | 0 | 0 | 12
NO |  | 163 | 2012 | 0 | 7 | 7 |  | Z-72 138kv Line |  | 0 | 0 |  | 0 | 0 | 1 |  | 0 | 0 | 0 | 0 | 0 | 0 | 0 | 0 | 0 | 0 | 0 | 0 | 0 | 0 | 0 | 0 | 0 | 0 | 0 | 0 | 0 | 0 | 0 | 12
NO |  | 163 | 2012 | 0 | 8 | 8 |  | Werner Substation | Alocoa Substation | 138 | 138 | 1 | 2.18 | 0 | 0 | 954/795/477 ACSR | 0 | 14614 | 14614 | 0 | 0 | 0 | 0 | 0 | 0 | 0 | 0 | 0 | 0 | 0 | 0 | 0 | 0 | 0 | 0 | 0 | 0 | 0 | 0 | 12
NO |  | 163 | 2012 | 0 | 9 | 9 |  | Z-73 Brown |  | 0 | 0 |  | 0 | 0 | 1 |  | 0 | 0 | 0 | 0 | 0 | 0 | 0 | 0 | 0 | 0 | 0 | 0 | 0 | 0 | 0 | 0 | 0 | 0 | 0 | 0 | 0 | 0 | 0 | 12
NO |  | 163 | 2012 | 0 | 10 | 10 |  | Brown 345kv Sta | Brown 138kv Sta | 138 | 138 | 1 | 0.3 | 0 | 0 | 954 ACSR | 0 | 277660 | 277660 | 0 | 0 | 0 | 0 | 0 | 0 | 0 | 0 | 0 | 0 | 0 | 0 | 0 | 0 | 0 | 0 | 0 | 0 | 0 | 0 | 12
NO |  | 163 | 2012 | 0 | 11 | 11 |  | Z-74 Elliott-Scott Twp |  | 0 | 0 |  | 0 | 0 | 1 |  | 0 | 0 | 0 | 0 | 0 | 0 | 0 | 0 | 0 | 0 | 0 | 0 | 0 | 0 | 0 | 0 | 0 | 0 | 0 | 0 | 0 | 0 | 0 | 12
NO |  | 163 | 2012 | 0 | 12 | 12 |  | Elliott Trans Sta | Scott Twp Trans Sta | 138 | 138 | 2 | 6.34 | 0 | 0 | 954 ACSR | 0 | 6606327 | 6606327 | 0 | 0 | 0 | 0 | 0 | 0 | 0 | 0 | 0 | 0 | 0 | 0 | 0 | 0 | 0 | 0 | 0 | 0 | 0 | 0 | 12
NO |  | 163 | 2012 | 0 | 13 | 13 |  | Z-76 Francisco-Toyota South |  | 0 | 0 |  | 0 | 0 | 1 |  | 0 | 0 | 0 | 0 | 0 | 0 | 0 | 0 | 0 | 0 | 0 | 0 | 0 | 0 | 0 | 0 | 0 | 0 | 0 | 0 | 0 | 0 | 0 | 12
NO |  | 163 | 2012 | 0 | 14 | 14 |  | Francisco Trans Sta | Toyota South | 138 | 138 | 2 | 4.17 | 0 | 0 | 954 ACSR | 41655 | 2045595 | 2087250 | 0 | 0 | 0 | 0 | 0 | 0 | 0 | 0 | 0 | 0 | 0 | 0 | 0 | 0 | 0 | 0 | 0 | 0 | 0 | 0 | 12
NO |  | 163 | 2012 | 0 | 15 | 15 |  | Z-77 Culley-Oak Grove |  | 0 | 0 | 1 | 25.75 | 0 | 2 |  | 0 | 0 | 0 | 0 | 0 | 0 | 0 | 0 | 0 | 0 | 0 | 0 | 0 | 0 | 0 | 0 | 0 | 0 | 0 | 0 | 0 | 0 | 0 | 12
NO |  | 163 | 2012 | 0 | 16 | 16 |  | Culley Station | Oak Grove Trans Sta | 138 | 138 | 2 | 0.97 | 0 | 0 | 954/477 ACSR | 1453387 | 14048005 | 15501392 | 0 | 0 | 0 | 0 | 0 | 0 | 0 | 0 | 0 | 0 | 0 | 0 | 0 | 0 | 0 | 0 | 0 | 0 | 0 | 0 | 12
NO |  | 163 | 2012 | 0 | 17 | 17 |  | Z-78 Duff-Dubois Line |  | 0 | 0 |  | 0 | 0 | 1 |  | 0 | 0 | 0 | 0 | 0 | 0 | 0 | 0 | 0 | 0 | 0 | 0 | 0 | 0 | 0 | 0 | 0 | 0 | 0 | 0 | 0 | 0 | 0 | 12
NO |  | 163 | 2012 | 0 | 18 | 18 |  | Duff Trans Sta | Dubois Trans Sta | 138 | 138 | 2 | 47.93 | 0 | 0 | 954 ACSR | 150784 | 16617198 | 16767982 | 0 | 0 | 0 | 0 | 0 | 0 | 0 | 0 | 0 | 0 | 0 | 0 | 0 | 0 | 0 | 0 | 0 | 0 | 0 | 0 | 12
NO |  | 163 | 2012 | 0 | 19 | 19 |  | Z-79 Terminal Line |  | 0 | 0 |  | 0 | 0 | 1 |  | 0 | 0 | 0 | 0 | 0 | 0 | 0 | 0 | 0 | 0 | 0 | 0 | 0 | 0 | 0 | 0 | 0 | 0 | 0 | 0 | 0 | 0 | 0 | 12
NO |  | 163 | 2012 | 0 | 20 | 20 |  | Points Trans Line | Mt Vernon Trans Sta | 138 | 138 | 1 | 3.08 | 0 | 0 | 954 ACSR | 0 | 156496 | 156496 | 0 | 0 | 0 | 0 | 0 | 0 | 0 | 0 | 0 | 0 | 0 | 0 | 0 | 0 | 0 | 0 | 0 | 0 | 0 | 0 | 12
NO |  | 163 | 2012 | 0 | 21 | 21 |  | Z-80 Oakland City |  | 0 | 0 | 3 | 2.81 | 0 | 1 |  | 0 | 0 | 0 | 0 | 0 | 0 | 0 | 0 | 0 | 0 | 0 | 0 | 0 | 0 | 0 | 0 | 0 | 0 | 0 | 0 | 0 | 0 | 0 | 12
NO |  | 163 | 2012 | 0 | 22 | 22 |  | Northeast Trans Line | Oakland City | 138 | 138 | 2 | 42.61 | 0 | 0 | 477 ACSR | 1114504 | 6730362 | 7844866 | 0 | 0 | 0 | 0 | 0 | 0 | 0 | 0 | 0 | 0 | 0 | 0 | 0 | 0 | 0 | 0 | 0 | 0 | 0 | 0 | 12
NO |  | 163 | 2012 | 0 | 23 | 23 |  | Z-81 Northeast Line |  | 0 | 0 | 3 | 22.14 | 0 | 1 |  | 0 | 0 | 0 | 0 | 0 | 0 | 0 | 0 | 0 | 0 | 0 | 0 | 0 | 0 | 0 | 0 | 0 | 0 | 0 | 0 | 0 | 0 | 0 | 12
NO |  | 163 | 2012 | 0 | 24 | 24 |  | Culley Station | Northeast Trans Sta | 138 | 138 | 1 | 52.09 | 0 | 0 | 795 ACSR | 283614 | 10847745 | 11131359 | 0 | 0 | 0 | 0 | 0 | 0 | 0 | 0 | 0 | 0 | 0 | 0 | 0 | 0 | 0 | 0 | 0 | 0 | 0 | 0 | 12
NO |  | 163 | 2012 | 0 | 25 | 25 |  | Z-82 Cloverport Line |  | 0 | 0 | 3 | 6.5 | 0 | 1 |  | 0 | 0 | 0 | 0 | 0 | 0 | 0 | 0 | 0 | 0 | 0 | 0 | 0 | 0 | 0 | 0 | 0 | 0 | 0 | 0 | 0 | 0 | 0 | 12
NO |  | 163 | 2012 | 0 | 26 | 26 |  | Culley Station | Cloverport, KY | 138 | 138 | 1 | 2.72 | 0 | 0 | 477 ACSR | 234202 | 2447367 | 2681569 | 0 | 0 | 0 | 0 | 0 | 0 | 0 | 0 | 0 | 0 | 0 | 0 | 0 | 0 | 0 | 0 | 0 | 0 | 0 | 0 | 12
NO |  | 163 | 2012 | 0 | 27 | 27 |  | Z-83 NE-NW Line | NW Trans Sta | 138 | 138 | 3 | 8.94 | 0 | 1 | 795 ACSR | 190359 | 1894270 | 2084629 | 0 | 0 | 0 | 0 | 0 | 0 | 0 | 0 | 0 | 0 | 0 | 0 | 0 | 0 | 0 | 0 | 0 | 0 | 0 | 0 | 12
NO |  | 163 | 2012 | 0 | 28 | 28 |  | Z-84 Petersburg Line |  | 0 | 0 |  | 0 | 0 | 1 |  | 0 | 0 | 0 | 0 | 0 | 0 | 0 | 0 | 0 | 0 | 0 | 0 | 0 | 0 | 0 | 0 | 0 | 0 | 0 | 0 | 0 | 0 | 0 | 12
NO |  | 163 | 2012 | 0 | 29 | 29 |  | Culley Trans Sta | Petersburg, IN | 138 | 138 | 2 | 59.87 | 0 | 0 | 795 ACSR | 471906 | 4451826 | 4923732 | 0 | 0 | 0 | 0 | 0 | 0 | 0 | 0 | 0 | 0 | 0 | 0 | 0 | 0 | 0 | 0 | 0 | 0 | 0 | 0 | 12
NO |  | 163 | 2012 | 0 | 30 | 30 |  | Z-85 Culley-Heidelbach line |  | 0 | 0 | 3 | 0.46 | 0 | 1 |  | 0 | 0 | 0 | 0 | 0 | 0 | 0 | 0 | 0 | 0 | 0 | 0 | 0 | 0 | 0 | 0 | 0 | 0 | 0 | 0 | 0 | 0 | 0 | 12
NO |  | 163 | 2012 | 0 | 31 | 31 |  | Culey Trans Sta | Heidelbach Trans Sta | 138 | 138 | 1 | 20.48 | 0 | 0 | 795 ACSR | 147266 | 1803801 | 1951067 | 0 | 0 | 0 | 0 | 0 | 0 | 0 | 0 | 0 | 0 | 0 | 0 | 0 | 0 | 0 | 0 | 0 | 0 | 0 | 0 | 12
NO |  | 163 | 2012 | 0 | 32 | 32 |  | Z-90 Warrick Line |  | 0 | 0 |  | 0 | 0 | 1 |  | 0 | 0 | 0 | 0 | 0 | 0 | 0 | 621630153 | 0 | 0 | 0 | 0 | 0 | 0 | 0 | 0 | 0 | 0 | 0 | 0 | 0 | 0 | 0 | 12
NO |  | 163 | 2012 | 0 | 33 | 33 |  | Culley Trans Sta | Warrick Trans Sta | 138 | 138 | 3 | 0.66 | 0 | 0 | 795 ACSR | 0 | 68300 | 68300 | 0 | 0 | 0 | 0 | 0 | 0 | 0 | 0 | 0 | 0 | 0 | 0 | 0 | 0 | 0 | 0 | 0 | 0 | 0 | 0 | 12
NO |  | 163 | 2012 | 0 | 34 | 34 |  | Z-91 Heidelback-NW Line |  | 0 | 0 |  | 0 | 0 | 1 |  | 0 | 0 | 0 | 0 | 0 | 0 | 0 | 0 | 0 | 0 | 0 | 0 | 0 | 0 | 0 | 0 | 0 | 0 | 0 | 0 | 0 | 0 | 0 | 12
NO |  | 163 | 2012 | 0 | 35 | 35 |  | Heidelbach Trans Sta | NW Trans Line | 138 | 138 | 1 | 7.1 | 0 | 0 | 795 ACSR | 4992 | 3827192 | 3832184 | 0 | 0 | 0 | 0 | 0 | 0 | 0 | 0 | 0 | 0 | 0 | 0 | 0 | 0 | 0 | 0 | 0 | 0 | 0 | 0 | 12
NO |  | 163 | 2012 | 1 | 1 | 1 |  | Z-92 Mt Vernon Line |  | 0 | 0 |  | 0 | 0 | 1 |  | 0 | 0 | 0 | 0 | 0 | 0 | 0 | 0 | 0 | 0 | 0 | 0 | 0 | 0 | 0 | 0 | 0 | 0 | 0 | 0 | 0 | 0 | 0 | 12
NO |  | 163 | 2012 | 1 | 2 | 2 |  | NW Trans Sta | Mt Vernon Trans Sta | 138 | 138 | 1 | 7.17 | 0 | 0 | 795 ACSR | 157143 | 2912442 | 3069585 | 0 | 0 | 0 | 0 | 0 | 0 | 0 | 0 | 0 | 0 | 0 | 0 | 0 | 0 | 0 | 0 | 0 | 0 | 0 | 0 | 12
NO |  | 163 | 2012 | 1 | 3 | 3 |  |  |  | 0 | 0 | 2 | 6.14 | 0 | 0 |  | 0 | 0 | 0 | 0 | 0 | 0 | 0 | 0 | 0 | 0 | 0 | 0 | 0 | 0 | 0 | 0 | 0 | 0 | 0 | 0 | 0 | 0 | 0 | 12
NO |  | 163 | 2012 | 1 | 4 | 4 |  |  |  | 0 | 0 | 3 | 7.94 | 0 | 0 |  | 0 | 0 | 0 | 0 | 0 | 0 | 0 | 0 | 0 | 0 | 0 | 0 | 0 | 0 | 0 | 0 | 0 | 0 | 0 | 0 | 0 | 0 | 0 | 12
NO |  | 163 | 2012 | 1 | 5 | 5 |  | Z-93 A. B. Brown Line |  | 0 | 0 |  | 0 | 0 | 1 |  | 0 | 0 | 0 | 0 | 0 | 0 | 0 | 0 | 0 | 0 | 0 | 0 | 0 | 0 | 0 | 0 | 0 | 0 | 0 | 0 | 0 | 0 | 0 | 12
NO |  | 163 | 2012 | 1 | 6 | 6 |  | NW Trans Sta | Brown Trans Sta | 138 | 138 | 2 | 5.39 | 7.94 | 0 | 954 ACSR | 1206605 | 1205505 | 2412110 | 0 | 0 | 0 | 0 | 0 | 0 | 0 | 0 | 0 | 0 | 0 | 0 | 0 | 0 | 0 | 0 | 0 | 0 | 0 | 0 | 12
NO |  | 163 | 2012 | 1 | 7 | 7 |  | Z-94 A. B. Brown-Mt. Vernon |  | 0 | 0 |  | 0 | 0 | 1 |  | 0 | 0 | 0 | 0 | 0 | 0 | 0 | 0 | 0 | 0 | 0 | 0 | 0 | 0 | 0 | 0 | 0 | 0 | 0 | 0 | 0 | 0 | 0 | 12
NO |  | 163 | 2012 | 1 | 8 | 8 |  | Brown Trans Sta | Mt Vernon Trans Sta | 138 | 138 | 1 | 13.42 | 0 | 0 | 954 ACSR | 63052 | 1103363 | 1166415 | 0 | 0 | 0 | 0 | 0 | 0 | 0 | 0 | 0 | 0 | 0 | 0 | 0 | 0 | 0 | 0 | 0 | 0 | 0 | 0 | 12
NO |  | 163 | 2012 | 1 | 9 | 9 |  | Z-95 A. B. Brown-NE Line |  | 0 | 0 |  | 0 | 0 | 1 |  | 0 | 0 | 0 | 0 | 0 | 0 | 0 | 0 | 0 | 0 | 0 | 0 | 0 | 0 | 0 | 0 | 0 | 0 | 0 | 0 | 0 | 0 | 0 | 12
NO |  | 163 | 2012 | 1 | 10 | 10 |  | Brown Trans Sta | NE Trans Sta | 138 | 138 | 2 | 20 | 0 | 0 | 954 ACSR | 258881 | 3344545 | 3603426 | 0 | 0 | 0 | 0 | 0 | 0 | 0 | 0 | 0 | 0 | 0 | 0 | 0 | 0 | 0 | 0 | 0 | 0 | 0 | 0 | 12
NO |  | 163 | 2012 | 1 | 11 | 11 |  | Z-96 Big Rivers Line |  | 0 | 0 |  | 0 | 0 | 1 |  | 0 | 0 | 0 | 0 | 0 | 0 | 0 | 0 | 0 | 0 | 0 | 0 | 0 | 0 | 0 | 0 | 0 | 0 | 0 | 0 | 0 | 0 | 0 | 12
NO |  | 163 | 2012 | 1 | 12 | 12 |  | Brown Trans Sta | Big Rivers Interconnection | 138 | 138 | 2 | 5.16 | 4 | 0 | 954 ACSR | 136110 | 742248 | 878358 | 0 | 0 | 0 | 0 | 0 | 0 | 0 | 0 | 0 | 0 | 0 | 0 | 0 | 0 | 0 | 0 | 0 | 0 | 0 | 0 | 12
NO |  | 163 | 2012 | 1 | 13 | 13 |  | Z-98 Point Line |  | 0 | 0 | 1 | 15.98 | 0 | 1 | 954 ACSR | 714398 | 3929876 | 4644274 | 0 | 0 | 0 | 0 | 0 | 0 | 0 | 0 | 0 | 0 | 0 | 0 | 0 | 0 | 0 | 0 | 0 | 0 | 0 | 0 | 12
NO |  | 163 | 2012 | 1 | 14 | 14 |  | Brown Trans Sta | Point Trans Sta | 138 | 138 | 2 | 5 | 0 | 0 |  | 0 | 0 | 0 | 0 | 0 | 0 | 0 | 0 | 0 | 0 | 0 | 0 | 0 | 0 | 0 | 0 | 0 | 0 | 0 | 0 | 0 | 0 | 0 | 12
NO |  | 163 | 2012 | 1 | 15 | 15 |  | Z-99 A. B. Brown to NW |  | 0 | 0 |  | 0 | 0 | 1 |  | 0 | 0 | 0 | 0 | 0 | 0 | 0 | 0 | 0 | 0 | 0 | 0 | 0 | 0 | 0 | 0 | 0 | 0 | 0 | 0 | 0 | 0 | 0 | 12
NO |  | 163 | 2012 | 1 | 16 | 16 |  | Brown Trans Sta | NW Trans Sta | 138 | 138 | 2 | 11.9 | 0 | 0 | 954 ACSR | 23037 | 4695955 | 4718992 | 0 | 0 | 0 | 0 | 0 | 0 | 0 | 0 | 0 | 0 | 0 | 0 | 0 | 0 | 0 | 0 | 0 | 0 | 0 | 0 | 12
NO |  | 163 | 2012 | 1 | 17 | 17 |  | 69 KV Network |  | 0 | 0 |  | 0 | 0 | 0 |  | 0 | 0 | 0 | 0 | 0 | 0 | 0 | 0 | 0 | 0 | 0 | 0 | 0 | 0 | 0 | 0 | 0 | 0 | 0 | 0 | 0 | 0 | 0 | 12
SI/SI | A | 163 | 2012 | 1 | 18 | 18 |  | Various | Various | 69 | 69 | 1 | 502.79 | 18.5 | 0 | 3/0 ACSR | 1893031 | 68578072 | 70471103 | 0 | 0 | 0 | 262095.7736 | 0 | 0 | 0 | 0 | 0 | 0 | 0 | 0 | 0 | 0 | 0 | 0 | 0 | 0 | 0 | 0 | 12
NO |  | 163 | 2012 | 1 | 19 | 19 |  |  |  | 0 | 0 | 3 | 3.16 | 0 | 0 | 336 ACSR | 0 | 0 | 0 | 0 | 0 | 0 | 0 | 0 | 0 | 0 | 0 | 0 | 0 | 0 | 0 | 0 | 0 | 0 | 0 | 0 | 0 | 0 | 0 | 12
NO |  | 163 | 2012 | 1 | 20 | 20 |  |  |  | 0 | 0 | 4 | 1.99 | 0 | 0 | 477 ACSR | 0 | 0 | 0 | 0 | 0 | 0 | 0 | 0 | 0 | 0 | 0 | 0 | 0 | 0 | 0 | 0 | 0 | 0 | 0 | 0 | 0 | 0 | 0 | 12
NO |  | 163 | 2012 | 1 | 22 | 22 |  | 36 KV Network |  | 0 | 0 |  | 0 | 0 | 0 |  | 0 | 0 | 0 | 0 | 0 | 0 | 0 | 0 | 0 | 0 | 0 | 0 | 0 | 0 | 0 | 0 | 0 | 0 | 0 | 0 | 0 | 0 | 0 | 12
SI/SI | A | 163 | 2012 | 1 | 23 | 23 |  | Various | Various | 36 | 36 | 1 | 0 | 0 | 0 | 1/0 Copper | 108956 | 0 | 108956 | 0 | 0 | 0 | 405.2286 | 0 | 0 | 0 | 0 | 0 | 0 | 0 | 0 | 0 | 0 | 0 | 0 | 0 | 0 | 0 | 0 | 12
NO |  | 163 | 2012 | 1 | 26 | 26 |  | Transmission Line Expenses | Various | 0 | 0 |  | 0 | 0 | 0 |  | 0 | 0 | 0 | 89339 | 904042 | 2933 | 996314 | 0 | 0 | 0 | 0 | 0 | 0 | 0 | 0 | 0 | 0 | 0 | 0 | 0 | 0 | 0 | 0 | 12
NO |  | 163 | 2012 | 0 | 36 | 36 |  | TOTAL |  | 0 | 0 |  | 986.96 | 30.44 | 24 |  | 24660980 | 243223334 | 267884314 | 89339 | 904042 | 2933 | 996314 | 0 | 0 | 0 | 0 | 0 | 0 | 0 | 0 | 0 | 0 | 0 | 0 | 0 | 0 | 0 | 0 | 12
NO |  | 89 | 2012 | 0 | 36 | 36 |  | TOTAL |  | 0 | 0 |  | 0 | 0 | 0 |  | 0 | 0 | 0 | 0 | 0 | 0 | 0 | 0 | 0 | 0 | 0 | 0 | 0 | 0 | 0 | 0 | 0 | 0 | 0 | 0 | 0 | 0 | 0 | 12
NO |  | 275 | 2012 | 0 | 1 | 1 |  | 20th St | Sauk Trail SW STR | 138 | 138 | Steel Pole | 0.75 | 0 | 1 | 795.0 kcmil ACSR | 0 | 0 | 0 | 0 | 0 | 0 | 0 | 0 | 0 | 0 | 0 | 0 | 0 | 0 | 0 | 0 | 0 | 0 | 0 | 0 | 0 | 0 | 0 | 12
NO |  | 275 | 2012 | 0 | 2 | 2 |  | 20th St | Sauk Trail SW STR | 138 | 138 | Steel Pole | 0.28 | 0 | 1 | 795.0 kcmil ACSR | 0 | 0 | 0 | 0 | 0 | 0 | 0 | 0 | 0 | 0 | 0 | 0 | 0 | 0 | 0 | 0 | 0 | 0 | 0 | 0 | 0 | 0 | 0 | 12
NO |  | 275 | 2012 | 0 | 3 | 3 |  | 20th St | Sauk Trail SW STR | 138 | 138 | Steel Pole | 0 | 0.87 | 2 | 795.0 kcmil ACSR | 0 | 0 | 0 | 0 | 0 | 0 | 0 | 0 | 0 | 0 | 0 | 0 | 0 | 0 | 0 | 0 | 0 | 0 | 0 | 0 | 0 | 0 | 0 | 12
NO |  | 275 | 2012 | 0 | 4 | 4 |  | 20th St | North Gate SW STR | 138 | 138 | Wood Pole | 0.47 | 0 | 1 | 795.0 kcmil ACSR | 0 | 0 | 0 | 0 | 0 | 0 | 0 | 0 | 0 | 0 | 0 | 0 | 0 | 0 | 0 | 0 | 0 | 0 | 0 | 0 | 0 | 0 | 0 | 12
NO |  | 275 | 2012 | 0 | 5 | 5 |  | 20th St | North Gate SW STR | 138 | 138 | Wood Pole | 0 | 0.32 | 2 | 795.0 kcmil ACSR | 0 | 0 | 0 | 0 | 0 | 0 | 0 | 0 | 0 | 0 | 0 | 0 | 0 | 0 | 0 | 0 | 0 | 0 | 0 | 0 | 0 | 0 | 0 | 12
NO |  | 275 | 2012 | 0 | 6 | 6 |  | 20th St | North Gate SW STR | 138 | 138 | Wood Pole | 0 | 0.67 | 2 | 795.0 kcmil ACSR | 0 | 0 | 0 | 0 | 0 | 0 | 0 | 0 | 0 | 0 | 0 | 0 | 0 | 0 | 0 | 0 | 0 | 0 | 0 | 0 | 0 | 0 | 0 | 12
NO |  | 275 | 2012 | 0 | 7 | 7 |  | 28th St | Center | 138 | 138 | UG | 0.79 | 0 | 1 | 1250.0 kcmil Cu-T | 0 | 0 | 0 | 0 | 0 | 0 | 0 | 0 | 0 | 0 | 0 | 0 | 0 | 0 | 0 | 0 | 0 | 0 | 0 | 0 | 0 | 0 | 0 | 12
NO |  | 275 | 2012 | 0 | 8 | 8 |  | 28th St | Center | 138 | 138 | UG | 2.2 | 0 | 1 | 1250.0 kcmil Cu-T | 0 | 0 | 0 | 0 | 0 | 0 | 0 | 0 | 0 | 0 | 0 | 0 | 0 | 0 | 0 | 0 | 0 | 0 | 0 | 0 | 0 | 0 | 0 | 12
NO |  | 275 | 2012 | 0 | 9 | 9 |  | 28th St | Everett | 138 | 138 | UG | 1.1 | 0 | 1 | 1250.0 kcmil Cu-T | 0 | 0 | 0 | 0 | 0 | 0 | 0 | 0 | 0 | 0 | 0 | 0 | 0 | 0 | 0 | 0 | 0 | 0 | 0 | 0 | 0 | 0 | 0 | 12
NO |  | 275 | 2012 | 0 | 10 | 10 |  | 28th St | Everett | 138 | 138 | UG | 0.17 | 0 | 1 | 1250.0 kcmil Cu-T | 0 | 0 | 0 | 0 | 0 | 0 | 0 | 0 | 0 | 0 | 0 | 0 | 0 | 0 | 0 | 0 | 0 | 0 | 0 | 0 | 0 | 0 | 0 | 12
NO |  | 275 | 2012 | 0 | 11 | 11 |  | 28th St | Everett | 138 | 138 | UG | 0.06 | 0 | 1 | 2000.0 kcmil Cu-T | 0 | 0 | 0 | 0 | 0 | 0 | 0 | 0 | 0 | 0 | 0 | 0 | 0 | 0 | 0 | 0 | 0 | 0 | 0 | 0 | 0 | 0 | 0 | 12
NO |  | 275 | 2012 | 0 | 12 | 12 |  | 28th St | Everett | 138 | 138 | UG | 0.13 | 0 | 1 | 1250.0 kcmil Cu-T | 0 | 0 | 0 | 0 | 0 | 0 | 0 | 0 | 0 | 0 | 0 | 0 | 0 | 0 | 0 | 0 | 0 | 0 | 0 | 0 | 0 | 0 | 0 | 12
NO |  | 275 | 2012 | 0 | 13 | 13 |  | 28th St | Everett | 138 | 138 | UG | 0.39 | 0 | 1 | 1250.0 kcmil Cu-T | 0 | 0 | 0 | 0 | 0 | 0 | 0 | 0 | 0 | 0 | 0 | 0 | 0 | 0 | 0 | 0 | 0 | 0 | 0 | 0 | 0 | 0 | 0 | 12
NO |  | 275 | 2012 | 0 | 14 | 14 |  | 51st St Term | Lincoln | 138 | 138 | UG | 2.86 | 0 | 1 | 1250.0 kcmil Cu-T | 0 | 0 | 0 | 0 | 0 | 0 | 0 | 0 | 0 | 0 | 0 | 0 | 0 | 0 | 0 | 0 | 0 | 0 | 0 | 0 | 0 | 0 | 0 | 12
NO |  | 275 | 2012 | 0 | 15 | 15 |  | 51st St Term | Allerton | 138 | 138 | Various | 0 | 0.02 | 2 | 556.5 kcmil ACSS/ | 0 | 0 | 0 | 0 | 0 | 0 | 0 | 0 | 0 | 0 | 0 | 0 | 0 | 0 | 0 | 0 | 0 | 0 | 0 | 0 | 0 | 0 | 0 | 12
NO |  | 275 | 2012 | 0 | 16 | 16 |  | 7th St | Liberty St | 138 | 138 | Steel Pole | 0 | 0.04 | 2 | 795.0 kcmil ACSR | 0 | 0 | 0 | 0 | 0 | 0 | 0 | 0 | 0 | 0 | 0 | 0 | 0 | 0 | 0 | 0 | 0 | 0 | 0 | 0 | 0 | 0 | 0 | 12
NO |  | 275 | 2012 | 0 | 17 | 17 |  | 7th St | Liberty St | 138 | 138 | Steel Pole | 0 | 0.7 | 2 | 795.0 kcmil ACSR | 0 | 0 | 0 | 0 | 0 | 0 | 0 | 0 | 0 | 0 | 0 | 0 | 0 | 0 | 0 | 0 | 0 | 0 | 0 | 0 | 0 | 0 | 0 | 12
NO |  | 275 | 2012 | 0 | 18 | 18 |  | 96th St | O Connor | 138 | 138 | Various | 0 | 1.7 | 2 | 1033.5 kcmil ACSR | 0 | 0 | 0 | 0 | 0 | 0 | 0 | 0 | 0 | 0 | 0 | 0 | 0 | 0 | 0 | 0 | 0 | 0 | 0 | 0 | 0 | 0 | 0 | 12
NO |  | 275 | 2012 | 0 | 19 | 19 |  | 96th St | West Junction | 138 | 138 | Lattice Tower | 1.33 | 0 | 1 | 1172.0 kcmil ACAR | 0 | 0 | 0 | 0 | 0 | 0 | 0 | 0 | 0 | 0 | 0 | 0 | 0 | 0 | 0 | 0 | 0 | 0 | 0 | 0 | 0 | 0 | 0 | 12
NO |  | 275 | 2012 | 0 | 20 | 20 |  | 96th St | West Junction | 138 | 138 | Lattice Tower | 0.02 | 0 | 1 | 477.0 kcmil ACSR | 0 | 0 | 0 | 0 | 0 | 0 | 0 | 0 | 0 | 0 | 0 | 0 | 0 | 0 | 0 | 0 | 0 | 0 | 0 | 0 | 0 | 0 | 0 | 12
NO |  | 275 | 2012 | 0 | 21 | 21 |  | 96th St | West Junction | 138 | 138 | Lattice Tower | 0.06 | 0 | 1 | 477.0 kcmil ACSR | 0 | 0 | 0 | 0 | 0 | 0 | 0 | 0 | 0 | 0 | 0 | 0 | 0 | 0 | 0 | 0 | 0 | 0 | 0 | 0 | 0 | 0 | 0 | 12
NO |  | 275 | 2012 | 0 | 22 | 22 |  | 96th St Tap | Brookdale Tap | 138 | 138 | Various | 0 | 1.48 | 2 | 300.0 kcmil Cu 19 | 0 | 0 | 0 | 0 | 0 | 0 | 0 | 0 | 0 | 0 | 0 | 0 | 0 | 0 | 0 | 0 | 0 | 0 | 0 | 0 | 0 | 0 | 0 | 12
NO |  | 275 | 2012 | 0 | 23 | 23 |  | 96th St Tap | Brookdale Tap | 138 | 138 | Various | 0 | 3.37 | 2 | 300.0 kcmil Cu 19 | 0 | 0 | 0 | 0 | 0 | 0 | 0 | 0 | 0 | 0 | 0 | 0 | 0 | 0 | 0 | 0 | 0 | 0 | 0 | 0 | 0 | 0 | 0 | 12
NO |  | 275 | 2012 | 0 | 24 | 24 |  | 96th St Tap | O Connor | 138 | 138 | Various | 0 | 1.75 | 2 | 1033.5 kcmil ACSR | 0 | 0 | 0 | 0 | 0 | 0 | 0 | 0 | 0 | 0 | 0 | 0 | 0 | 0 | 0 | 0 | 0 | 0 | 0 | 0 | 0 | 0 | 0 | 12
NO |  | 275 | 2012 | 0 | 25 | 25 |  | 96th St Tap | 96th St | 138 | 138 | Various | 0 | 0.03 | 2 | 795.0 kcmil ACSR | 0 | 0 | 0 | 0 | 0 | 0 | 0 | 0 | 0 | 0 | 0 | 0 | 0 | 0 | 0 | 0 | 0 | 0 | 0 | 0 | 0 | 0 | 0 | 12
NO |  | 275 | 2012 | 0 | 26 | 26 |  | 96th St Tap | 96th St | 138 | 138 | Various | 0 | 0.06 | 2 | 795.0 kcmil ACSR | 0 | 0 | 0 | 0 | 0 | 0 | 0 | 0 | 0 | 0 | 0 | 0 | 0 | 0 | 0 | 0 | 0 | 0 | 0 | 0 | 0 | 0 | 0 | 12
NO |  | 275 | 2012 | 0 | 27 | 27 |  | 96th St Tap | 96th St | 138 | 138 | Various | 0 | 0.03 | 2 | 795.0 kcmil ACSR | 0 | 0 | 0 | 0 | 0 | 0 | 0 | 0 | 0 | 0 | 0 | 0 | 0 | 0 | 0 | 0 | 0 | 0 | 0 | 0 | 0 | 0 | 0 | 12
NO |  | 275 | 2012 | 0 | 28 | 28 |  | 96th St Tap | 96th St | 138 | 138 | Various | 0 | 0.03 | 2 | 795.0 kcmil ACSR | 0 | 0 | 0 | 0 | 0 | 0 | 0 | 0 | 0 | 0 | 0 | 0 | 0 | 0 | 0 | 0 | 0 | 0 | 0 | 0 | 0 | 0 | 0 | 12
NO |  | 275 | 2012 | 0 | 29 | 29 |  | Academy | North Randolph | 138 | 138 | Lattice Tower | 0.06 | 0 | 1 | 795.0 kcmil ACSR | 0 | 0 | 0 | 0 | 0 | 0 | 0 | 0 | 0 | 0 | 0 | 0 | 0 | 0 | 0 | 0 | 0 | 0 | 0 | 0 | 0 | 0 | 0 | 12
NO |  | 275 | 2012 | 0 | 30 | 30 |  | Academy | North Randolph | 138 | 138 | Lattice Tower | 1.11 | 0 | 1 | 471A Anaconda - 3 | 0 | 0 | 0 | 0 | 0 | 0 | 0 | 0 | 0 | 0 | 0 | 0 | 0 | 0 | 0 | 0 | 0 | 0 | 0 | 0 | 0 | 0 | 0 | 12
NO |  | 275 | 2012 | 0 | 31 | 31 |  | Academy | North Randolph | 138 | 138 | Lattice Tower | 0.06 | 0 | 1 | 795.0 kcmil ACSR | 0 | 0 | 0 | 0 | 0 | 0 | 0 | 0 | 0 | 0 | 0 | 0 | 0 | 0 | 0 | 0 | 0 | 0 | 0 | 0 | 0 | 0 | 0 | 12
NO |  | 275 | 2012 | 0 | 32 | 32 |  | Academy | North Randolph | 138 | 138 | Lattice Tower | 0.04 | 0 | 1 | 795.0 kcmil ACSR | 0 | 0 | 0 | 0 | 0 | 0 | 0 | 0 | 0 | 0 | 0 | 0 | 0 | 0 | 0 | 0 | 0 | 0 | 0 | 0 | 0 | 0 | 0 | 12
NO |  | 275 | 2012 | 0 | 33 | 33 |  | Academy | North Randolph | 138 | 138 | Lattice Tower | 12.74 | 0 | 1 | 471A Anaconda - 3 | 0 | 0 | 0 | 0 | 0 | 0 | 0 | 0 | 0 | 0 | 0 | 0 | 0 | 0 | 0 | 0 | 0 | 0 | 0 | 0 | 0 | 0 | 0 | 12
NO |  | 275 | 2012 | 0 | 34 | 34 |  | Academy | North Randolph | 138 | 138 | Lattice Tower | 0.05 | 0 | 1 | 795.0 kcmil ACSR | 0 | 0 | 0 | 0 | 0 | 0 | 0 | 0 | 0 | 0 | 0 | 0 | 0 | 0 | 0 | 0 | 0 | 0 | 0 | 0 | 0 | 0 | 0 | 12
NO |  | 275 | 2012 | 0 | 35 | 35 |  | Academy | Boxelder | 138 | 138 | Wood Pole | 0.04 | 0 | 1 | 795.0 kcmil ACSR | 0 | 0 | 0 | 0 | 0 | 0 | 0 | 0 | 0 | 0 | 0 | 0 | 0 | 0 | 0 | 0 | 0 | 0 | 0 | 0 | 0 | 0 | 0 | 12
NO |  | 275 | 2012 | 1 | 1 | 1 |  | Academy | Boxelder | 138 | 138 | Wood Pole | 0 | 13.8 | 2 | 795.0 kcmil ACSR | 0 | 0 | 0 | 0 | 0 | 0 | 0 | 0 | 0 | 0 | 0 | 0 | 0 | 0 | 0 | 0 | 0 | 0 | 0 | 0 | 0 | 0 | 0 | 12
NO |  | 275 | 2012 | 1 | 2 | 2 |  | Academy | Boxelder | 138 | 138 | Wood Pole | 0 | 0.46 | 2 | 927.2 kcmil ACAR | 0 | 0 | 0 | 0 | 0 | 0 | 0 | 0 | 0 | 0 | 0 | 0 | 0 | 0 | 0 | 0 | 0 | 0 | 0 | 0 | 0 | 0 | 0 | 12
NO |  | 275 | 2012 | 1 | 3 | 3 |  | Academy | Boxelder | 138 | 138 | Wood Pole | 0 | 0.01 | 2 | 795.0 kcmil ACSR | 0 | 0 | 0 | 0 | 0 | 0 | 0 | 0 | 0 | 0 | 0 | 0 | 0 | 0 | 0 | 0 | 0 | 0 | 0 | 0 | 0 | 0 | 0 | 12
NO |  | 275 | 2012 | 1 | 4 | 4 |  | ACEC Friesland | North Randolph | 138 | 138 | H-Frame | 1 | 0 | 1 | 795.0 kcmil ACSR | 0 | 0 | 0 | 0 | 0 | 0 | 0 | 0 | 0 | 0 | 0 | 0 | 0 | 0 | 0 | 0 | 0 | 0 | 0 | 0 | 0 | 0 | 0 | 12
NO |  | 275 | 2012 | 1 | 5 | 5 |  | ACEC Friesland | North Randolph | 138 | 138 | H-Frame | 0 | 0.22 | 2 | 477.0 kcmil ACSR | 0 | 0 | 0 | 0 | 0 | 0 | 0 | 0 | 0 | 0 | 0 | 0 | 0 | 0 | 0 | 0 | 0 | 0 | 0 | 0 | 0 | 0 | 0 | 12
NO |  | 275 | 2012 | 1 | 6 | 6 |  | ACEC Friesland | North Randolph | 138 | 138 | H-Frame | 0.09 | 0 | 1 | 477.0 kcmil ACSR | 0 | 0 | 0 | 0 | 0 | 0 | 0 | 0 | 0 | 0 | 0 | 0 | 0 | 0 | 0 | 0 | 0 | 0 | 0 | 0 | 0 | 0 | 0 | 12
NO |  | 275 | 2012 | 1 | 7 | 7 |  | ACEC Lewiston SW STR | Kilbourn | 138 | 138 | H-Frame | 6.75 | 0 | 1 | 795.0 kcmil ACSR | 0 | 0 | 0 | 0 | 0 | 0 | 0 | 0 | 0 | 0 | 0 | 0 | 0 | 0 | 0 | 0 | 0 | 0 | 0 | 0 | 0 | 0 | 0 | 12
NO |  | 275 | 2012 | 1 | 8 | 8 |  | ACEC Lewiston SW STR | Kilbourn | 138 | 138 | H-Frame | 0.87 | 0 | 1 | 795.0 kcmil ACSR | 0 | 0 | 0 | 0 | 0 | 0 | 0 | 0 | 0 | 0 | 0 | 0 | 0 | 0 | 0 | 0 | 0 | 0 | 0 | 0 | 0 | 0 | 0 | 12
NO |  | 275 | 2012 | 1 | 9 | 9 |  | ACEC Lewiston SW STR | Kilbourn | 138 | 138 | H-Frame | 0.07 | 0 | 1 | 795.0 kcmil ACSR | 0 | 0 | 0 | 0 | 0 | 0 | 0 | 0 | 0 | 0 | 0 | 0 | 0 | 0 | 0 | 0 | 0 | 0 | 0 | 0 | 0 | 0 | 0 | 12
NO |  | 275 | 2012 | 1 | 10 | 10 |  | ACEC Lewiston SW STR | Kilbourn | 138 | 138 | H-Frame | 0.01 | 0 | 1 | 795.0 kcmil ACSR | 0 | 0 | 0 | 0 | 0 | 0 | 0 | 0 | 0 | 0 | 0 | 0 | 0 | 0 | 0 | 0 | 0 | 0 | 0 | 0 | 0 | 0 | 0 | 12
NO |  | 275 | 2012 | 1 | 11 | 11 |  | ACEC Lewiston SW STR | ACEC Lewiston | 138 | 138 | H-Frame | 0.02 | 0 | 1 | 336.4 kcmil ACSR | 0 | 0 | 0 | 0 | 0 | 0 | 0 | 0 | 0 | 0 | 0 | 0 | 0 | 0 | 0 | 0 | 0 | 0 | 0 | 0 | 0 | 0 | 0 | 12
NO |  | 275 | 2012 | 1 | 12 | 12 |  | Air Liquide Tap | Burlington | 138 | 138 | H-Frame | 1.4 | 0 | 1 | 477.0 kcmil ACSR | 0 | 0 | 0 | 0 | 0 | 0 | 0 | 0 | 0 | 0 | 0 | 0 | 0 | 0 | 0 | 0 | 0 | 0 | 0 | 0 | 0 | 0 | 0 | 12
NO |  | 275 | 2012 | 1 | 13 | 13 |  | Air Liquide Tap | Air Liquide | 138 | 138 | H-Frame | 0.87 | 0 | 1 | 477.0 kcmil ACSR | 0 | 0 | 0 | 0 | 0 | 0 | 0 | 0 | 0 | 0 | 0 | 0 | 0 | 0 | 0 | 0 | 0 | 0 | 0 | 0 | 0 | 0 | 0 | 12
NO |  | 275 | 2012 | 1 | 14 | 14 |  | Albany SW STR (ALTE) | Albany (ALTE) | 138 | 138 | Wood Pole | 0.01 | 0 | 1 | 336.4 kcmil ACSR | 0 | 0 | 0 | 0 | 0 | 0 | 0 | 0 | 0 | 0 | 0 | 0 | 0 | 0 | 0 | 0 | 0 | 0 | 0 | 0 | 0 | 0 | 0 | 12
NO |  | 275 | 2012 | 1 | 15 | 15 |  | Albany SW STR (ALTE) | Bass Creek | 138 | 138 | Wood Pole | 12.15 | 0 | 1 | 266.8 kcmil ACSR | 0 | 0 | 0 | 0 | 0 | 0 | 0 | 0 | 0 | 0 | 0 | 0 | 0 | 0 | 0 | 0 | 0 | 0 | 0 | 0 | 0 | 0 | 0 | 12
NO |  | 275 | 2012 | 1 | 16 | 16 |  | Albany SW STR (ALTE) | Bass Creek | 138 | 138 | Wood Pole | 0.03 | 0 | 1 | 477.0 kcmil ACSR | 0 | 0 | 0 | 0 | 0 | 0 | 0 | 0 | 0 | 0 | 0 | 0 | 0 | 0 | 0 | 0 | 0 | 0 | 0 | 0 | 0 | 0 | 0 | 12
NO |  | 275 | 2012 | 1 | 17 | 17 |  | Albers | Paris | 138 | 138 | H-Frame | 1.68 | 0 | 1 | 1033.5 kcmil ACSR | 0 | 0 | 0 | 0 | 0 | 0 | 0 | 0 | 0 | 0 | 0 | 0 | 0 | 0 | 0 | 0 | 0 | 0 | 0 | 0 | 0 | 0 | 0 | 12
NO |  | 275 | 2012 | 1 | 18 | 18 |  | Albers | Paris | 138 | 138 | H-Frame | 0.39 | 0 | 1 | 477.0 kcmil ACSR | 0 | 0 | 0 | 0 | 0 | 0 | 0 | 0 | 0 | 0 | 0 | 0 | 0 | 0 | 0 | 0 | 0 | 0 | 0 | 0 | 0 | 0 | 0 | 12
NO |  | 275 | 2012 | 1 | 19 | 19 |  | Albers | Paris | 138 | 138 | H-Frame | 0.6 | 0 | 1 | 477.0 kcmil ACSR | 0 | 0 | 0 | 0 | 0 | 0 | 0 | 0 | 0 | 0 | 0 | 0 | 0 | 0 | 0 | 0 | 0 | 0 | 0 | 0 | 0 | 0 | 0 | 12
NO |  | 275 | 2012 | 1 | 20 | 20 |  | Albers | Paris | 138 | 138 | H-Frame | 6.16 | 0 | 1 | 477.0 kcmil ACSR | 0 | 0 | 0 | 0 | 0 | 0 | 0 | 0 | 0 | 0 | 0 | 0 | 0 | 0 | 0 | 0 | 0 | 0 | 0 | 0 | 0 | 0 | 0 | 12
NO |  | 275 | 2012 | 1 | 21 | 21 |  | Albers | Paris | 138 | 138 | H-Frame | 3.19 | 0 | 1 | 477.0 kcmil ACSR | 0 | 0 | 0 | 0 | 0 | 0 | 0 | 0 | 0 | 0 | 0 | 0 | 0 | 0 | 0 | 0 | 0 | 0 | 0 | 0 | 0 | 0 | 0 | 12
NO |  | 275 | 2012 | 1 | 22 | 22 |  | Albers | Paris | 138 | 138 | H-Frame | 0.42 | 0 | 1 | 477.0 kcmil ACSR | 0 | 0 | 0 | 0 | 0 | 0 | 0 | 0 | 0 | 0 | 0 | 0 | 0 | 0 | 0 | 0 | 0 | 0 | 0 | 0 | 0 | 0 | 0 | 12
NO |  | 275 | 2012 | 1 | 23 | 23 |  | Amberg | Crivitz | 138 | 138 | Steel Pole | 0 | 22.22 | 2 | 477.0 kcmil ACSR | 0 | 0 | 0 | 0 | 0 | 0 | 0 | 0 | 0 | 0 | 0 | 0 | 0 | 0 | 0 | 0 | 0 | 0 | 0 | 0 | 0 | 0 | 0 | 12
NO |  | 275 | 2012 | 1 | 24 | 24 |  | Amberg | Plains | 138 | 138 | Steel Pole | 0 | 21.12 | 2 | 477.0 kcmil ACSR | 0 | 0 | 0 | 0 | 0 | 0 | 0 | 0 | 0 | 0 | 0 | 0 | 0 | 0 | 0 | 0 | 0 | 0 | 0 | 0 | 0 | 0 | 0 | 12
NO |  | 275 | 2012 | 1 | 25 | 25 |  | Amberg | Plains | 138 | 138 | Steel Pole | 0.26 | 0 | 1 | 477.0 kcmil ACSR | 0 | 0 | 0 | 0 | 0 | 0 | 0 | 0 | 0 | 0 | 0 | 0 | 0 | 0 | 0 | 0 | 0 | 0 | 0 | 0 | 0 | 0 | 0 | 12
NO |  | 275 | 2012 | 1 | 26 | 26 |  | Amberg | Niagara Of Wis Tap 2 | 138 | 138 | Steel Pole | 0 | 19.15 | 2 | 477.0 kcmil ACSR | 0 | 0 | 0 | 0 | 0 | 0 | 0 | 0 | 0 | 0 | 0 | 0 | 0 | 0 | 0 | 0 | 0 | 0 | 0 | 0 | 0 | 0 | 0 | 12
NO |  | 275 | 2012 | 1 | 27 | 27 |  | Amberg | Stiles SW STA | 138 | 138 | Steel Pole | 0 | 43.98 | 2 | 477.0 kcmil ACSR | 0 | 0 | 0 | 0 | 0 | 0 | 0 | 0 | 0 | 0 | 0 | 0 | 0 | 0 | 0 | 0 | 0 | 0 | 0 | 0 | 0 | 0 | 0 | 12
NO |  | 275 | 2012 | 1 | 28 | 28 |  | Amberg | Holmes | 138 | 138 | Lattice Tower | 0.06 | 0 | 1 | 477.0 kcmil ACSR | 0 | 0 | 0 | 0 | 0 | 0 | 0 | 0 | 0 | 0 | 0 | 0 | 0 | 0 | 0 | 0 | 0 | 0 | 0 | 0 | 0 | 0 | 0 | 12
NO |  | 275 | 2012 | 1 | 29 | 29 |  | Amberg | Holmes | 138 | 138 | Lattice Tower | 2.26 | 0 | 1 | 477.0 kcmil ACSR | 0 | 0 | 0 | 0 | 0 | 0 | 0 | 0 | 0 | 0 | 0 | 0 | 0 | 0 | 0 | 0 | 0 | 0 | 0 | 0 | 0 | 0 | 0 | 12
NO |  | 275 | 2012 | 1 | 30 | 30 |  | Amberg | Holmes | 138 | 138 | Lattice Tower | 0.22 | 0 | 1 | 477.0 kcmil ACSR | 0 | 0 | 0 | 0 | 0 | 0 | 0 | 0 | 0 | 0 | 0 | 0 | 0 | 0 | 0 | 0 | 0 | 0 | 0 | 0 | 0 | 0 | 0 | 12
NO |  | 275 | 2012 | 1 | 31 | 31 |  | Amberg | Holmes | 138 | 138 | Lattice Tower | 2.99 | 0 | 1 | 477.0 kcmil ACSR | 0 | 0 | 0 | 0 | 0 | 0 | 0 | 0 | 0 | 0 | 0 | 0 | 0 | 0 | 0 | 0 | 0 | 0 | 0 | 0 | 0 | 0 | 0 | 12
NO |  | 275 | 2012 | 1 | 32 | 32 |  | Amberg | Holmes | 138 | 138 | Lattice Tower | 0.16 | 0 | 1 | 477.0 kcmil ACSR | 0 | 0 | 0 | 0 | 0 | 0 | 0 | 0 | 0 | 0 | 0 | 0 | 0 | 0 | 0 | 0 | 0 | 0 | 0 | 0 | 0 | 0 | 0 | 12
NO |  | 275 | 2012 | 1 | 33 | 33 |  | Amberg | Holmes | 138 | 138 | Lattice Tower | 1.97 | 0 | 1 | 477.0 kcmil ACSR | 0 | 0 | 0 | 0 | 0 | 0 | 0 | 0 | 0 | 0 | 0 | 0 | 0 | 0 | 0 | 0 | 0 | 0 | 0 | 0 | 0 | 0 | 0 | 12
NO |  | 275 | 2012 | 1 | 34 | 34 |  | Amberg | Holmes | 138 | 138 | Lattice Tower | 0.14 | 0 | 1 | 477.0 kcmil ACSR | 0 | 0 | 0 | 0 | 0 | 0 | 0 | 0 | 0 | 0 | 0 | 0 | 0 | 0 | 0 | 0 | 0 | 0 | 0 | 0 | 0 | 0 | 0 | 12
NO |  | 275 | 2012 | 1 | 35 | 35 |  | Amberg | Holmes | 138 | 138 | Lattice Tower | 0.17 | 0 | 1 | 477.0 kcmil ACSR | 0 | 0 | 0 | 0 | 0 | 0 | 0 | 0 | 0 | 0 | 0 | 0 | 0 | 0 | 0 | 0 | 0 | 0 | 0 | 0 | 0 | 0 | 0 | 12
NO |  | 275 | 2012 | 2 | 1 | 1 |  | Amberg | Holmes | 138 | 138 | Lattice Tower | 0 | 0.27 | 2 | 477.0 kcmil ACSR | 0 | 0 | 0 | 0 | 0 | 0 | 0 | 0 | 0 | 0 | 0 | 0 | 0 | 0 | 0 | 0 | 0 | 0 | 0 | 0 | 0 | 0 | 0 | 12
NO |  | 275 | 2012 | 2 | 2 | 2 |  | Amberg | Holmes | 138 | 138 | Lattice Tower | 0.3 | 0 | 1 | 477.0 kcmil ACSR | 0 | 0 | 0 | 0 | 0 | 0 | 0 | 0 | 0 | 0 | 0 | 0 | 0 | 0 | 0 | 0 | 0 | 0 | 0 | 0 | 0 | 0 | 0 | 12
NO |  | 275 | 2012 | 2 | 3 | 3 |  | Amberg | Holmes | 138 | 138 | Lattice Tower | 0.18 | 0 | 1 | 477.0 kcmil ACSR | 0 | 0 | 0 | 0 | 0 | 0 | 0 | 0 | 0 | 0 | 0 | 0 | 0 | 0 | 0 | 0 | 0 | 0 | 0 | 0 | 0 | 0 | 0 | 12
NO |  | 275 | 2012 | 2 | 4 | 4 |  | Amberg | Holmes | 138 | 138 | Lattice Tower | 0.02 | 0 | 1 | 477.0 kcmil ACSR | 0 | 0 | 0 | 0 | 0 | 0 | 0 | 0 | 0 | 0 | 0 | 0 | 0 | 0 | 0 | 0 | 0 | 0 | 0 | 0 | 0 | 0 | 0 | 12
NO |  | 275 | 2012 | 2 | 5 | 5 |  | American | Sycamore SW YD | 138 | 138 | Wood Pole | 0.12 | 0 | 1 | 954.0 kcmil ACSR | 0 | 0 | 0 | 0 | 0 | 0 | 0 | 0 | 0 | 0 | 0 | 0 | 0 | 0 | 0 | 0 | 0 | 0 | 0 | 0 | 0 | 0 | 0 | 12
NO |  | 275 | 2012 | 2 | 6 | 6 |  | American | Sycamore SW YD | 138 | 138 | Wood Pole | 2.19 | 0 | 1 | 954.0 kcmil ACSR | 0 | 0 | 0 | 0 | 0 | 0 | 0 | 0 | 0 | 0 | 0 | 0 | 0 | 0 | 0 | 0 | 0 | 0 | 0 | 0 | 0 | 0 | 0 | 12
NO |  | 275 | 2012 | 2 | 7 | 7 |  | American | Sycamore SW YD | 138 | 138 | Wood Pole | 0 | 1.33 | 2 | 954.0 kcmil ACSR | 0 | 0 | 0 | 0 | 0 | 0 | 0 | 0 | 0 | 0 | 0 | 0 | 0 | 0 | 0 | 0 | 0 | 0 | 0 | 0 | 0 | 0 | 0 | 12
NO |  | 275 | 2012 | 2 | 8 | 8 |  | American | Sycamore SW YD | 138 | 138 | Wood Pole | 0.09 | 0 | 1 | 954.0 kcmil ACSR | 0 | 0 | 0 | 0 | 0 | 0 | 0 | 0 | 0 | 0 | 0 | 0 | 0 | 0 | 0 | 0 | 0 | 0 | 0 | 0 | 0 | 0 | 0 | 12
NO |  | 275 | 2012 | 2 | 9 | 9 |  | Arcadian | Zion | 345 | 345 | Lattice Tower | 0 | 0.02 | 2 | 2156.0 kcmil ACSR | 0 | 0 | 0 | 0 | 0 | 0 | 0 | 0 | 0 | 0 | 0 | 0 | 0 | 0 | 0 | 0 | 0 | 0 | 0 | 0 | 0 | 0 | 0 | 12
NO |  | 275 | 2012 | 2 | 10 | 10 |  | Arcadian | Zion | 345 | 345 | Lattice Tower | 0 | 17.83 | 2 | 2156.0 kcmil ACSR | 0 | 0 | 0 | 0 | 0 | 0 | 0 | 0 | 0 | 0 | 0 | 0 | 0 | 0 | 0 | 0 | 0 | 0 | 0 | 0 | 0 | 0 | 0 | 12
NO |  | 275 | 2012 | 2 | 11 | 11 |  | Arcadian | Zion | 345 | 345 | Lattice Tower | 0 | 0.09 | 2 | 2156.0 kcmil ACSR | 0 | 0 | 0 | 0 | 0 | 0 | 0 | 0 | 0 | 0 | 0 | 0 | 0 | 0 | 0 | 0 | 0 | 0 | 0 | 0 | 0 | 0 | 0 | 12
NO |  | 275 | 2012 | 2 | 12 | 12 |  | Arcadian | Zion | 345 | 345 | Lattice Tower | 0 | 0.24 | 2 | 2156.0 kcmil ACSR | 0 | 0 | 0 | 0 | 0 | 0 | 0 | 0 | 0 | 0 | 0 | 0 | 0 | 0 | 0 | 0 | 0 | 0 | 0 | 0 | 0 | 0 | 0 | 12
NO |  | 275 | 2012 | 2 | 13 | 13 |  | Arcadian | Zion | 345 | 345 | Lattice Tower | 0 | 33.94 | 2 | 2156.0 kcmil ACSR | 0 | 0 | 0 | 0 | 0 | 0 | 0 | 0 | 0 | 0 | 0 | 0 | 0 | 0 | 0 | 0 | 0 | 0 | 0 | 0 | 0 | 0 | 0 | 12
NO |  | 275 | 2012 | 2 | 14 | 14 |  | Arcadian | Zion | 345 | 345 | Lattice Tower | 0.18 | 0 | 1 | 2156.0 kcmil ACSR | 0 | 0 | 0 | 0 | 0 | 0 | 0 | 0 | 0 | 0 | 0 | 0 | 0 | 0 | 0 | 0 | 0 | 0 | 0 | 0 | 0 | 0 | 0 | 12
NO |  | 275 | 2012 | 2 | 15 | 15 |  | Arcadian | Zion | 345 | 345 | Lattice Tower | 0 | 0.89 | 2 | 2156.0 kcmil ACSR | 0 | 0 | 0 | 0 | 0 | 0 | 0 | 0 | 0 | 0 | 0 | 0 | 0 | 0 | 0 | 0 | 0 | 0 | 0 | 0 | 0 | 0 | 0 | 12
NO |  | 275 | 2012 | 2 | 16 | 16 |  | Arcadian | Moorland | 138 | 138 | Various | 0 | 0.04 | 2 | 2156.0 kcmil ACSR | 0 | 0 | 0 | 0 | 0 | 0 | 0 | 0 | 0 | 0 | 0 | 0 | 0 | 0 | 0 | 0 | 0 | 0 | 0 | 0 | 0 | 0 | 0 | 12
NO |  | 275 | 2012 | 2 | 17 | 17 |  | Arcadian | Moorland | 138 | 138 | Various | 0 | 2.62 | 2 | 2156.0 kcmil ACSR | 0 | 0 | 0 | 0 | 0 | 0 | 0 | 0 | 0 | 0 | 0 | 0 | 0 | 0 | 0 | 0 | 0 | 0 | 0 | 0 | 0 | 0 | 0 | 12
NO |  | 275 | 2012 | 2 | 18 | 18 |  | Arcadian | Moorland | 138 | 138 | Various | 0 | 0.06 | 2 | 2156.0 kcmil ACSR | 0 | 0 | 0 | 0 | 0 | 0 | 0 | 0 | 0 | 0 | 0 | 0 | 0 | 0 | 0 | 0 | 0 | 0 | 0 | 0 | 0 | 0 | 0 | 12
NO |  | 275 | 2012 | 2 | 19 | 19 |  | Arcadian | Waukesha | 138 | 138 | Lattice Tower | 0 | 0.05 | 2 | 1033.5 kcmil ACSR | 0 | 0 | 0 | 0 | 0 | 0 | 0 | 0 | 0 | 0 | 0 | 0 | 0 | 0 | 0 | 0 | 0 | 0 | 0 | 0 | 0 | 0 | 0 | 12
NO |  | 275 | 2012 | 2 | 20 | 20 |  | Arcadian | Waukesha | 138 | 138 | Lattice Tower | 0 | 0.08 | 2 | 1033.5 kcmil ACSR | 0 | 0 | 0 | 0 | 0 | 0 | 0 | 0 | 0 | 0 | 0 | 0 | 0 | 0 | 0 | 0 | 0 | 0 | 0 | 0 | 0 | 0 | 0 | 12
NO |  | 275 | 2012 | 2 | 21 | 21 |  | Arcadian | Waukesha | 138 | 138 | Lattice Tower | 0 | 0.11 | 2 | 1033.5 kcmil ACSR | 0 | 0 | 0 | 0 | 0 | 0 | 0 | 0 | 0 | 0 | 0 | 0 | 0 | 0 | 0 | 0 | 0 | 0 | 0 | 0 | 0 | 0 | 0 | 12
NO |  | 275 | 2012 | 2 | 22 | 22 |  | Arcadian | Waukesha | 138 | 138 | Lattice Tower | 0 | 3.6 | 2 | 1033.5 kcmil ACSR | 0 | 0 | 0 | 0 | 0 | 0 | 0 | 0 | 0 | 0 | 0 | 0 | 0 | 0 | 0 | 0 | 0 | 0 | 0 | 0 | 0 | 0 | 0 | 12
NO |  | 275 | 2012 | 2 | 23 | 23 |  | Arcadian | Waukesha | 138 | 138 | Lattice Tower | 0 | 0.01 | 2 | 1033.5 kcmil ACSR | 0 | 0 | 0 | 0 | 0 | 0 | 0 | 0 | 0 | 0 | 0 | 0 | 0 | 0 | 0 | 0 | 0 | 0 | 0 | 0 | 0 | 0 | 0 | 12
NO |  | 275 | 2012 | 2 | 24 | 24 |  | Arnold | Perkins | 138 | 138 | Steel Pole | 0 | 20.37 | 2 | 477.0 kcmil ACSR | 0 | 0 | 0 | 0 | 0 | 0 | 0 | 0 | 0 | 0 | 0 | 0 | 0 | 0 | 0 | 0 | 0 | 0 | 0 | 0 | 0 | 0 | 0 | 12
NO |  | 275 | 2012 | 2 | 25 | 25 |  | Arnold | Forsyth | 138 | 138 | H-Frame | 16.59 | 0 | 1 | 605.0 kcmil ACSR | 0 | 0 | 0 | 0 | 0 | 0 | 0 | 0 | 0 | 0 | 0 | 0 | 0 | 0 | 0 | 0 | 0 | 0 | 0 | 0 | 0 | 0 | 0 | 12
NO |  | 275 | 2012 | 2 | 26 | 26 |  | Arnold | Perkins | 138 | 138 | Steel Pole | 0 | 20.35 | 2 | 477.0 kcmil ACSR | 0 | 0 | 0 | 0 | 0 | 0 | 0 | 0 | 0 | 0 | 0 | 0 | 0 | 0 | 0 | 0 | 0 | 0 | 0 | 0 | 0 | 0 | 0 | 12
NO |  | 275 | 2012 | 2 | 27 | 27 |  | Arnott | Golden Sands | 138 | 138 | Various | 0.13 | 0 | 1 | 795.0 kcmil ACSR | 0 | 0 | 0 | 0 | 0 | 0 | 0 | 0 | 0 | 0 | 0 | 0 | 0 | 0 | 0 | 0 | 0 | 0 | 0 | 0 | 0 | 0 | 0 | 12
NO |  | 275 | 2012 | 2 | 28 | 28 |  | Arnott | Golden Sands | 138 | 138 | Various | 0.31 | 0 | 1 | 795.0 kcmil ACSR | 0 | 0 | 0 | 0 | 0 | 0 | 0 | 0 | 0 | 0 | 0 | 0 | 0 | 0 | 0 | 0 | 0 | 0 | 0 | 0 | 0 | 0 | 0 | 12
NO |  | 275 | 2012 | 2 | 29 | 29 |  | Arnott | Golden Sands | 138 | 138 | Various | 5.46 | 0 | 1 | 795.0 kcmil ACSR | 0 | 0 | 0 | 0 | 0 | 0 | 0 | 0 | 0 | 0 | 0 | 0 | 0 | 0 | 0 | 0 | 0 | 0 | 0 | 0 | 0 | 0 | 0 | 12
NO |  | 275 | 2012 | 2 | 30 | 30 |  | Arnott | Golden Sands | 138 | 138 | Various | 0.59 | 0 | 1 | 795.0 kcmil ACSR | 0 | 0 | 0 | 0 | 0 | 0 | 0 | 0 | 0 | 0 | 0 | 0 | 0 | 0 | 0 | 0 | 0 | 0 | 0 | 0 | 0 | 0 | 0 | 12
NO |  | 275 | 2012 | 2 | 31 | 31 |  | Arnott | Golden Sands | 138 | 138 | Various | 0.14 | 0 | 1 | 795.0 kcmil ACSR | 0 | 0 | 0 | 0 | 0 | 0 | 0 | 0 | 0 | 0 | 0 | 0 | 0 | 0 | 0 | 0 | 0 | 0 | 0 | 0 | 0 | 0 | 0 | 12
NO |  | 275 | 2012 | 2 | 32 | 32 |  | Arnott | Golden Sands | 138 | 138 | Various | 0.14 | 0 | 1 | 795.0 kcmil ACSR | 0 | 0 | 0 | 0 | 0 | 0 | 0 | 0 | 0 | 0 | 0 | 0 | 0 | 0 | 0 | 0 | 0 | 0 | 0 | 0 | 0 | 0 | 0 | 12
NO |  | 275 | 2012 | 2 | 33 | 33 |  | Arnott | Golden Sands | 138 | 138 | Various | 0.26 | 0 | 1 | 795.0 kcmil ACSR | 0 | 0 | 0 | 0 | 0 | 0 | 0 | 0 | 0 | 0 | 0 | 0 | 0 | 0 | 0 | 0 | 0 | 0 | 0 | 0 | 0 | 0 | 0 | 12
NO |  | 275 | 2012 | 2 | 34 | 34 |  | Arnott | Golden Sands | 138 | 138 | Various | 0.84 | 0 | 1 | 795.0 kcmil ACSR | 0 | 0 | 0 | 0 | 0 | 0 | 0 | 0 | 0 | 0 | 0 | 0 | 0 | 0 | 0 | 0 | 0 | 0 | 0 | 0 | 0 | 0 | 0 | 12
NO |  | 275 | 2012 | 2 | 35 | 35 |  | Arnott | Golden Sands | 138 | 138 | Various | 0.08 | 0 | 1 | 795.0 kcmil ACSR | 0 | 0 | 0 | 0 | 0 | 0 | 0 | 0 | 0 | 0 | 0 | 0 | 0 | 0 | 0 | 0 | 0 | 0 | 0 | 0 | 0 | 0 | 0 | 12
NO |  | 275 | 2012 | 3 | 1 | 1 |  | Arnott | Golden Sands | 138 | 138 | Various | 0.47 | 0 | 1 | 795.0 kcmil ACSR | 0 | 0 | 0 | 0 | 0 | 0 | 0 | 0 | 0 | 0 | 0 | 0 | 0 | 0 | 0 | 0 | 0 | 0 | 0 | 0 | 0 | 0 | 0 | 12
NO |  | 275 | 2012 | 3 | 2 | 2 |  | Arnott | Golden Sands | 138 | 138 | Various | 0.07 | 0 | 1 | 795.0 kcmil ACSR | 0 | 0 | 0 | 0 | 0 | 0 | 0 | 0 | 0 | 0 | 0 | 0 | 0 | 0 | 0 | 0 | 0 | 0 | 0 | 0 | 0 | 0 | 0 | 12
NO |  | 275 | 2012 | 3 | 3 | 3 |  | Arrowhead 345/230 kV | Stone Lake | 345 | 345 | Steel Pole | 0 | 3.07 | 2 | 1272.0 kcmil ACSR | 0 | 0 | 0 | 0 | 0 | 0 | 0 | 0 | 0 | 0 | 0 | 0 | 0 | 0 | 0 | 0 | 0 | 0 | 0 | 0 | 0 | 0 | 0 | 12
NO |  | 275 | 2012 | 3 | 4 | 4 |  | Arrowhead 345/230 kV | Stone Lake | 345 | 345 | Steel Pole | 0 | 0.08 | 2 | 1272.0 kcmil ACSR | 0 | 0 | 0 | 0 | 0 | 0 | 0 | 0 | 0 | 0 | 0 | 0 | 0 | 0 | 0 | 0 | 0 | 0 | 0 | 0 | 0 | 0 | 0 | 12
NO |  | 275 | 2012 | 3 | 5 | 5 |  | Arrowhead 345/230 kV | Stone Lake | 345 | 345 | Steel Pole | 0 | 7.15 | 2 | 1272.0 kcmil ACSR | 0 | 0 | 0 | 0 | 0 | 0 | 0 | 0 | 0 | 0 | 0 | 0 | 0 | 0 | 0 | 0 | 0 | 0 | 0 | 0 | 0 | 0 | 0 | 12
NO |  | 275 | 2012 | 3 | 6 | 6 |  | Arrowhead 345/230 kV | Stone Lake | 345 | 345 | Steel Pole | 0 | 0.11 | 2 | 1272.0 kcmil ACSR | 0 | 0 | 0 | 0 | 0 | 0 | 0 | 0 | 0 | 0 | 0 | 0 | 0 | 0 | 0 | 0 | 0 | 0 | 0 | 0 | 0 | 0 | 0 | 12
NO |  | 275 | 2012 | 3 | 7 | 7 |  | Arrowhead 345/230 kV | Stone Lake | 345 | 345 | Steel Pole | 0 | 2.77 | 2 | 1272.0 kcmil ACSR | 0 | 0 | 0 | 0 | 0 | 0 | 0 | 0 | 0 | 0 | 0 | 0 | 0 | 0 | 0 | 0 | 0 | 0 | 0 | 0 | 0 | 0 | 0 | 12
NO |  | 275 | 2012 | 3 | 8 | 8 |  | Arrowhead 345/230 kV | Stone Lake | 345 | 345 | Steel Pole | 7.74 | 0 | 1 | 1272.0 kcmil ACSR | 0 | 0 | 0 | 0 | 0 | 0 | 0 | 0 | 0 | 0 | 0 | 0 | 0 | 0 | 0 | 0 | 0 | 0 | 0 | 0 | 0 | 0 | 0 | 12
NO |  | 275 | 2012 | 3 | 9 | 9 |  | Arrowhead 345/230 kV | Stone Lake | 345 | 345 | Steel Pole | 0 | 19.03 | 2 | 954.0 kcmil ACSR | 0 | 0 | 0 | 0 | 0 | 0 | 0 | 0 | 0 | 0 | 0 | 0 | 0 | 0 | 0 | 0 | 0 | 0 | 0 | 0 | 0 | 0 | 0 | 12
NO |  | 275 | 2012 | 3 | 10 | 10 |  | Arrowhead 345/230 kV | Stone Lake | 345 | 345 | Steel Pole | 0 | 3 | 2 | 954.0 kcmil ACSR | 0 | 0 | 0 | 0 | 0 | 0 | 0 | 0 | 0 | 0 | 0 | 0 | 0 | 0 | 0 | 0 | 0 | 0 | 0 | 0 | 0 | 0 | 0 | 12
NO |  | 275 | 2012 | 3 | 11 | 11 |  | Arrowhead 345/230 kV | Stone Lake | 345 | 345 | Steel Pole | 0 | 6.5 | 2 | 954.0 kcmil ACSR | 0 | 0 | 0 | 0 | 0 | 0 | 0 | 0 | 0 | 0 | 0 | 0 | 0 | 0 | 0 | 0 | 0 | 0 | 0 | 0 | 0 | 0 | 0 | 12
NO |  | 275 | 2012 | 3 | 12 | 12 |  | Arrowhead 345/230 kV | Stone Lake | 345 | 345 | Steel Pole | 0 | 9.07 | 2 | 954.0 kcmil ACSR | 0 | 0 | 0 | 0 | 0 | 0 | 0 | 0 | 0 | 0 | 0 | 0 | 0 | 0 | 0 | 0 | 0 | 0 | 0 | 0 | 0 | 0 | 0 | 12
NO |  | 275 | 2012 | 3 | 13 | 13 |  | Arrowhead 345/230 kV | Stone Lake | 345 | 345 | Steel Pole | 12.55 | 0 | 1 | 954.0 kcmil ACSR | 0 | 0 | 0 | 0 | 0 | 0 | 0 | 0 | 0 | 0 | 0 | 0 | 0 | 0 | 0 | 0 | 0 | 0 | 0 | 0 | 0 | 0 | 0 | 12
NO |  | 275 | 2012 | 3 | 14 | 14 |  | Arrowhead 345/230 kV | Stone Lake | 345 | 345 | Steel Pole | 0.52 | 0 | 1 | 954.0 kcmil ACSR | 0 | 0 | 0 | 0 | 0 | 0 | 0 | 0 | 0 | 0 | 0 | 0 | 0 | 0 | 0 | 0 | 0 | 0 | 0 | 0 | 0 | 0 | 0 | 12
NO |  | 275 | 2012 | 3 | 15 | 15 |  | Arrowhead 345/230 kV | Stone Lake | 345 | 345 | Steel Pole | 7.36 | 0 | 1 | 954.0 kcmil ACSR | 0 | 0 | 0 | 0 | 0 | 0 | 0 | 0 | 0 | 0 | 0 | 0 | 0 | 0 | 0 | 0 | 0 | 0 | 0 | 0 | 0 | 0 | 0 | 12
NO |  | 275 | 2012 | 3 | 16 | 16 |  | Artesian | Reedsburg Nishan SW STR | 138 | 138 | Wood Pole | 0.01 | 0 | 1 | 795.0 kcmil ACSR | 0 | 0 | 0 | 0 | 0 | 0 | 0 | 0 | 0 | 0 | 0 | 0 | 0 | 0 | 0 | 0 | 0 | 0 | 0 | 0 | 0 | 0 | 0 | 12
NO |  | 275 | 2012 | 3 | 17 | 17 |  | Artesian | Reedsburg Nishan SW STR | 138 | 138 | Wood Pole | 2.27 | 0 | 1 | 336.4 kcmil ACSR | 0 | 0 | 0 | 0 | 0 | 0 | 0 | 0 | 0 | 0 | 0 | 0 | 0 | 0 | 0 | 0 | 0 | 0 | 0 | 0 | 0 | 0 | 0 | 12
NO |  | 275 | 2012 | 3 | 18 | 18 |  | Arthur Road | St Lawrence | 138 | 138 | Various | 0.05 | 0 | 1 | 477.0 kcmil ACSR | 0 | 0 | 0 | 0 | 0 | 0 | 0 | 0 | 0 | 0 | 0 | 0 | 0 | 0 | 0 | 0 | 0 | 0 | 0 | 0 | 0 | 0 | 0 | 12
NO |  | 275 | 2012 | 3 | 19 | 19 |  | Aspen | Iron Grove | 138 | 138 | Steel Pole | 0 | 0.83 | 2 | 477.0 kcmil ACSR | 0 | 0 | 0 | 0 | 0 | 0 | 0 | 0 | 0 | 0 | 0 | 0 | 0 | 0 | 0 | 0 | 0 | 0 | 0 | 0 | 0 | 0 | 0 | 12
NO |  | 275 | 2012 | 3 | 20 | 20 |  | Aspen | Iron Grove | 138 | 138 | Steel Pole | 0.1 | 0 | 1 | 477.0 kcmil ACSR | 0 | 0 | 0 | 0 | 0 | 0 | 0 | 0 | 0 | 0 | 0 | 0 | 0 | 0 | 0 | 0 | 0 | 0 | 0 | 0 | 0 | 0 | 0 | 12
NO |  | 275 | 2012 | 3 | 21 | 21 |  | Aspen | Iron Grove | 138 | 138 | Steel Pole | 23.94 | 0 | 1 | 477.0 kcmil ACSR | 0 | 0 | 0 | 0 | 0 | 0 | 0 | 0 | 0 | 0 | 0 | 0 | 0 | 0 | 0 | 0 | 0 | 0 | 0 | 0 | 0 | 0 | 0 | 12
NO |  | 275 | 2012 | 3 | 22 | 22 |  | Aspen | Iron Grove | 138 | 138 | Steel Pole | 0 | 0.68 | 2 | 477.0 kcmil ACSR | 0 | 0 | 0 | 0 | 0 | 0 | 0 | 0 | 0 | 0 | 0 | 0 | 0 | 0 | 0 | 0 | 0 | 0 | 0 | 0 | 0 | 0 | 0 | 12
NO |  | 275 | 2012 | 3 | 23 | 23 |  | Aspen | Iron Grove | 138 | 138 | Steel Pole | 0.04 | 0 | 1 | 477.0 kcmil ACSR | 0 | 0 | 0 | 0 | 0 | 0 | 0 | 0 | 0 | 0 | 0 | 0 | 0 | 0 | 0 | 0 | 0 | 0 | 0 | 0 | 0 | 0 | 0 | 12
NO |  | 275 | 2012 | 3 | 24 | 24 |  | Auburn | Barton | 138 | 138 | H-Frame | 0 | 2.45 | 2 | 1033.5 kcmil ACSR | 0 | 0 | 0 | 0 | 0 | 0 | 0 | 0 | 0 | 0 | 0 | 0 | 0 | 0 | 0 | 0 | 0 | 0 | 0 | 0 | 0 | 0 | 0 | 12
NO |  | 275 | 2012 | 3 | 25 | 25 |  | Auburn | Barton | 138 | 138 | H-Frame | 0 | 2.3 | 2 | 1033.5 kcmil ACSR | 0 | 0 | 0 | 0 | 0 | 0 | 0 | 0 | 0 | 0 | 0 | 0 | 0 | 0 | 0 | 0 | 0 | 0 | 0 | 0 | 0 | 0 | 0 | 12
NO |  | 275 | 2012 | 3 | 26 | 26 |  | Auburn | Barton | 138 | 138 | H-Frame | 0.2 | 0 | 1 | 477.0 kcmil ACSR | 0 | 0 | 0 | 0 | 0 | 0 | 0 | 0 | 0 | 0 | 0 | 0 | 0 | 0 | 0 | 0 | 0 | 0 | 0 | 0 | 0 | 0 | 0 | 12
NO |  | 275 | 2012 | 3 | 27 | 27 |  | Auburn | Barton | 138 | 138 | H-Frame | 0 | 0.75 | 2 | 477.0 kcmil ACSR | 0 | 0 | 0 | 0 | 0 | 0 | 0 | 0 | 0 | 0 | 0 | 0 | 0 | 0 | 0 | 0 | 0 | 0 | 0 | 0 | 0 | 0 | 0 | 12
NO |  | 275 | 2012 | 3 | 28 | 28 |  | Auburn | Barton | 138 | 138 | H-Frame | 5.94 | 0 | 1 | 477.0 kcmil ACSR | 0 | 0 | 0 | 0 | 0 | 0 | 0 | 0 | 0 | 0 | 0 | 0 | 0 | 0 | 0 | 0 | 0 | 0 | 0 | 0 | 0 | 0 | 0 | 12
NO |  | 275 | 2012 | 3 | 29 | 29 |  | Aviation | North Fond Du Lac | 138 | 138 | H-Frame | 2.11 | 0 | 1 | 336.4 kcmil ACSR | 0 | 0 | 0 | 0 | 0 | 0 | 0 | 0 | 0 | 0 | 0 | 0 | 0 | 0 | 0 | 0 | 0 | 0 | 0 | 0 | 0 | 0 | 0 | 12
NO |  | 275 | 2012 | 3 | 30 | 30 |  | Aviation | North Fond Du Lac | 138 | 138 | H-Frame | 0.32 | 0 | 1 | 336.4 kcmil ACSR | 0 | 0 | 0 | 0 | 0 | 0 | 0 | 0 | 0 | 0 | 0 | 0 | 0 | 0 | 0 | 0 | 0 | 0 | 0 | 0 | 0 | 0 | 0 | 12
NO |  | 275 | 2012 | 3 | 31 | 31 |  | Aviation | North Fond Du Lac | 138 | 138 | H-Frame | 0.77 | 0 | 1 | 336.4 kcmil ACSR | 0 | 0 | 0 | 0 | 0 | 0 | 0 | 0 | 0 | 0 | 0 | 0 | 0 | 0 | 0 | 0 | 0 | 0 | 0 | 0 | 0 | 0 | 0 | 12
NO |  | 275 | 2012 | 3 | 32 | 32 |  | Aviation | North Fond Du Lac | 138 | 138 | H-Frame | 0.1 | 0 | 1 | 336.4 kcmil ACSR | 0 | 0 | 0 | 0 | 0 | 0 | 0 | 0 | 0 | 0 | 0 | 0 | 0 | 0 | 0 | 0 | 0 | 0 | 0 | 0 | 0 | 0 | 0 | 12
NO |  | 275 | 2012 | 3 | 33 | 33 |  | Aviation | North Fond Du Lac | 138 | 138 | H-Frame | 0.3 | 0 | 1 | 336.4 kcmil ACSR | 0 | 0 | 0 | 0 | 0 | 0 | 0 | 0 | 0 | 0 | 0 | 0 | 0 | 0 | 0 | 0 | 0 | 0 | 0 | 0 | 0 | 0 | 0 | 12
NO |  | 275 | 2012 | 3 | 34 | 34 |  | Aviation | North Fond Du Lac | 138 | 138 | H-Frame | 0.78 | 0 | 1 | 336.4 kcmil ACSR | 0 | 0 | 0 | 0 | 0 | 0 | 0 | 0 | 0 | 0 | 0 | 0 | 0 | 0 | 0 | 0 | 0 | 0 | 0 | 0 | 0 | 0 | 0 | 12
NO |  | 275 | 2012 | 3 | 35 | 35 |  | Aviation | North Fond Du Lac | 138 | 138 | H-Frame | 3.38 | 0 | 1 | 336.4 kcmil ACSR | 0 | 0 | 0 | 0 | 0 | 0 | 0 | 0 | 0 | 0 | 0 | 0 | 0 | 0 | 0 | 0 | 0 | 0 | 0 | 0 | 0 | 0 | 0 | 12
NO |  | 275 | 2012 | 4 | 1 | 1 |  | Aviation | North Fond Du Lac | 138 | 138 | H-Frame | 6.08 | 0 | 1 | 336.4 kcmil ACSR | 0 | 0 | 0 | 0 | 0 | 0 | 0 | 0 | 0 | 0 | 0 | 0 | 0 | 0 | 0 | 0 | 0 | 0 | 0 | 0 | 0 | 0 | 0 | 12
NO |  | 275 | 2012 | 4 | 2 | 2 |  | Badger | West Shawano | 138 | 138 | Wood Pole | 0.71 | 0 | 1 | 795.0 kcmil ACSR | 0 | 0 | 0 | 0 | 0 | 0 | 0 | 0 | 0 | 0 | 0 | 0 | 0 | 0 | 0 | 0 | 0 | 0 | 0 | 0 | 0 | 0 | 0 | 12
NO |  | 275 | 2012 | 4 | 3 | 3 |  | Badger | West Shawano | 138 | 138 | Wood Pole | 0 | 0.01 | 2 | 556.5 kcmil ACSR | 0 | 0 | 0 | 0 | 0 | 0 | 0 | 0 | 0 | 0 | 0 | 0 | 0 | 0 | 0 | 0 | 0 | 0 | 0 | 0 | 0 | 0 | 0 | 12
NO |  | 275 | 2012 | 4 | 4 | 4 |  | Badger | West Shawano | 138 | 138 | Wood Pole | 0 | 0.05 | 2 | 556.5 kcmil ACSR | 0 | 0 | 0 | 0 | 0 | 0 | 0 | 0 | 0 | 0 | 0 | 0 | 0 | 0 | 0 | 0 | 0 | 0 | 0 | 0 | 0 | 0 | 0 | 12
NO |  | 275 | 2012 | 4 | 5 | 5 |  | Badger | West Shawano | 138 | 138 | Wood Pole | 0 | 0.03 | 2 | 556.5 kcmil ACSR | 0 | 0 | 0 | 0 | 0 | 0 | 0 | 0 | 0 | 0 | 0 | 0 | 0 | 0 | 0 | 0 | 0 | 0 | 0 | 0 | 0 | 0 | 0 | 12
NO |  | 275 | 2012 | 4 | 6 | 6 |  | Badger | West Shawano | 138 | 138 | Wood Pole | 0 | 0.11 | 2 | 556.5 kcmil ACSR | 0 | 0 | 0 | 0 | 0 | 0 | 0 | 0 | 0 | 0 | 0 | 0 | 0 | 0 | 0 | 0 | 0 | 0 | 0 | 0 | 0 | 0 | 0 | 12
NO |  | 275 | 2012 | 4 | 7 | 7 |  | Badger | West Shawano | 138 | 138 | Wood Pole | 0 | 0.11 | 2 | 556.5 kcmil ACSR | 0 | 0 | 0 | 0 | 0 | 0 | 0 | 0 | 0 | 0 | 0 | 0 | 0 | 0 | 0 | 0 | 0 | 0 | 0 | 0 | 0 | 0 | 0 | 12
NO |  | 275 | 2012 | 4 | 8 | 8 |  | Badger | West Shawano | 138 | 138 | Wood Pole | 0 | 4.27 | 2 | 556.5 kcmil ACSR | 0 | 0 | 0 | 0 | 0 | 0 | 0 | 0 | 0 | 0 | 0 | 0 | 0 | 0 | 0 | 0 | 0 | 0 | 0 | 0 | 0 | 0 | 0 | 12
NO |  | 275 | 2012 | 4 | 9 | 9 |  | Badger | West Shawano | 138 | 138 | Wood Pole | 0.11 | 0 | 1 | 556.5 kcmil ACSR | 0 | 0 | 0 | 0 | 0 | 0 | 0 | 0 | 0 | 0 | 0 | 0 | 0 | 0 | 0 | 0 | 0 | 0 | 0 | 0 | 0 | 0 | 0 | 12
NO |  | 275 | 2012 | 4 | 10 | 10 |  | Badger | Cloverleaf | 138 | 138 | H-Frame | 0.02 | 0 | 1 | 266.8 kcmil ACSR | 0 | 0 | 0 | 0 | 0 | 0 | 0 | 0 | 0 | 0 | 0 | 0 | 0 | 0 | 0 | 0 | 0 | 0 | 0 | 0 | 0 | 0 | 0 | 12
NO |  | 275 | 2012 | 4 | 11 | 11 |  | Badger | Cloverleaf | 138 | 138 | H-Frame | 0.05 | 0 | 1 | 266.8 kcmil ACSR | 0 | 0 | 0 | 0 | 0 | 0 | 0 | 0 | 0 | 0 | 0 | 0 | 0 | 0 | 0 | 0 | 0 | 0 | 0 | 0 | 0 | 0 | 0 | 12
NO |  | 275 | 2012 | 4 | 12 | 12 |  | Badger | Cloverleaf | 138 | 138 | H-Frame | 3.25 | 0 | 1 | 266.8 kcmil ACSR | 0 | 0 | 0 | 0 | 0 | 0 | 0 | 0 | 0 | 0 | 0 | 0 | 0 | 0 | 0 | 0 | 0 | 0 | 0 | 0 | 0 | 0 | 0 | 12
NO |  | 275 | 2012 | 4 | 13 | 13 |  | Badger West | Petenwell | 138 | 138 | H-Frame | 10.24 | 0 | 1 | 4/0 AWG ACSR 6/1 | 0 | 0 | 0 | 0 | 0 | 0 | 0 | 0 | 0 | 0 | 0 | 0 | 0 | 0 | 0 | 0 | 0 | 0 | 0 | 0 | 0 | 0 | 0 | 12
NO |  | 275 | 2012 | 4 | 14 | 14 |  | Badger West | Petenwell | 138 | 138 | H-Frame | 0.02 | 0 | 1 | 4/0 AWG ACSR 6/1 | 0 | 0 | 0 | 0 | 0 | 0 | 0 | 0 | 0 | 0 | 0 | 0 | 0 | 0 | 0 | 0 | 0 | 0 | 0 | 0 | 0 | 0 | 0 | 12
NO |  | 275 | 2012 | 4 | 15 | 15 |  | Bain | Spring Valley (WE) | 138 | 138 | Steel Pole | 0 | 0.84 | 2 | 795.0 kcmil ACSR | 0 | 0 | 0 | 0 | 0 | 0 | 0 | 0 | 0 | 0 | 0 | 0 | 0 | 0 | 0 | 0 | 0 | 0 | 0 | 0 | 0 | 0 | 0 | 12
NO |  | 275 | 2012 | 4 | 16 | 16 |  | Bain | Spring Valley (WE) | 138 | 138 | Steel Pole | 0.42 | 0 | 1 | 795.0 kcmil ACSR | 0 | 0 | 0 | 0 | 0 | 0 | 0 | 0 | 0 | 0 | 0 | 0 | 0 | 0 | 0 | 0 | 0 | 0 | 0 | 0 | 0 | 0 | 0 | 12
NO |  | 275 | 2012 | 4 | 17 | 17 |  | Bain | Spring Valley (WE) | 138 | 138 | Steel Pole | 7.76 | 0 | 1 | 795.0 kcmil ACSR | 0 | 0 | 0 | 0 | 0 | 0 | 0 | 0 | 0 | 0 | 0 | 0 | 0 | 0 | 0 | 0 | 0 | 0 | 0 | 0 | 0 | 0 | 0 | 12
NO |  | 275 | 2012 | 4 | 18 | 18 |  | Bain | Spring Valley (WE) | 138 | 138 | Steel Pole | 1.87 | 0 | 1 | 795.0 kcmil ACSR | 0 | 0 | 0 | 0 | 0 | 0 | 0 | 0 | 0 | 0 | 0 | 0 | 0 | 0 | 0 | 0 | 0 | 0 | 0 | 0 | 0 | 0 | 0 | 12
NO |  | 275 | 2012 | 4 | 19 | 19 |  | Bain | Spring Valley (WE) | 138 | 138 | Steel Pole | 3.48 | 0 | 1 | 795.0 kcmil ACSR | 0 | 0 | 0 | 0 | 0 | 0 | 0 | 0 | 0 | 0 | 0 | 0 | 0 | 0 | 0 | 0 | 0 | 0 | 0 | 0 | 0 | 0 | 0 | 12
NO |  | 275 | 2012 | 4 | 20 | 20 |  | Bain | Albers | 138 | 138 | Wood Pole | 0 | 0.37 | 2 | 1033.5 kcmil ACSR | 0 | 0 | 0 | 0 | 0 | 0 | 0 | 0 | 0 | 0 | 0 | 0 | 0 | 0 | 0 | 0 | 0 | 0 | 0 | 0 | 0 | 0 | 0 | 12
NO |  | 275 | 2012 | 4 | 21 | 21 |  | Bain | Albers | 138 | 138 | Wood Pole | 1.74 | 0 | 1 | 1109.0 kcmil ACAR | 0 | 0 | 0 | 0 | 0 | 0 | 0 | 0 | 0 | 0 | 0 | 0 | 0 | 0 | 0 | 0 | 0 | 0 | 0 | 0 | 0 | 0 | 0 | 12
NO |  | 275 | 2012 | 4 | 22 | 22 |  | Bain | Albers | 138 | 138 | Wood Pole | 1.42 | 0 | 1 | 1109.0 kcmil ACAR | 0 | 0 | 0 | 0 | 0 | 0 | 0 | 0 | 0 | 0 | 0 | 0 | 0 | 0 | 0 | 0 | 0 | 0 | 0 | 0 | 0 | 0 | 0 | 12
NO |  | 275 | 2012 | 4 | 23 | 23 |  | Bain | Albers | 138 | 138 | Wood Pole | 0 | 1.25 | 2 | 1033.5 kcmil ACSR | 0 | 0 | 0 | 0 | 0 | 0 | 0 | 0 | 0 | 0 | 0 | 0 | 0 | 0 | 0 | 0 | 0 | 0 | 0 | 0 | 0 | 0 | 0 | 12
NO |  | 275 | 2012 | 4 | 24 | 24 |  | Bain | Kenosha | 138 | 138 | Steel Pole | 0 | 1.65 | 2 | 2156.0 kcmil ACSR | 0 | 0 | 0 | 0 | 0 | 0 | 0 | 0 | 0 | 0 | 0 | 0 | 0 | 0 | 0 | 0 | 0 | 0 | 0 | 0 | 0 | 0 | 0 | 12
NO |  | 275 | 2012 | 4 | 25 | 25 |  | Bark River | Cottonwood (WE) | 138 | 138 | Wood Pole | 6.72 | 0 | 1 | 927.2 kcmil ACAR | 0 | 0 | 0 | 0 | 0 | 0 | 0 | 0 | 0 | 0 | 0 | 0 | 0 | 0 | 0 | 0 | 0 | 0 | 0 | 0 | 0 | 0 | 0 | 12
NO |  | 275 | 2012 | 4 | 26 | 26 |  | Bass Creek | Town Line Rd (ALTE) | 138 | 138 | Wood Pole | 0.06 | 0 | 1 | 477.0 kcmil ACSR | 0 | 0 | 0 | 0 | 0 | 0 | 0 | 0 | 0 | 0 | 0 | 0 | 0 | 0 | 0 | 0 | 0 | 0 | 0 | 0 | 0 | 0 | 0 | 12
NO |  | 275 | 2012 | 4 | 27 | 27 |  | Bass Creek | Town Line Rd (ALTE) | 138 | 138 | Wood Pole | 5.42 | 0 | 1 | 266.8 kcmil ACSR | 0 | 0 | 0 | 0 | 0 | 0 | 0 | 0 | 0 | 0 | 0 | 0 | 0 | 0 | 0 | 0 | 0 | 0 | 0 | 0 | 0 | 0 | 0 | 12
NO |  | 275 | 2012 | 4 | 28 | 28 |  | Bass Creek | Town Line Rd (ALTE) | 138 | 138 | Wood Pole | 1.45 | 0 | 1 | 266.8 kcmil ACSR | 0 | 0 | 0 | 0 | 0 | 0 | 0 | 0 | 0 | 0 | 0 | 0 | 0 | 0 | 0 | 0 | 0 | 0 | 0 | 0 | 0 | 0 | 0 | 12
NO |  | 275 | 2012 | 4 | 29 | 29 |  | Bass Creek | Town Line Rd (ALTE) | 138 | 138 | Wood Pole | 2.54 | 0 | 1 | 266.8 kcmil ACSR | 0 | 0 | 0 | 0 | 0 | 0 | 0 | 0 | 0 | 0 | 0 | 0 | 0 | 0 | 0 | 0 | 0 | 0 | 0 | 0 | 0 | 0 | 0 | 12
NO |  | 275 | 2012 | 4 | 30 | 30 |  | Bass Creek | Town Line Rd (ALTE) | 138 | 138 | Wood Pole | 0 | 2.27 | 2 | 266.8 kcmil ACSR | 0 | 0 | 0 | 0 | 0 | 0 | 0 | 0 | 0 | 0 | 0 | 0 | 0 | 0 | 0 | 0 | 0 | 0 | 0 | 0 | 0 | 0 | 0 | 12
NO |  | 275 | 2012 | 4 | 31 | 31 |  | Bass Creek | Town Line Rd (ALTE) | 138 | 138 | Wood Pole | 0 | 0.1 | 2 | 266.8 kcmil ACSR | 0 | 0 | 0 | 0 | 0 | 0 | 0 | 0 | 0 | 0 | 0 | 0 | 0 | 0 | 0 | 0 | 0 | 0 | 0 | 0 | 0 | 0 | 0 | 12
NO |  | 275 | 2012 | 4 | 32 | 32 |  | Bay De Noc | Ingalls | 138 | 138 | Various | 0.01 | 0 | 1 | 477.0 kcmil ACSR | 0 | 0 | 0 | 0 | 0 | 0 | 0 | 0 | 0 | 0 | 0 | 0 | 0 | 0 | 0 | 0 | 0 | 0 | 0 | 0 | 0 | 0 | 0 | 12
NO |  | 275 | 2012 | 4 | 33 | 33 |  | Bay De Noc | Ingalls | 138 | 138 | Various | 13.97 | 0 | 1 | 477.0 kcmil ACSR | 0 | 0 | 0 | 0 | 0 | 0 | 0 | 0 | 0 | 0 | 0 | 0 | 0 | 0 | 0 | 0 | 0 | 0 | 0 | 0 | 0 | 0 | 0 | 12
NO |  | 275 | 2012 | 4 | 34 | 34 |  | Big Bay Tap | Big Bay | 138 | 138 | H-Frame | 0.23 | 0 | 1 | 4/0 AWG ACSR T2 6 | 0 | 0 | 0 | 0 | 0 | 0 | 0 | 0 | 0 | 0 | 0 | 0 | 0 | 0 | 0 | 0 | 0 | 0 | 0 | 0 | 0 | 0 | 0 | 12
NO |  | 275 | 2012 | 4 | 35 | 35 |  | Big Bay Tap | National | 138 | 138 | H-Frame | 22.16 | 0 | 1 | 605.0 kcmil ACSR | 0 | 0 | 0 | 0 | 0 | 0 | 0 | 0 | 0 | 0 | 0 | 0 | 0 | 0 | 0 | 0 | 0 | 0 | 0 | 0 | 0 | 0 | 0 | 12
NO |  | 275 | 2012 | 5 | 1 | 1 |  | Big Bay Tap | National | 138 | 138 | H-Frame | 0.01 | 0 | 1 | 795.0 kcmil ACSR | 0 | 0 | 0 | 0 | 0 | 0 | 0 | 0 | 0 | 0 | 0 | 0 | 0 | 0 | 0 | 0 | 0 | 0 | 0 | 0 | 0 | 0 | 0 | 12
NO |  | 275 | 2012 | 5 | 2 | 2 |  | Birchwood | Loch Mirror | 138 | 138 | Wood Pole | 0 | 0.11 | 2 | 795.0 kcmil ACSR | 0 | 0 | 0 | 0 | 0 | 0 | 0 | 0 | 0 | 0 | 0 | 0 | 0 | 0 | 0 | 0 | 0 | 0 | 0 | 0 | 0 | 0 | 0 | 12
NO |  | 275 | 2012 | 5 | 3 | 3 |  | Birchwood | Loch Mirror | 138 | 138 | Wood Pole | 0.44 | 0 | 1 | 795.0 kcmil ACSR | 0 | 0 | 0 | 0 | 0 | 0 | 0 | 0 | 0 | 0 | 0 | 0 | 0 | 0 | 0 | 0 | 0 | 0 | 0 | 0 | 0 | 0 | 0 | 12
NO |  | 275 | 2012 | 5 | 4 | 4 |  | Birchwood | Loch Mirror | 138 | 138 | Wood Pole | 0.63 | 0 | 1 | 336.4 kcmil ACSR | 0 | 0 | 0 | 0 | 0 | 0 | 0 | 0 | 0 | 0 | 0 | 0 | 0 | 0 | 0 | 0 | 0 | 0 | 0 | 0 | 0 | 0 | 0 | 12
NO |  | 275 | 2012 | 5 | 5 | 5 |  | Birchwood | Loch Mirror | 138 | 138 | Wood Pole | 0.02 | 0 | 1 | 795.0 kcmil ACSR | 0 | 0 | 0 | 0 | 0 | 0 | 0 | 0 | 0 | 0 | 0 | 0 | 0 | 0 | 0 | 0 | 0 | 0 | 0 | 0 | 0 | 0 | 0 | 12
NO |  | 275 | 2012 | 5 | 6 | 6 |  | Blackhawk SW YD (ALTE) | Colley Rd | 138 | 138 | Wood Pole | 1.23 | 0 | 1 | 795.0 kcmil ACSR | 0 | 0 | 0 | 0 | 0 | 0 | 0 | 0 | 0 | 0 | 0 | 0 | 0 | 0 | 0 | 0 | 0 | 0 | 0 | 0 | 0 | 0 | 0 | 12
NO |  | 275 | 2012 | 5 | 7 | 7 |  | Blackhawk SW YD (ALTE) | Colley Rd | 138 | 138 | Wood Pole | 0 | 0 | 1 | 795.0 kcmil ACSR | 0 | 0 | 0 | 0 | 0 | 0 | 0 | 0 | 0 | 0 | 0 | 0 | 0 | 0 | 0 | 0 | 0 | 0 | 0 | 0 | 0 | 0 | 0 | 12
NO |  | 275 | 2012 | 5 | 8 | 8 |  | Blackhawk SW YD (ALTE) | Colley Rd | 138 | 138 | Wood Pole | 0.04 | 0 | 1 | 795.0 kcmil ACSR | 0 | 0 | 0 | 0 | 0 | 0 | 0 | 0 | 0 | 0 | 0 | 0 | 0 | 0 | 0 | 0 | 0 | 0 | 0 | 0 | 0 | 0 | 0 | 12
NO |  | 275 | 2012 | 5 | 9 | 9 |  | Bluemound | Tosa | 138 | 138 | Lattice Tower | 0 | 3.54 | 2 | 795.0 kcmil ACSR | 0 | 0 | 0 | 0 | 0 | 0 | 0 | 0 | 0 | 0 | 0 | 0 | 0 | 0 | 0 | 0 | 0 | 0 | 0 | 0 | 0 | 0 | 0 | 12
NO |  | 275 | 2012 | 5 | 10 | 10 |  | Bluemound | Tosa | 138 | 138 | Lattice Tower | 0 | 0.09 | 2 | 795.0 kcmil ACSR | 0 | 0 | 0 | 0 | 0 | 0 | 0 | 0 | 0 | 0 | 0 | 0 | 0 | 0 | 0 | 0 | 0 | 0 | 0 | 0 | 0 | 0 | 0 | 12
NO |  | 275 | 2012 | 5 | 11 | 11 |  | Bluemound | 96th St | 138 | 138 | Various | 0 | 1.25 | 2 | 1033.5 kcmil ACSR | 0 | 0 | 0 | 0 | 0 | 0 | 0 | 0 | 0 | 0 | 0 | 0 | 0 | 0 | 0 | 0 | 0 | 0 | 0 | 0 | 0 | 0 | 0 | 12
NO |  | 275 | 2012 | 5 | 12 | 12 |  | Bluemound | Brookdale | 138 | 138 | Lattice Tower | 0 | 1.21 | 2 | 1033.5 kcmil ACSR | 0 | 0 | 0 | 0 | 0 | 0 | 0 | 0 | 0 | 0 | 0 | 0 | 0 | 0 | 0 | 0 | 0 | 0 | 0 | 0 | 0 | 0 | 0 | 12
NO |  | 275 | 2012 | 5 | 13 | 13 |  | Bluemound | Brookdale | 138 | 138 | Lattice Tower | 0 | 4.82 | 2 | 300.0 kcmil Cu 19 | 0 | 0 | 0 | 0 | 0 | 0 | 0 | 0 | 0 | 0 | 0 | 0 | 0 | 0 | 0 | 0 | 0 | 0 | 0 | 0 | 0 | 0 | 0 | 12
NO |  | 275 | 2012 | 5 | 14 | 14 |  | Bluemound | Brookdale | 138 | 138 | Lattice Tower | 0.13 | 0 | 1 | 795.0 kcmil ACSR | 0 | 0 | 0 | 0 | 0 | 0 | 0 | 0 | 0 | 0 | 0 | 0 | 0 | 0 | 0 | 0 | 0 | 0 | 0 | 0 | 0 | 0 | 0 | 12
NO |  | 275 | 2012 | 5 | 15 | 15 |  | Bluemound | Brookdale | 138 | 138 | Lattice Tower | 0.03 | 0 | 1 | 266.8 kcmil ACSR | 0 | 0 | 0 | 0 | 0 | 0 | 0 | 0 | 0 | 0 | 0 | 0 | 0 | 0 | 0 | 0 | 0 | 0 | 0 | 0 | 0 | 0 | 0 | 12
NO |  | 275 | 2012 | 5 | 16 | 16 |  | Bluemound | 96th St | 138 | 138 | UG | 1.28 | 0 | 1 | 600.0 kcmil Cu-Ty | 0 | 0 | 0 | 0 | 0 | 0 | 0 | 0 | 0 | 0 | 0 | 0 | 0 | 0 | 0 | 0 | 0 | 0 | 0 | 0 | 0 | 0 | 0 | 12
NO |  | 275 | 2012 | 5 | 17 | 17 |  | Bluemound | Butler | 138 | 138 | Lattice Tower | 5.43 | 0 | 1 | 477.0 kcmil ACSR | 0 | 0 | 0 | 0 | 0 | 0 | 0 | 0 | 0 | 0 | 0 | 0 | 0 | 0 | 0 | 0 | 0 | 0 | 0 | 0 | 0 | 0 | 0 | 12
NO |  | 275 | 2012 | 5 | 18 | 18 |  | Bluemound | O Connor | 138 | 138 | Steel Pole | 0 | 1.21 | 2 | 1033.5 kcmil ACSR | 0 | 0 | 0 | 0 | 0 | 0 | 0 | 0 | 0 | 0 | 0 | 0 | 0 | 0 | 0 | 0 | 0 | 0 | 0 | 0 | 0 | 0 | 0 | 12
NO |  | 275 | 2012 | 5 | 19 | 19 |  | Bluemound | O Connor | 138 | 138 | Steel Pole | 0 | 1.73 | 2 | 1033.5 kcmil ACSR | 0 | 0 | 0 | 0 | 0 | 0 | 0 | 0 | 0 | 0 | 0 | 0 | 0 | 0 | 0 | 0 | 0 | 0 | 0 | 0 | 0 | 0 | 0 | 12
NO |  | 275 | 2012 | 5 | 20 | 20 |  | Bluemound | Lincoln | 138 | 138 | UG | 2.21 | 0 | 1 | 1000.0 kcmil Cu-T | 0 | 0 | 0 | 0 | 0 | 0 | 0 | 0 | 0 | 0 | 0 | 0 | 0 | 0 | 0 | 0 | 0 | 0 | 0 | 0 | 0 | 0 | 0 | 12
NO |  | 275 | 2012 | 5 | 21 | 21 |  | Bluemound | Lincoln | 138 | 138 | Lattice Tower | 0 | 1.18 | 2 | 1033.5 kcmil ACSR | 0 | 0 | 0 | 0 | 0 | 0 | 0 | 0 | 0 | 0 | 0 | 0 | 0 | 0 | 0 | 0 | 0 | 0 | 0 | 0 | 0 | 0 | 0 | 12
NO |  | 275 | 2012 | 5 | 22 | 22 |  | Bluemound | Lincoln | 138 | 138 | Lattice Tower | 0.03 | 0 | 1 | 1033.5 kcmil ACSR | 0 | 0 | 0 | 0 | 0 | 0 | 0 | 0 | 0 | 0 | 0 | 0 | 0 | 0 | 0 | 0 | 0 | 0 | 0 | 0 | 0 | 0 | 0 | 12
NO |  | 275 | 2012 | 5 | 23 | 23 |  | Bluemound | Lincoln | 138 | 138 | Lattice Tower | 0.04 | 0 | 1 | 795.0 kcmil ACSR | 0 | 0 | 0 | 0 | 0 | 0 | 0 | 0 | 0 | 0 | 0 | 0 | 0 | 0 | 0 | 0 | 0 | 0 | 0 | 0 | 0 | 0 | 0 | 12
NO |  | 275 | 2012 | 5 | 24 | 24 |  | Bluemound | Lincoln | 138 | 138 | Lattice Tower | 1.31 | 0 | 1 | 795.0 kcmil ACSR | 0 | 0 | 0 | 0 | 0 | 0 | 0 | 0 | 0 | 0 | 0 | 0 | 0 | 0 | 0 | 0 | 0 | 0 | 0 | 0 | 0 | 0 | 0 | 12
NO |  | 275 | 2012 | 5 | 25 | 25 |  | Bluemound | Lincoln | 138 | 138 | Lattice Tower | 0 | 0.12 | 2 | 795.0 kcmil ACSR | 0 | 0 | 0 | 0 | 0 | 0 | 0 | 0 | 0 | 0 | 0 | 0 | 0 | 0 | 0 | 0 | 0 | 0 | 0 | 0 | 0 | 0 | 0 | 12
NO |  | 275 | 2012 | 5 | 26 | 26 |  | Bluemound | Lincoln | 138 | 138 | Lattice Tower | 0 | 6.3 | 2 | 795.0 kcmil ACSR | 0 | 0 | 0 | 0 | 0 | 0 | 0 | 0 | 0 | 0 | 0 | 0 | 0 | 0 | 0 | 0 | 0 | 0 | 0 | 0 | 0 | 0 | 0 | 12
NO |  | 275 | 2012 | 5 | 27 | 27 |  | Bluemound | 96th St | 138 | 138 | UG | 1.25 | 0 | 1 | 1250.0 kcmil Cu-T | 0 | 0 | 0 | 0 | 0 | 0 | 0 | 0 | 0 | 0 | 0 | 0 | 0 | 0 | 0 | 0 | 0 | 0 | 0 | 0 | 0 | 0 | 0 | 12
NO |  | 275 | 2012 | 5 | 28 | 28 |  | Bluemound | Butler | 138 | 138 | Lattice Tower | 0 | 5.48 | 2 | 350.0 kcmil Cu 19 | 0 | 0 | 0 | 0 | 0 | 0 | 0 | 0 | 0 | 0 | 0 | 0 | 0 | 0 | 0 | 0 | 0 | 0 | 0 | 0 | 0 | 0 | 0 | 12
NO |  | 275 | 2012 | 5 | 29 | 29 |  | Bluemound | Butler | 138 | 138 | Lattice Tower | 0 | 0.01 | 2 | 795.0 kcmil ACSR | 0 | 0 | 0 | 0 | 0 | 0 | 0 | 0 | 0 | 0 | 0 | 0 | 0 | 0 | 0 | 0 | 0 | 0 | 0 | 0 | 0 | 0 | 0 | 12
NO |  | 275 | 2012 | 5 | 30 | 30 |  | Bluemound | Park Hill | 138 | 138 | Lattice Tower | 0 | 1.1 | 3 | 1033.5 kcmil ACSR | 0 | 0 | 0 | 0 | 0 | 0 | 0 | 0 | 0 | 0 | 0 | 0 | 0 | 0 | 0 | 0 | 0 | 0 | 0 | 0 | 0 | 0 | 0 | 12
NO |  | 275 | 2012 | 5 | 31 | 31 |  | Bluemound | Park Hill | 138 | 138 | Lattice Tower | 0 | 0.62 | 2 | 1033.5 kcmil ACSR | 0 | 0 | 0 | 0 | 0 | 0 | 0 | 0 | 0 | 0 | 0 | 0 | 0 | 0 | 0 | 0 | 0 | 0 | 0 | 0 | 0 | 0 | 0 | 12
NO |  | 275 | 2012 | 5 | 32 | 32 |  | Bluemound | Park Hill | 138 | 138 | Lattice Tower | 0 | 1.24 | 2 | 1033.5 kcmil ACSR | 0 | 0 | 0 | 0 | 0 | 0 | 0 | 0 | 0 | 0 | 0 | 0 | 0 | 0 | 0 | 0 | 0 | 0 | 0 | 0 | 0 | 0 | 0 | 12
NO |  | 275 | 2012 | 5 | 33 | 33 |  | Bluemound | Park Hill | 138 | 138 | Lattice Tower | 0 | 1.66 | 2 | 1033.5 kcmil ACSR | 0 | 0 | 0 | 0 | 0 | 0 | 0 | 0 | 0 | 0 | 0 | 0 | 0 | 0 | 0 | 0 | 0 | 0 | 0 | 0 | 0 | 0 | 0 | 12
NO |  | 275 | 2012 | 5 | 34 | 34 |  | Bluemound | 96th St Tap | 138 | 138 | Various | 0 | 1.15 | 2 | 1033.5 kcmil ACSR | 0 | 0 | 0 | 0 | 0 | 0 | 0 | 0 | 0 | 0 | 0 | 0 | 0 | 0 | 0 | 0 | 0 | 0 | 0 | 0 | 0 | 0 | 0 | 12
NO |  | 275 | 2012 | 5 | 35 | 35 |  | Bluemound | West Jct Tap | 138 | 138 | Lattice Tower | 0 | 1.26 | 3 | 1033.5 kcmil ACSR | 0 | 0 | 0 | 0 | 0 | 0 | 0 | 0 | 0 | 0 | 0 | 0 | 0 | 0 | 0 | 0 | 0 | 0 | 0 | 0 | 0 | 0 | 0 | 12
NO |  | 275 | 2012 | 6 | 1 | 1 |  | Bluff Creek Tap | Sugar Creek | 138 | 138 | H-Frame | 0.07 | 0 | 1 | 477.0 kcmil ACSR | 0 | 0 | 0 | 0 | 0 | 0 | 0 | 0 | 0 | 0 | 0 | 0 | 0 | 0 | 0 | 0 | 0 | 0 | 0 | 0 | 0 | 0 | 0 | 12
NO |  | 275 | 2012 | 6 | 2 | 2 |  | Bluff Creek Tap | Sugar Creek | 138 | 138 | H-Frame | 7.87 | 0 | 1 | 477.0 kcmil ACSR | 0 | 0 | 0 | 0 | 0 | 0 | 0 | 0 | 0 | 0 | 0 | 0 | 0 | 0 | 0 | 0 | 0 | 0 | 0 | 0 | 0 | 0 | 0 | 12
NO |  | 275 | 2012 | 6 | 3 | 3 |  | Bluff Creek Tap | Bluff Creek | 138 | 138 | H-Frame | 0.03 | 0 | 1 | 477.0 kcmil ACSR | 0 | 0 | 0 | 0 | 0 | 0 | 0 | 0 | 0 | 0 | 0 | 0 | 0 | 0 | 0 | 0 | 0 | 0 | 0 | 0 | 0 | 0 | 0 | 12
NO |  | 275 | 2012 | 6 | 4 | 4 |  | BOC Gasses SW STR | Town Line Rd (ALTE) | 138 | 138 | Various | 0 | 0.03 | 2 | 397.5 kcmil ACSR | 0 | 0 | 0 | 0 | 0 | 0 | 0 | 0 | 0 | 0 | 0 | 0 | 0 | 0 | 0 | 0 | 0 | 0 | 0 | 0 | 0 | 0 | 0 | 12
NO |  | 275 | 2012 | 6 | 5 | 5 |  | BOC Gasses SW STR | Town Line Rd (ALTE) | 138 | 138 | Various | 0 | 0.03 | 2 | 397.5 kcmil ACSR | 0 | 0 | 0 | 0 | 0 | 0 | 0 | 0 | 0 | 0 | 0 | 0 | 0 | 0 | 0 | 0 | 0 | 0 | 0 | 0 | 0 | 0 | 0 | 12
NO |  | 275 | 2012 | 6 | 6 | 6 |  | BOC Gasses SW STR | Town Line Rd (ALTE) | 138 | 138 | Various | 0 | 0.18 | 2 | 397.5 kcmil ACSR | 0 | 0 | 0 | 0 | 0 | 0 | 0 | 0 | 0 | 0 | 0 | 0 | 0 | 0 | 0 | 0 | 0 | 0 | 0 | 0 | 0 | 0 | 0 | 12
NO |  | 275 | 2012 | 6 | 7 | 7 |  | BOC Gasses SW STR | BOC Gasses | 138 | 138 | Various | 0.35 | 0 | 1 | 477.0 kcmil ACSR | 0 | 0 | 0 | 0 | 0 | 0 | 0 | 0 | 0 | 0 | 0 | 0 | 0 | 0 | 0 | 0 | 0 | 0 | 0 | 0 | 0 | 0 | 0 | 12
NO |  | 275 | 2012 | 6 | 8 | 8 |  | Boxelder | Lakehead Waterloo | 138 | 138 | Wood Pole | 0.1 | 0 | 1 | 336.4 kcmil ACSR | 0 | 0 | 0 | 0 | 0 | 0 | 0 | 0 | 0 | 0 | 0 | 0 | 0 | 0 | 0 | 0 | 0 | 0 | 0 | 0 | 0 | 0 | 0 | 12
NO |  | 275 | 2012 | 6 | 9 | 9 |  | Boxelder | Stony Brook | 138 | 138 | Wood Pole | 0.01 | 0 | 1 | 477.0 kcmil ACSR | 0 | 0 | 0 | 0 | 0 | 0 | 0 | 0 | 0 | 0 | 0 | 0 | 0 | 0 | 0 | 0 | 0 | 0 | 0 | 0 | 0 | 0 | 0 | 12
NO |  | 275 | 2012 | 6 | 10 | 10 |  | Boxelder | Stony Brook | 138 | 138 | Wood Pole | 2.09 | 0 | 1 | 927.2 kcmil ACAR | 0 | 0 | 0 | 0 | 0 | 0 | 0 | 0 | 0 | 0 | 0 | 0 | 0 | 0 | 0 | 0 | 0 | 0 | 0 | 0 | 0 | 0 | 0 | 12
NO |  | 275 | 2012 | 6 | 11 | 11 |  | Boxelder | Stony Brook | 138 | 138 | Wood Pole | 1.06 | 0 | 1 | 477.0 kcmil ACSR | 0 | 0 | 0 | 0 | 0 | 0 | 0 | 0 | 0 | 0 | 0 | 0 | 0 | 0 | 0 | 0 | 0 | 0 | 0 | 0 | 0 | 0 | 0 | 12
NO |  | 275 | 2012 | 6 | 12 | 12 |  | Boxelder | Stony Brook | 138 | 138 | Wood Pole | 0.06 | 0 | 1 | 927.2 kcmil ACAR | 0 | 0 | 0 | 0 | 0 | 0 | 0 | 0 | 0 | 0 | 0 | 0 | 0 | 0 | 0 | 0 | 0 | 0 | 0 | 0 | 0 | 0 | 0 | 12
NO |  | 275 | 2012 | 6 | 13 | 13 |  | Branch | Pennsylvania | 138 | 138 | Lattice Tower | 0 | 3.2 | 2 | 795.0 kcmil ACSR | 0 | 0 | 0 | 0 | 0 | 0 | 0 | 0 | 0 | 0 | 0 | 0 | 0 | 0 | 0 | 0 | 0 | 0 | 0 | 0 | 0 | 0 | 0 | 12
NO |  | 275 | 2012 | 6 | 14 | 14 |  | Branch | Pennsylvania | 138 | 138 | Lattice Tower | 0.86 | 0 | 1 | 795.0 kcmil ACSR | 0 | 0 | 0 | 0 | 0 | 0 | 0 | 0 | 0 | 0 | 0 | 0 | 0 | 0 | 0 | 0 | 0 | 0 | 0 | 0 | 0 | 0 | 0 | 12
NO |  | 275 | 2012 | 6 | 15 | 15 |  | Branch | Kansas | 138 | 138 | Various | 0 | 0.08 | 2 | 795.0 kcmil ACSR | 0 | 0 | 0 | 0 | 0 | 0 | 0 | 0 | 0 | 0 | 0 | 0 | 0 | 0 | 0 | 0 | 0 | 0 | 0 | 0 | 0 | 0 | 0 | 12
NO |  | 275 | 2012 | 6 | 16 | 16 |  | Branch | Kansas | 138 | 138 | Various | 0 | 0.68 | 2 | 795.0 kcmil ACSR | 0 | 0 | 0 | 0 | 0 | 0 | 0 | 0 | 0 | 0 | 0 | 0 | 0 | 0 | 0 | 0 | 0 | 0 | 0 | 0 | 0 | 0 | 0 | 12
NO |  | 275 | 2012 | 6 | 17 | 17 |  | Branch | Kansas | 138 | 138 | Various | 0 | 2.34 | 2 | 795.0 kcmil ACSR | 0 | 0 | 0 | 0 | 0 | 0 | 0 | 0 | 0 | 0 | 0 | 0 | 0 | 0 | 0 | 0 | 0 | 0 | 0 | 0 | 0 | 0 | 0 | 12
NO |  | 275 | 2012 | 6 | 18 | 18 |  | Branch | Kansas | 138 | 138 | Various | 0.38 | 0 | 1 | 795.0 kcmil ACSR | 0 | 0 | 0 | 0 | 0 | 0 | 0 | 0 | 0 | 0 | 0 | 0 | 0 | 0 | 0 | 0 | 0 | 0 | 0 | 0 | 0 | 0 | 0 | 12
NO |  | 275 | 2012 | 6 | 19 | 19 |  | Branch | Kansas | 138 | 138 | Various | 2.29 | 0 | 1 | 795.0 kcmil ACSR | 0 | 0 | 0 | 0 | 0 | 0 | 0 | 0 | 0 | 0 | 0 | 0 | 0 | 0 | 0 | 0 | 0 | 0 | 0 | 0 | 0 | 0 | 0 | 12
NO |  | 275 | 2012 | 6 | 20 | 20 |  | Brevort Tap | Brevort | 138 | 138 | Wood Pole | 0.02 | 0 | 1 | 477.0 kcmil ACSR | 0 | 0 | 0 | 0 | 0 | 0 | 0 | 0 | 0 | 0 | 0 | 0 | 0 | 0 | 0 | 0 | 0 | 0 | 0 | 0 | 0 | 0 | 0 | 12
NO |  | 275 | 2012 | 6 | 21 | 21 |  | Brevort Tap | Straits | 138 | 138 | Wood Pole | 19.7 | 0 | 1 | 477.0 kcmil ACSR | 0 | 0 | 0 | 0 | 0 | 0 | 0 | 0 | 0 | 0 | 0 | 0 | 0 | 0 | 0 | 0 | 0 | 0 | 0 | 0 | 0 | 0 | 0 | 12
NO |  | 275 | 2012 | 6 | 22 | 22 |  | Brevort Tap | Mackinac | 138 | 138 | Wood Pole | 0.04 | 0 | 1 | 477.0 kcmil ACSR | 0 | 0 | 0 | 0 | 0 | 0 | 0 | 0 | 0 | 0 | 0 | 0 | 0 | 0 | 0 | 0 | 0 | 0 | 0 | 0 | 0 | 0 | 0 | 12
NO |  | 275 | 2012 | 6 | 23 | 23 |  | Brick Church | Williams Bay SW STR | 138 | 138 | Wood Pole | 0 | 3.33 | 2 | 795.0 kcmil ACSR | 0 | 0 | 0 | 0 | 0 | 0 | 0 | 0 | 0 | 0 | 0 | 0 | 0 | 0 | 0 | 0 | 0 | 0 | 0 | 0 | 0 | 0 | 0 | 12
NO |  | 275 | 2012 | 6 | 24 | 24 |  | Brick Church | Williams Bay SW STR | 138 | 138 | Wood Pole | 0.07 | 0 | 1 | 795.0 kcmil ACSR | 0 | 0 | 0 | 0 | 0 | 0 | 0 | 0 | 0 | 0 | 0 | 0 | 0 | 0 | 0 | 0 | 0 | 0 | 0 | 0 | 0 | 0 | 0 | 12
NO |  | 275 | 2012 | 6 | 25 | 25 |  | Brick Church | Williams Bay SW STR | 138 | 138 | Wood Pole | 0 | 0.85 | 2 | 795.0 kcmil ACSR | 0 | 0 | 0 | 0 | 0 | 0 | 0 | 0 | 0 | 0 | 0 | 0 | 0 | 0 | 0 | 0 | 0 | 0 | 0 | 0 | 0 | 0 | 0 | 12
NO |  | 275 | 2012 | 6 | 26 | 26 |  | Brick Church | Williams Bay SW STR | 138 | 138 | Wood Pole | 2.96 | 0 | 1 | 795.0 kcmil ACSR | 0 | 0 | 0 | 0 | 0 | 0 | 0 | 0 | 0 | 0 | 0 | 0 | 0 | 0 | 0 | 0 | 0 | 0 | 0 | 0 | 0 | 0 | 0 | 12
NO |  | 275 | 2012 | 6 | 27 | 27 |  | Bristol (ALTE) | Delavan | 138 | 138 | H-Frame | 1.56 | 0 | 1 | 336.4 kcmil ACSR | 0 | 0 | 0 | 0 | 0 | 0 | 0 | 0 | 0 | 0 | 0 | 0 | 0 | 0 | 0 | 0 | 0 | 0 | 0 | 0 | 0 | 0 | 0 | 12
NO |  | 275 | 2012 | 6 | 28 | 28 |  | Brookdale Tap | Allerton | 138 | 138 | Various | 0 | 2.68 | 2 | 300.0 kcmil Cu 19 | 0 | 0 | 0 | 0 | 0 | 0 | 0 | 0 | 0 | 0 | 0 | 0 | 0 | 0 | 0 | 0 | 0 | 0 | 0 | 0 | 0 | 0 | 0 | 12
NO |  | 275 | 2012 | 6 | 29 | 29 |  | Brookdale Tap | Brookdale | 138 | 138 | Various | 0.07 | 0 | 1 | 795.0 kcmil ACSR | 0 | 0 | 0 | 0 | 0 | 0 | 0 | 0 | 0 | 0 | 0 | 0 | 0 | 0 | 0 | 0 | 0 | 0 | 0 | 0 | 0 | 0 | 0 | 12
NO |  | 275 | 2012 | 6 | 30 | 30 |  | Brookdale Tap | Brookdale | 138 | 138 | Various | 0.1 | 0 | 1 | 795.0 kcmil ACSR | 0 | 0 | 0 | 0 | 0 | 0 | 0 | 0 | 0 | 0 | 0 | 0 | 0 | 0 | 0 | 0 | 0 | 0 | 0 | 0 | 0 | 0 | 0 | 12
NO |  | 275 | 2012 | 6 | 31 | 31 |  | Burlington | Tichigan | 138 | 138 | Wood Pole | 7.61 | 0 | 1 | 477.0 kcmil ACSR | 0 | 0 | 0 | 0 | 0 | 0 | 0 | 0 | 0 | 0 | 0 | 0 | 0 | 0 | 0 | 0 | 0 | 0 | 0 | 0 | 0 | 0 | 0 | 12
NO |  | 275 | 2012 | 6 | 32 | 32 |  | Butte Des Morts | North Appleton | 138 | 138 | H-Frame | 0.06 | 0 | 1 | 795.0 kcmil ACSR | 0 | 0 | 0 | 0 | 0 | 0 | 0 | 0 | 0 | 0 | 0 | 0 | 0 | 0 | 0 | 0 | 0 | 0 | 0 | 0 | 0 | 0 | 0 | 12
NO |  | 275 | 2012 | 6 | 33 | 33 |  | Butte Des Morts | North Appleton | 138 | 138 | H-Frame | 3.02 | 0 | 1 | 336.4 kcmil ACSR | 0 | 0 | 0 | 0 | 0 | 0 | 0 | 0 | 0 | 0 | 0 | 0 | 0 | 0 | 0 | 0 | 0 | 0 | 0 | 0 | 0 | 0 | 0 | 12
NO |  | 275 | 2012 | 6 | 34 | 34 |  | Butte Des Morts | North Appleton | 138 | 138 | H-Frame | 0.49 | 0 | 1 | 795.0 kcmil ACSR | 0 | 0 | 0 | 0 | 0 | 0 | 0 | 0 | 0 | 0 | 0 | 0 | 0 | 0 | 0 | 0 | 0 | 0 | 0 | 0 | 0 | 0 | 0 | 12
NO |  | 275 | 2012 | 6 | 35 | 35 |  | Butte Des Morts | North Appleton | 138 | 138 | H-Frame | 7.25 | 0 | 1 | 336.4 kcmil ACSR | 0 | 0 | 0 | 0 | 0 | 0 | 0 | 0 | 0 | 0 | 0 | 0 | 0 | 0 | 0 | 0 | 0 | 0 | 0 | 0 | 0 | 0 | 0 | 12
NO |  | 275 | 2012 | 7 | 1 | 1 |  | Butte Des Morts | North Appleton | 138 | 138 | H-Frame | 1.06 | 0 | 1 | 795.0 kcmil ACSR | 0 | 0 | 0 | 0 | 0 | 0 | 0 | 0 | 0 | 0 | 0 | 0 | 0 | 0 | 0 | 0 | 0 | 0 | 0 | 0 | 0 | 0 | 0 | 12
NO |  | 275 | 2012 | 7 | 2 | 2 |  | Butte Des Morts | North Appleton | 138 | 138 | H-Frame | 0.12 | 0 | 1 | 795.0 kcmil ACSR | 0 | 0 | 0 | 0 | 0 | 0 | 0 | 0 | 0 | 0 | 0 | 0 | 0 | 0 | 0 | 0 | 0 | 0 | 0 | 0 | 0 | 0 | 0 | 12
NO |  | 275 | 2012 | 7 | 3 | 3 |  | Butte Des Morts | Neevin | 138 | 138 | H-Frame | 3.04 | 0 | 1 | 795.0 kcmil ACSR | 0 | 0 | 0 | 0 | 0 | 0 | 0 | 0 | 0 | 0 | 0 | 0 | 0 | 0 | 0 | 0 | 0 | 0 | 0 | 0 | 0 | 0 | 0 | 12
NO |  | 275 | 2012 | 7 | 4 | 4 |  | Butte Des Morts | Casaloma | 138 | 138 | Lattice Tower | 3.07 | 0 | 1 | 795.0 kcmil ACSR | 0 | 0 | 0 | 0 | 0 | 0 | 0 | 0 | 0 | 0 | 0 | 0 | 0 | 0 | 0 | 0 | 0 | 0 | 0 | 0 | 0 | 0 | 0 | 12
NO |  | 275 | 2012 | 7 | 5 | 5 |  | Butte Des Morts | Northside | 138 | 138 | Various | 0.18 | 0 | 1 | 477.0 kcmil ACSR | 0 | 0 | 0 | 0 | 0 | 0 | 0 | 0 | 0 | 0 | 0 | 0 | 0 | 0 | 0 | 0 | 0 | 0 | 0 | 0 | 0 | 0 | 0 | 12
NO |  | 275 | 2012 | 7 | 6 | 6 |  | Butte Des Morts | Northside | 138 | 138 | Various | 0.43 | 0 | 1 | 477.0 kcmil ACSR | 0 | 0 | 0 | 0 | 0 | 0 | 0 | 0 | 0 | 0 | 0 | 0 | 0 | 0 | 0 | 0 | 0 | 0 | 0 | 0 | 0 | 0 | 0 | 12
NO |  | 275 | 2012 | 7 | 7 | 7 |  | Butte Des Morts | Northside | 138 | 138 | Various | 0 | 2.56 | 2 | 477.0 kcmil ACSR | 0 | 0 | 0 | 0 | 0 | 0 | 0 | 0 | 0 | 0 | 0 | 0 | 0 | 0 | 0 | 0 | 0 | 0 | 0 | 0 | 0 | 0 | 0 | 12
NO |  | 275 | 2012 | 7 | 8 | 8 |  | Butte Des Morts | Northside | 138 | 138 | Various | 0.3 | 0 | 1 | 477.0 kcmil ACSR | 0 | 0 | 0 | 0 | 0 | 0 | 0 | 0 | 0 | 0 | 0 | 0 | 0 | 0 | 0 | 0 | 0 | 0 | 0 | 0 | 0 | 0 | 0 | 12
NO |  | 275 | 2012 | 7 | 9 | 9 |  | Butte Des Morts | Northside | 138 | 138 | Various | 0.06 | 0 | 1 | 477.0 kcmil ACSR | 0 | 0 | 0 | 0 | 0 | 0 | 0 | 0 | 0 | 0 | 0 | 0 | 0 | 0 | 0 | 0 | 0 | 0 | 0 | 0 | 0 | 0 | 0 | 12
NO |  | 275 | 2012 | 7 | 10 | 10 |  | Butte Des Morts | Northside | 138 | 138 | Various | 0.4 | 0 | 1 | 477.0 kcmil ACSR | 0 | 0 | 0 | 0 | 0 | 0 | 0 | 0 | 0 | 0 | 0 | 0 | 0 | 0 | 0 | 0 | 0 | 0 | 0 | 0 | 0 | 0 | 0 | 12
NO |  | 275 | 2012 | 7 | 11 | 11 |  | Butte Des Morts | City Limits | 138 | 138 | Various | 0 | 2.56 | 2 | 477.0 kcmil ACSR | 0 | 0 | 0 | 0 | 0 | 0 | 0 | 0 | 0 | 0 | 0 | 0 | 0 | 0 | 0 | 0 | 0 | 0 | 0 | 0 | 0 | 0 | 0 | 12
NO |  | 275 | 2012 | 7 | 12 | 12 |  | Butte Des Morts | City Limits | 138 | 138 | Various | 1.79 | 0 | 1 | 477.0 kcmil ACSR | 0 | 0 | 0 | 0 | 0 | 0 | 0 | 0 | 0 | 0 | 0 | 0 | 0 | 0 | 0 | 0 | 0 | 0 | 0 | 0 | 0 | 0 | 0 | 12
NO |  | 275 | 2012 | 7 | 13 | 13 |  | Butternut | Forward Energy Center | 138 | 138 | Wood Pole | 0.02 | 0 | 1 | 795.0 kcmil ACSR | 0 | 0 | 0 | 0 | 0 | 0 | 0 | 0 | 0 | 0 | 0 | 0 | 0 | 0 | 0 | 0 | 0 | 0 | 0 | 0 | 0 | 0 | 0 | 12
NO |  | 275 | 2012 | 7 | 14 | 14 |  | Butternut | Forward Energy Center | 138 | 138 | Wood Pole | 3.53 | 0 | 1 | 1109.0 kcmil ACAR | 0 | 0 | 0 | 0 | 0 | 0 | 0 | 0 | 0 | 0 | 0 | 0 | 0 | 0 | 0 | 0 | 0 | 0 | 0 | 0 | 0 | 0 | 0 | 12
NO |  | 275 | 2012 | 7 | 15 | 15 |  | Butternut | Forward Energy Center | 138 | 138 | Wood Pole | 0.42 | 0 | 1 | 1109.0 kcmil ACAR | 0 | 0 | 0 | 0 | 0 | 0 | 0 | 0 | 0 | 0 | 0 | 0 | 0 | 0 | 0 | 0 | 0 | 0 | 0 | 0 | 0 | 0 | 0 | 12
NO |  | 275 | 2012 | 7 | 16 | 16 |  | Butternut | Forward Energy Center | 138 | 138 | Wood Pole | 0.94 | 0 | 1 | 1109.0 kcmil ACAR | 0 | 0 | 0 | 0 | 0 | 0 | 0 | 0 | 0 | 0 | 0 | 0 | 0 | 0 | 0 | 0 | 0 | 0 | 0 | 0 | 0 | 0 | 0 | 12
NO |  | 275 | 2012 | 7 | 17 | 17 |  | Butternut | Auburn | 138 | 138 | Steel Pole | 0.13 | 0 | 1 | 477.0 kcmil ACSR | 0 | 0 | 0 | 0 | 0 | 0 | 0 | 0 | 0 | 0 | 0 | 0 | 0 | 0 | 0 | 0 | 0 | 0 | 0 | 0 | 0 | 0 | 0 | 12
NO |  | 275 | 2012 | 7 | 18 | 18 |  | Butternut | Auburn | 138 | 138 | Steel Pole | 12.13 | 0 | 1 | 795.0 kcmil ACSR | 0 | 0 | 0 | 0 | 0 | 0 | 0 | 0 | 0 | 0 | 0 | 0 | 0 | 0 | 0 | 0 | 0 | 0 | 0 | 0 | 0 | 0 | 0 | 12
NO |  | 275 | 2012 | 7 | 19 | 19 |  | Butternut | Auburn | 138 | 138 | Steel Pole | 0 | 0.75 | 2 | 795.0 kcmil ACSR | 0 | 0 | 0 | 0 | 0 | 0 | 0 | 0 | 0 | 0 | 0 | 0 | 0 | 0 | 0 | 0 | 0 | 0 | 0 | 0 | 0 | 0 | 0 | 12
NO |  | 275 | 2012 | 7 | 20 | 20 |  | Cambridge SW STR | Cambridge | 138 | 138 | Steel Pole | 1.03 | 0 | 1 | 336.4 kcmil ACSR | 0 | 0 | 0 | 0 | 0 | 0 | 0 | 0 | 0 | 0 | 0 | 0 | 0 | 0 | 0 | 0 | 0 | 0 | 0 | 0 | 0 | 0 | 0 | 12
NO |  | 275 | 2012 | 7 | 21 | 21 |  | Cambridge SW STR | London SW STR | 138 | 138 | Steel Pole | 0 | 3.04 | 2 | 795.0 kcmil ACSR | 0 | 0 | 0 | 0 | 0 | 0 | 0 | 0 | 0 | 0 | 0 | 0 | 0 | 0 | 0 | 0 | 0 | 0 | 0 | 0 | 0 | 0 | 0 | 12
NO |  | 275 | 2012 | 7 | 22 | 22 |  | Cambridge SW STR | London SW STR | 138 | 138 | Steel Pole | 0.24 | 0 | 1 | 795.0 kcmil ACSR | 0 | 0 | 0 | 0 | 0 | 0 | 0 | 0 | 0 | 0 | 0 | 0 | 0 | 0 | 0 | 0 | 0 | 0 | 0 | 0 | 0 | 0 | 0 | 12
NO |  | 275 | 2012 | 7 | 23 | 23 |  | Canal | Dunn Rd | 138 | 138 | Steel Pole | 0.36 | 0 | 1 | 795.0 kcmil ACSR | 0 | 0 | 0 | 0 | 0 | 0 | 0 | 0 | 0 | 0 | 0 | 0 | 0 | 0 | 0 | 0 | 0 | 0 | 0 | 0 | 0 | 0 | 0 | 12
NO |  | 275 | 2012 | 7 | 24 | 24 |  | Canal | Dunn Rd | 138 | 138 | Steel Pole | 0 | 0.38 | 2 | 795.0 kcmil ACSR | 0 | 0 | 0 | 0 | 0 | 0 | 0 | 0 | 0 | 0 | 0 | 0 | 0 | 0 | 0 | 0 | 0 | 0 | 0 | 0 | 0 | 0 | 0 | 12
NO |  | 275 | 2012 | 7 | 25 | 25 |  | Canal | Dunn Rd | 138 | 138 | Steel Pole | 0 | 6.99 | 2 | 795.0 kcmil ACSR | 0 | 0 | 0 | 0 | 0 | 0 | 0 | 0 | 0 | 0 | 0 | 0 | 0 | 0 | 0 | 0 | 0 | 0 | 0 | 0 | 0 | 0 | 0 | 12
NO |  | 275 | 2012 | 7 | 26 | 26 |  | Canal | Rosiere | 138 | 138 | H-Frame | 17.08 | 0 | 1 | 477.0 kcmil ACSR | 0 | 0 | 0 | 0 | 0 | 0 | 0 | 0 | 0 | 0 | 0 | 0 | 0 | 0 | 0 | 0 | 0 | 0 | 0 | 0 | 0 | 0 | 0 | 12
NO |  | 275 | 2012 | 7 | 27 | 27 |  | Cardinal | Pleasant View | 138 | 138 | Wood Pole | 0 | 0.19 | 2 | 954.0 kcmil ACSR | 0 | 0 | 0 | 0 | 0 | 0 | 0 | 0 | 0 | 0 | 0 | 0 | 0 | 0 | 0 | 0 | 0 | 0 | 0 | 0 | 0 | 0 | 0 | 12
NO |  | 275 | 2012 | 7 | 28 | 28 |  | Cardinal | Pleasant View | 138 | 138 | Wood Pole | 0.07 | 0 | 1 | 954.0 kcmil ACSR | 0 | 0 | 0 | 0 | 0 | 0 | 0 | 0 | 0 | 0 | 0 | 0 | 0 | 0 | 0 | 0 | 0 | 0 | 0 | 0 | 0 | 0 | 0 | 12
NO |  | 275 | 2012 | 7 | 29 | 29 |  | Cardinal | Pleasant View | 138 | 138 | Wood Pole | 0 | 0.56 | 2 | 954.0 kcmil ACSR | 0 | 0 | 0 | 0 | 0 | 0 | 0 | 0 | 0 | 0 | 0 | 0 | 0 | 0 | 0 | 0 | 0 | 0 | 0 | 0 | 0 | 0 | 0 | 12
NO |  | 275 | 2012 | 7 | 30 | 30 |  | Cardinal | Pleasant View | 138 | 138 | Wood Pole | 0 | 2.08 | 2 | 954.0 kcmil ACSR | 0 | 0 | 0 | 0 | 0 | 0 | 0 | 0 | 0 | 0 | 0 | 0 | 0 | 0 | 0 | 0 | 0 | 0 | 0 | 0 | 0 | 0 | 0 | 12
NO |  | 275 | 2012 | 7 | 31 | 31 |  | Cardinal | Pleasant View | 138 | 138 | Wood Pole | 0.03 | 0 | 1 | 954.0 kcmil ACSR | 0 | 0 | 0 | 0 | 0 | 0 | 0 | 0 | 0 | 0 | 0 | 0 | 0 | 0 | 0 | 0 | 0 | 0 | 0 | 0 | 0 | 0 | 0 | 12
NO |  | 275 | 2012 | 7 | 32 | 32 |  | Cardinal | West Middleton | 138 | 138 | Wood Pole | 0.05 | 0 | 1 | 795.0 kcmil ACSR | 0 | 0 | 0 | 0 | 0 | 0 | 0 | 0 | 0 | 0 | 0 | 0 | 0 | 0 | 0 | 0 | 0 | 0 | 0 | 0 | 0 | 0 | 0 | 12
NO |  | 275 | 2012 | 7 | 33 | 33 |  | Cardinal | West Middleton | 138 | 138 | Wood Pole | 0.14 | 0 | 1 | 795.0 kcmil ACSR | 0 | 0 | 0 | 0 | 0 | 0 | 0 | 0 | 0 | 0 | 0 | 0 | 0 | 0 | 0 | 0 | 0 | 0 | 0 | 0 | 0 | 0 | 0 | 12
NO |  | 275 | 2012 | 7 | 34 | 34 |  | Cardinal | West Middleton | 138 | 138 | Wood Pole | 0.03 | 0 | 1 | 795.0 kcmil ACSR | 0 | 0 | 0 | 0 | 0 | 0 | 0 | 0 | 0 | 0 | 0 | 0 | 0 | 0 | 0 | 0 | 0 | 0 | 0 | 0 | 0 | 0 | 0 | 12
NO |  | 275 | 2012 | 7 | 35 | 35 |  | Cardinal | West Middleton | 138 | 138 | Wood Pole | 0.06 | 0 | 1 | 795.0 kcmil ACSR | 0 | 0 | 0 | 0 | 0 | 0 | 0 | 0 | 0 | 0 | 0 | 0 | 0 | 0 | 0 | 0 | 0 | 0 | 0 | 0 | 0 | 0 | 0 | 12
NO |  | 275 | 2012 | 8 | 1 | 1 |  | Cardinal | West Middleton | 138 | 138 | Wood Pole | 0.02 | 0 | 1 | 795.0 kcmil ACSR | 0 | 0 | 0 | 0 | 0 | 0 | 0 | 0 | 0 | 0 | 0 | 0 | 0 | 0 | 0 | 0 | 0 | 0 | 0 | 0 | 0 | 0 | 0 | 12
NO |  | 275 | 2012 | 8 | 2 | 2 |  | Cardinal | West Middleton | 138 | 138 | Wood Pole | 0.11 | 0 | 1 | 795.0 kcmil ACSR | 0 | 0 | 0 | 0 | 0 | 0 | 0 | 0 | 0 | 0 | 0 | 0 | 0 | 0 | 0 | 0 | 0 | 0 | 0 | 0 | 0 | 0 | 0 | 12
NO |  | 275 | 2012 | 8 | 3 | 3 |  | Casaloma | Ellington | 138 | 138 | Lattice Tower | 8.39 | 0 | 1 | 795.0 kcmil ACSR | 0 | 0 | 0 | 0 | 0 | 0 | 0 | 0 | 0 | 0 | 0 | 0 | 0 | 0 | 0 | 0 | 0 | 0 | 0 | 0 | 0 | 0 | 0 | 12
NO |  | 275 | 2012 | 8 | 4 | 4 |  | Cedar Ridge Wind Generation | Kettle Morraine SW STR | 138 | 138 | Lattice Tower | 0.04 | 0 | 1 | 1033.5 kcmil ACSR | 0 | 0 | 0 | 0 | 0 | 0 | 0 | 0 | 0 | 0 | 0 | 0 | 0 | 0 | 0 | 0 | 0 | 0 | 0 | 0 | 0 | 0 | 0 | 12
NO |  | 275 | 2012 | 8 | 5 | 5 |  | Cedar Ridge Wind Generation | Kettle Morraine SW STR | 138 | 138 | Lattice Tower | 7.39 | 0 | 1 | 336.4 kcmil ACSR | 0 | 0 | 0 | 0 | 0 | 0 | 0 | 0 | 0 | 0 | 0 | 0 | 0 | 0 | 0 | 0 | 0 | 0 | 0 | 0 | 0 | 0 | 0 | 12
NO |  | 275 | 2012 | 8 | 6 | 6 |  | Cedar Ridge Wind Generation | Kettle Morraine SW STR | 138 | 138 | Lattice Tower | 0.09 | 0 | 1 | 336.4 kcmil ACSR | 0 | 0 | 0 | 0 | 0 | 0 | 0 | 0 | 0 | 0 | 0 | 0 | 0 | 0 | 0 | 0 | 0 | 0 | 0 | 0 | 0 | 0 | 0 | 12
NO |  | 275 | 2012 | 8 | 7 | 7 |  | Cedarburg South | 68th St | 138 | 138 | Steel Pole | 0 | 5.77 | 2 | 556.5 kcmil ACSR | 0 | 0 | 0 | 0 | 0 | 0 | 0 | 0 | 0 | 0 | 0 | 0 | 0 | 0 | 0 | 0 | 0 | 0 | 0 | 0 | 0 | 0 | 0 | 12
NO |  | 275 | 2012 | 8 | 8 | 8 |  | Center | Fiebrantz | 138 | 138 | UG | 1.61 | 0 | 1 | 1250.0 kcmil Cu-T | 0 | 0 | 0 | 0 | 0 | 0 | 0 | 0 | 0 | 0 | 0 | 0 | 0 | 0 | 0 | 0 | 0 | 0 | 0 | 0 | 0 | 0 | 0 | 12
NO |  | 275 | 2012 | 8 | 9 | 9 |  | Center | Fiebrantz | 138 | 138 | UG | 0.7 | 0 | 1 | 1250.0 kcmil Cu-T | 0 | 0 | 0 | 0 | 0 | 0 | 0 | 0 | 0 | 0 | 0 | 0 | 0 | 0 | 0 | 0 | 0 | 0 | 0 | 0 | 0 | 0 | 0 | 12
NO |  | 275 | 2012 | 8 | 10 | 10 |  | Center | Haymarket Square | 138 | 138 | UG | 0.56 | 0 | 1 | 2000.0 kcmil Cu-T | 0 | 0 | 0 | 0 | 0 | 0 | 0 | 0 | 0 | 0 | 0 | 0 | 0 | 0 | 0 | 0 | 0 | 0 | 0 | 0 | 0 | 0 | 0 | 12
NO |  | 275 | 2012 | 8 | 11 | 11 |  | Center | Haymarket Square | 138 | 138 | UG | 1.51 | 0 | 1 | 2000.0 kcmil Cu-T | 0 | 0 | 0 | 0 | 0 | 0 | 0 | 0 | 0 | 0 | 0 | 0 | 0 | 0 | 0 | 0 | 0 | 0 | 0 | 0 | 0 | 0 | 0 | 12
NO |  | 275 | 2012 | 8 | 12 | 12 |  | Center | Haymarket Square | 138 | 138 | UG | 0.47 | 0 | 1 | 3000.0 kcmil Cu-T | 0 | 0 | 0 | 0 | 0 | 0 | 0 | 0 | 0 | 0 | 0 | 0 | 0 | 0 | 0 | 0 | 0 | 0 | 0 | 0 | 0 | 0 | 0 | 12
NO |  | 275 | 2012 | 8 | 13 | 13 |  | Charter Steel Sw Str | Charter Steel | 138 | 138 | Wood Pole | 0.34 | 0 | 1 | 1033.5 kcmil ACSR | 0 | 0 | 0 | 0 | 0 | 0 | 0 | 0 | 0 | 0 | 0 | 0 | 0 | 0 | 0 | 0 | 0 | 0 | 0 | 0 | 0 | 0 | 0 | 12
NO |  | 275 | 2012 | 8 | 14 | 14 |  | Charter Steel Sw Str | Saukville | 138 | 138 | Wood Pole | 0 | 2.28 | 2 | 1033.5 kcmil ACSR | 0 | 0 | 0 | 0 | 0 | 0 | 0 | 0 | 0 | 0 | 0 | 0 | 0 | 0 | 0 | 0 | 0 | 0 | 0 | 0 | 0 | 0 | 0 | 12
NO |  | 275 | 2012 | 8 | 15 | 15 |  | Christiana | Kegonsa | 138 | 138 | Lattice Tower | 0.03 | 0 | 1 | 954.0 kcmil ACSS | 0 | 0 | 0 | 0 | 0 | 0 | 0 | 0 | 0 | 0 | 0 | 0 | 0 | 0 | 0 | 0 | 0 | 0 | 0 | 0 | 0 | 0 | 0 | 12
NO |  | 275 | 2012 | 8 | 16 | 16 |  | Christiana | Kegonsa | 138 | 138 | Lattice Tower | 0 | 9.35 | 2 | 954.0 kcmil ACSS | 0 | 0 | 0 | 0 | 0 | 0 | 0 | 0 | 0 | 0 | 0 | 0 | 0 | 0 | 0 | 0 | 0 | 0 | 0 | 0 | 0 | 0 | 0 | 12
NO |  | 275 | 2012 | 8 | 17 | 17 |  | Christiana | Kegonsa | 138 | 138 | Lattice Tower | 0.09 | 0 | 1 | 954.0 kcmil ACSS | 0 | 0 | 0 | 0 | 0 | 0 | 0 | 0 | 0 | 0 | 0 | 0 | 0 | 0 | 0 | 0 | 0 | 0 | 0 | 0 | 0 | 0 | 0 | 12
NO |  | 275 | 2012 | 8 | 18 | 18 |  | Christiana | Kegonsa | 138 | 138 | Steel Pole | 0.07 | 0 | 1 | 954.0 kcmil ACSS | 0 | 0 | 0 | 0 | 0 | 0 | 0 | 0 | 0 | 0 | 0 | 0 | 0 | 0 | 0 | 0 | 0 | 0 | 0 | 0 | 0 | 0 | 0 | 12
NO |  | 275 | 2012 | 8 | 19 | 19 |  | Christiana | Kegonsa | 138 | 138 | Steel Pole | 0 | 9.12 | 2 | 954.0 kcmil ACSS | 0 | 0 | 0 | 0 | 0 | 0 | 0 | 0 | 0 | 0 | 0 | 0 | 0 | 0 | 0 | 0 | 0 | 0 | 0 | 0 | 0 | 0 | 0 | 12
NO |  | 275 | 2012 | 8 | 20 | 20 |  | Christiana | Kegonsa | 138 | 138 | Steel Pole | 0 | 0.23 | 2 | 954.0 kcmil ACSS | 0 | 0 | 0 | 0 | 0 | 0 | 0 | 0 | 0 | 0 | 0 | 0 | 0 | 0 | 0 | 0 | 0 | 0 | 0 | 0 | 0 | 0 | 0 | 12
NO |  | 275 | 2012 | 8 | 21 | 21 |  | Christiana | Kegonsa | 138 | 138 | Steel Pole | 0.05 | 0 | 1 | 954.0 kcmil ACSS | 0 | 0 | 0 | 0 | 0 | 0 | 0 | 0 | 0 | 0 | 0 | 0 | 0 | 0 | 0 | 0 | 0 | 0 | 0 | 0 | 0 | 0 | 0 | 12
NO |  | 275 | 2012 | 8 | 22 | 22 |  | Clintonville | Badger | 138 | 138 | Steel Pole | 0 | 0.02 | 2 | 795.0 kcmil ACSR | 0 | 0 | 0 | 0 | 0 | 0 | 0 | 0 | 0 | 0 | 0 | 0 | 0 | 0 | 0 | 0 | 0 | 0 | 0 | 0 | 0 | 0 | 0 | 12
NO |  | 275 | 2012 | 8 | 23 | 23 |  | Clintonville | Badger | 138 | 138 | Steel Pole | 0 | 0.89 | 2 | 795.0 kcmil ACSR | 0 | 0 | 0 | 0 | 0 | 0 | 0 | 0 | 0 | 0 | 0 | 0 | 0 | 0 | 0 | 0 | 0 | 0 | 0 | 0 | 0 | 0 | 0 | 12
NO |  | 275 | 2012 | 8 | 24 | 24 |  | Clintonville | Badger | 138 | 138 | Steel Pole | 0 | 0.03 | 2 | 795.0 kcmil ACSR | 0 | 0 | 0 | 0 | 0 | 0 | 0 | 0 | 0 | 0 | 0 | 0 | 0 | 0 | 0 | 0 | 0 | 0 | 0 | 0 | 0 | 0 | 0 | 12
NO |  | 275 | 2012 | 8 | 25 | 25 |  | Clintonville | Badger | 138 | 138 | Steel Pole | 0 | 6.65 | 2 | 556.5 kcmil ACSR | 0 | 0 | 0 | 0 | 0 | 0 | 0 | 0 | 0 | 0 | 0 | 0 | 0 | 0 | 0 | 0 | 0 | 0 | 0 | 0 | 0 | 0 | 0 | 12
NO |  | 275 | 2012 | 8 | 26 | 26 |  | Clintonville | Badger | 138 | 138 | Steel Pole | 0 | 0.03 | 2 | 556.5 kcmil ACSR | 0 | 0 | 0 | 0 | 0 | 0 | 0 | 0 | 0 | 0 | 0 | 0 | 0 | 0 | 0 | 0 | 0 | 0 | 0 | 0 | 0 | 0 | 0 | 12
NO |  | 275 | 2012 | 8 | 27 | 27 |  | Cloverleaf | Maplewood | 138 | 138 | H-Frame | 0.03 | 0 | 1 | 266.8 kcmil ACSR | 0 | 0 | 0 | 0 | 0 | 0 | 0 | 0 | 0 | 0 | 0 | 0 | 0 | 0 | 0 | 0 | 0 | 0 | 0 | 0 | 0 | 0 | 0 | 12
NO |  | 275 | 2012 | 8 | 28 | 28 |  | Cloverleaf | Maplewood | 138 | 138 | H-Frame | 2.68 | 0 | 1 | 266.8 kcmil ACSR | 0 | 0 | 0 | 0 | 0 | 0 | 0 | 0 | 0 | 0 | 0 | 0 | 0 | 0 | 0 | 0 | 0 | 0 | 0 | 0 | 0 | 0 | 0 | 12
NO |  | 275 | 2012 | 8 | 29 | 29 |  | Cloverleaf | Maplewood | 138 | 138 | H-Frame | 13.17 | 0 | 1 | 266.8 kcmil ACSR | 0 | 0 | 0 | 0 | 0 | 0 | 0 | 0 | 0 | 0 | 0 | 0 | 0 | 0 | 0 | 0 | 0 | 0 | 0 | 0 | 0 | 0 | 0 | 12
NO |  | 275 | 2012 | 8 | 30 | 30 |  | Cloverleaf | Maplewood | 138 | 138 | H-Frame | 0.02 | 0 | 1 | 266.8 kcmil ACSR | 0 | 0 | 0 | 0 | 0 | 0 | 0 | 0 | 0 | 0 | 0 | 0 | 0 | 0 | 0 | 0 | 0 | 0 | 0 | 0 | 0 | 0 | 0 | 12
NO |  | 275 | 2012 | 8 | 31 | 31 |  | Cloverleaf | Maplewood | 138 | 138 | H-Frame | 8.69 | 0 | 1 | 266.8 kcmil ACSR | 0 | 0 | 0 | 0 | 0 | 0 | 0 | 0 | 0 | 0 | 0 | 0 | 0 | 0 | 0 | 0 | 0 | 0 | 0 | 0 | 0 | 0 | 0 | 12
NO |  | 275 | 2012 | 8 | 32 | 32 |  | Cloverleaf | Maplewood | 138 | 138 | H-Frame | 0.03 | 0 | 1 | 266.8 kcmil ACSR | 0 | 0 | 0 | 0 | 0 | 0 | 0 | 0 | 0 | 0 | 0 | 0 | 0 | 0 | 0 | 0 | 0 | 0 | 0 | 0 | 0 | 0 | 0 | 12
NO |  | 275 | 2012 | 8 | 33 | 33 |  | Colladay Point SW STR | Fitchburg | 138 | 138 | Various | 0 | 10.31 | 2 | 853.7 kcmil ACAR | 0 | 0 | 0 | 0 | 0 | 0 | 0 | 0 | 0 | 0 | 0 | 0 | 0 | 0 | 0 | 0 | 0 | 0 | 0 | 0 | 0 | 0 | 0 | 12
NO |  | 275 | 2012 | 8 | 34 | 34 |  | Colladay Point SW STR | Colladay Point | 138 | 138 | Various | 0.04 | 0 | 1 | 336.4 kcmil ACSR | 0 | 0 | 0 | 0 | 0 | 0 | 0 | 0 | 0 | 0 | 0 | 0 | 0 | 0 | 0 | 0 | 0 | 0 | 0 | 0 | 0 | 0 | 0 | 12
NO |  | 275 | 2012 | 8 | 35 | 35 |  | Colley Rd | Dickinson (ALTE) | 138 | 138 | Wood Pole | 0 | 1.6 | 2 | 795.0 kcmil ACSR | 0 | 0 | 0 | 0 | 0 | 0 | 0 | 0 | 0 | 0 | 0 | 0 | 0 | 0 | 0 | 0 | 0 | 0 | 0 | 0 | 0 | 0 | 0 | 12
NO |  | 275 | 2012 | 9 | 1 | 1 |  | Colley Rd | Dickinson (ALTE) | 138 | 138 | Wood Pole | 0.04 | 0 | 1 | 795.0 kcmil ACSR | 0 | 0 | 0 | 0 | 0 | 0 | 0 | 0 | 0 | 0 | 0 | 0 | 0 | 0 | 0 | 0 | 0 | 0 | 0 | 0 | 0 | 0 | 0 | 12
NO |  | 275 | 2012 | 9 | 2 | 2 |  | Colley Rd | Dickinson (ALTE) | 138 | 138 | Wood Pole | 0.03 | 0 | 1 | 795.0 kcmil ACSR | 0 | 0 | 0 | 0 | 0 | 0 | 0 | 0 | 0 | 0 | 0 | 0 | 0 | 0 | 0 | 0 | 0 | 0 | 0 | 0 | 0 | 0 | 0 | 12
NO |  | 275 | 2012 | 9 | 3 | 3 |  | Columbia SW YD (ALTE) | North Madison 345/138 kV | 345 | 345 | Steel Pole | 0.1 | 0 | 1 | 2156.0 kcmil ACSR | 0 | 0 | 0 | 0 | 0 | 0 | 0 | 0 | 0 | 0 | 0 | 0 | 0 | 0 | 0 | 0 | 0 | 0 | 0 | 0 | 0 | 0 | 0 | 12
NO |  | 275 | 2012 | 9 | 4 | 4 |  | Columbia SW YD (ALTE) | North Madison 345/138 kV | 345 | 345 | Steel Pole | 0 | 16.52 | 2 | 2156.0 kcmil ACSR | 0 | 0 | 0 | 0 | 0 | 0 | 0 | 0 | 0 | 0 | 0 | 0 | 0 | 0 | 0 | 0 | 0 | 0 | 0 | 0 | 0 | 0 | 0 | 12
NO |  | 275 | 2012 | 9 | 5 | 5 |  | Columbia SW YD (ALTE) | North Madison 345/138 kV | 345 | 345 | Steel Pole | 0 | 0.45 | 2 | 2156.0 kcmil ACSR | 0 | 0 | 0 | 0 | 0 | 0 | 0 | 0 | 0 | 0 | 0 | 0 | 0 | 0 | 0 | 0 | 0 | 0 | 0 | 0 | 0 | 0 | 0 | 12
NO |  | 275 | 2012 | 9 | 6 | 6 |  | Columbia SW YD (ALTE) | South Fond Du Lac SW YD | 345 | 345 | Steel Pole | 46.09 | 0 | 1 | 2156.0 kcmil ACSR | 0 | 0 | 0 | 0 | 0 | 0 | 0 | 0 | 0 | 0 | 0 | 0 | 0 | 0 | 0 | 0 | 0 | 0 | 0 | 0 | 0 | 0 | 0 | 12
NO |  | 275 | 2012 | 9 | 7 | 7 |  | Columbia SW YD (ALTE) | South Fond Du Lac SW YD | 345 | 345 | Steel Pole | 0 | 0.07 | 2 | 2156.0 kcmil ACSR | 0 | 0 | 0 | 0 | 0 | 0 | 0 | 0 | 0 | 0 | 0 | 0 | 0 | 0 | 0 | 0 | 0 | 0 | 0 | 0 | 0 | 0 | 0 | 12
NO |  | 275 | 2012 | 9 | 8 | 8 |  | Columbia SW YD (ALTE) | South Fond Du Lac SW YD | 345 | 345 | Steel Pole | 0.09 | 0 | 1 | 2156.0 kcmil ACSR | 0 | 0 | 0 | 0 | 0 | 0 | 0 | 0 | 0 | 0 | 0 | 0 | 0 | 0 | 0 | 0 | 0 | 0 | 0 | 0 | 0 | 0 | 0 | 12
NO |  | 275 | 2012 | 9 | 9 | 9 |  | Columbia SW YD (ALTE) | South Fond Du Lac SW YD | 345 | 345 | Steel Pole | 0 | 8.56 | 2 | 2156.0 kcmil ACSR | 0 | 0 | 0 | 0 | 0 | 0 | 0 | 0 | 0 | 0 | 0 | 0 | 0 | 0 | 0 | 0 | 0 | 0 | 0 | 0 | 0 | 0 | 0 | 12
NO |  | 275 | 2012 | 9 | 10 | 10 |  | Columbia SW YD (ALTE) | Rockdale | 345 | 345 | Steel Pole | 0 | 0.08 | 2 | 2156.0 kcmil ACSR | 0 | 0 | 0 | 0 | 0 | 0 | 0 | 0 | 0 | 0 | 0 | 0 | 0 | 0 | 0 | 0 | 0 | 0 | 0 | 0 | 0 | 0 | 0 | 12
NO |  | 275 | 2012 | 9 | 11 | 11 |  | Columbia SW YD (ALTE) | Rockdale | 345 | 345 | Steel Pole | 0.1 | 0 | 1 | 2156.0 kcmil ACSR | 0 | 0 | 0 | 0 | 0 | 0 | 0 | 0 | 0 | 0 | 0 | 0 | 0 | 0 | 0 | 0 | 0 | 0 | 0 | 0 | 0 | 0 | 0 | 12
NO |  | 275 | 2012 | 9 | 12 | 12 |  | Columbia SW YD (ALTE) | Rockdale | 345 | 345 | Steel Pole | 0 | 8.52 | 2 | 2156.0 kcmil ACSR | 0 | 0 | 0 | 0 | 0 | 0 | 0 | 0 | 0 | 0 | 0 | 0 | 0 | 0 | 0 | 0 | 0 | 0 | 0 | 0 | 0 | 0 | 0 | 12
NO |  | 275 | 2012 | 9 | 13 | 13 |  | Columbia SW YD (ALTE) | Rockdale | 345 | 345 | Steel Pole | 0 | 2.25 | 2 | 2156.0 kcmil ACSR | 0 | 0 | 0 | 0 | 0 | 0 | 0 | 0 | 0 | 0 | 0 | 0 | 0 | 0 | 0 | 0 | 0 | 0 | 0 | 0 | 0 | 0 | 0 | 12
NO |  | 275 | 2012 | 9 | 14 | 14 |  | Columbia SW YD (ALTE) | Rockdale | 345 | 345 | Steel Pole | 0 | 13.8 | 2 | 2156.0 kcmil ACSR | 0 | 0 | 0 | 0 | 0 | 0 | 0 | 0 | 0 | 0 | 0 | 0 | 0 | 0 | 0 | 0 | 0 | 0 | 0 | 0 | 0 | 0 | 0 | 12
NO |  | 275 | 2012 | 9 | 15 | 15 |  | Columbia SW YD (ALTE) | Rockdale | 345 | 345 | Steel Pole | 0 | 12.4 | 2 | 2156.0 kcmil ACSR | 0 | 0 | 0 | 0 | 0 | 0 | 0 | 0 | 0 | 0 | 0 | 0 | 0 | 0 | 0 | 0 | 0 | 0 | 0 | 0 | 0 | 0 | 0 | 12
NO |  | 275 | 2012 | 9 | 16 | 16 |  | Columbia SW YD (ALTE) | Rockdale | 345 | 345 | Steel Pole | 0.55 | 0 | 1 | 2156.0 kcmil ACSR | 0 | 0 | 0 | 0 | 0 | 0 | 0 | 0 | 0 | 0 | 0 | 0 | 0 | 0 | 0 | 0 | 0 | 0 | 0 | 0 | 0 | 0 | 0 | 12
NO |  | 275 | 2012 | 9 | 17 | 17 |  | Columbia SW YD (ALTE) | Rockdale | 345 | 345 | Steel Pole | 14.27 | 0 | 1 | 2156.0 kcmil ACSR | 0 | 0 | 0 | 0 | 0 | 0 | 0 | 0 | 0 | 0 | 0 | 0 | 0 | 0 | 0 | 0 | 0 | 0 | 0 | 0 | 0 | 0 | 0 | 12
NO |  | 275 | 2012 | 9 | 18 | 18 |  | Columbia SW YD (ALTE) | North Madison 345/138 kV | 345 | 345 | Steel Pole | 0.08 | 0 | 1 | 2156.0 kcmil ACSR | 0 | 0 | 0 | 0 | 0 | 0 | 0 | 0 | 0 | 0 | 0 | 0 | 0 | 0 | 0 | 0 | 0 | 0 | 0 | 0 | 0 | 0 | 0 | 12
NO |  | 275 | 2012 | 9 | 19 | 19 |  | Columbia SW YD (ALTE) | North Madison 345/138 kV | 345 | 345 | Steel Pole | 0 | 16.5 | 2 | 2156.0 kcmil ACSR | 0 | 0 | 0 | 0 | 0 | 0 | 0 | 0 | 0 | 0 | 0 | 0 | 0 | 0 | 0 | 0 | 0 | 0 | 0 | 0 | 0 | 0 | 0 | 12
NO |  | 275 | 2012 | 9 | 20 | 20 |  | Columbia SW YD (ALTE) | North Madison 345/138 kV | 345 | 345 | Steel Pole | 0 | 0.05 | 2 | 2156.0 kcmil ACSR | 0 | 0 | 0 | 0 | 0 | 0 | 0 | 0 | 0 | 0 | 0 | 0 | 0 | 0 | 0 | 0 | 0 | 0 | 0 | 0 | 0 | 0 | 0 | 12
NO |  | 275 | 2012 | 9 | 21 | 21 |  | Columbia SW YD (ALTE) | North Madison 345/138 kV | 345 | 345 | Steel Pole | 0 | 0.4 | 2 | 2156.0 kcmil ACSR | 0 | 0 | 0 | 0 | 0 | 0 | 0 | 0 | 0 | 0 | 0 | 0 | 0 | 0 | 0 | 0 | 0 | 0 | 0 | 0 | 0 | 0 | 0 | 12
NO |  | 275 | 2012 | 9 | 22 | 22 |  | Combined Locks Tap | City Limits | 138 | 138 | Steel Pole | 0 | 3.24 | 2 | 795.0 kcmil ACSR | 0 | 0 | 0 | 0 | 0 | 0 | 0 | 0 | 0 | 0 | 0 | 0 | 0 | 0 | 0 | 0 | 0 | 0 | 0 | 0 | 0 | 0 | 0 | 12
NO |  | 275 | 2012 | 9 | 23 | 23 |  | Combined Locks Tap | Combined Locks | 138 | 138 | Steel Pole | 2.95 | 0 | 1 | 336.4 kcmil ACSR | 0 | 0 | 0 | 0 | 0 | 0 | 0 | 0 | 0 | 0 | 0 | 0 | 0 | 0 | 0 | 0 | 0 | 0 | 0 | 0 | 0 | 0 | 0 | 12
NO |  | 275 | 2012 | 9 | 24 | 24 |  | Combined Locks Tap | Combined Locks | 138 | 138 | Steel Pole | 0 | 1.04 | 2 | 795.0 kcmil ACSR | 0 | 0 | 0 | 0 | 0 | 0 | 0 | 0 | 0 | 0 | 0 | 0 | 0 | 0 | 0 | 0 | 0 | 0 | 0 | 0 | 0 | 0 | 0 | 12
NO |  | 275 | 2012 | 9 | 25 | 25 |  | Concord SW YD | Crawfish River | 138 | 138 | H-Frame | 4.21 | 0 | 1 | 795.0 kcmil ACSR | 0 | 0 | 0 | 0 | 0 | 0 | 0 | 0 | 0 | 0 | 0 | 0 | 0 | 0 | 0 | 0 | 0 | 0 | 0 | 0 | 0 | 0 | 0 | 12
NO |  | 275 | 2012 | 9 | 26 | 26 |  | Concord SW YD | Crawfish River | 138 | 138 | H-Frame | 7.36 | 0 | 1 | 795.0 kcmil ACSR | 0 | 0 | 0 | 0 | 0 | 0 | 0 | 0 | 0 | 0 | 0 | 0 | 0 | 0 | 0 | 0 | 0 | 0 | 0 | 0 | 0 | 0 | 0 | 12
NO |  | 275 | 2012 | 9 | 27 | 27 |  | Concord SW YD | Crawfish River | 138 | 138 | H-Frame | 3.88 | 0 | 1 | 795.0 kcmil ACSR | 0 | 0 | 0 | 0 | 0 | 0 | 0 | 0 | 0 | 0 | 0 | 0 | 0 | 0 | 0 | 0 | 0 | 0 | 0 | 0 | 0 | 0 | 0 | 12
NO |  | 275 | 2012 | 9 | 28 | 28 |  | Cooney | Summit | 138 | 138 | H-Frame | 3.26 | 0 | 1 | 795.0 kcmil ACSR | 0 | 0 | 0 | 0 | 0 | 0 | 0 | 0 | 0 | 0 | 0 | 0 | 0 | 0 | 0 | 0 | 0 | 0 | 0 | 0 | 0 | 0 | 0 | 12
NO |  | 275 | 2012 | 9 | 29 | 29 |  | Cooney | Summit | 138 | 138 | H-Frame | 0 | 0.06 | 2 | 795.0 kcmil ACSR | 0 | 0 | 0 | 0 | 0 | 0 | 0 | 0 | 0 | 0 | 0 | 0 | 0 | 0 | 0 | 0 | 0 | 0 | 0 | 0 | 0 | 0 | 0 | 12
NO |  | 275 | 2012 | 9 | 30 | 30 |  | Cooney | Summit | 138 | 138 | H-Frame | 0.17 | 0 | 1 | 795.0 kcmil ACSR | 0 | 0 | 0 | 0 | 0 | 0 | 0 | 0 | 0 | 0 | 0 | 0 | 0 | 0 | 0 | 0 | 0 | 0 | 0 | 0 | 0 | 0 | 0 | 12
NO |  | 275 | 2012 | 9 | 31 | 31 |  | Cooney | Summit | 138 | 138 | H-Frame | 0 | 0.13 | 2 | 795.0 kcmil ACSR | 0 | 0 | 0 | 0 | 0 | 0 | 0 | 0 | 0 | 0 | 0 | 0 | 0 | 0 | 0 | 0 | 0 | 0 | 0 | 0 | 0 | 0 | 0 | 12
NO |  | 275 | 2012 | 9 | 32 | 32 |  | Cooney | Concord SW YD | 138 | 138 | H-Frame | 0 | 0.19 | 2 | 795.0 kcmil ACSR | 0 | 0 | 0 | 0 | 0 | 0 | 0 | 0 | 0 | 0 | 0 | 0 | 0 | 0 | 0 | 0 | 0 | 0 | 0 | 0 | 0 | 0 | 0 | 12
NO |  | 275 | 2012 | 9 | 33 | 33 |  | Cooney | Concord SW YD | 138 | 138 | H-Frame | 0.08 | 0 | 1 | 795.0 kcmil ACSR | 0 | 0 | 0 | 0 | 0 | 0 | 0 | 0 | 0 | 0 | 0 | 0 | 0 | 0 | 0 | 0 | 0 | 0 | 0 | 0 | 0 | 0 | 0 | 12
NO |  | 275 | 2012 | 9 | 34 | 34 |  | Cooney | Concord SW YD | 138 | 138 | H-Frame | 10.79 | 0 | 1 | 795.0 kcmil ACSR | 0 | 0 | 0 | 0 | 0 | 0 | 0 | 0 | 0 | 0 | 0 | 0 | 0 | 0 | 0 | 0 | 0 | 0 | 0 | 0 | 0 | 0 | 0 | 12
NO |  | 275 | 2012 | 9 | 35 | 35 |  | Cooney | Concord SW YD | 138 | 138 | H-Frame | 0.13 | 0 | 1 | 795.0 kcmil ACSR | 0 | 0 | 0 | 0 | 0 | 0 | 0 | 0 | 0 | 0 | 0 | 0 | 0 | 0 | 0 | 0 | 0 | 0 | 0 | 0 | 0 | 0 | 0 | 12
NO |  | 275 | 2012 | 10 | 1 | 1 |  | Cornell | Milwaukee - Granville | 138 | 138 | Lattice Tower | 0 | 0.13 | 2 | 2156.0 kcmil ACSR | 0 | 0 | 0 | 0 | 0 | 0 | 0 | 0 | 0 | 0 | 0 | 0 | 0 | 0 | 0 | 0 | 0 | 0 | 0 | 0 | 0 | 0 | 0 | 12
NO |  | 275 | 2012 | 10 | 2 | 2 |  | Cornell | Milwaukee - Granville | 138 | 138 | Lattice Tower | 0 | 0.05 | 2 | 2156.0 kcmil ACSR | 0 | 0 | 0 | 0 | 0 | 0 | 0 | 0 | 0 | 0 | 0 | 0 | 0 | 0 | 0 | 0 | 0 | 0 | 0 | 0 | 0 | 0 | 0 | 12
NO |  | 275 | 2012 | 10 | 3 | 3 |  | Cornell | Milwaukee - Granville | 138 | 138 | Lattice Tower | 0.16 | 0 | 1 | 2156.0 kcmil ACSR | 0 | 0 | 0 | 0 | 0 | 0 | 0 | 0 | 0 | 0 | 0 | 0 | 0 | 0 | 0 | 0 | 0 | 0 | 0 | 0 | 0 | 0 | 0 | 12
NO |  | 275 | 2012 | 10 | 4 | 4 |  | Cornell | Milwaukee - Granville | 138 | 138 | Lattice Tower | 0 | 3.01 | 2 | 2156.0 kcmil ACSR | 0 | 0 | 0 | 0 | 0 | 0 | 0 | 0 | 0 | 0 | 0 | 0 | 0 | 0 | 0 | 0 | 0 | 0 | 0 | 0 | 0 | 0 | 0 | 12
NO |  | 275 | 2012 | 10 | 5 | 5 |  | Cornell | Milwaukee - Granville | 138 | 138 | Lattice Tower | 0 | 2.08 | 2 | 2156.0 kcmil ACSR | 0 | 0 | 0 | 0 | 0 | 0 | 0 | 0 | 0 | 0 | 0 | 0 | 0 | 0 | 0 | 0 | 0 | 0 | 0 | 0 | 0 | 0 | 0 | 12
NO |  | 275 | 2012 | 10 | 6 | 6 |  | Cornell | Milwaukee - Granville | 138 | 138 | Lattice Tower | 0 | 0.25 | 2 | 2156.0 kcmil ACSR | 0 | 0 | 0 | 0 | 0 | 0 | 0 | 0 | 0 | 0 | 0 | 0 | 0 | 0 | 0 | 0 | 0 | 0 | 0 | 0 | 0 | 0 | 0 | 12
NO |  | 275 | 2012 | 10 | 7 | 7 |  | Cornell | Milwaukee - Fiebrantz | 138 | 138 | Wood Pole | 0.42 | 0 | 1 | 477.0 kcmil ACSR | 0 | 0 | 0 | 0 | 0 | 0 | 0 | 0 | 0 | 0 | 0 | 0 | 0 | 0 | 0 | 0 | 0 | 0 | 0 | 0 | 0 | 0 | 0 | 12
NO |  | 275 | 2012 | 10 | 8 | 8 |  | Cornell | Milwaukee - Fiebrantz | 138 | 138 | Wood Pole | 0.02 | 0 | 1 | 300.0 kcmil Cu 19 | 0 | 0 | 0 | 0 | 0 | 0 | 0 | 0 | 0 | 0 | 0 | 0 | 0 | 0 | 0 | 0 | 0 | 0 | 0 | 0 | 0 | 0 | 0 | 12
NO |  | 275 | 2012 | 10 | 9 | 9 |  | Cornell | Milwaukee - Humbolt Term | 138 | 138 | Wood Pole | 0.27 | 0 | 1 | 927.2 kcmil ACAR | 0 | 0 | 0 | 0 | 0 | 0 | 0 | 0 | 0 | 0 | 0 | 0 | 0 | 0 | 0 | 0 | 0 | 0 | 0 | 0 | 0 | 0 | 0 | 12
NO |  | 275 | 2012 | 10 | 10 | 10 |  | Cornell | Milwaukee - Humbolt Term | 138 | 138 | Wood Pole | 0.4 | 0 | 1 | 927.2 kcmil ACAR | 0 | 0 | 0 | 0 | 0 | 0 | 0 | 0 | 0 | 0 | 0 | 0 | 0 | 0 | 0 | 0 | 0 | 0 | 0 | 0 | 0 | 0 | 0 | 12
NO |  | 275 | 2012 | 10 | 11 | 11 |  | Cornell | Milwaukee - Humbolt Term | 138 | 138 | Wood Pole | 0.03 | 0 | 1 | 927.2 kcmil ACAR | 0 | 0 | 0 | 0 | 0 | 0 | 0 | 0 | 0 | 0 | 0 | 0 | 0 | 0 | 0 | 0 | 0 | 0 | 0 | 0 | 0 | 0 | 0 | 12
NO |  | 275 | 2012 | 10 | 12 | 12 |  | Cornell | Milwaukee - Humbolt Term | 138 | 138 | Wood Pole | 0.23 | 0 | 1 | 927.2 kcmil ACAR | 0 | 0 | 0 | 0 | 0 | 0 | 0 | 0 | 0 | 0 | 0 | 0 | 0 | 0 | 0 | 0 | 0 | 0 | 0 | 0 | 0 | 0 | 0 | 12
NO |  | 275 | 2012 | 10 | 13 | 13 |  | Cornell | Milwaukee - Humbolt Term | 138 | 138 | Wood Pole | 0.4 | 0 | 1 | 927.2 kcmil ACAR | 0 | 0 | 0 | 0 | 0 | 0 | 0 | 0 | 0 | 0 | 0 | 0 | 0 | 0 | 0 | 0 | 0 | 0 | 0 | 0 | 0 | 0 | 0 | 12
NO |  | 275 | 2012 | 10 | 14 | 14 |  | Cornell | Milwaukee - Humbolt Term | 138 | 138 | Wood Pole | 0.54 | 0 | 1 | 927.2 kcmil ACAR | 0 | 0 | 0 | 0 | 0 | 0 | 0 | 0 | 0 | 0 | 0 | 0 | 0 | 0 | 0 | 0 | 0 | 0 | 0 | 0 | 0 | 0 | 0 | 12
NO |  | 275 | 2012 | 10 | 15 | 15 |  | Cornell | Milwaukee - Humbolt Term | 138 | 138 | Wood Pole | 0.09 | 0 | 1 | 927.2 kcmil ACAR | 0 | 0 | 0 | 0 | 0 | 0 | 0 | 0 | 0 | 0 | 0 | 0 | 0 | 0 | 0 | 0 | 0 | 0 | 0 | 0 | 0 | 0 | 0 | 12
NO |  | 275 | 2012 | 10 | 16 | 16 |  | Cottonwood (WE) | Summit | 138 | 138 | Wood Pole | 6.2 | 0 | 1 | 927.2 kcmil ACAR | 0 | 0 | 0 | 0 | 0 | 0 | 0 | 0 | 0 | 0 | 0 | 0 | 0 | 0 | 0 | 0 | 0 | 0 | 0 | 0 | 0 | 0 | 0 | 12
NO |  | 275 | 2012 | 10 | 17 | 17 |  | Council Creek | Petenwell | 138 | 138 | Wood Pole | 0.78 | 0 | 1 | 795.0 kcmil ACSR | 0 | 0 | 0 | 0 | 0 | 0 | 0 | 0 | 0 | 0 | 0 | 0 | 0 | 0 | 0 | 0 | 0 | 0 | 0 | 0 | 0 | 0 | 0 | 12
NO |  | 275 | 2012 | 10 | 18 | 18 |  | Council Creek | Petenwell | 138 | 138 | Wood Pole | 0.49 | 0 | 1 | 795.0 kcmil ACSR | 0 | 0 | 0 | 0 | 0 | 0 | 0 | 0 | 0 | 0 | 0 | 0 | 0 | 0 | 0 | 0 | 0 | 0 | 0 | 0 | 0 | 0 | 0 | 12
NO |  | 275 | 2012 | 10 | 19 | 19 |  | Council Creek | Petenwell | 138 | 138 | Wood Pole | 0.61 | 0 | 1 | 795.0 kcmil ACSR | 0 | 0 | 0 | 0 | 0 | 0 | 0 | 0 | 0 | 0 | 0 | 0 | 0 | 0 | 0 | 0 | 0 | 0 | 0 | 0 | 0 | 0 | 0 | 12
NO |  | 275 | 2012 | 10 | 20 | 20 |  | Council Creek | Petenwell | 138 | 138 | Wood Pole | 0.37 | 0 | 1 | 795.0 kcmil ACSR | 0 | 0 | 0 | 0 | 0 | 0 | 0 | 0 | 0 | 0 | 0 | 0 | 0 | 0 | 0 | 0 | 0 | 0 | 0 | 0 | 0 | 0 | 0 | 12
NO |  | 275 | 2012 | 10 | 21 | 21 |  | Council Creek | Petenwell | 138 | 138 | Wood Pole | 23.59 | 0 | 1 | 795.0 kcmil ACSR | 0 | 0 | 0 | 0 | 0 | 0 | 0 | 0 | 0 | 0 | 0 | 0 | 0 | 0 | 0 | 0 | 0 | 0 | 0 | 0 | 0 | 0 | 0 | 12
NO |  | 275 | 2012 | 10 | 22 | 22 |  | Council Creek | Petenwell | 138 | 138 | Wood Pole | 0.27 | 0 | 1 | 795.0 kcmil ACSR | 0 | 0 | 0 | 0 | 0 | 0 | 0 | 0 | 0 | 0 | 0 | 0 | 0 | 0 | 0 | 0 | 0 | 0 | 0 | 0 | 0 | 0 | 0 | 12
NO |  | 275 | 2012 | 10 | 23 | 23 |  | Council Creek | Petenwell | 138 | 138 | Wood Pole | 0.58 | 0 | 1 | 795.0 kcmil ACSR | 0 | 0 | 0 | 0 | 0 | 0 | 0 | 0 | 0 | 0 | 0 | 0 | 0 | 0 | 0 | 0 | 0 | 0 | 0 | 0 | 0 | 0 | 0 | 12
NO |  | 275 | 2012 | 10 | 24 | 24 |  | Council Creek | Petenwell | 138 | 138 | Wood Pole | 0.07 | 0 | 1 | 795.0 kcmil ACSR | 0 | 0 | 0 | 0 | 0 | 0 | 0 | 0 | 0 | 0 | 0 | 0 | 0 | 0 | 0 | 0 | 0 | 0 | 0 | 0 | 0 | 0 | 0 | 12
NO |  | 275 | 2012 | 10 | 25 | 25 |  | Council Creek | Petenwell | 138 | 138 | Wood Pole | 3.56 | 0 | 1 | 795.0 kcmil ACSR | 0 | 0 | 0 | 0 | 0 | 0 | 0 | 0 | 0 | 0 | 0 | 0 | 0 | 0 | 0 | 0 | 0 | 0 | 0 | 0 | 0 | 0 | 0 | 12
NO |  | 275 | 2012 | 10 | 26 | 26 |  | Crawfish River | Jefferson | 138 | 138 | H-Frame | 2.14 | 0 | 1 | 795.0 kcmil ACSR | 0 | 0 | 0 | 0 | 0 | 0 | 0 | 0 | 0 | 0 | 0 | 0 | 0 | 0 | 0 | 0 | 0 | 0 | 0 | 0 | 0 | 0 | 0 | 12
NO |  | 275 | 2012 | 10 | 27 | 27 |  | Cross Country | Fitchburg | 138 | 138 | Wood Pole | 0 | 0.06 | 2 | 954.0 kcmil ACSR | 0 | 0 | 0 | 0 | 0 | 0 | 0 | 0 | 0 | 0 | 0 | 0 | 0 | 0 | 0 | 0 | 0 | 0 | 0 | 0 | 0 | 0 | 0 | 12
NO |  | 275 | 2012 | 10 | 28 | 28 |  | Cross Country | Fitchburg | 138 | 138 | Wood Pole | 0 | 3.49 | 2 | 954.0 kcmil ACSR | 0 | 0 | 0 | 0 | 0 | 0 | 0 | 0 | 0 | 0 | 0 | 0 | 0 | 0 | 0 | 0 | 0 | 0 | 0 | 0 | 0 | 0 | 0 | 12
NO |  | 275 | 2012 | 10 | 29 | 29 |  | Cross Country | Fitchburg | 138 | 138 | Wood Pole | 0.08 | 0 | 1 | 954.0 kcmil ACSR | 0 | 0 | 0 | 0 | 0 | 0 | 0 | 0 | 0 | 0 | 0 | 0 | 0 | 0 | 0 | 0 | 0 | 0 | 0 | 0 | 0 | 0 | 0 | 12
NO |  | 275 | 2012 | 10 | 30 | 30 |  | Cross Country | Fitchburg | 138 | 138 | Wood Pole | 0.04 | 0 | 1 | 954.0 kcmil ACSR | 0 | 0 | 0 | 0 | 0 | 0 | 0 | 0 | 0 | 0 | 0 | 0 | 0 | 0 | 0 | 0 | 0 | 0 | 0 | 0 | 0 | 0 | 0 | 12
NO |  | 275 | 2012 | 10 | 31 | 31 |  | Custer Term | Glendale | 138 | 138 | UG | 0.06 | 0 | 1 | 2000.0 kcmil Cu-T | 0 | 0 | 0 | 0 | 0 | 0 | 0 | 0 | 0 | 0 | 0 | 0 | 0 | 0 | 0 | 0 | 0 | 0 | 0 | 0 | 0 | 0 | 0 | 12
NO |  | 275 | 2012 | 10 | 32 | 32 |  | Custer Term | Glendale | 138 | 138 | UG | 0.41 | 0 | 1 | 2000.0 kcmil Cu-T | 0 | 0 | 0 | 0 | 0 | 0 | 0 | 0 | 0 | 0 | 0 | 0 | 0 | 0 | 0 | 0 | 0 | 0 | 0 | 0 | 0 | 0 | 0 | 12
NO |  | 275 | 2012 | 10 | 33 | 33 |  | Custer Term | Glendale | 138 | 138 | UG | 0.46 | 0 | 1 | 2000.0 kcmil Cu-T | 0 | 0 | 0 | 0 | 0 | 0 | 0 | 0 | 0 | 0 | 0 | 0 | 0 | 0 | 0 | 0 | 0 | 0 | 0 | 0 | 0 | 0 | 0 | 12
NO |  | 275 | 2012 | 10 | 34 | 34 |  | Cypress SW YD | Arcadian | 345 | 345 | H-Frame | 0.03 | 0 | 1 | 2156.0 kcmil ACSR | 0 | 0 | 0 | 0 | 0 | 0 | 0 | 0 | 0 | 0 | 0 | 0 | 0 | 0 | 0 | 0 | 0 | 0 | 0 | 0 | 0 | 0 | 0 | 12
NO |  | 275 | 2012 | 10 | 35 | 35 |  | Cypress SW YD | Arcadian | 345 | 345 | H-Frame | 16.08 | 0 | 1 | 2156.0 kcmil ACSR | 0 | 0 | 0 | 0 | 0 | 0 | 0 | 0 | 0 | 0 | 0 | 0 | 0 | 0 | 0 | 0 | 0 | 0 | 0 | 0 | 0 | 0 | 0 | 12
NO |  | 275 | 2012 | 11 | 1 | 1 |  | Cypress SW YD | Arcadian | 345 | 345 | H-Frame | 10.45 | 0 | 1 | 2156.0 kcmil ACSR | 0 | 0 | 0 | 0 | 0 | 0 | 0 | 0 | 0 | 0 | 0 | 0 | 0 | 0 | 0 | 0 | 0 | 0 | 0 | 0 | 0 | 0 | 0 | 12
NO |  | 275 | 2012 | 11 | 2 | 2 |  | Cypress SW YD | Arcadian | 345 | 345 | H-Frame | 26.42 | 0 | 1 | 2156.0 kcmil ACSR | 0 | 0 | 0 | 0 | 0 | 0 | 0 | 0 | 0 | 0 | 0 | 0 | 0 | 0 | 0 | 0 | 0 | 0 | 0 | 0 | 0 | 0 | 0 | 12
NO |  | 275 | 2012 | 11 | 3 | 3 |  | Cypress SW YD | Arcadian | 345 | 345 | H-Frame | 0 | 18.44 | 2 | 2156.0 kcmil ACSR | 0 | 0 | 0 | 0 | 0 | 0 | 0 | 0 | 0 | 0 | 0 | 0 | 0 | 0 | 0 | 0 | 0 | 0 | 0 | 0 | 0 | 0 | 0 | 12
NO |  | 275 | 2012 | 11 | 4 | 4 |  | Cypress SW YD | Arcadian | 345 | 345 | H-Frame | 0.34 | 0 | 1 | 2156.0 kcmil ACSR | 0 | 0 | 0 | 0 | 0 | 0 | 0 | 0 | 0 | 0 | 0 | 0 | 0 | 0 | 0 | 0 | 0 | 0 | 0 | 0 | 0 | 0 | 0 | 12
NO |  | 275 | 2012 | 11 | 5 | 5 |  | Cypress SW YD | Arcadian | 345 | 345 | H-Frame | 0 | 0.96 | 2 | 2156.0 kcmil ACSR | 0 | 0 | 0 | 0 | 0 | 0 | 0 | 0 | 0 | 0 | 0 | 0 | 0 | 0 | 0 | 0 | 0 | 0 | 0 | 0 | 0 | 0 | 0 | 12
NO |  | 275 | 2012 | 11 | 6 | 6 |  | Cypress SW YD | Arcadian | 345 | 345 | H-Frame | 0 | 0.34 | 2 | 2156.0 kcmil ACSR | 0 | 0 | 0 | 0 | 0 | 0 | 0 | 0 | 0 | 0 | 0 | 0 | 0 | 0 | 0 | 0 | 0 | 0 | 0 | 0 | 0 | 0 | 0 | 12
NO |  | 275 | 2012 | 11 | 7 | 7 |  | Cypress SW YD | Arcadian | 345 | 345 | H-Frame | 0 | 2.01 | 2 | 2156.0 kcmil ACSR | 0 | 0 | 0 | 0 | 0 | 0 | 0 | 0 | 0 | 0 | 0 | 0 | 0 | 0 | 0 | 0 | 0 | 0 | 0 | 0 | 0 | 0 | 0 | 12
NO |  | 275 | 2012 | 11 | 8 | 8 |  | Cypress SW YD | Arcadian | 345 | 345 | H-Frame | 0 | 5.32 | 2 | 2156.0 kcmil ACSR | 0 | 0 | 0 | 0 | 0 | 0 | 0 | 0 | 0 | 0 | 0 | 0 | 0 | 0 | 0 | 0 | 0 | 0 | 0 | 0 | 0 | 0 | 0 | 12
NO |  | 275 | 2012 | 11 | 9 | 9 |  | Darlington | North Monroe | 138 | 138 | H-Frame | 0.05 | 0 | 1 | 266.8 kcmil ACSR | 0 | 0 | 0 | 0 | 0 | 0 | 0 | 0 | 0 | 0 | 0 | 0 | 0 | 0 | 0 | 0 | 0 | 0 | 0 | 0 | 0 | 0 | 0 | 12
NO |  | 275 | 2012 | 11 | 10 | 10 |  | Darlington | North Monroe | 138 | 138 | H-Frame | 25.21 | 0 | 1 | 266.8 kcmil ACSR | 0 | 0 | 0 | 0 | 0 | 0 | 0 | 0 | 0 | 0 | 0 | 0 | 0 | 0 | 0 | 0 | 0 | 0 | 0 | 0 | 0 | 0 | 0 | 12
NO |  | 275 | 2012 | 11 | 11 | 11 |  | Darlington | North Monroe | 138 | 138 | H-Frame | 0.03 | 0 | 1 | 266.8 kcmil ACSR | 0 | 0 | 0 | 0 | 0 | 0 | 0 | 0 | 0 | 0 | 0 | 0 | 0 | 0 | 0 | 0 | 0 | 0 | 0 | 0 | 0 | 0 | 0 | 12
NO |  | 275 | 2012 | 11 | 12 | 12 |  | Dead River (WE) | Plains | 345 | 345 | H-Frame | 0 | 2.13 | 2 | 795.0 kcmil ACSR | 0 | 0 | 0 | 0 | 0 | 0 | 0 | 0 | 0 | 0 | 0 | 0 | 0 | 0 | 0 | 0 | 0 | 0 | 0 | 0 | 0 | 0 | 0 | 12
NO |  | 275 | 2012 | 11 | 13 | 13 |  | Dead River (WE) | Plains | 345 | 345 | H-Frame | 0 | 1.64 | 2 | 795.0 kcmil ACSR | 0 | 0 | 0 | 0 | 0 | 0 | 0 | 0 | 0 | 0 | 0 | 0 | 0 | 0 | 0 | 0 | 0 | 0 | 0 | 0 | 0 | 0 | 0 | 12
NO |  | 275 | 2012 | 11 | 14 | 14 |  | Dead River (WE) | Plains | 345 | 345 | H-Frame | 1.72 | 0 | 1 | 795.0 kcmil ACSR | 0 | 0 | 0 | 0 | 0 | 0 | 0 | 0 | 0 | 0 | 0 | 0 | 0 | 0 | 0 | 0 | 0 | 0 | 0 | 0 | 0 | 0 | 0 | 12
NO |  | 275 | 2012 | 11 | 15 | 15 |  | Dead River (WE) | Plains | 345 | 345 | H-Frame | 15.72 | 0 | 1 | 795.0 kcmil ACSR | 0 | 0 | 0 | 0 | 0 | 0 | 0 | 0 | 0 | 0 | 0 | 0 | 0 | 0 | 0 | 0 | 0 | 0 | 0 | 0 | 0 | 0 | 0 | 12
NO |  | 275 | 2012 | 11 | 16 | 16 |  | Dead River (WE) | Plains | 345 | 345 | H-Frame | 0 | 1.29 | 2 | 795.0 kcmil ACSR | 0 | 0 | 0 | 0 | 0 | 0 | 0 | 0 | 0 | 0 | 0 | 0 | 0 | 0 | 0 | 0 | 0 | 0 | 0 | 0 | 0 | 0 | 0 | 12
NO |  | 275 | 2012 | 11 | 17 | 17 |  | Dead River (WE) | Plains | 345 | 345 | H-Frame | 4.58 | 0 | 1 | 795.0 kcmil ACSR | 0 | 0 | 0 | 0 | 0 | 0 | 0 | 0 | 0 | 0 | 0 | 0 | 0 | 0 | 0 | 0 | 0 | 0 | 0 | 0 | 0 | 0 | 0 | 12
NO |  | 275 | 2012 | 11 | 18 | 18 |  | Dead River (WE) | Plains | 345 | 345 | H-Frame | 0.38 | 0 | 1 | 795.0 kcmil ACSR | 0 | 0 | 0 | 0 | 0 | 0 | 0 | 0 | 0 | 0 | 0 | 0 | 0 | 0 | 0 | 0 | 0 | 0 | 0 | 0 | 0 | 0 | 0 | 12
NO |  | 275 | 2012 | 11 | 19 | 19 |  | Dead River (WE) | Plains | 345 | 345 | H-Frame | 45.33 | 0 | 1 | 795.0 kcmil ACSR | 0 | 0 | 0 | 0 | 0 | 0 | 0 | 0 | 0 | 0 | 0 | 0 | 0 | 0 | 0 | 0 | 0 | 0 | 0 | 0 | 0 | 0 | 0 | 12
NO |  | 275 | 2012 | 11 | 20 | 20 |  | Dead River (WE) | Plains | 345 | 345 | H-Frame | 0 | 3.22 | 2 | 795.0 kcmil ACSR | 0 | 0 | 0 | 0 | 0 | 0 | 0 | 0 | 0 | 0 | 0 | 0 | 0 | 0 | 0 | 0 | 0 | 0 | 0 | 0 | 0 | 0 | 0 | 12
NO |  | 275 | 2012 | 11 | 21 | 21 |  | Dead River (WE) | Plains | 345 | 345 | H-Frame | 0.08 | 0 | 1 | 795.0 kcmil ACSR | 0 | 0 | 0 | 0 | 0 | 0 | 0 | 0 | 0 | 0 | 0 | 0 | 0 | 0 | 0 | 0 | 0 | 0 | 0 | 0 | 0 | 0 | 0 | 12
NO |  | 275 | 2012 | 11 | 22 | 22 |  | Dead River (WE) | Plains | 345 | 345 | H-Frame | 0.22 | 0 | 1 | 795.0 kcmil ACSR | 0 | 0 | 0 | 0 | 0 | 0 | 0 | 0 | 0 | 0 | 0 | 0 | 0 | 0 | 0 | 0 | 0 | 0 | 0 | 0 | 0 | 0 | 0 | 12
NO |  | 275 | 2012 | 11 | 23 | 23 |  | Dell Creek | Birchwood | 138 | 138 | Wood Pole | 0.03 | 0 | 1 | 795.0 kcmil ACSR | 0 | 0 | 0 | 0 | 0 | 0 | 0 | 0 | 0 | 0 | 0 | 0 | 0 | 0 | 0 | 0 | 0 | 0 | 0 | 0 | 0 | 0 | 0 | 12
NO |  | 275 | 2012 | 11 | 24 | 24 |  | Dell Creek | Birchwood | 138 | 138 | Wood Pole | 2.63 | 0 | 1 | 336.4 kcmil ACSR | 0 | 0 | 0 | 0 | 0 | 0 | 0 | 0 | 0 | 0 | 0 | 0 | 0 | 0 | 0 | 0 | 0 | 0 | 0 | 0 | 0 | 0 | 0 | 12
NO |  | 275 | 2012 | 11 | 25 | 25 |  | Dell Creek | Birchwood | 138 | 138 | Wood Pole | 0 | 0.05 | 2 | 795.0 kcmil ACSR | 0 | 0 | 0 | 0 | 0 | 0 | 0 | 0 | 0 | 0 | 0 | 0 | 0 | 0 | 0 | 0 | 0 | 0 | 0 | 0 | 0 | 0 | 0 | 12
NO |  | 275 | 2012 | 11 | 26 | 26 |  | Dell Creek | Birchwood | 138 | 138 | Wood Pole | 0 | 0.05 | 2 | 795.0 kcmil ACSR | 0 | 0 | 0 | 0 | 0 | 0 | 0 | 0 | 0 | 0 | 0 | 0 | 0 | 0 | 0 | 0 | 0 | 0 | 0 | 0 | 0 | 0 | 0 | 12
NO |  | 275 | 2012 | 11 | 27 | 27 |  | Dell Creek | Birchwood | 138 | 138 | Wood Pole | 0.04 | 0 | 1 | 795.0 kcmil ACSR | 0 | 0 | 0 | 0 | 0 | 0 | 0 | 0 | 0 | 0 | 0 | 0 | 0 | 0 | 0 | 0 | 0 | 0 | 0 | 0 | 0 | 0 | 0 | 12
NO |  | 275 | 2012 | 11 | 28 | 28 |  | Dell Creek | Birchwood | 138 | 138 | Wood Pole | 0.02 | 0 | 1 | 795.0 kcmil ACSR | 0 | 0 | 0 | 0 | 0 | 0 | 0 | 0 | 0 | 0 | 0 | 0 | 0 | 0 | 0 | 0 | 0 | 0 | 0 | 0 | 0 | 0 | 0 | 12
NO |  | 275 | 2012 | 11 | 29 | 29 |  | Dickinson (ALTE) | Brick Church | 138 | 138 | Wood Pole | 0 | 8.78 | 2 | 795.0 kcmil ACSR | 0 | 0 | 0 | 0 | 0 | 0 | 0 | 0 | 0 | 0 | 0 | 0 | 0 | 0 | 0 | 0 | 0 | 0 | 0 | 0 | 0 | 0 | 0 | 12
NO |  | 275 | 2012 | 11 | 30 | 30 |  | Dickinson (ALTE) | Brick Church | 138 | 138 | Wood Pole | 8.93 | 0 | 1 | 795.0 kcmil ACSR | 0 | 0 | 0 | 0 | 0 | 0 | 0 | 0 | 0 | 0 | 0 | 0 | 0 | 0 | 0 | 0 | 0 | 0 | 0 | 0 | 0 | 0 | 0 | 12
NO |  | 275 | 2012 | 11 | 31 | 31 |  | Dickinson (ALTE) | Beloit Gateway | 138 | 138 | Wood Pole | 0.03 | 0 | 1 | 795.0 kcmil ACSR | 0 | 0 | 0 | 0 | 0 | 0 | 0 | 0 | 0 | 0 | 0 | 0 | 0 | 0 | 0 | 0 | 0 | 0 | 0 | 0 | 0 | 0 | 0 | 12
NO |  | 275 | 2012 | 11 | 32 | 32 |  | Dickinson (ALTE) | Beloit Gateway | 138 | 138 | Wood Pole | 0 | 1.08 | 2 | 795.0 kcmil ACSR | 0 | 0 | 0 | 0 | 0 | 0 | 0 | 0 | 0 | 0 | 0 | 0 | 0 | 0 | 0 | 0 | 0 | 0 | 0 | 0 | 0 | 0 | 0 | 12
NO |  | 275 | 2012 | 11 | 33 | 33 |  | Dickinson (ALTE) | Beloit Gateway | 138 | 138 | Wood Pole | 0 | 0.06 | 2 | 795.0 kcmil ACSR | 0 | 0 | 0 | 0 | 0 | 0 | 0 | 0 | 0 | 0 | 0 | 0 | 0 | 0 | 0 | 0 | 0 | 0 | 0 | 0 | 0 | 0 | 0 | 12
NO |  | 275 | 2012 | 11 | 34 | 34 |  | Dickinson (ALTE) | Beloit Gateway | 138 | 138 | Wood Pole | 0 | 0.05 | 2 | 795.0 kcmil ACSR | 0 | 0 | 0 | 0 | 0 | 0 | 0 | 0 | 0 | 0 | 0 | 0 | 0 | 0 | 0 | 0 | 0 | 0 | 0 | 0 | 0 | 0 | 0 | 12
NO |  | 275 | 2012 | 11 | 35 | 35 |  | Duplainville | Sussex | 138 | 138 | Steel Pole | 4.29 | 0 | 1 | 556.5 kcmil ACSR | 0 | 0 | 0 | 0 | 0 | 0 | 0 | 0 | 0 | 0 | 0 | 0 | 0 | 0 | 0 | 0 | 0 | 0 | 0 | 0 | 0 | 0 | 0 | 12
NO |  | 275 | 2012 | 12 | 1 | 1 |  | Duplainville | Sussex | 138 | 138 | Steel Pole | 0.08 | 0 | 1 | 556.5 kcmil ACSR | 0 | 0 | 0 | 0 | 0 | 0 | 0 | 0 | 0 | 0 | 0 | 0 | 0 | 0 | 0 | 0 | 0 | 0 | 0 | 0 | 0 | 0 | 0 | 12
NO |  | 275 | 2012 | 12 | 2 | 2 |  | Duplainville | Sussex | 138 | 138 | Steel Pole | 0.14 | 0 | 1 | 556.5 kcmil ACSR | 0 | 0 | 0 | 0 | 0 | 0 | 0 | 0 | 0 | 0 | 0 | 0 | 0 | 0 | 0 | 0 | 0 | 0 | 0 | 0 | 0 | 0 | 0 | 12
NO |  | 275 | 2012 | 12 | 3 | 3 |  | East Krok | Canal | 138 | 138 | H-Frame | 29.61 | 0 | 1 | 477.0 kcmil ACSR | 0 | 0 | 0 | 0 | 0 | 0 | 0 | 0 | 0 | 0 | 0 | 0 | 0 | 0 | 0 | 0 | 0 | 0 | 0 | 0 | 0 | 0 | 0 | 12
NO |  | 275 | 2012 | 12 | 4 | 4 |  | East Scott St SW STR | East Scott St | 138 | 138 | Lattice Tower | 0.36 | 0 | 1 | 336.4 kcmil ACSR | 0 | 0 | 0 | 0 | 0 | 0 | 0 | 0 | 0 | 0 | 0 | 0 | 0 | 0 | 0 | 0 | 0 | 0 | 0 | 0 | 0 | 0 | 0 | 12
NO |  | 275 | 2012 | 12 | 5 | 5 |  | East Scott St SW STR | East Scott St | 138 | 138 | Lattice Tower | 0.01 | 0 | 1 | 336.4 kcmil ACSR | 0 | 0 | 0 | 0 | 0 | 0 | 0 | 0 | 0 | 0 | 0 | 0 | 0 | 0 | 0 | 0 | 0 | 0 | 0 | 0 | 0 | 0 | 0 | 12
NO |  | 275 | 2012 | 12 | 6 | 6 |  | East Scott St SW STR | Ledgeview SW STR | 138 | 138 | Lattice Tower | 2.1 | 0 | 1 | 336.4 kcmil ACSR | 0 | 0 | 0 | 0 | 0 | 0 | 0 | 0 | 0 | 0 | 0 | 0 | 0 | 0 | 0 | 0 | 0 | 0 | 0 | 0 | 0 | 0 | 0 | 12
NO |  | 275 | 2012 | 12 | 7 | 7 |  | Eastman Ave | Pulliam SW YD | 138 | 138 | Wood Pole | 0.4 | 0 | 1 | 795.0 kcmil ACSR | 0 | 0 | 0 | 0 | 0 | 0 | 0 | 0 | 0 | 0 | 0 | 0 | 0 | 0 | 0 | 0 | 0 | 0 | 0 | 0 | 0 | 0 | 0 | 12
NO |  | 275 | 2012 | 12 | 8 | 8 |  | Eastman Ave | Pulliam SW YD | 138 | 138 | Wood Pole | 0.73 | 0 | 1 | 477.0 kcmil ACSR | 0 | 0 | 0 | 0 | 0 | 0 | 0 | 0 | 0 | 0 | 0 | 0 | 0 | 0 | 0 | 0 | 0 | 0 | 0 | 0 | 0 | 0 | 0 | 12
NO |  | 275 | 2012 | 12 | 9 | 9 |  | Eastman Ave | Pulliam SW YD | 138 | 138 | Wood Pole | 0 | 0.47 | 2 | 477.0 kcmil ACSR | 0 | 0 | 0 | 0 | 0 | 0 | 0 | 0 | 0 | 0 | 0 | 0 | 0 | 0 | 0 | 0 | 0 | 0 | 0 | 0 | 0 | 0 | 0 | 12
NO |  | 275 | 2012 | 12 | 10 | 10 |  | Eastman Ave | Pulliam SW YD | 138 | 138 | Wood Pole | 0 | 0.08 | 2 | 477.0 kcmil ACSR | 0 | 0 | 0 | 0 | 0 | 0 | 0 | 0 | 0 | 0 | 0 | 0 | 0 | 0 | 0 | 0 | 0 | 0 | 0 | 0 | 0 | 0 | 0 | 12
NO |  | 275 | 2012 | 12 | 11 | 11 |  | Eastman Ave | Pulliam SW YD | 138 | 138 | Wood Pole | 0 | 0.19 | 2 | 477.0 kcmil ACSR | 0 | 0 | 0 | 0 | 0 | 0 | 0 | 0 | 0 | 0 | 0 | 0 | 0 | 0 | 0 | 0 | 0 | 0 | 0 | 0 | 0 | 0 | 0 | 12
NO |  | 275 | 2012 | 12 | 12 | 12 |  | Eastman Ave | Pulliam SW YD | 138 | 138 | Wood Pole | 0 | 0.39 | 2 | 477.0 kcmil ACSR | 0 | 0 | 0 | 0 | 0 | 0 | 0 | 0 | 0 | 0 | 0 | 0 | 0 | 0 | 0 | 0 | 0 | 0 | 0 | 0 | 0 | 0 | 0 | 12
NO |  | 275 | 2012 | 12 | 13 | 13 |  | Eastman Ave | Tower Dr | 138 | 138 | Various | 0.28 | 0 | 1 | 795.0 kcmil ACSR | 0 | 0 | 0 | 0 | 0 | 0 | 0 | 0 | 0 | 0 | 0 | 0 | 0 | 0 | 0 | 0 | 0 | 0 | 0 | 0 | 0 | 0 | 0 | 12
NO |  | 275 | 2012 | 12 | 14 | 14 |  | Eastman Ave | Tower Dr | 138 | 138 | Various | 0 | 0.02 | 2 | 477.0 kcmil ACSR | 0 | 0 | 0 | 0 | 0 | 0 | 0 | 0 | 0 | 0 | 0 | 0 | 0 | 0 | 0 | 0 | 0 | 0 | 0 | 0 | 0 | 0 | 0 | 12
NO |  | 275 | 2012 | 12 | 15 | 15 |  | Eastman Ave | Tower Dr | 138 | 138 | Various | 0 | 0.08 | 2 | 477.0 kcmil ACSR | 0 | 0 | 0 | 0 | 0 | 0 | 0 | 0 | 0 | 0 | 0 | 0 | 0 | 0 | 0 | 0 | 0 | 0 | 0 | 0 | 0 | 0 | 0 | 12
NO |  | 275 | 2012 | 12 | 16 | 16 |  | Eastman Ave | Tower Dr | 138 | 138 | Various | 0 | 0.22 | 2 | 477.0 kcmil ACSR | 0 | 0 | 0 | 0 | 0 | 0 | 0 | 0 | 0 | 0 | 0 | 0 | 0 | 0 | 0 | 0 | 0 | 0 | 0 | 0 | 0 | 0 | 0 | 12
NO |  | 275 | 2012 | 12 | 17 | 17 |  | Eastman Ave | Tower Dr | 138 | 138 | Various | 0 | 0.45 | 2 | 795.0 kcmil ACSR | 0 | 0 | 0 | 0 | 0 | 0 | 0 | 0 | 0 | 0 | 0 | 0 | 0 | 0 | 0 | 0 | 0 | 0 | 0 | 0 | 0 | 0 | 0 | 12
NO |  | 275 | 2012 | 12 | 18 | 18 |  | Eastman Ave | Tower Dr | 138 | 138 | Various | 0.05 | 0 | 1 | 795.0 kcmil ACSR | 0 | 0 | 0 | 0 | 0 | 0 | 0 | 0 | 0 | 0 | 0 | 0 | 0 | 0 | 0 | 0 | 0 | 0 | 0 | 0 | 0 | 0 | 0 | 12
NO |  | 275 | 2012 | 12 | 19 | 19 |  | Eden | Wyoming Valley SW STR | 138 | 138 | H-Frame | 19.37 | 0 | 1 | 795.0 kcmil ACSR | 0 | 0 | 0 | 0 | 0 | 0 | 0 | 0 | 0 | 0 | 0 | 0 | 0 | 0 | 0 | 0 | 0 | 0 | 0 | 0 | 0 | 0 | 0 | 12
NO |  | 275 | 2012 | 12 | 20 | 20 |  | Edgewater SW YD | South Fond Du Lac SW YD | 345 | 345 | Various | 28 | 0 | 1 | 795.0 kcmil ACSR | 0 | 0 | 0 | 0 | 0 | 0 | 0 | 0 | 0 | 0 | 0 | 0 | 0 | 0 | 0 | 0 | 0 | 0 | 0 | 0 | 0 | 0 | 0 | 12
NO |  | 275 | 2012 | 12 | 21 | 21 |  | Edgewater SW YD | South Fond Du Lac SW YD | 345 | 345 | Various | 0 | 7.16 | 2 | 795.0 kcmil ACSR | 0 | 0 | 0 | 0 | 0 | 0 | 0 | 0 | 0 | 0 | 0 | 0 | 0 | 0 | 0 | 0 | 0 | 0 | 0 | 0 | 0 | 0 | 0 | 12
NO |  | 275 | 2012 | 12 | 22 | 22 |  | Edgewater SW YD | South Fond Du Lac SW YD | 345 | 345 | Various | 0 | 3.64 | 2 | 795.0 kcmil ACSR | 0 | 0 | 0 | 0 | 0 | 0 | 0 | 0 | 0 | 0 | 0 | 0 | 0 | 0 | 0 | 0 | 0 | 0 | 0 | 0 | 0 | 0 | 0 | 12
NO |  | 275 | 2012 | 12 | 23 | 23 |  | Edgewater SW YD | South Fond Du Lac SW YD | 345 | 345 | Various | 1.41 | 0 | 1 | 795.0 kcmil ACSR | 0 | 0 | 0 | 0 | 0 | 0 | 0 | 0 | 0 | 0 | 0 | 0 | 0 | 0 | 0 | 0 | 0 | 0 | 0 | 0 | 0 | 0 | 0 | 12
NO |  | 275 | 2012 | 12 | 24 | 24 |  | Edgewater SW YD | Huebner | 138 | 138 | Wood Pole | 2.21 | 0 | 1 | 795.0 kcmil ACSR | 0 | 0 | 0 | 0 | 0 | 0 | 0 | 0 | 0 | 0 | 0 | 0 | 0 | 0 | 0 | 0 | 0 | 0 | 0 | 0 | 0 | 0 | 0 | 12
NO |  | 275 | 2012 | 12 | 25 | 25 |  | Edgewater SW YD | Huebner | 138 | 138 | Wood Pole | 0.03 | 0 | 1 | 795.0 kcmil ACSR | 0 | 0 | 0 | 0 | 0 | 0 | 0 | 0 | 0 | 0 | 0 | 0 | 0 | 0 | 0 | 0 | 0 | 0 | 0 | 0 | 0 | 0 | 0 | 12
NO |  | 275 | 2012 | 12 | 26 | 26 |  | Edgewood | St Martins | 138 | 138 | Lattice Tower | 0.14 | 0 | 1 | 795.0 kcmil ACSR | 0 | 0 | 0 | 0 | 0 | 0 | 0 | 0 | 0 | 0 | 0 | 0 | 0 | 0 | 0 | 0 | 0 | 0 | 0 | 0 | 0 | 0 | 0 | 12
NO |  | 275 | 2012 | 12 | 27 | 27 |  | Edgewood | St Martins | 138 | 138 | Lattice Tower | 0.03 | 0 | 1 | 477.0 kcmil ACSR | 0 | 0 | 0 | 0 | 0 | 0 | 0 | 0 | 0 | 0 | 0 | 0 | 0 | 0 | 0 | 0 | 0 | 0 | 0 | 0 | 0 | 0 | 0 | 12
NO |  | 275 | 2012 | 12 | 28 | 28 |  | Edgewood | St Martins | 138 | 138 | Lattice Tower | 6.98 | 0 | 1 | 3/0 AWG ACSR 6/1 | 0 | 0 | 0 | 0 | 0 | 0 | 0 | 0 | 0 | 0 | 0 | 0 | 0 | 0 | 0 | 0 | 0 | 0 | 0 | 0 | 0 | 0 | 0 | 12
NO |  | 275 | 2012 | 12 | 29 | 29 |  | Edgewood | Mukwonago | 138 | 138 | Lattice Tower | 0.16 | 0 | 1 | 477.0 kcmil ACSR | 0 | 0 | 0 | 0 | 0 | 0 | 0 | 0 | 0 | 0 | 0 | 0 | 0 | 0 | 0 | 0 | 0 | 0 | 0 | 0 | 0 | 0 | 0 | 12
NO |  | 275 | 2012 | 12 | 30 | 30 |  | Edgewood | Mukwonago | 138 | 138 | Lattice Tower | 6.93 | 0 | 1 | 3/0 AWG ACSR 6/1 | 0 | 0 | 0 | 0 | 0 | 0 | 0 | 0 | 0 | 0 | 0 | 0 | 0 | 0 | 0 | 0 | 0 | 0 | 0 | 0 | 0 | 0 | 0 | 12
NO |  | 275 | 2012 | 12 | 31 | 31 |  | Edgewood | Mukwonago | 138 | 138 | Lattice Tower | 0.03 | 0 | 1 | 477.0 kcmil ACSR | 0 | 0 | 0 | 0 | 0 | 0 | 0 | 0 | 0 | 0 | 0 | 0 | 0 | 0 | 0 | 0 | 0 | 0 | 0 | 0 | 0 | 0 | 0 | 12
NO |  | 275 | 2012 | 12 | 32 | 32 |  | Elkhart Lake | Forest Junction | 138 | 138 | Wood Pole | 0 | 11.33 | 2 | 4/0 AWG ACSR 6/1 | 0 | 0 | 0 | 0 | 0 | 0 | 0 | 0 | 0 | 0 | 0 | 0 | 0 | 0 | 0 | 0 | 0 | 0 | 0 | 0 | 0 | 0 | 0 | 12
NO |  | 275 | 2012 | 12 | 33 | 33 |  | Elkhart Lake | Forest Junction | 138 | 138 | Wood Pole | 0 | 17.71 | 2 | 4/0 AWG ACSR 6/1 | 0 | 0 | 0 | 0 | 0 | 0 | 0 | 0 | 0 | 0 | 0 | 0 | 0 | 0 | 0 | 0 | 0 | 0 | 0 | 0 | 0 | 0 | 0 | 12
NO |  | 275 | 2012 | 12 | 34 | 34 |  | Elkhorn | Bristol (ALTE) | 138 | 138 | Wood Pole | 4.38 | 0 | 1 | 795.0 kcmil ACSR | 0 | 0 | 0 | 0 | 0 | 0 | 0 | 0 | 0 | 0 | 0 | 0 | 0 | 0 | 0 | 0 | 0 | 0 | 0 | 0 | 0 | 0 | 0 | 12
NO |  | 275 | 2012 | 12 | 35 | 35 |  | Ellington | Hintz | 138 | 138 | H-Frame | 8.98 | 0 | 1 | 795.0 kcmil ACSR | 0 | 0 | 0 | 0 | 0 | 0 | 0 | 0 | 0 | 0 | 0 | 0 | 0 | 0 | 0 | 0 | 0 | 0 | 0 | 0 | 0 | 0 | 0 | 12
NO |  | 275 | 2012 | 13 | 1 | 1 |  | Ellinwood | Progress | 138 | 138 | H-Frame | 0.01 | 0 | 1 | 477.0 kcmil ACSR | 0 | 0 | 0 | 0 | 0 | 0 | 0 | 0 | 0 | 0 | 0 | 0 | 0 | 0 | 0 | 0 | 0 | 0 | 0 | 0 | 0 | 0 | 0 | 12
NO |  | 275 | 2012 | 13 | 2 | 2 |  | Ellinwood | Progress | 138 | 138 | H-Frame | 0.46 | 0 | 1 | 477.0 kcmil ACSR | 0 | 0 | 0 | 0 | 0 | 0 | 0 | 0 | 0 | 0 | 0 | 0 | 0 | 0 | 0 | 0 | 0 | 0 | 0 | 0 | 0 | 0 | 0 | 12
NO |  | 275 | 2012 | 13 | 3 | 3 |  | Ellinwood | Progress | 138 | 138 | H-Frame | 0.86 | 0 | 1 | 477.0 kcmil ACSR | 0 | 0 | 0 | 0 | 0 | 0 | 0 | 0 | 0 | 0 | 0 | 0 | 0 | 0 | 0 | 0 | 0 | 0 | 0 | 0 | 0 | 0 | 0 | 12
NO |  | 275 | 2012 | 13 | 4 | 4 |  | Elm Road 345 Sws Yd | Arcadian | 345 | 345 | Lattice Tower | 0 | 0.22 | 2 | 2156.0 kcmil ACSR | 0 | 0 | 0 | 0 | 0 | 0 | 0 | 0 | 0 | 0 | 0 | 0 | 0 | 0 | 0 | 0 | 0 | 0 | 0 | 0 | 0 | 0 | 0 | 12
NO |  | 275 | 2012 | 13 | 5 | 5 |  | Elm Road 345 Sws Yd | Arcadian | 345 | 345 | Lattice Tower | 0 | 0.33 | 2 | 2156.0 kcmil ACSR | 0 | 0 | 0 | 0 | 0 | 0 | 0 | 0 | 0 | 0 | 0 | 0 | 0 | 0 | 0 | 0 | 0 | 0 | 0 | 0 | 0 | 0 | 0 | 12
NO |  | 275 | 2012 | 13 | 6 | 6 |  | Elm Road 345 Sws Yd | Arcadian | 345 | 345 | Lattice Tower | 0 | 17.79 | 2 | 2156.0 kcmil ACSR | 0 | 0 | 0 | 0 | 0 | 0 | 0 | 0 | 0 | 0 | 0 | 0 | 0 | 0 | 0 | 0 | 0 | 0 | 0 | 0 | 0 | 0 | 0 | 12
NO |  | 275 | 2012 | 13 | 7 | 7 |  | Elm Road 345 Sws Yd | Arcadian | 345 | 345 | Lattice Tower | 0 | 0.32 | 2 | 2156.0 kcmil ACSR | 0 | 0 | 0 | 0 | 0 | 0 | 0 | 0 | 0 | 0 | 0 | 0 | 0 | 0 | 0 | 0 | 0 | 0 | 0 | 0 | 0 | 0 | 0 | 12
NO |  | 275 | 2012 | 13 | 8 | 8 |  | Elm Road 345 Sws Yd | Arcadian | 345 | 345 | Lattice Tower | 0 | 0.18 | 2 | 2156.0 kcmil ACSR | 0 | 0 | 0 | 0 | 0 | 0 | 0 | 0 | 0 | 0 | 0 | 0 | 0 | 0 | 0 | 0 | 0 | 0 | 0 | 0 | 0 | 0 | 0 | 12
NO |  | 275 | 2012 | 13 | 9 | 9 |  | Elm Road 345 Sws Yd | Arcadian | 345 | 345 | Lattice Tower | 0 | 2.99 | 2 | 2156.0 kcmil ACSR | 0 | 0 | 0 | 0 | 0 | 0 | 0 | 0 | 0 | 0 | 0 | 0 | 0 | 0 | 0 | 0 | 0 | 0 | 0 | 0 | 0 | 0 | 0 | 12
NO |  | 275 | 2012 | 13 | 10 | 10 |  | Elm Road 345 Sws Yd | Arcadian | 345 | 345 | Lattice Tower | 0 | 12.79 | 2 | 2156.0 kcmil ACSR | 0 | 0 | 0 | 0 | 0 | 0 | 0 | 0 | 0 | 0 | 0 | 0 | 0 | 0 | 0 | 0 | 0 | 0 | 0 | 0 | 0 | 0 | 0 | 12
NO |  | 275 | 2012 | 13 | 11 | 11 |  | Elm Road 345 Sws Yd | Oak Creek SW YD | 345 | 345 | Steel Pole | 0.04 | 0 | 1 | 795.0 kcmil ACSR | 0 | 0 | 0 | 0 | 0 | 0 | 0 | 0 | 0 | 0 | 0 | 0 | 0 | 0 | 0 | 0 | 0 | 0 | 0 | 0 | 0 | 0 | 0 | 12
NO |  | 275 | 2012 | 13 | 12 | 12 |  | Elm Road 345 Sws Yd | Oak Creek SW YD | 345 | 345 | Steel Pole | 0.07 | 0 | 1 | 795.0 kcmil ACSR | 0 | 0 | 0 | 0 | 0 | 0 | 0 | 0 | 0 | 0 | 0 | 0 | 0 | 0 | 0 | 0 | 0 | 0 | 0 | 0 | 0 | 0 | 0 | 12
NO |  | 275 | 2012 | 13 | 13 | 13 |  | Elm Road 345 Sws Yd | Oak Creek SW YD | 345 | 345 | Steel Pole | 0.06 | 0 | 1 | 795.0 kcmil ACSR | 0 | 0 | 0 | 0 | 0 | 0 | 0 | 0 | 0 | 0 | 0 | 0 | 0 | 0 | 0 | 0 | 0 | 0 | 0 | 0 | 0 | 0 | 0 | 12
NO |  | 275 | 2012 | 13 | 14 | 14 |  | Elm Road 345 Sws Yd | Oak Creek SW YD | 345 | 345 |  | 833.03 | 630.76 | 644 | 5.0 | 0 | 0 | 0 | 0 | 0 | 0 | 0 | 0 | 0 | 0 | 0 | 0 | 0 | 0 | 0 | 0 | 0 | 0 | 0 | 0 | 0 | 0 | 0 | 12
NO |  | 275 | 2012 | 13 | 15 | 15 |  | Empire Mine | National | 138 | 138 | Wood Pole | 9.11 | 0 | 1 | 605.0 kcmil ACSR | 0 | 0 | 0 | 0 | 0 | 0 | 0 | 0 | 0 | 0 | 0 | 0 | 0 | 0 | 0 | 0 | 0 | 0 | 0 | 0 | 0 | 0 | 0 | 12
NO |  | 275 | 2012 | 13 | 16 | 16 |  | Everett | Haymarket Square | 138 | 138 | UG | 0.05 | 0 | 1 | 2000.0 kcmil Cu-T | 0 | 0 | 0 | 0 | 0 | 0 | 0 | 0 | 0 | 0 | 0 | 0 | 0 | 0 | 0 | 0 | 0 | 0 | 0 | 0 | 0 | 0 | 0 | 12
NO |  | 275 | 2012 | 13 | 17 | 17 |  | Everett | Haymarket Square | 138 | 138 | UG | 0.12 | 0 | 1 | 1250.0 kcmil Cu-T | 0 | 0 | 0 | 0 | 0 | 0 | 0 | 0 | 0 | 0 | 0 | 0 | 0 | 0 | 0 | 0 | 0 | 0 | 0 | 0 | 0 | 0 | 0 | 12
NO |  | 275 | 2012 | 13 | 18 | 18 |  | Everett | Haymarket Square | 138 | 138 | UG | 0.65 | 0 | 1 | 1250.0 kcmil Cu-T | 0 | 0 | 0 | 0 | 0 | 0 | 0 | 0 | 0 | 0 | 0 | 0 | 0 | 0 | 0 | 0 | 0 | 0 | 0 | 0 | 0 | 0 | 0 | 12
NO |  | 275 | 2012 | 13 | 19 | 19 |  | Everett | Haymarket Square | 138 | 138 | UG | 0.11 | 0 | 1 | 1250.0 kcmil Cu-T | 0 | 0 | 0 | 0 | 0 | 0 | 0 | 0 | 0 | 0 | 0 | 0 | 0 | 0 | 0 | 0 | 0 | 0 | 0 | 0 | 0 | 0 | 0 | 12
NO |  | 275 | 2012 | 13 | 20 | 20 |  | Falls | Morgan | 138 | 138 | Steel Pole | 0 | 4.55 | 2 | 477.0 kcmil ACSR | 0 | 0 | 0 | 0 | 0 | 0 | 0 | 0 | 0 | 0 | 0 | 0 | 0 | 0 | 0 | 0 | 0 | 0 | 0 | 0 | 0 | 0 | 0 | 12
NO |  | 275 | 2012 | 13 | 21 | 21 |  | Falls | Morgan | 138 | 138 | Steel Pole | 0 | 0.23 | 2 | 795.0 kcmil ACSR | 0 | 0 | 0 | 0 | 0 | 0 | 0 | 0 | 0 | 0 | 0 | 0 | 0 | 0 | 0 | 0 | 0 | 0 | 0 | 0 | 0 | 0 | 0 | 12
NO |  | 275 | 2012 | 13 | 22 | 22 |  | Falls | Morgan | 138 | 138 | Steel Pole | 0 | 4.5 | 2 | 477.0 kcmil ACSR | 0 | 0 | 0 | 0 | 0 | 0 | 0 | 0 | 0 | 0 | 0 | 0 | 0 | 0 | 0 | 0 | 0 | 0 | 0 | 0 | 0 | 0 | 0 | 12
NO |  | 275 | 2012 | 13 | 23 | 23 |  | Femrite 138/69 kV | Sprecher | 138 | 138 | Steel Pole | 0 | 0.03 | 2 | 477.0 kcmil ACSR | 0 | 0 | 0 | 0 | 0 | 0 | 0 | 0 | 0 | 0 | 0 | 0 | 0 | 0 | 0 | 0 | 0 | 0 | 0 | 0 | 0 | 0 | 0 | 12
NO |  | 275 | 2012 | 13 | 24 | 24 |  | Femrite 138/69 kV | Sprecher | 138 | 138 | Steel Pole | 0 | 0.71 | 2 | 477.0 kcmil ACSR | 0 | 0 | 0 | 0 | 0 | 0 | 0 | 0 | 0 | 0 | 0 | 0 | 0 | 0 | 0 | 0 | 0 | 0 | 0 | 0 | 0 | 0 | 0 | 12
NO |  | 275 | 2012 | 13 | 25 | 25 |  | Femrite 138/69 kV | Sprecher | 138 | 138 | Steel Pole | 1.12 | 0 | 1 | 477.0 kcmil ACSR | 0 | 0 | 0 | 0 | 0 | 0 | 0 | 0 | 0 | 0 | 0 | 0 | 0 | 0 | 0 | 0 | 0 | 0 | 0 | 0 | 0 | 0 | 0 | 12
NO |  | 275 | 2012 | 13 | 26 | 26 |  | Femrite 138/69 kV | Sprecher | 138 | 138 | Steel Pole | 1.37 | 0 | 1 | 2500 kcmil Cu-Typ | 0 | 0 | 0 | 0 | 0 | 0 | 0 | 0 | 0 | 0 | 0 | 0 | 0 | 0 | 0 | 0 | 0 | 0 | 0 | 0 | 0 | 0 | 0 | 12
NO |  | 275 | 2012 | 13 | 27 | 27 |  | Fiebrantz | Cornell - Milwaukee | 138 | 138 | UG | 0.45 | 0 | 1 | 1250.0 kcmil Cu-T | 0 | 0 | 0 | 0 | 0 | 0 | 0 | 0 | 0 | 0 | 0 | 0 | 0 | 0 | 0 | 0 | 0 | 0 | 0 | 0 | 0 | 0 | 0 | 12
NO |  | 275 | 2012 | 13 | 28 | 28 |  | Fiebrantz Tap | Cornell - Milwaukee | 138 | 138 | Various | 0.01 | 0 | 1 | 2156.0 kcmil ACSR | 0 | 0 | 0 | 0 | 0 | 0 | 0 | 0 | 0 | 0 | 0 | 0 | 0 | 0 | 0 | 0 | 0 | 0 | 0 | 0 | 0 | 0 | 0 | 12
NO |  | 275 | 2012 | 13 | 29 | 29 |  | Fiebrantz Tap | Fiebrantz | 138 | 138 | Various | 0.47 | 0 | 1 | 477.0 kcmil ACSR | 0 | 0 | 0 | 0 | 0 | 0 | 0 | 0 | 0 | 0 | 0 | 0 | 0 | 0 | 0 | 0 | 0 | 0 | 0 | 0 | 0 | 0 | 0 | 12
NO |  | 275 | 2012 | 13 | 30 | 30 |  | Fitzgerald | Ellinwood | 138 | 138 | Various | 0 | 0.15 | 2 | 795.0 kcmil ACSR | 0 | 0 | 0 | 0 | 0 | 0 | 0 | 0 | 0 | 0 | 0 | 0 | 0 | 0 | 0 | 0 | 0 | 0 | 0 | 0 | 0 | 0 | 0 | 12
NO |  | 275 | 2012 | 13 | 31 | 31 |  | Fitzgerald | Ellinwood | 138 | 138 | Various | 0 | 1.21 | 2 | 795.0 kcmil ACSR | 0 | 0 | 0 | 0 | 0 | 0 | 0 | 0 | 0 | 0 | 0 | 0 | 0 | 0 | 0 | 0 | 0 | 0 | 0 | 0 | 0 | 0 | 0 | 12
NO |  | 275 | 2012 | 13 | 32 | 32 |  | Fitzgerald | Ellinwood | 138 | 138 | Various | 0 | 0.14 | 2 | 795.0 kcmil ACSR | 0 | 0 | 0 | 0 | 0 | 0 | 0 | 0 | 0 | 0 | 0 | 0 | 0 | 0 | 0 | 0 | 0 | 0 | 0 | 0 | 0 | 0 | 0 | 12
NO |  | 275 | 2012 | 13 | 33 | 33 |  | Fitzgerald | Ellinwood | 138 | 138 | Various | 0 | 2.55 | 2 | 795.0 kcmil ACSR | 0 | 0 | 0 | 0 | 0 | 0 | 0 | 0 | 0 | 0 | 0 | 0 | 0 | 0 | 0 | 0 | 0 | 0 | 0 | 0 | 0 | 0 | 0 | 12
NO |  | 275 | 2012 | 13 | 34 | 34 |  | Fitzgerald | Ellinwood | 138 | 138 | Various | 0 | 0.6 | 2 | 795.0 kcmil ACSR | 0 | 0 | 0 | 0 | 0 | 0 | 0 | 0 | 0 | 0 | 0 | 0 | 0 | 0 | 0 | 0 | 0 | 0 | 0 | 0 | 0 | 0 | 0 | 12
NO |  | 275 | 2012 | 13 | 35 | 35 |  | Fitzgerald | Ellinwood | 138 | 138 | Various | 0 | 0.22 | 2 | 795.0 kcmil ACSR | 0 | 0 | 0 | 0 | 0 | 0 | 0 | 0 | 0 | 0 | 0 | 0 | 0 | 0 | 0 | 0 | 0 | 0 | 0 | 0 | 0 | 0 | 0 | 12
NO |  | 275 | 2012 | 14 | 1 | 1 |  | Fitzgerald | Ellinwood | 138 | 138 | Various | 0 | 0.89 | 2 | 795.0 kcmil ACSR | 0 | 0 | 0 | 0 | 0 | 0 | 0 | 0 | 0 | 0 | 0 | 0 | 0 | 0 | 0 | 0 | 0 | 0 | 0 | 0 | 0 | 0 | 0 | 12
NO |  | 275 | 2012 | 14 | 2 | 2 |  | Forest | South Fond Du Lac SW YD | 138 | 138 | Wood Pole | 2.05 | 0 | 1 | 795.0 kcmil ACSR | 0 | 0 | 0 | 0 | 0 | 0 | 0 | 0 | 0 | 0 | 0 | 0 | 0 | 0 | 0 | 0 | 0 | 0 | 0 | 0 | 0 | 0 | 0 | 12
NO |  | 275 | 2012 | 14 | 3 | 3 |  | Forest | South Fond Du Lac SW YD | 138 | 138 | Wood Pole | 1.44 | 0 | 1 | 795.0 kcmil ACSR | 0 | 0 | 0 | 0 | 0 | 0 | 0 | 0 | 0 | 0 | 0 | 0 | 0 | 0 | 0 | 0 | 0 | 0 | 0 | 0 | 0 | 0 | 0 | 12
NO |  | 275 | 2012 | 14 | 4 | 4 |  | Forest | South Fond Du Lac SW YD | 138 | 138 | Wood Pole | 1.68 | 0 | 1 | 795.0 kcmil ACSR | 0 | 0 | 0 | 0 | 0 | 0 | 0 | 0 | 0 | 0 | 0 | 0 | 0 | 0 | 0 | 0 | 0 | 0 | 0 | 0 | 0 | 0 | 0 | 12
NO |  | 275 | 2012 | 14 | 5 | 5 |  | Forest | South Fond Du Lac SW YD | 138 | 138 | Wood Pole | 0.04 | 0 | 1 | 795.0 kcmil ACSR | 0 | 0 | 0 | 0 | 0 | 0 | 0 | 0 | 0 | 0 | 0 | 0 | 0 | 0 | 0 | 0 | 0 | 0 | 0 | 0 | 0 | 0 | 0 | 12
NO |  | 275 | 2012 | 14 | 6 | 6 |  | Forest Junction | Lake Park | 138 | 138 | Lattice Tower | 0 | 1.05 | 2 | 795.0 kcmil ACSR | 0 | 0 | 0 | 0 | 0 | 0 | 0 | 0 | 0 | 0 | 0 | 0 | 0 | 0 | 0 | 0 | 0 | 0 | 0 | 0 | 0 | 0 | 0 | 12
NO |  | 275 | 2012 | 14 | 7 | 7 |  | Forest Junction | Lake Park | 138 | 138 | Lattice Tower | 0 | 1.35 | 2 | 795.0 kcmil ACSR | 0 | 0 | 0 | 0 | 0 | 0 | 0 | 0 | 0 | 0 | 0 | 0 | 0 | 0 | 0 | 0 | 0 | 0 | 0 | 0 | 0 | 0 | 0 | 12
NO |  | 275 | 2012 | 14 | 8 | 8 |  | Forest Junction | Lake Park | 138 | 138 | Lattice Tower | 0.08 | 0 | 1 | 795.0 kcmil ACSR | 0 | 0 | 0 | 0 | 0 | 0 | 0 | 0 | 0 | 0 | 0 | 0 | 0 | 0 | 0 | 0 | 0 | 0 | 0 | 0 | 0 | 0 | 0 | 12
NO |  | 275 | 2012 | 14 | 9 | 9 |  | Forest Junction | Lake Park | 138 | 138 | Lattice Tower | 0.03 | 0 | 1 | 795.0 kcmil ACSR | 0 | 0 | 0 | 0 | 0 | 0 | 0 | 0 | 0 | 0 | 0 | 0 | 0 | 0 | 0 | 0 | 0 | 0 | 0 | 0 | 0 | 0 | 0 | 12
NO |  | 275 | 2012 | 14 | 10 | 10 |  | Forest Junction | Lake Park | 138 | 138 | Lattice Tower | 0 | 9.17 | 2 | 795.0 kcmil ACSR | 0 | 0 | 0 | 0 | 0 | 0 | 0 | 0 | 0 | 0 | 0 | 0 | 0 | 0 | 0 | 0 | 0 | 0 | 0 | 0 | 0 | 0 | 0 | 12
NO |  | 275 | 2012 | 14 | 11 | 11 |  | Forest Junction | Lake Park | 138 | 138 | Lattice Tower | 0 | 0.23 | 2 | 795.0 kcmil ACSR | 0 | 0 | 0 | 0 | 0 | 0 | 0 | 0 | 0 | 0 | 0 | 0 | 0 | 0 | 0 | 0 | 0 | 0 | 0 | 0 | 0 | 0 | 0 | 12
NO |  | 275 | 2012 | 14 | 12 | 12 |  | Forest Junction | Kaukauna Central Tap | 138 | 138 | Wood Pole | 0 | 9.37 | 2 | 795.0 kcmil ACSR | 0 | 0 | 0 | 0 | 0 | 0 | 0 | 0 | 0 | 0 | 0 | 0 | 0 | 0 | 0 | 0 | 0 | 0 | 0 | 0 | 0 | 0 | 0 | 12
NO |  | 275 | 2012 | 14 | 13 | 13 |  | Forest Junction | Rockland (WPS) | 138 | 138 | Steel Pole | 0 | 0.03 | 2 | 795.0 kcmil ACSR | 0 | 0 | 0 | 0 | 0 | 0 | 0 | 0 | 0 | 0 | 0 | 0 | 0 | 0 | 0 | 0 | 0 | 0 | 0 | 0 | 0 | 0 | 0 | 12
NO |  | 275 | 2012 | 14 | 14 | 14 |  | Forest Junction | Rockland (WPS) | 138 | 138 | Steel Pole | 0 | 8.69 | 2 | 795.0 kcmil ACSR | 0 | 0 | 0 | 0 | 0 | 0 | 0 | 0 | 0 | 0 | 0 | 0 | 0 | 0 | 0 | 0 | 0 | 0 | 0 | 0 | 0 | 0 | 0 | 12
NO |  | 275 | 2012 | 14 | 15 | 15 |  | Forest Junction | Rockland (WPS) | 138 | 138 | Steel Pole | 0 | 0.12 | 2 | 795.0 kcmil ACSR | 0 | 0 | 0 | 0 | 0 | 0 | 0 | 0 | 0 | 0 | 0 | 0 | 0 | 0 | 0 | 0 | 0 | 0 | 0 | 0 | 0 | 0 | 0 | 12
NO |  | 275 | 2012 | 14 | 16 | 16 |  | Forest Junction | Rockland (WPS) | 138 | 138 | Steel Pole | 0 | 3.01 | 2 | 795.0 kcmil ACSR | 0 | 0 | 0 | 0 | 0 | 0 | 0 | 0 | 0 | 0 | 0 | 0 | 0 | 0 | 0 | 0 | 0 | 0 | 0 | 0 | 0 | 0 | 0 | 12
NO |  | 275 | 2012 | 14 | 17 | 17 |  | Forest Junction | Rockland (WPS) | 138 | 138 | Steel Pole | 0 | 1.37 | 2 | 795.0 kcmil ACSR | 0 | 0 | 0 | 0 | 0 | 0 | 0 | 0 | 0 | 0 | 0 | 0 | 0 | 0 | 0 | 0 | 0 | 0 | 0 | 0 | 0 | 0 | 0 | 12
NO |  | 275 | 2012 | 14 | 18 | 18 |  | Forest Junction | Rockland (WPS) | 138 | 138 | Steel Pole | 0 | 0.02 | 2 | 795.0 kcmil ACSR | 0 | 0 | 0 | 0 | 0 | 0 | 0 | 0 | 0 | 0 | 0 | 0 | 0 | 0 | 0 | 0 | 0 | 0 | 0 | 0 | 0 | 0 | 0 | 12
NO |  | 275 | 2012 | 14 | 19 | 19 |  | Forest Junction | Howards Grove | 138 | 138 | Various | 0.35 | 0 | 1 | 1033.5 kcmil ACSR | 0 | 0 | 0 | 0 | 0 | 0 | 0 | 0 | 0 | 0 | 0 | 0 | 0 | 0 | 0 | 0 | 0 | 0 | 0 | 0 | 0 | 0 | 0 | 12
NO |  | 275 | 2012 | 14 | 20 | 20 |  | Forest Junction | Howards Grove | 138 | 138 | Various | 0 | 2.44 | 2 | 477.0 kcmil ACSR | 0 | 0 | 0 | 0 | 0 | 0 | 0 | 0 | 0 | 0 | 0 | 0 | 0 | 0 | 0 | 0 | 0 | 0 | 0 | 0 | 0 | 0 | 0 | 12
NO |  | 275 | 2012 | 14 | 21 | 21 |  | Forest Junction | Howards Grove | 138 | 138 | Various | 0 | 12.37 | 2 | 1033.5 kcmil ACSR | 0 | 0 | 0 | 0 | 0 | 0 | 0 | 0 | 0 | 0 | 0 | 0 | 0 | 0 | 0 | 0 | 0 | 0 | 0 | 0 | 0 | 0 | 0 | 12
NO |  | 275 | 2012 | 14 | 22 | 22 |  | Forest Junction | Howards Grove | 138 | 138 | Various | 0.19 | 0 | 1 | 1033.5 kcmil ACSR | 0 | 0 | 0 | 0 | 0 | 0 | 0 | 0 | 0 | 0 | 0 | 0 | 0 | 0 | 0 | 0 | 0 | 0 | 0 | 0 | 0 | 0 | 0 | 12
NO |  | 275 | 2012 | 14 | 23 | 23 |  | Forest Junction | Howards Grove | 138 | 138 | Various | 0.96 | 0 | 1 | 1033.5 kcmil ACSR | 0 | 0 | 0 | 0 | 0 | 0 | 0 | 0 | 0 | 0 | 0 | 0 | 0 | 0 | 0 | 0 | 0 | 0 | 0 | 0 | 0 | 0 | 0 | 12
NO |  | 275 | 2012 | 14 | 24 | 24 |  | Forest Junction | Howards Grove | 138 | 138 | Various | 0 | 12.75 | 2 | 1033.5 kcmil ACSR | 0 | 0 | 0 | 0 | 0 | 0 | 0 | 0 | 0 | 0 | 0 | 0 | 0 | 0 | 0 | 0 | 0 | 0 | 0 | 0 | 0 | 0 | 0 | 12
NO |  | 275 | 2012 | 14 | 25 | 25 |  | Forest Junction | Howards Grove | 138 | 138 | Various | 0 | 1.35 | 2 | 1033.5 kcmil ACSR | 0 | 0 | 0 | 0 | 0 | 0 | 0 | 0 | 0 | 0 | 0 | 0 | 0 | 0 | 0 | 0 | 0 | 0 | 0 | 0 | 0 | 0 | 0 | 12
NO |  | 275 | 2012 | 14 | 26 | 26 |  | Forest Junction | Howards Grove | 138 | 138 | Various | 0 | 10.63 | 2 | 1033.5 kcmil ACSR | 0 | 0 | 0 | 0 | 0 | 0 | 0 | 0 | 0 | 0 | 0 | 0 | 0 | 0 | 0 | 0 | 0 | 0 | 0 | 0 | 0 | 0 | 0 | 12
NO |  | 275 | 2012 | 14 | 27 | 27 |  | Forest Junction | Tecumseh Rd | 138 | 138 | Lattice Tower | 0 | 17.78 | 2 | 336.4 kcmil ACSR | 0 | 0 | 0 | 0 | 0 | 0 | 0 | 0 | 0 | 0 | 0 | 0 | 0 | 0 | 0 | 0 | 0 | 0 | 0 | 0 | 0 | 0 | 0 | 12
NO |  | 275 | 2012 | 14 | 28 | 28 |  | Forest Junction | Cypress SW YD | 345 | 345 | H-Frame | 27.78 | 0 | 1 | 2156.0 kcmil ACSR | 0 | 0 | 0 | 0 | 0 | 0 | 0 | 0 | 0 | 0 | 0 | 0 | 0 | 0 | 0 | 0 | 0 | 0 | 0 | 0 | 0 | 0 | 0 | 12
NO |  | 275 | 2012 | 14 | 29 | 29 |  | Forest Junction | Cypress SW YD | 345 | 345 | H-Frame | 0.12 | 0 | 1 | 2156.0 kcmil ACSR | 0 | 0 | 0 | 0 | 0 | 0 | 0 | 0 | 0 | 0 | 0 | 0 | 0 | 0 | 0 | 0 | 0 | 0 | 0 | 0 | 0 | 0 | 0 | 12
NO |  | 275 | 2012 | 14 | 30 | 30 |  | Forest Junction | Glenview | 138 | 138 | Wood Pole | 4.52 | 0 | 1 | 477.0 kcmil ACSR | 0 | 0 | 0 | 0 | 0 | 0 | 0 | 0 | 0 | 0 | 0 | 0 | 0 | 0 | 0 | 0 | 0 | 0 | 0 | 0 | 0 | 0 | 0 | 12
NO |  | 275 | 2012 | 14 | 31 | 31 |  | Forsyth | Empire Mine | 138 | 138 | Wood Pole | 17.4 | 0 | 1 | 605.0 kcmil ACSR | 0 | 0 | 0 | 0 | 0 | 0 | 0 | 0 | 0 | 0 | 0 | 0 | 0 | 0 | 0 | 0 | 0 | 0 | 0 | 0 | 0 | 0 | 0 | 12
NO |  | 275 | 2012 | 14 | 32 | 32 |  | Forsyth | Munising | 138 | 138 | Wood Pole | 1.21 | 0 | 1 | 336.4 kcmil ACSR | 0 | 0 | 0 | 0 | 0 | 0 | 0 | 0 | 0 | 0 | 0 | 0 | 0 | 0 | 0 | 0 | 0 | 0 | 0 | 0 | 0 | 0 | 0 | 12
NO |  | 275 | 2012 | 14 | 33 | 33 |  | Forsyth | Munising | 138 | 138 | Wood Pole | 0 | 0.57 | 2 | 336.4 kcmil ACSR | 0 | 0 | 0 | 0 | 0 | 0 | 0 | 0 | 0 | 0 | 0 | 0 | 0 | 0 | 0 | 0 | 0 | 0 | 0 | 0 | 0 | 0 | 0 | 12
NO |  | 275 | 2012 | 14 | 34 | 34 |  | Forsyth | Munising | 138 | 138 | Wood Pole | 0 | 1.87 | 2 | 336.4 kcmil ACSR | 0 | 0 | 0 | 0 | 0 | 0 | 0 | 0 | 0 | 0 | 0 | 0 | 0 | 0 | 0 | 0 | 0 | 0 | 0 | 0 | 0 | 0 | 0 | 12
NO |  | 275 | 2012 | 14 | 35 | 35 |  | Forsyth | Munising | 138 | 138 | Wood Pole | 0 | 0.25 | 2 | 336.4 kcmil ACSR | 0 | 0 | 0 | 0 | 0 | 0 | 0 | 0 | 0 | 0 | 0 | 0 | 0 | 0 | 0 | 0 | 0 | 0 | 0 | 0 | 0 | 0 | 0 | 12
NO |  | 275 | 2012 | 15 | 1 | 1 |  | Forsyth | Munising | 138 | 138 | Wood Pole | 0 | 0.77 | 2 | 336.4 kcmil ACSR | 0 | 0 | 0 | 0 | 0 | 0 | 0 | 0 | 0 | 0 | 0 | 0 | 0 | 0 | 0 | 0 | 0 | 0 | 0 | 0 | 0 | 0 | 0 | 12
NO |  | 275 | 2012 | 15 | 2 | 2 |  | Forsyth | Munising | 138 | 138 | Wood Pole | 5.13 | 0 | 1 | 336.4 kcmil ACSR | 0 | 0 | 0 | 0 | 0 | 0 | 0 | 0 | 0 | 0 | 0 | 0 | 0 | 0 | 0 | 0 | 0 | 0 | 0 | 0 | 0 | 0 | 0 | 12
NO |  | 275 | 2012 | 15 | 3 | 3 |  | Forsyth | Munising | 138 | 138 | Wood Pole | 4.55 | 0 | 1 | 336.4 kcmil ACSR | 0 | 0 | 0 | 0 | 0 | 0 | 0 | 0 | 0 | 0 | 0 | 0 | 0 | 0 | 0 | 0 | 0 | 0 | 0 | 0 | 0 | 0 | 0 | 12
NO |  | 275 | 2012 | 15 | 4 | 4 |  | Forsyth | Munising | 138 | 138 | Wood Pole | 0 | 0.29 | 2 | 336.4 kcmil ACSR | 0 | 0 | 0 | 0 | 0 | 0 | 0 | 0 | 0 | 0 | 0 | 0 | 0 | 0 | 0 | 0 | 0 | 0 | 0 | 0 | 0 | 0 | 0 | 12
NO |  | 275 | 2012 | 15 | 5 | 5 |  | Forsyth | Munising | 138 | 138 | Wood Pole | 6.54 | 0 | 1 | 336.4 kcmil ACSR | 0 | 0 | 0 | 0 | 0 | 0 | 0 | 0 | 0 | 0 | 0 | 0 | 0 | 0 | 0 | 0 | 0 | 0 | 0 | 0 | 0 | 0 | 0 | 12
NO |  | 275 | 2012 | 15 | 6 | 6 |  | Forsyth | Munising | 138 | 138 | Wood Pole | 0 | 0.58 | 2 | 336.4 kcmil ACSR | 0 | 0 | 0 | 0 | 0 | 0 | 0 | 0 | 0 | 0 | 0 | 0 | 0 | 0 | 0 | 0 | 0 | 0 | 0 | 0 | 0 | 0 | 0 | 12
NO |  | 275 | 2012 | 15 | 7 | 7 |  | Forsyth | Munising | 138 | 138 | Wood Pole | 0.05 | 0 | 1 | 336.4 kcmil ACSR | 0 | 0 | 0 | 0 | 0 | 0 | 0 | 0 | 0 | 0 | 0 | 0 | 0 | 0 | 0 | 0 | 0 | 0 | 0 | 0 | 0 | 0 | 0 | 12
NO |  | 275 | 2012 | 15 | 8 | 8 |  | Forsyth | Munising | 138 | 138 | Wood Pole | 0.83 | 0 | 1 | 336.4 kcmil ACSR | 0 | 0 | 0 | 0 | 0 | 0 | 0 | 0 | 0 | 0 | 0 | 0 | 0 | 0 | 0 | 0 | 0 | 0 | 0 | 0 | 0 | 0 | 0 | 12
NO |  | 275 | 2012 | 15 | 9 | 9 |  | Forsyth | Munising | 138 | 138 | Wood Pole | 1.14 | 0 | 1 | 336.4 kcmil ACSR | 0 | 0 | 0 | 0 | 0 | 0 | 0 | 0 | 0 | 0 | 0 | 0 | 0 | 0 | 0 | 0 | 0 | 0 | 0 | 0 | 0 | 0 | 0 | 12
NO |  | 275 | 2012 | 15 | 10 | 10 |  | Forsyth | Munising | 138 | 138 | Wood Pole | 4.8 | 0 | 1 | 336.4 kcmil ACSR | 0 | 0 | 0 | 0 | 0 | 0 | 0 | 0 | 0 | 0 | 0 | 0 | 0 | 0 | 0 | 0 | 0 | 0 | 0 | 0 | 0 | 0 | 0 | 12
NO |  | 275 | 2012 | 15 | 11 | 11 |  | Forsyth | Munising | 138 | 138 | Wood Pole | 0 | 2 | 2 | 336.4 kcmil ACSR | 0 | 0 | 0 | 0 | 0 | 0 | 0 | 0 | 0 | 0 | 0 | 0 | 0 | 0 | 0 | 0 | 0 | 0 | 0 | 0 | 0 | 0 | 0 | 12
NO |  | 275 | 2012 | 15 | 12 | 12 |  | Forsyth | Munising | 138 | 138 | Wood Pole | 0 | 0.66 | 2 | 336.4 kcmil ACSR | 0 | 0 | 0 | 0 | 0 | 0 | 0 | 0 | 0 | 0 | 0 | 0 | 0 | 0 | 0 | 0 | 0 | 0 | 0 | 0 | 0 | 0 | 0 | 12
NO |  | 275 | 2012 | 15 | 13 | 13 |  | Forsyth | Munising | 138 | 138 | Wood Pole | 0 | 0.46 | 2 | 336.4 kcmil ACSR | 0 | 0 | 0 | 0 | 0 | 0 | 0 | 0 | 0 | 0 | 0 | 0 | 0 | 0 | 0 | 0 | 0 | 0 | 0 | 0 | 0 | 0 | 0 | 12
NO |  | 275 | 2012 | 15 | 14 | 14 |  | Forsyth | Munising | 138 | 138 | Wood Pole | 0 | 2.47 | 2 | 336.4 kcmil ACSR | 0 | 0 | 0 | 0 | 0 | 0 | 0 | 0 | 0 | 0 | 0 | 0 | 0 | 0 | 0 | 0 | 0 | 0 | 0 | 0 | 0 | 0 | 0 | 12
NO |  | 275 | 2012 | 15 | 15 | 15 |  | Forsyth | Munising | 138 | 138 | Wood Pole | 0 | 3.06 | 2 | 336.4 kcmil ACSR | 0 | 0 | 0 | 0 | 0 | 0 | 0 | 0 | 0 | 0 | 0 | 0 | 0 | 0 | 0 | 0 | 0 | 0 | 0 | 0 | 0 | 0 | 0 | 12
NO |  | 275 | 2012 | 15 | 16 | 16 |  | Forsyth | Munising | 138 | 138 | Wood Pole | 0 | 2.01 | 2 | 336.4 kcmil ACSR | 0 | 0 | 0 | 0 | 0 | 0 | 0 | 0 | 0 | 0 | 0 | 0 | 0 | 0 | 0 | 0 | 0 | 0 | 0 | 0 | 0 | 0 | 0 | 12
NO |  | 275 | 2012 | 15 | 17 | 17 |  | Forsyth | Munising | 138 | 138 | Wood Pole | 0 | 3.66 | 2 | 336.4 kcmil ACSR | 0 | 0 | 0 | 0 | 0 | 0 | 0 | 0 | 0 | 0 | 0 | 0 | 0 | 0 | 0 | 0 | 0 | 0 | 0 | 0 | 0 | 0 | 0 | 12
NO |  | 275 | 2012 | 15 | 18 | 18 |  | Forsyth | Munising | 138 | 138 | Wood Pole | 0.11 | 0 | 1 | 336.4 kcmil ACSR | 0 | 0 | 0 | 0 | 0 | 0 | 0 | 0 | 0 | 0 | 0 | 0 | 0 | 0 | 0 | 0 | 0 | 0 | 0 | 0 | 0 | 0 | 0 | 12
NO |  | 275 | 2012 | 15 | 19 | 19 |  | Forsyth | Munising | 138 | 138 | Wood Pole | 0 | 2.6 | 2 | 336.4 kcmil ACSR | 0 | 0 | 0 | 0 | 0 | 0 | 0 | 0 | 0 | 0 | 0 | 0 | 0 | 0 | 0 | 0 | 0 | 0 | 0 | 0 | 0 | 0 | 0 | 12
NO |  | 275 | 2012 | 15 | 20 | 20 |  | Fox Hills Tap | Fox Hills | 138 | 138 | H-Frame | 0.02 | 0 | 1 | 336.4 kcmil ACSR | 0 | 0 | 0 | 0 | 0 | 0 | 0 | 0 | 0 | 0 | 0 | 0 | 0 | 0 | 0 | 0 | 0 | 0 | 0 | 0 | 0 | 0 | 0 | 12
NO |  | 275 | 2012 | 15 | 21 | 21 |  | Fox Hills Tap | Lake Delton | 138 | 138 | H-Frame | 0.01 | 0 | 1 | 336.4 kcmil ACSR | 0 | 0 | 0 | 0 | 0 | 0 | 0 | 0 | 0 | 0 | 0 | 0 | 0 | 0 | 0 | 0 | 0 | 0 | 0 | 0 | 0 | 0 | 0 | 12
NO |  | 275 | 2012 | 15 | 22 | 22 |  | Fox Lake SW STR (ALTE) | North Beaver Dam | 138 | 138 | Wood Pole | 8.07 | 0 | 1 | 336.4 kcmil ACSR | 0 | 0 | 0 | 0 | 0 | 0 | 0 | 0 | 0 | 0 | 0 | 0 | 0 | 0 | 0 | 0 | 0 | 0 | 0 | 0 | 0 | 0 | 0 | 12
NO |  | 275 | 2012 | 15 | 23 | 23 |  | Fox Lake SW STR (ALTE) | Fox Lake (ALTE) | 138 | 138 | Wood Pole | 0.01 | 0 | 1 | 336.4 kcmil ACSR | 0 | 0 | 0 | 0 | 0 | 0 | 0 | 0 | 0 | 0 | 0 | 0 | 0 | 0 | 0 | 0 | 0 | 0 | 0 | 0 | 0 | 0 | 0 | 12
NO |  | 275 | 2012 | 15 | 24 | 24 |  | Fox River SW YRD | Point Beach SW YD | 345 | 345 | H-Frame | 4.73 | 0 | 1 | 2156.0 kcmil ACSR | 0 | 0 | 0 | 0 | 0 | 0 | 0 | 0 | 0 | 0 | 0 | 0 | 0 | 0 | 0 | 0 | 0 | 0 | 0 | 0 | 0 | 0 | 0 | 12
NO |  | 275 | 2012 | 15 | 25 | 25 |  | Fox River SW YRD | Point Beach SW YD | 345 | 345 | H-Frame | 29.54 | 0 | 1 | 2156.0 kcmil ACSR | 0 | 0 | 0 | 0 | 0 | 0 | 0 | 0 | 0 | 0 | 0 | 0 | 0 | 0 | 0 | 0 | 0 | 0 | 0 | 0 | 0 | 0 | 0 | 12
NO |  | 275 | 2012 | 15 | 26 | 26 |  | Fox River SW YRD | North Appleton | 345 | 345 | H-Frame | 7.97 | 0 | 1 | 2156.0 kcmil ACSR | 0 | 0 | 0 | 0 | 0 | 0 | 0 | 0 | 0 | 0 | 0 | 0 | 0 | 0 | 0 | 0 | 0 | 0 | 0 | 0 | 0 | 0 | 0 | 12
NO |  | 275 | 2012 | 15 | 27 | 27 |  | Fox River SW YRD | Forest Junction | 345 | 345 | H-Frame | 0.89 | 0 | 1 | 2156.0 kcmil ACSR | 0 | 0 | 0 | 0 | 0 | 0 | 0 | 0 | 0 | 0 | 0 | 0 | 0 | 0 | 0 | 0 | 0 | 0 | 0 | 0 | 0 | 0 | 0 | 12
NO |  | 275 | 2012 | 15 | 28 | 28 |  | Fox River SW YRD | Forest Junction | 345 | 345 | H-Frame | 6.37 | 0 | 1 | 2156.0 kcmil ACSR | 0 | 0 | 0 | 0 | 0 | 0 | 0 | 0 | 0 | 0 | 0 | 0 | 0 | 0 | 0 | 0 | 0 | 0 | 0 | 0 | 0 | 0 | 0 | 12
NO |  | 275 | 2012 | 15 | 29 | 29 |  | Fox River SW YRD | Forest Junction | 345 | 345 | H-Frame | 0.2 | 0 | 1 | 2156.0 kcmil ACSR | 0 | 0 | 0 | 0 | 0 | 0 | 0 | 0 | 0 | 0 | 0 | 0 | 0 | 0 | 0 | 0 | 0 | 0 | 0 | 0 | 0 | 0 | 0 | 12
NO |  | 275 | 2012 | 15 | 30 | 30 |  | Fox River SW YRD | Forest Junction | 345 | 345 | H-Frame | 0.68 | 0 | 1 | 2156.0 kcmil ACSR | 0 | 0 | 0 | 0 | 0 | 0 | 0 | 0 | 0 | 0 | 0 | 0 | 0 | 0 | 0 | 0 | 0 | 0 | 0 | 0 | 0 | 0 | 0 | 12
NO |  | 275 | 2012 | 15 | 31 | 31 |  | Fox River SW YRD | Forest Junction | 345 | 345 | H-Frame | 0.22 | 0 | 1 | 2156.0 kcmil ACSR | 0 | 0 | 0 | 0 | 0 | 0 | 0 | 0 | 0 | 0 | 0 | 0 | 0 | 0 | 0 | 0 | 0 | 0 | 0 | 0 | 0 | 0 | 0 | 12
NO |  | 275 | 2012 | 15 | 32 | 32 |  | Fox River SW YRD | Forest Junction | 345 | 345 | H-Frame | 2.76 | 0 | 1 | 2156.0 kcmil ACSR | 0 | 0 | 0 | 0 | 0 | 0 | 0 | 0 | 0 | 0 | 0 | 0 | 0 | 0 | 0 | 0 | 0 | 0 | 0 | 0 | 0 | 0 | 0 | 12
NO |  | 275 | 2012 | 15 | 33 | 33 |  | Fredonia | Saukville | 138 | 138 | Lattice Tower | 0 | 0.03 | 2 | 795.0 kcmil ACSR | 0 | 0 | 0 | 0 | 0 | 0 | 0 | 0 | 0 | 0 | 0 | 0 | 0 | 0 | 0 | 0 | 0 | 0 | 0 | 0 | 0 | 0 | 0 | 12
NO |  | 275 | 2012 | 15 | 34 | 34 |  | Fredonia | Saukville | 138 | 138 | Lattice Tower | 0 | 7.9 | 2 | 336.4 kcmil ACSR | 0 | 0 | 0 | 0 | 0 | 0 | 0 | 0 | 0 | 0 | 0 | 0 | 0 | 0 | 0 | 0 | 0 | 0 | 0 | 0 | 0 | 0 | 0 | 12
NO |  | 275 | 2012 | 15 | 35 | 35 |  | Fredonia | Saukville | 138 | 138 | Lattice Tower | 0 | 0.06 | 2 | 336.4 kcmil ACSR | 0 | 0 | 0 | 0 | 0 | 0 | 0 | 0 | 0 | 0 | 0 | 0 | 0 | 0 | 0 | 0 | 0 | 0 | 0 | 0 | 0 | 0 | 0 | 12
NO |  | 275 | 2012 | 16 | 1 | 1 |  | Freeman | National | 138 | 138 | H-Frame | 8.85 | 0 | 1 | 605.0 kcmil ACSR | 0 | 0 | 0 | 0 | 0 | 0 | 0 | 0 | 0 | 0 | 0 | 0 | 0 | 0 | 0 | 0 | 0 | 0 | 0 | 0 | 0 | 0 | 0 | 12
NO |  | 275 | 2012 | 16 | 2 | 2 |  | Freeman | National | 138 | 138 | H-Frame | 5.01 | 0 | 1 | 605.0 kcmil ACSR | 0 | 0 | 0 | 0 | 0 | 0 | 0 | 0 | 0 | 0 | 0 | 0 | 0 | 0 | 0 | 0 | 0 | 0 | 0 | 0 | 0 | 0 | 0 | 12
NO |  | 275 | 2012 | 16 | 3 | 3 |  | Freeman | National | 138 | 138 | H-Frame | 0.1 | 0 | 1 | 795.0 kcmil ACSR | 0 | 0 | 0 | 0 | 0 | 0 | 0 | 0 | 0 | 0 | 0 | 0 | 0 | 0 | 0 | 0 | 0 | 0 | 0 | 0 | 0 | 0 | 0 | 12
NO |  | 275 | 2012 | 16 | 4 | 4 |  | Freeman | Presque Isle SW YD | 138 | 138 | Wood Pole | 7.77 | 0 | 1 | 605.0 kcmil ACSR | 0 | 0 | 0 | 0 | 0 | 0 | 0 | 0 | 0 | 0 | 0 | 0 | 0 | 0 | 0 | 0 | 0 | 0 | 0 | 0 | 0 | 0 | 0 | 12
NO |  | 275 | 2012 | 16 | 5 | 5 |  | Garden Corners | Indian Lake | 138 | 138 | Steel Pole | 0 | 12.09 | 2 | 477.0 kcmil ACSR | 0 | 0 | 0 | 0 | 0 | 0 | 0 | 0 | 0 | 0 | 0 | 0 | 0 | 0 | 0 | 0 | 0 | 0 | 0 | 0 | 0 | 0 | 0 | 12
NO |  | 275 | 2012 | 16 | 6 | 6 |  | Garden Corners | Indian Lake | 138 | 138 | Steel Pole | 0.15 | 0 | 1 | 477.0 kcmil ACSR | 0 | 0 | 0 | 0 | 0 | 0 | 0 | 0 | 0 | 0 | 0 | 0 | 0 | 0 | 0 | 0 | 0 | 0 | 0 | 0 | 0 | 0 | 0 | 12
NO |  | 275 | 2012 | 16 | 7 | 7 |  | Garden Corners | Indian Lake | 138 | 138 | Steel Pole | 0.02 | 0 | 1 | 477.0 kcmil ACSR | 0 | 0 | 0 | 0 | 0 | 0 | 0 | 0 | 0 | 0 | 0 | 0 | 0 | 0 | 0 | 0 | 0 | 0 | 0 | 0 | 0 | 0 | 0 | 12
NO |  | 275 | 2012 | 16 | 8 | 8 |  | Gardner Park | Weston G4 | 345 | 345 | Steel Pole | 0 | 1.21 | 2 | 795.0 kcmil ACSR | 0 | 0 | 0 | 0 | 0 | 0 | 0 | 0 | 0 | 0 | 0 | 0 | 0 | 0 | 0 | 0 | 0 | 0 | 0 | 0 | 0 | 0 | 0 | 12
NO |  | 275 | 2012 | 16 | 9 | 9 |  | Germantown SW YD | Bark River | 138 | 138 | Lattice Tower | 0 | 0.09 | 2 | 1172.0 kcmil ACAR | 0 | 0 | 0 | 0 | 0 | 0 | 0 | 0 | 0 | 0 | 0 | 0 | 0 | 0 | 0 | 0 | 0 | 0 | 0 | 0 | 0 | 0 | 0 | 12
NO |  | 275 | 2012 | 16 | 10 | 10 |  | Germantown SW YD | Bark River | 138 | 138 | Lattice Tower | 0 | 4.75 | 2 | 927.2 kcmil ACAR | 0 | 0 | 0 | 0 | 0 | 0 | 0 | 0 | 0 | 0 | 0 | 0 | 0 | 0 | 0 | 0 | 0 | 0 | 0 | 0 | 0 | 0 | 0 | 12
NO |  | 275 | 2012 | 16 | 11 | 11 |  | Germantown SW YD | Bark River | 138 | 138 | Lattice Tower | 0 | 2.75 | 2 | 2156.0 kcmil ACSR | 0 | 0 | 0 | 0 | 0 | 0 | 0 | 0 | 0 | 0 | 0 | 0 | 0 | 0 | 0 | 0 | 0 | 0 | 0 | 0 | 0 | 0 | 0 | 12
NO |  | 275 | 2012 | 16 | 12 | 12 |  | Germantown SW YD | Bark River | 138 | 138 | Lattice Tower | 0 | 7.38 | 2 | 2156.0 kcmil ACSR | 0 | 0 | 0 | 0 | 0 | 0 | 0 | 0 | 0 | 0 | 0 | 0 | 0 | 0 | 0 | 0 | 0 | 0 | 0 | 0 | 0 | 0 | 0 | 12
NO |  | 275 | 2012 | 16 | 13 | 13 |  | Glacier | Barton | 138 | 138 | H-Frame | 0 | 0 | 1 | 477.0 kcmil ACSR | 0 | 0 | 0 | 0 | 0 | 0 | 0 | 0 | 0 | 0 | 0 | 0 | 0 | 0 | 0 | 0 | 0 | 0 | 0 | 0 | 0 | 0 | 0 | 12
NO |  | 275 | 2012 | 16 | 14 | 14 |  | Glacier | Barton | 138 | 138 | H-Frame | 2.5 | 0 | 1 | 477.0 kcmil ACSR | 0 | 0 | 0 | 0 | 0 | 0 | 0 | 0 | 0 | 0 | 0 | 0 | 0 | 0 | 0 | 0 | 0 | 0 | 0 | 0 | 0 | 0 | 0 | 12
NO |  | 275 | 2012 | 16 | 15 | 15 |  | Glacier | Barton | 138 | 138 | H-Frame | 0 | 4.75 | 2 | 1033.5 kcmil ACSR | 0 | 0 | 0 | 0 | 0 | 0 | 0 | 0 | 0 | 0 | 0 | 0 | 0 | 0 | 0 | 0 | 0 | 0 | 0 | 0 | 0 | 0 | 0 | 12
NO |  | 275 | 2012 | 16 | 16 | 16 |  | Glendale | Shorewood | 138 | 138 | UG | 0.32 | 0 | 1 | 1250.0 kcmil Cu-T | 0 | 0 | 0 | 0 | 0 | 0 | 0 | 0 | 0 | 0 | 0 | 0 | 0 | 0 | 0 | 0 | 0 | 0 | 0 | 0 | 0 | 0 | 0 | 12
NO |  | 275 | 2012 | 16 | 17 | 17 |  | Glendale | Shorewood | 138 | 138 | UG | 2.49 | 0 | 1 | 1250.0 kcmil Cu-T | 0 | 0 | 0 | 0 | 0 | 0 | 0 | 0 | 0 | 0 | 0 | 0 | 0 | 0 | 0 | 0 | 0 | 0 | 0 | 0 | 0 | 0 | 0 | 12
NO |  | 275 | 2012 | 16 | 18 | 18 |  | Glenview | Shoto | 138 | 138 | Wood Pole | 0.63 | 0 | 1 | 477.0 kcmil ACSR | 0 | 0 | 0 | 0 | 0 | 0 | 0 | 0 | 0 | 0 | 0 | 0 | 0 | 0 | 0 | 0 | 0 | 0 | 0 | 0 | 0 | 0 | 0 | 12
NO |  | 275 | 2012 | 16 | 19 | 19 |  | Glenview | Shoto | 138 | 138 | Wood Pole | 11.19 | 0 | 1 | 477.0 kcmil ACSR | 0 | 0 | 0 | 0 | 0 | 0 | 0 | 0 | 0 | 0 | 0 | 0 | 0 | 0 | 0 | 0 | 0 | 0 | 0 | 0 | 0 | 0 | 0 | 12
NO |  | 275 | 2012 | 16 | 20 | 20 |  | Glenview | Shoto | 138 | 138 | Wood Pole | 1 | 0 | 1 | 477.0 kcmil ACSR | 0 | 0 | 0 | 0 | 0 | 0 | 0 | 0 | 0 | 0 | 0 | 0 | 0 | 0 | 0 | 0 | 0 | 0 | 0 | 0 | 0 | 0 | 0 | 12
NO |  | 275 | 2012 | 16 | 21 | 21 |  | Glenview | Shoto | 138 | 138 | Wood Pole | 10.16 | 0 | 1 | 477.0 kcmil ACSR | 0 | 0 | 0 | 0 | 0 | 0 | 0 | 0 | 0 | 0 | 0 | 0 | 0 | 0 | 0 | 0 | 0 | 0 | 0 | 0 | 0 | 0 | 0 | 12
NO |  | 275 | 2012 | 16 | 22 | 22 |  | Glenview | Shoto | 138 | 138 | Wood Pole | 0.46 | 0 | 1 | 477.0 kcmil ACSR | 0 | 0 | 0 | 0 | 0 | 0 | 0 | 0 | 0 | 0 | 0 | 0 | 0 | 0 | 0 | 0 | 0 | 0 | 0 | 0 | 0 | 0 | 0 | 12
NO |  | 275 | 2012 | 16 | 23 | 23 |  | Glory Rd | De Pere | 138 | 138 | UG | 0.67 | 0 | 1 | 2500.0 kcmil Cu-T | 0 | 0 | 0 | 0 | 0 | 0 | 0 | 0 | 0 | 0 | 0 | 0 | 0 | 0 | 0 | 0 | 0 | 0 | 0 | 0 | 0 | 0 | 0 | 12
NO |  | 275 | 2012 | 16 | 24 | 24 |  | Glory Rd | De Pere | 138 | 138 | Steel Pole | 0 | 0.47 | 2 | 795.0 kcmil ACSR | 0 | 0 | 0 | 0 | 0 | 0 | 0 | 0 | 0 | 0 | 0 | 0 | 0 | 0 | 0 | 0 | 0 | 0 | 0 | 0 | 0 | 0 | 0 | 12
NO |  | 275 | 2012 | 16 | 25 | 25 |  | Golden Sands | Hartman Creek | 138 | 138 | Various | 6.67 | 0 | 1 | 795.0 kcmil ACSR | 0 | 0 | 0 | 0 | 0 | 0 | 0 | 0 | 0 | 0 | 0 | 0 | 0 | 0 | 0 | 0 | 0 | 0 | 0 | 0 | 0 | 0 | 0 | 12
NO |  | 275 | 2012 | 16 | 26 | 26 |  | Golden Sands | Hartman Creek | 138 | 138 | Various | 6.91 | 0 | 1 | 795.0 kcmil ACSR | 0 | 0 | 0 | 0 | 0 | 0 | 0 | 0 | 0 | 0 | 0 | 0 | 0 | 0 | 0 | 0 | 0 | 0 | 0 | 0 | 0 | 0 | 0 | 12
NO |  | 275 | 2012 | 16 | 27 | 27 |  | Golden Sands | Hartman Creek | 138 | 138 | Various | 0 | 0.47 | 2 | 795.0 kcmil ACSR | 0 | 0 | 0 | 0 | 0 | 0 | 0 | 0 | 0 | 0 | 0 | 0 | 0 | 0 | 0 | 0 | 0 | 0 | 0 | 0 | 0 | 0 | 0 | 12
NO |  | 275 | 2012 | 16 | 28 | 28 |  | Golden Sands | Hartman Creek | 138 | 138 | Various | 0.06 | 0 | 1 | 795.0 kcmil ACSR | 0 | 0 | 0 | 0 | 0 | 0 | 0 | 0 | 0 | 0 | 0 | 0 | 0 | 0 | 0 | 0 | 0 | 0 | 0 | 0 | 0 | 0 | 0 | 12
NO |  | 275 | 2012 | 16 | 29 | 29 |  | Gran Grae | DPC Seneca | 161 | 161 | Steel Pole | 0 | 0.06 | 2 | 477.0 kcmil ACSR | 0 | 0 | 0 | 0 | 0 | 0 | 0 | 0 | 0 | 0 | 0 | 0 | 0 | 0 | 0 | 0 | 0 | 0 | 0 | 0 | 0 | 0 | 0 | 12
NO |  | 275 | 2012 | 16 | 30 | 30 |  | Gran Grae | DPC Seneca | 161 | 161 | Steel Pole | 0.14 | 0 | 1 | 477.0 kcmil ACSR | 0 | 0 | 0 | 0 | 0 | 0 | 0 | 0 | 0 | 0 | 0 | 0 | 0 | 0 | 0 | 0 | 0 | 0 | 0 | 0 | 0 | 0 | 0 | 12
NO |  | 275 | 2012 | 16 | 31 | 31 |  | Granville | Saukville | 345 | 345 | Lattice Tower | 0 | 14.49 | 2 | 2156.0 kcmil ACSR | 0 | 0 | 0 | 0 | 0 | 0 | 0 | 0 | 0 | 0 | 0 | 0 | 0 | 0 | 0 | 0 | 0 | 0 | 0 | 0 | 0 | 0 | 0 | 12
NO |  | 275 | 2012 | 16 | 32 | 32 |  | Granville | Saukville | 345 | 345 | Lattice Tower | 0 | 2.93 | 2 | 2156.0 kcmil ACSR | 0 | 0 | 0 | 0 | 0 | 0 | 0 | 0 | 0 | 0 | 0 | 0 | 0 | 0 | 0 | 0 | 0 | 0 | 0 | 0 | 0 | 0 | 0 | 12
NO |  | 275 | 2012 | 16 | 33 | 33 |  | Granville | Saukville | 345 | 345 | Lattice Tower | 0 | 2.16 | 2 | 2156.0 kcmil ACSR | 0 | 0 | 0 | 0 | 0 | 0 | 0 | 0 | 0 | 0 | 0 | 0 | 0 | 0 | 0 | 0 | 0 | 0 | 0 | 0 | 0 | 0 | 0 | 12
NO |  | 275 | 2012 | 16 | 34 | 34 |  | Granville | Tamarack | 138 | 138 | Wood Pole | 0 | 2.86 | 2 | 927.2 kcmil ACAR | 0 | 0 | 0 | 0 | 0 | 0 | 0 | 0 | 0 | 0 | 0 | 0 | 0 | 0 | 0 | 0 | 0 | 0 | 0 | 0 | 0 | 0 | 0 | 12
NO |  | 275 | 2012 | 16 | 35 | 35 |  | Granville | Tamarack | 138 | 138 | Wood Pole | 0 | 3.46 | 2 | 927.2 kcmil ACAR | 0 | 0 | 0 | 0 | 0 | 0 | 0 | 0 | 0 | 0 | 0 | 0 | 0 | 0 | 0 | 0 | 0 | 0 | 0 | 0 | 0 | 0 | 0 | 12
NO |  | 275 | 2012 | 17 | 1 | 1 |  | Granville | Tamarack | 138 | 138 | Wood Pole | 0.14 | 0 | 1 | 927.2 kcmil ACAR | 0 | 0 | 0 | 0 | 0 | 0 | 0 | 0 | 0 | 0 | 0 | 0 | 0 | 0 | 0 | 0 | 0 | 0 | 0 | 0 | 0 | 0 | 0 | 12
NO |  | 275 | 2012 | 17 | 2 | 2 |  | Granville | Swan Tap | 138 | 138 | Steel Pole | 0 | 2.75 | 2 | 556.5 kcmil ACSR | 0 | 0 | 0 | 0 | 0 | 0 | 0 | 0 | 0 | 0 | 0 | 0 | 0 | 0 | 0 | 0 | 0 | 0 | 0 | 0 | 0 | 0 | 0 | 12
NO |  | 275 | 2012 | 17 | 3 | 3 |  | Granville | Butler | 138 | 138 | Steel Pole | 0 | 4.21 | 2 | 795.0 kcmil ACSR | 0 | 0 | 0 | 0 | 0 | 0 | 0 | 0 | 0 | 0 | 0 | 0 | 0 | 0 | 0 | 0 | 0 | 0 | 0 | 0 | 0 | 0 | 0 | 12
NO |  | 275 | 2012 | 17 | 4 | 4 |  | Granville | Parkland | 138 | 138 | Steel Pole | 0 | 2.7 | 2 | 556.5 kcmil ACSR | 0 | 0 | 0 | 0 | 0 | 0 | 0 | 0 | 0 | 0 | 0 | 0 | 0 | 0 | 0 | 0 | 0 | 0 | 0 | 0 | 0 | 0 | 0 | 12
NO |  | 275 | 2012 | 17 | 5 | 5 |  | Granville | Arcadian | 345 | 345 | Lattice Tower | 0 | 0.96 | 2 | 2156.0 kcmil ACSR | 0 | 0 | 0 | 0 | 0 | 0 | 0 | 0 | 0 | 0 | 0 | 0 | 0 | 0 | 0 | 0 | 0 | 0 | 0 | 0 | 0 | 0 | 0 | 12
NO |  | 275 | 2012 | 17 | 6 | 6 |  | Granville | Arcadian | 345 | 345 | Lattice Tower | 0 | 1.85 | 2 | 2156.0 kcmil ACSR | 0 | 0 | 0 | 0 | 0 | 0 | 0 | 0 | 0 | 0 | 0 | 0 | 0 | 0 | 0 | 0 | 0 | 0 | 0 | 0 | 0 | 0 | 0 | 12
NO |  | 275 | 2012 | 17 | 7 | 7 |  | Granville | Arcadian | 345 | 345 | Lattice Tower | 0 | 0.81 | 2 | 2156.0 kcmil ACSR | 0 | 0 | 0 | 0 | 0 | 0 | 0 | 0 | 0 | 0 | 0 | 0 | 0 | 0 | 0 | 0 | 0 | 0 | 0 | 0 | 0 | 0 | 0 | 12
NO |  | 275 | 2012 | 17 | 8 | 8 |  | Granville | Arcadian | 345 | 345 | Lattice Tower | 0 | 0.5 | 2 | 2156.0 kcmil ACSR | 0 | 0 | 0 | 0 | 0 | 0 | 0 | 0 | 0 | 0 | 0 | 0 | 0 | 0 | 0 | 0 | 0 | 0 | 0 | 0 | 0 | 0 | 0 | 12
NO |  | 275 | 2012 | 17 | 9 | 9 |  | Granville | Arcadian | 345 | 345 | Lattice Tower | 0 | 5.59 | 2 | 2156.0 kcmil ACSR | 0 | 0 | 0 | 0 | 0 | 0 | 0 | 0 | 0 | 0 | 0 | 0 | 0 | 0 | 0 | 0 | 0 | 0 | 0 | 0 | 0 | 0 | 0 | 12
NO |  | 275 | 2012 | 17 | 10 | 10 |  | Granville | Arcadian | 345 | 345 | Lattice Tower | 0 | 2.59 | 2 | 2156.0 kcmil ACSR | 0 | 0 | 0 | 0 | 0 | 0 | 0 | 0 | 0 | 0 | 0 | 0 | 0 | 0 | 0 | 0 | 0 | 0 | 0 | 0 | 0 | 0 | 0 | 12
NO |  | 275 | 2012 | 17 | 11 | 11 |  | Granville | Arcadian | 345 | 345 | Lattice Tower | 0.15 | 0 | 1 | 2156.0 kcmil ACSR | 0 | 0 | 0 | 0 | 0 | 0 | 0 | 0 | 0 | 0 | 0 | 0 | 0 | 0 | 0 | 0 | 0 | 0 | 0 | 0 | 0 | 0 | 0 | 12
NO |  | 275 | 2012 | 17 | 12 | 12 |  | Granville | Arcadian | 345 | 345 | Lattice Tower | 0 | 4.04 | 2 | 2156.0 kcmil ACSR | 0 | 0 | 0 | 0 | 0 | 0 | 0 | 0 | 0 | 0 | 0 | 0 | 0 | 0 | 0 | 0 | 0 | 0 | 0 | 0 | 0 | 0 | 0 | 12
NO |  | 275 | 2012 | 17 | 13 | 13 |  | Green Lake SW STA | Roeder | 138 | 138 | H-Frame | 5.97 | 0 | 1 | 397.5 kcmil ACSR | 0 | 0 | 0 | 0 | 0 | 0 | 0 | 0 | 0 | 0 | 0 | 0 | 0 | 0 | 0 | 0 | 0 | 0 | 0 | 0 | 0 | 0 | 0 | 12
NO |  | 275 | 2012 | 17 | 14 | 14 |  | Greenleaf | Forest Junction | 138 | 138 | Various | 0 | 0.03 | 2 | 795.0 kcmil ACSR | 0 | 0 | 0 | 0 | 0 | 0 | 0 | 0 | 0 | 0 | 0 | 0 | 0 | 0 | 0 | 0 | 0 | 0 | 0 | 0 | 0 | 0 | 0 | 12
NO |  | 275 | 2012 | 17 | 15 | 15 |  | Greenleaf | Forest Junction | 138 | 138 | Various | 0 | 0.1 | 2 | 795.0 kcmil ACSR | 0 | 0 | 0 | 0 | 0 | 0 | 0 | 0 | 0 | 0 | 0 | 0 | 0 | 0 | 0 | 0 | 0 | 0 | 0 | 0 | 0 | 0 | 0 | 12
NO |  | 275 | 2012 | 17 | 16 | 16 |  | Greenleaf | Forest Junction | 138 | 138 | Various | 0 | 8.69 | 2 | 795.0 kcmil ACSR | 0 | 0 | 0 | 0 | 0 | 0 | 0 | 0 | 0 | 0 | 0 | 0 | 0 | 0 | 0 | 0 | 0 | 0 | 0 | 0 | 0 | 0 | 0 | 12
NO |  | 275 | 2012 | 17 | 17 | 17 |  | Greves Tap | 28th St | 138 | 138 | Lattice Tower | 0 | 0.18 | 3 | 795.0 kcmil ACSR | 0 | 0 | 0 | 0 | 0 | 0 | 0 | 0 | 0 | 0 | 0 | 0 | 0 | 0 | 0 | 0 | 0 | 0 | 0 | 0 | 0 | 0 | 0 | 12
NO |  | 275 | 2012 | 17 | 18 | 18 |  | Greves Tap | Greves | 138 | 138 | Lattice Tower | 0.03 | 0 | 1 | 795.0 kcmil ACSR | 0 | 0 | 0 | 0 | 0 | 0 | 0 | 0 | 0 | 0 | 0 | 0 | 0 | 0 | 0 | 0 | 0 | 0 | 0 | 0 | 0 | 0 | 0 | 12
NO |  | 275 | 2012 | 17 | 19 | 19 |  | Hamilton St SW STR | Hamilton St | 138 | 138 | H-Frame | 0.05 | 0 | 1 | 336.4 kcmil ACSR | 0 | 0 | 0 | 0 | 0 | 0 | 0 | 0 | 0 | 0 | 0 | 0 | 0 | 0 | 0 | 0 | 0 | 0 | 0 | 0 | 0 | 0 | 0 | 12
NO |  | 275 | 2012 | 17 | 20 | 20 |  | Hamilton St SW STR | Staff | 138 | 138 | H-Frame | 0 | 1.3 | 2 | 477.0 kcmil ACSR | 0 | 0 | 0 | 0 | 0 | 0 | 0 | 0 | 0 | 0 | 0 | 0 | 0 | 0 | 0 | 0 | 0 | 0 | 0 | 0 | 0 | 0 | 0 | 12
NO |  | 275 | 2012 | 17 | 21 | 21 |  | Hamilton St SW STR | Staff | 138 | 138 | H-Frame | 0.03 | 0 | 1 | 795.0 kcmil ACSR | 0 | 0 | 0 | 0 | 0 | 0 | 0 | 0 | 0 | 0 | 0 | 0 | 0 | 0 | 0 | 0 | 0 | 0 | 0 | 0 | 0 | 0 | 0 | 12
NO |  | 275 | 2012 | 17 | 22 | 22 |  | Hamilton St SW STR | Staff | 138 | 138 | H-Frame | 13.97 | 0 | 1 | 795.0 kcmil ACSR | 0 | 0 | 0 | 0 | 0 | 0 | 0 | 0 | 0 | 0 | 0 | 0 | 0 | 0 | 0 | 0 | 0 | 0 | 0 | 0 | 0 | 0 | 0 | 12
NO |  | 275 | 2012 | 17 | 23 | 23 |  | Harbor (WE) | Haymarket Square | 138 | 138 | UG | 0.65 | 0 | 1 | 2000.0 kcmil Cu-T | 0 | 0 | 0 | 0 | 0 | 0 | 0 | 0 | 0 | 0 | 0 | 0 | 0 | 0 | 0 | 0 | 0 | 0 | 0 | 0 | 0 | 0 | 0 | 12
NO |  | 275 | 2012 | 17 | 24 | 24 |  | Harbor (WE) | Haymarket Square | 138 | 138 | UG | 0.02 | 0 | 1 | 3000.0 kcmil Cu-T | 0 | 0 | 0 | 0 | 0 | 0 | 0 | 0 | 0 | 0 | 0 | 0 | 0 | 0 | 0 | 0 | 0 | 0 | 0 | 0 | 0 | 0 | 0 | 12
NO |  | 275 | 2012 | 17 | 25 | 25 |  | Harbor (WE) | Haymarket Square | 138 | 138 | UG | 1.47 | 0 | 1 | 2000.0 kcmil Cu-T | 0 | 0 | 0 | 0 | 0 | 0 | 0 | 0 | 0 | 0 | 0 | 0 | 0 | 0 | 0 | 0 | 0 | 0 | 0 | 0 | 0 | 0 | 0 | 12
NO |  | 275 | 2012 | 17 | 26 | 26 |  | Harrison North 138kV | Hartman Creek | 138 | 138 | Steel Pole | 0 | 4.89 | 2 | 795.0 kcmil ACSR | 0 | 0 | 0 | 0 | 0 | 0 | 0 | 0 | 0 | 0 | 0 | 0 | 0 | 0 | 0 | 0 | 0 | 0 | 0 | 0 | 0 | 0 | 0 | 12
NO |  | 275 | 2012 | 17 | 27 | 27 |  | Harrison North 138kV | Hartman Creek | 138 | 138 | Steel Pole | 0 | 1.05 | 2 | 795.0 kcmil ACSR | 0 | 0 | 0 | 0 | 0 | 0 | 0 | 0 | 0 | 0 | 0 | 0 | 0 | 0 | 0 | 0 | 0 | 0 | 0 | 0 | 0 | 0 | 0 | 12
NO |  | 275 | 2012 | 17 | 28 | 28 |  | Harrison North 138kV | Waupaca | 138 | 138 | Wood Pole | 0.03 | 0 | 1 | 795.0 kcmil ACSR | 0 | 0 | 0 | 0 | 0 | 0 | 0 | 0 | 0 | 0 | 0 | 0 | 0 | 0 | 0 | 0 | 0 | 0 | 0 | 0 | 0 | 0 | 0 | 12
NO |  | 275 | 2012 | 17 | 29 | 29 |  | Harrison North 138kV | Waupaca | 138 | 138 | Wood Pole | 0.09 | 0 | 1 | 795.0 kcmil ACSR | 0 | 0 | 0 | 0 | 0 | 0 | 0 | 0 | 0 | 0 | 0 | 0 | 0 | 0 | 0 | 0 | 0 | 0 | 0 | 0 | 0 | 0 | 0 | 12
NO |  | 275 | 2012 | 17 | 30 | 30 |  | Harrison North 138kV | Waupaca | 138 | 138 | Wood Pole | 2.41 | 0 | 1 | 795.0 kcmil ACSR | 0 | 0 | 0 | 0 | 0 | 0 | 0 | 0 | 0 | 0 | 0 | 0 | 0 | 0 | 0 | 0 | 0 | 0 | 0 | 0 | 0 | 0 | 0 | 12
NO |  | 275 | 2012 | 17 | 31 | 31 |  | Harrison North 138kV | Waupaca | 138 | 138 | Wood Pole | 0.23 | 0 | 1 | 795.0 kcmil ACSR | 0 | 0 | 0 | 0 | 0 | 0 | 0 | 0 | 0 | 0 | 0 | 0 | 0 | 0 | 0 | 0 | 0 | 0 | 0 | 0 | 0 | 0 | 0 | 12
NO |  | 275 | 2012 | 17 | 32 | 32 |  | Hartford | Butler Ridge | 138 | 138 | H-Frame | 0.11 | 0 | 1 | 795.0 kcmil ACSR | 0 | 0 | 0 | 0 | 0 | 0 | 0 | 0 | 0 | 0 | 0 | 0 | 0 | 0 | 0 | 0 | 0 | 0 | 0 | 0 | 0 | 0 | 0 | 12
NO |  | 275 | 2012 | 17 | 33 | 33 |  | Hartford | Butler Ridge | 138 | 138 | H-Frame | 2.24 | 0 | 1 | 795.0 kcmil ACSR | 0 | 0 | 0 | 0 | 0 | 0 | 0 | 0 | 0 | 0 | 0 | 0 | 0 | 0 | 0 | 0 | 0 | 0 | 0 | 0 | 0 | 0 | 0 | 12
NO |  | 275 | 2012 | 17 | 34 | 34 |  | Hartford | Butler Ridge | 138 | 138 | H-Frame | 0.13 | 0 | 1 | 795.0 kcmil ACSR | 0 | 0 | 0 | 0 | 0 | 0 | 0 | 0 | 0 | 0 | 0 | 0 | 0 | 0 | 0 | 0 | 0 | 0 | 0 | 0 | 0 | 0 | 0 | 12
NO |  | 275 | 2012 | 17 | 35 | 35 |  | Hartford | Butler Ridge | 138 | 138 | H-Frame | 0.02 | 0 | 1 | 795.0 kcmil ACSR | 0 | 0 | 0 | 0 | 0 | 0 | 0 | 0 | 0 | 0 | 0 | 0 | 0 | 0 | 0 | 0 | 0 | 0 | 0 | 0 | 0 | 0 | 0 | 12
NO |  | 275 | 2012 | 18 | 1 | 1 |  | Hiawatha (ESE) | Lakehead Naubinway Tap | 138 | 138 | Wood Pole | 11.61 | 0 | 1 | 477.0 kcmil ACSR | 0 | 0 | 0 | 0 | 0 | 0 | 0 | 0 | 0 | 0 | 0 | 0 | 0 | 0 | 0 | 0 | 0 | 0 | 0 | 0 | 0 | 0 | 0 | 12
NO |  | 275 | 2012 | 18 | 2 | 2 |  | Highway 22 | Morgan | 345 | 345 | Steel Pole | 0 | 12.76 | 2 | 1113.0 kcmil ACSR | 0 | 0 | 0 | 0 | 0 | 0 | 0 | 0 | 0 | 0 | 0 | 0 | 0 | 0 | 0 | 0 | 0 | 0 | 0 | 0 | 0 | 0 | 0 | 12
NO |  | 275 | 2012 | 18 | 3 | 3 |  | Highway 22 | Morgan | 345 | 345 | Steel Pole | 0.15 | 0 | 1 | 1113.0 kcmil ACSR | 0 | 0 | 0 | 0 | 0 | 0 | 0 | 0 | 0 | 0 | 0 | 0 | 0 | 0 | 0 | 0 | 0 | 0 | 0 | 0 | 0 | 0 | 0 | 12
NO |  | 275 | 2012 | 18 | 4 | 4 |  | Highway 22 | Morgan | 345 | 345 | Steel Pole | 0 | 4.47 | 2 | 1113.0 kcmil ACSR | 0 | 0 | 0 | 0 | 0 | 0 | 0 | 0 | 0 | 0 | 0 | 0 | 0 | 0 | 0 | 0 | 0 | 0 | 0 | 0 | 0 | 0 | 0 | 12
NO |  | 275 | 2012 | 18 | 5 | 5 |  | Highway 22 | Morgan | 345 | 345 | Steel Pole | 0.14 | 0 | 1 | 1113.0 kcmil ACSR | 0 | 0 | 0 | 0 | 0 | 0 | 0 | 0 | 0 | 0 | 0 | 0 | 0 | 0 | 0 | 0 | 0 | 0 | 0 | 0 | 0 | 0 | 0 | 12
NO |  | 275 | 2012 | 18 | 6 | 6 |  | Highway 22 | Morgan | 345 | 345 | Steel Pole | 0 | 1.5 | 2 | 1113.0 kcmil ACSR | 0 | 0 | 0 | 0 | 0 | 0 | 0 | 0 | 0 | 0 | 0 | 0 | 0 | 0 | 0 | 0 | 0 | 0 | 0 | 0 | 0 | 0 | 0 | 12
NO |  | 275 | 2012 | 18 | 7 | 7 |  | Highway 22 | Morgan | 345 | 345 | Steel Pole | 3.99 | 0 | 1 | 1113.0 kcmil ACSR | 0 | 0 | 0 | 0 | 0 | 0 | 0 | 0 | 0 | 0 | 0 | 0 | 0 | 0 | 0 | 0 | 0 | 0 | 0 | 0 | 0 | 0 | 0 | 12
NO |  | 275 | 2012 | 18 | 8 | 8 |  | Highway 22 | Morgan | 345 | 345 | Steel Pole | 0 | 5.14 | 2 | 1113.0 kcmil ACSR | 0 | 0 | 0 | 0 | 0 | 0 | 0 | 0 | 0 | 0 | 0 | 0 | 0 | 0 | 0 | 0 | 0 | 0 | 0 | 0 | 0 | 0 | 0 | 12
NO |  | 275 | 2012 | 18 | 9 | 9 |  | Highway 22 | Morgan | 345 | 345 | Steel Pole | 0.1 | 0 | 1 | 1113.0 kcmil ACSR | 0 | 0 | 0 | 0 | 0 | 0 | 0 | 0 | 0 | 0 | 0 | 0 | 0 | 0 | 0 | 0 | 0 | 0 | 0 | 0 | 0 | 0 | 0 | 12
NO |  | 275 | 2012 | 18 | 10 | 10 |  | Highway 22 | Morgan | 345 | 345 | Steel Pole | 0.24 | 0 | 1 | 1113.0 kcmil ACSR | 0 | 0 | 0 | 0 | 0 | 0 | 0 | 0 | 0 | 0 | 0 | 0 | 0 | 0 | 0 | 0 | 0 | 0 | 0 | 0 | 0 | 0 | 0 | 12
NO |  | 275 | 2012 | 18 | 11 | 11 |  | Highway 22 | Morgan | 345 | 345 | Steel Pole | 0.22 | 0 | 1 | 1113.0 kcmil ACSR | 0 | 0 | 0 | 0 | 0 | 0 | 0 | 0 | 0 | 0 | 0 | 0 | 0 | 0 | 0 | 0 | 0 | 0 | 0 | 0 | 0 | 0 | 0 | 12
NO |  | 275 | 2012 | 18 | 12 | 12 |  | Highway 22 | Gardner Park | 345 | 345 | Steel Pole | 0 | 0.09 | 2 | 1113.0 kcmil ACSR | 0 | 0 | 0 | 0 | 0 | 0 | 0 | 0 | 0 | 0 | 0 | 0 | 0 | 0 | 0 | 0 | 0 | 0 | 0 | 0 | 0 | 0 | 0 | 12
NO |  | 275 | 2012 | 18 | 13 | 13 |  | Highway 22 | Gardner Park | 345 | 345 | Steel Pole | 0 | 20.25 | 2 | 1113.0 kcmil ACSR | 0 | 0 | 0 | 0 | 0 | 0 | 0 | 0 | 0 | 0 | 0 | 0 | 0 | 0 | 0 | 0 | 0 | 0 | 0 | 0 | 0 | 0 | 0 | 12
NO |  | 275 | 2012 | 18 | 14 | 14 |  | Highway 22 | Gardner Park | 345 | 345 | Steel Pole | 0 | 7.96 | 2 | 1113.0 kcmil ACSR | 0 | 0 | 0 | 0 | 0 | 0 | 0 | 0 | 0 | 0 | 0 | 0 | 0 | 0 | 0 | 0 | 0 | 0 | 0 | 0 | 0 | 0 | 0 | 12
NO |  | 275 | 2012 | 18 | 15 | 15 |  | Highway 22 | Gardner Park | 345 | 345 | Steel Pole | 0.18 | 0 | 1 | 1113.0 kcmil ACSR | 0 | 0 | 0 | 0 | 0 | 0 | 0 | 0 | 0 | 0 | 0 | 0 | 0 | 0 | 0 | 0 | 0 | 0 | 0 | 0 | 0 | 0 | 0 | 12
NO |  | 275 | 2012 | 18 | 16 | 16 |  | Highway 22 | Gardner Park | 345 | 345 | Steel Pole | 2.52 | 0 | 1 | 1113.0 kcmil ACSR | 0 | 0 | 0 | 0 | 0 | 0 | 0 | 0 | 0 | 0 | 0 | 0 | 0 | 0 | 0 | 0 | 0 | 0 | 0 | 0 | 0 | 0 | 0 | 12
NO |  | 275 | 2012 | 18 | 17 | 17 |  | Highway 22 | Gardner Park | 345 | 345 | Steel Pole | 0.99 | 0 | 1 | 1113.0 kcmil ACSR | 0 | 0 | 0 | 0 | 0 | 0 | 0 | 0 | 0 | 0 | 0 | 0 | 0 | 0 | 0 | 0 | 0 | 0 | 0 | 0 | 0 | 0 | 0 | 12
NO |  | 275 | 2012 | 18 | 18 | 18 |  | Highway 22 | Gardner Park | 345 | 345 | Steel Pole | 0 | 1.53 | 2 | 1113.0 kcmil ACSR | 0 | 0 | 0 | 0 | 0 | 0 | 0 | 0 | 0 | 0 | 0 | 0 | 0 | 0 | 0 | 0 | 0 | 0 | 0 | 0 | 0 | 0 | 0 | 12
NO |  | 275 | 2012 | 18 | 19 | 19 |  | Highway 22 | Gardner Park | 345 | 345 | Steel Pole | 0 | 0.17 | 2 | 1113.0 kcmil ACSR | 0 | 0 | 0 | 0 | 0 | 0 | 0 | 0 | 0 | 0 | 0 | 0 | 0 | 0 | 0 | 0 | 0 | 0 | 0 | 0 | 0 | 0 | 0 | 12
NO |  | 275 | 2012 | 18 | 20 | 20 |  | Highway 22 | Gardner Park | 345 | 345 | Steel Pole | 0 | 0.91 | 2 | 1113.0 kcmil ACSR | 0 | 0 | 0 | 0 | 0 | 0 | 0 | 0 | 0 | 0 | 0 | 0 | 0 | 0 | 0 | 0 | 0 | 0 | 0 | 0 | 0 | 0 | 0 | 12
NO |  | 275 | 2012 | 18 | 21 | 21 |  | Highway 22 | Gardner Park | 345 | 345 | Steel Pole | 0.34 | 0 | 1 | 1113.0 kcmil ACSR | 0 | 0 | 0 | 0 | 0 | 0 | 0 | 0 | 0 | 0 | 0 | 0 | 0 | 0 | 0 | 0 | 0 | 0 | 0 | 0 | 0 | 0 | 0 | 12
NO |  | 275 | 2012 | 18 | 22 | 22 |  | Highway 22 | Gardner Park | 345 | 345 | Steel Pole | 0 | 0.16 | 2 | 1113.0 kcmil ACSR | 0 | 0 | 0 | 0 | 0 | 0 | 0 | 0 | 0 | 0 | 0 | 0 | 0 | 0 | 0 | 0 | 0 | 0 | 0 | 0 | 0 | 0 | 0 | 12
NO |  | 275 | 2012 | 18 | 23 | 23 |  | Highway 22 | Gardner Park | 345 | 345 | Steel Pole | 0 | 7.42 | 2 | 1113.0 kcmil ACSR | 0 | 0 | 0 | 0 | 0 | 0 | 0 | 0 | 0 | 0 | 0 | 0 | 0 | 0 | 0 | 0 | 0 | 0 | 0 | 0 | 0 | 0 | 0 | 12
NO |  | 275 | 2012 | 18 | 24 | 24 |  | Highway 22 | Gardner Park | 345 | 345 | Steel Pole | 0 | 0.15 | 2 | 1113.0 kcmil ACSR | 0 | 0 | 0 | 0 | 0 | 0 | 0 | 0 | 0 | 0 | 0 | 0 | 0 | 0 | 0 | 0 | 0 | 0 | 0 | 0 | 0 | 0 | 0 | 12
NO |  | 275 | 2012 | 18 | 25 | 25 |  | Highway 22 | Gardner Park | 345 | 345 | Steel Pole | 0 | 3.17 | 2 | 1113.0 kcmil ACSR | 0 | 0 | 0 | 0 | 0 | 0 | 0 | 0 | 0 | 0 | 0 | 0 | 0 | 0 | 0 | 0 | 0 | 0 | 0 | 0 | 0 | 0 | 0 | 12
NO |  | 275 | 2012 | 18 | 26 | 26 |  | Highway 22 | Gardner Park | 345 | 345 | Steel Pole | 0 | 0.15 | 2 | 1113.0 kcmil ACSR | 0 | 0 | 0 | 0 | 0 | 0 | 0 | 0 | 0 | 0 | 0 | 0 | 0 | 0 | 0 | 0 | 0 | 0 | 0 | 0 | 0 | 0 | 0 | 12
NO |  | 275 | 2012 | 18 | 27 | 27 |  | Highway 22 | Gardner Park | 345 | 345 | Steel Pole | 0 | 4.89 | 2 | 1113.0 kcmil ACSR | 0 | 0 | 0 | 0 | 0 | 0 | 0 | 0 | 0 | 0 | 0 | 0 | 0 | 0 | 0 | 0 | 0 | 0 | 0 | 0 | 0 | 0 | 0 | 12
NO |  | 275 | 2012 | 18 | 28 | 28 |  | Highway 22 | Gardner Park | 345 | 345 | Steel Pole | 0 | 0.08 | 2 | 1113.0 kcmil ACSR | 0 | 0 | 0 | 0 | 0 | 0 | 0 | 0 | 0 | 0 | 0 | 0 | 0 | 0 | 0 | 0 | 0 | 0 | 0 | 0 | 0 | 0 | 0 | 12
NO |  | 275 | 2012 | 18 | 29 | 29 |  | Highway V | Ontario | 138 | 138 | H-Frame | 2.67 | 0 | 1 | 477.0 kcmil ACSR | 0 | 0 | 0 | 0 | 0 | 0 | 0 | 0 | 0 | 0 | 0 | 0 | 0 | 0 | 0 | 0 | 0 | 0 | 0 | 0 | 0 | 0 | 0 | 12
NO |  | 275 | 2012 | 18 | 30 | 30 |  | Highway V | East Krok | 138 | 138 | H-Frame | 21.83 | 0 | 1 | 477.0 kcmil ACSR | 0 | 0 | 0 | 0 | 0 | 0 | 0 | 0 | 0 | 0 | 0 | 0 | 0 | 0 | 0 | 0 | 0 | 0 | 0 | 0 | 0 | 0 | 0 | 12
NO |  | 275 | 2012 | 18 | 31 | 31 |  | Highway V | Preble | 138 | 138 | Lattice Tower | 2.03 | 0 | 1 | 4/0 AWG ACSR 6/1 | 0 | 0 | 0 | 0 | 0 | 0 | 0 | 0 | 0 | 0 | 0 | 0 | 0 | 0 | 0 | 0 | 0 | 0 | 0 | 0 | 0 | 0 | 0 | 12
NO |  | 275 | 2012 | 18 | 32 | 32 |  | Highway V | Preble | 138 | 138 | Lattice Tower | 0.02 | 0 | 1 | 795.0 kcmil ACSR | 0 | 0 | 0 | 0 | 0 | 0 | 0 | 0 | 0 | 0 | 0 | 0 | 0 | 0 | 0 | 0 | 0 | 0 | 0 | 0 | 0 | 0 | 0 | 12
NO |  | 275 | 2012 | 18 | 33 | 33 |  | Highway V | Preble | 138 | 138 | Lattice Tower | 0.04 | 0 | 1 | 477.0 kcmil ACSR | 0 | 0 | 0 | 0 | 0 | 0 | 0 | 0 | 0 | 0 | 0 | 0 | 0 | 0 | 0 | 0 | 0 | 0 | 0 | 0 | 0 | 0 | 0 | 12
NO |  | 275 | 2012 | 18 | 34 | 34 |  | Hillman | Darlington | 138 | 138 | H-Frame | 0.01 | 0 | 1 | 795.0 kcmil ACSR | 0 | 0 | 0 | 0 | 0 | 0 | 0 | 0 | 0 | 0 | 0 | 0 | 0 | 0 | 0 | 0 | 0 | 0 | 0 | 0 | 0 | 0 | 0 | 12
NO |  | 275 | 2012 | 18 | 35 | 35 |  | Hillman | Darlington | 138 | 138 | H-Frame | 5.28 | 0 | 1 | 795.0 kcmil ACSR | 0 | 0 | 0 | 0 | 0 | 0 | 0 | 0 | 0 | 0 | 0 | 0 | 0 | 0 | 0 | 0 | 0 | 0 | 0 | 0 | 0 | 0 | 0 | 12
NO |  | 275 | 2012 | 19 | 1 | 1 |  | Hillman | Darlington | 138 | 138 | H-Frame | 1.23 | 0 | 1 | 795.0 kcmil ACSR | 0 | 0 | 0 | 0 | 0 | 0 | 0 | 0 | 0 | 0 | 0 | 0 | 0 | 0 | 0 | 0 | 0 | 0 | 0 | 0 | 0 | 0 | 0 | 12
NO |  | 275 | 2012 | 19 | 2 | 2 |  | Hillman | Darlington | 138 | 138 | H-Frame | 1.44 | 0 | 1 | 795.0 kcmil ACSR | 0 | 0 | 0 | 0 | 0 | 0 | 0 | 0 | 0 | 0 | 0 | 0 | 0 | 0 | 0 | 0 | 0 | 0 | 0 | 0 | 0 | 0 | 0 | 12
NO |  | 275 | 2012 | 19 | 3 | 3 |  | Hillman | Darlington | 138 | 138 | H-Frame | 0.24 | 0 | 1 | 795.0 kcmil ACSR | 0 | 0 | 0 | 0 | 0 | 0 | 0 | 0 | 0 | 0 | 0 | 0 | 0 | 0 | 0 | 0 | 0 | 0 | 0 | 0 | 0 | 0 | 0 | 12
NO |  | 275 | 2012 | 19 | 4 | 4 |  | Hillman | Darlington | 138 | 138 | H-Frame | 10.36 | 0 | 1 | 795.0 kcmil ACSR | 0 | 0 | 0 | 0 | 0 | 0 | 0 | 0 | 0 | 0 | 0 | 0 | 0 | 0 | 0 | 0 | 0 | 0 | 0 | 0 | 0 | 0 | 0 | 12
NO |  | 275 | 2012 | 19 | 5 | 5 |  | Hillman | Darlington | 138 | 138 | H-Frame | 0.11 | 0 | 1 | 795.0 kcmil ACSR | 0 | 0 | 0 | 0 | 0 | 0 | 0 | 0 | 0 | 0 | 0 | 0 | 0 | 0 | 0 | 0 | 0 | 0 | 0 | 0 | 0 | 0 | 0 | 12
NO |  | 275 | 2012 | 19 | 6 | 6 |  | Holland | Charter Steel Sw Str | 138 | 138 | Wood Pole | 0 | 14.99 | 2 | 1033.5 kcmil ACSR | 0 | 0 | 0 | 0 | 0 | 0 | 0 | 0 | 0 | 0 | 0 | 0 | 0 | 0 | 0 | 0 | 0 | 0 | 0 | 0 | 0 | 0 | 0 | 12
NO |  | 275 | 2012 | 19 | 7 | 7 |  | Holland | Charter Steel Sw Str | 138 | 138 | Wood Pole | 0 | 0.11 | 2 | 1033.5 kcmil ACSR | 0 | 0 | 0 | 0 | 0 | 0 | 0 | 0 | 0 | 0 | 0 | 0 | 0 | 0 | 0 | 0 | 0 | 0 | 0 | 0 | 0 | 0 | 0 | 12
NO |  | 275 | 2012 | 19 | 8 | 8 |  | Holland | Plymouth Sub 4 | 138 | 138 | Steel Pole | 0 | 3.93 | 2 | 1033.5 kcmil ACSR | 0 | 0 | 0 | 0 | 0 | 0 | 0 | 0 | 0 | 0 | 0 | 0 | 0 | 0 | 0 | 0 | 0 | 0 | 0 | 0 | 0 | 0 | 0 | 12
NO |  | 275 | 2012 | 19 | 9 | 9 |  | Holland | Plymouth Sub 4 | 138 | 138 | Steel Pole | 0 | 3.07 | 2 | 1033.5 kcmil ACSR | 0 | 0 | 0 | 0 | 0 | 0 | 0 | 0 | 0 | 0 | 0 | 0 | 0 | 0 | 0 | 0 | 0 | 0 | 0 | 0 | 0 | 0 | 0 | 12
NO |  | 275 | 2012 | 19 | 10 | 10 |  | Holland | Plymouth Sub 4 | 138 | 138 | Steel Pole | 0 | 1.59 | 2 | 477.0 kcmil ACSR | 0 | 0 | 0 | 0 | 0 | 0 | 0 | 0 | 0 | 0 | 0 | 0 | 0 | 0 | 0 | 0 | 0 | 0 | 0 | 0 | 0 | 0 | 0 | 12
NO |  | 275 | 2012 | 19 | 11 | 11 |  | Holland | Plymouth Sub 4 | 138 | 138 | Steel Pole | 0 | 7 | 2 | 1033.5 kcmil ACSR | 0 | 0 | 0 | 0 | 0 | 0 | 0 | 0 | 0 | 0 | 0 | 0 | 0 | 0 | 0 | 0 | 0 | 0 | 0 | 0 | 0 | 0 | 0 | 12
NO |  | 275 | 2012 | 19 | 12 | 12 |  | Hollywood | Port Edwards | 138 | 138 | H-Frame | 0.22 | 0 | 1 | 795.0 kcmil ACSR | 0 | 0 | 0 | 0 | 0 | 0 | 0 | 0 | 0 | 0 | 0 | 0 | 0 | 0 | 0 | 0 | 0 | 0 | 0 | 0 | 0 | 0 | 0 | 12
NO |  | 275 | 2012 | 19 | 13 | 13 |  | Hollywood | Port Edwards | 138 | 138 | H-Frame | 2.12 | 0 | 1 | 795.0 kcmil ACSR | 0 | 0 | 0 | 0 | 0 | 0 | 0 | 0 | 0 | 0 | 0 | 0 | 0 | 0 | 0 | 0 | 0 | 0 | 0 | 0 | 0 | 0 | 0 | 12
NO |  | 275 | 2012 | 19 | 14 | 14 |  | Hollywood | Port Edwards | 138 | 138 | H-Frame | 0.3 | 0 | 1 | 795.0 kcmil ACSR | 0 | 0 | 0 | 0 | 0 | 0 | 0 | 0 | 0 | 0 | 0 | 0 | 0 | 0 | 0 | 0 | 0 | 0 | 0 | 0 | 0 | 0 | 0 | 12
NO |  | 275 | 2012 | 19 | 15 | 15 |  | Hollywood | Port Edwards | 138 | 138 | H-Frame | 0.05 | 0 | 1 | 795.0 kcmil ACSR | 0 | 0 | 0 | 0 | 0 | 0 | 0 | 0 | 0 | 0 | 0 | 0 | 0 | 0 | 0 | 0 | 0 | 0 | 0 | 0 | 0 | 0 | 0 | 12
NO |  | 275 | 2012 | 19 | 16 | 16 |  | Holmes | Chalk Hill Hy | 138 | 138 | Lattice Tower | 0.02 | 0 | 1 | 477.0 kcmil ACSR | 0 | 0 | 0 | 0 | 0 | 0 | 0 | 0 | 0 | 0 | 0 | 0 | 0 | 0 | 0 | 0 | 0 | 0 | 0 | 0 | 0 | 0 | 0 | 12
NO |  | 275 | 2012 | 19 | 17 | 17 |  | Holmes | Chalk Hill Hy | 138 | 138 | Lattice Tower | 0 | 0.26 | 2 | 477.0 kcmil ACSR | 0 | 0 | 0 | 0 | 0 | 0 | 0 | 0 | 0 | 0 | 0 | 0 | 0 | 0 | 0 | 0 | 0 | 0 | 0 | 0 | 0 | 0 | 0 | 12
NO |  | 275 | 2012 | 19 | 18 | 18 |  | Holmes | Chalk Hill Hy | 138 | 138 | Lattice Tower | 0.12 | 0 | 1 | 477.0 kcmil ACSR | 0 | 0 | 0 | 0 | 0 | 0 | 0 | 0 | 0 | 0 | 0 | 0 | 0 | 0 | 0 | 0 | 0 | 0 | 0 | 0 | 0 | 0 | 0 | 12
NO |  | 275 | 2012 | 19 | 19 | 19 |  | Holmes | Chalk Hill Hy | 138 | 138 | Lattice Tower | 2.11 | 0 | 1 | 4/0 AWG ACSR 6/1 | 0 | 0 | 0 | 0 | 0 | 0 | 0 | 0 | 0 | 0 | 0 | 0 | 0 | 0 | 0 | 0 | 0 | 0 | 0 | 0 | 0 | 0 | 0 | 12
NO |  | 275 | 2012 | 19 | 20 | 20 |  | Holmes | Chalk Hill Hy | 138 | 138 | Lattice Tower | 0.18 | 0 | 1 | 4/0 AWG ACSR 6/1 | 0 | 0 | 0 | 0 | 0 | 0 | 0 | 0 | 0 | 0 | 0 | 0 | 0 | 0 | 0 | 0 | 0 | 0 | 0 | 0 | 0 | 0 | 0 | 12
NO |  | 275 | 2012 | 19 | 21 | 21 |  | Holmes | White Rapids Hy | 138 | 138 | Steel Pole | 0.02 | 0 | 1 | 477.0 kcmil ACSR | 0 | 0 | 0 | 0 | 0 | 0 | 0 | 0 | 0 | 0 | 0 | 0 | 0 | 0 | 0 | 0 | 0 | 0 | 0 | 0 | 0 | 0 | 0 | 12
NO |  | 275 | 2012 | 19 | 22 | 22 |  | Holmes | White Rapids Hy | 138 | 138 | Steel Pole | 0.04 | 0 | 1 | 477.0 kcmil ACSR | 0 | 0 | 0 | 0 | 0 | 0 | 0 | 0 | 0 | 0 | 0 | 0 | 0 | 0 | 0 | 0 | 0 | 0 | 0 | 0 | 0 | 0 | 0 | 12
NO |  | 275 | 2012 | 19 | 23 | 23 |  | Holmes | White Rapids Hy | 138 | 138 | Steel Pole | 0.14 | 0 | 1 | 477.0 kcmil ACSR | 0 | 0 | 0 | 0 | 0 | 0 | 0 | 0 | 0 | 0 | 0 | 0 | 0 | 0 | 0 | 0 | 0 | 0 | 0 | 0 | 0 | 0 | 0 | 12
NO |  | 275 | 2012 | 19 | 24 | 24 |  | Holmes | White Rapids Hy | 138 | 138 | Steel Pole | 0.03 | 0 | 1 | 477.0 kcmil ACSR | 0 | 0 | 0 | 0 | 0 | 0 | 0 | 0 | 0 | 0 | 0 | 0 | 0 | 0 | 0 | 0 | 0 | 0 | 0 | 0 | 0 | 0 | 0 | 12
NO |  | 275 | 2012 | 19 | 25 | 25 |  | Hoover | Arnott | 138 | 138 | Various | 3.51 | 0 | 1 | 795.0 kcmil ACSR | 0 | 0 | 0 | 0 | 0 | 0 | 0 | 0 | 0 | 0 | 0 | 0 | 0 | 0 | 0 | 0 | 0 | 0 | 0 | 0 | 0 | 0 | 0 | 12
NO |  | 275 | 2012 | 19 | 26 | 26 |  | Hoover | Arnott | 138 | 138 | Various | 0.1 | 0 | 1 | 795.0 kcmil ACSR | 0 | 0 | 0 | 0 | 0 | 0 | 0 | 0 | 0 | 0 | 0 | 0 | 0 | 0 | 0 | 0 | 0 | 0 | 0 | 0 | 0 | 0 | 0 | 12
NO |  | 275 | 2012 | 19 | 27 | 27 |  | Hoover | Arnott | 138 | 138 | Various | 4.09 | 0 | 1 | 795.0 kcmil ACSR | 0 | 0 | 0 | 0 | 0 | 0 | 0 | 0 | 0 | 0 | 0 | 0 | 0 | 0 | 0 | 0 | 0 | 0 | 0 | 0 | 0 | 0 | 0 | 12
NO |  | 275 | 2012 | 19 | 28 | 28 |  | Huebner | Lodestar | 138 | 138 | Wood Pole | 0.61 | 0 | 1 | 795.0 kcmil ACSR | 0 | 0 | 0 | 0 | 0 | 0 | 0 | 0 | 0 | 0 | 0 | 0 | 0 | 0 | 0 | 0 | 0 | 0 | 0 | 0 | 0 | 0 | 0 | 12
NO |  | 275 | 2012 | 19 | 29 | 29 |  | Huebner | Lodestar | 138 | 138 | Wood Pole | 0 | 1.6 | 2 | 795.0 kcmil ACSR | 0 | 0 | 0 | 0 | 0 | 0 | 0 | 0 | 0 | 0 | 0 | 0 | 0 | 0 | 0 | 0 | 0 | 0 | 0 | 0 | 0 | 0 | 0 | 12
NO |  | 275 | 2012 | 19 | 30 | 30 |  | Huebner | Lodestar | 138 | 138 | Wood Pole | 0 | 0.42 | 2 | 795.0 kcmil ACSR | 0 | 0 | 0 | 0 | 0 | 0 | 0 | 0 | 0 | 0 | 0 | 0 | 0 | 0 | 0 | 0 | 0 | 0 | 0 | 0 | 0 | 0 | 0 | 12
NO |  | 275 | 2012 | 19 | 31 | 31 |  | Huebner | Lodestar | 138 | 138 | Wood Pole | 0 | 0.03 | 2 | 795.0 kcmil ACSR | 0 | 0 | 0 | 0 | 0 | 0 | 0 | 0 | 0 | 0 | 0 | 0 | 0 | 0 | 0 | 0 | 0 | 0 | 0 | 0 | 0 | 0 | 0 | 12
NO |  | 275 | 2012 | 19 | 32 | 32 |  | Huebner | Lodestar | 138 | 138 | Wood Pole | 0.03 | 0 | 1 | 795.0 kcmil ACSR | 0 | 0 | 0 | 0 | 0 | 0 | 0 | 0 | 0 | 0 | 0 | 0 | 0 | 0 | 0 | 0 | 0 | 0 | 0 | 0 | 0 | 0 | 0 | 12
NO |  | 275 | 2012 | 19 | 33 | 33 |  | Huebner | Lodestar | 138 | 138 | Wood Pole | 0.66 | 0 | 1 | 795.0 kcmil ACSR | 0 | 0 | 0 | 0 | 0 | 0 | 0 | 0 | 0 | 0 | 0 | 0 | 0 | 0 | 0 | 0 | 0 | 0 | 0 | 0 | 0 | 0 | 0 | 12
NO |  | 275 | 2012 | 19 | 34 | 34 |  | Humbolt Term | Shorewood | 138 | 138 | UG | 0.74 | 0 | 1 | 2000.0 kcmil Cu-T | 0 | 0 | 0 | 0 | 0 | 0 | 0 | 0 | 0 | 0 | 0 | 0 | 0 | 0 | 0 | 0 | 0 | 0 | 0 | 0 | 0 | 0 | 0 | 12
NO |  | 275 | 2012 | 19 | 35 | 35 |  | Humbolt Term | Shorewood | 138 | 138 | UG | 0.75 | 0 | 1 | 2000.0 kcmil Cu-T | 0 | 0 | 0 | 0 | 0 | 0 | 0 | 0 | 0 | 0 | 0 | 0 | 0 | 0 | 0 | 0 | 0 | 0 | 0 | 0 | 0 | 0 | 0 | 12
NO |  | 275 | 2012 | 20 | 1 | 1 |  | Hustisford Tap 1 | Hustisford | 138 | 138 | Steel Pole | 0.08 | 0 | 1 | 477.0 kcmil ACSR | 0 | 0 | 0 | 0 | 0 | 0 | 0 | 0 | 0 | 0 | 0 | 0 | 0 | 0 | 0 | 0 | 0 | 0 | 0 | 0 | 0 | 0 | 0 | 12
NO |  | 275 | 2012 | 20 | 2 | 2 |  | Hustisford Tap 1 | Hustisford | 138 | 138 | Steel Pole | 0 | 0.1 | 2 | 477.0 kcmil ACSR | 0 | 0 | 0 | 0 | 0 | 0 | 0 | 0 | 0 | 0 | 0 | 0 | 0 | 0 | 0 | 0 | 0 | 0 | 0 | 0 | 0 | 0 | 0 | 12
NO |  | 275 | 2012 | 20 | 3 | 3 |  | Hustisford Tap 1 | Hustisford | 138 | 138 | Steel Pole | 0.09 | 0 | 1 | 477.0 kcmil ACSR | 0 | 0 | 0 | 0 | 0 | 0 | 0 | 0 | 0 | 0 | 0 | 0 | 0 | 0 | 0 | 0 | 0 | 0 | 0 | 0 | 0 | 0 | 0 | 12
NO |  | 275 | 2012 | 20 | 4 | 4 |  | Hustisford Tap 1 | Hustisford Tap 2 | 138 | 138 | Steel Pole | 0.02 | 0 | 1 | 477.0 kcmil ACSR | 0 | 0 | 0 | 0 | 0 | 0 | 0 | 0 | 0 | 0 | 0 | 0 | 0 | 0 | 0 | 0 | 0 | 0 | 0 | 0 | 0 | 0 | 0 | 12
NO |  | 275 | 2012 | 20 | 5 | 5 |  | Hustisford Tap 1 | Hustisford Tap 2 | 138 | 138 | Steel Pole | 0.02 | 0 | 1 | 477.0 kcmil ACSR | 0 | 0 | 0 | 0 | 0 | 0 | 0 | 0 | 0 | 0 | 0 | 0 | 0 | 0 | 0 | 0 | 0 | 0 | 0 | 0 | 0 | 0 | 0 | 12
NO |  | 275 | 2012 | 20 | 6 | 6 |  | Hustisford Tap 2 | Hubbard | 138 | 138 | Steel Pole | 2.26 | 0 | 1 | 477.0 kcmil ACSR | 0 | 0 | 0 | 0 | 0 | 0 | 0 | 0 | 0 | 0 | 0 | 0 | 0 | 0 | 0 | 0 | 0 | 0 | 0 | 0 | 0 | 0 | 0 | 12
NO |  | 275 | 2012 | 20 | 7 | 7 |  | Hustisford Tap 2 | Hubbard | 138 | 138 | Steel Pole | 4.71 | 0 | 1 | 477.0 kcmil ACSR | 0 | 0 | 0 | 0 | 0 | 0 | 0 | 0 | 0 | 0 | 0 | 0 | 0 | 0 | 0 | 0 | 0 | 0 | 0 | 0 | 0 | 0 | 0 | 12
NO |  | 275 | 2012 | 20 | 8 | 8 |  | Hustisford Tap 2 | Hustisford | 138 | 138 | Steel Pole | 0.07 | 0 | 1 | 477.0 kcmil ACSR | 0 | 0 | 0 | 0 | 0 | 0 | 0 | 0 | 0 | 0 | 0 | 0 | 0 | 0 | 0 | 0 | 0 | 0 | 0 | 0 | 0 | 0 | 0 | 12
NO |  | 275 | 2012 | 20 | 9 | 9 |  | Hustisford Tap 2 | Hustisford | 138 | 138 | Steel Pole | 0 | 0.1 | 2 | 477.0 kcmil ACSR | 0 | 0 | 0 | 0 | 0 | 0 | 0 | 0 | 0 | 0 | 0 | 0 | 0 | 0 | 0 | 0 | 0 | 0 | 0 | 0 | 0 | 0 | 0 | 12
NO |  | 275 | 2012 | 20 | 10 | 10 |  | Hustisford Tap 2 | Hustisford | 138 | 138 | Steel Pole | 0.12 | 0 | 1 | 477.0 kcmil ACSR | 0 | 0 | 0 | 0 | 0 | 0 | 0 | 0 | 0 | 0 | 0 | 0 | 0 | 0 | 0 | 0 | 0 | 0 | 0 | 0 | 0 | 0 | 0 | 12
NO |  | 275 | 2012 | 20 | 11 | 11 |  | Ingalls | Holmes | 138 | 138 | Steel Pole | 13.1 | 0 | 1 | 477.0 kcmil ACSR | 0 | 0 | 0 | 0 | 0 | 0 | 0 | 0 | 0 | 0 | 0 | 0 | 0 | 0 | 0 | 0 | 0 | 0 | 0 | 0 | 0 | 0 | 0 | 12
NO |  | 275 | 2012 | 20 | 12 | 12 |  | Iron Grove | Twin Lake Tap East | 138 | 138 | Steel Pole | 1.03 | 0 | 1 | 477.0 kcmil ACSR | 0 | 0 | 0 | 0 | 0 | 0 | 0 | 0 | 0 | 0 | 0 | 0 | 0 | 0 | 0 | 0 | 0 | 0 | 0 | 0 | 0 | 0 | 0 | 12
NO |  | 275 | 2012 | 20 | 13 | 13 |  | Iron Grove | Twin Lake Tap East | 138 | 138 | Steel Pole | 2.49 | 0 | 1 | 477.0 kcmil ACSR | 0 | 0 | 0 | 0 | 0 | 0 | 0 | 0 | 0 | 0 | 0 | 0 | 0 | 0 | 0 | 0 | 0 | 0 | 0 | 0 | 0 | 0 | 0 | 12
NO |  | 275 | 2012 | 20 | 14 | 14 |  | Iron Grove | Twin Lake Tap East | 138 | 138 | Steel Pole | 2.9 | 0 | 1 | 477.0 kcmil ACSR | 0 | 0 | 0 | 0 | 0 | 0 | 0 | 0 | 0 | 0 | 0 | 0 | 0 | 0 | 0 | 0 | 0 | 0 | 0 | 0 | 0 | 0 | 0 | 12
NO |  | 275 | 2012 | 20 | 15 | 15 |  | Iron Grove | Twin Lake Tap East | 138 | 138 | Steel Pole | 0.45 | 0 | 1 | 477.0 kcmil ACSR | 0 | 0 | 0 | 0 | 0 | 0 | 0 | 0 | 0 | 0 | 0 | 0 | 0 | 0 | 0 | 0 | 0 | 0 | 0 | 0 | 0 | 0 | 0 | 12
NO |  | 275 | 2012 | 20 | 16 | 16 |  | Iron Grove | Twin Lake Tap East | 138 | 138 | Steel Pole | 2.85 | 0 | 1 | 477.0 kcmil ACSR | 0 | 0 | 0 | 0 | 0 | 0 | 0 | 0 | 0 | 0 | 0 | 0 | 0 | 0 | 0 | 0 | 0 | 0 | 0 | 0 | 0 | 0 | 0 | 12
NO |  | 275 | 2012 | 20 | 17 | 17 |  | Iron Grove | Twin Lake Tap East | 138 | 138 | Steel Pole | 1.29 | 0 | 1 | 477.0 kcmil ACSR | 0 | 0 | 0 | 0 | 0 | 0 | 0 | 0 | 0 | 0 | 0 | 0 | 0 | 0 | 0 | 0 | 0 | 0 | 0 | 0 | 0 | 0 | 0 | 12
NO |  | 275 | 2012 | 20 | 18 | 18 |  | Iron Grove | Twin Lake Tap East | 138 | 138 | Steel Pole | 1.78 | 0 | 1 | 477.0 kcmil ACSR | 0 | 0 | 0 | 0 | 0 | 0 | 0 | 0 | 0 | 0 | 0 | 0 | 0 | 0 | 0 | 0 | 0 | 0 | 0 | 0 | 0 | 0 | 0 | 12
NO |  | 275 | 2012 | 20 | 19 | 19 |  | Iron Grove | Twin Lake Tap East | 138 | 138 | Steel Pole | 1.85 | 0 | 1 | 477.0 kcmil ACSR | 0 | 0 | 0 | 0 | 0 | 0 | 0 | 0 | 0 | 0 | 0 | 0 | 0 | 0 | 0 | 0 | 0 | 0 | 0 | 0 | 0 | 0 | 0 | 12
NO |  | 275 | 2012 | 20 | 20 | 20 |  | Iron Grove | Twin Lake Tap East | 138 | 138 | Steel Pole | 1.1 | 0 | 1 | 477.0 kcmil ACSR | 0 | 0 | 0 | 0 | 0 | 0 | 0 | 0 | 0 | 0 | 0 | 0 | 0 | 0 | 0 | 0 | 0 | 0 | 0 | 0 | 0 | 0 | 0 | 12
NO |  | 275 | 2012 | 20 | 21 | 21 |  | Iron Grove | Twin Lake Tap East | 138 | 138 | Steel Pole | 1.51 | 0 | 1 | 477.0 kcmil ACSR | 0 | 0 | 0 | 0 | 0 | 0 | 0 | 0 | 0 | 0 | 0 | 0 | 0 | 0 | 0 | 0 | 0 | 0 | 0 | 0 | 0 | 0 | 0 | 12
NO |  | 275 | 2012 | 20 | 22 | 22 |  | Iron Grove | Twin Lake Tap East | 138 | 138 | Steel Pole | 1.5 | 0 | 1 | 477.0 kcmil ACSR | 0 | 0 | 0 | 0 | 0 | 0 | 0 | 0 | 0 | 0 | 0 | 0 | 0 | 0 | 0 | 0 | 0 | 0 | 0 | 0 | 0 | 0 | 0 | 12
NO |  | 275 | 2012 | 20 | 23 | 23 |  | Iron Grove | Twin Lake Tap East | 138 | 138 | Steel Pole | 0.23 | 0 | 1 | 477.0 kcmil ACSR | 0 | 0 | 0 | 0 | 0 | 0 | 0 | 0 | 0 | 0 | 0 | 0 | 0 | 0 | 0 | 0 | 0 | 0 | 0 | 0 | 0 | 0 | 0 | 12
NO |  | 275 | 2012 | 20 | 24 | 24 |  | Iron Grove | Twin Lake Tap East | 138 | 138 | Steel Pole | 2.87 | 0 | 1 | 477.0 kcmil ACSR | 0 | 0 | 0 | 0 | 0 | 0 | 0 | 0 | 0 | 0 | 0 | 0 | 0 | 0 | 0 | 0 | 0 | 0 | 0 | 0 | 0 | 0 | 0 | 12
NO |  | 275 | 2012 | 20 | 25 | 25 |  | Iron Grove | Twin Lake Tap East | 138 | 138 | Steel Pole | 0.8 | 0 | 1 | 477.0 kcmil ACSR | 0 | 0 | 0 | 0 | 0 | 0 | 0 | 0 | 0 | 0 | 0 | 0 | 0 | 0 | 0 | 0 | 0 | 0 | 0 | 0 | 0 | 0 | 0 | 12
NO |  | 275 | 2012 | 20 | 26 | 26 |  | Iron Grove | Twin Lake Tap East | 138 | 138 | Steel Pole | 0.81 | 0 | 1 | 477.0 kcmil ACSR | 0 | 0 | 0 | 0 | 0 | 0 | 0 | 0 | 0 | 0 | 0 | 0 | 0 | 0 | 0 | 0 | 0 | 0 | 0 | 0 | 0 | 0 | 0 | 12
NO |  | 275 | 2012 | 20 | 27 | 27 |  | Iron Grove | Twin Lake Tap East | 138 | 138 | Steel Pole | 0.01 | 0 | 1 | 477.0 kcmil ACSR | 0 | 0 | 0 | 0 | 0 | 0 | 0 | 0 | 0 | 0 | 0 | 0 | 0 | 0 | 0 | 0 | 0 | 0 | 0 | 0 | 0 | 0 | 0 | 12
NO |  | 275 | 2012 | 20 | 28 | 28 |  | James St | 7th St | 138 | 138 | Steel Pole | 0 | 0.94 | 2 | 795.0 kcmil ACSR | 0 | 0 | 0 | 0 | 0 | 0 | 0 | 0 | 0 | 0 | 0 | 0 | 0 | 0 | 0 | 0 | 0 | 0 | 0 | 0 | 0 | 0 | 0 | 12
NO |  | 275 | 2012 | 20 | 29 | 29 |  | James St | 7th St | 138 | 138 | Steel Pole | 0 | 0.53 | 2 | 795.0 kcmil ACSR | 0 | 0 | 0 | 0 | 0 | 0 | 0 | 0 | 0 | 0 | 0 | 0 | 0 | 0 | 0 | 0 | 0 | 0 | 0 | 0 | 0 | 0 | 0 | 12
NO |  | 275 | 2012 | 20 | 30 | 30 |  | James St | 7th St | 138 | 138 | Steel Pole | 0 | 0.03 | 2 | 795.0 kcmil ACSR | 0 | 0 | 0 | 0 | 0 | 0 | 0 | 0 | 0 | 0 | 0 | 0 | 0 | 0 | 0 | 0 | 0 | 0 | 0 | 0 | 0 | 0 | 0 | 12
NO |  | 275 | 2012 | 20 | 31 | 31 |  | Janesville General SW YD | Russell | 138 | 138 | Lattice Tower | 0 | 1.57 | 2 | 1033.5 kcmil ACSR | 0 | 0 | 0 | 0 | 0 | 0 | 0 | 0 | 0 | 0 | 0 | 0 | 0 | 0 | 0 | 0 | 0 | 0 | 0 | 0 | 0 | 0 | 0 | 12
NO |  | 275 | 2012 | 20 | 32 | 32 |  | Janesville General SW YD | Russell | 138 | 138 | Lattice Tower | 0 | 0.11 | 2 | 1033.5 kcmil ACSR | 0 | 0 | 0 | 0 | 0 | 0 | 0 | 0 | 0 | 0 | 0 | 0 | 0 | 0 | 0 | 0 | 0 | 0 | 0 | 0 | 0 | 0 | 0 | 12
NO |  | 275 | 2012 | 20 | 33 | 33 |  | Janesville General SW YD | Russell | 138 | 138 | Lattice Tower | 0 | 1 | 2 | 1033.5 kcmil ACSR | 0 | 0 | 0 | 0 | 0 | 0 | 0 | 0 | 0 | 0 | 0 | 0 | 0 | 0 | 0 | 0 | 0 | 0 | 0 | 0 | 0 | 0 | 0 | 12
NO |  | 275 | 2012 | 20 | 34 | 34 |  | Janesville General SW YD | Russell | 138 | 138 | Lattice Tower | 0 | 3.51 | 2 | 1033.5 kcmil ACSR | 0 | 0 | 0 | 0 | 0 | 0 | 0 | 0 | 0 | 0 | 0 | 0 | 0 | 0 | 0 | 0 | 0 | 0 | 0 | 0 | 0 | 0 | 0 | 12
NO |  | 275 | 2012 | 20 | 35 | 35 |  | Janesville General SW YD | Russell | 138 | 138 | Lattice Tower | 0.11 | 0 | 1 | 1033.5 kcmil ACSR | 0 | 0 | 0 | 0 | 0 | 0 | 0 | 0 | 0 | 0 | 0 | 0 | 0 | 0 | 0 | 0 | 0 | 0 | 0 | 0 | 0 | 0 | 0 | 12
NO |  | 275 | 2012 | 21 | 1 | 1 |  | Janesville General SW YD | Venture SW STR | 138 | 138 | Steel Pole | 0 | 0.7 | 2 | 795.0 kcmil ACSR | 0 | 0 | 0 | 0 | 0 | 0 | 0 | 0 | 0 | 0 | 0 | 0 | 0 | 0 | 0 | 0 | 0 | 0 | 0 | 0 | 0 | 0 | 0 | 12
NO |  | 275 | 2012 | 21 | 2 | 2 |  | Janesville General SW YD | Venture SW STR | 138 | 138 | Steel Pole | 0.04 | 0 | 1 | 795.0 kcmil ACSR | 0 | 0 | 0 | 0 | 0 | 0 | 0 | 0 | 0 | 0 | 0 | 0 | 0 | 0 | 0 | 0 | 0 | 0 | 0 | 0 | 0 | 0 | 0 | 12
NO |  | 275 | 2012 | 21 | 3 | 3 |  | Janesville General SW YD | Venture SW STR | 138 | 138 | Steel Pole | 0 | 2.09 | 2 | 556.5 kcmil ACSR | 0 | 0 | 0 | 0 | 0 | 0 | 0 | 0 | 0 | 0 | 0 | 0 | 0 | 0 | 0 | 0 | 0 | 0 | 0 | 0 | 0 | 0 | 0 | 12
NO |  | 275 | 2012 | 21 | 4 | 4 |  | Janesville General SW YD | Venture SW STR | 138 | 138 | Steel Pole | 0.12 | 0 | 1 | 556.5 kcmil ACSR | 0 | 0 | 0 | 0 | 0 | 0 | 0 | 0 | 0 | 0 | 0 | 0 | 0 | 0 | 0 | 0 | 0 | 0 | 0 | 0 | 0 | 0 | 0 | 12
NO |  | 275 | 2012 | 21 | 5 | 5 |  | Jefferson | Fort Atkinson | 138 | 138 | H-Frame | 4.54 | 0 | 1 | 795.0 kcmil ACSR | 0 | 0 | 0 | 0 | 0 | 0 | 0 | 0 | 0 | 0 | 0 | 0 | 0 | 0 | 0 | 0 | 0 | 0 | 0 | 0 | 0 | 0 | 0 | 12
NO |  | 275 | 2012 | 21 | 6 | 6 |  | Jefferson | Fort Atkinson | 138 | 138 | H-Frame | 0.1 | 0 | 1 | 477.0 kcmil ACSR | 0 | 0 | 0 | 0 | 0 | 0 | 0 | 0 | 0 | 0 | 0 | 0 | 0 | 0 | 0 | 0 | 0 | 0 | 0 | 0 | 0 | 0 | 0 | 12
NO |  | 275 | 2012 | 21 | 7 | 7 |  | Jefferson | Fort Atkinson | 138 | 138 | H-Frame | 0.04 | 0 | 1 | 477.0 kcmil ACSR | 0 | 0 | 0 | 0 | 0 | 0 | 0 | 0 | 0 | 0 | 0 | 0 | 0 | 0 | 0 | 0 | 0 | 0 | 0 | 0 | 0 | 0 | 0 | 12
NO |  | 275 | 2012 | 21 | 8 | 8 |  | Jefferson | Fort Atkinson | 138 | 138 | H-Frame | 4.53 | 0 | 1 | 477.0 kcmil ACSR | 0 | 0 | 0 | 0 | 0 | 0 | 0 | 0 | 0 | 0 | 0 | 0 | 0 | 0 | 0 | 0 | 0 | 0 | 0 | 0 | 0 | 0 | 0 | 12
NO |  | 275 | 2012 | 21 | 9 | 9 |  | Jefferson | Tyranena | 138 | 138 | Steel Pole | 1.61 | 0 | 1 | 477.0 kcmil ACSR | 0 | 0 | 0 | 0 | 0 | 0 | 0 | 0 | 0 | 0 | 0 | 0 | 0 | 0 | 0 | 0 | 0 | 0 | 0 | 0 | 0 | 0 | 0 | 12
NO |  | 275 | 2012 | 21 | 10 | 10 |  | Jefferson | Tyranena | 138 | 138 | Steel Pole | 2.24 | 0 | 1 | 477.0 kcmil ACSR | 0 | 0 | 0 | 0 | 0 | 0 | 0 | 0 | 0 | 0 | 0 | 0 | 0 | 0 | 0 | 0 | 0 | 0 | 0 | 0 | 0 | 0 | 0 | 12
NO |  | 275 | 2012 | 21 | 11 | 11 |  | Jefferson | Tyranena | 138 | 138 | Steel Pole | 1.31 | 0 | 1 | 477.0 kcmil ACSR | 0 | 0 | 0 | 0 | 0 | 0 | 0 | 0 | 0 | 0 | 0 | 0 | 0 | 0 | 0 | 0 | 0 | 0 | 0 | 0 | 0 | 0 | 0 | 12
NO |  | 275 | 2012 | 21 | 12 | 12 |  | Jefferson | Tyranena | 138 | 138 | Steel Pole | 1.64 | 0 | 1 | 477.0 kcmil ACSR | 0 | 0 | 0 | 0 | 0 | 0 | 0 | 0 | 0 | 0 | 0 | 0 | 0 | 0 | 0 | 0 | 0 | 0 | 0 | 0 | 0 | 0 | 0 | 12
NO |  | 275 | 2012 | 21 | 13 | 13 |  | Kansas | Moorland | 138 | 138 | Lattice Tower | 0 | 0.08 | 2 | 1033.5 kcmil ACSR | 0 | 0 | 0 | 0 | 0 | 0 | 0 | 0 | 0 | 0 | 0 | 0 | 0 | 0 | 0 | 0 | 0 | 0 | 0 | 0 | 0 | 0 | 0 | 12
NO |  | 275 | 2012 | 21 | 14 | 14 |  | Kansas | Moorland | 138 | 138 | Lattice Tower | 0 | 3.39 | 2 | 2156.0 kcmil ACSR | 0 | 0 | 0 | 0 | 0 | 0 | 0 | 0 | 0 | 0 | 0 | 0 | 0 | 0 | 0 | 0 | 0 | 0 | 0 | 0 | 0 | 0 | 0 | 12
NO |  | 275 | 2012 | 21 | 15 | 15 |  | Kansas | Moorland | 138 | 138 | Lattice Tower | 0 | 0.11 | 2 | 2156.0 kcmil ACSR | 0 | 0 | 0 | 0 | 0 | 0 | 0 | 0 | 0 | 0 | 0 | 0 | 0 | 0 | 0 | 0 | 0 | 0 | 0 | 0 | 0 | 0 | 0 | 12
NO |  | 275 | 2012 | 21 | 16 | 16 |  | Kansas | Moorland | 138 | 138 | Lattice Tower | 0 | 2.03 | 2 | 795.0 kcmil ACSR | 0 | 0 | 0 | 0 | 0 | 0 | 0 | 0 | 0 | 0 | 0 | 0 | 0 | 0 | 0 | 0 | 0 | 0 | 0 | 0 | 0 | 0 | 0 | 12
NO |  | 275 | 2012 | 21 | 17 | 17 |  | Kansas | Moorland | 138 | 138 | Lattice Tower | 0.15 | 0 | 1 | 795.0 kcmil ACSR | 0 | 0 | 0 | 0 | 0 | 0 | 0 | 0 | 0 | 0 | 0 | 0 | 0 | 0 | 0 | 0 | 0 | 0 | 0 | 0 | 0 | 0 | 0 | 12
NO |  | 275 | 2012 | 21 | 18 | 18 |  | Kansas | Moorland | 138 | 138 | Lattice Tower | 0 | 0.05 | 2 | 795.0 kcmil ACSR | 0 | 0 | 0 | 0 | 0 | 0 | 0 | 0 | 0 | 0 | 0 | 0 | 0 | 0 | 0 | 0 | 0 | 0 | 0 | 0 | 0 | 0 | 0 | 12
NO |  | 275 | 2012 | 21 | 19 | 19 |  | Kansas | Moorland | 138 | 138 | Lattice Tower | 0 | 6.36 | 2 | 1033.5 kcmil ACSR | 0 | 0 | 0 | 0 | 0 | 0 | 0 | 0 | 0 | 0 | 0 | 0 | 0 | 0 | 0 | 0 | 0 | 0 | 0 | 0 | 0 | 0 | 0 | 12
NO |  | 275 | 2012 | 21 | 20 | 20 |  | Kansas | Moorland | 138 | 138 | Lattice Tower | 0 | 2.11 | 2 | 795.0 kcmil ACSR | 0 | 0 | 0 | 0 | 0 | 0 | 0 | 0 | 0 | 0 | 0 | 0 | 0 | 0 | 0 | 0 | 0 | 0 | 0 | 0 | 0 | 0 | 0 | 12
NO |  | 275 | 2012 | 21 | 21 | 21 |  | Kansas | Moorland | 138 | 138 | Lattice Tower | 0 | 0.06 | 2 | 795.0 kcmil ACSR | 0 | 0 | 0 | 0 | 0 | 0 | 0 | 0 | 0 | 0 | 0 | 0 | 0 | 0 | 0 | 0 | 0 | 0 | 0 | 0 | 0 | 0 | 0 | 12
NO |  | 275 | 2012 | 21 | 22 | 22 |  | Kansas | Moorland | 138 | 138 | Lattice Tower | 0 | 0.64 | 2 | 2156.0 kcmil ACSR | 0 | 0 | 0 | 0 | 0 | 0 | 0 | 0 | 0 | 0 | 0 | 0 | 0 | 0 | 0 | 0 | 0 | 0 | 0 | 0 | 0 | 0 | 0 | 12
NO |  | 275 | 2012 | 21 | 23 | 23 |  | Kansas | Moorland | 138 | 138 | Lattice Tower | 0 | 0.2 | 2 | 2156.0 kcmil ACSR | 0 | 0 | 0 | 0 | 0 | 0 | 0 | 0 | 0 | 0 | 0 | 0 | 0 | 0 | 0 | 0 | 0 | 0 | 0 | 0 | 0 | 0 | 0 | 12
NO |  | 275 | 2012 | 21 | 24 | 24 |  | Kansas | Harbor (WE) | 138 | 138 | H-Frame | 0 | 0.01 | 2 | 795.0 kcmil ACSR | 0 | 0 | 0 | 0 | 0 | 0 | 0 | 0 | 0 | 0 | 0 | 0 | 0 | 0 | 0 | 0 | 0 | 0 | 0 | 0 | 0 | 0 | 0 | 12
NO |  | 275 | 2012 | 21 | 25 | 25 |  | Kansas | Harbor (WE) | 138 | 138 | H-Frame | 0 | 0.09 | 2 | 795.0 kcmil ACSR | 0 | 0 | 0 | 0 | 0 | 0 | 0 | 0 | 0 | 0 | 0 | 0 | 0 | 0 | 0 | 0 | 0 | 0 | 0 | 0 | 0 | 0 | 0 | 12
NO |  | 275 | 2012 | 21 | 26 | 26 |  | Kansas | Harbor (WE) | 138 | 138 | UG | 0.11 | 0 | 1 | 1250.0 kcmil Cu-T | 0 | 0 | 0 | 0 | 0 | 0 | 0 | 0 | 0 | 0 | 0 | 0 | 0 | 0 | 0 | 0 | 0 | 0 | 0 | 0 | 0 | 0 | 0 | 12
NO |  | 275 | 2012 | 21 | 27 | 27 |  | Kansas | Harbor (WE) | 138 | 138 | UG | 0.75 | 0 | 1 | 1250.0 kcmil Cu-T | 0 | 0 | 0 | 0 | 0 | 0 | 0 | 0 | 0 | 0 | 0 | 0 | 0 | 0 | 0 | 0 | 0 | 0 | 0 | 0 | 0 | 0 | 0 | 12
NO |  | 275 | 2012 | 21 | 28 | 28 |  | Kansas | Harbor (WE) | 138 | 138 | UG | 2.48 | 0 | 1 | 1000.0 kcmil Cu-T | 0 | 0 | 0 | 0 | 0 | 0 | 0 | 0 | 0 | 0 | 0 | 0 | 0 | 0 | 0 | 0 | 0 | 0 | 0 | 0 | 0 | 0 | 0 | 12
NO |  | 275 | 2012 | 21 | 29 | 29 |  | Kansas | Harbor (WE) | 138 | 138 | UG | 0.17 | 0 | 1 | 1250.0 kcmil Cu-T | 0 | 0 | 0 | 0 | 0 | 0 | 0 | 0 | 0 | 0 | 0 | 0 | 0 | 0 | 0 | 0 | 0 | 0 | 0 | 0 | 0 | 0 | 0 | 12
NO |  | 275 | 2012 | 21 | 30 | 30 |  | Kansas | Harbor (WE) | 138 | 138 | UG | 1.87 | 0 | 1 | 1000.0 kcmil Cu-T | 0 | 0 | 0 | 0 | 0 | 0 | 0 | 0 | 0 | 0 | 0 | 0 | 0 | 0 | 0 | 0 | 0 | 0 | 0 | 0 | 0 | 0 | 0 | 12
NO |  | 275 | 2012 | 21 | 31 | 31 |  | Kansas | Harbor (WE) | 138 | 138 | UG | 0.03 | 0 | 1 | 1250.0 kcmil Cu-T | 0 | 0 | 0 | 0 | 0 | 0 | 0 | 0 | 0 | 0 | 0 | 0 | 0 | 0 | 0 | 0 | 0 | 0 | 0 | 0 | 0 | 0 | 0 | 12
NO |  | 275 | 2012 | 21 | 32 | 32 |  | Kansas | Harbor (WE) | 138 | 138 | H-Frame | 0 | 0.41 | 2 | 795.0 kcmil ACSR | 0 | 0 | 0 | 0 | 0 | 0 | 0 | 0 | 0 | 0 | 0 | 0 | 0 | 0 | 0 | 0 | 0 | 0 | 0 | 0 | 0 | 0 | 0 | 12
NO |  | 275 | 2012 | 21 | 33 | 33 |  | Kansas | Brookdale | 138 | 138 | Lattice Tower | 0.01 | 0 | 1 | 795.0 kcmil ACSR | 0 | 0 | 0 | 0 | 0 | 0 | 0 | 0 | 0 | 0 | 0 | 0 | 0 | 0 | 0 | 0 | 0 | 0 | 0 | 0 | 0 | 0 | 0 | 12
NO |  | 275 | 2012 | 21 | 34 | 34 |  | Kansas | Brookdale | 138 | 138 | Lattice Tower | 0.15 | 0 | 1 | 795.0 kcmil ACSR | 0 | 0 | 0 | 0 | 0 | 0 | 0 | 0 | 0 | 0 | 0 | 0 | 0 | 0 | 0 | 0 | 0 | 0 | 0 | 0 | 0 | 0 | 0 | 12
NO |  | 275 | 2012 | 21 | 35 | 35 |  | Kansas | Brookdale | 138 | 138 | Lattice Tower | 0.01 | 0 | 1 | 795.0 kcmil ACSR | 0 | 0 | 0 | 0 | 0 | 0 | 0 | 0 | 0 | 0 | 0 | 0 | 0 | 0 | 0 | 0 | 0 | 0 | 0 | 0 | 0 | 0 | 0 | 12
NO |  | 275 | 2012 | 22 | 1 | 1 |  | Kansas | Brookdale | 138 | 138 | Lattice Tower | 0 | 2.04 | 2 | 795.0 kcmil ACSR | 0 | 0 | 0 | 0 | 0 | 0 | 0 | 0 | 0 | 0 | 0 | 0 | 0 | 0 | 0 | 0 | 0 | 0 | 0 | 0 | 0 | 0 | 0 | 12
NO |  | 275 | 2012 | 22 | 2 | 2 |  | Kansas | Brookdale | 138 | 138 | Lattice Tower | 0.2 | 0 | 1 | 795.0 kcmil ACSR | 0 | 0 | 0 | 0 | 0 | 0 | 0 | 0 | 0 | 0 | 0 | 0 | 0 | 0 | 0 | 0 | 0 | 0 | 0 | 0 | 0 | 0 | 0 | 12
NO |  | 275 | 2012 | 22 | 3 | 3 |  | Kansas | Brookdale | 138 | 138 | Lattice Tower | 0 | 0.76 | 2 | 300.0 kcmil Cu 19 | 0 | 0 | 0 | 0 | 0 | 0 | 0 | 0 | 0 | 0 | 0 | 0 | 0 | 0 | 0 | 0 | 0 | 0 | 0 | 0 | 0 | 0 | 0 | 12
NO |  | 275 | 2012 | 22 | 4 | 4 |  | Kansas | Brookdale | 138 | 138 | Lattice Tower | 0.11 | 0 | 1 | 300.0 kcmil Cu 19 | 0 | 0 | 0 | 0 | 0 | 0 | 0 | 0 | 0 | 0 | 0 | 0 | 0 | 0 | 0 | 0 | 0 | 0 | 0 | 0 | 0 | 0 | 0 | 12
NO |  | 275 | 2012 | 22 | 5 | 5 |  | Kansas | Brookdale | 138 | 138 | Lattice Tower | 0 | 0.88 | 2 | 477.0 kcmil ACSR | 0 | 0 | 0 | 0 | 0 | 0 | 0 | 0 | 0 | 0 | 0 | 0 | 0 | 0 | 0 | 0 | 0 | 0 | 0 | 0 | 0 | 0 | 0 | 12
NO |  | 275 | 2012 | 22 | 6 | 6 |  | Kansas | Brookdale | 138 | 138 | Lattice Tower | 0 | 1.42 | 2 | 300.0 kcmil Cu 19 | 0 | 0 | 0 | 0 | 0 | 0 | 0 | 0 | 0 | 0 | 0 | 0 | 0 | 0 | 0 | 0 | 0 | 0 | 0 | 0 | 0 | 0 | 0 | 12
NO |  | 275 | 2012 | 22 | 7 | 7 |  | Kansas | Brookdale | 138 | 138 | Lattice Tower | 0 | 2.75 | 2 | 300.0 kcmil Cu 19 | 0 | 0 | 0 | 0 | 0 | 0 | 0 | 0 | 0 | 0 | 0 | 0 | 0 | 0 | 0 | 0 | 0 | 0 | 0 | 0 | 0 | 0 | 0 | 12
NO |  | 275 | 2012 | 22 | 8 | 8 |  | Kaukauna Central Tap | Meadows Tap | 138 | 138 | Wood Pole | 0.07 | 0 | 1 | 336.4 kcmil ACSR | 0 | 0 | 0 | 0 | 0 | 0 | 0 | 0 | 0 | 0 | 0 | 0 | 0 | 0 | 0 | 0 | 0 | 0 | 0 | 0 | 0 | 0 | 0 | 12
NO |  | 275 | 2012 | 22 | 9 | 9 |  | Kaukauna Central Tap | Meadows Tap | 138 | 138 | Wood Pole | 4.11 | 0 | 1 | 336.4 kcmil ACSR | 0 | 0 | 0 | 0 | 0 | 0 | 0 | 0 | 0 | 0 | 0 | 0 | 0 | 0 | 0 | 0 | 0 | 0 | 0 | 0 | 0 | 0 | 0 | 12
NO |  | 275 | 2012 | 22 | 10 | 10 |  | Kaukauna Central Tap | Meadows Tap | 138 | 138 | Wood Pole | 0.35 | 0 | 1 | 336.4 kcmil ACSR | 0 | 0 | 0 | 0 | 0 | 0 | 0 | 0 | 0 | 0 | 0 | 0 | 0 | 0 | 0 | 0 | 0 | 0 | 0 | 0 | 0 | 0 | 0 | 12
NO |  | 275 | 2012 | 22 | 11 | 11 |  | Kaukauna Central Tap | Meadows Tap | 138 | 138 | Wood Pole | 2.86 | 0 | 1 | 336.4 kcmil ACSR | 0 | 0 | 0 | 0 | 0 | 0 | 0 | 0 | 0 | 0 | 0 | 0 | 0 | 0 | 0 | 0 | 0 | 0 | 0 | 0 | 0 | 0 | 0 | 12
NO |  | 275 | 2012 | 22 | 12 | 12 |  | Kaukauna Central Tap | Kaukauna Central | 138 | 138 | Wood Pole | 4.92 | 0 | 1 | 477.0 kcmil ACSR | 0 | 0 | 0 | 0 | 0 | 0 | 0 | 0 | 0 | 0 | 0 | 0 | 0 | 0 | 0 | 0 | 0 | 0 | 0 | 0 | 0 | 0 | 0 | 12
NO |  | 275 | 2012 | 22 | 13 | 13 |  | Kaukauna Central Tap | Forest Junction | 138 | 138 | Wood Pole | 0 | 0.1 | 2 | 795.0 kcmil ACSR | 0 | 0 | 0 | 0 | 0 | 0 | 0 | 0 | 0 | 0 | 0 | 0 | 0 | 0 | 0 | 0 | 0 | 0 | 0 | 0 | 0 | 0 | 0 | 12
NO |  | 275 | 2012 | 22 | 14 | 14 |  | Kaukauna North | Kaukauna Central | 138 | 138 | Various | 2.12 | 0 | 1 | 795.0 kcmil ACSR | 0 | 0 | 0 | 0 | 0 | 0 | 0 | 0 | 0 | 0 | 0 | 0 | 0 | 0 | 0 | 0 | 0 | 0 | 0 | 0 | 0 | 0 | 0 | 12
NO |  | 275 | 2012 | 22 | 15 | 15 |  | Kaukauna North | Kaukauna Central | 138 | 138 | Various | 0.38 | 0 | 1 | 795.0 kcmil ACSR | 0 | 0 | 0 | 0 | 0 | 0 | 0 | 0 | 0 | 0 | 0 | 0 | 0 | 0 | 0 | 0 | 0 | 0 | 0 | 0 | 0 | 0 | 0 | 12
NO |  | 275 | 2012 | 22 | 16 | 16 |  | Kegonsa | Colladay Point SW STR | 138 | 138 | Various | 0 | 3.26 | 2 | 853.7 kcmil ACAR | 0 | 0 | 0 | 0 | 0 | 0 | 0 | 0 | 0 | 0 | 0 | 0 | 0 | 0 | 0 | 0 | 0 | 0 | 0 | 0 | 0 | 0 | 0 | 12
NO |  | 275 | 2012 | 22 | 17 | 17 |  | Kegonsa | Colladay Point SW STR | 138 | 138 | Various | 0 | 0.18 | 2 | 954.0 kcmil ACSS | 0 | 0 | 0 | 0 | 0 | 0 | 0 | 0 | 0 | 0 | 0 | 0 | 0 | 0 | 0 | 0 | 0 | 0 | 0 | 0 | 0 | 0 | 0 | 12
NO |  | 275 | 2012 | 22 | 18 | 18 |  | Kegonsa | Colladay Point SW STR | 138 | 138 | Various | 0.12 | 0 | 1 | 954.0 kcmil ACSS | 0 | 0 | 0 | 0 | 0 | 0 | 0 | 0 | 0 | 0 | 0 | 0 | 0 | 0 | 0 | 0 | 0 | 0 | 0 | 0 | 0 | 0 | 0 | 12
NO |  | 275 | 2012 | 22 | 19 | 19 |  | Kegonsa | McFarland | 138 | 138 | Steel Pole | 0.01 | 0 | 1 | 477.0 kcmil ACSR | 0 | 0 | 0 | 0 | 0 | 0 | 0 | 0 | 0 | 0 | 0 | 0 | 0 | 0 | 0 | 0 | 0 | 0 | 0 | 0 | 0 | 0 | 0 | 12
NO |  | 275 | 2012 | 22 | 20 | 20 |  | Kegonsa | McFarland | 138 | 138 | Steel Pole | 0.02 | 0 | 1 | 477.0 kcmil ACSR | 0 | 0 | 0 | 0 | 0 | 0 | 0 | 0 | 0 | 0 | 0 | 0 | 0 | 0 | 0 | 0 | 0 | 0 | 0 | 0 | 0 | 0 | 0 | 12
NO |  | 275 | 2012 | 22 | 21 | 21 |  | Kegonsa | McFarland | 138 | 138 | Steel Pole | 3.7 | 0 | 1 | 477.0 kcmil ACSR | 0 | 0 | 0 | 0 | 0 | 0 | 0 | 0 | 0 | 0 | 0 | 0 | 0 | 0 | 0 | 0 | 0 | 0 | 0 | 0 | 0 | 0 | 0 | 12
NO |  | 275 | 2012 | 22 | 22 | 22 |  | Kegonsa | Oak Ridge | 138 | 138 | Lattice Tower | 0 | 0.29 | 2 | 477.0 kcmil ACSR | 0 | 0 | 0 | 0 | 0 | 0 | 0 | 0 | 0 | 0 | 0 | 0 | 0 | 0 | 0 | 0 | 0 | 0 | 0 | 0 | 0 | 0 | 0 | 12
NO |  | 275 | 2012 | 22 | 23 | 23 |  | Kegonsa | Oak Ridge | 138 | 138 | Lattice Tower | 0.06 | 0 | 1 | 477.0 kcmil ACSR | 0 | 0 | 0 | 0 | 0 | 0 | 0 | 0 | 0 | 0 | 0 | 0 | 0 | 0 | 0 | 0 | 0 | 0 | 0 | 0 | 0 | 0 | 0 | 12
NO |  | 275 | 2012 | 22 | 24 | 24 |  | Kegonsa | Oak Ridge | 138 | 138 | Lattice Tower | 0 | 10.36 | 2 | 853.7 kcmil ACAR | 0 | 0 | 0 | 0 | 0 | 0 | 0 | 0 | 0 | 0 | 0 | 0 | 0 | 0 | 0 | 0 | 0 | 0 | 0 | 0 | 0 | 0 | 0 | 12
NO |  | 275 | 2012 | 22 | 25 | 25 |  | Kegonsa | Oak Ridge | 138 | 138 | Lattice Tower | 0 | 0.18 | 2 | 954.0 kcmil ACSR | 0 | 0 | 0 | 0 | 0 | 0 | 0 | 0 | 0 | 0 | 0 | 0 | 0 | 0 | 0 | 0 | 0 | 0 | 0 | 0 | 0 | 0 | 0 | 12
NO |  | 275 | 2012 | 22 | 26 | 26 |  | Kegonsa | Oak Ridge | 138 | 138 | Lattice Tower | 0.15 | 0 | 1 | 954.0 kcmil ACSR | 0 | 0 | 0 | 0 | 0 | 0 | 0 | 0 | 0 | 0 | 0 | 0 | 0 | 0 | 0 | 0 | 0 | 0 | 0 | 0 | 0 | 0 | 0 | 12
NO |  | 275 | 2012 | 22 | 27 | 27 |  | Kenosha | Albers | 138 | 138 | Various | 0 | 2.25 | 2 | 795.0 kcmil ACSR | 0 | 0 | 0 | 0 | 0 | 0 | 0 | 0 | 0 | 0 | 0 | 0 | 0 | 0 | 0 | 0 | 0 | 0 | 0 | 0 | 0 | 0 | 0 | 12
NO |  | 275 | 2012 | 22 | 28 | 28 |  | Kenosha | Albers | 138 | 138 | Various | 0 | 1.73 | 2 | 477.0 kcmil ACSR | 0 | 0 | 0 | 0 | 0 | 0 | 0 | 0 | 0 | 0 | 0 | 0 | 0 | 0 | 0 | 0 | 0 | 0 | 0 | 0 | 0 | 0 | 0 | 12
NO |  | 275 | 2012 | 22 | 29 | 29 |  | Kettle Morraine SW STR | Mullet River | 138 | 138 | Lattice Tower | 0.08 | 0 | 1 | 336.4 kcmil ACSR | 0 | 0 | 0 | 0 | 0 | 0 | 0 | 0 | 0 | 0 | 0 | 0 | 0 | 0 | 0 | 0 | 0 | 0 | 0 | 0 | 0 | 0 | 0 | 12
NO |  | 275 | 2012 | 22 | 30 | 30 |  | Kettle Morraine SW STR | Mullet River | 138 | 138 | Lattice Tower | 9.36 | 0 | 1 | 336.4 kcmil ACSR | 0 | 0 | 0 | 0 | 0 | 0 | 0 | 0 | 0 | 0 | 0 | 0 | 0 | 0 | 0 | 0 | 0 | 0 | 0 | 0 | 0 | 0 | 0 | 12
NO |  | 275 | 2012 | 22 | 31 | 31 |  | Kettle Morraine SW STR | Mullet River | 138 | 138 | Lattice Tower | 0.03 | 0 | 1 | 795.0 kcmil ACSR | 0 | 0 | 0 | 0 | 0 | 0 | 0 | 0 | 0 | 0 | 0 | 0 | 0 | 0 | 0 | 0 | 0 | 0 | 0 | 0 | 0 | 0 | 0 | 12
NO |  | 275 | 2012 | 22 | 32 | 32 |  | Kettle Morraine SW STR | Kettle Morraine (ALTE) | 138 | 138 | Lattice Tower | 0.01 | 0 | 1 | 336.4 kcmil ACSR | 0 | 0 | 0 | 0 | 0 | 0 | 0 | 0 | 0 | 0 | 0 | 0 | 0 | 0 | 0 | 0 | 0 | 0 | 0 | 0 | 0 | 0 | 0 | 12
NO |  | 275 | 2012 | 22 | 33 | 33 |  | Kewaunee SW YD | East Krok | 138 | 138 | H-Frame | 8.35 | 0 | 1 | 795.0 kcmil ACSR | 0 | 0 | 0 | 0 | 0 | 0 | 0 | 0 | 0 | 0 | 0 | 0 | 0 | 0 | 0 | 0 | 0 | 0 | 0 | 0 | 0 | 0 | 0 | 12
NO |  | 275 | 2012 | 22 | 34 | 34 |  | Kewaunee SW YD | Point Beach SW YD | 345 | 345 | H-Frame | 5.62 | 0 | 1 | 954.0 kcmil ACSR | 0 | 0 | 0 | 0 | 0 | 0 | 0 | 0 | 0 | 0 | 0 | 0 | 0 | 0 | 0 | 0 | 0 | 0 | 0 | 0 | 0 | 0 | 0 | 12
NO |  | 275 | 2012 | 22 | 35 | 35 |  | Kewaunee SW YD | Mishicot | 138 | 138 | H-Frame | 0.49 | 0 | 1 | 795.0 kcmil ACSR | 0 | 0 | 0 | 0 | 0 | 0 | 0 | 0 | 0 | 0 | 0 | 0 | 0 | 0 | 0 | 0 | 0 | 0 | 0 | 0 | 0 | 0 | 0 | 12
NO |  | 275 | 2012 | 23 | 1 | 1 |  | Kewaunee SW YD | Mishicot | 138 | 138 | H-Frame | 8.17 | 0 | 1 | 795.0 kcmil ACSR | 0 | 0 | 0 | 0 | 0 | 0 | 0 | 0 | 0 | 0 | 0 | 0 | 0 | 0 | 0 | 0 | 0 | 0 | 0 | 0 | 0 | 0 | 0 | 12
NO |  | 275 | 2012 | 23 | 2 | 2 |  | Kirkwood | Lake Delton SW STR | 138 | 138 | H-Frame | 1.95 | 0 | 1 | 795.0 kcmil ACSR | 0 | 0 | 0 | 0 | 0 | 0 | 0 | 0 | 0 | 0 | 0 | 0 | 0 | 0 | 0 | 0 | 0 | 0 | 0 | 0 | 0 | 0 | 0 | 12
NO |  | 275 | 2012 | 23 | 3 | 3 |  | Kirkwood | Rock Springs SW STR | 138 | 138 | Wood Pole | 0.12 | 0 | 1 | 795.0 kcmil ACSR | 0 | 0 | 0 | 0 | 0 | 0 | 0 | 0 | 0 | 0 | 0 | 0 | 0 | 0 | 0 | 0 | 0 | 0 | 0 | 0 | 0 | 0 | 0 | 12
NO |  | 275 | 2012 | 23 | 4 | 4 |  | Kirkwood | Rock Springs SW STR | 138 | 138 | Wood Pole | 7.5 | 0 | 1 | 336.4 kcmil ACSR | 0 | 0 | 0 | 0 | 0 | 0 | 0 | 0 | 0 | 0 | 0 | 0 | 0 | 0 | 0 | 0 | 0 | 0 | 0 | 0 | 0 | 0 | 0 | 12
NO |  | 275 | 2012 | 23 | 5 | 5 |  | Kohler | Lodestar | 138 | 138 | Substation Bay | 0.01 | 0 | 1 | 795.0 kcmil ACSR | 0 | 0 | 0 | 0 | 0 | 0 | 0 | 0 | 0 | 0 | 0 | 0 | 0 | 0 | 0 | 0 | 0 | 0 | 0 | 0 | 0 | 0 | 0 | 12
NO |  | 275 | 2012 | 23 | 6 | 6 |  | Lake Delton SW STR | Trienda | 138 | 138 | H-Frame | 10.37 | 0 | 1 | 795.0 kcmil ACSR | 0 | 0 | 0 | 0 | 0 | 0 | 0 | 0 | 0 | 0 | 0 | 0 | 0 | 0 | 0 | 0 | 0 | 0 | 0 | 0 | 0 | 0 | 0 | 12
NO |  | 275 | 2012 | 23 | 7 | 7 |  | Lake Delton SW STR | Trienda | 138 | 138 | H-Frame | 1.54 | 0 | 1 | 795.0 kcmil ACSR | 0 | 0 | 0 | 0 | 0 | 0 | 0 | 0 | 0 | 0 | 0 | 0 | 0 | 0 | 0 | 0 | 0 | 0 | 0 | 0 | 0 | 0 | 0 | 12
NO |  | 275 | 2012 | 23 | 8 | 8 |  | Lake Delton SW STR | Trienda | 138 | 138 | H-Frame | 1.39 | 0 | 1 | 477.0 kcmil ACSR | 0 | 0 | 0 | 0 | 0 | 0 | 0 | 0 | 0 | 0 | 0 | 0 | 0 | 0 | 0 | 0 | 0 | 0 | 0 | 0 | 0 | 0 | 0 | 12
NO |  | 275 | 2012 | 23 | 9 | 9 |  | Lake Delton SW STR | Trienda | 138 | 138 | H-Frame | 0 | 0.84 | 2 | 336.4 kcmil ACSR | 0 | 0 | 0 | 0 | 0 | 0 | 0 | 0 | 0 | 0 | 0 | 0 | 0 | 0 | 0 | 0 | 0 | 0 | 0 | 0 | 0 | 0 | 0 | 12
NO |  | 275 | 2012 | 23 | 10 | 10 |  | Lake Delton SW STR | Fox Hills Tap | 138 | 138 | H-Frame | 1.48 | 0 | 1 | 1/0 AWG ACSR T2 6 | 0 | 0 | 0 | 0 | 0 | 0 | 0 | 0 | 0 | 0 | 0 | 0 | 0 | 0 | 0 | 0 | 0 | 0 | 0 | 0 | 0 | 0 | 0 | 12
NO |  | 275 | 2012 | 23 | 11 | 11 |  | Lake Delton SW STR | Fox Hills Tap | 138 | 138 | H-Frame | 0.35 | 0 | 1 | 1/0 AWG ACSR T2 6 | 0 | 0 | 0 | 0 | 0 | 0 | 0 | 0 | 0 | 0 | 0 | 0 | 0 | 0 | 0 | 0 | 0 | 0 | 0 | 0 | 0 | 0 | 0 | 12
NO |  | 275 | 2012 | 23 | 12 | 12 |  | Lake Delton SW STR | Fox Hills Tap | 138 | 138 | H-Frame | 0.51 | 0 | 1 | 1/0 AWG ACSR T2 6 | 0 | 0 | 0 | 0 | 0 | 0 | 0 | 0 | 0 | 0 | 0 | 0 | 0 | 0 | 0 | 0 | 0 | 0 | 0 | 0 | 0 | 0 | 0 | 12
NO |  | 275 | 2012 | 23 | 13 | 13 |  | Lake Delton SW STR | Fox Hills Tap | 138 | 138 | H-Frame | 0.52 | 0 | 1 | 336.4 kcmil ACSR | 0 | 0 | 0 | 0 | 0 | 0 | 0 | 0 | 0 | 0 | 0 | 0 | 0 | 0 | 0 | 0 | 0 | 0 | 0 | 0 | 0 | 0 | 0 | 12
NO |  | 275 | 2012 | 23 | 14 | 14 |  | Lake Park | City Limits | 138 | 138 | Lattice Tower | 0 | 1.79 | 2 | 795.0 kcmil ACSR | 0 | 0 | 0 | 0 | 0 | 0 | 0 | 0 | 0 | 0 | 0 | 0 | 0 | 0 | 0 | 0 | 0 | 0 | 0 | 0 | 0 | 0 | 0 | 12
NO |  | 275 | 2012 | 23 | 15 | 15 |  | Lake Park | City Limits | 138 | 138 | Lattice Tower | 0.04 | 0 | 1 | 795.0 kcmil ACSR | 0 | 0 | 0 | 0 | 0 | 0 | 0 | 0 | 0 | 0 | 0 | 0 | 0 | 0 | 0 | 0 | 0 | 0 | 0 | 0 | 0 | 0 | 0 | 12
NO |  | 275 | 2012 | 23 | 16 | 16 |  | Lakehead Cambridge Tap | Lakehead Cambridge | 138 | 138 | H-Frame | 0.54 | 0 | 1 | 477.0 kcmil ACSR | 0 | 0 | 0 | 0 | 0 | 0 | 0 | 0 | 0 | 0 | 0 | 0 | 0 | 0 | 0 | 0 | 0 | 0 | 0 | 0 | 0 | 0 | 0 | 12
NO |  | 275 | 2012 | 23 | 17 | 17 |  | Lakehead Cambridge Tap | Jefferson | 138 | 138 | H-Frame | 4.32 | 0 | 1 | 795.0 kcmil ACSR | 0 | 0 | 0 | 0 | 0 | 0 | 0 | 0 | 0 | 0 | 0 | 0 | 0 | 0 | 0 | 0 | 0 | 0 | 0 | 0 | 0 | 0 | 0 | 12
NO |  | 275 | 2012 | 23 | 18 | 18 |  | Lakehead Delavan Tap | Sunrise | 138 | 138 | Wood Pole | 3.61 | 0 | 1 | 795.0 kcmil ACSR | 0 | 0 | 0 | 0 | 0 | 0 | 0 | 0 | 0 | 0 | 0 | 0 | 0 | 0 | 0 | 0 | 0 | 0 | 0 | 0 | 0 | 0 | 0 | 12
NO |  | 275 | 2012 | 23 | 19 | 19 |  | Lakehead Delavan Tap | Sunrise | 138 | 138 | Wood Pole | 0.19 | 0 | 1 | 795.0 kcmil ACSR | 0 | 0 | 0 | 0 | 0 | 0 | 0 | 0 | 0 | 0 | 0 | 0 | 0 | 0 | 0 | 0 | 0 | 0 | 0 | 0 | 0 | 0 | 0 | 12
NO |  | 275 | 2012 | 23 | 20 | 20 |  | Lakehead Delavan Tap | Sunrise | 138 | 138 | Wood Pole | 7.58 | 0 | 1 | 795.0 kcmil ACSR | 0 | 0 | 0 | 0 | 0 | 0 | 0 | 0 | 0 | 0 | 0 | 0 | 0 | 0 | 0 | 0 | 0 | 0 | 0 | 0 | 0 | 0 | 0 | 12
NO |  | 275 | 2012 | 23 | 21 | 21 |  | Lakehead Delavan Tap | Sunrise | 138 | 138 | Wood Pole | 0 | 0.48 | 2 | 795.0 kcmil ACSR | 0 | 0 | 0 | 0 | 0 | 0 | 0 | 0 | 0 | 0 | 0 | 0 | 0 | 0 | 0 | 0 | 0 | 0 | 0 | 0 | 0 | 0 | 0 | 12
NO |  | 275 | 2012 | 23 | 22 | 22 |  | Lakehead Delavan Tap | Lakehead Delevan Tap 2 | 138 | 138 | Wood Pole | 0.9 | 0 | 1 | 336.4 kcmil ACSR | 0 | 0 | 0 | 0 | 0 | 0 | 0 | 0 | 0 | 0 | 0 | 0 | 0 | 0 | 0 | 0 | 0 | 0 | 0 | 0 | 0 | 0 | 0 | 12
NO |  | 275 | 2012 | 23 | 23 | 23 |  | Lakehead Delavan Tap | Lakehead Delevan Tap 2 | 138 | 138 | Wood Pole | 0.07 | 0 | 1 | 336.4 kcmil ACSR | 0 | 0 | 0 | 0 | 0 | 0 | 0 | 0 | 0 | 0 | 0 | 0 | 0 | 0 | 0 | 0 | 0 | 0 | 0 | 0 | 0 | 0 | 0 | 12
NO |  | 275 | 2012 | 23 | 24 | 24 |  | Lakehead Delevan Tap 2 | Lakehead Delavan | 138 | 138 | Wood Pole | 0.01 | 0 | 1 | 336.4 kcmil ACSR | 0 | 0 | 0 | 0 | 0 | 0 | 0 | 0 | 0 | 0 | 0 | 0 | 0 | 0 | 0 | 0 | 0 | 0 | 0 | 0 | 0 | 0 | 0 | 12
NO |  | 275 | 2012 | 23 | 25 | 25 |  | Lakehead Delevan Tap 2 | Lakehead Delavan | 138 | 138 | Wood Pole | 0.01 | 0 | 1 | 336.4 kcmil ACSR | 0 | 0 | 0 | 0 | 0 | 0 | 0 | 0 | 0 | 0 | 0 | 0 | 0 | 0 | 0 | 0 | 0 | 0 | 0 | 0 | 0 | 0 | 0 | 12
NO |  | 275 | 2012 | 23 | 26 | 26 |  | Lakehead Delevan Tap 2 | Lakehead Delavan | 138 | 138 | Wood Pole | 0.01 | 0 | 1 | 336.4 kcmil ACSR | 0 | 0 | 0 | 0 | 0 | 0 | 0 | 0 | 0 | 0 | 0 | 0 | 0 | 0 | 0 | 0 | 0 | 0 | 0 | 0 | 0 | 0 | 0 | 12
NO |  | 275 | 2012 | 23 | 27 | 27 |  | Lakehead Delevan Tap 2 | Lakehead Delavan | 138 | 138 | Wood Pole | 0.02 | 0 | 1 | 336.4 kcmil ACSR | 0 | 0 | 0 | 0 | 0 | 0 | 0 | 0 | 0 | 0 | 0 | 0 | 0 | 0 | 0 | 0 | 0 | 0 | 0 | 0 | 0 | 0 | 0 | 12
NO |  | 275 | 2012 | 23 | 28 | 28 |  | Lakehead Naubinway Tap | Lakehead Naubinway | 138 | 138 | Wood Pole | 0.06 | 0 | 1 | 477.0 kcmil ACSR | 0 | 0 | 0 | 0 | 0 | 0 | 0 | 0 | 0 | 0 | 0 | 0 | 0 | 0 | 0 | 0 | 0 | 0 | 0 | 0 | 0 | 0 | 0 | 12
NO |  | 275 | 2012 | 23 | 29 | 29 |  | Lakehead Naubinway Tap | Brevort Tap | 138 | 138 | Wood Pole | 0.04 | 0 | 1 | 477.0 kcmil ACSR | 0 | 0 | 0 | 0 | 0 | 0 | 0 | 0 | 0 | 0 | 0 | 0 | 0 | 0 | 0 | 0 | 0 | 0 | 0 | 0 | 0 | 0 | 0 | 12
NO |  | 275 | 2012 | 23 | 30 | 30 |  | Lakehead Naubinway Tap | Brevort Tap | 138 | 138 | Wood Pole | 0.11 | 0 | 1 | 477.0 kcmil ACSR | 0 | 0 | 0 | 0 | 0 | 0 | 0 | 0 | 0 | 0 | 0 | 0 | 0 | 0 | 0 | 0 | 0 | 0 | 0 | 0 | 0 | 0 | 0 | 12
NO |  | 275 | 2012 | 23 | 31 | 31 |  | Lakehead Naubinway Tap | Brevort Tap | 138 | 138 | Wood Pole | 14.44 | 0 | 1 | 477.0 kcmil ACSR | 0 | 0 | 0 | 0 | 0 | 0 | 0 | 0 | 0 | 0 | 0 | 0 | 0 | 0 | 0 | 0 | 0 | 0 | 0 | 0 | 0 | 0 | 0 | 12
NO |  | 275 | 2012 | 23 | 32 | 32 |  | Lakehead Vesper SW STR | Sigel | 138 | 138 | Wood Pole | 0.11 | 0 | 1 | 795.0 kcmil ACSR | 0 | 0 | 0 | 0 | 0 | 0 | 0 | 0 | 0 | 0 | 0 | 0 | 0 | 0 | 0 | 0 | 0 | 0 | 0 | 0 | 0 | 0 | 0 | 12
NO |  | 275 | 2012 | 23 | 33 | 33 |  | Lakehead Vesper SW STR | Sigel | 138 | 138 | Wood Pole | 4.4 | 0 | 1 | 795.0 kcmil ACSR | 0 | 0 | 0 | 0 | 0 | 0 | 0 | 0 | 0 | 0 | 0 | 0 | 0 | 0 | 0 | 0 | 0 | 0 | 0 | 0 | 0 | 0 | 0 | 12
NO |  | 275 | 2012 | 23 | 34 | 34 |  | Lakehead Vesper SW STR | Sigel | 138 | 138 | Wood Pole | 0 | 0.47 | 2 | 795.0 kcmil ACSR | 0 | 0 | 0 | 0 | 0 | 0 | 0 | 0 | 0 | 0 | 0 | 0 | 0 | 0 | 0 | 0 | 0 | 0 | 0 | 0 | 0 | 0 | 0 | 12
NO |  | 275 | 2012 | 23 | 35 | 35 |  | Lakehead Vesper SW STR | Sigel | 138 | 138 | Wood Pole | 0.05 | 0 | 1 | 795.0 kcmil ACSR | 0 | 0 | 0 | 0 | 0 | 0 | 0 | 0 | 0 | 0 | 0 | 0 | 0 | 0 | 0 | 0 | 0 | 0 | 0 | 0 | 0 | 0 | 0 | 12
NO |  | 275 | 2012 | 24 | 1 | 1 |  | Lakehead Vesper SW STR | Lakehead Vesper Tap | 138 | 138 | Wood Pole | 0.01 | 0 | 1 | 795.0 kcmil ACSR | 0 | 0 | 0 | 0 | 0 | 0 | 0 | 0 | 0 | 0 | 0 | 0 | 0 | 0 | 0 | 0 | 0 | 0 | 0 | 0 | 0 | 0 | 0 | 12
NO |  | 275 | 2012 | 24 | 2 | 2 |  | Lakehead Vesper Tap | Lakehead Vesper | 138 | 138 | Wood Pole | 0.02 | 0 | 1 | 795.0 kcmil ACSR | 0 | 0 | 0 | 0 | 0 | 0 | 0 | 0 | 0 | 0 | 0 | 0 | 0 | 0 | 0 | 0 | 0 | 0 | 0 | 0 | 0 | 0 | 0 | 12
NO |  | 275 | 2012 | 24 | 3 | 3 |  | Lakehead Vesper Tap | Lakehead Vesper | 138 | 138 | Wood Pole | 0.01 | 0 | 1 | 336.4 kcmil ACSR | 0 | 0 | 0 | 0 | 0 | 0 | 0 | 0 | 0 | 0 | 0 | 0 | 0 | 0 | 0 | 0 | 0 | 0 | 0 | 0 | 0 | 0 | 0 | 12
NO |  | 275 | 2012 | 24 | 4 | 4 |  | Lakehead Vesper Tap | Lakehead Vesper | 138 | 138 | Wood Pole | 0.02 | 0 | 1 | 336.4 kcmil ACSR | 0 | 0 | 0 | 0 | 0 | 0 | 0 | 0 | 0 | 0 | 0 | 0 | 0 | 0 | 0 | 0 | 0 | 0 | 0 | 0 | 0 | 0 | 0 | 12
NO |  | 275 | 2012 | 24 | 5 | 5 |  | Lakeview | Kenosha | 138 | 138 | Various | 0.14 | 0 | 1 | 477.0 kcmil ACSR | 0 | 0 | 0 | 0 | 0 | 0 | 0 | 0 | 0 | 0 | 0 | 0 | 0 | 0 | 0 | 0 | 0 | 0 | 0 | 0 | 0 | 0 | 0 | 12
NO |  | 275 | 2012 | 24 | 6 | 6 |  | Lakeview | Kenosha | 138 | 138 | Various | 0.08 | 0 | 1 | 477.0 kcmil ACSR | 0 | 0 | 0 | 0 | 0 | 0 | 0 | 0 | 0 | 0 | 0 | 0 | 0 | 0 | 0 | 0 | 0 | 0 | 0 | 0 | 0 | 0 | 0 | 12
NO |  | 275 | 2012 | 24 | 7 | 7 |  | Lakeview | Kenosha | 138 | 138 | Various | 2.35 | 0 | 1 | 477.0 kcmil ACSR | 0 | 0 | 0 | 0 | 0 | 0 | 0 | 0 | 0 | 0 | 0 | 0 | 0 | 0 | 0 | 0 | 0 | 0 | 0 | 0 | 0 | 0 | 0 | 12
NO |  | 275 | 2012 | 24 | 8 | 8 |  | Lakeview | Kenosha | 138 | 138 | Various | 2 | 0 | 1 | 477.0 kcmil ACSR | 0 | 0 | 0 | 0 | 0 | 0 | 0 | 0 | 0 | 0 | 0 | 0 | 0 | 0 | 0 | 0 | 0 | 0 | 0 | 0 | 0 | 0 | 0 | 12
NO |  | 275 | 2012 | 24 | 9 | 9 |  | Lakeview | Zion Dist. | 138 | 138 | H-Frame | 0.86 | 0 | 1 | 477.0 kcmil ACSR | 0 | 0 | 0 | 0 | 0 | 0 | 0 | 0 | 0 | 0 | 0 | 0 | 0 | 0 | 0 | 0 | 0 | 0 | 0 | 0 | 0 | 0 | 0 | 12
NO |  | 275 | 2012 | 24 | 10 | 10 |  | Lancaster | Eden | 138 | 138 | H-Frame | 16.17 | 0 | 1 | 795.0 kcmil ACSR | 0 | 0 | 0 | 0 | 0 | 0 | 0 | 0 | 0 | 0 | 0 | 0 | 0 | 0 | 0 | 0 | 0 | 0 | 0 | 0 | 0 | 0 | 0 | 12
NO |  | 275 | 2012 | 24 | 11 | 11 |  | Lawn Rd | White Clay | 138 | 138 | H-Frame | 18.31 | 0 | 1 | 795.0 kcmil ACSR | 0 | 0 | 0 | 0 | 0 | 0 | 0 | 0 | 0 | 0 | 0 | 0 | 0 | 0 | 0 | 0 | 0 | 0 | 0 | 0 | 0 | 0 | 0 | 12
NO |  | 275 | 2012 | 24 | 12 | 12 |  | Ledgeview SW STR | Ohmstead | 138 | 138 | Lattice Tower | 0 | 0 | 1 | 336.4 kcmil ACSR | 0 | 0 | 0 | 0 | 0 | 0 | 0 | 0 | 0 | 0 | 0 | 0 | 0 | 0 | 0 | 0 | 0 | 0 | 0 | 0 | 0 | 0 | 0 | 12
NO |  | 275 | 2012 | 24 | 13 | 13 |  | Ledgeview SW STR | Ohmstead | 138 | 138 | Lattice Tower | 1.46 | 0 | 1 | 336.4 kcmil ACSR | 0 | 0 | 0 | 0 | 0 | 0 | 0 | 0 | 0 | 0 | 0 | 0 | 0 | 0 | 0 | 0 | 0 | 0 | 0 | 0 | 0 | 0 | 0 | 12
NO |  | 275 | 2012 | 24 | 14 | 14 |  | Ledgeview SW STR | Ledgeview | 138 | 138 | Lattice Tower | 2.02 | 0 | 1 | 1/0 AWG ACSR T2 6 | 0 | 0 | 0 | 0 | 0 | 0 | 0 | 0 | 0 | 0 | 0 | 0 | 0 | 0 | 0 | 0 | 0 | 0 | 0 | 0 | 0 | 0 | 0 | 12
NO |  | 275 | 2012 | 24 | 15 | 15 |  | Ledgeview SW STR | Ledgeview | 138 | 138 | Lattice Tower | 0.02 | 0 | 1 | 336.4 kcmil ACSR | 0 | 0 | 0 | 0 | 0 | 0 | 0 | 0 | 0 | 0 | 0 | 0 | 0 | 0 | 0 | 0 | 0 | 0 | 0 | 0 | 0 | 0 | 0 | 12
NO |  | 275 | 2012 | 24 | 16 | 16 |  | Liberty St | Glory Rd | 138 | 138 | Various | 0 | 0.01 | 2 | 795.0 kcmil ACSR | 0 | 0 | 0 | 0 | 0 | 0 | 0 | 0 | 0 | 0 | 0 | 0 | 0 | 0 | 0 | 0 | 0 | 0 | 0 | 0 | 0 | 0 | 0 | 12
NO |  | 275 | 2012 | 24 | 17 | 17 |  | Liberty St | Glory Rd | 138 | 138 | Various | 0 | 0.06 | 2 | 795.0 kcmil ACSR | 0 | 0 | 0 | 0 | 0 | 0 | 0 | 0 | 0 | 0 | 0 | 0 | 0 | 0 | 0 | 0 | 0 | 0 | 0 | 0 | 0 | 0 | 0 | 12
NO |  | 275 | 2012 | 24 | 18 | 18 |  | Liberty St | Glory Rd | 138 | 138 | Various | 0 | 0.13 | 2 | 795.0 kcmil ACSR | 0 | 0 | 0 | 0 | 0 | 0 | 0 | 0 | 0 | 0 | 0 | 0 | 0 | 0 | 0 | 0 | 0 | 0 | 0 | 0 | 0 | 0 | 0 | 12
NO |  | 275 | 2012 | 24 | 19 | 19 |  | Liberty St | Glory Rd | 138 | 138 | Various | 0 | 0.01 | 2 | 795.0 kcmil ACSR | 0 | 0 | 0 | 0 | 0 | 0 | 0 | 0 | 0 | 0 | 0 | 0 | 0 | 0 | 0 | 0 | 0 | 0 | 0 | 0 | 0 | 0 | 0 | 12
NO |  | 275 | 2012 | 24 | 20 | 20 |  | Liberty St | Glory Rd | 138 | 138 | Various | 0 | 3.18 | 2 | 795.0 kcmil ACSR | 0 | 0 | 0 | 0 | 0 | 0 | 0 | 0 | 0 | 0 | 0 | 0 | 0 | 0 | 0 | 0 | 0 | 0 | 0 | 0 | 0 | 0 | 0 | 12
NO |  | 275 | 2012 | 24 | 21 | 21 |  | Liberty St | Glory Rd | 138 | 138 | Various | 0 | 0.24 | 2 | 795.0 kcmil ACSR | 0 | 0 | 0 | 0 | 0 | 0 | 0 | 0 | 0 | 0 | 0 | 0 | 0 | 0 | 0 | 0 | 0 | 0 | 0 | 0 | 0 | 0 | 0 | 12
NO |  | 275 | 2012 | 24 | 22 | 22 |  | Liberty St | Glory Rd | 138 | 138 | Various | 0 | 0.3 | 2 | 795.0 kcmil ACSR | 0 | 0 | 0 | 0 | 0 | 0 | 0 | 0 | 0 | 0 | 0 | 0 | 0 | 0 | 0 | 0 | 0 | 0 | 0 | 0 | 0 | 0 | 0 | 12
NO |  | 275 | 2012 | 24 | 23 | 23 |  | Loch Mirror | Kilbourn | 138 | 138 | Wood Pole | 0.01 | 0 | 1 | 795.0 kcmil ACSR | 0 | 0 | 0 | 0 | 0 | 0 | 0 | 0 | 0 | 0 | 0 | 0 | 0 | 0 | 0 | 0 | 0 | 0 | 0 | 0 | 0 | 0 | 0 | 12
NO |  | 275 | 2012 | 24 | 24 | 24 |  | Loch Mirror | Kilbourn | 138 | 138 | Wood Pole | 2.76 | 0 | 1 | 336.4 kcmil ACSR | 0 | 0 | 0 | 0 | 0 | 0 | 0 | 0 | 0 | 0 | 0 | 0 | 0 | 0 | 0 | 0 | 0 | 0 | 0 | 0 | 0 | 0 | 0 | 12
NO |  | 275 | 2012 | 24 | 25 | 25 |  | Loch Mirror | Kilbourn | 138 | 138 | Wood Pole | 0 | 0.46 | 2 | 336.4 kcmil ACSR | 0 | 0 | 0 | 0 | 0 | 0 | 0 | 0 | 0 | 0 | 0 | 0 | 0 | 0 | 0 | 0 | 0 | 0 | 0 | 0 | 0 | 0 | 0 | 12
NO |  | 275 | 2012 | 24 | 26 | 26 |  | Loch Mirror | Kilbourn | 138 | 138 | Wood Pole | 0.03 | 0 | 1 | 336.4 kcmil ACSR | 0 | 0 | 0 | 0 | 0 | 0 | 0 | 0 | 0 | 0 | 0 | 0 | 0 | 0 | 0 | 0 | 0 | 0 | 0 | 0 | 0 | 0 | 0 | 12
NO |  | 275 | 2012 | 24 | 27 | 27 |  | Loch Mirror | Kilbourn | 138 | 138 | Wood Pole | 0 | 0.13 | 2 | 795.0 kcmil ACSR | 0 | 0 | 0 | 0 | 0 | 0 | 0 | 0 | 0 | 0 | 0 | 0 | 0 | 0 | 0 | 0 | 0 | 0 | 0 | 0 | 0 | 0 | 0 | 12
NO |  | 275 | 2012 | 24 | 28 | 28 |  | Loch Mirror | Kilbourn | 138 | 138 | Wood Pole | 0.13 | 0 | 1 | 795.0 kcmil ACSR | 0 | 0 | 0 | 0 | 0 | 0 | 0 | 0 | 0 | 0 | 0 | 0 | 0 | 0 | 0 | 0 | 0 | 0 | 0 | 0 | 0 | 0 | 0 | 12
NO |  | 275 | 2012 | 24 | 29 | 29 |  | Lodestar | Erdman | 138 | 138 | Steel Pole | 1.29 | 0 | 1 | 2000 kcmil Cu-Typ | 0 | 0 | 0 | 0 | 0 | 0 | 0 | 0 | 0 | 0 | 0 | 0 | 0 | 0 | 0 | 0 | 0 | 0 | 0 | 0 | 0 | 0 | 0 | 12
NO |  | 275 | 2012 | 24 | 30 | 30 |  | Lodestar | Erdman | 138 | 138 | Steel Pole | 0 | 0.21 | 2 | 795.0 kcmil ACSR | 0 | 0 | 0 | 0 | 0 | 0 | 0 | 0 | 0 | 0 | 0 | 0 | 0 | 0 | 0 | 0 | 0 | 0 | 0 | 0 | 0 | 0 | 0 | 12
NO |  | 275 | 2012 | 24 | 31 | 31 |  | Lodestar | Erdman | 138 | 138 | Steel Pole | 0 | 1.08 | 2 | 795.0 kcmil ACSR | 0 | 0 | 0 | 0 | 0 | 0 | 0 | 0 | 0 | 0 | 0 | 0 | 0 | 0 | 0 | 0 | 0 | 0 | 0 | 0 | 0 | 0 | 0 | 12
NO |  | 275 | 2012 | 24 | 32 | 32 |  | Lodestar | Erdman | 138 | 138 | Steel Pole | 0.98 | 0 | 1 | 795.0 kcmil ACSR | 0 | 0 | 0 | 0 | 0 | 0 | 0 | 0 | 0 | 0 | 0 | 0 | 0 | 0 | 0 | 0 | 0 | 0 | 0 | 0 | 0 | 0 | 0 | 12
NO |  | 275 | 2012 | 24 | 33 | 33 |  | Lodestar | Erdman | 138 | 138 | Steel Pole | 0 | 0.05 | 2 | 795.0 kcmil ACSR | 0 | 0 | 0 | 0 | 0 | 0 | 0 | 0 | 0 | 0 | 0 | 0 | 0 | 0 | 0 | 0 | 0 | 0 | 0 | 0 | 0 | 0 | 0 | 12
NO |  | 275 | 2012 | 24 | 34 | 34 |  | Lodestar | Erdman | 138 | 138 | Steel Pole | 0 | 0.42 | 2 | 795.0 kcmil ACSR | 0 | 0 | 0 | 0 | 0 | 0 | 0 | 0 | 0 | 0 | 0 | 0 | 0 | 0 | 0 | 0 | 0 | 0 | 0 | 0 | 0 | 0 | 0 | 12
NO |  | 275 | 2012 | 24 | 35 | 35 |  | London SW STR | London | 138 | 138 | Steel Pole | 0.09 | 0 | 1 | 336.4 kcmil ACSR | 0 | 0 | 0 | 0 | 0 | 0 | 0 | 0 | 0 | 0 | 0 | 0 | 0 | 0 | 0 | 0 | 0 | 0 | 0 | 0 | 0 | 0 | 0 | 12
NO |  | 275 | 2012 | 25 | 1 | 1 |  | London SW STR | Boxelder | 138 | 138 | Steel Pole | 0 | 8.53 | 2 | 795.0 kcmil ACSR | 0 | 0 | 0 | 0 | 0 | 0 | 0 | 0 | 0 | 0 | 0 | 0 | 0 | 0 | 0 | 0 | 0 | 0 | 0 | 0 | 0 | 0 | 0 | 12
NO |  | 275 | 2012 | 25 | 2 | 2 |  | London SW STR | Boxelder | 138 | 138 | Steel Pole | 0 | 0.47 | 2 | 795.0 kcmil ACSR | 0 | 0 | 0 | 0 | 0 | 0 | 0 | 0 | 0 | 0 | 0 | 0 | 0 | 0 | 0 | 0 | 0 | 0 | 0 | 0 | 0 | 0 | 0 | 12
NO |  | 275 | 2012 | 25 | 3 | 3 |  | London SW STR | Boxelder | 138 | 138 | Steel Pole | 0 | 0.01 | 2 | 795.0 kcmil ACSR | 0 | 0 | 0 | 0 | 0 | 0 | 0 | 0 | 0 | 0 | 0 | 0 | 0 | 0 | 0 | 0 | 0 | 0 | 0 | 0 | 0 | 0 | 0 | 12
NO |  | 275 | 2012 | 25 | 4 | 4 |  | Lost Dauphin | Greenleaf | 138 | 138 | Various | 0 | 2.35 | 2 | 795.0 kcmil ACSR | 0 | 0 | 0 | 0 | 0 | 0 | 0 | 0 | 0 | 0 | 0 | 0 | 0 | 0 | 0 | 0 | 0 | 0 | 0 | 0 | 0 | 0 | 0 | 12
NO |  | 275 | 2012 | 25 | 5 | 5 |  | Lost Dauphin | Greenleaf | 138 | 138 | Various | 0 | 0.03 | 2 | 795.0 kcmil ACSR | 0 | 0 | 0 | 0 | 0 | 0 | 0 | 0 | 0 | 0 | 0 | 0 | 0 | 0 | 0 | 0 | 0 | 0 | 0 | 0 | 0 | 0 | 0 | 12
NO |  | 275 | 2012 | 25 | 6 | 6 |  | Lost Dauphin | Greenleaf | 138 | 138 | Various | 0 | 2.96 | 2 | 795.0 kcmil ACSR | 0 | 0 | 0 | 0 | 0 | 0 | 0 | 0 | 0 | 0 | 0 | 0 | 0 | 0 | 0 | 0 | 0 | 0 | 0 | 0 | 0 | 0 | 0 | 12
NO |  | 275 | 2012 | 25 | 7 | 7 |  | Lost Dauphin | Mystery Hills | 138 | 138 | Steel Pole | 0 | 2.36 | 2 | 795.0 kcmil ACSR | 0 | 0 | 0 | 0 | 0 | 0 | 0 | 0 | 0 | 0 | 0 | 0 | 0 | 0 | 0 | 0 | 0 | 0 | 0 | 0 | 0 | 0 | 0 | 12
NO |  | 275 | 2012 | 25 | 8 | 8 |  | Lost Dauphin | Mystery Hills | 138 | 138 | Steel Pole | 0 | 4.66 | 2 | 795.0 kcmil ACSR | 0 | 0 | 0 | 0 | 0 | 0 | 0 | 0 | 0 | 0 | 0 | 0 | 0 | 0 | 0 | 0 | 0 | 0 | 0 | 0 | 0 | 0 | 0 | 12
NO |  | 275 | 2012 | 25 | 9 | 9 |  | Lyndon Tap | Lyndon | 138 | 138 | Lattice Tower | 0.03 | 0 | 1 | 336.4 kcmil ACSR | 0 | 0 | 0 | 0 | 0 | 0 | 0 | 0 | 0 | 0 | 0 | 0 | 0 | 0 | 0 | 0 | 0 | 0 | 0 | 0 | 0 | 0 | 0 | 12
NO |  | 275 | 2012 | 25 | 10 | 10 |  | Lyndon Tap | Fredonia | 138 | 138 | Lattice Tower | 0 | 12.83 | 2 | 336.4 kcmil ACSR | 0 | 0 | 0 | 0 | 0 | 0 | 0 | 0 | 0 | 0 | 0 | 0 | 0 | 0 | 0 | 0 | 0 | 0 | 0 | 0 | 0 | 0 | 0 | 12
NO |  | 275 | 2012 | 25 | 11 | 11 |  | M-38 | Atlantic | 138 | 138 | Wood Pole | 0.29 | 0 | 1 | 336.4 kcmil ACSR | 0 | 0 | 0 | 0 | 0 | 0 | 0 | 0 | 0 | 0 | 0 | 0 | 0 | 0 | 0 | 0 | 0 | 0 | 0 | 0 | 0 | 0 | 0 | 12
NO |  | 275 | 2012 | 25 | 12 | 12 |  | M-38 | Atlantic | 138 | 138 | Wood Pole | 9.58 | 0 | 1 | 336.4 kcmil ACSR | 0 | 0 | 0 | 0 | 0 | 0 | 0 | 0 | 0 | 0 | 0 | 0 | 0 | 0 | 0 | 0 | 0 | 0 | 0 | 0 | 0 | 0 | 0 | 12
NO |  | 275 | 2012 | 25 | 13 | 13 |  | M-38 | Atlantic | 138 | 138 | Wood Pole | 0 | 0.2 | 2 | 336.4 kcmil ACSR | 0 | 0 | 0 | 0 | 0 | 0 | 0 | 0 | 0 | 0 | 0 | 0 | 0 | 0 | 0 | 0 | 0 | 0 | 0 | 0 | 0 | 0 | 0 | 12
NO |  | 275 | 2012 | 25 | 14 | 14 |  | M-38 | Atlantic | 138 | 138 | Wood Pole | 11.95 | 0 | 1 | 336.4 kcmil ACSR | 0 | 0 | 0 | 0 | 0 | 0 | 0 | 0 | 0 | 0 | 0 | 0 | 0 | 0 | 0 | 0 | 0 | 0 | 0 | 0 | 0 | 0 | 0 | 12
NO |  | 275 | 2012 | 25 | 15 | 15 |  | Maes | Combined Locks Tap | 138 | 138 | Steel Pole | 2.71 | 0 | 1 | 1033.5 kcmil ACSR | 0 | 0 | 0 | 0 | 0 | 0 | 0 | 0 | 0 | 0 | 0 | 0 | 0 | 0 | 0 | 0 | 0 | 0 | 0 | 0 | 0 | 0 | 0 | 12
NO |  | 275 | 2012 | 25 | 16 | 16 |  | Maes | Apple Hills | 138 | 138 | Various | 0 | 0.45 | 2 | 1033.5 kcmil ACSR | 0 | 0 | 0 | 0 | 0 | 0 | 0 | 0 | 0 | 0 | 0 | 0 | 0 | 0 | 0 | 0 | 0 | 0 | 0 | 0 | 0 | 0 | 0 | 12
NO |  | 275 | 2012 | 25 | 17 | 17 |  | Maes | Apple Hills | 138 | 138 | Various | 3.16 | 0 | 1 | 1033.5 kcmil ACSR | 0 | 0 | 0 | 0 | 0 | 0 | 0 | 0 | 0 | 0 | 0 | 0 | 0 | 0 | 0 | 0 | 0 | 0 | 0 | 0 | 0 | 0 | 0 | 12
NO |  | 275 | 2012 | 25 | 18 | 18 |  | Maple (WE) | Germantown SW YD | 138 | 138 | Various | 0 | 5.57 | 2 | 927.2 kcmil ACAR | 0 | 0 | 0 | 0 | 0 | 0 | 0 | 0 | 0 | 0 | 0 | 0 | 0 | 0 | 0 | 0 | 0 | 0 | 0 | 0 | 0 | 0 | 0 | 12
NO |  | 275 | 2012 | 25 | 19 | 19 |  | Marine SW STR | Colley Rd | 138 | 138 | Various | 3.58 | 0 | 1 | 336.4 kcmil ACSR | 0 | 0 | 0 | 0 | 0 | 0 | 0 | 0 | 0 | 0 | 0 | 0 | 0 | 0 | 0 | 0 | 0 | 0 | 0 | 0 | 0 | 0 | 0 | 12
NO |  | 275 | 2012 | 25 | 20 | 20 |  | Marine SW STR | Colley Rd | 138 | 138 | Various | 0.05 | 0 | 1 | 795.0 kcmil ACSR | 0 | 0 | 0 | 0 | 0 | 0 | 0 | 0 | 0 | 0 | 0 | 0 | 0 | 0 | 0 | 0 | 0 | 0 | 0 | 0 | 0 | 0 | 0 | 12
NO |  | 275 | 2012 | 25 | 21 | 21 |  | Marine SW STR | Marine | 138 | 138 | Various | 0.01 | 0 | 1 |  | 0 | 0 | 0 | 0 | 0 | 0 | 0 | 0 | 0 | 0 | 0 | 0 | 0 | 0 | 0 | 0 | 0 | 0 | 0 | 0 | 0 | 0 | 0 | 12
NO |  | 275 | 2012 | 25 | 22 | 22 |  | Martin Rd | Ohmstead | 138 | 138 | Various | 0.39 | 0 | 1 | 795.0 kcmil ACSR | 0 | 0 | 0 | 0 | 0 | 0 | 0 | 0 | 0 | 0 | 0 | 0 | 0 | 0 | 0 | 0 | 0 | 0 | 0 | 0 | 0 | 0 | 0 | 12
NO |  | 275 | 2012 | 25 | 23 | 23 |  | Martin Rd | Ohmstead | 138 | 138 | Various | 2.04 | 0 | 1 | 795.0 kcmil ACSR | 0 | 0 | 0 | 0 | 0 | 0 | 0 | 0 | 0 | 0 | 0 | 0 | 0 | 0 | 0 | 0 | 0 | 0 | 0 | 0 | 0 | 0 | 0 | 12
NO |  | 275 | 2012 | 25 | 24 | 24 |  | Martin Rd | Ohmstead | 138 | 138 | Various | 0.07 | 0 | 1 | 795.0 kcmil ACSR | 0 | 0 | 0 | 0 | 0 | 0 | 0 | 0 | 0 | 0 | 0 | 0 | 0 | 0 | 0 | 0 | 0 | 0 | 0 | 0 | 0 | 0 | 0 | 12
NO |  | 275 | 2012 | 25 | 25 | 25 |  | Martin Rd | Ohmstead | 138 | 138 | Various | 0 | 0.43 | 2 | 795.0 kcmil ACSR | 0 | 0 | 0 | 0 | 0 | 0 | 0 | 0 | 0 | 0 | 0 | 0 | 0 | 0 | 0 | 0 | 0 | 0 | 0 | 0 | 0 | 0 | 0 | 12
NO |  | 275 | 2012 | 25 | 26 | 26 |  | Martin Rd | Ohmstead | 138 | 138 | Various | 0.05 | 0 | 1 | 795.0 kcmil ACSR | 0 | 0 | 0 | 0 | 0 | 0 | 0 | 0 | 0 | 0 | 0 | 0 | 0 | 0 | 0 | 0 | 0 | 0 | 0 | 0 | 0 | 0 | 0 | 12
NO |  | 275 | 2012 | 25 | 27 | 27 |  | Mason St | Howard | 138 | 138 | H-Frame | 1.63 | 0 | 1 | 336.4 kcmil ACSR | 0 | 0 | 0 | 0 | 0 | 0 | 0 | 0 | 0 | 0 | 0 | 0 | 0 | 0 | 0 | 0 | 0 | 0 | 0 | 0 | 0 | 0 | 0 | 12
NO |  | 275 | 2012 | 25 | 28 | 28 |  | Mason St | Howard | 138 | 138 | H-Frame | 0 | 2.18 | 2 | 795.0 kcmil ACSR | 0 | 0 | 0 | 0 | 0 | 0 | 0 | 0 | 0 | 0 | 0 | 0 | 0 | 0 | 0 | 0 | 0 | 0 | 0 | 0 | 0 | 0 | 0 | 12
NO |  | 275 | 2012 | 25 | 29 | 29 |  | McCue | Wilcox | 138 | 138 | Various | 0 | 0.01 | 2 | 795.0 kcmil ACSR | 0 | 0 | 0 | 0 | 0 | 0 | 0 | 0 | 0 | 0 | 0 | 0 | 0 | 0 | 0 | 0 | 0 | 0 | 0 | 0 | 0 | 0 | 0 | 12
NO |  | 275 | 2012 | 25 | 30 | 30 |  | McCue | Wilcox | 138 | 138 | Various | 0 | 0.57 | 2 | 336.4 kcmil ACSR | 0 | 0 | 0 | 0 | 0 | 0 | 0 | 0 | 0 | 0 | 0 | 0 | 0 | 0 | 0 | 0 | 0 | 0 | 0 | 0 | 0 | 0 | 0 | 12
NO |  | 275 | 2012 | 25 | 31 | 31 |  | McCue | Wilcox | 138 | 138 | Various | 1.25 | 0 | 1 | 336.4 kcmil ACSR | 0 | 0 | 0 | 0 | 0 | 0 | 0 | 0 | 0 | 0 | 0 | 0 | 0 | 0 | 0 | 0 | 0 | 0 | 0 | 0 | 0 | 0 | 0 | 12
NO |  | 275 | 2012 | 25 | 32 | 32 |  | McCue | Wilcox | 138 | 138 | Various | 1.61 | 0 | 1 | 336.4 kcmil ACSR | 0 | 0 | 0 | 0 | 0 | 0 | 0 | 0 | 0 | 0 | 0 | 0 | 0 | 0 | 0 | 0 | 0 | 0 | 0 | 0 | 0 | 0 | 0 | 12
NO |  | 275 | 2012 | 25 | 33 | 33 |  | McCue | Wilcox | 138 | 138 | Various | 0.01 | 0 | 1 | 795.0 kcmil ACSR | 0 | 0 | 0 | 0 | 0 | 0 | 0 | 0 | 0 | 0 | 0 | 0 | 0 | 0 | 0 | 0 | 0 | 0 | 0 | 0 | 0 | 0 | 0 | 12
NO |  | 275 | 2012 | 25 | 34 | 34 |  | McFarland | Femrite 138/69 kV | 138 | 138 | Steel Pole | 0.02 | 0 | 1 | 477.0 kcmil ACSR | 0 | 0 | 0 | 0 | 0 | 0 | 0 | 0 | 0 | 0 | 0 | 0 | 0 | 0 | 0 | 0 | 0 | 0 | 0 | 0 | 0 | 0 | 0 | 12
NO |  | 275 | 2012 | 25 | 35 | 35 |  | McFarland | Femrite 138/69 kV | 138 | 138 | Steel Pole | 0.03 | 0 | 1 | 477.0 kcmil ACSR | 0 | 0 | 0 | 0 | 0 | 0 | 0 | 0 | 0 | 0 | 0 | 0 | 0 | 0 | 0 | 0 | 0 | 0 | 0 | 0 | 0 | 0 | 0 | 12
NO |  | 275 | 2012 | 26 | 1 | 1 |  | McFarland | Femrite 138/69 kV | 138 | 138 | Steel Pole | 2 | 0 | 1 | 477.0 kcmil ACSR | 0 | 0 | 0 | 0 | 0 | 0 | 0 | 0 | 0 | 0 | 0 | 0 | 0 | 0 | 0 | 0 | 0 | 0 | 0 | 0 | 0 | 0 | 0 | 12
NO |  | 275 | 2012 | 26 | 2 | 2 |  | Meadows Tap | Meadows | 138 | 138 | Wood Pole | 0.07 | 0 | 1 | 336.4 kcmil ACSR | 0 | 0 | 0 | 0 | 0 | 0 | 0 | 0 | 0 | 0 | 0 | 0 | 0 | 0 | 0 | 0 | 0 | 0 | 0 | 0 | 0 | 0 | 0 | 12
NO |  | 275 | 2012 | 26 | 3 | 3 |  | Meadows Tap | Meadows | 138 | 138 | Wood Pole | 0.5 | 0 | 1 | 336.4 kcmil ACSR | 0 | 0 | 0 | 0 | 0 | 0 | 0 | 0 | 0 | 0 | 0 | 0 | 0 | 0 | 0 | 0 | 0 | 0 | 0 | 0 | 0 | 0 | 0 | 12
NO |  | 275 | 2012 | 26 | 4 | 4 |  | Meadows Tap | Melissa | 138 | 138 | Wood Pole | 0.6 | 0 | 1 | 336.4 kcmil ACSR | 0 | 0 | 0 | 0 | 0 | 0 | 0 | 0 | 0 | 0 | 0 | 0 | 0 | 0 | 0 | 0 | 0 | 0 | 0 | 0 | 0 | 0 | 0 | 12
NO |  | 275 | 2012 | 26 | 5 | 5 |  | Meadows Tap | Melissa | 138 | 138 | Wood Pole | 0.47 | 0 | 1 | 336.4 kcmil ACSR | 0 | 0 | 0 | 0 | 0 | 0 | 0 | 0 | 0 | 0 | 0 | 0 | 0 | 0 | 0 | 0 | 0 | 0 | 0 | 0 | 0 | 0 | 0 | 12
NO |  | 275 | 2012 | 26 | 6 | 6 |  | Mears Corners | Sunset Point | 138 | 138 | Various | 3.11 | 0 | 1 | 795.0 kcmil ACSR | 0 | 0 | 0 | 0 | 0 | 0 | 0 | 0 | 0 | 0 | 0 | 0 | 0 | 0 | 0 | 0 | 0 | 0 | 0 | 0 | 0 | 0 | 0 | 12
NO |  | 275 | 2012 | 26 | 7 | 7 |  | Mears Corners | Sunset Point | 138 | 138 | Various | 1.01 | 0 | 1 | 795.0 kcmil ACSR | 0 | 0 | 0 | 0 | 0 | 0 | 0 | 0 | 0 | 0 | 0 | 0 | 0 | 0 | 0 | 0 | 0 | 0 | 0 | 0 | 0 | 0 | 0 | 12
NO |  | 275 | 2012 | 26 | 8 | 8 |  | Menominee | Bay De Noc | 138 | 138 | Various | 0.05 | 0 | 1 | 477.0 kcmil ACSR | 0 | 0 | 0 | 0 | 0 | 0 | 0 | 0 | 0 | 0 | 0 | 0 | 0 | 0 | 0 | 0 | 0 | 0 | 0 | 0 | 0 | 0 | 0 | 12
NO |  | 275 | 2012 | 26 | 9 | 9 |  | Menominee | Bay De Noc | 138 | 138 | Various | 0.06 | 0 | 1 | 477.0 kcmil ACSR | 0 | 0 | 0 | 0 | 0 | 0 | 0 | 0 | 0 | 0 | 0 | 0 | 0 | 0 | 0 | 0 | 0 | 0 | 0 | 0 | 0 | 0 | 0 | 12
NO |  | 275 | 2012 | 26 | 10 | 10 |  | Menominee | Bay De Noc | 138 | 138 | Various | 1.98 | 0 | 1 | 477.0 kcmil ACSR | 0 | 0 | 0 | 0 | 0 | 0 | 0 | 0 | 0 | 0 | 0 | 0 | 0 | 0 | 0 | 0 | 0 | 0 | 0 | 0 | 0 | 0 | 0 | 12
NO |  | 275 | 2012 | 26 | 11 | 11 |  | Menominee | Bay De Noc | 138 | 138 | Various | 0.02 | 0 | 1 | 477.0 kcmil ACSR | 0 | 0 | 0 | 0 | 0 | 0 | 0 | 0 | 0 | 0 | 0 | 0 | 0 | 0 | 0 | 0 | 0 | 0 | 0 | 0 | 0 | 0 | 0 | 12
NO |  | 275 | 2012 | 26 | 12 | 12 |  | Merrill Hills | Summit | 138 | 138 | Steel Pole | 0 | 4.81 | 2 | 1033.5 kcmil ACSR | 0 | 0 | 0 | 0 | 0 | 0 | 0 | 0 | 0 | 0 | 0 | 0 | 0 | 0 | 0 | 0 | 0 | 0 | 0 | 0 | 0 | 0 | 0 | 12
NO |  | 275 | 2012 | 26 | 13 | 13 |  | Merrill Hills | Summit | 138 | 138 | Steel Pole | 5.35 | 0 | 1 | 927.2 kcmil ACAR | 0 | 0 | 0 | 0 | 0 | 0 | 0 | 0 | 0 | 0 | 0 | 0 | 0 | 0 | 0 | 0 | 0 | 0 | 0 | 0 | 0 | 0 | 0 | 12
NO |  | 275 | 2012 | 26 | 14 | 14 |  | Merrill Hills | Summit | 138 | 138 | Steel Pole | 0.24 | 0 | 1 | 927.2 kcmil ACAR | 0 | 0 | 0 | 0 | 0 | 0 | 0 | 0 | 0 | 0 | 0 | 0 | 0 | 0 | 0 | 0 | 0 | 0 | 0 | 0 | 0 | 0 | 0 | 12
NO |  | 275 | 2012 | 26 | 15 | 15 |  | Merrill Hills | Summit | 138 | 138 | Steel Pole | 0.4 | 0 | 1 | 927.2 kcmil ACAR | 0 | 0 | 0 | 0 | 0 | 0 | 0 | 0 | 0 | 0 | 0 | 0 | 0 | 0 | 0 | 0 | 0 | 0 | 0 | 0 | 0 | 0 | 0 | 12
NO |  | 275 | 2012 | 26 | 16 | 16 |  | Merrill Hills | Summit | 138 | 138 | Steel Pole | 1.43 | 0 | 1 | 927.2 kcmil ACAR | 0 | 0 | 0 | 0 | 0 | 0 | 0 | 0 | 0 | 0 | 0 | 0 | 0 | 0 | 0 | 0 | 0 | 0 | 0 | 0 | 0 | 0 | 0 | 12
NO |  | 275 | 2012 | 26 | 17 | 17 |  | Metomen | North Fond Du Lac | 138 | 138 | Lattice Tower | 0 | 17.54 | 2 | 250.0 kcmil Cu 12 | 0 | 0 | 0 | 0 | 0 | 0 | 0 | 0 | 0 | 0 | 0 | 0 | 0 | 0 | 0 | 0 | 0 | 0 | 0 | 0 | 0 | 0 | 0 | 12
NO |  | 275 | 2012 | 26 | 18 | 18 |  | Meyer Rd Tap | Meyer Rd | 138 | 138 | Lattice Tower | 0 | 0.02 | 2 | 336.4 kcmil ACSR | 0 | 0 | 0 | 0 | 0 | 0 | 0 | 0 | 0 | 0 | 0 | 0 | 0 | 0 | 0 | 0 | 0 | 0 | 0 | 0 | 0 | 0 | 0 | 12
NO |  | 275 | 2012 | 26 | 19 | 19 |  | Meyer Rd Tap | Lyndon Tap | 138 | 138 | Lattice Tower | 0 | 13.59 | 2 | 336.4 kcmil ACSR | 0 | 0 | 0 | 0 | 0 | 0 | 0 | 0 | 0 | 0 | 0 | 0 | 0 | 0 | 0 | 0 | 0 | 0 | 0 | 0 | 0 | 0 | 0 | 12
NO |  | 275 | 2012 | 26 | 20 | 20 |  | Meyer Rd Tap | Lyndon Tap | 138 | 138 | Lattice Tower | 0 | 5.77 | 2 | 336.4 kcmil ACSR | 0 | 0 | 0 | 0 | 0 | 0 | 0 | 0 | 0 | 0 | 0 | 0 | 0 | 0 | 0 | 0 | 0 | 0 | 0 | 0 | 0 | 0 | 0 | 12
NO |  | 275 | 2012 | 26 | 21 | 21 |  | Mishicot | Shoto | 138 | 138 | H-Frame | 7.52 | 0 | 1 | 795.0 kcmil ACSR | 0 | 0 | 0 | 0 | 0 | 0 | 0 | 0 | 0 | 0 | 0 | 0 | 0 | 0 | 0 | 0 | 0 | 0 | 0 | 0 | 0 | 0 | 0 | 12
NO |  | 275 | 2012 | 26 | 22 | 22 |  | Montana | Valley (WE) | 138 | 138 | UG | 2.62 | 0 | 1 | 1250.0 kcmil Cu-T | 0 | 0 | 0 | 0 | 0 | 0 | 0 | 0 | 0 | 0 | 0 | 0 | 0 | 0 | 0 | 0 | 0 | 0 | 0 | 0 | 0 | 0 | 0 | 12
NO |  | 275 | 2012 | 26 | 23 | 23 |  | Montana | Valley (WE) | 138 | 138 | UG | 0.3 | 0 | 1 | 1250.0 kcmil Cu-T | 0 | 0 | 0 | 0 | 0 | 0 | 0 | 0 | 0 | 0 | 0 | 0 | 0 | 0 | 0 | 0 | 0 | 0 | 0 | 0 | 0 | 0 | 0 | 12
NO |  | 275 | 2012 | 26 | 24 | 24 |  | Montana | Dewey (WE) | 138 | 138 | UG | 0.19 | 0 | 1 | 1250.0 kcmil Cu-T | 0 | 0 | 0 | 0 | 0 | 0 | 0 | 0 | 0 | 0 | 0 | 0 | 0 | 0 | 0 | 0 | 0 | 0 | 0 | 0 | 0 | 0 | 0 | 12
NO |  | 275 | 2012 | 26 | 25 | 25 |  | Montana | Dewey (WE) | 138 | 138 | UG | 1.11 | 0 | 1 | 1250.0 kcmil Cu-T | 0 | 0 | 0 | 0 | 0 | 0 | 0 | 0 | 0 | 0 | 0 | 0 | 0 | 0 | 0 | 0 | 0 | 0 | 0 | 0 | 0 | 0 | 0 | 12
NO |  | 275 | 2012 | 26 | 26 | 26 |  | Morgan | Plains | 345 | 345 | H-Frame | 71.75 | 0 | 1 | 795.0 kcmil ACSR | 0 | 0 | 0 | 0 | 0 | 0 | 0 | 0 | 0 | 0 | 0 | 0 | 0 | 0 | 0 | 0 | 0 | 0 | 0 | 0 | 0 | 0 | 0 | 12
NO |  | 275 | 2012 | 26 | 27 | 27 |  | Mukwonago | Whitewater | 138 | 138 | Lattice Tower | 21.95 | 0 | 1 | 556.5 kcmil ACSS/ | 0 | 0 | 0 | 0 | 0 | 0 | 0 | 0 | 0 | 0 | 0 | 0 | 0 | 0 | 0 | 0 | 0 | 0 | 0 | 0 | 0 | 0 | 0 | 12
NO |  | 275 | 2012 | 26 | 28 | 28 |  | Mukwonago | Merrill Hills | 138 | 138 | Wood Pole | 11.49 | 0 | 1 | 927.2 kcmil ACAR | 0 | 0 | 0 | 0 | 0 | 0 | 0 | 0 | 0 | 0 | 0 | 0 | 0 | 0 | 0 | 0 | 0 | 0 | 0 | 0 | 0 | 0 | 0 | 12
NO |  | 275 | 2012 | 26 | 29 | 29 |  | Mullet River | South Sheboygan Falls | 138 | 138 | Lattice Tower | 0.04 | 0 | 1 | 2500.0 kcmil AAC | 0 | 0 | 0 | 0 | 0 | 0 | 0 | 0 | 0 | 0 | 0 | 0 | 0 | 0 | 0 | 0 | 0 | 0 | 0 | 0 | 0 | 0 | 0 | 12
NO |  | 275 | 2012 | 26 | 30 | 30 |  | Mullet River | South Sheboygan Falls | 138 | 138 | Lattice Tower | 0.01 | 0 | 1 | 2500.0 kcmil AAC | 0 | 0 | 0 | 0 | 0 | 0 | 0 | 0 | 0 | 0 | 0 | 0 | 0 | 0 | 0 | 0 | 0 | 0 | 0 | 0 | 0 | 0 | 0 | 12
NO |  | 275 | 2012 | 26 | 31 | 31 |  | Mullet River | South Sheboygan Falls | 138 | 138 | Lattice Tower | 7.51 | 0 | 1 | 795.0 kcmil ACSR | 0 | 0 | 0 | 0 | 0 | 0 | 0 | 0 | 0 | 0 | 0 | 0 | 0 | 0 | 0 | 0 | 0 | 0 | 0 | 0 | 0 | 0 | 0 | 12
NO |  | 275 | 2012 | 26 | 32 | 32 |  | Mullet River | Plymouth Muncipal | 138 | 138 | Various | 0 | 0.07 | 2 | 336.4 kcmil ACSR | 0 | 0 | 0 | 0 | 0 | 0 | 0 | 0 | 0 | 0 | 0 | 0 | 0 | 0 | 0 | 0 | 0 | 0 | 0 | 0 | 0 | 0 | 0 | 12
NO |  | 275 | 2012 | 26 | 33 | 33 |  | Mullet River | Plymouth Muncipal | 138 | 138 | Various | 0.75 | 0 | 1 | 336.4 kcmil ACSR | 0 | 0 | 0 | 0 | 0 | 0 | 0 | 0 | 0 | 0 | 0 | 0 | 0 | 0 | 0 | 0 | 0 | 0 | 0 | 0 | 0 | 0 | 0 | 12
NO |  | 275 | 2012 | 26 | 34 | 34 |  | Mystery Hills | Highway V | 138 | 138 | Steel Pole | 0 | 3.66 | 2 | 795.0 kcmil ACSR | 0 | 0 | 0 | 0 | 0 | 0 | 0 | 0 | 0 | 0 | 0 | 0 | 0 | 0 | 0 | 0 | 0 | 0 | 0 | 0 | 0 | 0 | 0 | 12
NO |  | 275 | 2012 | 26 | 35 | 35 |  | National | Tilden | 138 | 138 | H-Frame | 3.86 | 0 | 1 | 605.0 kcmil ACSR | 0 | 0 | 0 | 0 | 0 | 0 | 0 | 0 | 0 | 0 | 0 | 0 | 0 | 0 | 0 | 0 | 0 | 0 | 0 | 0 | 0 | 0 | 0 | 12
NO |  | 275 | 2012 | 27 | 1 | 1 |  | National | Tilden | 138 | 138 | H-Frame | 3.86 | 0 | 1 | 605.0 kcmil ACSR | 0 | 0 | 0 | 0 | 0 | 0 | 0 | 0 | 0 | 0 | 0 | 0 | 0 | 0 | 0 | 0 | 0 | 0 | 0 | 0 | 0 | 0 | 0 | 12
NO |  | 275 | 2012 | 27 | 2 | 2 |  | Neevin | Woodenshoe | 138 | 138 | H-Frame | 3.38 | 0 | 1 | 795.0 kcmil ACSR | 0 | 0 | 0 | 0 | 0 | 0 | 0 | 0 | 0 | 0 | 0 | 0 | 0 | 0 | 0 | 0 | 0 | 0 | 0 | 0 | 0 | 0 | 0 | 12
NO |  | 275 | 2012 | 27 | 3 | 3 |  | Nelson Dewey SW YD | Gran Grae | 161 | 161 | Steel Pole | 0 | 1.11 | 2 | 795.0 kcmil ACSR | 0 | 0 | 0 | 0 | 0 | 0 | 0 | 0 | 0 | 0 | 0 | 0 | 0 | 0 | 0 | 0 | 0 | 0 | 0 | 0 | 0 | 0 | 0 | 12
NO |  | 275 | 2012 | 27 | 4 | 4 |  | Nelson Dewey SW YD | Gran Grae | 161 | 161 | Steel Pole | 0 | 0.06 | 2 | 477.0 kcmil ACSR | 0 | 0 | 0 | 0 | 0 | 0 | 0 | 0 | 0 | 0 | 0 | 0 | 0 | 0 | 0 | 0 | 0 | 0 | 0 | 0 | 0 | 0 | 0 | 12
NO |  | 275 | 2012 | 27 | 5 | 5 |  | Nelson Dewey SW YD | Gran Grae | 161 | 161 | Steel Pole | 0.13 | 0 | 1 | 477.0 kcmil ACSR | 0 | 0 | 0 | 0 | 0 | 0 | 0 | 0 | 0 | 0 | 0 | 0 | 0 | 0 | 0 | 0 | 0 | 0 | 0 | 0 | 0 | 0 | 0 | 12
NO |  | 275 | 2012 | 27 | 6 | 6 |  | Nelson Dewey SW YD | DPC Stoneman | 161 | 161 | Steel Pole | 0 | 1.1 | 2 | 795.0 kcmil ACSR | 0 | 0 | 0 | 0 | 0 | 0 | 0 | 0 | 0 | 0 | 0 | 0 | 0 | 0 | 0 | 0 | 0 | 0 | 0 | 0 | 0 | 0 | 0 | 12
NO |  | 275 | 2012 | 27 | 7 | 7 |  | Nelson Dewey SW YD | Potosi SW STR | 138 | 138 | H-Frame | 0 | 0.24 | 2 | 795.0 kcmil ACSR | 0 | 0 | 0 | 0 | 0 | 0 | 0 | 0 | 0 | 0 | 0 | 0 | 0 | 0 | 0 | 0 | 0 | 0 | 0 | 0 | 0 | 0 | 0 | 12
NO |  | 275 | 2012 | 27 | 8 | 8 |  | Nelson Dewey SW YD | Potosi SW STR | 138 | 138 | H-Frame | 0.9 | 0 | 1 | 795.0 kcmil ACSR | 0 | 0 | 0 | 0 | 0 | 0 | 0 | 0 | 0 | 0 | 0 | 0 | 0 | 0 | 0 | 0 | 0 | 0 | 0 | 0 | 0 | 0 | 0 | 12
NO |  | 275 | 2012 | 27 | 9 | 9 |  | Nelson Dewey SW YD | Potosi SW STR | 138 | 138 | H-Frame | 14.57 | 0 | 1 | 795.0 kcmil ACSR | 0 | 0 | 0 | 0 | 0 | 0 | 0 | 0 | 0 | 0 | 0 | 0 | 0 | 0 | 0 | 0 | 0 | 0 | 0 | 0 | 0 | 0 | 0 | 12
NO |  | 275 | 2012 | 27 | 10 | 10 |  | Nelson Dewey SW YD | Lancaster | 138 | 138 | H-Frame | 18.1 | 0 | 1 | 795.0 kcmil ACSR | 0 | 0 | 0 | 0 | 0 | 0 | 0 | 0 | 0 | 0 | 0 | 0 | 0 | 0 | 0 | 0 | 0 | 0 | 0 | 0 | 0 | 0 | 0 | 12
NO |  | 275 | 2012 | 27 | 11 | 11 |  | Nelson Dewey SW YD | Lancaster | 138 | 138 | H-Frame | 0 | 0.24 | 2 | 795.0 kcmil ACSR | 0 | 0 | 0 | 0 | 0 | 0 | 0 | 0 | 0 | 0 | 0 | 0 | 0 | 0 | 0 | 0 | 0 | 0 | 0 | 0 | 0 | 0 | 0 | 12
NO |  | 275 | 2012 | 27 | 12 | 12 |  | Niagara Of Wis Tap 1 | Champion | 138 | 138 | Wood Pole | 0 | 0.43 | 2 | 477.0 kcmil ACSR | 0 | 0 | 0 | 0 | 0 | 0 | 0 | 0 | 0 | 0 | 0 | 0 | 0 | 0 | 0 | 0 | 0 | 0 | 0 | 0 | 0 | 0 | 0 | 12
NO |  | 275 | 2012 | 27 | 13 | 13 |  | Niagara Of Wis Tap 1 | Champion | 138 | 138 | Wood Pole | 0.31 | 0 | 1 | 477.0 kcmil ACSR | 0 | 0 | 0 | 0 | 0 | 0 | 0 | 0 | 0 | 0 | 0 | 0 | 0 | 0 | 0 | 0 | 0 | 0 | 0 | 0 | 0 | 0 | 0 | 12
NO |  | 275 | 2012 | 27 | 14 | 14 |  | Niagara Of Wis Tap 1 | Champion | 138 | 138 | Wood Pole | 0 | 0.57 | 2 | 477.0 kcmil ACSR | 0 | 0 | 0 | 0 | 0 | 0 | 0 | 0 | 0 | 0 | 0 | 0 | 0 | 0 | 0 | 0 | 0 | 0 | 0 | 0 | 0 | 0 | 0 | 12
NO |  | 275 | 2012 | 27 | 15 | 15 |  | Niagara Of Wis Tap 1 | Niagra Paper Of Wisconsin | 138 | 138 | Wood Pole | 0.32 | 0 | 1 | 336.4 kcmil ACSR | 0 | 0 | 0 | 0 | 0 | 0 | 0 | 0 | 0 | 0 | 0 | 0 | 0 | 0 | 0 | 0 | 0 | 0 | 0 | 0 | 0 | 0 | 0 | 12
NO |  | 275 | 2012 | 27 | 16 | 16 |  | Niagara Of Wis Tap 1 | Niagra Paper Of Wisconsin | 138 | 138 | Wood Pole | 0 | 1.78 | 2 | 336.4 kcmil ACSR | 0 | 0 | 0 | 0 | 0 | 0 | 0 | 0 | 0 | 0 | 0 | 0 | 0 | 0 | 0 | 0 | 0 | 0 | 0 | 0 | 0 | 0 | 0 | 12
NO |  | 275 | 2012 | 27 | 17 | 17 |  | Niagara Of Wis Tap 1 | Niagra Paper Of Wisconsin | 138 | 138 | Wood Pole | 0.1 | 0 | 1 | 336.4 kcmil ACSR | 0 | 0 | 0 | 0 | 0 | 0 | 0 | 0 | 0 | 0 | 0 | 0 | 0 | 0 | 0 | 0 | 0 | 0 | 0 | 0 | 0 | 0 | 0 | 12
NO |  | 275 | 2012 | 27 | 18 | 18 |  | Niagara Of Wis Tap 1 | Niagra Paper Of Wisconsin | 138 | 138 | Wood Pole | 0 | 0.66 | 2 | 336.4 kcmil ACSR | 0 | 0 | 0 | 0 | 0 | 0 | 0 | 0 | 0 | 0 | 0 | 0 | 0 | 0 | 0 | 0 | 0 | 0 | 0 | 0 | 0 | 0 | 0 | 12
NO |  | 275 | 2012 | 27 | 19 | 19 |  | Niagara Of Wis Tap 1 | Niagra Paper Of Wisconsin | 138 | 138 | Wood Pole | 0.34 | 0 | 1 | 336.4 kcmil ACSR | 0 | 0 | 0 | 0 | 0 | 0 | 0 | 0 | 0 | 0 | 0 | 0 | 0 | 0 | 0 | 0 | 0 | 0 | 0 | 0 | 0 | 0 | 0 | 12
NO |  | 275 | 2012 | 27 | 20 | 20 |  | Niagara Of Wis Tap 1 | Niagra Paper Of Wisconsin | 138 | 138 | Wood Pole | 0.02 | 0 | 1 | 336.4 kcmil ACSR | 0 | 0 | 0 | 0 | 0 | 0 | 0 | 0 | 0 | 0 | 0 | 0 | 0 | 0 | 0 | 0 | 0 | 0 | 0 | 0 | 0 | 0 | 0 | 12
NO |  | 275 | 2012 | 27 | 21 | 21 |  | Niagara Of Wis Tap 2 | Plains | 138 | 138 | Steel Pole | 0 | 2.24 | 2 | 477.0 kcmil ACSR | 0 | 0 | 0 | 0 | 0 | 0 | 0 | 0 | 0 | 0 | 0 | 0 | 0 | 0 | 0 | 0 | 0 | 0 | 0 | 0 | 0 | 0 | 0 | 12
NO |  | 275 | 2012 | 27 | 22 | 22 |  | Niagara Of Wis Tap 2 | Niagra Paper Of Wisconsin | 138 | 138 | Steel Pole | 0 | 0.05 | 2 | 336.4 kcmil ACSR | 0 | 0 | 0 | 0 | 0 | 0 | 0 | 0 | 0 | 0 | 0 | 0 | 0 | 0 | 0 | 0 | 0 | 0 | 0 | 0 | 0 | 0 | 0 | 12
NO |  | 275 | 2012 | 27 | 23 | 23 |  | Niagara Of Wis Tap 2 | Niagra Paper Of Wisconsin | 138 | 138 | Steel Pole | 0 | 0.66 | 2 | 336.4 kcmil ACSR | 0 | 0 | 0 | 0 | 0 | 0 | 0 | 0 | 0 | 0 | 0 | 0 | 0 | 0 | 0 | 0 | 0 | 0 | 0 | 0 | 0 | 0 | 0 | 12
NO |  | 275 | 2012 | 27 | 24 | 24 |  | Niagara Of Wis Tap 2 | Niagra Paper Of Wisconsin | 138 | 138 | Steel Pole | 0.35 | 0 | 1 | 336.4 kcmil ACSR | 0 | 0 | 0 | 0 | 0 | 0 | 0 | 0 | 0 | 0 | 0 | 0 | 0 | 0 | 0 | 0 | 0 | 0 | 0 | 0 | 0 | 0 | 0 | 12
NO |  | 275 | 2012 | 27 | 25 | 25 |  | Nicholson Tap | Nicholson (WE) | 138 | 138 | Various | 0.02 | 0 | 1 | 795.0 kcmil ACSR | 0 | 0 | 0 | 0 | 0 | 0 | 0 | 0 | 0 | 0 | 0 | 0 | 0 | 0 | 0 | 0 | 0 | 0 | 0 | 0 | 0 | 0 | 0 | 12
NO |  | 275 | 2012 | 27 | 26 | 26 |  | Nicholson Tap | Barland | 138 | 138 | Various | 0 | 1.39 | 2 | 795.0 kcmil ACSR | 0 | 0 | 0 | 0 | 0 | 0 | 0 | 0 | 0 | 0 | 0 | 0 | 0 | 0 | 0 | 0 | 0 | 0 | 0 | 0 | 0 | 0 | 0 | 12
NO |  | 275 | 2012 | 27 | 27 | 27 |  | Nicholson Tap | Barland | 138 | 138 | Various | 0 | 0.01 | 2 | 795.0 kcmil ACSR | 0 | 0 | 0 | 0 | 0 | 0 | 0 | 0 | 0 | 0 | 0 | 0 | 0 | 0 | 0 | 0 | 0 | 0 | 0 | 0 | 0 | 0 | 0 | 12
NO |  | 275 | 2012 | 27 | 28 | 28 |  | Nordic | Perch Lake | 138 | 138 | H-Frame | 2.02 | 0 | 1 | 605.0 kcmil ACSR | 0 | 0 | 0 | 0 | 0 | 0 | 0 | 0 | 0 | 0 | 0 | 0 | 0 | 0 | 0 | 0 | 0 | 0 | 0 | 0 | 0 | 0 | 0 | 12
NO |  | 275 | 2012 | 27 | 29 | 29 |  | Nordic | Perch Lake | 138 | 138 | H-Frame | 27.5 | 0 | 1 | 605.0 kcmil ACSR | 0 | 0 | 0 | 0 | 0 | 0 | 0 | 0 | 0 | 0 | 0 | 0 | 0 | 0 | 0 | 0 | 0 | 0 | 0 | 0 | 0 | 0 | 0 | 12
NO |  | 275 | 2012 | 27 | 30 | 30 |  | North Appleton | Kaukauna North | 138 | 138 | Various | 0.78 | 0 | 1 | 795.0 kcmil ACSR | 0 | 0 | 0 | 0 | 0 | 0 | 0 | 0 | 0 | 0 | 0 | 0 | 0 | 0 | 0 | 0 | 0 | 0 | 0 | 0 | 0 | 0 | 0 | 12
NO |  | 275 | 2012 | 27 | 31 | 31 |  | North Appleton | Kaukauna North | 138 | 138 | Various | 0.31 | 0 | 1 | 795.0 kcmil ACSR | 0 | 0 | 0 | 0 | 0 | 0 | 0 | 0 | 0 | 0 | 0 | 0 | 0 | 0 | 0 | 0 | 0 | 0 | 0 | 0 | 0 | 0 | 0 | 12
NO |  | 275 | 2012 | 27 | 32 | 32 |  | North Appleton | Kaukauna North | 138 | 138 | Various | 5.58 | 0 | 1 | 795.0 kcmil ACSR | 0 | 0 | 0 | 0 | 0 | 0 | 0 | 0 | 0 | 0 | 0 | 0 | 0 | 0 | 0 | 0 | 0 | 0 | 0 | 0 | 0 | 0 | 0 | 12
NO |  | 275 | 2012 | 27 | 33 | 33 |  | North Appleton | Kaukauna North | 138 | 138 | Various | 2.39 | 0 | 1 | 795.0 kcmil ACSR | 0 | 0 | 0 | 0 | 0 | 0 | 0 | 0 | 0 | 0 | 0 | 0 | 0 | 0 | 0 | 0 | 0 | 0 | 0 | 0 | 0 | 0 | 0 | 12
NO |  | 275 | 2012 | 27 | 34 | 34 |  | North Appleton | Ellington | 138 | 138 | H-Frame | 0.05 | 0 | 1 | 795.0 kcmil ACSR | 0 | 0 | 0 | 0 | 0 | 0 | 0 | 0 | 0 | 0 | 0 | 0 | 0 | 0 | 0 | 0 | 0 | 0 | 0 | 0 | 0 | 0 | 0 | 12
NO |  | 275 | 2012 | 27 | 35 | 35 |  | North Appleton | Ellington | 138 | 138 | H-Frame | 10.77 | 0 | 1 | 795.0 kcmil ACSR | 0 | 0 | 0 | 0 | 0 | 0 | 0 | 0 | 0 | 0 | 0 | 0 | 0 | 0 | 0 | 0 | 0 | 0 | 0 | 0 | 0 | 0 | 0 | 12
NO |  | 275 | 2012 | 28 | 1 | 1 |  | North Appleton | Lawn Rd | 138 | 138 | H-Frame | 11.47 | 0 | 1 | 795.0 kcmil ACSR | 0 | 0 | 0 | 0 | 0 | 0 | 0 | 0 | 0 | 0 | 0 | 0 | 0 | 0 | 0 | 0 | 0 | 0 | 0 | 0 | 0 | 0 | 0 | 12
NO |  | 275 | 2012 | 28 | 2 | 2 |  | North Appleton | Apple Hills | 138 | 138 | H-Frame | 0 | 0.45 | 2 | 1033.5 kcmil ACSR | 0 | 0 | 0 | 0 | 0 | 0 | 0 | 0 | 0 | 0 | 0 | 0 | 0 | 0 | 0 | 0 | 0 | 0 | 0 | 0 | 0 | 0 | 0 | 12
NO |  | 275 | 2012 | 28 | 3 | 3 |  | North Appleton | Apple Hills | 138 | 138 | H-Frame | 3.08 | 0 | 1 | 1033.5 kcmil ACSR | 0 | 0 | 0 | 0 | 0 | 0 | 0 | 0 | 0 | 0 | 0 | 0 | 0 | 0 | 0 | 0 | 0 | 0 | 0 | 0 | 0 | 0 | 0 | 12
NO |  | 275 | 2012 | 28 | 4 | 4 |  | North Appleton | Apple Hills | 138 | 138 | H-Frame | 0.71 | 0 | 1 | 1033.5 kcmil ACSR | 0 | 0 | 0 | 0 | 0 | 0 | 0 | 0 | 0 | 0 | 0 | 0 | 0 | 0 | 0 | 0 | 0 | 0 | 0 | 0 | 0 | 0 | 0 | 12
NO |  | 275 | 2012 | 28 | 5 | 5 |  | North Appleton | Lost Dauphin | 138 | 138 | H-Frame | 0.11 | 0 | 1 | 795.0 kcmil ACSR | 0 | 0 | 0 | 0 | 0 | 0 | 0 | 0 | 0 | 0 | 0 | 0 | 0 | 0 | 0 | 0 | 0 | 0 | 0 | 0 | 0 | 0 | 0 | 12
NO |  | 275 | 2012 | 28 | 6 | 6 |  | North Appleton | Lost Dauphin | 138 | 138 | H-Frame | 0.69 | 0 | 1 | 477.0 kcmil ACSR | 0 | 0 | 0 | 0 | 0 | 0 | 0 | 0 | 0 | 0 | 0 | 0 | 0 | 0 | 0 | 0 | 0 | 0 | 0 | 0 | 0 | 0 | 0 | 12
NO |  | 275 | 2012 | 28 | 7 | 7 |  | North Appleton | Lost Dauphin | 138 | 138 | H-Frame | 0.21 | 0 | 1 | 477.0 kcmil ACSR | 0 | 0 | 0 | 0 | 0 | 0 | 0 | 0 | 0 | 0 | 0 | 0 | 0 | 0 | 0 | 0 | 0 | 0 | 0 | 0 | 0 | 0 | 0 | 12
NO |  | 275 | 2012 | 28 | 8 | 8 |  | North Appleton | Lost Dauphin | 138 | 138 | H-Frame | 2.43 | 0 | 1 | 477.0 kcmil ACSR | 0 | 0 | 0 | 0 | 0 | 0 | 0 | 0 | 0 | 0 | 0 | 0 | 0 | 0 | 0 | 0 | 0 | 0 | 0 | 0 | 0 | 0 | 0 | 12
NO |  | 275 | 2012 | 28 | 9 | 9 |  | North Appleton | Lost Dauphin | 138 | 138 | H-Frame | 7.26 | 0 | 1 | 477.0 kcmil ACSR | 0 | 0 | 0 | 0 | 0 | 0 | 0 | 0 | 0 | 0 | 0 | 0 | 0 | 0 | 0 | 0 | 0 | 0 | 0 | 0 | 0 | 0 | 0 | 12
NO |  | 275 | 2012 | 28 | 10 | 10 |  | North Appleton | Lost Dauphin | 138 | 138 | H-Frame | 0.45 | 0 | 1 | 477.0 kcmil ACSR | 0 | 0 | 0 | 0 | 0 | 0 | 0 | 0 | 0 | 0 | 0 | 0 | 0 | 0 | 0 | 0 | 0 | 0 | 0 | 0 | 0 | 0 | 0 | 12
NO |  | 275 | 2012 | 28 | 11 | 11 |  | North Appleton | Lost Dauphin | 138 | 138 | H-Frame | 1.01 | 0 | 1 | 477.0 kcmil ACSR | 0 | 0 | 0 | 0 | 0 | 0 | 0 | 0 | 0 | 0 | 0 | 0 | 0 | 0 | 0 | 0 | 0 | 0 | 0 | 0 | 0 | 0 | 0 | 12
NO |  | 275 | 2012 | 28 | 12 | 12 |  | North Appleton | Mason St | 138 | 138 | H-Frame | 0.08 | 0 | 1 | 336.4 kcmil ACSR | 0 | 0 | 0 | 0 | 0 | 0 | 0 | 0 | 0 | 0 | 0 | 0 | 0 | 0 | 0 | 0 | 0 | 0 | 0 | 0 | 0 | 0 | 0 | 12
NO |  | 275 | 2012 | 28 | 13 | 13 |  | North Appleton | Mason St | 138 | 138 | H-Frame | 0.78 | 0 | 1 | 336.4 kcmil ACSR | 0 | 0 | 0 | 0 | 0 | 0 | 0 | 0 | 0 | 0 | 0 | 0 | 0 | 0 | 0 | 0 | 0 | 0 | 0 | 0 | 0 | 0 | 0 | 12
NO |  | 275 | 2012 | 28 | 14 | 14 |  | North Appleton | Mason St | 138 | 138 | H-Frame | 16.65 | 0 | 1 | 336.4 kcmil ACSR | 0 | 0 | 0 | 0 | 0 | 0 | 0 | 0 | 0 | 0 | 0 | 0 | 0 | 0 | 0 | 0 | 0 | 0 | 0 | 0 | 0 | 0 | 0 | 12
NO |  | 275 | 2012 | 28 | 15 | 15 |  | North Appleton | Mason St | 138 | 138 | H-Frame | 0.9 | 0 | 1 | 336.4 kcmil ACSR | 0 | 0 | 0 | 0 | 0 | 0 | 0 | 0 | 0 | 0 | 0 | 0 | 0 | 0 | 0 | 0 | 0 | 0 | 0 | 0 | 0 | 0 | 0 | 12
NO |  | 275 | 2012 | 28 | 16 | 16 |  | North Appleton | Mason St | 138 | 138 | H-Frame | 0 | 2.17 | 2 | 795.0 kcmil ACSR | 0 | 0 | 0 | 0 | 0 | 0 | 0 | 0 | 0 | 0 | 0 | 0 | 0 | 0 | 0 | 0 | 0 | 0 | 0 | 0 | 0 | 0 | 0 | 12
NO |  | 275 | 2012 | 28 | 17 | 17 |  | North Appleton | Werner West | 345 | 345 | H-Frame | 0.13 | 0 | 1 | 795.0 kcmil ACSR | 0 | 0 | 0 | 0 | 0 | 0 | 0 | 0 | 0 | 0 | 0 | 0 | 0 | 0 | 0 | 0 | 0 | 0 | 0 | 0 | 0 | 0 | 0 | 12
NO |  | 275 | 2012 | 28 | 18 | 18 |  | North Appleton | Werner West | 345 | 345 | H-Frame | 17.54 | 0 | 1 | 795.0 kcmil ACSR | 0 | 0 | 0 | 0 | 0 | 0 | 0 | 0 | 0 | 0 | 0 | 0 | 0 | 0 | 0 | 0 | 0 | 0 | 0 | 0 | 0 | 0 | 0 | 12
NO |  | 275 | 2012 | 28 | 19 | 19 |  | North Appleton | Werner West | 345 | 345 | H-Frame | 1.8 | 0 | 1 | 795.0 kcmil ACSR | 0 | 0 | 0 | 0 | 0 | 0 | 0 | 0 | 0 | 0 | 0 | 0 | 0 | 0 | 0 | 0 | 0 | 0 | 0 | 0 | 0 | 0 | 0 | 12
NO |  | 275 | 2012 | 28 | 20 | 20 |  | North Appleton | Kewaunee SW YD | 345 | 345 | H-Frame | 50.56 | 0 | 1 | 954.0 kcmil ACSR | 0 | 0 | 0 | 0 | 0 | 0 | 0 | 0 | 0 | 0 | 0 | 0 | 0 | 0 | 0 | 0 | 0 | 0 | 0 | 0 | 0 | 0 | 0 | 12
NO |  | 275 | 2012 | 28 | 21 | 21 |  | North Appleton | Fitzgerald | 345 | 345 | H-Frame | 27.11 | 0 | 1 | 795.0 kcmil ACSR | 0 | 0 | 0 | 0 | 0 | 0 | 0 | 0 | 0 | 0 | 0 | 0 | 0 | 0 | 0 | 0 | 0 | 0 | 0 | 0 | 0 | 0 | 0 | 12
NO |  | 275 | 2012 | 28 | 22 | 22 |  | North Appleton | Fitzgerald | 345 | 345 | H-Frame | 0.94 | 0 | 1 | 795.0 kcmil ACSR | 0 | 0 | 0 | 0 | 0 | 0 | 0 | 0 | 0 | 0 | 0 | 0 | 0 | 0 | 0 | 0 | 0 | 0 | 0 | 0 | 0 | 0 | 0 | 12
NO |  | 275 | 2012 | 28 | 23 | 23 |  | North Appleton | Fitzgerald | 345 | 345 | H-Frame | 10.12 | 0 | 1 | 795.0 kcmil ACSR | 0 | 0 | 0 | 0 | 0 | 0 | 0 | 0 | 0 | 0 | 0 | 0 | 0 | 0 | 0 | 0 | 0 | 0 | 0 | 0 | 0 | 0 | 0 | 12
NO |  | 275 | 2012 | 28 | 24 | 24 |  | North Beaver Dam | Beaver Dam East | 138 | 138 | Steel Pole | 1.63 | 0 | 1 | 477.0 kcmil ACSR | 0 | 0 | 0 | 0 | 0 | 0 | 0 | 0 | 0 | 0 | 0 | 0 | 0 | 0 | 0 | 0 | 0 | 0 | 0 | 0 | 0 | 0 | 0 | 12
NO |  | 275 | 2012 | 28 | 25 | 25 |  | North Beaver Dam | Beaver Dam East | 138 | 138 | Steel Pole | 0.03 | 0 | 1 | 477.0 kcmil ACSR | 0 | 0 | 0 | 0 | 0 | 0 | 0 | 0 | 0 | 0 | 0 | 0 | 0 | 0 | 0 | 0 | 0 | 0 | 0 | 0 | 0 | 0 | 0 | 12
NO |  | 275 | 2012 | 28 | 26 | 26 |  | North Fond Du Lac | Forest | 138 | 138 | Wood Pole | 0 | 0.22 | 2 | 795.0 kcmil ACSR | 0 | 0 | 0 | 0 | 0 | 0 | 0 | 0 | 0 | 0 | 0 | 0 | 0 | 0 | 0 | 0 | 0 | 0 | 0 | 0 | 0 | 0 | 0 | 12
NO |  | 275 | 2012 | 28 | 27 | 27 |  | North Fond Du Lac | Forest | 138 | 138 | Wood Pole | 0.06 | 0 | 1 | 795.0 kcmil ACSR | 0 | 0 | 0 | 0 | 0 | 0 | 0 | 0 | 0 | 0 | 0 | 0 | 0 | 0 | 0 | 0 | 0 | 0 | 0 | 0 | 0 | 0 | 0 | 12
NO |  | 275 | 2012 | 28 | 28 | 28 |  | North Fond Du Lac | Forest | 138 | 138 | Wood Pole | 0.03 | 0 | 1 | 795.0 kcmil ACSR | 0 | 0 | 0 | 0 | 0 | 0 | 0 | 0 | 0 | 0 | 0 | 0 | 0 | 0 | 0 | 0 | 0 | 0 | 0 | 0 | 0 | 0 | 0 | 12
NO |  | 275 | 2012 | 28 | 29 | 29 |  | North Fond Du Lac | Forest | 138 | 138 | Wood Pole | 0.43 | 0 | 1 | 795.0 kcmil ACSR | 0 | 0 | 0 | 0 | 0 | 0 | 0 | 0 | 0 | 0 | 0 | 0 | 0 | 0 | 0 | 0 | 0 | 0 | 0 | 0 | 0 | 0 | 0 | 12
NO |  | 275 | 2012 | 28 | 30 | 30 |  | North Fond Du Lac | Forest | 138 | 138 | Wood Pole | 0 | 0.05 | 2 | 795.0 kcmil ACSR | 0 | 0 | 0 | 0 | 0 | 0 | 0 | 0 | 0 | 0 | 0 | 0 | 0 | 0 | 0 | 0 | 0 | 0 | 0 | 0 | 0 | 0 | 0 | 12
NO |  | 275 | 2012 | 28 | 31 | 31 |  | North Fond Du Lac | Forest | 138 | 138 | Wood Pole | 2.3 | 0 | 1 | 795.0 kcmil ACSR | 0 | 0 | 0 | 0 | 0 | 0 | 0 | 0 | 0 | 0 | 0 | 0 | 0 | 0 | 0 | 0 | 0 | 0 | 0 | 0 | 0 | 0 | 0 | 12
NO |  | 275 | 2012 | 28 | 32 | 32 |  | North Fond Du Lac | Green Lake SW STA | 138 | 138 | Various | 0 | 17.4 | 2 | 397.5 kcmil ACSR | 0 | 0 | 0 | 0 | 0 | 0 | 0 | 0 | 0 | 0 | 0 | 0 | 0 | 0 | 0 | 0 | 0 | 0 | 0 | 0 | 0 | 0 | 0 | 12
NO |  | 275 | 2012 | 28 | 33 | 33 |  | North Fond Du Lac | Green Lake SW STA | 138 | 138 | Various | 0 | 0.01 | 2 | 300.0 kcmil Cu 19 | 0 | 0 | 0 | 0 | 0 | 0 | 0 | 0 | 0 | 0 | 0 | 0 | 0 | 0 | 0 | 0 | 0 | 0 | 0 | 0 | 0 | 0 | 0 | 12
NO |  | 275 | 2012 | 28 | 34 | 34 |  | North Fond Du Lac | Green Lake SW STA | 138 | 138 | Various | 0 | 11.91 | 2 | 397.5 kcmil ACSR | 0 | 0 | 0 | 0 | 0 | 0 | 0 | 0 | 0 | 0 | 0 | 0 | 0 | 0 | 0 | 0 | 0 | 0 | 0 | 0 | 0 | 0 | 0 | 12
NO |  | 275 | 2012 | 28 | 35 | 35 |  | North Fond Du Lac | Green Lake SW STA | 138 | 138 | Various | 0 | 0.02 | 2 | 250.0 kcmil Cu 12 | 0 | 0 | 0 | 0 | 0 | 0 | 0 | 0 | 0 | 0 | 0 | 0 | 0 | 0 | 0 | 0 | 0 | 0 | 0 | 0 | 0 | 0 | 0 | 12
NO |  | 275 | 2012 | 29 | 1 | 1 |  | North Fond Du Lac | East Scott St SW STR | 138 | 138 | Lattice Tower | 0.03 | 0 | 1 | 336.4 kcmil ACSR | 0 | 0 | 0 | 0 | 0 | 0 | 0 | 0 | 0 | 0 | 0 | 0 | 0 | 0 | 0 | 0 | 0 | 0 | 0 | 0 | 0 | 0 | 0 | 12
NO |  | 275 | 2012 | 29 | 2 | 2 |  | North Fond Du Lac | East Scott St SW STR | 138 | 138 | Lattice Tower | 1.31 | 0 | 1 | 336.4 kcmil ACSR | 0 | 0 | 0 | 0 | 0 | 0 | 0 | 0 | 0 | 0 | 0 | 0 | 0 | 0 | 0 | 0 | 0 | 0 | 0 | 0 | 0 | 0 | 0 | 12
NO |  | 275 | 2012 | 29 | 3 | 3 |  | North Fond Du Lac | East Scott St SW STR | 138 | 138 | Lattice Tower | 1.23 | 0 | 1 | 336.4 kcmil ACSR | 0 | 0 | 0 | 0 | 0 | 0 | 0 | 0 | 0 | 0 | 0 | 0 | 0 | 0 | 0 | 0 | 0 | 0 | 0 | 0 | 0 | 0 | 0 | 12
NO |  | 275 | 2012 | 29 | 4 | 4 |  | North Gate SW STR | Erdman | 138 | 138 | Wood Pole | 0.09 | 0 | 1 | 795.0 kcmil ACSR | 0 | 0 | 0 | 0 | 0 | 0 | 0 | 0 | 0 | 0 | 0 | 0 | 0 | 0 | 0 | 0 | 0 | 0 | 0 | 0 | 0 | 0 | 0 | 12
NO |  | 275 | 2012 | 29 | 5 | 5 |  | North Gate SW STR | Erdman | 138 | 138 | Wood Pole | 0 | 2.16 | 2 | 795.0 kcmil ACSR | 0 | 0 | 0 | 0 | 0 | 0 | 0 | 0 | 0 | 0 | 0 | 0 | 0 | 0 | 0 | 0 | 0 | 0 | 0 | 0 | 0 | 0 | 0 | 12
NO |  | 275 | 2012 | 29 | 6 | 6 |  | North Gate SW STR | Erdman | 138 | 138 | Wood Pole | 0 | 0.4 | 2 | 795.0 kcmil ACSR | 0 | 0 | 0 | 0 | 0 | 0 | 0 | 0 | 0 | 0 | 0 | 0 | 0 | 0 | 0 | 0 | 0 | 0 | 0 | 0 | 0 | 0 | 0 | 12
NO |  | 275 | 2012 | 29 | 7 | 7 |  | North Gate SW STR | North Gate | 138 | 138 | Wood Pole | 0.04 | 0 | 1 | 795.0 kcmil ACSR | 0 | 0 | 0 | 0 | 0 | 0 | 0 | 0 | 0 | 0 | 0 | 0 | 0 | 0 | 0 | 0 | 0 | 0 | 0 | 0 | 0 | 0 | 0 | 12
NO |  | 275 | 2012 | 29 | 8 | 8 |  | North Lake | Empire Mine | 138 | 138 | H-Frame | 13.17 | 0 | 1 | 605.0 kcmil ACSR | 0 | 0 | 0 | 0 | 0 | 0 | 0 | 0 | 0 | 0 | 0 | 0 | 0 | 0 | 0 | 0 | 0 | 0 | 0 | 0 | 0 | 0 | 0 | 12
NO |  | 275 | 2012 | 29 | 9 | 9 |  | North Lake | Empire Mine | 138 | 138 | H-Frame | 0.03 | 0 | 1 | 795.0 kcmil ACSR | 0 | 0 | 0 | 0 | 0 | 0 | 0 | 0 | 0 | 0 | 0 | 0 | 0 | 0 | 0 | 0 | 0 | 0 | 0 | 0 | 0 | 0 | 0 | 12
NO |  | 275 | 2012 | 29 | 10 | 10 |  | North Lake | M-38 | 138 | 138 | Wood Pole | 7.17 | 0 | 1 | 336.4 kcmil ACSR | 0 | 0 | 0 | 0 | 0 | 0 | 0 | 0 | 0 | 0 | 0 | 0 | 0 | 0 | 0 | 0 | 0 | 0 | 0 | 0 | 0 | 0 | 0 | 12
NO |  | 275 | 2012 | 29 | 11 | 11 |  | North Lake | M-38 | 138 | 138 | Wood Pole | 9.56 | 0 | 1 | 4/0 AWG ACSR 6/1 | 0 | 0 | 0 | 0 | 0 | 0 | 0 | 0 | 0 | 0 | 0 | 0 | 0 | 0 | 0 | 0 | 0 | 0 | 0 | 0 | 0 | 0 | 0 | 12
NO |  | 275 | 2012 | 29 | 12 | 12 |  | North Lake | M-38 | 138 | 138 | Wood Pole | 9.86 | 0 | 1 | 4/0 AWG ACSR 6/1 | 0 | 0 | 0 | 0 | 0 | 0 | 0 | 0 | 0 | 0 | 0 | 0 | 0 | 0 | 0 | 0 | 0 | 0 | 0 | 0 | 0 | 0 | 0 | 12
NO |  | 275 | 2012 | 29 | 13 | 13 |  | North Lake | M-38 | 138 | 138 | Wood Pole | 11.92 | 0 | 1 | 4/0 AWG ACSR 6/1 | 0 | 0 | 0 | 0 | 0 | 0 | 0 | 0 | 0 | 0 | 0 | 0 | 0 | 0 | 0 | 0 | 0 | 0 | 0 | 0 | 0 | 0 | 0 | 12
NO |  | 275 | 2012 | 29 | 14 | 14 |  | North Lake | M-38 | 138 | 138 | Wood Pole | 0.07 | 0 | 1 | 336.4 kcmil ACSR | 0 | 0 | 0 | 0 | 0 | 0 | 0 | 0 | 0 | 0 | 0 | 0 | 0 | 0 | 0 | 0 | 0 | 0 | 0 | 0 | 0 | 0 | 0 | 12
NO |  | 275 | 2012 | 29 | 15 | 15 |  | North Lake | M-38 | 138 | 138 | Wood Pole | 0.08 | 0 | 1 | 336.4 kcmil ACSR | 0 | 0 | 0 | 0 | 0 | 0 | 0 | 0 | 0 | 0 | 0 | 0 | 0 | 0 | 0 | 0 | 0 | 0 | 0 | 0 | 0 | 0 | 0 | 12
NO |  | 275 | 2012 | 29 | 16 | 16 |  | North Lake | M-38 | 138 | 138 | Wood Pole | 0 | 0.96 | 2 | 4/0 AWG ACSR 6/1 | 0 | 0 | 0 | 0 | 0 | 0 | 0 | 0 | 0 | 0 | 0 | 0 | 0 | 0 | 0 | 0 | 0 | 0 | 0 | 0 | 0 | 0 | 0 | 12
NO |  | 275 | 2012 | 29 | 17 | 17 |  | North Lake | M-38 | 138 | 138 | Wood Pole | 11.83 | 0 | 1 | 4/0 AWG ACSR 6/1 | 0 | 0 | 0 | 0 | 0 | 0 | 0 | 0 | 0 | 0 | 0 | 0 | 0 | 0 | 0 | 0 | 0 | 0 | 0 | 0 | 0 | 0 | 0 | 12
NO |  | 275 | 2012 | 29 | 18 | 18 |  | North Lake Geneva | North Lake Geneva Tap | 138 | 138 | H-Frame | 6.14 | 0 | 1 | 795.0 kcmil ACSR | 0 | 0 | 0 | 0 | 0 | 0 | 0 | 0 | 0 | 0 | 0 | 0 | 0 | 0 | 0 | 0 | 0 | 0 | 0 | 0 | 0 | 0 | 0 | 12
NO |  | 275 | 2012 | 29 | 19 | 19 |  | North Lake Geneva | Elkhorn | 138 | 138 | Wood Pole | 5.13 | 0 | 1 | 795.0 kcmil ACSR | 0 | 0 | 0 | 0 | 0 | 0 | 0 | 0 | 0 | 0 | 0 | 0 | 0 | 0 | 0 | 0 | 0 | 0 | 0 | 0 | 0 | 0 | 0 | 12
NO |  | 275 | 2012 | 29 | 20 | 20 |  | North Lake Geneva | Elkhorn | 138 | 138 | Wood Pole | 0 | 2.9 | 2 | 795.0 kcmil ACSR | 0 | 0 | 0 | 0 | 0 | 0 | 0 | 0 | 0 | 0 | 0 | 0 | 0 | 0 | 0 | 0 | 0 | 0 | 0 | 0 | 0 | 0 | 0 | 12
NO |  | 275 | 2012 | 29 | 21 | 21 |  | North Lake Geneva Tap | Burlington | 138 | 138 | H-Frame | 9.62 | 0 | 1 | 477.0 kcmil ACSR | 0 | 0 | 0 | 0 | 0 | 0 | 0 | 0 | 0 | 0 | 0 | 0 | 0 | 0 | 0 | 0 | 0 | 0 | 0 | 0 | 0 | 0 | 0 | 12
NO |  | 275 | 2012 | 29 | 22 | 22 |  | North Lake Geneva Tap | Sugar Creek | 138 | 138 | H-Frame | 5.5 | 0 | 1 | 477.0 kcmil ACSR | 0 | 0 | 0 | 0 | 0 | 0 | 0 | 0 | 0 | 0 | 0 | 0 | 0 | 0 | 0 | 0 | 0 | 0 | 0 | 0 | 0 | 0 | 0 | 12
NO |  | 275 | 2012 | 29 | 23 | 23 |  | North Madison 345/138 kV | Cardinal | 138 | 138 | Wood Pole | 0.14 | 0 | 1 | 477.0 kcmil ACSR | 0 | 0 | 0 | 0 | 0 | 0 | 0 | 0 | 0 | 0 | 0 | 0 | 0 | 0 | 0 | 0 | 0 | 0 | 0 | 0 | 0 | 0 | 0 | 12
NO |  | 275 | 2012 | 29 | 24 | 24 |  | North Madison 345/138 kV | Cardinal | 138 | 138 | Wood Pole | 0.1 | 0 | 1 | 477.0 kcmil ACSR | 0 | 0 | 0 | 0 | 0 | 0 | 0 | 0 | 0 | 0 | 0 | 0 | 0 | 0 | 0 | 0 | 0 | 0 | 0 | 0 | 0 | 0 | 0 | 12
NO |  | 275 | 2012 | 29 | 25 | 25 |  | North Madison 345/138 kV | Cardinal | 138 | 138 | Wood Pole | 1.68 | 0 | 1 | 954.0 kcmil ACSR | 0 | 0 | 0 | 0 | 0 | 0 | 0 | 0 | 0 | 0 | 0 | 0 | 0 | 0 | 0 | 0 | 0 | 0 | 0 | 0 | 0 | 0 | 0 | 12
NO |  | 275 | 2012 | 29 | 26 | 26 |  | North Madison 345/138 kV | Cardinal | 138 | 138 | Wood Pole | 0.32 | 0 | 1 | 954.0 kcmil ACSR | 0 | 0 | 0 | 0 | 0 | 0 | 0 | 0 | 0 | 0 | 0 | 0 | 0 | 0 | 0 | 0 | 0 | 0 | 0 | 0 | 0 | 0 | 0 | 12
NO |  | 275 | 2012 | 29 | 27 | 27 |  | North Madison 345/138 kV | Cardinal | 138 | 138 | Wood Pole | 13.26 | 0 | 1 | 954.0 kcmil ACSR | 0 | 0 | 0 | 0 | 0 | 0 | 0 | 0 | 0 | 0 | 0 | 0 | 0 | 0 | 0 | 0 | 0 | 0 | 0 | 0 | 0 | 0 | 0 | 12
NO |  | 275 | 2012 | 29 | 28 | 28 |  | North Madison 345/138 kV | Cardinal | 138 | 138 | Wood Pole | 1.51 | 0 | 1 | 954.0 kcmil ACSR | 0 | 0 | 0 | 0 | 0 | 0 | 0 | 0 | 0 | 0 | 0 | 0 | 0 | 0 | 0 | 0 | 0 | 0 | 0 | 0 | 0 | 0 | 0 | 12
NO |  | 275 | 2012 | 29 | 29 | 29 |  | North Madison 345/138 kV | Cardinal | 138 | 138 | Wood Pole | 0.81 | 0 | 1 | 954.0 kcmil ACSR | 0 | 0 | 0 | 0 | 0 | 0 | 0 | 0 | 0 | 0 | 0 | 0 | 0 | 0 | 0 | 0 | 0 | 0 | 0 | 0 | 0 | 0 | 0 | 12
NO |  | 275 | 2012 | 29 | 30 | 30 |  | North Madison 345/138 kV | Cardinal | 138 | 138 | Wood Pole | 2.86 | 0 | 1 | 954.0 kcmil ACSR | 0 | 0 | 0 | 0 | 0 | 0 | 0 | 0 | 0 | 0 | 0 | 0 | 0 | 0 | 0 | 0 | 0 | 0 | 0 | 0 | 0 | 0 | 0 | 12
NO |  | 275 | 2012 | 29 | 31 | 31 |  | North Madison 345/138 kV | Cardinal | 138 | 138 | Wood Pole | 0.28 | 0 | 1 | 954.0 kcmil ACSR | 0 | 0 | 0 | 0 | 0 | 0 | 0 | 0 | 0 | 0 | 0 | 0 | 0 | 0 | 0 | 0 | 0 | 0 | 0 | 0 | 0 | 0 | 0 | 12
NO |  | 275 | 2012 | 29 | 32 | 32 |  | North Madison 345/138 kV | Vienna | 138 | 138 | Wood Pole | 0.19 | 0 | 1 | 477.0 kcmil ACSR | 0 | 0 | 0 | 0 | 0 | 0 | 0 | 0 | 0 | 0 | 0 | 0 | 0 | 0 | 0 | 0 | 0 | 0 | 0 | 0 | 0 | 0 | 0 | 12
NO |  | 275 | 2012 | 29 | 33 | 33 |  | North Madison 345/138 kV | Vienna | 138 | 138 | Wood Pole | 0 | 0.55 | 2 | 477.0 kcmil ACSR | 0 | 0 | 0 | 0 | 0 | 0 | 0 | 0 | 0 | 0 | 0 | 0 | 0 | 0 | 0 | 0 | 0 | 0 | 0 | 0 | 0 | 0 | 0 | 12
NO |  | 275 | 2012 | 29 | 34 | 34 |  | North Madison 345/138 kV | Vienna | 138 | 138 | Wood Pole | 3.69 | 0 | 1 | 954.0 kcmil ACSR | 0 | 0 | 0 | 0 | 0 | 0 | 0 | 0 | 0 | 0 | 0 | 0 | 0 | 0 | 0 | 0 | 0 | 0 | 0 | 0 | 0 | 0 | 0 | 12
NO |  | 275 | 2012 | 29 | 35 | 35 |  | North Madison 345/138 kV | Vienna | 138 | 138 | Wood Pole | 0.03 | 0 | 1 | 954.0 kcmil ACSR | 0 | 0 | 0 | 0 | 0 | 0 | 0 | 0 | 0 | 0 | 0 | 0 | 0 | 0 | 0 | 0 | 0 | 0 | 0 | 0 | 0 | 0 | 0 | 12
NO |  | 275 | 2012 | 30 | 1 | 1 |  | North Madison 345/138 kV | North Madison | 138 | 138 | Steel Pole | 0.14 | 0 | 1 | 477.0 kcmil ACSR | 0 | 0 | 0 | 0 | 0 | 0 | 0 | 0 | 0 | 0 | 0 | 0 | 0 | 0 | 0 | 0 | 0 | 0 | 0 | 0 | 0 | 0 | 0 | 12
NO |  | 275 | 2012 | 30 | 2 | 2 |  | North Madison 345/138 kV | North Madison | 138 | 138 | Steel Pole | 0.01 | 0 | 1 | 795.0 kcmil ACSR | 0 | 0 | 0 | 0 | 0 | 0 | 0 | 0 | 0 | 0 | 0 | 0 | 0 | 0 | 0 | 0 | 0 | 0 | 0 | 0 | 0 | 0 | 0 | 12
NO |  | 275 | 2012 | 30 | 3 | 3 |  | North Madison 345/138 kV | Huiskamp | 138 | 138 | Steel Pole | 0 | 0.55 | 2 | 477.0 kcmil ACSR | 0 | 0 | 0 | 0 | 0 | 0 | 0 | 0 | 0 | 0 | 0 | 0 | 0 | 0 | 0 | 0 | 0 | 0 | 0 | 0 | 0 | 0 | 0 | 12
NO |  | 275 | 2012 | 30 | 4 | 4 |  | North Madison 345/138 kV | Huiskamp | 138 | 138 | Steel Pole | 0.17 | 0 | 1 | 477.0 kcmil ACSR | 0 | 0 | 0 | 0 | 0 | 0 | 0 | 0 | 0 | 0 | 0 | 0 | 0 | 0 | 0 | 0 | 0 | 0 | 0 | 0 | 0 | 0 | 0 | 12
NO |  | 275 | 2012 | 30 | 5 | 5 |  | North Madison 345/138 kV | Huiskamp | 138 | 138 | Steel Pole | 7.85 | 0 | 1 | 477.0 kcmil ACSR | 0 | 0 | 0 | 0 | 0 | 0 | 0 | 0 | 0 | 0 | 0 | 0 | 0 | 0 | 0 | 0 | 0 | 0 | 0 | 0 | 0 | 0 | 0 | 12
NO |  | 275 | 2012 | 30 | 6 | 6 |  | North Monroe | Albany SW STR (ALTE) | 138 | 138 | Wood Pole | 9.27 | 0 | 1 | 266.8 kcmil ACSR | 0 | 0 | 0 | 0 | 0 | 0 | 0 | 0 | 0 | 0 | 0 | 0 | 0 | 0 | 0 | 0 | 0 | 0 | 0 | 0 | 0 | 0 | 0 | 12
NO |  | 275 | 2012 | 30 | 7 | 7 |  | North Monroe | Albany SW STR (ALTE) | 138 | 138 | Wood Pole | 0.04 | 0 | 1 | 266.8 kcmil ACSR | 0 | 0 | 0 | 0 | 0 | 0 | 0 | 0 | 0 | 0 | 0 | 0 | 0 | 0 | 0 | 0 | 0 | 0 | 0 | 0 | 0 | 0 | 0 | 12
NO |  | 275 | 2012 | 30 | 8 | 8 |  | North Randolph | Metomen | 138 | 138 | Lattice Tower | 0 | 12.11 | 2 | 471A 7Cu/3Br Anac | 0 | 0 | 0 | 0 | 0 | 0 | 0 | 0 | 0 | 0 | 0 | 0 | 0 | 0 | 0 | 0 | 0 | 0 | 0 | 0 | 0 | 0 | 0 | 12
NO |  | 275 | 2012 | 30 | 9 | 9 |  | North Randolph | Metomen | 138 | 138 | Lattice Tower | 0 | 12.88 | 2 | 471A 7Cu/3Br Anac | 0 | 0 | 0 | 0 | 0 | 0 | 0 | 0 | 0 | 0 | 0 | 0 | 0 | 0 | 0 | 0 | 0 | 0 | 0 | 0 | 0 | 0 | 0 | 12
NO |  | 275 | 2012 | 30 | 10 | 10 |  | North Randolph | Green Lake SW STA | 138 | 138 | Lattice Tower | 0 | 13.2 | 2 | 397.5 kcmil ACSR | 0 | 0 | 0 | 0 | 0 | 0 | 0 | 0 | 0 | 0 | 0 | 0 | 0 | 0 | 0 | 0 | 0 | 0 | 0 | 0 | 0 | 0 | 0 | 12
NO |  | 275 | 2012 | 30 | 11 | 11 |  | North Randolph | Fox Lake SW STR (ALTE) | 138 | 138 | Wood Pole | 0.3 | 0 | 1 | 336.4 kcmil ACSR | 0 | 0 | 0 | 0 | 0 | 0 | 0 | 0 | 0 | 0 | 0 | 0 | 0 | 0 | 0 | 0 | 0 | 0 | 0 | 0 | 0 | 0 | 0 | 12
NO |  | 275 | 2012 | 30 | 12 | 12 |  | North Randolph | Fox Lake SW STR (ALTE) | 138 | 138 | Wood Pole | 0.06 | 0 | 1 | 336.4 kcmil ACSR | 0 | 0 | 0 | 0 | 0 | 0 | 0 | 0 | 0 | 0 | 0 | 0 | 0 | 0 | 0 | 0 | 0 | 0 | 0 | 0 | 0 | 0 | 0 | 12
NO |  | 275 | 2012 | 30 | 13 | 13 |  | North Randolph | Fox Lake SW STR (ALTE) | 138 | 138 | Wood Pole | 0.03 | 0 | 1 | 336.4 kcmil ACSR | 0 | 0 | 0 | 0 | 0 | 0 | 0 | 0 | 0 | 0 | 0 | 0 | 0 | 0 | 0 | 0 | 0 | 0 | 0 | 0 | 0 | 0 | 0 | 12
NO |  | 275 | 2012 | 30 | 14 | 14 |  | North Randolph | Fox Lake SW STR (ALTE) | 138 | 138 | Wood Pole | 0.03 | 0 | 1 | 336.4 kcmil ACSR | 0 | 0 | 0 | 0 | 0 | 0 | 0 | 0 | 0 | 0 | 0 | 0 | 0 | 0 | 0 | 0 | 0 | 0 | 0 | 0 | 0 | 0 | 0 | 12
NO |  | 275 | 2012 | 30 | 15 | 15 |  | North Randolph | Fox Lake SW STR (ALTE) | 138 | 138 | Wood Pole | 0.03 | 0 | 1 | 336.4 kcmil ACSR | 0 | 0 | 0 | 0 | 0 | 0 | 0 | 0 | 0 | 0 | 0 | 0 | 0 | 0 | 0 | 0 | 0 | 0 | 0 | 0 | 0 | 0 | 0 | 12
NO |  | 275 | 2012 | 30 | 16 | 16 |  | North Randolph | Fox Lake SW STR (ALTE) | 138 | 138 | Wood Pole | 1.37 | 0 | 1 | 336.4 kcmil ACSR | 0 | 0 | 0 | 0 | 0 | 0 | 0 | 0 | 0 | 0 | 0 | 0 | 0 | 0 | 0 | 0 | 0 | 0 | 0 | 0 | 0 | 0 | 0 | 12
NO |  | 275 | 2012 | 30 | 17 | 17 |  | North Randolph | Fox Lake SW STR (ALTE) | 138 | 138 | Wood Pole | 1.51 | 0 | 1 | 336.4 kcmil ACSR | 0 | 0 | 0 | 0 | 0 | 0 | 0 | 0 | 0 | 0 | 0 | 0 | 0 | 0 | 0 | 0 | 0 | 0 | 0 | 0 | 0 | 0 | 0 | 12
NO |  | 275 | 2012 | 30 | 18 | 18 |  | North Randolph | Fox Lake SW STR (ALTE) | 138 | 138 | Wood Pole | 3.67 | 0 | 1 | 336.4 kcmil ACSR | 0 | 0 | 0 | 0 | 0 | 0 | 0 | 0 | 0 | 0 | 0 | 0 | 0 | 0 | 0 | 0 | 0 | 0 | 0 | 0 | 0 | 0 | 0 | 12
NO |  | 275 | 2012 | 30 | 19 | 19 |  | North Randolph | Fox Lake SW STR (ALTE) | 138 | 138 | Wood Pole | 0.19 | 0 | 1 | 336.4 kcmil ACSR | 0 | 0 | 0 | 0 | 0 | 0 | 0 | 0 | 0 | 0 | 0 | 0 | 0 | 0 | 0 | 0 | 0 | 0 | 0 | 0 | 0 | 0 | 0 | 12
NO |  | 275 | 2012 | 30 | 20 | 20 |  | North Randolph | Fox Lake SW STR (ALTE) | 138 | 138 | Wood Pole | 1.33 | 0 | 1 | 336.4 kcmil ACSR | 0 | 0 | 0 | 0 | 0 | 0 | 0 | 0 | 0 | 0 | 0 | 0 | 0 | 0 | 0 | 0 | 0 | 0 | 0 | 0 | 0 | 0 | 0 | 12
NO |  | 275 | 2012 | 30 | 21 | 21 |  | Northside | Tayco | 138 | 138 | Various | 0.72 | 0 | 1 | 477.0 kcmil ACSR | 0 | 0 | 0 | 0 | 0 | 0 | 0 | 0 | 0 | 0 | 0 | 0 | 0 | 0 | 0 | 0 | 0 | 0 | 0 | 0 | 0 | 0 | 0 | 12
NO |  | 275 | 2012 | 30 | 22 | 22 |  | Northside | Tayco | 138 | 138 | Various | 0.22 | 0 | 1 | 477.0 kcmil ACSR | 0 | 0 | 0 | 0 | 0 | 0 | 0 | 0 | 0 | 0 | 0 | 0 | 0 | 0 | 0 | 0 | 0 | 0 | 0 | 0 | 0 | 0 | 0 | 12
NO |  | 275 | 2012 | 30 | 23 | 23 |  | Northwest Beloit | Blackhawk SW YD (ALTE) | 138 | 138 | Wood Pole | 0.21 | 0 | 1 | 795.0 kcmil ACSR | 0 | 0 | 0 | 0 | 0 | 0 | 0 | 0 | 0 | 0 | 0 | 0 | 0 | 0 | 0 | 0 | 0 | 0 | 0 | 0 | 0 | 0 | 0 | 12
NO |  | 275 | 2012 | 30 | 24 | 24 |  | Northwest Beloit | Blackhawk SW YD (ALTE) | 138 | 138 | Wood Pole | 0.21 | 0 | 1 | 795.0 kcmil ACSR | 0 | 0 | 0 | 0 | 0 | 0 | 0 | 0 | 0 | 0 | 0 | 0 | 0 | 0 | 0 | 0 | 0 | 0 | 0 | 0 | 0 | 0 | 0 | 12
NO |  | 275 | 2012 | 30 | 25 | 25 |  | Northwest Beloit | Blackhawk SW YD (ALTE) | 138 | 138 | Wood Pole | 0.02 | 0 | 1 | 795.0 kcmil ACSR | 0 | 0 | 0 | 0 | 0 | 0 | 0 | 0 | 0 | 0 | 0 | 0 | 0 | 0 | 0 | 0 | 0 | 0 | 0 | 0 | 0 | 0 | 0 | 12
NO |  | 275 | 2012 | 30 | 26 | 26 |  | Northwest Beloit | Blackhawk SW YD (ALTE) | 138 | 138 | Wood Pole | 1.09 | 0 | 1 | 795.0 kcmil ACSR | 0 | 0 | 0 | 0 | 0 | 0 | 0 | 0 | 0 | 0 | 0 | 0 | 0 | 0 | 0 | 0 | 0 | 0 | 0 | 0 | 0 | 0 | 0 | 12
NO |  | 275 | 2012 | 30 | 27 | 27 |  | Northwest Beloit | Blackhawk SW YD (ALTE) | 138 | 138 | Wood Pole | 2.48 | 0 | 1 | 795.0 kcmil ACSR | 0 | 0 | 0 | 0 | 0 | 0 | 0 | 0 | 0 | 0 | 0 | 0 | 0 | 0 | 0 | 0 | 0 | 0 | 0 | 0 | 0 | 0 | 0 | 12
NO |  | 275 | 2012 | 30 | 28 | 28 |  | Norwich | Harbor (WE) | 138 | 138 | UG | 0.21 | 0 | 1 | 1000.0 kcmil Cu-T | 0 | 0 | 0 | 0 | 0 | 0 | 0 | 0 | 0 | 0 | 0 | 0 | 0 | 0 | 0 | 0 | 0 | 0 | 0 | 0 | 0 | 0 | 0 | 12
NO |  | 275 | 2012 | 30 | 29 | 29 |  | Norwich | Harbor (WE) | 138 | 138 | Steel Pole | 0.44 | 0 | 1 | 477.0 kcmil ACSR | 0 | 0 | 0 | 0 | 0 | 0 | 0 | 0 | 0 | 0 | 0 | 0 | 0 | 0 | 0 | 0 | 0 | 0 | 0 | 0 | 0 | 0 | 0 | 12
NO |  | 275 | 2012 | 30 | 30 | 30 |  | Norwich | Harbor (WE) | 138 | 138 | Steel Pole | 0.18 | 0 | 1 | 477.0 kcmil ACSR | 0 | 0 | 0 | 0 | 0 | 0 | 0 | 0 | 0 | 0 | 0 | 0 | 0 | 0 | 0 | 0 | 0 | 0 | 0 | 0 | 0 | 0 | 0 | 12
NO |  | 275 | 2012 | 30 | 31 | 31 |  | Norwich | Harbor (WE) | 138 | 138 | Steel Pole | 0.43 | 0 | 1 | 477.0 kcmil ACSR | 0 | 0 | 0 | 0 | 0 | 0 | 0 | 0 | 0 | 0 | 0 | 0 | 0 | 0 | 0 | 0 | 0 | 0 | 0 | 0 | 0 | 0 | 0 | 12
NO |  | 275 | 2012 | 30 | 32 | 32 |  | Norwich | Harbor (WE) | 138 | 138 | UG | 0.14 | 0 | 1 | 1250.0 kcmil Cu-T | 0 | 0 | 0 | 0 | 0 | 0 | 0 | 0 | 0 | 0 | 0 | 0 | 0 | 0 | 0 | 0 | 0 | 0 | 0 | 0 | 0 | 0 | 0 | 12
NO |  | 275 | 2012 | 30 | 33 | 33 |  | Norwich | Harbor (WE) | 138 | 138 | UG | 1.92 | 0 | 1 | 1000.0 kcmil Cu-T | 0 | 0 | 0 | 0 | 0 | 0 | 0 | 0 | 0 | 0 | 0 | 0 | 0 | 0 | 0 | 0 | 0 | 0 | 0 | 0 | 0 | 0 | 0 | 12
NO |  | 275 | 2012 | 30 | 34 | 34 |  | Norwich | Harbor (WE) | 138 | 138 | UG | 0.03 | 0 | 1 | 1250.0 kcmil Cu-T | 0 | 0 | 0 | 0 | 0 | 0 | 0 | 0 | 0 | 0 | 0 | 0 | 0 | 0 | 0 | 0 | 0 | 0 | 0 | 0 | 0 | 0 | 0 | 12
NO |  | 275 | 2012 | 30 | 35 | 35 |  | Norwich | Harbor (WE) | 138 | 138 | Steel Pole | 0.05 | 0 | 1 | 477.0 kcmil ACSR | 0 | 0 | 0 | 0 | 0 | 0 | 0 | 0 | 0 | 0 | 0 | 0 | 0 | 0 | 0 | 0 | 0 | 0 | 0 | 0 | 0 | 0 | 0 | 12
NO |  | 275 | 2012 | 31 | 1 | 1 |  | Norwich | Harbor (WE) | 138 | 138 | Steel Pole | 0.18 | 0 | 1 | 477.0 kcmil ACSR | 0 | 0 | 0 | 0 | 0 | 0 | 0 | 0 | 0 | 0 | 0 | 0 | 0 | 0 | 0 | 0 | 0 | 0 | 0 | 0 | 0 | 0 | 0 | 12
NO |  | 275 | 2012 | 31 | 2 | 2 |  | Norwich | Harbor (WE) | 138 | 138 | Steel Pole | 0.48 | 0 | 1 | 477.0 kcmil ACSR | 0 | 0 | 0 | 0 | 0 | 0 | 0 | 0 | 0 | 0 | 0 | 0 | 0 | 0 | 0 | 0 | 0 | 0 | 0 | 0 | 0 | 0 | 0 | 12
NO |  | 275 | 2012 | 31 | 3 | 3 |  | Norwich | Harbor (WE) | 138 | 138 | Steel Pole | 0.27 | 0 | 1 | 477.0 kcmil ACSR | 0 | 0 | 0 | 0 | 0 | 0 | 0 | 0 | 0 | 0 | 0 | 0 | 0 | 0 | 0 | 0 | 0 | 0 | 0 | 0 | 0 | 0 | 0 | 12
NO |  | 275 | 2012 | 31 | 4 | 4 |  | Norwich | Dewey (WE) | 138 | 138 | UG | 0.05 | 0 | 1 | 1250.0 kcmil Cu-T | 0 | 0 | 0 | 0 | 0 | 0 | 0 | 0 | 0 | 0 | 0 | 0 | 0 | 0 | 0 | 0 | 0 | 0 | 0 | 0 | 0 | 0 | 0 | 12
NO |  | 275 | 2012 | 31 | 5 | 5 |  | Norwich | Dewey (WE) | 138 | 138 | UG | 2.3 | 0 | 1 | 1250.0 kcmil Cu-T | 0 | 0 | 0 | 0 | 0 | 0 | 0 | 0 | 0 | 0 | 0 | 0 | 0 | 0 | 0 | 0 | 0 | 0 | 0 | 0 | 0 | 0 | 0 | 12
NO |  | 275 | 2012 | 31 | 6 | 6 |  | Norwich | Dewey (WE) | 138 | 138 | UG | 0.16 | 0 | 1 | 1250.0 kcmil Cu-T | 0 | 0 | 0 | 0 | 0 | 0 | 0 | 0 | 0 | 0 | 0 | 0 | 0 | 0 | 0 | 0 | 0 | 0 | 0 | 0 | 0 | 0 | 0 | 12
NO |  | 275 | 2012 | 31 | 7 | 7 |  | Norwich | Kansas | 138 | 138 | Various | 0.11 | 0 | 1 | 2156.0 kcmil ACSR | 0 | 0 | 0 | 0 | 0 | 0 | 0 | 0 | 0 | 0 | 0 | 0 | 0 | 0 | 0 | 0 | 0 | 0 | 0 | 0 | 0 | 0 | 0 | 12
NO |  | 275 | 2012 | 31 | 8 | 8 |  | Norwich | Kansas | 138 | 138 | Various | 0.08 | 0 | 1 | 2156.0 kcmil ACSR | 0 | 0 | 0 | 0 | 0 | 0 | 0 | 0 | 0 | 0 | 0 | 0 | 0 | 0 | 0 | 0 | 0 | 0 | 0 | 0 | 0 | 0 | 0 | 12
NO |  | 275 | 2012 | 31 | 9 | 9 |  | Norwich | Kansas | 138 | 138 | Various | 0.31 | 0 | 1 | 2156.0 kcmil ACSR | 0 | 0 | 0 | 0 | 0 | 0 | 0 | 0 | 0 | 0 | 0 | 0 | 0 | 0 | 0 | 0 | 0 | 0 | 0 | 0 | 0 | 0 | 0 | 12
NO |  | 275 | 2012 | 31 | 10 | 10 |  | Norwich | Ramsey | 138 | 138 | Steel Pole | 0 | 0.05 | 2 | 795.0 kcmil ACSR | 0 | 0 | 0 | 0 | 0 | 0 | 0 | 0 | 0 | 0 | 0 | 0 | 0 | 0 | 0 | 0 | 0 | 0 | 0 | 0 | 0 | 0 | 0 | 12
NO |  | 275 | 2012 | 31 | 11 | 11 |  | Norwich | Ramsey | 138 | 138 | Steel Pole | 0 | 0.54 | 2 | 795.0 kcmil ACSR | 0 | 0 | 0 | 0 | 0 | 0 | 0 | 0 | 0 | 0 | 0 | 0 | 0 | 0 | 0 | 0 | 0 | 0 | 0 | 0 | 0 | 0 | 0 | 12
NO |  | 275 | 2012 | 31 | 12 | 12 |  | Norwich | Ramsey | 138 | 138 | Steel Pole | 0.41 | 0 | 1 | 795.0 kcmil ACSR | 0 | 0 | 0 | 0 | 0 | 0 | 0 | 0 | 0 | 0 | 0 | 0 | 0 | 0 | 0 | 0 | 0 | 0 | 0 | 0 | 0 | 0 | 0 | 12
NO |  | 275 | 2012 | 31 | 13 | 13 |  | Norwich | Ramsey | 138 | 138 | Steel Pole | 0 | 1.72 | 2 | 795.0 kcmil ACSR | 0 | 0 | 0 | 0 | 0 | 0 | 0 | 0 | 0 | 0 | 0 | 0 | 0 | 0 | 0 | 0 | 0 | 0 | 0 | 0 | 0 | 0 | 0 | 12
NO |  | 275 | 2012 | 31 | 14 | 14 |  | Norwich | Ramsey | 138 | 138 | Steel Pole | 0 | 0.04 | 2 | 795.0 kcmil ACSR | 0 | 0 | 0 | 0 | 0 | 0 | 0 | 0 | 0 | 0 | 0 | 0 | 0 | 0 | 0 | 0 | 0 | 0 | 0 | 0 | 0 | 0 | 0 | 12
NO |  | 275 | 2012 | 31 | 15 | 15 |  | Norwich | Lincoln | 138 | 138 | Lattice Tower | 0 | 1.99 | 2 | 795.0 kcmil ACSR | 0 | 0 | 0 | 0 | 0 | 0 | 0 | 0 | 0 | 0 | 0 | 0 | 0 | 0 | 0 | 0 | 0 | 0 | 0 | 0 | 0 | 0 | 0 | 12
NO |  | 275 | 2012 | 31 | 16 | 16 |  | Norwich | Lincoln | 138 | 138 | Lattice Tower | 0.08 | 0 | 1 | 795.0 kcmil ACSR | 0 | 0 | 0 | 0 | 0 | 0 | 0 | 0 | 0 | 0 | 0 | 0 | 0 | 0 | 0 | 0 | 0 | 0 | 0 | 0 | 0 | 0 | 0 | 12
NO |  | 275 | 2012 | 31 | 17 | 17 |  | Norwich | Lincoln | 138 | 138 | UG | 2.21 | 0 | 1 | 1250.0 kcmil Cu-T | 0 | 0 | 0 | 0 | 0 | 0 | 0 | 0 | 0 | 0 | 0 | 0 | 0 | 0 | 0 | 0 | 0 | 0 | 0 | 0 | 0 | 0 | 0 | 12
NO |  | 275 | 2012 | 31 | 18 | 18 |  | Norwich | Lincoln | 138 | 138 | Various | 0.47 | 0 | 1 | 795.0 kcmil ACSR | 0 | 0 | 0 | 0 | 0 | 0 | 0 | 0 | 0 | 0 | 0 | 0 | 0 | 0 | 0 | 0 | 0 | 0 | 0 | 0 | 0 | 0 | 0 | 12
NO |  | 275 | 2012 | 31 | 19 | 19 |  | Norwich | Lincoln | 138 | 138 | Various | 0 | 2.21 | 2 | 795.0 kcmil ACSR | 0 | 0 | 0 | 0 | 0 | 0 | 0 | 0 | 0 | 0 | 0 | 0 | 0 | 0 | 0 | 0 | 0 | 0 | 0 | 0 | 0 | 0 | 0 | 12
NO |  | 275 | 2012 | 31 | 20 | 20 |  | O Connor | 28th St | 138 | 138 | Various | 0 | 0.61 | 2 | 1033.5 kcmil ACSR | 0 | 0 | 0 | 0 | 0 | 0 | 0 | 0 | 0 | 0 | 0 | 0 | 0 | 0 | 0 | 0 | 0 | 0 | 0 | 0 | 0 | 0 | 0 | 12
NO |  | 275 | 2012 | 31 | 21 | 21 |  | O Connor | 28th St | 138 | 138 | Various | 0 | 1.05 | 3 | 1033.5 kcmil ACSR | 0 | 0 | 0 | 0 | 0 | 0 | 0 | 0 | 0 | 0 | 0 | 0 | 0 | 0 | 0 | 0 | 0 | 0 | 0 | 0 | 0 | 0 | 0 | 12
NO |  | 275 | 2012 | 31 | 22 | 22 |  | O Connor | 28th St | 138 | 138 | Various | 0 | 0.92 | 3 | 795.0 kcmil ACSR | 0 | 0 | 0 | 0 | 0 | 0 | 0 | 0 | 0 | 0 | 0 | 0 | 0 | 0 | 0 | 0 | 0 | 0 | 0 | 0 | 0 | 0 | 0 | 12
NO |  | 275 | 2012 | 31 | 23 | 23 |  | O Connor | 28th St | 138 | 138 | Steel Pole | 0 | 0.93 | 3 | 300.0 kcmil Cu 19 | 0 | 0 | 0 | 0 | 0 | 0 | 0 | 0 | 0 | 0 | 0 | 0 | 0 | 0 | 0 | 0 | 0 | 0 | 0 | 0 | 0 | 0 | 0 | 12
NO |  | 275 | 2012 | 31 | 24 | 24 |  | O Connor | 28th St | 138 | 138 | Steel Pole | 0 | 0.61 | 2 | 1033.5 kcmil ACSR | 0 | 0 | 0 | 0 | 0 | 0 | 0 | 0 | 0 | 0 | 0 | 0 | 0 | 0 | 0 | 0 | 0 | 0 | 0 | 0 | 0 | 0 | 0 | 12
NO |  | 275 | 2012 | 31 | 25 | 25 |  | O Connor | 28th St | 138 | 138 | Steel Pole | 0 | 0.91 | 3 | 1033.5 kcmil ACSR | 0 | 0 | 0 | 0 | 0 | 0 | 0 | 0 | 0 | 0 | 0 | 0 | 0 | 0 | 0 | 0 | 0 | 0 | 0 | 0 | 0 | 0 | 0 | 12
NO |  | 275 | 2012 | 31 | 26 | 26 |  | O Connor | 28th St | 138 | 138 | Steel Pole | 0 | 0.14 | 3 | 1033.5 kcmil ACSR | 0 | 0 | 0 | 0 | 0 | 0 | 0 | 0 | 0 | 0 | 0 | 0 | 0 | 0 | 0 | 0 | 0 | 0 | 0 | 0 | 0 | 0 | 0 | 12
NO |  | 275 | 2012 | 31 | 27 | 27 |  | O Connor | Walker | 138 | 138 | UG | 0.81 | 0 | 1 | 1250.0 kcmil Cu-T | 0 | 0 | 0 | 0 | 0 | 0 | 0 | 0 | 0 | 0 | 0 | 0 | 0 | 0 | 0 | 0 | 0 | 0 | 0 | 0 | 0 | 0 | 0 | 12
NO |  | 275 | 2012 | 31 | 28 | 28 |  | Oak Creek 138kV SW YD | Oak Creek 230kV SW YD | 230 | 230 |  | 0.15 | 0 | 1 |  | 0 | 0 | 0 | 0 | 0 | 0 | 0 | 0 | 0 | 0 | 0 | 0 | 0 | 0 | 0 | 0 | 0 | 0 | 0 | 0 | 0 | 0 | 0 | 12
NO |  | 275 | 2012 | 31 | 29 | 29 |  | Oak Creek SW YD | Hayes | 138 | 138 | Lattice Tower | 0 | 0.04 | 2 | 556.5 kcmil ACSR | 0 | 0 | 0 | 0 | 0 | 0 | 0 | 0 | 0 | 0 | 0 | 0 | 0 | 0 | 0 | 0 | 0 | 0 | 0 | 0 | 0 | 0 | 0 | 12
NO |  | 275 | 2012 | 31 | 30 | 30 |  | Oak Creek SW YD | Hayes | 138 | 138 | Lattice Tower | 0 | 1.97 | 2 | 556.5 kcmil ACSR | 0 | 0 | 0 | 0 | 0 | 0 | 0 | 0 | 0 | 0 | 0 | 0 | 0 | 0 | 0 | 0 | 0 | 0 | 0 | 0 | 0 | 0 | 0 | 12
NO |  | 275 | 2012 | 31 | 31 | 31 |  | Oak Creek SW YD | Hayes | 138 | 138 | Lattice Tower | 0 | 0.11 | 2 | 556.5 kcmil ACSR | 0 | 0 | 0 | 0 | 0 | 0 | 0 | 0 | 0 | 0 | 0 | 0 | 0 | 0 | 0 | 0 | 0 | 0 | 0 | 0 | 0 | 0 | 0 | 12
NO |  | 275 | 2012 | 31 | 32 | 32 |  | Oak Creek SW YD | Hayes | 138 | 138 | Lattice Tower | 10.41 | 0 | 1 | 4/0 AWG Cu 7 Bare | 0 | 0 | 0 | 0 | 0 | 0 | 0 | 0 | 0 | 0 | 0 | 0 | 0 | 0 | 0 | 0 | 0 | 0 | 0 | 0 | 0 | 0 | 0 | 12
NO |  | 275 | 2012 | 31 | 33 | 33 |  | Oak Creek SW YD | Hayes | 138 | 138 | Lattice Tower | 0.07 | 0 | 1 | 795.0 kcmil ACSR | 0 | 0 | 0 | 0 | 0 | 0 | 0 | 0 | 0 | 0 | 0 | 0 | 0 | 0 | 0 | 0 | 0 | 0 | 0 | 0 | 0 | 0 | 0 | 12
NO |  | 275 | 2012 | 31 | 34 | 34 |  | Oak Creek SW YD | Hayes | 138 | 138 | Lattice Tower | 2.44 | 0 | 1 | 4/0 AWG Cu 7 Bare | 0 | 0 | 0 | 0 | 0 | 0 | 0 | 0 | 0 | 0 | 0 | 0 | 0 | 0 | 0 | 0 | 0 | 0 | 0 | 0 | 0 | 0 | 0 | 12
NO |  | 275 | 2012 | 31 | 35 | 35 |  | Oak Creek SW YD | Racine | 138 | 138 | Various | 0 | 0.46 | 2 | 1033.5 kcmil ACSR | 0 | 0 | 0 | 0 | 0 | 0 | 0 | 0 | 0 | 0 | 0 | 0 | 0 | 0 | 0 | 0 | 0 | 0 | 0 | 0 | 0 | 0 | 0 | 12
NO |  | 275 | 2012 | 32 | 1 | 1 |  | Oak Creek SW YD | Racine | 138 | 138 | Various | 0 | 0.16 | 2 | 2156.0 kcmil ACSR | 0 | 0 | 0 | 0 | 0 | 0 | 0 | 0 | 0 | 0 | 0 | 0 | 0 | 0 | 0 | 0 | 0 | 0 | 0 | 0 | 0 | 0 | 0 | 12
NO |  | 275 | 2012 | 32 | 2 | 2 |  | Oak Creek SW YD | Racine | 138 | 138 | Various | 0 | 5.88 | 2 | 2156.0 kcmil ACSR | 0 | 0 | 0 | 0 | 0 | 0 | 0 | 0 | 0 | 0 | 0 | 0 | 0 | 0 | 0 | 0 | 0 | 0 | 0 | 0 | 0 | 0 | 0 | 12
NO |  | 275 | 2012 | 32 | 3 | 3 |  | Oak Creek SW YD | Racine | 138 | 138 | Various | 0 | 1.2 | 2 | 2156.0 kcmil ACSR | 0 | 0 | 0 | 0 | 0 | 0 | 0 | 0 | 0 | 0 | 0 | 0 | 0 | 0 | 0 | 0 | 0 | 0 | 0 | 0 | 0 | 0 | 0 | 12
NO |  | 275 | 2012 | 32 | 4 | 4 |  | Oak Creek SW YD | Racine | 138 | 138 | Various | 0.81 | 0 | 1 | 795.0 kcmil ACSR | 0 | 0 | 0 | 0 | 0 | 0 | 0 | 0 | 0 | 0 | 0 | 0 | 0 | 0 | 0 | 0 | 0 | 0 | 0 | 0 | 0 | 0 | 0 | 12
NO |  | 275 | 2012 | 32 | 5 | 5 |  | Oak Creek SW YD | Racine | 138 | 138 | Various | 0 | 1.53 | 2 | 795.0 kcmil ACSR | 0 | 0 | 0 | 0 | 0 | 0 | 0 | 0 | 0 | 0 | 0 | 0 | 0 | 0 | 0 | 0 | 0 | 0 | 0 | 0 | 0 | 0 | 0 | 12
NO |  | 275 | 2012 | 32 | 6 | 6 |  | Oak Creek SW YD | Racine | 138 | 138 | Various | 0 | 1.98 | 2 | 556.5 kcmil ACSR | 0 | 0 | 0 | 0 | 0 | 0 | 0 | 0 | 0 | 0 | 0 | 0 | 0 | 0 | 0 | 0 | 0 | 0 | 0 | 0 | 0 | 0 | 0 | 12
NO |  | 275 | 2012 | 32 | 7 | 7 |  | Oak Creek SW YD | Racine | 138 | 138 | Various | 0 | 0.05 | 2 | 556.5 kcmil ACSR | 0 | 0 | 0 | 0 | 0 | 0 | 0 | 0 | 0 | 0 | 0 | 0 | 0 | 0 | 0 | 0 | 0 | 0 | 0 | 0 | 0 | 0 | 0 | 12
NO |  | 275 | 2012 | 32 | 8 | 8 |  | Oak Creek SW YD | Racine | 138 | 138 | Various | 0 | 0.12 | 2 | 556.5 kcmil ACSR | 0 | 0 | 0 | 0 | 0 | 0 | 0 | 0 | 0 | 0 | 0 | 0 | 0 | 0 | 0 | 0 | 0 | 0 | 0 | 0 | 0 | 0 | 0 | 12
NO |  | 275 | 2012 | 32 | 9 | 9 |  | Oak Creek SW YD | Racine | 138 | 138 | Various | 0 | 0.05 | 2 | 1033.5 kcmil ACSR | 0 | 0 | 0 | 0 | 0 | 0 | 0 | 0 | 0 | 0 | 0 | 0 | 0 | 0 | 0 | 0 | 0 | 0 | 0 | 0 | 0 | 0 | 0 | 12
NO |  | 275 | 2012 | 32 | 10 | 10 |  | Oak Creek SW YD | Racine | 138 | 138 | Various | 0 | 0.18 | 2 | 2156.0 kcmil ACSR | 0 | 0 | 0 | 0 | 0 | 0 | 0 | 0 | 0 | 0 | 0 | 0 | 0 | 0 | 0 | 0 | 0 | 0 | 0 | 0 | 0 | 0 | 0 | 12
NO |  | 275 | 2012 | 32 | 11 | 11 |  | Oak Creek SW YD | Racine | 138 | 138 | Various | 0.16 | 0 | 1 | 2156.0 kcmil ACSR | 0 | 0 | 0 | 0 | 0 | 0 | 0 | 0 | 0 | 0 | 0 | 0 | 0 | 0 | 0 | 0 | 0 | 0 | 0 | 0 | 0 | 0 | 0 | 12
NO |  | 275 | 2012 | 32 | 12 | 12 |  | Oak Creek SW YD | Racine | 138 | 138 | Various | 0 | 0.34 | 2 | 2156.0 kcmil ACSR | 0 | 0 | 0 | 0 | 0 | 0 | 0 | 0 | 0 | 0 | 0 | 0 | 0 | 0 | 0 | 0 | 0 | 0 | 0 | 0 | 0 | 0 | 0 | 12
NO |  | 275 | 2012 | 32 | 13 | 13 |  | Oak Creek SW YD | 51st St Term | 138 | 138 | Various | 0 | 1.82 | 2 | 556.5 kcmil ACSR | 0 | 0 | 0 | 0 | 0 | 0 | 0 | 0 | 0 | 0 | 0 | 0 | 0 | 0 | 0 | 0 | 0 | 0 | 0 | 0 | 0 | 0 | 0 | 12
NO |  | 275 | 2012 | 32 | 14 | 14 |  | Oak Creek SW YD | 51st St Term | 138 | 138 | Various | 2.86 | 0 | 1 | 795.0 kcmil ACSR | 0 | 0 | 0 | 0 | 0 | 0 | 0 | 0 | 0 | 0 | 0 | 0 | 0 | 0 | 0 | 0 | 0 | 0 | 0 | 0 | 0 | 0 | 0 | 12
NO |  | 275 | 2012 | 32 | 15 | 15 |  | Oak Creek SW YD | 51st St Term | 138 | 138 | Various | 0 | 0.88 | 2 | 477.0 kcmil ACSR | 0 | 0 | 0 | 0 | 0 | 0 | 0 | 0 | 0 | 0 | 0 | 0 | 0 | 0 | 0 | 0 | 0 | 0 | 0 | 0 | 0 | 0 | 0 | 12
NO |  | 275 | 2012 | 32 | 16 | 16 |  | Oak Creek SW YD | 51st St Term | 138 | 138 | Various | 0 | 1.43 | 2 | 556.5 kcmil ACSS/ | 0 | 0 | 0 | 0 | 0 | 0 | 0 | 0 | 0 | 0 | 0 | 0 | 0 | 0 | 0 | 0 | 0 | 0 | 0 | 0 | 0 | 0 | 0 | 12
NO |  | 275 | 2012 | 32 | 17 | 17 |  | Oak Creek SW YD | 51st St Term | 138 | 138 | Various | 0 | 0.67 | 2 | 795.0 kcmil ACSR | 0 | 0 | 0 | 0 | 0 | 0 | 0 | 0 | 0 | 0 | 0 | 0 | 0 | 0 | 0 | 0 | 0 | 0 | 0 | 0 | 0 | 0 | 0 | 12
NO |  | 275 | 2012 | 32 | 18 | 18 |  | Oak Creek SW YD | 51st St Term | 138 | 138 | Various | 0.09 | 0 | 1 | 795.0 kcmil ACSR | 0 | 0 | 0 | 0 | 0 | 0 | 0 | 0 | 0 | 0 | 0 | 0 | 0 | 0 | 0 | 0 | 0 | 0 | 0 | 0 | 0 | 0 | 0 | 12
NO |  | 275 | 2012 | 32 | 19 | 19 |  | Oak Creek SW YD | 51st St Term | 138 | 138 | Various | 0 | 0.11 | 2 | 556.5 kcmil ACSR | 0 | 0 | 0 | 0 | 0 | 0 | 0 | 0 | 0 | 0 | 0 | 0 | 0 | 0 | 0 | 0 | 0 | 0 | 0 | 0 | 0 | 0 | 0 | 12
NO |  | 275 | 2012 | 32 | 20 | 20 |  | Oak Creek SW YD | 51st St Term | 138 | 138 | Various | 0.11 | 0 | 1 | 556.5 kcmil ACSR | 0 | 0 | 0 | 0 | 0 | 0 | 0 | 0 | 0 | 0 | 0 | 0 | 0 | 0 | 0 | 0 | 0 | 0 | 0 | 0 | 0 | 0 | 0 | 12
NO |  | 275 | 2012 | 32 | 21 | 21 |  | Oak Creek SW YD | 51st St Term | 138 | 138 | Various | 0 | 0.34 | 2 | 556.5 kcmil ACSS/ | 0 | 0 | 0 | 0 | 0 | 0 | 0 | 0 | 0 | 0 | 0 | 0 | 0 | 0 | 0 | 0 | 0 | 0 | 0 | 0 | 0 | 0 | 0 | 12
NO |  | 275 | 2012 | 32 | 22 | 22 |  | Oak Creek SW YD | 51st St Term | 138 | 138 | Various | 0 | 5.02 | 2 | 795.0 kcmil ACSR | 0 | 0 | 0 | 0 | 0 | 0 | 0 | 0 | 0 | 0 | 0 | 0 | 0 | 0 | 0 | 0 | 0 | 0 | 0 | 0 | 0 | 0 | 0 | 12
NO |  | 275 | 2012 | 32 | 23 | 23 |  | Oak Creek SW YD | 51st St Term | 138 | 138 | Various | 0.21 | 0 | 1 | 795.0 kcmil ACSR | 0 | 0 | 0 | 0 | 0 | 0 | 0 | 0 | 0 | 0 | 0 | 0 | 0 | 0 | 0 | 0 | 0 | 0 | 0 | 0 | 0 | 0 | 0 | 12
NO |  | 275 | 2012 | 32 | 24 | 24 |  | Oak Creek SW YD | 51st St Term | 138 | 138 | Various | 0 | 0.12 | 2 | 556.5 kcmil ACSR | 0 | 0 | 0 | 0 | 0 | 0 | 0 | 0 | 0 | 0 | 0 | 0 | 0 | 0 | 0 | 0 | 0 | 0 | 0 | 0 | 0 | 0 | 0 | 12
NO |  | 275 | 2012 | 32 | 25 | 25 |  | Oak Creek SW YD | 51st St Term | 138 | 138 | Various | 0.12 | 0 | 1 | 795.0 kcmil ACSR | 0 | 0 | 0 | 0 | 0 | 0 | 0 | 0 | 0 | 0 | 0 | 0 | 0 | 0 | 0 | 0 | 0 | 0 | 0 | 0 | 0 | 0 | 0 | 12
NO |  | 275 | 2012 | 32 | 26 | 26 |  | Oak Creek SW YD | Ramsey | 138 | 138 | Lattice Tower | 0 | 0.06 | 2 | 795.0 kcmil ACSR | 0 | 0 | 0 | 0 | 0 | 0 | 0 | 0 | 0 | 0 | 0 | 0 | 0 | 0 | 0 | 0 | 0 | 0 | 0 | 0 | 0 | 0 | 0 | 12
NO |  | 275 | 2012 | 32 | 27 | 27 |  | Oak Creek SW YD | Ramsey | 138 | 138 | Lattice Tower | 0 | 0.19 | 2 | 556.5 kcmil ACSR | 0 | 0 | 0 | 0 | 0 | 0 | 0 | 0 | 0 | 0 | 0 | 0 | 0 | 0 | 0 | 0 | 0 | 0 | 0 | 0 | 0 | 0 | 0 | 12
NO |  | 275 | 2012 | 32 | 28 | 28 |  | Oak Creek SW YD | Ramsey | 138 | 138 | Lattice Tower | 0.13 | 0 | 1 | 556.5 kcmil ACSR | 0 | 0 | 0 | 0 | 0 | 0 | 0 | 0 | 0 | 0 | 0 | 0 | 0 | 0 | 0 | 0 | 0 | 0 | 0 | 0 | 0 | 0 | 0 | 12
NO |  | 275 | 2012 | 32 | 29 | 29 |  | Oak Creek SW YD | Ramsey | 138 | 138 | Lattice Tower | 0 | 4.91 | 2 | 795.0 kcmil ACSR | 0 | 0 | 0 | 0 | 0 | 0 | 0 | 0 | 0 | 0 | 0 | 0 | 0 | 0 | 0 | 0 | 0 | 0 | 0 | 0 | 0 | 0 | 0 | 12
NO |  | 275 | 2012 | 32 | 30 | 30 |  | Oak Creek SW YD | Ramsey | 138 | 138 | Lattice Tower | 0 | 3.03 | 2 | 795.0 kcmil ACSR | 0 | 0 | 0 | 0 | 0 | 0 | 0 | 0 | 0 | 0 | 0 | 0 | 0 | 0 | 0 | 0 | 0 | 0 | 0 | 0 | 0 | 0 | 0 | 12
NO |  | 275 | 2012 | 32 | 31 | 31 |  | Oak Creek SW YD | Root River | 138 | 138 | Lattice Tower | 0.3 | 0 | 1 | 556.5 kcmil ACSR | 0 | 0 | 0 | 0 | 0 | 0 | 0 | 0 | 0 | 0 | 0 | 0 | 0 | 0 | 0 | 0 | 0 | 0 | 0 | 0 | 0 | 0 | 0 | 12
NO |  | 275 | 2012 | 32 | 32 | 32 |  | Oak Creek SW YD | Root River | 138 | 138 | Lattice Tower | 0 | 1.81 | 2 | 556.5 kcmil ACSR | 0 | 0 | 0 | 0 | 0 | 0 | 0 | 0 | 0 | 0 | 0 | 0 | 0 | 0 | 0 | 0 | 0 | 0 | 0 | 0 | 0 | 0 | 0 | 12
NO |  | 275 | 2012 | 32 | 33 | 33 |  | Oak Creek SW YD | Root River | 138 | 138 | Lattice Tower | 3.93 | 0 | 1 | 795.0 kcmil ACSR | 0 | 0 | 0 | 0 | 0 | 0 | 0 | 0 | 0 | 0 | 0 | 0 | 0 | 0 | 0 | 0 | 0 | 0 | 0 | 0 | 0 | 0 | 0 | 12
NO |  | 275 | 2012 | 32 | 34 | 34 |  | Oak Creek SW YD | Root River | 138 | 138 | Lattice Tower | 0.02 | 0 | 1 | 795.0 kcmil ACSR | 0 | 0 | 0 | 0 | 0 | 0 | 0 | 0 | 0 | 0 | 0 | 0 | 0 | 0 | 0 | 0 | 0 | 0 | 0 | 0 | 0 | 0 | 0 | 12
NO |  | 275 | 2012 | 32 | 35 | 35 |  | Oak Creek SW YD | Root River | 138 | 138 | Lattice Tower | 0.08 | 0 | 1 | 795.0 kcmil ACSR | 0 | 0 | 0 | 0 | 0 | 0 | 0 | 0 | 0 | 0 | 0 | 0 | 0 | 0 | 0 | 0 | 0 | 0 | 0 | 0 | 0 | 0 | 0 | 12
NO |  | 275 | 2012 | 33 | 1 | 1 |  | Oak Creek SW YD | Root River | 138 | 138 | Lattice Tower | 0 | 0.53 | 2 | 795.0 kcmil ACSR | 0 | 0 | 0 | 0 | 0 | 0 | 0 | 0 | 0 | 0 | 0 | 0 | 0 | 0 | 0 | 0 | 0 | 0 | 0 | 0 | 0 | 0 | 0 | 12
NO |  | 275 | 2012 | 33 | 2 | 2 |  | Oak Creek SW YD | Pennsylvania | 138 | 138 | Lattice Tower | 0 | 2.06 | 2 | 795.0 kcmil ACSR | 0 | 0 | 0 | 0 | 0 | 0 | 0 | 0 | 0 | 0 | 0 | 0 | 0 | 0 | 0 | 0 | 0 | 0 | 0 | 0 | 0 | 0 | 0 | 12
NO |  | 275 | 2012 | 33 | 3 | 3 |  | Oak Creek SW YD | Pennsylvania | 138 | 138 | Lattice Tower | 2.2 | 0 | 1 | 795.0 kcmil ACSR | 0 | 0 | 0 | 0 | 0 | 0 | 0 | 0 | 0 | 0 | 0 | 0 | 0 | 0 | 0 | 0 | 0 | 0 | 0 | 0 | 0 | 0 | 0 | 12
NO |  | 275 | 2012 | 33 | 4 | 4 |  | Oak Creek SW YD | Pennsylvania | 138 | 138 | Lattice Tower | 0 | 0.1 | 2 | 795.0 kcmil ACSR | 0 | 0 | 0 | 0 | 0 | 0 | 0 | 0 | 0 | 0 | 0 | 0 | 0 | 0 | 0 | 0 | 0 | 0 | 0 | 0 | 0 | 0 | 0 | 12
NO |  | 275 | 2012 | 33 | 5 | 5 |  | Oak Creek SW YD | Bluemound | 230 | 230 | Lattice Tower | 0 | 0.2 | 2 | 1033.5 kcmil ACSR | 0 | 0 | 0 | 0 | 0 | 0 | 0 | 0 | 0 | 0 | 0 | 0 | 0 | 0 | 0 | 0 | 0 | 0 | 0 | 0 | 0 | 0 | 0 | 12
NO |  | 275 | 2012 | 33 | 6 | 6 |  | Oak Creek SW YD | Bluemound | 230 | 230 | Lattice Tower | 0 | 0.29 | 2 | 1033.5 kcmil ACSR | 0 | 0 | 0 | 0 | 0 | 0 | 0 | 0 | 0 | 0 | 0 | 0 | 0 | 0 | 0 | 0 | 0 | 0 | 0 | 0 | 0 | 0 | 0 | 12
NO |  | 275 | 2012 | 33 | 7 | 7 |  | Oak Creek SW YD | Bluemound | 230 | 230 | Lattice Tower | 0 | 0.34 | 2 | 1033.5 kcmil ACSR | 0 | 0 | 0 | 0 | 0 | 0 | 0 | 0 | 0 | 0 | 0 | 0 | 0 | 0 | 0 | 0 | 0 | 0 | 0 | 0 | 0 | 0 | 0 | 12
NO |  | 275 | 2012 | 33 | 8 | 8 |  | Oak Creek SW YD | Bluemound | 230 | 230 | Lattice Tower | 0 | 18.46 | 2 | 1033.5 kcmil ACSR | 0 | 0 | 0 | 0 | 0 | 0 | 0 | 0 | 0 | 0 | 0 | 0 | 0 | 0 | 0 | 0 | 0 | 0 | 0 | 0 | 0 | 0 | 0 | 12
NO |  | 275 | 2012 | 33 | 9 | 9 |  | Oak Creek SW YD | Bluemound | 230 | 230 | Lattice Tower | 0 | 8.55 | 2 | 1033.5 kcmil ACSR | 0 | 0 | 0 | 0 | 0 | 0 | 0 | 0 | 0 | 0 | 0 | 0 | 0 | 0 | 0 | 0 | 0 | 0 | 0 | 0 | 0 | 0 | 0 | 12
NO |  | 275 | 2012 | 33 | 10 | 10 |  | Oak Creek SW YD | Bluemound | 230 | 230 | Lattice Tower | 0 | 1.25 | 3 | 1033.5 kcmil ACSR | 0 | 0 | 0 | 0 | 0 | 0 | 0 | 0 | 0 | 0 | 0 | 0 | 0 | 0 | 0 | 0 | 0 | 0 | 0 | 0 | 0 | 0 | 0 | 12
NO |  | 275 | 2012 | 33 | 11 | 11 |  | Oak Creek SW YD | Bluemound | 230 | 230 | Lattice Tower | 0 | 0.19 | 2 | 1033.5 kcmil ACSR | 0 | 0 | 0 | 0 | 0 | 0 | 0 | 0 | 0 | 0 | 0 | 0 | 0 | 0 | 0 | 0 | 0 | 0 | 0 | 0 | 0 | 0 | 0 | 12
NO |  | 275 | 2012 | 33 | 12 | 12 |  | Oak Creek SW YD | Bluemound | 230 | 230 | Lattice Tower | 0 | 2.42 | 2 | 1033.5 kcmil ACSR | 0 | 0 | 0 | 0 | 0 | 0 | 0 | 0 | 0 | 0 | 0 | 0 | 0 | 0 | 0 | 0 | 0 | 0 | 0 | 0 | 0 | 0 | 0 | 12
NO |  | 275 | 2012 | 33 | 13 | 13 |  | Oak Creek SW YD | Bluemound | 230 | 230 | Lattice Tower | 0 | 14.75 | 2 | 1033.5 kcmil ACSR | 0 | 0 | 0 | 0 | 0 | 0 | 0 | 0 | 0 | 0 | 0 | 0 | 0 | 0 | 0 | 0 | 0 | 0 | 0 | 0 | 0 | 0 | 0 | 12
NO |  | 275 | 2012 | 33 | 14 | 14 |  | Oak Creek SW YD | Bluemound | 230 | 230 | Lattice Tower | 0 | 1.27 | 3 | 1033.5 kcmil ACSR | 0 | 0 | 0 | 0 | 0 | 0 | 0 | 0 | 0 | 0 | 0 | 0 | 0 | 0 | 0 | 0 | 0 | 0 | 0 | 0 | 0 | 0 | 0 | 12
NO |  | 275 | 2012 | 33 | 15 | 15 |  | Oak Creek SW YD | Bluemound | 230 | 230 | Lattice Tower | 0 | 0.25 | 2 | 1033.5 kcmil ACSR | 0 | 0 | 0 | 0 | 0 | 0 | 0 | 0 | 0 | 0 | 0 | 0 | 0 | 0 | 0 | 0 | 0 | 0 | 0 | 0 | 0 | 0 | 0 | 12
NO |  | 275 | 2012 | 33 | 16 | 16 |  | Oak Creek SW YD | Bluemound | 230 | 230 | Lattice Tower | 0 | 13.12 | 2 | 1033.5 kcmil ACSR | 0 | 0 | 0 | 0 | 0 | 0 | 0 | 0 | 0 | 0 | 0 | 0 | 0 | 0 | 0 | 0 | 0 | 0 | 0 | 0 | 0 | 0 | 0 | 12
NO |  | 275 | 2012 | 33 | 17 | 17 |  | Oak Creek SW YD | Bluemound | 230 | 230 | Lattice Tower | 0 | 0.49 | 2 | 2156.0 kcmil ACSR | 0 | 0 | 0 | 0 | 0 | 0 | 0 | 0 | 0 | 0 | 0 | 0 | 0 | 0 | 0 | 0 | 0 | 0 | 0 | 0 | 0 | 0 | 0 | 12
NO |  | 275 | 2012 | 33 | 18 | 18 |  | Oak Creek SW YD | Bluemound | 230 | 230 | Lattice Tower | 0 | 0.4 | 2 | 1033.5 kcmil ACSR | 0 | 0 | 0 | 0 | 0 | 0 | 0 | 0 | 0 | 0 | 0 | 0 | 0 | 0 | 0 | 0 | 0 | 0 | 0 | 0 | 0 | 0 | 0 | 12
NO |  | 275 | 2012 | 33 | 19 | 19 |  | Oak Creek SW YD | Bluemound | 230 | 230 | Lattice Tower | 0 | 6.21 | 2 | 1033.5 kcmil ACSR | 0 | 0 | 0 | 0 | 0 | 0 | 0 | 0 | 0 | 0 | 0 | 0 | 0 | 0 | 0 | 0 | 0 | 0 | 0 | 0 | 0 | 0 | 0 | 12
NO |  | 275 | 2012 | 33 | 20 | 20 |  | Oak Creek SW YD | St Rita | 138 | 138 | Lattice Tower | 4.15 | 0 | 1 | 795.0 kcmil ACSR | 0 | 0 | 0 | 0 | 0 | 0 | 0 | 0 | 0 | 0 | 0 | 0 | 0 | 0 | 0 | 0 | 0 | 0 | 0 | 0 | 0 | 0 | 0 | 12
NO |  | 275 | 2012 | 33 | 21 | 21 |  | Oak Creek SW YD | St Rita | 138 | 138 | Lattice Tower | 0.79 | 0 | 1 | 795.0 kcmil ACSR | 0 | 0 | 0 | 0 | 0 | 0 | 0 | 0 | 0 | 0 | 0 | 0 | 0 | 0 | 0 | 0 | 0 | 0 | 0 | 0 | 0 | 0 | 0 | 12
NO |  | 275 | 2012 | 33 | 22 | 22 |  | Oak Creek SW YD | St Rita | 138 | 138 | Lattice Tower | 0.1 | 0 | 1 | 795.0 kcmil ACSR | 0 | 0 | 0 | 0 | 0 | 0 | 0 | 0 | 0 | 0 | 0 | 0 | 0 | 0 | 0 | 0 | 0 | 0 | 0 | 0 | 0 | 0 | 0 | 12
NO |  | 275 | 2012 | 33 | 23 | 23 |  | Oak Creek SW YD | Elm Road 345 Sws Yd | 345 | 345 | Steel Pole | 0.05 | 0 | 1 | 2156.0 kcmil ACSR | 0 | 0 | 0 | 0 | 0 | 0 | 0 | 0 | 0 | 0 | 0 | 0 | 0 | 0 | 0 | 0 | 0 | 0 | 0 | 0 | 0 | 0 | 0 | 12
NO |  | 275 | 2012 | 33 | 24 | 24 |  | Oak Creek SW YD | Elm Road 345 Sws Yd | 345 | 345 | Steel Pole | 0.07 | 0 | 1 | 2156.0 kcmil ACSR | 0 | 0 | 0 | 0 | 0 | 0 | 0 | 0 | 0 | 0 | 0 | 0 | 0 | 0 | 0 | 0 | 0 | 0 | 0 | 0 | 0 | 0 | 0 | 12
NO |  | 275 | 2012 | 33 | 25 | 25 |  | Oak Creek SW YD | Elm Road 345 Sws Yd | 345 | 345 | Steel Pole | 0.04 | 0 | 1 | 2156.0 kcmil ACSR | 0 | 0 | 0 | 0 | 0 | 0 | 0 | 0 | 0 | 0 | 0 | 0 | 0 | 0 | 0 | 0 | 0 | 0 | 0 | 0 | 0 | 0 | 0 | 12
NO |  | 275 | 2012 | 33 | 26 | 26 |  | Oak Creek SW YD | Elm Road 345 Sws Yd | 230 | 230 | Steel Pole | 0.19 | 0 | 1 | 2156.0 kcmil ACSR | 0 | 0 | 0 | 0 | 0 | 0 | 0 | 0 | 0 | 0 | 0 | 0 | 0 | 0 | 0 | 0 | 0 | 0 | 0 | 0 | 0 | 0 | 0 | 12
NO |  | 275 | 2012 | 33 | 27 | 27 |  | Oak Creek SW YD | Nicholson Tap | 138 | 138 | Various | 0 | 1.19 | 2 | 795.0 kcmil ACSR | 0 | 0 | 0 | 0 | 0 | 0 | 0 | 0 | 0 | 0 | 0 | 0 | 0 | 0 | 0 | 0 | 0 | 0 | 0 | 0 | 0 | 0 | 0 | 12
NO |  | 275 | 2012 | 33 | 28 | 28 |  | Oak Creek SW YD | Nicholson Tap | 138 | 138 | Various | 0 | 1.03 | 2 | 795.0 kcmil ACSR | 0 | 0 | 0 | 0 | 0 | 0 | 0 | 0 | 0 | 0 | 0 | 0 | 0 | 0 | 0 | 0 | 0 | 0 | 0 | 0 | 0 | 0 | 0 | 12
NO |  | 275 | 2012 | 33 | 29 | 29 |  | Oak Creek SW YD | Nicholson Tap | 138 | 138 | Various | 0 | 0.1 | 2 | 795.0 kcmil ACSR | 0 | 0 | 0 | 0 | 0 | 0 | 0 | 0 | 0 | 0 | 0 | 0 | 0 | 0 | 0 | 0 | 0 | 0 | 0 | 0 | 0 | 0 | 0 | 12
NO |  | 275 | 2012 | 33 | 30 | 30 |  | Oak Creek SW YD | Nicholson Tap | 138 | 138 | Various | 0.28 | 0 | 1 | 795.0 kcmil ACSR | 0 | 0 | 0 | 0 | 0 | 0 | 0 | 0 | 0 | 0 | 0 | 0 | 0 | 0 | 0 | 0 | 0 | 0 | 0 | 0 | 0 | 0 | 0 | 12
NO |  | 275 | 2012 | 33 | 31 | 31 |  | Oak Creek SW YD | Nicholson Tap | 138 | 138 | Various | 0 | 3.71 | 2 | 795.0 kcmil ACSR | 0 | 0 | 0 | 0 | 0 | 0 | 0 | 0 | 0 | 0 | 0 | 0 | 0 | 0 | 0 | 0 | 0 | 0 | 0 | 0 | 0 | 0 | 0 | 12
NO |  | 275 | 2012 | 33 | 32 | 32 |  | Oak Ridge | Fitchburg | 138 | 138 | Lattice Tower | 0 | 3.26 | 2 | 853.7 kcmil ACAR | 0 | 0 | 0 | 0 | 0 | 0 | 0 | 0 | 0 | 0 | 0 | 0 | 0 | 0 | 0 | 0 | 0 | 0 | 0 | 0 | 0 | 0 | 0 | 12
NO |  | 275 | 2012 | 33 | 33 | 33 |  | Oak Ridge | Fitchburg | 138 | 138 | Lattice Tower | 0 | 0.28 | 2 | 477.0 kcmil ACSR | 0 | 0 | 0 | 0 | 0 | 0 | 0 | 0 | 0 | 0 | 0 | 0 | 0 | 0 | 0 | 0 | 0 | 0 | 0 | 0 | 0 | 0 | 0 | 12
NO |  | 275 | 2012 | 33 | 34 | 34 |  | Oak Ridge | Fitchburg | 138 | 138 | Lattice Tower | 0.05 | 0 | 1 | 477.0 kcmil ACSR | 0 | 0 | 0 | 0 | 0 | 0 | 0 | 0 | 0 | 0 | 0 | 0 | 0 | 0 | 0 | 0 | 0 | 0 | 0 | 0 | 0 | 0 | 0 | 12
NO |  | 275 | 2012 | 33 | 35 | 35 |  | Oak Ridge | Verona | 138 | 138 | Steel Pole | 1.59 | 0 | 1 | 477.0 kcmil ACSR | 0 | 0 | 0 | 0 | 0 | 0 | 0 | 0 | 0 | 0 | 0 | 0 | 0 | 0 | 0 | 0 | 0 | 0 | 0 | 0 | 0 | 0 | 0 | 12
NO |  | 275 | 2012 | 34 | 1 | 1 |  | Oak Ridge | Verona | 138 | 138 | Steel Pole | 0 | 4.08 | 2 | 477.0 kcmil ACSR | 0 | 0 | 0 | 0 | 0 | 0 | 0 | 0 | 0 | 0 | 0 | 0 | 0 | 0 | 0 | 0 | 0 | 0 | 0 | 0 | 0 | 0 | 0 | 12
NO |  | 275 | 2012 | 34 | 2 | 2 |  | Oak Ridge | Verona | 138 | 138 | Steel Pole | 0.13 | 0 | 1 | 477.0 kcmil ACSR | 0 | 0 | 0 | 0 | 0 | 0 | 0 | 0 | 0 | 0 | 0 | 0 | 0 | 0 | 0 | 0 | 0 | 0 | 0 | 0 | 0 | 0 | 0 | 12
NO |  | 275 | 2012 | 34 | 3 | 3 |  | Oconto | Sherwood | 138 | 138 | H-Frame | 13.34 | 0 | 1 | 795.0 kcmil ACSR | 0 | 0 | 0 | 0 | 0 | 0 | 0 | 0 | 0 | 0 | 0 | 0 | 0 | 0 | 0 | 0 | 0 | 0 | 0 | 0 | 0 | 0 | 0 | 12
NO |  | 275 | 2012 | 34 | 4 | 4 |  | Ohmstead | Cedar Ridge Wind Generation | 138 | 138 | Lattice Tower | 0.09 | 0 | 1 | 795.0 kcmil ACSR | 0 | 0 | 0 | 0 | 0 | 0 | 0 | 0 | 0 | 0 | 0 | 0 | 0 | 0 | 0 | 0 | 0 | 0 | 0 | 0 | 0 | 0 | 0 | 12
NO |  | 275 | 2012 | 34 | 5 | 5 |  | Ohmstead | Cedar Ridge Wind Generation | 138 | 138 | Lattice Tower | 4.35 | 0 | 1 | 336.4 kcmil ACSR | 0 | 0 | 0 | 0 | 0 | 0 | 0 | 0 | 0 | 0 | 0 | 0 | 0 | 0 | 0 | 0 | 0 | 0 | 0 | 0 | 0 | 0 | 0 | 12
NO |  | 275 | 2012 | 34 | 6 | 6 |  | Ohmstead | Cedar Ridge Wind Generation | 138 | 138 | Lattice Tower | 0.02 | 0 | 1 | 1033.5 kcmil ACSR | 0 | 0 | 0 | 0 | 0 | 0 | 0 | 0 | 0 | 0 | 0 | 0 | 0 | 0 | 0 | 0 | 0 | 0 | 0 | 0 | 0 | 0 | 0 | 12
NO |  | 275 | 2012 | 34 | 7 | 7 |  | Ohmstead | Rienzi Road | 138 | 138 | Wood Pole | 0.91 | 0 | 1 | 336.4 kcmil ACSR | 0 | 0 | 0 | 0 | 0 | 0 | 0 | 0 | 0 | 0 | 0 | 0 | 0 | 0 | 0 | 0 | 0 | 0 | 0 | 0 | 0 | 0 | 0 | 12
NO |  | 275 | 2012 | 34 | 8 | 8 |  | Ontario | Dyckesville | 138 | 138 | H-Frame | 14.16 | 0 | 1 | 477.0 kcmil ACSR | 0 | 0 | 0 | 0 | 0 | 0 | 0 | 0 | 0 | 0 | 0 | 0 | 0 | 0 | 0 | 0 | 0 | 0 | 0 | 0 | 0 | 0 | 0 | 12
NO |  | 275 | 2012 | 34 | 9 | 9 |  | Ontonagon | Winona | 138 | 138 | Wood Pole | 10.29 | 0 | 1 | 605.0 kcmil ACSR | 0 | 0 | 0 | 0 | 0 | 0 | 0 | 0 | 0 | 0 | 0 | 0 | 0 | 0 | 0 | 0 | 0 | 0 | 0 | 0 | 0 | 0 | 0 | 12
NO |  | 275 | 2012 | 34 | 10 | 10 |  | Ontonagon | Winona | 138 | 138 | Wood Pole | 8.85 | 0 | 1 | 605.0 kcmil ACSR | 0 | 0 | 0 | 0 | 0 | 0 | 0 | 0 | 0 | 0 | 0 | 0 | 0 | 0 | 0 | 0 | 0 | 0 | 0 | 0 | 0 | 0 | 0 | 12
NO |  | 275 | 2012 | 34 | 11 | 11 |  | Paddock | Rockdale | 345 | 345 | Steel Pole | 0.39 | 0 | 1 | 2156.0 kcmil ACSR | 0 | 0 | 0 | 0 | 0 | 0 | 0 | 0 | 0 | 0 | 0 | 0 | 0 | 0 | 0 | 0 | 0 | 0 | 0 | 0 | 0 | 0 | 0 | 12
NO |  | 275 | 2012 | 34 | 12 | 12 |  | Paddock | Rockdale | 345 | 345 | Steel Pole | 0 | 16.01 | 2 | 1113.0 kcmil ACSR | 0 | 0 | 0 | 0 | 0 | 0 | 0 | 0 | 0 | 0 | 0 | 0 | 0 | 0 | 0 | 0 | 0 | 0 | 0 | 0 | 0 | 0 | 0 | 12
NO |  | 275 | 2012 | 34 | 13 | 13 |  | Paddock | Rockdale | 345 | 345 | Steel Pole | 0 | 5.05 | 2 | 1113.0 kcmil ACSR | 0 | 0 | 0 | 0 | 0 | 0 | 0 | 0 | 0 | 0 | 0 | 0 | 0 | 0 | 0 | 0 | 0 | 0 | 0 | 0 | 0 | 0 | 0 | 12
NO |  | 275 | 2012 | 34 | 14 | 14 |  | Paddock | Rockdale | 345 | 345 | Steel Pole | 0 | 1.5 | 2 | 1113.0 kcmil ACSR | 0 | 0 | 0 | 0 | 0 | 0 | 0 | 0 | 0 | 0 | 0 | 0 | 0 | 0 | 0 | 0 | 0 | 0 | 0 | 0 | 0 | 0 | 0 | 12
NO |  | 275 | 2012 | 34 | 15 | 15 |  | Paddock | Rockdale | 345 | 345 | Steel Pole | 0 | 2.21 | 2 | 1113.0 kcmil ACSR | 0 | 0 | 0 | 0 | 0 | 0 | 0 | 0 | 0 | 0 | 0 | 0 | 0 | 0 | 0 | 0 | 0 | 0 | 0 | 0 | 0 | 0 | 0 | 12
NO |  | 275 | 2012 | 34 | 16 | 16 |  | Paddock | Rockdale | 345 | 345 | Steel Pole | 0.48 | 0 | 1 | 1113.0 kcmil ACSR | 0 | 0 | 0 | 0 | 0 | 0 | 0 | 0 | 0 | 0 | 0 | 0 | 0 | 0 | 0 | 0 | 0 | 0 | 0 | 0 | 0 | 0 | 0 | 12
NO |  | 275 | 2012 | 34 | 17 | 17 |  | Paddock | Rockdale | 345 | 345 | Steel Pole | 0 | 1.25 | 2 | 1113.0 kcmil ACSR | 0 | 0 | 0 | 0 | 0 | 0 | 0 | 0 | 0 | 0 | 0 | 0 | 0 | 0 | 0 | 0 | 0 | 0 | 0 | 0 | 0 | 0 | 0 | 12
NO |  | 275 | 2012 | 34 | 18 | 18 |  | Paddock | Rockdale | 345 | 345 | Steel Pole | 0.17 | 0 | 1 | 1113.0 kcmil ACSR | 0 | 0 | 0 | 0 | 0 | 0 | 0 | 0 | 0 | 0 | 0 | 0 | 0 | 0 | 0 | 0 | 0 | 0 | 0 | 0 | 0 | 0 | 0 | 12
NO |  | 275 | 2012 | 34 | 19 | 19 |  | Paddock | Rockdale | 345 | 345 | Steel Pole | 0 | 7.43 | 2 | 1113.0 kcmil ACSR | 0 | 0 | 0 | 0 | 0 | 0 | 0 | 0 | 0 | 0 | 0 | 0 | 0 | 0 | 0 | 0 | 0 | 0 | 0 | 0 | 0 | 0 | 0 | 12
NO |  | 275 | 2012 | 34 | 20 | 20 |  | Paddock | Rockdale | 345 | 345 | Steel Pole | 0.09 | 0 | 1 | 1113.0 kcmil ACSR | 0 | 0 | 0 | 0 | 0 | 0 | 0 | 0 | 0 | 0 | 0 | 0 | 0 | 0 | 0 | 0 | 0 | 0 | 0 | 0 | 0 | 0 | 0 | 12
NO |  | 275 | 2012 | 34 | 21 | 21 |  | Paddock | Rockdale | 345 | 345 | Steel Pole | 0.09 | 0 | 1 | 1113.0 kcmil ACSR | 0 | 0 | 0 | 0 | 0 | 0 | 0 | 0 | 0 | 0 | 0 | 0 | 0 | 0 | 0 | 0 | 0 | 0 | 0 | 0 | 0 | 0 | 0 | 12
NO |  | 275 | 2012 | 34 | 22 | 22 |  | Paddock | Wempletown | 345 | 345 | Lattice Tower | 0.26 | 0 | 1 | 2156.0 kcmil ACSR | 0 | 0 | 0 | 0 | 0 | 0 | 0 | 0 | 0 | 0 | 0 | 0 | 0 | 0 | 0 | 0 | 0 | 0 | 0 | 0 | 0 | 0 | 0 | 12
NO |  | 275 | 2012 | 34 | 23 | 23 |  | Paddock | Wempletown | 345 | 345 | Lattice Tower | 0.14 | 0 | 1 | 2156.0 kcmil ACSR | 0 | 0 | 0 | 0 | 0 | 0 | 0 | 0 | 0 | 0 | 0 | 0 | 0 | 0 | 0 | 0 | 0 | 0 | 0 | 0 | 0 | 0 | 0 | 12
NO |  | 275 | 2012 | 34 | 24 | 24 |  | Paddock | Wempletown | 345 | 345 | Lattice Tower | 0 | 1.88 | 2 | 2156.0 kcmil ACSR | 0 | 0 | 0 | 0 | 0 | 0 | 0 | 0 | 0 | 0 | 0 | 0 | 0 | 0 | 0 | 0 | 0 | 0 | 0 | 0 | 0 | 0 | 0 | 12
NO |  | 275 | 2012 | 34 | 25 | 25 |  | Paddock | Wempletown | 345 | 345 | Lattice Tower | 0 | 1.48 | 2 | 2156.0 kcmil ACSR | 0 | 0 | 0 | 0 | 0 | 0 | 0 | 0 | 0 | 0 | 0 | 0 | 0 | 0 | 0 | 0 | 0 | 0 | 0 | 0 | 0 | 0 | 0 | 12
NO |  | 275 | 2012 | 34 | 26 | 26 |  | Paddock | Wempletown | 345 | 345 | Lattice Tower | 0 | 0.15 | 2 | 2156.0 kcmil ACSR | 0 | 0 | 0 | 0 | 0 | 0 | 0 | 0 | 0 | 0 | 0 | 0 | 0 | 0 | 0 | 0 | 0 | 0 | 0 | 0 | 0 | 0 | 0 | 12
NO |  | 275 | 2012 | 34 | 27 | 27 |  | Paddock | Northwest Beloit | 138 | 138 | Wood Pole | 0.06 | 0 | 1 | 795.0 kcmil ACSR | 0 | 0 | 0 | 0 | 0 | 0 | 0 | 0 | 0 | 0 | 0 | 0 | 0 | 0 | 0 | 0 | 0 | 0 | 0 | 0 | 0 | 0 | 0 | 12
NO |  | 275 | 2012 | 34 | 28 | 28 |  | Paddock | Northwest Beloit | 138 | 138 | Wood Pole | 0.44 | 0 | 1 | 795.0 kcmil ACSR | 0 | 0 | 0 | 0 | 0 | 0 | 0 | 0 | 0 | 0 | 0 | 0 | 0 | 0 | 0 | 0 | 0 | 0 | 0 | 0 | 0 | 0 | 0 | 12
NO |  | 275 | 2012 | 34 | 29 | 29 |  | Paddock | Northwest Beloit | 138 | 138 | Wood Pole | 0 | 1.44 | 2 | 795.0 kcmil ACSR | 0 | 0 | 0 | 0 | 0 | 0 | 0 | 0 | 0 | 0 | 0 | 0 | 0 | 0 | 0 | 0 | 0 | 0 | 0 | 0 | 0 | 0 | 0 | 12
NO |  | 275 | 2012 | 34 | 30 | 30 |  | Paddock | Northwest Beloit | 138 | 138 | Wood Pole | 0.06 | 0 | 1 | 795.0 kcmil ACSR | 0 | 0 | 0 | 0 | 0 | 0 | 0 | 0 | 0 | 0 | 0 | 0 | 0 | 0 | 0 | 0 | 0 | 0 | 0 | 0 | 0 | 0 | 0 | 12
NO |  | 275 | 2012 | 34 | 31 | 31 |  | Paddock | Northwest Beloit | 138 | 138 | Wood Pole | 0.02 | 0 | 1 | 795.0 kcmil ACSR | 0 | 0 | 0 | 0 | 0 | 0 | 0 | 0 | 0 | 0 | 0 | 0 | 0 | 0 | 0 | 0 | 0 | 0 | 0 | 0 | 0 | 0 | 0 | 12
NO |  | 275 | 2012 | 34 | 32 | 32 |  | Paris | Raymond | 138 | 138 | Steel Pole | 0.46 | 0 | 1 | 795.0 kcmil ACSR | 0 | 0 | 0 | 0 | 0 | 0 | 0 | 0 | 0 | 0 | 0 | 0 | 0 | 0 | 0 | 0 | 0 | 0 | 0 | 0 | 0 | 0 | 0 | 12
NO |  | 275 | 2012 | 34 | 33 | 33 |  | Paris | Raymond | 138 | 138 | Steel Pole | 8.89 | 0 | 1 | 477.0 kcmil ACSR | 0 | 0 | 0 | 0 | 0 | 0 | 0 | 0 | 0 | 0 | 0 | 0 | 0 | 0 | 0 | 0 | 0 | 0 | 0 | 0 | 0 | 0 | 0 | 12
NO |  | 275 | 2012 | 34 | 34 | 34 |  | Paris | Raymond | 138 | 138 | Steel Pole | 0.02 | 0 | 1 | 477.0 kcmil ACSR | 0 | 0 | 0 | 0 | 0 | 0 | 0 | 0 | 0 | 0 | 0 | 0 | 0 | 0 | 0 | 0 | 0 | 0 | 0 | 0 | 0 | 0 | 0 | 12
NO |  | 275 | 2012 | 34 | 35 | 35 |  | Paris | Air Liquide Tap | 138 | 138 | H-Frame | 11.89 | 0 | 1 | 477.0 kcmil ACSR | 0 | 0 | 0 | 0 | 0 | 0 | 0 | 0 | 0 | 0 | 0 | 0 | 0 | 0 | 0 | 0 | 0 | 0 | 0 | 0 | 0 | 0 | 0 | 12
NO |  | 275 | 2012 | 35 | 1 | 1 |  | Paris | Air Liquide Tap | 138 | 138 | H-Frame | 0.32 | 0 | 1 | 477.0 kcmil ACSR | 0 | 0 | 0 | 0 | 0 | 0 | 0 | 0 | 0 | 0 | 0 | 0 | 0 | 0 | 0 | 0 | 0 | 0 | 0 | 0 | 0 | 0 | 0 | 12
NO |  | 275 | 2012 | 35 | 2 | 2 |  | Park Hill | Greves Tap | 138 | 138 | Lattice Tower | 0 | 0.68 | 3 | 795.0 kcmil ACSR | 0 | 0 | 0 | 0 | 0 | 0 | 0 | 0 | 0 | 0 | 0 | 0 | 0 | 0 | 0 | 0 | 0 | 0 | 0 | 0 | 0 | 0 | 0 | 12
NO |  | 275 | 2012 | 35 | 3 | 3 |  | Parkland | Mequon | 138 | 138 | Steel Pole | 0 | 6.77 | 2 | 556.5 kcmil ACSR | 0 | 0 | 0 | 0 | 0 | 0 | 0 | 0 | 0 | 0 | 0 | 0 | 0 | 0 | 0 | 0 | 0 | 0 | 0 | 0 | 0 | 0 | 0 | 12
NO |  | 275 | 2012 | 35 | 4 | 4 |  | Perch Lake | M-38 | 138 | 138 | Wood Pole | 16.56 | 0 | 1 | 605.0 kcmil ACSR | 0 | 0 | 0 | 0 | 0 | 0 | 0 | 0 | 0 | 0 | 0 | 0 | 0 | 0 | 0 | 0 | 0 | 0 | 0 | 0 | 0 | 0 | 0 | 12
NO |  | 275 | 2012 | 35 | 5 | 5 |  | Perch Lake | M-38 | 138 | 138 | Wood Pole | 19.03 | 0 | 1 | 605.0 kcmil ACSR | 0 | 0 | 0 | 0 | 0 | 0 | 0 | 0 | 0 | 0 | 0 | 0 | 0 | 0 | 0 | 0 | 0 | 0 | 0 | 0 | 0 | 0 | 0 | 12
NO |  | 275 | 2012 | 35 | 6 | 6 |  | Perch Lake | M-38 | 138 | 138 | Wood Pole | 12.03 | 0 | 1 | 605.0 kcmil ACSR | 0 | 0 | 0 | 0 | 0 | 0 | 0 | 0 | 0 | 0 | 0 | 0 | 0 | 0 | 0 | 0 | 0 | 0 | 0 | 0 | 0 | 0 | 0 | 12
NO |  | 275 | 2012 | 35 | 7 | 7 |  | Perkins | Chandler | 138 | 138 | Steel Pole | 0 | 8 | 2 | 477.0 kcmil ACSR | 0 | 0 | 0 | 0 | 0 | 0 | 0 | 0 | 0 | 0 | 0 | 0 | 0 | 0 | 0 | 0 | 0 | 0 | 0 | 0 | 0 | 0 | 0 | 12
NO |  | 275 | 2012 | 35 | 8 | 8 |  | Perkins | Chandler | 138 | 138 | Steel Pole | 0 | 1.7 | 2 | 477.0 kcmil ACSR | 0 | 0 | 0 | 0 | 0 | 0 | 0 | 0 | 0 | 0 | 0 | 0 | 0 | 0 | 0 | 0 | 0 | 0 | 0 | 0 | 0 | 0 | 0 | 12
NO |  | 275 | 2012 | 35 | 9 | 9 |  | Perkins | Indian Lake | 138 | 138 | Steel Pole | 0 | 46.2 | 2 | 477.0 kcmil ACSR | 0 | 0 | 0 | 0 | 0 | 0 | 0 | 0 | 0 | 0 | 0 | 0 | 0 | 0 | 0 | 0 | 0 | 0 | 0 | 0 | 0 | 0 | 0 | 12
NO |  | 275 | 2012 | 35 | 10 | 10 |  | Perkins | Chandler | 138 | 138 | Steel Pole | 0 | 9.68 | 2 | 477.0 kcmil ACSR | 0 | 0 | 0 | 0 | 0 | 0 | 0 | 0 | 0 | 0 | 0 | 0 | 0 | 0 | 0 | 0 | 0 | 0 | 0 | 0 | 0 | 0 | 0 | 12
NO |  | 275 | 2012 | 35 | 11 | 11 |  | Perkins | Chandler | 138 | 138 | Steel Pole | 0.1 | 0 | 1 | 477.0 kcmil ACSR | 0 | 0 | 0 | 0 | 0 | 0 | 0 | 0 | 0 | 0 | 0 | 0 | 0 | 0 | 0 | 0 | 0 | 0 | 0 | 0 | 0 | 0 | 0 | 12
NO |  | 275 | 2012 | 35 | 12 | 12 |  | Perkins | Indian Lake | 138 | 138 | Steel Pole | 0 | 0.06 | 2 | 477.0 kcmil ACSR | 0 | 0 | 0 | 0 | 0 | 0 | 0 | 0 | 0 | 0 | 0 | 0 | 0 | 0 | 0 | 0 | 0 | 0 | 0 | 0 | 0 | 0 | 0 | 12
NO |  | 275 | 2012 | 35 | 13 | 13 |  | Perkins | Garden Corners | 138 | 138 | Steel Pole | 0 | 33.81 | 2 | 477.0 kcmil ACSR | 0 | 0 | 0 | 0 | 0 | 0 | 0 | 0 | 0 | 0 | 0 | 0 | 0 | 0 | 0 | 0 | 0 | 0 | 0 | 0 | 0 | 0 | 0 | 12
NO |  | 275 | 2012 | 35 | 14 | 14 |  | Perkins | Garden Corners | 138 | 138 | Steel Pole | 0.06 | 0 | 1 | 477.0 kcmil ACSR | 0 | 0 | 0 | 0 | 0 | 0 | 0 | 0 | 0 | 0 | 0 | 0 | 0 | 0 | 0 | 0 | 0 | 0 | 0 | 0 | 0 | 0 | 0 | 12
NO |  | 275 | 2012 | 35 | 15 | 15 |  | Perkins | Garden Corners | 138 | 138 | Steel Pole | 0.03 | 0 | 1 | 477.0 kcmil ACSR | 0 | 0 | 0 | 0 | 0 | 0 | 0 | 0 | 0 | 0 | 0 | 0 | 0 | 0 | 0 | 0 | 0 | 0 | 0 | 0 | 0 | 0 | 0 | 12
NO |  | 275 | 2012 | 35 | 16 | 16 |  | Pioneer (WPS) | Stiles SW STA | 138 | 138 | Steel Pole | 0.03 | 0 | 1 | 477.0 kcmil ACSR | 0 | 0 | 0 | 0 | 0 | 0 | 0 | 0 | 0 | 0 | 0 | 0 | 0 | 0 | 0 | 0 | 0 | 0 | 0 | 0 | 0 | 0 | 0 | 12
NO |  | 275 | 2012 | 35 | 17 | 17 |  | Pioneer (WPS) | Stiles SW STA | 138 | 138 | Steel Pole | 2.23 | 0 | 1 | 477.0 kcmil ACSR | 0 | 0 | 0 | 0 | 0 | 0 | 0 | 0 | 0 | 0 | 0 | 0 | 0 | 0 | 0 | 0 | 0 | 0 | 0 | 0 | 0 | 0 | 0 | 12
NO |  | 275 | 2012 | 35 | 18 | 18 |  | Pioneer (WPS) | Stiles SW STA | 138 | 138 | Steel Pole | 0.03 | 0 | 1 | 477.0 kcmil ACSR | 0 | 0 | 0 | 0 | 0 | 0 | 0 | 0 | 0 | 0 | 0 | 0 | 0 | 0 | 0 | 0 | 0 | 0 | 0 | 0 | 0 | 0 | 0 | 12
NO |  | 275 | 2012 | 35 | 19 | 19 |  | Pioneer (WPS) | Falls | 138 | 138 | Steel Pole | 3.81 | 0 | 1 | 477.0 kcmil ACSR | 0 | 0 | 0 | 0 | 0 | 0 | 0 | 0 | 0 | 0 | 0 | 0 | 0 | 0 | 0 | 0 | 0 | 0 | 0 | 0 | 0 | 0 | 0 | 12
NO |  | 275 | 2012 | 35 | 20 | 20 |  | Pioneer (WPS) | Falls | 138 | 138 | Steel Pole | 0.03 | 0 | 1 | 477.0 kcmil ACSR | 0 | 0 | 0 | 0 | 0 | 0 | 0 | 0 | 0 | 0 | 0 | 0 | 0 | 0 | 0 | 0 | 0 | 0 | 0 | 0 | 0 | 0 | 0 | 12
NO |  | 275 | 2012 | 35 | 21 | 21 |  | Pioneer (WPS) | Falls | 138 | 138 | Steel Pole | 0.03 | 0 | 1 | 477.0 kcmil ACSR | 0 | 0 | 0 | 0 | 0 | 0 | 0 | 0 | 0 | 0 | 0 | 0 | 0 | 0 | 0 | 0 | 0 | 0 | 0 | 0 | 0 | 0 | 0 | 12
NO |  | 275 | 2012 | 35 | 22 | 22 |  | Pioneer (WPS) | West Marinette SW YD | 138 | 138 | H-Frame | 2.37 | 0 | 1 | 795.0 kcmil ACSR | 0 | 0 | 0 | 0 | 0 | 0 | 0 | 0 | 0 | 0 | 0 | 0 | 0 | 0 | 0 | 0 | 0 | 0 | 0 | 0 | 0 | 0 | 0 | 12
NO |  | 275 | 2012 | 35 | 23 | 23 |  | Pioneer (WPS) | West Marinette SW YD | 138 | 138 | H-Frame | 2 | 0 | 1 | 795.0 kcmil ACSR | 0 | 0 | 0 | 0 | 0 | 0 | 0 | 0 | 0 | 0 | 0 | 0 | 0 | 0 | 0 | 0 | 0 | 0 | 0 | 0 | 0 | 0 | 0 | 12
NO |  | 275 | 2012 | 35 | 24 | 24 |  | Pioneer (WPS) | West Marinette SW YD | 138 | 138 | H-Frame | 20.03 | 0 | 1 | 543.9 kcmil ACAR | 0 | 0 | 0 | 0 | 0 | 0 | 0 | 0 | 0 | 0 | 0 | 0 | 0 | 0 | 0 | 0 | 0 | 0 | 0 | 0 | 0 | 0 | 0 | 12
NO |  | 275 | 2012 | 35 | 25 | 25 |  | Plains | Champion | 138 | 138 | Wood Pole | 0.2 | 0 | 1 | 477.0 kcmil ACSR | 0 | 0 | 0 | 0 | 0 | 0 | 0 | 0 | 0 | 0 | 0 | 0 | 0 | 0 | 0 | 0 | 0 | 0 | 0 | 0 | 0 | 0 | 0 | 12
NO |  | 275 | 2012 | 35 | 26 | 26 |  | Plains | Champion | 138 | 138 | Wood Pole | 0 | 1 | 2 | 477.0 kcmil ACSR | 0 | 0 | 0 | 0 | 0 | 0 | 0 | 0 | 0 | 0 | 0 | 0 | 0 | 0 | 0 | 0 | 0 | 0 | 0 | 0 | 0 | 0 | 0 | 12
NO |  | 275 | 2012 | 35 | 27 | 27 |  | Plains | Arnold | 138 | 138 | H-Frame | 0.03 | 0 | 1 | 605.0 kcmil ACSR | 0 | 0 | 0 | 0 | 0 | 0 | 0 | 0 | 0 | 0 | 0 | 0 | 0 | 0 | 0 | 0 | 0 | 0 | 0 | 0 | 0 | 0 | 0 | 12
NO |  | 275 | 2012 | 35 | 28 | 28 |  | Plains | Arnold | 138 | 138 | H-Frame | 0.35 | 0 | 1 | 605.0 kcmil ACSR | 0 | 0 | 0 | 0 | 0 | 0 | 0 | 0 | 0 | 0 | 0 | 0 | 0 | 0 | 0 | 0 | 0 | 0 | 0 | 0 | 0 | 0 | 0 | 12
NO |  | 275 | 2012 | 35 | 29 | 29 |  | Plains | Arnold | 138 | 138 | H-Frame | 0 | 3.21 | 2 | 605.0 kcmil ACSR | 0 | 0 | 0 | 0 | 0 | 0 | 0 | 0 | 0 | 0 | 0 | 0 | 0 | 0 | 0 | 0 | 0 | 0 | 0 | 0 | 0 | 0 | 0 | 12
NO |  | 275 | 2012 | 35 | 30 | 30 |  | Plains | Arnold | 138 | 138 | H-Frame | 0.17 | 0 | 1 | 605.0 kcmil ACSR | 0 | 0 | 0 | 0 | 0 | 0 | 0 | 0 | 0 | 0 | 0 | 0 | 0 | 0 | 0 | 0 | 0 | 0 | 0 | 0 | 0 | 0 | 0 | 12
NO |  | 275 | 2012 | 35 | 31 | 31 |  | Plains | Arnold | 138 | 138 | H-Frame | 29.12 | 0 | 1 | 605.0 kcmil ACSR | 0 | 0 | 0 | 0 | 0 | 0 | 0 | 0 | 0 | 0 | 0 | 0 | 0 | 0 | 0 | 0 | 0 | 0 | 0 | 0 | 0 | 0 | 0 | 12
NO |  | 275 | 2012 | 35 | 32 | 32 |  | Plains | Nordic | 138 | 138 | H-Frame | 13.89 | 0 | 1 | 795.0 kcmil ACSR | 0 | 0 | 0 | 0 | 0 | 0 | 0 | 0 | 0 | 0 | 0 | 0 | 0 | 0 | 0 | 0 | 0 | 0 | 0 | 0 | 0 | 0 | 0 | 12
NO |  | 275 | 2012 | 35 | 33 | 33 |  | Plains | Niagara Of Wis Tap 1 | 138 | 138 | Wood Pole | 0.11 | 0 | 1 | 477.0 kcmil ACSR | 0 | 0 | 0 | 0 | 0 | 0 | 0 | 0 | 0 | 0 | 0 | 0 | 0 | 0 | 0 | 0 | 0 | 0 | 0 | 0 | 0 | 0 | 0 | 12
NO |  | 275 | 2012 | 35 | 34 | 34 |  | Plains | Aspen | 138 | 138 | Steel Pole | 0.03 | 0 | 1 | 477.0 kcmil ACSR | 0 | 0 | 0 | 0 | 0 | 0 | 0 | 0 | 0 | 0 | 0 | 0 | 0 | 0 | 0 | 0 | 0 | 0 | 0 | 0 | 0 | 0 | 0 | 12
NO |  | 275 | 2012 | 35 | 35 | 35 |  | Plains | Aspen | 138 | 138 | Steel Pole | 0.11 | 0 | 1 | 477.0 kcmil ACSR | 0 | 0 | 0 | 0 | 0 | 0 | 0 | 0 | 0 | 0 | 0 | 0 | 0 | 0 | 0 | 0 | 0 | 0 | 0 | 0 | 0 | 0 | 0 | 12
NO |  | 275 | 2012 | 36 | 1 | 1 |  | Plains | Aspen | 138 | 138 | Steel Pole | 0 | 6.86 | 2 | 477.0 kcmil ACSR | 0 | 0 | 0 | 0 | 0 | 0 | 0 | 0 | 0 | 0 | 0 | 0 | 0 | 0 | 0 | 0 | 0 | 0 | 0 | 0 | 0 | 0 | 0 | 12
NO |  | 275 | 2012 | 36 | 2 | 2 |  | Plains | Aspen | 138 | 138 | Steel Pole | 0.11 | 0 | 1 | 477.0 kcmil ACSR | 0 | 0 | 0 | 0 | 0 | 0 | 0 | 0 | 0 | 0 | 0 | 0 | 0 | 0 | 0 | 0 | 0 | 0 | 0 | 0 | 0 | 0 | 0 | 12
NO |  | 275 | 2012 | 36 | 3 | 3 |  | Plains | Aspen | 138 | 138 | Steel Pole | 0.48 | 0 | 1 | 959.6 kcmil ACSS/ | 0 | 0 | 0 | 0 | 0 | 0 | 0 | 0 | 0 | 0 | 0 | 0 | 0 | 0 | 0 | 0 | 0 | 0 | 0 | 0 | 0 | 0 | 0 | 12
NO |  | 275 | 2012 | 36 | 4 | 4 |  | Plains | Aspen | 138 | 138 | Steel Pole | 8.91 | 0 | 1 | 477.0 kcmil ACSR | 0 | 0 | 0 | 0 | 0 | 0 | 0 | 0 | 0 | 0 | 0 | 0 | 0 | 0 | 0 | 0 | 0 | 0 | 0 | 0 | 0 | 0 | 0 | 12
NO |  | 275 | 2012 | 36 | 5 | 5 |  | Plains | Aspen | 138 | 138 | Steel Pole | 0 | 1.28 | 2 | 477.0 kcmil ACSR | 0 | 0 | 0 | 0 | 0 | 0 | 0 | 0 | 0 | 0 | 0 | 0 | 0 | 0 | 0 | 0 | 0 | 0 | 0 | 0 | 0 | 0 | 0 | 12
NO |  | 275 | 2012 | 36 | 6 | 6 |  | Plains | Aspen | 138 | 138 | Steel Pole | 0.06 | 0 | 1 | 477.0 kcmil ACSR | 0 | 0 | 0 | 0 | 0 | 0 | 0 | 0 | 0 | 0 | 0 | 0 | 0 | 0 | 0 | 0 | 0 | 0 | 0 | 0 | 0 | 0 | 0 | 12
NO |  | 275 | 2012 | 36 | 7 | 7 |  | Plains | Aspen | 138 | 138 | Steel Pole | 0 | 0.05 | 3 | 477.0 kcmil ACSR | 0 | 0 | 0 | 0 | 0 | 0 | 0 | 0 | 0 | 0 | 0 | 0 | 0 | 0 | 0 | 0 | 0 | 0 | 0 | 0 | 0 | 0 | 0 | 12
NO |  | 275 | 2012 | 36 | 8 | 8 |  | Plains | Aspen | 138 | 138 | Steel Pole | 0 | 0.83 | 3 | 477.0 kcmil ACSR | 0 | 0 | 0 | 0 | 0 | 0 | 0 | 0 | 0 | 0 | 0 | 0 | 0 | 0 | 0 | 0 | 0 | 0 | 0 | 0 | 0 | 0 | 0 | 12
NO |  | 275 | 2012 | 36 | 9 | 9 |  | Plains | Aspen | 138 | 138 | Steel Pole | 0 | 0.01 | 2 | 477.0 kcmil ACSR | 0 | 0 | 0 | 0 | 0 | 0 | 0 | 0 | 0 | 0 | 0 | 0 | 0 | 0 | 0 | 0 | 0 | 0 | 0 | 0 | 0 | 0 | 0 | 12
NO |  | 275 | 2012 | 36 | 10 | 10 |  | Plains | Aspen | 138 | 138 | Steel Pole | 0 | 0.75 | 2 | 477.0 kcmil ACSR | 0 | 0 | 0 | 0 | 0 | 0 | 0 | 0 | 0 | 0 | 0 | 0 | 0 | 0 | 0 | 0 | 0 | 0 | 0 | 0 | 0 | 0 | 0 | 12
NO |  | 275 | 2012 | 36 | 11 | 11 |  | Plains | Aspen | 138 | 138 | Steel Pole | 0 | 0.09 | 2 | 477.0 kcmil ACSR | 0 | 0 | 0 | 0 | 0 | 0 | 0 | 0 | 0 | 0 | 0 | 0 | 0 | 0 | 0 | 0 | 0 | 0 | 0 | 0 | 0 | 0 | 0 | 12
NO |  | 275 | 2012 | 36 | 12 | 12 |  | Plains | Aspen | 138 | 138 | Steel Pole | 0.06 | 0 | 1 | 477.0 kcmil ACSR | 0 | 0 | 0 | 0 | 0 | 0 | 0 | 0 | 0 | 0 | 0 | 0 | 0 | 0 | 0 | 0 | 0 | 0 | 0 | 0 | 0 | 0 | 0 | 12
NO |  | 275 | 2012 | 36 | 13 | 13 |  | Plains | Aspen | 138 | 138 | Steel Pole | 0.03 | 0 | 1 | 477.0 kcmil ACSR | 0 | 0 | 0 | 0 | 0 | 0 | 0 | 0 | 0 | 0 | 0 | 0 | 0 | 0 | 0 | 0 | 0 | 0 | 0 | 0 | 0 | 0 | 0 | 12
NO |  | 275 | 2012 | 36 | 14 | 14 |  | Pleasant Prairie SW YD | Bain | 345 | 345 | Lattice Tower | 0 | 0.83 | 2 | 2156.0 kcmil ACSR | 0 | 0 | 0 | 0 | 0 | 0 | 0 | 0 | 0 | 0 | 0 | 0 | 0 | 0 | 0 | 0 | 0 | 0 | 0 | 0 | 0 | 0 | 0 | 12
NO |  | 275 | 2012 | 36 | 15 | 15 |  | Pleasant Prairie SW YD | Bain | 345 | 345 | Lattice Tower | 0.88 | 0 | 1 | 2156.0 kcmil ACSR | 0 | 0 | 0 | 0 | 0 | 0 | 0 | 0 | 0 | 0 | 0 | 0 | 0 | 0 | 0 | 0 | 0 | 0 | 0 | 0 | 0 | 0 | 0 | 12
NO |  | 275 | 2012 | 36 | 16 | 16 |  | Pleasant Prairie SW YD | Arcadian | 345 | 345 | Lattice Tower | 0 | 14.61 | 2 | 2156.0 kcmil ACSR | 0 | 0 | 0 | 0 | 0 | 0 | 0 | 0 | 0 | 0 | 0 | 0 | 0 | 0 | 0 | 0 | 0 | 0 | 0 | 0 | 0 | 0 | 0 | 12
NO |  | 275 | 2012 | 36 | 17 | 17 |  | Pleasant Prairie SW YD | Arcadian | 345 | 345 | Lattice Tower | 0 | 1.81 | 2 | 2156.0 kcmil ACSR | 0 | 0 | 0 | 0 | 0 | 0 | 0 | 0 | 0 | 0 | 0 | 0 | 0 | 0 | 0 | 0 | 0 | 0 | 0 | 0 | 0 | 0 | 0 | 12
NO |  | 275 | 2012 | 36 | 18 | 18 |  | Pleasant Prairie SW YD | Arcadian | 345 | 345 | Lattice Tower | 0.28 | 0 | 1 | 2156.0 kcmil ACSR | 0 | 0 | 0 | 0 | 0 | 0 | 0 | 0 | 0 | 0 | 0 | 0 | 0 | 0 | 0 | 0 | 0 | 0 | 0 | 0 | 0 | 0 | 0 | 12
NO |  | 275 | 2012 | 36 | 19 | 19 |  | Pleasant Prairie SW YD | Arcadian | 345 | 345 | Lattice Tower | 0 | 0.08 | 2 | 2156.0 kcmil ACSR | 0 | 0 | 0 | 0 | 0 | 0 | 0 | 0 | 0 | 0 | 0 | 0 | 0 | 0 | 0 | 0 | 0 | 0 | 0 | 0 | 0 | 0 | 0 | 12
NO |  | 275 | 2012 | 36 | 20 | 20 |  | Pleasant Prairie SW YD | Arcadian | 345 | 345 | Lattice Tower | 0 | 0.15 | 2 | 2156.0 kcmil ACSR | 0 | 0 | 0 | 0 | 0 | 0 | 0 | 0 | 0 | 0 | 0 | 0 | 0 | 0 | 0 | 0 | 0 | 0 | 0 | 0 | 0 | 0 | 0 | 12
NO |  | 275 | 2012 | 36 | 21 | 21 |  | Pleasant Prairie SW YD | Arcadian | 345 | 345 | Lattice Tower | 0 | 3.07 | 2 | 2156.0 kcmil ACSR | 0 | 0 | 0 | 0 | 0 | 0 | 0 | 0 | 0 | 0 | 0 | 0 | 0 | 0 | 0 | 0 | 0 | 0 | 0 | 0 | 0 | 0 | 0 | 12
NO |  | 275 | 2012 | 36 | 22 | 22 |  | Pleasant Prairie SW YD | Arcadian | 345 | 345 | Lattice Tower | 0 | 30.86 | 2 | 2156.0 kcmil ACSR | 0 | 0 | 0 | 0 | 0 | 0 | 0 | 0 | 0 | 0 | 0 | 0 | 0 | 0 | 0 | 0 | 0 | 0 | 0 | 0 | 0 | 0 | 0 | 12
NO |  | 275 | 2012 | 36 | 23 | 23 |  | Pleasant Prairie SW YD | Arcadian | 345 | 345 | Lattice Tower | 0 | 0.4 | 2 | 2156.0 kcmil ACSR | 0 | 0 | 0 | 0 | 0 | 0 | 0 | 0 | 0 | 0 | 0 | 0 | 0 | 0 | 0 | 0 | 0 | 0 | 0 | 0 | 0 | 0 | 0 | 12
NO |  | 275 | 2012 | 36 | 24 | 24 |  | Pleasant Prairie SW YD | Arcadian | 345 | 345 | Lattice Tower | 0 | 0.16 | 2 | 2156.0 kcmil ACSR | 0 | 0 | 0 | 0 | 0 | 0 | 0 | 0 | 0 | 0 | 0 | 0 | 0 | 0 | 0 | 0 | 0 | 0 | 0 | 0 | 0 | 0 | 0 | 12
NO |  | 275 | 2012 | 36 | 25 | 25 |  | Pleasant Prairie SW YD | Bain | 345 | 345 | Lattice Tower | 0 | 0.61 | 2 | 2156.0 kcmil ACSR | 0 | 0 | 0 | 0 | 0 | 0 | 0 | 0 | 0 | 0 | 0 | 0 | 0 | 0 | 0 | 0 | 0 | 0 | 0 | 0 | 0 | 0 | 0 | 12
NO |  | 275 | 2012 | 36 | 26 | 26 |  | Pleasant Prairie SW YD | Bain | 345 | 345 | Lattice Tower | 0.54 | 0 | 1 | 2156.0 kcmil ACSR | 0 | 0 | 0 | 0 | 0 | 0 | 0 | 0 | 0 | 0 | 0 | 0 | 0 | 0 | 0 | 0 | 0 | 0 | 0 | 0 | 0 | 0 | 0 | 12
NO |  | 275 | 2012 | 36 | 27 | 27 |  | Pleasant Prairie SW YD | Zion | 345 | 345 | Lattice Tower | 0 | 0.09 | 2 | 2156.0 kcmil ACSR | 0 | 0 | 0 | 0 | 0 | 0 | 0 | 0 | 0 | 0 | 0 | 0 | 0 | 0 | 0 | 0 | 0 | 0 | 0 | 0 | 0 | 0 | 0 | 12
NO |  | 275 | 2012 | 36 | 28 | 28 |  | Pleasant Prairie SW YD | Zion | 345 | 345 | Lattice Tower | 0 | 0.93 | 2 | 2156.0 kcmil ACSR | 0 | 0 | 0 | 0 | 0 | 0 | 0 | 0 | 0 | 0 | 0 | 0 | 0 | 0 | 0 | 0 | 0 | 0 | 0 | 0 | 0 | 0 | 0 | 12
NO |  | 275 | 2012 | 36 | 29 | 29 |  | Pleasant Prairie SW YD | Zion | 345 | 345 | Lattice Tower | 0 | 2.21 | 2 | 2156.0 kcmil ACSR | 0 | 0 | 0 | 0 | 0 | 0 | 0 | 0 | 0 | 0 | 0 | 0 | 0 | 0 | 0 | 0 | 0 | 0 | 0 | 0 | 0 | 0 | 0 | 12
NO |  | 275 | 2012 | 36 | 30 | 30 |  | Pleasant Prairie SW YD | Zion | 345 | 345 | Lattice Tower | 0.11 | 0 | 1 | 2156.0 kcmil ACSR | 0 | 0 | 0 | 0 | 0 | 0 | 0 | 0 | 0 | 0 | 0 | 0 | 0 | 0 | 0 | 0 | 0 | 0 | 0 | 0 | 0 | 0 | 0 | 12
NO |  | 275 | 2012 | 36 | 31 | 31 |  | Pleasant Prairie SW YD | Zion | 345 | 345 | Lattice Tower | 0 | 0.17 | 2 | 2156.0 kcmil ACSR | 0 | 0 | 0 | 0 | 0 | 0 | 0 | 0 | 0 | 0 | 0 | 0 | 0 | 0 | 0 | 0 | 0 | 0 | 0 | 0 | 0 | 0 | 0 | 12
NO |  | 275 | 2012 | 36 | 32 | 32 |  | Pleasant Valley | Arthur Road | 138 | 138 | Various | 1.17 | 0 | 1 | 477.0 kcmil ACSR | 0 | 0 | 0 | 0 | 0 | 0 | 0 | 0 | 0 | 0 | 0 | 0 | 0 | 0 | 0 | 0 | 0 | 0 | 0 | 0 | 0 | 0 | 0 | 12
NO |  | 275 | 2012 | 36 | 33 | 33 |  | Pleasant Valley | Arthur Road | 138 | 138 | Various | 1.79 | 0 | 1 | 477.0 kcmil ACSR | 0 | 0 | 0 | 0 | 0 | 0 | 0 | 0 | 0 | 0 | 0 | 0 | 0 | 0 | 0 | 0 | 0 | 0 | 0 | 0 | 0 | 0 | 0 | 12
NO |  | 275 | 2012 | 36 | 34 | 34 |  | Pleasant Valley | Arthur Road | 138 | 138 | Various | 4.01 | 0 | 1 | 477.0 kcmil ACSR | 0 | 0 | 0 | 0 | 0 | 0 | 0 | 0 | 0 | 0 | 0 | 0 | 0 | 0 | 0 | 0 | 0 | 0 | 0 | 0 | 0 | 0 | 0 | 12
NO |  | 275 | 2012 | 36 | 35 | 35 |  | Pleasant View | Cross Country | 138 | 138 | Wood Pole | 0.04 | 0 | 1 | 954.0 kcmil ACSR | 0 | 0 | 0 | 0 | 0 | 0 | 0 | 0 | 0 | 0 | 0 | 0 | 0 | 0 | 0 | 0 | 0 | 0 | 0 | 0 | 0 | 0 | 0 | 12
NO |  | 275 | 2012 | 37 | 1 | 1 |  | Pleasant View | Cross Country | 138 | 138 | Wood Pole | 0 | 0.64 | 2 | 954.0 kcmil ACSR | 0 | 0 | 0 | 0 | 0 | 0 | 0 | 0 | 0 | 0 | 0 | 0 | 0 | 0 | 0 | 0 | 0 | 0 | 0 | 0 | 0 | 0 | 0 | 12
NO |  | 275 | 2012 | 37 | 2 | 2 |  | Pleasant View | Cross Country | 138 | 138 | Wood Pole | 0 | 0.23 | 2 | 477.0 kcmil ACSR | 0 | 0 | 0 | 0 | 0 | 0 | 0 | 0 | 0 | 0 | 0 | 0 | 0 | 0 | 0 | 0 | 0 | 0 | 0 | 0 | 0 | 0 | 0 | 12
NO |  | 275 | 2012 | 37 | 3 | 3 |  | Pleasant View | Cross Country | 138 | 138 | Wood Pole | 0 | 0.14 | 2 | 477.0 kcmil ACSR | 0 | 0 | 0 | 0 | 0 | 0 | 0 | 0 | 0 | 0 | 0 | 0 | 0 | 0 | 0 | 0 | 0 | 0 | 0 | 0 | 0 | 0 | 0 | 12
NO |  | 275 | 2012 | 37 | 4 | 4 |  | Pleasant View | Cross Country | 138 | 138 | Wood Pole | 0 | 0.85 | 2 | 954.0 kcmil ACSR | 0 | 0 | 0 | 0 | 0 | 0 | 0 | 0 | 0 | 0 | 0 | 0 | 0 | 0 | 0 | 0 | 0 | 0 | 0 | 0 | 0 | 0 | 0 | 12
NO |  | 275 | 2012 | 37 | 5 | 5 |  | Pleasant View | Cross Country | 138 | 138 | Wood Pole | 0 | 0.1 | 2 | 954.0 kcmil ACSR | 0 | 0 | 0 | 0 | 0 | 0 | 0 | 0 | 0 | 0 | 0 | 0 | 0 | 0 | 0 | 0 | 0 | 0 | 0 | 0 | 0 | 0 | 0 | 12
NO |  | 275 | 2012 | 37 | 6 | 6 |  | Pleasant View | Cross Country | 138 | 138 | Wood Pole | 0 | 0.13 | 2 | 954.0 kcmil ACSR | 0 | 0 | 0 | 0 | 0 | 0 | 0 | 0 | 0 | 0 | 0 | 0 | 0 | 0 | 0 | 0 | 0 | 0 | 0 | 0 | 0 | 0 | 0 | 12
NO |  | 275 | 2012 | 37 | 7 | 7 |  | Pleasant View | Cross Country | 138 | 138 | Wood Pole | 0 | 0.23 | 2 | 477.0 kcmil ACSR | 0 | 0 | 0 | 0 | 0 | 0 | 0 | 0 | 0 | 0 | 0 | 0 | 0 | 0 | 0 | 0 | 0 | 0 | 0 | 0 | 0 | 0 | 0 | 12
NO |  | 275 | 2012 | 37 | 8 | 8 |  | Pleasant View | Cross Country | 138 | 138 | Wood Pole | 0 | 1.84 | 2 | 954.0 kcmil ACSR | 0 | 0 | 0 | 0 | 0 | 0 | 0 | 0 | 0 | 0 | 0 | 0 | 0 | 0 | 0 | 0 | 0 | 0 | 0 | 0 | 0 | 0 | 0 | 12
NO |  | 275 | 2012 | 37 | 9 | 9 |  | Pleasant View | Cross Country | 138 | 138 | Wood Pole | 0.14 | 0 | 1 | 954.0 kcmil ACSR | 0 | 0 | 0 | 0 | 0 | 0 | 0 | 0 | 0 | 0 | 0 | 0 | 0 | 0 | 0 | 0 | 0 | 0 | 0 | 0 | 0 | 0 | 0 | 12
NO |  | 275 | 2012 | 37 | 10 | 10 |  | Plymouth Sub 4 | Howards Grove | 138 | 138 | Steel Pole | 0 | 3.19 | 2 | 1033.5 kcmil ACSR | 0 | 0 | 0 | 0 | 0 | 0 | 0 | 0 | 0 | 0 | 0 | 0 | 0 | 0 | 0 | 0 | 0 | 0 | 0 | 0 | 0 | 0 | 0 | 12
NO |  | 275 | 2012 | 37 | 11 | 11 |  | Plymouth Sub 4 | Howards Grove | 138 | 138 | Steel Pole | 0 | 2.41 | 2 | 477.0 kcmil ACSR | 0 | 0 | 0 | 0 | 0 | 0 | 0 | 0 | 0 | 0 | 0 | 0 | 0 | 0 | 0 | 0 | 0 | 0 | 0 | 0 | 0 | 0 | 0 | 12
NO |  | 275 | 2012 | 37 | 12 | 12 |  | Plymouth Sub 4 | Howards Grove | 138 | 138 | Steel Pole | 0 | 1.59 | 2 | 477.0 kcmil ACSR | 0 | 0 | 0 | 0 | 0 | 0 | 0 | 0 | 0 | 0 | 0 | 0 | 0 | 0 | 0 | 0 | 0 | 0 | 0 | 0 | 0 | 0 | 0 | 12
NO |  | 275 | 2012 | 37 | 13 | 13 |  | Point Beach SW YD | Forest Junction | 345 | 345 | Various | 17.95 | 0 | 1 | 2156.0 kcmil ACSR | 0 | 0 | 0 | 0 | 0 | 0 | 0 | 0 | 0 | 0 | 0 | 0 | 0 | 0 | 0 | 0 | 0 | 0 | 0 | 0 | 0 | 0 | 0 | 12
NO |  | 275 | 2012 | 37 | 14 | 14 |  | Point Beach SW YD | Forest Junction | 345 | 345 | Various | 0 | 12.37 | 2 | 2156.0 kcmil ACSR | 0 | 0 | 0 | 0 | 0 | 0 | 0 | 0 | 0 | 0 | 0 | 0 | 0 | 0 | 0 | 0 | 0 | 0 | 0 | 0 | 0 | 0 | 0 | 12
NO |  | 275 | 2012 | 37 | 15 | 15 |  | Point Beach SW YD | Forest Junction | 345 | 345 | Various | 0.04 | 0 | 1 | 2156.0 kcmil ACSR | 0 | 0 | 0 | 0 | 0 | 0 | 0 | 0 | 0 | 0 | 0 | 0 | 0 | 0 | 0 | 0 | 0 | 0 | 0 | 0 | 0 | 0 | 0 | 12
NO |  | 275 | 2012 | 37 | 16 | 16 |  | Point Beach SW YD | Forest Junction | 345 | 345 | Various | 0.39 | 0 | 1 | 2156.0 kcmil ACSR | 0 | 0 | 0 | 0 | 0 | 0 | 0 | 0 | 0 | 0 | 0 | 0 | 0 | 0 | 0 | 0 | 0 | 0 | 0 | 0 | 0 | 0 | 0 | 12
NO |  | 275 | 2012 | 37 | 17 | 17 |  | Port Edwards | Lakehead Vesper SW STR | 138 | 138 | Wood Pole | 0.16 | 0 | 1 | 795.0 kcmil ACSR | 0 | 0 | 0 | 0 | 0 | 0 | 0 | 0 | 0 | 0 | 0 | 0 | 0 | 0 | 0 | 0 | 0 | 0 | 0 | 0 | 0 | 0 | 0 | 12
NO |  | 275 | 2012 | 37 | 18 | 18 |  | Port Edwards | Lakehead Vesper SW STR | 138 | 138 | Wood Pole | 6.66 | 0 | 1 | 795.0 kcmil ACSR | 0 | 0 | 0 | 0 | 0 | 0 | 0 | 0 | 0 | 0 | 0 | 0 | 0 | 0 | 0 | 0 | 0 | 0 | 0 | 0 | 0 | 0 | 0 | 12
NO |  | 275 | 2012 | 37 | 19 | 19 |  | Port Edwards | Lakehead Vesper SW STR | 138 | 138 | Wood Pole | 1.86 | 0 | 1 | 795.0 kcmil ACSR | 0 | 0 | 0 | 0 | 0 | 0 | 0 | 0 | 0 | 0 | 0 | 0 | 0 | 0 | 0 | 0 | 0 | 0 | 0 | 0 | 0 | 0 | 0 | 12
NO |  | 275 | 2012 | 37 | 20 | 20 |  | Port Edwards | Vulcan Chem | 138 | 138 | Steel Pole | 0 | 0.17 | 2 | 795.0 kcmil ACSR | 0 | 0 | 0 | 0 | 0 | 0 | 0 | 0 | 0 | 0 | 0 | 0 | 0 | 0 | 0 | 0 | 0 | 0 | 0 | 0 | 0 | 0 | 0 | 12
NO |  | 275 | 2012 | 37 | 21 | 21 |  | Port Edwards | Vulcan Chem | 138 | 138 | Steel Pole | 0 | 0.05 | 2 | 795.0 kcmil ACSR | 0 | 0 | 0 | 0 | 0 | 0 | 0 | 0 | 0 | 0 | 0 | 0 | 0 | 0 | 0 | 0 | 0 | 0 | 0 | 0 | 0 | 0 | 0 | 12
NO |  | 275 | 2012 | 37 | 22 | 22 |  | Port Edwards | Vulcan Chem | 138 | 138 | Various | 0 | 0.11 | 2 | 795.0 kcmil ACSR | 0 | 0 | 0 | 0 | 0 | 0 | 0 | 0 | 0 | 0 | 0 | 0 | 0 | 0 | 0 | 0 | 0 | 0 | 0 | 0 | 0 | 0 | 0 | 12
NO |  | 275 | 2012 | 37 | 23 | 23 |  | Port Edwards | Vulcan Chem | 138 | 138 | Various | 0 | 0.05 | 2 | 795.0 kcmil ACSR | 0 | 0 | 0 | 0 | 0 | 0 | 0 | 0 | 0 | 0 | 0 | 0 | 0 | 0 | 0 | 0 | 0 | 0 | 0 | 0 | 0 | 0 | 0 | 12
NO |  | 275 | 2012 | 37 | 24 | 24 |  | Port Washington SW YD | Range Line SW | 138 | 138 | Various | 0 | 21.27 | 2 | 477.0 kcmil ACSR | 0 | 0 | 0 | 0 | 0 | 0 | 0 | 0 | 0 | 0 | 0 | 0 | 0 | 0 | 0 | 0 | 0 | 0 | 0 | 0 | 0 | 0 | 0 | 12
NO |  | 275 | 2012 | 37 | 25 | 25 |  | Port Washington SW YD | Saukville | 138 | 138 | Lattice Tower | 0 | 3.47 | 2 | 477.0 kcmil ACSR | 0 | 0 | 0 | 0 | 0 | 0 | 0 | 0 | 0 | 0 | 0 | 0 | 0 | 0 | 0 | 0 | 0 | 0 | 0 | 0 | 0 | 0 | 0 | 12
NO |  | 275 | 2012 | 37 | 26 | 26 |  | Port Washington SW YD | Saukville | 138 | 138 | Lattice Tower | 0 | 1.36 | 2 | 477.0 kcmil ACSR | 0 | 0 | 0 | 0 | 0 | 0 | 0 | 0 | 0 | 0 | 0 | 0 | 0 | 0 | 0 | 0 | 0 | 0 | 0 | 0 | 0 | 0 | 0 | 12
NO |  | 275 | 2012 | 37 | 27 | 27 |  | Port Washington SW YD | Range Line SW | 138 | 138 | Lattice Tower | 0 | 21.19 | 2 | 477.0 kcmil ACSR | 0 | 0 | 0 | 0 | 0 | 0 | 0 | 0 | 0 | 0 | 0 | 0 | 0 | 0 | 0 | 0 | 0 | 0 | 0 | 0 | 0 | 0 | 0 | 12
NO |  | 275 | 2012 | 37 | 28 | 28 |  | Port Washington SW YD | Range Line SW | 138 | 138 | Lattice Tower | 0 | 0.11 | 2 | 477.0 kcmil ACSR | 0 | 0 | 0 | 0 | 0 | 0 | 0 | 0 | 0 | 0 | 0 | 0 | 0 | 0 | 0 | 0 | 0 | 0 | 0 | 0 | 0 | 0 | 0 | 12
NO |  | 275 | 2012 | 37 | 29 | 29 |  | Port Washington SW YD | Range Line SW | 138 | 138 | Lattice Tower | 0 | 0.05 | 2 | 477.0 kcmil ACSR | 0 | 0 | 0 | 0 | 0 | 0 | 0 | 0 | 0 | 0 | 0 | 0 | 0 | 0 | 0 | 0 | 0 | 0 | 0 | 0 | 0 | 0 | 0 | 12
NO |  | 275 | 2012 | 37 | 30 | 30 |  | Port Washington SW YD | Saukville | 138 | 138 | Steel Pole | 0 | 1.35 | 2 | 477.0 kcmil ACSR | 0 | 0 | 0 | 0 | 0 | 0 | 0 | 0 | 0 | 0 | 0 | 0 | 0 | 0 | 0 | 0 | 0 | 0 | 0 | 0 | 0 | 0 | 0 | 12
NO |  | 275 | 2012 | 37 | 31 | 31 |  | Port Washington SW YD | Saukville | 138 | 138 | Steel Pole | 0 | 3.51 | 2 | 477.0 kcmil ACSR | 0 | 0 | 0 | 0 | 0 | 0 | 0 | 0 | 0 | 0 | 0 | 0 | 0 | 0 | 0 | 0 | 0 | 0 | 0 | 0 | 0 | 0 | 0 | 12
NO |  | 275 | 2012 | 37 | 32 | 32 |  | Port Washington SW YD | Saukville | 138 | 138 | H-Frame | 0.04 | 0 | 1 | 477.0 kcmil ACSR | 0 | 0 | 0 | 0 | 0 | 0 | 0 | 0 | 0 | 0 | 0 | 0 | 0 | 0 | 0 | 0 | 0 | 0 | 0 | 0 | 0 | 0 | 0 | 12
NO |  | 275 | 2012 | 37 | 33 | 33 |  | Port Washington SW YD | Saukville | 138 | 138 | H-Frame | 1.21 | 0 | 1 | 477.0 kcmil ACSR | 0 | 0 | 0 | 0 | 0 | 0 | 0 | 0 | 0 | 0 | 0 | 0 | 0 | 0 | 0 | 0 | 0 | 0 | 0 | 0 | 0 | 0 | 0 | 12
NO |  | 275 | 2012 | 37 | 34 | 34 |  | Port Washington SW YD | Saukville | 138 | 138 | H-Frame | 1.8 | 0 | 1 | 477.0 kcmil ACSR | 0 | 0 | 0 | 0 | 0 | 0 | 0 | 0 | 0 | 0 | 0 | 0 | 0 | 0 | 0 | 0 | 0 | 0 | 0 | 0 | 0 | 0 | 0 | 12
NO |  | 275 | 2012 | 37 | 35 | 35 |  | Port Washington SW YD | Saukville | 138 | 138 | H-Frame | 0.61 | 0 | 1 | 477.0 kcmil ACSR | 0 | 0 | 0 | 0 | 0 | 0 | 0 | 0 | 0 | 0 | 0 | 0 | 0 | 0 | 0 | 0 | 0 | 0 | 0 | 0 | 0 | 0 | 0 | 12
NO |  | 275 | 2012 | 38 | 1 | 1 |  | Port Washington SW YD | Saukville | 138 | 138 | H-Frame | 1.13 | 0 | 1 | 477.0 kcmil ACSR | 0 | 0 | 0 | 0 | 0 | 0 | 0 | 0 | 0 | 0 | 0 | 0 | 0 | 0 | 0 | 0 | 0 | 0 | 0 | 0 | 0 | 0 | 0 | 12
NO |  | 275 | 2012 | 38 | 2 | 2 |  | Portage | Columbia SW YD (ALTE) | 138 | 138 | Steel Pole | 0 | 5.62 | 2 | 795.0 kcmil ACSR | 0 | 0 | 0 | 0 | 0 | 0 | 0 | 0 | 0 | 0 | 0 | 0 | 0 | 0 | 0 | 0 | 0 | 0 | 0 | 0 | 0 | 0 | 0 | 12
NO |  | 275 | 2012 | 38 | 3 | 3 |  | Portage | Trienda | 138 | 138 | Various | 0.01 | 0 | 1 | 795.0 kcmil ACSR | 0 | 0 | 0 | 0 | 0 | 0 | 0 | 0 | 0 | 0 | 0 | 0 | 0 | 0 | 0 | 0 | 0 | 0 | 0 | 0 | 0 | 0 | 0 | 12
NO |  | 275 | 2012 | 38 | 4 | 4 |  | Portage | Trienda | 138 | 138 | Various | 0.03 | 0 | 1 | 795.0 kcmil ACSR | 0 | 0 | 0 | 0 | 0 | 0 | 0 | 0 | 0 | 0 | 0 | 0 | 0 | 0 | 0 | 0 | 0 | 0 | 0 | 0 | 0 | 0 | 0 | 12
NO |  | 275 | 2012 | 38 | 5 | 5 |  | Portage | Trienda | 138 | 138 | Various | 0.08 | 0 | 1 | 795.0 kcmil ACSR | 0 | 0 | 0 | 0 | 0 | 0 | 0 | 0 | 0 | 0 | 0 | 0 | 0 | 0 | 0 | 0 | 0 | 0 | 0 | 0 | 0 | 0 | 0 | 12
NO |  | 275 | 2012 | 38 | 6 | 6 |  | Portage | Trienda | 138 | 138 | Various | 0 | 0.86 | 2 | 795.0 kcmil ACSR | 0 | 0 | 0 | 0 | 0 | 0 | 0 | 0 | 0 | 0 | 0 | 0 | 0 | 0 | 0 | 0 | 0 | 0 | 0 | 0 | 0 | 0 | 0 | 12
NO |  | 275 | 2012 | 38 | 7 | 7 |  | Portage | Trienda | 138 | 138 | Various | 0 | 0.07 | 2 | 795.0 kcmil ACSR | 0 | 0 | 0 | 0 | 0 | 0 | 0 | 0 | 0 | 0 | 0 | 0 | 0 | 0 | 0 | 0 | 0 | 0 | 0 | 0 | 0 | 0 | 0 | 12
NO |  | 275 | 2012 | 38 | 8 | 8 |  | Portage | Trienda | 138 | 138 | Various | 0.13 | 0 | 1 | 795.0 kcmil ACSR | 0 | 0 | 0 | 0 | 0 | 0 | 0 | 0 | 0 | 0 | 0 | 0 | 0 | 0 | 0 | 0 | 0 | 0 | 0 | 0 | 0 | 0 | 0 | 12
NO |  | 275 | 2012 | 38 | 9 | 9 |  | Portage | Trienda | 138 | 138 | Various | 0.4 | 0 | 1 | 795.0 kcmil ACSR | 0 | 0 | 0 | 0 | 0 | 0 | 0 | 0 | 0 | 0 | 0 | 0 | 0 | 0 | 0 | 0 | 0 | 0 | 0 | 0 | 0 | 0 | 0 | 12
NO |  | 275 | 2012 | 38 | 10 | 10 |  | Portage | Trienda | 138 | 138 | Various | 0.07 | 0 | 1 | 795.0 kcmil ACSR | 0 | 0 | 0 | 0 | 0 | 0 | 0 | 0 | 0 | 0 | 0 | 0 | 0 | 0 | 0 | 0 | 0 | 0 | 0 | 0 | 0 | 0 | 0 | 12
NO |  | 275 | 2012 | 38 | 11 | 11 |  | Portage | Trienda | 138 | 138 | Various | 0.81 | 0 | 1 | 795.0 kcmil ACSR | 0 | 0 | 0 | 0 | 0 | 0 | 0 | 0 | 0 | 0 | 0 | 0 | 0 | 0 | 0 | 0 | 0 | 0 | 0 | 0 | 0 | 0 | 0 | 12
NO |  | 275 | 2012 | 38 | 12 | 12 |  | Portage | Trienda | 138 | 138 | Various | 0.1 | 0 | 1 | 795.0 kcmil ACSR | 0 | 0 | 0 | 0 | 0 | 0 | 0 | 0 | 0 | 0 | 0 | 0 | 0 | 0 | 0 | 0 | 0 | 0 | 0 | 0 | 0 | 0 | 0 | 12
NO |  | 275 | 2012 | 38 | 13 | 13 |  | Portage | Trienda | 138 | 138 | Various | 0.1 | 0 | 1 | 795.0 kcmil ACSR | 0 | 0 | 0 | 0 | 0 | 0 | 0 | 0 | 0 | 0 | 0 | 0 | 0 | 0 | 0 | 0 | 0 | 0 | 0 | 0 | 0 | 0 | 0 | 12
NO |  | 275 | 2012 | 38 | 14 | 14 |  | Portage | Trienda | 138 | 138 | Various | 0.29 | 0 | 1 | 795.0 kcmil ACSR | 0 | 0 | 0 | 0 | 0 | 0 | 0 | 0 | 0 | 0 | 0 | 0 | 0 | 0 | 0 | 0 | 0 | 0 | 0 | 0 | 0 | 0 | 0 | 12
NO |  | 275 | 2012 | 38 | 15 | 15 |  | Portage | Trienda | 138 | 138 | Various | 0.12 | 0 | 1 | 795.0 kcmil ACSR | 0 | 0 | 0 | 0 | 0 | 0 | 0 | 0 | 0 | 0 | 0 | 0 | 0 | 0 | 0 | 0 | 0 | 0 | 0 | 0 | 0 | 0 | 0 | 12
NO |  | 275 | 2012 | 38 | 16 | 16 |  | Portage | Trienda | 138 | 138 | Various | 0.07 | 0 | 1 | 795.0 kcmil ACSR | 0 | 0 | 0 | 0 | 0 | 0 | 0 | 0 | 0 | 0 | 0 | 0 | 0 | 0 | 0 | 0 | 0 | 0 | 0 | 0 | 0 | 0 | 0 | 12
NO |  | 275 | 2012 | 38 | 17 | 17 |  | Portage | Columbia SW YD (ALTE) | 138 | 138 | Steel Pole | 0 | 5.65 | 2 | 795.0 kcmil ACSR | 0 | 0 | 0 | 0 | 0 | 0 | 0 | 0 | 0 | 0 | 0 | 0 | 0 | 0 | 0 | 0 | 0 | 0 | 0 | 0 | 0 | 0 | 0 | 12
NO |  | 275 | 2012 | 38 | 18 | 18 |  | Portage | Hamilton St SW STR | 138 | 138 | H-Frame | 0.02 | 0 | 1 | 795.0 kcmil ACSR | 0 | 0 | 0 | 0 | 0 | 0 | 0 | 0 | 0 | 0 | 0 | 0 | 0 | 0 | 0 | 0 | 0 | 0 | 0 | 0 | 0 | 0 | 0 | 12
NO |  | 275 | 2012 | 38 | 19 | 19 |  | Portage | Hamilton St SW STR | 138 | 138 | H-Frame | 0 | 1.1 | 2 | 477.0 kcmil ACSR | 0 | 0 | 0 | 0 | 0 | 0 | 0 | 0 | 0 | 0 | 0 | 0 | 0 | 0 | 0 | 0 | 0 | 0 | 0 | 0 | 0 | 0 | 0 | 12
NO |  | 275 | 2012 | 38 | 20 | 20 |  | Portage | Hamilton St SW STR | 138 | 138 | H-Frame | 0.03 | 0 | 1 | 477.0 kcmil ACSR | 0 | 0 | 0 | 0 | 0 | 0 | 0 | 0 | 0 | 0 | 0 | 0 | 0 | 0 | 0 | 0 | 0 | 0 | 0 | 0 | 0 | 0 | 0 | 12
NO |  | 275 | 2012 | 38 | 21 | 21 |  | Portage | Trienda | 138 | 138 | H-Frame | 1.81 | 0 | 1 | 795.0 kcmil ACSR | 0 | 0 | 0 | 0 | 0 | 0 | 0 | 0 | 0 | 0 | 0 | 0 | 0 | 0 | 0 | 0 | 0 | 0 | 0 | 0 | 0 | 0 | 0 | 12
NO |  | 275 | 2012 | 38 | 22 | 22 |  | Portage | Trienda | 138 | 138 | H-Frame | 0.54 | 0 | 1 | 795.0 kcmil ACSR | 0 | 0 | 0 | 0 | 0 | 0 | 0 | 0 | 0 | 0 | 0 | 0 | 0 | 0 | 0 | 0 | 0 | 0 | 0 | 0 | 0 | 0 | 0 | 12
NO |  | 275 | 2012 | 38 | 23 | 23 |  | Portage | Trienda | 138 | 138 | H-Frame | 0.11 | 0 | 1 | 795.0 kcmil ACSR | 0 | 0 | 0 | 0 | 0 | 0 | 0 | 0 | 0 | 0 | 0 | 0 | 0 | 0 | 0 | 0 | 0 | 0 | 0 | 0 | 0 | 0 | 0 | 12
NO |  | 275 | 2012 | 38 | 24 | 24 |  | Portage | Trienda | 138 | 138 | H-Frame | 0 | 0.87 | 2 | 795.0 kcmil ACSR | 0 | 0 | 0 | 0 | 0 | 0 | 0 | 0 | 0 | 0 | 0 | 0 | 0 | 0 | 0 | 0 | 0 | 0 | 0 | 0 | 0 | 0 | 0 | 12
NO |  | 275 | 2012 | 38 | 25 | 25 |  | Portage | Trienda | 138 | 138 | H-Frame | 0 | 0.07 | 2 | 795.0 kcmil ACSR | 0 | 0 | 0 | 0 | 0 | 0 | 0 | 0 | 0 | 0 | 0 | 0 | 0 | 0 | 0 | 0 | 0 | 0 | 0 | 0 | 0 | 0 | 0 | 12
NO |  | 275 | 2012 | 38 | 26 | 26 |  | Portage | Trienda | 138 | 138 | H-Frame | 0 | 0.82 | 2 | 336.4 kcmil ACSR | 0 | 0 | 0 | 0 | 0 | 0 | 0 | 0 | 0 | 0 | 0 | 0 | 0 | 0 | 0 | 0 | 0 | 0 | 0 | 0 | 0 | 0 | 0 | 12
NO |  | 275 | 2012 | 38 | 27 | 27 |  | Potosi SW STR | Hillman | 138 | 138 | H-Frame | 12.04 | 0 | 1 | 795.0 kcmil ACSR | 0 | 0 | 0 | 0 | 0 | 0 | 0 | 0 | 0 | 0 | 0 | 0 | 0 | 0 | 0 | 0 | 0 | 0 | 0 | 0 | 0 | 0 | 0 | 12
NO |  | 275 | 2012 | 38 | 28 | 28 |  | Potosi SW STR | Potosi | 138 | 138 | H-Frame | 0.01 | 0 | 1 | 795.0 kcmil ACSR | 0 | 0 | 0 | 0 | 0 | 0 | 0 | 0 | 0 | 0 | 0 | 0 | 0 | 0 | 0 | 0 | 0 | 0 | 0 | 0 | 0 | 0 | 0 | 12
NO |  | 275 | 2012 | 38 | 29 | 29 |  | Preble | Tower Dr | 138 | 138 | Lattice Tower | 0.02 | 0 | 1 | 795.0 kcmil ACSR | 0 | 0 | 0 | 0 | 0 | 0 | 0 | 0 | 0 | 0 | 0 | 0 | 0 | 0 | 0 | 0 | 0 | 0 | 0 | 0 | 0 | 0 | 0 | 12
NO |  | 275 | 2012 | 38 | 30 | 30 |  | Preble | Tower Dr | 138 | 138 | Lattice Tower | 2.06 | 0 | 1 | 4/0 AWG ACSR 6/1 | 0 | 0 | 0 | 0 | 0 | 0 | 0 | 0 | 0 | 0 | 0 | 0 | 0 | 0 | 0 | 0 | 0 | 0 | 0 | 0 | 0 | 0 | 0 | 12
NO |  | 275 | 2012 | 38 | 31 | 31 |  | Preble | Tower Dr | 138 | 138 | Lattice Tower | 0.06 | 0 | 1 | 4/0 AWG ACSR 6/1 | 0 | 0 | 0 | 0 | 0 | 0 | 0 | 0 | 0 | 0 | 0 | 0 | 0 | 0 | 0 | 0 | 0 | 0 | 0 | 0 | 0 | 0 | 0 | 12
NO |  | 275 | 2012 | 38 | 32 | 32 |  | Preble | Tower Dr | 138 | 138 | Lattice Tower | 0.13 | 0 | 1 | 477.0 kcmil ACSR | 0 | 0 | 0 | 0 | 0 | 0 | 0 | 0 | 0 | 0 | 0 | 0 | 0 | 0 | 0 | 0 | 0 | 0 | 0 | 0 | 0 | 0 | 0 | 12
NO |  | 275 | 2012 | 38 | 33 | 33 |  | Preble | Tower Dr | 138 | 138 | Lattice Tower | 0 | 0.15 | 2 | 477.0 kcmil ACSR | 0 | 0 | 0 | 0 | 0 | 0 | 0 | 0 | 0 | 0 | 0 | 0 | 0 | 0 | 0 | 0 | 0 | 0 | 0 | 0 | 0 | 0 | 0 | 12
NO |  | 275 | 2012 | 38 | 34 | 34 |  | Preble | Tower Dr | 138 | 138 | Lattice Tower | 0 | 0.16 | 2 | 477.0 kcmil ACSR | 0 | 0 | 0 | 0 | 0 | 0 | 0 | 0 | 0 | 0 | 0 | 0 | 0 | 0 | 0 | 0 | 0 | 0 | 0 | 0 | 0 | 0 | 0 | 12
NO |  | 275 | 2012 | 38 | 35 | 35 |  | Preble | Tower Dr | 138 | 138 | Lattice Tower | 0 | 0.02 | 2 | 477.0 kcmil ACSR | 0 | 0 | 0 | 0 | 0 | 0 | 0 | 0 | 0 | 0 | 0 | 0 | 0 | 0 | 0 | 0 | 0 | 0 | 0 | 0 | 0 | 0 | 0 | 12
NO |  | 275 | 2012 | 39 | 1 | 1 |  | Presque Isle SW YD | Big Bay Tap | 138 | 138 | H-Frame | 1.07 | 0 | 1 | 605.0 kcmil ACSR | 0 | 0 | 0 | 0 | 0 | 0 | 0 | 0 | 0 | 0 | 0 | 0 | 0 | 0 | 0 | 0 | 0 | 0 | 0 | 0 | 0 | 0 | 0 | 12
NO |  | 275 | 2012 | 39 | 2 | 2 |  | Presque Isle SW YD | Big Bay Tap | 138 | 138 | H-Frame | 0.01 | 0 | 1 | 795.0 kcmil ACSR | 0 | 0 | 0 | 0 | 0 | 0 | 0 | 0 | 0 | 0 | 0 | 0 | 0 | 0 | 0 | 0 | 0 | 0 | 0 | 0 | 0 | 0 | 0 | 12
NO |  | 275 | 2012 | 39 | 3 | 3 |  | Presque Isle SW YD | North Lake | 138 | 138 | H-Frame | 18.84 | 0 | 1 | 605.0 kcmil ACSR | 0 | 0 | 0 | 0 | 0 | 0 | 0 | 0 | 0 | 0 | 0 | 0 | 0 | 0 | 0 | 0 | 0 | 0 | 0 | 0 | 0 | 0 | 0 | 12
NO |  | 275 | 2012 | 39 | 4 | 4 |  | Presque Isle SW YD | North Lake | 138 | 138 | H-Frame | 0.05 | 0 | 1 | 795.0 kcmil ACSR | 0 | 0 | 0 | 0 | 0 | 0 | 0 | 0 | 0 | 0 | 0 | 0 | 0 | 0 | 0 | 0 | 0 | 0 | 0 | 0 | 0 | 0 | 0 | 12
NO |  | 275 | 2012 | 39 | 5 | 5 |  | Presque Isle SW YD | North Lake | 138 | 138 | H-Frame | 0.28 | 0 | 1 | 605.0 kcmil ACSR | 0 | 0 | 0 | 0 | 0 | 0 | 0 | 0 | 0 | 0 | 0 | 0 | 0 | 0 | 0 | 0 | 0 | 0 | 0 | 0 | 0 | 0 | 0 | 12
NO |  | 275 | 2012 | 39 | 6 | 6 |  | Presque Isle SW YD | Perch Lake | 138 | 138 | H-Frame | 19.14 | 0 | 1 | 605.0 kcmil ACSR | 0 | 0 | 0 | 0 | 0 | 0 | 0 | 0 | 0 | 0 | 0 | 0 | 0 | 0 | 0 | 0 | 0 | 0 | 0 | 0 | 0 | 0 | 0 | 12
NO |  | 275 | 2012 | 39 | 7 | 7 |  | Presque Isle SW YD | Perch Lake | 138 | 138 | H-Frame | 17.4 | 0 | 1 | 605.0 kcmil ACSR | 0 | 0 | 0 | 0 | 0 | 0 | 0 | 0 | 0 | 0 | 0 | 0 | 0 | 0 | 0 | 0 | 0 | 0 | 0 | 0 | 0 | 0 | 0 | 12
NO |  | 275 | 2012 | 39 | 8 | 8 |  | Presque Isle SW YD | Perch Lake | 138 | 138 | H-Frame | 0.22 | 0 | 1 | 795.0 kcmil ACSR | 0 | 0 | 0 | 0 | 0 | 0 | 0 | 0 | 0 | 0 | 0 | 0 | 0 | 0 | 0 | 0 | 0 | 0 | 0 | 0 | 0 | 0 | 0 | 12
NO |  | 275 | 2012 | 39 | 9 | 9 |  | Presque Isle SW YD | Dead River (WE) | 138 | 138 | Steel Pole | 0.51 | 0 | 1 | 2156.0 kcmil ACSR | 0 | 0 | 0 | 0 | 0 | 0 | 0 | 0 | 0 | 0 | 0 | 0 | 0 | 0 | 0 | 0 | 0 | 0 | 0 | 0 | 0 | 0 | 0 | 12
NO |  | 275 | 2012 | 39 | 10 | 10 |  | Presque Isle SW YD | Empire Mine | 138 | 138 | H-Frame | 11.62 | 0 | 1 | 605.0 kcmil ACSR | 0 | 0 | 0 | 0 | 0 | 0 | 0 | 0 | 0 | 0 | 0 | 0 | 0 | 0 | 0 | 0 | 0 | 0 | 0 | 0 | 0 | 0 | 0 | 12
NO |  | 275 | 2012 | 39 | 11 | 11 |  | Presque Isle SW YD | Empire Mine | 138 | 138 | H-Frame | 0.25 | 0 | 1 | 605.0 kcmil ACSR | 0 | 0 | 0 | 0 | 0 | 0 | 0 | 0 | 0 | 0 | 0 | 0 | 0 | 0 | 0 | 0 | 0 | 0 | 0 | 0 | 0 | 0 | 0 | 12
NO |  | 275 | 2012 | 39 | 12 | 12 |  | Presque Isle SW YD | Empire Mine | 138 | 138 | H-Frame | 3.69 | 0 | 1 | 605.0 kcmil ACSR | 0 | 0 | 0 | 0 | 0 | 0 | 0 | 0 | 0 | 0 | 0 | 0 | 0 | 0 | 0 | 0 | 0 | 0 | 0 | 0 | 0 | 0 | 0 | 12
NO |  | 275 | 2012 | 39 | 13 | 13 |  | Presque Isle SW YD | Empire Mine | 138 | 138 | H-Frame | 0 | 0.12 | 2 | 605.0 kcmil ACSR | 0 | 0 | 0 | 0 | 0 | 0 | 0 | 0 | 0 | 0 | 0 | 0 | 0 | 0 | 0 | 0 | 0 | 0 | 0 | 0 | 0 | 0 | 0 | 12
NO |  | 275 | 2012 | 39 | 14 | 14 |  | Presque Isle SW YD | Empire Mine | 138 | 138 | H-Frame | 0.05 | 0 | 1 | 605.0 kcmil ACSR | 0 | 0 | 0 | 0 | 0 | 0 | 0 | 0 | 0 | 0 | 0 | 0 | 0 | 0 | 0 | 0 | 0 | 0 | 0 | 0 | 0 | 0 | 0 | 12
NO |  | 275 | 2012 | 39 | 15 | 15 |  | Presque Isle SW YD | Empire Mine | 138 | 138 | H-Frame | 0 | 1.33 | 2 | 605.0 kcmil ACSR | 0 | 0 | 0 | 0 | 0 | 0 | 0 | 0 | 0 | 0 | 0 | 0 | 0 | 0 | 0 | 0 | 0 | 0 | 0 | 0 | 0 | 0 | 0 | 12
NO |  | 275 | 2012 | 39 | 16 | 16 |  | Presque Isle SW YD | Empire Mine | 138 | 138 | H-Frame | 0 | 0.14 | 2 | 605.0 kcmil ACSR | 0 | 0 | 0 | 0 | 0 | 0 | 0 | 0 | 0 | 0 | 0 | 0 | 0 | 0 | 0 | 0 | 0 | 0 | 0 | 0 | 0 | 0 | 0 | 12
NO |  | 275 | 2012 | 39 | 17 | 17 |  | Presque Isle SW YD | Empire Mine | 138 | 138 | H-Frame | 0.04 | 0 | 1 | 605.0 kcmil ACSR | 0 | 0 | 0 | 0 | 0 | 0 | 0 | 0 | 0 | 0 | 0 | 0 | 0 | 0 | 0 | 0 | 0 | 0 | 0 | 0 | 0 | 0 | 0 | 12
NO |  | 275 | 2012 | 39 | 18 | 18 |  | Presque Isle SW YD | Tilden | 138 | 138 | Wood Pole | 0 | 3.31 | 2 | 336.4 kcmil ACSR | 0 | 0 | 0 | 0 | 0 | 0 | 0 | 0 | 0 | 0 | 0 | 0 | 0 | 0 | 0 | 0 | 0 | 0 | 0 | 0 | 0 | 0 | 0 | 12
NO |  | 275 | 2012 | 39 | 19 | 19 |  | Presque Isle SW YD | Tilden | 138 | 138 | Wood Pole | 13.17 | 0 | 1 | 336.4 kcmil ACSR | 0 | 0 | 0 | 0 | 0 | 0 | 0 | 0 | 0 | 0 | 0 | 0 | 0 | 0 | 0 | 0 | 0 | 0 | 0 | 0 | 0 | 0 | 0 | 12
NO |  | 275 | 2012 | 39 | 20 | 20 |  | Presque Isle SW YD | Tilden | 138 | 138 | Wood Pole | 0.23 | 0 | 1 | 795.0 kcmil ACSR | 0 | 0 | 0 | 0 | 0 | 0 | 0 | 0 | 0 | 0 | 0 | 0 | 0 | 0 | 0 | 0 | 0 | 0 | 0 | 0 | 0 | 0 | 0 | 12
NO |  | 275 | 2012 | 39 | 21 | 21 |  | Presque Isle SW YD | Tilden | 138 | 138 | Wood Pole | 9.11 | 0 | 1 | 605.0 kcmil ACSR | 0 | 0 | 0 | 0 | 0 | 0 | 0 | 0 | 0 | 0 | 0 | 0 | 0 | 0 | 0 | 0 | 0 | 0 | 0 | 0 | 0 | 0 | 0 | 12
NO |  | 275 | 2012 | 39 | 22 | 22 |  | Progress | Aviation | 138 | 138 | H-Frame | 1.85 | 0 | 1 | 336.4 kcmil ACSR | 0 | 0 | 0 | 0 | 0 | 0 | 0 | 0 | 0 | 0 | 0 | 0 | 0 | 0 | 0 | 0 | 0 | 0 | 0 | 0 | 0 | 0 | 0 | 12
NO |  | 275 | 2012 | 39 | 23 | 23 |  | Progress | Aviation | 138 | 138 | H-Frame | 0.03 | 0 | 1 | 795.0 kcmil ACSR | 0 | 0 | 0 | 0 | 0 | 0 | 0 | 0 | 0 | 0 | 0 | 0 | 0 | 0 | 0 | 0 | 0 | 0 | 0 | 0 | 0 | 0 | 0 | 12
NO |  | 275 | 2012 | 39 | 24 | 24 |  | Progress | Aviation | 138 | 138 | H-Frame | 0.61 | 0 | 1 | 477.0 kcmil ACSR | 0 | 0 | 0 | 0 | 0 | 0 | 0 | 0 | 0 | 0 | 0 | 0 | 0 | 0 | 0 | 0 | 0 | 0 | 0 | 0 | 0 | 0 | 0 | 12
NO |  | 275 | 2012 | 39 | 25 | 25 |  | Progress | Aviation | 138 | 138 | H-Frame | 0.09 | 0 | 1 | 477.0 kcmil ACSR | 0 | 0 | 0 | 0 | 0 | 0 | 0 | 0 | 0 | 0 | 0 | 0 | 0 | 0 | 0 | 0 | 0 | 0 | 0 | 0 | 0 | 0 | 0 | 12
NO |  | 275 | 2012 | 39 | 26 | 26 |  | Pulliam SW YD | James St | 138 | 138 | Steel Pole | 0 | 0.12 | 2 | 795.0 kcmil ACSR | 0 | 0 | 0 | 0 | 0 | 0 | 0 | 0 | 0 | 0 | 0 | 0 | 0 | 0 | 0 | 0 | 0 | 0 | 0 | 0 | 0 | 0 | 0 | 12
NO |  | 275 | 2012 | 39 | 27 | 27 |  | Pulliam SW YD | James St | 138 | 138 | Steel Pole | 0 | 1.09 | 2 | 795.0 kcmil ACSR | 0 | 0 | 0 | 0 | 0 | 0 | 0 | 0 | 0 | 0 | 0 | 0 | 0 | 0 | 0 | 0 | 0 | 0 | 0 | 0 | 0 | 0 | 0 | 12
NO |  | 275 | 2012 | 39 | 28 | 28 |  | Pulliam SW YD | James St | 138 | 138 | Steel Pole | 0 | 0.11 | 2 | 795.0 kcmil ACSR | 0 | 0 | 0 | 0 | 0 | 0 | 0 | 0 | 0 | 0 | 0 | 0 | 0 | 0 | 0 | 0 | 0 | 0 | 0 | 0 | 0 | 0 | 0 | 12
NO |  | 275 | 2012 | 39 | 29 | 29 |  | Pulliam SW YD | James St | 138 | 138 | Steel Pole | 0 | 0.32 | 2 | 795.0 kcmil ACSR | 0 | 0 | 0 | 0 | 0 | 0 | 0 | 0 | 0 | 0 | 0 | 0 | 0 | 0 | 0 | 0 | 0 | 0 | 0 | 0 | 0 | 0 | 0 | 12
NO |  | 275 | 2012 | 39 | 30 | 30 |  | Pulliam SW YD | Velp Ave | 138 | 138 | H-Frame | 2.27 | 0 | 1 | 336.4 kcmil ACSR | 0 | 0 | 0 | 0 | 0 | 0 | 0 | 0 | 0 | 0 | 0 | 0 | 0 | 0 | 0 | 0 | 0 | 0 | 0 | 0 | 0 | 0 | 0 | 12
NO |  | 275 | 2012 | 39 | 31 | 31 |  | Pulliam SW YD | Bayport SW STA | 138 | 138 | Various | 0.08 | 0 | 1 | 795.0 kcmil ACSR | 0 | 0 | 0 | 0 | 0 | 0 | 0 | 0 | 0 | 0 | 0 | 0 | 0 | 0 | 0 | 0 | 0 | 0 | 0 | 0 | 0 | 0 | 0 | 12
NO |  | 275 | 2012 | 39 | 32 | 32 |  | Pulliam SW YD | Bayport SW STA | 138 | 138 | Various | 0.04 | 0 | 1 | 795.0 kcmil ACSR | 0 | 0 | 0 | 0 | 0 | 0 | 0 | 0 | 0 | 0 | 0 | 0 | 0 | 0 | 0 | 0 | 0 | 0 | 0 | 0 | 0 | 0 | 0 | 12
NO |  | 275 | 2012 | 39 | 33 | 33 |  | Pulliam SW YD | Bayport SW STA | 138 | 138 | Various | 1.79 | 0 | 1 | 795.0 kcmil ACSR | 0 | 0 | 0 | 0 | 0 | 0 | 0 | 0 | 0 | 0 | 0 | 0 | 0 | 0 | 0 | 0 | 0 | 0 | 0 | 0 | 0 | 0 | 0 | 12
NO |  | 275 | 2012 | 39 | 34 | 34 |  | Pulliam SW YD | Bayport SW STA | 138 | 138 | Various | 0.14 | 0 | 1 | 795.0 kcmil ACSR | 0 | 0 | 0 | 0 | 0 | 0 | 0 | 0 | 0 | 0 | 0 | 0 | 0 | 0 | 0 | 0 | 0 | 0 | 0 | 0 | 0 | 0 | 0 | 12
NO |  | 275 | 2012 | 39 | 35 | 35 |  | Pulliam SW YD | Bayport SW STA | 138 | 138 | Various | 0 | 0.77 | 2 | 795.0 kcmil ACSR | 0 | 0 | 0 | 0 | 0 | 0 | 0 | 0 | 0 | 0 | 0 | 0 | 0 | 0 | 0 | 0 | 0 | 0 | 0 | 0 | 0 | 0 | 0 | 12
NO |  | 275 | 2012 | 40 | 1 | 1 |  | Pulliam SW YD | Bayport SW STA | 138 | 138 | Various | 0 | 0.21 | 2 | 795.0 kcmil ACSR | 0 | 0 | 0 | 0 | 0 | 0 | 0 | 0 | 0 | 0 | 0 | 0 | 0 | 0 | 0 | 0 | 0 | 0 | 0 | 0 | 0 | 0 | 0 | 12
NO |  | 275 | 2012 | 40 | 2 | 2 |  | Pulliam SW YD | Bayport SW STA | 138 | 138 | Various | 0 | 0.8 | 2 | 795.0 kcmil ACSR | 0 | 0 | 0 | 0 | 0 | 0 | 0 | 0 | 0 | 0 | 0 | 0 | 0 | 0 | 0 | 0 | 0 | 0 | 0 | 0 | 0 | 0 | 0 | 12
NO |  | 275 | 2012 | 40 | 3 | 3 |  | Pulliam SW YD | Bayport SW STA | 138 | 138 | Various | 0 | 0.09 | 2 | 795.0 kcmil ACSR | 0 | 0 | 0 | 0 | 0 | 0 | 0 | 0 | 0 | 0 | 0 | 0 | 0 | 0 | 0 | 0 | 0 | 0 | 0 | 0 | 0 | 0 | 0 | 12
NO |  | 275 | 2012 | 40 | 4 | 4 |  | Pulliam SW YD | Bayport SW STA | 138 | 138 | Various | 0 | 0.48 | 2 | 795.0 kcmil ACSR | 0 | 0 | 0 | 0 | 0 | 0 | 0 | 0 | 0 | 0 | 0 | 0 | 0 | 0 | 0 | 0 | 0 | 0 | 0 | 0 | 0 | 0 | 0 | 12
NO |  | 275 | 2012 | 40 | 5 | 5 |  | Pulliam SW YD | Bayport SW STA | 138 | 138 | Various | 0.1 | 0 | 1 | 795.0 kcmil ACSR | 0 | 0 | 0 | 0 | 0 | 0 | 0 | 0 | 0 | 0 | 0 | 0 | 0 | 0 | 0 | 0 | 0 | 0 | 0 | 0 | 0 | 0 | 0 | 12
NO |  | 275 | 2012 | 40 | 6 | 6 |  | Pulliam SW YD | Maplewood | 138 | 138 | H-Frame | 0.09 | 0 | 1 | 266.8 kcmil ACSR | 0 | 0 | 0 | 0 | 0 | 0 | 0 | 0 | 0 | 0 | 0 | 0 | 0 | 0 | 0 | 0 | 0 | 0 | 0 | 0 | 0 | 0 | 0 | 12
NO |  | 275 | 2012 | 40 | 7 | 7 |  | Pulliam SW YD | Maplewood | 138 | 138 | H-Frame | 2.02 | 0 | 1 | 266.8 kcmil ACSR | 0 | 0 | 0 | 0 | 0 | 0 | 0 | 0 | 0 | 0 | 0 | 0 | 0 | 0 | 0 | 0 | 0 | 0 | 0 | 0 | 0 | 0 | 0 | 12
NO |  | 275 | 2012 | 40 | 8 | 8 |  | Pulliam SW YD | Maplewood | 138 | 138 | H-Frame | 0.17 | 0 | 1 | 266.8 kcmil ACSR | 0 | 0 | 0 | 0 | 0 | 0 | 0 | 0 | 0 | 0 | 0 | 0 | 0 | 0 | 0 | 0 | 0 | 0 | 0 | 0 | 0 | 0 | 0 | 12
NO |  | 275 | 2012 | 40 | 9 | 9 |  | Pulliam SW YD | Maplewood | 138 | 138 | H-Frame | 5.39 | 0 | 1 | 266.8 kcmil ACSR | 0 | 0 | 0 | 0 | 0 | 0 | 0 | 0 | 0 | 0 | 0 | 0 | 0 | 0 | 0 | 0 | 0 | 0 | 0 | 0 | 0 | 0 | 0 | 12
NO |  | 275 | 2012 | 40 | 10 | 10 |  | Pulliam SW YD | Maplewood | 138 | 138 | H-Frame | 0.01 | 0 | 1 | 266.8 kcmil ACSR | 0 | 0 | 0 | 0 | 0 | 0 | 0 | 0 | 0 | 0 | 0 | 0 | 0 | 0 | 0 | 0 | 0 | 0 | 0 | 0 | 0 | 0 | 0 | 12
NO |  | 275 | 2012 | 40 | 11 | 11 |  | Racine | Pleasant Prairie SW YD | 345 | 345 | Steel Pole | 11.05 | 0 | 1 | 2156.0 kcmil ACSR | 0 | 0 | 0 | 0 | 0 | 0 | 0 | 0 | 0 | 0 | 0 | 0 | 0 | 0 | 0 | 0 | 0 | 0 | 0 | 0 | 0 | 0 | 0 | 12
NO |  | 275 | 2012 | 40 | 12 | 12 |  | Racine | Pleasant Prairie SW YD | 345 | 345 | Steel Pole | 0 | 0.65 | 2 | 2156.0 kcmil ACSR | 0 | 0 | 0 | 0 | 0 | 0 | 0 | 0 | 0 | 0 | 0 | 0 | 0 | 0 | 0 | 0 | 0 | 0 | 0 | 0 | 0 | 0 | 0 | 12
NO |  | 275 | 2012 | 40 | 13 | 13 |  | Racine | Pleasant Prairie SW YD | 345 | 345 | Steel Pole | 0.51 | 0 | 1 | 2156.0 kcmil ACSR | 0 | 0 | 0 | 0 | 0 | 0 | 0 | 0 | 0 | 0 | 0 | 0 | 0 | 0 | 0 | 0 | 0 | 0 | 0 | 0 | 0 | 0 | 0 | 12
NO |  | 275 | 2012 | 40 | 14 | 14 |  | Racine | Pleasant Prairie SW YD | 345 | 345 | Steel Pole | 0.56 | 0 | 1 | 2156.0 kcmil ACSR | 0 | 0 | 0 | 0 | 0 | 0 | 0 | 0 | 0 | 0 | 0 | 0 | 0 | 0 | 0 | 0 | 0 | 0 | 0 | 0 | 0 | 0 | 0 | 12
NO |  | 275 | 2012 | 40 | 15 | 15 |  | Racine | Hayes | 138 | 138 | Wood Pole | 2.66 | 0 | 1 | 477.0 kcmil ACSR | 0 | 0 | 0 | 0 | 0 | 0 | 0 | 0 | 0 | 0 | 0 | 0 | 0 | 0 | 0 | 0 | 0 | 0 | 0 | 0 | 0 | 0 | 0 | 12
NO |  | 275 | 2012 | 40 | 16 | 16 |  | Racine | Somers | 138 | 138 | Lattice Tower | 0 | 4.12 | 2 | 4/0 AWG Cu 7 Bare | 0 | 0 | 0 | 0 | 0 | 0 | 0 | 0 | 0 | 0 | 0 | 0 | 0 | 0 | 0 | 0 | 0 | 0 | 0 | 0 | 0 | 0 | 0 | 12
NO |  | 275 | 2012 | 40 | 17 | 17 |  | Racine | Somers | 138 | 138 | Lattice Tower | 0.04 | 0 | 1 | 4/0 AWG Cu 7 Bare | 0 | 0 | 0 | 0 | 0 | 0 | 0 | 0 | 0 | 0 | 0 | 0 | 0 | 0 | 0 | 0 | 0 | 0 | 0 | 0 | 0 | 0 | 0 | 12
NO |  | 275 | 2012 | 40 | 18 | 18 |  | Racine | Kenosha | 138 | 138 | Lattice Tower | 0 | 3.93 | 2 | 477.0 kcmil ACSR | 0 | 0 | 0 | 0 | 0 | 0 | 0 | 0 | 0 | 0 | 0 | 0 | 0 | 0 | 0 | 0 | 0 | 0 | 0 | 0 | 0 | 0 | 0 | 12
NO |  | 275 | 2012 | 40 | 19 | 19 |  | Racine | Kenosha | 138 | 138 | Lattice Tower | 0 | 8 | 2 | 4/0 AWG Cu 7 Bare | 0 | 0 | 0 | 0 | 0 | 0 | 0 | 0 | 0 | 0 | 0 | 0 | 0 | 0 | 0 | 0 | 0 | 0 | 0 | 0 | 0 | 0 | 0 | 12
NO |  | 275 | 2012 | 40 | 20 | 20 |  | Racine | Kenosha | 138 | 138 | Lattice Tower | 0.04 | 0 | 1 | 4/0 AWG Cu 7 Bare | 0 | 0 | 0 | 0 | 0 | 0 | 0 | 0 | 0 | 0 | 0 | 0 | 0 | 0 | 0 | 0 | 0 | 0 | 0 | 0 | 0 | 0 | 0 | 12
NO |  | 275 | 2012 | 40 | 21 | 21 |  | Racine | Elm Road 345 Sws Yd | 345 | 345 | Steel Pole | 0 | 0.93 | 2 | 2156.0 kcmil ACSR | 0 | 0 | 0 | 0 | 0 | 0 | 0 | 0 | 0 | 0 | 0 | 0 | 0 | 0 | 0 | 0 | 0 | 0 | 0 | 0 | 0 | 0 | 0 | 12
NO |  | 275 | 2012 | 40 | 22 | 22 |  | Racine | Elm Road 345 Sws Yd | 345 | 345 | Steel Pole | 0 | 1.61 | 2 | 2156.0 kcmil ACSR | 0 | 0 | 0 | 0 | 0 | 0 | 0 | 0 | 0 | 0 | 0 | 0 | 0 | 0 | 0 | 0 | 0 | 0 | 0 | 0 | 0 | 0 | 0 | 12
NO |  | 275 | 2012 | 40 | 23 | 23 |  | Racine | Elm Road 345 Sws Yd | 345 | 345 | Steel Pole | 0 | 6.01 | 2 | 2156.0 kcmil ACSR | 0 | 0 | 0 | 0 | 0 | 0 | 0 | 0 | 0 | 0 | 0 | 0 | 0 | 0 | 0 | 0 | 0 | 0 | 0 | 0 | 0 | 0 | 0 | 12
NO |  | 275 | 2012 | 40 | 24 | 24 |  | Racine | Elm Road 345 Sws Yd | 345 | 345 | Steel Pole | 0 | 3.15 | 2 | 2156.0 kcmil ACSR | 0 | 0 | 0 | 0 | 0 | 0 | 0 | 0 | 0 | 0 | 0 | 0 | 0 | 0 | 0 | 0 | 0 | 0 | 0 | 0 | 0 | 0 | 0 | 12
NO |  | 275 | 2012 | 40 | 25 | 25 |  | Racine | Elm Road 345 Sws Yd | 345 | 345 | Steel Pole | 0 | 0.19 | 2 | 2156.0 kcmil ACSR | 0 | 0 | 0 | 0 | 0 | 0 | 0 | 0 | 0 | 0 | 0 | 0 | 0 | 0 | 0 | 0 | 0 | 0 | 0 | 0 | 0 | 0 | 0 | 12
NO |  | 275 | 2012 | 40 | 26 | 26 |  | Racine | Elm Road 345 Sws Yd | 345 | 345 | Steel Pole | 0 | 0.33 | 2 | 2156.0 kcmil ACSR | 0 | 0 | 0 | 0 | 0 | 0 | 0 | 0 | 0 | 0 | 0 | 0 | 0 | 0 | 0 | 0 | 0 | 0 | 0 | 0 | 0 | 0 | 0 | 12
NO |  | 275 | 2012 | 40 | 27 | 27 |  | Ramsey | Kansas | 138 | 138 | Lattice Tower | 0 | 0.56 | 2 | 795.0 kcmil ACSR | 0 | 0 | 0 | 0 | 0 | 0 | 0 | 0 | 0 | 0 | 0 | 0 | 0 | 0 | 0 | 0 | 0 | 0 | 0 | 0 | 0 | 0 | 0 | 12
NO |  | 275 | 2012 | 40 | 28 | 28 |  | Ramsey | Kansas | 138 | 138 | Lattice Tower | 0 | 0.18 | 2 | 795.0 kcmil ACSR | 0 | 0 | 0 | 0 | 0 | 0 | 0 | 0 | 0 | 0 | 0 | 0 | 0 | 0 | 0 | 0 | 0 | 0 | 0 | 0 | 0 | 0 | 0 | 12
NO |  | 275 | 2012 | 40 | 29 | 29 |  | Ramsey | Kansas | 138 | 138 | Lattice Tower | 0.51 | 0 | 1 | 795.0 kcmil ACSR | 0 | 0 | 0 | 0 | 0 | 0 | 0 | 0 | 0 | 0 | 0 | 0 | 0 | 0 | 0 | 0 | 0 | 0 | 0 | 0 | 0 | 0 | 0 | 12
NO |  | 275 | 2012 | 40 | 30 | 30 |  | Ramsey | Kansas | 138 | 138 | Lattice Tower | 0 | 1.61 | 2 | 795.0 kcmil ACSR | 0 | 0 | 0 | 0 | 0 | 0 | 0 | 0 | 0 | 0 | 0 | 0 | 0 | 0 | 0 | 0 | 0 | 0 | 0 | 0 | 0 | 0 | 0 | 12
NO |  | 275 | 2012 | 40 | 31 | 31 |  | Ramsey | Kansas | 138 | 138 | Lattice Tower | 0 | 0.35 | 2 | 795.0 kcmil ACSR | 0 | 0 | 0 | 0 | 0 | 0 | 0 | 0 | 0 | 0 | 0 | 0 | 0 | 0 | 0 | 0 | 0 | 0 | 0 | 0 | 0 | 0 | 0 | 12
NO |  | 275 | 2012 | 40 | 32 | 32 |  | Ramsey | Barland | 138 | 138 | Steel Pole | 0 | 0.6 | 2 | 795.0 kcmil ACSR | 0 | 0 | 0 | 0 | 0 | 0 | 0 | 0 | 0 | 0 | 0 | 0 | 0 | 0 | 0 | 0 | 0 | 0 | 0 | 0 | 0 | 0 | 0 | 12
NO |  | 275 | 2012 | 40 | 33 | 33 |  | Ramsey | Barland | 138 | 138 | Steel Pole | 0 | 0.04 | 2 | 795.0 kcmil ACSR | 0 | 0 | 0 | 0 | 0 | 0 | 0 | 0 | 0 | 0 | 0 | 0 | 0 | 0 | 0 | 0 | 0 | 0 | 0 | 0 | 0 | 0 | 0 | 12
NO |  | 275 | 2012 | 40 | 34 | 34 |  | Range Line SW | Range Line Dist | 138 | 138 | UG | 0.18 | 0 | 1 | 1250.0 kcmil Cu-T | 0 | 0 | 0 | 0 | 0 | 0 | 0 | 0 | 0 | 0 | 0 | 0 | 0 | 0 | 0 | 0 | 0 | 0 | 0 | 0 | 0 | 0 | 0 | 12
NO |  | 275 | 2012 | 40 | 35 | 35 |  | Range Line SW | Custer Term | 138 | 138 | Steel Pole | 1.52 | 0 | 1 | 927.2 kcmil ACAR | 0 | 0 | 0 | 0 | 0 | 0 | 0 | 0 | 0 | 0 | 0 | 0 | 0 | 0 | 0 | 0 | 0 | 0 | 0 | 0 | 0 | 0 | 0 | 12
NO |  | 275 | 2012 | 41 | 1 | 1 |  | Range Line SW | Cornell - Milwaukee | 138 | 138 | UG | 1.92 | 0 | 1 | 500.0 kcmil Cu-Ty | 0 | 0 | 0 | 0 | 0 | 0 | 0 | 0 | 0 | 0 | 0 | 0 | 0 | 0 | 0 | 0 | 0 | 0 | 0 | 0 | 0 | 0 | 0 | 12
NO |  | 275 | 2012 | 41 | 2 | 2 |  | Range Line SW | Cornell - Milwaukee | 138 | 138 | Lattice Tower | 0.47 | 0 | 1 | 477.0 kcmil ACSR | 0 | 0 | 0 | 0 | 0 | 0 | 0 | 0 | 0 | 0 | 0 | 0 | 0 | 0 | 0 | 0 | 0 | 0 | 0 | 0 | 0 | 0 | 0 | 12
NO |  | 275 | 2012 | 41 | 3 | 3 |  | Range Line SW | Fiebrantz Tap | 138 | 138 | Various | 0 | 0.05 | 2 | 2156.0 kcmil ACSR | 0 | 0 | 0 | 0 | 0 | 0 | 0 | 0 | 0 | 0 | 0 | 0 | 0 | 0 | 0 | 0 | 0 | 0 | 0 | 0 | 0 | 0 | 0 | 12
NO |  | 275 | 2012 | 41 | 4 | 4 |  | Range Line SW | Fiebrantz Tap | 138 | 138 | Various | 0 | 0.14 | 2 | 2156.0 kcmil ACSR | 0 | 0 | 0 | 0 | 0 | 0 | 0 | 0 | 0 | 0 | 0 | 0 | 0 | 0 | 0 | 0 | 0 | 0 | 0 | 0 | 0 | 0 | 0 | 12
NO |  | 275 | 2012 | 41 | 5 | 5 |  | Range Line SW | Fiebrantz Tap | 138 | 138 | Various | 0 | 0.13 | 2 | 2156.0 kcmil ACSR | 0 | 0 | 0 | 0 | 0 | 0 | 0 | 0 | 0 | 0 | 0 | 0 | 0 | 0 | 0 | 0 | 0 | 0 | 0 | 0 | 0 | 0 | 0 | 12
NO |  | 275 | 2012 | 41 | 6 | 6 |  | Range Line SW | Fiebrantz Tap | 138 | 138 | Various | 0 | 2.03 | 2 | 2156.0 kcmil ACSR | 0 | 0 | 0 | 0 | 0 | 0 | 0 | 0 | 0 | 0 | 0 | 0 | 0 | 0 | 0 | 0 | 0 | 0 | 0 | 0 | 0 | 0 | 0 | 12
NO |  | 275 | 2012 | 41 | 7 | 7 |  | Range Line SW | Range Line Dist | 138 | 138 | UG | 0.18 | 0 | 1 | 1250.0 kcmil Cu-T | 0 | 0 | 0 | 0 | 0 | 0 | 0 | 0 | 0 | 0 | 0 | 0 | 0 | 0 | 0 | 0 | 0 | 0 | 0 | 0 | 0 | 0 | 0 | 12
NO |  | 275 | 2012 | 41 | 8 | 8 |  | Range Line SW | Granville | 138 | 138 | UG | 0 | 0.21 | 2 | 1500.0 kcmil Cu-T | 0 | 0 | 0 | 0 | 0 | 0 | 0 | 0 | 0 | 0 | 0 | 0 | 0 | 0 | 0 | 0 | 0 | 0 | 0 | 0 | 0 | 0 | 0 | 12
NO |  | 275 | 2012 | 41 | 9 | 9 |  | Range Line SW | Granville | 138 | 138 | Wood Pole | 0 | 2.98 | 2 | 2156.0 kcmil ACSR | 0 | 0 | 0 | 0 | 0 | 0 | 0 | 0 | 0 | 0 | 0 | 0 | 0 | 0 | 0 | 0 | 0 | 0 | 0 | 0 | 0 | 0 | 0 | 12
NO |  | 275 | 2012 | 41 | 10 | 10 |  | Range Line SW | Granville | 138 | 138 | Wood Pole | 0.21 | 0 | 1 | 2156.0 kcmil ACSR | 0 | 0 | 0 | 0 | 0 | 0 | 0 | 0 | 0 | 0 | 0 | 0 | 0 | 0 | 0 | 0 | 0 | 0 | 0 | 0 | 0 | 0 | 0 | 12
NO |  | 275 | 2012 | 41 | 11 | 11 |  | Raymond | St Martins | 138 | 138 | Steel Pole | 0.11 | 0 | 1 | 477.0 kcmil ACSR | 0 | 0 | 0 | 0 | 0 | 0 | 0 | 0 | 0 | 0 | 0 | 0 | 0 | 0 | 0 | 0 | 0 | 0 | 0 | 0 | 0 | 0 | 0 | 12
NO |  | 275 | 2012 | 41 | 12 | 12 |  | Raymond | St Martins | 138 | 138 | Steel Pole | 0.63 | 0 | 1 | 477.0 kcmil ACSR | 0 | 0 | 0 | 0 | 0 | 0 | 0 | 0 | 0 | 0 | 0 | 0 | 0 | 0 | 0 | 0 | 0 | 0 | 0 | 0 | 0 | 0 | 0 | 12
NO |  | 275 | 2012 | 41 | 13 | 13 |  | Raymond | St Martins | 138 | 138 | Steel Pole | 0.1 | 0 | 1 | 477.0 kcmil ACSR | 0 | 0 | 0 | 0 | 0 | 0 | 0 | 0 | 0 | 0 | 0 | 0 | 0 | 0 | 0 | 0 | 0 | 0 | 0 | 0 | 0 | 0 | 0 | 12
NO |  | 275 | 2012 | 41 | 14 | 14 |  | Raymond | St Martins | 138 | 138 | Steel Pole | 1.7 | 0 | 1 | 477.0 kcmil ACSR | 0 | 0 | 0 | 0 | 0 | 0 | 0 | 0 | 0 | 0 | 0 | 0 | 0 | 0 | 0 | 0 | 0 | 0 | 0 | 0 | 0 | 0 | 0 | 12
NO |  | 275 | 2012 | 41 | 15 | 15 |  | Raymond | St Martins | 138 | 138 | Steel Pole | 3.2 | 0 | 1 | 477.0 kcmil ACSR | 0 | 0 | 0 | 0 | 0 | 0 | 0 | 0 | 0 | 0 | 0 | 0 | 0 | 0 | 0 | 0 | 0 | 0 | 0 | 0 | 0 | 0 | 0 | 12
NO |  | 275 | 2012 | 41 | 16 | 16 |  | Raymond | St Martins | 138 | 138 | Steel Pole | 0 | 0.2 | 2 | 795.0 kcmil ACSR | 0 | 0 | 0 | 0 | 0 | 0 | 0 | 0 | 0 | 0 | 0 | 0 | 0 | 0 | 0 | 0 | 0 | 0 | 0 | 0 | 0 | 0 | 0 | 12
NO |  | 275 | 2012 | 41 | 17 | 17 |  | Raymond | St Martins | 138 | 138 | Steel Pole | 0.08 | 0 | 1 | 477.0 kcmil ACSR | 0 | 0 | 0 | 0 | 0 | 0 | 0 | 0 | 0 | 0 | 0 | 0 | 0 | 0 | 0 | 0 | 0 | 0 | 0 | 0 | 0 | 0 | 0 | 12
NO |  | 275 | 2012 | 41 | 18 | 18 |  | Raymond | St Martins | 138 | 138 | Steel Pole | 0.02 | 0 | 1 | 477.0 kcmil ACSR | 0 | 0 | 0 | 0 | 0 | 0 | 0 | 0 | 0 | 0 | 0 | 0 | 0 | 0 | 0 | 0 | 0 | 0 | 0 | 0 | 0 | 0 | 0 | 12
NO |  | 275 | 2012 | 41 | 19 | 19 |  | Raymond | St Martins | 138 | 138 | Steel Pole | 1.97 | 0 | 1 | 477.0 kcmil ACSR | 0 | 0 | 0 | 0 | 0 | 0 | 0 | 0 | 0 | 0 | 0 | 0 | 0 | 0 | 0 | 0 | 0 | 0 | 0 | 0 | 0 | 0 | 0 | 12
NO |  | 275 | 2012 | 41 | 20 | 20 |  | Raymond | St Martins | 138 | 138 | Steel Pole | 0.12 | 0 | 1 | 477.0 kcmil ACSR | 0 | 0 | 0 | 0 | 0 | 0 | 0 | 0 | 0 | 0 | 0 | 0 | 0 | 0 | 0 | 0 | 0 | 0 | 0 | 0 | 0 | 0 | 0 | 12
NO |  | 275 | 2012 | 41 | 21 | 21 |  | Raymond | St Martins | 138 | 138 | Steel Pole | 1.15 | 0 | 1 | 477.0 kcmil ACSR | 0 | 0 | 0 | 0 | 0 | 0 | 0 | 0 | 0 | 0 | 0 | 0 | 0 | 0 | 0 | 0 | 0 | 0 | 0 | 0 | 0 | 0 | 0 | 12
NO |  | 275 | 2012 | 41 | 22 | 22 |  | REC Bradford Tap | REC Bradford | 138 | 138 | Steel Pole | 0.03 | 0 | 1 | 336.4 kcmil ACSR | 0 | 0 | 0 | 0 | 0 | 0 | 0 | 0 | 0 | 0 | 0 | 0 | 0 | 0 | 0 | 0 | 0 | 0 | 0 | 0 | 0 | 0 | 0 | 12
NO |  | 275 | 2012 | 41 | 23 | 23 |  | REC Bradford Tap | West Darien | 138 | 138 | Steel Pole | 0.04 | 0 | 1 | 556.5 kcmil ACSR | 0 | 0 | 0 | 0 | 0 | 0 | 0 | 0 | 0 | 0 | 0 | 0 | 0 | 0 | 0 | 0 | 0 | 0 | 0 | 0 | 0 | 0 | 0 | 12
NO |  | 275 | 2012 | 41 | 24 | 24 |  | REC Bradford Tap | West Darien | 138 | 138 | Steel Pole | 4.14 | 0 | 1 | 556.5 kcmil ACSR | 0 | 0 | 0 | 0 | 0 | 0 | 0 | 0 | 0 | 0 | 0 | 0 | 0 | 0 | 0 | 0 | 0 | 0 | 0 | 0 | 0 | 0 | 0 | 12
NO |  | 275 | 2012 | 41 | 25 | 25 |  | REC Bradford Tap | West Darien | 138 | 138 | Steel Pole | 0.83 | 0 | 1 | 556.5 kcmil ACSR | 0 | 0 | 0 | 0 | 0 | 0 | 0 | 0 | 0 | 0 | 0 | 0 | 0 | 0 | 0 | 0 | 0 | 0 | 0 | 0 | 0 | 0 | 0 | 12
NO |  | 275 | 2012 | 41 | 26 | 26 |  | REC Bradford Tap | West Darien | 138 | 138 | Steel Pole | 0 | 0.63 | 2 | 556.5 kcmil ACSR | 0 | 0 | 0 | 0 | 0 | 0 | 0 | 0 | 0 | 0 | 0 | 0 | 0 | 0 | 0 | 0 | 0 | 0 | 0 | 0 | 0 | 0 | 0 | 12
NO |  | 275 | 2012 | 41 | 27 | 27 |  | REC Bradford Tap | West Darien | 138 | 138 | Steel Pole | 0 | 0.02 | 2 | 556.5 kcmil ACSR | 0 | 0 | 0 | 0 | 0 | 0 | 0 | 0 | 0 | 0 | 0 | 0 | 0 | 0 | 0 | 0 | 0 | 0 | 0 | 0 | 0 | 0 | 0 | 12
NO |  | 275 | 2012 | 41 | 28 | 28 |  | REC LaPrairie | REC Bradford Tap | 138 | 138 | Steel Pole | 0 | 0.7 | 2 | 795.0 kcmil ACSR | 0 | 0 | 0 | 0 | 0 | 0 | 0 | 0 | 0 | 0 | 0 | 0 | 0 | 0 | 0 | 0 | 0 | 0 | 0 | 0 | 0 | 0 | 0 | 12
NO |  | 275 | 2012 | 41 | 29 | 29 |  | REC LaPrairie | REC Bradford Tap | 138 | 138 | Steel Pole | 8.83 | 0 | 1 | 556.5 kcmil ACSR | 0 | 0 | 0 | 0 | 0 | 0 | 0 | 0 | 0 | 0 | 0 | 0 | 0 | 0 | 0 | 0 | 0 | 0 | 0 | 0 | 0 | 0 | 0 | 12
NO |  | 275 | 2012 | 41 | 30 | 30 |  | REC LaPrairie | REC Bradford Tap | 138 | 138 | Steel Pole | 0.02 | 0 | 1 | 556.5 kcmil ACSR | 0 | 0 | 0 | 0 | 0 | 0 | 0 | 0 | 0 | 0 | 0 | 0 | 0 | 0 | 0 | 0 | 0 | 0 | 0 | 0 | 0 | 0 | 0 | 12
NO |  | 275 | 2012 | 41 | 31 | 31 |  | Red Maple | De Pere | 138 | 138 | UG | 2.71 | 0 | 1 | 2500.0 kcmil Cu-T | 0 | 0 | 0 | 0 | 0 | 0 | 0 | 0 | 0 | 0 | 0 | 0 | 0 | 0 | 0 | 0 | 0 | 0 | 0 | 0 | 0 | 0 | 0 | 12
NO |  | 275 | 2012 | 41 | 32 | 32 |  | Red Maple | Lost Dauphin | 138 | 138 | Various | 0 | 0.03 | 2 | 795.0 kcmil ACSR | 0 | 0 | 0 | 0 | 0 | 0 | 0 | 0 | 0 | 0 | 0 | 0 | 0 | 0 | 0 | 0 | 0 | 0 | 0 | 0 | 0 | 0 | 0 | 12
NO |  | 275 | 2012 | 41 | 33 | 33 |  | Red Maple | Lost Dauphin | 138 | 138 | Various | 0 | 2.55 | 2 | 795.0 kcmil ACSR | 0 | 0 | 0 | 0 | 0 | 0 | 0 | 0 | 0 | 0 | 0 | 0 | 0 | 0 | 0 | 0 | 0 | 0 | 0 | 0 | 0 | 0 | 0 | 12
NO |  | 275 | 2012 | 41 | 34 | 34 |  | Red Maple | Lost Dauphin | 138 | 138 | Various | 0 | 0.46 | 2 | 795.0 kcmil ACSR | 0 | 0 | 0 | 0 | 0 | 0 | 0 | 0 | 0 | 0 | 0 | 0 | 0 | 0 | 0 | 0 | 0 | 0 | 0 | 0 | 0 | 0 | 0 | 12
NO |  | 275 | 2012 | 41 | 35 | 35 |  | Reedsburg Nishan SW STR | Zobel | 138 | 138 | Wood Pole | 0.61 | 0 | 1 | 336.4 kcmil ACSR | 0 | 0 | 0 | 0 | 0 | 0 | 0 | 0 | 0 | 0 | 0 | 0 | 0 | 0 | 0 | 0 | 0 | 0 | 0 | 0 | 0 | 0 | 0 | 12
NO |  | 275 | 2012 | 42 | 1 | 1 |  | Reedsburg Nishan SW STR | Zobel | 138 | 138 | Wood Pole | 0.82 | 0 | 1 | 336.4 kcmil ACSR | 0 | 0 | 0 | 0 | 0 | 0 | 0 | 0 | 0 | 0 | 0 | 0 | 0 | 0 | 0 | 0 | 0 | 0 | 0 | 0 | 0 | 0 | 0 | 12
NO |  | 275 | 2012 | 42 | 2 | 2 |  | Reedsburg Nishan SW STR | Zobel | 138 | 138 | Wood Pole | 0.05 | 0 | 1 | 795.0 kcmil ACSR | 0 | 0 | 0 | 0 | 0 | 0 | 0 | 0 | 0 | 0 | 0 | 0 | 0 | 0 | 0 | 0 | 0 | 0 | 0 | 0 | 0 | 0 | 0 | 12
NO |  | 275 | 2012 | 42 | 3 | 3 |  | Reedsburg Nishan SW STR | Reedsburg Nishan | 138 | 138 | Wood Pole | 0.15 | 0 | 1 | 336.4 kcmil ACSR | 0 | 0 | 0 | 0 | 0 | 0 | 0 | 0 | 0 | 0 | 0 | 0 | 0 | 0 | 0 | 0 | 0 | 0 | 0 | 0 | 0 | 0 | 0 | 12
NO |  | 275 | 2012 | 42 | 4 | 4 |  | Reiner Rd | Sycamore SW YD | 138 | 138 | Wood Pole | 0.04 | 0 | 1 | 954.0 kcmil ACSR | 0 | 0 | 0 | 0 | 0 | 0 | 0 | 0 | 0 | 0 | 0 | 0 | 0 | 0 | 0 | 0 | 0 | 0 | 0 | 0 | 0 | 0 | 0 | 12
NO |  | 275 | 2012 | 42 | 5 | 5 |  | Reiner Rd | Sycamore SW YD | 138 | 138 | Wood Pole | 0 | 1.33 | 2 | 954.0 kcmil ACSR | 0 | 0 | 0 | 0 | 0 | 0 | 0 | 0 | 0 | 0 | 0 | 0 | 0 | 0 | 0 | 0 | 0 | 0 | 0 | 0 | 0 | 0 | 0 | 12
NO |  | 275 | 2012 | 42 | 6 | 6 |  | Reiner Rd | Sycamore SW YD | 138 | 138 | Wood Pole | 0.07 | 0 | 1 | 954.0 kcmil ACSR | 0 | 0 | 0 | 0 | 0 | 0 | 0 | 0 | 0 | 0 | 0 | 0 | 0 | 0 | 0 | 0 | 0 | 0 | 0 | 0 | 0 | 0 | 0 | 12
NO |  | 275 | 2012 | 42 | 7 | 7 |  | Reiner Rd | Sycamore SW YD | 138 | 138 | Wood Pole | 1.64 | 0 | 1 | 954.0 kcmil ACSR | 0 | 0 | 0 | 0 | 0 | 0 | 0 | 0 | 0 | 0 | 0 | 0 | 0 | 0 | 0 | 0 | 0 | 0 | 0 | 0 | 0 | 0 | 0 | 12
NO |  | 275 | 2012 | 42 | 8 | 8 |  | Reiner Rd | Sycamore SW YD | 138 | 138 | Wood Pole | 0 | 0.3 | 2 | 954.0 kcmil ACSR | 0 | 0 | 0 | 0 | 0 | 0 | 0 | 0 | 0 | 0 | 0 | 0 | 0 | 0 | 0 | 0 | 0 | 0 | 0 | 0 | 0 | 0 | 0 | 12
NO |  | 275 | 2012 | 42 | 9 | 9 |  | Reiner Rd | Sycamore SW YD | 138 | 138 | Wood Pole | 0 | 0.06 | 2 | 954.0 kcmil ACSR | 0 | 0 | 0 | 0 | 0 | 0 | 0 | 0 | 0 | 0 | 0 | 0 | 0 | 0 | 0 | 0 | 0 | 0 | 0 | 0 | 0 | 0 | 0 | 12
NO |  | 275 | 2012 | 42 | 10 | 10 |  | Reiner Rd | Sycamore SW YD | 138 | 138 | Wood Pole | 0 | 0.01 | 2 | 954.0 kcmil ACSR | 0 | 0 | 0 | 0 | 0 | 0 | 0 | 0 | 0 | 0 | 0 | 0 | 0 | 0 | 0 | 0 | 0 | 0 | 0 | 0 | 0 | 0 | 0 | 12
NO |  | 275 | 2012 | 42 | 11 | 11 |  | Rock River | Marine SW STR | 138 | 138 | Various | 1.75 | 0 | 1 | 795.0 kcmil ACSR | 0 | 0 | 0 | 0 | 0 | 0 | 0 | 0 | 0 | 0 | 0 | 0 | 0 | 0 | 0 | 0 | 0 | 0 | 0 | 0 | 0 | 0 | 0 | 12
NO |  | 275 | 2012 | 42 | 12 | 12 |  | Rock River | Marine SW STR | 138 | 138 | Various | 1.21 | 0 | 1 | 336.4 kcmil ACSR | 0 | 0 | 0 | 0 | 0 | 0 | 0 | 0 | 0 | 0 | 0 | 0 | 0 | 0 | 0 | 0 | 0 | 0 | 0 | 0 | 0 | 0 | 0 | 12
NO |  | 275 | 2012 | 42 | 13 | 13 |  | Rock River | Town Line Rd (ALTE) | 138 | 138 | Steel Pole | 0 | 0.01 | 2 | 2156.0 kcmil ACSR | 0 | 0 | 0 | 0 | 0 | 0 | 0 | 0 | 0 | 0 | 0 | 0 | 0 | 0 | 0 | 0 | 0 | 0 | 0 | 0 | 0 | 0 | 0 | 12
NO |  | 275 | 2012 | 42 | 14 | 14 |  | Rock River | Town Line Rd (ALTE) | 138 | 138 | Steel Pole | 0 | 0.03 | 2 | 2156.0 kcmil ACSR | 0 | 0 | 0 | 0 | 0 | 0 | 0 | 0 | 0 | 0 | 0 | 0 | 0 | 0 | 0 | 0 | 0 | 0 | 0 | 0 | 0 | 0 | 0 | 12
NO |  | 275 | 2012 | 42 | 15 | 15 |  | Rock River | Town Line Rd (ALTE) | 138 | 138 | Steel Pole | 0 | 0.32 | 2 | 2156.0 kcmil ACSR | 0 | 0 | 0 | 0 | 0 | 0 | 0 | 0 | 0 | 0 | 0 | 0 | 0 | 0 | 0 | 0 | 0 | 0 | 0 | 0 | 0 | 0 | 0 | 12
NO |  | 275 | 2012 | 42 | 16 | 16 |  | Rock River | Town Line Rd (ALTE) | 138 | 138 | Steel Pole | 0 | 0.07 | 2 | 2156.0 kcmil ACSR | 0 | 0 | 0 | 0 | 0 | 0 | 0 | 0 | 0 | 0 | 0 | 0 | 0 | 0 | 0 | 0 | 0 | 0 | 0 | 0 | 0 | 0 | 0 | 12
NO |  | 275 | 2012 | 42 | 17 | 17 |  | Rock River | Town Line Rd (ALTE) | 138 | 138 | Steel Pole | 0 | 0.04 | 2 | 2156.0 kcmil ACSR | 0 | 0 | 0 | 0 | 0 | 0 | 0 | 0 | 0 | 0 | 0 | 0 | 0 | 0 | 0 | 0 | 0 | 0 | 0 | 0 | 0 | 0 | 0 | 12
NO |  | 275 | 2012 | 42 | 18 | 18 |  | Rock River | Town Line Rd (ALTE) | 138 | 138 | Steel Pole | 0 | 0.33 | 2 | 2156.0 kcmil ACSR | 0 | 0 | 0 | 0 | 0 | 0 | 0 | 0 | 0 | 0 | 0 | 0 | 0 | 0 | 0 | 0 | 0 | 0 | 0 | 0 | 0 | 0 | 0 | 12
NO |  | 275 | 2012 | 42 | 19 | 19 |  | Rock River | Town Line Rd (ALTE) | 138 | 138 | Steel Pole | 0 | 0.07 | 2 | 2156.0 kcmil ACSR | 0 | 0 | 0 | 0 | 0 | 0 | 0 | 0 | 0 | 0 | 0 | 0 | 0 | 0 | 0 | 0 | 0 | 0 | 0 | 0 | 0 | 0 | 0 | 12
NO |  | 275 | 2012 | 42 | 20 | 20 |  | Rock River | REC LaPrairie | 138 | 138 | Steel Pole | 0.03 | 0 | 1 | 556.5 kcmil ACSR | 0 | 0 | 0 | 0 | 0 | 0 | 0 | 0 | 0 | 0 | 0 | 0 | 0 | 0 | 0 | 0 | 0 | 0 | 0 | 0 | 0 | 0 | 0 | 12
NO |  | 275 | 2012 | 42 | 21 | 21 |  | Rock River | REC LaPrairie | 138 | 138 | Steel Pole | 0.36 | 0 | 1 | 556.5 kcmil ACSR | 0 | 0 | 0 | 0 | 0 | 0 | 0 | 0 | 0 | 0 | 0 | 0 | 0 | 0 | 0 | 0 | 0 | 0 | 0 | 0 | 0 | 0 | 0 | 12
NO |  | 275 | 2012 | 42 | 22 | 22 |  | Rock River | REC LaPrairie | 138 | 138 | Steel Pole | 0 | 1.41 | 2 | 556.5 kcmil ACSR | 0 | 0 | 0 | 0 | 0 | 0 | 0 | 0 | 0 | 0 | 0 | 0 | 0 | 0 | 0 | 0 | 0 | 0 | 0 | 0 | 0 | 0 | 0 | 12
NO |  | 275 | 2012 | 42 | 23 | 23 |  | Rock River | REC LaPrairie | 138 | 138 | Steel Pole | 0.1 | 0 | 1 | 556.5 kcmil ACSR | 0 | 0 | 0 | 0 | 0 | 0 | 0 | 0 | 0 | 0 | 0 | 0 | 0 | 0 | 0 | 0 | 0 | 0 | 0 | 0 | 0 | 0 | 0 | 12
NO |  | 275 | 2012 | 42 | 24 | 24 |  | Rock River | REC LaPrairie | 138 | 138 | Steel Pole | 3.98 | 0 | 1 | 556.5 kcmil ACSR | 0 | 0 | 0 | 0 | 0 | 0 | 0 | 0 | 0 | 0 | 0 | 0 | 0 | 0 | 0 | 0 | 0 | 0 | 0 | 0 | 0 | 0 | 0 | 12
NO |  | 275 | 2012 | 42 | 25 | 25 |  | Rock River | REC LaPrairie | 138 | 138 | Steel Pole | 0 | 0.71 | 2 | 795.0 kcmil ACSR | 0 | 0 | 0 | 0 | 0 | 0 | 0 | 0 | 0 | 0 | 0 | 0 | 0 | 0 | 0 | 0 | 0 | 0 | 0 | 0 | 0 | 0 | 0 | 12
NO |  | 275 | 2012 | 42 | 26 | 26 |  | Rock River | REC LaPrairie | 138 | 138 | Steel Pole | 0.06 | 0 | 1 | 556.5 kcmil ACSR | 0 | 0 | 0 | 0 | 0 | 0 | 0 | 0 | 0 | 0 | 0 | 0 | 0 | 0 | 0 | 0 | 0 | 0 | 0 | 0 | 0 | 0 | 0 | 12
NO |  | 275 | 2012 | 42 | 27 | 27 |  | Rock Springs SW STR | Artesian | 138 | 138 | Wood Pole | 2.17 | 0 | 1 | 336.4 kcmil ACSR | 0 | 0 | 0 | 0 | 0 | 0 | 0 | 0 | 0 | 0 | 0 | 0 | 0 | 0 | 0 | 0 | 0 | 0 | 0 | 0 | 0 | 0 | 0 | 12
NO |  | 275 | 2012 | 42 | 28 | 28 |  | Rock Springs SW STR | Artesian | 138 | 138 | Wood Pole | 0 | 0.61 | 2 | 795.0 kcmil ACSR | 0 | 0 | 0 | 0 | 0 | 0 | 0 | 0 | 0 | 0 | 0 | 0 | 0 | 0 | 0 | 0 | 0 | 0 | 0 | 0 | 0 | 0 | 0 | 12
NO |  | 275 | 2012 | 42 | 29 | 29 |  | Rock Springs SW STR | Artesian | 138 | 138 | Wood Pole | 0.07 | 0 | 1 | 795.0 kcmil ACSR | 0 | 0 | 0 | 0 | 0 | 0 | 0 | 0 | 0 | 0 | 0 | 0 | 0 | 0 | 0 | 0 | 0 | 0 | 0 | 0 | 0 | 0 | 0 | 12
NO |  | 275 | 2012 | 42 | 30 | 30 |  | Rock Springs SW STR | Artesian | 138 | 138 | Wood Pole | 0.02 | 0 | 1 | 795.0 kcmil ACSR | 0 | 0 | 0 | 0 | 0 | 0 | 0 | 0 | 0 | 0 | 0 | 0 | 0 | 0 | 0 | 0 | 0 | 0 | 0 | 0 | 0 | 0 | 0 | 12
NO |  | 275 | 2012 | 42 | 31 | 31 |  | Rock Springs SW STR | Artesian | 138 | 138 | Wood Pole | 0.28 | 0 | 1 | 336.4 kcmil ACSR | 0 | 0 | 0 | 0 | 0 | 0 | 0 | 0 | 0 | 0 | 0 | 0 | 0 | 0 | 0 | 0 | 0 | 0 | 0 | 0 | 0 | 0 | 0 | 12
NO |  | 275 | 2012 | 42 | 32 | 32 |  | Rock Springs SW STR | Artesian | 138 | 138 | Wood Pole | 2.48 | 0 | 1 | 336.4 kcmil ACSR | 0 | 0 | 0 | 0 | 0 | 0 | 0 | 0 | 0 | 0 | 0 | 0 | 0 | 0 | 0 | 0 | 0 | 0 | 0 | 0 | 0 | 0 | 0 | 12
NO |  | 275 | 2012 | 42 | 33 | 33 |  | Rock Springs SW STR | Rock Springs | 138 | 138 | Wood Pole | 0.72 | 0 | 1 | 336.4 kcmil ACSR | 0 | 0 | 0 | 0 | 0 | 0 | 0 | 0 | 0 | 0 | 0 | 0 | 0 | 0 | 0 | 0 | 0 | 0 | 0 | 0 | 0 | 0 | 0 | 12
NO |  | 275 | 2012 | 42 | 34 | 34 |  | Rockdale | Lakehead Cambridge Tap | 138 | 138 | H-Frame | 0.17 | 0 | 1 | 795.0 kcmil ACSR | 0 | 0 | 0 | 0 | 0 | 0 | 0 | 0 | 0 | 0 | 0 | 0 | 0 | 0 | 0 | 0 | 0 | 0 | 0 | 0 | 0 | 0 | 0 | 12
NO |  | 275 | 2012 | 42 | 35 | 35 |  | Rockdale | Lakehead Cambridge Tap | 138 | 138 | H-Frame | 6.97 | 0 | 1 | 795.0 kcmil ACSR | 0 | 0 | 0 | 0 | 0 | 0 | 0 | 0 | 0 | 0 | 0 | 0 | 0 | 0 | 0 | 0 | 0 | 0 | 0 | 0 | 0 | 0 | 0 | 12
NO |  | 275 | 2012 | 43 | 1 | 1 |  | Rockdale | Christiana | 138 | 138 | Steel Pole | 0.04 | 0 | 1 | 2156.0 kcmil ACSR | 0 | 0 | 0 | 0 | 0 | 0 | 0 | 0 | 0 | 0 | 0 | 0 | 0 | 0 | 0 | 0 | 0 | 0 | 0 | 0 | 0 | 0 | 0 | 12
NO |  | 275 | 2012 | 43 | 2 | 2 |  | Rockdale | Christiana | 138 | 138 | Steel Pole | 0 | 0.06 | 2 | 2156.0 kcmil ACSR | 0 | 0 | 0 | 0 | 0 | 0 | 0 | 0 | 0 | 0 | 0 | 0 | 0 | 0 | 0 | 0 | 0 | 0 | 0 | 0 | 0 | 0 | 0 | 12
NO |  | 275 | 2012 | 43 | 3 | 3 |  | Rockdale | Christiana | 138 | 138 | Steel Pole | 0.12 | 0 | 1 | 2156.0 kcmil ACSR | 0 | 0 | 0 | 0 | 0 | 0 | 0 | 0 | 0 | 0 | 0 | 0 | 0 | 0 | 0 | 0 | 0 | 0 | 0 | 0 | 0 | 0 | 0 | 12
NO |  | 275 | 2012 | 43 | 4 | 4 |  | Rockdale | Christiana | 138 | 138 | Steel Pole | 0.04 | 0 | 1 | 2156.0 kcmil ACSR | 0 | 0 | 0 | 0 | 0 | 0 | 0 | 0 | 0 | 0 | 0 | 0 | 0 | 0 | 0 | 0 | 0 | 0 | 0 | 0 | 0 | 0 | 0 | 12
NO |  | 275 | 2012 | 43 | 5 | 5 |  | Rockdale | Christiana | 138 | 138 | Steel Pole | 0.03 | 0 | 1 | 2156.0 kcmil ACSR | 0 | 0 | 0 | 0 | 0 | 0 | 0 | 0 | 0 | 0 | 0 | 0 | 0 | 0 | 0 | 0 | 0 | 0 | 0 | 0 | 0 | 0 | 0 | 12
NO |  | 275 | 2012 | 43 | 6 | 6 |  | Rockdale | Christiana | 138 | 138 | Steel Pole | 0 | 0.06 | 2 | 2156.0 kcmil ACSR | 0 | 0 | 0 | 0 | 0 | 0 | 0 | 0 | 0 | 0 | 0 | 0 | 0 | 0 | 0 | 0 | 0 | 0 | 0 | 0 | 0 | 0 | 0 | 12
NO |  | 275 | 2012 | 43 | 7 | 7 |  | Rockdale | Christiana | 138 | 138 | Steel Pole | 0.12 | 0 | 1 | 2156.0 kcmil ACSR | 0 | 0 | 0 | 0 | 0 | 0 | 0 | 0 | 0 | 0 | 0 | 0 | 0 | 0 | 0 | 0 | 0 | 0 | 0 | 0 | 0 | 0 | 0 | 12
NO |  | 275 | 2012 | 43 | 8 | 8 |  | Rockdale | Christiana | 138 | 138 | Steel Pole | 0.07 | 0 | 1 | 2156.0 kcmil ACSR | 0 | 0 | 0 | 0 | 0 | 0 | 0 | 0 | 0 | 0 | 0 | 0 | 0 | 0 | 0 | 0 | 0 | 0 | 0 | 0 | 0 | 0 | 0 | 12
NO |  | 275 | 2012 | 43 | 9 | 9 |  | Rockdale | Cambridge SW STR | 138 | 138 | Steel Pole | 0 | 0.09 | 2 | 795.0 kcmil ACSR | 0 | 0 | 0 | 0 | 0 | 0 | 0 | 0 | 0 | 0 | 0 | 0 | 0 | 0 | 0 | 0 | 0 | 0 | 0 | 0 | 0 | 0 | 0 | 12
NO |  | 275 | 2012 | 43 | 10 | 10 |  | Rockdale | Cambridge SW STR | 138 | 138 | Steel Pole | 0 | 0.82 | 2 | 795.0 kcmil ACSR | 0 | 0 | 0 | 0 | 0 | 0 | 0 | 0 | 0 | 0 | 0 | 0 | 0 | 0 | 0 | 0 | 0 | 0 | 0 | 0 | 0 | 0 | 0 | 12
NO |  | 275 | 2012 | 43 | 11 | 11 |  | Rockdale | Cambridge SW STR | 138 | 138 | Steel Pole | 0.2 | 0 | 1 | 795.0 kcmil ACSR | 0 | 0 | 0 | 0 | 0 | 0 | 0 | 0 | 0 | 0 | 0 | 0 | 0 | 0 | 0 | 0 | 0 | 0 | 0 | 0 | 0 | 0 | 0 | 12
NO |  | 275 | 2012 | 43 | 12 | 12 |  | Rockland (WPS) | Highway V | 138 | 138 | Steel Pole | 0 | 0.04 | 2 | 795.0 kcmil ACSR | 0 | 0 | 0 | 0 | 0 | 0 | 0 | 0 | 0 | 0 | 0 | 0 | 0 | 0 | 0 | 0 | 0 | 0 | 0 | 0 | 0 | 0 | 0 | 12
NO |  | 275 | 2012 | 43 | 13 | 13 |  | Rockland (WPS) | Highway V | 138 | 138 | Steel Pole | 0 | 6.94 | 2 | 795.0 kcmil ACSR | 0 | 0 | 0 | 0 | 0 | 0 | 0 | 0 | 0 | 0 | 0 | 0 | 0 | 0 | 0 | 0 | 0 | 0 | 0 | 0 | 0 | 0 | 0 | 12
NO |  | 275 | 2012 | 43 | 14 | 14 |  | Rocky Run | Gardner Park | 345 | 345 | H-Frame | 25.48 | 0 | 1 | 795.0 kcmil ACSR | 0 | 0 | 0 | 0 | 0 | 0 | 0 | 0 | 0 | 0 | 0 | 0 | 0 | 0 | 0 | 0 | 0 | 0 | 0 | 0 | 0 | 0 | 0 | 12
NO |  | 275 | 2012 | 43 | 15 | 15 |  | Rocky Run | Gardner Park | 345 | 345 | H-Frame | 0 | 4.38 | 2 | 954.0 kcmil ACSR | 0 | 0 | 0 | 0 | 0 | 0 | 0 | 0 | 0 | 0 | 0 | 0 | 0 | 0 | 0 | 0 | 0 | 0 | 0 | 0 | 0 | 0 | 0 | 12
NO |  | 275 | 2012 | 43 | 16 | 16 |  | Rocky Run | Gardner Park | 345 | 345 | H-Frame | 0.23 | 0 | 1 | 795.0 kcmil ACSR | 0 | 0 | 0 | 0 | 0 | 0 | 0 | 0 | 0 | 0 | 0 | 0 | 0 | 0 | 0 | 0 | 0 | 0 | 0 | 0 | 0 | 0 | 0 | 12
NO |  | 275 | 2012 | 43 | 17 | 17 |  | Rocky Run | Arpin | 345 | 345 | H-Frame | 9.66 | 0 | 1 | 795.0 kcmil ACSR | 0 | 0 | 0 | 0 | 0 | 0 | 0 | 0 | 0 | 0 | 0 | 0 | 0 | 0 | 0 | 0 | 0 | 0 | 0 | 0 | 0 | 0 | 0 | 12
NO |  | 275 | 2012 | 43 | 18 | 18 |  | Rocky Run | Arpin | 345 | 345 | H-Frame | 10.33 | 0 | 1 | 795.0 kcmil ACSR | 0 | 0 | 0 | 0 | 0 | 0 | 0 | 0 | 0 | 0 | 0 | 0 | 0 | 0 | 0 | 0 | 0 | 0 | 0 | 0 | 0 | 0 | 0 | 12
NO |  | 275 | 2012 | 43 | 19 | 19 |  | Roeder | Wautoma | 138 | 138 | H-Frame | 19.77 | 0 | 1 | 397.5 kcmil ACSR | 0 | 0 | 0 | 0 | 0 | 0 | 0 | 0 | 0 | 0 | 0 | 0 | 0 | 0 | 0 | 0 | 0 | 0 | 0 | 0 | 0 | 0 | 0 | 12
NO |  | 275 | 2012 | 43 | 20 | 20 |  | Root River | St Martins | 138 | 138 | Lattice Tower | 0.04 | 0 | 1 | 795.0 kcmil ACSR | 0 | 0 | 0 | 0 | 0 | 0 | 0 | 0 | 0 | 0 | 0 | 0 | 0 | 0 | 0 | 0 | 0 | 0 | 0 | 0 | 0 | 0 | 0 | 12
NO |  | 275 | 2012 | 43 | 21 | 21 |  | Root River | St Martins | 138 | 138 | Lattice Tower | 0 | 0.22 | 2 | 795.0 kcmil ACSR | 0 | 0 | 0 | 0 | 0 | 0 | 0 | 0 | 0 | 0 | 0 | 0 | 0 | 0 | 0 | 0 | 0 | 0 | 0 | 0 | 0 | 0 | 0 | 12
NO |  | 275 | 2012 | 43 | 22 | 22 |  | Root River | St Martins | 138 | 138 | Lattice Tower | 8.58 | 0 | 1 | 795.0 kcmil ACSR | 0 | 0 | 0 | 0 | 0 | 0 | 0 | 0 | 0 | 0 | 0 | 0 | 0 | 0 | 0 | 0 | 0 | 0 | 0 | 0 | 0 | 0 | 0 | 12
NO |  | 275 | 2012 | 43 | 23 | 23 |  | Rosiere | Dyckesville | 138 | 138 | H-Frame | 9.55 | 0 | 1 | 477.0 kcmil ACSR | 0 | 0 | 0 | 0 | 0 | 0 | 0 | 0 | 0 | 0 | 0 | 0 | 0 | 0 | 0 | 0 | 0 | 0 | 0 | 0 | 0 | 0 | 0 | 12
NO |  | 275 | 2012 | 43 | 24 | 24 |  | Rubicon | Concord SW YD | 138 | 138 | H-Frame | 11.49 | 0 | 1 | 795.0 kcmil ACSR | 0 | 0 | 0 | 0 | 0 | 0 | 0 | 0 | 0 | 0 | 0 | 0 | 0 | 0 | 0 | 0 | 0 | 0 | 0 | 0 | 0 | 0 | 0 | 12
NO |  | 275 | 2012 | 43 | 25 | 25 |  | Rubicon | Concord SW YD | 138 | 138 | H-Frame | 0.58 | 0 | 1 | 795.0 kcmil ACSR | 0 | 0 | 0 | 0 | 0 | 0 | 0 | 0 | 0 | 0 | 0 | 0 | 0 | 0 | 0 | 0 | 0 | 0 | 0 | 0 | 0 | 0 | 0 | 12
NO |  | 275 | 2012 | 43 | 26 | 26 |  | Rubicon | Concord SW YD | 138 | 138 | H-Frame | 0 | 0.99 | 2 | 795.0 kcmil ACSR | 0 | 0 | 0 | 0 | 0 | 0 | 0 | 0 | 0 | 0 | 0 | 0 | 0 | 0 | 0 | 0 | 0 | 0 | 0 | 0 | 0 | 0 | 0 | 12
NO |  | 275 | 2012 | 43 | 27 | 27 |  | Rubicon | Butler Ridge | 138 | 138 | H-Frame | 0.04 | 0 | 1 | 795.0 kcmil ACSR | 0 | 0 | 0 | 0 | 0 | 0 | 0 | 0 | 0 | 0 | 0 | 0 | 0 | 0 | 0 | 0 | 0 | 0 | 0 | 0 | 0 | 0 | 0 | 12
NO |  | 275 | 2012 | 43 | 28 | 28 |  | Rubicon | Butler Ridge | 138 | 138 | H-Frame | 1.79 | 0 | 1 | 795.0 kcmil ACSR | 0 | 0 | 0 | 0 | 0 | 0 | 0 | 0 | 0 | 0 | 0 | 0 | 0 | 0 | 0 | 0 | 0 | 0 | 0 | 0 | 0 | 0 | 0 | 12
NO |  | 275 | 2012 | 43 | 29 | 29 |  | Rubicon | Butler Ridge | 138 | 138 | H-Frame | 0.77 | 0 | 1 | 795.0 kcmil ACSR | 0 | 0 | 0 | 0 | 0 | 0 | 0 | 0 | 0 | 0 | 0 | 0 | 0 | 0 | 0 | 0 | 0 | 0 | 0 | 0 | 0 | 0 | 0 | 12
NO |  | 275 | 2012 | 43 | 30 | 30 |  | Rubicon | Butler Ridge | 138 | 138 | H-Frame | 0.08 | 0 | 1 | 795.0 kcmil ACSR | 0 | 0 | 0 | 0 | 0 | 0 | 0 | 0 | 0 | 0 | 0 | 0 | 0 | 0 | 0 | 0 | 0 | 0 | 0 | 0 | 0 | 0 | 0 | 12
NO |  | 275 | 2012 | 43 | 31 | 31 |  | Rubicon | Butler Ridge | 138 | 138 | H-Frame | 0.39 | 0 | 1 | 795.0 kcmil ACSR | 0 | 0 | 0 | 0 | 0 | 0 | 0 | 0 | 0 | 0 | 0 | 0 | 0 | 0 | 0 | 0 | 0 | 0 | 0 | 0 | 0 | 0 | 0 | 12
NO |  | 275 | 2012 | 43 | 32 | 32 |  | Rubicon | Butler Ridge | 138 | 138 | H-Frame | 0.07 | 0 | 1 | 795.0 kcmil ACSR | 0 | 0 | 0 | 0 | 0 | 0 | 0 | 0 | 0 | 0 | 0 | 0 | 0 | 0 | 0 | 0 | 0 | 0 | 0 | 0 | 0 | 0 | 0 | 12
NO |  | 275 | 2012 | 43 | 33 | 33 |  | Rubicon | Hustisford Tap 1 | 138 | 138 | Steel Pole | 0 | 1.04 | 2 | 477.0 kcmil ACSR | 0 | 0 | 0 | 0 | 0 | 0 | 0 | 0 | 0 | 0 | 0 | 0 | 0 | 0 | 0 | 0 | 0 | 0 | 0 | 0 | 0 | 0 | 0 | 12
NO |  | 275 | 2012 | 43 | 34 | 34 |  | Rubicon | Hustisford Tap 1 | 138 | 138 | Steel Pole | 3.84 | 0 | 1 | 477.0 kcmil ACSR | 0 | 0 | 0 | 0 | 0 | 0 | 0 | 0 | 0 | 0 | 0 | 0 | 0 | 0 | 0 | 0 | 0 | 0 | 0 | 0 | 0 | 0 | 0 | 12
NO |  | 275 | 2012 | 43 | 35 | 35 |  | Rubicon | Hustisford Tap 1 | 138 | 138 | Steel Pole | 0.76 | 0 | 1 | 477.0 kcmil ACSR | 0 | 0 | 0 | 0 | 0 | 0 | 0 | 0 | 0 | 0 | 0 | 0 | 0 | 0 | 0 | 0 | 0 | 0 | 0 | 0 | 0 | 0 | 0 | 12
NO |  | 275 | 2012 | 44 | 1 | 1 |  | Rubicon | Hustisford Tap 1 | 138 | 138 | Steel Pole | 0.56 | 0 | 1 | 477.0 kcmil ACSR | 0 | 0 | 0 | 0 | 0 | 0 | 0 | 0 | 0 | 0 | 0 | 0 | 0 | 0 | 0 | 0 | 0 | 0 | 0 | 0 | 0 | 0 | 0 | 12
NO |  | 275 | 2012 | 44 | 2 | 2 |  | Russell | McCue | 138 | 138 | Wood Pole | 2.89 | 0 | 1 | 795.0 kcmil ACSR | 0 | 0 | 0 | 0 | 0 | 0 | 0 | 0 | 0 | 0 | 0 | 0 | 0 | 0 | 0 | 0 | 0 | 0 | 0 | 0 | 0 | 0 | 0 | 12
NO |  | 275 | 2012 | 44 | 3 | 3 |  | Russell | Rockdale | 138 | 138 | Lattice Tower | 0.03 | 0 | 1 | 1033.5 kcmil ACSR | 0 | 0 | 0 | 0 | 0 | 0 | 0 | 0 | 0 | 0 | 0 | 0 | 0 | 0 | 0 | 0 | 0 | 0 | 0 | 0 | 0 | 0 | 0 | 12
NO |  | 275 | 2012 | 44 | 4 | 4 |  | Russell | Rockdale | 138 | 138 | Lattice Tower | 5.43 | 0 | 1 | 1033.5 kcmil ACSR | 0 | 0 | 0 | 0 | 0 | 0 | 0 | 0 | 0 | 0 | 0 | 0 | 0 | 0 | 0 | 0 | 0 | 0 | 0 | 0 | 0 | 0 | 0 | 12
NO |  | 275 | 2012 | 44 | 5 | 5 |  | Russell | Rockdale | 138 | 138 | Lattice Tower | 1.69 | 0 | 1 | 1033.5 kcmil ACSR | 0 | 0 | 0 | 0 | 0 | 0 | 0 | 0 | 0 | 0 | 0 | 0 | 0 | 0 | 0 | 0 | 0 | 0 | 0 | 0 | 0 | 0 | 0 | 12
NO |  | 275 | 2012 | 44 | 6 | 6 |  | Russell | Rockdale | 138 | 138 | Lattice Tower | 1.58 | 0 | 1 | 1033.5 kcmil ACSR | 0 | 0 | 0 | 0 | 0 | 0 | 0 | 0 | 0 | 0 | 0 | 0 | 0 | 0 | 0 | 0 | 0 | 0 | 0 | 0 | 0 | 0 | 0 | 12
NO |  | 275 | 2012 | 44 | 7 | 7 |  | Russell | Rockdale | 138 | 138 | Lattice Tower | 0.18 | 0 | 1 | 1033.5 kcmil ACSR | 0 | 0 | 0 | 0 | 0 | 0 | 0 | 0 | 0 | 0 | 0 | 0 | 0 | 0 | 0 | 0 | 0 | 0 | 0 | 0 | 0 | 0 | 0 | 12
NO |  | 275 | 2012 | 44 | 8 | 8 |  | Russell | Rockdale | 138 | 138 | Lattice Tower | 0 | 7.43 | 2 | 1033.5 kcmil ACSR | 0 | 0 | 0 | 0 | 0 | 0 | 0 | 0 | 0 | 0 | 0 | 0 | 0 | 0 | 0 | 0 | 0 | 0 | 0 | 0 | 0 | 0 | 0 | 12
NO |  | 275 | 2012 | 44 | 9 | 9 |  | Russell | Rockdale | 138 | 138 | Lattice Tower | 0.27 | 0 | 1 | 1033.5 kcmil ACSR | 0 | 0 | 0 | 0 | 0 | 0 | 0 | 0 | 0 | 0 | 0 | 0 | 0 | 0 | 0 | 0 | 0 | 0 | 0 | 0 | 0 | 0 | 0 | 12
NO |  | 275 | 2012 | 44 | 10 | 10 |  | Russell | Viking Sw Str | 138 | 138 | Various | 0.03 | 0 | 1 | 795.0 kcmil ACSR | 0 | 0 | 0 | 0 | 0 | 0 | 0 | 0 | 0 | 0 | 0 | 0 | 0 | 0 | 0 | 0 | 0 | 0 | 0 | 0 | 0 | 0 | 0 | 12
NO |  | 275 | 2012 | 44 | 11 | 11 |  | Russell | Viking Sw Str | 138 | 138 | Various | 0 | 0.42 | 2 | 397.5 kcmil ACSR | 0 | 0 | 0 | 0 | 0 | 0 | 0 | 0 | 0 | 0 | 0 | 0 | 0 | 0 | 0 | 0 | 0 | 0 | 0 | 0 | 0 | 0 | 0 | 12
NO |  | 275 | 2012 | 44 | 12 | 12 |  | Russell | Viking Sw Str | 138 | 138 | Various | 0.07 | 0 | 1 | 397.5 kcmil ACSR | 0 | 0 | 0 | 0 | 0 | 0 | 0 | 0 | 0 | 0 | 0 | 0 | 0 | 0 | 0 | 0 | 0 | 0 | 0 | 0 | 0 | 0 | 0 | 12
NO |  | 275 | 2012 | 44 | 13 | 13 |  | Russell | Viking Sw Str | 138 | 138 | Various | 0 | 3.09 | 2 | 397.5 kcmil ACSR | 0 | 0 | 0 | 0 | 0 | 0 | 0 | 0 | 0 | 0 | 0 | 0 | 0 | 0 | 0 | 0 | 0 | 0 | 0 | 0 | 0 | 0 | 0 | 12
NO |  | 275 | 2012 | 44 | 14 | 14 |  | Sand Lake | Port Edwards | 138 | 138 | Various | 0.08 | 0 | 1 | 795.0 kcmil ACSR | 0 | 0 | 0 | 0 | 0 | 0 | 0 | 0 | 0 | 0 | 0 | 0 | 0 | 0 | 0 | 0 | 0 | 0 | 0 | 0 | 0 | 0 | 0 | 12
NO |  | 275 | 2012 | 44 | 15 | 15 |  | Sand Lake | Port Edwards | 138 | 138 | Various | 19.45 | 0 | 1 | 397.5 kcmil ACSR | 0 | 0 | 0 | 0 | 0 | 0 | 0 | 0 | 0 | 0 | 0 | 0 | 0 | 0 | 0 | 0 | 0 | 0 | 0 | 0 | 0 | 0 | 0 | 12
NO |  | 275 | 2012 | 44 | 16 | 16 |  | Sand Lake | Port Edwards | 138 | 138 | Various | 5.36 | 0 | 1 | 397.5 kcmil ACSR | 0 | 0 | 0 | 0 | 0 | 0 | 0 | 0 | 0 | 0 | 0 | 0 | 0 | 0 | 0 | 0 | 0 | 0 | 0 | 0 | 0 | 0 | 0 | 12
NO |  | 275 | 2012 | 44 | 17 | 17 |  | Saratoga | Hollywood | 138 | 138 | H-Frame | 0.06 | 0 | 1 | 795.0 kcmil ACSR | 0 | 0 | 0 | 0 | 0 | 0 | 0 | 0 | 0 | 0 | 0 | 0 | 0 | 0 | 0 | 0 | 0 | 0 | 0 | 0 | 0 | 0 | 0 | 12
NO |  | 275 | 2012 | 44 | 18 | 18 |  | Saratoga | Hollywood | 138 | 138 | H-Frame | 2.82 | 0 | 1 | 795.0 kcmil ACSR | 0 | 0 | 0 | 0 | 0 | 0 | 0 | 0 | 0 | 0 | 0 | 0 | 0 | 0 | 0 | 0 | 0 | 0 | 0 | 0 | 0 | 0 | 0 | 12
NO |  | 275 | 2012 | 44 | 19 | 19 |  | Saratoga | Badger West | 138 | 138 | H-Frame | 11.16 | 0 | 1 | 4/0 AWG ACSR 6/1 | 0 | 0 | 0 | 0 | 0 | 0 | 0 | 0 | 0 | 0 | 0 | 0 | 0 | 0 | 0 | 0 | 0 | 0 | 0 | 0 | 0 | 0 | 0 | 12
NO |  | 275 | 2012 | 44 | 20 | 20 |  | Saratoga | Badger West | 138 | 138 | H-Frame | 0.02 | 0 | 1 | 4/0 AWG ACSR 6/1 | 0 | 0 | 0 | 0 | 0 | 0 | 0 | 0 | 0 | 0 | 0 | 0 | 0 | 0 | 0 | 0 | 0 | 0 | 0 | 0 | 0 | 0 | 0 | 12
NO |  | 275 | 2012 | 44 | 21 | 21 |  | Saratoga | Badger West | 138 | 138 | H-Frame | 0.98 | 0 | 1 | 4/0 AWG ACSR 6/1 | 0 | 0 | 0 | 0 | 0 | 0 | 0 | 0 | 0 | 0 | 0 | 0 | 0 | 0 | 0 | 0 | 0 | 0 | 0 | 0 | 0 | 0 | 0 | 12
NO |  | 275 | 2012 | 44 | 22 | 22 |  | Saratoga | Badger West | 138 | 138 | H-Frame | 0.25 | 0 | 1 | 4/0 AWG ACSR 6/1 | 0 | 0 | 0 | 0 | 0 | 0 | 0 | 0 | 0 | 0 | 0 | 0 | 0 | 0 | 0 | 0 | 0 | 0 | 0 | 0 | 0 | 0 | 0 | 12
NO |  | 275 | 2012 | 44 | 23 | 23 |  | Sauk Trail SW STR | Edgewater SW YD | 138 | 138 | Steel Pole | 0.62 | 0 | 1 | 795.0 kcmil ACSR | 0 | 0 | 0 | 0 | 0 | 0 | 0 | 0 | 0 | 0 | 0 | 0 | 0 | 0 | 0 | 0 | 0 | 0 | 0 | 0 | 0 | 0 | 0 | 12
NO |  | 275 | 2012 | 44 | 24 | 24 |  | Sauk Trail SW STR | Edgewater SW YD | 138 | 138 | Steel Pole | 1.4 | 0 | 1 | 795.0 kcmil ACSR | 0 | 0 | 0 | 0 | 0 | 0 | 0 | 0 | 0 | 0 | 0 | 0 | 0 | 0 | 0 | 0 | 0 | 0 | 0 | 0 | 0 | 0 | 0 | 12
NO |  | 275 | 2012 | 44 | 25 | 25 |  | Sauk Trail SW STR | Edgewater SW YD | 138 | 138 | Steel Pole | 0 | 0.27 | 2 | 795.0 kcmil ACSR | 0 | 0 | 0 | 0 | 0 | 0 | 0 | 0 | 0 | 0 | 0 | 0 | 0 | 0 | 0 | 0 | 0 | 0 | 0 | 0 | 0 | 0 | 0 | 12
NO |  | 275 | 2012 | 44 | 26 | 26 |  | Sauk Trail SW STR | Edgewater SW YD | 138 | 138 | Steel Pole | 0.52 | 0 | 1 | 795.0 kcmil ACSR | 0 | 0 | 0 | 0 | 0 | 0 | 0 | 0 | 0 | 0 | 0 | 0 | 0 | 0 | 0 | 0 | 0 | 0 | 0 | 0 | 0 | 0 | 0 | 12
NO |  | 275 | 2012 | 44 | 27 | 27 |  | Sauk Trail SW STR | Edgewater SW YD | 138 | 138 | Steel Pole | 0 | 0.06 | 2 | 795.0 kcmil ACSR | 0 | 0 | 0 | 0 | 0 | 0 | 0 | 0 | 0 | 0 | 0 | 0 | 0 | 0 | 0 | 0 | 0 | 0 | 0 | 0 | 0 | 0 | 0 | 12
NO |  | 275 | 2012 | 44 | 28 | 28 |  | Sauk Trail SW STR | Edgewater SW YD | 138 | 138 | Steel Pole | 0.08 | 0 | 1 | 795.0 kcmil ACSR | 0 | 0 | 0 | 0 | 0 | 0 | 0 | 0 | 0 | 0 | 0 | 0 | 0 | 0 | 0 | 0 | 0 | 0 | 0 | 0 | 0 | 0 | 0 | 12
NO |  | 275 | 2012 | 44 | 29 | 29 |  | Sauk Trail SW STR | Sauk Trail | 138 | 138 | Steel Pole | 0.03 | 0 | 1 | 336.4 kcmil ACSR | 0 | 0 | 0 | 0 | 0 | 0 | 0 | 0 | 0 | 0 | 0 | 0 | 0 | 0 | 0 | 0 | 0 | 0 | 0 | 0 | 0 | 0 | 0 | 12
NO |  | 275 | 2012 | 44 | 30 | 30 |  | Saukville | Barton | 138 | 138 | Wood Pole | 4.64 | 0 | 1 | 927.2 kcmil ACAR | 0 | 0 | 0 | 0 | 0 | 0 | 0 | 0 | 0 | 0 | 0 | 0 | 0 | 0 | 0 | 0 | 0 | 0 | 0 | 0 | 0 | 0 | 0 | 12
NO |  | 275 | 2012 | 44 | 31 | 31 |  | Saukville | Barton | 138 | 138 | Wood Pole | 0 | 2.94 | 2 | 2156.0 kcmil ACSR | 0 | 0 | 0 | 0 | 0 | 0 | 0 | 0 | 0 | 0 | 0 | 0 | 0 | 0 | 0 | 0 | 0 | 0 | 0 | 0 | 0 | 0 | 0 | 12
NO |  | 275 | 2012 | 44 | 32 | 32 |  | Saukville | Barton | 138 | 138 | Wood Pole | 0 | 2.83 | 2 | 2156.0 kcmil ACSR | 0 | 0 | 0 | 0 | 0 | 0 | 0 | 0 | 0 | 0 | 0 | 0 | 0 | 0 | 0 | 0 | 0 | 0 | 0 | 0 | 0 | 0 | 0 | 12
NO |  | 275 | 2012 | 44 | 33 | 33 |  | Saukville | Barton | 138 | 138 | Wood Pole | 5.9 | 0 | 1 | 927.2 kcmil ACAR | 0 | 0 | 0 | 0 | 0 | 0 | 0 | 0 | 0 | 0 | 0 | 0 | 0 | 0 | 0 | 0 | 0 | 0 | 0 | 0 | 0 | 0 | 0 | 12
NO |  | 275 | 2012 | 44 | 34 | 34 |  | Saukville | Elkhart Lake | 138 | 138 | Wood Pole | 0 | 0.07 | 2 | 477.0 kcmil ACSR | 0 | 0 | 0 | 0 | 0 | 0 | 0 | 0 | 0 | 0 | 0 | 0 | 0 | 0 | 0 | 0 | 0 | 0 | 0 | 0 | 0 | 0 | 0 | 12
NO |  | 275 | 2012 | 44 | 35 | 35 |  | Saukville | Elkhart Lake | 138 | 138 | Wood Pole | 0 | 6.89 | 2 | 4/0 AWG ACSR T2 6 | 0 | 0 | 0 | 0 | 0 | 0 | 0 | 0 | 0 | 0 | 0 | 0 | 0 | 0 | 0 | 0 | 0 | 0 | 0 | 0 | 0 | 0 | 0 | 12
NO |  | 275 | 2012 | 45 | 1 | 1 |  | Saukville | Elkhart Lake | 138 | 138 | Wood Pole | 0 | 0.04 | 2 | 795.0 kcmil ACSR | 0 | 0 | 0 | 0 | 0 | 0 | 0 | 0 | 0 | 0 | 0 | 0 | 0 | 0 | 0 | 0 | 0 | 0 | 0 | 0 | 0 | 0 | 0 | 12
NO |  | 275 | 2012 | 45 | 2 | 2 |  | Saukville | Elkhart Lake | 138 | 138 | Wood Pole | 0 | 26.64 | 2 | 477.0 kcmil ACSR | 0 | 0 | 0 | 0 | 0 | 0 | 0 | 0 | 0 | 0 | 0 | 0 | 0 | 0 | 0 | 0 | 0 | 0 | 0 | 0 | 0 | 0 | 0 | 12
NO |  | 275 | 2012 | 45 | 3 | 3 |  | Saukville | Pleasant Valley | 138 | 138 | H-Frame | 0.26 | 0 | 1 | 477.0 kcmil ACSR | 0 | 0 | 0 | 0 | 0 | 0 | 0 | 0 | 0 | 0 | 0 | 0 | 0 | 0 | 0 | 0 | 0 | 0 | 0 | 0 | 0 | 0 | 0 | 12
NO |  | 275 | 2012 | 45 | 4 | 4 |  | Saukville | Pleasant Valley | 138 | 138 | H-Frame | 1.33 | 0 | 1 | 477.0 kcmil ACSR | 0 | 0 | 0 | 0 | 0 | 0 | 0 | 0 | 0 | 0 | 0 | 0 | 0 | 0 | 0 | 0 | 0 | 0 | 0 | 0 | 0 | 0 | 0 | 12
NO |  | 275 | 2012 | 45 | 5 | 5 |  | Saukville | Pleasant Valley | 138 | 138 | H-Frame | 0 | 0.33 | 2 | 477.0 kcmil ACSR | 0 | 0 | 0 | 0 | 0 | 0 | 0 | 0 | 0 | 0 | 0 | 0 | 0 | 0 | 0 | 0 | 0 | 0 | 0 | 0 | 0 | 0 | 0 | 12
NO |  | 275 | 2012 | 45 | 6 | 6 |  | Saukville | Pleasant Valley | 138 | 138 | H-Frame | 0.09 | 0 | 1 | 477.0 kcmil ACSR | 0 | 0 | 0 | 0 | 0 | 0 | 0 | 0 | 0 | 0 | 0 | 0 | 0 | 0 | 0 | 0 | 0 | 0 | 0 | 0 | 0 | 0 | 0 | 12
NO |  | 275 | 2012 | 45 | 7 | 7 |  | Saukville | Pleasant Valley | 138 | 138 | H-Frame | 10.04 | 0 | 1 | 477.0 kcmil ACSR | 0 | 0 | 0 | 0 | 0 | 0 | 0 | 0 | 0 | 0 | 0 | 0 | 0 | 0 | 0 | 0 | 0 | 0 | 0 | 0 | 0 | 0 | 0 | 12
NO |  | 275 | 2012 | 45 | 8 | 8 |  | Saukville | Cedarburg South | 138 | 138 | Steel Pole | 0 | 7.4 | 2 | 556.5 kcmil ACSR | 0 | 0 | 0 | 0 | 0 | 0 | 0 | 0 | 0 | 0 | 0 | 0 | 0 | 0 | 0 | 0 | 0 | 0 | 0 | 0 | 0 | 0 | 0 | 12
NO |  | 275 | 2012 | 45 | 9 | 9 |  | Saukville | Mequon | 138 | 138 | Steel Pole | 0 | 8.57 | 2 | 556.5 kcmil ACSR | 0 | 0 | 0 | 0 | 0 | 0 | 0 | 0 | 0 | 0 | 0 | 0 | 0 | 0 | 0 | 0 | 0 | 0 | 0 | 0 | 0 | 0 | 0 | 12
NO |  | 275 | 2012 | 45 | 10 | 10 |  | Saukville | Edgewater SW YD | 345 | 345 | Various | 0 | 24.19 | 2 | 2156.0 kcmil ACSR | 0 | 0 | 0 | 0 | 0 | 0 | 0 | 0 | 0 | 0 | 0 | 0 | 0 | 0 | 0 | 0 | 0 | 0 | 0 | 0 | 0 | 0 | 0 | 12
NO |  | 275 | 2012 | 45 | 11 | 11 |  | Saukville | Edgewater SW YD | 345 | 345 | Various | 2.01 | 0 | 1 | 2156.0 kcmil ACSR | 0 | 0 | 0 | 0 | 0 | 0 | 0 | 0 | 0 | 0 | 0 | 0 | 0 | 0 | 0 | 0 | 0 | 0 | 0 | 0 | 0 | 0 | 0 | 12
NO |  | 275 | 2012 | 45 | 12 | 12 |  | Saukville | Edgewater SW YD | 345 | 345 | Various | 0 | 7.16 | 2 | 795.0 kcmil ACSR | 0 | 0 | 0 | 0 | 0 | 0 | 0 | 0 | 0 | 0 | 0 | 0 | 0 | 0 | 0 | 0 | 0 | 0 | 0 | 0 | 0 | 0 | 0 | 12
NO |  | 275 | 2012 | 45 | 13 | 13 |  | Saukville | Maple (WE) | 138 | 138 | H-Frame | 0 | 0.33 | 2 | 927.2 kcmil ACAR | 0 | 0 | 0 | 0 | 0 | 0 | 0 | 0 | 0 | 0 | 0 | 0 | 0 | 0 | 0 | 0 | 0 | 0 | 0 | 0 | 0 | 0 | 0 | 12
NO |  | 275 | 2012 | 45 | 14 | 14 |  | Saukville | Maple (WE) | 138 | 138 | H-Frame | 5.81 | 0 | 1 | 927.2 kcmil ACAR | 0 | 0 | 0 | 0 | 0 | 0 | 0 | 0 | 0 | 0 | 0 | 0 | 0 | 0 | 0 | 0 | 0 | 0 | 0 | 0 | 0 | 0 | 0 | 12
NO |  | 275 | 2012 | 45 | 15 | 15 |  | Saukville | Maple (WE) | 138 | 138 | H-Frame | 0 | 8.12 | 2 | 927.2 kcmil ACAR | 0 | 0 | 0 | 0 | 0 | 0 | 0 | 0 | 0 | 0 | 0 | 0 | 0 | 0 | 0 | 0 | 0 | 0 | 0 | 0 | 0 | 0 | 0 | 12
NO |  | 275 | 2012 | 45 | 16 | 16 |  | Sheboygan Falls Energy Cent | Point Beach SW YD | 345 | 345 | Various | 0 | 1.35 | 2 | 2156.0 kcmil ACSR | 0 | 0 | 0 | 0 | 0 | 0 | 0 | 0 | 0 | 0 | 0 | 0 | 0 | 0 | 0 | 0 | 0 | 0 | 0 | 0 | 0 | 0 | 0 | 12
NO |  | 275 | 2012 | 45 | 17 | 17 |  | Sheboygan Falls Energy Cent | Point Beach SW YD | 345 | 345 | Various | 19.8 | 0 | 1 | 2156.0 kcmil ACSR | 0 | 0 | 0 | 0 | 0 | 0 | 0 | 0 | 0 | 0 | 0 | 0 | 0 | 0 | 0 | 0 | 0 | 0 | 0 | 0 | 0 | 0 | 0 | 12
NO |  | 275 | 2012 | 45 | 18 | 18 |  | Sheboygan Falls Energy Cent | Point Beach SW YD | 345 | 345 | Various | 0 | 12.75 | 2 | 2156.0 kcmil ACSR | 0 | 0 | 0 | 0 | 0 | 0 | 0 | 0 | 0 | 0 | 0 | 0 | 0 | 0 | 0 | 0 | 0 | 0 | 0 | 0 | 0 | 0 | 0 | 12
NO |  | 275 | 2012 | 45 | 19 | 19 |  | Sheboygan Falls Energy Cent | Point Beach SW YD | 345 | 345 | Various | 0 | 6.39 | 2 | 2156.0 kcmil ACSR | 0 | 0 | 0 | 0 | 0 | 0 | 0 | 0 | 0 | 0 | 0 | 0 | 0 | 0 | 0 | 0 | 0 | 0 | 0 | 0 | 0 | 0 | 0 | 12
NO |  | 275 | 2012 | 45 | 20 | 20 |  | Sheboygan Falls Energy Cent | Point Beach SW YD | 345 | 345 | Various | 0 | 10.63 | 2 | 2156.0 kcmil ACSR | 0 | 0 | 0 | 0 | 0 | 0 | 0 | 0 | 0 | 0 | 0 | 0 | 0 | 0 | 0 | 0 | 0 | 0 | 0 | 0 | 0 | 0 | 0 | 12
NO |  | 275 | 2012 | 45 | 21 | 21 |  | Sheboygan Falls Energy Cent | Granville | 345 | 345 | Various | 0 | 14.49 | 2 | 2156.0 kcmil ACSR | 0 | 0 | 0 | 0 | 0 | 0 | 0 | 0 | 0 | 0 | 0 | 0 | 0 | 0 | 0 | 0 | 0 | 0 | 0 | 0 | 0 | 0 | 0 | 12
NO |  | 275 | 2012 | 45 | 22 | 22 |  | Sheboygan Falls Energy Cent | Granville | 345 | 345 | Various | 0 | 4.96 | 2 | 2156.0 kcmil ACSR | 0 | 0 | 0 | 0 | 0 | 0 | 0 | 0 | 0 | 0 | 0 | 0 | 0 | 0 | 0 | 0 | 0 | 0 | 0 | 0 | 0 | 0 | 0 | 12
NO |  | 275 | 2012 | 45 | 23 | 23 |  | Sheboygan Falls Energy Cent | Granville | 345 | 345 | Various | 31.81 | 0 | 1 | 2156.0 kcmil ACSR | 0 | 0 | 0 | 0 | 0 | 0 | 0 | 0 | 0 | 0 | 0 | 0 | 0 | 0 | 0 | 0 | 0 | 0 | 0 | 0 | 0 | 0 | 0 | 12
NO |  | 275 | 2012 | 45 | 24 | 24 |  | Sheboygan Falls Energy Cent | Granville | 345 | 345 | Various | 0 | 3.83 | 2 | 2156.0 kcmil ACSR | 0 | 0 | 0 | 0 | 0 | 0 | 0 | 0 | 0 | 0 | 0 | 0 | 0 | 0 | 0 | 0 | 0 | 0 | 0 | 0 | 0 | 0 | 0 | 12
NO |  | 275 | 2012 | 45 | 25 | 25 |  | Sherwood | Roosevelt Rd | 138 | 138 | Steel Pole | 0 | 0.89 | 2 | 795.0 kcmil ACSR | 0 | 0 | 0 | 0 | 0 | 0 | 0 | 0 | 0 | 0 | 0 | 0 | 0 | 0 | 0 | 0 | 0 | 0 | 0 | 0 | 0 | 0 | 0 | 12
NO |  | 275 | 2012 | 45 | 26 | 26 |  | Sherwood | Roosevelt Rd | 138 | 138 | Steel Pole | 0 | 0.45 | 2 | 795.0 kcmil ACSR | 0 | 0 | 0 | 0 | 0 | 0 | 0 | 0 | 0 | 0 | 0 | 0 | 0 | 0 | 0 | 0 | 0 | 0 | 0 | 0 | 0 | 0 | 0 | 12
NO |  | 275 | 2012 | 45 | 27 | 27 |  | Sherwood | Roosevelt Rd | 138 | 138 | Steel Pole | 0.13 | 0 | 1 | 795.0 kcmil ACSR | 0 | 0 | 0 | 0 | 0 | 0 | 0 | 0 | 0 | 0 | 0 | 0 | 0 | 0 | 0 | 0 | 0 | 0 | 0 | 0 | 0 | 0 | 0 | 12
NO |  | 275 | 2012 | 45 | 28 | 28 |  | Sherwood | Roosevelt Rd | 138 | 138 | Steel Pole | 0 | 0.29 | 2 | 795.0 kcmil ACSR | 0 | 0 | 0 | 0 | 0 | 0 | 0 | 0 | 0 | 0 | 0 | 0 | 0 | 0 | 0 | 0 | 0 | 0 | 0 | 0 | 0 | 0 | 0 | 12
NO |  | 275 | 2012 | 45 | 29 | 29 |  | Sherwood | Roosevelt Rd | 138 | 138 | Steel Pole | 0.94 | 0 | 1 | 795.0 kcmil ACSR | 0 | 0 | 0 | 0 | 0 | 0 | 0 | 0 | 0 | 0 | 0 | 0 | 0 | 0 | 0 | 0 | 0 | 0 | 0 | 0 | 0 | 0 | 0 | 12
NO |  | 275 | 2012 | 45 | 30 | 30 |  | Sherwood | Roosevelt Rd | 138 | 138 | Steel Pole | 1.29 | 0 | 1 | 795.0 kcmil ACSR | 0 | 0 | 0 | 0 | 0 | 0 | 0 | 0 | 0 | 0 | 0 | 0 | 0 | 0 | 0 | 0 | 0 | 0 | 0 | 0 | 0 | 0 | 0 | 12
NO |  | 275 | 2012 | 45 | 31 | 31 |  | Sherwood | Roosevelt Rd | 138 | 138 | Steel Pole | 2.01 | 0 | 1 | 795.0 kcmil ACSR | 0 | 0 | 0 | 0 | 0 | 0 | 0 | 0 | 0 | 0 | 0 | 0 | 0 | 0 | 0 | 0 | 0 | 0 | 0 | 0 | 0 | 0 | 0 | 12
NO |  | 275 | 2012 | 45 | 32 | 32 |  | Sigel | Arpin | 138 | 138 | Wood Pole | 5.2 | 0 | 1 | 795.0 kcmil ACSR | 0 | 0 | 0 | 0 | 0 | 0 | 0 | 0 | 0 | 0 | 0 | 0 | 0 | 0 | 0 | 0 | 0 | 0 | 0 | 0 | 0 | 0 | 0 | 12
NO |  | 275 | 2012 | 45 | 33 | 33 |  | South Fond Du Lac SW YD | Fitzgerald | 345 | 345 | Various | 5.48 | 0 | 1 | 795.0 kcmil ACSR | 0 | 0 | 0 | 0 | 0 | 0 | 0 | 0 | 0 | 0 | 0 | 0 | 0 | 0 | 0 | 0 | 0 | 0 | 0 | 0 | 0 | 0 | 0 | 12
NO |  | 275 | 2012 | 45 | 34 | 34 |  | South Fond Du Lac SW YD | Fitzgerald | 345 | 345 | Various | 2.25 | 0 | 1 | 795.0 kcmil ACSR | 0 | 0 | 0 | 0 | 0 | 0 | 0 | 0 | 0 | 0 | 0 | 0 | 0 | 0 | 0 | 0 | 0 | 0 | 0 | 0 | 0 | 0 | 0 | 12
NO |  | 275 | 2012 | 45 | 35 | 35 |  | South Fond Du Lac SW YD | Fitzgerald | 345 | 345 | Various | 0.57 | 0 | 1 | 795.0 kcmil ACSR | 0 | 0 | 0 | 0 | 0 | 0 | 0 | 0 | 0 | 0 | 0 | 0 | 0 | 0 | 0 | 0 | 0 | 0 | 0 | 0 | 0 | 0 | 0 | 12
NO |  | 275 | 2012 | 46 | 1 | 1 |  | South Fond Du Lac SW YD | Fitzgerald | 345 | 345 | Various | 4.35 | 0 | 1 | 795.0 kcmil ACSR | 0 | 0 | 0 | 0 | 0 | 0 | 0 | 0 | 0 | 0 | 0 | 0 | 0 | 0 | 0 | 0 | 0 | 0 | 0 | 0 | 0 | 0 | 0 | 12
NO |  | 275 | 2012 | 46 | 2 | 2 |  | South Fond Du Lac SW YD | Fitzgerald | 345 | 345 | Various | 0.09 | 0 | 1 | 795.0 kcmil ACSR | 0 | 0 | 0 | 0 | 0 | 0 | 0 | 0 | 0 | 0 | 0 | 0 | 0 | 0 | 0 | 0 | 0 | 0 | 0 | 0 | 0 | 0 | 0 | 12
NO |  | 275 | 2012 | 46 | 3 | 3 |  | South Fond Du Lac SW YD | Fitzgerald | 345 | 345 | Various | 7.26 | 0 | 1 | 795.0 kcmil ACSR | 0 | 0 | 0 | 0 | 0 | 0 | 0 | 0 | 0 | 0 | 0 | 0 | 0 | 0 | 0 | 0 | 0 | 0 | 0 | 0 | 0 | 0 | 0 | 12
NO |  | 275 | 2012 | 46 | 4 | 4 |  | South Fond Du Lac SW YD | Fitzgerald | 345 | 345 | Various | 1.73 | 0 | 1 | 795.0 kcmil ACSR | 0 | 0 | 0 | 0 | 0 | 0 | 0 | 0 | 0 | 0 | 0 | 0 | 0 | 0 | 0 | 0 | 0 | 0 | 0 | 0 | 0 | 0 | 0 | 12
NO |  | 275 | 2012 | 46 | 5 | 5 |  | South Fond Du Lac SW YD | Martin Rd | 138 | 138 | Various | 0 | 0.16 | 2 | 795.0 kcmil ACSR | 0 | 0 | 0 | 0 | 0 | 0 | 0 | 0 | 0 | 0 | 0 | 0 | 0 | 0 | 0 | 0 | 0 | 0 | 0 | 0 | 0 | 0 | 0 | 12
NO |  | 275 | 2012 | 46 | 6 | 6 |  | South Fond Du Lac SW YD | Martin Rd | 138 | 138 | Various | 0 | 3.55 | 2 | 795.0 kcmil ACSR | 0 | 0 | 0 | 0 | 0 | 0 | 0 | 0 | 0 | 0 | 0 | 0 | 0 | 0 | 0 | 0 | 0 | 0 | 0 | 0 | 0 | 0 | 0 | 12
NO |  | 275 | 2012 | 46 | 7 | 7 |  | South Fond Du Lac SW YD | Martin Rd | 138 | 138 | Various | 1.13 | 0 | 1 | 795.0 kcmil ACSR | 0 | 0 | 0 | 0 | 0 | 0 | 0 | 0 | 0 | 0 | 0 | 0 | 0 | 0 | 0 | 0 | 0 | 0 | 0 | 0 | 0 | 0 | 0 | 12
NO |  | 275 | 2012 | 46 | 8 | 8 |  | South Fond Du Lac SW YD | Martin Rd | 138 | 138 | Various | 0 | 0.43 | 2 | 795.0 kcmil ACSR | 0 | 0 | 0 | 0 | 0 | 0 | 0 | 0 | 0 | 0 | 0 | 0 | 0 | 0 | 0 | 0 | 0 | 0 | 0 | 0 | 0 | 0 | 0 | 12
NO |  | 275 | 2012 | 46 | 9 | 9 |  | South Fond Du Lac SW YD | Martin Rd | 138 | 138 | Various | 0.06 | 0 | 1 | 795.0 kcmil ACSR | 0 | 0 | 0 | 0 | 0 | 0 | 0 | 0 | 0 | 0 | 0 | 0 | 0 | 0 | 0 | 0 | 0 | 0 | 0 | 0 | 0 | 0 | 0 | 12
NO |  | 275 | 2012 | 46 | 10 | 10 |  | South Fond Du Lac SW YD | Forward Energy Center | 138 | 138 | Various | 0.6 | 0 | 1 | 1109.0 kcmil ACAR | 0 | 0 | 0 | 0 | 0 | 0 | 0 | 0 | 0 | 0 | 0 | 0 | 0 | 0 | 0 | 0 | 0 | 0 | 0 | 0 | 0 | 0 | 0 | 12
NO |  | 275 | 2012 | 46 | 11 | 11 |  | South Fond Du Lac SW YD | Forward Energy Center | 138 | 138 | Various | 7.08 | 0 | 1 | 1109.0 kcmil ACAR | 0 | 0 | 0 | 0 | 0 | 0 | 0 | 0 | 0 | 0 | 0 | 0 | 0 | 0 | 0 | 0 | 0 | 0 | 0 | 0 | 0 | 0 | 0 | 12
NO |  | 275 | 2012 | 46 | 12 | 12 |  | South Fond Du Lac SW YD | Forward Energy Center | 138 | 138 | Various | 0.04 | 0 | 1 | 795.0 kcmil ACSR | 0 | 0 | 0 | 0 | 0 | 0 | 0 | 0 | 0 | 0 | 0 | 0 | 0 | 0 | 0 | 0 | 0 | 0 | 0 | 0 | 0 | 0 | 0 | 12
NO |  | 275 | 2012 | 46 | 13 | 13 |  | South Sheboygan Falls | Edgewater SW YD | 138 | 138 | Lattice Tower | 0.03 | 0 | 1 | 2500.0 kcmil AAC | 0 | 0 | 0 | 0 | 0 | 0 | 0 | 0 | 0 | 0 | 0 | 0 | 0 | 0 | 0 | 0 | 0 | 0 | 0 | 0 | 0 | 0 | 0 | 12
NO |  | 275 | 2012 | 46 | 14 | 14 |  | South Sheboygan Falls | Edgewater SW YD | 138 | 138 | Lattice Tower | 0 | 0 | 1 | 2500.0 kcmil AAC | 0 | 0 | 0 | 0 | 0 | 0 | 0 | 0 | 0 | 0 | 0 | 0 | 0 | 0 | 0 | 0 | 0 | 0 | 0 | 0 | 0 | 0 | 0 | 12
NO |  | 275 | 2012 | 46 | 15 | 15 |  | South Sheboygan Falls | Edgewater SW YD | 138 | 138 | Lattice Tower | 6.78 | 0 | 1 | 795.0 kcmil ACSR | 0 | 0 | 0 | 0 | 0 | 0 | 0 | 0 | 0 | 0 | 0 | 0 | 0 | 0 | 0 | 0 | 0 | 0 | 0 | 0 | 0 | 0 | 0 | 12
NO |  | 275 | 2012 | 46 | 16 | 16 |  | Southwest Delavan | Bristol (ALTE) | 138 | 138 | Steel Pole | 5.06 | 0 | 1 | 556.5 kcmil ACSR | 0 | 0 | 0 | 0 | 0 | 0 | 0 | 0 | 0 | 0 | 0 | 0 | 0 | 0 | 0 | 0 | 0 | 0 | 0 | 0 | 0 | 0 | 0 | 12
NO |  | 275 | 2012 | 46 | 17 | 17 |  | Sprecher | Reiner Rd | 138 | 138 | Wood Pole | 0.02 | 0 | 1 | 954.0 kcmil ACSR | 0 | 0 | 0 | 0 | 0 | 0 | 0 | 0 | 0 | 0 | 0 | 0 | 0 | 0 | 0 | 0 | 0 | 0 | 0 | 0 | 0 | 0 | 0 | 12
NO |  | 275 | 2012 | 46 | 18 | 18 |  | Sprecher | Reiner Rd | 138 | 138 | Wood Pole | 3.6 | 0 | 1 | 954.0 kcmil ACSR | 0 | 0 | 0 | 0 | 0 | 0 | 0 | 0 | 0 | 0 | 0 | 0 | 0 | 0 | 0 | 0 | 0 | 0 | 0 | 0 | 0 | 0 | 0 | 12
NO |  | 275 | 2012 | 46 | 19 | 19 |  | Sprecher | Reiner Rd | 138 | 138 | Wood Pole | 0 | 0.29 | 2 | 954.0 kcmil ACSR | 0 | 0 | 0 | 0 | 0 | 0 | 0 | 0 | 0 | 0 | 0 | 0 | 0 | 0 | 0 | 0 | 0 | 0 | 0 | 0 | 0 | 0 | 0 | 12
NO |  | 275 | 2012 | 46 | 20 | 20 |  | Sprecher | Reiner Rd | 138 | 138 | Wood Pole | 0 | 0.08 | 2 | 954.0 kcmil ACSR | 0 | 0 | 0 | 0 | 0 | 0 | 0 | 0 | 0 | 0 | 0 | 0 | 0 | 0 | 0 | 0 | 0 | 0 | 0 | 0 | 0 | 0 | 0 | 12
NO |  | 275 | 2012 | 46 | 21 | 21 |  | Sprecher | Reiner Rd | 138 | 138 | Wood Pole | 0 | 0.02 | 2 | 954.0 kcmil ACSR | 0 | 0 | 0 | 0 | 0 | 0 | 0 | 0 | 0 | 0 | 0 | 0 | 0 | 0 | 0 | 0 | 0 | 0 | 0 | 0 | 0 | 0 | 0 | 12
NO |  | 275 | 2012 | 46 | 22 | 22 |  | Spring Green | Troy SW STR | 138 | 138 | H-Frame | 0.02 | 0 | 1 | 795.0 kcmil ACSR | 0 | 0 | 0 | 0 | 0 | 0 | 0 | 0 | 0 | 0 | 0 | 0 | 0 | 0 | 0 | 0 | 0 | 0 | 0 | 0 | 0 | 0 | 0 | 12
NO |  | 275 | 2012 | 46 | 23 | 23 |  | Spring Green | Troy SW STR | 138 | 138 | H-Frame | 0.03 | 0 | 1 | 795.0 kcmil ACSR | 0 | 0 | 0 | 0 | 0 | 0 | 0 | 0 | 0 | 0 | 0 | 0 | 0 | 0 | 0 | 0 | 0 | 0 | 0 | 0 | 0 | 0 | 0 | 12
NO |  | 275 | 2012 | 46 | 24 | 24 |  | Spring Green | Troy SW STR | 138 | 138 | H-Frame | 0.33 | 0 | 1 | 795.0 kcmil ACSR | 0 | 0 | 0 | 0 | 0 | 0 | 0 | 0 | 0 | 0 | 0 | 0 | 0 | 0 | 0 | 0 | 0 | 0 | 0 | 0 | 0 | 0 | 0 | 12
NO |  | 275 | 2012 | 46 | 25 | 25 |  | Spring Green | Troy SW STR | 138 | 138 | H-Frame | 1.69 | 0 | 1 | 795.0 kcmil ACSR | 0 | 0 | 0 | 0 | 0 | 0 | 0 | 0 | 0 | 0 | 0 | 0 | 0 | 0 | 0 | 0 | 0 | 0 | 0 | 0 | 0 | 0 | 0 | 12
NO |  | 275 | 2012 | 46 | 26 | 26 |  | Spring Green | Troy SW STR | 138 | 138 | H-Frame | 2.37 | 0 | 1 | 795.0 kcmil ACSR | 0 | 0 | 0 | 0 | 0 | 0 | 0 | 0 | 0 | 0 | 0 | 0 | 0 | 0 | 0 | 0 | 0 | 0 | 0 | 0 | 0 | 0 | 0 | 12
NO |  | 275 | 2012 | 46 | 27 | 27 |  | Spring Green | Troy SW STR | 138 | 138 | H-Frame | 2.64 | 0 | 1 | 795.0 kcmil ACSR | 0 | 0 | 0 | 0 | 0 | 0 | 0 | 0 | 0 | 0 | 0 | 0 | 0 | 0 | 0 | 0 | 0 | 0 | 0 | 0 | 0 | 0 | 0 | 12
NO |  | 275 | 2012 | 46 | 28 | 28 |  | Spring Green | Troy SW STR | 138 | 138 | H-Frame | 1.4 | 0 | 1 | 795.0 kcmil ACSR | 0 | 0 | 0 | 0 | 0 | 0 | 0 | 0 | 0 | 0 | 0 | 0 | 0 | 0 | 0 | 0 | 0 | 0 | 0 | 0 | 0 | 0 | 0 | 12
NO |  | 275 | 2012 | 46 | 29 | 29 |  | Spring Green | Troy SW STR | 138 | 138 | H-Frame | 0.26 | 0 | 1 | 795.0 kcmil ACSR | 0 | 0 | 0 | 0 | 0 | 0 | 0 | 0 | 0 | 0 | 0 | 0 | 0 | 0 | 0 | 0 | 0 | 0 | 0 | 0 | 0 | 0 | 0 | 12
NO |  | 275 | 2012 | 46 | 30 | 30 |  | St Lawrence | Hartford | 138 | 138 | Various | 5.18 | 0 | 1 | 795.0 kcmil ACSR | 0 | 0 | 0 | 0 | 0 | 0 | 0 | 0 | 0 | 0 | 0 | 0 | 0 | 0 | 0 | 0 | 0 | 0 | 0 | 0 | 0 | 0 | 0 | 12
NO |  | 275 | 2012 | 46 | 31 | 31 |  | St Lawrence | Glacier | 138 | 138 | H-Frame | 0 | 0 | 1 | 477.0 kcmil ACSR | 0 | 0 | 0 | 0 | 0 | 0 | 0 | 0 | 0 | 0 | 0 | 0 | 0 | 0 | 0 | 0 | 0 | 0 | 0 | 0 | 0 | 0 | 0 | 12
NO |  | 275 | 2012 | 46 | 32 | 32 |  | St Lawrence | Glacier | 138 | 138 | H-Frame | 5.84 | 0 | 1 | 477.0 kcmil ACSR | 0 | 0 | 0 | 0 | 0 | 0 | 0 | 0 | 0 | 0 | 0 | 0 | 0 | 0 | 0 | 0 | 0 | 0 | 0 | 0 | 0 | 0 | 0 | 12
NO |  | 275 | 2012 | 46 | 33 | 33 |  | St Rita | Racine | 138 | 138 | Wood Pole | 7.85 | 0 | 1 | 477.0 kcmil ACSR | 0 | 0 | 0 | 0 | 0 | 0 | 0 | 0 | 0 | 0 | 0 | 0 | 0 | 0 | 0 | 0 | 0 | 0 | 0 | 0 | 0 | 0 | 0 | 12
NO |  | 275 | 2012 | 46 | 34 | 34 |  | St Rita | Racine | 138 | 138 | Wood Pole | 1.6 | 0 | 1 | 477.0 kcmil ACSR | 0 | 0 | 0 | 0 | 0 | 0 | 0 | 0 | 0 | 0 | 0 | 0 | 0 | 0 | 0 | 0 | 0 | 0 | 0 | 0 | 0 | 0 | 0 | 12
NO |  | 275 | 2012 | 46 | 35 | 35 |  | Staff | ACEC Friesland | 138 | 138 | H-Frame | 0.03 | 0 | 1 | 795.0 kcmil ACSR | 0 | 0 | 0 | 0 | 0 | 0 | 0 | 0 | 0 | 0 | 0 | 0 | 0 | 0 | 0 | 0 | 0 | 0 | 0 | 0 | 0 | 0 | 0 | 12
NO |  | 275 | 2012 | 47 | 1 | 1 |  | Staff | ACEC Friesland | 138 | 138 | H-Frame | 0 | 0.22 | 2 | 477.0 kcmil ACSR | 0 | 0 | 0 | 0 | 0 | 0 | 0 | 0 | 0 | 0 | 0 | 0 | 0 | 0 | 0 | 0 | 0 | 0 | 0 | 0 | 0 | 0 | 0 | 12
NO |  | 275 | 2012 | 47 | 2 | 2 |  | Staff | ACEC Friesland | 138 | 138 | H-Frame | 0.09 | 0 | 1 | 477.0 kcmil ACSR | 0 | 0 | 0 | 0 | 0 | 0 | 0 | 0 | 0 | 0 | 0 | 0 | 0 | 0 | 0 | 0 | 0 | 0 | 0 | 0 | 0 | 0 | 0 | 12
NO |  | 275 | 2012 | 47 | 3 | 3 |  | Staff | ACEC Friesland | 138 | 138 | H-Frame | 4.67 | 0 | 1 | 795.0 kcmil ACSR | 0 | 0 | 0 | 0 | 0 | 0 | 0 | 0 | 0 | 0 | 0 | 0 | 0 | 0 | 0 | 0 | 0 | 0 | 0 | 0 | 0 | 0 | 0 | 12
NO |  | 275 | 2012 | 47 | 4 | 4 |  | Stiles SW STA | Pulliam SW YD | 138 | 138 | Lattice Tower | 0 | 0.02 | 2 | 493.7 kcmil ACAR | 0 | 0 | 0 | 0 | 0 | 0 | 0 | 0 | 0 | 0 | 0 | 0 | 0 | 0 | 0 | 0 | 0 | 0 | 0 | 0 | 0 | 0 | 0 | 12
NO |  | 275 | 2012 | 47 | 5 | 5 |  | Stiles SW STA | Pulliam SW YD | 138 | 138 | Lattice Tower | 0 | 24.43 | 2 | 493.7 kcmil ACAR | 0 | 0 | 0 | 0 | 0 | 0 | 0 | 0 | 0 | 0 | 0 | 0 | 0 | 0 | 0 | 0 | 0 | 0 | 0 | 0 | 0 | 0 | 0 | 12
NO |  | 275 | 2012 | 47 | 6 | 6 |  | Stiles SW STA | Pulliam SW YD | 138 | 138 | Lattice Tower | 0 | 1.11 | 2 | 493.7 kcmil ACAR | 0 | 0 | 0 | 0 | 0 | 0 | 0 | 0 | 0 | 0 | 0 | 0 | 0 | 0 | 0 | 0 | 0 | 0 | 0 | 0 | 0 | 0 | 0 | 12
NO |  | 275 | 2012 | 47 | 7 | 7 |  | Stiles SW STA | Pulliam SW YD | 138 | 138 | H-Frame | 0 | 0.14 | 2 | 493.7 kcmil ACAR | 0 | 0 | 0 | 0 | 0 | 0 | 0 | 0 | 0 | 0 | 0 | 0 | 0 | 0 | 0 | 0 | 0 | 0 | 0 | 0 | 0 | 0 | 0 | 12
NO |  | 275 | 2012 | 47 | 8 | 8 |  | Stiles SW STA | Pulliam SW YD | 138 | 138 | H-Frame | 0 | 24.31 | 2 | 493.7 kcmil ACAR | 0 | 0 | 0 | 0 | 0 | 0 | 0 | 0 | 0 | 0 | 0 | 0 | 0 | 0 | 0 | 0 | 0 | 0 | 0 | 0 | 0 | 0 | 0 | 12
NO |  | 275 | 2012 | 47 | 9 | 9 |  | Stiles SW STA | Pulliam SW YD | 138 | 138 | H-Frame | 0 | 1.1 | 2 | 493.7 kcmil ACAR | 0 | 0 | 0 | 0 | 0 | 0 | 0 | 0 | 0 | 0 | 0 | 0 | 0 | 0 | 0 | 0 | 0 | 0 | 0 | 0 | 0 | 0 | 0 | 12
NO |  | 275 | 2012 | 47 | 10 | 10 |  | Stiles SW STA | Crivitz | 138 | 138 | Steel Pole | 0 | 21.71 | 2 | 477.0 kcmil ACSR | 0 | 0 | 0 | 0 | 0 | 0 | 0 | 0 | 0 | 0 | 0 | 0 | 0 | 0 | 0 | 0 | 0 | 0 | 0 | 0 | 0 | 0 | 0 | 12
NO |  | 275 | 2012 | 47 | 11 | 11 |  | Stiles SW STA | Oconto | 138 | 138 | H-Frame | 1.98 | 0 | 1 | 543.9 kcmil ACAR | 0 | 0 | 0 | 0 | 0 | 0 | 0 | 0 | 0 | 0 | 0 | 0 | 0 | 0 | 0 | 0 | 0 | 0 | 0 | 0 | 0 | 0 | 0 | 12
NO |  | 275 | 2012 | 47 | 12 | 12 |  | Stiles SW STA | Oconto | 138 | 138 | H-Frame | 4.95 | 0 | 1 | 795.0 kcmil ACSR | 0 | 0 | 0 | 0 | 0 | 0 | 0 | 0 | 0 | 0 | 0 | 0 | 0 | 0 | 0 | 0 | 0 | 0 | 0 | 0 | 0 | 0 | 0 | 12
NO |  | 275 | 2012 | 47 | 13 | 13 |  | Stone Lake | Gardner Park | 345 | 345 | Steel Pole | 0.65 | 0 | 1 | 954.0 kcmil ACSR | 0 | 0 | 0 | 0 | 0 | 0 | 0 | 0 | 0 | 0 | 0 | 0 | 0 | 0 | 0 | 0 | 0 | 0 | 0 | 0 | 0 | 0 | 0 | 12
NO |  | 275 | 2012 | 47 | 14 | 14 |  | Stone Lake | Gardner Park | 345 | 345 | Steel Pole | 0 | 0.22 | 2 | 954.0 kcmil ACSR | 0 | 0 | 0 | 0 | 0 | 0 | 0 | 0 | 0 | 0 | 0 | 0 | 0 | 0 | 0 | 0 | 0 | 0 | 0 | 0 | 0 | 0 | 0 | 12
NO |  | 275 | 2012 | 47 | 15 | 15 |  | Stone Lake | Gardner Park | 345 | 345 | Steel Pole | 0 | 4.06 | 2 | 954.0 kcmil ACSR | 0 | 0 | 0 | 0 | 0 | 0 | 0 | 0 | 0 | 0 | 0 | 0 | 0 | 0 | 0 | 0 | 0 | 0 | 0 | 0 | 0 | 0 | 0 | 12
NO |  | 275 | 2012 | 47 | 16 | 16 |  | Stone Lake | Gardner Park | 345 | 345 | Steel Pole | 30.85 | 0 | 1 | 954.0 kcmil ACSR | 0 | 0 | 0 | 0 | 0 | 0 | 0 | 0 | 0 | 0 | 0 | 0 | 0 | 0 | 0 | 0 | 0 | 0 | 0 | 0 | 0 | 0 | 0 | 12
NO |  | 275 | 2012 | 47 | 17 | 17 |  | Stone Lake | Gardner Park | 345 | 345 | Steel Pole | 0 | 6.22 | 2 | 954.0 kcmil ACSR | 0 | 0 | 0 | 0 | 0 | 0 | 0 | 0 | 0 | 0 | 0 | 0 | 0 | 0 | 0 | 0 | 0 | 0 | 0 | 0 | 0 | 0 | 0 | 12
NO |  | 275 | 2012 | 47 | 18 | 18 |  | Stone Lake | Gardner Park | 345 | 345 | Steel Pole | 45.22 | 0 | 1 | 954.0 kcmil ACSR | 0 | 0 | 0 | 0 | 0 | 0 | 0 | 0 | 0 | 0 | 0 | 0 | 0 | 0 | 0 | 0 | 0 | 0 | 0 | 0 | 0 | 0 | 0 | 12
NO |  | 275 | 2012 | 47 | 19 | 19 |  | Stone Lake | Gardner Park | 345 | 345 | Steel Pole | 0 | 2.06 | 2 | 954.0 kcmil ACSR | 0 | 0 | 0 | 0 | 0 | 0 | 0 | 0 | 0 | 0 | 0 | 0 | 0 | 0 | 0 | 0 | 0 | 0 | 0 | 0 | 0 | 0 | 0 | 12
NO |  | 275 | 2012 | 47 | 20 | 20 |  | Stone Lake | Gardner Park | 345 | 345 | Steel Pole | 10.39 | 0 | 1 | 954.0 kcmil ACSR | 0 | 0 | 0 | 0 | 0 | 0 | 0 | 0 | 0 | 0 | 0 | 0 | 0 | 0 | 0 | 0 | 0 | 0 | 0 | 0 | 0 | 0 | 0 | 12
NO |  | 275 | 2012 | 47 | 21 | 21 |  | Stone Lake | Gardner Park | 345 | 345 | Steel Pole | 21.28 | 0 | 1 | 954.0 kcmil ACSR | 0 | 0 | 0 | 0 | 0 | 0 | 0 | 0 | 0 | 0 | 0 | 0 | 0 | 0 | 0 | 0 | 0 | 0 | 0 | 0 | 0 | 0 | 0 | 12
NO |  | 275 | 2012 | 47 | 22 | 22 |  | Stone Lake | Gardner Park | 345 | 345 | Steel Pole | 0 | 4.31 | 2 | 954.0 kcmil ACSR | 0 | 0 | 0 | 0 | 0 | 0 | 0 | 0 | 0 | 0 | 0 | 0 | 0 | 0 | 0 | 0 | 0 | 0 | 0 | 0 | 0 | 0 | 0 | 12
NO |  | 275 | 2012 | 47 | 23 | 23 |  | Stone Lake | Gardner Park | 345 | 345 | Steel Pole | 0 | 0.06 | 2 | 954.0 kcmil ACSR | 0 | 0 | 0 | 0 | 0 | 0 | 0 | 0 | 0 | 0 | 0 | 0 | 0 | 0 | 0 | 0 | 0 | 0 | 0 | 0 | 0 | 0 | 0 | 12
NO |  | 275 | 2012 | 47 | 24 | 24 |  | Stone Lake | Gardner Park | 345 | 345 | Steel Pole | 0.4 | 0 | 1 | 954.0 kcmil ACSR | 0 | 0 | 0 | 0 | 0 | 0 | 0 | 0 | 0 | 0 | 0 | 0 | 0 | 0 | 0 | 0 | 0 | 0 | 0 | 0 | 0 | 0 | 0 | 12
NO |  | 275 | 2012 | 47 | 25 | 25 |  | Stone Lake | Gardner Park | 345 | 345 | Steel Pole | 0 | 1.36 | 2 | 954.0 kcmil ACSR | 0 | 0 | 0 | 0 | 0 | 0 | 0 | 0 | 0 | 0 | 0 | 0 | 0 | 0 | 0 | 0 | 0 | 0 | 0 | 0 | 0 | 0 | 0 | 12
NO |  | 275 | 2012 | 47 | 26 | 26 |  | Stone Lake | Gardner Park | 345 | 345 | Steel Pole | 0 | 12.72 | 2 | 954.0 kcmil ACSR | 0 | 0 | 0 | 0 | 0 | 0 | 0 | 0 | 0 | 0 | 0 | 0 | 0 | 0 | 0 | 0 | 0 | 0 | 0 | 0 | 0 | 0 | 0 | 12
NO |  | 275 | 2012 | 47 | 27 | 27 |  | Stone Lake | Gardner Park | 345 | 345 | Steel Pole | 0 | 1.42 | 2 | 954.0 kcmil ACSR | 0 | 0 | 0 | 0 | 0 | 0 | 0 | 0 | 0 | 0 | 0 | 0 | 0 | 0 | 0 | 0 | 0 | 0 | 0 | 0 | 0 | 0 | 0 | 12
NO |  | 275 | 2012 | 47 | 28 | 28 |  | Straits | McGulpin | 138 | 138 | Various | 4.04 | 0 | 1 | 500.0 kcmil Cu-Ty | 0 | 0 | 0 | 0 | 0 | 0 | 0 | 0 | 0 | 0 | 0 | 0 | 0 | 0 | 0 | 0 | 0 | 0 | 0 | 0 | 0 | 0 | 0 | 12
NO |  | 275 | 2012 | 47 | 29 | 29 |  | Straits | McGulpin | 138 | 138 | Various | 0 | 2.2 | 2 | 336.4 kcmil ACSR | 0 | 0 | 0 | 0 | 0 | 0 | 0 | 0 | 0 | 0 | 0 | 0 | 0 | 0 | 0 | 0 | 0 | 0 | 0 | 0 | 0 | 0 | 0 | 12
NO |  | 275 | 2012 | 47 | 30 | 30 |  | Straits | McGulpin | 138 | 138 | Various | 0.1 | 0 | 1 | 336.4 kcmil ACSR | 0 | 0 | 0 | 0 | 0 | 0 | 0 | 0 | 0 | 0 | 0 | 0 | 0 | 0 | 0 | 0 | 0 | 0 | 0 | 0 | 0 | 0 | 0 | 12
NO |  | 275 | 2012 | 47 | 31 | 31 |  | Straits | McGulpin | 138 | 138 | Various | 3.92 | 0 | 1 | 500.0 kcmil Cu-Ty | 0 | 0 | 0 | 0 | 0 | 0 | 0 | 0 | 0 | 0 | 0 | 0 | 0 | 0 | 0 | 0 | 0 | 0 | 0 | 0 | 0 | 0 | 0 | 12
NO |  | 275 | 2012 | 47 | 32 | 32 |  | Straits | McGulpin | 138 | 138 | Various | 0 | 2.19 | 2 | 336.4 kcmil ACSR | 0 | 0 | 0 | 0 | 0 | 0 | 0 | 0 | 0 | 0 | 0 | 0 | 0 | 0 | 0 | 0 | 0 | 0 | 0 | 0 | 0 | 0 | 0 | 12
NO |  | 275 | 2012 | 47 | 33 | 33 |  | Straits | McGulpin | 138 | 138 | Various | 0.1 | 0 | 1 | 336.4 kcmil ACSR | 0 | 0 | 0 | 0 | 0 | 0 | 0 | 0 | 0 | 0 | 0 | 0 | 0 | 0 | 0 | 0 | 0 | 0 | 0 | 0 | 0 | 0 | 0 | 12
NO |  | 275 | 2012 | 47 | 34 | 34 |  | Sunrise | Rock River | 138 | 138 | Various | 0.45 | 0 | 1 | 795.0 kcmil ACSR | 0 | 0 | 0 | 0 | 0 | 0 | 0 | 0 | 0 | 0 | 0 | 0 | 0 | 0 | 0 | 0 | 0 | 0 | 0 | 0 | 0 | 0 | 0 | 12
NO |  | 275 | 2012 | 47 | 35 | 35 |  | Sunrise | Rock River | 138 | 138 | Various | 0.08 | 0 | 1 | 795.0 kcmil ACSR | 0 | 0 | 0 | 0 | 0 | 0 | 0 | 0 | 0 | 0 | 0 | 0 | 0 | 0 | 0 | 0 | 0 | 0 | 0 | 0 | 0 | 0 | 0 | 12
NO |  | 275 | 2012 | 48 | 1 | 1 |  | Sunrise | Rock River | 138 | 138 | Various | 0 | 7.14 | 2 | 556.5 kcmil ACSR | 0 | 0 | 0 | 0 | 0 | 0 | 0 | 0 | 0 | 0 | 0 | 0 | 0 | 0 | 0 | 0 | 0 | 0 | 0 | 0 | 0 | 0 | 0 | 12
NO |  | 275 | 2012 | 48 | 2 | 2 |  | Sunrise | Rock River | 138 | 138 | Various | 0.17 | 0 | 1 | 556.5 kcmil ACSR | 0 | 0 | 0 | 0 | 0 | 0 | 0 | 0 | 0 | 0 | 0 | 0 | 0 | 0 | 0 | 0 | 0 | 0 | 0 | 0 | 0 | 0 | 0 | 12
NO |  | 275 | 2012 | 48 | 3 | 3 |  | Sunrise | Rock River | 138 | 138 | Various | 0.07 | 0 | 1 | 795.0 kcmil ACSR | 0 | 0 | 0 | 0 | 0 | 0 | 0 | 0 | 0 | 0 | 0 | 0 | 0 | 0 | 0 | 0 | 0 | 0 | 0 | 0 | 0 | 0 | 0 | 12
NO |  | 275 | 2012 | 48 | 4 | 4 |  | Sunrise | Rock River | 138 | 138 | Various | 0.05 | 0 | 1 | 556.5 kcmil ACSR | 0 | 0 | 0 | 0 | 0 | 0 | 0 | 0 | 0 | 0 | 0 | 0 | 0 | 0 | 0 | 0 | 0 | 0 | 0 | 0 | 0 | 0 | 0 | 12
NO |  | 275 | 2012 | 48 | 5 | 5 |  | Sunrise | Rock River | 138 | 138 | Various | 2 | 0 | 1 | 795.0 kcmil ACSR | 0 | 0 | 0 | 0 | 0 | 0 | 0 | 0 | 0 | 0 | 0 | 0 | 0 | 0 | 0 | 0 | 0 | 0 | 0 | 0 | 0 | 0 | 0 | 12
NO |  | 275 | 2012 | 48 | 6 | 6 |  | Sunset Point | Fitzgerald | 138 | 138 | Steel Pole | 0 | 2.56 | 2 | 795.0 kcmil ACSR | 0 | 0 | 0 | 0 | 0 | 0 | 0 | 0 | 0 | 0 | 0 | 0 | 0 | 0 | 0 | 0 | 0 | 0 | 0 | 0 | 0 | 0 | 0 | 12
NO |  | 275 | 2012 | 48 | 7 | 7 |  | Sunset Point | Fitzgerald | 138 | 138 | Steel Pole | 0 | 1.02 | 2 | 795.0 kcmil ACSR | 0 | 0 | 0 | 0 | 0 | 0 | 0 | 0 | 0 | 0 | 0 | 0 | 0 | 0 | 0 | 0 | 0 | 0 | 0 | 0 | 0 | 0 | 0 | 12
NO |  | 275 | 2012 | 48 | 8 | 8 |  | Sunset Point | Fitzgerald | 138 | 138 | Steel Pole | 0 | 1.23 | 2 | 795.0 kcmil ACSR | 0 | 0 | 0 | 0 | 0 | 0 | 0 | 0 | 0 | 0 | 0 | 0 | 0 | 0 | 0 | 0 | 0 | 0 | 0 | 0 | 0 | 0 | 0 | 12
NO |  | 275 | 2012 | 48 | 9 | 9 |  | Sunset Point | Fitzgerald | 138 | 138 | Steel Pole | 0 | 0.15 | 2 | 795.0 kcmil ACSR | 0 | 0 | 0 | 0 | 0 | 0 | 0 | 0 | 0 | 0 | 0 | 0 | 0 | 0 | 0 | 0 | 0 | 0 | 0 | 0 | 0 | 0 | 0 | 12
NO |  | 275 | 2012 | 48 | 10 | 10 |  | Sunset Point | Fitzgerald | 138 | 138 | Steel Pole | 0 | 2.95 | 2 | 795.0 kcmil ACSR | 0 | 0 | 0 | 0 | 0 | 0 | 0 | 0 | 0 | 0 | 0 | 0 | 0 | 0 | 0 | 0 | 0 | 0 | 0 | 0 | 0 | 0 | 0 | 12
NO |  | 275 | 2012 | 48 | 11 | 11 |  | Sunset Point | Ellinwood | 138 | 138 | Various | 0 | 0.87 | 2 | 795.0 kcmil ACSR | 0 | 0 | 0 | 0 | 0 | 0 | 0 | 0 | 0 | 0 | 0 | 0 | 0 | 0 | 0 | 0 | 0 | 0 | 0 | 0 | 0 | 0 | 0 | 12
NO |  | 275 | 2012 | 48 | 12 | 12 |  | Sunset Point | Ellinwood | 138 | 138 | Various | 0 | 2.92 | 2 | 795.0 kcmil ACSR | 0 | 0 | 0 | 0 | 0 | 0 | 0 | 0 | 0 | 0 | 0 | 0 | 0 | 0 | 0 | 0 | 0 | 0 | 0 | 0 | 0 | 0 | 0 | 12
NO |  | 275 | 2012 | 48 | 13 | 13 |  | Sussex | Tamarack | 138 | 138 | Wood Pole | 0 | 0.97 | 2 | 927.2 kcmil ACAR | 0 | 0 | 0 | 0 | 0 | 0 | 0 | 0 | 0 | 0 | 0 | 0 | 0 | 0 | 0 | 0 | 0 | 0 | 0 | 0 | 0 | 0 | 0 | 12
NO |  | 275 | 2012 | 48 | 14 | 14 |  | Sussex | Tamarack | 138 | 138 | Wood Pole | 0 | 2.81 | 2 | 1172.0 kcmil ACAR | 0 | 0 | 0 | 0 | 0 | 0 | 0 | 0 | 0 | 0 | 0 | 0 | 0 | 0 | 0 | 0 | 0 | 0 | 0 | 0 | 0 | 0 | 0 | 12
NO |  | 275 | 2012 | 48 | 15 | 15 |  | Sussex | Bark River | 138 | 138 | Lattice Tower | 0 | 0.09 | 2 | 1172.0 kcmil ACAR | 0 | 0 | 0 | 0 | 0 | 0 | 0 | 0 | 0 | 0 | 0 | 0 | 0 | 0 | 0 | 0 | 0 | 0 | 0 | 0 | 0 | 0 | 0 | 12
NO |  | 275 | 2012 | 48 | 16 | 16 |  | Sussex | Bark River | 138 | 138 | Lattice Tower | 0 | 0.07 | 2 | 1172.0 kcmil ACAR | 0 | 0 | 0 | 0 | 0 | 0 | 0 | 0 | 0 | 0 | 0 | 0 | 0 | 0 | 0 | 0 | 0 | 0 | 0 | 0 | 0 | 0 | 0 | 12
NO |  | 275 | 2012 | 48 | 17 | 17 |  | Sussex | Bark River | 138 | 138 | Lattice Tower | 0 | 7.37 | 2 | 1172.0 kcmil ACAR | 0 | 0 | 0 | 0 | 0 | 0 | 0 | 0 | 0 | 0 | 0 | 0 | 0 | 0 | 0 | 0 | 0 | 0 | 0 | 0 | 0 | 0 | 0 | 12
NO |  | 275 | 2012 | 48 | 18 | 18 |  | Swan Tap | 68th St | 138 | 138 | Steel Pole | 0 | 2.34 | 2 | 556.5 kcmil ACSR | 0 | 0 | 0 | 0 | 0 | 0 | 0 | 0 | 0 | 0 | 0 | 0 | 0 | 0 | 0 | 0 | 0 | 0 | 0 | 0 | 0 | 0 | 0 | 12
NO |  | 275 | 2012 | 48 | 19 | 19 |  | Swan Tap | Swan | 138 | 138 | Steel Pole | 3 | 0 | 1 | 795.0 kcmil ACSR | 0 | 0 | 0 | 0 | 0 | 0 | 0 | 0 | 0 | 0 | 0 | 0 | 0 | 0 | 0 | 0 | 0 | 0 | 0 | 0 | 0 | 0 | 0 | 12
NO |  | 275 | 2012 | 48 | 20 | 20 |  | Sycamore SW YD | Blount | 138 | 138 | UG | 3.32 | 0 | 1 | 1500.0 kcmil Al-T | 0 | 0 | 0 | 0 | 0 | 0 | 0 | 0 | 0 | 0 | 0 | 0 | 0 | 0 | 0 | 0 | 0 | 0 | 0 | 0 | 0 | 0 | 0 | 12
NO |  | 275 | 2012 | 48 | 21 | 21 |  | Sycamore SW YD | Blount | 138 | 138 | Various | 0.76 | 0 | 1 | 954.0 kcmil ACSR | 0 | 0 | 0 | 0 | 0 | 0 | 0 | 0 | 0 | 0 | 0 | 0 | 0 | 0 | 0 | 0 | 0 | 0 | 0 | 0 | 0 | 0 | 0 | 12
NO |  | 275 | 2012 | 48 | 22 | 22 |  | Tayco | Melissa | 138 | 138 | Wood Pole | 0.21 | 0 | 1 | 477.0 kcmil ACSR | 0 | 0 | 0 | 0 | 0 | 0 | 0 | 0 | 0 | 0 | 0 | 0 | 0 | 0 | 0 | 0 | 0 | 0 | 0 | 0 | 0 | 0 | 0 | 12
NO |  | 275 | 2012 | 48 | 23 | 23 |  | Tayco | Melissa | 138 | 138 | Wood Pole | 0.44 | 0 | 1 | 477.0 kcmil ACSR | 0 | 0 | 0 | 0 | 0 | 0 | 0 | 0 | 0 | 0 | 0 | 0 | 0 | 0 | 0 | 0 | 0 | 0 | 0 | 0 | 0 | 0 | 0 | 12
NO |  | 275 | 2012 | 48 | 24 | 24 |  | Tayco | Melissa | 138 | 138 | Wood Pole | 0.25 | 0 | 1 | 336.4 kcmil ACSR | 0 | 0 | 0 | 0 | 0 | 0 | 0 | 0 | 0 | 0 | 0 | 0 | 0 | 0 | 0 | 0 | 0 | 0 | 0 | 0 | 0 | 0 | 0 | 12
NO |  | 275 | 2012 | 48 | 25 | 25 |  | Tayco | Melissa | 138 | 138 | Wood Pole | 0.09 | 0 | 1 | 477.0 kcmil ACSR | 0 | 0 | 0 | 0 | 0 | 0 | 0 | 0 | 0 | 0 | 0 | 0 | 0 | 0 | 0 | 0 | 0 | 0 | 0 | 0 | 0 | 0 | 0 | 12
NO |  | 275 | 2012 | 48 | 26 | 26 |  | Tayco | Melissa | 138 | 138 | Wood Pole | 0.65 | 0 | 1 | 336.4 kcmil ACSR | 0 | 0 | 0 | 0 | 0 | 0 | 0 | 0 | 0 | 0 | 0 | 0 | 0 | 0 | 0 | 0 | 0 | 0 | 0 | 0 | 0 | 0 | 0 | 12
NO |  | 275 | 2012 | 48 | 27 | 27 |  | Tecumseh Rd | Meyer Rd Tap | 138 | 138 | Lattice Tower | 0 | 4.79 | 2 | 336.4 kcmil ACSR | 0 | 0 | 0 | 0 | 0 | 0 | 0 | 0 | 0 | 0 | 0 | 0 | 0 | 0 | 0 | 0 | 0 | 0 | 0 | 0 | 0 | 0 | 0 | 12
NO |  | 275 | 2012 | 48 | 28 | 28 |  | Tosa | Granville | 138 | 138 | Lattice Tower | 0 | 4.19 | 2 | 795.0 kcmil ACSR | 0 | 0 | 0 | 0 | 0 | 0 | 0 | 0 | 0 | 0 | 0 | 0 | 0 | 0 | 0 | 0 | 0 | 0 | 0 | 0 | 0 | 0 | 0 | 12
NO |  | 275 | 2012 | 48 | 29 | 29 |  | Tosa | Granville | 138 | 138 | Lattice Tower | 0 | 1.76 | 2 | 795.0 kcmil ACSR | 0 | 0 | 0 | 0 | 0 | 0 | 0 | 0 | 0 | 0 | 0 | 0 | 0 | 0 | 0 | 0 | 0 | 0 | 0 | 0 | 0 | 0 | 0 | 12
NO |  | 275 | 2012 | 48 | 30 | 30 |  | Tower Dr | Pulliam SW YD | 138 | 138 | Various | 0.07 | 0 | 1 | 477.0 kcmil ACSR | 0 | 0 | 0 | 0 | 0 | 0 | 0 | 0 | 0 | 0 | 0 | 0 | 0 | 0 | 0 | 0 | 0 | 0 | 0 | 0 | 0 | 0 | 0 | 12
NO |  | 275 | 2012 | 48 | 31 | 31 |  | Tower Dr | Pulliam SW YD | 138 | 138 | Various | 0.31 | 0 | 1 | 477.0 kcmil ACSR | 0 | 0 | 0 | 0 | 0 | 0 | 0 | 0 | 0 | 0 | 0 | 0 | 0 | 0 | 0 | 0 | 0 | 0 | 0 | 0 | 0 | 0 | 0 | 12
NO |  | 275 | 2012 | 48 | 32 | 32 |  | Tower Dr | Pulliam SW YD | 138 | 138 | Various | 0 | 0.48 | 2 | 477.0 kcmil ACSR | 0 | 0 | 0 | 0 | 0 | 0 | 0 | 0 | 0 | 0 | 0 | 0 | 0 | 0 | 0 | 0 | 0 | 0 | 0 | 0 | 0 | 0 | 0 | 12
NO |  | 275 | 2012 | 48 | 33 | 33 |  | Tower Dr | Pulliam SW YD | 138 | 138 | Various | 0 | 0.69 | 2 | 477.0 kcmil ACSR | 0 | 0 | 0 | 0 | 0 | 0 | 0 | 0 | 0 | 0 | 0 | 0 | 0 | 0 | 0 | 0 | 0 | 0 | 0 | 0 | 0 | 0 | 0 | 12
NO |  | 275 | 2012 | 48 | 34 | 34 |  | Town Line Rd (ALTE) | Paddock | 138 | 138 | Wood Pole | 4.63 | 0 | 1 | 795.0 kcmil ACSR | 0 | 0 | 0 | 0 | 0 | 0 | 0 | 0 | 0 | 0 | 0 | 0 | 0 | 0 | 0 | 0 | 0 | 0 | 0 | 0 | 0 | 0 | 0 | 12
NO |  | 275 | 2012 | 48 | 35 | 35 |  | Town Line Rd (ALTE) | Paddock | 138 | 138 | Wood Pole | 0 | 0.1 | 2 | 795.0 kcmil ACSR | 0 | 0 | 0 | 0 | 0 | 0 | 0 | 0 | 0 | 0 | 0 | 0 | 0 | 0 | 0 | 0 | 0 | 0 | 0 | 0 | 0 | 0 | 0 | 12
NO |  | 275 | 2012 | 49 | 1 | 1 |  | Town Line Rd (ALTE) | Paddock | 138 | 138 | Wood Pole | 0 | 2.28 | 2 | 795.0 kcmil ACSR | 0 | 0 | 0 | 0 | 0 | 0 | 0 | 0 | 0 | 0 | 0 | 0 | 0 | 0 | 0 | 0 | 0 | 0 | 0 | 0 | 0 | 0 | 0 | 12
NO |  | 275 | 2012 | 49 | 2 | 2 |  | Town Line Rd (ALTE) | Janesville General SW YD | 138 | 138 | Lattice Tower | 0 | 0.03 | 2 | 397.5 kcmil ACSR | 0 | 0 | 0 | 0 | 0 | 0 | 0 | 0 | 0 | 0 | 0 | 0 | 0 | 0 | 0 | 0 | 0 | 0 | 0 | 0 | 0 | 0 | 0 | 12
NO |  | 275 | 2012 | 49 | 3 | 3 |  | Town Line Rd (ALTE) | Janesville General SW YD | 138 | 138 | Lattice Tower | 0 | 1.18 | 2 | 397.5 kcmil ACSR | 0 | 0 | 0 | 0 | 0 | 0 | 0 | 0 | 0 | 0 | 0 | 0 | 0 | 0 | 0 | 0 | 0 | 0 | 0 | 0 | 0 | 0 | 0 | 12
NO |  | 275 | 2012 | 49 | 4 | 4 |  | Town Line Rd (ALTE) | Janesville General SW YD | 138 | 138 | Lattice Tower | 0 | 3.05 | 2 | 397.5 kcmil ACSR | 0 | 0 | 0 | 0 | 0 | 0 | 0 | 0 | 0 | 0 | 0 | 0 | 0 | 0 | 0 | 0 | 0 | 0 | 0 | 0 | 0 | 0 | 0 | 12
NO |  | 275 | 2012 | 49 | 5 | 5 |  | Town Line Rd (ALTE) | Janesville General SW YD | 138 | 138 | Lattice Tower | 0 | 2.99 | 2 | 397.5 kcmil ACSR | 0 | 0 | 0 | 0 | 0 | 0 | 0 | 0 | 0 | 0 | 0 | 0 | 0 | 0 | 0 | 0 | 0 | 0 | 0 | 0 | 0 | 0 | 0 | 12
NO |  | 275 | 2012 | 49 | 6 | 6 |  | Town Line Rd (ALTE) | Janesville General SW YD | 138 | 138 | Lattice Tower | 0 | 0.04 | 2 | 397.5 kcmil ACSR | 0 | 0 | 0 | 0 | 0 | 0 | 0 | 0 | 0 | 0 | 0 | 0 | 0 | 0 | 0 | 0 | 0 | 0 | 0 | 0 | 0 | 0 | 0 | 12
NO |  | 275 | 2012 | 49 | 7 | 7 |  | Town Line Rd (ALTE) | Janesville General SW YD | 138 | 138 | Lattice Tower | 0 | 1.51 | 2 | 397.5 kcmil ACSR | 0 | 0 | 0 | 0 | 0 | 0 | 0 | 0 | 0 | 0 | 0 | 0 | 0 | 0 | 0 | 0 | 0 | 0 | 0 | 0 | 0 | 0 | 0 | 12
NO |  | 275 | 2012 | 49 | 8 | 8 |  | Trienda | ACEC Lewiston SW STR | 138 | 138 | H-Frame | 6.11 | 0 | 1 | 795.0 kcmil ACSR | 0 | 0 | 0 | 0 | 0 | 0 | 0 | 0 | 0 | 0 | 0 | 0 | 0 | 0 | 0 | 0 | 0 | 0 | 0 | 0 | 0 | 0 | 0 | 12
NO |  | 275 | 2012 | 49 | 9 | 9 |  | Tripp Rd | BOC Gasses SW STR | 138 | 138 | Various | 0.08 | 0 | 1 | 795.0 kcmil ACSR | 0 | 0 | 0 | 0 | 0 | 0 | 0 | 0 | 0 | 0 | 0 | 0 | 0 | 0 | 0 | 0 | 0 | 0 | 0 | 0 | 0 | 0 | 0 | 12
NO |  | 275 | 2012 | 49 | 10 | 10 |  | Tripp Rd | BOC Gasses SW STR | 138 | 138 | Various | 0 | 4.35 | 2 | 397.5 kcmil ACSR | 0 | 0 | 0 | 0 | 0 | 0 | 0 | 0 | 0 | 0 | 0 | 0 | 0 | 0 | 0 | 0 | 0 | 0 | 0 | 0 | 0 | 0 | 0 | 12
NO |  | 275 | 2012 | 49 | 11 | 11 |  | Tripp Rd | BOC Gasses SW STR | 138 | 138 | Various | 0 | 0.03 | 2 | 397.5 kcmil ACSR | 0 | 0 | 0 | 0 | 0 | 0 | 0 | 0 | 0 | 0 | 0 | 0 | 0 | 0 | 0 | 0 | 0 | 0 | 0 | 0 | 0 | 0 | 0 | 12
NO |  | 275 | 2012 | 49 | 12 | 12 |  | Troy SW STR | Kirkwood | 138 | 138 | H-Frame | 2.76 | 0 | 1 | 795.0 kcmil ACSR | 0 | 0 | 0 | 0 | 0 | 0 | 0 | 0 | 0 | 0 | 0 | 0 | 0 | 0 | 0 | 0 | 0 | 0 | 0 | 0 | 0 | 0 | 0 | 12
NO |  | 275 | 2012 | 49 | 13 | 13 |  | Troy SW STR | Kirkwood | 138 | 138 | H-Frame | 0.66 | 0 | 1 | 795.0 kcmil ACSR | 0 | 0 | 0 | 0 | 0 | 0 | 0 | 0 | 0 | 0 | 0 | 0 | 0 | 0 | 0 | 0 | 0 | 0 | 0 | 0 | 0 | 0 | 0 | 12
NO |  | 275 | 2012 | 49 | 14 | 14 |  | Troy SW STR | Kirkwood | 138 | 138 | H-Frame | 4.17 | 0 | 1 | 795.0 kcmil ACSR | 0 | 0 | 0 | 0 | 0 | 0 | 0 | 0 | 0 | 0 | 0 | 0 | 0 | 0 | 0 | 0 | 0 | 0 | 0 | 0 | 0 | 0 | 0 | 12
NO |  | 275 | 2012 | 49 | 15 | 15 |  | Troy SW STR | Kirkwood | 138 | 138 | H-Frame | 3.44 | 0 | 1 | 795.0 kcmil ACSR | 0 | 0 | 0 | 0 | 0 | 0 | 0 | 0 | 0 | 0 | 0 | 0 | 0 | 0 | 0 | 0 | 0 | 0 | 0 | 0 | 0 | 0 | 0 | 12
NO |  | 275 | 2012 | 49 | 16 | 16 |  | Troy SW STR | Kirkwood | 138 | 138 | H-Frame | 2.6 | 0 | 1 | 795.0 kcmil ACSR | 0 | 0 | 0 | 0 | 0 | 0 | 0 | 0 | 0 | 0 | 0 | 0 | 0 | 0 | 0 | 0 | 0 | 0 | 0 | 0 | 0 | 0 | 0 | 12
NO |  | 275 | 2012 | 49 | 17 | 17 |  | Troy SW STR | Kirkwood | 138 | 138 | H-Frame | 2.45 | 0 | 1 | 795.0 kcmil ACSR | 0 | 0 | 0 | 0 | 0 | 0 | 0 | 0 | 0 | 0 | 0 | 0 | 0 | 0 | 0 | 0 | 0 | 0 | 0 | 0 | 0 | 0 | 0 | 12
NO |  | 275 | 2012 | 49 | 18 | 18 |  | Troy SW STR | Kirkwood | 138 | 138 | H-Frame | 0.04 | 0 | 1 | 795.0 kcmil ACSR | 0 | 0 | 0 | 0 | 0 | 0 | 0 | 0 | 0 | 0 | 0 | 0 | 0 | 0 | 0 | 0 | 0 | 0 | 0 | 0 | 0 | 0 | 0 | 12
NO |  | 275 | 2012 | 49 | 19 | 19 |  | Troy SW STR | Kirkwood | 138 | 138 | H-Frame | 0.03 | 0 | 1 | 795.0 kcmil ACSR | 0 | 0 | 0 | 0 | 0 | 0 | 0 | 0 | 0 | 0 | 0 | 0 | 0 | 0 | 0 | 0 | 0 | 0 | 0 | 0 | 0 | 0 | 0 | 12
NO |  | 275 | 2012 | 49 | 20 | 20 |  | Troy SW STR | Kirkwood | 138 | 138 | H-Frame | 1.55 | 0 | 1 | 795.0 kcmil ACSR | 0 | 0 | 0 | 0 | 0 | 0 | 0 | 0 | 0 | 0 | 0 | 0 | 0 | 0 | 0 | 0 | 0 | 0 | 0 | 0 | 0 | 0 | 0 | 12
NO |  | 275 | 2012 | 49 | 21 | 21 |  | Troy SW STR | Troy | 138 | 138 | H-Frame | 0.01 | 0 | 1 | 795.0 kcmil ACSR | 0 | 0 | 0 | 0 | 0 | 0 | 0 | 0 | 0 | 0 | 0 | 0 | 0 | 0 | 0 | 0 | 0 | 0 | 0 | 0 | 0 | 0 | 0 | 12
NO |  | 275 | 2012 | 49 | 22 | 22 |  | Twin Lake Tap East | Twin Lake Tap West | 138 | 138 | Steel Pole | 0.01 | 0 | 1 | 477.0 kcmil ACSR | 0 | 0 | 0 | 0 | 0 | 0 | 0 | 0 | 0 | 0 | 0 | 0 | 0 | 0 | 0 | 0 | 0 | 0 | 0 | 0 | 0 | 0 | 0 | 12
NO |  | 275 | 2012 | 49 | 23 | 23 |  | Twin Lake Tap East | Twin Lake Tap West | 138 | 138 | Steel Pole | 0.01 | 0 | 1 | 477.0 kcmil ACSR | 0 | 0 | 0 | 0 | 0 | 0 | 0 | 0 | 0 | 0 | 0 | 0 | 0 | 0 | 0 | 0 | 0 | 0 | 0 | 0 | 0 | 0 | 0 | 12
NO |  | 275 | 2012 | 49 | 24 | 24 |  | Twin Lake Tap East | Twin Lake | 138 | 138 | Steel Pole | 0.02 | 0 | 1 | 477.0 kcmil ACSR | 0 | 0 | 0 | 0 | 0 | 0 | 0 | 0 | 0 | 0 | 0 | 0 | 0 | 0 | 0 | 0 | 0 | 0 | 0 | 0 | 0 | 0 | 0 | 12
NO |  | 275 | 2012 | 49 | 25 | 25 |  | Twin Lake Tap West | Lakota Rd | 138 | 138 | Steel Pole | 1.23 | 0 | 1 | 477.0 kcmil ACSR | 0 | 0 | 0 | 0 | 0 | 0 | 0 | 0 | 0 | 0 | 0 | 0 | 0 | 0 | 0 | 0 | 0 | 0 | 0 | 0 | 0 | 0 | 0 | 12
NO |  | 275 | 2012 | 49 | 26 | 26 |  | Twin Lake Tap West | Lakota Rd | 138 | 138 | Steel Pole | 2.16 | 0 | 1 | 477.0 kcmil ACSR | 0 | 0 | 0 | 0 | 0 | 0 | 0 | 0 | 0 | 0 | 0 | 0 | 0 | 0 | 0 | 0 | 0 | 0 | 0 | 0 | 0 | 0 | 0 | 12
NO |  | 275 | 2012 | 49 | 27 | 27 |  | Twin Lake Tap West | Lakota Rd | 138 | 138 | Steel Pole | 0.72 | 0 | 1 | 477.0 kcmil ACSR | 0 | 0 | 0 | 0 | 0 | 0 | 0 | 0 | 0 | 0 | 0 | 0 | 0 | 0 | 0 | 0 | 0 | 0 | 0 | 0 | 0 | 0 | 0 | 12
NO |  | 275 | 2012 | 49 | 28 | 28 |  | Twin Lake Tap West | Lakota Rd | 138 | 138 | Steel Pole | 0.84 | 0 | 1 | 477.0 kcmil ACSR | 0 | 0 | 0 | 0 | 0 | 0 | 0 | 0 | 0 | 0 | 0 | 0 | 0 | 0 | 0 | 0 | 0 | 0 | 0 | 0 | 0 | 0 | 0 | 12
NO |  | 275 | 2012 | 49 | 29 | 29 |  | Twin Lake Tap West | Lakota Rd | 138 | 138 | Steel Pole | 0.02 | 0 | 1 | 477.0 kcmil ACSR | 0 | 0 | 0 | 0 | 0 | 0 | 0 | 0 | 0 | 0 | 0 | 0 | 0 | 0 | 0 | 0 | 0 | 0 | 0 | 0 | 0 | 0 | 0 | 12
NO |  | 275 | 2012 | 49 | 30 | 30 |  | Twin Lake Tap West | Lakota Rd | 138 | 138 | Steel Pole | 0.01 | 0 | 1 | 477.0 kcmil ACSR | 0 | 0 | 0 | 0 | 0 | 0 | 0 | 0 | 0 | 0 | 0 | 0 | 0 | 0 | 0 | 0 | 0 | 0 | 0 | 0 | 0 | 0 | 0 | 12
NO |  | 275 | 2012 | 49 | 31 | 31 |  | Twin Lake Tap West | Twin Lake | 138 | 138 | Steel Pole | 0.02 | 0 | 1 | 477.0 kcmil ACSR | 0 | 0 | 0 | 0 | 0 | 0 | 0 | 0 | 0 | 0 | 0 | 0 | 0 | 0 | 0 | 0 | 0 | 0 | 0 | 0 | 0 | 0 | 0 | 12
NO |  | 275 | 2012 | 49 | 32 | 32 |  | Tyranena | Stony Brook | 138 | 138 | Steel Pole | 2.7 | 0 | 1 | 477.0 kcmil ACSR | 0 | 0 | 0 | 0 | 0 | 0 | 0 | 0 | 0 | 0 | 0 | 0 | 0 | 0 | 0 | 0 | 0 | 0 | 0 | 0 | 0 | 0 | 0 | 12
NO |  | 275 | 2012 | 49 | 33 | 33 |  | Tyranena | Stony Brook | 138 | 138 | Steel Pole | 5.43 | 0 | 1 | 477.0 kcmil ACSR | 0 | 0 | 0 | 0 | 0 | 0 | 0 | 0 | 0 | 0 | 0 | 0 | 0 | 0 | 0 | 0 | 0 | 0 | 0 | 0 | 0 | 0 | 0 | 12
NO |  | 275 | 2012 | 49 | 34 | 34 |  | Tyranena | Stony Brook | 138 | 138 | Steel Pole | 0 | 1.1 | 2 | 477.0 kcmil ACSR | 0 | 0 | 0 | 0 | 0 | 0 | 0 | 0 | 0 | 0 | 0 | 0 | 0 | 0 | 0 | 0 | 0 | 0 | 0 | 0 | 0 | 0 | 0 | 12
NO |  | 275 | 2012 | 49 | 35 | 35 |  | University (WE) | Whitewater | 138 | 138 | Various | 0 | 4.9 | 2 | 795.0 kcmil ACSR | 0 | 0 | 0 | 0 | 0 | 0 | 0 | 0 | 0 | 0 | 0 | 0 | 0 | 0 | 0 | 0 | 0 | 0 | 0 | 0 | 0 | 0 | 0 | 12
NO |  | 275 | 2012 | 50 | 1 | 1 |  | University (WE) | Whitewater | 138 | 138 | Various | 1.79 | 0 | 1 | 477.0 kcmil ACSR | 0 | 0 | 0 | 0 | 0 | 0 | 0 | 0 | 0 | 0 | 0 | 0 | 0 | 0 | 0 | 0 | 0 | 0 | 0 | 0 | 0 | 0 | 0 | 12
NO |  | 275 | 2012 | 50 | 2 | 2 |  | University (WE) | Bluff Creek Tap | 138 | 138 | H-Frame | 3.29 | 0 | 1 | 477.0 kcmil ACSR | 0 | 0 | 0 | 0 | 0 | 0 | 0 | 0 | 0 | 0 | 0 | 0 | 0 | 0 | 0 | 0 | 0 | 0 | 0 | 0 | 0 | 0 | 0 | 12
NO |  | 275 | 2012 | 50 | 3 | 3 |  | University (WE) | Bluff Creek Tap | 138 | 138 | H-Frame | 0 | 4.92 | 2 | 795.0 kcmil ACSR | 0 | 0 | 0 | 0 | 0 | 0 | 0 | 0 | 0 | 0 | 0 | 0 | 0 | 0 | 0 | 0 | 0 | 0 | 0 | 0 | 0 | 0 | 0 | 12
NO |  | 275 | 2012 | 50 | 4 | 4 |  | University (WE) | Bluff Creek Tap | 138 | 138 | H-Frame | 0.06 | 0 | 1 | 477.0 kcmil ACSR | 0 | 0 | 0 | 0 | 0 | 0 | 0 | 0 | 0 | 0 | 0 | 0 | 0 | 0 | 0 | 0 | 0 | 0 | 0 | 0 | 0 | 0 | 0 | 12
NO |  | 275 | 2012 | 50 | 5 | 5 |  | Valley (WE) | Everett | 138 | 138 | UG | 0.17 | 0 | 1 | 3000.0 kcmil Cu-T | 0 | 0 | 0 | 0 | 0 | 0 | 0 | 0 | 0 | 0 | 0 | 0 | 0 | 0 | 0 | 0 | 0 | 0 | 0 | 0 | 0 | 0 | 0 | 12
NO |  | 275 | 2012 | 50 | 6 | 6 |  | Valley (WE) | Everett | 138 | 138 | UG | 0.4 | 0 | 1 | 2000.0 kcmil Cu-T | 0 | 0 | 0 | 0 | 0 | 0 | 0 | 0 | 0 | 0 | 0 | 0 | 0 | 0 | 0 | 0 | 0 | 0 | 0 | 0 | 0 | 0 | 0 | 12
NO |  | 275 | 2012 | 50 | 7 | 7 |  | Valley (WE) | Harbor (WE) | 138 | 138 | UG | 0.06 | 0 | 1 | 1250.0 kcmil Cu-T | 0 | 0 | 0 | 0 | 0 | 0 | 0 | 0 | 0 | 0 | 0 | 0 | 0 | 0 | 0 | 0 | 0 | 0 | 0 | 0 | 0 | 0 | 0 | 12
NO |  | 275 | 2012 | 50 | 8 | 8 |  | Valley (WE) | Harbor (WE) | 138 | 138 | UG | 1.51 | 0 | 1 | 1250.0 kcmil Cu-T | 0 | 0 | 0 | 0 | 0 | 0 | 0 | 0 | 0 | 0 | 0 | 0 | 0 | 0 | 0 | 0 | 0 | 0 | 0 | 0 | 0 | 0 | 0 | 12
NO |  | 275 | 2012 | 50 | 9 | 9 |  | Valley (WE) | Harbor (WE) | 138 | 138 | UG | 0.01 | 0 | 1 | 1250.0 kcmil Cu-T | 0 | 0 | 0 | 0 | 0 | 0 | 0 | 0 | 0 | 0 | 0 | 0 | 0 | 0 | 0 | 0 | 0 | 0 | 0 | 0 | 0 | 0 | 0 | 12
NO |  | 275 | 2012 | 50 | 10 | 10 |  | Valley (WE) | Haymarket Square | 138 | 138 | UG | 1.43 | 0 | 1 | 1250.0 kcmil Cu-T | 0 | 0 | 0 | 0 | 0 | 0 | 0 | 0 | 0 | 0 | 0 | 0 | 0 | 0 | 0 | 0 | 0 | 0 | 0 | 0 | 0 | 0 | 0 | 12
NO |  | 275 | 2012 | 50 | 11 | 11 |  | Valley (WE) | Haymarket Square | 138 | 138 | UG | 0.08 | 0 | 1 | 1250.0 kcmil Cu-T | 0 | 0 | 0 | 0 | 0 | 0 | 0 | 0 | 0 | 0 | 0 | 0 | 0 | 0 | 0 | 0 | 0 | 0 | 0 | 0 | 0 | 0 | 0 | 12
NO |  | 275 | 2012 | 50 | 12 | 12 |  | Valley (WE) | Park Hill | 138 | 138 | UG | 2.02 | 0 | 1 | 1250.0 kcmil Cu-T | 0 | 0 | 0 | 0 | 0 | 0 | 0 | 0 | 0 | 0 | 0 | 0 | 0 | 0 | 0 | 0 | 0 | 0 | 0 | 0 | 0 | 0 | 0 | 12
NO |  | 275 | 2012 | 50 | 13 | 13 |  | Valley (WE) | Park Hill | 138 | 138 | UG | 0.07 | 0 | 1 | 1250.0 kcmil Cu-T | 0 | 0 | 0 | 0 | 0 | 0 | 0 | 0 | 0 | 0 | 0 | 0 | 0 | 0 | 0 | 0 | 0 | 0 | 0 | 0 | 0 | 0 | 0 | 12
NO |  | 275 | 2012 | 50 | 14 | 14 |  | Valley (WE) | Everett | 138 | 138 | UG | 0.12 | 0 | 1 | 3000.0 kcmil Cu-T | 0 | 0 | 0 | 0 | 0 | 0 | 0 | 0 | 0 | 0 | 0 | 0 | 0 | 0 | 0 | 0 | 0 | 0 | 0 | 0 | 0 | 0 | 0 | 12
NO |  | 275 | 2012 | 50 | 15 | 15 |  | Valley (WE) | Everett | 138 | 138 | UG | 0.46 | 0 | 1 | 2000.0 kcmil Cu-T | 0 | 0 | 0 | 0 | 0 | 0 | 0 | 0 | 0 | 0 | 0 | 0 | 0 | 0 | 0 | 0 | 0 | 0 | 0 | 0 | 0 | 0 | 0 | 12
NO |  | 275 | 2012 | 50 | 16 | 16 |  | Velp Ave | Howard | 138 | 138 | H-Frame | 1.03 | 0 | 1 | 336.4 kcmil ACSR | 0 | 0 | 0 | 0 | 0 | 0 | 0 | 0 | 0 | 0 | 0 | 0 | 0 | 0 | 0 | 0 | 0 | 0 | 0 | 0 | 0 | 0 | 0 | 12
NO |  | 275 | 2012 | 50 | 17 | 17 |  | Venture SW STR | Venture | 138 | 138 | Steel Pole | 0.03 | 0 | 1 | 4/0 AWG ACSR T2 6 | 0 | 0 | 0 | 0 | 0 | 0 | 0 | 0 | 0 | 0 | 0 | 0 | 0 | 0 | 0 | 0 | 0 | 0 | 0 | 0 | 0 | 0 | 0 | 12
NO |  | 275 | 2012 | 50 | 18 | 18 |  | Venture SW STR | Rock River | 138 | 138 | Steel Pole | 0 | 4.95 | 2 | 556.5 kcmil ACSR | 0 | 0 | 0 | 0 | 0 | 0 | 0 | 0 | 0 | 0 | 0 | 0 | 0 | 0 | 0 | 0 | 0 | 0 | 0 | 0 | 0 | 0 | 0 | 12
NO |  | 275 | 2012 | 50 | 19 | 19 |  | Venture SW STR | Rock River | 138 | 138 | Steel Pole | 0.14 | 0 | 1 | 556.5 kcmil ACSR | 0 | 0 | 0 | 0 | 0 | 0 | 0 | 0 | 0 | 0 | 0 | 0 | 0 | 0 | 0 | 0 | 0 | 0 | 0 | 0 | 0 | 0 | 0 | 12
NO |  | 275 | 2012 | 50 | 20 | 20 |  | Vienna | Yahara River | 138 | 138 | Wood Pole | 0.04 | 0 | 1 | 954.0 kcmil ACSR | 0 | 0 | 0 | 0 | 0 | 0 | 0 | 0 | 0 | 0 | 0 | 0 | 0 | 0 | 0 | 0 | 0 | 0 | 0 | 0 | 0 | 0 | 0 | 12
NO |  | 275 | 2012 | 50 | 21 | 21 |  | Vienna | Yahara River | 138 | 138 | Wood Pole | 2.13 | 0 | 1 | 954.0 kcmil ACSR | 0 | 0 | 0 | 0 | 0 | 0 | 0 | 0 | 0 | 0 | 0 | 0 | 0 | 0 | 0 | 0 | 0 | 0 | 0 | 0 | 0 | 0 | 0 | 12
NO |  | 275 | 2012 | 50 | 22 | 22 |  | Vienna | Yahara River | 138 | 138 | Wood Pole | 0 | 0.28 | 2 | 954.0 kcmil ACSR | 0 | 0 | 0 | 0 | 0 | 0 | 0 | 0 | 0 | 0 | 0 | 0 | 0 | 0 | 0 | 0 | 0 | 0 | 0 | 0 | 0 | 0 | 0 | 12
NO |  | 275 | 2012 | 50 | 23 | 23 |  | Viking Sw Str | Tripp Rd | 138 | 138 | Various | 0.03 | 0 | 1 | 795.0 kcmil ACSR | 0 | 0 | 0 | 0 | 0 | 0 | 0 | 0 | 0 | 0 | 0 | 0 | 0 | 0 | 0 | 0 | 0 | 0 | 0 | 0 | 0 | 0 | 0 | 12
NO |  | 275 | 2012 | 50 | 24 | 24 |  | Viking Sw Str | Tripp Rd | 138 | 138 | Various | 0 | 2.5 | 2 | 397.5 kcmil ACSR | 0 | 0 | 0 | 0 | 0 | 0 | 0 | 0 | 0 | 0 | 0 | 0 | 0 | 0 | 0 | 0 | 0 | 0 | 0 | 0 | 0 | 0 | 0 | 12
NO |  | 275 | 2012 | 50 | 25 | 25 |  | Viking Sw Str | Tripp Rd | 138 | 138 | Various | 0 | 1.11 | 2 | 397.5 kcmil ACSR | 0 | 0 | 0 | 0 | 0 | 0 | 0 | 0 | 0 | 0 | 0 | 0 | 0 | 0 | 0 | 0 | 0 | 0 | 0 | 0 | 0 | 0 | 0 | 12
NO |  | 275 | 2012 | 50 | 26 | 26 |  | Viking Sw Str | Viking | 138 | 138 | Various | 0.01 | 0 | 1 | 397.5 kcmil ACSR | 0 | 0 | 0 | 0 | 0 | 0 | 0 | 0 | 0 | 0 | 0 | 0 | 0 | 0 | 0 | 0 | 0 | 0 | 0 | 0 | 0 | 0 | 0 | 12
NO |  | 275 | 2012 | 50 | 27 | 27 |  | Waukesha | Merrill Hills | 138 | 138 | Steel Pole | 0 | 4.83 | 2 | 1033.5 kcmil ACSR | 0 | 0 | 0 | 0 | 0 | 0 | 0 | 0 | 0 | 0 | 0 | 0 | 0 | 0 | 0 | 0 | 0 | 0 | 0 | 0 | 0 | 0 | 0 | 12
NO |  | 275 | 2012 | 50 | 28 | 28 |  | Waukesha | Merrill Hills | 138 | 138 | Steel Pole | 7.35 | 0 | 1 | 927.2 kcmil ACAR | 0 | 0 | 0 | 0 | 0 | 0 | 0 | 0 | 0 | 0 | 0 | 0 | 0 | 0 | 0 | 0 | 0 | 0 | 0 | 0 | 0 | 0 | 0 | 12
NO |  | 275 | 2012 | 50 | 29 | 29 |  | Waukesha | Arcadian | 138 | 138 | Various | 0 | 0.06 | 2 | 1033.5 kcmil ACSR | 0 | 0 | 0 | 0 | 0 | 0 | 0 | 0 | 0 | 0 | 0 | 0 | 0 | 0 | 0 | 0 | 0 | 0 | 0 | 0 | 0 | 0 | 0 | 12
NO |  | 275 | 2012 | 50 | 30 | 30 |  | Waukesha | Arcadian | 138 | 138 | Various | 0 | 0.02 | 2 | 1033.5 kcmil ACSR | 0 | 0 | 0 | 0 | 0 | 0 | 0 | 0 | 0 | 0 | 0 | 0 | 0 | 0 | 0 | 0 | 0 | 0 | 0 | 0 | 0 | 0 | 0 | 12
NO |  | 275 | 2012 | 50 | 31 | 31 |  | Waukesha | Arcadian | 138 | 138 | Various | 0 | 0.01 | 2 | 1033.5 kcmil ACSR | 0 | 0 | 0 | 0 | 0 | 0 | 0 | 0 | 0 | 0 | 0 | 0 | 0 | 0 | 0 | 0 | 0 | 0 | 0 | 0 | 0 | 0 | 0 | 12
NO |  | 275 | 2012 | 50 | 32 | 32 |  | Waukesha | Arcadian | 138 | 138 | Various | 0 | 0 | 2 | 1033.5 kcmil ACSR | 0 | 0 | 0 | 0 | 0 | 0 | 0 | 0 | 0 | 0 | 0 | 0 | 0 | 0 | 0 | 0 | 0 | 0 | 0 | 0 | 0 | 0 | 0 | 12
NO |  | 275 | 2012 | 50 | 33 | 33 |  | Waukesha | Arcadian | 138 | 138 | Various | 0 | 3.61 | 2 | 1033.5 kcmil ACSR | 0 | 0 | 0 | 0 | 0 | 0 | 0 | 0 | 0 | 0 | 0 | 0 | 0 | 0 | 0 | 0 | 0 | 0 | 0 | 0 | 0 | 0 | 0 | 12
NO |  | 275 | 2012 | 50 | 34 | 34 |  | Waukesha | Arcadian | 138 | 138 | Various | 0 | 0.11 | 2 | 1033.5 kcmil ACSR | 0 | 0 | 0 | 0 | 0 | 0 | 0 | 0 | 0 | 0 | 0 | 0 | 0 | 0 | 0 | 0 | 0 | 0 | 0 | 0 | 0 | 0 | 0 | 12
NO |  | 275 | 2012 | 50 | 35 | 35 |  | Waukesha | Arcadian | 138 | 138 | Various | 0 | 0.11 | 2 | 1033.5 kcmil ACSR | 0 | 0 | 0 | 0 | 0 | 0 | 0 | 0 | 0 | 0 | 0 | 0 | 0 | 0 | 0 | 0 | 0 | 0 | 0 | 0 | 0 | 0 | 0 | 12
NO |  | 275 | 2012 | 51 | 1 | 1 |  | Waukesha | Arcadian | 138 | 138 | Various | 0 | 0.04 | 2 | 1033.5 kcmil ACSR | 0 | 0 | 0 | 0 | 0 | 0 | 0 | 0 | 0 | 0 | 0 | 0 | 0 | 0 | 0 | 0 | 0 | 0 | 0 | 0 | 0 | 0 | 0 | 12
NO |  | 275 | 2012 | 51 | 2 | 2 |  | Waukesha | Arcadian | 138 | 138 | Various | 0 | 0.08 | 2 | 1033.5 kcmil ACSR | 0 | 0 | 0 | 0 | 0 | 0 | 0 | 0 | 0 | 0 | 0 | 0 | 0 | 0 | 0 | 0 | 0 | 0 | 0 | 0 | 0 | 0 | 0 | 12
NO |  | 275 | 2012 | 51 | 3 | 3 |  | Waukesha | Duplainville | 138 | 138 | Steel Pole | 0.04 | 0 | 1 | 556.5 kcmil ACSR | 0 | 0 | 0 | 0 | 0 | 0 | 0 | 0 | 0 | 0 | 0 | 0 | 0 | 0 | 0 | 0 | 0 | 0 | 0 | 0 | 0 | 0 | 0 | 12
NO |  | 275 | 2012 | 51 | 4 | 4 |  | Waukesha | Duplainville | 138 | 138 | Steel Pole | 3.75 | 0 | 1 | 556.5 kcmil ACSR | 0 | 0 | 0 | 0 | 0 | 0 | 0 | 0 | 0 | 0 | 0 | 0 | 0 | 0 | 0 | 0 | 0 | 0 | 0 | 0 | 0 | 0 | 0 | 12
NO |  | 275 | 2012 | 51 | 5 | 5 |  | Waupaca | White Lake (WE) | 138 | 138 | Wood Pole | 0.22 | 0 | 1 | 795.0 kcmil ACSR | 0 | 0 | 0 | 0 | 0 | 0 | 0 | 0 | 0 | 0 | 0 | 0 | 0 | 0 | 0 | 0 | 0 | 0 | 0 | 0 | 0 | 0 | 0 | 12
NO |  | 275 | 2012 | 51 | 6 | 6 |  | Waupaca | White Lake (WE) | 138 | 138 | Wood Pole | 5.98 | 0 | 1 | 795.0 kcmil ACSR | 0 | 0 | 0 | 0 | 0 | 0 | 0 | 0 | 0 | 0 | 0 | 0 | 0 | 0 | 0 | 0 | 0 | 0 | 0 | 0 | 0 | 0 | 0 | 12
NO |  | 275 | 2012 | 51 | 7 | 7 |  | Wautoma | Sand Lake | 138 | 138 | Various | 11.5 | 0 | 1 | 397.5 kcmil ACSR | 0 | 0 | 0 | 0 | 0 | 0 | 0 | 0 | 0 | 0 | 0 | 0 | 0 | 0 | 0 | 0 | 0 | 0 | 0 | 0 | 0 | 0 | 0 | 12
NO |  | 275 | 2012 | 51 | 8 | 8 |  | Wempletown | Rockdale | 345 | 345 | Various | 0 | 0.06 | 2 | 2156.0 kcmil ACSR | 0 | 0 | 0 | 0 | 0 | 0 | 0 | 0 | 0 | 0 | 0 | 0 | 0 | 0 | 0 | 0 | 0 | 0 | 0 | 0 | 0 | 0 | 0 | 12
NO |  | 275 | 2012 | 51 | 9 | 9 |  | Wempletown | Rockdale | 345 | 345 | Various | 0 | 1.88 | 2 | 2156.0 kcmil ACSR | 0 | 0 | 0 | 0 | 0 | 0 | 0 | 0 | 0 | 0 | 0 | 0 | 0 | 0 | 0 | 0 | 0 | 0 | 0 | 0 | 0 | 0 | 0 | 12
NO |  | 275 | 2012 | 51 | 10 | 10 |  | Wempletown | Rockdale | 345 | 345 | Various | 0 | 1.47 | 2 | 2156.0 kcmil ACSR | 0 | 0 | 0 | 0 | 0 | 0 | 0 | 0 | 0 | 0 | 0 | 0 | 0 | 0 | 0 | 0 | 0 | 0 | 0 | 0 | 0 | 0 | 0 | 12
NO |  | 275 | 2012 | 51 | 11 | 11 |  | Wempletown | Rockdale | 345 | 345 | Various | 0 | 0.16 | 2 | 2156.0 kcmil ACSR | 0 | 0 | 0 | 0 | 0 | 0 | 0 | 0 | 0 | 0 | 0 | 0 | 0 | 0 | 0 | 0 | 0 | 0 | 0 | 0 | 0 | 0 | 0 | 12
NO |  | 275 | 2012 | 51 | 12 | 12 |  | Wempletown | Rockdale | 345 | 345 | Various | 0 | 16 | 2 | 1113.0 kcmil ACSR | 0 | 0 | 0 | 0 | 0 | 0 | 0 | 0 | 0 | 0 | 0 | 0 | 0 | 0 | 0 | 0 | 0 | 0 | 0 | 0 | 0 | 0 | 0 | 12
NO |  | 275 | 2012 | 51 | 13 | 13 |  | Wempletown | Rockdale | 345 | 345 | Various | 0 | 5.05 | 2 | 1113.0 kcmil ACSR | 0 | 0 | 0 | 0 | 0 | 0 | 0 | 0 | 0 | 0 | 0 | 0 | 0 | 0 | 0 | 0 | 0 | 0 | 0 | 0 | 0 | 0 | 0 | 12
NO |  | 275 | 2012 | 51 | 14 | 14 |  | Wempletown | Rockdale | 345 | 345 | Various | 0 | 1.5 | 2 | 1113.0 kcmil ACSR | 0 | 0 | 0 | 0 | 0 | 0 | 0 | 0 | 0 | 0 | 0 | 0 | 0 | 0 | 0 | 0 | 0 | 0 | 0 | 0 | 0 | 0 | 0 | 12
NO |  | 275 | 2012 | 51 | 15 | 15 |  | Wempletown | Rockdale | 345 | 345 | Various | 0 | 2.23 | 2 | 1113.0 kcmil ACSR | 0 | 0 | 0 | 0 | 0 | 0 | 0 | 0 | 0 | 0 | 0 | 0 | 0 | 0 | 0 | 0 | 0 | 0 | 0 | 0 | 0 | 0 | 0 | 12
NO |  | 275 | 2012 | 51 | 16 | 16 |  | Wempletown | Rockdale | 345 | 345 | Various | 0.49 | 0 | 1 | 1113.0 kcmil ACSR | 0 | 0 | 0 | 0 | 0 | 0 | 0 | 0 | 0 | 0 | 0 | 0 | 0 | 0 | 0 | 0 | 0 | 0 | 0 | 0 | 0 | 0 | 0 | 12
NO |  | 275 | 2012 | 51 | 17 | 17 |  | Wempletown | Rockdale | 345 | 345 | Various | 0 | 1.23 | 2 | 1113.0 kcmil ACSR | 0 | 0 | 0 | 0 | 0 | 0 | 0 | 0 | 0 | 0 | 0 | 0 | 0 | 0 | 0 | 0 | 0 | 0 | 0 | 0 | 0 | 0 | 0 | 12
NO |  | 275 | 2012 | 51 | 18 | 18 |  | Wempletown | Rockdale | 345 | 345 | Various | 0.16 | 0 | 1 | 1113.0 kcmil ACSR | 0 | 0 | 0 | 0 | 0 | 0 | 0 | 0 | 0 | 0 | 0 | 0 | 0 | 0 | 0 | 0 | 0 | 0 | 0 | 0 | 0 | 0 | 0 | 12
NO |  | 275 | 2012 | 51 | 19 | 19 |  | Wempletown | Rockdale | 345 | 345 | Various | 0 | 7.43 | 2 | 1113.0 kcmil ACSR | 0 | 0 | 0 | 0 | 0 | 0 | 0 | 0 | 0 | 0 | 0 | 0 | 0 | 0 | 0 | 0 | 0 | 0 | 0 | 0 | 0 | 0 | 0 | 12
NO |  | 275 | 2012 | 51 | 20 | 20 |  | Wempletown | Rockdale | 345 | 345 | Various | 0.19 | 0 | 1 | 1113.0 kcmil ACSR | 0 | 0 | 0 | 0 | 0 | 0 | 0 | 0 | 0 | 0 | 0 | 0 | 0 | 0 | 0 | 0 | 0 | 0 | 0 | 0 | 0 | 0 | 0 | 12
NO |  | 275 | 2012 | 51 | 21 | 21 |  | Werner | Hintz | 138 | 138 | Various | 0.03 | 0 | 1 | 795.0 kcmil ACSR | 0 | 0 | 0 | 0 | 0 | 0 | 0 | 0 | 0 | 0 | 0 | 0 | 0 | 0 | 0 | 0 | 0 | 0 | 0 | 0 | 0 | 0 | 0 | 12
NO |  | 275 | 2012 | 51 | 22 | 22 |  | Werner West | White Lake (WE) | 138 | 138 | Wood Pole | 0.22 | 0 | 1 | 795.0 kcmil ACSR | 0 | 0 | 0 | 0 | 0 | 0 | 0 | 0 | 0 | 0 | 0 | 0 | 0 | 0 | 0 | 0 | 0 | 0 | 0 | 0 | 0 | 0 | 0 | 12
NO |  | 275 | 2012 | 51 | 23 | 23 |  | Werner West | White Lake (WE) | 138 | 138 | Wood Pole | 0.26 | 0 | 1 | 795.0 kcmil ACSR | 0 | 0 | 0 | 0 | 0 | 0 | 0 | 0 | 0 | 0 | 0 | 0 | 0 | 0 | 0 | 0 | 0 | 0 | 0 | 0 | 0 | 0 | 0 | 12
NO |  | 275 | 2012 | 51 | 24 | 24 |  | Werner West | White Lake (WE) | 138 | 138 | Wood Pole | 1.31 | 0 | 1 | 795.0 kcmil ACSR | 0 | 0 | 0 | 0 | 0 | 0 | 0 | 0 | 0 | 0 | 0 | 0 | 0 | 0 | 0 | 0 | 0 | 0 | 0 | 0 | 0 | 0 | 0 | 12
NO |  | 275 | 2012 | 51 | 25 | 25 |  | Werner West | White Lake (WE) | 138 | 138 | Wood Pole | 9.27 | 0 | 1 | 795.0 kcmil ACSR | 0 | 0 | 0 | 0 | 0 | 0 | 0 | 0 | 0 | 0 | 0 | 0 | 0 | 0 | 0 | 0 | 0 | 0 | 0 | 0 | 0 | 0 | 0 | 12
NO |  | 275 | 2012 | 51 | 26 | 26 |  | Werner West | White Lake (WE) | 138 | 138 | Wood Pole | 0 | 1.27 | 2 | 795.0 kcmil ACSR | 0 | 0 | 0 | 0 | 0 | 0 | 0 | 0 | 0 | 0 | 0 | 0 | 0 | 0 | 0 | 0 | 0 | 0 | 0 | 0 | 0 | 0 | 0 | 12
NO |  | 275 | 2012 | 51 | 27 | 27 |  | Werner West | White Lake (WE) | 138 | 138 | Wood Pole | 0.27 | 0 | 1 | 795.0 kcmil ACSR | 0 | 0 | 0 | 0 | 0 | 0 | 0 | 0 | 0 | 0 | 0 | 0 | 0 | 0 | 0 | 0 | 0 | 0 | 0 | 0 | 0 | 0 | 0 | 12
NO |  | 275 | 2012 | 51 | 28 | 28 |  | Werner West | White Lake (WE) | 138 | 138 | Wood Pole | 2.7 | 0 | 1 | 795.0 kcmil ACSR | 0 | 0 | 0 | 0 | 0 | 0 | 0 | 0 | 0 | 0 | 0 | 0 | 0 | 0 | 0 | 0 | 0 | 0 | 0 | 0 | 0 | 0 | 0 | 12
NO |  | 275 | 2012 | 51 | 29 | 29 |  | Werner West | Clintonville | 138 | 138 | Steel Pole | 0 | 0.05 | 2 | 556.5 kcmil ACSR | 0 | 0 | 0 | 0 | 0 | 0 | 0 | 0 | 0 | 0 | 0 | 0 | 0 | 0 | 0 | 0 | 0 | 0 | 0 | 0 | 0 | 0 | 0 | 12
NO |  | 275 | 2012 | 51 | 30 | 30 |  | Werner West | Clintonville | 138 | 138 | Steel Pole | 0 | 0.12 | 2 | 556.5 kcmil ACSR | 0 | 0 | 0 | 0 | 0 | 0 | 0 | 0 | 0 | 0 | 0 | 0 | 0 | 0 | 0 | 0 | 0 | 0 | 0 | 0 | 0 | 0 | 0 | 12
NO |  | 275 | 2012 | 51 | 31 | 31 |  | Werner West | Clintonville | 138 | 138 | Steel Pole | 0 | 7.86 | 2 | 556.5 kcmil ACSR | 0 | 0 | 0 | 0 | 0 | 0 | 0 | 0 | 0 | 0 | 0 | 0 | 0 | 0 | 0 | 0 | 0 | 0 | 0 | 0 | 0 | 0 | 0 | 12
NO |  | 275 | 2012 | 51 | 32 | 32 |  | Werner West | Clintonville | 138 | 138 | Steel Pole | 0 | 0.9 | 2 | 556.5 kcmil ACSR | 0 | 0 | 0 | 0 | 0 | 0 | 0 | 0 | 0 | 0 | 0 | 0 | 0 | 0 | 0 | 0 | 0 | 0 | 0 | 0 | 0 | 0 | 0 | 12
NO |  | 275 | 2012 | 51 | 33 | 33 |  | Werner West | Clintonville | 138 | 138 | Steel Pole | 0 | 8.7 | 2 | 556.5 kcmil ACSR | 0 | 0 | 0 | 0 | 0 | 0 | 0 | 0 | 0 | 0 | 0 | 0 | 0 | 0 | 0 | 0 | 0 | 0 | 0 | 0 | 0 | 0 | 0 | 12
NO |  | 275 | 2012 | 51 | 34 | 34 |  | Werner West | Clintonville | 138 | 138 | Steel Pole | 0 | 0.03 | 2 | 795.0 kcmil ACSR | 0 | 0 | 0 | 0 | 0 | 0 | 0 | 0 | 0 | 0 | 0 | 0 | 0 | 0 | 0 | 0 | 0 | 0 | 0 | 0 | 0 | 0 | 0 | 12
NO |  | 275 | 2012 | 51 | 35 | 35 |  | Werner West | Clintonville | 138 | 138 | Steel Pole | 0 | 0.78 | 2 | 795.0 kcmil ACSR | 0 | 0 | 0 | 0 | 0 | 0 | 0 | 0 | 0 | 0 | 0 | 0 | 0 | 0 | 0 | 0 | 0 | 0 | 0 | 0 | 0 | 0 | 0 | 12
NO |  | 275 | 2012 | 52 | 1 | 1 |  | Werner West | Clintonville | 138 | 138 | Steel Pole | 0 | 0.1 | 2 | 795.0 kcmil ACSR | 0 | 0 | 0 | 0 | 0 | 0 | 0 | 0 | 0 | 0 | 0 | 0 | 0 | 0 | 0 | 0 | 0 | 0 | 0 | 0 | 0 | 0 | 0 | 12
NO |  | 275 | 2012 | 52 | 2 | 2 |  | Werner West | Clintonville | 138 | 138 | Steel Pole | 0 | 0.02 | 2 | 795.0 kcmil ACSR | 0 | 0 | 0 | 0 | 0 | 0 | 0 | 0 | 0 | 0 | 0 | 0 | 0 | 0 | 0 | 0 | 0 | 0 | 0 | 0 | 0 | 0 | 0 | 12
NO |  | 275 | 2012 | 52 | 3 | 3 |  | Werner West | Werner | 138 | 138 | Steel Pole | 0.12 | 0 | 1 | 795.0 kcmil ACSR | 0 | 0 | 0 | 0 | 0 | 0 | 0 | 0 | 0 | 0 | 0 | 0 | 0 | 0 | 0 | 0 | 0 | 0 | 0 | 0 | 0 | 0 | 0 | 12
NO |  | 275 | 2012 | 52 | 4 | 4 |  | Werner West | Rocky Run | 345 | 345 | H-Frame | 0 | 1.17 | 2 | 795.0 kcmil ACSR | 0 | 0 | 0 | 0 | 0 | 0 | 0 | 0 | 0 | 0 | 0 | 0 | 0 | 0 | 0 | 0 | 0 | 0 | 0 | 0 | 0 | 0 | 0 | 12
NO |  | 275 | 2012 | 52 | 5 | 5 |  | Werner West | Rocky Run | 345 | 345 | H-Frame | 5.92 | 0 | 1 | 795.0 kcmil ACSR | 0 | 0 | 0 | 0 | 0 | 0 | 0 | 0 | 0 | 0 | 0 | 0 | 0 | 0 | 0 | 0 | 0 | 0 | 0 | 0 | 0 | 0 | 0 | 12
NO |  | 275 | 2012 | 52 | 6 | 6 |  | Werner West | Rocky Run | 345 | 345 | H-Frame | 17.64 | 0 | 1 | 795.0 kcmil ACSR | 0 | 0 | 0 | 0 | 0 | 0 | 0 | 0 | 0 | 0 | 0 | 0 | 0 | 0 | 0 | 0 | 0 | 0 | 0 | 0 | 0 | 0 | 0 | 12
NO |  | 275 | 2012 | 52 | 7 | 7 |  | Werner West | Rocky Run | 345 | 345 | H-Frame | 0.11 | 0 | 1 | 795.0 kcmil ACSR | 0 | 0 | 0 | 0 | 0 | 0 | 0 | 0 | 0 | 0 | 0 | 0 | 0 | 0 | 0 | 0 | 0 | 0 | 0 | 0 | 0 | 0 | 0 | 12
NO |  | 275 | 2012 | 52 | 8 | 8 |  | Werner West | Rocky Run | 345 | 345 | H-Frame | 0.15 | 0 | 1 | 795.0 kcmil ACSR | 0 | 0 | 0 | 0 | 0 | 0 | 0 | 0 | 0 | 0 | 0 | 0 | 0 | 0 | 0 | 0 | 0 | 0 | 0 | 0 | 0 | 0 | 0 | 12
NO |  | 275 | 2012 | 52 | 9 | 9 |  | Werner West | Rocky Run | 345 | 345 | H-Frame | 22.34 | 0 | 1 | 795.0 kcmil ACSR | 0 | 0 | 0 | 0 | 0 | 0 | 0 | 0 | 0 | 0 | 0 | 0 | 0 | 0 | 0 | 0 | 0 | 0 | 0 | 0 | 0 | 0 | 0 | 12
NO |  | 275 | 2012 | 52 | 10 | 10 |  | Werner West | Rocky Run | 345 | 345 | H-Frame | 0.11 | 0 | 1 | 795.0 kcmil ACSR | 0 | 0 | 0 | 0 | 0 | 0 | 0 | 0 | 0 | 0 | 0 | 0 | 0 | 0 | 0 | 0 | 0 | 0 | 0 | 0 | 0 | 0 | 0 | 12
NO |  | 275 | 2012 | 52 | 11 | 11 |  | Werner West | Rocky Run | 345 | 345 | H-Frame | 0.09 | 0 | 1 | 795.0 kcmil ACSR | 0 | 0 | 0 | 0 | 0 | 0 | 0 | 0 | 0 | 0 | 0 | 0 | 0 | 0 | 0 | 0 | 0 | 0 | 0 | 0 | 0 | 0 | 0 | 12
NO |  | 275 | 2012 | 52 | 12 | 12 |  | Werner West | Highway 22 | 345 | 345 | Steel Pole | 0 | 0.02 | 2 | 1113.0 kcmil ACSR | 0 | 0 | 0 | 0 | 0 | 0 | 0 | 0 | 0 | 0 | 0 | 0 | 0 | 0 | 0 | 0 | 0 | 0 | 0 | 0 | 0 | 0 | 0 | 12
NO |  | 275 | 2012 | 52 | 13 | 13 |  | Werner West | Highway 22 | 345 | 345 | Steel Pole | 0 | 0.06 | 2 | 1113.0 kcmil ACSR | 0 | 0 | 0 | 0 | 0 | 0 | 0 | 0 | 0 | 0 | 0 | 0 | 0 | 0 | 0 | 0 | 0 | 0 | 0 | 0 | 0 | 0 | 0 | 12
NO |  | 275 | 2012 | 52 | 14 | 14 |  | Werner West | Highway 22 | 345 | 345 | Steel Pole | 0 | 7.89 | 2 | 1113.0 kcmil ACSR | 0 | 0 | 0 | 0 | 0 | 0 | 0 | 0 | 0 | 0 | 0 | 0 | 0 | 0 | 0 | 0 | 0 | 0 | 0 | 0 | 0 | 0 | 0 | 12
NO |  | 275 | 2012 | 52 | 15 | 15 |  | Werner West | Highway 22 | 345 | 345 | Steel Pole | 0 | 0.88 | 2 | 1113.0 kcmil ACSR | 0 | 0 | 0 | 0 | 0 | 0 | 0 | 0 | 0 | 0 | 0 | 0 | 0 | 0 | 0 | 0 | 0 | 0 | 0 | 0 | 0 | 0 | 0 | 12
NO |  | 275 | 2012 | 52 | 16 | 16 |  | Werner West | Highway 22 | 345 | 345 | Steel Pole | 0 | 8.71 | 2 | 1113.0 kcmil ACSR | 0 | 0 | 0 | 0 | 0 | 0 | 0 | 0 | 0 | 0 | 0 | 0 | 0 | 0 | 0 | 0 | 0 | 0 | 0 | 0 | 0 | 0 | 0 | 12
NO |  | 275 | 2012 | 52 | 17 | 17 |  | Werner West | Highway 22 | 345 | 345 | Steel Pole | 0 | 6.65 | 2 | 1113.0 kcmil ACSR | 0 | 0 | 0 | 0 | 0 | 0 | 0 | 0 | 0 | 0 | 0 | 0 | 0 | 0 | 0 | 0 | 0 | 0 | 0 | 0 | 0 | 0 | 0 | 12
NO |  | 275 | 2012 | 52 | 18 | 18 |  | Werner West | Highway 22 | 345 | 345 | Steel Pole | 0.14 | 0 | 1 | 1113.0 kcmil ACSR | 0 | 0 | 0 | 0 | 0 | 0 | 0 | 0 | 0 | 0 | 0 | 0 | 0 | 0 | 0 | 0 | 0 | 0 | 0 | 0 | 0 | 0 | 0 | 12
NO |  | 275 | 2012 | 52 | 19 | 19 |  | Werner West | Highway 22 | 345 | 345 | Steel Pole | 0.02 | 0 | 1 | 1113.0 kcmil ACSR | 0 | 0 | 0 | 0 | 0 | 0 | 0 | 0 | 0 | 0 | 0 | 0 | 0 | 0 | 0 | 0 | 0 | 0 | 0 | 0 | 0 | 0 | 0 | 12
NO |  | 275 | 2012 | 52 | 20 | 20 |  | West Darien | Southwest Delavan | 138 | 138 | Steel Pole | 0 | 0.02 | 2 | 556.5 kcmil ACSR | 0 | 0 | 0 | 0 | 0 | 0 | 0 | 0 | 0 | 0 | 0 | 0 | 0 | 0 | 0 | 0 | 0 | 0 | 0 | 0 | 0 | 0 | 0 | 12
NO |  | 275 | 2012 | 52 | 21 | 21 |  | West Darien | Southwest Delavan | 138 | 138 | Steel Pole | 0 | 0.63 | 2 | 556.5 kcmil ACSR | 0 | 0 | 0 | 0 | 0 | 0 | 0 | 0 | 0 | 0 | 0 | 0 | 0 | 0 | 0 | 0 | 0 | 0 | 0 | 0 | 0 | 0 | 0 | 12
NO |  | 275 | 2012 | 52 | 22 | 22 |  | West Darien | Southwest Delavan | 138 | 138 | Steel Pole | 3.45 | 0 | 1 | 556.5 kcmil ACSR | 0 | 0 | 0 | 0 | 0 | 0 | 0 | 0 | 0 | 0 | 0 | 0 | 0 | 0 | 0 | 0 | 0 | 0 | 0 | 0 | 0 | 0 | 0 | 12
NO |  | 275 | 2012 | 52 | 23 | 23 |  | West Jct Tap | St Martins | 138 | 138 | Lattice Tower | 0 | 8.43 | 2 | 1033.5 kcmil ACSR | 0 | 0 | 0 | 0 | 0 | 0 | 0 | 0 | 0 | 0 | 0 | 0 | 0 | 0 | 0 | 0 | 0 | 0 | 0 | 0 | 0 | 0 | 0 | 12
NO |  | 275 | 2012 | 52 | 24 | 24 |  | West Jct Tap | West Junction | 138 | 138 | Lattice Tower | 0 | 0.08 | 2 | 2156.0 kcmil ACSR | 0 | 0 | 0 | 0 | 0 | 0 | 0 | 0 | 0 | 0 | 0 | 0 | 0 | 0 | 0 | 0 | 0 | 0 | 0 | 0 | 0 | 0 | 0 | 12
NO |  | 275 | 2012 | 52 | 25 | 25 |  | West Jct Tap | West Junction | 138 | 138 | Lattice Tower | 0 | 0.65 | 2 | 2156.0 kcmil ACSR | 0 | 0 | 0 | 0 | 0 | 0 | 0 | 0 | 0 | 0 | 0 | 0 | 0 | 0 | 0 | 0 | 0 | 0 | 0 | 0 | 0 | 0 | 0 | 12
NO |  | 275 | 2012 | 52 | 26 | 26 |  | West Jct Tap | West Junction | 138 | 138 | Lattice Tower | 0 | 0.09 | 2 | 2156.0 kcmil ACSR | 0 | 0 | 0 | 0 | 0 | 0 | 0 | 0 | 0 | 0 | 0 | 0 | 0 | 0 | 0 | 0 | 0 | 0 | 0 | 0 | 0 | 0 | 0 | 12
NO |  | 275 | 2012 | 52 | 27 | 27 |  | West Jct Tap | West Junction | 138 | 138 | Lattice Tower | 0 | 0.04 | 2 | 2156.0 kcmil ACSR | 0 | 0 | 0 | 0 | 0 | 0 | 0 | 0 | 0 | 0 | 0 | 0 | 0 | 0 | 0 | 0 | 0 | 0 | 0 | 0 | 0 | 0 | 0 | 12
NO |  | 275 | 2012 | 52 | 28 | 28 |  | West Jct Tap | West Junction | 138 | 138 | Lattice Tower | 0 | 0.02 | 2 | 477.0 kcmil ACSR | 0 | 0 | 0 | 0 | 0 | 0 | 0 | 0 | 0 | 0 | 0 | 0 | 0 | 0 | 0 | 0 | 0 | 0 | 0 | 0 | 0 | 0 | 0 | 12
NO |  | 275 | 2012 | 52 | 29 | 29 |  | West Marinette SW YD | Roosevelt Rd | 138 | 138 | Steel Pole | 0.08 | 0 | 1 | 795.0 kcmil ACSR | 0 | 0 | 0 | 0 | 0 | 0 | 0 | 0 | 0 | 0 | 0 | 0 | 0 | 0 | 0 | 0 | 0 | 0 | 0 | 0 | 0 | 0 | 0 | 12
NO |  | 275 | 2012 | 52 | 30 | 30 |  | West Marinette SW YD | Roosevelt Rd | 138 | 138 | Steel Pole | 0 | 0.46 | 2 | 795.0 kcmil ACSR | 0 | 0 | 0 | 0 | 0 | 0 | 0 | 0 | 0 | 0 | 0 | 0 | 0 | 0 | 0 | 0 | 0 | 0 | 0 | 0 | 0 | 0 | 0 | 12
NO |  | 275 | 2012 | 52 | 31 | 31 |  | West Marinette SW YD | Roosevelt Rd | 138 | 138 | Steel Pole | 0.1 | 0 | 1 | 795.0 kcmil ACSR | 0 | 0 | 0 | 0 | 0 | 0 | 0 | 0 | 0 | 0 | 0 | 0 | 0 | 0 | 0 | 0 | 0 | 0 | 0 | 0 | 0 | 0 | 0 | 12
NO |  | 275 | 2012 | 52 | 32 | 32 |  | West Marinette SW YD | Roosevelt Rd | 138 | 138 | Steel Pole | 0 | 0.29 | 2 | 795.0 kcmil ACSR | 0 | 0 | 0 | 0 | 0 | 0 | 0 | 0 | 0 | 0 | 0 | 0 | 0 | 0 | 0 | 0 | 0 | 0 | 0 | 0 | 0 | 0 | 0 | 12
NO |  | 275 | 2012 | 52 | 33 | 33 |  | West Marinette SW YD | Roosevelt Rd | 138 | 138 | Steel Pole | 0 | 0.9 | 2 | 795.0 kcmil ACSR | 0 | 0 | 0 | 0 | 0 | 0 | 0 | 0 | 0 | 0 | 0 | 0 | 0 | 0 | 0 | 0 | 0 | 0 | 0 | 0 | 0 | 0 | 0 | 12
NO |  | 275 | 2012 | 52 | 34 | 34 |  | West Marinette SW YD | Menominee | 138 | 138 | Steel Pole | 0 | 0.07 | 2 | 477.0 kcmil ACSR | 0 | 0 | 0 | 0 | 0 | 0 | 0 | 0 | 0 | 0 | 0 | 0 | 0 | 0 | 0 | 0 | 0 | 0 | 0 | 0 | 0 | 0 | 0 | 12
NO |  | 275 | 2012 | 52 | 35 | 35 |  | West Marinette SW YD | Menominee | 138 | 138 | Steel Pole | 0 | 7.03 | 2 | 477.0 kcmil ACSR | 0 | 0 | 0 | 0 | 0 | 0 | 0 | 0 | 0 | 0 | 0 | 0 | 0 | 0 | 0 | 0 | 0 | 0 | 0 | 0 | 0 | 0 | 0 | 12
NO |  | 275 | 2012 | 53 | 1 | 1 |  | West Marinette SW YD | Menominee | 138 | 138 | Steel Pole | 0 | 0.01 | 2 | 477.0 kcmil ACSR | 0 | 0 | 0 | 0 | 0 | 0 | 0 | 0 | 0 | 0 | 0 | 0 | 0 | 0 | 0 | 0 | 0 | 0 | 0 | 0 | 0 | 0 | 0 | 12
NO |  | 275 | 2012 | 53 | 2 | 2 |  | West Marinette SW YD | Menominee | 138 | 138 | Steel Pole | 0 | 0.03 | 2 | 477.0 kcmil ACSR | 0 | 0 | 0 | 0 | 0 | 0 | 0 | 0 | 0 | 0 | 0 | 0 | 0 | 0 | 0 | 0 | 0 | 0 | 0 | 0 | 0 | 0 | 0 | 12
NO |  | 275 | 2012 | 53 | 3 | 3 |  | West Middleton | Pleasant View | 138 | 138 | Wood Pole | 0.26 | 0 | 1 | 954.0 kcmil ACSR | 0 | 0 | 0 | 0 | 0 | 0 | 0 | 0 | 0 | 0 | 0 | 0 | 0 | 0 | 0 | 0 | 0 | 0 | 0 | 0 | 0 | 0 | 0 | 12
NO |  | 275 | 2012 | 53 | 4 | 4 |  | West Shawano | East Shawano | 138 | 138 | H-Frame | 2.48 | 0 | 1 | 795.0 kcmil ACSR | 0 | 0 | 0 | 0 | 0 | 0 | 0 | 0 | 0 | 0 | 0 | 0 | 0 | 0 | 0 | 0 | 0 | 0 | 0 | 0 | 0 | 0 | 0 | 12
NO |  | 275 | 2012 | 53 | 5 | 5 |  | White Clay | Morgan | 138 | 138 | Various | 0 | 0.1 | 2 | 556.5 kcmil ACSR | 0 | 0 | 0 | 0 | 0 | 0 | 0 | 0 | 0 | 0 | 0 | 0 | 0 | 0 | 0 | 0 | 0 | 0 | 0 | 0 | 0 | 0 | 0 | 12
NO |  | 275 | 2012 | 53 | 6 | 6 |  | White Clay | Morgan | 138 | 138 | Various | 0.03 | 0 | 1 | 556.5 kcmil ACSR | 0 | 0 | 0 | 0 | 0 | 0 | 0 | 0 | 0 | 0 | 0 | 0 | 0 | 0 | 0 | 0 | 0 | 0 | 0 | 0 | 0 | 0 | 0 | 12
NO |  | 275 | 2012 | 53 | 7 | 7 |  | White Clay | Morgan | 138 | 138 | Various | 0 | 8.25 | 2 | 556.5 kcmil ACSR | 0 | 0 | 0 | 0 | 0 | 0 | 0 | 0 | 0 | 0 | 0 | 0 | 0 | 0 | 0 | 0 | 0 | 0 | 0 | 0 | 0 | 0 | 0 | 12
NO |  | 275 | 2012 | 53 | 8 | 8 |  | White Clay | Morgan | 138 | 138 | Various | 0 | 0.01 | 2 | 556.5 kcmil ACSR | 0 | 0 | 0 | 0 | 0 | 0 | 0 | 0 | 0 | 0 | 0 | 0 | 0 | 0 | 0 | 0 | 0 | 0 | 0 | 0 | 0 | 0 | 0 | 12
NO |  | 275 | 2012 | 53 | 9 | 9 |  | White Clay | Morgan | 138 | 138 | Various | 0 | 0.6 | 2 | 556.5 kcmil ACSR | 0 | 0 | 0 | 0 | 0 | 0 | 0 | 0 | 0 | 0 | 0 | 0 | 0 | 0 | 0 | 0 | 0 | 0 | 0 | 0 | 0 | 0 | 0 | 12
NO |  | 275 | 2012 | 53 | 10 | 10 |  | White Clay | Morgan | 138 | 138 | Various | 0 | 3.91 | 2 | 556.5 kcmil ACSR | 0 | 0 | 0 | 0 | 0 | 0 | 0 | 0 | 0 | 0 | 0 | 0 | 0 | 0 | 0 | 0 | 0 | 0 | 0 | 0 | 0 | 0 | 0 | 12
NO |  | 275 | 2012 | 53 | 11 | 11 |  | White Clay | Morgan | 138 | 138 | Various | 0 | 0.11 | 2 | 556.5 kcmil ACSR | 0 | 0 | 0 | 0 | 0 | 0 | 0 | 0 | 0 | 0 | 0 | 0 | 0 | 0 | 0 | 0 | 0 | 0 | 0 | 0 | 0 | 0 | 0 | 12
NO |  | 275 | 2012 | 53 | 12 | 12 |  | White Clay | Morgan | 138 | 138 | Various | 0 | 0.12 | 2 | 556.5 kcmil ACSR | 0 | 0 | 0 | 0 | 0 | 0 | 0 | 0 | 0 | 0 | 0 | 0 | 0 | 0 | 0 | 0 | 0 | 0 | 0 | 0 | 0 | 0 | 0 | 12
NO |  | 275 | 2012 | 53 | 13 | 13 |  | White Clay | East Shawano | 138 | 138 | Wood Pole | 0 | 1.48 | 2 | 795.0 kcmil ACSR | 0 | 0 | 0 | 0 | 0 | 0 | 0 | 0 | 0 | 0 | 0 | 0 | 0 | 0 | 0 | 0 | 0 | 0 | 0 | 0 | 0 | 0 | 0 | 12
NO |  | 275 | 2012 | 53 | 14 | 14 |  | White Clay | East Shawano | 138 | 138 | Wood Pole | 1.64 | 0 | 1 | 795.0 kcmil ACSR | 0 | 0 | 0 | 0 | 0 | 0 | 0 | 0 | 0 | 0 | 0 | 0 | 0 | 0 | 0 | 0 | 0 | 0 | 0 | 0 | 0 | 0 | 0 | 12
NO |  | 275 | 2012 | 53 | 15 | 15 |  | White Clay | East Shawano | 138 | 138 | Wood Pole | 0 | 4.93 | 2 | 556.5 kcmil ACSR | 0 | 0 | 0 | 0 | 0 | 0 | 0 | 0 | 0 | 0 | 0 | 0 | 0 | 0 | 0 | 0 | 0 | 0 | 0 | 0 | 0 | 0 | 0 | 12
NO |  | 275 | 2012 | 53 | 16 | 16 |  | White Clay | East Shawano | 138 | 138 | Wood Pole | 0 | 0.14 | 2 | 556.5 kcmil ACSR | 0 | 0 | 0 | 0 | 0 | 0 | 0 | 0 | 0 | 0 | 0 | 0 | 0 | 0 | 0 | 0 | 0 | 0 | 0 | 0 | 0 | 0 | 0 | 12
NO |  | 275 | 2012 | 53 | 17 | 17 |  | White Clay | East Shawano | 138 | 138 | Wood Pole | 0 | 0.07 | 2 | 556.5 kcmil ACSR | 0 | 0 | 0 | 0 | 0 | 0 | 0 | 0 | 0 | 0 | 0 | 0 | 0 | 0 | 0 | 0 | 0 | 0 | 0 | 0 | 0 | 0 | 0 | 12
NO |  | 275 | 2012 | 53 | 18 | 18 |  | White Clay | East Shawano | 138 | 138 | Wood Pole | 0.03 | 0 | 1 | 556.5 kcmil ACSR | 0 | 0 | 0 | 0 | 0 | 0 | 0 | 0 | 0 | 0 | 0 | 0 | 0 | 0 | 0 | 0 | 0 | 0 | 0 | 0 | 0 | 0 | 0 | 12
NO |  | 275 | 2012 | 53 | 19 | 19 |  | White Clay | East Shawano | 138 | 138 | Wood Pole | 0.02 | 0 | 1 | 556.5 kcmil ACSR | 0 | 0 | 0 | 0 | 0 | 0 | 0 | 0 | 0 | 0 | 0 | 0 | 0 | 0 | 0 | 0 | 0 | 0 | 0 | 0 | 0 | 0 | 0 | 12
NO |  | 275 | 2012 | 53 | 20 | 20 |  | Whitewater | Lakehead Delavan Tap | 138 | 138 | Wood Pole | 4.14 | 0 | 1 | 795.0 kcmil ACSR | 0 | 0 | 0 | 0 | 0 | 0 | 0 | 0 | 0 | 0 | 0 | 0 | 0 | 0 | 0 | 0 | 0 | 0 | 0 | 0 | 0 | 0 | 0 | 12
NO |  | 275 | 2012 | 53 | 21 | 21 |  | Wilcox | Sunrise | 138 | 138 | Various | 0 | 0.47 | 2 | 336.4 kcmil ACSR | 0 | 0 | 0 | 0 | 0 | 0 | 0 | 0 | 0 | 0 | 0 | 0 | 0 | 0 | 0 | 0 | 0 | 0 | 0 | 0 | 0 | 0 | 0 | 12
NO |  | 275 | 2012 | 53 | 22 | 22 |  | Wilcox | Sunrise | 138 | 138 | Various | 0.11 | 0 | 1 | 336.4 kcmil ACSR | 0 | 0 | 0 | 0 | 0 | 0 | 0 | 0 | 0 | 0 | 0 | 0 | 0 | 0 | 0 | 0 | 0 | 0 | 0 | 0 | 0 | 0 | 0 | 12
NO |  | 275 | 2012 | 53 | 23 | 23 |  | Wilcox | Sunrise | 138 | 138 | Various | 0.01 | 0 | 1 | 795.0 kcmil ACSR | 0 | 0 | 0 | 0 | 0 | 0 | 0 | 0 | 0 | 0 | 0 | 0 | 0 | 0 | 0 | 0 | 0 | 0 | 0 | 0 | 0 | 0 | 0 | 12
NO |  | 275 | 2012 | 53 | 24 | 24 |  | Wilcox | Sunrise | 138 | 138 | Various | 0.05 | 0 | 1 | 795.0 kcmil ACSR | 0 | 0 | 0 | 0 | 0 | 0 | 0 | 0 | 0 | 0 | 0 | 0 | 0 | 0 | 0 | 0 | 0 | 0 | 0 | 0 | 0 | 0 | 0 | 12
NO |  | 275 | 2012 | 53 | 25 | 25 |  | Wilcox | Sunrise | 138 | 138 | Various | 2.02 | 0 | 1 | 336.4 kcmil ACSR | 0 | 0 | 0 | 0 | 0 | 0 | 0 | 0 | 0 | 0 | 0 | 0 | 0 | 0 | 0 | 0 | 0 | 0 | 0 | 0 | 0 | 0 | 0 | 12
NO |  | 275 | 2012 | 53 | 26 | 26 |  | Williams Bay SW STR | Elkhorn | 138 | 138 | Wood Pole | 3.25 | 0 | 1 | 795.0 kcmil ACSR | 0 | 0 | 0 | 0 | 0 | 0 | 0 | 0 | 0 | 0 | 0 | 0 | 0 | 0 | 0 | 0 | 0 | 0 | 0 | 0 | 0 | 0 | 0 | 12
NO |  | 275 | 2012 | 53 | 27 | 27 |  | Williams Bay SW STR | Elkhorn | 138 | 138 | Wood Pole | 0 | 2.9 | 2 | 795.0 kcmil ACSR | 0 | 0 | 0 | 0 | 0 | 0 | 0 | 0 | 0 | 0 | 0 | 0 | 0 | 0 | 0 | 0 | 0 | 0 | 0 | 0 | 0 | 0 | 0 | 12
NO |  | 275 | 2012 | 53 | 28 | 28 |  | Williams Bay SW STR | Williams Bay | 138 | 138 | Wood Pole | 0 | 0.46 | 2 | 795.0 kcmil ACSR | 0 | 0 | 0 | 0 | 0 | 0 | 0 | 0 | 0 | 0 | 0 | 0 | 0 | 0 | 0 | 0 | 0 | 0 | 0 | 0 | 0 | 0 | 0 | 12
NO |  | 275 | 2012 | 53 | 29 | 29 |  | Winona | M-38 | 138 | 138 | Wood Pole | 13.77 | 0 | 1 | 605.0 kcmil ACSR | 0 | 0 | 0 | 0 | 0 | 0 | 0 | 0 | 0 | 0 | 0 | 0 | 0 | 0 | 0 | 0 | 0 | 0 | 0 | 0 | 0 | 0 | 0 | 12
NO |  | 275 | 2012 | 53 | 30 | 30 |  | Winona | M-38 | 138 | 138 | Wood Pole | 5.49 | 0 | 1 | 605.0 kcmil ACSR | 0 | 0 | 0 | 0 | 0 | 0 | 0 | 0 | 0 | 0 | 0 | 0 | 0 | 0 | 0 | 0 | 0 | 0 | 0 | 0 | 0 | 0 | 0 | 12
NO |  | 275 | 2012 | 53 | 31 | 31 |  | Woodenshoe | Mears Corners | 138 | 138 | H-Frame | 2.66 | 0 | 1 | 795.0 kcmil ACSR | 0 | 0 | 0 | 0 | 0 | 0 | 0 | 0 | 0 | 0 | 0 | 0 | 0 | 0 | 0 | 0 | 0 | 0 | 0 | 0 | 0 | 0 | 0 | 12
NO |  | 275 | 2012 | 53 | 32 | 32 |  | Wyoming Valley SW STR | Spring Green | 138 | 138 | H-Frame | 5.78 | 0 | 1 | 795.0 kcmil ACSR | 0 | 0 | 0 | 0 | 0 | 0 | 0 | 0 | 0 | 0 | 0 | 0 | 0 | 0 | 0 | 0 | 0 | 0 | 0 | 0 | 0 | 0 | 0 | 12
NO |  | 275 | 2012 | 53 | 33 | 33 |  | Wyoming Valley SW STR | Wyoming Valley | 138 | 138 | H-Frame | 0.03 | 0 | 1 | 336.4 kcmil ACSR | 0 | 0 | 0 | 0 | 0 | 0 | 0 | 0 | 0 | 0 | 0 | 0 | 0 | 0 | 0 | 0 | 0 | 0 | 0 | 0 | 0 | 0 | 0 | 12
NO |  | 275 | 2012 | 53 | 34 | 34 |  | Yahara River | American | 138 | 138 | Wood Pole | 0 | 0.29 | 2 | 954.0 kcmil ACSR | 0 | 0 | 0 | 0 | 0 | 0 | 0 | 0 | 0 | 0 | 0 | 0 | 0 | 0 | 0 | 0 | 0 | 0 | 0 | 0 | 0 | 0 | 0 | 12
NO |  | 275 | 2012 | 53 | 35 | 35 |  | Yahara River | American | 138 | 138 | Wood Pole | 3.13 | 0 | 1 | 954.0 kcmil ACSR | 0 | 0 | 0 | 0 | 0 | 0 | 0 | 0 | 0 | 0 | 0 | 0 | 0 | 0 | 0 | 0 | 0 | 0 | 0 | 0 | 0 | 0 | 0 | 12
NO |  | 275 | 2012 | 54 | 1 | 1 |  | Yahara River | American | 138 | 138 | Wood Pole | 0.18 | 0 | 1 | 954.0 kcmil ACSR | 0 | 0 | 0 | 0 | 0 | 0 | 0 | 0 | 0 | 0 | 0 | 0 | 0 | 0 | 0 | 0 | 0 | 0 | 0 | 0 | 0 | 0 | 0 | 12
NO |  | 275 | 2012 | 54 | 2 | 2 |  | Zobel | Dell Creek | 138 | 138 | Wood Pole | 0.12 | 0 | 1 | 795.0 kcmil ACSR | 0 | 0 | 0 | 0 | 0 | 0 | 0 | 0 | 0 | 0 | 0 | 0 | 0 | 0 | 0 | 0 | 0 | 0 | 0 | 0 | 0 | 0 | 0 | 12
NO |  | 275 | 2012 | 54 | 3 | 3 |  | Zobel | Dell Creek | 138 | 138 | Wood Pole | 6.46 | 0 | 1 | 336.4 kcmil ACSR | 0 | 0 | 0 | 0 | 0 | 0 | 0 | 0 | 0 | 0 | 0 | 0 | 0 | 0 | 0 | 0 | 0 | 0 | 0 | 0 | 0 | 0 | 0 | 12
NO |  | 275 | 2012 | 54 | 4 | 4 |  | Zobel | Dell Creek | 138 | 138 | Wood Pole | 0.03 | 0 | 1 | 795.0 kcmil ACSR | 0 | 0 | 0 | 0 | 0 | 0 | 0 | 0 | 0 | 0 | 0 | 0 | 0 | 0 | 0 | 0 | 0 | 0 | 0 | 0 | 0 | 0 | 0 | 12
NO |  | 275 | 2012 | 54 | 5 | 5 |  | 69KV Summary |  | 69 | 69 |  | 3109 | 432.5 | 0 |  | 0 | 0 | 0 | 0 | 0 | 0 | 0 | 0 | 0 | 0 | 0 | 0 | 0 | 0 | 0 | 0 | 0 | 0 | 0 | 0 | 0 | 0 | 0 | 12
NO |  | 275 | 2012 | 54 | 6 | 6 |  | 115KV Summary |  | 115 | 115 |  | 432.3 | 136 | 0 |  | 0 | 0 | 0 | 0 | 0 | 0 | 0 | 0 | 0 | 0 | 0 | 0 | 0 | 0 | 0 | 0 | 0 | 0 | 0 | 0 | 0 | 0 | 0 | 12
NO |  | 275 | 2012 | 54 | 7 | 7 |  |  |  | 0 | 0 |  | 0 | 0 | 0 |  | 142655204 | 2167962690 | 2310617894 | 12456 | 26676821 | 92612 | 26781889 | 0 | 0 | 0 | 0 | 0 | 0 | 0 | 0 | 0 | 0 | 0 | 0 | 0 | 0 | 0 | 0 | 12
NO |  | 275 | 2012 | 0 | 36 | 36 |  | TOTAL |  | 0 | 0 |  | 7508.98 | 3412.25 | 3300 |  | 142655204 | 2167962690 | 2310617894 | 12456 | 26676821 | 92612 | 26781889 | 0 | 0 | 0 | 0 | 0 | 0 | 0 | 0 | 0 | 0 | 0 | 0 | 0 | 0 | 0 | 0 | 12
NO |  | 196 | 2012 | 0 | 1 | 1 |  | None |  | 0 | 0 |  | 0 | 0 | 0 |  | 0 | 0 | 0 | 0 | 0 | 0 | 0 | 0 | 0 | 0 | 0 | 0 | 0 | 0 | 0 | 0 | 0 | 0 | 0 | 0 | 0 | 0 | 0 | 12
NO |  | 196 | 2012 | 0 | 36 | 36 |  | TOTAL |  | 0 | 0 |  | 0 | 0 | 0 |  | 0 | 0 | 0 | 0 | 0 | 0 | 0 | 0 | 0 | 0 | 0 | 0 | 0 | 0 | 0 | 0 | 0 | 0 | 0 | 0 | 0 | 0 | 0 | 12
NO |  | 444 | 2012 | 0 | 1 | 1 |  | Baldwin | Rush Island | 345 | 345 | 2 | 28.7 | 0 | 1 | 954 ACSR | 10555436 | 42136909 | 52692345 | 63273 | 798 | 0 | 64071 | 0 | 0 | 0 | 0 | 0 | 0 | 0 | 0 | 0 | 0 | 0 | 0 | 0 | 0 | 0 | 0 | 12
NO |  | 444 | 2012 | 0 | 36 | 36 |  | TOTAL |  | 0 | 0 |  | 28.7 | 0 | 1 |  | 10555436 | 42136909 | 52692345 | 63273 | 798 | 0 | 64071 | 0 | 0 | 0 | 0 | 0 | 0 | 0 | 0 | 0 | 0 | 0 | 0 | 0 | 0 | 0 | 0 | 12
NO |  | 50 | 2012 | 0 | 1 | 1 |  | W-1 Joppa | DOE Bus | 161 | 161 | Steel Tower | 10.2 | 0 | 0 | ACS R | 12265 | 1465876 | 1478141 | 0 | 0 | 0 | 0 | 0 | 0 | 0 | 0 | 0 | 0 | 0 | 0 | 0 | 0 | 0 | 0 | 0 | 0 | 0 | 0 | 12
NO |  | 50 | 2012 | 0 | 2 | 2 |  |  |  | 0 | 0 | and Wood H | 0 | 0 | 0 |  | 0 | 0 | 0 | 0 | 0 | 0 | 0 | 0 | 0 | 0 | 0 | 0 | 0 | 0 | 0 | 0 | 0 | 0 | 0 | 0 | 0 | 0 | 0 | 12
NO |  | 50 | 2012 | 0 | 4 | 4 |  | X-2 Joppa | DOE Bus | 161 | 161 | Steel Tower | 10.2 | 0 | 0 | ACS R | 12265 | 647341 | 659606 | 0 | 0 | 0 | 0 | 0 | 0 | 0 | 0 | 0 | 0 | 0 | 0 | 0 | 0 | 0 | 0 | 0 | 0 | 0 | 0 | 12
NO |  | 50 | 2012 | 0 | 5 | 5 |  |  |  | 0 | 0 | and Wood H | 0 | 0 | 0 |  | 0 | 0 | 0 | 0 | 0 | 0 | 0 | 0 | 0 | 0 | 0 | 0 | 0 | 0 | 0 | 0 | 0 | 0 | 0 | 0 | 0 | 0 | 0 | 12
NO |  | 50 | 2012 | 0 | 7 | 7 |  | Y-3 Joppa | DOE Bus | 161 | 161 | Steel Tower | 9.8 | 0 | 0 | ACS R | 12265 | 1478834 | 1491099 | 0 | 0 | 0 | 0 | 0 | 0 | 0 | 0 | 0 | 0 | 0 | 0 | 0 | 0 | 0 | 0 | 0 | 0 | 0 | 0 | 12
NO |  | 50 | 2012 | 0 | 8 | 8 |  |  |  | 0 | 0 | and Wood H | 0 | 0 | 0 |  | 0 | 0 | 0 | 0 | 0 | 0 | 0 | 0 | 0 | 0 | 0 | 0 | 0 | 0 | 0 | 0 | 0 | 0 | 0 | 0 | 0 | 0 | 0 | 12
NO |  | 50 | 2012 | 0 | 10 | 10 |  | Z-4 Joppa | DOE Bus | 161 | 161 | Steel Tower | 7.8 | 0 | 0 | ACS R | 12265 | 499278 | 511543 | 0 | 0 | 0 | 0 | 0 | 0 | 0 | 0 | 0 | 0 | 0 | 0 | 0 | 0 | 0 | 0 | 0 | 0 | 0 | 0 | 12
NO |  | 50 | 2012 | 0 | 11 | 11 |  |  |  | 0 | 0 | and Wood H | 0 | 0 | 0 |  | 0 | 0 | 0 | 0 | 0 | 0 | 0 | 0 | 0 | 0 | 0 | 0 | 0 | 0 | 0 | 0 | 0 | 0 | 0 | 0 | 0 | 0 | 0 | 12
NO |  | 50 | 2012 | 0 | 13 | 13 |  | U-5 Joppa | DOE Bus | 161 | 161 | Steel Tower | 8.5 | 0 | 0 | ACS R | 12265 | 1513892 | 1526157 | 0 | 0 | 0 | 0 | 0 | 0 | 0 | 0 | 0 | 0 | 0 | 0 | 0 | 0 | 0 | 0 | 0 | 0 | 0 | 0 | 12
NO |  | 50 | 2012 | 0 | 14 | 14 |  |  |  | 0 | 0 | and Wood H | 0 | 0 | 0 |  | 0 | 0 | 0 | 0 | 0 | 0 | 0 | 0 | 0 | 0 | 0 | 0 | 0 | 0 | 0 | 0 | 0 | 0 | 0 | 0 | 0 | 0 | 0 | 12
NO |  | 50 | 2012 | 0 | 16 | 16 |  | V-6 Joppa | DOE Bus | 161 | 161 | Steel Tower | 8.4 | 0 | 0 | ACS R | 12265 | 668392 | 680657 | 0 | 0 | 0 | 0 | 0 | 0 | 0 | 0 | 0 | 0 | 0 | 0 | 0 | 0 | 0 | 0 | 0 | 0 | 0 | 0 | 12
NO |  | 50 | 2012 | 0 | 17 | 17 |  |  |  | 0 | 0 | and Wood H | 0 | 0 | 0 |  | 0 | 0 | 0 | 0 | 0 | 0 | 0 | 0 | 0 | 0 | 0 | 0 | 0 | 0 | 0 | 0 | 0 | 0 | 0 | 0 | 0 | 0 | 0 | 12
NO |  | 50 | 2012 | 0 | 19 | 19 |  | Expenses |  | 0 | 0 |  | 0 | 0 | 0 |  | 0 | 0 | 0 | 0 | 0 | 0 | 0 | 0 | 0 | 0 | 0 | 0 | 0 | 0 | 0 | 0 | 0 | 0 | 0 | 0 | 0 | 0 | 0 | 12
NO |  | 50 | 2012 | 0 | 20 | 20 |  | applicable |  | 0 | 0 |  | 0 | 0 | 0 |  | 0 | 0 | 0 | 0 | 0 | 0 | 0 | 0 | 0 | 0 | 0 | 0 | 0 | 0 | 0 | 0 | 0 | 0 | 0 | 0 | 0 | 0 | 0 | 12
NO |  | 50 | 2012 | 0 | 21 | 21 |  | to all lines |  | 0 | 0 |  | 0 | 0 | 0 |  | 0 | 0 | 0 | 6893323 | 209770 | 315649 | 7418742 | 0 | 0 | 0 | 0 | 0 | 0 | 0 | 0 | 0 | 0 | 0 | 0 | 0 | 0 | 0 | 0 | 12
NO |  | 50 | 2012 | 0 | 36 | 36 |  | TOTAL |  | 0 | 0 |  | 54.9 | 0 | 0 |  | 73590 | 6273613 | 6347203 | 6893323 | 209770 | 315649 | 7418742 | 0 | 0 | 0 | 0 | 0 | 0 | 0 | 0 | 0 | 0 | 0 | 0 | 0 | 0 | 0 | 0 | 12
NO |  | 150 | 2012 | 0 | 1 | 1 |  | 3rd Ac Trans Line |  | 500 | 500 |  | 0 | 0 | 0 |  | 0 | 0 | 0 | 0 | 0 | 0 | 0 | 621500887 | 0 | 0 | 0 | 0 | 0 | 0 | 0 | 0 | 0 | 0 | 0 | 0 | 0 | 0 | 0 | 12
NO |  | 150 | 2012 | 0 | 2 | 2 |  | Broadview S Y | Townsend A Line | 500 | 500 | SCST | 133.4 | 0 | 1 | 4-795 ACSR | 0 | 0 | 0 | 0 | 0 | 0 | 0 | 621500888 | 0 | 0 | 0 | 0 | 0 | 0 | 0 | 0 | 0 | 0 | 0 | 0 | 0 | 0 | 0 | 12
NO |  | 150 | 2012 | 0 | 3 | 3 |  | Broadview S Y | Townsend B Line | 500 | 500 | SCST | 133.4 | 0 | 1 | 4-795 ACSR | 0 | 0 | 0 | 0 | 0 | 0 | 0 | 621500889 | 0 | 0 | 0 | 0 | 0 | 0 | 0 | 0 | 0 | 0 | 0 | 0 | 0 | 0 | 0 | 12
NO |  | 150 | 2012 | 0 | 4 | 4 |  | Colstrip 3 | Switch Yard | 500 | 500 | SCST | 0.4 | 0 | 1 | 2-2250 ACSR | 0 | 0 | 0 | 0 | 0 | 0 | 0 | 621500890 | 0 | 0 | 0 | 0 | 0 | 0 | 0 | 0 | 0 | 0 | 0 | 0 | 0 | 0 | 0 | 12
NO |  | 150 | 2012 | 0 | 5 | 5 |  | Colstrip 4 | Switch Yard | 500 | 500 | SCST | 0.4 | 0 | 1 | 2-2250 ACSR | 0 | 0 | 0 | 0 | 0 | 0 | 0 | 621500891 | 0 | 0 | 0 | 0 | 0 | 0 | 0 | 0 | 0 | 0 | 0 | 0 | 0 | 0 | 0 | 12
NO |  | 150 | 2012 | 0 | 6 | 6 |  | Colstrip SY | Broadview A Line | 500 | 500 | SCST | 112.7 | 0 | 1 | 4-795 ACSR | 0 | 0 | 0 | 0 | 0 | 0 | 0 | 621500892 | 0 | 0 | 0 | 0 | 0 | 0 | 0 | 0 | 0 | 0 | 0 | 0 | 0 | 0 | 0 | 12
NO |  | 150 | 2012 | 0 | 7 | 7 |  | Colstrip SY | Broadview B Line | 500 | 500 | SCST | 115.9 | 0 | 1 | 4-795 ACSR | 0 | 0 | 0 | 0 | 0 | 0 | 0 | 621500893 | 0 | 0 | 0 | 0 | 0 | 0 | 0 | 0 | 0 | 0 | 0 | 0 | 0 | 0 | 0 | 12
NO |  | 150 | 2012 | 0 | 8 | 8 |  | 500 Kv Tot |  | 0 | 0 |  | 0 | 0 | 0 |  | 1753427 | 114779142 | 116532569 | 0 | 0 | 0 | 0 | 0 | 0 | 0 | 0 | 0 | 0 | 0 | 0 | 0 | 0 | 0 | 0 | 0 | 0 | 0 | 0 | 12
NO |  | 150 | 2012 | 0 | 9 | 9 |  | Bpa Covington | Berrydale | 230 | 230 | DCST,SCST | 4.06 | 0 | 2 | 2-1590 ACSS | 0 | 0 | 0 | 0 | 0 | 0 | 0 | 0 | 0 | 0 | 0 | 0 | 0 | 0 | 0 | 0 | 0 | 0 | 0 | 0 | 0 | 0 | 0 | 12
NO |  | 150 | 2012 | 0 | 10 | 10 |  | Bpa Covington | White River #2 | 230 | 230 | DCST | 9.25 | 0 | 1 | 2-1272 ACSR | 0 | 0 | 0 | 0 | 0 | 0 | 0 | 0 | 0 | 0 | 0 | 0 | 0 | 0 | 0 | 0 | 0 | 0 | 0 | 0 | 0 | 0 | 0 | 12
NO |  | 150 | 2012 | 0 | 11 | 11 |  | Bpa Custer | Portal Way | 230 | 230 | WHF | 0.06 | 0 | 1 | 795 ACSR | 0 | 0 | 0 | 0 | 0 | 0 | 0 | 0 | 0 | 0 | 0 | 0 | 0 | 0 | 0 | 0 | 0 | 0 | 0 | 0 | 0 | 0 | 0 | 12
NO |  | 150 | 2012 | 0 | 12 | 12 |  | Bpa Maple Valley | Talbot #1 | 230 | 230 | SCST | 0.18 | 0 | 1 | 2-1780 ACSR | 0 | 0 | 0 | 0 | 0 | 0 | 0 | 0 | 0 | 0 | 0 | 0 | 0 | 0 | 0 | 0 | 0 | 0 | 0 | 0 | 0 | 0 | 0 | 12
NO |  | 150 | 2012 | 0 | 13 | 13 |  | Bpa Maple Valley | Talbot #2 | 230 | 230 | SCST | 0.15 | 0 | 1 | 2-1780 ACSR | 0 | 0 | 0 | 0 | 0 | 0 | 0 | 0 | 0 | 0 | 0 | 0 | 0 | 0 | 0 | 0 | 0 | 0 | 0 | 0 | 0 | 0 | 0 | 12
NO |  | 150 | 2012 | 0 | 14 | 14 |  | Bpa Monroe | Novelty Hill | 230 | 230 | SCST, DCST | 0.27 | 0 | 1 | 1780 ACSR | 0 | 0 | 0 | 0 | 0 | 0 | 0 | 0 | 0 | 0 | 0 | 0 | 0 | 0 | 0 | 0 | 0 | 0 | 0 | 0 | 0 | 0 | 0 | 12
NO |  | 150 | 2012 | 0 | 15 | 15 |  | Bpa Shelton | South Bremerton | 230 | 230 | WHF | 0.8 | 0 | 1 | 1590 ACSR | 0 | 0 | 0 | 0 | 0 | 0 | 0 | 0 | 0 | 0 | 0 | 0 | 0 | 0 | 0 | 0 | 0 | 0 | 0 | 0 | 0 | 0 | 0 | 12
NO |  | 150 | 2012 | 0 | 16 | 16 |  | Bpa South Tacoma | White River | 230 | 230 | SCST, DCST | 0.42 | 0 | 1 | 795 ACSR | 0 | 0 | 0 | 0 | 0 | 0 | 0 | 0 | 0 | 0 | 0 | 0 | 0 | 0 | 0 | 0 | 0 | 0 | 0 | 0 | 0 | 0 | 0 | 12
NO |  | 150 | 2012 | 0 | 17 | 17 |  | Cascade | White River | 230 | 230 | SCST, WHF | 68.99 | 0 | 1 | 1272 ACSR | 0 | 0 | 0 | 0 | 0 | 0 | 0 | 0 | 0 | 0 | 0 | 0 | 0 | 0 | 0 | 0 | 0 | 0 | 0 | 0 | 0 | 0 | 0 | 12
NO |  | 150 | 2012 | 0 | 18 | 18 |  | Christopher | O'Brien #4 | 230 | 230 | DCST | 4.75 | 0 | 1 | 1272 ACSR | 0 | 0 | 0 | 0 | 0 | 0 | 0 | 0 | 0 | 0 | 0 | 0 | 0 | 0 | 0 | 0 | 0 | 0 | 0 | 0 | 0 | 0 | 0 | 12
NO |  | 150 | 2012 | 0 | 19 | 19 |  | Colstrip 1 | Switch Yard | 230 | 230 | SCST | 0.4 | 0 | 1 | 1272 ACSR | 0 | 0 | 0 | 0 | 0 | 0 | 0 | 0 | 0 | 0 | 0 | 0 | 0 | 0 | 0 | 0 | 0 | 0 | 0 | 0 | 0 | 0 | 0 | 12
NO |  | 150 | 2012 | 0 | 20 | 20 |  | Colstrip 2 | Switch Yard | 230 | 230 | SCST | 0.4 | 0 | 1 | 1272 ACSR | 0 | 0 | 0 | 0 | 0 | 0 | 0 | 0 | 0 | 0 | 0 | 0 | 0 | 0 | 0 | 0 | 0 | 0 | 0 | 0 | 0 | 0 | 0 | 12
NO |  | 150 | 2012 | 0 | 21 | 21 |  | Freddy/Epcor | Bpa South Tacoma #1 | 230 | 230 | UG CABLE | 0.97 | 0 | 1 | 1750 KCML | 0 | 0 | 0 | 0 | 0 | 0 | 0 | 621500894 | 0 | 0 | 0 | 0 | 0 | 0 | 0 | 0 | 0 | 0 | 0 | 0 | 0 | 0 | 0 | 12
NO |  | 150 | 2012 | 0 | 22 | 22 |  | Horse Ranch Tap | Bpa Monroe Snohomish | 230 | 230 | WHF, SCST | 3.48 | 0 | 1 | 1272 ACSR | 0 | 0 | 0 | 0 | 0 | 0 | 0 | 0 | 0 | 0 | 0 | 0 | 0 | 0 | 0 | 0 | 0 | 0 | 0 | 0 | 0 | 0 | 0 | 12
NO |  | 150 | 2012 | 0 | 23 | 23 |  | North Intertie |  | 230 | 230 |  | 0 | 0 | 0 |  | 0 | 0 | 0 | 0 | 0 | 0 | 0 | 621500895 | 0 | 0 | 0 | 0 | 0 | 0 | 0 | 0 | 0 | 0 | 0 | 0 | 0 | 0 | 0 | 12
NO |  | 150 | 2012 | 0 | 24 | 24 |  | Poison Spring | Wind Ridge | 230 | 230 | HF2 | 4.1 | 0 | 1 | 1272 ACSR | 0 | 0 | 0 | 0 | 0 | 0 | 0 | 0 | 0 | 0 | 0 | 0 | 0 | 0 | 0 | 0 | 0 | 0 | 0 | 0 | 0 | 0 | 0 | 12
NO |  | 150 | 2012 | 0 | 25 | 25 |  | Rocky Ridge | Cascade | 230 | 230 | WHF, SCST | 57.29 | 0 | 1 | 1272 ACSR | 0 | 0 | 0 | 0 | 0 | 0 | 0 | 0 | 0 | 0 | 0 | 0 | 0 | 0 | 0 | 0 | 0 | 0 | 0 | 0 | 0 | 0 | 0 | 12
NO |  | 150 | 2012 | 0 | 26 | 26 |  | Sammamish | Bpa Maple Valley #1 | 230 | 230 | DCST, SCST | 8.14 | 0 | 1 | 1780 ACSR | 0 | 0 | 0 | 0 | 0 | 0 | 0 | 0 | 0 | 0 | 0 | 0 | 0 | 0 | 0 | 0 | 0 | 0 | 0 | 0 | 0 | 0 | 0 | 12
NO |  | 150 | 2012 | 0 | 27 | 27 |  | Sammamish | Novelty Hill #2 | 230 | 230 | DCST, SCST | 7.91 | 0 | 1 | 1780 ACSR | 0 | 0 | 0 | 0 | 0 | 0 | 0 | 0 | 0 | 0 | 0 | 0 | 0 | 0 | 0 | 0 | 0 | 0 | 0 | 0 | 0 | 0 | 0 | 12
NO |  | 150 | 2012 | 0 | 28 | 28 |  | SCL Bothell | Sammamish | 230 | 230 | WHF | 13.28 | 0 | 1 | 1590 ACSS | 0 | 0 | 0 | 0 | 0 | 0 | 0 | 0 | 0 | 0 | 0 | 0 | 0 | 0 | 0 | 0 | 0 | 0 | 0 | 0 | 0 | 0 | 0 | 12
NO |  | 150 | 2012 | 0 | 29 | 29 |  | Sedro Woolley | Bpa Bellingham | 230 | 230 | WHF | 0.11 | 0 | 1 | 1.6" AACTW | 0 | 0 | 0 | 0 | 0 | 0 | 0 | 0 | 0 | 0 | 0 | 0 | 0 | 0 | 0 | 0 | 0 | 0 | 0 | 0 | 0 | 0 | 0 | 12
NO |  | 150 | 2012 | 0 | 30 | 30 |  | Sedro Woolley | Horseranch | 230 | 230 | SCST | 38.95 | 0 | 1 | 2-795 ACSR | 0 | 0 | 0 | 0 | 0 | 0 | 0 | 0 | 0 | 0 | 0 | 0 | 0 | 0 | 0 | 0 | 0 | 0 | 0 | 0 | 0 | 0 | 0 | 12
NO |  | 150 | 2012 | 0 | 31 | 31 |  | Sedro Woolley | March Point | 230 | 230 | SWP, DCST | 23.07 | 0 | 1 | 2-397.5 ACSR | 0 | 0 | 0 | 0 | 0 | 0 | 0 | 0 | 0 | 0 | 0 | 0 | 0 | 0 | 0 | 0 | 0 | 0 | 0 | 0 | 0 | 0 | 0 | 12
NO |  | 150 | 2012 | 0 | 32 | 32 |  | Sedro Woolley | SCL Bothell | 230 | 230 | WHF | 49.04 | 0 | 1 | 2-795 ACSR | 0 | 0 | 0 | 0 | 0 | 0 | 0 | 0 | 0 | 0 | 0 | 0 | 0 | 0 | 0 | 0 | 0 | 0 | 0 | 0 | 0 | 0 | 0 | 12
NO |  | 150 | 2012 | 0 | 33 | 33 |  | Sedro Woolley Tap |  | 230 | 230 | WHF | 0.17 | 0 | 1 | 795 ACSR | 0 | 0 | 0 | 0 | 0 | 0 | 0 | 621500896 | 0 | 0 | 0 | 0 | 0 | 0 | 0 | 0 | 0 | 0 | 0 | 0 | 0 | 0 | 0 | 12
NO |  | 150 | 2012 | 0 | 34 | 34 |  | Talbot | Berrydale #3 | 230 | 230 | DCST | 15.78 | 0 | 2 | 2-1590 ACSR | 0 | 0 | 0 | 0 | 0 | 0 | 0 | 0 | 0 | 0 | 0 | 0 | 0 | 0 | 0 | 0 | 0 | 0 | 0 | 0 | 0 | 0 | 0 | 12
NO |  | 150 | 2012 | 0 | 35 | 35 |  | Talbot | O'Brien #3 | 230 | 230 | DCST | 7.22 | 0 | 2 | 2-1272 ACSR | 0 | 0 | 0 | 0 | 0 | 0 | 0 | 0 | 0 | 0 | 0 | 0 | 0 | 0 | 0 | 0 | 0 | 0 | 0 | 0 | 0 | 0 | 0 | 12
NO |  | 150 | 2012 | 1 | 1 | 1 |  | Wanapum | Wind Ridge | 230 | 230 | RHES-MOD,PSET | 21.11 | 0 | 1 | 2-1272 ACSR | 0 | 0 | 0 | 0 | 0 | 0 | 0 | 0 | 0 | 0 | 0 | 0 | 0 | 0 | 0 | 0 | 0 | 0 | 0 | 0 | 0 | 0 | 0 | 12
NO |  | 150 | 2012 | 1 | 2 | 2 |  | Wild Horse | Poison Spring | 230 | 230 | HF2 | 4.52 | 0 | 1 | 1272 ACSR | 0 | 0 | 0 | 0 | 0 | 0 | 0 | 0 | 0 | 0 | 0 | 0 | 0 | 0 | 0 | 0 | 0 | 0 | 0 | 0 | 0 | 0 | 0 | 12
NO |  | 150 | 2012 | 1 | 3 | 3 |  | 230 KV Tot |  | 0 | 0 |  | 0 | 0 | 0 |  | 4546556 | 169161316 | 173707872 | 0 | 0 | 0 | 0 | 0 | 0 | 0 | 0 | 0 | 0 | 0 | 0 | 0 | 0 | 0 | 0 | 0 | 0 | 0 | 0 | 12
SI/NO | A | 150 | 2012 | 1 | 4 | 4 |  | 115 KV Tot |  | 0 | 0 |  | 1694.17 | 0 | 0 |  | 22564907 | 319280000 | 341844907 | 0 | 0 | 0 | 7488265.0751 | 621500897 | 0 | 0 | 0 | 0 | 0 | 0 | 0 | 0 | 0 | 0 | 0 | 0 | 0 | 0 | 0 | 12
SI/NO | A | 150 | 2012 | 1 | 5 | 5 |  | 55 KV Tot |  | 0 | 0 |  | 82.66 | 0 | 0 |  | 236982 | 17162206 | 17399188 | 0 | 0 | 0 | 381136.9693 | 0 | 0 | 0 | 0 | 0 | 0 | 0 | 0 | 0 | 0 | 0 | 0 | 0 | 0 | 0 | 0 | 12
NO |  | 150 | 2012 | 0 | 36 | 36 |  | TOTAL |  | 0 | 0 |  | 2617.9 | 0 | 37 |  | 29101872 | 623080661 | 652182533 | 0 | 0 | 0 | 0 | 0 | 0 | 0 | 0 | 0 | 0 | 0 | 0 | 0 | 0 | 0 | 0 | 0 | 0 | 0 | 0 | 12
NO |  | 150 | 2012 | 1 | 6 | 6 |  | ARO as per FAS 143 |  | 0 | 0 |  | 0 | 0 | 0 |  | 0 | 2697997 | 2697997 | 0 | 0 | 0 | 0 | 621500898 | 0 | 0 | 0 | 0 | 0 | 0 | 0 | 0 | 0 | 0 | 0 | 0 | 0 | 0 | 0 | 12
NO |  | 39 | 2012 | 0 | 1 | 1 |  | Millstone Station | Manchester S/S | 345 | 345 | SCSP | 4.26 | 0 | 1 | 2-1272 ACSR | 0 | 43634588 | 43634588 | 0 | 0 | 0 | 0 | 0 | 0 | 0 | 0 | 0 | 0 | 0 | 0 | 0 | 0 | 0 | 0 | 0 | 0 | 0 | 0 | 12
NO |  | 39 | 2012 | 0 | 2 | 2 |  |  |  | 0 | 0 | SCHF | 39.63 | 0 | 0 | 2-1272 ACSR | 0 | 0 | 0 | 0 | 0 | 0 | 0 | 0 | 0 | 0 | 0 | 0 | 0 | 0 | 0 | 0 | 0 | 0 | 0 | 0 | 0 | 0 | 0 | 12
NO |  | 39 | 2012 | 0 | 3 | 3 |  |  |  | 0 | 0 | DCLT | 1.55 | 0 | 0 | 2-1272 ACSR | 0 | 0 | 0 | 0 | 0 | 0 | 0 | 0 | 0 | 0 | 0 | 0 | 0 | 0 | 0 | 0 | 0 | 0 | 0 | 0 | 0 | 0 | 0 | 12
NO |  | 39 | 2012 | 0 | 4 | 4 |  |  |  | 0 | 0 | SCLT | 0.04 | 0 | 0 |  | 0 | 0 | 0 | 0 | 0 | 0 | 0 | 0 | 0 | 0 | 0 | 0 | 0 | 0 | 0 | 0 | 0 | 0 | 0 | 0 | 0 | 0 | 0 | 12
NO |  | 39 | 2012 | 0 | 5 | 5 |  |  |  | 0 | 0 | SCHF | 1.25 | 0 | 0 | 2-954 ACSR | 0 | 0 | 0 | 0 | 0 | 0 | 0 | 0 | 0 | 0 | 0 | 0 | 0 | 0 | 0 | 0 | 0 | 0 | 0 | 0 | 0 | 0 | 0 | 12
NO |  | 39 | 2012 | 0 | 6 | 6 |  | Long Mountain S/S | Plumtree S/S | 345 | 345 | SCHF | 5.53 | 0 | 1 | 2-954 ACSR | 4544038 | 3939132 | 8483170 | 0 | 0 | 0 | 0 | 0 | 0 | 0 | 0 | 0 | 0 | 0 | 0 | 0 | 0 | 0 | 0 | 0 | 0 | 0 | 0 | 12
NO |  | 39 | 2012 | 0 | 7 | 7 |  |  |  | 0 | 0 | SCLT | 0.29 | 0 | 0 | 2-954 ACSR | 0 | 0 | 0 | 0 | 0 | 0 | 0 | 0 | 0 | 0 | 0 | 0 | 0 | 0 | 0 | 0 | 0 | 0 | 0 | 0 | 0 | 0 | 0 | 12
NO |  | 39 | 2012 | 0 | 8 | 8 |  |  |  | 0 | 0 | SCSPHF | 0.14 | 0 | 0 | 2-954 ACSR | 0 | 0 | 0 | 0 | 0 | 0 | 0 | 0 | 0 | 0 | 0 | 0 | 0 | 0 | 0 | 0 | 0 | 0 | 0 | 0 | 0 | 0 | 0 | 12
NO |  | 39 | 2012 | 0 | 9 | 9 |  |  |  | 0 | 0 | DCSP | 0 | 0.32 | 0 | 2-954 ACSR | 0 | 0 | 0 | 0 | 0 | 0 | 0 | 0 | 0 | 0 | 0 | 0 | 0 | 0 | 0 | 0 | 0 | 0 | 0 | 0 | 0 | 0 | 0 | 12
NO |  | 39 | 2012 | 0 | 10 | 10 |  |  |  | 0 | 0 | SCSP | 0.55 | 0 | 0 | 2-1272 ACSR | 0 | 0 | 0 | 0 | 0 | 0 | 0 | 0 | 0 | 0 | 0 | 0 | 0 | 0 | 0 | 0 | 0 | 0 | 0 | 0 | 0 | 0 | 0 | 12
NO |  | 39 | 2012 | 0 | 11 | 11 |  |  |  | 0 | 0 | DCSP | 0 | 10.9 | 0 | 2-1272 ACSR | 0 | 0 | 0 | 0 | 0 | 0 | 0 | 0 | 0 | 0 | 0 | 0 | 0 | 0 | 0 | 0 | 0 | 0 | 0 | 0 | 0 | 0 | 0 | 12
NO |  | 39 | 2012 | 0 | 12 | 12 |  |  |  | 0 | 0 | DCLT | 0 | 0.08 | 0 | 2-1272 ACSR | 0 | 0 | 0 | 0 | 0 | 0 | 0 | 0 | 0 | 0 | 0 | 0 | 0 | 0 | 0 | 0 | 0 | 0 | 0 | 0 | 0 | 0 | 0 | 12
NO |  | 39 | 2012 | 0 | 13 | 13 |  | Frost Bridge S/S | Southington S/S | 345 | 345 | SCHF | 12.72 | 0 | 1 | 2156 ACSR | 744279 | 3447846 | 4192125 | 0 | 0 | 0 | 0 | 0 | 0 | 0 | 0 | 0 | 0 | 0 | 0 | 0 | 0 | 0 | 0 | 0 | 0 | 0 | 0 | 12
NO |  | 39 | 2012 | 0 | 14 | 14 |  | Card S/S | Lake Road S/S | 345 | 345 | SCHF | 28.01 | 0 | 1 | 2-954 ACSR | 1240074 | 2939961 | 4180035 | 0 | 0 | 0 | 0 | 0 | 0 | 0 | 0 | 0 | 0 | 0 | 0 | 0 | 0 | 0 | 0 | 0 | 0 | 0 | 0 | 12
NO |  | 39 | 2012 | 0 | 15 | 15 |  |  |  | 0 | 0 | SCSPHF | 0.2 | 0 | 0 | 2-954 ACSR | 0 | 0 | 0 | 0 | 0 | 0 | 0 | 0 | 0 | 0 | 0 | 0 | 0 | 0 | 0 | 0 | 0 | 0 | 0 | 0 | 0 | 0 | 0 | 12
NO |  | 39 | 2012 | 0 | 16 | 16 |  |  |  | 0 | 0 | SCSP | 0.84 | 0 | 0 | 2-954 ACSR | 0 | 0 | 0 | 0 | 0 | 0 | 0 | 0 | 0 | 0 | 0 | 0 | 0 | 0 | 0 | 0 | 0 | 0 | 0 | 0 | 0 | 0 | 0 | 12
NO |  | 39 | 2012 | 0 | 17 | 17 |  |  |  | 0 | 0 | SCSP | 0.2 | 0 | 0 | 2-1272 ACSR | 0 | 0 | 0 | 0 | 0 | 0 | 0 | 0 | 0 | 0 | 0 | 0 | 0 | 0 | 0 | 0 | 0 | 0 | 0 | 0 | 0 | 0 | 0 | 12
NO |  | 39 | 2012 | 0 | 18 | 18 |  | Killingly S/S | CT/RI State Line | 345 | 345 | SCSP | 0.2 | 0 | 1 | 2-1272 ACSR | 532656 | 1049215 | 1581871 | 0 | 0 | 0 | 0 | 0 | 0 | 0 | 0 | 0 | 0 | 0 | 0 | 0 | 0 | 0 | 0 | 0 | 0 | 0 | 0 | 12
NO |  | 39 | 2012 | 0 | 19 | 19 |  |  | (Sherman Road S/S) | 0 | 0 | SCHF | 6.66 | 0 | 0 | 2-954 ACSR | 0 | 0 | 0 | 0 | 0 | 0 | 0 | 0 | 0 | 0 | 0 | 0 | 0 | 0 | 0 | 0 | 0 | 0 | 0 | 0 | 0 | 0 | 0 | 12
NO |  | 39 | 2012 | 0 | 20 | 20 |  | Millstone Station | Haddam S/S | 345 | 345 | SCSP | 4.12 | 0 | 1 | 2-954 ACSR | 2354484 | 21087842 | 23442326 | 0 | 0 | 0 | 0 | 0 | 0 | 0 | 0 | 0 | 0 | 0 | 0 | 0 | 0 | 0 | 0 | 0 | 0 | 0 | 0 | 12
NO |  | 39 | 2012 | 0 | 21 | 21 |  |  | Beseck Station | 0 | 0 | SCSPHF | 0.12 | 0 | 0 | 2-954 ACSR | 0 | 0 | 0 | 0 | 0 | 0 | 0 | 0 | 0 | 0 | 0 | 0 | 0 | 0 | 0 | 0 | 0 | 0 | 0 | 0 | 0 | 0 | 0 | 12
NO |  | 39 | 2012 | 0 | 22 | 22 |  |  |  | 0 | 0 | DCLT | 0.65 | 0 | 0 | 2-1192 ACSR | 0 | 0 | 0 | 0 | 0 | 0 | 0 | 0 | 0 | 0 | 0 | 0 | 0 | 0 | 0 | 0 | 0 | 0 | 0 | 0 | 0 | 0 | 0 | 12
NO |  | 39 | 2012 | 0 | 23 | 23 |  |  |  | 0 | 0 | SCHF | 29.53 | 0 | 0 | 2-954 ACSR | 0 | 0 | 0 | 0 | 0 | 0 | 0 | 0 | 0 | 0 | 0 | 0 | 0 | 0 | 0 | 0 | 0 | 0 | 0 | 0 | 0 | 0 | 0 | 12
NO |  | 39 | 2012 | 0 | 24 | 24 |  |  |  | 0 | 0 | DCLT | 0.1 | 0 | 0 | 2-954 ACSR | 0 | 0 | 0 | 0 | 0 | 0 | 0 | 0 | 0 | 0 | 0 | 0 | 0 | 0 | 0 | 0 | 0 | 0 | 0 | 0 | 0 | 0 | 0 | 12
NO |  | 39 | 2012 | 0 | 25 | 25 |  |  |  | 0 | 0 | DCSP | 5.68 | 0 | 0 | 2-1590 ACSR | 0 | 0 | 0 | 0 | 0 | 0 | 0 | 0 | 0 | 0 | 0 | 0 | 0 | 0 | 0 | 0 | 0 | 0 | 0 | 0 | 0 | 0 | 0 | 12
NO |  | 39 | 2012 | 0 | 26 | 26 |  |  |  | 0 | 0 | SCSP | 1.14 | 0 | 0 | 2-1590 ACSR | 0 | 0 | 0 | 0 | 0 | 0 | 0 | 0 | 0 | 0 | 0 | 0 | 0 | 0 | 0 | 0 | 0 | 0 | 0 | 0 | 0 | 0 | 0 | 12
NO |  | 39 | 2012 | 0 | 27 | 27 |  | Frost Bridge S/S | Long Mountain S/S | 345 | 345 | SCHF | 20.71 | 0 | 1 | 2156 ACSR | 564366 | 3371048 | 3935414 | 0 | 0 | 0 | 0 | 0 | 0 | 0 | 0 | 0 | 0 | 0 | 0 | 0 | 0 | 0 | 0 | 0 | 0 | 0 | 0 | 12
NO |  | 39 | 2012 | 0 | 28 | 28 |  | Manchester S/S | Kleen S/S | 345 | 345 | SCHF | 0.1 | 0 | 1 | 2-954 ACSR | 569209 | 4466499 | 5035708 | 0 | 0 | 0 | 0 | 0 | 0 | 0 | 0 | 0 | 0 | 0 | 0 | 0 | 0 | 0 | 0 | 0 | 0 | 0 | 0 | 12
NO |  | 39 | 2012 | 0 | 29 | 29 |  |  |  | 0 | 0 | SCLT | 1.21 | 0 | 0 | 2156 ACSR | 0 | 0 | 0 | 0 | 0 | 0 | 0 | 0 | 0 | 0 | 0 | 0 | 0 | 0 | 0 | 0 | 0 | 0 | 0 | 0 | 0 | 0 | 0 | 12
NO |  | 39 | 2012 | 0 | 30 | 30 |  |  |  | 0 | 0 | SCHF | 15.05 | 0 | 0 | 2156 ACSR | 0 | 0 | 0 | 0 | 0 | 0 | 0 | 0 | 0 | 0 | 0 | 0 | 0 | 0 | 0 | 0 | 0 | 0 | 0 | 0 | 0 | 0 | 0 | 12
NO |  | 39 | 2012 | 0 | 31 | 31 |  |  |  | 0 | 0 | SCLT | 0.03 | 0 | 0 | 2-1590 ACSR | 0 | 0 | 0 | 0 | 0 | 0 | 0 | 0 | 0 | 0 | 0 | 0 | 0 | 0 | 0 | 0 | 0 | 0 | 0 | 0 | 0 | 0 | 0 | 12
NO |  | 39 | 2012 | 0 | 32 | 32 |  |  |  | 0 | 0 | SCSPHF | 0.21 | 0 | 0 | 2-1590 ACSR | 0 | 0 | 0 | 0 | 0 | 0 | 0 | 0 | 0 | 0 | 0 | 0 | 0 | 0 | 0 | 0 | 0 | 0 | 0 | 0 | 0 | 0 | 0 | 12
NO |  | 39 | 2012 | 0 | 33 | 33 |  | Kleen S/S | Scovill Rock S/S | 345 | 345 | SCSP | 0.12 | 0 | 1 | 2-1590 ACSR | 0 | 1921489 | 1921489 | 0 | 0 | 0 | 0 | 0 | 0 | 0 | 0 | 0 | 0 | 0 | 0 | 0 | 0 | 0 | 0 | 0 | 0 | 0 | 0 | 12
NO |  | 39 | 2012 | 0 | 34 | 34 |  |  |  | 0 | 0 | SCSPHF | 0.88 | 0 | 0 | 2-1590 ACSR | 0 | 0 | 0 | 0 | 0 | 0 | 0 | 0 | 0 | 0 | 0 | 0 | 0 | 0 | 0 | 0 | 0 | 0 | 0 | 0 | 0 | 0 | 0 | 12
NO |  | 39 | 2012 | 0 | 35 | 35 |  |  |  | 0 | 0 | SCHF | 2.79 | 0 | 0 | 2-954 ACSR | 0 | 0 | 0 | 0 | 0 | 0 | 0 | 0 | 0 | 0 | 0 | 0 | 0 | 0 | 0 | 0 | 0 | 0 | 0 | 0 | 0 | 0 | 0 | 12
NO |  | 39 | 2012 | 1 | 1 | 1 |  | Haddam Neck S/S | Beseck Station | 345 | 345 | SCLT | 4.63 | 0 | 1 | 2-954 ACSR | 3653832 | 17270495 | 20924327 | 0 | 0 | 0 | 0 | 0 | 0 | 0 | 0 | 0 | 0 | 0 | 0 | 0 | 0 | 0 | 0 | 0 | 0 | 0 | 0 | 12
NO |  | 39 | 2012 | 1 | 2 | 2 |  |  |  | 0 | 0 | SCSP | 1.92 | 0 | 0 | 2-954 ACSR | 0 | 0 | 0 | 0 | 0 | 0 | 0 | 0 | 0 | 0 | 0 | 0 | 0 | 0 | 0 | 0 | 0 | 0 | 0 | 0 | 0 | 0 | 0 | 12
NO |  | 39 | 2012 | 1 | 3 | 3 |  |  |  | 0 | 0 | SCHF | 7.21 | 0 | 0 | 2-954 ACSR | 0 | 0 | 0 | 0 | 0 | 0 | 0 | 0 | 0 | 0 | 0 | 0 | 0 | 0 | 0 | 0 | 0 | 0 | 0 | 0 | 0 | 0 | 0 | 12
NO |  | 39 | 2012 | 1 | 4 | 4 |  |  |  | 0 | 0 | SCSPHF | 0.04 | 0 | 0 | 2-954 ACSR | 0 | 0 | 0 | 0 | 0 | 0 | 0 | 0 | 0 | 0 | 0 | 0 | 0 | 0 | 0 | 0 | 0 | 0 | 0 | 0 | 0 | 0 | 0 | 12
NO |  | 39 | 2012 | 1 | 5 | 5 |  |  |  | 0 | 0 | SCLT | 0.2 | 0 | 0 | 2-1192 ACSR | 0 | 0 | 0 | 0 | 0 | 0 | 0 | 0 | 0 | 0 | 0 | 0 | 0 | 0 | 0 | 0 | 0 | 0 | 0 | 0 | 0 | 0 | 0 | 12
NO |  | 39 | 2012 | 1 | 6 | 6 |  |  |  | 0 | 0 | TCSPHF | 0.43 | 0 | 0 | 2-1192 ACSR | 0 | 0 | 0 | 0 | 0 | 0 | 0 | 0 | 0 | 0 | 0 | 0 | 0 | 0 | 0 | 0 | 0 | 0 | 0 | 0 | 0 | 0 | 0 | 12
NO |  | 39 | 2012 | 1 | 7 | 7 |  |  |  | 0 | 0 | SCSP | 2.16 | 0 | 0 | 2-1590 ACSR | 0 | 0 | 0 | 0 | 0 | 0 | 0 | 0 | 0 | 0 | 0 | 0 | 0 | 0 | 0 | 0 | 0 | 0 | 0 | 0 | 0 | 0 | 0 | 12
NO |  | 39 | 2012 | 1 | 8 | 8 |  |  |  | 0 | 0 | DCSP | 1.13 | 0 | 0 | 2-1590 ACSR | 0 | 0 | 0 | 0 | 0 | 0 | 0 | 0 | 0 | 0 | 0 | 0 | 0 | 0 | 0 | 0 | 0 | 0 | 0 | 0 | 0 | 0 | 0 | 12
NO |  | 39 | 2012 | 1 | 9 | 9 |  | Haddam Neck S/S | Montville Station | 345 | 345 | SCHF | 22.05 | 0 | 1 | 2-954 ACSR | 775111 | 2302535 | 3077646 | 0 | 0 | 0 | 0 | 0 | 0 | 0 | 0 | 0 | 0 | 0 | 0 | 0 | 0 | 0 | 0 | 0 | 0 | 0 | 0 | 12
NO |  | 39 | 2012 | 1 | 10 | 10 |  |  |  | 0 | 0 | SCSPHF | 0.15 | 0 | 0 | 2-954 ACSR | 0 | 0 | 0 | 0 | 0 | 0 | 0 | 0 | 0 | 0 | 0 | 0 | 0 | 0 | 0 | 0 | 0 | 0 | 0 | 0 | 0 | 0 | 0 | 12
NO |  | 39 | 2012 | 1 | 11 | 11 |  |  |  | 0 | 0 | SCLT | 0.2 | 0 | 0 | 2-954 ACSR | 0 | 0 | 0 | 0 | 0 | 0 | 0 | 0 | 0 | 0 | 0 | 0 | 0 | 0 | 0 | 0 | 0 | 0 | 0 | 0 | 0 | 0 | 0 | 12
NO |  | 39 | 2012 | 1 | 12 | 12 |  |  |  | 0 | 0 | TCLT | 0.24 | 0 | 0 | 2-954 ACSR | 0 | 0 | 0 | 0 | 0 | 0 | 0 | 0 | 0 | 0 | 0 | 0 | 0 | 0 | 0 | 0 | 0 | 0 | 0 | 0 | 0 | 0 | 0 | 12
NO |  | 39 | 2012 | 1 | 13 | 13 |  | Manchester S/S | Card S/S | 345 | 345 | SCHF | 0.09 | 0 | 1 | 2-1590 ACSR | 694560 | 13600738 | 14295298 | 0 | 0 | 0 | 0 | 0 | 0 | 0 | 0 | 0 | 0 | 0 | 0 | 0 | 0 | 0 | 0 | 0 | 0 | 0 | 0 | 12
NO |  | 39 | 2012 | 1 | 14 | 14 |  |  |  | 0 | 0 | SCSP | 0.8 | 0 | 0 | 2-1590 ACSR | 0 | 0 | 0 | 0 | 0 | 0 | 0 | 0 | 0 | 0 | 0 | 0 | 0 | 0 | 0 | 0 | 0 | 0 | 0 | 0 | 0 | 0 | 0 | 12
NO |  | 39 | 2012 | 1 | 15 | 15 |  |  |  | 0 | 0 | SCLT | 0.12 | 0 | 0 | 2-1590 ACSR | 0 | 0 | 0 | 0 | 0 | 0 | 0 | 0 | 0 | 0 | 0 | 0 | 0 | 0 | 0 | 0 | 0 | 0 | 0 | 0 | 0 | 0 | 0 | 12
NO |  | 39 | 2012 | 1 | 16 | 16 |  |  |  | 0 | 0 | DCSP | 0.8 | 0 | 0 | 2-1590 ACSR | 0 | 0 | 0 | 0 | 0 | 0 | 0 | 0 | 0 | 0 | 0 | 0 | 0 | 0 | 0 | 0 | 0 | 0 | 0 | 0 | 0 | 0 | 0 | 12
NO |  | 39 | 2012 | 1 | 17 | 17 |  |  |  | 0 | 0 | SCHF | 17.97 | 0 | 0 | 2156 ACSR | 0 | 0 | 0 | 0 | 0 | 0 | 0 | 0 | 0 | 0 | 0 | 0 | 0 | 0 | 0 | 0 | 0 | 0 | 0 | 0 | 0 | 0 | 0 | 12
NO |  | 39 | 2012 | 1 | 18 | 18 |  | Millstone Station | Montville Station | 345 | 345 | SCSP | 1.51 | 0 | 1 | 2-954 ACSR | 1408808 | 9608013 | 11016821 | 0 | 0 | 0 | 0 | 0 | 0 | 0 | 0 | 0 | 0 | 0 | 0 | 0 | 0 | 0 | 0 | 0 | 0 | 0 | 0 | 12
NO |  | 39 | 2012 | 1 | 19 | 19 |  |  |  | 0 | 0 | SCHF | 9.93 | 0 | 0 | 2-954 ACSR | 0 | 0 | 0 | 0 | 0 | 0 | 0 | 0 | 0 | 0 | 0 | 0 | 0 | 0 | 0 | 0 | 0 | 0 | 0 | 0 | 0 | 0 | 0 | 12
NO |  | 39 | 2012 | 1 | 20 | 20 |  |  |  | 0 | 0 | SCSPHF | 0.15 | 0 | 0 | 2-954 ACSR | 0 | 0 | 0 | 0 | 0 | 0 | 0 | 0 | 0 | 0 | 0 | 0 | 0 | 0 | 0 | 0 | 0 | 0 | 0 | 0 | 0 | 0 | 0 | 12
NO |  | 39 | 2012 | 1 | 21 | 21 |  |  |  | 0 | 0 | TCLT | 0.44 | 0 | 0 | 2-954 ACSR | 0 | 0 | 0 | 0 | 0 | 0 | 0 | 0 | 0 | 0 | 0 | 0 | 0 | 0 | 0 | 0 | 0 | 0 | 0 | 0 | 0 | 0 | 0 | 12
NO |  | 39 | 2012 | 1 | 22 | 22 |  | Haddam Neck S/S | Scovill Rock S/S | 345 | 345 | SCLT | 4.6 | 0 | 1 | 2-954 ACSR | 0 | 2053093 | 2053093 | 0 | 0 | 0 | 0 | 0 | 0 | 0 | 0 | 0 | 0 | 0 | 0 | 0 | 0 | 0 | 0 | 0 | 0 | 0 | 0 | 12
NO |  | 39 | 2012 | 1 | 23 | 23 |  |  |  | 0 | 0 | SCLT | 0.13 | 0 | 0 | 2-1192 ACSR | 0 | 0 | 0 | 0 | 0 | 0 | 0 | 0 | 0 | 0 | 0 | 0 | 0 | 0 | 0 | 0 | 0 | 0 | 0 | 0 | 0 | 0 | 0 | 12
NO |  | 39 | 2012 | 1 | 24 | 24 |  |  |  | 0 | 0 | TCSPHF | 0 | 0.43 | 0 | 2-1192 ACSR | 0 | 0 | 0 | 0 | 0 | 0 | 0 | 0 | 0 | 0 | 0 | 0 | 0 | 0 | 0 | 0 | 0 | 0 | 0 | 0 | 0 | 0 | 0 | 12
NO |  | 39 | 2012 | 1 | 25 | 25 |  |  |  | 0 | 0 | SCHF | 0.05 | 0 | 0 | 2-954 ACSR | 0 | 0 | 0 | 0 | 0 | 0 | 0 | 0 | 0 | 0 | 0 | 0 | 0 | 0 | 0 | 0 | 0 | 0 | 0 | 0 | 0 | 0 | 0 | 12
NO |  | 39 | 2012 | 1 | 26 | 26 |  | Millstone Station | Card S/S | 345 | 345 | SCSP | 1.67 | 0 | 1 | 2-954 ACSR | 1077769 | 5511439 | 6589208 | 0 | 0 | 0 | 0 | 0 | 0 | 0 | 0 | 0 | 0 | 0 | 0 | 0 | 0 | 0 | 0 | 0 | 0 | 0 | 0 | 12
NO |  | 39 | 2012 | 1 | 27 | 27 |  |  |  | 0 | 0 | SCHF | 27.03 | 0 | 0 | 2-954 ACSR | 0 | 0 | 0 | 0 | 0 | 0 | 0 | 0 | 0 | 0 | 0 | 0 | 0 | 0 | 0 | 0 | 0 | 0 | 0 | 0 | 0 | 0 | 0 | 12
NO |  | 39 | 2012 | 1 | 28 | 28 |  | Middletown Station | Scovill Rock S/S | 345 | 345 | SCHF | 0.57 | 0 | 1 | 2-954 ACSR | 0 | 591296 | 591296 | 0 | 0 | 0 | 0 | 0 | 0 | 0 | 0 | 0 | 0 | 0 | 0 | 0 | 0 | 0 | 0 | 0 | 0 | 0 | 0 | 12
NO |  | 39 | 2012 | 1 | 29 | 29 |  |  |  | 0 | 0 | SCHF | 2.68 | 0 | 0 | 2156 ACSR | 0 | 0 | 0 | 0 | 0 | 0 | 0 | 0 | 0 | 0 | 0 | 0 | 0 | 0 | 0 | 0 | 0 | 0 | 0 | 0 | 0 | 0 | 0 | 12
NO |  | 39 | 2012 | 1 | 30 | 30 |  | Scovill Rock S/S | NU Border | 345 | 345 | SCHF | 13.81 | 0 | 1 | 2-954 ACSR | 2703543 | 10070368 | 12773911 | 0 | 0 | 0 | 0 | 0 | 0 | 0 | 0 | 0 | 0 | 0 | 0 | 0 | 0 | 0 | 0 | 0 | 0 | 0 | 0 | 12
NO |  | 39 | 2012 | 1 | 31 | 31 |  |  | (East Shore S/S) | 0 | 0 | SCLT | 0.37 | 0 | 0 | 2-954 ACSR | 0 | 0 | 0 | 0 | 0 | 0 | 0 | 0 | 0 | 0 | 0 | 0 | 0 | 0 | 0 | 0 | 0 | 0 | 0 | 0 | 0 | 0 | 0 | 12
NO |  | 39 | 2012 | 1 | 32 | 32 |  |  |  | 0 | 0 | SCSP | 1.15 | 0 | 0 | 2-954 ACSR | 0 | 0 | 0 | 0 | 0 | 0 | 0 | 0 | 0 | 0 | 0 | 0 | 0 | 0 | 0 | 0 | 0 | 0 | 0 | 0 | 0 | 0 | 0 | 12
NO |  | 39 | 2012 | 1 | 33 | 33 |  |  |  | 0 | 0 | SCSPHF | 0.17 | 0 | 0 | 2-954 ACSR | 0 | 0 | 0 | 0 | 0 | 0 | 0 | 0 | 0 | 0 | 0 | 0 | 0 | 0 | 0 | 0 | 0 | 0 | 0 | 0 | 0 | 0 | 0 | 12
NO |  | 39 | 2012 | 1 | 34 | 34 |  |  |  | 0 | 0 | DCSP | 1.16 | 0 | 0 | 2-954 ACSR | 0 | 0 | 0 | 0 | 0 | 0 | 0 | 0 | 0 | 0 | 0 | 0 | 0 | 0 | 0 | 0 | 0 | 0 | 0 | 0 | 0 | 0 | 0 | 12
NO |  | 39 | 2012 | 1 | 35 | 35 |  |  |  | 0 | 0 | SCHF | 9.42 | 0 | 0 | 2156 ACSR | 0 | 0 | 0 | 0 | 0 | 0 | 0 | 0 | 0 | 0 | 0 | 0 | 0 | 0 | 0 | 0 | 0 | 0 | 0 | 0 | 0 | 0 | 0 | 12
NO |  | 39 | 2012 | 2 | 1 | 1 |  | Manchester S/S | North Bloomfield S/S | 345 | 345 | SCSP | 2.8 | 0 | 1 | 2156 ACSR | 1756126 | 27287668 | 29043794 | 0 | 0 | 0 | 0 | 0 | 0 | 0 | 0 | 0 | 0 | 0 | 0 | 0 | 0 | 0 | 620390405 | 0 | 0 | 0 | 0 | 12
NO |  | 39 | 2012 | 2 | 3 | 3 |  | Manchester S/S | Barbour Hill S/S | 0 | 0 | SCLT | 0.16 | 0 | 1 | 2-2156 ACSR | 0 | 0 | 0 | 0 | 0 | 0 | 0 | 0 | 0 | 0 | 0 | 0 | 0 | 0 | 0 | 0 | 0 | 0 | 620390438 | 0 | 0 | 0 | 0 | 12
NO |  | 39 | 2012 | 2 | 4 | 4 |  |  |  | 0 | 0 | DCLT | 2.61 | 0 | 0 | 2-1192 ACSR | 0 | 0 | 0 | 0 | 0 | 0 | 0 | 0 | 0 | 0 | 0 | 0 | 0 | 0 | 0 | 0 | 0 | 0 | 0 | 0 | 0 | 0 | 0 | 12
NO |  | 39 | 2012 | 2 | 5 | 5 |  |  |  | 0 | 0 | SCHF | 4.79 | 0 | 0 | 2-954 ACSR | 0 | 0 | 0 | 0 | 0 | 0 | 0 | 0 | 0 | 0 | 0 | 0 | 0 | 0 | 0 | 0 | 0 | 0 | 0 | 0 | 0 | 0 | 0 | 12
NO |  | 39 | 2012 | 2 | 6 | 6 |  | Long Mountain S/S | CT/NY State Line | 345 | 345 | SCWP | 0.11 | 0 | 1 | 2-1590 ACSR | 130518 | 3149581 | 3280099 | 0 | 0 | 0 | 0 | 0 | 0 | 0 | 0 | 0 | 0 | 0 | 0 | 0 | 0 | 0 | 0 | 0 | 0 | 0 | 0 | 12
NO |  | 39 | 2012 | 2 | 8 | 8 |  |  |  | 0 | 0 | SCLT-V | 0.19 | 0 | 0 | 2156 ACSR | 0 | 0 | 0 | 0 | 0 | 0 | 0 | 0 | 0 | 0 | 0 | 0 | 0 | 0 | 0 | 0 | 0 | 0 | 0 | 0 | 0 | 0 | 0 | 12
NO |  | 39 | 2012 | 2 | 9 | 9 |  | Scovill Rock S/S | Southington S/S | 345 | 345 | SCHF | 7.21 | 0 | 1 | 2-1272 ACSR | 0 | 8021401 | 8021401 | 0 | 0 | 0 | 0 | 0 | 0 | 0 | 0 | 0 | 0 | 0 | 0 | 0 | 0 | 0 | 0 | 0 | 0 | 0 | 0 | 12
NO |  | 39 | 2012 | 2 | 10 | 10 |  |  |  | 0 | 0 | SCSPD | 0.13 | 0 | 0 | 2-954 ACSR | 0 | 0 | 0 | 0 | 0 | 0 | 0 | 0 | 0 | 0 | 0 | 0 | 0 | 0 | 0 | 0 | 0 | 0 | 0 | 0 | 0 | 0 | 0 | 12
NO |  | 39 | 2012 | 2 | 11 | 11 |  |  |  | 0 | 0 | SCHF | 10.4 | 0 | 0 | 2-954 ACSR | 0 | 0 | 0 | 0 | 0 | 0 | 0 | 0 | 0 | 0 | 0 | 0 | 0 | 0 | 0 | 0 | 0 | 0 | 0 | 0 | 0 | 0 | 0 | 12
NO |  | 39 | 2012 | 2 | 12 | 12 |  |  |  | 0 | 0 | SCSPHF | 0.18 | 0 | 0 | 2-954 ACSR | 0 | 0 | 0 | 0 | 0 | 0 | 0 | 0 | 0 | 0 | 0 | 0 | 0 | 0 | 0 | 0 | 0 | 0 | 0 | 0 | 0 | 0 | 0 | 12
NO |  | 39 | 2012 | 2 | 13 | 13 |  |  |  | 0 | 0 | SCLT | 0.83 | 0 | 0 | 2-954 ACSR | 0 | 0 | 0 | 0 | 0 | 0 | 0 | 0 | 0 | 0 | 0 | 0 | 0 | 0 | 0 | 0 | 0 | 0 | 0 | 0 | 0 | 0 | 0 | 12
NO |  | 39 | 2012 | 2 | 14 | 14 |  |  |  | 0 | 0 | SCLWHF | 0.56 | 0 | 0 | 2-954 ACSR | 0 | 0 | 0 | 0 | 0 | 0 | 0 | 0 | 0 | 0 | 0 | 0 | 0 | 0 | 0 | 0 | 0 | 0 | 0 | 0 | 0 | 0 | 0 | 12
NO |  | 39 | 2012 | 2 | 15 | 15 |  | Lake Road S/S | Killingly S/S | 345 | 345 | SCSP | 0.31 | 0 | 1 | 2-1272 ACSR | 0 | 674623 | 674623 | 0 | 0 | 0 | 0 | 0 | 0 | 0 | 0 | 0 | 0 | 0 | 0 | 0 | 0 | 0 | 0 | 0 | 0 | 0 | 0 | 12
NO |  | 39 | 2012 | 2 | 16 | 16 |  |  |  | 0 | 0 | SCHF | 0.25 | 0 | 0 | 2-954 ACSR | 0 | 0 | 0 | 0 | 0 | 0 | 0 | 0 | 0 | 0 | 0 | 0 | 0 | 0 | 0 | 0 | 0 | 0 | 0 | 0 | 0 | 0 | 0 | 12
NO |  | 39 | 2012 | 2 | 17 | 17 |  | Plumtree S/S | Norwalk S/S | 345 | 345 | SCHF | 3.16 | 0 | 1 | 2-1590 ACR | 5458076 | 23056249 | 28514325 | 0 | 0 | 0 | 0 | 0 | 0 | 0 | 0 | 0 | 0 | 0 | 0 | 0 | 0 | 0 | 0 | 0 | 0 | 0 | 0 | 12
NO |  | 39 | 2012 | 2 | 18 | 18 |  |  |  | 0 | 0 | SCSP | 4.25 | 0 | 0 | 2-1590 ACR | 0 | 0 | 0 | 0 | 0 | 0 | 0 | 0 | 0 | 0 | 0 | 0 | 0 | 0 | 0 | 0 | 0 | 0 | 0 | 0 | 0 | 0 | 0 | 12
NO |  | 39 | 2012 | 2 | 19 | 19 |  |  |  | 0 | 0 | DCSP | 1.22 | 0 | 0 | 2-1590 ACR | 0 | 0 | 0 | 0 | 0 | 0 | 0 | 0 | 0 | 0 | 0 | 0 | 0 | 0 | 0 | 0 | 0 | 0 | 0 | 0 | 0 | 0 | 0 | 12
NO |  | 39 | 2012 | 2 | 20 | 20 |  |  |  | 0 | 0 | SCUG | 2.18 | 0 | 1 | 2-1750 Cpr XLPE | 0 | 123819583 | 123819583 | 0 | 0 | 0 | 0 | 0 | 0 | 0 | 0 | 0 | 0 | 0 | 0 | 0 | 0 | 0 | 0 | 0 | 0 | 0 | 0 | 12
NO |  | 39 | 2012 | 2 | 21 | 21 |  |  |  | 0 | 0 | SCUG | 9.66 | 0 | 0 | 2-2500 Cpr HPFF | 0 | 0 | 0 | 0 | 0 | 0 | 0 | 0 | 0 | 0 | 0 | 0 | 0 | 0 | 0 | 0 | 0 | 0 | 0 | 0 | 0 | 0 | 0 | 12
NO |  | 39 | 2012 | 2 | 22 | 22 |  | Barbour Hill S/S | CT/MA State Line | 345 | 345 | SCHF | 10.29 | 0 | 1 | 2156 ACSR | 625569 | 3380319 | 4005888 | 0 | 0 | 0 | 0 | 0 | 0 | 0 | 0 | 0 | 0 | 0 | 0 | 0 | 0 | 0 | 0 | 0 | 0 | 0 | 0 | 12
NO |  | 39 | 2012 | 2 | 23 | 23 |  |  | (Ludlow S/S) | 0 | 0 | SCLT | 3.66 | 0 | 0 | 2156 ACSR | 0 | 0 | 0 | 0 | 0 | 0 | 0 | 0 | 0 | 0 | 0 | 0 | 0 | 0 | 0 | 0 | 0 | 0 | 0 | 0 | 0 | 0 | 0 | 12
NO |  | 39 | 2012 | 2 | 24 | 24 |  | Beseck Station | Southington S/S | 345 | 345 | SCSPHF | 0.11 | 0 | 1 | 2-1590 ACSR | 217890 | 14329097 | 14546987 | 0 | 0 | 0 | 0 | 0 | 0 | 0 | 0 | 0 | 0 | 0 | 0 | 0 | 0 | 0 | 0 | 0 | 0 | 0 | 0 | 12
NO |  | 39 | 2012 | 2 | 25 | 25 |  |  |  | 0 | 0 | SCSP | 1.66 | 0 | 0 | 2-1590 ACSR | 0 | 0 | 0 | 0 | 0 | 0 | 0 | 0 | 0 | 0 | 0 | 0 | 0 | 0 | 0 | 0 | 0 | 0 | 0 | 0 | 0 | 0 | 0 | 12
NO |  | 39 | 2012 | 2 | 26 | 26 |  |  |  | 0 | 0 | DCSP | 0.62 | 0 | 0 | 2-1590 ACSR | 0 | 0 | 0 | 0 | 0 | 0 | 0 | 0 | 0 | 0 | 0 | 0 | 0 | 0 | 0 | 0 | 0 | 0 | 0 | 0 | 0 | 0 | 0 | 12
NO |  | 39 | 2012 | 2 | 27 | 27 |  |  |  | 0 | 0 | SCHF | 7.37 | 0 | 0 | 2-954 ACSR | 0 | 0 | 0 | 0 | 0 | 0 | 0 | 0 | 0 | 0 | 0 | 0 | 0 | 0 | 0 | 0 | 0 | 0 | 0 | 0 | 0 | 0 | 0 | 12
NO |  | 39 | 2012 | 2 | 28 | 28 |  |  |  | 0 | 0 | SCLT | 0.51 | 0 | 0 | 2-954 ACSR | 0 | 0 | 0 | 0 | 0 | 0 | 0 | 0 | 0 | 0 | 0 | 0 | 0 | 0 | 0 | 0 | 0 | 0 | 0 | 0 | 0 | 0 | 0 | 12
NO |  | 39 | 2012 | 2 | 29 | 29 |  |  |  | 0 | 0 | SCLWHF | 1.09 | 0 | 0 | 2-954 ACSR | 0 | 0 | 0 | 0 | 0 | 0 | 0 | 0 | 0 | 0 | 0 | 0 | 0 | 0 | 0 | 0 | 0 | 0 | 0 | 0 | 0 | 0 | 0 | 12
NO |  | 39 | 2012 | 2 | 30 | 30 |  | East Devon Station | Beseck Station | 345 | 345 | DCSP | 11.15 | 0 | 1 | 4-1590 ACSR | 521505 | 105874808 | 106396313 | 0 | 0 | 0 | 0 | 0 | 0 | 0 | 0 | 0 | 0 | 0 | 0 | 0 | 0 | 0 | 0 | 0 | 0 | 0 | 0 | 12
NO |  | 39 | 2012 | 2 | 31 | 31 |  |  |  | 0 | 0 | 2-SCSP | 0.95 | 0 | 0 | 4-1590 ACSR | 0 | 0 | 0 | 0 | 0 | 0 | 0 | 0 | 0 | 0 | 0 | 0 | 0 | 0 | 0 | 0 | 0 | 0 | 0 | 0 | 0 | 0 | 0 | 12
NO |  | 39 | 2012 | 2 | 32 | 32 |  |  |  | 0 | 0 | SCSP | 8.9 | 0 | 0 | 2-1590 ACSR | 0 | 0 | 0 | 0 | 0 | 0 | 0 | 0 | 0 | 0 | 0 | 0 | 0 | 0 | 0 | 0 | 0 | 0 | 0 | 0 | 0 | 0 | 0 | 12
NO |  | 39 | 2012 | 2 | 33 | 33 |  |  |  | 0 | 0 | DCSP | 1.84 | 0 | 0 | 2-1590 ACSR | 0 | 0 | 0 | 0 | 0 | 0 | 0 | 0 | 0 | 0 | 0 | 0 | 0 | 0 | 0 | 0 | 0 | 0 | 0 | 0 | 0 | 0 | 0 | 12
NO |  | 39 | 2012 | 2 | 34 | 34 |  |  |  | 0 | 0 | SCSPHF | 0.2 | 0 | 0 | 2-1590 ACSR | 0 | 0 | 0 | 0 | 0 | 0 | 0 | 0 | 0 | 0 | 0 | 0 | 0 | 0 | 0 | 0 | 0 | 0 | 0 | 0 | 0 | 0 | 0 | 12
NO |  | 39 | 2012 | 2 | 35 | 35 |  | East Devon Station | NU Border | 345 | 345 | SCUG | 2.35 | 0 | 1 | 3000 Cpr XLPE | 109979 | 26944593 | 27054572 | 0 | 0 | 0 | 0 | 0 | 0 | 0 | 0 | 0 | 0 | 0 | 0 | 0 | 0 | 0 | 0 | 0 | 0 | 0 | 0 | 12
NO |  | 39 | 2012 | 3 | 1 | 1 |  |  | (Singer S/S) | 0 | 0 |  | 0 | 0 | 0 |  | 0 | 0 | 0 | 0 | 0 | 0 | 0 | 0 | 0 | 0 | 0 | 0 | 0 | 0 | 0 | 0 | 0 | 0 | 0 | 0 | 0 | 0 | 0 | 12
NO |  | 39 | 2012 | 3 | 2 | 2 |  | Singer S/S | Norwalk S/S | 345 | 345 | SCUG | 14.81 | 0 | 1 | 3000 Cpr XLPE | 5000119 | 185606886 | 190607005 | 0 | 0 | 0 | 0 | 0 | 0 | 0 | 0 | 0 | 0 | 0 | 0 | 0 | 0 | 0 | 0 | 0 | 0 | 0 | 0 | 12
NO |  | 39 | 2012 | 3 | 3 | 3 |  | East Devon Station | NU Border | 345 | 345 | SCUG | 2.35 | 0 | 1 | 3000 Cpr XLPE | 109979 | 26944593 | 27054572 | 0 | 0 | 0 | 0 | 0 | 0 | 0 | 0 | 0 | 0 | 0 | 0 | 0 | 0 | 0 | 0 | 0 | 0 | 0 | 0 | 12
NO |  | 39 | 2012 | 3 | 4 | 4 |  |  | (Singer S/S) | 0 | 0 |  | 0 | 0 | 0 |  | 0 | 0 | 0 | 0 | 0 | 0 | 0 | 0 | 0 | 0 | 0 | 0 | 0 | 0 | 0 | 0 | 0 | 0 | 0 | 0 | 0 | 0 | 0 | 12
NO |  | 39 | 2012 | 3 | 5 | 5 |  | Singer S/S | Norwalk S/S | 345 | 345 | SCUG | 14.81 | 0 | 1 | 3000 Cpr XLPE | 5000119 | 185606886 | 190607005 | 0 | 0 | 0 | 0 | 0 | 0 | 0 | 0 | 0 | 0 | 0 | 0 | 0 | 0 | 0 | 0 | 0 | 0 | 0 | 0 | 12
NO |  | 39 | 2012 | 3 | 6 | 6 |  | Plumtree S/S | Hoyts Hill | 345 | 345 | SCUG | 2.1 | 0 | 1 | 1750 Cpr XLPE | 0 | 0 | 0 | 0 | 0 | 0 | 0 | 0 | 0 | 0 | 0 | 0 | 0 | 0 | 0 | 0 | 0 | 0 | 0 | 0 | 0 | 0 | 0 | 12
NO |  | 39 | 2012 | 3 | 7 | 7 |  | Archers Lane | Norwalk Jctn | 345 | 345 | SCUG | 9.7 | 0 | 1 | 2500 Cpr HPFF | 0 | 0 | 0 | 0 | 0 | 0 | 0 | 0 | 0 | 0 | 0 | 0 | 0 | 0 | 0 | 0 | 0 | 0 | 0 | 0 | 0 | 0 | 0 | 12
NO |  | 39 | 2012 | 3 | 8 | 8 |  |  |  | 0 | 0 |  | 0 | 0 | 0 |  | 0 | 0 | 0 | 324858 | 4129015 | 96959 | 4550832 | 0 | 0 | 0 | 0 | 0 | 0 | 0 | 0 | 0 | 0 | 0 | 0 | 0 | 0 | 0 | 0 | 12
NO |  | 39 | 2012 | 3 | 9 | 9 |  | TOTAL 345,000 VOLTS | (Overhead+Underground) | 0 | 0 |  | 470.21 | 11.73 | 33 |  | 39792609 | 881561884 | 921354493 | 324858 | 4129015 | 96959 | 4550832 | 0 | 0 | 0 | 0 | 0 | 0 | 0 | 0 | 0 | 0 | 0 | 0 | 0 | 0 | 0 | 0 | 12
NO |  | 39 | 2012 | 3 | 10 | 10 |  |  | (Singer S/S) | 0 | 0 |  | 0 | 0 | 0 |  | 0 | 0 | 0 | 0 | 0 | 0 | 0 | 0 | 0 | 0 | 0 | 0 | 0 | 0 | 0 | 0 | 0 | 0 | 0 | 0 | 0 | 0 | 0 | 12
NO |  | 39 | 2012 | 3 | 12 | 12 |  | Norwalk Harbor Station | Northport Station | 138 | 138 | SCSU | 17.4 | 0 | 3 | 3-1374 XLPE | 376016 | 70234252 | 70610268 | 0 | 7834110 | 670068 | 8504178 | 0 | 0 | 0 | 0 | 0 | 0 | 0 | 0 | 0 | 0 | 0 | 0 | 0 | 0 | 0 | 0 | 12
NO |  | 39 | 2012 | 3 | 13 | 13 |  | TOTAL 138,000 VOLTS | 138 KV Underground Lines | 0 | 0 |  | 17.4 | 0 | 3 |  | 376016 | 70234252 | 70610268 | 0 | 7834110 | 670068 | 8504178 | 0 | 0 | 0 | 0 | 0 | 0 | 0 | 0 | 0 | 0 | 0 | 0 | 0 | 0 | 0 | 0 | 12
SI/SI | A | 39 | 2012 | 3 | 18 | 18 |  | 69 KV Overhead Lines | 69 KV Overhead Lines | 69 | 69 |  | 64.65 | 32.54 | 11 |  | 622210 | 13801197 | 14423407 | 0 | 0 | 0 | 0 | 0 | 0 | 0 | 0 | 0 | 0 | 0 | 0 | 0 | 0 | 0 | 0 | 0 | 0 | 0 | 0 | 12
SI/SI | S | 39 | 2012 | 3 | 20 | 20 |  | 115 KV Underground Lines | 115 KV Underground Lines | 115 | 115 |  | 68.6 | 0 | 16 |  | 5451012 | 278433452 | 283884464 | 100511 | 0 | 0 | 100511 | 0 | 0 | 0 | 0 | 0 | 0 | 0 | 0 | 0 | 0 | 0 | 0 | 0 | 0 | 0 | 0 | 12
NO |  | 39 | 2012 | 3 | 24 | 24 |  | Gen Overhead Lines Maint |  | 0 | 0 |  | 0 | 0 | 0 |  | 0 | 0 | 0 | 0 | 0 | 0 | 0 | 0 | 0 | 0 | 0 | 0 | 0 | 0 | 0 | 0 | 0 | 0 | 0 | 0 | 0 | 0 | 0 | 12
NO |  | 39 | 2012 | 3 | 26 | 26 |  | Gen Underground Lines Maint |  | 0 | 0 |  | 0 | 0 | 0 |  | 0 | 0 | 0 | 0 | 331756 | 0 | 331756 | 0 | 0 | 0 | 0 | 0 | 0 | 0 | 0 | 0 | 0 | 0 | 0 | 0 | 0 | 0 | 0 | 12
NO |  | 39 | 2012 | 0 | 36 | 36 |  | TOTAL |  | 0 | 0 |  | 1394.81 | 366.01 | 204 |  | 67193394 | 1594495822 | 1661689216 | 719154 | 12214388 | 767027 | 13700569 | 0 | 0 | 0 | 0 | 0 | 0 | 0 | 0 | 0 | 0 | 0 | 0 | 0 | 0 | 0 | 0 | 12
SI/SI | A | 39 | 2012 | 3 | 16 | 16 |  | 115 KV Overhead Lines | 115 KV Overhead Lines | 115 | 115 |  | 771.11 | 321.74 | 140 |  | 20951547 | 350465037 | 371416584 | 293785 | 0 | 0 | 293785 | 0 | 0 | 0 | 0 | 0 | 0 | 0 | 0 | 0 | 0 | 0 | 0 | 0 | 0 | 0 | 0 | 12
NO |  | 39 | 2012 | 2 | 7 | 7 |  |  | (Pleasant Valley S/S) | 0 | 0 | SCHF | 5.25 | 0 | 0 | 2156 ACSR | 0 | 0 | 0 | 0 | 0 | 0 | 0 | 0 | 0 | 0 | 0 | 0 | 0 | 0 | 0 | 0 | 0 | 0 | 0 | 0 | 0 | 0 | 0 | 12
NO |  | 39 | 2012 | 3 | 22 | 22 |  | 69 KV Underground Lines | 69 KV Underground Lines | 69 | 69 |  | 2.84 | 0 | 1 |  | 0 | 0 | 0 | 0 | 0 | 0 | 0 | 0 | 0 | 0 | 0 | 0 | 0 | 0 | 0 | 0 | 0 | 0 | 0 | 0 | 0 | 0 | 0 | 12
NO |  | 39 | 2012 | 3 | 23 | 23 |  |  |  | 0 | 0 |  | 0 | 0 | 0 |  | 0 | 0 | 0 | 0 | -80493 | 0 | -80493 | 0 | 0 | 0 | 0 | 0 | 0 | 0 | 0 | 0 | 0 | 0 | 0 | 0 | 0 | 0 | 0 | 12
NO |  | 44 | 2012 | 0 | 1 | 1 |  | Overhead Group |  | 230 | 230 | Tower | 0.3 | 0 | 0 |  | 0 | 0 | 0 | 0 | 0 | 0 | 0 | 0 | 0 | 0 | 0 | 0 | 0 | 0 | 0 | 0 | 0 | 0 | 0 | 0 | 0 | 0 | 0 | 12
NO |  | 44 | 2012 | 0 | 36 | 36 |  | TOTAL |  | 0 | 0 |  | 0.3 | 0 | 0 |  | 0 | 0 | 0 | 0 | 0 | 0 | 0 | 0 | 0 | 0 | 0 | 0 | 0 | 0 | 0 | 0 | 0 | 0 | 0 | 0 | 0 | 0 | 0 | 12
NO |  | 146 | 2012 | 0 | 1 | 1 |  | Newington Station | Deerfield S/S | 345 | 345 | SCHF | 20.63 | 0 | 1 | 2-1113 ACSR | 1196136 | 7417480 | 8613616 | 0 | 0 | 0 | 0 | 0 | 0 | 0 | 0 | 0 | 0 | 0 | 0 | 0 | 0 | 0 | 0 | 0 | 0 | 0 | 0 | 12
NO |  | 146 | 2012 | 0 | 2 | 2 |  |  |  | 0 | 0 | SCSP | 3.67 | 0 | 0 | 2-1113 ACSR | 0 | 0 | 0 | 0 | 0 | 0 | 0 | 0 | 0 | 0 | 0 | 0 | 0 | 0 | 0 | 0 | 0 | 0 | 0 | 0 | 0 | 0 | 0 | 12
NO |  | 146 | 2012 | 0 | 3 | 3 |  |  |  | 0 | 0 | DCSP | 0.07 | 0 | 0 | 2-1113 ACSR | 0 | 0 | 0 | 0 | 0 | 0 | 0 | 0 | 0 | 0 | 0 | 0 | 0 | 0 | 0 | 0 | 0 | 0 | 0 | 0 | 0 | 0 | 0 | 12
NO |  | 146 | 2012 | 0 | 4 | 4 |  |  |  | 0 | 0 | SCSPHF | 0.14 | 0 | 0 | 2-1113 ACSR | 0 | 0 | 0 | 0 | 0 | 0 | 0 | 0 | 0 | 0 | 0 | 0 | 0 | 0 | 0 | 0 | 0 | 0 | 0 | 0 | 0 | 0 | 0 | 12
NO |  | 146 | 2012 | 0 | 5 | 5 |  |  |  | 0 | 0 | DCLT | 0.8 | 0 | 0 | 2-1113 ACSR | 0 | 0 | 0 | 0 | 0 | 0 | 0 | 0 | 0 | 0 | 0 | 0 | 0 | 0 | 0 | 0 | 0 | 0 | 0 | 0 | 0 | 0 | 0 | 12
NO |  | 146 | 2012 | 0 | 6 | 6 |  |  |  | 0 | 0 | DCLT | 0.74 | 0 | 0 | 4500 ACSR | 0 | 0 | 0 | 0 | 0 | 0 | 0 | 0 | 0 | 0 | 0 | 0 | 0 | 0 | 0 | 0 | 0 | 0 | 0 | 0 | 0 | 0 | 0 | 12
NO |  | 146 | 2012 | 0 | 7 | 7 |  | Timber Swamp S/S | Newington Station | 345 | 345 | SCSPHF | 10.33 | 0 | 1 | 2-1113 ACSR | 801246 | 5887070 | 6688316 | 0 | 0 | 0 | 0 | 0 | 0 | 0 | 0 | 0 | 0 | 0 | 0 | 0 | 0 | 0 | 0 | 0 | 0 | 0 | 0 | 12
NO |  | 146 | 2012 | 0 | 8 | 8 |  |  |  | 0 | 0 | SCSP | 2.54 | 0 | 0 | 2-1113 ACSR | 0 | 0 | 0 | 0 | 0 | 0 | 0 | 0 | 0 | 0 | 0 | 0 | 0 | 0 | 0 | 0 | 0 | 0 | 0 | 0 | 0 | 0 | 0 | 12
NO |  | 146 | 2012 | 0 | 9 | 9 |  | Scobie Pond S/S | NH/MA State Line | 345 | 345 | SCHF | 18.28 | 0 | 1 | 2-850.8 ACSR | 1020580 | 2267589 | 3288169 | 0 | 0 | 0 | 0 | 0 | 0 | 0 | 0 | 0 | 0 | 0 | 0 | 0 | 0 | 0 | 0 | 0 | 0 | 0 | 0 | 12
NO |  | 146 | 2012 | 0 | 10 | 10 |  |  | (Sandy Pond S/S) | 0 | 0 | SCSPHF | 0.05 | 0 | 0 | 2-850.8 ACSR | 0 | 0 | 0 | 0 | 0 | 0 | 0 | 0 | 0 | 0 | 0 | 0 | 0 | 0 | 0 | 0 | 0 | 0 | 0 | 0 | 0 | 0 | 0 | 12
NO |  | 146 | 2012 | 0 | 11 | 11 |  | Seabrook Station | Scobie Pond S/S | 345 | 345 | SCSPHF | 29.73 | 0 | 1 | 2-2156 ACSR | 2921412 | 10442367 | 13363779 | 0 | 0 | 0 | 0 | 0 | 0 | 0 | 0 | 0 | 0 | 0 | 0 | 0 | 0 | 0 | 0 | 0 | 0 | 0 | 0 | 12
NO |  | 146 | 2012 | 0 | 12 | 12 |  | Seabrook Station | Timber Swamp S/S | 345 | 345 | SCSP | 2.3 | 0 | 1 | 2-1113 ACSR | 708799 | 2486773 | 3195572 | 0 | 0 | 0 | 0 | 0 | 0 | 0 | 0 | 0 | 0 | 0 | 0 | 0 | 0 | 0 | 0 | 0 | 0 | 0 | 0 | 12
NO |  | 146 | 2012 | 0 | 13 | 13 |  |  |  | 0 | 0 | SCSPHF | 1.92 | 0 | 0 | 2-1113 ACSR | 0 | 0 | 0 | 0 | 0 | 0 | 0 | 0 | 0 | 0 | 0 | 0 | 0 | 0 | 0 | 0 | 0 | 0 | 0 | 0 | 0 | 0 | 0 | 12
NO |  | 146 | 2012 | 0 | 14 | 14 |  | Scobie Pond S/S | Deerfield S/S | 345 | 345 | SCHF | 18.34 | 0 | 1 | 2-850.8 ACSR | 0 | 2111373 | 2111373 | 0 | 0 | 0 | 0 | 0 | 0 | 0 | 0 | 0 | 0 | 0 | 0 | 0 | 0 | 0 | 0 | 0 | 0 | 0 | 0 | 12
NO |  | 146 | 2012 | 0 | 15 | 15 |  |  |  | 0 | 0 | SCSPHF | 0.19 | 0 | 0 | 2-850.8 ACSR | 0 | 0 | 0 | 0 | 0 | 0 | 0 | 0 | 0 | 0 | 0 | 0 | 0 | 0 | 0 | 0 | 0 | 0 | 0 | 0 | 0 | 0 | 0 | 12
NO |  | 146 | 2012 | 0 | 16 | 16 |  | Amherst S/S | Fitzwilliams S/S | 345 | 345 | SCHF | 30.9 | 0 | 1 | 2-850.8 ACSR | 807166 | 5498739 | 6305905 | 0 | 0 | 0 | 0 | 0 | 0 | 0 | 0 | 0 | 0 | 0 | 0 | 0 | 0 | 0 | 0 | 0 | 0 | 0 | 0 | 12
NO |  | 146 | 2012 | 0 | 17 | 17 |  |  |  | 0 | 0 | SCSPHF | 0.14 | 0 | 0 | 2-850.8 ACSR | 0 | 0 | 0 | 0 | 0 | 0 | 0 | 0 | 0 | 0 | 0 | 0 | 0 | 0 | 0 | 0 | 0 | 0 | 0 | 0 | 0 | 0 | 0 | 12
NO |  | 146 | 2012 | 0 | 18 | 18 |  |  |  | 0 | 0 | LSCHF | 0.79 | 0 | 0 | 2-850.8 ACSR | 0 | 0 | 0 | 0 | 0 | 0 | 0 | 0 | 0 | 0 | 0 | 0 | 0 | 0 | 0 | 0 | 0 | 0 | 0 | 0 | 0 | 0 | 0 | 12
NO |  | 146 | 2012 | 0 | 19 | 19 |  | Fitzwilliams S/S | NH/VT State Line | 345 | 345 | SCHF | 18.39 | 0 | 1 | 2-850.8 ACSR | 296602 | 7997735 | 8294337 | 0 | 0 | 0 | 0 | 0 | 0 | 0 | 0 | 0 | 0 | 0 | 0 | 0 | 0 | 0 | 0 | 0 | 0 | 0 | 0 | 12
NO |  | 146 | 2012 | 0 | 20 | 20 |  |  | (VT Yankee Station) | 0 | 0 | DCLT | 0.76 | 0 | 0 | 2500 AACSR | 0 | 0 | 0 | 0 | 0 | 0 | 0 | 0 | 0 | 0 | 0 | 0 | 0 | 0 | 0 | 0 | 0 | 0 | 0 | 0 | 0 | 0 | 0 | 12
NO |  | 146 | 2012 | 0 | 21 | 21 |  |  |  | 0 | 0 | LSCHF | 1.17 | 0 | 0 | 2-850.8 ACSR | 0 | 0 | 0 | 0 | 0 | 0 | 0 | 0 | 0 | 0 | 0 | 0 | 0 | 0 | 0 | 0 | 0 | 0 | 0 | 0 | 0 | 0 | 0 | 12
NO |  | 146 | 2012 | 0 | 22 | 22 |  | Scobie Pond S/S | Amherst S/S | 345 | 345 | SCHF | 15.92 | 0 | 1 | 2-850.8 ACSR | 395940 | 2439160 | 2835100 | 0 | 0 | 0 | 0 | 0 | 0 | 0 | 0 | 0 | 0 | 0 | 0 | 0 | 0 | 0 | 0 | 0 | 0 | 0 | 0 | 12
NO |  | 146 | 2012 | 0 | 23 | 23 |  | VT Yankee Station | Northfield Mountain Station | 345 | 345 | DCLT | 0.83 | 0 | 1 | 2500 AACSR | 223865 | 2121440 | 2345305 | 0 | 0 | 0 | 0 | 0 | 0 | 0 | 0 | 0 | 0 | 0 | 0 | 0 | 0 | 0 | 0 | 0 | 0 | 0 | 0 | 12
NO |  | 146 | 2012 | 0 | 24 | 24 |  |  |  | 0 | 0 | DCLT | 0.04 | 0 | 0 | 2-850.8 ACSR | 0 | 0 | 0 | 0 | 0 | 0 | 0 | 0 | 0 | 0 | 0 | 0 | 0 | 0 | 0 | 0 | 0 | 0 | 0 | 0 | 0 | 0 | 0 | 12
NO |  | 146 | 2012 | 0 | 25 | 25 |  |  |  | 0 | 0 | SCHF | 9.95 | 0 | 0 | 2-850.8 ACSR | 0 | 0 | 0 | 0 | 0 | 0 | 0 | 0 | 0 | 0 | 0 | 0 | 0 | 0 | 0 | 0 | 0 | 0 | 0 | 0 | 0 | 0 | 0 | 12
NO |  | 146 | 2012 | 0 | 26 | 26 |  | Deerfield S/S | NH/ME State Line | 345 | 345 | SCHF | 18.72 | 0 | 1 | 2-850.8 ACSR | 0 | 2063754 | 2063754 | 0 | 0 | 0 | 0 | 0 | 0 | 0 | 0 | 0 | 0 | 0 | 0 | 0 | 0 | 0 | 0 | 0 | 0 | 0 | 0 | 12
NO |  | 146 | 2012 | 0 | 27 | 27 |  |  | (Buxton, S/S) | 0 | 0 | SCSPHF | 0.03 | 0 | 0 | 2-850.8 ACSR | 0 | 0 | 0 | 0 | 0 | 0 | 0 | 0 | 0 | 0 | 0 | 0 | 0 | 0 | 0 | 0 | 0 | 0 | 0 | 0 | 0 | 0 | 0 | 12
NO |  | 146 | 2012 | 0 | 28 | 28 |  | Scobie Pond S/S | NH/ME State Line | 345 | 345 | SCHF | 37.31 | 0 | 1 | 2-850.8 ACSR | 908643 | 3569368 | 4478011 | 0 | 0 | 0 | 0 | 0 | 0 | 0 | 0 | 0 | 0 | 0 | 0 | 0 | 0 | 0 | 0 | 0 | 0 | 0 | 0 | 12
NO |  | 146 | 2012 | 0 | 29 | 29 |  |  | (Buxton, S/S) | 0 | 0 |  | 0 | 0 | 0 |  | 0 | 0 | 0 | 0 | 0 | 0 | 0 | 0 | 0 | 0 | 0 | 0 | 0 | 0 | 0 | 0 | 0 | 0 | 0 | 0 | 0 | 0 | 0 | 12
NO |  | 146 | 2012 | 0 | 30 | 30 |  | Seabrook Station | NH/MA State Line | 345 | 345 | SCSPHF | 7.28 | 0 | 1 | 2-2156 ACSR | 729609 | 3451792 | 4181401 | 0 | 0 | 0 | 0 | 0 | 0 | 0 | 0 | 0 | 0 | 0 | 0 | 0 | 0 | 0 | 0 | 0 | 0 | 0 | 0 | 12
NO |  | 146 | 2012 | 0 | 31 | 31 |  |  | (Tewksbury S/S) | 0 | 0 |  | 0 | 0 | 0 |  | 0 | 0 | 0 | 0 | 0 | 0 | 0 | 0 | 0 | 0 | 0 | 0 | 0 | 0 | 0 | 0 | 0 | 0 | 0 | 0 | 0 | 0 | 0 | 12
NO |  | 146 | 2012 | 0 | 33 | 33 |  | TOTAL 345,000 VOLTS |  | 0 | 0 |  | 251.96 | 0 | 13 |  | 10009998 | 57754640 | 67764638 | 92594 | 887244 | 0 | 979838 | 0 | 0 | 0 | 0 | 0 | 0 | 0 | 0 | 0 | 0 | 0 | 0 | 0 | 0 | 0 | 0 | 12
NO |  | 146 | 2012 | 1 | 1 | 1 |  | Merrimack Station | Dunbarton Tap | 230 | 345 | SCHF | 8.46 | 0 | 1 | 795 ACSR | 114269 | 806877 | 921146 | 0 | 0 | 0 | 0 | 0 | 0 | 0 | 0 | 0 | 0 | 0 | 0 | 0 | 0 | 0 | 0 | 0 | 0 | 0 | 0 | 12
NO |  | 146 | 2012 | 1 | 2 | 2 |  | Littleton S/S | Littleton Tap | 230 | 345 | SCHF | 0.04 | 0 | 1 | 795 ACSR | 0 | 0 | 0 | 0 | 0 | 0 | 0 | 0 | 0 | 0 | 0 | 0 | 0 | 0 | 0 | 0 | 0 | 0 | 0 | 0 | 0 | 0 | 0 | 12
NO |  | 146 | 2012 | 1 | 4 | 4 |  | TOTAL 230,000 VOLTS |  | 0 | 0 |  | 8.5 | 0 | 2 |  | 114269 | 806877 | 921146 | 0 | 0 | 0 | 0 | 0 | 0 | 0 | 0 | 0 | 0 | 0 | 0 | 0 | 0 | 0 | 0 | 0 | 0 | 0 | 0 | 12
SI/SI | A | 146 | 2012 | 1 | 6 | 6 |  | 115 KV Overhead Lines |  | 115 | 115 |  | 749.75 | 2.82 | 84 |  | 2830995 | 127533531 | 130364526 | 138604 | 3758749 | 61247 | 3958600 | 0 | 0 | 0 | 0 | 0 | 0 | 0 | 0 | 0 | 0 | 0 | 0 | 0 | 0 | 0 | 0 | 12
NO |  | 146 | 2012 | 1 | 8 | 8 |  | 115KV Underground Lines |  | 115 | 115 |  | 0.1 | 0 | 2 |  | 0 | 0 | 0 | 18963 | 0 | 0 | 18963 | 0 | 0 | 0 | 0 | 0 | 0 | 0 | 0 | 0 | 0 | 0 | 0 | 0 | 0 | 0 | 0 | 12
NO |  | 146 | 2012 | 0 | 36 | 36 |  | TOTAL |  | 0 | 0 |  | 1010.31 | 2.82 | 101 |  | 12955262 | 186095048 | 199050310 | 250161 | 4645993 | 61247 | 4957401 | 0 | 0 | 0 | 0 | 0 | 0 | 0 | 0 | 0 | 0 | 0 | 0 | 0 | 0 | 0 | 0 | 12
NO |  | 146 | 2012 | 0 | 32 | 32 |  |  |  | 0 | 0 |  | 0 | 0 | 0 |  | 0 | 0 | 0 | 92594 | 887244 | 0 | 979838 | 0 | 0 | 0 | 0 | 0 | 0 | 0 | 0 | 0 | 0 | 0 | 0 | 0 | 0 | 0 | 0 | 12
NO |  | 190 | 2012 | 0 | 1 | 1 |  | Ludlow S/S | NU Border | 345 | 345 | SCHF | 3.01 | 0 | 1 | 2156 ACSR | 190492 | 2640513 | 2831005 | 0 | 0 | 0 | 0 | 0 | 0 | 0 | 0 | 0 | 0 | 0 | 0 | 0 | 0 | 0 | 0 | 0 | 0 | 0 | 0 | 12
NO |  | 190 | 2012 | 0 | 2 | 2 |  |  | (Carpenter Hill S/S) | 0 | 0 |  | 0 | 0 | 0 |  | 0 | 0 | 0 | 0 | 0 | 0 | 0 | 0 | 0 | 0 | 0 | 0 | 0 | 0 | 0 | 0 | 0 | 0 | 0 | 0 | 0 | 0 | 0 | 12
NO |  | 190 | 2012 | 0 | 3 | 3 |  | Northfield Mountain Station | Berkshire S/S | 345 | 345 | SCHF | 36.91 | 0 | 1 | 2-954 ACSR | 1741464 | 12139528 | 13880992 | 0 | 0 | 0 | 0 | 0 | 0 | 0 | 0 | 0 | 0 | 0 | 0 | 0 | 0 | 0 | 0 | 0 | 0 | 0 | 0 | 12
NO |  | 190 | 2012 | 0 | 5 | 5 |  | Northfield Mountain Station | Ludlow S/S | 345 | 345 | SCHF | 29.3 | 0 | 1 | 2-954 ACSR | 1950878 | 31254921 | 33205799 | 0 | 0 | 0 | 0 | 0 | 0 | 0 | 0 | 0 | 0 | 0 | 0 | 0 | 0 | 0 | 0 | 0 | 0 | 0 | 0 | 12
NO |  | 190 | 2012 | 0 | 7 | 7 |  | Northfield Mountain Station | MA/NH State Line | 345 | 345 | SCHF | 9.3 | 0 | 1 | 2-954 ACSR | 213192 | 932855 | 1146047 | 0 | 0 | 0 | 0 | 0 | 0 | 0 | 0 | 0 | 0 | 0 | 0 | 0 | 0 | 0 | 0 | 0 | 0 | 0 | 0 | 12
NO |  | 190 | 2012 | 0 | 8 | 8 |  |  | (Vermont Yankee Station) | 0 | 0 |  | 0 | 0 | 0 |  | 0 | 0 | 0 | 0 | 0 | 0 | 0 | 0 | 0 | 0 | 0 | 0 | 0 | 0 | 0 | 0 | 0 | 0 | 0 | 0 | 0 | 0 | 0 | 12
NO |  | 190 | 2012 | 0 | 9 | 9 |  | Berkshire S/S | MA/NY State Line | 345 | 345 | SCHF | 14.6 | 0 | 1 | 2-954 ACSR | 574004 | 1203507 | 1777511 | 0 | 0 | 0 | 0 | 0 | 0 | 0 | 0 | 0 | 0 | 0 | 0 | 0 | 0 | 0 | 0 | 0 | 0 | 0 | 0 | 12
NO |  | 190 | 2012 | 0 | 10 | 10 |  |  | (Alps S/S) | 0 | 0 |  | 0 | 0 | 0 |  | 0 | 0 | 0 | 0 | 0 | 0 | 0 | 0 | 0 | 0 | 0 | 0 | 0 | 0 | 0 | 0 | 0 | 0 | 0 | 0 | 0 | 0 | 0 | 12
NO |  | 190 | 2012 | 0 | 11 | 11 |  | Ludlow S/S | MA/CT State Line | 345 | 345 | SCHF | 12.02 | 0 | 1 | 2156 ACSR | 895171 | 4881665 | 5776836 | 0 | 0 | 0 | 0 | 0 | 0 | 0 | 0 | 0 | 0 | 0 | 0 | 0 | 0 | 0 | 0 | 0 | 0 | 0 | 0 | 12
NO |  | 190 | 2012 | 0 | 12 | 12 |  |  | (Barbour Hill S/S) | 0 | 0 |  | 0 | 0 | 0 |  | 0 | 0 | 0 | 0 | 0 | 0 | 0 | 0 | 0 | 0 | 0 | 0 | 0 | 0 | 0 | 0 | 0 | 0 | 0 | 0 | 0 | 0 | 0 | 12
NO |  | 190 | 2012 | 0 | 13 | 13 |  | Agawam S/S | Ludlow S/S | 345 | 345 | DCSP | 16.8 | 0 | 2 | 2-1590 ACSS | 0 | 75570011 | 75570011 | 0 | 0 | 0 | 0 | 0 | 0 | 0 | 0 | 0 | 0 | 0 | 0 | 0 | 0 | 0 | 621900345 | 0 | 0 | 0 | 0 | 12
NO |  | 190 | 2012 | 0 | 16 | 16 |  |  |  | 0 | 0 |  | 0 | 0 | 0 |  | 0 | 0 | 0 | 98060 | 526020 | 0 | 624080 | 0 | 0 | 0 | 0 | 0 | 0 | 0 | 0 | 0 | 0 | 0 | 0 | 0 | 0 | 0 | 0 | 12
NO |  | 190 | 2012 | 0 | 36 | 36 |  | TOTAL |  | 0 | 0 |  | 399.86 | 108.25 | 66 |  | 11467411 | 316438009 | 327905420 | 232989 | 2244481 | 3308 | 2480778 | 0 | 0 | 0 | 0 | 0 | 0 | 0 | 0 | 0 | 0 | 0 | 0 | 0 | 0 | 0 | 0 | 12
NO |  | 190 | 2012 | 0 | 15 | 15 |  | NU Border | Agawam S/S | 345 | 345 | DCSP | 6 | 0 | 2 | 2-1590 ACSS | 339650 | 0 | 339650 | 0 | 0 | 0 | 0 | 0 | 0 | 0 | 0 | 0 | 0 | 0 | 0 | 0 | 0 | 0 | 621900346 | 0 | 0 | 0 | 0 | 12
NO |  | 190 | 2012 | 0 | 17 | 17 |  | TOTAL 345, 000 VOLTS |  | 345 | 345 |  | 127.94 | 0 | 10 |  | 5904851 | 128623000 | 134527851 | 98060 | 526020 | 0 | 624080 | 0 | 0 | 0 | 0 | 0 | 0 | 0 | 0 | 0 | 0 | 0 | 0 | 0 | 0 | 0 | 0 | 12
SI/SI | A | 190 | 2012 | 0 | 19 | 19 |  | 115 KV Overhead Lines |  | 115 | 115 |  | 256.5 | 108.25 | 50 |  | 5546894 | 183739831 | 189286725 | 125755 | 1643038 | 3308 | 1772101 | 0 | 0 | 0 | 0 | 0 | 0 | 0 | 0 | 0 | 0 | 0 | 0 | 0 | 0 | 0 | 0 | 12
SI/SI | A | 190 | 2012 | 0 | 21 | 21 |  | 69 KV Overhead Lines |  | 69 | 69 |  | 5.5 | 0 | 1 |  | 0 | 660800 | 660800 | 0 | 0 | 0 | 0 | 0 | 0 | 0 | 0 | 0 | 0 | 0 | 0 | 0 | 0 | 0 | 0 | 0 | 0 | 0 | 0 | 12
SI/SI | S | 190 | 2012 | 0 | 23 | 23 |  | 115 KV Underground Lines |  | 115 | 115 |  | 9.92 | 0 | 5 |  | 15666 | 3414378 | 3430044 | 9174 | 0 | 0 | 9174 | 0 | 0 | 0 | 0 | 0 | 0 | 0 | 0 | 0 | 0 | 0 | 0 | 0 | 0 | 0 | 0 | 12
NO |  | 190 | 2012 | 0 | 25 | 25 |  | Gen Overhead Lines Maint |  | 0 | 0 |  | 0 | 0 | 0 |  | 0 | 0 | 0 | 0 | 75423 | 0 | 75423 | 0 | 0 | 0 | 0 | 0 | 0 | 0 | 0 | 0 | 0 | 0 | 0 | 0 | 0 | 0 | 0 | 12
NO |  | 190 | 2012 | 0 | 27 | 27 |  | Gen Underground Lines Maint |  | 0 | 0 |  | 0 | 0 | 0 |  | 0 | 0 | 0 | 0 | 0 | 0 | 0 | 0 | 0 | 0 | 0 | 0 | 0 | 0 | 0 | 0 | 0 | 0 | 0 | 0 | 0 | 0 | 0 | 12
NO |  | 167 | 2012 | 0 | 1 | 1 |  | Line 73 |  | 0 | 0 |  | 0 | 0 | 0 |  | 0 | 0 | 0 | 0 | 0 | 0 | 0 | 0 | 0 | 0 | 0 | 0 | 0 | 0 | 0 | 0 | 0 | 0 | 0 | 0 | 0 | 0 | 0 | 12
SI/NO | A | 167 | 2012 | 0 | 2 | 2 |  | Winter St. | Fairmount Park Sub | 115 | 115 | Single Pole | 3.44 | 1.55 | 1 | 636 MCM | 8765 | 161868 | 170633 | 0 | 0 | 0 | 3737.7919 | 0 | 0 | 0 | 0 | 0 | 0 | 0 | 0 | 0 | 0 | 0 | 0 | 0 | 0 | 0 | 0 | 12
NO |  | 167 | 2012 | 0 | 3 | 3 |  |  |  | 0 | 0 | Wood H- Frame | 0 | 0 | 0 |  | 0 | 0 | 0 | 0 | 0 | 0 | 0 | 0 | 0 | 0 | 0 | 0 | 0 | 0 | 0 | 0 | 0 | 0 | 0 | 0 | 0 | 0 | 0 | 12
NO |  | 167 | 2012 | 0 | 4 | 4 |  |  |  | 0 | 0 | Wood Poles | 0 | 0 | 0 |  | 0 | 0 | 0 | 0 | 0 | 0 | 0 | 0 | 0 | 0 | 0 | 0 | 0 | 0 | 0 | 0 | 0 | 0 | 0 | 0 | 0 | 0 | 0 | 12
NO |  | 167 | 2012 | 0 | 6 | 6 |  | Line 75 |  | 0 | 0 |  | 0 | 0 | 0 |  | 0 | 0 | 0 | 0 | 0 | 0 | 0 | 0 | 0 | 0 | 0 | 0 | 0 | 0 | 0 | 0 | 0 | 0 | 0 | 0 | 0 | 0 | 0 | 12
SI/NO | A | 167 | 2012 | 0 | 7 | 7 |  | Fairmount Park Sub | Stinson Avenue Sub | 115 | 115 | Single Pole | 2.77 | 0 | 1 | 636 MCM | 7172 | 132438 | 139610 | 0 | 0 | 0 | 3058.2193 | 0 | 0 | 0 | 0 | 0 | 0 | 0 | 0 | 0 | 0 | 0 | 0 | 0 | 0 | 0 | 0 | 12
NO |  | 167 | 2012 | 0 | 8 | 8 |  |  |  | 0 | 0 | Wood H-Frame | 0 | 0 | 0 |  | 0 | 0 | 0 | 0 | 0 | 0 | 0 | 0 | 0 | 0 | 0 | 0 | 0 | 0 | 0 | 0 | 0 | 0 | 0 | 0 | 0 | 0 | 0 | 12
NO |  | 167 | 2012 | 0 | 9 | 9 |  |  |  | 0 | 0 | Wood Poles | 0 | 0 | 0 |  | 0 | 0 | 0 | 0 | 0 | 0 | 0 | 0 | 0 | 0 | 0 | 0 | 0 | 0 | 0 | 0 | 0 | 0 | 0 | 0 | 0 | 0 | 0 | 12
NO |  | 167 | 2012 | 0 | 11 | 11 |  | Line 76 |  | 0 | 0 |  | 0 | 0 | 0 |  | 0 | 0 | 0 | 0 | 0 | 0 | 0 | 0 | 0 | 0 | 0 | 0 | 0 | 0 | 0 | 0 | 0 | 0 | 0 | 0 | 0 | 0 | 0 | 12
SI/NO | A | 167 | 2012 | 0 | 12 | 12 |  | State Line | Winter Street Sub | 115 | 115 | Towers & | 2.03 | 0 | 1 | 636 MCM | 1502 | 300081 | 301583 | 0 | 0 | 0 | 6606.3101 | 0 | 0 | 0 | 0 | 0 | 0 | 0 | 0 | 0 | 0 | 0 | 0 | 0 | 0 | 0 | 0 | 12
NO |  | 167 | 2012 | 0 | 13 | 13 |  |  |  | 0 | 0 | H-Frame | 0 | 0 | 0 |  | 0 | 0 | 0 | 0 | 0 | 0 | 0 | 0 | 0 | 0 | 0 | 0 | 0 | 0 | 0 | 0 | 0 | 0 | 0 | 0 | 0 | 0 | 0 | 12
NO |  | 167 | 2012 | 0 | 14 | 14 |  |  |  | 0 | 0 | Wood Poles | 0 | 0 | 0 |  | 0 | 0 | 0 | 0 | 0 | 0 | 0 | 0 | 0 | 0 | 0 | 0 | 0 | 0 | 0 | 0 | 0 | 0 | 0 | 0 | 0 | 0 | 0 | 12
NO |  | 167 | 2012 | 0 | 16 | 16 |  | Line 132 |  | 0 | 0 |  | 0 | 0 | 0 |  | 0 | 0 | 0 | 0 | 0 | 0 | 0 | 0 | 0 | 0 | 0 | 0 | 0 | 0 | 0 | 0 | 0 | 0 | 0 | 0 | 0 | 0 | 0 | 12
SI/NO | A | 167 | 2012 | 0 | 17 | 17 |  | State Line | Stinson Avenue Sub | 115 | 115 | Single Pole | 10.51 | 0 | 1 | 336 MCM | 210121 | 1324255 | 1534376 | 0 | 0 | 0 | 33611.1903 | 0 | 0 | 0 | 0 | 0 | 0 | 0 | 0 | 0 | 0 | 0 | 0 | 0 | 0 | 0 | 0 | 12
NO |  | 167 | 2012 | 0 | 18 | 18 |  |  |  | 0 | 0 | Wood & | 0 | 0 | 0 |  | 0 | 0 | 0 | 0 | 0 | 0 | 0 | 0 | 0 | 0 | 0 | 0 | 0 | 0 | 0 | 0 | 0 | 0 | 0 | 0 | 0 | 0 | 0 | 12
NO |  | 167 | 2012 | 0 | 19 | 19 |  |  |  | 0 | 0 | Steel Poles | 0 | 0 | 0 |  | 0 | 0 | 0 | 0 | 0 | 0 | 0 | 0 | 0 | 0 | 0 | 0 | 0 | 0 | 0 | 0 | 0 | 0 | 0 | 0 | 0 | 0 | 0 | 12
NO |  | 167 | 2012 | 0 | 21 | 21 |  | Line 761 |  | 0 | 0 |  | 0 | 0 | 0 |  | 0 | 0 | 0 | 0 | 0 | 0 | 0 | 0 | 0 | 0 | 0 | 0 | 0 | 0 | 0 | 0 | 0 | 0 | 0 | 0 | 0 | 0 | 0 | 12
SI/NO | A | 167 | 2012 | 0 | 22 | 22 |  | Douglas County | Stinson Avenue Sub | 115 | 155 | H-Frame | 25.75 | 0 | 1 | 336 MCM | 23518 | 452253 | 475771 | 0 | 0 | 0 | 10421.9758 | 0 | 0 | 0 | 0 | 0 | 0 | 0 | 0 | 0 | 0 | 0 | 0 | 0 | 0 | 0 | 0 | 12
NO |  | 167 | 2012 | 0 | 23 | 23 |  |  |  | 0 | 0 | Wood Poles | 0 | 0 | 0 |  | 0 | 0 | 0 | 0 | 0 | 0 | 0 | 0 | 0 | 0 | 0 | 0 | 0 | 0 | 0 | 0 | 0 | 0 | 0 | 0 | 0 | 0 | 0 | 12
NO |  | 167 | 2012 | 0 | 25 | 25 |  | Line 762 |  | 0 | 0 |  | 0 | 0 | 0 |  | 0 | 0 | 0 | 0 | 0 | 0 | 0 | 0 | 0 | 0 | 0 | 0 | 0 | 0 | 0 | 0 | 0 | 0 | 0 | 0 | 0 | 0 | 0 | 12
NO |  | 167 | 2012 | 0 | 26 | 26 |  | Stinson Avenue Sub | Minong | 161 | 161 | Underbuilt on | 42.86 | 0 | 1 | 636 MCM | 141157 | 1355615 | 1496772 | 0 | 0 | 0 | 0 | 0 | 0 | 0 | 0 | 0 | 0 | 0 | 0 | 0 | 0 | 0 | 0 | 0 | 0 | 0 | 0 | 12
NO |  | 167 | 2012 | 0 | 27 | 27 |  |  |  | 0 | 0 | Steel & Wood | 0 | 0 | 0 |  | 0 | 0 | 0 | 0 | 0 | 0 | 0 | 0 | 0 | 0 | 0 | 0 | 0 | 0 | 0 | 0 | 0 | 0 | 0 | 0 | 0 | 0 | 0 | 12
NO |  | 167 | 2012 | 0 | 28 | 28 |  |  |  | 0 | 0 | Poles | 0 | 0 | 0 |  | 0 | 0 | 0 | 0 | 0 | 0 | 0 | 0 | 0 | 0 | 0 | 0 | 0 | 0 | 0 | 0 | 0 | 0 | 0 | 0 | 0 | 0 | 0 | 12
NO |  | 167 | 2012 | 0 | 36 | 36 |  | TOTAL |  | 0 | 0 |  | 87.36 | 1.55 | 6 |  | 392235 | 3726510 | 4118745 | 0 | 0 | 0 | 0 | 0 | 0 | 0 | 0 | 0 | 0 | 0 | 0 | 0 | 0 | 0 | 0 | 0 | 0 | 0 | 0 | 12
NO |  | 159 | 2012 | 0 | 36 | 36 |  | TOTAL |  | 0 | 0 |  | 3312.95 | 149.76 | 74 |  | 53540084 | 483554033 | 537094117 | 248018 | 6799021 | 0 | 7047039 | 0 | 0 | 0 | 0 | 0 | 0 | 0 | 0 | 0 | 0 | 0 | 0 | 0 | 0 | 0 | 0 | 12
NO |  | 159 | 2012 | 0 | 1 | 1 |  | 115 KV System | Various | 115 | 230 | Various | 95.17 | 0 | 0 | Various | 1307722 | 11588112 | 12895834 | 0 | 0 | 0 | 0 | 0 | 0 | 0 | 0 | 0 | 0 | 0 | 621590447 | 0 | 0 | 0 | 0 | 0 | 0 | 0 | 0 | 12
SI/SI | A | 159 | 2012 | 0 | 2 | 2 |  | 115 KV System | Various | 115 | 115 | Various | 1485.43 | 96.46 | 0 | Various | 27894068 | 215288694 | 243182762 | 0 | 0 | 0 | 3190722.7313 | 0 | 0 | 0 | 0 | 0 | 0 | 0 | 621590448 | 0 | 0 | 0 | 0 | 0 | 0 | 0 | 0 | 12
SI/SI | A | 159 | 2012 | 0 | 3 | 3 |  | 46 KV System | Various | 46 | 115 | Various | 42.89 | 0 | 0 | Various | 393946 | 2220482 | 2614428 | 0 | 0 | 0 | 34303.0681 | 0 | 0 | 0 | 0 | 0 | 0 | 0 | 621590449 | 0 | 0 | 0 | 0 | 0 | 0 | 0 | 0 | 12
SI/SI | A | 159 | 2012 | 0 | 4 | 4 |  | 46 KV System | Various | 46 | 46 | Various | 607.45 | 25.77 | 0 | Various | 2157896 | 42815893 | 44973789 | 0 | 0 | 0 | 590086.6069 | 0 | 0 | 0 | 0 | 0 | 0 | 0 | 621590450 | 0 | 0 | 0 | 0 | 0 | 0 | 0 | 0 | 12
SI/SI | A | 159 | 2012 | 0 | 5 | 5 |  | 33 KV System | Various | 33 | 33 | Various | 67.68 | 3.29 | 0 |  | 62375 | 4126679 | 4189054 | 0 | 0 | 0 | 54963.2289 | 0 | 0 | 0 | 0 | 0 | 0 | 0 | 621590451 | 0 | 0 | 0 | 0 | 0 | 0 | 0 | 0 | 12
NO |  | 159 | 2012 | 0 | 6 | 6 |  | 13.8 KV System | SPA | 13.8 | 46 | Various | 0.34 | 0 | 1 |  | 0 | 0 | 0 | 0 | 0 | 0 | 0 | 0 | 0 | 0 | 0 | 0 | 0 | 0 | 0 | 0 | 0 | 0 | 0 | 0 | 0 | 0 | 0 | 12
NO |  | 159 | 2012 | 0 | 7 | 7 |  | 13.8 KV System | Neal Shoals | 13.8 | 13.8 | Wood-SP | 11.1 | 0 | 1 |  | 0 | 0 | 0 | 0 | 0 | 0 | 0 | 0 | 0 | 0 | 0 | 0 | 0 | 0 | 0 | 0 | 0 | 0 | 0 | 0 | 0 | 0 | 0 | 12
SI/SI | A | 159 | 2012 | 0 | 8 | 8 |  | 13.8 KV System | Neal Shoals | 13.8 | 13.8 | Wood-SP | 2.9 | 2.9 | 2 | 336mcm | 4210 | 228414 | 232624 | 0 | 0 | 0 | 3052.1846 | 0 | 0 | 0 | 0 | 0 | 0 | 0 | 0 | 0 | 0 | 0 | 0 | 0 | 0 | 0 | 0 | 12
NO |  | 159 | 2012 | 0 | 9 | 9 |  | 230 KV System |  | 0 | 0 |  | 0 | 0 | 0 |  | 12538556 | 169377819 | 181916375 | 0 | 0 | 0 | 0 | 0 | 0 | 0 | 0 | 0 | 0 | 0 | 0 | 0 | 0 | 0 | 621590452 | 0 | 0 | 0 | 0 | 12
NO |  | 159 | 2012 | 0 | 10 | 10 |  | CEC Cola Energy | Fold-in | 230 | 230 | Steel-SP | 5.88 | 0 | 1 | 1272mcm | 0 | 0 | 0 | 0 | 0 | 0 | 0 | 0 | 0 | 0 | 0 | 0 | 0 | 0 | 0 | 0 | 0 | 0 | 0 | 0 | 0 | 0 | 0 | 12
NO |  | 159 | 2012 | 0 | 11 | 11 |  | Canadys | Sumter | 230 | 230 | Wood-H | 32 | 0 | 1 | 795mcm | 0 | 0 | 0 | 0 | 0 | 0 | 0 | 0 | 0 | 0 | 0 | 0 | 0 | 0 | 0 | 0 | 0 | 0 | 0 | 0 | 0 | 0 | 0 | 12
NO |  | 159 | 2012 | 0 | 12 | 12 |  | Canadys | Faber Place #1 | 230 | 230 | Wood-H | 40.34 | 0 | 1 | 795mcm | 0 | 0 | 0 | 0 | 0 | 0 | 0 | 0 | 0 | 0 | 0 | 0 | 0 | 0 | 0 | 0 | 0 | 0 | 0 | 0 | 0 | 0 | 0 | 12
NO |  | 159 | 2012 | 0 | 13 | 13 |  | Canadys | Faber Place #2 | 230 | 230 | Wood-H | 42.8 | 0 | 1 | 795mcm | 0 | 0 | 0 | 0 | 0 | 0 | 0 | 0 | 0 | 0 | 0 | 0 | 0 | 0 | 0 | 0 | 0 | 0 | 0 | 0 | 0 | 0 | 0 | 12
NO |  | 159 | 2012 | 0 | 14 | 14 |  | Canadys | Yemassee | 230 | 230 | Wood-H | 30.3 | 0 | 1 | Various | 0 | 0 | 0 | 0 | 0 | 0 | 0 | 0 | 0 | 0 | 0 | 0 | 0 | 0 | 0 | 0 | 0 | 0 | 0 | 0 | 0 | 0 | 0 | 12
NO |  | 159 | 2012 | 0 | 15 | 15 |  | Canadys | Urquhart | 230 | 230 | Wood-H | 79.47 | 0 | 1 | 1272mcm | 0 | 0 | 0 | 0 | 0 | 0 | 0 | 0 | 0 | 0 | 0 | 0 | 0 | 0 | 0 | 0 | 0 | 0 | 0 | 0 | 0 | 0 | 0 | 12
NO |  | 159 | 2012 | 0 | 16 | 16 |  | Canadys | Graniteville-SRP | 230 | 230 | Wood-H | 0.08 | 0 | 1 | 795mcm | 0 | 0 | 0 | 0 | 0 | 0 | 0 | 0 | 0 | 0 | 0 | 0 | 0 | 0 | 0 | 0 | 0 | 0 | 0 | 0 | 0 | 0 | 0 | 12
NO |  | 159 | 2012 | 0 | 17 | 17 |  | Church Creek | Yemassee | 230 | 230 | Various | 52.1 | 0 | 1 | 1272mcm | 0 | 0 | 0 | 0 | 0 | 0 | 0 | 0 | 0 | 0 | 0 | 0 | 0 | 0 | 0 | 0 | 0 | 0 | 0 | 0 | 0 | 0 | 0 | 12
NO |  | 159 | 2012 | 0 | 18 | 18 |  | Cope | Orangeburg | 230 | 230 | Steel-SP | 22.05 | 0 | 2 | 795mcm | 0 | 0 | 0 | 0 | 0 | 0 | 0 | 0 | 0 | 0 | 0 | 0 | 0 | 0 | 0 | 0 | 0 | 0 | 0 | 0 | 0 | 0 | 0 | 12
NO |  | 159 | 2012 | 0 | 19 | 19 |  | Cope | Canadys | 230 | 230 | Steel-SP | 40.53 | 0 | 2 | 795mcm | 0 | 0 | 0 | 0 | 0 | 0 | 0 | 0 | 0 | 0 | 0 | 0 | 0 | 0 | 0 | 0 | 0 | 0 | 0 | 0 | 0 | 0 | 0 | 12
NO |  | 159 | 2012 | 0 | 20 | 20 |  | Edenwood | Denny Terrace | 230 | 230 | Wood-H | 12.16 | 0 | 1 |  | 0 | 0 | 0 | 0 | 0 | 0 | 0 | 0 | 0 | 0 | 0 | 0 | 0 | 0 | 0 | 0 | 0 | 0 | 0 | 0 | 0 | 0 | 0 | 12
NO |  | 159 | 2012 | 0 | 21 | 21 |  | Edenwood | McMeekin | 230 | 230 | Various | 11.48 | 0 | 1 | Various | 0 | 0 | 0 | 0 | 0 | 0 | 0 | 0 | 0 | 0 | 0 | 0 | 0 | 0 | 0 | 0 | 0 | 0 | 0 | 0 | 0 | 0 | 0 | 12
NO |  | 159 | 2012 | 0 | 22 | 22 |  | Edenwood | Tie | 230 | 230 | Wood-H | 1.45 | 0 | 1 | 1272mcm | 0 | 0 | 0 | 0 | 0 | 0 | 0 | 0 | 0 | 0 | 0 | 0 | 0 | 0 | 0 | 0 | 0 | 0 | 0 | 0 | 0 | 0 | 0 | 12
NO |  | 159 | 2012 | 0 | 23 | 23 |  | Edenwood | Owens Steel | 230 | 230 | Steel-SP | 0.41 | 0 | 1 | 1272mcm | 0 | 0 | 0 | 0 | 0 | 0 | 0 | 0 | 0 | 0 | 0 | 0 | 0 | 0 | 0 | 0 | 0 | 0 | 0 | 0 | 0 | 0 | 0 | 12
NO |  | 159 | 2012 | 0 | 24 | 24 |  | Fairfield | Summer | 230 | 230 | Wood-H | 2.79 | 0 | 1 | 1272mcm | 0 | 0 | 0 | 0 | 0 | 0 | 0 | 0 | 0 | 0 | 0 | 0 | 0 | 0 | 0 | 0 | 0 | 0 | 0 | 0 | 0 | 0 | 0 | 12
NO |  | 159 | 2012 | 0 | 25 | 25 |  | Goose Creek | Ashley Phos. | 230 | 230 | Wood-H | 3.1 | 0 | 1 | 1272mcm | 0 | 0 | 0 | 0 | 0 | 0 | 0 | 0 | 0 | 0 | 0 | 0 | 0 | 0 | 0 | 0 | 0 | 0 | 0 | 0 | 0 | 0 | 0 | 12
NO |  | 159 | 2012 | 0 | 26 | 26 |  | Graniteville | Urquhart | 230 | 230 | Wood-H | 11.23 | 0 | 1 | 1272mcm | 0 | 0 | 0 | 0 | 0 | 0 | 0 | 0 | 0 | 0 | 0 | 0 | 0 | 0 | 0 | 0 | 0 | 0 | 0 | 0 | 0 | 0 | 0 | 12
NO |  | 159 | 2012 | 0 | 27 | 27 |  | Hanahan | Bushy Park | 230 | 230 | Wood-H | 10.5 | 0 | 1 |  | 0 | 0 | 0 | 0 | 0 | 0 | 0 | 0 | 0 | 0 | 0 | 0 | 0 | 0 | 0 | 0 | 0 | 0 | 0 | 0 | 0 | 0 | 0 | 12
NO |  | 159 | 2012 | 0 | 28 | 28 |  | Hopkins | Tap | 230 | 230 | Steel-SP | 2.84 | 0 | 1 | 1272mcm | 0 | 0 | 0 | 0 | 0 | 0 | 0 | 0 | 0 | 0 | 0 | 0 | 0 | 0 | 0 | 0 | 0 | 0 | 0 | 0 | 0 | 0 | 0 | 12
NO |  | 159 | 2012 | 0 | 29 | 29 |  | Huron | Tap | 230 | 230 | Wood-H | 0.11 | 0 | 1 | 1272mcm | 0 | 0 | 0 | 0 | 0 | 0 | 0 | 0 | 0 | 0 | 0 | 0 | 0 | 0 | 0 | 0 | 0 | 0 | 0 | 0 | 0 | 0 | 0 | 12
NO |  | 159 | 2012 | 0 | 30 | 30 |  | Jasper | Yemassee#1 | 230 | 230 | Steel-SP | 39.49 | 0 | 2 | 1272mcm | 0 | 0 | 0 | 0 | 0 | 0 | 0 | 0 | 0 | 0 | 0 | 0 | 0 | 0 | 0 | 0 | 0 | 0 | 0 | 0 | 0 | 0 | 0 | 12
NO |  | 159 | 2012 | 0 | 31 | 31 |  | Jasper | Yemassee#2 | 230 | 230 | Steel-SP | 39.27 | 0 | 2 | 1272mcm | 0 | 0 | 0 | 0 | 0 | 0 | 0 | 0 | 0 | 0 | 0 | 0 | 0 | 0 | 0 | 0 | 0 | 0 | 0 | 0 | 0 | 0 | 0 | 12
NO |  | 159 | 2012 | 0 | 32 | 32 |  | Jasper | Purrysburg (Santee) | 230 | 230 | Steel-SP | 1.24 | 0 | 2 | 1272mcm | 0 | 0 | 0 | 0 | 0 | 0 | 0 | 0 | 0 | 0 | 0 | 0 | 0 | 0 | 0 | 0 | 0 | 0 | 0 | 0 | 0 | 0 | 0 | 12
NO |  | 159 | 2012 | 0 | 33 | 33 |  | Ladson | Ashley Phos. | 230 | 230 | Wood-H | 4.6 | 0 | 1 |  | 0 | 0 | 0 | 0 | 0 | 0 | 0 | 0 | 0 | 0 | 0 | 0 | 0 | 0 | 0 | 0 | 0 | 0 | 0 | 0 | 0 | 0 | 0 | 12
NO |  | 159 | 2012 | 0 | 34 | 34 |  | McMeekin | Parr | 230 | 230 | Wood-H | 16.66 | 0 | 1 | 795mcm | 0 | 0 | 0 | 0 | 0 | 0 | 0 | 0 | 0 | 0 | 0 | 0 | 0 | 0 | 0 | 0 | 0 | 0 | 0 | 0 | 0 | 0 | 0 | 12
NO |  | 159 | 2012 | 0 | 35 | 35 |  | Parr | Denny Terrace | 230 | 230 | Wood-H | 21.96 | 0 | 1 | 795mcm | 0 | 0 | 0 | 0 | 0 | 0 | 0 | 0 | 0 | 0 | 0 | 0 | 0 | 0 | 0 | 0 | 0 | 0 | 0 | 0 | 0 | 0 | 0 | 12
NO |  | 159 | 2012 | 1 | 1 | 1 |  | Parr | Duke | 230 | 230 | Tower | 10.9 | 10.9 | 1 | 954mcm | 0 | 0 | 0 | 0 | 0 | 0 | 0 | 0 | 0 | 0 | 0 | 0 | 0 | 0 | 0 | 0 | 0 | 0 | 0 | 0 | 0 | 0 | 0 | 12
NO |  | 159 | 2012 | 1 | 2 | 2 |  | Pepperhill | Mateeba | 230 | 230 | Wood-H | 7.1 | 0 | 1 | 795mcm | 0 | 0 | 0 | 0 | 0 | 0 | 0 | 0 | 0 | 0 | 0 | 0 | 0 | 0 | 0 | 0 | 0 | 0 | 0 | 0 | 0 | 0 | 0 | 12
NO |  | 159 | 2012 | 1 | 3 | 3 |  | Pineland | Denny Terrace | 230 | 230 | Steel-SP | 8.46 | 0 | 2 | 1272mcm | 0 | 0 | 0 | 0 | 0 | 0 | 0 | 0 | 0 | 0 | 0 | 0 | 0 | 0 | 0 | 0 | 0 | 0 | 0 | 0 | 0 | 0 | 0 | 12
NO |  | 159 | 2012 | 1 | 4 | 4 |  | St. George | Ladson | 230 | 230 | Wood-H | 33 | 0 | 1 | 795mcm | 0 | 0 | 0 | 0 | 0 | 0 | 0 | 0 | 0 | 0 | 0 | 0 | 0 | 0 | 0 | 0 | 0 | 0 | 0 | 0 | 0 | 0 | 0 | 12
NO |  | 159 | 2012 | 1 | 5 | 5 |  | Summer | Denny Terrace | 230 | 230 | Wood-H | 4.53 | 0 | 1 | 1272mcm | 0 | 0 | 0 | 0 | 0 | 0 | 0 | 0 | 0 | 0 | 0 | 0 | 0 | 0 | 0 | 0 | 0 | 0 | 0 | 0 | 0 | 0 | 0 | 12
NO |  | 159 | 2012 | 1 | 6 | 6 |  | Summer | Parr #1 | 230 | 230 | Wood-H | 2.38 | 0 | 1 | 1272mcm | 0 | 0 | 0 | 0 | 0 | 0 | 0 | 0 | 0 | 0 | 0 | 0 | 0 | 0 | 0 | 0 | 0 | 0 | 0 | 0 | 0 | 0 | 0 | 12
NO |  | 159 | 2012 | 1 | 7 | 7 |  | Summer | Parr #2 | 230 | 230 | Wood-H | 2.26 | 0 | 1 | 1272mcm | 0 | 0 | 0 | 0 | 0 | 0 | 0 | 0 | 0 | 0 | 0 | 0 | 0 | 0 | 0 | 0 | 0 | 0 | 0 | 0 | 0 | 0 | 0 | 12
NO |  | 159 | 2012 | 1 | 8 | 8 |  | Summer | Graniteville | 230 | 230 | Wood-H | 63.26 | 0 | 1 | 1272mcm | 0 | 0 | 0 | 0 | 0 | 0 | 0 | 0 | 0 | 0 | 0 | 0 | 0 | 0 | 0 | 0 | 0 | 0 | 0 | 0 | 0 | 0 | 0 | 12
NO |  | 159 | 2012 | 1 | 9 | 9 |  | Summer | Pineland | 230 | 230 | Wood-H | 26.83 | 0 | 1 | 1272mcm | 0 | 0 | 0 | 0 | 0 | 0 | 0 | 0 | 0 | 0 | 0 | 0 | 0 | 0 | 0 | 0 | 0 | 0 | 0 | 0 | 0 | 0 | 0 | 12
NO |  | 159 | 2012 | 1 | 10 | 10 |  | Summer | Denny Terrace | 230 | 230 | Wood-H | 26.26 | 0 | 1 | 1272mcm | 0 | 0 | 0 | 0 | 0 | 0 | 0 | 0 | 0 | 0 | 0 | 0 | 0 | 0 | 0 | 0 | 0 | 0 | 0 | 0 | 0 | 0 | 0 | 12
NO |  | 159 | 2012 | 1 | 11 | 11 |  | Summerville | Tap | 230 | 230 | Wood-H | 0 | 0.08 | 1 | 1272mcm | 0 | 0 | 0 | 0 | 0 | 0 | 0 | 0 | 0 | 0 | 0 | 0 | 0 | 0 | 0 | 0 | 0 | 0 | 0 | 0 | 0 | 0 | 0 | 12
NO |  | 159 | 2012 | 1 | 12 | 12 |  | Timberlake | Tap | 230 | 230 | Wood-SP | 8.41 | 0 | 1 | 1272mcm | 0 | 0 | 0 | 0 | 0 | 0 | 0 | 0 | 0 | 0 | 0 | 0 | 0 | 0 | 0 | 0 | 0 | 0 | 0 | 0 | 0 | 0 | 0 | 12
NO |  | 159 | 2012 | 1 | 13 | 13 |  | Urquhart | Fold-in | 230 | 230 | Steel-H | 9.55 | 0 | 1 | 1272mcm | 0 | 0 | 0 | 0 | 0 | 0 | 0 | 0 | 0 | 0 | 0 | 0 | 0 | 0 | 0 | 0 | 0 | 0 | 0 | 0 | 0 | 0 | 0 | 12
NO |  | 159 | 2012 | 1 | 14 | 14 |  | Vogtle | SRP | 230 | 230 | Steel-H | 17.1 | 0 | 1 | 795mcm | 0 | 0 | 0 | 0 | 0 | 0 | 0 | 0 | 0 | 0 | 0 | 0 | 0 | 0 | 0 | 0 | 0 | 0 | 0 | 0 | 0 | 0 | 0 | 12
NO |  | 159 | 2012 | 1 | 15 | 15 |  | Ward | Tie | 230 | 230 | Wood-H | 0.07 | 0 | 1 | 1272mcm | 0 | 0 | 0 | 0 | 0 | 0 | 0 | 0 | 0 | 0 | 0 | 0 | 0 | 0 | 0 | 0 | 0 | 0 | 0 | 0 | 0 | 0 | 0 | 12
NO |  | 159 | 2012 | 1 | 16 | 16 |  | Wateree | Denny Terrace | 230 | 230 | Wood-H | 29.94 | 0 | 1 | Various | 0 | 0 | 0 | 0 | 0 | 0 | 0 | 0 | 0 | 0 | 0 | 0 | 0 | 0 | 0 | 0 | 0 | 0 | 0 | 0 | 0 | 0 | 0 | 12
NO |  | 159 | 2012 | 1 | 17 | 17 |  | Wateree | Edenwood | 230 | 230 | Wood-H | 27.8 | 0 | 1 | 1272mcm | 0 | 0 | 0 | 0 | 0 | 0 | 0 | 0 | 0 | 0 | 0 | 0 | 0 | 0 | 0 | 0 | 0 | 0 | 0 | 0 | 0 | 0 | 0 | 12
NO |  | 159 | 2012 | 1 | 18 | 18 |  | Wateree | Sumter | 230 | 230 | Wood-H | 0.86 | 0 | 1 | 1272mcm | 0 | 0 | 0 | 0 | 0 | 0 | 0 | 0 | 0 | 0 | 0 | 0 | 0 | 0 | 0 | 0 | 0 | 0 | 0 | 0 | 0 | 0 | 0 | 12
NO |  | 159 | 2012 | 1 | 19 | 19 |  | Wateree | St. George | 230 | 230 | Wood-H | 45.6 | 0 | 1 | 1272mcm | 0 | 0 | 0 | 0 | 0 | 0 | 0 | 0 | 0 | 0 | 0 | 0 | 0 | 0 | 0 | 0 | 0 | 0 | 0 | 0 | 0 | 0 | 0 | 12
NO |  | 159 | 2012 | 1 | 20 | 20 |  | Wateree | Pineland | 230 | 230 | Wood-H | 38.18 | 0 | 1 | 1272mcm | 0 | 0 | 0 | 0 | 0 | 0 | 0 | 0 | 0 | 0 | 0 | 0 | 0 | 0 | 0 | 0 | 0 | 0 | 0 | 0 | 0 | 0 | 0 | 12
NO |  | 159 | 2012 | 1 | 21 | 21 |  | Wateree | Hercules | 230 | 230 | Wood-H | 0.45 | 0 | 1 | 1272mcm | 0 | 0 | 0 | 0 | 0 | 0 | 0 | 0 | 0 | 0 | 0 | 0 | 0 | 0 | 0 | 0 | 0 | 0 | 0 | 0 | 0 | 0 | 0 | 12
NO |  | 159 | 2012 | 1 | 22 | 22 |  | Wateree | Orangeburg | 230 | 230 | Wood-H | 27.1 | 0 | 1 | 795mcm | 0 | 0 | 0 | 0 | 0 | 0 | 0 | 0 | 0 | 0 | 0 | 0 | 0 | 0 | 0 | 0 | 0 | 0 | 0 | 0 | 0 | 0 | 0 | 12
NO |  | 159 | 2012 | 1 | 23 | 23 |  | Wateree-Edenwood | Columbia | 230 | 230 | Steel-H | 2.95 | 2.95 | 2 | 1272mcm | 0 | 0 | 0 | 0 | 0 | 0 | 0 | 0 | 0 | 0 | 0 | 0 | 0 | 0 | 0 | 0 | 0 | 0 | 0 | 0 | 0 | 0 | 0 | 12
NO |  | 159 | 2012 | 1 | 24 | 24 |  | Williams | Wateree | 230 | 230 | Wood-H | 10.3 | 0 | 1 | 1272mcm | 0 | 0 | 0 | 0 | 0 | 0 | 0 | 0 | 0 | 0 | 0 | 0 | 0 | 0 | 0 | 0 | 0 | 0 | 0 | 0 | 0 | 0 | 0 | 12
NO |  | 159 | 2012 | 1 | 25 | 25 |  | Williams | Canadys | 230 | 230 | Wood-H | 9.6 | 0.7 | 1 | 1272mcm | 0 | 0 | 0 | 0 | 0 | 0 | 0 | 0 | 0 | 0 | 0 | 0 | 0 | 0 | 0 | 0 | 0 | 0 | 0 | 0 | 0 | 0 | 0 | 12
NO |  | 159 | 2012 | 1 | 26 | 26 |  | Williams | Faber Place #2 | 230 | 230 | Tower-H | 17.31 | 6.71 | 2 | 1272mcm | 0 | 0 | 0 | 0 | 0 | 0 | 0 | 0 | 0 | 0 | 0 | 0 | 0 | 0 | 0 | 0 | 0 | 0 | 0 | 0 | 0 | 0 | 0 | 12
NO |  | 159 | 2012 | 1 | 27 | 27 |  | Williams | Tie | 230 | 230 | Concrete | 0.08 | 0 | 1 | 1272mcm | 0 | 0 | 0 | 0 | 0 | 0 | 0 | 0 | 0 | 0 | 0 | 0 | 0 | 0 | 0 | 0 | 0 | 0 | 0 | 0 | 0 | 0 | 0 | 12
NO |  | 159 | 2012 | 1 | 28 | 28 |  | Williams | DuPont | 230 | 230 | Wood-H | 6.6 | 0 | 1 | 1272mcm | 0 | 0 | 0 | 0 | 0 | 0 | 0 | 0 | 0 | 0 | 0 | 0 | 0 | 0 | 0 | 0 | 0 | 0 | 0 | 0 | 0 | 0 | 0 | 12
NO |  | 159 | 2012 | 1 | 29 | 29 |  | Yemassee | Burton | 230 | 230 | Steel-SP | 21.31 | 0 | 2 | 1272mcm | 0 | 0 | 0 | 0 | 0 | 0 | 0 | 0 | 0 | 0 | 0 | 0 | 0 | 0 | 0 | 0 | 0 | 0 | 0 | 0 | 0 | 0 | 0 | 12
NO |  | 159 | 2012 | 1 | 30 | 30 |  | Yemassee | Santee | 230 | 230 | Wood-H | 2.93 | 0 | 2 | 1272mcm | 0 | 0 | 0 | 0 | 0 | 0 | 0 | 0 | 0 | 0 | 0 | 0 | 0 | 0 | 0 | 0 | 0 | 0 | 0 | 0 | 0 | 0 | 0 | 12
NO |  | 159 | 2012 | 1 | 31 | 31 |  | Underground |  | 0 | 0 |  | 0 | 0 | 0 |  | 0 | 0 | 0 | 0 | 0 | 0 | 0 | 0 | 0 | 0 | 0 | 0 | 0 | 0 | 0 | 0 | 0 | 0 | 0 | 0 | 0 | 0 | 0 | 12
SI/SI | A | 159 | 2012 | 1 | 32 | 32 |  | 33 KV System |  | 0 | 0 |  | 0.23 | 0 | 2 | 250mcm | 0 | 16443 | 16443 | 0 | 0 | 0 | 215.7433 | 0 | 0 | 0 | 0 | 0 | 0 | 0 | 0 | 0 | 0 | 0 | 0 | 0 | 0 | 0 | 0 | 12
SI/SI | A | 159 | 2012 | 1 | 33 | 33 |  | 46 KV System |  | 0 | 0 |  | 0.9 | 0 | 1 | 750mcm | 0 | 1623433 | 1623433 | 0 | 0 | 0 | 21300.5418 | 0 | 0 | 0 | 0 | 0 | 0 | 0 | 0 | 0 | 0 | 0 | 0 | 0 | 0 | 0 | 0 | 12
SI/SI | A | 159 | 2012 | 1 | 34 | 34 |  | 115 KV System |  | 0 | 0 |  | 12.9 | 0 | 1 | 1500mcm | 9181311 | 36268064 | 45449375 | 0 | 0 | 0 | 596326.6177 | 0 | 0 | 0 | 0 | 0 | 0 | 0 | 0 | 0 | 0 | 0 | 0 | 0 | 0 | 0 | 0 | 12
NO |  | 159 | 2012 | 1 | 35 | 35 |  |  |  | 0 | 0 |  | 0 | 0 | 0 |  | 0 | 0 | 0 | 248018 | 6799021 | 0 | 7047039 | 621590771 | 0 | 0 | 0 | 0 | 0 | 0 | 0 | 0 | 0 | 0 | 0 | 621590454 | 621590455 | 0 | 0 | 12
NO |  | 262 | 2012 | 0 | 1 | 1 |  | Joppa CTG | Joppa 345 | 161 | 161 | Wood H | 0.42 | 0 | 1 | 1033.5 kc mile | 9000 | 90800 | 99800 | 0 | 0 | 0 | 0 | 0 | 0 | 0 | 0 | 0 | 0 | 0 | 0 | 0 | 0 | 0 | 0 | 0 | 0 | 0 | 0 | 12
NO |  | 262 | 2012 | 0 | 2 | 2 |  |  |  | 0 | 0 |  | 0 | 0 | 0 | ACS R | 0 | 0 | 0 | 0 | 0 | 0 | 0 | 0 | 0 | 0 | 0 | 0 | 0 | 0 | 0 | 0 | 0 | 0 | 0 | 0 | 0 | 0 | 0 | 12
NO |  | 262 | 2012 | 0 | 36 | 36 |  | TOTAL |  | 0 | 0 |  | 0.42 | 0 | 1 |  | 9000 | 90800 | 99800 | 0 | 0 | 0 | 0 | 0 | 0 | 0 | 0 | 0 | 0 | 0 | 0 | 0 | 0 | 0 | 0 | 0 | 0 | 0 | 0 | 12
NO |  | 68 | 2012 | 0 | 1 | 1 |  | [18A] DOW345 | SOUTH TEXAS | 345 | 345 | (3) STEEL | 45.33 | 0 | 0 | 2-795 ACSR | 0 | 0 | 0 | 0 | 0 | 0 | 0 | 0 | 0 | 0 | 0 | 0 | 0 | 0 | 0 | 0 | 0 | 0 | 0 | 0 | 0 | 0 | 0 | 12
NO |  | 68 | 2012 | 0 | 2 | 2 |  | [18B] DOW345 | OASIS | 345 | 345 | (3) STEEL | 0 | 36.03 | 0 | 2-795 ACSR | 0 | 0 | 0 | 0 | 0 | 0 | 0 | 0 | 0 | 0 | 0 | 0 | 0 | 0 | 0 | 0 | 0 | 0 | 0 | 0 | 0 | 0 | 0 | 12
NO |  | 68 | 2012 | 0 | 3 | 3 |  | [18C] OASIS | W.A. PARISH PLANT | 345 | 345 | (3) STEEL | 19.52 | 0 | 0 | 1-433 ACSS | 0 | 0 | 0 | 0 | 0 | 0 | 0 | 0 | 0 | 0 | 0 | 0 | 0 | 0 | 0 | 0 | 0 | 0 | 0 | 0 | 0 | 0 | 0 | 12
NO |  | 68 | 2012 | 0 | 4 | 4 |  | [27A] DOW345 | SOUTH TEXAS | 345 | 345 | (3) STEEL | 0 | 45.33 | 0 | 2-795 ACSR | 0 | 0 | 0 | 0 | 0 | 0 | 0 | 0 | 0 | 0 | 0 | 0 | 0 | 0 | 0 | 0 | 0 | 0 | 0 | 0 | 0 | 0 | 0 | 12
NO |  | 68 | 2012 | 0 | 5 | 5 |  | [27B] DOW345 | OASIS | 345 | 345 | (3) STEEL | 36.04 | 0 | 0 | 2-795 ACAR | 0 | 0 | 0 | 0 | 0 | 0 | 0 | 0 | 0 | 0 | 0 | 0 | 0 | 0 | 0 | 0 | 0 | 0 | 0 | 0 | 0 | 0 | 0 | 12
NO |  | 68 | 2012 | 0 | 6 | 6 |  | [39A] DANEVANG (CORNER) | SOUTH TEXAS | 345 | 345 | (3) STEEL | 19.39 | 0 | 0 | 2-795 ACSR | 0 | 0 | 0 | 0 | 0 | 0 | 0 | 0 | 0 | 0 | 0 | 0 | 0 | 0 | 0 | 0 | 0 | 0 | 0 | 0 | 0 | 0 | 0 | 12
NO |  | 68 | 2012 | 0 | 7 | 7 |  | [39A] W.A. PARISH PLANT | COLORADO RIVER (TIE) | 345 | 345 | (3) STEEL | 34.72 | 0 | 0 | 2-795 ACSR | 0 | 0 | 0 | 0 | 0 | 0 | 0 | 0 | 0 | 0 | 0 | 0 | 0 | 0 | 0 | 0 | 0 | 0 | 0 | 0 | 0 | 0 | 0 | 12
NO |  | 68 | 2012 | 0 | 8 | 8 |  | [39B] ADDICKS | OBRIEN | 345 | 345 | (3) STEEL | 18.1 | 0 | 0 | 2-2167 ACSR | 0 | 0 | 0 | 0 | 0 | 0 | 0 | 0 | 0 | 0 | 0 | 0 | 0 | 0 | 0 | 0 | 0 | 0 | 0 | 0 | 0 | 0 | 0 | 12
NO |  | 68 | 2012 | 0 | 9 | 9 |  | [50A] BELLAIRE | W.A. PARISH PLANT | 345 | 345 | (3) STEEL | 0 | 24.99 | 0 | 2-795 ACSR | 0 | 0 | 0 | 0 | 0 | 0 | 0 | 0 | 0 | 0 | 0 | 0 | 0 | 0 | 0 | 0 | 0 | 0 | 0 | 0 | 0 | 0 | 0 | 12
NO |  | 68 | 2012 | 0 | 10 | 10 |  | [64A] JEANETTA | W.A. PARISH PLANT | 345 | 345 | (3) STEEL | 20.05 | 0 | 0 | 2-2167 ACSR | 0 | 0 | 0 | 0 | 0 | 0 | 0 | 0 | 0 | 0 | 0 | 0 | 0 | 0 | 0 | 0 | 0 | 0 | 0 | 0 | 0 | 0 | 0 | 12
NO |  | 68 | 2012 | 0 | 11 | 11 |  | [64B] BELLAIRE | JEANETTA | 345 | 345 | (3) STEEL | 5.51 | 0 | 0 | 2-2167 ACSR | 0 | 0 | 0 | 0 | 0 | 0 | 0 | 0 | 0 | 0 | 0 | 0 | 0 | 0 | 0 | 0 | 0 | 0 | 0 | 0 | 0 | 0 | 0 | 12
NO |  | 68 | 2012 | 0 | 12 | 12 |  | [64C] HILLJE | W.A. PARISH PLANT | 345 | 345 | (3) STEEL | 0.22 | 48.72 | 0 | 1-433 ACSS | 0 | 0 | 0 | 0 | 0 | 0 | 0 | 0 | 0 | 0 | 0 | 0 | 0 | 0 | 0 | 0 | 0 | 0 | 0 | 0 | 0 | 0 | 0 | 12
NO |  | 68 | 2012 | 0 | 13 | 13 |  | [64D] HILLJE | SOUTH TEXAS | 345 | 345 | (3) STEEL | 19.5 | 0 | 0 | 2-795 ACSR | 0 | 0 | 0 | 0 | 0 | 0 | 0 | 0 | 0 | 0 | 0 | 0 | 0 | 0 | 0 | 0 | 0 | 0 | 0 | 0 | 0 | 0 | 0 | 12
NO |  | 68 | 2012 | 0 | 14 | 14 |  | [68B] GREENS BAYOU PLANT | DEEPWATER | 345 | 345 | (1) STEEL | 7.44 | 0 | 0 | 3-959 ACSS | 0 | 0 | 0 | 0 | 0 | 0 | 0 | 0 | 0 | 0 | 0 | 0 | 0 | 0 | 0 | 0 | 0 | 0 | 0 | 0 | 0 | 0 | 0 | 12
NO |  | 68 | 2012 | 0 | 15 | 15 |  | [69B] GREENS BAYOU PLANT | DEEPWATER | 345 | 345 | (1) STEEL | 0 | 7.46 | 0 | 3-959 ACSS | 0 | 0 | 0 | 0 | 0 | 0 | 0 | 0 | 0 | 0 | 0 | 0 | 0 | 0 | 0 | 0 | 0 | 0 | 0 | 0 | 0 | 0 | 0 | 12
NO |  | 68 | 2012 | 0 | 16 | 16 |  | [71A] T.H. WHARTON PLANT | ADDICKS | 345 | 345 | (3) STEEL | 10.68 | 0 | 0 | 2-795 ACSR | 0 | 0 | 0 | 0 | 0 | 0 | 0 | 0 | 0 | 0 | 0 | 0 | 0 | 0 | 0 | 0 | 0 | 0 | 0 | 0 | 0 | 0 | 0 | 12
NO |  | 68 | 2012 | 0 | 17 | 17 |  | [71B] ADDICKS | WHITE OAK | 345 | 345 | (3) STEEL | 9.37 | 0 | 0 | 2-795 ACSR | 0 | 0 | 0 | 0 | 0 | 0 | 0 | 0 | 0 | 0 | 0 | 0 | 0 | 0 | 0 | 0 | 0 | 0 | 0 | 0 | 0 | 0 | 0 | 12
NO |  | 68 | 2012 | 0 | 18 | 18 |  | [71C] T.H. WHARTON PLANT | ZENITH | 345 | 345 | (3) STEEL | 15.1 | 0 | 0 | 2-927 ACAR | 0 | 0 | 0 | 0 | 0 | 0 | 0 | 0 | 0 | 0 | 0 | 0 | 0 | 0 | 0 | 0 | 0 | 0 | 0 | 0 | 0 | 0 | 0 | 12
NO |  | 68 | 2012 | 0 | 19 | 19 |  | [71D] OBRIEN | ZENITH | 345 | 345 | (3) STEEL | 16.77 | 0 | 0 | 2-795ACSR | 0 | 0 | 0 | 0 | 0 | 0 | 0 | 0 | 0 | 0 | 0 | 0 | 0 | 0 | 0 | 0 | 0 | 0 | 0 | 0 | 0 | 0 | 0 | 12
NO |  | 68 | 2012 | 0 | 20 | 20 |  | [72A] JEANETTA | W.A. PARISH PLANT | 345 | 345 | (3) STEEL | 0 | 20.07 | 0 | 2-2167 ACSR | 0 | 0 | 0 | 0 | 0 | 0 | 0 | 0 | 0 | 0 | 0 | 0 | 0 | 0 | 0 | 0 | 0 | 0 | 0 | 0 | 0 | 0 | 0 | 12
NO |  | 68 | 2012 | 0 | 21 | 21 |  | [72B] JEANETTA | WHITE OAK | 345 | 345 | (3) STEEL | 12.03 | 0 | 0 | 2-2167 ACSR | 0 | 0 | 0 | 0 | 0 | 0 | 0 | 0 | 0 | 0 | 0 | 0 | 0 | 0 | 0 | 0 | 0 | 0 | 0 | 0 | 0 | 0 | 0 | 12
NO |  | 68 | 2012 | 0 | 22 | 22 |  | [72C] HILLJE | W.A. PARISH PLANT | 345 | 345 | (3) STEEL | 48.95 | 0 | 0 | 1-433 ACSS | 0 | 0 | 0 | 0 | 0 | 0 | 0 | 0 | 0 | 0 | 0 | 0 | 0 | 0 | 0 | 0 | 0 | 0 | 0 | 0 | 0 | 0 | 0 | 12
NO |  | 68 | 2012 | 0 | 23 | 23 |  | [74A] GREENS BAYOU PLANT | KING | 345 | 345 | (3) STEEL | 7.43 | 0 | 0 | 2-927 ACSR | 0 | 0 | 0 | 0 | 0 | 0 | 0 | 0 | 0 | 0 | 0 | 0 | 0 | 0 | 0 | 0 | 0 | 0 | 0 | 0 | 0 | 0 | 0 | 12
NO |  | 68 | 2012 | 0 | 24 | 24 |  | [74B] KUYKENDAHL | TAP | 345 | 345 | (3) STEEL | 0.05 | 0 | 0 | 2-795 ACSR | 0 | 0 | 0 | 0 | 0 | 0 | 0 | 0 | 0 | 0 | 0 | 0 | 0 | 0 | 0 | 0 | 0 | 0 | 0 | 0 | 0 | 0 | 0 | 12
NO |  | 68 | 2012 | 0 | 25 | 25 |  | [74B] TOMBALL | ROTHWOOD | 345 | 345 | (3) STEEL | 10.1 | 0 | 0 | 2-1590 ACSR | 0 | 0 | 0 | 0 | 0 | 0 | 0 | 0 | 0 | 0 | 0 | 0 | 0 | 0 | 0 | 0 | 0 | 0 | 0 | 0 | 0 | 0 | 0 | 12
NO |  | 68 | 2012 | 0 | 26 | 26 |  | [74C] TOMBALL | SINGLETON | 345 | 345 | (3) STEEL | 46.55 | 0 | 0 | 2-1590 ACSR | 0 | 0 | 0 | 0 | 0 | 0 | 0 | 0 | 0 | 0 | 0 | 0 | 0 | 0 | 0 | 0 | 0 | 0 | 0 | 0 | 0 | 0 | 0 | 12
NO |  | 68 | 2012 | 0 | 27 | 27 |  | [74D] TP&L JEWETT | LIMESTONE | 345 | 345 | (3) STEEL | 10.46 | 0 | 0 | 2-1590 ACSR | 0 | 0 | 0 | 0 | 0 | 0 | 0 | 0 | 0 | 0 | 0 | 0 | 0 | 0 | 0 | 0 | 0 | 0 | 0 | 0 | 0 | 0 | 0 | 12
NO |  | 68 | 2012 | 0 | 28 | 28 |  | [74E] LIMESTONE | TP&L TWIN OAK | 345 | 345 | (3) STEEL | 23.67 | 0 | 0 | 2-1590 ACSR | 0 | 0 | 0 | 0 | 0 | 0 | 0 | 0 | 0 | 0 | 0 | 0 | 0 | 0 | 0 | 0 | 0 | 0 | 0 | 0 | 0 | 0 | 0 | 12
NO |  | 68 | 2012 | 0 | 29 | 29 |  | [74F] GREENS BAYOU PLANT | SHELDON | 345 | 345 | (1) STEEL | 6.74 | 0 | 0 | 2-2167 ACSR | 0 | 0 | 0 | 0 | 0 | 0 | 0 | 0 | 0 | 0 | 0 | 0 | 0 | 0 | 0 | 0 | 0 | 0 | 0 | 0 | 0 | 0 | 0 | 12
NO |  | 68 | 2012 | 0 | 30 | 30 |  | [74G] SINGLETON | TP&L TIE | 345 | 345 | (3) STEEL | 33.97 | 0 | 0 | 2-795 ACSR | 0 | 0 | 0 | 0 | 0 | 0 | 0 | 0 | 0 | 0 | 0 | 0 | 0 | 0 | 0 | 0 | 0 | 0 | 0 | 0 | 0 | 0 | 0 | 12
NO |  | 68 | 2012 | 0 | 31 | 31 |  | [74H] KING | ROTHWOOD | 345 | 345 | (3) STEEL | 25.55 | 0 | 0 | 2-1590 ACSR | 0 | 0 | 0 | 0 | 0 | 0 | 0 | 0 | 0 | 0 | 0 | 0 | 0 | 0 | 0 | 0 | 0 | 0 | 0 | 0 | 0 | 0 | 0 | 12
NO |  | 68 | 2012 | 0 | 32 | 32 |  | [75A] GREENS BAYOU PLANT | KING | 345 | 345 | (3) STEEL | 0 | 7.43 | 0 | 2-927 ACAR | 0 | 0 | 0 | 0 | 0 | 0 | 0 | 0 | 0 | 0 | 0 | 0 | 0 | 0 | 0 | 0 | 0 | 0 | 0 | 0 | 0 | 0 | 0 | 12
NO |  | 68 | 2012 | 0 | 33 | 33 |  | [75B] KING | ROANS PRAIRIE | 345 | 345 | (3) STEEL | 0.2 | 72.18 | 0 | 2-1590 ACSR | 0 | 0 | 0 | 0 | 0 | 0 | 0 | 0 | 0 | 0 | 0 | 0 | 0 | 0 | 0 | 0 | 0 | 0 | 0 | 0 | 0 | 0 | 0 | 12
NO |  | 68 | 2012 | 0 | 34 | 34 |  | [75B] KUYKENDAHL | TAP | 345 | 345 | (1)STEEL | 0.08 | 0 | 0 | 2-795 ACSR | 0 | 0 | 0 | 0 | 0 | 0 | 0 | 0 | 0 | 0 | 0 | 0 | 0 | 0 | 0 | 0 | 0 | 0 | 0 | 0 | 0 | 0 | 0 | 12
NO |  | 68 | 2012 | 0 | 35 | 35 |  | [75C] GREENS BAYOU PLANT | SHELDON | 345 | 345 | (1) STEEL | 0 | 6.74 | 0 | 2-2167 ACSR | 0 | 0 | 0 | 0 | 0 | 0 | 0 | 0 | 0 | 0 | 0 | 0 | 0 | 0 | 0 | 0 | 0 | 0 | 0 | 0 | 0 | 0 | 0 | 12
NO |  | 68 | 2012 | 1 | 1 | 1 |  | [75D] ROANS PRAIRIE | SINGLETON | 345 | 345 | (3) STEEL | 0.5 | 5.51 | 0 | 2-1590 ACSR | 0 | 0 | 0 | 0 | 0 | 0 | 0 | 0 | 0 | 0 | 0 | 0 | 0 | 0 | 0 | 0 | 0 | 0 | 0 | 0 | 0 | 0 | 0 | 12
NO |  | 68 | 2012 | 1 | 2 | 2 |  | [97A] T.H. WHARTON PLANT | NORTH BELT | 345 | 345 | (3) STEEL | 10.09 | 0 | 0 | 2-927 ACAR | 0 | 0 | 0 | 0 | 0 | 0 | 0 | 0 | 0 | 0 | 0 | 0 | 0 | 0 | 0 | 0 | 0 | 0 | 0 | 0 | 0 | 0 | 0 | 12
NO |  | 68 | 2012 | 1 | 3 | 3 |  | [97B] NORTH BELT | KING | 345 | 345 | (3) STEEL | 10.1 | 0 | 0 | 2-1433 ACSS | 0 | 0 | 0 | 0 | 0 | 0 | 0 | 0 | 0 | 0 | 0 | 0 | 0 | 0 | 0 | 0 | 0 | 0 | 0 | 0 | 0 | 0 | 0 | 12
NO |  | 68 | 2012 | 1 | 4 | 4 |  | [97C] KING | CHAMBERS | 345 | 345 | (3) STEEL | 25.77 | 0 | 0 | 2-1433 ACSS | 0 | 0 | 0 | 0 | 0 | 0 | 0 | 0 | 0 | 0 | 0 | 0 | 0 | 0 | 0 | 0 | 0 | 0 | 0 | 0 | 0 | 0 | 0 | 12
NO |  | 68 | 2012 | 1 | 5 | 5 |  | [97D] CEDAR BAYOU PLANT | CENTER | 345 | 345 | (3) STEEL | 9.55 | 8.53 | 0 | 3-959 ACSS | 0 | 0 | 0 | 0 | 0 | 0 | 0 | 0 | 0 | 0 | 0 | 0 | 0 | 0 | 0 | 0 | 0 | 0 | 0 | 0 | 0 | 0 | 0 | 12
NO |  | 68 | 2012 | 1 | 6 | 6 |  | [97E] CHAMBERS | CEDAR BAYOU PLANT | 345 | 345 | (3) STEEL | 3.08 | 0 | 0 | 2-1433 ACSS | 0 | 0 | 0 | 0 | 0 | 0 | 0 | 0 | 0 | 0 | 0 | 0 | 0 | 0 | 0 | 0 | 0 | 0 | 0 | 0 | 0 | 0 | 0 | 12
NO |  | 68 | 2012 | 1 | 7 | 7 |  | [97F] CENTER | P.H. ROBINSON PLANT | 345 | 345 | (3) STEEL | 25.09 | 0 | 0 | 2-795 ACSR | 0 | 0 | 0 | 0 | 0 | 0 | 0 | 0 | 0 | 0 | 0 | 0 | 0 | 0 | 0 | 0 | 0 | 0 | 0 | 0 | 0 | 0 | 0 | 12
NO |  | 68 | 2012 | 1 | 8 | 8 |  | [98A] BELLAIRE | SMITHERS | 345 | 345 | (3) STEEL | 24.94 | 0.47 | 0 | 2-1433 ACSS | 0 | 0 | 0 | 0 | 0 | 0 | 0 | 0 | 0 | 0 | 0 | 0 | 0 | 0 | 0 | 0 | 0 | 0 | 0 | 0 | 0 | 0 | 0 | 12
NO |  | 68 | 2012 | 1 | 9 | 9 |  | [98B] W.A. PARISH PLANT | OBRIEN | 345 | 345 | (3) STEEL | 17.01 | 0 | 0 | 2-795 ACSR | 0 | 0 | 0 | 0 | 0 | 0 | 0 | 0 | 0 | 0 | 0 | 0 | 0 | 0 | 0 | 0 | 0 | 0 | 0 | 0 | 0 | 0 | 0 | 12
NO |  | 68 | 2012 | 1 | 10 | 10 |  | [98D] SINGLETON | ZENITH | 345 | 345 | (3) STEEL | 0.18 | 53.11 | 0 | 2-795ACSR | 0 | 0 | 0 | 0 | 0 | 0 | 0 | 0 | 0 | 0 | 0 | 0 | 0 | 0 | 0 | 0 | 0 | 0 | 0 | 0 | 0 | 0 | 0 | 12
NO |  | 68 | 2012 | 1 | 11 | 11 |  | [98E] TP&L JEWETT | LIMESTONE | 345 | 345 | (3) STEEL | 0 | 10.46 | 0 | 2-1590 ACSR | 0 | 0 | 0 | 0 | 0 | 0 | 0 | 0 | 0 | 0 | 0 | 0 | 0 | 0 | 0 | 0 | 0 | 0 | 0 | 0 | 0 | 0 | 0 | 12
NO |  | 68 | 2012 | 1 | 12 | 12 |  | [98F] LIMESTONE | TP&L TWIN OAK | 345 | 345 | (3) STEEL | 0 | 23.67 | 0 | 2-1590 ACSR | 0 | 0 | 0 | 0 | 0 | 0 | 0 | 0 | 0 | 0 | 0 | 0 | 0 | 0 | 0 | 0 | 0 | 0 | 0 | 0 | 0 | 0 | 0 | 12
NO |  | 68 | 2012 | 1 | 13 | 13 |  | [98G] SMITHERS | W.A. PARISH PLANT | 345 | 345 | (3) STEEL | 0.53 | 0 | 0 | 2-1433 ACSS | 0 | 0 | 0 | 0 | 0 | 0 | 0 | 0 | 0 | 0 | 0 | 0 | 0 | 0 | 0 | 0 | 0 | 0 | 0 | 0 | 0 | 0 | 0 | 12
NO |  | 68 | 2012 | 1 | 14 | 14 |  | [98H] SINGLETON | TP&L TIE | 345 | 345 | (3) STEEL | 0.03 | 33.95 | 0 | 2-795 ACSR | 0 | 0 | 0 | 0 | 0 | 0 | 0 | 0 | 0 | 0 | 0 | 0 | 0 | 0 | 0 | 0 | 0 | 0 | 0 | 0 | 0 | 0 | 0 | 12
NO |  | 68 | 2012 | 1 | 15 | 15 |  | [98I] T.H. WHARTON PLANT | ZENITH | 345 | 345 | (3) STEEL | 0.23 | 14.85 | 0 | 2-927 ACAR | 0 | 0 | 0 | 0 | 0 | 0 | 0 | 0 | 0 | 0 | 0 | 0 | 0 | 0 | 0 | 0 | 0 | 0 | 0 | 0 | 0 | 0 | 0 | 12
NO |  | 68 | 2012 | 1 | 16 | 16 |  | [99A] P.H. ROBINSON PLANT | MEADOW | 345 | 345 | (3) STEEL | 17.37 | 0 | 0 | 2-927 ACAR | 0 | 0 | 0 | 0 | 0 | 0 | 0 | 0 | 0 | 0 | 0 | 0 | 0 | 0 | 0 | 0 | 0 | 0 | 0 | 0 | 0 | 0 | 0 | 12
NO |  | 68 | 2012 | 1 | 17 | 17 |  | [99B] OASIS | W.A. PARISH PLANT | 345 | 345 | (3) STEEL | 0.18 | 19.36 | 0 | 1-433 ACSS | 0 | 0 | 0 | 0 | 0 | 0 | 0 | 0 | 0 | 0 | 0 | 0 | 0 | 0 | 0 | 0 | 0 | 0 | 0 | 0 | 0 | 0 | 0 | 12
NO |  | 68 | 2012 | 1 | 18 | 18 |  | [99C] W.A. PARISH PLANT | OBRIEN | 345 | 345 | (3) STEEL | 0.39 | 16.62 | 0 | 2-795 ACSR | 0 | 0 | 0 | 0 | 0 | 0 | 0 | 0 | 0 | 0 | 0 | 0 | 0 | 0 | 0 | 0 | 0 | 0 | 0 | 0 | 0 | 0 | 0 | 12
NO |  | 68 | 2012 | 1 | 19 | 19 |  | [99D] SINGLETON | ZENITH | 345 | 345 | (3) STEEL | 53.29 | 0 | 0 | 2-795ACSR | 0 | 0 | 0 | 0 | 0 | 0 | 0 | 0 | 0 | 0 | 0 | 0 | 0 | 0 | 0 | 0 | 0 | 0 | 0 | 0 | 0 | 0 | 0 | 12
NO |  | 68 | 2012 | 1 | 20 | 20 |  | [99E] MEADOW | OASIS | 345 | 345 | (3) STEEL | 3.15 | 0 | 0 | 2-927 ACAR | 0 | 0 | 0 | 0 | 0 | 0 | 0 | 0 | 0 | 0 | 0 | 0 | 0 | 0 | 0 | 0 | 0 | 0 | 0 | 0 | 0 | 0 | 0 | 12
NO |  | 68 | 2012 | 1 | 21 | 21 |  | [99F] OBRIEN | ZENITH | 345 | 345 | (3) STEEL | 0.26 | 16.51 | 0 | 2-795ACSR | 0 | 0 | 0 | 0 | 0 | 0 | 0 | 0 | 0 | 0 | 0 | 0 | 0 | 0 | 0 | 0 | 0 | 0 | 0 | 0 | 0 | 0 | 0 | 12
NO |  | 68 | 2012 | 1 | 22 | 22 |  | [99G] NORTH BELT | CEDAR BAYOU PLANT | 345 | 345 | (3) STEEL | 0 | 38.84 | 0 | 2-795 ACSR | 0 | 0 | 0 | 0 | 0 | 0 | 0 | 0 | 0 | 0 | 0 | 0 | 0 | 0 | 0 | 0 | 0 | 0 | 0 | 0 | 0 | 0 | 0 | 12
NO |  | 68 | 2012 | 1 | 23 | 23 |  | [01A] GALVESTON 26TH ST | SEAWALL | 138 | 138 | (4) UNDER | 1.71 | 0 | 0 | 1250 CUDP | 0 | 0 | 0 | 0 | 0 | 0 | 0 | 0 | 0 | 0 | 0 | 0 | 0 | 0 | 0 | 0 | 0 | 0 | 0 | 0 | 0 | 0 | 0 | 12
NO |  | 68 | 2012 | 1 | 24 | 24 |  | [01B] TIKI ISLAND | TAP | 138 | 138 | (2) WOOD | 0.02 | 0 | 0 | 795ACSR | 0 | 0 | 0 | 0 | 0 | 0 | 0 | 0 | 0 | 0 | 0 | 0 | 0 | 0 | 0 | 0 | 0 | 0 | 0 | 0 | 0 | 0 | 0 | 12
NO |  | 68 | 2012 | 1 | 25 | 25 |  | [01B] WEBSTER PLANT | GALVESTON 26TH ST | 138 | 138 | (3) STEEL | 28.62 | 0 | 0 | 795 ACSR | 0 | 0 | 0 | 0 | 0 | 0 | 0 | 0 | 0 | 0 | 0 | 0 | 0 | 0 | 0 | 0 | 0 | 0 | 0 | 0 | 0 | 0 | 0 | 12
NO |  | 68 | 2012 | 1 | 26 | 26 |  | [01C] DEEPWATER | APLIED | 138 | 138 | (3) STEEL | 0 | 0.07 | 0 | 125 AAC | 0 | 0 | 0 | 0 | 0 | 0 | 0 | 0 | 0 | 0 | 0 | 0 | 0 | 0 | 0 | 0 | 0 | 0 | 0 | 0 | 0 | 0 | 0 | 12
NO |  | 68 | 2012 | 1 | 27 | 27 |  | [01X] P.H. ROBINSON PLANT | YGF (TNMP) | 138 | 138 | (3) STEEL | 0.38 | 0 | 0 | 2-959 ACSS | 0 | 0 | 0 | 0 | 0 | 0 | 0 | 0 | 0 | 0 | 0 | 0 | 0 | 0 | 0 | 0 | 0 | 0 | 0 | 0 | 0 | 0 | 0 | 12
NO |  | 68 | 2012 | 1 | 28 | 28 |  | [02A] BLUERIDGE | TAP | 138 | 138 | (2) WOOD | 0.08 | 0 | 0 | 795 AAC | 0 | 0 | 0 | 0 | 0 | 0 | 0 | 0 | 0 | 0 | 0 | 0 | 0 | 0 | 0 | 0 | 0 | 0 | 0 | 0 | 0 | 0 | 0 | 12
NO |  | 68 | 2012 | 1 | 29 | 29 |  | [02A] DEWALT | W.A. PARISH PLANT | 138 | 138 | (3) STEEL | 11.18 | 0 | 0 | 795 AAC | 0 | 0 | 0 | 0 | 0 | 0 | 0 | 0 | 0 | 0 | 0 | 0 | 0 | 0 | 0 | 0 | 0 | 0 | 0 | 0 | 0 | 0 | 0 | 12
NO |  | 68 | 2012 | 1 | 30 | 30 |  | [02A] H.O. CLARK PLANT | DEWALT | 138 | 138 | (3) STEEL | 8.66 | 0 | 0 | 2-795 AAC | 0 | 0 | 0 | 0 | 0 | 0 | 0 | 0 | 0 | 0 | 0 | 0 | 0 | 0 | 0 | 0 | 0 | 0 | 0 | 0 | 0 | 0 | 0 | 12
NO |  | 68 | 2012 | 1 | 31 | 31 |  | [02A] MULA_ | TAP | 138 | 138 | (1) WOOD | 2.22 | 0 | 0 | 795 AAC | 0 | 0 | 0 | 0 | 0 | 0 | 0 | 0 | 0 | 0 | 0 | 0 | 0 | 0 | 0 | 0 | 0 | 0 | 0 | 0 | 0 | 0 | 0 | 12
NO |  | 68 | 2012 | 1 | 32 | 32 |  | [02A] QUAIL VALLEY | TAP | 138 | 138 | (3) STEEL | 3.33 | 0 | 0 | 795 ACSR | 0 | 0 | 0 | 0 | 0 | 0 | 0 | 0 | 0 | 0 | 0 | 0 | 0 | 0 | 0 | 0 | 0 | 0 | 0 | 0 | 0 | 0 | 0 | 12
NO |  | 68 | 2012 | 1 | 33 | 33 |  | [02A] SIENNA | TAP | 138 | 138 | (1)CONCRETE | 2.71 | 0 | 0 | 1433 ACSS | 0 | 0 | 0 | 0 | 0 | 0 | 0 | 0 | 0 | 0 | 0 | 0 | 0 | 0 | 0 | 0 | 0 | 0 | 0 | 0 | 0 | 0 | 0 | 12
NO |  | 68 | 2012 | 1 | 34 | 34 |  | [02A] TELVIEW | TAP | 138 | 138 | (3) STEEL | 2.99 | 0 | 0 | 795 ACSR | 0 | 0 | 0 | 0 | 0 | 0 | 0 | 0 | 0 | 0 | 0 | 0 | 0 | 0 | 0 | 0 | 0 | 0 | 0 | 0 | 0 | 0 | 0 | 12
NO |  | 68 | 2012 | 1 | 35 | 35 |  | [02B] NASH | TAP | 138 | 138 | (3) STEEL | 5.55 | 0 | 0 | 1-795 ACSR | 0 | 0 | 0 | 0 | 0 | 0 | 0 | 0 | 0 | 0 | 0 | 0 | 0 | 0 | 0 | 0 | 0 | 0 | 0 | 0 | 0 | 0 | 0 | 12
NO |  | 68 | 2012 | 2 | 1 | 1 |  | [02B] WEST COLUMBIA | W.A. PARISH PLANT | 138 | 138 | (3) STEEL | 24.55 | 0 | 0 | 2-795 AAC | 0 | 0 | 0 | 0 | 0 | 0 | 0 | 0 | 0 | 0 | 0 | 0 | 0 | 0 | 0 | 0 | 0 | 0 | 0 | 0 | 0 | 0 | 0 | 12
NO |  | 68 | 2012 | 2 | 2 | 2 |  | [02C] HOFFMAN | LAKE JACKSON | 138 | 138 | (3) STEEL | 4.83 | 0 | 0 | 795 ACSR | 0 | 0 | 0 | 0 | 0 | 0 | 0 | 0 | 0 | 0 | 0 | 0 | 0 | 0 | 0 | 0 | 0 | 0 | 0 | 0 | 0 | 0 | 0 | 12
NO |  | 68 | 2012 | 2 | 3 | 3 |  | [02C] LAKE JACKSON | WEST COLUMBIA | 138 | 138 | (3) STEEL | 17.62 | 0 | 0 | 795 AAC | 0 | 0 | 0 | 0 | 0 | 0 | 0 | 0 | 0 | 0 | 0 | 0 | 0 | 0 | 0 | 0 | 0 | 0 | 0 | 0 | 0 | 0 | 0 | 12
NO |  | 68 | 2012 | 2 | 4 | 4 |  | [02D] BASF_ | HOFFMAN | 138 | 138 | (3) STEEL | 3.07 | 0 | 0 | 795 ACSR | 0 | 0 | 0 | 0 | 0 | 0 | 0 | 0 | 0 | 0 | 0 | 0 | 0 | 0 | 0 | 0 | 0 | 0 | 0 | 0 | 0 | 0 | 0 | 12
NO |  | 68 | 2012 | 2 | 5 | 5 |  | [02E] BASF_ | BRAZOSPORT | 138 | 138 | (3) STEEL | 2.78 | 0 | 0 | 2-795 ACSR | 0 | 0 | 0 | 0 | 0 | 0 | 0 | 0 | 0 | 0 | 0 | 0 | 0 | 0 | 0 | 0 | 0 | 0 | 0 | 0 | 0 | 0 | 0 | 12
NO |  | 68 | 2012 | 2 | 6 | 6 |  | [02E] BRAZOSPORT | VELASCO | 138 | 138 | (3) STEEL | 5.74 | 0 | 0 | 2-795 ACSR | 0 | 0 | 0 | 0 | 0 | 0 | 0 | 0 | 0 | 0 | 0 | 0 | 0 | 0 | 0 | 0 | 0 | 0 | 0 | 0 | 0 | 0 | 0 | 12
NO |  | 68 | 2012 | 2 | 7 | 7 |  | [02F] BOOSTR | TAP | 138 | 138 | (1)CONCRETE | 0.17 | 0 | 0 | 795ACSR | 0 | 0 | 0 | 0 | 0 | 0 | 0 | 0 | 0 | 0 | 0 | 0 | 0 | 0 | 0 | 0 | 0 | 0 | 0 | 0 | 0 | 0 | 0 | 12
NO |  | 68 | 2012 | 2 | 8 | 8 |  | [02F] SEAWAY SWITCHYARD | TAP | 138 | 138 | (1)CONCRETE | 0.13 | 0 | 0 | 2-795 ACSR | 0 | 0 | 0 | 0 | 0 | 0 | 0 | 0 | 0 | 0 | 0 | 0 | 0 | 0 | 0 | 0 | 0 | 0 | 0 | 0 | 0 | 0 | 0 | 12
NO |  | 68 | 2012 | 2 | 9 | 9 |  | [02F] VELASCO | SEAWAY | 138 | 138 | (3) STEEL | 6.13 | 0 | 0 | 795 ACSR | 0 | 0 | 0 | 0 | 0 | 0 | 0 | 0 | 0 | 0 | 0 | 0 | 0 | 0 | 0 | 0 | 0 | 0 | 0 | 0 | 0 | 0 | 0 | 12
NO |  | 68 | 2012 | 2 | 10 | 10 |  | [02G] DEEPWATER | APLIED | 138 | 138 | (3) STEEL | 0.07 | 0 | 0 | 795 AAC | 0 | 0 | 0 | 0 | 0 | 0 | 0 | 0 | 0 | 0 | 0 | 0 | 0 | 0 | 0 | 0 | 0 | 0 | 0 | 0 | 0 | 0 | 0 | 12
NO |  | 68 | 2012 | 2 | 11 | 11 |  | [02X] P.H. ROBINSON PLANT | YHE (TNMP) | 138 | 138 | (3) STEEL | 0.41 | 0 | 0 | 2-795AAC | 0 | 0 | 0 | 0 | 0 | 0 | 0 | 0 | 0 | 0 | 0 | 0 | 0 | 0 | 0 | 0 | 0 | 0 | 0 | 0 | 0 | 0 | 0 | 12
NO |  | 68 | 2012 | 2 | 12 | 12 |  | [03A] PSARCO | BIGVUE | 138 | 138 | (3) STEEL | 0.67 | 0.16 | 0 | 2-795 AAC | 0 | 0 | 0 | 0 | 0 | 0 | 0 | 0 | 0 | 0 | 0 | 0 | 0 | 0 | 0 | 0 | 0 | 0 | 0 | 0 | 0 | 0 | 0 | 12
NO |  | 68 | 2012 | 2 | 13 | 13 |  | [03B] CEDAR BAYOU PLANT | BAYTOWN | 138 | 138 | (3) STEEL | 11.45 | 3.97 | 0 | 795 AAC | 0 | 0 | 0 | 0 | 0 | 0 | 0 | 0 | 0 | 0 | 0 | 0 | 0 | 0 | 0 | 0 | 0 | 0 | 0 | 0 | 0 | 0 | 0 | 12
NO |  | 68 | 2012 | 2 | 14 | 14 |  | [03B] KENNY_ | TAP | 138 | 138 | (3) STEEL | 0.03 | 0 | 0 | 2000 AAC | 0 | 0 | 0 | 0 | 0 | 0 | 0 | 0 | 0 | 0 | 0 | 0 | 0 | 0 | 0 | 0 | 0 | 0 | 0 | 0 | 0 | 0 | 0 | 12
NO |  | 68 | 2012 | 2 | 15 | 15 |  | [03B] TRINITY BAY | TAP | 138 | 138 | (1) CONCRETE | 0.05 | 0 | 0 | 2-795AAC | 0 | 0 | 0 | 0 | 0 | 0 | 0 | 0 | 0 | 0 | 0 | 0 | 0 | 0 | 0 | 0 | 0 | 0 | 0 | 0 | 0 | 0 | 0 | 12
NO |  | 68 | 2012 | 2 | 16 | 16 |  | [03B] TRINITY BAY | TAP | 138 | 138 | (1) CONCRETE | 0.06 | 0 | 0 | 2-795AAC | 0 | 0 | 0 | 0 | 0 | 0 | 0 | 0 | 0 | 0 | 0 | 0 | 0 | 0 | 0 | 0 | 0 | 0 | 0 | 0 | 0 | 0 | 0 | 12
NO |  | 68 | 2012 | 2 | 17 | 17 |  | [03D] GREENS BAYOU PLANT | WHITE OAK | 138 | 138 | (3) STEEL | 0 | 14.48 | 0 | 2-795 AAC | 0 | 0 | 0 | 0 | 0 | 0 | 0 | 0 | 0 | 0 | 0 | 0 | 0 | 0 | 0 | 0 | 0 | 0 | 0 | 0 | 0 | 0 | 0 | 12
NO |  | 68 | 2012 | 2 | 18 | 18 |  | [03D] LIBERTY | TAP | 138 | 138 | (3) STEEL | 0.03 | 0 | 0 | 795 AAC | 0 | 0 | 0 | 0 | 0 | 0 | 0 | 0 | 0 | 0 | 0 | 0 | 0 | 0 | 0 | 0 | 0 | 0 | 0 | 0 | 0 | 0 | 0 | 12
NO |  | 68 | 2012 | 2 | 19 | 19 |  | [03F] EXPLOR | TAP | 138 | 138 | (3) STEEL | 0.05 | 0 | 0 | 795 AAC | 0 | 0 | 0 | 0 | 0 | 0 | 0 | 0 | 0 | 0 | 0 | 0 | 0 | 0 | 0 | 0 | 0 | 0 | 0 | 0 | 0 | 0 | 0 | 12
NO |  | 68 | 2012 | 2 | 20 | 20 |  | [03F] LYONDELL | TAP | 138 | 138 | (2) WOOD | 0.04 | 0 | 0 | 795 AAC | 0 | 0 | 0 | 0 | 0 | 0 | 0 | 0 | 0 | 0 | 0 | 0 | 0 | 0 | 0 | 0 | 0 | 0 | 0 | 0 | 0 | 0 | 0 | 12
NO |  | 68 | 2012 | 2 | 21 | 21 |  | [03F] PSARCO | GREENS BAYOU PLANT | 138 | 138 | (3) STEEL | 7.42 | 0 | 0 | 2-795 ACSR | 0 | 0 | 0 | 0 | 0 | 0 | 0 | 0 | 0 | 0 | 0 | 0 | 0 | 0 | 0 | 0 | 0 | 0 | 0 | 0 | 0 | 0 | 0 | 12
NO |  | 68 | 2012 | 2 | 22 | 22 |  | [03F] UVALDE | TAP | 138 | 138 | (1) STEEL | 0.16 | 0 | 0 | 795 AAC | 0 | 0 | 0 | 0 | 0 | 0 | 0 | 0 | 0 | 0 | 0 | 0 | 0 | 0 | 0 | 0 | 0 | 0 | 0 | 0 | 0 | 0 | 0 | 12
NO |  | 68 | 2012 | 2 | 23 | 23 |  | [03G] BIGVUE | CHANNELVIEW | 138 | 138 | (3) STEEL | 6.05 | 0 | 0 | 2-795 AAC | 0 | 0 | 0 | 0 | 0 | 0 | 0 | 0 | 0 | 0 | 0 | 0 | 0 | 0 | 0 | 0 | 0 | 0 | 0 | 0 | 0 | 0 | 0 | 12
NO |  | 68 | 2012 | 2 | 24 | 24 |  | [03H] LYNCH_ | EXXON_ | 138 | 138 | (3) STEEL | 4.41 | 0 | 0 | 2000 AAC | 0 | 0 | 0 | 0 | 0 | 0 | 0 | 0 | 0 | 0 | 0 | 0 | 0 | 0 | 0 | 0 | 0 | 0 | 0 | 0 | 0 | 0 | 0 | 12
NO |  | 68 | 2012 | 2 | 25 | 25 |  | [03I] CHANNELVIEW | LYNCH_ | 138 | 138 | (3) STEEL | 5.68 | 0 | 0 | 2-795 AAC | 0 | 0 | 0 | 0 | 0 | 0 | 0 | 0 | 0 | 0 | 0 | 0 | 0 | 0 | 0 | 0 | 0 | 0 | 0 | 0 | 0 | 0 | 0 | 12
NO |  | 68 | 2012 | 2 | 26 | 26 |  | [03X] P.H. ROBINSON PLANT | YFP (TNMP) | 138 | 138 | (3) STEEL | 0.41 | 0 | 0 | 2-795AAC | 0 | 0 | 0 | 0 | 0 | 0 | 0 | 0 | 0 | 0 | 0 | 0 | 0 | 0 | 0 | 0 | 0 | 0 | 0 | 0 | 0 | 0 | 0 | 12
NO |  | 68 | 2012 | 2 | 27 | 27 |  | [04A] FRIENDSWOOD | TAP | 138 | 138 | (3) STEEL | 2.27 | 0 | 0 | 795 ACSR | 0 | 0 | 0 | 0 | 0 | 0 | 0 | 0 | 0 | 0 | 0 | 0 | 0 | 0 | 0 | 0 | 0 | 0 | 0 | 0 | 0 | 0 | 0 | 12
NO |  | 68 | 2012 | 2 | 28 | 28 |  | [04A] MUSTANG BAYOU | AMOCO_ | 138 | 138 | (2) WOOD | 7.45 | 3.31 | 0 | 2-795 ACSR | 0 | 0 | 0 | 0 | 0 | 0 | 0 | 0 | 0 | 0 | 0 | 0 | 0 | 0 | 0 | 0 | 0 | 0 | 0 | 0 | 0 | 0 | 0 | 12
NO |  | 68 | 2012 | 2 | 29 | 29 |  | [04A] WEBSTER PLANT | MUSTANG BAYOU | 138 | 138 | (3) STEEL | 1.38 | 13.85 | 0 | 2-795 ACSR | 0 | 0 | 0 | 0 | 0 | 0 | 0 | 0 | 0 | 0 | 0 | 0 | 0 | 0 | 0 | 0 | 0 | 0 | 0 | 0 | 0 | 0 | 0 | 12
NO |  | 68 | 2012 | 2 | 30 | 30 |  | [04B] AMOCO_ | MONSAN | 138 | 138 | (3) STEEL | 5.21 | 0 | 0 | 2-927 ACAR | 0 | 0 | 0 | 0 | 0 | 0 | 0 | 0 | 0 | 0 | 0 | 0 | 0 | 0 | 0 | 0 | 0 | 0 | 0 | 0 | 0 | 0 | 0 | 12
NO |  | 68 | 2012 | 2 | 31 | 31 |  | [04C] ANGLETON | LIVERPOOL | 138 | 138 | (2) WOOD | 10.58 | 0 | 0 | 795 AAC | 0 | 0 | 0 | 0 | 0 | 0 | 0 | 0 | 0 | 0 | 0 | 0 | 0 | 0 | 0 | 0 | 0 | 0 | 0 | 0 | 0 | 0 | 0 | 12
NO |  | 68 | 2012 | 2 | 32 | 32 |  | [04C] LIVERPOOL | PETSON | 138 | 138 | (2) WOOD | 5.12 | 0 | 0 | 795 AAC | 0 | 0 | 0 | 0 | 0 | 0 | 0 | 0 | 0 | 0 | 0 | 0 | 0 | 0 | 0 | 0 | 0 | 0 | 0 | 0 | 0 | 0 | 0 | 12
NO |  | 68 | 2012 | 2 | 33 | 33 |  | [04D] PETSON | MONSAN | 138 | 138 | (2) WOOD | 0.92 | 0 | 0 | 795 AAC | 0 | 0 | 0 | 0 | 0 | 0 | 0 | 0 | 0 | 0 | 0 | 0 | 0 | 0 | 0 | 0 | 0 | 0 | 0 | 0 | 0 | 0 | 0 | 12
NO |  | 68 | 2012 | 2 | 34 | 34 |  | [04E] ANGLETON | WEST COLUMBIA | 138 | 138 | (2) WOOD | 16.15 | 0 | 0 | 2-397 ACSR | 0 | 0 | 0 | 0 | 0 | 0 | 0 | 0 | 0 | 0 | 0 | 0 | 0 | 0 | 0 | 0 | 0 | 0 | 0 | 0 | 0 | 0 | 0 | 12
NO |  | 68 | 2012 | 2 | 35 | 35 |  | [04F] NEW GULF | TAP | 138 | 138 | (1) CONCRETE | 0.04 | 0 | 0 | 795 AAC | 0 | 0 | 0 | 0 | 0 | 0 | 0 | 0 | 0 | 0 | 0 | 0 | 0 | 0 | 0 | 0 | 0 | 0 | 0 | 0 | 0 | 0 | 0 | 12
NO |  | 68 | 2012 | 3 | 1 | 1 |  | [04F] PLEDGER | TAP | 138 | 138 | (1) CONCRETE | 0.01 | 0 | 0 | 4/0 AAAC | 0 | 0 | 0 | 0 | 0 | 0 | 0 | 0 | 0 | 0 | 0 | 0 | 0 | 0 | 0 | 0 | 0 | 0 | 0 | 0 | 0 | 0 | 0 | 12
NO |  | 68 | 2012 | 3 | 2 | 2 |  | [04F] TEXGLF | WEST COLUMBIA | 138 | 138 | (1) CONCRETE | 19.81 | 7.98 | 0 | 2-959ACSS | 0 | 0 | 0 | 0 | 0 | 0 | 0 | 0 | 0 | 0 | 0 | 0 | 0 | 0 | 0 | 0 | 0 | 0 | 0 | 0 | 0 | 0 | 0 | 12
NO |  | 68 | 2012 | 3 | 3 | 3 |  | [04X] P.H. ROBINSON PLANT | XSZ (TNMP) | 138 | 138 | (3) STEEL | 0.46 | 0 | 0 | 2-795AAC | 0 | 0 | 0 | 0 | 0 | 0 | 0 | 0 | 0 | 0 | 0 | 0 | 0 | 0 | 0 | 0 | 0 | 0 | 0 | 0 | 0 | 0 | 0 | 12
NO |  | 68 | 2012 | 3 | 4 | 4 |  | [05A] BLUERIDGE | TAP | 138 | 138 | (3) STEEL | 0.08 | 0 | 0 | 795 AAC | 0 | 0 | 0 | 0 | 0 | 0 | 0 | 0 | 0 | 0 | 0 | 0 | 0 | 0 | 0 | 0 | 0 | 0 | 0 | 0 | 0 | 0 | 0 | 12
NO |  | 68 | 2012 | 3 | 5 | 5 |  | [05A] H.O. CLARK PLANT | W.A. PARISH PLANT | 138 | 138 | (3) STEEL | 19.73 | 0 | 0 | 2-795 ACSR | 0 | 0 | 0 | 0 | 0 | 0 | 0 | 0 | 0 | 0 | 0 | 0 | 0 | 0 | 0 | 0 | 0 | 0 | 0 | 0 | 0 | 0 | 0 | 12
NO |  | 68 | 2012 | 3 | 6 | 6 |  | [05A] MISSOURI CITY | TAP | 138 | 138 | (1) WOOD | 0.07 | 0 | 0 | 795 AAC | 0 | 0 | 0 | 0 | 0 | 0 | 0 | 0 | 0 | 0 | 0 | 0 | 0 | 0 | 0 | 0 | 0 | 0 | 0 | 0 | 0 | 0 | 0 | 12
NO |  | 68 | 2012 | 3 | 7 | 7 |  | [05A] SIENNA | TAP | 138 | 138 | (1)CONCRETE | 0 | 2.72 | 0 | 1433 ACSS | 0 | 0 | 0 | 0 | 0 | 0 | 0 | 0 | 0 | 0 | 0 | 0 | 0 | 0 | 0 | 0 | 0 | 0 | 0 | 0 | 0 | 0 | 0 | 12
NO |  | 68 | 2012 | 3 | 8 | 8 |  | [05B] ALVIN AUTO | TAP | 138 | 138 | (2) WOOD | 0.1 | 0 | 0 | 795 AAC | 0 | 0 | 0 | 0 | 0 | 0 | 0 | 0 | 0 | 0 | 0 | 0 | 0 | 0 | 0 | 0 | 0 | 0 | 0 | 0 | 0 | 0 | 0 | 12
NO |  | 68 | 2012 | 3 | 9 | 9 |  | [05B] FRIENDSWOOD | TAP | 138 | 138 | (3) STEEL | 0 | 2.15 | 0 | 795 ACSR | 0 | 0 | 0 | 0 | 0 | 0 | 0 | 0 | 0 | 0 | 0 | 0 | 0 | 0 | 0 | 0 | 0 | 0 | 0 | 0 | 0 | 0 | 0 | 12
NO |  | 68 | 2012 | 3 | 10 | 10 |  | [05B] H.O. CLARK PLANT | SOUTHWYCK | 138 | 138 | (2) WOOD | 3.08 | 5.98 | 0 | 2-397 ACSR | 0 | 0 | 0 | 0 | 0 | 0 | 0 | 0 | 0 | 0 | 0 | 0 | 0 | 0 | 0 | 0 | 0 | 0 | 0 | 0 | 0 | 0 | 0 | 12
NO |  | 68 | 2012 | 3 | 11 | 11 |  | [05B] INTERMEDIATE | TAP | 138 | 138 | (1) STEEL | 0.04 | 0 | 0 | 2000 AAC | 0 | 0 | 0 | 0 | 0 | 0 | 0 | 0 | 0 | 0 | 0 | 0 | 0 | 0 | 0 | 0 | 0 | 0 | 0 | 0 | 0 | 0 | 0 | 12
NO |  | 68 | 2012 | 3 | 12 | 12 |  | [05B] SOUTHWYCK | WEBSTER PLANT | 138 | 138 | (2) WOOD | 23.98 | 0 | 0 | 2-397 ACSR | 0 | 0 | 0 | 0 | 0 | 0 | 0 | 0 | 0 | 0 | 0 | 0 | 0 | 0 | 0 | 0 | 0 | 0 | 0 | 0 | 0 | 0 | 0 | 12
NO |  | 68 | 2012 | 3 | 13 | 13 |  | [05D] JEANETTA | WESTCHASE | 138 | 138 | (3) STEEL | 0.37 | 1.28 | 0 | 2-795 ACSR | 0 | 0 | 0 | 0 | 0 | 0 | 0 | 0 | 0 | 0 | 0 | 0 | 0 | 0 | 0 | 0 | 0 | 0 | 0 | 0 | 0 | 0 | 0 | 12
NO |  | 68 | 2012 | 3 | 14 | 14 |  | [05D] WESTCHASE | TEXINS | 138 | 138 | (3) STEEL | 0 | 8.13 | 0 | 2-795 ACSR | 0 | 0 | 0 | 0 | 0 | 0 | 0 | 0 | 0 | 0 | 0 | 0 | 0 | 0 | 0 | 0 | 0 | 0 | 0 | 0 | 0 | 0 | 0 | 12
NO |  | 68 | 2012 | 3 | 15 | 15 |  | [05E] BELLAIRE | JEANETTA | 138 | 138 | (3) STEEL | 5.58 | 0 | 0 | 2-795 ACSR | 0 | 0 | 0 | 0 | 0 | 0 | 0 | 0 | 0 | 0 | 0 | 0 | 0 | 0 | 0 | 0 | 0 | 0 | 0 | 0 | 0 | 0 | 0 | 12
NO |  | 68 | 2012 | 3 | 16 | 16 |  | [05E] DUNVALE | TAP | 138 | 138 | (1) WOOD | 0.85 | 0 | 0 | 795 AAC | 0 | 0 | 0 | 0 | 0 | 0 | 0 | 0 | 0 | 0 | 0 | 0 | 0 | 0 | 0 | 0 | 0 | 0 | 0 | 0 | 0 | 0 | 0 | 12
NO |  | 68 | 2012 | 3 | 17 | 17 |  | [05E] HILLCROFT | TAP | 138 | 138 | (1) WOOD | 0.06 | 0 | 0 | 795 AAC | 0 | 0 | 0 | 0 | 0 | 0 | 0 | 0 | 0 | 0 | 0 | 0 | 0 | 0 | 0 | 0 | 0 | 0 | 0 | 0 | 0 | 0 | 0 | 12
NO |  | 68 | 2012 | 3 | 18 | 18 |  | [05E] SHARPSTOWN | TAP | 138 | 138 | (1) WOOD | 1.58 | 0 | 0 | 795 AAC | 0 | 0 | 0 | 0 | 0 | 0 | 0 | 0 | 0 | 0 | 0 | 0 | 0 | 0 | 0 | 0 | 0 | 0 | 0 | 0 | 0 | 0 | 0 | 12
NO |  | 68 | 2012 | 3 | 19 | 19 |  | [05G] IMPERIAL | TAP | 138 | 138 | (1)CONCRETE | 2.74 | 0 | 0 | 795 AAC | 0 | 0 | 0 | 0 | 0 | 0 | 0 | 0 | 0 | 0 | 0 | 0 | 0 | 0 | 0 | 0 | 0 | 0 | 0 | 0 | 0 | 0 | 0 | 12
NO |  | 68 | 2012 | 3 | 20 | 20 |  | [05G] MISSOURI CITY | TAP | 138 | 138 | (2) WOOD | 3.74 | 0 | 0 | 795 AAC | 0 | 0 | 0 | 0 | 0 | 0 | 0 | 0 | 0 | 0 | 0 | 0 | 0 | 0 | 0 | 0 | 0 | 0 | 0 | 0 | 0 | 0 | 0 | 12
NO |  | 68 | 2012 | 3 | 21 | 21 |  | [05G] STAFFORD | TAP | 138 | 138 | (1) STEEL | 0.15 | 0 | 0 | 795 AAC | 0 | 0 | 0 | 0 | 0 | 0 | 0 | 0 | 0 | 0 | 0 | 0 | 0 | 0 | 0 | 0 | 0 | 0 | 0 | 0 | 0 | 0 | 0 | 12
NO |  | 68 | 2012 | 3 | 22 | 22 |  | [05G] TEXINS | W.A. PARISH PLANT | 138 | 138 | (3) STEEL | 2.48 | 11.25 | 0 | 795 ACSR | 0 | 0 | 0 | 0 | 0 | 0 | 0 | 0 | 0 | 0 | 0 | 0 | 0 | 0 | 0 | 0 | 0 | 0 | 0 | 0 | 0 | 0 | 0 | 12
NO |  | 68 | 2012 | 3 | 23 | 23 |  | [06A] QUANAB | S.R. BERTRON PLANT | 138 | 138 | (3) STEEL | 1.46 | 0 | 0 | 2-959 ACSS | 0 | 0 | 0 | 0 | 0 | 0 | 0 | 0 | 0 | 0 | 0 | 0 | 0 | 0 | 0 | 0 | 0 | 0 | 0 | 0 | 0 | 0 | 0 | 12
NO |  | 68 | 2012 | 3 | 24 | 24 |  | [06B] FAIRMONT | QUANAB | 138 | 138 | (2) WOOD | 6.18 | 0 | 0 | 2-795 AAC | 0 | 0 | 0 | 0 | 0 | 0 | 0 | 0 | 0 | 0 | 0 | 0 | 0 | 0 | 0 | 0 | 0 | 0 | 0 | 0 | 0 | 0 | 0 | 12
NO |  | 68 | 2012 | 3 | 25 | 25 |  | [06B] UNDERWOOD | TAP | 138 | 138 | (2)WOOD | 0.03 | 0 | 0 | 795 AAC | 0 | 0 | 0 | 0 | 0 | 0 | 0 | 0 | 0 | 0 | 0 | 0 | 0 | 0 | 0 | 0 | 0 | 0 | 0 | 0 | 0 | 0 | 0 | 12
NO |  | 68 | 2012 | 3 | 26 | 26 |  | [06C] NASA_ | FAIRMONT | 138 | 138 | (2) WOOD | 7.21 | 0 | 0 | 2-795 AAC | 0 | 0 | 0 | 0 | 0 | 0 | 0 | 0 | 0 | 0 | 0 | 0 | 0 | 0 | 0 | 0 | 0 | 0 | 0 | 0 | 0 | 0 | 0 | 12
NO |  | 68 | 2012 | 3 | 27 | 27 |  | [06D] NASA_ | WEBSTER PLANT | 138 | 138 | (2) WOOD | 5.74 | 0 | 0 | 2-795 AAC | 0 | 0 | 0 | 0 | 0 | 0 | 0 | 0 | 0 | 0 | 0 | 0 | 0 | 0 | 0 | 0 | 0 | 0 | 0 | 0 | 0 | 0 | 0 | 12
NO |  | 68 | 2012 | 3 | 28 | 28 |  | [06E] JEFFERSON | SOUTH CHANNEL | 138 | 138 | (1)CONCRETE | 1 | 0 | 0 | 2-959 ACSS | 0 | 0 | 0 | 0 | 0 | 0 | 0 | 0 | 0 | 0 | 0 | 0 | 0 | 0 | 0 | 0 | 0 | 0 | 0 | 0 | 0 | 0 | 0 | 12
NO |  | 68 | 2012 | 3 | 29 | 29 |  | [06F] GARDEN VILLAS | HOLMES | 138 | 138 | (3) STEEL | 5.76 | 0 | 0 | 2-795 AAC | 0 | 0 | 0 | 0 | 0 | 0 | 0 | 0 | 0 | 0 | 0 | 0 | 0 | 0 | 0 | 0 | 0 | 0 | 0 | 0 | 0 | 0 | 0 | 12
NO |  | 68 | 2012 | 3 | 30 | 30 |  | [06F] HOLMES | PLAZA | 138 | 138 | (1) WOOD | 2.94 | 0 | 0 | 2000 AAC | 0 | 0 | 0 | 0 | 0 | 0 | 0 | 0 | 0 | 0 | 0 | 0 | 0 | 0 | 0 | 0 | 0 | 0 | 0 | 0 | 0 | 0 | 0 | 12
NO |  | 68 | 2012 | 3 | 31 | 31 |  | [06G] COLLEGE | TAP | 138 | 138 | (1) WOOD | 1.68 | 0 | 0 | 795 AAC | 0 | 0 | 0 | 0 | 0 | 0 | 0 | 0 | 0 | 0 | 0 | 0 | 0 | 0 | 0 | 0 | 0 | 0 | 0 | 0 | 0 | 0 | 0 | 12
NO |  | 68 | 2012 | 3 | 32 | 32 |  | [06G] DROUET | PASADENA | 138 | 138 | (3) STEEL | 6.1 | 0 | 0 | 2-795 AAC | 0 | 0 | 0 | 0 | 0 | 0 | 0 | 0 | 0 | 0 | 0 | 0 | 0 | 0 | 0 | 0 | 0 | 0 | 0 | 0 | 0 | 0 | 0 | 12
NO |  | 68 | 2012 | 3 | 33 | 33 |  | [06G] GARDEN VILLAS | DROUET | 138 | 138 | (3) STEEL | 2.21 | 0 | 0 | 795 AAC | 0 | 0 | 0 | 0 | 0 | 0 | 0 | 0 | 0 | 0 | 0 | 0 | 0 | 0 | 0 | 0 | 0 | 0 | 0 | 0 | 0 | 0 | 0 | 12
NO |  | 68 | 2012 | 3 | 34 | 34 |  | [06G] PASADENA | JEFFERSON | 138 | 138 | (3) STEEL | 0.36 | 4.91 | 0 | 2-795 AAC | 0 | 0 | 0 | 0 | 0 | 0 | 0 | 0 | 0 | 0 | 0 | 0 | 0 | 0 | 0 | 0 | 0 | 0 | 0 | 0 | 0 | 0 | 0 | 12
NO |  | 68 | 2012 | 3 | 35 | 35 |  | [06G] SPENCER | TAP | 138 | 138 | (3) STEEL | 4.92 | 0 | 0 | 795 AAC | 0 | 0 | 0 | 0 | 0 | 0 | 0 | 0 | 0 | 0 | 0 | 0 | 0 | 0 | 0 | 0 | 0 | 0 | 0 | 0 | 0 | 0 | 0 | 12
NO |  | 68 | 2012 | 4 | 1 | 1 |  | [06H] TRAVIS | SOUTH CHANNEL | 138 | 138 | (3) STEEL | 0.88 | 0.78 | 0 | 2000 AAC | 0 | 0 | 0 | 0 | 0 | 0 | 0 | 0 | 0 | 0 | 0 | 0 | 0 | 0 | 0 | 0 | 0 | 0 | 0 | 0 | 0 | 0 | 0 | 12
NO |  | 68 | 2012 | 4 | 2 | 2 |  | [06I] LUBZOL | TAP | 138 | 138 | (3) STEEL | 0.16 | 0 | 0 | 397 ACSR | 0 | 0 | 0 | 0 | 0 | 0 | 0 | 0 | 0 | 0 | 0 | 0 | 0 | 0 | 0 | 0 | 0 | 0 | 0 | 0 | 0 | 0 | 0 | 12
NO |  | 68 | 2012 | 4 | 3 | 3 |  | [06I] TIDAL_ | TRAVIS | 138 | 138 | (3) STEEL | 3.43 | 0 | 0 | 2000 AAC | 0 | 0 | 0 | 0 | 0 | 0 | 0 | 0 | 0 | 0 | 0 | 0 | 0 | 0 | 0 | 0 | 0 | 0 | 0 | 0 | 0 | 0 | 0 | 12
NO |  | 68 | 2012 | 4 | 4 | 4 |  | [06J] TIDAL_ | TUCKER | 138 | 138 | (3) STEEL | 2.68 | 0 | 0 | 2000 AAC | 0 | 0 | 0 | 0 | 0 | 0 | 0 | 0 | 0 | 0 | 0 | 0 | 0 | 0 | 0 | 0 | 0 | 0 | 0 | 0 | 0 | 0 | 0 | 12
NO |  | 68 | 2012 | 4 | 5 | 5 |  | [06K] GULFGATE | TAP | 138 | 138 | (3) STEEL | 4.68 | 0 | 0 | 795 AAC | 0 | 0 | 0 | 0 | 0 | 0 | 0 | 0 | 0 | 0 | 0 | 0 | 0 | 0 | 0 | 0 | 0 | 0 | 0 | 0 | 0 | 0 | 0 | 12
NO |  | 68 | 2012 | 4 | 6 | 6 |  | [06K] HALL | TAP | 138 | 138 | (3) STEEL | 1.02 | 0 | 0 | 795 AAC | 0 | 0 | 0 | 0 | 0 | 0 | 0 | 0 | 0 | 0 | 0 | 0 | 0 | 0 | 0 | 0 | 0 | 0 | 0 | 0 | 0 | 0 | 0 | 12
NO |  | 68 | 2012 | 4 | 7 | 7 |  | [06K] KNIGHT | TAP | 138 | 138 | (3) STEEL | 0.01 | 0 | 0 | 2-795 AAC | 0 | 0 | 0 | 0 | 0 | 0 | 0 | 0 | 0 | 0 | 0 | 0 | 0 | 0 | 0 | 0 | 0 | 0 | 0 | 0 | 0 | 0 | 0 | 12
NO |  | 68 | 2012 | 4 | 8 | 8 |  | [06K] MARY'S CREEK | TAP | 138 | 138 | (3) STEEL | 0 | 3.51 | 0 | 795 ACSR | 0 | 0 | 0 | 0 | 0 | 0 | 0 | 0 | 0 | 0 | 0 | 0 | 0 | 0 | 0 | 0 | 0 | 0 | 0 | 0 | 0 | 0 | 0 | 12
NO |  | 68 | 2012 | 4 | 9 | 9 |  | [06K] PEARLAND | TAP | 138 | 138 | (3) STEEL | 2.72 | 0 | 0 | 795 ACSR | 0 | 0 | 0 | 0 | 0 | 0 | 0 | 0 | 0 | 0 | 0 | 0 | 0 | 0 | 0 | 0 | 0 | 0 | 0 | 0 | 0 | 0 | 0 | 12
NO |  | 68 | 2012 | 4 | 10 | 10 |  | [06K] PILGRIM | TAP | 138 | 138 | (3) STEEL | 1.19 | 0 | 0 | 2-795 AAC | 0 | 0 | 0 | 0 | 0 | 0 | 0 | 0 | 0 | 0 | 0 | 0 | 0 | 0 | 0 | 0 | 0 | 0 | 0 | 0 | 0 | 0 | 0 | 12
NO |  | 68 | 2012 | 4 | 11 | 11 |  | [06K] PLAZA | P.H. ROBINSON PLANT | 138 | 138 | (3) STEEL | 35.84 | 1.64 | 0 | 2-795 ACAR | 0 | 0 | 0 | 0 | 0 | 0 | 0 | 0 | 0 | 0 | 0 | 0 | 0 | 0 | 0 | 0 | 0 | 0 | 0 | 0 | 0 | 0 | 0 | 12
NO |  | 68 | 2012 | 4 | 12 | 12 |  | [06K] TELEPHONE | TAP | 138 | 138 | (3) STEEL | 0.01 | 0 | 0 | 795 AAC | 0 | 0 | 0 | 0 | 0 | 0 | 0 | 0 | 0 | 0 | 0 | 0 | 0 | 0 | 0 | 0 | 0 | 0 | 0 | 0 | 0 | 0 | 0 | 12
NO |  | 68 | 2012 | 4 | 13 | 13 |  | [06M] ESFORK | S.R. BERTRON PLANT | 138 | 138 | (3) STEEL | 2.16 | 0 | 0 | 2000 AAC | 0 | 0 | 0 | 0 | 0 | 0 | 0 | 0 | 0 | 0 | 0 | 0 | 0 | 0 | 0 | 0 | 0 | 0 | 0 | 0 | 0 | 0 | 0 | 12
NO |  | 68 | 2012 | 4 | 14 | 14 |  | [06M] ROLLEN | ESFORK | 138 | 138 | (3) STEEL | 1.11 | 0 | 0 | 2-795 AAC | 0 | 0 | 0 | 0 | 0 | 0 | 0 | 0 | 0 | 0 | 0 | 0 | 0 | 0 | 0 | 0 | 0 | 0 | 0 | 0 | 0 | 0 | 0 | 12
NO |  | 68 | 2012 | 4 | 15 | 15 |  | [06N] TUCKER | ROLLEN | 138 | 138 | (3) STEEL | 0.55 | 0 | 0 | 2-795 AAC | 0 | 0 | 0 | 0 | 0 | 0 | 0 | 0 | 0 | 0 | 0 | 0 | 0 | 0 | 0 | 0 | 0 | 0 | 0 | 0 | 0 | 0 | 0 | 12
NO |  | 68 | 2012 | 4 | 16 | 16 |  | [07A] ALMEDA | TAP | 138 | 138 | (3) STEEL | 0 | 3.15 | 0 | 397 ACSR | 0 | 0 | 0 | 0 | 0 | 0 | 0 | 0 | 0 | 0 | 0 | 0 | 0 | 0 | 0 | 0 | 0 | 0 | 0 | 0 | 0 | 0 | 0 | 12
NO |  | 68 | 2012 | 4 | 17 | 17 |  | [07A] CHOCOLATE BAYOU | TAP | 138 | 138 | (3) STEEL | 1.47 | 0 | 0 | 397 ACSR | 0 | 0 | 0 | 0 | 0 | 0 | 0 | 0 | 0 | 0 | 0 | 0 | 0 | 0 | 0 | 0 | 0 | 0 | 0 | 0 | 0 | 0 | 0 | 12
NO |  | 68 | 2012 | 4 | 18 | 18 |  | [07A] ELLINGTON | TAP | 138 | 138 | (1)CONCRETE | 0.09 | 0 | 0 | 795AAC | 0 | 0 | 0 | 0 | 0 | 0 | 0 | 0 | 0 | 0 | 0 | 0 | 0 | 0 | 0 | 0 | 0 | 0 | 0 | 0 | 0 | 0 | 0 | 12
NO |  | 68 | 2012 | 4 | 19 | 19 |  | [07A] PILGRIM | TAP | 138 | 138 | (3) STEEL | 0 | 1.21 | 0 | 2-795 AAC | 0 | 0 | 0 | 0 | 0 | 0 | 0 | 0 | 0 | 0 | 0 | 0 | 0 | 0 | 0 | 0 | 0 | 0 | 0 | 0 | 0 | 0 | 0 | 12
NO |  | 68 | 2012 | 4 | 20 | 20 |  | [07A] WEBSTER PLANT | GARDEN VILLAS | 138 | 138 | (3) STEEL | 13.96 | 7.01 | 0 | 2-795 AAC | 0 | 0 | 0 | 0 | 0 | 0 | 0 | 0 | 0 | 0 | 0 | 0 | 0 | 0 | 0 | 0 | 0 | 0 | 0 | 0 | 0 | 0 | 0 | 12
NO |  | 68 | 2012 | 4 | 21 | 21 |  | [08A] PSARCO | LYCHEM | 138 | 138 | (3) STEEL | 0.8 | 0.82 | 0 | 2-795 AAC | 0 | 0 | 0 | 0 | 0 | 0 | 0 | 0 | 0 | 0 | 0 | 0 | 0 | 0 | 0 | 0 | 0 | 0 | 0 | 0 | 0 | 0 | 0 | 12
NO |  | 68 | 2012 | 4 | 22 | 22 |  | [08B] H.O. CLARK PLANT | STADIUM | 138 | 138 | (1) STEEL | 3.15 | 2.8 | 0 | 2-795AAC | 0 | 0 | 0 | 0 | 0 | 0 | 0 | 0 | 0 | 0 | 0 | 0 | 0 | 0 | 0 | 0 | 0 | 0 | 0 | 0 | 0 | 0 | 0 | 12
NO |  | 68 | 2012 | 4 | 23 | 23 |  | [08B] KNIGHT | TAP | 138 | 138 | (3) STEEL | 0.01 | 0 | 0 | 2000 AAC | 0 | 0 | 0 | 0 | 0 | 0 | 0 | 0 | 0 | 0 | 0 | 0 | 0 | 0 | 0 | 0 | 0 | 0 | 0 | 0 | 0 | 0 | 0 | 12
NO |  | 68 | 2012 | 4 | 24 | 24 |  | [08B] STADIUM | FANNIN | 138 | 138 | (1) STEEL | 0 | 0.85 | 0 | 2-795 ACSR | 0 | 0 | 0 | 0 | 0 | 0 | 0 | 0 | 0 | 0 | 0 | 0 | 0 | 0 | 0 | 0 | 0 | 0 | 0 | 0 | 0 | 0 | 0 | 12
NO |  | 68 | 2012 | 4 | 25 | 25 |  | [08C] MAGNOLIA PARK | NINTH_ | 138 | 138 | (3) STEEL | 1.13 | 0 | 0 | 2000 AAC | 0 | 0 | 0 | 0 | 0 | 0 | 0 | 0 | 0 | 0 | 0 | 0 | 0 | 0 | 0 | 0 | 0 | 0 | 0 | 0 | 0 | 0 | 0 | 12
NO |  | 68 | 2012 | 4 | 26 | 26 |  | [08D] CLINTON | TAP | 138 | 138 | (2) WOOD | 0.06 | 0 | 0 | 2-795 AAC | 0 | 0 | 0 | 0 | 0 | 0 | 0 | 0 | 0 | 0 | 0 | 0 | 0 | 0 | 0 | 0 | 0 | 0 | 0 | 0 | 0 | 0 | 0 | 12
NO |  | 68 | 2012 | 4 | 27 | 27 |  | [08D] NINTH_ | ANBUSH | 138 | 138 | (3) STEEL | 2.91 | 0 | 0 | 2-795 ACSR | 0 | 0 | 0 | 0 | 0 | 0 | 0 | 0 | 0 | 0 | 0 | 0 | 0 | 0 | 0 | 0 | 0 | 0 | 0 | 0 | 0 | 0 | 0 | 12
NO |  | 68 | 2012 | 4 | 28 | 28 |  | [08E] ANBUSH | OATES | 138 | 138 | (3) STEEL | 1.84 | 0 | 0 | 2-795 ACSR | 0 | 0 | 0 | 0 | 0 | 0 | 0 | 0 | 0 | 0 | 0 | 0 | 0 | 0 | 0 | 0 | 0 | 0 | 0 | 0 | 0 | 0 | 0 | 12
NO |  | 68 | 2012 | 4 | 29 | 29 |  | [08E] OATES | GREENS BAYOU PLANT | 138 | 138 | (3) STEEL | 4.58 | 0 | 0 | 2-795 ACSR | 0 | 0 | 0 | 0 | 0 | 0 | 0 | 0 | 0 | 0 | 0 | 0 | 0 | 0 | 0 | 0 | 0 | 0 | 0 | 0 | 0 | 0 | 0 | 12
NO |  | 68 | 2012 | 4 | 30 | 30 |  | [08F] LYCHEM | GREENS BAYOU PLANT | 138 | 138 | (3) STEEL | 7.16 | 0 | 0 | 2-795 ACSR | 0 | 0 | 0 | 0 | 0 | 0 | 0 | 0 | 0 | 0 | 0 | 0 | 0 | 0 | 0 | 0 | 0 | 0 | 0 | 0 | 0 | 0 | 0 | 12
NO |  | 68 | 2012 | 4 | 31 | 31 |  | [08F] LYONDELL | TAP | 138 | 138 | (1) CONCRETE | 0.03 | 0 | 0 | 795 AAC | 0 | 0 | 0 | 0 | 0 | 0 | 0 | 0 | 0 | 0 | 0 | 0 | 0 | 0 | 0 | 0 | 0 | 0 | 0 | 0 | 0 | 0 | 0 | 12
NO |  | 68 | 2012 | 4 | 32 | 32 |  | [08F] UVALDE | TAP | 138 | 138 | (1) STEEL | 0.1 | 0 | 0 | 795 AAC | 0 | 0 | 0 | 0 | 0 | 0 | 0 | 0 | 0 | 0 | 0 | 0 | 0 | 0 | 0 | 0 | 0 | 0 | 0 | 0 | 0 | 0 | 0 | 12
NO |  | 68 | 2012 | 4 | 33 | 33 |  | [08G] CROSBY | PSARCO | 138 | 138 | (2) WOOD | 8.28 | 0 | 0 | 2-795 ACSR | 0 | 0 | 0 | 0 | 0 | 0 | 0 | 0 | 0 | 0 | 0 | 0 | 0 | 0 | 0 | 0 | 0 | 0 | 0 | 0 | 0 | 0 | 0 | 12
NO |  | 68 | 2012 | 4 | 34 | 34 |  | [08G] HIGHLANDS | TAP | 138 | 138 | (1) WOOD | 4.71 | 0 | 0 | 795AAC | 0 | 0 | 0 | 0 | 0 | 0 | 0 | 0 | 0 | 0 | 0 | 0 | 0 | 0 | 0 | 0 | 0 | 0 | 0 | 0 | 0 | 0 | 0 | 12
NO |  | 68 | 2012 | 4 | 35 | 35 |  | [08H] CROSBY | DAYTON (CORNER) | 138 | 138 | (1)CONCRETE | 0 | 9.44 | 0 | 1-795 AAC | 0 | 0 | 0 | 0 | 0 | 0 | 0 | 0 | 0 | 0 | 0 | 0 | 0 | 0 | 0 | 0 | 0 | 0 | 0 | 0 | 0 | 0 | 0 | 12
NO |  | 68 | 2012 | 5 | 1 | 1 |  | [08I] PLAZA | GRANT | 138 | 138 | (1) WOOD | 2.03 | 0 | 0 | 2000 AAC | 0 | 0 | 0 | 0 | 0 | 0 | 0 | 0 | 0 | 0 | 0 | 0 | 0 | 0 | 0 | 0 | 0 | 0 | 0 | 0 | 0 | 0 | 0 | 12
NO |  | 68 | 2012 | 5 | 2 | 2 |  | [08I] PLAZA | GRANT | 138 | 138 | (4) UNDER | 0.42 | 0 | 0 | 3500XLPE | 0 | 0 | 0 | 0 | 0 | 0 | 0 | 0 | 0 | 0 | 0 | 0 | 0 | 0 | 0 | 0 | 0 | 0 | 0 | 0 | 0 | 0 | 0 | 12
NO |  | 68 | 2012 | 5 | 3 | 3 |  | [08K] GRANT | FANNIN | 138 | 138 | (1) STEEL | 2.16 | 0 | 0 | 2-795 AAC | 0 | 0 | 0 | 0 | 0 | 0 | 0 | 0 | 0 | 0 | 0 | 0 | 0 | 0 | 0 | 0 | 0 | 0 | 0 | 0 | 0 | 0 | 0 | 12
NO |  | 68 | 2012 | 5 | 4 | 4 |  | [09A] ALIEF | W.A. PARISH PLANT | 138 | 138 | (2) WOOD | 16.44 | 0 | 0 | 2-795 ACSR | 0 | 0 | 0 | 0 | 0 | 0 | 0 | 0 | 0 | 0 | 0 | 0 | 0 | 0 | 0 | 0 | 0 | 0 | 0 | 0 | 0 | 0 | 0 | 12
NO |  | 68 | 2012 | 5 | 5 | 5 |  | [09A] BRITMOORE | HAYES | 138 | 138 | (3) STEEL | 3.36 | 0 | 0 | 2-795 ACSR | 0 | 0 | 0 | 0 | 0 | 0 | 0 | 0 | 0 | 0 | 0 | 0 | 0 | 0 | 0 | 0 | 0 | 0 | 0 | 0 | 0 | 0 | 0 | 12
NO |  | 68 | 2012 | 5 | 6 | 6 |  | [09A] HAYES | ALIEF | 138 | 138 | (3) STEEL | 3.82 | 0 | 0 | 2-795 ACSR | 0 | 0 | 0 | 0 | 0 | 0 | 0 | 0 | 0 | 0 | 0 | 0 | 0 | 0 | 0 | 0 | 0 | 0 | 0 | 0 | 0 | 0 | 0 | 12
NO |  | 68 | 2012 | 5 | 7 | 7 |  | [09A] STAFFORD | TAP | 138 | 138 | (2) WOOD | 0.01 | 0 | 0 | 2-795 ACSR | 0 | 0 | 0 | 0 | 0 | 0 | 0 | 0 | 0 | 0 | 0 | 0 | 0 | 0 | 0 | 0 | 0 | 0 | 0 | 0 | 0 | 0 | 0 | 12
NO |  | 68 | 2012 | 5 | 8 | 8 |  | [09B] BELLAIRE | BRAYS | 138 | 138 | (3) STEEL | 3.22 | 0 | 0 | 1-795 AAC | 0 | 0 | 0 | 0 | 0 | 0 | 0 | 0 | 0 | 0 | 0 | 0 | 0 | 0 | 0 | 0 | 0 | 0 | 0 | 0 | 0 | 0 | 0 | 12
NO |  | 68 | 2012 | 5 | 9 | 9 |  | [09B] BRAYS | H.O. CLARK PLANT | 138 | 138 | (3) STEEL | 2.63 | 0 | 0 | 2000 AAC | 0 | 0 | 0 | 0 | 0 | 0 | 0 | 0 | 0 | 0 | 0 | 0 | 0 | 0 | 0 | 0 | 0 | 0 | 0 | 0 | 0 | 0 | 0 | 12
NO |  | 68 | 2012 | 5 | 10 | 10 |  | [09C] BELLAIRE | SAN FELIPE | 138 | 138 | (3) STEEL | 2.07 | 0 | 0 | 2-795 AAC | 0 | 0 | 0 | 0 | 0 | 0 | 0 | 0 | 0 | 0 | 0 | 0 | 0 | 0 | 0 | 0 | 0 | 0 | 0 | 0 | 0 | 0 | 0 | 12
NO |  | 68 | 2012 | 5 | 11 | 11 |  | [09D] EUREKA | WHITE OAK | 138 | 138 | (3) STEEL | 1.57 | 0 | 0 | 2-2167 ACSR | 0 | 0 | 0 | 0 | 0 | 0 | 0 | 0 | 0 | 0 | 0 | 0 | 0 | 0 | 0 | 0 | 0 | 0 | 0 | 0 | 0 | 0 | 0 | 12
NO |  | 68 | 2012 | 5 | 12 | 12 |  | [09D] SAN FELIPE | EUREKA | 138 | 138 | (1) STEEL | 0 | 3.31 | 0 | 2-795 AAC | 0 | 0 | 0 | 0 | 0 | 0 | 0 | 0 | 0 | 0 | 0 | 0 | 0 | 0 | 0 | 0 | 0 | 0 | 0 | 0 | 0 | 0 | 0 | 12
NO |  | 68 | 2012 | 5 | 13 | 13 |  | [09E] BRITMOORE | ADDICKS | 138 | 138 | (3) STEEL | 2.15 | 0 | 0 | 795 AAC | 0 | 0 | 0 | 0 | 0 | 0 | 0 | 0 | 0 | 0 | 0 | 0 | 0 | 0 | 0 | 0 | 0 | 0 | 0 | 0 | 0 | 0 | 0 | 12
NO |  | 68 | 2012 | 5 | 14 | 14 |  | [09F] READING | CRABB RIVER ROAD | 138 | 138 | (2) WOOD | 3.87 | 0 | 0 | 795 ACSR | 0 | 0 | 0 | 0 | 0 | 0 | 0 | 0 | 0 | 0 | 0 | 0 | 0 | 0 | 0 | 0 | 0 | 0 | 0 | 0 | 0 | 0 | 0 | 12
NO |  | 68 | 2012 | 5 | 15 | 15 |  | [09F] READING | FORT BEND | 138 | 138 | (3) STEEL | 2.64 | 0 | 0 | 795 AAC | 0 | 0 | 0 | 0 | 0 | 0 | 0 | 0 | 0 | 0 | 0 | 0 | 0 | 0 | 0 | 0 | 0 | 0 | 0 | 0 | 0 | 0 | 0 | 12
NO |  | 68 | 2012 | 5 | 16 | 16 |  | [09F] W.A. PARISH PLANT | CRABB RIVER ROAD | 138 | 138 | (1)CONCRETE | 9.45 | 0 | 0 | 2-795 AAC | 0 | 0 | 0 | 0 | 0 | 0 | 0 | 0 | 0 | 0 | 0 | 0 | 0 | 0 | 0 | 0 | 0 | 0 | 0 | 0 | 0 | 0 | 0 | 12
NO |  | 68 | 2012 | 5 | 17 | 17 |  | [09G] BRAZOS VALLEY | FORT BEND | 138 | 138 | (3) STEEL | 5.82 | 0 | 0 | 2-795 AAC | 0 | 0 | 0 | 0 | 0 | 0 | 0 | 0 | 0 | 0 | 0 | 0 | 0 | 0 | 0 | 0 | 0 | 0 | 0 | 0 | 0 | 0 | 0 | 12
NO |  | 68 | 2012 | 5 | 18 | 18 |  | [09G] FLEWELLEN | BRAZOS VALLEY | 138 | 138 | (3) STEEL | 5.09 | 0 | 0 | 2-795 ACSR | 0 | 0 | 0 | 0 | 0 | 0 | 0 | 0 | 0 | 0 | 0 | 0 | 0 | 0 | 0 | 0 | 0 | 0 | 0 | 0 | 0 | 0 | 0 | 12
NO |  | 68 | 2012 | 5 | 19 | 19 |  | [09H] FLEWELLEN | FRANZ | 138 | 138 | (3) STEEL | 15.56 | 0 | 0 | 2-795 ACSR | 0 | 0 | 0 | 0 | 0 | 0 | 0 | 0 | 0 | 0 | 0 | 0 | 0 | 0 | 0 | 0 | 0 | 0 | 0 | 0 | 0 | 0 | 0 | 12
NO |  | 68 | 2012 | 5 | 20 | 20 |  | [09H] KATY | TAP | 138 | 138 | (3) STEEL | 0.02 | 0 | 0 | 2-795 AAC | 0 | 0 | 0 | 0 | 0 | 0 | 0 | 0 | 0 | 0 | 0 | 0 | 0 | 0 | 0 | 0 | 0 | 0 | 0 | 0 | 0 | 0 | 0 | 12
NO |  | 68 | 2012 | 5 | 21 | 21 |  | [09I] CAMPBELL | TAP | 138 | 138 | (3) STEEL | 0.04 | 0 | 0 | 795 AAC | 0 | 0 | 0 | 0 | 0 | 0 | 0 | 0 | 0 | 0 | 0 | 0 | 0 | 0 | 0 | 0 | 0 | 0 | 0 | 0 | 0 | 0 | 0 | 12
NO |  | 68 | 2012 | 5 | 22 | 22 |  | [09I] TODD | TAP | 138 | 138 | (3) STEEL | 0.01 | 0 | 0 | 795 AAC | 0 | 0 | 0 | 0 | 0 | 0 | 0 | 0 | 0 | 0 | 0 | 0 | 0 | 0 | 0 | 0 | 0 | 0 | 0 | 0 | 0 | 0 | 0 | 12
NO |  | 68 | 2012 | 5 | 23 | 23 |  | [09I] WHITE OAK | ADDICKS | 138 | 138 | (3) STEEL | 9.26 | 0 | 0 | 2-795 AAC | 0 | 0 | 0 | 0 | 0 | 0 | 0 | 0 | 0 | 0 | 0 | 0 | 0 | 0 | 0 | 0 | 0 | 0 | 0 | 0 | 0 | 0 | 0 | 12
NO |  | 68 | 2012 | 5 | 24 | 24 |  | [09J] CYFAIR | TAP | 138 | 138 | (3) STEEL | 0.03 | 0 | 0 | 795 ACSR | 0 | 0 | 0 | 0 | 0 | 0 | 0 | 0 | 0 | 0 | 0 | 0 | 0 | 0 | 0 | 0 | 0 | 0 | 0 | 0 | 0 | 0 | 0 | 12
NO |  | 68 | 2012 | 5 | 25 | 25 |  | [09J] GERTIE | TAP | 138 | 138 | (3) STEEL | 4.27 | 0 | 0 | 795 ACSR | 0 | 0 | 0 | 0 | 0 | 0 | 0 | 0 | 0 | 0 | 0 | 0 | 0 | 0 | 0 | 0 | 0 | 0 | 0 | 0 | 0 | 0 | 0 | 12
NO |  | 68 | 2012 | 5 | 26 | 26 |  | [09J] ZENITH | KLUGE | 138 | 138 | (3) STEEL | 13.38 | 0 | 0 | 2-959ACSS | 0 | 0 | 0 | 0 | 0 | 0 | 0 | 0 | 0 | 0 | 0 | 0 | 0 | 0 | 0 | 0 | 0 | 0 | 0 | 0 | 0 | 0 | 0 | 12
NO |  | 68 | 2012 | 5 | 27 | 27 |  | [14A] CEDAR BAYOU PLANT | KENNY_ | 138 | 138 | (3) STEEL | 6.75 | 0 | 0 | 2-795 AAC | 0 | 0 | 0 | 0 | 0 | 0 | 0 | 0 | 0 | 0 | 0 | 0 | 0 | 0 | 0 | 0 | 0 | 0 | 0 | 0 | 0 | 0 | 0 | 12
NO |  | 68 | 2012 | 5 | 28 | 28 |  | [21A] GABLE STREET | GREENS BAYOU PLANT | 138 | 138 | (3) STEEL | 13.27 | 0 | 0 | 2000AAC | 0 | 0 | 0 | 0 | 0 | 0 | 0 | 0 | 0 | 0 | 0 | 0 | 0 | 0 | 0 | 0 | 0 | 0 | 0 | 0 | 0 | 0 | 0 | 12
NO |  | 68 | 2012 | 5 | 29 | 29 |  | [21A] LIBERTY | TAP | 138 | 138 | (3) STEEL | 0.03 | 0 | 0 | 1-795 AAC | 0 | 0 | 0 | 0 | 0 | 0 | 0 | 0 | 0 | 0 | 0 | 0 | 0 | 0 | 0 | 0 | 0 | 0 | 0 | 0 | 0 | 0 | 0 | 12
NO |  | 68 | 2012 | 5 | 30 | 30 |  | [21A] NORTHSIDE | TAP | 138 | 138 | (3) STEEL | 0.03 | 0 | 0 | 2000AAC | 0 | 0 | 0 | 0 | 0 | 0 | 0 | 0 | 0 | 0 | 0 | 0 | 0 | 0 | 0 | 0 | 0 | 0 | 0 | 0 | 0 | 0 | 0 | 12
NO |  | 68 | 2012 | 5 | 31 | 31 |  | [21B] GABLE STREET | FRANKLIN | 138 | 138 | (3) STEEL | 1.98 | 0 | 0 | 2-795 AAC | 0 | 0 | 0 | 0 | 0 | 0 | 0 | 0 | 0 | 0 | 0 | 0 | 0 | 0 | 0 | 0 | 0 | 0 | 0 | 0 | 0 | 0 | 0 | 12
NO |  | 68 | 2012 | 5 | 32 | 32 |  | [21C] DAVSON | STRAWBERRY BELT | 138 | 138 | (3) STEEL | 1.72 | 0 | 0 | 795 AAC | 0 | 0 | 0 | 0 | 0 | 0 | 0 | 0 | 0 | 0 | 0 | 0 | 0 | 0 | 0 | 0 | 0 | 0 | 0 | 0 | 0 | 0 | 0 | 12
NO |  | 68 | 2012 | 5 | 33 | 33 |  | [21C] DEER PARK | TAP | 138 | 138 | (1) STEEL | 0.06 | 0 | 0 | 2-795 AAC | 0 | 0 | 0 | 0 | 0 | 0 | 0 | 0 | 0 | 0 | 0 | 0 | 0 | 0 | 0 | 0 | 0 | 0 | 0 | 0 | 0 | 0 | 0 | 12
NO |  | 68 | 2012 | 5 | 34 | 34 |  | [21C] NOBEL_ | STATE_ | 138 | 138 | (3) STEEL | 0.19 | 0 | 0 | 2-795 AAC | 0 | 0 | 0 | 0 | 0 | 0 | 0 | 0 | 0 | 0 | 0 | 0 | 0 | 0 | 0 | 0 | 0 | 0 | 0 | 0 | 0 | 0 | 0 | 12
NO |  | 68 | 2012 | 5 | 35 | 35 |  | [21C] STRAWBERRY BELT | NOBEL_ | 138 | 138 | (3) STEEL | 7.24 | 0 | 0 | 2-795 AAC | 0 | 0 | 0 | 0 | 0 | 0 | 0 | 0 | 0 | 0 | 0 | 0 | 0 | 0 | 0 | 0 | 0 | 0 | 0 | 0 | 0 | 0 | 0 | 12
NO |  | 68 | 2012 | 6 | 1 | 1 |  | [21C] UNDERWOOD | TAP | 138 | 138 | (2) WOOD | 0.05 | 0 | 0 | 2000 AAC | 0 | 0 | 0 | 0 | 0 | 0 | 0 | 0 | 0 | 0 | 0 | 0 | 0 | 0 | 0 | 0 | 0 | 0 | 0 | 0 | 0 | 0 | 0 | 12
NO |  | 68 | 2012 | 6 | 2 | 2 |  | [21D] SOLMER | S.R. BERTRON PLANT | 138 | 138 | (3) STEEL | 1.67 | 0 | 0 | 2-795 AAC | 0 | 0 | 0 | 0 | 0 | 0 | 0 | 0 | 0 | 0 | 0 | 0 | 0 | 0 | 0 | 0 | 0 | 0 | 0 | 0 | 0 | 0 | 0 | 12
NO |  | 68 | 2012 | 6 | 3 | 3 |  | [21E] MOMENT | SOLMER | 138 | 138 | (3) STEEL | 0.45 | 0 | 0 | 2-795 AAC | 0 | 0 | 0 | 0 | 0 | 0 | 0 | 0 | 0 | 0 | 0 | 0 | 0 | 0 | 0 | 0 | 0 | 0 | 0 | 0 | 0 | 0 | 0 | 12
NO |  | 68 | 2012 | 6 | 4 | 4 |  | [21F] DIABOX | MOMENT | 138 | 138 | (3) STEEL | 0.65 | 0 | 0 | 2-795 AAC | 0 | 0 | 0 | 0 | 0 | 0 | 0 | 0 | 0 | 0 | 0 | 0 | 0 | 0 | 0 | 0 | 0 | 0 | 0 | 0 | 0 | 0 | 0 | 12
NO |  | 68 | 2012 | 6 | 5 | 5 |  | [21G] CAMRON | T.H. WHARTON PLANT | 138 | 138 | (3) STEEL | 8.21 | 0 | 0 | 2-959 ACSS | 0 | 0 | 0 | 0 | 0 | 0 | 0 | 0 | 0 | 0 | 0 | 0 | 0 | 0 | 0 | 0 | 0 | 0 | 0 | 0 | 0 | 0 | 0 | 12
NO |  | 68 | 2012 | 6 | 6 | 6 |  | [21H] ADDICKS | WHITE OAK | 138 | 138 | (3) STEEL | 9.27 | 0 | 0 | 795 AAC | 0 | 0 | 0 | 0 | 0 | 0 | 0 | 0 | 0 | 0 | 0 | 0 | 0 | 0 | 0 | 0 | 0 | 0 | 0 | 0 | 0 | 0 | 0 | 12
NO |  | 68 | 2012 | 6 | 7 | 7 |  | [21H] CAMPBELL | TAP | 138 | 138 | (3) STEEL | 0 | 0.01 | 0 | 795 AAC | 0 | 0 | 0 | 0 | 0 | 0 | 0 | 0 | 0 | 0 | 0 | 0 | 0 | 0 | 0 | 0 | 0 | 0 | 0 | 0 | 0 | 0 | 0 | 12
NO |  | 68 | 2012 | 6 | 8 | 8 |  | [21H] TODD | TAP | 138 | 138 | (3) STEEL | 0 | 0.03 | 0 | 795 AAC | 0 | 0 | 0 | 0 | 0 | 0 | 0 | 0 | 0 | 0 | 0 | 0 | 0 | 0 | 0 | 0 | 0 | 0 | 0 | 0 | 0 | 0 | 0 | 12
NO |  | 68 | 2012 | 6 | 9 | 9 |  | [21I] CAMRON | KLUGE | 138 | 138 | (3) STEEL | 8.67 | 0 | 0 | 795 ACSR | 0 | 0 | 0 | 0 | 0 | 0 | 0 | 0 | 0 | 0 | 0 | 0 | 0 | 0 | 0 | 0 | 0 | 0 | 0 | 0 | 0 | 0 | 0 | 12
NO |  | 68 | 2012 | 6 | 10 | 10 |  | [21I] CYFAIR | TAP | 138 | 138 | (3) STEEL | 0.03 | 0 | 0 | 795 ACSR | 0 | 0 | 0 | 0 | 0 | 0 | 0 | 0 | 0 | 0 | 0 | 0 | 0 | 0 | 0 | 0 | 0 | 0 | 0 | 0 | 0 | 0 | 0 | 12
NO |  | 68 | 2012 | 6 | 11 | 11 |  | [21J] AIRLINE | WHITE OAK | 138 | 138 | (3) STEEL | 3.03 | 0 | 0 | 795 AAC | 0 | 0 | 0 | 0 | 0 | 0 | 0 | 0 | 0 | 0 | 0 | 0 | 0 | 0 | 0 | 0 | 0 | 0 | 0 | 0 | 0 | 0 | 0 | 12
NO |  | 68 | 2012 | 6 | 12 | 12 |  | [21J] HARDY | AIRLINE | 138 | 138 | (3) STEEL | 2.13 | 0 | 0 | 2-795 AAC | 0 | 0 | 0 | 0 | 0 | 0 | 0 | 0 | 0 | 0 | 0 | 0 | 0 | 0 | 0 | 0 | 0 | 0 | 0 | 0 | 0 | 0 | 0 | 12
NO |  | 68 | 2012 | 6 | 13 | 13 |  | [21K] FIDELITY | TAP | 138 | 138 | (1)CONCRETE | 1.36 | 0 | 0 | 795 ACSR | 0 | 0 | 0 | 0 | 0 | 0 | 0 | 0 | 0 | 0 | 0 | 0 | 0 | 0 | 0 | 0 | 0 | 0 | 0 | 0 | 0 | 0 | 0 | 12
NO |  | 68 | 2012 | 6 | 14 | 14 |  | [21K] FIDELITY | TAP | 138 | 138 | (1)CONCRETE | 0.03 | 1.33 | 0 | 795 ACSR | 0 | 0 | 0 | 0 | 0 | 0 | 0 | 0 | 0 | 0 | 0 | 0 | 0 | 0 | 0 | 0 | 0 | 0 | 0 | 0 | 0 | 0 | 0 | 12
NO |  | 68 | 2012 | 6 | 15 | 15 |  | [21K] GREENS BAYOU PLANT | DAVSON | 138 | 138 | (3) STEEL | 0 | 10.08 | 0 | 795 AAC | 0 | 0 | 0 | 0 | 0 | 0 | 0 | 0 | 0 | 0 | 0 | 0 | 0 | 0 | 0 | 0 | 0 | 0 | 0 | 0 | 0 | 0 | 0 | 12
NO |  | 68 | 2012 | 6 | 16 | 16 |  | [21K] WITTER | TAP | 138 | 138 | (3) STEEL | 0.07 | 0 | 0 | 795 AAC | 0 | 0 | 0 | 0 | 0 | 0 | 0 | 0 | 0 | 0 | 0 | 0 | 0 | 0 | 0 | 0 | 0 | 0 | 0 | 0 | 0 | 0 | 0 | 12
NO |  | 68 | 2012 | 6 | 17 | 17 |  | [21L] STATE_ | S.R. BERTRON PLANT | 138 | 138 | (3) STEEL | 1.11 | 0.82 | 0 | 2-795 AAC | 0 | 0 | 0 | 0 | 0 | 0 | 0 | 0 | 0 | 0 | 0 | 0 | 0 | 0 | 0 | 0 | 0 | 0 | 0 | 0 | 0 | 0 | 0 | 12
NO |  | 68 | 2012 | 6 | 18 | 18 |  | [21M] FRANKLIN | CROCKETT | 138 | 138 | (3) STEEL | 1.21 | 0.25 | 0 | 2000AAC | 0 | 0 | 0 | 0 | 0 | 0 | 0 | 0 | 0 | 0 | 0 | 0 | 0 | 0 | 0 | 0 | 0 | 0 | 0 | 0 | 0 | 0 | 0 | 12
NO |  | 68 | 2012 | 6 | 19 | 19 |  | [22A] DIABOX | S.R. BERTRON PLANT | 138 | 138 | (3) STEEL | 2.3 | 0 | 0 | 2-795 AAC | 0 | 0 | 0 | 0 | 0 | 0 | 0 | 0 | 0 | 0 | 0 | 0 | 0 | 0 | 0 | 0 | 0 | 0 | 0 | 0 | 0 | 0 | 0 | 12
NO |  | 68 | 2012 | 6 | 20 | 20 |  | [24A] BRITMOORE | SATSUMA | 138 | 138 | (3) STEEL | 0.16 | 6.03 | 0 | 2-795 ACSR | 0 | 0 | 0 | 0 | 0 | 0 | 0 | 0 | 0 | 0 | 0 | 0 | 0 | 0 | 0 | 0 | 0 | 0 | 0 | 0 | 0 | 0 | 0 | 12
NO |  | 68 | 2012 | 6 | 21 | 21 |  | [24A] SATSUMA | T.H. WHARTON PLANT | 138 | 138 | (3) STEEL | 0.32 | 6.66 | 0 | 2-795 AAC | 0 | 0 | 0 | 0 | 0 | 0 | 0 | 0 | 0 | 0 | 0 | 0 | 0 | 0 | 0 | 0 | 0 | 0 | 0 | 0 | 0 | 0 | 0 | 12
NO |  | 68 | 2012 | 6 | 22 | 22 |  | [24B] BELLAIRE | BRITMOORE | 138 | 138 | (3) STEEL | 0.19 | 12.88 | 0 | 2-795 ACSR | 0 | 0 | 0 | 0 | 0 | 0 | 0 | 0 | 0 | 0 | 0 | 0 | 0 | 0 | 0 | 0 | 0 | 0 | 0 | 0 | 0 | 0 | 0 | 12
NO |  | 68 | 2012 | 6 | 23 | 23 |  | [24B] BELLAIRE | TAP | 138 | 138 | (1) WOOD | 0.12 | 0 | 0 | 795 AAC | 0 | 0 | 0 | 0 | 0 | 0 | 0 | 0 | 0 | 0 | 0 | 0 | 0 | 0 | 0 | 0 | 0 | 0 | 0 | 0 | 0 | 0 | 0 | 12
NO |  | 68 | 2012 | 6 | 24 | 24 |  | [24B] DUNVALE | TAP | 138 | 138 | (1) WOOD | 1.1 | 0 | 0 | 795 AAC | 0 | 0 | 0 | 0 | 0 | 0 | 0 | 0 | 0 | 0 | 0 | 0 | 0 | 0 | 0 | 0 | 0 | 0 | 0 | 0 | 0 | 0 | 0 | 12
NO |  | 68 | 2012 | 6 | 25 | 25 |  | [24B] HAYES | TAP | 138 | 138 | (1) WOOD | 0.05 | 0 | 0 | 795 ACSR | 0 | 0 | 0 | 0 | 0 | 0 | 0 | 0 | 0 | 0 | 0 | 0 | 0 | 0 | 0 | 0 | 0 | 0 | 0 | 0 | 0 | 0 | 0 | 12
NO |  | 68 | 2012 | 6 | 26 | 26 |  | [24B] HILLCROFT | TAP | 138 | 138 | (1) WOOD | 0.05 | 0 | 0 | 795 AAC | 0 | 0 | 0 | 0 | 0 | 0 | 0 | 0 | 0 | 0 | 0 | 0 | 0 | 0 | 0 | 0 | 0 | 0 | 0 | 0 | 0 | 0 | 0 | 12
NO |  | 68 | 2012 | 6 | 27 | 27 |  | [24B] ULRICH | TAP | 138 | 138 | (1) STEEL | 1.04 | 0 | 0 | 795 AAC | 0 | 0 | 0 | 0 | 0 | 0 | 0 | 0 | 0 | 0 | 0 | 0 | 0 | 0 | 0 | 0 | 0 | 0 | 0 | 0 | 0 | 0 | 0 | 12
NO |  | 68 | 2012 | 6 | 28 | 28 |  | [24B] WESTCHASE | TAP | 138 | 138 | (1) WOOD | 0.06 | 0 | 0 | 795 AAC | 0 | 0 | 0 | 0 | 0 | 0 | 0 | 0 | 0 | 0 | 0 | 0 | 0 | 0 | 0 | 0 | 0 | 0 | 0 | 0 | 0 | 0 | 0 | 12
NO |  | 68 | 2012 | 6 | 29 | 29 |  | [25A] FONDREN | H.O. CLARK PLANT | 138 | 138 | (3) STEEL | 5.14 | 0 | 0 | 795 AAC | 0 | 0 | 0 | 0 | 0 | 0 | 0 | 0 | 0 | 0 | 0 | 0 | 0 | 0 | 0 | 0 | 0 | 0 | 0 | 0 | 0 | 0 | 0 | 12
NO |  | 68 | 2012 | 6 | 30 | 30 |  | [25A] JEANETTA | FONDREN | 138 | 138 | (3) STEEL | 5.54 | 0 | 0 | 795 AAC | 0 | 0 | 0 | 0 | 0 | 0 | 0 | 0 | 0 | 0 | 0 | 0 | 0 | 0 | 0 | 0 | 0 | 0 | 0 | 0 | 0 | 0 | 0 | 12
NO |  | 68 | 2012 | 6 | 31 | 31 |  | [25A] SHARPSTOWN | TAP | 138 | 138 | (1) WOOD | 2.67 | 0 | 0 | 2-927 ACAR | 0 | 0 | 0 | 0 | 0 | 0 | 0 | 0 | 0 | 0 | 0 | 0 | 0 | 0 | 0 | 0 | 0 | 0 | 0 | 0 | 0 | 0 | 0 | 12
NO |  | 68 | 2012 | 6 | 32 | 32 |  | [25A] WESTWOOD | TAP | 138 | 138 | (1) WOOD | 0.05 | 0 | 0 | 2-795 ACSR | 0 | 0 | 0 | 0 | 0 | 0 | 0 | 0 | 0 | 0 | 0 | 0 | 0 | 0 | 0 | 0 | 0 | 0 | 0 | 0 | 0 | 0 | 0 | 12
NO |  | 68 | 2012 | 6 | 33 | 33 |  | [25B] ROARK | JEANETTA | 138 | 138 | (3) STEEL | 5.36 | 0 | 0 | 795 AAC | 0 | 0 | 0 | 0 | 0 | 0 | 0 | 0 | 0 | 0 | 0 | 0 | 0 | 0 | 0 | 0 | 0 | 0 | 0 | 0 | 0 | 0 | 0 | 12
NO |  | 68 | 2012 | 6 | 34 | 34 |  | [25B] ROARK | CLODINE | 138 | 138 | (2) WOOD | 3.74 | 0 | 0 | 795 AAC | 0 | 0 | 0 | 0 | 0 | 0 | 0 | 0 | 0 | 0 | 0 | 0 | 0 | 0 | 0 | 0 | 0 | 0 | 0 | 0 | 0 | 0 | 0 | 12
NO |  | 68 | 2012 | 6 | 35 | 35 |  | [25B] ROARK | TAP | 138 | 138 | (1) STEEL | 0.02 | 0 | 0 | 2000 AAC | 0 | 0 | 0 | 0 | 0 | 0 | 0 | 0 | 0 | 0 | 0 | 0 | 0 | 0 | 0 | 0 | 0 | 0 | 0 | 0 | 0 | 0 | 0 | 12
NO |  | 68 | 2012 | 7 | 1 | 1 |  | [25B] ROARK | TAP | 138 | 138 | (1) STEEL | 0.01 | 0 | 0 | 2000 AAC | 0 | 0 | 0 | 0 | 0 | 0 | 0 | 0 | 0 | 0 | 0 | 0 | 0 | 0 | 0 | 0 | 0 | 0 | 0 | 0 | 0 | 0 | 0 | 12
NO |  | 68 | 2012 | 7 | 2 | 2 |  | [25B] WESTWOOD | TAP | 138 | 138 | (1) WOOD | 0.05 | 0 | 0 | 2-795 ACSR | 0 | 0 | 0 | 0 | 0 | 0 | 0 | 0 | 0 | 0 | 0 | 0 | 0 | 0 | 0 | 0 | 0 | 0 | 0 | 0 | 0 | 0 | 0 | 12
NO |  | 68 | 2012 | 7 | 3 | 3 |  | [25C] OBRIEN | CLODINE | 138 | 138 | (3) STEEL | 5.98 | 0 | 0 | 2-795 ACSR | 0 | 0 | 0 | 0 | 0 | 0 | 0 | 0 | 0 | 0 | 0 | 0 | 0 | 0 | 0 | 0 | 0 | 0 | 0 | 0 | 0 | 0 | 0 | 12
NO |  | 68 | 2012 | 7 | 4 | 4 |  | [25D] FLEWELLEN | TAP | 138 | 138 | (1) WOOD | 0.01 | 0 | 0 | 795AAC | 0 | 0 | 0 | 0 | 0 | 0 | 0 | 0 | 0 | 0 | 0 | 0 | 0 | 0 | 0 | 0 | 0 | 0 | 0 | 0 | 0 | 0 | 0 | 12
NO |  | 68 | 2012 | 7 | 5 | 5 |  | [25D] MASON ROAD | FLEWELLEN | 138 | 138 | (3) STEEL | 11.66 | 0 | 0 | 2-795 ACSR | 0 | 0 | 0 | 0 | 0 | 0 | 0 | 0 | 0 | 0 | 0 | 0 | 0 | 0 | 0 | 0 | 0 | 0 | 0 | 0 | 0 | 0 | 0 | 12
NO |  | 68 | 2012 | 7 | 6 | 6 |  | [25D] OBRIEN | MASON ROAD | 138 | 138 | (3) STEEL | 5.34 | 0 | 0 | 2-795 ACSR | 0 | 0 | 0 | 0 | 0 | 0 | 0 | 0 | 0 | 0 | 0 | 0 | 0 | 0 | 0 | 0 | 0 | 0 | 0 | 0 | 0 | 0 | 0 | 12
NO |  | 68 | 2012 | 7 | 7 | 7 |  | [25E] FLEWELLEN | PETERS | 138 | 138 | (2) WOOD | 26.57 | 0 | 0 | 795 AAC | 0 | 0 | 0 | 0 | 0 | 0 | 0 | 0 | 0 | 0 | 0 | 0 | 0 | 0 | 0 | 0 | 0 | 0 | 0 | 0 | 0 | 0 | 0 | 12
NO |  | 68 | 2012 | 7 | 8 | 8 |  | [26A] ALMEDA | TAP | 138 | 138 | (3) STEEL | 0.13 | 0 | 0 | 397 ACSR | 0 | 0 | 0 | 0 | 0 | 0 | 0 | 0 | 0 | 0 | 0 | 0 | 0 | 0 | 0 | 0 | 0 | 0 | 0 | 0 | 0 | 0 | 0 | 12
NO |  | 68 | 2012 | 7 | 9 | 9 |  | [26A] CHOCOLATE BAYOU | TAP | 138 | 138 | (3) STEEL | 5.77 | 0 | 0 | 397 ACSR | 0 | 0 | 0 | 0 | 0 | 0 | 0 | 0 | 0 | 0 | 0 | 0 | 0 | 0 | 0 | 0 | 0 | 0 | 0 | 0 | 0 | 0 | 0 | 12
NO |  | 68 | 2012 | 7 | 10 | 10 |  | [26A] H.O. CLARK PLANT | KARSTEN | 138 | 138 | (3) STEEL | 11.76 | 0 | 0 | 2000 AAC | 0 | 0 | 0 | 0 | 0 | 0 | 0 | 0 | 0 | 0 | 0 | 0 | 0 | 0 | 0 | 0 | 0 | 0 | 0 | 0 | 0 | 0 | 0 | 12
NO |  | 68 | 2012 | 7 | 11 | 11 |  | [26A] INTERMEDIATE | TAP | 138 | 138 | (1) STEEL | 0.04 | 0 | 0 | 2000 AAC | 0 | 0 | 0 | 0 | 0 | 0 | 0 | 0 | 0 | 0 | 0 | 0 | 0 | 0 | 0 | 0 | 0 | 0 | 0 | 0 | 0 | 0 | 0 | 12
NO |  | 68 | 2012 | 7 | 12 | 12 |  | [26A] QUAIL VALLEY | TAP | 138 | 138 | (3) STEEL | 5.49 | 0 | 0 | 795 ACSR | 0 | 0 | 0 | 0 | 0 | 0 | 0 | 0 | 0 | 0 | 0 | 0 | 0 | 0 | 0 | 0 | 0 | 0 | 0 | 0 | 0 | 0 | 0 | 12
NO |  | 68 | 2012 | 7 | 13 | 13 |  | [26A] TELVIEW | TAP | 138 | 138 | (3) STEEL | 0.03 | 0 | 0 | 795 ACSR | 0 | 0 | 0 | 0 | 0 | 0 | 0 | 0 | 0 | 0 | 0 | 0 | 0 | 0 | 0 | 0 | 0 | 0 | 0 | 0 | 0 | 0 | 0 | 12
NO |  | 68 | 2012 | 7 | 14 | 14 |  | [26B] ANGLETON | ROSHARON | 138 | 138 | (3) STEEL | 8.84 | 0 | 0 | 2000 AAC | 0 | 0 | 0 | 0 | 0 | 0 | 0 | 0 | 0 | 0 | 0 | 0 | 0 | 0 | 0 | 0 | 0 | 0 | 0 | 0 | 0 | 0 | 0 | 12
NO |  | 68 | 2012 | 7 | 15 | 15 |  | [26B] ROSHARON | KARSTEN | 138 | 138 | (3) STEEL | 9.58 | 0 | 0 | 2000 AAC | 0 | 0 | 0 | 0 | 0 | 0 | 0 | 0 | 0 | 0 | 0 | 0 | 0 | 0 | 0 | 0 | 0 | 0 | 0 | 0 | 0 | 0 | 0 | 12
NO |  | 68 | 2012 | 7 | 16 | 16 |  | [26C] ANGLETON | STRATT | 138 | 138 | (3) STEEL | 13.78 | 0 | 0 | 927 ACAR | 0 | 0 | 0 | 0 | 0 | 0 | 0 | 0 | 0 | 0 | 0 | 0 | 0 | 0 | 0 | 0 | 0 | 0 | 0 | 0 | 0 | 0 | 0 | 12
NO |  | 68 | 2012 | 7 | 17 | 17 |  | [26D] STRATT | SINTEK | 138 | 138 | (3) STEEL | 6.46 | 0 | 0 | 927 ACAR | 0 | 0 | 0 | 0 | 0 | 0 | 0 | 0 | 0 | 0 | 0 | 0 | 0 | 0 | 0 | 0 | 0 | 0 | 0 | 0 | 0 | 0 | 0 | 12
NO |  | 68 | 2012 | 7 | 18 | 18 |  | [26E] SINTEK | VELASCO | 138 | 138 | (3) STEEL | 1.36 | 0 | 0 | 927 ACAR | 0 | 0 | 0 | 0 | 0 | 0 | 0 | 0 | 0 | 0 | 0 | 0 | 0 | 0 | 0 | 0 | 0 | 0 | 0 | 0 | 0 | 0 | 0 | 12
NO |  | 68 | 2012 | 7 | 19 | 19 |  | [35A] CLEAR LAKE | TAP | 138 | 138 | (1) STEEL | 1.75 | 0 | 0 | 795 AAC | 0 | 0 | 0 | 0 | 0 | 0 | 0 | 0 | 0 | 0 | 0 | 0 | 0 | 0 | 0 | 0 | 0 | 0 | 0 | 0 | 0 | 0 | 0 | 12
NO |  | 68 | 2012 | 7 | 20 | 20 |  | [35A] FAIRMONT | P.H. ROBINSON PLANT | 138 | 138 | (3) STEEL | 19.05 | 0 | 0 | 2-927 ACAR | 0 | 0 | 0 | 0 | 0 | 0 | 0 | 0 | 0 | 0 | 0 | 0 | 0 | 0 | 0 | 0 | 0 | 0 | 0 | 0 | 0 | 0 | 0 | 12
NO |  | 68 | 2012 | 7 | 21 | 21 |  | [35A] GENOA | TAP | 138 | 138 | (1)CONCRETE | 0.68 | 0 | 0 | 1-795 AAC | 0 | 0 | 0 | 0 | 0 | 0 | 0 | 0 | 0 | 0 | 0 | 0 | 0 | 0 | 0 | 0 | 0 | 0 | 0 | 0 | 0 | 0 | 0 | 12
NO |  | 68 | 2012 | 7 | 22 | 22 |  | [35A] POLARIS | TAP | 138 | 138 | (2) WOOD | 0.05 | 0 | 0 | 795 AAC | 0 | 0 | 0 | 0 | 0 | 0 | 0 | 0 | 0 | 0 | 0 | 0 | 0 | 0 | 0 | 0 | 0 | 0 | 0 | 0 | 0 | 0 | 0 | 12
NO |  | 68 | 2012 | 7 | 23 | 23 |  | [35A] WEBSTER | TAP | 138 | 138 | (1) WOOD | 0.1 | 0 | 0 | 795 AAC | 0 | 0 | 0 | 0 | 0 | 0 | 0 | 0 | 0 | 0 | 0 | 0 | 0 | 0 | 0 | 0 | 0 | 0 | 0 | 0 | 0 | 0 | 0 | 12
NO |  | 68 | 2012 | 7 | 24 | 24 |  | [35B] ARMAND | FAIRMONT | 138 | 138 | (3) STEEL | 2.41 | 0 | 0 | 2-795 AAC | 0 | 0 | 0 | 0 | 0 | 0 | 0 | 0 | 0 | 0 | 0 | 0 | 0 | 0 | 0 | 0 | 0 | 0 | 0 | 0 | 0 | 0 | 0 | 12
NO |  | 68 | 2012 | 7 | 25 | 25 |  | [35C] LOMAX_ | CELNEC | 138 | 138 | (3) STEEL | 2.98 | 0 | 0 | 2-795 AAC | 0 | 0 | 0 | 0 | 0 | 0 | 0 | 0 | 0 | 0 | 0 | 0 | 0 | 0 | 0 | 0 | 0 | 0 | 0 | 0 | 0 | 0 | 0 | 12
NO |  | 68 | 2012 | 7 | 26 | 26 |  | [35E] BELLAIRE | ULRICH | 138 | 138 | (1) WOOD | 3.4 | 0 | 0 | 2000 AAC | 0 | 0 | 0 | 0 | 0 | 0 | 0 | 0 | 0 | 0 | 0 | 0 | 0 | 0 | 0 | 0 | 0 | 0 | 0 | 0 | 0 | 0 | 0 | 12
NO |  | 68 | 2012 | 7 | 27 | 27 |  | [35F] LOMAX_ | ARMAND | 138 | 138 | (3) STEEL | 1.59 | 0 | 0 | 2-795 AAC | 0 | 0 | 0 | 0 | 0 | 0 | 0 | 0 | 0 | 0 | 0 | 0 | 0 | 0 | 0 | 0 | 0 | 0 | 0 | 0 | 0 | 0 | 0 | 12
NO |  | 68 | 2012 | 7 | 28 | 28 |  | [37A] BELLAIRE | KIRBY | 138 | 138 | (1) STEEL | 0.52 | 1.38 | 0 | 2-959 ACSS | 0 | 0 | 0 | 0 | 0 | 0 | 0 | 0 | 0 | 0 | 0 | 0 | 0 | 0 | 0 | 0 | 0 | 0 | 0 | 0 | 0 | 0 | 0 | 12
NO |  | 68 | 2012 | 7 | 29 | 29 |  | [37A] KIRBY | GARROTT | 138 | 138 | (1) STEEL | 0.08 | 2.27 | 0 | 2-959 ACSS | 0 | 0 | 0 | 0 | 0 | 0 | 0 | 0 | 0 | 0 | 0 | 0 | 0 | 0 | 0 | 0 | 0 | 0 | 0 | 0 | 0 | 0 | 0 | 12
NO |  | 68 | 2012 | 7 | 30 | 30 |  | [37B] SAN FELIPE | BELLAIRE | 138 | 138 | (3) STEEL | 2.13 | 0 | 0 | 2-795 AAC | 0 | 0 | 0 | 0 | 0 | 0 | 0 | 0 | 0 | 0 | 0 | 0 | 0 | 0 | 0 | 0 | 0 | 0 | 0 | 0 | 0 | 0 | 0 | 12
NO |  | 68 | 2012 | 7 | 31 | 31 |  | [37C] BLODGETT | TAP | 138 | 138 | (1) WOOD | 0.05 | 0 | 0 | 795 AAC | 0 | 0 | 0 | 0 | 0 | 0 | 0 | 0 | 0 | 0 | 0 | 0 | 0 | 0 | 0 | 0 | 0 | 0 | 0 | 0 | 0 | 0 | 0 | 12
NO |  | 68 | 2012 | 7 | 32 | 32 |  | [37C] GARROTT | TECO_ | 138 | 138 | (1) WOOD | 4.67 | 0 | 0 | 2000 AAC | 0 | 0 | 0 | 0 | 0 | 0 | 0 | 0 | 0 | 0 | 0 | 0 | 0 | 0 | 0 | 0 | 0 | 0 | 0 | 0 | 0 | 0 | 0 | 12
NO |  | 68 | 2012 | 7 | 33 | 33 |  | [37D] TECO_ | GRANT | 138 | 138 | (3) STEEL | 0.13 | 0 | 0 | 2000 AAC | 0 | 0 | 0 | 0 | 0 | 0 | 0 | 0 | 0 | 0 | 0 | 0 | 0 | 0 | 0 | 0 | 0 | 0 | 0 | 0 | 0 | 0 | 0 | 12
NO |  | 68 | 2012 | 7 | 34 | 34 |  | [48A] WEST BAY | STEWART | 138 | 138 | (1) WOOD | 14.01 | 0 | 0 | 266 ACSS | 0 | 0 | 0 | 0 | 0 | 0 | 0 | 0 | 0 | 0 | 0 | 0 | 0 | 0 | 0 | 0 | 0 | 0 | 0 | 0 | 0 | 0 | 0 | 12
NO |  | 68 | 2012 | 7 | 35 | 35 |  | [59A] WEST BAY | STEWART | 138 | 138 | (1) WOOD | 0.18 | 13.82 | 0 | 266 ACSS | 0 | 0 | 0 | 0 | 0 | 0 | 0 | 0 | 0 | 0 | 0 | 0 | 0 | 0 | 0 | 0 | 0 | 0 | 0 | 0 | 0 | 0 | 0 | 12
NO |  | 68 | 2012 | 8 | 1 | 1 |  | [60A] EAST BERNARD | ORCHARD | 138 | 138 | (2) WOOD | 7.13 | 0 | 0 | 795 AAC | 0 | 0 | 0 | 0 | 0 | 0 | 0 | 0 | 0 | 0 | 0 | 0 | 0 | 0 | 0 | 0 | 0 | 0 | 0 | 0 | 0 | 0 | 0 | 12
NO |  | 68 | 2012 | 8 | 2 | 2 |  | [60A] ORCHARD | FORT BEND | 138 | 138 | (1) CONCRETE | 10.81 | 0.78 | 0 | 795 ACSR | 0 | 0 | 0 | 0 | 0 | 0 | 0 | 0 | 0 | 0 | 0 | 0 | 0 | 0 | 0 | 0 | 0 | 0 | 0 | 0 | 0 | 0 | 0 | 12
NO |  | 68 | 2012 | 8 | 3 | 3 |  | [60B] CANEY CREEK | WHARTON | 138 | 138 | (2) STEEL | 1.29 | 0.56 | 0 | 795 AAC | 0 | 0 | 0 | 0 | 0 | 0 | 0 | 0 | 0 | 0 | 0 | 0 | 0 | 0 | 0 | 0 | 0 | 0 | 0 | 0 | 0 | 0 | 0 | 12
NO |  | 68 | 2012 | 8 | 4 | 4 |  | [60B] EAST BERNARD | CANEY CREEK | 138 | 138 | (2) WOOD | 15.17 | 0 | 0 | 927 ACAR | 0 | 0 | 0 | 0 | 0 | 0 | 0 | 0 | 0 | 0 | 0 | 0 | 0 | 0 | 0 | 0 | 0 | 0 | 0 | 0 | 0 | 0 | 0 | 12
NO |  | 68 | 2012 | 8 | 5 | 5 |  | [60B] WHARTON | DYANN | 138 | 138 | (1)CONCRETE | 4.02 | 0 | 0 | 2-959 ACSS | 0 | 0 | 0 | 0 | 0 | 0 | 0 | 0 | 0 | 0 | 0 | 0 | 0 | 0 | 0 | 0 | 0 | 0 | 0 | 0 | 0 | 0 | 0 | 12
NO |  | 68 | 2012 | 8 | 6 | 6 |  | [60C] NEW GULF | TAP | 138 | 138 | (1) CONCRETE | 0.04 | 0 | 0 | 795 AAC | 0 | 0 | 0 | 0 | 0 | 0 | 0 | 0 | 0 | 0 | 0 | 0 | 0 | 0 | 0 | 0 | 0 | 0 | 0 | 0 | 0 | 0 | 0 | 12
NO |  | 68 | 2012 | 8 | 7 | 7 |  | [60C] SOUTH LANE CITY | TEXGLF | 138 | 138 | (3) STEEL | 10.51 | 0 | 0 | 795 AAC | 0 | 0 | 0 | 0 | 0 | 0 | 0 | 0 | 0 | 0 | 0 | 0 | 0 | 0 | 0 | 0 | 0 | 0 | 0 | 0 | 0 | 0 | 0 | 12
NO |  | 68 | 2012 | 8 | 8 | 8 |  | [60D] DYANN | SOUTH LANE CITY | 138 | 138 | (1)CONCRETE | 7.84 | 0.91 | 0 | 2-959 ACSS | 0 | 0 | 0 | 0 | 0 | 0 | 0 | 0 | 0 | 0 | 0 | 0 | 0 | 0 | 0 | 0 | 0 | 0 | 0 | 0 | 0 | 0 | 0 | 12
NO |  | 68 | 2012 | 8 | 9 | 9 |  | [63A] GALVESTON 26TH ST | WEST GALVESTON | 138 | 138 | (1) WOOD | 2.25 | 0 | 0 | 795 AACOP | 0 | 0 | 0 | 0 | 0 | 0 | 0 | 0 | 0 | 0 | 0 | 0 | 0 | 0 | 0 | 0 | 0 | 0 | 0 | 0 | 0 | 0 | 0 | 12
NO |  | 68 | 2012 | 8 | 10 | 10 |  | [63B] GALVESTON 26TH ST | SEAWALL | 138 | 138 | (4) UNDER | 0 | 1.7 | 0 | 1250 CUOP | 0 | 0 | 0 | 0 | 0 | 0 | 0 | 0 | 0 | 0 | 0 | 0 | 0 | 0 | 0 | 0 | 0 | 0 | 0 | 0 | 0 | 0 | 0 | 12
NO |  | 68 | 2012 | 8 | 11 | 11 |  | [63C] MOODY | STEWART | 138 | 138 | (1)CONCRETE | 3.91 | 0 | 0 | 2000 AAC | 0 | 0 | 0 | 0 | 0 | 0 | 0 | 0 | 0 | 0 | 0 | 0 | 0 | 0 | 0 | 0 | 0 | 0 | 0 | 0 | 0 | 0 | 0 | 12
NO |  | 68 | 2012 | 8 | 12 | 12 |  | [63C] MOODY | STEWART | 138 | 138 | (4) UNDER | 0.62 | 0 | 0 | 2500 CUOP | 0 | 0 | 0 | 0 | 0 | 0 | 0 | 0 | 0 | 0 | 0 | 0 | 0 | 0 | 0 | 0 | 0 | 0 | 0 | 0 | 0 | 0 | 0 | 12
NO |  | 68 | 2012 | 8 | 13 | 13 |  | [63C] MOODY | STEWART | 138 | 138 | (4) UNDER | 0 | 0.63 | 0 | 750AL XLPE | 0 | 0 | 0 | 0 | 0 | 0 | 0 | 0 | 0 | 0 | 0 | 0 | 0 | 0 | 0 | 0 | 0 | 0 | 0 | 0 | 0 | 0 | 0 | 12
NO |  | 68 | 2012 | 8 | 14 | 14 |  | [63C] WEST GALVESTON | MOODY | 138 | 138 | (1) WOOD | 3.97 | 0 | 0 | 2000 AAC | 0 | 0 | 0 | 0 | 0 | 0 | 0 | 0 | 0 | 0 | 0 | 0 | 0 | 0 | 0 | 0 | 0 | 0 | 0 | 0 | 0 | 0 | 0 | 12
NO |  | 68 | 2012 | 8 | 15 | 15 |  | [63D] LA MARQUE | WEBSTER PLANT | 138 | 138 | (3) STEEL | 0 | 15.96 | 0 | 795ACSR | 0 | 0 | 0 | 0 | 0 | 0 | 0 | 0 | 0 | 0 | 0 | 0 | 0 | 0 | 0 | 0 | 0 | 0 | 0 | 0 | 0 | 0 | 0 | 12
NO |  | 68 | 2012 | 8 | 16 | 16 |  | [63E] STEWART | LA MARQUE | 138 | 138 | (3) STEEL | 3.25 | 5.95 | 0 | 556ACSR | 0 | 0 | 0 | 0 | 0 | 0 | 0 | 0 | 0 | 0 | 0 | 0 | 0 | 0 | 0 | 0 | 0 | 0 | 0 | 0 | 0 | 0 | 0 | 12
NO |  | 68 | 2012 | 8 | 17 | 17 |  | [63E] STEWART | LA MARQUE | 138 | 138 | (4) UNDER | 3.14 | 0 | 0 | 2-1243XLPE | 0 | 0 | 0 | 0 | 0 | 0 | 0 | 0 | 0 | 0 | 0 | 0 | 0 | 0 | 0 | 0 | 0 | 0 | 0 | 0 | 0 | 0 | 0 | 12
NO |  | 68 | 2012 | 8 | 18 | 18 |  | [65A] EAST BERNARD | WALLIS | 138 | 138 | (2) WOOD | 8.18 | 0 | 0 | 795 AAC | 0 | 0 | 0 | 0 | 0 | 0 | 0 | 0 | 0 | 0 | 0 | 0 | 0 | 0 | 0 | 0 | 0 | 0 | 0 | 0 | 0 | 0 | 0 | 12
NO |  | 68 | 2012 | 8 | 19 | 19 |  | [65A] SEALY | PETERS | 138 | 138 | (2) WOOD | 5.07 | 0 | 0 | 795 AAC | 0 | 0 | 0 | 0 | 0 | 0 | 0 | 0 | 0 | 0 | 0 | 0 | 0 | 0 | 0 | 0 | 0 | 0 | 0 | 0 | 0 | 0 | 0 | 12
NO |  | 68 | 2012 | 8 | 20 | 20 |  | [65A] WALLIS | SEALY | 138 | 138 | (2) WOOD | 12.04 | 0 | 0 | 795 AAC | 0 | 0 | 0 | 0 | 0 | 0 | 0 | 0 | 0 | 0 | 0 | 0 | 0 | 0 | 0 | 0 | 0 | 0 | 0 | 0 | 0 | 0 | 0 | 12
NO |  | 68 | 2012 | 8 | 21 | 21 |  | [65B] HOCKLEY | PETERS | 138 | 138 | (2) STEEL | 24.19 | 4.33 | 0 | 795 ACSR | 0 | 0 | 0 | 0 | 0 | 0 | 0 | 0 | 0 | 0 | 0 | 0 | 0 | 0 | 0 | 0 | 0 | 0 | 0 | 0 | 0 | 0 | 0 | 12
NO |  | 68 | 2012 | 8 | 22 | 22 |  | [66A] FLEWELLEN | FREEMAN | 138 | 138 | (3)STEEL | 12.63 | 0 | 0 | 2-795 ACSR | 0 | 0 | 0 | 0 | 0 | 0 | 0 | 0 | 0 | 0 | 0 | 0 | 0 | 0 | 0 | 0 | 0 | 0 | 0 | 0 | 0 | 0 | 0 | 12
NO |  | 68 | 2012 | 8 | 23 | 23 |  | [66A] FRANZ | TAP | 138 | 138 | (3) STEEL | 0 | 6.39 | 0 | 795 AAC | 0 | 0 | 0 | 0 | 0 | 0 | 0 | 0 | 0 | 0 | 0 | 0 | 0 | 0 | 0 | 0 | 0 | 0 | 0 | 0 | 0 | 0 | 0 | 12
NO |  | 68 | 2012 | 8 | 24 | 24 |  | [66A] FREEMAN | BETKA | 138 | 138 | (2) WOOD | 10.97 | 0 | 0 | 397ACSR | 0 | 0 | 0 | 0 | 0 | 0 | 0 | 0 | 0 | 0 | 0 | 0 | 0 | 0 | 0 | 0 | 0 | 0 | 0 | 0 | 0 | 0 | 0 | 12
NO |  | 68 | 2012 | 8 | 25 | 25 |  | [66A] KATY | TAP | 138 | 138 | (3) STEEL | 0.02 | 0 | 0 | 2-795 AAC | 0 | 0 | 0 | 0 | 0 | 0 | 0 | 0 | 0 | 0 | 0 | 0 | 0 | 0 | 0 | 0 | 0 | 0 | 0 | 0 | 0 | 0 | 0 | 12
NO |  | 68 | 2012 | 8 | 26 | 26 |  | [66B] HOCKLEY | TOMBALL | 138 | 138 | (2) WOOD | 15.77 | 0 | 0 | 795 AAC | 0 | 0 | 0 | 0 | 0 | 0 | 0 | 0 | 0 | 0 | 0 | 0 | 0 | 0 | 0 | 0 | 0 | 0 | 0 | 0 | 0 | 0 | 0 | 12
NO |  | 68 | 2012 | 8 | 27 | 27 |  | [66C] LOUETTA | TAP | 138 | 138 | (1) WOOD | 0.04 | 0 | 0 | 795 AAC | 0 | 0 | 0 | 0 | 0 | 0 | 0 | 0 | 0 | 0 | 0 | 0 | 0 | 0 | 0 | 0 | 0 | 0 | 0 | 0 | 0 | 0 | 0 | 12
NO |  | 68 | 2012 | 8 | 28 | 28 |  | [66C] RAYFORD | WESTFIELD | 138 | 138 | (3) STEEL | 6.41 | 6.96 | 0 | 2-959ACSS | 0 | 0 | 0 | 0 | 0 | 0 | 0 | 0 | 0 | 0 | 0 | 0 | 0 | 0 | 0 | 0 | 0 | 0 | 0 | 0 | 0 | 0 | 0 | 12
NO |  | 68 | 2012 | 8 | 29 | 29 |  | [66C] ROTHWOOD | RAYFORD | 138 | 138 | (3) STEEL | 4.47 | 0 | 0 | 2-959ACSS | 0 | 0 | 0 | 0 | 0 | 0 | 0 | 0 | 0 | 0 | 0 | 0 | 0 | 0 | 0 | 0 | 0 | 0 | 0 | 0 | 0 | 0 | 0 | 12
NO |  | 68 | 2012 | 8 | 30 | 30 |  | [66D] HUMBLE | TREASCHWIG | 138 | 138 | (2) WOOD | 9.37 | 0 | 0 | 795 AAC | 0 | 0 | 0 | 0 | 0 | 0 | 0 | 0 | 0 | 0 | 0 | 0 | 0 | 0 | 0 | 0 | 0 | 0 | 0 | 0 | 0 | 0 | 0 | 12
NO |  | 68 | 2012 | 8 | 31 | 31 |  | [66D] TREASCHWIG | WESTFIELD | 138 | 138 | (3) STEEL | 8.44 | 0 | 0 | 795 ACSR | 0 | 0 | 0 | 0 | 0 | 0 | 0 | 0 | 0 | 0 | 0 | 0 | 0 | 0 | 0 | 0 | 0 | 0 | 0 | 0 | 0 | 0 | 0 | 12
NO |  | 68 | 2012 | 8 | 32 | 32 |  | [66E] ATASCOCITA | KINGWOOD | 138 | 138 | (1)CONCRETE | 5.11 | 3.97 | 0 | 2-959 ACSS | 0 | 0 | 0 | 0 | 0 | 0 | 0 | 0 | 0 | 0 | 0 | 0 | 0 | 0 | 0 | 0 | 0 | 0 | 0 | 0 | 0 | 0 | 0 | 12
NO |  | 68 | 2012 | 8 | 33 | 33 |  | [66E] CROSBY | ATASCOCITA | 138 | 138 | (1)CONCRETE | 12.61 | 0 | 0 | 2-959 ACSS | 0 | 0 | 0 | 0 | 0 | 0 | 0 | 0 | 0 | 0 | 0 | 0 | 0 | 0 | 0 | 0 | 0 | 0 | 0 | 0 | 0 | 0 | 0 | 12
NO |  | 68 | 2012 | 8 | 34 | 34 |  | [66E] KINGWOOD | HUMBLE | 138 | 138 | (1)CONCRETE | 7.77 | 0 | 0 | 2-959 ACSS | 0 | 0 | 0 | 0 | 0 | 0 | 0 | 0 | 0 | 0 | 0 | 0 | 0 | 0 | 0 | 0 | 0 | 0 | 0 | 0 | 0 | 0 | 0 | 12
NO |  | 68 | 2012 | 8 | 35 | 35 |  | [66F] BAYTOWN | HANEY | 138 | 138 | (3) STEEL | 7.12 | 0 | 0 | 2-927 ACAR | 0 | 0 | 0 | 0 | 0 | 0 | 0 | 0 | 0 | 0 | 0 | 0 | 0 | 0 | 0 | 0 | 0 | 0 | 0 | 0 | 0 | 0 | 0 | 12
NO |  | 68 | 2012 | 9 | 1 | 1 |  | [66F] HANEY | CROSBY | 138 | 138 | (3) STEEL | 3.96 | 0 | 0 | 2-927 ACAR | 0 | 0 | 0 | 0 | 0 | 0 | 0 | 0 | 0 | 0 | 0 | 0 | 0 | 0 | 0 | 0 | 0 | 0 | 0 | 0 | 0 | 0 | 0 | 12
NO |  | 68 | 2012 | 9 | 2 | 2 |  | [66F] HIGHLANDS | TAP | 138 | 138 | (1) CONCRETE | 2.87 | 0 | 0 | 795AAC | 0 | 0 | 0 | 0 | 0 | 0 | 0 | 0 | 0 | 0 | 0 | 0 | 0 | 0 | 0 | 0 | 0 | 0 | 0 | 0 | 0 | 0 | 0 | 12
NO |  | 68 | 2012 | 9 | 3 | 3 |  | [66G] EXXON_ | BAYTOWN | 138 | 138 | (3) STEEL | 0 | 1.92 | 0 | 2000 AAC | 0 | 0 | 0 | 0 | 0 | 0 | 0 | 0 | 0 | 0 | 0 | 0 | 0 | 0 | 0 | 0 | 0 | 0 | 0 | 0 | 0 | 0 | 0 | 12
NO |  | 68 | 2012 | 9 | 4 | 4 |  | [66H] BETKA | HOCKLEY | 138 | 138 | (1)CONCRETE | 0.25 | 0.89 | 0 | 959 ACSS | 0 | 0 | 0 | 0 | 0 | 0 | 0 | 0 | 0 | 0 | 0 | 0 | 0 | 0 | 0 | 0 | 0 | 0 | 0 | 0 | 0 | 0 | 0 | 12
NO |  | 68 | 2012 | 9 | 5 | 5 |  | [66I] TOMBALL | ROTHWOOD | 138 | 138 | (3) STEEL | 8.61 | 0 | 0 | 2-795 ACSR | 0 | 0 | 0 | 0 | 0 | 0 | 0 | 0 | 0 | 0 | 0 | 0 | 0 | 0 | 0 | 0 | 0 | 0 | 0 | 0 | 0 | 0 | 0 | 12
NO |  | 68 | 2012 | 9 | 6 | 6 |  | [67A] BAMMEL | NORTH BELT | 138 | 138 | (3) STEEL | 4.63 | 9.3 | 0 | 2-927 ACSR | 0 | 0 | 0 | 0 | 0 | 0 | 0 | 0 | 0 | 0 | 0 | 0 | 0 | 0 | 0 | 0 | 0 | 0 | 0 | 0 | 0 | 0 | 0 | 12
NO |  | 68 | 2012 | 9 | 7 | 7 |  | [67A] BAMMEL | TAP | 138 | 138 | (1) CONCRETE | 0.04 | 0 | 0 | 2-959ACSS | 0 | 0 | 0 | 0 | 0 | 0 | 0 | 0 | 0 | 0 | 0 | 0 | 0 | 0 | 0 | 0 | 0 | 0 | 0 | 0 | 0 | 0 | 0 | 12
NO |  | 68 | 2012 | 9 | 8 | 8 |  | [67A] GEARS | TAP | 138 | 138 | (3) STEEL | 1.89 | 0 | 0 | 795 ACSR | 0 | 0 | 0 | 0 | 0 | 0 | 0 | 0 | 0 | 0 | 0 | 0 | 0 | 0 | 0 | 0 | 0 | 0 | 0 | 0 | 0 | 0 | 0 | 12
NO |  | 68 | 2012 | 9 | 9 | 9 |  | [67A] HIDDEN VALLEY | TAP | 138 | 138 | (3) STEEL | 0 | 2.58 | 0 | 795 ACSR | 0 | 0 | 0 | 0 | 0 | 0 | 0 | 0 | 0 | 0 | 0 | 0 | 0 | 0 | 0 | 0 | 0 | 0 | 0 | 0 | 0 | 0 | 0 | 12
NO |  | 68 | 2012 | 9 | 10 | 10 |  | [67A] JESTER | TAP | 138 | 138 | (1)CONCRETE | 2.9 | 0 | 0 | 795 ACSR | 0 | 0 | 0 | 0 | 0 | 0 | 0 | 0 | 0 | 0 | 0 | 0 | 0 | 0 | 0 | 0 | 0 | 0 | 0 | 0 | 0 | 0 | 0 | 12
NO |  | 68 | 2012 | 9 | 11 | 11 |  | [67A] VETRAN | TAP | 138 | 138 | (1) STEEL | 0.02 | 0 | 0 | 795AAC | 0 | 0 | 0 | 0 | 0 | 0 | 0 | 0 | 0 | 0 | 0 | 0 | 0 | 0 | 0 | 0 | 0 | 0 | 0 | 0 | 0 | 0 | 0 | 12
NO |  | 68 | 2012 | 9 | 12 | 12 |  | [67B] NORTH BELT | DRILCO | 138 | 138 | (3) STEEL | 2.61 | 0 | 0 | 2-795 AAC | 0 | 0 | 0 | 0 | 0 | 0 | 0 | 0 | 0 | 0 | 0 | 0 | 0 | 0 | 0 | 0 | 0 | 0 | 0 | 0 | 0 | 0 | 0 | 12
NO |  | 68 | 2012 | 9 | 13 | 13 |  | [67C] DRILCO | INTERCONTINENTAL | 138 | 138 | (3) STEEL | 2.7 | 0 | 0 | 2-795 ACSR | 0 | 0 | 0 | 0 | 0 | 0 | 0 | 0 | 0 | 0 | 0 | 0 | 0 | 0 | 0 | 0 | 0 | 0 | 0 | 0 | 0 | 0 | 0 | 12
NO |  | 68 | 2012 | 9 | 14 | 14 |  | [67C] INTEQ_ | TAP | 138 | 138 | (3) STEEL | 0.03 | 0 | 0 | 2-795 ACSR | 0 | 0 | 0 | 0 | 0 | 0 | 0 | 0 | 0 | 0 | 0 | 0 | 0 | 0 | 0 | 0 | 0 | 0 | 0 | 0 | 0 | 0 | 0 | 12
NO |  | 68 | 2012 | 9 | 15 | 15 |  | [67C] INTEQ_ | TAP | 138 | 138 | (3) STEEL | 0 | 0.03 | 0 | 2-795 ACSR | 0 | 0 | 0 | 0 | 0 | 0 | 0 | 0 | 0 | 0 | 0 | 0 | 0 | 0 | 0 | 0 | 0 | 0 | 0 | 0 | 0 | 0 | 0 | 12
NO |  | 68 | 2012 | 9 | 16 | 16 |  | [67C] INTERCONTINENTAL | WESTFIELD | 138 | 138 | (3) STEEL | 6.07 | 0 | 0 | 2-795 AAC | 0 | 0 | 0 | 0 | 0 | 0 | 0 | 0 | 0 | 0 | 0 | 0 | 0 | 0 | 0 | 0 | 0 | 0 | 0 | 0 | 0 | 0 | 0 | 12
NO |  | 68 | 2012 | 9 | 17 | 17 |  | [70A] UNIVERSITY | MAGNOLIA PARK | 138 | 138 | (3) STEEL | 2.52 | 0 | 0 | 2000 AAC | 0 | 0 | 0 | 0 | 0 | 0 | 0 | 0 | 0 | 0 | 0 | 0 | 0 | 0 | 0 | 0 | 0 | 0 | 0 | 0 | 0 | 0 | 0 | 12
NO |  | 68 | 2012 | 9 | 18 | 18 |  | [70A] UNIVERSITY | TAP | 138 | 138 | (1) WOOD | 0.05 | 0 | 0 | 2000 AAC | 0 | 0 | 0 | 0 | 0 | 0 | 0 | 0 | 0 | 0 | 0 | 0 | 0 | 0 | 0 | 0 | 0 | 0 | 0 | 0 | 0 | 0 | 0 | 12
NO |  | 68 | 2012 | 9 | 19 | 19 |  | [70B] GDYEAR | MAGNOLIA PARK | 138 | 138 | (1)CONCRETE | 5.15 | 0.09 | 0 | 2-959 ACSS | 0 | 0 | 0 | 0 | 0 | 0 | 0 | 0 | 0 | 0 | 0 | 0 | 0 | 0 | 0 | 0 | 0 | 0 | 0 | 0 | 0 | 0 | 0 | 12
NO |  | 68 | 2012 | 9 | 20 | 20 |  | [70C] LYDELL | DEEPWATER | 138 | 138 | (1) STEEL | 0.12 | 0.5 | 0 | 2000 AAC | 0 | 0 | 0 | 0 | 0 | 0 | 0 | 0 | 0 | 0 | 0 | 0 | 0 | 0 | 0 | 0 | 0 | 0 | 0 | 0 | 0 | 0 | 0 | 12
NO |  | 68 | 2012 | 9 | 21 | 21 |  | [70D] LYDELL | GREENS BAYOU PLANT | 138 | 138 | (3) STEEL | 7.93 | 0 | 0 | 2-795 AAC | 0 | 0 | 0 | 0 | 0 | 0 | 0 | 0 | 0 | 0 | 0 | 0 | 0 | 0 | 0 | 0 | 0 | 0 | 0 | 0 | 0 | 0 | 0 | 12
NO |  | 68 | 2012 | 9 | 22 | 22 |  | [70E] GDYEAR | DEEPWATER | 138 | 138 | (3) STEEL | 2.66 | 0.14 | 0 | 2-959 ACSS | 0 | 0 | 0 | 0 | 0 | 0 | 0 | 0 | 0 | 0 | 0 | 0 | 0 | 0 | 0 | 0 | 0 | 0 | 0 | 0 | 0 | 0 | 0 | 12
NO |  | 68 | 2012 | 9 | 23 | 23 |  | [73A] BRITMOORE | SAUER | 138 | 138 | (3) STEEL | 1.72 | 0 | 0 | 795 AAC | 0 | 0 | 0 | 0 | 0 | 0 | 0 | 0 | 0 | 0 | 0 | 0 | 0 | 0 | 0 | 0 | 0 | 0 | 0 | 0 | 0 | 0 | 0 | 12
NO |  | 68 | 2012 | 9 | 24 | 24 |  | [73B] BARKER | TAP | 138 | 138 | (3) STEEL | 1.61 | 0 | 0 | 795 AAC | 0 | 0 | 0 | 0 | 0 | 0 | 0 | 0 | 0 | 0 | 0 | 0 | 0 | 0 | 0 | 0 | 0 | 0 | 0 | 0 | 0 | 0 | 0 | 12
NO |  | 68 | 2012 | 9 | 25 | 25 |  | [73B] BRITMOORE | WESTHEIMER | 138 | 138 | (3) STEEL | 5.39 | 1.82 | 0 | 2-795 ACSR | 0 | 0 | 0 | 0 | 0 | 0 | 0 | 0 | 0 | 0 | 0 | 0 | 0 | 0 | 0 | 0 | 0 | 0 | 0 | 0 | 0 | 0 | 0 | 12
NO |  | 68 | 2012 | 9 | 26 | 26 |  | [73B] MEMORIAL | TAP | 138 | 138 | (3) STEEL | 0.05 | 0 | 0 | 795 ACSR | 0 | 0 | 0 | 0 | 0 | 0 | 0 | 0 | 0 | 0 | 0 | 0 | 0 | 0 | 0 | 0 | 0 | 0 | 0 | 0 | 0 | 0 | 0 | 12
NO |  | 68 | 2012 | 9 | 27 | 27 |  | [73B] WESTHEIMER | CLODINE | 138 | 138 | (3) STEEL | 4.61 | 0 | 0 | 2-795 ACSR | 0 | 0 | 0 | 0 | 0 | 0 | 0 | 0 | 0 | 0 | 0 | 0 | 0 | 0 | 0 | 0 | 0 | 0 | 0 | 0 | 0 | 0 | 0 | 12
NO |  | 68 | 2012 | 9 | 28 | 28 |  | [73B] WOODCREEK | TAP | 138 | 138 | (3) STEEL | 0 | 0.25 | 0 | 795 ACSR | 0 | 0 | 0 | 0 | 0 | 0 | 0 | 0 | 0 | 0 | 0 | 0 | 0 | 0 | 0 | 0 | 0 | 0 | 0 | 0 | 0 | 0 | 0 | 12
NO |  | 68 | 2012 | 9 | 29 | 29 |  | [73C] OBRIEN | CLODINE | 138 | 138 | (3) STEEL | 0 | 5.96 | 0 | 2-795 ACSR | 0 | 0 | 0 | 0 | 0 | 0 | 0 | 0 | 0 | 0 | 0 | 0 | 0 | 0 | 0 | 0 | 0 | 0 | 0 | 0 | 0 | 0 | 0 | 12
NO |  | 68 | 2012 | 9 | 30 | 30 |  | [73D] OBRIEN | FLEWELLEN | 138 | 138 | (3) STEEL | 0 | 6.64 | 0 | 2-795 ACSR | 0 | 0 | 0 | 0 | 0 | 0 | 0 | 0 | 0 | 0 | 0 | 0 | 0 | 0 | 0 | 0 | 0 | 0 | 0 | 0 | 0 | 0 | 0 | 12
NO |  | 68 | 2012 | 9 | 31 | 31 |  | [73E] WIRT | WHITE OAK | 138 | 138 | (3) STEEL | 0 | 3.95 | 0 | 795AAC | 0 | 0 | 0 | 0 | 0 | 0 | 0 | 0 | 0 | 0 | 0 | 0 | 0 | 0 | 0 | 0 | 0 | 0 | 0 | 0 | 0 | 0 | 0 | 12
NO |  | 68 | 2012 | 9 | 32 | 32 |  | [73E] WIRT | WHITE OAK | 138 | 138 | (4) UNDER | 1.1 | 0 | 0 | 3000XLPE | 0 | 0 | 0 | 0 | 0 | 0 | 0 | 0 | 0 | 0 | 0 | 0 | 0 | 0 | 0 | 0 | 0 | 0 | 0 | 0 | 0 | 0 | 0 | 12
NO |  | 68 | 2012 | 9 | 33 | 33 |  | [73F] ECHO | WIRT | 138 | 138 | (4) UNDER | 2.57 | 0 | 0 | 3000XLPE | 0 | 0 | 0 | 0 | 0 | 0 | 0 | 0 | 0 | 0 | 0 | 0 | 0 | 0 | 0 | 0 | 0 | 0 | 0 | 0 | 0 | 0 | 0 | 12
NO |  | 68 | 2012 | 9 | 34 | 34 |  | [73G] SAUER | ECHO | 138 | 138 | (4) UNDER | 2.22 | 0 | 0 | 3000XLPE | 0 | 0 | 0 | 0 | 0 | 0 | 0 | 0 | 0 | 0 | 0 | 0 | 0 | 0 | 0 | 0 | 0 | 0 | 0 | 0 | 0 | 0 | 0 | 12
NO |  | 68 | 2012 | 9 | 35 | 35 |  | [76A] GERTIE | TAP | 138 | 138 | (3) STEEL | 0.15 | 4.15 | 0 | 795 ACSR | 0 | 0 | 0 | 0 | 0 | 0 | 0 | 0 | 0 | 0 | 0 | 0 | 0 | 0 | 0 | 0 | 0 | 0 | 0 | 0 | 0 | 0 | 0 | 12
NO |  | 68 | 2012 | 10 | 1 | 1 |  | [76A] SATSUMA | TAP | 138 | 138 | (1) WOOD | 0.04 | 0 | 0 | 795 AAC | 0 | 0 | 0 | 0 | 0 | 0 | 0 | 0 | 0 | 0 | 0 | 0 | 0 | 0 | 0 | 0 | 0 | 0 | 0 | 0 | 0 | 0 | 0 | 12
NO |  | 68 | 2012 | 10 | 2 | 2 |  | [76A] ZENITH | ADDICKS | 138 | 138 | (3) STEEL | 0 | 20.51 | 0 | 2-959ACSS | 0 | 0 | 0 | 0 | 0 | 0 | 0 | 0 | 0 | 0 | 0 | 0 | 0 | 0 | 0 | 0 | 0 | 0 | 0 | 0 | 0 | 0 | 0 | 12
NO |  | 68 | 2012 | 10 | 3 | 3 |  | [77A] GREENS BAYOU PLANT | CITFIL | 138 | 138 | (3) STEEL | 0 | 6.99 | 0 | 795 AAC | 0 | 0 | 0 | 0 | 0 | 0 | 0 | 0 | 0 | 0 | 0 | 0 | 0 | 0 | 0 | 0 | 0 | 0 | 0 | 0 | 0 | 0 | 0 | 12
NO |  | 68 | 2012 | 10 | 4 | 4 |  | [77A] NORMANDY | TAP | 138 | 138 | (3) STEEL | 1.94 | 0 | 0 | 2000 AAC | 0 | 0 | 0 | 0 | 0 | 0 | 0 | 0 | 0 | 0 | 0 | 0 | 0 | 0 | 0 | 0 | 0 | 0 | 0 | 0 | 0 | 0 | 0 | 12
NO |  | 68 | 2012 | 10 | 5 | 5 |  | [77B] HOCKLEY | WALLER | 138 | 138 | (3) STEEL | 6.79 | 0 | 0 | 795 ACSR | 0 | 0 | 0 | 0 | 0 | 0 | 0 | 0 | 0 | 0 | 0 | 0 | 0 | 0 | 0 | 0 | 0 | 0 | 0 | 0 | 0 | 0 | 0 | 12
NO |  | 68 | 2012 | 10 | 6 | 6 |  | [77C] HOCKLEY | MACEDONIA (LCRA) | 138 | 138 | (3) STEEL | 0 | 1.61 | 0 | 1433ACSS | 0 | 0 | 0 | 0 | 0 | 0 | 0 | 0 | 0 | 0 | 0 | 0 | 0 | 0 | 0 | 0 | 0 | 0 | 0 | 0 | 0 | 0 | 0 | 12
NO |  | 68 | 2012 | 10 | 7 | 7 |  | [78A] CLODINE | BARKER | 138 | 138 | (3) STEEL | 0 | 4.25 | 0 | 795 ACSR | 0 | 0 | 0 | 0 | 0 | 0 | 0 | 0 | 0 | 0 | 0 | 0 | 0 | 0 | 0 | 0 | 0 | 0 | 0 | 0 | 0 | 0 | 0 | 12
NO |  | 68 | 2012 | 10 | 8 | 8 |  | [79A] BAYWAY | SEPTON | 138 | 138 | (3) STEEL | 0 | 2.15 | 0 | 2-795 AAC | 0 | 0 | 0 | 0 | 0 | 0 | 0 | 0 | 0 | 0 | 0 | 0 | 0 | 0 | 0 | 0 | 0 | 0 | 0 | 0 | 0 | 0 | 0 | 12
NO |  | 68 | 2012 | 10 | 9 | 9 |  | [79A] POWELL | BIGBAY | 138 | 138 | (3) STEEL | 1.16 | 0 | 0 | 2-795 AAC | 0 | 0 | 0 | 0 | 0 | 0 | 0 | 0 | 0 | 0 | 0 | 0 | 0 | 0 | 0 | 0 | 0 | 0 | 0 | 0 | 0 | 0 | 0 | 12
NO |  | 68 | 2012 | 10 | 10 | 10 |  | [79A] SEPTON | SHORE_ | 138 | 138 | (3) STEEL | 0.29 | 0.59 | 0 | 2-795ACSR | 0 | 0 | 0 | 0 | 0 | 0 | 0 | 0 | 0 | 0 | 0 | 0 | 0 | 0 | 0 | 0 | 0 | 0 | 0 | 0 | 0 | 0 | 0 | 12
NO |  | 68 | 2012 | 10 | 11 | 11 |  | [79A] SHORE_ | POWELL | 138 | 138 | (3) STEEL | 0 | 0.53 | 0 | 2-795 ACSR | 0 | 0 | 0 | 0 | 0 | 0 | 0 | 0 | 0 | 0 | 0 | 0 | 0 | 0 | 0 | 0 | 0 | 0 | 0 | 0 | 0 | 0 | 0 | 12
NO |  | 68 | 2012 | 10 | 12 | 12 |  | [79B] BAYOU_ | ORION_ | 138 | 138 | (3) STEEL | 0 | 0.22 | 0 | 2-795 ACSR | 0 | 0 | 0 | 0 | 0 | 0 | 0 | 0 | 0 | 0 | 0 | 0 | 0 | 0 | 0 | 0 | 0 | 0 | 0 | 0 | 0 | 0 | 0 | 12
NO |  | 68 | 2012 | 10 | 13 | 13 |  | [79B] LA PORTE | TAP | 138 | 138 | (1) WOOD | 1.71 | 0 | 0 | 795 AAC | 0 | 0 | 0 | 0 | 0 | 0 | 0 | 0 | 0 | 0 | 0 | 0 | 0 | 0 | 0 | 0 | 0 | 0 | 0 | 0 | 0 | 0 | 0 | 12
NO |  | 68 | 2012 | 10 | 14 | 14 |  | [79B] ORION_ | SYLVAN | 138 | 138 | (3) STEEL | 0 | 2.16 | 0 | 2-795 AAC | 0 | 0 | 0 | 0 | 0 | 0 | 0 | 0 | 0 | 0 | 0 | 0 | 0 | 0 | 0 | 0 | 0 | 0 | 0 | 0 | 0 | 0 | 0 | 12
NO |  | 68 | 2012 | 10 | 15 | 15 |  | [79B] SYLVAN | MORGANS POINT | 138 | 138 | (3) STEEL | 0 | 2.93 | 0 | 2-795 AAC | 0 | 0 | 0 | 0 | 0 | 0 | 0 | 0 | 0 | 0 | 0 | 0 | 0 | 0 | 0 | 0 | 0 | 0 | 0 | 0 | 0 | 0 | 0 | 12
NO |  | 68 | 2012 | 10 | 16 | 16 |  | [79C] BIGBAY | BAYOU_ | 138 | 138 | (3) STEEL | 0.25 | 0 | 0 | 2-795 AAC | 0 | 0 | 0 | 0 | 0 | 0 | 0 | 0 | 0 | 0 | 0 | 0 | 0 | 0 | 0 | 0 | 0 | 0 | 0 | 0 | 0 | 0 | 0 | 12
NO |  | 68 | 2012 | 10 | 17 | 17 |  | [79E] TERMINAL | BAYWAY | 138 | 138 | (3) STEEL | 3.37 | 0 | 0 | 2-795 ACSR | 0 | 0 | 0 | 0 | 0 | 0 | 0 | 0 | 0 | 0 | 0 | 0 | 0 | 0 | 0 | 0 | 0 | 0 | 0 | 0 | 0 | 0 | 0 | 12
NO |  | 68 | 2012 | 10 | 18 | 18 |  | [79F] HANNA_ | TAP | 138 | 138 | (3) STEEL | 0.01 | 0 | 0 | 2-795 AAC | 0 | 0 | 0 | 0 | 0 | 0 | 0 | 0 | 0 | 0 | 0 | 0 | 0 | 0 | 0 | 0 | 0 | 0 | 0 | 0 | 0 | 0 | 0 | 12
NO |  | 68 | 2012 | 10 | 19 | 19 |  | [79F] HANNA_ | TAP | 138 | 138 | (3) STEEL | 0 | 0.01 | 0 | 2-795 AAC | 0 | 0 | 0 | 0 | 0 | 0 | 0 | 0 | 0 | 0 | 0 | 0 | 0 | 0 | 0 | 0 | 0 | 0 | 0 | 0 | 0 | 0 | 0 | 12
NO |  | 68 | 2012 | 10 | 20 | 20 |  | [79F] P.H. ROBINSON PLANT | HUNTER | 138 | 138 | (3) STEEL | 10.06 | 0 | 0 | 2-795 AAC | 0 | 0 | 0 | 0 | 0 | 0 | 0 | 0 | 0 | 0 | 0 | 0 | 0 | 0 | 0 | 0 | 0 | 0 | 0 | 0 | 0 | 0 | 0 | 12
NO |  | 68 | 2012 | 10 | 21 | 21 |  | [79I] TERMINAL | HUNTER | 138 | 138 | (3) STEEL | 0 | 0.42 | 0 | 2-795 AAC | 0 | 0 | 0 | 0 | 0 | 0 | 0 | 0 | 0 | 0 | 0 | 0 | 0 | 0 | 0 | 0 | 0 | 0 | 0 | 0 | 0 | 0 | 0 | 12
NO |  | 68 | 2012 | 10 | 22 | 22 |  | [80A] ARCOLA | TAP | 138 | 138 | (1) WOOD | 0.05 | 0 | 0 | 795 AAC | 0 | 0 | 0 | 0 | 0 | 0 | 0 | 0 | 0 | 0 | 0 | 0 | 0 | 0 | 0 | 0 | 0 | 0 | 0 | 0 | 0 | 0 | 0 | 12
NO |  | 68 | 2012 | 10 | 23 | 23 |  | [80A] KARSTEN | W.A. PARISH PLANT | 138 | 138 | (3) STEEL | 0 | 12.49 | 0 | 2-795 ACSR | 0 | 0 | 0 | 0 | 0 | 0 | 0 | 0 | 0 | 0 | 0 | 0 | 0 | 0 | 0 | 0 | 0 | 0 | 0 | 0 | 0 | 0 | 0 | 12
NO |  | 68 | 2012 | 10 | 24 | 24 |  | [80A] THOMPSONS | TAP | 138 | 138 | (3) STEEL | 0.03 | 0 | 0 | 795 ACSR | 0 | 0 | 0 | 0 | 0 | 0 | 0 | 0 | 0 | 0 | 0 | 0 | 0 | 0 | 0 | 0 | 0 | 0 | 0 | 0 | 0 | 0 | 0 | 12
NO |  | 68 | 2012 | 10 | 25 | 25 |  | [80B] W.A. PARISH PLANT | IMPERIAL | 138 | 138 | (1)CONCRETE | 9.28 | 5.04 | 0 | 2-795 AAC | 0 | 0 | 0 | 0 | 0 | 0 | 0 | 0 | 0 | 0 | 0 | 0 | 0 | 0 | 0 | 0 | 0 | 0 | 0 | 0 | 0 | 0 | 0 | 12
NO |  | 68 | 2012 | 10 | 26 | 26 |  | [81A] T.H. WHARTON PLANT | WILLOW | 138 | 138 | (3) STEEL | 5.94 | 0 | 0 | 2-959 ACSS | 0 | 0 | 0 | 0 | 0 | 0 | 0 | 0 | 0 | 0 | 0 | 0 | 0 | 0 | 0 | 0 | 0 | 0 | 0 | 0 | 0 | 0 | 0 | 12
NO |  | 68 | 2012 | 10 | 27 | 27 |  | [81B] LOUETTA | TAP | 138 | 138 | (1) WOOD | 0.04 | 0 | 0 | 795 AAC | 0 | 0 | 0 | 0 | 0 | 0 | 0 | 0 | 0 | 0 | 0 | 0 | 0 | 0 | 0 | 0 | 0 | 0 | 0 | 0 | 0 | 0 | 0 | 12
NO |  | 68 | 2012 | 10 | 28 | 28 |  | [81B] TOMBALL | WESTFIELD | 138 | 138 | (3) STEEL | 0 | 12.47 | 0 | 2-795 ACSR | 0 | 0 | 0 | 0 | 0 | 0 | 0 | 0 | 0 | 0 | 0 | 0 | 0 | 0 | 0 | 0 | 0 | 0 | 0 | 0 | 0 | 0 | 0 | 12
NO |  | 68 | 2012 | 10 | 29 | 29 |  | [81C] DEIHL | WHITE OAK | 138 | 138 | (1) STEEL | 4.14 | 0 | 0 | 2000 AAC | 0 | 0 | 0 | 0 | 0 | 0 | 0 | 0 | 0 | 0 | 0 | 0 | 0 | 0 | 0 | 0 | 0 | 0 | 0 | 0 | 0 | 0 | 0 | 12
NO |  | 68 | 2012 | 10 | 30 | 30 |  | [81C] FAIRBANKS | DEIHL | 138 | 138 | (1)STEEL | 3.61 | 0 | 0 | 2000 AAC | 0 | 0 | 0 | 0 | 0 | 0 | 0 | 0 | 0 | 0 | 0 | 0 | 0 | 0 | 0 | 0 | 0 | 0 | 0 | 0 | 0 | 0 | 0 | 12
NO |  | 68 | 2012 | 10 | 31 | 31 |  | [81C] T.H. WHARTON PLANT | FAIRBANKS | 138 | 138 | (1) STEEL | 3.77 | 0 | 0 | 2000 AAC | 0 | 0 | 0 | 0 | 0 | 0 | 0 | 0 | 0 | 0 | 0 | 0 | 0 | 0 | 0 | 0 | 0 | 0 | 0 | 0 | 0 | 0 | 0 | 12
NO |  | 68 | 2012 | 10 | 32 | 32 |  | [81D] BRITMOORE | SAUER | 138 | 138 | (3) STEEL | 0 | 1.8 | 0 | 795 AAC | 0 | 0 | 0 | 0 | 0 | 0 | 0 | 0 | 0 | 0 | 0 | 0 | 0 | 0 | 0 | 0 | 0 | 0 | 0 | 0 | 0 | 0 | 0 | 12
NO |  | 68 | 2012 | 10 | 33 | 33 |  | [81E] BRITMOORE | MEMORIAL | 138 | 138 | (3) STEEL | 0 | 4.77 | 0 | 795 ACSR | 0 | 0 | 0 | 0 | 0 | 0 | 0 | 0 | 0 | 0 | 0 | 0 | 0 | 0 | 0 | 0 | 0 | 0 | 0 | 0 | 0 | 0 | 0 | 12
NO |  | 68 | 2012 | 10 | 34 | 34 |  | [81E] WOODCREEK | TAP | 138 | 138 | (3) STEEL | 0.25 | 0 | 0 | 795 ACSR | 0 | 0 | 0 | 0 | 0 | 0 | 0 | 0 | 0 | 0 | 0 | 0 | 0 | 0 | 0 | 0 | 0 | 0 | 0 | 0 | 0 | 0 | 0 | 12
NO |  | 68 | 2012 | 10 | 35 | 35 |  | [81F] KLUGE | KLEIN | 138 | 138 | (1) STEEL | 0 | 4.05 | 0 | 2-959 ACSS | 0 | 0 | 0 | 0 | 0 | 0 | 0 | 0 | 0 | 0 | 0 | 0 | 0 | 0 | 0 | 0 | 0 | 0 | 0 | 0 | 0 | 0 | 0 | 12
NO |  | 68 | 2012 | 11 | 1 | 1 |  | [81F] WILLOW | KLEIN | 138 | 138 | (3) STEEL | 2.33 | 0 | 0 | 795 ACSR | 0 | 0 | 0 | 0 | 0 | 0 | 0 | 0 | 0 | 0 | 0 | 0 | 0 | 0 | 0 | 0 | 0 | 0 | 0 | 0 | 0 | 0 | 0 | 12
NO |  | 68 | 2012 | 11 | 2 | 2 |  | [81G] KLUGE | PINEHURST | 138 | 138 | (3) STEEL | 15.58 | 0 | 0 | 2-795 ACSR | 0 | 0 | 0 | 0 | 0 | 0 | 0 | 0 | 0 | 0 | 0 | 0 | 0 | 0 | 0 | 0 | 0 | 0 | 0 | 0 | 0 | 0 | 0 | 12
NO |  | 68 | 2012 | 11 | 3 | 3 |  | [81G] PINEHURST | TOMBALL | 138 | 138 | (1) STEEL | 0.08 | 7.16 | 0 | 2-959 ACSS | 0 | 0 | 0 | 0 | 0 | 0 | 0 | 0 | 0 | 0 | 0 | 0 | 0 | 0 | 0 | 0 | 0 | 0 | 0 | 0 | 0 | 0 | 0 | 12
NO |  | 68 | 2012 | 11 | 4 | 4 |  | [81H] SAUER | ECHO | 138 | 138 | (4) UNDER | 0.07 | 2.21 | 0 | 3000XLPE | 0 | 0 | 0 | 0 | 0 | 0 | 0 | 0 | 0 | 0 | 0 | 0 | 0 | 0 | 0 | 0 | 0 | 0 | 0 | 0 | 0 | 0 | 0 | 12
NO |  | 68 | 2012 | 11 | 5 | 5 |  | [81I] ECHO | WIRT | 138 | 138 | (4) UNDER | 2.53 | 0 | 0 | 3000XLPE | 0 | 0 | 0 | 0 | 0 | 0 | 0 | 0 | 0 | 0 | 0 | 0 | 0 | 0 | 0 | 0 | 0 | 0 | 0 | 0 | 0 | 0 | 0 | 12
NO |  | 68 | 2012 | 11 | 6 | 6 |  | [81J] WIRT | WHITE OAK | 138 | 138 | (3) STEEL | 2.4 | 1.56 | 0 | 795 AAC | 0 | 0 | 0 | 0 | 0 | 0 | 0 | 0 | 0 | 0 | 0 | 0 | 0 | 0 | 0 | 0 | 0 | 0 | 0 | 0 | 0 | 0 | 0 | 12
NO |  | 68 | 2012 | 11 | 7 | 7 |  | [81J] WIRT | WHITE OAK | 138 | 138 | (4) UNDER | 1.11 | 0 | 0 | 795 AAC | 0 | 0 | 0 | 0 | 0 | 0 | 0 | 0 | 0 | 0 | 0 | 0 | 0 | 0 | 0 | 0 | 0 | 0 | 0 | 0 | 0 | 0 | 0 | 12
NO |  | 68 | 2012 | 11 | 8 | 8 |  | [81K] BAMMEL | T.H. WHARTON PLANT | 138 | 138 | (3) STEEL | 0 | 5.56 | 0 | 795 ACSR | 0 | 0 | 0 | 0 | 0 | 0 | 0 | 0 | 0 | 0 | 0 | 0 | 0 | 0 | 0 | 0 | 0 | 0 | 0 | 0 | 0 | 0 | 0 | 12
NO |  | 68 | 2012 | 11 | 9 | 9 |  | [81K] JESTER | TAP | 138 | 138 | (1)CONCRETE | 0 | 2.91 | 0 | 795 ACSR | 0 | 0 | 0 | 0 | 0 | 0 | 0 | 0 | 0 | 0 | 0 | 0 | 0 | 0 | 0 | 0 | 0 | 0 | 0 | 0 | 0 | 0 | 0 | 12
NO |  | 68 | 2012 | 11 | 10 | 10 |  | [81K] VETRAN | TAP | 138 | 138 | (1) CONCRETE | 0.03 | 0 | 0 | 795AAC | 0 | 0 | 0 | 0 | 0 | 0 | 0 | 0 | 0 | 0 | 0 | 0 | 0 | 0 | 0 | 0 | 0 | 0 | 0 | 0 | 0 | 0 | 0 | 12
NO |  | 68 | 2012 | 11 | 11 | 11 |  | [82A] ARCOLA | TAP | 138 | 138 | (1) WOOD | 0.05 | 0 | 0 | 795 ACSR | 0 | 0 | 0 | 0 | 0 | 0 | 0 | 0 | 0 | 0 | 0 | 0 | 0 | 0 | 0 | 0 | 0 | 0 | 0 | 0 | 0 | 0 | 0 | 12
NO |  | 68 | 2012 | 11 | 12 | 12 |  | [82A] KARSTEN | W.A. PARISH PLANT | 138 | 138 | (3) STEEL | 12.46 | 0 | 0 | 2-927 ACAR | 0 | 0 | 0 | 0 | 0 | 0 | 0 | 0 | 0 | 0 | 0 | 0 | 0 | 0 | 0 | 0 | 0 | 0 | 0 | 0 | 0 | 0 | 0 | 12
NO |  | 68 | 2012 | 11 | 13 | 13 |  | [82A] THOMPSONS | TAP | 138 | 138 | (3) STEEL | 0.02 | 0 | 0 | 795 ACSR | 0 | 0 | 0 | 0 | 0 | 0 | 0 | 0 | 0 | 0 | 0 | 0 | 0 | 0 | 0 | 0 | 0 | 0 | 0 | 0 | 0 | 0 | 0 | 12
NO |  | 68 | 2012 | 11 | 14 | 14 |  | [82C] ANGLETON | RIWOOD | 138 | 138 | (3) STEEL | 14.18 | 0 | 0 | 927 ACAR | 0 | 0 | 0 | 0 | 0 | 0 | 0 | 0 | 0 | 0 | 0 | 0 | 0 | 0 | 0 | 0 | 0 | 0 | 0 | 0 | 0 | 0 | 0 | 12
NO |  | 68 | 2012 | 11 | 15 | 15 |  | [82D] BIPORT | VELASCO | 138 | 138 | (3) STEEL | 2.08 | 0 | 0 | 927 ACAR | 0 | 0 | 0 | 0 | 0 | 0 | 0 | 0 | 0 | 0 | 0 | 0 | 0 | 0 | 0 | 0 | 0 | 0 | 0 | 0 | 0 | 0 | 0 | 12
NO |  | 68 | 2012 | 11 | 16 | 16 |  | [82E] VELASCO | DOW345 | 138 | 138 | (3) STEEL | 0.49 | 0 | 0 | 2-2000 AAC | 0 | 0 | 0 | 0 | 0 | 0 | 0 | 0 | 0 | 0 | 0 | 0 | 0 | 0 | 0 | 0 | 0 | 0 | 0 | 0 | 0 | 0 | 0 | 12
NO |  | 68 | 2012 | 11 | 17 | 17 |  | [82F] CAVERN | BIPORT | 138 | 138 | (3) STEEL | 3.3 | 0 | 0 | 927 ACAR | 0 | 0 | 0 | 0 | 0 | 0 | 0 | 0 | 0 | 0 | 0 | 0 | 0 | 0 | 0 | 0 | 0 | 0 | 0 | 0 | 0 | 0 | 0 | 12
NO |  | 68 | 2012 | 11 | 18 | 18 |  | [82F] RIWOOD | CAVERN | 138 | 138 | (3) STEEL | 2.11 | 0 | 0 | 927 ACAR | 0 | 0 | 0 | 0 | 0 | 0 | 0 | 0 | 0 | 0 | 0 | 0 | 0 | 0 | 0 | 0 | 0 | 0 | 0 | 0 | 0 | 0 | 0 | 12
NO |  | 68 | 2012 | 11 | 19 | 19 |  | [83A] DECKER | CEDAR BAYOU PLANT | 138 | 138 | (3) STEEL | 0 | 7.63 | 0 | 2000 AAC | 0 | 0 | 0 | 0 | 0 | 0 | 0 | 0 | 0 | 0 | 0 | 0 | 0 | 0 | 0 | 0 | 0 | 0 | 0 | 0 | 0 | 0 | 0 | 12
NO |  | 68 | 2012 | 11 | 20 | 20 |  | [83B] DECKER | EXXON_ | 138 | 138 | (3) STEEL | 0.26 | 0.73 | 0 | 2000 AAC | 0 | 0 | 0 | 0 | 0 | 0 | 0 | 0 | 0 | 0 | 0 | 0 | 0 | 0 | 0 | 0 | 0 | 0 | 0 | 0 | 0 | 0 | 0 | 12
NO |  | 68 | 2012 | 11 | 21 | 21 |  | [84A] CRSBAY | BORDEN | 138 | 138 | (3) STEEL | 0.73 | 0 | 0 | 2-959ACSS | 0 | 0 | 0 | 0 | 0 | 0 | 0 | 0 | 0 | 0 | 0 | 0 | 0 | 0 | 0 | 0 | 0 | 0 | 0 | 0 | 0 | 0 | 0 | 12
NO |  | 68 | 2012 | 11 | 22 | 22 |  | [84A] EPOTH_ | DEPOT | 138 | 138 | (3) STEEL | 0.21 | 0 | 0 | 2-795 AAC | 0 | 0 | 0 | 0 | 0 | 0 | 0 | 0 | 0 | 0 | 0 | 0 | 0 | 0 | 0 | 0 | 0 | 0 | 0 | 0 | 0 | 0 | 0 | 12
NO |  | 68 | 2012 | 11 | 23 | 23 |  | [84A] JACINTOPORT | EPOTH_ | 138 | 138 | (3) STEEL | 0.22 | 0 | 0 | 2-795 AAC | 0 | 0 | 0 | 0 | 0 | 0 | 0 | 0 | 0 | 0 | 0 | 0 | 0 | 0 | 0 | 0 | 0 | 0 | 0 | 0 | 0 | 0 | 0 | 12
NO |  | 68 | 2012 | 11 | 24 | 24 |  | [84A] JACINTOPORT | BORDEN | 138 | 138 | (3) STEEL | 0.21 | 0 | 0 | 2-795 AAC | 0 | 0 | 0 | 0 | 0 | 0 | 0 | 0 | 0 | 0 | 0 | 0 | 0 | 0 | 0 | 0 | 0 | 0 | 0 | 0 | 0 | 0 | 0 | 12
NO |  | 68 | 2012 | 11 | 25 | 25 |  | [84B] CRSBAY | DOWLAP | 138 | 138 | (3) STEEL | 0.05 | 5.61 | 0 | 2-959ACSS | 0 | 0 | 0 | 0 | 0 | 0 | 0 | 0 | 0 | 0 | 0 | 0 | 0 | 0 | 0 | 0 | 0 | 0 | 0 | 0 | 0 | 0 | 0 | 12
NO |  | 68 | 2012 | 11 | 26 | 26 |  | [84C] CONIAL | PHILIP | 138 | 138 | (3) STEEL | 0.99 | 0 | 0 | 2-795 ACSR | 0 | 0 | 0 | 0 | 0 | 0 | 0 | 0 | 0 | 0 | 0 | 0 | 0 | 0 | 0 | 0 | 0 | 0 | 0 | 0 | 0 | 0 | 0 | 12
NO |  | 68 | 2012 | 11 | 27 | 27 |  | [84C] HADEN_ | CHANNELVIEW | 138 | 138 | (3) STEEL | 3.51 | 0 | 0 | 2-795 AAC | 0 | 0 | 0 | 0 | 0 | 0 | 0 | 0 | 0 | 0 | 0 | 0 | 0 | 0 | 0 | 0 | 0 | 0 | 0 | 0 | 0 | 0 | 0 | 12
NO |  | 68 | 2012 | 11 | 28 | 28 |  | [84C] HADEN_ | INDUSTRIAL | 138 | 138 | (3) STEEL | 0.92 | 0 | 0 | 2-795 AAC | 0 | 0 | 0 | 0 | 0 | 0 | 0 | 0 | 0 | 0 | 0 | 0 | 0 | 0 | 0 | 0 | 0 | 0 | 0 | 0 | 0 | 0 | 0 | 12
NO |  | 68 | 2012 | 11 | 29 | 29 |  | [84C] INDUSTRIAL | PORT_ | 138 | 138 | (1) CONCRETE | 0.13 | 0 | 0 | 2000 AAC | 0 | 0 | 0 | 0 | 0 | 0 | 0 | 0 | 0 | 0 | 0 | 0 | 0 | 0 | 0 | 0 | 0 | 0 | 0 | 0 | 0 | 0 | 0 | 12
NO |  | 68 | 2012 | 11 | 30 | 30 |  | [84C] PORT_ | TAYLOR | 138 | 138 | (1) STEEL | 0.56 | 0 | 0 | 2000 AAC | 0 | 0 | 0 | 0 | 0 | 0 | 0 | 0 | 0 | 0 | 0 | 0 | 0 | 0 | 0 | 0 | 0 | 0 | 0 | 0 | 0 | 0 | 0 | 12
NO |  | 68 | 2012 | 11 | 31 | 31 |  | [84C] TAYLOR | WASHBURN | 138 | 138 | (3) STEEL | 1.49 | 0 | 0 | 2000 AAC | 0 | 0 | 0 | 0 | 0 | 0 | 0 | 0 | 0 | 0 | 0 | 0 | 0 | 0 | 0 | 0 | 0 | 0 | 0 | 0 | 0 | 0 | 0 | 12
NO |  | 68 | 2012 | 11 | 32 | 32 |  | [84C] WASHBURN | CONIAL | 138 | 138 | (3) STEEL | 6.96 | 0.23 | 0 | 2-795 ACSR | 0 | 0 | 0 | 0 | 0 | 0 | 0 | 0 | 0 | 0 | 0 | 0 | 0 | 0 | 0 | 0 | 0 | 0 | 0 | 0 | 0 | 0 | 0 | 12
NO |  | 68 | 2012 | 11 | 33 | 33 |  | [84D] CEDAR BAYOU | TAP | 138 | 138 | (3) STEEL | 0.06 | 0 | 0 | 795 AAC | 0 | 0 | 0 | 0 | 0 | 0 | 0 | 0 | 0 | 0 | 0 | 0 | 0 | 0 | 0 | 0 | 0 | 0 | 0 | 0 | 0 | 0 | 0 | 12
NO |  | 68 | 2012 | 11 | 34 | 34 |  | [84D] CEDAR BAYOU PLANT | WARVUE | 138 | 138 | (3) STEEL | 9.87 | 0 | 0 | 2-927 ACAR | 0 | 0 | 0 | 0 | 0 | 0 | 0 | 0 | 0 | 0 | 0 | 0 | 0 | 0 | 0 | 0 | 0 | 0 | 0 | 0 | 0 | 0 | 0 | 12
NO |  | 68 | 2012 | 11 | 35 | 35 |  | [84E] WARVUE | MONT BELVIEU | 138 | 138 | (3) STEEL | 0.39 | 0 | 0 | 795 AAC | 0 | 0 | 0 | 0 | 0 | 0 | 0 | 0 | 0 | 0 | 0 | 0 | 0 | 0 | 0 | 0 | 0 | 0 | 0 | 0 | 0 | 0 | 0 | 12
NO |  | 68 | 2012 | 12 | 1 | 1 |  | [84F] DOWLAP | MORGANS POINT | 138 | 138 | (3) STEEL | 0 | 3.53 | 0 | 2-795 AAC | 0 | 0 | 0 | 0 | 0 | 0 | 0 | 0 | 0 | 0 | 0 | 0 | 0 | 0 | 0 | 0 | 0 | 0 | 0 | 0 | 0 | 0 | 0 | 12
NO |  | 68 | 2012 | 12 | 2 | 2 |  | [84G] CHANNELVIEW | DEPOT_ | 138 | 138 | (3) STEEL | 2.66 | 0 | 0 | 2-795 AAC | 0 | 0 | 0 | 0 | 0 | 0 | 0 | 0 | 0 | 0 | 0 | 0 | 0 | 0 | 0 | 0 | 0 | 0 | 0 | 0 | 0 | 0 | 0 | 12
NO |  | 68 | 2012 | 12 | 3 | 3 |  | [85A] CEDAR BAYOU PLANT | QUANUM | 138 | 138 | (3) STEEL | 11.44 | 0 | 0 | 2000 AAC | 0 | 0 | 0 | 0 | 0 | 0 | 0 | 0 | 0 | 0 | 0 | 0 | 0 | 0 | 0 | 0 | 0 | 0 | 0 | 0 | 0 | 0 | 0 | 12
NO |  | 68 | 2012 | 12 | 4 | 4 |  | [85B] AIRPRO | SHELL_ | 138 | 138 | (3) STEEL | 4.57 | 0 | 0 | 2-795 AAC | 0 | 0 | 0 | 0 | 0 | 0 | 0 | 0 | 0 | 0 | 0 | 0 | 0 | 0 | 0 | 0 | 0 | 0 | 0 | 0 | 0 | 0 | 0 | 12
NO |  | 68 | 2012 | 12 | 5 | 5 |  | [85C] SHELL_ | SOUTH CHANNEL | 138 | 138 | (2) WOOD | 2.6 | 0 | 0 | 2-795 AAC | 0 | 0 | 0 | 0 | 0 | 0 | 0 | 0 | 0 | 0 | 0 | 0 | 0 | 0 | 0 | 0 | 0 | 0 | 0 | 0 | 0 | 0 | 0 | 12
NO |  | 68 | 2012 | 12 | 6 | 6 |  | [85D] QUANUM | AIRPRO | 138 | 138 | (3) STEEL | 0 | 2.4 | 0 | 2000 AAC | 0 | 0 | 0 | 0 | 0 | 0 | 0 | 0 | 0 | 0 | 0 | 0 | 0 | 0 | 0 | 0 | 0 | 0 | 0 | 0 | 0 | 0 | 0 | 12
NO |  | 68 | 2012 | 12 | 7 | 7 |  | [86A] CEDAR BAYOU PLANT | CHEVRON | 138 | 138 | (3) STEEL | 1.68 | 6.72 | 0 | 2-795 AAC | 0 | 0 | 0 | 0 | 0 | 0 | 0 | 0 | 0 | 0 | 0 | 0 | 0 | 0 | 0 | 0 | 0 | 0 | 0 | 0 | 0 | 0 | 0 | 12
NO |  | 68 | 2012 | 12 | 8 | 8 |  | [86B] CHEVRON | EAGLE_ | 138 | 138 | (3) STEEL | 0.08 | 2.65 | 0 | 2-795 ACSR | 0 | 0 | 0 | 0 | 0 | 0 | 0 | 0 | 0 | 0 | 0 | 0 | 0 | 0 | 0 | 0 | 0 | 0 | 0 | 0 | 0 | 0 | 0 | 12
NO |  | 68 | 2012 | 12 | 9 | 9 |  | [86C] BRINE_ | MONT BELVIEU | 138 | 138 | (3) STEEL | 2.8 | 0 | 0 | 2-795AAC | 0 | 0 | 0 | 0 | 0 | 0 | 0 | 0 | 0 | 0 | 0 | 0 | 0 | 0 | 0 | 0 | 0 | 0 | 0 | 0 | 0 | 0 | 0 | 12
NO |  | 68 | 2012 | 12 | 10 | 10 |  | [86C] WINFRE | BRINE_ | 138 | 138 | (3) STEEL | 0.64 | 0 | 0 | 2-927ACAR | 0 | 0 | 0 | 0 | 0 | 0 | 0 | 0 | 0 | 0 | 0 | 0 | 0 | 0 | 0 | 0 | 0 | 0 | 0 | 0 | 0 | 0 | 0 | 12
NO |  | 68 | 2012 | 12 | 11 | 11 |  | [86D] BENDER | CROSBY | 138 | 138 | (1) STEEL | 6.45 | 1.45 | 0 | 795 ACSR | 0 | 0 | 0 | 0 | 0 | 0 | 0 | 0 | 0 | 0 | 0 | 0 | 0 | 0 | 0 | 0 | 0 | 0 | 0 | 0 | 0 | 0 | 0 | 12
NO |  | 68 | 2012 | 12 | 12 | 12 |  | [86D] DUNCAN | BENDER | 138 | 138 | (3) STEEL | 1.74 | 0.18 | 0 | 2-959ACSS | 0 | 0 | 0 | 0 | 0 | 0 | 0 | 0 | 0 | 0 | 0 | 0 | 0 | 0 | 0 | 0 | 0 | 0 | 0 | 0 | 0 | 0 | 0 | 12
NO |  | 68 | 2012 | 12 | 13 | 13 |  | [86E] ALDINE | HARDY | 138 | 138 | (3) STEEL | 6.29 | 0 | 0 | 2000 AAC | 0 | 0 | 0 | 0 | 0 | 0 | 0 | 0 | 0 | 0 | 0 | 0 | 0 | 0 | 0 | 0 | 0 | 0 | 0 | 0 | 0 | 0 | 0 | 12
NO |  | 68 | 2012 | 12 | 14 | 14 |  | [86E] CROSBY | NEWPORT | 138 | 138 | (3) STEEL | 8.79 | 0 | 0 | 795 AAC | 0 | 0 | 0 | 0 | 0 | 0 | 0 | 0 | 0 | 0 | 0 | 0 | 0 | 0 | 0 | 0 | 0 | 0 | 0 | 0 | 0 | 0 | 0 | 12
NO |  | 68 | 2012 | 12 | 15 | 15 |  | [86E] GREENS ROAD | TAP | 138 | 138 | (3)STEEL | 0.79 | 0 | 0 | 795 AAC | 0 | 0 | 0 | 0 | 0 | 0 | 0 | 0 | 0 | 0 | 0 | 0 | 0 | 0 | 0 | 0 | 0 | 0 | 0 | 0 | 0 | 0 | 0 | 12
NO |  | 68 | 2012 | 12 | 16 | 16 |  | [86E] LOCKWOOD | TAP | 138 | 138 | (3) STEEL | 0.07 | 0 | 0 | 795 AAC | 0 | 0 | 0 | 0 | 0 | 0 | 0 | 0 | 0 | 0 | 0 | 0 | 0 | 0 | 0 | 0 | 0 | 0 | 0 | 0 | 0 | 0 | 0 | 12
NO |  | 68 | 2012 | 12 | 17 | 17 |  | [86E] NEWPORT | ALDINE | 138 | 138 | (3) STEEL | 20.72 | 0 | 0 | 795 ACSR | 0 | 0 | 0 | 0 | 0 | 0 | 0 | 0 | 0 | 0 | 0 | 0 | 0 | 0 | 0 | 0 | 0 | 0 | 0 | 0 | 0 | 0 | 0 | 12
NO |  | 68 | 2012 | 12 | 18 | 18 |  | [86E] RITTENHOUSE | TAP | 138 | 138 | (1) WOOD | 1.02 | 0 | 0 | 2-927 ACAR | 0 | 0 | 0 | 0 | 0 | 0 | 0 | 0 | 0 | 0 | 0 | 0 | 0 | 0 | 0 | 0 | 0 | 0 | 0 | 0 | 0 | 0 | 0 | 12
NO |  | 68 | 2012 | 12 | 19 | 19 |  | [86E] SCENIC WOODS | TAP | 138 | 138 | (3) STEEL | 3.84 | 0 | 0 | 1-795 AAC | 0 | 0 | 0 | 0 | 0 | 0 | 0 | 0 | 0 | 0 | 0 | 0 | 0 | 0 | 0 | 0 | 0 | 0 | 0 | 0 | 0 | 0 | 0 | 12
NO |  | 68 | 2012 | 12 | 20 | 20 |  | [86F] BARHIL | HACHER | 138 | 138 | (3) STEEL | 0 | 1.03 | 0 | 795 ACSR | 0 | 0 | 0 | 0 | 0 | 0 | 0 | 0 | 0 | 0 | 0 | 0 | 0 | 0 | 0 | 0 | 0 | 0 | 0 | 0 | 0 | 0 | 0 | 12
NO |  | 68 | 2012 | 12 | 21 | 21 |  | [86G] EAGLE_ | MONT BELVIEU | 138 | 138 | (3) STEEL | 0.27 | 0 | 0 | 2-927 ACAR | 0 | 0 | 0 | 0 | 0 | 0 | 0 | 0 | 0 | 0 | 0 | 0 | 0 | 0 | 0 | 0 | 0 | 0 | 0 | 0 | 0 | 0 | 0 | 12
NO |  | 68 | 2012 | 12 | 22 | 22 |  | [86H] DUNCAN | BARHIL | 138 | 138 | (1) STEEL | 0 | 0.45 | 0 | 2-959ACSS | 0 | 0 | 0 | 0 | 0 | 0 | 0 | 0 | 0 | 0 | 0 | 0 | 0 | 0 | 0 | 0 | 0 | 0 | 0 | 0 | 0 | 0 | 0 | 12
NO |  | 68 | 2012 | 12 | 23 | 23 |  | [86I] CITIES | WINFRE | 138 | 138 | (3) STEEL | 0.45 | 0 | 0 | 2-927ACAR | 0 | 0 | 0 | 0 | 0 | 0 | 0 | 0 | 0 | 0 | 0 | 0 | 0 | 0 | 0 | 0 | 0 | 0 | 0 | 0 | 0 | 0 | 0 | 12
NO |  | 68 | 2012 | 12 | 24 | 24 |  | [86I] ENPROD | CITIES | 138 | 138 | (3) STEEL | 1.49 | 0 | 0 | 2-795 ACAR | 0 | 0 | 0 | 0 | 0 | 0 | 0 | 0 | 0 | 0 | 0 | 0 | 0 | 0 | 0 | 0 | 0 | 0 | 0 | 0 | 0 | 0 | 0 | 12
NO |  | 68 | 2012 | 12 | 25 | 25 |  | [86J] HACHER | ENPROD | 138 | 138 | (3) STEEL | 1.3 | 0 | 0 | 795 ACSR | 0 | 0 | 0 | 0 | 0 | 0 | 0 | 0 | 0 | 0 | 0 | 0 | 0 | 0 | 0 | 0 | 0 | 0 | 0 | 0 | 0 | 0 | 0 | 12
NO |  | 68 | 2012 | 12 | 26 | 26 |  | [87A] STRANG_ | CEDAR BAYOU PLANT | 138 | 138 | (3) STEEL | 9.49 | 0 | 0 | 2-795 ACSR | 0 | 0 | 0 | 0 | 0 | 0 | 0 | 0 | 0 | 0 | 0 | 0 | 0 | 0 | 0 | 0 | 0 | 0 | 0 | 0 | 0 | 0 | 0 | 12
NO |  | 68 | 2012 | 12 | 27 | 27 |  | [87B] CHORIN | STRANG_ | 138 | 138 | (3) STEEL | 0.28 | 0 | 0 | 2-795 ACSR | 0 | 0 | 0 | 0 | 0 | 0 | 0 | 0 | 0 | 0 | 0 | 0 | 0 | 0 | 0 | 0 | 0 | 0 | 0 | 0 | 0 | 0 | 0 | 12
NO |  | 68 | 2012 | 12 | 28 | 28 |  | [87C] ARITEK | CHORIN | 138 | 138 | (3) STEEL | 2.95 | 0 | 0 | 2-795 ACSR | 0 | 0 | 0 | 0 | 0 | 0 | 0 | 0 | 0 | 0 | 0 | 0 | 0 | 0 | 0 | 0 | 0 | 0 | 0 | 0 | 0 | 0 | 0 | 12
NO |  | 68 | 2012 | 12 | 29 | 29 |  | [87D] S.R. BERTRON PLANT | ARITEK | 138 | 138 | (3) STEEL | 1.94 | 0 | 0 | 2-927 ACAR | 0 | 0 | 0 | 0 | 0 | 0 | 0 | 0 | 0 | 0 | 0 | 0 | 0 | 0 | 0 | 0 | 0 | 0 | 0 | 0 | 0 | 0 | 0 | 12
NO |  | 68 | 2012 | 12 | 30 | 30 |  | [87E] CEDAR BAYOU | TAP | 138 | 138 | (3) STEEL | 0.06 | 0 | 0 | 2-795 AAC | 0 | 0 | 0 | 0 | 0 | 0 | 0 | 0 | 0 | 0 | 0 | 0 | 0 | 0 | 0 | 0 | 0 | 0 | 0 | 0 | 0 | 0 | 0 | 12
NO |  | 68 | 2012 | 12 | 31 | 31 |  | [87E] TEXAS | CEDAR BAYOU PLANT | 138 | 138 | (3) STEEL | 6.71 | 0 | 0 | 2-959ACSS | 0 | 0 | 0 | 0 | 0 | 0 | 0 | 0 | 0 | 0 | 0 | 0 | 0 | 0 | 0 | 0 | 0 | 0 | 0 | 0 | 0 | 0 | 0 | 12
NO |  | 68 | 2012 | 12 | 32 | 32 |  | [87F] TEXAS | BAYTOWN | 138 | 138 | (3) STEEL | 3.4 | 0.38 | 0 | 2-959ACSS | 0 | 0 | 0 | 0 | 0 | 0 | 0 | 0 | 0 | 0 | 0 | 0 | 0 | 0 | 0 | 0 | 0 | 0 | 0 | 0 | 0 | 0 | 0 | 12
NO |  | 68 | 2012 | 12 | 33 | 33 |  | [88A] BAYTOWN | CEDAR BAYOU PLANT | 138 | 138 | (3) STEEL | 8.13 | 0 | 0 | 2-795 ACSR | 0 | 0 | 0 | 0 | 0 | 0 | 0 | 0 | 0 | 0 | 0 | 0 | 0 | 0 | 0 | 0 | 0 | 0 | 0 | 0 | 0 | 0 | 0 | 12
NO |  | 68 | 2012 | 12 | 34 | 34 |  | [88B] S.R. BERTRON PLANT | ROHMAS | 138 | 138 | (3) STEEL | 2.88 | 0 | 0 | 2000 AAC | 0 | 0 | 0 | 0 | 0 | 0 | 0 | 0 | 0 | 0 | 0 | 0 | 0 | 0 | 0 | 0 | 0 | 0 | 0 | 0 | 0 | 0 | 0 | 12
NO |  | 68 | 2012 | 12 | 35 | 35 |  | [88C] ROHMAS | PAIR_ | 138 | 138 | (3) STEEL | 0.37 | 0 | 0 | 2000 AAC | 0 | 0 | 0 | 0 | 0 | 0 | 0 | 0 | 0 | 0 | 0 | 0 | 0 | 0 | 0 | 0 | 0 | 0 | 0 | 0 | 0 | 0 | 0 | 12
NO |  | 68 | 2012 | 13 | 1 | 1 |  | [88D] ESBELT | SOUTH CHANNEL | 138 | 138 | (3) STEEL | 1.08 | 0 | 0 | 2000 AAC | 0 | 0 | 0 | 0 | 0 | 0 | 0 | 0 | 0 | 0 | 0 | 0 | 0 | 0 | 0 | 0 | 0 | 0 | 0 | 0 | 0 | 0 | 0 | 12
NO |  | 68 | 2012 | 13 | 2 | 2 |  | [88D] PAIR_ | ESBELT | 138 | 138 | (3) STEEL | 3.11 | 0 | 0 | 2000 AAC | 0 | 0 | 0 | 0 | 0 | 0 | 0 | 0 | 0 | 0 | 0 | 0 | 0 | 0 | 0 | 0 | 0 | 0 | 0 | 0 | 0 | 0 | 0 | 12
NO |  | 68 | 2012 | 13 | 3 | 3 |  | [90A] H.O. CLARK PLANT | GARROTT | 138 | 138 | (3) STEEL | 9.52 | 0 | 0 | 2-795 AAC | 0 | 0 | 0 | 0 | 0 | 0 | 0 | 0 | 0 | 0 | 0 | 0 | 0 | 0 | 0 | 0 | 0 | 0 | 0 | 0 | 0 | 0 | 0 | 12
NO |  | 68 | 2012 | 13 | 4 | 4 |  | [90A] KIRBY | TAP | 138 | 138 | (1) CONCRETE | 0.11 | 0 | 0 | 2000AAC | 0 | 0 | 0 | 0 | 0 | 0 | 0 | 0 | 0 | 0 | 0 | 0 | 0 | 0 | 0 | 0 | 0 | 0 | 0 | 0 | 0 | 0 | 0 | 12
NO |  | 68 | 2012 | 13 | 5 | 5 |  | [90A] KIRBY | TAP | 138 | 138 | (1) CONCRETE | 0.06 | 0 | 0 | 2000AAC | 0 | 0 | 0 | 0 | 0 | 0 | 0 | 0 | 0 | 0 | 0 | 0 | 0 | 0 | 0 | 0 | 0 | 0 | 0 | 0 | 0 | 0 | 0 | 12
NO |  | 68 | 2012 | 13 | 6 | 6 |  | [90B] POLK | MIDTOWN | 138 | 138 | (4) UNDER | 0.97 | 0 | 0 | 3000CU | 0 | 0 | 0 | 0 | 0 | 0 | 0 | 0 | 0 | 0 | 0 | 0 | 0 | 0 | 0 | 0 | 0 | 0 | 0 | 0 | 0 | 0 | 0 | 12
NO |  | 68 | 2012 | 13 | 7 | 7 |  | [90C] GREENS ROAD | TAP | 138 | 138 | (3) STEEL | 0 | 0.8 | 0 | 795 ACSR | 0 | 0 | 0 | 0 | 0 | 0 | 0 | 0 | 0 | 0 | 0 | 0 | 0 | 0 | 0 | 0 | 0 | 0 | 0 | 0 | 0 | 0 | 0 | 12
NO |  | 68 | 2012 | 13 | 8 | 8 |  | [90C] LAUDER | TAP | 138 | 138 | (1) WOOD | 2.34 | 0 | 0 | 795 AAC | 0 | 0 | 0 | 0 | 0 | 0 | 0 | 0 | 0 | 0 | 0 | 0 | 0 | 0 | 0 | 0 | 0 | 0 | 0 | 0 | 0 | 0 | 0 | 12
NO |  | 68 | 2012 | 13 | 9 | 9 |  | [90C] LOCKWOOD | TAP | 138 | 138 | (3) STEEL | 0.07 | 0 | 0 | 795 ACSR | 0 | 0 | 0 | 0 | 0 | 0 | 0 | 0 | 0 | 0 | 0 | 0 | 0 | 0 | 0 | 0 | 0 | 0 | 0 | 0 | 0 | 0 | 0 | 12
NO |  | 68 | 2012 | 13 | 10 | 10 |  | [90C] NORTH BELT | SCENIC WOODS | 138 | 138 | (3) STEEL | 9.02 | 0 | 0 | 2500 CU | 0 | 0 | 0 | 0 | 0 | 0 | 0 | 0 | 0 | 0 | 0 | 0 | 0 | 0 | 0 | 0 | 0 | 0 | 0 | 0 | 0 | 0 | 0 | 12
NO |  | 68 | 2012 | 13 | 11 | 11 |  | [90D] GARROTT | MIDTOWN | 138 | 138 | (4) UNDER | 1.38 | 0 | 0 | 3000CU | 0 | 0 | 0 | 0 | 0 | 0 | 0 | 0 | 0 | 0 | 0 | 0 | 0 | 0 | 0 | 0 | 0 | 0 | 0 | 0 | 0 | 0 | 0 | 12
NO |  | 68 | 2012 | 13 | 12 | 12 |  | [91A] COUGAR | P.H. ROBINSON PLANT | 138 | 138 | (3) STEEL | 14 | 19.48 | 0 | 2-795 AAC | 0 | 0 | 0 | 0 | 0 | 0 | 0 | 0 | 0 | 0 | 0 | 0 | 0 | 0 | 0 | 0 | 0 | 0 | 0 | 0 | 0 | 0 | 0 | 12
NO |  | 68 | 2012 | 13 | 13 | 13 |  | [91A] EL DORADO | TAP | 138 | 138 | (3) STEEL | 0 | 0.71 | 0 | 927ACAR | 0 | 0 | 0 | 0 | 0 | 0 | 0 | 0 | 0 | 0 | 0 | 0 | 0 | 0 | 0 | 0 | 0 | 0 | 0 | 0 | 0 | 0 | 0 | 12
NO |  | 68 | 2012 | 13 | 14 | 14 |  | [91A] ELLINGTON | TAP | 138 | 138 | (1)CONCRETE | 0.11 | 0 | 0 | 795AAC | 0 | 0 | 0 | 0 | 0 | 0 | 0 | 0 | 0 | 0 | 0 | 0 | 0 | 0 | 0 | 0 | 0 | 0 | 0 | 0 | 0 | 0 | 0 | 12
NO |  | 68 | 2012 | 13 | 15 | 15 |  | [91A] GULFGATE | TAP | 138 | 138 | (1) WOOD | 1.91 | 0 | 0 | 2-927 ACAR | 0 | 0 | 0 | 0 | 0 | 0 | 0 | 0 | 0 | 0 | 0 | 0 | 0 | 0 | 0 | 0 | 0 | 0 | 0 | 0 | 0 | 0 | 0 | 12
NO |  | 68 | 2012 | 13 | 16 | 16 |  | [91A] HALL | TAP | 138 | 138 | (3) STEEL | 0 | 1.01 | 0 | 795 AAC | 0 | 0 | 0 | 0 | 0 | 0 | 0 | 0 | 0 | 0 | 0 | 0 | 0 | 0 | 0 | 0 | 0 | 0 | 0 | 0 | 0 | 0 | 0 | 12
NO |  | 68 | 2012 | 13 | 17 | 17 |  | [91A] MARY'S CREEK | TAP | 138 | 138 | (3) STEEL | 3.5 | 0 | 0 | 795 ACSR | 0 | 0 | 0 | 0 | 0 | 0 | 0 | 0 | 0 | 0 | 0 | 0 | 0 | 0 | 0 | 0 | 0 | 0 | 0 | 0 | 0 | 0 | 0 | 12
NO |  | 68 | 2012 | 13 | 18 | 18 |  | [91A] PEARLAND | TAP | 138 | 138 | (3) STEEL | 0 | 2.76 | 0 | 795 AAC | 0 | 0 | 0 | 0 | 0 | 0 | 0 | 0 | 0 | 0 | 0 | 0 | 0 | 0 | 0 | 0 | 0 | 0 | 0 | 0 | 0 | 0 | 0 | 12
NO |  | 68 | 2012 | 13 | 19 | 19 |  | [91A] TELEPHONE | TAP | 138 | 138 | (3) STEEL | 0.02 | 0 | 0 | 795 AAC | 0 | 0 | 0 | 0 | 0 | 0 | 0 | 0 | 0 | 0 | 0 | 0 | 0 | 0 | 0 | 0 | 0 | 0 | 0 | 0 | 0 | 0 | 0 | 12
NO |  | 68 | 2012 | 13 | 20 | 20 |  | [91B] EASTSIDE | UNIVERSITY | 138 | 138 | (3) STEEL | 2.82 | 0 | 0 | 2000 AAC | 0 | 0 | 0 | 0 | 0 | 0 | 0 | 0 | 0 | 0 | 0 | 0 | 0 | 0 | 0 | 0 | 0 | 0 | 0 | 0 | 0 | 0 | 0 | 12
NO |  | 68 | 2012 | 13 | 21 | 21 |  | [91C] EASTSIDE | POLK | 138 | 138 | (4) UNDER | 0 | 0.71 | 0 | 2500 CU | 0 | 0 | 0 | 0 | 0 | 0 | 0 | 0 | 0 | 0 | 0 | 0 | 0 | 0 | 0 | 0 | 0 | 0 | 0 | 0 | 0 | 0 | 0 | 12
NO |  | 68 | 2012 | 13 | 22 | 22 |  | [91E] DOWNTOWN | CROCKETT | 138 | 138 | (1) WOOD | 1.77 | 0 | 0 | 2000 AAC | 0 | 0 | 0 | 0 | 0 | 0 | 0 | 0 | 0 | 0 | 0 | 0 | 0 | 0 | 0 | 0 | 0 | 0 | 0 | 0 | 0 | 0 | 0 | 12
NO |  | 68 | 2012 | 13 | 23 | 23 |  | [91F] CROCKETT | HARDY | 138 | 138 | (1) WOOD | 4.82 | 0 | 0 | 2000 AAC | 0 | 0 | 0 | 0 | 0 | 0 | 0 | 0 | 0 | 0 | 0 | 0 | 0 | 0 | 0 | 0 | 0 | 0 | 0 | 0 | 0 | 0 | 0 | 12
NO |  | 68 | 2012 | 13 | 24 | 24 |  | [91F] NORTHSIDE | TAP | 138 | 138 | (1) STEEL | 0.03 | 0 | 0 | 2000 AAC | 0 | 0 | 0 | 0 | 0 | 0 | 0 | 0 | 0 | 0 | 0 | 0 | 0 | 0 | 0 | 0 | 0 | 0 | 0 | 0 | 0 | 0 | 0 | 12
NO |  | 68 | 2012 | 13 | 25 | 25 |  | [91G] DOWNTOWN | POLK | 138 | 138 | (4) UNDER | 0 | 0.99 | 0 | 2000 AAC | 0 | 0 | 0 | 0 | 0 | 0 | 0 | 0 | 0 | 0 | 0 | 0 | 0 | 0 | 0 | 0 | 0 | 0 | 0 | 0 | 0 | 0 | 0 | 12
NO |  | 68 | 2012 | 13 | 26 | 26 |  | [91H] COUGAR | UNIVERSITY | 138 | 138 | (1)CONCRETE | 0.1 | 0 | 0 | 2000 AAC | 0 | 0 | 0 | 0 | 0 | 0 | 0 | 0 | 0 | 0 | 0 | 0 | 0 | 0 | 0 | 0 | 0 | 0 | 0 | 0 | 0 | 0 | 0 | 12
NO |  | 68 | 2012 | 13 | 27 | 27 |  | [92A] EL DORADO | TAP | 138 | 138 | (3) STEEL | 0.69 | 0 | 0 | 795 AAC | 0 | 0 | 0 | 0 | 0 | 0 | 0 | 0 | 0 | 0 | 0 | 0 | 0 | 0 | 0 | 0 | 0 | 0 | 0 | 0 | 0 | 0 | 0 | 12
NO |  | 68 | 2012 | 13 | 28 | 28 |  | [92A] KEMAH | TAP | 138 | 138 | (3) STEEL | 0.04 | 0 | 0 | 2-397 ACSR | 0 | 0 | 0 | 0 | 0 | 0 | 0 | 0 | 0 | 0 | 0 | 0 | 0 | 0 | 0 | 0 | 0 | 0 | 0 | 0 | 0 | 0 | 0 | 12
NO |  | 68 | 2012 | 13 | 29 | 29 |  | [92A] SCRDLE | P.H. ROBINSON PLANT | 138 | 138 | (3) STEEL | 12.05 | 7.56 | 0 | 2-795AAC | 0 | 0 | 0 | 0 | 0 | 0 | 0 | 0 | 0 | 0 | 0 | 0 | 0 | 0 | 0 | 0 | 0 | 0 | 0 | 0 | 0 | 0 | 0 | 12
NO |  | 68 | 2012 | 13 | 30 | 30 |  | [92A] WEBSTER | TAP | 138 | 138 | (1) WOOD | 0.06 | 0 | 0 | 795 AAC | 0 | 0 | 0 | 0 | 0 | 0 | 0 | 0 | 0 | 0 | 0 | 0 | 0 | 0 | 0 | 0 | 0 | 0 | 0 | 0 | 0 | 0 | 0 | 12
NO |  | 68 | 2012 | 13 | 31 | 31 |  | [92B] GARDEN VILLAS | SCRDLE | 138 | 138 | (3) STEEL | 0 | 14.01 | 0 | 2-795AAC | 0 | 0 | 0 | 0 | 0 | 0 | 0 | 0 | 0 | 0 | 0 | 0 | 0 | 0 | 0 | 0 | 0 | 0 | 0 | 0 | 0 | 0 | 0 | 12
NO |  | 68 | 2012 | 13 | 32 | 32 |  | [92B] SOUTH HOUSTON | TAP | 138 | 138 | (3) STEEL | 0.03 | 0 | 0 | 795 AAC | 0 | 0 | 0 | 0 | 0 | 0 | 0 | 0 | 0 | 0 | 0 | 0 | 0 | 0 | 0 | 0 | 0 | 0 | 0 | 0 | 0 | 0 | 0 | 12
NO |  | 68 | 2012 | 13 | 33 | 33 |  | [92B] SPENCER | TAP | 138 | 138 | (3) STEEL | 4.49 | 2.31 | 0 | 795 AAC | 0 | 0 | 0 | 0 | 0 | 0 | 0 | 0 | 0 | 0 | 0 | 0 | 0 | 0 | 0 | 0 | 0 | 0 | 0 | 0 | 0 | 0 | 0 | 12
NO |  | 68 | 2012 | 13 | 34 | 34 |  | [93A] P.H. ROBINSON PLANT | WEBSTER PLANT | 138 | 138 | (3) STEEL | 0.75 | 11.31 | 0 | 2-959 ACSS | 0 | 0 | 0 | 0 | 0 | 0 | 0 | 0 | 0 | 0 | 0 | 0 | 0 | 0 | 0 | 0 | 0 | 0 | 0 | 0 | 0 | 0 | 0 | 12
NO |  | 68 | 2012 | 13 | 35 | 35 |  | [93A] WEBSTER | TAP | 138 | 138 | (1) WOOD | 0.07 | 0 | 0 | 795 AAC | 0 | 0 | 0 | 0 | 0 | 0 | 0 | 0 | 0 | 0 | 0 | 0 | 0 | 0 | 0 | 0 | 0 | 0 | 0 | 0 | 0 | 0 | 0 | 12
NO |  | 68 | 2012 | 14 | 1 | 1 |  | [93B] ALTA LOMA | TAP | 138 | 138 | (1) CONCRETE | 0.05 | 0 | 0 | 2-397ACSR | 0 | 0 | 0 | 0 | 0 | 0 | 0 | 0 | 0 | 0 | 0 | 0 | 0 | 0 | 0 | 0 | 0 | 0 | 0 | 0 | 0 | 0 | 0 | 12
NO |  | 68 | 2012 | 14 | 2 | 2 |  | [93B] ALTA LOMA | TAP | 138 | 138 | (1) WOOD | 0.05 | 0 | 0 | 2-397ACSR | 0 | 0 | 0 | 0 | 0 | 0 | 0 | 0 | 0 | 0 | 0 | 0 | 0 | 0 | 0 | 0 | 0 | 0 | 0 | 0 | 0 | 0 | 0 | 12
NO |  | 68 | 2012 | 14 | 3 | 3 |  | [93B] P.H. ROBINSON PLANT | HITCHCOCK | 138 | 138 | (3) STEEL | 22.25 | 6.35 | 0 | 2-795 AAC | 0 | 0 | 0 | 0 | 0 | 0 | 0 | 0 | 0 | 0 | 0 | 0 | 0 | 0 | 0 | 0 | 0 | 0 | 0 | 0 | 0 | 0 | 0 | 12
NO |  | 68 | 2012 | 14 | 4 | 4 |  | [93B] WEST GALVESTON | HITCHCOCK | 138 | 138 | (3) STEEL | 5.03 | 10.62 | 0 | 2-795 AAC | 0 | 0 | 0 | 0 | 0 | 0 | 0 | 0 | 0 | 0 | 0 | 0 | 0 | 0 | 0 | 0 | 0 | 0 | 0 | 0 | 0 | 0 | 0 | 12
NO |  | 68 | 2012 | 14 | 5 | 5 |  | [94A] GREENS BAYOU PLANT | HUMBLE | 138 | 138 | (3) STEEL | 6.91 | 6.83 | 0 | 2-795 ACSR | 0 | 0 | 0 | 0 | 0 | 0 | 0 | 0 | 0 | 0 | 0 | 0 | 0 | 0 | 0 | 0 | 0 | 0 | 0 | 0 | 0 | 0 | 0 | 12
NO |  | 68 | 2012 | 14 | 6 | 6 |  | [94A] KING | TAP | 138 | 138 | (1) CONCRETE | 0.26 | 0 | 0 | 795 ACSR | 0 | 0 | 0 | 0 | 0 | 0 | 0 | 0 | 0 | 0 | 0 | 0 | 0 | 0 | 0 | 0 | 0 | 0 | 0 | 0 | 0 | 0 | 0 | 12
NO |  | 68 | 2012 | 14 | 7 | 7 |  | [94A] PARKWAY | TAP | 138 | 138 | (3) STEEL | 0.02 | 0 | 0 | 2-795 ACSR | 0 | 0 | 0 | 0 | 0 | 0 | 0 | 0 | 0 | 0 | 0 | 0 | 0 | 0 | 0 | 0 | 0 | 0 | 0 | 0 | 0 | 0 | 0 | 12
NO |  | 68 | 2012 | 14 | 8 | 8 |  | [94C] CHAMON | TAP | 138 | 138 | (3)STEEL | 0.05 | 0 | 0 | 2-795ACSR | 0 | 0 | 0 | 0 | 0 | 0 | 0 | 0 | 0 | 0 | 0 | 0 | 0 | 0 | 0 | 0 | 0 | 0 | 0 | 0 | 0 | 0 | 0 | 12
NO |  | 68 | 2012 | 14 | 9 | 9 |  | [94C] DEUSEN | PSARCO | 138 | 138 | (3) STEEL | 19.31 | 0.33 | 0 | 2-795 ACSR | 0 | 0 | 0 | 0 | 0 | 0 | 0 | 0 | 0 | 0 | 0 | 0 | 0 | 0 | 0 | 0 | 0 | 0 | 0 | 0 | 0 | 0 | 0 | 12
NO |  | 68 | 2012 | 14 | 10 | 10 |  | [94C] KING | TAP | 138 | 138 | (1) CONCRETE | 0 | 0.26 | 0 | 795 ACSR | 0 | 0 | 0 | 0 | 0 | 0 | 0 | 0 | 0 | 0 | 0 | 0 | 0 | 0 | 0 | 0 | 0 | 0 | 0 | 0 | 0 | 0 | 0 | 12
NO |  | 68 | 2012 | 14 | 11 | 11 |  | [94C] METALS | TAP | 138 | 138 | (1) WOOD | 2.05 | 0 | 0 | 795 ACSR | 0 | 0 | 0 | 0 | 0 | 0 | 0 | 0 | 0 | 0 | 0 | 0 | 0 | 0 | 0 | 0 | 0 | 0 | 0 | 0 | 0 | 0 | 0 | 12
NO |  | 68 | 2012 | 14 | 12 | 12 |  | [94D] CAPTOL | HIMONT | 138 | 138 | (3) STEEL | 0.59 | 0.78 | 0 | 2-795 AAC | 0 | 0 | 0 | 0 | 0 | 0 | 0 | 0 | 0 | 0 | 0 | 0 | 0 | 0 | 0 | 0 | 0 | 0 | 0 | 0 | 0 | 0 | 0 | 12
NO |  | 68 | 2012 | 14 | 13 | 13 |  | [94E] FAIRMONT | BYPARK | 138 | 138 | (3) STEEL | 0 | 5.36 | 0 | 2-795ACSR | 0 | 0 | 0 | 0 | 0 | 0 | 0 | 0 | 0 | 0 | 0 | 0 | 0 | 0 | 0 | 0 | 0 | 0 | 0 | 0 | 0 | 0 | 0 | 12
NO |  | 68 | 2012 | 14 | 14 | 14 |  | [94E] LUZBAY | BYPARK | 138 | 138 | (3) STEEL | 0.85 | 0 | 0 | 2-795AAC | 0 | 0 | 0 | 0 | 0 | 0 | 0 | 0 | 0 | 0 | 0 | 0 | 0 | 0 | 0 | 0 | 0 | 0 | 0 | 0 | 0 | 0 | 0 | 12
NO |  | 68 | 2012 | 14 | 15 | 15 |  | [94E] LUZBAY | HIMONT | 138 | 138 | (3) STEEL | 0.66 | 0 | 0 | 2-927 ACAR | 0 | 0 | 0 | 0 | 0 | 0 | 0 | 0 | 0 | 0 | 0 | 0 | 0 | 0 | 0 | 0 | 0 | 0 | 0 | 0 | 0 | 0 | 0 | 12
NO |  | 68 | 2012 | 14 | 16 | 16 |  | [94G] BAYWAY | CAPTOL | 138 | 138 | (3) STEEL | 0 | 2.23 | 0 | 2-795 AAC | 0 | 0 | 0 | 0 | 0 | 0 | 0 | 0 | 0 | 0 | 0 | 0 | 0 | 0 | 0 | 0 | 0 | 0 | 0 | 0 | 0 | 0 | 0 | 12
NO |  | 68 | 2012 | 14 | 17 | 17 |  | [94H] HUMBLE | DEUSEN | 138 | 138 | (3) STEEL | 6.54 | 0 | 0 | 2-795 ACSR | 0 | 0 | 0 | 0 | 0 | 0 | 0 | 0 | 0 | 0 | 0 | 0 | 0 | 0 | 0 | 0 | 0 | 0 | 0 | 0 | 0 | 0 | 0 | 12
NO |  | 68 | 2012 | 14 | 18 | 18 |  | [94I] CELNEC | BAYWAY | 138 | 138 | (3) STEEL | 1.84 | 0 | 0 | 2-795 AAC | 0 | 0 | 0 | 0 | 0 | 0 | 0 | 0 | 0 | 0 | 0 | 0 | 0 | 0 | 0 | 0 | 0 | 0 | 0 | 0 | 0 | 0 | 0 | 12
NO |  | 68 | 2012 | 14 | 19 | 19 |  | [94J] CROWN | JEFFERSON | 138 | 138 | (1)CONCRETE | 2.22 | 0 | 0 | 2-959 ACSS | 0 | 0 | 0 | 0 | 0 | 0 | 0 | 0 | 0 | 0 | 0 | 0 | 0 | 0 | 0 | 0 | 0 | 0 | 0 | 0 | 0 | 0 | 0 | 12
NO |  | 68 | 2012 | 14 | 20 | 20 |  | [94K] CROWN_ | GALENA PARK | 138 | 138 | (3) STEEL | 4.27 | 0 | 0 | 795 AAC | 0 | 0 | 0 | 0 | 0 | 0 | 0 | 0 | 0 | 0 | 0 | 0 | 0 | 0 | 0 | 0 | 0 | 0 | 0 | 0 | 0 | 0 | 0 | 12
NO |  | 68 | 2012 | 14 | 21 | 21 |  | [94K] GALENA PARK | TAP | 138 | 138 | (1) WOOD | 0.14 | 0 | 0 | 2-397 ACSR | 0 | 0 | 0 | 0 | 0 | 0 | 0 | 0 | 0 | 0 | 0 | 0 | 0 | 0 | 0 | 0 | 0 | 0 | 0 | 0 | 0 | 0 | 0 | 12
NO |  | 68 | 2012 | 14 | 22 | 22 |  | [94L] DROUET | TAP | 138 | 138 | (1) WOOD | 0.01 | 0 | 0 | 795 AAC | 0 | 0 | 0 | 0 | 0 | 0 | 0 | 0 | 0 | 0 | 0 | 0 | 0 | 0 | 0 | 0 | 0 | 0 | 0 | 0 | 0 | 0 | 0 | 12
NO |  | 68 | 2012 | 14 | 23 | 23 |  | [94L] GARDEN VILLAS | FAIRMONT | 138 | 138 | (3) STEEL | 21.33 | 0 | 0 | 2-795 AAC | 0 | 0 | 0 | 0 | 0 | 0 | 0 | 0 | 0 | 0 | 0 | 0 | 0 | 0 | 0 | 0 | 0 | 0 | 0 | 0 | 0 | 0 | 0 | 12
NO |  | 68 | 2012 | 14 | 24 | 24 |  | [94M] GALENA PARK | CITFIL | 138 | 138 | (3) STEEL | 1.59 | 0 | 0 | 2000 AAC | 0 | 0 | 0 | 0 | 0 | 0 | 0 | 0 | 0 | 0 | 0 | 0 | 0 | 0 | 0 | 0 | 0 | 0 | 0 | 0 | 0 | 0 | 0 | 12
NO |  | 68 | 2012 | 14 | 25 | 25 |  | [94M] NORMANDY | TAP | 138 | 138 | (3) STEEL | 1.96 | 0 | 0 | 795 AAC | 0 | 0 | 0 | 0 | 0 | 0 | 0 | 0 | 0 | 0 | 0 | 0 | 0 | 0 | 0 | 0 | 0 | 0 | 0 | 0 | 0 | 0 | 0 | 12
NO |  | 68 | 2012 | 14 | 26 | 26 |  | [95A] GEARS | TAP | 138 | 138 | (3) STEEL | 0 | 1.89 | 0 | 795 AAC | 0 | 0 | 0 | 0 | 0 | 0 | 0 | 0 | 0 | 0 | 0 | 0 | 0 | 0 | 0 | 0 | 0 | 0 | 0 | 0 | 0 | 0 | 0 | 12
NO |  | 68 | 2012 | 14 | 27 | 27 |  | [95A] HIDDEN VALLEY | TAP | 138 | 138 | (3) STEEL | 2.59 | 0 | 0 | 795 AAC | 0 | 0 | 0 | 0 | 0 | 0 | 0 | 0 | 0 | 0 | 0 | 0 | 0 | 0 | 0 | 0 | 0 | 0 | 0 | 0 | 0 | 0 | 0 | 12
NO |  | 68 | 2012 | 14 | 28 | 28 |  | [95A] T.H. WHARTON PLANT | NORTH BELT | 138 | 138 | (3) STEEL | 9.77 | 0 | 0 | 2-795 ACSR | 0 | 0 | 0 | 0 | 0 | 0 | 0 | 0 | 0 | 0 | 0 | 0 | 0 | 0 | 0 | 0 | 0 | 0 | 0 | 0 | 0 | 0 | 0 | 12
NO |  | 68 | 2012 | 14 | 29 | 29 |  | [95A] T.H. WHARTON PLANT | TAP | 138 | 138 | (1) WOOD | 0.06 | 0 | 0 | 2000AAC | 0 | 0 | 0 | 0 | 0 | 0 | 0 | 0 | 0 | 0 | 0 | 0 | 0 | 0 | 0 | 0 | 0 | 0 | 0 | 0 | 0 | 0 | 0 | 12
NO |  | 68 | 2012 | 14 | 30 | 30 |  | [95B] BERRY | NORTH BELT | 138 | 138 | (3) STEEL | 7.32 | 0 | 0 | 795 AAC | 0 | 0 | 0 | 0 | 0 | 0 | 0 | 0 | 0 | 0 | 0 | 0 | 0 | 0 | 0 | 0 | 0 | 0 | 0 | 0 | 0 | 0 | 0 | 12
NO |  | 68 | 2012 | 14 | 31 | 31 |  | [95B] HARDY | BERRY | 138 | 138 | (3) STEEL | 1.73 | 0 | 0 | 2000 AAC | 0 | 0 | 0 | 0 | 0 | 0 | 0 | 0 | 0 | 0 | 0 | 0 | 0 | 0 | 0 | 0 | 0 | 0 | 0 | 0 | 0 | 0 | 0 | 12
NO |  | 68 | 2012 | 14 | 32 | 32 |  | [95B] LAUDER | TAP | 138 | 138 | (1) WOOD | 3.01 | 0 | 0 | 2-795 AAC | 0 | 0 | 0 | 0 | 0 | 0 | 0 | 0 | 0 | 0 | 0 | 0 | 0 | 0 | 0 | 0 | 0 | 0 | 0 | 0 | 0 | 0 | 0 | 12
NO |  | 68 | 2012 | 14 | 33 | 33 |  | [95B] RITTENHOUSE | TAP | 138 | 138 | (1) WOOD | 1.31 | 0 | 0 | 2000 AAC | 0 | 0 | 0 | 0 | 0 | 0 | 0 | 0 | 0 | 0 | 0 | 0 | 0 | 0 | 0 | 0 | 0 | 0 | 0 | 0 | 0 | 0 | 0 | 12
NO |  | 68 | 2012 | 14 | 34 | 34 |  | [95C] BERTWOOD | HARDY | 138 | 138 | (1) WOOD | 4.09 | 0 | 0 | 2-795 ACSR | 0 | 0 | 0 | 0 | 0 | 0 | 0 | 0 | 0 | 0 | 0 | 0 | 0 | 0 | 0 | 0 | 0 | 0 | 0 | 0 | 0 | 0 | 0 | 12
NO |  | 68 | 2012 | 14 | 35 | 35 |  | [95C] GLENWOOD | BERTWOOD | 138 | 138 | (1) WOOD | 3.37 | 0 | 0 | 795 AAC | 0 | 0 | 0 | 0 | 0 | 0 | 0 | 0 | 0 | 0 | 0 | 0 | 0 | 0 | 0 | 0 | 0 | 0 | 0 | 0 | 0 | 0 | 0 | 12
NO |  | 68 | 2012 | 15 | 1 | 1 |  | [95C] GREENS BAYOU PLANT | GLENWOOD | 138 | 138 | (3) STEEL | 6.93 | 0 | 0 | 2-927 ACAR | 0 | 0 | 0 | 0 | 0 | 0 | 0 | 0 | 0 | 0 | 0 | 0 | 0 | 0 | 0 | 0 | 0 | 0 | 0 | 0 | 0 | 0 | 0 | 12
NO |  | 68 | 2012 | 15 | 2 | 2 |  | [95C] PARKWAY | TAP | 138 | 138 | (3) STEEL | 0.03 | 0 | 0 | 795 ACSR | 0 | 0 | 0 | 0 | 0 | 0 | 0 | 0 | 0 | 0 | 0 | 0 | 0 | 0 | 0 | 0 | 0 | 0 | 0 | 0 | 0 | 0 | 0 | 12
NO |  | 68 | 2012 | 15 | 3 | 3 |  | [95F] CARDIFF | TAP | 138 | 138 | (3) STEEL | 0.19 | 0 | 0 | 795 ACSR | 0 | 0 | 0 | 0 | 0 | 0 | 0 | 0 | 0 | 0 | 0 | 0 | 0 | 0 | 0 | 0 | 0 | 0 | 0 | 0 | 0 | 0 | 0 | 12
NO |  | 68 | 2012 | 15 | 4 | 4 |  | [95F] CLEAR LAKE | TAP | 138 | 138 | (1) STEEL | 0 | 1.75 | 0 | 2-795 AAC | 0 | 0 | 0 | 0 | 0 | 0 | 0 | 0 | 0 | 0 | 0 | 0 | 0 | 0 | 0 | 0 | 0 | 0 | 0 | 0 | 0 | 0 | 0 | 12
NO |  | 68 | 2012 | 15 | 5 | 5 |  | [95F] FAIRMONT | TAP | 138 | 138 | (3) STEEL | 0.07 | 0 | 0 | 795 AAC | 0 | 0 | 0 | 0 | 0 | 0 | 0 | 0 | 0 | 0 | 0 | 0 | 0 | 0 | 0 | 0 | 0 | 0 | 0 | 0 | 0 | 0 | 0 | 12
NO |  | 68 | 2012 | 15 | 6 | 6 |  | [95F] GENOA | TAP | 138 | 138 | (1)CONCRETE | 0 | 0.68 | 0 | 2-795 AAC | 0 | 0 | 0 | 0 | 0 | 0 | 0 | 0 | 0 | 0 | 0 | 0 | 0 | 0 | 0 | 0 | 0 | 0 | 0 | 0 | 0 | 0 | 0 | 12
NO |  | 68 | 2012 | 15 | 7 | 7 |  | [95F] KEMAH | TAP | 138 | 138 | (3) STEEL | 0.03 | 0 | 0 | 2-795 ACSR | 0 | 0 | 0 | 0 | 0 | 0 | 0 | 0 | 0 | 0 | 0 | 0 | 0 | 0 | 0 | 0 | 0 | 0 | 0 | 0 | 0 | 0 | 0 | 12
NO |  | 68 | 2012 | 15 | 8 | 8 |  | [95F] POLARIS | TAP | 138 | 138 | (2) WOOD | 0.05 | 0 | 0 | 795 AAC | 0 | 0 | 0 | 0 | 0 | 0 | 0 | 0 | 0 | 0 | 0 | 0 | 0 | 0 | 0 | 0 | 0 | 0 | 0 | 0 | 0 | 0 | 0 | 12
NO |  | 68 | 2012 | 15 | 9 | 9 |  | [95F] SOUTH_ | P.H. ROBINSON PLANT | 138 | 138 | (3) STEEL | 0 | 24.53 | 0 | 795 AAC | 0 | 0 | 0 | 0 | 0 | 0 | 0 | 0 | 0 | 0 | 0 | 0 | 0 | 0 | 0 | 0 | 0 | 0 | 0 | 0 | 0 | 0 | 0 | 12
NO |  | 68 | 2012 | 15 | 10 | 10 |  | [96A] P.H. ROBINSON PLANT | BAYOU_ | 138 | 138 | (3) STEEL | 11.43 | 0 | 0 | 2-795 AAC | 0 | 0 | 0 | 0 | 0 | 0 | 0 | 0 | 0 | 0 | 0 | 0 | 0 | 0 | 0 | 0 | 0 | 0 | 0 | 0 | 0 | 0 | 0 | 12
NO |  | 68 | 2012 | 15 | 11 | 11 |  | [96B] BAYOU_ | BIMONT | 138 | 138 | (3) STEEL | 3.19 | 0 | 0 | 2-795 ACSR | 0 | 0 | 0 | 0 | 0 | 0 | 0 | 0 | 0 | 0 | 0 | 0 | 0 | 0 | 0 | 0 | 0 | 0 | 0 | 0 | 0 | 0 | 0 | 12
NO |  | 68 | 2012 | 15 | 12 | 12 |  | [96C] PHILIP | SOUTH CHANNEL | 138 | 138 | (3) STEEL | 1.35 | 0 | 0 | 2-795 ACSR | 0 | 0 | 0 | 0 | 0 | 0 | 0 | 0 | 0 | 0 | 0 | 0 | 0 | 0 | 0 | 0 | 0 | 0 | 0 | 0 | 0 | 0 | 0 | 12
NO |  | 68 | 2012 | 15 | 13 | 13 |  | [96D] BARBUR | MORGANS POINT | 138 | 138 | (3) STEEL | 2.04 | 0 | 0 | 1-795 AAC | 0 | 0 | 0 | 0 | 0 | 0 | 0 | 0 | 0 | 0 | 0 | 0 | 0 | 0 | 0 | 0 | 0 | 0 | 0 | 0 | 0 | 0 | 0 | 12
NO |  | 68 | 2012 | 0 | 36 | 36 |  | TOTAL |  | 0 | 0 |  | 2710.29 | 1028.43 | 334 |  | 0 | 0 | 0 | 0 | 0 | 0 | 0 | 0 | 0 | 0 | 0 | 0 | 0 | 0 | 0 | 0 | 0 | 0 | 0 | 0 | 0 | 0 | 0 | 12
NO |  | 68 | 2012 | 15 | 14 | 14 |  | [96E] CARDIFF | TAP | 138 | 138 | (3) STEEL | 0 | 0.2 | 0 | 795 ACSR | 0 | 0 | 0 | 0 | 0 | 0 | 0 | 0 | 0 | 0 | 0 | 0 | 0 | 0 | 0 | 0 | 0 | 0 | 0 | 0 | 0 | 0 | 0 | 12
NO |  | 68 | 2012 | 15 | 15 | 15 |  | [96E] DEER PARK | TAP | 138 | 138 | (1) STEEL | 1.69 | 0 | 0 | 2-795 ACSR | 0 | 0 | 0 | 0 | 0 | 0 | 0 | 0 | 0 | 0 | 0 | 0 | 0 | 0 | 0 | 0 | 0 | 0 | 0 | 0 | 0 | 0 | 0 | 12
NO |  | 68 | 2012 | 15 | 16 | 16 |  | [96E] MORGANS POINT | SOUTH_ | 138 | 138 | (3) STEEL | 11.26 | 0 | 0 | 2-795ACSR | 0 | 0 | 0 | 0 | 0 | 0 | 0 | 0 | 0 | 0 | 0 | 0 | 0 | 0 | 0 | 0 | 0 | 0 | 0 | 0 | 0 | 0 | 0 | 12
NO |  | 68 | 2012 | 15 | 17 | 17 |  | [96F] BIMONT | BARBUR | 138 | 138 | (3) STEEL | 3.82 | 2.08 | 0 | 2167 ACSR | 0 | 0 | 0 | 0 | 0 | 0 | 0 | 0 | 0 | 0 | 0 | 0 | 0 | 0 | 0 | 0 | 0 | 0 | 0 | 0 | 0 | 0 | 0 | 12
NO |  | 68 | 2012 | 15 | 18 | 18 |  | [96F] LA PORTE | TAP | 138 | 138 | (1) WOOD | 0.79 | 0 | 0 | 2000 AAC | 0 | 0 | 0 | 0 | 0 | 0 | 0 | 0 | 0 | 0 | 0 | 0 | 0 | 0 | 0 | 0 | 0 | 0 | 0 | 0 | 0 | 0 | 0 | 12
NO |  | 68 | 2012 | 15 | 19 | 19 |  | 138 kV |  | 0 | 0 |  | 0 | 0 | 237 |  | 0 | 0 | 0 | 0 | 0 | 0 | 0 | 0 | 0 | 0 | 0 | 0 | 0 | 0 | 0 | 0 | 0 | 0 | 0 | 0 | 0 | 0 | 0 | 12
NO |  | 68 | 2012 | 15 | 20 | 20 |  | 345 kV |  | 0 | 0 |  | 0 | 0 | 54 |  | 0 | 0 | 0 | 0 | 0 | 0 | 0 | 0 | 0 | 0 | 0 | 0 | 0 | 0 | 0 | 0 | 0 | 0 | 0 | 0 | 0 | 0 | 0 | 12
NO |  | 68 | 2012 | 15 | 21 | 21 |  | 69 kV |  | 0 | 0 |  | 374.53 | 0 | 43 |  | 0 | 0 | 0 | 0 | 0 | 0 | 0 | 0 | 0 | 0 | 0 | 0 | 620680112 | 620680113 | 0 | 0 | 0 | 0 | 0 | 0 | 0 | 0 | 0 | 12
NO |  | 161 | 2012 | 0 | 1 | 1 |  | 800 KV Lines |  | 0 | 0 |  | 0 | 0 | 0 |  | 0 | 0 | 0 | 0 | 0 | 0 | 0 | 0 | 0 | 0 | 0 | 0 | 0 | 0 | 0 | 0 | 0 | 0 | 0 | 0 | 0 | 0 | 0 | 12
NO |  | 161 | 2012 | 0 | 3 | 3 |  | Sylmar | Celilo (CA) | 1000 | 800 | Steel Tower | 168.09 | 0 | 2 |  | 136841 | 41515018 | 41651859 | 0 | 0 | 0 | 0 | 0 | 0 | 0 | 0 | 0 | 0 | 0 | 0 | 0 | 0 | 0 | 0 | 0 | 0 | 0 | 0 | 12
NO |  | 161 | 2012 | 0 | 4 | 4 |  | Sylmar | Celilo (NV) | 1000 | 800 | Steel Tower | 144.86 | 0 | 1 |  | 668871 | 13330576 | 13999447 | 0 | 0 | 0 | 0 | 0 | 0 | 0 | 0 | 0 | 0 | 0 | 0 | 0 | 0 | 0 | 0 | 0 | 0 | 0 | 0 | 12
NO |  | 161 | 2012 | 0 | 6 | 6 |  | 500 KV Lines |  | 0 | 0 |  | 0 | 0 | 0 |  | 0 | 0 | 0 | 0 | 0 | 0 | 0 | 0 | 0 | 0 | 0 | 0 | 0 | 0 | 0 | 0 | 0 | 0 | 0 | 0 | 0 | 0 | 0 | 12
NO |  | 161 | 2012 | 0 | 8 | 8 |  | Midway | Vincent #1 & #2 | 500 | 500 | Steel Tower | 225.49 | 0 | 2 |  | 3706358 | 42353293 | 46059651 | 304872 | 339452 | 1090431 | 1734755 | 0 | 0 | 0 | 0 | 0 | 0 | 0 | 0 | 0 | 0 | 0 | 0 | 0 | 0 | 0 | 0 | 12
NO |  | 161 | 2012 | 0 | 9 | 9 |  | Lugo | Vincent #1 & #2 | 500 | 500 | Steel Tower | 94.39 | 0 | 2 |  | 1736812 | 14917410 | 16654222 | 22321 | 49105 | 497 | 71923 | 0 | 0 | 0 | 0 | 0 | 0 | 0 | 0 | 0 | 0 | 0 | 0 | 0 | 0 | 0 | 0 | 12
NO |  | 161 | 2012 | 0 | 10 | 10 |  | Lugo | Mohave (NV) | 500 | 500 | Steel Tower | 9.85 | 0 | 1 |  | 177040 | 938088 | 1115128 | 0 | 0 | 0 | 0 | 0 | 0 | 0 | 0 | 0 | 0 | 0 | 0 | 0 | 0 | 0 | 0 | 0 | 0 | 0 | 0 | 12
NO |  | 161 | 2012 | 0 | 11 | 11 |  | El Dorado | Lugo (CA) | 500 | 500 | Steel Tower | 150.67 | 0 | 1 |  | 1448120 | 26244053 | 27692173 | 179992 | 17096 | 0 | 197088 | 0 | 0 | 0 | 0 | 0 | 0 | 0 | 0 | 0 | 0 | 0 | 0 | 0 | 0 | 0 | 0 | 12
NO |  | 161 | 2012 | 0 | 12 | 12 |  | El Dorado | Lugo (NV) | 500 | 500 | Steel Tower | 26.51 | 0 | 1 |  | 36677 | 3812074 | 3848751 | 0 | 8917 | 0 | 8917 | 0 | 0 | 0 | 0 | 0 | 0 | 0 | 0 | 0 | 0 | 0 | 0 | 0 | 0 | 0 | 0 | 12
NO |  | 161 | 2012 | 0 | 13 | 13 |  | Lugo | Mira Loma #2-3 | 500 | 500 | Steel Tower | 83.09 | 13.41 | 3 |  | 10233564 | 45133141 | 55366705 | 58606 | 681979 | 25364 | 765949 | 0 | 0 | 0 | 0 | 0 | 0 | 0 | 0 | 0 | 0 | 0 | 0 | 0 | 0 | 0 | 0 | 12
NO |  | 161 | 2012 | 0 | 14 | 14 |  | Lugo | Mohave (CA) | 500 | 500 | Steel Tower | 165.96 | 0 | 1 |  | 607445 | 23251760 | 23859205 | 1745 | 12967 | 498856 | 513568 | 0 | 0 | 0 | 0 | 0 | 0 | 0 | 0 | 0 | 0 | 0 | 0 | 0 | 0 | 0 | 0 | 12
NO |  | 161 | 2012 | 0 | 15 | 15 |  | El Dorado | Mohave (NV) | 500 | 500 | Steel Tower | 19.93 | 0 | 1 |  | 132115 | 2406897 | 2539012 | 3891 | 85351 | 495110 | 584352 | 0 | 0 | 0 | 0 | 0 | 0 | 0 | 0 | 0 | 0 | 0 | 0 | 0 | 0 | 0 | 0 | 12
NO |  | 161 | 2012 | 0 | 16 | 16 |  | El Dorado | Border (NV) | 500 | 500 | Steel Tower | 29.65 | 0 | 1 |  | 151231 | 4468801 | 4620032 | 3850 | 49944 | 55304 | 109098 | 0 | 0 | 0 | 0 | 0 | 0 | 0 | 0 | 0 | 0 | 0 | 0 | 0 | 0 | 0 | 0 | 12
NO |  | 161 | 2012 | 0 | 17 | 17 |  | Mira Loma | Serrano | 500 | 500 | Steel Tower | 26.98 | 1.77 | 2 |  | 1949720 | 26205301 | 28155021 | 12705 | 56596 | 0 | 69301 | 0 | 0 | 0 | 0 | 0 | 0 | 0 | 0 | 0 | 0 | 0 | 0 | 0 | 0 | 0 | 0 | 12
NO |  | 161 | 2012 | 0 | 18 | 18 |  | Lugo | Victorville | 500 | 500 | Steel Tower | 7.57 | 0 | 1 |  | 751549 | 1917202 | 2668751 | 3693 | 7781 | 0 | 11474 | 0 | 0 | 0 | 0 | 0 | 0 | 0 | 0 | 0 | 0 | 0 | 0 | 0 | 0 | 0 | 0 | 12
NO |  | 161 | 2012 | 0 | 19 | 19 |  | Midway | Vincent #3 | 500 | 500 | Steel Tower | 52.62 | 0 | 1 |  | 6014313 | 12137355 | 18151668 | 224125 | 35827 | 0 | 259952 | 0 | 0 | 0 | 0 | 0 | 0 | 0 | 0 | 0 | 0 | 0 | 0 | 0 | 0 | 0 | 0 | 12
NO |  | 161 | 2012 | 0 | 20 | 20 |  | Devers | Palo Verde (CA) | 500 | 500 | Steel Tower | 126.45 | 0 | 1 |  | 12987020 | 51306442 | 64293462 | 15903 | 11534 | 777481 | 804918 | 0 | 0 | 0 | 0 | 0 | 0 | 0 | 0 | 0 | 0 | 0 | 0 | 0 | 0 | 0 | 0 | 12
NO |  | 161 | 2012 | 0 | 21 | 21 |  | Devers | Palo Verde (AZ) | 500 | 500 | Steel Tower | 112.05 | 0 | 1 |  | 1340955 | 41858981 | 43199936 | 17084 | 106843 | 380655 | 504582 | 0 | 0 | 0 | 0 | 0 | 0 | 0 | 0 | 0 | 0 | 0 | 0 | 0 | 0 | 0 | 0 | 12
NO |  | 161 | 2012 | 0 | 22 | 22 |  | Devers | Valley | 500 | 500 | Steel Tower | 41.6 | 0 | 1 |  | 15234409 | 33144993 | 48379402 | 29403 | 45398 | 46584 | 121385 | 0 | 0 | 0 | 0 | 0 | 0 | 0 | 0 | 0 | 0 | 0 | 0 | 0 | 0 | 0 | 0 | 12
NO |  | 161 | 2012 | 0 | 23 | 23 |  | Serrano | Valley | 500 | 500 | Steel Tower | 40.52 | 0 | 1 |  | 5304086 | 38266158 | 43570244 | 23249 | 340273 | 54736 | 418258 | 0 | 0 | 0 | 0 | 0 | 0 | 0 | 0 | 0 | 0 | 0 | 0 | 0 | 0 | 0 | 0 | 12
NO |  | 161 | 2012 | 0 | 25 | 25 |  | 220 KV Lines |  | 0 | 0 |  | 0 | 0 | 0 |  | 0 | 0 | 0 | 0 | 0 | 0 | 0 | 0 | 0 | 0 | 0 | 0 | 0 | 0 | 0 | 0 | 0 | 0 | 0 | 0 | 0 | 0 | 0 | 12
NO |  | 161 | 2012 | 0 | 27 | 27 |  | Pardee | Sylmar #1 & #2 | 220 | 220 | Steel Tower | 6.53 | 6.47 | 2 |  | 217137 | 1175663 | 1392800 | 24229 | 12588 | 0 | 36817 | 0 | 0 | 0 | 0 | 0 | 0 | 0 | 0 | 0 | 0 | 0 | 0 | 0 | 0 | 0 | 0 | 12
NO |  | 161 | 2012 | 0 | 28 | 28 |  | Eagle Rock | Sylmar | 220 | 220 | Steel Tower | 0.04 | 1.75 | 1 |  | 186657 | 276517 | 463174 | 3369 | 19750 | 0 | 23119 | 0 | 0 | 0 | 0 | 0 | 0 | 0 | 0 | 0 | 0 | 0 | 0 | 0 | 0 | 0 | 0 | 12
NO |  | 161 | 2012 | 0 | 29 | 29 |  | Pardee | Vincent #4 | 220 | 220 | Steel Tower | 7.35 | 0 | 2 |  | 145317 | 521234 | 666551 | 0 | 0 | 0 | 0 | 0 | 0 | 0 | 0 | 0 | 0 | 0 | 0 | 0 | 0 | 0 | 0 | 0 | 0 | 0 | 0 | 12
NO |  | 161 | 2012 | 0 | 30 | 30 |  | Pardee | Vincent #2 | 220 | 220 | Steel Tower | 2.74 | 0 | 1 |  | 33954 | 536006 | 569960 | 0 | 0 | 0 | 0 | 0 | 0 | 0 | 0 | 0 | 0 | 0 | 0 | 0 | 0 | 0 | 0 | 0 | 0 | 0 | 0 | 12
NO |  | 161 | 2012 | 0 | 31 | 31 |  | Rio Hondo | Vincent #2 | 220 | 220 | Steel Tower | 4.42 | 0 | 1 |  | 72932 | 576910 | 649842 | 0 | 0 | 0 | 0 | 0 | 0 | 0 | 0 | 0 | 0 | 0 | 0 | 0 | 0 | 0 | 0 | 0 | 0 | 0 | 0 | 12
NO |  | 161 | 2012 | 0 | 32 | 32 |  | Pardee | Various | 220 | 220 | Steel Tower | 319.41 | 34.87 | 20 |  | 2625806 | 54553380 | 57179186 | 118455 | 532888 | 1411978 | 2063321 | 0 | 0 | 0 | 0 | 0 | 0 | 0 | 0 | 0 | 0 | 0 | 0 | 0 | 0 | 0 | 0 | 12
NO |  | 161 | 2012 | 0 | 33 | 33 |  | Cogen/Renew. Energy | Various | 220 | 220 | Steel Tower | 3.57 | 4.85 | 6 |  | 1466128 | 6165416 | 7631544 | 13535 | 57173 | 0 | 70708 | 0 | 0 | 0 | 0 | 0 | 0 | 0 | 0 | 0 | 0 | 0 | 0 | 0 | 0 | 0 | 0 | 12
NO |  | 161 | 2012 | 0 | 34 | 34 |  | Devers | Various | 220 | 220 | Steel Tower | 127 | 16.69 | 10 |  | 1634685 | 11831962 | 13466647 | 77233 | 430337 | 13355 | 520925 | 0 | 0 | 0 | 0 | 0 | 0 | 0 | 0 | 0 | 0 | 0 | 0 | 0 | 0 | 0 | 0 | 12
NO |  | 161 | 2012 | 0 | 35 | 35 |  | Antelope | Various | 220 | 220 | Steel Tower | 255.3 | 15.49 | 10 |  | 3475803 | 112957112 | 116432915 | 34392 | 164822 | 637710 | 836924 | 0 | 0 | 0 | 0 | 0 | 0 | 0 | 0 | 0 | 0 | 0 | 0 | 0 | 0 | 0 | 0 | 12
NO |  | 161 | 2012 | 1 | 1 | 1 |  | Chino | Various | 220 | 220 | Steel Tower | 85.39 | 83.81 | 5 |  | 8522121 | 32853776 | 41375897 | 50653 | 292810 | 0 | 343463 | 0 | 0 | 0 | 0 | 0 | 0 | 0 | 0 | 0 | 0 | 0 | 0 | 0 | 0 | 0 | 0 | 12
NO |  | 161 | 2012 | 1 | 2 | 2 |  | Coachella Valley | Devers | 220 | 220 | Steel Tower | 0.1 | 0.28 | 1 |  | 0 | 0 | 0 | 0 | 0 | 0 | 0 | 0 | 0 | 0 | 0 | 0 | 0 | 0 | 0 | 0 | 0 | 0 | 0 | 0 | 0 | 0 | 0 | 12
NO |  | 161 | 2012 | 1 | 3 | 3 |  | Big Creek #3 | Big Creek #4 | 220 | 220 | Steel Tower | 5.79 | 0 | 1 |  | 31372 | 289443 | 320815 | 3197 | 52432 | 0 | 55629 | 0 | 0 | 0 | 0 | 0 | 0 | 0 | 0 | 0 | 0 | 0 | 0 | 0 | 0 | 0 | 0 | 12
NO |  | 161 | 2012 | 1 | 4 | 4 |  | Big Creek #3 | Springville | 220 | 220 | Steel Tower | 128.32 | 0 | 2 |  | 1424549 | 4197873 | 5622422 | 117906 | 262320 | 5589 | 385815 | 0 | 0 | 0 | 0 | 0 | 0 | 0 | 0 | 0 | 0 | 0 | 0 | 0 | 0 | 0 | 0 | 12
NO |  | 161 | 2012 | 1 | 5 | 5 |  | Laguna Bell | Various | 220 | 220 | Steel Tower | 89.57 | 39.98 | 13 |  | 3514731 | 24556982 | 28071713 | 43591 | 332862 | 0 | 376453 | 0 | 0 | 0 | 0 | 0 | 0 | 0 | 0 | 0 | 0 | 0 | 0 | 0 | 0 | 0 | 0 | 12
NO |  | 161 | 2012 | 1 | 6 | 6 |  | Hinson | Various | 220 | 220 | Steel Tower | 15.3 | 11.77 | 4 |  | 1634441 | 6623768 | 8258209 | 18367 | 237610 | 0 | 255977 | 0 | 0 | 0 | 0 | 0 | 0 | 0 | 0 | 0 | 0 | 0 | 0 | 0 | 0 | 0 | 0 | 12
NO |  | 161 | 2012 | 1 | 7 | 7 |  | El Nido | Various | 220 | 220 | Steel Tower | 57.52 | 33.89 | 13 |  | 3608110 | 20855042 | 24463152 | 45940 | 91473 | 0 | 137413 | 0 | 0 | 0 | 0 | 0 | 0 | 0 | 0 | 0 | 0 | 0 | 0 | 0 | 0 | 0 | 0 | 12
NO |  | 161 | 2012 | 1 | 8 | 8 |  | Pisgah #1-2 | Various | 220 | 220 | Steel Tower | 305.18 | 0 | 5 |  | 1156638 | 9113043 | 10269681 | 19635 | 106483 | 12926 | 139044 | 0 | 0 | 0 | 0 | 0 | 0 | 0 | 0 | 0 | 0 | 0 | 0 | 0 | 0 | 0 | 0 | 12
NO |  | 161 | 2012 | 1 | 12 | 12 |  | Big Creek #4 | Magunden | 220 | 220 | Steel Tower | 135.41 | 0 | 2 |  | 425481 | 4239808 | 4665289 | 51579 | 72928 | 0 | 124507 | 0 | 0 | 0 | 0 | 0 | 0 | 0 | 0 | 0 | 0 | 0 | 0 | 0 | 0 | 0 | 0 | 12
NO |  | 161 | 2012 | 1 | 13 | 13 |  | Moorpark | Various | 220 | 220 | Steel Tower | 221.67 | 193.08 | 15 |  | 13195775 | 47364055 | 60559830 | 0 | 0 | 0 | 0 | 0 | 0 | 0 | 0 | 0 | 0 | 0 | 0 | 0 | 0 | 0 | 0 | 0 | 0 | 0 | 0 | 12
NO |  | 161 | 2012 | 1 | 14 | 14 |  | Cima | Pisgah (NV) | 220 | 220 | Steel Tower | 84.46 | 0.63 | 4 |  | 25048 | 1197458 | 1222506 | 0 | 0 | 0 | 0 | 0 | 0 | 0 | 0 | 0 | 0 | 0 | 0 | 0 | 0 | 0 | 0 | 0 | 0 | 0 | 0 | 12
NO |  | 161 | 2012 | 1 | 15 | 15 |  | Kramer | Various | 220 | 220 | Steel Tower | 153.63 | 101.99 | 6 |  | 2332788 | 19099485 | 21432273 | 242707 | 152058 | 111960 | 506725 | 0 | 0 | 0 | 0 | 0 | 0 | 0 | 0 | 0 | 0 | 0 | 0 | 0 | 0 | 0 | 0 | 12
NO |  | 161 | 2012 | 1 | 16 | 16 |  | El Dorado | Meade (NV) | 220 | 220 | Steel Tower | 16.76 | 0 | 2 |  | 11017 | 902889 | 913906 | 4157 | 9763 | -112609 | -98689 | 0 | 0 | 0 | 0 | 0 | 0 | 0 | 0 | 0 | 0 | 0 | 0 | 0 | 0 | 0 | 0 | 12
NO |  | 161 | 2012 | 1 | 17 | 17 |  | Pardee | Vincent #2 | 220 | 220 | Steel Tower | 27.48 | 0 | 1 |  | 4003432 | 4752837 | 8756269 | 6009 | 44116 | 137426 | 187551 | 0 | 0 | 0 | 0 | 0 | 0 | 0 | 0 | 0 | 0 | 0 | 0 | 0 | 0 | 0 | 0 | 12
NO |  | 161 | 2012 | 1 | 18 | 18 |  | Pearblossom | Vincent | 220 | 220 | Wood-H Frame | 13.13 | 0 | 1 |  | 332719 | 1178519 | 1511238 | 4488 | 21311 | 0 | 25799 | 0 | 0 | 0 | 0 | 0 | 0 | 0 | 0 | 0 | 0 | 0 | 0 | 0 | 0 | 0 | 0 | 12
NO |  | 161 | 2012 | 1 | 19 | 19 |  | Ellis | Santiago #1 & #2 | 220 | 220 | Steel Tower | 14.93 | 14.56 | 3 |  | 12058070 | 11710845 | 23768915 | 9725 | 2867 | 0 | 12592 | 0 | 0 | 0 | 0 | 0 | 0 | 0 | 0 | 0 | 0 | 0 | 0 | 0 | 0 | 0 | 0 | 12
NO |  | 161 | 2012 | 1 | 20 | 20 |  | Rio Hondo | Vincent #2 | 220 | 220 | Steel Tower | 20.57 | 0 | 1 |  | 642632 | 5598177 | 6240809 | 0 | 0 | 0 | 0 | 0 | 0 | 0 | 0 | 0 | 0 | 0 | 0 | 0 | 0 | 0 | 0 | 0 | 0 | 0 | 0 | 12
NO |  | 161 | 2012 | 1 | 21 | 21 |  | Big Creek #2-3 | Big Creek #8 | 220 | 220 | Steel Tower | 9.03 | 0 | 2 |  | 9034 | 300482 | 309516 | 7225 | 39334 | 296085 | 342644 | 0 | 0 | 0 | 0 | 0 | 0 | 0 | 0 | 0 | 0 | 0 | 0 | 0 | 0 | 0 | 0 | 12
NO |  | 161 | 2012 | 1 | 22 | 22 |  | Big Creek #3 | Mammoth Pool | 220 | 220 | Steel Tower | 6.5 | 0 | 1 |  | 42221 | 788996 | 831217 | 4267 | 22557 | 8806 | 35630 | 0 | 0 | 0 | 0 | 0 | 0 | 0 | 0 | 0 | 0 | 0 | 0 | 0 | 0 | 0 | 0 | 12
NO |  | 161 | 2012 | 1 | 23 | 23 |  | Big Creek | Various | 220 | 220 | Steel Tower | 290.35 | 7.27 | 9 |  | 5683711 | 15134756 | 20818467 | 73695 | 441783 | 4404 | 519882 | 0 | 0 | 0 | 0 | 0 | 0 | 0 | 0 | 0 | 0 | 0 | 0 | 0 | 0 | 0 | 0 | 12
NO |  | 161 | 2012 | 1 | 24 | 24 |  | Serrano | Villa Park #1-3 | 220 | 220 | Steel Tower | 3.39 | 3.11 | 2 |  | 78248 | 2918602 | 2996850 | 5555 | 26530 | 0 | 32085 | 0 | 0 | 0 | 0 | 0 | 0 | 0 | 0 | 0 | 0 | 0 | 0 | 0 | 0 | 0 | 0 | 12
NO |  | 161 | 2012 | 1 | 25 | 25 |  | Big Creek #1 | Eastwood | 220 | 220 | Steel Tower | 4.66 | 0 | 1 |  | 0 | 6678804 | 6678804 | 4809 | 13051 | 0 | 17860 | 0 | 0 | 0 | 0 | 0 | 0 | 0 | 0 | 0 | 0 | 0 | 0 | 0 | 0 | 0 | 0 | 12
NO |  | 161 | 2012 | 1 | 26 | 26 |  | Caldwell | Victor | 220 | 220 | Steel Tower | 7.61 | 0 | 1 |  | 0 | 0 | 0 | 0 | 0 | 0 | 0 | 0 | 0 | 0 | 0 | 0 | 0 | 0 | 0 | 0 | 0 | 0 | 0 | 0 | 0 | 0 | 0 | 12
NO |  | 161 | 2012 | 1 | 27 | 27 |  | Chino | Chino | 220 | 220 | Steel Tower | 0 | 0 | 0 |  | 0 | 25977959 | 25977959 | 0 | 0 | 0 | 0 | 0 | 0 | 0 | 0 | 0 | 0 | 0 | 0 | 0 | 0 | 0 | 0 | 0 | 0 | 0 | 0 | 12
NO |  | 161 | 2012 | 1 | 28 | 28 |  | Devers | Various | 220 | 220 | Steel Tower | 80.58 | 39.72 | 3 |  | 1198858 | 12131574 | 13330432 | 0 | 0 | 0 | 0 | 0 | 0 | 0 | 0 | 0 | 0 | 0 | 0 | 0 | 0 | 0 | 0 | 0 | 0 | 0 | 0 | 12
NO |  | 161 | 2012 | 2 | 3 | 3 |  |  |  | 115 | 115 | Wood H Frame | 402.14 | 10.63 | 0 |  | 0 | 0 | 0 | 0 | 0 | 0 | 0 | 0 | 0 | 0 | 0 | 0 | 0 | 0 | 0 | 0 | 0 | 0 | 0 | 0 | 0 | 0 | 0 | 12
NO |  | 161 | 2012 | 2 | 4 | 4 |  |  |  | 115 | 115 | Wood Pole | 629.88 | 41.19 | 0 |  | 0 | 0 | 0 | 0 | 0 | 0 | 0 | 0 | 0 | 0 | 0 | 0 | 0 | 0 | 0 | 0 | 0 | 0 | 0 | 0 | 0 | 0 | 0 | 12
NO |  | 161 | 2012 | 2 | 5 | 5 |  |  |  | 115 | 115 | Underground | 8.56 | 5.24 | 0 |  | 0 | 0 | 0 | 0 | 0 | 0 | 0 | 0 | 0 | 0 | 0 | 0 | 0 | 0 | 0 | 0 | 0 | 0 | 0 | 0 | 0 | 0 | 0 | 12
NO |  | 161 | 2012 | 2 | 6 | 6 |  |  |  | 66 | 115 | Steel Pole | 0.34 | 0.18 | 0 |  | 0 | 0 | 0 | 0 | 0 | 0 | 0 | 0 | 0 | 0 | 0 | 0 | 0 | 0 | 0 | 0 | 0 | 0 | 0 | 0 | 0 | 0 | 0 | 12
NO |  | 161 | 2012 | 2 | 7 | 7 |  |  |  | 66 | 115 | Steel Tower | 5.04 | 0.02 | 0 |  | 0 | 0 | 0 | 0 | 0 | 0 | 0 | 0 | 0 | 0 | 0 | 0 | 0 | 0 | 0 | 0 | 0 | 0 | 0 | 0 | 0 | 0 | 0 | 12
NO |  | 161 | 2012 | 2 | 8 | 8 |  |  |  | 66 | 115 | Wood H Frame | 0.82 | 0 | 0 |  | 0 | 0 | 0 | 0 | 0 | 0 | 0 | 0 | 0 | 0 | 0 | 0 | 0 | 0 | 0 | 0 | 0 | 0 | 0 | 0 | 0 | 0 | 0 | 12
NO |  | 161 | 2012 | 2 | 9 | 9 |  |  |  | 66 | 115 | Wood Pole | 4.8 | 0.09 | 0 |  | 0 | 0 | 0 | 0 | 0 | 0 | 0 | 0 | 0 | 0 | 0 | 0 | 0 | 0 | 0 | 0 | 0 | 0 | 0 | 0 | 0 | 0 | 0 | 12
NO |  | 161 | 2012 | 2 | 10 | 10 |  |  |  | 55 | 115 | Steel Tower | 1.41 | 0 | 0 |  | 0 | 0 | 0 | 0 | 0 | 0 | 0 | 0 | 0 | 0 | 0 | 0 | 0 | 0 | 0 | 0 | 0 | 0 | 0 | 0 | 0 | 0 | 0 | 12
NO |  | 161 | 2012 | 2 | 11 | 11 |  |  |  | 55 | 115 | Wood Pole | 0.47 | 0 | 0 |  | 0 | 0 | 0 | 0 | 0 | 0 | 0 | 0 | 0 | 0 | 0 | 0 | 0 | 0 | 0 | 0 | 0 | 0 | 0 | 0 | 0 | 0 | 0 | 12
SI/SI | A | 161 | 2012 | 2 | 12 | 12 |  |  | Total 115 KV Lines | 0 | 0 |  | 0 | 0 | 118 |  | 16368352 | 168554700 | 184923052 | 357889 | 1100346 | 52078 | 1510313 | 0 | 0 | 0 | 0 | 0 | 0 | 0 | 0 | 0 | 0 | 0 | 0 | 0 | 0 | 0 | 0 | 12
NO |  | 161 | 2012 | 2 | 14 | 14 |  | 66 KV Lines |  | 0 | 0 |  | 0 | 0 | 0 |  | 0 | 0 | 0 | 0 | 0 | 0 | 0 | 0 | 0 | 0 | 0 | 0 | 0 | 0 | 0 | 0 | 0 | 0 | 0 | 0 | 0 | 0 | 0 | 12
NO |  | 161 | 2012 | 2 | 17 | 17 |  |  |  | 66 | 66 | Steel Tower | 627.23 | 409.73 | 0 |  | 0 | 0 | 0 | 0 | 0 | 0 | 0 | 0 | 0 | 0 | 0 | 0 | 0 | 0 | 0 | 0 | 0 | 0 | 0 | 0 | 0 | 0 | 0 | 12
NO |  | 161 | 2012 | 2 | 18 | 18 |  |  |  | 66 | 66 | Wood H Frame | 135.36 | 33 | 0 |  | 0 | 0 | 0 | 0 | 0 | 0 | 0 | 0 | 0 | 0 | 0 | 0 | 0 | 0 | 0 | 0 | 0 | 0 | 0 | 0 | 0 | 0 | 0 | 12
NO |  | 161 | 2012 | 2 | 19 | 19 |  |  |  | 66 | 66 | Underground | 182.61 | 147.59 | 0 |  | 0 | 0 | 0 | 0 | 0 | 0 | 0 | 0 | 0 | 0 | 0 | 0 | 0 | 0 | 0 | 0 | 0 | 0 | 0 | 0 | 0 | 0 | 0 | 12
NO |  | 161 | 2012 | 2 | 20 | 20 |  |  |  | 66 | 66 | Wood A Frame | 0.48 | 0 | 0 |  | 0 | 0 | 0 | 0 | 0 | 0 | 0 | 0 | 0 | 0 | 0 | 0 | 0 | 0 | 0 | 0 | 0 | 0 | 0 | 0 | 0 | 0 | 0 | 12
SI/SI | A | 161 | 2012 | 2 | 21 | 21 |  |  | Total 66KV Lines | 0 | 0 |  | 0 | 0 | 808 |  | 35116760 | 823500736 | 858617496 | 2204827 | 3951200 | 1758194 | 7914221 | 0 | 0 | 0 | 0 | 0 | 0 | 0 | 0 | 0 | 0 | 0 | 0 | 0 | 0 | 0 | 0 | 12
NO |  | 161 | 2012 | 2 | 23 | 23 |  | 55 KV Lines |  | 0 | 0 |  | 0 | 0 | 0 |  | 0 | 0 | 0 | 0 | 0 | 0 | 0 | 0 | 0 | 0 | 0 | 0 | 0 | 0 | 0 | 0 | 0 | 0 | 0 | 0 | 0 | 0 | 0 | 12
NO |  | 161 | 2012 | 2 | 26 | 26 |  |  |  | 55 | 55 | Wood H Frame | 2.79 | 0 | 0 |  | 0 | 0 | 0 | 0 | 0 | 0 | 0 | 0 | 0 | 0 | 0 | 0 | 0 | 0 | 0 | 0 | 0 | 0 | 0 | 0 | 0 | 0 | 0 | 12
NO |  | 161 | 2012 | 2 | 27 | 27 |  |  |  | 55 | 55 | Steel Tower | 0 | 0 | 0 |  | 0 | 0 | 0 | 0 | 0 | 0 | 0 | 0 | 0 | 0 | 0 | 0 | 0 | 0 | 0 | 0 | 0 | 0 | 0 | 0 | 0 | 0 | 0 | 12
SI/SI | A | 161 | 2012 | 2 | 28 | 28 |  |  | Total 55 KV Lines | 0 | 0 |  | 0 | 0 | 8 |  | 10585 | 661665 | 672250 | 180148 | 861200 | 81417 | 1122765 | 0 | 0 | 0 | 0 | 0 | 0 | 0 | 0 | 0 | 0 | 0 | 0 | 0 | 0 | 0 | 0 | 12
NO |  | 161 | 2012 | 2 | 30 | 30 |  | 33 KV Lines |  | 0 | 0 |  | 0 | 0 | 0 |  | 0 | 0 | 0 | 0 | 0 | 0 | 0 | 0 | 0 | 0 | 0 | 0 | 0 | 0 | 0 | 0 | 0 | 0 | 0 | 0 | 0 | 0 | 0 | 12
NO |  | 161 | 2012 | 2 | 33 | 33 |  |  |  | 33 | 33 | Wood Pole | 18.3 | 13.31 | 0 |  | 0 | 0 | 0 | 0 | 0 | 0 | 0 | 0 | 0 | 0 | 0 | 0 | 0 | 0 | 0 | 0 | 0 | 0 | 0 | 0 | 0 | 0 | 0 | 12
NO |  | 161 | 2012 | 2 | 34 | 34 |  |  |  | 33 | 33 | Steel Pole | 5.66 | 0.78 | 0 |  | 0 | 0 | 0 | 0 | 0 | 0 | 0 | 0 | 0 | 0 | 0 | 0 | 0 | 0 | 0 | 0 | 0 | 0 | 0 | 0 | 0 | 0 | 0 | 12
NO |  | 161 | 2012 | 2 | 35 | 35 |  |  |  | 33 | 33 | Wood H Frame | 0.33 | 0.26 | 0 |  | 0 | 0 | 0 | 0 | 0 | 0 | 0 | 0 | 0 | 0 | 0 | 0 | 0 | 0 | 0 | 0 | 0 | 0 | 0 | 0 | 0 | 0 | 0 | 12
SI/SI | A | 161 | 2012 | 3 | 1 | 1 |  |  | Total 33 KV Lines | 0 | 0 |  | 0 | 0 | 9 |  | 1810 | 720212 | 722022 | 0 | 0 | 0 | 0 | 0 | 0 | 0 | 0 | 0 | 0 | 0 | 0 | 0 | 0 | 0 | 0 | 0 | 0 | 0 | 0 | 12
NO |  | 161 | 2012 | 0 | 36 | 36 |  | TOTAL |  | 0 | 0 |  | 9928.26 | 2373.28 | 1158 |  | 200994289 | 1935370829 | 2136365118 | 6031613 | 15338826 | 8189630 | 29560069 | 0 | 0 | 0 | 0 | 0 | 0 | 0 | 0 | 0 | 0 | 0 | 0 | 0 | 0 | 0 | 0 | 12
NO |  | 161 | 2012 | 1 | 9 | 9 |  | Mira Loma | Various | 220 | 220 | Steel Tower | 89.75 | 66 | 16 |  | 5826690 | 32671398 | 38498088 | 102053 | 640585 | 0 | 742638 | 0 | 0 | 0 | 0 | 0 | 0 | 0 | 0 | 0 | 0 | 0 | 0 | 0 | 0 | 0 | 0 | 12
NO |  | 161 | 2012 | 1 | 31 | 31 |  | 161 KV Lines |  | 0 | 0 |  | 0 | 0 | 0 |  | 0 | 0 | 0 | 0 | 0 | 0 | 0 | 0 | 0 | 0 | 0 | 0 | 0 | 0 | 0 | 0 | 0 | 0 | 0 | 0 | 0 | 0 | 0 | 12
NO |  | 161 | 2012 | 2 | 1 | 1 |  |  |  | 115 | 115 | Steel Pole | 121.62 | 65.13 | 0 |  | 0 | 0 | 0 | 0 | 0 | 0 | 0 | 0 | 0 | 0 | 0 | 0 | 0 | 0 | 0 | 0 | 0 | 0 | 0 | 0 | 0 | 0 | 0 | 12
NO |  | 161 | 2012 | 2 | 15 | 15 |  |  |  | 66 | 66 | Steel Pole | 328.35 | 138.97 | 0 |  | 0 | 0 | 0 | 0 | 0 | 0 | 0 | 0 | 0 | 0 | 0 | 0 | 0 | 0 | 0 | 0 | 0 | 0 | 0 | 0 | 0 | 0 | 0 | 12
NO |  | 161 | 2012 | 2 | 24 | 24 |  |  |  | 55 | 55 | Steel Pole | 93.22 | 0.89 | 0 |  | 0 | 0 | 0 | 0 | 0 | 0 | 0 | 0 | 0 | 0 | 0 | 0 | 0 | 0 | 0 | 0 | 0 | 0 | 0 | 0 | 0 | 0 | 0 | 12
NO |  | 161 | 2012 | 2 | 31 | 31 |  |  |  | 33 | 33 | Steel Tower | 12.34 | 0 | 0 |  | 0 | 0 | 0 | 0 | 0 | 0 | 0 | 0 | 0 | 0 | 0 | 0 | 0 | 0 | 0 | 0 | 0 | 0 | 0 | 0 | 0 | 0 | 0 | 12
NO |  | 161 | 2012 | 1 | 10 | 10 |  | Center | Various | 220 | 220 | Steel Tower | 83.57 | 54.08 | 9 |  | 6921732 | 22876544 | 29798276 | 17123 | 165718 | 0 | 182841 | 0 | 0 | 0 | 0 | 0 | 0 | 0 | 0 | 0 | 0 | 0 | 0 | 0 | 0 | 0 | 0 | 12
NO |  | 161 | 2012 | 1 | 11 | 11 |  | Alamitos | Various | 220 | 220 | Steel Tower | 84.63 | 40.04 | 14 |  | 4303664 | 13786835 | 18090499 | 64304 | 383636 | 0 | 447940 | 0 | 0 | 0 | 0 | 0 | 0 | 0 | 0 | 0 | 0 | 0 | 0 | 0 | 0 | 0 | 0 | 12
NO |  | 161 | 2012 | 1 | 33 | 33 |  | Blythe - Eagle Mountain |  | 161 | 161 | Wood H Frame | 52.92 | 0.1 | 1 | 4759 | 38155 | 2331823 | 2369978 | 13179 | 43145 | 272441 | 328765 | 0 | 0 | 0 | 0 | 0 | 0 | 0 | 0 | 0 | 0 | 0 | 0 | 0 | 0 | 0 | 0 | 12
NO |  | 161 | 2012 | 1 | 35 | 35 |  | 115 KV Lines |  | 0 | 0 |  | 0 | 0 | 0 |  | 0 | 0 | 0 | 0 | 0 | 0 | 0 | 0 | 0 | 0 | 0 | 0 | 0 | 0 | 0 | 0 | 0 | 0 | 0 | 0 | 0 | 0 | 0 | 12
NO |  | 161 | 2012 | 2 | 2 | 2 |  |  |  | 115 | 115 | Steel Tower | 418.95 | 157.72 | 0 |  | 0 | 0 | 0 | 0 | 0 | 0 | 0 | 0 | 0 | 0 | 0 | 0 | 0 | 0 | 0 | 0 | 0 | 0 | 0 | 0 | 0 | 0 | 0 | 12
NO |  | 161 | 2012 | 2 | 16 | 16 |  |  |  | 66 | 66 | Wood Pole | 2584.67 | 562.56 | 0 |  | 0 | 0 | 0 | 0 | 0 | 0 | 0 | 0 | 0 | 0 | 0 | 0 | 0 | 0 | 0 | 0 | 0 | 0 | 0 | 0 | 0 | 0 | 0 | 12
NO |  | 161 | 2012 | 2 | 25 | 25 |  |  |  | 55 | 55 | Wood Pole | 0.53 | 0 | 0 |  | 0 | 0 | 0 | 0 | 0 | 0 | 0 | 0 | 0 | 0 | 0 | 0 | 0 | 0 | 0 | 0 | 0 | 0 | 0 | 0 | 0 | 0 | 0 | 12
NO |  | 161 | 2012 | 2 | 32 | 32 |  |  |  | 33 | 33 | Underground | 1.52 | 0.38 | 0 |  | 0 | 0 | 0 | 0 | 0 | 0 | 0 | 0 | 0 | 0 | 0 | 0 | 0 | 0 | 0 | 0 | 0 | 0 | 0 | 0 | 0 | 0 | 0 | 12
NO |  | 161 | 2012 | 3 | 5 | 5 |  | 33 & 66 KV Lines |  | 0 | 0 |  | 0 | 0 | 0 |  | 0 | 0 | 0 | 0 | 0 | 0 | 0 | 0 | 0 | 0 | 0 | 0 | 0 | 0 | 0 | 0 | 0 | 0 | 0 | 0 | 0 | 0 | 0 | 12
NO |  | 161 | 2012 | 3 | 6 | 6 |  |  | Total 33 & 66 KV Lines | 0 | 0 |  | 0 | 0 | 0 |  | 0 | 0 | 0 | 1205933 | 2904087 | 72852 | 4182872 | 0 | 0 | 0 | 0 | 0 | 0 | 0 | 0 | 0 | 0 | 0 | 0 | 0 | 0 | 0 | 0 | 12
NO |  | 32 | 2012 | 0 | 1 | 1 |  |  |  | 0 | 0 |  | 0 | 0 | 0 |  | 0 | 0 | 0 | 0 | 0 | 0 | 0 | 620320198 | 0 | 0 | 0 | 0 | 0 | 0 | 0 | 0 | 0 | 0 | 0 | 0 | 0 | 0 | 0 | 12
NO |  | 32 | 2012 | 0 | 2 | 2 |  | 138 KV Line |  | 0 | 0 |  | 0 | 0 | 0 |  | 25981815 | 710486276 | 736468091 | 0 | 0 | 0 | 0 | 0 | 0 | 0 | 0 | 0 | 0 | 0 | 0 | 0 | 0 | 0 | 0 | 0 | 0 | 0 | 0 | 12
NO |  | 32 | 2012 | 0 | 4 | 4 |  | 345 KV Line |  | 0 | 0 |  | 0 | 0 | 0 |  | 74175013 | 748043957 | 822218970 | 0 | 0 | 0 | 0 | 0 | 0 | 0 | 0 | 0 | 0 | 0 | 0 | 0 | 0 | 0 | 0 | 0 | 0 | 0 | 0 | 12
NO |  | 32 | 2012 | 0 | 6 | 6 |  | 765 KV Line |  | 0 | 0 |  | 0 | 0 | 0 |  | 9676969 | 50167451 | 59844420 | 0 | 0 | 0 | 0 | 0 | 0 | 0 | 0 | 0 | 0 | 0 | 0 | 0 | 0 | 0 | 0 | 0 | 0 | 0 | 0 | 12
NO |  | 32 | 2012 | 0 | 34 | 34 |  | Overhead Line Expenses |  | 0 | 0 |  | 0 | 0 | 0 |  | 0 | 0 | 0 | 5533745 | 23242252 | 457966 | 29233963 | 0 | 0 | 0 | 0 | 0 | 0 | 0 | 0 | 0 | 0 | 0 | 0 | 0 | 0 | 0 | 0 | 12
NO |  | 32 | 2012 | 0 | 35 | 35 |  | Undergound Line Expenses |  | 0 | 0 |  | 0 | 0 | 0 |  | 0 | 0 | 0 | 15994 | 3669030 | 210 | 3685234 | 0 | 0 | 0 | 0 | 0 | 0 | 0 | 0 | 0 | 0 | 0 | 0 | 0 | 0 | 0 | 0 | 12
NO |  | 32 | 2012 | 1 | 1 | 1 |  | 765KV LINES OVERHEAD |  | 0 | 0 |  | 0 | 0 | 0 |  | 0 | 0 | 0 | 0 | 0 | 0 | 0 | 0 | 0 | 0 | 0 | 0 | 0 | 0 | 0 | 0 | 0 | 0 | 0 | 0 | 0 | 0 | 0 | 12
NO |  | 32 | 2012 | 1 | 2 | 2 |  | 2315 COLLINS | PLANO | 765 | 765 | ST | 34.41 | 0 | 1 | 4-1585 AE ACAR | 0 | 0 | 0 | 0 | 0 | 0 | 0 | 0 | 0 | 0 | 0 | 0 | 0 | 0 | 0 | 0 | 0 | 0 | 0 | 0 | 0 | 0 | 0 | 12
NO |  | 32 | 2012 | 1 | 3 | 3 |  | 11215 WILTON CENTER | ILL-IND STATE LINE | 765 | 765 | ST | 27.82 | 0 | 1 | 4-1277 ACAR | 0 | 0 | 0 | 0 | 0 | 0 | 0 | 0 | 0 | 0 | 0 | 0 | 0 | 0 | 0 | 0 | 0 | 0 | 0 | 0 | 0 | 0 | 0 | 12
NO |  | 32 | 2012 | 1 | 4 | 4 |  | 11216 WILTON CENTER | COLLINS | 765 | 765 | ST | 27.37 | 0 | 1 | 4-1585 AE ACAR | 0 | 0 | 0 | 0 | 0 | 0 | 0 | 0 | 0 | 0 | 0 | 0 | 0 | 0 | 0 | 0 | 0 | 0 | 0 | 0 | 0 | 0 | 0 | 12
NO |  | 32 | 2012 | 1 | 5 | 5 |  | 345KV LINES OVERHEAD |  | 0 | 0 |  | 0 | 0 | 0 | 345kV LINES OVERH | 0 | 0 | 0 | 0 | 0 | 0 | 0 | 0 | 0 | 0 | 0 | 0 | 0 | 0 | 0 | 0 | 0 | 0 | 0 | 0 | 0 | 0 | 0 | 12
NO |  | 32 | 2012 | 1 | 6 | 6 |  | 0101 LASALLE | PLANO | 345 | 345 | ST | 28.64 | 0 | 1 | 2-1277 ACSR | 0 | 0 | 0 | 0 | 0 | 0 | 0 | 0 | 0 | 0 | 0 | 0 | 0 | 0 | 0 | 0 | 0 | 0 | 0 | 0 | 0 | 0 | 0 | 12
NO |  | 32 | 2012 | 1 | 7 | 7 |  | 0101 LASALLE | PLANO | 345 | 345 | SP | 12.32 | 0 | 0 | 2-1277 ACSR | 0 | 0 | 0 | 0 | 0 | 0 | 0 | 0 | 0 | 0 | 0 | 0 | 0 | 0 | 0 | 0 | 0 | 0 | 0 | 0 | 0 | 0 | 0 | 12
NO |  | 32 | 2012 | 1 | 8 | 8 |  | 0102 LASALLE | PLANO | 345 | 345 | ST | 0.47 | 28.14 | 1 | 2-1277 ACSR | 0 | 0 | 0 | 0 | 0 | 0 | 0 | 0 | 0 | 0 | 0 | 0 | 0 | 0 | 0 | 0 | 0 | 0 | 0 | 0 | 0 | 0 | 0 | 12
NO |  | 32 | 2012 | 1 | 9 | 9 |  | 0102 LASALLE | PLANO | 345 | 345 | SP | 0 | 12.32 | 0 | 2-1277 ACSR, 2-T2 | 0 | 0 | 0 | 0 | 0 | 0 | 0 | 0 | 0 | 0 | 0 | 0 | 0 | 0 | 0 | 0 | 0 | 0 | 0 | 0 | 0 | 0 | 0 | 12
NO |  | 32 | 2012 | 1 | 10 | 10 |  | 0103 LASALLE | BRAIDWOOD | 345 | 345 | SP | 24.86 | 0 | 1 | 2-1277 ACSR | 0 | 0 | 0 | 0 | 0 | 0 | 0 | 0 | 0 | 0 | 0 | 0 | 0 | 0 | 0 | 0 | 0 | 0 | 0 | 0 | 0 | 0 | 0 | 12
NO |  | 32 | 2012 | 1 | 11 | 11 |  | 0103 LASALLE | BRAIDWOOD | 345 | 345 | ST | 0.69 | 0 | 0 | 2-1277 ACSR | 0 | 0 | 0 | 0 | 0 | 0 | 0 | 0 | 0 | 0 | 0 | 0 | 0 | 0 | 0 | 0 | 0 | 0 | 0 | 0 | 0 | 0 | 0 | 12
NO |  | 32 | 2012 | 1 | 12 | 12 |  | 0104 LASALLE | BRAIDWOOD | 345 | 345 | ST | 0.58 | 0 | 1 | 2-1277 ACSR | 0 | 0 | 0 | 0 | 0 | 0 | 0 | 0 | 0 | 0 | 0 | 0 | 0 | 0 | 0 | 0 | 0 | 0 | 0 | 0 | 0 | 0 | 0 | 12
NO |  | 32 | 2012 | 1 | 13 | 13 |  | 0104 LASALLE | BRAIDWOOD | 345 | 345 | SP | 0 | 24.86 | 0 | 2-1277 ACSR | 0 | 0 | 0 | 0 | 0 | 0 | 0 | 0 | 0 | 0 | 0 | 0 | 0 | 0 | 0 | 0 | 0 | 0 | 0 | 0 | 0 | 0 | 0 | 12
NO |  | 32 | 2012 | 1 | 14 | 14 |  | 0301 POWERTON | KATYDID | 345 | 345 | SP | 1.39 | 0 | 1 | 2-1277 ACAR | 0 | 0 | 0 | 0 | 0 | 0 | 0 | 0 | 0 | 0 | 0 | 0 | 0 | 0 | 0 | 0 | 0 | 0 | 0 | 0 | 0 | 0 | 0 | 12
NO |  | 32 | 2012 | 1 | 15 | 15 |  | 0301 POWERTON | KATYDID | 345 | 345 | ST | 72.12 | 0 | 0 | 2-1277 ACAR | 0 | 0 | 0 | 0 | 0 | 0 | 0 | 0 | 0 | 0 | 0 | 0 | 0 | 0 | 0 | 0 | 0 | 0 | 0 | 0 | 0 | 0 | 0 | 12
NO |  | 32 | 2012 | 1 | 16 | 16 |  | 0301 POWERTON | KATYDID | 345 | 345 | WP | 0.48 | 0 | 0 | 2-1277 ACAR | 0 | 0 | 0 | 0 | 0 | 0 | 0 | 0 | 0 | 0 | 0 | 0 | 0 | 0 | 0 | 0 | 0 | 0 | 0 | 0 | 0 | 0 | 0 | 12
NO |  | 32 | 2012 | 1 | 17 | 17 |  | 0302 POWERTON | MOLE CREEK | 345 | 345 | SP | 1.25 | 0 | 1 | 2-1277 ACAR | 0 | 0 | 0 | 0 | 0 | 0 | 0 | 0 | 0 | 0 | 0 | 0 | 0 | 0 | 0 | 0 | 0 | 0 | 0 | 0 | 0 | 0 | 0 | 12
NO |  | 32 | 2012 | 1 | 18 | 18 |  | 0302 POWERTON | MOLE CREEK | 345 | 345 | ST | 44.91 | 0 | 0 | 2-1277 ACAR, 2338 | 0 | 0 | 0 | 0 | 0 | 0 | 0 | 0 | 0 | 0 | 0 | 0 | 0 | 0 | 0 | 0 | 0 | 0 | 0 | 0 | 0 | 0 | 0 | 12
NO |  | 32 | 2012 | 1 | 19 | 19 |  | 0303 POWERTON | GOODINGS GROVE | 345 | 345 | WP | 0.47 | 0 | 1 | 2-1277 ACAR | 0 | 0 | 0 | 0 | 0 | 0 | 0 | 0 | 0 | 0 | 0 | 0 | 0 | 0 | 0 | 0 | 0 | 0 | 0 | 0 | 0 | 0 | 0 | 12
NO |  | 32 | 2012 | 1 | 20 | 20 |  | 0303 POWERTON | GOODINGS GROVE | 345 | 345 | SP | 0 | 1.67 | 0 | 2-1277 ACAR, 2156 | 0 | 0 | 0 | 0 | 0 | 0 | 0 | 0 | 0 | 0 | 0 | 0 | 0 | 0 | 0 | 0 | 0 | 0 | 0 | 0 | 0 | 0 | 0 | 12
NO |  | 32 | 2012 | 1 | 21 | 21 |  | 0303 POWERTON | GOODINGS GROVE | 345 | 345 | ST | 0.75 | 124.14 | 0 | 2-1277 ACAR, 2338 | 0 | 0 | 0 | 0 | 0 | 0 | 0 | 0 | 0 | 0 | 0 | 0 | 0 | 0 | 0 | 0 | 0 | 0 | 0 | 0 | 0 | 0 | 0 | 12
NO |  | 32 | 2012 | 1 | 22 | 22 |  | 0304 POWERTON | TAXEWELL (CILCO) | 345 | 345 | ST | 0 | 8.9 | 1 | 2-1277 ACAR | 0 | 0 | 0 | 0 | 0 | 0 | 0 | 0 | 0 | 0 | 0 | 0 | 0 | 0 | 0 | 0 | 0 | 0 | 0 | 0 | 0 | 0 | 0 | 12
NO |  | 32 | 2012 | 1 | 23 | 23 |  | 0304 POWERTON | TAXEWELL (CILCO) | 345 | 345 | ST | 0.12 | 0 | 0 | 2-1277 ACAR | 0 | 0 | 0 | 0 | 0 | 0 | 0 | 0 | 0 | 0 | 0 | 0 | 0 | 0 | 0 | 0 | 0 | 0 | 0 | 0 | 0 | 0 | 0 | 12
NO |  | 32 | 2012 | 1 | 24 | 24 |  | 0403 QUAD CITIES | CORDOVA | 345 | 345 | ST | 1.96 | 0 | 1 | 2338 ACAR, 2-103W | 0 | 0 | 0 | 0 | 0 | 0 | 0 | 0 | 0 | 0 | 0 | 0 | 0 | 0 | 0 | 0 | 0 | 0 | 0 | 0 | 0 | 0 | 0 | 12
NO |  | 32 | 2012 | 1 | 25 | 25 |  | 0403 QUAD CITIES | CORDOVA | 345 | 345 | SP | 0.17 | 0 | 0 | 2-1277 ACAR | 0 | 0 | 0 | 0 | 0 | 0 | 0 | 0 | 0 | 0 | 0 | 0 | 0 | 0 | 0 | 0 | 0 | 0 | 0 | 0 | 0 | 0 | 0 | 12
NO |  | 32 | 2012 | 1 | 26 | 26 |  | 0404 QUAD CITIES | N.W. STEEL & WIRE | 345 | 345 | ST | 33.07 | 0 | 1 | 2-1277 ACAR | 0 | 0 | 0 | 0 | 0 | 0 | 0 | 0 | 0 | 0 | 0 | 0 | 0 | 0 | 0 | 0 | 0 | 0 | 0 | 0 | 0 | 0 | 0 | 12
NO |  | 32 | 2012 | 1 | 27 | 27 |  | 0621 BYRON | CHERRY VALLEY | 345 | 345 | ST | 0.26 | 13.17 | 1 | 2156 ACSR | 0 | 0 | 0 | 0 | 0 | 0 | 0 | 0 | 0 | 0 | 0 | 0 | 0 | 0 | 0 | 0 | 0 | 0 | 0 | 0 | 0 | 0 | 0 | 12
NO |  | 32 | 2012 | 1 | 28 | 28 |  | 0621 BYRON | CHERRY VALLEY | 345 | 345 | SP | 8.07 | 0 | 0 | 2156 ACSR | 0 | 0 | 0 | 0 | 0 | 0 | 0 | 0 | 0 | 0 | 0 | 0 | 0 | 0 | 0 | 0 | 0 | 0 | 0 | 0 | 0 | 0 | 0 | 12
NO |  | 32 | 2012 | 1 | 29 | 29 |  | 0622 BYRON | CHERRY VALLEY | 345 | 345 | ST | 21.52 | 0 | 1 | 2156 ACSR, 2338 A | 0 | 0 | 0 | 0 | 0 | 0 | 0 | 0 | 0 | 0 | 0 | 0 | 0 | 0 | 0 | 0 | 0 | 0 | 0 | 0 | 0 | 0 | 0 | 12
NO |  | 32 | 2012 | 1 | 30 | 30 |  | 0622 BYRON | CHERRY VALLEY | 345 | 345 | SP | 0.02 | 0 | 0 | 2156 ACSR | 0 | 0 | 0 | 0 | 0 | 0 | 0 | 0 | 0 | 0 | 0 | 0 | 0 | 0 | 0 | 0 | 0 | 0 | 0 | 0 | 0 | 0 | 0 | 12
NO |  | 32 | 2012 | 1 | 31 | 31 |  | 0624 BYRON | WEMPLETOWN | 345 | 345 | ST | 0.41 | 0 | 1 | 2156 ACSR | 0 | 0 | 0 | 0 | 0 | 0 | 0 | 0 | 0 | 0 | 0 | 0 | 0 | 0 | 0 | 0 | 0 | 0 | 0 | 0 | 0 | 0 | 0 | 12
NO |  | 32 | 2012 | 1 | 32 | 32 |  | 0624 BYRON | WEMPLETOWN | 345 | 345 | SP | 27.87 | 0 | 0 | 2156 ACSR, 2-2156 | 0 | 0 | 0 | 0 | 0 | 0 | 0 | 0 | 0 | 0 | 0 | 0 | 0 | 0 | 0 | 0 | 0 | 0 | 0 | 0 | 0 | 0 | 0 | 12
NO |  | 32 | 2012 | 1 | 33 | 33 |  | 0627 BYRON | LEE COUNTY E.C. | 345 | 345 | ST | 11.11 | 0 | 1 | 2-1277 ACAR | 0 | 0 | 0 | 0 | 0 | 0 | 0 | 0 | 0 | 0 | 0 | 0 | 0 | 0 | 0 | 0 | 0 | 0 | 0 | 0 | 0 | 0 | 0 | 12
NO |  | 32 | 2012 | 1 | 34 | 34 |  | 0627 BYRON | LEE COUNTY E.C. | 345 | 345 | SP | 0.07 | 0 | 0 | 2-1277 ACAR | 0 | 0 | 0 | 0 | 0 | 0 | 0 | 0 | 0 | 0 | 0 | 0 | 0 | 0 | 0 | 0 | 0 | 0 | 0 | 0 | 0 | 0 | 0 | 12
NO |  | 32 | 2012 | 1 | 35 | 35 |  | 0627 BYRON | LEE COUNTY E.C. | 345 | 345 | ST | 0.49 | 0 | 0 | 2156 ACSR | 0 | 0 | 0 | 0 | 0 | 0 | 0 | 0 | 0 | 0 | 0 | 0 | 0 | 0 | 0 | 0 | 0 | 0 | 0 | 0 | 0 | 0 | 0 | 12
NO |  | 32 | 2012 | 2 | 1 | 1 |  | 0627 BYRON | LEE COUNTY E.C. | 345 | 345 | SP | 7.8 | 0 | 0 | 2156 ACSR | 0 | 0 | 0 | 0 | 0 | 0 | 0 | 0 | 0 | 0 | 0 | 0 | 0 | 0 | 0 | 0 | 0 | 0 | 0 | 0 | 0 | 0 | 0 | 12
NO |  | 32 | 2012 | 2 | 2 | 2 |  | 0722 STATE LINE | BURNHAM | 345 | 345 | ST | 3.83 | 0 | 1 | 2338 ACAR | 0 | 0 | 0 | 0 | 0 | 0 | 0 | 0 | 0 | 0 | 0 | 0 | 0 | 0 | 0 | 0 | 0 | 0 | 0 | 0 | 0 | 0 | 0 | 12
NO |  | 32 | 2012 | 2 | 3 | 3 |  | 1202 DRESDEN | MOLE CREEK | 345 | 345 | SP | 0.62 | 0 | 1 | 2-1277 ACAR | 0 | 0 | 0 | 0 | 0 | 0 | 0 | 0 | 0 | 0 | 0 | 0 | 0 | 0 | 0 | 0 | 0 | 0 | 0 | 0 | 0 | 0 | 0 | 12
NO |  | 32 | 2012 | 2 | 4 | 4 |  | 1202 DRESDEN | MOLE CREEK | 345 | 345 | ST | 57.77 | 0 | 0 | 2338 ACAR, 2-127A | 0 | 0 | 0 | 0 | 0 | 0 | 0 | 0 | 0 | 0 | 0 | 0 | 0 | 0 | 0 | 0 | 0 | 0 | 0 | 0 | 0 | 0 | 0 | 12
NO |  | 32 | 2012 | 2 | 5 | 5 |  | 1220 DRESDEN | ELWOOD E.C. | 345 | 345 | ST | 0 | 11.69 | 1 | 2338 ACAR | 0 | 0 | 0 | 0 | 0 | 0 | 0 | 0 | 0 | 0 | 0 | 0 | 0 | 0 | 0 | 0 | 0 | 0 | 0 | 0 | 0 | 0 | 0 | 12
NO |  | 32 | 2012 | 2 | 6 | 6 |  | 1220 DRESDEN | ELWOOD E.C. | 345 | 345 | SP | 0 | 0.4 | 0 | T2-1113 | 0 | 0 | 0 | 0 | 0 | 0 | 0 | 0 | 0 | 0 | 0 | 0 | 0 | 0 | 0 | 0 | 0 | 0 | 0 | 0 | 0 | 0 | 0 | 12
NO |  | 32 | 2012 | 2 | 7 | 7 |  | 1220 DRESDEN | ELWOOD E.C. | 345 | 345 | ST | 0.34 | 0 | 0 | 2338 ACAR | 0 | 0 | 0 | 0 | 0 | 0 | 0 | 0 | 0 | 0 | 0 | 0 | 0 | 0 | 0 | 0 | 0 | 0 | 0 | 0 | 0 | 0 | 0 | 12
NO |  | 32 | 2012 | 2 | 8 | 8 |  | 1220 DRESDEN | ELWOOD E.C. | 345 | 345 | SP | 0.16 | 0 | 0 | 2156 ACSR | 0 | 0 | 0 | 0 | 0 | 0 | 0 | 0 | 0 | 0 | 0 | 0 | 0 | 0 | 0 | 0 | 0 | 0 | 0 | 0 | 0 | 0 | 0 | 12
NO |  | 32 | 2012 | 2 | 9 | 9 |  | 1221 DRESDEN | WOLFS | 345 | 345 | ST | 1.09 | 0 | 1 | 2338 ACAR | 0 | 0 | 0 | 0 | 0 | 0 | 0 | 0 | 0 | 0 | 0 | 0 | 0 | 0 | 0 | 0 | 0 | 0 | 0 | 0 | 0 | 0 | 0 | 12
NO |  | 32 | 2012 | 2 | 10 | 10 |  | 1221 DRESDEN | WOLFS | 345 | 345 | ST | 22.71 | 0 | 0 | 2156 ACSR | 0 | 0 | 0 | 0 | 0 | 0 | 0 | 0 | 0 | 0 | 0 | 0 | 0 | 0 | 0 | 0 | 0 | 0 | 0 | 0 | 0 | 0 | 0 | 12
NO |  | 32 | 2012 | 2 | 11 | 11 |  | 1221 DRESDEN | WOLFS | 345 | 345 | SP | 0.94 | 0 | 0 | 2156 ACSR | 0 | 0 | 0 | 0 | 0 | 0 | 0 | 0 | 0 | 0 | 0 | 0 | 0 | 0 | 0 | 0 | 0 | 0 | 0 | 0 | 0 | 0 | 0 | 12
NO |  | 32 | 2012 | 2 | 12 | 12 |  | 1222 DRESDEN | ELWOOD E.C. | 345 | 345 | SP | 0.54 | 0 | 1 | T2-1113,2156 ACSR | 0 | 0 | 0 | 0 | 0 | 0 | 0 | 0 | 0 | 0 | 0 | 0 | 0 | 0 | 0 | 0 | 0 | 0 | 0 | 0 | 0 | 0 | 0 | 12
NO |  | 32 | 2012 | 2 | 13 | 13 |  | 1222 DRESDEN | ELWOOD E.C. | 345 | 345 | ST | 11.89 | 0 | 0 | 2338 ACAR | 0 | 0 | 0 | 0 | 0 | 0 | 0 | 0 | 0 | 0 | 0 | 0 | 0 | 0 | 0 | 0 | 0 | 0 | 0 | 0 | 0 | 0 | 0 | 12
NO |  | 32 | 2012 | 2 | 14 | 14 |  | 1223 DRESDEN | ELECTRIC JUNCTION | 345 | 345 | ST | 0.19 | 28.53 | 1 | 2156 ACSR | 0 | 0 | 0 | 0 | 0 | 0 | 0 | 0 | 0 | 0 | 0 | 0 | 0 | 0 | 0 | 0 | 0 | 0 | 0 | 0 | 0 | 0 | 0 | 12
NO |  | 32 | 2012 | 2 | 15 | 15 |  | 1223 DRESDEN | ELECTRIC JUNCTION | 345 | 345 | ST | 0.26 | 1.07 | 0 | 2338 ACAR | 0 | 0 | 0 | 0 | 0 | 0 | 0 | 0 | 0 | 0 | 0 | 0 | 0 | 0 | 0 | 0 | 0 | 0 | 0 | 0 | 0 | 0 | 0 | 12
NO |  | 32 | 2012 | 2 | 16 | 16 |  | 1223 DRESDEN | ELECTRIC JUNCTION | 345 | 345 | SP | 0.04 | 1.08 | 0 | 2156 ACSR | 0 | 0 | 0 | 0 | 0 | 0 | 0 | 0 | 0 | 0 | 0 | 0 | 0 | 0 | 0 | 0 | 0 | 0 | 0 | 0 | 0 | 0 | 0 | 12
NO |  | 32 | 2012 | 2 | 17 | 17 |  | 1309 CRAWFORD | FISK TERMINAL | 345 | 345 | SP | 4.65 | 0 | 1 | T2-1113 | 0 | 0 | 0 | 0 | 0 | 0 | 0 | 0 | 0 | 0 | 0 | 0 | 0 | 0 | 0 | 0 | 0 | 0 | 0 | 0 | 0 | 0 | 0 | 12
NO |  | 32 | 2012 | 2 | 18 | 18 |  | 1310 CRAWFORD | FISK | 345 | 345 | SP | 0.18 | 4.39 | 1 | T2-1113 | 0 | 0 | 0 | 0 | 0 | 0 | 0 | 0 | 0 | 0 | 0 | 0 | 0 | 0 | 0 | 0 | 0 | 0 | 0 | 0 | 0 | 0 | 0 | 12
NO |  | 32 | 2012 | 2 | 19 | 19 |  | 1311 CRAWFORD | GOODINGS GROVE | 345 | 345 | SP | 9.86 | 0 | 1 | 2156 ACSR, 2338 A | 0 | 0 | 0 | 0 | 0 | 0 | 0 | 0 | 0 | 0 | 0 | 0 | 0 | 0 | 0 | 0 | 0 | 0 | 0 | 0 | 0 | 0 | 0 | 12
NO |  | 32 | 2012 | 2 | 20 | 20 |  | 1311 CRAWFORD | GOODINGS GROVE | 345 | 345 | ST | 10.64 | 0 | 0 | 2156 ACSR | 0 | 0 | 0 | 0 | 0 | 0 | 0 | 0 | 0 | 0 | 0 | 0 | 0 | 0 | 0 | 0 | 0 | 0 | 0 | 0 | 0 | 0 | 0 | 12
NO |  | 32 | 2012 | 2 | 21 | 21 |  | 1312 CRAWFORD | GOODINGS GROVE | 345 | 345 | SP | 0.33 | 9.62 | 1 | 2156 ACSR, 2338 A | 0 | 0 | 0 | 0 | 0 | 0 | 0 | 0 | 0 | 0 | 0 | 0 | 0 | 0 | 0 | 0 | 0 | 0 | 0 | 0 | 0 | 0 | 0 | 12
NO |  | 32 | 2012 | 2 | 22 | 22 |  | 1312 CRAWFORD | GOODINGS GROVE | 345 | 345 | ST | 0.05 | 10.6 | 0 | 2156 ACSR | 0 | 0 | 0 | 0 | 0 | 0 | 0 | 0 | 0 | 0 | 0 | 0 | 0 | 0 | 0 | 0 | 0 | 0 | 0 | 0 | 0 | 0 | 0 | 12
NO |  | 32 | 2012 | 2 | 23 | 23 |  | 2001 BRAIDWOOD | E. FRANKFORT | 345 | 345 | ST | 7.53 | 0 | 1 | 2-1277 ACSR | 0 | 0 | 0 | 0 | 0 | 0 | 0 | 0 | 0 | 0 | 0 | 0 | 0 | 0 | 0 | 0 | 0 | 0 | 0 | 0 | 0 | 0 | 0 | 12
NO |  | 32 | 2012 | 2 | 24 | 24 |  | 2001 BRAIDWOOD | E. FRANKFORT | 345 | 345 | SP | 28.44 | 0 | 0 | 2-1277 ACSR | 0 | 0 | 0 | 0 | 0 | 0 | 0 | 0 | 0 | 0 | 0 | 0 | 0 | 0 | 0 | 0 | 0 | 0 | 0 | 0 | 0 | 0 | 0 | 12
NO |  | 32 | 2012 | 2 | 25 | 25 |  | 2002 BRAIDWOOD | DAVIS CREEK | 345 | 345 | ST | 2.49 | 0 | 1 | 2156 ACSR | 0 | 0 | 0 | 0 | 0 | 0 | 0 | 0 | 0 | 0 | 0 | 0 | 0 | 0 | 0 | 0 | 0 | 0 | 0 | 0 | 0 | 0 | 0 | 12
NO |  | 32 | 2012 | 2 | 26 | 26 |  | 2002 BRAIDWOOD | DAVIS CREEK | 345 | 345 | SP | 20.5 | 0 | 0 | 2156 ACSR | 0 | 0 | 0 | 0 | 0 | 0 | 0 | 0 | 0 | 0 | 0 | 0 | 0 | 0 | 0 | 0 | 0 | 0 | 0 | 0 | 0 | 0 | 0 | 12
NO |  | 32 | 2012 | 2 | 27 | 27 |  | 2003 BRAIDWOOD | E. FRANKFORT | 345 | 345 | ST | 0.42 | 7.07 | 1 | 2-1277 ACSR | 0 | 0 | 0 | 0 | 0 | 0 | 0 | 0 | 0 | 0 | 0 | 0 | 0 | 0 | 0 | 0 | 0 | 0 | 0 | 0 | 0 | 0 | 0 | 12
NO |  | 32 | 2012 | 2 | 28 | 28 |  | 2003 BRAIDWOOD | E. FRANKFORT | 345 | 345 | SP | 0 | 28.44 | 0 | 2-1277 ACSR | 0 | 0 | 0 | 0 | 0 | 0 | 0 | 0 | 0 | 0 | 0 | 0 | 0 | 0 | 0 | 0 | 0 | 0 | 0 | 0 | 0 | 0 | 0 | 12
NO |  | 32 | 2012 | 2 | 29 | 29 |  | 2004 BRAIDWOOD | DAVIS CREEK | 345 | 345 | ST | 0.14 | 2.34 | 1 | 2156 ACSR | 0 | 0 | 0 | 0 | 0 | 0 | 0 | 0 | 0 | 0 | 0 | 0 | 0 | 0 | 0 | 0 | 0 | 0 | 0 | 0 | 0 | 0 | 0 | 12
NO |  | 32 | 2012 | 2 | 30 | 30 |  | 2004 BRAIDWOOD | DAVIS CREEK | 345 | 345 | SP | 0 | 20.5 | 0 | 2156 ACSR | 0 | 0 | 0 | 0 | 0 | 0 | 0 | 0 | 0 | 0 | 0 | 0 | 0 | 0 | 0 | 0 | 0 | 0 | 0 | 0 | 0 | 0 | 0 | 12
NO |  | 32 | 2012 | 2 | 31 | 31 |  | 2101 KINCAID | LANESVILLE (AMEREN) | 345 | 345 | ST | 19.84 | 0 | 1 | 2-1277 ACAR | 0 | 0 | 0 | 0 | 0 | 0 | 0 | 0 | 0 | 0 | 0 | 0 | 0 | 0 | 0 | 0 | 0 | 0 | 0 | 0 | 0 | 0 | 0 | 12
NO |  | 32 | 2012 | 2 | 32 | 32 |  | 2102 KINCAID | BLUE MOUND | 345 | 345 | ST | 71.61 | 0 | 1 | 2-1277 ACSR, 2156 | 0 | 0 | 0 | 0 | 0 | 0 | 0 | 0 | 0 | 0 | 0 | 0 | 0 | 0 | 0 | 0 | 0 | 0 | 0 | 0 | 0 | 0 | 0 | 12
NO |  | 32 | 2012 | 2 | 33 | 33 |  | 2102 KINCAID | BLUE MOUND | 345 | 345 | SP | 0.54 | 0 | 0 | 2-1277 ACSR | 0 | 0 | 0 | 0 | 0 | 0 | 0 | 0 | 0 | 0 | 0 | 0 | 0 | 0 | 0 | 0 | 0 | 0 | 0 | 0 | 0 | 0 | 0 | 12
NO |  | 32 | 2012 | 2 | 34 | 34 |  | 2102 TAP | LATHAM (IPCO) | 345 | 345 | WP | 0.06 | 0 | 0 | 1414 AE ACAR | 0 | 0 | 0 | 0 | 0 | 0 | 0 | 0 | 0 | 0 | 0 | 0 | 0 | 0 | 0 | 0 | 0 | 0 | 0 | 0 | 0 | 0 | 0 | 12
NO |  | 32 | 2012 | 2 | 35 | 35 |  | 2105 KINCAID | PANA | 345 | 345 | WH | 27.57 | 0 | 1 | 2338 ACAR | 0 | 0 | 0 | 0 | 0 | 0 | 0 | 0 | 0 | 0 | 0 | 0 | 0 | 0 | 0 | 0 | 0 | 0 | 0 | 0 | 0 | 0 | 0 | 12
NO |  | 32 | 2012 | 3 | 1 | 1 |  | 2105 KINCAID | PANA | 345 | 345 | ST | 0.3 | 0 | 0 | 2338 ACAR | 0 | 0 | 0 | 0 | 0 | 0 | 0 | 0 | 0 | 0 | 0 | 0 | 0 | 0 | 0 | 0 | 0 | 0 | 0 | 0 | 0 | 0 | 0 | 12
NO |  | 32 | 2012 | 3 | 2 | 2 |  | 2107 BROKAW (AMEREN) | LANESVILLE (AMEREN) | 345 | 345 | WH | 10.13 | 0 | 1 | 2338 ACAR | 0 | 0 | 0 | 0 | 0 | 0 | 0 | 0 | 0 | 0 | 0 | 0 | 0 | 0 | 0 | 0 | 0 | 0 | 0 | 0 | 0 | 0 | 0 | 12
NO |  | 32 | 2012 | 3 | 3 | 3 |  | 2107 BROKAW (AMEREN) | LANESVILLE (AMEREN) | 345 | 345 | ST | 37.5 | 0 | 0 | 2-1277 ACAR | 0 | 0 | 0 | 0 | 0 | 0 | 0 | 0 | 0 | 0 | 0 | 0 | 0 | 0 | 0 | 0 | 0 | 0 | 0 | 0 | 0 | 0 | 0 | 12
NO |  | 32 | 2012 | 3 | 4 | 4 |  | 2218 ZION | NORTHBROOK 159 | 345 | 345 | SP | 26.19 | 0 | 1 | 2156 ACSR | 0 | 0 | 0 | 0 | 0 | 0 | 0 | 0 | 0 | 0 | 0 | 0 | 0 | 0 | 0 | 0 | 0 | 0 | 0 | 0 | 0 | 0 | 0 | 12
NO |  | 32 | 2012 | 3 | 5 | 5 |  | 2219 ZION | NORTHBROOK 159 | 345 | 345 | SP | 0.33 | 25.86 | 1 | 2156 ACSR | 0 | 0 | 0 | 0 | 0 | 0 | 0 | 0 | 0 | 0 | 0 | 0 | 0 | 0 | 0 | 0 | 0 | 0 | 0 | 0 | 0 | 0 | 0 | 12
NO |  | 32 | 2012 | 3 | 6 | 6 |  | 2221 ZION | WEPCO | 345 | 345 | ST | 4.68 | 0 | 1 | 2156 ACSR | 0 | 0 | 0 | 0 | 0 | 0 | 0 | 0 | 0 | 0 | 0 | 0 | 0 | 0 | 0 | 0 | 0 | 0 | 0 | 0 | 0 | 0 | 0 | 12
NO |  | 32 | 2012 | 3 | 7 | 7 |  | 2221 ZION | WEPCO | 345 | 345 | SP | 3.17 | 0 | 0 | 2156 ACSR | 0 | 0 | 0 | 0 | 0 | 0 | 0 | 0 | 0 | 0 | 0 | 0 | 0 | 0 | 0 | 0 | 0 | 0 | 0 | 0 | 0 | 0 | 0 | 12
NO |  | 32 | 2012 | 3 | 8 | 8 |  | 2222 ZION | WEPCO | 345 | 345 | ST | 0 | 3.16 | 1 | 2338 ACAR | 0 | 0 | 0 | 0 | 0 | 0 | 0 | 0 | 0 | 0 | 0 | 0 | 0 | 0 | 0 | 0 | 0 | 0 | 0 | 0 | 0 | 0 | 0 | 12
NO |  | 32 | 2012 | 3 | 9 | 9 |  | 2222 ZION | WEPCO | 345 | 345 | SP | 0.07 | 2.6 | 0 | 2338 ACAR | 0 | 0 | 0 | 0 | 0 | 0 | 0 | 0 | 0 | 0 | 0 | 0 | 0 | 0 | 0 | 0 | 0 | 0 | 0 | 0 | 0 | 0 | 0 | 12
NO |  | 32 | 2012 | 3 | 10 | 10 |  | 2222 ZION | WEPCO | 345 | 345 | ST | 0 | 1.76 | 0 | 2156 ACSR | 0 | 0 | 0 | 0 | 0 | 0 | 0 | 0 | 0 | 0 | 0 | 0 | 0 | 0 | 0 | 0 | 0 | 0 | 0 | 0 | 0 | 0 | 0 | 12
NO |  | 32 | 2012 | 3 | 11 | 11 |  | 2222 ZION | WEPCO | 345 | 345 | SP | 0 | 0.26 | 0 | 2156 ACSR | 0 | 0 | 0 | 0 | 0 | 0 | 0 | 0 | 0 | 0 | 0 | 0 | 0 | 0 | 0 | 0 | 0 | 0 | 0 | 0 | 0 | 0 | 0 | 12
NO |  | 32 | 2012 | 3 | 12 | 12 |  | 2223 ZION | ZION E.C. | 345 | 345 | SP | 0.16 | 0 | 1 | 2156 ACSR | 0 | 0 | 0 | 0 | 0 | 0 | 0 | 0 | 0 | 0 | 0 | 0 | 0 | 0 | 0 | 0 | 0 | 0 | 0 | 0 | 0 | 0 | 0 | 12
NO |  | 32 | 2012 | 3 | 13 | 13 |  | 2223 ZION | ZION E.C. | 345 | 345 | ST | 3.15 | 0 | 0 | 2338 ACAR | 0 | 0 | 0 | 0 | 0 | 0 | 0 | 0 | 0 | 0 | 0 | 0 | 0 | 0 | 0 | 0 | 0 | 0 | 0 | 0 | 0 | 0 | 0 | 12
NO |  | 32 | 2012 | 3 | 14 | 14 |  | 2223 ZION | ZION E.C. | 345 | 345 | SP | 2.67 | 0 | 0 | 2338 ACAR | 0 | 0 | 0 | 0 | 0 | 0 | 0 | 0 | 0 | 0 | 0 | 0 | 0 | 0 | 0 | 0 | 0 | 0 | 0 | 0 | 0 | 0 | 0 | 12
NO |  | 32 | 2012 | 3 | 15 | 15 |  | 2224 ZION | LIBERTYVILLE | 345 | 345 | ST | 0.25 | 15.32 | 1 | 2338 ACAR | 0 | 0 | 0 | 0 | 0 | 0 | 0 | 0 | 0 | 0 | 0 | 0 | 0 | 0 | 0 | 0 | 0 | 0 | 0 | 0 | 0 | 0 | 0 | 12
NO |  | 32 | 2012 | 3 | 16 | 16 |  | 2224 ZION | LIBERTYVILLE | 345 | 345 | SP | 0.87 | 1.8 | 0 | 2338 ACAR | 0 | 0 | 0 | 0 | 0 | 0 | 0 | 0 | 0 | 0 | 0 | 0 | 0 | 0 | 0 | 0 | 0 | 0 | 0 | 0 | 0 | 0 | 0 | 12
NO |  | 32 | 2012 | 3 | 17 | 17 |  | 2224 ZION | LIBERTYVILLE | 345 | 345 | SP | 0 | 0.26 | 0 | 2156 ACSR | 0 | 0 | 0 | 0 | 0 | 0 | 0 | 0 | 0 | 0 | 0 | 0 | 0 | 0 | 0 | 0 | 0 | 0 | 0 | 0 | 0 | 0 | 0 | 12
NO |  | 32 | 2012 | 3 | 18 | 18 |  | 2310 COLLINS | KENDALL CO. | 345 | 345 | SP | 0.2 | 0 | 1 | 2156 ACSR | 0 | 0 | 0 | 0 | 0 | 0 | 0 | 0 | 0 | 0 | 0 | 0 | 0 | 0 | 0 | 0 | 0 | 0 | 0 | 0 | 0 | 0 | 0 | 12
NO |  | 32 | 2012 | 3 | 19 | 19 |  | 2310 COLLINS | KENDALL CO. | 345 | 345 | ST | 15.18 | 0 | 0 | 2156 ACSR | 0 | 0 | 0 | 0 | 0 | 0 | 0 | 0 | 0 | 0 | 0 | 0 | 0 | 0 | 0 | 0 | 0 | 0 | 0 | 0 | 0 | 0 | 0 | 12
NO |  | 32 | 2012 | 3 | 20 | 20 |  | 2311 COLLINS | DRESDEN | 345 | 345 | SP | 0.49 | 0 | 1 | 2156 ACSR | 0 | 0 | 0 | 0 | 0 | 0 | 0 | 0 | 0 | 0 | 0 | 0 | 0 | 0 | 0 | 0 | 0 | 0 | 0 | 0 | 0 | 0 | 0 | 12
NO |  | 32 | 2012 | 3 | 21 | 21 |  | 2311 COLLINS | DRESDEN | 345 | 345 | ST | 2.05 | 9.42 | 0 | 2156 ACSR | 0 | 0 | 0 | 0 | 0 | 0 | 0 | 0 | 0 | 0 | 0 | 0 | 0 | 0 | 0 | 0 | 0 | 0 | 0 | 0 | 0 | 0 | 0 | 12
NO |  | 32 | 2012 | 3 | 22 | 22 |  | 2912 JOLIET | LOCKPORT | 345 | 345 | ST | 12.6 | 0 | 1 | 2156 ACSR | 0 | 0 | 0 | 0 | 0 | 0 | 0 | 0 | 0 | 0 | 0 | 0 | 0 | 0 | 0 | 0 | 0 | 0 | 0 | 0 | 0 | 0 | 0 | 12
NO |  | 32 | 2012 | 3 | 23 | 23 |  | 2913 JOLIET | LOCKPORT | 345 | 345 | ST | 0.07 | 12.65 | 1 | 2156 ACSR | 0 | 0 | 0 | 0 | 0 | 0 | 0 | 0 | 0 | 0 | 0 | 0 | 0 | 0 | 0 | 0 | 0 | 0 | 0 | 0 | 0 | 0 | 0 | 12
NO |  | 32 | 2012 | 3 | 24 | 24 |  | 4620 DESPLAINES 46 | PROSPECT HTS, 117 | 345 | 345 | ST | 0.62 | 4 | 1 | 2156 ACSR | 0 | 0 | 0 | 0 | 0 | 0 | 0 | 0 | 0 | 0 | 0 | 0 | 0 | 0 | 0 | 0 | 0 | 0 | 0 | 0 | 0 | 0 | 0 | 12
NO |  | 32 | 2012 | 3 | 25 | 25 |  | 4621 DESPLAINES | GOLF MILL | 345 | 345 | ST | 3.36 | 0 | 1 | 2156 ACSR | 0 | 0 | 0 | 0 | 0 | 0 | 0 | 0 | 0 | 0 | 0 | 0 | 0 | 0 | 0 | 0 | 0 | 0 | 0 | 0 | 0 | 0 | 0 | 12
NO |  | 32 | 2012 | 3 | 26 | 26 |  | 4621 DESPLAINES | GOLF MILL | 345 | 345 | SP | 0.19 | 0 | 0 | 2156 ACSR | 0 | 0 | 0 | 0 | 0 | 0 | 0 | 0 | 0 | 0 | 0 | 0 | 0 | 0 | 0 | 0 | 0 | 0 | 0 | 0 | 0 | 0 | 0 | 12
NO |  | 32 | 2012 | 3 | 27 | 27 |  | 4622 DESPLAINES | GOLF MILL | 345 | 345 | ST | 0 | 3.3 | 1 | 2156 ACSR | 0 | 0 | 0 | 0 | 0 | 0 | 0 | 0 | 0 | 0 | 0 | 0 | 0 | 0 | 0 | 0 | 0 | 0 | 0 | 0 | 0 | 0 | 0 | 12
NO |  | 32 | 2012 | 3 | 28 | 28 |  | 4622 DESPLAINES | GOLF MILL | 345 | 345 | SP | 0.04 | 0.15 | 0 | 2156 ACSR | 0 | 0 | 0 | 0 | 0 | 0 | 0 | 0 | 0 | 0 | 0 | 0 | 0 | 0 | 0 | 0 | 0 | 0 | 0 | 0 | 0 | 0 | 0 | 12
NO |  | 32 | 2012 | 3 | 29 | 29 |  | 6607 EAST FRANKFORT | CRETE E.C. | 345 | 345 | SP | 0.09 | 0 | 1 | 2156 ACSR | 0 | 0 | 0 | 0 | 0 | 0 | 0 | 0 | 0 | 0 | 0 | 0 | 0 | 0 | 0 | 0 | 0 | 0 | 0 | 0 | 0 | 0 | 0 | 12
NO |  | 32 | 2012 | 3 | 30 | 30 |  | 6607 EAST FRANKFORT | CRETE E.C. | 345 | 345 | SP | 0.37 | 0 | 0 | 1414 PE ACSR | 0 | 0 | 0 | 0 | 0 | 0 | 0 | 0 | 0 | 0 | 0 | 0 | 0 | 0 | 0 | 0 | 0 | 0 | 0 | 0 | 0 | 0 | 0 | 12
NO |  | 32 | 2012 | 3 | 31 | 31 |  | 6607 EAST FRANKFORT | CRETE E.C. | 345 | 345 | ST | 12.22 | 0 | 0 | 1414 PE ACSR | 0 | 0 | 0 | 0 | 0 | 0 | 0 | 0 | 0 | 0 | 0 | 0 | 0 | 0 | 0 | 0 | 0 | 0 | 0 | 0 | 0 | 0 | 0 | 12
NO |  | 32 | 2012 | 3 | 32 | 32 |  | 6608 EAST FRANKFORT | UNIVERSITY PARK N. E.C. | 345 | 345 | SP | 0.08 | 0 | 1 | 2156 ACSR | 0 | 0 | 0 | 0 | 0 | 0 | 0 | 0 | 0 | 0 | 0 | 0 | 0 | 0 | 0 | 0 | 0 | 0 | 0 | 0 | 0 | 0 | 0 | 12
NO |  | 32 | 2012 | 3 | 33 | 33 |  | 6608 EAST FRANKFORT | UNIVERSITY PARK N. E.C. | 345 | 345 | SP | 0.13 | 0 | 0 | 1414 ACSR | 0 | 0 | 0 | 0 | 0 | 0 | 0 | 0 | 0 | 0 | 0 | 0 | 0 | 0 | 0 | 0 | 0 | 0 | 0 | 0 | 0 | 0 | 0 | 12
NO |  | 32 | 2012 | 3 | 34 | 34 |  | 6608 EAST FRANKFORT | UNIVERSITY PARK N. E.C. | 345 | 345 | ST | 0.09 | 5.11 | 0 | 1414 ACSR | 0 | 0 | 0 | 0 | 0 | 0 | 0 | 0 | 0 | 0 | 0 | 0 | 0 | 0 | 0 | 0 | 0 | 0 | 0 | 0 | 0 | 0 | 0 | 12
NO |  | 32 | 2012 | 3 | 35 | 35 |  | 8001 PONTIAC MIDPOINT | LANESVILLE (AMEREN) | 345 | 345 | ST | 31.15 | 0 | 1 | 2-1277 ACAR, 2156 | 0 | 0 | 0 | 0 | 0 | 0 | 0 | 0 | 0 | 0 | 0 | 0 | 0 | 0 | 0 | 0 | 0 | 0 | 0 | 0 | 0 | 0 | 0 | 12
NO |  | 32 | 2012 | 4 | 1 | 1 |  | 8002 PONTIAC MIDPOINT | BLUE MOUND | 345 | 345 | ST | 27.21 | 0 | 1 | 2-1277ACAR | 0 | 0 | 0 | 0 | 0 | 0 | 0 | 0 | 0 | 0 | 0 | 0 | 0 | 0 | 0 | 0 | 0 | 0 | 0 | 0 | 0 | 0 | 0 | 12
NO |  | 32 | 2012 | 4 | 2 | 2 |  | 8002 PONTIAC MIDPOINT | BLUE MOUND | 345 | 345 | SP | 0.14 | 0 | 0 | 2-1277ACAR | 0 | 0 | 0 | 0 | 0 | 0 | 0 | 0 | 0 | 0 | 0 | 0 | 0 | 0 | 0 | 0 | 0 | 0 | 0 | 0 | 0 | 0 | 0 | 12
NO |  | 32 | 2012 | 4 | 3 | 3 |  | 8012 PONTIAC MIDPOINT | LORETTO | 345 | 345 | SP | 0.17 | 0 | 1 | 2-1277ACAR | 0 | 0 | 0 | 0 | 0 | 0 | 0 | 0 | 0 | 0 | 0 | 0 | 0 | 0 | 0 | 0 | 0 | 0 | 0 | 0 | 0 | 0 | 0 | 12
NO |  | 32 | 2012 | 4 | 4 | 4 |  | 8012 PONTIAC MIDPOINT | LORETTO | 345 | 345 | ST | 11.32 | 0 | 0 | 2-1277ACAR | 0 | 0 | 0 | 0 | 0 | 0 | 0 | 0 | 0 | 0 | 0 | 0 | 0 | 0 | 0 | 0 | 0 | 0 | 0 | 0 | 0 | 0 | 0 | 12
NO |  | 32 | 2012 | 4 | 5 | 5 |  | 8014 DRESDEN | PONTIAC MIDPOINT | 345 | 345 | ST | 43.31 | 0 | 1 | 2-1277 ACSR | 0 | 0 | 0 | 0 | 0 | 0 | 0 | 0 | 0 | 0 | 0 | 0 | 0 | 0 | 0 | 0 | 0 | 0 | 0 | 0 | 0 | 0 | 0 | 12
NO |  | 32 | 2012 | 4 | 6 | 6 |  | 8823 SKOKIE 88 | GOLF MILL | 345 | 345 | SP | 0.22 | 0 | 1 | 2156 ACSR | 0 | 0 | 0 | 0 | 0 | 0 | 0 | 0 | 0 | 0 | 0 | 0 | 0 | 0 | 0 | 0 | 0 | 0 | 0 | 0 | 0 | 0 | 0 | 12
NO |  | 32 | 2012 | 4 | 7 | 7 |  | 8823 SKOKIE 88 | GOLF MILL | 345 | 345 | ST | 4.46 | 0 | 0 | 2156 ACSR | 0 | 0 | 0 | 0 | 0 | 0 | 0 | 0 | 0 | 0 | 0 | 0 | 0 | 0 | 0 | 0 | 0 | 0 | 0 | 0 | 0 | 0 | 0 | 12
NO |  | 32 | 2012 | 4 | 8 | 8 |  | 8824 SKOKIE 88 | GOLF MILL | 345 | 345 | SP | 0.06 | 0.16 | 1 | 2156 ACSR | 0 | 0 | 0 | 0 | 0 | 0 | 0 | 0 | 0 | 0 | 0 | 0 | 0 | 0 | 0 | 0 | 0 | 0 | 0 | 0 | 0 | 0 | 0 | 12
NO |  | 32 | 2012 | 4 | 9 | 9 |  | 8824 SKOKIE 88 | GOLF MILL | 345 | 345 | ST | 0.02 | 4.42 | 0 | 2156 ACSR | 0 | 0 | 0 | 0 | 0 | 0 | 0 | 0 | 0 | 0 | 0 | 0 | 0 | 0 | 0 | 0 | 0 | 0 | 0 | 0 | 0 | 0 | 0 | 12
NO |  | 32 | 2012 | 4 | 10 | 10 |  | 10111 ITASCA | DESPLAINES 46 | 345 | 345 | ST | 9 | 0 | 1 | 2156 ACSR | 0 | 0 | 0 | 0 | 0 | 0 | 0 | 0 | 0 | 0 | 0 | 0 | 0 | 0 | 0 | 0 | 0 | 0 | 0 | 0 | 0 | 0 | 0 | 12
NO |  | 32 | 2012 | 4 | 11 | 11 |  | 10112 ITASCA | DESPLAINES 46 | 345 | 345 | ST | 0.4 | 8.65 | 1 | 2156 ACSR | 0 | 0 | 0 | 0 | 0 | 0 | 0 | 0 | 0 | 0 | 0 | 0 | 0 | 0 | 0 | 0 | 0 | 0 | 0 | 0 | 0 | 0 | 0 | 12
NO |  | 32 | 2012 | 4 | 12 | 12 |  | 10321 LISLE | LOMBARD | 345 | 345 | ST | 8.68 | 0 | 1 | 2156 ACSR | 0 | 0 | 0 | 0 | 0 | 0 | 0 | 0 | 0 | 0 | 0 | 0 | 0 | 0 | 0 | 0 | 0 | 0 | 0 | 0 | 0 | 0 | 0 | 12
NO |  | 32 | 2012 | 4 | 13 | 13 |  | 10322 LISLE | LOMBARD | 345 | 345 | ST | 0.38 | 8.47 | 1 | 2156 ACSR | 0 | 0 | 0 | 0 | 0 | 0 | 0 | 0 | 0 | 0 | 0 | 0 | 0 | 0 | 0 | 0 | 0 | 0 | 0 | 0 | 0 | 0 | 0 | 12
NO |  | 32 | 2012 | 4 | 14 | 14 |  | 10322 LISLE | LOMBARD | 345 | 345 | SP | 0.17 | 0 | 0 | 2156 ACSR | 0 | 0 | 0 | 0 | 0 | 0 | 0 | 0 | 0 | 0 | 0 | 0 | 0 | 0 | 0 | 0 | 0 | 0 | 0 | 0 | 0 | 0 | 0 | 12
NO |  | 32 | 2012 | 4 | 15 | 15 |  | 10801 LOCKPORT | LOMBARD | 345 | 345 | ST | 12.69 | 0 | 1 | 2156 ACSR | 0 | 0 | 0 | 0 | 0 | 0 | 0 | 0 | 0 | 0 | 0 | 0 | 0 | 0 | 0 | 0 | 0 | 0 | 0 | 0 | 0 | 0 | 0 | 12
NO |  | 32 | 2012 | 4 | 16 | 16 |  | 10802 LOCKPORT | LOMBARD | 345 | 345 | ST | 0.1 | 12.37 | 1 | 2156 ACSR | 0 | 0 | 0 | 0 | 0 | 0 | 0 | 0 | 0 | 0 | 0 | 0 | 0 | 0 | 0 | 0 | 0 | 0 | 0 | 0 | 0 | 0 | 0 | 12
NO |  | 32 | 2012 | 4 | 17 | 17 |  | 10802 LOCKPORT | LOMBARD | 345 | 345 | SP | 0.17 | 0 | 0 | 2156 ACSR | 0 | 0 | 0 | 0 | 0 | 0 | 0 | 0 | 0 | 0 | 0 | 0 | 0 | 0 | 0 | 0 | 0 | 0 | 0 | 0 | 0 | 0 | 0 | 12
NO |  | 32 | 2012 | 4 | 18 | 18 |  | 10803 LOCKPORT | MCCOOK | 345 | 345 | ST | 19.05 | 0 | 1 | 2338 ACAR,2156 AC | 0 | 0 | 0 | 0 | 0 | 0 | 0 | 0 | 0 | 0 | 0 | 0 | 0 | 0 | 0 | 0 | 0 | 0 | 0 | 0 | 0 | 0 | 0 | 12
NO |  | 32 | 2012 | 4 | 19 | 19 |  | 10803 LOCKPORT | MCCOOK | 345 | 345 | SP | 0.43 | 0 | 0 | 2156 ACSR | 0 | 0 | 0 | 0 | 0 | 0 | 0 | 0 | 0 | 0 | 0 | 0 | 0 | 0 | 0 | 0 | 0 | 0 | 0 | 0 | 0 | 0 | 0 | 12
NO |  | 32 | 2012 | 4 | 20 | 20 |  | 10804 LOCKPORT | MCCOOK | 345 | 345 | ST | 0.19 | 18.94 | 1 | 2338 ACAR,2156 AC | 0 | 0 | 0 | 0 | 0 | 0 | 0 | 0 | 0 | 0 | 0 | 0 | 0 | 0 | 0 | 0 | 0 | 0 | 0 | 0 | 0 | 0 | 0 | 12
NO |  | 32 | 2012 | 4 | 21 | 21 |  | 10804 LOCKPORT | MCCOOK | 345 | 345 | SP | 0 | 0.43 | 0 | 2156 ACSR | 0 | 0 | 0 | 0 | 0 | 0 | 0 | 0 | 0 | 0 | 0 | 0 | 0 | 0 | 0 | 0 | 0 | 0 | 0 | 0 | 0 | 0 | 0 | 12
NO |  | 32 | 2012 | 4 | 22 | 22 |  | 10805 LOCKPORT | KENDALL CO. | 345 | 345 | ST | 15.84 | 0 | 1 | 2338 ACAR | 0 | 0 | 0 | 0 | 0 | 0 | 0 | 0 | 0 | 0 | 0 | 0 | 0 | 0 | 0 | 0 | 0 | 0 | 0 | 0 | 0 | 0 | 0 | 12
NO |  | 32 | 2012 | 4 | 23 | 23 |  | 10805 LOCKPORT | KENDALL CO. | 345 | 345 | SP | 0.22 | 0 | 0 | 2338 ACAR, 2156 A | 0 | 0 | 0 | 0 | 0 | 0 | 0 | 0 | 0 | 0 | 0 | 0 | 0 | 0 | 0 | 0 | 0 | 0 | 0 | 0 | 0 | 0 | 0 | 12
NO |  | 32 | 2012 | 4 | 24 | 24 |  | 10806 LOCKPORT | KENDALL CO. | 345 | 345 | ST | 0.05 | 15.73 | 1 | 2156 ACSR | 0 | 0 | 0 | 0 | 0 | 0 | 0 | 0 | 0 | 0 | 0 | 0 | 0 | 0 | 0 | 0 | 0 | 0 | 0 | 0 | 0 | 0 | 0 | 12
NO |  | 32 | 2012 | 4 | 25 | 25 |  | 10806 LOCKPORT | KENDALL CO. | 345 | 345 | SP | 0.11 | 0.11 | 0 | 2156 ACSR | 0 | 0 | 0 | 0 | 0 | 0 | 0 | 0 | 0 | 0 | 0 | 0 | 0 | 0 | 0 | 0 | 0 | 0 | 0 | 0 | 0 | 0 | 0 | 12
NO |  | 32 | 2012 | 4 | 26 | 26 |  | 10807 LOCKPORT | LOMBARD | 345 | 345 | SP | 21.53 | 0 | 1 | T2-1113 | 0 | 0 | 0 | 0 | 0 | 0 | 0 | 0 | 0 | 0 | 0 | 0 | 0 | 0 | 0 | 0 | 0 | 0 | 0 | 0 | 0 | 0 | 0 | 12
NO |  | 32 | 2012 | 4 | 27 | 27 |  | 10808 LOCKPORT | LOMBARD | 345 | 345 | SP | 0.39 | 20.96 | 1 | T2-1113 | 0 | 0 | 0 | 0 | 0 | 0 | 0 | 0 | 0 | 0 | 0 | 0 | 0 | 0 | 0 | 0 | 0 | 0 | 0 | 0 | 0 | 0 | 0 | 12
NO |  | 32 | 2012 | 4 | 28 | 28 |  | 11119 ELECTRIC JUNCTION | AURORA E.C. | 345 | 345 | ST | 0.43 | 1 | 1 | 2338 ACAR, 2156 A | 0 | 0 | 0 | 0 | 0 | 0 | 0 | 0 | 0 | 0 | 0 | 0 | 0 | 0 | 0 | 0 | 0 | 0 | 0 | 0 | 0 | 0 | 0 | 12
NO |  | 32 | 2012 | 4 | 29 | 29 |  | 11120 ELECTRIC JUNCTION | LOMBARD | 345 | 345 | ST | 0 | 4.41 | 1 | 2156 ACSR | 0 | 0 | 0 | 0 | 0 | 0 | 0 | 0 | 0 | 0 | 0 | 0 | 0 | 0 | 0 | 0 | 0 | 0 | 0 | 0 | 0 | 0 | 0 | 12
NO |  | 32 | 2012 | 4 | 30 | 30 |  | 11120 ELECTRIC JUNCTION | LOMBARD | 345 | 345 | ST | 0.56 | 4.09 | 0 | 2338 ACAR | 0 | 0 | 0 | 0 | 0 | 0 | 0 | 0 | 0 | 0 | 0 | 0 | 0 | 0 | 0 | 0 | 0 | 0 | 0 | 0 | 0 | 0 | 0 | 12
NO |  | 32 | 2012 | 4 | 31 | 31 |  | 11120 ELECTRIC JUNCTION | LOMBARD | 345 | 345 | ST | 0 | 8.96 | 0 | 2335 ACAR | 0 | 0 | 0 | 0 | 0 | 0 | 0 | 0 | 0 | 0 | 0 | 0 | 0 | 0 | 0 | 0 | 0 | 0 | 0 | 0 | 0 | 0 | 0 | 12
NO |  | 32 | 2012 | 4 | 32 | 32 |  | 11124 ELECTRIC JUNCTION | LOMBARD | 345 | 345 | ST | 12.21 | 0 | 1 | 2335 ACAR | 0 | 0 | 0 | 0 | 0 | 0 | 0 | 0 | 0 | 0 | 0 | 0 | 0 | 0 | 0 | 0 | 0 | 0 | 0 | 0 | 0 | 0 | 0 | 12
NO |  | 32 | 2012 | 4 | 33 | 33 |  | 11124 ELECTRIC JUNCTION | LOMBARD | 345 | 345 | ST | 0.89 | 0 | 0 | 2156 ACSR | 0 | 0 | 0 | 0 | 0 | 0 | 0 | 0 | 0 | 0 | 0 | 0 | 0 | 0 | 0 | 0 | 0 | 0 | 0 | 0 | 0 | 0 | 0 | 12
NO |  | 32 | 2012 | 4 | 34 | 34 |  | 11124 ELECTRIC JUNCTION | LOMBARD | 345 | 345 | ST | 4.59 | 0 | 0 | 2338 ACAR | 0 | 0 | 0 | 0 | 0 | 0 | 0 | 0 | 0 | 0 | 0 | 0 | 0 | 0 | 0 | 0 | 0 | 0 | 0 | 0 | 0 | 0 | 0 | 12
NO |  | 32 | 2012 | 4 | 35 | 35 |  | 11126 ELECTRIC JUNCTION | WAYNE | 345 | 345 | WP | 0.2 | 0 | 1 | 2156 ACSR | 0 | 0 | 0 | 0 | 0 | 0 | 0 | 0 | 0 | 0 | 0 | 0 | 0 | 0 | 0 | 0 | 0 | 0 | 0 | 0 | 0 | 0 | 0 | 12
NO |  | 32 | 2012 | 5 | 1 | 1 |  | 11126 ELECTRIC JUNCTION | WAYNE | 345 | 345 | ST | 13.51 | 0 | 0 | 2338 ACAR, 2156 A | 0 | 0 | 0 | 0 | 0 | 0 | 0 | 0 | 0 | 0 | 0 | 0 | 0 | 0 | 0 | 0 | 0 | 0 | 0 | 0 | 0 | 0 | 0 | 12
NO |  | 32 | 2012 | 5 | 2 | 2 |  | 11212 WILTON CENTER | LORETTO | 345 | 345 | SP | 0.23 | 0 | 1 | 2-1277 ACAR, 2156 | 0 | 0 | 0 | 0 | 0 | 0 | 0 | 0 | 0 | 0 | 0 | 0 | 0 | 0 | 0 | 0 | 0 | 0 | 0 | 0 | 0 | 0 | 0 | 12
NO |  | 32 | 2012 | 5 | 3 | 3 |  | 11212 WILTON CENTER | LORETTO | 345 | 345 | WP | 1.72 | 0 | 0 | 2-1277 ACAR | 0 | 0 | 0 | 0 | 0 | 0 | 0 | 0 | 0 | 0 | 0 | 0 | 0 | 0 | 0 | 0 | 0 | 0 | 0 | 0 | 0 | 0 | 0 | 12
NO |  | 32 | 2012 | 5 | 4 | 4 |  | 11212 WILTON CENTER | LORETTO | 345 | 345 | ST | 38.04 | 0 | 0 | 2-1277 ACAR | 0 | 0 | 0 | 0 | 0 | 0 | 0 | 0 | 0 | 0 | 0 | 0 | 0 | 0 | 0 | 0 | 0 | 0 | 0 | 0 | 0 | 0 | 0 | 12
NO |  | 32 | 2012 | 5 | 5 | 5 |  | 11601 GOODINGS GROVE | EAST FRANKFORT | 345 | 345 | ST | 10.59 | 0 | 1 | 1414 ACSR | 0 | 0 | 0 | 0 | 0 | 0 | 0 | 0 | 0 | 0 | 0 | 0 | 0 | 0 | 0 | 0 | 0 | 0 | 0 | 0 | 0 | 0 | 0 | 12
NO |  | 32 | 2012 | 5 | 6 | 6 |  | 11601 GOODINGS GROVE | EAST FRANKFORT | 345 | 345 | ST | 0.21 | 0 | 0 | 2156 ACSR | 0 | 0 | 0 | 0 | 0 | 0 | 0 | 0 | 0 | 0 | 0 | 0 | 0 | 0 | 0 | 0 | 0 | 0 | 0 | 0 | 0 | 0 | 0 | 12
NO |  | 32 | 2012 | 5 | 7 | 7 |  | 11602 GOODINGS GROVE | EAST FRANKFORT | 345 | 345 | ST | 0 | 10.59 | 1 | 1414ACSR,2-1033AC | 0 | 0 | 0 | 0 | 0 | 0 | 0 | 0 | 0 | 0 | 0 | 0 | 0 | 0 | 0 | 0 | 0 | 0 | 0 | 0 | 0 | 0 | 0 | 12
NO |  | 32 | 2012 | 5 | 8 | 8 |  | 11602 GOODINGS GROVE | EAST FRANKFORT | 345 | 345 | ST | 0.12 | 0.07 | 0 | 2156 ACSR | 0 | 0 | 0 | 0 | 0 | 0 | 0 | 0 | 0 | 0 | 0 | 0 | 0 | 0 | 0 | 0 | 0 | 0 | 0 | 0 | 0 | 0 | 0 | 12
NO |  | 32 | 2012 | 5 | 9 | 9 |  | 11604 GOODINGS GROVE | LOCKPORT | 345 | 345 | ST | 8.99 | 0 | 1 | 2156 ACSR | 0 | 0 | 0 | 0 | 0 | 0 | 0 | 0 | 0 | 0 | 0 | 0 | 0 | 0 | 0 | 0 | 0 | 0 | 0 | 0 | 0 | 0 | 0 | 12
NO |  | 32 | 2012 | 5 | 10 | 10 |  | 11607 GOODINGS GROVE | BEDFORD PARK | 345 | 345 | ST | 18.51 | 0 | 1 | 2156 ACSR | 0 | 0 | 0 | 0 | 0 | 0 | 0 | 0 | 0 | 0 | 0 | 0 | 0 | 0 | 0 | 0 | 0 | 0 | 0 | 0 | 0 | 0 | 0 | 12
NO |  | 32 | 2012 | 5 | 11 | 11 |  | 11608 GOODINGS GROVE | BEDFORD PARK | 345 | 345 | ST | 0.15 | 18.43 | 1 | 2156 ACSR | 0 | 0 | 0 | 0 | 0 | 0 | 0 | 0 | 0 | 0 | 0 | 0 | 0 | 0 | 0 | 0 | 0 | 0 | 0 | 0 | 0 | 0 | 0 | 12
NO |  | 32 | 2012 | 5 | 12 | 12 |  | 11613 TAP | BLUE ISLAND | 345 | 345 | ST | 0.05 | 7.59 | 1 | 2338 ACAR | 0 | 0 | 0 | 0 | 0 | 0 | 0 | 0 | 0 | 0 | 0 | 0 | 0 | 0 | 0 | 0 | 0 | 0 | 0 | 0 | 0 | 0 | 0 | 12
NO |  | 32 | 2012 | 5 | 13 | 13 |  | 11613 GOODINGS GROVE | WILTON CENTER | 345 | 345 | SP | 0.46 | 0.26 | 0 | 2156 ACSR, 2338 A | 0 | 0 | 0 | 0 | 0 | 0 | 0 | 0 | 0 | 0 | 0 | 0 | 0 | 0 | 0 | 0 | 0 | 0 | 0 | 0 | 0 | 0 | 0 | 12
NO |  | 32 | 2012 | 5 | 14 | 14 |  | 11613 GOODINGS GROVE | WILTON CENTER | 345 | 345 | ST | 0.28 | 30.35 | 0 | 2338 ACAR | 0 | 0 | 0 | 0 | 0 | 0 | 0 | 0 | 0 | 0 | 0 | 0 | 0 | 0 | 0 | 0 | 0 | 0 | 0 | 0 | 0 | 0 | 0 | 12
NO |  | 32 | 2012 | 5 | 15 | 15 |  | 11614 GOODINGS GROVE | WILTON CENTER | 345 | 345 | ST | 30.62 | 0 | 1 | 2338 ACAR | 0 | 0 | 0 | 0 | 0 | 0 | 0 | 0 | 0 | 0 | 0 | 0 | 0 | 0 | 0 | 0 | 0 | 0 | 0 | 0 | 0 | 0 | 0 | 12
NO |  | 32 | 2012 | 5 | 16 | 16 |  | 11614 GOODINGS GROVE | WILTON CENTER | 345 | 345 | SP | 0.72 | 0 | 0 | 2338 ACAR, 2156 A | 0 | 0 | 0 | 0 | 0 | 0 | 0 | 0 | 0 | 0 | 0 | 0 | 0 | 0 | 0 | 0 | 0 | 0 | 0 | 0 | 0 | 0 | 0 | 12
NO |  | 32 | 2012 | 5 | 17 | 17 |  | 11614 TAP | BLUE ISLAND | 345 | 345 | ST | 7.66 | 0 | 0 | 2338 ACAR | 0 | 0 | 0 | 0 | 0 | 0 | 0 | 0 | 0 | 0 | 0 | 0 | 0 | 0 | 0 | 0 | 0 | 0 | 0 | 0 | 0 | 0 | 0 | 12
NO |  | 32 | 2012 | 5 | 18 | 18 |  | 11617 GOODINGS GROVE | LOCKPORT | 345 | 345 | ST | 0.08 | 8.8 | 1 | 2156 ACSR | 0 | 0 | 0 | 0 | 0 | 0 | 0 | 0 | 0 | 0 | 0 | 0 | 0 | 0 | 0 | 0 | 0 | 0 | 0 | 0 | 0 | 0 | 0 | 12
NO |  | 32 | 2012 | 5 | 19 | 19 |  | 11617 GOODINGS GROVE | LOCKPORT | 345 | 345 | SP | 0.03 | 0.08 | 0 | 2156 ACSR | 0 | 0 | 0 | 0 | 0 | 0 | 0 | 0 | 0 | 0 | 0 | 0 | 0 | 0 | 0 | 0 | 0 | 0 | 0 | 0 | 0 | 0 | 0 | 12
NO |  | 32 | 2012 | 5 | 20 | 20 |  | 11620 GOODINGS GROVE | ELWOOD | 345 | 345 | ST | 0.19 | 17.7 | 1 | 2156/2338 | 0 | 0 | 0 | 0 | 0 | 0 | 0 | 0 | 0 | 0 | 0 | 0 | 0 | 0 | 0 | 0 | 0 | 0 | 0 | 0 | 0 | 0 | 0 | 12
NO |  | 32 | 2012 | 5 | 21 | 21 |  | 11620 GOODINGS GROVE | ELWOOD | 345 | 345 | SP | 0.36 | 0.52 | 0 | 2156/T2-1113 | 0 | 0 | 0 | 0 | 0 | 0 | 0 | 0 | 0 | 0 | 0 | 0 | 0 | 0 | 0 | 0 | 0 | 0 | 0 | 0 | 0 | 0 | 0 | 12
NO |  | 32 | 2012 | 5 | 22 | 22 |  | 11622 GOODINGS GROVE | ELWOOD | 345 | 345 | ST | 17.91 | 0 | 1 | 2156,2338 | 0 | 0 | 0 | 0 | 0 | 0 | 0 | 0 | 0 | 0 | 0 | 0 | 0 | 0 | 0 | 0 | 0 | 0 | 0 | 0 | 0 | 0 | 0 | 12
NO |  | 32 | 2012 | 5 | 23 | 23 |  | 11622 GOODINGS GROVE | ELWOOD | 345 | 345 | SP | 0.86 | 0 | 0 | T2-1113,2156 | 0 | 0 | 0 | 0 | 0 | 0 | 0 | 0 | 0 | 0 | 0 | 0 | 0 | 0 | 0 | 0 | 0 | 0 | 0 | 0 | 0 | 0 | 0 | 12
NO |  | 32 | 2012 | 5 | 24 | 24 |  | 11723 PROSPECT HTS. 117 | LIBERTYVILLE | 345 | 345 | ST | 15.37 | 0 | 1 | 2156 ACSR | 0 | 0 | 0 | 0 | 0 | 0 | 0 | 0 | 0 | 0 | 0 | 0 | 0 | 0 | 0 | 0 | 0 | 0 | 0 | 0 | 0 | 0 | 0 | 12
NO |  | 32 | 2012 | 5 | 25 | 25 |  | 11724 PROSPECT HTS. 117 | DES PLAINES TSS46 | 345 | 345 | ST | 4.57 | 0 | 1 | 2338 ACAR, 2156 A | 0 | 0 | 0 | 0 | 0 | 0 | 0 | 0 | 0 | 0 | 0 | 0 | 0 | 0 | 0 | 0 | 0 | 0 | 0 | 0 | 0 | 0 | 0 | 12
NO |  | 32 | 2012 | 5 | 26 | 26 |  | 12001 LOMBARD | ITASCA | 345 | 345 | ST | 8.22 | 0 | 1 | 2156 ACSR | 0 | 0 | 0 | 0 | 0 | 0 | 0 | 0 | 0 | 0 | 0 | 0 | 0 | 0 | 0 | 0 | 0 | 0 | 0 | 0 | 0 | 0 | 0 | 12
NO |  | 32 | 2012 | 5 | 27 | 27 |  | 12002 LOMBARD | ITASCA | 345 | 345 | ST | 0.22 | 7.95 | 1 | 2156 ACSR | 0 | 0 | 0 | 0 | 0 | 0 | 0 | 0 | 0 | 0 | 0 | 0 | 0 | 0 | 0 | 0 | 0 | 0 | 0 | 0 | 0 | 0 | 0 | 12
NO |  | 32 | 2012 | 5 | 28 | 28 |  | 12003 LOMBARD | ELMHURST | 345 | 345 | ST | 7.97 | 0 | 1 | 2338 ACAR, 2-664. | 0 | 0 | 0 | 0 | 0 | 0 | 0 | 0 | 0 | 0 | 0 | 0 | 0 | 0 | 0 | 0 | 0 | 0 | 0 | 0 | 0 | 0 | 0 | 12
NO |  | 32 | 2012 | 5 | 29 | 29 |  | 12004 LOMBARD | ELMHURST | 345 | 345 | ST | 0.15 | 7.77 | 1 | 2338ACAR,2-664.8A | 0 | 0 | 0 | 0 | 0 | 0 | 0 | 0 | 0 | 0 | 0 | 0 | 0 | 0 | 0 | 0 | 0 | 0 | 0 | 0 | 0 | 0 | 0 | 12
NO |  | 32 | 2012 | 5 | 30 | 30 |  | 12005 LOMBARD | DESPLAINES | 345 | 345 | ST | 0.32 | 16.78 | 1 | 2156 ACSR | 0 | 0 | 0 | 0 | 0 | 0 | 0 | 0 | 0 | 0 | 0 | 0 | 0 | 0 | 0 | 0 | 0 | 0 | 0 | 0 | 0 | 0 | 0 | 12
NO |  | 32 | 2012 | 5 | 31 | 31 |  | 12006 LOMBARD | DESPLAINES | 345 | 345 | ST | 17.09 | 0 | 1 | 2156 ACSR | 0 | 0 | 0 | 0 | 0 | 0 | 0 | 0 | 0 | 0 | 0 | 0 | 0 | 0 | 0 | 0 | 0 | 0 | 0 | 0 | 0 | 0 | 0 | 12
NO |  | 32 | 2012 | 5 | 32 | 32 |  | 13817 SILVER LAKE | PLEASANT VALLEY | 345 | 345 | ST | 0 | 9.35 | 1 | 2156 ACSR | 0 | 0 | 0 | 0 | 0 | 0 | 0 | 0 | 0 | 0 | 0 | 0 | 0 | 0 | 0 | 0 | 0 | 0 | 0 | 0 | 0 | 0 | 0 | 12
NO |  | 32 | 2012 | 5 | 33 | 33 |  | 13817 SILVER LAKE | PLEASANT VALLEY | 345 | 345 | SP | 0.39 | 0 | 0 | 2156 ACSR | 0 | 0 | 0 | 0 | 0 | 0 | 0 | 0 | 0 | 0 | 0 | 0 | 0 | 0 | 0 | 0 | 0 | 0 | 0 | 0 | 0 | 0 | 0 | 12
NO |  | 32 | 2012 | 5 | 34 | 34 |  | 13821 SILVER LAKE | LIBERTYVILLE | 345 | 345 | ST | 0.6 | 16.68 | 1 | 2338 ACAR | 0 | 0 | 0 | 0 | 0 | 0 | 0 | 0 | 0 | 0 | 0 | 0 | 0 | 0 | 0 | 0 | 0 | 0 | 0 | 0 | 0 | 0 | 0 | 12
NO |  | 32 | 2012 | 5 | 35 | 35 |  | 13821 SILVER LAKE | LIBERTYVILLE | 345 | 345 | SP | 0.19 | 0 | 0 | 2156 ACSR | 0 | 0 | 0 | 0 | 0 | 0 | 0 | 0 | 0 | 0 | 0 | 0 | 0 | 0 | 0 | 0 | 0 | 0 | 0 | 0 | 0 | 0 | 0 | 12
NO |  | 32 | 2012 | 6 | 1 | 1 |  | 14321 WOLFS | ELECTRIC JUNCTION | 345 | 345 | ST | 6.29 | 0 | 1 | 2156/2338 | 0 | 0 | 0 | 0 | 0 | 0 | 0 | 0 | 0 | 0 | 0 | 0 | 0 | 0 | 0 | 0 | 0 | 0 | 0 | 0 | 0 | 0 | 0 | 12
NO |  | 32 | 2012 | 6 | 2 | 2 |  | 14321 WOLFS | ELECTRIC JUNCTION | 345 | 345 | SP | 0.19 | 0 | 0 | 2156 ACSR | 0 | 0 | 0 | 0 | 0 | 0 | 0 | 0 | 0 | 0 | 0 | 0 | 0 | 0 | 0 | 0 | 0 | 0 | 0 | 0 | 0 | 0 | 0 | 12
NO |  | 32 | 2012 | 6 | 3 | 3 |  | 14401 WAYNE | SILVER LAKE | 345 | 345 | ST | 0.24 | 19.27 | 1 | 2338 ACAR | 0 | 0 | 0 | 0 | 0 | 0 | 0 | 0 | 0 | 0 | 0 | 0 | 0 | 0 | 0 | 0 | 0 | 0 | 0 | 0 | 0 | 0 | 0 | 12
NO |  | 32 | 2012 | 6 | 4 | 4 |  | 14401 WAYNE | SILVER LAKE | 345 | 345 | SP | 0 | 0.4 | 0 | 2338 ACAR | 0 | 0 | 0 | 0 | 0 | 0 | 0 | 0 | 0 | 0 | 0 | 0 | 0 | 0 | 0 | 0 | 0 | 0 | 0 | 0 | 0 | 0 | 0 | 12
NO |  | 32 | 2012 | 6 | 5 | 5 |  | 14402 WAYNE | TOLLWAY | 345 | 345 | ST | 5.54 | 0 | 1 | 2338 ACAR, 2156 A | 0 | 0 | 0 | 0 | 0 | 0 | 0 | 0 | 0 | 0 | 0 | 0 | 0 | 0 | 0 | 0 | 0 | 0 | 0 | 0 | 0 | 0 | 0 | 12
NO |  | 32 | 2012 | 6 | 6 | 6 |  | 14402 WAYNE | TOLLWAY | 345 | 345 | SP | 0.06 | 0 | 0 | 2156 ACSR | 0 | 0 | 0 | 0 | 0 | 0 | 0 | 0 | 0 | 0 | 0 | 0 | 0 | 0 | 0 | 0 | 0 | 0 | 0 | 0 | 0 | 0 | 0 | 12
NO |  | 32 | 2012 | 6 | 7 | 7 |  | 14419 WAYNE | AURORA E.C. | 345 | 345 | ST | 0.03 | 12.34 | 1 | 2338 ACAR | 0 | 0 | 0 | 0 | 0 | 0 | 0 | 0 | 0 | 0 | 0 | 0 | 0 | 0 | 0 | 0 | 0 | 0 | 0 | 0 | 0 | 0 | 0 | 12
NO |  | 32 | 2012 | 6 | 8 | 8 |  | 14419 WAYNE | AURORA E.C. | 345 | 345 | SP | 0.16 | 0 | 0 | 2156/2338 | 0 | 0 | 0 | 0 | 0 | 0 | 0 | 0 | 0 | 0 | 0 | 0 | 0 | 0 | 0 | 0 | 0 | 0 | 0 | 0 | 0 | 0 | 0 | 12
NO |  | 32 | 2012 | 6 | 9 | 9 |  | 15324 TAYLOR | FISK | 345 | 345 | SP | 0.2 | 0 | 1 | 2156 ACSR | 0 | 0 | 0 | 0 | 0 | 0 | 0 | 0 | 0 | 0 | 0 | 0 | 0 | 0 | 0 | 0 | 0 | 0 | 0 | 0 | 0 | 0 | 0 | 12
NO |  | 32 | 2012 | 6 | 10 | 10 |  | 15423 LIBERTYVILLE | ZION E.C. | 345 | 345 | ST | 12.33 | 0 | 1 | 2156 ACSR | 0 | 0 | 0 | 0 | 0 | 0 | 0 | 0 | 0 | 0 | 0 | 0 | 0 | 0 | 0 | 0 | 0 | 0 | 0 | 0 | 0 | 0 | 0 | 12
NO |  | 32 | 2012 | 6 | 11 | 11 |  | 15423 LIBERTYVILLE | ZION E.C. | 345 | 345 | SP | 0.11 | 0 | 0 | 2156 ACSR | 0 | 0 | 0 | 0 | 0 | 0 | 0 | 0 | 0 | 0 | 0 | 0 | 0 | 0 | 0 | 0 | 0 | 0 | 0 | 0 | 0 | 0 | 0 | 12
NO |  | 32 | 2012 | 6 | 12 | 12 |  | 15424 LIBERTYVILLE | PROSPECT HTS, 117 | 345 | 345 | ST | 0.35 | 14.93 | 1 | 2338 ACAR, 2156 A | 0 | 0 | 0 | 0 | 0 | 0 | 0 | 0 | 0 | 0 | 0 | 0 | 0 | 0 | 0 | 0 | 0 | 0 | 0 | 0 | 0 | 0 | 0 | 12
NO |  | 32 | 2012 | 6 | 13 | 13 |  | 15501 NELSON | LEE COUNTY E.C. | 345 | 345 | ST | 4.29 | 0 | 1 | 2338 ACAR | 0 | 0 | 0 | 0 | 0 | 0 | 0 | 0 | 0 | 0 | 0 | 0 | 0 | 0 | 0 | 0 | 0 | 0 | 0 | 0 | 0 | 0 | 0 | 12
NO |  | 32 | 2012 | 6 | 14 | 14 |  | 15501 NELSON | LEE COUNTY E.C. | 345 | 345 | ST | 8.63 | 0 | 0 | 2-1277 ACAR | 0 | 0 | 0 | 0 | 0 | 0 | 0 | 0 | 0 | 0 | 0 | 0 | 0 | 0 | 0 | 0 | 0 | 0 | 0 | 0 | 0 | 0 | 0 | 12
NO |  | 32 | 2012 | 6 | 15 | 15 |  | 15501 NELSON | LEE COUNTY E.C. | 345 | 345 | SP | 0.07 | 0 | 0 | 2-1277 ACAR | 0 | 0 | 0 | 0 | 0 | 0 | 0 | 0 | 0 | 0 | 0 | 0 | 0 | 0 | 0 | 0 | 0 | 0 | 0 | 0 | 0 | 0 | 0 | 12
NO |  | 32 | 2012 | 6 | 16 | 16 |  | 15502 NELSON | ELECTRIC JUNCTION | 345 | 345 | ST | 15.9 | 0 | 1 | 2-1033.5 ACSS/TW | 0 | 0 | 0 | 0 | 0 | 0 | 0 | 0 | 0 | 0 | 0 | 0 | 0 | 0 | 0 | 0 | 0 | 0 | 0 | 0 | 0 | 0 | 0 | 12
NO |  | 32 | 2012 | 6 | 17 | 17 |  | 15502 NELSON | ELECTRIC JUNCTION | 345 | 345 | WH | 4.65 | 0 | 0 | 2-1277 ACAR | 0 | 0 | 0 | 0 | 0 | 0 | 0 | 0 | 0 | 0 | 0 | 0 | 0 | 0 | 0 | 0 | 0 | 0 | 0 | 0 | 0 | 0 | 0 | 12
NO |  | 32 | 2012 | 6 | 18 | 18 |  | 15502 NELSON | ELECTRIC JUNCTION | 345 | 345 | ST | 52.55 | 0 | 0 | 2-1277 ACAR | 0 | 0 | 0 | 0 | 0 | 0 | 0 | 0 | 0 | 0 | 0 | 0 | 0 | 0 | 0 | 0 | 0 | 0 | 0 | 0 | 0 | 0 | 0 | 12
NO |  | 32 | 2012 | 6 | 19 | 19 |  | 15503 NELSON | CORDOVA | 345 | 345 | ST | 0.06 | 0.34 | 1 | 2338 ACAR | 0 | 0 | 0 | 0 | 0 | 0 | 0 | 0 | 0 | 0 | 0 | 0 | 0 | 0 | 0 | 0 | 0 | 0 | 0 | 0 | 0 | 0 | 0 | 12
NO |  | 32 | 2012 | 6 | 20 | 20 |  | 15503 NELSON | CORDOVA | 345 | 345 | ST | 39.45 | 0 | 0 | 2-1227 ACAR | 0 | 0 | 0 | 0 | 0 | 0 | 0 | 0 | 0 | 0 | 0 | 0 | 0 | 0 | 0 | 0 | 0 | 0 | 0 | 0 | 0 | 0 | 0 | 12
NO |  | 32 | 2012 | 6 | 21 | 21 |  | 15503 NELSON | CORDOVA | 345 | 345 | SP | 0.04 | 0 | 0 | 2-1277 ACAR | 0 | 0 | 0 | 0 | 0 | 0 | 0 | 0 | 0 | 0 | 0 | 0 | 0 | 0 | 0 | 0 | 0 | 0 | 0 | 0 | 0 | 0 | 0 | 12
NO |  | 32 | 2012 | 6 | 22 | 22 |  | 15504 NELSON | N.W. STEEL & WIRE | 345 | 345 | ST | 5.76 | 2.15 | 1 | 2-1277 ACAR | 0 | 0 | 0 | 0 | 0 | 0 | 0 | 0 | 0 | 0 | 0 | 0 | 0 | 0 | 0 | 0 | 0 | 0 | 0 | 0 | 0 | 0 | 0 | 12
NO |  | 32 | 2012 | 6 | 23 | 23 |  | 15615 CHERRY VALLEY | WEMPLETOWN | 345 | 345 | ST | 27.39 | 0 | 1 | 2156 ACSR | 0 | 0 | 0 | 0 | 0 | 0 | 0 | 0 | 0 | 0 | 0 | 0 | 0 | 0 | 0 | 0 | 0 | 0 | 0 | 0 | 0 | 0 | 0 | 12
NO |  | 32 | 2012 | 6 | 24 | 24 |  | 15616 CHERRY VALLEY | SILVER LAKE | 345 | 345 | ST | 39.42 | 0 | 1 | 2338 ACAR | 0 | 0 | 0 | 0 | 0 | 0 | 0 | 0 | 0 | 0 | 0 | 0 | 0 | 0 | 0 | 0 | 0 | 0 | 0 | 0 | 0 | 0 | 0 | 12
NO |  | 32 | 2012 | 6 | 25 | 25 |  | 15616 CHERRY VALLEY | SILVER LAKE | 345 | 345 | SP | 0.98 | 0 | 0 | T2-1113 | 0 | 0 | 0 | 0 | 0 | 0 | 0 | 0 | 0 | 0 | 0 | 0 | 0 | 0 | 0 | 0 | 0 | 0 | 0 | 0 | 0 | 0 | 0 | 12
NO |  | 32 | 2012 | 6 | 26 | 26 |  | 15925 NORTHBROOK | SKOKIE 88 | 345 | 345 | SP | 5.62 | 0 | 1 | 2156 ACSR | 0 | 0 | 0 | 0 | 0 | 0 | 0 | 0 | 0 | 0 | 0 | 0 | 0 | 0 | 0 | 0 | 0 | 0 | 0 | 0 | 0 | 0 | 0 | 12
NO |  | 32 | 2012 | 6 | 27 | 27 |  | 15926 NORTHBROOK | SKOKIE 88 | 345 | 345 | SP | 0.06 | 5.46 | 1 | 2156 ACSR | 0 | 0 | 0 | 0 | 0 | 0 | 0 | 0 | 0 | 0 | 0 | 0 | 0 | 0 | 0 | 0 | 0 | 0 | 0 | 0 | 0 | 0 | 0 | 12
NO |  | 32 | 2012 | 6 | 28 | 28 |  | 16703 PLANO | ELECTRIC JUNCTION | 345 | 345 | ST | 0.12 | 11.43 | 1 | 2156 ACSR | 0 | 0 | 0 | 0 | 0 | 0 | 0 | 0 | 0 | 0 | 0 | 0 | 0 | 0 | 0 | 0 | 0 | 0 | 0 | 0 | 0 | 0 | 0 | 12
NO |  | 32 | 2012 | 6 | 29 | 29 |  | 16703 PLANO | ELECTRIC JUNCTION | 345 | 345 | SP | 0 | 9.59 | 0 | 2156 ACSR | 0 | 0 | 0 | 0 | 0 | 0 | 0 | 0 | 0 | 0 | 0 | 0 | 0 | 0 | 0 | 0 | 0 | 0 | 0 | 0 | 0 | 0 | 0 | 12
NO |  | 32 | 2012 | 6 | 30 | 30 |  | 16704 PLANO | ELECTRIC JUNCTION | 345 | 345 | ST | 2.38 | 9.23 | 1 | 2156 ACSR | 0 | 0 | 0 | 0 | 0 | 0 | 0 | 0 | 0 | 0 | 0 | 0 | 0 | 0 | 0 | 0 | 0 | 0 | 0 | 0 | 0 | 0 | 0 | 12
NO |  | 32 | 2012 | 6 | 31 | 31 |  | 16704 PLANO | ELECTRIC JUNCTION | 345 | 345 | SP | 9.58 | 0 | 0 | 2156 ACSR | 0 | 0 | 0 | 0 | 0 | 0 | 0 | 0 | 0 | 0 | 0 | 0 | 0 | 0 | 0 | 0 | 0 | 0 | 0 | 0 | 0 | 0 | 0 | 12
NO |  | 32 | 2012 | 6 | 32 | 32 |  | 16704 PLANO | ELECTRIC JUNCTION | 345 | 345 | WP | 0.08 | 0 | 0 | 2156 ACSR | 0 | 0 | 0 | 0 | 0 | 0 | 0 | 0 | 0 | 0 | 0 | 0 | 0 | 0 | 0 | 0 | 0 | 0 | 0 | 0 | 0 | 0 | 0 | 12
NO |  | 32 | 2012 | 6 | 33 | 33 |  | 17101 WEMPLETOWN | ATC INTERCONNECTION | 345 | 345 | ST | 10.4 | 0 | 1 | 2156 ACSR | 0 | 0 | 0 | 0 | 0 | 0 | 0 | 0 | 0 | 0 | 0 | 0 | 0 | 0 | 0 | 0 | 0 | 0 | 0 | 0 | 0 | 0 | 0 | 12
NO |  | 32 | 2012 | 6 | 34 | 34 |  | 17101 WEMPLETOWN | ATC INTERCONNECTION | 345 | 345 | SP | 0.99 | 0 | 0 | 2156 ACSR | 0 | 0 | 0 | 0 | 0 | 0 | 0 | 0 | 0 | 0 | 0 | 0 | 0 | 0 | 0 | 0 | 0 | 0 | 0 | 0 | 0 | 0 | 0 | 12
NO |  | 32 | 2012 | 6 | 35 | 35 |  | 17102 WEMPLETOWN | ATC INTERCONNECTION | 345 | 345 | ST | 0 | 10.4 | 1 | 2156 ACSR | 0 | 0 | 0 | 0 | 0 | 0 | 0 | 0 | 0 | 0 | 0 | 0 | 0 | 0 | 0 | 0 | 0 | 0 | 0 | 0 | 0 | 0 | 0 | 12
NO |  | 32 | 2012 | 7 | 1 | 1 |  | 17102 WEMPLETOWN | ATC INTERCONNECTION | 345 | 345 | SP | 0 | 0.99 | 0 | 2156 ACSR | 0 | 0 | 0 | 0 | 0 | 0 | 0 | 0 | 0 | 0 | 0 | 0 | 0 | 0 | 0 | 0 | 0 | 0 | 0 | 0 | 0 | 0 | 0 | 12
NO |  | 32 | 2012 | 7 | 2 | 2 |  | 17701 BURNHAM | BLUE ISLAND | 345 | 345 | ST | 7.79 | 0 | 1 | 2338 ACAR | 0 | 0 | 0 | 0 | 0 | 0 | 0 | 0 | 0 | 0 | 0 | 0 | 0 | 0 | 0 | 0 | 0 | 0 | 0 | 0 | 0 | 0 | 0 | 12
NO |  | 32 | 2012 | 7 | 3 | 3 |  | 17701 BURNHAM | BLUE ISLAND | 345 | 345 | ST | 0.6 | 0 | 0 | 2156 ACSR | 0 | 0 | 0 | 0 | 0 | 0 | 0 | 0 | 0 | 0 | 0 | 0 | 0 | 0 | 0 | 0 | 0 | 0 | 0 | 0 | 0 | 0 | 0 | 12
NO |  | 32 | 2012 | 7 | 4 | 4 |  | 17702 BURNHAM | BLUE ISLAND | 345 | 345 | ST | 0.1 | 8.1 | 1 | 2338 ACAR | 0 | 0 | 0 | 0 | 0 | 0 | 0 | 0 | 0 | 0 | 0 | 0 | 0 | 0 | 0 | 0 | 0 | 0 | 0 | 0 | 0 | 0 | 0 | 12
NO |  | 32 | 2012 | 7 | 5 | 5 |  | 17703 BURNHAM | NIPSCO | 345 | 345 | ST | 8.33 | 0 | 1 | 2338 ACAR | 0 | 0 | 0 | 0 | 0 | 0 | 0 | 0 | 0 | 0 | 0 | 0 | 0 | 0 | 0 | 0 | 0 | 0 | 0 | 0 | 0 | 0 | 0 | 12
NO |  | 32 | 2012 | 7 | 6 | 6 |  | 17704 BURNHAM | DAVIS CREEK | 345 | 345 | ST | 17.41 | 0 | 1 | 2156 ACSR, T2-111 | 0 | 0 | 0 | 0 | 0 | 0 | 0 | 0 | 0 | 0 | 0 | 0 | 0 | 0 | 0 | 0 | 0 | 0 | 0 | 0 | 0 | 0 | 0 | 12
NO |  | 32 | 2012 | 7 | 7 | 7 |  | 17704 BURNHAM | DAVIS CREEK | 345 | 345 | SP | 32.25 | 0 | 0 | 2156 ACSR, T2-111 | 0 | 0 | 0 | 0 | 0 | 0 | 0 | 0 | 0 | 0 | 0 | 0 | 0 | 0 | 0 | 0 | 0 | 0 | 0 | 0 | 0 | 0 | 0 | 12
NO |  | 32 | 2012 | 7 | 8 | 8 |  | 17704 BURNHAM | DAVIS CREEK | 345 | 345 | WP | 0.25 | 0 | 0 | 2156 ACSR | 0 | 0 | 0 | 0 | 0 | 0 | 0 | 0 | 0 | 0 | 0 | 0 | 0 | 0 | 0 | 0 | 0 | 0 | 0 | 0 | 0 | 0 | 0 | 12
NO |  | 32 | 2012 | 7 | 9 | 9 |  | 17705 BURNHAM | SHEFFIELD (NIPSCO) | 345 | 345 | ST | 0.04 | 3.71 | 1 | 2338 ACAR | 0 | 0 | 0 | 0 | 0 | 0 | 0 | 0 | 0 | 0 | 0 | 0 | 0 | 0 | 0 | 0 | 0 | 0 | 0 | 0 | 0 | 0 | 0 | 12
NO |  | 32 | 2012 | 7 | 10 | 10 |  | 17723 BURNHAM | STATE LINE | 345 | 345 | SP | 0.05 | 0 | 1 | 2156 ACSR | 0 | 0 | 0 | 0 | 0 | 0 | 0 | 0 | 0 | 0 | 0 | 0 | 0 | 0 | 0 | 0 | 0 | 0 | 0 | 0 | 0 | 0 | 0 | 12
NO |  | 32 | 2012 | 7 | 11 | 11 |  | 17723 BURNHAM | STATE LINE | 345 | 345 | ST | 3.79 | 0 | 0 | 2156 ACSR | 0 | 0 | 0 | 0 | 0 | 0 | 0 | 0 | 0 | 0 | 0 | 0 | 0 | 0 | 0 | 0 | 0 | 0 | 0 | 0 | 0 | 0 | 0 | 12
NO |  | 32 | 2012 | 7 | 12 | 12 |  | 17723 STATE LINE | TAYLOR | 345 | 345 | SP | 8.66 | 0 | 0 | 2156 2-1277 | 0 | 0 | 0 | 0 | 0 | 0 | 0 | 0 | 0 | 0 | 0 | 0 | 0 | 0 | 0 | 0 | 0 | 0 | 0 | 0 | 0 | 0 | 0 | 12
NO |  | 32 | 2012 | 7 | 13 | 13 |  | 17723 STATE LINE | TAYLOR | 345 | 345 | ST | 0.13 | 0 | 0 | 2156 ACSR | 0 | 0 | 0 | 0 | 0 | 0 | 0 | 0 | 0 | 0 | 0 | 0 | 0 | 0 | 0 | 0 | 0 | 0 | 0 | 0 | 0 | 0 | 0 | 12
NO |  | 32 | 2012 | 7 | 14 | 14 |  | 17724 BURNHAM | STATE LINE | 345 | 345 | ST | 0.11 | 3.82 | 1 | 2156 ACSR | 0 | 0 | 0 | 0 | 0 | 0 | 0 | 0 | 0 | 0 | 0 | 0 | 0 | 0 | 0 | 0 | 0 | 0 | 0 | 0 | 0 | 0 | 0 | 12
NO |  | 32 | 2012 | 7 | 15 | 15 |  | 17724 STATE LINE | TAYLOR | 345 | 345 | SP | 0.27 | 8.44 | 0 | 2156 2-1277 | 0 | 0 | 0 | 0 | 0 | 0 | 0 | 0 | 0 | 0 | 0 | 0 | 0 | 0 | 0 | 0 | 0 | 0 | 0 | 0 | 0 | 0 | 0 | 12
NO |  | 32 | 2012 | 7 | 16 | 16 |  | 17724 STATE LINE | TAYLOR | 345 | 345 | ST | 0 | 0.13 | 0 | 2156 ACSR | 0 | 0 | 0 | 0 | 0 | 0 | 0 | 0 | 0 | 0 | 0 | 0 | 0 | 0 | 0 | 0 | 0 | 0 | 0 | 0 | 0 | 0 | 0 | 12
NO |  | 32 | 2012 | 7 | 17 | 17 |  | 17724 TAP | CALUMET | 345 | 345 | SP | 0.06 | 0 | 0 | 2156 ACSR | 0 | 0 | 0 | 0 | 0 | 0 | 0 | 0 | 0 | 0 | 0 | 0 | 0 | 0 | 0 | 0 | 0 | 0 | 0 | 0 | 0 | 0 | 0 | 12
NO |  | 32 | 2012 | 7 | 18 | 18 |  | 17907 DAVIS CREEK | BLOOM | 345 | 345 | SP | 0 | 8.25 | 1 | 2156 ACSR | 0 | 0 | 0 | 0 | 0 | 0 | 0 | 0 | 0 | 0 | 0 | 0 | 0 | 0 | 0 | 0 | 0 | 0 | 0 | 0 | 0 | 0 | 0 | 12
NO |  | 32 | 2012 | 7 | 19 | 19 |  | 17907 DAVIS CREEK | BLOOM | 345 | 345 | SP | 0 | 24 | 0 | T2-1113 | 0 | 0 | 0 | 0 | 0 | 0 | 0 | 0 | 0 | 0 | 0 | 0 | 0 | 0 | 0 | 0 | 0 | 0 | 0 | 0 | 0 | 0 | 0 | 12
NO |  | 32 | 2012 | 7 | 20 | 20 |  | 17907 DAVIS CREEK | BLOOM | 345 | 345 | WH | 0.22 | 0 | 0 | 2156 ACSR | 0 | 0 | 0 | 0 | 0 | 0 | 0 | 0 | 0 | 0 | 0 | 0 | 0 | 0 | 0 | 0 | 0 | 0 | 0 | 0 | 0 | 0 | 0 | 12
NO |  | 32 | 2012 | 7 | 21 | 21 |  | 17907 DAVIS CREEK | BLOOM | 345 | 345 | ST | 0.07 | 4.3 | 0 | 2156 ACSR | 0 | 0 | 0 | 0 | 0 | 0 | 0 | 0 | 0 | 0 | 0 | 0 | 0 | 0 | 0 | 0 | 0 | 0 | 0 | 0 | 0 | 0 | 0 | 12
NO |  | 32 | 2012 | 7 | 22 | 22 |  | 17907 DAVIS CREEK | BLOOM | 345 | 345 | ST | 0.06 | 0.17 | 0 | T2-1113 | 0 | 0 | 0 | 0 | 0 | 0 | 0 | 0 | 0 | 0 | 0 | 0 | 0 | 0 | 0 | 0 | 0 | 0 | 0 | 0 | 0 | 0 | 0 | 12
NO |  | 32 | 2012 | 7 | 23 | 23 |  | 17908 BURNHAM | BLOOM | 345 | 345 | ST | 0.15 | 12.27 | 1 | 2156 ACSR, 2338 A | 0 | 0 | 0 | 0 | 0 | 0 | 0 | 0 | 0 | 0 | 0 | 0 | 0 | 0 | 0 | 0 | 0 | 0 | 0 | 0 | 0 | 0 | 0 | 12
NO |  | 32 | 2012 | 7 | 24 | 24 |  | 18502 TOLLWAY | LIBERTYVILLE | 345 | 345 | ST | 22.71 | 0 | 1 | 2338 ACAR | 0 | 0 | 0 | 0 | 0 | 0 | 0 | 0 | 0 | 0 | 0 | 0 | 0 | 0 | 0 | 0 | 0 | 0 | 0 | 0 | 0 | 0 | 0 | 12
NO |  | 32 | 2012 | 7 | 25 | 25 |  | 18502 TOLLWAY | LIBERTYVILLE | 345 | 345 | ST | 7.69 | 0 | 0 | 2156 ACSR | 0 | 0 | 0 | 0 | 0 | 0 | 0 | 0 | 0 | 0 | 0 | 0 | 0 | 0 | 0 | 0 | 0 | 0 | 0 | 0 | 0 | 0 | 0 | 12
NO |  | 32 | 2012 | 7 | 26 | 26 |  | 18502 TOLLWAY | LIBERTYVILLE | 345 | 345 | SP | 0.12 | 0 | 0 | 2338 ACAR | 0 | 0 | 0 | 0 | 0 | 0 | 0 | 0 | 0 | 0 | 0 | 0 | 0 | 0 | 0 | 0 | 0 | 0 | 0 | 0 | 0 | 0 | 0 | 12
NO |  | 32 | 2012 | 7 | 27 | 27 |  | 18502 TOLLWAY | LIBERTYVILLE | 345 | 345 | SP | 0.12 | 0 | 0 | 2156 ACSR | 0 | 0 | 0 | 0 | 0 | 0 | 0 | 0 | 0 | 0 | 0 | 0 | 0 | 0 | 0 | 0 | 0 | 0 | 0 | 0 | 0 | 0 | 0 | 12
NO |  | 32 | 2012 | 7 | 28 | 28 |  | 19601 KATYDID | GOODINGS GROVE | 345 | 345 | SP | 0.49 | 0 | 1 | 2-1277 ACAR, 2156 | 0 | 0 | 0 | 0 | 0 | 0 | 0 | 0 | 0 | 0 | 0 | 0 | 0 | 0 | 0 | 0 | 0 | 0 | 0 | 0 | 0 | 0 | 0 | 12
NO |  | 32 | 2012 | 7 | 29 | 29 |  | 19601 KATYDID | GOODINGS GROVE | 345 | 345 | ST | 52.39 | 0 | 0 | 2-1277 ACAR, 2156 | 0 | 0 | 0 | 0 | 0 | 0 | 0 | 0 | 0 | 0 | 0 | 0 | 0 | 0 | 0 | 0 | 0 | 0 | 0 | 0 | 0 | 0 | 0 | 12
NO |  | 32 | 2012 | 7 | 30 | 30 |  | 93505 KENDALL CO. | TAZEWELL (CILCO) | 345 | 345 | ST | 0.22 | 0 | 1 | 2338 ACAR, 2156 A | 0 | 0 | 0 | 0 | 0 | 0 | 0 | 0 | 0 | 0 | 0 | 0 | 0 | 0 | 0 | 0 | 0 | 0 | 0 | 0 | 0 | 0 | 0 | 12
NO |  | 32 | 2012 | 7 | 31 | 31 |  | 93505 KENDALL CO. | TAZEWELL (CILCO) | 345 | 345 | ST | 0 | 102.92 | 0 | 2338 ACAR, 2-1277 | 0 | 0 | 0 | 0 | 0 | 0 | 0 | 0 | 0 | 0 | 0 | 0 | 0 | 0 | 0 | 0 | 0 | 0 | 0 | 0 | 0 | 0 | 0 | 12
NO |  | 32 | 2012 | 7 | 32 | 32 |  | 97008 UNIVERSITY PK. E.C. | I & M POWER | 345 | 345 | ST | 4.54 | 7.04 | 1 | 1414 ACSR | 0 | 0 | 0 | 0 | 0 | 0 | 0 | 0 | 0 | 0 | 0 | 0 | 0 | 0 | 0 | 0 | 0 | 0 | 0 | 0 | 0 | 0 | 0 | 12
NO |  | 32 | 2012 | 7 | 33 | 33 |  | 97008 UNIVERSITY PK. E.C. | I & M POWER | 345 | 345 | SP | 0.64 | 0 | 0 | 1414 ACSR, 2156 A | 0 | 0 | 0 | 0 | 0 | 0 | 0 | 0 | 0 | 0 | 0 | 0 | 0 | 0 | 0 | 0 | 0 | 0 | 0 | 0 | 0 | 0 | 0 | 12
NO |  | 32 | 2012 | 7 | 35 | 35 |  | 94507 CRETE E.C. | N.I.P.S.CO. | 345 | 345 | SP | 0.42 | 0 | 0 | 1414 ACSR, 2156 A | 0 | 0 | 0 | 0 | 0 | 0 | 0 | 0 | 0 | 0 | 0 | 0 | 0 | 0 | 0 | 0 | 0 | 0 | 0 | 0 | 0 | 0 | 0 | 12
NO |  | 32 | 2012 | 8 | 2 | 2 |  | 345KV LINES UNDERGROUND |  | 0 | 0 |  | 0 | 0 | 0 | 345kV LINES UNDER | 0 | 0 | 0 | 0 | 0 | 0 | 0 | 0 | 0 | 0 | 0 | 0 | 0 | 0 | 0 | 0 | 0 | 0 | 0 | 0 | 0 | 0 | 0 | 12
NO |  | 32 | 2012 | 8 | 3 | 3 |  | 1309 FISK TERMINAL | WEST LOOP | 345 | 345 | UG | 4.87 | 0 | 0 | 1600mm2 XLPE | 0 | 0 | 0 | 0 | 0 | 0 | 0 | 0 | 0 | 0 | 0 | 0 | 0 | 0 | 0 | 0 | 0 | 0 | 0 | 0 | 0 | 0 | 0 | 12
NO |  | 32 | 2012 | 8 | 4 | 4 |  | 15323 TAYLOR | WEST LOOP | 345 | 345 | UG | 3.31 | 0 | 1 | 1600mm2 XLPE | 0 | 0 | 0 | 0 | 0 | 0 | 0 | 0 | 0 | 0 | 0 | 0 | 0 | 0 | 0 | 0 | 0 | 0 | 0 | 0 | 0 | 0 | 0 | 12
NO |  | 32 | 2012 | 8 | 5 | 5 |  | 15324 TAYLOR | FISK | 345 | 345 | UG | 2.2 | 0 | 0 | 1600mm2 XLPE | 0 | 0 | 0 | 0 | 0 | 0 | 0 | 0 | 0 | 0 | 0 | 0 | 0 | 0 | 0 | 0 | 0 | 0 | 0 | 0 | 0 | 0 | 0 | 12
NO |  | 32 | 2012 | 8 | 7 | 7 |  | 17724 TAYLOR | GARFIELD | 345 | 345 | UG | 6.08 | 0 | 0 | 2500KCMIL | 0 | 0 | 0 | 0 | 0 | 0 | 0 | 0 | 0 | 0 | 0 | 0 | 0 | 0 | 0 | 0 | 0 | 0 | 0 | 0 | 0 | 0 | 0 | 12
NO |  | 32 | 2012 | 8 | 9 | 9 |  | 138KV LINES OVERHEAD |  | 0 | 0 |  | 0 | 0 | 0 |  | 0 | 0 | 0 | 0 | 0 | 0 | 0 | 0 | 0 | 0 | 0 | 0 | 0 | 0 | 0 | 0 | 0 | 0 | 0 | 0 | 0 | 0 | 0 | 12
NO |  | 32 | 2012 | 8 | 10 | 10 |  | 0108 LASALLE CO. | SW TIE L-1205 | 138 | 138 | SP | 0.27 | 0 | 1 | 1113 ACSR | 0 | 0 | 0 | 0 | 0 | 0 | 0 | 0 | 0 | 0 | 0 | 0 | 0 | 0 | 0 | 0 | 0 | 0 | 0 | 0 | 0 | 0 | 0 | 12
NO |  | 32 | 2012 | 8 | 11 | 11 |  | 0108 LASALLE CO. | SW TIE L-1205 | 138 | 138 | WP | 3.05 | 0 | 0 | 664.8 ACSS | 0 | 0 | 0 | 0 | 0 | 0 | 0 | 0 | 0 | 0 | 0 | 0 | 0 | 0 | 0 | 0 | 0 | 0 | 0 | 0 | 0 | 0 | 0 | 12
NO |  | 32 | 2012 | 8 | 12 | 12 |  | 0108 LASALLE CO. | SW TIE L-1205 | 138 | 138 | WH | 0.3 | 0 | 0 | 664.8 ACSS | 0 | 0 | 0 | 0 | 0 | 0 | 0 | 0 | 0 | 0 | 0 | 0 | 0 | 0 | 0 | 0 | 0 | 0 | 0 | 0 | 0 | 0 | 0 | 12
NO |  | 32 | 2012 | 8 | 13 | 13 |  | 0108 LASALLE CO. | SW TIE L-1205 | 138 | 138 | ST | 0 | 12.89 | 0 | 300CU,477ACS | 0 | 0 | 0 | 0 | 0 | 0 | 0 | 0 | 0 | 0 | 0 | 0 | 0 | 0 | 0 | 0 | 0 | 0 | 0 | 0 | 0 | 0 | 0 | 12
NO |  | 32 | 2012 | 8 | 14 | 14 |  | 0108 TAP | SW TIE L-6102 | 138 | 138 | WP | 0.06 | 0 | 0 | 477 ACSR | 0 | 0 | 0 | 0 | 0 | 0 | 0 | 0 | 0 | 0 | 0 | 0 | 0 | 0 | 0 | 0 | 0 | 0 | 0 | 0 | 0 | 0 | 0 | 12
NO |  | 32 | 2012 | 8 | 15 | 15 |  | 0112 LASALLE CO. | KICKAPOO CREEK | 138 | 138 | WP | 1.32 | 0 | 1 | 636 ACSR | 0 | 0 | 0 | 0 | 0 | 0 | 0 | 0 | 0 | 0 | 0 | 0 | 0 | 0 | 0 | 0 | 0 | 0 | 0 | 0 | 0 | 0 | 0 | 12
NO |  | 32 | 2012 | 8 | 16 | 16 |  | 0112 LASALLE CO. | KICKAPOO CREEK | 138 | 138 | SP | 0.01 | 0 | 0 | 1113 ACSR | 0 | 0 | 0 | 0 | 0 | 0 | 0 | 0 | 0 | 0 | 0 | 0 | 0 | 0 | 0 | 0 | 0 | 0 | 0 | 0 | 0 | 0 | 0 | 12
NO |  | 32 | 2012 | 8 | 17 | 17 |  | 0321 POWERTON | TOULON | 138 | 138 | ST | 42.47 | 0 | 1 | 477,1113 ACSR | 0 | 0 | 0 | 0 | 0 | 0 | 0 | 0 | 0 | 0 | 0 | 0 | 0 | 0 | 0 | 0 | 0 | 0 | 0 | 0 | 0 | 0 | 0 | 12
NO |  | 32 | 2012 | 8 | 18 | 18 |  | 0321 POWERTON | TOULON | 138 | 138 | SP | 0.53 | 0 | 0 | 1113 ACSR | 0 | 0 | 0 | 0 | 0 | 0 | 0 | 0 | 0 | 0 | 0 | 0 | 0 | 0 | 0 | 0 | 0 | 0 | 0 | 0 | 0 | 0 | 0 | 12
NO |  | 32 | 2012 | 8 | 19 | 19 |  | 0703 STATE LINE | HEGEWISCH | 138 | 138 | ST | 0.26 | 2.4 | 1 | 1113 ACSR | 0 | 0 | 0 | 0 | 0 | 0 | 0 | 0 | 0 | 0 | 0 | 0 | 0 | 0 | 0 | 0 | 0 | 0 | 0 | 0 | 0 | 0 | 0 | 12
NO |  | 32 | 2012 | 8 | 20 | 20 |  | 0703 TAP | LTV STEEL | 138 | 138 | SP | 0.2 | 1.53 | 0 | 636 ACSR | 0 | 0 | 0 | 0 | 0 | 0 | 0 | 0 | 0 | 0 | 0 | 0 | 0 | 0 | 0 | 0 | 0 | 0 | 0 | 0 | 0 | 0 | 0 | 12
NO |  | 32 | 2012 | 8 | 21 | 21 |  | 0703 TAP | RIVER E.C. | 138 | 138 | ST | 0.02 | 0.25 | 0 | 477,636,1113 ACSR | 0 | 0 | 0 | 0 | 0 | 0 | 0 | 0 | 0 | 0 | 0 | 0 | 0 | 0 | 0 | 0 | 0 | 0 | 0 | 0 | 0 | 0 | 0 | 12
NO |  | 32 | 2012 | 8 | 22 | 22 |  | 0703 TAP | RIVER E.C. | 138 | 138 | SP | 0.1 | 0.19 | 0 | 1113 ACSR | 0 | 0 | 0 | 0 | 0 | 0 | 0 | 0 | 0 | 0 | 0 | 0 | 0 | 0 | 0 | 0 | 0 | 0 | 0 | 0 | 0 | 0 | 0 | 12
NO |  | 32 | 2012 | 8 | 23 | 23 |  | 0704 STATE LINE | RIVER E.C. | 138 | 138 | ST | 2.05 | 1.12 | 1 | 336.4,477,636,111 | 0 | 0 | 0 | 0 | 0 | 0 | 0 | 0 | 0 | 0 | 0 | 0 | 0 | 0 | 0 | 0 | 0 | 0 | 0 | 0 | 0 | 0 | 0 | 12
NO |  | 32 | 2012 | 8 | 24 | 24 |  | 0704 STATE LINE | RIVER E.C. | 138 | 138 | SP | 0.18 | 1.64 | 0 | 636 ACSR | 0 | 0 | 0 | 0 | 0 | 0 | 0 | 0 | 0 | 0 | 0 | 0 | 0 | 0 | 0 | 0 | 0 | 0 | 0 | 0 | 0 | 0 | 0 | 12
NO |  | 32 | 2012 | 8 | 25 | 25 |  | 0704 STATE LINE | RIVER E.C. | 138 | 138 | WP | 0.12 | 0 | 0 | 1113 ACSR | 0 | 0 | 0 | 0 | 0 | 0 | 0 | 0 | 0 | 0 | 0 | 0 | 0 | 0 | 0 | 0 | 0 | 0 | 0 | 0 | 0 | 0 | 0 | 12
NO |  | 32 | 2012 | 8 | 26 | 26 |  | 0704 TAP | TOWER AUTOMOTIVE | 138 | 138 | ST | 0.26 | 0 | 0 | 1113 ACSR | 0 | 0 | 0 | 0 | 0 | 0 | 0 | 0 | 0 | 0 | 0 | 0 | 0 | 0 | 0 | 0 | 0 | 0 | 0 | 0 | 0 | 0 | 0 | 12
NO |  | 32 | 2012 | 8 | 27 | 27 |  | 0704 TAP | TOWER AUTOMOTIVE | 138 | 138 | WP | 0.11 | 0 | 0 | 1113 ACSR | 0 | 0 | 0 | 0 | 0 | 0 | 0 | 0 | 0 | 0 | 0 | 0 | 0 | 0 | 0 | 0 | 0 | 0 | 0 | 0 | 0 | 0 | 0 | 12
NO |  | 32 | 2012 | 8 | 28 | 28 |  | 0704 TAP | LTV STEEL | 138 | 138 | WP | 0 | 0 | 0 | 636 ACSR | 0 | 0 | 0 | 0 | 0 | 0 | 0 | 0 | 0 | 0 | 0 | 0 | 0 | 0 | 0 | 0 | 0 | 0 | 0 | 0 | 0 | 0 | 0 | 12
NO |  | 32 | 2012 | 8 | 29 | 29 |  | 0705 STATE LINE | WASHINGTON PARK | 138 | 138 | SP | 0.62 | 7.41 | 1 | 2-1277.2 ACAR / 1 | 0 | 0 | 0 | 0 | 0 | 0 | 0 | 0 | 0 | 0 | 0 | 0 | 0 | 0 | 0 | 0 | 0 | 0 | 0 | 0 | 0 | 0 | 0 | 12
NO |  | 32 | 2012 | 8 | 30 | 30 |  | 0706 STATE LINE | CALUMET | 138 | 138 | SP | 0.05 | 1.12 | 1 | 1113,2156 ACSR | 0 | 0 | 0 | 0 | 0 | 0 | 0 | 0 | 0 | 0 | 0 | 0 | 0 | 0 | 0 | 0 | 0 | 0 | 0 | 0 | 0 | 0 | 0 | 12
NO |  | 32 | 2012 | 8 | 31 | 31 |  | 0706 STATE LINE | CALUMET | 138 | 138 | ST | 0.08 | 0.13 | 0 | 2-1277.2 ACAR / 1 | 0 | 0 | 0 | 0 | 0 | 0 | 0 | 0 | 0 | 0 | 0 | 0 | 0 | 0 | 0 | 0 | 0 | 0 | 0 | 0 | 0 | 0 | 0 | 12
NO |  | 32 | 2012 | 8 | 32 | 32 |  | 0706 STATE LINE | CALUMET | 138 | 138 | WP | 0.07 | 0 | 0 | 1113 ACSR | 0 | 0 | 0 | 0 | 0 | 0 | 0 | 0 | 0 | 0 | 0 | 0 | 0 | 0 | 0 | 0 | 0 | 0 | 0 | 0 | 0 | 0 | 0 | 12
NO |  | 32 | 2012 | 8 | 33 | 33 |  | 0707 STATE LINE | CALUMET | 138 | 138 | ST | 0.09 | 0.27 | 1 | 750 CU / 1113,215 | 0 | 0 | 0 | 0 | 0 | 0 | 0 | 0 | 0 | 0 | 0 | 0 | 0 | 0 | 0 | 0 | 0 | 0 | 0 | 0 | 0 | 0 | 0 | 12
NO |  | 32 | 2012 | 8 | 34 | 34 |  | 0707 STATE LINE | CALUMET | 138 | 138 | SP | 0.1 | 1.23 | 0 | 2156 ACSR | 0 | 0 | 0 | 0 | 0 | 0 | 0 | 0 | 0 | 0 | 0 | 0 | 0 | 0 | 0 | 0 | 0 | 0 | 0 | 0 | 0 | 0 | 0 | 12
NO |  | 32 | 2012 | 8 | 35 | 35 |  | 0707 STATE LINE | SW TIE L-0710 | 138 | 138 | SP | 0.14 | 0.64 | 0 | 1113 ACSR | 0 | 0 | 0 | 0 | 0 | 0 | 0 | 0 | 0 | 0 | 0 | 0 | 0 | 0 | 0 | 0 | 0 | 0 | 0 | 0 | 0 | 0 | 0 | 12
NO |  | 32 | 2012 | 9 | 1 | 1 |  | 0707 STATE LINE | SW TIE L-0710 | 138 | 138 | ST | 0 | 0.08 | 0 | 750 CU | 0 | 0 | 0 | 0 | 0 | 0 | 0 | 0 | 0 | 0 | 0 | 0 | 0 | 0 | 0 | 0 | 0 | 0 | 0 | 0 | 0 | 0 | 0 | 12
NO |  | 32 | 2012 | 9 | 2 | 2 |  | 0707 TAP | TAP TO T-3030 | 138 | 138 | ST | 0.18 | 0 | 0 | 2156 ACSR | 0 | 0 | 0 | 0 | 0 | 0 | 0 | 0 | 0 | 0 | 0 | 0 | 0 | 0 | 0 | 0 | 0 | 0 | 0 | 0 | 0 | 0 | 0 | 12
NO |  | 32 | 2012 | 9 | 3 | 3 |  | 0708 STATE LINE | CALUMET | 138 | 138 | ST | 0.13 | 0.43 | 1 | 750 CU / 1113,215 | 0 | 0 | 0 | 0 | 0 | 0 | 0 | 0 | 0 | 0 | 0 | 0 | 0 | 0 | 0 | 0 | 0 | 0 | 0 | 0 | 0 | 0 | 0 | 12
NO |  | 32 | 2012 | 9 | 4 | 4 |  | 0708 STATE LINE | CALUMET | 138 | 138 | SP | 0.09 | 1.2 | 0 | 2156 ACSR | 0 | 0 | 0 | 0 | 0 | 0 | 0 | 0 | 0 | 0 | 0 | 0 | 0 | 0 | 0 | 0 | 0 | 0 | 0 | 0 | 0 | 0 | 0 | 12
NO |  | 32 | 2012 | 9 | 5 | 5 |  | 0708 TAP | HARBOR | 138 | 138 | ST | 0.08 | 0.09 | 0 | 2156 ACSR | 0 | 0 | 0 | 0 | 0 | 0 | 0 | 0 | 0 | 0 | 0 | 0 | 0 | 0 | 0 | 0 | 0 | 0 | 0 | 0 | 0 | 0 | 0 | 12
NO |  | 32 | 2012 | 9 | 6 | 6 |  | 0708 TAP | HARBOR | 138 | 138 | SP | 0.12 | 0 | 0 | 2156 ACSR | 0 | 0 | 0 | 0 | 0 | 0 | 0 | 0 | 0 | 0 | 0 | 0 | 0 | 0 | 0 | 0 | 0 | 0 | 0 | 0 | 0 | 0 | 0 | 12
NO |  | 32 | 2012 | 9 | 7 | 7 |  | 0708 TAP | SW TIE L-0709 | 138 | 138 | ST | 0.08 | 0 | 0 | 1113 ACSR | 0 | 0 | 0 | 0 | 0 | 0 | 0 | 0 | 0 | 0 | 0 | 0 | 0 | 0 | 0 | 0 | 0 | 0 | 0 | 0 | 0 | 0 | 0 | 12
NO |  | 32 | 2012 | 9 | 8 | 8 |  | 0708 TAP | SW TIE L-0709 | 138 | 138 | SP | 0.07 | 0.64 | 0 | 1113 ACSR | 0 | 0 | 0 | 0 | 0 | 0 | 0 | 0 | 0 | 0 | 0 | 0 | 0 | 0 | 0 | 0 | 0 | 0 | 0 | 0 | 0 | 0 | 0 | 12
NO |  | 32 | 2012 | 9 | 9 | 9 |  | 0716 ILL-IND STATE LINE | CALUMET | 138 | 138 | WP | 0.09 | 0 | 1 | 1113 ACSR | 0 | 0 | 0 | 0 | 0 | 0 | 0 | 0 | 0 | 0 | 0 | 0 | 0 | 0 | 0 | 0 | 0 | 0 | 0 | 0 | 0 | 0 | 0 | 12
NO |  | 32 | 2012 | 9 | 10 | 10 |  | 0716 ILL-IND STATE LINE | CALUMET | 138 | 138 | SP | 0.1 | 1.18 | 0 | 2-1277.2 ACAR / 1 | 0 | 0 | 0 | 0 | 0 | 0 | 0 | 0 | 0 | 0 | 0 | 0 | 0 | 0 | 0 | 0 | 0 | 0 | 0 | 0 | 0 | 0 | 0 | 12
NO |  | 32 | 2012 | 9 | 11 | 11 |  | 0716 ILL-IND STATE LINE | CALUMET | 138 | 138 | ST | 0.04 | 0.13 | 0 | 2156 ACSR | 0 | 0 | 0 | 0 | 0 | 0 | 0 | 0 | 0 | 0 | 0 | 0 | 0 | 0 | 0 | 0 | 0 | 0 | 0 | 0 | 0 | 0 | 0 | 12
NO |  | 32 | 2012 | 9 | 12 | 12 |  | 0901 JOLIET | EAST FRANKFORT | 138 | 138 | ST | 0 | 14.77 | 1 | 300CU/636,1113/66 | 0 | 0 | 0 | 0 | 0 | 0 | 0 | 0 | 0 | 0 | 0 | 0 | 0 | 0 | 0 | 0 | 0 | 0 | 0 | 0 | 0 | 0 | 0 | 12
NO |  | 32 | 2012 | 9 | 13 | 13 |  | 0901 JOLIET | EAST FRANKFORT | 138 | 138 | SP | 0.08 | 0.3 | 0 | 300 CU | 0 | 0 | 0 | 0 | 0 | 0 | 0 | 0 | 0 | 0 | 0 | 0 | 0 | 0 | 0 | 0 | 0 | 0 | 0 | 0 | 0 | 0 | 0 | 12
NO |  | 32 | 2012 | 9 | 14 | 14 |  | 0901 TAP | DAVIS CREEK | 138 | 138 | WP | 0.44 | 0 | 0 | 477 ACSR | 0 | 0 | 0 | 0 | 0 | 0 | 0 | 0 | 0 | 0 | 0 | 0 | 0 | 0 | 0 | 0 | 0 | 0 | 0 | 0 | 0 | 0 | 0 | 12
NO |  | 32 | 2012 | 9 | 15 | 15 |  | 0901 TAP | DAVIS CREEK | 138 | 138 | WH | 19.23 | 0 | 0 | 477 ACSR | 0 | 0 | 0 | 0 | 0 | 0 | 0 | 0 | 0 | 0 | 0 | 0 | 0 | 0 | 0 | 0 | 0 | 0 | 0 | 0 | 0 | 0 | 0 | 12
NO |  | 32 | 2012 | 9 | 16 | 16 |  | 0901 TAP | DAVIS CREEK | 138 | 138 | SP | 0 | 0.76 | 0 | 477,1113 ACSR | 0 | 0 | 0 | 0 | 0 | 0 | 0 | 0 | 0 | 0 | 0 | 0 | 0 | 0 | 0 | 0 | 0 | 0 | 0 | 0 | 0 | 0 | 0 | 12
NO |  | 32 | 2012 | 9 | 17 | 17 |  | 0901 TAP | DAVIS CREEK | 138 | 138 | ST | 0.06 | 0.47 | 0 | 477,1113 ACSR | 0 | 0 | 0 | 0 | 0 | 0 | 0 | 0 | 0 | 0 | 0 | 0 | 0 | 0 | 0 | 0 | 0 | 0 | 0 | 0 | 0 | 0 | 0 | 12
NO |  | 32 | 2012 | 9 | 18 | 18 |  | 0902 JOLIET | EAST FRANKFORT | 138 | 138 | ST | 3.83 | 11.24 | 1 | 477,1113 ACSR, 66 | 0 | 0 | 0 | 0 | 0 | 0 | 0 | 0 | 0 | 0 | 0 | 0 | 0 | 0 | 0 | 0 | 0 | 0 | 0 | 0 | 0 | 0 | 0 | 12
NO |  | 32 | 2012 | 9 | 19 | 19 |  | 0902 JOLIET | EAST FRANKFORT | 138 | 138 | SP | 0.09 | 0 | 0 | 477 ACSR | 0 | 0 | 0 | 0 | 0 | 0 | 0 | 0 | 0 | 0 | 0 | 0 | 0 | 0 | 0 | 0 | 0 | 0 | 0 | 0 | 0 | 0 | 0 | 12
NO |  | 32 | 2012 | 9 | 20 | 20 |  | 0902 TAP | DAVIS CREEK | 138 | 138 | WP | 10.69 | 0 | 0 | 636 ACSR | 0 | 0 | 0 | 0 | 0 | 0 | 0 | 0 | 0 | 0 | 0 | 0 | 0 | 0 | 0 | 0 | 0 | 0 | 0 | 0 | 0 | 0 | 0 | 12
NO |  | 32 | 2012 | 9 | 21 | 21 |  | 0902 TAP | DAVIS CREEK | 138 | 138 | WH | 8.7 | 0 | 0 | 636 ACSR | 0 | 0 | 0 | 0 | 0 | 0 | 0 | 0 | 0 | 0 | 0 | 0 | 0 | 0 | 0 | 0 | 0 | 0 | 0 | 0 | 0 | 0 | 0 | 12
NO |  | 32 | 2012 | 9 | 22 | 22 |  | 0902 TAP | DAVIS CREEK | 138 | 138 | SP | 0.19 | 2.41 | 0 | 636,1113 ACSR | 0 | 0 | 0 | 0 | 0 | 0 | 0 | 0 | 0 | 0 | 0 | 0 | 0 | 0 | 0 | 0 | 0 | 0 | 0 | 0 | 0 | 0 | 0 | 12
NO |  | 32 | 2012 | 9 | 23 | 23 |  | 0902 TAP | DAVIS CREEK | 138 | 138 | ST | 0.06 | 0.63 | 0 | 1113 ACSR | 0 | 0 | 0 | 0 | 0 | 0 | 0 | 0 | 0 | 0 | 0 | 0 | 0 | 0 | 0 | 0 | 0 | 0 | 0 | 0 | 0 | 0 | 0 | 12
NO |  | 32 | 2012 | 9 | 24 | 24 |  | 0903 JOLIET | DRESDEN | 138 | 138 | ST | 0.24 | 7.66 | 1 | 1113 ACSR | 0 | 0 | 0 | 0 | 0 | 0 | 0 | 0 | 0 | 0 | 0 | 0 | 0 | 0 | 0 | 0 | 0 | 0 | 0 | 0 | 0 | 0 | 0 | 12
NO |  | 32 | 2012 | 9 | 25 | 25 |  | 0903 JOLIET | DRESDEN | 138 | 138 | SP | 0.49 | 6.94 | 0 | 1113 ACSR | 0 | 0 | 0 | 0 | 0 | 0 | 0 | 0 | 0 | 0 | 0 | 0 | 0 | 0 | 0 | 0 | 0 | 0 | 0 | 0 | 0 | 0 | 0 | 12
NO |  | 32 | 2012 | 9 | 26 | 26 |  | 0904 JOLIET | DRESDEN | 138 | 138 | ST | 0.33 | 9.43 | 1 | 300 CU / 1113 ACS | 0 | 0 | 0 | 0 | 0 | 0 | 0 | 0 | 0 | 0 | 0 | 0 | 0 | 0 | 0 | 0 | 0 | 0 | 0 | 0 | 0 | 0 | 0 | 12
NO |  | 32 | 2012 | 9 | 27 | 27 |  | 0904 JOLIET | DRESDEN | 138 | 138 | WP | 0.58 | 0 | 0 | 1113 ACSR | 0 | 0 | 0 | 0 | 0 | 0 | 0 | 0 | 0 | 0 | 0 | 0 | 0 | 0 | 0 | 0 | 0 | 0 | 0 | 0 | 0 | 0 | 0 | 12
NO |  | 32 | 2012 | 9 | 28 | 28 |  | 0904 JOLIET | DRESDEN | 138 | 138 | SP | 4.87 | 0.08 | 0 | 1113 ACSR | 0 | 0 | 0 | 0 | 0 | 0 | 0 | 0 | 0 | 0 | 0 | 0 | 0 | 0 | 0 | 0 | 0 | 0 | 0 | 0 | 0 | 0 | 0 | 12
NO |  | 32 | 2012 | 9 | 29 | 29 |  | 0905 JOLIET | WILL COUNTY | 138 | 138 | ST | 5.2 | 11.02 | 1 | 300 CU / 477 ACSR | 0 | 0 | 0 | 0 | 0 | 0 | 0 | 0 | 0 | 0 | 0 | 0 | 0 | 0 | 0 | 0 | 0 | 0 | 0 | 0 | 0 | 0 | 0 | 12
NO |  | 32 | 2012 | 9 | 30 | 30 |  | 0905 JOLIET | WILL COUNTY | 138 | 138 | WP | 0.14 | 0 | 0 | 300 CU | 0 | 0 | 0 | 0 | 0 | 0 | 0 | 0 | 0 | 0 | 0 | 0 | 0 | 0 | 0 | 0 | 0 | 0 | 0 | 0 | 0 | 0 | 0 | 12
NO |  | 32 | 2012 | 9 | 31 | 31 |  | 0905 JOLIET | WILL COUNTY | 138 | 138 | SP | 0.1 | 0 | 0 | 300 CU | 0 | 0 | 0 | 0 | 0 | 0 | 0 | 0 | 0 | 0 | 0 | 0 | 0 | 0 | 0 | 0 | 0 | 0 | 0 | 0 | 0 | 0 | 0 | 12
NO |  | 32 | 2012 | 9 | 32 | 32 |  | 0905 TAP | JOLIET TR.# 79 | 138 | 138 | WP | 0.01 | 0 | 0 | 477 ACSR | 0 | 0 | 0 | 0 | 0 | 0 | 0 | 0 | 0 | 0 | 0 | 0 | 0 | 0 | 0 | 0 | 0 | 0 | 0 | 0 | 0 | 0 | 0 | 12
NO |  | 32 | 2012 | 9 | 33 | 33 |  | 0906 JOLIET | WILL COUNTY | 138 | 138 | ST | 0.48 | 7.72 | 1 | 300 CU / 477,900 | 0 | 0 | 0 | 0 | 0 | 0 | 0 | 0 | 0 | 0 | 0 | 0 | 0 | 0 | 0 | 0 | 0 | 0 | 0 | 0 | 0 | 0 | 0 | 12
NO |  | 32 | 2012 | 9 | 34 | 34 |  | 0906 JOLIET | WILL COUNTY | 138 | 138 | WH | 4.91 | 0 | 0 | 300 CU / 477 ACSR | 0 | 0 | 0 | 0 | 0 | 0 | 0 | 0 | 0 | 0 | 0 | 0 | 0 | 0 | 0 | 0 | 0 | 0 | 0 | 0 | 0 | 0 | 0 | 12
NO |  | 32 | 2012 | 9 | 35 | 35 |  | 0907 JOLIET | WOLFS | 138 | 138 | ST | 2.85 | 15.67 | 1 | 300 CU / 1113 ACS | 0 | 0 | 0 | 0 | 0 | 0 | 0 | 0 | 0 | 0 | 0 | 0 | 0 | 0 | 0 | 0 | 0 | 0 | 0 | 0 | 0 | 0 | 0 | 12
NO |  | 32 | 2012 | 10 | 1 | 1 |  | 0907 JOLIET | WOLFS | 138 | 138 | SP | 0 | 0.08 | 0 | 1113 ACSR | 0 | 0 | 0 | 0 | 0 | 0 | 0 | 0 | 0 | 0 | 0 | 0 | 0 | 0 | 0 | 0 | 0 | 0 | 0 | 0 | 0 | 0 | 0 | 12
NO |  | 32 | 2012 | 10 | 2 | 2 |  | 0907 JOLIET | WOLFS | 138 | 138 | WH | 0 | 0.06 | 0 | 300 CU | 0 | 0 | 0 | 0 | 0 | 0 | 0 | 0 | 0 | 0 | 0 | 0 | 0 | 0 | 0 | 0 | 0 | 0 | 0 | 0 | 0 | 0 | 0 | 12
NO |  | 32 | 2012 | 10 | 3 | 3 |  | 0908 JOLIET | SHOREWOOD | 138 | 138 | ST | 0.34 | 7.78 | 1 | 1113 ACSR | 0 | 0 | 0 | 0 | 0 | 0 | 0 | 0 | 0 | 0 | 0 | 0 | 0 | 0 | 0 | 0 | 0 | 0 | 0 | 0 | 0 | 0 | 0 | 12
NO |  | 32 | 2012 | 10 | 4 | 4 |  | 0908 JOLIET | SHOREWOOD | 138 | 138 | WP | 0.13 | 0 | 0 | 1113 ACSR | 0 | 0 | 0 | 0 | 0 | 0 | 0 | 0 | 0 | 0 | 0 | 0 | 0 | 0 | 0 | 0 | 0 | 0 | 0 | 0 | 0 | 0 | 0 | 12
NO |  | 32 | 2012 | 10 | 5 | 5 |  | 0908 JOLIET | SHOREWOOD | 138 | 138 | WH | 5.74 | 0 | 0 | 1113 ACSR | 0 | 0 | 0 | 0 | 0 | 0 | 0 | 0 | 0 | 0 | 0 | 0 | 0 | 0 | 0 | 0 | 0 | 0 | 0 | 0 | 0 | 0 | 0 | 12
NO |  | 32 | 2012 | 10 | 6 | 6 |  | 0908 TAP | HILLCREST | 138 | 138 | WP | 0.05 | 0 | 0 | 477 ACSR | 0 | 0 | 0 | 0 | 0 | 0 | 0 | 0 | 0 | 0 | 0 | 0 | 0 | 0 | 0 | 0 | 0 | 0 | 0 | 0 | 0 | 0 | 0 | 12
NO |  | 32 | 2012 | 10 | 7 | 7 |  | 1106 FISK | QUARRY | 138 | 138 | SP | 0.36 | 0.22 | 1 | 1113 ACSR | 0 | 0 | 0 | 0 | 0 | 0 | 0 | 0 | 0 | 0 | 0 | 0 | 0 | 0 | 0 | 0 | 0 | 0 | 0 | 0 | 0 | 0 | 0 | 12
NO |  | 32 | 2012 | 10 | 8 | 8 |  | 1108 FISK | QUARRY | 138 | 138 | SP | 0.17 | 0.26 | 1 | 1113ACSR | 0 | 0 | 0 | 0 | 0 | 0 | 0 | 0 | 0 | 0 | 0 | 0 | 0 | 0 | 0 | 0 | 0 | 0 | 0 | 0 | 0 | 0 | 0 | 12
NO |  | 32 | 2012 | 10 | 9 | 9 |  | 1205 DRESDEN | SW TIE L-0108 | 138 | 138 | ST | 0.94 | 14.73 | 1 | 300 CU / 477,1113 | 0 | 0 | 0 | 0 | 0 | 0 | 0 | 0 | 0 | 0 | 0 | 0 | 0 | 0 | 0 | 0 | 0 | 0 | 0 | 0 | 0 | 0 | 0 | 12
NO |  | 32 | 2012 | 10 | 10 | 10 |  | 1205 DRESDEN | SW TIE L-0108 | 138 | 138 | SP | 0.74 | 0 | 0 | 1113 ACSR | 0 | 0 | 0 | 0 | 0 | 0 | 0 | 0 | 0 | 0 | 0 | 0 | 0 | 0 | 0 | 0 | 0 | 0 | 0 | 0 | 0 | 0 | 0 | 12
NO |  | 32 | 2012 | 10 | 11 | 11 |  | 1205 DRESDEN | SW TIE L-0108 | 138 | 138 | WP | 0.07 | 0 | 0 | 477,1113 ACSR | 0 | 0 | 0 | 0 | 0 | 0 | 0 | 0 | 0 | 0 | 0 | 0 | 0 | 0 | 0 | 0 | 0 | 0 | 0 | 0 | 0 | 0 | 0 | 12
NO |  | 32 | 2012 | 10 | 12 | 12 |  | 1205 TAP | MAZON | 138 | 138 | SP | 0.09 | 0 | 0 | 477 ACSR | 0 | 0 | 0 | 0 | 0 | 0 | 0 | 0 | 0 | 0 | 0 | 0 | 0 | 0 | 0 | 0 | 0 | 0 | 0 | 0 | 0 | 0 | 0 | 12
NO |  | 32 | 2012 | 10 | 13 | 13 |  | 1206 DRESDEN | SW TIE L-7413 | 138 | 138 | ST | 8.18 | 7.87 | 1 | 300 CU / 477,1113 | 0 | 0 | 0 | 0 | 0 | 0 | 0 | 0 | 0 | 0 | 0 | 0 | 0 | 0 | 0 | 0 | 0 | 0 | 0 | 0 | 0 | 0 | 0 | 12
NO |  | 32 | 2012 | 10 | 14 | 14 |  | 1206 DRESDEN | SW TIE L-7413 | 138 | 138 | SP | 0.35 | 0 | 0 | 1113 ACSR | 0 | 0 | 0 | 0 | 0 | 0 | 0 | 0 | 0 | 0 | 0 | 0 | 0 | 0 | 0 | 0 | 0 | 0 | 0 | 0 | 0 | 0 | 0 | 12
NO |  | 32 | 2012 | 10 | 15 | 15 |  | 1206 DRESDEN | SW TIE L-7413 | 138 | 138 | WP | 0.07 | 0 | 0 | 300 CU / 1113 ACS | 0 | 0 | 0 | 0 | 0 | 0 | 0 | 0 | 0 | 0 | 0 | 0 | 0 | 0 | 0 | 0 | 0 | 0 | 0 | 0 | 0 | 0 | 0 | 12
NO |  | 32 | 2012 | 10 | 16 | 16 |  | 1206 TAP | MAZON | 138 | 138 | WP | 0.07 | 0 | 0 | 266.8 ACSR | 0 | 0 | 0 | 0 | 0 | 0 | 0 | 0 | 0 | 0 | 0 | 0 | 0 | 0 | 0 | 0 | 0 | 0 | 0 | 0 | 0 | 0 | 0 | 12
NO |  | 32 | 2012 | 10 | 17 | 17 |  | 1207 DRESDEN | WILMINGTON | 138 | 138 | WP | 13.05 | 0 | 1 | 636 ACSR | 0 | 0 | 0 | 0 | 0 | 0 | 0 | 0 | 0 | 0 | 0 | 0 | 0 | 0 | 0 | 0 | 0 | 0 | 0 | 0 | 0 | 0 | 0 | 12
NO |  | 32 | 2012 | 10 | 18 | 18 |  | 1207 DRESDEN | WILMINGTON | 138 | 138 | WH | 0.14 | 0 | 0 | 636 ACSR | 0 | 0 | 0 | 0 | 0 | 0 | 0 | 0 | 0 | 0 | 0 | 0 | 0 | 0 | 0 | 0 | 0 | 0 | 0 | 0 | 0 | 0 | 0 | 12
NO |  | 32 | 2012 | 10 | 19 | 19 |  | 1210 DRESDEN | SHOREWOOD | 138 | 138 | WP | 4.01 | 0 | 1 | 1113 AA / 1113 AC | 0 | 0 | 0 | 0 | 0 | 0 | 0 | 0 | 0 | 0 | 0 | 0 | 0 | 0 | 0 | 0 | 0 | 0 | 0 | 0 | 0 | 0 | 0 | 12
NO |  | 32 | 2012 | 10 | 20 | 20 |  | 1210 DRESDEN | SHOREWOOD | 138 | 138 | WH | 8.79 | 0 | 0 | 1113 AA / 1113 AC | 0 | 0 | 0 | 0 | 0 | 0 | 0 | 0 | 0 | 0 | 0 | 0 | 0 | 0 | 0 | 0 | 0 | 0 | 0 | 0 | 0 | 0 | 0 | 12
NO |  | 32 | 2012 | 10 | 21 | 21 |  | 1306 RIDGELAND | CRAWFORD | 138 | 138 | ST | 0.05 | 0.73 | 1 | 1113 ACSR | 0 | 0 | 0 | 0 | 0 | 0 | 0 | 0 | 0 | 0 | 0 | 0 | 0 | 0 | 0 | 0 | 0 | 0 | 0 | 0 | 0 | 0 | 0 | 12
NO |  | 32 | 2012 | 10 | 22 | 22 |  | 1306 RIDGELAND | CRAWFORD | 138 | 138 | SP | 0.36 | 2.44 | 0 | 1113 ACSR | 0 | 0 | 0 | 0 | 0 | 0 | 0 | 0 | 0 | 0 | 0 | 0 | 0 | 0 | 0 | 0 | 0 | 0 | 0 | 0 | 0 | 0 | 0 | 12
NO |  | 32 | 2012 | 10 | 23 | 23 |  | 1315 RIDGELAND | CRAWFORD | 138 | 138 | ST | 0.16 | 1.2 | 1 | 900, 1113 ACSR | 0 | 0 | 0 | 0 | 0 | 0 | 0 | 0 | 0 | 0 | 0 | 0 | 0 | 0 | 0 | 0 | 0 | 0 | 0 | 0 | 0 | 0 | 0 | 12
NO |  | 32 | 2012 | 10 | 24 | 24 |  | 1315 RIDGELAND | CRAWFORD | 138 | 138 | SP | 0.27 | 2.66 | 0 | 1113 ACSR | 0 | 0 | 0 | 0 | 0 | 0 | 0 | 0 | 0 | 0 | 0 | 0 | 0 | 0 | 0 | 0 | 0 | 0 | 0 | 0 | 0 | 0 | 0 | 12
NO |  | 32 | 2012 | 10 | 25 | 25 |  | 1315 RIDGELAND | CRAWFORD | 138 | 138 | WP | 0.03 | 0 | 0 | 900 ACSR | 0 | 0 | 0 | 0 | 0 | 0 | 0 | 0 | 0 | 0 | 0 | 0 | 0 | 0 | 0 | 0 | 0 | 0 | 0 | 0 | 0 | 0 | 0 | 12
NO |  | 32 | 2012 | 10 | 26 | 26 |  | 1321 CRAWFORD | CONGRESS | 138 | 138 | SP | 0.31 | 0.4 | 1 | 1113 ACSR | 0 | 0 | 0 | 0 | 0 | 0 | 0 | 0 | 0 | 0 | 0 | 0 | 0 | 0 | 0 | 0 | 0 | 0 | 0 | 0 | 0 | 0 | 0 | 12
NO |  | 32 | 2012 | 10 | 27 | 27 |  | 1321 CRAWFORD | CONGRESS | 138 | 138 | ST | 0.28 | 3.99 | 0 | 1113 ACSR | 0 | 0 | 0 | 0 | 0 | 0 | 0 | 0 | 0 | 0 | 0 | 0 | 0 | 0 | 0 | 0 | 0 | 0 | 0 | 0 | 0 | 0 | 0 | 12
NO |  | 32 | 2012 | 10 | 28 | 28 |  | 1322 CRAWFORD | BEDFORD PARK | 138 | 138 | ST | 0.29 | 3.19 | 1 | 1113 ACSR | 0 | 0 | 0 | 0 | 0 | 0 | 0 | 0 | 0 | 0 | 0 | 0 | 0 | 0 | 0 | 0 | 0 | 0 | 0 | 0 | 0 | 0 | 0 | 12
NO |  | 32 | 2012 | 10 | 29 | 29 |  | 1322 CRAWFORD | BEDFORD PARK | 138 | 138 | SP | 0.02 | 4.27 | 0 | 2-556.5,1113 ACSR | 0 | 0 | 0 | 0 | 0 | 0 | 0 | 0 | 0 | 0 | 0 | 0 | 0 | 0 | 0 | 0 | 0 | 0 | 0 | 0 | 0 | 0 | 0 | 12
NO |  | 32 | 2012 | 10 | 30 | 30 |  | 1322 CRAWFORD | BEDFORD PARK | 138 | 138 | WP | 0.05 | 0 | 0 | 1113 ACSR | 0 | 0 | 0 | 0 | 0 | 0 | 0 | 0 | 0 | 0 | 0 | 0 | 0 | 0 | 0 | 0 | 0 | 0 | 0 | 0 | 0 | 0 | 0 | 12
NO |  | 32 | 2012 | 10 | 31 | 31 |  | 1323 CRAWFORD | CONGRESS | 138 | 138 | SP | 0.43 | 0.31 | 1 | 1113 ACSR | 0 | 0 | 0 | 0 | 0 | 0 | 0 | 0 | 0 | 0 | 0 | 0 | 0 | 0 | 0 | 0 | 0 | 0 | 0 | 0 | 0 | 0 | 0 | 12
NO |  | 32 | 2012 | 10 | 32 | 32 |  | 1323 CRAWFORD | CONGRESS | 138 | 138 | ST | 0.12 | 4.26 | 0 | 1113 ACSR | 0 | 0 | 0 | 0 | 0 | 0 | 0 | 0 | 0 | 0 | 0 | 0 | 0 | 0 | 0 | 0 | 0 | 0 | 0 | 0 | 0 | 0 | 0 | 12
NO |  | 32 | 2012 | 10 | 33 | 33 |  | 1324 CRAWFORD | BEDFORD PARK | 138 | 138 | ST | 0.28 | 2.82 | 1 | 1113 ACSR | 0 | 0 | 0 | 0 | 0 | 0 | 0 | 0 | 0 | 0 | 0 | 0 | 0 | 0 | 0 | 0 | 0 | 0 | 0 | 0 | 0 | 0 | 0 | 12
NO |  | 32 | 2012 | 10 | 34 | 34 |  | 1324 CRAWFORD | BEDFORD PARK | 138 | 138 | SP | 0.02 | 4.27 | 0 | 2-556.5,1113 ACSR | 0 | 0 | 0 | 0 | 0 | 0 | 0 | 0 | 0 | 0 | 0 | 0 | 0 | 0 | 0 | 0 | 0 | 0 | 0 | 0 | 0 | 0 | 0 | 12
NO |  | 32 | 2012 | 10 | 35 | 35 |  | 1324 CRAWFORD | BEDFORD PARK | 138 | 138 | WP | 0.41 | 0 | 0 | 1113 ACSR | 0 | 0 | 0 | 0 | 0 | 0 | 0 | 0 | 0 | 0 | 0 | 0 | 0 | 0 | 0 | 0 | 0 | 0 | 0 | 0 | 0 | 0 | 0 | 12
NO |  | 32 | 2012 | 11 | 1 | 1 |  | 1352 POWERTON | JUNCTION B | 138 | 138 | ST | 0.19 | 4.42 | 1 | 477 ACSR | 0 | 0 | 0 | 0 | 0 | 0 | 0 | 0 | 0 | 0 | 0 | 0 | 0 | 0 | 0 | 0 | 0 | 0 | 0 | 0 | 0 | 0 | 0 | 12
NO |  | 32 | 2012 | 11 | 2 | 2 |  | 1352 POWERTON | JUNCTION B | 138 | 138 | WH | 0.9 | 0 | 0 | 477 ACSR | 0 | 0 | 0 | 0 | 0 | 0 | 0 | 0 | 0 | 0 | 0 | 0 | 0 | 0 | 0 | 0 | 0 | 0 | 0 | 0 | 0 | 0 | 0 | 12
NO |  | 32 | 2012 | 11 | 3 | 3 |  | 1352 TAP | IPCO | 138 | 138 | ST | 0.09 | 0 | 0 | 1113 ACSR | 0 | 0 | 0 | 0 | 0 | 0 | 0 | 0 | 0 | 0 | 0 | 0 | 0 | 0 | 0 | 0 | 0 | 0 | 0 | 0 | 0 | 0 | 0 | 12
NO |  | 32 | 2012 | 11 | 4 | 4 |  | 1352 TAP | IPCO | 138 | 138 | WH | 0.05 | 0 | 0 | 1113 ACSR | 0 | 0 | 0 | 0 | 0 | 0 | 0 | 0 | 0 | 0 | 0 | 0 | 0 | 0 | 0 | 0 | 0 | 0 | 0 | 0 | 0 | 0 | 0 | 12
NO |  | 32 | 2012 | 11 | 5 | 5 |  | 1382 (IPCO) TAP | MINONK | 138 | 138 | WH | 0.01 | 0 | 1 | 477 ACSR | 0 | 0 | 0 | 0 | 0 | 0 | 0 | 0 | 0 | 0 | 0 | 0 | 0 | 0 | 0 | 0 | 0 | 0 | 0 | 0 | 0 | 0 | 0 | 12
NO |  | 32 | 2012 | 11 | 6 | 6 |  | 1603 WAUKEGAN | SW TIE L-4203 | 138 | 138 | ST | 0.28 | 14.84 | 1 | 300 CU / 477,1113 | 0 | 0 | 0 | 0 | 0 | 0 | 0 | 0 | 0 | 0 | 0 | 0 | 0 | 0 | 0 | 0 | 0 | 0 | 0 | 0 | 0 | 0 | 0 | 12
NO |  | 32 | 2012 | 11 | 7 | 7 |  | 1603 WAUKEGAN | SW TIE L-4203 | 138 | 138 | SP | 0.32 | 0.02 | 0 | 300 CU / 477,1113 | 0 | 0 | 0 | 0 | 0 | 0 | 0 | 0 | 0 | 0 | 0 | 0 | 0 | 0 | 0 | 0 | 0 | 0 | 0 | 0 | 0 | 0 | 0 | 12
NO |  | 32 | 2012 | 11 | 8 | 8 |  | 1604 WAUKEGAN | LIBERTYVILLE | 138 | 138 | ST | 0.24 | 13.76 | 1 | 1113 ACSR | 0 | 0 | 0 | 0 | 0 | 0 | 0 | 0 | 0 | 0 | 0 | 0 | 0 | 0 | 0 | 0 | 0 | 0 | 0 | 0 | 0 | 0 | 0 | 12
NO |  | 32 | 2012 | 11 | 9 | 9 |  | 1604 WAUKEGAN | LIBERTYVILLE | 138 | 138 | SP | 0.1 | 0 | 0 | 1113 ACSR | 0 | 0 | 0 | 0 | 0 | 0 | 0 | 0 | 0 | 0 | 0 | 0 | 0 | 0 | 0 | 0 | 0 | 0 | 0 | 0 | 0 | 0 | 0 | 12
NO |  | 32 | 2012 | 11 | 10 | 10 |  | 1604 WAUKEGAN | LIBERTYVILLE | 138 | 138 | WH | 0.05 | 0 | 0 | 1113 ACSR | 0 | 0 | 0 | 0 | 0 | 0 | 0 | 0 | 0 | 0 | 0 | 0 | 0 | 0 | 0 | 0 | 0 | 0 | 0 | 0 | 0 | 0 | 0 | 12
NO |  | 32 | 2012 | 11 | 11 | 11 |  | 1605 WAUKEGAN | HIGHLAND PARK | 138 | 138 | ST | 0.36 | 16.21 | 1 | 1113 ACSR | 0 | 0 | 0 | 0 | 0 | 0 | 0 | 0 | 0 | 0 | 0 | 0 | 0 | 0 | 0 | 0 | 0 | 0 | 0 | 0 | 0 | 0 | 0 | 12
NO |  | 32 | 2012 | 11 | 12 | 12 |  | 1605 WAUKEGAN | HIGHLAND PARK | 138 | 138 | WP | 0.3 | 0 | 0 | 1113 ACSR | 0 | 0 | 0 | 0 | 0 | 0 | 0 | 0 | 0 | 0 | 0 | 0 | 0 | 0 | 0 | 0 | 0 | 0 | 0 | 0 | 0 | 0 | 0 | 12
NO |  | 32 | 2012 | 11 | 13 | 13 |  | 1605 WAUKEGAN | HIGHLAND PARK | 138 | 138 | SP | 0 | 0.28 | 0 | 1113 ACSR | 0 | 0 | 0 | 0 | 0 | 0 | 0 | 0 | 0 | 0 | 0 | 0 | 0 | 0 | 0 | 0 | 0 | 0 | 0 | 0 | 0 | 0 | 0 | 12
NO |  | 32 | 2012 | 11 | 14 | 14 |  | 1606 WAUKEGAN | HIGHLAND PARK | 138 | 138 | ST | 0.37 | 16.21 | 1 | 1113 ACSR | 0 | 0 | 0 | 0 | 0 | 0 | 0 | 0 | 0 | 0 | 0 | 0 | 0 | 0 | 0 | 0 | 0 | 0 | 0 | 0 | 0 | 0 | 0 | 12
NO |  | 32 | 2012 | 11 | 15 | 15 |  | 1606 WAUKEGAN | HIGHLAND PARK | 138 | 138 | WP | 0.31 | 0 | 0 | 1113 ACSR | 0 | 0 | 0 | 0 | 0 | 0 | 0 | 0 | 0 | 0 | 0 | 0 | 0 | 0 | 0 | 0 | 0 | 0 | 0 | 0 | 0 | 0 | 0 | 12
NO |  | 32 | 2012 | 11 | 16 | 16 |  | 1606 WAUKEGAN | HIGHLAND PARK | 138 | 138 | SP | 0 | 0.28 | 0 | 1113 ACSR | 0 | 0 | 0 | 0 | 0 | 0 | 0 | 0 | 0 | 0 | 0 | 0 | 0 | 0 | 0 | 0 | 0 | 0 | 0 | 0 | 0 | 0 | 0 | 12
NO |  | 32 | 2012 | 11 | 17 | 17 |  | 1607 WAUKEGAN | SW TIE L-4202 | 138 | 138 | ST | 0.32 | 14.97 | 1 | 300 CU / 477,1113 | 0 | 0 | 0 | 0 | 0 | 0 | 0 | 0 | 0 | 0 | 0 | 0 | 0 | 0 | 0 | 0 | 0 | 0 | 0 | 0 | 0 | 0 | 0 | 12
NO |  | 32 | 2012 | 11 | 18 | 18 |  | 1607 WAUKEGAN | SW TIE L-4202 | 138 | 138 | SP | 0.19 | 0.02 | 0 | 300 CU | 0 | 0 | 0 | 0 | 0 | 0 | 0 | 0 | 0 | 0 | 0 | 0 | 0 | 0 | 0 | 0 | 0 | 0 | 0 | 0 | 0 | 0 | 0 | 12
NO |  | 32 | 2012 | 11 | 19 | 19 |  | 1607 TAP | ROUND LAKE | 138 | 138 | SP | 0.03 | 0 | 0 | 477 ACSR | 0 | 0 | 0 | 0 | 0 | 0 | 0 | 0 | 0 | 0 | 0 | 0 | 0 | 0 | 0 | 0 | 0 | 0 | 0 | 0 | 0 | 0 | 0 | 12
NO |  | 32 | 2012 | 11 | 20 | 20 |  | 1608 WAUKEGAN | LIBERTYVILLE | 138 | 138 | ST | 0.23 | 13.78 | 1 | 1113 ACSR | 0 | 0 | 0 | 0 | 0 | 0 | 0 | 0 | 0 | 0 | 0 | 0 | 0 | 0 | 0 | 0 | 0 | 0 | 0 | 0 | 0 | 0 | 0 | 12
NO |  | 32 | 2012 | 11 | 21 | 21 |  | 1608 WAUKEGAN | LIBERTYVILLE | 138 | 138 | SP | 0.09 | 0 | 0 | 1113 ACSR | 0 | 0 | 0 | 0 | 0 | 0 | 0 | 0 | 0 | 0 | 0 | 0 | 0 | 0 | 0 | 0 | 0 | 0 | 0 | 0 | 0 | 0 | 0 | 12
NO |  | 32 | 2012 | 11 | 22 | 22 |  | 1608 WAUKEGAN | LIBERTYVILLE | 138 | 138 | WH | 0.05 | 0 | 0 | 1113 ACSR | 0 | 0 | 0 | 0 | 0 | 0 | 0 | 0 | 0 | 0 | 0 | 0 | 0 | 0 | 0 | 0 | 0 | 0 | 0 | 0 | 0 | 0 | 0 | 12
NO |  | 32 | 2012 | 11 | 23 | 23 |  | 1609 WAUKEGAN | ZION TDC 282 | 138 | 138 | WH | 5.57 | 0 | 1 | 1113 ACSR | 0 | 0 | 0 | 0 | 0 | 0 | 0 | 0 | 0 | 0 | 0 | 0 | 0 | 0 | 0 | 0 | 0 | 0 | 0 | 0 | 0 | 0 | 0 | 12
NO |  | 32 | 2012 | 11 | 24 | 24 |  | 1609 WAUKEGAN | ZION TDC 282 | 138 | 138 | WP | 0.46 | 0 | 0 | 900,1113 ACSR | 0 | 0 | 0 | 0 | 0 | 0 | 0 | 0 | 0 | 0 | 0 | 0 | 0 | 0 | 0 | 0 | 0 | 0 | 0 | 0 | 0 | 0 | 0 | 12
NO |  | 32 | 2012 | 11 | 25 | 25 |  | 1609 WAUKEGAN | ZION TDC 282 | 138 | 138 | ST | 4.06 | 1.79 | 0 | 1113 ACSR | 0 | 0 | 0 | 0 | 0 | 0 | 0 | 0 | 0 | 0 | 0 | 0 | 0 | 0 | 0 | 0 | 0 | 0 | 0 | 0 | 0 | 0 | 0 | 12
NO |  | 32 | 2012 | 11 | 26 | 26 |  | 1609 WAUKEGAN | ZION TDC 282 | 138 | 138 | SP | 0.31 | 0 | 0 | 1113 ACSR | 0 | 0 | 0 | 0 | 0 | 0 | 0 | 0 | 0 | 0 | 0 | 0 | 0 | 0 | 0 | 0 | 0 | 0 | 0 | 0 | 0 | 0 | 0 | 12
NO |  | 32 | 2012 | 11 | 27 | 27 |  | 1802 WILL COUNTY | WILLOW SPRINGS | 138 | 138 | ST | 3.19 | 9.74 | 1 | 1113 ACSR | 0 | 0 | 0 | 0 | 0 | 0 | 0 | 0 | 0 | 0 | 0 | 0 | 0 | 0 | 0 | 0 | 0 | 0 | 0 | 0 | 0 | 0 | 0 | 12
NO |  | 32 | 2012 | 11 | 28 | 28 |  | 1802 WILL COUNTY | WILLOW SPRINGS | 138 | 138 | SP | 0.12 | 0.43 | 0 | 1113 ACSR | 0 | 0 | 0 | 0 | 0 | 0 | 0 | 0 | 0 | 0 | 0 | 0 | 0 | 0 | 0 | 0 | 0 | 0 | 0 | 0 | 0 | 0 | 0 | 12
NO |  | 32 | 2012 | 11 | 29 | 29 |  | 1802 WILL COUNTY | WILLOW SPRINGS | 138 | 138 | WP | 0.07 | 0 | 0 | 1113 ACSR | 0 | 0 | 0 | 0 | 0 | 0 | 0 | 0 | 0 | 0 | 0 | 0 | 0 | 0 | 0 | 0 | 0 | 0 | 0 | 0 | 0 | 0 | 0 | 12
NO |  | 32 | 2012 | 11 | 30 | 30 |  | 1803 WILL COUNTY | LISLE | 138 | 138 | ST | 0.22 | 1.52 | 1 | 2-556.5 ACSR | 0 | 0 | 0 | 0 | 0 | 0 | 0 | 0 | 0 | 0 | 0 | 0 | 0 | 0 | 0 | 0 | 0 | 0 | 0 | 0 | 0 | 0 | 0 | 12
NO |  | 32 | 2012 | 11 | 31 | 31 |  | 1803 WILL COUNTY | LISLE | 138 | 138 | SP | 3.41 | 9.2 | 0 | 2-556.5,1113 ACSR | 0 | 0 | 0 | 0 | 0 | 0 | 0 | 0 | 0 | 0 | 0 | 0 | 0 | 0 | 0 | 0 | 0 | 0 | 0 | 0 | 0 | 0 | 0 | 12
NO |  | 32 | 2012 | 11 | 32 | 32 |  | 1803 WILL COUNTY | LISLE | 138 | 138 | WP | 0.02 | 0 | 0 | 2-556.5,1113 ACSR | 0 | 0 | 0 | 0 | 0 | 0 | 0 | 0 | 0 | 0 | 0 | 0 | 0 | 0 | 0 | 0 | 0 | 0 | 0 | 0 | 0 | 0 | 0 | 12
NO |  | 32 | 2012 | 11 | 33 | 33 |  | 1804 WILL COUNTY | WOLFS | 138 | 138 | ST | 5.44 | 8.72 | 1 | 477,900,1113 ACSR | 0 | 0 | 0 | 0 | 0 | 0 | 0 | 0 | 0 | 0 | 0 | 0 | 0 | 0 | 0 | 0 | 0 | 0 | 0 | 0 | 0 | 0 | 0 | 12
NO |  | 32 | 2012 | 11 | 34 | 34 |  | 1804 WILL COUNTY | WOLFS | 138 | 138 | SP | 0.08 | 0 | 0 | 1113 ACSR | 0 | 0 | 0 | 0 | 0 | 0 | 0 | 0 | 0 | 0 | 0 | 0 | 0 | 0 | 0 | 0 | 0 | 0 | 0 | 0 | 0 | 0 | 0 | 12
NO |  | 32 | 2012 | 11 | 35 | 35 |  | 1807 WILL COUNTY | ARGONNE NAT'L LAB | 138 | 138 | ST | 0.5 | 7.08 | 1 | 1113 ACSR | 0 | 0 | 0 | 0 | 0 | 0 | 0 | 0 | 0 | 0 | 0 | 0 | 0 | 0 | 0 | 0 | 0 | 0 | 0 | 0 | 0 | 0 | 0 | 12
NO |  | 32 | 2012 | 12 | 1 | 1 |  | 1807 WILL COUNTY | ARGONNE NAT'L LAB | 138 | 138 | WP | 0.04 | 0 | 0 | 1113 ACSR | 0 | 0 | 0 | 0 | 0 | 0 | 0 | 0 | 0 | 0 | 0 | 0 | 0 | 0 | 0 | 0 | 0 | 0 | 0 | 0 | 0 | 0 | 0 | 12
NO |  | 32 | 2012 | 12 | 2 | 2 |  | 1807 WILL COUNTY | ARGONNE NAT'L LAB | 138 | 138 | SP | 0 | 0.43 | 0 | 1113 ACSR | 0 | 0 | 0 | 0 | 0 | 0 | 0 | 0 | 0 | 0 | 0 | 0 | 0 | 0 | 0 | 0 | 0 | 0 | 0 | 0 | 0 | 0 | 0 | 12
NO |  | 32 | 2012 | 12 | 3 | 3 |  | 1808 WILL COUNTY | GOODINGS GROVE | 138 | 138 | ST | 0.57 | 8.91 | 1 | 900 ACSR | 0 | 0 | 0 | 0 | 0 | 0 | 0 | 0 | 0 | 0 | 0 | 0 | 0 | 0 | 0 | 0 | 0 | 0 | 0 | 0 | 0 | 0 | 0 | 12
NO |  | 32 | 2012 | 12 | 4 | 4 |  | 1808 WILL COUNTY | GOODINGS GROVE | 138 | 138 | SP | 0.13 | 0.55 | 0 | 900 ACSR | 0 | 0 | 0 | 0 | 0 | 0 | 0 | 0 | 0 | 0 | 0 | 0 | 0 | 0 | 0 | 0 | 0 | 0 | 0 | 0 | 0 | 0 | 0 | 12
NO |  | 32 | 2012 | 12 | 5 | 5 |  | 1809 WILL COUNTY | LISLE | 138 | 138 | ST | 0.47 | 1.07 | 1 | 2-556.5,1113 ACSR | 0 | 0 | 0 | 0 | 0 | 0 | 0 | 0 | 0 | 0 | 0 | 0 | 0 | 0 | 0 | 0 | 0 | 0 | 0 | 0 | 0 | 0 | 0 | 12
NO |  | 32 | 2012 | 12 | 6 | 6 |  | 1809 WILL COUNTY | LISLE | 138 | 138 | SP | 0.7 | 11.88 | 0 | 2-556.5,1113 ACSR | 0 | 0 | 0 | 0 | 0 | 0 | 0 | 0 | 0 | 0 | 0 | 0 | 0 | 0 | 0 | 0 | 0 | 0 | 0 | 0 | 0 | 0 | 0 | 12
NO |  | 32 | 2012 | 12 | 7 | 7 |  | 1809 WILL COUNTY | LISLE | 138 | 138 | WP | 0.03 | 0 | 0 | 2-556.5,1113 ACSR | 0 | 0 | 0 | 0 | 0 | 0 | 0 | 0 | 0 | 0 | 0 | 0 | 0 | 0 | 0 | 0 | 0 | 0 | 0 | 0 | 0 | 0 | 0 | 12
NO |  | 32 | 2012 | 12 | 8 | 8 |  | 1811 WILL COUNTY | GOODINGS GROVE | 138 | 138 | ST | 0.91 | 8.49 | 1 | 900 ACSR | 0 | 0 | 0 | 0 | 0 | 0 | 0 | 0 | 0 | 0 | 0 | 0 | 0 | 0 | 0 | 0 | 0 | 0 | 0 | 0 | 0 | 0 | 0 | 12
NO |  | 32 | 2012 | 12 | 9 | 9 |  | 1811 WILL COUNTY | GOODINGS GROVE | 138 | 138 | SP | 0 | 0.55 | 0 | 900 ACSR | 0 | 0 | 0 | 0 | 0 | 0 | 0 | 0 | 0 | 0 | 0 | 0 | 0 | 0 | 0 | 0 | 0 | 0 | 0 | 0 | 0 | 0 | 0 | 12
NO |  | 32 | 2012 | 12 | 10 | 10 |  | 4202 SILVER LAKE | SW TIE L-1607 | 138 | 138 | ST | 0.37 | 13.66 | 1 | 300 CU / 477,1113 | 0 | 0 | 0 | 0 | 0 | 0 | 0 | 0 | 0 | 0 | 0 | 0 | 0 | 0 | 0 | 0 | 0 | 0 | 0 | 0 | 0 | 0 | 0 | 12
NO |  | 32 | 2012 | 12 | 11 | 11 |  | 4202 SILVER LAKE | SW TIE L-1607 | 138 | 138 | SP | 0.14 | 0.13 | 0 | 1113 ACSR | 0 | 0 | 0 | 0 | 0 | 0 | 0 | 0 | 0 | 0 | 0 | 0 | 0 | 0 | 0 | 0 | 0 | 0 | 0 | 0 | 0 | 0 | 0 | 12
NO |  | 32 | 2012 | 12 | 12 | 12 |  | 4203 SILVER LAKE | SW TIE L-1603 | 138 | 138 | ST | 9.99 | 4 | 1 | 477,1113 ACSR | 0 | 0 | 0 | 0 | 0 | 0 | 0 | 0 | 0 | 0 | 0 | 0 | 0 | 0 | 0 | 0 | 0 | 0 | 0 | 0 | 0 | 0 | 0 | 12
NO |  | 32 | 2012 | 12 | 13 | 13 |  | 4203 SILVER LAKE | SW TIE L-1603 | 138 | 138 | SP | 0.18 | 0.13 | 0 | 477 ACSR | 0 | 0 | 0 | 0 | 0 | 0 | 0 | 0 | 0 | 0 | 0 | 0 | 0 | 0 | 0 | 0 | 0 | 0 | 0 | 0 | 0 | 0 | 0 | 12
NO |  | 32 | 2012 | 12 | 14 | 14 |  | 4203 SILVER LAKE | SW TIE L-1603 | 138 | 138 | WH | 0.07 | 0 | 0 | 1113 ACSR | 0 | 0 | 0 | 0 | 0 | 0 | 0 | 0 | 0 | 0 | 0 | 0 | 0 | 0 | 0 | 0 | 0 | 0 | 0 | 0 | 0 | 0 | 0 | 12
NO |  | 32 | 2012 | 12 | 15 | 15 |  | 4203 TAP | ROUND LAKE | 138 | 138 | SP | 0.05 | 0 | 0 | 1113 ACSR | 0 | 0 | 0 | 0 | 0 | 0 | 0 | 0 | 0 | 0 | 0 | 0 | 0 | 0 | 0 | 0 | 0 | 0 | 0 | 0 | 0 | 0 | 0 | 12
NO |  | 32 | 2012 | 12 | 16 | 16 |  | 4605 DESPLAINES 46 | ITASCA | 138 | 138 | ST | 3.25 | 5.36 | 1 | 1113,2156 ACSR 10 | 0 | 0 | 0 | 0 | 0 | 0 | 0 | 0 | 0 | 0 | 0 | 0 | 0 | 0 | 0 | 0 | 0 | 0 | 0 | 0 | 0 | 0 | 0 | 12
NO |  | 32 | 2012 | 12 | 17 | 17 |  | 4605 DESPLAINES 46 | ITASCA | 138 | 138 | SP | 0.29 | 0 | 0 | 1113,2156 ACSR | 0 | 0 | 0 | 0 | 0 | 0 | 0 | 0 | 0 | 0 | 0 | 0 | 0 | 0 | 0 | 0 | 0 | 0 | 0 | 0 | 0 | 0 | 0 | 12
NO |  | 32 | 2012 | 12 | 18 | 18 |  | 4605 DESPLAINES 46 | ITASCA | 138 | 138 | WP | 0.12 | 0 | 0 | 2156 ACSR | 0 | 0 | 0 | 0 | 0 | 0 | 0 | 0 | 0 | 0 | 0 | 0 | 0 | 0 | 0 | 0 | 0 | 0 | 0 | 0 | 0 | 0 | 0 | 12
NO |  | 32 | 2012 | 12 | 19 | 19 |  | 4605 TAP | DESPLAINES 198 | 138 | 138 | WP | 0.12 | 3.06 | 0 | 636 ACSR, 664.8 A | 0 | 0 | 0 | 0 | 0 | 0 | 0 | 0 | 0 | 0 | 0 | 0 | 0 | 0 | 0 | 0 | 0 | 0 | 0 | 0 | 0 | 0 | 0 | 12
NO |  | 32 | 2012 | 12 | 20 | 20 |  | 4605 TAP | DESPLAINES 198 | 138 | 138 | SP | 0.12 | 0 | 0 | 1113 ACSR | 0 | 0 | 0 | 0 | 0 | 0 | 0 | 0 | 0 | 0 | 0 | 0 | 0 | 0 | 0 | 0 | 0 | 0 | 0 | 0 | 0 | 0 | 0 | 12
NO |  | 32 | 2012 | 12 | 21 | 21 |  | 4606 DESPLAINES 46 | ITASCA | 138 | 138 | ST | 0.57 | 7.92 | 1 | 1113 ACSR 1033.5 | 0 | 0 | 0 | 0 | 0 | 0 | 0 | 0 | 0 | 0 | 0 | 0 | 0 | 0 | 0 | 0 | 0 | 0 | 0 | 0 | 0 | 0 | 0 | 12
NO |  | 32 | 2012 | 12 | 22 | 22 |  | 4606 DESPLAINES 46 | ITASCA | 138 | 138 | SP | 0.45 | 0 | 0 | 1113 2156 ACSR | 0 | 0 | 0 | 0 | 0 | 0 | 0 | 0 | 0 | 0 | 0 | 0 | 0 | 0 | 0 | 0 | 0 | 0 | 0 | 0 | 0 | 0 | 0 | 12
NO |  | 32 | 2012 | 12 | 23 | 23 |  | 4608 DESPLAINES 46 | DESPLAINES 198 | 138 | 138 | WP | 0.32 | 3.03 | 1 | 1113 ACSR, 664.8 | 0 | 0 | 0 | 0 | 0 | 0 | 0 | 0 | 0 | 0 | 0 | 0 | 0 | 0 | 0 | 0 | 0 | 0 | 0 | 0 | 0 | 0 | 0 | 12
NO |  | 32 | 2012 | 12 | 24 | 24 |  | 4608 DESPLAINES 46 | DESPLAINES 198 | 138 | 138 | WH | 0.07 | 0 | 0 | 1113 ACSR | 0 | 0 | 0 | 0 | 0 | 0 | 0 | 0 | 0 | 0 | 0 | 0 | 0 | 0 | 0 | 0 | 0 | 0 | 0 | 0 | 0 | 0 | 0 | 12
NO |  | 32 | 2012 | 12 | 25 | 25 |  | 4608 DESPLAINES 46 | DESPLAINES 198 | 138 | 138 | SP | 0.1 | 0 | 0 | 1113 ACSR | 0 | 0 | 0 | 0 | 0 | 0 | 0 | 0 | 0 | 0 | 0 | 0 | 0 | 0 | 0 | 0 | 0 | 0 | 0 | 0 | 0 | 0 | 0 | 12
NO |  | 32 | 2012 | 12 | 26 | 26 |  | 4610 DESPLAINES 46 | GOLF MILL | 138 | 138 | ST | 0.06 | 3.47 | 1 | 1113 ACSR | 0 | 0 | 0 | 0 | 0 | 0 | 0 | 0 | 0 | 0 | 0 | 0 | 0 | 0 | 0 | 0 | 0 | 0 | 0 | 0 | 0 | 0 | 0 | 12
NO |  | 32 | 2012 | 12 | 27 | 27 |  | 4610 DESPLAINES 46 | GOLF MILL | 138 | 138 | SP | 0.05 | 0 | 0 | 1113 ACSR | 0 | 0 | 0 | 0 | 0 | 0 | 0 | 0 | 0 | 0 | 0 | 0 | 0 | 0 | 0 | 0 | 0 | 0 | 0 | 0 | 0 | 0 | 0 | 12
NO |  | 32 | 2012 | 12 | 28 | 28 |  | 4610 DESPLAINES 46 | GOLF MILL | 138 | 138 | WP | 0.16 | 0 | 0 | 1113 ACSR | 0 | 0 | 0 | 0 | 0 | 0 | 0 | 0 | 0 | 0 | 0 | 0 | 0 | 0 | 0 | 0 | 0 | 0 | 0 | 0 | 0 | 0 | 0 | 12
NO |  | 32 | 2012 | 12 | 29 | 29 |  | 4611 DESPLAINES 46 | GOLF MILL | 138 | 138 | ST | 0 | 3.47 | 1 | 1113 ACSR | 0 | 0 | 0 | 0 | 0 | 0 | 0 | 0 | 0 | 0 | 0 | 0 | 0 | 0 | 0 | 0 | 0 | 0 | 0 | 0 | 0 | 0 | 0 | 12
NO |  | 32 | 2012 | 12 | 30 | 30 |  | 4611 DESPLAINES 46 | GOLF MILL | 138 | 138 | SP | 0.04 | 0 | 0 | 1113 ACSR | 0 | 0 | 0 | 0 | 0 | 0 | 0 | 0 | 0 | 0 | 0 | 0 | 0 | 0 | 0 | 0 | 0 | 0 | 0 | 0 | 0 | 0 | 0 | 12
NO |  | 32 | 2012 | 12 | 31 | 31 |  | 4611 DESPLAINES 46 | GOLF MILL | 138 | 138 | WP | 0.3 | 0 | 0 | 1113 ACSR | 0 | 0 | 0 | 0 | 0 | 0 | 0 | 0 | 0 | 0 | 0 | 0 | 0 | 0 | 0 | 0 | 0 | 0 | 0 | 0 | 0 | 0 | 0 | 12
NO |  | 32 | 2012 | 12 | 32 | 32 |  | 5103 MCCOOK | WILLOW SPRINGS | 138 | 138 | ST | 0.42 | 4.82 | 1 | 1113 ACSR | 0 | 0 | 0 | 0 | 0 | 0 | 0 | 0 | 0 | 0 | 0 | 0 | 0 | 0 | 0 | 0 | 0 | 0 | 0 | 0 | 0 | 0 | 0 | 12
NO |  | 32 | 2012 | 12 | 33 | 33 |  | 5103 MCCOOK | WILLOW SPRINGS | 138 | 138 | SP | 0.09 | 0 | 0 | 1113 ACSR | 0 | 0 | 0 | 0 | 0 | 0 | 0 | 0 | 0 | 0 | 0 | 0 | 0 | 0 | 0 | 0 | 0 | 0 | 0 | 0 | 0 | 0 | 0 | 12
NO |  | 32 | 2012 | 12 | 34 | 34 |  | 5103 MCCOOK | WILLOW SPRINGS | 138 | 138 | WP | 0.09 | 0 | 0 | 1113 ACSR | 0 | 0 | 0 | 0 | 0 | 0 | 0 | 0 | 0 | 0 | 0 | 0 | 0 | 0 | 0 | 0 | 0 | 0 | 0 | 0 | 0 | 0 | 0 | 12
NO |  | 32 | 2012 | 12 | 35 | 35 |  | 5103 TAP | BEDFORD PARK | 138 | 138 | SP | 0.96 | 0 | 0 | 1113 ACSR | 0 | 0 | 0 | 0 | 0 | 0 | 0 | 0 | 0 | 0 | 0 | 0 | 0 | 0 | 0 | 0 | 0 | 0 | 0 | 0 | 0 | 0 | 0 | 12
NO |  | 32 | 2012 | 13 | 1 | 1 |  | 5103 TAP | BEDFORD PARK | 138 | 138 | ST | 4.2 | 0 | 0 | 477,1113 ACSR | 0 | 0 | 0 | 0 | 0 | 0 | 0 | 0 | 0 | 0 | 0 | 0 | 0 | 0 | 0 | 0 | 0 | 0 | 0 | 0 | 0 | 0 | 0 | 12
NO |  | 32 | 2012 | 13 | 2 | 2 |  | 5104 MCCOOK | BEDFORD PARK | 138 | 138 | ST | 2.5 | 0 | 1 | 900,1113 ACSR | 0 | 0 | 0 | 0 | 0 | 0 | 0 | 0 | 0 | 0 | 0 | 0 | 0 | 0 | 0 | 0 | 0 | 0 | 0 | 0 | 0 | 0 | 0 | 12
NO |  | 32 | 2012 | 13 | 3 | 3 |  | 5104 MCCOOK | BEDFORD PARK | 138 | 138 | SP | 0.59 | 0.96 | 0 | 1113 ACSR | 0 | 0 | 0 | 0 | 0 | 0 | 0 | 0 | 0 | 0 | 0 | 0 | 0 | 0 | 0 | 0 | 0 | 0 | 0 | 0 | 0 | 0 | 0 | 12
NO |  | 32 | 2012 | 13 | 4 | 4 |  | 5104 MCCOOK | BEDFORD PARK | 138 | 138 | WP | 1.87 | 0 | 0 | 900 ACSR | 0 | 0 | 0 | 0 | 0 | 0 | 0 | 0 | 0 | 0 | 0 | 0 | 0 | 0 | 0 | 0 | 0 | 0 | 0 | 0 | 0 | 0 | 0 | 12
NO |  | 32 | 2012 | 13 | 5 | 5 |  | 5104 MCCOOK | BEDFORD PARK | 138 | 138 | WH | 1.57 | 0 | 0 | 900 ACSR | 0 | 0 | 0 | 0 | 0 | 0 | 0 | 0 | 0 | 0 | 0 | 0 | 0 | 0 | 0 | 0 | 0 | 0 | 0 | 0 | 0 | 0 | 0 | 12
NO |  | 32 | 2012 | 13 | 6 | 6 |  | 5105 RIDGELAND | MCCOOK | 138 | 138 | ST | 0.33 | 1.77 | 1 | 900,1113 ACSR | 0 | 0 | 0 | 0 | 0 | 0 | 0 | 0 | 0 | 0 | 0 | 0 | 0 | 0 | 0 | 0 | 0 | 0 | 0 | 0 | 0 | 0 | 0 | 12
NO |  | 32 | 2012 | 13 | 7 | 7 |  | 5107 MCCOOK | RIDGELAND | 138 | 138 | ST | 0.4 | 1.8 | 1 | 900,1113 ACSR | 0 | 0 | 0 | 0 | 0 | 0 | 0 | 0 | 0 | 0 | 0 | 0 | 0 | 0 | 0 | 0 | 0 | 0 | 0 | 0 | 0 | 0 | 0 | 12
NO |  | 32 | 2012 | 13 | 8 | 8 |  | 5107 MCCOOK | RIDGELAND | 138 | 138 | WP | 0.07 | 0 | 0 | 900,1113 ACSR | 0 | 0 | 0 | 0 | 0 | 0 | 0 | 0 | 0 | 0 | 0 | 0 | 0 | 0 | 0 | 0 | 0 | 0 | 0 | 0 | 0 | 0 | 0 | 12
NO |  | 32 | 2012 | 13 | 9 | 9 |  | 5107 MCCOOK | RIDGELAND | 138 | 138 | WH | 0.14 | 0 | 0 | 900,1113 ACSR | 0 | 0 | 0 | 0 | 0 | 0 | 0 | 0 | 0 | 0 | 0 | 0 | 0 | 0 | 0 | 0 | 0 | 0 | 0 | 0 | 0 | 0 | 0 | 12
NO |  | 32 | 2012 | 13 | 10 | 10 |  | 5117 MCCOOK | BELLWOOD | 138 | 138 | SP | 6.44 | 0 | 1 | 1113 AA / 1113 AC | 0 | 0 | 0 | 0 | 0 | 0 | 0 | 0 | 0 | 0 | 0 | 0 | 0 | 0 | 0 | 0 | 0 | 0 | 0 | 0 | 0 | 0 | 0 | 12
NO |  | 32 | 2012 | 13 | 11 | 11 |  | 5117 MCCOOK | BELLWOOD | 138 | 138 | ST | 1.38 | 0 | 0 | 1113 AA / 1113 AC | 0 | 0 | 0 | 0 | 0 | 0 | 0 | 0 | 0 | 0 | 0 | 0 | 0 | 0 | 0 | 0 | 0 | 0 | 0 | 0 | 0 | 0 | 0 | 12
NO |  | 32 | 2012 | 13 | 12 | 12 |  | 5118 MCCOOK | BELLWOOD | 138 | 138 | SP | 0.02 | 6.33 | 1 | 1113 AA / 1113 AC | 0 | 0 | 0 | 0 | 0 | 0 | 0 | 0 | 0 | 0 | 0 | 0 | 0 | 0 | 0 | 0 | 0 | 0 | 0 | 0 | 0 | 0 | 0 | 12
NO |  | 32 | 2012 | 13 | 13 | 13 |  | 5118 MCCOOK | BELLWOOD | 138 | 138 | ST | 0.12 | 1.6 | 0 | 1113 AA / 1113 AC | 0 | 0 | 0 | 0 | 0 | 0 | 0 | 0 | 0 | 0 | 0 | 0 | 0 | 0 | 0 | 0 | 0 | 0 | 0 | 0 | 0 | 0 | 0 | 12
NO |  | 32 | 2012 | 13 | 14 | 14 |  | 6101 STREATOR | KAWANEE | 138 | 138 | ST | 18.86 | 43.45 | 1 | 300 CU / 300,477 | 0 | 0 | 0 | 0 | 0 | 0 | 0 | 0 | 0 | 0 | 0 | 0 | 0 | 0 | 0 | 0 | 0 | 0 | 0 | 0 | 0 | 0 | 0 | 12
NO |  | 32 | 2012 | 13 | 15 | 15 |  | 6101 TAP | NORTH STREATOR | 138 | 138 | WP | 0.02 | 0 | 0 | 266.8 ACSR | 0 | 0 | 0 | 0 | 0 | 0 | 0 | 0 | 0 | 0 | 0 | 0 | 0 | 0 | 0 | 0 | 0 | 0 | 0 | 0 | 0 | 0 | 0 | 12
NO |  | 32 | 2012 | 13 | 16 | 16 |  | 6101 TAP | INTERCONNECTION AT HENNEPIN | 138 | 138 | WP | 0.01 | 0 | 0 | 1113 ACSR | 0 | 0 | 0 | 0 | 0 | 0 | 0 | 0 | 0 | 0 | 0 | 0 | 0 | 0 | 0 | 0 | 0 | 0 | 0 | 0 | 0 | 0 | 0 | 12
NO |  | 32 | 2012 | 13 | 17 | 17 |  | 6102 STREATOR | KICKAPOO CREEK | 138 | 138 | ST | 0.11 | 9.24 | 1 | 477 ACSR | 0 | 0 | 0 | 0 | 0 | 0 | 0 | 0 | 0 | 0 | 0 | 0 | 0 | 0 | 0 | 0 | 0 | 0 | 0 | 0 | 0 | 0 | 0 | 12
NO |  | 32 | 2012 | 13 | 18 | 18 |  | 6102 STREATOR | KICKAPOO CREEK | 138 | 138 | WP | 2.07 | 0 | 0 | 636 ACSR, 477 ACS | 0 | 0 | 0 | 0 | 0 | 0 | 0 | 0 | 0 | 0 | 0 | 0 | 0 | 0 | 0 | 0 | 0 | 0 | 0 | 0 | 0 | 0 | 0 | 12
NO |  | 32 | 2012 | 13 | 19 | 19 |  | 6102 STREATOR | KICKAPOO CREEK | 138 | 138 | WH | 11.37 | 0 | 0 | 477 ACSR | 0 | 0 | 0 | 0 | 0 | 0 | 0 | 0 | 0 | 0 | 0 | 0 | 0 | 0 | 0 | 0 | 0 | 0 | 0 | 0 | 0 | 0 | 0 | 12
NO |  | 32 | 2012 | 13 | 20 | 20 |  | 6102 STREATOR | KICKAPOO CREEK | 138 | 138 | SP | 0.01 | 0 | 0 | 1113 KCMIL | 0 | 0 | 0 | 0 | 0 | 0 | 0 | 0 | 0 | 0 | 0 | 0 | 0 | 0 | 0 | 0 | 0 | 0 | 0 | 0 | 0 | 0 | 0 | 12
NO |  | 32 | 2012 | 13 | 21 | 21 |  | 6102 TAP | MARSEILLES S.S. | 138 | 138 | WP | 0.01 | 0 | 0 | 477 ACSR | 0 | 0 | 0 | 0 | 0 | 0 | 0 | 0 | 0 | 0 | 0 | 0 | 0 | 0 | 0 | 0 | 0 | 0 | 0 | 0 | 0 | 0 | 0 | 12
NO |  | 32 | 2012 | 13 | 22 | 22 |  | 6603 EAST FRANKFORT | MATTESON | 138 | 138 | ST | 0.1 | 5.33 | 1 | 300 CU / 477,1113 | 0 | 0 | 0 | 0 | 0 | 0 | 0 | 0 | 0 | 0 | 0 | 0 | 0 | 0 | 0 | 0 | 0 | 0 | 0 | 0 | 0 | 0 | 0 | 12
NO |  | 32 | 2012 | 13 | 23 | 23 |  | 6603 EAST FRANKFORT | MATTESON | 138 | 138 | SP | 0.54 | 0 | 0 | 1113 ACSR,664.8 A | 0 | 0 | 0 | 0 | 0 | 0 | 0 | 0 | 0 | 0 | 0 | 0 | 0 | 0 | 0 | 0 | 0 | 0 | 0 | 0 | 0 | 0 | 0 | 12
NO |  | 32 | 2012 | 13 | 24 | 24 |  | 6603 EAST FRANKFORT | MATTESON | 138 | 138 | WP | 0.07 | 0 | 0 | 1113 ACSR | 0 | 0 | 0 | 0 | 0 | 0 | 0 | 0 | 0 | 0 | 0 | 0 | 0 | 0 | 0 | 0 | 0 | 0 | 0 | 0 | 0 | 0 | 0 | 12
NO |  | 32 | 2012 | 13 | 25 | 25 |  | 6604 EAST FRANKFORT | MATTESON | 138 | 138 | ST | 0.03 | 5.8 | 1 | 477, 664.8 ACSS/T | 0 | 0 | 0 | 0 | 0 | 0 | 0 | 0 | 0 | 0 | 0 | 0 | 0 | 0 | 0 | 0 | 0 | 0 | 0 | 0 | 0 | 0 | 0 | 12
NO |  | 32 | 2012 | 13 | 26 | 26 |  | 6604 EAST FRANKFORT | MATTESON | 138 | 138 | SP | 0.13 | 0 | 0 | 1113 ACSR | 0 | 0 | 0 | 0 | 0 | 0 | 0 | 0 | 0 | 0 | 0 | 0 | 0 | 0 | 0 | 0 | 0 | 0 | 0 | 0 | 0 | 0 | 0 | 12
NO |  | 32 | 2012 | 13 | 27 | 27 |  | 6604 EAST FRANKFORT | MATTESON | 138 | 138 | WP | 0.11 | 0 | 0 | 1113 ACSR | 0 | 0 | 0 | 0 | 0 | 0 | 0 | 0 | 0 | 0 | 0 | 0 | 0 | 0 | 0 | 0 | 0 | 0 | 0 | 0 | 0 | 0 | 0 | 12
NO |  | 32 | 2012 | 13 | 28 | 28 |  | 6605 EAST FRANKFORT | UNIVERSITY PARK | 138 | 138 | SP | 0.05 | 0 | 1 | 1113 ACSR | 0 | 0 | 0 | 0 | 0 | 0 | 0 | 0 | 0 | 0 | 0 | 0 | 0 | 0 | 0 | 0 | 0 | 0 | 0 | 0 | 0 | 0 | 0 | 12
NO |  | 32 | 2012 | 13 | 29 | 29 |  | 6605 EAST FRANKFORT | UNIVERSITY PARK | 138 | 138 | ST | 0 | 5.33 | 0 | 1113 ACSR | 0 | 0 | 0 | 0 | 0 | 0 | 0 | 0 | 0 | 0 | 0 | 0 | 0 | 0 | 0 | 0 | 0 | 0 | 0 | 0 | 0 | 0 | 0 | 12
NO |  | 32 | 2012 | 13 | 30 | 30 |  | 6606 EAST FRANKFORT | UNIVERSITY PARK | 138 | 138 | ST | 0 | 5.33 | 1 | 1113 ACSR | 0 | 0 | 0 | 0 | 0 | 0 | 0 | 0 | 0 | 0 | 0 | 0 | 0 | 0 | 0 | 0 | 0 | 0 | 0 | 0 | 0 | 0 | 0 | 12
NO |  | 32 | 2012 | 13 | 31 | 31 |  | 6606 EAST FRANKFORT | UNIVERSITY PARK | 138 | 138 | SP | 0.04 | 0 | 0 | 1113 ACSR | 0 | 0 | 0 | 0 | 0 | 0 | 0 | 0 | 0 | 0 | 0 | 0 | 0 | 0 | 0 | 0 | 0 | 0 | 0 | 0 | 0 | 0 | 0 | 12
NO |  | 32 | 2012 | 13 | 32 | 32 |  | 6721 CONGRESS | ROCKWELL | 138 | 138 | SP | 0.01 | 0.25 | 1 | 1113 ACSR | 0 | 0 | 0 | 0 | 0 | 0 | 0 | 0 | 0 | 0 | 0 | 0 | 0 | 0 | 0 | 0 | 0 | 0 | 0 | 0 | 0 | 0 | 0 | 12
NO |  | 32 | 2012 | 13 | 33 | 33 |  | 6721 CONGRESS | ROCKWELL | 138 | 138 | ST | 0.01 | 0.94 | 0 | 1113 ACSR | 0 | 0 | 0 | 0 | 0 | 0 | 0 | 0 | 0 | 0 | 0 | 0 | 0 | 0 | 0 | 0 | 0 | 0 | 0 | 0 | 0 | 0 | 0 | 12
NO |  | 32 | 2012 | 13 | 34 | 34 |  | 6721 CONGRESS | ROCKWELL | 138 | 138 | WP | 0 | 0.08 | 0 | 1113 ACSR | 0 | 0 | 0 | 0 | 0 | 0 | 0 | 0 | 0 | 0 | 0 | 0 | 0 | 0 | 0 | 0 | 0 | 0 | 0 | 0 | 0 | 0 | 0 | 12
NO |  | 32 | 2012 | 13 | 35 | 35 |  | 6723 CONGRESS | ROCKWELL | 138 | 138 | SP | 0.03 | 0.36 | 1 | 1113 ACSR | 0 | 0 | 0 | 0 | 0 | 0 | 0 | 0 | 0 | 0 | 0 | 0 | 0 | 0 | 0 | 0 | 0 | 0 | 0 | 0 | 0 | 0 | 0 | 12
NO |  | 32 | 2012 | 14 | 1 | 1 |  | 6723 CONGRESS | ROCKWELL | 138 | 138 | ST | 0 | 0.91 | 0 | 1113 ACSR | 0 | 0 | 0 | 0 | 0 | 0 | 0 | 0 | 0 | 0 | 0 | 0 | 0 | 0 | 0 | 0 | 0 | 0 | 0 | 0 | 0 | 0 | 0 | 12
NO |  | 32 | 2012 | 14 | 2 | 2 |  | 7305 CHICAGO HTS. | BLOOM | 138 | 138 | SP | 0.11 | 0 | 1 | 1113 ACSR | 0 | 0 | 0 | 0 | 0 | 0 | 0 | 0 | 0 | 0 | 0 | 0 | 0 | 0 | 0 | 0 | 0 | 0 | 0 | 0 | 0 | 0 | 0 | 12
NO |  | 32 | 2012 | 14 | 3 | 3 |  | 7305 CHICAGO HTS. | BLOOM | 138 | 138 | ST | 0.32 | 0 | 0 | 1113 ACSR | 0 | 0 | 0 | 0 | 0 | 0 | 0 | 0 | 0 | 0 | 0 | 0 | 0 | 0 | 0 | 0 | 0 | 0 | 0 | 0 | 0 | 0 | 0 | 12
NO |  | 32 | 2012 | 14 | 4 | 4 |  | 7305 CHICAGO HTS. | BLOOM | 138 | 138 | WP | 0.75 | 1.25 | 0 | 1113 ACSR | 0 | 0 | 0 | 0 | 0 | 0 | 0 | 0 | 0 | 0 | 0 | 0 | 0 | 0 | 0 | 0 | 0 | 0 | 0 | 0 | 0 | 0 | 0 | 12
NO |  | 32 | 2012 | 14 | 5 | 5 |  | 7306 CHICAGO HTS. | BLOOM | 138 | 138 | SP | 0.05 | 0 | 1 | 1113 ACSR | 0 | 0 | 0 | 0 | 0 | 0 | 0 | 0 | 0 | 0 | 0 | 0 | 0 | 0 | 0 | 0 | 0 | 0 | 0 | 0 | 0 | 0 | 0 | 12
NO |  | 32 | 2012 | 14 | 6 | 6 |  | 7306 CHICAGO HTS. | BLOOM | 138 | 138 | ST | 2.18 | 0 | 0 | 1113 ACSR | 0 | 0 | 0 | 0 | 0 | 0 | 0 | 0 | 0 | 0 | 0 | 0 | 0 | 0 | 0 | 0 | 0 | 0 | 0 | 0 | 0 | 0 | 0 | 12
NO |  | 32 | 2012 | 14 | 7 | 7 |  | 7306 CHICAGO HTS. | BLOOM | 138 | 138 | WP | 0.24 | 0 | 0 | 1113 ACSR | 0 | 0 | 0 | 0 | 0 | 0 | 0 | 0 | 0 | 0 | 0 | 0 | 0 | 0 | 0 | 0 | 0 | 0 | 0 | 0 | 0 | 0 | 0 | 12
NO |  | 32 | 2012 | 14 | 8 | 8 |  | 7307 CHICAGO HTS. | BURNHAM | 138 | 138 | ST | 1.41 | 4.47 | 1 | 1113,2338 ACSR | 0 | 0 | 0 | 0 | 0 | 0 | 0 | 0 | 0 | 0 | 0 | 0 | 0 | 0 | 0 | 0 | 0 | 0 | 0 | 0 | 0 | 0 | 0 | 12
NO |  | 32 | 2012 | 14 | 9 | 9 |  | 7307 CHICAGO HTS. | BURNHAM | 138 | 138 | SP | 0.15 | 0.18 | 0 | 1113 ACSR | 0 | 0 | 0 | 0 | 0 | 0 | 0 | 0 | 0 | 0 | 0 | 0 | 0 | 0 | 0 | 0 | 0 | 0 | 0 | 0 | 0 | 0 | 0 | 12
NO |  | 32 | 2012 | 14 | 10 | 10 |  | 7307 CHICAGO HTS. | BURNHAM | 138 | 138 | WP | 3.74 | 0 | 0 | 1113 ACSR | 0 | 0 | 0 | 0 | 0 | 0 | 0 | 0 | 0 | 0 | 0 | 0 | 0 | 0 | 0 | 0 | 0 | 0 | 0 | 0 | 0 | 0 | 0 | 12
NO |  | 32 | 2012 | 14 | 11 | 11 |  | 7411 KEWANEE | ROCK FALLS | 138 | 138 | ST | 0.45 | 31.83 | 1 | 477 ACSR | 0 | 0 | 0 | 0 | 0 | 0 | 0 | 0 | 0 | 0 | 0 | 0 | 0 | 0 | 0 | 0 | 0 | 0 | 0 | 0 | 0 | 0 | 0 | 12
NO |  | 32 | 2012 | 14 | 12 | 12 |  | 7411 KEWANEE | ROCK FALLS | 138 | 138 | WH | 10.56 | 0 | 0 | 477 ACSR | 0 | 0 | 0 | 0 | 0 | 0 | 0 | 0 | 0 | 0 | 0 | 0 | 0 | 0 | 0 | 0 | 0 | 0 | 0 | 0 | 0 | 0 | 0 | 12
NO |  | 32 | 2012 | 14 | 13 | 13 |  | 7413 KEWANEE | CRESCENT RIDGE | 138 | 138 | ST | 0.18 | 62.39 | 1 | 300 CU / 477 ACSR | 0 | 0 | 0 | 0 | 0 | 0 | 0 | 0 | 0 | 0 | 0 | 0 | 0 | 0 | 0 | 0 | 0 | 0 | 0 | 0 | 0 | 0 | 0 | 12
NO |  | 32 | 2012 | 14 | 14 | 14 |  | 7413 KEWANEE | CRESCENT RIDGE | 138 | 138 | SP | 0.02 | 0 | 0 | 1113 ACSR | 0 | 0 | 0 | 0 | 0 | 0 | 0 | 0 | 0 | 0 | 0 | 0 | 0 | 0 | 0 | 0 | 0 | 0 | 0 | 0 | 0 | 0 | 0 | 12
NO |  | 32 | 2012 | 14 | 15 | 15 |  | 7421 KEWANEE | TOULON | 138 | 138 | ST | 11.7 | 0 | 1 | 477 ACSR | 0 | 0 | 0 | 0 | 0 | 0 | 0 | 0 | 0 | 0 | 0 | 0 | 0 | 0 | 0 | 0 | 0 | 0 | 0 | 0 | 0 | 0 | 0 | 12
NO |  | 32 | 2012 | 14 | 16 | 16 |  | 7421 KEWANEE | TOULON | 138 | 138 | SP | 0.03 | 0 | 0 | 1113 ACSR | 0 | 0 | 0 | 0 | 0 | 0 | 0 | 0 | 0 | 0 | 0 | 0 | 0 | 0 | 0 | 0 | 0 | 0 | 0 | 0 | 0 | 0 | 0 | 12
NO |  | 32 | 2012 | 14 | 17 | 17 |  | 7423 KEWANEE | EDWARD STA (CILCO) | 138 | 138 | ST | 0.18 | 50.04 | 1 | 477 ACSR | 0 | 0 | 0 | 0 | 0 | 0 | 0 | 0 | 0 | 0 | 0 | 0 | 0 | 0 | 0 | 0 | 0 | 0 | 0 | 0 | 0 | 0 | 0 | 12
NO |  | 32 | 2012 | 14 | 18 | 18 |  | 7423 KEWANEE | EDWARD STA (CILCO) | 138 | 138 | SP | 0.47 | 0.26 | 0 | 1113 ACSR | 0 | 0 | 0 | 0 | 0 | 0 | 0 | 0 | 0 | 0 | 0 | 0 | 0 | 0 | 0 | 0 | 0 | 0 | 0 | 0 | 0 | 0 | 0 | 12
NO |  | 32 | 2012 | 14 | 19 | 19 |  | 7611 BLUE ISLAND | WILDWOOD | 138 | 138 | ST | 0.13 | 3.73 | 1 | 477,900 ACSR | 0 | 0 | 0 | 0 | 0 | 0 | 0 | 0 | 0 | 0 | 0 | 0 | 0 | 0 | 0 | 0 | 0 | 0 | 0 | 0 | 0 | 0 | 0 | 12
NO |  | 32 | 2012 | 14 | 20 | 20 |  | 7611 BLUE ISLAND | WILDWOOD | 138 | 138 | SP | 0 | 0.13 | 0 | 900 ACSR | 0 | 0 | 0 | 0 | 0 | 0 | 0 | 0 | 0 | 0 | 0 | 0 | 0 | 0 | 0 | 0 | 0 | 0 | 0 | 0 | 0 | 0 | 0 | 12
NO |  | 32 | 2012 | 14 | 21 | 21 |  | 7612 BLUE ISLAND | WILDWOOD | 138 | 138 | ST | 0.2 | 3.73 | 1 | 900,1113 ACSR | 0 | 0 | 0 | 0 | 0 | 0 | 0 | 0 | 0 | 0 | 0 | 0 | 0 | 0 | 0 | 0 | 0 | 0 | 0 | 0 | 0 | 0 | 0 | 12
NO |  | 32 | 2012 | 14 | 22 | 22 |  | 7612 BLUE ISLAND | WILDWOOD | 138 | 138 | SP | 0.01 | 0.13 | 0 | 900 ACSR | 0 | 0 | 0 | 0 | 0 | 0 | 0 | 0 | 0 | 0 | 0 | 0 | 0 | 0 | 0 | 0 | 0 | 0 | 0 | 0 | 0 | 0 | 0 | 12
NO |  | 32 | 2012 | 14 | 23 | 23 |  | 7615 BLUE ISLAND | SW TIE L-11603 | 138 | 138 | ST | 3.5 | 0.31 | 1 | 1113 ACSR | 0 | 0 | 0 | 0 | 0 | 0 | 0 | 0 | 0 | 0 | 0 | 0 | 0 | 0 | 0 | 0 | 0 | 0 | 0 | 0 | 0 | 0 | 0 | 12
NO |  | 32 | 2012 | 14 | 24 | 24 |  | 7616 BLUE ISLAND | SW TIE L-11609 | 138 | 138 | ST | 0.26 | 3.5 | 1 | 1113 ACSR | 0 | 0 | 0 | 0 | 0 | 0 | 0 | 0 | 0 | 0 | 0 | 0 | 0 | 0 | 0 | 0 | 0 | 0 | 0 | 0 | 0 | 0 | 0 | 12
NO |  | 32 | 2012 | 14 | 25 | 25 |  | 7713 MAZON | CRESCENT RIDGE | 138 | 138 | ST | 0.03 | 15.38 | 1 | 477 ACSR | 0 | 0 | 0 | 0 | 0 | 0 | 0 | 0 | 0 | 0 | 0 | 0 | 0 | 0 | 0 | 0 | 0 | 0 | 0 | 0 | 0 | 0 | 0 | 12
NO |  | 32 | 2012 | 14 | 26 | 26 |  | 7713 MAZON | CRESCENT RIDGE | 138 | 138 | SP | 0 | 0.02 | 0 | 1113 ACSR | 0 | 0 | 0 | 0 | 0 | 0 | 0 | 0 | 0 | 0 | 0 | 0 | 0 | 0 | 0 | 0 | 0 | 0 | 0 | 0 | 0 | 0 | 0 | 12
NO |  | 32 | 2012 | 14 | 27 | 27 |  | 7902 SPAULDING | TOLLWAY | 138 | 138 | ST | 0.22 | 3.78 | 1 | 1113,2156 ACSR | 0 | 0 | 0 | 0 | 0 | 0 | 0 | 0 | 0 | 0 | 0 | 0 | 0 | 0 | 0 | 0 | 0 | 0 | 0 | 0 | 0 | 0 | 0 | 12
NO |  | 32 | 2012 | 14 | 28 | 28 |  | 7902 SPAULDING | TOLLWAY | 138 | 138 | SP | 0.03 | 0.15 | 0 | 2156 ACSR | 0 | 0 | 0 | 0 | 0 | 0 | 0 | 0 | 0 | 0 | 0 | 0 | 0 | 0 | 0 | 0 | 0 | 0 | 0 | 0 | 0 | 0 | 0 | 12
NO |  | 32 | 2012 | 14 | 29 | 29 |  | 7903 SPAULDING | TOLLWAY | 138 | 138 | ST | 0.13 | 3.78 | 1 | 1113,2156 ACSR | 0 | 0 | 0 | 0 | 0 | 0 | 0 | 0 | 0 | 0 | 0 | 0 | 0 | 0 | 0 | 0 | 0 | 0 | 0 | 0 | 0 | 0 | 0 | 12
NO |  | 32 | 2012 | 14 | 30 | 30 |  | 7903 SPAULDING | TOLLWAY | 138 | 138 | SP | 0.1 | 0.15 | 0 | 1113 ACSR | 0 | 0 | 0 | 0 | 0 | 0 | 0 | 0 | 0 | 0 | 0 | 0 | 0 | 0 | 0 | 0 | 0 | 0 | 0 | 0 | 0 | 0 | 0 | 12
NO |  | 32 | 2012 | 14 | 31 | 31 |  | 7903 SPAULDING | TOLLWAY | 138 | 138 | WP | 0.09 | 0 | 0 | 1113 ACSR | 0 | 0 | 0 | 0 | 0 | 0 | 0 | 0 | 0 | 0 | 0 | 0 | 0 | 0 | 0 | 0 | 0 | 0 | 0 | 0 | 0 | 0 | 0 | 12
NO |  | 32 | 2012 | 14 | 32 | 32 |  | 7910 SPAULDING | WAYNE | 138 | 138 | ST | 0.08 | 1.32 | 1 | 1113 ACSR | 0 | 0 | 0 | 0 | 0 | 0 | 0 | 0 | 0 | 0 | 0 | 0 | 0 | 0 | 0 | 0 | 0 | 0 | 0 | 0 | 0 | 0 | 0 | 12
NO |  | 32 | 2012 | 14 | 33 | 33 |  | 7910 SPAULDING | WAYNE | 138 | 138 | SP | 0 | 0.16 | 0 | 1113,2156 ACSR | 0 | 0 | 0 | 0 | 0 | 0 | 0 | 0 | 0 | 0 | 0 | 0 | 0 | 0 | 0 | 0 | 0 | 0 | 0 | 0 | 0 | 0 | 0 | 12
NO |  | 32 | 2012 | 14 | 34 | 34 |  | 7910 SPAULDING | WAYNE | 138 | 138 | WP | 0.25 | 0 | 0 | 1113 ACSR | 0 | 0 | 0 | 0 | 0 | 0 | 0 | 0 | 0 | 0 | 0 | 0 | 0 | 0 | 0 | 0 | 0 | 0 | 0 | 0 | 0 | 0 | 0 | 12
NO |  | 32 | 2012 | 14 | 35 | 35 |  | 7915 SPAULDING | WAYNE | 138 | 138 | SP | 0.44 | 0 | 1 | 1113,2156 ACSR | 0 | 0 | 0 | 0 | 0 | 0 | 0 | 0 | 0 | 0 | 0 | 0 | 0 | 0 | 0 | 0 | 0 | 0 | 0 | 0 | 0 | 0 | 0 | 12
NO |  | 32 | 2012 | 15 | 1 | 1 |  | 7915 SPAULDING | WAYNE | 138 | 138 | ST | 0.01 | 1.19 | 0 | 1113 ACSR | 0 | 0 | 0 | 0 | 0 | 0 | 0 | 0 | 0 | 0 | 0 | 0 | 0 | 0 | 0 | 0 | 0 | 0 | 0 | 0 | 0 | 0 | 0 | 12
NO |  | 32 | 2012 | 15 | 2 | 2 |  | 8221 CROSBY | ROCKWELL | 138 | 138 | ST | 0.08 | 1.42 | 1 | 1113 ACSR | 0 | 0 | 0 | 0 | 0 | 0 | 0 | 0 | 0 | 0 | 0 | 0 | 0 | 0 | 0 | 0 | 0 | 0 | 0 | 0 | 0 | 0 | 0 | 12
NO |  | 32 | 2012 | 15 | 3 | 3 |  | 8221 CROSBY | ROCKWELL | 138 | 138 | SP | 0.01 | 0.29 | 0 | 1113 ACSR | 0 | 0 | 0 | 0 | 0 | 0 | 0 | 0 | 0 | 0 | 0 | 0 | 0 | 0 | 0 | 0 | 0 | 0 | 0 | 0 | 0 | 0 | 0 | 12
NO |  | 32 | 2012 | 15 | 4 | 4 |  | 8223 CROSBY | ROCKWELL | 138 | 138 | ST | 0.08 | 1.41 | 1 | 1113 ACSR | 0 | 0 | 0 | 0 | 0 | 0 | 0 | 0 | 0 | 0 | 0 | 0 | 0 | 0 | 0 | 0 | 0 | 0 | 0 | 0 | 0 | 0 | 0 | 12
NO |  | 32 | 2012 | 15 | 5 | 5 |  | 8223 CROSBY | ROCKWELL | 138 | 138 | SP | 0.02 | 0.29 | 0 | 1113 ACSR | 0 | 0 | 0 | 0 | 0 | 0 | 0 | 0 | 0 | 0 | 0 | 0 | 0 | 0 | 0 | 0 | 0 | 0 | 0 | 0 | 0 | 0 | 0 | 12
NO |  | 32 | 2012 | 15 | 6 | 6 |  | 8607 DAVIS CREEK | WILMINGTON | 138 | 138 | SP | 0.14 | 1.83 | 1 | 1113 ACSR | 0 | 0 | 0 | 0 | 0 | 0 | 0 | 0 | 0 | 0 | 0 | 0 | 0 | 0 | 0 | 0 | 0 | 0 | 0 | 0 | 0 | 0 | 0 | 12
NO |  | 32 | 2012 | 15 | 7 | 7 |  | 8607 DAVIS CREEK | WILMINGTON | 138 | 138 | ST | 0 | 0.68 | 0 | 1113 ACSR | 0 | 0 | 0 | 0 | 0 | 0 | 0 | 0 | 0 | 0 | 0 | 0 | 0 | 0 | 0 | 0 | 0 | 0 | 0 | 0 | 0 | 0 | 0 | 12
NO |  | 32 | 2012 | 15 | 8 | 8 |  | 8607 DAVIS CREEK | WILMINGTON | 138 | 138 | WP | 21.83 | 0 | 0 | 636 ACSR | 0 | 0 | 0 | 0 | 0 | 0 | 0 | 0 | 0 | 0 | 0 | 0 | 0 | 0 | 0 | 0 | 0 | 0 | 0 | 0 | 0 | 0 | 0 | 12
NO |  | 32 | 2012 | 15 | 9 | 9 |  | 8801 SKOKIE 88 | GOLF MILL | 138 | 138 | ST | 0 | 4.35 | 1 | 1113 ACSR | 0 | 0 | 0 | 0 | 0 | 0 | 0 | 0 | 0 | 0 | 0 | 0 | 0 | 0 | 0 | 0 | 0 | 0 | 0 | 0 | 0 | 0 | 0 | 12
NO |  | 32 | 2012 | 15 | 10 | 10 |  | 8801 SKOKIE 88 | GOLF MILL | 138 | 138 | SP | 0.03 | 0 | 0 | 1113 ACSR | 0 | 0 | 0 | 0 | 0 | 0 | 0 | 0 | 0 | 0 | 0 | 0 | 0 | 0 | 0 | 0 | 0 | 0 | 0 | 0 | 0 | 0 | 0 | 12
NO |  | 32 | 2012 | 15 | 11 | 11 |  | 8801 SKOKIE 88 | GOLF MILL | 138 | 138 | WP | 0.2 | 0 | 0 | 1113 ACSR | 0 | 0 | 0 | 0 | 0 | 0 | 0 | 0 | 0 | 0 | 0 | 0 | 0 | 0 | 0 | 0 | 0 | 0 | 0 | 0 | 0 | 0 | 0 | 12
NO |  | 32 | 2012 | 15 | 12 | 12 |  | 8802 SKOKIE 88 | GOLF MILL | 138 | 138 | ST | 0.07 | 4.21 | 1 | 1113 ACSR | 0 | 0 | 0 | 0 | 0 | 0 | 0 | 0 | 0 | 0 | 0 | 0 | 0 | 0 | 0 | 0 | 0 | 0 | 0 | 0 | 0 | 0 | 0 | 12
NO |  | 32 | 2012 | 15 | 13 | 13 |  | 8802 SKOKIE 88 | GOLF MILL | 138 | 138 | SP | 0.04 | 0 | 0 | 1113 ACSR | 0 | 0 | 0 | 0 | 0 | 0 | 0 | 0 | 0 | 0 | 0 | 0 | 0 | 0 | 0 | 0 | 0 | 0 | 0 | 0 | 0 | 0 | 0 | 12
NO |  | 32 | 2012 | 15 | 14 | 14 |  | 8802 SKOKIE 88 | GOLF MILL | 138 | 138 | WP | 0.15 | 0 | 0 | 1113 ACSR | 0 | 0 | 0 | 0 | 0 | 0 | 0 | 0 | 0 | 0 | 0 | 0 | 0 | 0 | 0 | 0 | 0 | 0 | 0 | 0 | 0 | 0 | 0 | 12
NO |  | 32 | 2012 | 15 | 15 | 15 |  | 8803 SKOKIE 88 | DEVON | 138 | 138 | ST | 0.09 | 1.86 | 1 | 900,1113 ACSR | 0 | 0 | 0 | 0 | 0 | 0 | 0 | 0 | 0 | 0 | 0 | 0 | 0 | 0 | 0 | 0 | 0 | 0 | 0 | 0 | 0 | 0 | 0 | 12
NO |  | 32 | 2012 | 15 | 16 | 16 |  | 8803 SKOKIE 88 | DEVON | 138 | 138 | SP | 0.15 | 1.45 | 0 | 1113 ACSR | 0 | 0 | 0 | 0 | 0 | 0 | 0 | 0 | 0 | 0 | 0 | 0 | 0 | 0 | 0 | 0 | 0 | 0 | 0 | 0 | 0 | 0 | 0 | 12
NO |  | 32 | 2012 | 15 | 17 | 17 |  | 8803 SKOKIE 88 | DEVON | 138 | 138 | WP | 0.17 | 0 | 0 | 900,1113 ACSR | 0 | 0 | 0 | 0 | 0 | 0 | 0 | 0 | 0 | 0 | 0 | 0 | 0 | 0 | 0 | 0 | 0 | 0 | 0 | 0 | 0 | 0 | 0 | 12
NO |  | 32 | 2012 | 15 | 18 | 18 |  | 8805 SKOKIE 88 | NORTHBROOK 159 | 138 | 138 | ST | 2.28 | 2.09 | 1 | 1113 ACSR | 0 | 0 | 0 | 0 | 0 | 0 | 0 | 0 | 0 | 0 | 0 | 0 | 0 | 0 | 0 | 0 | 0 | 0 | 0 | 0 | 0 | 0 | 0 | 12
NO |  | 32 | 2012 | 15 | 19 | 19 |  | 8805 SKOKIE 88 | NORTHBROOK 159 | 138 | 138 | SP | 0.79 | 0 | 0 | 1113 ACSR | 0 | 0 | 0 | 0 | 0 | 0 | 0 | 0 | 0 | 0 | 0 | 0 | 0 | 0 | 0 | 0 | 0 | 0 | 0 | 0 | 0 | 0 | 0 | 12
NO |  | 32 | 2012 | 15 | 20 | 20 |  | 8805 SKOKIE 88 | NORTHBROOK 159 | 138 | 138 | WP | 0.25 | 0.13 | 0 | 1113 ACSR | 0 | 0 | 0 | 0 | 0 | 0 | 0 | 0 | 0 | 0 | 0 | 0 | 0 | 0 | 0 | 0 | 0 | 0 | 0 | 0 | 0 | 0 | 0 | 12
NO |  | 32 | 2012 | 15 | 21 | 21 |  | 8806 SKOKIE 88 | NORTHBROOK 159 | 138 | 138 | ST | 0.52 | 4.39 | 1 | 1113 ACSR | 0 | 0 | 0 | 0 | 0 | 0 | 0 | 0 | 0 | 0 | 0 | 0 | 0 | 0 | 0 | 0 | 0 | 0 | 0 | 0 | 0 | 0 | 0 | 12
NO |  | 32 | 2012 | 15 | 22 | 22 |  | 8806 SKOKIE 88 | NORTHBROOK 159 | 138 | 138 | SP | 0.35 | 0 | 0 | 1113 ACSR | 0 | 0 | 0 | 0 | 0 | 0 | 0 | 0 | 0 | 0 | 0 | 0 | 0 | 0 | 0 | 0 | 0 | 0 | 0 | 0 | 0 | 0 | 0 | 12
NO |  | 32 | 2012 | 15 | 23 | 23 |  | 8806 SKOKIE 88 | NORTHBROOK 159 | 138 | 138 | WP | 0.28 | 0 | 0 | 1113 ACSR | 0 | 0 | 0 | 0 | 0 | 0 | 0 | 0 | 0 | 0 | 0 | 0 | 0 | 0 | 0 | 0 | 0 | 0 | 0 | 0 | 0 | 0 | 0 | 12
NO |  | 32 | 2012 | 15 | 24 | 24 |  | 8809 SKOKIE 88 | DEVON | 138 | 138 | ST | 0.09 | 1.87 | 1 | 1113 ACSR | 0 | 0 | 0 | 0 | 0 | 0 | 0 | 0 | 0 | 0 | 0 | 0 | 0 | 0 | 0 | 0 | 0 | 0 | 0 | 0 | 0 | 0 | 0 | 12
NO |  | 32 | 2012 | 15 | 25 | 25 |  | 8809 SKOKIE 88 | DEVON | 138 | 138 | SP | 0.27 | 1.42 | 0 | 1113 ACSR | 0 | 0 | 0 | 0 | 0 | 0 | 0 | 0 | 0 | 0 | 0 | 0 | 0 | 0 | 0 | 0 | 0 | 0 | 0 | 0 | 0 | 0 | 0 | 12
NO |  | 32 | 2012 | 15 | 26 | 26 |  | 8810 SKOKIE 88 | DEVON | 138 | 138 | ST | 3.59 | 0 | 1 | 1113 ACSR | 0 | 0 | 0 | 0 | 0 | 0 | 0 | 0 | 0 | 0 | 0 | 0 | 0 | 0 | 0 | 0 | 0 | 0 | 0 | 0 | 0 | 0 | 0 | 12
NO |  | 32 | 2012 | 15 | 27 | 27 |  | 8810 SKOKIE 88 | DEVON | 138 | 138 | WP | 0.09 | 0 | 0 | 1113 ACSR | 0 | 0 | 0 | 0 | 0 | 0 | 0 | 0 | 0 | 0 | 0 | 0 | 0 | 0 | 0 | 0 | 0 | 0 | 0 | 0 | 0 | 0 | 0 | 12
NO |  | 32 | 2012 | 15 | 28 | 28 |  | 10301 LISLE | LOMBARD | 138 | 138 | SP | 0.53 | 7.87 | 1 | 900 ACSR | 0 | 0 | 0 | 0 | 0 | 0 | 0 | 0 | 0 | 0 | 0 | 0 | 0 | 0 | 0 | 0 | 0 | 0 | 0 | 0 | 0 | 0 | 0 | 12
NO |  | 32 | 2012 | 15 | 29 | 29 |  | 10301 LISLE | LOMBARD | 138 | 138 | ST | 0.32 | 0 | 0 | 900 ACSR | 0 | 0 | 0 | 0 | 0 | 0 | 0 | 0 | 0 | 0 | 0 | 0 | 0 | 0 | 0 | 0 | 0 | 0 | 0 | 0 | 0 | 0 | 0 | 12
NO |  | 32 | 2012 | 15 | 30 | 30 |  | 10301 LISLE | LOMBARD | 138 | 138 | WP | 0.06 | 0 | 0 | 900,1113 ACSR | 0 | 0 | 0 | 0 | 0 | 0 | 0 | 0 | 0 | 0 | 0 | 0 | 0 | 0 | 0 | 0 | 0 | 0 | 0 | 0 | 0 | 0 | 0 | 12
NO |  | 32 | 2012 | 15 | 31 | 31 |  | 10302 LISLE | LOMBARD | 138 | 138 | ST | 0.18 | 0 | 1 | 900 ACSR | 0 | 0 | 0 | 0 | 0 | 0 | 0 | 0 | 0 | 0 | 0 | 0 | 0 | 0 | 0 | 0 | 0 | 0 | 0 | 0 | 0 | 0 | 0 | 12
NO |  | 32 | 2012 | 15 | 32 | 32 |  | 10302 LISLE | LOMBARD | 138 | 138 | SP | 0.57 | 7.98 | 0 | 900 ACSR | 0 | 0 | 0 | 0 | 0 | 0 | 0 | 0 | 0 | 0 | 0 | 0 | 0 | 0 | 0 | 0 | 0 | 0 | 0 | 0 | 0 | 0 | 0 | 12
NO |  | 32 | 2012 | 15 | 33 | 33 |  | 10714 DIXON | MCGIRR ROAD | 138 | 138 | ST | 0.16 | 2.16 | 1 | 477 ACSR | 0 | 0 | 0 | 0 | 0 | 0 | 0 | 0 | 0 | 0 | 0 | 0 | 0 | 0 | 0 | 0 | 0 | 0 | 0 | 0 | 0 | 0 | 0 | 12
NO |  | 32 | 2012 | 15 | 34 | 34 |  | 10714 DIXON | MCGIRR ROAD | 138 | 138 | WH | 22.68 | 0 | 0 | 477 ACSR | 0 | 0 | 0 | 0 | 0 | 0 | 0 | 0 | 0 | 0 | 0 | 0 | 0 | 0 | 0 | 0 | 0 | 0 | 0 | 0 | 0 | 0 | 0 | 12
NO |  | 32 | 2012 | 15 | 35 | 35 |  | 10714 DIXON | MCGIRR ROAD | 138 | 138 | SP | 0.01 | 0 | 0 | 1113 ACSR | 0 | 0 | 0 | 0 | 0 | 0 | 0 | 0 | 0 | 0 | 0 | 0 | 0 | 0 | 0 | 0 | 0 | 0 | 0 | 0 | 0 | 0 | 0 | 12
NO |  | 32 | 2012 | 16 | 1 | 1 |  | 10721 DIXON | STILLMAN VALLEY | 136 | 138 | ST | 11.11 | 3.94 | 1 | 266.8 ACSR, 366.4 | 0 | 0 | 0 | 0 | 0 | 0 | 0 | 0 | 0 | 0 | 0 | 0 | 0 | 0 | 0 | 0 | 0 | 0 | 0 | 0 | 0 | 0 | 0 | 12
NO |  | 32 | 2012 | 16 | 2 | 2 |  | 10721 DIXON | STILLMAN VALLEY | 138 | 138 | SP | 0.91 | 0 | 0 | 1113 ACSR | 0 | 0 | 0 | 0 | 0 | 0 | 0 | 0 | 0 | 0 | 0 | 0 | 0 | 0 | 0 | 0 | 0 | 0 | 0 | 0 | 0 | 0 | 0 | 12
NO |  | 32 | 2012 | 16 | 3 | 3 |  | 10721 DIXON | STILLMAN VALLEY | 138 | 138 | WP | 0.16 | 0 | 0 | 1113 ACSR | 0 | 0 | 0 | 0 | 0 | 0 | 0 | 0 | 0 | 0 | 0 | 0 | 0 | 0 | 0 | 0 | 0 | 0 | 0 | 0 | 0 | 0 | 0 | 12
NO |  | 32 | 2012 | 16 | 4 | 4 |  | 10721 DIXON | STILLMAN VALLEY | 138 | 138 | WH | 17.69 | 0 | 0 | 1113 ACSR, 2-1277 | 0 | 0 | 0 | 0 | 0 | 0 | 0 | 0 | 0 | 0 | 0 | 0 | 0 | 0 | 0 | 0 | 0 | 0 | 0 | 0 | 0 | 0 | 0 | 12
NO |  | 32 | 2012 | 16 | 5 | 5 |  | 11102 ELECTRIC JUNCTION | WOLFS | 138 | 138 | ST | 0.54 | 5.5 | 1 | 1113 ACSR, 300 CU | 0 | 0 | 0 | 0 | 0 | 0 | 0 | 0 | 0 | 0 | 0 | 0 | 0 | 0 | 0 | 0 | 0 | 0 | 0 | 0 | 0 | 0 | 0 | 12
NO |  | 32 | 2012 | 16 | 6 | 6 |  | 11102 ELECTRIC JUNCTION | WOLFS | 138 | 138 | SP | 0.24 | 0 | 0 | 1113 ACSR | 0 | 0 | 0 | 0 | 0 | 0 | 0 | 0 | 0 | 0 | 0 | 0 | 0 | 0 | 0 | 0 | 0 | 0 | 0 | 0 | 0 | 0 | 0 | 12
NO |  | 32 | 2012 | 16 | 7 | 7 |  | 11103 ELECTRIC JUNCTION | AURORA E.C. | 138 | 138 | SP | 0.07 | 0.04 | 1 | 1113 ACSR | 0 | 0 | 0 | 0 | 0 | 0 | 0 | 0 | 0 | 0 | 0 | 0 | 0 | 0 | 0 | 0 | 0 | 0 | 0 | 0 | 0 | 0 | 0 | 12
NO |  | 32 | 2012 | 16 | 8 | 8 |  | 11103 ELECTRIC JUNCTION | AURORA E.C. | 138 | 138 | ST | 0.41 | 0.74 | 0 | 1113 ACSR | 0 | 0 | 0 | 0 | 0 | 0 | 0 | 0 | 0 | 0 | 0 | 0 | 0 | 0 | 0 | 0 | 0 | 0 | 0 | 0 | 0 | 0 | 0 | 12
NO |  | 32 | 2012 | 16 | 9 | 9 |  | 11105 ELECTRIC JUNCTION | AURORA E.C. | 138 | 138 | ST | 0.32 | 0.74 | 1 | 1113 ACSR | 0 | 0 | 0 | 0 | 0 | 0 | 0 | 0 | 0 | 0 | 0 | 0 | 0 | 0 | 0 | 0 | 0 | 0 | 0 | 0 | 0 | 0 | 0 | 12
NO |  | 32 | 2012 | 16 | 10 | 10 |  | 11105 ELECTRIC JUNCTION | AURORA E.C. | 138 | 138 | SP | 0.05 | 0.07 | 0 | 1113 ACSR | 0 | 0 | 0 | 0 | 0 | 0 | 0 | 0 | 0 | 0 | 0 | 0 | 0 | 0 | 0 | 0 | 0 | 0 | 0 | 0 | 0 | 0 | 0 | 12
NO |  | 32 | 2012 | 16 | 11 | 11 |  | 11106 ELECTRIC JUNCTION | WATERMAN | 138 | 138 | ST | 0.3 | 9.35 | 1 | 477,1113 ACSR | 0 | 0 | 0 | 0 | 0 | 0 | 0 | 0 | 0 | 0 | 0 | 0 | 0 | 0 | 0 | 0 | 0 | 0 | 0 | 0 | 0 | 0 | 0 | 12
NO |  | 32 | 2012 | 16 | 12 | 12 |  | 11106 ELECTRIC JUNCTION | WATERMAN | 138 | 138 | SP | 0.11 | 0.48 | 0 | 477 ACSR | 0 | 0 | 0 | 0 | 0 | 0 | 0 | 0 | 0 | 0 | 0 | 0 | 0 | 0 | 0 | 0 | 0 | 0 | 0 | 0 | 0 | 0 | 0 | 12
NO |  | 32 | 2012 | 16 | 13 | 13 |  | 11106 ELECTRIC JUNCTION | WATERMAN | 138 | 138 | WP | 18.78 | 0 | 0 | 477 ACSR | 0 | 0 | 0 | 0 | 0 | 0 | 0 | 0 | 0 | 0 | 0 | 0 | 0 | 0 | 0 | 0 | 0 | 0 | 0 | 0 | 0 | 0 | 0 | 12
NO |  | 32 | 2012 | 16 | 14 | 14 |  | 11106 ELECTRIC JUNCTION | WATERMAN | 138 | 138 | WH | 0.3 | 0 | 0 | 477 ACSR | 0 | 0 | 0 | 0 | 0 | 0 | 0 | 0 | 0 | 0 | 0 | 0 | 0 | 0 | 0 | 0 | 0 | 0 | 0 | 0 | 0 | 0 | 0 | 12
NO |  | 32 | 2012 | 16 | 15 | 15 |  | 11106 TAP | GLIDDEN | 138 | 138 | SP | 7.7 | 0 | 0 | 2-556.5 ACSR,1113 | 0 | 0 | 0 | 0 | 0 | 0 | 0 | 0 | 0 | 0 | 0 | 0 | 0 | 0 | 0 | 0 | 0 | 0 | 0 | 0 | 0 | 0 | 0 | 12
NO |  | 32 | 2012 | 16 | 16 | 16 |  | 11107 ELECTRIC JUNCTION | NAPERVILLE | 138 | 138 | SP | 0.2 | 1.27 | 1 | 1113 ACSR | 0 | 0 | 0 | 0 | 0 | 0 | 0 | 0 | 0 | 0 | 0 | 0 | 0 | 0 | 0 | 0 | 0 | 0 | 0 | 0 | 0 | 0 | 0 | 12
NO |  | 32 | 2012 | 16 | 17 | 17 |  | 11107 ELECTRIC JUNCTION | NAPERVILLE | 138 | 138 | WP | 1.43 | 0 | 0 | 1113 ACSR | 0 | 0 | 0 | 0 | 0 | 0 | 0 | 0 | 0 | 0 | 0 | 0 | 0 | 0 | 0 | 0 | 0 | 0 | 0 | 0 | 0 | 0 | 0 | 12
NO |  | 32 | 2012 | 16 | 18 | 18 |  | 11107 ELECTRIC JUNCTION | NAPERVILLE | 138 | 138 | SP | 0.07 | 0 | 0 | 2-556.5,1113 ACSR | 0 | 0 | 0 | 0 | 0 | 0 | 0 | 0 | 0 | 0 | 0 | 0 | 0 | 0 | 0 | 0 | 0 | 0 | 0 | 0 | 0 | 0 | 0 | 12
NO |  | 32 | 2012 | 16 | 19 | 19 |  | 11110 ELECTRIC JUNCTION | WOLFS | 138 | 138 | ST | 2.74 | 3.23 | 1 | 2-556.5,1113 ACSR | 0 | 0 | 0 | 0 | 0 | 0 | 0 | 0 | 0 | 0 | 0 | 0 | 0 | 0 | 0 | 0 | 0 | 0 | 0 | 0 | 0 | 0 | 0 | 12
NO |  | 32 | 2012 | 16 | 20 | 20 |  | 11110 ELECTRIC JUNCTION | WOLFS | 138 | 138 | WP | 0.25 | 0 | 0 | 2156 ACSR | 0 | 0 | 0 | 0 | 0 | 0 | 0 | 0 | 0 | 0 | 0 | 0 | 0 | 0 | 0 | 0 | 0 | 0 | 0 | 0 | 0 | 0 | 0 | 12
NO |  | 32 | 2012 | 16 | 21 | 21 |  | 11110 TAP | NAPERVILLE | 138 | 138 | SP | 0.06 | 1.27 | 0 | 1113 ACSR | 0 | 0 | 0 | 0 | 0 | 0 | 0 | 0 | 0 | 0 | 0 | 0 | 0 | 0 | 0 | 0 | 0 | 0 | 0 | 0 | 0 | 0 | 0 | 12
NO |  | 32 | 2012 | 16 | 22 | 22 |  | 11110 TAP | NAPERVILLE | 138 | 138 | WH | 0.05 | 0 | 0 | 1113 ACSR | 0 | 0 | 0 | 0 | 0 | 0 | 0 | 0 | 0 | 0 | 0 | 0 | 0 | 0 | 0 | 0 | 0 | 0 | 0 | 0 | 0 | 0 | 0 | 12
NO |  | 32 | 2012 | 16 | 23 | 23 |  | 11301WATERMAN | SANDWICH | 138 | 138 | SP | 1.26 | 0.48 | 1 | 1113 ACSR | 0 | 0 | 0 | 0 | 0 | 0 | 0 | 0 | 0 | 0 | 0 | 0 | 0 | 0 | 0 | 0 | 0 | 0 | 0 | 0 | 0 | 0 | 0 | 12
NO |  | 32 | 2012 | 16 | 24 | 24 |  | 11301WATERMAN | SANDWICH | 138 | 138 | WP | 13.79 | 0 | 0 | 2-556.5,1113 ACSR | 0 | 0 | 0 | 0 | 0 | 0 | 0 | 0 | 0 | 0 | 0 | 0 | 0 | 0 | 0 | 0 | 0 | 0 | 0 | 0 | 0 | 0 | 0 | 12
NO |  | 32 | 2012 | 16 | 25 | 25 |  | 11301 TAP | ROW BREAKER AT SANDWICH | 138 | 138 | SP | 0.02 | 0 | 0 | 1113 ACSR | 0 | 0 | 0 | 0 | 0 | 0 | 0 | 0 | 0 | 0 | 0 | 0 | 0 | 0 | 0 | 0 | 0 | 0 | 0 | 0 | 0 | 0 | 0 | 12
NO |  | 32 | 2012 | 16 | 26 | 26 |  | 11323 WATERMAN | HAUMESSER ROAD | 138 | 138 | SP | 5.47 | 0 | 1 | 664.8 ACSS/TW, 11 | 0 | 0 | 0 | 0 | 0 | 0 | 0 | 0 | 0 | 0 | 0 | 0 | 0 | 0 | 0 | 0 | 0 | 0 | 0 | 0 | 0 | 0 | 0 | 12
NO |  | 32 | 2012 | 16 | 27 | 27 |  | 11323 TAP | GLIDDEN | 138 | 138 | WP | 8.9 | 0 | 0 | 336.4,477,1113 AC | 0 | 0 | 0 | 0 | 0 | 0 | 0 | 0 | 0 | 0 | 0 | 0 | 0 | 0 | 0 | 0 | 0 | 0 | 0 | 0 | 0 | 0 | 0 | 12
NO |  | 32 | 2012 | 16 | 28 | 28 |  | 11413 NORTHWEST | CLYBOURN-CROSBY | 138 | 138 | SP | 0.02 | 0.09 | 1 | 1113 ACSR | 0 | 0 | 0 | 0 | 0 | 0 | 0 | 0 | 0 | 0 | 0 | 0 | 0 | 0 | 0 | 0 | 0 | 0 | 0 | 0 | 0 | 0 | 0 | 12
NO |  | 32 | 2012 | 16 | 29 | 29 |  | 11416 NORTHWEST | SKOKIE 88 | 138 | 138 | ST | 1.68 | 1.9 | 1 | 750 CU / 1113 ACS | 0 | 0 | 0 | 0 | 0 | 0 | 0 | 0 | 0 | 0 | 0 | 0 | 0 | 0 | 0 | 0 | 0 | 0 | 0 | 0 | 0 | 0 | 0 | 12
NO |  | 32 | 2012 | 16 | 30 | 30 |  | 11416 NORTHWEST | SKOKIE 88 | 138 | 138 | WP | 0.06 | 0 | 0 | 1113 ACSR | 0 | 0 | 0 | 0 | 0 | 0 | 0 | 0 | 0 | 0 | 0 | 0 | 0 | 0 | 0 | 0 | 0 | 0 | 0 | 0 | 0 | 0 | 0 | 12
NO |  | 32 | 2012 | 16 | 31 | 31 |  | 11418 NORTHWEST | CROSBY | 138 | 138 | SP | 0.05 | 0.09 | 1 | 266.8 ACSR | 0 | 0 | 0 | 0 | 0 | 0 | 0 | 0 | 0 | 0 | 0 | 0 | 0 | 0 | 0 | 0 | 0 | 0 | 0 | 0 | 0 | 0 | 0 | 12
NO |  | 32 | 2012 | 16 | 32 | 32 |  | 11603 GOODINGS GROVE | CRESTWOOD | 138 | 138 | ST | 11.23 | 0 | 1 | 1113 ACSR | 0 | 0 | 0 | 0 | 0 | 0 | 0 | 0 | 0 | 0 | 0 | 0 | 0 | 0 | 0 | 0 | 0 | 0 | 0 | 0 | 0 | 0 | 0 | 12
NO |  | 32 | 2012 | 16 | 33 | 33 |  | 11603 GOODINGS GROVE | CRESTWOOD | 138 | 138 | SP | 0.07 | 0 | 0 | 1113 ACSR | 0 | 0 | 0 | 0 | 0 | 0 | 0 | 0 | 0 | 0 | 0 | 0 | 0 | 0 | 0 | 0 | 0 | 0 | 0 | 0 | 0 | 0 | 0 | 12
NO |  | 32 | 2012 | 16 | 34 | 34 |  | 11603 GOODINGS GROVE | CRESTWOOD | 138 | 138 | WP | 0.21 | 0 | 0 | 1113 ACSR | 0 | 0 | 0 | 0 | 0 | 0 | 0 | 0 | 0 | 0 | 0 | 0 | 0 | 0 | 0 | 0 | 0 | 0 | 0 | 0 | 0 | 0 | 0 | 12
NO |  | 32 | 2012 | 16 | 35 | 35 |  | 11605 GOODINGS GROVE | BEDFORD PARK | 138 | 138 | ST | 0.69 | 17.77 | 1 | 900,1113 ACSR | 0 | 0 | 0 | 0 | 0 | 0 | 0 | 0 | 0 | 0 | 0 | 0 | 0 | 0 | 0 | 0 | 0 | 0 | 0 | 0 | 0 | 0 | 0 | 12
NO |  | 32 | 2012 | 17 | 1 | 1 |  | 11606 GOODINGS GROVE | BEDFORD PARK | 138 | 138 | ST | 0.71 | 17.77 | 1 | 900 ACSR | 0 | 0 | 0 | 0 | 0 | 0 | 0 | 0 | 0 | 0 | 0 | 0 | 0 | 0 | 0 | 0 | 0 | 0 | 0 | 0 | 0 | 0 | 0 | 12
NO |  | 32 | 2012 | 17 | 2 | 2 |  | 11609 GOODINGS GROVE | CRESTWOOD | 138 | 138 | ST | 0.4 | 10.84 | 1 | 1113 ACSR | 0 | 0 | 0 | 0 | 0 | 0 | 0 | 0 | 0 | 0 | 0 | 0 | 0 | 0 | 0 | 0 | 0 | 0 | 0 | 0 | 0 | 0 | 0 | 12
NO |  | 32 | 2012 | 17 | 3 | 3 |  | 11609 GOODINGS GROVE | CRESTWOOD | 138 | 138 | SP | 0.07 | 0 | 0 | 1113 ACSR | 0 | 0 | 0 | 0 | 0 | 0 | 0 | 0 | 0 | 0 | 0 | 0 | 0 | 0 | 0 | 0 | 0 | 0 | 0 | 0 | 0 | 0 | 0 | 12
NO |  | 32 | 2012 | 17 | 4 | 4 |  | 11609 GOODINGS GROVE | CRESTWOOD | 138 | 138 | WP | 0.14 | 0 | 0 | 1113 ACSR | 0 | 0 | 0 | 0 | 0 | 0 | 0 | 0 | 0 | 0 | 0 | 0 | 0 | 0 | 0 | 0 | 0 | 0 | 0 | 0 | 0 | 0 | 0 | 12
NO |  | 32 | 2012 | 17 | 5 | 5 |  | 11701 PROSPECT HTS | DES PLAINES 46 | 138 | 138 | SP | 0.3 | 4.03 | 1 | 1113 ACSR | 0 | 0 | 0 | 0 | 0 | 0 | 0 | 0 | 0 | 0 | 0 | 0 | 0 | 0 | 0 | 0 | 0 | 0 | 0 | 0 | 0 | 0 | 0 | 12
NO |  | 32 | 2012 | 17 | 6 | 6 |  | 11701 PROSPECT HTS | DES PLAINES 46 | 138 | 138 | ST | 0.23 | 0.35 | 0 | 1113 ACSR | 0 | 0 | 0 | 0 | 0 | 0 | 0 | 0 | 0 | 0 | 0 | 0 | 0 | 0 | 0 | 0 | 0 | 0 | 0 | 0 | 0 | 0 | 0 | 12
NO |  | 32 | 2012 | 17 | 7 | 7 |  | 11701 PROSPECT HTS | DES PLAINES 46 | 138 | 138 | WH | 0.11 | 0 | 0 | 1113 ACSR | 0 | 0 | 0 | 0 | 0 | 0 | 0 | 0 | 0 | 0 | 0 | 0 | 0 | 0 | 0 | 0 | 0 | 0 | 0 | 0 | 0 | 0 | 0 | 12
NO |  | 32 | 2012 | 17 | 8 | 8 |  | 11702 PROSPECT HTS | DES PLAINES 46 | 138 | 138 | SP | 0.25 | 0.35 | 1 | 1113 ACSR | 0 | 0 | 0 | 0 | 0 | 0 | 0 | 0 | 0 | 0 | 0 | 0 | 0 | 0 | 0 | 0 | 0 | 0 | 0 | 0 | 0 | 0 | 0 | 12
NO |  | 32 | 2012 | 17 | 9 | 9 |  | 11702 PROSPECT HTS | DES PLAINES 46 | 138 | 138 | ST | 0.63 | 3.67 | 0 | 1113 ACSR | 0 | 0 | 0 | 0 | 0 | 0 | 0 | 0 | 0 | 0 | 0 | 0 | 0 | 0 | 0 | 0 | 0 | 0 | 0 | 0 | 0 | 0 | 0 | 12
NO |  | 32 | 2012 | 17 | 10 | 10 |  | 11702 PROSPECT HTS | DES PLAINES 46 | 138 | 138 | WH | 0.09 | 0 | 0 | 1113 ACSR | 0 | 0 | 0 | 0 | 0 | 0 | 0 | 0 | 0 | 0 | 0 | 0 | 0 | 0 | 0 | 0 | 0 | 0 | 0 | 0 | 0 | 0 | 0 | 12
NO |  | 32 | 2012 | 17 | 11 | 11 |  | 11704 LIBERTYVILLE | PROSPECT HTS | 138 | 138 | ST | 0.4 | 14.55 | 1 | 1113 ACSR | 0 | 0 | 0 | 0 | 0 | 0 | 0 | 0 | 0 | 0 | 0 | 0 | 0 | 0 | 0 | 0 | 0 | 0 | 0 | 0 | 0 | 0 | 0 | 12
NO |  | 32 | 2012 | 17 | 12 | 12 |  | 11704 LIBERTYVILLE | PROSPECT HTS | 138 | 138 | SP | 0.65 | 0 | 0 | 1113 ACSR | 0 | 0 | 0 | 0 | 0 | 0 | 0 | 0 | 0 | 0 | 0 | 0 | 0 | 0 | 0 | 0 | 0 | 0 | 0 | 0 | 0 | 0 | 0 | 12
NO |  | 32 | 2012 | 17 | 13 | 13 |  | 11708 LIBERTYVILLE | PROSPECT HTS | 138 | 138 | ST | 0.86 | 14.21 | 1 | 1113 ACSR | 0 | 0 | 0 | 0 | 0 | 0 | 0 | 0 | 0 | 0 | 0 | 0 | 0 | 0 | 0 | 0 | 0 | 0 | 0 | 0 | 0 | 0 | 0 | 12
NO |  | 32 | 2012 | 17 | 14 | 14 |  | 11708 LIBERTYVILLE | PROSPECT HTS | 138 | 138 | SP | 0.27 | 0.07 | 0 | 1113 ACSR | 0 | 0 | 0 | 0 | 0 | 0 | 0 | 0 | 0 | 0 | 0 | 0 | 0 | 0 | 0 | 0 | 0 | 0 | 0 | 0 | 0 | 0 | 0 | 12
NO |  | 32 | 2012 | 17 | 15 | 15 |  | 11901 LANCASTER | FREEPORT | 138 | 138 | ST | 0.11 | 0.89 | 1 | 266.8,636,1113 AC | 0 | 0 | 0 | 0 | 0 | 0 | 0 | 0 | 0 | 0 | 0 | 0 | 0 | 0 | 0 | 0 | 0 | 0 | 0 | 0 | 0 | 0 | 0 | 12
NO |  | 32 | 2012 | 17 | 16 | 16 |  | 11901 LANCASTER | FREEPORT | 138 | 138 | SP | 0.13 | 0 | 0 | 266.8,1113 ACSR | 0 | 0 | 0 | 0 | 0 | 0 | 0 | 0 | 0 | 0 | 0 | 0 | 0 | 0 | 0 | 0 | 0 | 0 | 0 | 0 | 0 | 0 | 0 | 12
NO |  | 32 | 2012 | 17 | 17 | 17 |  | 11901 LANCASTER | FREEPORT | 138 | 138 | WP | 0.16 | 0 | 0 | 1113 ACSR | 0 | 0 | 0 | 0 | 0 | 0 | 0 | 0 | 0 | 0 | 0 | 0 | 0 | 0 | 0 | 0 | 0 | 0 | 0 | 0 | 0 | 0 | 0 | 12
NO |  | 32 | 2012 | 17 | 18 | 18 |  | 11902 LANCASTER | MARYLAND | 138 | 138 | SP | 15.93 | 4.02 | 1 | 1113 ACSR | 0 | 0 | 0 | 0 | 0 | 0 | 0 | 0 | 0 | 0 | 0 | 0 | 0 | 0 | 0 | 0 | 0 | 0 | 0 | 0 | 0 | 0 | 0 | 12
NO |  | 32 | 2012 | 17 | 19 | 19 |  | 11902 LANCASTER | MARYLAND | 138 | 138 | ST | 1.02 | 0.69 | 0 | 1113 ACSR | 0 | 0 | 0 | 0 | 0 | 0 | 0 | 0 | 0 | 0 | 0 | 0 | 0 | 0 | 0 | 0 | 0 | 0 | 0 | 0 | 0 | 0 | 0 | 12
NO |  | 32 | 2012 | 17 | 20 | 20 |  | 11902 LANCASTER | MARYLAND | 138 | 138 | WP | 0.27 | 1.02 | 0 | 1113 ACSR | 0 | 0 | 0 | 0 | 0 | 0 | 0 | 0 | 0 | 0 | 0 | 0 | 0 | 0 | 0 | 0 | 0 | 0 | 0 | 0 | 0 | 0 | 0 | 12
NO |  | 32 | 2012 | 17 | 21 | 21 |  | 11904 LANCASTER | ECOGROVE WIND FARM | 138 | 138 | SP | 0.26 | 0 | 1 | 636, 1113 ACSR | 0 | 0 | 0 | 0 | 0 | 0 | 0 | 0 | 0 | 0 | 0 | 0 | 0 | 0 | 0 | 0 | 0 | 0 | 0 | 0 | 0 | 0 | 0 | 12
NO |  | 32 | 2012 | 17 | 22 | 22 |  | 11904 LANCASTER | ECOGROVE WIND FARM | 138 | 138 | WP | 8.01 | 0 | 0 | 636, 1113 ACSR | 0 | 0 | 0 | 0 | 0 | 0 | 0 | 0 | 0 | 0 | 0 | 0 | 0 | 0 | 0 | 0 | 0 | 0 | 0 | 0 | 0 | 0 | 0 | 12
NO |  | 32 | 2012 | 17 | 23 | 23 |  | 11904 LANCASTER | ECOGROVE WIND FARM | 138 | 138 | ST | 3.94 | 0 | 0 | 636 ACSR | 0 | 0 | 0 | 0 | 0 | 0 | 0 | 0 | 0 | 0 | 0 | 0 | 0 | 0 | 0 | 0 | 0 | 0 | 0 | 0 | 0 | 0 | 0 | 12
NO |  | 32 | 2012 | 17 | 24 | 24 |  | 12005 LOMBARD | DES PLAINES | 138 | 138 | ST | 1.05 | 16.05 | 1 | 2156 ACSR | 0 | 0 | 0 | 0 | 0 | 0 | 0 | 0 | 0 | 0 | 0 | 0 | 0 | 0 | 0 | 0 | 0 | 0 | 0 | 0 | 0 | 0 | 0 | 12
NO |  | 32 | 2012 | 17 | 25 | 25 |  | 12006 LOMBARD | DES PLAINES | 138 | 138 | ST | 1.08 | 16.01 | 1 | 2156 ACSR | 0 | 0 | 0 | 0 | 0 | 0 | 0 | 0 | 0 | 0 | 0 | 0 | 0 | 0 | 0 | 0 | 0 | 0 | 0 | 0 | 0 | 0 | 0 | 12
NO |  | 32 | 2012 | 17 | 26 | 26 |  | 12007 LOMBARD | ELMHURST | 138 | 138 | ST | 0.63 | 7.51 | 1 | 1113 ACSR | 0 | 0 | 0 | 0 | 0 | 0 | 0 | 0 | 0 | 0 | 0 | 0 | 0 | 0 | 0 | 0 | 0 | 0 | 0 | 0 | 0 | 0 | 0 | 12
NO |  | 32 | 2012 | 17 | 27 | 27 |  | 12007 LOMBARD | ELMHURST | 138 | 138 | WP | 0.06 | 0 | 0 | 1113 ACSR | 0 | 0 | 0 | 0 | 0 | 0 | 0 | 0 | 0 | 0 | 0 | 0 | 0 | 0 | 0 | 0 | 0 | 0 | 0 | 0 | 0 | 0 | 0 | 12
NO |  | 32 | 2012 | 17 | 28 | 28 |  | 12008 LOMBARD | ELMHURST | 138 | 138 | ST | 1.01 | 7.18 | 1 | 900,1113 ACSR | 0 | 0 | 0 | 0 | 0 | 0 | 0 | 0 | 0 | 0 | 0 | 0 | 0 | 0 | 0 | 0 | 0 | 0 | 0 | 0 | 0 | 0 | 0 | 12
NO |  | 32 | 2012 | 17 | 29 | 29 |  | 12008 LOMBARD | ELMHURST | 138 | 138 | SP | 0.12 | 0 | 0 | 900,1113 ACSR | 0 | 0 | 0 | 0 | 0 | 0 | 0 | 0 | 0 | 0 | 0 | 0 | 0 | 0 | 0 | 0 | 0 | 0 | 0 | 0 | 0 | 0 | 0 | 12
NO |  | 32 | 2012 | 17 | 30 | 30 |  | 12015 LOMBARD | ITASCA | 138 | 138 | ST | 0.54 | 7.42 | 1 | 1113 ACSR | 0 | 0 | 0 | 0 | 0 | 0 | 0 | 0 | 0 | 0 | 0 | 0 | 0 | 0 | 0 | 0 | 0 | 0 | 0 | 0 | 0 | 0 | 0 | 12
NO |  | 32 | 2012 | 17 | 31 | 31 |  | 12015 LOMBARD | ITASCA | 138 | 138 | SP | 0.24 | 0 | 0 | 1113 ACSR | 0 | 0 | 0 | 0 | 0 | 0 | 0 | 0 | 0 | 0 | 0 | 0 | 0 | 0 | 0 | 0 | 0 | 0 | 0 | 0 | 0 | 0 | 0 | 12
NO |  | 32 | 2012 | 17 | 32 | 32 |  | 12016 LOMBARD | ITASCA | 138 | 138 | ST | 0.57 | 7.45 | 1 | 1113 ACSR | 0 | 0 | 0 | 0 | 0 | 0 | 0 | 0 | 0 | 0 | 0 | 0 | 0 | 0 | 0 | 0 | 0 | 0 | 0 | 0 | 0 | 0 | 0 | 12
NO |  | 32 | 2012 | 17 | 33 | 33 |  | 12016 LOMBARD | ITASCA | 138 | 138 | SP | 0.06 | 0 | 0 | 1113 ACSR | 0 | 0 | 0 | 0 | 0 | 0 | 0 | 0 | 0 | 0 | 0 | 0 | 0 | 0 | 0 | 0 | 0 | 0 | 0 | 0 | 0 | 0 | 0 | 12
NO |  | 32 | 2012 | 17 | 34 | 34 |  | 12016 LOMBARD | ITASCA | 138 | 138 | WH | 0.37 | 0 | 0 | 1113 ACSR | 0 | 0 | 0 | 0 | 0 | 0 | 0 | 0 | 0 | 0 | 0 | 0 | 0 | 0 | 0 | 0 | 0 | 0 | 0 | 0 | 0 | 0 | 0 | 12
NO |  | 32 | 2012 | 17 | 35 | 35 |  | 12204 BELVEDERE | PLEASANT VALLEY | 138 | 138 | ST | 0.93 | 21.06 | 1 | 664.8 ACSS/TW,111 | 0 | 0 | 0 | 0 | 0 | 0 | 0 | 0 | 0 | 0 | 0 | 0 | 0 | 0 | 0 | 0 | 0 | 0 | 0 | 0 | 0 | 0 | 0 | 12
NO |  | 32 | 2012 | 18 | 1 | 1 |  | 12204 BELVEDERE | PLEASANT VALLEY | 138 | 138 | SP | 0.23 | 0.64 | 0 | 1113 ACSR | 0 | 0 | 0 | 0 | 0 | 0 | 0 | 0 | 0 | 0 | 0 | 0 | 0 | 0 | 0 | 0 | 0 | 0 | 0 | 0 | 0 | 0 | 0 | 12
NO |  | 32 | 2012 | 18 | 2 | 2 |  | 12204 BELVEDERE | PLEASANT VALLEY | 138 | 138 | WP | 0.22 | 0 | 0 | 664.8 ACSS/TW | 0 | 0 | 0 | 0 | 0 | 0 | 0 | 0 | 0 | 0 | 0 | 0 | 0 | 0 | 0 | 0 | 0 | 0 | 0 | 0 | 0 | 0 | 0 | 12
NO |  | 32 | 2012 | 18 | 3 | 3 |  | 12204 BELVEDERE | PLEASANT VALLEY | 138 | 138 | WH | 0.17 | 0 | 0 | 664.8 ACSS/TW | 0 | 0 | 0 | 0 | 0 | 0 | 0 | 0 | 0 | 0 | 0 | 0 | 0 | 0 | 0 | 0 | 0 | 0 | 0 | 0 | 0 | 0 | 0 | 12
NO |  | 32 | 2012 | 18 | 4 | 4 |  | 12204 TAP | MARENGO | 138 | 138 | WP | 1.19 | 0 | 0 | 477, 1113 ACSR, 6 | 0 | 0 | 0 | 0 | 0 | 0 | 0 | 0 | 0 | 0 | 0 | 0 | 0 | 0 | 0 | 0 | 0 | 0 | 0 | 0 | 0 | 0 | 0 | 12
NO |  | 32 | 2012 | 18 | 5 | 5 |  | 12205 BELVIDERE | WOODSTOCK | 138 | 138 | ST | 0.67 | 21.12 | 1 | 1113 ACSR,664.8AC | 0 | 0 | 0 | 0 | 0 | 0 | 0 | 0 | 0 | 0 | 0 | 0 | 0 | 0 | 0 | 0 | 0 | 0 | 0 | 0 | 0 | 0 | 0 | 12
NO |  | 32 | 2012 | 18 | 6 | 6 |  | 12205 BELVIDERE | WOODSTOCK | 138 | 138 | SP | 2.39 | 0 | 0 | 2-556.5 ACSR | 0 | 0 | 0 | 0 | 0 | 0 | 0 | 0 | 0 | 0 | 0 | 0 | 0 | 0 | 0 | 0 | 0 | 0 | 0 | 0 | 0 | 0 | 0 | 12
NO |  | 32 | 2012 | 18 | 7 | 7 |  | 12205 TAP | MARENGO | 138 | 138 | WP | 0.27 | 0 | 0 | 477 ACSR | 0 | 0 | 0 | 0 | 0 | 0 | 0 | 0 | 0 | 0 | 0 | 0 | 0 | 0 | 0 | 0 | 0 | 0 | 0 | 0 | 0 | 0 | 0 | 12
NO |  | 32 | 2012 | 18 | 8 | 8 |  | 12205 TAP | MARENGO | 138 | 138 | WH | 0.95 | 0 | 0 | 477 ACSR | 0 | 0 | 0 | 0 | 0 | 0 | 0 | 0 | 0 | 0 | 0 | 0 | 0 | 0 | 0 | 0 | 0 | 0 | 0 | 0 | 0 | 0 | 0 | 12
NO |  | 32 | 2012 | 18 | 9 | 9 |  | 12411 MARYLAND | DIXON | 138 | 138 | ST | 1.46 | 0 | 1 | 1113 ACSR | 0 | 0 | 0 | 0 | 0 | 0 | 0 | 0 | 0 | 0 | 0 | 0 | 0 | 0 | 0 | 0 | 0 | 0 | 0 | 0 | 0 | 0 | 0 | 12
NO |  | 32 | 2012 | 18 | 10 | 10 |  | 12411 MARYLAND | DIXON | 138 | 138 | SP | 11.63 | 0 | 0 | 1113 ACSR | 0 | 0 | 0 | 0 | 0 | 0 | 0 | 0 | 0 | 0 | 0 | 0 | 0 | 0 | 0 | 0 | 0 | 0 | 0 | 0 | 0 | 0 | 0 | 12
NO |  | 32 | 2012 | 18 | 11 | 11 |  | 12411 MARYLAND | DIXON | 138 | 138 | WH | 2.6 | 0 | 0 | 1113 ACSR | 0 | 0 | 0 | 0 | 0 | 0 | 0 | 0 | 0 | 0 | 0 | 0 | 0 | 0 | 0 | 0 | 0 | 0 | 0 | 0 | 0 | 0 | 0 | 12
NO |  | 32 | 2012 | 18 | 12 | 12 |  | 12411 TAP | STERLING | 138 | 138 | SP | 14.38 | 0 | 0 | 3/0 CU / 1113 ACS | 0 | 0 | 0 | 0 | 0 | 0 | 0 | 0 | 0 | 0 | 0 | 0 | 0 | 0 | 0 | 0 | 0 | 0 | 0 | 0 | 0 | 0 | 0 | 12
NO |  | 32 | 2012 | 18 | 13 | 13 |  | 13219 GARDEN PLAIN | I.S.P.C.O. | 138 | 138 | WP | 4.52 | 0 | 1 | 477 ACSR | 0 | 0 | 0 | 0 | 0 | 0 | 0 | 0 | 0 | 0 | 0 | 0 | 0 | 0 | 0 | 0 | 0 | 0 | 0 | 0 | 0 | 0 | 0 | 12
NO |  | 32 | 2012 | 18 | 14 | 14 |  | 13501 ELMHURST | BELLWOOD | 138 | 138 | ST | 0.19 | 5.29 | 1 | 900,1113 ACSR | 0 | 0 | 0 | 0 | 0 | 0 | 0 | 0 | 0 | 0 | 0 | 0 | 0 | 0 | 0 | 0 | 0 | 0 | 0 | 0 | 0 | 0 | 0 | 12
NO |  | 32 | 2012 | 18 | 15 | 15 |  | 13501 ELMHURST | BELLWOOD | 138 | 138 | SP | 0.07 | 0 | 0 | 900,1113 ACSR | 0 | 0 | 0 | 0 | 0 | 0 | 0 | 0 | 0 | 0 | 0 | 0 | 0 | 0 | 0 | 0 | 0 | 0 | 0 | 0 | 0 | 0 | 0 | 12
NO |  | 32 | 2012 | 18 | 16 | 16 |  | 13501 ELMHURST | BELLWOOD | 138 | 138 | WP | 0.07 | 0 | 0 | 900,1113 ACSR | 0 | 0 | 0 | 0 | 0 | 0 | 0 | 0 | 0 | 0 | 0 | 0 | 0 | 0 | 0 | 0 | 0 | 0 | 0 | 0 | 0 | 0 | 0 | 12
NO |  | 32 | 2012 | 18 | 17 | 17 |  | 13501 TAP | BERKELEY | 138 | 138 | SP | 0.02 | 0 | 0 | 477 ACSR | 0 | 0 | 0 | 0 | 0 | 0 | 0 | 0 | 0 | 0 | 0 | 0 | 0 | 0 | 0 | 0 | 0 | 0 | 0 | 0 | 0 | 0 | 0 | 12
NO |  | 32 | 2012 | 18 | 18 | 18 |  | 13501 TAP | NORTHLAKE DATA CENTER | 138 | 138 | SP | 0.05 | 0 | 0 | 1113 ACSR | 0 | 0 | 0 | 0 | 0 | 0 | 0 | 0 | 0 | 0 | 0 | 0 | 0 | 0 | 0 | 0 | 0 | 0 | 0 | 0 | 0 | 0 | 0 | 12
NO |  | 32 | 2012 | 18 | 19 | 19 |  | 13502 ELMHURST | BELLWOOD | 138 | 138 | ST | 0.15 | 5.29 | 1 | 900,1113 ACSR | 0 | 0 | 0 | 0 | 0 | 0 | 0 | 0 | 0 | 0 | 0 | 0 | 0 | 0 | 0 | 0 | 0 | 0 | 0 | 0 | 0 | 0 | 0 | 12
NO |  | 32 | 2012 | 18 | 20 | 20 |  | 13502 ELMHURST | BELLWOOD | 138 | 138 | SP | 0.11 | 0 | 0 | 900,1113 ACSR | 0 | 0 | 0 | 0 | 0 | 0 | 0 | 0 | 0 | 0 | 0 | 0 | 0 | 0 | 0 | 0 | 0 | 0 | 0 | 0 | 0 | 0 | 0 | 12
NO |  | 32 | 2012 | 18 | 21 | 21 |  | 13502 ELMHURST | BELLWOOD | 138 | 138 | WP | 0.05 | 0 | 0 | 900,1113 ACSR | 0 | 0 | 0 | 0 | 0 | 0 | 0 | 0 | 0 | 0 | 0 | 0 | 0 | 0 | 0 | 0 | 0 | 0 | 0 | 0 | 0 | 0 | 0 | 12
NO |  | 32 | 2012 | 18 | 22 | 22 |  | 13502 TAP | BERKELEY | 138 | 138 | SP | 0.01 | 0 | 0 | 477 ACSR | 0 | 0 | 0 | 0 | 0 | 0 | 0 | 0 | 0 | 0 | 0 | 0 | 0 | 0 | 0 | 0 | 0 | 0 | 0 | 0 | 0 | 0 | 0 | 12
NO |  | 32 | 2012 | 18 | 23 | 23 |  | 13502 TAP | NORTHLAKE DATA CENTER | 138 | 138 | SP | 0.04 | 0 | 0 | 1113 ACSR | 0 | 0 | 0 | 0 | 0 | 0 | 0 | 0 | 0 | 0 | 0 | 0 | 0 | 0 | 0 | 0 | 0 | 0 | 0 | 0 | 0 | 0 | 0 | 12
NO |  | 32 | 2012 | 18 | 24 | 24 |  | 13503 ELMHURST | NORTHLAKE | 138 | 138 | ST | 0.3 | 0.42 | 1 | 900,1113 ACSR | 0 | 0 | 0 | 0 | 0 | 0 | 0 | 0 | 0 | 0 | 0 | 0 | 0 | 0 | 0 | 0 | 0 | 0 | 0 | 0 | 0 | 0 | 0 | 12
NO |  | 32 | 2012 | 18 | 25 | 25 |  | 13503 ELMHURST | NORTHLAKE | 138 | 138 | WP | 0.16 | 0 | 0 | 900 ACSR | 0 | 0 | 0 | 0 | 0 | 0 | 0 | 0 | 0 | 0 | 0 | 0 | 0 | 0 | 0 | 0 | 0 | 0 | 0 | 0 | 0 | 0 | 0 | 12
NO |  | 32 | 2012 | 18 | 26 | 26 |  | 13504 ELMHURST | FRANKLIN PARK | 138 | 138 | ST | 0.13 | 0.41 | 1 | 1113 ACSR | 0 | 0 | 0 | 0 | 0 | 0 | 0 | 0 | 0 | 0 | 0 | 0 | 0 | 0 | 0 | 0 | 0 | 0 | 0 | 0 | 0 | 0 | 0 | 12
NO |  | 32 | 2012 | 18 | 27 | 27 |  | 13504 ELMHURST | FRANKLIN PARK | 138 | 138 | SP | 1.77 | 0.14 | 0 | 1113 ACSR | 0 | 0 | 0 | 0 | 0 | 0 | 0 | 0 | 0 | 0 | 0 | 0 | 0 | 0 | 0 | 0 | 0 | 0 | 0 | 0 | 0 | 0 | 0 | 12
NO |  | 32 | 2012 | 18 | 28 | 28 |  | 13504 ELMHURST | FRANKLIN PARK | 138 | 138 | WP | 0.12 | 0 | 0 | 1113 ACSR | 0 | 0 | 0 | 0 | 0 | 0 | 0 | 0 | 0 | 0 | 0 | 0 | 0 | 0 | 0 | 0 | 0 | 0 | 0 | 0 | 0 | 0 | 0 | 12
NO |  | 32 | 2012 | 18 | 29 | 29 |  | 13510 ELMHURST | FRANKLIN PARK | 138 | 138 | ST | 0.1 | 0.41 | 1 | 900,1113 ACSR | 0 | 0 | 0 | 0 | 0 | 0 | 0 | 0 | 0 | 0 | 0 | 0 | 0 | 0 | 0 | 0 | 0 | 0 | 0 | 0 | 0 | 0 | 0 | 12
NO |  | 32 | 2012 | 18 | 30 | 30 |  | 13510 ELMHURST | FRANKLIN PARK | 138 | 138 | SP | 0.03 | 1.77 | 0 | 1113 ACSR | 0 | 0 | 0 | 0 | 0 | 0 | 0 | 0 | 0 | 0 | 0 | 0 | 0 | 0 | 0 | 0 | 0 | 0 | 0 | 0 | 0 | 0 | 0 | 12
NO |  | 32 | 2012 | 18 | 31 | 31 |  | 13510 ELMHURST | FRANKLIN PARK | 138 | 138 | WP | 0.22 | 0 | 0 | 1113 ACSR | 0 | 0 | 0 | 0 | 0 | 0 | 0 | 0 | 0 | 0 | 0 | 0 | 0 | 0 | 0 | 0 | 0 | 0 | 0 | 0 | 0 | 0 | 0 | 12
NO |  | 32 | 2012 | 18 | 32 | 32 |  | 13803 STATE LINE | NIPSCO | 138 | 138 | ST | 0.17 | 0.14 | 1 | 900,1113 ACSR | 0 | 0 | 0 | 0 | 0 | 0 | 0 | 0 | 0 | 0 | 0 | 0 | 0 | 0 | 0 | 0 | 0 | 0 | 0 | 0 | 0 | 0 | 0 | 12
NO |  | 32 | 2012 | 18 | 33 | 33 |  | 13805 SILVER LAKE | SW TIE L-18513 | 138 | 138 | ST | 0.23 | 4 | 1 | 1113,2156 ACSR | 0 | 0 | 0 | 0 | 0 | 0 | 0 | 0 | 0 | 0 | 0 | 0 | 0 | 0 | 0 | 0 | 0 | 0 | 0 | 0 | 0 | 0 | 0 | 12
NO |  | 32 | 2012 | 18 | 34 | 34 |  | 13805 SILVER LAKE | SW TIE L-18513 | 138 | 138 | SP | 0.32 | 7.01 | 0 | 1277.2 ACSR | 0 | 0 | 0 | 0 | 0 | 0 | 0 | 0 | 0 | 0 | 0 | 0 | 0 | 0 | 0 | 0 | 0 | 0 | 0 | 0 | 0 | 0 | 0 | 12
NO |  | 32 | 2012 | 18 | 35 | 35 |  | 13805 SILVER LAKE | SW TIE L-18513 | 138 | 138 | WP | 0.11 | 0 | 0 | 1113 ACSR | 0 | 0 | 0 | 0 | 0 | 0 | 0 | 0 | 0 | 0 | 0 | 0 | 0 | 0 | 0 | 0 | 0 | 0 | 0 | 0 | 0 | 0 | 0 | 12
NO |  | 32 | 2012 | 19 | 1 | 1 |  | 13805 SILVER LAKE | SW TIE L-18513 | 138 | 138 | WH | 0.22 | 0 | 0 | 1113 ACSR | 0 | 0 | 0 | 0 | 0 | 0 | 0 | 0 | 0 | 0 | 0 | 0 | 0 | 0 | 0 | 0 | 0 | 0 | 0 | 0 | 0 | 0 | 0 | 12
NO |  | 32 | 2012 | 19 | 2 | 2 |  | 13806 SILVER LAKE | SW TIE L-18512 | 138 | 138 | ST | 0.21 | 3.91 | 1 | 1277.2 ACAR, 477, | 0 | 0 | 0 | 0 | 0 | 0 | 0 | 0 | 0 | 0 | 0 | 0 | 0 | 0 | 0 | 0 | 0 | 0 | 0 | 0 | 0 | 0 | 0 | 12
NO |  | 32 | 2012 | 19 | 3 | 3 |  | 13806 SILVER LAKE | SW TIE L-18512 | 138 | 138 | SP | 0.36 | 7.05 | 0 | 1277.2 ACAR | 0 | 0 | 0 | 0 | 0 | 0 | 0 | 0 | 0 | 0 | 0 | 0 | 0 | 0 | 0 | 0 | 0 | 0 | 0 | 0 | 0 | 0 | 0 | 12
NO |  | 32 | 2012 | 19 | 4 | 4 |  | 13806 SILVER LAKE | SW TIE L-18513 | 138 | 138 | WP | 0.18 | 0 | 0 | 477,1113 ACSR | 0 | 0 | 0 | 0 | 0 | 0 | 0 | 0 | 0 | 0 | 0 | 0 | 0 | 0 | 0 | 0 | 0 | 0 | 0 | 0 | 0 | 0 | 0 | 12
NO |  | 32 | 2012 | 19 | 5 | 5 |  | 13806 SILVER LAKE | SW TIE L-18513 | 138 | 138 | WH | 0 | 0.22 | 0 | 477,1113 ACSR | 0 | 0 | 0 | 0 | 0 | 0 | 0 | 0 | 0 | 0 | 0 | 0 | 0 | 0 | 0 | 0 | 0 | 0 | 0 | 0 | 0 | 0 | 0 | 12
NO |  | 32 | 2012 | 19 | 6 | 6 |  | 13808 SILVER LAKE | CRYSTAL LAKE | 138 | 138 | ST | 0.09 | 2.35 | 1 | 1113 ACSR | 0 | 0 | 0 | 0 | 0 | 0 | 0 | 0 | 0 | 0 | 0 | 0 | 0 | 0 | 0 | 0 | 0 | 0 | 0 | 0 | 0 | 0 | 0 | 12
NO |  | 32 | 2012 | 19 | 7 | 7 |  | 13808 SILVER LAKE | CRYSTAL LAKE | 138 | 138 | WP | 0.07 | 0 | 0 | 1113 ACSR | 0 | 0 | 0 | 0 | 0 | 0 | 0 | 0 | 0 | 0 | 0 | 0 | 0 | 0 | 0 | 0 | 0 | 0 | 0 | 0 | 0 | 0 | 0 | 12
NO |  | 32 | 2012 | 19 | 8 | 8 |  | 13809 SILVER LAKE | PLEASANT VALLEY | 138 | 138 | ST | 2.39 | 7.34 | 1 | 477,1113 ACSR | 0 | 0 | 0 | 0 | 0 | 0 | 0 | 0 | 0 | 0 | 0 | 0 | 0 | 0 | 0 | 0 | 0 | 0 | 0 | 0 | 0 | 0 | 0 | 12
NO |  | 32 | 2012 | 19 | 9 | 9 |  | 13809 SILVER LAKE | PLEASANT VALLEY | 138 | 138 | SP | 0.14 | 0 | 0 | 1113 ACSR | 0 | 0 | 0 | 0 | 0 | 0 | 0 | 0 | 0 | 0 | 0 | 0 | 0 | 0 | 0 | 0 | 0 | 0 | 0 | 0 | 0 | 0 | 0 | 12
NO |  | 32 | 2012 | 19 | 10 | 10 |  | 14101 PLEASANT VALLEY | CRYSTAL LAKE | 138 | 138 | ST | 0.01 | 6.79 | 1 | 477,1113 ACSR | 0 | 0 | 0 | 0 | 0 | 0 | 0 | 0 | 0 | 0 | 0 | 0 | 0 | 0 | 0 | 0 | 0 | 0 | 0 | 0 | 0 | 0 | 0 | 12
NO |  | 32 | 2012 | 19 | 11 | 11 |  | 14101 PLEASANT VALLEY | CRYSTAL LAKE | 138 | 138 | SP | 0.05 | 0.12 | 0 | 477,1113 ACSR | 0 | 0 | 0 | 0 | 0 | 0 | 0 | 0 | 0 | 0 | 0 | 0 | 0 | 0 | 0 | 0 | 0 | 0 | 0 | 0 | 0 | 0 | 0 | 12
NO |  | 32 | 2012 | 19 | 12 | 12 |  | 14101 PLEASANT VALLEY | CRYSTAL LAKE | 138 | 138 | WP | 0.09 | 0 | 0 | 477,1113 ACSR | 0 | 0 | 0 | 0 | 0 | 0 | 0 | 0 | 0 | 0 | 0 | 0 | 0 | 0 | 0 | 0 | 0 | 0 | 0 | 0 | 0 | 0 | 0 | 12
NO |  | 32 | 2012 | 19 | 13 | 13 |  | 14101 PLEASANT VALLEY | CRYSTAL LAKE | 138 | 138 | WH | 0.08 | 0 | 0 | 477,1113 ACSR | 0 | 0 | 0 | 0 | 0 | 0 | 0 | 0 | 0 | 0 | 0 | 0 | 0 | 0 | 0 | 0 | 0 | 0 | 0 | 0 | 0 | 0 | 0 | 12
NO |  | 32 | 2012 | 19 | 14 | 14 |  | 14106 PLEASANT VALLEY | WOODSTOCK | 138 | 138 | WP | 3.06 | 0 | 1 | 664.8 ACSS/TW | 0 | 0 | 0 | 0 | 0 | 0 | 0 | 0 | 0 | 0 | 0 | 0 | 0 | 0 | 0 | 0 | 0 | 0 | 0 | 0 | 0 | 0 | 0 | 12
NO |  | 32 | 2012 | 19 | 15 | 15 |  | 14106 PLEASANT VALLEY | WOODSTOCK | 138 | 138 | ST | 0.16 | 0.51 | 0 | 1113 ACSR, 664.8 | 0 | 0 | 0 | 0 | 0 | 0 | 0 | 0 | 0 | 0 | 0 | 0 | 0 | 0 | 0 | 0 | 0 | 0 | 0 | 0 | 0 | 0 | 0 | 12
NO |  | 32 | 2012 | 19 | 16 | 16 |  | 14302 WOLFS | SANDWICH | 138 | 138 | SP | 0 | 0.14 | 1 | 1113 ACSR | 0 | 0 | 0 | 0 | 0 | 0 | 0 | 0 | 0 | 0 | 0 | 0 | 0 | 0 | 0 | 0 | 0 | 0 | 0 | 0 | 0 | 0 | 0 | 12
NO |  | 32 | 2012 | 19 | 17 | 17 |  | 14302 WOLFS | SANDWICH | 138 | 138 | WP | 0 | 6.35 | 0 | 477,1113 ACSR,664 | 0 | 0 | 0 | 0 | 0 | 0 | 0 | 0 | 0 | 0 | 0 | 0 | 0 | 0 | 0 | 0 | 0 | 0 | 0 | 0 | 0 | 0 | 0 | 12
NO |  | 32 | 2012 | 19 | 18 | 18 |  | 14302 WOLFS | SANDWICH | 138 | 138 | WP | 0 | 9.62 | 0 | 1113 ACSR | 0 | 0 | 0 | 0 | 0 | 0 | 0 | 0 | 0 | 0 | 0 | 0 | 0 | 0 | 0 | 0 | 0 | 0 | 0 | 0 | 0 | 0 | 0 | 12
NO |  | 32 | 2012 | 19 | 19 | 19 |  | 14302 WOLFS | SANDWICH | 138 | 138 | SP | 6.93 | 0 | 0 | 1113,2156 ACSR | 0 | 0 | 0 | 0 | 0 | 0 | 0 | 0 | 0 | 0 | 0 | 0 | 0 | 0 | 0 | 0 | 0 | 0 | 0 | 0 | 0 | 0 | 0 | 12
NO |  | 32 | 2012 | 19 | 20 | 20 |  | 14302 TAP | ROW BREAKER AT SANDWICH | 138 | 138 | SP | 0.02 | 0 | 0 | 1113 ACSR | 0 | 0 | 0 | 0 | 0 | 0 | 0 | 0 | 0 | 0 | 0 | 0 | 0 | 0 | 0 | 0 | 0 | 0 | 0 | 0 | 0 | 0 | 0 | 12
NO |  | 32 | 2012 | 19 | 21 | 21 |  | 14403 WAYNE | AURORA E.C. | 138 | 138 | ST | 0.01 | 12.08 | 1 | 1113 ACSR | 0 | 0 | 0 | 0 | 0 | 0 | 0 | 0 | 0 | 0 | 0 | 0 | 0 | 0 | 0 | 0 | 0 | 0 | 0 | 0 | 0 | 0 | 0 | 12
NO |  | 32 | 2012 | 19 | 22 | 22 |  | 14403 WAYNE | AURORA E.C. | 138 | 138 | SP | 0.3 | 0.16 | 0 | 1113 ACSR | 0 | 0 | 0 | 0 | 0 | 0 | 0 | 0 | 0 | 0 | 0 | 0 | 0 | 0 | 0 | 0 | 0 | 0 | 0 | 0 | 0 | 0 | 0 | 12
NO |  | 32 | 2012 | 19 | 23 | 23 |  | 14403 TAP | BATAVIA SOUTHEAST SUB | 138 | 138 | SP | 0.03 | 0 | 0 | 1113 ACSR | 0 | 0 | 0 | 0 | 0 | 0 | 0 | 0 | 0 | 0 | 0 | 0 | 0 | 0 | 0 | 0 | 0 | 0 | 0 | 0 | 0 | 0 | 0 | 12
NO |  | 32 | 2012 | 19 | 24 | 24 |  | 14405 WAYNE | AURORA E.C. | 138 | 138 | ST | 0.21 | 11.78 | 1 | 1113 ACSR | 0 | 0 | 0 | 0 | 0 | 0 | 0 | 0 | 0 | 0 | 0 | 0 | 0 | 0 | 0 | 0 | 0 | 0 | 0 | 0 | 0 | 0 | 0 | 12
NO |  | 32 | 2012 | 19 | 25 | 25 |  | 14405 WAYNE | AURORA E.C. | 138 | 138 | SP | 0.41 | 0.17 | 0 | 1113 ACSR | 0 | 0 | 0 | 0 | 0 | 0 | 0 | 0 | 0 | 0 | 0 | 0 | 0 | 0 | 0 | 0 | 0 | 0 | 0 | 0 | 0 | 0 | 0 | 12
NO |  | 32 | 2012 | 19 | 26 | 26 |  | 14405 TAP | BATAVIA NORTHEAST SUB | 138 | 138 | SP | 0.05 | 0 | 0 | 1113 ACSR | 0 | 0 | 0 | 0 | 0 | 0 | 0 | 0 | 0 | 0 | 0 | 0 | 0 | 0 | 0 | 0 | 0 | 0 | 0 | 0 | 0 | 0 | 0 | 12
NO |  | 32 | 2012 | 19 | 27 | 27 |  | 15001 CALUMET | RIVER E.C. | 138 | 138 | SP | 0.3 | 1.88 | 1 | 636,1113 ACSR | 0 | 0 | 0 | 0 | 0 | 0 | 0 | 0 | 0 | 0 | 0 | 0 | 0 | 0 | 0 | 0 | 0 | 0 | 0 | 0 | 0 | 0 | 0 | 12
NO |  | 32 | 2012 | 19 | 28 | 28 |  | 15001 TAP | WISCONSIN STEEL ESS (FORMER | 138 | 138 | SP | 0.06 | 0 | 0 | 1113 ACSR | 0 | 0 | 0 | 0 | 0 | 0 | 0 | 0 | 0 | 0 | 0 | 0 | 0 | 0 | 0 | 0 | 0 | 0 | 0 | 0 | 0 | 0 | 0 | 12
NO |  | 32 | 2012 | 19 | 29 | 29 |  | 15002 CALUMET | RIVER E.C. | 138 | 138 | SP | 0.34 | 1.88 | 1 | 477,1113 ACSR | 0 | 0 | 0 | 0 | 0 | 0 | 0 | 0 | 0 | 0 | 0 | 0 | 0 | 0 | 0 | 0 | 0 | 0 | 0 | 0 | 0 | 0 | 0 | 12
NO |  | 32 | 2012 | 19 | 30 | 30 |  | 15002 TAP | WISCONSIN STEEL ESS (FORMER | 138 | 138 | SP | 0.06 | 0 | 0 | 266.8,1113 ACSR | 0 | 0 | 0 | 0 | 0 | 0 | 0 | 0 | 0 | 0 | 0 | 0 | 0 | 0 | 0 | 0 | 0 | 0 | 0 | 0 | 0 | 0 | 0 | 12
NO |  | 32 | 2012 | 19 | 31 | 31 |  | 15507 NELSON | DIXON 107 | 138 | 138 | ST | 0.48 | 9.12 | 1 | 477,1113 ACSR | 0 | 0 | 0 | 0 | 0 | 0 | 0 | 0 | 0 | 0 | 0 | 0 | 0 | 0 | 0 | 0 | 0 | 0 | 0 | 0 | 0 | 0 | 0 | 12
NO |  | 32 | 2012 | 19 | 32 | 32 |  | 15507 NELSON | DIXON 107 | 138 | 138 | SP | 0 | 0.78 | 0 | 477,1113 ACSR | 0 | 0 | 0 | 0 | 0 | 0 | 0 | 0 | 0 | 0 | 0 | 0 | 0 | 0 | 0 | 0 | 0 | 0 | 0 | 0 | 0 | 0 | 0 | 12
NO |  | 32 | 2012 | 19 | 33 | 33 |  | 15508 NELSON | DIXON 107 | 138 | 138 | ST | 9.12 | 0.47 | 1 | 477,1113 ACSR | 0 | 0 | 0 | 0 | 0 | 0 | 0 | 0 | 0 | 0 | 0 | 0 | 0 | 0 | 0 | 0 | 0 | 0 | 0 | 0 | 0 | 0 | 0 | 12
NO |  | 32 | 2012 | 19 | 34 | 34 |  | 15508 NELSON | DIXON 107 | 138 | 138 | SP | 0 | 0.78 | 0 | 477,1113 ACSR | 0 | 0 | 0 | 0 | 0 | 0 | 0 | 0 | 0 | 0 | 0 | 0 | 0 | 0 | 0 | 0 | 0 | 0 | 0 | 0 | 0 | 0 | 0 | 12
NO |  | 32 | 2012 | 19 | 35 | 35 |  | 15508 TAP | KEWANEE | 138 | 138 | ST | 12.3 | 32.17 | 0 | 477 ACSR | 0 | 0 | 0 | 0 | 0 | 0 | 0 | 0 | 0 | 0 | 0 | 0 | 0 | 0 | 0 | 0 | 0 | 0 | 0 | 0 | 0 | 0 | 0 | 12
NO |  | 32 | 2012 | 20 | 1 | 1 |  | 15508 TAP | KEWANEE | 138 | 138 | SP | 0.25 | 0 | 0 | 1113 ACSR | 0 | 0 | 0 | 0 | 0 | 0 | 0 | 0 | 0 | 0 | 0 | 0 | 0 | 0 | 0 | 0 | 0 | 0 | 0 | 0 | 0 | 0 | 0 | 12
NO |  | 32 | 2012 | 20 | 2 | 2 |  | 15508 TAP | NORMANDY | 138 | 138 | WP | 0.04 | 0 | 0 | 266.8 ACSR | 0 | 0 | 0 | 0 | 0 | 0 | 0 | 0 | 0 | 0 | 0 | 0 | 0 | 0 | 0 | 0 | 0 | 0 | 0 | 0 | 0 | 0 | 0 | 12
NO |  | 32 | 2012 | 20 | 3 | 3 |  | 15509 NELSON | ROCK FALLS | 138 | 138 | ST | 0.25 | 2.62 | 1 | 1113 ACSR | 0 | 0 | 0 | 0 | 0 | 0 | 0 | 0 | 0 | 0 | 0 | 0 | 0 | 0 | 0 | 0 | 0 | 0 | 0 | 0 | 0 | 0 | 0 | 12
NO |  | 32 | 2012 | 20 | 4 | 4 |  | 15511 NELSON | DIXON R/W | 138 | 138 | ST | 0.71 | 0 | 1 | 1113 ACSR | 0 | 0 | 0 | 0 | 0 | 0 | 0 | 0 | 0 | 0 | 0 | 0 | 0 | 0 | 0 | 0 | 0 | 0 | 0 | 0 | 0 | 0 | 0 | 12
NO |  | 32 | 2012 | 20 | 5 | 5 |  | 15511 NELSON | DIXON R/W | 138 | 138 | SP | 4.96 | 0 | 0 | 1113 ACSR | 0 | 0 | 0 | 0 | 0 | 0 | 0 | 0 | 0 | 0 | 0 | 0 | 0 | 0 | 0 | 0 | 0 | 0 | 0 | 0 | 0 | 0 | 0 | 12
NO |  | 32 | 2012 | 20 | 6 | 6 |  | 15511 TAP | STERLING | 138 | 138 | SP | 0.05 | 0 | 0 | 312.8 AAAC / 1113 | 0 | 0 | 0 | 0 | 0 | 0 | 0 | 0 | 0 | 0 | 0 | 0 | 0 | 0 | 0 | 0 | 0 | 0 | 0 | 0 | 0 | 0 | 0 | 12
NO |  | 32 | 2012 | 20 | 7 | 7 |  | 15518 NELSON | GARDEN PLAIN | 138 | 138 | ST | 0.22 | 2.62 | 1 | 266.8,477,1113 AC | 0 | 0 | 0 | 0 | 0 | 0 | 0 | 0 | 0 | 0 | 0 | 0 | 0 | 0 | 0 | 0 | 0 | 0 | 0 | 0 | 0 | 0 | 0 | 12
NO |  | 32 | 2012 | 20 | 8 | 8 |  | 15518 NELSON | GARDEN PLAIN | 138 | 138 | WP | 18.21 | 0 | 0 | 1113 AA / 477 ACS | 0 | 0 | 0 | 0 | 0 | 0 | 0 | 0 | 0 | 0 | 0 | 0 | 0 | 0 | 0 | 0 | 0 | 0 | 0 | 0 | 0 | 0 | 0 | 12
NO |  | 32 | 2012 | 20 | 9 | 9 |  | 15518 NELSON | GARDEN PLAIN | 138 | 138 | WH | 7.88 | 0 | 0 | 266.8 ACSR | 0 | 0 | 0 | 0 | 0 | 0 | 0 | 0 | 0 | 0 | 0 | 0 | 0 | 0 | 0 | 0 | 0 | 0 | 0 | 0 | 0 | 0 | 0 | 12
NO |  | 32 | 2012 | 20 | 10 | 10 |  | 15518 TAP | ROCK FALLS | 138 | 138 | WP | 0.04 | 0 | 0 | 1113 ACSR | 0 | 0 | 0 | 0 | 0 | 0 | 0 | 0 | 0 | 0 | 0 | 0 | 0 | 0 | 0 | 0 | 0 | 0 | 0 | 0 | 0 | 0 | 0 | 12
NO |  | 32 | 2012 | 20 | 11 | 11 |  | 15621 CHERRY VALLEY | DIXON | 138 | 138 | ST | 1.15 | 0 | 1 | 1113 ACSR | 0 | 0 | 0 | 0 | 0 | 0 | 0 | 0 | 0 | 0 | 0 | 0 | 0 | 0 | 0 | 0 | 0 | 0 | 0 | 0 | 0 | 0 | 0 | 12
NO |  | 32 | 2012 | 20 | 12 | 12 |  | 15621 CHERRY VALLEY | DIXON | 138 | 138 | SP | 0.03 | 0 | 0 | 1113 ACSR | 0 | 0 | 0 | 0 | 0 | 0 | 0 | 0 | 0 | 0 | 0 | 0 | 0 | 0 | 0 | 0 | 0 | 0 | 0 | 0 | 0 | 0 | 0 | 12
NO |  | 32 | 2012 | 20 | 13 | 13 |  | 15621 CHERRY VALLEY | DIXON | 138 | 138 | WH | 16.84 | 0 | 0 | 1113 ACSR | 0 | 0 | 0 | 0 | 0 | 0 | 0 | 0 | 0 | 0 | 0 | 0 | 0 | 0 | 0 | 0 | 0 | 0 | 0 | 0 | 0 | 0 | 0 | 12
NO |  | 32 | 2012 | 20 | 14 | 14 |  | 15622 CHERRY VALLEY | SABROOKE | 138 | 138 | ST | 0.07 | 0.36 | 1 | 1113 ACSR | 0 | 0 | 0 | 0 | 0 | 0 | 0 | 0 | 0 | 0 | 0 | 0 | 0 | 0 | 0 | 0 | 0 | 0 | 0 | 0 | 0 | 0 | 0 | 12
NO |  | 32 | 2012 | 20 | 15 | 15 |  | 15622 CHERRY VALLEY | SABROOKE | 138 | 138 | SP | 0 | 7.16 | 0 | 1113 ACSR | 0 | 0 | 0 | 0 | 0 | 0 | 0 | 0 | 0 | 0 | 0 | 0 | 0 | 0 | 0 | 0 | 0 | 0 | 0 | 0 | 0 | 0 | 0 | 12
NO |  | 32 | 2012 | 20 | 16 | 16 |  | 15623 CHERRY VALLEY | BELVIDERE | 138 | 138 | ST | 3.85 | 4.72 | 1 | 1277.2 ACAR / 215 | 0 | 0 | 0 | 0 | 0 | 0 | 0 | 0 | 0 | 0 | 0 | 0 | 0 | 0 | 0 | 0 | 0 | 0 | 0 | 0 | 0 | 0 | 0 | 12
NO |  | 32 | 2012 | 20 | 17 | 17 |  | 15623 CHERRY VALLEY | BELVIDERE | 138 | 138 | WP | 0.16 | 0 | 0 | 1277.2 ACAR / 215 | 0 | 0 | 0 | 0 | 0 | 0 | 0 | 0 | 0 | 0 | 0 | 0 | 0 | 0 | 0 | 0 | 0 | 0 | 0 | 0 | 0 | 0 | 0 | 12
NO |  | 32 | 2012 | 20 | 18 | 18 |  | 15624 CHERRY VALLEY | BELVIDERE | 138 | 138 | ST | 0.34 | 1.17 | 1 | 1113 ACSR | 0 | 0 | 0 | 0 | 0 | 0 | 0 | 0 | 0 | 0 | 0 | 0 | 0 | 0 | 0 | 0 | 0 | 0 | 0 | 0 | 0 | 0 | 0 | 12
NO |  | 32 | 2012 | 20 | 19 | 19 |  | 15624 CHERRY VALLEY | BELVIDERE | 138 | 138 | WP | 6.53 | 0 | 0 | 1113 ACSR | 0 | 0 | 0 | 0 | 0 | 0 | 0 | 0 | 0 | 0 | 0 | 0 | 0 | 0 | 0 | 0 | 0 | 0 | 0 | 0 | 0 | 0 | 0 | 12
NO |  | 32 | 2012 | 20 | 20 | 20 |  | 15624 CHERRY VALLEY | BELVIDERE | 138 | 138 | WH | 0.1 | 0 | 0 | 1113 ACSR | 0 | 0 | 0 | 0 | 0 | 0 | 0 | 0 | 0 | 0 | 0 | 0 | 0 | 0 | 0 | 0 | 0 | 0 | 0 | 0 | 0 | 0 | 0 | 12
NO |  | 32 | 2012 | 20 | 21 | 21 |  | 15625 CHERRY VALLEY | WEMPLETOWN | 138 | 138 | ST | 0.44 | 26.87 | 1 | 1113,2156 ACSR | 0 | 0 | 0 | 0 | 0 | 0 | 0 | 0 | 0 | 0 | 0 | 0 | 0 | 0 | 0 | 0 | 0 | 0 | 0 | 0 | 0 | 0 | 0 | 12
NO |  | 32 | 2012 | 20 | 22 | 22 |  | 15625 CHERRY VALLEY | WEMPLETOWN | 138 | 138 | SP | 0.1 | 0 | 0 | 1113 ACSR | 0 | 0 | 0 | 0 | 0 | 0 | 0 | 0 | 0 | 0 | 0 | 0 | 0 | 0 | 0 | 0 | 0 | 0 | 0 | 0 | 0 | 0 | 0 | 12
NO |  | 32 | 2012 | 20 | 23 | 23 |  | 15625 CHERRY VALLEY | WEMPLETOWN | 138 | 138 | WP | 0.06 | 0 | 0 | 1113 ACSR | 0 | 0 | 0 | 0 | 0 | 0 | 0 | 0 | 0 | 0 | 0 | 0 | 0 | 0 | 0 | 0 | 0 | 0 | 0 | 0 | 0 | 0 | 0 | 12
NO |  | 32 | 2012 | 20 | 24 | 24 |  | 15626 CHERRY VALLEY | SABROOKE | 138 | 138 | ST | 0.1 | 0.36 | 1 | 1113 ACSR | 0 | 0 | 0 | 0 | 0 | 0 | 0 | 0 | 0 | 0 | 0 | 0 | 0 | 0 | 0 | 0 | 0 | 0 | 0 | 0 | 0 | 0 | 0 | 12
NO |  | 32 | 2012 | 20 | 25 | 25 |  | 15626 CHERRY VALLEY | SABROOKE | 138 | 138 | SP | 0 | 7.16 | 0 | 1113 ACSR | 0 | 0 | 0 | 0 | 0 | 0 | 0 | 0 | 0 | 0 | 0 | 0 | 0 | 0 | 0 | 0 | 0 | 0 | 0 | 0 | 0 | 0 | 0 | 12
NO |  | 32 | 2012 | 20 | 26 | 26 |  | 15627 CHERRY VALLEY | GLIDDEN | 138 | 138 | ST | 21 | 0.98 | 1 | 1113,2156 ACSR | 0 | 0 | 0 | 0 | 0 | 0 | 0 | 0 | 0 | 0 | 0 | 0 | 0 | 0 | 0 | 0 | 0 | 0 | 0 | 0 | 0 | 0 | 0 | 12
NO |  | 32 | 2012 | 20 | 27 | 27 |  | 15627 CHERRY VALLEY | GLIDDEN | 138 | 138 | WP | 7.07 | 0 | 0 | 1113 ACSR | 0 | 0 | 0 | 0 | 0 | 0 | 0 | 0 | 0 | 0 | 0 | 0 | 0 | 0 | 0 | 0 | 0 | 0 | 0 | 0 | 0 | 0 | 0 | 12
NO |  | 32 | 2012 | 20 | 28 | 28 |  | 15912 NORTHBROOK 159 | HIGHLAND PARK | 138 | 138 | ST | 0 | 4.32 | 1 | 1113 ACSR | 0 | 0 | 0 | 0 | 0 | 0 | 0 | 0 | 0 | 0 | 0 | 0 | 0 | 0 | 0 | 0 | 0 | 0 | 0 | 0 | 0 | 0 | 0 | 12
NO |  | 32 | 2012 | 20 | 29 | 29 |  | 15912 NORTHBROOK 159 | HIGHLAND PARK | 138 | 138 | SP | 0.1 | 0.26 | 0 | 1113 ACSR, 2156 A | 0 | 0 | 0 | 0 | 0 | 0 | 0 | 0 | 0 | 0 | 0 | 0 | 0 | 0 | 0 | 0 | 0 | 0 | 0 | 0 | 0 | 0 | 0 | 12
NO |  | 32 | 2012 | 20 | 30 | 30 |  | 15912 NORTHBROOK 159 | HIGHLAND PARK | 138 | 138 | WP | 0.06 | 0 | 0 | 1113 ACSR, 2156 A | 0 | 0 | 0 | 0 | 0 | 0 | 0 | 0 | 0 | 0 | 0 | 0 | 0 | 0 | 0 | 0 | 0 | 0 | 0 | 0 | 0 | 0 | 0 | 12
NO |  | 32 | 2012 | 20 | 31 | 31 |  | 15913 NORTHBROOK 159 | HIGHLAND PARK | 138 | 138 | ST | 4.36 | 0 | 1 | 1113 ACSR | 0 | 0 | 0 | 0 | 0 | 0 | 0 | 0 | 0 | 0 | 0 | 0 | 0 | 0 | 0 | 0 | 0 | 0 | 0 | 0 | 0 | 0 | 0 | 12
NO |  | 32 | 2012 | 20 | 32 | 32 |  | 15913 NORTHBROOK 159 | HIGHLAND PARK | 138 | 138 | SP | 0.41 | 0 | 0 | 1113 ACSR, 2156 A | 0 | 0 | 0 | 0 | 0 | 0 | 0 | 0 | 0 | 0 | 0 | 0 | 0 | 0 | 0 | 0 | 0 | 0 | 0 | 0 | 0 | 0 | 0 | 12
NO |  | 32 | 2012 | 20 | 33 | 33 |  | 15913 NORTHBROOK 159 | HIGHLAND PARK | 138 | 138 | WP | 0.06 | 0 | 0 | 1113 ACSR, 2156 A | 0 | 0 | 0 | 0 | 0 | 0 | 0 | 0 | 0 | 0 | 0 | 0 | 0 | 0 | 0 | 0 | 0 | 0 | 0 | 0 | 0 | 0 | 0 | 12
NO |  | 32 | 2012 | 20 | 34 | 34 |  | 16901 MCGIRR ROAD | MENDOTA HILLS | 138 | 138 | WP | 8.65 | 0 | 1 | 1113 ACSR | 0 | 0 | 0 | 0 | 0 | 0 | 0 | 0 | 0 | 0 | 0 | 0 | 0 | 0 | 0 | 0 | 0 | 0 | 0 | 0 | 0 | 0 | 0 | 12
NO |  | 32 | 2012 | 20 | 35 | 35 |  | 16914 MCGIRR ROAD | STEWARD | 138 | 138 | SP | 0 | 0.01 | 1 | 1113 ACSR | 0 | 0 | 0 | 0 | 0 | 0 | 0 | 0 | 0 | 0 | 0 | 0 | 0 | 0 | 0 | 0 | 0 | 0 | 0 | 0 | 0 | 0 | 0 | 12
NO |  | 32 | 2012 | 21 | 1 | 1 |  | 16914 MCGIRR ROAD | STEWARD | 138 | 138 | WH | 1.43 | 0 | 0 | 477 ACSR | 0 | 0 | 0 | 0 | 0 | 0 | 0 | 0 | 0 | 0 | 0 | 0 | 0 | 0 | 0 | 0 | 0 | 0 | 0 | 0 | 0 | 0 | 0 | 12
NO |  | 32 | 2012 | 21 | 2 | 2 |  | 17008 HARBOR | UNIVERSITY | 138 | 138 | SP | 0.51 | 5.45 | 1 | 1113,2156 ACSR | 0 | 0 | 0 | 0 | 0 | 0 | 0 | 0 | 0 | 0 | 0 | 0 | 0 | 0 | 0 | 0 | 0 | 0 | 0 | 0 | 0 | 0 | 0 | 12
NO |  | 32 | 2012 | 21 | 3 | 3 |  | 17101 WEMPLETOWN | ILLINOIS/WISCONSIN BORDER | 138 | 138 | ST | 10.55 | 0.77 | 1 | 2156 ACSR | 0 | 0 | 0 | 0 | 0 | 0 | 0 | 0 | 0 | 0 | 0 | 0 | 0 | 0 | 0 | 0 | 0 | 0 | 0 | 0 | 0 | 0 | 0 | 12
NO |  | 32 | 2012 | 21 | 4 | 4 |  | 17113 SABROOKE | WEMPLETOWN | 138 | 138 | ST | 0.11 | 4.05 | 1 | 1113 ACSR | 0 | 0 | 0 | 0 | 0 | 0 | 0 | 0 | 0 | 0 | 0 | 0 | 0 | 0 | 0 | 0 | 0 | 0 | 0 | 0 | 0 | 0 | 0 | 12
NO |  | 32 | 2012 | 21 | 5 | 5 |  | 17113 SABROOKE | WEMPLETOWN | 138 | 138 | SP | 6.59 | 0 | 0 | 1113 ACSR | 0 | 0 | 0 | 0 | 0 | 0 | 0 | 0 | 0 | 0 | 0 | 0 | 0 | 0 | 0 | 0 | 0 | 0 | 0 | 0 | 0 | 0 | 0 | 12
NO |  | 32 | 2012 | 21 | 6 | 6 |  | 17113 SABROOKE | WEMPLETOWN | 138 | 138 | WP | 0.41 | 0 | 0 | 1113 ACSR | 0 | 0 | 0 | 0 | 0 | 0 | 0 | 0 | 0 | 0 | 0 | 0 | 0 | 0 | 0 | 0 | 0 | 0 | 0 | 0 | 0 | 0 | 0 | 12
NO |  | 32 | 2012 | 21 | 7 | 7 |  | 17113 SABROOKE | WEMPLETOWN | 138 | 138 | WH | 0.05 | 0 | 0 | 1113 ACSR | 0 | 0 | 0 | 0 | 0 | 0 | 0 | 0 | 0 | 0 | 0 | 0 | 0 | 0 | 0 | 0 | 0 | 0 | 0 | 0 | 0 | 0 | 0 | 12
NO |  | 32 | 2012 | 21 | 8 | 8 |  | 17121 WEMPLETOWN | LANCASTER | 138 | 138 | WP | 1.04 | 0 | 1 | 1113 ACSR | 0 | 0 | 0 | 0 | 0 | 0 | 0 | 0 | 0 | 0 | 0 | 0 | 0 | 0 | 0 | 0 | 0 | 0 | 0 | 0 | 0 | 0 | 0 | 12
NO |  | 32 | 2012 | 21 | 9 | 9 |  | 17121 WEMPLETOWN | LANCASTER | 138 | 138 | SP | 22.14 | 0 | 0 | 477,1113 ACSR | 0 | 0 | 0 | 0 | 0 | 0 | 0 | 0 | 0 | 0 | 0 | 0 | 0 | 0 | 0 | 0 | 0 | 0 | 0 | 0 | 0 | 0 | 0 | 12
NO |  | 32 | 2012 | 21 | 10 | 10 |  | 17712 BURNHAM | CHICAGO HTS | 138 | 138 | SP | 0.46 | 0.26 | 1 | 1113 ACSR | 0 | 0 | 0 | 0 | 0 | 0 | 0 | 0 | 0 | 0 | 0 | 0 | 0 | 0 | 0 | 0 | 0 | 0 | 0 | 0 | 0 | 0 | 0 | 12
NO |  | 32 | 2012 | 21 | 11 | 11 |  | 17712 BURNHAM | CHICAGO HTS | 138 | 138 | ST | 0.28 | 8.98 | 0 | 1113 ACSR | 0 | 0 | 0 | 0 | 0 | 0 | 0 | 0 | 0 | 0 | 0 | 0 | 0 | 0 | 0 | 0 | 0 | 0 | 0 | 0 | 0 | 0 | 0 | 12
NO |  | 32 | 2012 | 21 | 12 | 12 |  | 17713 BURNHAM | WILDWOOD | 138 | 138 | ST | 0.03 | 4.92 | 1 | 900,1113 ACSR | 0 | 0 | 0 | 0 | 0 | 0 | 0 | 0 | 0 | 0 | 0 | 0 | 0 | 0 | 0 | 0 | 0 | 0 | 0 | 0 | 0 | 0 | 0 | 12
NO |  | 32 | 2012 | 21 | 13 | 13 |  | 17713 BURNHAM | WILDWOOD | 138 | 138 | SP | 0.18 | 0.32 | 0 | 1113 ACSR | 0 | 0 | 0 | 0 | 0 | 0 | 0 | 0 | 0 | 0 | 0 | 0 | 0 | 0 | 0 | 0 | 0 | 0 | 0 | 0 | 0 | 0 | 0 | 12
NO |  | 32 | 2012 | 21 | 14 | 14 |  | 17714 BURNHAM | WILDWOOD | 138 | 138 | ST | 0 | 4.89 | 1 | 900,1113 ACSR | 0 | 0 | 0 | 0 | 0 | 0 | 0 | 0 | 0 | 0 | 0 | 0 | 0 | 0 | 0 | 0 | 0 | 0 | 0 | 0 | 0 | 0 | 0 | 12
NO |  | 32 | 2012 | 21 | 15 | 15 |  | 17714 BURNHAM | WILDWOOD | 138 | 138 | SP | 0.13 | 0.32 | 0 | 1113 ACSR | 0 | 0 | 0 | 0 | 0 | 0 | 0 | 0 | 0 | 0 | 0 | 0 | 0 | 0 | 0 | 0 | 0 | 0 | 0 | 0 | 0 | 0 | 0 | 12
NO |  | 32 | 2012 | 21 | 16 | 16 |  | 17714 TAP | HEGEWISCH | 138 | 138 | ST | 0.33 | 1.89 | 0 | 1113 ACSR | 0 | 0 | 0 | 0 | 0 | 0 | 0 | 0 | 0 | 0 | 0 | 0 | 0 | 0 | 0 | 0 | 0 | 0 | 0 | 0 | 0 | 0 | 0 | 12
NO |  | 32 | 2012 | 21 | 17 | 17 |  | 17715 BURNHAM | TOWER AUTOMOTIVE | 138 | 138 | ST | 0.07 | 2.27 | 1 | 1113 ACSR | 0 | 0 | 0 | 0 | 0 | 0 | 0 | 0 | 0 | 0 | 0 | 0 | 0 | 0 | 0 | 0 | 0 | 0 | 0 | 0 | 0 | 0 | 0 | 12
NO |  | 32 | 2012 | 21 | 18 | 18 |  | 17715 BURNHAM | TOWER AUTOMOTIVE | 138 | 138 | SP | 0.3 | 0.08 | 0 | 1113 ACSR | 0 | 0 | 0 | 0 | 0 | 0 | 0 | 0 | 0 | 0 | 0 | 0 | 0 | 0 | 0 | 0 | 0 | 0 | 0 | 0 | 0 | 0 | 0 | 12
NO |  | 32 | 2012 | 21 | 19 | 19 |  | 17903 BLOOM | MATTESON | 138 | 138 | ST | 0.09 | 5.98 | 1 | 1113 ACSR | 0 | 0 | 0 | 0 | 0 | 0 | 0 | 0 | 0 | 0 | 0 | 0 | 0 | 0 | 0 | 0 | 0 | 0 | 0 | 0 | 0 | 0 | 0 | 12
NO |  | 32 | 2012 | 21 | 20 | 20 |  | 17904 BLOOM | MATTESON | 138 | 138 | ST | 0 | 5.9 | 1 | 1113 ACSR | 0 | 0 | 0 | 0 | 0 | 0 | 0 | 0 | 0 | 0 | 0 | 0 | 0 | 0 | 0 | 0 | 0 | 0 | 0 | 0 | 0 | 0 | 0 | 12
NO |  | 32 | 2012 | 21 | 21 | 21 |  | 18512 TOLLWAY | SW TIE L-13806 | 138 | 138 | SP | 0.56 | 2.24 | 1 | 1277.2 ACAR / 111 | 0 | 0 | 0 | 0 | 0 | 0 | 0 | 0 | 0 | 0 | 0 | 0 | 0 | 0 | 0 | 0 | 0 | 0 | 0 | 0 | 0 | 0 | 0 | 12
NO |  | 32 | 2012 | 21 | 22 | 22 |  | 18512 TAP | ROCKY ROAD E.C. | 138 | 138 | SP | 0.01 | 0 | 0 | 1277.2 ACAR | 0 | 0 | 0 | 0 | 0 | 0 | 0 | 0 | 0 | 0 | 0 | 0 | 0 | 0 | 0 | 0 | 0 | 0 | 0 | 0 | 0 | 0 | 0 | 12
NO |  | 32 | 2012 | 21 | 23 | 23 |  | 18513 TOLLWAY | SW TIE L-13805 | 138 | 138 | SP | 0.4 | 2.17 | 1 | 1277.2 ACAR / 111 | 0 | 0 | 0 | 0 | 0 | 0 | 0 | 0 | 0 | 0 | 0 | 0 | 0 | 0 | 0 | 0 | 0 | 0 | 0 | 0 | 0 | 0 | 0 | 12
NO |  | 32 | 2012 | 21 | 24 | 24 |  | 18513 TOLLWAY | SW TIE L-13805 | 138 | 138 | WP | 0.25 | 0 | 0 | 1277.2 ACAR | 0 | 0 | 0 | 0 | 0 | 0 | 0 | 0 | 0 | 0 | 0 | 0 | 0 | 0 | 0 | 0 | 0 | 0 | 0 | 0 | 0 | 0 | 0 | 12
NO |  | 32 | 2012 | 21 | 25 | 25 |  | 18513 TAP | ROCKY ROAD E.C. | 138 | 138 | WP | 0.03 | 0 | 0 | 1113 ACSR | 0 | 0 | 0 | 0 | 0 | 0 | 0 | 0 | 0 | 0 | 0 | 0 | 0 | 0 | 0 | 0 | 0 | 0 | 0 | 0 | 0 | 0 | 0 | 12
NO |  | 32 | 2012 | 21 | 26 | 26 |  | 18623 STEWARD | HAUMESSER ROAD | 138 | 138 | SP | 7.21 | 0 | 1 | 477, 1113 ACSR | 0 | 0 | 0 | 0 | 0 | 0 | 0 | 0 | 0 | 0 | 0 | 0 | 0 | 0 | 0 | 0 | 0 | 0 | 0 | 0 | 0 | 0 | 0 | 12
NO |  | 32 | 2012 | 21 | 27 | 27 |  | 19414 SABROOKE | FREEPORT | 138 | 138 | ST | 1.01 | 2.89 | 1 | 266.8,1113 ACSR | 0 | 0 | 0 | 0 | 0 | 0 | 0 | 0 | 0 | 0 | 0 | 0 | 0 | 0 | 0 | 0 | 0 | 0 | 0 | 0 | 0 | 0 | 0 | 12
NO |  | 32 | 2012 | 21 | 28 | 28 |  | 19414 SABROOKE | FREEPORT | 138 | 138 | SP | 7.25 | 1.31 | 0 | 1113 ACSR | 0 | 0 | 0 | 0 | 0 | 0 | 0 | 0 | 0 | 0 | 0 | 0 | 0 | 0 | 0 | 0 | 0 | 0 | 0 | 0 | 0 | 0 | 0 | 12
NO |  | 32 | 2012 | 21 | 29 | 29 |  | 19414 SABROOKE | FREEPORT | 138 | 138 | WP | 18.5 | 0 | 0 | 1113 ACSR | 0 | 0 | 0 | 0 | 0 | 0 | 0 | 0 | 0 | 0 | 0 | 0 | 0 | 0 | 0 | 0 | 0 | 0 | 0 | 0 | 0 | 0 | 0 | 12
NO |  | 32 | 2012 | 21 | 30 | 30 |  | 19414 SABROOKE | FREEPORT | 138 | 138 | WH | 0.08 | 0 | 0 | 1113 ACSR | 0 | 0 | 0 | 0 | 0 | 0 | 0 | 0 | 0 | 0 | 0 | 0 | 0 | 0 | 0 | 0 | 0 | 0 | 0 | 0 | 0 | 0 | 0 | 12
NO |  | 32 | 2012 | 21 | 31 | 31 |  | 28201 ZION TDC 282 | IL-WI STATE LINE | 138 | 138 | ST | 0.1 | 1.79 | 1 | 1113 ACSR | 0 | 0 | 0 | 0 | 0 | 0 | 0 | 0 | 0 | 0 | 0 | 0 | 0 | 0 | 0 | 0 | 0 | 0 | 0 | 0 | 0 | 0 | 0 | 12
NO |  | 32 | 2012 | 21 | 32 | 32 |  | 28201 ZION TDC 282 | IL-WI STATE LINE | 138 | 138 | SP | 0.26 | 0.14 | 0 | 1113 ACSR | 0 | 0 | 0 | 0 | 0 | 0 | 0 | 0 | 0 | 0 | 0 | 0 | 0 | 0 | 0 | 0 | 0 | 0 | 0 | 0 | 0 | 0 | 0 | 12
NO |  | 32 | 2012 | 21 | 33 | 33 |  | 28201 ZION TDC 282 | IL-WI STATE LINE | 138 | 138 | WH | 1.81 | 0 | 0 | 477 ACSR | 0 | 0 | 0 | 0 | 0 | 0 | 0 | 0 | 0 | 0 | 0 | 0 | 0 | 0 | 0 | 0 | 0 | 0 | 0 | 0 | 0 | 0 | 0 | 12
NO |  | 32 | 2012 | 21 | 34 | 34 |  | 138KV LINES UNDERGROUND |  | 0 | 0 |  | 0 | 0 | 0 | 138kV LINES UNDER | 0 | 0 | 0 | 0 | 0 | 0 | 0 | 0 | 0 | 0 | 0 | 0 | 0 | 0 | 0 | 0 | 0 | 0 | 0 | 0 | 0 | 0 | 0 | 12
NO |  | 32 | 2012 | 21 | 35 | 35 |  | 0702 ILL-IND STATE LINE | WASHINGTON PARK | 138 | 138 | UG | 8.66 | 0 | 1 | 800 MM2 XLPE | 0 | 0 | 0 | 0 | 0 | 0 | 0 | 0 | 0 | 0 | 0 | 0 | 0 | 0 | 0 | 0 | 0 | 0 | 0 | 0 | 0 | 0 | 0 | 12
NO |  | 32 | 2012 | 22 | 1 | 1 |  | 0705 ILL-IND STATE LINE | WASHINGTON PARK | 138 | 138 | UG | 9.83 | 0 | 0 | 800 MM2 XLPE | 0 | 0 | 0 | 0 | 0 | 0 | 0 | 0 | 0 | 0 | 0 | 0 | 0 | 0 | 0 | 0 | 0 | 0 | 0 | 0 | 0 | 0 | 0 | 12
NO |  | 32 | 2012 | 22 | 2 | 2 |  | 1106 QUARY | FISK | 138 | 138 | UG | 0.14 | 0 | 0 | 1200 MM2 XLPE / 2 | 0 | 0 | 0 | 0 | 0 | 0 | 0 | 0 | 0 | 0 | 0 | 0 | 0 | 0 | 0 | 0 | 0 | 0 | 0 | 0 | 0 | 0 | 0 | 12
NO |  | 32 | 2012 | 22 | 3 | 3 |  | 1107 QUARY | FISK | 138 | 138 | UG | 0.16 | 0 | 0 | 2000 kcmil XLPE | 0 | 0 | 0 | 0 | 0 | 0 | 0 | 0 | 0 | 0 | 0 | 0 | 0 | 0 | 0 | 0 | 0 | 0 | 0 | 0 | 0 | 0 | 0 | 12
NO |  | 32 | 2012 | 22 | 4 | 4 |  | 1108 QUARY | FISK | 138 | 138 | UG | 0.09 | 0 | 0 | 1200 MM2 XLPE | 0 | 0 | 0 | 0 | 0 | 0 | 0 | 0 | 0 | 0 | 0 | 0 | 0 | 0 | 0 | 0 | 0 | 0 | 0 | 0 | 0 | 0 | 0 | 12
NO |  | 32 | 2012 | 22 | 5 | 5 |  | 1109 FISK | QUARRY | 138 | 138 | UG | 0.08 | 0 | 0 | 1600 MM2 XLPE | 0 | 0 | 0 | 0 | 0 | 0 | 0 | 0 | 0 | 0 | 0 | 0 | 0 | 0 | 0 | 0 | 0 | 0 | 0 | 0 | 0 | 0 | 0 | 12
NO |  | 32 | 2012 | 22 | 6 | 6 |  | 1110 FISK | DEKOVEN | 138 | 138 | UG | 2.16 | 0 | 1 | 1600 MM2 XLPE | 0 | 0 | 0 | 0 | 0 | 0 | 0 | 0 | 0 | 0 | 0 | 0 | 0 | 0 | 0 | 0 | 0 | 0 | 0 | 0 | 0 | 0 | 0 | 12
NO |  | 32 | 2012 | 22 | 7 | 7 |  | 1111 FISK | DEKOVEN | 138 | 138 | UG | 2.28 | 0 | 1 | 1600 MM2 XLPE | 0 | 0 | 0 | 0 | 0 | 0 | 0 | 0 | 0 | 0 | 0 | 0 | 0 | 0 | 0 | 0 | 0 | 0 | 0 | 0 | 0 | 0 | 0 | 12
NO |  | 32 | 2012 | 22 | 8 | 8 |  | 1306 RIDGELAND | CRAWFORD | 138 | 138 | UG | 0.31 | 0 | 0 | 2250 kcmil LPFF | 0 | 0 | 0 | 0 | 0 | 0 | 0 | 0 | 0 | 0 | 0 | 0 | 0 | 0 | 0 | 0 | 0 | 0 | 0 | 0 | 0 | 0 | 0 | 12
NO |  | 32 | 2012 | 22 | 9 | 9 |  | 1317 CRAWFORD | FISK | 138 | 138 | UG | 4.46 | 0 | 1 | 2500 HPFF | 0 | 0 | 0 | 0 | 0 | 0 | 0 | 0 | 0 | 0 | 0 | 0 | 0 | 0 | 0 | 0 | 0 | 0 | 0 | 0 | 0 | 0 | 0 | 12
NO |  | 32 | 2012 | 22 | 10 | 10 |  | 1318 CRAWFORD | JEFFERSON | 138 | 138 | UG | 6.62 | 0 | 1 | 2500 HPFF | 0 | 0 | 0 | 0 | 0 | 0 | 0 | 0 | 0 | 0 | 0 | 0 | 0 | 0 | 0 | 0 | 0 | 0 | 0 | 0 | 0 | 0 | 0 | 12
NO |  | 32 | 2012 | 22 | 11 | 11 |  | 1320 CRAWFORD | JEFFERSON | 138 | 138 | UG | 6.93 | 0 | 1 | 800 MM2 XLPE | 0 | 0 | 0 | 0 | 0 | 0 | 0 | 0 | 0 | 0 | 0 | 0 | 0 | 0 | 0 | 0 | 0 | 0 | 0 | 0 | 0 | 0 | 0 | 12
NO |  | 32 | 2012 | 22 | 12 | 12 |  | 1322 CRAWFORD | HAYFORD | 138 | 138 | UG | 0.34 | 0 | 0 | 2250 kcmil LPFF | 0 | 0 | 0 | 0 | 0 | 0 | 0 | 0 | 0 | 0 | 0 | 0 | 0 | 0 | 0 | 0 | 0 | 0 | 0 | 0 | 0 | 0 | 0 | 12
NO |  | 32 | 2012 | 22 | 13 | 13 |  | 1324 CRAWFORD | HAYFORD | 138 | 138 | UG | 0.34 | 0 | 0 | 2250 kcmil LPFF | 0 | 0 | 0 | 0 | 0 | 0 | 0 | 0 | 0 | 0 | 0 | 0 | 0 | 0 | 0 | 0 | 0 | 0 | 0 | 0 | 0 | 0 | 0 | 12
NO |  | 32 | 2012 | 22 | 14 | 14 |  | 1326 CRAWFORD | JEFFERSON | 138 | 138 | UG | 6.72 | 0 | 1 | 1700 kcmil LPFF | 0 | 0 | 0 | 0 | 0 | 0 | 0 | 0 | 0 | 0 | 0 | 0 | 0 | 0 | 0 | 0 | 0 | 0 | 0 | 0 | 0 | 0 | 0 | 12
NO |  | 32 | 2012 | 22 | 15 | 15 |  | 1603 STR. 1018 | STR. 1020 | 138 | 138 | UG | 0.75 | 0 | 0 | 2000 kcmil XLPE | 0 | 0 | 0 | 0 | 0 | 0 | 0 | 0 | 0 | 0 | 0 | 0 | 0 | 0 | 0 | 0 | 0 | 0 | 0 | 0 | 0 | 0 | 0 | 12
NO |  | 32 | 2012 | 22 | 16 | 16 |  | 1607 STR. 1018 | STR. 1020 | 138 | 138 | UG | 0.75 | 0 | 0 | 2000 kcmil XLPE | 0 | 0 | 0 | 0 | 0 | 0 | 0 | 0 | 0 | 0 | 0 | 0 | 0 | 0 | 0 | 0 | 0 | 0 | 0 | 0 | 0 | 0 | 0 | 12
NO |  | 32 | 2012 | 22 | 17 | 17 |  | 1803 WOODRIDGE | DOWNERS GROVE | 138 | 138 | UG | 3.62 | 0 | 0 | 2000 kcmil HPFF | 0 | 0 | 0 | 0 | 0 | 0 | 0 | 0 | 0 | 0 | 0 | 0 | 0 | 0 | 0 | 0 | 0 | 0 | 0 | 0 | 0 | 0 | 0 | 12
NO |  | 32 | 2012 | 22 | 18 | 18 |  | 1807 WOODRIDGE | DOWNERS GROVE | 138 | 138 | UG | 3.59 | 0 | 0 | 2000 kcmil HPFF | 0 | 0 | 0 | 0 | 0 | 0 | 0 | 0 | 0 | 0 | 0 | 0 | 0 | 0 | 0 | 0 | 0 | 0 | 0 | 0 | 0 | 0 | 0 | 12
NO |  | 32 | 2012 | 22 | 19 | 19 |  | 3610 DEKOVEN | MADISON | 138 | 138 | UG | 1.07 | 0 | 1 | 1600 MM2 XLPE | 0 | 0 | 0 | 0 | 0 | 0 | 0 | 0 | 0 | 0 | 0 | 0 | 0 | 0 | 0 | 0 | 0 | 0 | 0 | 0 | 0 | 0 | 0 | 12
NO |  | 32 | 2012 | 22 | 20 | 20 |  | 3611 DEKOVEN | MADISON | 138 | 138 | UG | 1.07 | 0 | 1 | 1600 MM2 XLPE | 0 | 0 | 0 | 0 | 0 | 0 | 0 | 0 | 0 | 0 | 0 | 0 | 0 | 0 | 0 | 0 | 0 | 0 | 0 | 0 | 0 | 0 | 0 | 12
NO |  | 32 | 2012 | 22 | 21 | 21 |  | 3705 NATOMA | FRANKLIN PARK | 138 | 138 | UG | 6.09 | 0 | 1 | 2000 kcmil HPFF | 0 | 0 | 0 | 0 | 0 | 0 | 0 | 0 | 0 | 0 | 0 | 0 | 0 | 0 | 0 | 0 | 0 | 0 | 0 | 0 | 0 | 0 | 0 | 12
NO |  | 32 | 2012 | 22 | 22 | 22 |  | 3706 NATOMA | HIGGINS | 138 | 138 | UG | 4.56 | 0 | 1 | 2000 kcmil HPFF | 0 | 0 | 0 | 0 | 0 | 0 | 0 | 0 | 0 | 0 | 0 | 0 | 0 | 0 | 0 | 0 | 0 | 0 | 0 | 0 | 0 | 0 | 0 | 12
NO |  | 32 | 2012 | 22 | 23 | 23 |  | 3707 NATOMA | NORRIDGE | 138 | 138 | UG | 4.56 | 0 | 1 | 2000 kcmil HPFF | 0 | 0 | 0 | 0 | 0 | 0 | 0 | 0 | 0 | 0 | 0 | 0 | 0 | 0 | 0 | 0 | 0 | 0 | 0 | 0 | 0 | 0 | 0 | 12
NO |  | 32 | 2012 | 22 | 24 | 24 |  | 3709 NATOMA | OAK PARK | 138 | 138 | UG | 3.14 | 0 | 1 | 2000 kcmil HPFF | 0 | 0 | 0 | 0 | 0 | 0 | 0 | 0 | 0 | 0 | 0 | 0 | 0 | 0 | 0 | 0 | 0 | 0 | 0 | 0 | 0 | 0 | 0 | 12
NO |  | 32 | 2012 | 22 | 25 | 25 |  | 4522 FISK | JEFFERSON | 138 | 138 | UG | 2.14 | 0 | 1 | 2500 kcmil HPFF | 0 | 0 | 0 | 0 | 0 | 0 | 0 | 0 | 0 | 0 | 0 | 0 | 0 | 0 | 0 | 0 | 0 | 0 | 0 | 0 | 0 | 0 | 0 | 12
NO |  | 32 | 2012 | 22 | 26 | 26 |  | 4523 FISK | JEFFERSON | 138 | 138 | UG | 2.13 | 0 | 1 | 2500 kcmil HPFF | 0 | 0 | 0 | 0 | 0 | 0 | 0 | 0 | 0 | 0 | 0 | 0 | 0 | 0 | 0 | 0 | 0 | 0 | 0 | 0 | 0 | 0 | 0 | 12
NO |  | 32 | 2012 | 22 | 27 | 27 |  | 4525 JEFFERSON | GRAND | 138 | 138 | UG | 1.94 | 0 | 1 | 1600 MM2 XLPE | 0 | 0 | 0 | 0 | 0 | 0 | 0 | 0 | 0 | 0 | 0 | 0 | 0 | 0 | 0 | 0 | 0 | 0 | 0 | 0 | 0 | 0 | 0 | 12
NO |  | 32 | 2012 | 22 | 28 | 28 |  | 4527 JEFFERSON | GRAND | 138 | 138 | UG | 1.88 | 0 | 1 | 1600 MM2 XLPE | 0 | 0 | 0 | 0 | 0 | 0 | 0 | 0 | 0 | 0 | 0 | 0 | 0 | 0 | 0 | 0 | 0 | 0 | 0 | 0 | 0 | 0 | 0 | 12
NO |  | 32 | 2012 | 22 | 29 | 29 |  | 4013 DIVERSEY | CROSBY | 138 | 138 | UG | 1.55 | 0 | 1 | 2500 kcmil HPFF | 0 | 0 | 0 | 0 | 0 | 0 | 0 | 0 | 0 | 0 | 0 | 0 | 0 | 0 | 0 | 0 | 0 | 0 | 0 | 0 | 0 | 0 | 0 | 12
NO |  | 32 | 2012 | 22 | 30 | 30 |  | 4018 DIVERSEY | CROSBY | 138 | 138 | UG | 2.59 | 0 | 1 | 2500 kcmil HPFF | 0 | 0 | 0 | 0 | 0 | 0 | 0 | 0 | 0 | 0 | 0 | 0 | 0 | 0 | 0 | 0 | 0 | 0 | 0 | 0 | 0 | 0 | 0 | 12
NO |  | 32 | 2012 | 22 | 31 | 31 |  | 4607 DESPLAINES | HIGGINS | 138 | 138 | UG | 7.57 | 0 | 1 | 2000 kcmil HPFF | 0 | 0 | 0 | 0 | 0 | 0 | 0 | 0 | 0 | 0 | 0 | 0 | 0 | 0 | 0 | 0 | 0 | 0 | 0 | 0 | 0 | 0 | 0 | 12
NO |  | 32 | 2012 | 22 | 32 | 32 |  | 5105X RIDGELAND | MCCOOK | 138 | 138 | UG | 0.24 | 0 | 0 | 1700 kcmil HPFF | 0 | 0 | 0 | 0 | 0 | 0 | 0 | 0 | 0 | 0 | 0 | 0 | 0 | 0 | 0 | 0 | 0 | 0 | 0 | 0 | 0 | 0 | 0 | 12
NO |  | 32 | 2012 | 22 | 33 | 33 |  | 5105Y RIDGELAND | MCCOOK | 138 | 138 | UG | 0.17 | 0 | 0 | 1700 kcmil HPFF | 0 | 0 | 0 | 0 | 0 | 0 | 0 | 0 | 0 | 0 | 0 | 0 | 0 | 0 | 0 | 0 | 0 | 0 | 0 | 0 | 0 | 0 | 0 | 12
NO |  | 32 | 2012 | 22 | 34 | 34 |  | 5107X MCCOOK | RIDGELAND | 138 | 138 | UG | 0.08 | 0 | 0 | 2250 kcmil HPFF | 0 | 0 | 0 | 0 | 0 | 0 | 0 | 0 | 0 | 0 | 0 | 0 | 0 | 0 | 0 | 0 | 0 | 0 | 0 | 0 | 0 | 0 | 0 | 12
NO |  | 32 | 2012 | 22 | 35 | 35 |  | 5107Y MCCOOK | RIDGELAND | 138 | 138 | UG | 0.08 | 0 | 0 | 2250 kcmil HPFF | 0 | 0 | 0 | 0 | 0 | 0 | 0 | 0 | 0 | 0 | 0 | 0 | 0 | 0 | 0 | 0 | 0 | 0 | 0 | 0 | 0 | 0 | 0 | 12
NO |  | 32 | 2012 | 23 | 1 | 1 |  | 5801GRAND | KINGSBURY | 138 | 138 | UG | 0.03 | 0 | 1 | 2250 1/C CU | 0 | 0 | 0 | 0 | 0 | 0 | 0 | 0 | 0 | 0 | 0 | 0 | 0 | 0 | 0 | 0 | 0 | 0 | 0 | 0 | 0 | 0 | 0 | 12
NO |  | 32 | 2012 | 23 | 2 | 2 |  | 5802 GRAND | KINGSBURY | 138 | 138 | UG | 0.03 | 0 | 1 | 2250 1/C CU | 0 | 0 | 0 | 0 | 0 | 0 | 0 | 0 | 0 | 0 | 0 | 0 | 0 | 0 | 0 | 0 | 0 | 0 | 0 | 0 | 0 | 0 | 0 | 12
NO |  | 32 | 2012 | 23 | 3 | 3 |  | 5803 GRAND | KINGSBURY | 138 | 138 | UG | 0.03 | 0 | 1 | 2250 1/C CU | 0 | 0 | 0 | 0 | 0 | 0 | 0 | 0 | 0 | 0 | 0 | 0 | 0 | 0 | 0 | 0 | 0 | 0 | 0 | 0 | 0 | 0 | 0 | 12
NO |  | 32 | 2012 | 23 | 4 | 4 |  | 5804 GRAND | KINGSBURY | 138 | 138 | UG | 0.03 | 0 | 1 | 2000 3/C CU | 0 | 0 | 0 | 0 | 0 | 0 | 0 | 0 | 0 | 0 | 0 | 0 | 0 | 0 | 0 | 0 | 0 | 0 | 0 | 0 | 0 | 0 | 0 | 12
NO |  | 32 | 2012 | 23 | 5 | 5 |  | 5810 MADISON | GRAND | 138 | 138 | UG | 1.17 | 0 | 1 | 1600 MM2 XLPE | 0 | 0 | 0 | 0 | 0 | 0 | 0 | 0 | 0 | 0 | 0 | 0 | 0 | 0 | 0 | 0 | 0 | 0 | 0 | 0 | 0 | 0 | 0 | 12
NO |  | 32 | 2012 | 23 | 6 | 6 |  | 5811 MADISON | GRAND | 138 | 138 | UG | 1.17 | 0 | 1 | 1600 MM2 XLPE | 0 | 0 | 0 | 0 | 0 | 0 | 0 | 0 | 0 | 0 | 0 | 0 | 0 | 0 | 0 | 0 | 0 | 0 | 0 | 0 | 0 | 0 | 0 | 12
NO |  | 32 | 2012 | 23 | 7 | 7 |  | 5825 GRAND | CROSBY | 138 | 138 | UG | 1 | 0 | 1 | 1600 MM2 XLPE | 0 | 0 | 0 | 0 | 0 | 0 | 0 | 0 | 0 | 0 | 0 | 0 | 0 | 0 | 0 | 0 | 0 | 0 | 0 | 0 | 0 | 0 | 0 | 12
NO |  | 32 | 2012 | 23 | 8 | 8 |  | 5826 GRAND | WEST LOOP | 138 | 138 | UG | 1.38 | 0 | 1 | 1600 MM2 XLPE | 0 | 0 | 0 | 0 | 0 | 0 | 0 | 0 | 0 | 0 | 0 | 0 | 0 | 0 | 0 | 0 | 0 | 0 | 0 | 0 | 0 | 0 | 0 | 12
NO |  | 32 | 2012 | 23 | 9 | 9 |  | 5827 GRAND | CROSBY | 138 | 138 | UG | 0.94 | 0 | 1 | 1600 MM2 XLPE | 0 | 0 | 0 | 0 | 0 | 0 | 0 | 0 | 0 | 0 | 0 | 0 | 0 | 0 | 0 | 0 | 0 | 0 | 0 | 0 | 0 | 0 | 0 | 12
NO |  | 32 | 2012 | 23 | 10 | 10 |  | 5828 GRAND | WEST LOOP | 138 | 138 | UG | 1.46 | 0 | 1 | 1600 MM2 XLPE | 0 | 0 | 0 | 0 | 0 | 0 | 0 | 0 | 0 | 0 | 0 | 0 | 0 | 0 | 0 | 0 | 0 | 0 | 0 | 0 | 0 | 0 | 0 | 12
NO |  | 32 | 2012 | 23 | 11 | 11 |  | 7902 SCHAUMBURG | SOUTH SCHAUMBURG | 138 | 138 | UG | 2.89 | 0 | 0 | 1150 kcmil HPFF | 0 | 0 | 0 | 0 | 0 | 0 | 0 | 0 | 0 | 0 | 0 | 0 | 0 | 0 | 0 | 0 | 0 | 0 | 0 | 0 | 0 | 0 | 0 | 12
NO |  | 32 | 2012 | 23 | 12 | 12 |  | 7903 SCHAUMBURG | SOUTH SCHAUMBURG | 138 | 138 | UG | 2.9 | 0 | 0 | 1150 kcmil HPFF | 0 | 0 | 0 | 0 | 0 | 0 | 0 | 0 | 0 | 0 | 0 | 0 | 0 | 0 | 0 | 0 | 0 | 0 | 0 | 0 | 0 | 0 | 0 | 12
NO |  | 32 | 2012 | 23 | 13 | 13 |  | 8221 CROSBY | ROCKWELL | 138 | 138 | UG | 1.95 | 0 | 0 | 2250 kcmil LPFF | 0 | 0 | 0 | 0 | 0 | 0 | 0 | 0 | 0 | 0 | 0 | 0 | 0 | 0 | 0 | 0 | 0 | 0 | 0 | 0 | 0 | 0 | 0 | 12
NO |  | 32 | 2012 | 23 | 14 | 14 |  | 8223 CROSBY | ROCKWELL | 138 | 138 | UG | 1.95 | 0 | 0 | 2250 kcmil LPFF | 0 | 0 | 0 | 0 | 0 | 0 | 0 | 0 | 0 | 0 | 0 | 0 | 0 | 0 | 0 | 0 | 0 | 0 | 0 | 0 | 0 | 0 | 0 | 12
NO |  | 32 | 2012 | 23 | 15 | 15 |  | 11411 NORTHWEST | DEVON | 138 | 138 | UG | 5.62 | 0 | 1 | 2000 kcmil HPFF | 0 | 0 | 0 | 0 | 0 | 0 | 0 | 0 | 0 | 0 | 0 | 0 | 0 | 0 | 0 | 0 | 0 | 0 | 0 | 0 | 0 | 0 | 0 | 12
NO |  | 32 | 2012 | 23 | 16 | 16 |  | 11412 NORTHWEST | NATOMA | 138 | 138 | UG | 6.45 | 0 | 1 | 2000 kcmil HPFF | 0 | 0 | 0 | 0 | 0 | 0 | 0 | 0 | 0 | 0 | 0 | 0 | 0 | 0 | 0 | 0 | 0 | 0 | 0 | 0 | 0 | 0 | 0 | 12
NO |  | 32 | 2012 | 23 | 17 | 17 |  | 11413 NORTHWEST | CLYBOURN-CROSBY | 138 | 138 | UG | 0.02 | 0 | 0 | 2000 kcmil HPFF | 0 | 0 | 0 | 0 | 0 | 0 | 0 | 0 | 0 | 0 | 0 | 0 | 0 | 0 | 0 | 0 | 0 | 0 | 0 | 0 | 0 | 0 | 0 | 12
NO |  | 32 | 2012 | 23 | 18 | 18 |  | 11413 NORTHWEST | CLYBOURN-CROSBY | 138 | 138 | UG | 1.83 | 0 | 0 | 2000 kcmil HPFF | 0 | 0 | 0 | 0 | 0 | 0 | 0 | 0 | 0 | 0 | 0 | 0 | 0 | 0 | 0 | 0 | 0 | 0 | 0 | 0 | 0 | 0 | 0 | 12
NO |  | 32 | 2012 | 23 | 19 | 19 |  | 11414 NORTHWEST | DEVON | 138 | 138 | UG | 0.18 | 0 | 1 | 2000 kcmil HPFF | 0 | 0 | 0 | 0 | 0 | 0 | 0 | 0 | 0 | 0 | 0 | 0 | 0 | 0 | 0 | 0 | 0 | 0 | 0 | 0 | 0 | 0 | 0 | 12
NO |  | 32 | 2012 | 23 | 20 | 20 |  | 11414 NORTHWEST | DEVON | 138 | 138 | UG | 5.49 | 0 | 0 | 2000 kcmil HPFF | 0 | 0 | 0 | 0 | 0 | 0 | 0 | 0 | 0 | 0 | 0 | 0 | 0 | 0 | 0 | 0 | 0 | 0 | 0 | 0 | 0 | 0 | 0 | 12
NO |  | 32 | 2012 | 23 | 21 | 21 |  | 11415 NORTHWEST | DEVON | 138 | 138 | UG | 0.29 | 0 | 1 | 2000 kcmil HPFF | 0 | 0 | 0 | 0 | 0 | 0 | 0 | 0 | 0 | 0 | 0 | 0 | 0 | 0 | 0 | 0 | 0 | 0 | 0 | 0 | 0 | 0 | 0 | 12
NO |  | 32 | 2012 | 23 | 22 | 22 |  | 11415 NORTHWEST | DEVON | 138 | 138 | UG | 5.14 | 0 | 0 | 2000 kcmil HPFF | 0 | 0 | 0 | 0 | 0 | 0 | 0 | 0 | 0 | 0 | 0 | 0 | 0 | 0 | 0 | 0 | 0 | 0 | 0 | 0 | 0 | 0 | 0 | 12
NO |  | 32 | 2012 | 23 | 23 | 23 |  | 11416 NORTHWEST | SKOKIE 85 | 138 | 138 | UG | 5.71 | 0 | 0 | 800 MM2 XLPE | 0 | 0 | 0 | 0 | 0 | 0 | 0 | 0 | 0 | 0 | 0 | 0 | 0 | 0 | 0 | 0 | 0 | 0 | 0 | 0 | 0 | 0 | 0 | 12
NO |  | 32 | 2012 | 23 | 24 | 24 |  | 11417 NORTHWEST | NATOMA | 138 | 138 | UG | 0.04 | 0 | 1 | 2000 kcmil HPFF | 0 | 0 | 0 | 0 | 0 | 0 | 0 | 0 | 0 | 0 | 0 | 0 | 0 | 0 | 0 | 0 | 0 | 0 | 0 | 0 | 0 | 0 | 0 | 12
NO |  | 32 | 2012 | 23 | 25 | 25 |  | 11417 NORTHWEST | NATOMA | 138 | 138 | UG | 6.03 | 0 | 0 | 2000 kcmil HPFF | 0 | 0 | 0 | 0 | 0 | 0 | 0 | 0 | 0 | 0 | 0 | 0 | 0 | 0 | 0 | 0 | 0 | 0 | 0 | 0 | 0 | 0 | 0 | 12
NO |  | 32 | 2012 | 23 | 26 | 26 |  | 11418 NORTHWEST | CROSBY | 138 | 138 | UG | 0.02 | 0 | 0 | 2000 kcmil HPFF | 0 | 0 | 0 | 0 | 0 | 0 | 0 | 0 | 0 | 0 | 0 | 0 | 0 | 0 | 0 | 0 | 0 | 0 | 0 | 0 | 0 | 0 | 0 | 12
NO |  | 32 | 2012 | 23 | 27 | 27 |  | 11418 NORTHWEST | CROSBY | 138 | 138 | UG | 1.68 | 0 | 0 | 2000 kcmil HPFF | 0 | 0 | 0 | 0 | 0 | 0 | 0 | 0 | 0 | 0 | 0 | 0 | 0 | 0 | 0 | 0 | 0 | 0 | 0 | 0 | 0 | 0 | 0 | 12
NO |  | 32 | 2012 | 23 | 28 | 28 |  | 13503 ELMHURST | FRANKLIN PARK | 138 | 138 | UG | 0.05 | 0 | 0 | 2000 kcmil HPFF | 0 | 0 | 0 | 0 | 0 | 0 | 0 | 0 | 0 | 0 | 0 | 0 | 0 | 0 | 0 | 0 | 0 | 0 | 0 | 0 | 0 | 0 | 0 | 12
NO |  | 32 | 2012 | 23 | 29 | 29 |  | 13503 ELMHURST | FRANKLIN PARK | 138 | 138 | UG | 1.48 | 0 | 0 | 2000 kcmil HPFF | 0 | 0 | 0 | 0 | 0 | 0 | 0 | 0 | 0 | 0 | 0 | 0 | 0 | 0 | 0 | 0 | 0 | 0 | 0 | 0 | 0 | 0 | 0 | 12
NO |  | 32 | 2012 | 23 | 30 | 30 |  | 13510 FRANKLIN PARK | NATOMA | 138 | 138 | UG | 5.46 | 0 | 1 | 2000 kcmil HPFF | 0 | 0 | 0 | 0 | 0 | 0 | 0 | 0 | 0 | 0 | 0 | 0 | 0 | 0 | 0 | 0 | 0 | 0 | 0 | 0 | 0 | 0 | 0 | 12
NO |  | 32 | 2012 | 23 | 31 | 31 |  | 13701 WASHINGTON PARK | JEFFERSON | 138 | 138 | UG | 8.31 | 0 | 1 | 800 MM2 XLPE | 0 | 0 | 0 | 0 | 0 | 0 | 0 | 0 | 0 | 0 | 0 | 0 | 0 | 0 | 0 | 0 | 0 | 0 | 0 | 0 | 0 | 0 | 0 | 12
NO |  | 32 | 2012 | 23 | 32 | 32 |  | 13701 JEFFERSON | GRENSHAW | 138 | 138 | UG | 0.05 | 0 | 0 | 2500 kcmil HPFF | 0 | 0 | 0 | 0 | 0 | 0 | 0 | 0 | 0 | 0 | 0 | 0 | 0 | 0 | 0 | 0 | 0 | 0 | 0 | 0 | 0 | 0 | 0 | 12
NO |  | 32 | 2012 | 23 | 33 | 33 |  | 13805 SILVER LAKE | BARRINGTON | 138 | 138 | UG | 0.82 | 0 | 0 | 2500 kcmil HPFF | 0 | 0 | 0 | 0 | 0 | 0 | 0 | 0 | 0 | 0 | 0 | 0 | 0 | 0 | 0 | 0 | 0 | 0 | 0 | 0 | 0 | 0 | 0 | 12
NO |  | 32 | 2012 | 23 | 34 | 34 |  | 13806 SILVER LAKE | BARRINGTON | 138 | 138 | UG | 0.82 | 0 | 0 | 2500 kcmil HPFF | 0 | 0 | 0 | 0 | 0 | 0 | 0 | 0 | 0 | 0 | 0 | 0 | 0 | 0 | 0 | 0 | 0 | 0 | 0 | 0 | 0 | 0 | 0 | 12
NO |  | 32 | 2012 | 23 | 35 | 35 |  | 14807 WEST LOOP | CLYBOURN | 138 | 138 | UG | 1.57 | 0 | 1 | 1600 mm2 XLPE | 0 | 0 | 0 | 0 | 0 | 0 | 0 | 0 | 0 | 0 | 0 | 0 | 0 | 0 | 0 | 0 | 0 | 0 | 0 | 0 | 0 | 0 | 0 | 12
NO |  | 32 | 2012 | 24 | 1 | 1 |  | 14809 WEST LOOP | CLYBOURN | 138 | 138 | UG | 1.37 | 0 | 1 | 2500/350 kcmil HP | 0 | 0 | 0 | 0 | 0 | 0 | 0 | 0 | 0 | 0 | 0 | 0 | 0 | 0 | 0 | 0 | 0 | 0 | 0 | 0 | 0 | 0 | 0 | 12
NO |  | 32 | 2012 | 24 | 2 | 2 |  | 14812 WEST LOOP | ONTARIO | 138 | 138 | UG | 1.9 | 0 | 1 | 2500/2000 kcmil H | 0 | 0 | 0 | 0 | 0 | 0 | 0 | 0 | 0 | 0 | 0 | 0 | 0 | 0 | 0 | 0 | 0 | 0 | 0 | 0 | 0 | 0 | 0 | 12
NO |  | 32 | 2012 | 24 | 3 | 3 |  | 14813 WEST LOOP | ONTARIO | 138 | 138 | UG | 1.77 | 0 | 1 | 2500/2000 kcmil H | 0 | 0 | 0 | 0 | 0 | 0 | 0 | 0 | 0 | 0 | 0 | 0 | 0 | 0 | 0 | 0 | 0 | 0 | 0 | 0 | 0 | 0 | 0 | 12
NO |  | 32 | 2012 | 24 | 4 | 4 |  | 14818 WEST LOOP | CLYBOURN | 138 | 138 | UG | 3.29 | 0 | 1 | 2500 kcmil HPFF | 0 | 0 | 0 | 0 | 0 | 0 | 0 | 0 | 0 | 0 | 0 | 0 | 0 | 0 | 0 | 0 | 0 | 0 | 0 | 0 | 0 | 0 | 0 | 12
NO |  | 32 | 2012 | 24 | 5 | 5 |  | 14826 WEST LOOP | CROSBY | 138 | 138 | UG | 0.59 | 0 | 1 | 1600 MM2 XLPE | 0 | 0 | 0 | 0 | 0 | 0 | 0 | 0 | 0 | 0 | 0 | 0 | 0 | 0 | 0 | 0 | 0 | 0 | 0 | 0 | 0 | 0 | 0 | 12
NO |  | 32 | 2012 | 24 | 6 | 6 |  | 14828 WEST LOOP | CROSBY | 138 | 138 | UG | 0.6 | 0 | 1 | 1600 MM2 XLPE | 0 | 0 | 0 | 0 | 0 | 0 | 0 | 0 | 0 | 0 | 0 | 0 | 0 | 0 | 0 | 0 | 0 | 0 | 0 | 0 | 0 | 0 | 0 | 12
NO |  | 32 | 2012 | 24 | 7 | 7 |  | 15301 TAYLOR | GRENSHAW | 138 | 138 | UG | 0.2 | 0 | 1 | 1600 MM2 XLPE | 0 | 0 | 0 | 0 | 0 | 0 | 0 | 0 | 0 | 0 | 0 | 0 | 0 | 0 | 0 | 0 | 0 | 0 | 0 | 0 | 0 | 0 | 0 | 12
NO |  | 32 | 2012 | 24 | 8 | 8 |  | 15302 TAYLOR | JEFFERSON | 138 | 138 | UG | 0.91 | 0 | 1 | 2000 kcmil HPFF | 0 | 0 | 0 | 0 | 0 | 0 | 0 | 0 | 0 | 0 | 0 | 0 | 0 | 0 | 0 | 0 | 0 | 0 | 0 | 0 | 0 | 0 | 0 | 12
NO |  | 32 | 2012 | 24 | 9 | 9 |  | 15303 TAYLOR | JEFFERSON | 138 | 138 | UG | 0.5 | 0 | 1 | 2500 kcmil HPFF | 0 | 0 | 0 | 0 | 0 | 0 | 0 | 0 | 0 | 0 | 0 | 0 | 0 | 0 | 0 | 0 | 0 | 0 | 0 | 0 | 0 | 0 | 0 | 12
NO |  | 32 | 2012 | 24 | 10 | 10 |  | 15310 TAYLOR | GRENSHAW | 138 | 138 | UG | 0.19 | 0 | 1 | 1600 MM2 XLPE | 0 | 0 | 0 | 0 | 0 | 0 | 0 | 0 | 0 | 0 | 0 | 0 | 0 | 0 | 0 | 0 | 0 | 0 | 0 | 0 | 0 | 0 | 0 | 12
NO |  | 32 | 2012 | 24 | 11 | 11 |  | 15315 LASALLE | STATE | 138 | 138 | UG | 0.9 | 0 | 1 | 2500 kcmil HPFF | 0 | 0 | 0 | 0 | 0 | 0 | 0 | 0 | 0 | 0 | 0 | 0 | 0 | 0 | 0 | 0 | 0 | 0 | 0 | 0 | 0 | 0 | 0 | 12
NO |  | 32 | 2012 | 24 | 12 | 12 |  | 15315 TAYLOR | LASALLE | 138 | 138 | UG | 0.82 | 0 | 0 | 2500 kcmil HPFF | 0 | 0 | 0 | 0 | 0 | 0 | 0 | 0 | 0 | 0 | 0 | 0 | 0 | 0 | 0 | 0 | 0 | 0 | 0 | 0 | 0 | 0 | 0 | 12
NO |  | 32 | 2012 | 24 | 13 | 13 |  | 15316 TAYLOR | LASALLE | 138 | 138 | UG | 0.77 | 0 | 1 | 2500 kcmil HPFF | 0 | 0 | 0 | 0 | 0 | 0 | 0 | 0 | 0 | 0 | 0 | 0 | 0 | 0 | 0 | 0 | 0 | 0 | 0 | 0 | 0 | 0 | 0 | 12
NO |  | 32 | 2012 | 24 | 14 | 14 |  | 15317 TAYLOR | LASALLE | 138 | 138 | UG | 0.76 | 0 | 1 | 2500 kcmil HPFF | 0 | 0 | 0 | 0 | 0 | 0 | 0 | 0 | 0 | 0 | 0 | 0 | 0 | 0 | 0 | 0 | 0 | 0 | 0 | 0 | 0 | 0 | 0 | 12
NO |  | 32 | 2012 | 24 | 15 | 15 |  | 15317 LASALLE | STATE | 138 | 138 | UG | 0.91 | 0 | 0 | 2500 kcmil HPFF | 0 | 0 | 0 | 0 | 0 | 0 | 0 | 0 | 0 | 0 | 0 | 0 | 0 | 0 | 0 | 0 | 0 | 0 | 0 | 0 | 0 | 0 | 0 | 12
NO |  | 32 | 2012 | 24 | 16 | 16 |  | 15318 TAYLOR | LASALLE | 138 | 138 | UG | 0.78 | 0 | 1 | 2500 kcmil HPFF | 0 | 0 | 0 | 0 | 0 | 0 | 0 | 0 | 0 | 0 | 0 | 0 | 0 | 0 | 0 | 0 | 0 | 0 | 0 | 0 | 0 | 0 | 0 | 12
NO |  | 32 | 2012 | 24 | 17 | 17 |  | 17006 HARBOR | 61ST STREET | 138 | 138 | UG | 0.3 | 0 | 1 | 2000 kcmil HPFF | 0 | 0 | 0 | 0 | 0 | 0 | 0 | 0 | 0 | 0 | 0 | 0 | 0 | 0 | 0 | 0 | 0 | 0 | 0 | 0 | 0 | 0 | 0 | 12
NO |  | 32 | 2012 | 24 | 18 | 18 |  | 17008 61ST STREET | UNIVERSITY | 138 | 138 | UG | 2.4 | 0 | 0 | 2000 kcmil HPFF | 0 | 0 | 0 | 0 | 0 | 0 | 0 | 0 | 0 | 0 | 0 | 0 | 0 | 0 | 0 | 0 | 0 | 0 | 0 | 0 | 0 | 0 | 0 | 12
NO |  | 32 | 2012 | 24 | 19 | 19 |  | 17008 61ST STREET | UNIVERSITY | 138 | 138 | UG | 0.06 | 0 | 0 | 2000 kcmil HPFF | 0 | 0 | 0 | 0 | 0 | 0 | 0 | 0 | 0 | 0 | 0 | 0 | 0 | 0 | 0 | 0 | 0 | 0 | 0 | 0 | 0 | 0 | 0 | 12
NO |  | 32 | 2012 | 24 | 20 | 20 |  | 17401 UNIVERSITY | GRENSHAW | 138 | 138 | UG | 6.49 | 0 | 1 | 2500 kcmil HPFF | 0 | 0 | 0 | 0 | 0 | 0 | 0 | 0 | 0 | 0 | 0 | 0 | 0 | 0 | 0 | 0 | 0 | 0 | 0 | 0 | 0 | 0 | 0 | 12
NO |  | 32 | 2012 | 24 | 21 | 21 |  | 17404 UNIVERSITY | WASHINGTON PARK | 138 | 138 | UG | 2.07 | 0 | 1 | 2000 kcmil HPFF | 0 | 0 | 0 | 0 | 0 | 0 | 0 | 0 | 0 | 0 | 0 | 0 | 0 | 0 | 0 | 0 | 0 | 0 | 0 | 0 | 0 | 0 | 0 | 12
NO |  | 32 | 2012 | 24 | 22 | 22 |  | 17404 UNIVERSITY | WASHINGTON PARK | 138 | 138 | UG | 0.13 | 0 | 0 | 2000 kcmil HPFF | 0 | 0 | 0 | 0 | 0 | 0 | 0 | 0 | 0 | 0 | 0 | 0 | 0 | 0 | 0 | 0 | 0 | 0 | 0 | 0 | 0 | 0 | 0 | 12
NO |  | 32 | 2012 | 24 | 23 | 23 |  | 18505 SCHAUMBURG | SOUTH SCHAUMBURG | 138 | 138 | UG | 2.89 | 0 | 0 | 1150 kcmil HPFF | 0 | 0 | 0 | 0 | 0 | 0 | 0 | 0 | 0 | 0 | 0 | 0 | 0 | 0 | 0 | 0 | 0 | 0 | 0 | 0 | 0 | 0 | 0 | 12
NO |  | 32 | 2012 | 24 | 24 | 24 |  | 18506 SCHAUMBURG | SOUTH SCHAUMBURG | 138 | 138 | UG | 2.9 | 0 | 0 | 1150 kcmil HPFF | 0 | 0 | 0 | 0 | 0 | 0 | 0 | 0 | 0 | 0 | 0 | 0 | 0 | 0 | 0 | 0 | 0 | 0 | 0 | 0 | 0 | 0 | 0 | 12
NO |  | 32 | 2012 | 24 | 25 | 25 |  | 19209 RIDGELAND | OAK PARK | 138 | 138 | UG | 0.03 | 0 | 1 | 2000 kcmil HPFF | 0 | 0 | 0 | 0 | 0 | 0 | 0 | 0 | 0 | 0 | 0 | 0 | 0 | 0 | 0 | 0 | 0 | 0 | 0 | 0 | 0 | 0 | 0 | 12
NO |  | 32 | 2012 | 24 | 26 | 26 |  | 19209 RIDGELAND | OAK PARK | 138 | 138 | UG | 5.32 | 0 | 0 | 2000 kcmil HPFF | 0 | 0 | 0 | 0 | 0 | 0 | 0 | 0 | 0 | 0 | 0 | 0 | 0 | 0 | 0 | 0 | 0 | 0 | 0 | 0 | 0 | 0 | 0 | 12
NO |  | 32 | 2012 | 24 | 27 | 27 |  | 19801 DESPLAINES | NORRIDGE | 138 | 138 | UG | 0.14 | 0 | 1 | 2000 kcmil HPFF | 0 | 0 | 0 | 0 | 0 | 0 | 0 | 0 | 0 | 0 | 0 | 0 | 0 | 0 | 0 | 0 | 0 | 0 | 0 | 0 | 0 | 0 | 0 | 12
NO |  | 32 | 2012 | 0 | 36 | 36 |  | TOTAL |  | 0 | 0 |  | 2706.49 | 2172.53 | 361 |  | 109833797 | 1508697684 | 1618531481 | 5549739 | 26911282 | 458176 | 32919197 | 0 | 0 | 0 | 0 | 0 | 0 | 0 | 0 | 0 | 0 | 0 | 0 | 0 | 0 | 0 | 0 | 12
NO |  | 32 | 2012 | 7 | 34 | 34 |  | 94507 CRETE E.C. | N.I.P.S.CO. | 345 | 345 | ST | 0 | 4.54 | 1 | 1414 ACSR, 2156 A | 0 | 0 | 0 | 0 | 0 | 0 | 0 | 0 | 0 | 0 | 0 | 0 | 0 | 0 | 0 | 0 | 0 | 0 | 0 | 0 | 0 | 0 | 0 | 12
NO |  | 32 | 2012 | 8 | 6 | 6 |  | 17723 TAYLOR | GARFIELD | 345 | 345 | UG | 6.08 | 0 | 0 | 2500KCMIL | 0 | 0 | 0 | 0 | 0 | 0 | 0 | 0 | 0 | 0 | 0 | 0 | 0 | 0 | 0 | 0 | 0 | 0 | 0 | 0 | 0 | 0 | 0 | 12
NO |  | 32 | 2012 | 24 | 28 | 28 |  | 19801 DESPLAINES | NORRIDGE | 138 | 138 | UG | 4.53 | 0 | 0 | 2000 kcmil HPFF | 0 | 0 | 0 | 0 | 0 | 0 | 0 | 0 | 0 | 0 | 0 | 0 | 0 | 0 | 0 | 0 | 0 | 0 | 0 | 0 | 0 | 0 | 0 | 12
NO |  | 171 | 2012 | 0 | 36 | 36 |  | TOTAL |  | 0 | 0 |  | 143.65 | 3.66 | 22 |  | 0 | 978729 | 978729 | 647429 | 2348473 | 2041733 | 5037635 | 0 | 0 | 0 | 0 | 0 | 0 | 0 | 0 | 0 | 0 | 0 | 0 | 0 | 0 | 0 | 0 | 12
NO |  | 171 | 2012 | 0 | 1 | 1 |  | N C Lines 1 & 2 |  | 0 | 0 |  | 0 | 0 | 0 | ACSR | 0 | 0 | 0 | 0 | 0 | 0 | 0 | 0 | 0 | 0 | 0 | 0 | 0 | 0 | 0 | 0 | 0 | 0 | 0 | 0 | 0 | 0 | 0 | 12
NO |  | 171 | 2012 | 0 | 2 | 2 |  | Santeelah Power House | Cheoah | 161 | 161 | S. Tower | 5.52 | 0 | 2 | 500 MCM | 0 | 0 | 0 | 0 | 0 | 0 | 0 | 0 | 0 | 0 | 0 | 0 | 0 | 0 | 0 | 0 | 0 | 0 | 0 | 0 | 0 | 0 | 0 | 12
NO |  | 171 | 2012 | 0 | 3 | 3 |  | Cheoah Power House | Calderwood P.H. | 161 | 161 | S. Tower | 8.09 | 0 | 1 | 500 MCM | 0 | 0 | 0 | 0 | 0 | 0 | 0 | 0 | 0 | 0 | 0 | 0 | 0 | 0 | 0 | 0 | 0 | 0 | 0 | 0 | 0 | 0 | 0 | 12
NO |  | 171 | 2012 | 0 | 4 | 4 |  | Calderwood Power House | Chilhowee P.H. | 161 | 161 | S. Tower | 8.29 | 0 | 1 | 500 MCM | 0 | 0 | 0 | 0 | 0 | 0 | 0 | 0 | 0 | 0 | 0 | 0 | 0 | 0 | 0 | 0 | 0 | 0 | 0 | 0 | 0 | 0 | 0 | 12
NO |  | 171 | 2012 | 0 | 6 | 6 |  | Cheoah Power House | Alcoa S.P. | 161 | 161 | S. Tower | 30.97 | 0 | 2 | 500 MCM | 0 | 0 | 0 | 0 | 0 | 0 | 0 | 0 | 0 | 0 | 0 | 0 | 0 | 0 | 0 | 0 | 0 | 0 | 0 | 0 | 0 | 0 | 0 | 12
NO |  | 171 | 2012 | 0 | 7 | 7 |  | Calderwood | Alcoa S.P. | 161 | 161 | S. Tower | 26.83 | 0 | 1 | 636 MCM | 0 | 0 | 0 | 0 | 0 | 0 | 0 | 0 | 0 | 0 | 0 | 0 | 0 | 0 | 0 | 0 | 0 | 0 | 0 | 0 | 0 | 0 | 0 | 12
NO |  | 171 | 2012 | 0 | 8 | 8 |  | Chilhowee | Alcoa S.P. | 161 | 161 | S. Tower | 24.07 | 0 | 1 | 500 MCM | 0 | 0 | 0 | 0 | 0 | 0 | 0 | 0 | 0 | 0 | 0 | 0 | 0 | 0 | 0 | 0 | 0 | 0 | 0 | 0 | 0 | 0 | 0 | 12
NO |  | 171 | 2012 | 0 | 10 | 10 |  | Alcoa South Plant | Alcoa S.P. | 161 | 161 | S. Tower | 3.6 | 0 | 2 | 636 MCM | 0 | 0 | 0 | 0 | 0 | 0 | 0 | 0 | 0 | 0 | 0 | 0 | 0 | 0 | 0 | 0 | 0 | 0 | 0 | 0 | 0 | 0 | 0 | 12
NO |  | 171 | 2012 | 0 | 12 | 12 |  | Tapoco Div Cost and Expense |  | 0 | 0 |  | 0 | 0 | 0 |  | 0 | 166246 | 166246 | 265103 | 487220 | 223030 | 975353 | 0 | 0 | 0 | 0 | 0 | 0 | 0 | 0 | 0 | 0 | 0 | 0 | 0 | 0 | 0 | 0 | 12
NO |  | 171 | 2012 | 0 | 14 | 14 |  | High Rock | Tuckertown | 100 | 88 | St. Tower | 9.45 | 0 | 1 | 4/0 ACSR | 0 | 0 | 0 | 0 | 0 | 0 | 0 | 0 | 0 | 0 | 0 | 0 | 0 | 0 | 0 | 0 | 0 | 0 | 0 | 0 | 0 | 0 | 0 | 12
NO |  | 171 | 2012 | 0 | 15 | 15 |  | Tuckertown | Badin | 100 | 88 | St. Tower | 6.32 | 0 | 1 | 4/0 ACSR | 0 | 0 | 0 | 0 | 0 | 0 | 0 | 0 | 0 | 0 | 0 | 0 | 0 | 0 | 0 | 0 | 0 | 0 | 0 | 0 | 0 | 0 | 0 | 12
NO |  | 171 | 2012 | 0 | 16 | 16 |  | Narrows | Badin | 13.8 | 13.8 | St. Tower | 1.86 | 0 | 4 | 1033 MCM | 0 | 0 | 0 | 0 | 0 | 0 | 0 | 0 | 0 | 0 | 0 | 0 | 0 | 0 | 0 | 0 | 0 | 0 | 0 | 0 | 0 | 0 | 0 | 12
NO |  | 171 | 2012 | 0 | 17 | 17 |  | Falls | Badin | 100 | 88 | Wood | 3.33 | 0 | 1 | 2/0 ACSR | 0 | 0 | 0 | 0 | 0 | 0 | 0 | 0 | 0 | 0 | 0 | 0 | 0 | 0 | 0 | 0 | 0 | 0 | 0 | 0 | 0 | 0 | 0 | 12
NO |  | 171 | 2012 | 0 | 19 | 19 |  | Yadkin Div Cost and Expense |  | 0 | 0 |  | 0 | 0 | 0 |  | 0 | 356176 | 356176 | 147247 | 587224 | 1818703 | 2553174 | 0 | 0 | 0 | 0 | 0 | 0 | 0 | 0 | 0 | 0 | 0 | 0 | 0 | 0 | 0 | 0 | 12
NO |  | 171 | 2012 | 0 | 21 | 21 |  | Circuit Moses PH | PA4 Alcoa Switchyard | 115 | 115 | Tower | 6.29 | 0 | 1 | ASCR 954 MCM | 0 | 0 | 0 | 0 | 0 | 0 | 0 | 0 | 0 | 0 | 0 | 0 | 0 | 0 | 0 | 0 | 0 | 0 | 0 | 0 | 0 | 0 | 0 | 12
NO |  | 171 | 2012 | 0 | 22 | 22 |  | Circuit Moses PH | PA5 Alcoa Switchyard | 115 | 115 | Tower | 0 | 0 | 2 | ASCR 954 MCM | 0 | 0 | 0 | 0 | 0 | 0 | 0 | 0 | 0 | 0 | 0 | 0 | 0 | 0 | 0 | 0 | 0 | 0 | 0 | 0 | 0 | 0 | 0 | 12
NO |  | 171 | 2012 | 0 | 24 | 24 |  | Circuit Int'l Boundary | CD-1 Denn Subs | 115 | 115 | Tower | 5.72 | 2 | 0 | ASCR 954 MCM | 0 | 0 | 0 | 0 | 0 | 0 | 0 | 0 | 0 | 0 | 0 | 0 | 0 | 0 | 0 | 0 | 0 | 0 | 0 | 0 | 0 | 0 | 0 | 12
NO |  | 171 | 2012 | 0 | 25 | 25 |  | Circuit Int'l Boundary * | CD-2 Denn Subs | 115 | 115 | Tower | 0 | 0 | 0 | 636 MCM | 0 | 0 | 0 | 0 | 0 | 0 | 0 | 0 | 0 | 0 | 0 | 0 | 0 | 0 | 0 | 0 | 0 | 0 | 0 | 0 | 0 | 0 | 0 | 12
NO |  | 171 | 2012 | 0 | 27 | 27 |  | No. 10 Substation 2** | Tie Line Alcoa Switchyard | 115 | 115 | Tower | 0.86 | 1.66 | 1 | 556.5 MCM | 0 | 0 | 0 | 0 | 0 | 0 | 0 | 0 | 0 | 0 | 0 | 0 | 0 | 0 | 0 | 0 | 0 | 0 | 0 | 0 | 0 | 0 | 0 | 12
NO |  | 171 | 2012 | 0 | 28 | 28 |  | " " | " " | 0 | 0 |  | 0 | 0 | 0 | 500 MCM | 0 | 0 | 0 | 0 | 0 | 0 | 0 | 0 | 0 | 0 | 0 | 0 | 0 | 0 | 0 | 0 | 0 | 0 | 0 | 0 | 0 | 0 | 0 | 12
NO |  | 171 | 2012 | 0 | 29 | 29 |  | " " | " " | 0 | 0 |  | 0 | 0 | 0 | 795 MCM | 0 | 0 | 0 | 0 | 0 | 0 | 0 | 0 | 0 | 0 | 0 | 0 | 0 | 0 | 0 | 0 | 0 | 0 | 0 | 0 | 0 | 0 | 0 | 12
NO |  | 171 | 2012 | 0 | 30 | 30 |  | No. 11 Substation 2 | Tie Line Alcoa Siwtchyard | 115 | 115 | H Wood & Tower | 2.45 | 0 | 1 | 556.5 MCM | 0 | 0 | 0 | 0 | 0 | 0 | 0 | 0 | 0 | 0 | 0 | 0 | 0 | 0 | 0 | 0 | 0 | 0 | 0 | 0 | 0 | 0 | 0 | 12
NO |  | 171 | 2012 | 0 | 31 | 31 |  | " " | " " | 0 | 0 |  | 0 | 0 | 0 | 300 MCM | 0 | 0 | 0 | 0 | 0 | 0 | 0 | 0 | 0 | 0 | 0 | 0 | 0 | 0 | 0 | 0 | 0 | 0 | 0 | 0 | 0 | 0 | 0 | 12
NO |  | 171 | 2012 | 0 | 32 | 32 |  | " " | " " | 0 | 0 |  | 0 | 0 | 0 | 350 MCM | 0 | 0 | 0 | 0 | 0 | 0 | 0 | 0 | 0 | 0 | 0 | 0 | 0 | 0 | 0 | 0 | 0 | 0 | 0 | 0 | 0 | 0 | 0 | 12
NO |  | 171 | 2012 | 0 | 33 | 33 |  | L S Div Cost and Expense |  | 0 | 0 |  | 0 | 0 | 0 |  | 0 | 456307 | 456307 | 235079 | 1274029 | 0 | 1509108 | 0 | 0 | 0 | 0 | 0 | 0 | 0 | 0 | 0 | 0 | 0 | 0 | 0 | 0 | 0 | 0 | 12
NO |  | 171 | 2012 | 0 | 35 | 35 |  | Colockum Div Cost and Expen |  | 0 | 0 |  | 0 | 0 | 0 |  | 0 | 0 | 0 | 0 | 0 | 0 | 0 | 0 | 0 | 0 | 0 | 0 | 0 | 0 | 0 | 0 | 0 | 0 | 0 | 0 | 0 | 0 | 0 | 12
NO |  | 151 | 2012 | 0 | 1 | 1 |  | RG&E System |  | 115 | 115 |  | 340.64 | 0 | 0 |  | 0 | 0 | 0 | 0 | 0 | 0 | 0 | 0 | 0 | 0 | 0 | 0 | 0 | 0 | 0 | 0 | 0 | 0 | 0 | 0 | 0 | 0 | 0 | 12
NO |  | 151 | 2012 | 0 | 2 | 2 |  |  |  | 34.5 | 34.5 |  | 808.56 | 0 | 0 |  | 0 | 0 | 0 | 0 | 0 | 0 | 0 | 0 | 0 | 0 | 0 | 0 | 0 | 0 | 0 | 0 | 0 | 0 | 0 | 0 | 0 | 0 | 0 | 12
NO |  | 151 | 2012 | 0 | 3 | 3 |  |  |  | 11 | 11 |  | 137.82 | 0 | 0 |  | 0 | 0 | 0 | 0 | 0 | 0 | 0 | 0 | 0 | 0 | 0 | 0 | 0 | 0 | 0 | 0 | 0 | 0 | 0 | 0 | 0 | 0 | 0 | 12
NO |  | 151 | 2012 | 0 | 32 | 32 |  |  |  | 0 | 0 |  | 0 | 0 | 0 |  | 10087952 | 239860488 | 249948440 | 0 | 0 | 0 | 0 | 0 | 0 | 0 | 0 | 0 | 0 | 0 | 0 | 0 | 0 | 0 | 0 | 0 | 0 | 0 | 0 | 12
NO |  | 151 | 2012 | 0 | 36 | 36 |  | TOTAL |  | 0 | 0 |  | 1287.02 | 0 | 0 |  | 10087952 | 239860488 | 249948440 | 0 | 0 | 0 | 0 | 0 | 0 | 0 | 0 | 0 | 0 | 0 | 0 | 0 | 0 | 0 | 0 | 0 | 0 | 0 | 0 | 12
NO |  | 115 | 2012 | 0 | 1 | 1 |  | Watercure | Oakdale | 345 | 345 | Stl. Tower | 41 | 0 | 1 | 2156 ACSR | 0 | 0 | 0 | 0 | 0 | 0 | 0 | 0 | 0 | 0 | 0 | 0 | 0 | 0 | 0 | 0 | 0 | 0 | 0 | 0 | 0 | 0 | 0 | 12
NO |  | 115 | 2012 | 0 | 2 | 2 |  | Watercure | Oakdale | 345 | 345 | H. Frame | 1 | 0 | 1 | 2156 ACSR | 0 | 0 | 0 | 0 | 0 | 0 | 0 | 0 | 0 | 0 | 0 | 0 | 0 | 0 | 0 | 0 | 0 | 0 | 0 | 0 | 0 | 0 | 0 | 12
NO |  | 115 | 2012 | 0 | 3 | 3 |  | Watercure | Oakdale | 230 | 230 | H. Frame | 42 | 0 | 1 | 1192 ACSR | 0 | 0 | 0 | 0 | 0 | 0 | 0 | 0 | 0 | 0 | 0 | 0 | 0 | 0 | 0 | 0 | 0 | 0 | 0 | 0 | 0 | 0 | 0 | 12
NO |  | 115 | 2012 | 0 | 4 | 4 |  | Oakdale | Lafayette | 345 | 345 | Stl. Tower | 24 | 0 | 1 | 1280 ACSR | 0 | 0 | 0 | 0 | 0 | 0 | 0 | 0 | 0 | 0 | 0 | 0 | 0 | 0 | 0 | 0 | 0 | 0 | 0 | 0 | 0 | 0 | 0 | 12
NO |  | 115 | 2012 | 0 | 5 | 5 |  | Oakdale | Lafayette | 345 | 345 | H. Frame | 1 | 1 | 1 | 1280 ACSR | 0 | 0 | 0 | 0 | 0 | 0 | 0 | 0 | 0 | 0 | 0 | 0 | 0 | 0 | 0 | 0 | 0 | 0 | 0 | 0 | 0 | 0 | 0 | 12
NO |  | 115 | 2012 | 0 | 6 | 6 |  | Niagara | Robinson Rd | 230 | 230 | H. Frame | 17 | 0 | 1 | 1192 ACSR | 0 | 0 | 0 | 0 | 0 | 0 | 0 | 0 | 0 | 0 | 0 | 0 | 0 | 0 | 0 | 0 | 0 | 0 | 0 | 0 | 0 | 0 | 0 | 12
NO |  | 115 | 2012 | 0 | 7 | 7 |  | Niagara | Robinson Rd | 230 | 230 | Stl. Tower | 1 | 0 | 1 | 1192 ACSR | 0 | 0 | 0 | 0 | 0 | 0 | 0 | 0 | 0 | 0 | 0 | 0 | 0 | 0 | 0 | 0 | 0 | 0 | 0 | 0 | 0 | 0 | 0 | 12
NO |  | 115 | 2012 | 0 | 8 | 8 |  | Stolle Road | New Gardenville | 230 | 230 | H. Frame | 3 | 0 | 1 | 1192.5 ACSR | 0 | 0 | 0 | 0 | 0 | 0 | 0 | 0 | 0 | 0 | 0 | 0 | 0 | 0 | 0 | 0 | 0 | 0 | 0 | 0 | 0 | 0 | 0 | 12
NO |  | 115 | 2012 | 0 | 9 | 9 |  | Stolle Road | New Gardenville | 230 | 230 | St. Tower | 9 | 0 | 1 | 1192.5 ACSR | 0 | 0 | 0 | 0 | 0 | 0 | 0 | 0 | 0 | 0 | 0 | 0 | 0 | 0 | 0 | 0 | 0 | 0 | 0 | 0 | 0 | 0 | 0 | 12
NO |  | 115 | 2012 | 0 | 10 | 10 |  | Robinson Road | Stolle Road | 230 | 230 | H. Frame | 30 | 0 | 1 | 1192 ACSR | 0 | 0 | 0 | 0 | 0 | 0 | 0 | 0 | 0 | 0 | 0 | 0 | 0 | 0 | 0 | 0 | 0 | 0 | 0 | 0 | 0 | 0 | 0 | 12
NO |  | 115 | 2012 | 0 | 11 | 11 |  | Robinson Road | Stolle Road | 230 | 230 | Stl. Tower | 1 | 0 | 1 | 1192 ACSR | 0 | 0 | 0 | 0 | 0 | 0 | 0 | 0 | 0 | 0 | 0 | 0 | 0 | 0 | 0 | 0 | 0 | 0 | 0 | 0 | 0 | 0 | 0 | 12
NO |  | 115 | 2012 | 0 | 12 | 12 |  | Canandaigua | Hillside | 230 | 230 | H. Frame | 51 | 0 | 1 | 1033 ACSR | 0 | 0 | 0 | 0 | 0 | 0 | 0 | 0 | 0 | 0 | 0 | 0 | 0 | 0 | 0 | 0 | 0 | 0 | 0 | 0 | 0 | 0 | 0 | 12
NO |  | 115 | 2012 | 0 | 13 | 13 |  | Meyer | Canandaigua | 230 | 230 | H. Frame | 13 | 0 | 1 | 1033 ACSR | 0 | 0 | 0 | 0 | 0 | 0 | 0 | 0 | 0 | 0 | 0 | 0 | 0 | 0 | 0 | 0 | 0 | 0 | 0 | 0 | 0 | 0 | 0 | 12
NO |  | 115 | 2012 | 0 | 14 | 14 |  | Stolle Road | Meyer | 230 | 230 | H.Frame | 5 | 0 | 1 | 1033 ACSR | 0 | 0 | 0 | 0 | 0 | 0 | 0 | 0 | 0 | 0 | 0 | 0 | 0 | 0 | 0 | 0 | 0 | 0 | 0 | 0 | 0 | 0 | 0 | 12
NO |  | 115 | 2012 | 0 | 15 | 15 |  | Stolle Road | Meyer | 230 | 230 | Stl. Tower | 49 | 0 | 1 | 1033 ACSR | 0 | 0 | 0 | 0 | 0 | 0 | 0 | 0 | 0 | 0 | 0 | 0 | 0 | 0 | 0 | 0 | 0 | 0 | 0 | 0 | 0 | 0 | 0 | 12
NO |  | 115 | 2012 | 0 | 16 | 16 |  | Hillside | East Towanda | 230 | 230 | H. Frame | 11 | 0 | 1 | 1033 ACSR | 0 | 0 | 0 | 0 | 0 | 0 | 0 | 0 | 0 | 0 | 0 | 0 | 0 | 0 | 0 | 0 | 0 | 0 | 0 | 0 | 0 | 0 | 0 | 12
NO |  | 115 | 2012 | 0 | 17 | 17 |  | Hillside | East Towanda | 230 | 230 | Stl. Tower | 1 | 0 | 1 | 1033 ACSR | 0 | 0 | 0 | 0 | 0 | 0 | 0 | 0 | 0 | 0 | 0 | 0 | 0 | 0 | 0 | 0 | 0 | 0 | 0 | 0 | 0 | 0 | 0 | 12
NO |  | 115 | 2012 | 0 | 18 | 18 |  | Watercure | Hillside | 230 | 230 | H. Frame | 1 | 0 | 1 | 1192 ACSR | 0 | 0 | 0 | 0 | 0 | 0 | 0 | 0 | 0 | 0 | 0 | 0 | 0 | 0 | 0 | 0 | 0 | 0 | 0 | 0 | 0 | 0 | 0 | 12
NO |  | 115 | 2012 | 0 | 19 | 19 |  | Watercure | Hillside | 230 | 230 | Stl. Tower | 0 | 0 | 1 | 1192 ACSR | 0 | 0 | 0 | 0 | 0 | 0 | 0 | 0 | 0 | 0 | 0 | 0 | 0 | 0 | 0 | 0 | 0 | 0 | 0 | 0 | 0 | 0 | 0 | 12
NO |  | 115 | 2012 | 0 | 20 | 20 |  | Homer City | Stolle Road | 345 | 345 | H. Frame | 165 | 0 | 1 | 1033 ACSR | 0 | 0 | 0 | 0 | 0 | 0 | 0 | 0 | 0 | 0 | 0 | 0 | 0 | 0 | 0 | 0 | 0 | 0 | 0 | 0 | 0 | 0 | 0 | 12
NO |  | 115 | 2012 | 0 | 21 | 21 |  | Homer City | Stolle Road | 345 | 345 | Stl. Tower | 1 | 0 | 1 | 1033 ACSR | 0 | 0 | 0 | 0 | 0 | 0 | 0 | 0 | 0 | 0 | 0 | 0 | 0 | 0 | 0 | 0 | 0 | 0 | 0 | 0 | 0 | 0 | 0 | 12
NO |  | 115 | 2012 | 0 | 22 | 22 |  | Homer City | Watercure | 345 | 345 | H. Frame | 176 | 0 | 1 | 1033 ACSR | 0 | 0 | 0 | 0 | 0 | 0 | 0 | 0 | 0 | 0 | 0 | 0 | 0 | 0 | 0 | 0 | 0 | 0 | 0 | 0 | 0 | 0 | 0 | 12
NO |  | 115 | 2012 | 0 | 23 | 23 |  | Homer City | Watercure | 345 | 345 | Stl. Tower | 1 | 0 | 1 | 1033 ACSR | 0 | 0 | 0 | 0 | 0 | 0 | 0 | 0 | 0 | 0 | 0 | 0 | 0 | 0 | 0 | 0 | 0 | 0 | 0 | 0 | 0 | 0 | 0 | 12
NO |  | 115 | 2012 | 0 | 24 | 24 |  | Oakdale | Fraser | 345 | 345 | Stl. Tower | 1 | 0 | 1 | 1033 ACSR | 0 | 0 | 0 | 0 | 0 | 0 | 0 | 0 | 0 | 0 | 0 | 0 | 0 | 0 | 0 | 0 | 0 | 0 | 0 | 0 | 0 | 0 | 0 | 12
NO |  | 115 | 2012 | 0 | 25 | 25 |  | Oakdale | Fraser | 345 | 345 | H. Frame | 56 | 0 | 1 | 1033 ACSR | 0 | 0 | 0 | 0 | 0 | 0 | 0 | 0 | 0 | 0 | 0 | 0 | 0 | 0 | 0 | 0 | 0 | 0 | 0 | 0 | 0 | 0 | 0 | 12
NO |  | 115 | 2012 | 0 | 26 | 26 |  | Kintigh | Niagara | 345 | 345 | Stl. Tower | 1 | 0 | 1 | 1192 ACSR | 0 | 0 | 0 | 0 | 0 | 0 | 0 | 0 | 0 | 0 | 0 | 0 | 0 | 0 | 0 | 0 | 0 | 0 | 0 | 0 | 0 | 0 | 0 | 12
NO |  | 115 | 2012 | 0 | 27 | 27 |  | Kintigh | Niagara | 345 | 345 | H. Frame | 17 | 0 | 1 | 1192 ACSR | 0 | 0 | 0 | 0 | 0 | 0 | 0 | 0 | 0 | 0 | 0 | 0 | 0 | 0 | 0 | 0 | 0 | 0 | 0 | 0 | 0 | 0 | 0 | 12
NO |  | 115 | 2012 | 0 | 28 | 28 |  | Kintigh | Station 80 | 345 | 345 | H. Frame | 17 | 0 | 1 |  | 0 | 0 | 0 | 0 | 0 | 0 | 0 | 0 | 0 | 0 | 0 | 0 | 0 | 0 | 0 | 0 | 0 | 0 | 0 | 0 | 0 | 0 | 0 | 12
NO |  | 115 | 2012 | 0 | 29 | 29 |  | Kintigh | Station 80 | 345 | 345 | Stl. Tower | 1 | 0 | 1 |  | 0 | 0 | 0 | 0 | 0 | 0 | 0 | 0 | 0 | 0 | 0 | 0 | 0 | 0 | 0 | 0 | 0 | 0 | 0 | 0 | 0 | 0 | 0 | 12
NO |  | 115 | 2012 | 0 | 30 | 30 |  | Fraser | Coopers Corners | 345 | 345 | H. Frame | 15 | 0 | 1 |  | 0 | 0 | 0 | 0 | 0 | 0 | 0 | 0 | 0 | 0 | 0 | 0 | 0 | 0 | 0 | 0 | 0 | 0 | 0 | 0 | 0 | 0 | 0 | 12
NO |  | 115 | 2012 | 0 | 31 | 31 |  | Fraser | Coopers Corners | 345 | 345 | Stl. Tower | 1 | 0 | 1 |  | 0 | 0 | 0 | 0 | 0 | 0 | 0 | 0 | 0 | 0 | 0 | 0 | 0 | 0 | 0 | 0 | 0 | 0 | 0 | 0 | 0 | 0 | 0 | 12
NO |  | 115 | 2012 | 0 | 32 | 32 |  | Fraser | Coopers Corners | 345 | 345 | H. Frame | 13 | 0 | 1 |  | 0 | 0 | 0 | 0 | 0 | 0 | 0 | 0 | 0 | 0 | 0 | 0 | 0 | 0 | 0 | 0 | 0 | 0 | 0 | 0 | 0 | 0 | 0 | 12
NO |  | 115 | 2012 | 0 | 33 | 33 |  | Fraser | Coopers Corners | 345 | 345 | Stl. Tower | 1 | 0 | 1 |  | 0 | 0 | 0 | 0 | 0 | 0 | 0 | 0 | 0 | 0 | 0 | 0 | 0 | 0 | 0 | 0 | 0 | 0 | 0 | 0 | 0 | 0 | 0 | 12
NO |  | 115 | 2012 | 0 | 35 | 35 |  |  |  | 115 | 0 | Overhead | 1454.93 | 17 | 235 |  | 0 | 0 | 0 | 0 | 0 | 0 | 0 | 0 | 0 | 0 | 0 | 0 | 0 | 0 | 0 | 0 | 0 | 0 | 0 | 0 | 0 | 0 | 0 | 12
NO |  | 115 | 2012 | 1 | 1 | 1 |  |  |  | 0 | 0 | Underground | 5 | 0 | 4 |  | 0 | 0 | 0 | 0 | 0 | 0 | 0 | 0 | 0 | 0 | 0 | 0 | 0 | 0 | 0 | 0 | 0 | 0 | 0 | 0 | 0 | 0 | 0 | 12
NO |  | 115 | 2012 | 1 | 2 | 2 |  |  |  | 69 | 0 | Overhead | 9 | 0 | 5 |  | 0 | 0 | 0 | 0 | 0 | 0 | 0 | 0 | 0 | 0 | 0 | 0 | 0 | 0 | 0 | 0 | 0 | 0 | 0 | 0 | 0 | 0 | 0 | 12
NO |  | 115 | 2012 | 1 | 3 | 3 |  |  |  | 45 | 0 | Overhead | 706 | 2 | 160 |  | 0 | 0 | 0 | 0 | 0 | 0 | 0 | 0 | 0 | 0 | 0 | 0 | 0 | 0 | 0 | 0 | 0 | 0 | 0 | 0 | 0 | 0 | 0 | 12
NO |  | 115 | 2012 | 1 | 4 | 4 |  |  |  | 0 | 0 | Underground | 1 | 0 | 2 |  | 0 | 0 | 0 | 0 | 0 | 0 | 0 | 0 | 0 | 0 | 0 | 0 | 0 | 0 | 0 | 0 | 0 | 0 | 0 | 0 | 0 | 0 | 0 | 12
NO |  | 115 | 2012 | 1 | 5 | 5 |  |  |  | 35 | 0 | Overhead | 1352.9 | 46 | 640 |  | 0 | 0 | 0 | 0 | 0 | 0 | 0 | 0 | 0 | 0 | 0 | 0 | 0 | 0 | 0 | 0 | 0 | 0 | 0 | 0 | 0 | 0 | 0 | 12
NO |  | 115 | 2012 | 1 | 6 | 6 |  |  |  | 0 | 0 | Underground | 4 | 0 | 11 |  | 0 | 0 | 0 | 0 | 0 | 0 | 0 | 0 | 0 | 0 | 0 | 0 | 0 | 0 | 0 | 0 | 0 | 0 | 0 | 0 | 0 | 0 | 0 | 12
NO |  | 115 | 2012 | 1 | 7 | 7 |  |  |  | 23 | 0 | Overhead | 54 | 3 | 13 |  | 0 | 0 | 0 | 0 | 0 | 0 | 0 | 0 | 0 | 0 | 0 | 0 | 0 | 0 | 0 | 0 | 0 | 0 | 0 | 0 | 0 | 0 | 0 | 12
NO |  | 115 | 2012 | 1 | 8 | 8 |  |  |  | 13 | 0 | Overhead | 3 | 0 | 1 |  | 0 | 0 | 0 | 0 | 0 | 0 | 0 | 0 | 0 | 0 | 0 | 0 | 0 | 0 | 0 | 0 | 0 | 0 | 0 | 0 | 0 | 0 | 0 | 12
NO |  | 115 | 2012 | 1 | 9 | 9 |  |  |  | 0 | 0 |  | 0 | 0 | 0 |  | 43490218 | 424748312 | 468238530 | 0 | 0 | 0 | 0 | 0 | 0 | 0 | 0 | 0 | 0 | 0 | 0 | 0 | 0 | 0 | 0 | 0 | 0 | 0 | 0 | 12
NO |  | 115 | 2012 | 0 | 36 | 36 |  | TOTAL |  | 0 | 0 |  | 4357.21 | 69 | 1105 |  | 43490218 | 424748312 | 468238530 | 0 | 0 | 0 | 0 | 0 | 0 | 0 | 0 | 0 | 0 | 0 | 0 | 0 | 0 | 0 | 0 | 0 | 0 | 0 | 0 | 12
NO |  | 115 | 2012 | 0 | 34 | 34 |  | Oakdale | Clarks Corners | 345 | 345 | Stl Tower | 0.38 | 0 | 1 |  | 0 | 0 | 0 | 0 | 0 | 0 | 0 | 0 | 0 | 0 | 0 | 0 | 0 | 0 | 0 | 0 | 0 | 0 | 0 | 0 | 0 | 0 | 0 | 12
NO |  | 147 | 2012 | 0 | 1 | 1 |  | ALBUQ DIVISION |  | 0 | 0 |  | 0 | 0 | 0 |  | 0 | 0 | 0 | 0 | 0 | 0 | 0 | 0 | 0 | 0 | 0 | 0 | 0 | 0 | 0 | 0 | 0 | 0 | 0 | 0 | 0 | 0 | 0 | 12
SI/SI | A | 147 | 2012 | 0 | 2 | 2 |  | West Mesa | Window Rock | 115 | 115 | H Frame WD | 161.47 | 0 | 1 | 477 kcmil ACSR | 361010 | 7506237 | 7867247 | 0 | 0 | 0 | 344491.8284 | 0 | 0 | 0 | 0 | 0 | 0 | 0 | 0 | 0 | 0 | 0 | 0 | 0 | 0 | 0 | 0 | 12
SI/SI | A | 147 | 2012 | 0 | 3 | 3 |  | Reeves | Los Alamos | 115 | 115 | H Frame WD | 61.94 | 0 | 1 | 477 kcmil ACSR | 259271 | 4120788 | 4380059 | 0 | 0 | 0 | 191794.4782 | 0 | 0 | 0 | 0 | 0 | 0 | 0 | 0 | 0 | 0 | 0 | 0 | 0 | 0 | 0 | 0 | 12
SI/SI | A | 147 | 2012 | 0 | 4 | 4 |  | Alb 115KV Sys |  | 115 | 115 | H Frame WD | 172.05 | 0 | 1 | 595.6 kcmil ACSR | 943429 | 15879645 | 16823074 | 0 | 0 | 0 | 736650.5108 | 0 | 0 | 0 | 0 | 0 | 0 | 0 | 0 | 0 | 0 | 0 | 0 | 0 | 0 | 0 | 0 | 12
NO |  | 147 | 2012 | 0 | 5 | 5 |  | SOUTHERN NM DIVISION |  | 0 | 0 |  | 0 | 0 | 0 |  | 0 | 0 | 0 | 0 | 0 | 0 | 0 | 0 | 0 | 0 | 0 | 0 | 0 | 0 | 0 | 0 | 0 | 0 | 0 | 0 | 0 | 0 | 0 | 12
SI/SI | A | 147 | 2012 | 0 | 6 | 6 |  | Mimbres Station | Las Cruces | 115 | 115 | H Frame WD | 57.8 | 0 | 1 | 477 kcmil ACSR | 121260 | 619912 | 741172 | 0 | 0 | 0 | 32454.5165 | 0 | 0 | 0 | 0 | 0 | 0 | 0 | 0 | 0 | 0 | 0 | 0 | 0 | 0 | 0 | 0 | 12
SI/SI | A | 147 | 2012 | 0 | 7 | 7 |  | Mimbres Station | Hermanas | 115 | 115 | H Frame WD | 2.93 | 0 | 1 | 477 kc mil ACSR | 24875 | 593506 | 618381 | 0 | 0 | 0 | 27077.7314 | 0 | 0 | 0 | 0 | 0 | 0 | 0 | 0 | 0 | 0 | 0 | 0 | 0 | 0 | 0 | 0 | 12
SI/SI | A | 147 | 2012 | 0 | 8 | 8 |  | Mimbres Station | Hurley Tap | 115 | 115 | H Frame WD | 36.73 | 0 | 1 | 477 kcmil ACSR | 1013 | 1907818 | 1908831 | 0 | 0 | 0 | 83584.09 | 0 | 0 | 0 | 0 | 0 | 0 | 0 | 0 | 0 | 0 | 0 | 0 | 0 | 0 | 0 | 0 | 12
SI/SI | A | 147 | 2012 | 0 | 9 | 9 |  | Hermanas | Hondale | 115 | 115 | Single WD PL | 8.5 | 0 | 1 | 477 kcmil ACSR | 147675 | 1517337 | 1665012 | 0 | 0 | 0 | 72907.7183 | 0 | 0 | 0 | 0 | 0 | 0 | 0 | 0 | 0 | 0 | 0 | 0 | 0 | 0 | 0 | 0 | 12
SI/SI | A | 147 | 2012 | 0 | 10 | 10 |  | Southern NM 115KV |  | 115 | 115 | HF-W,SP-W | 118.33 | 0 | 0 |  | 3517209 | 13355007 | 16872216 | 0 | 0 | 0 | 738802.3458 | 0 | 0 | 0 | 0 | 0 | 0 | 0 | 0 | 0 | 0 | 0 | 0 | 0 | 0 | 0 | 0 | 12
NO |  | 147 | 2012 | 0 | 11 | 11 |  | LAS VEGAS DIVISION |  | 0 | 0 |  | 0 | 0 | 0 |  | 0 | 0 | 0 | 0 | 0 | 0 | 0 | 0 | 0 | 0 | 0 | 0 | 0 | 0 | 0 | 0 | 0 | 0 | 0 | 0 | 0 | 0 | 0 | 12
SI/SI | A | 147 | 2012 | 0 | 12 | 12 |  | Las Vegas 115KV |  | 115 | 115 | H Frame WD | 47.2 | 0 | 1 | 336.4 kcmil ACSR | 120380 | 2329016 | 2449396 | 0 | 0 | 0 | 107254.4063 | 0 | 0 | 0 | 0 | 0 | 0 | 0 | 0 | 0 | 0 | 0 | 0 | 0 | 0 | 0 | 0 | 12
NO |  | 147 | 2012 | 0 | 13 | 13 |  | SANTA FE DIVISION |  | 0 | 0 |  | 0 | 0 | 0 |  | 0 | 0 | 0 | 0 | 0 | 0 | 0 | 0 | 0 | 0 | 0 | 0 | 0 | 0 | 0 | 0 | 0 | 0 | 0 | 0 | 0 | 0 | 0 | 12
SI/SI | A | 147 | 2012 | 0 | 14 | 14 |  | Santa Fe 115KV |  | 115 | 115 | H Frame WD | 81.88 | 0 | 1 | 477 kcmil ACSR | 2406933 | 15917510 | 18324443 | 0 | 0 | 0 | 802392.6124 | 0 | 0 | 0 | 0 | 0 | 0 | 0 | 0 | 0 | 0 | 0 | 0 | 0 | 0 | 0 | 0 | 12
NO |  | 147 | 2012 | 0 | 15 | 15 |  | SYSTEM DIVISION |  | 0 | 0 |  | 0 | 0 | 0 |  | 0 | 0 | 0 | 0 | 0 | 0 | 0 | 0 | 0 | 0 | 0 | 0 | 0 | 0 | 0 | 0 | 0 | 0 | 0 | 0 | 0 | 0 | 0 | 12
NO |  | 147 | 2012 | 0 | 16 | 16 |  | System 115KV |  | 0 | 0 |  | 0 | 0 | 0 |  | 0 | 0 | 0 | 0 | 0 | 0 | 0 | 0 | 0 | 0 | 0 | 0 | 0 | 0 | 0 | 0 | 0 | 0 | 0 | 0 | 0 | 0 | 0 | 12
SI/SI | A | 147 | 2012 | 0 | 17 | 17 |  | Person | Belen | 115 | 115 | H Frame WD | 26.9 | 0 | 1 | 477 kcmil ACSR | 24505 | 2436864 | 2461369 | 0 | 0 | 0 | 107778.6813 | 0 | 0 | 0 | 0 | 0 | 0 | 0 | 0 | 0 | 0 | 0 | 0 | 0 | 0 | 0 | 0 | 12
NO |  | 147 | 2012 | 0 | 19 | 19 |  | System 230KV |  | 0 | 0 |  | 0 | 0 | 0 |  | 0 | 0 | 0 | 0 | 0 | 0 | 0 | 0 | 0 | 0 | 0 | 0 | 0 | 0 | 0 | 0 | 0 | 0 | 0 | 0 | 0 | 0 | 0 | 12
NO |  | 147 | 2012 | 0 | 20 | 20 |  | West Mesa | Ambrosia Lake | 230 | 230 | K Frame WD | 68.72 | 0 | 1 | 954 kcmil ACSR | 127854 | 8005176 | 8133030 | 0 | 0 | 0 | 0 | 0 | 0 | 0 | 0 | 0 | 0 | 0 | 0 | 0 | 0 | 0 | 0 | 0 | 0 | 0 | 0 | 12
NO |  | 147 | 2012 | 0 | 21 | 21 |  | Ambrosia Lake | Four Corners | 230 | 230 | K Frame WD | 111.17 | 0 | 1 | 954 kcmil ACSR | 150910 | 7861583 | 8012493 | 0 | 0 | 0 | 0 | 0 | 0 | 0 | 0 | 0 | 0 | 0 | 0 | 0 | 0 | 0 | 0 | 0 | 0 | 0 | 0 | 12
NO |  | 147 | 2012 | 0 | 22 | 22 |  | Kyrene Switchyard (10) |  | 230 | 230 | Steel | 0.45 | 0 | 1 | 2x2156 kcmil AC | 0 | 3753376 | 3753376 | 0 | 0 | 0 | 0 | 0 | 0 | 0 | 0 | 0 | 0 | 0 | 0 | 0 | 0 | 0 | 0 | 0 | 0 | 0 | 0 | 12
NO |  | 147 | 2012 | 0 | 23 | 23 |  | System 345KV |  | 0 | 0 |  | 0 | 0 | 0 |  | 0 | 0 | 0 | 0 | 0 | 0 | 0 | 0 | 0 | 0 | 0 | 0 | 0 | 0 | 0 | 0 | 0 | 0 | 0 | 0 | 0 | 0 | 0 | 12
NO |  | 147 | 2012 | 0 | 24 | 24 |  | San Juan | Shiprock(8) | 345 | 345 | K Frame WD | 1.94 | 0 | 1 | 2x954 kcmil ACSR | 0 | 0 | 0 | 0 | 0 | 0 | 0 | 0 | 0 | 0 | 0 | 0 | 0 | 0 | 0 | 0 | 0 | 0 | 0 | 0 | 0 | 0 | 0 | 12
NO |  | 147 | 2012 | 0 | 25 | 25 |  | West Mesa | 4 Corners #1 | 345 | 345 | K Frame WD | 153.88 | 0 | 1 | 2x795 kcmil ACSR | 381713 | 8230487 | 8612200 | 0 | 0 | 0 | 0 | 0 | 0 | 0 | 0 | 0 | 0 | 0 | 0 | 0 | 0 | 0 | 0 | 0 | 0 | 0 | 0 | 12
NO |  | 147 | 2012 | 0 | 26 | 26 |  | West Mesa | San Juan | 345 | 345 | K Frame WD | 207.6 | 0 | 1 | 2x795 kcmil ACSR | 3116344 | 16910944 | 20027288 | 0 | 0 | 0 | 0 | 0 | 0 | 0 | 0 | 0 | 0 | 0 | 0 | 0 | 0 | 0 | 0 | 0 | 0 | 0 | 0 | 12
NO |  | 147 | 2012 | 0 | 27 | 27 |  | 4 Corners | San Juan (3) | 345 | 345 | K Frame WD | 10.4 | 0 | 1 | 2x795 kcmil ACSR | 63050 | 886770 | 949820 | 0 | 0 | 0 | 0 | 0 | 0 | 0 | 0 | 0 | 0 | 0 | 0 | 0 | 0 | 0 | 0 | 0 | 0 | 0 | 0 | 12
NO |  | 147 | 2012 | 0 | 28 | 28 |  | San Juan | Ojo SW Station | 345 | 345 | K Frame WD | 154.21 | 0 | 1 | 2x795 kcmil ACSR | 1427669 | 14312724 | 15740393 | 0 | 0 | 0 | 0 | 0 | 0 | 0 | 0 | 0 | 0 | 0 | 0 | 0 | 0 | 0 | 0 | 0 | 0 | 0 | 0 | 12
NO |  | 147 | 2012 | 0 | 29 | 29 |  | San Juan | Vail (2) | 345 | 345 | Steel Towers | 412 | 0 | 1 | 2x954 kcmil ACSR | 0 | 6150074 | 6150074 | 0 | 0 | 0 | 0 | 0 | 0 | 0 | 0 | 0 | 0 | 0 | 0 | 0 | 0 | 0 | 0 | 0 | 0 | 0 | 0 | 12
NO |  | 147 | 2012 | 0 | 30 | 30 |  | Sandia | West Mesa | 345 | 345 | K Frame WD | 23.98 | 0 | 1 | 795 kcmil ACSR | 939240 | 3599914 | 4539154 | 0 | 0 | 0 | 0 | 0 | 0 | 0 | 0 | 0 | 0 | 0 | 0 | 0 | 0 | 0 | 0 | 0 | 0 | 0 | 0 | 12
NO |  | 147 | 2012 | 0 | 31 | 31 |  | Greenlee | Hidalgo(4) | 345 | 345 | K Frame WD | 59.9 | 0 | 1 | 795 kcmil ACSR | 0 | 1637564 | 1637564 | 0 | 0 | 0 | 0 | 0 | 0 | 0 | 0 | 0 | 0 | 0 | 0 | 0 | 0 | 0 | 0 | 0 | 0 | 0 | 0 | 12
NO |  | 147 | 2012 | 0 | 32 | 32 |  | Hildalgo | Luna(5) | 345 | 345 | K Frame WD | 50.2 | 0 | 1 | 795 kcmil ACSR | 192350 | 1502166 | 1694516 | 0 | 0 | 0 | 0 | 0 | 0 | 0 | 0 | 0 | 0 | 0 | 0 | 0 | 0 | 0 | 0 | 0 | 0 | 0 | 0 | 12
NO |  | 147 | 2012 | 0 | 33 | 33 |  | San Juan | McKinley (7) | 345 | 345 | Steel Delta | 96 | 0 | 1 | 2x954 kcmil ACSR | 1283 | 2854892 | 2856175 | 0 | 0 | 0 | 0 | 0 | 0 | 0 | 0 | 0 | 0 | 0 | 0 | 0 | 0 | 0 | 0 | 0 | 0 | 0 | 0 | 12
NO |  | 147 | 2012 | 0 | 34 | 34 |  | McKinley | Springerville(7) | 345 | 345 | Steel Delta | 96 | 0 | 1 | 2x954 kcmil ACSR | 76962 | 4429146 | 4506108 | 0 | 0 | 0 | 0 | 0 | 0 | 0 | 0 | 0 | 0 | 0 | 0 | 0 | 0 | 0 | 0 | 0 | 0 | 0 | 0 | 12
NO |  | 147 | 2012 | 0 | 35 | 35 |  | Springerville | Coronado(7) | 345 | 345 | Lattice Steel | 21.84 | 0 | 1 | 2x954 kcmil ACSR | 108037 | 3755399 | 3863436 | 0 | 0 | 0 | 0 | 0 | 0 | 0 | 0 | 0 | 0 | 0 | 0 | 0 | 0 | 0 | 0 | 0 | 0 | 0 | 0 | 12
NO |  | 147 | 2012 | 1 | 1 | 1 |  | EIP BA | Blackwater(9) | 345 | 345 | Lat tSteel TWR | 222.84 | 0 | 1 | 795 kcmil ACSR | 3622211 | 34485602 | 38107813 | 0 | 0 | 0 | 0 | 0 | 0 | 0 | 0 | 0 | 0 | 0 | 0 | 0 | 0 | 0 | 0 | 0 | 0 | 0 | 0 | 12
NO |  | 147 | 2012 | 1 | 2 | 2 |  | Amrad | Eddy (1) | 345 | 345 |  | 125 | 0 | 0 |  | 0 | 0 | 0 | 0 | 0 | 0 | 0 | 0 | 0 | 0 | 0 | 0 | 0 | 0 | 0 | 0 | 0 | 0 | 0 | 0 | 0 | 0 | 0 | 12
NO |  | 147 | 2012 | 1 | 3 | 3 |  | Norton | BA | 345 | 345 | K Frame WD | 42.3 | 0 | 1 | 2x795 kcmil ACSR | 917318 | 10126364 | 11043682 | 0 | 0 | 0 | 0 | 0 | 0 | 0 | 0 | 0 | 0 | 0 | 0 | 0 | 0 | 0 | 0 | 0 | 0 | 0 | 0 | 12
NO |  | 147 | 2012 | 1 | 4 | 4 |  | System 500KV |  | 0 | 0 |  | 0 | 0 | 0 |  | 0 | 0 | 0 | 0 | 0 | 0 | 0 | 0 | 0 | 0 | 0 | 0 | 0 | 0 | 0 | 0 | 0 | 0 | 0 | 0 | 0 | 0 | 0 | 12
NO |  | 147 | 2012 | 1 | 5 | 5 |  | Palo Verde | West Wing I (6) | 500 | 500 | Steel Tower | 46.08 | 0 | 1 | 3x1780 kcmil ACSR | 0 | 1699280 | 1699280 | 0 | 0 | 0 | 0 | 0 | 0 | 0 | 0 | 0 | 0 | 0 | 0 | 0 | 0 | 0 | 0 | 0 | 0 | 0 | 0 | 12
NO |  | 147 | 2012 | 1 | 6 | 6 |  | Palo Verde | Kyrene (6) | 500 | 525 | Lattice Steel | 73 | 0 | 1 | 3x1780 kcmil AC | 0 | 5000688 | 5000688 | 0 | 0 | 0 | 0 | 0 | 0 | 0 | 0 | 0 | 0 | 0 | 0 | 0 | 0 | 0 | 0 | 0 | 0 | 0 | 0 | 12
NO |  | 147 | 2012 | 1 | 7 | 7 |  | Palo Verde | West Wing II (6) | 500 | 500 | Steel Tower | 46.08 | 0 | 1 | 3x1780 kcmil ACSR | 381698 | 2134972 | 2516670 | 0 | 0 | 0 | 0 | 0 | 0 | 0 | 0 | 0 | 0 | 0 | 0 | 0 | 0 | 0 | 0 | 0 | 0 | 0 | 0 | 12
NO |  | 147 | 2012 | 1 | 8 | 8 |  | BERNALILLO DIVISION |  | 0 | 0 |  | 0 | 0 | 0 |  | 0 | 0 | 0 | 0 | 0 | 0 | 0 | 0 | 0 | 0 | 0 | 0 | 0 | 0 | 0 | 0 | 0 | 0 | 0 | 0 | 0 | 0 | 0 | 12
SI/SI | A | 147 | 2012 | 1 | 9 | 9 |  | Panorama Station | Plains Electric | 115 | 115 | Steel | 4.36 | 0 | 1 | 477kcmil ACSR | 7024 | 1841817 | 1848841 | 0 | 0 | 0 | 80957.2416 | 0 | 0 | 0 | 0 | 0 | 0 | 0 | 0 | 0 | 0 | 0 | 0 | 0 | 0 | 0 | 0 | 12
SI/SI | A | 147 | 2012 | 1 | 10 | 10 |  | N. Bern Tap |  | 115 | 115 | Steel | 0.09 | 0 | 1 | 795 kcmil ACSR | 200 | 14426 | 14626 | 0 | 0 | 0 | 640.4448 | 0 | 0 | 0 | 0 | 0 | 0 | 0 | 0 | 0 | 0 | 0 | 0 | 0 | 0 | 0 | 0 | 12
SI/SI | A | 147 | 2012 | 1 | 11 | 11 |  | BA Switch Station | Rio Rancho Tao | 115 | 115 | Steel | 17.01 | 0 | 1 | 954 kcmil ACSR | 5744030 | 6523564 | 12267594 | 0 | 0 | 0 | 537174.6796 | 0 | 0 | 0 | 0 | 0 | 0 | 0 | 0 | 0 | 0 | 0 | 0 | 0 | 0 | 0 | 0 | 12
NO |  | 147 | 2012 | 1 | 12 | 12 |  | W Mesa Reeves/Sara |  | 115 | 115 | Steel Tower | 3.84 | 0 | 1 | 477 kcmil ACSR | 0 | 0 | 0 | 0 | 0 | 0 | 0 | 0 | 0 | 0 | 0 | 0 | 0 | 0 | 0 | 0 | 0 | 0 | 0 | 0 | 0 | 0 | 0 | 12
SI/SI | A | 147 | 2012 | 1 | 13 | 13 |  | Pachmann | Progress | 115 | 115 | Steel | 6 | 0 | 1 | 795 kcmil ACSR | 10879 | 1984482 | 1995361 | 0 | 0 | 0 | 87373.0746 | 0 | 0 | 0 | 0 | 0 | 0 | 0 | 0 | 0 | 0 | 0 | 0 | 0 | 0 | 0 | 0 | 12
SI/SI | A | 147 | 2012 | 1 | 14 | 14 |  | Rio Puerco | Veranda | 115 | 115 | Steel | 12 | 0 | 1 | 795 kcmil ACSR | 2790678 | 6207294 | 8997972 | 0 | 0 | 0 | 394004.1321 | 0 | 0 | 0 | 0 | 0 | 0 | 0 | 0 | 0 | 0 | 0 | 0 | 0 | 0 | 0 | 0 | 12
NO |  | 147 | 2012 | 1 | 15 | 15 |  | BELEN DIVISION |  | 0 | 0 |  | 0 | 0 | 0 |  | 0 | 0 | 0 | 0 | 0 | 0 | 0 | 0 | 0 | 0 | 0 | 0 | 0 | 0 | 0 | 0 | 0 | 0 | 0 | 0 | 0 | 0 | 0 | 12
SI/SI | A | 147 | 2012 | 1 | 16 | 16 |  | Belen 115KV |  | 115 | 115 | H Frame WD | 13 | 0 | 1 |  | 142450 | 3277236 | 3419686 | 0 | 0 | 0 | 149741.5656 | 0 | 0 | 0 | 0 | 0 | 0 | 0 | 0 | 0 | 0 | 0 | 0 | 0 | 0 | 0 | 0 | 12
NO |  | 147 | 2012 | 1 | 17 | 17 |  | TRI STATE PURCHASE (11) |  | 0 | 0 |  | 0 | 0 | 0 |  | 0 | 0 | 0 | 0 | 0 | 0 | 0 | 0 | 0 | 0 | 0 | 0 | 0 | 0 | 0 | 0 | 0 | 0 | 0 | 0 | 0 | 0 | 0 | 12
SI/SI | A | 147 | 2012 | 1 | 18 | 18 |  | Albuquerque | Grants | 115 | 115 | H Frame WD | 65.42 | 0 | 1 | 266.8 kcmil ACSR | 114987 | 1214818 | 1329805 | 0 | 0 | 0 | 58229.6394 | 0 | 0 | 0 | 0 | 0 | 0 | 0 | 0 | 0 | 0 | 0 | 0 | 0 | 0 | 0 | 0 | 12
SI/SI | A | 147 | 2012 | 1 | 19 | 19 |  | Grants | Bluewater | 115 | 115 | H Frame WD | 11.17 | 0 | 1 | 266.8 kcmil ACSR | 13026 | 232601 | 245627 | 0 | 0 | 0 | 10755.5406 | 0 | 0 | 0 | 0 | 0 | 0 | 0 | 0 | 0 | 0 | 0 | 0 | 0 | 0 | 0 | 0 | 12
SI/SI | A | 147 | 2012 | 1 | 20 | 20 |  | Bluewater | Ambrosia | 115 | 115 | H Frame WD | 11.3 | 0 | 1 | 266.8 kcmil ACSR | 22490 | 783484 | 805974 | 0 | 0 | 0 | 35292.0732 | 0 | 0 | 0 | 0 | 0 | 0 | 0 | 0 | 0 | 0 | 0 | 0 | 0 | 0 | 0 | 0 | 12
SI/SI | A | 147 | 2012 | 1 | 21 | 21 |  | Albuquerque | Algodones | 115 | 115 | H Frame WD | 27.58 | 0 | 1 | 397.5 kcmil ACSR | 509 | 294348 | 294857 | 0 | 0 | 0 | 12911.2289 | 0 | 0 | 0 | 0 | 0 | 0 | 0 | 0 | 0 | 0 | 0 | 0 | 0 | 0 | 0 | 0 | 12
SI/SI | A | 147 | 2012 | 1 | 22 | 22 |  | Algodones | Espanola | 115 | 115 | H Frame WD | 57.4 | 0 | 1 | 397.5 kcmil ACSR | 1796732 | 3982415 | 5779147 | 0 | 0 | 0 | 253057.8888 | 0 | 0 | 0 | 0 | 0 | 0 | 0 | 0 | 0 | 0 | 0 | 0 | 0 | 0 | 0 | 0 | 12
SI/SI | A | 147 | 2012 | 1 | 23 | 23 |  | Algodones | Moriarty | 115 | 115 | H Frame WD | 39.79 | 0 | 1 | 397.5 kcmil ACSR | 140260 | 1335780 | 1476040 | 0 | 0 | 0 | 64632.9928 | 0 | 0 | 0 | 0 | 0 | 0 | 0 | 0 | 0 | 0 | 0 | 0 | 0 | 0 | 0 | 0 | 12
SI/SI | A | 147 | 2012 | 1 | 24 | 24 |  | Moriarty | Willard | 115 | 115 | Steel Sngl PL | 27.76 | 0 | 1 | 397.5 kcmil ACSR | 54145 | 767691 | 821836 | 0 | 0 | 0 | 35986.6401 | 0 | 0 | 0 | 0 | 0 | 0 | 0 | 0 | 0 | 0 | 0 | 0 | 0 | 0 | 0 | 0 | 12
SI/SI | A | 147 | 2012 | 1 | 25 | 25 |  | OJO | Espanola | 115 | 115 | H Frame WD | 5.5 | 0 | 1 | 397.5 kcmil ACSR | 43097 | 338137 | 381234 | 0 | 0 | 0 | 16693.514 | 0 | 0 | 0 | 0 | 0 | 0 | 0 | 0 | 0 | 0 | 0 | 0 | 0 | 0 | 0 | 0 | 12
SI/SI | A | 147 | 2012 | 1 | 26 | 26 |  | Albuquerque | Belen | 115 | 115 | H Frame WD | 35.81 | 0 | 1 | 397.5 kcmil ACSR | 4804162 | 3274265 | 8078427 | 0 | 0 | 0 | 353739.0001 | 0 | 0 | 0 | 0 | 0 | 0 | 0 | 0 | 0 | 0 | 0 | 0 | 0 | 0 | 0 | 0 | 12
SI/SI | A | 147 | 2012 | 1 | 27 | 27 |  | Belen | Willard | 115 | 115 | H Frame WD | 51.5 | 0 | 1 | 410 kcmil ACSR | 2596346 | 15613358 | 18209704 | 0 | 0 | 0 | 797368.4092 | 0 | 0 | 0 | 0 | 0 | 0 | 0 | 0 | 0 | 0 | 0 | 0 | 0 | 0 | 0 | 0 | 12
NO |  | 147 | 2012 | 1 | 30 | 30 |  | See 422-423.2 Footnote |  | 0 | 0 |  | 0 | 0 | 0 |  | 0 | 0 | 0 | 244568 | 277288 | 12129477 | 12651333 | 621470032 | 0 | 0 | 0 | 0 | 0 | 0 | 0 | 0 | 0 | 0 | 0 | 0 | 0 | 0 | 0 | 12
NO |  | 147 | 2012 | 0 | 36 | 36 |  | TOTAL |  | 0 | 0 |  | 3188.85 | 0 | 47 |  | 37715214 | 251206477 | 288921691 | 244568 | 277288 | 12129477 | 12651333 | 0 | 0 | 0 | 0 | 0 | 0 | 0 | 0 | 0 | 0 | 0 | 0 | 0 | 0 | 0 | 0 | 12
NO |  | 56 | 2012 | 0 | 1 | 1 |  | ANDYTOWN | CORBETT | 500 | 500 | H | 52.47 | 0 | 1 | 3-1127 AAAC | 0 | 0 | 0 | 0 | 0 | 0 | 0 | 0 | 0 | 0 | 0 | 0 | 0 | 0 | 0 | 0 | 0 | 0 | 0 | 0 | 0 | 0 | 0 | 12
NO |  | 56 | 2012 | 0 | 2 | 2 |  | ANDYTOWN | LEVEE 1 | 500 | 500 | H | 15.69 | 0 | 1 | 3-1272 ACSR AZ | 0 | 0 | 0 | 0 | 0 | 0 | 0 | 0 | 0 | 0 | 0 | 0 | 0 | 0 | 0 | 0 | 0 | 0 | 0 | 0 | 0 | 0 | 0 | 12
NO |  | 56 | 2012 | 0 | 3 | 3 |  | ANDYTOWN | LEVEE 2 | 500 | 500 | H | 15.6 | 0 | 1 | 3-1272 ACSR AW | 0 | 0 | 0 | 0 | 0 | 0 | 0 | 0 | 0 | 0 | 0 | 0 | 0 | 0 | 0 | 0 | 0 | 0 | 0 | 0 | 0 | 0 | 0 | 12
NO |  | 56 | 2012 | 0 | 4 | 4 |  | ANDYTOWN | MARTIN | 500 | 500 | H | 81.84 | 0 | 1 | 3-1127 AAAC | 0 | 0 | 0 | 0 | 0 | 0 | 0 | 0 | 0 | 0 | 0 | 0 | 0 | 0 | 0 | 0 | 0 | 0 | 0 | 0 | 0 | 0 | 0 | 12
NO |  | 56 | 2012 | 0 | 5 | 5 |  | ANDYTOWN | MARTIN | 500 | 500 | H | 2.11 | 0 | 1 | 3-1272 ACSR AW | 0 | 0 | 0 | 0 | 0 | 0 | 0 | 0 | 0 | 0 | 0 | 0 | 0 | 0 | 0 | 0 | 0 | 0 | 0 | 0 | 0 | 0 | 0 | 12
NO |  | 56 | 2012 | 0 | 6 | 6 |  | ANDYTOWN | ORANGE RIVER | 500 | 500 | H | 106.69 | 0 | 1 | 3-1127 AAAC | 0 | 0 | 0 | 0 | 0 | 0 | 0 | 0 | 0 | 0 | 0 | 0 | 0 | 0 | 0 | 0 | 0 | 0 | 0 | 0 | 0 | 0 | 0 | 12
NO |  | 56 | 2012 | 0 | 7 | 7 |  | CONSERVATION | CORBETT | 500 | 500 | H | 56.75 | 0 | 1 | 3-1435 AAAC | 0 | 0 | 0 | 0 | 0 | 0 | 0 | 0 | 0 | 0 | 0 | 0 | 0 | 0 | 0 | 0 | 0 | 0 | 0 | 0 | 0 | 0 | 0 | 12
NO |  | 56 | 2012 | 0 | 8 | 8 |  | CORBETT | MARTIN 1 | 500 | 500 | H | 0.99 | 0 | 1 | 3-1127 AAAC | 0 | 0 | 0 | 0 | 0 | 0 | 0 | 0 | 0 | 0 | 0 | 0 | 0 | 0 | 0 | 0 | 0 | 0 | 0 | 0 | 0 | 0 | 0 | 12
NO |  | 56 | 2012 | 0 | 9 | 9 |  | CORBETT | MARTIN 1 | 500 | 500 | H | 34.48 | 0 | 1 | 3-1272 ACSR AW | 0 | 0 | 0 | 0 | 0 | 0 | 0 | 0 | 0 | 0 | 0 | 0 | 0 | 0 | 0 | 0 | 0 | 0 | 0 | 0 | 0 | 0 | 0 | 12
NO |  | 56 | 2012 | 0 | 10 | 10 |  | CORBETT | MARTIN 2 | 500 | 500 | H | 30.22 | 0 | 1 | 3-1127 AAAC | 0 | 0 | 0 | 0 | 0 | 0 | 0 | 0 | 0 | 0 | 0 | 0 | 0 | 0 | 0 | 0 | 0 | 0 | 0 | 0 | 0 | 0 | 0 | 12
NO |  | 56 | 2012 | 0 | 11 | 11 |  | CORBETT | MARTIN 2 | 500 | 500 | H | 1.3 | 0 | 1 | 3-1272 ACSR AW | 0 | 0 | 0 | 0 | 0 | 0 | 0 | 0 | 0 | 0 | 0 | 0 | 0 | 0 | 0 | 0 | 0 | 0 | 0 | 0 | 0 | 0 | 0 | 12
NO |  | 56 | 2012 | 0 | 12 | 12 |  | CORBETT | MIDWAY | 500 | 500 | H | 56.56 | 0 | 1 | 3-1272 ACSR AW | 0 | 0 | 0 | 0 | 0 | 0 | 0 | 0 | 0 | 0 | 0 | 0 | 0 | 0 | 0 | 0 | 0 | 0 | 0 | 0 | 0 | 0 | 0 | 12
NO |  | 56 | 2012 | 0 | 13 | 13 |  | DUVAL | HATCH (GAP) | 500 | 500 | H | 37.39 | 0 | 1 | 3-1113 ACSR | 0 | 0 | 0 | 0 | 0 | 0 | 0 | 620560757 | 0 | 0 | 0 | 0 | 0 | 0 | 0 | 0 | 0 | 0 | 0 | 0 | 0 | 0 | 0 | 12
NO |  | 56 | 2012 | 0 | 14 | 14 |  | DUVAL | POINSETT | 500 | 500 | H | 173.03 | 0 | 1 | 3-1272 ACSR AW | 0 | 0 | 0 | 0 | 0 | 0 | 0 | 0 | 0 | 0 | 0 | 0 | 0 | 0 | 0 | 0 | 0 | 0 | 0 | 0 | 0 | 0 | 0 | 12
NO |  | 56 | 2012 | 0 | 15 | 15 |  | DUVAL | RICE | 500 | 500 | H | 45.98 | 0 | 1 | 3-1272 ACSR AW | 0 | 0 | 0 | 0 | 0 | 0 | 0 | 0 | 0 | 0 | 0 | 0 | 0 | 0 | 0 | 0 | 0 | 0 | 0 | 0 | 0 | 0 | 0 | 12
NO |  | 56 | 2012 | 0 | 16 | 16 |  | DUVAL | THALMANN (GAP) | 500 | 500 | H | 37.45 | 0 | 1 | 3-1113 ACSR | 0 | 0 | 0 | 0 | 0 | 0 | 0 | 620560758 | 0 | 0 | 0 | 0 | 0 | 0 | 0 | 0 | 0 | 0 | 0 | 0 | 0 | 0 | 0 | 12
NO |  | 56 | 2012 | 0 | 17 | 17 |  | MARTIN | MIDWAY | 500 | 500 | H | 1.74 | 0 | 1 | 3-1127 AAAC | 0 | 0 | 0 | 0 | 0 | 0 | 0 | 0 | 0 | 0 | 0 | 0 | 0 | 0 | 0 | 0 | 0 | 0 | 0 | 0 | 0 | 0 | 0 | 12
NO |  | 56 | 2012 | 0 | 18 | 18 |  | MARTIN | MIDWAY | 500 | 500 | H | 26.68 | 0 | 1 | 3-1272 ACSR AW | 0 | 0 | 0 | 0 | 0 | 0 | 0 | 0 | 0 | 0 | 0 | 0 | 0 | 0 | 0 | 0 | 0 | 0 | 0 | 0 | 0 | 0 | 0 | 12
NO |  | 56 | 2012 | 0 | 19 | 19 |  | MARTIN | POINSETT | 500 | 500 | H | 109.5 | 0 | 1 | 3-1272 ACSR AW | 0 | 0 | 0 | 0 | 0 | 0 | 0 | 0 | 0 | 0 | 0 | 0 | 0 | 0 | 0 | 0 | 0 | 0 | 0 | 0 | 0 | 0 | 0 | 12
NO |  | 56 | 2012 | 0 | 20 | 20 |  | MIDWAY | POINSETT | 500 | 500 | H | 92.76 | 0 | 1 | 3-1272 ACSR AW | 0 | 0 | 0 | 0 | 0 | 0 | 0 | 0 | 0 | 0 | 0 | 0 | 0 | 0 | 0 | 0 | 0 | 0 | 0 | 0 | 0 | 0 | 0 | 12
NO |  | 56 | 2012 | 0 | 21 | 21 |  | POINSETT | RICE | 500 | 500 | H | 127.08 | 0 | 1 | 3-1272 ACSR AW | 0 | 0 | 0 | 0 | 0 | 0 | 0 | 0 | 0 | 0 | 0 | 0 | 0 | 0 | 0 | 0 | 0 | 0 | 0 | 0 | 0 | 0 | 0 | 12
NO |  | 56 | 2012 | 0 | 22 | 22 |  | 137TH AVENUE | DAVIS | 230 | 230 | SP | 0.17 | 0 | 1 | 1-1431 ACSR AW | 0 | 0 | 0 | 0 | 0 | 0 | 0 | 0 | 0 | 0 | 0 | 0 | 0 | 0 | 0 | 0 | 0 | 0 | 0 | 0 | 0 | 0 | 0 | 12
NO |  | 56 | 2012 | 0 | 23 | 23 |  | 137TH AVENUE | DAVIS | 230 | 230 | SP | 18.42 | 0 | 1 | 1-954 ACSR AW | 0 | 0 | 0 | 0 | 0 | 0 | 0 | 0 | 0 | 0 | 0 | 0 | 0 | 0 | 0 | 0 | 0 | 0 | 0 | 0 | 0 | 0 | 0 | 12
NO |  | 56 | 2012 | 0 | 24 | 24 |  | 137TH AVENUE | DAVIS | 230 | 230 | H | 0 | 0.96 | 2 | 1-954 ACSR AW | 0 | 0 | 0 | 0 | 0 | 0 | 0 | 0 | 0 | 0 | 0 | 0 | 0 | 0 | 0 | 0 | 0 | 0 | 0 | 0 | 0 | 0 | 0 | 12
NO |  | 56 | 2012 | 0 | 25 | 25 |  | 137TH AVENUE | DAVIS | 230 | 230 | SP | 0 | 1.79 | 2 | 1-954 ACSR AW | 0 | 0 | 0 | 0 | 0 | 0 | 0 | 0 | 0 | 0 | 0 | 0 | 0 | 0 | 0 | 0 | 0 | 0 | 0 | 0 | 0 | 0 | 0 | 12
NO |  | 56 | 2012 | 0 | 26 | 26 |  | 137TH AVENUE | LEVEE | 230 | 230 | SP | 2.99 | 0 | 1 | 1-954 ACSR AW | 0 | 0 | 0 | 0 | 0 | 0 | 0 | 0 | 0 | 0 | 0 | 0 | 0 | 0 | 0 | 0 | 0 | 0 | 0 | 0 | 0 | 0 | 0 | 12
NO |  | 56 | 2012 | 0 | 27 | 27 |  | ALICO | COLLIER | 230 | 230 | H | 0.21 | 0 | 1 | 1-1431 ACSR AZ | 0 | 0 | 0 | 0 | 0 | 0 | 0 | 0 | 0 | 0 | 0 | 0 | 0 | 0 | 0 | 0 | 0 | 0 | 0 | 0 | 0 | 0 | 0 | 12
NO |  | 56 | 2012 | 0 | 28 | 28 |  | ALICO | COLLIER | 230 | 230 | SP | 0.13 | 0 | 1 | 1-1431 ACSR AW | 0 | 0 | 0 | 0 | 0 | 0 | 0 | 0 | 0 | 0 | 0 | 0 | 0 | 0 | 0 | 0 | 0 | 0 | 0 | 0 | 0 | 0 | 0 | 12
NO |  | 56 | 2012 | 0 | 29 | 29 |  | ALICO | COLLIER | 230 | 230 | SP | 0.42 | 0 | 1 | 1-1431 ACSR AZ | 0 | 0 | 0 | 0 | 0 | 0 | 0 | 0 | 0 | 0 | 0 | 0 | 0 | 0 | 0 | 0 | 0 | 0 | 0 | 0 | 0 | 0 | 0 | 12
NO |  | 56 | 2012 | 0 | 30 | 30 |  | ALICO | COLLIER | 230 | 230 | H | 0 | 4.7 | 2 | 1-1431 ACSR AW | 0 | 0 | 0 | 0 | 0 | 0 | 0 | 0 | 0 | 0 | 0 | 0 | 0 | 0 | 0 | 0 | 0 | 0 | 0 | 0 | 0 | 0 | 0 | 12
NO |  | 56 | 2012 | 0 | 31 | 31 |  | ALICO | COLLIER | 230 | 230 | H | 7.56 | 14.4 | 2 | 1-1431 ACSR AZ | 0 | 0 | 0 | 0 | 0 | 0 | 0 | 0 | 0 | 0 | 0 | 0 | 0 | 0 | 0 | 0 | 0 | 0 | 0 | 0 | 0 | 0 | 0 | 12
NO |  | 56 | 2012 | 0 | 32 | 32 |  | ALICO | ORANGE RIVER | 230 | 230 | H | 7.72 | 0 | 1 | 1-1431 ACSR AZ | 0 | 0 | 0 | 0 | 0 | 0 | 0 | 0 | 0 | 0 | 0 | 0 | 0 | 0 | 0 | 0 | 0 | 0 | 0 | 0 | 0 | 0 | 0 | 12
NO |  | 56 | 2012 | 0 | 33 | 33 |  | ALICO | ORANGE RIVER | 230 | 230 | SP | 0.37 | 0 | 1 | 1-1431 ACSR AW | 0 | 0 | 0 | 0 | 0 | 0 | 0 | 0 | 0 | 0 | 0 | 0 | 0 | 0 | 0 | 0 | 0 | 0 | 0 | 0 | 0 | 0 | 0 | 12
NO |  | 56 | 2012 | 0 | 34 | 34 |  | ALICO | ORANGE RIVER | 230 | 230 | SP | 0.04 | 0 | 1 | 1-1431 ACSR AZ | 0 | 0 | 0 | 0 | 0 | 0 | 0 | 0 | 0 | 0 | 0 | 0 | 0 | 0 | 0 | 0 | 0 | 0 | 0 | 0 | 0 | 0 | 0 | 12
NO |  | 56 | 2012 | 0 | 35 | 35 |  | ALICO | ORANGE RIVER | 230 | 230 | H | 4.7 | 0 | 2 | 1-1431 ACSR AW | 0 | 0 | 0 | 0 | 0 | 0 | 0 | 0 | 0 | 0 | 0 | 0 | 0 | 0 | 0 | 0 | 0 | 0 | 0 | 0 | 0 | 0 | 0 | 12
NO |  | 56 | 2012 | 1 | 1 | 1 |  | ALICO | ORANGE RIVER | 230 | 230 | H | 1.07 | 5.47 | 2 | 1-1431 ACSR AZ | 0 | 0 | 0 | 0 | 0 | 0 | 0 | 0 | 0 | 0 | 0 | 0 | 0 | 0 | 0 | 0 | 0 | 0 | 0 | 0 | 0 | 0 | 0 | 12
NO |  | 56 | 2012 | 1 | 2 | 2 |  | ALVA | CORBETT | 230 | 230 | SP | 0.17 | 0 | 1 | 1-1431 ACSR AW | 0 | 0 | 0 | 0 | 0 | 0 | 0 | 0 | 0 | 0 | 0 | 0 | 0 | 0 | 0 | 0 | 0 | 0 | 0 | 0 | 0 | 0 | 0 | 12
NO |  | 56 | 2012 | 1 | 3 | 3 |  | ALVA | CORBETT | 230 | 230 | SP | 67.83 | 0 | 1 | 1-954 ACSR AZ | 0 | 0 | 0 | 0 | 0 | 0 | 0 | 0 | 0 | 0 | 0 | 0 | 0 | 0 | 0 | 0 | 0 | 0 | 0 | 0 | 0 | 0 | 0 | 12
NO |  | 56 | 2012 | 1 | 4 | 4 |  | ALVA | CORBETT | 230 | 230 | H | 2.12 | 0 | 2 | 1-1431 ACSR TW | 0 | 0 | 0 | 0 | 0 | 0 | 0 | 0 | 0 | 0 | 0 | 0 | 0 | 0 | 0 | 0 | 0 | 0 | 0 | 0 | 0 | 0 | 0 | 12
NO |  | 56 | 2012 | 1 | 5 | 5 |  | ALVA | CORBETT | 230 | 230 | SP | 0.13 | 0 | 2 | 1-1431 ACSR AW | 0 | 0 | 0 | 0 | 0 | 0 | 0 | 0 | 0 | 0 | 0 | 0 | 0 | 0 | 0 | 0 | 0 | 0 | 0 | 0 | 0 | 0 | 0 | 12
NO |  | 56 | 2012 | 1 | 6 | 6 |  | ALVA | CORBETT | 230 | 230 | SP | 9.7 | 0 | 2 | 1-954 ACSR AZ | 0 | 0 | 0 | 0 | 0 | 0 | 0 | 0 | 0 | 0 | 0 | 0 | 0 | 0 | 0 | 0 | 0 | 0 | 0 | 0 | 0 | 0 | 0 | 12
NO |  | 56 | 2012 | 1 | 7 | 7 |  | ALVA | ORANGE RIVER | 230 | 230 | H | 5.77 | 0 | 1 | 1-954 ACSR AZ | 0 | 0 | 0 | 0 | 0 | 0 | 0 | 0 | 0 | 0 | 0 | 0 | 0 | 0 | 0 | 0 | 0 | 0 | 0 | 0 | 0 | 0 | 0 | 12
NO |  | 56 | 2012 | 1 | 8 | 8 |  | ALVA | ORANGE RIVER | 230 | 230 | SP | 5.16 | 0 | 1 | 1-954 ACSR AZ | 0 | 0 | 0 | 0 | 0 | 0 | 0 | 0 | 0 | 0 | 0 | 0 | 0 | 0 | 0 | 0 | 0 | 0 | 0 | 0 | 0 | 0 | 0 | 12
NO |  | 56 | 2012 | 1 | 9 | 9 |  | ALVA | ORANGE RIVER | 230 | 230 | H | 2.23 | 0 | 2 | 1-954 ACSR AZ | 0 | 0 | 0 | 0 | 0 | 0 | 0 | 0 | 0 | 0 | 0 | 0 | 0 | 0 | 0 | 0 | 0 | 0 | 0 | 0 | 0 | 0 | 0 | 12
NO |  | 56 | 2012 | 1 | 10 | 10 |  | ANDYTOWN | CONSERVATION 1 | 230 | 230 | SP | 0.27 | 0 | 1 | 1-1431 ACSR AW | 0 | 0 | 0 | 0 | 0 | 0 | 0 | 0 | 0 | 0 | 0 | 0 | 0 | 0 | 0 | 0 | 0 | 0 | 0 | 0 | 0 | 0 | 0 | 12
NO |  | 56 | 2012 | 1 | 11 | 11 |  | ANDYTOWN | CONSERVATION 1 | 230 | 230 | H | 0 | 1.98 | 2 | 1-1431 ACSR AW | 0 | 0 | 0 | 0 | 0 | 0 | 0 | 0 | 0 | 0 | 0 | 0 | 0 | 0 | 0 | 0 | 0 | 0 | 0 | 0 | 0 | 0 | 0 | 12
NO |  | 56 | 2012 | 1 | 12 | 12 |  | ANDYTOWN | CONSERVATION 1 | 230 | 230 | H | 4.09 | 11.42 | 2 | 1-1431 ACSR AZ | 0 | 0 | 0 | 0 | 0 | 0 | 0 | 0 | 0 | 0 | 0 | 0 | 0 | 0 | 0 | 0 | 0 | 0 | 0 | 0 | 0 | 0 | 0 | 12
NO |  | 56 | 2012 | 1 | 13 | 13 |  | ANDYTOWN | CONSERVATION 1 | 230 | 230 | SP | 0 | 0.15 | 2 | 1-1431 ACSR AW | 0 | 0 | 0 | 0 | 0 | 0 | 0 | 0 | 0 | 0 | 0 | 0 | 0 | 0 | 0 | 0 | 0 | 0 | 0 | 0 | 0 | 0 | 0 | 12
NO |  | 56 | 2012 | 1 | 14 | 14 |  | ANDYTOWN | CONSERVATION 2 | 230 | 230 | H | 0.13 | 0 | 1 | 1-1431 ACSR AW | 0 | 0 | 0 | 0 | 0 | 0 | 0 | 0 | 0 | 0 | 0 | 0 | 0 | 0 | 0 | 0 | 0 | 0 | 0 | 0 | 0 | 0 | 0 | 12
NO |  | 56 | 2012 | 1 | 15 | 15 |  | ANDYTOWN | CONSERVATION 2 | 230 | 230 | SP | 0.12 | 0 | 1 | 1-1431 ACSR AW | 0 | 0 | 0 | 0 | 0 | 0 | 0 | 0 | 0 | 0 | 0 | 0 | 0 | 0 | 0 | 0 | 0 | 0 | 0 | 0 | 0 | 0 | 0 | 12
NO |  | 56 | 2012 | 1 | 16 | 16 |  | ANDYTOWN | CONSERVATION 2 | 230 | 230 | SP | 0.02 | 0 | 1 | 1-1431 ACSR AZ | 0 | 0 | 0 | 0 | 0 | 0 | 0 | 0 | 0 | 0 | 0 | 0 | 0 | 0 | 0 | 0 | 0 | 0 | 0 | 0 | 0 | 0 | 0 | 12
NO |  | 56 | 2012 | 1 | 17 | 17 |  | ANDYTOWN | CONSERVATION 2 | 230 | 230 | H | 1.88 | 0 | 2 | 1-1431 ACSR AW | 0 | 0 | 0 | 0 | 0 | 0 | 0 | 0 | 0 | 0 | 0 | 0 | 0 | 0 | 0 | 0 | 0 | 0 | 0 | 0 | 0 | 0 | 0 | 12
NO |  | 56 | 2012 | 1 | 18 | 18 |  | ANDYTOWN | CONSERVATION 2 | 230 | 230 | H | 10.48 | 4.95 | 2 | 1-1431 ACSR AZ | 0 | 0 | 0 | 0 | 0 | 0 | 0 | 0 | 0 | 0 | 0 | 0 | 0 | 0 | 0 | 0 | 0 | 0 | 0 | 0 | 0 | 0 | 0 | 12
NO |  | 56 | 2012 | 1 | 19 | 19 |  | ANDYTOWN | CONSERVATION 2 | 230 | 230 | SP | 0.15 | 0 | 2 | 1-1431 ACSR AW | 0 | 0 | 0 | 0 | 0 | 0 | 0 | 0 | 0 | 0 | 0 | 0 | 0 | 0 | 0 | 0 | 0 | 0 | 0 | 0 | 0 | 0 | 0 | 12
NO |  | 56 | 2012 | 1 | 20 | 20 |  | ANDYTOWN | CONSERVATION 2 | 230 | 230 | SP | 0.08 | 0 | 2 | 1-1431 ACSR AZ | 0 | 0 | 0 | 0 | 0 | 0 | 0 | 0 | 0 | 0 | 0 | 0 | 0 | 0 | 0 | 0 | 0 | 0 | 0 | 0 | 0 | 0 | 0 | 12
NO |  | 56 | 2012 | 1 | 21 | 21 |  | ANDYTOWN | DADE | 230 | 230 | H | 0.02 | 0 | 1 | 1-1431 ACSR AW | 0 | 0 | 0 | 0 | 0 | 0 | 0 | 0 | 0 | 0 | 0 | 0 | 0 | 0 | 0 | 0 | 0 | 0 | 0 | 0 | 0 | 0 | 0 | 12
NO |  | 56 | 2012 | 1 | 22 | 22 |  | ANDYTOWN | DADE | 230 | 230 | H | 14.8 | 0 | 1 | 1-1431 ACSR AZ | 0 | 0 | 0 | 0 | 0 | 0 | 0 | 0 | 0 | 0 | 0 | 0 | 0 | 0 | 0 | 0 | 0 | 0 | 0 | 0 | 0 | 0 | 0 | 12
NO |  | 56 | 2012 | 1 | 23 | 23 |  | ANDYTOWN | DADE | 230 | 230 | SP | 0.02 | 0 | 1 | 1-1431 ACSR AW | 0 | 0 | 0 | 0 | 0 | 0 | 0 | 0 | 0 | 0 | 0 | 0 | 0 | 0 | 0 | 0 | 0 | 0 | 0 | 0 | 0 | 0 | 0 | 12
NO |  | 56 | 2012 | 1 | 24 | 24 |  | ANDYTOWN | DADE | 230 | 230 | SP | 0.09 | 0 | 1 | 1-1431 ACSR AZ | 0 | 0 | 0 | 0 | 0 | 0 | 0 | 0 | 0 | 0 | 0 | 0 | 0 | 0 | 0 | 0 | 0 | 0 | 0 | 0 | 0 | 0 | 0 | 12
NO |  | 56 | 2012 | 1 | 25 | 25 |  | ANDYTOWN | DADE | 230 | 230 | UG | 0.58 | 0 | 1 | 1-3750 AL | 0 | 0 | 0 | 0 | 0 | 0 | 0 | 0 | 0 | 0 | 0 | 0 | 0 | 0 | 0 | 0 | 0 | 0 | 0 | 0 | 0 | 0 | 0 | 12
NO |  | 56 | 2012 | 1 | 26 | 26 |  | ANDYTOWN | DADE | 230 | 230 | H | 4.19 | 8.17 | 2 | 1-1431 ACSR AZ | 0 | 0 | 0 | 0 | 0 | 0 | 0 | 0 | 0 | 0 | 0 | 0 | 0 | 0 | 0 | 0 | 0 | 0 | 0 | 0 | 0 | 0 | 0 | 12
NO |  | 56 | 2012 | 1 | 27 | 27 |  | ANDYTOWN | FLAGAMI | 230 | 230 | H | 12.89 | 0 | 1 | 1-1431 ACSR AZ | 0 | 0 | 0 | 0 | 0 | 0 | 0 | 0 | 0 | 0 | 0 | 0 | 0 | 0 | 0 | 0 | 0 | 0 | 0 | 0 | 0 | 0 | 0 | 12
NO |  | 56 | 2012 | 1 | 28 | 28 |  | ANDYTOWN | FLAGAMI | 230 | 230 | H | 4.4 | 0 | 1 | 2-556.5 ACSR AZ | 0 | 0 | 0 | 0 | 0 | 0 | 0 | 0 | 0 | 0 | 0 | 0 | 0 | 0 | 0 | 0 | 0 | 0 | 0 | 0 | 0 | 0 | 0 | 12
NO |  | 56 | 2012 | 1 | 29 | 29 |  | ANDYTOWN | FLAGAMI | 230 | 230 | SP | 0.07 | 0 | 1 | 1-1431 ACSR AW | 0 | 0 | 0 | 0 | 0 | 0 | 0 | 0 | 0 | 0 | 0 | 0 | 0 | 0 | 0 | 0 | 0 | 0 | 0 | 0 | 0 | 0 | 0 | 12
NO |  | 56 | 2012 | 1 | 30 | 30 |  | ANDYTOWN | FLAGAMI | 230 | 230 | SP | 0.34 | 0 | 1 | 1-1431 ACSR AZ | 0 | 0 | 0 | 0 | 0 | 0 | 0 | 0 | 0 | 0 | 0 | 0 | 0 | 0 | 0 | 0 | 0 | 0 | 0 | 0 | 0 | 0 | 0 | 12
NO |  | 56 | 2012 | 1 | 31 | 31 |  | ANDYTOWN | FLAGAMI | 230 | 230 | SP | 0.39 | 0 | 1 | 2-556.5 ACSR AZ | 0 | 0 | 0 | 0 | 0 | 0 | 0 | 0 | 0 | 0 | 0 | 0 | 0 | 0 | 0 | 0 | 0 | 0 | 0 | 0 | 0 | 0 | 0 | 12
NO |  | 56 | 2012 | 1 | 32 | 32 |  | ANDYTOWN | FLAGAMI | 230 | 230 | UG | 0.58 | 0 | 1 | 1-3750 AL | 0 | 0 | 0 | 0 | 0 | 0 | 0 | 0 | 0 | 0 | 0 | 0 | 0 | 0 | 0 | 0 | 0 | 0 | 0 | 0 | 0 | 0 | 0 | 12
NO |  | 56 | 2012 | 1 | 33 | 33 |  | ANDYTOWN | FLAGAMI | 230 | 230 | H | 5.57 | 7.85 | 2 | 1-1431 ACSR AZ | 0 | 0 | 0 | 0 | 0 | 0 | 0 | 0 | 0 | 0 | 0 | 0 | 0 | 0 | 0 | 0 | 0 | 0 | 0 | 0 | 0 | 0 | 0 | 12
NO |  | 56 | 2012 | 1 | 34 | 34 |  | ANDYTOWN | FLAGAMI | 230 | 230 | SP | 0.23 | 0 | 2 | 1-1431 ACSR AZ | 0 | 0 | 0 | 0 | 0 | 0 | 0 | 0 | 0 | 0 | 0 | 0 | 0 | 0 | 0 | 0 | 0 | 0 | 0 | 0 | 0 | 0 | 0 | 12
NO |  | 56 | 2012 | 1 | 35 | 35 |  | ANDYTOWN | HUNTINGTON | 230 | 230 | SP | 2.04 | 0 | 1 | 1-1431 ACSR AW | 0 | 0 | 0 | 0 | 0 | 0 | 0 | 0 | 0 | 0 | 0 | 0 | 0 | 0 | 0 | 0 | 0 | 0 | 0 | 0 | 0 | 0 | 0 | 12
NO |  | 56 | 2012 | 2 | 1 | 1 |  | ANDYTOWN | HUNTINGTON | 230 | 138 | SP | 1.16 | 0 | 1 | 1-954 ACSR AW | 0 | 0 | 0 | 0 | 0 | 0 | 0 | 0 | 0 | 0 | 0 | 0 | 0 | 0 | 0 | 0 | 0 | 0 | 0 | 0 | 0 | 0 | 0 | 12
NO |  | 56 | 2012 | 2 | 2 | 2 |  | ANDYTOWN | HUNTINGTON | 230 | 230 | SP | 4.84 | 0 | 1 | 1-954 ACSR AW | 0 | 0 | 0 | 0 | 0 | 0 | 0 | 0 | 0 | 0 | 0 | 0 | 0 | 0 | 0 | 0 | 0 | 0 | 0 | 0 | 0 | 0 | 0 | 12
NO |  | 56 | 2012 | 2 | 3 | 3 |  | ANDYTOWN | HUNTINGTON | 230 | 230 | H | 0 | 2.65 | 2 | 1-1431 ACSR AW | 0 | 0 | 0 | 0 | 0 | 0 | 0 | 0 | 0 | 0 | 0 | 0 | 0 | 0 | 0 | 0 | 0 | 0 | 0 | 0 | 0 | 0 | 0 | 12
NO |  | 56 | 2012 | 2 | 4 | 4 |  | ANDYTOWN | LAUDERDALE 1 | 230 | 230 | H | 5.88 | 0 | 1 | 1-1431 ACSR AZ | 0 | 0 | 0 | 0 | 0 | 0 | 0 | 0 | 0 | 0 | 0 | 0 | 0 | 0 | 0 | 0 | 0 | 0 | 0 | 0 | 0 | 0 | 0 | 12
NO |  | 56 | 2012 | 2 | 5 | 5 |  | ANDYTOWN | LAUDERDALE 1 | 230 | 230 | H | 7.75 | 3.36 | 2 | 1-1431 ACSR AZ | 0 | 0 | 0 | 0 | 0 | 0 | 0 | 0 | 0 | 0 | 0 | 0 | 0 | 0 | 0 | 0 | 0 | 0 | 0 | 0 | 0 | 0 | 0 | 12
NO |  | 56 | 2012 | 2 | 6 | 6 |  | ANDYTOWN | LAUDERDALE 2 | 230 | 230 | H | 0.33 | 0 | 1 | 1-1431 ACSR AZ | 0 | 0 | 0 | 0 | 0 | 0 | 0 | 0 | 0 | 0 | 0 | 0 | 0 | 0 | 0 | 0 | 0 | 0 | 0 | 0 | 0 | 0 | 0 | 12
NO |  | 56 | 2012 | 2 | 7 | 7 |  | ANDYTOWN | LAUDERDALE 2 | 230 | 230 | SP | 0.09 | 0 | 1 | 1-1431 ACSR AZ | 0 | 0 | 0 | 0 | 0 | 0 | 0 | 0 | 0 | 0 | 0 | 0 | 0 | 0 | 0 | 0 | 0 | 0 | 0 | 0 | 0 | 0 | 0 | 12
NO |  | 56 | 2012 | 2 | 8 | 8 |  | ANDYTOWN | LAUDERDALE 2 | 230 | 230 | H | 12.5 | 4.08 | 2 | 1-1431 ACSR AZ | 0 | 0 | 0 | 0 | 0 | 0 | 0 | 0 | 0 | 0 | 0 | 0 | 0 | 0 | 0 | 0 | 0 | 0 | 0 | 0 | 0 | 0 | 0 | 12
NO |  | 56 | 2012 | 2 | 9 | 9 |  | ANDYTOWN | LAUDERDALE 3 | 230 | 230 | H | 0.31 | 0 | 1 | 1-1431 ACSR AZ | 0 | 0 | 0 | 0 | 0 | 0 | 0 | 0 | 0 | 0 | 0 | 0 | 0 | 0 | 0 | 0 | 0 | 0 | 0 | 0 | 0 | 0 | 0 | 12
NO |  | 56 | 2012 | 2 | 10 | 10 |  | ANDYTOWN | LAUDERDALE 3 | 230 | 230 | SP | 0.1 | 0 | 1 | 1-1431 ACSR AZ | 0 | 0 | 0 | 0 | 0 | 0 | 0 | 0 | 0 | 0 | 0 | 0 | 0 | 0 | 0 | 0 | 0 | 0 | 0 | 0 | 0 | 0 | 0 | 12
NO |  | 56 | 2012 | 2 | 11 | 11 |  | ANDYTOWN | LAUDERDALE 3 | 230 | 230 | H | 4.96 | 11.62 | 2 | 1-1431 ACSR AZ | 0 | 0 | 0 | 0 | 0 | 0 | 0 | 0 | 0 | 0 | 0 | 0 | 0 | 0 | 0 | 0 | 0 | 0 | 0 | 0 | 0 | 0 | 0 | 12
NO |  | 56 | 2012 | 2 | 12 | 12 |  | ANDYTOWN | NOB HILL | 230 | 230 | SP | 18.78 | 0 | 1 | 1-1431 ACSR AW | 0 | 0 | 0 | 0 | 0 | 0 | 0 | 0 | 0 | 0 | 0 | 0 | 0 | 0 | 0 | 0 | 0 | 0 | 0 | 0 | 0 | 0 | 0 | 12
NO |  | 56 | 2012 | 2 | 13 | 13 |  | BALDWIN | DUVAL | 230 | 230 | H | 1.87 | 0 | 1 | 1-954 ACSR AZ | 0 | 0 | 0 | 0 | 0 | 0 | 0 | 0 | 0 | 0 | 0 | 0 | 0 | 0 | 0 | 0 | 0 | 0 | 0 | 0 | 0 | 0 | 0 | 12
NO |  | 56 | 2012 | 2 | 14 | 14 |  | BALDWIN | DUVAL | 230 | 230 | SP | 0.34 | 0 | 1 | 1-954 ACSR AZ | 0 | 0 | 0 | 0 | 0 | 0 | 0 | 0 | 0 | 0 | 0 | 0 | 0 | 0 | 0 | 0 | 0 | 0 | 0 | 0 | 0 | 0 | 0 | 12
NO |  | 56 | 2012 | 2 | 15 | 15 |  | BAREFOOT | EMERSON | 230 | 230 | H | 23.77 | 0 | 1 | 1-795 ACSR AZ | 0 | 0 | 0 | 0 | 0 | 0 | 0 | 0 | 0 | 0 | 0 | 0 | 0 | 0 | 0 | 0 | 0 | 0 | 0 | 0 | 0 | 0 | 0 | 12
NO |  | 56 | 2012 | 2 | 16 | 16 |  | BAREFOOT | EMERSON | 230 | 230 | SP | 0.03 | 0 | 1 | 1-1431 ACSR AW | 0 | 0 | 0 | 0 | 0 | 0 | 0 | 0 | 0 | 0 | 0 | 0 | 0 | 0 | 0 | 0 | 0 | 0 | 0 | 0 | 0 | 0 | 0 | 12
NO |  | 56 | 2012 | 2 | 17 | 17 |  | BAREFOOT | EMERSON | 230 | 230 | SP | 1.8 | 0 | 1 | 1-795 ACSR AZ | 0 | 0 | 0 | 0 | 0 | 0 | 0 | 0 | 0 | 0 | 0 | 0 | 0 | 0 | 0 | 0 | 0 | 0 | 0 | 0 | 0 | 0 | 0 | 12
NO |  | 56 | 2012 | 2 | 18 | 18 |  | BAREFOOT | EMERSON | 230 | 230 | H | 0 | 2.86 | 2 | 1-954 ACSR AW | 0 | 0 | 0 | 0 | 0 | 0 | 0 | 0 | 0 | 0 | 0 | 0 | 0 | 0 | 0 | 0 | 0 | 0 | 0 | 0 | 0 | 0 | 0 | 12
NO |  | 56 | 2012 | 2 | 19 | 19 |  | BAREFOOT | EMERSON | 230 | 230 | SP | 6.43 | 0 | 2 | 1-1431 ACSR AW | 0 | 0 | 0 | 0 | 0 | 0 | 0 | 0 | 0 | 0 | 0 | 0 | 0 | 0 | 0 | 0 | 0 | 0 | 0 | 0 | 0 | 0 | 0 | 12
NO |  | 56 | 2012 | 2 | 20 | 20 |  | BAREFOOT | MALABAR | 230 | 230 | H | 13.71 | 0 | 1 | 1-795 ACSR AZ | 0 | 0 | 0 | 0 | 0 | 0 | 0 | 0 | 0 | 0 | 0 | 0 | 0 | 0 | 0 | 0 | 0 | 0 | 0 | 0 | 0 | 0 | 0 | 12
NO |  | 56 | 2012 | 2 | 21 | 21 |  | BAREFOOT | MALABAR | 230 | 230 | SP | 0.18 | 0 | 1 | 1-954 ACSR AW | 0 | 0 | 0 | 0 | 0 | 0 | 0 | 0 | 0 | 0 | 0 | 0 | 0 | 0 | 0 | 0 | 0 | 0 | 0 | 0 | 0 | 0 | 0 | 12
NO |  | 56 | 2012 | 2 | 22 | 22 |  | BAREFOOT | MALABAR | 230 | 230 | SP | 0 | 6.44 | 2 | 1-1431 ACSR AW | 0 | 0 | 0 | 0 | 0 | 0 | 0 | 0 | 0 | 0 | 0 | 0 | 0 | 0 | 0 | 0 | 0 | 0 | 0 | 0 | 0 | 0 | 0 | 12
NO |  | 56 | 2012 | 2 | 23 | 23 |  | BARNA | CAPE CANAVERAL | 230 | 230 | H | 10.49 | 0 | 1 | 1-954 ACSR AZ | 0 | 0 | 0 | 0 | 0 | 0 | 0 | 0 | 0 | 0 | 0 | 0 | 0 | 0 | 0 | 0 | 0 | 0 | 0 | 0 | 0 | 0 | 0 | 12
NO |  | 56 | 2012 | 2 | 24 | 24 |  | BARNA | CAPE CANAVERAL | 230 | 230 | H | 0 | 0.71 | 2 | 1-1431 ACSR AZ | 0 | 0 | 0 | 0 | 0 | 0 | 0 | 0 | 0 | 0 | 0 | 0 | 0 | 0 | 0 | 0 | 0 | 0 | 0 | 0 | 0 | 0 | 0 | 12
NO |  | 56 | 2012 | 2 | 25 | 25 |  | BARNA | CAPE CANAVERAL | 230 | 230 | SP | 3.21 | 0 | 2 | 1-954 ACSR AW | 0 | 0 | 0 | 0 | 0 | 0 | 0 | 0 | 0 | 0 | 0 | 0 | 0 | 0 | 0 | 0 | 0 | 0 | 0 | 0 | 0 | 0 | 0 | 12
NO |  | 56 | 2012 | 2 | 26 | 26 |  | BARNA | NORRIS | 230 | 230 | H | 8.08 | 0 | 1 | 1-954 ACSR AZ | 0 | 0 | 0 | 0 | 0 | 0 | 0 | 0 | 0 | 0 | 0 | 0 | 0 | 0 | 0 | 0 | 0 | 0 | 0 | 0 | 0 | 0 | 0 | 12
NO |  | 56 | 2012 | 2 | 27 | 27 |  | BARNA | NORRIS | 230 | 230 | SP | 0.16 | 0 | 1 | 1-954 ACSR AW | 0 | 0 | 0 | 0 | 0 | 0 | 0 | 0 | 0 | 0 | 0 | 0 | 0 | 0 | 0 | 0 | 0 | 0 | 0 | 0 | 0 | 0 | 0 | 12
NO |  | 56 | 2012 | 2 | 28 | 28 |  | BARNA | NORRIS | 230 | 230 | SP | 0.22 | 2.91 | 2 | 1-954 ACSR AW | 0 | 0 | 0 | 0 | 0 | 0 | 0 | 0 | 0 | 0 | 0 | 0 | 0 | 0 | 0 | 0 | 0 | 0 | 0 | 0 | 0 | 0 | 0 | 12
NO |  | 56 | 2012 | 2 | 29 | 29 |  | BRADFORD | DUVAL | 230 | 230 | H | 0.17 | 0 | 1 | 1-1431 ACSR AW | 0 | 0 | 0 | 0 | 0 | 0 | 0 | 0 | 0 | 0 | 0 | 0 | 0 | 0 | 0 | 0 | 0 | 0 | 0 | 0 | 0 | 0 | 0 | 12
NO |  | 56 | 2012 | 2 | 30 | 30 |  | BRADFORD | DUVAL | 230 | 230 | H | 26.99 | 0 | 1 | 1-954 ACSR AZ | 0 | 0 | 0 | 0 | 0 | 0 | 0 | 0 | 0 | 0 | 0 | 0 | 0 | 0 | 0 | 0 | 0 | 0 | 0 | 0 | 0 | 0 | 0 | 12
NO |  | 56 | 2012 | 2 | 31 | 31 |  | BRADFORD | RICE | 230 | 138 | H | 3.87 | 0 | 1 | 1-954 ACSR AZ | 0 | 0 | 0 | 0 | 0 | 0 | 0 | 0 | 0 | 0 | 0 | 0 | 0 | 0 | 0 | 0 | 0 | 0 | 0 | 0 | 0 | 0 | 0 | 12
NO |  | 56 | 2012 | 2 | 32 | 32 |  | BRADFORD | RICE | 230 | 230 | H | 22.96 | 0 | 1 | 1-954 ACSR AZ | 0 | 0 | 0 | 0 | 0 | 0 | 0 | 0 | 0 | 0 | 0 | 0 | 0 | 0 | 0 | 0 | 0 | 0 | 0 | 0 | 0 | 0 | 0 | 12
NO |  | 56 | 2012 | 2 | 33 | 33 |  | BRADFORD | RICE | 230 | 230 | SP | 0.62 | 0 | 1 | 1-954 ACSR AZ | 0 | 0 | 0 | 0 | 0 | 0 | 0 | 0 | 0 | 0 | 0 | 0 | 0 | 0 | 0 | 0 | 0 | 0 | 0 | 0 | 0 | 0 | 0 | 12
NO |  | 56 | 2012 | 2 | 34 | 34 |  | BREVARD | CAPE CANAVERAL 1 | 230 | 230 | H | 8.38 | 0 | 1 | 1-1431 ACSR AZ | 0 | 0 | 0 | 0 | 0 | 0 | 0 | 0 | 0 | 0 | 0 | 0 | 0 | 0 | 0 | 0 | 0 | 0 | 0 | 0 | 0 | 0 | 0 | 12
NO |  | 56 | 2012 | 2 | 35 | 35 |  | BREVARD | CAPE CANAVERAL 1 | 230 | 230 | SP | 0.04 | 0 | 1 | 1-1431 ACSR AW | 0 | 0 | 0 | 0 | 0 | 0 | 0 | 0 | 0 | 0 | 0 | 0 | 0 | 0 | 0 | 0 | 0 | 0 | 0 | 0 | 0 | 0 | 0 | 12
NO |  | 56 | 2012 | 3 | 1 | 1 |  | BREVARD | CAPE CANAVERAL 1 | 230 | 230 | SP | 0.05 | 0 | 1 | 1-1431 ACSR AZ | 0 | 0 | 0 | 0 | 0 | 0 | 0 | 0 | 0 | 0 | 0 | 0 | 0 | 0 | 0 | 0 | 0 | 0 | 0 | 0 | 0 | 0 | 0 | 12
NO |  | 56 | 2012 | 3 | 2 | 2 |  | BREVARD | CAPE CANAVERAL 2 | 230 | 230 | H | 8.35 | 0 | 1 | 1-1431 ACSR AZ | 0 | 0 | 0 | 0 | 0 | 0 | 0 | 0 | 0 | 0 | 0 | 0 | 0 | 0 | 0 | 0 | 0 | 0 | 0 | 0 | 0 | 0 | 0 | 12
NO |  | 56 | 2012 | 3 | 3 | 3 |  | BREVARD | CAPE CANAVERAL 2 | 230 | 230 | SP | 0.1 | 0 | 1 | 1-1431 ACSR AZ | 0 | 0 | 0 | 0 | 0 | 0 | 0 | 0 | 0 | 0 | 0 | 0 | 0 | 0 | 0 | 0 | 0 | 0 | 0 | 0 | 0 | 0 | 0 | 12
NO |  | 56 | 2012 | 3 | 4 | 4 |  | BREVARD | CAPE CANAVERAL 3 | 230 | 230 | H | 8.37 | 0 | 1 | 1-1431 ACSR AZ | 0 | 0 | 0 | 0 | 0 | 0 | 0 | 0 | 0 | 0 | 0 | 0 | 0 | 0 | 0 | 0 | 0 | 0 | 0 | 0 | 0 | 0 | 0 | 12
NO |  | 56 | 2012 | 3 | 5 | 5 |  | BREVARD | CAPE CANAVERAL 3 | 230 | 230 | SP | 0.06 | 0 | 1 | 1-1431 ACSR AZ | 0 | 0 | 0 | 0 | 0 | 0 | 0 | 0 | 0 | 0 | 0 | 0 | 0 | 0 | 0 | 0 | 0 | 0 | 0 | 0 | 0 | 0 | 0 | 12
NO |  | 56 | 2012 | 3 | 6 | 6 |  | BREVARD | MALABAR 1 | 230 | 230 | H | 25.72 | 0 | 1 | 1-795 ACSR AZ | 0 | 0 | 0 | 0 | 0 | 0 | 0 | 0 | 0 | 0 | 0 | 0 | 0 | 0 | 0 | 0 | 0 | 0 | 0 | 0 | 0 | 0 | 0 | 12
NO |  | 56 | 2012 | 3 | 7 | 7 |  | BREVARD | MALABAR 1 | 230 | 230 | SP | 0.34 | 0 | 1 | 1-1431 ACSR AW | 0 | 0 | 0 | 0 | 0 | 0 | 0 | 0 | 0 | 0 | 0 | 0 | 0 | 0 | 0 | 0 | 0 | 0 | 0 | 0 | 0 | 0 | 0 | 12
NO |  | 56 | 2012 | 3 | 8 | 8 |  | BREVARD | MALABAR 2 | 230 | 230 | SP | 25.74 | 0 | 2 | 1-1431 ACSR AW | 0 | 0 | 0 | 0 | 0 | 0 | 0 | 0 | 0 | 0 | 0 | 0 | 0 | 0 | 0 | 0 | 0 | 0 | 0 | 0 | 0 | 0 | 0 | 12
NO |  | 56 | 2012 | 3 | 9 | 9 |  | BREVARD | MALABAR 3 | 230 | 230 | SP | 0 | 25.83 | 2 | 1-1431 ACSR AW | 0 | 0 | 0 | 0 | 0 | 0 | 0 | 0 | 0 | 0 | 0 | 0 | 0 | 0 | 0 | 0 | 0 | 0 | 0 | 0 | 0 | 0 | 0 | 12
NO |  | 56 | 2012 | 3 | 10 | 10 |  | BREVARD | OLEANDER (CST) | 230 | 230 | SP | 0.27 | 0 | 1 | 2-795 ACSR AW | 0 | 0 | 0 | 0 | 0 | 0 | 0 | 0 | 0 | 0 | 0 | 0 | 0 | 0 | 0 | 0 | 0 | 0 | 0 | 0 | 0 | 0 | 0 | 12
NO |  | 56 | 2012 | 3 | 11 | 11 |  | BREVARD | POINSETT 1 | 230 | 230 | H | 0.07 | 0 | 1 | 1-954 ACSR AW | 0 | 0 | 0 | 0 | 0 | 0 | 0 | 0 | 0 | 0 | 0 | 0 | 0 | 0 | 0 | 0 | 0 | 0 | 0 | 0 | 0 | 0 | 0 | 12
NO |  | 56 | 2012 | 3 | 12 | 12 |  | BREVARD | POINSETT 1 | 230 | 230 | H | 4.39 | 0 | 2 | 1-954 ACSR AW | 0 | 0 | 0 | 0 | 0 | 0 | 0 | 0 | 0 | 0 | 0 | 0 | 0 | 0 | 0 | 0 | 0 | 0 | 0 | 0 | 0 | 0 | 0 | 12
NO |  | 56 | 2012 | 3 | 13 | 13 |  | BREVARD | POINSETT 1 | 230 | 230 | H | 6.91 | 0 | 2 | 1-954 ACSR AZ | 0 | 0 | 0 | 0 | 0 | 0 | 0 | 0 | 0 | 0 | 0 | 0 | 0 | 0 | 0 | 0 | 0 | 0 | 0 | 0 | 0 | 0 | 0 | 12
NO |  | 56 | 2012 | 3 | 14 | 14 |  | BREVARD | POINSETT 2 | 230 | 230 | SP | 0.19 | 0 | 1 | 1-1431 ACSR AZ | 0 | 0 | 0 | 0 | 0 | 0 | 0 | 0 | 0 | 0 | 0 | 0 | 0 | 0 | 0 | 0 | 0 | 0 | 0 | 0 | 0 | 0 | 0 | 12
NO |  | 56 | 2012 | 3 | 15 | 15 |  | BREVARD | POINSETT 2 | 230 | 230 | H | 7.53 | 0 | 2 | 2-795 ACSR AZ | 0 | 0 | 0 | 0 | 0 | 0 | 0 | 0 | 0 | 0 | 0 | 0 | 0 | 0 | 0 | 0 | 0 | 0 | 0 | 0 | 0 | 0 | 0 | 12
NO |  | 56 | 2012 | 3 | 16 | 16 |  | BRIDGE | HOBE | 230 | 230 | H | 4.74 | 0 | 1 | 1-1431 ACSR AZ | 0 | 0 | 0 | 0 | 0 | 0 | 0 | 0 | 0 | 0 | 0 | 0 | 0 | 0 | 0 | 0 | 0 | 0 | 0 | 0 | 0 | 0 | 0 | 12
NO |  | 56 | 2012 | 3 | 17 | 17 |  | BRIDGE | HOBE | 230 | 230 | SP | 1.36 | 0 | 1 | 1-1431 ACSR AZ | 0 | 0 | 0 | 0 | 0 | 0 | 0 | 0 | 0 | 0 | 0 | 0 | 0 | 0 | 0 | 0 | 0 | 0 | 0 | 0 | 0 | 0 | 0 | 12
NO |  | 56 | 2012 | 3 | 18 | 18 |  | BRIDGE | INDIANTOWN 1 | 230 | 230 | H | 10.02 | 0 | 1 | 1-1431 ACSR AZ | 0 | 0 | 0 | 0 | 0 | 0 | 0 | 0 | 0 | 0 | 0 | 0 | 0 | 0 | 0 | 0 | 0 | 0 | 0 | 0 | 0 | 0 | 0 | 12
NO |  | 56 | 2012 | 3 | 19 | 19 |  | BRIDGE | INDIANTOWN 2 | 230 | 230 | SP | 10.06 | 0 | 1 | 1-1431 ACSR AW | 0 | 0 | 0 | 0 | 0 | 0 | 0 | 0 | 0 | 0 | 0 | 0 | 0 | 0 | 0 | 0 | 0 | 0 | 0 | 0 | 0 | 0 | 0 | 12
NO |  | 56 | 2012 | 3 | 20 | 20 |  | BRIDGE | PLUMOSUS | 230 | 230 | SP | 28.33 | 0 | 1 | 1-1431 ACSR AW | 0 | 0 | 0 | 0 | 0 | 0 | 0 | 0 | 0 | 0 | 0 | 0 | 0 | 0 | 0 | 0 | 0 | 0 | 0 | 0 | 0 | 0 | 0 | 12
NO |  | 56 | 2012 | 3 | 21 | 21 |  | BRIDGE | PLUMOSUS | 230 | 230 | SP | 0.09 | 0 | 1 | 1-1431 ACSR TW | 0 | 0 | 0 | 0 | 0 | 0 | 0 | 0 | 0 | 0 | 0 | 0 | 0 | 0 | 0 | 0 | 0 | 0 | 0 | 0 | 0 | 0 | 0 | 12
NO |  | 56 | 2012 | 3 | 22 | 22 |  | BRIDGE | PLUMOSUS | 230 | 230 | SP | 2.63 | 0 | 1 | 1-795 ACSR AW | 0 | 0 | 0 | 0 | 0 | 0 | 0 | 0 | 0 | 0 | 0 | 0 | 0 | 0 | 0 | 0 | 0 | 0 | 0 | 0 | 0 | 0 | 0 | 12
NO |  | 56 | 2012 | 3 | 23 | 23 |  | BRIDGE | TURNPIKE | 230 | 230 | SP | 18.94 | 0 | 1 | 1-1431 ACSR AW | 0 | 0 | 0 | 0 | 0 | 0 | 0 | 0 | 0 | 0 | 0 | 0 | 0 | 0 | 0 | 0 | 0 | 0 | 0 | 0 | 0 | 0 | 0 | 12
NO |  | 56 | 2012 | 3 | 24 | 24 |  | BROWARD | CONSERVATION 2 | 230 | 230 | SP | 0.03 | 0 | 1 | 1-1431 ACSR AW | 0 | 0 | 0 | 0 | 0 | 0 | 0 | 0 | 0 | 0 | 0 | 0 | 0 | 0 | 0 | 0 | 0 | 0 | 0 | 0 | 0 | 0 | 0 | 12
NO |  | 56 | 2012 | 3 | 25 | 25 |  | BROWARD | CONSERVATION 2 | 230 | 230 | H | 9.8 | 3.86 | 2 | 1-1431 ACSR AZ | 0 | 0 | 0 | 0 | 0 | 0 | 0 | 0 | 0 | 0 | 0 | 0 | 0 | 0 | 0 | 0 | 0 | 0 | 0 | 0 | 0 | 0 | 0 | 12
NO |  | 56 | 2012 | 3 | 26 | 26 |  | BROWARD | CONSERVATION 2 | 230 | 230 | SP | 0.31 | 1.11 | 2 | 1-1431 ACSR AW | 0 | 0 | 0 | 0 | 0 | 0 | 0 | 0 | 0 | 0 | 0 | 0 | 0 | 0 | 0 | 0 | 0 | 0 | 0 | 0 | 0 | 0 | 0 | 12
NO |  | 56 | 2012 | 3 | 27 | 27 |  | BROWARD | DELMAR | 230 | 230 | SP | 7.24 | 0 | 1 | 1-1431 ACSR AW | 0 | 0 | 0 | 0 | 0 | 0 | 0 | 0 | 0 | 0 | 0 | 0 | 0 | 0 | 0 | 0 | 0 | 0 | 0 | 0 | 0 | 0 | 0 | 12
NO |  | 56 | 2012 | 3 | 28 | 28 |  | BROWARD | DELMAR | 230 | 230 | SP | 2.45 | 0 | 1 | 1-1431 ACSR AZ | 0 | 0 | 0 | 0 | 0 | 0 | 0 | 0 | 0 | 0 | 0 | 0 | 0 | 0 | 0 | 0 | 0 | 0 | 0 | 0 | 0 | 0 | 0 | 12
NO |  | 56 | 2012 | 3 | 29 | 29 |  | BROWARD | KIMBERLY | 230 | 230 | SP | 0.07 | 0 | 1 | 1-1431 ACSR AZ | 0 | 0 | 0 | 0 | 0 | 0 | 0 | 0 | 0 | 0 | 0 | 0 | 0 | 0 | 0 | 0 | 0 | 0 | 0 | 0 | 0 | 0 | 0 | 12
NO |  | 56 | 2012 | 3 | 30 | 30 |  | BROWARD | KIMBERLY | 230 | 230 | H | 0 | 10.78 | 2 | 1-1431 ACSR AZ | 0 | 0 | 0 | 0 | 0 | 0 | 0 | 0 | 0 | 0 | 0 | 0 | 0 | 0 | 0 | 0 | 0 | 0 | 0 | 0 | 0 | 0 | 0 | 12
NO |  | 56 | 2012 | 3 | 31 | 31 |  | BROWARD | KIMBERLY | 230 | 230 | SP | 4.78 | 6.12 | 2 | 1-1431 ACSR AW | 0 | 0 | 0 | 0 | 0 | 0 | 0 | 0 | 0 | 0 | 0 | 0 | 0 | 0 | 0 | 0 | 0 | 0 | 0 | 0 | 0 | 0 | 0 | 12
NO |  | 56 | 2012 | 3 | 32 | 32 |  | BROWARD | MALLARD | 230 | 230 | H | 0.03 | 0 | 1 | 1-1431 ACSR AZ | 0 | 0 | 0 | 0 | 0 | 0 | 0 | 0 | 0 | 0 | 0 | 0 | 0 | 0 | 0 | 0 | 0 | 0 | 0 | 0 | 0 | 0 | 0 | 12
NO |  | 56 | 2012 | 3 | 33 | 33 |  | BROWARD | MALLARD | 230 | 230 | H | 3.9 | 4.3 | 2 | 1-1431 ACSR AZ | 0 | 0 | 0 | 0 | 0 | 0 | 0 | 0 | 0 | 0 | 0 | 0 | 0 | 0 | 0 | 0 | 0 | 0 | 0 | 0 | 0 | 0 | 0 | 12
NO |  | 56 | 2012 | 3 | 34 | 34 |  | BROWARD | MALLARD | 230 | 230 | SP | 1.12 | 0 | 2 | 1-1431 ACSR AW | 0 | 0 | 0 | 0 | 0 | 0 | 0 | 0 | 0 | 0 | 0 | 0 | 0 | 0 | 0 | 0 | 0 | 0 | 0 | 0 | 0 | 0 | 0 | 12
NO |  | 56 | 2012 | 3 | 35 | 35 |  | BROWARD | SUGAR-YAMATO | 230 | 230 | SP | 12.55 | 0 | 1 | 1-1431 ACSR AW | 0 | 0 | 0 | 0 | 0 | 0 | 0 | 0 | 0 | 0 | 0 | 0 | 0 | 0 | 0 | 0 | 0 | 0 | 0 | 0 | 0 | 0 | 0 | 12
NO |  | 56 | 2012 | 4 | 1 | 1 |  | BROWARD | SUGAR-YAMATO | 230 | 230 | H | 0 | 0.31 | 2 | 1-1431 ACSR AW | 0 | 0 | 0 | 0 | 0 | 0 | 0 | 0 | 0 | 0 | 0 | 0 | 0 | 0 | 0 | 0 | 0 | 0 | 0 | 0 | 0 | 0 | 0 | 12
NO |  | 56 | 2012 | 4 | 2 | 2 |  | BROWARD | SUGAR-YAMATO | 230 | 230 | H | 31.02 | 0 | 2 | 1-1431 ACSR AZ | 0 | 0 | 0 | 0 | 0 | 0 | 0 | 0 | 0 | 0 | 0 | 0 | 0 | 0 | 0 | 0 | 0 | 0 | 0 | 0 | 0 | 0 | 0 | 12
NO |  | 56 | 2012 | 4 | 3 | 3 |  | BROWARD | SUGAR-YAMATO | 230 | 230 | H | 8.2 | 0 | 2 | 1-1431 ACSR TW | 0 | 0 | 0 | 0 | 0 | 0 | 0 | 0 | 0 | 0 | 0 | 0 | 0 | 0 | 0 | 0 | 0 | 0 | 0 | 0 | 0 | 0 | 0 | 12
NO |  | 56 | 2012 | 4 | 4 | 4 |  | BROWARD | SUGAR-YAMATO | 230 | 230 | SP | 5.3 | 1.82 | 2 | 1-1431 ACSR AW | 0 | 0 | 0 | 0 | 0 | 0 | 0 | 0 | 0 | 0 | 0 | 0 | 0 | 0 | 0 | 0 | 0 | 0 | 0 | 0 | 0 | 0 | 0 | 12
NO |  | 56 | 2012 | 4 | 5 | 5 |  | BROWARD | SUGAR-YAMATO | 230 | 230 | SP | 0.16 | 0 | 2 | 1-1431 ACSR AZ | 0 | 0 | 0 | 0 | 0 | 0 | 0 | 0 | 0 | 0 | 0 | 0 | 0 | 0 | 0 | 0 | 0 | 0 | 0 | 0 | 0 | 0 | 0 | 12
NO |  | 56 | 2012 | 4 | 6 | 6 |  | BROWARD | SUGAR-YAMATO | 230 | 230 | SP | 0 | 0.16 | 2 | 1-1431 ACSR TW | 0 | 0 | 0 | 0 | 0 | 0 | 0 | 0 | 0 | 0 | 0 | 0 | 0 | 0 | 0 | 0 | 0 | 0 | 0 | 0 | 0 | 0 | 0 | 12
NO |  | 56 | 2012 | 4 | 7 | 7 |  | BUNNELL | PELLICER | 230 | 230 | SP | 12.54 | 0 | 1 | 1-1431 ACSR AW | 0 | 0 | 0 | 0 | 0 | 0 | 0 | 0 | 0 | 0 | 0 | 0 | 0 | 0 | 0 | 0 | 0 | 0 | 0 | 0 | 0 | 0 | 0 | 12
NO |  | 56 | 2012 | 4 | 8 | 8 |  | BUNNELL | PELLICER | 230 | 230 | SP | 3.97 | 0 | 2 | 1-1431 ACSR AW | 0 | 0 | 0 | 0 | 0 | 0 | 0 | 0 | 0 | 0 | 0 | 0 | 0 | 0 | 0 | 0 | 0 | 0 | 0 | 0 | 0 | 0 | 0 | 12
NO |  | 56 | 2012 | 4 | 9 | 9 |  | BUNNELL | PUTNAM | 230 | 230 | H | 27.11 | 0 | 1 | 1-954 ACSR AZ | 0 | 0 | 0 | 0 | 0 | 0 | 0 | 0 | 0 | 0 | 0 | 0 | 0 | 0 | 0 | 0 | 0 | 0 | 0 | 0 | 0 | 0 | 0 | 12
NO |  | 56 | 2012 | 4 | 10 | 10 |  | BUNNELL | VOLUSIA | 230 | 230 | H | 22.26 | 0 | 1 | 1-954 ACSR AZ | 0 | 0 | 0 | 0 | 0 | 0 | 0 | 0 | 0 | 0 | 0 | 0 | 0 | 0 | 0 | 0 | 0 | 0 | 0 | 0 | 0 | 0 | 0 | 12
NO |  | 56 | 2012 | 4 | 11 | 11 |  | BUNNELL | VOLUSIA | 230 | 230 | SP | 0.63 | 0 | 1 | 1-954 ACSR AW | 0 | 0 | 0 | 0 | 0 | 0 | 0 | 0 | 0 | 0 | 0 | 0 | 0 | 0 | 0 | 0 | 0 | 0 | 0 | 0 | 0 | 0 | 0 | 12
NO |  | 56 | 2012 | 4 | 12 | 12 |  | CALUSA | CHARLOTTE | 230 | 230 | SP | 20.33 | 0 | 1 | 2-556.5 ACSR AZ | 0 | 0 | 0 | 0 | 0 | 0 | 0 | 0 | 0 | 0 | 0 | 0 | 0 | 0 | 0 | 0 | 0 | 0 | 0 | 0 | 0 | 0 | 0 | 12
NO |  | 56 | 2012 | 4 | 13 | 13 |  | CALUSA | CHARLOTTE | 230 | 230 | SP | 0.41 | 0 | 1 | 2-795 ACSR AW | 0 | 0 | 0 | 0 | 0 | 0 | 0 | 0 | 0 | 0 | 0 | 0 | 0 | 0 | 0 | 0 | 0 | 0 | 0 | 0 | 0 | 0 | 0 | 12
NO |  | 56 | 2012 | 4 | 14 | 14 |  | CALUSA | FT MYERS PLANT 1 | 230 | 230 | SP | 1.18 | 0 | 2 | 1-1431 ACSR AW | 0 | 0 | 0 | 0 | 0 | 0 | 0 | 0 | 0 | 0 | 0 | 0 | 0 | 0 | 0 | 0 | 0 | 0 | 0 | 0 | 0 | 0 | 0 | 12
NO |  | 56 | 2012 | 4 | 15 | 15 |  | CALUSA | FT MYERS PLANT 1 | 230 | 230 | SP | 0.31 | 0 | 2 | 2-556.5 ACSR AZ | 0 | 0 | 0 | 0 | 0 | 0 | 0 | 0 | 0 | 0 | 0 | 0 | 0 | 0 | 0 | 0 | 0 | 0 | 0 | 0 | 0 | 0 | 0 | 12
NO |  | 56 | 2012 | 4 | 16 | 16 |  | CALUSA | FT MYERS PLANT 2 | 230 | 230 | SP | 0 | 0.47 | 2 | 1-1431 ACSR AW | 0 | 0 | 0 | 0 | 0 | 0 | 0 | 0 | 0 | 0 | 0 | 0 | 0 | 0 | 0 | 0 | 0 | 0 | 0 | 0 | 0 | 0 | 0 | 12
NO |  | 56 | 2012 | 4 | 17 | 17 |  | CALUSA | FT MYERS PLANT 2 | 230 | 230 | SP | 0 | 0.96 | 2 | 2-556.5 ACSR AZ | 0 | 0 | 0 | 0 | 0 | 0 | 0 | 0 | 0 | 0 | 0 | 0 | 0 | 0 | 0 | 0 | 0 | 0 | 0 | 0 | 0 | 0 | 0 | 12
NO |  | 56 | 2012 | 4 | 18 | 18 |  | CAPE CANAVERAL | INDIAN RIVER 1 | 230 | 230 | H | 0.71 | 0 | 2 | -954 ACSSHS AW | 0 | 0 | 0 | 0 | 0 | 0 | 0 | 0 | 0 | 0 | 0 | 0 | 0 | 0 | 0 | 0 | 0 | 0 | 0 | 0 | 0 | 0 | 0 | 12
NO |  | 56 | 2012 | 4 | 19 | 19 |  | CAPE CANAVERAL | INDIAN RIVER 1 | 230 | 230 | SP | 1.59 | 0 | 2 | -954 ACSSHS AW | 0 | 0 | 0 | 0 | 0 | 0 | 0 | 0 | 0 | 0 | 0 | 0 | 0 | 0 | 0 | 0 | 0 | 0 | 0 | 0 | 0 | 0 | 0 | 12
NO |  | 56 | 2012 | 4 | 20 | 20 |  | CAPE CANAVERAL | INDIAN RIVER 2 | 230 | 230 | SP | 0.7 | 0 | 1 | -954 ACSSHS AW | 0 | 0 | 0 | 0 | 0 | 0 | 0 | 0 | 0 | 0 | 0 | 0 | 0 | 0 | 0 | 0 | 0 | 0 | 0 | 0 | 0 | 0 | 0 | 12
NO |  | 56 | 2012 | 4 | 21 | 21 |  | CAPE CANAVERAL | INDIAN RIVER 2 | 230 | 230 | SP | 0 | 1.59 | 2 | -954 ACSSHS AW | 0 | 0 | 0 | 0 | 0 | 0 | 0 | 0 | 0 | 0 | 0 | 0 | 0 | 0 | 0 | 0 | 0 | 0 | 0 | 0 | 0 | 0 | 0 | 12
NO |  | 56 | 2012 | 4 | 22 | 22 |  | CASTLE | BIG BEND (TEC) | 230 | 230 | H | 5.44 | 0 | 1 | 1-954 ACSR AW | 0 | 0 | 0 | 0 | 0 | 0 | 0 | 0 | 0 | 0 | 0 | 0 | 0 | 0 | 0 | 0 | 0 | 0 | 0 | 0 | 0 | 0 | 0 | 12
NO |  | 56 | 2012 | 4 | 23 | 23 |  | CASTLE | BIG BEND (TEC) | 230 | 230 | H | 3.63 | 0 | 1 | 1-954 ACSR AZ | 0 | 0 | 0 | 0 | 0 | 0 | 0 | 0 | 0 | 0 | 0 | 0 | 0 | 0 | 0 | 0 | 0 | 0 | 0 | 0 | 0 | 0 | 0 | 12
NO |  | 56 | 2012 | 4 | 24 | 24 |  | CASTLE | BIG BEND (TEC) | 230 | 230 | SP | 13.25 | 0 | 1 | 1-954 ACSR AW | 0 | 0 | 0 | 0 | 0 | 0 | 0 | 0 | 0 | 0 | 0 | 0 | 0 | 0 | 0 | 0 | 0 | 0 | 0 | 0 | 0 | 0 | 0 | 12
NO |  | 56 | 2012 | 4 | 25 | 25 |  | CASTLE | BIG BEND (TEC) | 230 | 230 | SP | 3.89 | 0 | 1 | 1-954 ACSR AZ | 0 | 0 | 0 | 0 | 0 | 0 | 0 | 0 | 0 | 0 | 0 | 0 | 0 | 0 | 0 | 0 | 0 | 0 | 0 | 0 | 0 | 0 | 0 | 12
NO |  | 56 | 2012 | 4 | 26 | 26 |  | CASTLE | RINGLING | 230 | 230 | H | 0.07 | 0 | 1 | 1-954 ACSR AW | 0 | 0 | 0 | 0 | 0 | 0 | 0 | 0 | 0 | 0 | 0 | 0 | 0 | 0 | 0 | 0 | 0 | 0 | 0 | 0 | 0 | 0 | 0 | 12
NO |  | 56 | 2012 | 4 | 27 | 27 |  | CASTLE | RINGLING | 230 | 230 | SP | 0.06 | 0 | 1 | 1-1431 ACSR AZ | 0 | 0 | 0 | 0 | 0 | 0 | 0 | 0 | 0 | 0 | 0 | 0 | 0 | 0 | 0 | 0 | 0 | 0 | 0 | 0 | 0 | 0 | 0 | 12
NO |  | 56 | 2012 | 4 | 28 | 28 |  | CASTLE | RINGLING | 230 | 230 | SP | 9.71 | 0 | 1 | 1-954 ACSR AW | 0 | 0 | 0 | 0 | 0 | 0 | 0 | 0 | 0 | 0 | 0 | 0 | 0 | 0 | 0 | 0 | 0 | 0 | 0 | 0 | 0 | 0 | 0 | 12
NO |  | 56 | 2012 | 4 | 29 | 29 |  | CASTLE | RINGLING | 230 | 230 | SP | 0.16 | 0 | 1 | 1-954 ACSR AZ | 0 | 0 | 0 | 0 | 0 | 0 | 0 | 0 | 0 | 0 | 0 | 0 | 0 | 0 | 0 | 0 | 0 | 0 | 0 | 0 | 0 | 0 | 0 | 12
NO |  | 56 | 2012 | 4 | 30 | 30 |  | CASTLE | RINGLING | 230 | 230 | SP | 1.03 | 0 | 2 | 1-954 ACSR AW | 0 | 0 | 0 | 0 | 0 | 0 | 0 | 0 | 0 | 0 | 0 | 0 | 0 | 0 | 0 | 0 | 0 | 0 | 0 | 0 | 0 | 0 | 0 | 12
NO |  | 56 | 2012 | 4 | 31 | 31 |  | CEDAR | CORBETT | 230 | 230 | SP | 9.23 | 0 | 1 | 1-1431 ACSR AW | 0 | 0 | 0 | 0 | 0 | 0 | 0 | 0 | 0 | 0 | 0 | 0 | 0 | 0 | 0 | 0 | 0 | 0 | 0 | 0 | 0 | 0 | 0 | 12
NO |  | 56 | 2012 | 4 | 32 | 32 |  | CEDAR | CORBETT | 230 | 230 | SP | 10.43 | 0 | 1 | 1-1431 ACSR TW | 0 | 0 | 0 | 0 | 0 | 0 | 0 | 0 | 0 | 0 | 0 | 0 | 0 | 0 | 0 | 0 | 0 | 0 | 0 | 0 | 0 | 0 | 0 | 12
NO |  | 56 | 2012 | 4 | 33 | 33 |  | CEDAR | CORBETT | 230 | 230 | H | 4.73 | 3.77 | 2 | 1-1431 ACSR TW | 0 | 0 | 0 | 0 | 0 | 0 | 0 | 0 | 0 | 0 | 0 | 0 | 0 | 0 | 0 | 0 | 0 | 0 | 0 | 0 | 0 | 0 | 0 | 12
NO |  | 56 | 2012 | 4 | 34 | 34 |  | CEDAR | CORBETT | 230 | 230 | SP | 0 | 0.53 | 2 | 1-1431 ACSR AW | 0 | 0 | 0 | 0 | 0 | 0 | 0 | 0 | 0 | 0 | 0 | 0 | 0 | 0 | 0 | 0 | 0 | 0 | 0 | 0 | 0 | 0 | 0 | 12
NO |  | 56 | 2012 | 4 | 35 | 35 |  | CEDAR | DELTRAIL | 230 | 230 | H | 0.05 | 0 | 1 | 1-1431 ACSR AZ | 0 | 0 | 0 | 0 | 0 | 0 | 0 | 0 | 0 | 0 | 0 | 0 | 0 | 0 | 0 | 0 | 0 | 0 | 0 | 0 | 0 | 0 | 0 | 12
NO |  | 56 | 2012 | 5 | 1 | 1 |  | CEDAR | DELTRAIL | 230 | 230 | SP | 5.6 | 0 | 1 | 1-1431 ACSR AZ | 0 | 0 | 0 | 0 | 0 | 0 | 0 | 0 | 0 | 0 | 0 | 0 | 0 | 0 | 0 | 0 | 0 | 0 | 0 | 0 | 0 | 0 | 0 | 12
NO |  | 56 | 2012 | 5 | 2 | 2 |  | CEDAR | LAUDERDALE | 230 | 230 | H | 27.69 | 0 | 1 | 1-1431 ACSR AZ | 0 | 0 | 0 | 0 | 0 | 0 | 0 | 0 | 0 | 0 | 0 | 0 | 0 | 0 | 0 | 0 | 0 | 0 | 0 | 0 | 0 | 0 | 0 | 12
NO |  | 56 | 2012 | 5 | 3 | 3 |  | CEDAR | LAUDERDALE | 230 | 230 | SP | 1.88 | 0 | 1 | 1-1431 ACSR AW | 0 | 0 | 0 | 0 | 0 | 0 | 0 | 0 | 0 | 0 | 0 | 0 | 0 | 0 | 0 | 0 | 0 | 0 | 0 | 0 | 0 | 0 | 0 | 12
NO |  | 56 | 2012 | 5 | 4 | 4 |  | CEDAR | LAUDERDALE | 230 | 230 | SP | 3.85 | 0 | 1 | 1-1431 ACSR AZ | 0 | 0 | 0 | 0 | 0 | 0 | 0 | 0 | 0 | 0 | 0 | 0 | 0 | 0 | 0 | 0 | 0 | 0 | 0 | 0 | 0 | 0 | 0 | 12
NO |  | 56 | 2012 | 5 | 5 | 5 |  | CEDAR | LAUDERDALE | 230 | 230 | H | 6.89 | 0 | 2 | 1-1431 ACSR AZ | 0 | 0 | 0 | 0 | 0 | 0 | 0 | 0 | 0 | 0 | 0 | 0 | 0 | 0 | 0 | 0 | 0 | 0 | 0 | 0 | 0 | 0 | 0 | 12
NO |  | 56 | 2012 | 5 | 6 | 6 |  | CEDAR | LAUDERDALE | 230 | 230 | SP | 1.5 | 1.45 | 2 | 1-1431 ACSR AW | 0 | 0 | 0 | 0 | 0 | 0 | 0 | 0 | 0 | 0 | 0 | 0 | 0 | 0 | 0 | 0 | 0 | 0 | 0 | 0 | 0 | 0 | 0 | 12
NO |  | 56 | 2012 | 5 | 7 | 7 |  | CEDAR | RANCH | 230 | 230 | H | 0.22 | 0 | 1 | 1-1431 ACSR AZ | 0 | 0 | 0 | 0 | 0 | 0 | 0 | 0 | 0 | 0 | 0 | 0 | 0 | 0 | 0 | 0 | 0 | 0 | 0 | 0 | 0 | 0 | 0 | 12
NO |  | 56 | 2012 | 5 | 8 | 8 |  | CEDAR | RANCH | 230 | 230 | SP | 0.27 | 0 | 1 | 1-1431 ACSR AW | 0 | 0 | 0 | 0 | 0 | 0 | 0 | 0 | 0 | 0 | 0 | 0 | 0 | 0 | 0 | 0 | 0 | 0 | 0 | 0 | 0 | 0 | 0 | 12
NO |  | 56 | 2012 | 5 | 9 | 9 |  | CEDAR | RANCH | 230 | 230 | H | 0 | 5.96 | 2 | 1-1431 ACSR AZ | 0 | 0 | 0 | 0 | 0 | 0 | 0 | 0 | 0 | 0 | 0 | 0 | 0 | 0 | 0 | 0 | 0 | 0 | 0 | 0 | 0 | 0 | 0 | 12
NO |  | 56 | 2012 | 5 | 10 | 10 |  | CEDAR | RANCH | 230 | 230 | SP | 9.02 | 0 | 2 | 1-1431 ACSR AZ | 0 | 0 | 0 | 0 | 0 | 0 | 0 | 0 | 0 | 0 | 0 | 0 | 0 | 0 | 0 | 0 | 0 | 0 | 0 | 0 | 0 | 0 | 0 | 12
NO |  | 56 | 2012 | 5 | 11 | 11 |  | CHARLOTTE | FT MYERS PLANT 1 | 230 | 230 | H | 2.71 | 0 | 1 | 1-954 ACSR AZ | 0 | 0 | 0 | 0 | 0 | 0 | 0 | 0 | 0 | 0 | 0 | 0 | 0 | 0 | 0 | 0 | 0 | 0 | 0 | 0 | 0 | 0 | 0 | 12
NO |  | 56 | 2012 | 5 | 12 | 12 |  | CHARLOTTE | FT MYERS PLANT 1 | 230 | 230 | SP | 0.19 | 0 | 1 | 1-1431 ACSR AW | 0 | 0 | 0 | 0 | 0 | 0 | 0 | 0 | 0 | 0 | 0 | 0 | 0 | 0 | 0 | 0 | 0 | 0 | 0 | 0 | 0 | 0 | 0 | 12
NO |  | 56 | 2012 | 5 | 13 | 13 |  | CHARLOTTE | FT MYERS PLANT 1 | 230 | 230 | SP | 0.22 | 0 | 1 | 1-954 ACSR AZ | 0 | 0 | 0 | 0 | 0 | 0 | 0 | 0 | 0 | 0 | 0 | 0 | 0 | 0 | 0 | 0 | 0 | 0 | 0 | 0 | 0 | 0 | 0 | 12
NO |  | 56 | 2012 | 5 | 14 | 14 |  | CHARLOTTE | FT MYERS PLANT 1 | 230 | 230 | SP | 19.04 | 0 | 2 | 1-1431 ACSR AW | 0 | 0 | 0 | 0 | 0 | 0 | 0 | 0 | 0 | 0 | 0 | 0 | 0 | 0 | 0 | 0 | 0 | 0 | 0 | 0 | 0 | 0 | 0 | 12
NO |  | 56 | 2012 | 5 | 15 | 15 |  | CHARLOTTE | FT MYERS PLANT 2 | 230 | 230 | H | 22.65 | 0 | 1 | 1-1431 ACSR AZ | 0 | 0 | 0 | 0 | 0 | 0 | 0 | 0 | 0 | 0 | 0 | 0 | 0 | 0 | 0 | 0 | 0 | 0 | 0 | 0 | 0 | 0 | 0 | 12
NO |  | 56 | 2012 | 5 | 16 | 16 |  | CHARLOTTE | FT MYERS PLANT 2 | 230 | 230 | SP | 0.21 | 0 | 1 | 1-1431 ACSR AW | 0 | 0 | 0 | 0 | 0 | 0 | 0 | 0 | 0 | 0 | 0 | 0 | 0 | 0 | 0 | 0 | 0 | 0 | 0 | 0 | 0 | 0 | 0 | 12
NO |  | 56 | 2012 | 5 | 17 | 17 |  | CHARLOTTE | NORTH CAPE (LEC) | 230 | 230 | SP | 0.04 | 0 | 1 | 2-795 ACSR AW | 0 | 0 | 0 | 0 | 0 | 0 | 0 | 0 | 0 | 0 | 0 | 0 | 0 | 0 | 0 | 0 | 0 | 0 | 0 | 0 | 0 | 0 | 0 | 12
NO |  | 56 | 2012 | 5 | 18 | 18 |  | CHARLOTTE | PEACHLAND | 230 | 230 | H | 4.71 | 0 | 1 | 1-1431 ACSR AZ | 0 | 0 | 0 | 0 | 0 | 0 | 0 | 0 | 0 | 0 | 0 | 0 | 0 | 0 | 0 | 0 | 0 | 0 | 0 | 0 | 0 | 0 | 0 | 12
NO |  | 56 | 2012 | 5 | 19 | 19 |  | CHARLOTTE | PEACHLAND | 230 | 230 | SP | 0.12 | 0 | 1 | 1-1431 ACSR AW | 0 | 0 | 0 | 0 | 0 | 0 | 0 | 0 | 0 | 0 | 0 | 0 | 0 | 0 | 0 | 0 | 0 | 0 | 0 | 0 | 0 | 0 | 0 | 12
NO |  | 56 | 2012 | 5 | 20 | 20 |  | CHARLOTTE | PEACHLAND | 230 | 230 | SP | 6.06 | 0 | 1 | 1-1431 ACSR AZ | 0 | 0 | 0 | 0 | 0 | 0 | 0 | 0 | 0 | 0 | 0 | 0 | 0 | 0 | 0 | 0 | 0 | 0 | 0 | 0 | 0 | 0 | 0 | 12
NO |  | 56 | 2012 | 5 | 21 | 21 |  | CHARLOTTE | RINGLING | 230 | 230 | H | 39.4 | 0 | 1 | 1-954 ACSR AZ | 0 | 0 | 0 | 0 | 0 | 0 | 0 | 0 | 0 | 0 | 0 | 0 | 0 | 0 | 0 | 0 | 0 | 0 | 0 | 0 | 0 | 0 | 0 | 12
NO |  | 56 | 2012 | 5 | 22 | 22 |  | CHARLOTTE | RINGLING | 230 | 230 | SP | 0.97 | 0 | 1 | 1-954 ACSR AZ | 0 | 0 | 0 | 0 | 0 | 0 | 0 | 0 | 0 | 0 | 0 | 0 | 0 | 0 | 0 | 0 | 0 | 0 | 0 | 0 | 0 | 0 | 0 | 12
NO |  | 56 | 2012 | 5 | 23 | 23 |  | CHARLOTTE | RINGLING | 230 | 230 | H | 4.94 | 0 | 2 | 1-954 ACSR AZ | 0 | 0 | 0 | 0 | 0 | 0 | 0 | 0 | 0 | 0 | 0 | 0 | 0 | 0 | 0 | 0 | 0 | 0 | 0 | 0 | 0 | 0 | 0 | 12
NO |  | 56 | 2012 | 5 | 24 | 24 |  | CHARLOTTE | RINGLING | 230 | 138 | SP | 0.02 | 0 | 2 | 1-954 ACSR AZ | 0 | 0 | 0 | 0 | 0 | 0 | 0 | 0 | 0 | 0 | 0 | 0 | 0 | 0 | 0 | 0 | 0 | 0 | 0 | 0 | 0 | 0 | 0 | 12
NO |  | 56 | 2012 | 5 | 25 | 25 |  | CHARLOTTE | VANDOLAH (FPC) | 230 | 230 | SP | 0 | 0 | 1 | 2-795 ACSR AW | 0 | 0 | 0 | 0 | 0 | 0 | 0 | 0 | 0 | 0 | 0 | 0 | 0 | 0 | 0 | 0 | 0 | 0 | 0 | 0 | 0 | 0 | 0 | 12
NO |  | 56 | 2012 | 5 | 26 | 26 |  | CHARLOTTE | WHIDDEN 1 | 230 | 230 | SP | 28.57 | 0 | 1 | 2-954 ACSR AW | 0 | 0 | 0 | 0 | 0 | 0 | 0 | 0 | 0 | 0 | 0 | 0 | 0 | 0 | 0 | 0 | 0 | 0 | 0 | 0 | 0 | 0 | 0 | 12
NO |  | 56 | 2012 | 5 | 27 | 27 |  | CLINTMOORE | DELMAR | 230 | 230 | SP | 0.03 | 0 | 1 | 1-1431 ACSR AW | 0 | 0 | 0 | 0 | 0 | 0 | 0 | 0 | 0 | 0 | 0 | 0 | 0 | 0 | 0 | 0 | 0 | 0 | 0 | 0 | 0 | 0 | 0 | 12
NO |  | 56 | 2012 | 5 | 28 | 28 |  | CLINTMOORE | DELMAR | 230 | 230 | SP | 5.51 | 0 | 1 | 1-1431 ACSR AZ | 0 | 0 | 0 | 0 | 0 | 0 | 0 | 0 | 0 | 0 | 0 | 0 | 0 | 0 | 0 | 0 | 0 | 0 | 0 | 0 | 0 | 0 | 0 | 12
NO |  | 56 | 2012 | 5 | 29 | 29 |  | CLINTMOORE | YAMATO | 230 | 230 | H | 1.28 | 0 | 1 | 1-1431 ACSR AZ | 0 | 0 | 0 | 0 | 0 | 0 | 0 | 0 | 0 | 0 | 0 | 0 | 0 | 0 | 0 | 0 | 0 | 0 | 0 | 0 | 0 | 0 | 0 | 12
NO |  | 56 | 2012 | 5 | 30 | 30 |  | CLINTMOORE | YAMATO | 230 | 230 | SP | 0.15 | 0 | 1 | 1-1431 ACSR AW | 0 | 0 | 0 | 0 | 0 | 0 | 0 | 0 | 0 | 0 | 0 | 0 | 0 | 0 | 0 | 0 | 0 | 0 | 0 | 0 | 0 | 0 | 0 | 12
NO |  | 56 | 2012 | 5 | 31 | 31 |  | CLINTMOORE | YAMATO | 230 | 230 | SP | 1.51 | 0 | 1 | 1-1431 ACSR AZ | 0 | 0 | 0 | 0 | 0 | 0 | 0 | 0 | 0 | 0 | 0 | 0 | 0 | 0 | 0 | 0 | 0 | 0 | 0 | 0 | 0 | 0 | 0 | 12
NO |  | 56 | 2012 | 5 | 32 | 32 |  | COAST | PEACHLAND | 230 | 230 | SP | 5.47 | 0 | 1 | 1-954 ACSR AW | 0 | 0 | 0 | 0 | 0 | 0 | 0 | 0 | 0 | 0 | 0 | 0 | 0 | 0 | 0 | 0 | 0 | 0 | 0 | 0 | 0 | 0 | 0 | 12
NO |  | 56 | 2012 | 5 | 33 | 33 |  | COLLIER | ORANGE RIVER 1 | 230 | 230 | SP | 35.32 | 0 | 1 | 1-1431 ACSR AW | 0 | 0 | 0 | 0 | 0 | 0 | 0 | 0 | 0 | 0 | 0 | 0 | 0 | 0 | 0 | 0 | 0 | 0 | 0 | 0 | 0 | 0 | 0 | 12
NO |  | 56 | 2012 | 5 | 34 | 34 |  | COLLIER | ORANGE RIVER 1 | 230 | 230 | SP | 2.88 | 0 | 2 | 1-1431 ACSR AW | 0 | 0 | 0 | 0 | 0 | 0 | 0 | 0 | 0 | 0 | 0 | 0 | 0 | 0 | 0 | 0 | 0 | 0 | 0 | 0 | 0 | 0 | 0 | 12
NO |  | 56 | 2012 | 5 | 35 | 35 |  | COLLIER | ORANGE RIVER 2 | 230 | 230 | SP | 65.91 | 0 | 1 | 1-1431 ACSR AW | 0 | 0 | 0 | 0 | 0 | 0 | 0 | 0 | 0 | 0 | 0 | 0 | 0 | 0 | 0 | 0 | 0 | 0 | 0 | 0 | 0 | 0 | 0 | 12
NO |  | 56 | 2012 | 6 | 1 | 1 |  | COLLIER | TERRY | 230 | 230 | H | 0.23 | 0 | 1 | 1-1431 ACSR AZ | 0 | 0 | 0 | 0 | 0 | 0 | 0 | 0 | 0 | 0 | 0 | 0 | 0 | 0 | 0 | 0 | 0 | 0 | 0 | 0 | 0 | 0 | 0 | 12
NO |  | 56 | 2012 | 6 | 2 | 2 |  | COLLIER | TERRY | 230 | 230 | SP | 0.23 | 0 | 1 | 1-1431 ACSR AW | 0 | 0 | 0 | 0 | 0 | 0 | 0 | 0 | 0 | 0 | 0 | 0 | 0 | 0 | 0 | 0 | 0 | 0 | 0 | 0 | 0 | 0 | 0 | 12
NO |  | 56 | 2012 | 6 | 3 | 3 |  | COLLIER | TERRY | 230 | 230 | H | 12.4 | 0 | 2 | 1-1431 ACSR AZ | 0 | 0 | 0 | 0 | 0 | 0 | 0 | 0 | 0 | 0 | 0 | 0 | 0 | 0 | 0 | 0 | 0 | 0 | 0 | 0 | 0 | 0 | 0 | 12
NO |  | 56 | 2012 | 6 | 4 | 4 |  | CONSERVATION | MALLARD | 230 | 230 | H | 0.03 | 0 | 1 | 1-1431 ACSR AZ | 0 | 0 | 0 | 0 | 0 | 0 | 0 | 0 | 0 | 0 | 0 | 0 | 0 | 0 | 0 | 0 | 0 | 0 | 0 | 0 | 0 | 0 | 0 | 12
NO |  | 56 | 2012 | 6 | 5 | 5 |  | CONSERVATION | MALLARD | 230 | 230 | H | 0 | 5.51 | 2 | 1-1431 ACSR AZ | 0 | 0 | 0 | 0 | 0 | 0 | 0 | 0 | 0 | 0 | 0 | 0 | 0 | 0 | 0 | 0 | 0 | 0 | 0 | 0 | 0 | 0 | 0 | 12
NO |  | 56 | 2012 | 6 | 6 | 6 |  | CONSERVATION | MALLARD | 230 | 230 | SP | 0 | 0.31 | 2 | 1-1431 ACSR AW | 0 | 0 | 0 | 0 | 0 | 0 | 0 | 0 | 0 | 0 | 0 | 0 | 0 | 0 | 0 | 0 | 0 | 0 | 0 | 0 | 0 | 0 | 0 | 12
NO |  | 56 | 2012 | 6 | 7 | 7 |  | CONSERVATION | MOTOROLA | 230 | 230 | SP | 4.96 | 0 | 1 | 1-1431 ACSR AZ | 0 | 0 | 0 | 0 | 0 | 0 | 0 | 0 | 0 | 0 | 0 | 0 | 0 | 0 | 0 | 0 | 0 | 0 | 0 | 0 | 0 | 0 | 0 | 12
NO |  | 56 | 2012 | 6 | 8 | 8 |  | CONSERVATION | MOTOROLA | 230 | 230 | SP | 0 | 1.21 | 2 | 1-1431 ACSR AW | 0 | 0 | 0 | 0 | 0 | 0 | 0 | 0 | 0 | 0 | 0 | 0 | 0 | 0 | 0 | 0 | 0 | 0 | 0 | 0 | 0 | 0 | 0 | 12
NO |  | 56 | 2012 | 6 | 9 | 9 |  | CONSERVATION | NOB HILL | 230 | 230 | SP | 4.16 | 0 | 1 | 1-1431 ACSR AW | 0 | 0 | 0 | 0 | 0 | 0 | 0 | 0 | 0 | 0 | 0 | 0 | 0 | 0 | 0 | 0 | 0 | 0 | 0 | 0 | 0 | 0 | 0 | 12
NO |  | 56 | 2012 | 6 | 10 | 10 |  | CONSERVATION | NOB HILL | 230 | 230 | SP | 1.21 | 0 | 2 | 1-1431 ACSR AW | 0 | 0 | 0 | 0 | 0 | 0 | 0 | 0 | 0 | 0 | 0 | 0 | 0 | 0 | 0 | 0 | 0 | 0 | 0 | 0 | 0 | 0 | 0 | 12
NO |  | 56 | 2012 | 6 | 11 | 11 |  | CONSERVATION | OAKLAND PARK | 230 | 230 | SP | 8.08 | 0 | 1 | 1-1431 ACSR AW | 0 | 0 | 0 | 0 | 0 | 0 | 0 | 0 | 0 | 0 | 0 | 0 | 0 | 0 | 0 | 0 | 0 | 0 | 0 | 0 | 0 | 0 | 0 | 12
NO |  | 56 | 2012 | 6 | 12 | 12 |  | CONSERVATION | OAKLAND PARK | 230 | 230 | SP | 11.53 | 0 | 2 | 1-1431 ACSR AW | 0 | 0 | 0 | 0 | 0 | 0 | 0 | 0 | 0 | 0 | 0 | 0 | 0 | 0 | 0 | 0 | 0 | 0 | 0 | 0 | 0 | 0 | 0 | 12
NO |  | 56 | 2012 | 6 | 13 | 13 |  | CORBETT | RANCH 1 | 230 | 230 | SP | 0.01 | 0 | 1 | 1-1431 ACSR AW | 0 | 0 | 0 | 0 | 0 | 0 | 0 | 0 | 0 | 0 | 0 | 0 | 0 | 0 | 0 | 0 | 0 | 0 | 0 | 0 | 0 | 0 | 0 | 12
NO |  | 56 | 2012 | 6 | 14 | 14 |  | CORBETT | RANCH 1 | 230 | 230 | SP | 3.27 | 0 | 1 | 1-1431 ACSR TW | 0 | 0 | 0 | 0 | 0 | 0 | 0 | 0 | 0 | 0 | 0 | 0 | 0 | 0 | 0 | 0 | 0 | 0 | 0 | 0 | 0 | 0 | 0 | 12
NO |  | 56 | 2012 | 6 | 15 | 15 |  | CORBETT | RANCH 1 | 230 | 230 | SP | 0.03 | 0 | 1 | 1-954 ACSR AW | 0 | 0 | 0 | 0 | 0 | 0 | 0 | 0 | 0 | 0 | 0 | 0 | 0 | 0 | 0 | 0 | 0 | 0 | 0 | 0 | 0 | 0 | 0 | 12
NO |  | 56 | 2012 | 6 | 16 | 16 |  | CORBETT | RANCH 1 | 230 | 230 | H | 3.77 | 4.73 | 2 | 1-1431 ACSR TW | 0 | 0 | 0 | 0 | 0 | 0 | 0 | 0 | 0 | 0 | 0 | 0 | 0 | 0 | 0 | 0 | 0 | 0 | 0 | 0 | 0 | 0 | 0 | 12
NO |  | 56 | 2012 | 6 | 17 | 17 |  | CORBETT | RANCH 1 | 230 | 230 | SP | 0.52 | 0 | 2 | 1-1431 ACSR TW | 0 | 0 | 0 | 0 | 0 | 0 | 0 | 0 | 0 | 0 | 0 | 0 | 0 | 0 | 0 | 0 | 0 | 0 | 0 | 0 | 0 | 0 | 0 | 12
NO |  | 56 | 2012 | 6 | 18 | 18 |  | CORBETT | RANCH 2 | 230 | 230 | H | 0.06 | 0 | 1 | 1-1431 ACSR TW | 0 | 0 | 0 | 0 | 0 | 0 | 0 | 0 | 0 | 0 | 0 | 0 | 0 | 0 | 0 | 0 | 0 | 0 | 0 | 0 | 0 | 0 | 0 | 12
NO |  | 56 | 2012 | 6 | 19 | 19 |  | CORBETT | RANCH 2 | 230 | 230 | SP | 2.8 | 0 | 1 | 1-1431 ACSR AW | 0 | 0 | 0 | 0 | 0 | 0 | 0 | 0 | 0 | 0 | 0 | 0 | 0 | 0 | 0 | 0 | 0 | 0 | 0 | 0 | 0 | 0 | 0 | 12
NO |  | 56 | 2012 | 6 | 20 | 20 |  | CORBETT | RANCH 2 | 230 | 230 | SP | 0.23 | 0 | 1 | 1-1431 ACSR TW | 0 | 0 | 0 | 0 | 0 | 0 | 0 | 0 | 0 | 0 | 0 | 0 | 0 | 0 | 0 | 0 | 0 | 0 | 0 | 0 | 0 | 0 | 0 | 12
NO |  | 56 | 2012 | 6 | 21 | 21 |  | CORBETT | RANCH 2 | 230 | 230 | H | 0.42 | 8.48 | 2 | 1-1431 ACSR TW | 0 | 0 | 0 | 0 | 0 | 0 | 0 | 0 | 0 | 0 | 0 | 0 | 0 | 0 | 0 | 0 | 0 | 0 | 0 | 0 | 0 | 0 | 0 | 12
NO |  | 56 | 2012 | 6 | 22 | 22 |  | CORBETT | RANCH 2 | 230 | 230 | SP | 0.55 | 0 | 2 | 1-1431 ACSR AW | 0 | 0 | 0 | 0 | 0 | 0 | 0 | 0 | 0 | 0 | 0 | 0 | 0 | 0 | 0 | 0 | 0 | 0 | 0 | 0 | 0 | 0 | 0 | 12
NO |  | 56 | 2012 | 6 | 23 | 23 |  | CORBETT | SUGAR | 230 | 230 | SP | 1.27 | 0 | 1 | 2-954 ACSR AW | 0 | 0 | 0 | 0 | 0 | 0 | 0 | 0 | 0 | 0 | 0 | 0 | 0 | 0 | 0 | 0 | 0 | 0 | 0 | 0 | 0 | 0 | 0 | 12
NO |  | 56 | 2012 | 6 | 24 | 24 |  | CORTEZ | JOHNSON 1 | 230 | 230 | H | 0.04 | 0 | 1 | 1-954 ACSR AW | 0 | 0 | 0 | 0 | 0 | 0 | 0 | 0 | 0 | 0 | 0 | 0 | 0 | 0 | 0 | 0 | 0 | 0 | 0 | 0 | 0 | 0 | 0 | 12
NO |  | 56 | 2012 | 6 | 25 | 25 |  | CORTEZ | JOHNSON 1 | 230 | 230 | SP | 10.77 | 0 | 1 | 1-954 ACSR AW | 0 | 0 | 0 | 0 | 0 | 0 | 0 | 0 | 0 | 0 | 0 | 0 | 0 | 0 | 0 | 0 | 0 | 0 | 0 | 0 | 0 | 0 | 0 | 12
NO |  | 56 | 2012 | 6 | 26 | 26 |  | DADE | DORAL (RRDC) | 230 | 230 | H | 0.1 | 0 | 1 | 1-1431 ACSR AZ | 0 | 0 | 0 | 0 | 0 | 0 | 0 | 0 | 0 | 0 | 0 | 0 | 0 | 0 | 0 | 0 | 0 | 0 | 0 | 0 | 0 | 0 | 0 | 12
NO |  | 56 | 2012 | 6 | 27 | 27 |  | DADE | DORAL (RRDC) | 230 | 230 | H | 0.83 | 0 | 1 | 2-556.5 ACSR AZ | 0 | 0 | 0 | 0 | 0 | 0 | 0 | 0 | 0 | 0 | 0 | 0 | 0 | 0 | 0 | 0 | 0 | 0 | 0 | 0 | 0 | 0 | 0 | 12
NO |  | 56 | 2012 | 6 | 28 | 28 |  | DADE | DORAL (RRDC) | 230 | 230 | SP | 0.57 | 0 | 1 | 1-1431 ACSR AZ | 0 | 0 | 0 | 0 | 0 | 0 | 0 | 0 | 0 | 0 | 0 | 0 | 0 | 0 | 0 | 0 | 0 | 0 | 0 | 0 | 0 | 0 | 0 | 12
NO |  | 56 | 2012 | 6 | 29 | 29 |  | DADE | DORAL (RRDC) | 230 | 230 | H | 1.5 | 0 | 2 | 1-1431 ACSR AZ | 0 | 0 | 0 | 0 | 0 | 0 | 0 | 0 | 0 | 0 | 0 | 0 | 0 | 0 | 0 | 0 | 0 | 0 | 0 | 0 | 0 | 0 | 0 | 12
NO |  | 56 | 2012 | 6 | 30 | 30 |  | DADE | GRATIGNY | 230 | 230 | H | 2.67 | 0 | 1 | 1-1431 ACSR AZ | 0 | 0 | 0 | 0 | 0 | 0 | 0 | 0 | 0 | 0 | 0 | 0 | 0 | 0 | 0 | 0 | 0 | 0 | 0 | 0 | 0 | 0 | 0 | 12
NO |  | 56 | 2012 | 6 | 31 | 31 |  | DADE | GRATIGNY | 230 | 230 | SP | 0.88 | 0 | 1 | 1-1431 ACSR AZ | 0 | 0 | 0 | 0 | 0 | 0 | 0 | 0 | 0 | 0 | 0 | 0 | 0 | 0 | 0 | 0 | 0 | 0 | 0 | 0 | 0 | 0 | 0 | 12
NO |  | 56 | 2012 | 6 | 32 | 32 |  | DADE | GRATIGNY | 230 | 230 | H | 0.44 | 0 | 2 | 1-1431 ACSR AZ | 0 | 0 | 0 | 0 | 0 | 0 | 0 | 0 | 0 | 0 | 0 | 0 | 0 | 0 | 0 | 0 | 0 | 0 | 0 | 0 | 0 | 0 | 0 | 12
NO |  | 56 | 2012 | 6 | 33 | 33 |  | DADE | LEVEE 1 | 230 | 230 | H | 0.04 | 0 | 1 | 1-1431 ACSR AW | 0 | 0 | 0 | 0 | 0 | 0 | 0 | 0 | 0 | 0 | 0 | 0 | 0 | 0 | 0 | 0 | 0 | 0 | 0 | 0 | 0 | 0 | 0 | 12
NO |  | 56 | 2012 | 6 | 34 | 34 |  | DADE | LEVEE 1 | 230 | 230 | H | 0.09 | 0 | 1 | 1-1431 ACSR AZ | 0 | 0 | 0 | 0 | 0 | 0 | 0 | 0 | 0 | 0 | 0 | 0 | 0 | 0 | 0 | 0 | 0 | 0 | 0 | 0 | 0 | 0 | 0 | 12
NO |  | 56 | 2012 | 6 | 35 | 35 |  | DADE | LEVEE 1 | 230 | 230 | SP | 4.64 | 0 | 1 | 1-1431 ACSR AW | 0 | 0 | 0 | 0 | 0 | 0 | 0 | 0 | 0 | 0 | 0 | 0 | 0 | 0 | 0 | 0 | 0 | 0 | 0 | 0 | 0 | 0 | 0 | 12
NO |  | 56 | 2012 | 7 | 1 | 1 |  | DADE | LEVEE 1 | 230 | 230 | SP | 0.1 | 0 | 1 | 1-1431 ACSR AZ | 0 | 0 | 0 | 0 | 0 | 0 | 0 | 0 | 0 | 0 | 0 | 0 | 0 | 0 | 0 | 0 | 0 | 0 | 0 | 0 | 0 | 0 | 0 | 12
NO |  | 56 | 2012 | 7 | 2 | 2 |  | DADE | LEVEE 1 | 230 | 230 | H | 2.71 | 5.03 | 2 | 1-1431 ACSR AZ | 0 | 0 | 0 | 0 | 0 | 0 | 0 | 0 | 0 | 0 | 0 | 0 | 0 | 0 | 0 | 0 | 0 | 0 | 0 | 0 | 0 | 0 | 0 | 12
NO |  | 56 | 2012 | 7 | 3 | 3 |  | DADE | LEVEE 2 | 230 | 230 | H | 0.11 | 0 | 1 | 1-1431 ACSR AZ | 0 | 0 | 0 | 0 | 0 | 0 | 0 | 0 | 0 | 0 | 0 | 0 | 0 | 0 | 0 | 0 | 0 | 0 | 0 | 0 | 0 | 0 | 0 | 12
NO |  | 56 | 2012 | 7 | 4 | 4 |  | DADE | LEVEE 2 | 230 | 230 | H | 0.85 | 0 | 1 | 2-556.5 ACSR AZ | 0 | 0 | 0 | 0 | 0 | 0 | 0 | 0 | 0 | 0 | 0 | 0 | 0 | 0 | 0 | 0 | 0 | 0 | 0 | 0 | 0 | 0 | 0 | 12
NO |  | 56 | 2012 | 7 | 5 | 5 |  | DADE | LEVEE 2 | 230 | 230 | SP | 1.33 | 0 | 1 | 1-1431 ACSR AZ | 0 | 0 | 0 | 0 | 0 | 0 | 0 | 0 | 0 | 0 | 0 | 0 | 0 | 0 | 0 | 0 | 0 | 0 | 0 | 0 | 0 | 0 | 0 | 12
NO |  | 56 | 2012 | 7 | 6 | 6 |  | DADE | LEVEE 2 | 230 | 230 | H | 6.88 | 0 | 2 | 1-1431 ACSR AZ | 0 | 0 | 0 | 0 | 0 | 0 | 0 | 0 | 0 | 0 | 0 | 0 | 0 | 0 | 0 | 0 | 0 | 0 | 0 | 0 | 0 | 0 | 0 | 12
NO |  | 56 | 2012 | 7 | 7 | 7 |  | DADE | LEVEE 3 | 230 | 230 | SP | 9.03 | 0 | 1 | 2-954 ACSR AW | 0 | 0 | 0 | 0 | 0 | 0 | 0 | 0 | 0 | 0 | 0 | 0 | 0 | 0 | 0 | 0 | 0 | 0 | 0 | 0 | 0 | 0 | 0 | 12
NO |  | 56 | 2012 | 7 | 8 | 8 |  | DADE | MIAMI SHORES | 230 | 230 | SP | 0.06 | 0 | 1 | 1-1431 ACSR AW | 0 | 0 | 0 | 0 | 0 | 0 | 0 | 0 | 0 | 0 | 0 | 0 | 0 | 0 | 0 | 0 | 0 | 0 | 0 | 0 | 0 | 0 | 0 | 12
NO |  | 56 | 2012 | 7 | 9 | 9 |  | DADE | MIAMI SHORES | 230 | 230 | SP | 8.61 | 0 | 1 | 1-1431 ACSR AZ | 0 | 0 | 0 | 0 | 0 | 0 | 0 | 0 | 0 | 0 | 0 | 0 | 0 | 0 | 0 | 0 | 0 | 0 | 0 | 0 | 0 | 0 | 0 | 12
NO |  | 56 | 2012 | 7 | 10 | 10 |  | DADE | MIAMI SHORES | 230 | 230 | H | 0.44 | 0 | 2 | 1-1431 ACSR AZ | 0 | 0 | 0 | 0 | 0 | 0 | 0 | 0 | 0 | 0 | 0 | 0 | 0 | 0 | 0 | 0 | 0 | 0 | 0 | 0 | 0 | 0 | 0 | 12
NO |  | 56 | 2012 | 7 | 11 | 11 |  | DADE | OVERTOWN | 230 | 230 | SP | 1.57 | 0 | 1 | 1-1431 ACSR AW | 0 | 0 | 0 | 0 | 0 | 0 | 0 | 0 | 0 | 0 | 0 | 0 | 0 | 0 | 0 | 0 | 0 | 0 | 0 | 0 | 0 | 0 | 0 | 12
NO |  | 56 | 2012 | 7 | 12 | 12 |  | DADE | OVERTOWN | 230 | 230 | SP | 0.01 | 0 | 1 | 1-1431 ACSR AZ | 0 | 0 | 0 | 0 | 0 | 0 | 0 | 0 | 0 | 0 | 0 | 0 | 0 | 0 | 0 | 0 | 0 | 0 | 0 | 0 | 0 | 0 | 0 | 12
NO |  | 56 | 2012 | 7 | 13 | 13 |  | DADE | OVERTOWN | 230 | 230 | SP | 7.71 | 0 | 2 | 1-1431 ACSR AW | 0 | 0 | 0 | 0 | 0 | 0 | 0 | 0 | 0 | 0 | 0 | 0 | 0 | 0 | 0 | 0 | 0 | 0 | 0 | 0 | 0 | 0 | 0 | 12
NO |  | 56 | 2012 | 7 | 14 | 14 |  | DAVIS | LEVEE 1 | 230 | 230 | H | 0.14 | 0 | 1 | 1-1431 ACSR AZ | 0 | 0 | 0 | 0 | 0 | 0 | 0 | 0 | 0 | 0 | 0 | 0 | 0 | 0 | 0 | 0 | 0 | 0 | 0 | 0 | 0 | 0 | 0 | 12
NO |  | 56 | 2012 | 7 | 15 | 15 |  | DAVIS | LEVEE 1 | 230 | 230 | SP | 0.1 | 0 | 1 | 1-1431 ACSR AZ | 0 | 0 | 0 | 0 | 0 | 0 | 0 | 0 | 0 | 0 | 0 | 0 | 0 | 0 | 0 | 0 | 0 | 0 | 0 | 0 | 0 | 0 | 0 | 12
NO |  | 56 | 2012 | 7 | 16 | 16 |  | DAVIS | LEVEE 1 | 230 | 230 | H | 1.06 | 12.33 | 2 | 1-1431 ACSR AZ | 0 | 0 | 0 | 0 | 0 | 0 | 0 | 0 | 0 | 0 | 0 | 0 | 0 | 0 | 0 | 0 | 0 | 0 | 0 | 0 | 0 | 0 | 0 | 12
NO |  | 56 | 2012 | 7 | 17 | 17 |  | DAVIS | LEVEE 2 | 230 | 230 | H | 0.23 | 0 | 1 | 1-1431 ACSR AZ | 0 | 0 | 0 | 0 | 0 | 0 | 0 | 0 | 0 | 0 | 0 | 0 | 0 | 0 | 0 | 0 | 0 | 0 | 0 | 0 | 0 | 0 | 0 | 12
NO |  | 56 | 2012 | 7 | 18 | 18 |  | DAVIS | LEVEE 2 | 230 | 230 | H | 12.33 | 1.06 | 2 | 1-1431 ACSR AZ | 0 | 0 | 0 | 0 | 0 | 0 | 0 | 0 | 0 | 0 | 0 | 0 | 0 | 0 | 0 | 0 | 0 | 0 | 0 | 0 | 0 | 0 | 0 | 12
NO |  | 56 | 2012 | 7 | 19 | 19 |  | DAVIS | TURKEY POINT 2 | 230 | 230 | H | 0.17 | 0 | 1 | 1-1691 AAAC | 0 | 0 | 0 | 0 | 0 | 0 | 0 | 0 | 0 | 0 | 0 | 0 | 0 | 0 | 0 | 0 | 0 | 0 | 0 | 0 | 0 | 0 | 0 | 12
NO |  | 56 | 2012 | 7 | 20 | 20 |  | DAVIS | TURKEY POINT 2 | 230 | 230 | H | 0 | 18.26 | 2 | 1-1691 AAAC | 0 | 0 | 0 | 0 | 0 | 0 | 0 | 0 | 0 | 0 | 0 | 0 | 0 | 0 | 0 | 0 | 0 | 0 | 0 | 0 | 0 | 0 | 0 | 12
NO |  | 56 | 2012 | 7 | 21 | 21 |  | DAVIS | TURKEY POINT 3 | 230 | 230 | H | 0.17 | 0 | 1 | 1-1691 AAAC | 0 | 0 | 0 | 0 | 0 | 0 | 0 | 0 | 0 | 0 | 0 | 0 | 0 | 0 | 0 | 0 | 0 | 0 | 0 | 0 | 0 | 0 | 0 | 12
NO |  | 56 | 2012 | 7 | 22 | 22 |  | DAVIS | TURKEY POINT 3 | 230 | 230 | H | 0 | 18.29 | 2 | 1-1691 AAAC | 0 | 0 | 0 | 0 | 0 | 0 | 0 | 0 | 0 | 0 | 0 | 0 | 0 | 0 | 0 | 0 | 0 | 0 | 0 | 0 | 0 | 0 | 0 | 12
NO |  | 56 | 2012 | 7 | 23 | 23 |  | DAVIS | PRINCETON 1 | 230 | 230 | H | 6.59 | 0 | 1 | 1-1691 AAAC | 0 | 0 | 0 | 0 | 0 | 0 | 0 | 0 | 0 | 0 | 0 | 0 | 0 | 0 | 0 | 0 | 0 | 0 | 0 | 0 | 0 | 0 | 0 | 12
NO |  | 56 | 2012 | 7 | 24 | 24 |  | DAVIS | PRINCETON 1 | 230 | 230 | SP | 0.13 | 0 | 1 | 1-1431 ACSR AW | 0 | 0 | 0 | 0 | 0 | 0 | 0 | 0 | 0 | 0 | 0 | 0 | 0 | 0 | 0 | 0 | 0 | 0 | 0 | 0 | 0 | 0 | 0 | 12
NO |  | 56 | 2012 | 7 | 25 | 25 |  | DAVIS | PRINCETON 1 | 230 | 230 | H | 1.46 | 0 | 2 | 1-1691 AAAC | 0 | 0 | 0 | 0 | 0 | 0 | 0 | 0 | 0 | 0 | 0 | 0 | 0 | 0 | 0 | 0 | 0 | 0 | 0 | 0 | 0 | 0 | 0 | 12
NO |  | 56 | 2012 | 7 | 26 | 26 |  | DELTRAIL | YAMATO | 230 | 230 | SP | 7.62 | 0 | 1 | 1-1431 ACSR AW | 0 | 0 | 0 | 0 | 0 | 0 | 0 | 0 | 0 | 0 | 0 | 0 | 0 | 0 | 0 | 0 | 0 | 0 | 0 | 0 | 0 | 0 | 0 | 12
NO |  | 56 | 2012 | 7 | 27 | 27 |  | DELTRAIL | YAMATO | 230 | 230 | SP | 0.42 | 0.32 | 2 | 1-1431 ACSR AW | 0 | 0 | 0 | 0 | 0 | 0 | 0 | 0 | 0 | 0 | 0 | 0 | 0 | 0 | 0 | 0 | 0 | 0 | 0 | 0 | 0 | 0 | 0 | 12
NO |  | 56 | 2012 | 7 | 28 | 28 |  | DORAL (RRDC) | DADE RES RCVRY (DADE COUNTY | 230 | 230 | SP | 0.84 | 0 | 2 | 1-954 ACSR AZ | 0 | 0 | 0 | 0 | 0 | 0 | 0 | 0 | 0 | 0 | 0 | 0 | 0 | 0 | 0 | 0 | 0 | 0 | 0 | 0 | 0 | 0 | 0 | 12
NO |  | 56 | 2012 | 7 | 29 | 29 |  | DUVAL | BRANDY BRANCH (JEA) 1 | 230 | 230 | H | 0 | 0 | 1 | 1-1590 ACSR | 0 | 0 | 0 | 0 | 0 | 0 | 0 | 0 | 0 | 0 | 0 | 0 | 0 | 0 | 0 | 0 | 0 | 0 | 0 | 0 | 0 | 0 | 0 | 12
NO |  | 56 | 2012 | 7 | 30 | 30 |  | DUVAL | BRANDY BRANCH (JEA) 2 | 230 | 230 | H | 0 | 0 | 1 | 1-1590 ACSR | 0 | 0 | 0 | 0 | 0 | 0 | 0 | 0 | 0 | 0 | 0 | 0 | 0 | 0 | 0 | 0 | 0 | 0 | 0 | 0 | 0 | 0 | 0 | 12
NO |  | 56 | 2012 | 7 | 31 | 31 |  | DUVAL | BRANDY BRANCH (JEA) 3 | 230 | 230 | H | 0 | 0 | 1 | 1-1590 ACSR | 0 | 0 | 0 | 0 | 0 | 0 | 0 | 0 | 0 | 0 | 0 | 0 | 0 | 0 | 0 | 0 | 0 | 0 | 0 | 0 | 0 | 0 | 0 | 12
NO |  | 56 | 2012 | 7 | 32 | 32 |  | DUVAL | JACKSONVILLE HEIGHTS (JEA) | 230 | 230 | H | 0.09 | 0 | 1 | 1-1431 ACSR AZ | 0 | 0 | 0 | 0 | 0 | 0 | 0 | 0 | 0 | 0 | 0 | 0 | 0 | 0 | 0 | 0 | 0 | 0 | 0 | 0 | 0 | 0 | 0 | 12
NO |  | 56 | 2012 | 7 | 33 | 33 |  | DUVAL | KINGSLAND (GAP) | 230 | 230 | H | 13.13 | 0 | 1 | 1-1431 ACSR AZ | 0 | 0 | 0 | 0 | 0 | 0 | 0 | 0 | 0 | 0 | 0 | 0 | 0 | 0 | 0 | 0 | 0 | 0 | 0 | 0 | 0 | 0 | 0 | 12
NO |  | 56 | 2012 | 7 | 34 | 34 |  | DUVAL | KINGSLAND (GAP) | 230 | 230 | H | 15.2 | 0 | 1 | 2-954 ACSR AZ | 0 | 0 | 0 | 0 | 0 | 0 | 0 | 0 | 0 | 0 | 0 | 0 | 0 | 0 | 0 | 0 | 0 | 0 | 0 | 0 | 0 | 0 | 0 | 12
NO |  | 56 | 2012 | 7 | 35 | 35 |  | DUVAL | KINGSLAND (GAP) | 230 | 230 | SP | 0.22 | 0 | 1 | 1-1431 ACSR AW | 0 | 0 | 0 | 0 | 0 | 0 | 0 | 0 | 0 | 0 | 0 | 0 | 0 | 0 | 0 | 0 | 0 | 0 | 0 | 0 | 0 | 0 | 0 | 12
NO |  | 56 | 2012 | 8 | 1 | 1 |  | DUVAL | KINGSLAND (GAP) | 230 | 230 | SP | 20.96 | 0 | 1 | 1-1431 ACSR AZ | 0 | 0 | 0 | 0 | 0 | 0 | 0 | 0 | 0 | 0 | 0 | 0 | 0 | 0 | 0 | 0 | 0 | 0 | 0 | 0 | 0 | 0 | 0 | 12
NO |  | 56 | 2012 | 8 | 2 | 2 |  | DUVAL | KINGSLAND (GAP) | 230 | 230 | SP | 6.89 | 0 | 1 | 1-954 ACSR AW | 0 | 0 | 0 | 0 | 0 | 0 | 0 | 0 | 0 | 0 | 0 | 0 | 0 | 0 | 0 | 0 | 0 | 0 | 0 | 0 | 0 | 0 | 0 | 12
NO |  | 56 | 2012 | 8 | 3 | 3 |  | DUVAL | SPRINGBANK | 230 | 230 | H | 0.49 | 0 | 1 | 1-1431 ACSR AW | 0 | 0 | 0 | 0 | 0 | 0 | 0 | 0 | 0 | 0 | 0 | 0 | 0 | 0 | 0 | 0 | 0 | 0 | 0 | 0 | 0 | 0 | 0 | 12
NO |  | 56 | 2012 | 8 | 4 | 4 |  | DUVAL | SPRINGBANK | 230 | 230 | H | 27.04 | 0 | 1 | 1-1431 ACSR AZ | 0 | 0 | 0 | 0 | 0 | 0 | 0 | 0 | 0 | 0 | 0 | 0 | 0 | 0 | 0 | 0 | 0 | 0 | 0 | 0 | 0 | 0 | 0 | 12
NO |  | 56 | 2012 | 8 | 5 | 5 |  | DUVAL | SPRINGBANK | 230 | 230 | SP | 0.28 | 0 | 1 | 1-1431 ACSR AZ | 0 | 0 | 0 | 0 | 0 | 0 | 0 | 0 | 0 | 0 | 0 | 0 | 0 | 0 | 0 | 0 | 0 | 0 | 0 | 0 | 0 | 0 | 0 | 12
NO |  | 56 | 2012 | 8 | 6 | 6 |  | EMERSON | MIDWAY | 230 | 230 | H | 12.1 | 0 | 1 | 1-795 ACSR AZ | 0 | 0 | 0 | 0 | 0 | 0 | 0 | 0 | 0 | 0 | 0 | 0 | 0 | 0 | 0 | 0 | 0 | 0 | 0 | 0 | 0 | 0 | 0 | 12
NO |  | 56 | 2012 | 8 | 7 | 7 |  | EMERSON | MIDWAY | 230 | 230 | H | 2.84 | 0 | 2 | 1-954 ACSR AW | 0 | 0 | 0 | 0 | 0 | 0 | 0 | 0 | 0 | 0 | 0 | 0 | 0 | 0 | 0 | 0 | 0 | 0 | 0 | 0 | 0 | 0 | 0 | 12
NO |  | 56 | 2012 | 8 | 8 | 8 |  | FLAGAMI | LEVEE | 230 | 230 | H | 0.42 | 0 | 1 | 1-1431 ACSR AZ | 0 | 0 | 0 | 0 | 0 | 0 | 0 | 0 | 0 | 0 | 0 | 0 | 0 | 0 | 0 | 0 | 0 | 0 | 0 | 0 | 0 | 0 | 0 | 12
NO |  | 56 | 2012 | 8 | 9 | 9 |  | FLAGAMI | LEVEE | 230 | 230 | SP | 0.23 | 0 | 1 | 1-1431 ACSR AZ | 0 | 0 | 0 | 0 | 0 | 0 | 0 | 0 | 0 | 0 | 0 | 0 | 0 | 0 | 0 | 0 | 0 | 0 | 0 | 0 | 0 | 0 | 0 | 12
NO |  | 56 | 2012 | 8 | 10 | 10 |  | FLAGAMI | LEVEE | 230 | 230 | SP | 4.7 | 0 | 1 | 2-556.5 ACSR AZ | 0 | 0 | 0 | 0 | 0 | 0 | 0 | 0 | 0 | 0 | 0 | 0 | 0 | 0 | 0 | 0 | 0 | 0 | 0 | 0 | 0 | 0 | 0 | 12
NO |  | 56 | 2012 | 8 | 11 | 11 |  | FLAGAMI | LEVEE | 230 | 230 | H | 3.45 | 4.33 | 2 | 1-1431 ACSR AZ | 0 | 0 | 0 | 0 | 0 | 0 | 0 | 0 | 0 | 0 | 0 | 0 | 0 | 0 | 0 | 0 | 0 | 0 | 0 | 0 | 0 | 0 | 0 | 12
NO |  | 56 | 2012 | 8 | 12 | 12 |  | FLAGAMI | MIAMI 1 | 230 | 230 | SP | 3.43 | 0 | 1 | 1-1431 ACSR AZ | 0 | 0 | 0 | 0 | 0 | 0 | 0 | 0 | 0 | 0 | 0 | 0 | 0 | 0 | 0 | 0 | 0 | 0 | 0 | 0 | 0 | 0 | 0 | 12
NO |  | 56 | 2012 | 8 | 13 | 13 |  | FLAGAMI | MIAMI 1 | 230 | 230 | UG | 6.15 | 0 | 1 | 1-2000 CU SD | 0 | 0 | 0 | 0 | 0 | 0 | 0 | 0 | 0 | 0 | 0 | 0 | 0 | 0 | 0 | 0 | 0 | 0 | 0 | 0 | 0 | 0 | 0 | 12
NO |  | 56 | 2012 | 8 | 14 | 14 |  | FLAGAMI | MIAMI 1 | 230 | 230 | UG | 0.88 | 0 | 1 | 1-2500 CU SD | 0 | 0 | 0 | 0 | 0 | 0 | 0 | 0 | 0 | 0 | 0 | 0 | 0 | 0 | 0 | 0 | 0 | 0 | 0 | 0 | 0 | 0 | 0 | 12
NO |  | 56 | 2012 | 8 | 15 | 15 |  | FLAGAMI | MIAMI 2 | 230 | 230 | UG | 8.58 | 0 | 1 | 1-3000 AL | 0 | 0 | 0 | 0 | 0 | 0 | 0 | 0 | 0 | 0 | 0 | 0 | 0 | 0 | 0 | 0 | 0 | 0 | 0 | 0 | 0 | 0 | 0 | 12
NO |  | 56 | 2012 | 8 | 16 | 16 |  | FLAGAMI | MIAMI 2 | 230 | 230 | UG | 1.05 | 0 | 1 | 1-3750 AL | 0 | 0 | 0 | 0 | 0 | 0 | 0 | 0 | 0 | 0 | 0 | 0 | 0 | 0 | 0 | 0 | 0 | 0 | 0 | 0 | 0 | 0 | 0 | 12
NO |  | 56 | 2012 | 8 | 17 | 17 |  | FLAGAMI | TURKEY POINT 1 | 230 | 230 | H | 0.52 | 0 | 1 | 1-1431 ACSR AW | 0 | 0 | 0 | 0 | 0 | 0 | 0 | 0 | 0 | 0 | 0 | 0 | 0 | 0 | 0 | 0 | 0 | 0 | 0 | 0 | 0 | 0 | 0 | 12
NO |  | 56 | 2012 | 8 | 18 | 18 |  | FLAGAMI | TURKEY POINT 1 | 230 | 230 | H | 0.33 | 0 | 1 | 1-1431 ACSR AZ | 0 | 0 | 0 | 0 | 0 | 0 | 0 | 0 | 0 | 0 | 0 | 0 | 0 | 0 | 0 | 0 | 0 | 0 | 0 | 0 | 0 | 0 | 0 | 12
NO |  | 56 | 2012 | 8 | 19 | 19 |  | FLAGAMI | TURKEY POINT 1 | 230 | 230 | H | 9.95 | 0 | 1 | 2-556.5 ACSR AZ | 0 | 0 | 0 | 0 | 0 | 0 | 0 | 0 | 0 | 0 | 0 | 0 | 0 | 0 | 0 | 0 | 0 | 0 | 0 | 0 | 0 | 0 | 0 | 12
NO |  | 56 | 2012 | 8 | 20 | 20 |  | FLAGAMI | TURKEY POINT 1 | 230 | 230 | SP | 0.09 | 0 | 1 | 1-1431 ACSR AZ | 0 | 0 | 0 | 0 | 0 | 0 | 0 | 0 | 0 | 0 | 0 | 0 | 0 | 0 | 0 | 0 | 0 | 0 | 0 | 0 | 0 | 0 | 0 | 12
NO |  | 56 | 2012 | 8 | 21 | 21 |  | FLAGAMI | TURKEY POINT 1 | 230 | 230 | H | 0 | 2.76 | 2 | 1-1431 ACSR AZ | 0 | 0 | 0 | 0 | 0 | 0 | 0 | 0 | 0 | 0 | 0 | 0 | 0 | 0 | 0 | 0 | 0 | 0 | 0 | 0 | 0 | 0 | 0 | 12
NO |  | 56 | 2012 | 8 | 22 | 22 |  | FLAGAMI | TURKEY POINT 1 | 230 | 230 | H | 18.25 | 0 | 2 | 1-1691 AAAC | 0 | 0 | 0 | 0 | 0 | 0 | 0 | 0 | 0 | 0 | 0 | 0 | 0 | 0 | 0 | 0 | 0 | 0 | 0 | 0 | 0 | 0 | 0 | 12
NO |  | 56 | 2012 | 8 | 23 | 23 |  | FLAGAMI | TURKEY POINT 2 | 230 | 230 | H | 0.76 | 0 | 1 | 1-1431 ACSR AZ | 0 | 0 | 0 | 0 | 0 | 0 | 0 | 0 | 0 | 0 | 0 | 0 | 0 | 0 | 0 | 0 | 0 | 0 | 0 | 0 | 0 | 0 | 0 | 12
NO |  | 56 | 2012 | 8 | 24 | 24 |  | FLAGAMI | TURKEY POINT 2 | 230 | 230 | H | 0.14 | 0 | 1 | 1-1691 AAAC | 0 | 0 | 0 | 0 | 0 | 0 | 0 | 0 | 0 | 0 | 0 | 0 | 0 | 0 | 0 | 0 | 0 | 0 | 0 | 0 | 0 | 0 | 0 | 12
NO |  | 56 | 2012 | 8 | 25 | 25 |  | FLAGAMI | TURKEY POINT 2 | 230 | 230 | H | 9.95 | 0 | 1 | 2-556.5 ACSR AZ | 0 | 0 | 0 | 0 | 0 | 0 | 0 | 0 | 0 | 0 | 0 | 0 | 0 | 0 | 0 | 0 | 0 | 0 | 0 | 0 | 0 | 0 | 0 | 12
NO |  | 56 | 2012 | 8 | 26 | 26 |  | FLAGAMI | TURKEY POINT 2 | 230 | 230 | SP | 1.54 | 0 | 1 | 1-1431 ACSR AW | 0 | 0 | 0 | 0 | 0 | 0 | 0 | 0 | 0 | 0 | 0 | 0 | 0 | 0 | 0 | 0 | 0 | 0 | 0 | 0 | 0 | 0 | 0 | 12
NO |  | 56 | 2012 | 8 | 27 | 27 |  | FLAGAMI | TURKEY POINT 2 | 230 | 230 | H | 0.77 | 1.91 | 2 | 1-1431 ACSR AZ | 0 | 0 | 0 | 0 | 0 | 0 | 0 | 0 | 0 | 0 | 0 | 0 | 0 | 0 | 0 | 0 | 0 | 0 | 0 | 0 | 0 | 0 | 0 | 12
NO |  | 56 | 2012 | 8 | 28 | 28 |  | FLAGAMI | TURKEY POINT 2 | 230 | 230 | H | 18.29 | 0 | 2 | 1-1691 AAAC | 0 | 0 | 0 | 0 | 0 | 0 | 0 | 0 | 0 | 0 | 0 | 0 | 0 | 0 | 0 | 0 | 0 | 0 | 0 | 0 | 0 | 0 | 0 | 12
NO |  | 56 | 2012 | 8 | 29 | 29 |  | FLORIDA CITY | TURKEY POINT | 230 | 230 | SP | 7.37 | 0 | 1 | 1-954 ACSR AW | 0 | 0 | 0 | 0 | 0 | 0 | 0 | 0 | 0 | 0 | 0 | 0 | 0 | 0 | 0 | 0 | 0 | 0 | 0 | 0 | 0 | 0 | 0 | 12
NO |  | 56 | 2012 | 8 | 30 | 30 |  | FLORIDA CITY | TURKEY POINT | 230 | 230 | SP | 0.9 | 0 | 2 | 1-954 ACSR AW | 0 | 0 | 0 | 0 | 0 | 0 | 0 | 0 | 0 | 0 | 0 | 0 | 0 | 0 | 0 | 0 | 0 | 0 | 0 | 0 | 0 | 0 | 0 | 12
NO |  | 56 | 2012 | 8 | 31 | 31 |  | FT MYERS PLANT | ORANGE RIVER 1 | 230 | 230 | H | 0.38 | 0 | 1 | 2-1431 ACSR AZ | 0 | 0 | 0 | 0 | 0 | 0 | 0 | 0 | 0 | 0 | 0 | 0 | 0 | 0 | 0 | 0 | 0 | 0 | 0 | 0 | 0 | 0 | 0 | 12
NO |  | 56 | 2012 | 8 | 32 | 32 |  | FT MYERS PLANT | ORANGE RIVER 1 | 230 | 230 | H | 0 | 2.23 | 2 | 2-1431 ACSR AZ | 0 | 0 | 0 | 0 | 0 | 0 | 0 | 0 | 0 | 0 | 0 | 0 | 0 | 0 | 0 | 0 | 0 | 0 | 0 | 0 | 0 | 0 | 0 | 12
NO |  | 56 | 2012 | 8 | 33 | 33 |  | FT MYERS PLANT | ORANGE RIVER 2 | 230 | 230 | H | 0.31 | 0 | 1 | 2-1431 ACSR AZ | 0 | 0 | 0 | 0 | 0 | 0 | 0 | 0 | 0 | 0 | 0 | 0 | 0 | 0 | 0 | 0 | 0 | 0 | 0 | 0 | 0 | 0 | 0 | 12
NO |  | 56 | 2012 | 8 | 34 | 34 |  | FT MYERS PLANT | ORANGE RIVER 2 | 230 | 230 | H | 2.35 | 0 | 2 | 2-1431 ACSR AZ | 0 | 0 | 0 | 0 | 0 | 0 | 0 | 0 | 0 | 0 | 0 | 0 | 0 | 0 | 0 | 0 | 0 | 0 | 0 | 0 | 0 | 0 | 0 | 12
NO |  | 56 | 2012 | 8 | 35 | 35 |  | FT MYERS PLANT | ORANGE RIVER 3 | 230 | 230 | SP | 2.25 | 0 | 2 | 2-1431 ACSR AW | 0 | 0 | 0 | 0 | 0 | 0 | 0 | 0 | 0 | 0 | 0 | 0 | 0 | 0 | 0 | 0 | 0 | 0 | 0 | 0 | 0 | 0 | 0 | 12
NO |  | 56 | 2012 | 9 | 1 | 1 |  | FT MYERS PLANT | ORANGE RIVER 4 | 230 | 230 | SP | 0.47 | 0 | 1 | 2-795 ACSR AW | 0 | 0 | 0 | 0 | 0 | 0 | 0 | 0 | 0 | 0 | 0 | 0 | 0 | 0 | 0 | 0 | 0 | 0 | 0 | 0 | 0 | 0 | 0 | 12
NO |  | 56 | 2012 | 9 | 2 | 2 |  | FT MYERS PLANT | ORANGE RIVER 4 | 230 | 230 | SP | 0 | 2.01 | 2 | 2-795 ACSR AW | 0 | 0 | 0 | 0 | 0 | 0 | 0 | 0 | 0 | 0 | 0 | 0 | 0 | 0 | 0 | 0 | 0 | 0 | 0 | 0 | 0 | 0 | 0 | 12
NO |  | 56 | 2012 | 9 | 3 | 3 |  | GERMANTOWN | SUGAR | 230 | 230 | SP | 22.56 | 0 | 1 | 1-1431 ACSR AW | 0 | 0 | 0 | 0 | 0 | 0 | 0 | 0 | 0 | 0 | 0 | 0 | 0 | 0 | 0 | 0 | 0 | 0 | 0 | 0 | 0 | 0 | 0 | 12
NO |  | 56 | 2012 | 9 | 4 | 4 |  | GERMANTOWN | SUGAR | 230 | 230 | SP | 1.35 | 0 | 1 | 1-1431 ACSR TW | 0 | 0 | 0 | 0 | 0 | 0 | 0 | 0 | 0 | 0 | 0 | 0 | 0 | 0 | 0 | 0 | 0 | 0 | 0 | 0 | 0 | 0 | 0 | 12
NO |  | 56 | 2012 | 9 | 5 | 5 |  | GERMANTOWN | SUGAR | 230 | 230 | H | 0.31 | 0 | 2 | 1-1431 ACSR TW | 0 | 0 | 0 | 0 | 0 | 0 | 0 | 0 | 0 | 0 | 0 | 0 | 0 | 0 | 0 | 0 | 0 | 0 | 0 | 0 | 0 | 0 | 0 | 12
NO |  | 56 | 2012 | 9 | 6 | 6 |  | GERMANTOWN | SUGAR | 230 | 230 | SP | 2.5 | 10.28 | 2 | 1-1431 ACSR AW | 0 | 0 | 0 | 0 | 0 | 0 | 0 | 0 | 0 | 0 | 0 | 0 | 0 | 0 | 0 | 0 | 0 | 0 | 0 | 0 | 0 | 0 | 0 | 12
NO |  | 56 | 2012 | 9 | 7 | 7 |  | GERMANTOWN | YAMATO | 230 | 230 | SP | 2.81 | 0 | 2 | 1-1431 ACSR AW | 0 | 0 | 0 | 0 | 0 | 0 | 0 | 0 | 0 | 0 | 0 | 0 | 0 | 0 | 0 | 0 | 0 | 0 | 0 | 0 | 0 | 0 | 0 | 12
NO |  | 56 | 2012 | 9 | 8 | 8 |  | GRATIGNY | PORT EVERGLADES | 230 | 230 | H | 17.52 | 0 | 1 | 1-1431 ACSR AZ | 0 | 0 | 0 | 0 | 0 | 0 | 0 | 0 | 0 | 0 | 0 | 0 | 0 | 0 | 0 | 0 | 0 | 0 | 0 | 0 | 0 | 0 | 0 | 12
NO |  | 56 | 2012 | 9 | 9 | 9 |  | GRATIGNY | PORT EVERGLADES | 230 | 230 | H | 4.29 | 0 | 1 | 1-900 CU HT | 0 | 0 | 0 | 0 | 0 | 0 | 0 | 0 | 0 | 0 | 0 | 0 | 0 | 0 | 0 | 0 | 0 | 0 | 0 | 0 | 0 | 0 | 0 | 12
NO |  | 56 | 2012 | 9 | 10 | 10 |  | GRATIGNY | PORT EVERGLADES | 230 | 230 | SP | 1.53 | 0 | 1 | 1-1431 ACSR AW | 0 | 0 | 0 | 0 | 0 | 0 | 0 | 0 | 0 | 0 | 0 | 0 | 0 | 0 | 0 | 0 | 0 | 0 | 0 | 0 | 0 | 0 | 0 | 12
NO |  | 56 | 2012 | 9 | 11 | 11 |  | GRATIGNY | PORT EVERGLADES | 230 | 230 | SP | 0 | 0.25 | 2 | 1-1431 ACSR AW | 0 | 0 | 0 | 0 | 0 | 0 | 0 | 0 | 0 | 0 | 0 | 0 | 0 | 0 | 0 | 0 | 0 | 0 | 0 | 0 | 0 | 0 | 0 | 12
NO |  | 56 | 2012 | 9 | 12 | 12 |  | GREYNOLDS | LAUDANIA | 230 | 230 | SP | 9.89 | 0 | 1 | 1-1431 ACSR AW | 0 | 0 | 0 | 0 | 0 | 0 | 0 | 0 | 0 | 0 | 0 | 0 | 0 | 0 | 0 | 0 | 0 | 0 | 0 | 0 | 0 | 0 | 0 | 12
NO |  | 56 | 2012 | 9 | 13 | 13 |  | GREYNOLDS | LAUDANIA | 230 | 230 | UG | 2.34 | 0 | 1 | 1-3000 AL | 0 | 0 | 0 | 0 | 0 | 0 | 0 | 0 | 0 | 0 | 0 | 0 | 0 | 0 | 0 | 0 | 0 | 0 | 0 | 0 | 0 | 0 | 0 | 12
NO |  | 56 | 2012 | 9 | 14 | 14 |  | GREYNOLDS | LAUDANIA | 230 | 230 | UG | 0.59 | 0 | 1 | 1-3750 AL | 0 | 0 | 0 | 0 | 0 | 0 | 0 | 0 | 0 | 0 | 0 | 0 | 0 | 0 | 0 | 0 | 0 | 0 | 0 | 0 | 0 | 0 | 0 | 12
NO |  | 56 | 2012 | 9 | 15 | 15 |  | GRIFFIN | LAUDERDALE | 230 | 230 | H | 4.45 | 0 | 1 | 1-1431 ACSR AZ | 0 | 0 | 0 | 0 | 0 | 0 | 0 | 0 | 0 | 0 | 0 | 0 | 0 | 0 | 0 | 0 | 0 | 0 | 0 | 0 | 0 | 0 | 0 | 12
NO |  | 56 | 2012 | 9 | 16 | 16 |  | GRIFFIN | LAUDERDALE | 230 | 230 | H | 0.47 | 0 | 1 | 1-900 CU HT | 0 | 0 | 0 | 0 | 0 | 0 | 0 | 0 | 0 | 0 | 0 | 0 | 0 | 0 | 0 | 0 | 0 | 0 | 0 | 0 | 0 | 0 | 0 | 12
NO |  | 56 | 2012 | 9 | 17 | 17 |  | GRIFFIN | PORT EVERGLADES | 230 | 230 | H | 2.57 | 0 | 2 | 1-900 CU HT | 0 | 0 | 0 | 0 | 0 | 0 | 0 | 0 | 0 | 0 | 0 | 0 | 0 | 0 | 0 | 0 | 0 | 0 | 0 | 0 | 0 | 0 | 0 | 12
NO |  | 56 | 2012 | 9 | 18 | 18 |  | HOWARD | LAURELWOOD | 230 | 230 | H | 0.39 | 0 | 1 | 1-1431 ACSR TW | 0 | 0 | 0 | 0 | 0 | 0 | 0 | 0 | 0 | 0 | 0 | 0 | 0 | 0 | 0 | 0 | 0 | 0 | 0 | 0 | 0 | 0 | 0 | 12
NO |  | 56 | 2012 | 9 | 19 | 19 |  | HOWARD | LAURELWOOD | 230 | 230 | SP | 0.09 | 0 | 1 | 1-1431 ACSR AW | 0 | 0 | 0 | 0 | 0 | 0 | 0 | 0 | 0 | 0 | 0 | 0 | 0 | 0 | 0 | 0 | 0 | 0 | 0 | 0 | 0 | 0 | 0 | 12
NO |  | 56 | 2012 | 9 | 20 | 20 |  | HOWARD | LAURELWOOD | 230 | 230 | SP | 10.53 | 0 | 1 | 1-1431 ACSR TW | 0 | 0 | 0 | 0 | 0 | 0 | 0 | 0 | 0 | 0 | 0 | 0 | 0 | 0 | 0 | 0 | 0 | 0 | 0 | 0 | 0 | 0 | 0 | 12
NO |  | 56 | 2012 | 9 | 21 | 21 |  | HOWARD | LAURELWOOD | 230 | 230 | H | 3.58 | 0 | 2 | 1-1431 ACSR AW | 0 | 0 | 0 | 0 | 0 | 0 | 0 | 0 | 0 | 0 | 0 | 0 | 0 | 0 | 0 | 0 | 0 | 0 | 0 | 0 | 0 | 0 | 0 | 12
NO |  | 56 | 2012 | 9 | 22 | 22 |  | HOWARD | RINGLING | 230 | 230 | SP | 4.36 | 0 | 1 | 1-1431 ACSR AW | 0 | 0 | 0 | 0 | 0 | 0 | 0 | 0 | 0 | 0 | 0 | 0 | 0 | 0 | 0 | 0 | 0 | 0 | 0 | 0 | 0 | 0 | 0 | 12
NO |  | 56 | 2012 | 9 | 23 | 23 |  | HOWARD | RINGLING | 230 | 230 | SP | 3.15 | 0 | 1 | 1-1431 ACSR TW | 0 | 0 | 0 | 0 | 0 | 0 | 0 | 0 | 0 | 0 | 0 | 0 | 0 | 0 | 0 | 0 | 0 | 0 | 0 | 0 | 0 | 0 | 0 | 12
NO |  | 56 | 2012 | 9 | 24 | 24 |  | HOWARD | RINGLING | 230 | 230 | SP | 0.65 | 0 | 2 | 1-1431 ACSR TW | 0 | 0 | 0 | 0 | 0 | 0 | 0 | 0 | 0 | 0 | 0 | 0 | 0 | 0 | 0 | 0 | 0 | 0 | 0 | 0 | 0 | 0 | 0 | 12
NO |  | 56 | 2012 | 9 | 25 | 25 |  | HUNTINGTON | PENNSUCO | 230 | 230 | SP | 9.15 | 0 | 1 | 1-954 ACSR AW | 0 | 0 | 0 | 0 | 0 | 0 | 0 | 0 | 0 | 0 | 0 | 0 | 0 | 0 | 0 | 0 | 0 | 0 | 0 | 0 | 0 | 0 | 0 | 12
NO |  | 56 | 2012 | 9 | 26 | 26 |  | INDIANTOWN | MARTIN 1 | 230 | 230 | H | 1.91 | 0 | 1 | 2-795 ACSR AW | 0 | 0 | 0 | 0 | 0 | 0 | 0 | 0 | 0 | 0 | 0 | 0 | 0 | 0 | 0 | 0 | 0 | 0 | 0 | 0 | 0 | 0 | 0 | 12
NO |  | 56 | 2012 | 9 | 27 | 27 |  | INDIANTOWN | MARTIN 1 | 230 | 230 | SP | 9.62 | 0 | 1 | 2-795 ACSR AW | 0 | 0 | 0 | 0 | 0 | 0 | 0 | 0 | 0 | 0 | 0 | 0 | 0 | 0 | 0 | 0 | 0 | 0 | 0 | 0 | 0 | 0 | 0 | 12
NO |  | 56 | 2012 | 9 | 28 | 28 |  | INDIANTOWN | MARTIN 1 | 230 | 230 | SP | 0.29 | 0 | 2 | 2-795 ACSR AW | 0 | 0 | 0 | 0 | 0 | 0 | 0 | 0 | 0 | 0 | 0 | 0 | 0 | 0 | 0 | 0 | 0 | 0 | 0 | 0 | 0 | 0 | 0 | 12
NO |  | 56 | 2012 | 9 | 29 | 29 |  | INDIANTOWN | MARTIN 2 | 230 | 230 | SP | 13.37 | 0 | 1 | 2-795 ACSR AW | 0 | 0 | 0 | 0 | 0 | 0 | 0 | 0 | 0 | 0 | 0 | 0 | 0 | 0 | 0 | 0 | 0 | 0 | 0 | 0 | 0 | 0 | 0 | 12
NO |  | 56 | 2012 | 9 | 30 | 30 |  | INDIANTOWN | MIDWAY | 230 | 230 | H | 23.49 | 0 | 1 | 2-954 ACSR AZ | 0 | 0 | 0 | 0 | 0 | 0 | 0 | 0 | 0 | 0 | 0 | 0 | 0 | 0 | 0 | 0 | 0 | 0 | 0 | 0 | 0 | 0 | 0 | 12
NO |  | 56 | 2012 | 9 | 31 | 31 |  | INDIANTOWN | PRATT & WHITNEY | 230 | 230 | H | 9.16 | 0 | 1 | 2-954 ACSR AZ | 0 | 0 | 0 | 0 | 0 | 0 | 0 | 0 | 0 | 0 | 0 | 0 | 0 | 0 | 0 | 0 | 0 | 0 | 0 | 0 | 0 | 0 | 0 | 12
NO |  | 56 | 2012 | 9 | 32 | 32 |  | INDIANTOWN | RIVIERA | 230 | 230 | SP | 3.43 | 0 | 1 | 1-1431 ACSR AW | 0 | 0 | 0 | 0 | 0 | 0 | 0 | 0 | 0 | 0 | 0 | 0 | 0 | 0 | 0 | 0 | 0 | 0 | 0 | 0 | 0 | 0 | 0 | 12
NO |  | 56 | 2012 | 9 | 33 | 33 |  | INDIANTOWN | RIVIERA | 230 | 230 | SP | 34.47 | 0 | 2 | 1-1431 ACSR AW | 0 | 0 | 0 | 0 | 0 | 0 | 0 | 0 | 0 | 0 | 0 | 0 | 0 | 0 | 0 | 0 | 0 | 0 | 0 | 0 | 0 | 0 | 0 | 12
NO |  | 56 | 2012 | 9 | 34 | 34 |  | INDIANTOWN | WARFIELD | 230 | 230 | SP | 8.51 | 0 | 1 | 2-795 ACSR AW | 0 | 0 | 0 | 0 | 0 | 0 | 0 | 0 | 0 | 0 | 0 | 0 | 0 | 0 | 0 | 0 | 0 | 0 | 0 | 0 | 0 | 0 | 0 | 12
NO |  | 56 | 2012 | 9 | 35 | 35 |  | JOHNSON | MANATEE | 230 | 230 | H | 16.83 | 0 | 1 | 2-1431 ACSR AZ | 0 | 0 | 0 | 0 | 0 | 0 | 0 | 0 | 0 | 0 | 0 | 0 | 0 | 0 | 0 | 0 | 0 | 0 | 0 | 0 | 0 | 0 | 0 | 12
NO |  | 56 | 2012 | 10 | 1 | 1 |  | JOHNSON | MANATEE | 230 | 230 | SP | 0.05 | 0 | 1 | 2-1431 ACSR AZ | 0 | 0 | 0 | 0 | 0 | 0 | 0 | 0 | 0 | 0 | 0 | 0 | 0 | 0 | 0 | 0 | 0 | 0 | 0 | 0 | 0 | 0 | 0 | 12
NO |  | 56 | 2012 | 10 | 2 | 2 |  | JOHNSON | MANATEE | 230 | 230 | H | 0 | 0.81 | 2 | 2-1431 ACSR AZ | 0 | 0 | 0 | 0 | 0 | 0 | 0 | 0 | 0 | 0 | 0 | 0 | 0 | 0 | 0 | 0 | 0 | 0 | 0 | 0 | 0 | 0 | 0 | 12
NO |  | 56 | 2012 | 10 | 3 | 3 |  | JOHNSON | MANATEE | 230 | 230 | SP | 0.1 | 0 | 2 | 2-1431 ACSR AW | 0 | 0 | 0 | 0 | 0 | 0 | 0 | 0 | 0 | 0 | 0 | 0 | 0 | 0 | 0 | 0 | 0 | 0 | 0 | 0 | 0 | 0 | 0 | 12
NO |  | 56 | 2012 | 10 | 4 | 4 |  | JOHNSON | MANATEE | 230 | 230 | SP | 0.08 | 0 | 2 | 2-1431 ACSR AZ | 0 | 0 | 0 | 0 | 0 | 0 | 0 | 0 | 0 | 0 | 0 | 0 | 0 | 0 | 0 | 0 | 0 | 0 | 0 | 0 | 0 | 0 | 0 | 12
NO |  | 56 | 2012 | 10 | 5 | 5 |  | JOHNSON | RINGLING | 230 | 230 | H | 8.87 | 0 | 1 | 2-1431 ACSR AZ | 0 | 0 | 0 | 0 | 0 | 0 | 0 | 0 | 0 | 0 | 0 | 0 | 0 | 0 | 0 | 0 | 0 | 0 | 0 | 0 | 0 | 0 | 0 | 12
NO |  | 56 | 2012 | 10 | 6 | 6 |  | JOHNSON | RINGLING | 230 | 230 | H | 0.81 | 0 | 2 | 2-1431 ACSR AZ | 0 | 0 | 0 | 0 | 0 | 0 | 0 | 0 | 0 | 0 | 0 | 0 | 0 | 0 | 0 | 0 | 0 | 0 | 0 | 0 | 0 | 0 | 0 | 12
NO |  | 56 | 2012 | 10 | 7 | 7 |  | JOHNSON | RINGLING | 230 | 230 | SP | 0.14 | 0 | 2 | 2-795 ACSR AW | 0 | 0 | 0 | 0 | 0 | 0 | 0 | 0 | 0 | 0 | 0 | 0 | 0 | 0 | 0 | 0 | 0 | 0 | 0 | 0 | 0 | 0 | 0 | 12
NO |  | 56 | 2012 | 10 | 8 | 8 |  | KEENTOWN | MANATEE | 230 | 230 | H | 16.23 | 0 | 1 | 1-1431 ACSR AZ | 0 | 0 | 0 | 0 | 0 | 0 | 0 | 0 | 0 | 0 | 0 | 0 | 0 | 0 | 0 | 0 | 0 | 0 | 0 | 0 | 0 | 0 | 0 | 12
NO |  | 56 | 2012 | 10 | 9 | 9 |  | KEENTOWN | MANATEE | 230 | 230 | SP | 3 | 0 | 1 | 1-1431 ACSR AZ | 0 | 0 | 0 | 0 | 0 | 0 | 0 | 0 | 0 | 0 | 0 | 0 | 0 | 0 | 0 | 0 | 0 | 0 | 0 | 0 | 0 | 0 | 0 | 12
NO |  | 56 | 2012 | 10 | 10 | 10 |  | KEENTOWN | WHIDDEN | 230 | 230 | H | 24.43 | 0 | 1 | 1-1431 ACSR AZ | 0 | 0 | 0 | 0 | 0 | 0 | 0 | 0 | 0 | 0 | 0 | 0 | 0 | 0 | 0 | 0 | 0 | 0 | 0 | 0 | 0 | 0 | 0 | 12
NO |  | 56 | 2012 | 10 | 11 | 11 |  | KEENTOWN | WHIDDEN | 230 | 230 | SP | 0.31 | 0 | 1 | 1-1431 ACSR AW | 0 | 0 | 0 | 0 | 0 | 0 | 0 | 0 | 0 | 0 | 0 | 0 | 0 | 0 | 0 | 0 | 0 | 0 | 0 | 0 | 0 | 0 | 0 | 12
NO |  | 56 | 2012 | 10 | 12 | 12 |  | KEENTOWN | WHIDDEN | 230 | 230 | SP | 0.61 | 13.24 | 2 | 1-1431 ACSR AW | 0 | 0 | 0 | 0 | 0 | 0 | 0 | 0 | 0 | 0 | 0 | 0 | 0 | 0 | 0 | 0 | 0 | 0 | 0 | 0 | 0 | 0 | 0 | 12
NO |  | 56 | 2012 | 10 | 13 | 13 |  | KIMBERLY | RANCH | 230 | 230 | H | 0.21 | 0 | 1 | 1-1431 ACSR AZ | 0 | 0 | 0 | 0 | 0 | 0 | 0 | 0 | 0 | 0 | 0 | 0 | 0 | 0 | 0 | 0 | 0 | 0 | 0 | 0 | 0 | 0 | 0 | 12
NO |  | 56 | 2012 | 10 | 14 | 14 |  | KIMBERLY | RANCH | 230 | 230 | SP | 0.08 | 0 | 1 | 1-1431 ACSR AZ | 0 | 0 | 0 | 0 | 0 | 0 | 0 | 0 | 0 | 0 | 0 | 0 | 0 | 0 | 0 | 0 | 0 | 0 | 0 | 0 | 0 | 0 | 0 | 12
NO |  | 56 | 2012 | 10 | 15 | 15 |  | KIMBERLY | RANCH | 230 | 230 | H | 0 | 20.17 | 2 | 1-1431 ACSR AZ | 0 | 0 | 0 | 0 | 0 | 0 | 0 | 0 | 0 | 0 | 0 | 0 | 0 | 0 | 0 | 0 | 0 | 0 | 0 | 0 | 0 | 0 | 0 | 12
NO |  | 56 | 2012 | 10 | 16 | 16 |  | KORONA | PUTNAM | 230 | 230 | H | 32.98 | 0 | 1 | 1-954 ACSR AZ | 0 | 0 | 0 | 0 | 0 | 0 | 0 | 0 | 0 | 0 | 0 | 0 | 0 | 0 | 0 | 0 | 0 | 0 | 0 | 0 | 0 | 0 | 0 | 12
NO |  | 56 | 2012 | 10 | 17 | 17 |  | KORONA | PUTNAM | 230 | 230 | SP | 0.05 | 0 | 1 | 1-1431 ACSR AW | 0 | 0 | 0 | 0 | 0 | 0 | 0 | 0 | 0 | 0 | 0 | 0 | 0 | 0 | 0 | 0 | 0 | 0 | 0 | 0 | 0 | 0 | 0 | 12
NO |  | 56 | 2012 | 10 | 18 | 18 |  | KORONA | PUTNAM | 230 | 230 | SP | 0.77 | 0 | 1 | 1-954 ACSR AZ | 0 | 0 | 0 | 0 | 0 | 0 | 0 | 0 | 0 | 0 | 0 | 0 | 0 | 0 | 0 | 0 | 0 | 0 | 0 | 0 | 0 | 0 | 0 | 12
NO |  | 56 | 2012 | 10 | 19 | 19 |  | KORONA | VOLUSIA | 230 | 230 | H | 16.22 | 0 | 1 | 1-954 ACSR AZ | 0 | 0 | 0 | 0 | 0 | 0 | 0 | 0 | 0 | 0 | 0 | 0 | 0 | 0 | 0 | 0 | 0 | 0 | 0 | 0 | 0 | 0 | 0 | 12
NO |  | 56 | 2012 | 10 | 20 | 20 |  | KORONA | VOLUSIA | 230 | 230 | SP | 0.05 | 0 | 1 | 1-1431 ACSR AW | 0 | 0 | 0 | 0 | 0 | 0 | 0 | 0 | 0 | 0 | 0 | 0 | 0 | 0 | 0 | 0 | 0 | 0 | 0 | 0 | 0 | 0 | 0 | 12
NO |  | 56 | 2012 | 10 | 21 | 21 |  | KORONA | VOLUSIA | 230 | 230 | SP | 0.09 | 0 | 1 | 1-954 ACSR AW | 0 | 0 | 0 | 0 | 0 | 0 | 0 | 0 | 0 | 0 | 0 | 0 | 0 | 0 | 0 | 0 | 0 | 0 | 0 | 0 | 0 | 0 | 0 | 12
NO |  | 56 | 2012 | 10 | 22 | 22 |  | KORONA | VOLUSIA | 230 | 230 | SP | 0.12 | 0 | 1 | 1-954 ACSR AZ | 0 | 0 | 0 | 0 | 0 | 0 | 0 | 0 | 0 | 0 | 0 | 0 | 0 | 0 | 0 | 0 | 0 | 0 | 0 | 0 | 0 | 0 | 0 | 12
NO |  | 56 | 2012 | 10 | 23 | 23 |  | KORONA | VOLUSIA | 230 | 230 | SP | 0.08 | 0.06 | 2 | 1-954 ACSR AW | 0 | 0 | 0 | 0 | 0 | 0 | 0 | 0 | 0 | 0 | 0 | 0 | 0 | 0 | 0 | 0 | 0 | 0 | 0 | 0 | 0 | 0 | 0 | 12
NO |  | 56 | 2012 | 10 | 24 | 24 |  | LAUDANIA | LAUDERDALE | 230 | 230 | H | 4.45 | 0 | 1 | 1-1431 ACSR AZ | 0 | 0 | 0 | 0 | 0 | 0 | 0 | 0 | 0 | 0 | 0 | 0 | 0 | 0 | 0 | 0 | 0 | 0 | 0 | 0 | 0 | 0 | 0 | 12
NO |  | 56 | 2012 | 10 | 25 | 25 |  | LAUDANIA | LAUDERDALE | 230 | 230 | H | 0.42 | 0 | 1 | 1-900 CU HT | 0 | 0 | 0 | 0 | 0 | 0 | 0 | 0 | 0 | 0 | 0 | 0 | 0 | 0 | 0 | 0 | 0 | 0 | 0 | 0 | 0 | 0 | 0 | 12
NO |  | 56 | 2012 | 10 | 26 | 26 |  | LAUDANIA | PORT EVERGLADES | 230 | 230 | H | 2.65 | 0 | 1 | 1-900 CU HT | 0 | 0 | 0 | 0 | 0 | 0 | 0 | 0 | 0 | 0 | 0 | 0 | 0 | 0 | 0 | 0 | 0 | 0 | 0 | 0 | 0 | 0 | 0 | 12
NO |  | 56 | 2012 | 10 | 27 | 27 |  | LAUDERDALE | MOTOROLA | 230 | 230 | H | 0.46 | 0 | 1 | 1-1431 ACSR AZ | 0 | 0 | 0 | 0 | 0 | 0 | 0 | 0 | 0 | 0 | 0 | 0 | 0 | 0 | 0 | 0 | 0 | 0 | 0 | 0 | 0 | 0 | 0 | 12
NO |  | 56 | 2012 | 10 | 28 | 28 |  | LAUDERDALE | MOTOROLA | 230 | 230 | SP | 0.12 | 0 | 1 | 1-1431 ACSR AW | 0 | 0 | 0 | 0 | 0 | 0 | 0 | 0 | 0 | 0 | 0 | 0 | 0 | 0 | 0 | 0 | 0 | 0 | 0 | 0 | 0 | 0 | 0 | 12
NO |  | 56 | 2012 | 10 | 29 | 29 |  | LAUDERDALE | MOTOROLA | 230 | 230 | SP | 7.74 | 0 | 1 | 1-1431 ACSR AZ | 0 | 0 | 0 | 0 | 0 | 0 | 0 | 0 | 0 | 0 | 0 | 0 | 0 | 0 | 0 | 0 | 0 | 0 | 0 | 0 | 0 | 0 | 0 | 12
NO |  | 56 | 2012 | 10 | 30 | 30 |  | LAUDERDALE | PORT EVERGLADES 1 | 230 | 230 | H | 4.45 | 0 | 1 | 1-1431 ACSR AZ | 0 | 0 | 0 | 0 | 0 | 0 | 0 | 0 | 0 | 0 | 0 | 0 | 0 | 0 | 0 | 0 | 0 | 0 | 0 | 0 | 0 | 0 | 0 | 12
NO |  | 56 | 2012 | 10 | 31 | 31 |  | LAUDERDALE | PORT EVERGLADES 1 | 230 | 230 | H | 3.05 | 0 | 1 | 1-900 CU HT | 0 | 0 | 0 | 0 | 0 | 0 | 0 | 0 | 0 | 0 | 0 | 0 | 0 | 0 | 0 | 0 | 0 | 0 | 0 | 0 | 0 | 0 | 0 | 12
NO |  | 56 | 2012 | 10 | 32 | 32 |  | LAURELWOOD | MYAKKA | 230 | 230 | SP | 0.08 | 0 | 1 | 1-1431 ACSR AW | 0 | 0 | 0 | 0 | 0 | 0 | 0 | 0 | 0 | 0 | 0 | 0 | 0 | 0 | 0 | 0 | 0 | 0 | 0 | 0 | 0 | 0 | 0 | 12
NO |  | 56 | 2012 | 10 | 33 | 33 |  | LAURELWOOD | MYAKKA | 230 | 230 | SP | 16.75 | 0 | 1 | 1-1431 ACSR AZ | 0 | 0 | 0 | 0 | 0 | 0 | 0 | 0 | 0 | 0 | 0 | 0 | 0 | 0 | 0 | 0 | 0 | 0 | 0 | 0 | 0 | 0 | 0 | 12
NO |  | 56 | 2012 | 10 | 34 | 34 |  | LAURELWOOD | PEACHLAND | 230 | 230 | SP | 0.42 | 0 | 1 | 1-1431 ACSR AW | 0 | 0 | 0 | 0 | 0 | 0 | 0 | 0 | 0 | 0 | 0 | 0 | 0 | 0 | 0 | 0 | 0 | 0 | 0 | 0 | 0 | 0 | 0 | 12
NO |  | 56 | 2012 | 10 | 35 | 35 |  | LAURELWOOD | PEACHLAND | 230 | 230 | SP | 21.34 | 0 | 1 | 1-1431 ACSR AZ | 0 | 0 | 0 | 0 | 0 | 0 | 0 | 0 | 0 | 0 | 0 | 0 | 0 | 0 | 0 | 0 | 0 | 0 | 0 | 0 | 0 | 0 | 0 | 12
NO |  | 56 | 2012 | 11 | 1 | 1 |  | LAURELWOOD | PEACHLAND | 230 | 230 | SP | 4.17 | 0 | 2 | 1-1431 ACSR AW | 0 | 0 | 0 | 0 | 0 | 0 | 0 | 0 | 0 | 0 | 0 | 0 | 0 | 0 | 0 | 0 | 0 | 0 | 0 | 0 | 0 | 0 | 0 | 12
NO |  | 56 | 2012 | 11 | 2 | 2 |  | LAURELWOOD | RINGLING 1 | 230 | 230 | H | 20.99 | 0 | 1 | 1-1431 ACSR AZ | 0 | 0 | 0 | 0 | 0 | 0 | 0 | 0 | 0 | 0 | 0 | 0 | 0 | 0 | 0 | 0 | 0 | 0 | 0 | 0 | 0 | 0 | 0 | 12
NO |  | 56 | 2012 | 11 | 3 | 3 |  | LAURELWOOD | RINGLING 1 | 230 | 230 | SP | 0.06 | 0 | 1 | 1-1431 ACSR AZ | 0 | 0 | 0 | 0 | 0 | 0 | 0 | 0 | 0 | 0 | 0 | 0 | 0 | 0 | 0 | 0 | 0 | 0 | 0 | 0 | 0 | 0 | 0 | 12
NO |  | 56 | 2012 | 11 | 4 | 4 |  | LAURELWOOD | RINGLING 2 | 230 | 230 | SP | 19.65 | 0 | 1 | 1-1431 ACSR AZ | 0 | 0 | 0 | 0 | 0 | 0 | 0 | 0 | 0 | 0 | 0 | 0 | 0 | 0 | 0 | 0 | 0 | 0 | 0 | 0 | 0 | 0 | 0 | 12
NO |  | 56 | 2012 | 11 | 5 | 5 |  | LAURELWOOD | RINGLING 2 | 230 | 230 | H | 0 | 1.41 | 2 | 1-1431 ACSR AZ | 0 | 0 | 0 | 0 | 0 | 0 | 0 | 0 | 0 | 0 | 0 | 0 | 0 | 0 | 0 | 0 | 0 | 0 | 0 | 0 | 0 | 0 | 0 | 12
NO |  | 56 | 2012 | 11 | 6 | 6 |  | LEVEE | TURKEY POINT | 230 | 230 | H | 1.18 | 0 | 1 | 1-1431 ACSR AZ | 0 | 0 | 0 | 0 | 0 | 0 | 0 | 0 | 0 | 0 | 0 | 0 | 0 | 0 | 0 | 0 | 0 | 0 | 0 | 0 | 0 | 0 | 0 | 12
NO |  | 56 | 2012 | 11 | 7 | 7 |  | LEVEE | TURKEY POINT | 230 | 230 | SP | 0.1 | 0 | 1 | 1-1431 ACSR AZ | 0 | 0 | 0 | 0 | 0 | 0 | 0 | 0 | 0 | 0 | 0 | 0 | 0 | 0 | 0 | 0 | 0 | 0 | 0 | 0 | 0 | 0 | 0 | 12
NO |  | 56 | 2012 | 11 | 8 | 8 |  | LEVEE | TURKEY POINT | 230 | 230 | H | 12.53 | 0 | 2 | 1-1431 ACSR AZ | 0 | 0 | 0 | 0 | 0 | 0 | 0 | 0 | 0 | 0 | 0 | 0 | 0 | 0 | 0 | 0 | 0 | 0 | 0 | 0 | 0 | 0 | 0 | 12
NO |  | 56 | 2012 | 11 | 9 | 9 |  | LEVEE | TURKEY POINT | 230 | 230 | H | 18.28 | 0 | 2 | 1-1691 AAAC | 0 | 0 | 0 | 0 | 0 | 0 | 0 | 0 | 0 | 0 | 0 | 0 | 0 | 0 | 0 | 0 | 0 | 0 | 0 | 0 | 0 | 0 | 0 | 12
NO |  | 56 | 2012 | 11 | 10 | 10 |  | LINDGREN | PENNSUCO | 230 | 230 | H | 3.16 | 0 | 1 | 1-1431 ACSR AZ | 0 | 0 | 0 | 0 | 0 | 0 | 0 | 0 | 0 | 0 | 0 | 0 | 0 | 0 | 0 | 0 | 0 | 0 | 0 | 0 | 0 | 0 | 0 | 12
NO |  | 56 | 2012 | 11 | 11 | 11 |  | LINDGREN | PENNSUCO | 230 | 230 | SP | 0.01 | 0 | 1 | 1-1431 ACSR AW | 0 | 0 | 0 | 0 | 0 | 0 | 0 | 0 | 0 | 0 | 0 | 0 | 0 | 0 | 0 | 0 | 0 | 0 | 0 | 0 | 0 | 0 | 0 | 12
NO |  | 56 | 2012 | 11 | 12 | 12 |  | LINDGREN | PENNSUCO | 230 | 230 | H | 0 | 12.4 | 2 | 1-1431 ACSR AZ | 0 | 0 | 0 | 0 | 0 | 0 | 0 | 0 | 0 | 0 | 0 | 0 | 0 | 0 | 0 | 0 | 0 | 0 | 0 | 0 | 0 | 0 | 0 | 12
NO |  | 56 | 2012 | 11 | 13 | 13 |  | LINDGREN | TURKEY POINT | 230 | 230 | H | 0.06 | 0 | 1 | 1-1431 ACSR AZ | 0 | 0 | 0 | 0 | 0 | 0 | 0 | 0 | 0 | 0 | 0 | 0 | 0 | 0 | 0 | 0 | 0 | 0 | 0 | 0 | 0 | 0 | 0 | 12
NO |  | 56 | 2012 | 11 | 14 | 14 |  | LINDGREN | TURKEY POINT | 230 | 230 | H | 0 | 4.24 | 2 | 1-1431 ACSR AZ | 0 | 0 | 0 | 0 | 0 | 0 | 0 | 0 | 0 | 0 | 0 | 0 | 0 | 0 | 0 | 0 | 0 | 0 | 0 | 0 | 0 | 0 | 0 | 12
NO |  | 56 | 2012 | 11 | 15 | 15 |  | LINDGREN | TURKEY POINT | 230 | 230 | H | 0 | 18.29 | 2 | 1-1691 AAAC | 0 | 0 | 0 | 0 | 0 | 0 | 0 | 0 | 0 | 0 | 0 | 0 | 0 | 0 | 0 | 0 | 0 | 0 | 0 | 0 | 0 | 0 | 0 | 12
NO |  | 56 | 2012 | 11 | 16 | 16 |  | MALABAR | MIDWAY | 230 | 230 | H | 54.43 | 0 | 1 | 1-795 ACSR AZ | 0 | 0 | 0 | 0 | 0 | 0 | 0 | 0 | 0 | 0 | 0 | 0 | 0 | 0 | 0 | 0 | 0 | 0 | 0 | 0 | 0 | 0 | 0 | 12
NO |  | 56 | 2012 | 11 | 17 | 17 |  | MALABAR | MIDWAY | 230 | 230 | SP | 0.1 | 0 | 1 | 1-1431 ACSR AW | 0 | 0 | 0 | 0 | 0 | 0 | 0 | 0 | 0 | 0 | 0 | 0 | 0 | 0 | 0 | 0 | 0 | 0 | 0 | 0 | 0 | 0 | 0 | 12
NO |  | 56 | 2012 | 11 | 18 | 18 |  | MALABAR | MIDWAY | 230 | 230 | SP | 0.04 | 0 | 1 | 1-795 ACSR AW | 0 | 0 | 0 | 0 | 0 | 0 | 0 | 0 | 0 | 0 | 0 | 0 | 0 | 0 | 0 | 0 | 0 | 0 | 0 | 0 | 0 | 0 | 0 | 12
NO |  | 56 | 2012 | 11 | 19 | 19 |  | MALABAR | MIDWAY | 230 | 230 | SP | 0.06 | 0 | 1 | 1-795 ACSR AZ | 0 | 0 | 0 | 0 | 0 | 0 | 0 | 0 | 0 | 0 | 0 | 0 | 0 | 0 | 0 | 0 | 0 | 0 | 0 | 0 | 0 | 0 | 0 | 12
NO |  | 56 | 2012 | 11 | 20 | 20 |  | MANATEE | BIG BEND (TEC) 1 | 230 | 230 | H | 10.07 | 0 | 1 | 2-795 ACSR AZ | 0 | 0 | 0 | 0 | 0 | 0 | 0 | 0 | 0 | 0 | 0 | 0 | 0 | 0 | 0 | 0 | 0 | 0 | 0 | 0 | 0 | 0 | 0 | 12
NO |  | 56 | 2012 | 11 | 21 | 21 |  | MANATEE | BIG BEND (TEC) 2 | 230 | 230 | H | 0 | 0 | 1 | 2-795 ACSR AZ | 0 | 0 | 0 | 0 | 0 | 0 | 0 | 0 | 0 | 0 | 0 | 0 | 0 | 0 | 0 | 0 | 0 | 0 | 0 | 0 | 0 | 0 | 0 | 12
NO |  | 56 | 2012 | 11 | 22 | 22 |  | MANATEE | BIG BEND (TEC) 2 | 230 | 230 | SP | 0.12 | 0 | 2 | 2-1431 ACSR AZ | 0 | 0 | 0 | 0 | 0 | 0 | 0 | 0 | 0 | 0 | 0 | 0 | 0 | 0 | 0 | 0 | 0 | 0 | 0 | 0 | 0 | 0 | 0 | 12
NO |  | 56 | 2012 | 11 | 23 | 23 |  | MANATEE | BIG BEND (TEC) 2 | 230 | 230 | SP | 9.93 | 0 | 2 | 2-795 ACSR AZ | 0 | 0 | 0 | 0 | 0 | 0 | 0 | 0 | 0 | 0 | 0 | 0 | 0 | 0 | 0 | 0 | 0 | 0 | 0 | 0 | 0 | 0 | 0 | 12
NO |  | 56 | 2012 | 11 | 24 | 24 |  | MANATEE | RINGLING 2 | 230 | 230 | H | 24.27 | 0 | 1 | 2-1431 ACSR AZ | 0 | 0 | 0 | 0 | 0 | 0 | 0 | 0 | 0 | 0 | 0 | 0 | 0 | 0 | 0 | 0 | 0 | 0 | 0 | 0 | 0 | 0 | 0 | 12
NO |  | 56 | 2012 | 11 | 25 | 25 |  | MANATEE | RINGLING 2 | 230 | 230 | SP | 0.3 | 0 | 1 | 2-1431 ACSR AW | 0 | 0 | 0 | 0 | 0 | 0 | 0 | 0 | 0 | 0 | 0 | 0 | 0 | 0 | 0 | 0 | 0 | 0 | 0 | 0 | 0 | 0 | 0 | 12
NO |  | 56 | 2012 | 11 | 26 | 26 |  | MANATEE | RINGLING 2 | 230 | 230 | H | 0 | 1.5 | 2 | 2-1431 ACSR AZ | 0 | 0 | 0 | 0 | 0 | 0 | 0 | 0 | 0 | 0 | 0 | 0 | 0 | 0 | 0 | 0 | 0 | 0 | 0 | 0 | 0 | 0 | 0 | 12
NO |  | 56 | 2012 | 11 | 27 | 27 |  | MANATEE | RINGLING 3 | 230 | 230 | H | 1.65 | 0 | 1 | 2-1431 ACSR AZ | 0 | 0 | 0 | 0 | 0 | 0 | 0 | 0 | 0 | 0 | 0 | 0 | 0 | 0 | 0 | 0 | 0 | 0 | 0 | 0 | 0 | 0 | 0 | 12
NO |  | 56 | 2012 | 11 | 28 | 28 |  | MANATEE | RINGLING 3 | 230 | 230 | SP | 24.1 | 0 | 1 | 2-1431 ACSR AZ | 0 | 0 | 0 | 0 | 0 | 0 | 0 | 0 | 0 | 0 | 0 | 0 | 0 | 0 | 0 | 0 | 0 | 0 | 0 | 0 | 0 | 0 | 0 | 12
NO |  | 56 | 2012 | 11 | 29 | 29 |  | MARTIN | SHERMAN | 230 | 230 | H | 4.32 | 0 | 1 | 1-954 ACSR AZ | 0 | 0 | 0 | 0 | 0 | 0 | 0 | 0 | 0 | 0 | 0 | 0 | 0 | 0 | 0 | 0 | 0 | 0 | 0 | 0 | 0 | 0 | 0 | 12
NO |  | 56 | 2012 | 11 | 30 | 30 |  | MARTIN | SHERMAN | 230 | 230 | SP | 16.22 | 0 | 1 | 1-954 ACSR AZ | 0 | 0 | 0 | 0 | 0 | 0 | 0 | 0 | 0 | 0 | 0 | 0 | 0 | 0 | 0 | 0 | 0 | 0 | 0 | 0 | 0 | 0 | 0 | 12
NO |  | 56 | 2012 | 11 | 31 | 31 |  | MARTIN | WARFIELD | 230 | 230 | SP | 3.35 | 0 | 1 | 2-795 ACSR AW | 0 | 0 | 0 | 0 | 0 | 0 | 0 | 0 | 0 | 0 | 0 | 0 | 0 | 0 | 0 | 0 | 0 | 0 | 0 | 0 | 0 | 0 | 0 | 12
NO |  | 56 | 2012 | 11 | 32 | 32 |  | MARTIN | WARFIELD | 230 | 230 | SP | 0 | 0.03 | 2 | 2-795 ACSR AW | 0 | 0 | 0 | 0 | 0 | 0 | 0 | 0 | 0 | 0 | 0 | 0 | 0 | 0 | 0 | 0 | 0 | 0 | 0 | 0 | 0 | 0 | 0 | 12
NO |  | 56 | 2012 | 11 | 33 | 33 |  | MIDWAY | RALLS | 230 | 230 | SP | 2.9 | 0 | 1 | 1-1431 ACSR AW | 0 | 0 | 0 | 0 | 0 | 0 | 0 | 0 | 0 | 0 | 0 | 0 | 0 | 0 | 0 | 0 | 0 | 0 | 0 | 0 | 0 | 0 | 0 | 12
NO |  | 56 | 2012 | 11 | 34 | 34 |  | MIDWAY | RANCH | 230 | 230 | H | 17.32 | 0 | 1 | 2-795 ACSR AZ | 0 | 0 | 0 | 0 | 0 | 0 | 0 | 0 | 0 | 0 | 0 | 0 | 0 | 0 | 0 | 0 | 0 | 0 | 0 | 0 | 0 | 0 | 0 | 12
NO |  | 56 | 2012 | 11 | 35 | 35 |  | MIDWAY | RANCH | 230 | 230 | SP | 0.37 | 0 | 1 | 1-1431 ACSR AW | 0 | 0 | 0 | 0 | 0 | 0 | 0 | 0 | 0 | 0 | 0 | 0 | 0 | 0 | 0 | 0 | 0 | 0 | 0 | 0 | 0 | 0 | 0 | 12
NO |  | 56 | 2012 | 12 | 1 | 1 |  | MIDWAY | RANCH | 230 | 230 | SP | 0.14 | 0 | 1 | 2-795 ACSR AW | 0 | 0 | 0 | 0 | 0 | 0 | 0 | 0 | 0 | 0 | 0 | 0 | 0 | 0 | 0 | 0 | 0 | 0 | 0 | 0 | 0 | 0 | 0 | 12
NO |  | 56 | 2012 | 12 | 2 | 2 |  | MIDWAY | RANCH | 230 | 230 | SP | 6.02 | 0 | 1 | 2-795 ACSR AZ | 0 | 0 | 0 | 0 | 0 | 0 | 0 | 0 | 0 | 0 | 0 | 0 | 0 | 0 | 0 | 0 | 0 | 0 | 0 | 0 | 0 | 0 | 0 | 12
NO |  | 56 | 2012 | 12 | 3 | 3 |  | MIDWAY | RANCH | 230 | 230 | SP | 0.08 | 0 | 1 | 2-954 ACSR AZ | 0 | 0 | 0 | 0 | 0 | 0 | 0 | 0 | 0 | 0 | 0 | 0 | 0 | 0 | 0 | 0 | 0 | 0 | 0 | 0 | 0 | 0 | 0 | 12
NO |  | 56 | 2012 | 12 | 4 | 4 |  | MIDWAY | RANCH | 230 | 230 | H | 3.63 | 0 | 2 | 2-954 ACSR AZ | 0 | 0 | 0 | 0 | 0 | 0 | 0 | 0 | 0 | 0 | 0 | 0 | 0 | 0 | 0 | 0 | 0 | 0 | 0 | 0 | 0 | 0 | 0 | 12
NO |  | 56 | 2012 | 12 | 5 | 5 |  | MIDWAY | RANCH | 230 | 230 | SP | 0 | 9.19 | 2 | 2-795 ACSR AZ | 0 | 0 | 0 | 0 | 0 | 0 | 0 | 0 | 0 | 0 | 0 | 0 | 0 | 0 | 0 | 0 | 0 | 0 | 0 | 0 | 0 | 0 | 0 | 12
NO |  | 56 | 2012 | 12 | 6 | 6 |  | MIDWAY | RANCH | 230 | 230 | SP | 0 | 17.18 | 2 | 2-954 ACSR AZ | 0 | 0 | 0 | 0 | 0 | 0 | 0 | 0 | 0 | 0 | 0 | 0 | 0 | 0 | 0 | 0 | 0 | 0 | 0 | 0 | 0 | 0 | 0 | 12
NO |  | 56 | 2012 | 12 | 7 | 7 |  | MIDWAY | SHERMAN | 230 | 230 | H | 26.81 | 0 | 1 | 1-1431 ACSR AZ | 0 | 0 | 0 | 0 | 0 | 0 | 0 | 0 | 0 | 0 | 0 | 0 | 0 | 0 | 0 | 0 | 0 | 0 | 0 | 0 | 0 | 0 | 0 | 12
NO |  | 56 | 2012 | 12 | 8 | 8 |  | MIDWAY | SHERMAN | 230 | 230 | SP | 0.61 | 0.6 | 2 | 1-1431 ACSR AW | 0 | 0 | 0 | 0 | 0 | 0 | 0 | 0 | 0 | 0 | 0 | 0 | 0 | 0 | 0 | 0 | 0 | 0 | 0 | 0 | 0 | 0 | 0 | 12
NO |  | 56 | 2012 | 12 | 9 | 9 |  | MIDWAY | ST LUCIE 1 | 230 | 230 | H | 1.98 | 0 | 1 | 1-3400 ACSR AW | 0 | 0 | 0 | 0 | 0 | 0 | 0 | 0 | 0 | 0 | 0 | 0 | 0 | 0 | 0 | 0 | 0 | 0 | 0 | 0 | 0 | 0 | 0 | 12
NO |  | 56 | 2012 | 12 | 10 | 10 |  | MIDWAY | ST LUCIE 1 | 230 | 230 | H | 9.7 | 0 | 1 | 2-1691 AAAC | 0 | 0 | 0 | 0 | 0 | 0 | 0 | 0 | 0 | 0 | 0 | 0 | 0 | 0 | 0 | 0 | 0 | 0 | 0 | 0 | 0 | 0 | 0 | 12
NO |  | 56 | 2012 | 12 | 11 | 11 |  | MIDWAY | ST LUCIE 2 | 230 | 230 | H | 2.11 | 0 | 1 | 1-3400 ACSR AW | 0 | 0 | 0 | 0 | 0 | 0 | 0 | 0 | 0 | 0 | 0 | 0 | 0 | 0 | 0 | 0 | 0 | 0 | 0 | 0 | 0 | 0 | 0 | 12
NO |  | 56 | 2012 | 12 | 12 | 12 |  | MIDWAY | ST LUCIE 2 | 230 | 230 | H | 9.66 | 0 | 1 | 2-1691 AAAC | 0 | 0 | 0 | 0 | 0 | 0 | 0 | 0 | 0 | 0 | 0 | 0 | 0 | 0 | 0 | 0 | 0 | 0 | 0 | 0 | 0 | 0 | 0 | 12
NO |  | 56 | 2012 | 12 | 13 | 13 |  | MIDWAY | ST LUCIE 3 | 230 | 230 | H | 2.12 | 0 | 1 | 1-3400 ACSR AW | 0 | 0 | 0 | 0 | 0 | 0 | 0 | 0 | 0 | 0 | 0 | 0 | 0 | 0 | 0 | 0 | 0 | 0 | 0 | 0 | 0 | 0 | 0 | 12
NO |  | 56 | 2012 | 12 | 14 | 14 |  | MIDWAY | ST LUCIE 3 | 230 | 230 | H | 9.75 | 0 | 1 | 2-1691 AAAC | 0 | 0 | 0 | 0 | 0 | 0 | 0 | 0 | 0 | 0 | 0 | 0 | 0 | 0 | 0 | 0 | 0 | 0 | 0 | 0 | 0 | 0 | 0 | 12
NO |  | 56 | 2012 | 12 | 15 | 15 |  | MILLCREEK | SAMPSON (CJB) | 230 | 230 | H | 5.09 | 0 | 1 | 1-954 ACSR AZ | 0 | 0 | 0 | 0 | 0 | 0 | 0 | 0 | 0 | 0 | 0 | 0 | 0 | 0 | 0 | 0 | 0 | 0 | 0 | 0 | 0 | 0 | 0 | 12
NO |  | 56 | 2012 | 12 | 16 | 16 |  | MILLCREEK | SAMPSON (CJB) | 230 | 230 | SP | 0.08 | 0 | 1 | 1-954 ACSR AW | 0 | 0 | 0 | 0 | 0 | 0 | 0 | 0 | 0 | 0 | 0 | 0 | 0 | 0 | 0 | 0 | 0 | 0 | 0 | 0 | 0 | 0 | 0 | 12
NO |  | 56 | 2012 | 12 | 17 | 17 |  | MILLCREEK | TOCOI | 230 | 230 | H | 0.06 | 0 | 1 | 1-954 ACSR AW | 0 | 0 | 0 | 0 | 0 | 0 | 0 | 0 | 0 | 0 | 0 | 0 | 0 | 0 | 0 | 0 | 0 | 0 | 0 | 0 | 0 | 0 | 0 | 12
NO |  | 56 | 2012 | 12 | 18 | 18 |  | MILLCREEK | TOCOI | 230 | 230 | H | 7.99 | 0 | 1 | 1-954 ACSR AZ | 0 | 0 | 0 | 0 | 0 | 0 | 0 | 0 | 0 | 0 | 0 | 0 | 0 | 0 | 0 | 0 | 0 | 0 | 0 | 0 | 0 | 0 | 0 | 12
NO |  | 56 | 2012 | 12 | 19 | 19 |  | MILLCREEK | TOCOI | 230 | 230 | SP | 0.09 | 0 | 1 | 1-954 ACSR AW | 0 | 0 | 0 | 0 | 0 | 0 | 0 | 0 | 0 | 0 | 0 | 0 | 0 | 0 | 0 | 0 | 0 | 0 | 0 | 0 | 0 | 0 | 0 | 12
NO |  | 56 | 2012 | 12 | 20 | 20 |  | NORRIS | VOLUSIA | 230 | 230 | H | 40.72 | 0 | 1 | 1-954 ACSR AZ | 0 | 0 | 0 | 0 | 0 | 0 | 0 | 0 | 0 | 0 | 0 | 0 | 0 | 0 | 0 | 0 | 0 | 0 | 0 | 0 | 0 | 0 | 0 | 12
NO |  | 56 | 2012 | 12 | 21 | 21 |  | NORRIS | VOLUSIA | 230 | 230 | SP | 0.15 | 0 | 1 | 1-1431 ACSR AW | 0 | 0 | 0 | 0 | 0 | 0 | 0 | 0 | 0 | 0 | 0 | 0 | 0 | 0 | 0 | 0 | 0 | 0 | 0 | 0 | 0 | 0 | 0 | 12
NO |  | 56 | 2012 | 12 | 22 | 22 |  | NORRIS | VOLUSIA | 230 | 230 | SP | 0.13 | 0 | 1 | 1-954 ACSR AZ | 0 | 0 | 0 | 0 | 0 | 0 | 0 | 0 | 0 | 0 | 0 | 0 | 0 | 0 | 0 | 0 | 0 | 0 | 0 | 0 | 0 | 0 | 0 | 12
NO |  | 56 | 2012 | 12 | 23 | 23 |  | ORANGE RIVER | TERRY | 230 | 230 | H | 7.67 | 0 | 1 | 1-1431 ACSR AZ | 0 | 0 | 0 | 0 | 0 | 0 | 0 | 0 | 0 | 0 | 0 | 0 | 0 | 0 | 0 | 0 | 0 | 0 | 0 | 0 | 0 | 0 | 0 | 12
NO |  | 56 | 2012 | 12 | 24 | 24 |  | ORANGE RIVER | TERRY | 230 | 230 | SP | 0.11 | 0 | 1 | 1-1431 ACSR AW | 0 | 0 | 0 | 0 | 0 | 0 | 0 | 0 | 0 | 0 | 0 | 0 | 0 | 0 | 0 | 0 | 0 | 0 | 0 | 0 | 0 | 0 | 0 | 12
NO |  | 56 | 2012 | 12 | 25 | 25 |  | ORANGE RIVER | TERRY | 230 | 230 | SP | 0.05 | 0 | 1 | 1-1431 ACSR AZ | 0 | 0 | 0 | 0 | 0 | 0 | 0 | 0 | 0 | 0 | 0 | 0 | 0 | 0 | 0 | 0 | 0 | 0 | 0 | 0 | 0 | 0 | 0 | 12
NO |  | 56 | 2012 | 12 | 26 | 26 |  | ORANGE RIVER | TERRY | 230 | 230 | H | 15.37 | 1.07 | 2 | 1-1431 ACSR AZ | 0 | 0 | 0 | 0 | 0 | 0 | 0 | 0 | 0 | 0 | 0 | 0 | 0 | 0 | 0 | 0 | 0 | 0 | 0 | 0 | 0 | 0 | 0 | 12
NO |  | 56 | 2012 | 12 | 27 | 27 |  | ORANGE RIVER | WHIDDEN | 230 | 230 | SP | 33.62 | 0 | 1 | 2-954 ACSR AW | 0 | 0 | 0 | 0 | 0 | 0 | 0 | 0 | 0 | 0 | 0 | 0 | 0 | 0 | 0 | 0 | 0 | 0 | 0 | 0 | 0 | 0 | 0 | 12
NO |  | 56 | 2012 | 12 | 28 | 28 |  | ORANGE RIVER | WHIDDEN | 230 | 230 | SP | 0 | 19.15 | 2 | 2-954 ACSR AW | 0 | 0 | 0 | 0 | 0 | 0 | 0 | 0 | 0 | 0 | 0 | 0 | 0 | 0 | 0 | 0 | 0 | 0 | 0 | 0 | 0 | 0 | 0 | 12
NO |  | 56 | 2012 | 12 | 29 | 29 |  | OSTEEN | SANFORD PLANT | 230 | 230 | H | 11.8 | 0 | 1 | 1-795 ACSR AZ | 0 | 0 | 0 | 0 | 0 | 0 | 0 | 0 | 0 | 0 | 0 | 0 | 0 | 0 | 0 | 0 | 0 | 0 | 0 | 0 | 0 | 0 | 0 | 12
NO |  | 56 | 2012 | 12 | 30 | 30 |  | OSTEEN | SANFORD PLANT | 230 | 230 | SP | 4.4 | 0 | 1 | 1-1431 ACSR AW | 0 | 0 | 0 | 0 | 0 | 0 | 0 | 0 | 0 | 0 | 0 | 0 | 0 | 0 | 0 | 0 | 0 | 0 | 0 | 0 | 0 | 0 | 0 | 12
NO |  | 56 | 2012 | 12 | 31 | 31 |  | OSTEEN | SANFORD PLANT | 230 | 230 | SP | 0.07 | 0 | 1 | 1-795 ACSR AW | 0 | 0 | 0 | 0 | 0 | 0 | 0 | 0 | 0 | 0 | 0 | 0 | 0 | 0 | 0 | 0 | 0 | 0 | 0 | 0 | 0 | 0 | 0 | 12
NO |  | 56 | 2012 | 12 | 32 | 32 |  | OSTEEN | SANFORD PLANT | 230 | 230 | SP | 2.42 | 0 | 1 | 1-795 ACSR AZ | 0 | 0 | 0 | 0 | 0 | 0 | 0 | 0 | 0 | 0 | 0 | 0 | 0 | 0 | 0 | 0 | 0 | 0 | 0 | 0 | 0 | 0 | 0 | 12
NO |  | 56 | 2012 | 12 | 33 | 33 |  | OSTEEN | SANFORD PLANT | 230 | 230 | SP | 0.31 | 0 | 1 | 1-954 ACSR AW | 0 | 0 | 0 | 0 | 0 | 0 | 0 | 0 | 0 | 0 | 0 | 0 | 0 | 0 | 0 | 0 | 0 | 0 | 0 | 0 | 0 | 0 | 0 | 12
NO |  | 56 | 2012 | 12 | 34 | 34 |  | OSTEEN | SANFORD PLANT | 230 | 230 | SP | 1.06 | 0 | 2 | 1-1431 ACSR AW | 0 | 0 | 0 | 0 | 0 | 0 | 0 | 0 | 0 | 0 | 0 | 0 | 0 | 0 | 0 | 0 | 0 | 0 | 0 | 0 | 0 | 0 | 0 | 12
NO |  | 56 | 2012 | 12 | 35 | 35 |  | OSTEEN | VOLUSIA | 230 | 230 | H | 20.25 | 0 | 1 | 1-795 ACSR AZ | 0 | 0 | 0 | 0 | 0 | 0 | 0 | 0 | 0 | 0 | 0 | 0 | 0 | 0 | 0 | 0 | 0 | 0 | 0 | 0 | 0 | 0 | 0 | 12
NO |  | 56 | 2012 | 13 | 1 | 1 |  | OSTEEN | VOLUSIA | 230 | 230 | SP | 8.69 | 0 | 1 | 1-1431 ACSR AW | 0 | 0 | 0 | 0 | 0 | 0 | 0 | 0 | 0 | 0 | 0 | 0 | 0 | 0 | 0 | 0 | 0 | 0 | 0 | 0 | 0 | 0 | 0 | 12
NO |  | 56 | 2012 | 13 | 2 | 2 |  | OSTEEN | VOLUSIA | 230 | 230 | SP | 1.78 | 0 | 1 | 1-954 ACSR AW | 0 | 0 | 0 | 0 | 0 | 0 | 0 | 0 | 0 | 0 | 0 | 0 | 0 | 0 | 0 | 0 | 0 | 0 | 0 | 0 | 0 | 0 | 0 | 12
NO |  | 56 | 2012 | 13 | 3 | 3 |  | OSTEEN | VOLUSIA | 230 | 230 | SP | 0 | 1.05 | 2 | 1-1431 ACSR AW | 0 | 0 | 0 | 0 | 0 | 0 | 0 | 0 | 0 | 0 | 0 | 0 | 0 | 0 | 0 | 0 | 0 | 0 | 0 | 0 | 0 | 0 | 0 | 12
NO |  | 56 | 2012 | 13 | 4 | 4 |  | PENNSUCO | DORAL (RRDC) | 230 | 230 | H | 2.74 | 0 | 1 | 1-1431 ACSR AZ | 0 | 0 | 0 | 0 | 0 | 0 | 0 | 0 | 0 | 0 | 0 | 0 | 0 | 0 | 0 | 0 | 0 | 0 | 0 | 0 | 0 | 0 | 0 | 12
NO |  | 56 | 2012 | 13 | 5 | 5 |  | PENNSUCO | DORAL (RRDC) | 230 | 230 | SP | 0.32 | 0 | 1 | 1-1431 ACSR AW | 0 | 0 | 0 | 0 | 0 | 0 | 0 | 0 | 0 | 0 | 0 | 0 | 0 | 0 | 0 | 0 | 0 | 0 | 0 | 0 | 0 | 0 | 0 | 12
NO |  | 56 | 2012 | 13 | 6 | 6 |  | PENNSUCO | DORAL (RRDC) | 230 | 230 | SP | 0.16 | 0 | 1 | 1-1431 ACSR AZ | 0 | 0 | 0 | 0 | 0 | 0 | 0 | 0 | 0 | 0 | 0 | 0 | 0 | 0 | 0 | 0 | 0 | 0 | 0 | 0 | 0 | 0 | 0 | 12
NO |  | 56 | 2012 | 13 | 7 | 7 |  | PENNSUCO | DORAL (RRDC) | 230 | 230 | H | 0 | 0.88 | 2 | 1-1431 ACSR AZ | 0 | 0 | 0 | 0 | 0 | 0 | 0 | 0 | 0 | 0 | 0 | 0 | 0 | 0 | 0 | 0 | 0 | 0 | 0 | 0 | 0 | 0 | 0 | 12
NO |  | 56 | 2012 | 13 | 8 | 8 |  | PENNSUCO | MAULE (TARMAC) | 230 | 230 | SP | 0.1 | 0 | 1 | 1-795 ACSR AZ | 0 | 0 | 0 | 0 | 0 | 0 | 0 | 0 | 0 | 0 | 0 | 0 | 0 | 0 | 0 | 0 | 0 | 0 | 0 | 0 | 0 | 0 | 0 | 12
NO |  | 56 | 2012 | 13 | 9 | 9 |  | PLUMOSUS | PLUMOSUS DIST. | 230 | 230 | H | 0.03 | 0 | 1 | 1-1431 ACSR AW | 0 | 0 | 0 | 0 | 0 | 0 | 0 | 0 | 0 | 0 | 0 | 0 | 0 | 0 | 0 | 0 | 0 | 0 | 0 | 0 | 0 | 0 | 0 | 12
NO |  | 56 | 2012 | 13 | 10 | 10 |  | POINSETT | BITHLO (PEC) | 230 | 230 | SP | 19.64 | 0 | 1 | 1-1272 ACSR AW | 0 | 0 | 0 | 0 | 0 | 0 | 0 | 0 | 0 | 0 | 0 | 0 | 0 | 0 | 0 | 0 | 0 | 0 | 0 | 0 | 0 | 0 | 0 | 12
NO |  | 56 | 2012 | 13 | 11 | 11 |  | POINSETT | BITHLO (PEC) | 230 | 230 | SP | 0.2 | 0 | 1 | 1-1431 ACSR AW | 0 | 0 | 0 | 0 | 0 | 0 | 0 | 0 | 0 | 0 | 0 | 0 | 0 | 0 | 0 | 0 | 0 | 0 | 0 | 0 | 0 | 0 | 0 | 12
NO |  | 56 | 2012 | 13 | 12 | 12 |  | POINSETT | BITHLO (PEC) | 230 | 230 | SP | 1.11 | 0 | 2 | 1-1431 ACSR AW | 0 | 0 | 0 | 0 | 0 | 0 | 0 | 0 | 0 | 0 | 0 | 0 | 0 | 0 | 0 | 0 | 0 | 0 | 0 | 0 | 0 | 0 | 0 | 12
NO |  | 56 | 2012 | 13 | 13 | 13 |  | POINSETT | HOLOPAW | 230 | 230 | H | 0.08 | 0 | 1 | 1-954 ACSR AW | 0 | 0 | 0 | 0 | 0 | 0 | 0 | 0 | 0 | 0 | 0 | 0 | 0 | 0 | 0 | 0 | 0 | 0 | 0 | 0 | 0 | 0 | 0 | 12
NO |  | 56 | 2012 | 13 | 14 | 14 |  | POINSETT | HOLOPAW | 230 | 230 | H | 0 | 4.38 | 2 | 1-954 ACSR AW | 0 | 0 | 0 | 0 | 0 | 0 | 0 | 0 | 0 | 0 | 0 | 0 | 0 | 0 | 0 | 0 | 0 | 0 | 0 | 0 | 0 | 0 | 0 | 12
NO |  | 56 | 2012 | 13 | 15 | 15 |  | POINSETT | SANFORD PLANT 1 | 230 | 230 | SP | 0.01 | 0 | 1 | 1-1272 ACSR AW | 0 | 0 | 0 | 0 | 0 | 0 | 0 | 0 | 0 | 0 | 0 | 0 | 0 | 0 | 0 | 0 | 0 | 0 | 0 | 0 | 0 | 0 | 0 | 12
NO |  | 56 | 2012 | 13 | 16 | 16 |  | POINSETT | SANFORD PLANT 1 | 230 | 230 | SP | 44.91 | 0.04 | 2 | 1-1272 ACSR AW | 0 | 0 | 0 | 0 | 0 | 0 | 0 | 0 | 0 | 0 | 0 | 0 | 0 | 0 | 0 | 0 | 0 | 0 | 0 | 0 | 0 | 0 | 0 | 12
NO |  | 56 | 2012 | 13 | 17 | 17 |  | POINSETT | SANFORD PLANT 1 | 230 | 230 | SP | 6.08 | 6.12 | 2 | 1-1431 ACSR TW | 0 | 0 | 0 | 0 | 0 | 0 | 0 | 0 | 0 | 0 | 0 | 0 | 0 | 0 | 0 | 0 | 0 | 0 | 0 | 0 | 0 | 0 | 0 | 12
NO |  | 56 | 2012 | 13 | 18 | 18 |  | POINSETT | SANFORD PLANT 3 | 230 | 230 | SP | 0 | 45.13 | 2 | 1-1272 ACSR AW | 0 | 0 | 0 | 0 | 0 | 0 | 0 | 0 | 0 | 0 | 0 | 0 | 0 | 0 | 0 | 0 | 0 | 0 | 0 | 0 | 0 | 0 | 0 | 12
NO |  | 56 | 2012 | 13 | 19 | 19 |  | PORT EVERGLADES | SISTRUNK 1 | 230 | 230 | UG | 3.44 | 0 | 1 | 1-3000 AL | 0 | 0 | 0 | 0 | 0 | 0 | 0 | 0 | 0 | 0 | 0 | 0 | 0 | 0 | 0 | 0 | 0 | 0 | 0 | 0 | 0 | 0 | 0 | 12
NO |  | 56 | 2012 | 13 | 20 | 20 |  | PORT EVERGLADES | SISTRUNK 1 | 230 | 230 | UG | 1.03 | 0 | 1 | 1-3750 AL | 0 | 0 | 0 | 0 | 0 | 0 | 0 | 0 | 0 | 0 | 0 | 0 | 0 | 0 | 0 | 0 | 0 | 0 | 0 | 0 | 0 | 0 | 0 | 12
NO |  | 56 | 2012 | 13 | 21 | 21 |  | PRATT & WHITNEY | RANCH | 230 | 230 | H | 20.88 | 0 | 1 | 2-954 ACSR AZ | 0 | 0 | 0 | 0 | 0 | 0 | 0 | 0 | 0 | 0 | 0 | 0 | 0 | 0 | 0 | 0 | 0 | 0 | 0 | 0 | 0 | 0 | 0 | 12
NO |  | 56 | 2012 | 13 | 22 | 22 |  | PRINCETON | TURKEY POINT | 230 | 230 | H | 0.87 | 0 | 1 | 1-1691 AAAC | 0 | 0 | 0 | 0 | 0 | 0 | 0 | 0 | 0 | 0 | 0 | 0 | 0 | 0 | 0 | 0 | 0 | 0 | 0 | 0 | 0 | 0 | 0 | 12
NO |  | 56 | 2012 | 13 | 23 | 23 |  | PRINCETON | TURKEY POINT | 230 | 230 | SP | 6.52 | 0 | 1 | 1-1431 ACSR AW | 0 | 0 | 0 | 0 | 0 | 0 | 0 | 0 | 0 | 0 | 0 | 0 | 0 | 0 | 0 | 0 | 0 | 0 | 0 | 0 | 0 | 0 | 0 | 12
NO |  | 56 | 2012 | 13 | 24 | 24 |  | PRINCETON | TURKEY POINT | 230 | 230 | SP | 3.2 | 0 | 1 | 1?1431ÿACSRÿAW | 0 | 0 | 0 | 0 | 0 | 0 | 0 | 0 | 0 | 0 | 0 | 0 | 0 | 0 | 0 | 0 | 0 | 0 | 0 | 0 | 0 | 0 | 0 | 12
NO |  | 56 | 2012 | 13 | 25 | 25 |  | PUTNAM | RICE | 230 | 230 | H | 14.08 | 0 | 1 | 1-954 ACSR AZ | 0 | 0 | 0 | 0 | 0 | 0 | 0 | 0 | 0 | 0 | 0 | 0 | 0 | 0 | 0 | 0 | 0 | 0 | 0 | 0 | 0 | 0 | 0 | 12
NO |  | 56 | 2012 | 13 | 26 | 26 |  | PUTNAM | RICE | 230 | 230 | SP | 0.13 | 0 | 1 | 1-954 ACSR AZ | 0 | 0 | 0 | 0 | 0 | 0 | 0 | 0 | 0 | 0 | 0 | 0 | 0 | 0 | 0 | 0 | 0 | 0 | 0 | 0 | 0 | 0 | 0 | 12
NO |  | 56 | 2012 | 13 | 27 | 27 |  | PUTNAM | RICE | 230 | 230 | H | 1.33 | 0 | 2 | 1-954 ACSR AZ | 0 | 0 | 0 | 0 | 0 | 0 | 0 | 0 | 0 | 0 | 0 | 0 | 0 | 0 | 0 | 0 | 0 | 0 | 0 | 0 | 0 | 0 | 0 | 12
NO |  | 56 | 2012 | 13 | 28 | 28 |  | PUTNAM | SEMINOLE PLANT (SEC) | 230 | 230 | H | 7.06 | 0 | 1 | 1-1431 ACSR AZ | 0 | 0 | 0 | 0 | 0 | 0 | 0 | 0 | 0 | 0 | 0 | 0 | 0 | 0 | 0 | 0 | 0 | 0 | 0 | 0 | 0 | 0 | 0 | 12
NO |  | 56 | 2012 | 13 | 29 | 29 |  | PUTNAM | SEMINOLE PLANT (SEC) | 230 | 230 | H | 3.71 | 0 | 1 | 2-556.5 ACSR AZ | 0 | 0 | 0 | 0 | 0 | 0 | 0 | 0 | 0 | 0 | 0 | 0 | 0 | 0 | 0 | 0 | 0 | 0 | 0 | 0 | 0 | 0 | 0 | 12
NO |  | 56 | 2012 | 13 | 30 | 30 |  | PUTNAM | SEMINOLE PLANT (SEC) | 230 | 230 | SP | 0.51 | 0 | 1 | 1-1431 ACSR AW | 0 | 0 | 0 | 0 | 0 | 0 | 0 | 0 | 0 | 0 | 0 | 0 | 0 | 0 | 0 | 0 | 0 | 0 | 0 | 0 | 0 | 0 | 0 | 12
NO |  | 56 | 2012 | 13 | 31 | 31 |  | PUTNAM | SEMINOLE PLANT (SEC) | 230 | 230 | SP | 2.62 | 0 | 1 | 1-1431 ACSR AZ | 0 | 0 | 0 | 0 | 0 | 0 | 0 | 0 | 0 | 0 | 0 | 0 | 0 | 0 | 0 | 0 | 0 | 0 | 0 | 0 | 0 | 0 | 0 | 12
NO |  | 56 | 2012 | 13 | 32 | 32 |  | PUTNAM | SEMINOLE PLANT (SEC) | 230 | 230 | H | 0.43 | 0 | 2 | 1-1431 ACSR AW | 0 | 0 | 0 | 0 | 0 | 0 | 0 | 0 | 0 | 0 | 0 | 0 | 0 | 0 | 0 | 0 | 0 | 0 | 0 | 0 | 0 | 0 | 0 | 12
NO |  | 56 | 2012 | 13 | 33 | 33 |  | PUTNAM | SEMINOLE PLANT (SEC) | 230 | 230 | H | 0 | 1.33 | 2 | 1-1431 ACSR AZ | 0 | 0 | 0 | 0 | 0 | 0 | 0 | 0 | 0 | 0 | 0 | 0 | 0 | 0 | 0 | 0 | 0 | 0 | 0 | 0 | 0 | 0 | 0 | 12
NO |  | 56 | 2012 | 13 | 34 | 34 |  | PUTNAM | SEMINOLE PLANT (SEC) | 230 | 230 | SP | 0.04 | 0 | 2 | 1-1431 ACSR AZ | 0 | 0 | 0 | 0 | 0 | 0 | 0 | 0 | 0 | 0 | 0 | 0 | 0 | 0 | 0 | 0 | 0 | 0 | 0 | 0 | 0 | 0 | 0 | 12
NO |  | 56 | 2012 | 13 | 35 | 35 |  | PUTNAM | TOCOI | 230 | 230 | H | 16.24 | 0 | 1 | 1-954 ACSR AZ | 0 | 0 | 0 | 0 | 0 | 0 | 0 | 0 | 0 | 0 | 0 | 0 | 0 | 0 | 0 | 0 | 0 | 0 | 0 | 0 | 0 | 0 | 0 | 12
NO |  | 56 | 2012 | 14 | 1 | 1 |  | PUTNAM | TOCOI | 230 | 230 | SP | 2.12 | 0 | 1 | 1-954 ACSR AZ | 0 | 0 | 0 | 0 | 0 | 0 | 0 | 0 | 0 | 0 | 0 | 0 | 0 | 0 | 0 | 0 | 0 | 0 | 0 | 0 | 0 | 0 | 0 | 12
NO |  | 56 | 2012 | 14 | 2 | 2 |  | RALLS | TURNPIKE | 230 | 230 | SP | 11.52 | 0 | 1 | 1-1431 ACSR AW | 0 | 0 | 0 | 0 | 0 | 0 | 0 | 0 | 0 | 0 | 0 | 0 | 0 | 0 | 0 | 0 | 0 | 0 | 0 | 0 | 0 | 0 | 0 | 12
NO |  | 56 | 2012 | 14 | 3 | 3 |  | RALLS | TURNPIKE | 230 | 230 | SP | 0.09 | 0.1 | 2 | 1-1431 ACSR AW | 0 | 0 | 0 | 0 | 0 | 0 | 0 | 0 | 0 | 0 | 0 | 0 | 0 | 0 | 0 | 0 | 0 | 0 | 0 | 0 | 0 | 0 | 0 | 12
NO |  | 56 | 2012 | 14 | 4 | 4 |  | RICE | SEMINOLE PLANT (SEC) 1 | 230 | 230 | H | 0.01 | 0 | 2 | 2-1780 ACSR SD | 0 | 0 | 0 | 0 | 0 | 0 | 0 | 0 | 0 | 0 | 0 | 0 | 0 | 0 | 0 | 0 | 0 | 0 | 0 | 0 | 0 | 0 | 0 | 12
NO |  | 56 | 2012 | 14 | 5 | 5 |  | RICE | SEMINOLE PLANT (SEC) 2 | 230 | 230 | H | 0 | 0.01 | 2 | 2-1780 ACSR SD | 0 | 0 | 0 | 0 | 0 | 0 | 0 | 0 | 0 | 0 | 0 | 0 | 0 | 0 | 0 | 0 | 0 | 0 | 0 | 0 | 0 | 0 | 0 | 12
NO |  | 56 | 2012 | 14 | 6 | 6 |  | SAMPSON (CJB) | SWITZERLAND (JEA) | 230 | 230 | H | 0.08 | 0 | 1 | 1-954 ACSR AZ | 0 | 0 | 0 | 0 | 0 | 0 | 0 | 0 | 0 | 0 | 0 | 0 | 0 | 0 | 0 | 0 | 0 | 0 | 0 | 0 | 0 | 0 | 0 | 12
NO |  | 56 | 2012 | 14 | 7 | 7 |  | SANDPIPER | TURNPIKE | 230 | 230 | SP | 4.37 | 0 | 1 | 1-1431 ACSR AW | 0 | 0 | 0 | 0 | 0 | 0 | 0 | 0 | 0 | 0 | 0 | 0 | 0 | 0 | 0 | 0 | 0 | 0 | 0 | 0 | 0 | 0 | 0 | 12
NO |  | 56 | 2012 | 14 | 8 | 8 |  | SANDPIPER | TURNPIKE | 230 | 230 | SP | 1.62 | 0 | 2 | 1-1431 ACSR AW | 0 | 0 | 0 | 0 | 0 | 0 | 0 | 0 | 0 | 0 | 0 | 0 | 0 | 0 | 0 | 0 | 0 | 0 | 0 | 0 | 0 | 0 | 0 | 12
NO |  | 56 | 2012 | 14 | 9 | 9 |  | SANFORD | ALTAMONTE (FPC) | 230 | 230 | SP | 0.05 | 0 | 1 | 1-1431 ACSR AW | 0 | 0 | 0 | 0 | 0 | 0 | 0 | 0 | 0 | 0 | 0 | 0 | 0 | 0 | 0 | 0 | 0 | 0 | 0 | 0 | 0 | 0 | 0 | 12
NO |  | 56 | 2012 | 14 | 10 | 10 |  | SANFORD | DEBARY (FPC) | 230 | 230 | SP | 0.05 | 0 | 1 | 1-1431 ACSR AW | 0 | 0 | 0 | 0 | 0 | 0 | 0 | 0 | 0 | 0 | 0 | 0 | 0 | 0 | 0 | 0 | 0 | 0 | 0 | 0 | 0 | 0 | 0 | 12
NO |  | 56 | 2012 | 14 | 11 | 11 |  | SANFORD PLANT | BITHLO (PEC) | 230 | 230 | SP | 25.46 | 0 | 1 | 1-1272 ACSR AW | 0 | 0 | 0 | 0 | 0 | 0 | 0 | 0 | 0 | 0 | 0 | 0 | 0 | 0 | 0 | 0 | 0 | 0 | 0 | 0 | 0 | 0 | 0 | 12
NO |  | 56 | 2012 | 14 | 12 | 12 |  | SANFORD PLANT | BITHLO (PEC) | 230 | 230 | SP | 0.25 | 0 | 1 | 1-1431 ACSR AW | 0 | 0 | 0 | 0 | 0 | 0 | 0 | 0 | 0 | 0 | 0 | 0 | 0 | 0 | 0 | 0 | 0 | 0 | 0 | 0 | 0 | 0 | 0 | 12
NO |  | 56 | 2012 | 14 | 13 | 13 |  | SANFORD PLANT | BITHLO (PEC) | 230 | 230 | SP | 0 | 1.11 | 2 | 1-1431 ACSR AW | 0 | 0 | 0 | 0 | 0 | 0 | 0 | 0 | 0 | 0 | 0 | 0 | 0 | 0 | 0 | 0 | 0 | 0 | 0 | 0 | 0 | 0 | 0 | 12
NO |  | 56 | 2012 | 14 | 14 | 14 |  | SANFORD PLANT | NORTH LONGWOOD (FPC) | 230 | 230 | H | 7.68 | 0 | 1 | 1-954 ACSR AZ | 0 | 0 | 0 | 0 | 0 | 0 | 0 | 0 | 0 | 0 | 0 | 0 | 0 | 0 | 0 | 0 | 0 | 0 | 0 | 0 | 0 | 0 | 0 | 12
NO |  | 56 | 2012 | 14 | 15 | 15 |  | SANFORD PLANT | NORTH LONGWOOD (FPC) | 230 | 230 | SP | 0.3 | 0 | 1 | 1-954 ACSR AW | 0 | 0 | 0 | 0 | 0 | 0 | 0 | 0 | 0 | 0 | 0 | 0 | 0 | 0 | 0 | 0 | 0 | 0 | 0 | 0 | 0 | 0 | 0 | 12
NO |  | 56 | 2012 | 14 | 16 | 16 |  | SANFORD PLANT | VOLUSIA 2 | 230 | 230 | H | 31.95 | 0 | 1 | 1-954 ACSR AZ | 0 | 0 | 0 | 0 | 0 | 0 | 0 | 0 | 0 | 0 | 0 | 0 | 0 | 0 | 0 | 0 | 0 | 0 | 0 | 0 | 0 | 0 | 0 | 12
NO |  | 56 | 2012 | 14 | 17 | 17 |  | SANFORD PLANT | VOLUSIA 2 | 230 | 230 | SP | 0.3 | 0 | 1 | 1-954 ACSR AW | 0 | 0 | 0 | 0 | 0 | 0 | 0 | 0 | 0 | 0 | 0 | 0 | 0 | 0 | 0 | 0 | 0 | 0 | 0 | 0 | 0 | 0 | 0 | 12
NO |  | 56 | 2012 | 14 | 18 | 18 |  | SANFORD PLANT | VOLUSIA 2 | 230 | 230 | SP | 0.57 | 0 | 1 | 1-954 ACSR AZ | 0 | 0 | 0 | 0 | 0 | 0 | 0 | 0 | 0 | 0 | 0 | 0 | 0 | 0 | 0 | 0 | 0 | 0 | 0 | 0 | 0 | 0 | 0 | 12
NO |  | 56 | 2012 | 14 | 19 | 19 |  | SANFORD PLANT | VOLUSIA 2 | 230 | 230 | H | 0.42 | 0 | 2 | 1-954 ACSR AZ | 0 | 0 | 0 | 0 | 0 | 0 | 0 | 0 | 0 | 0 | 0 | 0 | 0 | 0 | 0 | 0 | 0 | 0 | 0 | 0 | 0 | 0 | 0 | 12
NO |  | 56 | 2012 | 14 | 20 | 20 |  | SPRINGBANK | SEMINOLE PLANT (SEC) | 230 | 230 | H | 7.49 | 0 | 1 | 1-1431 ACSR AZ | 0 | 0 | 0 | 0 | 0 | 0 | 0 | 0 | 0 | 0 | 0 | 0 | 0 | 0 | 0 | 0 | 0 | 0 | 0 | 0 | 0 | 0 | 0 | 12
NO |  | 56 | 2012 | 14 | 21 | 21 |  | SPRINGBANK | SEMINOLE PLANT (SEC) | 230 | 230 | H | 10.26 | 0 | 1 | 2-556.5 ACSR AZ | 0 | 0 | 0 | 0 | 0 | 0 | 0 | 0 | 0 | 0 | 0 | 0 | 0 | 0 | 0 | 0 | 0 | 0 | 0 | 0 | 0 | 0 | 0 | 12
NO |  | 56 | 2012 | 14 | 22 | 22 |  | SPRINGBANK | SEMINOLE PLANT (SEC) | 230 | 230 | SP | 2.61 | 0 | 1 | 1-1431 ACSR AZ | 0 | 0 | 0 | 0 | 0 | 0 | 0 | 0 | 0 | 0 | 0 | 0 | 0 | 0 | 0 | 0 | 0 | 0 | 0 | 0 | 0 | 0 | 0 | 12
NO |  | 56 | 2012 | 14 | 23 | 23 |  | ST JOHNS | TOCOI | 230 | 230 | SP | 11.16 | 0 | 1 | 1-954 ACSR AZ | 0 | 0 | 0 | 0 | 0 | 0 | 0 | 0 | 0 | 0 | 0 | 0 | 0 | 0 | 0 | 0 | 0 | 0 | 0 | 0 | 0 | 0 | 0 | 12
NO |  | 56 | 2012 | 14 | 24 | 24 |  | ST LUCIE | HUTCHINSON ISLAND 1 | 230 | 230 | SP | 0.12 | 0 | 1 | 1-954 ACSR AW | 0 | 0 | 0 | 0 | 0 | 0 | 0 | 0 | 0 | 0 | 0 | 0 | 0 | 0 | 0 | 0 | 0 | 0 | 0 | 0 | 0 | 0 | 0 | 12
NO |  | 56 | 2012 | 14 | 25 | 25 |  | ST LUCIE | HUTCHINSON ISLAND 2 | 230 | 230 | H | 0.13 | 0 | 1 | 1-927.2 AAAC | 0 | 0 | 0 | 0 | 0 | 0 | 0 | 0 | 0 | 0 | 0 | 0 | 0 | 0 | 0 | 0 | 0 | 0 | 0 | 0 | 0 | 0 | 0 | 12
NO |  | 56 | 2012 | 14 | 26 | 26 |  | WHIDDEN | DESOTO (D.C.G.C.) | 230 | 230 | SP | 0.12 | 0 | 1 | 1-1431 ACSR AW | 0 | 0 | 0 | 0 | 0 | 0 | 0 | 0 | 0 | 0 | 0 | 0 | 0 | 0 | 0 | 0 | 0 | 0 | 0 | 0 | 0 | 0 | 0 | 12
NO |  | 56 | 2012 | 14 | 27 | 27 |  | WHIDDEN | VANDOLAH (FPC) | 230 | 230 | SP | 0.5 | 0 | 1 | 2-795 ACSR AW | 0 | 0 | 0 | 0 | 0 | 0 | 0 | 0 | 0 | 0 | 0 | 0 | 0 | 0 | 0 | 0 | 0 | 0 | 0 | 0 | 0 | 0 | 0 | 12
NO |  | 56 | 2012 | 14 | 28 | 28 |  | WHIDDEN | VANDOLAH (FPC) | 230 | 230 | SP | 12.64 | 0 | 2 | 2-795 ACSR AW | 0 | 0 | 0 | 0 | 0 | 0 | 0 | 0 | 0 | 0 | 0 | 0 | 0 | 0 | 0 | 0 | 0 | 0 | 0 | 0 | 0 | 0 | 0 | 12
NO |  | 56 | 2012 | 14 | 29 | 29 |  | 40TH STREET | LITTLE RIVER | 138 | 138 | UG | 3.63 | 0 | 1 | 1-1250 CU SD | 0 | 0 | 0 | 0 | 0 | 0 | 0 | 0 | 0 | 0 | 0 | 0 | 0 | 0 | 0 | 0 | 0 | 0 | 0 | 0 | 0 | 0 | 0 | 12
NO |  | 56 | 2012 | 14 | 30 | 30 |  | 40TH STREET | LITTLE RIVER | 138 | 138 | UG | 2.47 | 0 | 1 | 1-2000 CU SD | 0 | 0 | 0 | 0 | 0 | 0 | 0 | 0 | 0 | 0 | 0 | 0 | 0 | 0 | 0 | 0 | 0 | 0 | 0 | 0 | 0 | 0 | 0 | 12
NO |  | 56 | 2012 | 14 | 31 | 31 |  | AIRPORT | DADE | 138 | 138 | H | 0.22 | 0 | 1 | 1-795 AAC | 0 | 0 | 0 | 0 | 0 | 0 | 0 | 0 | 0 | 0 | 0 | 0 | 0 | 0 | 0 | 0 | 0 | 0 | 0 | 0 | 0 | 0 | 0 | 12
NO |  | 56 | 2012 | 14 | 32 | 32 |  | AIRPORT | DADE | 138 | 138 | SP | 0.46 | 0 | 1 | 1-556.5 ACSR AZ | 0 | 0 | 0 | 0 | 0 | 0 | 0 | 0 | 0 | 0 | 0 | 0 | 0 | 0 | 0 | 0 | 0 | 0 | 0 | 0 | 0 | 0 | 0 | 12
NO |  | 56 | 2012 | 14 | 33 | 33 |  | AIRPORT | DADE | 138 | 138 | SP | 0.15 | 0 | 1 | 1-600 CU HT | 0 | 0 | 0 | 0 | 0 | 0 | 0 | 0 | 0 | 0 | 0 | 0 | 0 | 0 | 0 | 0 | 0 | 0 | 0 | 0 | 0 | 0 | 0 | 12
NO |  | 56 | 2012 | 14 | 34 | 34 |  | AIRPORT | DADE | 138 | 138 | SP | 0.68 | 0 | 1 | 1-795 AAC | 0 | 0 | 0 | 0 | 0 | 0 | 0 | 0 | 0 | 0 | 0 | 0 | 0 | 0 | 0 | 0 | 0 | 0 | 0 | 0 | 0 | 0 | 0 | 12
NO |  | 56 | 2012 | 14 | 35 | 35 |  | AIRPORT | DADE | 138 | 138 | SP | 0.31 | 0 | 1 | 1-795 ACSR AZ | 0 | 0 | 0 | 0 | 0 | 0 | 0 | 0 | 0 | 0 | 0 | 0 | 0 | 0 | 0 | 0 | 0 | 0 | 0 | 0 | 0 | 0 | 0 | 12
NO |  | 56 | 2012 | 15 | 1 | 1 |  | AIRPORT | DADE | 138 | 138 | SP | 1.26 | 0 | 1 | 1-954 ACSR AW | 0 | 0 | 0 | 0 | 0 | 0 | 0 | 0 | 0 | 0 | 0 | 0 | 0 | 0 | 0 | 0 | 0 | 0 | 0 | 0 | 0 | 0 | 0 | 12
NO |  | 56 | 2012 | 15 | 2 | 2 |  | AIRPORT | DADE | 138 | 138 | SP | 0.57 | 0 | 1 | 1-954 ACSR AZ | 0 | 0 | 0 | 0 | 0 | 0 | 0 | 0 | 0 | 0 | 0 | 0 | 0 | 0 | 0 | 0 | 0 | 0 | 0 | 0 | 0 | 0 | 0 | 12
NO |  | 56 | 2012 | 15 | 3 | 3 |  | AIRPORT | DADE | 138 | 138 | H | 0 | 0.14 | 2 | 1-795 AAC | 0 | 0 | 0 | 0 | 0 | 0 | 0 | 0 | 0 | 0 | 0 | 0 | 0 | 0 | 0 | 0 | 0 | 0 | 0 | 0 | 0 | 0 | 0 | 12
NO |  | 56 | 2012 | 15 | 4 | 4 |  | AIRPORT | DADE | 138 | 138 | SP | 0 | 0.3 | 2 | 1-795 AAC | 0 | 0 | 0 | 0 | 0 | 0 | 0 | 0 | 0 | 0 | 0 | 0 | 0 | 0 | 0 | 0 | 0 | 0 | 0 | 0 | 0 | 0 | 0 | 12
NO |  | 56 | 2012 | 15 | 5 | 5 |  | AIRPORT | DADE | 138 | 138 | SP | 0.12 | 0 | 2 | 1-795 ACSR AZ | 0 | 0 | 0 | 0 | 0 | 0 | 0 | 0 | 0 | 0 | 0 | 0 | 0 | 0 | 0 | 0 | 0 | 0 | 0 | 0 | 0 | 0 | 0 | 12
NO |  | 56 | 2012 | 15 | 6 | 6 |  | AIRPORT | RIVERSIDE | 138 | 138 | SP | 0.06 | 0 | 1 | 1-350 CU HT | 0 | 0 | 0 | 0 | 0 | 0 | 0 | 0 | 0 | 0 | 0 | 0 | 0 | 0 | 0 | 0 | 0 | 0 | 0 | 0 | 0 | 0 | 0 | 12
NO |  | 56 | 2012 | 15 | 7 | 7 |  | AIRPORT | RIVERSIDE | 138 | 138 | SP | 1.06 | 0 | 1 | 1-556.5 ACSR AZ | 0 | 0 | 0 | 0 | 0 | 0 | 0 | 0 | 0 | 0 | 0 | 0 | 0 | 0 | 0 | 0 | 0 | 0 | 0 | 0 | 0 | 0 | 0 | 12
NO |  | 56 | 2012 | 15 | 8 | 8 |  | AIRPORT | RIVERSIDE | 138 | 138 | SP | 0.89 | 0 | 1 | 1-954 ACSR AW | 0 | 0 | 0 | 0 | 0 | 0 | 0 | 0 | 0 | 0 | 0 | 0 | 0 | 0 | 0 | 0 | 0 | 0 | 0 | 0 | 0 | 0 | 0 | 12
NO |  | 56 | 2012 | 15 | 9 | 9 |  | AIRPORT | RIVERSIDE | 138 | 138 | SP | 2.01 | 0 | 1 | 1-954 ACSR AZ | 0 | 0 | 0 | 0 | 0 | 0 | 0 | 0 | 0 | 0 | 0 | 0 | 0 | 0 | 0 | 0 | 0 | 0 | 0 | 0 | 0 | 0 | 0 | 12
NO |  | 56 | 2012 | 15 | 10 | 10 |  | AIRPORT | RIVERSIDE | 138 | 138 | SP | 0 | 0.06 | 2 | 1-556.5 ACSR AZ | 0 | 0 | 0 | 0 | 0 | 0 | 0 | 0 | 0 | 0 | 0 | 0 | 0 | 0 | 0 | 0 | 0 | 0 | 0 | 0 | 0 | 0 | 0 | 12
NO |  | 56 | 2012 | 15 | 11 | 11 |  | AIRPORT | RIVERSIDE | 138 | 138 | SP | 0.39 | 0.11 | 2 | 1-954 ACSR AZ | 0 | 0 | 0 | 0 | 0 | 0 | 0 | 0 | 0 | 0 | 0 | 0 | 0 | 0 | 0 | 0 | 0 | 0 | 0 | 0 | 0 | 0 | 0 | 12
NO |  | 56 | 2012 | 15 | 12 | 12 |  | ALICO | BUCKINGHAM | 138 | 138 | H | 3.22 | 0 | 1 | 1-954 ACSR AZ | 0 | 0 | 0 | 0 | 0 | 0 | 0 | 0 | 0 | 0 | 0 | 0 | 0 | 0 | 0 | 0 | 0 | 0 | 0 | 0 | 0 | 0 | 0 | 12
NO |  | 56 | 2012 | 15 | 13 | 13 |  | ALICO | BUCKINGHAM | 138 | 138 | SP | 6.86 | 0 | 1 | 1-954 ACSR AW | 0 | 0 | 0 | 0 | 0 | 0 | 0 | 0 | 0 | 0 | 0 | 0 | 0 | 0 | 0 | 0 | 0 | 0 | 0 | 0 | 0 | 0 | 0 | 12
NO |  | 56 | 2012 | 15 | 14 | 14 |  | ALICO | BUCKINGHAM | 138 | 138 | SP | 0.79 | 0 | 1 | 1-954 ACSR AZ | 0 | 0 | 0 | 0 | 0 | 0 | 0 | 0 | 0 | 0 | 0 | 0 | 0 | 0 | 0 | 0 | 0 | 0 | 0 | 0 | 0 | 0 | 0 | 12
NO |  | 56 | 2012 | 15 | 15 | 15 |  | ALICO | BUCKINGHAM | 138 | 138 | SP | 0.17 | 0 | 1 | 1-954 ACSR TW | 0 | 0 | 0 | 0 | 0 | 0 | 0 | 0 | 0 | 0 | 0 | 0 | 0 | 0 | 0 | 0 | 0 | 0 | 0 | 0 | 0 | 0 | 0 | 12
NO |  | 56 | 2012 | 15 | 16 | 16 |  | ALICO | BUCKINGHAM | 138 | 138 | SP | 13.55 | 3.56 | 2 | 1-954 ACSR AW | 0 | 0 | 0 | 0 | 0 | 0 | 0 | 0 | 0 | 0 | 0 | 0 | 0 | 0 | 0 | 0 | 0 | 0 | 0 | 0 | 0 | 0 | 0 | 12
NO |  | 56 | 2012 | 15 | 17 | 17 |  | ALICO | BUCKINGHAM | 138 | 138 | SP | 1.08 | 0.86 | 2 | 1-954 ACSR AZ | 0 | 0 | 0 | 0 | 0 | 0 | 0 | 0 | 0 | 0 | 0 | 0 | 0 | 0 | 0 | 0 | 0 | 0 | 0 | 0 | 0 | 0 | 0 | 12
NO |  | 56 | 2012 | 15 | 18 | 18 |  | ALICO | BUCKINGHAM | 138 | 138 | SP | 1.67 | 0 | 2 | 1-954 ACSR TW | 0 | 0 | 0 | 0 | 0 | 0 | 0 | 0 | 0 | 0 | 0 | 0 | 0 | 0 | 0 | 0 | 0 | 0 | 0 | 0 | 0 | 0 | 0 | 12
NO |  | 56 | 2012 | 15 | 19 | 19 |  | ALICO | COLLIER 1 | 138 | 138 | H | 1.39 | 0 | 1 | 1-795 ACSR AW | 0 | 0 | 0 | 0 | 0 | 0 | 0 | 0 | 0 | 0 | 0 | 0 | 0 | 0 | 0 | 0 | 0 | 0 | 0 | 0 | 0 | 0 | 0 | 12
NO |  | 56 | 2012 | 15 | 20 | 20 |  | ALICO | COLLIER 1 | 138 | 138 | H | 5.12 | 0 | 1 | 1-795 ACSR AZ | 0 | 0 | 0 | 0 | 0 | 0 | 0 | 0 | 0 | 0 | 0 | 0 | 0 | 0 | 0 | 0 | 0 | 0 | 0 | 0 | 0 | 0 | 0 | 12
NO |  | 56 | 2012 | 15 | 21 | 21 |  | ALICO | COLLIER 1 | 138 | 138 | H | 4.77 | 0 | 1 | 1-954 ACSR AZ | 0 | 0 | 0 | 0 | 0 | 0 | 0 | 0 | 0 | 0 | 0 | 0 | 0 | 0 | 0 | 0 | 0 | 0 | 0 | 0 | 0 | 0 | 0 | 12
NO |  | 56 | 2012 | 15 | 22 | 22 |  | ALICO | COLLIER 1 | 138 | 230 | SP | 0.11 | 0 | 1 | 1-795 ACSR AW | 0 | 0 | 0 | 0 | 0 | 0 | 0 | 0 | 0 | 0 | 0 | 0 | 0 | 0 | 0 | 0 | 0 | 0 | 0 | 0 | 0 | 0 | 0 | 12
NO |  | 56 | 2012 | 15 | 23 | 23 |  | ALICO | COLLIER 1 | 138 | 138 | SP | 1.95 | 0 | 1 | 1-795 ACSR AW | 0 | 0 | 0 | 0 | 0 | 0 | 0 | 0 | 0 | 0 | 0 | 0 | 0 | 0 | 0 | 0 | 0 | 0 | 0 | 0 | 0 | 0 | 0 | 12
NO |  | 56 | 2012 | 15 | 24 | 24 |  | ALICO | COLLIER 1 | 138 | 138 | SP | 0.12 | 0 | 1 | 1-795 SSAC AW | 0 | 0 | 0 | 0 | 0 | 0 | 0 | 0 | 0 | 0 | 0 | 0 | 0 | 0 | 0 | 0 | 0 | 0 | 0 | 0 | 0 | 0 | 0 | 12
NO |  | 56 | 2012 | 15 | 25 | 25 |  | ALICO | COLLIER 1 | 138 | 138 | SP | 4.68 | 0 | 1 | 1-954 ACSR AW | 0 | 0 | 0 | 0 | 0 | 0 | 0 | 0 | 0 | 0 | 0 | 0 | 0 | 0 | 0 | 0 | 0 | 0 | 0 | 0 | 0 | 0 | 0 | 12
NO |  | 56 | 2012 | 15 | 26 | 26 |  | ALICO | COLLIER 1 | 138 | 138 | SP | 0.01 | 0 | 1 | 1-954 ACSR AZ | 0 | 0 | 0 | 0 | 0 | 0 | 0 | 0 | 0 | 0 | 0 | 0 | 0 | 0 | 0 | 0 | 0 | 0 | 0 | 0 | 0 | 0 | 0 | 12
NO |  | 56 | 2012 | 15 | 27 | 27 |  | ALICO | COLLIER 1 | 138 | 138 | UG | 1.6 | 0 | 1 | 1-2500 CU | 0 | 0 | 0 | 0 | 0 | 0 | 0 | 0 | 0 | 0 | 0 | 0 | 0 | 0 | 0 | 0 | 0 | 0 | 0 | 0 | 0 | 0 | 0 | 12
NO |  | 56 | 2012 | 15 | 28 | 28 |  | ALICO | COLLIER 1 | 138 | 138 | SP | 3.68 | 0 | 2 | 1-795 SSAC AW | 0 | 0 | 0 | 0 | 0 | 0 | 0 | 0 | 0 | 0 | 0 | 0 | 0 | 0 | 0 | 0 | 0 | 0 | 0 | 0 | 0 | 0 | 0 | 12
NO |  | 56 | 2012 | 15 | 29 | 29 |  | ALICO | COLLIER 1 | 138 | 138 | SP | 0 | 2 | 2 | 1-954 ACSR AW | 0 | 0 | 0 | 0 | 0 | 0 | 0 | 0 | 0 | 0 | 0 | 0 | 0 | 0 | 0 | 0 | 0 | 0 | 0 | 0 | 0 | 0 | 0 | 12
NO |  | 56 | 2012 | 15 | 30 | 30 |  | ALICO | COLLIER 1 | 138 | 138 | SP | 1.06 | 0 | 2 | 1-954 ACSR AZ | 0 | 0 | 0 | 0 | 0 | 0 | 0 | 0 | 0 | 0 | 0 | 0 | 0 | 0 | 0 | 0 | 0 | 0 | 0 | 0 | 0 | 0 | 0 | 12
NO |  | 56 | 2012 | 15 | 31 | 31 |  | ALICO | ESTERO | 138 | 138 | SP | 0.06 | 0 | 1 | 1-954 ACSR AW | 0 | 0 | 0 | 0 | 0 | 0 | 0 | 0 | 0 | 0 | 0 | 0 | 0 | 0 | 0 | 0 | 0 | 0 | 0 | 0 | 0 | 0 | 0 | 12
NO |  | 56 | 2012 | 15 | 32 | 32 |  | ALICO | ESTERO | 138 | 138 | SP | 0 | 4.73 | 2 | 1-954 ACSR AW | 0 | 0 | 0 | 0 | 0 | 0 | 0 | 0 | 0 | 0 | 0 | 0 | 0 | 0 | 0 | 0 | 0 | 0 | 0 | 0 | 0 | 0 | 0 | 12
NO |  | 56 | 2012 | 15 | 33 | 33 |  | ALICO | FT MYERS PLANT 1 | 138 | 230 | SP | 1.05 | 0 | 1 | 1-795 ACSR AW | 0 | 0 | 0 | 0 | 0 | 0 | 0 | 0 | 0 | 0 | 0 | 0 | 0 | 0 | 0 | 0 | 0 | 0 | 0 | 0 | 0 | 0 | 0 | 12
NO |  | 56 | 2012 | 15 | 34 | 34 |  | ALICO | FT MYERS PLANT 1 | 138 | 138 | SP | 1.06 | 0 | 1 | 1-795 ACSR AW | 0 | 0 | 0 | 0 | 0 | 0 | 0 | 0 | 0 | 0 | 0 | 0 | 0 | 0 | 0 | 0 | 0 | 0 | 0 | 0 | 0 | 0 | 0 | 12
NO |  | 56 | 2012 | 15 | 35 | 35 |  | ALICO | FT MYERS PLANT 1 | 138 | 138 | SP | 2.16 | 0 | 1 | 1-795 ACSR AZ | 0 | 0 | 0 | 0 | 0 | 0 | 0 | 0 | 0 | 0 | 0 | 0 | 0 | 0 | 0 | 0 | 0 | 0 | 0 | 0 | 0 | 0 | 0 | 12
NO |  | 56 | 2012 | 16 | 1 | 1 |  | ALICO | FT MYERS PLANT 1 | 138 | 138 | SP | 9.4 | 0 | 1 | 1-954 ACSR AZ | 0 | 0 | 0 | 0 | 0 | 0 | 0 | 0 | 0 | 0 | 0 | 0 | 0 | 0 | 0 | 0 | 0 | 0 | 0 | 0 | 0 | 0 | 0 | 12
NO |  | 56 | 2012 | 16 | 2 | 2 |  | ALICO | FT MYERS PLANT 1 | 138 | 138 | SP | 0.35 | 0 | 1 | 1-954 ACSR TW | 0 | 0 | 0 | 0 | 0 | 0 | 0 | 0 | 0 | 0 | 0 | 0 | 0 | 0 | 0 | 0 | 0 | 0 | 0 | 0 | 0 | 0 | 0 | 12
NO |  | 56 | 2012 | 16 | 3 | 3 |  | ALICO | FT MYERS PLANT 1 | 138 | 138 | SP | 0 | 0.18 | 2 | 1-795 ACSR AW | 0 | 0 | 0 | 0 | 0 | 0 | 0 | 0 | 0 | 0 | 0 | 0 | 0 | 0 | 0 | 0 | 0 | 0 | 0 | 0 | 0 | 0 | 0 | 12
NO |  | 56 | 2012 | 16 | 4 | 4 |  | ALICO | FT MYERS PLANT 1 | 138 | 230 | SP | 0 | 2.9 | 2 | 1-795 ACSR AW | 0 | 0 | 0 | 0 | 0 | 0 | 0 | 0 | 0 | 0 | 0 | 0 | 0 | 0 | 0 | 0 | 0 | 0 | 0 | 0 | 0 | 0 | 0 | 12
NO |  | 56 | 2012 | 16 | 5 | 5 |  | ALICO | FT MYERS PLANT 1 | 138 | 138 | SP | 0.01 | 0 | 2 | 1-795 ACSR AZ | 0 | 0 | 0 | 0 | 0 | 0 | 0 | 0 | 0 | 0 | 0 | 0 | 0 | 0 | 0 | 0 | 0 | 0 | 0 | 0 | 0 | 0 | 0 | 12
NO |  | 56 | 2012 | 16 | 6 | 6 |  | ALICO | FT MYERS PLANT 1 | 138 | 138 | SP | 3.56 | 4.91 | 2 | 1-954 ACSR AW | 0 | 0 | 0 | 0 | 0 | 0 | 0 | 0 | 0 | 0 | 0 | 0 | 0 | 0 | 0 | 0 | 0 | 0 | 0 | 0 | 0 | 0 | 0 | 12
NO |  | 56 | 2012 | 16 | 7 | 7 |  | ALICO | FT MYERS PLANT 1 | 138 | 138 | SP | 0 | 1.54 | 2 | 1-954 ACSR TW | 0 | 0 | 0 | 0 | 0 | 0 | 0 | 0 | 0 | 0 | 0 | 0 | 0 | 0 | 0 | 0 | 0 | 0 | 0 | 0 | 0 | 0 | 0 | 12
NO |  | 56 | 2012 | 16 | 8 | 8 |  | ALICO | FT MYERS PLANT 2 | 138 | 138 | H | 1.06 | 0 | 1 | 1-954 ACSR AZ | 0 | 0 | 0 | 0 | 0 | 0 | 0 | 0 | 0 | 0 | 0 | 0 | 0 | 0 | 0 | 0 | 0 | 0 | 0 | 0 | 0 | 0 | 0 | 12
NO |  | 56 | 2012 | 16 | 9 | 9 |  | ALICO | FT MYERS PLANT 2 | 138 | 138 | SP | 0.06 | 0 | 1 | 1-954 ACSR AW | 0 | 0 | 0 | 0 | 0 | 0 | 0 | 0 | 0 | 0 | 0 | 0 | 0 | 0 | 0 | 0 | 0 | 0 | 0 | 0 | 0 | 0 | 0 | 12
NO |  | 56 | 2012 | 16 | 10 | 10 |  | ALICO | FT MYERS PLANT 2 | 138 | 138 | SP | 3.92 | 0 | 1 | 1-954 ACSR AZ | 0 | 0 | 0 | 0 | 0 | 0 | 0 | 0 | 0 | 0 | 0 | 0 | 0 | 0 | 0 | 0 | 0 | 0 | 0 | 0 | 0 | 0 | 0 | 12
NO |  | 56 | 2012 | 16 | 11 | 11 |  | ALICO | FT MYERS PLANT 2 | 138 | 138 | H | 0.4 | 0 | 2 | 1-954 ACSR AZ | 0 | 0 | 0 | 0 | 0 | 0 | 0 | 0 | 0 | 0 | 0 | 0 | 0 | 0 | 0 | 0 | 0 | 0 | 0 | 0 | 0 | 0 | 0 | 12
NO |  | 56 | 2012 | 16 | 12 | 12 |  | ALICO | FT MYERS PLANT 2 | 138 | 138 | SP | 5.29 | 8.63 | 2 | 1-954 ACSR AZ | 0 | 0 | 0 | 0 | 0 | 0 | 0 | 0 | 0 | 0 | 0 | 0 | 0 | 0 | 0 | 0 | 0 | 0 | 0 | 0 | 0 | 0 | 0 | 12
NO |  | 56 | 2012 | 16 | 13 | 13 |  | ALICO | TERRY | 138 | 138 | H | 9.95 | 0 | 1 | 1-954 ACSR AZ | 0 | 0 | 0 | 0 | 0 | 0 | 0 | 0 | 0 | 0 | 0 | 0 | 0 | 0 | 0 | 0 | 0 | 0 | 0 | 0 | 0 | 0 | 0 | 12
NO |  | 56 | 2012 | 16 | 14 | 14 |  | ALICO | TERRY | 138 | 138 | SP | 0.07 | 0 | 1 | 1-1431 ACSR AW | 0 | 0 | 0 | 0 | 0 | 0 | 0 | 0 | 0 | 0 | 0 | 0 | 0 | 0 | 0 | 0 | 0 | 0 | 0 | 0 | 0 | 0 | 0 | 12
NO |  | 56 | 2012 | 16 | 15 | 15 |  | ALICO | TERRY | 138 | 138 | SP | 4.79 | 0 | 1 | 1-954 ACSR AW | 0 | 0 | 0 | 0 | 0 | 0 | 0 | 0 | 0 | 0 | 0 | 0 | 0 | 0 | 0 | 0 | 0 | 0 | 0 | 0 | 0 | 0 | 0 | 12
NO |  | 56 | 2012 | 16 | 16 | 16 |  | ARCH CREEK | BOULEVARD #1 | 138 | 138 | UG | 1.07 | 0 | 1 | 1-2000 CU SD | 0 | 0 | 0 | 0 | 0 | 0 | 0 | 0 | 0 | 0 | 0 | 0 | 0 | 0 | 0 | 0 | 0 | 0 | 0 | 0 | 0 | 0 | 0 | 12
NO |  | 56 | 2012 | 16 | 17 | 17 |  | ARCH CREEK | GREYNOLDS | 138 | 138 | SP | 3.5 | 0 | 1 | 1-954 ACSR AZ | 0 | 0 | 0 | 0 | 0 | 0 | 0 | 0 | 0 | 0 | 0 | 0 | 0 | 0 | 0 | 0 | 0 | 0 | 0 | 0 | 0 | 0 | 0 | 12
NO |  | 56 | 2012 | 16 | 18 | 18 |  | ARCH CREEK | GREYNOLDS | 138 | 138 | UG | 1.02 | 0 | 1 | 1-2000 CU SD | 0 | 0 | 0 | 0 | 0 | 0 | 0 | 0 | 0 | 0 | 0 | 0 | 0 | 0 | 0 | 0 | 0 | 0 | 0 | 0 | 0 | 0 | 0 | 12
NO |  | 56 | 2012 | 16 | 19 | 19 |  | ARCH CREEK | GREYNOLDS | 138 | 138 | SP | 0.06 | 0 | 2 | 1-954 ACSR AZ | 0 | 0 | 0 | 0 | 0 | 0 | 0 | 0 | 0 | 0 | 0 | 0 | 0 | 0 | 0 | 0 | 0 | 0 | 0 | 0 | 0 | 0 | 0 | 12
NO |  | 56 | 2012 | 16 | 20 | 20 |  | ARCH CREEK | LAUDERDALE | 138 | 138 | SP | 1.48 | 0 | 1 | 1-1431 ACSR AW | 0 | 0 | 0 | 0 | 0 | 0 | 0 | 0 | 0 | 0 | 0 | 0 | 0 | 0 | 0 | 0 | 0 | 0 | 0 | 0 | 0 | 0 | 0 | 12
NO |  | 56 | 2012 | 16 | 21 | 21 |  | ARCH CREEK | LAUDERDALE | 138 | 138 | SP | 3.12 | 0 | 1 | 1-1431 ACSR AZ | 0 | 0 | 0 | 0 | 0 | 0 | 0 | 0 | 0 | 0 | 0 | 0 | 0 | 0 | 0 | 0 | 0 | 0 | 0 | 0 | 0 | 0 | 0 | 12
NO |  | 56 | 2012 | 16 | 22 | 22 |  | ARCH CREEK | LAUDERDALE | 138 | 138 | SP | 5.23 | 0 | 1 | 1-954 ACSR AZ | 0 | 0 | 0 | 0 | 0 | 0 | 0 | 0 | 0 | 0 | 0 | 0 | 0 | 0 | 0 | 0 | 0 | 0 | 0 | 0 | 0 | 0 | 0 | 12
NO |  | 56 | 2012 | 16 | 23 | 23 |  | ARCH CREEK | LAUDERDALE | 138 | 138 | SP | 3.46 | 0 | 1 | 2-556.5 AAC | 0 | 0 | 0 | 0 | 0 | 0 | 0 | 0 | 0 | 0 | 0 | 0 | 0 | 0 | 0 | 0 | 0 | 0 | 0 | 0 | 0 | 0 | 0 | 12
NO |  | 56 | 2012 | 16 | 24 | 24 |  | ARCH CREEK | LAUDERDALE | 138 | 138 | H | 2.88 | 0 | 2 | 1-1431 ACSR AZ | 0 | 0 | 0 | 0 | 0 | 0 | 0 | 0 | 0 | 0 | 0 | 0 | 0 | 0 | 0 | 0 | 0 | 0 | 0 | 0 | 0 | 0 | 0 | 12
NO |  | 56 | 2012 | 16 | 25 | 25 |  | ARCH CREEK | MIAMI SHORES | 138 | 138 | SP | 5.86 | 0 | 1 | 1-954 ACSR AW | 0 | 0 | 0 | 0 | 0 | 0 | 0 | 0 | 0 | 0 | 0 | 0 | 0 | 0 | 0 | 0 | 0 | 0 | 0 | 0 | 0 | 0 | 0 | 12
NO |  | 56 | 2012 | 16 | 26 | 26 |  | ARCH CREEK | NORMANDY BEACH | 138 | 138 | UG | 1.45 | 0 | 1 | 1-1500 CU | 0 | 0 | 0 | 0 | 0 | 0 | 0 | 0 | 0 | 0 | 0 | 0 | 0 | 0 | 0 | 0 | 0 | 0 | 0 | 0 | 0 | 0 | 0 | 12
NO |  | 56 | 2012 | 16 | 27 | 27 |  | ARCH CREEK | NORMANDY BEACH | 138 | 138 | UG | 2.34 | 0 | 1 | 1-2000 CU SD | 0 | 0 | 0 | 0 | 0 | 0 | 0 | 0 | 0 | 0 | 0 | 0 | 0 | 0 | 0 | 0 | 0 | 0 | 0 | 0 | 0 | 0 | 0 | 12
NO |  | 56 | 2012 | 16 | 28 | 28 |  | ASHMONT | LAUDERDALE | 138 | 138 | SP | 0.35 | 0 | 1 | 1-556.5 ACSR AW | 0 | 0 | 0 | 0 | 0 | 0 | 0 | 0 | 0 | 0 | 0 | 0 | 0 | 0 | 0 | 0 | 0 | 0 | 0 | 0 | 0 | 0 | 0 | 12
NO |  | 56 | 2012 | 16 | 29 | 29 |  | BAREFOOT | MICCO | 138 | 138 | SP | 1.15 | 0 | 1 | 1-954 ACSR AZ | 0 | 0 | 0 | 0 | 0 | 0 | 0 | 0 | 0 | 0 | 0 | 0 | 0 | 0 | 0 | 0 | 0 | 0 | 0 | 0 | 0 | 0 | 0 | 12
NO |  | 56 | 2012 | 16 | 30 | 30 |  | BAREFOOT | MICCO | 138 | 230 | SP | 1.07 | 0 | 2 | 1-954 ACSR AW | 0 | 0 | 0 | 0 | 0 | 0 | 0 | 0 | 0 | 0 | 0 | 0 | 0 | 0 | 0 | 0 | 0 | 0 | 0 | 0 | 0 | 0 | 0 | 12
NO |  | 56 | 2012 | 16 | 31 | 31 |  | BAREFOOT | WEST (VER) | 138 | 138 | SP | 0.53 | 0 | 1 | 1-954 ACSR AW | 0 | 0 | 0 | 0 | 0 | 0 | 0 | 0 | 0 | 0 | 0 | 0 | 0 | 0 | 0 | 0 | 0 | 0 | 0 | 0 | 0 | 0 | 0 | 12
NO |  | 56 | 2012 | 16 | 32 | 32 |  | BAREFOOT | WEST (VER) | 138 | 138 | SP | 17.94 | 0 | 1 | 1-954 ACSR AZ | 0 | 0 | 0 | 0 | 0 | 0 | 0 | 0 | 0 | 0 | 0 | 0 | 0 | 0 | 0 | 0 | 0 | 0 | 0 | 0 | 0 | 0 | 0 | 12
NO |  | 56 | 2012 | 16 | 33 | 33 |  | BAREFOOT | WEST (VER) | 138 | 230 | SP | 0 | 1.07 | 2 | 1-954 ACSR AW | 0 | 0 | 0 | 0 | 0 | 0 | 0 | 0 | 0 | 0 | 0 | 0 | 0 | 0 | 0 | 0 | 0 | 0 | 0 | 0 | 0 | 0 | 0 | 12
NO |  | 56 | 2012 | 16 | 34 | 34 |  | BAREFOOT | WEST (VER) | 138 | 138 | SP | 0.18 | 0.19 | 2 | 1-954 ACSR AW | 0 | 0 | 0 | 0 | 0 | 0 | 0 | 0 | 0 | 0 | 0 | 0 | 0 | 0 | 0 | 0 | 0 | 0 | 0 | 0 | 0 | 0 | 0 | 12
NO |  | 56 | 2012 | 16 | 35 | 35 |  | BENEVA | HOWARD | 138 | 138 | SP | 0.03 | 0 | 1 | 1-795 ACSR AZ | 0 | 0 | 0 | 0 | 0 | 0 | 0 | 0 | 0 | 0 | 0 | 0 | 0 | 0 | 0 | 0 | 0 | 0 | 0 | 0 | 0 | 0 | 0 | 12
NO |  | 56 | 2012 | 17 | 1 | 1 |  | BENEVA | HOWARD | 138 | 138 | SP | 1.37 | 0 | 1 | 1-954 ACSR AW | 0 | 0 | 0 | 0 | 0 | 0 | 0 | 0 | 0 | 0 | 0 | 0 | 0 | 0 | 0 | 0 | 0 | 0 | 0 | 0 | 0 | 0 | 0 | 12
NO |  | 56 | 2012 | 17 | 2 | 2 |  | BENEVA | HOWARD | 138 | 138 | SP | 7.71 | 0 | 1 | 1-954 ACSR AZ | 0 | 0 | 0 | 0 | 0 | 0 | 0 | 0 | 0 | 0 | 0 | 0 | 0 | 0 | 0 | 0 | 0 | 0 | 0 | 0 | 0 | 0 | 0 | 12
NO |  | 56 | 2012 | 17 | 3 | 3 |  | BENEVA | HOWARD | 138 | 230 | SP | 0 | 0.66 | 2 | 1-954 ACSR AW | 0 | 0 | 0 | 0 | 0 | 0 | 0 | 0 | 0 | 0 | 0 | 0 | 0 | 0 | 0 | 0 | 0 | 0 | 0 | 0 | 0 | 0 | 0 | 12
NO |  | 56 | 2012 | 17 | 4 | 4 |  | BENEVA | RINGLING | 138 | 230 | SP | 0.41 | 0 | 1 | 1-795 ACSR AW | 0 | 0 | 0 | 0 | 0 | 0 | 0 | 0 | 0 | 0 | 0 | 0 | 0 | 0 | 0 | 0 | 0 | 0 | 0 | 0 | 0 | 0 | 0 | 12
NO |  | 56 | 2012 | 17 | 5 | 5 |  | BENEVA | RINGLING | 138 | 138 | SP | 1.03 | 0 | 1 | 1-795 ACSR AW | 0 | 0 | 0 | 0 | 0 | 0 | 0 | 0 | 0 | 0 | 0 | 0 | 0 | 0 | 0 | 0 | 0 | 0 | 0 | 0 | 0 | 0 | 0 | 12
NO |  | 56 | 2012 | 17 | 6 | 6 |  | BENEVA | RINGLING | 138 | 138 | SP | 5.11 | 0 | 1 | 1-795 ACSR AZ | 0 | 0 | 0 | 0 | 0 | 0 | 0 | 0 | 0 | 0 | 0 | 0 | 0 | 0 | 0 | 0 | 0 | 0 | 0 | 0 | 0 | 0 | 0 | 12
NO |  | 56 | 2012 | 17 | 7 | 7 |  | BENEVA | RINGLING | 138 | 138 | SP | 0 | 1.02 | 2 | 1-795 ACSR AZ | 0 | 0 | 0 | 0 | 0 | 0 | 0 | 0 | 0 | 0 | 0 | 0 | 0 | 0 | 0 | 0 | 0 | 0 | 0 | 0 | 0 | 0 | 0 | 12
NO |  | 56 | 2012 | 17 | 8 | 8 |  | BRADENTON | CORTEZ | 138 | 138 | SP | 8.75 | 0 | 1 | 1-795 ACSR AZ | 0 | 0 | 0 | 0 | 0 | 0 | 0 | 0 | 0 | 0 | 0 | 0 | 0 | 0 | 0 | 0 | 0 | 0 | 0 | 0 | 0 | 0 | 0 | 12
NO |  | 56 | 2012 | 17 | 9 | 9 |  | BRADENTON | CORTEZ | 138 | 138 | SP | 0.12 | 0 | 1 | 1-954 ACSR AW | 0 | 0 | 0 | 0 | 0 | 0 | 0 | 0 | 0 | 0 | 0 | 0 | 0 | 0 | 0 | 0 | 0 | 0 | 0 | 0 | 0 | 0 | 0 | 12
NO |  | 56 | 2012 | 17 | 10 | 10 |  | BRADENTON | FRUIT INDUSTRIES | 138 | 138 | SP | 0.86 | 0 | 1 | 1-795 ACSR AZ | 0 | 0 | 0 | 0 | 0 | 0 | 0 | 0 | 0 | 0 | 0 | 0 | 0 | 0 | 0 | 0 | 0 | 0 | 0 | 0 | 0 | 0 | 0 | 12
NO |  | 56 | 2012 | 17 | 11 | 11 |  | BRADENTON | FRUIT INDUSTRIES | 138 | 138 | SP | 0.87 | 0 | 1 | 1-954 ACSR AW | 0 | 0 | 0 | 0 | 0 | 0 | 0 | 0 | 0 | 0 | 0 | 0 | 0 | 0 | 0 | 0 | 0 | 0 | 0 | 0 | 0 | 0 | 0 | 12
NO |  | 56 | 2012 | 17 | 12 | 12 |  | BRADFORD | HAMPTON | 138 | 138 | SP | 0.03 | 0 | 1 | 1-795 ACSR AW | 0 | 0 | 0 | 0 | 0 | 0 | 0 | 0 | 0 | 0 | 0 | 0 | 0 | 0 | 0 | 0 | 0 | 0 | 0 | 0 | 0 | 0 | 0 | 12
NO |  | 56 | 2012 | 17 | 13 | 13 |  | BRADFORD | HAMPTON | 138 | 138 | SP | 5.82 | 0 | 1 | 1-795 ACSR AZ | 0 | 0 | 0 | 0 | 0 | 0 | 0 | 0 | 0 | 0 | 0 | 0 | 0 | 0 | 0 | 0 | 0 | 0 | 0 | 0 | 0 | 0 | 0 | 12
NO |  | 56 | 2012 | 17 | 14 | 14 |  | BREVARD | CITY POINT TAP 1 | 138 | 138 | SP | 1.7 | 0 | 1 | 1-954 ACSR AW | 0 | 0 | 0 | 0 | 0 | 0 | 0 | 0 | 0 | 0 | 0 | 0 | 0 | 0 | 0 | 0 | 0 | 0 | 0 | 0 | 0 | 0 | 0 | 12
NO |  | 56 | 2012 | 17 | 15 | 15 |  | BREVARD | CITY POINT TAP 1 | 138 | 138 | SP | 3.33 | 0 | 1 | 1-954 ACSR AZ | 0 | 0 | 0 | 0 | 0 | 0 | 0 | 0 | 0 | 0 | 0 | 0 | 0 | 0 | 0 | 0 | 0 | 0 | 0 | 0 | 0 | 0 | 0 | 12
NO |  | 56 | 2012 | 17 | 16 | 16 |  | BREVARD | CITY POINT TAP 1 | 138 | 138 | SP | 0.54 | 0 | 2 | 1-556.5 AAC | 0 | 0 | 0 | 0 | 0 | 0 | 0 | 0 | 0 | 0 | 0 | 0 | 0 | 0 | 0 | 0 | 0 | 0 | 0 | 0 | 0 | 0 | 0 | 12
NO |  | 56 | 2012 | 17 | 17 | 17 |  | BREVARD | CITY POINT TAP 1 | 138 | 138 | SP | 0 | 2.19 | 2 | 1-954 ACSR AW | 0 | 0 | 0 | 0 | 0 | 0 | 0 | 0 | 0 | 0 | 0 | 0 | 0 | 0 | 0 | 0 | 0 | 0 | 0 | 0 | 0 | 0 | 0 | 12
NO |  | 56 | 2012 | 17 | 18 | 18 |  | BREVARD | COCOA BEACH | 138 | 138 | SP | 11.75 | 0 | 1 | 1-954 ACSR AW | 0 | 0 | 0 | 0 | 0 | 0 | 0 | 0 | 0 | 0 | 0 | 0 | 0 | 0 | 0 | 0 | 0 | 0 | 0 | 0 | 0 | 0 | 0 | 12
NO |  | 56 | 2012 | 17 | 19 | 19 |  | BREVARD | COCOA BEACH | 138 | 138 | SP | 0.9 | 0 | 1 | 1-954 ACSR AZ | 0 | 0 | 0 | 0 | 0 | 0 | 0 | 0 | 0 | 0 | 0 | 0 | 0 | 0 | 0 | 0 | 0 | 0 | 0 | 0 | 0 | 0 | 0 | 12
NO |  | 56 | 2012 | 17 | 20 | 20 |  | BREVARD | COCOA BEACH | 138 | 138 | SP | 0.09 | 2.19 | 2 | 1-954 ACSR AW | 0 | 0 | 0 | 0 | 0 | 0 | 0 | 0 | 0 | 0 | 0 | 0 | 0 | 0 | 0 | 0 | 0 | 0 | 0 | 0 | 0 | 0 | 0 | 12
NO |  | 56 | 2012 | 17 | 21 | 21 |  | BREVARD | EAU GALLIE | 138 | 138 | SP | 0.14 | 0 | 1 | 1-954 ACSR AW | 0 | 0 | 0 | 0 | 0 | 0 | 0 | 0 | 0 | 0 | 0 | 0 | 0 | 0 | 0 | 0 | 0 | 0 | 0 | 0 | 0 | 0 | 0 | 12
NO |  | 56 | 2012 | 17 | 22 | 22 |  | BREVARD | EAU GALLIE | 138 | 138 | SP | 14.68 | 0 | 1 | 1-954 ACSR AZ | 0 | 0 | 0 | 0 | 0 | 0 | 0 | 0 | 0 | 0 | 0 | 0 | 0 | 0 | 0 | 0 | 0 | 0 | 0 | 0 | 0 | 0 | 0 | 12
NO |  | 56 | 2012 | 17 | 23 | 23 |  | BREVARD | EAU GALLIE | 138 | 138 | SP | 1.27 | 0 | 1 | 1-954 ACSR TW | 0 | 0 | 0 | 0 | 0 | 0 | 0 | 0 | 0 | 0 | 0 | 0 | 0 | 0 | 0 | 0 | 0 | 0 | 0 | 0 | 0 | 0 | 0 | 12
NO |  | 56 | 2012 | 17 | 24 | 24 |  | BREVARD | EAU GALLIE | 138 | 138 | SP | 4.29 | 4.02 | 2 | 1-954 ACSR AW | 0 | 0 | 0 | 0 | 0 | 0 | 0 | 0 | 0 | 0 | 0 | 0 | 0 | 0 | 0 | 0 | 0 | 0 | 0 | 0 | 0 | 0 | 0 | 12
NO |  | 56 | 2012 | 17 | 25 | 25 |  | BREVARD | EAU GALLIE | 138 | 138 | SP | 1.33 | 1.22 | 2 | 1-954 ACSR TW | 0 | 0 | 0 | 0 | 0 | 0 | 0 | 0 | 0 | 0 | 0 | 0 | 0 | 0 | 0 | 0 | 0 | 0 | 0 | 0 | 0 | 0 | 0 | 12
NO |  | 56 | 2012 | 17 | 26 | 26 |  | BREVARD | OLEANDER (CST) | 138 | 138 | SP | 0.2 | 0 | 1 | 1-954 ACSR AW | 0 | 0 | 0 | 0 | 0 | 0 | 0 | 0 | 0 | 0 | 0 | 0 | 0 | 0 | 0 | 0 | 0 | 0 | 0 | 0 | 0 | 0 | 0 | 12
NO |  | 56 | 2012 | 17 | 27 | 27 |  | BREVARD | ROCKLEDGE | 138 | 138 | SP | 0.11 | 0 | 1 | 1-954 ACSR AW | 0 | 0 | 0 | 0 | 0 | 0 | 0 | 0 | 0 | 0 | 0 | 0 | 0 | 0 | 0 | 0 | 0 | 0 | 0 | 0 | 0 | 0 | 0 | 12
NO |  | 56 | 2012 | 17 | 28 | 28 |  | BREVARD | ROCKLEDGE | 138 | 138 | SP | 3.53 | 0 | 1 | 1-954 ACSR AZ | 0 | 0 | 0 | 0 | 0 | 0 | 0 | 0 | 0 | 0 | 0 | 0 | 0 | 0 | 0 | 0 | 0 | 0 | 0 | 0 | 0 | 0 | 0 | 12
NO |  | 56 | 2012 | 17 | 29 | 29 |  | BREVARD | ROCKLEDGE | 138 | 138 | SP | 0 | 6.19 | 2 | 1-954 ACSR AW | 0 | 0 | 0 | 0 | 0 | 0 | 0 | 0 | 0 | 0 | 0 | 0 | 0 | 0 | 0 | 0 | 0 | 0 | 0 | 0 | 0 | 0 | 0 | 12
NO |  | 56 | 2012 | 17 | 30 | 30 |  | BREVARD | ROCKLEDGE | 138 | 138 | SP | 0.07 | 0 | 2 | 1-954 ACSR AZ | 0 | 0 | 0 | 0 | 0 | 0 | 0 | 0 | 0 | 0 | 0 | 0 | 0 | 0 | 0 | 0 | 0 | 0 | 0 | 0 | 0 | 0 | 0 | 12
NO |  | 56 | 2012 | 17 | 31 | 31 |  | BROWARD | DEERFIELD BEACH 1 | 138 | 230 | SP | 0.14 | 0 | 1 | 1-1431 ACSR AZ | 0 | 0 | 0 | 0 | 0 | 0 | 0 | 0 | 0 | 0 | 0 | 0 | 0 | 0 | 0 | 0 | 0 | 0 | 0 | 0 | 0 | 0 | 0 | 12
NO |  | 56 | 2012 | 17 | 32 | 32 |  | BROWARD | DEERFIELD BEACH 1 | 138 | 138 | SP | 0.93 | 0 | 1 | 1-1431 ACSR AZ | 0 | 0 | 0 | 0 | 0 | 0 | 0 | 0 | 0 | 0 | 0 | 0 | 0 | 0 | 0 | 0 | 0 | 0 | 0 | 0 | 0 | 0 | 0 | 12
NO |  | 56 | 2012 | 17 | 33 | 33 |  | BROWARD | DEERFIELD BEACH 1 | 138 | 138 | SP | 3.72 | 0 | 1 | 1-954 ACSR AZ | 0 | 0 | 0 | 0 | 0 | 0 | 0 | 0 | 0 | 0 | 0 | 0 | 0 | 0 | 0 | 0 | 0 | 0 | 0 | 0 | 0 | 0 | 0 | 12
NO |  | 56 | 2012 | 17 | 34 | 34 |  | BROWARD | DEERFIELD BEACH 2 | 138 | 138 | H | 0.03 | 0 | 1 | 1-954 ACSR AZ | 0 | 0 | 0 | 0 | 0 | 0 | 0 | 0 | 0 | 0 | 0 | 0 | 0 | 0 | 0 | 0 | 0 | 0 | 0 | 0 | 0 | 0 | 0 | 12
NO |  | 56 | 2012 | 17 | 35 | 35 |  | BROWARD | DEERFIELD BEACH 2 | 138 | 138 | SP | 0.1 | 0 | 1 | 1-1431 ACSR AZ | 0 | 0 | 0 | 0 | 0 | 0 | 0 | 0 | 0 | 0 | 0 | 0 | 0 | 0 | 0 | 0 | 0 | 0 | 0 | 0 | 0 | 0 | 0 | 12
NO |  | 56 | 2012 | 18 | 1 | 1 |  | BROWARD | DEERFIELD BEACH 2 | 138 | 138 | SP | 4.86 | 0 | 1 | 1-954 ACSR AZ | 0 | 0 | 0 | 0 | 0 | 0 | 0 | 0 | 0 | 0 | 0 | 0 | 0 | 0 | 0 | 0 | 0 | 0 | 0 | 0 | 0 | 0 | 0 | 12
NO |  | 56 | 2012 | 18 | 2 | 2 |  | BROWARD | DEERFIELD BEACH 2 | 138 | 138 | SP | 2.7 | 0 | 1 | 2-556.5 AAC | 0 | 0 | 0 | 0 | 0 | 0 | 0 | 0 | 0 | 0 | 0 | 0 | 0 | 0 | 0 | 0 | 0 | 0 | 0 | 0 | 0 | 0 | 0 | 12
NO |  | 56 | 2012 | 18 | 3 | 3 |  | BROWARD | LYONS | 138 | 138 | SP | 0.28 | 0 | 1 | 1-954 ACSR AW | 0 | 0 | 0 | 0 | 0 | 0 | 0 | 0 | 0 | 0 | 0 | 0 | 0 | 0 | 0 | 0 | 0 | 0 | 0 | 0 | 0 | 0 | 0 | 12
NO |  | 56 | 2012 | 18 | 4 | 4 |  | BROWARD | LYONS | 138 | 138 | SP | 8.1 | 0 | 1 | 1-954 ACSR AZ | 0 | 0 | 0 | 0 | 0 | 0 | 0 | 0 | 0 | 0 | 0 | 0 | 0 | 0 | 0 | 0 | 0 | 0 | 0 | 0 | 0 | 0 | 0 | 12
NO |  | 56 | 2012 | 18 | 5 | 5 |  | BROWARD | MCARTHUR | 138 | 138 | H | 3.61 | 0 | 1 | 1-954 ACSR AZ | 0 | 0 | 0 | 0 | 0 | 0 | 0 | 0 | 0 | 0 | 0 | 0 | 0 | 0 | 0 | 0 | 0 | 0 | 0 | 0 | 0 | 0 | 0 | 12
NO |  | 56 | 2012 | 18 | 6 | 6 |  | BROWARD | MCARTHUR | 138 | 138 | H | 4.61 | 0 | 1 | 2-336.4 ACSR AZ | 0 | 0 | 0 | 0 | 0 | 0 | 0 | 0 | 0 | 0 | 0 | 0 | 0 | 0 | 0 | 0 | 0 | 0 | 0 | 0 | 0 | 0 | 0 | 12
NO |  | 56 | 2012 | 18 | 7 | 7 |  | BROWARD | MCARTHUR | 138 | 138 | SP | 0.07 | 0 | 1 | 1-1431 ACSR AZ | 0 | 0 | 0 | 0 | 0 | 0 | 0 | 0 | 0 | 0 | 0 | 0 | 0 | 0 | 0 | 0 | 0 | 0 | 0 | 0 | 0 | 0 | 0 | 12
NO |  | 56 | 2012 | 18 | 8 | 8 |  | BROWARD | MCARTHUR | 138 | 138 | SP | 1.43 | 0 | 1 | 1-954 ACSR AW | 0 | 0 | 0 | 0 | 0 | 0 | 0 | 0 | 0 | 0 | 0 | 0 | 0 | 0 | 0 | 0 | 0 | 0 | 0 | 0 | 0 | 0 | 0 | 12
NO |  | 56 | 2012 | 18 | 9 | 9 |  | BROWARD | MCARTHUR | 138 | 138 | SP | 0 | 4.52 | 2 | 2-336.4 ACSR AZ | 0 | 0 | 0 | 0 | 0 | 0 | 0 | 0 | 0 | 0 | 0 | 0 | 0 | 0 | 0 | 0 | 0 | 0 | 0 | 0 | 0 | 0 | 0 | 12
NO |  | 56 | 2012 | 18 | 10 | 10 |  | BROWARD | PALM AIRE | 138 | 138 | SP | 1.04 | 0 | 1 | 1-954 ACSR AW | 0 | 0 | 0 | 0 | 0 | 0 | 0 | 0 | 0 | 0 | 0 | 0 | 0 | 0 | 0 | 0 | 0 | 0 | 0 | 0 | 0 | 0 | 0 | 12
NO |  | 56 | 2012 | 18 | 11 | 11 |  | BROWARD | PALM AIRE | 138 | 138 | SP | 7.06 | 0 | 1 | 1-954 ACSR AZ | 0 | 0 | 0 | 0 | 0 | 0 | 0 | 0 | 0 | 0 | 0 | 0 | 0 | 0 | 0 | 0 | 0 | 0 | 0 | 0 | 0 | 0 | 0 | 12
NO |  | 56 | 2012 | 18 | 12 | 12 |  | BROWARD | POMPANO | 138 | 138 | SP | 0.18 | 0 | 1 | 1-954 ACSR AW | 0 | 0 | 0 | 0 | 0 | 0 | 0 | 0 | 0 | 0 | 0 | 0 | 0 | 0 | 0 | 0 | 0 | 0 | 0 | 0 | 0 | 0 | 0 | 12
NO |  | 56 | 2012 | 18 | 13 | 13 |  | BROWARD | POMPANO | 138 | 138 | SP | 2.74 | 0 | 1 | 1-954 ACSR AZ | 0 | 0 | 0 | 0 | 0 | 0 | 0 | 0 | 0 | 0 | 0 | 0 | 0 | 0 | 0 | 0 | 0 | 0 | 0 | 0 | 0 | 0 | 0 | 12
NO |  | 56 | 2012 | 18 | 14 | 14 |  | BROWARD | TRADEWINDS | 138 | 138 | SP | 0.99 | 0 | 1 | 1-556.5 ACSR AW | 0 | 0 | 0 | 0 | 0 | 0 | 0 | 0 | 0 | 0 | 0 | 0 | 0 | 0 | 0 | 0 | 0 | 0 | 0 | 0 | 0 | 0 | 0 | 12
NO |  | 56 | 2012 | 18 | 15 | 15 |  | BROWARD | WESTINGHOUSE | 138 | 138 | H | 3.28 | 0 | 1 | 1-954 ACSR AZ | 0 | 0 | 0 | 0 | 0 | 0 | 0 | 0 | 0 | 0 | 0 | 0 | 0 | 0 | 0 | 0 | 0 | 0 | 0 | 0 | 0 | 0 | 0 | 12
NO |  | 56 | 2012 | 18 | 16 | 16 |  | BROWARD | WESTINGHOUSE | 138 | 138 | H | 0.55 | 0 | 1 | 2-336.4 ACSR AZ | 0 | 0 | 0 | 0 | 0 | 0 | 0 | 0 | 0 | 0 | 0 | 0 | 0 | 0 | 0 | 0 | 0 | 0 | 0 | 0 | 0 | 0 | 0 | 12
NO |  | 56 | 2012 | 18 | 17 | 17 |  | BROWARD | WESTINGHOUSE | 138 | 230 | SP | 1.47 | 0 | 1 | 1-954 ACSR AW | 0 | 0 | 0 | 0 | 0 | 0 | 0 | 0 | 0 | 0 | 0 | 0 | 0 | 0 | 0 | 0 | 0 | 0 | 0 | 0 | 0 | 0 | 0 | 12
NO |  | 56 | 2012 | 18 | 18 | 18 |  | BROWARD | WESTINGHOUSE | 138 | 138 | H | 4.5 | 0 | 2 | 1-1431 ACSR AZ | 0 | 0 | 0 | 0 | 0 | 0 | 0 | 0 | 0 | 0 | 0 | 0 | 0 | 0 | 0 | 0 | 0 | 0 | 0 | 0 | 0 | 0 | 0 | 12
NO |  | 56 | 2012 | 18 | 19 | 19 |  | BROWARD | WESTINGHOUSE | 138 | 138 | SP | 3.38 | 0 | 2 | 1-1431 ACSR AW | 0 | 0 | 0 | 0 | 0 | 0 | 0 | 0 | 0 | 0 | 0 | 0 | 0 | 0 | 0 | 0 | 0 | 0 | 0 | 0 | 0 | 0 | 0 | 12
NO |  | 56 | 2012 | 18 | 20 | 20 |  | BUCKINGHAM | FT MYERS PLANT | 138 | 138 | H | 2.5 | 0 | 1 | 1-954 ACSR AZ | 0 | 0 | 0 | 0 | 0 | 0 | 0 | 0 | 0 | 0 | 0 | 0 | 0 | 0 | 0 | 0 | 0 | 0 | 0 | 0 | 0 | 0 | 0 | 12
NO |  | 56 | 2012 | 18 | 21 | 21 |  | BUCKINGHAM | FT MYERS PLANT | 138 | 138 | SP | 0.12 | 0 | 1 | 1-954 ACSR AZ | 0 | 0 | 0 | 0 | 0 | 0 | 0 | 0 | 0 | 0 | 0 | 0 | 0 | 0 | 0 | 0 | 0 | 0 | 0 | 0 | 0 | 0 | 0 | 12
NO |  | 56 | 2012 | 18 | 22 | 22 |  | BUCKINGHAM | FT MYERS PLANT | 138 | 230 | SP | 2.04 | 0 | 2 | 1-954 ACSR AZ | 0 | 0 | 0 | 0 | 0 | 0 | 0 | 0 | 0 | 0 | 0 | 0 | 0 | 0 | 0 | 0 | 0 | 0 | 0 | 0 | 0 | 0 | 0 | 12
NO |  | 56 | 2012 | 18 | 23 | 23 |  | BUCKINGHAM | LAZY ACRES | 138 | 138 | SP | 1.22 | 0 | 1 | 1-336.4 ACSR AZ | 0 | 0 | 0 | 0 | 0 | 0 | 0 | 0 | 0 | 0 | 0 | 0 | 0 | 0 | 0 | 0 | 0 | 0 | 0 | 0 | 0 | 0 | 0 | 12
NO |  | 56 | 2012 | 18 | 24 | 24 |  | BUCKINGHAM | LAZY ACRES | 138 | 138 | SP | 0.11 | 0 | 1 | 1-795 ACSR AW | 0 | 0 | 0 | 0 | 0 | 0 | 0 | 0 | 0 | 0 | 0 | 0 | 0 | 0 | 0 | 0 | 0 | 0 | 0 | 0 | 0 | 0 | 0 | 12
NO |  | 56 | 2012 | 18 | 25 | 25 |  | CEDAR | GERMANTOWN | 138 | 230 | SP | 0.08 | 0 | 1 | 1-954 ACSR AZ | 0 | 0 | 0 | 0 | 0 | 0 | 0 | 0 | 0 | 0 | 0 | 0 | 0 | 0 | 0 | 0 | 0 | 0 | 0 | 0 | 0 | 0 | 0 | 12
NO |  | 56 | 2012 | 18 | 26 | 26 |  | CEDAR | GERMANTOWN | 138 | 138 | SP | 10.1 | 0 | 1 | 1-954 ACSR AZ | 0 | 0 | 0 | 0 | 0 | 0 | 0 | 0 | 0 | 0 | 0 | 0 | 0 | 0 | 0 | 0 | 0 | 0 | 0 | 0 | 0 | 0 | 0 | 12
NO |  | 56 | 2012 | 18 | 27 | 27 |  | CEDAR | GERMANTOWN | 138 | 138 | SP | 0 | 0.54 | 2 | 1-954 ACSR AZ | 0 | 0 | 0 | 0 | 0 | 0 | 0 | 0 | 0 | 0 | 0 | 0 | 0 | 0 | 0 | 0 | 0 | 0 | 0 | 0 | 0 | 0 | 0 | 12
NO |  | 56 | 2012 | 18 | 28 | 28 |  | CEDAR | GERMANTOWN | 138 | 230 | SP | 0 | 1.61 | 2 | 1-954 ACSR AZ | 0 | 0 | 0 | 0 | 0 | 0 | 0 | 0 | 0 | 0 | 0 | 0 | 0 | 0 | 0 | 0 | 0 | 0 | 0 | 0 | 0 | 0 | 0 | 12
NO |  | 56 | 2012 | 18 | 29 | 29 |  | CEDAR | HYPOLUXO ROAD (LWU) 1 | 138 | 138 | SP | 0.06 | 0 | 1 | 1-954 ACSR AW | 0 | 0 | 0 | 0 | 0 | 0 | 0 | 0 | 0 | 0 | 0 | 0 | 0 | 0 | 0 | 0 | 0 | 0 | 0 | 0 | 0 | 0 | 0 | 12
NO |  | 56 | 2012 | 18 | 30 | 30 |  | CEDAR | HYPOLUXO ROAD (LWU) 1 | 138 | 138 | SP | 6.79 | 0 | 1 | 1-954 ACSR AZ | 0 | 0 | 0 | 0 | 0 | 0 | 0 | 0 | 0 | 0 | 0 | 0 | 0 | 0 | 0 | 0 | 0 | 0 | 0 | 0 | 0 | 0 | 0 | 12
NO |  | 56 | 2012 | 18 | 31 | 31 |  | CEDAR | HYPOLUXO ROAD (LWU) 1 | 138 | 138 | SP | 0.53 | 0 | 2 | 1-954 ACSR AZ | 0 | 0 | 0 | 0 | 0 | 0 | 0 | 0 | 0 | 0 | 0 | 0 | 0 | 0 | 0 | 0 | 0 | 0 | 0 | 0 | 0 | 0 | 0 | 12
NO |  | 56 | 2012 | 18 | 32 | 32 |  | CEDAR | HYPOLUXO ROAD (LWU) 2 | 138 | 138 | SP | 2.27 | 0 | 1 | 1-954 ACSR AW | 0 | 0 | 0 | 0 | 0 | 0 | 0 | 0 | 0 | 0 | 0 | 0 | 0 | 0 | 0 | 0 | 0 | 0 | 0 | 0 | 0 | 0 | 0 | 12
NO |  | 56 | 2012 | 18 | 33 | 33 |  | CEDAR | HYPOLUXO ROAD (LWU) 2 | 138 | 138 | SP | 2.23 | 0 | 1 | 1-954 ACSR AZ | 0 | 0 | 0 | 0 | 0 | 0 | 0 | 0 | 0 | 0 | 0 | 0 | 0 | 0 | 0 | 0 | 0 | 0 | 0 | 0 | 0 | 0 | 0 | 12
NO |  | 56 | 2012 | 18 | 34 | 34 |  | CEDAR | HYPOLUXO ROAD (LWU) 2 | 138 | 138 | SP | 0.97 | 0 | 2 | 1-954 ACSR AW | 0 | 0 | 0 | 0 | 0 | 0 | 0 | 0 | 0 | 0 | 0 | 0 | 0 | 0 | 0 | 0 | 0 | 0 | 0 | 0 | 0 | 0 | 0 | 12
NO |  | 56 | 2012 | 18 | 35 | 35 |  | CEDAR | RANCH | 138 | 138 | H | 0.21 | 0 | 1 | 1-954 ACSR AW | 0 | 0 | 0 | 0 | 0 | 0 | 0 | 0 | 0 | 0 | 0 | 0 | 0 | 0 | 0 | 0 | 0 | 0 | 0 | 0 | 0 | 0 | 0 | 12
NO |  | 56 | 2012 | 19 | 1 | 1 |  | CEDAR | RANCH | 138 | 230 | H | 4.27 | 0 | 1 | 1-954 ACSR AW | 0 | 0 | 0 | 0 | 0 | 0 | 0 | 0 | 0 | 0 | 0 | 0 | 0 | 0 | 0 | 0 | 0 | 0 | 0 | 0 | 0 | 0 | 0 | 12
NO |  | 56 | 2012 | 19 | 2 | 2 |  | CEDAR | RANCH | 138 | 138 | SP | 0.22 | 0 | 1 | 1-1431 ACSR AW | 0 | 0 | 0 | 0 | 0 | 0 | 0 | 0 | 0 | 0 | 0 | 0 | 0 | 0 | 0 | 0 | 0 | 0 | 0 | 0 | 0 | 0 | 0 | 12
NO |  | 56 | 2012 | 19 | 3 | 3 |  | CEDAR | RANCH | 138 | 138 | SP | 6.24 | 0 | 1 | 1-954 ACSR AW | 0 | 0 | 0 | 0 | 0 | 0 | 0 | 0 | 0 | 0 | 0 | 0 | 0 | 0 | 0 | 0 | 0 | 0 | 0 | 0 | 0 | 0 | 0 | 12
NO |  | 56 | 2012 | 19 | 4 | 4 |  | CEDAR | RANCH | 138 | 138 | SP | 5.63 | 0 | 1 | 1-954 ACSR AZ | 0 | 0 | 0 | 0 | 0 | 0 | 0 | 0 | 0 | 0 | 0 | 0 | 0 | 0 | 0 | 0 | 0 | 0 | 0 | 0 | 0 | 0 | 0 | 12
NO |  | 56 | 2012 | 19 | 5 | 5 |  | CEDAR | RANCH | 138 | 138 | SP | 0 | 0.97 | 2 | 1-954 ACSR AZ | 0 | 0 | 0 | 0 | 0 | 0 | 0 | 0 | 0 | 0 | 0 | 0 | 0 | 0 | 0 | 0 | 0 | 0 | 0 | 0 | 0 | 0 | 0 | 12
NO |  | 56 | 2012 | 19 | 6 | 6 |  | CHARLOTTE | CLEVELAND | 138 | 138 | H | 0.13 | 0 | 1 | 1-556.5 ACSR AZ | 0 | 0 | 0 | 0 | 0 | 0 | 0 | 0 | 0 | 0 | 0 | 0 | 0 | 0 | 0 | 0 | 0 | 0 | 0 | 0 | 0 | 0 | 0 | 12
NO |  | 56 | 2012 | 19 | 7 | 7 |  | CHARLOTTE | HARBOR | 138 | 138 | SP | 2.18 | 0 | 1 | 1-795 ACSR AZ | 0 | 0 | 0 | 0 | 0 | 0 | 0 | 0 | 0 | 0 | 0 | 0 | 0 | 0 | 0 | 0 | 0 | 0 | 0 | 0 | 0 | 0 | 0 | 12
NO |  | 56 | 2012 | 19 | 8 | 8 |  | CHARLOTTE | HARBOR | 138 | 138 | SP | 14.87 | 0 | 1 | 1-954 ACSR AW | 0 | 0 | 0 | 0 | 0 | 0 | 0 | 0 | 0 | 0 | 0 | 0 | 0 | 0 | 0 | 0 | 0 | 0 | 0 | 0 | 0 | 0 | 0 | 12
NO |  | 56 | 2012 | 19 | 9 | 9 |  | CHARLOTTE | HARBOR | 138 | 138 | SP | 0.07 | 0 | 1 | 1-954 ACSR AZ | 0 | 0 | 0 | 0 | 0 | 0 | 0 | 0 | 0 | 0 | 0 | 0 | 0 | 0 | 0 | 0 | 0 | 0 | 0 | 0 | 0 | 0 | 0 | 12
NO |  | 56 | 2012 | 19 | 10 | 10 |  | CHARLOTTE | PUNTA GORDA RADIAL | 138 | 138 | H | 2.72 | 0 | 1 | 1-954 ACSR AZ | 0 | 0 | 0 | 0 | 0 | 0 | 0 | 0 | 0 | 0 | 0 | 0 | 0 | 0 | 0 | 0 | 0 | 0 | 0 | 0 | 0 | 0 | 0 | 12
NO |  | 56 | 2012 | 19 | 11 | 11 |  | CHARLOTTE | PUNTA GORDA RADIAL | 138 | 138 | SP | 0.03 | 0 | 1 | 1-556.5 ACSR AZ | 0 | 0 | 0 | 0 | 0 | 0 | 0 | 0 | 0 | 0 | 0 | 0 | 0 | 0 | 0 | 0 | 0 | 0 | 0 | 0 | 0 | 0 | 0 | 12
NO |  | 56 | 2012 | 19 | 12 | 12 |  | CHARLOTTE | PUNTA GORDA RADIAL | 138 | 138 | SP | 6.38 | 0 | 1 | 1-954 ACSR AW | 0 | 0 | 0 | 0 | 0 | 0 | 0 | 0 | 0 | 0 | 0 | 0 | 0 | 0 | 0 | 0 | 0 | 0 | 0 | 0 | 0 | 0 | 0 | 12
NO |  | 56 | 2012 | 19 | 13 | 13 |  | CHARLOTTE | PUNTA GORDA RADIAL | 138 | 138 | SP | 2.12 | 0 | 1 | 1-954 ACSR AZ | 0 | 0 | 0 | 0 | 0 | 0 | 0 | 0 | 0 | 0 | 0 | 0 | 0 | 0 | 0 | 0 | 0 | 0 | 0 | 0 | 0 | 0 | 0 | 12
NO |  | 56 | 2012 | 19 | 14 | 14 |  | COAST | HARBOR | 138 | 138 | SP | 2.86 | 0 | 1 | 1-795 ACSR AW | 0 | 0 | 0 | 0 | 0 | 0 | 0 | 0 | 0 | 0 | 0 | 0 | 0 | 0 | 0 | 0 | 0 | 0 | 0 | 0 | 0 | 0 | 0 | 12
NO |  | 56 | 2012 | 19 | 15 | 15 |  | COAST | HARBOR | 138 | 138 | SP | 2.26 | 0 | 1 | 1-795 ACSR AZ | 0 | 0 | 0 | 0 | 0 | 0 | 0 | 0 | 0 | 0 | 0 | 0 | 0 | 0 | 0 | 0 | 0 | 0 | 0 | 0 | 0 | 0 | 0 | 12
NO |  | 56 | 2012 | 19 | 16 | 16 |  | COAST | HARBOR | 138 | 138 | SP | 0.61 | 0 | 1 | 1-954 ACSR AW | 0 | 0 | 0 | 0 | 0 | 0 | 0 | 0 | 0 | 0 | 0 | 0 | 0 | 0 | 0 | 0 | 0 | 0 | 0 | 0 | 0 | 0 | 0 | 12
NO |  | 56 | 2012 | 19 | 17 | 17 |  | COAST | MYAKKA | 138 | 138 | SP | 13.78 | 0 | 1 | 1-795 ACSR AZ | 0 | 0 | 0 | 0 | 0 | 0 | 0 | 0 | 0 | 0 | 0 | 0 | 0 | 0 | 0 | 0 | 0 | 0 | 0 | 0 | 0 | 0 | 0 | 12
NO |  | 56 | 2012 | 19 | 18 | 18 |  | COAST | MYAKKA | 138 | 138 | SP | 2.62 | 0 | 1 | 1-954 ACSR AW | 0 | 0 | 0 | 0 | 0 | 0 | 0 | 0 | 0 | 0 | 0 | 0 | 0 | 0 | 0 | 0 | 0 | 0 | 0 | 0 | 0 | 0 | 0 | 12
NO |  | 56 | 2012 | 19 | 19 | 19 |  | COAST | MYAKKA | 138 | 138 | SP | 0.46 | 0 | 1 | 1-954 ACSR AZ | 0 | 0 | 0 | 0 | 0 | 0 | 0 | 0 | 0 | 0 | 0 | 0 | 0 | 0 | 0 | 0 | 0 | 0 | 0 | 0 | 0 | 0 | 0 | 12
NO |  | 56 | 2012 | 19 | 20 | 20 |  | COAST | MYAKKA | 138 | 230 | SP | 0.22 | 0 | 2 | 1-954 ACSR AZ | 0 | 0 | 0 | 0 | 0 | 0 | 0 | 0 | 0 | 0 | 0 | 0 | 0 | 0 | 0 | 0 | 0 | 0 | 0 | 0 | 0 | 0 | 0 | 12
NO |  | 56 | 2012 | 19 | 21 | 21 |  | COCOA BEACH | PATRICK | 138 | 138 | H | 2.25 | 0 | 1 | 1-350 CU HT | 0 | 0 | 0 | 0 | 0 | 0 | 0 | 0 | 0 | 0 | 0 | 0 | 0 | 0 | 0 | 0 | 0 | 0 | 0 | 0 | 0 | 0 | 0 | 12
NO |  | 56 | 2012 | 19 | 22 | 22 |  | COCOA BEACH | PATRICK | 138 | 138 | SP | 1.84 | 0 | 1 | 1-350 CU HT | 0 | 0 | 0 | 0 | 0 | 0 | 0 | 0 | 0 | 0 | 0 | 0 | 0 | 0 | 0 | 0 | 0 | 0 | 0 | 0 | 0 | 0 | 0 | 12
NO |  | 56 | 2012 | 19 | 23 | 23 |  | COCOA BEACH | PATRICK | 138 | 138 | SP | 6.4 | 0 | 1 | 1-652.4 AAAC | 0 | 0 | 0 | 0 | 0 | 0 | 0 | 0 | 0 | 0 | 0 | 0 | 0 | 0 | 0 | 0 | 0 | 0 | 0 | 0 | 0 | 0 | 0 | 12
NO |  | 56 | 2012 | 19 | 24 | 24 |  | COCOA BEACH | PATRICK | 138 | 138 | UG | 0.96 | 0 | 1 | 1-1250 CU SD | 0 | 0 | 0 | 0 | 0 | 0 | 0 | 0 | 0 | 0 | 0 | 0 | 0 | 0 | 0 | 0 | 0 | 0 | 0 | 0 | 0 | 0 | 0 | 12
NO |  | 56 | 2012 | 19 | 25 | 25 |  | COCOA BEACH | SOUTH CAPE | 138 | 138 | SP | 0.02 | 0 | 1 | 1-600 CU HT | 0 | 0 | 0 | 0 | 0 | 0 | 0 | 0 | 0 | 0 | 0 | 0 | 0 | 0 | 0 | 0 | 0 | 0 | 0 | 0 | 0 | 0 | 0 | 12
NO |  | 56 | 2012 | 19 | 26 | 26 |  | COCOA BEACH | SOUTH CAPE | 138 | 138 | SP | 7.84 | 0 | 1 | 1-927.2 AAAC | 0 | 0 | 0 | 0 | 0 | 0 | 0 | 0 | 0 | 0 | 0 | 0 | 0 | 0 | 0 | 0 | 0 | 0 | 0 | 0 | 0 | 0 | 0 | 12
NO |  | 56 | 2012 | 19 | 27 | 27 |  | COCOA BEACH | SOUTH CAPE | 138 | 138 | SP | 0.01 | 0 | 1 | 1-954 ACSR AW | 0 | 0 | 0 | 0 | 0 | 0 | 0 | 0 | 0 | 0 | 0 | 0 | 0 | 0 | 0 | 0 | 0 | 0 | 0 | 0 | 0 | 0 | 0 | 12
NO |  | 56 | 2012 | 19 | 28 | 28 |  | COCOA BEACH | SOUTH CAPE | 138 | 138 | SP | 0.39 | 0 | 2 | 1-556.5 ACSR AW | 0 | 0 | 0 | 0 | 0 | 0 | 0 | 0 | 0 | 0 | 0 | 0 | 0 | 0 | 0 | 0 | 0 | 0 | 0 | 0 | 0 | 0 | 0 | 12
NO |  | 56 | 2012 | 19 | 29 | 29 |  | COCONUT GROVE | MIAMI | 138 | 138 | UG | 4.97 | 0 | 1 | 1-700 CU | 0 | 0 | 0 | 0 | 0 | 0 | 0 | 0 | 0 | 0 | 0 | 0 | 0 | 0 | 0 | 0 | 0 | 0 | 0 | 0 | 0 | 0 | 0 | 12
NO |  | 56 | 2012 | 19 | 30 | 30 |  | COCONUT GROVE | RIVERSIDE | 138 | 138 | SP | 6.06 | 0 | 1 | 1-795 ACSR AZ | 0 | 0 | 0 | 0 | 0 | 0 | 0 | 0 | 0 | 0 | 0 | 0 | 0 | 0 | 0 | 0 | 0 | 0 | 0 | 0 | 0 | 0 | 0 | 12
NO |  | 56 | 2012 | 19 | 31 | 31 |  | COCONUT GROVE | RIVERSIDE | 138 | 138 | SP | 0.01 | 0 | 1 | 1-954 ACSR AZ | 0 | 0 | 0 | 0 | 0 | 0 | 0 | 0 | 0 | 0 | 0 | 0 | 0 | 0 | 0 | 0 | 0 | 0 | 0 | 0 | 0 | 0 | 0 | 12
NO |  | 56 | 2012 | 19 | 32 | 32 |  | COCONUT GROVE | RIVERSIDE | 138 | 138 | SP | 0.04 | 0.05 | 2 | 1-795 ACSR AZ | 0 | 0 | 0 | 0 | 0 | 0 | 0 | 0 | 0 | 0 | 0 | 0 | 0 | 0 | 0 | 0 | 0 | 0 | 0 | 0 | 0 | 0 | 0 | 12
NO |  | 56 | 2012 | 19 | 33 | 33 |  | COCONUT GROVE | SOUTH MIAMI | 138 | 138 | SP | 0 | 0 | 1 | 1-954 ACSR AW | 0 | 0 | 0 | 0 | 0 | 0 | 0 | 0 | 0 | 0 | 0 | 0 | 0 | 0 | 0 | 0 | 0 | 0 | 0 | 0 | 0 | 0 | 0 | 12
NO |  | 56 | 2012 | 19 | 34 | 34 |  | COCONUT GROVE | SOUTH MIAMI | 138 | 138 | SP | 3.02 | 0 | 1 | 1-954 ACSR AZ | 0 | 0 | 0 | 0 | 0 | 0 | 0 | 0 | 0 | 0 | 0 | 0 | 0 | 0 | 0 | 0 | 0 | 0 | 0 | 0 | 0 | 0 | 0 | 12
NO |  | 56 | 2012 | 19 | 35 | 35 |  | COLLIER | ALLIGATOR | 138 | 138 | SP | 0.26 | 0 | 1 | 1-556.5 ACSR AW | 0 | 0 | 0 | 0 | 0 | 0 | 0 | 0 | 0 | 0 | 0 | 0 | 0 | 0 | 0 | 0 | 0 | 0 | 0 | 0 | 0 | 0 | 0 | 12
NO |  | 56 | 2012 | 20 | 1 | 1 |  | COLLIER | ALLIGATOR | 138 | 138 | SP | 0.04 | 0 | 1 | 1-795 ACSR AZ | 0 | 0 | 0 | 0 | 0 | 0 | 0 | 0 | 0 | 0 | 0 | 0 | 0 | 0 | 0 | 0 | 0 | 0 | 0 | 0 | 0 | 0 | 0 | 12
NO |  | 56 | 2012 | 20 | 2 | 2 |  | COLLIER | ALLIGATOR | 138 | 138 | SP | 1.76 | 1.07 | 2 | 1-556.5 ACSR AW | 0 | 0 | 0 | 0 | 0 | 0 | 0 | 0 | 0 | 0 | 0 | 0 | 0 | 0 | 0 | 0 | 0 | 0 | 0 | 0 | 0 | 0 | 0 | 12
NO |  | 56 | 2012 | 20 | 3 | 3 |  | COLLIER | BELLE MEADE (LEC) | 138 | 138 | H | 2.83 | 0 | 1 | 1-795 ACSR AZ | 0 | 0 | 0 | 0 | 0 | 0 | 0 | 0 | 0 | 0 | 0 | 0 | 0 | 0 | 0 | 0 | 0 | 0 | 0 | 0 | 0 | 0 | 0 | 12
NO |  | 56 | 2012 | 20 | 4 | 4 |  | COLLIER | BELLE MEADE (LEC) | 138 | 138 | SP | 0.24 | 0 | 1 | 1-795 ACSR AZ | 0 | 0 | 0 | 0 | 0 | 0 | 0 | 0 | 0 | 0 | 0 | 0 | 0 | 0 | 0 | 0 | 0 | 0 | 0 | 0 | 0 | 0 | 0 | 12
NO |  | 56 | 2012 | 20 | 5 | 5 |  | COLLIER | BELLE MEADE (LEC) | 138 | 138 | H | 0.37 | 0 | 2 | 1-795 ACSR AZ | 0 | 0 | 0 | 0 | 0 | 0 | 0 | 0 | 0 | 0 | 0 | 0 | 0 | 0 | 0 | 0 | 0 | 0 | 0 | 0 | 0 | 0 | 0 | 12
NO |  | 56 | 2012 | 20 | 6 | 6 |  | COLLIER | BELLE MEADE (LEC) | 138 | 138 | SP | 8.3 | 0 | 2 | 1-795 ACSR AZ | 0 | 0 | 0 | 0 | 0 | 0 | 0 | 0 | 0 | 0 | 0 | 0 | 0 | 0 | 0 | 0 | 0 | 0 | 0 | 0 | 0 | 0 | 0 | 12
NO |  | 56 | 2012 | 20 | 7 | 7 |  | COLLIER | NAPLES | 138 | 138 | H | 0.11 | 0 | 1 | 1-954 ACSR AZ | 0 | 0 | 0 | 0 | 0 | 0 | 0 | 0 | 0 | 0 | 0 | 0 | 0 | 0 | 0 | 0 | 0 | 0 | 0 | 0 | 0 | 0 | 0 | 12
NO |  | 56 | 2012 | 20 | 8 | 8 |  | COLLIER | NAPLES | 138 | 138 | SP | 2.39 | 0 | 1 | 1-954 ACSR AZ | 0 | 0 | 0 | 0 | 0 | 0 | 0 | 0 | 0 | 0 | 0 | 0 | 0 | 0 | 0 | 0 | 0 | 0 | 0 | 0 | 0 | 0 | 0 | 12
NO |  | 56 | 2012 | 20 | 9 | 9 |  | COLLIER | NAPLES | 138 | 138 | SP | 0 | 1.52 | 2 | 1-954 ACSR AZ | 0 | 0 | 0 | 0 | 0 | 0 | 0 | 0 | 0 | 0 | 0 | 0 | 0 | 0 | 0 | 0 | 0 | 0 | 0 | 0 | 0 | 0 | 0 | 12
NO |  | 56 | 2012 | 20 | 10 | 10 |  | COLLIER | RATTLESNAKE | 138 | 230 | H | 0.43 | 0 | 1 | 1-954 ACSR AZ | 0 | 0 | 0 | 0 | 0 | 0 | 0 | 0 | 0 | 0 | 0 | 0 | 0 | 0 | 0 | 0 | 0 | 0 | 0 | 0 | 0 | 0 | 0 | 12
NO |  | 56 | 2012 | 20 | 11 | 11 |  | COLLIER | RATTLESNAKE | 138 | 138 | SP | 0.31 | 0 | 1 | 1-1431 ACSR AW | 0 | 0 | 0 | 0 | 0 | 0 | 0 | 0 | 0 | 0 | 0 | 0 | 0 | 0 | 0 | 0 | 0 | 0 | 0 | 0 | 0 | 0 | 0 | 12
NO |  | 56 | 2012 | 20 | 12 | 12 |  | COLLIER | RATTLESNAKE | 138 | 230 | SP | 0.08 | 0 | 1 | 1-1431 ACSR AZ | 0 | 0 | 0 | 0 | 0 | 0 | 0 | 0 | 0 | 0 | 0 | 0 | 0 | 0 | 0 | 0 | 0 | 0 | 0 | 0 | 0 | 0 | 0 | 12
NO |  | 56 | 2012 | 20 | 13 | 13 |  | COLLIER | RATTLESNAKE | 138 | 138 | SP | 1.92 | 0 | 1 | 1-954 ACSR AW | 0 | 0 | 0 | 0 | 0 | 0 | 0 | 0 | 0 | 0 | 0 | 0 | 0 | 0 | 0 | 0 | 0 | 0 | 0 | 0 | 0 | 0 | 0 | 12
NO |  | 56 | 2012 | 20 | 14 | 14 |  | COLLIER | RATTLESNAKE | 138 | 138 | SP | 2.85 | 0 | 1 | 1-954 ACSR AZ | 0 | 0 | 0 | 0 | 0 | 0 | 0 | 0 | 0 | 0 | 0 | 0 | 0 | 0 | 0 | 0 | 0 | 0 | 0 | 0 | 0 | 0 | 0 | 12
NO |  | 56 | 2012 | 20 | 15 | 15 |  | COLLIER | RATTLESNAKE | 138 | 230 | SP | 13.69 | 0 | 1 | 1-954 ACSR AZ | 0 | 0 | 0 | 0 | 0 | 0 | 0 | 0 | 0 | 0 | 0 | 0 | 0 | 0 | 0 | 0 | 0 | 0 | 0 | 0 | 0 | 0 | 0 | 12
NO |  | 56 | 2012 | 20 | 16 | 16 |  | COLLIER | RATTLESNAKE | 138 | 138 | SP | 0.04 | 0.06 | 2 | 1-954 ACSR AW | 0 | 0 | 0 | 0 | 0 | 0 | 0 | 0 | 0 | 0 | 0 | 0 | 0 | 0 | 0 | 0 | 0 | 0 | 0 | 0 | 0 | 0 | 0 | 12
NO |  | 56 | 2012 | 20 | 17 | 17 |  | COLLIER | TERRY | 138 | 138 | H | 10.8 | 0 | 1 | 1-954 ACSR AW | 0 | 0 | 0 | 0 | 0 | 0 | 0 | 0 | 0 | 0 | 0 | 0 | 0 | 0 | 0 | 0 | 0 | 0 | 0 | 0 | 0 | 0 | 0 | 12
NO |  | 56 | 2012 | 20 | 18 | 18 |  | COLLIER | TERRY | 138 | 138 | SP | 1.07 | 0 | 1 | 1-336.4 ACSR AZ | 0 | 0 | 0 | 0 | 0 | 0 | 0 | 0 | 0 | 0 | 0 | 0 | 0 | 0 | 0 | 0 | 0 | 0 | 0 | 0 | 0 | 0 | 0 | 12
NO |  | 56 | 2012 | 20 | 19 | 19 |  | COLLIER | TERRY | 138 | 138 | SP | 2.98 | 0 | 1 | 1-795 ACSR AZ | 0 | 0 | 0 | 0 | 0 | 0 | 0 | 0 | 0 | 0 | 0 | 0 | 0 | 0 | 0 | 0 | 0 | 0 | 0 | 0 | 0 | 0 | 0 | 12
NO |  | 56 | 2012 | 20 | 20 | 20 |  | COLLIER | TERRY | 138 | 138 | SP | 1.7 | 0 | 1 | 1-954 ACSR AW | 0 | 0 | 0 | 0 | 0 | 0 | 0 | 0 | 0 | 0 | 0 | 0 | 0 | 0 | 0 | 0 | 0 | 0 | 0 | 0 | 0 | 0 | 0 | 12
NO |  | 56 | 2012 | 20 | 21 | 21 |  | COLLIER | TERRY | 138 | 138 | SP | 0.18 | 0 | 1 | 1-954 ACSR AZ | 0 | 0 | 0 | 0 | 0 | 0 | 0 | 0 | 0 | 0 | 0 | 0 | 0 | 0 | 0 | 0 | 0 | 0 | 0 | 0 | 0 | 0 | 0 | 12
NO |  | 56 | 2012 | 20 | 22 | 22 |  | COLLIER | TERRY | 138 | 138 | SP | 2.36 | 0 | 2 | 1-954 ACSR AW | 0 | 0 | 0 | 0 | 0 | 0 | 0 | 0 | 0 | 0 | 0 | 0 | 0 | 0 | 0 | 0 | 0 | 0 | 0 | 0 | 0 | 0 | 0 | 12
NO |  | 56 | 2012 | 20 | 23 | 23 |  | CORTEZ | JOHNSON | 138 | 230 | H | 0.05 | 0 | 1 | 1-1691 AAAC | 0 | 0 | 0 | 0 | 0 | 0 | 0 | 0 | 0 | 0 | 0 | 0 | 0 | 0 | 0 | 0 | 0 | 0 | 0 | 0 | 0 | 0 | 0 | 12
NO |  | 56 | 2012 | 20 | 24 | 24 |  | CORTEZ | JOHNSON | 138 | 138 | SP | 8.81 | 0 | 1 | 1-954 ACSR AZ | 0 | 0 | 0 | 0 | 0 | 0 | 0 | 0 | 0 | 0 | 0 | 0 | 0 | 0 | 0 | 0 | 0 | 0 | 0 | 0 | 0 | 0 | 0 | 12
NO |  | 56 | 2012 | 20 | 25 | 25 |  | CORTEZ | WOODS | 138 | 138 | SP | 6.73 | 0 | 1 | 1-795 ACSR AZ | 0 | 0 | 0 | 0 | 0 | 0 | 0 | 0 | 0 | 0 | 0 | 0 | 0 | 0 | 0 | 0 | 0 | 0 | 0 | 0 | 0 | 0 | 0 | 12
NO |  | 56 | 2012 | 20 | 26 | 26 |  | CORTEZ | WOODS | 138 | 138 | SP | 0.5 | 0 | 1 | 1-954 ACSR AW | 0 | 0 | 0 | 0 | 0 | 0 | 0 | 0 | 0 | 0 | 0 | 0 | 0 | 0 | 0 | 0 | 0 | 0 | 0 | 0 | 0 | 0 | 0 | 12
NO |  | 56 | 2012 | 20 | 27 | 27 |  | CORTEZ | WOODS | 138 | 138 | SP | 1.15 | 0 | 2 | 1-954 ACSR AW | 0 | 0 | 0 | 0 | 0 | 0 | 0 | 0 | 0 | 0 | 0 | 0 | 0 | 0 | 0 | 0 | 0 | 0 | 0 | 0 | 0 | 0 | 0 | 12
NO |  | 56 | 2012 | 20 | 28 | 28 |  | COURT | CUTLER | 138 | 230 | H | 0.29 | 0 | 1 | 1-1431 ACSR AZ | 0 | 0 | 0 | 0 | 0 | 0 | 0 | 0 | 0 | 0 | 0 | 0 | 0 | 0 | 0 | 0 | 0 | 0 | 0 | 0 | 0 | 0 | 0 | 12
NO |  | 56 | 2012 | 20 | 29 | 29 |  | COURT | CUTLER | 138 | 138 | H | 3.62 | 0 | 1 | 1-350 CU HT | 0 | 0 | 0 | 0 | 0 | 0 | 0 | 0 | 0 | 0 | 0 | 0 | 0 | 0 | 0 | 0 | 0 | 0 | 0 | 0 | 0 | 0 | 0 | 12
NO |  | 56 | 2012 | 20 | 30 | 30 |  | COURT | CUTLER | 138 | 138 | H | 0.26 | 0 | 1 | 1-556.5 ACSR AZ | 0 | 0 | 0 | 0 | 0 | 0 | 0 | 0 | 0 | 0 | 0 | 0 | 0 | 0 | 0 | 0 | 0 | 0 | 0 | 0 | 0 | 0 | 0 | 12
NO |  | 56 | 2012 | 20 | 31 | 31 |  | COURT | CUTLER | 138 | 138 | SP | 0.08 | 0 | 1 | 1-1431 ACSR AZ | 0 | 0 | 0 | 0 | 0 | 0 | 0 | 0 | 0 | 0 | 0 | 0 | 0 | 0 | 0 | 0 | 0 | 0 | 0 | 0 | 0 | 0 | 0 | 12
NO |  | 56 | 2012 | 20 | 32 | 32 |  | COURT | CUTLER | 138 | 138 | SP | 0.04 | 0 | 1 | 1-350 CU HT | 0 | 0 | 0 | 0 | 0 | 0 | 0 | 0 | 0 | 0 | 0 | 0 | 0 | 0 | 0 | 0 | 0 | 0 | 0 | 0 | 0 | 0 | 0 | 12
NO |  | 56 | 2012 | 20 | 33 | 33 |  | COURT | CUTLER | 138 | 230 | H | 1.91 | 0.84 | 2 | 1-1431 ACSR AZ | 0 | 0 | 0 | 0 | 0 | 0 | 0 | 0 | 0 | 0 | 0 | 0 | 0 | 0 | 0 | 0 | 0 | 0 | 0 | 0 | 0 | 0 | 0 | 12
NO |  | 56 | 2012 | 20 | 34 | 34 |  | COURT | DAVIS | 138 | 138 | H | 0.03 | 0 | 1 | 1-1431 ACSR AZ | 0 | 0 | 0 | 0 | 0 | 0 | 0 | 0 | 0 | 0 | 0 | 0 | 0 | 0 | 0 | 0 | 0 | 0 | 0 | 0 | 0 | 0 | 0 | 12
NO |  | 56 | 2012 | 20 | 35 | 35 |  | CUTLER | DAVIS 2 | 138 | 230 | H | 0.33 | 0 | 1 | 1-1431 ACSR AZ | 0 | 0 | 0 | 0 | 0 | 0 | 0 | 0 | 0 | 0 | 0 | 0 | 0 | 0 | 0 | 0 | 0 | 0 | 0 | 0 | 0 | 0 | 0 | 12
NO |  | 56 | 2012 | 21 | 1 | 1 |  | CUTLER | DAVIS 2 | 138 | 138 | H | 3.69 | 0 | 1 | 1-350 CU HT | 0 | 0 | 0 | 0 | 0 | 0 | 0 | 0 | 0 | 0 | 0 | 0 | 0 | 0 | 0 | 0 | 0 | 0 | 0 | 0 | 0 | 0 | 0 | 12
NO |  | 56 | 2012 | 21 | 2 | 2 |  | CUTLER | DAVIS 2 | 138 | 138 | H | 0.23 | 0 | 1 | 1-556.5 ACSR AZ | 0 | 0 | 0 | 0 | 0 | 0 | 0 | 0 | 0 | 0 | 0 | 0 | 0 | 0 | 0 | 0 | 0 | 0 | 0 | 0 | 0 | 0 | 0 | 12
NO |  | 56 | 2012 | 21 | 3 | 3 |  | CUTLER | DAVIS 2 | 138 | 230 | H | 2.76 | 0 | 2 | 1-1431 ACSR AZ | 0 | 0 | 0 | 0 | 0 | 0 | 0 | 0 | 0 | 0 | 0 | 0 | 0 | 0 | 0 | 0 | 0 | 0 | 0 | 0 | 0 | 0 | 0 | 12
NO |  | 56 | 2012 | 21 | 4 | 4 |  | CUTLER | DAVIS 4 | 138 | 138 | SP | 0.35 | 0 | 1 | 1-600 CU HT | 0 | 0 | 0 | 0 | 0 | 0 | 0 | 0 | 0 | 0 | 0 | 0 | 0 | 0 | 0 | 0 | 0 | 0 | 0 | 0 | 0 | 0 | 0 | 12
NO |  | 56 | 2012 | 21 | 5 | 5 |  | CUTLER | DAVIS 4 | 138 | 138 | SP | 4.41 | 0 | 1 | 1-795 AAC | 0 | 0 | 0 | 0 | 0 | 0 | 0 | 0 | 0 | 0 | 0 | 0 | 0 | 0 | 0 | 0 | 0 | 0 | 0 | 0 | 0 | 0 | 0 | 12
NO |  | 56 | 2012 | 21 | 6 | 6 |  | CUTLER | DAVIS 4 | 138 | 138 | SP | 0.16 | 0 | 1 | 1-954 ACSR AW | 0 | 0 | 0 | 0 | 0 | 0 | 0 | 0 | 0 | 0 | 0 | 0 | 0 | 0 | 0 | 0 | 0 | 0 | 0 | 0 | 0 | 0 | 0 | 12
NO |  | 56 | 2012 | 21 | 7 | 7 |  | CUTLER | DAVIS 4 | 138 | 138 | SP | 2.12 | 0 | 1 | 1-954 ACSR AZ | 0 | 0 | 0 | 0 | 0 | 0 | 0 | 0 | 0 | 0 | 0 | 0 | 0 | 0 | 0 | 0 | 0 | 0 | 0 | 0 | 0 | 0 | 0 | 12
NO |  | 56 | 2012 | 21 | 8 | 8 |  | CUTLER | DAVIS 4 | 138 | 138 | H | 0 | 0.17 | 2 | 1-600 CU HT | 0 | 0 | 0 | 0 | 0 | 0 | 0 | 0 | 0 | 0 | 0 | 0 | 0 | 0 | 0 | 0 | 0 | 0 | 0 | 0 | 0 | 0 | 0 | 12
NO |  | 56 | 2012 | 21 | 9 | 9 |  | CUTLER | DAVIS 4 | 138 | 230 | H | 0.3 | 0.79 | 2 | 1-954 ACSR AZ | 0 | 0 | 0 | 0 | 0 | 0 | 0 | 0 | 0 | 0 | 0 | 0 | 0 | 0 | 0 | 0 | 0 | 0 | 0 | 0 | 0 | 0 | 0 | 12
NO |  | 56 | 2012 | 21 | 10 | 10 |  | CUTLER | GALLOWAY | 138 | 138 | SP | 0.01 | 0 | 1 | 1-350 CU HT | 0 | 0 | 0 | 0 | 0 | 0 | 0 | 0 | 0 | 0 | 0 | 0 | 0 | 0 | 0 | 0 | 0 | 0 | 0 | 0 | 0 | 0 | 0 | 12
NO |  | 56 | 2012 | 21 | 11 | 11 |  | CUTLER | GALLOWAY | 138 | 138 | SP | 0.29 | 0 | 1 | 1-600 CU HT | 0 | 0 | 0 | 0 | 0 | 0 | 0 | 0 | 0 | 0 | 0 | 0 | 0 | 0 | 0 | 0 | 0 | 0 | 0 | 0 | 0 | 0 | 0 | 12
NO |  | 56 | 2012 | 21 | 12 | 12 |  | CUTLER | GALLOWAY | 138 | 138 | SP | 6.97 | 0 | 1 | 1-954 ACSR AZ | 0 | 0 | 0 | 0 | 0 | 0 | 0 | 0 | 0 | 0 | 0 | 0 | 0 | 0 | 0 | 0 | 0 | 0 | 0 | 0 | 0 | 0 | 0 | 12
NO |  | 56 | 2012 | 21 | 13 | 13 |  | CUTLER | GALLOWAY | 138 | 138 | H | 0.17 | 0 | 2 | 1-600 CU HT | 0 | 0 | 0 | 0 | 0 | 0 | 0 | 0 | 0 | 0 | 0 | 0 | 0 | 0 | 0 | 0 | 0 | 0 | 0 | 0 | 0 | 0 | 0 | 12
NO |  | 56 | 2012 | 21 | 14 | 14 |  | CUTLER | GALLOWAY | 138 | 138 | SP | 1.56 | 0 | 2 | 1-954 ACSR AZ | 0 | 0 | 0 | 0 | 0 | 0 | 0 | 0 | 0 | 0 | 0 | 0 | 0 | 0 | 0 | 0 | 0 | 0 | 0 | 0 | 0 | 0 | 0 | 12
NO |  | 56 | 2012 | 21 | 15 | 15 |  | CUTLER | SOUTH MIAMI | 138 | 138 | SP | 7.43 | 0 | 1 | 1-954 ACSR AZ | 0 | 0 | 0 | 0 | 0 | 0 | 0 | 0 | 0 | 0 | 0 | 0 | 0 | 0 | 0 | 0 | 0 | 0 | 0 | 0 | 0 | 0 | 0 | 12
NO |  | 56 | 2012 | 21 | 16 | 16 |  | CUTLER | SOUTH MIAMI | 138 | 138 | UG | 0.78 | 0 | 1 | 1-2000 CU SD | 0 | 0 | 0 | 0 | 0 | 0 | 0 | 0 | 0 | 0 | 0 | 0 | 0 | 0 | 0 | 0 | 0 | 0 | 0 | 0 | 0 | 0 | 0 | 12
NO |  | 56 | 2012 | 21 | 17 | 17 |  | DADE | FLAGAMI | 138 | 138 | H | 0.51 | 0 | 1 | 1-954 ACSR AZ | 0 | 0 | 0 | 0 | 0 | 0 | 0 | 0 | 0 | 0 | 0 | 0 | 0 | 0 | 0 | 0 | 0 | 0 | 0 | 0 | 0 | 0 | 0 | 12
NO |  | 56 | 2012 | 21 | 18 | 18 |  | DADE | FLAGAMI | 138 | 138 | SP | 2.77 | 0 | 1 | 1-795 ACSR AZ | 0 | 0 | 0 | 0 | 0 | 0 | 0 | 0 | 0 | 0 | 0 | 0 | 0 | 0 | 0 | 0 | 0 | 0 | 0 | 0 | 0 | 0 | 0 | 12
NO |  | 56 | 2012 | 21 | 19 | 19 |  | DADE | FLAGAMI | 138 | 138 | SP | 0.46 | 0 | 1 | 1-954 ACSR AW | 0 | 0 | 0 | 0 | 0 | 0 | 0 | 0 | 0 | 0 | 0 | 0 | 0 | 0 | 0 | 0 | 0 | 0 | 0 | 0 | 0 | 0 | 0 | 12
NO |  | 56 | 2012 | 21 | 20 | 20 |  | DADE | FLAGAMI | 138 | 138 | SP | 2.85 | 0 | 1 | 1-954 ACSR AZ | 0 | 0 | 0 | 0 | 0 | 0 | 0 | 0 | 0 | 0 | 0 | 0 | 0 | 0 | 0 | 0 | 0 | 0 | 0 | 0 | 0 | 0 | 0 | 12
NO |  | 56 | 2012 | 21 | 21 | 21 |  | DADE | FLAGAMI | 138 | 138 | UG | 0.38 | 0 | 1 | 1-2000 CU SD | 0 | 0 | 0 | 0 | 0 | 0 | 0 | 0 | 0 | 0 | 0 | 0 | 0 | 0 | 0 | 0 | 0 | 0 | 0 | 0 | 0 | 0 | 0 | 12
NO |  | 56 | 2012 | 21 | 22 | 22 |  | DADE | FLAGAMI | 138 | 138 | SP | 0.23 | 0 | 2 | 1-954 ACSR AW | 0 | 0 | 0 | 0 | 0 | 0 | 0 | 0 | 0 | 0 | 0 | 0 | 0 | 0 | 0 | 0 | 0 | 0 | 0 | 0 | 0 | 0 | 0 | 12
NO |  | 56 | 2012 | 21 | 23 | 23 |  | DADE | GRATIGNY 1 | 138 | 138 | H | 3.06 | 0 | 1 | 1-795 ACSR AZ | 0 | 0 | 0 | 0 | 0 | 0 | 0 | 0 | 0 | 0 | 0 | 0 | 0 | 0 | 0 | 0 | 0 | 0 | 0 | 0 | 0 | 0 | 0 | 12
NO |  | 56 | 2012 | 21 | 24 | 24 |  | DADE | GRATIGNY 1 | 138 | 230 | SP | 0.34 | 0 | 1 | 1-1431 ACSR AZ | 0 | 0 | 0 | 0 | 0 | 0 | 0 | 0 | 0 | 0 | 0 | 0 | 0 | 0 | 0 | 0 | 0 | 0 | 0 | 0 | 0 | 0 | 0 | 12
NO |  | 56 | 2012 | 21 | 25 | 25 |  | DADE | GRATIGNY 1 | 138 | 138 | SP | 0.03 | 0 | 1 | 1-795 ACSR AZ | 0 | 0 | 0 | 0 | 0 | 0 | 0 | 0 | 0 | 0 | 0 | 0 | 0 | 0 | 0 | 0 | 0 | 0 | 0 | 0 | 0 | 0 | 0 | 12
NO |  | 56 | 2012 | 21 | 26 | 26 |  | DADE | GRATIGNY 1 | 138 | 230 | SP | 0.06 | 0 | 1 | 1-795 ACSR AZ | 0 | 0 | 0 | 0 | 0 | 0 | 0 | 0 | 0 | 0 | 0 | 0 | 0 | 0 | 0 | 0 | 0 | 0 | 0 | 0 | 0 | 0 | 0 | 12
NO |  | 56 | 2012 | 21 | 27 | 27 |  | DADE | GRATIGNY 1 | 138 | 230 | H | 0 | 0.44 | 2 | 1-1431 ACSR AZ | 0 | 0 | 0 | 0 | 0 | 0 | 0 | 0 | 0 | 0 | 0 | 0 | 0 | 0 | 0 | 0 | 0 | 0 | 0 | 0 | 0 | 0 | 0 | 12
NO |  | 56 | 2012 | 21 | 28 | 28 |  | DADE | GRATIGNY 2 | 138 | 230 | SP | 0.63 | 0 | 1 | 1-1431 ACSR AZ | 0 | 0 | 0 | 0 | 0 | 0 | 0 | 0 | 0 | 0 | 0 | 0 | 0 | 0 | 0 | 0 | 0 | 0 | 0 | 0 | 0 | 0 | 0 | 12
NO |  | 56 | 2012 | 21 | 29 | 29 |  | DADE | GRATIGNY 2 | 138 | 138 | SP | 3.05 | 0 | 1 | 1-600 CU HT | 0 | 0 | 0 | 0 | 0 | 0 | 0 | 0 | 0 | 0 | 0 | 0 | 0 | 0 | 0 | 0 | 0 | 0 | 0 | 0 | 0 | 0 | 0 | 12
NO |  | 56 | 2012 | 21 | 30 | 30 |  | DADE | GRATIGNY 2 | 138 | 138 | SP | 0.76 | 0 | 1 | 1-795 AAC | 0 | 0 | 0 | 0 | 0 | 0 | 0 | 0 | 0 | 0 | 0 | 0 | 0 | 0 | 0 | 0 | 0 | 0 | 0 | 0 | 0 | 0 | 0 | 12
NO |  | 56 | 2012 | 21 | 31 | 31 |  | DADE | GRATIGNY 2 | 138 | 138 | SP | 0.16 | 0 | 1 | 1-795 ACSR AZ | 0 | 0 | 0 | 0 | 0 | 0 | 0 | 0 | 0 | 0 | 0 | 0 | 0 | 0 | 0 | 0 | 0 | 0 | 0 | 0 | 0 | 0 | 0 | 12
NO |  | 56 | 2012 | 21 | 32 | 32 |  | DADE | GRATIGNY 2 | 138 | 138 | SP | 7.02 | 0 | 1 | 1-954 ACSR AZ | 0 | 0 | 0 | 0 | 0 | 0 | 0 | 0 | 0 | 0 | 0 | 0 | 0 | 0 | 0 | 0 | 0 | 0 | 0 | 0 | 0 | 0 | 0 | 12
NO |  | 56 | 2012 | 21 | 33 | 33 |  | DADE | GRATIGNY 2 | 138 | 230 | H | 0 | 0.44 | 2 | 1-1431 ACSR AZ | 0 | 0 | 0 | 0 | 0 | 0 | 0 | 0 | 0 | 0 | 0 | 0 | 0 | 0 | 0 | 0 | 0 | 0 | 0 | 0 | 0 | 0 | 0 | 12
NO |  | 56 | 2012 | 21 | 34 | 34 |  | DADE | GRATIGNY 2 | 138 | 138 | SP | 0.26 | 0.26 | 2 | 1-954 ACSR AZ | 0 | 0 | 0 | 0 | 0 | 0 | 0 | 0 | 0 | 0 | 0 | 0 | 0 | 0 | 0 | 0 | 0 | 0 | 0 | 0 | 0 | 0 | 0 | 12
NO |  | 56 | 2012 | 21 | 35 | 35 |  | DADE | LITTLE RIVER 2 | 138 | 138 | H | 0.05 | 0 | 1 | 1-1431 ACSR AZ | 0 | 0 | 0 | 0 | 0 | 0 | 0 | 0 | 0 | 0 | 0 | 0 | 0 | 0 | 0 | 0 | 0 | 0 | 0 | 0 | 0 | 0 | 0 | 12
NO |  | 56 | 2012 | 22 | 1 | 1 |  | DADE | LITTLE RIVER 2 | 138 | 138 | H | 0.24 | 0 | 1 | 1-600 CU HT | 0 | 0 | 0 | 0 | 0 | 0 | 0 | 0 | 0 | 0 | 0 | 0 | 0 | 0 | 0 | 0 | 0 | 0 | 0 | 0 | 0 | 0 | 0 | 12
NO |  | 56 | 2012 | 22 | 2 | 2 |  | DADE | LITTLE RIVER 2 | 138 | 138 | SP | 0.67 | 0 | 1 | 1-266 CU HD | 0 | 0 | 0 | 0 | 0 | 0 | 0 | 0 | 0 | 0 | 0 | 0 | 0 | 0 | 0 | 0 | 0 | 0 | 0 | 0 | 0 | 0 | 0 | 12
NO |  | 56 | 2012 | 22 | 3 | 3 |  | DADE | LITTLE RIVER 2 | 138 | 138 | SP | 0.1 | 0 | 1 | 1-336.4 ACSR AZ | 0 | 0 | 0 | 0 | 0 | 0 | 0 | 0 | 0 | 0 | 0 | 0 | 0 | 0 | 0 | 0 | 0 | 0 | 0 | 0 | 0 | 0 | 0 | 12
NO |  | 56 | 2012 | 22 | 4 | 4 |  | DADE | LITTLE RIVER 2 | 138 | 138 | SP | 0.01 | 0 | 1 | 1-350 CU HT | 0 | 0 | 0 | 0 | 0 | 0 | 0 | 0 | 0 | 0 | 0 | 0 | 0 | 0 | 0 | 0 | 0 | 0 | 0 | 0 | 0 | 0 | 0 | 12
NO |  | 56 | 2012 | 22 | 5 | 5 |  | DADE | LITTLE RIVER 2 | 138 | 138 | SP | 0.52 | 0 | 1 | 1-4/0 CU HD | 0 | 0 | 0 | 0 | 0 | 0 | 0 | 0 | 0 | 0 | 0 | 0 | 0 | 0 | 0 | 0 | 0 | 0 | 0 | 0 | 0 | 0 | 0 | 12
NO |  | 56 | 2012 | 22 | 6 | 6 |  | DADE | LITTLE RIVER 2 | 138 | 138 | SP | 4.84 | 0 | 1 | 1-600 CU HT | 0 | 0 | 0 | 0 | 0 | 0 | 0 | 0 | 0 | 0 | 0 | 0 | 0 | 0 | 0 | 0 | 0 | 0 | 0 | 0 | 0 | 0 | 0 | 12
NO |  | 56 | 2012 | 22 | 7 | 7 |  | DADE | LITTLE RIVER 2 | 138 | 138 | SP | 0.94 | 0 | 1 | 1-795 AAC | 0 | 0 | 0 | 0 | 0 | 0 | 0 | 0 | 0 | 0 | 0 | 0 | 0 | 0 | 0 | 0 | 0 | 0 | 0 | 0 | 0 | 0 | 0 | 12
NO |  | 56 | 2012 | 22 | 8 | 8 |  | DADE | LITTLE RIVER 2 | 138 | 138 | SP | 0.05 | 0 | 1 | 1-795 ACSR AW | 0 | 0 | 0 | 0 | 0 | 0 | 0 | 0 | 0 | 0 | 0 | 0 | 0 | 0 | 0 | 0 | 0 | 0 | 0 | 0 | 0 | 0 | 0 | 12
NO |  | 56 | 2012 | 22 | 9 | 9 |  | DADE | LITTLE RIVER 2 | 138 | 138 | SP | 2.73 | 0 | 1 | 1-795 ACSR AZ | 0 | 0 | 0 | 0 | 0 | 0 | 0 | 0 | 0 | 0 | 0 | 0 | 0 | 0 | 0 | 0 | 0 | 0 | 0 | 0 | 0 | 0 | 0 | 12
NO |  | 56 | 2012 | 22 | 10 | 10 |  | DADE | LITTLE RIVER 2 | 138 | 138 | SP | 0.14 | 0 | 1 | 1-954 ACSR AZ | 0 | 0 | 0 | 0 | 0 | 0 | 0 | 0 | 0 | 0 | 0 | 0 | 0 | 0 | 0 | 0 | 0 | 0 | 0 | 0 | 0 | 0 | 0 | 12
NO |  | 56 | 2012 | 22 | 11 | 11 |  | DADE | LITTLE RIVER 2 | 138 | 138 | SP | 0 | 0.12 | 2 | 1-4/0 CU HD | 0 | 0 | 0 | 0 | 0 | 0 | 0 | 0 | 0 | 0 | 0 | 0 | 0 | 0 | 0 | 0 | 0 | 0 | 0 | 0 | 0 | 0 | 0 | 12
NO |  | 56 | 2012 | 22 | 12 | 12 |  | DADE | LITTLE RIVER 2 | 138 | 138 | SP | 0.08 | 0 | 2 | 1-600 CU HT | 0 | 0 | 0 | 0 | 0 | 0 | 0 | 0 | 0 | 0 | 0 | 0 | 0 | 0 | 0 | 0 | 0 | 0 | 0 | 0 | 0 | 0 | 0 | 12
NO |  | 56 | 2012 | 22 | 13 | 13 |  | DADE | LITTLE RIVER 2 | 138 | 138 | SP | 0.11 | 0 | 2 | 1-795 ACSR AZ | 0 | 0 | 0 | 0 | 0 | 0 | 0 | 0 | 0 | 0 | 0 | 0 | 0 | 0 | 0 | 0 | 0 | 0 | 0 | 0 | 0 | 0 | 0 | 12
NO |  | 56 | 2012 | 22 | 14 | 14 |  | DADE | LITTLE RIVER 3 | 138 | 138 | SP | 0.06 | 0 | 1 | 1-1431 ACSR AW | 0 | 0 | 0 | 0 | 0 | 0 | 0 | 0 | 0 | 0 | 0 | 0 | 0 | 0 | 0 | 0 | 0 | 0 | 0 | 0 | 0 | 0 | 0 | 12
NO |  | 56 | 2012 | 22 | 15 | 15 |  | DADE | LITTLE RIVER 3 | 138 | 138 | SP | 0.75 | 0 | 1 | 1-4/0 CU HD | 0 | 0 | 0 | 0 | 0 | 0 | 0 | 0 | 0 | 0 | 0 | 0 | 0 | 0 | 0 | 0 | 0 | 0 | 0 | 0 | 0 | 0 | 0 | 12
NO |  | 56 | 2012 | 22 | 16 | 16 |  | DADE | LITTLE RIVER 3 | 138 | 138 | SP | 0.22 | 0 | 1 | 1-600 CU HT | 0 | 0 | 0 | 0 | 0 | 0 | 0 | 0 | 0 | 0 | 0 | 0 | 0 | 0 | 0 | 0 | 0 | 0 | 0 | 0 | 0 | 0 | 0 | 12
NO |  | 56 | 2012 | 22 | 17 | 17 |  | DADE | LITTLE RIVER 3 | 138 | 138 | SP | 3.08 | 0 | 1 | 1-795 AAC | 0 | 0 | 0 | 0 | 0 | 0 | 0 | 0 | 0 | 0 | 0 | 0 | 0 | 0 | 0 | 0 | 0 | 0 | 0 | 0 | 0 | 0 | 0 | 12
NO |  | 56 | 2012 | 22 | 18 | 18 |  | DADE | LITTLE RIVER 3 | 138 | 138 | SP | 4.29 | 0 | 1 | 1-795 ACSR AZ | 0 | 0 | 0 | 0 | 0 | 0 | 0 | 0 | 0 | 0 | 0 | 0 | 0 | 0 | 0 | 0 | 0 | 0 | 0 | 0 | 0 | 0 | 0 | 12
NO |  | 56 | 2012 | 22 | 19 | 19 |  | DADE | LITTLE RIVER 3 | 138 | 138 | H | 0.15 | 0 | 2 | 1-795 AAC | 0 | 0 | 0 | 0 | 0 | 0 | 0 | 0 | 0 | 0 | 0 | 0 | 0 | 0 | 0 | 0 | 0 | 0 | 0 | 0 | 0 | 0 | 0 | 12
NO |  | 56 | 2012 | 22 | 20 | 20 |  | DADE | LITTLE RIVER 3 | 138 | 138 | H | 0.14 | 0 | 2 | 1-795 ACSR AZ | 0 | 0 | 0 | 0 | 0 | 0 | 0 | 0 | 0 | 0 | 0 | 0 | 0 | 0 | 0 | 0 | 0 | 0 | 0 | 0 | 0 | 0 | 0 | 12
NO |  | 56 | 2012 | 22 | 21 | 21 |  | DADE | LITTLE RIVER 3 | 138 | 138 | SP | 0.59 | 0 | 2 | 1-795 AAC | 0 | 0 | 0 | 0 | 0 | 0 | 0 | 0 | 0 | 0 | 0 | 0 | 0 | 0 | 0 | 0 | 0 | 0 | 0 | 0 | 0 | 0 | 0 | 12
NO |  | 56 | 2012 | 22 | 22 | 22 |  | DADE | LITTLE RIVER 3 | 138 | 138 | SP | 0.46 | 0 | 2 | 1-795 ACSR AZ | 0 | 0 | 0 | 0 | 0 | 0 | 0 | 0 | 0 | 0 | 0 | 0 | 0 | 0 | 0 | 0 | 0 | 0 | 0 | 0 | 0 | 0 | 0 | 12
NO |  | 56 | 2012 | 22 | 23 | 23 |  | DATURA STREET | RANCH | 138 | 230 | H | 0.33 | 0 | 1 | 1-1431 ACSR AW | 0 | 0 | 0 | 0 | 0 | 0 | 0 | 0 | 0 | 0 | 0 | 0 | 0 | 0 | 0 | 0 | 0 | 0 | 0 | 0 | 0 | 0 | 0 | 12
NO |  | 56 | 2012 | 22 | 24 | 24 |  | DATURA STREET | RANCH | 138 | 230 | H | 3.34 | 0 | 1 | 1-1431 ACSR AZ | 0 | 0 | 0 | 0 | 0 | 0 | 0 | 0 | 0 | 0 | 0 | 0 | 0 | 0 | 0 | 0 | 0 | 0 | 0 | 0 | 0 | 0 | 0 | 12
NO |  | 56 | 2012 | 22 | 25 | 25 |  | DATURA STREET | RANCH | 138 | 230 | H | 0.02 | 0 | 1 | 1-900 CU HT | 0 | 0 | 0 | 0 | 0 | 0 | 0 | 0 | 0 | 0 | 0 | 0 | 0 | 0 | 0 | 0 | 0 | 0 | 0 | 0 | 0 | 0 | 0 | 12
NO |  | 56 | 2012 | 22 | 26 | 26 |  | DATURA STREET | RANCH | 138 | 230 | SP | 6.96 | 0 | 1 | 1-1431 ACSR AW | 0 | 0 | 0 | 0 | 0 | 0 | 0 | 0 | 0 | 0 | 0 | 0 | 0 | 0 | 0 | 0 | 0 | 0 | 0 | 0 | 0 | 0 | 0 | 12
NO |  | 56 | 2012 | 22 | 27 | 27 |  | DATURA STREET | RANCH | 138 | 138 | SP | 0.32 | 0 | 1 | 1-954 ACSR AW | 0 | 0 | 0 | 0 | 0 | 0 | 0 | 0 | 0 | 0 | 0 | 0 | 0 | 0 | 0 | 0 | 0 | 0 | 0 | 0 | 0 | 0 | 0 | 12
NO |  | 56 | 2012 | 22 | 28 | 28 |  | DATURA STREET | RANCH | 138 | 138 | SP | 0.21 | 0 | 1 | 1-954 ACSR AZ | 0 | 0 | 0 | 0 | 0 | 0 | 0 | 0 | 0 | 0 | 0 | 0 | 0 | 0 | 0 | 0 | 0 | 0 | 0 | 0 | 0 | 0 | 0 | 12
NO |  | 56 | 2012 | 22 | 29 | 29 |  | DATURA STREET | RANCH | 138 | 230 | SP | 0.28 | 0 | 1 | 1-954 ACSR AZ | 0 | 0 | 0 | 0 | 0 | 0 | 0 | 0 | 0 | 0 | 0 | 0 | 0 | 0 | 0 | 0 | 0 | 0 | 0 | 0 | 0 | 0 | 0 | 12
NO |  | 56 | 2012 | 22 | 30 | 30 |  | DATURA STREET | RANCH | 138 | 138 | SP | 0.42 | 0.37 | 2 | 1-1431 ACSR AW | 0 | 0 | 0 | 0 | 0 | 0 | 0 | 0 | 0 | 0 | 0 | 0 | 0 | 0 | 0 | 0 | 0 | 0 | 0 | 0 | 0 | 0 | 0 | 12
NO |  | 56 | 2012 | 22 | 31 | 31 |  | DATURA STREET | RANCH | 138 | 230 | SP | 0 | 7.06 | 2 | 1-1431 ACSR AZ | 0 | 0 | 0 | 0 | 0 | 0 | 0 | 0 | 0 | 0 | 0 | 0 | 0 | 0 | 0 | 0 | 0 | 0 | 0 | 0 | 0 | 0 | 0 | 12
NO |  | 56 | 2012 | 22 | 32 | 32 |  | DATURA STREET | RANCH | 138 | 138 | SP | 0 | 0.51 | 2 | 1-954 ACSR AZ | 0 | 0 | 0 | 0 | 0 | 0 | 0 | 0 | 0 | 0 | 0 | 0 | 0 | 0 | 0 | 0 | 0 | 0 | 0 | 0 | 0 | 0 | 0 | 12
NO |  | 56 | 2012 | 22 | 33 | 33 |  | DATURA STREET | WEST PALM BEACH | 138 | 138 | SP | 0.31 | 0 | 1 | 1-795 AAC | 0 | 0 | 0 | 0 | 0 | 0 | 0 | 0 | 0 | 0 | 0 | 0 | 0 | 0 | 0 | 0 | 0 | 0 | 0 | 0 | 0 | 0 | 0 | 12
NO |  | 56 | 2012 | 22 | 34 | 34 |  | DATURA STREET | WEST PALM BEACH | 138 | 138 | SP | 0.19 | 0 | 1 | 1-954 ACSR AW | 0 | 0 | 0 | 0 | 0 | 0 | 0 | 0 | 0 | 0 | 0 | 0 | 0 | 0 | 0 | 0 | 0 | 0 | 0 | 0 | 0 | 0 | 0 | 12
NO |  | 56 | 2012 | 22 | 35 | 35 |  | DATURA STREET | WEST PALM BEACH | 138 | 138 | SP | 0.55 | 0 | 2 | 1-795 AAC | 0 | 0 | 0 | 0 | 0 | 0 | 0 | 0 | 0 | 0 | 0 | 0 | 0 | 0 | 0 | 0 | 0 | 0 | 0 | 0 | 0 | 0 | 0 | 12
NO |  | 56 | 2012 | 23 | 1 | 1 |  | DAVIS | FLORIDA CITY 2 | 138 | 138 | SP | 24.28 | 0 | 1 | 1-954 ACSR AW | 0 | 0 | 0 | 0 | 0 | 0 | 0 | 0 | 0 | 0 | 0 | 0 | 0 | 0 | 0 | 0 | 0 | 0 | 0 | 0 | 0 | 0 | 0 | 12
NO |  | 56 | 2012 | 23 | 2 | 2 |  | DAVIS | FLORIDA CITY 2 | 138 | 138 | SP | 0.8 | 0 | 1 | 1-954 ACSR TW | 0 | 0 | 0 | 0 | 0 | 0 | 0 | 0 | 0 | 0 | 0 | 0 | 0 | 0 | 0 | 0 | 0 | 0 | 0 | 0 | 0 | 0 | 0 | 12
NO |  | 56 | 2012 | 23 | 3 | 3 |  | DAVIS | FLORIDA CITY 2 | 138 | 138 | UG | 0.3 | 0 | 1 | 1-2500 CU SD | 0 | 0 | 0 | 0 | 0 | 0 | 0 | 0 | 0 | 0 | 0 | 0 | 0 | 0 | 0 | 0 | 0 | 0 | 0 | 0 | 0 | 0 | 0 | 12
NO |  | 56 | 2012 | 23 | 4 | 4 |  | DAVIS | FLORIDA CITY 2 | 138 | 230 | SP | 0.25 | 0 | 2 | 1-954 ACSR AW | 0 | 0 | 0 | 0 | 0 | 0 | 0 | 0 | 0 | 0 | 0 | 0 | 0 | 0 | 0 | 0 | 0 | 0 | 0 | 0 | 0 | 0 | 0 | 12
NO |  | 56 | 2012 | 23 | 5 | 5 |  | DAVIS | FLORIDA CITY 2 | 138 | 138 | SP | 2.95 | 0.7 | 2 | 1-954 ACSR AW | 0 | 0 | 0 | 0 | 0 | 0 | 0 | 0 | 0 | 0 | 0 | 0 | 0 | 0 | 0 | 0 | 0 | 0 | 0 | 0 | 0 | 0 | 0 | 12
NO |  | 56 | 2012 | 23 | 6 | 6 |  | DAVIS | LUCY (HST) | 138 | 138 | SP | 3.73 | 0 | 1 | 1-795 AAC | 0 | 0 | 0 | 0 | 0 | 0 | 0 | 0 | 0 | 0 | 0 | 0 | 0 | 0 | 0 | 0 | 0 | 0 | 0 | 0 | 0 | 0 | 0 | 12
NO |  | 56 | 2012 | 23 | 7 | 7 |  | DAVIS | LUCY (HST) | 138 | 138 | SP | 4.78 | 0 | 1 | 1-795 ACSR AW | 0 | 0 | 0 | 0 | 0 | 0 | 0 | 0 | 0 | 0 | 0 | 0 | 0 | 0 | 0 | 0 | 0 | 0 | 0 | 0 | 0 | 0 | 0 | 12
NO |  | 56 | 2012 | 23 | 8 | 8 |  | DAVIS | LUCY (HST) | 138 | 138 | SP | 0.12 | 0 | 1 | 1-795 ACSR AZ | 0 | 0 | 0 | 0 | 0 | 0 | 0 | 0 | 0 | 0 | 0 | 0 | 0 | 0 | 0 | 0 | 0 | 0 | 0 | 0 | 0 | 0 | 0 | 12
NO |  | 56 | 2012 | 23 | 9 | 9 |  | DAVIS | LUCY (HST) | 138 | 138 | SP | 1.02 | 0 | 1 | 1-954 ACSR AW | 0 | 0 | 0 | 0 | 0 | 0 | 0 | 0 | 0 | 0 | 0 | 0 | 0 | 0 | 0 | 0 | 0 | 0 | 0 | 0 | 0 | 0 | 0 | 12
NO |  | 56 | 2012 | 23 | 10 | 10 |  | DAVIS | LUCY (HST) | 138 | 138 | SP | 5.82 | 0 | 1 | 1-954 ACSR AZ | 0 | 0 | 0 | 0 | 0 | 0 | 0 | 0 | 0 | 0 | 0 | 0 | 0 | 0 | 0 | 0 | 0 | 0 | 0 | 0 | 0 | 0 | 0 | 12
NO |  | 56 | 2012 | 23 | 11 | 11 |  | DAVIS | PRINCETON 1 | 138 | 138 | SP | 0.05 | 0 | 1 | 1-1431 ACSR AW | 0 | 0 | 0 | 0 | 0 | 0 | 0 | 0 | 0 | 0 | 0 | 0 | 0 | 0 | 0 | 0 | 0 | 0 | 0 | 0 | 0 | 0 | 0 | 12
NO |  | 56 | 2012 | 23 | 12 | 12 |  | DAVIS | PRINCETON 1 | 138 | 138 | SP | 0.4 | 0 | 1 | 1-795 AAC | 0 | 0 | 0 | 0 | 0 | 0 | 0 | 0 | 0 | 0 | 0 | 0 | 0 | 0 | 0 | 0 | 0 | 0 | 0 | 0 | 0 | 0 | 0 | 12
NO |  | 56 | 2012 | 23 | 13 | 13 |  | DAVIS | PRINCETON 1 | 138 | 138 | SP | 1.23 | 0 | 1 | 1-954 ACSR AW | 0 | 0 | 0 | 0 | 0 | 0 | 0 | 0 | 0 | 0 | 0 | 0 | 0 | 0 | 0 | 0 | 0 | 0 | 0 | 0 | 0 | 0 | 0 | 12
NO |  | 56 | 2012 | 23 | 14 | 14 |  | DAVIS | PRINCETON 1 | 138 | 138 | SP | 14.14 | 0 | 1 | 1-954 ACSR AZ | 0 | 0 | 0 | 0 | 0 | 0 | 0 | 0 | 0 | 0 | 0 | 0 | 0 | 0 | 0 | 0 | 0 | 0 | 0 | 0 | 0 | 0 | 0 | 12
NO |  | 56 | 2012 | 23 | 15 | 15 |  | DAVIS | PRINCETON 1 | 138 | 138 | H | 0.15 | 0 | 2 | 1-954 ACSR AZ | 0 | 0 | 0 | 0 | 0 | 0 | 0 | 0 | 0 | 0 | 0 | 0 | 0 | 0 | 0 | 0 | 0 | 0 | 0 | 0 | 0 | 0 | 0 | 12
NO |  | 56 | 2012 | 23 | 16 | 16 |  | DAVIS | PRINCETON 1 | 138 | 138 | SP | 0.8 | 0 | 2 | 1-954 ACSR AZ | 0 | 0 | 0 | 0 | 0 | 0 | 0 | 0 | 0 | 0 | 0 | 0 | 0 | 0 | 0 | 0 | 0 | 0 | 0 | 0 | 0 | 0 | 0 | 12
NO |  | 56 | 2012 | 23 | 17 | 17 |  | DAVIS | PRINCETON 2 | 138 | 138 | SP | 7.07 | 0 | 1 | 1-1431 ACSR AW | 0 | 0 | 0 | 0 | 0 | 0 | 0 | 0 | 0 | 0 | 0 | 0 | 0 | 0 | 0 | 0 | 0 | 0 | 0 | 0 | 0 | 0 | 0 | 12
NO |  | 56 | 2012 | 23 | 18 | 18 |  | DAVIS | PRINCETON 2 | 138 | 138 | SP | 2.82 | 0 | 1 | 1-954 ACSR AZ | 0 | 0 | 0 | 0 | 0 | 0 | 0 | 0 | 0 | 0 | 0 | 0 | 0 | 0 | 0 | 0 | 0 | 0 | 0 | 0 | 0 | 0 | 0 | 12
NO |  | 56 | 2012 | 23 | 19 | 19 |  | DAVIS | PRINCETON 2 | 138 | 138 | H | 0.15 | 0 | 2 | 1-954 ACSR AZ | 0 | 0 | 0 | 0 | 0 | 0 | 0 | 0 | 0 | 0 | 0 | 0 | 0 | 0 | 0 | 0 | 0 | 0 | 0 | 0 | 0 | 0 | 0 | 12
NO |  | 56 | 2012 | 23 | 20 | 20 |  | DAVIS | PRINCETON 2 | 138 | 138 | SP | 0.8 | 0 | 2 | 1-954 ACSR AZ | 0 | 0 | 0 | 0 | 0 | 0 | 0 | 0 | 0 | 0 | 0 | 0 | 0 | 0 | 0 | 0 | 0 | 0 | 0 | 0 | 0 | 0 | 0 | 12
NO |  | 56 | 2012 | 23 | 21 | 21 |  | DAVIS | VILLAGE GREEN | 138 | 138 | SP | 2.1 | 0 | 1 | 1-954 ACSR AW | 0 | 0 | 0 | 0 | 0 | 0 | 0 | 0 | 0 | 0 | 0 | 0 | 0 | 0 | 0 | 0 | 0 | 0 | 0 | 0 | 0 | 0 | 0 | 12
NO |  | 56 | 2012 | 23 | 22 | 22 |  | DAVIS | VILLAGE GREEN | 138 | 138 | SP | 4.33 | 0 | 1 | 1-954 ACSR AZ | 0 | 0 | 0 | 0 | 0 | 0 | 0 | 0 | 0 | 0 | 0 | 0 | 0 | 0 | 0 | 0 | 0 | 0 | 0 | 0 | 0 | 0 | 0 | 12
NO |  | 56 | 2012 | 23 | 23 | 23 |  | DAVIS | VILLAGE GREEN | 138 | 230 | H | 0.79 | 0.31 | 2 | 1-954 ACSR AZ | 0 | 0 | 0 | 0 | 0 | 0 | 0 | 0 | 0 | 0 | 0 | 0 | 0 | 0 | 0 | 0 | 0 | 0 | 0 | 0 | 0 | 0 | 0 | 12
NO |  | 56 | 2012 | 23 | 24 | 24 |  | DAVIS | VILLAGE GREEN | 138 | 138 | SP | 0.16 | 0 | 2 | 1-954 ACSR AZ | 0 | 0 | 0 | 0 | 0 | 0 | 0 | 0 | 0 | 0 | 0 | 0 | 0 | 0 | 0 | 0 | 0 | 0 | 0 | 0 | 0 | 0 | 0 | 12
NO |  | 56 | 2012 | 23 | 25 | 25 |  | DEERFIELD BEACH | YAMATO 1 | 138 | 138 | SP | 0.19 | 0 | 1 | 1-954 ACSR AW | 0 | 0 | 0 | 0 | 0 | 0 | 0 | 0 | 0 | 0 | 0 | 0 | 0 | 0 | 0 | 0 | 0 | 0 | 0 | 0 | 0 | 0 | 0 | 12
NO |  | 56 | 2012 | 23 | 26 | 26 |  | DEERFIELD BEACH | YAMATO 1 | 138 | 138 | SP | 9.42 | 0 | 1 | 1-954 ACSR AZ | 0 | 0 | 0 | 0 | 0 | 0 | 0 | 0 | 0 | 0 | 0 | 0 | 0 | 0 | 0 | 0 | 0 | 0 | 0 | 0 | 0 | 0 | 0 | 12
NO |  | 56 | 2012 | 23 | 27 | 27 |  | DEERFIELD BEACH | YAMATO 1 | 138 | 138 | H | 0.52 | 0.59 | 2 | 1-954 ACSR AZ | 0 | 0 | 0 | 0 | 0 | 0 | 0 | 0 | 0 | 0 | 0 | 0 | 0 | 0 | 0 | 0 | 0 | 0 | 0 | 0 | 0 | 0 | 0 | 12
NO |  | 56 | 2012 | 23 | 28 | 28 |  | DEERFIELD BEACH | YAMATO 1 | 138 | 230 | H | 1.02 | 0.95 | 2 | 1-954 ACSR AZ | 0 | 0 | 0 | 0 | 0 | 0 | 0 | 0 | 0 | 0 | 0 | 0 | 0 | 0 | 0 | 0 | 0 | 0 | 0 | 0 | 0 | 0 | 0 | 12
NO |  | 56 | 2012 | 23 | 29 | 29 |  | DEERFIELD BEACH | YAMATO 1 | 138 | 230 | SP | 0 | 1.13 | 2 | 1-954 ACSR AZ | 0 | 0 | 0 | 0 | 0 | 0 | 0 | 0 | 0 | 0 | 0 | 0 | 0 | 0 | 0 | 0 | 0 | 0 | 0 | 0 | 0 | 0 | 0 | 12
NO |  | 56 | 2012 | 23 | 30 | 30 |  | DEERFIELD BEACH | YAMATO 1 | 138 | 138 | SP | 0.55 | 1.21 | 2 | 1-954 ACSR AZ | 0 | 0 | 0 | 0 | 0 | 0 | 0 | 0 | 0 | 0 | 0 | 0 | 0 | 0 | 0 | 0 | 0 | 0 | 0 | 0 | 0 | 0 | 0 | 12
NO |  | 56 | 2012 | 23 | 31 | 31 |  | EAU GALLIE | HARRIS | 138 | 138 | SP | 0.12 | 0 | 1 | 1-795 ACSR AW | 0 | 0 | 0 | 0 | 0 | 0 | 0 | 0 | 0 | 0 | 0 | 0 | 0 | 0 | 0 | 0 | 0 | 0 | 0 | 0 | 0 | 0 | 0 | 12
NO |  | 56 | 2012 | 23 | 32 | 32 |  | EAU GALLIE | HARRIS | 138 | 138 | SP | 7.33 | 0 | 1 | 1-795 ACSR AZ | 0 | 0 | 0 | 0 | 0 | 0 | 0 | 0 | 0 | 0 | 0 | 0 | 0 | 0 | 0 | 0 | 0 | 0 | 0 | 0 | 0 | 0 | 0 | 12
NO |  | 56 | 2012 | 23 | 33 | 33 |  | EAU GALLIE | HARRIS | 138 | 138 | SP | 1.9 | 0 | 1 | 1-954 ACSR AW | 0 | 0 | 0 | 0 | 0 | 0 | 0 | 0 | 0 | 0 | 0 | 0 | 0 | 0 | 0 | 0 | 0 | 0 | 0 | 0 | 0 | 0 | 0 | 12
NO |  | 56 | 2012 | 23 | 34 | 34 |  | EAU GALLIE | HARRIS | 138 | 138 | SP | 0.09 | 0 | 1 | 2-350 CU HT | 0 | 0 | 0 | 0 | 0 | 0 | 0 | 0 | 0 | 0 | 0 | 0 | 0 | 0 | 0 | 0 | 0 | 0 | 0 | 0 | 0 | 0 | 0 | 12
NO |  | 56 | 2012 | 23 | 35 | 35 |  | EAU GALLIE | HARRIS | 138 | 138 | SP | 0.24 | 0 | 1 | 2-450 AAC | 0 | 0 | 0 | 0 | 0 | 0 | 0 | 0 | 0 | 0 | 0 | 0 | 0 | 0 | 0 | 0 | 0 | 0 | 0 | 0 | 0 | 0 | 0 | 12
NO |  | 56 | 2012 | 24 | 1 | 1 |  | EAU GALLIE | MALABAR | 138 | 138 | SP | 11.71 | 0 | 1 | 1-795 ACSR AZ | 0 | 0 | 0 | 0 | 0 | 0 | 0 | 0 | 0 | 0 | 0 | 0 | 0 | 0 | 0 | 0 | 0 | 0 | 0 | 0 | 0 | 0 | 0 | 12
NO |  | 56 | 2012 | 24 | 2 | 2 |  | EAU GALLIE | PATRICK | 138 | 138 | H | 0.44 | 0 | 1 | 1-1127 AAAC | 0 | 0 | 0 | 0 | 0 | 0 | 0 | 0 | 0 | 0 | 0 | 0 | 0 | 0 | 0 | 0 | 0 | 0 | 0 | 0 | 0 | 0 | 0 | 12
NO |  | 56 | 2012 | 24 | 3 | 3 |  | EAU GALLIE | PATRICK | 138 | 138 | SP | 7.32 | 0 | 1 | 1-1127 AAAC | 0 | 0 | 0 | 0 | 0 | 0 | 0 | 0 | 0 | 0 | 0 | 0 | 0 | 0 | 0 | 0 | 0 | 0 | 0 | 0 | 0 | 0 | 0 | 12
NO |  | 56 | 2012 | 24 | 4 | 4 |  | EAU GALLIE | PATRICK | 138 | 138 | SP | 0.02 | 0 | 1 | 1-954 ACSR AZ | 0 | 0 | 0 | 0 | 0 | 0 | 0 | 0 | 0 | 0 | 0 | 0 | 0 | 0 | 0 | 0 | 0 | 0 | 0 | 0 | 0 | 0 | 0 | 12
NO |  | 56 | 2012 | 24 | 5 | 5 |  | EAU GALLIE | PATRICK | 138 | 138 | SP | 0.2 | 0 | 2 | 1-1127 AAAC | 0 | 0 | 0 | 0 | 0 | 0 | 0 | 0 | 0 | 0 | 0 | 0 | 0 | 0 | 0 | 0 | 0 | 0 | 0 | 0 | 0 | 0 | 0 | 12
NO |  | 56 | 2012 | 24 | 6 | 6 |  | EMERSON | COUNTY LINE (VER) | 138 | 138 | H | 0.01 | 0 | 1 | 1-795 ACSR AW | 0 | 0 | 0 | 0 | 0 | 0 | 0 | 0 | 0 | 0 | 0 | 0 | 0 | 0 | 0 | 0 | 0 | 0 | 0 | 0 | 0 | 0 | 0 | 12
NO |  | 56 | 2012 | 24 | 7 | 7 |  | EMERSON | COUNTY LINE (VER) | 138 | 138 | SP | 0 | 0 | 1 | -Conductor Foreig | 0 | 0 | 0 | 0 | 0 | 0 | 0 | 0 | 0 | 0 | 0 | 0 | 0 | 0 | 0 | 0 | 0 | 0 | 0 | 0 | 0 | 0 | 0 | 12
NO |  | 56 | 2012 | 24 | 8 | 8 |  | EMERSON | HARTMAN (FTP) | 138 | 138 | SP | 2.95 | 0 | 1 | 1-954 ACSR AW | 0 | 0 | 0 | 0 | 0 | 0 | 0 | 0 | 0 | 0 | 0 | 0 | 0 | 0 | 0 | 0 | 0 | 0 | 0 | 0 | 0 | 0 | 0 | 12
NO |  | 56 | 2012 | 24 | 9 | 9 |  | EMERSON | HARTMAN (FTP) | 138 | 138 | SP | 8.13 | 0 | 1 | 1-954 ACSR AZ | 0 | 0 | 0 | 0 | 0 | 0 | 0 | 0 | 0 | 0 | 0 | 0 | 0 | 0 | 0 | 0 | 0 | 0 | 0 | 0 | 0 | 0 | 0 | 12
NO |  | 56 | 2012 | 24 | 10 | 10 |  | EMERSON | WEST (VER) | 138 | 138 | SP | 2.65 | 0 | 1 | 1-954 ACSR AW | 0 | 0 | 0 | 0 | 0 | 0 | 0 | 0 | 0 | 0 | 0 | 0 | 0 | 0 | 0 | 0 | 0 | 0 | 0 | 0 | 0 | 0 | 0 | 12
NO |  | 56 | 2012 | 24 | 11 | 11 |  | EMERSON | WEST (VER) | 138 | 138 | SP | 7.05 | 0 | 1 | 1-954 ACSR AZ | 0 | 0 | 0 | 0 | 0 | 0 | 0 | 0 | 0 | 0 | 0 | 0 | 0 | 0 | 0 | 0 | 0 | 0 | 0 | 0 | 0 | 0 | 0 | 12
NO |  | 56 | 2012 | 24 | 12 | 12 |  | FLAGAMI | RIVERSIDE 1 | 138 | 138 | SP | 0.14 | 0 | 1 | 1-954 ACSR AW | 0 | 0 | 0 | 0 | 0 | 0 | 0 | 0 | 0 | 0 | 0 | 0 | 0 | 0 | 0 | 0 | 0 | 0 | 0 | 0 | 0 | 0 | 0 | 12
NO |  | 56 | 2012 | 24 | 13 | 13 |  | FLAGAMI | RIVERSIDE 1 | 138 | 230 | SP | 2.04 | 0 | 1 | 1-954 ACSR AZ | 0 | 0 | 0 | 0 | 0 | 0 | 0 | 0 | 0 | 0 | 0 | 0 | 0 | 0 | 0 | 0 | 0 | 0 | 0 | 0 | 0 | 0 | 0 | 12
NO |  | 56 | 2012 | 24 | 14 | 14 |  | FLAGAMI | RIVERSIDE 1 | 138 | 138 | SP | 3.01 | 0 | 1 | 1-954 ACSR AZ | 0 | 0 | 0 | 0 | 0 | 0 | 0 | 0 | 0 | 0 | 0 | 0 | 0 | 0 | 0 | 0 | 0 | 0 | 0 | 0 | 0 | 0 | 0 | 12
NO |  | 56 | 2012 | 24 | 15 | 15 |  | FLAGAMI | RIVERSIDE 1 | 138 | 138 | SP | 0.01 | 0 | 2 | 1-954 ACSR AW | 0 | 0 | 0 | 0 | 0 | 0 | 0 | 0 | 0 | 0 | 0 | 0 | 0 | 0 | 0 | 0 | 0 | 0 | 0 | 0 | 0 | 0 | 0 | 12
NO |  | 56 | 2012 | 24 | 16 | 16 |  | FLAGAMI | RIVERSIDE 1 | 138 | 138 | SP | 0.09 | 0 | 2 | 1-954 ACSR AZ | 0 | 0 | 0 | 0 | 0 | 0 | 0 | 0 | 0 | 0 | 0 | 0 | 0 | 0 | 0 | 0 | 0 | 0 | 0 | 0 | 0 | 0 | 0 | 12
NO |  | 56 | 2012 | 24 | 17 | 17 |  | FLAGAMI | RIVERSIDE 2 | 138 | 138 | SP | 3.72 | 0 | 1 | 1-954 ACSR AZ | 0 | 0 | 0 | 0 | 0 | 0 | 0 | 0 | 0 | 0 | 0 | 0 | 0 | 0 | 0 | 0 | 0 | 0 | 0 | 0 | 0 | 0 | 0 | 12
NO |  | 56 | 2012 | 24 | 18 | 18 |  | FLAGAMI | RIVERSIDE 2 | 138 | 138 | SP | 1.4 | 0.08 | 2 | 1-954 ACSR AZ | 0 | 0 | 0 | 0 | 0 | 0 | 0 | 0 | 0 | 0 | 0 | 0 | 0 | 0 | 0 | 0 | 0 | 0 | 0 | 0 | 0 | 0 | 0 | 12
NO |  | 56 | 2012 | 24 | 19 | 19 |  | FLAGAMI | SOUTH MIAMI | 138 | 138 | H | 0.02 | 0 | 1 | 1-954 ACSR AZ | 0 | 0 | 0 | 0 | 0 | 0 | 0 | 0 | 0 | 0 | 0 | 0 | 0 | 0 | 0 | 0 | 0 | 0 | 0 | 0 | 0 | 0 | 0 | 12
NO |  | 56 | 2012 | 24 | 20 | 20 |  | FLAGAMI | SOUTH MIAMI | 138 | 138 | SP | 0.1 | 0 | 1 | 1-954 ACSR AW | 0 | 0 | 0 | 0 | 0 | 0 | 0 | 0 | 0 | 0 | 0 | 0 | 0 | 0 | 0 | 0 | 0 | 0 | 0 | 0 | 0 | 0 | 0 | 12
NO |  | 56 | 2012 | 24 | 21 | 21 |  | FLAGAMI | SOUTH MIAMI | 138 | 138 | SP | 5.89 | 0 | 1 | 1-954 ACSR AZ | 0 | 0 | 0 | 0 | 0 | 0 | 0 | 0 | 0 | 0 | 0 | 0 | 0 | 0 | 0 | 0 | 0 | 0 | 0 | 0 | 0 | 0 | 0 | 12
NO |  | 56 | 2012 | 24 | 22 | 22 |  | FLAGAMI | SOUTH MIAMI | 138 | 138 | SP | 0.08 | 1.87 | 2 | 1-954 ACSR AZ | 0 | 0 | 0 | 0 | 0 | 0 | 0 | 0 | 0 | 0 | 0 | 0 | 0 | 0 | 0 | 0 | 0 | 0 | 0 | 0 | 0 | 0 | 0 | 12
NO |  | 56 | 2012 | 24 | 23 | 23 |  | FLAGAMI | VILLAGE GREEN | 138 | 138 | SP | 0.03 | 0 | 1 | 1-795 AAC | 0 | 0 | 0 | 0 | 0 | 0 | 0 | 0 | 0 | 0 | 0 | 0 | 0 | 0 | 0 | 0 | 0 | 0 | 0 | 0 | 0 | 0 | 0 | 12
NO |  | 56 | 2012 | 24 | 24 | 24 |  | FLAGAMI | VILLAGE GREEN | 138 | 138 | SP | 1.28 | 0 | 1 | 1-795 ACSR AZ | 0 | 0 | 0 | 0 | 0 | 0 | 0 | 0 | 0 | 0 | 0 | 0 | 0 | 0 | 0 | 0 | 0 | 0 | 0 | 0 | 0 | 0 | 0 | 12
NO |  | 56 | 2012 | 24 | 25 | 25 |  | FLAGAMI | VILLAGE GREEN | 138 | 138 | SP | 0.23 | 0 | 1 | 1-954 ACSR AW | 0 | 0 | 0 | 0 | 0 | 0 | 0 | 0 | 0 | 0 | 0 | 0 | 0 | 0 | 0 | 0 | 0 | 0 | 0 | 0 | 0 | 0 | 0 | 12
NO |  | 56 | 2012 | 24 | 26 | 26 |  | FLAGAMI | VILLAGE GREEN | 138 | 138 | SP | 5.03 | 0 | 1 | 1-954 ACSR AZ | 0 | 0 | 0 | 0 | 0 | 0 | 0 | 0 | 0 | 0 | 0 | 0 | 0 | 0 | 0 | 0 | 0 | 0 | 0 | 0 | 0 | 0 | 0 | 12
NO |  | 56 | 2012 | 24 | 27 | 27 |  | FLORIDA CITY | JEWFISH CREEK (FKE) | 138 | 138 | SP | 13.01 | 0 | 1 | 1-1127 AAAC | 0 | 0 | 0 | 0 | 0 | 0 | 0 | 0 | 0 | 0 | 0 | 0 | 0 | 0 | 0 | 0 | 0 | 0 | 0 | 0 | 0 | 0 | 0 | 12
NO |  | 56 | 2012 | 24 | 28 | 28 |  | FLORIDA CITY | JEWFISH CREEK (FKE) | 138 | 230 | SP | 0 | 0.69 | 2 | 1-1127 AAAC | 0 | 0 | 0 | 0 | 0 | 0 | 0 | 0 | 0 | 0 | 0 | 0 | 0 | 0 | 0 | 0 | 0 | 0 | 0 | 0 | 0 | 0 | 0 | 12
NO |  | 56 | 2012 | 24 | 29 | 29 |  | FLORIDA CITY | LUCY (HST) | 138 | 138 | SP | 1.02 | 0 | 1 | 1-795 AAC | 0 | 0 | 0 | 0 | 0 | 0 | 0 | 0 | 0 | 0 | 0 | 0 | 0 | 0 | 0 | 0 | 0 | 0 | 0 | 0 | 0 | 0 | 0 | 12
NO |  | 56 | 2012 | 24 | 30 | 30 |  | FLORIDA CITY | LUCY (HST) | 138 | 138 | SP | 0.12 | 0 | 1 | 1-795 ACSR AZ | 0 | 0 | 0 | 0 | 0 | 0 | 0 | 0 | 0 | 0 | 0 | 0 | 0 | 0 | 0 | 0 | 0 | 0 | 0 | 0 | 0 | 0 | 0 | 12
NO |  | 56 | 2012 | 24 | 31 | 31 |  | FLORIDA CITY | LUCY (HST) | 138 | 138 | SP | 0.03 | 0 | 1 | 1-954 ACSR AW | 0 | 0 | 0 | 0 | 0 | 0 | 0 | 0 | 0 | 0 | 0 | 0 | 0 | 0 | 0 | 0 | 0 | 0 | 0 | 0 | 0 | 0 | 0 | 12
NO |  | 56 | 2012 | 24 | 32 | 32 |  | FLORIDA CITY | PRINCETON | 138 | 138 | SP | 10.23 | 0 | 1 | 1-1431 ACSR AW | 0 | 0 | 0 | 0 | 0 | 0 | 0 | 0 | 0 | 0 | 0 | 0 | 0 | 0 | 0 | 0 | 0 | 0 | 0 | 0 | 0 | 0 | 0 | 12
NO |  | 56 | 2012 | 24 | 33 | 33 |  | FLORIDA CITY | PRINCETON | 138 | 138 | SP | 0.68 | 0.67 | 2 | 1-1431 ACSR AW | 0 | 0 | 0 | 0 | 0 | 0 | 0 | 0 | 0 | 0 | 0 | 0 | 0 | 0 | 0 | 0 | 0 | 0 | 0 | 0 | 0 | 0 | 0 | 12
NO |  | 56 | 2012 | 24 | 34 | 34 |  | FLORIDA CITY | TAVERNIER (FKE) | 138 | 138 | SP | 0.06 | 0 | 1 | 1-954 ACSR AW | 0 | 0 | 0 | 0 | 0 | 0 | 0 | 0 | 0 | 0 | 0 | 0 | 0 | 0 | 0 | 0 | 0 | 0 | 0 | 0 | 0 | 0 | 0 | 12
NO |  | 56 | 2012 | 24 | 35 | 35 |  | FLORIDA CITY | TAVERNIER (FKE) | 138 | 230 | SP | 15.1 | 0 | 1 | 1-954 ACSR AW | 0 | 0 | 0 | 0 | 0 | 0 | 0 | 0 | 0 | 0 | 0 | 0 | 0 | 0 | 0 | 0 | 0 | 0 | 0 | 0 | 0 | 0 | 0 | 12
NO |  | 56 | 2012 | 25 | 1 | 1 |  | FLORIDA CITY | TAVERNIER (FKE) | 138 | 230 | SP | 0 | 0.77 | 2 | 1-954 ACSR AW | 0 | 0 | 0 | 0 | 0 | 0 | 0 | 0 | 0 | 0 | 0 | 0 | 0 | 0 | 0 | 0 | 0 | 0 | 0 | 0 | 0 | 0 | 0 | 12
NO |  | 56 | 2012 | 25 | 2 | 2 |  | FRUIT INDUSTRIES | JOHNSON | 138 | 138 | H | 4.33 | 0 | 1 | 2-336.4 ACSR AZ | 0 | 0 | 0 | 0 | 0 | 0 | 0 | 0 | 0 | 0 | 0 | 0 | 0 | 0 | 0 | 0 | 0 | 0 | 0 | 0 | 0 | 0 | 0 | 12
NO |  | 56 | 2012 | 25 | 3 | 3 |  | FRUIT INDUSTRIES | JOHNSON | 138 | 138 | SP | 2.3 | 0 | 1 | 1-795 ACSR AZ | 0 | 0 | 0 | 0 | 0 | 0 | 0 | 0 | 0 | 0 | 0 | 0 | 0 | 0 | 0 | 0 | 0 | 0 | 0 | 0 | 0 | 0 | 0 | 12
NO |  | 56 | 2012 | 25 | 4 | 4 |  | FRUIT INDUSTRIES | JOHNSON | 138 | 138 | SP | 0.1 | 0 | 1 | 1-954 ACSR AW | 0 | 0 | 0 | 0 | 0 | 0 | 0 | 0 | 0 | 0 | 0 | 0 | 0 | 0 | 0 | 0 | 0 | 0 | 0 | 0 | 0 | 0 | 0 | 12
NO |  | 56 | 2012 | 25 | 5 | 5 |  | FT MYERS PLANT | MCCARTHY (CLE) | 138 | 138 | H | 51.92 | 0 | 1 | 1-556.5 ACSR AZ | 0 | 0 | 0 | 0 | 0 | 0 | 0 | 0 | 0 | 0 | 0 | 0 | 0 | 0 | 0 | 0 | 0 | 0 | 0 | 0 | 0 | 0 | 0 | 12
NO |  | 56 | 2012 | 25 | 6 | 6 |  | FT MYERS PLANT | MCCARTHY (CLE) | 138 | 138 | SP | 0.1 | 0 | 1 | 1-556.5 ACSR AW | 0 | 0 | 0 | 0 | 0 | 0 | 0 | 0 | 0 | 0 | 0 | 0 | 0 | 0 | 0 | 0 | 0 | 0 | 0 | 0 | 0 | 0 | 0 | 12
NO |  | 56 | 2012 | 25 | 7 | 7 |  | FT MYERS PLANT | MCCARTHY (CLE) | 138 | 230 | SP | 0.24 | 0 | 1 | 1-556.5 ACSR AZ | 0 | 0 | 0 | 0 | 0 | 0 | 0 | 0 | 0 | 0 | 0 | 0 | 0 | 0 | 0 | 0 | 0 | 0 | 0 | 0 | 0 | 0 | 0 | 12
NO |  | 56 | 2012 | 25 | 8 | 8 |  | FT MYERS PLANT | MCCARTHY (CLE) | 138 | 138 | SP | 0.04 | 0 | 1 | 1-954 ACSR AW | 0 | 0 | 0 | 0 | 0 | 0 | 0 | 0 | 0 | 0 | 0 | 0 | 0 | 0 | 0 | 0 | 0 | 0 | 0 | 0 | 0 | 0 | 0 | 12
NO |  | 56 | 2012 | 25 | 9 | 9 |  | FT MYERS PLANT | TICE | 138 | 138 | SP | 2.15 | 0 | 1 | 1-954 ACSR AZ | 0 | 0 | 0 | 0 | 0 | 0 | 0 | 0 | 0 | 0 | 0 | 0 | 0 | 0 | 0 | 0 | 0 | 0 | 0 | 0 | 0 | 0 | 0 | 12
NO |  | 56 | 2012 | 25 | 10 | 10 |  | FT MYERS PLANT | TICE | 138 | 138 | H | 0 | 0.4 | 2 | 1-954 ACSR AZ | 0 | 0 | 0 | 0 | 0 | 0 | 0 | 0 | 0 | 0 | 0 | 0 | 0 | 0 | 0 | 0 | 0 | 0 | 0 | 0 | 0 | 0 | 0 | 12
NO |  | 56 | 2012 | 25 | 11 | 11 |  | FT MYERS PLANT | TICE | 138 | 138 | SP | 0.13 | 5.23 | 2 | 1-954 ACSR AZ | 0 | 0 | 0 | 0 | 0 | 0 | 0 | 0 | 0 | 0 | 0 | 0 | 0 | 0 | 0 | 0 | 0 | 0 | 0 | 0 | 0 | 0 | 0 | 12
NO |  | 56 | 2012 | 25 | 12 | 12 |  | GALLOWAY | SOUTH MIAMI | 138 | 138 | SP | 4.1 | 0 | 1 | 1-954 ACSR AZ | 0 | 0 | 0 | 0 | 0 | 0 | 0 | 0 | 0 | 0 | 0 | 0 | 0 | 0 | 0 | 0 | 0 | 0 | 0 | 0 | 0 | 0 | 0 | 12
NO |  | 56 | 2012 | 25 | 13 | 13 |  | GALLOWAY | SOUTH MIAMI | 138 | 138 | SP | 0.47 | 0 | 2 | 1-954 ACSR AZ | 0 | 0 | 0 | 0 | 0 | 0 | 0 | 0 | 0 | 0 | 0 | 0 | 0 | 0 | 0 | 0 | 0 | 0 | 0 | 0 | 0 | 0 | 0 | 12
NO |  | 56 | 2012 | 25 | 14 | 14 |  | GARDEN | LAUDERDALE | 138 | 230 | H | 0.06 | 0 | 1 | 1-1431 ACSR AZ | 0 | 0 | 0 | 0 | 0 | 0 | 0 | 0 | 0 | 0 | 0 | 0 | 0 | 0 | 0 | 0 | 0 | 0 | 0 | 0 | 0 | 0 | 0 | 12
NO |  | 56 | 2012 | 25 | 15 | 15 |  | GARDEN | LAUDERDALE | 138 | 138 | H | 0.04 | 0 | 1 | 1-954 ACSR AZ | 0 | 0 | 0 | 0 | 0 | 0 | 0 | 0 | 0 | 0 | 0 | 0 | 0 | 0 | 0 | 0 | 0 | 0 | 0 | 0 | 0 | 0 | 0 | 12
NO |  | 56 | 2012 | 25 | 16 | 16 |  | GARDEN | LAUDERDALE | 138 | 138 | SP | 13.17 | 0 | 1 | 1-954 ACSR AZ | 0 | 0 | 0 | 0 | 0 | 0 | 0 | 0 | 0 | 0 | 0 | 0 | 0 | 0 | 0 | 0 | 0 | 0 | 0 | 0 | 0 | 0 | 0 | 12
NO |  | 56 | 2012 | 25 | 17 | 17 |  | GARDEN | LAUDERDALE | 138 | 230 | H | 0 | 0.82 | 2 | 1-1431 ACSR AZ | 0 | 0 | 0 | 0 | 0 | 0 | 0 | 0 | 0 | 0 | 0 | 0 | 0 | 0 | 0 | 0 | 0 | 0 | 0 | 0 | 0 | 0 | 0 | 12
NO |  | 56 | 2012 | 25 | 18 | 18 |  | GARDEN | LITTLE RIVER | 138 | 138 | SP | 0.05 | 0 | 1 | 1-1431 ACSR AZ | 0 | 0 | 0 | 0 | 0 | 0 | 0 | 0 | 0 | 0 | 0 | 0 | 0 | 0 | 0 | 0 | 0 | 0 | 0 | 0 | 0 | 0 | 0 | 12
NO |  | 56 | 2012 | 25 | 19 | 19 |  | GARDEN | LITTLE RIVER | 138 | 138 | SP | 1.91 | 0 | 1 | 1-556.5 AAC | 0 | 0 | 0 | 0 | 0 | 0 | 0 | 0 | 0 | 0 | 0 | 0 | 0 | 0 | 0 | 0 | 0 | 0 | 0 | 0 | 0 | 0 | 0 | 12
NO |  | 56 | 2012 | 25 | 20 | 20 |  | GARDEN | LITTLE RIVER | 138 | 138 | SP | 2.74 | 0 | 1 | 1-556.5 ACSR AZ | 0 | 0 | 0 | 0 | 0 | 0 | 0 | 0 | 0 | 0 | 0 | 0 | 0 | 0 | 0 | 0 | 0 | 0 | 0 | 0 | 0 | 0 | 0 | 12
NO |  | 56 | 2012 | 25 | 21 | 21 |  | GARDEN | LITTLE RIVER | 138 | 138 | SP | 0.42 | 0 | 1 | 1-795 AAC | 0 | 0 | 0 | 0 | 0 | 0 | 0 | 0 | 0 | 0 | 0 | 0 | 0 | 0 | 0 | 0 | 0 | 0 | 0 | 0 | 0 | 0 | 0 | 12
NO |  | 56 | 2012 | 25 | 22 | 22 |  | GARDEN | LITTLE RIVER | 138 | 138 | SP | 0 | 0 | 1 | 1-795 ACSR AW | 0 | 0 | 0 | 0 | 0 | 0 | 0 | 0 | 0 | 0 | 0 | 0 | 0 | 0 | 0 | 0 | 0 | 0 | 0 | 0 | 0 | 0 | 0 | 12
NO |  | 56 | 2012 | 25 | 23 | 23 |  | GARDEN | LITTLE RIVER | 138 | 138 | SP | 3.51 | 0 | 1 | 1-795 ACSR AZ | 0 | 0 | 0 | 0 | 0 | 0 | 0 | 0 | 0 | 0 | 0 | 0 | 0 | 0 | 0 | 0 | 0 | 0 | 0 | 0 | 0 | 0 | 0 | 12
NO |  | 56 | 2012 | 25 | 24 | 24 |  | GARDEN | LITTLE RIVER | 138 | 138 | SP | 0.02 | 0 | 1 | 1-954 ACSR AW | 0 | 0 | 0 | 0 | 0 | 0 | 0 | 0 | 0 | 0 | 0 | 0 | 0 | 0 | 0 | 0 | 0 | 0 | 0 | 0 | 0 | 0 | 0 | 12
NO |  | 56 | 2012 | 25 | 25 | 25 |  | GARDEN | LITTLE RIVER | 138 | 138 | SP | 5.41 | 0 | 1 | 1-954 ACSR AZ | 0 | 0 | 0 | 0 | 0 | 0 | 0 | 0 | 0 | 0 | 0 | 0 | 0 | 0 | 0 | 0 | 0 | 0 | 0 | 0 | 0 | 0 | 0 | 12
NO |  | 56 | 2012 | 25 | 26 | 26 |  | GARDEN | MEMORIAL | 138 | 138 | SP | 2.17 | 0 | 1 | 1-795 ACSR AW | 0 | 0 | 0 | 0 | 0 | 0 | 0 | 0 | 0 | 0 | 0 | 0 | 0 | 0 | 0 | 0 | 0 | 0 | 0 | 0 | 0 | 0 | 0 | 12
NO |  | 56 | 2012 | 25 | 27 | 27 |  | GARDEN | MEMORIAL | 138 | 138 | SP | 1.7 | 0 | 2 | 1-954 ACSR AW | 0 | 0 | 0 | 0 | 0 | 0 | 0 | 0 | 0 | 0 | 0 | 0 | 0 | 0 | 0 | 0 | 0 | 0 | 0 | 0 | 0 | 0 | 0 | 12
NO |  | 56 | 2012 | 25 | 28 | 28 |  | GERMANTOWN | YAMATO | 138 | 138 | SP | 0.29 | 0 | 1 | 1-954 ACSR AW | 0 | 0 | 0 | 0 | 0 | 0 | 0 | 0 | 0 | 0 | 0 | 0 | 0 | 0 | 0 | 0 | 0 | 0 | 0 | 0 | 0 | 0 | 0 | 12
NO |  | 56 | 2012 | 25 | 29 | 29 |  | GERMANTOWN | YAMATO | 138 | 138 | SP | 3.17 | 0 | 1 | 1-954 ACSR AZ | 0 | 0 | 0 | 0 | 0 | 0 | 0 | 0 | 0 | 0 | 0 | 0 | 0 | 0 | 0 | 0 | 0 | 0 | 0 | 0 | 0 | 0 | 0 | 12
NO |  | 56 | 2012 | 25 | 30 | 30 |  | GRATIGNY | LAUDERDALE | 138 | 138 | H | 0.24 | 0 | 1 | 1-600 CU HT | 0 | 0 | 0 | 0 | 0 | 0 | 0 | 0 | 0 | 0 | 0 | 0 | 0 | 0 | 0 | 0 | 0 | 0 | 0 | 0 | 0 | 0 | 0 | 12
NO |  | 56 | 2012 | 25 | 31 | 31 |  | GRATIGNY | LAUDERDALE | 138 | 138 | H | 15.97 | 0 | 1 | 1-795 ACSR AZ | 0 | 0 | 0 | 0 | 0 | 0 | 0 | 0 | 0 | 0 | 0 | 0 | 0 | 0 | 0 | 0 | 0 | 0 | 0 | 0 | 0 | 0 | 0 | 12
NO |  | 56 | 2012 | 25 | 32 | 32 |  | GRATIGNY | LAUDERDALE | 138 | 138 | SP | 0.05 | 0 | 1 | 1-795 ACSR AW | 0 | 0 | 0 | 0 | 0 | 0 | 0 | 0 | 0 | 0 | 0 | 0 | 0 | 0 | 0 | 0 | 0 | 0 | 0 | 0 | 0 | 0 | 0 | 12
NO |  | 56 | 2012 | 25 | 33 | 33 |  | GRATIGNY | LAUDERDALE | 138 | 138 | SP | 2.55 | 0 | 1 | 1-954 ACSR AW | 0 | 0 | 0 | 0 | 0 | 0 | 0 | 0 | 0 | 0 | 0 | 0 | 0 | 0 | 0 | 0 | 0 | 0 | 0 | 0 | 0 | 0 | 0 | 12
NO |  | 56 | 2012 | 25 | 34 | 34 |  | GREYNOLDS | HALLANDALE | 138 | 138 | SP | 0.03 | 0 | 1 | 1-350 CU HT | 0 | 0 | 0 | 0 | 0 | 0 | 0 | 0 | 0 | 0 | 0 | 0 | 0 | 0 | 0 | 0 | 0 | 0 | 0 | 0 | 0 | 0 | 0 | 12
NO |  | 56 | 2012 | 25 | 35 | 35 |  | GREYNOLDS | HALLANDALE | 138 | 138 | SP | 0.81 | 0 | 1 | 1-556.5 ACSR AZ | 0 | 0 | 0 | 0 | 0 | 0 | 0 | 0 | 0 | 0 | 0 | 0 | 0 | 0 | 0 | 0 | 0 | 0 | 0 | 0 | 0 | 0 | 0 | 12
NO |  | 56 | 2012 | 26 | 1 | 1 |  | GREYNOLDS | HALLANDALE | 138 | 138 | SP | 0.92 | 0 | 1 | 1-954 ACSR AW | 0 | 0 | 0 | 0 | 0 | 0 | 0 | 0 | 0 | 0 | 0 | 0 | 0 | 0 | 0 | 0 | 0 | 0 | 0 | 0 | 0 | 0 | 0 | 12
NO |  | 56 | 2012 | 26 | 2 | 2 |  | GREYNOLDS | HALLANDALE | 138 | 138 | SP | 1.78 | 0 | 1 | 1-954 ACSR AZ | 0 | 0 | 0 | 0 | 0 | 0 | 0 | 0 | 0 | 0 | 0 | 0 | 0 | 0 | 0 | 0 | 0 | 0 | 0 | 0 | 0 | 0 | 0 | 12
NO |  | 56 | 2012 | 26 | 3 | 3 |  | GREYNOLDS | HALLANDALE | 138 | 138 | UG | 0.65 | 0 | 1 | 1-2000 CU SD | 0 | 0 | 0 | 0 | 0 | 0 | 0 | 0 | 0 | 0 | 0 | 0 | 0 | 0 | 0 | 0 | 0 | 0 | 0 | 0 | 0 | 0 | 0 | 12
NO |  | 56 | 2012 | 26 | 4 | 4 |  | GREYNOLDS | HALLANDALE | 138 | 138 | UG | 0.95 | 0 | 1 | 1-3750 AL | 0 | 0 | 0 | 0 | 0 | 0 | 0 | 0 | 0 | 0 | 0 | 0 | 0 | 0 | 0 | 0 | 0 | 0 | 0 | 0 | 0 | 0 | 0 | 12
NO |  | 56 | 2012 | 26 | 5 | 5 |  | GREYNOLDS | HAULOVER | 138 | 138 | SP | 3.48 | 0 | 1 | 1-350 CU HT | 0 | 0 | 0 | 0 | 0 | 0 | 0 | 0 | 0 | 0 | 0 | 0 | 0 | 0 | 0 | 0 | 0 | 0 | 0 | 0 | 0 | 0 | 0 | 12
NO |  | 56 | 2012 | 26 | 6 | 6 |  | GREYNOLDS | HAULOVER | 138 | 138 | SP | 0.23 | 0 | 1 | 1-556.5 ACSR AW | 0 | 0 | 0 | 0 | 0 | 0 | 0 | 0 | 0 | 0 | 0 | 0 | 0 | 0 | 0 | 0 | 0 | 0 | 0 | 0 | 0 | 0 | 0 | 12
NO |  | 56 | 2012 | 26 | 7 | 7 |  | GREYNOLDS | HAULOVER | 138 | 138 | SP | 0.33 | 0 | 1 | 1-954 ACSR AW | 0 | 0 | 0 | 0 | 0 | 0 | 0 | 0 | 0 | 0 | 0 | 0 | 0 | 0 | 0 | 0 | 0 | 0 | 0 | 0 | 0 | 0 | 0 | 12
NO |  | 56 | 2012 | 26 | 8 | 8 |  | GREYNOLDS | HAULOVER | 138 | 138 | UG | 0.12 | 0 | 1 | 1-3000 CU | 0 | 0 | 0 | 0 | 0 | 0 | 0 | 0 | 0 | 0 | 0 | 0 | 0 | 0 | 0 | 0 | 0 | 0 | 0 | 0 | 0 | 0 | 0 | 12
NO |  | 56 | 2012 | 26 | 9 | 9 |  | GREYNOLDS | LAUDERDALE 1 | 138 | 138 | H | 0.35 | 0 | 1 | 1-954 ACSR AZ | 0 | 0 | 0 | 0 | 0 | 0 | 0 | 0 | 0 | 0 | 0 | 0 | 0 | 0 | 0 | 0 | 0 | 0 | 0 | 0 | 0 | 0 | 0 | 12
NO |  | 56 | 2012 | 26 | 10 | 10 |  | GREYNOLDS | LAUDERDALE 1 | 138 | 138 | SP | 11.8 | 0 | 1 | 1-954 ACSR AZ | 0 | 0 | 0 | 0 | 0 | 0 | 0 | 0 | 0 | 0 | 0 | 0 | 0 | 0 | 0 | 0 | 0 | 0 | 0 | 0 | 0 | 0 | 0 | 12
NO |  | 56 | 2012 | 26 | 11 | 11 |  | GREYNOLDS | LAUDERDALE 1 | 138 | 138 | H | 0.06 | 1.75 | 2 | 1-954 ACSR AZ | 0 | 0 | 0 | 0 | 0 | 0 | 0 | 0 | 0 | 0 | 0 | 0 | 0 | 0 | 0 | 0 | 0 | 0 | 0 | 0 | 0 | 0 | 0 | 12
NO |  | 56 | 2012 | 26 | 12 | 12 |  | GREYNOLDS | LAUDERDALE 1 | 138 | 138 | SP | 0.14 | 0.51 | 2 | 1-954 ACSR AZ | 0 | 0 | 0 | 0 | 0 | 0 | 0 | 0 | 0 | 0 | 0 | 0 | 0 | 0 | 0 | 0 | 0 | 0 | 0 | 0 | 0 | 0 | 0 | 12
NO |  | 56 | 2012 | 26 | 13 | 13 |  | HALLANDALE | LAUDERDALE | 138 | 138 | SP | 1.97 | 0 | 1 | 1-350 CU HT | 0 | 0 | 0 | 0 | 0 | 0 | 0 | 0 | 0 | 0 | 0 | 0 | 0 | 0 | 0 | 0 | 0 | 0 | 0 | 0 | 0 | 0 | 0 | 12
NO |  | 56 | 2012 | 26 | 14 | 14 |  | HALLANDALE | LAUDERDALE | 138 | 138 | SP | 0.22 | 0 | 1 | 1-795 ACSR AZ | 0 | 0 | 0 | 0 | 0 | 0 | 0 | 0 | 0 | 0 | 0 | 0 | 0 | 0 | 0 | 0 | 0 | 0 | 0 | 0 | 0 | 0 | 0 | 12
NO |  | 56 | 2012 | 26 | 15 | 15 |  | HALLANDALE | LAUDERDALE | 138 | 138 | SP | 1.41 | 0 | 1 | 1-954 ACSR AW | 0 | 0 | 0 | 0 | 0 | 0 | 0 | 0 | 0 | 0 | 0 | 0 | 0 | 0 | 0 | 0 | 0 | 0 | 0 | 0 | 0 | 0 | 0 | 12
NO |  | 56 | 2012 | 26 | 16 | 16 |  | HALLANDALE | LAUDERDALE | 138 | 138 | SP | 4.17 | 0 | 1 | 1-954 ACSR AZ | 0 | 0 | 0 | 0 | 0 | 0 | 0 | 0 | 0 | 0 | 0 | 0 | 0 | 0 | 0 | 0 | 0 | 0 | 0 | 0 | 0 | 0 | 0 | 12
NO |  | 56 | 2012 | 26 | 17 | 17 |  | HALLANDALE | LAUDERDALE | 138 | 230 | H | 0.52 | 0 | 2 | 1-795 ACSR AZ | 0 | 0 | 0 | 0 | 0 | 0 | 0 | 0 | 0 | 0 | 0 | 0 | 0 | 0 | 0 | 0 | 0 | 0 | 0 | 0 | 0 | 0 | 0 | 12
NO |  | 56 | 2012 | 26 | 18 | 18 |  | HALLANDALE | LAUDERDALE | 138 | 138 | SP | 0 | 2.79 | 2 | 1-795 ACSR AZ | 0 | 0 | 0 | 0 | 0 | 0 | 0 | 0 | 0 | 0 | 0 | 0 | 0 | 0 | 0 | 0 | 0 | 0 | 0 | 0 | 0 | 0 | 0 | 12
NO |  | 56 | 2012 | 26 | 19 | 19 |  | HALLANDALE | LAUDERDALE | 138 | 138 | SP | 0 | 0.38 | 2 | 1-954 ACSR AW | 0 | 0 | 0 | 0 | 0 | 0 | 0 | 0 | 0 | 0 | 0 | 0 | 0 | 0 | 0 | 0 | 0 | 0 | 0 | 0 | 0 | 0 | 0 | 12
NO |  | 56 | 2012 | 26 | 20 | 20 |  | HAMPTON | DEERHAVEN (GVL) | 138 | 138 | SP | 0.03 | 0 | 1 | 1-795 ACSR AW | 0 | 0 | 0 | 0 | 0 | 0 | 0 | 0 | 0 | 0 | 0 | 0 | 0 | 0 | 0 | 0 | 0 | 0 | 0 | 0 | 0 | 0 | 0 | 12
NO |  | 56 | 2012 | 26 | 21 | 21 |  | HAMPTON | DEERHAVEN (GVL) | 138 | 138 | SP | 5.45 | 0 | 1 | 1-795 ACSR AZ | 0 | 0 | 0 | 0 | 0 | 0 | 0 | 0 | 0 | 0 | 0 | 0 | 0 | 0 | 0 | 0 | 0 | 0 | 0 | 0 | 0 | 0 | 0 | 12
NO |  | 56 | 2012 | 26 | 22 | 22 |  | HARRIS | MALABAR | 138 | 138 | SP | 0.1 | 0 | 1 | 1-795 ACSR AW | 0 | 0 | 0 | 0 | 0 | 0 | 0 | 0 | 0 | 0 | 0 | 0 | 0 | 0 | 0 | 0 | 0 | 0 | 0 | 0 | 0 | 0 | 0 | 12
NO |  | 56 | 2012 | 26 | 23 | 23 |  | HARRIS | MALABAR | 138 | 138 | SP | 0.83 | 0 | 1 | 1-795 ACSR AZ | 0 | 0 | 0 | 0 | 0 | 0 | 0 | 0 | 0 | 0 | 0 | 0 | 0 | 0 | 0 | 0 | 0 | 0 | 0 | 0 | 0 | 0 | 0 | 12
NO |  | 56 | 2012 | 26 | 24 | 24 |  | HARRIS | MALABAR | 138 | 138 | H | 2.06 | 0 | 2 | 1-795 ACSR AZ | 0 | 0 | 0 | 0 | 0 | 0 | 0 | 0 | 0 | 0 | 0 | 0 | 0 | 0 | 0 | 0 | 0 | 0 | 0 | 0 | 0 | 0 | 0 | 12
NO |  | 56 | 2012 | 26 | 25 | 25 |  | HARRIS | MALABAR | 138 | 138 | SP | 1.9 | 2.15 | 2 | 1-795 ACSR AZ | 0 | 0 | 0 | 0 | 0 | 0 | 0 | 0 | 0 | 0 | 0 | 0 | 0 | 0 | 0 | 0 | 0 | 0 | 0 | 0 | 0 | 0 | 0 | 12
NO |  | 56 | 2012 | 26 | 26 | 26 |  | HAULOVER | NORMANDY BEACH | 138 | 138 | UG | 2 | 0 | 1 | 1-2000 CU SD | 0 | 0 | 0 | 0 | 0 | 0 | 0 | 0 | 0 | 0 | 0 | 0 | 0 | 0 | 0 | 0 | 0 | 0 | 0 | 0 | 0 | 0 | 0 | 12
NO |  | 56 | 2012 | 26 | 27 | 27 |  | HOBE | COVE | 138 | 138 | SP | 9.29 | 0 | 1 | 1-954 ACSR AW | 0 | 0 | 0 | 0 | 0 | 0 | 0 | 0 | 0 | 0 | 0 | 0 | 0 | 0 | 0 | 0 | 0 | 0 | 0 | 0 | 0 | 0 | 0 | 12
NO |  | 56 | 2012 | 26 | 28 | 28 |  | HOBE | COVE | 138 | 138 | SP | 2.49 | 0 | 2 | 1-954 ACSR AW | 0 | 0 | 0 | 0 | 0 | 0 | 0 | 0 | 0 | 0 | 0 | 0 | 0 | 0 | 0 | 0 | 0 | 0 | 0 | 0 | 0 | 0 | 0 | 12
NO |  | 56 | 2012 | 26 | 29 | 29 |  | HOBE | PLUMOSUS 1 | 138 | 138 | SP | 0.52 | 0 | 1 | 1-795 ACSR AW | 0 | 0 | 0 | 0 | 0 | 0 | 0 | 0 | 0 | 0 | 0 | 0 | 0 | 0 | 0 | 0 | 0 | 0 | 0 | 0 | 0 | 0 | 0 | 12
NO |  | 56 | 2012 | 26 | 30 | 30 |  | HOBE | PLUMOSUS 1 | 138 | 138 | SP | 11.93 | 0 | 1 | 1-795 ACSR AZ | 0 | 0 | 0 | 0 | 0 | 0 | 0 | 0 | 0 | 0 | 0 | 0 | 0 | 0 | 0 | 0 | 0 | 0 | 0 | 0 | 0 | 0 | 0 | 12
NO |  | 56 | 2012 | 26 | 31 | 31 |  | HOBE | PLUMOSUS 2 | 138 | 138 | SP | 4.13 | 0 | 1 | 1-556.5 ACSR AW | 0 | 0 | 0 | 0 | 0 | 0 | 0 | 0 | 0 | 0 | 0 | 0 | 0 | 0 | 0 | 0 | 0 | 0 | 0 | 0 | 0 | 0 | 0 | 12
NO |  | 56 | 2012 | 26 | 32 | 32 |  | HOBE | PLUMOSUS 2 | 138 | 138 | SP | 6.61 | 0 | 1 | 1-954 ACSR AW | 0 | 0 | 0 | 0 | 0 | 0 | 0 | 0 | 0 | 0 | 0 | 0 | 0 | 0 | 0 | 0 | 0 | 0 | 0 | 0 | 0 | 0 | 0 | 12
NO |  | 56 | 2012 | 26 | 33 | 33 |  | HOBE | PLUMOSUS 2 | 138 | 138 | UG | 0.53 | 0 | 1 | 1-2367 CU | 0 | 0 | 0 | 0 | 0 | 0 | 0 | 0 | 0 | 0 | 0 | 0 | 0 | 0 | 0 | 0 | 0 | 0 | 0 | 0 | 0 | 0 | 0 | 12
NO |  | 56 | 2012 | 26 | 34 | 34 |  | HOBE | PLUMOSUS 2 | 138 | 138 | SP | 1 | 0 | 2 | 1-556.5 ACSR AW | 0 | 0 | 0 | 0 | 0 | 0 | 0 | 0 | 0 | 0 | 0 | 0 | 0 | 0 | 0 | 0 | 0 | 0 | 0 | 0 | 0 | 0 | 0 | 12
NO |  | 56 | 2012 | 26 | 35 | 35 |  | HOBE | PLUMOSUS 2 | 138 | 138 | SP | 2.48 | 0 | 2 | 1-954 ACSR AW | 0 | 0 | 0 | 0 | 0 | 0 | 0 | 0 | 0 | 0 | 0 | 0 | 0 | 0 | 0 | 0 | 0 | 0 | 0 | 0 | 0 | 0 | 0 | 12
NO |  | 56 | 2012 | 27 | 1 | 1 |  | HOBE | SANDPIPER 1 | 138 | 138 | SP | 0.01 | 0 | 1 | 1-1431 ACSR AW | 0 | 0 | 0 | 0 | 0 | 0 | 0 | 0 | 0 | 0 | 0 | 0 | 0 | 0 | 0 | 0 | 0 | 0 | 0 | 0 | 0 | 0 | 0 | 12
NO |  | 56 | 2012 | 27 | 2 | 2 |  | HOBE | SANDPIPER 1 | 138 | 138 | SP | 0.38 | 0 | 1 | 1-350 CU HT | 0 | 0 | 0 | 0 | 0 | 0 | 0 | 0 | 0 | 0 | 0 | 0 | 0 | 0 | 0 | 0 | 0 | 0 | 0 | 0 | 0 | 0 | 0 | 12
NO |  | 56 | 2012 | 27 | 3 | 3 |  | HOBE | SANDPIPER 1 | 138 | 138 | SP | 0.88 | 0 | 1 | 1-556.5 ACSR AZ | 0 | 0 | 0 | 0 | 0 | 0 | 0 | 0 | 0 | 0 | 0 | 0 | 0 | 0 | 0 | 0 | 0 | 0 | 0 | 0 | 0 | 0 | 0 | 12
NO |  | 56 | 2012 | 27 | 4 | 4 |  | HOBE | SANDPIPER 1 | 138 | 138 | SP | 0.44 | 0 | 1 | 1-795 ACSR AW | 0 | 0 | 0 | 0 | 0 | 0 | 0 | 0 | 0 | 0 | 0 | 0 | 0 | 0 | 0 | 0 | 0 | 0 | 0 | 0 | 0 | 0 | 0 | 12
NO |  | 56 | 2012 | 27 | 5 | 5 |  | HOBE | SANDPIPER 1 | 138 | 138 | SP | 15.82 | 0 | 1 | 1-795 ACSR AZ | 0 | 0 | 0 | 0 | 0 | 0 | 0 | 0 | 0 | 0 | 0 | 0 | 0 | 0 | 0 | 0 | 0 | 0 | 0 | 0 | 0 | 0 | 0 | 12
NO |  | 56 | 2012 | 27 | 6 | 6 |  | HOBE | SANDPIPER 1 | 138 | 138 | SP | 0.12 | 0 | 1 | 1-954 ACSR AW | 0 | 0 | 0 | 0 | 0 | 0 | 0 | 0 | 0 | 0 | 0 | 0 | 0 | 0 | 0 | 0 | 0 | 0 | 0 | 0 | 0 | 0 | 0 | 12
NO |  | 56 | 2012 | 27 | 7 | 7 |  | HOBE | SANDPIPER 1 | 138 | 138 | SP | 0.17 | 0 | 1 | 1-954 ACSR TW | 0 | 0 | 0 | 0 | 0 | 0 | 0 | 0 | 0 | 0 | 0 | 0 | 0 | 0 | 0 | 0 | 0 | 0 | 0 | 0 | 0 | 0 | 0 | 12
NO |  | 56 | 2012 | 27 | 8 | 8 |  | HOBE | SANDPIPER 1 | 138 | 138 | SP | 1.26 | 1.26 | 2 | 1-954 ACSR TW | 0 | 0 | 0 | 0 | 0 | 0 | 0 | 0 | 0 | 0 | 0 | 0 | 0 | 0 | 0 | 0 | 0 | 0 | 0 | 0 | 0 | 0 | 0 | 12
NO |  | 56 | 2012 | 27 | 9 | 9 |  | HOLLYWOOD | LAUDERDALE | 138 | 138 | SP | 3.43 | 0 | 1 | 1-795 AAC | 0 | 0 | 0 | 0 | 0 | 0 | 0 | 0 | 0 | 0 | 0 | 0 | 0 | 0 | 0 | 0 | 0 | 0 | 0 | 0 | 0 | 0 | 0 | 12
NO |  | 56 | 2012 | 27 | 10 | 10 |  | HOLLYWOOD | LAUDERDALE | 138 | 138 | SP | 1.17 | 0 | 1 | 1-954 ACSR AZ | 0 | 0 | 0 | 0 | 0 | 0 | 0 | 0 | 0 | 0 | 0 | 0 | 0 | 0 | 0 | 0 | 0 | 0 | 0 | 0 | 0 | 0 | 0 | 12
NO |  | 56 | 2012 | 27 | 11 | 11 |  | HOLLYWOOD | LAUDERDALE | 138 | 230 | H | 0 | 0.4 | 2 | 1-795 AAC | 0 | 0 | 0 | 0 | 0 | 0 | 0 | 0 | 0 | 0 | 0 | 0 | 0 | 0 | 0 | 0 | 0 | 0 | 0 | 0 | 0 | 0 | 0 | 12
NO |  | 56 | 2012 | 27 | 12 | 12 |  | HOLLYWOOD | LAUDERDALE | 138 | 138 | H | 1.25 | 0 | 2 | 1-954 ACSR AZ | 0 | 0 | 0 | 0 | 0 | 0 | 0 | 0 | 0 | 0 | 0 | 0 | 0 | 0 | 0 | 0 | 0 | 0 | 0 | 0 | 0 | 0 | 0 | 12
NO |  | 56 | 2012 | 27 | 13 | 13 |  | HOLLYWOOD | LAUDERDALE | 138 | 138 | SP | 0.25 | 0.47 | 2 | 1-1431 ACSR AW | 0 | 0 | 0 | 0 | 0 | 0 | 0 | 0 | 0 | 0 | 0 | 0 | 0 | 0 | 0 | 0 | 0 | 0 | 0 | 0 | 0 | 0 | 0 | 12
NO |  | 56 | 2012 | 27 | 14 | 14 |  | HOLLYWOOD | LAUDERDALE | 138 | 138 | SP | 0 | 0.6 | 2 | 1-795 AAC | 0 | 0 | 0 | 0 | 0 | 0 | 0 | 0 | 0 | 0 | 0 | 0 | 0 | 0 | 0 | 0 | 0 | 0 | 0 | 0 | 0 | 0 | 0 | 12
NO |  | 56 | 2012 | 27 | 15 | 15 |  | HOLLYWOOD | LAUDERDALE | 138 | 138 | SP | 0.63 | 0 | 2 | 1-954 ACSR AZ | 0 | 0 | 0 | 0 | 0 | 0 | 0 | 0 | 0 | 0 | 0 | 0 | 0 | 0 | 0 | 0 | 0 | 0 | 0 | 0 | 0 | 0 | 0 | 12
NO |  | 56 | 2012 | 27 | 16 | 16 |  | HOLLYWOOD | PORT EVERGLADES | 138 | 138 | SP | 2.35 | 0 | 1 | 1-795 ACSR AW | 0 | 0 | 0 | 0 | 0 | 0 | 0 | 0 | 0 | 0 | 0 | 0 | 0 | 0 | 0 | 0 | 0 | 0 | 0 | 0 | 0 | 0 | 0 | 12
NO |  | 56 | 2012 | 27 | 17 | 17 |  | HOLLYWOOD | PORT EVERGLADES | 138 | 138 | SP | 0.76 | 0 | 1 | 1-795 ACSR AZ | 0 | 0 | 0 | 0 | 0 | 0 | 0 | 0 | 0 | 0 | 0 | 0 | 0 | 0 | 0 | 0 | 0 | 0 | 0 | 0 | 0 | 0 | 0 | 12
NO |  | 56 | 2012 | 27 | 18 | 18 |  | HOLLYWOOD | PORT EVERGLADES | 138 | 138 | SP | 0.27 | 0 | 1 | 1-900 CU HT | 0 | 0 | 0 | 0 | 0 | 0 | 0 | 0 | 0 | 0 | 0 | 0 | 0 | 0 | 0 | 0 | 0 | 0 | 0 | 0 | 0 | 0 | 0 | 12
NO |  | 56 | 2012 | 27 | 19 | 19 |  | HOLLYWOOD | PORT EVERGLADES | 138 | 138 | SP | 1.53 | 0 | 1 | 1-954 ACSR AW | 0 | 0 | 0 | 0 | 0 | 0 | 0 | 0 | 0 | 0 | 0 | 0 | 0 | 0 | 0 | 0 | 0 | 0 | 0 | 0 | 0 | 0 | 0 | 12
NO |  | 56 | 2012 | 27 | 20 | 20 |  | HOLLYWOOD | PORT EVERGLADES | 138 | 138 | SP | 0.86 | 0 | 1 | 1-954 ACSR AZ | 0 | 0 | 0 | 0 | 0 | 0 | 0 | 0 | 0 | 0 | 0 | 0 | 0 | 0 | 0 | 0 | 0 | 0 | 0 | 0 | 0 | 0 | 0 | 12
NO |  | 56 | 2012 | 27 | 21 | 21 |  | HOLLYWOOD | PORT EVERGLADES | 138 | 138 | SP | 0 | 1.65 | 2 | 1-795 ACSR AZ | 0 | 0 | 0 | 0 | 0 | 0 | 0 | 0 | 0 | 0 | 0 | 0 | 0 | 0 | 0 | 0 | 0 | 0 | 0 | 0 | 0 | 0 | 0 | 12
NO |  | 56 | 2012 | 27 | 22 | 22 |  | HOWARD | LAURELWOOD | 138 | 138 | H | 0.02 | 0 | 1 | 1-954 ACSR AW | 0 | 0 | 0 | 0 | 0 | 0 | 0 | 0 | 0 | 0 | 0 | 0 | 0 | 0 | 0 | 0 | 0 | 0 | 0 | 0 | 0 | 0 | 0 | 12
NO |  | 56 | 2012 | 27 | 23 | 23 |  | HOWARD | LAURELWOOD | 138 | 138 | SP | 2.54 | 0 | 1 | 1-795 ACSR AW | 0 | 0 | 0 | 0 | 0 | 0 | 0 | 0 | 0 | 0 | 0 | 0 | 0 | 0 | 0 | 0 | 0 | 0 | 0 | 0 | 0 | 0 | 0 | 12
NO |  | 56 | 2012 | 27 | 24 | 24 |  | HOWARD | LAURELWOOD | 138 | 138 | SP | 11.96 | 0 | 1 | 1-795 ACSR AZ | 0 | 0 | 0 | 0 | 0 | 0 | 0 | 0 | 0 | 0 | 0 | 0 | 0 | 0 | 0 | 0 | 0 | 0 | 0 | 0 | 0 | 0 | 0 | 12
NO |  | 56 | 2012 | 27 | 25 | 25 |  | HOWARD | LAURELWOOD | 138 | 138 | SP | 0.29 | 0 | 1 | 1-954 ACSR AW | 0 | 0 | 0 | 0 | 0 | 0 | 0 | 0 | 0 | 0 | 0 | 0 | 0 | 0 | 0 | 0 | 0 | 0 | 0 | 0 | 0 | 0 | 0 | 12
NO |  | 56 | 2012 | 27 | 26 | 26 |  | HOWARD | LAURELWOOD | 138 | 138 | SP | 3.31 | 0 | 1 | 1-954 ACSR AZ | 0 | 0 | 0 | 0 | 0 | 0 | 0 | 0 | 0 | 0 | 0 | 0 | 0 | 0 | 0 | 0 | 0 | 0 | 0 | 0 | 0 | 0 | 0 | 12
NO |  | 56 | 2012 | 27 | 27 | 27 |  | HOWARD | LAURELWOOD | 138 | 230 | H | 0 | 3.65 | 2 | 1-954 ACSR AZ | 0 | 0 | 0 | 0 | 0 | 0 | 0 | 0 | 0 | 0 | 0 | 0 | 0 | 0 | 0 | 0 | 0 | 0 | 0 | 0 | 0 | 0 | 0 | 12
NO |  | 56 | 2012 | 27 | 28 | 28 |  | HOWARD | LAURELWOOD | 138 | 230 | SP | 0 | 0.3 | 2 | 1-954 ACSR AW | 0 | 0 | 0 | 0 | 0 | 0 | 0 | 0 | 0 | 0 | 0 | 0 | 0 | 0 | 0 | 0 | 0 | 0 | 0 | 0 | 0 | 0 | 0 | 12
NO |  | 56 | 2012 | 27 | 29 | 29 |  | INDIAN CREEK | LITTLE RIVER | 138 | 138 | SP | 1.25 | 0 | 1 | 1-1431 ACSR AZ | 0 | 0 | 0 | 0 | 0 | 0 | 0 | 0 | 0 | 0 | 0 | 0 | 0 | 0 | 0 | 0 | 0 | 0 | 0 | 0 | 0 | 0 | 0 | 12
NO |  | 56 | 2012 | 27 | 30 | 30 |  | INDIAN CREEK | LITTLE RIVER | 138 | 138 | UG | 4.72 | 0 | 1 | 1-2000 CU SD | 0 | 0 | 0 | 0 | 0 | 0 | 0 | 0 | 0 | 0 | 0 | 0 | 0 | 0 | 0 | 0 | 0 | 0 | 0 | 0 | 0 | 0 | 0 | 12
NO |  | 56 | 2012 | 27 | 31 | 31 |  | JOHNSON | RINGLING | 138 | 138 | H | 0.09 | 0 | 1 | 1-954 ACSR AW | 0 | 0 | 0 | 0 | 0 | 0 | 0 | 0 | 0 | 0 | 0 | 0 | 0 | 0 | 0 | 0 | 0 | 0 | 0 | 0 | 0 | 0 | 0 | 12
NO |  | 56 | 2012 | 27 | 32 | 32 |  | JOHNSON | RINGLING | 138 | 138 | H | 3.84 | 0 | 1 | 2-336.4 ACSR AZ | 0 | 0 | 0 | 0 | 0 | 0 | 0 | 0 | 0 | 0 | 0 | 0 | 0 | 0 | 0 | 0 | 0 | 0 | 0 | 0 | 0 | 0 | 0 | 12
NO |  | 56 | 2012 | 27 | 33 | 33 |  | JOHNSON | RINGLING | 138 | 230 | SP | 2.56 | 0 | 1 | 1-556.5 ACSR AW | 0 | 0 | 0 | 0 | 0 | 0 | 0 | 0 | 0 | 0 | 0 | 0 | 0 | 0 | 0 | 0 | 0 | 0 | 0 | 0 | 0 | 0 | 0 | 12
NO |  | 56 | 2012 | 27 | 34 | 34 |  | JOHNSON | RINGLING | 138 | 138 | SP | 0.46 | 0 | 1 | 1-795 ACSR AZ | 0 | 0 | 0 | 0 | 0 | 0 | 0 | 0 | 0 | 0 | 0 | 0 | 0 | 0 | 0 | 0 | 0 | 0 | 0 | 0 | 0 | 0 | 0 | 12
NO |  | 56 | 2012 | 27 | 35 | 35 |  | JOHNSON | RINGLING | 138 | 138 | SP | 0.1 | 0 | 1 | 1-954 ACSR AW | 0 | 0 | 0 | 0 | 0 | 0 | 0 | 0 | 0 | 0 | 0 | 0 | 0 | 0 | 0 | 0 | 0 | 0 | 0 | 0 | 0 | 0 | 0 | 12
NO |  | 56 | 2012 | 28 | 1 | 1 |  | JOHNSON | RINGLING | 138 | 138 | SP | 2.76 | 0 | 1 | 2-336.4 ACSR AZ | 0 | 0 | 0 | 0 | 0 | 0 | 0 | 0 | 0 | 0 | 0 | 0 | 0 | 0 | 0 | 0 | 0 | 0 | 0 | 0 | 0 | 0 | 0 | 12
NO |  | 56 | 2012 | 28 | 2 | 2 |  | JOHNSON | RINGLING | 138 | 230 | SP | 0 | 0.93 | 2 | 1-954 ACSR AW | 0 | 0 | 0 | 0 | 0 | 0 | 0 | 0 | 0 | 0 | 0 | 0 | 0 | 0 | 0 | 0 | 0 | 0 | 0 | 0 | 0 | 0 | 0 | 12
NO |  | 56 | 2012 | 28 | 3 | 3 |  | JOHNSON | RINGLING | 138 | 230 | SP | 0 | 0.11 | 2 | 2-336.4 ACSR AZ | 0 | 0 | 0 | 0 | 0 | 0 | 0 | 0 | 0 | 0 | 0 | 0 | 0 | 0 | 0 | 0 | 0 | 0 | 0 | 0 | 0 | 0 | 0 | 12
NO |  | 56 | 2012 | 28 | 4 | 4 |  | LANDINGS | PLUMOSUS | 138 | 138 | SP | 0.02 | 0 | 1 | 1-1431 ACSR AW | 0 | 0 | 0 | 0 | 0 | 0 | 0 | 0 | 0 | 0 | 0 | 0 | 0 | 0 | 0 | 0 | 0 | 0 | 0 | 0 | 0 | 0 | 0 | 12
NO |  | 56 | 2012 | 28 | 5 | 5 |  | LANDINGS | PLUMOSUS | 138 | 138 | SP | 0.25 | 0 | 1 | 1-795 ACSR AW | 0 | 0 | 0 | 0 | 0 | 0 | 0 | 0 | 0 | 0 | 0 | 0 | 0 | 0 | 0 | 0 | 0 | 0 | 0 | 0 | 0 | 0 | 0 | 12
NO |  | 56 | 2012 | 28 | 6 | 6 |  | LANDINGS | PLUMOSUS | 138 | 138 | SP | 3.47 | 0 | 1 | 1-927.2 AAAC | 0 | 0 | 0 | 0 | 0 | 0 | 0 | 0 | 0 | 0 | 0 | 0 | 0 | 0 | 0 | 0 | 0 | 0 | 0 | 0 | 0 | 0 | 0 | 12
NO |  | 56 | 2012 | 28 | 7 | 7 |  | LANDINGS | PLUMOSUS | 138 | 138 | SP | 1.88 | 0 | 1 | 1-954 ACSR AW | 0 | 0 | 0 | 0 | 0 | 0 | 0 | 0 | 0 | 0 | 0 | 0 | 0 | 0 | 0 | 0 | 0 | 0 | 0 | 0 | 0 | 0 | 0 | 12
NO |  | 56 | 2012 | 28 | 8 | 8 |  | LANDINGS | PLUMOSUS | 138 | 138 | SP | 0 | 0.87 | 2 | 1-954 ACSR AW | 0 | 0 | 0 | 0 | 0 | 0 | 0 | 0 | 0 | 0 | 0 | 0 | 0 | 0 | 0 | 0 | 0 | 0 | 0 | 0 | 0 | 0 | 0 | 12
NO |  | 56 | 2012 | 28 | 9 | 9 |  | LANDINGS | RIVIERA | 138 | 138 | SP | 0.09 | 0 | 1 | 1-1431 ACSR AW | 0 | 0 | 0 | 0 | 0 | 0 | 0 | 0 | 0 | 0 | 0 | 0 | 0 | 0 | 0 | 0 | 0 | 0 | 0 | 0 | 0 | 0 | 0 | 12
NO |  | 56 | 2012 | 28 | 10 | 10 |  | LANDINGS | RIVIERA | 138 | 230 | SP | 0.37 | 0 | 1 | 1-927.2 AAAC | 0 | 0 | 0 | 0 | 0 | 0 | 0 | 0 | 0 | 0 | 0 | 0 | 0 | 0 | 0 | 0 | 0 | 0 | 0 | 0 | 0 | 0 | 0 | 12
NO |  | 56 | 2012 | 28 | 11 | 11 |  | LANDINGS | RIVIERA | 138 | 138 | SP | 6.17 | 0 | 1 | 1-927.2 AAAC | 0 | 0 | 0 | 0 | 0 | 0 | 0 | 0 | 0 | 0 | 0 | 0 | 0 | 0 | 0 | 0 | 0 | 0 | 0 | 0 | 0 | 0 | 0 | 12
NO |  | 56 | 2012 | 28 | 12 | 12 |  | LANDINGS | RIVIERA | 138 | 138 | SP | 0.99 | 0 | 1 | 1-954 ACSR AZ | 0 | 0 | 0 | 0 | 0 | 0 | 0 | 0 | 0 | 0 | 0 | 0 | 0 | 0 | 0 | 0 | 0 | 0 | 0 | 0 | 0 | 0 | 0 | 12
NO |  | 56 | 2012 | 28 | 13 | 13 |  | LANDINGS | RIVIERA | 138 | 138 | SP | 0.01 | 0.01 | 2 | 1-927.2 AAAC | 0 | 0 | 0 | 0 | 0 | 0 | 0 | 0 | 0 | 0 | 0 | 0 | 0 | 0 | 0 | 0 | 0 | 0 | 0 | 0 | 0 | 0 | 0 | 12
NO |  | 56 | 2012 | 28 | 14 | 14 |  | LAUDERDALE | MCARTHUR | 138 | 138 | H | 0.01 | 0 | 1 | 1-1431 ACSR AZ | 0 | 0 | 0 | 0 | 0 | 0 | 0 | 0 | 0 | 0 | 0 | 0 | 0 | 0 | 0 | 0 | 0 | 0 | 0 | 0 | 0 | 0 | 0 | 12
NO |  | 56 | 2012 | 28 | 15 | 15 |  | LAUDERDALE | MCARTHUR | 138 | 138 | H | 0.15 | 0 | 1 | 1-954 ACSR AZ | 0 | 0 | 0 | 0 | 0 | 0 | 0 | 0 | 0 | 0 | 0 | 0 | 0 | 0 | 0 | 0 | 0 | 0 | 0 | 0 | 0 | 0 | 0 | 12
NO |  | 56 | 2012 | 28 | 16 | 16 |  | LAUDERDALE | MCARTHUR | 138 | 138 | H | 3.77 | 0 | 1 | 2-336.4 ACSR AZ | 0 | 0 | 0 | 0 | 0 | 0 | 0 | 0 | 0 | 0 | 0 | 0 | 0 | 0 | 0 | 0 | 0 | 0 | 0 | 0 | 0 | 0 | 0 | 12
NO |  | 56 | 2012 | 28 | 17 | 17 |  | LAUDERDALE | MCARTHUR | 138 | 138 | SP | 0.51 | 0 | 1 | 1-1431 ACSR AW | 0 | 0 | 0 | 0 | 0 | 0 | 0 | 0 | 0 | 0 | 0 | 0 | 0 | 0 | 0 | 0 | 0 | 0 | 0 | 0 | 0 | 0 | 0 | 12
NO |  | 56 | 2012 | 28 | 18 | 18 |  | LAUDERDALE | MCARTHUR | 138 | 230 | H | 0 | 1.05 | 2 | 1-954 ACSR AZ | 0 | 0 | 0 | 0 | 0 | 0 | 0 | 0 | 0 | 0 | 0 | 0 | 0 | 0 | 0 | 0 | 0 | 0 | 0 | 0 | 0 | 0 | 0 | 12
NO |  | 56 | 2012 | 28 | 19 | 19 |  | LAUDERDALE | MCARTHUR | 138 | 138 | SP | 0.66 | 0 | 2 | 1-1431 ACSR AW | 0 | 0 | 0 | 0 | 0 | 0 | 0 | 0 | 0 | 0 | 0 | 0 | 0 | 0 | 0 | 0 | 0 | 0 | 0 | 0 | 0 | 0 | 0 | 12
NO |  | 56 | 2012 | 28 | 20 | 20 |  | LAUDERDALE | MIAMI SHORES | 138 | 138 | H | 0.8 | 0 | 1 | 2-556.5 AAC | 0 | 0 | 0 | 0 | 0 | 0 | 0 | 0 | 0 | 0 | 0 | 0 | 0 | 0 | 0 | 0 | 0 | 0 | 0 | 0 | 0 | 0 | 0 | 12
NO |  | 56 | 2012 | 28 | 21 | 21 |  | LAUDERDALE | MIAMI SHORES | 138 | 138 | SP | 0.01 | 0 | 1 | 1-1431 ACSR AW | 0 | 0 | 0 | 0 | 0 | 0 | 0 | 0 | 0 | 0 | 0 | 0 | 0 | 0 | 0 | 0 | 0 | 0 | 0 | 0 | 0 | 0 | 0 | 12
NO |  | 56 | 2012 | 28 | 22 | 22 |  | LAUDERDALE | MIAMI SHORES | 138 | 138 | SP | 4.5 | 0 | 1 | 1-1431 ACSR AZ | 0 | 0 | 0 | 0 | 0 | 0 | 0 | 0 | 0 | 0 | 0 | 0 | 0 | 0 | 0 | 0 | 0 | 0 | 0 | 0 | 0 | 0 | 0 | 12
NO |  | 56 | 2012 | 28 | 23 | 23 |  | LAUDERDALE | MIAMI SHORES | 138 | 138 | SP | 0.24 | 0 | 1 | 1-350 CU HT | 0 | 0 | 0 | 0 | 0 | 0 | 0 | 0 | 0 | 0 | 0 | 0 | 0 | 0 | 0 | 0 | 0 | 0 | 0 | 0 | 0 | 0 | 0 | 12
NO |  | 56 | 2012 | 28 | 24 | 24 |  | LAUDERDALE | MIAMI SHORES | 138 | 138 | SP | 2.14 | 0 | 1 | 2-350 CU HT | 0 | 0 | 0 | 0 | 0 | 0 | 0 | 0 | 0 | 0 | 0 | 0 | 0 | 0 | 0 | 0 | 0 | 0 | 0 | 0 | 0 | 0 | 0 | 12
NO |  | 56 | 2012 | 28 | 25 | 25 |  | LAUDERDALE | MIAMI SHORES | 138 | 138 | SP | 8.58 | 0 | 1 | 2-556.5 AAC | 0 | 0 | 0 | 0 | 0 | 0 | 0 | 0 | 0 | 0 | 0 | 0 | 0 | 0 | 0 | 0 | 0 | 0 | 0 | 0 | 0 | 0 | 0 | 12
NO |  | 56 | 2012 | 28 | 26 | 26 |  | LAUDERDALE | MIAMI SHORES | 138 | 138 | SP | 0 | 0.24 | 2 | 1-1431 ACSR AZ | 0 | 0 | 0 | 0 | 0 | 0 | 0 | 0 | 0 | 0 | 0 | 0 | 0 | 0 | 0 | 0 | 0 | 0 | 0 | 0 | 0 | 0 | 0 | 12
NO |  | 56 | 2012 | 28 | 27 | 27 |  | LAUDERDALE | PALM AIRE | 138 | 138 | H | 0.83 | 0 | 1 | 1-954 ACSR AZ | 0 | 0 | 0 | 0 | 0 | 0 | 0 | 0 | 0 | 0 | 0 | 0 | 0 | 0 | 0 | 0 | 0 | 0 | 0 | 0 | 0 | 0 | 0 | 12
NO |  | 56 | 2012 | 28 | 28 | 28 |  | LAUDERDALE | PALM AIRE | 138 | 138 | SP | 0.34 | 0 | 1 | 1-1431 ACSR AZ | 0 | 0 | 0 | 0 | 0 | 0 | 0 | 0 | 0 | 0 | 0 | 0 | 0 | 0 | 0 | 0 | 0 | 0 | 0 | 0 | 0 | 0 | 0 | 12
NO |  | 56 | 2012 | 28 | 29 | 29 |  | LAUDERDALE | PALM AIRE | 138 | 138 | SP | 1.17 | 0 | 1 | 1-954 ACSR AW | 0 | 0 | 0 | 0 | 0 | 0 | 0 | 0 | 0 | 0 | 0 | 0 | 0 | 0 | 0 | 0 | 0 | 0 | 0 | 0 | 0 | 0 | 0 | 12
NO |  | 56 | 2012 | 28 | 30 | 30 |  | LAUDERDALE | PALM AIRE | 138 | 138 | SP | 13.14 | 0 | 1 | 1-954 ACSR AZ | 0 | 0 | 0 | 0 | 0 | 0 | 0 | 0 | 0 | 0 | 0 | 0 | 0 | 0 | 0 | 0 | 0 | 0 | 0 | 0 | 0 | 0 | 0 | 12
NO |  | 56 | 2012 | 28 | 31 | 31 |  | LAUDERDALE | SISTRUNK | 138 | 138 | SP | 1.34 | 0 | 1 | 1-1431 ACSR AW | 0 | 0 | 0 | 0 | 0 | 0 | 0 | 0 | 0 | 0 | 0 | 0 | 0 | 0 | 0 | 0 | 0 | 0 | 0 | 0 | 0 | 0 | 0 | 12
NO |  | 56 | 2012 | 28 | 32 | 32 |  | LAUDERDALE | SISTRUNK | 138 | 138 | SP | 4.84 | 0 | 1 | 1-1431 ACSR AZ | 0 | 0 | 0 | 0 | 0 | 0 | 0 | 0 | 0 | 0 | 0 | 0 | 0 | 0 | 0 | 0 | 0 | 0 | 0 | 0 | 0 | 0 | 0 | 12
NO |  | 56 | 2012 | 28 | 33 | 33 |  | LAUDERDALE | SISTRUNK | 138 | 138 | SP | 2.21 | 0 | 1 | 2-556.5 AAC | 0 | 0 | 0 | 0 | 0 | 0 | 0 | 0 | 0 | 0 | 0 | 0 | 0 | 0 | 0 | 0 | 0 | 0 | 0 | 0 | 0 | 0 | 0 | 12
NO |  | 56 | 2012 | 28 | 34 | 34 |  | LAUDERDALE | SISTRUNK | 138 | 138 | SP | 1.05 | 0 | 1 | 2-556.5 ACSR AZ | 0 | 0 | 0 | 0 | 0 | 0 | 0 | 0 | 0 | 0 | 0 | 0 | 0 | 0 | 0 | 0 | 0 | 0 | 0 | 0 | 0 | 0 | 0 | 12
NO |  | 56 | 2012 | 28 | 35 | 35 |  | LAURELWOOD | VENICE TRAN. 1 | 138 | 138 | SP | 2.25 | 0 | 1 | 1-954 ACSR AW | 0 | 0 | 0 | 0 | 0 | 0 | 0 | 0 | 0 | 0 | 0 | 0 | 0 | 0 | 0 | 0 | 0 | 0 | 0 | 0 | 0 | 0 | 0 | 12
NO |  | 56 | 2012 | 29 | 1 | 1 |  | LAURELWOOD | VENICE TRAN. 1 | 138 | 138 | SP | 0.18 | 0 | 1 | 1-954 ACSR AZ | 0 | 0 | 0 | 0 | 0 | 0 | 0 | 0 | 0 | 0 | 0 | 0 | 0 | 0 | 0 | 0 | 0 | 0 | 0 | 0 | 0 | 0 | 0 | 12
NO |  | 56 | 2012 | 29 | 2 | 2 |  | LAURELWOOD | VENICE TRAN. 1 | 138 | 230 | H | 3.64 | 0 | 2 | 1-954 ACSR AZ | 0 | 0 | 0 | 0 | 0 | 0 | 0 | 0 | 0 | 0 | 0 | 0 | 0 | 0 | 0 | 0 | 0 | 0 | 0 | 0 | 0 | 0 | 0 | 12
NO |  | 56 | 2012 | 29 | 3 | 3 |  | LAURELWOOD | VENICE TRAN. 2 | 138 | 138 | H | 3.61 | 0 | 2 | 1-1431 ACSR AW | 0 | 0 | 0 | 0 | 0 | 0 | 0 | 0 | 0 | 0 | 0 | 0 | 0 | 0 | 0 | 0 | 0 | 0 | 0 | 0 | 0 | 0 | 0 | 12
NO |  | 56 | 2012 | 29 | 4 | 4 |  | LAURELWOOD | VENICE TRAN. 2 | 138 | 138 | SP | 2.13 | 0 | 2 | 1-795 ACSR AZ | 0 | 0 | 0 | 0 | 0 | 0 | 0 | 0 | 0 | 0 | 0 | 0 | 0 | 0 | 0 | 0 | 0 | 0 | 0 | 0 | 0 | 0 | 0 | 12
NO |  | 56 | 2012 | 29 | 5 | 5 |  | LITTLE RIVER | MARKET | 138 | 138 | SP | 3.1 | 0 | 1 | 1-795 AAC | 0 | 0 | 0 | 0 | 0 | 0 | 0 | 0 | 0 | 0 | 0 | 0 | 0 | 0 | 0 | 0 | 0 | 0 | 0 | 0 | 0 | 0 | 0 | 12
NO |  | 56 | 2012 | 29 | 6 | 6 |  | LITTLE RIVER | MARKET | 138 | 138 | SP | 0.61 | 0 | 1 | 1-795 ACSR AZ | 0 | 0 | 0 | 0 | 0 | 0 | 0 | 0 | 0 | 0 | 0 | 0 | 0 | 0 | 0 | 0 | 0 | 0 | 0 | 0 | 0 | 0 | 0 | 12
NO |  | 56 | 2012 | 29 | 7 | 7 |  | LITTLE RIVER | MARKET | 138 | 138 | SP | 0.14 | 0 | 1 | 1-954 ACSR AZ | 0 | 0 | 0 | 0 | 0 | 0 | 0 | 0 | 0 | 0 | 0 | 0 | 0 | 0 | 0 | 0 | 0 | 0 | 0 | 0 | 0 | 0 | 0 | 12
NO |  | 56 | 2012 | 29 | 8 | 8 |  | LITTLE RIVER | MARKET | 138 | 138 | H | 0.15 | 0 | 2 | 1-795 AAC | 0 | 0 | 0 | 0 | 0 | 0 | 0 | 0 | 0 | 0 | 0 | 0 | 0 | 0 | 0 | 0 | 0 | 0 | 0 | 0 | 0 | 0 | 0 | 12
NO |  | 56 | 2012 | 29 | 9 | 9 |  | LITTLE RIVER | MARKET | 138 | 138 | SP | 0.15 | 0.46 | 2 | 1-795 AAC | 0 | 0 | 0 | 0 | 0 | 0 | 0 | 0 | 0 | 0 | 0 | 0 | 0 | 0 | 0 | 0 | 0 | 0 | 0 | 0 | 0 | 0 | 0 | 12
NO |  | 56 | 2012 | 29 | 10 | 10 |  | LITTLE RIVER | MIAMI SHORES | 138 | 138 | SP | 0.77 | 0 | 1 | 1-1431 ACSR AZ | 0 | 0 | 0 | 0 | 0 | 0 | 0 | 0 | 0 | 0 | 0 | 0 | 0 | 0 | 0 | 0 | 0 | 0 | 0 | 0 | 0 | 0 | 0 | 12
NO |  | 56 | 2012 | 29 | 11 | 11 |  | LITTLE RIVER | MIAMI SHORES | 138 | 138 | SP | 0.7 | 0 | 1 | 2-350 CU HT | 0 | 0 | 0 | 0 | 0 | 0 | 0 | 0 | 0 | 0 | 0 | 0 | 0 | 0 | 0 | 0 | 0 | 0 | 0 | 0 | 0 | 0 | 0 | 12
NO |  | 56 | 2012 | 29 | 12 | 12 |  | LYONS | OAKLAND PARK | 138 | 138 | SP | 4.94 | 0 | 1 | 1-954 ACSR AZ | 0 | 0 | 0 | 0 | 0 | 0 | 0 | 0 | 0 | 0 | 0 | 0 | 0 | 0 | 0 | 0 | 0 | 0 | 0 | 0 | 0 | 0 | 0 | 12
NO |  | 56 | 2012 | 29 | 13 | 13 |  | MALABAR | DAIRY | 138 | 230 | H | 2.24 | 0 | 1 | 1-1127 AAAC | 0 | 0 | 0 | 0 | 0 | 0 | 0 | 0 | 0 | 0 | 0 | 0 | 0 | 0 | 0 | 0 | 0 | 0 | 0 | 0 | 0 | 0 | 0 | 12
NO |  | 56 | 2012 | 29 | 14 | 14 |  | MALABAR | DAIRY | 138 | 138 | H | 1.07 | 0 | 1 | 1-954 ACSR AZ | 0 | 0 | 0 | 0 | 0 | 0 | 0 | 0 | 0 | 0 | 0 | 0 | 0 | 0 | 0 | 0 | 0 | 0 | 0 | 0 | 0 | 0 | 0 | 12
NO |  | 56 | 2012 | 29 | 15 | 15 |  | MALABAR | DAIRY | 138 | 138 | SP | 0.48 | 0 | 1 | 1-1127 AAAC | 0 | 0 | 0 | 0 | 0 | 0 | 0 | 0 | 0 | 0 | 0 | 0 | 0 | 0 | 0 | 0 | 0 | 0 | 0 | 0 | 0 | 0 | 0 | 12
NO |  | 56 | 2012 | 29 | 16 | 16 |  | MALABAR | DAIRY | 138 | 138 | SP | 7.87 | 0 | 1 | 1-927.2 AAAC | 0 | 0 | 0 | 0 | 0 | 0 | 0 | 0 | 0 | 0 | 0 | 0 | 0 | 0 | 0 | 0 | 0 | 0 | 0 | 0 | 0 | 0 | 0 | 12
NO |  | 56 | 2012 | 29 | 17 | 17 |  | MALABAR | DAIRY | 138 | 138 | SP | 0.11 | 0 | 1 | 1-954 ACSR AW | 0 | 0 | 0 | 0 | 0 | 0 | 0 | 0 | 0 | 0 | 0 | 0 | 0 | 0 | 0 | 0 | 0 | 0 | 0 | 0 | 0 | 0 | 0 | 12
NO |  | 56 | 2012 | 29 | 18 | 18 |  | MALABAR | DAIRY | 138 | 138 | SP | 0.04 | 0 | 1 | 1-954 ACSR AZ | 0 | 0 | 0 | 0 | 0 | 0 | 0 | 0 | 0 | 0 | 0 | 0 | 0 | 0 | 0 | 0 | 0 | 0 | 0 | 0 | 0 | 0 | 0 | 12
NO |  | 56 | 2012 | 29 | 19 | 19 |  | MALABAR | DAIRY | 138 | 230 | H | 2.09 | 0 | 2 | 1-954 ACSR AW | 0 | 0 | 0 | 0 | 0 | 0 | 0 | 0 | 0 | 0 | 0 | 0 | 0 | 0 | 0 | 0 | 0 | 0 | 0 | 0 | 0 | 0 | 0 | 12
NO |  | 56 | 2012 | 29 | 20 | 20 |  | MALABAR | DAIRY | 138 | 138 | SP | 0 | 0.2 | 2 | 1-1127 AAAC | 0 | 0 | 0 | 0 | 0 | 0 | 0 | 0 | 0 | 0 | 0 | 0 | 0 | 0 | 0 | 0 | 0 | 0 | 0 | 0 | 0 | 0 | 0 | 12
NO |  | 56 | 2012 | 29 | 21 | 21 |  | MALABAR | DAIRY | 138 | 138 | SP | 0 | 3.95 | 2 | 1-954 ACSR AZ | 0 | 0 | 0 | 0 | 0 | 0 | 0 | 0 | 0 | 0 | 0 | 0 | 0 | 0 | 0 | 0 | 0 | 0 | 0 | 0 | 0 | 0 | 0 | 12
NO |  | 56 | 2012 | 29 | 22 | 22 |  | MALABAR | MICCO | 138 | 138 | H | 0 | 0 | 1 | 1-954 ACSR AZ | 0 | 0 | 0 | 0 | 0 | 0 | 0 | 0 | 0 | 0 | 0 | 0 | 0 | 0 | 0 | 0 | 0 | 0 | 0 | 0 | 0 | 0 | 0 | 12
NO |  | 56 | 2012 | 29 | 23 | 23 |  | MALABAR | MICCO | 138 | 138 | SP | 3.03 | 0 | 1 | 1-954 ACSR AW | 0 | 0 | 0 | 0 | 0 | 0 | 0 | 0 | 0 | 0 | 0 | 0 | 0 | 0 | 0 | 0 | 0 | 0 | 0 | 0 | 0 | 0 | 0 | 12
NO |  | 56 | 2012 | 29 | 24 | 24 |  | MALABAR | MICCO | 138 | 138 | SP | 20.19 | 0 | 1 | 1-954 ACSR AZ | 0 | 0 | 0 | 0 | 0 | 0 | 0 | 0 | 0 | 0 | 0 | 0 | 0 | 0 | 0 | 0 | 0 | 0 | 0 | 0 | 0 | 0 | 0 | 12
NO |  | 56 | 2012 | 29 | 25 | 25 |  | MALABAR | MICCO | 138 | 230 | SP | 0.16 | 0.12 | 2 | 1-954 ACSR AW | 0 | 0 | 0 | 0 | 0 | 0 | 0 | 0 | 0 | 0 | 0 | 0 | 0 | 0 | 0 | 0 | 0 | 0 | 0 | 0 | 0 | 0 | 0 | 12
NO |  | 56 | 2012 | 29 | 26 | 26 |  | MALABAR | MICCO | 138 | 138 | SP | 0.16 | 0 | 2 | 1-954 ACSR AZ | 0 | 0 | 0 | 0 | 0 | 0 | 0 | 0 | 0 | 0 | 0 | 0 | 0 | 0 | 0 | 0 | 0 | 0 | 0 | 0 | 0 | 0 | 0 | 12
NO |  | 56 | 2012 | 29 | 27 | 27 |  | MARKET | OVERTOWN | 138 | 138 | SP | 0 | 0 | 1 | 1-795 ACSR AZ | 0 | 0 | 0 | 0 | 0 | 0 | 0 | 0 | 0 | 0 | 0 | 0 | 0 | 0 | 0 | 0 | 0 | 0 | 0 | 0 | 0 | 0 | 0 | 12
NO |  | 56 | 2012 | 29 | 28 | 28 |  | MARKET | OVERTOWN | 138 | 138 | SP | 0.33 | 0 | 1 | 1-954 ACSR AW | 0 | 0 | 0 | 0 | 0 | 0 | 0 | 0 | 0 | 0 | 0 | 0 | 0 | 0 | 0 | 0 | 0 | 0 | 0 | 0 | 0 | 0 | 0 | 12
NO |  | 56 | 2012 | 29 | 29 | 29 |  | MARKET | OVERTOWN | 138 | 138 | SP | 2.15 | 0 | 1 | 1-954 ACSR AZ | 0 | 0 | 0 | 0 | 0 | 0 | 0 | 0 | 0 | 0 | 0 | 0 | 0 | 0 | 0 | 0 | 0 | 0 | 0 | 0 | 0 | 0 | 0 | 12
NO |  | 56 | 2012 | 29 | 30 | 30 |  | MIAMI | MIAMI BEACH | 138 | 138 | UG | 0.25 | 0 | 1 | 1-1250 CU SD | 0 | 0 | 0 | 0 | 0 | 0 | 0 | 0 | 0 | 0 | 0 | 0 | 0 | 0 | 0 | 0 | 0 | 0 | 0 | 0 | 0 | 0 | 0 | 12
NO |  | 56 | 2012 | 29 | 31 | 31 |  | MIAMI | MIAMI BEACH | 138 | 138 | UG | 5.16 | 0 | 1 | 1-1500 CU SD | 0 | 0 | 0 | 0 | 0 | 0 | 0 | 0 | 0 | 0 | 0 | 0 | 0 | 0 | 0 | 0 | 0 | 0 | 0 | 0 | 0 | 0 | 0 | 12
NO |  | 56 | 2012 | 29 | 32 | 32 |  | MIAMI | MIAMI BEACH | 138 | 138 | UG | 5.11 | 0 | 1 | 1-2000 CU SD | 0 | 0 | 0 | 0 | 0 | 0 | 0 | 0 | 0 | 0 | 0 | 0 | 0 | 0 | 0 | 0 | 0 | 0 | 0 | 0 | 0 | 0 | 0 | 12
NO |  | 56 | 2012 | 29 | 33 | 33 |  | MIAMI | MIAMI BEACH | 138 | 138 | UG | 0.26 | 0 | 1 | 1-3000 CU | 0 | 0 | 0 | 0 | 0 | 0 | 0 | 0 | 0 | 0 | 0 | 0 | 0 | 0 | 0 | 0 | 0 | 0 | 0 | 0 | 0 | 0 | 0 | 12
NO |  | 56 | 2012 | 29 | 34 | 34 |  | MIAMI | MIAMI BEACH | 138 | 138 | SP | 0.43 | 0 | 2 | 1-954 ACSR AW | 0 | 0 | 0 | 0 | 0 | 0 | 0 | 0 | 0 | 0 | 0 | 0 | 0 | 0 | 0 | 0 | 0 | 0 | 0 | 0 | 0 | 0 | 0 | 12
NO |  | 56 | 2012 | 29 | 35 | 35 |  | MIAMI | RAILWAY 1 | 138 | 138 | UG | 1.16 | 0 | 1 | 1-2000 CU | 0 | 0 | 0 | 0 | 0 | 0 | 0 | 0 | 0 | 0 | 0 | 0 | 0 | 0 | 0 | 0 | 0 | 0 | 0 | 0 | 0 | 0 | 0 | 12
NO |  | 56 | 2012 | 30 | 1 | 1 |  | MIAMI | RAILWAY 2 | 138 | 138 | UG | 1.18 | 0 | 1 | 1-2000 CU | 0 | 0 | 0 | 0 | 0 | 0 | 0 | 0 | 0 | 0 | 0 | 0 | 0 | 0 | 0 | 0 | 0 | 0 | 0 | 0 | 0 | 0 | 0 | 12
NO |  | 56 | 2012 | 30 | 2 | 2 |  | MIAMI | RAILWAY 2 | 138 | 138 | UG | 0.18 | 0 | 1 | 1-3000 CU | 0 | 0 | 0 | 0 | 0 | 0 | 0 | 0 | 0 | 0 | 0 | 0 | 0 | 0 | 0 | 0 | 0 | 0 | 0 | 0 | 0 | 0 | 0 | 12
NO |  | 56 | 2012 | 30 | 3 | 3 |  | MIAMI | RIVERSIDE | 138 | 138 | SP | 0.01 | 0 | 1 | 1-954 ACSR AW | 0 | 0 | 0 | 0 | 0 | 0 | 0 | 0 | 0 | 0 | 0 | 0 | 0 | 0 | 0 | 0 | 0 | 0 | 0 | 0 | 0 | 0 | 0 | 12
NO |  | 56 | 2012 | 30 | 4 | 4 |  | MIAMI | RIVERSIDE | 138 | 138 | SP | 3.19 | 0 | 1 | 1-954 ACSR AZ | 0 | 0 | 0 | 0 | 0 | 0 | 0 | 0 | 0 | 0 | 0 | 0 | 0 | 0 | 0 | 0 | 0 | 0 | 0 | 0 | 0 | 0 | 0 | 12
NO |  | 56 | 2012 | 30 | 5 | 5 |  | MIAMI | RIVERSIDE | 138 | 138 | UG | 2.65 | 0 | 1 | 1-2000 CU SD | 0 | 0 | 0 | 0 | 0 | 0 | 0 | 0 | 0 | 0 | 0 | 0 | 0 | 0 | 0 | 0 | 0 | 0 | 0 | 0 | 0 | 0 | 0 | 12
NO |  | 56 | 2012 | 30 | 6 | 6 |  | MIAMI | RIVERSIDE | 138 | 138 | SP | 0.06 | 0 | 2 | 1-954 ACSR AZ | 0 | 0 | 0 | 0 | 0 | 0 | 0 | 0 | 0 | 0 | 0 | 0 | 0 | 0 | 0 | 0 | 0 | 0 | 0 | 0 | 0 | 0 | 0 | 12
NO |  | 56 | 2012 | 30 | 7 | 7 |  | MIAMI | SIMPSON | 138 | 138 | UG | 0.35 | 0 | 1 | 1-2000 CU SD | 0 | 0 | 0 | 0 | 0 | 0 | 0 | 0 | 0 | 0 | 0 | 0 | 0 | 0 | 0 | 0 | 0 | 0 | 0 | 0 | 0 | 0 | 0 | 12
NO |  | 56 | 2012 | 30 | 8 | 8 |  | MIAMI | SIMPSON | 138 | 138 | UG | 0.48 | 0 | 1 | 1-3000 CU | 0 | 0 | 0 | 0 | 0 | 0 | 0 | 0 | 0 | 0 | 0 | 0 | 0 | 0 | 0 | 0 | 0 | 0 | 0 | 0 | 0 | 0 | 0 | 12
NO |  | 56 | 2012 | 30 | 9 | 9 |  | MIDWAY | HARTMAN (FTP) 1 | 138 | 230 | H | 3.51 | 0 | 1 | 1-954 ACSR AZ | 0 | 0 | 0 | 0 | 0 | 0 | 0 | 0 | 0 | 0 | 0 | 0 | 0 | 0 | 0 | 0 | 0 | 0 | 0 | 0 | 0 | 0 | 0 | 12
NO |  | 56 | 2012 | 30 | 10 | 10 |  | MIDWAY | HARTMAN (FTP) 1 | 138 | 138 | SP | 0.1 | 0 | 1 | 1-954 ACSR AW | 0 | 0 | 0 | 0 | 0 | 0 | 0 | 0 | 0 | 0 | 0 | 0 | 0 | 0 | 0 | 0 | 0 | 0 | 0 | 0 | 0 | 0 | 0 | 12
NO |  | 56 | 2012 | 30 | 11 | 11 |  | MIDWAY | HARTMAN (FTP) 1 | 138 | 138 | SP | 3.62 | 0 | 1 | 1-954 ACSR AZ | 0 | 0 | 0 | 0 | 0 | 0 | 0 | 0 | 0 | 0 | 0 | 0 | 0 | 0 | 0 | 0 | 0 | 0 | 0 | 0 | 0 | 0 | 0 | 12
NO |  | 56 | 2012 | 30 | 12 | 12 |  | MIDWAY | HARTMAN (FTP) 2 | 138 | 138 | SP | 0.77 | 0 | 1 | 1-1033.5 ACSS/TW/ | 0 | 0 | 0 | 0 | 0 | 0 | 0 | 0 | 0 | 0 | 0 | 0 | 0 | 0 | 0 | 0 | 0 | 0 | 0 | 0 | 0 | 0 | 0 | 12
NO |  | 56 | 2012 | 30 | 13 | 13 |  | MIDWAY | HARTMAN (FTP) 2 | 138 | 138 | SP | 0.52 | 0 | 1 | 1-795 ACSR AW | 0 | 0 | 0 | 0 | 0 | 0 | 0 | 0 | 0 | 0 | 0 | 0 | 0 | 0 | 0 | 0 | 0 | 0 | 0 | 0 | 0 | 0 | 0 | 12
NO |  | 56 | 2012 | 30 | 14 | 14 |  | MIDWAY | HARTMAN (FTP) 2 | 138 | 138 | SP | 6 | 0 | 1 | 1-795 ACSR AZ | 0 | 0 | 0 | 0 | 0 | 0 | 0 | 0 | 0 | 0 | 0 | 0 | 0 | 0 | 0 | 0 | 0 | 0 | 0 | 0 | 0 | 0 | 0 | 12
NO |  | 56 | 2012 | 30 | 15 | 15 |  | MIDWAY | HARTMAN (FTP) 2 | 138 | 138 | SP | 2.91 | 0 | 1 | 1-954 ACSR AW | 0 | 0 | 0 | 0 | 0 | 0 | 0 | 0 | 0 | 0 | 0 | 0 | 0 | 0 | 0 | 0 | 0 | 0 | 0 | 0 | 0 | 0 | 0 | 12
NO |  | 56 | 2012 | 30 | 16 | 16 |  | MIDWAY | HARTMAN (FTP) 2 | 138 | 138 | SP | 0 | 2.24 | 2 | 1-954 ACSR AW | 0 | 0 | 0 | 0 | 0 | 0 | 0 | 0 | 0 | 0 | 0 | 0 | 0 | 0 | 0 | 0 | 0 | 0 | 0 | 0 | 0 | 0 | 0 | 12
NO |  | 56 | 2012 | 30 | 17 | 17 |  | MIDWAY | SANDPIPER | 138 | 138 | SP | 4.66 | 0 | 1 | 1-795 ACSR AW | 0 | 0 | 0 | 0 | 0 | 0 | 0 | 0 | 0 | 0 | 0 | 0 | 0 | 0 | 0 | 0 | 0 | 0 | 0 | 0 | 0 | 0 | 0 | 12
NO |  | 56 | 2012 | 30 | 18 | 18 |  | MIDWAY | SANDPIPER | 138 | 230 | SP | 0.04 | 0 | 1 | 1-795 ACSR AZ | 0 | 0 | 0 | 0 | 0 | 0 | 0 | 0 | 0 | 0 | 0 | 0 | 0 | 0 | 0 | 0 | 0 | 0 | 0 | 0 | 0 | 0 | 0 | 12
NO |  | 56 | 2012 | 30 | 19 | 19 |  | MIDWAY | SANDPIPER | 138 | 138 | SP | 1.46 | 0 | 1 | 1-795 ACSR AZ | 0 | 0 | 0 | 0 | 0 | 0 | 0 | 0 | 0 | 0 | 0 | 0 | 0 | 0 | 0 | 0 | 0 | 0 | 0 | 0 | 0 | 0 | 0 | 12
NO |  | 56 | 2012 | 30 | 20 | 20 |  | MIDWAY | SANDPIPER | 138 | 138 | SP | 3.97 | 0 | 1 | 1-954 ACSR AW | 0 | 0 | 0 | 0 | 0 | 0 | 0 | 0 | 0 | 0 | 0 | 0 | 0 | 0 | 0 | 0 | 0 | 0 | 0 | 0 | 0 | 0 | 0 | 12
NO |  | 56 | 2012 | 30 | 21 | 21 |  | MIDWAY | SANDPIPER | 138 | 138 | SP | 0.7 | 0 | 2 | 1-1033.5 ACSS/TW/ | 0 | 0 | 0 | 0 | 0 | 0 | 0 | 0 | 0 | 0 | 0 | 0 | 0 | 0 | 0 | 0 | 0 | 0 | 0 | 0 | 0 | 0 | 0 | 12
NO |  | 56 | 2012 | 30 | 22 | 22 |  | MIDWAY | SANDPIPER | 138 | 230 | SP | 0 | 1.62 | 2 | 1-795 ACSR AZ | 0 | 0 | 0 | 0 | 0 | 0 | 0 | 0 | 0 | 0 | 0 | 0 | 0 | 0 | 0 | 0 | 0 | 0 | 0 | 0 | 0 | 0 | 0 | 12
NO |  | 56 | 2012 | 30 | 23 | 23 |  | MIDWAY | SANDPIPER | 138 | 138 | SP | 2.89 | 0 | 2 | 1-954 ACSR AW | 0 | 0 | 0 | 0 | 0 | 0 | 0 | 0 | 0 | 0 | 0 | 0 | 0 | 0 | 0 | 0 | 0 | 0 | 0 | 0 | 0 | 0 | 0 | 12
NO |  | 56 | 2012 | 30 | 24 | 24 |  | MIDWAY | SANDPIPER | 138 | 138 | SP | 1.94 | 0 | 2 | 1-954 ACSR AZ | 0 | 0 | 0 | 0 | 0 | 0 | 0 | 0 | 0 | 0 | 0 | 0 | 0 | 0 | 0 | 0 | 0 | 0 | 0 | 0 | 0 | 0 | 0 | 12
NO |  | 56 | 2012 | 30 | 25 | 25 |  | MYAKKA | VENICE TRAN. | 138 | 138 | SP | 6.26 | 0 | 1 | 1-795 ACSR AW | 0 | 0 | 0 | 0 | 0 | 0 | 0 | 0 | 0 | 0 | 0 | 0 | 0 | 0 | 0 | 0 | 0 | 0 | 0 | 0 | 0 | 0 | 0 | 12
NO |  | 56 | 2012 | 30 | 26 | 26 |  | MYAKKA | VENICE TRAN. | 138 | 138 | SP | 9.44 | 0 | 1 | 1-795 ACSR AZ | 0 | 0 | 0 | 0 | 0 | 0 | 0 | 0 | 0 | 0 | 0 | 0 | 0 | 0 | 0 | 0 | 0 | 0 | 0 | 0 | 0 | 0 | 0 | 12
NO |  | 56 | 2012 | 30 | 27 | 27 |  | MYAKKA | VENICE TRAN. | 138 | 138 | SP | 12.63 | 0 | 1 | 1-954 ACSR AW | 0 | 0 | 0 | 0 | 0 | 0 | 0 | 0 | 0 | 0 | 0 | 0 | 0 | 0 | 0 | 0 | 0 | 0 | 0 | 0 | 0 | 0 | 0 | 12
NO |  | 56 | 2012 | 30 | 28 | 28 |  | MYAKKA | VENICE TRAN. | 138 | 138 | SP | 4.59 | 0 | 1 | 1-954 ACSR AZ | 0 | 0 | 0 | 0 | 0 | 0 | 0 | 0 | 0 | 0 | 0 | 0 | 0 | 0 | 0 | 0 | 0 | 0 | 0 | 0 | 0 | 0 | 0 | 12
NO |  | 56 | 2012 | 30 | 29 | 29 |  | MYAKKA | VENICE TRAN. | 138 | 138 | SP | 0.41 | 0.08 | 2 | 1-954 ACSR AW | 0 | 0 | 0 | 0 | 0 | 0 | 0 | 0 | 0 | 0 | 0 | 0 | 0 | 0 | 0 | 0 | 0 | 0 | 0 | 0 | 0 | 0 | 0 | 12
NO |  | 56 | 2012 | 30 | 30 | 30 |  | MYAKKA | VENICE TRAN. | 138 | 138 | SP | 0.1 | 0 | 2 | 1-954 ACSR AZ | 0 | 0 | 0 | 0 | 0 | 0 | 0 | 0 | 0 | 0 | 0 | 0 | 0 | 0 | 0 | 0 | 0 | 0 | 0 | 0 | 0 | 0 | 0 | 12
NO |  | 56 | 2012 | 30 | 31 | 31 |  | OAKLAND PARK | OAKLAND PARK 13KV DIST | 138 | 138 | H | 0.03 | 0 | 1 | 1-600 CU HT | 0 | 0 | 0 | 0 | 0 | 0 | 0 | 0 | 0 | 0 | 0 | 0 | 0 | 0 | 0 | 0 | 0 | 0 | 0 | 0 | 0 | 0 | 0 | 12
NO |  | 56 | 2012 | 30 | 32 | 32 |  | OAKLAND PARK | POMPANO | 138 | 138 | SP | 0.21 | 0 | 1 | 1-1431 ACSR AZ | 0 | 0 | 0 | 0 | 0 | 0 | 0 | 0 | 0 | 0 | 0 | 0 | 0 | 0 | 0 | 0 | 0 | 0 | 0 | 0 | 0 | 0 | 0 | 12
NO |  | 56 | 2012 | 30 | 33 | 33 |  | OAKLAND PARK | POMPANO | 138 | 138 | SP | 0.14 | 0 | 1 | 1-954 ACSR AW | 0 | 0 | 0 | 0 | 0 | 0 | 0 | 0 | 0 | 0 | 0 | 0 | 0 | 0 | 0 | 0 | 0 | 0 | 0 | 0 | 0 | 0 | 0 | 12
NO |  | 56 | 2012 | 30 | 34 | 34 |  | OAKLAND PARK | POMPANO | 138 | 138 | SP | 4.84 | 0 | 1 | 1-954 ACSR AZ | 0 | 0 | 0 | 0 | 0 | 0 | 0 | 0 | 0 | 0 | 0 | 0 | 0 | 0 | 0 | 0 | 0 | 0 | 0 | 0 | 0 | 0 | 0 | 12
NO |  | 56 | 2012 | 30 | 35 | 35 |  | OAKLAND PARK | POMPANO | 138 | 138 | SP | 0.5 | 0 | 1 | 2-556.5 AAC | 0 | 0 | 0 | 0 | 0 | 0 | 0 | 0 | 0 | 0 | 0 | 0 | 0 | 0 | 0 | 0 | 0 | 0 | 0 | 0 | 0 | 0 | 0 | 12
NO |  | 56 | 2012 | 31 | 1 | 1 |  | OAKLAND PARK | POMPANO | 138 | 138 | SP | 0.82 | 0 | 2 | 1-1431 ACSR AZ | 0 | 0 | 0 | 0 | 0 | 0 | 0 | 0 | 0 | 0 | 0 | 0 | 0 | 0 | 0 | 0 | 0 | 0 | 0 | 0 | 0 | 0 | 0 | 12
NO |  | 56 | 2012 | 31 | 2 | 2 |  | OAKLAND PARK | POMPANO | 138 | 138 | SP | 0.03 | 0.04 | 2 | 1-954 ACSR AZ | 0 | 0 | 0 | 0 | 0 | 0 | 0 | 0 | 0 | 0 | 0 | 0 | 0 | 0 | 0 | 0 | 0 | 0 | 0 | 0 | 0 | 0 | 0 | 12
NO |  | 56 | 2012 | 31 | 3 | 3 |  | OAKLAND PARK | SISTRUNK 1 | 138 | 138 | SP | 3.79 | 0 | 1 | 1-1431 ACSR AZ | 0 | 0 | 0 | 0 | 0 | 0 | 0 | 0 | 0 | 0 | 0 | 0 | 0 | 0 | 0 | 0 | 0 | 0 | 0 | 0 | 0 | 0 | 0 | 12
NO |  | 56 | 2012 | 31 | 4 | 4 |  | OAKLAND PARK | SISTRUNK 1 | 138 | 138 | SP | 0 | 0.82 | 2 | 1-1431 ACSR AZ | 0 | 0 | 0 | 0 | 0 | 0 | 0 | 0 | 0 | 0 | 0 | 0 | 0 | 0 | 0 | 0 | 0 | 0 | 0 | 0 | 0 | 0 | 0 | 12
NO |  | 56 | 2012 | 31 | 5 | 5 |  | OAKLAND PARK | SISTRUNK 2 | 138 | 138 | SP | 2.34 | 0 | 1 | 1-1431 ACSR AZ | 0 | 0 | 0 | 0 | 0 | 0 | 0 | 0 | 0 | 0 | 0 | 0 | 0 | 0 | 0 | 0 | 0 | 0 | 0 | 0 | 0 | 0 | 0 | 12
NO |  | 56 | 2012 | 31 | 6 | 6 |  | OAKLAND PARK | SISTRUNK 2 | 138 | 138 | SP | 0.2 | 0 | 1 | 1-954 ACSR AW | 0 | 0 | 0 | 0 | 0 | 0 | 0 | 0 | 0 | 0 | 0 | 0 | 0 | 0 | 0 | 0 | 0 | 0 | 0 | 0 | 0 | 0 | 0 | 12
NO |  | 56 | 2012 | 31 | 7 | 7 |  | OAKLAND PARK | SISTRUNK 2 | 138 | 138 | SP | 2.46 | 0 | 1 | 1-954 ACSR AZ | 0 | 0 | 0 | 0 | 0 | 0 | 0 | 0 | 0 | 0 | 0 | 0 | 0 | 0 | 0 | 0 | 0 | 0 | 0 | 0 | 0 | 0 | 0 | 12
NO |  | 56 | 2012 | 31 | 8 | 8 |  | OKEELANTA | MCCARTHY (CLE) | 138 | 138 | H | 4.2 | 0 | 1 | 1-556.5 ACSR AW | 0 | 0 | 0 | 0 | 0 | 0 | 0 | 0 | 0 | 0 | 0 | 0 | 0 | 0 | 0 | 0 | 0 | 0 | 0 | 0 | 0 | 0 | 0 | 12
NO |  | 56 | 2012 | 31 | 9 | 9 |  | OKEELANTA | MCCARTHY (CLE) | 138 | 138 | H | 9.34 | 0 | 1 | 1-556.5 ACSR AZ | 0 | 0 | 0 | 0 | 0 | 0 | 0 | 0 | 0 | 0 | 0 | 0 | 0 | 0 | 0 | 0 | 0 | 0 | 0 | 0 | 0 | 0 | 0 | 12
NO |  | 56 | 2012 | 31 | 10 | 10 |  | OKEELANTA | MCCARTHY (CLE) | 138 | 138 | SP | 0.04 | 0 | 1 | 1-556.5 ACSR AW | 0 | 0 | 0 | 0 | 0 | 0 | 0 | 0 | 0 | 0 | 0 | 0 | 0 | 0 | 0 | 0 | 0 | 0 | 0 | 0 | 0 | 0 | 0 | 12
NO |  | 56 | 2012 | 31 | 11 | 11 |  | OKEELANTA | MCCARTHY (CLE) | 138 | 138 | H | 0 | 4.93 | 2 | 1-556.5 ACSR AW | 0 | 0 | 0 | 0 | 0 | 0 | 0 | 0 | 0 | 0 | 0 | 0 | 0 | 0 | 0 | 0 | 0 | 0 | 0 | 0 | 0 | 0 | 0 | 12
NO |  | 56 | 2012 | 31 | 12 | 12 |  | OKEELANTA | MCCARTHY (CLE) | 138 | 138 | SP | 0 | 0.4 | 2 | 1-556.5 ACSR AW | 0 | 0 | 0 | 0 | 0 | 0 | 0 | 0 | 0 | 0 | 0 | 0 | 0 | 0 | 0 | 0 | 0 | 0 | 0 | 0 | 0 | 0 | 0 | 12
NO |  | 56 | 2012 | 31 | 13 | 13 |  | OKEELANTA | SOUTH BAY | 138 | 138 | H | 1.7 | 0 | 1 | 1-556.5 ACSR AZ | 0 | 0 | 0 | 0 | 0 | 0 | 0 | 0 | 0 | 0 | 0 | 0 | 0 | 0 | 0 | 0 | 0 | 0 | 0 | 0 | 0 | 0 | 0 | 12
NO |  | 56 | 2012 | 31 | 14 | 14 |  | OKEELANTA | SOUTH BAY | 138 | 138 | SP | 0.01 | 0 | 1 | 1-556.5 ACSR AW | 0 | 0 | 0 | 0 | 0 | 0 | 0 | 0 | 0 | 0 | 0 | 0 | 0 | 0 | 0 | 0 | 0 | 0 | 0 | 0 | 0 | 0 | 0 | 12
NO |  | 56 | 2012 | 31 | 15 | 15 |  | OKEELANTA | SOUTH BAY | 138 | 138 | SP | 5.34 | 0 | 2 | 1-556.5 ACSR AW | 0 | 0 | 0 | 0 | 0 | 0 | 0 | 0 | 0 | 0 | 0 | 0 | 0 | 0 | 0 | 0 | 0 | 0 | 0 | 0 | 0 | 0 | 0 | 12
NO |  | 56 | 2012 | 31 | 16 | 16 |  | OSCEOLA | RANCH | 138 | 138 | H | 0.12 | 0 | 1 | 1-350 CU HT | 0 | 0 | 0 | 0 | 0 | 0 | 0 | 0 | 0 | 0 | 0 | 0 | 0 | 0 | 0 | 0 | 0 | 0 | 0 | 0 | 0 | 0 | 0 | 12
NO |  | 56 | 2012 | 31 | 17 | 17 |  | OSCEOLA | RANCH | 138 | 138 | SP | 4.22 | 0 | 1 | 1-556.5 ACSR AW | 0 | 0 | 0 | 0 | 0 | 0 | 0 | 0 | 0 | 0 | 0 | 0 | 0 | 0 | 0 | 0 | 0 | 0 | 0 | 0 | 0 | 0 | 0 | 12
NO |  | 56 | 2012 | 31 | 18 | 18 |  | OSCEOLA | RANCH | 138 | 230 | SP | 4.89 | 0 | 1 | 1-795 ACSR AW | 0 | 0 | 0 | 0 | 0 | 0 | 0 | 0 | 0 | 0 | 0 | 0 | 0 | 0 | 0 | 0 | 0 | 0 | 0 | 0 | 0 | 0 | 0 | 12
NO |  | 56 | 2012 | 31 | 19 | 19 |  | OSCEOLA | RANCH | 138 | 230 | SP | 0 | 9.7 | 2 | 1-1431 ACSR AW | 0 | 0 | 0 | 0 | 0 | 0 | 0 | 0 | 0 | 0 | 0 | 0 | 0 | 0 | 0 | 0 | 0 | 0 | 0 | 0 | 0 | 0 | 0 | 12
NO |  | 56 | 2012 | 31 | 20 | 20 |  | OSCEOLA | RANCH | 138 | 138 | SP | 11.94 | 0 | 2 | 1-556.5 ACSR AW | 0 | 0 | 0 | 0 | 0 | 0 | 0 | 0 | 0 | 0 | 0 | 0 | 0 | 0 | 0 | 0 | 0 | 0 | 0 | 0 | 0 | 0 | 0 | 12
NO |  | 56 | 2012 | 31 | 21 | 21 |  | OSCEOLA | RANCH | 138 | 230 | SP | 0 | 0.99 | 2 | 1-556.5 ACSR AZ | 0 | 0 | 0 | 0 | 0 | 0 | 0 | 0 | 0 | 0 | 0 | 0 | 0 | 0 | 0 | 0 | 0 | 0 | 0 | 0 | 0 | 0 | 0 | 12
NO |  | 56 | 2012 | 31 | 22 | 22 |  | OSCEOLA | SOUTH BAY | 138 | 138 | H | 11.63 | 0 | 1 | 1-556.5 ACSR AZ | 0 | 0 | 0 | 0 | 0 | 0 | 0 | 0 | 0 | 0 | 0 | 0 | 0 | 0 | 0 | 0 | 0 | 0 | 0 | 0 | 0 | 0 | 0 | 12
NO |  | 56 | 2012 | 31 | 23 | 23 |  | OSCEOLA | SOUTH BAY | 138 | 138 | SP | 0.05 | 0 | 1 | 1-556.5 ACSR AW | 0 | 0 | 0 | 0 | 0 | 0 | 0 | 0 | 0 | 0 | 0 | 0 | 0 | 0 | 0 | 0 | 0 | 0 | 0 | 0 | 0 | 0 | 0 | 12
NO |  | 56 | 2012 | 31 | 24 | 24 |  | OSCEOLA | SOUTH BAY | 138 | 138 | SP | 0 | 11.88 | 2 | 1-556.5 ACSR AW | 0 | 0 | 0 | 0 | 0 | 0 | 0 | 0 | 0 | 0 | 0 | 0 | 0 | 0 | 0 | 0 | 0 | 0 | 0 | 0 | 0 | 0 | 0 | 12
NO |  | 56 | 2012 | 31 | 25 | 25 |  | OVERTOWN | RAILWAY 1 | 138 | 138 | SP | 0.21 | 0 | 1 | 1-954 ACSR AW | 0 | 0 | 0 | 0 | 0 | 0 | 0 | 0 | 0 | 0 | 0 | 0 | 0 | 0 | 0 | 0 | 0 | 0 | 0 | 0 | 0 | 0 | 0 | 12
NO |  | 56 | 2012 | 31 | 26 | 26 |  | OVERTOWN | RAILWAY 1 | 138 | 138 | SP | 0.54 | 0 | 1 | 1-954 ACSR AZ | 0 | 0 | 0 | 0 | 0 | 0 | 0 | 0 | 0 | 0 | 0 | 0 | 0 | 0 | 0 | 0 | 0 | 0 | 0 | 0 | 0 | 0 | 0 | 12
NO |  | 56 | 2012 | 31 | 27 | 27 |  | OVERTOWN | RAILWAY 1 | 138 | 138 | UG | 0.72 | 0 | 1 | 1-2000 CU SD | 0 | 0 | 0 | 0 | 0 | 0 | 0 | 0 | 0 | 0 | 0 | 0 | 0 | 0 | 0 | 0 | 0 | 0 | 0 | 0 | 0 | 0 | 0 | 12
NO |  | 56 | 2012 | 31 | 28 | 28 |  | OVERTOWN | RAILWAY 2 | 138 | 138 | SP | 1.38 | 0 | 1 | 1-954 ACSR AW | 0 | 0 | 0 | 0 | 0 | 0 | 0 | 0 | 0 | 0 | 0 | 0 | 0 | 0 | 0 | 0 | 0 | 0 | 0 | 0 | 0 | 0 | 0 | 12
NO |  | 56 | 2012 | 31 | 29 | 29 |  | OVERTOWN | VENETIAN | 138 | 138 | UG | 3.29 | 0 | 1 | 1-3000 CU | 0 | 0 | 0 | 0 | 0 | 0 | 0 | 0 | 0 | 0 | 0 | 0 | 0 | 0 | 0 | 0 | 0 | 0 | 0 | 0 | 0 | 0 | 0 | 12
NO |  | 56 | 2012 | 31 | 30 | 30 |  | PLUMOSUS | RIVIERA 1 | 138 | 138 | SP | 0.29 | 0 | 1 | 1-795 ACSR AW | 0 | 0 | 0 | 0 | 0 | 0 | 0 | 0 | 0 | 0 | 0 | 0 | 0 | 0 | 0 | 0 | 0 | 0 | 0 | 0 | 0 | 0 | 0 | 12
NO |  | 56 | 2012 | 31 | 31 | 31 |  | PLUMOSUS | RIVIERA 1 | 138 | 230 | SP | 0.31 | 0 | 1 | 1-954 ACSR AW | 0 | 0 | 0 | 0 | 0 | 0 | 0 | 0 | 0 | 0 | 0 | 0 | 0 | 0 | 0 | 0 | 0 | 0 | 0 | 0 | 0 | 0 | 0 | 12
NO |  | 56 | 2012 | 31 | 32 | 32 |  | PLUMOSUS | RIVIERA 1 | 138 | 138 | SP | 12.46 | 0 | 1 | 1-954 ACSR AW | 0 | 0 | 0 | 0 | 0 | 0 | 0 | 0 | 0 | 0 | 0 | 0 | 0 | 0 | 0 | 0 | 0 | 0 | 0 | 0 | 0 | 0 | 0 | 12
NO |  | 56 | 2012 | 31 | 33 | 33 |  | PLUMOSUS | RIVIERA 1 | 138 | 138 | UG | 1.64 | 0 | 1 | 1-2400 AL | 0 | 0 | 0 | 0 | 0 | 0 | 0 | 0 | 0 | 0 | 0 | 0 | 0 | 0 | 0 | 0 | 0 | 0 | 0 | 0 | 0 | 0 | 0 | 12
NO |  | 56 | 2012 | 31 | 34 | 34 |  | PORT EVERGLADES | SISTRUNK | 138 | 138 | H | 0.08 | 0 | 1 | 1-1431 ACSR AW | 0 | 0 | 0 | 0 | 0 | 0 | 0 | 0 | 0 | 0 | 0 | 0 | 0 | 0 | 0 | 0 | 0 | 0 | 0 | 0 | 0 | 0 | 0 | 12
NO |  | 56 | 2012 | 31 | 35 | 35 |  | PORT EVERGLADES | SISTRUNK | 138 | 138 | H | 0.05 | 0 | 1 | 1-900 CU HT | 0 | 0 | 0 | 0 | 0 | 0 | 0 | 0 | 0 | 0 | 0 | 0 | 0 | 0 | 0 | 0 | 0 | 0 | 0 | 0 | 0 | 0 | 0 | 12
NO |  | 56 | 2012 | 32 | 1 | 1 |  | PORT EVERGLADES | SISTRUNK | 138 | 138 | SP | 4.23 | 0 | 1 | 1-1431 ACSR AW | 0 | 0 | 0 | 0 | 0 | 0 | 0 | 0 | 0 | 0 | 0 | 0 | 0 | 0 | 0 | 0 | 0 | 0 | 0 | 0 | 0 | 0 | 0 | 12
NO |  | 56 | 2012 | 32 | 2 | 2 |  | PORT EVERGLADES | SISTRUNK | 138 | 138 | SP | 0.8 | 0 | 1 | 1-1431 ACSR AZ | 0 | 0 | 0 | 0 | 0 | 0 | 0 | 0 | 0 | 0 | 0 | 0 | 0 | 0 | 0 | 0 | 0 | 0 | 0 | 0 | 0 | 0 | 0 | 12
NO |  | 56 | 2012 | 32 | 3 | 3 |  | PORT EVERGLADES | SISTRUNK | 138 | 138 | SP | 0.24 | 0 | 1 | 1-900 CU HT | 0 | 0 | 0 | 0 | 0 | 0 | 0 | 0 | 0 | 0 | 0 | 0 | 0 | 0 | 0 | 0 | 0 | 0 | 0 | 0 | 0 | 0 | 0 | 12
NO |  | 56 | 2012 | 32 | 4 | 4 |  | PORT EVERGLADES | SISTRUNK | 138 | 138 | SP | 0.01 | 0 | 1 | 1-954 ACSR AW | 0 | 0 | 0 | 0 | 0 | 0 | 0 | 0 | 0 | 0 | 0 | 0 | 0 | 0 | 0 | 0 | 0 | 0 | 0 | 0 | 0 | 0 | 0 | 12
NO |  | 56 | 2012 | 32 | 5 | 5 |  | PORT EVERGLADES | SISTRUNK | 138 | 138 | UG | 0.15 | 0 | 1 | 1-2000 CU SD | 0 | 0 | 0 | 0 | 0 | 0 | 0 | 0 | 0 | 0 | 0 | 0 | 0 | 0 | 0 | 0 | 0 | 0 | 0 | 0 | 0 | 0 | 0 | 12
NO |  | 56 | 2012 | 32 | 6 | 6 |  | PORT EVERGLADES | SISTRUNK | 138 | 138 | SP | 0.25 | 0 | 2 | 1-1431 ACSR AW | 0 | 0 | 0 | 0 | 0 | 0 | 0 | 0 | 0 | 0 | 0 | 0 | 0 | 0 | 0 | 0 | 0 | 0 | 0 | 0 | 0 | 0 | 0 | 12
NO |  | 56 | 2012 | 32 | 7 | 7 |  | PRINCETON | PRINCETON DIST | 138 | 138 | SP | 0.05 | 0 | 1 | 1-1431 ACSR AW | 0 | 0 | 0 | 0 | 0 | 0 | 0 | 0 | 0 | 0 | 0 | 0 | 0 | 0 | 0 | 0 | 0 | 0 | 0 | 0 | 0 | 0 | 0 | 12
NO |  | 56 | 2012 | 32 | 8 | 8 |  | RANCH | ACME | 138 | 138 | H | 0.11 | 0 | 1 | 1-954 ACSR AZ | 0 | 0 | 0 | 0 | 0 | 0 | 0 | 0 | 0 | 0 | 0 | 0 | 0 | 0 | 0 | 0 | 0 | 0 | 0 | 0 | 0 | 0 | 0 | 12
NO |  | 56 | 2012 | 32 | 9 | 9 |  | RANCH | RIVIERA 1 | 138 | 138 | H | 0.03 | 0 | 1 | 1-1431 ACSR AZ | 0 | 0 | 0 | 0 | 0 | 0 | 0 | 0 | 0 | 0 | 0 | 0 | 0 | 0 | 0 | 0 | 0 | 0 | 0 | 0 | 0 | 0 | 0 | 12
NO |  | 56 | 2012 | 32 | 10 | 10 |  | RANCH | RIVIERA 1 | 138 | 230 | H | 3.2 | 0 | 1 | 2-556.5 ACSR AZ | 0 | 0 | 0 | 0 | 0 | 0 | 0 | 0 | 0 | 0 | 0 | 0 | 0 | 0 | 0 | 0 | 0 | 0 | 0 | 0 | 0 | 0 | 0 | 12
NO |  | 56 | 2012 | 32 | 11 | 11 |  | RANCH | RIVIERA 1 | 138 | 138 | H | 6.97 | 0 | 1 | 2-556.5 ACSR AZ | 0 | 0 | 0 | 0 | 0 | 0 | 0 | 0 | 0 | 0 | 0 | 0 | 0 | 0 | 0 | 0 | 0 | 0 | 0 | 0 | 0 | 0 | 0 | 12
NO |  | 56 | 2012 | 32 | 12 | 12 |  | RANCH | RIVIERA 1 | 138 | 230 | SP | 0.64 | 0 | 1 | 1-1431 ACSR AW | 0 | 0 | 0 | 0 | 0 | 0 | 0 | 0 | 0 | 0 | 0 | 0 | 0 | 0 | 0 | 0 | 0 | 0 | 0 | 0 | 0 | 0 | 0 | 12
NO |  | 56 | 2012 | 32 | 13 | 13 |  | RANCH | RIVIERA 1 | 138 | 230 | SP | 0.06 | 0 | 1 | 2-556.5 ACSR AW | 0 | 0 | 0 | 0 | 0 | 0 | 0 | 0 | 0 | 0 | 0 | 0 | 0 | 0 | 0 | 0 | 0 | 0 | 0 | 0 | 0 | 0 | 0 | 12
NO |  | 56 | 2012 | 32 | 14 | 14 |  | RANCH | RIVIERA 1 | 138 | 230 | SP | 0.17 | 0 | 1 | 2-556.5 ACSR AZ | 0 | 0 | 0 | 0 | 0 | 0 | 0 | 0 | 0 | 0 | 0 | 0 | 0 | 0 | 0 | 0 | 0 | 0 | 0 | 0 | 0 | 0 | 0 | 12
NO |  | 56 | 2012 | 32 | 15 | 15 |  | RANCH | RIVIERA 1 | 138 | 138 | SP | 0.17 | 0.16 | 2 | 1-1431 ACSR AW | 0 | 0 | 0 | 0 | 0 | 0 | 0 | 0 | 0 | 0 | 0 | 0 | 0 | 0 | 0 | 0 | 0 | 0 | 0 | 0 | 0 | 0 | 0 | 12
NO |  | 56 | 2012 | 32 | 16 | 16 |  | RANCH | RIVIERA 1 | 138 | 230 | SP | 2.59 | 0 | 2 | 1-1431 ACSR AW | 0 | 0 | 0 | 0 | 0 | 0 | 0 | 0 | 0 | 0 | 0 | 0 | 0 | 0 | 0 | 0 | 0 | 0 | 0 | 0 | 0 | 0 | 0 | 12
NO |  | 56 | 2012 | 32 | 17 | 17 |  | RANCH | RIVIERA 1 | 138 | 230 | SP | 0 | 0.89 | 2 | 2-556.5 ACSR AZ | 0 | 0 | 0 | 0 | 0 | 0 | 0 | 0 | 0 | 0 | 0 | 0 | 0 | 0 | 0 | 0 | 0 | 0 | 0 | 0 | 0 | 0 | 0 | 12
NO |  | 56 | 2012 | 32 | 18 | 18 |  | RANCH | RIVIERA 2 | 138 | 138 | H | 5.71 | 0 | 1 | 1-1431 ACSR AZ | 0 | 0 | 0 | 0 | 0 | 0 | 0 | 0 | 0 | 0 | 0 | 0 | 0 | 0 | 0 | 0 | 0 | 0 | 0 | 0 | 0 | 0 | 0 | 12
NO |  | 56 | 2012 | 32 | 19 | 19 |  | RANCH | RIVIERA 2 | 138 | 230 | SP | 2.67 | 0 | 1 | 1-1431 ACSR AW | 0 | 0 | 0 | 0 | 0 | 0 | 0 | 0 | 0 | 0 | 0 | 0 | 0 | 0 | 0 | 0 | 0 | 0 | 0 | 0 | 0 | 0 | 0 | 12
NO |  | 56 | 2012 | 32 | 20 | 20 |  | RANCH | RIVIERA 2 | 138 | 230 | SP | 5.65 | 0 | 1 | 1-1431 ACSR AZ | 0 | 0 | 0 | 0 | 0 | 0 | 0 | 0 | 0 | 0 | 0 | 0 | 0 | 0 | 0 | 0 | 0 | 0 | 0 | 0 | 0 | 0 | 0 | 12
NO |  | 56 | 2012 | 32 | 21 | 21 |  | RANCH | RIVIERA 2 | 138 | 138 | SP | 2.26 | 0 | 1 | 1-954 ACSR AW | 0 | 0 | 0 | 0 | 0 | 0 | 0 | 0 | 0 | 0 | 0 | 0 | 0 | 0 | 0 | 0 | 0 | 0 | 0 | 0 | 0 | 0 | 0 | 12
NO |  | 56 | 2012 | 32 | 22 | 22 |  | RANCH | RIVIERA 2 | 138 | 230 | SP | 0.52 | 0 | 2 | 1-1431 ACSR AW | 0 | 0 | 0 | 0 | 0 | 0 | 0 | 0 | 0 | 0 | 0 | 0 | 0 | 0 | 0 | 0 | 0 | 0 | 0 | 0 | 0 | 0 | 0 | 12
NO |  | 56 | 2012 | 32 | 23 | 23 |  | RANCH | RIVIERA 2 | 138 | 138 | SP | 1.37 | 0.92 | 2 | 1-954 ACSR AW | 0 | 0 | 0 | 0 | 0 | 0 | 0 | 0 | 0 | 0 | 0 | 0 | 0 | 0 | 0 | 0 | 0 | 0 | 0 | 0 | 0 | 0 | 0 | 12
NO |  | 56 | 2012 | 32 | 24 | 24 |  | RANCH | WEST PALM BEACH | 138 | 138 | H | 0.43 | 0 | 1 | 1-954 ACSR AZ | 0 | 0 | 0 | 0 | 0 | 0 | 0 | 0 | 0 | 0 | 0 | 0 | 0 | 0 | 0 | 0 | 0 | 0 | 0 | 0 | 0 | 0 | 0 | 12
NO |  | 56 | 2012 | 32 | 25 | 25 |  | RANCH | WEST PALM BEACH | 138 | 138 | SP | 3.28 | 0 | 1 | 1-954 ACSR AW | 0 | 0 | 0 | 0 | 0 | 0 | 0 | 0 | 0 | 0 | 0 | 0 | 0 | 0 | 0 | 0 | 0 | 0 | 0 | 0 | 0 | 0 | 0 | 12
NO |  | 56 | 2012 | 32 | 26 | 26 |  | RANCH | WEST PALM BEACH | 138 | 138 | SP | 9.16 | 0 | 1 | 1-954 ACSR AZ | 0 | 0 | 0 | 0 | 0 | 0 | 0 | 0 | 0 | 0 | 0 | 0 | 0 | 0 | 0 | 0 | 0 | 0 | 0 | 0 | 0 | 0 | 0 | 12
NO |  | 56 | 2012 | 32 | 27 | 27 |  | RANCH | WEST PALM BEACH | 138 | 138 | SP | 0.99 | 0 | 1 | 2-556.5 ACSR AW | 0 | 0 | 0 | 0 | 0 | 0 | 0 | 0 | 0 | 0 | 0 | 0 | 0 | 0 | 0 | 0 | 0 | 0 | 0 | 0 | 0 | 0 | 0 | 12
NO |  | 56 | 2012 | 32 | 28 | 28 |  | RANCH | WEST PALM BEACH | 138 | 138 | SP | 1.67 | 0 | 1 | 2-556.5P ACSR AZ | 0 | 0 | 0 | 0 | 0 | 0 | 0 | 0 | 0 | 0 | 0 | 0 | 0 | 0 | 0 | 0 | 0 | 0 | 0 | 0 | 0 | 0 | 0 | 12
NO |  | 56 | 2012 | 32 | 29 | 29 |  | RANCH | WESTINGHOUSE | 138 | 138 | H | 0.28 | 0 | 1 | 1-954 ACSR AW | 0 | 0 | 0 | 0 | 0 | 0 | 0 | 0 | 0 | 0 | 0 | 0 | 0 | 0 | 0 | 0 | 0 | 0 | 0 | 0 | 0 | 0 | 0 | 12
NO |  | 56 | 2012 | 32 | 30 | 30 |  | RANCH | WESTINGHOUSE | 138 | 138 | H | 0.11 | 0 | 1 | 1-954 ACSR AZ | 0 | 0 | 0 | 0 | 0 | 0 | 0 | 0 | 0 | 0 | 0 | 0 | 0 | 0 | 0 | 0 | 0 | 0 | 0 | 0 | 0 | 0 | 0 | 12
NO |  | 56 | 2012 | 32 | 31 | 31 |  | RANCH | WESTINGHOUSE | 138 | 138 | H | 18 | 0 | 1 | 2-336.4 ACSR AZ | 0 | 0 | 0 | 0 | 0 | 0 | 0 | 0 | 0 | 0 | 0 | 0 | 0 | 0 | 0 | 0 | 0 | 0 | 0 | 0 | 0 | 0 | 0 | 12
NO |  | 56 | 2012 | 32 | 32 | 32 |  | RANCH | WESTINGHOUSE | 138 | 138 | SP | 9.06 | 0 | 1 | 1-954 ACSR AW | 0 | 0 | 0 | 0 | 0 | 0 | 0 | 0 | 0 | 0 | 0 | 0 | 0 | 0 | 0 | 0 | 0 | 0 | 0 | 0 | 0 | 0 | 0 | 12
NO |  | 56 | 2012 | 32 | 33 | 33 |  | RANCH | WESTINGHOUSE | 138 | 138 | SP | 0.1 | 0 | 1 | 1-954 ACSR AZ | 0 | 0 | 0 | 0 | 0 | 0 | 0 | 0 | 0 | 0 | 0 | 0 | 0 | 0 | 0 | 0 | 0 | 0 | 0 | 0 | 0 | 0 | 0 | 12
NO |  | 56 | 2012 | 32 | 34 | 34 |  | RANCH | WESTINGHOUSE | 138 | 230 | H | 3.42 | 1.07 | 2 | 1-1431 ACSR AZ | 0 | 0 | 0 | 0 | 0 | 0 | 0 | 0 | 0 | 0 | 0 | 0 | 0 | 0 | 0 | 0 | 0 | 0 | 0 | 0 | 0 | 0 | 0 | 12
NO |  | 56 | 2012 | 32 | 35 | 35 |  | RECWAY | RIVIERA | 138 | 138 | H | 2.31 | 0 | 1 | 1-1431 ACSR AZ | 0 | 0 | 0 | 0 | 0 | 0 | 0 | 0 | 0 | 0 | 0 | 0 | 0 | 0 | 0 | 0 | 0 | 0 | 0 | 0 | 0 | 0 | 0 | 12
NO |  | 56 | 2012 | 33 | 1 | 1 |  | RECWAY | RIVIERA | 138 | 230 | SP | 0.43 | 0 | 1 | 1-1431 ACSR AW | 0 | 0 | 0 | 0 | 0 | 0 | 0 | 0 | 0 | 0 | 0 | 0 | 0 | 0 | 0 | 0 | 0 | 0 | 0 | 0 | 0 | 0 | 0 | 12
NO |  | 56 | 2012 | 33 | 2 | 2 |  | RECWAY | RIVIERA | 138 | 138 | SP | 2.62 | 0 | 1 | 1-556.5 ACSR AW | 0 | 0 | 0 | 0 | 0 | 0 | 0 | 0 | 0 | 0 | 0 | 0 | 0 | 0 | 0 | 0 | 0 | 0 | 0 | 0 | 0 | 0 | 0 | 12
NO |  | 56 | 2012 | 33 | 3 | 3 |  | RECWAY | RIVIERA | 138 | 138 | SP | 0.57 | 0 | 1 | 1-900 CU HT | 0 | 0 | 0 | 0 | 0 | 0 | 0 | 0 | 0 | 0 | 0 | 0 | 0 | 0 | 0 | 0 | 0 | 0 | 0 | 0 | 0 | 0 | 0 | 12
NO |  | 56 | 2012 | 33 | 4 | 4 |  | RECWAY | RIVIERA | 138 | 230 | SP | 0 | 0.85 | 2 | 1-1431 ACSR AZ | 0 | 0 | 0 | 0 | 0 | 0 | 0 | 0 | 0 | 0 | 0 | 0 | 0 | 0 | 0 | 0 | 0 | 0 | 0 | 0 | 0 | 0 | 0 | 12
NO |  | 56 | 2012 | 33 | 5 | 5 |  | RINGLING | PAYNE | 138 | 138 | SP | 2.86 | 0 | 1 | 1-795 AAC | 0 | 0 | 0 | 0 | 0 | 0 | 0 | 0 | 0 | 0 | 0 | 0 | 0 | 0 | 0 | 0 | 0 | 0 | 0 | 0 | 0 | 0 | 0 | 12
NO |  | 56 | 2012 | 33 | 6 | 6 |  | RINGLING | PAYNE | 138 | 138 | SP | 1.06 | 0 | 1 | 1-795 ACSR AZ | 0 | 0 | 0 | 0 | 0 | 0 | 0 | 0 | 0 | 0 | 0 | 0 | 0 | 0 | 0 | 0 | 0 | 0 | 0 | 0 | 0 | 0 | 0 | 12
NO |  | 56 | 2012 | 33 | 7 | 7 |  | RINGLING | PAYNE | 138 | 138 | SP | 0 | 1.29 | 2 | 1-795 ACSR AZ | 0 | 0 | 0 | 0 | 0 | 0 | 0 | 0 | 0 | 0 | 0 | 0 | 0 | 0 | 0 | 0 | 0 | 0 | 0 | 0 | 0 | 0 | 0 | 12
NO |  | 56 | 2012 | 33 | 8 | 8 |  | RINGLING | WOODS | 138 | 138 | SP | 0.68 | 0 | 1 | 1-795 AAC | 0 | 0 | 0 | 0 | 0 | 0 | 0 | 0 | 0 | 0 | 0 | 0 | 0 | 0 | 0 | 0 | 0 | 0 | 0 | 0 | 0 | 0 | 0 | 12
NO |  | 56 | 2012 | 33 | 9 | 9 |  | RINGLING | WOODS | 138 | 138 | SP | 1.08 | 0 | 1 | 1-795 ACSR AW | 0 | 0 | 0 | 0 | 0 | 0 | 0 | 0 | 0 | 0 | 0 | 0 | 0 | 0 | 0 | 0 | 0 | 0 | 0 | 0 | 0 | 0 | 0 | 12
NO |  | 56 | 2012 | 33 | 10 | 10 |  | RINGLING | WOODS | 138 | 138 | SP | 8.77 | 0 | 1 | 1-795 ACSR AZ | 0 | 0 | 0 | 0 | 0 | 0 | 0 | 0 | 0 | 0 | 0 | 0 | 0 | 0 | 0 | 0 | 0 | 0 | 0 | 0 | 0 | 0 | 0 | 12
NO |  | 56 | 2012 | 33 | 11 | 11 |  | RINGLING | WOODS | 138 | 138 | SP | 0.92 | 0 | 1 | 1-954 ACSR AW | 0 | 0 | 0 | 0 | 0 | 0 | 0 | 0 | 0 | 0 | 0 | 0 | 0 | 0 | 0 | 0 | 0 | 0 | 0 | 0 | 0 | 0 | 0 | 12
NO |  | 56 | 2012 | 33 | 12 | 12 |  | RINGLING | WOODS | 138 | 230 | H | 0.07 | 0.03 | 2 | 1-795 ACSR AZ | 0 | 0 | 0 | 0 | 0 | 0 | 0 | 0 | 0 | 0 | 0 | 0 | 0 | 0 | 0 | 0 | 0 | 0 | 0 | 0 | 0 | 0 | 0 | 12
NO |  | 56 | 2012 | 33 | 13 | 13 |  | RINGLING | WOODS | 138 | 138 | SP | 0.05 | 0 | 2 | 1-795 ACSR AZ | 0 | 0 | 0 | 0 | 0 | 0 | 0 | 0 | 0 | 0 | 0 | 0 | 0 | 0 | 0 | 0 | 0 | 0 | 0 | 0 | 0 | 0 | 0 | 12
NO |  | 56 | 2012 | 33 | 14 | 14 |  | RINGLING | WOODS | 138 | 138 | SP | 0 | 1.13 | 2 | 1-954 ACSR AW | 0 | 0 | 0 | 0 | 0 | 0 | 0 | 0 | 0 | 0 | 0 | 0 | 0 | 0 | 0 | 0 | 0 | 0 | 0 | 0 | 0 | 0 | 0 | 12
NO |  | 56 | 2012 | 33 | 15 | 15 |  | RIVIERA | RIVIERA 1 | 138 | 138 | SP | 0.07 | 0 | 1 | 1-795 ACSR AW | 0 | 0 | 0 | 0 | 0 | 0 | 0 | 0 | 0 | 0 | 0 | 0 | 0 | 0 | 0 | 0 | 0 | 0 | 0 | 0 | 0 | 0 | 0 | 12
NO |  | 56 | 2012 | 33 | 16 | 16 |  | RIVIERA | WEST PALM BEACH | 138 | 230 | H | 0.45 | 0 | 1 | 1-1431 ACSR AW | 0 | 0 | 0 | 0 | 0 | 0 | 0 | 0 | 0 | 0 | 0 | 0 | 0 | 0 | 0 | 0 | 0 | 0 | 0 | 0 | 0 | 0 | 0 | 12
NO |  | 56 | 2012 | 33 | 17 | 17 |  | RIVIERA | WEST PALM BEACH | 138 | 138 | H | 0.7 | 0 | 1 | 1-1431 ACSR AZ | 0 | 0 | 0 | 0 | 0 | 0 | 0 | 0 | 0 | 0 | 0 | 0 | 0 | 0 | 0 | 0 | 0 | 0 | 0 | 0 | 0 | 0 | 0 | 12
NO |  | 56 | 2012 | 33 | 18 | 18 |  | RIVIERA | WEST PALM BEACH | 138 | 138 | H | 0.03 | 0 | 1 | 1-900 CU HT | 0 | 0 | 0 | 0 | 0 | 0 | 0 | 0 | 0 | 0 | 0 | 0 | 0 | 0 | 0 | 0 | 0 | 0 | 0 | 0 | 0 | 0 | 0 | 12
NO |  | 56 | 2012 | 33 | 19 | 19 |  | RIVIERA | WEST PALM BEACH | 138 | 138 | H | 2 | 0 | 1 | 2-350 CU HT | 0 | 0 | 0 | 0 | 0 | 0 | 0 | 0 | 0 | 0 | 0 | 0 | 0 | 0 | 0 | 0 | 0 | 0 | 0 | 0 | 0 | 0 | 0 | 12
NO |  | 56 | 2012 | 33 | 20 | 20 |  | RIVIERA | WEST PALM BEACH | 138 | 138 | H | 3.6 | 0 | 1 | 2-556.5 ACSR AZ | 0 | 0 | 0 | 0 | 0 | 0 | 0 | 0 | 0 | 0 | 0 | 0 | 0 | 0 | 0 | 0 | 0 | 0 | 0 | 0 | 0 | 0 | 0 | 12
NO |  | 56 | 2012 | 33 | 21 | 21 |  | RIVIERA | WEST PALM BEACH | 138 | 230 | SP | 0.38 | 0 | 1 | 1-1431 ACSR AW | 0 | 0 | 0 | 0 | 0 | 0 | 0 | 0 | 0 | 0 | 0 | 0 | 0 | 0 | 0 | 0 | 0 | 0 | 0 | 0 | 0 | 0 | 0 | 12
NO |  | 56 | 2012 | 33 | 22 | 22 |  | RIVIERA | WEST PALM BEACH | 138 | 138 | SP | 0.07 | 0 | 1 | 1-1431 ACSR AZ | 0 | 0 | 0 | 0 | 0 | 0 | 0 | 0 | 0 | 0 | 0 | 0 | 0 | 0 | 0 | 0 | 0 | 0 | 0 | 0 | 0 | 0 | 0 | 12
NO |  | 56 | 2012 | 33 | 23 | 23 |  | RIVIERA | WEST PALM BEACH | 138 | 230 | SP | 0 | 2.65 | 2 | 1-1431 ACSR AW | 0 | 0 | 0 | 0 | 0 | 0 | 0 | 0 | 0 | 0 | 0 | 0 | 0 | 0 | 0 | 0 | 0 | 0 | 0 | 0 | 0 | 0 | 0 | 12
NO |  | 56 | 2012 | 33 | 24 | 24 |  | RIVIERA | WEST PALM BEACH | 138 | 138 | SP | 0 | 0 | 2 | 2-556.5 ACSR AZ | 0 | 0 | 0 | 0 | 0 | 0 | 0 | 0 | 0 | 0 | 0 | 0 | 0 | 0 | 0 | 0 | 0 | 0 | 0 | 0 | 0 | 0 | 0 | 12
NO |  | 56 | 2012 | 33 | 25 | 25 |  | SISTRUNK | SISTRUNK DIST | 138 | 138 | H | 0.02 | 0 | 1 | 1-1431 ACSR AZ | 0 | 0 | 0 | 0 | 0 | 0 | 0 | 0 | 0 | 0 | 0 | 0 | 0 | 0 | 0 | 0 | 0 | 0 | 0 | 0 | 0 | 0 | 0 | 12
NO |  | 56 | 2012 | 33 | 26 | 26 |  | YAMATO | CALDWELL RADIAL | 138 | 138 | SP | 4.96 | 0 | 1 | 1-954 ACSR AW | 0 | 0 | 0 | 0 | 0 | 0 | 0 | 0 | 0 | 0 | 0 | 0 | 0 | 0 | 0 | 0 | 0 | 0 | 0 | 0 | 0 | 0 | 0 | 12
NO |  | 56 | 2012 | 33 | 27 | 27 |  | YAMATO | CALDWELL RADIAL | 138 | 138 | SP | 0.23 | 0 | 1 | 1-954 ACSR AZ | 0 | 0 | 0 | 0 | 0 | 0 | 0 | 0 | 0 | 0 | 0 | 0 | 0 | 0 | 0 | 0 | 0 | 0 | 0 | 0 | 0 | 0 | 0 | 12
NO |  | 56 | 2012 | 33 | 28 | 28 |  | YAMATO | CALDWELL RADIAL | 138 | 138 | SP | 0 | 1.08 | 2 | 1-954 ACSR AW | 0 | 0 | 0 | 0 | 0 | 0 | 0 | 0 | 0 | 0 | 0 | 0 | 0 | 0 | 0 | 0 | 0 | 0 | 0 | 0 | 0 | 0 | 0 | 12
NO |  | 56 | 2012 | 33 | 29 | 29 |  |  | 115 KV LINES | 115 | 115 | H | 132.99 | 6.98 | 0 |  | 0 | 0 | 0 | 0 | 0 | 0 | 0 | 0 | 0 | 0 | 0 | 0 | 0 | 0 | 0 | 0 | 0 | 0 | 0 | 0 | 0 | 0 | 0 | 12
NO |  | 56 | 2012 | 33 | 30 | 30 |  |  | 115 KV LINES | 115 | 115 | SP | 555.81 | 52.08 | 0 |  | 0 | 0 | 0 | 0 | 0 | 0 | 0 | 0 | 0 | 0 | 0 | 0 | 0 | 0 | 0 | 0 | 0 | 0 | 0 | 0 | 0 | 0 | 0 | 12
NO |  | 56 | 2012 | 33 | 31 | 31 |  |  | 115 KV LINES | 115 | 115 | UG | 0.29 | 0 | 0 |  | 0 | 0 | 0 | 0 | 0 | 0 | 0 | 0 | 0 | 0 | 0 | 0 | 0 | 0 | 0 | 0 | 0 | 0 | 0 | 0 | 0 | 0 | 0 | 12
NO |  | 56 | 2012 | 33 | 32 | 32 |  |  | 69 KV LINES | 69 | 69 | H | 17.17 | 0 | 0 |  | 0 | 0 | 0 | 0 | 0 | 0 | 0 | 0 | 0 | 0 | 0 | 0 | 0 | 0 | 0 | 0 | 0 | 0 | 0 | 0 | 0 | 0 | 0 | 12
NO |  | 56 | 2012 | 33 | 33 | 33 |  |  | 69 KV LINES | 69 | 69 | SP | 147.37 | 0 | 0 |  | 0 | 0 | 0 | 0 | 0 | 0 | 0 | 0 | 0 | 0 | 0 | 0 | 0 | 0 | 0 | 0 | 0 | 0 | 0 | 0 | 0 | 0 | 0 | 12
NO |  | 56 | 2012 | 33 | 34 | 34 |  |  | 69 KV LINES | 69 | 69 | UG | 13.62 | 0 | 0 |  | 0 | 0 | 0 | 0 | 0 | 0 | 0 | 0 | 0 | 0 | 0 | 0 | 0 | 0 | 0 | 0 | 0 | 0 | 0 | 0 | 0 | 0 | 0 | 12
NO |  | 56 | 2012 | 0 | 36 | 36 |  | TOTAL |  | 0 | 0 |  | 6069.33 | 655.39 | 1504 |  | 342418898 | 1945591230 | 2288010128 | 24008385 | 13473063 | 8876 | 37490324 | 0 | 0 | 0 | 0 | 0 | 0 | 0 | 0 | 0 | 0 | 0 | 0 | 0 | 0 | 0 | 0 | 12
NO |  | 56 | 2012 | 33 | 35 | 35 |  | Costs |  | 0 | 0 |  | 0 | 0 | 0 |  | 342418898 | 1945591230 | 2288010128 | 24008385 | 13473063 | 8876 | 37490324 | 0 | 0 | 0 | 0 | 0 | 0 | 0 | 0 | 0 | 0 | 0 | 0 | 0 | 0 | 0 | 0 | 12
NO |  | 46 | 2012 | 0 | 1 | 1 |  | Mitchell | Elrama | 138 | 138 | Tower | 3.98 | 0 | 1 | (10) | 111448 | 670007 | 781455 | 0 | 0 | 0 | 0 | 0 | 0 | 0 | 0 | 0 | 0 | 0 | 0 | 620460151 | 0 | 0 | 0 | 0 | 0 | 0 | 0 | 12
NO |  | 46 | 2012 | 0 | 2 | 2 |  | Elrama | West Mifflin | 138 | 138 | Tower | 0 | 6.78 | 1 | (6) (14) | 2445 | 267235 | 269680 | 0 | 0 | 0 | 0 | 0 | 0 | 0 | 0 | 0 | 0 | 0 | 0 | 0 | 0 | 0 | 0 | 0 | 0 | 0 | 0 | 12
NO |  | 46 | 2012 | 0 | 3 | 3 |  | Clairton | West Mifflin | 138 | 138 | (Tower) | 3.1 | 0 | 1 | (8) | 189710 | 2295390 | 2485100 | 0 | 0 | 0 | 0 | 0 | 0 | 0 | 0 | 0 | 0 | 0 | 0 | 0 | 0 | 0 | 0 | 0 | 0 | 0 | 0 | 12
NO |  | 46 | 2012 | 0 | 4 | 4 |  | Clairton | West Mifflin | 138 | 138 | (Corten Pole) | 1.87 | 0 | 0 | (9) | 0 | 0 | 0 | 0 | 0 | 0 | 0 | 0 | 0 | 0 | 0 | 0 | 0 | 0 | 0 | 0 | 0 | 0 | 0 | 0 | 0 | 0 | 0 | 12
NO |  | 46 | 2012 | 0 | 5 | 5 |  | Elrama | Dravosburg | 138 | 138 | Tower | 6.6 | 3.14 | 1 | (8) | 0 | 812506 | 812506 | 0 | 0 | 0 | 0 | 0 | 0 | 0 | 0 | 0 | 0 | 0 | 0 | 0 | 0 | 0 | 0 | 0 | 0 | 0 | 0 | 12
NO |  | 46 | 2012 | 0 | 6 | 6 |  | Elrama | Piney Fork | 138 | 138 | Tower | 5.36 | 0 | 1 | (8) | 62251 | 531387 | 593638 | 0 | 0 | 0 | 0 | 0 | 0 | 0 | 0 | 0 | 0 | 0 | 0 | 0 | 0 | 0 | 0 | 0 | 0 | 0 | 0 | 12
NO |  | 46 | 2012 | 0 | 7 | 7 |  | Bethel Park | Elrama | 138 | 138 | Tower | 0.2 | 9.08 | 1 | (8) | 47 | 362535 | 362582 | 0 | 0 | 0 | 0 | 0 | 0 | 0 | 0 | 0 | 0 | 0 | 0 | 0 | 0 | 0 | 0 | 0 | 0 | 0 | 0 | 12
NO |  | 46 | 2012 | 0 | 8 | 8 |  | Elrama | Clairton | 138 | 138 | (Tower) | 0 | 3.65 | 1 | (8) | 0 | 566690 | 566690 | 0 | 0 | 0 | 0 | 0 | 0 | 0 | 0 | 0 | 0 | 0 | 0 | 0 | 0 | 0 | 0 | 0 | 0 | 0 | 0 | 12
NO |  | 46 | 2012 | 0 | 9 | 9 |  | Elrama | Clairton | 138 | 138 | (Corten Pole) | 0 | 2.05 | 0 | (9) | 0 | 0 | 0 | 0 | 0 | 0 | 0 | 0 | 0 | 0 | 0 | 0 | 0 | 0 | 0 | 0 | 0 | 0 | 0 | 0 | 0 | 0 | 0 | 12
NO |  | 46 | 2012 | 0 | 10 | 10 |  | Crescent | North | 138 | 138 | Tower | 18.12 | 0 | 1 | (9) | 131857 | 5585951 | 5717808 | 0 | 0 | 0 | 0 | 0 | 0 | 0 | 0 | 0 | 0 | 0 | 0 | 0 | 0 | 0 | 0 | 0 | 0 | 0 | 0 | 12
NO |  | 46 | 2012 | 0 | 11 | 11 |  | Crescent | North | 138 | 138 | Tower | 0 | 18.03 | 1 | (9) | 0 | 440097 | 440097 | 0 | 0 | 0 | 0 | 0 | 0 | 0 | 0 | 0 | 0 | 0 | 0 | 0 | 0 | 0 | 0 | 0 | 0 | 0 | 0 | 12
NO |  | 46 | 2012 | 0 | 12 | 12 |  | Crescent | Montour | 138 | 138 | Tower | 8.72 | 0 | 1 | (8) (9) | 22761 | 962716 | 985477 | 0 | 0 | 0 | 0 | 0 | 0 | 0 | 0 | 0 | 0 | 0 | 0 | 0 | 0 | 0 | 0 | 0 | 0 | 0 | 0 | 12
NO |  | 46 | 2012 | 0 | 13 | 13 |  | Crescent | Hopewell | 138 | 138 | Tower | 3.18 | 0 | 1 | (8) (9) | 49809 | 948168 | 997977 | 0 | 0 | 0 | 0 | 0 | 0 | 0 | 0 | 0 | 0 | 0 | 0 | 0 | 0 | 0 | 0 | 0 | 0 | 0 | 0 | 12
NO |  | 46 | 2012 | 0 | 14 | 14 |  | Crescent | Legionville | 138 | 138 | (Tower) | 6.87 | 0 | 1 | (8) (9) | 30966 | 2370776 | 2401742 | 0 | 0 | 0 | 0 | 0 | 0 | 0 | 0 | 0 | 0 | 0 | 0 | 0 | 0 | 0 | 0 | 0 | 0 | 0 | 0 | 12
NO |  | 46 | 2012 | 0 | 15 | 15 |  | Hopewell | Legionville | 138 | 138 | (Tower) | 2.26 | 0 | 1 | (8) (9) | 13983 | 665071 | 679054 | 0 | 0 | 0 | 0 | 0 | 0 | 0 | 0 | 0 | 0 | 0 | 0 | 0 | 0 | 0 | 0 | 0 | 0 | 0 | 0 | 12
NO |  | 46 | 2012 | 0 | 16 | 16 |  | Beaver Valley | Crescent | 138 | 138 | (Tower) | 5.53 | 0 | 1 | (8) (9) | 157885 | 1686444 | 1844329 | 0 | 0 | 0 | 0 | 0 | 0 | 0 | 0 | 0 | 0 | 0 | 0 | 0 | 0 | 0 | 0 | 0 | 0 | 0 | 0 | 12
NO |  | 46 | 2012 | 0 | 17 | 17 |  | Beaver Valley | Crescent | 138 | 138 | (Corten Pole) | 0 | 5.21 | 0 | (11) | 0 | 0 | 0 | 0 | 0 | 0 | 0 | 0 | 0 | 0 | 0 | 0 | 0 | 0 | 0 | 0 | 0 | 0 | 0 | 0 | 0 | 0 | 0 | 12
NO |  | 46 | 2012 | 0 | 18 | 18 |  | Beaver Valley | Crescent | 138 | 138 | (Wood Pole) | 0.96 | 0 | 0 | (9) | 0 | 0 | 0 | 0 | 0 | 0 | 0 | 0 | 0 | 0 | 0 | 0 | 0 | 0 | 0 | 0 | 0 | 0 | 0 | 0 | 0 | 0 | 0 | 12
NO |  | 46 | 2012 | 0 | 19 | 19 |  | Beaver Valley | Crescent | 138 | 138 | Tower | 9.42 | 5.53 | 1 | (8) (9) | 141948 | 1817675 | 1959623 | 0 | 0 | 0 | 0 | 0 | 0 | 0 | 0 | 0 | 0 | 0 | 0 | 0 | 0 | 0 | 0 | 0 | 0 | 0 | 0 | 12
NO |  | 46 | 2012 | 0 | 20 | 20 |  | Beaver Valley | Midland | 138 | 138 | Tower | 1.53 | 0 | 1 | (8) (9) | 3460 | 273079 | 276539 | 0 | 0 | 0 | 0 | 0 | 0 | 0 | 0 | 0 | 0 | 0 | 0 | 0 | 0 | 0 | 0 | 0 | 0 | 0 | 0 | 12
NO |  | 46 | 2012 | 0 | 21 | 21 |  | Beaver Valley | Midland | 138 | 138 | (Wood Pole) | 0.8 | 0 | 0 | (8) (9) | 0 | 0 | 0 | 0 | 0 | 0 | 0 | 0 | 0 | 0 | 0 | 0 | 0 | 0 | 0 | 0 | 0 | 0 | 0 | 0 | 0 | 0 | 0 | 12
NO |  | 46 | 2012 | 0 | 22 | 22 |  | Beaver Valley | J & L Furnace | 138 | 138 | Tower | 0.96 | 1.63 | 1 | (8) (9) | 1031 | 1084888 | 1085919 | 0 | 0 | 0 | 0 | 0 | 0 | 0 | 0 | 0 | 0 | 0 | 0 | 0 | 0 | 0 | 0 | 0 | 0 | 0 | 0 | 12
NO |  | 46 | 2012 | 0 | 23 | 23 |  | Beaver Valley | J & L Furnace | 138 | 138 | Wood Pole | 3 | 0 | 1 | (9) | 39443 | 1009442 | 1048885 | 0 | 0 | 0 | 0 | 0 | 0 | 0 | 0 | 0 | 0 | 0 | 0 | 0 | 0 | 0 | 0 | 0 | 0 | 0 | 0 | 12
NO |  | 46 | 2012 | 0 | 24 | 24 |  | Beaver Valley | J & L | 138 | 138 | (Tower) | 0.36 | 0.1 | 1 | (9) | 5612 | 529178 | 534790 | 0 | 0 | 0 | 0 | 0 | 0 | 0 | 0 | 0 | 0 | 0 | 0 | 0 | 0 | 0 | 0 | 0 | 0 | 0 | 0 | 12
NO |  | 46 | 2012 | 0 | 25 | 25 |  | Beaver Valley | J & L | 138 | 138 | (Wood Pole) | 2.57 | 0 | 0 | (9) | 0 | 0 | 0 | 0 | 0 | 0 | 0 | 0 | 0 | 0 | 0 | 0 | 0 | 0 | 0 | 0 | 0 | 0 | 0 | 0 | 0 | 0 | 0 | 12
NO |  | 46 | 2012 | 0 | 26 | 26 |  | Clinton | FIndlay | 138 | 138 | (Wood Pole) | 7.05 | 0 | 1 | (9) | 149182 | 2789084 | 2938266 | 0 | 0 | 0 | 0 | 0 | 0 | 0 | 0 | 0 | 0 | 0 | 0 | 0 | 0 | 0 | 0 | 0 | 0 | 0 | 0 | 12
NO |  | 46 | 2012 | 0 | 27 | 27 |  | Clinton | Findlay | 138 | 138 | UG | 0.21 | 0 | 0 | (18) | 0 | 0 | 0 | 0 | 0 | 0 | 0 | 0 | 0 | 0 | 0 | 0 | 0 | 0 | 0 | 0 | 0 | 0 | 0 | 0 | 0 | 0 | 0 | 12
NO |  | 46 | 2012 | 0 | 28 | 28 |  | Midland | J & L | 138 | 138 | Tower | 0.25 | 0.85 | 1 | (8) (9) | 2220 | 251483 | 253703 | 0 | 0 | 0 | 0 | 0 | 0 | 0 | 0 | 0 | 0 | 0 | 0 | 0 | 0 | 0 | 0 | 0 | 0 | 0 | 0 | 12
NO |  | 46 | 2012 | 0 | 29 | 29 |  | Beaver Valley | Raccoon | 138 | 138 | Tower | 0.04 | 7.56 | 1 | (8) (9) | 0 | 329769 | 329769 | 0 | 0 | 0 | 0 | 0 | 0 | 0 | 0 | 0 | 0 | 0 | 0 | 0 | 0 | 0 | 0 | 0 | 0 | 0 | 0 | 12
NO |  | 46 | 2012 | 0 | 30 | 30 |  | Brunot Island | Collier | 138 | 138 | Tower | 7.42 | 0 | 1 | (8) (9) | 183310 | 1563078 | 1746388 | 0 | 0 | 0 | 0 | 0 | 0 | 0 | 0 | 0 | 0 | 0 | 0 | 0 | 0 | 0 | 0 | 0 | 0 | 0 | 0 | 12
NO |  | 46 | 2012 | 0 | 31 | 31 |  | Brunot Island | Collier | 138 | 138 | Tower | 0 | 7.43 | 1 | (8) (9) | 0 | 543314 | 543314 | 0 | 0 | 0 | 0 | 0 | 0 | 0 | 0 | 0 | 0 | 0 | 0 | 0 | 0 | 0 | 0 | 0 | 0 | 0 | 0 | 12
NO |  | 46 | 2012 | 0 | 32 | 32 |  | Brunot Island | Sewickley | 138 | 138 | (Tower) | 6.23 | 4.49 | 1 | (8) (9) (17) | 851427 | 3595297 | 4446724 | 0 | 0 | 0 | 0 | 0 | 0 | 0 | 0 | 0 | 0 | 0 | 0 | 0 | 0 | 0 | 0 | 0 | 0 | 0 | 0 | 12
NO |  | 46 | 2012 | 0 | 33 | 33 |  | Brunot Island | Sewickley | 138 | 138 | (Wood Pole) | 3.32 | 0 | 0 | (9) | 0 | 0 | 0 | 0 | 0 | 0 | 0 | 0 | 0 | 0 | 0 | 0 | 0 | 0 | 0 | 0 | 0 | 0 | 0 | 0 | 0 | 0 | 0 | 12
NO |  | 46 | 2012 | 0 | 34 | 34 |  | Brunot Island | Montour | 138 | 138 | Tower | 0 | 6.48 | 1 | (8) (9) | 0 | 242622 | 242622 | 0 | 0 | 0 | 0 | 0 | 0 | 0 | 0 | 0 | 0 | 0 | 0 | 0 | 0 | 0 | 0 | 0 | 0 | 0 | 0 | 12
NO |  | 46 | 2012 | 0 | 35 | 35 |  | Findlay | Montour | 138 | 138 | Corten Pole | 7.71 | 0 | 1 | (9) | 430582 | 3036155 | 3466737 | 0 | 0 | 0 | 0 | 0 | 0 | 0 | 0 | 0 | 0 | 0 | 0 | 0 | 0 | 0 | 0 | 0 | 0 | 0 | 0 | 12
NO |  | 46 | 2012 | 1 | 1 | 1 |  | Brunot Island | Forbes | 138 | 138 | UG | 4.9 | 0 | 1 | (19) | 0 | 416128 | 416128 | 0 | 0 | 0 | 0 | 0 | 0 | 0 | 0 | 0 | 0 | 0 | 0 | 0 | 0 | 0 | 0 | 0 | 0 | 0 | 0 | 12
NO |  | 46 | 2012 | 1 | 2 | 2 |  | Forbes | Oakland | 138 | 138 | UG | 2.2 | 0 | 1 | (19) | 154 | 10178486 | 10178640 | 0 | 0 | 0 | 0 | 0 | 0 | 0 | 0 | 0 | 0 | 0 | 0 | 0 | 0 | 0 | 0 | 0 | 0 | 0 | 0 | 12
NO |  | 46 | 2012 | 1 | 3 | 3 |  | Cheswick | Wilmerding | 138 | 138 | Tower | 0 | 9.97 | 1 | (8) (9) | 550 | 2478778 | 2479328 | 0 | 0 | 0 | 0 | 0 | 0 | 0 | 0 | 0 | 0 | 0 | 0 | 0 | 0 | 0 | 0 | 0 | 0 | 0 | 0 | 12
NO |  | 46 | 2012 | 1 | 4 | 4 |  | Cheswick | Wilmerding | 138 | 138 | Wood Pole | 0.79 | 0 | 0 | (9) | 0 | 0 | 0 | 0 | 0 | 0 | 0 | 0 | 0 | 0 | 0 | 0 | 0 | 0 | 0 | 0 | 0 | 0 | 0 | 0 | 0 | 0 | 0 | 12
NO |  | 46 | 2012 | 1 | 5 | 5 |  | Cheswick | Wilmerding | 138 | 138 | Tower | 9.96 | 0 | 1 | (8) (9) | 0 | 2200627 | 2200627 | 0 | 0 | 0 | 0 | 0 | 0 | 0 | 0 | 0 | 0 | 0 | 0 | 0 | 0 | 0 | 0 | 0 | 0 | 0 | 0 | 12
NO |  | 46 | 2012 | 1 | 6 | 6 |  | Cheswick | Logans Ferry | 138 | 138 | (Corten Pole) | 0.92 | 0 | 1 | (17) | 0 | 898743 | 898743 | 0 | 0 | 0 | 0 | 0 | 0 | 0 | 0 | 0 | 0 | 0 | 0 | 0 | 0 | 0 | 0 | 0 | 0 | 0 | 0 | 12
NO |  | 46 | 2012 | 1 | 7 | 7 |  | Cheswick | Logans Ferry | 138 | 138 | (Corten Pole) | 0.71 | 0 | 1 | (17) | 550 | 510180 | 510730 | 0 | 0 | 0 | 0 | 0 | 0 | 0 | 0 | 0 | 0 | 0 | 0 | 0 | 0 | 0 | 0 | 0 | 0 | 0 | 0 | 12
NO |  | 46 | 2012 | 1 | 8 | 8 |  | Cheswick | Plum | 138 | 138 | Wood Pole | 7.7 | 0 | 1 | (8) (9) (14) | 246447 | 2241692 | 2488139 | 0 | 0 | 0 | 0 | 0 | 0 | 0 | 0 | 0 | 0 | 0 | 0 | 0 | 0 | 0 | 0 | 0 | 0 | 0 | 0 | 12
NO |  | 46 | 2012 | 1 | 9 | 9 |  | Cheswick | North (a) | 138 | 138 | Tower | 12.54 | 0 | 1 | (9) | 191276 | 3577550 | 3768826 | 0 | 0 | 0 | 0 | 0 | 0 | 0 | 0 | 0 | 0 | 0 | 0 | 0 | 0 | 0 | 0 | 0 | 0 | 0 | 0 | 12
NO |  | 46 | 2012 | 1 | 10 | 10 |  | Cheswick | North (a) | 138 | 138 | Tower | 0 | 12.54 | 1 | (9) | 0 | 455343 | 455343 | 0 | 0 | 0 | 0 | 0 | 0 | 0 | 0 | 0 | 0 | 0 | 0 | 0 | 0 | 0 | 0 | 0 | 0 | 0 | 0 | 12
NO |  | 46 | 2012 | 1 | 11 | 11 |  | Logans Ferry | Illinois | 138 | 138 | Tower | 6.98 | 0 | 1 | (4) (8) (9) | 63868 | 1078672 | 1142540 | 0 | 0 | 0 | 0 | 0 | 0 | 0 | 0 | 0 | 0 | 0 | 0 | 0 | 0 | 0 | 0 | 0 | 0 | 0 | 0 | 12
NO |  | 46 | 2012 | 1 | 12 | 12 |  | Highland | Logans Ferry | 138 | 138 | Corten Pole | 8.95 | 0 | 1 | (17) | 0 | 12658170 | 12658170 | 0 | 0 | 0 | 0 | 0 | 0 | 0 | 0 | 0 | 0 | 0 | 0 | 0 | 0 | 0 | 0 | 0 | 0 | 0 | 0 | 12
NO |  | 46 | 2012 | 1 | 13 | 13 |  | Highland | Logans Ferry | 138 | 138 | Corten Pole | 9.05 | 0 | 1 | (17) | 0 | 5398076 | 5398076 | 0 | 0 | 0 | 0 | 0 | 0 | 0 | 0 | 0 | 0 | 0 | 0 | 0 | 0 | 0 | 0 | 0 | 0 | 0 | 0 | 12
NO |  | 46 | 2012 | 1 | 14 | 14 |  | Cheswick | Pine Creek | 138 | 138 | Tower | 0 | 6.5 | 1 | (9) | 0 | 2114005 | 2114005 | 0 | 0 | 0 | 0 | 0 | 0 | 0 | 0 | 0 | 0 | 0 | 0 | 0 | 0 | 0 | 0 | 0 | 0 | 0 | 0 | 12
NO |  | 46 | 2012 | 1 | 15 | 15 |  | Collier | Elwyn | 138 | 138 | Tower | 7.83 | 0 | 1 | (8) (9) (10) | 1879934 | 1235421 | 3115355 | 0 | 0 | 0 | 0 | 0 | 0 | 0 | 0 | 0 | 0 | 0 | 0 | 0 | 0 | 0 | 0 | 0 | 0 | 0 | 0 | 12
NO |  | 46 | 2012 | 1 | 16 | 16 |  | Collier | Woodville | 138 | 138 | Tower | 2.18 | 0 | 1 | (17) | 31955 | 1152973 | 1184928 | 0 | 0 | 0 | 0 | 0 | 0 | 0 | 0 | 0 | 0 | 0 | 0 | 0 | 0 | 0 | 0 | 0 | 0 | 0 | 0 | 12
NO |  | 46 | 2012 | 1 | 17 | 17 |  | Collier | Woodville | 138 | 138 | Tower | 0 | 2.18 | 1 | (17) | 0 | 670563 | 670563 | 0 | 0 | 0 | 0 | 0 | 0 | 0 | 0 | 0 | 0 | 0 | 0 | 0 | 0 | 0 | 0 | 0 | 0 | 0 | 0 | 12
NO |  | 46 | 2012 | 1 | 18 | 18 |  | Cheswick | North | 138 | 138 | Tower | 11.7 | 0 | 1 | (9) | 0 | 4502231 | 4502231 | 0 | 0 | 0 | 0 | 0 | 0 | 0 | 0 | 0 | 0 | 0 | 0 | 0 | 0 | 0 | 0 | 0 | 0 | 0 | 0 | 12
NO |  | 46 | 2012 | 1 | 19 | 19 |  | Cheswick | North | 138 | 138 | (Wood Pole) | 3.79 | 0 | 0 | (3) (8) (9) | 0 | 0 | 0 | 0 | 0 | 0 | 0 | 0 | 0 | 0 | 0 | 0 | 0 | 0 | 0 | 0 | 0 | 0 | 0 | 0 | 0 | 0 | 0 | 12
NO |  | 46 | 2012 | 1 | 20 | 20 |  | Arsenal | Highland | 138 | 345 | (UG) | 3.85 | 0 | 1 | (16) | 0 | 22340058 | 22340058 | 0 | 0 | 0 | 0 | 0 | 0 | 0 | 0 | 0 | 0 | 0 | 0 | 0 | 0 | 0 | 0 | 0 | 0 | 0 | 0 | 12
NO |  | 46 | 2012 | 1 | 21 | 21 |  | Dravosburg | Elwyn | 138 | 138 | Tower | 6.47 | 0 | 1 | (9) | 62449 | 1243830 | 1306279 | 0 | 0 | 0 | 0 | 0 | 0 | 0 | 0 | 0 | 0 | 0 | 0 | 0 | 0 | 0 | 0 | 0 | 0 | 0 | 0 | 12
NO |  | 46 | 2012 | 1 | 22 | 22 |  | Carson | Dravosburg | 138 | 138 | (Tower) | 6.11 | 1.24 | 1 | (8) (9) (11) | 1246649 | 5299249 | 6545898 | 0 | 0 | 0 | 0 | 0 | 0 | 0 | 0 | 0 | 0 | 0 | 0 | 0 | 0 | 0 | 0 | 0 | 0 | 0 | 0 | 12
NO |  | 46 | 2012 | 1 | 23 | 23 |  | Dravosburg | West Mifflin | 138 | 138 | Tower | 3.01 | 0 | 1 | (8) | 0 | 46590 | 46590 | 0 | 0 | 0 | 0 | 0 | 0 | 0 | 0 | 0 | 0 | 0 | 0 | 0 | 0 | 0 | 0 | 0 | 0 | 0 | 0 | 12
NO |  | 46 | 2012 | 1 | 24 | 24 |  | Dravosburg | West Mifflin | 138 | 138 | Tower | 0 | 2.99 | 1 | (8) | 0 | 49564 | 49564 | 0 | 0 | 0 | 0 | 0 | 0 | 0 | 0 | 0 | 0 | 0 | 0 | 0 | 0 | 0 | 0 | 0 | 0 | 0 | 0 | 12
NO |  | 46 | 2012 | 1 | 25 | 25 |  | Dravosburg | Wilmerding | 138 | 138 | Tower | 5.31 | 0 | 1 | (8) (9) | 0 | 200415 | 200415 | 0 | 0 | 0 | 0 | 0 | 0 | 0 | 0 | 0 | 0 | 0 | 0 | 0 | 0 | 0 | 0 | 0 | 0 | 0 | 0 | 12
NO |  | 46 | 2012 | 1 | 26 | 26 |  | Dravosburg | Wilmerding | 138 | 138 | Tower | 0 | 5.23 | 1 | (8) (9) | 3162 | 1540944 | 1544106 | 0 | 0 | 0 | 0 | 0 | 0 | 0 | 0 | 0 | 0 | 0 | 0 | 0 | 0 | 0 | 0 | 0 | 0 | 0 | 0 | 12
NO |  | 46 | 2012 | 1 | 27 | 27 |  | Dravosburg | Logans Ferry | 138 | 138 | Tower | 0 | 17.51 | 1 | (8) (9) | 0 | 2575711 | 2575711 | 0 | 0 | 0 | 0 | 0 | 0 | 0 | 0 | 0 | 0 | 0 | 0 | 0 | 0 | 0 | 0 | 0 | 0 | 0 | 0 | 12
NO |  | 46 | 2012 | 1 | 28 | 28 |  | Dravosburg | Illinois | 138 | 138 | Tower | 2.54 | 0 | 1 | (9) | 0 | 434536 | 434536 | 0 | 0 | 0 | 0 | 0 | 0 | 0 | 0 | 0 | 0 | 0 | 0 | 0 | 0 | 0 | 0 | 0 | 0 | 0 | 0 | 12
NO |  | 46 | 2012 | 1 | 29 | 29 |  | Valley | Raccoon | 138 | 138 | Tower | 7.73 | 0 | 1 | (9) (10) | 179346 | 2631429 | 2810775 | 0 | 0 | 0 | 0 | 0 | 0 | 0 | 0 | 0 | 0 | 0 | 0 | 0 | 0 | 0 | 0 | 0 | 0 | 0 | 0 | 12
NO |  | 46 | 2012 | 1 | 30 | 30 |  | Crescent | Valley | 138 | 138 | (Tower) | 10.2 | 4.73 | 1 | (8) (9) | 18021 | 4271964 | 4289985 | 0 | 0 | 0 | 0 | 0 | 0 | 0 | 0 | 0 | 0 | 0 | 0 | 0 | 0 | 0 | 0 | 0 | 0 | 0 | 0 | 12
NO |  | 46 | 2012 | 1 | 31 | 31 |  | Valley | Raccoon | 138 | 138 | Tower | 0.08 | 7.73 | 1 | (9) (10) | 0 | 446461 | 446461 | 0 | 0 | 0 | 0 | 0 | 0 | 0 | 0 | 0 | 0 | 0 | 0 | 0 | 0 | 0 | 0 | 0 | 0 | 0 | 0 | 12
NO |  | 46 | 2012 | 1 | 32 | 32 |  | Legionville | Valley | 138 | 138 | Tower | 0 | 12.45 | 1 | (8) (9) | 0 | 2605047 | 2605047 | 0 | 0 | 0 | 0 | 0 | 0 | 0 | 0 | 0 | 0 | 0 | 0 | 0 | 0 | 0 | 0 | 0 | 0 | 0 | 0 | 12
NO |  | 46 | 2012 | 1 | 33 | 33 |  | Carson | Forbes | 138 | 138 | UG | 2.38 | 0 | 1 |  | 0 | 1624380 | 1624380 | 0 | 0 | 0 | 0 | 0 | 0 | 0 | 0 | 0 | 0 | 0 | 0 | 0 | 0 | 0 | 0 | 0 | 0 | 0 | 0 | 12
NO |  | 46 | 2012 | 1 | 34 | 34 |  | Carson | Forbes | 138 | 138 | Tower | 0.41 | 0 | 0 |  | 0 | 0 | 0 | 0 | 0 | 0 | 0 | 0 | 0 | 0 | 0 | 0 | 0 | 0 | 0 | 0 | 0 | 0 | 0 | 0 | 0 | 0 | 0 | 12
NO |  | 46 | 2012 | 1 | 35 | 35 |  | Carson | Dravosburg | 138 | 138 | (Tower) | 0.34 | 1.16 | 1 | (9) | 39426 | 1592611 | 1632037 | 0 | 0 | 0 | 0 | 0 | 0 | 0 | 0 | 0 | 0 | 0 | 0 | 0 | 0 | 0 | 0 | 0 | 0 | 0 | 0 | 12
NO |  | 46 | 2012 | 2 | 1 | 1 |  | Carson | Dravosburg | 138 | 138 | (Wood Pole) | 6.78 | 0 | 0 | (9) | 0 | 0 | 0 | 0 | 0 | 0 | 0 | 0 | 0 | 0 | 0 | 0 | 0 | 0 | 0 | 0 | 0 | 0 | 0 | 0 | 0 | 0 | 0 | 12
NO |  | 46 | 2012 | 2 | 2 | 2 |  | Carson | Bettis | 138 | 138 | Tower | 0.93 | 5.49 | 1 | (8) (9) | 1060583 | 846163 | 1906746 | 0 | 0 | 0 | 0 | 0 | 0 | 0 | 0 | 0 | 0 | 0 | 0 | 0 | 0 | 0 | 0 | 0 | 0 | 0 | 0 | 12
NO |  | 46 | 2012 | 2 | 3 | 3 |  | Hopewell | Legionville | 138 | 138 | Tower | 0 | 1.72 | 1 | (8) | 0 | 75100 | 75100 | 0 | 0 | 0 | 0 | 0 | 0 | 0 | 0 | 0 | 0 | 0 | 0 | 0 | 0 | 0 | 0 | 0 | 0 | 0 | 0 | 12
NO |  | 46 | 2012 | 2 | 4 | 4 |  | Dravosburg | Rankin | 138 | 138 | (Tower) | 0.3 | 0 | 1 | (9) | 191981 | 2221768 | 2413749 | 0 | 0 | 0 | 0 | 0 | 0 | 0 | 0 | 0 | 0 | 0 | 0 | 0 | 0 | 0 | 0 | 0 | 0 | 0 | 0 | 12
NO |  | 46 | 2012 | 2 | 5 | 5 |  | Dravosburg | Rankin | 138 | 138 | (Wood Pole) | 4.02 | 0 | 0 | (9) | 0 | 0 | 0 | 0 | 0 | 0 | 0 | 0 | 0 | 0 | 0 | 0 | 0 | 0 | 0 | 0 | 0 | 0 | 0 | 0 | 0 | 0 | 0 | 12
NO |  | 46 | 2012 | 2 | 6 | 6 |  | West Mifflin | Irvin | 138 | 138 | Tower | 0.12 | 0 | 1 | (6) | 13337 | 61386 | 74723 | 0 | 0 | 0 | 0 | 0 | 0 | 0 | 0 | 0 | 0 | 0 | 0 | 0 | 0 | 0 | 0 | 0 | 0 | 0 | 0 | 12
NO |  | 46 | 2012 | 2 | 7 | 7 |  | West Mifflin | Irvin | 138 | 138 | Tower | 0 | 0.11 | 1 | (6) | 0 | 15722 | 15722 | 0 | 0 | 0 | 0 | 0 | 0 | 0 | 0 | 0 | 0 | 0 | 0 | 0 | 0 | 0 | 0 | 0 | 0 | 0 | 0 | 12
NO |  | 46 | 2012 | 2 | 8 | 8 |  | Midland | WHEMCO | 138 | 138 | Wood Pole | 0.7 | 0 | 1 | (9) | 2062 | 283627 | 285689 | 0 | 0 | 0 | 0 | 0 | 0 | 0 | 0 | 0 | 0 | 0 | 0 | 0 | 0 | 0 | 0 | 0 | 0 | 0 | 0 | 12
NO |  | 46 | 2012 | 2 | 9 | 9 |  | J & L | Union Carbide | 138 | 138 | Steel Pole | 0.18 | 0 | 1 | (3) | 1031 | 139147 | 140178 | 0 | 0 | 0 | 0 | 0 | 0 | 0 | 0 | 0 | 0 | 0 | 0 | 0 | 0 | 0 | 0 | 0 | 0 | 0 | 0 | 12
NO |  | 46 | 2012 | 2 | 10 | 10 |  | Wilmerding | Westinghouse | 138 | 138 | (Steel Pole) | 1.02 | 0 | 1 | (9) | 31534 | 1049311 | 1080845 | 0 | 0 | 0 | 0 | 0 | 0 | 0 | 0 | 0 | 0 | 0 | 0 | 0 | 0 | 0 | 0 | 0 | 0 | 0 | 0 | 12
NO |  | 46 | 2012 | 2 | 11 | 11 |  | Wilmerding | Westinghouse | 138 | 138 | (UG) | 0.2 | 0 | 0 | (5) | 0 | 0 | 0 | 0 | 0 | 0 | 0 | 0 | 0 | 0 | 0 | 0 | 0 | 0 | 0 | 0 | 0 | 0 | 0 | 0 | 0 | 0 | 0 | 12
NO |  | 46 | 2012 | 2 | 12 | 12 |  | Wilmerding | WABCO | 138 | 138 | Wood Pole | 0.53 | 0 | 1 | (3) | 2400 | 60703 | 63103 | 0 | 0 | 0 | 0 | 0 | 0 | 0 | 0 | 0 | 0 | 0 | 0 | 0 | 0 | 0 | 0 | 0 | 0 | 0 | 0 | 12
NO |  | 46 | 2012 | 2 | 13 | 13 |  | Wilmerding | Westinghouse | 138 | 138 | (Steel Pole) | 0.03 | 0.97 | 1 | (9) | 0 | 212518 | 212518 | 0 | 0 | 0 | 0 | 0 | 0 | 0 | 0 | 0 | 0 | 0 | 0 | 0 | 0 | 0 | 0 | 0 | 0 | 0 | 0 | 12
NO |  | 46 | 2012 | 2 | 14 | 14 |  | Wilmerding | Westinghouse | 138 | 138 | (UG) | 0.23 | 0 | 0 | (5) | 0 | 0 | 0 | 0 | 0 | 0 | 0 | 0 | 0 | 0 | 0 | 0 | 0 | 0 | 0 | 0 | 0 | 0 | 0 | 0 | 0 | 0 | 0 | 12
NO |  | 46 | 2012 | 2 | 15 | 15 |  | Arsenal | Oakland | 138 | 138 | UG | 2.75 | 0 | 1 | (15) | 0 | 4129737 | 4129737 | 0 | 0 | 0 | 0 | 0 | 0 | 0 | 0 | 0 | 0 | 0 | 0 | 0 | 0 | 0 | 0 | 0 | 0 | 0 | 0 | 12
NO |  | 46 | 2012 | 2 | 16 | 16 |  | North | Pine Creek | 138 | 138 | Tower | 0 | 5.06 | 1 | (9) | 0 | 1336662 | 1336662 | 0 | 0 | 0 | 0 | 0 | 0 | 0 | 0 | 0 | 0 | 0 | 0 | 0 | 0 | 0 | 0 | 0 | 0 | 0 | 0 | 12
NO |  | 46 | 2012 | 2 | 17 | 17 |  | North | Wildwood | 138 | 138 | Wood Pole | 4.83 | 0 | 1 | (9) | 0 | 2737267 | 2737267 | 0 | 0 | 0 | 0 | 0 | 0 | 0 | 0 | 0 | 0 | 0 | 0 | 0 | 0 | 0 | 0 | 0 | 0 | 0 | 0 | 12
NO |  | 46 | 2012 | 2 | 18 | 18 |  | Woodville | Piney Fork | 138 | 138 | Tower | 0 | 11.43 | 1 | (8) | 481410 | 1053875 | 1535285 | 0 | 0 | 0 | 0 | 0 | 0 | 0 | 0 | 0 | 0 | 0 | 0 | 0 | 0 | 0 | 0 | 0 | 0 | 0 | 0 | 12
NO |  | 46 | 2012 | 2 | 19 | 19 |  | Dravosburg | Bettis | 138 | 138 | Tower | 0 | 0.95 | 1 | (8) | 0 | 37252 | 37252 | 0 | 0 | 0 | 0 | 0 | 0 | 0 | 0 | 0 | 0 | 0 | 0 | 0 | 0 | 0 | 0 | 0 | 0 | 0 | 0 | 12
NO |  | 46 | 2012 | 2 | 20 | 20 |  | Peters | Woodville | 138 | 138 | Tower | 0 | 6.91 | 1 | (8) | 0 | 0 | 0 | 0 | 0 | 0 | 0 | 0 | 0 | 0 | 0 | 0 | 0 | 0 | 0 | 0 | 0 | 0 | 0 | 0 | 0 | 0 | 0 | 12
NO |  | 46 | 2012 | 2 | 21 | 21 |  | Crescent | Sewickley | 138 | 138 | Tower | 0 | 4.07 | 1 | (8) (9) (17) | 0 | 1553655 | 1553655 | 0 | 0 | 0 | 0 | 0 | 0 | 0 | 0 | 0 | 0 | 0 | 0 | 0 | 0 | 0 | 0 | 0 | 0 | 0 | 0 | 12
NO |  | 46 | 2012 | 2 | 22 | 22 |  | Logans Ferry | Universal | 138 | 138 | Tower | 6.52 | 0 | 1 | (9) | 0 | 2043898 | 2043898 | 0 | 0 | 0 | 0 | 0 | 0 | 0 | 0 | 0 | 0 | 0 | 0 | 0 | 0 | 0 | 0 | 0 | 0 | 0 | 0 | 12
NO |  | 46 | 2012 | 2 | 23 | 23 |  | Collier | Elwyn | 138 | 138 | Tower | 0 | 7.82 | 1 | (8) (9) (10) | 0 | 356482 | 356482 | 0 | 0 | 0 | 0 | 0 | 0 | 0 | 0 | 0 | 0 | 0 | 0 | 0 | 0 | 0 | 0 | 0 | 0 | 0 | 0 | 12
NO |  | 46 | 2012 | 2 | 24 | 24 |  | Collier | Tidd | 345 | 345 | Tower | 23.93 | 0 | 1 | (10) | 675087 | 3732876 | 4407963 | 0 | 0 | 0 | 0 | 0 | 0 | 0 | 0 | 0 | 0 | 0 | 0 | 0 | 0 | 0 | 0 | 0 | 0 | 0 | 0 | 12
NO |  | 46 | 2012 | 2 | 25 | 25 |  | Brunot Island | Collier | 345 | 345 | (Corten Pole) | 7.13 | 0 | 1 | (11) | 913994 | 25620307 | 26534301 | 0 | 0 | 0 | 0 | 0 | 0 | 0 | 0 | 0 | 0 | 0 | 0 | 0 | 0 | 0 | 0 | 0 | 0 | 0 | 0 | 12
NO |  | 46 | 2012 | 2 | 26 | 26 |  | Arsenal | Brunot Island | 345 | 345 | UG | 6.31 | 0 | 1 | (16) | 74934 | 0 | 74934 | 0 | 0 | 0 | 0 | 0 | 0 | 0 | 0 | 0 | 0 | 0 | 0 | 0 | 0 | 0 | 0 | 0 | 0 | 0 | 0 | 12
NO |  | 46 | 2012 | 2 | 27 | 27 |  | Arsenal | Brunot Island | 345 | 345 | UG | 6.32 | 0 | 1 | (16) | 74934 | 0 | 74934 | 0 | 0 | 0 | 0 | 0 | 0 | 0 | 0 | 0 | 0 | 0 | 0 | 0 | 0 | 0 | 0 | 0 | 0 | 0 | 0 | 12
NO |  | 46 | 2012 | 2 | 28 | 28 |  | Arsenal | Carson | 345 | 345 | (UG) | 4.91 | 0 | 1 | (16) | 0 | 1909316 | 1909316 | 0 | 0 | 0 | 0 | 0 | 0 | 0 | 0 | 0 | 0 | 0 | 0 | 0 | 0 | 0 | 0 | 0 | 0 | 0 | 0 | 12
NO |  | 46 | 2012 | 2 | 29 | 29 |  | Arsenal | Carson | 345 | 345 | (Corten Pole) | 1.36 | 0 | 0 | (11) | 0 | 12286265 | 12286265 | 0 | 0 | 0 | 0 | 0 | 0 | 0 | 0 | 0 | 0 | 0 | 0 | 0 | 0 | 0 | 0 | 0 | 0 | 0 | 0 | 12
NO |  | 46 | 2012 | 2 | 30 | 30 |  | Arsenal | Logans Ferry | 0 | 0 |  | 0 | 0 | 0 |  | 0 | 23215535 | 23215535 | 0 | 0 | 0 | 0 | 0 | 0 | 0 | 0 | 0 | 0 | 0 | 0 | 0 | 0 | 0 | 0 | 0 | 0 | 0 | 0 | 12
NO |  | 46 | 2012 | 2 | 31 | 31 |  | Beaver Valley | Sammis | 345 | 345 | Tower | 0 | 0 | 0 | (10) | 43179 | 0 | 43179 | 0 | 0 | 0 | 0 | 0 | 0 | 0 | 0 | 0 | 0 | 0 | 0 | 0 | 0 | 0 | 0 | 0 | 0 | 0 | 0 | 12
NO |  | 46 | 2012 | 2 | 32 | 32 |  | Beaver Valley | Clinton | 345 | 345 | (Tower) | 13.27 | 0 | 1 | (11) | 408098 | 8820562 | 9228660 | 0 | 0 | 0 | 0 | 0 | 0 | 0 | 0 | 0 | 0 | 0 | 0 | 0 | 0 | 0 | 0 | 0 | 0 | 0 | 0 | 12
NO |  | 46 | 2012 | 2 | 33 | 33 |  | Beaver Valley | Clinton | 345 | 345 | (Corten Pole) | 1.45 | 0 | 0 | (11) | 0 | 0 | 0 | 0 | 0 | 0 | 0 | 0 | 0 | 0 | 0 | 0 | 0 | 0 | 0 | 0 | 0 | 0 | 0 | 0 | 0 | 0 | 0 | 12
NO |  | 46 | 2012 | 2 | 34 | 34 |  | Mansfield | Crescent | 345 | 345 | (Tower) | 1.95 | 0 | 1 | (11) | 323962 | 5118261 | 5442223 | 0 | 0 | 0 | 0 | 0 | 0 | 0 | 0 | 0 | 0 | 0 | 0 | 0 | 0 | 0 | 0 | 0 | 0 | 0 | 0 | 12
NO |  | 46 | 2012 | 2 | 35 | 35 |  | Mansfield | Crescent | 345 | 345 | (Corten Pole) | 9.68 | 0 | 0 | (11) | 0 | 0 | 0 | 0 | 0 | 0 | 0 | 0 | 0 | 0 | 0 | 0 | 0 | 0 | 0 | 0 | 0 | 0 | 0 | 0 | 0 | 0 | 0 | 12
NO |  | 46 | 2012 | 3 | 1 | 1 |  | Beaver Valley | Crescent | 345 | 345 | (Tower) | 0.78 | 12.04 | 1 | (11) | 159951 | 6819431 | 6979382 | 0 | 0 | 0 | 0 | 0 | 0 | 0 | 0 | 0 | 0 | 0 | 0 | 0 | 0 | 0 | 0 | 0 | 0 | 0 | 0 | 12
NO |  | 46 | 2012 | 3 | 2 | 2 |  | Beaver Valley | Crescent | 345 | 345 | (Corten Pole) | 2.96 | 0 | 0 | (11) | 0 | 0 | 0 | 0 | 0 | 0 | 0 | 0 | 0 | 0 | 0 | 0 | 0 | 0 | 0 | 0 | 0 | 0 | 0 | 0 | 0 | 0 | 0 | 12
NO |  | 46 | 2012 | 3 | 3 | 3 |  | Clinton | Collier | 345 | 345 | (Tower) | 0 | 1.27 | 1 | (11) | 620717 | 6943518 | 7564235 | 0 | 0 | 0 | 0 | 0 | 0 | 0 | 0 | 0 | 0 | 0 | 0 | 0 | 0 | 0 | 0 | 0 | 0 | 0 | 0 | 12
NO |  | 46 | 2012 | 3 | 4 | 4 |  | Clinton | Collier | 345 | 345 | (Corten Pole) | 12.68 | 0 | 0 | (11) | 0 | 0 | 0 | 0 | 0 | 0 | 0 | 0 | 0 | 0 | 0 | 0 | 0 | 0 | 0 | 0 | 0 | 0 | 0 | 0 | 0 | 0 | 0 | 12
NO |  | 46 | 2012 | 3 | 5 | 5 |  | Brunot Island | Crescent | 345 | 345 | (Tower) | 0 | 1.05 | 1 | (11) | 0 | 0 | 0 | 0 | 0 | 0 | 0 | 0 | 0 | 0 | 0 | 0 | 0 | 0 | 0 | 0 | 0 | 0 | 0 | 0 | 0 | 0 | 0 | 12
NO |  | 46 | 2012 | 3 | 6 | 6 |  | Brunot Island | Crescent | 345 | 345 | (Corten Pole) | 0 | 24.49 | 0 | (11) | 0 | 7045467 | 7045467 | 0 | 0 | 0 | 0 | 0 | 0 | 0 | 0 | 0 | 0 | 0 | 0 | 0 | 0 | 0 | 0 | 0 | 0 | 0 | 0 | 12
NO |  | 46 | 2012 | 0 | 36 | 36 |  | TOTAL |  | 0 | 0 |  | 407.83 | 269.07 | 94 |  | 14150790 | 318243793 | 332394583 | 0 | 0 | 0 | 0 | 0 | 0 | 0 | 0 | 0 | 0 | 0 | 0 | 0 | 0 | 0 | 0 | 0 | 0 | 0 | 0 | 12
SI/NO | A | 46 | 2012 | 3 | 7 | 7 |  | Transmission | Lines | 69 | 69 | TowerHframe | 29.71 | 19.45 | 6 | VARIOUS | 2298637 | 36738619 | 39037256 | 0 | 0 | 0 | 855128.4947 | 0 | 0 | 0 | 0 | 0 | 0 | 0 | 0 | 0 | 0 | 0 | 0 | 0 | 0 | 0 | 0 | 12
NO |  | 46 | 2012 | 3 | 8 | 8 |  | Other |  | 0 | 0 |  | 0 | 0 | 0 |  | 227795 | 27878899 | 28106694 | 0 | 0 | 0 | 0 | 0 | 0 | 0 | 0 | 0 | 0 | 0 | 0 | 0 | 0 | 0 | 0 | 0 | 0 | 0 | 0 | 12
NO |  | 309 | 2012 | 0 | 1 | 1 |  | OVERHEAD |  | 0 | 0 |  | 0 | 0 | 0 |  | 0 | 0 | 0 | 0 | 0 | 0 | 0 | 0 | 0 | 0 | 0 | 0 | 0 | 0 | 0 | 0 | 0 | 0 | 0 | 0 | 0 | 0 | 0 | 12
NO |  | 309 | 2012 | 0 | 2 | 2 |  | West Medway Station #446 | West Medway 3520 | 345 | 345 | Steel | 0.1 | 0 | 1 | Alum. 2-900 | 0 | 30064 | 30064 | 0 | 0 | 0 | 0 | 0 | 0 | 0 | 0 | 0 | 0 | 0 | 0 | 0 | 0 | 0 | 0 | 0 | 0 | 0 | 0 | 12
NO |  | 309 | 2012 | 0 | 3 | 3 |  | West Medway Station #446 | West Walpole Station #447 | 345 | 345 | Steel | 9.62 | 0 | 1 | ACSR 2500 | 0 | 1552169 | 1552169 | 0 | 0 | 0 | 0 | 0 | 0 | 0 | 0 | 0 | 0 | 0 | 0 | 0 | 0 | 0 | 0 | 0 | 0 | 0 | 0 | 12
NO |  | 309 | 2012 | 0 | 4 | 4 |  | West Walpole Station #447 | West Walpole | 345 | 345 | Steel | 0 | 0.65 | 1 | ACSR 2500 | 0 | 161208 | 161208 | 0 | 0 | 0 | 0 | 0 | 0 | 0 | 0 | 0 | 0 | 0 | 0 | 0 | 0 | 0 | 0 | 0 | 0 | 0 | 0 | 12
NO |  | 309 | 2012 | 0 | 5 | 5 |  | Stoughton Station #330 | West Walpole Station #447 | 345 | 345 | Steel | 8 | 0 | 1 | 2-1590 ACSR | 0 | 2478548 | 2478548 | 0 | 0 | 0 | 0 | 0 | 0 | 0 | 0 | 0 | 0 | 0 | 0 | 0 | 0 | 0 | 0 | 0 | 0 | 0 | 0 | 12
NO |  | 309 | 2012 | 0 | 6 | 6 |  | Holbrook Station #478 | Stoughton Station #330 | 345 | 345 | Steel | 6.6 | 0 | 1 | 2-1590 ACSR | 0 | 2044803 | 2044803 | 0 | 0 | 0 | 0 | 0 | 0 | 0 | 0 | 0 | 0 | 0 | 0 | 0 | 0 | 0 | 0 | 0 | 0 | 0 | 0 | 12
NO |  | 309 | 2012 | 0 | 7 | 7 |  | West Medway Station #446 | West Walpole | 345 | 345 | Steel | 0 | 8.93 | 1 | ACAR 2-1703 | 0 | 1277543 | 1277543 | 0 | 0 | 0 | 0 | 0 | 0 | 0 | 0 | 0 | 0 | 0 | 0 | 0 | 0 | 0 | 0 | 0 | 0 | 0 | 0 | 12
NO |  | 309 | 2012 | 0 | 8 | 8 |  | Whitman Station #451 | Holbrook Station #478 | 345 | 345 | Steel | 7.3 | 0 | 1 | ACSR 2-1590 | 950810 | 5128417 | 6079227 | 0 | 0 | 0 | 0 | 0 | 0 | 0 | 0 | 0 | 0 | 0 | 0 | 0 | 0 | 0 | 0 | 0 | 0 | 0 | 0 | 12
NO |  | 309 | 2012 | 0 | 9 | 9 |  | Woburn Station #211 | Billerica line | 345 | 345 | Wood | 6.18 | 0 | 1 | ACSR 2-954 | 0 | 1600760 | 1600760 | 0 | 0 | 0 | 0 | 0 | 0 | 0 | 0 | 0 | 0 | 0 | 0 | 0 | 0 | 0 | 0 | 0 | 0 | 0 | 0 | 12
NO |  | 309 | 2012 | 0 | 10 | 10 |  | Pilgrim Station #650 | Plymouth (M Standish T355) | 345 | 345 | Steel | 7.3 | 0 | 1 | ACSR 2-1703 | 666198 | 3824349 | 4490547 | 0 | 0 | 0 | 0 | 0 | 0 | 0 | 0 | 0 | 0 | 0 | 0 | 0 | 0 | 0 | 0 | 0 | 0 | 0 | 0 | 12
NO |  | 309 | 2012 | 0 | 11 | 11 |  | Pilgrim Station #650 | Plymouth (M Standish T342) | 345 | 345 | Steel | 0 | 7.29 | 1 | ACAR 2-1703 | 0 | 0 | 0 | 0 | 0 | 0 | 0 | 0 | 0 | 0 | 0 | 0 | 0 | 0 | 0 | 0 | 0 | 0 | 623090154 | 0 | 0 | 0 | 0 | 12
NO |  | 309 | 2012 | 0 | 12 | 12 |  | Plymouth | Whitman Station (Nat'l Grd | 345 | 345 | Steel | 25.85 | 0 | 1 | ACSR 2-1590 | 1619692 | 7705518 | 9325210 | 0 | 0 | 0 | 0 | 0 | 0 | 0 | 0 | 0 | 0 | 0 | 0 | 0 | 0 | 0 | 0 | 0 | 0 | 0 | 0 | 12
NO |  | 309 | 2012 | 0 | 13 | 13 |  | West Medway Station #446 | West Walpole Station #447 | 345 | 345 | Wood | 9.57 | 0 | 1 | ACSR 2-954 | 0 | 1369370 | 1369370 | 0 | 0 | 0 | 0 | 0 | 0 | 0 | 0 | 0 | 0 | 0 | 0 | 0 | 0 | 0 | 0 | 0 | 0 | 0 | 0 | 12
NO |  | 309 | 2012 | 0 | 14 | 14 |  | West Medway Station #446 | Milford Town Line 323 | 345 | 345 | Wood | 1.83 | 0 | 1 | Alum. 2-900 | 0 | 486255 | 486255 | 0 | 0 | 0 | 0 | 0 | 0 | 0 | 0 | 0 | 0 | 0 | 0 | 0 | 0 | 0 | 0 | 0 | 0 | 0 | 0 | 12
NO |  | 309 | 2012 | 0 | 15 | 15 |  | Woburn Station #211 | Lexington Station #320 | 345 | 345 | Wood | 8.24 | 0 | 1 | ACSR 2-1113 | 0 | 4734001 | 4734001 | 0 | 0 | 0 | 0 | 0 | 0 | 0 | 0 | 0 | 0 | 0 | 0 | 0 | 0 | 0 | 0 | 0 | 0 | 0 | 0 | 12
NO |  | 309 | 2012 | 0 | 16 | 16 |  | West Medway Station #446 | Milford Town Line 357 | 345 | 345 | Wood | 1.83 | 0 | 1 | ACSR 2-1104 | 0 | 1764971 | 1764971 | 0 | 0 | 0 | 0 | 0 | 0 | 0 | 0 | 0 | 0 | 0 | 0 | 0 | 0 | 0 | 0 | 0 | 0 | 0 | 0 | 12
NO |  | 309 | 2012 | 0 | 17 | 17 |  | Bellingham Tap 336 | Northeast Energy Associate | 345 | 345 | Wood | 0.05 | 0 | 1 | ACAR 2-1024 | 0 | 0 | 0 | 0 | 0 | 0 | 0 | 0 | 0 | 0 | 0 | 0 | 0 | 0 | 0 | 0 | 0 | 0 | 0 | 0 | 0 | 0 | 0 | 12
NO |  | 309 | 2012 | 0 | 18 | 18 |  | Bellingham Tap 336 | Blackstone Station #309 | 345 | 345 | Wood | 2.32 | 0 | 1 | ACSS 2-900 | 514000 | 2051400 | 2565400 | 0 | 0 | 0 | 0 | 0 | 0 | 0 | 0 | 0 | 0 | 0 | 0 | 0 | 0 | 0 | 0 | 0 | 0 | 0 | 0 | 12
NO |  | 309 | 2012 | 0 | 19 | 19 |  | Blackstone Station #309 | Mass/R.I. Line | 345 | 345 | Wood | 11.04 | 0 | 1 | ACSS 2-900 | 756500 | 2308500 | 3065000 | 0 | 0 | 0 | 0 | 0 | 0 | 0 | 0 | 0 | 0 | 0 | 0 | 0 | 0 | 0 | 0 | 0 | 0 | 0 | 0 | 12
NO |  | 309 | 2012 | 0 | 20 | 20 |  | Canal 322 | Myles Standish Tap 322 | 345 | 345 | H Frame | 13.1 | 0 | 1 | 2335 | 135401 | 1017104 | 1152505 | 0 | 0 | 0 | 0 | 0 | 0 | 0 | 0 | 0 | 0 | 0 | 0 | 0 | 0 | 0 | 0 | 0 | 0 | 0 | 0 | 12
NO |  | 309 | 2012 | 0 | 21 | 21 |  | Myles Standish Tap 322 | Carver 322 | 345 | 345 | H Frame | 7.2 | 0 | 1 | 2335 | 74661 | 560840 | 635501 | 0 | 0 | 0 | 0 | 0 | 0 | 0 | 0 | 0 | 0 | 0 | 0 | 0 | 0 | 0 | 0 | 0 | 0 | 0 | 0 | 12
NO |  | 309 | 2012 | 0 | 22 | 22 |  | Carver 331 | Bridgewater Town Line | 345 | 345 | H Frame | 9.4 | 0 | 1 | 2335 | 97246 | 730486 | 827732 | 0 | 0 | 0 | 0 | 0 | 0 | 0 | 0 | 0 | 0 | 0 | 0 | 0 | 0 | 0 | 0 | 0 | 0 | 0 | 0 | 12
NO |  | 309 | 2012 | 0 | 23 | 23 |  | Canal 342 | Myles Standish Tap 342 | 345 | 345 | S Lattice | 13.1 | 0 | 1 | 2-1703 | 142475 | 2268899 | 2411374 | 0 | 0 | 0 | 0 | 0 | 0 | 0 | 0 | 0 | 0 | 0 | 0 | 0 | 0 | 0 | 0 | 0 | 0 | 0 | 0 | 12
NO |  | 309 | 2012 | 0 | 24 | 24 |  | Cape Cod Canal Cr 343/322 | Cape Cod Canal Crossing | 345 | 345 | S Lattice | 1 | 0 | 2 | 2-1703 | 2337 | 157094 | 159431 | 0 | 0 | 0 | 0 | 0 | 0 | 0 | 0 | 0 | 0 | 0 | 0 | 0 | 0 | 0 | 0 | 0 | 0 | 0 | 0 | 12
NO |  | 309 | 2012 | 0 | 25 | 25 |  | Myles Standish Tap 355 | Carver 355 | 345 | 345 | S Lattice | 7.2 | 0 | 1 | 2-1703 | 93607 | 1568012 | 1661619 | 0 | 0 | 0 | 0 | 0 | 0 | 0 | 0 | 0 | 0 | 0 | 0 | 0 | 0 | 0 | 0 | 0 | 0 | 0 | 0 | 12
NO |  | 309 | 2012 | 0 | 26 | 26 |  | Bridgewater | Carver 356 | 345 | 345 | S Lattice | 9.4 | 0 | 1 | 2-1703 | 93505 | 1566316 | 1659821 | 0 | 0 | 0 | 0 | 0 | 0 | 0 | 0 | 0 | 0 | 0 | 0 | 0 | 0 | 0 | 0 | 0 | 0 | 0 | 0 | 12
NO |  | 309 | 2012 | 0 | 27 | 27 |  | W. Medway 336 | Bellingham Tap 336 | 345 | 345 | H Frame | 5.5 | 0 | 1 | 2-900 | 95422 | 191491 | 286913 | 0 | 0 | 0 | 0 | 0 | 0 | 0 | 0 | 0 | 0 | 0 | 0 | 0 | 0 | 0 | 0 | 0 | 0 | 0 | 0 | 12
NO |  | 309 | 2012 | 0 | 28 | 28 |  | West Medway Station #446 | Leland Street Station #240 | 230 | 230 | Steel | 10.39 | 0 | 1 | ACSR 1113 | 0 | 887788 | 887788 | 0 | 0 | 0 | 0 | 0 | 0 | 0 | 0 | 0 | 0 | 0 | 0 | 0 | 0 | 0 | 0 | 0 | 0 | 0 | 0 | 12
NO |  | 309 | 2012 | 0 | 29 | 29 |  | West Medway Station #446 | Leland Street Station #240 | 230 | 230 | Wood | 0.57 | 0 | 0 |  | 0 | 0 | 0 | 0 | 0 | 0 | 0 | 0 | 0 | 0 | 0 | 0 | 0 | 0 | 0 | 0 | 0 | 0 | 0 | 0 | 0 | 0 | 0 | 12
NO |  | 309 | 2012 | 0 | 30 | 30 |  | West Medway Station #446 | Waltham Station #282 | 230 | 230 | Steel | 0 | 17.58 | 1 | ACSR 1113 | 100775 | 2805256 | 2906031 | 0 | 0 | 0 | 0 | 0 | 0 | 0 | 0 | 0 | 0 | 0 | 0 | 0 | 0 | 0 | 0 | 0 | 0 | 0 | 0 | 12
NO |  | 309 | 2012 | 0 | 31 | 31 |  | West Medway Station #446 | Waltham Station #282 | 230 | 230 | Wood | 7.26 | 0 | 0 |  | 0 | 0 | 0 | 0 | 0 | 0 | 0 | 0 | 0 | 0 | 0 | 0 | 0 | 0 | 0 | 0 | 0 | 0 | 0 | 0 | 0 | 0 | 0 | 12
SI/SI | A | 309 | 2012 | 0 | 32 | 32 |  | Various Locations | Various Locations | 115 | 115 | Overhead | 430.88 | 52.91 | 100 | Various | 7452613 | 211352875 | 218805488 | 1533239 | 6684104 | 0 | 8217343 | 0 | 0 | 0 | 0 | 0 | 0 | 0 | 0 | 0 | 0 | 0 | 0 | 0 | 0 | 0 | 0 | 12
NO |  | 309 | 2012 | 0 | 33 | 33 |  | UNDERGROUND |  | 0 | 0 |  | 0 | 0 | 0 |  | 0 | 0 | 0 | 0 | 0 | 0 | 0 | 0 | 0 | 0 | 0 | 0 | 0 | 0 | 0 | 0 | 0 | 0 | 0 | 0 | 0 | 0 | 0 | 12
NO |  | 309 | 2012 | 0 | 34 | 34 |  | No. Cambridge Station #509 | Woburn Station #211 | 345 | 345 | Underground | 12.04 | 0 | 2 | CU-2-2500 | 1610 | 14805078 | 14806688 | 0 | 0 | 0 | 0 | 0 | 0 | 0 | 0 | 0 | 0 | 0 | 0 | 0 | 0 | 0 | 0 | 0 | 0 | 0 | 0 | 12
NO |  | 309 | 2012 | 0 | 35 | 35 |  | Everett Station #250 | No. Cambridge Station #509 | 345 | 345 | Underground | 9.92 | 0 | 2 | CU-2500 | 2756 | 14889557 | 14892313 | 0 | 0 | 0 | 0 | 0 | 0 | 0 | 0 | 0 | 0 | 0 | 0 | 0 | 0 | 0 | 0 | 0 | 0 | 0 | 0 | 12
NO |  | 309 | 2012 | 1 | 1 | 1 |  | Everett Station #250 | Saugus Nat'l Grid Sta. #90 | 345 | 345 | Underground | 6.29 | 0 | 1 | CU-2-2500 | 0 | 22295501 | 22295501 | 0 | 0 | 0 | 0 | 0 | 0 | 0 | 0 | 0 | 0 | 0 | 0 | 0 | 0 | 0 | 0 | 0 | 0 | 0 | 0 | 12
NO |  | 309 | 2012 | 1 | 2 | 2 |  | Everett Station #250 | Boston Station #514 | 345 | 345 | Underground | 8.4 | 0 | 2 | CU-2500 | 0 | 25523693 | 25523693 | 0 | 0 | 0 | 0 | 0 | 0 | 0 | 0 | 0 | 0 | 0 | 0 | 0 | 0 | 0 | 0 | 0 | 0 | 0 | 0 | 12
NO |  | 309 | 2012 | 1 | 3 | 3 |  | Stoughton Station #330 | Hyde Park St. #496 Cir 316 | 345 | 345 | Underground | 11.4 | 0 | 1 | 2500CU | 0 | 41549505 | 41549505 | 0 | 0 | 0 | 0 | 0 | 0 | 0 | 0 | 0 | 0 | 0 | 0 | 0 | 0 | 0 | 0 | 0 | 0 | 0 | 0 | 12
NO |  | 309 | 2012 | 1 | 4 | 4 |  | Stoughton Station #330 | K St. Station #385, C 3162 | 345 | 345 | Underground | 17.5 | 0 | 1 | 2500CU | 0 | 67402101 | 67402101 | 0 | 0 | 0 | 0 | 0 | 0 | 0 | 0 | 0 | 0 | 0 | 0 | 0 | 0 | 0 | 0 | 0 | 0 | 0 | 0 | 12
NO |  | 309 | 2012 | 1 | 5 | 5 |  | Stoughton Station #330 | K St. Station #385, C 3163 | 345 | 345 | Underground | 17.5 | 0 | 1 | 2500CU | 0 | 82385931 | 82385931 | 0 | 0 | 0 | 0 | 0 | 0 | 0 | 0 | 0 | 0 | 0 | 0 | 0 | 0 | 0 | 0 | 0 | 0 | 0 | 0 | 12
SI/SI | S | 309 | 2012 | 1 | 6 | 6 |  | Various Locations | Various Locations | 115 | 115 | Underground | 160.02 | 0 | 37 | Various | 190528 | 199891734 | 200082262 | 708102 | 672250 | 0 | 1380352 | 0 | 0 | 0 | 0 | 0 | 0 | 0 | 0 | 0 | 0 | 0 | 0 | 0 | 0 | 0 | 0 | 12
NO |  | 309 | 2012 | 1 | 7 | 7 |  | TRANSM. LINE RENTS | Account 567 | 0 | 0 |  | 0 | 0 | 0 |  | 0 | 0 | 0 | 0 | 0 | 7551710 | 7551710 | 0 | 0 | 0 | 0 | 0 | 0 | 0 | 0 | 0 | 0 | 0 | 0 | 0 | 0 | 0 | 0 | 12
NO |  | 309 | 2012 | 0 | 36 | 36 |  | TOTAL |  | 0 | 0 |  | 863.9 | 87.36 | 176 |  | 12990136 | 730367137 | 743357273 | 2241341 | 7356354 | 7551710 | 17149405 | 0 | 0 | 0 | 0 | 0 | 0 | 0 | 0 | 0 | 0 | 0 | 0 | 0 | 0 | 0 | 0 | 12
NO |  | 8 | 2012 | 0 | 1 | 1 |  | White Bluff | Keo 6010 | 500 | 0 | Lat Stl A | 17.24 | 0 | 1 | 954 ACSR | 0 | 0 | 0 | 0 | 0 | 0 | 0 | 0 | 0 | 0 | 0 | 0 | 0 | 0 | 0 | 0 | 0 | 0 | 0 | 0 | 0 | 0 | 0 | 12
NO |  | 8 | 2012 | 0 | 2 | 2 |  | El Dorado | LA St Ln (Scec) 6004 | 500 | 0 | Lat Stl A | 24.31 | 0 | 1 | 954 ACSR | 0 | 0 | 0 | 0 | 0 | 0 | 0 | 0 | 0 | 0 | 0 | 0 | 0 | 0 | 0 | 0 | 0 | 0 | 0 | 0 | 0 | 0 | 0 | 12
NO |  | 8 | 2012 | 0 | 3 | 3 |  | Dell | Miss River 6019 | 500 | 0 | Lat Stl A | 28.45 | 0 | 1 | 954 ACSR | 0 | 0 | 0 | 0 | 0 | 0 | 0 | 0 | 0 | 0 | 0 | 0 | 0 | 0 | 0 | 0 | 0 | 0 | 0 | 0 | 0 | 0 | 0 | 12
NO |  | 8 | 2012 | 0 | 4 | 4 |  | Dell | Mo St Lin 6012 | 500 | 0 | Lat Stl A | 9.36 | 0 | 1 | 954 ACSR | 0 | 0 | 0 | 0 | 0 | 0 | 0 | 0 | 0 | 0 | 0 | 0 | 0 | 0 | 0 | 0 | 0 | 0 | 0 | 0 | 0 | 0 | 0 | 12
NO |  | 8 | 2012 | 0 | 5 | 5 |  | Hot Springs | McNeil 6014 | 500 | 0 | Guyed Ste | 84.18 | 0 | 1 | 954 ACSR | 0 | 0 | 0 | 0 | 0 | 0 | 0 | 0 | 0 | 0 | 0 | 0 | 0 | 0 | 0 | 0 | 0 | 0 | 0 | 0 | 0 | 0 | 0 | 12
NO |  | 8 | 2012 | 0 | 6 | 6 |  | El Dorado | McNeil 6013 | 500 | 0 | Guyed Ste | 37.76 | 0 | 1 | 954 ACSR | 0 | 0 | 0 | 0 | 0 | 0 | 0 | 0 | 0 | 0 | 0 | 0 | 0 | 0 | 0 | 0 | 0 | 0 | 0 | 0 | 0 | 0 | 0 | 12
NO |  | 8 | 2012 | 0 | 7 | 7 |  | Independence | Dell 6015 | 500 | 0 | Lat Stl A | 82.85 | 0 | 1 | 954 ACSR | 0 | 0 | 0 | 0 | 0 | 0 | 0 | 0 | 0 | 0 | 0 | 0 | 0 | 0 | 0 | 0 | 0 | 0 | 0 | 0 | 0 | 0 | 0 | 12
NO |  | 8 | 2012 | 0 | 8 | 8 |  | Independence | Keo 6016 | 500 | 0 | Lat Stl A | 86.31 | 0 | 1 | 954 ACSR | 0 | 0 | 0 | 0 | 0 | 0 | 0 | 0 | 0 | 0 | 0 | 0 | 0 | 0 | 0 | 0 | 0 | 0 | 0 | 0 | 0 | 0 | 0 | 12
NO |  | 8 | 2012 | 0 | 9 | 9 |  | White Bluff | Sheridan 6011 | 500 | 0 | Lat Stl A | 18.64 | 0 | 1 | 954 ACSR | 0 | 0 | 0 | 0 | 0 | 0 | 0 | 0 | 0 | 0 | 0 | 0 | 0 | 0 | 0 | 0 | 0 | 0 | 0 | 0 | 0 | 0 | 0 | 12
NO |  | 8 | 2012 | 0 | 10 | 10 |  | ANO | Mayflower 6002 | 500 | 0 | Lat Stl A | 60.89 | 0 | 1 | 954 ACSR | 0 | 0 | 0 | 0 | 0 | 0 | 0 | 0 | 0 | 0 | 0 | 0 | 0 | 0 | 0 | 0 | 0 | 0 | 0 | 0 | 0 | 0 | 0 | 12
NO |  | 8 | 2012 | 0 | 11 | 11 |  | Mabelvale-LR Pinnicle | Mayflower 6007 | 500 | 0 | Lat Stl A | 29.92 | 0 | 1 | 954 ACSR | 0 | 0 | 0 | 0 | 0 | 0 | 0 | 0 | 0 | 0 | 0 | 0 | 0 | 0 | 0 | 0 | 0 | 0 | 0 | 0 | 0 | 0 | 0 | 12
NO |  | 8 | 2012 | 0 | 12 | 12 |  | ANO | Jct Mablv 6001 | 500 | 0 | Guyed Alu | 49.03 | 0 | 2 | 954 ACSR | 0 | 0 | 0 | 0 | 0 | 0 | 0 | 0 | 0 | 0 | 0 | 0 | 0 | 0 | 0 | 0 | 0 | 0 | 0 | 0 | 0 | 0 | 0 | 12
NO |  | 8 | 2012 | 0 | 13 | 13 |  | El Dorado | La St Ln (Gsu) 6003 | 500 | 0 | Lat Stl A | 20.21 | 0 | 1 | 954 ACSR | 0 | 0 | 0 | 0 | 0 | 0 | 0 | 0 | 0 | 0 | 0 | 0 | 0 | 0 | 0 | 0 | 0 | 0 | 0 | 0 | 0 | 0 | 0 | 12
NO |  | 8 | 2012 | 0 | 14 | 14 |  | West Memphis | Mabelvale 6009 | 500 | 0 | Lat Stl A | 136.32 | 0 | 1 | 954 ACSR | 0 | 0 | 0 | 0 | 0 | 0 | 0 | 0 | 0 | 0 | 0 | 0 | 0 | 0 | 0 | 0 | 0 | 0 | 0 | 0 | 0 | 0 | 0 | 12
NO |  | 8 | 2012 | 0 | 15 | 15 |  | Miss River | West Memphis 6008 | 500 | 0 | Lat Stl A | 0.95 | 0 | 1 | 954 ACSR | 0 | 0 | 0 | 0 | 0 | 0 | 0 | 0 | 0 | 0 | 0 | 0 | 0 | 0 | 0 | 0 | 0 | 0 | 0 | 0 | 0 | 0 | 0 | 12
NO |  | 8 | 2012 | 0 | 16 | 16 |  | Jct Mablv | OG&E Connection 6006 | 500 | 0 | Lat Stl A | 84.94 | 0 | 1 | 954 ACSR | 0 | 0 | 0 | 0 | 0 | 0 | 0 | 0 | 0 | 0 | 0 | 0 | 0 | 0 | 0 | 0 | 0 | 0 | 0 | 0 | 0 | 0 | 0 | 12
NO |  | 8 | 2012 | 0 | 17 | 17 |  | Mabelvale | El Dorado 6005 | 500 | 0 | Lat Stl A | 95.34 | 0 | 1 | 954 ACSR | 0 | 0 | 0 | 0 | 0 | 0 | 0 | 0 | 0 | 0 | 0 | 0 | 0 | 0 | 0 | 0 | 0 | 0 | 0 | 0 | 0 | 0 | 0 | 12
NO |  | 8 | 2012 | 0 | 18 | 18 |  | Sheridan | Hot Springs 6017 | 500 | 0 | Guyed Ste | 26.81 | 0 | 1 | 954 ACSR | 0 | 0 | 0 | 0 | 0 | 0 | 0 | 0 | 0 | 0 | 0 | 0 | 0 | 0 | 0 | 0 | 0 | 0 | 0 | 0 | 0 | 0 | 0 | 12
NO |  | 8 | 2012 | 0 | 19 | 19 |  | 500kv Tie Lines |  | 500 | 0 | Lat Stl A | 0.57 | 0 | 1 | 954 ACSR | 0 | 0 | 0 | 0 | 0 | 0 | 0 | 0 | 0 | 0 | 0 | 0 | 0 | 0 | 0 | 0 | 0 | 0 | 0 | 0 | 0 | 0 | 0 | 12
NO |  | 8 | 2012 | 0 | 22 | 22 |  | El Dorado | LA State Line 6101 | 345 | 0 | Guyed Alu | 44 | 0 | 1 | 1024.5 ACAR | 0 | 0 | 0 | 0 | 0 | 0 | 0 | 0 | 0 | 0 | 0 | 0 | 0 | 0 | 0 | 0 | 0 | 0 | 0 | 0 | 0 | 0 | 0 | 12
NO |  | 8 | 2012 | 0 | 25 | 25 |  | Lake Village Bagby | Miss St Line 6201 | 230 | 0 | Wood H-Fr | 14.07 | 0 | 1 | 1534 ACAR | 0 | 0 | 0 | 0 | 0 | 0 | 0 | 0 | 0 | 0 | 0 | 0 | 0 | 0 | 0 | 0 | 0 | 0 | 0 | 0 | 0 | 0 | 0 | 12
NO |  | 8 | 2012 | 0 | 26 | 26 |  | Ritch-Wdwrd | Stuttg Ricuskey Tap 6205 | 230 | 0 | DC Lat St | 17.74 | 0 | 2 | 1272 ACSR | 0 | 0 | 0 | 0 | 0 | 0 | 0 | 0 | 0 | 0 | 0 | 0 | 0 | 0 | 0 | 0 | 0 | 0 | 0 | 0 | 0 | 0 | 0 | 12
NO |  | 8 | 2012 | 0 | 27 | 27 |  | Ritchie | Miss River 6203 | 230 | 0 | DC Lat St | 0.73 | 0.57 | 1 | 3070 AACSR | 0 | 0 | 0 | 0 | 0 | 0 | 0 | 0 | 0 | 0 | 0 | 0 | 0 | 0 | 0 | 0 | 0 | 0 | 0 | 0 | 0 | 0 | 0 | 12
NO |  | 8 | 2012 | 0 | 28 | 28 |  | Ritchie | Brinkley 6202 | 230 | 0 | Wood H-Fr | 44.83 | 0 | 1 | 1534 ACAR | 0 | 0 | 0 | 0 | 0 | 0 | 0 | 0 | 0 | 0 | 0 | 0 | 0 | 0 | 0 | 0 | 0 | 0 | 0 | 0 | 0 | 0 | 0 | 12
NO |  | 8 | 2012 | 0 | 29 | 29 |  | Ritchie | Woodward 6204 | 230 | 0 | DC Lat St | 88.95 | 0 | 2 | 1272 ACSR | 0 | 0 | 0 | 0 | 0 | 0 | 0 | 0 | 0 | 0 | 0 | 0 | 0 | 0 | 0 | 0 | 0 | 0 | 0 | 0 | 0 | 0 | 0 | 12
NO |  | 8 | 2012 | 0 | 33 | 33 |  | Thayer South | AR/MO State Line 6368 | 161 | 0 | Wood H-Fr | 0.39 | 0 | 1 | 666 ACSR | 0 | 0 | 0 | 0 | 0 | 0 | 0 | 0 | 0 | 0 | 0 | 0 | 0 | 0 | 0 | 0 | 0 | 0 | 0 | 0 | 0 | 0 | 0 | 12
NO |  | 8 | 2012 | 0 | 34 | 34 |  | Rector | AR/MO State Line 6347 | 161 | 0 | Wood H-Fr | 17.57 | 0 | 1 | 336 ACSR | 0 | 0 | 0 | 0 | 0 | 0 | 0 | 0 | 0 | 0 | 0 | 0 | 0 | 0 | 0 | 0 | 0 | 0 | 0 | 0 | 0 | 0 | 0 | 12
NO |  | 8 | 2012 | 0 | 35 | 35 |  | Monette Jct | Paragould 6345 | 161 | 0 | Wood H-Fr | 16.64 | 0 | 1 | 336 ACSR | 0 | 0 | 0 | 0 | 0 | 0 | 0 | 0 | 0 | 0 | 0 | 0 | 0 | 0 | 0 | 0 | 0 | 0 | 0 | 0 | 0 | 0 | 0 | 12
NO |  | 8 | 2012 | 1 | 1 | 1 |  | Blytheville Elm St | Dell-Monette Jct 6344 | 161 | 0 | Wood H-Fr | 23.39 | 0 | 1 | 336 ACSR | 0 | 0 | 0 | 0 | 0 | 0 | 0 | 0 | 0 | 0 | 0 | 0 | 0 | 0 | 0 | 0 | 0 | 0 | 0 | 0 | 0 | 0 | 0 | 12
NO |  | 8 | 2012 | 1 | 2 | 2 |  | Blytheville Elm St | Bly. Gen. Sta. 6343 | 161 | 0 | Wood H-Fr | 0.59 | 0 | 1 | 1272 ACSR | 0 | 0 | 0 | 0 | 0 | 0 | 0 | 0 | 0 | 0 | 0 | 0 | 0 | 0 | 0 | 0 | 0 | 0 | 0 | 0 | 0 | 0 | 0 | 12
NO |  | 8 | 2012 | 1 | 3 | 3 |  | Blytheville Elm St | Crooked Lake 6373 | 161 | 0 | Sng Concr | 11.04 | 0 | 1 | 954 ACSR | 0 | 0 | 0 | 0 | 0 | 0 | 0 | 0 | 0 | 0 | 0 | 0 | 0 | 0 | 0 | 0 | 0 | 0 | 0 | 0 | 0 | 0 | 0 | 12
NO |  | 8 | 2012 | 1 | 4 | 4 |  | Blytheville Elm St | AR/MO State LIne 6342 | 161 | 0 | Wood H-Fr | 6.22 | 0 | 1 | 336 ACSR | 0 | 0 | 0 | 0 | 0 | 0 | 0 | 0 | 0 | 0 | 0 | 0 | 0 | 0 | 0 | 0 | 0 | 0 | 0 | 0 | 0 | 0 | 0 | 12
NO |  | 8 | 2012 | 1 | 5 | 5 |  | Blytheville Elm St | Osceola 6341 | 161 | 0 | Wood H-Fr | 17.01 | 0 | 1 | 1590 ACSR | 0 | 0 | 0 | 0 | 0 | 0 | 0 | 0 | 0 | 0 | 0 | 0 | 0 | 0 | 0 | 0 | 0 | 0 | 0 | 0 | 0 | 0 | 0 | 12
NO |  | 8 | 2012 | 1 | 6 | 6 |  | Cushman | Cave City 6369 | 161 | 0 | Wood H-Fr | 9.61 | 0 | 1 | 666 ACSR | 0 | 0 | 0 | 0 | 0 | 0 | 0 | 0 | 0 | 0 | 0 | 0 | 0 | 0 | 0 | 0 | 0 | 0 | 0 | 0 | 0 | 0 | 0 | 12
NO |  | 8 | 2012 | 1 | 7 | 7 |  | Walnut Ridge | Alicia 6348 | 161 | 0 | Wood H-Fr | 3.5 | 0 | 1 | 636 ACSR | 0 | 0 | 0 | 0 | 0 | 0 | 0 | 0 | 0 | 0 | 0 | 0 | 0 | 0 | 0 | 0 | 0 | 0 | 0 | 0 | 0 | 0 | 0 | 12
NO |  | 8 | 2012 | 1 | 8 | 8 |  | Walnut Ridge | AR/MO State Line 6367 | 161 | 0 | Wood H-Fr | 48.74 | 0 | 1 | 666 ACSR | 0 | 0 | 0 | 0 | 0 | 0 | 0 | 0 | 0 | 0 | 0 | 0 | 0 | 0 | 0 | 0 | 0 | 0 | 0 | 0 | 0 | 0 | 0 | 12
NO |  | 8 | 2012 | 1 | 9 | 9 |  | Pocahontas | Datto 6362 | 161 | 0 | Wood H-Fr | 17.56 | 0 | 1 | 1590 ACSR | 0 | 0 | 0 | 0 | 0 | 0 | 0 | 0 | 0 | 0 | 0 | 0 | 0 | 0 | 0 | 0 | 0 | 0 | 0 | 0 | 0 | 0 | 0 | 12
NO |  | 8 | 2012 | 1 | 10 | 10 |  | Water Valley | Pocahontas 6365 | 161 | 0 | Wood H-Fr | 5.9 | 0 | 1 | 1590 ACSR | 0 | 0 | 0 | 0 | 0 | 0 | 0 | 0 | 0 | 0 | 0 | 0 | 0 | 0 | 0 | 0 | 0 | 0 | 0 | 0 | 0 | 0 | 0 | 12
NO |  | 8 | 2012 | 1 | 11 | 11 |  | Hayti | Noranda Gen Station 6352 | 161 | 0 | Wood H-Fr | 27.91 | 0 | 1 | 1272 ACSR | 0 | 0 | 0 | 0 | 0 | 0 | 0 | 0 | 0 | 0 | 0 | 0 | 0 | 0 | 0 | 0 | 0 | 0 | 0 | 0 | 0 | 0 | 0 | 12
NO |  | 8 | 2012 | 1 | 12 | 12 |  | Hayti | AR/MO State Line 6350 | 161 | 0 | Wood H-Fr | 18.03 | 0 | 1 | 336 ACSR | 0 | 0 | 0 | 0 | 0 | 0 | 0 | 0 | 0 | 0 | 0 | 0 | 0 | 0 | 0 | 0 | 0 | 0 | 0 | 0 | 0 | 0 | 0 | 12
NO |  | 8 | 2012 | 1 | 13 | 13 |  | Hayti | Jim Hill Plant 6351 | 161 | 0 | Wood H-Fr | 26.72 | 0 | 1 | 336 ACSR | 0 | 0 | 0 | 0 | 0 | 0 | 0 | 0 | 0 | 0 | 0 | 0 | 0 | 0 | 0 | 0 | 0 | 0 | 0 | 0 | 0 | 0 | 0 | 12
NO |  | 8 | 2012 | 1 | 14 | 14 |  | Jim Hill Plant | AR/MO State Line 6353 | 161 | 0 | Wood H-Fr | 1.63 | 0 | 1 | 336 ACSR | 0 | 0 | 0 | 0 | 0 | 0 | 0 | 0 | 0 | 0 | 0 | 0 | 0 | 0 | 0 | 0 | 0 | 0 | 0 | 0 | 0 | 0 | 0 | 12
NO |  | 8 | 2012 | 1 | 15 | 15 |  | Crooked Lake | Barfield 6358 | 161 | 0 | Sng Con P | 0.6 | 0 | 1 | 954 ACSR | 0 | 0 | 0 | 0 | 0 | 0 | 0 | 0 | 0 | 0 | 0 | 0 | 0 | 0 | 0 | 0 | 0 | 0 | 0 | 0 | 0 | 0 | 0 | 12
NO |  | 8 | 2012 | 1 | 16 | 16 |  | Bull Shoals Sub | Bull Shoals Dam 6370 | 161 | 0 | Sng Wood | 0.57 | 0 | 1 | 666 ACSR | 0 | 0 | 0 | 0 | 0 | 0 | 0 | 0 | 0 | 0 | 0 | 0 | 0 | 0 | 0 | 0 | 0 | 0 | 0 | 0 | 0 | 0 | 0 | 12
NO |  | 8 | 2012 | 1 | 17 | 17 |  | Morrilton East | Russellville East 6323 | 161 | 0 | Wood H-Fr | 25.28 | 0 | 1 | 1534 ACAR | 0 | 0 | 0 | 0 | 0 | 0 | 0 | 0 | 0 | 0 | 0 | 0 | 0 | 0 | 0 | 0 | 0 | 0 | 0 | 0 | 0 | 0 | 0 | 12
NO |  | 8 | 2012 | 1 | 18 | 18 |  | Moses | Parkin/Wynne Indl Tap 6328 | 161 | 0 | Wood H-Fr | 3.85 | 0 | 1 | 336 ACSR | 0 | 0 | 0 | 0 | 0 | 0 | 0 | 0 | 0 | 0 | 0 | 0 | 0 | 0 | 0 | 0 | 0 | 0 | 0 | 0 | 0 | 0 | 0 | 12
NO |  | 8 | 2012 | 1 | 19 | 19 |  | Rector | Paragould 6346 | 161 | 0 | Wood H-Fr | 26.63 | 0 | 1 | 336 ACSR | 0 | 0 | 0 | 0 | 0 | 0 | 0 | 0 | 0 | 0 | 0 | 0 | 0 | 0 | 0 | 0 | 0 | 0 | 0 | 0 | 0 | 0 | 0 | 12
NO |  | 8 | 2012 | 1 | 20 | 20 |  | LR Pinnacle | Morrilton East 6321 | 161 | 0 | Wood H-Fr | 40.67 | 0 | 1 | 666 ACSR | 0 | 0 | 0 | 0 | 0 | 0 | 0 | 0 | 0 | 0 | 0 | 0 | 0 | 0 | 0 | 0 | 0 | 0 | 0 | 0 | 0 | 0 | 0 | 12
NO |  | 8 | 2012 | 1 | 21 | 21 |  | Ebony | Market Tree 6340 | 161 | 0 | Wood H-Fr | 25.92 | 0 | 1 | 666 ACSR | 0 | 0 | 0 | 0 | 0 | 0 | 0 | 0 | 0 | 0 | 0 | 0 | 0 | 0 | 0 | 0 | 0 | 0 | 0 | 0 | 0 | 0 | 0 | 12
NO |  | 8 | 2012 | 1 | 22 | 22 |  | Brinkley | Moses 6305 | 161 | 0 | Wood H-Fr | 16.64 | 0 | 1 | 954 ACSR | 0 | 0 | 0 | 0 | 0 | 0 | 0 | 0 | 0 | 0 | 0 | 0 | 0 | 0 | 0 | 0 | 0 | 0 | 0 | 0 | 0 | 0 | 0 | 12
NO |  | 8 | 2012 | 1 | 23 | 23 |  | Conway West | Hamlet 6306 | 161 | 0 | Wood H-Fr | 11.25 | 3.06 | 1 | 666 ACSR | 0 | 0 | 0 | 0 | 0 | 0 | 0 | 0 | 0 | 0 | 0 | 0 | 0 | 0 | 0 | 0 | 0 | 0 | 0 | 0 | 0 | 0 | 0 | 12
NO |  | 8 | 2012 | 1 | 24 | 24 |  | Danville | Russellville East 6308 | 161 | 0 | Wood H-Fr | 26.22 | 0 | 1 | 666 ACSR | 0 | 0 | 0 | 0 | 0 | 0 | 0 | 0 | 0 | 0 | 0 | 0 | 0 | 0 | 0 | 0 | 0 | 0 | 0 | 0 | 0 | 0 | 0 | 12
NO |  | 8 | 2012 | 1 | 25 | 25 |  | Dell EHV | Jct Blyvl/Osceola 6366 | 161 | 0 | DC Lat St | 10.5 | 0 | 2 | 1590 ACSR | 0 | 0 | 0 | 0 | 0 | 0 | 0 | 0 | 0 | 0 | 0 | 0 | 0 | 0 | 0 | 0 | 0 | 0 | 0 | 0 | 0 | 0 | 0 | 12
NO |  | 8 | 2012 | 1 | 26 | 26 |  | Jonesboro | Parkin 6317 | 161 | 0 | Wood H-Fr | 51.9 | 0 | 1 | 336 ACSR | 0 | 0 | 0 | 0 | 0 | 0 | 0 | 0 | 0 | 0 | 0 | 0 | 0 | 0 | 0 | 0 | 0 | 0 | 0 | 0 | 0 | 0 | 0 | 12
NO |  | 8 | 2012 | 1 | 27 | 27 |  | Moses-Newport | (Augusta Taps) 6325 | 161 | 0 | Wood H-Fr | 15.37 | 0 | 2 | 666 ACSR | 0 | 0 | 0 | 0 | 0 | 0 | 0 | 0 | 0 | 0 | 0 | 0 | 0 | 0 | 0 | 0 | 0 | 0 | 0 | 0 | 0 | 0 | 0 | 12
NO |  | 8 | 2012 | 1 | 28 | 28 |  | Moses | West Memphis 6329 | 161 | 0 | Wood H-Fr | 43.1 | 0 | 1 | 336 ACSR | 0 | 0 | 0 | 0 | 0 | 0 | 0 | 0 | 0 | 0 | 0 | 0 | 0 | 0 | 0 | 0 | 0 | 0 | 0 | 0 | 0 | 0 | 0 | 12
NO |  | 8 | 2012 | 1 | 29 | 29 |  | Moses | Newport 6324 | 161 | 0 | Wood H-Fr | 54.34 | 0.23 | 1 | 336 ACSR | 0 | 0 | 0 | 0 | 0 | 0 | 0 | 0 | 0 | 0 | 0 | 0 | 0 | 0 | 0 | 0 | 0 | 0 | 0 | 0 | 0 | 0 | 0 | 12
NO |  | 8 | 2012 | 1 | 30 | 30 |  | Moses | Parkin 6326 | 161 | 0 | Wood H-Fr | 32.09 | 0.24 | 1 | 336 ACSR | 0 | 0 | 0 | 0 | 0 | 0 | 0 | 0 | 0 | 0 | 0 | 0 | 0 | 0 | 0 | 0 | 0 | 0 | 0 | 0 | 0 | 0 | 0 | 12
NO |  | 8 | 2012 | 1 | 31 | 31 |  | Newport | ARKMO Conn. 6330 | 161 | 0 | Wood H-Fr | 31.73 | 0 | 1 | 666 ACSR | 0 | 0 | 0 | 0 | 0 | 0 | 0 | 0 | 0 | 0 | 0 | 0 | 0 | 0 | 0 | 0 | 0 | 0 | 0 | 0 | 0 | 0 | 0 | 12
NO |  | 8 | 2012 | 1 | 32 | 32 |  | Newport | Jonesboro-HRKMO 6333 | 161 | 0 | Wood H-Fr | 49.71 | 0 | 1 | 336 ACSR | 0 | 0 | 0 | 0 | 0 | 0 | 0 | 0 | 0 | 0 | 0 | 0 | 0 | 0 | 0 | 0 | 0 | 0 | 0 | 0 | 0 | 0 | 0 | 12
NO |  | 8 | 2012 | 1 | 33 | 33 |  | Newport | Parkin 6334 | 161 | 0 | Wood H-Fr | 47.84 | 0 | 1 | 666 ACSR | 0 | 0 | 0 | 0 | 0 | 0 | 0 | 0 | 0 | 0 | 0 | 0 | 0 | 0 | 0 | 0 | 0 | 0 | 0 | 0 | 0 | 0 | 0 | 12
NO |  | 8 | 2012 | 1 | 34 | 34 |  | Parking | Osceola 6337 | 161 | 0 | Wood H-Fr | 42.95 | 0 | 1 | 336 ACSR | 0 | 0 | 0 | 0 | 0 | 0 | 0 | 0 | 0 | 0 | 0 | 0 | 0 | 0 | 0 | 0 | 0 | 0 | 0 | 0 | 0 | 0 | 0 | 12
NO |  | 8 | 2012 | 1 | 35 | 35 |  | Marked Tree | Lepanto 6322 | 161 | 0 | Wood H-Fr | 9.02 | 0 | 1 | 666 ACSR | 0 | 0 | 0 | 0 | 0 | 0 | 0 | 0 | 0 | 0 | 0 | 0 | 0 | 0 | 0 | 0 | 0 | 0 | 0 | 0 | 0 | 0 | 0 | 12
NO |  | 8 | 2012 | 2 | 1 | 1 |  | Moses | Parkin (F City N Tap) 6327 | 161 | 0 | Wood H-Fr | 2.69 | 0 | 1 | 336 ACSR | 0 | 0 | 0 | 0 | 0 | 0 | 0 | 0 | 0 | 0 | 0 | 0 | 0 | 0 | 0 | 0 | 0 | 0 | 0 | 0 | 0 | 0 | 0 | 12
NO |  | 8 | 2012 | 2 | 2 | 2 |  | Parkin | Kunh Road 6338 | 161 | 0 | Wood H-Fr | 21.29 | 0 | 1 | 666 ACSR | 0 | 0 | 0 | 0 | 0 | 0 | 0 | 0 | 0 | 0 | 0 | 0 | 0 | 0 | 0 | 0 | 0 | 0 | 0 | 0 | 0 | 0 | 0 | 12
NO |  | 8 | 2012 | 2 | 3 | 3 |  | Harrison East | SWEPCO Conn. 6314 | 161 | 0 | Wood H-Fr | 41.34 | 0 | 1 | 666 ACSR | 0 | 0 | 0 | 0 | 0 | 0 | 0 | 0 | 0 | 0 | 0 | 0 | 0 | 0 | 0 | 0 | 0 | 0 | 0 | 0 | 0 | 0 | 0 | 12
NO |  | 8 | 2012 | 2 | 4 | 4 |  | Hamlet-Hb Spgs S-Gr Fry | (Greenbrair Tap) 6311 | 161 | 0 | Wood H-Fr | 11.98 | 0 | 1 | 666 ACSR | 0 | 0 | 0 | 0 | 0 | 0 | 0 | 0 | 0 | 0 | 0 | 0 | 0 | 0 | 0 | 0 | 0 | 0 | 0 | 0 | 0 | 0 | 0 | 12
NO |  | 8 | 2012 | 2 | 5 | 5 |  | Jonesboro | SPA Inter 6320 | 161 | 0 | Wood H-Fr | 0.83 | 0 | 1 | 666 ACSR | 0 | 0 | 0 | 0 | 0 | 0 | 0 | 0 | 0 | 0 | 0 | 0 | 0 | 0 | 0 | 0 | 0 | 0 | 0 | 0 | 0 | 0 | 0 | 12
NO |  | 8 | 2012 | 2 | 6 | 6 |  | ISES | Jct Newport/Searcy Pr 6315 | 161 | 0 | DC Lat St | 16.24 | 0 | 2 | 1590 ACSR | 0 | 0 | 0 | 0 | 0 | 0 | 0 | 0 | 0 | 0 | 0 | 0 | 0 | 0 | 0 | 0 | 0 | 0 | 0 | 0 | 0 | 0 | 0 | 12
NO |  | 8 | 2012 | 2 | 7 | 7 |  | Osceola | Osceola Industrial 6336 | 161 | 0 | Wood H-Fr | 2.02 | 0 | 1 | 666 ACSR | 0 | 0 | 0 | 0 | 0 | 0 | 0 | 0 | 0 | 0 | 0 | 0 | 0 | 0 | 0 | 0 | 0 | 0 | 0 | 0 | 0 | 0 | 0 | 12
NO |  | 8 | 2012 | 2 | 8 | 8 |  | Jonesboro | Parkin (JCW & LHRGT) 6319 | 161 | 0 | Wood H-Fr | 4.6 | 4.6 | 1 | 1534 ACAR | 0 | 0 | 0 | 0 | 0 | 0 | 0 | 0 | 0 | 0 | 0 | 0 | 0 | 0 | 0 | 0 | 0 | 0 | 0 | 0 | 0 | 0 | 0 | 12
NO |  | 8 | 2012 | 2 | 9 | 9 |  | ISES/Rutrfd/S. Sude/ | Pang/Searcy 6316 | 161 | 0 | Wood H-Fr | 64.11 | 8.16 | 1 | 666 ACSR | 0 | 0 | 0 | 0 | 0 | 0 | 0 | 0 | 0 | 0 | 0 | 0 | 0 | 0 | 0 | 0 | 0 | 0 | 0 | 0 | 0 | 0 | 0 | 12
NO |  | 8 | 2012 | 2 | 10 | 10 |  | Newport | Searcy Price 6361 | 161 | 0 | Wood H-Fr | 36.13 | 0 | 1 | 1590 ACSR | 0 | 0 | 0 | 0 | 0 | 0 | 0 | 0 | 0 | 0 | 0 | 0 | 0 | 0 | 0 | 0 | 0 | 0 | 0 | 0 | 0 | 0 | 0 | 12
NO |  | 8 | 2012 | 2 | 11 | 11 |  | Parkin | WM WM Gateway Tap 6339 | 161 | 0 | Wood H-Fr | 6.3 | 0 | 1 | 336 ACSR | 0 | 0 | 0 | 0 | 0 | 0 | 0 | 0 | 0 | 0 | 0 | 0 | 0 | 0 | 0 | 0 | 0 | 0 | 0 | 0 | 0 | 0 | 0 | 12
NO |  | 8 | 2012 | 2 | 12 | 12 |  | ANO | Russellville East 6302 | 161 | 0 | Wood H-Fr | 11.92 | 0 | 1 | 1534 ACAR | 0 | 0 | 0 | 0 | 0 | 0 | 0 | 0 | 0 | 0 | 0 | 0 | 0 | 0 | 0 | 0 | 0 | 0 | 0 | 0 | 0 | 0 | 0 | 12
NO |  | 8 | 2012 | 2 | 13 | 13 |  | Batesville | Norfork (Mt View Tap) 6304 | 161 | 0 | Wood H-Fr | 21.03 | 0 | 1 | 336 ACSR | 0 | 0 | 0 | 0 | 0 | 0 | 0 | 0 | 0 | 0 | 0 | 0 | 0 | 0 | 0 | 0 | 0 | 0 | 0 | 0 | 0 | 0 | 0 | 12
NO |  | 8 | 2012 | 2 | 14 | 14 |  | Conway West | Morrilton East 6307 | 161 | 0 | Wood H-Fr | 15.27 | 0 | 1 | 666 ACSR | 0 | 0 | 0 | 0 | 0 | 0 | 0 | 0 | 0 | 0 | 0 | 0 | 0 | 0 | 0 | 0 | 0 | 0 | 0 | 0 | 0 | 0 | 0 | 12
NO |  | 8 | 2012 | 2 | 15 | 15 |  | Batesville | Norfork 6303 | 161 | 0 | Wood H-Fr | 48.75 | 0 | 1 | 336 ACSR | 0 | 0 | 0 | 0 | 0 | 0 | 0 | 0 | 0 | 0 | 0 | 0 | 0 | 0 | 0 | 0 | 0 | 0 | 0 | 0 | 0 | 0 | 0 | 12
NO |  | 8 | 2012 | 2 | 16 | 16 |  | Danville Sub Sta | Tie Lns 6309 | 161 | 0 | Wood H-Fr | 0 | 0 | 1 | 666 ACSR | 0 | 0 | 0 | 0 | 0 | 0 | 0 | 0 | 0 | 0 | 0 | 0 | 0 | 0 | 0 | 0 | 0 | 0 | 0 | 0 | 0 | 0 | 0 | 12
NO |  | 8 | 2012 | 2 | 17 | 17 |  | Hamlet SW | Heber Springs/Grs Fry 6310 | 161 | 0 | Wood H-Fr | 35.21 | 0 | 1 | 666 ACSR | 0 | 0 | 0 | 0 | 0 | 0 | 0 | 0 | 0 | 0 | 0 | 0 | 0 | 0 | 0 | 0 | 0 | 0 | 0 | 0 | 0 | 0 | 0 | 12
NO |  | 8 | 2012 | 2 | 18 | 18 |  | Harrison East | Quitman 6313 | 161 | 0 | Wood H-Fr | 80.4 | 0 | 1 | 666 ACSR | 0 | 0 | 0 | 0 | 0 | 0 | 0 | 0 | 0 | 0 | 0 | 0 | 0 | 0 | 0 | 0 | 0 | 0 | 0 | 0 | 0 | 0 | 0 | 12
NO |  | 8 | 2012 | 2 | 19 | 19 |  | Gold Creek SW State Line | Sylvan Hills 6312 | 161 | 0 | Wood H-Fr | 12.69 | 6.91 | 1 | 666 ACSR | 0 | 0 | 0 | 0 | 0 | 0 | 0 | 0 | 0 | 0 | 0 | 0 | 0 | 0 | 0 | 0 | 0 | 0 | 0 | 0 | 0 | 0 | 0 | 12
NO |  | 8 | 2012 | 2 | 20 | 20 |  | Newport | Batesville (via ISES) 6331 | 161 | 0 | Wood H-Fr | 27.44 | 0 | 1 | 1590 ACSR | 0 | 0 | 0 | 0 | 0 | 0 | 0 | 0 | 0 | 0 | 0 | 0 | 0 | 0 | 0 | 0 | 0 | 0 | 0 | 0 | 0 | 0 | 0 | 12
NO |  | 8 | 2012 | 2 | 21 | 21 |  | Norfork | Ozk Bch (B: SHLS Tap) 6335 | 161 | 0 | Wood H-Fr | 90.22 | 0 | 1 | 250 CU | 0 | 0 | 0 | 0 | 0 | 0 | 0 | 0 | 0 | 0 | 0 | 0 | 0 | 0 | 0 | 0 | 0 | 0 | 0 | 0 | 0 | 0 | 0 | 12
NO |  | 8 | 2012 | 2 | 22 | 22 |  | Jonesboro | Parkin (Hrsbrg Tap) 6318 | 161 | 0 | Wood H-Fr | 18.17 | 0 | 1 | 666 ACSR | 0 | 0 | 0 | 0 | 0 | 0 | 0 | 0 | 0 | 0 | 0 | 0 | 0 | 0 | 0 | 0 | 0 | 0 | 0 | 0 | 0 | 0 | 0 | 12
NO |  | 8 | 2012 | 2 | 23 | 23 |  | ANO | Morrilton East 6301 | 161 | 0 | Wood H-Fr | 37.65 | 1.72 | 1 | 1024 ACAR | 0 | 0 | 0 | 0 | 0 | 0 | 0 | 0 | 0 | 0 | 0 | 0 | 0 | 0 | 0 | 0 | 0 | 0 | 0 | 0 | 0 | 0 | 0 | 12
NO |  | 8 | 2012 | 2 | 24 | 24 |  | ISES | NEWPORT #3 6716 | 161 | 0 | Sng Concr | 11.28 | 0 | 1 | 1590 ACSR | 0 | 0 | 0 | 0 | 0 | 0 | 0 | 0 | 0 | 0 | 0 | 0 | 0 | 0 | 0 | 0 | 0 | 0 | 0 | 0 | 0 | 0 | 0 | 12
NO |  | 8 | 2012 | 0 | 36 | 36 |  | TOTAL |  | 0 | 0 |  | 4718.33 | 106.51 | 97 |  | 78690549 | 736786009 | 815476558 | 9252603 | 3087112 | 587398 | 12927113 | 0 | 0 | 0 | 0 | 0 | 0 | 0 | 0 | 0 | 0 | 0 | 0 | 0 | 0 | 0 | 0 | 12
NO |  | 8 | 2012 | 0 | 30 | 30 |  | Ritchie | Miss River (#2) 6206 | 230 | 0 | DC Lat St | 1.54 | 0 | 1 | 3070 AACSR | 0 | 0 | 0 | 0 | 0 | 0 | 0 | 0 | 0 | 0 | 0 | 0 | 0 | 0 | 0 | 0 | 0 | 0 | 0 | 0 | 0 | 0 | 0 | 12
NO |  | 8 | 2012 | 2 | 25 | 25 |  | Pleasant Hill | Quitman 6371 | 161 | 0 | Sng Concr | 20.29 | 0 | 1 | 954 ACSR | 0 | 0 | 0 | 0 | 0 | 0 | 0 | 0 | 0 | 0 | 0 | 0 | 0 | 0 | 0 | 0 | 0 | 0 | 0 | 0 | 0 | 0 | 0 | 12
NO |  | 8 | 2012 | 2 | 26 | 26 |  | Grandview | Osage Creek 0874 | 161 | 0 | Sng Concr | 5.21 | 0 | 1 | 666 ACSS | 0 | 0 | 0 | 0 | 0 | 0 | 0 | 0 | 0 | 0 | 0 | 0 | 0 | 0 | 0 | 0 | 0 | 0 | 0 | 0 | 0 | 0 | 0 | 12
SI/SI | A | 8 | 2012 | 2 | 30 | 30 |  |  | Total 115 | 0 | 0 | Various | 2020.94 | 81.02 | 0 |  | 24245143 | 226464104 | 250709247 | 0 | 0 | 0 | 3974297.8928 | 0 | 0 | 0 | 0 | 0 | 0 | 0 | 0 | 0 | 0 | 0 | 0 | 0 | 0 | 0 | 0 | 12
NO |  | 8 | 2012 | 0 | 20 | 20 |  |  | Total 500kv Lines | 0 | 0 |  | 0 | 0 | 0 |  | 35078463 | 247968354 | 283046817 | 0 | 0 | 0 | 0 | 0 | 0 | 0 | 0 | 0 | 0 | 0 | 0 | 0 | 0 | 0 | 0 | 0 | 0 | 0 | 0 | 12
NO |  | 8 | 2012 | 0 | 23 | 23 |  |  | Total 345kv Lines | 0 | 0 |  | 0 | 0 | 0 |  | 523115 | 2733426 | 3256541 | 0 | 0 | 0 | 0 | 0 | 0 | 0 | 0 | 0 | 0 | 0 | 0 | 0 | 0 | 0 | 0 | 0 | 0 | 0 | 0 | 12
NO |  | 8 | 2012 | 0 | 31 | 31 |  |  | Total 230kv Lines | 0 | 0 |  | 0 | 0 | 0 |  | 1810472 | 33410188 | 35220660 | 0 | 0 | 0 | 0 | 0 | 0 | 0 | 0 | 0 | 0 | 0 | 0 | 0 | 0 | 0 | 0 | 0 | 0 | 0 | 0 | 12
NO |  | 8 | 2012 | 2 | 27 | 27 |  | 161kv Tie Lines |  | 161 | 0 | VARIOUSS | 62.12 | 0 | 1 | VARIOUS | 0 | 0 | 0 | 0 | 0 | 0 | 0 | 0 | 0 | 0 | 0 | 0 | 0 | 0 | 0 | 0 | 0 | 0 | 0 | 0 | 0 | 0 | 0 | 12
NO |  | 8 | 2012 | 2 | 31 | 31 |  |  | Arklahoma - Danville | 0 | 0 |  | 56.7 | 0 | 0 |  | 0 | 0 | 0 | 0 | 0 | 0 | 0 | 0 | 0 | 0 | 0 | 0 | 0 | 0 | 0 | 0 | 0 | 0 | 0 | 0 | 0 | 0 | 0 | 12
NO |  | 8 | 2012 | 2 | 28 | 28 |  |  | Total 161kv Lines | 0 | 0 |  | 0 | 0 | 0 |  | 16928309 | 225536484 | 242464793 | 0 | 0 | 0 | 0 | 0 | 0 | 0 | 0 | 0 | 0 | 0 | 0 | 0 | 0 | 0 | 0 | 0 | 0 | 0 | 0 | 12
NO |  | 8 | 2012 | 2 | 32 | 32 |  |  | (Leased) | 0 | 0 |  | 0 | 0 | 0 |  | 0 | 0 | 0 | 0 | 0 | 0 | 0 | 0 | 0 | 0 | 0 | 0 | 0 | 0 | 0 | 0 | 0 | 0 | 0 | 0 | 0 | 0 | 0 | 12
SI/SI | A | 8 | 2012 | 2 | 34 | 34 |  |  | Total 69k | 0 | 0 | Wood H-Fr | 10.94 | 0 | 0 |  | 105047 | 673453 | 778500 | 0 | 0 | 0 | 12340.9525 | 0 | 0 | 0 | 0 | 0 | 0 | 0 | 0 | 0 | 0 | 0 | 0 | 0 | 0 | 0 | 0 | 12
NO |  | 8 | 2012 | 3 | 1 | 1 |  | Transmission Lines |  | 0 | 0 |  | 0 | 0 | 0 |  | 0 | 0 | 0 | 9252603 | 3087112 | 587398 | 12927113 | 0 | 0 | 0 | 0 | 0 | 0 | 0 | 0 | 0 | 0 | 0 | 0 | 0 | 0 | 0 | 0 | 12
NO |  | 10 | 2012 | 0 | 1 | 1 |  | Conastone West | MD/PA Line (Huntertown) | 500 | 500 | Towers (A) | 25.12 | 0 | 1 | 2493 ACAR | 0 | 0 | 0 | 0 | 0 | 0 | 0 | 0 | 0 | 0 | 0 | 0 | 0 | 0 | 0 | 0 | 0 | 0 | 0 | 0 | 0 | 0 | 0 | 12
NO |  | 10 | 2012 | 0 | 2 | 2 |  | Conastone East | MD/PA Line (Peach Bottom) | 500 | 500 | Towers (A) | 10.07 | 0 | 1 | 2493 ACAR | 0 | 0 | 0 | 0 | 0 | 0 | 0 | 0 | 0 | 0 | 0 | 0 | 0 | 0 | 0 | 0 | 0 | 0 | 0 | 0 | 0 | 0 | 0 | 12
NO |  | 10 | 2012 | 0 | 3 | 3 |  | Conastone | Vic. Twr 108 (Brighton Tap) | 500 | 500 | Towers (A) | 47.92 | 0 | 1 | 2300 ACSR | 0 | 0 | 0 | 0 | 0 | 0 | 0 | 0 | 0 | 0 | 0 | 0 | 0 | 0 | 0 | 0 | 0 | 0 | 0 | 0 | 0 | 0 | 0 | 12
NO |  | 10 | 2012 | 0 | 4 | 4 |  | Vic. Twr 108 (Brighton Tap) | Twr 159 (Vic Doubs) | 500 | 500 | Towers (A) | 10.56 | 0 | 1 | 2300 ACSR | 0 | 0 | 0 | 0 | 0 | 0 | 0 | 0 | 0 | 0 | 0 | 0 | 0 | 0 | 0 | 0 | 0 | 0 | 0 | 0 | 0 | 0 | 0 | 12
NO |  | 10 | 2012 | 0 | 5 | 5 |  | Calvert Cliffs (East) | Waugh Chapel | 500 | 500 | Towers (A) | 37.99 | 0 | 1 | 2300 ACSR | 0 | 0 | 0 | 0 | 0 | 0 | 0 | 0 | 0 | 0 | 0 | 0 | 0 | 0 | 0 | 0 | 0 | 0 | 0 | 0 | 0 | 0 | 0 | 12
NO |  | 10 | 2012 | 0 | 6 | 6 |  |  |  | 0 | 0 | Steel Poles(A) | 8.84 | 0 | 1 | 2300 ACSR | 0 | 0 | 0 | 0 | 0 | 0 | 0 | 0 | 0 | 0 | 0 | 0 | 0 | 0 | 0 | 0 | 0 | 0 | 0 | 0 | 0 | 0 | 0 | 12
NO |  | 10 | 2012 | 0 | 7 | 7 |  |  |  | 0 | 0 | Towers (B) | 2.59 | 0 | 1 | 1590 ACSR | 0 | 0 | 0 | 0 | 0 | 0 | 0 | 0 | 0 | 0 | 0 | 0 | 0 | 0 | 0 | 0 | 0 | 0 | 0 | 0 | 0 | 0 | 0 | 12
NO |  | 10 | 2012 | 0 | 8 | 8 |  |  |  | 0 | 0 | Steel Poles(B) | 0.39 | 0 | 1 | 1590 ACSR | 0 | 0 | 0 | 0 | 0 | 0 | 0 | 0 | 0 | 0 | 0 | 0 | 0 | 0 | 0 | 0 | 0 | 0 | 0 | 0 | 0 | 0 | 0 | 12
NO |  | 10 | 2012 | 0 | 9 | 9 |  | Calvert Cliffs (West) | Waugh Chapel | 500 | 500 | Towers (A) | 38.83 | 0 | 1 | 2300 ACSR | 0 | 0 | 0 | 0 | 0 | 0 | 0 | 0 | 0 | 0 | 0 | 0 | 0 | 0 | 0 | 0 | 0 | 0 | 0 | 0 | 0 | 0 | 0 | 12
NO |  | 10 | 2012 | 0 | 10 | 10 |  |  |  | 0 | 0 | Steel Poles(A) | 8.99 | 0 | 1 | 2300 ACSR | 0 | 0 | 0 | 0 | 0 | 0 | 0 | 0 | 0 | 0 | 0 | 0 | 0 | 0 | 0 | 0 | 0 | 0 | 0 | 0 | 0 | 0 | 0 | 12
NO |  | 10 | 2012 | 0 | 11 | 11 |  | Calvert Cliffs | Tower 2241k (vic.Chaulk Pt) | 500 | 500 | Towers (A) | 2.05 | 0 | 1 | 2300 ACSR | 0 | 0 | 0 | 0 | 0 | 0 | 0 | 0 | 0 | 0 | 0 | 0 | 0 | 0 | 0 | 0 | 0 | 0 | 0 | 0 | 0 | 0 | 0 | 12
NO |  | 10 | 2012 | 0 | 12 | 12 |  |  |  | 0 | 0 | Steel Poles(A) | 0.44 | 0 | 1 | 2300 ACSR | 0 | 0 | 0 | 0 | 0 | 0 | 0 | 0 | 0 | 0 | 0 | 0 | 0 | 0 | 0 | 0 | 0 | 0 | 0 | 0 | 0 | 0 | 0 | 12
NO |  | 10 | 2012 | 0 | 13 | 13 |  |  |  | 0 | 0 | Towers (B) | 4.6 | 0 | 1 | 1590 ACSR | 0 | 0 | 0 | 0 | 0 | 0 | 0 | 0 | 0 | 0 | 0 | 0 | 0 | 0 | 0 | 0 | 0 | 0 | 0 | 0 | 0 | 0 | 0 | 12
NO |  | 10 | 2012 | 0 | 14 | 14 |  |  |  | 0 | 0 | Steel Poles(B) | 1.68 | 0 | 1 | 1590 ACSR | 0 | 0 | 0 | 0 | 0 | 0 | 0 | 0 | 0 | 0 | 0 | 0 | 0 | 0 | 0 | 0 | 0 | 0 | 0 | 0 | 0 | 0 | 0 | 12
NO |  | 10 | 2012 | 0 | 15 | 15 |  | Calvert Cliffs | Unit 1 | 500 | 500 | Steel Poles(A) | 0.17 | 0 | 1 | 2167 ACSR | 0 | 0 | 0 | 0 | 0 | 0 | 0 | 0 | 0 | 0 | 0 | 0 | 0 | 0 | 0 | 0 | 0 | 0 | 0 | 0 | 0 | 0 | 0 | 12
NO |  | 10 | 2012 | 0 | 16 | 16 |  | Calvert Cliffs | Unit 2 | 500 | 500 | Steel Poles(A) | 0.18 | 0 | 1 | 2167 ACSR | 0 | 0 | 0 | 0 | 0 | 0 | 0 | 0 | 0 | 0 | 0 | 0 | 0 | 0 | 0 | 0 | 0 | 0 | 0 | 0 | 0 | 0 | 0 | 12
NO |  | 10 | 2012 | 0 | 17 | 17 |  | Calvert Cliffs Black Bus | Calvert Cliffs P-13000-1 | 500 | 500 | Steel Poles(A) | 0.17 | 0 | 1 | 2167 ACSR | 0 | 0 | 0 | 0 | 0 | 0 | 0 | 0 | 0 | 0 | 0 | 0 | 0 | 0 | 0 | 0 | 0 | 0 | 0 | 0 | 0 | 0 | 0 | 12
NO |  | 10 | 2012 | 0 | 18 | 18 |  | Calvert Cliffs Red Bus | Calvert Cliffs P-13000-2 | 500 | 500 | Steel Poles(A) | 0.09 | 0 | 1 | 2167 ACSR | 0 | 0 | 0 | 0 | 0 | 0 | 0 | 0 | 0 | 0 | 0 | 0 | 0 | 0 | 0 | 0 | 0 | 0 | 0 | 0 | 0 | 0 | 0 | 12
NO |  | 10 | 2012 | 0 | 19 | 19 |  | Waugh Chapel | TWR 59 @ vic. High Ridge | 500 | 500 | Towers (B) | 8.96 | 0 | 1 | 1590 ACSR | 0 | 0 | 0 | 0 | 0 | 0 | 0 | 0 | 0 | 0 | 0 | 0 | 0 | 0 | 0 | 0 | 0 | 0 | 0 | 0 | 0 | 0 | 0 | 12
NO |  | 10 | 2012 | 0 | 20 | 20 |  |  |  | 0 | 0 | Steel Poles(B) | 8.04 | 0 | 1 | 1590 ACSR | 0 | 0 | 0 | 0 | 0 | 0 | 0 | 0 | 0 | 0 | 0 | 0 | 0 | 0 | 0 | 0 | 0 | 0 | 0 | 0 | 0 | 0 | 0 | 12
NO |  | 10 | 2012 | 0 | 21 | 21 |  |  |  | 0 | 0 |  | 0 | 0 | 0 | Subtotal 500kV | 13581704 | 85832066 | 99413770 | 0 | 0 | 0 | 0 | 0 | 0 | 0 | 0 | 0 | 0 | 0 | 0 | 0 | 0 | 0 | 0 | 0 | 0 | 0 | 0 | 12
NO |  | 10 | 2012 | 0 | 22 | 22 |  | ACQS-230-2 Tap | ACQS-230-2 | 230 | 230 | Steel Poles | 0.15 | 0 | 1 | 1033 ACSr | 0 | 0 | 0 | 0 | 0 | 0 | 0 | 0 | 0 | 0 | 0 | 0 | 0 | 0 | 0 | 0 | 0 | 0 | 0 | 0 | 0 | 0 | 0 | 12
NO |  | 10 | 2012 | 0 | 23 | 23 |  | Jericho Park (G) | Buena Vista | 230 | 230 | Towers | 1.41 | 0 | 2 | 1272 ACSR | 0 | 0 | 0 | 0 | 0 | 0 | 0 | 0 | 0 | 0 | 0 | 0 | 0 | 0 | 0 | 0 | 0 | 0 | 0 | 0 | 0 | 0 | 0 | 12
NO |  | 10 | 2012 | 0 | 24 | 24 |  |  |  | 0 | 0 | Steel Poles | 3.88 | 0 | 2 | 1272 ACSR | 0 | 0 | 0 | 0 | 0 | 0 | 0 | 0 | 0 | 0 | 0 | 0 | 0 | 0 | 0 | 0 | 0 | 0 | 0 | 0 | 0 | 0 | 0 | 12
NO |  | 10 | 2012 | 0 | 25 | 25 |  | Brandon Shores | ACQS-230-1 | 230 | 230 | Steel Poles | 0.17 | 0 | 1 | 1033.5 ACSR | 0 | 0 | 0 | 0 | 0 | 0 | 0 | 0 | 0 | 0 | 0 | 0 | 0 | 0 | 0 | 0 | 0 | 0 | 0 | 0 | 0 | 0 | 0 | 12
NO |  | 10 | 2012 | 0 | 26 | 26 |  | Conastone | MD/PA Line (Otter Creek) | 230 | 230 | Towers | 1.62 | 0 | 1 | 795 ACSR | 0 | 0 | 0 | 0 | 0 | 0 | 0 | 0 | 0 | 0 | 0 | 0 | 0 | 0 | 0 | 0 | 0 | 0 | 0 | 0 | 0 | 0 | 0 | 12
NO |  | 10 | 2012 | 0 | 27 | 27 |  |  |  | 0 | 0 | Towers | 3.04 | 0 | 1 | 1590 ACSR | 0 | 0 | 0 | 0 | 0 | 0 | 0 | 0 | 0 | 0 | 0 | 0 | 0 | 0 | 0 | 0 | 0 | 0 | 0 | 0 | 0 | 0 | 0 | 12
NO |  | 10 | 2012 | 0 | 28 | 28 |  | Columbia | Snowden River Tap | 230 | 230 | Tower | 0.56 | 0 | 2 | 1590 ACSR | 0 | 0 | 0 | 0 | 0 | 0 | 0 | 0 | 0 | 0 | 0 | 0 | 0 | 0 | 0 | 0 | 0 | 0 | 0 | 0 | 0 | 0 | 0 | 12
NO |  | 10 | 2012 | 0 | 29 | 29 |  | Columbia | Wilde Lake | 230 | 230 | Steel Poles | 3.19 | 0 | 2 | 795 ACSR | 0 | 0 | 0 | 0 | 0 | 0 | 0 | 0 | 0 | 0 | 0 | 0 | 0 | 0 | 0 | 0 | 0 | 0 | 0 | 0 | 0 | 0 | 0 | 12
NO |  | 10 | 2012 | 0 | 30 | 30 |  | Snowden River Tap | Snowden River | 230 | 230 | Steel Poles | 1.26 | 0 | 2 | 795 ACSR | 0 | 0 | 0 | 0 | 0 | 0 | 0 | 0 | 0 | 0 | 0 | 0 | 0 | 0 | 0 | 0 | 0 | 0 | 0 | 0 | 0 | 0 | 0 | 12
NO |  | 10 | 2012 | 0 | 32 | 32 |  |  |  | 0 | 0 | Steel Poles | 0.11 | 0 | 2 | 1590 ACSR | 0 | 0 | 0 | 0 | 0 | 0 | 0 | 0 | 0 | 0 | 0 | 0 | 0 | 0 | 0 | 0 | 0 | 0 | 0 | 0 | 0 | 0 | 0 | 12
NO |  | 10 | 2012 | 0 | 33 | 33 |  | Northwest | Northwest #2 | 230 | 230 | Steel Poles | 0.2 | 0 | 1 | 1590 ACSR | 0 | 0 | 0 | 0 | 0 | 0 | 0 | 0 | 0 | 0 | 0 | 0 | 0 | 0 | 0 | 0 | 0 | 0 | 0 | 0 | 0 | 0 | 0 | 12
NO |  | 10 | 2012 | 0 | 34 | 34 |  | Northwest | Northwest #2 | 230 | 230 | Steel Poles | 0.26 | 0 | 1 | 1590 ACSR | 0 | 0 | 0 | 0 | 0 | 0 | 0 | 0 | 0 | 0 | 0 | 0 | 0 | 0 | 0 | 0 | 0 | 0 | 0 | 0 | 0 | 0 | 0 | 12
NO |  | 10 | 2012 | 0 | 35 | 35 |  | Conastone | Graceton | 230 | 230 | Towers (E) | 8.61 | 0 | 1 | 1272 ACSR | 0 | 0 | 0 | 0 | 0 | 0 | 0 | 0 | 0 | 0 | 0 | 0 | 0 | 0 | 0 | 0 | 0 | 0 | 0 | 0 | 0 | 0 | 0 | 12
NO |  | 10 | 2012 | 1 | 1 | 1 |  | Northwest #2 | Granite | 230 | 230 | Towers | 8.42 | 0 | 2 | 1590 ACSR | 0 | 0 | 0 | 0 | 0 | 0 | 0 | 0 | 0 | 0 | 0 | 0 | 0 | 0 | 0 | 0 | 0 | 0 | 0 | 0 | 0 | 0 | 0 | 12
NO |  | 10 | 2012 | 1 | 2 | 2 |  | Granite | Howard | 230 | 230 | Towers | 8.55 | 0 | 2 | 1590 ACSR | 0 | 0 | 0 | 0 | 0 | 0 | 0 | 0 | 0 | 0 | 0 | 0 | 0 | 0 | 0 | 0 | 0 | 0 | 0 | 0 | 0 | 0 | 0 | 12
NO |  | 10 | 2012 | 1 | 3 | 3 |  | Howard | High Ridge | 230 | 230 | Towers | 7.93 | 0 | 2 | 1590 ACSR | 0 | 0 | 0 | 0 | 0 | 0 | 0 | 0 | 0 | 0 | 0 | 0 | 0 | 0 | 0 | 0 | 0 | 0 | 0 | 0 | 0 | 0 | 0 | 12
NO |  | 10 | 2012 | 1 | 4 | 4 |  | Howard | Pumphrey | 230 | 230 | Towers | 8.7 | 0 | 1 | 795 ACSR | 0 | 0 | 0 | 0 | 0 | 0 | 0 | 0 | 0 | 0 | 0 | 0 | 0 | 0 | 0 | 0 | 0 | 0 | 0 | 0 | 0 | 0 | 0 | 12
NO |  | 10 | 2012 | 1 | 5 | 5 |  | High Ridge | Burtonsville (G) | 230 | 230 | Towers | 3.87 | 0 | 2 | 1590 ACSR | 0 | 0 | 0 | 0 | 0 | 0 | 0 | 0 | 0 | 0 | 0 | 0 | 0 | 0 | 0 | 0 | 0 | 0 | 0 | 0 | 0 | 0 | 0 | 12
NO |  | 10 | 2012 | 1 | 6 | 6 |  | High Ridge | Snowden River Tap | 230 | 230 | Tower | 3.79 | 0 | 1 | 795 ACSR | 0 | 0 | 0 | 0 | 0 | 0 | 0 | 0 | 0 | 0 | 0 | 0 | 0 | 0 | 0 | 0 | 0 | 0 | 0 | 0 | 0 | 0 | 0 | 12
NO |  | 10 | 2012 | 1 | 7 | 7 |  | Graceton | Bagley | 230 | 230 | Towers | 14.14 | 0 | 1 | 795 ACSR | 0 | 0 | 0 | 0 | 0 | 0 | 0 | 0 | 0 | 0 | 0 | 0 | 0 | 0 | 0 | 0 | 0 | 0 | 0 | 0 | 0 | 0 | 0 | 12
NO |  | 10 | 2012 | 1 | 8 | 8 |  |  |  | 0 | 0 | Steel Poles | 0.26 | 0 | 1 | 1590 ACSR | 0 | 0 | 0 | 0 | 0 | 0 | 0 | 0 | 0 | 0 | 0 | 0 | 0 | 0 | 0 | 0 | 0 | 0 | 0 | 0 | 0 | 0 | 0 | 12
NO |  | 10 | 2012 | 1 | 9 | 9 |  | Bagley | Raphael Road | 230 | 230 | Steel Poles | 0.28 | 0 | 1 | 2167 ACSR | 0 | 0 | 0 | 0 | 0 | 0 | 0 | 0 | 0 | 0 | 0 | 0 | 0 | 0 | 0 | 0 | 0 | 0 | 0 | 0 | 0 | 0 | 0 | 12
NO |  | 10 | 2012 | 1 | 10 | 10 |  |  |  | 0 | 0 | Towers | 5.38 | 0 | 1 | 795 ACSR | 0 | 0 | 0 | 0 | 0 | 0 | 0 | 0 | 0 | 0 | 0 | 0 | 0 | 0 | 0 | 0 | 0 | 0 | 0 | 0 | 0 | 0 | 0 | 12
NO |  | 10 | 2012 | 1 | 11 | 11 |  | Northeast | Riverside | 230 | 230 | Towers | 5.57 | 0 | 2 | 2167 ACSR | 0 | 0 | 0 | 0 | 0 | 0 | 0 | 0 | 0 | 0 | 0 | 0 | 0 | 0 | 0 | 0 | 0 | 0 | 0 | 0 | 0 | 0 | 0 | 12
NO |  | 10 | 2012 | 1 | 12 | 12 |  |  |  | 0 | 0 | Steel Poles | 5.27 | 0 | 2 | 2167 ACSR | 0 | 0 | 0 | 0 | 0 | 0 | 0 | 0 | 0 | 0 | 0 | 0 | 0 | 0 | 0 | 0 | 0 | 0 | 0 | 0 | 0 | 0 | 0 | 12
NO |  | 10 | 2012 | 1 | 13 | 13 |  | Graceton (East) | MD/PA Line (Cooper) | 230 | 230 | Towers | 1.85 | 0 | 1 | 795 ACSR | 0 | 0 | 0 | 0 | 0 | 0 | 0 | 0 | 0 | 0 | 0 | 0 | 0 | 0 | 0 | 0 | 0 | 0 | 0 | 0 | 0 | 0 | 0 | 12
NO |  | 10 | 2012 | 1 | 14 | 14 |  | Graceton (West) | MD/PA Line (Manor) | 230 | 230 | Towers | 1.41 | 0 | 1 | 795 ACSR | 0 | 0 | 0 | 0 | 0 | 0 | 0 | 0 | 0 | 0 | 0 | 0 | 0 | 0 | 0 | 0 | 0 | 0 | 0 | 0 | 0 | 0 | 0 | 12
NO |  | 10 | 2012 | 1 | 15 | 15 |  | Waugh Chapel | Jericho Park (G) | 230 | 230 | Towers (A) | 6.23 | 0 | 2 | 1590 ACSR | 0 | 0 | 0 | 0 | 0 | 0 | 0 | 0 | 0 | 0 | 0 | 0 | 0 | 0 | 0 | 0 | 0 | 0 | 0 | 0 | 0 | 0 | 0 | 12
NO |  | 10 | 2012 | 1 | 16 | 16 |  | Waugh Chapel | Brandon Shores | 230 | 230 | Towers | 11.12 | 0 | 2 | 2167 ACSR | 0 | 0 | 0 | 0 | 0 | 0 | 0 | 0 | 0 | 0 | 0 | 0 | 0 | 0 | 0 | 0 | 0 | 0 | 0 | 0 | 0 | 0 | 0 | 12
NO |  | 10 | 2012 | 1 | 17 | 17 |  |  |  | 0 | 0 | Steel Poles | 3.29 | 0 | 2 | 2167 ACSR | 0 | 0 | 0 | 0 | 0 | 0 | 0 | 0 | 0 | 0 | 0 | 0 | 0 | 0 | 0 | 0 | 0 | 0 | 0 | 0 | 0 | 0 | 0 | 12
NO |  | 10 | 2012 | 1 | 18 | 18 |  | Waugh Chapel | High Ridge | 230 | 230 | Towers | 9.2 | 0 | 2 | 2167 ACSR | 0 | 0 | 0 | 0 | 0 | 0 | 0 | 0 | 0 | 0 | 0 | 0 | 0 | 0 | 0 | 0 | 0 | 0 | 0 | 0 | 0 | 0 | 0 | 12
NO |  | 10 | 2012 | 1 | 19 | 19 |  |  |  | 0 | 0 | Steel Poles | 7.69 | 0 | 2 | 2167 ACSR | 0 | 0 | 0 | 0 | 0 | 0 | 0 | 0 | 0 | 0 | 0 | 0 | 0 | 0 | 0 | 0 | 0 | 0 | 0 | 0 | 0 | 0 | 0 | 12
NO |  | 10 | 2012 | 1 | 20 | 20 |  | Brandon Shores | Riverside | 230 | 230 | Towers | 2.27 | 0 | 1 | 2167 ACSR | 0 | 0 | 0 | 0 | 0 | 0 | 0 | 0 | 0 | 0 | 0 | 0 | 0 | 0 | 0 | 0 | 0 | 0 | 0 | 0 | 0 | 0 | 0 | 12
NO |  | 10 | 2012 | 1 | 21 | 21 |  |  |  | 0 | 0 | Submarine (C) | 2.15 | 0 | 2 | 2500 COPPER | 0 | 0 | 0 | 0 | 0 | 0 | 0 | 0 | 0 | 0 | 0 | 0 | 0 | 0 | 0 | 0 | 0 | 0 | 0 | 0 | 0 | 0 | 0 | 12
NO |  | 10 | 2012 | 1 | 22 | 22 |  | Brandon Shores | Riverside | 230 | 230 | Steel Poles(A) | 2.07 | 0 | 1 | 1272 ACSR | 0 | 0 | 0 | 0 | 0 | 0 | 0 | 0 | 0 | 0 | 0 | 0 | 0 | 0 | 0 | 0 | 0 | 0 | 0 | 0 | 0 | 0 | 0 | 12
NO |  | 10 | 2012 | 1 | 23 | 23 |  | Brandon Shores | Unit 1 | 230 | 230 | Steel Poles(A) | 0.06 | 0 | 1 | 1272 ACSR | 0 | 0 | 0 | 0 | 0 | 0 | 0 | 0 | 0 | 0 | 0 | 0 | 0 | 0 | 0 | 0 | 0 | 0 | 0 | 0 | 0 | 0 | 0 | 12
NO |  | 10 | 2012 | 1 | 24 | 24 |  | Brandon Shores | Unit 2 | 230 | 230 | Steel Poles(A) | 0.06 | 0 | 1 | 1272 ACSR | 0 | 0 | 0 | 0 | 0 | 0 | 0 | 0 | 0 | 0 | 0 | 0 | 0 | 0 | 0 | 0 | 0 | 0 | 0 | 0 | 0 | 0 | 0 | 12
NO |  | 10 | 2012 | 1 | 25 | 25 |  | Brandon Shores | Starter Service 1 | 230 | 230 | Steel Poles | 0.06 | 0 | 1 | 795 ACSR | 0 | 0 | 0 | 0 | 0 | 0 | 0 | 0 | 0 | 0 | 0 | 0 | 0 | 0 | 0 | 0 | 0 | 0 | 0 | 0 | 0 | 0 | 0 | 12
NO |  | 10 | 2012 | 1 | 26 | 26 |  | Brandon Shores | Starter Service 2 | 230 | 230 | Steel Poles | 0.06 | 0 | 1 | 1033.5 ACSR | 0 | 0 | 0 | 0 | 0 | 0 | 0 | 0 | 0 | 0 | 0 | 0 | 0 | 0 | 0 | 0 | 0 | 0 | 0 | 0 | 0 | 0 | 0 | 12
NO |  | 10 | 2012 | 1 | 27 | 27 |  | Brandon Shores | Wagner 230- 1 | 230 | 230 | Towers | 0.48 | 0 | 1 | 2167 ACSR | 0 | 0 | 0 | 0 | 0 | 0 | 0 | 0 | 0 | 0 | 0 | 0 | 0 | 0 | 0 | 0 | 0 | 0 | 0 | 0 | 0 | 0 | 0 | 12
NO |  | 10 | 2012 | 1 | 28 | 28 |  | Brandon Shores | Wagner 230-2 | 230 | 230 | Towers | 0.49 | 0 | 1 | 2167 ACSR | 0 | 0 | 0 | 0 | 0 | 0 | 0 | 0 | 0 | 0 | 0 | 0 | 0 | 0 | 0 | 0 | 0 | 0 | 0 | 0 | 0 | 0 | 0 | 12
NO |  | 10 | 2012 | 1 | 29 | 29 |  | Brandon Shores | Wagner #4 | 230 | 230 | Towers | 0.4 | 0 | 1 | 2167 ACSR | 0 | 0 | 0 | 0 | 0 | 0 | 0 | 0 | 0 | 0 | 0 | 0 | 0 | 0 | 0 | 0 | 0 | 0 | 0 | 0 | 0 | 0 | 0 | 12
NO |  | 10 | 2012 | 1 | 30 | 30 |  | Northeast | Raphael Road | 230 | 230 | Steel Poles | 3.39 | 0 | 2 | 2167 ACSR | 0 | 0 | 0 | 0 | 0 | 0 | 0 | 0 | 0 | 0 | 0 | 0 | 0 | 0 | 0 | 0 | 0 | 0 | 0 | 0 | 0 | 0 | 0 | 12
NO |  | 10 | 2012 | 1 | 31 | 31 |  |  |  | 0 | 0 | Towers | 0.52 | 0 | 2 | 2167 ACSR | 0 | 0 | 0 | 0 | 0 | 0 | 0 | 0 | 0 | 0 | 0 | 0 | 0 | 0 | 0 | 0 | 0 | 0 | 0 | 0 | 0 | 0 | 0 | 12
NO |  | 10 | 2012 | 1 | 32 | 32 |  | Otter Point | Raphael Road | 230 | 230 | Steel Poles | 7.34 | 0 | 2 | 2167 ACSR | 0 | 0 | 0 | 0 | 0 | 0 | 0 | 0 | 0 | 0 | 0 | 0 | 0 | 0 | 0 | 0 | 0 | 0 | 0 | 0 | 0 | 0 | 0 | 12
NO |  | 10 | 2012 | 1 | 33 | 33 |  | Otter Point | Perryman | 230 | 230 | Steel Poles | 4.01 | 0 | 2 | 2167 ACSR | 0 | 0 | 0 | 0 | 0 | 0 | 0 | 0 | 0 | 0 | 0 | 0 | 0 | 0 | 620100028 | 0 | 0 | 0 | 0 | 0 | 0 | 0 | 0 | 12
NO |  | 10 | 2012 | 1 | 34 | 34 |  |  |  | 0 | 0 |  | 0 | 0 | 0 | Subtotal 230kV | 13449035 | 78511536 | 91960571 | 0 | 0 | 0 | 0 | 0 | 0 | 0 | 0 | 0 | 0 | 0 | 0 | 0 | 0 | 0 | 0 | 0 | 0 | 0 | 0 | 12
NO |  | 10 | 2012 | 1 | 35 | 35 |  | Perryville | MD/PA State Line | 138 | 138 | Towers | 13.61 | 0 | 4 | 397.5 ACSR | 0 | 0 | 0 | 0 | 0 | 0 | 0 | 0 | 0 | 0 | 0 | 0 | 0 | 0 | 0 | 0 | 0 | 0 | 0 | 0 | 0 | 0 | 0 | 12
NO |  | 10 | 2012 | 2 | 1 | 1 |  | Various |  | 115 | 115 | Towers | 208.26 | 0 | 1 | Various | 0 | 0 | 0 | 0 | 0 | 0 | 0 | 0 | 0 | 0 | 0 | 0 | 0 | 0 | 0 | 0 | 0 | 0 | 0 | 0 | 0 | 0 | 0 | 12
NO |  | 10 | 2012 | 2 | 2 | 2 |  |  |  | 0 | 0 | Wood Poles | 63.95 | 0 | 1 | Various | 0 | 0 | 0 | 0 | 0 | 0 | 0 | 0 | 0 | 0 | 0 | 0 | 0 | 0 | 0 | 0 | 0 | 0 | 0 | 0 | 0 | 0 | 0 | 12
NO |  | 10 | 2012 | 0 | 36 | 36 |  | TOTAL |  | 0 | 0 |  | 922.91 | 0 | 116 |  | 33789224 | 277127133 | 310916357 | 0 | 0 | 0 | 0 | 0 | 0 | 0 | 0 | 0 | 0 | 0 | 0 | 0 | 0 | 0 | 0 | 0 | 0 | 0 | 0 | 12
NO |  | 10 | 2012 | 0 | 31 | 31 |  | Northwest #2 | Conastone | 230 | 230 | Towers | 23.84 | 0 | 2 | 1590 ACSR | 0 | 0 | 0 | 0 | 0 | 0 | 0 | 0 | 0 | 0 | 0 | 0 | 0 | 0 | 0 | 0 | 0 | 0 | 0 | 0 | 0 | 0 | 0 | 12
NO |  | 10 | 2012 | 2 | 3 | 3 |  |  |  | 0 | 0 | Wood H-Frame | 30.92 | 0 | 1 | Various | 0 | 0 | 0 | 0 | 0 | 0 | 0 | 0 | 0 | 0 | 0 | 0 | 0 | 0 | 0 | 0 | 0 | 0 | 0 | 0 | 0 | 0 | 0 | 12
NO |  | 10 | 2012 | 2 | 4 | 4 |  |  |  | 0 | 0 | Steel Poles | 53.16 | 0 | 1 | Various | 0 | 0 | 0 | 0 | 0 | 0 | 0 | 0 | 0 | 0 | 0 | 0 | 0 | 0 | 0 | 0 | 0 | 0 | 0 | 0 | 0 | 0 | 0 | 12
NO |  | 10 | 2012 | 2 | 5 | 5 |  |  |  | 0 | 0 | Steel H Column | 0.64 | 0 | 1 | Various | 0 | 0 | 0 | 0 | 0 | 0 | 0 | 0 | 0 | 0 | 0 | 0 | 0 | 0 | 0 | 0 | 0 | 0 | 0 | 0 | 0 | 0 | 0 | 12
NO |  | 10 | 2012 | 2 | 6 | 6 |  |  |  | 0 | 0 | Undergrnd (D | 82.09 | 0 | 1 | Various | 0 | 0 | 0 | 0 | 0 | 0 | 0 | 0 | 0 | 0 | 0 | 620100029 | 0 | 0 | 0 | 0 | 0 | 0 | 0 | 0 | 0 | 0 | 0 | 12
NO |  | 10 | 2012 | 2 | 7 | 7 |  |  |  | 0 | 0 | Steel Poles | 12.03 | 0 | 2 | Various | 0 | 0 | 0 | 0 | 0 | 0 | 0 | 0 | 0 | 0 | 0 | 0 | 0 | 0 | 0 | 0 | 0 | 0 | 0 | 0 | 0 | 0 | 0 | 12
NO |  | 10 | 2012 | 2 | 8 | 8 |  |  |  | 0 | 0 | Undergrnd(D) | 5.96 | 0 | 2 | Various | 0 | 0 | 0 | 0 | 0 | 0 | 0 | 0 | 0 | 0 | 0 | 0 | 0 | 0 | 0 | 0 | 0 | 0 | 0 | 0 | 0 | 0 | 0 | 12
NO |  | 10 | 2012 | 2 | 9 | 9 |  |  |  | 0 | 0 |  | 0 | 0 | 0 | Subtotal 115kV | 6758485 | 111239790 | 117998275 | 0 | 0 | 0 | 0 | 0 | 0 | 0 | 0 | 0 | 0 | 0 | 0 | 0 | 0 | 0 | 0 | 0 | 0 | 0 | 0 | 12
NO |  | 10 | 2012 | 2 | 10 | 10 |  | Westport | Riverside | 35 | 35 | Undergrnd & | 32 | 0 | 6 | Various | 0 | 0 | 0 | 0 | 0 | 0 | 0 | 0 | 0 | 0 | 0 | 0 | 0 | 0 | 0 | 0 | 0 | 0 | 0 | 0 | 0 | 0 | 0 | 12
NO |  | 10 | 2012 | 2 | 11 | 11 |  |  |  | 0 | 0 | Submarine | 18 | 0 | 6 | Subtotal 35kV | 0 | 1543741 | 1543741 | 0 | 0 | 0 | 0 | 0 | 0 | 0 | 0 | 0 | 0 | 0 | 0 | 0 | 0 | 0 | 0 | 0 | 0 | 0 | 0 | 12
NO |  | 87 | 2012 | 0 | 36 | 36 |  | TOTAL |  | 0 | 0 |  | 2602.04 | 174.9 | 65 |  | 88422003 | 605732814 | 694154817 | 9778790 | 4935698 | 2449612 | 17164100 | 0 | 0 | 0 | 0 | 0 | 0 | 0 | 0 | 0 | 0 | 0 | 0 | 0 | 0 | 0 | 0 | 12
NO |  | 87 | 2012 | 0 | 1 | 1 |  | Vicksburg-Sterlington | Arkansas 0181 | 500 | 0 | Steel Tower | 98.86 | 0 | 1 | 954 ACSR | 0 | 0 | 0 | 0 | 0 | 0 | 0 | 0 | 0 | 0 | 0 | 0 | 0 | 0 | 0 | 0 | 0 | 0 | 0 | 0 | 0 | 0 | 0 | 12
NO |  | 87 | 2012 | 0 | 2 | 2 |  | Plaquemine | Willow Glen 0186 | 500 | 0 | Steel Tower | 11.63 | 0 | 1 | 1024 ACAR | 0 | 0 | 0 | 0 | 0 | 0 | 0 | 0 | 0 | 0 | 0 | 0 | 0 | 0 | 0 | 0 | 0 | 0 | 0 | 0 | 0 | 0 | 0 | 12
NO |  | 87 | 2012 | 0 | 3 | 3 |  | Little Gypsy | G.S.U. 0188 | 500 | 0 | Steel Tower | 36.19 | 0 | 1 | 1024 ACAR | 0 | 0 | 0 | 0 | 0 | 0 | 0 | 0 | 0 | 0 | 0 | 0 | 0 | 0 | 0 | 0 | 0 | 0 | 0 | 0 | 0 | 0 | 0 | 12
NO |  | 87 | 2012 | 0 | 4 | 4 |  | Arkansas St. | Coushatta 0204 | 500 | 0 | Steel Tower | 77.7 | 0 | 1 | 1024 ACSR | 0 | 0 | 0 | 0 | 0 | 0 | 0 | 0 | 0 | 0 | 0 | 0 | 0 | 0 | 0 | 0 | 0 | 0 | 0 | 0 | 0 | 0 | 0 | 12
NO |  | 87 | 2012 | 0 | 5 | 5 |  | Sterlington 500/115 | Perryville 9707 | 500 | 0 | Steel Tower | 3.7 | 0 | 1 | 954 ACSR | 0 | 0 | 0 | 0 | 0 | 0 | 0 | 0 | 0 | 0 | 0 | 0 | 0 | 0 | 0 | 0 | 0 | 0 | 0 | 0 | 0 | 0 | 0 | 12
NO |  | 87 | 2012 | 0 | 6 | 6 |  | Bogalusa | Miss State Line 0242 | 500 | 0 | Steel Tower | 19.79 | 0 | 1 | 1780 ACAR | 0 | 0 | 0 | 0 | 0 | 0 | 0 | 0 | 0 | 0 | 0 | 0 | 0 | 0 | 0 | 0 | 0 | 0 | 0 | 0 | 0 | 0 | 0 | 12
NO |  | 87 | 2012 | 0 | 7 | 7 |  | 500kv Tie Lines |  | 500 | 0 | Steel Tower | 0.21 | 0 | 1 | 1780 ASCR | 0 | 0 | 0 | 0 | 0 | 0 | 0 | 0 | 0 | 0 | 0 | 0 | 0 | 0 | 0 | 0 | 0 | 0 | 0 | 0 | 0 | 0 | 0 | 12
NO |  | 87 | 2012 | 0 | 10 | 10 |  | Shreveport-Sarepta | Ark State 0194 | 345 | 0 | Guyed Y | 16.3 | 0 | 1 | 1024 ACAR | 0 | 0 | 0 | 0 | 0 | 0 | 0 | 0 | 0 | 0 | 0 | 0 | 0 | 0 | 0 | 0 | 0 | 0 | 0 | 0 | 0 | 0 | 0 | 12
NO |  | 87 | 2012 | 0 | 13 | 13 |  | Hammond-Springfield-French | Settlement-Sorrento 0115B | 230 | 0 | Steel Pole | 30.64 | 0 | 1 | 1780 ACSR | 0 | 0 | 0 | 0 | 0 | 0 | 0 | 0 | 0 | 0 | 0 | 0 | 0 | 0 | 0 | 0 | 0 | 0 | 0 | 0 | 0 | 0 | 0 | 12
NO |  | 87 | 2012 | 0 | 14 | 14 |  | Amite-Independence | Hammond 0115C | 230 | 0 | Steel Pole | 18.19 | 0 | 1 | 1468 ACSR | 0 | 0 | 0 | 0 | 0 | 0 | 0 | 0 | 0 | 0 | 0 | 0 | 0 | 0 | 0 | 0 | 0 | 0 | 0 | 0 | 0 | 0 | 0 | 12
NO |  | 87 | 2012 | 0 | 15 | 15 |  | New Orleans | Gulfport 0118 | 230 | 0 | Steel Pole | 12.38 | 0 | 1 | 1351 SSAC | 0 | 0 | 0 | 0 | 0 | 0 | 0 | 0 | 0 | 0 | 0 | 0 | 0 | 0 | 0 | 0 | 0 | 0 | 0 | 0 | 0 | 0 | 0 | 12
NO |  | 87 | 2012 | 0 | 16 | 16 |  | Slidell | Bogalusa 0125 | 230 | 0 | Steel Pole | 38.94 | 0 | 1 | 1780 ACSR | 0 | 0 | 0 | 0 | 0 | 0 | 0 | 0 | 0 | 0 | 0 | 0 | 0 | 0 | 0 | 0 | 0 | 0 | 0 | 0 | 0 | 0 | 0 | 12
NO |  | 87 | 2012 | 0 | 17 | 17 |  | Ninemile | Snake Farm (Wb) 0134 | 230 | 0 | Steel Pole | 4.4 | 0 | 1 | 1780 ACSR | 0 | 0 | 0 | 0 | 0 | 0 | 0 | 0 | 0 | 0 | 0 | 0 | 0 | 0 | 0 | 0 | 0 | 0 | 0 | 0 | 0 | 0 | 0 | 12
NO |  | 87 | 2012 | 0 | 18 | 18 |  | Snake Farm | Bogalusa 0146 | 230 | 0 | Steel Tower | 25.9 | 4.03 | 1 | 1780 ACSR | 0 | 0 | 0 | 0 | 0 | 0 | 0 | 0 | 0 | 0 | 0 | 0 | 0 | 0 | 0 | 0 | 0 | 0 | 0 | 0 | 0 | 0 | 0 | 12
NO |  | 87 | 2012 | 0 | 19 | 19 |  | Chalmette | Michoud 0150 | 230 | 0 | Steel Tower | 6.1 | 0 | 1 | 1800 ACSR | 0 | 0 | 0 | 0 | 0 | 0 | 0 | 0 | 0 | 0 | 0 | 0 | 0 | 0 | 0 | 0 | 0 | 0 | 0 | 0 | 0 | 0 | 0 | 12
NO |  | 87 | 2012 | 0 | 20 | 20 |  | Little Gypsy | Lake Pontchartrain 0160 | 230 | 0 | Steel Tower | 34.63 | 0 | 1 | 1780 ACSR | 0 | 0 | 0 | 0 | 0 | 0 | 0 | 0 | 0 | 0 | 0 | 0 | 0 | 0 | 0 | 0 | 0 | 0 | 0 | 0 | 0 | 0 | 0 | 12
NO |  | 87 | 2012 | 0 | 21 | 21 |  | Hammond | Ponchatoula 0163 | 230 | 0 | Steel Pole | 6.1 | 0 | 1 | 1780 ACSR | 0 | 0 | 0 | 0 | 0 | 0 | 0 | 0 | 0 | 0 | 0 | 0 | 0 | 0 | 0 | 0 | 0 | 0 | 0 | 0 | 0 | 0 | 0 | 12
NO |  | 87 | 2012 | 0 | 22 | 22 |  | Under River | Crossing 0164.5 | 230 | 0 | Underground | 0.93 | 0 | 1 | 1468 COMP | 0 | 0 | 0 | 0 | 0 | 0 | 0 | 0 | 0 | 0 | 0 | 0 | 0 | 0 | 0 | 0 | 0 | 0 | 0 | 0 | 0 | 0 | 0 | 12
NO |  | 87 | 2012 | 0 | 23 | 23 |  | Ninemile | Carrollton River Xing 0178 | 230 | 0 | Steel Tower | 0.66 | 0 | 2 | 1780 ACSR | 0 | 0 | 0 | 0 | 0 | 0 | 0 | 0 | 0 | 0 | 0 | 0 | 0 | 0 | 0 | 0 | 0 | 0 | 0 | 0 | 0 | 0 | 0 | 12
NO |  | 87 | 2012 | 0 | 24 | 24 |  | Bogalusa | Hattiesburg 0180 | 230 | 0 | 2 1/2' Sq. Twr | 23.49 | 0 | 1 | 1122 ACAR | 0 | 0 | 0 | 0 | 0 | 0 | 0 | 0 | 0 | 0 | 0 | 0 | 0 | 0 | 0 | 0 | 0 | 0 | 0 | 0 | 0 | 0 | 0 | 12
NO |  | 87 | 2012 | 0 | 25 | 25 |  | Little Gypsy-Belle Point | Bagatelle-Sorrento 0183 | 230 | 0 | Steel Poles | 43.34 | 5.92 | 1 | 1024 ACAR | 0 | 0 | 0 | 0 | 0 | 0 | 0 | 0 | 0 | 0 | 0 | 0 | 0 | 0 | 0 | 0 | 0 | 0 | 0 | 0 | 0 | 0 | 0 | 12
NO |  | 87 | 2012 | 0 | 26 | 26 |  | Little Gypsy-Destrehan | Orleans (Icrr) 0184 | 230 | 0 | Steel Poles | 25.82 | 0 | 1 | 1780 ACSR | 0 | 0 | 0 | 0 | 0 | 0 | 0 | 0 | 0 | 0 | 0 | 0 | 0 | 0 | 0 | 0 | 0 | 0 | 0 | 0 | 0 | 0 | 0 | 12
NO |  | 87 | 2012 | 0 | 27 | 27 |  | Taft | Vacherie 0191 | 230 | 0 | 2'6" Sq. Tower | 16.2 | 0 | 1 | 1027 ACAR | 0 | 0 | 0 | 0 | 0 | 0 | 0 | 0 | 0 | 0 | 0 | 0 | 0 | 0 | 0 | 0 | 0 | 0 | 0 | 0 | 0 | 0 | 0 | 12
NO |  | 87 | 2012 | 0 | 28 | 28 |  | Vacherie | Donaldsonville 0193 | 230 | 0 | Underbuild | 29.99 | 0 | 1 | 1027 ACSR | 0 | 0 | 0 | 0 | 0 | 0 | 0 | 0 | 0 | 0 | 0 | 0 | 0 | 0 | 0 | 0 | 0 | 0 | 0 | 0 | 0 | 0 | 0 | 12
NO |  | 87 | 2012 | 0 | 29 | 29 |  | Ponchatoula | Madisonville 0196 | 230 | 0 | Guyed Y | 18.54 | 0 | 1 | 1027 ACSR | 0 | 0 | 0 | 0 | 0 | 0 | 0 | 0 | 0 | 0 | 0 | 0 | 0 | 0 | 0 | 0 | 0 | 0 | 0 | 0 | 0 | 0 | 0 | 12
NO |  | 87 | 2012 | 0 | 30 | 30 |  | Lower Coast | Churchill Jct 0199 | 230 | 0 | Steel Poles | 24.45 | 0 | 1 | 1780 ACSR | 0 | 0 | 0 | 0 | 0 | 0 | 0 | 0 | 0 | 0 | 0 | 0 | 0 | 0 | 0 | 0 | 0 | 0 | 0 | 0 | 0 | 0 | 0 | 12
NO |  | 87 | 2012 | 0 | 31 | 31 |  | Saline Bayou | Montgomery South 0200 | 230 | 0 | Wood H | 11.44 | 0 | 1 | 795 ACSR | 0 | 0 | 0 | 0 | 0 | 0 | 0 | 0 | 0 | 0 | 0 | 0 | 0 | 0 | 0 | 0 | 0 | 0 | 0 | 0 | 0 | 0 | 0 | 12
NO |  | 87 | 2012 | 0 | 32 | 32 |  | Chalmette-Packenham | Kaiser 0203 | 230 | 0 | Steel Poles | 10.32 | 0 | 1 | 1780 ACSR | 0 | 0 | 0 | 0 | 0 | 0 | 0 | 0 | 0 | 0 | 0 | 0 | 0 | 0 | 0 | 0 | 0 | 0 | 0 | 0 | 0 | 0 | 0 | 12
NO |  | 87 | 2012 | 0 | 33 | 33 |  | Mccall | Plaquemine 0207 | 230 | 0 | Wood H | 22.94 | 0 | 1 | 1027 ACSR | 0 | 0 | 0 | 0 | 0 | 0 | 0 | 0 | 0 | 0 | 0 | 0 | 0 | 0 | 0 | 0 | 0 | 0 | 0 | 0 | 0 | 0 | 0 | 12
NO |  | 87 | 2012 | 0 | 34 | 34 |  | Waterford | Raceland 0208 | 230 | 0 | Guyed "Y" | 31.64 | 0 | 1 | 2336 ACAR | 0 | 0 | 0 | 0 | 0 | 0 | 0 | 0 | 0 | 0 | 0 | 0 | 0 | 0 | 0 | 0 | 0 | 0 | 0 | 0 | 0 | 0 | 0 | 12
NO |  | 87 | 2012 | 0 | 35 | 35 |  | Ponchartrain | University City 0209 | 230 | 0 | Steel Pole | 7.01 | 0 | 1 | 1468 ACSR | 0 | 0 | 0 | 0 | 0 | 0 | 0 | 0 | 0 | 0 | 0 | 0 | 0 | 0 | 0 | 0 | 0 | 0 | 0 | 0 | 0 | 0 | 0 | 12
NO |  | 87 | 2012 | 1 | 1 | 1 |  | Bagatelle | G.S.U. 0210 | 230 | 0 | Steel Pole | 6.92 | 0 | 1 | 1780 ACSR | 0 | 0 | 0 | 0 | 0 | 0 | 0 | 0 | 0 | 0 | 0 | 0 | 0 | 0 | 0 | 0 | 0 | 0 | 0 | 0 | 0 | 0 | 0 | 12
NO |  | 87 | 2012 | 1 | 2 | 2 |  | Paris | NOPSI 0213 | 230 | 0 | Steel Pole | 3.69 | 0 | 1 | 1780 ACSR | 0 | 0 | 0 | 0 | 0 | 0 | 0 | 0 | 0 | 0 | 0 | 0 | 0 | 0 | 0 | 0 | 0 | 0 | 0 | 0 | 0 | 0 | 0 | 12
NO |  | 87 | 2012 | 1 | 3 | 3 |  | Waterford Units #1 & 2 | Waterford Sw. Sta 0214 | 230 | 0 | Steel Tower | 3.73 | 0 | 1 | 1468 ACSR | 0 | 0 | 0 | 0 | 0 | 0 | 0 | 0 | 0 | 0 | 0 | 0 | 0 | 0 | 0 | 0 | 0 | 0 | 0 | 0 | 0 | 0 | 0 | 12
NO |  | 87 | 2012 | 1 | 4 | 4 |  | Taft | Luling Jct. 0215 | 230 | 0 | Steel Pole | 10.72 | 0 | 1 | 1590 ACSS | 0 | 0 | 0 | 0 | 0 | 0 | 0 | 0 | 0 | 0 | 0 | 0 | 0 | 0 | 0 | 0 | 0 | 0 | 0 | 0 | 0 | 0 | 0 | 12
NO |  | 87 | 2012 | 1 | 5 | 5 |  | Ninemile | Snakefarm (East Bank) 0216 | 230 | 0 | Steel Tower | 4.11 | 0 | 1 | 1780 ACSR | 0 | 0 | 0 | 0 | 0 | 0 | 0 | 0 | 0 | 0 | 0 | 0 | 0 | 0 | 0 | 0 | 0 | 0 | 0 | 0 | 0 | 0 | 0 | 12
NO |  | 87 | 2012 | 1 | 6 | 6 |  | Little Gypsy | University City 0221 | 230 | 0 | Steel Poles | 16.42 | 0 | 1 | 1780 ACSR | 0 | 0 | 0 | 0 | 0 | 0 | 0 | 0 | 0 | 0 | 0 | 0 | 0 | 0 | 0 | 0 | 0 | 0 | 0 | 0 | 0 | 0 | 0 | 12
NO |  | 87 | 2012 | 1 | 7 | 7 |  | Vacherie | Thibodaux 0222 | 230 | 0 | Steel Poles | 14.99 | 0 | 1 | 1780 ACSR | 0 | 0 | 0 | 0 | 0 | 0 | 0 | 0 | 0 | 0 | 0 | 0 | 0 | 0 | 0 | 0 | 0 | 0 | 0 | 0 | 0 | 0 | 0 | 12
NO |  | 87 | 2012 | 1 | 8 | 8 |  | Thibodaux | Terrebonne 0224 | 230 | 0 | Steel Poles | 19.86 | 0 | 1 | 666 ACSR | 0 | 0 | 0 | 0 | 0 | 0 | 0 | 0 | 0 | 0 | 0 | 0 | 0 | 0 | 0 | 0 | 0 | 0 | 0 | 0 | 0 | 0 | 0 | 12
NO |  | 87 | 2012 | 1 | 9 | 9 |  | Evergreen | Point Pleasant 0226 | 230 | 0 | Steel Poles | 0.76 | 0 | 1 | 1780 ACSR | 0 | 0 | 0 | 0 | 0 | 0 | 0 | 0 | 0 | 0 | 0 | 0 | 0 | 0 | 0 | 0 | 0 | 0 | 0 | 0 | 0 | 0 | 0 | 12
NO |  | 87 | 2012 | 1 | 10 | 10 |  | Waterford Unit #3 | Waterford Sw. Sta. 0227 | 230 | 0 | Steel Pole | 1.3 | 0 | 1 | 1780 ACSR | 0 | 0 | 0 | 0 | 0 | 0 | 0 | 0 | 0 | 0 | 0 | 0 | 0 | 0 | 0 | 0 | 0 | 0 | 0 | 0 | 0 | 0 | 0 | 12
NO |  | 87 | 2012 | 1 | 11 | 11 |  | Churchill Sw. Sta. | Waterford 0231 | 230 | 0 | Steel Poles | 29.4 | 0 | 1 | 1272 ACSR | 0 | 0 | 0 | 0 | 0 | 0 | 0 | 0 | 0 | 0 | 0 | 0 | 0 | 0 | 0 | 0 | 0 | 0 | 0 | 0 | 0 | 0 | 0 | 12
NO |  | 87 | 2012 | 1 | 12 | 12 |  | Ninemile | Churchill Sw. Sta. 0235 | 230 | 0 | Steel Pole | 1.85 | 0 | 1 | 1027 ACSR | 0 | 0 | 0 | 0 | 0 | 0 | 0 | 0 | 0 | 0 | 0 | 0 | 0 | 0 | 0 | 0 | 0 | 0 | 0 | 0 | 0 | 0 | 0 | 12
NO |  | 87 | 2012 | 1 | 13 | 13 |  | Terrebonne | Coteau 0237 | 230 | 0 | Steel Poles | 4.97 | 0 | 1 | 1780 ACSR | 0 | 0 | 0 | 0 | 0 | 0 | 0 | 0 | 0 | 0 | 0 | 0 | 0 | 0 | 0 | 0 | 0 | 0 | 0 | 0 | 0 | 0 | 0 | 12
NO |  | 87 | 2012 | 1 | 14 | 14 |  | Little Gypsy | Bayou Steel 0240 | 230 | 0 | Steel Poles | 1.72 | 0.78 | 1 | 1780 ACSR | 0 | 0 | 0 | 0 | 0 | 0 | 0 | 0 | 0 | 0 | 0 | 0 | 0 | 0 | 0 | 0 | 0 | 0 | 0 | 0 | 0 | 0 | 0 | 12
NO |  | 87 | 2012 | 1 | 15 | 15 |  | Waterford 500kV | Waterford 230kV 0243 | 230 | 0 | Steel Tower | 0.27 | 0 | 1 | 1780 ACSR | 0 | 0 | 0 | 0 | 0 | 0 | 0 | 0 | 0 | 0 | 0 | 0 | 0 | 0 | 0 | 0 | 0 | 0 | 0 | 0 | 0 | 0 | 0 | 12
NO |  | 87 | 2012 | 1 | 16 | 16 |  | Montgomery | Winnfield 0249 | 230 | 0 | Steel Pole | 23.98 | 0 | 1 | 1780 ACSR | 0 | 0 | 0 | 0 | 0 | 0 | 0 | 0 | 0 | 0 | 0 | 0 | 0 | 0 | 0 | 0 | 0 | 0 | 0 | 0 | 0 | 0 | 0 | 12
NO |  | 87 | 2012 | 1 | 17 | 17 |  | Ninemile | Southport 0250 | 230 | 0 | Steel Tower | 1.32 | 0 | 1 | 2599 AACSR | 0 | 0 | 0 | 0 | 0 | 0 | 0 | 0 | 0 | 0 | 0 | 0 | 0 | 0 | 0 | 0 | 0 | 0 | 0 | 0 | 0 | 0 | 0 | 12
NO |  | 87 | 2012 | 1 | 18 | 18 |  | Ninemile | Southport 0251 | 230 | 0 | Steel Tower | 0 | 1.34 | 1 | 2599 AACSR | 0 | 0 | 0 | 0 | 0 | 0 | 0 | 0 | 0 | 0 | 0 | 0 | 0 | 0 | 0 | 0 | 0 | 0 | 0 | 0 | 0 | 0 | 0 | 12
NO |  | 87 | 2012 | 1 | 19 | 19 |  | Grambling | Danville 0253 | 230 | 0 | Steel Pole | 21.46 | 4.03 | 1 | 1780 ACSR | 0 | 0 | 0 | 0 | 0 | 0 | 0 | 0 | 0 | 0 | 0 | 0 | 0 | 0 | 0 | 0 | 0 | 0 | 0 | 0 | 0 | 0 | 0 | 12
NO |  | 87 | 2012 | 1 | 20 | 20 |  | Waterford-Raceland | Valentine 0254 | 230 | 0 | Steel Pole | 19.85 | 12.8 | 1 | 1800 ACSR | 0 | 0 | 0 | 0 | 0 | 0 | 0 | 0 | 0 | 0 | 0 | 0 | 0 | 0 | 0 | 0 | 0 | 0 | 0 | 0 | 0 | 0 | 0 | 12
NO |  | 87 | 2012 | 1 | 21 | 21 |  | Mt. Olive | Grambling 0257 | 230 | 0 | Steel Pole | 5.78 | 0 | 1 | 1780 ACSR | 0 | 0 | 0 | 0 | 0 | 0 | 0 | 0 | 0 | 0 | 0 | 0 | 0 | 0 | 0 | 0 | 0 | 0 | 0 | 0 | 0 | 0 | 0 | 12
NO |  | 87 | 2012 | 1 | 22 | 22 |  | Waterford | Frisco 0259 | 230 | 0 | Steel Pole | 12.38 | 1.38 | 1 | 1780 ACSR | 0 | 0 | 0 | 0 | 0 | 0 | 0 | 0 | 0 | 0 | 0 | 0 | 0 | 0 | 0 | 0 | 0 | 0 | 0 | 0 | 0 | 0 | 0 | 12
NO |  | 87 | 2012 | 1 | 23 | 23 |  | Panama | Conway 0264 | 230 | 0 | Steel Pole | 7.35 | 0 | 1 | 666.6 ACSR | 0 | 0 | 0 | 0 | 0 | 0 | 0 | 0 | 0 | 0 | 0 | 0 | 0 | 0 | 0 | 0 | 0 | 0 | 0 | 0 | 0 | 0 | 0 | 12
NO |  | 87 | 2012 | 1 | 24 | 24 |  | Panama | Dutch Bayou 0266 | 230 | 0 | Steel Tower | 17.89 | 0 | 1 | 1272 ACSS | 0 | 0 | 0 | 0 | 0 | 0 | 0 | 0 | 0 | 0 | 0 | 0 | 0 | 0 | 0 | 0 | 0 | 0 | 0 | 0 | 0 | 0 | 0 | 12
NO |  | 87 | 2012 | 1 | 25 | 25 |  | Dutch Bayou | Frisco 0267 | 230 | 0 | Steel Pole | 0.65 | 0 | 1 | 1780 ACSR | 0 | 0 | 0 | 0 | 0 | 0 | 0 | 0 | 0 | 0 | 0 | 0 | 0 | 0 | 0 | 0 | 0 | 0 | 0 | 0 | 0 | 0 | 0 | 12
NO |  | 87 | 2012 | 1 | 26 | 26 |  | Bayou Labutte | Iberville 0269 | 230 | 0 | Steel Pole | 1.24 | 0 | 1 | 1590 ACSS | 0 | 0 | 0 | 0 | 0 | 0 | 0 | 0 | 0 | 0 | 0 | 0 | 0 | 0 | 0 | 0 | 0 | 0 | 0 | 0 | 0 | 0 | 0 | 12
NO |  | 87 | 2012 | 1 | 27 | 27 |  | Evergreen | Willow Glenn 0276 | 230 | 0 | Steel Pole | 8.65 | 0 | 1 | 1780 ACSR | 0 | 0 | 0 | 0 | 0 | 0 | 0 | 0 | 0 | 0 | 0 | 0 | 0 | 0 | 0 | 0 | 0 | 0 | 0 | 0 | 0 | 0 | 0 | 12
NO |  | 87 | 2012 | 1 | 28 | 28 |  | Evergreen | Iberville 0641 | 230 | 0 | Steel Pole | 0.59 | 0 | 1 | 1780 ACSR | 0 | 0 | 0 | 0 | 0 | 0 | 0 | 0 | 0 | 0 | 0 | 0 | 0 | 0 | 0 | 0 | 0 | 0 | 0 | 0 | 0 | 0 | 0 | 12
NO |  | 87 | 2012 | 1 | 29 | 29 |  | Iberville | Chenango 0646 | 230 | 0 | Steel Pole | 5.43 | 0 | 1 | 1780 ACSR | 0 | 0 | 0 | 0 | 0 | 0 | 0 | 0 | 0 | 0 | 0 | 0 | 0 | 0 | 0 | 0 | 0 | 0 | 0 | 0 | 0 | 0 | 0 | 12
NO |  | 87 | 2012 | 1 | 30 | 30 |  | Holden | Hammond 3528 | 230 | 0 | Wood H | 10.56 | 0 | 1 | 1780 ACSR | 0 | 0 | 0 | 0 | 0 | 0 | 0 | 0 | 0 | 0 | 0 | 0 | 0 | 0 | 0 | 0 | 0 | 0 | 0 | 0 | 0 | 0 | 0 | 12
NO |  | 87 | 2012 | 1 | 34 | 34 |  | Acadia | Richard L3 0303 | 138 | 0 | Steel Pole | 2.2 | 0 | 1 | 954 ACSS | 0 | 0 | 0 | 0 | 0 | 0 | 0 | 0 | 0 | 0 | 0 | 0 | 0 | 0 | 0 | 0 | 0 | 0 | 0 | 0 | 0 | 0 | 0 | 12
NO |  | 87 | 2012 | 0 | 8 | 8 |  |  | Total 500kv Lines | 0 | 0 |  | 0 | 0 | 0 |  | 13498237 | 61562009 | 75060246 | 0 | 0 | 0 | 0 | 0 | 0 | 0 | 0 | 0 | 0 | 0 | 0 | 0 | 0 | 0 | 0 | 0 | 0 | 0 | 0 | 12
NO |  | 87 | 2012 | 0 | 11 | 11 |  |  | Total 345kv Lines | 0 | 0 |  | 0 | 0 | 0 |  | 298576 | 984372 | 1282948 | 0 | 0 | 0 | 0 | 0 | 0 | 0 | 0 | 0 | 0 | 0 | 0 | 0 | 0 | 0 | 0 | 0 | 0 | 0 | 0 | 12
NO |  | 87 | 2012 | 1 | 31 | 31 |  | 230kV Tie Lines |  | 230 | 0 | Steel Pole | 0.43 | 0 | 1 | 1780 ACSR | 0 | 0 | 0 | 0 | 0 | 0 | 0 | 0 | 0 | 0 | 0 | 0 | 0 | 0 | 0 | 0 | 0 | 0 | 0 | 0 | 0 | 0 | 0 | 12
NO |  | 87 | 2012 | 1 | 35 | 35 |  | Acadia | Richard L4 0304 | 138 | 0 | Steel Pole | 2.2 | 0 | 1 | 954 ACSS | 0 | 0 | 0 | 0 | 0 | 0 | 0 | 0 | 0 | 0 | 0 | 0 | 0 | 0 | 0 | 0 | 0 | 0 | 0 | 0 | 0 | 0 | 0 | 12
NO |  | 87 | 2012 | 1 | 32 | 32 |  |  | Total 230kv Lines | 0 | 0 |  | 0 | 0 | 0 |  | 48713764 | 250139436 | 298853200 | 0 | 0 | 0 | 0 | 0 | 0 | 0 | 0 | 0 | 0 | 0 | 0 | 0 | 0 | 0 | 0 | 0 | 0 | 0 | 0 | 12
NO |  | 87 | 2012 | 2 | 1 | 1 |  |  | Total 138kv Lines | 0 | 0 |  | 0 | 0 | 0 |  | 0 | 611927 | 611927 | 0 | 0 | 0 | 0 | 0 | 0 | 0 | 0 | 0 | 0 | 0 | 0 | 0 | 0 | 0 | 0 | 0 | 0 | 0 | 0 | 12
SI/SI | A | 87 | 2012 | 2 | 3 | 3 |  |  | Total 115kv Lines | 0 | 0 |  | 1503.39 | 138.13 | 0 |  | 25475409 | 287729870 | 313205279 | 0 | 0 | 0 | 7744506.8415 | 0 | 0 | 0 | 0 | 0 | 0 | 0 | 0 | 0 | 0 | 0 | 0 | 0 | 0 | 0 | 0 | 12
SI/SI | A | 87 | 2012 | 2 | 5 | 5 |  |  | Total 69kv Lines | 0 | 0 |  | 30.86 | 0.43 | 0 |  | 41796 | 3195247 | 3237043 | 0 | 0 | 0 | 80041.1211 | 0 | 0 | 0 | 0 | 0 | 0 | 0 | 0 | 0 | 0 | 0 | 0 | 0 | 0 | 0 | 0 | 12
NO |  | 87 | 2012 | 2 | 7 | 7 |  | Tot Lines Operating at Dist |  | 0 | 0 |  | 96.69 | 6.06 | 0 |  | 394221 | 1509953 | 1904174 | 0 | 0 | 0 | 0 | 0 | 0 | 0 | 0 | 0 | 0 | 0 | 0 | 0 | 0 | 0 | 0 | 0 | 0 | 0 | 0 | 12
NO |  | 87 | 2012 | 2 | 11 | 11 |  | Tot Transmission Lines |  | 0 | 0 |  | 0 | 0 | 0 |  | 0 | 0 | 0 | 9778790 | 4935698 | 2449612 | 17164100 | 0 | 0 | 0 | 0 | 0 | 0 | 0 | 0 | 0 | 0 | 0 | 0 | 0 | 0 | 0 | 0 | 12
NO |  | 100 | 2012 | 0 | 1 | 1 |  | BWSES | River Crossing 5200 | 500 | 0 | Steel Tower | 2.41 | 0 | 1 | 3070 AASCR | 0 | 0 | 0 | 0 | 0 | 0 | 0 | 0 | 0 | 0 | 0 | 0 | 0 | 0 | 0 | 0 | 0 | 0 | 0 | 0 | 0 | 0 | 0 | 12
NO |  | 100 | 2012 | 0 | 2 | 2 |  | Franklin | Louisiana State Line 5521 | 500 | 0 | Steel Tower | 51.39 | 0 | 1 | 954 ACSR | 0 | 0 | 0 | 0 | 0 | 0 | 0 | 0 | 0 | 0 | 0 | 0 | 0 | 0 | 0 | 0 | 0 | 0 | 0 | 0 | 0 | 0 | 0 | 12
NO |  | 100 | 2012 | 0 | 3 | 3 |  | Grand Gulf | BWSES 5620 | 500 | 0 | Steel Tower | 21.43 | 0 | 1 | 954 ACSR | 0 | 0 | 0 | 0 | 0 | 0 | 0 | 0 | 0 | 0 | 0 | 0 | 0 | 0 | 0 | 0 | 0 | 0 | 0 | 0 | 0 | 0 | 0 | 12
NO |  | 100 | 2012 | 0 | 4 | 4 |  | Grand Gulf | Franklin 5640 | 500 | 0 | Steel Tower | 43.42 | 0 | 1 | 954 ACSR | 0 | 0 | 0 | 0 | 0 | 0 | 0 | 0 | 0 | 0 | 0 | 0 | 0 | 0 | 0 | 0 | 0 | 0 | 0 | 0 | 0 | 0 | 0 | 12
NO |  | 100 | 2012 | 0 | 5 | 5 |  | Ray Braswell | BWSES 6880 | 500 | 0 | Steel Tower | 35.34 | 0 | 1 | 954 ACSR | 0 | 0 | 0 | 0 | 0 | 0 | 0 | 0 | 0 | 0 | 0 | 0 | 0 | 0 | 0 | 0 | 0 | 0 | 0 | 0 | 0 | 0 | 0 | 12
NO |  | 100 | 2012 | 0 | 6 | 6 |  | Ray Braswell | West Point 6960 | 500 | 0 | Steel Tower | 105.06 | 0 | 1 | 954 ACSR | 0 | 0 | 0 | 0 | 0 | 0 | 0 | 0 | 0 | 0 | 0 | 0 | 0 | 0 | 0 | 0 | 0 | 0 | 0 | 0 | 0 | 0 | 0 | 12
NO |  | 100 | 2012 | 0 | 7 | 7 |  | Ray Braswell-Franklin | Willow Glen 6980 | 500 | 0 | Steel Tower | 96.45 | 0 | 1 | 954 ACSR | 0 | 0 | 0 | 0 | 0 | 0 | 0 | 0 | 0 | 0 | 0 | 0 | 0 | 0 | 0 | 0 | 0 | 0 | 0 | 0 | 0 | 0 | 0 | 12
NO |  | 100 | 2012 | 0 | 8 | 8 |  |  | Total 500Kv Lines | 0 | 0 |  | 0 | 0 | 0 |  | 12790254 | 50682708 | 63472962 | 0 | 0 | 0 | 0 | 0 | 0 | 0 | 0 | 0 | 0 | 0 | 0 | 0 | 0 | 0 | 0 | 0 | 0 | 0 | 0 | 12
NO |  | 100 | 2012 | 0 | 10 | 10 |  | Getwell | Twinkletown 5007 | 230 | 0 | Sngle Conc Pls | 20.76 | 0 | 1 | 1272 ACSR | 0 | 0 | 0 | 0 | 0 | 0 | 0 | 0 | 0 | 0 | 0 | 0 | 0 | 0 | 0 | 0 | 0 | 0 | 0 | 0 | 0 | 0 | 0 | 12
NO |  | 100 | 2012 | 0 | 11 | 11 |  | Yandell Rd | Bozeman Rd 5112 | 230 | 0 | Sngle Sl P & T | 4.03 | 0 | 1 | 1272 ACSR | 0 | 0 | 0 | 0 | 0 | 0 | 0 | 0 | 0 | 0 | 0 | 0 | 0 | 0 | 0 | 0 | 0 | 0 | 0 | 0 | 0 | 0 | 0 | 12
NO |  | 100 | 2012 | 0 | 14 | 14 |  | Freeport | Tunica 5525 | 230 | 0 | Steel Tower | 31.87 | 0 | 1 | 1272 ACSR | 0 | 0 | 0 | 0 | 0 | 0 | 0 | 0 | 0 | 0 | 0 | 0 | 0 | 0 | 0 | 0 | 0 | 0 | 0 | 0 | 0 | 0 | 0 | 12
NO |  | 100 | 2012 | 0 | 15 | 15 |  | GASES | Bagby 5540 | 230 | 0 | Steel Tower | 3.65 | 0 | 1 | 1272 ACSR | 0 | 0 | 0 | 0 | 0 | 0 | 0 | 0 | 0 | 0 | 0 | 0 | 0 | 0 | 0 | 0 | 0 | 0 | 0 | 0 | 0 | 0 | 0 | 12
NO |  | 100 | 2012 | 0 | 16 | 16 |  | GASES | Indianola 5580 | 230 | 0 | Wood H-Frame | 33.68 | 0 | 1 | 1272 ACSR | 0 | 0 | 0 | 0 | 0 | 0 | 0 | 0 | 0 | 0 | 0 | 0 | 0 | 0 | 0 | 0 | 0 | 0 | 0 | 0 | 0 | 0 | 0 | 12
NO |  | 100 | 2012 | 0 | 17 | 17 |  | Grenada | Batesville 5840 | 230 | 0 | Wood H-Frame | 37.65 | 0 | 1 | 1272 ACSR | 0 | 0 | 0 | 0 | 0 | 0 | 0 | 0 | 0 | 0 | 0 | 0 | 0 | 0 | 0 | 0 | 0 | 0 | 0 | 0 | 0 | 0 | 0 | 12
NO |  | 100 | 2012 | 0 | 18 | 18 |  | Horn Lake | Freeport 5942 | 230 | 0 | Wood H-Frame | 3.83 | 0 | 1 | 1272 ACSR | 0 | 0 | 0 | 0 | 0 | 0 | 0 | 0 | 0 | 0 | 0 | 0 | 0 | 0 | 0 | 0 | 0 | 0 | 0 | 0 | 0 | 0 | 0 | 12
NO |  | 100 | 2012 | 0 | 19 | 19 |  | Indianola | Tillatoba 6020 | 230 | 0 | Steel Tower | 56.36 | 0 | 1 | 1272 ACSR | 0 | 0 | 0 | 0 | 0 | 0 | 0 | 0 | 0 | 0 | 0 | 0 | 0 | 0 | 0 | 0 | 0 | 0 | 0 | 0 | 0 | 0 | 0 | 12
NO |  | 100 | 2012 | 0 | 20 | 20 |  | Horn Lake | Getwell 6186 | 230 | 0 | Sngle Conc Pls | 8.57 | 0 | 1 | 1272 ACSR | 0 | 0 | 0 | 0 | 0 | 0 | 0 | 0 | 0 | 0 | 0 | 0 | 0 | 0 | 0 | 0 | 0 | 0 | 0 | 0 | 0 | 0 | 0 | 12
NO |  | 100 | 2012 | 0 | 21 | 21 |  | Luckney-Grants Ferry | Rankin 6298 | 230 | 0 | Steel Poles | 13.23 | 0 | 1 | 1272 ACSR | 0 | 0 | 0 | 0 | 0 | 0 | 0 | 0 | 0 | 0 | 0 | 0 | 0 | 0 | 0 | 0 | 0 | 0 | 0 | 0 | 0 | 0 | 0 | 12
NO |  | 100 | 2012 | 0 | 22 | 22 |  | Lula | Batesville 6300 | 230 | 0 | Steel Tower | 40.36 | 0 | 1 | 1272 ACSR | 0 | 0 | 0 | 0 | 0 | 0 | 0 | 0 | 0 | 0 | 0 | 0 | 0 | 0 | 0 | 0 | 0 | 0 | 0 | 0 | 0 | 0 | 0 | 12
NO |  | 100 | 2012 | 0 | 23 | 23 |  | Mcadams | Indianola 6410 | 230 | 0 | Wood H-Frame | 67.54 | 0 | 1 | 1272 ACSR | 0 | 0 | 0 | 0 | 0 | 0 | 0 | 0 | 0 | 0 | 0 | 0 | 0 | 0 | 0 | 0 | 0 | 0 | 0 | 0 | 0 | 0 | 0 | 12
NO |  | 100 | 2012 | 0 | 24 | 24 |  | McAdams | Kosciusko 6415 | 230 | 0 | Steel Tower | 1.22 | 0 | 1 | 1272 ACSR | 0 | 0 | 0 | 0 | 0 | 0 | 0 | 0 | 0 | 0 | 0 | 0 | 0 | 0 | 0 | 0 | 0 | 0 | 0 | 0 | 0 | 0 | 0 | 12
NO |  | 100 | 2012 | 0 | 25 | 25 |  | Mcadams | Pickens 6416 | 230 | 0 | Wood H-Frame | 16.18 | 0 | 1 | 1272 ACSR | 0 | 0 | 0 | 0 | 0 | 0 | 0 | 0 | 0 | 0 | 0 | 0 | 0 | 0 | 0 | 0 | 0 | 0 | 0 | 0 | 0 | 0 | 0 | 12
NO |  | 100 | 2012 | 0 | 26 | 26 |  | Ray Braswell | GASES Part 1 6900 | 230 | 0 | Wood H-Frame | 5.12 | 0 | 1 | 1272 ACSR | 0 | 0 | 0 | 0 | 0 | 0 | 0 | 0 | 0 | 0 | 0 | 0 | 0 | 0 | 0 | 0 | 0 | 0 | 0 | 0 | 0 | 0 | 0 | 12
NO |  | 100 | 2012 | 0 | 27 | 27 |  | Ray Braswell | GASES Part 2 6901 | 230 | 0 | Wood H-Frame | 72.39 | 11.51 | 1 | 1272 ACSR | 0 | 0 | 0 | 0 | 0 | 0 | 0 | 0 | 0 | 0 | 0 | 0 | 0 | 0 | 0 | 0 | 0 | 0 | 0 | 0 | 0 | 0 | 0 | 12
NO |  | 100 | 2012 | 0 | 28 | 28 |  | Rex Brown SES | Brandon 7000 | 230 | 0 | Wood H-Frame | 24.49 | 0 | 1 | 1272 ACSR | 0 | 0 | 0 | 0 | 0 | 0 | 0 | 0 | 0 | 0 | 0 | 0 | 0 | 0 | 0 | 0 | 0 | 0 | 0 | 0 | 0 | 0 | 0 | 12
NO |  | 100 | 2012 | 0 | 30 | 30 |  | Rex Brown SES | Ray Braswell 7100 | 230 | 0 | Wood H-Frame | 9.26 | 0 | 1 | 1272 ACSR | 0 | 0 | 0 | 0 | 0 | 0 | 0 | 0 | 0 | 0 | 0 | 0 | 0 | 0 | 0 | 0 | 0 | 0 | 0 | 0 | 0 | 0 | 0 | 12
NO |  | 100 | 2012 | 0 | 31 | 31 |  | South Jackson | Rankin 7350 | 230 | 0 | Steel Pole | 17.9 | 0 | 1 | 1272 ACSR | 0 | 0 | 0 | 0 | 0 | 0 | 0 | 0 | 0 | 0 | 0 | 0 | 0 | 0 | 0 | 0 | 0 | 0 | 0 | 0 | 0 | 0 | 0 | 12
NO |  | 100 | 2012 | 0 | 32 | 32 |  | South Jackson | Ray Braswell 7370 | 230 | 0 | Sngle Conc Pls | 9.45 | 0 | 1 | 1272 ACSR | 0 | 0 | 0 | 0 | 0 | 0 | 0 | 0 | 0 | 0 | 0 | 0 | 0 | 0 | 0 | 0 | 0 | 0 | 0 | 0 | 0 | 0 | 0 | 12
NO |  | 100 | 2012 | 0 | 33 | 33 |  | South Jackson | Ray Braswell 7375 | 230 | 0 | Steel Poles | 13.58 | 0 | 1 | 1272 ACSR | 0 | 0 | 0 | 0 | 0 | 0 | 0 | 0 | 0 | 0 | 0 | 0 | 0 | 0 | 0 | 0 | 0 | 0 | 0 | 0 | 0 | 0 | 0 | 12
NO |  | 100 | 2012 | 0 | 36 | 36 |  | TOTAL |  | 0 | 0 |  | 2844.82 | 23.99 | 36 |  | 64137487 | 356260748 | 420398235 | 5382062 | 2489456 | 960275 | 8831793 | 0 | 0 | 0 | 0 | 0 | 0 | 0 | 0 | 0 | 0 | 0 | 0 | 0 | 0 | 0 | 0 | 12
NO |  | 100 | 2012 | 0 | 12 | 12 |  | Canton | Pickens 5270 | 230 | 0 | Sngle Conc Pls | 27.97 | 0 | 1 | 1272 ACSR | 0 | 0 | 0 | 0 | 0 | 0 | 0 | 0 | 0 | 0 | 0 | 0 | 0 | 0 | 0 | 0 | 0 | 0 | 0 | 0 | 0 | 0 | 0 | 12
NO |  | 100 | 2012 | 0 | 13 | 13 |  | South Canton | Ragsdale 5271 | 230 | 0 | Sngle Conc Pls | 3.09 | 0 | 2 | 1272 ACSR | 0 | 0 | 0 | 0 | 0 | 0 | 0 | 0 | 0 | 0 | 0 | 0 | 0 | 0 | 0 | 0 | 0 | 0 | 0 | 0 | 0 | 0 | 0 | 12
NO |  | 100 | 2012 | 0 | 34 | 34 |  | Tunica | Ritchie 7490 | 230 | 0 | Steel Tower | 20.94 | 0 | 1 | 1272 ACSR | 0 | 0 | 0 | 0 | 0 | 0 | 0 | 0 | 0 | 0 | 0 | 0 | 0 | 0 | 0 | 0 | 0 | 0 | 0 | 0 | 0 | 0 | 0 | 12
NO |  | 100 | 2012 | 0 | 29 | 29 |  | Rex Brown SES | Hoy Road 7060 | 230 | 0 | Wood H-Frame | 17.31 | 12.48 | 1 | 1272 ACSR | 0 | 0 | 0 | 0 | 0 | 0 | 0 | 0 | 0 | 0 | 0 | 0 | 0 | 0 | 0 | 0 | 0 | 0 | 0 | 0 | 0 | 0 | 0 | 12
NO |  | 100 | 2012 | 0 | 35 | 35 |  | North Oakland | Tillatoba 9875 | 230 | 0 | Wood H-Frame | 9.03 | 0 | 1 | 1272 ACSR | 0 | 0 | 0 | 0 | 0 | 0 | 0 | 0 | 0 | 0 | 0 | 0 | 0 | 0 | 0 | 0 | 0 | 0 | 0 | 0 | 0 | 0 | 0 | 12
NO |  | 100 | 2012 | 1 | 1 | 1 |  | 230kV Tie Lines |  | 230 | 0 | VARIOUS | 7.47 | 0 | 1 | VARIOUS | 0 | 0 | 0 | 0 | 0 | 0 | 0 | 0 | 0 | 0 | 0 | 0 | 0 | 0 | 0 | 0 | 0 | 0 | 0 | 0 | 0 | 0 | 0 | 12
NO |  | 100 | 2012 | 1 | 4 | 4 |  | Horn Lake | Memphis 5960 | 161 | 0 | Wood H-Frame | 5.5 | 0 | 1 | 666 ACSR | 0 | 0 | 0 | 0 | 0 | 0 | 0 | 0 | 0 | 0 | 0 | 0 | 0 | 0 | 0 | 0 | 0 | 0 | 0 | 0 | 0 | 0 | 0 | 12
NO |  | 100 | 2012 | 1 | 2 | 2 |  |  | Total 230Kv Lines | 0 | 0 |  | 0 | 0 | 0 |  | 27753974 | 98229623 | 125983597 | 0 | 0 | 0 | 0 | 0 | 0 | 0 | 0 | 0 | 0 | 0 | 0 | 0 | 0 | 0 | 0 | 0 | 0 | 0 | 0 | 12
NO |  | 100 | 2012 | 1 | 5 | 5 |  |  | Total 161Kv Lines | 0 | 0 |  | 0 | 0 | 0 |  | 17891 | 213467 | 231358 | 0 | 0 | 0 | 0 | 0 | 0 | 0 | 0 | 0 | 0 | 0 | 0 | 0 | 0 | 0 | 0 | 0 | 0 | 0 | 0 | 12
SI/SI | A | 100 | 2012 | 1 | 7 | 7 |  |  | Total 115Kv Lines | 0 | 0 |  | 1906.89 | 0 | 0 |  | 23575368 | 207134950 | 230710318 | 0 | 0 | 0 | 4846799.0631 | 0 | 0 | 0 | 0 | 0 | 0 | 0 | 0 | 0 | 0 | 0 | 0 | 0 | 0 | 0 | 0 | 12
NO |  | 100 | 2012 | 1 | 9 | 9 |  | Transmission Lines |  | 0 | 0 |  | 0 | 0 | 0 |  | 0 | 0 | 0 | 5382062 | 2489456 | 960275 | 8831793 | 0 | 0 | 0 | 0 | 0 | 0 | 0 | 0 | 0 | 0 | 0 | 0 | 0 | 0 | 0 | 0 | 12
NO |  | 114 | 2012 | 0 | 36 | 36 |  | TOTAL |  | 0 | 0 |  | 136 | 5.83 | 10 |  | 849296 | 44947242 | 45796538 | 8599092 | 397875 | 123919 | 9120886 | 0 | 0 | 0 | 0 | 0 | 0 | 0 | 0 | 0 | 0 | 0 | 0 | 0 | 0 | 0 | 0 | 12
NO |  | 114 | 2012 | 0 | 1 | 1 |  | Michoud Ses | St Tammy Parish Li 0084 | 230 | 0 | Guyed Alum Twr | 19.23 | 4.11 | 1 | 1780 ACSR | 0 | 0 | 0 | 0 | 0 | 0 | 0 | 0 | 0 | 0 | 0 | 0 | 0 | 0 | 0 | 0 | 0 | 0 | 0 | 0 | 0 | 0 | 0 | 12
NO |  | 114 | 2012 | 0 | 2 | 2 |  | Market St Station | Michoud Ses 0097 | 230 | 0 | Steel Pole | 11.01 | 1.72 | 1 | 1800 ACSR | 0 | 0 | 0 | 0 | 0 | 0 | 0 | 0 | 0 | 0 | 0 | 0 | 0 | 0 | 0 | 0 | 0 | 0 | 0 | 0 | 0 | 0 | 0 | 12
NO |  | 114 | 2012 | 0 | 3 | 3 |  | Midtown Sub | Michoud Ses 0096 | 230 | 0 | Steel Pole | 21.13 | 0 | 1 | 1800 ACSR | 0 | 0 | 0 | 0 | 0 | 0 | 0 | 0 | 0 | 0 | 0 | 0 | 0 | 0 | 0 | 0 | 0 | 0 | 0 | 0 | 0 | 0 | 0 | 12
NO |  | 114 | 2012 | 0 | 4 | 4 |  | Midtown Sub | Orlns/Jef Prsh Ln 0089 | 230 | 0 | Steel Pole | 3.5 | 0 | 1 | 1800 ACSR | 0 | 0 | 0 | 0 | 0 | 0 | 0 | 0 | 0 | 0 | 0 | 0 | 0 | 0 | 0 | 0 | 0 | 0 | 0 | 0 | 0 | 0 | 0 | 12
NO |  | 114 | 2012 | 0 | 5 | 5 |  | Market St Station | Orleans/Jeff 0087 | 230 | 0 | Steel Pole | 6.7 | 0 | 1 | 1780 ACSR | 0 | 0 | 0 | 0 | 0 | 0 | 0 | 0 | 0 | 0 | 0 | 0 | 0 | 0 | 0 | 0 | 0 | 0 | 0 | 0 | 0 | 0 | 0 | 12
NO |  | 114 | 2012 | 0 | 6 | 6 |  | Michoud SES | Kaiser 0099 | 230 | 0 | Steel Pole | 3.32 | 0 | 2 | 954 ACSS | 0 | 0 | 0 | 0 | 0 | 0 | 0 | 0 | 0 | 0 | 0 | 0 | 0 | 0 | 0 | 0 | 0 | 0 | 0 | 0 | 0 | 0 | 0 | 12
NO |  | 114 | 2012 | 0 | 7 | 7 |  | Midtown Sub | Orleans To Jeff Pa 0095 | 230 | 0 | Steel Pole | 3.71 | 0 | 1 | 1780 ACSR | 0 | 0 | 0 | 0 | 0 | 0 | 0 | 0 | 0 | 0 | 0 | 0 | 0 | 0 | 0 | 0 | 0 | 0 | 0 | 0 | 0 | 0 | 0 | 12
NO |  | 114 | 2012 | 0 | 8 | 8 |  | Twr 2002 Orleans | Twr 2002 Je 0083 | 230 | 0 | Steel Towers | 1.48 | 0 | 2 | 1780 ACSR | 0 | 0 | 0 | 0 | 0 | 0 | 0 | 0 | 0 | 0 | 0 | 0 | 0 | 0 | 0 | 0 | 0 | 0 | 0 | 0 | 0 | 0 | 0 | 12
NO |  | 114 | 2012 | 0 | 9 | 9 |  |  | Total 230kv Lines | 0 | 0 |  | 0 | 0 | 0 |  | 691205 | 22859817 | 23551022 | 0 | 0 | 0 | 0 | 0 | 0 | 0 | 0 | 0 | 0 | 0 | 0 | 0 | 0 | 0 | 0 | 0 | 0 | 0 | 0 | 12
SI/SI | A | 114 | 2012 | 0 | 13 | 13 |  |  | Total 69kv Lines | 0 | 0 |  | 3.73 | 0 | 0 |  | 0 | 992804 | 992804 | 0 | 0 | 0 | 197727.8742 | 0 | 0 | 0 | 0 | 0 | 0 | 0 | 0 | 0 | 0 | 0 | 0 | 0 | 0 | 0 | 0 | 12
SI/SI | A | 114 | 2012 | 0 | 11 | 11 |  |  | Total 115kv Lines | 0 | 0 |  | 62.19 | 0 | 0 |  | 158091 | 21094621 | 21252712 | 0 | 0 | 0 | 4232712.1614 | 0 | 0 | 0 | 0 | 0 | 0 | 0 | 0 | 0 | 0 | 0 | 0 | 0 | 0 | 0 | 0 | 12
NO |  | 114 | 2012 | 0 | 15 | 15 |  | Total Transmission Lines |  | 0 | 0 |  | 136 | 5.83 | 10 |  | 849296 | 44947242 | 45796538 | 0 | 0 | 0 | 0 | 0 | 0 | 0 | 0 | 0 | 0 | 0 | 0 | 0 | 0 | 0 | 0 | 0 | 0 | 0 | 0 | 12
NO |  | 114 | 2012 | 0 | 16 | 16 |  |  |  | 0 | 0 |  | 0 | 0 | 0 |  | 0 | 0 | 0 | 8599092 | 397875 | 123919 | 9120886 | 0 | 0 | 0 | 0 | 0 | 0 | 0 | 0 | 0 | 0 | 0 | 0 | 0 | 0 | 0 | 0 | 12
NO |  | 90 | 2012 | 0 | 1 | 1 |  | Orient - at USA and Canada |  | 0 | 0 |  | 0 | 0 | 0 |  | 0 | 0 | 0 | 0 | 0 | 0 | 0 | 0 | 0 | 0 | 0 | 0 | 0 | 0 | 0 | 0 | 0 | 0 | 0 | 0 | 0 | 0 | 0 | 12
NO |  | 90 | 2012 | 0 | 2 | 2 |  | Border | Wiscasset | 345 | 345 | Wood H-Frame | 179.41 | 0 | 1 | 850.8 MCMACSR | 0 | 0 | 0 | 0 | 0 | 0 | 0 | 0 | 0 | 0 | 0 | 0 | 0 | 0 | 0 | 0 | 0 | 0 | 0 | 0 | 0 | 0 | 0 | 12
NO |  | 90 | 2012 | 0 | 3 | 3 |  |  |  | 0 | 0 | Steel Tower | 2.5 | 3 | 2 | 900 MCMACSR | 746917 | 18959748 | 19706665 | 0 | 0 | 0 | 0 | 0 | 0 | 0 | 0 | 0 | 0 | 0 | 0 | 0 | 0 | 0 | 0 | 0 | 0 | 0 | 0 | 12
NO |  | 90 | 2012 | 0 | 36 | 36 |  | TOTAL |  | 0 | 0 |  | 181.91 | 3 | 3 |  | 746917 | 18959748 | 19706665 | 0 | 0 | 0 | 0 | 0 | 0 | 0 | 0 | 0 | 0 | 0 | 0 | 0 | 0 | 0 | 0 | 0 | 0 | 0 | 0 | 12
NO |  | 176 | 2012 | 0 | 1 | 1 |  | 138 KV Lines: |  | 0 | 0 |  | 0 | 0 | 0 |  | 0 | 0 | 0 | 0 | 0 | 0 | 0 | 0 | 0 | 0 | 0 | 0 | 0 | 0 | 0 | 0 | 0 | 0 | 0 | 0 | 0 | 0 | 0 | 12
NO |  | 176 | 2012 | 0 | 3 | 3 |  | Irvington (Ln 101) | Robert Bills | 138 | 138 | Towers | 0 | 9.9 | 1 | 795ACSR | 10341 | 592027 | 602368 | 0 | 0 | 0 | 0 | 0 | 0 | 0 | 0 | 0 | 0 | 0 | 0 | 0 | 0 | 0 | 0 | 0 | 0 | 0 | 0 | 12
NO |  | 176 | 2012 | 0 | 4 | 4 |  | Vail (Ln 136) | Robert Bills | 138 | 138 | Towers | 3.5 | 0 | 1 | 795ACSR | 0 | 0 | 0 | 0 | 0 | 0 | 0 | 0 | 0 | 0 | 0 | 0 | 0 | 0 | 0 | 0 | 0 | 0 | 0 | 0 | 0 | 0 | 0 | 12
NO |  | 176 | 2012 | 0 | 6 | 6 |  | Vail (Ln 102) | Irvington #2 | 138 | 138 | Towers | 11.05 | 0 | 1 | 795ACSR | 0 | 118611 | 118611 | 0 | 0 | 0 | 0 | 0 | 0 | 0 | 0 | 0 | 0 | 0 | 0 | 0 | 0 | 0 | 0 | 0 | 0 | 0 | 0 | 12
NO |  | 176 | 2012 | 0 | 8 | 8 |  | Vail (Ln 103) | Cienega | 138 | 138 | Steel | 3.1 | 0 | 1 | 954ACSS | 0 | 11451 | 11451 | 0 | 0 | 0 | 0 | 0 | 0 | 0 | 0 | 0 | 0 | 0 | 0 | 0 | 0 | 0 | 0 | 0 | 0 | 0 | 0 | 12
NO |  | 176 | 2012 | 0 | 9 | 9 |  | Vail (Ln 103) | Cienega | 138 | 138 | H-Frames | 3.7 | 0 | 1 | 795ACSR | 0 | 0 | 0 | 0 | 0 | 0 | 0 | 0 | 0 | 0 | 0 | 0 | 0 | 0 | 0 | 0 | 0 | 0 | 0 | 0 | 0 | 0 | 0 | 12
NO |  | 176 | 2012 | 0 | 10 | 10 |  | Cienega (Ln 160) | Spanish Trail | 138 | 138 | H-Frames | 14.44 | 0 | 1 | 1365ACAR | 577374 | 4175493 | 4752867 | 0 | 0 | 0 | 0 | 0 | 0 | 0 | 0 | 0 | 0 | 0 | 0 | 0 | 0 | 0 | 0 | 0 | 0 | 0 | 0 | 12
NO |  | 176 | 2012 | 0 | 12 | 12 |  | Vail (Ln 104) | Ft Huachuca | 138 | 138 | H-Frames | 43.85 | 0 | 1 | 477ACSR | 237688 | 5471988 | 5709676 | 0 | 0 | 0 | 0 | 0 | 0 | 0 | 0 | 0 | 0 | 0 | 0 | 0 | 0 | 0 | 0 | 0 | 0 | 0 | 0 | 12
NO |  | 176 | 2012 | 0 | 13 | 13 |  | Vail (Ln 104) | Ft Huachuca | 138 | 138 | Towers | 4.65 | 0 | 1 | 795ACSR | 0 | 0 | 0 | 0 | 0 | 0 | 0 | 0 | 0 | 0 | 0 | 0 | 0 | 0 | 0 | 0 | 0 | 0 | 0 | 0 | 0 | 0 | 0 | 12
NO |  | 176 | 2012 | 0 | 14 | 14 |  | Vail (Ln 104) | Ft Huachuca | 138 | 138 | Towers | 3.3 | 0 | 1 | 954ACSS | 0 | 0 | 0 | 0 | 0 | 0 | 0 | 0 | 0 | 0 | 0 | 0 | 0 | 0 | 0 | 0 | 0 | 0 | 0 | 0 | 0 | 0 | 0 | 12
NO |  | 176 | 2012 | 0 | 16 | 16 |  | South (Ln 105) | Irvington | 138 | 138 | Towers | 3.6 | 0 | 1 | 795ACSR | 76781 | 1634261 | 1711042 | 0 | 0 | 0 | 0 | 0 | 0 | 0 | 0 | 0 | 0 | 0 | 0 | 0 | 0 | 0 | 0 | 0 | 0 | 0 | 0 | 12
NO |  | 176 | 2012 | 0 | 17 | 17 |  | South (Ln 105) | Irvington | 138 | 138 | H-Frames | 0 | 12.5 | 1 | 795ACSR | 0 | 0 | 0 | 0 | 0 | 0 | 0 | 0 | 0 | 0 | 0 | 0 | 0 | 0 | 0 | 0 | 0 | 0 | 0 | 0 | 0 | 0 | 0 | 12
NO |  | 176 | 2012 | 0 | 19 | 19 |  | South (Ln 106) | AS&R | 138 | 138 | Steel Poles | 5.6 | 0 | 1 | 795ACSR | 278049 | 1181001 | 1459050 | 0 | 0 | 0 | 0 | 0 | 0 | 0 | 0 | 0 | 0 | 0 | 0 | 0 | 0 | 0 | 0 | 0 | 0 | 0 | 0 | 12
NO |  | 176 | 2012 | 0 | 21 | 21 |  | South (Ln 107) | Cyprus Serrita | 138 | 138 | H-Frames | 15.1 | 0 | 1 | 795ACSR | 0 | 1287536 | 1287536 | 0 | 0 | 0 | 0 | 0 | 0 | 0 | 0 | 0 | 0 | 0 | 0 | 0 | 0 | 0 | 0 | 0 | 0 | 0 | 0 | 12
NO |  | 176 | 2012 | 0 | 23 | 23 |  | Vail (Ln 108) | Los Reales | 138 | 138 | Towers | 0 | 4.6 | 1 | 1365ACAR | 0 | 559290 | 559290 | 0 | 0 | 0 | 0 | 0 | 0 | 0 | 0 | 0 | 0 | 0 | 0 | 0 | 0 | 0 | 0 | 0 | 0 | 0 | 0 | 12
NO |  | 176 | 2012 | 0 | 24 | 24 |  | Pantano (Ln 146) | Los Reales | 138 | 138 | H-Frame | 8.65 | 0 | 1 | 795ACSR | 0 | 150277 | 150277 | 0 | 0 | 0 | 0 | 0 | 0 | 0 | 0 | 0 | 0 | 0 | 0 | 0 | 0 | 0 | 0 | 0 | 0 | 0 | 0 | 12
NO |  | 176 | 2012 | 0 | 25 | 25 |  | East Loop (Ln 147) | Pantano | 138 | 138 | Steel Poles | 3.45 | 0 | 1 | 795ACSR | 0 | 75312 | 75312 | 0 | 0 | 0 | 0 | 0 | 0 | 0 | 0 | 0 | 0 | 0 | 0 | 0 | 0 | 0 | 0 | 0 | 0 | 0 | 0 | 12
NO |  | 176 | 2012 | 0 | 27 | 27 |  | Midvale (Ln 109) | South | 138 | 138 | Steel Poles | 12.36 | 0 | 1 | 954ACSR | 0 | 1209470 | 1209470 | 0 | 0 | 0 | 0 | 0 | 0 | 0 | 0 | 0 | 0 | 0 | 0 | 0 | 0 | 0 | 0 | 0 | 0 | 0 | 0 | 12
NO |  | 176 | 2012 | 0 | 29 | 29 |  | DeMoss Petrie (Ln 110) | North Loop | 138 | 138 | Towers | 14 | 0 | 1 | 795ACSR | 469687 | 2529428 | 2999115 | 0 | 0 | 0 | 0 | 0 | 0 | 0 | 0 | 0 | 0 | 0 | 0 | 0 | 0 | 0 | 0 | 0 | 0 | 0 | 0 | 12
NO |  | 176 | 2012 | 0 | 31 | 31 |  | Irvington (Ln 111) | Tucson | 138 | 138 | Towers | 0 | 10.9 | 1 | 795ACSR | 993205 | 1987616 | 2980821 | 0 | 0 | 0 | 0 | 0 | 0 | 0 | 0 | 0 | 0 | 0 | 0 | 0 | 0 | 0 | 0 | 0 | 0 | 0 | 0 | 12
NO |  | 176 | 2012 | 0 | 33 | 33 |  | Del Cerro (Ln 112) | West Ina | 138 | 138 | Towers | 0 | 3.6 | 1 | 795ACSR | 587588 | 280427 | 868015 | 0 | 0 | 0 | 0 | 0 | 0 | 0 | 0 | 0 | 0 | 0 | 0 | 0 | 0 | 0 | 0 | 0 | 0 | 0 | 0 | 12
NO |  | 176 | 2012 | 0 | 34 | 34 |  | Tucson (Ln 150) | Del Cerro | 138 | 138 | Towers | 0 | 7 | 1 | 795ACSR | 0 | 0 | 0 | 0 | 0 | 0 | 0 | 0 | 0 | 0 | 0 | 0 | 0 | 0 | 0 | 0 | 0 | 0 | 0 | 0 | 0 | 0 | 0 | 12
NO |  | 176 | 2012 | 1 | 1 | 1 |  | East Loop (Ln 113) | Roberts | 138 | 138 | Steel Poles | 5.14 | 0 | 1 | 795ACSR | 471280 | 4217939 | 4689219 | 0 | 0 | 0 | 0 | 0 | 0 | 0 | 0 | 0 | 0 | 0 | 0 | 0 | 0 | 0 | 0 | 0 | 0 | 0 | 0 | 12
NO |  | 176 | 2012 | 1 | 2 | 2 |  | East Loop (Ln 113) | Roberts | 138 | 138 | Steel Poles | 1.96 | 0 | 1 | 954ACSS | 0 | 0 | 0 | 0 | 0 | 0 | 0 | 0 | 0 | 0 | 0 | 0 | 0 | 0 | 0 | 0 | 0 | 0 | 0 | 0 | 0 | 0 | 0 | 12
NO |  | 176 | 2012 | 1 | 3 | 3 |  | East Loop (Ln 113) | Roberts | 138 | 138 | Towers | 1.7 | 0 | 1 | 1365ACSS | 0 | 0 | 0 | 0 | 0 | 0 | 0 | 0 | 0 | 0 | 0 | 0 | 0 | 0 | 0 | 0 | 0 | 0 | 0 | 0 | 0 | 0 | 0 | 12
NO |  | 176 | 2012 | 1 | 4 | 4 |  | Spanish Trail (Ln 121) | Roberts | 138 | 138 | Steel Poles | 5.68 | 0 | 1 | 795ACSR | 0 | 382268 | 382268 | 0 | 0 | 0 | 0 | 0 | 0 | 0 | 0 | 0 | 0 | 0 | 0 | 0 | 0 | 0 | 0 | 0 | 0 | 0 | 0 | 12
NO |  | 176 | 2012 | 1 | 6 | 6 |  | North Loop Expan (Ln 114) | Rillito | 138 | 138 | Steel Poles | 4.34 | 0 | 1 | 795ACSR | 84330 | 2404704 | 2489034 | 0 | 0 | 0 | 0 | 0 | 0 | 0 | 0 | 0 | 0 | 0 | 0 | 0 | 0 | 0 | 0 | 0 | 0 | 0 | 0 | 12
NO |  | 176 | 2012 | 1 | 7 | 7 |  | North Loop Expan (Ln 114) | Rillito | 138 | 138 | Towers | 5.8 | 0 | 0 | 795ACSR | 0 | 0 | 0 | 0 | 0 | 0 | 0 | 0 | 0 | 0 | 0 | 0 | 0 | 0 | 0 | 0 | 0 | 0 | 0 | 0 | 0 | 0 | 0 | 12
NO |  | 176 | 2012 | 1 | 9 | 9 |  | East Loop (Ln 115) | North East | 138 | 138 | Steel Poles | 6.9 | 0 | 1 | 795ACSR | 176406 | 1352846 | 1529252 | 0 | 0 | 0 | 0 | 0 | 0 | 0 | 0 | 0 | 0 | 0 | 0 | 0 | 0 | 0 | 0 | 0 | 0 | 0 | 0 | 12
NO |  | 176 | 2012 | 1 | 11 | 11 |  | Tortolita (Ln 117) | North Loop #1 | 138 | 138 | Steel Poles | 13.5 | 0 | 1 | 954ACSR | 98700 | 4005941 | 4104641 | 0 | 0 | 0 | 0 | 0 | 0 | 0 | 0 | 0 | 0 | 0 | 0 | 0 | 0 | 0 | 0 | 0 | 0 | 0 | 0 | 12
NO |  | 176 | 2012 | 1 | 13 | 13 |  | Tortolita (Ln 118) | North Loop #2 | 138 | 138 | Steel Poles | 13.5 | 0 | 1 | 954ACSR | 9905 | 4074141 | 4084046 | 0 | 0 | 0 | 0 | 0 | 0 | 0 | 0 | 0 | 0 | 0 | 0 | 0 | 0 | 0 | 0 | 0 | 0 | 0 | 0 | 12
NO |  | 176 | 2012 | 1 | 15 | 15 |  | La Canada (Ln 120) | Rillito | 138 | 138 | Steel Poles | 5.37 | 0 | 1 | 954ACSR | 990119 | 907291 | 1897410 | 0 | 0 | 0 | 0 | 0 | 0 | 0 | 0 | 0 | 0 | 0 | 0 | 0 | 0 | 0 | 0 | 0 | 0 | 0 | 0 | 12
NO |  | 176 | 2012 | 1 | 17 | 17 |  | Tortolita (Ln 122) | Rancho Vistoso | 138 | 138 | Steel Poles | 8.1 | 0 | 1 | 954ACSR | 1523539 | 504261 | 2027800 | 0 | 0 | 0 | 0 | 0 | 0 | 0 | 0 | 0 | 0 | 0 | 0 | 0 | 0 | 0 | 0 | 0 | 0 | 0 | 0 | 12
NO |  | 176 | 2012 | 1 | 18 | 18 |  | Tortolita (Ln 125) | Rancho Vistoso | 138 | 138 | H-Frames | 12.7 | 0 | 1 | 1365ACSR | 0 | 4421314 | 4421314 | 0 | 0 | 0 | 0 | 0 | 0 | 0 | 0 | 0 | 0 | 0 | 0 | 0 | 0 | 0 | 0 | 0 | 0 | 0 | 0 | 12
NO |  | 176 | 2012 | 1 | 20 | 20 |  | Northeast (Ln 123) | Snyder | 138 | 138 | Steel Poles | 4.5 | 0 | 1 | 477ACSR | 40150 | 5385098 | 5425248 | 0 | 0 | 0 | 0 | 0 | 0 | 0 | 0 | 0 | 0 | 0 | 0 | 0 | 0 | 0 | 0 | 0 | 0 | 0 | 0 | 12
NO |  | 176 | 2012 | 1 | 21 | 21 |  | Northeast (Ln 123) | Snyder | 138 | 138 | Wood Poles | 0.16 | 0 | 1 | 795ACSR | 0 | 0 | 0 | 0 | 0 | 0 | 0 | 0 | 0 | 0 | 0 | 0 | 0 | 0 | 0 | 0 | 0 | 0 | 0 | 0 | 0 | 0 | 0 | 12
NO |  | 176 | 2012 | 1 | 22 | 22 |  | Northeast (Ln 123) | Snyder | 138 | 138 | Steel Poles | 3.44 | 0 | 1 | 954ACSR | 0 | 0 | 0 | 0 | 0 | 0 | 0 | 0 | 0 | 0 | 0 | 0 | 0 | 0 | 0 | 0 | 0 | 0 | 0 | 0 | 0 | 0 | 0 | 12
NO |  | 176 | 2012 | 1 | 24 | 24 |  | Rillito (Ln 124) | Northeast | 138 | 138 | Steel Poles | 6.16 | 0 | 1 | 795ACSR | 46715 | 281717 | 328432 | 0 | 0 | 0 | 0 | 0 | 0 | 0 | 0 | 0 | 0 | 0 | 0 | 0 | 0 | 0 | 0 | 0 | 0 | 0 | 0 | 12
NO |  | 176 | 2012 | 1 | 26 | 26 |  | East Loop (Ln 126) | Snyder | 138 | 138 | Wood Poles | 4.15 | 0 | 1 | 954ACSR | 392226 | 3978661 | 4370887 | 0 | 0 | 0 | 0 | 0 | 0 | 0 | 0 | 0 | 0 | 0 | 0 | 0 | 0 | 0 | 0 | 0 | 0 | 0 | 0 | 12
NO |  | 176 | 2012 | 1 | 27 | 27 |  | East Loop (Ln 126) | Snyder | 138 | 138 | Steel Poles | 1.1 | 0 | 1 | 795ACSR | 0 | 0 | 0 | 0 | 0 | 0 | 0 | 0 | 0 | 0 | 0 | 0 | 0 | 0 | 0 | 0 | 0 | 0 | 0 | 0 | 0 | 0 | 0 | 12
NO |  | 176 | 2012 | 1 | 29 | 29 |  | DeMoss Petrie (Ln 127) | Northeast | 138 | 138 | Wood Poles | 5.7 | 0 | 1 | 1365ASCR | 264292 | 3446334 | 3710626 | 0 | 0 | 0 | 0 | 0 | 0 | 0 | 0 | 0 | 0 | 0 | 0 | 0 | 0 | 0 | 0 | 0 | 0 | 0 | 0 | 12
NO |  | 176 | 2012 | 1 | 31 | 31 |  | La Canada (Ln 128) | Rancho Vistoso | 138 | 138 | Steel Poles | 0 | 5.2 | 1 | 954ACSR | 1176913 | 730144 | 1907057 | 0 | 0 | 0 | 0 | 0 | 0 | 0 | 0 | 0 | 0 | 0 | 0 | 0 | 0 | 0 | 0 | 0 | 0 | 0 | 0 | 12
NO |  | 176 | 2012 | 1 | 33 | 33 |  | Drexel (Ln 129) | Midvale | 138 | 138 | Towers | 6.43 | 0 | 1 | 954ACSR | 0 | 176334 | 176334 | 0 | 0 | 0 | 0 | 0 | 0 | 0 | 0 | 0 | 0 | 0 | 0 | 0 | 0 | 0 | 0 | 0 | 0 | 0 | 0 | 12
NO |  | 176 | 2012 | 1 | 35 | 35 |  | Irvington (Ln 130) | Drexel | 138 | 138 | Towers | 2.5 | 0 | 1 | 795ACSR | 0 | 40093 | 40093 | 0 | 0 | 0 | 0 | 0 | 0 | 0 | 0 | 0 | 0 | 0 | 0 | 0 | 0 | 0 | 0 | 0 | 0 | 0 | 0 | 12
NO |  | 176 | 2012 | 2 | 2 | 2 |  | Irvington (Ln 131) | Santa Cruz | 138 | 138 | Towers | 9.8 | 0 | 1 | 795ACSR | 0 | 145463 | 145463 | 0 | 0 | 0 | 0 | 0 | 0 | 0 | 0 | 0 | 0 | 0 | 0 | 0 | 0 | 0 | 0 | 0 | 0 | 0 | 0 | 12
NO |  | 176 | 2012 | 2 | 4 | 4 |  | North Loop (Ln 132) | West Ina | 138 | 138 | Towers | 0 | 5.8 | 1 | 795ACSR | 0 | 115732 | 115732 | 0 | 0 | 0 | 0 | 0 | 0 | 0 | 0 | 0 | 0 | 0 | 0 | 0 | 0 | 0 | 0 | 0 | 0 | 0 | 0 | 12
NO |  | 176 | 2012 | 2 | 6 | 6 |  | Saguaro (Ln 133) | Tortolita #1 | 138 | 138 | H-Frames | 1.2 | 0 | 1 | 2156ACSR | 142261 | 783868 | 926129 | 0 | 0 | 0 | 0 | 0 | 0 | 0 | 0 | 0 | 0 | 0 | 0 | 0 | 0 | 0 | 0 | 0 | 0 | 0 | 0 | 12
NO |  | 176 | 2012 | 2 | 8 | 8 |  | Saguaro (Ln 134) | Tortolita #2 | 138 | 138 | H-Frames | 1.2 | 0 | 1 | 2156ACSR | 0 | 721454 | 721454 | 0 | 0 | 0 | 0 | 0 | 0 | 0 | 0 | 0 | 0 | 0 | 0 | 0 | 0 | 0 | 0 | 0 | 0 | 0 | 0 | 12
NO |  | 176 | 2012 | 2 | 10 | 10 |  | Santa Cruz (Ln 139) | DeMoss Petrie | 138 | 138 | Towers | 3.9 | 0 | 1 | 795ACSR | 0 | 65028 | 65028 | 0 | 0 | 0 | 0 | 0 | 0 | 0 | 0 | 0 | 0 | 0 | 0 | 0 | 0 | 0 | 0 | 0 | 0 | 0 | 0 | 12
NO |  | 176 | 2012 | 2 | 12 | 12 |  | Irvington (Ln 140) | 22nd Street | 138 | 138 | Steel Poles | 3.4 | 0 | 1 | 954ACSR | 0 | 1677451 | 1677451 | 0 | 0 | 0 | 0 | 0 | 0 | 0 | 0 | 0 | 0 | 0 | 0 | 0 | 0 | 0 | 0 | 0 | 0 | 0 | 0 | 12
NO |  | 176 | 2012 | 2 | 14 | 14 |  | South (Ln 141) | Green Valley | 138 | 138 | Steel Poles | 14.7 | 0 | 1 | 954ACSR | 630707 | 8401077 | 9031784 | 0 | 0 | 0 | 0 | 0 | 0 | 0 | 0 | 0 | 0 | 0 | 0 | 0 | 0 | 0 | 0 | 0 | 0 | 0 | 0 | 12
NO |  | 176 | 2012 | 2 | 16 | 16 |  | Canoa Ranch (Ln 142) | Cyprus Raw Water | 138 | 138 | Steel Poles | 0.4 | 0 | 1 | 954ACSR | 0 | 0 | 0 | 0 | 0 | 0 | 0 | 0 | 0 | 0 | 0 | 0 | 0 | 0 | 0 | 0 | 0 | 0 | 0 | 0 | 0 | 0 | 0 | 12
NO |  | 176 | 2012 | 2 | 17 | 17 |  | Green Valley (Ln 144) | Canoa Ranch | 138 | 138 | Steel Poles | 4.3 | 0 | 1 | 954ACSR | 0 | 0 | 0 | 0 | 0 | 0 | 0 | 0 | 0 | 0 | 0 | 0 | 0 | 0 | 0 | 0 | 0 | 0 | 0 | 0 | 0 | 0 | 0 | 12
NO |  | 176 | 2012 | 2 | 19 | 19 |  | 22nd Street (Ln 145) | East Loop | 138 | 138 | Steel Poles | 5.47 | 0 | 1 | 954ACSS | 0 | 3319241 | 3319241 | 0 | 0 | 0 | 0 | 0 | 0 | 0 | 0 | 0 | 0 | 0 | 0 | 0 | 0 | 0 | 0 | 0 | 0 | 0 | 0 | 12
NO |  | 176 | 2012 | 2 | 21 | 21 |  | Tortolita (Ln 156) | North Loop #3 | 138 | 138 | Steel Poles | 13.5 | 0 | 1 | 954ACSR | 0 | 4007501 | 4007501 | 0 | 0 | 0 | 0 | 0 | 0 | 0 | 0 | 0 | 0 | 0 | 0 | 0 | 0 | 0 | 0 | 0 | 0 | 0 | 0 | 12
NO |  | 176 | 2012 | 2 | 23 | 23 |  | Tortolita (Ln 161) | North Loop #4 | 138 | 138 | Steel Poles | 13.5 | 0 | 1 | 954ACSR | 0 | 4007501 | 4007501 | 0 | 0 | 0 | 0 | 0 | 0 | 0 | 0 | 0 | 0 | 0 | 0 | 0 | 0 | 0 | 0 | 0 | 0 | 0 | 0 | 12
NO |  | 176 | 2012 | 2 | 25 | 25 |  | 138 KV O&M Expenses |  | 0 | 0 |  | 0 | 0 | 0 |  | 0 | 0 | 0 | 0 | 266244 | 0 | 266244 | 0 | 0 | 0 | 0 | 0 | 0 | 0 | 0 | 0 | 0 | 0 | 0 | 0 | 0 | 0 | 0 | 12
NO |  | 176 | 2012 | 2 | 29 | 29 |  | 345 KV Lines: |  | 0 | 0 |  | 0 | 0 | 0 |  | 0 | 0 | 0 | 0 | 0 | 0 | 0 | 0 | 0 | 0 | 0 | 0 | 0 | 0 | 0 | 0 | 0 | 0 | 0 | 0 | 0 | 0 | 0 | 12
NO |  | 176 | 2012 | 2 | 31 | 31 |  | Coronado (COSP1) | Springerville | 345 | 345 | Towers | 21.84 | 0 | 1 | 954ACSR | 778794 | 4935959 | 5714753 | 0 | 0 | 0 | 0 | 0 | 0 | 0 | 0 | 0 | 0 | 0 | 0 | 0 | 0 | 0 | 0 | 0 | 0 | 0 | 0 | 12
NO |  | 176 | 2012 | 2 | 33 | 33 |  | El Paso (EPLUN) | Luna | 345 | 345 | Towers | 11.87 | 0 | 2 | 954ACSR | 0 | 1388974 | 1388974 | 0 | 0 | 0 | 0 | 621760217 | 0 | 0 | 0 | 0 | 0 | 0 | 0 | 0 | 0 | 0 | 0 | 0 | 0 | 0 | 0 | 12
NO |  | 176 | 2012 | 2 | 35 | 35 |  | Four Corners (FCSJ1) | San Juan | 345 | 345 | H-Frame | 10.5 | 0 | 1 | 795ACSR | 3127057 | 763580 | 3890637 | 0 | 0 | 0 | 0 | 621760218 | 0 | 0 | 0 | 0 | 0 | 0 | 0 | 0 | 0 | 0 | 0 | 0 | 0 | 0 | 0 | 12
NO |  | 176 | 2012 | 3 | 2 | 2 |  | McKinley (MCSP1) | Springerville #1 | 345 | 345 | Towers | 106.17 | 1.24 | 1 | 954ACSR | 672474 | 15892735 | 16565209 | 0 | 0 | 0 | 0 | 621760220 | 0 | 0 | 0 | 0 | 0 | 0 | 0 | 0 | 0 | 0 | 0 | 0 | 0 | 0 | 0 | 12
NO |  | 176 | 2012 | 3 | 4 | 4 |  | McKinley (MCSP2) | Springerville #2 | 345 | 345 | Towers | 107.41 | 0 | 1 | 954ACSR | 2192028 | 16213064 | 18405092 | 0 | 0 | 0 | 0 | 621760221 | 0 | 0 | 0 | 0 | 0 | 0 | 0 | 0 | 0 | 0 | 0 | 0 | 0 | 0 | 0 | 12
NO |  | 176 | 2012 | 3 | 6 | 6 |  | San Juan (SJMC1) | McKinley #1 | 345 | 345 | Towers | 90.5 | 0 | 1 | 954ACSR | 1260260 | 14100781 | 15361041 | 0 | 0 | 0 | 0 | 621760222 | 0 | 0 | 0 | 0 | 0 | 0 | 0 | 0 | 0 | 0 | 0 | 0 | 0 | 0 | 0 | 12
NO |  | 176 | 2012 | 3 | 8 | 8 |  | San Juan (SJMC2) | McKinley #2 | 345 | 345 | Towers | 90.5 | 0 | 1 | 954ACSR | 0 | 10665037 | 10665037 | 0 | 0 | 0 | 0 | 621760223 | 0 | 0 | 0 | 0 | 0 | 0 | 0 | 0 | 0 | 0 | 0 | 0 | 0 | 0 | 0 | 12
NO |  | 176 | 2012 | 3 | 10 | 10 |  | Springerville | Vail Express | 345 | 345 | Towers | 238.25 | 0 | 1 | 954ACSR | 9681 | 40866710 | 40876391 | 0 | 0 | 0 | 0 | 0 | 0 | 0 | 0 | 0 | 0 | 0 | 0 | 0 | 0 | 0 | 0 | 0 | 0 | 0 | 0 | 12
NO |  | 176 | 2012 | 3 | 11 | 11 |  | Springerville | Vail Express | 345 | 345 | Steel Poles | 0.8 | 0 | 1 | 954ACSR | 0 | 0 | 0 | 0 | 0 | 0 | 0 | 0 | 0 | 0 | 0 | 0 | 0 | 0 | 0 | 0 | 0 | 0 | 0 | 0 | 0 | 0 | 0 | 12
NO |  | 176 | 2012 | 3 | 13 | 13 |  | Springerville (SPGNE) | Greenlee Express | 345 | 345 | Towers | 110.26 | 0 | 1 | 954ACSR | 135932 | 47949250 | 48085182 | 0 | 0 | 0 | 0 | 0 | 0 | 0 | 0 | 0 | 0 | 0 | 0 | 0 | 0 | 0 | 0 | 0 | 0 | 0 | 0 | 12
NO |  | 176 | 2012 | 3 | 14 | 14 |  | Greenlee (SPGL1) | Winchester | 345 | 345 | Towers | 88.23 | 0 | 1 | 954ACSR | 3014879 | 14134643 | 17149522 | 0 | 0 | 0 | 0 | 621760224 | 0 | 0 | 0 | 0 | 0 | 0 | 0 | 0 | 0 | 0 | 0 | 0 | 0 | 0 | 0 | 12
NO |  | 176 | 2012 | 3 | 15 | 15 |  | Winchester | Vail | 345 | 345 | Towers | 40.35 | 0 | 1 | 954ACSR | 1570179 | 20305222 | 21875401 | 0 | 0 | 0 | 0 | 621760219 | 0 | 0 | 0 | 0 | 0 | 0 | 0 | 0 | 0 | 0 | 0 | 0 | 0 | 0 | 0 | 12
NO |  | 176 | 2012 | 3 | 17 | 17 |  | Vail (VLSO1) | South | 345 | 345 | Towers | 13.7 | 0 | 1 | 954ACSR | 676505 | 2803261 | 3479766 | 0 | 0 | 0 | 0 | 621760225 | 0 | 0 | 0 | 0 | 0 | 0 | 0 | 0 | 0 | 0 | 0 | 0 | 0 | 0 | 0 | 12
NO |  | 176 | 2012 | 3 | 19 | 19 |  | West Wing (WWSO1)/Pinal W | South | 345 | 345 | Towers | 117.37 | 0 | 1 | 954ACSR | 4087039 | 26085091 | 30172130 | 0 | 0 | 0 | 0 | 621760226 | 0 | 0 | 0 | 0 | 0 | 0 | 0 | 0 | 0 | 0 | 0 | 0 | 0 | 0 | 0 | 12
NO |  | 176 | 2012 | 3 | 20 | 20 |  | West Wing | South/Pinal West | 345 | 345 | Towers | 61.31 | 0 | 1 | 954ACSR | 0 | 0 | 0 | 0 | 0 | 0 | 0 | 0 | 0 | 0 | 0 | 0 | 0 | 0 | 0 | 0 | 0 | 0 | 0 | 0 | 0 | 0 | 0 | 12
NO |  | 176 | 2012 | 3 | 22 | 22 |  | 345 O&M Expenses |  | 0 | 0 |  | 0 | 0 | 0 |  | 0 | 0 | 0 | 0 | 336092 | 287521 | 623613 | 0 | 0 | 0 | 0 | 0 | 0 | 0 | 0 | 0 | 0 | 0 | 0 | 0 | 0 | 0 | 0 | 12
NO |  | 176 | 2012 | 3 | 26 | 26 |  | 500 KV Lines: |  | 0 | 0 |  | 0 | 0 | 0 |  | 0 | 0 | 0 | 0 | 0 | 0 | 0 | 0 | 0 | 0 | 0 | 0 | 0 | 0 | 0 | 0 | 0 | 0 | 0 | 0 | 0 | 0 | 0 | 12
NO |  | 176 | 2012 | 3 | 28 | 28 |  | Southern Transmission | (SOTRN) | 500 | 500 | Towers | 0 | 0 | 0 | 2156ACSR | 168872 | 8267729 | 8436601 | 0 | 0 | 0 | 0 | 0 | 0 | 0 | 0 | 0 | 0 | 0 | 0 | 0 | 0 | 0 | 0 | 0 | 0 | 0 | 0 | 12
NO |  | 176 | 2012 | 3 | 29 | 29 |  | Navajo (SOTRN) | Moen Kopi | 500 | 500 | Towers | 76 | 0 | 1 | 2156ACSR | 0 | 0 | 0 | 0 | 0 | 0 | 0 | 621760227 | 0 | 0 | 0 | 0 | 0 | 0 | 0 | 0 | 0 | 0 | 0 | 0 | 0 | 0 | 0 | 12
NO |  | 176 | 2012 | 3 | 30 | 30 |  | Moen Kopi (SOTRN) | West Wing | 500 | 500 | Towers | 179 | 0 | 1 | 2156ACSR | 0 | 0 | 0 | 0 | 0 | 0 | 0 | 621760228 | 0 | 0 | 0 | 0 | 0 | 0 | 0 | 0 | 0 | 0 | 0 | 0 | 0 | 0 | 0 | 12
NO |  | 176 | 2012 | 3 | 31 | 31 |  | Navajo (SOTRN) | West Wing | 500 | 500 | Towers | 255 | 0 | 1 | 2156ACSR | 0 | 0 | 0 | 0 | 0 | 0 | 0 | 621760229 | 0 | 0 | 0 | 0 | 0 | 0 | 0 | 0 | 0 | 0 | 0 | 0 | 0 | 0 | 0 | 12
NO |  | 176 | 2012 | 3 | 32 | 32 |  | Saguaro (SOTRN) | Tortolita | 500 | 500 | Towers | 1.02 | 0 | 1 | 2156ACSR | 0 | 0 | 0 | 0 | 0 | 0 | 0 | 0 | 0 | 0 | 0 | 0 | 0 | 0 | 0 | 0 | 0 | 0 | 0 | 0 | 0 | 0 | 0 | 12
NO |  | 176 | 2012 | 3 | 34 | 34 |  | Saguaro #2 (SATO2) | Tortolita | 500 | 500 | Towers | 1.02 | 0 | 1 | 2156ACSR | 0 | 1308033 | 1308033 | 0 | 0 | 0 | 0 | 0 | 0 | 0 | 0 | 0 | 0 | 0 | 0 | 0 | 0 | 0 | 0 | 0 | 0 | 0 | 0 | 12
NO |  | 176 | 2012 | 4 | 1 | 1 |  | Palo Verde | Pinal West | 500 | 500 | Towers | 52 | 0 | 1 | 1590ACSR | 6498108 | 10776067 | 17274175 | 0 | 0 | 0 | 0 | 621760230 | 0 | 0 | 0 | 0 | 0 | 0 | 0 | 0 | 0 | 0 | 0 | 0 | 0 | 0 | 0 | 12
NO |  | 176 | 2012 | 4 | 3 | 3 |  | 500 KV O&M Expenses |  | 0 | 0 |  | 0 | 0 | 0 |  | 0 | 0 | 0 | 83005 | 0 | 0 | 83005 | 0 | 0 | 0 | 0 | 0 | 0 | 0 | 0 | 0 | 0 | 0 | 0 | 0 | 0 | 0 | 0 | 12
NO |  | 176 | 2012 | 4 | 7 | 7 |  | Other Owners |  | 0 | 0 |  | 0 | 0 | 0 |  | 0 | 0 | 0 | 0 | 0 | 0 | 0 | 621760231 | 0 | 0 | 0 | 0 | 0 | 0 | 0 | 0 | 0 | 0 | 0 | 0 | 0 | 0 | 0 | 12
NO |  | 176 | 2012 | 0 | 36 | 36 |  | TOTAL |  | 0 | 0 |  | 2013.65 | 60.74 | 76 |  | 33470064 | 317273726 | 350743790 | 83005 | 602336 | 287521 | 972862 | 0 | 0 | 0 | 0 | 0 | 0 | 0 | 0 | 0 | 0 | 0 | 0 | 0 | 0 | 0 | 0 | 12
SI/SI | A | 288 | 2012 | 0 | 1 | 1 |  | Transmission-Northern Ariz | Havasu / Kingman | 69 | 69 | SP-W | 222.48 | 0 | 0 | 1/0 Copper | 502505 | 34225612 | 34728117 | 11266 | 32809 | 21020 | 65095 | 0 | 0 | 0 | 0 | 0 | 0 | 0 | 0 | 0 | 0 | 0 | 0 | 0 | 0 | 0 | 0 | 12
NO |  | 288 | 2012 | 0 | 2 | 2 |  |  |  | 69 | 69 | SP-S | 1 | 0 | 2 | 927 AAAC/795 | 0 | 0 | 0 | 0 | 0 | 0 | 0 | 0 | 0 | 0 | 0 | 0 | 0 | 0 | 0 | 0 | 0 | 0 | 0 | 0 | 0 | 0 | 0 | 12
NO |  | 288 | 2012 | 0 | 3 | 3 |  |  |  | 69 | 69 | SP-S | 2.37 | 0 | 1 | 477 ACSS | 0 | 0 | 0 | 0 | 0 | 0 | 0 | 0 | 0 | 0 | 0 | 0 | 0 | 0 | 0 | 0 | 0 | 0 | 0 | 0 | 0 | 0 | 0 | 12
NO |  | 288 | 2012 | 0 | 4 | 4 |  |  |  | 69 | 69 | SP-S | 9 | 0 | 1 | 927 AAAC/795 | 0 | 0 | 0 | 0 | 0 | 0 | 0 | 0 | 0 | 0 | 0 | 0 | 0 | 0 | 0 | 0 | 0 | 0 | 0 | 0 | 0 | 0 | 0 | 12
NO |  | 288 | 2012 | 0 | 5 | 5 |  |  |  | 69 | 69 | SP-S | 14.29 | 0 | 1 | 559 AAAC | 0 | 0 | 0 | 0 | 0 | 0 | 0 | 0 | 0 | 0 | 0 | 0 | 0 | 0 | 0 | 0 | 0 | 0 | 0 | 0 | 0 | 0 | 0 | 12
NO |  | 288 | 2012 | 0 | 6 | 6 |  |  |  | 69 | 69 | SP-S | 1.3 | 0 | 1 | 1/0 ACSR | 0 | 0 | 0 | 0 | 0 | 0 | 0 | 0 | 0 | 0 | 0 | 0 | 0 | 0 | 0 | 0 | 0 | 0 | 0 | 0 | 0 | 0 | 0 | 12
NO |  | 288 | 2012 | 0 | 7 | 7 |  |  |  | 69 | 69 | SP-S | 12 | 0 | 1 | 927 AAAC | 0 | 0 | 0 | 0 | 0 | 0 | 0 | 0 | 0 | 0 | 0 | 0 | 0 | 0 | 0 | 0 | 0 | 0 | 0 | 0 | 0 | 0 | 0 | 12
NO |  | 288 | 2012 | 0 | 8 | 8 |  |  |  | 69 | 69 | SP-S | 0.3 | 0 | 2 | 4/0 ACSR | 0 | 0 | 0 | 0 | 0 | 0 | 0 | 0 | 0 | 0 | 0 | 0 | 0 | 0 | 0 | 0 | 0 | 0 | 0 | 0 | 0 | 0 | 0 | 12
NO |  | 288 | 2012 | 0 | 9 | 9 |  |  |  | 69 | 69 | SP-S | 3.5 | 0 | 1 | 927 AAAC | 0 | 0 | 0 | 0 | 0 | 0 | 0 | 0 | 0 | 0 | 0 | 0 | 0 | 0 | 0 | 0 | 0 | 0 | 0 | 0 | 0 | 0 | 0 | 12
NO |  | 288 | 2012 | 0 | 10 | 10 |  |  |  | 69 | 69 | SP-S | 3.5 | 0 | 1 | 447 ACSS | 0 | 0 | 0 | 0 | 0 | 0 | 0 | 0 | 0 | 0 | 0 | 0 | 0 | 0 | 0 | 0 | 0 | 0 | 0 | 0 | 0 | 0 | 0 | 12
NO |  | 288 | 2012 | 0 | 11 | 11 |  |  |  | 69 | 69 | SP-S | 3.9 | 0 | 1 | 477 ACSS | 0 | 0 | 0 | 0 | 0 | 0 | 0 | 0 | 0 | 0 | 0 | 0 | 0 | 0 | 0 | 0 | 0 | 0 | 0 | 0 | 0 | 0 | 0 | 12
NO |  | 288 | 2012 | 0 | 12 | 12 |  | Subtotal-Northern Ariz |  | 0 | 0 |  | 273.64 | 0 | 12 |  | 502505 | 34225612 | 34728117 | 11266 | 32809 | 21020 | 65095 | 0 | 0 | 0 | 0 | 0 | 0 | 0 | 0 | 0 | 0 | 0 | 0 | 0 | 0 | 0 | 0 | 12
NO |  | 288 | 2012 | 0 | 14 | 14 |  | Transmission-Santa Cruz |  | 115 | 138 | SP-S | 56 | 0 | 1 | 559.5 AAAC | 42726 | 8455293 | 8498019 | 0 | 12115 | 0 | 12115 | 0 | 0 | 0 | 0 | 0 | 0 | 0 | 0 | 0 | 0 | 0 | 0 | 0 | 0 | 0 | 0 | 12
NO |  | 288 | 2012 | 0 | 36 | 36 |  | TOTAL |  | 0 | 0 |  | 329.64 | 0 | 13 |  | 545231 | 42680905 | 43226136 | 11266 | 44924 | 21020 | 77210 | 0 | 0 | 0 | 0 | 0 | 0 | 0 | 0 | 0 | 0 | 0 | 0 | 0 | 0 | 0 | 0 | 12
NO |  | 315 | 2012 | 0 | 1 | 1 |  | Nelson To Div Line | Hartburg 70520 | 500 | 0 | Steel Tower | 1.85 | 0 | 1 | 1024 ACAR | 0 | 0 | 0 | 0 | 0 | 0 | 0 | 0 | 0 | 0 | 0 | 0 | 0 | 0 | 0 | 0 | 0 | 0 | 0 | 0 | 0 | 0 | 0 | 12
NO |  | 315 | 2012 | 0 | 2 | 2 |  | HARTBURG | CLECO TIE 70559 | 500 | 0 | Steel Tower | 67.77 | 0 | 1 | 1024 ACAR | 0 | 0 | 0 | 0 | 0 | 0 | 0 | 0 | 0 | 0 | 0 | 0 | 0 | 0 | 0 | 0 | 0 | 0 | 0 | 0 | 0 | 0 | 0 | 12
NO |  | 315 | 2012 | 0 | 3 | 3 |  | HARTBURG | CYPRESS 70547 | 500 | 0 | Steel Tower | 31.63 | 0 | 1 | 1024 ACAR | 0 | 0 | 0 | 0 | 0 | 0 | 0 | 0 | 0 | 0 | 0 | 0 | 0 | 0 | 0 | 0 | 0 | 0 | 0 | 0 | 0 | 0 | 0 | 12
NO |  | 315 | 2012 | 0 | 4 | 4 |  | 500kV Tie Lines |  | 500 | 0 | Steel Tower | 0.91 | 0 | 2 | 954 ACSR | 0 | 0 | 0 | 0 | 0 | 0 | 0 | 0 | 0 | 0 | 0 | 0 | 0 | 0 | 0 | 0 | 0 | 0 | 0 | 0 | 0 | 0 | 0 | 12
NO |  | 315 | 2012 | 0 | 5 | 5 |  |  | Total 500kv Lines | 0 | 0 |  | 0 | 0 | 0 | 0 | 5175088 | 17276985 | 22452073 | 0 | 0 | 0 | 0 | 0 | 0 | 0 | 0 | 0 | 0 | 0 | 0 | 0 | 0 | 0 | 0 | 0 | 0 | 0 | 0 | 12
NO |  | 315 | 2012 | 0 | 7 | 7 |  |  |  | 0 | 0 |  | 0 | 0 | 0 | 0 | 0 | 0 | 0 | 0 | 0 | 0 | 0 | 0 | 0 | 0 | 0 | 0 | 0 | 0 | 0 | 0 | 0 | 0 | 0 | 0 | 0 | 0 | 0 | 12
NO |  | 315 | 2012 | 0 | 8 | 8 |  | GRIMES | SWEPCO 71119 | 345 | 0 | Steel Tower | 38 | 0 | 1 | 1024 ACAR | 0 | 0 | 0 | 0 | 0 | 0 | 0 | 0 | 0 | 0 | 0 | 0 | 0 | 0 | 0 | 0 | 0 | 0 | 0 | 0 | 0 | 0 | 0 | 12
NO |  | 315 | 2012 | 0 | 9 | 9 |  | GRIMES | Frontier 71120 | 345 | 0 | Steel Tower | 2.26 | 0 | 1 | 954 ACSR | 0 | 0 | 0 | 0 | 0 | 0 | 0 | 0 | 0 | 0 | 0 | 0 | 0 | 0 | 0 | 0 | 0 | 0 | 0 | 0 | 0 | 0 | 0 | 12
NO |  | 315 | 2012 | 0 | 10 | 10 |  |  | Total 345kv Lines | 0 | 0 |  | 0 | 0 | 0 | 0 | 3164803 | 5040697 | 8205500 | 0 | 0 | 0 | 0 | 0 | 0 | 0 | 0 | 0 | 0 | 0 | 0 | 0 | 0 | 0 | 0 | 0 | 0 | 0 | 0 | 12
NO |  | 315 | 2012 | 0 | 12 | 12 |  |  |  | 0 | 0 |  | 0 | 0 | 0 | 0 | 0 | 0 | 0 | 0 | 0 | 0 | 0 | 0 | 0 | 0 | 0 | 0 | 0 | 0 | 0 | 0 | 0 | 0 | 0 | 0 | 0 | 0 | 0 | 12
NO |  | 315 | 2012 | 0 | 13 | 13 |  | HELBIG | GEORGETOWN 72421 | 230 | 0 | Wood H Fr | 13.29 | 0.15 | 1 | 795 AA | 0 | 0 | 0 | 0 | 0 | 0 | 0 | 0 | 0 | 0 | 0 | 0 | 0 | 0 | 0 | 0 | 0 | 0 | 0 | 0 | 0 | 0 | 0 | 12
NO |  | 315 | 2012 | 0 | 14 | 14 |  | HELBIG | AMELIA BULK 72422 | 230 | 0 | Wood H Fr | 10.38 | 0 | 1 | 795 AA | 0 | 0 | 0 | 0 | 0 | 0 | 0 | 0 | 0 | 0 | 0 | 0 | 0 | 0 | 0 | 0 | 0 | 0 | 0 | 0 | 0 | 0 | 0 | 12
NO |  | 315 | 2012 | 0 | 15 | 15 |  | CHINA | PORTER 74822 | 230 | 0 | Sng Stl & | 64.24 | 0 | 1 | 954 NSCR | 0 | 0 | 0 | 0 | 0 | 0 | 0 | 0 | 0 | 0 | 0 | 0 | 0 | 0 | 0 | 0 | 0 | 0 | 0 | 0 | 0 | 0 | 0 | 12
NO |  | 315 | 2012 | 0 | 16 | 16 |  | HARTBURG | HELBIG 72195 | 230 | 0 | 2 Steel P | 33.08 | 0 | 1 | 649 ACAR | 0 | 0 | 0 | 0 | 0 | 0 | 0 | 0 | 0 | 0 | 0 | 0 | 0 | 0 | 0 | 0 | 0 | 0 | 0 | 0 | 0 | 0 | 0 | 12
NO |  | 315 | 2012 | 0 | 17 | 17 |  | SABINE | CHINA 72496 | 230 | 0 | Wood H Fr | 36.26 | 0 | 1 | 649 ACAR | 0 | 0 | 0 | 0 | 0 | 0 | 0 | 0 | 0 | 0 | 0 | 0 | 0 | 0 | 0 | 0 | 0 | 0 | 0 | 0 | 0 | 0 | 0 | 12
NO |  | 315 | 2012 | 0 | 18 | 18 |  | SABINE | VFW PARK 72199 | 230 | 0 | Steel Tow | 5.08 | 0.69 | 1 | 649 ACAR | 0 | 0 | 0 | 0 | 0 | 0 | 0 | 0 | 0 | 0 | 0 | 0 | 0 | 0 | 0 | 0 | 0 | 0 | 0 | 0 | 0 | 0 | 0 | 12
NO |  | 315 | 2012 | 0 | 19 | 19 |  | VFW PARK | KOLBS 72499 | 230 | 0 | Steel Tow | 6.06 | 0 | 1 | 649 ACAR | 0 | 0 | 0 | 0 | 0 | 0 | 0 | 0 | 0 | 0 | 0 | 0 | 0 | 0 | 0 | 0 | 0 | 0 | 0 | 0 | 0 | 0 | 0 | 12
NO |  | 315 | 2012 | 0 | 20 | 20 |  | SABINE | MID COUNTY 72532 | 230 | 0 | 1 Steel P | 5.07 | 11.66 | 1 | 649 ACAR | 0 | 0 | 0 | 0 | 0 | 0 | 0 | 0 | 0 | 0 | 0 | 0 | 0 | 0 | 0 | 0 | 0 | 0 | 0 | 0 | 0 | 0 | 0 | 12
NO |  | 315 | 2012 | 0 | 21 | 21 |  | SABINE | GULFWAY 72196 | 230 | 0 | ST/CONCR | 7.01 | 0 | 1 | 1272 ACSS | 0 | 0 | 0 | 0 | 0 | 0 | 0 | 0 | 0 | 0 | 0 | 0 | 0 | 0 | 0 | 0 | 0 | 0 | 0 | 0 | 0 | 0 | 0 | 12
NO |  | 315 | 2012 | 0 | 22 | 22 |  | KOLBS | PORT ACRES 72554 | 230 | 0 | Wood H Fr | 6.1 | 0 | 1 | 395 ACAR | 0 | 0 | 0 | 0 | 0 | 0 | 0 | 0 | 0 | 0 | 0 | 0 | 0 | 0 | 0 | 0 | 0 | 0 | 0 | 0 | 0 | 0 | 0 | 12
NO |  | 315 | 2012 | 0 | 23 | 23 |  | GEORGETOWN | SABINE 72572 | 230 | 0 | 2 Steel P | 10.46 | 15.51 | 1 | 649 ACAR | 0 | 0 | 0 | 0 | 0 | 0 | 0 | 0 | 0 | 0 | 0 | 0 | 0 | 0 | 0 | 0 | 0 | 0 | 0 | 0 | 0 | 0 | 0 | 12
NO |  | 315 | 2012 | 0 | 24 | 24 |  | AMELIA BULK | CHINA 72599 | 230 | 0 | Wood H Fr | 17.09 | 0 | 1 | 1033 AA | 0 | 0 | 0 | 0 | 0 | 0 | 0 | 0 | 0 | 0 | 0 | 0 | 0 | 0 | 0 | 0 | 0 | 0 | 0 | 0 | 0 | 0 | 0 | 12
NO |  | 315 | 2012 | 0 | 25 | 25 |  | MID COUNTY | PORT ACRES 72591 | 230 | 0 | Wood H Fr | 4.9 | 0.07 | 1 | 395 ACAR | 0 | 0 | 0 | 0 | 0 | 0 | 0 | 0 | 0 | 0 | 0 | 0 | 0 | 0 | 0 | 0 | 0 | 0 | 0 | 0 | 0 | 0 | 0 | 12
NO |  | 315 | 2012 | 0 | 26 | 26 |  | JACINTO | SHECO Batiste 72568 | 230 | 0 | 2 Steel P | 48.91 | 0 | 1 | 395 ACAR | 0 | 0 | 0 | 0 | 0 | 0 | 0 | 0 | 0 | 0 | 0 | 0 | 0 | 0 | 0 | 0 | 0 | 0 | 0 | 0 | 0 | 0 | 0 | 12
NO |  | 315 | 2012 | 0 | 27 | 27 |  | PORT ACRES BULK | KEITH LAKE 72829 | 230 | 0 | SING ST PLDEAD | 11.66 | 0 | 1 | 666.6 ACSR | 0 | 0 | 0 | 0 | 0 | 0 | 0 | 0 | 0 | 0 | 0 | 0 | 0 | 0 | 0 | 0 | 0 | 0 | 0 | 0 | 0 | 0 | 0 | 12
NO |  | 315 | 2012 | 0 | 28 | 28 |  | KEITH LAKE | PORT ARCES BULK 72830 | 230 | 0 | SING ST PLDEAD | 11.61 | 0 | 1 | 666.6 ACSR | 0 | 0 | 0 | 0 | 0 | 0 | 0 | 0 | 0 | 0 | 0 | 0 | 0 | 0 | 0 | 0 | 0 | 0 | 0 | 0 | 0 | 0 | 0 | 12
NO |  | 315 | 2012 | 0 | 29 | 29 |  | AMELIA BULK | CYPRESS 72488 | 230 | 0 | Wood H Fr | 16.68 | 1.93 | 1 | 649 ACAR | 0 | 0 | 0 | 0 | 0 | 0 | 0 | 0 | 0 | 0 | 0 | 0 | 0 | 0 | 0 | 0 | 0 | 0 | 0 | 0 | 0 | 0 | 0 | 12
NO |  | 315 | 2012 | 0 | 30 | 30 |  | CARLYSS | SABINE 72428 | 230 | 0 | Steel Tow | 10.36 | 0 | 1 | 649 ACAR | 0 | 0 | 0 | 0 | 0 | 0 | 0 | 0 | 0 | 0 | 0 | 0 | 0 | 0 | 0 | 0 | 0 | 0 | 0 | 0 | 0 | 0 | 0 | 12
NO |  | 315 | 2012 | 0 | 31 | 31 |  | VFW Park | Gulfway 72197 | 230 | 0 | Steel Tow | 2.38 | 0 | 1 | 649 ACAR | 0 | 0 | 0 | 0 | 0 | 0 | 0 | 0 | 0 | 0 | 0 | 0 | 0 | 0 | 0 | 0 | 0 | 0 | 0 | 0 | 0 | 0 | 0 | 12
NO |  | 315 | 2012 | 0 | 32 | 32 |  | Lewis Creek | Jacinto 72524 | 230 | 0 | Steel Pole | 16.51 | 0 | 1 | 395 ACAR | 0 | 0 | 0 | 0 | 0 | 0 | 0 | 0 | 0 | 0 | 0 | 0 | 0 | 0 | 0 | 0 | 0 | 0 | 0 | 0 | 0 | 0 | 0 | 12
NO |  | 315 | 2012 | 0 | 33 | 33 |  | Lewis Creek | Peach Creek 72824 | 230 | 0 | Steel Pole | 12.05 | 0 | 1 | 395 ACAR | 0 | 0 | 0 | 0 | 0 | 0 | 0 | 0 | 0 | 0 | 0 | 0 | 0 | 0 | 0 | 0 | 0 | 0 | 0 | 0 | 0 | 0 | 0 | 12
NO |  | 315 | 2012 | 0 | 34 | 34 |  |  | Total 230kv Lines | 0 | 0 |  | 0 | 0 | 0 | 0 | 9094209 | 139696322 | 148790531 | 0 | 0 | 0 | 0 | 0 | 0 | 0 | 0 | 0 | 0 | 0 | 0 | 0 | 0 | 0 | 0 | 0 | 0 | 0 | 0 | 12
NO |  | 315 | 2012 | 0 | 35 | 35 |  |  |  | 0 | 0 |  | 0 | 0 | 0 | 0 | 0 | 0 | 0 | 0 | 0 | 0 | 0 | 0 | 0 | 0 | 0 | 0 | 0 | 0 | 0 | 0 | 0 | 0 | 0 | 0 | 0 | 0 | 0 | 12
NO |  | 315 | 2012 | 1 | 1 | 1 |  | DAYTON | GORDON 74825 | 138 | 0 | Sng & Con | 11.91 | 0 | 1 | 666.6 ACSR | 0 | 0 | 0 | 0 | 0 | 0 | 0 | 0 | 0 | 0 | 0 | 0 | 0 | 0 | 0 | 0 | 0 | 0 | 0 | 0 | 0 | 0 | 0 | 12
NO |  | 315 | 2012 | 1 | 2 | 2 |  | DAYTON BULK | HL&P CO 74010 | 138 | 0 | Wood H Fr | 19.44 | 0 | 1 | 795 AA | 0 | 0 | 0 | 0 | 0 | 0 | 0 | 0 | 0 | 0 | 0 | 0 | 0 | 0 | 0 | 0 | 0 | 0 | 0 | 0 | 0 | 0 | 0 | 12
NO |  | 315 | 2012 | 1 | 3 | 3 |  | NECHES | EVADALE 74017 | 138 | 0 | Wood H Fr | 24.86 | 1.65 | 1 | 336 ACSR | 0 | 0 | 0 | 0 | 0 | 0 | 0 | 0 | 0 | 0 | 0 | 0 | 0 | 0 | 0 | 0 | 0 | 0 | 0 | 0 | 0 | 0 | 0 | 12
NO |  | 315 | 2012 | 1 | 4 | 4 |  | DAYTON BULK | NEW CANEY 74086 | 138 | 0 | Wood H Fr | 20.69 | 0.6 | 1 | 336 ACSR | 0 | 0 | 0 | 0 | 0 | 0 | 0 | 0 | 0 | 0 | 0 | 0 | 0 | 0 | 0 | 0 | 0 | 0 | 0 | 0 | 0 | 0 | 0 | 12
NO |  | 315 | 2012 | 1 | 5 | 5 |  | GRIMES | NAVASOTA 74094 | 138 | 0 | Wood H Fr | 26.59 | 0 | 1 | 649 ACAR | 0 | 0 | 0 | 0 | 0 | 0 | 0 | 0 | 0 | 0 | 0 | 0 | 0 | 0 | 0 | 0 | 0 | 0 | 0 | 0 | 0 | 0 | 0 | 12
NO |  | 315 | 2012 | 1 | 6 | 6 |  | NAVASOTA | COLLEGE STATION 74083 | 138 | 0 | Wood H Fr | 21.27 | 0 | 1 | 395 ACAR | 0 | 0 | 0 | 0 | 0 | 0 | 0 | 0 | 0 | 0 | 0 | 0 | 0 | 0 | 0 | 0 | 0 | 0 | 0 | 0 | 0 | 0 | 0 | 12
NO |  | 315 | 2012 | 1 | 7 | 7 |  | PEE DEE | BRYAN 74059 | 138 | 0 | Wood H Fr | 45.81 | 0 | 1 | 395 ACAR | 0 | 0 | 0 | 0 | 0 | 0 | 0 | 0 | 0 | 0 | 0 | 0 | 0 | 0 | 0 | 0 | 0 | 0 | 0 | 0 | 0 | 0 | 0 | 12
NO |  | 315 | 2012 | 1 | 8 | 8 |  | DOUCETTE | SAM DAM 74097 | 138 | 0 | Wood H Fr | 29.2 | 0 | 1 | 336 ACSR | 0 | 0 | 0 | 0 | 0 | 0 | 0 | 0 | 0 | 0 | 0 | 0 | 0 | 0 | 0 | 0 | 0 | 0 | 0 | 0 | 0 | 0 | 0 | 12
NO |  | 315 | 2012 | 1 | 9 | 9 |  | LONGMIRE | NAVASOTA 74096 | 138 | 0 | Wood H Fr | 37.57 | 3.02 | 1 | 336 ACSR | 0 | 0 | 0 | 0 | 0 | 0 | 0 | 0 | 0 | 0 | 0 | 0 | 0 | 0 | 0 | 0 | 0 | 0 | 0 | 0 | 0 | 0 | 0 | 12
NO |  | 315 | 2012 | 1 | 10 | 10 |  | DOUCETTE | CORRIGAN 74093 | 138 | 0 | Wood H Fr | 27.53 | 0.21 | 1 | 336 ACSR | 0 | 0 | 0 | 0 | 0 | 0 | 0 | 0 | 0 | 0 | 0 | 0 | 0 | 0 | 0 | 0 | 0 | 0 | 0 | 0 | 0 | 0 | 0 | 12
NO |  | 315 | 2012 | 1 | 11 | 11 |  | HUNTSVILLE | RIVTRIN 74091 | 138 | 0 | Wood H Fr | 12.01 | 0 | 1 | 649 ACAR | 0 | 0 | 0 | 0 | 0 | 0 | 0 | 0 | 0 | 0 | 0 | 0 | 0 | 0 | 0 | 0 | 0 | 0 | 0 | 0 | 0 | 0 | 0 | 12
NO |  | 315 | 2012 | 1 | 12 | 12 |  | LEWIS CREEK | HUNTSVILLE 74087 | 138 | 0 | Wood H Fr | 21.38 | 4.65 | 1 | 649 ACAR | 0 | 0 | 0 | 0 | 0 | 0 | 0 | 0 | 0 | 0 | 0 | 0 | 0 | 0 | 0 | 0 | 0 | 0 | 0 | 0 | 0 | 0 | 0 | 12
NO |  | 315 | 2012 | 1 | 13 | 13 |  | SOUTH BEAUMONT | CHEEK 74088 | 138 | 0 | Wood H Fr | 43.18 | 0 | 1 | 336 ACSR | 0 | 0 | 0 | 0 | 0 | 0 | 0 | 0 | 0 | 0 | 0 | 0 | 0 | 0 | 0 | 0 | 0 | 0 | 0 | 0 | 0 | 0 | 0 | 12
NO |  | 315 | 2012 | 1 | 14 | 14 |  | SABINE | PORT NECHES BULK 74515 | 138 | 0 | Steel Tow | 7.13 | 0 | 1 | 1033 ACSR | 0 | 0 | 0 | 0 | 0 | 0 | 0 | 0 | 0 | 0 | 0 | 0 | 0 | 0 | 0 | 0 | 0 | 0 | 0 | 0 | 0 | 0 | 0 | 12
NO |  | 315 | 2012 | 1 | 15 | 15 |  | RAYWOOD | CITY OF LIBERTY 74542 | 138 | 0 | Wood H Fr | 13.68 | 0 | 1 | 1033 AA | 0 | 0 | 0 | 0 | 0 | 0 | 0 | 0 | 0 | 0 | 0 | 0 | 0 | 0 | 0 | 0 | 0 | 0 | 0 | 0 | 0 | 0 | 0 | 12
NO |  | 315 | 2012 | 1 | 16 | 16 |  | KOUNTZE BULK | EVADALE 74538 | 138 | 0 | Wood H Fr | 17.38 | 0 | 1 | 336 ACSR | 0 | 0 | 0 | 0 | 0 | 0 | 0 | 0 | 0 | 0 | 0 | 0 | 0 | 0 | 0 | 0 | 0 | 0 | 0 | 0 | 0 | 0 | 0 | 12
NO |  | 315 | 2012 | 1 | 17 | 17 |  | SHILOH | BAYSHORE 74536 | 138 | 0 | Wood H Fr | 8.52 | 3.31 | 1 | 336 AA | 0 | 0 | 0 | 0 | 0 | 0 | 0 | 0 | 0 | 0 | 0 | 0 | 0 | 0 | 0 | 0 | 0 | 0 | 0 | 0 | 0 | 0 | 0 | 12
NO |  | 315 | 2012 | 1 | 18 | 18 |  | LINE NO. 86 | KLEMP 74533R | 138 | 0 | Sgl Wood | 0.5 | 0 | 1 | 336 ACSR | 0 | 0 | 0 | 0 | 0 | 0 | 0 | 0 | 0 | 0 | 0 | 0 | 0 | 0 | 0 | 0 | 0 | 0 | 0 | 0 | 0 | 0 | 0 | 12
NO |  | 315 | 2012 | 1 | 19 | 19 |  | NECHES STATION | CARROLL STREET 74528 | 138 | 0 | Wood H Fr | 2.63 | 0.6 | 1 | 4/0 CU | 0 | 0 | 0 | 0 | 0 | 0 | 0 | 0 | 0 | 0 | 0 | 0 | 0 | 0 | 0 | 0 | 0 | 0 | 0 | 0 | 0 | 0 | 0 | 12
NO |  | 315 | 2012 | 1 | 20 | 20 |  | SABINE | ORANGE 74514 | 138 | 0 | Wood H Fr | 5.95 | 3.74 | 1 | 1033 AA | 0 | 0 | 0 | 0 | 0 | 0 | 0 | 0 | 0 | 0 | 0 | 0 | 0 | 0 | 0 | 0 | 0 | 0 | 0 | 0 | 0 | 0 | 0 | 12
NO |  | 315 | 2012 | 1 | 21 | 21 |  | LINE NO. 587 | JEFFCON 74523 | 138 | 0 | Wood H Fr | 2.25 | 0 | 1 | 395 ACAR | 0 | 0 | 0 | 0 | 0 | 0 | 0 | 0 | 0 | 0 | 0 | 0 | 0 | 0 | 0 | 0 | 0 | 0 | 0 | 0 | 0 | 0 | 0 | 12
NO |  | 315 | 2012 | 1 | 22 | 22 |  | UNION | MID COUNTY 74519 | 138 | 0 | Wood H Fr | 4.03 | 1.84 | 1 | 795 AA | 0 | 0 | 0 | 0 | 0 | 0 | 0 | 0 | 0 | 0 | 0 | 0 | 0 | 0 | 0 | 0 | 0 | 0 | 0 | 0 | 0 | 0 | 0 | 12
NO |  | 315 | 2012 | 1 | 23 | 23 |  | SABINE | PORT NECHES BULK 74516 | 138 | 0 | Wood H Fr | 0.42 | 7.72 | 1 | 1033 ACSR | 0 | 0 | 0 | 0 | 0 | 0 | 0 | 0 | 0 | 0 | 0 | 0 | 0 | 0 | 0 | 0 | 0 | 0 | 0 | 0 | 0 | 0 | 0 | 12
NO |  | 315 | 2012 | 1 | 24 | 24 |  | LINE NO. 93 | CAMDEN 74543R | 138 | 0 | Wood H Fr | 3.3 | 0 | 1 | 336 ACSR | 0 | 0 | 0 | 0 | 0 | 0 | 0 | 0 | 0 | 0 | 0 | 0 | 0 | 0 | 0 | 0 | 0 | 0 | 0 | 0 | 0 | 0 | 0 | 12
NO |  | 315 | 2012 | 1 | 25 | 25 |  | SABINE | ORANGE 74527 | 138 | 0 | Wood H Fr | 9.81 | 0 | 1 | 1033 AA | 0 | 0 | 0 | 0 | 0 | 0 | 0 | 0 | 0 | 0 | 0 | 0 | 0 | 0 | 0 | 0 | 0 | 0 | 0 | 0 | 0 | 0 | 0 | 12
NO |  | 315 | 2012 | 1 | 26 | 26 |  | RIVTRIN | PEE DEE 74509 | 138 | 0 | Wood H Fr | 29.42 | 0.27 | 1 | 336 AA | 0 | 0 | 0 | 0 | 0 | 0 | 0 | 0 | 0 | 0 | 0 | 0 | 0 | 0 | 0 | 0 | 0 | 0 | 0 | 0 | 0 | 0 | 0 | 12
NO |  | 315 | 2012 | 1 | 27 | 27 |  | SABINE | COW 74492 | 138 | 0 | Wood H Fr | 2.37 | 7.97 | 1 | 649 ACAR | 0 | 0 | 0 | 0 | 0 | 0 | 0 | 0 | 0 | 0 | 0 | 0 | 0 | 0 | 0 | 0 | 0 | 0 | 0 | 0 | 0 | 0 | 0 | 12
NO |  | 315 | 2012 | 1 | 28 | 28 |  | GRIMES | COLLEGE STATION 74490 | 138 | 0 | Wood H Fr | 24.39 | 0 | 1 | 649 ACAR | 0 | 0 | 0 | 0 | 0 | 0 | 0 | 0 | 0 | 0 | 0 | 0 | 0 | 0 | 0 | 0 | 0 | 0 | 0 | 0 | 0 | 0 | 0 | 12
NO |  | 315 | 2012 | 1 | 29 | 29 |  | LEWIS CREEK | RIVTRIN 74487 | 138 | 0 | Wood H Fr | 35.57 | 0 | 1 | 336 ACSR | 0 | 0 | 0 | 0 | 0 | 0 | 0 | 0 | 0 | 0 | 0 | 0 | 0 | 0 | 0 | 0 | 0 | 0 | 0 | 0 | 0 | 0 | 0 | 12
NO |  | 315 | 2012 | 1 | 30 | 30 |  | HUNTSVILLE | GRIMES 74485 | 138 | 0 | Wood H Fr | 26.82 | 0 | 1 | 649 ACAR | 0 | 0 | 0 | 0 | 0 | 0 | 0 | 0 | 0 | 0 | 0 | 0 | 0 | 0 | 0 | 0 | 0 | 0 | 0 | 0 | 0 | 0 | 0 | 12
NO |  | 315 | 2012 | 1 | 31 | 31 |  | TOLEDO BEND | CLECO (LEESVILLE) 74482 | 138 | 0 |  | 2.42 | 0 | 1 | 336 ACSR | 0 | 0 | 0 | 0 | 0 | 0 | 0 | 0 | 0 | 0 | 0 | 0 | 0 | 0 | 0 | 0 | 0 | 0 | 0 | 0 | 0 | 0 | 0 | 12
NO |  | 315 | 2012 | 1 | 32 | 32 |  | TOLEDO BEND | Many 74481 | 138 | 0 |  | 2.42 | 0 | 1 | 336 ACSR | 0 | 0 | 0 | 0 | 0 | 0 | 0 | 0 | 0 | 0 | 0 | 0 | 0 | 0 | 0 | 0 | 0 | 0 | 0 | 0 | 0 | 0 | 0 | 12
NO |  | 315 | 2012 | 1 | 33 | 33 |  | BAYSHORE | STOWELL 74475 | 138 | 0 | Wood H Fr | 20.79 | 0 | 1 | 336 ACSR | 0 | 0 | 0 | 0 | 0 | 0 | 0 | 0 | 0 | 0 | 0 | 0 | 0 | 0 | 0 | 0 | 0 | 0 | 0 | 0 | 0 | 0 | 0 | 12
NO |  | 315 | 2012 | 1 | 34 | 34 |  | NEWTON BULK | TOLEDO BEND 74449 | 138 | 0 | Wood H Fr | 27.25 | 0 | 1 | 336 ACSR | 0 | 0 | 0 | 0 | 0 | 0 | 0 | 0 | 0 | 0 | 0 | 0 | 0 | 0 | 0 | 0 | 0 | 0 | 0 | 0 | 0 | 0 | 0 | 12
NO |  | 315 | 2012 | 1 | 35 | 35 |  | MID COUNTY | PORT NECHES BULK 74518 | 138 | 0 | Steel Tow | 2.06 | 0 | 1 | 1033 ACSR | 0 | 0 | 0 | 0 | 0 | 0 | 0 | 0 | 0 | 0 | 0 | 0 | 0 | 0 | 0 | 0 | 0 | 0 | 0 | 0 | 0 | 0 | 0 | 12
NO |  | 315 | 2012 | 2 | 1 | 1 |  | JEFFCON | LINE NO. 503 74555 | 138 | 0 | Sgl Wood | 0.9 | 0.05 | 1 | 395 ACAR | 0 | 0 | 0 | 0 | 0 | 0 | 0 | 0 | 0 | 0 | 0 | 0 | 0 | 0 | 0 | 0 | 0 | 0 | 0 | 0 | 0 | 0 | 0 | 12
NO |  | 315 | 2012 | 2 | 2 | 2 |  | SAM DAM | NEWTON BULK 74455 | 138 | 0 | Wood H Fr | 27.49 | 0 | 1 | 336 ACSR | 0 | 0 | 0 | 0 | 0 | 0 | 0 | 0 | 0 | 0 | 0 | 0 | 0 | 0 | 0 | 0 | 0 | 0 | 0 | 0 | 0 | 0 | 0 | 12
NO |  | 315 | 2012 | 2 | 3 | 3 |  | ADJACENT | BRYAN 74183 | 138 | 0 | Wood H Fr | 10.93 | 0 | 1 | 395 ACAR | 0 | 0 | 0 | 0 | 0 | 0 | 0 | 0 | 0 | 0 | 0 | 0 | 0 | 0 | 0 | 0 | 0 | 0 | 0 | 0 | 0 | 0 | 0 | 12
NO |  | 315 | 2012 | 2 | 4 | 4 |  | LINE NO. 578 | TEXOMA 74178R | 138 | 0 | Sgl Wood | 0.35 | 0 | 1 | 395 ACAR | 0 | 0 | 0 | 0 | 0 | 0 | 0 | 0 | 0 | 0 | 0 | 0 | 0 | 0 | 0 | 0 | 0 | 0 | 0 | 0 | 0 | 0 | 0 | 12
NO |  | 315 | 2012 | 2 | 5 | 5 |  | CARROLL STREET | SOUTH BEAUMONT 74828 | 138 | 0 | Sgl Wood | 2.74 | 0.79 | 1 | 1024 ACAR | 0 | 0 | 0 | 0 | 0 | 0 | 0 | 0 | 0 | 0 | 0 | 0 | 0 | 0 | 0 | 0 | 0 | 0 | 0 | 0 | 0 | 0 | 0 | 12
NO |  | 315 | 2012 | 2 | 6 | 6 |  | CLEVELAND | JAYHAWKER 74808 | 138 | 0 | Wood H Fr | 4.58 | 0 | 1 | 649 ACAR | 0 | 0 | 0 | 0 | 0 | 0 | 0 | 0 | 0 | 0 | 0 | 0 | 0 | 0 | 0 | 0 | 0 | 0 | 0 | 0 | 0 | 0 | 0 | 12
NO |  | 315 | 2012 | 2 | 7 | 7 |  | GOSLIN | METRO 74803 | 138 | 0 | 1 Steel P | 2.65 | 0 | 1 | 649 ACAR | 0 | 0 | 0 | 0 | 0 | 0 | 0 | 0 | 0 | 0 | 0 | 0 | 0 | 0 | 0 | 0 | 0 | 0 | 0 | 0 | 0 | 0 | 0 | 12
NO |  | 315 | 2012 | 2 | 8 | 8 |  | EASTGATE | H.L.P. (HUFFMAN) 74802 | 138 | 0 | Sgl Wood | 4.71 | 0 | 1 | 649 ACAR | 0 | 0 | 0 | 0 | 0 | 0 | 0 | 0 | 0 | 0 | 0 | 0 | 0 | 0 | 0 | 0 | 0 | 0 | 0 | 0 | 0 | 0 | 0 | 12
NO |  | 315 | 2012 | 2 | 9 | 9 |  | JASPER | JASON 74597 | 138 | 0 | Sgl Wood | 2.64 | 0 | 1 | 395 ACAR | 0 | 0 | 0 | 0 | 0 | 0 | 0 | 0 | 0 | 0 | 0 | 0 | 0 | 0 | 0 | 0 | 0 | 0 | 0 | 0 | 0 | 0 | 0 | 12
NO |  | 315 | 2012 | 2 | 10 | 10 |  | LEWIS CREEK | LONGMIRE 74596 | 138 | 0 | Wood H Fr | 0.58 | 7.16 | 1 | 649 ACAR | 0 | 0 | 0 | 0 | 0 | 0 | 0 | 0 | 0 | 0 | 0 | 0 | 0 | 0 | 0 | 0 | 0 | 0 | 0 | 0 | 0 | 0 | 0 | 12
NO |  | 315 | 2012 | 2 | 11 | 11 |  | LINE NO. 435 | GORDON 74541R | 138 | 0 | Wood H Fr | 9.55 | 0 | 1 | 336 ACSR | 0 | 0 | 0 | 0 | 0 | 0 | 0 | 0 | 0 | 0 | 0 | 0 | 0 | 0 | 0 | 0 | 0 | 0 | 0 | 0 | 0 | 0 | 0 | 12
NO |  | 315 | 2012 | 2 | 12 | 12 |  | CONROE BULK | LEWIS CREEK 74587 | 138 | 0 | Wood H Fr | 8.25 | 4.42 | 1 | 649 ACAR | 0 | 0 | 0 | 0 | 0 | 0 | 0 | 0 | 0 | 0 | 0 | 0 | 0 | 0 | 0 | 0 | 0 | 0 | 0 | 0 | 0 | 0 | 0 | 12
NO |  | 315 | 2012 | 2 | 13 | 13 |  | COW | DUPONT SABINE NO. 4 74548R | 138 | 0 | Wood H Fr | 0.97 | 0.04 | 1 | 795 ACSR | 0 | 0 | 0 | 0 | 0 | 0 | 0 | 0 | 0 | 0 | 0 | 0 | 0 | 0 | 0 | 0 | 0 | 0 | 0 | 0 | 0 | 0 | 0 | 12
NO |  | 315 | 2012 | 2 | 14 | 14 |  | ORANGE | GULFPOLY 74584 | 138 | 0 | Wood H Fr | 4.53 | 0 | 1 | 1033 ACSR | 0 | 0 | 0 | 0 | 0 | 0 | 0 | 0 | 0 | 0 | 0 | 0 | 0 | 0 | 0 | 0 | 0 | 0 | 0 | 0 | 0 | 0 | 0 | 12
NO |  | 315 | 2012 | 2 | 15 | 15 |  | JACINTO | CLEVELAND 74579 | 138 | 0 | Wood H Fr | 4.08 | 0.5 | 1 | 395 ACAR | 0 | 0 | 0 | 0 | 0 | 0 | 0 | 0 | 0 | 0 | 0 | 0 | 0 | 0 | 0 | 0 | 0 | 0 | 0 | 0 | 0 | 0 | 0 | 12
NO |  | 315 | 2012 | 2 | 16 | 16 |  | CENTRAL | UNION 74578 | 138 | 0 | 1 Steel P | 2.37 | 0 | 1 | 927 ACAR | 0 | 0 | 0 | 0 | 0 | 0 | 0 | 0 | 0 | 0 | 0 | 0 | 0 | 0 | 0 | 0 | 0 | 0 | 0 | 0 | 0 | 0 | 0 | 12
NO |  | 315 | 2012 | 2 | 17 | 17 |  | JACINTO | LINE NO. 582 74571 | 138 | 0 | Wood H Fr | 14.97 | 4.16 | 1 | 649 ACAR | 0 | 0 | 0 | 0 | 0 | 0 | 0 | 0 | 0 | 0 | 0 | 0 | 0 | 0 | 0 | 0 | 0 | 0 | 0 | 0 | 0 | 0 | 0 | 12
NO |  | 315 | 2012 | 2 | 18 | 18 |  | LEWIS CREEK | GOSLIN 74569 | 138 | 0 | Wood H Fr | 14.68 | 1.56 | 1 | 649 ACAR | 0 | 0 | 0 | 0 | 0 | 0 | 0 | 0 | 0 | 0 | 0 | 0 | 0 | 0 | 0 | 0 | 0 | 0 | 0 | 0 | 0 | 0 | 0 | 12
NO |  | 315 | 2012 | 2 | 19 | 19 |  | LINE NO. 91 | LINE NO. 485 74558R | 138 | 0 | Wood H Fr | 4.76 | 0 | 1 | 336 ACSR | 0 | 0 | 0 | 0 | 0 | 0 | 0 | 0 | 0 | 0 | 0 | 0 | 0 | 0 | 0 | 0 | 0 | 0 | 0 | 0 | 0 | 0 | 0 | 12
NO |  | 315 | 2012 | 2 | 20 | 20 |  | LINE NO. 87 | GEORGIA 74557R | 138 | 0 | Wood H Fr | 0.51 | 0 | 1 | 395 ACAR | 0 | 0 | 0 | 0 | 0 | 0 | 0 | 0 | 0 | 0 | 0 | 0 | 0 | 0 | 0 | 0 | 0 | 0 | 0 | 0 | 0 | 0 | 0 | 12
NO |  | 315 | 2012 | 2 | 21 | 21 |  | COW | GULFPOLY 74556 | 138 | 0 | Wood H Fr | 2.06 | 0.47 | 1 | 1033 ACSR | 0 | 0 | 0 | 0 | 0 | 0 | 0 | 0 | 0 | 0 | 0 | 0 | 0 | 0 | 0 | 0 | 0 | 0 | 0 | 0 | 0 | 0 | 0 | 12
NO |  | 315 | 2012 | 2 | 22 | 22 |  | BIG HILL | MID COUNTY 74552 | 138 | 0 | Wood H Fr | 22.69 | 4.09 | 1 | 395 ACAR | 0 | 0 | 0 | 0 | 0 | 0 | 0 | 0 | 0 | 0 | 0 | 0 | 0 | 0 | 0 | 0 | 0 | 0 | 0 | 0 | 0 | 0 | 0 | 12
NO |  | 315 | 2012 | 2 | 23 | 23 |  | COW | DUPONT SABINE NO. 3 74549R | 138 | 0 | Steel Tow | 1.51 | 0 | 1 | 795 ACSR | 0 | 0 | 0 | 0 | 0 | 0 | 0 | 0 | 0 | 0 | 0 | 0 | 0 | 0 | 0 | 0 | 0 | 0 | 0 | 0 | 0 | 0 | 0 | 12
NO |  | 315 | 2012 | 2 | 24 | 24 |  | KOUNTZE BULK | DOUCETTE 74588 | 138 | 0 | Wood H Fr | 19.32 | 0 | 1 | 336 ACSR | 0 | 0 | 0 | 0 | 0 | 0 | 0 | 0 | 0 | 0 | 0 | 0 | 0 | 0 | 0 | 0 | 0 | 0 | 0 | 0 | 0 | 0 | 0 | 12
NO |  | 315 | 2012 | 2 | 25 | 25 |  | NECHES STATION | SOUTH BEAUMONT 74457 | 138 | 0 | Wood H Fr | 3.35 | 0 | 1 | 336 ACSR | 0 | 0 | 0 | 0 | 0 | 0 | 0 | 0 | 0 | 0 | 0 | 0 | 0 | 0 | 0 | 0 | 0 | 0 | 0 | 0 | 0 | 0 | 0 | 12
NO |  | 315 | 2012 | 2 | 26 | 26 |  | RAYWOOD | SHILOH 74435 | 138 | 0 | Wood H Fr | 11.81 | 0 | 1 | 336 AA | 0 | 0 | 0 | 0 | 0 | 0 | 0 | 0 | 0 | 0 | 0 | 0 | 0 | 0 | 0 | 0 | 0 | 0 | 0 | 0 | 0 | 0 | 0 | 12
NO |  | 315 | 2012 | 2 | 27 | 27 |  | STOWELL | BIG HILL 74151 | 138 | 0 | Wood H Fr | 9.63 | 5.71 | 1 | 395 ACAR | 0 | 0 | 0 | 0 | 0 | 0 | 0 | 0 | 0 | 0 | 0 | 0 | 0 | 0 | 0 | 0 | 0 | 0 | 0 | 0 | 0 | 0 | 0 | 12
NO |  | 315 | 2012 | 2 | 28 | 28 |  | CYPRESS | POCO 74430 | 138 | 0 | Wood H Fr | 14.4 | 0 | 1 | 336 ACSR | 0 | 0 | 0 | 0 | 0 | 0 | 0 | 0 | 0 | 0 | 0 | 0 | 0 | 0 | 0 | 0 | 0 | 0 | 0 | 0 | 0 | 0 | 0 | 12
NO |  | 315 | 2012 | 2 | 29 | 29 |  | SOUTH BEAUMONT | CENTRAL 74429 | 138 | 0 | Wood H Fr | 6.54 | 0.47 | 1 | 795 AA | 0 | 0 | 0 | 0 | 0 | 0 | 0 | 0 | 0 | 0 | 0 | 0 | 0 | 0 | 0 | 0 | 0 | 0 | 0 | 0 | 0 | 0 | 0 | 12
NO |  | 315 | 2012 | 2 | 30 | 30 |  | CHINA | RAYWOOD 74424 | 138 | 0 | Wood H Fr | 20.7 | 0 | 1 | 1033 AA | 0 | 0 | 0 | 0 | 0 | 0 | 0 | 0 | 0 | 0 | 0 | 0 | 0 | 0 | 0 | 0 | 0 | 0 | 0 | 0 | 0 | 0 | 0 | 12
NO |  | 315 | 2012 | 2 | 31 | 31 |  | CLECO | NEWTON BULK 74420 | 138 | 0 | Wood H Fr | 14.52 | 0 | 1 | 395 ACAR | 0 | 0 | 0 | 0 | 0 | 0 | 0 | 0 | 0 | 0 | 0 | 0 | 0 | 0 | 0 | 0 | 0 | 0 | 0 | 0 | 0 | 0 | 0 | 12
NO |  | 315 | 2012 | 2 | 32 | 32 |  | RIVTRIN | POCO 74419 | 138 | 0 | Wood H Fr | 18.98 | 0 | 1 | 336 ACSR | 0 | 0 | 0 | 0 | 0 | 0 | 0 | 0 | 0 | 0 | 0 | 0 | 0 | 0 | 0 | 0 | 0 | 0 | 0 | 0 | 0 | 0 | 0 | 12
NO |  | 315 | 2012 | 2 | 33 | 33 |  | POCO | LIVINGSTON 74415 | 138 | 0 | Wood H Fr | 14.84 | 0 | 1 | 649 ACAR | 0 | 0 | 0 | 0 | 0 | 0 | 0 | 0 | 0 | 0 | 0 | 0 | 0 | 0 | 0 | 0 | 0 | 0 | 0 | 0 | 0 | 0 | 0 | 12
NO |  | 315 | 2012 | 2 | 34 | 34 |  | RIVTRIN | CORRIGAN BULK 74411 | 138 | 0 | Wood H Fr | 33.32 | 1.5 | 1 | 336 ACSR | 0 | 0 | 0 | 0 | 0 | 0 | 0 | 0 | 0 | 0 | 0 | 0 | 0 | 0 | 0 | 0 | 0 | 0 | 0 | 0 | 0 | 0 | 0 | 12
NO |  | 315 | 2012 | 2 | 35 | 35 |  | CYPRESS | KOUNTZE BULK 74188 | 138 | 0 | Wood H Fr | 6.57 | 0 | 1 | 649 ACAR | 0 | 0 | 0 | 0 | 0 | 0 | 0 | 0 | 0 | 0 | 0 | 0 | 0 | 0 | 0 | 0 | 0 | 0 | 0 | 0 | 0 | 0 | 0 | 12
NO |  | 315 | 2012 | 3 | 1 | 1 |  | JACINTO | CYPRESS 74187 | 138 | 0 | Wood H Fr | 44.5 | 0 | 1 | 649 ACAR | 0 | 0 | 0 | 0 | 0 | 0 | 0 | 0 | 0 | 0 | 0 | 0 | 0 | 0 | 0 | 0 | 0 | 0 | 0 | 0 | 0 | 0 | 0 | 12
NO |  | 315 | 2012 | 3 | 2 | 2 |  | MEMORIAL SUB | MID COUNTY SUB 74563 | 138 | 0 | Sng Deadend | 1.38 | 0 | 1 | 649 ACAR | 0 | 0 | 0 | 0 | 0 | 0 | 0 | 0 | 0 | 0 | 0 | 0 | 0 | 0 | 0 | 0 | 0 | 0 | 0 | 0 | 0 | 0 | 0 | 12
NO |  | 315 | 2012 | 3 | 3 | 3 |  | METRO | OAKRIDGE 74169 | 138 | 0 | 1 Steel P | 2.02 | 0 | 1 | 649 ACAR | 0 | 0 | 0 | 0 | 0 | 0 | 0 | 0 | 0 | 0 | 0 | 0 | 0 | 0 | 0 | 0 | 0 | 0 | 0 | 0 | 0 | 0 | 0 | 12
NO |  | 315 | 2012 | 3 | 4 | 4 |  | LINE NO. 411 | KICKAPOO 74111R | 138 | 0 | Wood H Fr | 0.9 | 0 | 1 | 395 ACAR | 0 | 0 | 0 | 0 | 0 | 0 | 0 | 0 | 0 | 0 | 0 | 0 | 0 | 0 | 0 | 0 | 0 | 0 | 0 | 0 | 0 | 0 | 0 | 12
NO |  | 315 | 2012 | 3 | 5 | 5 |  | NECHES | SABINE 74005 | 138 | 0 | Wood H Fr | 14.46 | 0 | 1 | 1033 AA | 0 | 0 | 0 | 0 | 0 | 0 | 0 | 0 | 0 | 0 | 0 | 0 | 0 | 0 | 0 | 0 | 0 | 0 | 0 | 0 | 0 | 0 | 0 | 12
NO |  | 315 | 2012 | 3 | 6 | 6 |  | NECHES | SABINE 74172 | 138 | 0 | Wood H Fr | 9.95 | 4.48 | 1 | 1033 AA | 0 | 0 | 0 | 0 | 0 | 0 | 0 | 0 | 0 | 0 | 0 | 0 | 0 | 0 | 0 | 0 | 0 | 0 | 0 | 0 | 0 | 0 | 0 | 12
NO |  | 315 | 2012 | 3 | 8 | 8 |  | Long John | Cleveland 74050 | 138 | 0 | Wood H Fr | 9.31 | 0 | 1 | 4/0 ACSR | 0 | 0 | 0 | 0 | 0 | 0 | 0 | 0 | 0 | 0 | 0 | 0 | 0 | 0 | 0 | 0 | 0 | 0 | 0 | 0 | 0 | 0 | 0 | 12
NO |  | 315 | 2012 | 0 | 36 | 36 |  | TOTAL |  | 0 | 0 |  | 2244.31 | 221.92 | 129 |  | 54860594 | 461999068 | 516859662 | 12229989 | 2540793 | 491244 | 15262026 | 0 | 0 | 0 | 0 | 0 | 0 | 0 | 0 | 0 | 0 | 0 | 0 | 0 | 0 | 0 | 0 | 12
NO |  | 315 | 2012 | 3 | 7 | 7 |  | Conroe | Goslin 21820 | 138 | 0 | Wood H Fr | 8.71 | 0 | 1 | 649 ACAR | 0 | 0 | 0 | 0 | 0 | 0 | 0 | 0 | 0 | 0 | 0 | 0 | 0 | 0 | 0 | 0 | 0 | 0 | 0 | 0 | 0 | 0 | 0 | 12
NO |  | 315 | 2012 | 3 | 9 | 9 |  | South Beaumont | Cheek 74066 | 138 | 0 | Wood H Fr | 7.05 | 0 | 1 | 1272 ACSS | 0 | 0 | 0 | 0 | 0 | 0 | 0 | 0 | 0 | 0 | 0 | 0 | 0 | 0 | 0 | 0 | 0 | 0 | 0 | 0 | 0 | 0 | 0 | 12
NO |  | 315 | 2012 | 3 | 10 | 10 |  | Conroe | Bentwater 74112 | 138 | 0 | Wood H Fr | 46.25 | 0 | 1 | 649 ACAR | 0 | 0 | 0 | 0 | 0 | 0 | 0 | 0 | 0 | 0 | 0 | 0 | 0 | 0 | 0 | 0 | 0 | 0 | 0 | 0 | 0 | 0 | 0 | 12
NO |  | 315 | 2012 | 3 | 11 | 11 |  | Dayton | Long John 74150 | 138 | 0 | Wood H Fr | 6.77 | 0 | 1 | 4/0 ACSR | 0 | 0 | 0 | 0 | 0 | 0 | 0 | 0 | 0 | 0 | 0 | 0 | 0 | 0 | 0 | 0 | 0 | 0 | 0 | 0 | 0 | 0 | 0 | 12
NO |  | 315 | 2012 | 3 | 12 | 12 |  | Orange | Nelson 74295 | 138 | 0 | Wood H Fr | 6.21 | 0 | 1 | 1033 AAC | 0 | 0 | 0 | 0 | 0 | 0 | 0 | 0 | 0 | 0 | 0 | 0 | 0 | 0 | 0 | 0 | 0 | 0 | 0 | 0 | 0 | 0 | 0 | 12
NO |  | 315 | 2012 | 3 | 13 | 13 |  | Orange | Lake Charles 74296 | 138 | 0 | Wood H Fr | 5.99 | 0 | 1 | 1033 AAC | 0 | 0 | 0 | 0 | 0 | 0 | 0 | 0 | 0 | 0 | 0 | 0 | 0 | 0 | 0 | 0 | 0 | 0 | 0 | 0 | 0 | 0 | 0 | 12
NO |  | 315 | 2012 | 3 | 14 | 14 |  | Rich | Shepherd 74417 | 138 | 0 | Wood H Fr | 5.84 | 0 | 1 | 649 ACAR | 0 | 0 | 0 | 0 | 0 | 0 | 0 | 0 | 0 | 0 | 0 | 0 | 0 | 0 | 0 | 0 | 0 | 0 | 0 | 0 | 0 | 0 | 0 | 12
NO |  | 315 | 2012 | 3 | 15 | 15 |  | Shepherd | Jacinto 74418 | 138 | 0 | Wood H Fr | 5.08 | 0 | 1 | 649 ACAR | 0 | 0 | 0 | 0 | 0 | 0 | 0 | 0 | 0 | 0 | 0 | 0 | 0 | 0 | 0 | 0 | 0 | 0 | 0 | 0 | 0 | 0 | 0 | 12
NO |  | 315 | 2012 | 3 | 16 | 16 |  | Line 476 | Tx 74476 | 138 | 0 | Wood H Fr | 0.81 | 0 | 1 | 336 ACSR | 0 | 0 | 0 | 0 | 0 | 0 | 0 | 0 | 0 | 0 | 0 | 0 | 0 | 0 | 0 | 0 | 0 | 0 | 0 | 0 | 0 | 0 | 0 | 12
NO |  | 315 | 2012 | 3 | 17 | 17 |  | Security | Lewis Creek | 138 | 0 | Wood H Fr | 22 | 0 | 1 | 649 ACAR | 0 | 0 | 0 | 0 | 0 | 0 | 0 | 0 | 0 | 0 | 0 | 0 | 0 | 0 | 0 | 0 | 0 | 0 | 0 | 0 | 0 | 0 | 0 | 12
NO |  | 315 | 2012 | 3 | 18 | 18 |  | Tamina | Oak Ridge 74582 | 138 | 0 | Wood H Fr | 8.59 | 0 | 1 | 666 ACSR | 0 | 0 | 0 | 0 | 0 | 0 | 0 | 0 | 0 | 0 | 0 | 0 | 0 | 0 | 0 | 0 | 0 | 0 | 0 | 0 | 0 | 0 | 0 | 12
NO |  | 315 | 2012 | 3 | 19 | 19 |  | New Caney | Tamina 74586 | 138 | 0 | Wood H Fr | 8.1 | 0 | 1 | 954 ACSR | 0 | 0 | 0 | 0 | 0 | 0 | 0 | 0 | 0 | 0 | 0 | 0 | 0 | 0 | 0 | 0 | 0 | 0 | 0 | 0 | 0 | 0 | 0 | 12
NO |  | 315 | 2012 | 3 | 20 | 20 |  | Jayhawker | Security | 138 | 0 | Wood H Fr | 8.82 | 0 | 1 | 649 ACAR | 0 | 0 | 0 | 0 | 0 | 0 | 0 | 0 | 0 | 0 | 0 | 0 | 0 | 0 | 0 | 0 | 0 | 0 | 0 | 0 | 0 | 0 | 0 | 12
NO |  | 315 | 2012 | 3 | 21 | 21 |  | Ln 812 | Explorer Hankamer 74812 | 138 | 0 | Wood H Fr | 2.86 | 0 | 1 | 336 ACSR | 0 | 0 | 0 | 0 | 0 | 0 | 0 | 0 | 0 | 0 | 0 | 0 | 0 | 0 | 0 | 0 | 0 | 0 | 0 | 0 | 0 | 0 | 0 | 12
NO |  | 315 | 2012 | 3 | 22 | 22 |  | Ln 813 | Explorer Conroe 74813 | 138 | 0 | Wood H Fr | 5.61 | 0 | 1 | 666 ACSR | 0 | 0 | 0 | 0 | 0 | 0 | 0 | 0 | 0 | 0 | 0 | 0 | 0 | 0 | 0 | 0 | 0 | 0 | 0 | 0 | 0 | 0 | 0 | 12
NO |  | 315 | 2012 | 3 | 23 | 23 |  | Bold Springs | Poco 74816 | 138 | 0 | Wood H Fr | 3.4 | 0 | 1 | 336 ACSR | 0 | 0 | 0 | 0 | 0 | 0 | 0 | 0 | 0 | 0 | 0 | 0 | 0 | 0 | 0 | 0 | 0 | 0 | 0 | 0 | 0 | 0 | 0 | 12
NO |  | 315 | 2012 | 3 | 24 | 24 |  | Onalaska | Bold Spring 74819 | 138 | 0 | Wood H Fr | 6.6 | 0 | 1 | 1033 AAC | 0 | 0 | 0 | 0 | 0 | 0 | 0 | 0 | 0 | 0 | 0 | 0 | 0 | 0 | 0 | 0 | 0 | 0 | 0 | 0 | 0 | 0 | 0 | 12
NO |  | 315 | 2012 | 3 | 25 | 25 |  | Tamina | Porter 74823 | 138 | 0 | Wood H Fr | 0.48 | 0 | 1 | 954 ACSR | 0 | 0 | 0 | 0 | 0 | 0 | 0 | 0 | 0 | 0 | 0 | 0 | 0 | 0 | 0 | 0 | 0 | 0 | 0 | 0 | 0 | 0 | 0 | 12
NO |  | 315 | 2012 | 3 | 26 | 26 |  | Johnstown | Porter 74827 | 138 | 0 | Wood H Fr | 4.9 | 0 | 1 | 1272 ACSS | 0 | 0 | 0 | 0 | 0 | 0 | 0 | 0 | 0 | 0 | 0 | 0 | 0 | 0 | 0 | 0 | 0 | 0 | 0 | 0 | 0 | 0 | 0 | 12
NO |  | 315 | 2012 | 3 | 27 | 27 |  | Lewis Creek 138kV | Lewis Creek 230kV 74847 | 138 | 0 | Steel Pole | 0.3 | 0 | 1 | 954 ACSR | 0 | 0 | 0 | 0 | 0 | 0 | 0 | 0 | 0 | 0 | 0 | 0 | 0 | 0 | 0 | 0 | 0 | 0 | 0 | 0 | 0 | 0 | 0 | 12
NO |  | 315 | 2012 | 3 | 28 | 28 |  | Alden | Goslin 74869 | 138 | 0 | Wood H Fr | 4.18 | 0 | 1 | 649 ACAR | 0 | 0 | 0 | 0 | 0 | 0 | 0 | 0 | 0 | 0 | 0 | 0 | 0 | 0 | 0 | 0 | 0 | 0 | 0 | 0 | 0 | 0 | 0 | 12
NO |  | 315 | 2012 | 3 | 29 | 29 |  | Splendora | Jacinto 74871 | 138 | 0 | Wood H Fr | 12.73 | 0 | 1 | 649 ACAR | 0 | 0 | 0 | 0 | 0 | 0 | 0 | 0 | 0 | 0 | 0 | 0 | 0 | 0 | 0 | 0 | 0 | 0 | 0 | 0 | 0 | 0 | 0 | 12
NO |  | 315 | 2012 | 3 | 30 | 30 |  | Tamina | Conroe 74886 | 138 | 0 | Wood H Fr | 10.85 | 0 | 1 | 336 ACSR | 0 | 0 | 0 | 0 | 0 | 0 | 0 | 0 | 0 | 0 | 0 | 0 | 0 | 0 | 0 | 0 | 0 | 0 | 0 | 0 | 0 | 0 | 0 | 12
NO |  | 315 | 2012 | 3 | 31 | 31 |  | 138kv Tie Lines |  | 138 | 0 | VARIOUS | 92.58 | 0 | 1 | VARIOUS | 0 | 0 | 0 | 0 | 0 | 0 | 0 | 0 | 0 | 0 | 0 | 0 | 0 | 0 | 0 | 0 | 0 | 0 | 0 | 0 | 0 | 0 | 0 | 12
NO |  | 315 | 2012 | 4 | 2 | 2 |  |  | Total Transmission Lines | 0 | 0 |  | 0 | 0 | 0 | 0 | 0 | 0 | 0 | 12229989 | 2540793 | 491244 | 15262026 | 0 | 0 | 0 | 0 | 0 | 0 | 0 | 0 | 0 | 0 | 0 | 0 | 0 | 0 | 0 | 0 | 12
NO |  | 315 | 2012 | 3 | 32 | 32 |  |  | Total 138kv lines | 0 | 0 |  | 0 | 0 | 0 |  | 33787472 | 202088599 | 235876071 | 0 | 0 | 0 | 0 | 0 | 0 | 0 | 0 | 0 | 0 | 0 | 0 | 0 | 0 | 0 | 0 | 0 | 0 | 0 | 0 | 12
SI/SI | A | 315 | 2012 | 3 | 35 | 35 |  |  | Total 69kv lines | 69 | 0 |  | 472.45 | 120.93 | 0 | 0 | 3639022 | 97896465 | 101535487 | 0 | 0 | 0 | 2998177.9513 | 0 | 0 | 0 | 0 | 0 | 0 | 0 | 0 | 0 | 0 | 0 | 0 | 0 | 0 | 0 | 0 | 12
NO |  | 315 | 2012 | 4 | 3 | 3 |  |  |  | 0 | 0 |  | 0 | 0 | 0 | 0 | 0 | 0 | 0 | 0 | 0 | 0 | 0 | 0 | 0 | 0 | 0 | 0 | 0 | 0 | 0 | 0 | 0 | 0 | 0 | 0 | 0 | 0 | 0 | 12
NO |  | 79 | 2012 | 0 | 1 | 1 |  | Missouri (Overhead Lines): |  | 0 | 0 |  | 0 | 0 | 0 |  | 0 | 0 | 0 | 0 | 0 | 0 | 0 | 0 | 0 | 0 | 0 | 0 | 0 | 0 | 0 | 0 | 0 | 0 | 0 | 0 | 0 | 0 | 0 | 12
NO |  | 79 | 2012 | 0 | 2 | 2 |  | Stilwell | Sibley | 345 | 345 | Wd-H-Frame | 5.22 | 0 | 1 | 795M-AL | 76506 | 582690 | 659196 | 0 | 0 | 0 | 0 | 0 | 0 | 0 | 0 | 0 | 0 | 0 | 0 | 0 | 0 | 0 | 0 | 0 | 0 | 0 | 0 | 12
NO |  | 79 | 2012 | 0 | 3 | 3 |  | Sibley | Overton | 345 | 345 | Wd-H-Frame | 73.02 | 0 | 1 | 795M-AL | 445796 | 5665790 | 6111586 | 0 | 0 | 0 | 0 | 0 | 0 | 0 | 0 | 0 | 0 | 0 | 0 | 0 | 0 | 0 | 0 | 0 | 0 | 0 | 0 | 12
NO |  | 79 | 2012 | 0 | 4 | 4 |  | Hawthorn | Nashua-St. Joe | 345 | 345 | Wd-H-Frame | 31.33 | 0 | 1 | 795M-AL | 771067 | 3872559 | 4643626 | 0 | 0 | 0 | 0 | 0 | 0 | 0 | 0 | 0 | 0 | 0 | 0 | 0 | 0 | 0 | 0 | 0 | 0 | 0 | 0 | 12
NO |  | 79 | 2012 | 0 | 5 | 5 |  | River X Iatan | Stranger Creek Jct | 345 | 345 | Tower | 0.34 | 0 | 1 | 954M-AL | 0 | 562514 | 562514 | 0 | 0 | 0 | 0 | 0 | 0 | 0 | 0 | 0 | 0 | 0 | 0 | 0 | 0 | 0 | 0 | 0 | 0 | 0 | 0 | 12
NO |  | 79 | 2012 | 0 | 6 | 6 |  | Iatan | Stranger Creek Jct | 345 | 345 | Wd-H-Frame | 1.38 | 0 | 1 | 954M-AL | 0 | 422333 | 422333 | 0 | 0 | 0 | 0 | 0 | 0 | 0 | 0 | 0 | 0 | 0 | 0 | 0 | 0 | 0 | 0 | 0 | 0 | 0 | 0 | 12
NO |  | 79 | 2012 | 0 | 7 | 7 |  | Hawthorn | Sibley | 345 | 345 | Wd-H-Frame | 17.76 | 0 | 1 | 795M-AL | 456349 | 1811967 | 2268316 | 0 | 0 | 0 | 0 | 0 | 0 | 0 | 0 | 0 | 0 | 0 | 0 | 0 | 0 | 0 | 0 | 0 | 0 | 0 | 0 | 12
NO |  | 79 | 2012 | 0 | 8 | 8 |  | DC River X Hawthorn | Nashua/Sibley | 345 | 345 | Tower | 0.57 | 0 | 2 | 795M-AL | 3593 | 580777 | 584370 | 0 | 0 | 0 | 0 | 0 | 0 | 0 | 0 | 0 | 0 | 0 | 0 | 0 | 0 | 0 | 0 | 0 | 0 | 0 | 0 | 12
NO |  | 79 | 2012 | 0 | 9 | 9 |  | River X Hawthorn | Sibley | 345 | 345 | Tower | 0.44 | 0 | 1 | 795M-AL | 27465 | 396367 | 423832 | 0 | 0 | 0 | 0 | 0 | 0 | 0 | 0 | 0 | 0 | 0 | 0 | 0 | 0 | 0 | 0 | 0 | 0 | 0 | 0 | 12
NO |  | 79 | 2012 | 0 | 10 | 10 |  | Total 345 Kv |  | 0 | 0 |  | 130.06 | 0 | 9 |  | 1780776 | 13894997 | 15675773 | 0 | 0 | 0 | 0 | 0 | 0 | 0 | 0 | 0 | 0 | 0 | 0 | 0 | 0 | 0 | 0 | 0 | 0 | 0 | 0 | 12
NO |  | 79 | 2012 | 0 | 11 | 11 |  | Commom R/W | Hawthorn Plant | 161 | 161 |  | 0 | 0 | 0 |  | 52652 | 0 | 52652 | 0 | 0 | 0 | 0 | 0 | 0 | 0 | 0 | 0 | 0 | 0 | 0 | 0 | 0 | 0 | 0 | 0 | 0 | 0 | 0 | 12
NO |  | 79 | 2012 | 0 | 12 | 12 |  | Hawthorn | Blue Valley Tower | 161 | 161 | Tower | 1.82 | 0 | 1 | 1192M-AL | 1348 | 326387 | 327735 | 0 | 0 | 0 | 0 | 0 | 0 | 0 | 0 | 0 | 0 | 0 | 0 | 0 | 0 | 0 | 0 | 0 | 0 | 0 | 0 | 12
NO |  | 79 | 2012 | 0 | 13 | 13 |  | Hawthorn | Leeds Tower | 161 | 161 | Wd-H-Frame | 1.37 | 0 | 1 | 1192M-AL | 48173 | 448420 | 496593 | 0 | 0 | 0 | 0 | 0 | 0 | 0 | 0 | 0 | 0 | 0 | 0 | 0 | 0 | 0 | 0 | 0 | 0 | 0 | 0 | 12
NO |  | 79 | 2012 | 0 | 14 | 14 |  | Blue Valley Tower | Blue Valley | 161 | 161 | Tower | 0.51 | 0 | 3 | 1192M-AL | 82960 | 291126 | 374086 | 0 | 0 | 0 | 0 | 0 | 0 | 0 | 0 | 0 | 0 | 0 | 0 | 0 | 0 | 0 | 0 | 0 | 0 | 0 | 0 | 12
NO |  | 79 | 2012 | 0 | 15 | 15 |  | Hawthorn | Randolph-Avon | 161 | 161 | Wd-H-Frame | 5.08 | 0 | 1 | 1192M-AL | 52016 | 1665564 | 1717580 | 0 | 0 | 0 | 0 | 0 | 0 | 0 | 0 | 0 | 0 | 0 | 0 | 0 | 0 | 0 | 0 | 0 | 0 | 0 | 0 | 12
NO |  | 79 | 2012 | 0 | 16 | 16 |  | TC River X | Hawthorn | 161 | 161 | Tower | 0.54 | 0 | 3 | 1192M-AL | 2533 | 548053 | 550586 | 0 | 0 | 0 | 0 | 0 | 0 | 0 | 0 | 0 | 0 | 0 | 0 | 0 | 0 | 0 | 0 | 0 | 0 | 0 | 0 | 12
NO |  | 79 | 2012 | 0 | 17 | 17 |  | DC River X | Northeast | 161 | 161 | Tower | 0.36 | 0 | 2 | 1192M-AL | 0 | 171236 | 171236 | 0 | 0 | 0 | 0 | 0 | 0 | 0 | 0 | 0 | 0 | 0 | 0 | 0 | 0 | 0 | 0 | 0 | 0 | 0 | 0 | 12
NO |  | 79 | 2012 | 0 | 18 | 18 |  | Blue Valley | Winchester Jct | 161 | 161 | Wd-H-Frame | 7.9 | 0 | 1 | 1192M-AL | 228268 | 1137511 | 1365779 | 0 | 0 | 0 | 0 | 0 | 0 | 0 | 0 | 0 | 0 | 0 | 0 | 0 | 0 | 0 | 0 | 0 | 0 | 0 | 0 | 12
NO |  | 79 | 2012 | 0 | 19 | 19 |  | Leeds Tower | Loma Vista | 161 | 161 | Wd-H-Frame | 11.25 | 0 | 1 | 1192M-AL | 208401 | 893328 | 1101729 | 0 | 0 | 0 | 0 | 0 | 0 | 0 | 0 | 0 | 0 | 0 | 0 | 0 | 0 | 0 | 0 | 0 | 0 | 0 | 0 | 12
NO |  | 79 | 2012 | 0 | 20 | 20 |  | Southtown | Bunker Ridge | 161 | 161 | Wd-H-Frame | 3.08 | 0 | 1 | 1192M-AL | 44167 | 365322 | 409489 | 0 | 0 | 0 | 0 | 0 | 0 | 0 | 0 | 0 | 0 | 0 | 0 | 0 | 0 | 0 | 0 | 0 | 0 | 0 | 0 | 12
NO |  | 79 | 2012 | 0 | 21 | 21 |  | Northeast | Grand Ave | 161 | 161 | Wd-H-Frame | 0.13 | 0 | 1 | 1192M-AL | 31656 | 668852 | 700508 | 0 | 0 | 0 | 0 | 0 | 0 | 0 | 0 | 0 | 0 | 0 | 0 | 0 | 0 | 0 | 0 | 0 | 0 | 0 | 0 | 12
NO |  | 79 | 2012 | 0 | 22 | 22 |  | BIue Mills Jct | Blue Mills #2 | 161 | 161 | Wood Pole | 0.23 | 0 | 1 | 795M-AL | 0 | 53208 | 53208 | 0 | 0 | 0 | 0 | 0 | 0 | 0 | 0 | 0 | 0 | 0 | 0 | 0 | 0 | 0 | 0 | 0 | 0 | 0 | 0 | 12
NO |  | 79 | 2012 | 0 | 23 | 23 |  | Leeds | Roeland Park | 161 | 161 | Wd-H-Frame | 2.31 | 0 | 1 | 1192M-AL | 76527 | 341354 | 417881 | 0 | 0 | 0 | 0 | 0 | 0 | 0 | 0 | 0 | 0 | 0 | 0 | 0 | 0 | 0 | 0 | 0 | 0 | 0 | 0 | 12
NO |  | 79 | 2012 | 0 | 24 | 24 |  | DC Southtown | Hickman/Grandview | 161 | 161 | Wd-H-Frame | 0.11 | 0 | 2 | 1192M-AL | 0 | 77369 | 77369 | 0 | 0 | 0 | 0 | 0 | 0 | 0 | 0 | 0 | 0 | 0 | 0 | 0 | 0 | 0 | 0 | 0 | 0 | 0 | 0 | 12
NO |  | 79 | 2012 | 0 | 25 | 25 |  | DC Montrose | Loma Vista | 161 | 161 | Tower | 0.97 | 0 | 2 | 1192M-AL | 0 | 430933 | 430933 | 0 | 0 | 0 | 0 | 0 | 0 | 0 | 0 | 0 | 0 | 0 | 0 | 0 | 0 | 0 | 0 | 0 | 0 | 0 | 0 | 12
NO |  | 79 | 2012 | 0 | 26 | 26 |  | Grand Ave | Navy-Terrace | 161 | 161 | Wd-H-Frame | 1.95 | 0 | 1 | 1192M-AL | 85667 | 764692 | 850359 | 0 | 0 | 0 | 0 | 0 | 0 | 0 | 0 | 0 | 0 | 0 | 0 | 0 | 0 | 0 | 0 | 0 | 0 | 0 | 0 | 12
NO |  | 79 | 2012 | 0 | 27 | 27 |  | Common R/W | Hawthorn-Southtown | 161 | 161 |  | 0 | 0 | 0 |  | 79514 | 0 | 79514 | 0 | 0 | 0 | 0 | 0 | 0 | 0 | 0 | 0 | 0 | 0 | 0 | 0 | 0 | 0 | 0 | 0 | 0 | 0 | 0 | 12
NO |  | 79 | 2012 | 0 | 28 | 28 |  | Northeast | Crosstown | 161 | 161 | Stl Pl / Tower | 0.19 | 0 | 1 | 1192M-AL | 0 | 204924 | 204924 | 0 | 0 | 0 | 0 | 0 | 0 | 0 | 0 | 0 | 0 | 0 | 0 | 0 | 0 | 0 | 0 | 0 | 0 | 0 | 0 | 12
NO |  | 79 | 2012 | 0 | 29 | 29 |  | Maywood | Weatherby | 161 | 161 | Stl PI/Wd-H-Fr | 5.19 | 0 | 1 | 1192M-AL | 188104 | 423686 | 611790 | 0 | 0 | 0 | 0 | 0 | 0 | 0 | 0 | 0 | 0 | 0 | 0 | 0 | 0 | 0 | 0 | 0 | 0 | 0 | 0 | 12
NO |  | 79 | 2012 | 0 | 30 | 30 |  | DC NE-Grand Ave | Hawthorn-Crosstown | 161 | 161 | Tower | 0.21 | 0 | 2 | 1192M-AL | 0 | 60727 | 60727 | 0 | 0 | 0 | 0 | 0 | 0 | 0 | 0 | 0 | 0 | 0 | 0 | 0 | 0 | 0 | 0 | 0 | 0 | 0 | 0 | 12
NO |  | 79 | 2012 | 0 | 31 | 31 |  | Henry | Rw Montrose-Stilwell | 161 | 161 | Wd-Pole | 0 | 0 | 1 |  | 0 | 0 | 0 | 0 | 0 | 0 | 0 | 0 | 0 | 0 | 0 | 0 | 0 | 0 | 0 | 0 | 0 | 0 | 0 | 0 | 0 | 0 | 0 | 12
NO |  | 79 | 2012 | 0 | 32 | 32 |  | Montrose | Loma Vista #9 | 161 | 161 | Wd-H-Frame | 57.26 | 0 | 1 | 1192M-AL | 305069 | 2336493 | 2641562 | 0 | 0 | 0 | 0 | 0 | 0 | 0 | 0 | 0 | 0 | 0 | 0 | 0 | 0 | 0 | 0 | 0 | 0 | 0 | 0 | 12
NO |  | 79 | 2012 | 0 | 33 | 33 |  | Montrose | Loma Vista #11 | 161 | 161 | Wd-H-Frame | 57.29 | 0 | 1 | 1192M-AL | 313956 | 2861864 | 3175820 | 0 | 0 | 0 | 0 | 0 | 0 | 0 | 0 | 0 | 0 | 0 | 0 | 0 | 0 | 0 | 0 | 0 | 0 | 0 | 0 | 12
NO |  | 79 | 2012 | 0 | 34 | 34 |  | Montrose | Stilwell #13 | 161 | 161 | Wd-H-Frame | 48.2 | 0 | 1 | 1192M-AL | 144576 | 2823204 | 2967780 | 0 | 0 | 0 | 0 | 0 | 0 | 0 | 0 | 0 | 0 | 0 | 0 | 0 | 0 | 0 | 0 | 0 | 0 | 0 | 0 | 12
NO |  | 79 | 2012 | 0 | 35 | 35 |  | Montrose | Archie-Stilwell | 161 | 161 | Wd-H-Frame | 48.15 | 0 | 1 | 1192M-AL | 140512 | 1773677 | 1914189 | 0 | 0 | 0 | 0 | 0 | 0 | 0 | 0 | 0 | 0 | 0 | 0 | 0 | 0 | 0 | 0 | 0 | 0 | 0 | 0 | 12
NO |  | 79 | 2012 | 1 | 1 | 1 |  | Southtown | Grandview | 161 | 161 | Wd-H-Frame | 7.71 | 0 | 1 | 1192M-AL | 26674 | 761105 | 787779 | 0 | 0 | 0 | 0 | 0 | 0 | 0 | 0 | 0 | 0 | 0 | 0 | 0 | 0 | 0 | 0 | 0 | 0 | 0 | 0 | 12
NO |  | 79 | 2012 | 1 | 2 | 2 |  | Stilwell | Hickman | 161 | 161 | Wd-H-Frame | 6.64 | 0 | 1 | 1192M-AL | 202848 | 532749 | 735597 | 0 | 0 | 0 | 0 | 0 | 0 | 0 | 0 | 0 | 0 | 0 | 0 | 0 | 0 | 0 | 0 | 0 | 0 | 0 | 0 | 12
NO |  | 79 | 2012 | 1 | 3 | 3 |  | Hawthorn | Blue Valley | 161 | 161 | Wd-H-Frame | 1.71 | 0 | 1 | 1192M-AL | 0 | 143189 | 143189 | 0 | 0 | 0 | 0 | 0 | 0 | 0 | 0 | 0 | 0 | 0 | 0 | 0 | 0 | 0 | 0 | 0 | 0 | 0 | 0 | 12
NO |  | 79 | 2012 | 1 | 4 | 4 |  | Hawthorn | Missouri City | 161 | 161 | Wd-H-Frame | 14.3 | 0 | 1 | 556M-AL | 54414 | 790959 | 845373 | 0 | 0 | 0 | 0 | 0 | 0 | 0 | 0 | 0 | 0 | 0 | 0 | 0 | 0 | 0 | 0 | 0 | 0 | 0 | 0 | 12
NO |  | 79 | 2012 | 1 | 5 | 5 |  | Missouri City | Moberly | 161 | 161 | Wd-H-Frame | 90.23 | 0 | 1 | 556M-AL | 111599 | 4151126 | 4262725 | 0 | 0 | 0 | 0 | 0 | 0 | 0 | 0 | 0 | 0 | 0 | 0 | 0 | 0 | 0 | 0 | 0 | 0 | 0 | 0 | 12
NO |  | 79 | 2012 | 1 | 6 | 6 |  | Salisbury | Norton | 161 | 161 | Wd-H-Frame | 22.28 | 0 | 1 | 795M-AL | 69438 | 970541 | 1039979 | 0 | 0 | 0 | 0 | 0 | 0 | 0 | 0 | 0 | 0 | 0 | 0 | 0 | 0 | 0 | 0 | 0 | 0 | 0 | 0 | 12
NO |  | 79 | 2012 | 1 | 7 | 7 |  | Norton | Malta Bend-South Waverly | 161 | 161 | Wd-H-Frame | 14.18 | 0 | 1 | 795M-AL | 68625 | 805591 | 874216 | 0 | 0 | 0 | 0 | 0 | 0 | 0 | 0 | 0 | 0 | 0 | 0 | 0 | 0 | 0 | 0 | 0 | 0 | 0 | 0 | 12
NO |  | 79 | 2012 | 1 | 8 | 8 |  | Nashua | St Joseph | 161 | 161 | Wd-H-Frame | 0 | 0 | 0 |  | 0 | 0 | 0 | 0 | 0 | 0 | 0 | 0 | 0 | 0 | 0 | 0 | 0 | 0 | 0 | 0 | 0 | 0 | 0 | 0 | 0 | 0 | 0 | 12
NO |  | 79 | 2012 | 1 | 9 | 9 |  | Montrose | Clinton | 161 | 161 | Wd-H-Frame | 12.22 | 0 | 1 | 795M-AL | 70936 | 1864418 | 1935354 | 0 | 0 | 0 | 0 | 0 | 0 | 0 | 0 | 0 | 0 | 0 | 0 | 0 | 0 | 0 | 0 | 0 | 0 | 0 | 0 | 12
NO |  | 79 | 2012 | 1 | 10 | 10 |  | Midtown | Forest | 161 | 161 | Steel Pole | 1.62 | 0 | 1 | 1192M-AL | 0 | 462310 | 462310 | 0 | 0 | 0 | 0 | 0 | 0 | 0 | 0 | 0 | 0 | 0 | 0 | 0 | 0 | 0 | 0 | 0 | 0 | 0 | 0 | 12
NO |  | 79 | 2012 | 1 | 11 | 11 |  | Forest | Southtown | 161 | 161 | Steel Pole | 3.24 | 0 | 1 | 1192M-AL | 0 | 817929 | 817929 | 0 | 0 | 0 | 0 | 0 | 0 | 0 | 0 | 0 | 0 | 0 | 0 | 0 | 0 | 0 | 0 | 0 | 0 | 0 | 0 | 12
NO |  | 79 | 2012 | 1 | 12 | 12 |  | Blue Mills Jct | Blue Mills #1 | 161 | 161 | Wd-H-Frame | 0.21 | 0 | 1 | 795M-AL | 2839 | 25805 | 28644 | 0 | 0 | 0 | 0 | 0 | 0 | 0 | 0 | 0 | 0 | 0 | 0 | 0 | 0 | 0 | 0 | 0 | 0 | 0 | 0 | 12
NO |  | 79 | 2012 | 1 | 13 | 13 |  | Midtown | Crosstown | 161 | 161 | Steel Pole | 7.88 | 0 | 1 | 1192M-AL | 1910102 | 5113576 | 7023678 | 0 | 0 | 0 | 0 | 0 | 0 | 0 | 0 | 0 | 0 | 0 | 0 | 0 | 0 | 0 | 0 | 0 | 0 | 0 | 0 | 12
NO |  | 79 | 2012 | 1 | 14 | 14 |  | Terrace | State Line | 161 | 161 | Wd-H-Frame | 0.78 | 0 | 1 | 1192M-AL | 0 | 152273 | 152273 | 0 | 0 | 0 | 0 | 0 | 0 | 0 | 0 | 0 | 0 | 0 | 0 | 0 | 0 | 0 | 0 | 0 | 0 | 0 | 0 | 12
NO |  | 79 | 2012 | 1 | 15 | 15 |  | Armco | Melt Shop Jct | 161 | 161 | Steel Pole | 0.32 | 0 | 1 | 556M-AL | 504 | 78372 | 78876 | 0 | 0 | 0 | 0 | 0 | 0 | 0 | 0 | 0 | 0 | 0 | 0 | 0 | 0 | 0 | 0 | 0 | 0 | 0 | 0 | 12
NO |  | 79 | 2012 | 1 | 16 | 16 |  | Barry | Line Creek | 161 | 161 | Wood Pole | 4.19 | 0 | 1 | 1192M-AL | 356681 | 581324 | 938005 | 0 | 0 | 0 | 0 | 0 | 0 | 0 | 0 | 0 | 0 | 0 | 0 | 0 | 0 | 0 | 0 | 0 | 0 | 0 | 0 | 12
NO |  | 79 | 2012 | 1 | 17 | 17 |  | Winchester Jct | Southtown | 161 | 161 | Wd-H-Frame | 7.47 | 0 | 1 | 1192M-AL | 26316 | 1063604 | 1089920 | 0 | 0 | 0 | 0 | 0 | 0 | 0 | 0 | 0 | 0 | 0 | 0 | 0 | 0 | 0 | 0 | 0 | 0 | 0 | 0 | 12
NO |  | 79 | 2012 | 1 | 18 | 18 |  | Winchester Jct | Swope #1 | 161 | 161 | Wd-H-Frame | 0.39 | 0 | 1 | 1192M-AL | 20400 | 165303 | 185703 | 0 | 0 | 0 | 0 | 0 | 0 | 0 | 0 | 0 | 0 | 0 | 0 | 0 | 0 | 0 | 0 | 0 | 0 | 0 | 0 | 12
NO |  | 79 | 2012 | 1 | 19 | 19 |  | DC NKC | NE / Avondale | 161 | 161 | Steel Pole | 1.16 | 0 | 2 | 1192M-AL | 85589 | 905470 | 991059 | 0 | 0 | 0 | 0 | 0 | 0 | 0 | 0 | 0 | 0 | 0 | 0 | 0 | 0 | 0 | 0 | 0 | 0 | 0 | 0 | 12
NO |  | 79 | 2012 | 1 | 20 | 20 |  | Northeast | NKC | 161 | 161 | Steel Pole | 0.16 | 0 | 1 | 1192M-AL | 0 | 151542 | 151542 | 0 | 0 | 0 | 0 | 0 | 0 | 0 | 0 | 0 | 0 | 0 | 0 | 0 | 0 | 0 | 0 | 0 | 0 | 0 | 0 | 12
NO |  | 79 | 2012 | 1 | 21 | 21 |  | DC Martin City | Redel / Grandview | 161 | 161 | Steel Pole | 0.36 | 0 | 2 | 1192M-AL | 0 | 219013 | 219013 | 0 | 0 | 0 | 0 | 0 | 0 | 0 | 0 | 0 | 0 | 0 | 0 | 0 | 0 | 0 | 0 | 0 | 0 | 0 | 0 | 12
NO |  | 79 | 2012 | 1 | 22 | 22 |  | Southtown | Hickman | 161 | 161 | Wd-H-Frame | 5.71 | 0 | 1 | 1192M-AL | 73499 | 842923 | 916422 | 0 | 0 | 0 | 0 | 0 | 0 | 0 | 0 | 0 | 0 | 0 | 0 | 0 | 0 | 0 | 0 | 0 | 0 | 0 | 0 | 12
NO |  | 79 | 2012 | 1 | 23 | 23 |  | Martin CIty | Grandview | 161 | 161 | Wd-H-Frame | 1.34 | 0 | 1 | 1192M-AL | 0 | 112884 | 112884 | 0 | 0 | 0 | 0 | 0 | 0 | 0 | 0 | 0 | 0 | 0 | 0 | 0 | 0 | 0 | 0 | 0 | 0 | 0 | 0 | 12
NO |  | 79 | 2012 | 1 | 24 | 24 |  | Line Creek | Riverside | 161 | 161 | Wd-Stl-Pole | 4.2 | 0 | 1 | 1192M-AL | 1195041 | 1204295 | 2399336 | 0 | 0 | 0 | 0 | 0 | 0 | 0 | 0 | 0 | 0 | 0 | 0 | 0 | 0 | 0 | 0 | 0 | 0 | 0 | 0 | 12
NO |  | 79 | 2012 | 1 | 25 | 25 |  | Hawthorn | Independence | 161 | 161 | Steel Pole | 1.75 | 0 | 1 | 1192M-AL | 6 | 15 | 21 | 0 | 0 | 0 | 0 | 0 | 0 | 0 | 0 | 0 | 0 | 0 | 0 | 0 | 0 | 0 | 0 | 0 | 0 | 0 | 0 | 12
NO |  | 79 | 2012 | 1 | 26 | 26 |  | Birmingham | Claycomo | 161 | 161 | Wd-H-Frame | 4.39 | 0 | 1 | 1192M-AL | 122386 | 1441771 | 1564157 | 0 | 0 | 0 | 0 | 0 | 0 | 0 | 0 | 0 | 0 | 0 | 0 | 0 | 0 | 0 | 0 | 0 | 0 | 0 | 0 | 12
NO |  | 79 | 2012 | 1 | 27 | 27 |  | Avondale | NKC | 161 | 161 | Wd-H-Frame | 2.14 | 0 | 1 | 1192M-AL | 0 | 244263 | 244263 | 0 | 0 | 0 | 0 | 0 | 0 | 0 | 0 | 0 | 0 | 0 | 0 | 0 | 0 | 0 | 0 | 0 | 0 | 0 | 0 | 12
NO |  | 79 | 2012 | 1 | 28 | 28 |  | Northeast | Avondale | 161 | 161 | Wd-H-Frame | 2.1 | 0 | 1 | 1192M-AL | 0 | 100252 | 100252 | 0 | 0 | 0 | 0 | 0 | 0 | 0 | 0 | 0 | 0 | 0 | 0 | 0 | 0 | 0 | 0 | 0 | 0 | 0 | 0 | 12
NO |  | 79 | 2012 | 1 | 29 | 29 |  | Avondale Jct | Riverside | 161 | 161 | Wd-St PI/H Fr | 4.47 | 0 | 1 | 1192M-AL | 76838 | 1078421 | 1155259 | 0 | 0 | 0 | 0 | 0 | 0 | 0 | 0 | 0 | 0 | 0 | 0 | 0 | 0 | 0 | 0 | 0 | 0 | 0 | 0 | 12
NO |  | 79 | 2012 | 1 | 30 | 30 |  | Northeast | Grand West | 161 | 161 | Steel Pole | 1.51 | 0 | 1 | 1192M-AL | 37215 | 1140396 | 1177611 | 0 | 0 | 0 | 0 | 0 | 0 | 0 | 0 | 0 | 0 | 0 | 0 | 0 | 0 | 0 | 0 | 0 | 0 | 0 | 0 | 12
NO |  | 79 | 2012 | 1 | 31 | 31 |  | Bunker Ridge | Loma Vista | 161 | 161 | Wd-H-Frame | 0.78 | 0 | 1 | 1192M-AL | 77428 | 84904 | 162332 | 0 | 0 | 0 | 0 | 0 | 0 | 0 | 0 | 0 | 0 | 0 | 0 | 0 | 0 | 0 | 0 | 0 | 0 | 0 | 0 | 12
NO |  | 79 | 2012 | 1 | 32 | 32 |  | DC Bunker Ridge | Southtown/Loma Vista | 161 | 161 | Steel Pole | 1.31 | 0 | 2 | 1192M-AL | 0 | 381686 | 381686 | 0 | 0 | 0 | 0 | 0 | 0 | 0 | 0 | 0 | 0 | 0 | 0 | 0 | 0 | 0 | 0 | 0 | 0 | 0 | 0 | 12
NO |  | 79 | 2012 | 1 | 33 | 33 |  | Weatherby | Tiffany | 161 | 161 | Stl PI/Wd-H-Fr | 3.95 | 0 | 1 | 1192M-AL | 112393 | 450485 | 562878 | 0 | 0 | 0 | 0 | 0 | 0 | 0 | 0 | 0 | 0 | 0 | 0 | 0 | 0 | 0 | 0 | 0 | 0 | 0 | 0 | 12
NO |  | 79 | 2012 | 1 | 34 | 34 |  | Tiffany | Roanridge | 161 | 161 | Steel Pole | 1.64 | 0 | 1 | 1192M-AL | 44957 | 360450 | 405407 | 0 | 0 | 0 | 0 | 0 | 0 | 0 | 0 | 0 | 0 | 0 | 0 | 0 | 0 | 0 | 0 | 0 | 0 | 0 | 0 | 12
NO |  | 79 | 2012 | 1 | 35 | 35 |  | Roanridge | Barry | 161 | 161 | Steel Pole | 2.35 | 0 | 1 | 1192M-AL | 95111 | 574894 | 670005 | 0 | 0 | 0 | 0 | 0 | 0 | 0 | 0 | 0 | 0 | 0 | 0 | 0 | 0 | 0 | 0 | 0 | 0 | 0 | 0 | 12
NO |  | 79 | 2012 | 2 | 1 | 1 |  | Roanridge | Nashua | 161 | 161 | Stl PI/Wd-H-Fr | 4.99 | 0 | 1 | 1192M-AL | 188750 | 411619 | 600369 | 0 | 0 | 0 | 0 | 0 | 0 | 0 | 0 | 0 | 0 | 0 | 0 | 0 | 0 | 0 | 0 | 0 | 0 | 0 | 0 | 12
NO |  | 79 | 2012 | 2 | 2 | 2 |  | DC Roanridge | Barry/Nashua | 161 | 161 | Steel Pole | 0.95 | 0 | 2 | 1192M-AL | 0 | 514888 | 514888 | 0 | 0 | 0 | 0 | 0 | 0 | 0 | 0 | 0 | 0 | 0 | 0 | 0 | 0 | 0 | 0 | 0 | 0 | 0 | 0 | 12
NO |  | 79 | 2012 | 2 | 3 | 3 |  | Hawthorn | Leeds #27 | 161 | 161 | StlPI/StI-H-Fr | 6.19 | 0 | 1 | 1192M-AL | 822714 | 3509116 | 4331830 | 0 | 0 | 0 | 0 | 0 | 0 | 0 | 0 | 0 | 0 | 0 | 0 | 0 | 0 | 0 | 0 | 0 | 0 | 0 | 0 | 12
NO |  | 79 | 2012 | 2 | 4 | 4 |  | Gladstone | Shoal Creek | 161 | 161 | Wd/StI Pole | 3.7 | 0 | 1 | 1192M-AL | 134856 | 771326 | 906182 | 0 | 0 | 0 | 0 | 0 | 0 | 0 | 0 | 0 | 0 | 0 | 0 | 0 | 0 | 0 | 0 | 0 | 0 | 0 | 0 | 12
NO |  | 79 | 2012 | 2 | 5 | 5 |  | Shoal Creek | Nashua | 161 | 161 | Wd-H-Frame | 6.85 | 0 | 1 | 1192M-AL | 845342 | 1300546 | 2145888 | 0 | 0 | 0 | 0 | 0 | 0 | 0 | 0 | 0 | 0 | 0 | 0 | 0 | 0 | 0 | 0 | 0 | 0 | 0 | 0 | 12
NO |  | 79 | 2012 | 2 | 6 | 6 |  | Shoal Creek | Claycomo | 161 | 161 | Wd/StI Pole | 4.33 | 0 | 1 | 1192M-AL | 197910 | 581292 | 779202 | 0 | 0 | 0 | 0 | 0 | 0 | 0 | 0 | 0 | 0 | 0 | 0 | 0 | 0 | 0 | 0 | 0 | 0 | 0 | 0 | 12
NO |  | 79 | 2012 | 2 | 7 | 7 |  | Hawthorn | Levee | 161 | 161 | Steel Pole | 0.36 | 0 | 1 | 1192M-AL | 0 | 204426 | 204426 | 0 | 0 | 0 | 0 | 0 | 0 | 0 | 0 | 0 | 0 | 0 | 0 | 0 | 0 | 0 | 0 | 0 | 0 | 0 | 0 | 12
NO |  | 79 | 2012 | 2 | 8 | 8 |  | Levee | Northeast #17 | 161 | 161 | StI PIWd-H-Fr | 5.32 | 0 | 1 | 1192M-AL | 12198 | 1446958 | 1459156 | 0 | 0 | 0 | 0 | 0 | 0 | 0 | 0 | 0 | 0 | 0 | 0 | 0 | 0 | 0 | 0 | 0 | 0 | 0 | 0 | 12
NO |  | 79 | 2012 | 2 | 9 | 9 |  | Hawthorn | Chouteau | 161 | 161 | StI/Wd-H-Fr | 2.85 | 0 | 1 | 1192M-AL | 31708 | 1200858 | 1232566 | 0 | 0 | 0 | 0 | 0 | 0 | 0 | 0 | 0 | 0 | 0 | 0 | 0 | 0 | 0 | 0 | 0 | 0 | 0 | 0 | 12
NO |  | 79 | 2012 | 2 | 10 | 10 |  | Chouteau | Northeast #5 | 161 | 161 | Wd-H-Frame | 2.37 | 0 | 1 | 1192M-AL | 19393 | 992620 | 1012013 | 0 | 0 | 0 | 0 | 0 | 0 | 0 | 0 | 0 | 0 | 0 | 0 | 0 | 0 | 0 | 0 | 0 | 0 | 0 | 0 | 12
NO |  | 79 | 2012 | 2 | 11 | 11 |  | DC Hawthorn | Leeds/Chouteau | 161 | 161 | Steel Pole | 0.39 | 0 | 2 | 1192M-AL | 0 | 490453 | 490453 | 0 | 0 | 0 | 0 | 0 | 0 | 0 | 0 | 0 | 0 | 0 | 0 | 0 | 0 | 0 | 0 | 0 | 0 | 0 | 0 | 12
NO |  | 79 | 2012 | 2 | 12 | 12 |  | Malta Bend | S Waverly | 161 | 161 |  | 7.63 | 0 | 1 |  | 29156 | 248484 | 277640 | 0 | 0 | 0 | 0 | 0 | 0 | 0 | 0 | 0 | 0 | 0 | 0 | 0 | 0 | 0 | 0 | 0 | 0 | 0 | 0 | 12
NO |  | 79 | 2012 | 2 | 13 | 13 |  | Martin City | Redel | 161 | 161 | Wd-H-Fr | 0.62 | 0 | 1 | 1192M-AL | 0 | 48266 | 48266 | 0 | 0 | 0 | 0 | 0 | 0 | 0 | 0 | 0 | 0 | 0 | 0 | 0 | 0 | 0 | 0 | 0 | 0 | 0 | 0 | 12
NO |  | 79 | 2012 | 2 | 14 | 14 |  | Leeds | Independence | 161 | 161 | Steel Pole | 1.15 | 0 | 1 | 1192M-AL | 9 | 4 | 13 | 0 | 0 | 0 | 0 | 0 | 0 | 0 | 0 | 0 | 0 | 0 | 0 | 0 | 0 | 0 | 0 | 0 | 0 | 0 | 0 | 12
NO |  | 79 | 2012 | 2 | 15 | 15 |  | DC Leeds | Hawthorn/Independ | 161 | 161 | Steel Pole | 1.03 | 0 | 2 | 1192M-AL | 0 | 122935 | 122935 | 0 | 0 | 0 | 0 | 0 | 0 | 0 | 0 | 0 | 0 | 0 | 0 | 0 | 0 | 0 | 0 | 0 | 0 | 0 | 0 | 12
NO |  | 79 | 2012 | 2 | 16 | 16 |  | Winchester Jct | Swope #2 | 161 | 161 | Wd-H-Fr | 0.48 | 0 | 1 | 1192M-AL | 0 | 229104 | 229104 | 0 | 0 | 0 | 0 | 0 | 0 | 0 | 0 | 0 | 0 | 0 | 0 | 0 | 0 | 0 | 0 | 0 | 0 | 0 | 0 | 12
NO |  | 79 | 2012 | 2 | 17 | 17 |  | Avondale | Gladstone | 161 | 161 | Wd Pole/H-Fr | 5.74 | 0 | 1 | 1192M-AL | 5970 | 1113462 | 1119432 | 0 | 0 | 0 | 0 | 0 | 0 | 0 | 0 | 0 | 0 | 0 | 0 | 0 | 0 | 0 | 0 | 0 | 0 | 0 | 0 | 12
NO |  | 79 | 2012 | 2 | 18 | 18 |  | Southtown | Bendix | 161 | 161 | Wd-H-Fr | 1.35 | 0 | 1 | 1192M-AL | 51926 | 443901 | 495827 | 0 | 0 | 0 | 0 | 0 | 0 | 0 | 0 | 0 | 0 | 0 | 0 | 0 | 0 | 0 | 0 | 0 | 0 | 0 | 0 | 12
NO |  | 79 | 2012 | 2 | 19 | 19 |  | Bendix | Tomahawk | 161 | 161 | Wd-H-Frame | 4.15 | 0 | 1 | 1192M-AL | 80782 | 694157 | 774939 | 0 | 0 | 0 | 0 | 0 | 0 | 0 | 0 | 0 | 0 | 0 | 0 | 0 | 0 | 0 | 0 | 0 | 0 | 0 | 0 | 12
NO |  | 79 | 2012 | 2 | 20 | 20 |  | Tomahawk | Mission Jct | 161 | 161 | Wd-H-Frame | 3.14 | 0 | 1 | 1192M-AL | 24504 | 418989 | 443493 | 0 | 0 | 0 | 0 | 0 | 0 | 0 | 0 | 0 | 0 | 0 | 0 | 0 | 0 | 0 | 0 | 0 | 0 | 0 | 0 | 12
NO |  | 79 | 2012 | 2 | 21 | 21 |  | Total 161 Kv |  | 0 | 0 |  | 552.38 | 0 | 91 |  | 9373156 | 61185172 | 70558328 | 0 | 0 | 0 | 0 | 0 | 0 | 0 | 0 | 0 | 0 | 0 | 0 | 0 | 0 | 0 | 0 | 0 | 0 | 0 | 0 | 12
SI/SI | A | 79 | 2012 | 2 | 22 | 22 |  | Various 66 Kv |  | 0 | 0 |  | 68.52 | 0 | 0 |  | 458508 | 12430719 | 12889227 | 0 | 0 | 0 | 319057.0838 | 0 | 0 | 0 | 0 | 0 | 0 | 0 | 0 | 0 | 0 | 0 | 0 | 0 | 0 | 0 | 0 | 12
NO |  | 79 | 2012 | 2 | 23 | 23 |  | Total 66 Kv |  | 0 | 0 |  | 68.52 | 0 | 0 |  | 458508 | 12430719 | 12889227 | 0 | 0 | 0 | 0 | 0 | 0 | 0 | 0 | 0 | 0 | 0 | 0 | 0 | 0 | 0 | 0 | 0 | 0 | 0 | 0 | 12
SI/SI | A | 79 | 2012 | 2 | 24 | 24 |  | Various 33 Kv |  | 0 | 0 |  | 165.13 | 0 | 0 |  | 300726 | 13171376 | 13472102 | 0 | 0 | 0 | 333485.4431 | 0 | 0 | 0 | 0 | 0 | 0 | 0 | 0 | 0 | 0 | 0 | 0 | 0 | 0 | 0 | 0 | 12
NO |  | 79 | 2012 | 2 | 25 | 25 |  | Total 33 Kv |  | 0 | 0 |  | 165.13 | 0 | 0 |  | 300726 | 13171376 | 13472102 | 0 | 0 | 0 | 0 | 0 | 0 | 0 | 0 | 0 | 0 | 0 | 0 | 0 | 0 | 0 | 0 | 0 | 0 | 0 | 0 | 12
NO |  | 79 | 2012 | 2 | 26 | 26 |  | Underground Lines: |  | 0 | 0 |  | 0 | 0 | 0 |  | 0 | 0 | 0 | 0 | 0 | 0 | 0 | 0 | 0 | 0 | 0 | 0 | 0 | 0 | 0 | 0 | 0 | 0 | 0 | 0 | 0 | 0 | 0 | 12
NO |  | 79 | 2012 | 2 | 27 | 27 |  | Grand Ave | Guinotte Ts | 161 | 161 | Ug Const | 4.04 | 0 | 1 | 2500M-CO | 0 | 535502 | 535502 | 0 | 0 | 0 | 0 | 0 | 0 | 0 | 0 | 0 | 0 | 0 | 0 | 0 | 0 | 0 | 0 | 0 | 0 | 0 | 0 | 12
NO |  | 79 | 2012 | 2 | 28 | 28 |  | Midtown | Brush Creek Ts | 161 | 161 | Ug Const | 6.25 | 0 | 1 | 2500M-CO | 0 | 995631 | 995631 | 0 | 0 | 0 | 0 | 0 | 0 | 0 | 0 | 0 | 0 | 0 | 0 | 0 | 0 | 0 | 0 | 0 | 0 | 0 | 0 | 12
NO |  | 79 | 2012 | 2 | 29 | 29 |  | Midtown | Roe Ts | 161 | 161 | Ug Const | 6 | 0 | 1 | 2500M-CO | 0 | 1218806 | 1218806 | 0 | 0 | 0 | 0 | 0 | 0 | 0 | 0 | 0 | 0 | 0 | 0 | 0 | 0 | 0 | 0 | 0 | 0 | 0 | 0 | 12
NO |  | 79 | 2012 | 2 | 30 | 30 |  | Grand Ave | Crosstown | 161 | 161 | Ug Const | 5.83 | 0 | 1 | 2500M-CO | 0 | 1063478 | 1063478 | 0 | 0 | 0 | 0 | 0 | 0 | 0 | 0 | 0 | 0 | 0 | 0 | 0 | 0 | 0 | 0 | 0 | 0 | 0 | 0 | 12
NO |  | 79 | 2012 | 2 | 31 | 31 |  | Crosstown | Guinotte TS | 161 | 161 | Ug Const | 7.84 | 0 | 1 | 2500M-CO | 0 | 1350708 | 1350708 | 0 | 0 | 0 | 0 | 0 | 0 | 0 | 0 | 0 | 0 | 0 | 0 | 0 | 0 | 0 | 0 | 0 | 0 | 0 | 0 | 12
NO |  | 79 | 2012 | 2 | 32 | 32 |  | Grand Ave | Navy/Terrace | 161 | 161 | Ug Const | 0.56 | 0 | 1 | 2500M-CO | 0 | 148974 | 148974 | 0 | 0 | 0 | 0 | 0 | 0 | 0 | 0 | 0 | 0 | 0 | 0 | 0 | 0 | 0 | 0 | 0 | 0 | 0 | 0 | 12
NO |  | 79 | 2012 | 2 | 33 | 33 |  | Total 161 Kv Underground |  | 0 | 0 |  | 30.52 | 0 | 6 |  | 0 | 5313099 | 5313099 | 0 | 0 | 0 | 0 | 0 | 0 | 0 | 0 | 0 | 0 | 0 | 0 | 0 | 0 | 0 | 0 | 0 | 0 | 0 | 0 | 12
NO |  | 79 | 2012 | 3 | 1 | 1 |  | Kansas (Overhead Lines) |  | 0 | 0 |  | 0 | 0 | 0 |  | 0 | 0 | 0 | 0 | 0 | 0 | 0 | 0 | 0 | 0 | 0 | 0 | 0 | 0 | 0 | 0 | 0 | 0 | 0 | 0 | 0 | 0 | 0 | 12
NO |  | 79 | 2012 | 3 | 2 | 2 |  | Swissvale | Stilwell | 345 | 345 | Wd-H-Frame | 32.82 | 0 | 1 | 795M-AL | 207326 | 2628196 | 2835522 | 0 | 0 | 0 | 0 | 0 | 0 | 0 | 0 | 0 | 0 | 0 | 0 | 0 | 0 | 0 | 0 | 0 | 0 | 0 | 0 | 12
NO |  | 79 | 2012 | 3 | 3 | 3 |  | Stilwell | Sibley | 345 | 345 | Wd-H-Frame | 3.05 | 0 | 1 | 795M-AL | 37478 | 263871 | 301349 | 0 | 0 | 0 | 0 | 0 | 0 | 0 | 0 | 0 | 0 | 0 | 0 | 0 | 0 | 0 | 0 | 0 | 0 | 0 | 0 | 12
NO |  | 79 | 2012 | 3 | 4 | 4 |  | LaCygne | Stilwell | 345 | 345 | Wd-H-Frame | 30.78 | 0 | 1 | 795M-AL | 369948 | 9610155 | 9980103 | 0 | 0 | 0 | 0 | 0 | 0 | 0 | 0 | 0 | 0 | 0 | 0 | 0 | 0 | 0 | 0 | 0 | 0 | 0 | 0 | 12
NO |  | 79 | 2012 | 3 | 5 | 5 |  | LaCygne | W. Gardner | 345 | 345 | Wd-H-Frame | 40.38 | 0 | 1 | 954M-AL | 681536 | 13140281 | 13821817 | 0 | 0 | 0 | 0 | 0 | 0 | 0 | 0 | 0 | 0 | 0 | 0 | 0 | 0 | 0 | 0 | 0 | 0 | 0 | 0 | 12
NO |  | 79 | 2012 | 3 | 6 | 6 |  | DC Craig | Gardner/Cedar Ck | 345 | 345 | Steel Pole | 2.06 | 0 | 2 | 954M-AL | 0 | 803493 | 803493 | 0 | 0 | 0 | 0 | 0 | 0 | 0 | 0 | 0 | 0 | 0 | 0 | 0 | 0 | 0 | 0 | 0 | 0 | 0 | 0 | 12
NO |  | 79 | 2012 | 3 | 7 | 7 |  | River X Iatan | Stranger Creek Jct | 345 | 345 | Tower | 0.4 | 0 | 1 | 954M-AL | 0 | 559252 | 559252 | 0 | 0 | 0 | 0 | 0 | 0 | 0 | 0 | 0 | 0 | 0 | 0 | 0 | 0 | 0 | 0 | 0 | 0 | 0 | 0 | 12
NO |  | 79 | 2012 | 3 | 8 | 8 |  | Iatan | Stranger Creek Jct | 345 | 345 | Wd-H-Frame | 11.9 | 0 | 1 | 954M-AL | 447286 | 1684026 | 2131312 | 0 | 0 | 0 | 0 | 0 | 0 | 0 | 0 | 0 | 0 | 0 | 0 | 0 | 0 | 0 | 0 | 0 | 0 | 0 | 0 | 12
NO |  | 79 | 2012 | 3 | 9 | 9 |  | Stranger Creek Jct | Craig | 345 | 345 | Wd-H-Frame | 28.14 | 0 | 1 | 954M-AL | 1313316 | 4445790 | 5759106 | 0 | 0 | 0 | 0 | 0 | 0 | 0 | 0 | 0 | 0 | 0 | 0 | 0 | 0 | 0 | 0 | 0 | 0 | 0 | 0 | 12
NO |  | 79 | 2012 | 3 | 10 | 10 |  | Craig | W. Gardner | 345 | 345 | Wd-H-Frame | 16.19 | 0 | 1 | 954M-AL | 1135735 | 1276275 | 2412010 | 0 | 0 | 0 | 0 | 0 | 0 | 0 | 0 | 0 | 0 | 0 | 0 | 0 | 0 | 0 | 0 | 0 | 0 | 0 | 0 | 12
NO |  | 79 | 2012 | 3 | 11 | 11 |  | DC W Gardner | LaCygne/Craig | 345 | 345 | Steel Pole | 0.05 | 0 | 2 | 954M-AL | 0 | 75237 | 75237 | 0 | 0 | 0 | 0 | 0 | 0 | 0 | 0 | 0 | 0 | 0 | 0 | 0 | 0 | 0 | 0 | 0 | 0 | 0 | 0 | 12
NO |  | 79 | 2012 | 3 | 12 | 12 |  | DC W Gardner | LaCygne/Ottawa | 345 | 345 | St Pole/H-Fr | 0.49 | 0 | 2 | 954M-AL | 0 | 369569 | 369569 | 0 | 0 | 0 | 0 | 0 | 0 | 0 | 0 | 0 | 0 | 0 | 0 | 0 | 0 | 0 | 0 | 0 | 0 | 0 | 0 | 12
NO |  | 79 | 2012 | 3 | 13 | 13 |  | Wolf Creek |  | 345 | 345 |  | 0 | 0 | 0 |  | 355 | 103731 | 104086 | 0 | 0 | 0 | 0 | 0 | 0 | 0 | 0 | 0 | 0 | 0 | 0 | 0 | 0 | 0 | 0 | 0 | 0 | 0 | 0 | 12
NO |  | 79 | 2012 | 3 | 14 | 14 |  | Total 345 Kv |  | 0 | 0 |  | 166.26 | 0 | 14 |  | 4192980 | 34959876 | 39152856 | 0 | 0 | 0 | 0 | 0 | 0 | 0 | 0 | 0 | 0 | 0 | 0 | 0 | 0 | 0 | 0 | 0 | 0 | 0 | 0 | 12
NO |  | 79 | 2012 | 3 | 15 | 15 |  | Leeds | Roeland Pk | 161 | 161 | Wd-H-Frame | 0.17 | 0 | 1 | 1192M-AL | 1783 | 24020 | 25803 | 0 | 0 | 0 | 0 | 0 | 0 | 0 | 0 | 0 | 0 | 0 | 0 | 0 | 0 | 0 | 0 | 0 | 0 | 0 | 0 | 12
NO |  | 79 | 2012 | 3 | 16 | 16 |  | Greenwood | Shawnee | 161 | 161 | Wd-H-Frame | 3.12 | 0 | 1 | 1192M-AL | 7793 | 306456 | 314249 | 0 | 0 | 0 | 0 | 0 | 0 | 0 | 0 | 0 | 0 | 0 | 0 | 0 | 0 | 0 | 0 | 0 | 0 | 0 | 0 | 12
NO |  | 79 | 2012 | 3 | 17 | 17 |  | Oxford | Olathe | 161 | 161 | Steel Pole | 3.08 | 0 | 1 | 1192M-AL | 43596 | 234725 | 278321 | 0 | 0 | 0 | 0 | 0 | 0 | 0 | 0 | 0 | 0 | 0 | 0 | 0 | 0 | 0 | 0 | 0 | 0 | 0 | 0 | 12
NO |  | 79 | 2012 | 3 | 18 | 18 |  | Mission Jct | Kenilworth | 161 | 161 | Wd-H-Frame | 4.79 | 0 | 1 | 1192M-AL | 113727 | 466594 | 580321 | 0 | 0 | 0 | 0 | 0 | 0 | 0 | 0 | 0 | 0 | 0 | 0 | 0 | 0 | 0 | 0 | 0 | 0 | 0 | 0 | 12
NO |  | 79 | 2012 | 3 | 19 | 19 |  | Overland Pk | Roeland Pk | 161 | 161 | Wd-H-Frame | 11.51 | 0 | 1 | 556M-AL | 280583 | 2621923 | 2902506 | 0 | 0 | 0 | 0 | 0 | 0 | 0 | 0 | 0 | 0 | 0 | 0 | 0 | 0 | 0 | 0 | 0 | 0 | 0 | 0 | 12
NO |  | 79 | 2012 | 3 | 20 | 20 |  | Common R/W | Shawnee-Fisher Jct | 161 | 161 |  | 0 | 0 | 0 |  | 17541 | 0 | 17541 | 0 | 0 | 0 | 0 | 0 | 0 | 0 | 0 | 0 | 0 | 0 | 0 | 0 | 0 | 0 | 0 | 0 | 0 | 0 | 0 | 12
NO |  | 79 | 2012 | 3 | 21 | 21 |  | Maywood | Weatherby | 161 | 161 | Wd-H-Frame | 5.3 | 0 | 1 | 1192M-AL | 159387 | 741333 | 900720 | 0 | 0 | 0 | 0 | 0 | 0 | 0 | 0 | 0 | 0 | 0 | 0 | 0 | 0 | 0 | 0 | 0 | 0 | 0 | 0 | 12
NO |  | 79 | 2012 | 3 | 22 | 22 |  | Montrose | Stilwell #13 | 161 | 161 | Wd-H-Frame | 3.26 | 0 | 1 | 1192M-AL | 10350 | 233736 | 244086 | 0 | 0 | 0 | 0 | 0 | 0 | 0 | 0 | 0 | 0 | 0 | 0 | 0 | 0 | 0 | 0 | 0 | 0 | 0 | 0 | 12
NO |  | 79 | 2012 | 3 | 23 | 23 |  | Montrose | Archie-Stilwell | 161 | 161 | Wd-H-Frame | 3.14 | 0 | 1 | 1192M-AL | 9967 | 94795 | 104762 | 0 | 0 | 0 | 0 | 0 | 0 | 0 | 0 | 0 | 0 | 0 | 0 | 0 | 0 | 0 | 0 | 0 | 0 | 0 | 0 | 12
NO |  | 79 | 2012 | 3 | 24 | 24 |  | Stilwell | Hickman | 161 | 161 | Wd-H-Frame | 6.94 | 0 | 1 | 1192M-AL | 58747 | 739089 | 797836 | 0 | 0 | 0 | 0 | 0 | 0 | 0 | 0 | 0 | 0 | 0 | 0 | 0 | 0 | 0 | 0 | 0 | 0 | 0 | 0 | 12
NO |  | 79 | 2012 | 3 | 25 | 25 |  | Brookridge | Overland Pk | 161 | 161 | Wd-H-Frame | 1.92 | 0 | 1 | 1192M-AL | 39850 | 608843 | 648693 | 0 | 0 | 0 | 0 | 0 | 0 | 0 | 0 | 0 | 0 | 0 | 0 | 0 | 0 | 0 | 0 | 0 | 0 | 0 | 0 | 12
NO |  | 79 | 2012 | 3 | 26 | 26 |  | Stilwell | Antioch | 161 | 161 | Wd-H-Frame | 8.45 | 0 | 1 | 1192M-AL | 70033 | 2104293 | 2174326 | 0 | 0 | 0 | 0 | 0 | 0 | 0 | 0 | 0 | 0 | 0 | 0 | 0 | 0 | 0 | 0 | 0 | 0 | 0 | 0 | 12
NO |  | 79 | 2012 | 3 | 27 | 27 |  | Wagstaff | Centennial | 161 | 161 | Wd-H-Frame | 11.33 | 0 | 1 | 397M-AL | 27346 | 1598597 | 1625943 | 0 | 0 | 0 | 0 | 0 | 0 | 0 | 0 | 0 | 0 | 0 | 0 | 0 | 0 | 0 | 0 | 0 | 0 | 0 | 0 | 12
NO |  | 79 | 2012 | 3 | 28 | 28 |  | Paola | Marmaton | 161 | 161 | Wd-H-Frame | 51.33 | 0 | 1 | 336M-AL | 50149 | 6272254 | 6322403 | 0 | 0 | 0 | 0 | 0 | 0 | 0 | 0 | 0 | 0 | 0 | 0 | 0 | 0 | 0 | 0 | 0 | 0 | 0 | 0 | 12
NO |  | 79 | 2012 | 3 | 29 | 29 |  | Paola | S. Ottawa | 161 | 161 | Wd-H-Frame | 21.81 | 0 | 1 | 397M-AL | 32288 | 1339072 | 1371360 | 0 | 0 | 0 | 0 | 0 | 0 | 0 | 0 | 0 | 0 | 0 | 0 | 0 | 0 | 0 | 0 | 0 | 0 | 0 | 0 | 12
NO |  | 79 | 2012 | 3 | 30 | 30 |  | Merriam | Greenwood | 161 | 161 | Wd-H-Frame | 4.41 | 0 | 1 | 477M-AL | 341849 | 581281 | 923130 | 0 | 0 | 0 | 0 | 0 | 0 | 0 | 0 | 0 | 0 | 0 | 0 | 0 | 0 | 0 | 0 | 0 | 0 | 0 | 0 | 12
NO |  | 79 | 2012 | 3 | 31 | 31 |  | Greenwood | Midland | 161 | 161 | Wd-H-Frame | 2.23 | 0 | 1 | 795M-AL | 130229 | 316318 | 446547 | 0 | 0 | 0 | 0 | 0 | 0 | 0 | 0 | 0 | 0 | 0 | 0 | 0 | 0 | 0 | 0 | 0 | 0 | 0 | 0 | 12
NO |  | 79 | 2012 | 3 | 32 | 32 |  | Greenwood | Metropolitan | 161 | 161 | Wd-H-Frame | 4.98 | 0 | 1 | 1192M-AL | 362037 | 699200 | 1061237 | 0 | 0 | 0 | 0 | 0 | 0 | 0 | 0 | 0 | 0 | 0 | 0 | 0 | 0 | 0 | 0 | 0 | 0 | 0 | 0 | 12
NO |  | 79 | 2012 | 3 | 33 | 33 |  | Kenilworth | Lenexa | 161 | 161 | Wood Pole | 11.43 | 0 | 1 | 1192M-AL | 178955 | 1169247 | 1348202 | 0 | 0 | 0 | 0 | 0 | 0 | 0 | 0 | 0 | 0 | 0 | 0 | 0 | 0 | 0 | 0 | 0 | 0 | 0 | 0 | 12
NO |  | 79 | 2012 | 3 | 34 | 34 |  | College | Olathe | 161 | 161 | Wood Pole | 3.72 | 0 | 1 | 1192M-AL | 0 | 283606 | 283606 | 0 | 0 | 0 | 0 | 0 | 0 | 0 | 0 | 0 | 0 | 0 | 0 | 0 | 0 | 0 | 0 | 0 | 0 | 0 | 0 | 12
NO |  | 79 | 2012 | 3 | 35 | 35 |  | Craig | Lenexa | 161 | 161 | Steel Pole | 0.22 | 0 | 1 | 954M-AL | 0 | 26461 | 26461 | 0 | 0 | 0 | 0 | 0 | 0 | 0 | 0 | 0 | 0 | 0 | 0 | 0 | 0 | 0 | 0 | 0 | 0 | 0 | 0 | 12
NO |  | 79 | 2012 | 4 | 1 | 1 |  | Craig | College | 161 | 161 | Wd-H-Frame | 0.47 | 0 | 1 | 1192M-AL | 82697 | 534891 | 617588 | 0 | 0 | 0 | 0 | 0 | 0 | 0 | 0 | 0 | 0 | 0 | 0 | 0 | 0 | 0 | 0 | 0 | 0 | 0 | 0 | 12
NO |  | 79 | 2012 | 4 | 2 | 2 |  | Craig | Greenwood #3 | 161 | 161 | Wd-H-Frame | 3.98 | 0 | 1 | 1192M-AL | 151667 | 226775 | 378442 | 0 | 0 | 0 | 0 | 0 | 0 | 0 | 0 | 0 | 0 | 0 | 0 | 0 | 0 | 0 | 0 | 0 | 0 | 0 | 0 | 12
NO |  | 79 | 2012 | 4 | 3 | 3 |  | DC Craig-Greenwood | Lenexa-Kenilworth | 161 | 161 | Steel Pole | 0.11 | 0 | 2 | 1192M-AL | 77465 | 105989 | 183454 | 0 | 0 | 0 | 0 | 0 | 0 | 0 | 0 | 0 | 0 | 0 | 0 | 0 | 0 | 0 | 0 | 0 | 0 | 0 | 0 | 12
NO |  | 79 | 2012 | 4 | 4 | 4 |  | DC Craig | Lenexa/Greenwood | 161 | 161 | Steel Pole | 2.73 | 0 | 2 | 1192M-AL | 443416 | 808963 | 1252379 | 0 | 0 | 0 | 0 | 0 | 0 | 0 | 0 | 0 | 0 | 0 | 0 | 0 | 0 | 0 | 0 | 0 | 0 | 0 | 0 | 12
NO |  | 79 | 2012 | 4 | 5 | 5 |  | DC Moonlight | Murlen/Gardner | 161 | 161 | StI-Wd-Pole | 0.39 | 0 | 2 | 1192M-AL | 4753 | 174943 | 179696 | 0 | 0 | 0 | 0 | 0 | 0 | 0 | 0 | 0 | 0 | 0 | 0 | 0 | 0 | 0 | 0 | 0 | 0 | 0 | 0 | 12
NO |  | 79 | 2012 | 4 | 6 | 6 |  | Moonlight | W. Gardner | 161 | 161 | Steel Pole | 5.39 | 0 | 1 | 1192M-AL | 128482 | 1022523 | 1151005 | 0 | 0 | 0 | 0 | 0 | 0 | 0 | 0 | 0 | 0 | 0 | 0 | 0 | 0 | 0 | 0 | 0 | 0 | 0 | 0 | 12
NO |  | 79 | 2012 | 4 | 7 | 7 |  | Switzer | Riley | 161 | 161 | Steel Pole | 1.82 | 0 | 1 | 1192M-AL | 19114 | 516447 | 535561 | 0 | 0 | 0 | 0 | 0 | 0 | 0 | 0 | 0 | 0 | 0 | 0 | 0 | 0 | 0 | 0 | 0 | 0 | 0 | 0 | 12
NO |  | 79 | 2012 | 4 | 8 | 8 |  | Switzer | Olathe | 161 | 161 | Steel Pole | 4.01 | 0 | 1 | 1192M-AL | 33616 | 385227 | 418843 | 0 | 0 | 0 | 0 | 0 | 0 | 0 | 0 | 0 | 0 | 0 | 0 | 0 | 0 | 0 | 0 | 0 | 0 | 0 | 0 | 12
NO |  | 79 | 2012 | 4 | 9 | 9 |  | DC Switzer | Riley/Olathe | 161 | 161 | Steel Pole | 0.22 | 0 | 2 | 1192M-AL | 105478 | 136435 | 241913 | 0 | 0 | 0 | 0 | 0 | 0 | 0 | 0 | 0 | 0 | 0 | 0 | 0 | 0 | 0 | 0 | 0 | 0 | 0 | 0 | 12
NO |  | 79 | 2012 | 4 | 10 | 10 |  | DC Oxford | Antioch/Olathe | 161 | 161 | Wood Pole | 1.3 | 0 | 2 | 1192M-AL | 123083 | 432663 | 555746 | 0 | 0 | 0 | 0 | 0 | 0 | 0 | 0 | 0 | 0 | 0 | 0 | 0 | 0 | 0 | 0 | 0 | 0 | 0 | 0 | 12
NO |  | 79 | 2012 | 4 | 11 | 11 |  | Olathe | Murlen | 161 | 161 | StI-Wd-Pole | 4.58 | 0 | 1 | 1192M-AL | 253076 | 469613 | 722689 | 0 | 0 | 0 | 0 | 0 | 0 | 0 | 0 | 0 | 0 | 0 | 0 | 0 | 0 | 0 | 0 | 0 | 0 | 0 | 0 | 12
NO |  | 79 | 2012 | 4 | 12 | 12 |  | Kenilworth | Overland Pk | 161 | 161 | Wd-H-Frame | 3.28 | 0 | 1 | 1192M-AL | 166187 | 674120 | 840307 | 0 | 0 | 0 | 0 | 0 | 0 | 0 | 0 | 0 | 0 | 0 | 0 | 0 | 0 | 0 | 0 | 0 | 0 | 0 | 0 | 12
NO |  | 79 | 2012 | 4 | 13 | 13 |  | DC Overland Pk | Brookrdg/Kenilworth | 161 | 161 | Wd-H-Frame | 0.12 | 0 | 2 | 556M-AL | 8588 | 67273 | 75861 | 0 | 0 | 0 | 0 | 0 | 0 | 0 | 0 | 0 | 0 | 0 | 0 | 0 | 0 | 0 | 0 | 0 | 0 | 0 | 0 | 12
NO |  | 79 | 2012 | 4 | 14 | 14 |  | Centennial | Paola | 161 | 161 | Wood Pole | 2.86 | 0 | 1 | 1192M-AL | 0 | 405443 | 405443 | 0 | 0 | 0 | 0 | 0 | 0 | 0 | 0 | 0 | 0 | 0 | 0 | 0 | 0 | 0 | 0 | 0 | 0 | 0 | 0 | 12
NO |  | 79 | 2012 | 4 | 15 | 15 |  | Gardner | Ottawa | 161 | 161 | Wd-H-Frame | 24.34 | 0 | 1 | 1192M-AL | 591458 | 3694152 | 4285610 | 0 | 0 | 0 | 0 | 0 | 0 | 0 | 0 | 0 | 0 | 0 | 0 | 0 | 0 | 0 | 0 | 0 | 0 | 0 | 0 | 12
NO |  | 79 | 2012 | 4 | 16 | 16 |  | Stilwell | Spring Hill | 161 | 161 | Wd-H-Frame | 9.35 | 0 | 1 | 1192M-AL | 353000 | 1924670 | 2277670 | 0 | 0 | 0 | 0 | 0 | 0 | 0 | 0 | 0 | 0 | 0 | 0 | 0 | 0 | 0 | 0 | 0 | 0 | 0 | 0 | 12
NO |  | 79 | 2012 | 4 | 17 | 17 |  | DC Stilwell | Redel/Spring Hill | 161 | 161 | Wd-H-Frame | 1.31 | 0 | 2 | 1192M-AL | 0 | 571565 | 571565 | 0 | 0 | 0 | 0 | 0 | 0 | 0 | 0 | 0 | 0 | 0 | 0 | 0 | 0 | 0 | 0 | 0 | 0 | 0 | 0 | 12
NO |  | 79 | 2012 | 4 | 18 | 18 |  | Antioch | Oxford | 161 | 161 | Wd-H-Frame | 4.9 | 0 | 1 | 1192M-AL | 0 | 1362413 | 1362413 | 0 | 0 | 0 | 0 | 0 | 0 | 0 | 0 | 0 | 0 | 0 | 0 | 0 | 0 | 0 | 0 | 0 | 0 | 0 | 0 | 12
NO |  | 79 | 2012 | 4 | 19 | 19 |  | W Gardner | Cedar Creek | 161 | 161 | StI PI/StI-H-F | 14.46 | 0 | 1 | 1192M-AL | 301786 | 3644673 | 3946459 | 0 | 0 | 0 | 0 | 0 | 0 | 0 | 0 | 0 | 0 | 0 | 0 | 0 | 0 | 0 | 0 | 0 | 0 | 0 | 0 | 12
NO |  | 79 | 2012 | 4 | 20 | 20 |  | Martin City | Redel | 161 | 161 | Wd-H-Frame | 2.74 | 0 | 1 | 1192M-AL | 2838 | 364878 | 367716 | 0 | 0 | 0 | 0 | 0 | 0 | 0 | 0 | 0 | 0 | 0 | 0 | 0 | 0 | 0 | 0 | 0 | 0 | 0 | 0 | 12
NO |  | 79 | 2012 | 4 | 21 | 21 |  | Redel | Stilwell | 161 | 161 | Wd-H-Frame | 4.21 | 0 | 1 | 1192M-AL | 4647 | 843349 | 847996 | 0 | 0 | 0 | 0 | 0 | 0 | 0 | 0 | 0 | 0 | 0 | 0 | 0 | 0 | 0 | 0 | 0 | 0 | 0 | 0 | 12
NO |  | 79 | 2012 | 4 | 22 | 22 |  | Craig | Pflumm | 161 | 161 | Steel Pole | 4.36 | 0 | 1 | 954M-AL | 430140 | 2491673 | 2921813 | 0 | 0 | 0 | 0 | 0 | 0 | 0 | 0 | 0 | 0 | 0 | 0 | 0 | 0 | 0 | 0 | 0 | 0 | 0 | 0 | 12
NO |  | 79 | 2012 | 4 | 23 | 23 |  | Pflumm | Overland Park | 161 | 161 | Steel Pole | 1.83 | 0 | 1 | 954M-AL | 175242 | 1358783 | 1534025 | 0 | 0 | 0 | 0 | 0 | 0 | 0 | 0 | 0 | 0 | 0 | 0 | 0 | 0 | 0 | 0 | 0 | 0 | 0 | 0 | 12
NO |  | 79 | 2012 | 4 | 24 | 24 |  | Metropolitan | Maywood | 161 | 161 | StI-Wd-H-Fr | 4.97 | 0 | 1 | 1192M-AL | 0 | 589571 | 589571 | 0 | 0 | 0 | 0 | 0 | 0 | 0 | 0 | 0 | 0 | 0 | 0 | 0 | 0 | 0 | 0 | 0 | 0 | 0 | 0 | 12
NO |  | 79 | 2012 | 4 | 25 | 25 |  | Cedar Creek | Greenwood | 161 | 161 | StI-Wd-Pole | 9.89 | 0 | 1 | 1192M-AL | 368060 | 1753723 | 2121783 | 0 | 0 | 0 | 0 | 0 | 0 | 0 | 0 | 0 | 0 | 0 | 0 | 0 | 0 | 0 | 0 | 0 | 0 | 0 | 0 | 12
NO |  | 79 | 2012 | 4 | 26 | 26 |  | DC Craig | Overland Park/College | 161 | 161 | Steel Pole | 1.77 | 0 | 2 | 1192M-AL | 235117 | 977135 | 1212252 | 0 | 0 | 0 | 0 | 0 | 0 | 0 | 0 | 0 | 0 | 0 | 0 | 0 | 0 | 0 | 0 | 0 | 0 | 0 | 0 | 12
NO |  | 79 | 2012 | 4 | 27 | 27 |  | Lenexa Tap | Craig-Greenwood | 161 | 161 | Steel Pole | 0.06 | 0 | 1 | 1192M-AL | 0 | 31755 | 31755 | 0 | 0 | 0 | 0 | 0 | 0 | 0 | 0 | 0 | 0 | 0 | 0 | 0 | 0 | 0 | 0 | 0 | 0 | 0 | 0 | 12
NO |  | 79 | 2012 | 4 | 28 | 28 |  | DC Riley | Brookridge/Switzer | 161 | 161 | Steel Pole | 1.53 | 0 | 2 | 1192M-AL | 1382519 | 920621 | 2303140 | 0 | 0 | 0 | 0 | 0 | 0 | 0 | 0 | 0 | 0 | 0 | 0 | 0 | 0 | 0 | 0 | 0 | 0 | 0 | 0 | 12
NO |  | 79 | 2012 | 4 | 29 | 29 |  | Brookridge | Riley | 161 | 161 | Steel Pole | 2.56 | 0 | 1 | 1192M-AL | 26805 | 702929 | 729734 | 0 | 0 | 0 | 0 | 0 | 0 | 0 | 0 | 0 | 0 | 0 | 0 | 0 | 0 | 0 | 0 | 0 | 0 | 0 | 0 | 12
NO |  | 79 | 2012 | 4 | 30 | 30 |  | Craig | Cedar Creek | 161 | 161 | StI-Wd-H-Fr | 1.3 | 0 | 1 | 1192M-AL | 0 | 297561 | 297561 | 0 | 0 | 0 | 0 | 0 | 0 | 0 | 0 | 0 | 0 | 0 | 0 | 0 | 0 | 0 | 0 | 0 | 0 | 0 | 0 | 12
NO |  | 79 | 2012 | 4 | 31 | 31 |  | Tomahawk | Mission Jct | 161 | 161 | Wd-H-Frame | 1.73 | 0 | 1 | 1192M-AL | 80554 | 439181 | 519735 | 0 | 0 | 0 | 0 | 0 | 0 | 0 | 0 | 0 | 0 | 0 | 0 | 0 | 0 | 0 | 0 | 0 | 0 | 0 | 0 | 12
NO |  | 79 | 2012 | 4 | 32 | 32 |  | Riley | Sprint | 161 | 161 | Steel Pole | 0.9 | 0 | 1 | 1192M-AL | 0 | 300706 | 300706 | 0 | 0 | 0 | 0 | 0 | 0 | 0 | 0 | 0 | 0 | 0 | 0 | 0 | 0 | 0 | 0 | 0 | 0 | 0 | 0 | 12
NO |  | 79 | 2012 | 4 | 33 | 33 |  | Sprint | Mission Jct | 161 | 161 | Steel Pole | 2.63 | 0 | 1 | 1192M-AL | 0 | 820623 | 820623 | 0 | 0 | 0 | 0 | 0 | 0 | 0 | 0 | 0 | 0 | 0 | 0 | 0 | 0 | 0 | 0 | 0 | 0 | 0 | 0 | 12
NO |  | 79 | 2012 | 4 | 34 | 34 |  | Bucyrus | Wagstaff | 161 | 161 | Wd-H-Frame | 4.22 | 0 | 1 | 1192M-AL | 11139 | 571623 | 582762 | 0 | 0 | 0 | 0 | 0 | 0 | 0 | 0 | 0 | 0 | 0 | 0 | 0 | 0 | 0 | 0 | 0 | 0 | 0 | 0 | 12
NO |  | 79 | 2012 | 4 | 35 | 35 |  | Stilwell | Bucyrus | 161 | 161 | Wd-H-Frame | 3.05 | 0 | 1 | 1192M-AL | 0 | 562714 | 562714 | 0 | 0 | 0 | 0 | 0 | 0 | 0 | 0 | 0 | 0 | 0 | 0 | 0 | 0 | 0 | 0 | 0 | 0 | 0 | 0 | 12
NO |  | 79 | 2012 | 5 | 1 | 1 |  | Bucyrus | N Louisburg | 161 | 161 | Steel Pole | 7.85 | 0 | 1 | 1192M-AL | 381708 | 2559953 | 2941661 | 0 | 0 | 0 | 0 | 0 | 0 | 0 | 0 | 0 | 0 | 0 | 0 | 0 | 0 | 0 | 0 | 0 | 0 | 0 | 0 | 12
NO |  | 79 | 2012 | 5 | 2 | 2 |  | Paola | Osawatomie | 161 | 161 | Steel Pole | 0.32 | 0 | 1 | 954M-AL | 0 | 222129 | 222129 | 0 | 0 | 0 | 0 | 0 | 0 | 0 | 0 | 0 | 0 | 0 | 0 | 0 | 0 | 0 | 0 | 0 | 0 | 0 | 0 | 12
NO |  | 79 | 2012 | 5 | 3 | 3 |  | W Gardner | Cedar Niles | 161 | 161 | Steel Pole | 8.2 | 0 | 1 | 1192M-AL | 629412 | 2929962 | 3559374 | 0 | 0 | 0 | 0 | 0 | 0 | 0 | 0 | 0 | 0 | 0 | 0 | 0 | 0 | 0 | 0 | 0 | 0 | 0 | 0 | 12
NO |  | 79 | 2012 | 5 | 4 | 4 |  | DC SE Ottawa | Gardner/S Ottawa | 161 | 161 | StI-H-Frame | 1.34 | 0 | 2 | 1192M-AL | 0 | 67 | 67 | 0 | 0 | 0 | 0 | 0 | 0 | 0 | 0 | 0 | 0 | 0 | 0 | 0 | 0 | 0 | 0 | 0 | 0 | 0 | 0 | 12
NO |  | 79 | 2012 | 5 | 5 | 5 |  | Moonlight | Quarry | 161 | 161 | Wd-StI Pole | 4.82 | 0 | 1 | 1192M-AL | 241093 | 628541 | 869634 | 0 | 0 | 0 | 0 | 0 | 0 | 0 | 0 | 0 | 0 | 0 | 0 | 0 | 0 | 0 | 0 | 0 | 0 | 0 | 0 | 12
NO |  | 79 | 2012 | 5 | 6 | 6 |  | Quarry | Murlen | 161 | 161 | Wd/StI Pole | 5.62 | 0 | 1 | 1192M-AL | 241093 | 534459 | 775552 | 0 | 0 | 0 | 0 | 0 | 0 | 0 | 0 | 0 | 0 | 0 | 0 | 0 | 0 | 0 | 0 | 0 | 0 | 0 | 0 | 12
NO |  | 79 | 2012 | 5 | 7 | 7 |  | SE Ottawa | S Ottawa | 161 | 161 | Wd Frm/StI Pl | 1.46 | 0 | 1 | 1192M-AL | 0 | 283359 | 283359 | 0 | 0 | 0 | 0 | 0 | 0 | 0 | 0 | 0 | 0 | 0 | 0 | 0 | 0 | 0 | 0 | 0 | 0 | 0 | 0 | 12
NO |  | 79 | 2012 | 5 | 8 | 8 |  | W Gardner | Bull Creek | 161 | 161 |  | 0.26 | 0 | 1 | 954M-AL | 0 | 90512 | 90512 | 0 | 0 | 0 | 0 | 0 | 0 | 0 | 0 | 0 | 0 | 0 | 0 | 0 | 0 | 0 | 0 | 0 | 0 | 0 | 0 | 12
NO |  | 79 | 2012 | 5 | 9 | 9 |  | Underground Lines: |  | 0 | 0 |  | 0 | 0 | 0 |  | 0 | 0 | 0 | 0 | 0 | 0 | 0 | 0 | 0 | 0 | 0 | 0 | 0 | 0 | 0 | 0 | 0 | 0 | 0 | 0 | 0 | 0 | 0 | 12
NO |  | 79 | 2012 | 5 | 10 | 10 |  | Midtown | Roe | 161 | 161 | Ug Const | 5.51 | 0 | 1 | 2500M-CO | 0 | 721097 | 721097 | 0 | 0 | 0 | 0 | 0 | 0 | 0 | 0 | 0 | 0 | 0 | 0 | 0 | 0 | 0 | 0 | 0 | 0 | 0 | 0 | 12
NO |  | 79 | 2012 | 5 | 11 | 11 |  | Total 161 Kv |  | 0 | 0 |  | 331.89 | 0 | 74 |  | 8990443 | 58617525 | 67607968 | 0 | 0 | 0 | 0 | 0 | 0 | 0 | 0 | 0 | 0 | 0 | 0 | 0 | 0 | 0 | 0 | 0 | 0 | 0 | 0 | 12
NO |  | 79 | 2012 | 5 | 12 | 12 |  | Windfarm | Spearville | 230 | 230 | Steel Pole | 0.31 | 0 | 1 | 1192M-AL | 0 | 401068 | 401068 | 0 | 0 | 0 | 0 | 0 | 0 | 0 | 0 | 0 | 0 | 0 | 0 | 0 | 0 | 0 | 0 | 0 | 0 | 0 | 0 | 12
NO |  | 79 | 2012 | 5 | 13 | 13 |  | Total 230 Kv |  | 0 | 0 |  | 0.31 | 0 | 1 |  | 0 | 401068 | 401068 | 0 | 0 | 0 | 0 | 0 | 0 | 0 | 0 | 0 | 0 | 0 | 0 | 0 | 0 | 0 | 0 | 0 | 0 | 0 | 0 | 12
SI/SI | A | 79 | 2012 | 5 | 14 | 14 |  | Various 66 Kv |  | 0 | 0 |  | 3.01 | 0 | 0 |  | 0 | 415977 | 415977 | 0 | 0 | 0 | 10297.003 | 0 | 0 | 0 | 0 | 0 | 0 | 0 | 0 | 0 | 0 | 0 | 0 | 0 | 0 | 0 | 0 | 12
NO |  | 79 | 2012 | 5 | 15 | 15 |  | Total 66 Kv |  | 0 | 0 |  | 3.01 | 0 | 0 |  | 0 | 415977 | 415977 | 0 | 0 | 0 | 0 | 0 | 0 | 0 | 0 | 0 | 0 | 0 | 0 | 0 | 0 | 0 | 0 | 0 | 0 | 0 | 0 | 12
SI/SI | A | 79 | 2012 | 5 | 16 | 16 |  | Various 33 Kv |  | 0 | 0 |  | 358.91 | 0 | 0 |  | 527387 | 22742369 | 23269756 | 0 | 0 | 0 | 576014.4104 | 0 | 0 | 0 | 0 | 0 | 0 | 0 | 0 | 0 | 0 | 0 | 0 | 0 | 0 | 0 | 0 | 12
NO |  | 79 | 2012 | 5 | 17 | 17 |  | Total 33 Kv |  | 0 | 0 |  | 358.91 | 0 | 0 |  | 527387 | 22742369 | 23269756 | 0 | 0 | 0 | 0 | 0 | 0 | 0 | 0 | 0 | 0 | 0 | 0 | 0 | 0 | 0 | 0 | 0 | 0 | 0 | 0 | 12
NO |  | 79 | 2012 | 5 | 18 | 18 |  | Transmission Line Expenses |  | 0 | 0 |  | 0 | 0 | 0 |  | 0 | 0 | 0 | 0 | 0 | 0 | 0 | 0 | 0 | 0 | 0 | 0 | 0 | 0 | 0 | 0 | 0 | 0 | 0 | 0 | 0 | 0 | 0 | 12
NO |  | 79 | 2012 | 5 | 19 | 19 |  | Overhead |  | 0 | 0 |  | 0 | 0 | 0 |  | 0 | 0 | 0 | 80977 | 3701701 | 2374676 | 6157354 | 0 | 0 | 0 | 0 | 0 | 0 | 0 | 0 | 0 | 0 | 0 | 0 | 0 | 0 | 0 | 0 | 12
NO |  | 79 | 2012 | 5 | 20 | 20 |  | Underground |  | 0 | 0 |  | 0 | 0 | 0 |  | 0 | 0 | 0 | 38 | 263 | 0 | 301 | 0 | 0 | 0 | 0 | 0 | 0 | 0 | 0 | 0 | 0 | 0 | 0 | 0 | 0 | 0 | 0 | 12
NO |  | 79 | 2012 | 0 | 36 | 36 |  | TOTAL |  | 0 | 0 |  | 1806.99 | 0 | 195 |  | 25623976 | 223132178 | 248756154 | 81015 | 3701964 | 2374676 | 6157655 | 0 | 0 | 0 | 0 | 0 | 0 | 0 | 0 | 0 | 0 | 0 | 0 | 0 | 0 | 0 | 0 | 12
NO |  | 63 | 2012 | 0 | 1 | 1 |  | Nelson | Richard 60620 | 500 | 0 | Steel Tower | 59.18 | 0 | 1 | 1024 ACAR | 0 | 0 | 0 | 0 | 0 | 0 | 0 | 0 | 0 | 0 | 0 | 0 | 0 | 0 | 0 | 0 | 0 | 0 | 0 | 0 | 0 | 0 | 0 | 12
NO |  | 63 | 2012 | 0 | 2 | 2 |  | Fancy Point | Mcknight 60752 | 500 | 0 | Steel Tower | 27.24 | 0 | 1 | 1024 ACAR | 0 | 0 | 0 | 0 | 0 | 0 | 0 | 0 | 0 | 0 | 0 | 0 | 0 | 0 | 0 | 0 | 0 | 0 | 0 | 0 | 0 | 0 | 0 | 12
NO |  | 63 | 2012 | 0 | 3 | 3 |  | Fancy Point | Big Cajun No. 2 60746 | 500 | 0 | Steel Tower | 0 | 2.98 | 2 | 1024 ACAR | 0 | 0 | 0 | 0 | 0 | 0 | 0 | 0 | 0 | 0 | 0 | 0 | 0 | 0 | 0 | 0 | 0 | 0 | 0 | 0 | 0 | 0 | 0 | 12
NO |  | 63 | 2012 | 0 | 4 | 4 |  | Big Cajun No. 2 | Webre 60745 | 500 | 0 | Steel Tower | 0 | 26.47 | 2 | 1024 ACAR | 0 | 0 | 0 | 0 | 0 | 0 | 0 | 0 | 0 | 0 | 0 | 0 | 0 | 0 | 0 | 0 | 0 | 0 | 0 | 0 | 0 | 0 | 0 | 12
NO |  | 63 | 2012 | 0 | 5 | 5 |  | McKnight | Franklin 60742 | 500 | 0 | Steel Tower | 17.29 | 0 | 1 | 954 ACSR | 0 | 0 | 0 | 0 | 0 | 0 | 0 | 0 | 0 | 0 | 0 | 0 | 0 | 0 | 0 | 0 | 0 | 0 | 0 | 0 | 0 | 0 | 0 | 12
NO |  | 63 | 2012 | 0 | 6 | 6 |  | McKnight | M.P.C. (Pearl River) 60734 | 500 | 0 | Steel Tower | 72.38 | 0 | 1 | 1024 ACAR | 0 | 0 | 0 | 0 | 0 | 0 | 0 | 0 | 0 | 0 | 0 | 0 | 0 | 0 | 0 | 0 | 0 | 0 | 0 | 0 | 0 | 0 | 0 | 12
NO |  | 63 | 2012 | 0 | 7 | 7 |  | Nelson | Hartburg 60520 | 500 | 0 | Steel Tower | 24.71 | 0 | 1 | 1024 ACAR | 0 | 0 | 0 | 0 | 0 | 0 | 0 | 0 | 0 | 0 | 0 | 0 | 0 | 0 | 0 | 0 | 0 | 0 | 0 | 0 | 0 | 0 | 0 | 12
NO |  | 63 | 2012 | 0 | 8 | 8 |  | Webre | Richard 60345 | 500 | 0 | Steel Tower | 36.54 | 3 | 1 | 1024 ACAR | 0 | 0 | 0 | 0 | 0 | 0 | 0 | 0 | 0 | 0 | 0 | 0 | 0 | 0 | 0 | 0 | 0 | 0 | 0 | 0 | 0 | 0 | 0 | 12
NO |  | 63 | 2012 | 0 | 9 | 9 |  | Webre | Richard 60760 | 500 | 0 | Steel Tower | 16.11 | 0 | 1 | 1024 ACAR | 0 | 0 | 0 | 0 | 0 | 0 | 0 | 0 | 0 | 0 | 0 | 0 | 0 | 0 | 0 | 0 | 0 | 0 | 0 | 0 | 0 | 0 | 0 | 12
NO |  | 63 | 2012 | 0 | 10 | 10 |  | Willow Glen | LP&L (Little Gypsy) 60343 | 500 | 0 | Steel Tower | 16.27 | 0 | 2 | 1024 ACAR | 0 | 0 | 0 | 0 | 0 | 0 | 0 | 0 | 0 | 0 | 0 | 0 | 0 | 0 | 0 | 0 | 0 | 0 | 0 | 0 | 0 | 0 | 0 | 12
NO |  | 63 | 2012 | 0 | 11 | 11 |  | Willow Glen | Coly 60342 | 500 | 0 | Steel Tower | 20.7 | 0 | 1 | 1024 ACAR | 0 | 0 | 0 | 0 | 0 | 0 | 0 | 0 | 0 | 0 | 0 | 0 | 0 | 0 | 0 | 0 | 0 | 0 | 0 | 0 | 0 | 0 | 0 | 12
NO |  | 63 | 2012 | 0 | 12 | 12 |  | Coly | Mcknight 60741 | 500 | 0 | Steel Tower | 18.12 | 0 | 1 | 1024 ACAR | 0 | 0 | 0 | 0 | 0 | 0 | 0 | 0 | 0 | 0 | 0 | 0 | 0 | 0 | 0 | 0 | 0 | 0 | 0 | 0 | 0 | 0 | 0 | 12
NO |  | 63 | 2012 | 0 | 13 | 13 |  | Bayou Labutte | Webre 60346 | 500 | 0 | Steel Tower | 17.78 | 0 | 1 | 1024 ACAR | 0 | 0 | 0 | 0 | 0 | 0 | 0 | 0 | 0 | 0 | 0 | 0 | 0 | 0 | 0 | 0 | 0 | 0 | 0 | 0 | 0 | 0 | 0 | 12
NO |  | 63 | 2012 | 0 | 20 | 20 |  | Tiger | Addis 62782 | 230 | 0 | Wood H Frame | 5.69 | 0 | 1 | 336 ACSR | 0 | 0 | 0 | 0 | 0 | 0 | 0 | 0 | 0 | 0 | 0 | 0 | 0 | 0 | 0 | 0 | 0 | 0 | 0 | 0 | 0 | 0 | 0 | 12
NO |  | 63 | 2012 | 0 | 21 | 21 |  | Formosa | Enco 62780 | 230 | 0 | 1 Steel Pole | 0.25 | 0.43 | 1 | 649 ACAR | 0 | 0 | 0 | 0 | 0 | 0 | 0 | 0 | 0 | 0 | 0 | 0 | 0 | 0 | 0 | 0 | 0 | 0 | 0 | 0 | 0 | 0 | 0 | 12
NO |  | 63 | 2012 | 0 | 22 | 22 |  | Woodstock | Vulcan Material Co. 62777 | 230 | 0 | Wood H Frame | 0.62 | 0.22 | 1 | 649 ACAR | 0 | 0 | 0 | 0 | 0 | 0 | 0 | 0 | 0 | 0 | 0 | 0 | 0 | 0 | 0 | 0 | 0 | 0 | 0 | 0 | 0 | 0 | 0 | 12
NO |  | 63 | 2012 | 0 | 23 | 23 |  | LaSta Unit 4A | Exxon 62758 | 230 | 0 | Underground | 0 | 0.73 | 1 | 649 ACAR | 0 | 0 | 0 | 0 | 0 | 0 | 0 | 0 | 0 | 0 | 0 | 0 | 0 | 0 | 0 | 0 | 0 | 0 | 0 | 0 | 0 | 0 | 0 | 12
NO |  | 63 | 2012 | 0 | 24 | 24 |  | Downtown | Dawson Creek 62753 | 230 | 0 | 1 Steel Pole | 6.83 | 0.03 | 1 | 649 ACAR | 0 | 0 | 0 | 0 | 0 | 0 | 0 | 0 | 0 | 0 | 0 | 0 | 0 | 0 | 0 | 0 | 0 | 0 | 0 | 0 | 0 | 0 | 0 | 12
NO |  | 63 | 2012 | 0 | 25 | 25 |  | Line No. 350 | Esso 62787 | 230 | 0 | Wood H Frame | 0.02 | 0.28 | 1 | 649 ACAR | 0 | 0 | 0 | 0 | 0 | 0 | 0 | 0 | 0 | 0 | 0 | 0 | 0 | 0 | 0 | 0 | 0 | 0 | 0 | 0 | 0 | 0 | 0 | 12
NO |  | 63 | 2012 | 0 | 26 | 26 |  | Esso | Exxon 62743 | 230 | 0 | 1 Steel Pole | 2.09 | 0 | 1 | 649 ACAR | 0 | 0 | 0 | 0 | 0 | 0 | 0 | 0 | 0 | 0 | 0 | 0 | 0 | 0 | 0 | 0 | 0 | 0 | 0 | 0 | 0 | 0 | 0 | 12
NO |  | 63 | 2012 | 0 | 27 | 27 |  | Addis | Placid 62385 | 230 | 0 | Wood H Frame | 7.91 | 0 | 1 | 336 ACSR | 0 | 0 | 0 | 0 | 0 | 0 | 0 | 0 | 0 | 0 | 0 | 0 | 0 | 0 | 0 | 0 | 0 | 0 | 0 | 0 | 0 | 0 | 0 | 12
NO |  | 63 | 2012 | 0 | 28 | 28 |  | Dow Cogen | Addis 62732 | 230 | 0 | 3 Wood Poles | 4.34 | 0 | 1 | 649 ACAR | 0 | 0 | 0 | 0 | 0 | 0 | 0 | 0 | 0 | 0 | 0 | 0 | 0 | 0 | 0 | 0 | 0 | 0 | 0 | 0 | 0 | 0 | 0 | 12
NO |  | 63 | 2012 | 0 | 29 | 29 |  | Addis | (Big Cajun #1) 62731 | 230 | 0 | Wood H Frame | 24.89 | 0 | 1 | 649 ACAR | 0 | 0 | 0 | 0 | 0 | 0 | 0 | 0 | 0 | 0 | 0 | 0 | 0 | 0 | 0 | 0 | 0 | 0 | 0 | 0 | 0 | 0 | 0 | 12
NO |  | 63 | 2012 | 0 | 30 | 30 |  | Coly | Sorrento 62711 | 230 | 0 | Single Concr | 26.63 | 0 | 1 | 1780 ACSR | 0 | 0 | 0 | 0 | 0 | 0 | 0 | 0 | 0 | 0 | 0 | 0 | 0 | 0 | 0 | 0 | 0 | 0 | 0 | 0 | 0 | 0 | 0 | 12
NO |  | 63 | 2012 | 0 | 31 | 31 |  | Line No. 718 | Line No. 328 62718A | 230 | 0 | 2 Steel Poles | 1.87 | 0.66 | 1 | 649 ACAR | 0 | 0 | 0 | 0 | 0 | 0 | 0 | 0 | 0 | 0 | 0 | 0 | 0 | 0 | 0 | 0 | 0 | 0 | 0 | 0 | 0 | 0 | 0 | 12
NO |  | 63 | 2012 | 0 | 32 | 32 |  | Coly | Jaguar 62750 | 230 | 0 | 2 Steel Poles | 22.69 | 0 | 1 | 649 ACAR | 0 | 0 | 0 | 0 | 0 | 0 | 0 | 0 | 0 | 0 | 0 | 0 | 0 | 0 | 0 | 0 | 0 | 0 | 0 | 0 | 0 | 0 | 0 | 12
NO |  | 63 | 2012 | 0 | 33 | 33 |  | Harelson | Oak Villa 62791 | 230 | 0 | Wood H Frame | 2.29 | 0 | 1 | 649 ACAR | 0 | 0 | 0 | 0 | 0 | 0 | 0 | 0 | 0 | 0 | 0 | 0 | 0 | 0 | 0 | 0 | 0 | 0 | 0 | 0 | 0 | 0 | 0 | 12
NO |  | 63 | 2012 | 0 | 34 | 34 |  | Willow Glen | Tiger 62790 | 230 | 0 | Wood H Frame | 8.72 | 0 | 1 | 649 ACAR | 0 | 0 | 0 | 0 | 0 | 0 | 0 | 0 | 0 | 0 | 0 | 0 | 0 | 0 | 0 | 0 | 0 | 0 | 0 | 0 | 0 | 0 | 0 | 12
NO |  | 63 | 2012 | 0 | 35 | 35 |  | Willow Glen | Harelson 62795 | 230 | 0 | Wood H Frame | 16.3 | 0 | 1 | 649 ACAR | 0 | 0 | 0 | 0 | 0 | 0 | 0 | 0 | 0 | 0 | 0 | 0 | 0 | 0 | 0 | 0 | 0 | 0 | 0 | 0 | 0 | 0 | 0 | 12
NO |  | 63 | 2012 | 1 | 1 | 1 |  | Esso | Hazel 62729 | 230 | 0 | Sgl Wood Pole | 3.3 | 0 | 1 | 1033 AA | 0 | 0 | 0 | 0 | 0 | 0 | 0 | 0 | 0 | 0 | 0 | 0 | 0 | 0 | 0 | 0 | 0 | 0 | 0 | 0 | 0 | 0 | 0 | 12
NO |  | 63 | 2012 | 1 | 2 | 2 |  | Nelson | Moss Bluff 62252 | 230 | 0 | Wood H Frame | 6.79 | 0 | 1 | 336 ACSR | 0 | 0 | 0 | 0 | 0 | 0 | 0 | 0 | 0 | 0 | 0 | 0 | 0 | 0 | 0 | 0 | 0 | 0 | 0 | 0 | 0 | 0 | 0 | 12
NO |  | 63 | 2012 | 1 | 3 | 3 |  | Exxon | Downtown 62733 | 230 | 0 | 1 Steel Pole | 1.88 | 1.19 | 1 | 649 ACAR | 0 | 0 | 0 | 0 | 0 | 0 | 0 | 0 | 0 | 0 | 0 | 0 | 0 | 0 | 0 | 0 | 0 | 0 | 0 | 0 | 0 | 0 | 0 | 12
NO |  | 63 | 2012 | 1 | 4 | 4 |  | Solac | Pecan Grove 62609 | 230 | 0 | 2 Steel Poles | 6.27 | 0 | 1 | 649 ACAR | 0 | 0 | 0 | 0 | 0 | 0 | 0 | 0 | 0 | 0 | 0 | 0 | 0 | 0 | 0 | 0 | 0 | 0 | 0 | 0 | 0 | 0 | 0 | 12
NO |  | 63 | 2012 | 1 | 5 | 5 |  | Fancy Point | Cep (Big Cajun #1) 62715 | 230 | 0 | Wood H Frame | 8.45 | 0 | 1 | 649 ACAR | 0 | 0 | 0 | 0 | 0 | 0 | 0 | 0 | 0 | 0 | 0 | 0 | 0 | 0 | 0 | 0 | 0 | 0 | 0 | 0 | 0 | 0 | 0 | 12
NO |  | 63 | 2012 | 1 | 6 | 6 |  | Chalkley Bulk | Solac 62608 | 230 | 0 | Wood H Frame | 8.06 | 0 | 1 | 556 ACSR | 0 | 0 | 0 | 0 | 0 | 0 | 0 | 0 | 0 | 0 | 0 | 0 | 0 | 0 | 0 | 0 | 0 | 0 | 0 | 0 | 0 | 0 | 0 | 12
NO |  | 63 | 2012 | 1 | 7 | 7 |  | Hazel | Oak Villa 62302 | 230 | 0 | Wood H Frame | 4.27 | 0 | 1 | 1024 ACAR | 0 | 0 | 0 | 0 | 0 | 0 | 0 | 0 | 0 | 0 | 0 | 0 | 0 | 0 | 0 | 0 | 0 | 0 | 0 | 0 | 0 | 0 | 0 | 12
NO |  | 63 | 2012 | 1 | 8 | 8 |  | Tiger | Willow Glen 62389 | 230 | 0 | Wood H Frame | 8.17 | 0.53 | 1 | 1033 AA | 0 | 0 | 0 | 0 | 0 | 0 | 0 | 0 | 0 | 0 | 0 | 0 | 0 | 0 | 0 | 0 | 0 | 0 | 0 | 0 | 0 | 0 | 0 | 12
NO |  | 63 | 2012 | 1 | 9 | 9 |  | Belle Helene | Woodstock 62328 | 230 | 0 | Wood H Frame | 1.41 | 0 | 1 | 649 ACAR | 0 | 0 | 0 | 0 | 0 | 0 | 0 | 0 | 0 | 0 | 0 | 0 | 0 | 0 | 0 | 0 | 0 | 0 | 0 | 0 | 0 | 0 | 0 | 12
NO |  | 63 | 2012 | 1 | 10 | 10 |  | Moler | Port Hudson 62712 | 230 | 0 | Wood H Frame | 24.77 | 0 | 1 | 649 ACAR | 0 | 0 | 0 | 0 | 0 | 0 | 0 | 0 | 0 | 0 | 0 | 0 | 0 | 0 | 0 | 0 | 0 | 0 | 0 | 0 | 0 | 0 | 0 | 12
NO |  | 63 | 2012 | 1 | 11 | 11 |  | Coly | Colfel 62747 | 230 | 0 | Wood H Frame | 2.25 | 27.29 | 1 | 1024 ACAR | 0 | 0 | 0 | 0 | 0 | 0 | 0 | 0 | 0 | 0 | 0 | 0 | 0 | 0 | 0 | 0 | 0 | 0 | 0 | 0 | 0 | 0 | 0 | 12
NO |  | 63 | 2012 | 1 | 12 | 12 |  | River Bend | Fancy Point (Gen Le) 60000 | 230 | 0 | 2 Steel Poles | 2.25 | 0 | 3 | 1024 ACAR | 0 | 0 | 0 | 0 | 0 | 0 | 0 | 0 | 0 | 0 | 0 | 0 | 0 | 0 | 0 | 0 | 0 | 0 | 0 | 0 | 0 | 0 | 0 | 12
NO |  | 63 | 2012 | 1 | 13 | 13 |  | Pecan Grove | Carlyss 62241 | 230 | 0 | Wood H Frame | 1.23 | 0.32 | 1 | 649 ACAR | 0 | 0 | 0 | 0 | 0 | 0 | 0 | 0 | 0 | 0 | 0 | 0 | 0 | 0 | 0 | 0 | 0 | 0 | 0 | 0 | 0 | 0 | 0 | 12
NO |  | 63 | 2012 | 1 | 14 | 14 |  | Conway | Vulcan Materials 62318 | 230 | 0 | Steel Tower | 1.2 | 0 | 1 | 649 ACAR | 0 | 0 | 0 | 0 | 0 | 0 | 0 | 0 | 0 | 0 | 0 | 0 | 0 | 0 | 0 | 0 | 0 | 0 | 0 | 0 | 0 | 0 | 0 | 12
NO |  | 63 | 2012 | 1 | 15 | 15 |  | Dawson Creek | Willow Glen 62333 | 230 | 0 | Steel Tower | 12.33 | 0.84 | 1 | 649 ACAR | 0 | 0 | 0 | 0 | 0 | 0 | 0 | 0 | 0 | 0 | 0 | 0 | 0 | 0 | 0 | 0 | 0 | 0 | 0 | 0 | 0 | 0 | 0 | 12
NO |  | 63 | 2012 | 1 | 16 | 16 |  | Jaguar | Enco 62350 | 230 | 0 | 1 Steel Pole | 2.42 | 0 | 1 | 649 ACAR | 0 | 0 | 0 | 0 | 0 | 0 | 0 | 0 | 0 | 0 | 0 | 0 | 0 | 0 | 0 | 0 | 0 | 0 | 0 | 0 | 0 | 0 | 0 | 12
NO |  | 63 | 2012 | 1 | 17 | 17 |  | Enjay | Jaguar 62351 | 230 | 0 | 1 Steel Pole | 0.19 | 2.18 | 1 | 1650 ACAR | 0 | 0 | 0 | 0 | 0 | 0 | 0 | 0 | 0 | 0 | 0 | 0 | 0 | 0 | 0 | 0 | 0 | 0 | 0 | 0 | 0 | 0 | 0 | 12
NO |  | 63 | 2012 | 1 | 18 | 18 |  | Fancy Point | Enjay 62352 | 230 | 0 | 2 Steel Poles | 22.08 | 0 | 1 | 1650 ACAR | 0 | 0 | 0 | 0 | 0 | 0 | 0 | 0 | 0 | 0 | 0 | 0 | 0 | 0 | 0 | 0 | 0 | 0 | 0 | 0 | 0 | 0 | 0 | 12
NO |  | 63 | 2012 | 1 | 19 | 19 |  | Port Hudson | Fancy Point 62353 | 230 | 0 | 2 Steel Poles | 8.68 | 2.72 | 1 | 649 ACAR | 0 | 0 | 0 | 0 | 0 | 0 | 0 | 0 | 0 | 0 | 0 | 0 | 0 | 0 | 0 | 0 | 0 | 0 | 0 | 0 | 0 | 0 | 0 | 12
NO |  | 63 | 2012 | 1 | 20 | 20 |  | Moss Bluff | Chalkley Bulk 62680 | 230 | 0 | Wood H Frame | 17.3 | 0 | 1 | 336 ACSR | 0 | 0 | 0 | 0 | 0 | 0 | 0 | 0 | 0 | 0 | 0 | 0 | 0 | 0 | 0 | 0 | 0 | 0 | 0 | 0 | 0 | 0 | 0 | 12
NO |  | 63 | 2012 | 1 | 21 | 21 |  | PPG | Carlyss 62696 | 230 | 0 | Wood H Frame | 5.51 | 0 | 1 | 1033 AA | 0 | 0 | 0 | 0 | 0 | 0 | 0 | 0 | 0 | 0 | 0 | 0 | 0 | 0 | 0 | 0 | 0 | 0 | 0 | 0 | 0 | 0 | 0 | 12
NO |  | 63 | 2012 | 1 | 22 | 22 |  | Rosebluff | Carlyss 62226 | 230 | 0 | 1 Steel Pole | 2.01 | 0 | 1 | 649 ACAR | 0 | 0 | 0 | 0 | 0 | 0 | 0 | 0 | 0 | 0 | 0 | 0 | 0 | 0 | 0 | 0 | 0 | 0 | 0 | 0 | 0 | 0 | 0 | 12
NO |  | 63 | 2012 | 1 | 23 | 23 |  | Verdine | Nelson 62697 | 230 | 0 | Wood H Frame | 2.72 | 0.58 | 1 | 649 ACAR | 0 | 0 | 0 | 0 | 0 | 0 | 0 | 0 | 0 | 0 | 0 | 0 | 0 | 0 | 0 | 0 | 0 | 0 | 0 | 0 | 0 | 0 | 0 | 12
NO |  | 63 | 2012 | 1 | 24 | 24 |  | Nelson | Cleco 62263 | 230 | 0 | Wood H Frame | 8.53 | 3.13 | 1 | 927 ACAR | 0 | 0 | 0 | 0 | 0 | 0 | 0 | 0 | 0 | 0 | 0 | 0 | 0 | 0 | 0 | 0 | 0 | 0 | 0 | 0 | 0 | 0 | 0 | 12
NO |  | 63 | 2012 | 1 | 25 | 25 |  | Nelson | Carlyss 62652 | 230 | 0 | 2 Steel Poles | 7.39 | 8.73 | 1 | 649 ACAR | 0 | 0 | 0 | 0 | 0 | 0 | 0 | 0 | 0 | 0 | 0 | 0 | 0 | 0 | 0 | 0 | 0 | 0 | 0 | 0 | 0 | 0 | 0 | 12
NO |  | 63 | 2012 | 1 | 26 | 26 |  | Conway | Bagtelle 62388 | 230 | 0 | Wood H Frame | 1.42 | 0 | 1 | 1024 ACAR | 0 | 0 | 0 | 0 | 0 | 0 | 0 | 0 | 0 | 0 | 0 | 0 | 0 | 0 | 0 | 0 | 0 | 0 | 0 | 0 | 0 | 0 | 0 | 12
NO |  | 63 | 2012 | 1 | 27 | 27 |  | Placid | Formosa 62358 | 230 | 0 | Wood H Frame | 4.73 | 0.86 | 1 | 395 ACAR | 0 | 0 | 0 | 0 | 0 | 0 | 0 | 0 | 0 | 0 | 0 | 0 | 0 | 0 | 0 | 0 | 0 | 0 | 0 | 0 | 0 | 0 | 0 | 12
NO |  | 63 | 2012 | 1 | 28 | 28 |  | Fancy Point | Port Hudson 62354 | 230 | 0 | 2 Steel Poles | 3.33 | 8.4 | 1 | 649 ACAR | 0 | 0 | 0 | 0 | 0 | 0 | 0 | 0 | 0 | 0 | 0 | 0 | 0 | 0 | 0 | 0 | 0 | 0 | 0 | 0 | 0 | 0 | 0 | 12
NO |  | 63 | 2012 | 1 | 29 | 29 |  | Plaquemine | Chenango 62754 | 230 | 0 | Sng Concrete | 5.16 | 0 | 1 | 1780 MCM | 0 | 0 | 0 | 0 | 0 | 0 | 0 | 0 | 0 | 0 | 0 | 0 | 0 | 0 | 0 | 0 | 0 | 0 | 0 | 0 | 0 | 0 | 0 | 12
NO |  | 63 | 2012 | 1 | 30 | 30 |  | Dow | Chenago 62755 | 230 | 0 | Sng Concrete | 0.18 | 0 | 1 | 1780 MCM | 0 | 0 | 0 | 0 | 0 | 0 | 0 | 0 | 0 | 0 | 0 | 0 | 0 | 0 | 0 | 0 | 0 | 0 | 0 | 0 | 0 | 0 | 0 | 12
NO |  | 63 | 2012 | 1 | 31 | 31 |  | PPG | Verdine 62695 | 230 | 0 | Wood H Frame | 2.28 | 0 | 1 | 649 ACAR | 0 | 0 | 0 | 0 | 0 | 0 | 0 | 0 | 0 | 0 | 0 | 0 | 0 | 0 | 0 | 0 | 0 | 0 | 0 | 0 | 0 | 0 | 0 | 12
NO |  | 63 | 2012 | 1 | 32 | 32 |  | WINTZ | ST. GABRIEL 62728 | 230 | 0 | SNGL POLE STL | 2.75 | 0 | 1 | 649 ACAR | 0 | 0 | 0 | 0 | 0 | 0 | 0 | 0 | 0 | 0 | 0 | 0 | 0 | 0 | 0 | 0 | 0 | 0 | 0 | 0 | 0 | 0 | 0 | 12
NO |  | 63 | 2012 | 1 | 33 | 33 |  | Coly | Holden 67200 | 230 | 0 | Sgl ConcreteDE | 7.78 | 8 | 1 | 1780 ACSR | 0 | 0 | 0 | 0 | 0 | 0 | 0 | 0 | 0 | 0 | 0 | 0 | 0 | 0 | 0 | 0 | 0 | 0 | 0 | 0 | 0 | 0 | 0 | 12
NO |  | 63 | 2012 | 1 | 34 | 34 |  | Calcasieu | Bowdoin 62243 | 230 | 0 | Sng Concrete | 1.74 | 0 | 1 | 1780 ACSR | 0 | 0 | 0 | 0 | 0 | 0 | 0 | 0 | 0 | 0 | 0 | 0 | 0 | 0 | 0 | 0 | 0 | 0 | 0 | 0 | 0 | 0 | 0 | 12
NO |  | 63 | 2012 | 2 | 1 | 1 |  | Addis | Choctaw 62387 | 230 | 0 | Sng Concrete | 4.13 | 0 | 1 | 1272 ACSR | 0 | 0 | 0 | 0 | 0 | 0 | 0 | 0 | 0 | 0 | 0 | 0 | 0 | 0 | 0 | 0 | 0 | 0 | 0 | 0 | 0 | 0 | 0 | 12
NO |  | 63 | 2012 | 2 | 11 | 11 |  | Scott | City of Lafayte Bnn 64256 | 138 | 0 | Wood H Frame | 4.88 | 0.26 | 1 |  | 0 | 0 | 0 | 0 | 0 | 0 | 0 | 0 | 0 | 0 | 0 | 0 | 0 | 0 | 0 | 0 | 0 | 0 | 0 | 0 | 0 | 0 | 0 | 12
NO |  | 63 | 2012 | 2 | 16 | 16 |  | Scott | Cecelia 64257 | 138 | 0 | Wood H Frame | 16.71 | 0 | 1 |  | 0 | 0 | 0 | 0 | 0 | 0 | 0 | 0 | 0 | 0 | 0 | 0 | 0 | 0 | 0 | 0 | 0 | 0 | 0 | 0 | 0 | 0 | 0 | 12
NO |  | 63 | 2012 | 2 | 17 | 17 |  | Bonin | Gsuto Cecelia 64255 | 138 | 0 | Wood H Frame | 13.03 | 1.08 | 1 |  | 0 | 0 | 0 | 0 | 0 | 0 | 0 | 0 | 0 | 0 | 0 | 0 | 0 | 0 | 0 | 0 | 0 | 0 | 0 | 0 | 0 | 0 | 0 | 12
NO |  | 63 | 2012 | 2 | 18 | 18 |  | Cosmar | Alchem 64317 | 138 | 0 | Wood H Frame | 1.3 | 0.15 | 1 |  | 0 | 0 | 0 | 0 | 0 | 0 | 0 | 0 | 0 | 0 | 0 | 0 | 0 | 0 | 0 | 0 | 0 | 0 | 0 | 0 | 0 | 0 | 0 | 12
NO |  | 63 | 2012 | 2 | 19 | 19 |  | Scott | Colonial Academy 64279 | 138 | 0 | Wood H Frame | 8.45 | 0 | 1 |  | 0 | 0 | 0 | 0 | 0 | 0 | 0 | 0 | 0 | 0 | 0 | 0 | 0 | 0 | 0 | 0 | 0 | 0 | 0 | 0 | 0 | 0 | 0 | 12
NO |  | 63 | 2012 | 2 | 20 | 20 |  | Lake Charles Bulk | Jennings 64298 | 138 | 0 | Wood H Frame | 29.85 | 0 | 1 |  | 0 | 0 | 0 | 0 | 0 | 0 | 0 | 0 | 0 | 0 | 0 | 0 | 0 | 0 | 0 | 0 | 0 | 0 | 0 | 0 | 0 | 0 | 0 | 12
NO |  | 63 | 2012 | 2 | 21 | 21 |  | Willow Glen | Gonzales 64300 | 138 | 0 | Wood H Frame | 14.04 | 6.97 | 1 |  | 0 | 0 | 0 | 0 | 0 | 0 | 0 | 0 | 0 | 0 | 0 | 0 | 0 | 0 | 0 | 0 | 0 | 0 | 0 | 0 | 0 | 0 | 0 | 12
NO |  | 63 | 2012 | 2 | 22 | 22 |  | Wilbert | Louisiana Station 64303 | 138 | 0 | Wood H Frame | 7.98 | 0.84 | 1 | 649 ACAR | 0 | 0 | 0 | 0 | 0 | 0 | 0 | 0 | 0 | 0 | 0 | 0 | 0 | 0 | 0 | 0 | 0 | 0 | 0 | 0 | 0 | 0 | 0 | 12
NO |  | 63 | 2012 | 2 | 23 | 23 |  | Wilbert | Livonia 64312 | 138 | 0 | Wood H Frame | 19.24 | 0 | 1 | 395 ACAR | 0 | 0 | 0 | 0 | 0 | 0 | 0 | 0 | 0 | 0 | 0 | 0 | 0 | 0 | 0 | 0 | 0 | 0 | 0 | 0 | 0 | 0 | 0 | 12
NO |  | 63 | 2012 | 2 | 24 | 24 |  | Geigy | Stauffer 64313 | 138 | 0 | 1 Steel Pole | 0.67 | 0 | 1 | 500 CU | 0 | 0 | 0 | 0 | 0 | 0 | 0 | 0 | 0 | 0 | 0 | 0 | 0 | 0 | 0 | 0 | 0 | 0 | 0 | 0 | 0 | 0 | 0 | 12
NO |  | 63 | 2012 | 2 | 25 | 25 |  | Stauffer | Cosmar 64316 | 138 | 0 | Wood H Frame | 2.55 | 0 | 1 | 649 ACAR | 0 | 0 | 0 | 0 | 0 | 0 | 0 | 0 | 0 | 0 | 0 | 0 | 0 | 0 | 0 | 0 | 0 | 0 | 0 | 0 | 0 | 0 | 0 | 12
NO |  | 63 | 2012 | 2 | 26 | 26 |  | Air Products | Geigy 64326 | 138 | 0 | 1 Steel Pole | 1.03 | 0 | 1 | 649 ACAR | 0 | 0 | 0 | 0 | 0 | 0 | 0 | 0 | 0 | 0 | 0 | 0 | 0 | 0 | 0 | 0 | 0 | 0 | 0 | 0 | 0 | 0 | 0 | 12
NO |  | 63 | 2012 | 2 | 27 | 27 |  | Louisiana Station | Thomas 64314 | 138 | 0 | Sgl Wood Pole | 6.52 | 0.3 | 1 | 954 ACSR-AW | 0 | 0 | 0 | 0 | 0 | 0 | 0 | 0 | 0 | 0 | 0 | 0 | 0 | 0 | 0 | 0 | 0 | 0 | 0 | 0 | 0 | 0 | 0 | 12
NO |  | 63 | 2012 | 2 | 28 | 28 |  | Shenendoah | Line No. 300 64331 | 138 | 0 | Wood H Frame | 1.98 | 0 | 1 | 4/0 CU | 0 | 0 | 0 | 0 | 0 | 0 | 0 | 0 | 0 | 0 | 0 | 0 | 0 | 0 | 0 | 0 | 0 | 0 | 0 | 0 | 0 | 0 | 0 | 12
NO |  | 63 | 2012 | 2 | 29 | 29 |  | Lake Charles Bulk | Richard 64254 | 138 | 0 | Wood H Frame | 32.14 | 0 | 1 | 336 ACSR | 0 | 0 | 0 | 0 | 0 | 0 | 0 | 0 | 0 | 0 | 0 | 0 | 0 | 0 | 0 | 0 | 0 | 0 | 0 | 0 | 0 | 0 | 0 | 12
NO |  | 63 | 2012 | 2 | 30 | 30 |  | Polycit | Citgo 64209 | 138 | 0 | Sgl Wood Pole | 0.91 | 0 | 1 | 1033 AA | 0 | 0 | 0 | 0 | 0 | 0 | 0 | 0 | 0 | 0 | 0 | 0 | 0 | 0 | 0 | 0 | 0 | 0 | 0 | 0 | 0 | 0 | 0 | 12
NO |  | 63 | 2012 | 2 | 31 | 31 |  | Citcon-West | Carlyss 64248R | 138 | 0 | 1 Steel Pole | 0.48 | 0 | 1 | 649 ACAR | 0 | 0 | 0 | 0 | 0 | 0 | 0 | 0 | 0 | 0 | 0 | 0 | 0 | 0 | 0 | 0 | 0 | 0 | 0 | 0 | 0 | 0 | 0 | 12
NO |  | 63 | 2012 | 2 | 32 | 32 |  | Jennings | Richard 64203 | 138 | 0 | Wood H Frame | 22.44 | 0.03 | 1 | 1033 AA | 0 | 0 | 0 | 0 | 0 | 0 | 0 | 0 | 0 | 0 | 0 | 0 | 0 | 0 | 0 | 0 | 0 | 0 | 0 | 0 | 0 | 0 | 0 | 12
NO |  | 63 | 2012 | 2 | 33 | 33 |  | Conoco | Staufco 64218 | 138 | 0 | Sgl Wood Pole | 1.08 | 0 | 1 | 1033 AA | 0 | 0 | 0 | 0 | 0 | 0 | 0 | 0 | 0 | 0 | 0 | 0 | 0 | 0 | 0 | 0 | 0 | 0 | 0 | 0 | 0 | 0 | 0 | 12
NO |  | 63 | 2012 | 2 | 34 | 34 |  | Moril | Bayou Warehouse 64223 | 138 | 0 | Wood H Frame | 12.47 | 0 | 1 | 336 ACSR | 0 | 0 | 0 | 0 | 0 | 0 | 0 | 0 | 0 | 0 | 0 | 0 | 0 | 0 | 0 | 0 | 0 | 0 | 0 | 0 | 0 | 0 | 0 | 12
NO |  | 63 | 2012 | 2 | 35 | 35 |  | Cecelia | Moril 64225 | 138 | 0 | Wood H Frame | 24.7 | 0 | 1 | 649 ACAR | 0 | 0 | 0 | 0 | 0 | 0 | 0 | 0 | 0 | 0 | 0 | 0 | 0 | 0 | 0 | 0 | 0 | 0 | 0 | 0 | 0 | 0 | 0 | 12
NO |  | 63 | 2012 | 3 | 1 | 1 |  | Meaux | Leblanc #2 64228 | 138 | 0 | Wood H Frame | 11.91 | 2.66 | 1 | 795 ACSR | 0 | 0 | 0 | 0 | 0 | 0 | 0 | 0 | 0 | 0 | 0 | 0 | 0 | 0 | 0 | 0 | 0 | 0 | 0 | 0 | 0 | 0 | 0 | 12
NO |  | 63 | 2012 | 3 | 2 | 2 |  | Scott | Judice 64232 | 138 | 0 | Wood H Frame | 7.77 | 0 | 1 | 795 AA | 0 | 0 | 0 | 0 | 0 | 0 | 0 | 0 | 0 | 0 | 0 | 0 | 0 | 0 | 0 | 0 | 0 | 0 | 0 | 0 | 0 | 0 | 0 | 12
NO |  | 63 | 2012 | 3 | 3 | 3 |  | Richard | Scott 64233 | 138 | 0 | Wood H Frame | 17.89 | 10.31 | 1 | 1033 AA | 0 | 0 | 0 | 0 | 0 | 0 | 0 | 0 | 0 | 0 | 0 | 0 | 0 | 0 | 0 | 0 | 0 | 0 | 0 | 0 | 0 | 0 | 0 | 12
NO |  | 63 | 2012 | 3 | 4 | 4 |  | Krotz Springs | Livonia 64236 | 138 | 0 | Wood H Frame | 13.07 | 0 | 1 | 649 ACAR | 0 | 0 | 0 | 0 | 0 | 0 | 0 | 0 | 0 | 0 | 0 | 0 | 0 | 0 | 0 | 0 | 0 | 0 | 0 | 0 | 0 | 0 | 0 | 12
NO |  | 63 | 2012 | 3 | 5 | 5 |  | Arizona | Citcon-West 64242 | 138 | 0 | 1 Steel Pole | 0.18 | 0.9 | 1 | 649 ACAR | 0 | 0 | 0 | 0 | 0 | 0 | 0 | 0 | 0 | 0 | 0 | 0 | 0 | 0 | 0 | 0 | 0 | 0 | 0 | 0 | 0 | 0 | 0 | 12
NO |  | 63 | 2012 | 3 | 6 | 6 |  | Line No. 368 | Starhill 64338R | 138 | 0 | Wood H Frame | 0.84 | 0 | 1 | 795 AA | 0 | 0 | 0 | 0 | 0 | 0 | 0 | 0 | 0 | 0 | 0 | 0 | 0 | 0 | 0 | 0 | 0 | 0 | 0 | 0 | 0 | 0 | 0 | 12
NO |  | 63 | 2012 | 3 | 7 | 7 |  | Addis | Wilbert 64392 | 138 | 0 | Wood H Frame | 0.27 | 6.83 | 1 | 1033 AA | 0 | 0 | 0 | 0 | 0 | 0 | 0 | 0 | 0 | 0 | 0 | 0 | 0 | 0 | 0 | 0 | 0 | 0 | 0 | 0 | 0 | 0 | 0 | 12
NO |  | 63 | 2012 | 3 | 8 | 8 |  | Judice | Meaux 64618 | 138 | 0 | Wood H Frame | 10.08 | 0 | 1 | 795 AA | 0 | 0 | 0 | 0 | 0 | 0 | 0 | 0 | 0 | 0 | 0 | 0 | 0 | 0 | 0 | 0 | 0 | 0 | 0 | 0 | 0 | 0 | 0 | 12
NO |  | 63 | 2012 | 3 | 9 | 9 |  | Addis | Willow Glen 64702 | 138 | 0 | Wood H Frame | 5.54 | 8.67 | 1 | 336 ACSR | 0 | 0 | 0 | 0 | 0 | 0 | 0 | 0 | 0 | 0 | 0 | 0 | 0 | 0 | 0 | 0 | 0 | 0 | 0 | 0 | 0 | 0 | 0 | 12
NO |  | 63 | 2012 | 3 | 10 | 10 |  | Nelson | Lake Charles 64698 | 138 | 0 | Wood H Frame | 11.42 | 0 | 1 | 1033 AA | 0 | 0 | 0 | 0 | 0 | 0 | 0 | 0 | 0 | 0 | 0 | 0 | 0 | 0 | 0 | 0 | 0 | 0 | 0 | 0 | 0 | 0 | 0 | 12
NO |  | 63 | 2012 | 3 | 11 | 11 |  | Colonial Academy | Richard 64679 | 138 | 0 | Wood H Frame | 6.34 | 4.24 | 1 | 336 ACSR | 0 | 0 | 0 | 0 | 0 | 0 | 0 | 0 | 0 | 0 | 0 | 0 | 0 | 0 | 0 | 0 | 0 | 0 | 0 | 0 | 0 | 0 | 0 | 12
NO |  | 63 | 2012 | 3 | 12 | 12 |  | Arizona | Citgo 64665 | 138 | 0 | Sgl Wood Pole | 1.05 | 0.68 | 1 | 1033 AA | 0 | 0 | 0 | 0 | 0 | 0 | 0 | 0 | 0 | 0 | 0 | 0 | 0 | 0 | 0 | 0 | 0 | 0 | 0 | 0 | 0 | 0 | 0 | 12
NO |  | 63 | 2012 | 3 | 13 | 13 |  | Nelson | Lake Charles 64654 | 138 | 0 | Wood H Frame | 11.24 | 0.18 | 1 | 1033 AA | 0 | 0 | 0 | 0 | 0 | 0 | 0 | 0 | 0 | 0 | 0 | 0 | 0 | 0 | 0 | 0 | 0 | 0 | 0 | 0 | 0 | 0 | 0 | 12
NO |  | 63 | 2012 | 3 | 14 | 14 |  | Richard | Scott 64647 | 138 | 0 | Wood H Frame | 28.07 | 0.13 | 1 | 336 ACSR | 0 | 0 | 0 | 0 | 0 | 0 | 0 | 0 | 0 | 0 | 0 | 0 | 0 | 0 | 0 | 0 | 0 | 0 | 0 | 0 | 0 | 0 | 0 | 12
NO |  | 63 | 2012 | 3 | 15 | 15 |  | Line No. 641 | Colonial Springs 64642R | 138 | 0 | Wood H Frame | 0.43 | 0 | 1 | 649 ACAR | 0 | 0 | 0 | 0 | 0 | 0 | 0 | 0 | 0 | 0 | 0 | 0 | 0 | 0 | 0 | 0 | 0 | 0 | 0 | 0 | 0 | 0 | 0 | 12
NO |  | 63 | 2012 | 3 | 16 | 16 |  | Champagne | Krotz Springs 64641 | 138 | 0 | Wood H Frame | 13.53 | 0 | 1 | 336 ACSR | 0 | 0 | 0 | 0 | 0 | 0 | 0 | 0 | 0 | 0 | 0 | 0 | 0 | 0 | 0 | 0 | 0 | 0 | 0 | 0 | 0 | 0 | 0 | 12
NO |  | 63 | 2012 | 3 | 17 | 17 |  | Line No. 298 | Colonial Welsh 64640R | 138 | 0 | Wood H Frame | 3.4 | 0 | 1 | 336 ACSR | 0 | 0 | 0 | 0 | 0 | 0 | 0 | 0 | 0 | 0 | 0 | 0 | 0 | 0 | 0 | 0 | 0 | 0 | 0 | 0 | 0 | 0 | 0 | 12
NO |  | 63 | 2012 | 3 | 18 | 18 |  | Champagne Bulk | Plaisance 64636 | 138 | 0 | Wood H Frame | 3.3 | 0 | 1 | 336 ACSR | 0 | 0 | 0 | 0 | 0 | 0 | 0 | 0 | 0 | 0 | 0 | 0 | 0 | 0 | 0 | 0 | 0 | 0 | 0 | 0 | 0 | 0 | 0 | 12
NO |  | 63 | 2012 | 3 | 19 | 19 |  | Leblanc #2 | Moril 64619 | 138 | 0 | Wood H Frame | 8.82 | 0 | 1 | 795 ACSR | 0 | 0 | 0 | 0 | 0 | 0 | 0 | 0 | 0 | 0 | 0 | 0 | 0 | 0 | 0 | 0 | 0 | 0 | 0 | 0 | 0 | 0 | 0 | 12
NO |  | 63 | 2012 | 3 | 20 | 20 |  | Mossville | Bayou D Inde 64601 | 138 | 0 | Wood H Frame | 3.48 | 1.33 | 1 | 649 ACAR | 0 | 0 | 0 | 0 | 0 | 0 | 0 | 0 | 0 | 0 | 0 | 0 | 0 | 0 | 0 | 0 | 0 | 0 | 0 | 0 | 0 | 0 | 0 | 12
NO |  | 63 | 2012 | 3 | 21 | 21 |  | Moril | Hopkins St 64600 | 138 | 0 | Wood H Frame | 0.15 | 0 | 1 | 1033 ACSR | 0 | 0 | 0 | 0 | 0 | 0 | 0 | 0 | 0 | 0 | 0 | 0 | 0 | 0 | 0 | 0 | 0 | 0 | 0 | 0 | 0 | 0 | 0 | 12
NO |  | 63 | 2012 | 3 | 22 | 22 |  | Monochem | Conway 64398 | 138 | 0 | Wood H Frame | 4.33 | 0 | 1 | 336 ACSR | 0 | 0 | 0 | 0 | 0 | 0 | 0 | 0 | 0 | 0 | 0 | 0 | 0 | 0 | 0 | 0 | 0 | 0 | 0 | 0 | 0 | 0 | 0 | 12
NO |  | 63 | 2012 | 3 | 23 | 23 |  | Alchem | Monochem 64397 | 138 | 0 | Wood H Frame | 6.68 | 0 | 1 | 336 ACSR | 0 | 0 | 0 | 0 | 0 | 0 | 0 | 0 | 0 | 0 | 0 | 0 | 0 | 0 | 0 | 0 | 0 | 0 | 0 | 0 | 0 | 0 | 0 | 12
NO |  | 63 | 2012 | 3 | 24 | 24 |  | Geismar | Wyandotte 64396 | 138 | 0 | Wood H Frame | 3.35 | 0.26 | 1 | 1033 AA | 0 | 0 | 0 | 0 | 0 | 0 | 0 | 0 | 0 | 0 | 0 | 0 | 0 | 0 | 0 | 0 | 0 | 0 | 0 | 0 | 0 | 0 | 0 | 12
NO |  | 63 | 2012 | 3 | 25 | 25 |  | Willow Glen | Structure 166 64391 | 138 | 0 | Wood H Frame | 10.5 | 2.43 | 1 | 1033 AA | 0 | 0 | 0 | 0 | 0 | 0 | 0 | 0 | 0 | 0 | 0 | 0 | 0 | 0 | 0 | 0 | 0 | 0 | 0 | 0 | 0 | 0 | 0 | 12
NO |  | 63 | 2012 | 3 | 26 | 26 |  | Willow Glen | Geismer 64390 | 138 | 0 | Wood H Frame | 8.66 | 0 | 1 | 1033 AA | 0 | 0 | 0 | 0 | 0 | 0 | 0 | 0 | 0 | 0 | 0 | 0 | 0 | 0 | 0 | 0 | 0 | 0 | 0 | 0 | 0 | 0 | 0 | 12
NO |  | 63 | 2012 | 3 | 27 | 27 |  | Port Hudson | Crown Zellerbach 64368 | 138 | 0 | Wood H Frame | 7.5 | 0.3 | 1 | 795 AA | 0 | 0 | 0 | 0 | 0 | 0 | 0 | 0 | 0 | 0 | 0 | 0 | 0 | 0 | 0 | 0 | 0 | 0 | 0 | 0 | 0 | 0 | 0 | 12
NO |  | 63 | 2012 | 3 | 28 | 28 |  | Nelson | Deridder 64621 | 138 | 0 | Wood H Frame | 8.37 | 0 | 1 | 336 ACSR | 0 | 0 | 0 | 0 | 0 | 0 | 0 | 0 | 0 | 0 | 0 | 0 | 0 | 0 | 0 | 0 | 0 | 0 | 0 | 0 | 0 | 0 | 0 | 12
NO |  | 63 | 2012 | 3 | 29 | 29 |  | Bayou Warehouse | Cleco (Ivanhoe) 64699 | 138 | 0 | Wood H Frame | 2.25 | 0 | 1 | 336 ACSR | 0 | 0 | 0 | 0 | 0 | 0 | 0 | 0 | 0 | 0 | 0 | 0 | 0 | 0 | 0 | 0 | 0 | 0 | 0 | 0 | 0 | 0 | 0 | 12
NO |  | 63 | 2012 | 3 | 30 | 30 |  | Bayou D Inde | Polycit 64643 | 138 | 0 | 1 Steel Pole | 1.38 | 0 | 1 | 649 ACAR | 0 | 0 | 0 | 0 | 0 | 0 | 0 | 0 | 0 | 0 | 0 | 0 | 0 | 0 | 0 | 0 | 0 | 0 | 0 | 0 | 0 | 0 | 0 | 12
NO |  | 63 | 2012 | 3 | 31 | 31 |  | Olin Tdi | Carlyss 64229 | 138 | 0 | Wood H Frame | 6.84 | 0 | 1 | 1033 AA | 0 | 0 | 0 | 0 | 0 | 0 | 0 | 0 | 0 | 0 | 0 | 0 | 0 | 0 | 0 | 0 | 0 | 0 | 0 | 0 | 0 | 0 | 0 | 12
NO |  | 63 | 2012 | 3 | 32 | 32 |  | Conway | Wyandotte 64798 | 138 | 0 | Wood H Frame | 4.76 | 0 | 1 | 395 ACAR | 0 | 0 | 0 | 0 | 0 | 0 | 0 | 0 | 0 | 0 | 0 | 0 | 0 | 0 | 0 | 0 | 0 | 0 | 0 | 0 | 0 | 0 | 0 | 12
NO |  | 63 | 2012 | 3 | 33 | 33 |  | Repapco | Crown Zellerbach 64768 | 138 | 0 | Wood H Frame | 6.9 | 0 | 1 | 395 CAR | 0 | 0 | 0 | 0 | 0 | 0 | 0 | 0 | 0 | 0 | 0 | 0 | 0 | 0 | 0 | 0 | 0 | 0 | 0 | 0 | 0 | 0 | 0 | 12
NO |  | 63 | 2012 | 3 | 34 | 34 |  | Gonzales | LP&L 64720 | 138 | 0 | Wood H Frame | 4.67 | 0 | 1 | 4/0 CU | 0 | 0 | 0 | 0 | 0 | 0 | 0 | 0 | 0 | 0 | 0 | 0 | 0 | 0 | 0 | 0 | 0 | 0 | 0 | 0 | 0 | 0 | 0 | 12
NO |  | 63 | 2012 | 3 | 35 | 35 |  | Port Hudson | Repapco 64717 | 138 | 0 | Wood H Frame | 3.99 | 0 | 1 | 395 ACAR | 0 | 0 | 0 | 0 | 0 | 0 | 0 | 0 | 0 | 0 | 0 | 0 | 0 | 0 | 0 | 0 | 0 | 0 | 0 | 0 | 0 | 0 | 0 | 12
NO |  | 63 | 2012 | 4 | 1 | 1 |  | Thomas | Port Hudson 64714 | 138 | 0 | Wood H Frame | 7.59 | 0 | 1 | 795 AA | 0 | 0 | 0 | 0 | 0 | 0 | 0 | 0 | 0 | 0 | 0 | 0 | 0 | 0 | 0 | 0 | 0 | 0 | 0 | 0 | 0 | 0 | 0 | 12
NO |  | 63 | 2012 | 4 | 2 | 2 |  | Willow Glen | Air Products 64713 | 138 | 0 | Wood H Frame | 2.76 | 0 | 1 | 649 ACAR | 0 | 0 | 0 | 0 | 0 | 0 | 0 | 0 | 0 | 0 | 0 | 0 | 0 | 0 | 0 | 0 | 0 | 0 | 0 | 0 | 0 | 0 | 0 | 12
NO |  | 63 | 2012 | 0 | 36 | 36 |  | TOTAL |  | 0 | 0 |  | 2047.64 | 313.31 | 154 |  | 92865304 | 453296876 | 546162180 | 5771521 | 3854192 | 4319231 | 13944944 | 0 | 0 | 0 | 0 | 0 | 0 | 0 | 0 | 0 | 0 | 0 | 0 | 0 | 0 | 0 | 0 | 12
NO |  | 63 | 2012 | 0 | 14 | 14 |  | Willow Glen | Bayou Labutte 60366 | 500 | 0 | Steel Tower | 0.66 | 0 | 1 | 3070 AACSR | 0 | 0 | 0 | 0 | 0 | 0 | 0 | 0 | 0 | 0 | 0 | 0 | 0 | 0 | 0 | 0 | 0 | 0 | 0 | 0 | 0 | 0 | 0 | 12
NO |  | 63 | 2012 | 0 | 15 | 15 |  |  | Total 500 kv Lines | 0 | 0 |  | 0 | 0 | 0 |  | 33340617 | 92394023 | 125734640 | 0 | 0 | 0 | 0 | 0 | 0 | 0 | 0 | 0 | 0 | 0 | 0 | 0 | 0 | 0 | 0 | 0 | 0 | 0 | 0 | 12
NO |  | 63 | 2012 | 0 | 18 | 18 |  | Willow Glen | Harelson 62395 | 230 | 0 | Wood H Frame | 9.42 | 0 | 1 | 336 ACST | 0 | 0 | 0 | 0 | 0 | 0 | 0 | 0 | 0 | 0 | 0 | 0 | 0 | 0 | 0 | 0 | 0 | 0 | 0 | 0 | 0 | 0 | 0 | 12
NO |  | 63 | 2012 | 2 | 14 | 14 |  | Orange | Lake Charles Div 64296 | 138 | 0 | Wood H Frame | 25.52 | 4.2 | 1 |  | 0 | 0 | 0 | 0 | 0 | 0 | 0 | 0 | 0 | 0 | 0 | 0 | 0 | 0 | 0 | 0 | 0 | 0 | 0 | 0 | 0 | 0 | 0 | 12
NO |  | 63 | 2012 | 0 | 19 | 19 |  | Exxon | Enco 62783 | 230 | 0 | 1 Steel Pole | 0.81 | 0 | 1 | 649 ACAR | 0 | 0 | 0 | 0 | 0 | 0 | 0 | 0 | 0 | 0 | 0 | 0 | 0 | 0 | 0 | 0 | 0 | 0 | 0 | 0 | 0 | 0 | 0 | 12
NO |  | 63 | 2012 | 2 | 15 | 15 |  | Orange | Div Ln-Mossville 64295 | 138 | 0 | Wood H Frame | 26.32 | 0 | 1 |  | 0 | 0 | 0 | 0 | 0 | 0 | 0 | 0 | 0 | 0 | 0 | 0 | 0 | 0 | 0 | 0 | 0 | 0 | 0 | 0 | 0 | 0 | 0 | 12
NO |  | 63 | 2012 | 2 | 13 | 13 |  | Staufco | Nelson 64297 | 138 | 0 | Sgl Wood Pole | 0.26 | 1.98 | 1 |  | 0 | 0 | 0 | 0 | 0 | 0 | 0 | 0 | 0 | 0 | 0 | 0 | 0 | 0 | 0 | 0 | 0 | 0 | 0 | 0 | 0 | 0 | 0 | 12
NO |  | 63 | 2012 | 2 | 12 | 12 |  | Conoco | Olin Tdi 64029 | 138 | 0 | Sgl Wood Pole | 0.88 | 0 | 1 |  | 0 | 0 | 0 | 0 | 0 | 0 | 0 | 0 | 0 | 0 | 0 | 0 | 0 | 0 | 0 | 0 | 0 | 0 | 0 | 0 | 0 | 0 | 0 | 12
NO |  | 63 | 2012 | 1 | 35 | 35 |  | Conway | Panama 62264 | 230 | 0 | Steel Pole | 1.65 | 0 | 1 | 666 ACSR | 0 | 0 | 0 | 0 | 0 | 0 | 0 | 0 | 0 | 0 | 0 | 0 | 0 | 0 | 0 | 0 | 0 | 0 | 0 | 0 | 0 | 0 | 0 | 12
NO |  | 63 | 2012 | 2 | 2 | 2 |  | Carlyss to Div Ln | Sabine 62428 | 230 | 0 | Wood H Frame | 28.85 | 0 | 1 | 649 ACAR | 0 | 0 | 0 | 0 | 0 | 0 | 0 | 0 | 0 | 0 | 0 | 0 | 0 | 0 | 0 | 0 | 0 | 0 | 0 | 0 | 0 | 0 | 0 | 12
NO |  | 63 | 2012 | 2 | 3 | 3 |  | Pecan Gove | Graywood 62709 | 230 | 0 | Sng Concrete | 7.48 | 0 | 1 | 649 ACAR | 0 | 0 | 0 | 0 | 0 | 0 | 0 | 0 | 0 | 0 | 0 | 0 | 0 | 0 | 0 | 0 | 0 | 0 | 0 | 0 | 0 | 0 | 0 | 12
NO |  | 63 | 2012 | 2 | 4 | 4 |  | Willow Glen | Wintz 62718 | 230 | 0 | Wood H Frame | 2.13 | 0 | 1 | 649 ACAR | 0 | 0 | 0 | 0 | 0 | 0 | 0 | 0 | 0 | 0 | 0 | 0 | 0 | 0 | 0 | 0 | 0 | 0 | 0 | 0 | 0 | 0 | 0 | 12
NO |  | 63 | 2012 | 2 | 5 | 5 |  | St. Gabriel | ACC 62761 | 230 | 0 | Wood H Frame | 0.88 | 0 | 1 | 649 ACAR | 0 | 0 | 0 | 0 | 0 | 0 | 0 | 0 | 0 | 0 | 0 | 0 | 0 | 0 | 0 | 0 | 0 | 0 | 0 | 0 | 0 | 0 | 0 | 12
NO |  | 63 | 2012 | 2 | 6 | 6 |  | Meaux | Sellers Road 62842 | 230 | 0 | Steel Pole | 9.37 | 0 | 1 | 954 ACSR | 0 | 0 | 0 | 0 | 0 | 0 | 0 | 0 | 0 | 0 | 0 | 0 | 0 | 0 | 0 | 0 | 0 | 0 | 0 | 0 | 0 | 0 | 0 | 12
NO |  | 63 | 2012 | 2 | 7 | 7 |  | Addis | Air Liquide 62997 | 230 | 0 | Sng Concrete | 1.3 | 0 | 1 | 1780 ACSR | 0 | 0 | 0 | 0 | 0 | 0 | 0 | 0 | 0 | 0 | 0 | 0 | 0 | 0 | 0 | 0 | 0 | 0 | 0 | 0 | 0 | 0 | 0 | 12
NO |  | 63 | 2012 | 2 | 8 | 8 |  | 230kv Tie Lines |  | 230 | 0 | VARIOUS | 9.62 | 0 | 1 | VARIOUS | 0 | 0 | 0 | 0 | 0 | 0 | 0 | 0 | 0 | 0 | 0 | 0 | 0 | 0 | 0 | 0 | 0 | 0 | 0 | 0 | 0 | 0 | 0 | 12
NO |  | 63 | 2012 | 4 | 3 | 3 |  | Jennings | Bayou Cove 64204 | 138 | 0 | Wood H Frame | 5.15 | 0 | 1 | 1024 ACAR | 0 | 0 | 0 | 0 | 0 | 0 | 0 | 0 | 0 | 0 | 0 | 0 | 0 | 0 | 0 | 0 | 0 | 0 | 0 | 0 | 0 | 0 | 0 | 12
NO |  | 63 | 2012 | 4 | 4 | 4 |  | Bayou Cove | Richard 64258 | 138 | 0 | Wood H Frame | 22.6 | 0 | 1 | 336 ACSR | 0 | 0 | 0 | 0 | 0 | 0 | 0 | 0 | 0 | 0 | 0 | 0 | 0 | 0 | 0 | 0 | 0 | 0 | 0 | 0 | 0 | 0 | 0 | 12
NO |  | 63 | 2012 | 4 | 5 | 5 |  | Mossville | Nelson 64274 | 138 | 0 | Wood H Frame | 3.3 | 0 | 1 | 1033 AAC | 0 | 0 | 0 | 0 | 0 | 0 | 0 | 0 | 0 | 0 | 0 | 0 | 0 | 0 | 0 | 0 | 0 | 0 | 0 | 0 | 0 | 0 | 0 | 12
NO |  | 63 | 2012 | 4 | 6 | 6 |  | Champagne | East Opelousas 64287 | 138 | 0 | Wood H Frame | 5.47 | 0 | 1 | 336 ACSR | 0 | 0 | 0 | 0 | 0 | 0 | 0 | 0 | 0 | 0 | 0 | 0 | 0 | 0 | 0 | 0 | 0 | 0 | 0 | 0 | 0 | 0 | 0 | 12
NO |  | 63 | 2012 | 4 | 7 | 7 |  | Bloomfield | East Opelousas 64289 | 138 | 0 | Wood H Frame | 14.79 | 0 | 1 | 336 ACSR | 0 | 0 | 0 | 0 | 0 | 0 | 0 | 0 | 0 | 0 | 0 | 0 | 0 | 0 | 0 | 0 | 0 | 0 | 0 | 0 | 0 | 0 | 0 | 12
NO |  | 63 | 2012 | 4 | 8 | 8 |  | Carlyss | Nelson 64616 | 138 | 0 | Wood H Frame | 9.44 | 0 | 1 | 954 ACSR | 0 | 0 | 0 | 0 | 0 | 0 | 0 | 0 | 0 | 0 | 0 | 0 | 0 | 0 | 0 | 0 | 0 | 0 | 0 | 0 | 0 | 0 | 0 | 12
NO |  | 63 | 2012 | 4 | 9 | 9 |  | Willow Glen | Alchem 64707 | 138 | 0 | Wood H Frame | 7.05 | 0 | 1 | 1033 AAC | 0 | 0 | 0 | 0 | 0 | 0 | 0 | 0 | 0 | 0 | 0 | 0 | 0 | 0 | 0 | 0 | 0 | 0 | 0 | 0 | 0 | 0 | 0 | 12
NO |  | 63 | 2012 | 4 | 10 | 10 |  | 138 kV Tie Lines |  | 138 | 0 | Various | 28.27 | 0 | 5 | VARIOUS | 0 | 0 | 0 | 0 | 0 | 0 | 0 | 0 | 0 | 0 | 0 | 0 | 0 | 0 | 0 | 0 | 0 | 0 | 0 | 0 | 0 | 0 | 0 | 12
SI/SI | A | 63 | 2012 | 4 | 14 | 14 |  |  | Total 115kv Lines | 115 | 0 | Wood H Frame | 8.85 | 0 | 0 | VARIOUS | 79448 | 737264 | 816712 | 0 | 0 | 0 | 20852.7861 | 0 | 0 | 0 | 0 | 0 | 0 | 0 | 0 | 0 | 0 | 0 | 0 | 0 | 0 | 0 | 0 | 12
NO |  | 63 | 2012 | 2 | 9 | 9 |  |  | Total 230kv Lines | 0 | 0 |  | 0 | 0 | 0 |  | 34164786 | 136218459 | 170383245 | 0 | 0 | 0 | 0 | 0 | 0 | 0 | 0 | 0 | 0 | 0 | 0 | 0 | 0 | 0 | 0 | 0 | 0 | 0 | 0 | 12
NO |  | 63 | 2012 | 4 | 11 | 11 |  |  | Total 138kv Lines | 0 | 0 |  | 0 | 0 | 0 |  | 9873141 | 91136875 | 101010016 | 0 | 0 | 0 | 0 | 0 | 0 | 0 | 0 | 0 | 0 | 0 | 0 | 0 | 0 | 0 | 0 | 0 | 0 | 0 | 0 | 12
SI/SI | A | 63 | 2012 | 4 | 17 | 17 |  |  | Total 69kv Lines | 69 | 0 |  | 685.39 | 159.01 | 0 | VARIOUS | 15407312 | 132810255 | 148217567 | 0 | 0 | 0 | 3784380.8072 | 0 | 0 | 0 | 0 | 0 | 0 | 0 | 0 | 0 | 0 | 0 | 0 | 0 | 0 | 0 | 0 | 12
NO |  | 63 | 2012 | 4 | 18 | 18 |  |  | Total Transmission | 0 | 0 |  | 0 | 0 | 0 |  | 0 | 0 | 0 | 5771521 | 3854192 | 4319231 | 13944944 | 0 | 0 | 0 | 0 | 0 | 0 | 0 | 0 | 0 | 0 | 0 | 0 | 0 | 0 | 0 | 0 | 12
NO |  | 182 | 2012 | 0 | 1 | 1 |  | Overton | Stillwell | 345 | 345 | h frame wp | 57.96 | 0 | 1 | 2-795MCM | 497314 | 6216152 | 6713466 | 0 | 0 | 0 | 0 | 0 | 0 | 0 | 0 | 0 | 0 | 0 | 0 | 0 | 0 | 0 | 0 | 0 | 0 | 0 | 0 | 12
NO |  | 182 | 2012 | 0 | 2 | 2 |  | Iatan Tap | Iatan | 345 | 345 | steel poles | 9.17 | 0 | 1 | 795MCM | 0 | 1794938 | 1794938 | 0 | 0 | 0 | 0 | 0 | 0 | 0 | 0 | 0 | 0 | 0 | 0 | 0 | 0 | 0 | 0 | 0 | 0 | 0 | 0 | 12
NO |  | 182 | 2012 | 0 | 3 | 3 |  | Camp Clark 161 Sub | Nevada 161 Sub | 161 | 161 | h frame wp | 15 | 0 | 1 | 795MCM | 231674 | 2122322 | 2353996 | 0 | 0 | 0 | 0 | 0 | 0 | 0 | 0 | 0 | 0 | 0 | 0 | 0 | 0 | 0 | 0 | 0 | 0 | 0 | 0 | 12
NO |  | 182 | 2012 | 0 | 4 | 4 |  | Archie Sub 026 | Adrian Sub 014 | 161 | 161 | h frame wp | 11.33 | 0 | 1 | 795MCM | 35776 | 1413890 | 1449666 | 0 | 0 | 0 | 0 | 0 | 0 | 0 | 0 | 0 | 0 | 0 | 0 | 0 | 0 | 0 | 0 | 0 | 0 | 0 | 0 | 12
NO |  | 182 | 2012 | 0 | 5 | 5 |  | Clinton Sub 824 | Sedalia West Sub 764 | 161 | 161 | h frame wp | 36.2 | 0 | 1 | 795MCM | 133442 | 3323300 | 3456742 | 0 | 0 | 0 | 0 | 0 | 0 | 0 | 0 | 0 | 0 | 0 | 0 | 0 | 0 | 0 | 0 | 0 | 0 | 0 | 0 | 12
NO |  | 182 | 2012 | 0 | 6 | 6 |  | Sedalia West Sub 764 | Overton Interc. | 161 | 161 | h frame wp | 43.05 | 0 | 1 | 795MCM | 75138 | 1826151 | 1901289 | 0 | 0 | 0 | 0 | 0 | 0 | 0 | 0 | 0 | 0 | 0 | 0 | 0 | 0 | 0 | 0 | 0 | 0 | 0 | 0 | 12
NO |  | 182 | 2012 | 0 | 7 | 7 |  | Sibley Plant Sub 820 | Western Electric Sub 912 | 161 | 161 | h frame wp | 28.76 | 0 | 1 | 795MCM | 1363771 | 8805348 | 10169119 | 0 | 0 | 0 | 0 | 0 | 0 | 0 | 0 | 0 | 0 | 0 | 0 | 0 | 0 | 0 | 0 | 0 | 0 | 0 | 0 | 12
NO |  | 182 | 2012 | 0 | 8 | 8 |  | Sibley Plant Sub 820 | Sibley 345 Sub 821 | 161 | 161 | h frame wp | 1.19 | 0 | 1 | 2-795MCM | 8422 | 158567 | 166989 | 0 | 0 | 0 | 0 | 0 | 0 | 0 | 0 | 0 | 0 | 0 | 0 | 0 | 0 | 0 | 0 | 0 | 0 | 0 | 0 | 12
NO |  | 182 | 2012 | 0 | 9 | 9 |  | Adrian Sub 014 | Nevada 161 Sub 555 | 161 | 161 | h frame wp | 37.68 | 0 | 1 | 795MCM | 159767 | 1202951 | 1362718 | 0 | 0 | 0 | 0 | 0 | 0 | 0 | 0 | 0 | 0 | 0 | 0 | 0 | 0 | 0 | 0 | 0 | 0 | 0 | 0 | 12
NO |  | 182 | 2012 | 0 | 10 | 10 |  | Nashua Sub 548 | Smithville 161 Sub 823 | 161 | 161 | h frame wp | 2.29 | 0 | 1 | 795MCM | 114566 | 286155 | 400721 | 0 | 0 | 0 | 0 | 0 | 0 | 0 | 0 | 0 | 0 | 0 | 0 | 0 | 0 | 0 | 0 | 0 | 0 | 0 | 0 | 12
NO |  | 182 | 2012 | 0 | 11 | 11 |  | Prairie Lee Sub 680 | Archie Jct Sub 026 | 161 | 161 | h frame wp | 30.27 | 0 | 1 | 795MCM | 507596 | 5112285 | 5619881 | 0 | 0 | 0 | 0 | 0 | 0 | 0 | 0 | 0 | 0 | 0 | 0 | 0 | 0 | 0 | 0 | 0 | 0 | 0 | 0 | 12
NO |  | 182 | 2012 | 0 | 12 | 12 |  | Sibley Plant Sub 820 | Nashua Sub 548 | 161 | 161 | h frame wp | 27.54 | 0 | 1 | 795MCM | 799327 | 1989856 | 2789183 | 0 | 0 | 0 | 0 | 0 | 0 | 0 | 0 | 0 | 0 | 0 | 0 | 0 | 0 | 0 | 0 | 0 | 0 | 0 | 0 | 12
NO |  | 182 | 2012 | 0 | 13 | 13 |  | Sedalia - Overton Line 008 | Sedalia E Sub 766 | 161 | 161 | h frame wp dc | 1.73 | 0 | 2 | 795MCM | 10182 | 219945 | 230127 | 0 | 0 | 0 | 0 | 0 | 0 | 0 | 0 | 0 | 0 | 0 | 0 | 0 | 0 | 0 | 0 | 0 | 0 | 0 | 0 | 12
NO |  | 182 | 2012 | 0 | 14 | 14 |  | Smithville Sub 823 | KCI Sub 370 | 161 | 161 | h frame wp | 9.94 | 0 | 1 | 795MCM | 315960 | 958809 | 1274769 | 0 | 0 | 0 | 0 | 0 | 0 | 0 | 0 | 0 | 0 | 0 | 0 | 0 | 0 | 0 | 0 | 0 | 0 | 0 | 0 | 12
NO |  | 182 | 2012 | 0 | 15 | 15 |  | KCI Sub 370 | Ferrelview 161 Sub 216 | 161 | 161 | singe wp | 4.61 | 0 | 1 | 795MCM | 346672 | 169208 | 515880 | 0 | 0 | 0 | 0 | 0 | 0 | 0 | 0 | 0 | 0 | 0 | 0 | 0 | 0 | 0 | 0 | 0 | 0 | 0 | 0 | 12
NO |  | 182 | 2012 | 0 | 16 | 16 |  | Raytown #1 Sub 702 | Blue Springs E Sub 064 | 161 | 161 | single wp | 12.01 | 0 | 1 | 795MCM | 504333 | 1340797 | 1845130 | 0 | 0 | 0 | 0 | 0 | 0 | 0 | 0 | 0 | 0 | 0 | 0 | 0 | 0 | 0 | 0 | 0 | 0 | 0 | 0 | 12
NO |  | 182 | 2012 | 0 | 17 | 17 |  | Belton South Sub 038 | South Harper Sub 826 | 161 | 161 | h frame sp | 9.09 | 0 | 1 | 2-795MCM | 69301 | 11278517 | 11347818 | 0 | 0 | 0 | 0 | 0 | 0 | 0 | 0 | 0 | 0 | 0 | 0 | 0 | 0 | 0 | 0 | 0 | 0 | 0 | 0 | 12
NO |  | 182 | 2012 | 0 | 18 | 18 |  | Oak Grove Sub 589 | Odessa Sub 591 | 161 | 161 | h frame wp | 10.33 | 0 | 1 | 795MCM | 173231 | 612853 | 786084 | 0 | 0 | 0 | 0 | 0 | 0 | 0 | 0 | 0 | 0 | 0 | 0 | 0 | 0 | 0 | 0 | 0 | 0 | 0 | 0 | 12
NO |  | 182 | 2012 | 0 | 19 | 19 |  | Blue Springs E Sub 064 | Oak Grove Sub 589 | 161 | 161 | singe wp | 6.65 | 0 | 1 | 795MCM | 94028 | 1575006 | 1669034 | 0 | 0 | 0 | 0 | 0 | 0 | 0 | 0 | 0 | 0 | 0 | 0 | 0 | 0 | 0 | 0 | 0 | 0 | 0 | 0 | 12
NO |  | 182 | 2012 | 0 | 20 | 20 |  | Greenwood E. C. Sub 284 | Greenwood E.C. | 161 | 161 | h frame wp | 0.32 | 0 | 1 | 477MCM | 0 | 43864 | 43864 | 0 | 0 | 0 | 0 | 0 | 0 | 0 | 0 | 0 | 0 | 0 | 0 | 0 | 0 | 0 | 0 | 0 | 0 | 0 | 0 | 12
NO |  | 182 | 2012 | 0 | 21 | 21 |  | Smithville - KCI Line 016 | Platte City 161 Sub 658 | 161 | 161 | h frame wp dc | 2.98 | 0 | 2 | 795MCM | 160172 | 280517 | 440689 | 0 | 0 | 0 | 0 | 0 | 0 | 0 | 0 | 0 | 0 | 0 | 0 | 0 | 0 | 0 | 0 | 0 | 0 | 0 | 0 | 12
NO |  | 182 | 2012 | 0 | 22 | 22 |  | Longview Rd. Sub 426 | Grandview E. Sub 267 | 161 | 161 | h frame wp | 6.02 | 0 | 1 | 795MCM | 61602 | 5388433 | 5450035 | 0 | 0 | 0 | 0 | 0 | 0 | 0 | 0 | 0 | 0 | 0 | 0 | 0 | 0 | 0 | 0 | 0 | 0 | 0 | 0 | 12
NO |  | 182 | 2012 | 0 | 23 | 23 |  | Grandview E Sub 267 | Martin City Sub 270 | 161 | 161 | single wp | 4.92 | 0 | 1 | 795MCM | 286734 | 1163500 | 1450234 | 0 | 0 | 0 | 0 | 0 | 0 | 0 | 0 | 0 | 0 | 0 | 0 | 0 | 0 | 0 | 0 | 0 | 0 | 0 | 0 | 12
NO |  | 182 | 2012 | 0 | 24 | 24 |  | Ferrelview Sub 216 | Roanridge Sub 740 | 161 | 161 | single wp | 7.07 | 0 | 1 | 795MCM | 54889 | 677563 | 732452 | 0 | 0 | 0 | 0 | 0 | 0 | 0 | 0 | 0 | 0 | 0 | 0 | 0 | 0 | 0 | 0 | 0 | 0 | 0 | 0 | 12
NO |  | 182 | 2012 | 0 | 25 | 25 |  | Platte City Sub 658 | KP&L Stranger Creek Sub | 161 | 161 | h frame wp | 18.03 | 0 | 1 | 1192MCM | 911496 | 2751499 | 3662995 | 0 | 0 | 0 | 0 | 0 | 0 | 0 | 0 | 0 | 0 | 0 | 0 | 0 | 0 | 0 | 0 | 0 | 0 | 0 | 0 | 12
NO |  | 182 | 2012 | 0 | 26 | 26 |  | Lexington Sub 440 | Odessa Sub 591 | 161 | 161 | single sp | 14.86 | 0 | 1 | 795MCM | 254247 | 2273534 | 2527781 | 0 | 0 | 0 | 0 | 0 | 0 | 0 | 0 | 0 | 0 | 0 | 0 | 0 | 0 | 0 | 0 | 0 | 0 | 0 | 0 | 12
NO |  | 182 | 2012 | 0 | 27 | 27 |  | Lexington 161 Sub 440 | Sibley Plant Sub 820 | 161 | 161 | h frame wp | 28.09 | 0 | 1 | 477MCM | 148332 | 1670975 | 1819307 | 0 | 0 | 0 | 0 | 0 | 0 | 0 | 0 | 0 | 0 | 0 | 0 | 0 | 0 | 0 | 0 | 0 | 0 | 0 | 0 | 12
NO |  | 182 | 2012 | 0 | 28 | 28 |  | Pleasant Hill 663 | Raytown #1 Sub 702 | 161 | 161 | h frame wp | 26.75 | 0 | 1 | 795MCM | 700665 | 6955509 | 7656174 | 0 | 0 | 0 | 0 | 0 | 0 | 0 | 0 | 0 | 0 | 0 | 0 | 0 | 0 | 0 | 0 | 0 | 0 | 0 | 0 | 12
NO |  | 182 | 2012 | 0 | 29 | 29 |  | Western Electric Jct. | Western Electric Sub 912 | 161 | 161 | single wp | 2.01 | 0 | 1 | 795MCM | 17379 | 167205 | 184584 | 0 | 0 | 0 | 0 | 0 | 0 | 0 | 0 | 0 | 0 | 0 | 0 | 0 | 0 | 0 | 0 | 0 | 0 | 0 | 0 | 12
NO |  | 182 | 2012 | 0 | 30 | 30 |  | Odessa Sub 591 | Warrensburg East Sub 890 | 161 | 161 | h frame sp | 26 | 0 | 1 | 795MCM | 345649 | 5582079 | 5927728 | 0 | 0 | 0 | 0 | 0 | 0 | 0 | 0 | 0 | 0 | 0 | 0 | 0 | 0 | 0 | 0 | 0 | 0 | 0 | 0 | 12
NO |  | 182 | 2012 | 0 | 31 | 31 |  | Sedalia West Sub 764-WAFB | Warrensburg East Sub 890 | 161 | 161 | single dc sp | 27.64 | 0 | 1 | 795MCM | 47349 | 6573111 | 6620460 | 0 | 0 | 0 | 0 | 0 | 0 | 0 | 0 | 0 | 0 | 0 | 0 | 0 | 0 | 0 | 0 | 0 | 0 | 0 | 0 | 12
NO |  | 182 | 2012 | 0 | 32 | 32 |  | Belton South Sub 038 | Martin City Sub 270 | 161 | 161 | single sp | 9.54 | 0 | 1 | 795MCM | 1670763 | 6466805 | 8137568 | 0 | 0 | 0 | 0 | 0 | 0 | 0 | 0 | 0 | 0 | 0 | 0 | 0 | 0 | 0 | 0 | 0 | 0 | 0 | 0 | 12
NO |  | 182 | 2012 | 1 | 2 | 2 |  | 69,000 volt lines |  | 69 | 69 | single dc sp | 0 | 35.2 | 0 |  | 0 | 0 | 0 | 0 | 0 | 0 | 0 | 0 | 0 | 0 | 0 | 0 | 0 | 0 | 0 | 0 | 0 | 0 | 0 | 0 | 0 | 0 | 0 | 12
NO |  | 182 | 2012 | 1 | 3 | 3 |  | Interconnected Co. System |  | 69 | 161 | h frame wp | 136.6 | 6.47 | 0 |  | 1226594 | 30064099 | 31290693 | 0 | 0 | 0 | 0 | 0 | 0 | 0 | 0 | 0 | 0 | 0 | 0 | 0 | 0 | 0 | 0 | 0 | 0 | 0 | 0 | 12
NO |  | 182 | 2012 | 1 | 4 | 4 |  |  |  | 69 | 69 | all wp H&S | 307.53 | 2.49 | 0 |  | 0 | 0 | 0 | 0 | 0 | 0 | 0 | 0 | 0 | 0 | 0 | 0 | 0 | 0 | 0 | 0 | 0 | 0 | 0 | 0 | 0 | 0 | 0 | 12
NO |  | 182 | 2012 | 1 | 7 | 7 |  | 34,500 volt lines |  | 34.5 | 69 | all wp H&S | 82 | 0 | 0 |  | 0 | 0 | 0 | 0 | 0 | 0 | 0 | 0 | 0 | 0 | 0 | 0 | 0 | 0 | 0 | 0 | 0 | 0 | 0 | 0 | 0 | 0 | 0 | 12
SI/SI | A | 182 | 2012 | 1 | 8 | 8 |  | Interconnected Co. System |  | 34.5 | 34.5 | all wp H&S | 202.27 | 0 | 0 |  | 438476 | 15726058 | 16164534 | 0 | 0 | 0 | 171689.246 | 0 | 0 | 0 | 0 | 0 | 0 | 0 | 0 | 0 | 0 | 0 | 0 | 0 | 0 | 0 | 0 | 12
NO |  | 182 | 2012 | 1 | 9 | 9 |  | Transmission Line Expenses |  | 0 | 0 |  | 0 | 0 | 0 |  | 0 | 0 | 0 | 0 | 0 | 0 | 0 | 0 | 0 | 0 | 0 | 0 | 0 | 0 | 0 | 0 | 0 | 0 | 0 | 0 | 0 | 0 | 0 | 12
NO |  | 182 | 2012 | 1 | 10 | 10 |  | Overhead |  | 0 | 0 |  | 0 | 0 | 0 |  | 0 | 0 | 0 | 66071 | 930352 | 13585 | 1010008 | 0 | 0 | 0 | 0 | 0 | 0 | 0 | 0 | 0 | 0 | 0 | 0 | 0 | 0 | 0 | 0 | 12
NO |  | 182 | 2012 | 2 | 1 | 1 |  | MPS Total |  | 0 | 0 |  | 1278.96 | 44.16 | 36 |  | 12317220 | 141582802 | 153900022 | 66071 | 930352 | 13585 | 1010008 | 0 | 0 | 0 | 0 | 0 | 0 | 0 | 0 | 0 | 0 | 0 | 0 | 0 | 0 | 0 | 0 | 12
NO |  | 182 | 2012 | 2 | 2 | 2 |  | Edgerton, MO | NE State Line | 345 | 345 | H-Frame W | 62.34 | 0 | 1 | 2-795 ACSR | 79966 | 4493931 | 4573897 | 0 | 0 | 0 | 0 | 0 | 0 | 0 | 0 | 0 | 0 | 0 | 0 | 0 | 0 | 0 | 0 | 0 | 0 | 0 | 0 | 12
NO |  | 182 | 2012 | 2 | 3 | 3 |  | Iatan, S.E.S. | St. Joseph Sub | 345 | 345 | H-Frame W | 31.65 | 0 | 1 | 2-795 ACSR | 1055746 | 2233489 | 3289235 | 0 | 0 | 0 | 0 | 0 | 0 | 0 | 0 | 0 | 0 | 0 | 0 | 0 | 0 | 0 | 0 | 0 | 0 | 0 | 0 | 12
NO |  | 182 | 2012 | 2 | 4 | 4 |  | Lake Road | Iowa State Line | 161 | 161 | H-Frame W | 71.72 | 1.6 | 1 | 1192.5 ACSR | 451794 | 8494299 | 8946093 | 0 | 0 | 0 | 0 | 0 | 0 | 0 | 0 | 0 | 0 | 0 | 0 | 0 | 0 | 0 | 0 | 0 | 0 | 0 | 0 | 12
NO |  | 182 | 2012 | 2 | 5 | 5 |  | St. Joseph | Cook Sub | 161 | 161 | Sgl Pole W | 4.6 | 0 | 1 | 1192.5 ACSR | 26798 | 571262 | 598060 | 0 | 0 | 0 | 0 | 0 | 0 | 0 | 0 | 0 | 0 | 0 | 0 | 0 | 0 | 0 | 0 | 0 | 0 | 0 | 0 | 12
NO |  | 182 | 2012 | 2 | 6 | 6 |  | Cook | Lake Road Sub | 161 | 161 | Sgl Pole W | 6.76 | 0 | 1 | 1192.5 ACSR | 9355 | 958503 | 967858 | 0 | 0 | 0 | 0 | 0 | 0 | 0 | 0 | 0 | 0 | 0 | 0 | 0 | 0 | 0 | 0 | 0 | 0 | 0 | 0 | 12
NO |  | 182 | 2012 | 2 | 7 | 7 |  | KCP&L Tie | Lake Road Sub | 161 | 161 | H-Frame W | 1.32 | 0 | 1 | 397.5 ACSR | 3901 | 539399 | 543300 | 0 | 0 | 0 | 0 | 0 | 0 | 0 | 0 | 0 | 0 | 0 | 0 | 0 | 0 | 0 | 0 | 0 | 0 | 0 | 0 | 12
NO |  | 182 | 2012 | 2 | 8 | 8 |  | Maryville 161 Sub | N.W. Coop Sub | 161 | 161 | Sgl Pole W | 0.48 | 0 | 1 | 795 ACSR | 27 | 1976221 | 1976248 | 0 | 0 | 0 | 0 | 0 | 0 | 0 | 0 | 0 | 0 | 0 | 0 | 0 | 0 | 0 | 0 | 0 | 0 | 0 | 0 | 12
NO |  | 182 | 2012 | 2 | 9 | 9 |  | Alabama | Nashua | 161 | 161 | H-Frame W | 14.83 | 0 | 1 | VARIOUS | 32190 | 574166 | 606356 | 0 | 0 | 0 | 0 | 0 | 0 | 0 | 0 | 0 | 0 | 0 | 0 | 0 | 0 | 0 | 0 | 0 | 0 | 0 | 0 | 12
SI/SI | A | 182 | 2012 | 2 | 10 | 10 |  | Edmond Street | Maryville Sub | 69 | 69 | Sgl Pole W | 44.88 | 0.43 | 1 | VARIOUS | 208935 | 2250484 | 2459419 | 0 | 0 | 0 | 26122.3611 | 0 | 0 | 0 | 0 | 0 | 0 | 0 | 0 | 0 | 0 | 0 | 0 | 0 | 0 | 0 | 0 | 12
SI/SI | A | 182 | 2012 | 2 | 11 | 11 |  | Hwy 71 Tap | Brown's Curve | 69 | 69 | Sgl Pole W | 14.35 | 0 | 1 | 3/0 ACSR | 7669 | 857233 | 864902 | 0 | 0 | 0 | 9186.4308 | 0 | 0 | 0 | 0 | 0 | 0 | 0 | 0 | 0 | 0 | 0 | 0 | 0 | 0 | 0 | 0 | 12
SI/SI | A | 182 | 2012 | 2 | 12 | 12 |  | Tarkio | Maryville Sub | 69 | 69 | Sgl Pole W | 32 | 0 | 1 | 3/0 ACSR | 14746 | 1771998 | 1786744 | 0 | 0 | 0 | 18977.6414 | 0 | 0 | 0 | 0 | 0 | 0 | 0 | 0 | 0 | 0 | 0 | 0 | 0 | 0 | 0 | 0 | 12
SI/SI | A | 182 | 2012 | 2 | 13 | 13 |  | Fillmore St. | Maryville Sub | 69 | 69 | Sgl Pole W | 1.72 | 0 | 1 | 3/0 ACSR | 2112 | 95980 | 98092 | 0 | 0 | 0 | 1041.8699 | 0 | 0 | 0 | 0 | 0 | 0 | 0 | 0 | 0 | 0 | 0 | 0 | 0 | 0 | 0 | 0 | 12
SI/SI | A | 182 | 2012 | 2 | 14 | 14 |  | American Oil Sub | Hwy 71 Tap | 69 | 69 | Sgl Pole W | 0.46 | 0 | 1 | 397.5 ACSR | 0 | 28575 | 28575 | 0 | 0 | 0 | 303.5052 | 0 | 0 | 0 | 0 | 0 | 0 | 0 | 0 | 0 | 0 | 0 | 0 | 0 | 0 | 0 | 0 | 12
SI/SI | A | 182 | 2012 | 2 | 15 | 15 |  | Fillmore St. Sub | Maryville Tap | 69 | 69 | Sgl Pole W | 1.18 | 0 | 1 | VARIOUS | 801 | 53001 | 53802 | 0 | 0 | 0 | 571.4501 | 0 | 0 | 0 | 0 | 0 | 0 | 0 | 0 | 0 | 0 | 0 | 0 | 0 | 0 | 0 | 0 | 12
SI/SI | A | 182 | 2012 | 2 | 16 | 16 |  | Brown's Curve | Craig | 69 | 69 | Sgl Pole W | 14.38 | 0 | 1 | 3/0 ACSR | 3878 | 692601 | 696479 | 0 | 0 | 0 | 7397.5504 | 0 | 0 | 0 | 0 | 0 | 0 | 0 | 0 | 0 | 0 | 0 | 0 | 0 | 0 | 0 | 0 | 12
SI/SI | A | 182 | 2012 | 2 | 17 | 17 |  | Midway Sub | Hwy 71 Tap | 69 | 69 | Sgl Pole W | 0.53 | 0 | 1 | 397.5 ACSR | 0 | 23755 | 23755 | 0 | 0 | 0 | 252.3103 | 0 | 0 | 0 | 0 | 0 | 0 | 0 | 0 | 0 | 0 | 0 | 0 | 0 | 0 | 0 | 0 | 12
SI/SI | A | 182 | 2012 | 2 | 18 | 18 |  | Craig | Tarkio | 69 | 69 | Sgl Pole W | 17.67 | 0 | 1 | 3/0 ACSR | 9545 | 821337 | 830882 | 0 | 0 | 0 | 8825.0923 | 0 | 0 | 0 | 0 | 0 | 0 | 0 | 0 | 0 | 0 | 0 | 0 | 0 | 0 | 0 | 0 | 12
SI/SI | A | 182 | 2012 | 2 | 19 | 19 |  | Midway Sub | American Oil | 69 | 69 | Sgl Pole W | 0.05 | 0 | 1 | 397.5 ACSR | 0 | 1583 | 1583 | 0 | 0 | 0 | 16.8136 | 0 | 0 | 0 | 0 | 0 | 0 | 0 | 0 | 0 | 0 | 0 | 0 | 0 | 0 | 0 | 0 | 12
NO |  | 182 | 2012 | 2 | 20 | 20 |  | Midway Tap | Midway Sub | 161 | 161 | Sgl Pole W | 3.7 | 0 | 1 | 397.5 ACSR | 66485 | 321040 | 387525 | 0 | 0 | 0 | 0 | 0 | 0 | 0 | 0 | 0 | 0 | 0 | 0 | 0 | 0 | 0 | 0 | 0 | 0 | 0 | 0 | 12
NO |  | 182 | 2012 | 0 | 36 | 36 |  | TOTAL |  | 0 | 0 |  | 1603.58 | 46.19 | 55 |  | 14291168 | 168341659 | 182632827 | 110114 | 1592791 | 236903 | 1939808 | 0 | 0 | 0 | 0 | 0 | 0 | 0 | 0 | 0 | 0 | 0 | 0 | 0 | 0 | 0 | 0 | 12
NO |  | 182 | 2012 | 0 | 33 | 33 |  | Smithville | Pope Lane | 161 | 161 | single sp | 5 | 0 | 1 | 795MCM | 408847 | 4389357 | 4798204 | 0 | 0 | 0 | 0 | 0 | 0 | 0 | 0 | 0 | 0 | 0 | 0 | 0 | 0 | 0 | 0 | 0 | 0 | 0 | 0 | 12
NO |  | 182 | 2012 | 0 | 34 | 34 |  | Alabama | Nashua | 161 | 161 | h frame sp | 16.31 | 0 | 1 | VARIOUS | 143526 | 1001644 | 1145170 | 0 | 0 | 0 | 0 | 0 | 0 | 0 | 0 | 0 | 0 | 0 | 0 | 0 | 0 | 0 | 0 | 0 | 0 | 0 | 0 | 12
NO |  | 182 | 2012 | 1 | 5 | 5 |  |  |  | 69 | 69 | underground | 0.22 | 0 | 0 |  | 0 | 0 | 0 | 0 | 0 | 0 | 0 | 0 | 0 | 0 | 0 | 0 | 0 | 0 | 0 | 0 | 0 | 0 | 0 | 0 | 0 | 0 | 0 | 12
NO |  | 182 | 2012 | 1 | 11 | 11 |  | Underground |  | 0 | 0 |  | 0 | 0 | 0 |  | 0 | 0 | 0 | 0 | 0 | 0 | 0 | 0 | 0 | 0 | 0 | 0 | 0 | 0 | 0 | 0 | 0 | 0 | 0 | 0 | 0 | 0 | 0 | 12
NO |  | 182 | 2012 | 2 | 33 | 33 |  | SJLP Total |  | 0 | 0 |  | 324.62 | 2.03 | 19 |  | 1973948 | 26758857 | 28732805 | 44043 | 662439 | 223318 | 929800 | 0 | 0 | 0 | 0 | 0 | 0 | 0 | 0 | 0 | 0 | 0 | 0 | 0 | 0 | 0 | 0 | 12
NO |  | 182 | 2012 | 2 | 21 | 21 |  | Transmission Line Expenses |  | 0 | 0 |  | 0 | 0 | 0 |  | 0 | 0 | 0 | 0 | 0 | 0 | 0 | 0 | 0 | 0 | 0 | 0 | 0 | 0 | 0 | 0 | 0 | 0 | 0 | 0 | 0 | 0 | 0 | 12
NO |  | 182 | 2012 | 2 | 22 | 22 |  | Overhead |  | 0 | 0 |  | 0 | 0 | 0 |  | 0 | 0 | 0 | 44043 | 662291 | 223318 | 929652 | 0 | 0 | 0 | 0 | 0 | 0 | 0 | 0 | 0 | 0 | 0 | 0 | 0 | 0 | 0 | 0 | 12
NO |  | 182 | 2012 | 2 | 23 | 23 |  | Underground |  | 0 | 0 |  | 0 | 0 | 0 |  | 0 | 0 | 0 | 0 | 148 | 0 | 148 | 0 | 0 | 0 | 0 | 0 | 0 | 0 | 0 | 0 | 0 | 0 | 0 | 0 | 0 | 0 | 0 | 12
NO |  | 194 | 2012 | 0 | 36 | 36 |  | TOTAL |  | 0 | 0 |  | 0 | 0 | 0 |  | 0 | 0 | 0 | 0 | 0 | 0 | 0 | 0 | 0 | 0 | 0 | 0 | 0 | 0 | 0 | 0 | 0 | 0 | 0 | 0 | 0 | 0 | 0 | 12
NO |  | 155 | 2012 | 0 | 1 | 1 |  | Miguel | Imperial Valley | 500 | 500 | 3 | 83.5 | 0 | 1 | 2-2156 ACSR | 0 | 0 | 0 | 0 | 0 | 0 | 0 | 0 | 0 | 0 | 0 | 0 | 0 | 0 | 0 | 0 | 0 | 0 | 0 | 0 | 0 | 0 | 0 | 12
NO |  | 155 | 2012 | 0 | 2 | 2 |  | Imperial Valley |  | 500 | 500 | 3 | 51.5 | 0 | 1 | 2-2156 ACSR | 0 | 0 | 0 | 0 | 0 | 0 | 0 | 0 | 0 | 0 | 0 | 0 | 621550118 | 0 | 0 | 0 | 0 | 0 | 0 | 0 | 0 | 0 | 0 | 12
NO |  | 155 | 2012 | 0 | 3 | 3 |  |  | North Gila | 500 | 500 | 1S | 24 | 0 | 1 | 2-2156 ACSR | 0 | 0 | 0 | 0 | 0 | 0 | 0 | 0 | 0 | 0 | 0 | 0 | 621550119 | 0 | 0 | 0 | 0 | 0 | 0 | 0 | 0 | 0 | 0 | 12
NO |  | 155 | 2012 | 0 | 4 | 4 |  | North Gila | Palo Verde | 500 | 500 | 3 | 120 | 0 | 1 | 2-2156 ACSR | 0 | 0 | 0 | 0 | 0 | 0 | 0 | 0 | 0 | 0 | 0 | 0 | 621550120 | 0 | 0 | 0 | 0 | 0 | 0 | 0 | 0 | 0 | 0 | 12
NO |  | 155 | 2012 | 0 | 5 | 5 |  | Suncrest | Ocotillo Switchyard | 500 | 500 | 3 | 67.46 | 0 | 1 | 3-1033.5 ACSR | 0 | 0 | 0 | 0 | 0 | 0 | 0 | 0 | 0 | 0 | 0 | 0 | 0 | 0 | 0 | 0 | 0 | 0 | 0 | 0 | 0 | 0 | 0 | 12
NO |  | 155 | 2012 | 0 | 6 | 6 |  | Ocotillo Switchyard | Imperial Valley | 500 | 500 | 3 | 21.6 | 0 | 1 | 3-1033.5 ACSR | 0 | 0 | 0 | 0 | 0 | 0 | 0 | 0 | 0 | 0 | 0 | 0 | 0 | 0 | 0 | 0 | 0 | 0 | 0 | 0 | 0 | 0 | 0 | 12
NO |  | 155 | 2012 | 0 | 7 | 7 |  | Ocotillo Switchyard | Ocotillo Express Sub | 500 | 500 | 3 | 0.06 | 0 | 1 | 2-1590 ACSR | 0 | 0 | 0 | 0 | 0 | 0 | 0 | 0 | 0 | 0 | 0 | 0 | 0 | 0 | 0 | 0 | 0 | 0 | 0 | 0 | 0 | 0 | 0 | 12
NO |  | 155 | 2012 | 0 | 8 | 8 |  | TOTAL 500K LENGTH |  | 0 | 0 |  | 368.12 | 0 | 7 |  | 0 | 0 | 0 | 0 | 0 | 0 | 0 | 0 | 0 | 0 | 0 | 0 | 0 | 0 | 0 | 0 | 0 | 0 | 0 | 0 | 0 | 0 | 0 | 12
NO |  | 155 | 2012 | 0 | 10 | 10 |  | San Luis Rey Tap |  | 230 | 230 | 3 | 0 | 5.29 | 2 | 1033.5 ACSR | 0 | 0 | 0 | 0 | 0 | 0 | 0 | 0 | 0 | 0 | 0 | 0 | 0 | 0 | 0 | 0 | 0 | 0 | 0 | 0 | 0 | 0 | 0 | 12
NO |  | 155 | 2012 | 0 | 11 | 11 |  |  |  | 230 | 230 | 3 | 26.45 | 0 | 2 | 1033.5 ACSR | 0 | 0 | 0 | 0 | 0 | 0 | 0 | 0 | 0 | 0 | 0 | 0 | 0 | 0 | 0 | 0 | 0 | 0 | 0 | 0 | 0 | 0 | 0 | 12
NO |  | 155 | 2012 | 0 | 12 | 12 |  |  | Mission | 230 | 230 | 2W | 3.26 | 0 | 1 | 1033.5 ACSR | 0 | 0 | 0 | 0 | 0 | 0 | 0 | 0 | 0 | 0 | 0 | 0 | 0 | 0 | 0 | 0 | 0 | 0 | 0 | 0 | 0 | 0 | 0 | 12
NO |  | 155 | 2012 | 0 | 13 | 13 |  | San Luis Rey |  | 230 | 230 | 3 | 0.11 | 0 | 1 | 1033.5 ACSR | 0 | 0 | 0 | 0 | 0 | 0 | 0 | 0 | 0 | 0 | 0 | 0 | 0 | 0 | 0 | 0 | 0 | 0 | 0 | 0 | 0 | 0 | 0 | 12
NO |  | 155 | 2012 | 0 | 14 | 14 |  |  |  | 230 | 230 | 2S | 0.49 | 0 | 2 | 2-1033.5 ACSR | 0 | 0 | 0 | 0 | 0 | 0 | 0 | 0 | 0 | 0 | 0 | 0 | 0 | 0 | 0 | 0 | 0 | 0 | 0 | 0 | 0 | 0 | 0 | 12
NO |  | 155 | 2012 | 0 | 15 | 15 |  |  |  | 230 | 230 | 2W | 1 | 0 | 1 | 1033.5 ACSR | 0 | 0 | 0 | 0 | 0 | 0 | 0 | 0 | 0 | 0 | 0 | 0 | 0 | 0 | 0 | 0 | 0 | 0 | 0 | 0 | 0 | 0 | 0 | 12
NO |  | 155 | 2012 | 0 | 16 | 16 |  |  | San Onofre | 230 | 230 | 3 | 16.26 | 0 | 2 | 1033.5 ACSR | 0 | 0 | 0 | 0 | 0 | 0 | 0 | 0 | 0 | 0 | 0 | 0 | 0 | 0 | 0 | 0 | 0 | 0 | 0 | 0 | 0 | 0 | 0 | 12
NO |  | 155 | 2012 | 0 | 17 | 17 |  | San Luis Rey |  | 230 | 230 | 3 | 5.75 | 0 | 1 | 2-1033.5 ACSR | 0 | 0 | 0 | 0 | 0 | 0 | 0 | 0 | 0 | 0 | 0 | 0 | 0 | 0 | 0 | 0 | 0 | 0 | 0 | 0 | 0 | 0 | 0 | 12
NO |  | 155 | 2012 | 0 | 18 | 18 |  |  | Encina | 230 | 230 | 3 | 1.47 | 0 | 1 | 2-1109 ACAR | 0 | 0 | 0 | 0 | 0 | 0 | 0 | 0 | 0 | 0 | 0 | 0 | 0 | 0 | 0 | 0 | 0 | 0 | 0 | 0 | 0 | 0 | 0 | 12
NO |  | 155 | 2012 | 0 | 19 | 19 |  | San Luis Rey |  | 230 | 230 | 2W | 2.34 | 0 | 1 | 1033.5 ACSR | 0 | 0 | 0 | 0 | 0 | 0 | 0 | 0 | 0 | 0 | 0 | 0 | 0 | 0 | 0 | 0 | 0 | 0 | 0 | 0 | 0 | 0 | 0 | 12
NO |  | 155 | 2012 | 0 | 20 | 20 |  |  |  | 230 | 230 | 3 | 0 | 26.58 | 2 | 1033.5 ACSR | 0 | 0 | 0 | 0 | 0 | 0 | 0 | 0 | 0 | 0 | 0 | 0 | 0 | 0 | 0 | 0 | 0 | 0 | 0 | 0 | 0 | 0 | 0 | 12
NO |  | 155 | 2012 | 0 | 21 | 21 |  |  | Mission | 230 | 230 | 2W | 0 | 3.26 | 1 | 1033.5 ACR | 0 | 0 | 0 | 0 | 0 | 0 | 0 | 0 | 0 | 0 | 0 | 0 | 0 | 0 | 0 | 0 | 0 | 0 | 0 | 0 | 0 | 0 | 0 | 12
NO |  | 155 | 2012 | 0 | 22 | 22 |  | San Luis Rey | San Onofre | 230 | 230 | 3 | 18.12 | 0 | 2 | 1033.5 ACSR | 0 | 0 | 0 | 0 | 0 | 0 | 0 | 0 | 0 | 0 | 0 | 0 | 0 | 0 | 0 | 0 | 0 | 0 | 0 | 0 | 0 | 0 | 0 | 12
NO |  | 155 | 2012 | 0 | 23 | 23 |  | San Onofre |  | 230 | 230 | 2S | 0.47 | 0 | 2 | 2-1033.5 ACSR | 0 | 0 | 0 | 0 | 0 | 0 | 0 | 0 | 0 | 0 | 0 | 0 | 0 | 0 | 0 | 0 | 0 | 0 | 0 | 0 | 0 | 0 | 0 | 12
NO |  | 155 | 2012 | 0 | 24 | 24 |  |  |  | 230 | 230 | 3 | 6 | 0 | 2 | 1033.5 ACSR | 0 | 0 | 0 | 0 | 0 | 0 | 0 | 0 | 0 | 0 | 0 | 0 | 0 | 0 | 0 | 0 | 0 | 0 | 0 | 0 | 0 | 0 | 0 | 12
NO |  | 155 | 2012 | 0 | 36 | 36 |  | TOTAL |  | 0 | 0 |  | 1685.93 | 386.52 | 400 |  | 146489225 | 2146040940 | 2292530165 | 17824294 | 12121457 | 1024079 | 30969830 | 0 | 0 | 0 | 0 | 0 | 0 | 0 | 0 | 0 | 0 | 0 | 0 | 0 | 0 | 0 | 0 | 12
NO |  | 155 | 2012 | 0 | 25 | 25 |  |  | Talega | 230 | 230 | 3 | 0.43 | 0 | 1 | 2-1033.5 ACSR | 0 | 0 | 0 | 0 | 0 | 0 | 0 | 0 | 0 | 0 | 0 | 0 | 0 | 0 | 0 | 0 | 0 | 0 | 0 | 0 | 0 | 0 | 0 | 12
NO |  | 155 | 2012 | 0 | 26 | 26 |  | San Onofre |  | 230 | 230 | 3 | 0 | 16.82 | 2 | 2-1033.5 ACSR | 0 | 0 | 0 | 0 | 0 | 0 | 0 | 0 | 0 | 0 | 0 | 0 | 0 | 0 | 0 | 0 | 0 | 0 | 0 | 0 | 0 | 0 | 0 | 12
NO |  | 155 | 2012 | 0 | 27 | 27 |  |  |  | 230 | 230 | 2W | 0.78 | 0 | 1 | 1033.5 ACSR | 0 | 0 | 0 | 0 | 0 | 0 | 0 | 0 | 0 | 0 | 0 | 0 | 0 | 0 | 0 | 0 | 0 | 0 | 0 | 0 | 0 | 0 | 0 | 12
NO |  | 155 | 2012 | 0 | 28 | 28 |  |  |  | 230 | 230 | 1S | 0.63 | 0 | 2 | 1033.5 ACSR | 0 | 0 | 0 | 0 | 0 | 0 | 0 | 0 | 0 | 0 | 0 | 0 | 0 | 0 | 0 | 0 | 0 | 0 | 0 | 0 | 0 | 0 | 0 | 12
NO |  | 155 | 2012 | 0 | 29 | 29 |  |  | Encina | 230 | 230 | 3 | 0 | 1.9 | 2 | 1033.5 ACSR | 0 | 0 | 0 | 0 | 0 | 0 | 0 | 0 | 0 | 0 | 0 | 0 | 0 | 0 | 0 | 0 | 0 | 0 | 0 | 0 | 0 | 0 | 0 | 12
NO |  | 155 | 2012 | 0 | 30 | 30 |  | Encina | Encina Hub | 230 | 230 | 1S | 0 | 1.44 | 2 | 2-1109 ACAR | 0 | 0 | 0 | 0 | 0 | 0 | 0 | 0 | 0 | 0 | 0 | 0 | 0 | 0 | 0 | 0 | 0 | 0 | 0 | 0 | 0 | 0 | 0 | 12
NO |  | 155 | 2012 | 0 | 31 | 31 |  | Encina Hub | San Luis Rey | 230 | 230 | 3 | 0 | 5.87 | 2 | 2-1033.5 ACSR | 0 | 0 | 0 | 0 | 0 | 0 | 0 | 0 | 0 | 0 | 0 | 0 | 0 | 0 | 0 | 0 | 0 | 0 | 0 | 0 | 0 | 0 | 0 | 12
NO |  | 155 | 2012 | 0 | 32 | 32 |  | Encina Hub |  | 230 | 230 | 1S,3 | 0 | 0.73 | 2 | 2-1109 ACAR | 0 | 0 | 0 | 0 | 0 | 0 | 0 | 0 | 0 | 0 | 0 | 0 | 0 | 0 | 0 | 0 | 0 | 0 | 0 | 0 | 0 | 0 | 0 | 12
NO |  | 155 | 2012 | 0 | 33 | 33 |  |  |  | 230 | 230 | 1S | 0 | 0.06 | 2 | 2-1109 ACR | 0 | 0 | 0 | 0 | 0 | 0 | 0 | 0 | 0 | 0 | 0 | 0 | 0 | 0 | 0 | 0 | 0 | 0 | 0 | 0 | 0 | 0 | 0 | 12
NO |  | 155 | 2012 | 0 | 34 | 34 |  |  |  | 230 | 230 | 3 | 0 | 0.9 | 2 | 2-1109 ACAR | 0 | 0 | 0 | 0 | 0 | 0 | 0 | 0 | 0 | 0 | 0 | 0 | 0 | 0 | 0 | 0 | 0 | 0 | 0 | 0 | 0 | 0 | 0 | 12
NO |  | 155 | 2012 | 0 | 35 | 35 |  |  |  | 230 | 230 | 3 | 0 | 5.96 | 2 | 2-1109 ACAR | 0 | 0 | 0 | 0 | 0 | 0 | 0 | 0 | 0 | 0 | 0 | 0 | 0 | 0 | 0 | 0 | 0 | 0 | 0 | 0 | 0 | 0 | 0 | 12
NO |  | 155 | 2012 | 1 | 1 | 1 |  |  | Palomar | 230 | 230 | 1S | 0 | 0.8 | 2 | 2-900 ACSS | 0 | 0 | 0 | 0 | 0 | 0 | 0 | 0 | 0 | 0 | 0 | 0 | 0 | 0 | 0 | 0 | 0 | 0 | 0 | 0 | 0 | 0 | 0 | 12
NO |  | 155 | 2012 | 1 | 2 | 2 |  | Encina |  | 230 | 230 | 1S | 0 | 1.44 | 2 | 2-1109 ACAR | 0 | 0 | 0 | 0 | 0 | 0 | 0 | 0 | 0 | 0 | 0 | 0 | 0 | 0 | 0 | 0 | 0 | 0 | 0 | 0 | 0 | 0 | 0 | 12
NO |  | 155 | 2012 | 1 | 3 | 3 |  |  |  | 230 | 230 | 3 | 0 | 1 | 1 | 2-1109 ACAR | 0 | 0 | 0 | 0 | 0 | 0 | 0 | 0 | 0 | 0 | 0 | 0 | 0 | 0 | 0 | 0 | 0 | 0 | 0 | 0 | 0 | 0 | 0 | 12
NO |  | 155 | 2012 | 1 | 4 | 4 |  |  |  | 230 | 230 | 3 | 0 | 3.43 | 2 | 2-1109 ACAR | 0 | 0 | 0 | 0 | 0 | 0 | 0 | 0 | 0 | 0 | 0 | 0 | 0 | 0 | 0 | 0 | 0 | 0 | 0 | 0 | 0 | 0 | 0 | 12
NO |  | 155 | 2012 | 1 | 5 | 5 |  |  |  | 230 | 230 | 1S | 0 | 10.34 | 2 | 2-1109 ACAR | 0 | 0 | 0 | 0 | 0 | 0 | 0 | 0 | 0 | 0 | 0 | 0 | 0 | 0 | 0 | 0 | 0 | 0 | 0 | 0 | 0 | 0 | 0 | 12
NO |  | 155 | 2012 | 1 | 6 | 6 |  |  |  | 230 | 230 | 1S | 0 | 2 | 2 | 2-1109 ACAR | 0 | 0 | 0 | 0 | 0 | 0 | 0 | 0 | 0 | 0 | 0 | 0 | 0 | 0 | 0 | 0 | 0 | 0 | 0 | 0 | 0 | 0 | 0 | 12
NO |  | 155 | 2012 | 1 | 7 | 7 |  |  | Penasquitos | 230 | 230 | 1S | 0.1 | 0 | 1 | 2-1033.5 ACSR | 0 | 0 | 0 | 0 | 0 | 0 | 0 | 0 | 0 | 0 | 0 | 0 | 0 | 0 | 0 | 0 | 0 | 0 | 0 | 0 | 0 | 0 | 0 | 12
NO |  | 155 | 2012 | 1 | 8 | 8 |  | Penasquitos |  | 230 | 230 | 1S | 11.05 | 0 | 1 | 2-1109 ACAR | 0 | 0 | 0 | 0 | 0 | 0 | 0 | 0 | 0 | 0 | 0 | 0 | 0 | 0 | 0 | 0 | 0 | 0 | 0 | 0 | 0 | 0 | 0 | 12
NO |  | 155 | 2012 | 1 | 9 | 9 |  |  | Old Town | 230 | 230 | 1S | 0.47 | 0 | 1 | 2-1033.5 ACSR | 0 | 0 | 0 | 0 | 0 | 0 | 0 | 0 | 0 | 0 | 0 | 0 | 0 | 0 | 0 | 0 | 0 | 0 | 0 | 0 | 0 | 0 | 0 | 12
NO |  | 155 | 2012 | 1 | 10 | 10 |  | Palomar |  | 230 | 230 | 1S | 0 | 0.16 | 1 | 900 ACSS | 0 | 0 | 0 | 0 | 0 | 0 | 0 | 0 | 0 | 0 | 0 | 0 | 0 | 0 | 0 | 0 | 0 | 0 | 0 | 0 | 0 | 0 | 0 | 12
NO |  | 155 | 2012 | 1 | 11 | 11 |  |  | Escondido | 230 | 230 | 1S | 0 | 0.22 | 1 | 605 ACSS | 0 | 0 | 0 | 0 | 0 | 0 | 0 | 0 | 0 | 0 | 0 | 0 | 0 | 0 | 0 | 0 | 0 | 0 | 0 | 0 | 0 | 0 | 0 | 12
NO |  | 155 | 2012 | 1 | 12 | 12 |  | Palomar Generator |  | 230 | 230 | 1S | 0.16 | 0 | 2 | 900 ACSS | 0 | 0 | 0 | 0 | 0 | 0 | 0 | 0 | 0 | 0 | 0 | 0 | 0 | 0 | 0 | 0 | 0 | 0 | 0 | 0 | 0 | 0 | 0 | 12
NO |  | 155 | 2012 | 1 | 13 | 13 |  |  | Escondido | 230 | 230 | 1S | 0.21 | 0 | 2 | 605 ACSS | 0 | 0 | 0 | 0 | 0 | 0 | 0 | 0 | 0 | 0 | 0 | 0 | 0 | 0 | 0 | 0 | 0 | 0 | 0 | 0 | 0 | 0 | 0 | 12
NO |  | 155 | 2012 | 1 | 14 | 14 |  | Miguel |  | 230 | 230 | 3 | 23.91 | 0 | 2 | 2-1033.5 ACSR | 0 | 0 | 0 | 0 | 0 | 0 | 0 | 0 | 0 | 0 | 0 | 0 | 0 | 0 | 0 | 0 | 0 | 0 | 0 | 0 | 0 | 0 | 0 | 12
NO |  | 155 | 2012 | 1 | 15 | 15 |  |  |  | 230 | 230 | 3 | 3.42 | 0 | 1 | 2-1109 R | 0 | 0 | 0 | 0 | 0 | 0 | 0 | 0 | 0 | 0 | 0 | 0 | 0 | 0 | 0 | 0 | 0 | 0 | 0 | 0 | 0 | 0 | 0 | 12
NO |  | 155 | 2012 | 1 | 16 | 16 |  |  | Sycamore Canyon | 230 | 230 | 1S | 0.56 | 0 | 1 | 2-1033.5 ACSR | 0 | 0 | 0 | 0 | 0 | 0 | 0 | 0 | 0 | 0 | 0 | 0 | 0 | 0 | 0 | 0 | 0 | 0 | 0 | 0 | 0 | 0 | 0 | 12
NO |  | 155 | 2012 | 1 | 17 | 17 |  | Miguel |  | 230 | 230 | 3 | 0 | 23.91 | 2 | 2-1033.5 ACSR | 0 | 0 | 0 | 0 | 0 | 0 | 0 | 0 | 0 | 0 | 0 | 0 | 0 | 0 | 0 | 0 | 0 | 0 | 0 | 0 | 0 | 0 | 0 | 12
NO |  | 155 | 2012 | 1 | 18 | 18 |  |  |  | 230 | 230 | 3 | 3.02 | 0 | 1 | 2-1109 ACAR | 0 | 0 | 0 | 0 | 0 | 0 | 0 | 0 | 0 | 0 | 0 | 0 | 0 | 0 | 0 | 0 | 0 | 0 | 0 | 0 | 0 | 0 | 0 | 12
NO |  | 155 | 2012 | 1 | 19 | 19 |  |  | Mission | 230 | 230 | 1S | 6.7 | 0 | 1 | 2-1109 ACAR | 0 | 0 | 0 | 0 | 0 | 0 | 0 | 0 | 0 | 0 | 0 | 0 | 0 | 0 | 0 | 0 | 0 | 0 | 0 | 0 | 0 | 0 | 0 | 12
NO |  | 155 | 2012 | 1 | 20 | 20 |  | Miguel |  | 230 | 230 | 3 | 7.52 | 0 | 1 | 1109 ACAR | 0 | 0 | 0 | 0 | 0 | 0 | 0 | 0 | 0 | 0 | 0 | 0 | 0 | 0 | 0 | 0 | 0 | 0 | 0 | 0 | 0 | 0 | 0 | 12
NO |  | 155 | 2012 | 1 | 21 | 21 |  |  |  | 230 | 230 | 1S | 14.78 | 0 | 1 | 636 ACSS | 0 | 0 | 0 | 0 | 0 | 0 | 0 | 0 | 0 | 0 | 0 | 0 | 0 | 0 | 0 | 0 | 0 | 0 | 0 | 0 | 0 | 0 | 0 | 12
NO |  | 155 | 2012 | 1 | 22 | 22 |  |  | Mission | 230 | 230 | 3 | 9.11 | 0 | 1 | 605 ACSS | 0 | 0 | 0 | 0 | 0 | 0 | 0 | 0 | 0 | 0 | 0 | 0 | 0 | 0 | 0 | 0 | 0 | 0 | 0 | 0 | 0 | 0 | 0 | 12
NO |  | 155 | 2012 | 1 | 23 | 23 |  |  |  | 230 | 230 | 3 | 2.04 | 0 | 1 | 1033.5 ACSR | 0 | 0 | 0 | 0 | 0 | 0 | 0 | 0 | 0 | 0 | 0 | 0 | 0 | 0 | 0 | 0 | 0 | 0 | 0 | 0 | 0 | 0 | 0 | 12
NO |  | 155 | 2012 | 1 | 24 | 24 |  | Old Town | Mission | 230 | 230 | 1S | 3.86 | 0 | 2 | 1109 ACAR | 0 | 0 | 0 | 0 | 0 | 0 | 0 | 0 | 0 | 0 | 0 | 0 | 0 | 0 | 0 | 0 | 0 | 0 | 0 | 0 | 0 | 0 | 0 | 12
NO |  | 155 | 2012 | 1 | 25 | 25 |  | Old Town | Mission | 230 | 230 | 1S | 0 | 3.85 | 2 | 1109 ACAR | 0 | 0 | 0 | 0 | 0 | 0 | 0 | 0 | 0 | 0 | 0 | 0 | 0 | 0 | 0 | 0 | 0 | 0 | 0 | 0 | 0 | 0 | 0 | 12
NO |  | 155 | 2012 | 1 | 26 | 26 |  | Silvergate |  | 230 | 230 | 4 | 0.69 | 0 | 1 | 1-3500 KCMIL CU | 0 | 0 | 0 | 0 | 0 | 0 | 0 | 0 | 0 | 0 | 0 | 0 | 0 | 0 | 0 | 0 | 0 | 0 | 0 | 0 | 0 | 0 | 0 | 12
NO |  | 155 | 2012 | 1 | 27 | 27 |  |  |  | 230 | 230 | 4 | 0.31 | 0 | 1 | 1-2500 KCMIL CU | 0 | 0 | 0 | 0 | 0 | 0 | 0 | 0 | 0 | 0 | 0 | 0 | 0 | 0 | 0 | 0 | 0 | 0 | 0 | 0 | 0 | 0 | 0 | 12
NO |  | 155 | 2012 | 1 | 28 | 28 |  |  |  | 230 | 230 | 4 | 5.04 | 0 | 1 | 1-3500 KCMIL CU | 0 | 0 | 0 | 0 | 0 | 0 | 0 | 0 | 0 | 0 | 0 | 0 | 0 | 0 | 0 | 0 | 0 | 0 | 0 | 0 | 0 | 0 | 0 | 12
NO |  | 155 | 2012 | 1 | 29 | 29 |  |  |  | 230 | 230 | 4 | 0.26 | 0 | 1 | 1-2500 KCMIL CU | 0 | 0 | 0 | 0 | 0 | 0 | 0 | 0 | 0 | 0 | 0 | 0 | 0 | 0 | 0 | 0 | 0 | 0 | 0 | 0 | 0 | 0 | 0 | 12
NO |  | 155 | 2012 | 1 | 30 | 30 |  |  | Old Town | 230 | 230 | 4 | 0.99 | 0 | 1 | 1-3500 KCMIL CU | 0 | 0 | 0 | 0 | 0 | 0 | 0 | 0 | 0 | 0 | 0 | 0 | 0 | 0 | 0 | 0 | 0 | 0 | 0 | 0 | 0 | 0 | 0 | 12
NO |  | 155 | 2012 | 1 | 31 | 31 |  | Silvergate |  | 230 | 230 | 4 | 0.69 | 0 | 1 | 1-3500 KCMIL CU | 0 | 0 | 0 | 0 | 0 | 0 | 0 | 0 | 0 | 0 | 0 | 0 | 0 | 0 | 0 | 0 | 0 | 0 | 0 | 0 | 0 | 0 | 0 | 12
NO |  | 155 | 2012 | 1 | 32 | 32 |  |  |  | 230 | 230 | 4 | 0.31 | 0 | 1 | 1-2500 KCMIL CU | 0 | 0 | 0 | 0 | 0 | 0 | 0 | 0 | 0 | 0 | 0 | 0 | 0 | 0 | 0 | 0 | 0 | 0 | 0 | 0 | 0 | 0 | 0 | 12
NO |  | 155 | 2012 | 1 | 33 | 33 |  |  |  | 230 | 230 | 4 | 5.04 | 0 | 1 | 1-3500 KCMIL CU | 0 | 0 | 0 | 0 | 0 | 0 | 0 | 0 | 0 | 0 | 0 | 0 | 0 | 0 | 0 | 0 | 0 | 0 | 0 | 0 | 0 | 0 | 0 | 12
NO |  | 155 | 2012 | 1 | 34 | 34 |  |  |  | 230 | 230 | 4 | 0.26 | 0 | 1 | 1-2500 KCMIL CU | 0 | 0 | 0 | 0 | 0 | 0 | 0 | 0 | 0 | 0 | 0 | 0 | 0 | 0 | 0 | 0 | 0 | 0 | 0 | 0 | 0 | 0 | 0 | 12
NO |  | 155 | 2012 | 1 | 35 | 35 |  |  | Old Town | 230 | 230 | 4 | 0.99 | 0 | 1 | 1-3500 KCMIL CU | 0 | 0 | 0 | 0 | 0 | 0 | 0 | 0 | 0 | 0 | 0 | 0 | 0 | 0 | 0 | 0 | 0 | 0 | 0 | 0 | 0 | 0 | 0 | 12
NO |  | 155 | 2012 | 2 | 1 | 1 |  | Escondido |  | 230 | 230 | 1S | 5.02 | 0 | 1 | 1033.5 ACSR | 0 | 0 | 0 | 0 | 0 | 0 | 0 | 0 | 0 | 0 | 0 | 0 | 0 | 0 | 0 | 0 | 0 | 0 | 0 | 0 | 0 | 0 | 0 | 12
NO |  | 155 | 2012 | 2 | 2 | 2 |  |  | Talega | 230 | 230 | 3 | 46.03 | 0 | 1 | 1033.5 ACSR | 0 | 0 | 0 | 0 | 0 | 0 | 0 | 0 | 0 | 0 | 0 | 0 | 0 | 0 | 0 | 0 | 0 | 0 | 0 | 0 | 0 | 0 | 0 | 12
NO |  | 155 | 2012 | 2 | 3 | 3 |  | Otay Mesa |  | 230 | 230 | 1S | 0.1 | 0 | 1 | 2-900 ACSS | 0 | 0 | 0 | 0 | 0 | 0 | 0 | 0 | 0 | 0 | 0 | 0 | 0 | 0 | 0 | 0 | 0 | 0 | 0 | 0 | 0 | 0 | 0 | 12
NO |  | 155 | 2012 | 2 | 4 | 4 |  |  | Tijuana | 230 | 230 | 3 | 1.61 | 0 | 1 | 2-1033.5 ACSR | 0 | 0 | 0 | 0 | 0 | 0 | 0 | 0 | 0 | 0 | 0 | 0 | 0 | 0 | 0 | 0 | 0 | 0 | 0 | 0 | 0 | 0 | 0 | 12
NO |  | 155 | 2012 | 2 | 5 | 5 |  | Otay Mesa | Miguel | 230 | 230 | 3,1S | 0 | 8.92 | 2 | 2-900 ACSS | 0 | 0 | 0 | 0 | 0 | 0 | 0 | 0 | 0 | 0 | 0 | 0 | 0 | 0 | 0 | 0 | 0 | 0 | 0 | 0 | 0 | 0 | 0 | 12
NO |  | 155 | 2012 | 2 | 6 | 6 |  | Miguel |  | 230 | 230 | 1S | 0 | 24.61 | 2 | 2-1033.5 ACSR | 0 | 0 | 0 | 0 | 0 | 0 | 0 | 0 | 0 | 0 | 0 | 0 | 0 | 0 | 0 | 0 | 0 | 0 | 0 | 0 | 0 | 0 | 0 | 12
NO |  | 155 | 2012 | 2 | 7 | 7 |  |  |  | 230 | 230 | 3 | 0 | 0.67 | 2 | 2-605 ACSR | 0 | 0 | 0 | 0 | 0 | 0 | 0 | 0 | 0 | 0 | 0 | 0 | 0 | 0 | 0 | 0 | 0 | 0 | 0 | 0 | 0 | 0 | 0 | 12
NO |  | 155 | 2012 | 2 | 8 | 8 |  |  | Sycamore | 230 | 230 | 3 | 0 | 3.62 | 2 | 2-1109 ACAR | 0 | 0 | 0 | 0 | 0 | 0 | 0 | 0 | 0 | 0 | 0 | 0 | 0 | 0 | 0 | 0 | 0 | 0 | 0 | 0 | 0 | 0 | 0 | 12
NO |  | 155 | 2012 | 2 | 9 | 9 |  | Otay Mesa | Miguel | 230 | 230 | 3,1S | 0 | 8.92 | 2 | 2-900 ACSS | 0 | 0 | 0 | 0 | 0 | 0 | 0 | 0 | 0 | 0 | 0 | 0 | 0 | 0 | 0 | 0 | 0 | 0 | 0 | 0 | 0 | 0 | 0 | 12
NO |  | 155 | 2012 | 2 | 10 | 10 |  | Miguel |  | 230 | 230 | 1S | 0 | 9.59 | 2 | 2-900 ACSS | 0 | 0 | 0 | 0 | 0 | 0 | 0 | 0 | 0 | 0 | 0 | 0 | 0 | 0 | 0 | 0 | 0 | 0 | 0 | 0 | 0 | 0 | 0 | 12
NO |  | 155 | 2012 | 2 | 11 | 11 |  |  |  | 230 | 230 | 4 | 2.26 | 0 | 1 | 2-3500 KCMIU | 0 | 0 | 0 | 0 | 0 | 0 | 0 | 0 | 0 | 0 | 0 | 0 | 0 | 0 | 0 | 0 | 0 | 0 | 0 | 0 | 0 | 0 | 0 | 12
NO |  | 155 | 2012 | 2 | 12 | 12 |  |  |  | 230 | 230 | 4 | 0.76 | 0 | 1 | 2-4000 KCMIL | 0 | 0 | 0 | 0 | 0 | 0 | 0 | 0 | 0 | 0 | 0 | 0 | 0 | 0 | 0 | 0 | 0 | 0 | 0 | 0 | 0 | 0 | 0 | 12
NO |  | 155 | 2012 | 2 | 13 | 13 |  |  |  | 230 | 230 | 4 | 0.03 | 0 | 1 | 2-3500 KCMIL CU | 0 | 0 | 0 | 0 | 0 | 0 | 0 | 0 | 0 | 0 | 0 | 0 | 0 | 0 | 0 | 0 | 0 | 0 | 0 | 0 | 0 | 0 | 0 | 12
NO |  | 155 | 2012 | 2 | 14 | 14 |  |  |  | 230 | 230 | 3 | 0 | 3.85 | 1 | 1-900 ACSS | 0 | 0 | 0 | 0 | 0 | 0 | 0 | 0 | 0 | 0 | 0 | 0 | 0 | 0 | 0 | 0 | 0 | 0 | 0 | 0 | 0 | 0 | 0 | 12
NO |  | 155 | 2012 | 2 | 15 | 15 |  |  | Silvergate | 230 | 230 | 4 | 0.4 | 0 | 1 | 2-3500 KCMIL CU | 0 | 0 | 0 | 0 | 0 | 0 | 0 | 0 | 0 | 0 | 0 | 0 | 0 | 0 | 0 | 0 | 0 | 0 | 0 | 0 | 0 | 0 | 0 | 12
NO |  | 155 | 2012 | 2 | 16 | 16 |  | Imperial Valley |  | 230 | 230 | 2W | 0.82 | 0 | 1 | 1033.5 ACSR | 0 | 0 | 0 | 0 | 0 | 0 | 0 | 0 | 0 | 0 | 0 | 0 | 0 | 0 | 0 | 0 | 0 | 0 | 0 | 0 | 0 | 0 | 0 | 12
NO |  | 155 | 2012 | 2 | 17 | 17 |  |  | La Rosita | 230 | 230 | 3 | 4.64 | 0 | 1 | 1033.5 ACSR | 0 | 0 | 0 | 0 | 0 | 0 | 0 | 0 | 0 | 0 | 0 | 0 | 0 | 0 | 0 | 0 | 0 | 0 | 0 | 0 | 0 | 0 | 0 | 12
NO |  | 155 | 2012 | 2 | 18 | 18 |  | Palomar |  | 230 | 230 | 1S | 0 | 0.8 | 1 | 2-900 ACSS | 0 | 0 | 0 | 0 | 0 | 0 | 0 | 0 | 0 | 0 | 0 | 0 | 0 | 0 | 0 | 0 | 0 | 0 | 0 | 0 | 0 | 0 | 0 | 12
NO |  | 155 | 2012 | 2 | 19 | 19 |  |  |  | 230 | 230 | 3 | 0 | 5.96 | 2 | 2-1109 ACAR | 0 | 0 | 0 | 0 | 0 | 0 | 0 | 0 | 0 | 0 | 0 | 0 | 0 | 0 | 0 | 0 | 0 | 0 | 0 | 0 | 0 | 0 | 0 | 12
NO |  | 155 | 2012 | 2 | 20 | 20 |  |  |  | 230 | 230 | 3 | 10.12 | 0 | 1 | 2-1109 ACAR | 0 | 0 | 0 | 0 | 0 | 0 | 0 | 0 | 0 | 0 | 0 | 0 | 0 | 0 | 0 | 0 | 0 | 0 | 0 | 0 | 0 | 0 | 0 | 12
NO |  | 155 | 2012 | 2 | 21 | 21 |  |  |  | 230 | 230 | 1S | 4.75 | 0 | 1 | 2-1109 ACAR | 0 | 0 | 0 | 0 | 0 | 0 | 0 | 0 | 0 | 0 | 0 | 0 | 0 | 0 | 0 | 0 | 0 | 0 | 0 | 0 | 0 | 0 | 0 | 12
NO |  | 155 | 2012 | 2 | 22 | 22 |  |  |  | 230 | 230 | 3 | 1.55 | 0 | 1 | 2-1109 ACAR | 0 | 0 | 0 | 0 | 0 | 0 | 0 | 0 | 0 | 0 | 0 | 0 | 0 | 0 | 0 | 0 | 0 | 0 | 0 | 0 | 0 | 0 | 0 | 12
NO |  | 155 | 2012 | 2 | 23 | 23 |  |  | Sycamore Canyon | 230 | 230 | 1S | 0.17 | 0 | 1 | 2-1033.5 ACSR | 0 | 0 | 0 | 0 | 0 | 0 | 0 | 0 | 0 | 0 | 0 | 0 | 0 | 0 | 0 | 0 | 0 | 0 | 0 | 0 | 0 | 0 | 0 | 12
NO |  | 155 | 2012 | 2 | 24 | 24 |  | San Onofre |  | 230 | 230 | 2S | 0 | 0.47 | 2 | 2-1033.5 ACSR | 0 | 0 | 0 | 0 | 0 | 0 | 0 | 0 | 0 | 0 | 0 | 0 | 0 | 0 | 0 | 0 | 0 | 0 | 0 | 0 | 0 | 0 | 0 | 12
NO |  | 155 | 2012 | 2 | 25 | 25 |  | San Onofre | Talega | 230 | 230 | 3 | 0 | 6.43 | 1 | 1033.5 ACSR | 0 | 0 | 0 | 0 | 0 | 0 | 0 | 0 | 0 | 0 | 0 | 0 | 0 | 0 | 0 | 0 | 0 | 0 | 0 | 0 | 0 | 0 | 0 | 12
NO |  | 155 | 2012 | 2 | 26 | 26 |  | Penasquitos |  | 230 | 230 | 1S | 0 | 10.04 | 2 | 1109 ACAR | 0 | 0 | 0 | 0 | 0 | 0 | 0 | 0 | 0 | 0 | 0 | 0 | 0 | 0 | 0 | 0 | 0 | 0 | 0 | 0 | 0 | 0 | 0 | 12
NO |  | 155 | 2012 | 2 | 27 | 27 |  |  | Encina | 230 | 230 | 3 | 0 | 8.09 | 2 | 1033.5 ACSR | 0 | 0 | 0 | 0 | 0 | 0 | 0 | 0 | 0 | 0 | 0 | 0 | 0 | 0 | 0 | 0 | 0 | 0 | 0 | 0 | 0 | 0 | 0 | 12
NO |  | 155 | 2012 | 2 | 28 | 28 |  | Sycamore Canyon | Suncrest | 230 | 230 | 3 | 21.77 | 0 | 2 | 900 ACSS | 0 | 0 | 0 | 0 | 0 | 0 | 0 | 0 | 0 | 0 | 0 | 0 | 0 | 0 | 0 | 0 | 0 | 0 | 0 | 0 | 0 | 0 | 0 | 12
NO |  | 155 | 2012 | 2 | 29 | 29 |  | Sycamore Canyon | Suncrest | 230 | 230 | 3 | 21.77 | 0 | 2 | 900 ACSS | 0 | 0 | 0 | 0 | 0 | 0 | 0 | 0 | 0 | 0 | 0 | 0 | 0 | 0 | 0 | 0 | 0 | 0 | 0 | 0 | 0 | 0 | 0 | 12
NO |  | 155 | 2012 | 2 | 30 | 30 |  | Z46479 | Z46503 West | 230 | 230 | 3 | 4.8 | 0 | 2 | 900 ACSS | 0 | 0 | 0 | 0 | 0 | 0 | 0 | 0 | 0 | 0 | 0 | 0 | 0 | 0 | 0 | 0 | 0 | 0 | 0 | 0 | 0 | 0 | 0 | 12
NO |  | 155 | 2012 | 2 | 31 | 31 |  | TOTAL 230KV LENGTH |  | 0 | 0 |  | 311.65 | 207.93 | 132 |  | 0 | 0 | 0 | 0 | 0 | 0 | 0 | 0 | 0 | 0 | 0 | 0 | 0 | 0 | 0 | 0 | 0 | 0 | 0 | 0 | 0 | 0 | 0 | 12
NO |  | 155 | 2012 | 2 | 33 | 33 |  | Encina |  | 138 | 230 | 1S | 0.13 | 0 | 2 | 636 ACSR | 0 | 0 | 0 | 0 | 0 | 0 | 0 | 0 | 0 | 0 | 0 | 0 | 0 | 0 | 0 | 0 | 0 | 0 | 0 | 0 | 0 | 0 | 0 | 12
NO |  | 155 | 2012 | 2 | 34 | 34 |  |  | Cannon | 138 | 230 | 1S | 0.1 | 0 | 2 | 2-1109 ACAR | 0 | 0 | 0 | 0 | 0 | 0 | 0 | 0 | 0 | 0 | 0 | 0 | 0 | 0 | 0 | 0 | 0 | 0 | 0 | 0 | 0 | 0 | 0 | 12
NO |  | 155 | 2012 | 2 | 35 | 35 |  | Cannon | Encina Hub | 138 | 138 | 1S | 1.46 | 1.46 | 2 | 2-1109 ACAR | 0 | 0 | 0 | 0 | 0 | 0 | 0 | 0 | 0 | 0 | 0 | 0 | 0 | 0 | 0 | 0 | 0 | 0 | 0 | 0 | 0 | 0 | 0 | 12
NO |  | 155 | 2012 | 3 | 1 | 1 |  | Encina Hub | Calavera Tap | 138 | 138 | 2W | 3.96 | 0 | 1 | 636 ACSS | 0 | 0 | 0 | 0 | 0 | 0 | 0 | 0 | 0 | 0 | 0 | 0 | 0 | 0 | 0 | 0 | 0 | 0 | 0 | 0 | 0 | 0 | 0 | 12
NO |  | 155 | 2012 | 3 | 2 | 2 |  | Calavera Tap | San Luis Rey | 138 | 138 | 2W | 4.58 | 0 | 1 | 1033.5 ACSR | 0 | 0 | 0 | 0 | 0 | 0 | 0 | 0 | 0 | 0 | 0 | 0 | 0 | 0 | 0 | 0 | 0 | 0 | 0 | 0 | 0 | 0 | 0 | 12
NO |  | 155 | 2012 | 3 | 3 | 3 |  | Cannon |  | 138 | 138 | 1S | 0 | 0 | 2 | 2-1109 ACAR | 0 | 0 | 0 | 0 | 0 | 0 | 0 | 0 | 0 | 0 | 0 | 0 | 0 | 0 | 0 | 0 | 0 | 0 | 0 | 0 | 0 | 0 | 0 | 12
NO |  | 155 | 2012 | 3 | 4 | 4 |  |  | San Luis Rey (Tower # 524) | 138 | 138 | 1S | 0 | 0 | 1 | 1033.5 ACR | 0 | 0 | 0 | 0 | 0 | 0 | 0 | 0 | 0 | 0 | 0 | 0 | 0 | 0 | 0 | 0 | 0 | 0 | 0 | 0 | 0 | 0 | 0 | 12
NO |  | 155 | 2012 | 3 | 5 | 5 |  | Encina |  | 138 | 138 | 1S | 0.63 | 0 | 2 | 2-1109 ACAR | 0 | 0 | 0 | 0 | 0 | 0 | 0 | 0 | 0 | 0 | 0 | 0 | 0 | 0 | 0 | 0 | 0 | 0 | 0 | 0 | 0 | 0 | 0 | 12
NO |  | 155 | 2012 | 3 | 6 | 6 |  |  |  | 138 | 138 | 3 | 0.7 | 0 | 2 | 2-1109 ACAR | 0 | 0 | 0 | 0 | 0 | 0 | 0 | 0 | 0 | 0 | 0 | 0 | 0 | 0 | 0 | 0 | 0 | 0 | 0 | 0 | 0 | 0 | 0 | 12
NO |  | 155 | 2012 | 3 | 7 | 7 |  |  |  | 138 | 138 | 2W | 19.58 | 0 | 1 | 2-636 ACSR | 0 | 0 | 0 | 0 | 0 | 0 | 0 | 0 | 0 | 0 | 0 | 0 | 0 | 0 | 0 | 0 | 0 | 0 | 0 | 0 | 0 | 0 | 0 | 12
NO |  | 155 | 2012 | 3 | 8 | 8 |  |  |  | 138 | 138 | 4 | 0.6 | 0 | 1 | 1750 MCM AL | 0 | 0 | 0 | 0 | 0 | 0 | 0 | 0 | 0 | 0 | 0 | 0 | 0 | 0 | 0 | 0 | 0 | 0 | 0 | 0 | 0 | 0 | 0 | 12
NO |  | 155 | 2012 | 3 | 9 | 9 |  |  | Penasquitos | 138 | 138 | 3 | 1.64 | 0 | 1 | 1033.5 ACSR | 0 | 0 | 0 | 0 | 0 | 0 | 0 | 0 | 0 | 0 | 0 | 0 | 0 | 0 | 0 | 0 | 0 | 0 | 0 | 0 | 0 | 0 | 0 | 12
NO |  | 155 | 2012 | 3 | 10 | 10 |  | Palomar |  | 138 | 138 | 1S | 0.23 | 0 | 1 | 2-636 ACSR | 0 | 0 | 0 | 0 | 0 | 0 | 0 | 0 | 0 | 0 | 0 | 0 | 0 | 0 | 0 | 0 | 0 | 0 | 0 | 0 | 0 | 0 | 0 | 12
NO |  | 155 | 2012 | 3 | 11 | 11 |  |  |  | 138 | 138 | 4 | 0.71 | 0 | 1 | 1750 MCM AL | 0 | 0 | 0 | 0 | 0 | 0 | 0 | 0 | 0 | 0 | 0 | 0 | 0 | 0 | 0 | 0 | 0 | 0 | 0 | 0 | 0 | 0 | 0 | 12
NO |  | 155 | 2012 | 3 | 12 | 12 |  |  | Batiquitos | 138 | 138 | 1S | 0 | 1.81 | 2 | 2-1109 ACAR | 0 | 0 | 0 | 0 | 0 | 0 | 0 | 0 | 0 | 0 | 0 | 0 | 0 | 0 | 0 | 0 | 0 | 0 | 0 | 0 | 0 | 0 | 0 | 12
NO |  | 155 | 2012 | 3 | 13 | 13 |  | Encina |  | 138 | 138 | 1S | 0.02 | 0 | 1 | 2-1033.5 ACSR | 0 | 0 | 0 | 0 | 0 | 0 | 0 | 0 | 0 | 0 | 0 | 0 | 0 | 0 | 0 | 0 | 0 | 0 | 0 | 0 | 0 | 0 | 0 | 12
NO |  | 155 | 2012 | 3 | 14 | 14 |  |  |  | 138 | 138 | 1S | 0 | 2 | 2 | 2-1109 ACAR | 0 | 0 | 0 | 0 | 0 | 0 | 0 | 0 | 0 | 0 | 0 | 0 | 0 | 0 | 0 | 0 | 0 | 0 | 0 | 0 | 0 | 0 | 0 | 12
NO |  | 155 | 2012 | 3 | 15 | 15 |  |  |  | 138 | 138 | 3 | 0 | 0.01 | 2 | 2-1109 ACAR | 0 | 0 | 0 | 0 | 0 | 0 | 0 | 0 | 0 | 0 | 0 | 0 | 0 | 0 | 0 | 0 | 0 | 0 | 0 | 0 | 0 | 0 | 0 | 12
NO |  | 155 | 2012 | 3 | 16 | 16 |  |  | Palomar | 138 | 138 | 1S | 0 | 1.05 | 2 | 2-1109 ACAR | 0 | 0 | 0 | 0 | 0 | 0 | 0 | 0 | 0 | 0 | 0 | 0 | 0 | 0 | 0 | 0 | 0 | 0 | 0 | 0 | 0 | 0 | 0 | 12
NO |  | 155 | 2012 | 3 | 17 | 17 |  | Telegraph Canyon | Proctor Valley | 138 | 230 | 1S | 2.6 | 0 | 2 | 2-1109 ACAR | 0 | 0 | 0 | 0 | 0 | 0 | 0 | 0 | 0 | 0 | 0 | 0 | 0 | 0 | 0 | 0 | 0 | 0 | 0 | 0 | 0 | 0 | 0 | 12
NO |  | 155 | 2012 | 3 | 18 | 18 |  | Friars |  | 138 | 230 | 1S | 1.98 | 0 | 1 | 2-1033.5 ACSR | 0 | 0 | 0 | 0 | 0 | 0 | 0 | 0 | 0 | 0 | 0 | 0 | 0 | 0 | 0 | 0 | 0 | 0 | 0 | 0 | 0 | 0 | 0 | 12
NO |  | 155 | 2012 | 3 | 19 | 19 |  |  |  | 138 | 138 | 3 | 0 | 9.31 | 2 | 400 MCM CU | 0 | 0 | 0 | 0 | 0 | 0 | 0 | 0 | 0 | 0 | 0 | 0 | 0 | 0 | 0 | 0 | 0 | 0 | 0 | 0 | 0 | 0 | 0 | 12
NO |  | 155 | 2012 | 3 | 20 | 20 |  |  | Mission | 138 | 138 | 1S | 0.11 | 0 | 2 | 400 MCM CU | 0 | 0 | 0 | 0 | 0 | 0 | 0 | 0 | 0 | 0 | 0 | 0 | 0 | 0 | 0 | 0 | 0 | 0 | 0 | 0 | 0 | 0 | 0 | 12
NO |  | 155 | 2012 | 3 | 21 | 21 |  | Doublet Tap | Penasquitos | 138 | 138 | 3 | 0 | 0.58 | 1 | 636 ACSR | 0 | 0 | 0 | 0 | 0 | 0 | 0 | 0 | 0 | 0 | 0 | 0 | 0 | 0 | 0 | 0 | 0 | 0 | 0 | 0 | 0 | 0 | 0 | 12
NO |  | 155 | 2012 | 3 | 22 | 22 |  | Penasquitos | Doublet Tap | 138 | 138 | 3 | 1.29 | 0 | 1 | 636 ACSR | 0 | 0 | 0 | 0 | 0 | 0 | 0 | 0 | 0 | 0 | 0 | 0 | 0 | 0 | 0 | 0 | 0 | 0 | 0 | 0 | 0 | 0 | 0 | 12
NO |  | 155 | 2012 | 3 | 23 | 23 |  | Shadowridge | Escondido | 138 | 138 | 3 | 0 | 0 | 1 | 636 ACSR | 0 | 0 | 0 | 0 | 0 | 0 | 0 | 0 | 0 | 0 | 0 | 0 | 0 | 0 | 0 | 0 | 0 | 0 | 0 | 0 | 0 | 0 | 0 | 12
NO |  | 155 | 2012 | 3 | 24 | 24 |  | Main |  | 138 | 138 | 3 | 0.21 | 0 | 1 | 1-1033.5 ACSR | 0 | 0 | 0 | 0 | 0 | 0 | 0 | 0 | 0 | 0 | 0 | 0 | 0 | 0 | 0 | 0 | 0 | 0 | 0 | 0 | 0 | 0 | 0 | 12
NO |  | 155 | 2012 | 3 | 25 | 25 |  |  |  | 138 | 138 | 3 | 6.43 | 0 | 1 | 2-400 MCM CU | 0 | 0 | 0 | 0 | 0 | 0 | 0 | 0 | 0 | 0 | 0 | 0 | 0 | 0 | 0 | 0 | 0 | 0 | 0 | 0 | 0 | 0 | 0 | 12
NO |  | 155 | 2012 | 3 | 26 | 26 |  |  | South Bay | 138 | 138 | 1W | 0.08 | 0 | 1 | 1-1033.5 ACSR | 0 | 0 | 0 | 0 | 0 | 0 | 0 | 0 | 0 | 0 | 0 | 0 | 0 | 0 | 0 | 0 | 0 | 0 | 0 | 0 | 0 | 0 | 0 | 12
NO |  | 155 | 2012 | 3 | 27 | 27 |  | Main | South Bay | 138 | 138 | 3,1W | 0 | 6.9 | 3 | 1-1033.5 ACSR | 0 | 0 | 0 | 0 | 0 | 0 | 0 | 0 | 0 | 0 | 0 | 0 | 0 | 0 | 0 | 0 | 0 | 0 | 0 | 0 | 0 | 0 | 0 | 12
NO |  | 155 | 2012 | 3 | 28 | 28 |  | South Bay |  | 138 | 138 | 3 | 0 | 3.6 | 3 | 2-1033.5 ACSR | 0 | 0 | 0 | 0 | 0 | 0 | 0 | 0 | 0 | 0 | 0 | 0 | 0 | 0 | 0 | 0 | 0 | 0 | 0 | 0 | 0 | 0 | 0 | 12
NO |  | 155 | 2012 | 3 | 29 | 29 |  |  |  | 138 | 138 | 1W, 1S | 0 | 1.44 | 3 | 2-636 ACSR | 0 | 0 | 0 | 0 | 0 | 0 | 0 | 0 | 0 | 0 | 0 | 0 | 0 | 0 | 0 | 0 | 0 | 0 | 0 | 0 | 0 | 0 | 0 | 12
NO |  | 155 | 2012 | 3 | 30 | 30 |  |  | Grant Hill | 138 | 138 | 4 | 4.16 | 0 | 1 | 2500 KCMIL CU | 0 | 0 | 0 | 0 | 0 | 0 | 0 | 0 | 0 | 0 | 0 | 0 | 0 | 0 | 0 | 0 | 0 | 0 | 0 | 0 | 0 | 0 | 0 | 12
NO |  | 155 | 2012 | 3 | 31 | 31 |  | Capistrano |  | 138 | 138 | 3, 1S, W | 0.1 | 1.55 | 1 | 1033.5 ACSR | 0 | 0 | 0 | 0 | 0 | 0 | 0 | 0 | 0 | 0 | 0 | 0 | 0 | 0 | 0 | 0 | 0 | 0 | 0 | 0 | 0 | 0 | 0 | 12
NO |  | 155 | 2012 | 3 | 32 | 32 |  |  | Pico | 138 | 138 | 3, 1S | 0 | 4.82 | 1 | 636 ACSR | 0 | 0 | 0 | 0 | 0 | 0 | 0 | 0 | 0 | 0 | 0 | 0 | 0 | 0 | 0 | 0 | 0 | 0 | 0 | 0 | 0 | 0 | 0 | 12
NO |  | 155 | 2012 | 3 | 33 | 33 |  | Santee |  | 138 | 138 | 1W, 1S | 2.35 | 0 | 1 | 1-1033.5 ACSR | 0 | 0 | 0 | 0 | 0 | 0 | 0 | 0 | 0 | 0 | 0 | 0 | 0 | 0 | 0 | 0 | 0 | 0 | 0 | 0 | 0 | 0 | 0 | 12
NO |  | 155 | 2012 | 3 | 34 | 34 |  |  |  | 138 | 138 | 1S | 4.24 | 0 | 2 | 605 ACSS | 0 | 0 | 0 | 0 | 0 | 0 | 0 | 0 | 0 | 0 | 0 | 0 | 0 | 0 | 0 | 0 | 0 | 0 | 0 | 0 | 0 | 0 | 0 | 12
NO |  | 155 | 2012 | 3 | 35 | 35 |  |  |  | 138 | 138 | 3, 1S | 0.34 | 0 | 1 | 2-336.4 ACSR | 0 | 0 | 0 | 0 | 0 | 0 | 0 | 0 | 0 | 0 | 0 | 0 | 0 | 0 | 0 | 0 | 0 | 0 | 0 | 0 | 0 | 0 | 0 | 12
NO |  | 155 | 2012 | 4 | 1 | 1 |  |  | Los Coches | 138 | 138 | 3 | 0.04 | 0 | 1 | 1-750 MCM CU | 0 | 0 | 0 | 0 | 0 | 0 | 0 | 0 | 0 | 0 | 0 | 0 | 0 | 0 | 0 | 0 | 0 | 0 | 0 | 0 | 0 | 0 | 0 | 12
NO |  | 155 | 2012 | 4 | 2 | 2 |  | Sycamore |  | 138 | 138 | 1W | 5.71 | 0 | 1 | 636 ACSR | 0 | 0 | 0 | 0 | 0 | 0 | 0 | 0 | 0 | 0 | 0 | 0 | 0 | 0 | 0 | 0 | 0 | 0 | 0 | 0 | 0 | 0 | 0 | 12
NO |  | 155 | 2012 | 4 | 3 | 3 |  |  | Chicarita | 138 | 138 | 4 | 0.06 | 0 | 1 | 1750 KCMIL | 0 | 0 | 0 | 0 | 0 | 0 | 0 | 0 | 0 | 0 | 0 | 0 | 0 | 0 | 0 | 0 | 0 | 0 | 0 | 0 | 0 | 0 | 0 | 12
NO |  | 155 | 2012 | 4 | 4 | 4 |  | Carlton Hills |  | 138 | 138 | 1S | 0 | 0 | 2 | 1033.5 ACSR | 0 | 0 | 0 | 0 | 0 | 0 | 0 | 0 | 0 | 0 | 0 | 0 | 0 | 0 | 0 | 0 | 0 | 0 | 0 | 0 | 0 | 0 | 0 | 12
NO |  | 155 | 2012 | 4 | 5 | 5 |  |  | Carlton Hills Tap | 138 | 138 | 3 | 0 | 1.44 | 1 | 2-336.4 ACSR | 0 | 0 | 0 | 0 | 0 | 0 | 0 | 0 | 0 | 0 | 0 | 0 | 0 | 0 | 0 | 0 | 0 | 0 | 0 | 0 | 0 | 0 | 0 | 12
NO |  | 155 | 2012 | 4 | 6 | 6 |  | Carlton Hills Tap |  | 138 | 138 | 3, 1S | 1.37 | 0 | 2 | 2-336.4 ACSR | 0 | 0 | 0 | 0 | 0 | 0 | 0 | 0 | 0 | 0 | 0 | 0 | 0 | 0 | 0 | 0 | 0 | 0 | 0 | 0 | 0 | 0 | 0 | 12
NO |  | 155 | 2012 | 4 | 7 | 7 |  |  |  | 138 | 138 | 1S | 0 | 2.77 | 2 | 605 ACSS | 0 | 0 | 0 | 0 | 0 | 0 | 0 | 0 | 0 | 0 | 0 | 0 | 0 | 0 | 0 | 0 | 0 | 0 | 0 | 0 | 0 | 0 | 0 | 12
NO |  | 155 | 2012 | 4 | 8 | 8 |  |  | Santee | 138 | 138 | 1W | 1.56 | 0 | 1 | 636 ACSS | 0 | 0 | 0 | 0 | 0 | 0 | 0 | 0 | 0 | 0 | 0 | 0 | 0 | 0 | 0 | 0 | 0 | 0 | 0 | 0 | 0 | 0 | 0 | 12
NO |  | 155 | 2012 | 4 | 9 | 9 |  | Carlton Hills Tap |  | 138 | 138 | 3 | 1.38 | 0 | 1 | 2-336.4 ACSR | 0 | 0 | 0 | 0 | 0 | 0 | 0 | 0 | 0 | 0 | 0 | 0 | 0 | 0 | 0 | 0 | 0 | 0 | 0 | 0 | 0 | 0 | 0 | 12
NO |  | 155 | 2012 | 4 | 10 | 10 |  |  | Sycamore | 138 | 138 | 2W | 3.85 | 0 | 1 | 636 ACSS | 0 | 0 | 0 | 0 | 0 | 0 | 0 | 0 | 0 | 0 | 0 | 0 | 0 | 0 | 0 | 0 | 0 | 0 | 0 | 0 | 0 | 0 | 0 | 12
NO |  | 155 | 2012 | 4 | 11 | 11 |  | Carlton Hills Tap |  | 138 | 138 | 3 | 0 | 8 | 2 | 2-336.4 ACSR | 0 | 0 | 0 | 0 | 0 | 0 | 0 | 0 | 0 | 0 | 0 | 0 | 0 | 0 | 0 | 0 | 0 | 0 | 0 | 0 | 0 | 0 | 0 | 12
NO |  | 155 | 2012 | 4 | 12 | 12 |  |  | Mission | 138 | 138 | 3 | 1.69 | 0 | 1 | 2-336.4 ACSR | 0 | 0 | 0 | 0 | 0 | 0 | 0 | 0 | 0 | 0 | 0 | 0 | 0 | 0 | 0 | 0 | 0 | 0 | 0 | 0 | 0 | 0 | 0 | 12
NO |  | 155 | 2012 | 4 | 13 | 13 |  | Telegraph Canyon |  | 138 | 138 | 2S | 6.66 | 0 | 2 | 1033.5 ACSR | 0 | 0 | 0 | 0 | 0 | 0 | 0 | 0 | 0 | 0 | 0 | 0 | 0 | 0 | 0 | 0 | 0 | 0 | 0 | 0 | 0 | 0 | 0 | 12
NO |  | 155 | 2012 | 4 | 14 | 14 |  |  |  | 138 | 138 | 3 | 0.08 | 0 | 1 | 1033.5 ACR | 0 | 0 | 0 | 0 | 0 | 0 | 0 | 0 | 0 | 0 | 0 | 0 | 0 | 0 | 0 | 0 | 0 | 0 | 0 | 0 | 0 | 0 | 0 | 12
NO |  | 155 | 2012 | 4 | 15 | 15 |  |  | South Bay | 138 | 138 | 3 | 0 | 0.03 | 1 | 1033.5 ACSR | 0 | 0 | 0 | 0 | 0 | 0 | 0 | 0 | 0 | 0 | 0 | 0 | 0 | 0 | 0 | 0 | 0 | 0 | 0 | 0 | 0 | 0 | 0 | 12
NO |  | 155 | 2012 | 4 | 16 | 16 |  | South Bay |  | 138 | 138 | 3 | 0 | 3.75 | 2 | 2-400 MCM CU | 0 | 0 | 0 | 0 | 0 | 0 | 0 | 0 | 0 | 0 | 0 | 0 | 0 | 0 | 0 | 0 | 0 | 0 | 0 | 0 | 0 | 0 | 0 | 12
NO |  | 155 | 2012 | 4 | 17 | 17 |  |  | Miguel 60 Tap | 138 | 138 | 3 | 0 | 6.06 | 2 | 2-636 ACSR | 0 | 0 | 0 | 0 | 0 | 0 | 0 | 0 | 0 | 0 | 0 | 0 | 0 | 0 | 0 | 0 | 0 | 0 | 0 | 0 | 0 | 0 | 0 | 12
NO |  | 155 | 2012 | 4 | 18 | 18 |  | Miguel 60 Tap |  | 138 | 138 | 3 | 0 | 0.69 | 2 | 2-900 ACSS | 0 | 0 | 0 | 0 | 0 | 0 | 0 | 0 | 0 | 0 | 0 | 0 | 0 | 0 | 0 | 0 | 0 | 0 | 0 | 0 | 0 | 0 | 0 | 12
NO |  | 155 | 2012 | 4 | 19 | 19 |  |  | Miguel | 138 | 138 | 3 | 0 | 0.02 | 2 | 2-636 ACSS | 0 | 0 | 0 | 0 | 0 | 0 | 0 | 0 | 0 | 0 | 0 | 0 | 0 | 0 | 0 | 0 | 0 | 0 | 0 | 0 | 0 | 0 | 0 | 12
NO |  | 155 | 2012 | 4 | 20 | 20 |  | Miguel 60 Tap | Los Coches | 138 | 138 | 3 | 0 | 15.38 | 2 | 2-636 ACSS | 0 | 0 | 0 | 0 | 0 | 0 | 0 | 0 | 0 | 0 | 0 | 0 | 0 | 0 | 0 | 0 | 0 | 0 | 0 | 0 | 0 | 0 | 0 | 12
NO |  | 155 | 2012 | 4 | 21 | 21 |  | North City Mtr Tap | Meadowlark Tap | 138 | 138 | 3 | 0 | 7.4 | 2 | 636 ACSR | 0 | 0 | 0 | 0 | 0 | 0 | 0 | 0 | 0 | 0 | 0 | 0 | 0 | 0 | 0 | 0 | 0 | 0 | 0 | 0 | 0 | 0 | 0 | 12
NO |  | 155 | 2012 | 4 | 22 | 22 |  | Batiquitos | Meadowlark Tap | 138 | 138 | 1S | 2.58 | 0 | 2 | 1033.5 ACSR | 0 | 0 | 0 | 0 | 0 | 0 | 0 | 0 | 0 | 0 | 0 | 0 | 0 | 0 | 0 | 0 | 0 | 0 | 0 | 0 | 0 | 0 | 0 | 12
NO |  | 155 | 2012 | 4 | 23 | 23 |  | Chicarita | Meadowlark Tap | 138 | 138 | 2W | 12.04 | 0 | 1 | 636 ACSR | 0 | 0 | 0 | 0 | 0 | 0 | 0 | 0 | 0 | 0 | 0 | 0 | 0 | 0 | 0 | 0 | 0 | 0 | 0 | 0 | 0 | 0 | 0 | 12
NO |  | 155 | 2012 | 4 | 24 | 24 |  | Shadowridge | Meadowlark Tap | 138 | 138 | 3,1W | 3.99 | 0 | 2 | 250MCM CU | 0 | 0 | 0 | 0 | 0 | 0 | 0 | 0 | 0 | 0 | 0 | 0 | 0 | 0 | 0 | 0 | 0 | 0 | 0 | 0 | 0 | 0 | 0 | 12
NO |  | 155 | 2012 | 4 | 25 | 25 |  | Miguel |  | 138 | 138 | 3 | 1.29 | 0 | 2 | 250 MCM CU | 0 | 0 | 0 | 0 | 0 | 0 | 0 | 0 | 0 | 0 | 0 | 0 | 0 | 0 | 0 | 0 | 0 | 0 | 0 | 0 | 0 | 0 | 0 | 12
NO |  | 155 | 2012 | 4 | 26 | 26 |  |  | Proctor Valley | 138 | 138 | 1W | 0.05 | 0 | 1 | 1033.5 ACSR | 0 | 0 | 0 | 0 | 0 | 0 | 0 | 0 | 0 | 0 | 0 | 0 | 0 | 0 | 0 | 0 | 0 | 0 | 0 | 0 | 0 | 0 | 0 | 12
NO |  | 155 | 2012 | 4 | 27 | 27 |  | Friars | Mission | 138 | 138 | 4 | 0.11 | 0 | 2 | 2-636 ACSR | 0 | 0 | 0 | 0 | 0 | 0 | 0 | 0 | 0 | 0 | 0 | 0 | 0 | 0 | 0 | 0 | 0 | 0 | 0 | 0 | 0 | 0 | 0 | 12
NO |  | 155 | 2012 | 4 | 28 | 28 |  | Margarita |  | 138 | 138 | 3 | 1.22 | 0 | 2 | 2-636 ACSR | 0 | 0 | 0 | 0 | 0 | 0 | 0 | 0 | 0 | 0 | 0 | 0 | 0 | 0 | 0 | 0 | 0 | 0 | 0 | 0 | 0 | 0 | 0 | 12
NO |  | 155 | 2012 | 4 | 29 | 29 |  |  |  | 138 | 230 | 1S | 0.78 | 0 | 1 | 1033.5 ACSR | 0 | 0 | 0 | 0 | 0 | 0 | 0 | 0 | 0 | 0 | 0 | 0 | 0 | 0 | 0 | 0 | 0 | 0 | 0 | 0 | 0 | 0 | 0 | 12
NO |  | 155 | 2012 | 4 | 30 | 30 |  |  | Trabuco | 138 | 138 | 4 | 3.32 | 0 | 1 | 1750 AL UG | 0 | 0 | 0 | 0 | 0 | 0 | 0 | 0 | 0 | 0 | 0 | 0 | 0 | 0 | 0 | 0 | 0 | 0 | 0 | 0 | 0 | 0 | 0 | 12
NO |  | 155 | 2012 | 4 | 31 | 31 |  | Talega | Rancho Mission Viejo | 138 | 138 | 1S,1W | 7.74 | 0 | 1 | 1033.5 ACSR | 0 | 0 | 0 | 0 | 0 | 0 | 0 | 0 | 0 | 0 | 0 | 0 | 0 | 0 | 0 | 0 | 0 | 0 | 0 | 0 | 0 | 0 | 0 | 12
NO |  | 155 | 2012 | 4 | 32 | 32 |  | Talega | Trabuco | 138 | 138 | 1W | 1.72 | 0 | 1 | 1033.5 ACSR | 0 | 0 | 0 | 0 | 0 | 0 | 0 | 0 | 0 | 0 | 0 | 0 | 0 | 0 | 0 | 0 | 0 | 0 | 0 | 0 | 0 | 0 | 0 | 12
NO |  | 155 | 2012 | 4 | 33 | 33 |  | Talega | San Mateo | 138 | 138 | 3 | 0 | 18.26 | 2 | 336.4 ACSR | 0 | 0 | 0 | 0 | 0 | 0 | 0 | 0 | 0 | 0 | 0 | 0 | 0 | 0 | 0 | 0 | 0 | 0 | 0 | 0 | 0 | 0 | 0 | 12
NO |  | 155 | 2012 | 4 | 34 | 34 |  | Trabuco |  | 138 | 138 | 1W | 3.7 | 0 | 1 | 394.5 5005 | 0 | 0 | 0 | 0 | 0 | 0 | 0 | 0 | 0 | 0 | 0 | 0 | 0 | 0 | 0 | 0 | 0 | 0 | 0 | 0 | 0 | 0 | 0 | 12
NO |  | 155 | 2012 | 4 | 35 | 35 |  |  |  | 138 | 138 | 1W | 0.01 | 0 | 1 | 636 ACSR | 0 | 0 | 0 | 0 | 0 | 0 | 0 | 0 | 0 | 0 | 0 | 0 | 0 | 0 | 0 | 0 | 0 | 0 | 0 | 0 | 0 | 0 | 0 | 12
NO |  | 155 | 2012 | 5 | 1 | 1 |  |  | Capistrano | 138 | 138 | 1W | 0.02 | 0 | 1 | 336.4 ACSR | 0 | 0 | 0 | 0 | 0 | 0 | 0 | 0 | 0 | 0 | 0 | 0 | 0 | 0 | 0 | 0 | 0 | 0 | 0 | 0 | 0 | 0 | 0 | 12
NO |  | 155 | 2012 | 5 | 2 | 2 |  | San Mateo Tap |  | 138 | 138 | 1W | 1 | 0 | 1 | 394.5 5005 | 0 | 0 | 0 | 0 | 0 | 0 | 0 | 0 | 0 | 0 | 0 | 0 | 0 | 0 | 0 | 0 | 0 | 0 | 0 | 0 | 0 | 0 | 0 | 12
NO |  | 155 | 2012 | 5 | 3 | 3 |  |  | Talega | 138 | 138 | 1W | 0.37 | 0 | 1 | 1033.5 ACSR | 0 | 0 | 0 | 0 | 0 | 0 | 0 | 0 | 0 | 0 | 0 | 0 | 0 | 0 | 0 | 0 | 0 | 0 | 0 | 0 | 0 | 0 | 0 | 12
NO |  | 155 | 2012 | 5 | 4 | 4 |  | Laguna Niguel |  | 138 | 138 | 1W | 1 | 0 | 1 | 336.4 ACSR | 0 | 0 | 0 | 0 | 0 | 0 | 0 | 0 | 0 | 0 | 0 | 0 | 0 | 0 | 0 | 0 | 0 | 0 | 0 | 0 | 0 | 0 | 0 | 12
NO |  | 155 | 2012 | 5 | 5 | 5 |  |  |  | 138 | 138 | 3 | 0 | 2 | 2 | 336.4 ACSR | 0 | 0 | 0 | 0 | 0 | 0 | 0 | 0 | 0 | 0 | 0 | 0 | 0 | 0 | 0 | 0 | 0 | 0 | 0 | 0 | 0 | 0 | 0 | 12
NO |  | 155 | 2012 | 5 | 6 | 6 |  |  |  | 138 | 138 | 1S | 0 | 0.5 | 2 | 336.4 ACSR | 0 | 0 | 0 | 0 | 0 | 0 | 0 | 0 | 0 | 0 | 0 | 0 | 0 | 0 | 0 | 0 | 0 | 0 | 0 | 0 | 0 | 0 | 0 | 12
NO |  | 155 | 2012 | 5 | 7 | 7 |  |  |  | 138 | 138 | 2W | 1 | 0 | 1 | 336.4 ACSR | 0 | 0 | 0 | 0 | 0 | 0 | 0 | 0 | 0 | 0 | 0 | 0 | 0 | 0 | 0 | 0 | 0 | 0 | 0 | 0 | 0 | 0 | 0 | 12
NO |  | 155 | 2012 | 5 | 8 | 8 |  |  | San Mateo Tap | 138 | 138 | 2W | 3.73 | 0 | 1 | 397 ACSR | 0 | 0 | 0 | 0 | 0 | 0 | 0 | 0 | 0 | 0 | 0 | 0 | 0 | 0 | 0 | 0 | 0 | 0 | 0 | 0 | 0 | 0 | 0 | 12
NO |  | 155 | 2012 | 5 | 9 | 9 |  | Laguna Niguel | Talega | 138 | 138 | 2W | 1.98 | 0 | 1 | 1033.5 ACSR | 0 | 0 | 0 | 0 | 0 | 0 | 0 | 0 | 0 | 0 | 0 | 0 | 0 | 0 | 0 | 0 | 0 | 0 | 0 | 0 | 0 | 0 | 0 | 12
NO |  | 155 | 2012 | 5 | 10 | 10 |  | San Mateo Tap |  | 138 | 138 | 1W | 0.49 | 0 | 1 | 250 MCM CU | 0 | 0 | 0 | 0 | 0 | 0 | 0 | 0 | 0 | 0 | 0 | 0 | 0 | 0 | 0 | 0 | 0 | 0 | 0 | 0 | 0 | 0 | 0 | 12
NO |  | 155 | 2012 | 5 | 11 | 11 |  |  | San Mateo | 138 | 138 | 2W | 3 | 0 | 1 | 250 MCM CU | 0 | 0 | 0 | 0 | 0 | 0 | 0 | 0 | 0 | 0 | 0 | 0 | 0 | 0 | 0 | 0 | 0 | 0 | 0 | 0 | 0 | 0 | 0 | 12
NO |  | 155 | 2012 | 5 | 12 | 12 |  | Pico |  | 138 | 138 | 3, 1S | 0 | 0.68 | 2 | 636 ACSR | 0 | 0 | 0 | 0 | 0 | 0 | 0 | 0 | 0 | 0 | 0 | 0 | 0 | 0 | 0 | 0 | 0 | 0 | 0 | 0 | 0 | 0 | 0 | 12
NO |  | 155 | 2012 | 5 | 13 | 13 |  |  | Talega | 138 | 138 | 1W,S | 0.11 | 0.32 | 1 | 900 ACSS | 0 | 0 | 0 | 0 | 0 | 0 | 0 | 0 | 0 | 0 | 0 | 0 | 0 | 0 | 0 | 0 | 0 | 0 | 0 | 0 | 0 | 0 | 0 | 12
NO |  | 155 | 2012 | 5 | 14 | 14 |  | Capistrano |  | 138 | 138 | 1W | 0.32 | 0 | 1 | 1033.5 ACSR | 0 | 0 | 0 | 0 | 0 | 0 | 0 | 0 | 0 | 0 | 0 | 0 | 0 | 0 | 0 | 0 | 0 | 0 | 0 | 0 | 0 | 0 | 0 | 12
NO |  | 155 | 2012 | 5 | 15 | 15 |  |  |  | 138 | 138 | 1W | 0.01 | 0 | 1 | 636 ACSR | 0 | 0 | 0 | 0 | 0 | 0 | 0 | 0 | 0 | 0 | 0 | 0 | 0 | 0 | 0 | 0 | 0 | 0 | 0 | 0 | 0 | 0 | 0 | 12
NO |  | 155 | 2012 | 5 | 16 | 16 |  |  |  | 138 | 138 | 1W | 0.02 | 0 | 1 | 336.4 ACSR | 0 | 0 | 0 | 0 | 0 | 0 | 0 | 0 | 0 | 0 | 0 | 0 | 0 | 0 | 0 | 0 | 0 | 0 | 0 | 0 | 0 | 0 | 0 | 12
NO |  | 155 | 2012 | 5 | 17 | 17 |  |  | Laguna Niguel | 138 | 138 | 1W | 2.66 | 0 | 1 | 336.4 ACSR | 0 | 0 | 0 | 0 | 0 | 0 | 0 | 0 | 0 | 0 | 0 | 0 | 0 | 0 | 0 | 0 | 0 | 0 | 0 | 0 | 0 | 0 | 0 | 12
NO |  | 155 | 2012 | 5 | 18 | 18 |  | Rancho Mission Viejo | Margarita | 138 | 138 | 1W,S | 1.3 | 0 | 1 | 1033.5 ACSR | 0 | 0 | 0 | 0 | 0 | 0 | 0 | 0 | 0 | 0 | 0 | 0 | 0 | 0 | 0 | 0 | 0 | 0 | 0 | 0 | 0 | 0 | 0 | 12
NO |  | 155 | 2012 | 5 | 19 | 19 |  | Mission |  | 138 | 138 | 1S,W | 2.94 | 0 | 2 | 2-636 ACSR | 0 | 0 | 0 | 0 | 0 | 0 | 0 | 0 | 0 | 0 | 0 | 0 | 0 | 0 | 0 | 0 | 0 | 0 | 0 | 0 | 0 | 0 | 0 | 12
NO |  | 155 | 2012 | 5 | 20 | 20 |  |  | Grant Hill | 138 | 138 | 4 | 2.84 | 0 | 1 | 2500 MCM CU | 0 | 0 | 0 | 0 | 0 | 0 | 0 | 0 | 0 | 0 | 0 | 0 | 0 | 0 | 0 | 0 | 0 | 0 | 0 | 0 | 0 | 0 | 0 | 12
NO |  | 155 | 2012 | 5 | 21 | 21 |  | Encina | Encina Hub | 138 | 138 | 1S | 1.46 | 1.46 | 1 | 2-1109 ACAR | 0 | 0 | 0 | 0 | 0 | 0 | 0 | 0 | 0 | 0 | 0 | 0 | 0 | 0 | 0 | 0 | 0 | 0 | 0 | 0 | 0 | 0 | 0 | 12
NO |  | 155 | 2012 | 5 | 22 | 22 |  | Encina Hub | Shadowridge | 138 | 138 | 2W | 6.72 | 0 | 1 | 900 ACSS | 0 | 0 | 0 | 0 | 0 | 0 | 0 | 0 | 0 | 0 | 0 | 0 | 0 | 0 | 0 | 0 | 0 | 0 | 0 | 0 | 0 | 0 | 0 | 12
NO |  | 155 | 2012 | 5 | 23 | 23 |  | 138kV Dead |  | 0 | 0 |  | 13.95 | 3.2 | 0 |  | 0 | 0 | 0 | 0 | 0 | 0 | 0 | 0 | 0 | 0 | 0 | 0 | 0 | 0 | 0 | 0 | 0 | 0 | 0 | 0 | 0 | 0 | 0 | 12
NO |  | 155 | 2012 | 5 | 24 | 24 |  | TOTAL 138kV LENGTH |  | 0 | 0 |  | 164.1 | 106.49 | 136 |  | 0 | 0 | 0 | 0 | 0 | 0 | 0 | 0 | 0 | 0 | 0 | 0 | 0 | 0 | 0 | 0 | 0 | 0 | 0 | 0 | 0 | 0 | 0 | 12
NO |  | 155 | 2012 | 5 | 26 | 26 |  | 69 kV LINES |  | 0 | 0 | 1W | 720.84 | 25.4 | 125 |  | 0 | 0 | 0 | 0 | 0 | 0 | 0 | 0 | 0 | 0 | 0 | 0 | 0 | 0 | 0 | 0 | 0 | 0 | 0 | 0 | 0 | 0 | 0 | 12
NO |  | 155 | 2012 | 5 | 27 | 27 |  |  |  | 0 | 0 | 2W | 7.11 | 1.38 | 0 |  | 0 | 0 | 0 | 0 | 0 | 0 | 0 | 0 | 0 | 0 | 0 | 0 | 0 | 0 | 0 | 0 | 0 | 0 | 0 | 0 | 0 | 0 | 0 | 12
NO |  | 155 | 2012 | 5 | 28 | 28 |  |  |  | 0 | 0 | 1S | 37.12 | 1.5 | 0 |  | 0 | 0 | 0 | 0 | 0 | 0 | 0 | 0 | 0 | 0 | 0 | 0 | 0 | 0 | 0 | 0 | 0 | 0 | 0 | 0 | 0 | 0 | 0 | 12
NO |  | 155 | 2012 | 5 | 29 | 29 |  |  |  | 0 | 0 | 3 | 20 | 43.22 | 0 |  | 0 | 0 | 0 | 0 | 0 | 0 | 0 | 0 | 0 | 0 | 0 | 0 | 0 | 0 | 0 | 0 | 0 | 0 | 0 | 0 | 0 | 0 | 0 | 12
NO |  | 155 | 2012 | 5 | 30 | 30 |  |  |  | 0 | 0 | 4 | 56.99 | 0.6 | 0 |  | 0 | 0 | 0 | 0 | 0 | 0 | 0 | 0 | 0 | 0 | 0 | 0 | 0 | 0 | 0 | 0 | 0 | 0 | 0 | 0 | 0 | 0 | 0 | 12
NO |  | 155 | 2012 | 5 | 31 | 31 |  | TOTAL 69kV LENGTH |  | 0 | 0 |  | 842.06 | 72.1 | 125 |  | 0 | 0 | 0 | 0 | 0 | 0 | 0 | 0 | 0 | 0 | 0 | 0 | 0 | 0 | 0 | 0 | 0 | 0 | 0 | 0 | 0 | 0 | 0 | 12
NO |  | 155 | 2012 | 5 | 33 | 33 |  | Expenses, Except ISO |  | 0 | 0 |  | 0 | 0 | 0 |  | 0 | 0 | 0 | 11315423 | 12121457 | 1024079 | 24460959 | 0 | 0 | 0 | 0 | 0 | 0 | 0 | 0 | 0 | 0 | 0 | 0 | 0 | 0 | 0 | 0 | 12
NO |  | 155 | 2012 | 5 | 34 | 34 |  | Cost of Line |  | 0 | 0 |  | 0 | 0 | 0 |  | 146489225 | 2146040940 | 2292530165 | 0 | 0 | 0 | 0 | 0 | 0 | 0 | 0 | 0 | 0 | 0 | 0 | 0 | 621550121 | 621550122 | 621550123 | 0 | 0 | 0 | 0 | 12
NO |  | 155 | 2012 | 5 | 35 | 35 |  | ISO Charges |  | 0 | 0 |  | 0 | 0 | 0 |  | 0 | 0 | 0 | 6508871 | 0 | 0 | 6508871 | 0 | 0 | 0 | 0 | 0 | 0 | 0 | 0 | 0 | 0 | 0 | 0 | 0 | 0 | 0 | 0 | 12
NO |  | 181 | 2012 | 0 | 1 | 1 |  | None |  | 0 | 0 |  | 0 | 0 | 0 |  | 0 | 0 | 0 | 0 | 0 | 0 | 0 | 0 | 0 | 0 | 0 | 0 | 0 | 0 | 0 | 0 | 0 | 0 | 0 | 0 | 0 | 0 | 0 | 12
NO |  | 181 | 2012 | 0 | 36 | 36 |  | TOTAL |  | 0 | 0 |  | 0 | 0 | 0 |  | 0 | 0 | 0 | 0 | 0 | 0 | 0 | 0 | 0 | 0 | 0 | 0 | 0 | 0 | 0 | 0 | 0 | 0 | 0 | 0 | 0 | 0 | 0 | 12
NO |  | 119 | 2012 | 0 | 1 | 1 |  | Dumont (AEP) | Stillwell Sub. | 345 | 345 | steel tower | 2.86 | 0 | 1 | 900MCM ACSR | 0 | 0 | 0 | 0 | 0 | 0 | 0 | 0 | 0 | 0 | 0 | 0 | 0 | 0 | 0 | 0 | 0 | 0 | 0 | 0 | 0 | 0 | 0 | 12
NO |  | 119 | 2012 | 0 | 2 | 2 |  | Dune Acres Sub. | Babcock Sub. | 345 | 345 | steel tower | 7.71 | 0 | 1 | 2156MCM ACSR | 0 | 0 | 0 | 0 | 0 | 0 | 0 | 0 | 0 | 0 | 0 | 0 | 0 | 0 | 0 | 0 | 0 | 0 | 0 | 0 | 0 | 0 | 0 | 12
NO |  | 119 | 2012 | 0 | 3 | 3 |  | Babcock Sub. | Lake George Sub. | 345 | 345 | steel tower | 11.74 | 0 | 1 | 2156MCM ACSR | 0 | 0 | 0 | 0 | 0 | 0 | 0 | 0 | 0 | 0 | 0 | 0 | 0 | 0 | 0 | 0 | 0 | 0 | 0 | 0 | 0 | 0 | 0 | 12
NO |  | 119 | 2012 | 0 | 4 | 4 |  | Munster Sub. | Burnham (CECO) | 345 | 345 | steel pole | 0.47 | 0 | 1 | 2156MCM ACSR | 0 | 0 | 0 | 0 | 0 | 0 | 0 | 0 | 0 | 0 | 0 | 0 | 0 | 0 | 0 | 0 | 0 | 0 | 0 | 0 | 0 | 0 | 0 | 12
NO |  | 119 | 2012 | 0 | 5 | 5 |  |  |  | 0 | 0 | steel tower | 0.15 | 0 | 0 |  | 0 | 0 | 0 | 0 | 0 | 0 | 0 | 0 | 0 | 0 | 0 | 0 | 0 | 0 | 0 | 0 | 0 | 0 | 0 | 0 | 0 | 0 | 0 | 12
NO |  | 119 | 2012 | 0 | 6 | 6 |  | Michigan City Gen. Station | Babcock Sub. | 345 | 345 | steel pole | 1.23 | 0 | 1 | 2156MCM ACSR | 0 | 0 | 0 | 0 | 0 | 0 | 0 | 0 | 0 | 0 | 0 | 0 | 0 | 0 | 0 | 0 | 0 | 0 | 0 | 0 | 0 | 0 | 0 | 12
NO |  | 119 | 2012 | 0 | 7 | 7 |  |  |  | 0 | 0 | steel tower | 18.13 | 0 | 0 |  | 0 | 0 | 0 | 0 | 0 | 0 | 0 | 0 | 0 | 0 | 0 | 0 | 0 | 0 | 0 | 0 | 0 | 0 | 0 | 0 | 0 | 0 | 0 | 12
NO |  | 119 | 2012 | 0 | 8 | 8 |  | Michigan City Gen. Station | Dune Acres Sub. | 345 | 345 | steel pole | 8.64 | 1.23 | 1 | 2156MCM ACSR | 0 | 0 | 0 | 0 | 0 | 0 | 0 | 0 | 0 | 0 | 0 | 0 | 0 | 0 | 0 | 0 | 0 | 0 | 0 | 0 | 0 | 0 | 0 | 12
NO |  | 119 | 2012 | 0 | 9 | 9 |  |  |  | 0 | 0 | steel tower | 1.76 | 0 | 0 |  | 0 | 0 | 0 | 0 | 0 | 0 | 0 | 0 | 0 | 0 | 0 | 0 | 0 | 0 | 0 | 0 | 0 | 0 | 0 | 0 | 0 | 0 | 0 | 12
NO |  | 119 | 2012 | 0 | 10 | 10 |  | Schahfer Gen. Station | Tower Road Sub. | 345 | 345 | steel tower | 22.56 | 0 | 1 | 2156MCM ACSR | 0 | 0 | 0 | 0 | 0 | 0 | 0 | 0 | 0 | 0 | 0 | 0 | 0 | 0 | 0 | 0 | 0 | 0 | 0 | 0 | 0 | 0 | 0 | 12